{"text_format":"1","workbook":"xlsx","n_sheets":8,"sheets":["Historical scenario - input","Historical scenario - output","Cost scenario - input","Cost scenario - output","Lives scenario - input","Lives scenario - output","Combined scenario - input","Combined scenario - output"],"not_rendered":{"charts":0,"images":0,"macros":1,"external_links":0,"defined_names":1,"comments":0,"pivot_tables":0},"unopened":[],"bounds":{"document_bytes":16777216,"sheet_cells":100000,"rows_first":2000,"rows_last":500,"rows_between":2000,"halvings":0,"cell_chars":16384,"cell_head_chars":4096},"cells_cut":0,"cells_raw":0,"read":"whole","date_system":"1900"}

{"sheet":"Historical scenario - input","index":0,"n_rows":190,"n_cols":190,"rows_kept":190,"cut":false,"hidden":false,"merged":[[2,3,3,3],[2,4,3,5],[2,6,3,6]]}
[null,"Unit cost - historical","Calibration period: 2014-15 to 2017-18"]
[null,"Replacement lives - calibrated"]
[null,null,null,"Unit cost","Replacement \nlife",null,"Method","Volume",null,null,null,null,null,null,null,null,null,null,null,null,null,null,null,null,null,null,null,null,null,null,null,null,null,null,null,null,null,null,null,null,null,null,null,null,null,null,null,null,null,null,null,null,null,null,null,null,null,null,null,null,null,null,null,null,null,null,null,null,null,null,null,null,null,null,null,null,null,null,null,null,null,null,null,null,null,null,null,null,null,null,null,null,null,null,null,null,null,null,null,"Replacement Cost (NOT depreciated)"]
[null,null,null,null,null,null,null,"Installation date",null,null,null,null,null,null,null,null,null,null,null,null,null,null,null,null,null,null,null,null,null,null,null,null,null,null,null,null,null,null,null,null,null,null,null,null,null,null,null,null,null,null,null,null,null,null,null,null,null,null,null,null,null,null,null,null,null,null,null,null,null,null,null,null,null,null,null,null,null,null,null,null,null,null,null,null,null,null,null,null,null,null,null,null,null,null,null,null,null,null,null,"Installation date"]
["ID","Asset group","Asset category","$ ('000)","μ","σ","#",2018,2017,2016,2015,2014,2013,2012,2011,2010,2009,2008,2007,2006,2005,2004,2003,2002,2001,2000,1999,1998,1997,1996,1995,1994,1993,1992,1991,1990,1989,1988,1987,1986,1985,1984,1983,1982,1981,1980,1979,1978,1977,1976,1975,1974,1973,1972,1971,1970,1969,1968,1967,1966,1965,1964,1963,1962,1961,1960,1959,1958,1957,1956,1955,1954,1953,1952,1951,1950,1949,1948,1947,1946,1945,1944,1943,1942,1941,1940,1939,1938,1937,1936,1935,1934,1933,1932,1931,1930,1929,1928,null,2018,2017,2016,2015,2014,2013,2012,2011,2010,2009,2008,2007,2006,2005,2004,2003,2002,2001,2000,1999,1998,1997,1996,1995,1994,1993,1992,1991,1990,1989,1988,1987,1986,1985,1984,1983,1982,1981,1980,1979,1978,1977,1976,1975,1974,1973,1972,1971,1970,1969,1968,1967,1966,1965,1964,1963,1962,1961,1960,1959,1958,1957,1956,1955,1954,1953,1952,1951,1950,1949,1948,1947,1946,1945,1944,1943,1942,1941,1940,1939,1938,1937,1936,1935,1934,1933,1932,1931,1930,1929,1928]
[1,"OVERHEAD CONDUCTORS","˂ = 1 kv",81.18019924670412,64.478983148742756,8.0298806434929499,2,46.667499999999997,67.3964,71.1601,77.876800000000003,77.506,78.701499999999996,83.133399999999995,105.5129,119.8261,105.65689999999999,89.085800000000006,85.421300000000002,99.774699999999996,110.95780000000001,99.551900000000003,88.130799999999994,103.0074,116.03400000000001,125.6331,130.80539999999999,114.7118,103.61150000000001,96.489000000000004,84.625399999999999,75.609099999999998,92.576899999999995,120.771,116.0757,86.914400000000001,87.552099999999996,108.2158,114.0675,106.7807,98.546000000000006,100.2735,84.000399999999999,75.091399999999993,87.538300000000007,82.786100000000005,84.355900000000005,83.540199999999999,73.453999999999994,44.784999999999997,27.270099999999999,56.3414,71.069000000000003,97.989699999999999,109.42919999999999,84.696200000000005,76.416200000000003,77.173900000000003,69.159499999999994,50.1083,43.174399999999999,36.215699999999998,30.703700000000001,26.241800000000001,15.8855,9.6920999999999999,6.0083000000000002,4.8666,3.6791999999999998,2.0463,0.78669999999999995,0.71450000000000002,0.1973,0,0,0,0,0,0,0,0,0,0,0,0,0,0,0,0,0,0,0,0,0,0,0,0,0,null,3788.4769483455643,5471.2531805105691,5776.7910964153898,6322.0541406957273,6291.9525228150496,6389.0034510144842,6748.7859760559522,8565.5582450975671,9727.5066729554928,8577.2481937890916,7232.0029940520344,6934.5181539124869,8099.7300257801289,9007.5763119759467,8081.6430773879638,7154.4759037714311,8362.1612558849502,9419.6632393920663,10198.920089981104,10618.80843454483,9312.3267799480727,8411.2022142498845,7832.9962451152342,6869.9068333320347,6137.9618028639761,7515.4111876422021,9804.2138432237025,9423.0484537006541,7055.7283094077402,7107.4969224673632,8784.9802056414846,9260.0223775734212,8668.4785017025388,7999.9839149657046,8140.2227091643854,6819.1692088028449,6095.9348137139568,7106.3766357177601,6720.5920928575724,6848.0287696350488,6781.8100811095119,5963.0103554674042,3635.6552232636436,2213.7921514775458,4573.8060778382551,5769.3955802640157,7954.8233701247627,8883.4842594074344,6875.6543914387021,6203.4823416759918,6264.9925786452195,5614.3819898024331,4067.8017779136239,3504.9063943569022,2939.9977418588624,2492.5324836110294,2130.3145525921605,1289.5880551335183,786.80660911898099,487.7549911339724,395.07155765401029,298.67818906847378,166.11904171853064,63.864462747382127,58.003252361770095,16.016853311374724,0,0,0,0,0,0,0,0,0,0,0,0,0,0,0,0,0,0,0,0,0,0,0,0,0]
[1,"OVERHEAD CONDUCTORS","˃ 11 kv & < = 22 kv ; multiple-phase",155.785084187358,66.538560882227401,8.1571171918900003,2,88.364199999999997,103.822,65.321299999999994,111.124,103.69199999999999,75.492999999999995,102.0158,133.14789999999999,118.072,79.368799999999993,64.064599999999999,68.098100000000002,82.974999999999994,97.046800000000005,94.342600000000004,94.79,111.10339999999999,172.434,163.07060000000001,124.5643,130.80449999999999,168.5675,198.18209999999999,188.12119999999999,153.1097,136.8442,192.23410000000001,200.51920000000001,171.5701,181.31030000000001,220.02119999999999,242.995,233.66669999999999,204.4068,194.33869999999999,174.316,166.71080000000001,215.4238,215.3295,218.43369999999999,238.35489999999999,214.63,141.79470000000001,94.762100000000004,169.0232,190.50729999999999,253.30539999999999,322.66699999999997,273.5813,194.04859999999999,193.79650000000001,189.67429999999999,126.12,154.6448,186.15309999999999,240.85069999999999,221.4177,107.4663,32.0578,27.847000000000001,27.416599999999999,0.66749999999999998,82.272900000000007,81.892499999999998,0.28710000000000002,0,0,0,0,0,0,0,0,0,0,0,0,0,0,0,0,0,0,0,0,0,0,0,0,0,0,null,13765.824336148538,16173.919010499882,10176.084219727667,17311.461695235968,16153.666949555523,11760.683360556217,15892.539991440675,20742.456810869924,18393.856460169733,12364.475189849578,9980.3091044294142,10608.668241499125,12926.267360446029,15118.443908113695,14697.16988345424,14766.868130119665,17308.252522501709,26862.645206762889,25403.967149482982,19405.259962239317,20377.390044585267,26260.302178752467,30873.815132927401,29306.47697942681,23852.207504401125,21318.285217551656,29947.205452180999,31237.900453181675,26728.062472533431,28245.440349535136,34276.021165003527,37854.996532107056,36401.786531282123,31843.53054646845,30275.070740361709,27155.832735203498,25971.056012941801,33559.814818960571,33545.124285521706,34028.712343856096,37132.138162969291,33436.152619132648,22089.49927682117,14762.521726270837,26331.29344161665,29678.195768806265,39461.203064112393,50266.70575948224,42619.885852586842,30229.877487438956,30190.604067715325,29548.426793678194,19647.614817709589,24091.353187137142,28999.876355237669,37520.946576084105,34493.575035071175,16741.646592803871,4994.1270718614851,4338.1472393653585,4271.097339131119,103.98654369506146,12816.890652838087,12757.630006813215,44.725897670190484,0,0,0,0,0,0,0,0,0,0,0,0,0,0,0,0,0,0,0,0,0,0,0,0,0,0]
[1,"OVERHEAD CONDUCTORS","˃ 11 kv & < = 22 kv ; single-phase",88.558296427608155,67.408715838304076,8.2102811059246985,2,9.5355000000000008,16.661899999999999,9.6968999999999994,6.4128999999999996,8.9467999999999996,13.13,13.086399999999999,18.3292,28.298500000000001,11.8483,9.2172000000000001,11.395,12.2387,20.191199999999998,24.128599999999999,18.909500000000001,18.441700000000001,31.818000000000001,36.432499999999997,34.588999999999999,36.990900000000003,39.851799999999997,42.405900000000003,52.105400000000003,59.499600000000001,60.302599999999998,59.821899999999999,57.744500000000002,56.976999999999997,58.395400000000002,61.344299999999997,66.121300000000005,66.299099999999996,66.580799999999996,56.475700000000003,35.8018,40.3855,48.750300000000003,50.6736,52.101300000000002,45.907400000000003,48.148299999999999,34.313400000000001,13.3614,29.413599999999999,32.763399999999997,42.7271,53.602400000000003,34.544800000000002,21.916499999999999,76.437100000000001,79.427099999999996,23.258299999999998,23.3611,23.1951,26.948499999999999,26.2637,13.3429,3.5297999999999998,1.7330000000000001,1.0106999999999999,0,3.0121000000000002,3.0121000000000002,0,0,0,0,0,0,0,0,0,0,0,0,0,0,0,0,0,0,0,0,0,0,0,0,0,0,0,null,844.44763558545765,1475.5494792471643,858.74094462887342,567.91549916060831,792.31336647852459,1162.7704320944952,1158.9092903702513,1623.2027268809154,2506.0669514566694,1049.2652635632296,816.2595298325499,1009.1217877925949,1083.8384224885679,1788.0982748291217,2136.7877111831858,1674.5931062978566,1633.1655352290213,2817.7478757336362,3226.400134598834,3063.1429151345383,3275.8510873240107,3529.2075175737546,3755.3942624795091,4614.3654586790944,5269.1832141241139,5340.2955261554835,5297.7255530627326,5113.7545480640192,5045.78605555583,5171.3971432087492,5432.5467035441225,5855.5896855788078,5871.3353506836356,5896.282222787293,5001.3917815566701,3170.5464170419418,3576.4710803771691,4317.2435183348261,4487.5676898540451,4614.0023696637409,4065.4811374207789,4263.9314238854058,3038.7362486390898,1183.2628218878435,2604.8183078030952,2901.4708891762966,3783.8391872920565,4746.937228431224,3059.2286384324384,1940.8879036556741,6769.1393598667273,7033.9286661852757,2059.7154258022388,2068.819218674997,2054.118541468014,2386.5132512793984,2325.8685298857722,1181.6244934039328,312.59307473017122,153.47152770904495,89.505870199383551,0,266.74644466959853,266.74644466959853,0,0,0,0,0,0,0,0,0,0,0,0,0,0,0,0,0,0,0,0,0,0,0,0,0,0,0]
[1,"OVERHEAD CONDUCTORS","˃ 11 kv & < = 22 kv ; swer",88.100442058396212,67.072265967321314,8.1897659287260041,2,0.54820000000000002,21.3995,0,1.2301,0,2.4007999999999998,3.5646,2.4498000000000002,0.52880000000000005,8.8900000000000007E-2,0,6.5799999999999997E-2,2.093,2.0272000000000001,0.1573,0.16259999999999999,0.45250000000000001,1.2296,1.2659,3.0752999999999999,4.4202000000000004,5.3651999999999997,3.5577999999999999,5.3162000000000003,6.5948000000000002,6.3963999999999999,7.4282000000000004,4.2708000000000004,4.4269999999999996,5.9260000000000002,5.6677,8.4719999999999995,16.6083,19.7789,16.959800000000001,10.8786,3.6383000000000001,4.6806000000000001,6.7484000000000002,7.4523999999999999,7.2755999999999998,13.456200000000001,16.729399999999998,13.633100000000001,22.113,19.7211,10.4314,10.5319,12.336600000000001,7.1345999999999998,15.6966,23.109500000000001,11.971500000000001,13.6662,12.0288,15.117800000000001,16.9635,22.258700000000001,18.161100000000001,0,0,0,0,0,0,0,0,0,0,0,0,0,0,0,0,0,0,0,0,0,0,0,0,0,0,0,0,0,0,0,0,null,48.296662336412808,1885.3054098286498,0,108.37235377603318,0,211.51154129379762,314.04283576135913,215.82846295465905,46.587513760479922,7.8321292989914237,0,5.7970090874424702,184.39422522822326,178.5972161407808,13.858199535785724,14.325131878695224,39.865450031424288,108.32830355500398,111.52634960172377,270.93528946218584,389.42157398652296,472.67649173170736,313.44375275536203,468.35957007084596,581.00479528671133,563.52566758232547,654.42770369817879,376.25936794299855,390.02065699252,522.08321963805599,499.32687545437221,746.38694511873268,1463.1985718384617,1742.5298334288129,1494.1658772219882,958.40946897646904,320.53583834106297,412.36292909852932,594.53702318688102,656.55973439599188,640.98357624006746,1185.4971684261911,1473.8675353717335,1201.0821366263215,1948.1650752373155,1737.4376278778375,919.01095128795419,927.86504571482305,1086.8599134976107,628.56141390983362,1382.8773988138221,2035.9571657485074,1054.6944421020903,1203.9982612584542,1059.7425974320363,1331.8848629504223,1494.4918488576041,1961.001309645224,1600.0009382667395,0,0,0,0,0,0,0,0,0,0,0,0,0,0,0,0,0,0,0,0,0,0,0,0,0,0,0,0,0,0,0,0]
[1,"OVERHEAD CONDUCTORS","> 1 kv & < = 11 kv",96.002971172605697,68.375119501911385,8.2689249302379917,2,6.1753,16.6252,9.8977000000000004,9.3865999999999996,12.4886,12.6935,17.444700000000001,30.603000000000002,21.035299999999999,17.602799999999998,15.850300000000001,16.654900000000001,16.197700000000001,21.7577,29.350899999999999,26.117000000000001,20.422000000000001,51.129199999999997,53.756500000000003,28.381499999999999,39.425600000000003,48.986699999999999,46.8063,55.604300000000002,52.526400000000002,53.490099999999998,75.649199999999993,81.102000000000004,73.307100000000005,73.971699999999998,88.578699999999998,127.0467,122.0137,92.828599999999994,100.0266,80.342500000000001,64.011300000000006,84.096699999999998,88.951700000000002,77.197400000000002,77.832700000000003,80.722800000000007,58.066000000000003,42.247,57.589799999999997,57.676499999999997,80.968599999999995,115.3135,107.75620000000001,59.8568,49.205800000000004,54.075699999999998,22.130299999999998,16.8109,23.504999999999999,27.805199999999999,23.744599999999998,14.105600000000001,8.5974000000000004,4.9283000000000001,5.4789000000000003,4.0492999999999997,14.052300000000001,13.238899999999999,1.6923999999999999,0.74050000000000005,0,0,0,0,0,0,0,0,0,0,0,0,0,0,0,0,0,0,0,0,0,0,0,0,0,null,592.84714788219196,1596.0685963388041,950.20860777509949,901.14148920878063,1198.9427057862035,1218.6137145794705,1674.7430312147546,2937.9789267952524,2019.4512995071125,1689.9211009571434,1521.6758939771521,1598.9198845826309,1555.0273261625155,2088.8038458822029,2817.7736065900326,2507.3095981149431,1960.5726772869536,4908.5551136783906,5160.7837198401785,2724.7083263353084,3784.9747402626836,4702.8687479410837,4493.5438695963339,5338.1780099729194,5042.6904650007564,5135.2085283197957,7262.5479668306825,7786.0329680406676,7037.6994080473232,7101.5029826886366,8503.8183826068889,12196.860677674684,11713.677723762959,8911.8214097933451,9602.850796293762,7713.1187114350732,6145.2749886210158,8073.5330658112698,8539.6274908542709,7411.1797668001109,7472.1704543860678,7749.6286413720154,5574.5085241085226,4055.8375231290729,5528.7919092361271,5537.1153668367924,7773.2261716862413,11070.438616312267,10344.915362269534,5746.4306448844245,4723.9029989250021,5191.4278682384738,2124.5745529411156,1613.8963480855571,2256.5498374120966,2669.3818140485359,2279.5521493050533,1354.1795101723069,825.37594435936023,473.13144282995268,525.99067875758942,388.74483116923221,1349.062551808807,1270.9737350570094,162.47542841251789,71.090200153314527,0,0,0,0,0,0,0,0,0,0,0,0,0,0,0,0,0,0,0,0,0,0,0,0,0]
[1,"OVERHEAD CONDUCTORS","> 22 kv & < = 66 kv",56.533349023678674,85.83007842803903,9.2644524084286299,2,5.3100000000000001E-2,0,0,0,0,0,0.1152,0,0,0,0,0,0,0,0,0,0,0,0,0,0,0,0,0,0,0,0,0,5.0663999999999998,5.4505999999999997,0.38419999999999999,0.92020000000000002,0.92020000000000002,0,3.3115999999999999,3.3892000000000002,7.7600000000000002E-2,0,0.1237,4.9316000000000004,4.9200999999999997,0.11219999999999999,0,1.7823,2.4956,1.9596,1.341,0.44379999999999997,6.5675999999999997,8.8969000000000005,4.7107000000000001,7.2549999999999999,10.8215,9.2475000000000005,4.5243000000000002,0.87560000000000004,1.4026000000000001,6.1394000000000002,8.6830999999999996,6.0076000000000001,2.7526000000000002,2.9590000000000001,4.0789999999999997,4.8239000000000001,3.6953999999999998,1.2879,0.60509999999999997,0,0,0,0,0,0,0,0,0,0,0,0,0,0,0,0,0,0,0,0,0,0,0,0,null,3.0019208331573375,0,0,0,0,0,6.5126418075277828,0,0,0,0,0,0,0,0,0,0,0,0,0,0,0,0,0,0,0,0,0,286.42055949356563,308.14067218846299,21.720112694897345,52.021987771589117,52.021987771589117,0,187.2158386268143,191.60282651105177,4.386987884237465,0,6.9931752742290527,278.79986404517376,278.14973053140142,6.3430417604567468,0,100.7593879649025,141.0846258234925,110.78275074680073,75.811221040753097,25.089500296708593,371.28842304791203,502.97155292876681,266.31164724584312,410.14944716678878,611.77563645973885,522.79214509646852,255.77383098782943,49.500600405133049,79.293675340611713,347.08084299597289,490.88472290750428,339.62974759465203,155.61369652257792,167.28217976106521,230.5995306675853,272.71122235532357,208.91333798210215,72.809300207595768,34.208329494227961,0,0,0,0,0,0,0,0,0,0,0,0,0,0,0,0,0,0,0,0,0,0,0,0]
[2,"POLES","˂ = 1 kv ; concrete",6.5428795514082836,74.063941488638221,8.6060409880872761,2,8,4,4,10,3,3,4,5,3,3,3,1,4,4,0,0,0,0,0,1,1,1,1,0,1,2,3,4,4,14,14,6,17,17,7,3,6,15,14,6,10,17,18,17,30,33,51,99,125,180,188,168,246,373,318,222,272,306,246,168,150,118,72,37,17,2,1,0,0,0,0,0,0,0,0,0,0,0,0,0,0,0,0,0,0,0,0,0,0,0,0,null,52.343036411266269,26.171518205633134,26.171518205633134,65.428795514082836,19.628638654224851,19.628638654224851,26.171518205633134,32.714397757041418,19.628638654224851,19.628638654224851,19.628638654224851,6.5428795514082836,26.171518205633134,26.171518205633134,0,0,0,0,0,6.5428795514082836,6.5428795514082836,6.5428795514082836,6.5428795514082836,0,6.5428795514082836,13.085759102816567,19.628638654224851,26.171518205633134,26.171518205633134,91.60031371971597,91.60031371971597,39.257277308449702,111.22895237394081,111.22895237394081,45.800156859857985,19.628638654224851,39.257277308449702,98.143193271124261,91.60031371971597,39.257277308449702,65.428795514082836,111.22895237394081,117.7718319253491,111.22895237394081,196.28638654224852,215.91502519647335,333.68685712182247,647.74507558942003,817.8599439260355,1177.718319253491,1230.0613556647572,1099.2037646365916,1609.5483696464378,2440.4940726752898,2080.6356973478341,1452.5192604126389,1779.663237983053,2002.1211427309347,1609.5483696464378,1099.2037646365916,981.43193271124255,772.05978706617748,471.08732770139642,242.08654340210649,111.22895237394081,13.085759102816567,6.5428795514082836,0,0,0,0,0,0,0,0,0,0,0,0,0,0,0,0,0,0,0,0,0,0,0,0]
[2,"POLES","˂ = 1 kv ; steel",6.4690900702586047,46.97220887578829,6.853627424640786,2,266,303,501,522,382,276,417,593,712,893,900,895,1025,1057,854,529,319,504,451,154,101,68,64,49,36,31,20,29,41,71,76,51,37,9,9,15,9,18,24,13,4,4,4,7,12,10,8,8,8,14,9,8,6,4,5,7,5,1,1,0,0,0,0,0,0,0,0,0,0,0,0,0,0,0,0,0,0,0,0,0,0,0,0,0,0,0,0,0,0,0,0,null,1720.7779586887889,1960.1342912883572,3241.014125199561,3376.8650166749917,2471.1924068387871,1785.468859391375,2697.6105592978383,3836.1704116633528,4605.9921300241267,5776.8974327409342,5822.1810632327442,5789.8356128814512,6630.8173220150702,6837.8282042633455,5524.6029200008488,3422.1486471668018,2063.6397324124951,3260.4213954103366,2917.5596216866306,996.23987081982511,653.37809709611906,439.89812477758511,414.0217644965507,316.98541344267164,232.88724252930976,200.54179217801675,129.3818014051721,187.60361203749954,265.23269288060277,459.30539498836094,491.65084533965398,329.92359358318885,239.35633259956836,58.22181063232744,58.22181063232744,97.036351053879073,58.22181063232744,116.44362126465488,155.25816168620651,84.098170913361855,25.876360281034419,25.876360281034419,25.876360281034419,45.283630491810236,77.629080843103253,64.690900702586049,51.752720562068838,51.752720562068838,51.752720562068838,90.567260983620471,58.22181063232744,51.752720562068838,38.814540421551627,25.876360281034419,32.345450351293024,45.283630491810236,32.345450351293024,6.4690900702586047,6.4690900702586047,0,0,0,0,0,0,0,0,0,0,0,0,0,0,0,0,0,0,0,0,0,0,0,0,0,0,0,0,0,0,0,0]
[2,"POLES","˂ = 1 kv ; wood",5.7523718118682927,61.123596823032365,7.8181581477373792,2,452,509,500,597,642,506,640,801,960,846,713,676,813,876,760,684,775,897,907,1000,901,786,727,669,774,1108,1603,1328,777,1014,1406,1339,945,833,1084,1104,1040,1056,883,898,956,936,584,278,569,806,1287,1553,1364,1165,1095,1176,927,690,676,691,519,253,127,53,15,2,1,0,0,0,0,0,0,0,0,0,0,0,0,0,0,0,0,0,0,0,0,0,0,0,0,0,0,0,0,null,2600.0720589644684,2927.9572522409608,2876.1859059341464,3434.1659716853706,3693.0227032194439,2910.7001368053561,3681.5179595957075,4607.6498213065024,5522.2769393935614,4866.5065528405758,4101.4411018620931,3888.6033448229659,4676.6782830489219,5039.077707196624,4371.8025770199029,3934.6223193179121,4458.088154197927,5159.8775152458584,5217.4012333645414,5752.3718118682928,5182.8870024933321,4521.3642441284783,4181.974307228249,3848.336742139888,4452.3357823860588,6373.6279675500682,9221.0520144248731,7639.1497661610929,4469.5928978216634,5832.9050172344487,8087.8347674868191,7702.4258560916442,5435.9913622155364,4791.725719286288,6235.5710440652292,6350.6184803025953,5982.4666843430241,6074.5046333329174,5079.3443098797025,5165.6298870577266,5499.2674521460876,5384.2200159087224,3359.3851381310828,1599.1593636993853,3273.0995609530587,4636.4116803658435,7403.3025218744924,8933.4334238314586,7846.2351513883514,6701.513160826561,6298.8471339957805,6764.7892507571123,5332.4486696019076,3969.1365501891219,3888.6033448229659,3974.8889220009901,2985.4809703596438,1455.3500684026781,730.55122010727314,304.87570602901951,86.285577178024397,11.504743623736585,5.7523718118682927,0,0,0,0,0,0,0,0,0,0,0,0,0,0,0,0,0,0,0,0,0,0,0,0,0,0,0,0]
[2,"POLES","˃ 11 kv & < = 22 kv ; concrete",11.419448648027616,72.453792594351484,8.5119793581958056,2,14,12,9,1,213,10,7,5,2,2,8,7,6,10,5,0,2,8,16,30,25,11,8,1,1,1,4,3,2,2,1,1,1,1,5,8,3,1,21,25,8,3,0,0,0,0,10,36,31,30,62,56,35,30,18,36,49,24,8,74,79,10,2,0,0,0,0,0,0,0,0,0,0,0,0,0,0,0,0,0,0,0,0,0,0,0,0,0,0,0,0,null,159.87228107238664,137.03338377633139,102.77503783224854,11.419448648027616,2432.3425620298822,114.19448648027617,79.936140536193321,57.097243240138084,22.838897296055233,22.838897296055233,91.355589184220932,79.936140536193321,68.516691888165695,114.19448648027617,57.097243240138084,0,22.838897296055233,91.355589184220932,182.71117836844186,342.58345944082851,285.48621620069042,125.61393512830378,91.355589184220932,11.419448648027616,11.419448648027616,11.419448648027616,45.677794592110466,34.258345944082848,22.838897296055233,22.838897296055233,11.419448648027616,11.419448648027616,11.419448648027616,11.419448648027616,57.097243240138084,91.355589184220932,34.258345944082848,11.419448648027616,239.80842160857995,285.48621620069042,91.355589184220932,34.258345944082848,0,0,0,0,114.19448648027617,411.10015132899417,354.00290808885609,342.58345944082851,708.00581617771218,639.48912428954657,399.68070268096659,342.58345944082851,205.55007566449709,411.10015132899417,559.55298375335326,274.06676755266278,91.355589184220932,845.03919995404362,902.13644319418165,114.19448648027617,22.838897296055233,0,0,0,0,0,0,0,0,0,0,0,0,0,0,0,0,0,0,0,0,0,0,0,0,0,0,0,0]
[2,"POLES","˃ 11 kv & < = 22 kv ; steel",11.419448648027616,72.453792594351484,8.5119793581958056,2,11,53,5,16,11,54,21,159,240,110,135,150,31,5,31,52,21,21,88,82,6,6,0,0,7,8,18,24,0,0,0,0,15,25,9,0,0,0,0,35,61,49,26,47,57,22,62,89,66,0,0,27,42,200,206,58,36,7,5,82,82,5,5,0,0,0,0,0,0,0,0,0,0,0,0,0,0,0,0,0,0,0,0,0,0,0,0,0,0,0,0,null,125.61393512830378,605.2307783454637,57.097243240138084,182.71117836844186,125.61393512830378,616.65022699349129,239.80842160857995,1815.6923350363911,2740.667675526628,1256.1393512830377,1541.6255674837282,1712.9172972041424,354.00290808885609,57.097243240138084,354.00290808885609,593.81132969743601,239.80842160857995,239.80842160857995,1004.9114810264302,936.39478913826451,68.516691888165695,68.516691888165695,0,0,79.936140536193321,91.355589184220932,205.55007566449709,274.06676755266278,0,0,0,0,171.29172972041425,285.48621620069042,102.77503783224854,0,0,0,0,399.68070268096659,696.58636752968459,559.55298375335326,296.905664848718,536.71408645729798,650.90857293757415,251.22787025660756,708.00581617771218,1016.3309296744578,753.68361076982274,0,0,308.32511349674564,479.6168432171599,2283.8897296055234,2352.4064214936889,662.32802158560173,411.10015132899417,79.936140536193321,57.097243240138084,936.39478913826451,936.39478913826451,57.097243240138084,57.097243240138084,0,0,0,0,0,0,0,0,0,0,0,0,0,0,0,0,0,0,0,0,0,0,0,0,0,0,0,0]
[2,"POLES","˃ 11 kv & < = 22 kv ; wood",5.8875650818466481,60.949913350927687,7.8070425482975105,2,1184,1484,1324,1744,1666,1722,1759,2121,2625,2304,1925,2003,2257,2430,2172,1824,2090,2280,2341,2661,2820,3132,3134,2479,2058,2310,2537,2328,1955,2069,2464,2683,2633,2393,2317,1890,1614,1840,1779,1935,1974,1854,1143,692,1705,1874,2348,2894,2356,2317,2567,2502,2002,2038,2007,1886,1607,787,319,72,2,1,0,0,1,1,0,0,0,0,0,0,0,0,0,0,0,0,0,0,0,0,0,0,0,0,0,0,0,0,0,null,6970.8770569064309,8737.1465814604253,7795.136168364962,10267.913502740554,9808.6834263565161,10138.387070939927,10356.226978968254,12487.525538596741,15454.858339847451,13564.949948574676,11333.562782554798,11792.792858938836,13288.234389727884,14306.783148887354,12787.791357770919,10738.918709288286,12305.011021059494,13423.648386610357,13782.789856603003,15666.81068279393,16602.933530807546,18439.8538363437,18451.628966507396,14595.273837897841,12116.608938440402,13600.275339065756,14936.752612644947,13706.251510538998,11510.189735010197,12181.372154340715,14506.960361670141,15796.337114594557,15501.958860502224,14088.943240859029,13641.488294638684,11127.498004690166,9502.5300421004904,10833.119750597833,10473.978280605186,11392.438433373263,11622.053471565283,10915.545661743685,6729.4868885507185,4074.1950366378805,10038.298464548536,11033.296963380619,13824.00281217593,17038.6133468642,13871.103332830702,13641.488294638684,15113.379565100346,14730.687834780314,11786.905293856989,11998.857636803468,11816.343119266223,11103.947744362778,9461.3170865275642,4633.5137194133122,1878.1332611090806,423.90468589295864,11.775130163693296,5.8875650818466481,0,0,5.8875650818466481,5.8875650818466481,0,0,0,0,0,0,0,0,0,0,0,0,0,0,0,0,0,0,0,0,0,0,0,0,0]
[2,"POLES","> 1 kv & < = 11 kv ; concrete",6.4600913530452599,87.135406657102678,9.3346347897013455,2,0,0,1,3,3,2,3,4,4,3,1,1,1,0,0,1,1,1,1,1,1,1,1,1,2,2,0,2,6,11,14,19,19,13,13,8,2,7,8,4,1,1,2,1,2,7,15,30,32,22,55,73,66,91,80,62,77,93,93,87,73,62,44,19,25,17,0,0,0,0,0,0,0,0,0,0,0,0,0,0,0,0,0,0,0,0,0,0,0,0,0,null,0,0,6.4600913530452599,19.380274059135779,19.380274059135779,12.92018270609052,19.380274059135779,25.84036541218104,25.84036541218104,19.380274059135779,6.4600913530452599,6.4600913530452599,6.4600913530452599,0,0,6.4600913530452599,6.4600913530452599,6.4600913530452599,6.4600913530452599,6.4600913530452599,6.4600913530452599,6.4600913530452599,6.4600913530452599,6.4600913530452599,12.92018270609052,12.92018270609052,0,12.92018270609052,38.760548118271558,71.061004883497858,90.441278942633645,122.74173570785995,122.74173570785995,83.981187589588373,83.981187589588373,51.68073082436208,12.92018270609052,45.220639471316822,51.68073082436208,25.84036541218104,6.4600913530452599,6.4600913530452599,12.92018270609052,6.4600913530452599,12.92018270609052,45.220639471316822,96.901370295678902,193.8027405913578,206.72292329744832,142.12200976699572,355.30502441748928,471.58666877230399,426.36602930098718,587.86831312711865,516.80730824362081,400.52566388880609,497.42703418448502,600.78849583320914,600.78849583320914,562.02794771493757,471.58666877230399,400.52566388880609,284.24401953399143,122.74173570785995,161.5022838261315,109.82155300176942,0,0,0,0,0,0,0,0,0,0,0,0,0,0,0,0,0,0,0,0,0,0,0,0,0]
[2,"POLES","> 1 kv & < = 11 kv ; steel",6.5783602078492889,65.801399126884988,8.1118061568854678,2,5,5,0,5,3,3,5,23,23,3,5,13,10,8,8,0,0,0,0,0,0,0,0,0,0,16,15,4,6,60,61,16,7,12,13,4,0,12,11,9,6,4,4,12,14,0,0,9,13,0,0,0,4,3,0,0,0,13,10,0,10,10,0,0,0,0,0,0,0,0,0,0,0,0,0,0,0,0,0,0,0,0,0,0,0,0,0,0,0,0,0,null,32.891801039246445,32.891801039246445,0,32.891801039246445,19.735080623547866,19.735080623547866,32.891801039246445,151.30228478053365,151.30228478053365,19.735080623547866,32.891801039246445,85.518682702040749,65.783602078492891,52.626881662794311,52.626881662794311,0,0,0,0,0,0,0,0,0,0,105.25376332558862,98.675403117739336,26.313440831397156,39.470161247095731,394.70161247095734,401.27997267880664,105.25376332558862,46.048521454945025,78.940322494191463,85.518682702040749,26.313440831397156,0,78.940322494191463,72.361962286342177,59.205241870643597,39.470161247095731,26.313440831397156,26.313440831397156,78.940322494191463,92.09704290989005,0,0,59.205241870643597,85.518682702040749,0,0,0,26.313440831397156,19.735080623547866,0,0,0,85.518682702040749,65.783602078492891,0,65.783602078492891,65.783602078492891,0,0,0,0,0,0,0,0,0,0,0,0,0,0,0,0,0,0,0,0,0,0,0,0,0,0,0,0,0]
[2,"POLES","> 1 kv & < = 11 kv ; wood",5.8728148441806276,63.203008396332848,7.9500319745478283,2,163,316,200,254,361,286,361,519,659,623,602,511,468,560,588,504,509,485,443,523,628,686,671,678,560,679,987,966,767,843,1045,1177,1112,901,902,745,589,669,656,648,621,593,382,251,511,612,852,1003,745,688,1034,962,439,275,249,304,248,74,29,2,1,1,1,1,1,0,0,0,0,0,0,0,0,0,0,0,0,0,0,0,0,0,0,0,0,0,0,0,0,0,0,null,957.26881960144226,1855.8094907610782,1174.5629688361255,1491.6949704218794,2120.0861587492068,1679.6250454356596,2120.0861587492068,3047.9909041297456,3870.1849823150337,3658.7636479245311,3535.434536196738,3001.0083853763008,2748.4773470765335,3288.7763127411513,3453.2151283782091,2959.8986814670361,2989.2627556879393,2848.3151994276045,2601.6569759720182,3071.4821635064682,3688.1277221454343,4028.7509831079105,3940.6587604452011,3981.7684643544653,3288.7763127411513,3987.6412791986463,5796.4682512062791,5673.139139478486,4504.4489854865415,4950.7829136442688,6137.0915121687558,6912.3030716005987,6530.5701067288583,5291.4061746067455,5297.278989450926,4375.2470589145678,3459.0879432223896,3928.91313075684,3852.5665377824917,3805.5840190290469,3647.0180182361696,3482.5792025991123,2243.4152704769999,1474.0765258893375,3001.0083853763008,3594.1626846385443,5003.6382472418945,5890.4332887131695,4375.2470589145678,4040.4966127962716,6072.490548882769,5649.6478801017638,2578.1657165952956,1615.0240821496725,1462.3308962009762,1785.3357126309108,1456.4580813567957,434.58829846936646,170.31163048123821,11.745629688361255,5.8728148441806276,5.8728148441806276,5.8728148441806276,5.8728148441806276,5.8728148441806276,0,0,0,0,0,0,0,0,0,0,0,0,0,0,0,0,0,0,0,0,0,0,0,0,0,0]
[2,"POLES","> 22 kv & < = 66 kv ; concrete",6.4600913530452697,68.221845752911989,8.2596516726138027,2,0,0,0,3,0,0,0,0,0,0,0,1,1,0,0,0,0,0,0,0,0,0,0,0,0,0,0,0,5,7,3,1,2,3,1,0,1,1,4,4,0,2,2,0,0,1,12,26,17,5,14,26,50,55,34,15,11,23,25,20,15,12,21,25,14,1,0,0,0,0,0,0,0,0,0,0,0,0,0,0,0,0,0,0,0,0,0,0,0,0,0,null,0,0,0,19.380274059135807,0,0,0,0,0,0,0,6.4600913530452697,6.4600913530452697,0,0,0,0,0,0,0,0,0,0,0,0,0,0,0,32.30045676522635,45.220639471316886,19.380274059135807,6.4600913530452697,12.920182706090539,19.380274059135807,6.4600913530452697,0,6.4600913530452697,6.4600913530452697,25.840365412181079,25.840365412181079,0,12.920182706090539,12.920182706090539,0,0,6.4600913530452697,77.521096236543229,167.962375179177,109.82155300176959,32.30045676522635,90.441278942633772,167.962375179177,323.00456765226346,355.30502441748985,219.64310600353917,96.901370295679044,71.061004883497972,148.58210112004122,161.50228382613173,129.2018270609054,96.901370295679044,77.521096236543229,135.66191841395067,161.50228382613173,90.441278942633772,6.4600913530452697,0,0,0,0,0,0,0,0,0,0,0,0,0,0,0,0,0,0,0,0,0,0,0,0,0]
[2,"POLES","> 22 kv & < = 66 kv ; steel",6.4600913530452697,68.221845752911989,8.2596516726138027,2,0,0,0,0,0,0,0,0,0,11,34,23,0,0,0,0,0,0,0,0,0,0,0,0,0,1,1,0,0,0,0,0,0,0,0,0,0,0,0,0,0,0,0,0,0,0,0,0,0,0,0,0,0,0,0,0,0,0,0,0,0,0,0,0,0,0,0,0,0,0,0,0,0,0,0,0,0,0,0,0,0,0,0,0,0,0,0,0,0,0,0,null,0,0,0,0,0,0,0,0,0,71.061004883497972,219.64310600353917,148.58210112004122,0,0,0,0,0,0,0,0,0,0,0,0,0,6.4600913530452697,6.4600913530452697,0,0,0,0,0,0,0,0,0,0,0,0,0,0,0,0,0,0,0,0,0,0,0,0,0,0,0,0,0,0,0,0,0,0,0,0,0,0,0,0,0,0,0,0,0,0,0,0,0,0,0,0,0,0,0,0,0,0,0,0,0,0,0,0]
[2,"POLES","> 22 kv & < = 66 kv ; wood",5.5093742457692834,55.330909259180004,7.4384749283156157,2,8,6,5,12,7,9,1,5,12,6,7,15,55,52,7,12,14,6,6,9,10,6,5,6,6,11,17,26,38,26,9,30,33,12,20,16,10,18,57,61,21,14,10,6,26,33,23,23,33,30,13,11,6,1,1,0,0,0,0,0,1,1,1,1,0,0,0,0,0,0,0,0,0,0,0,0,0,0,0,0,0,0,0,0,0,0,0,0,0,0,0,null,44.074993966154267,33.0562454746157,27.546871228846417,66.1124909492314,38.565619720384987,49.584368211923547,5.5093742457692834,27.546871228846417,66.1124909492314,33.0562454746157,38.565619720384987,82.640613686539254,303.01558351731057,286.48746078000272,38.565619720384987,66.1124909492314,77.131239440769974,33.0562454746157,33.0562454746157,49.584368211923547,55.093742457692834,33.0562454746157,27.546871228846417,33.0562454746157,33.0562454746157,60.603116703462121,93.659362178077814,143.24373039000136,209.35622133923277,143.24373039000136,49.584368211923547,165.28122737307851,181.80935011038636,66.1124909492314,110.18748491538567,88.149987932308534,55.093742457692834,99.168736423847093,314.03433200884916,336.07182899192628,115.69685916115495,77.131239440769974,55.093742457692834,33.0562454746157,143.24373039000136,181.80935011038636,126.71560765269352,126.71560765269352,181.80935011038636,165.28122737307851,71.62186519500068,60.603116703462121,33.0562454746157,5.5093742457692834,5.5093742457692834,0,0,0,0,0,5.5093742457692834,5.5093742457692834,5.5093742457692834,5.5093742457692834,0,0,0,0,0,0,0,0,0,0,0,0,0,0,0,0,0,0,0,0,0,0,0,0,0,0,0]
[2,"POLES","staking of a wooden pole",9.1702913835191939,30.215167503393005,5.4968324973017877,2,787,935,1139,1704,2308,1418,1608,1611,1526,1269,673,705,900,1182,326,209,454,609,1015,1222,971,965,1059,1073,813,680,732,770,643,308,0,0,0,0,0,0,0,0,0,0,0,0,0,0,0,0,0,0,0,0,0,0,0,0,0,0,0,0,0,0,0,0,0,0,0,0,0,0,0,0,0,0,0,0,0,0,0,0,0,0,0,0,0,0,0,0,0,0,0,0,0,null,7217.0193188296053,8574.2224435904463,10444.961885828361,15626.176517516706,21165.032513162299,13003.473181830217,14745.828544698863,14773.339418849422,13993.864651250289,11637.099765685856,6171.6061011084175,6465.0554253810315,8253.2622451672742,10839.284415319687,2989.5149910272571,1916.5908991555116,4163.3122881177142,5584.7074525631888,9307.8457542719825,11206.096070660455,8904.3529333971364,8849.3311850960217,9711.3385751468268,9839.7226545160956,7455.4468948011045,6235.798140793052,6712.6532927360504,7061.124365309779,5896.4973596028412,2824.4497461239116,0,0,0,0,0,0,0,0,0,0,0,0,0,0,0,0,0,0,0,0,0,0,0,0,0,0,0,0,0,0,0,0,0,0,0,0,0,0,0,0,0,0,0,0,0,0,0,0,0,0,0,0,0,0,0,0,0,0,0,0,0]
[3,"SERVICE LINES","˂ = 11 kv ; commercial and industrial ; simple type",2.1346744194109366,61.820713764268909,7.8626149444233189,2,393,609,731,593,447,340,511,701,878,599,308,437,561,654,609,488,506,673,676,583,507,435,415,371,354,492,695,627,449,496,615,630,532,488,550,527,493,512,449,469,504,487,303,162,355,481,695,831,716,670,687,670,522,484,458,424,378,250,157,90,66,48,31,16,9,1,0,0,0,0,0,0,0,0,0,0,0,0,0,0,0,0,0,0,0,0,0,0,0,0,0,null,838.92704682849808,1300.0167214212604,1560.4470005893947,1265.8619307106853,954.19946547668872,725.78930259971844,1090.8186283189887,1496.4067680070666,1874.2441402428024,1278.6699772271511,657.47972117856852,932.8527212825793,1197.5523492895354,1396.0770702947525,1300.0167214212604,1041.7211166725372,1080.145256221934,1436.6358842635602,1443.0399075217931,1244.515186516576,1082.2799306413449,928.58337244375741,885.88988405553869,791.96420960145747,755.67474447147151,1050.2598143501807,1483.5987214906008,1338.4408609706572,958.46881431551049,1058.7985120278245,1312.8247679377259,1344.8448842288901,1135.6467911266184,1041.7211166725372,1174.0709306760152,1124.9734190295635,1052.3944887695918,1092.9533027383995,958.46881431551049,1001.1623027037293,1075.875907383112,1039.5864422531261,646.80634908151376,345.81725594457174,757.80941889088251,1026.7783957366605,1483.5987214906008,1773.9144425304883,1528.4268842982306,1430.2318610053276,1466.5213261353135,1430.2318610053276,1114.3000469325088,1033.1824189948934,977.68088409020902,905.10195383023711,806.90693053733401,533.66860485273412,335.14388384751703,192.12069774698429,140.88851168112183,102.46437213172496,66.17490700173903,34.154790710574986,19.212069774698428,2.1346744194109366,0,0,0,0,0,0,0,0,0,0,0,0,0,0,0,0,0,0,0,0,0,0,0,0,0]
[3,"SERVICE LINES","˂ = 11 kv ; residential ; simple type",1.9382768119581435,61.444618610790236,7.8386617869882764,2,2072,3208,3852,3126,2355,1791,2693,3697,4629,3158,1626,2305,2957,3445,3209,2575,2665,3550,3565,3072,2675,2295,2188,1954,1868,2591,3666,3306,2369,2618,3242,3323,2805,2571,2901,2777,2599,2700,2368,2474,2657,2568,1595,852,1873,2535,3662,4379,3777,3534,3620,3531,2754,2552,2414,2235,1994,1321,828,477,346,255,163,84,49,4,0,0,0,0,0,0,0,0,0,0,0,0,0,0,0,0,0,0,0,0,0,0,0,0,0,null,4016.1095543772735,6217.9920127617243,7466.2422796627689,6059.0533141811566,4564.6418921614277,3471.4537702170351,5219.7794546032801,7165.8093738092566,8972.2833625542462,6121.0781721638168,3151.6380962439412,4467.7280515635211,5731.4845329602304,6677.3636171958042,6219.9302895736828,4991.0627907922199,5165.5077038684522,6880.882682451409,6909.9568346307815,5954.3863663354168,5184.8904719880338,4448.3452834439395,4240.9496645644176,3787.3928905662124,3620.7010847378119,5022.07521978355,7105.722792638554,6407.9431403336221,4591.7777675288417,5074.4086937064194,6283.8934243683016,6440.8938461369107,5436.8664575425928,4983.3096835443866,5622.9410314905745,5382.5947068077649,5037.5814342792146,5233.3473922869871,4589.839490716884,4795.2968327844474,5150.0014893727875,4977.4948531085129,3091.551515073239,1651.4118437883383,3630.3924687976028,4913.5317183138941,7097.9696853907217,8487.7141595647099,7320.8715187659081,6849.8702534600789,7016.5620592884798,6844.0554230242051,5338.0143401327268,4946.4824241171818,4679.0002240669583,4332.0486747264504,3864.9239630445381,2560.4636685967075,1604.8932003013429,924.55803930403442,670.6437769375176,494.2605870493266,315.93912034917741,162.81525220448407,94.975563785949035,7.753107247832574,0,0,0,0,0,0,0,0,0,0,0,0,0,0,0,0,0,0,0,0,0,0,0,0,0]
[4,"SWITCHGEAR","˂ = 11 kv ; circuit breaker",56.495642316440481,49.841316369980909,7.05983826797618,2,76,46,71,58,62,31,102,149,122,98,56,54,70,53,34,27,13,22,10,6,1,6,5,2,5,2,5,4,7,4,6,12,7,12,11,16,11,17,20,13,4,15,8,0,11,6,10,13,12,5,11,9,9,5,19,9,4,10,13,0,0,0,0,0,0,0,0,0,0,0,0,0,0,0,0,0,0,0,0,0,0,0,0,0,0,0,0,0,0,0,0,null,4293.6688160494768,2598.7995465562622,4011.1906044672742,3276.7472543535478,3502.7298236193096,1751.3649118096548,5762.5555162769288,8417.8507051496308,6892.4683626057385,5536.5729470111673,3163.7559697206671,3050.7646850877859,3954.6949621508338,2994.2690427713455,1920.8518387589763,1525.3823425438929,734.4433501137263,1242.9041309616905,564.95642316440478,338.97385389864291,56.495642316440481,338.97385389864291,282.47821158220239,112.99128463288096,282.47821158220239,112.99128463288096,282.47821158220239,225.98256926576192,395.46949621508338,225.98256926576192,338.97385389864291,677.94770779728583,395.46949621508338,677.94770779728583,621.45206548084525,903.9302770630477,621.45206548084525,960.42591937948816,1129.9128463288096,734.4433501137263,225.98256926576192,847.43463474660723,451.96513853152385,0,621.45206548084525,338.97385389864291,564.95642316440478,734.4433501137263,677.94770779728583,282.47821158220239,621.45206548084525,508.46078084796432,508.46078084796432,282.47821158220239,1073.4172040123692,508.46078084796432,225.98256926576192,564.95642316440478,734.4433501137263,0,0,0,0,0,0,0,0,0,0,0,0,0,0,0,0,0,0,0,0,0,0,0,0,0,0,0,0,0,0,0,0]
[4,"SWITCHGEAR","˂ = 11 kv ; fuse",1.944450105297103E-2,47.901224404169092,6.9210710445832797,2,145,166,146,115,79,91,143,277,301,196,360,298,288,323,281,225,168,134,209,231,375,471,484,287,309,257,301,338,354,381,338,255,200,224,202,167,143,125,132,69,62,86,50,26,51,38,53,53,44,29,37,35,19,23,17,17,12,16,9,2,2,1,0,0,0,0,0,0,0,0,0,0,0,0,0,0,0,0,0,0,0,0,0,0,0,0,0,0,0,0,0,null,2.8194526526807993,3.2277871747931908,2.8388971537337704,2.2361176210916685,1.5361155831847113,1.7694495958203638,2.7805636505748574,5.3861267916729751,5.8527948169442796,3.811122206382322,7.0000203790695705,5.7944613137853667,5.6000163032556562,6.2805738401096427,5.4639047958848597,4.3750127369184817,3.266676176899133,2.6055631410981182,4.0639007200709454,4.4916797432363076,7.2916878948641362,9.1583599959493558,9.4111385096379792,5.5805718022026856,6.0083508253680478,4.9972367706135543,5.8527948169442796,6.5722413559042083,6.8833533727517446,7.408354901181962,6.5722413559042083,4.9583477685076129,3.8889002105942061,4.355568235865511,3.9277892127001479,3.2472316758461619,2.7805636505748574,2.4305626316213789,2.5666741389921759,1.3416705726550011,1.2055590652842039,1.6722270905555086,0.97222505264855152,0.50555702737724673,0.99166955370152254,0.73889104001289918,1.0305585558074646,1.0305585558074646,0.8555580463307253,0.5638905305361599,0.71944653895992805,0.68055753685398601,0.36944552000644959,0.44722352421833367,0.3305565179005075,0.3305565179005075,0.23333401263565234,0.31111201684753648,0.17500050947673926,3.888900210594206E-2,3.888900210594206E-2,1.944450105297103E-2,0,0,0,0,0,0,0,0,0,0,0,0,0,0,0,0,0,0,0,0,0,0,0,0,0,0,0,0,0]
[4,"SWITCHGEAR","˂ = 11 kv ; switch",4.8588878742610637,41.22727804068672,6.4208471435385164,2,826,1017,836,695,453,429,669,995,1100,966,1548,1523,1692,1652,1421,1175,951,890,1154,1228,1543,1582,1543,1168,1215,1093,1091,1231,1250,1326,1121,867,877,823,794,714,705,575,555,473,448,445,331,292,302,275,223,207,145,144,149,89,21,34,26,23,15,14,13,12,3,6,2,2,5,0,0,0,0,0,0,0,0,0,0,0,0,0,0,0,0,0,0,0,0,0,0,0,0,0,0,null,4013.4413841396386,4941.4889681235018,4062.0302628822492,3376.9270726114391,2201.076207040262,2084.4628980579964,3250.5959878806516,4834.5934348897581,5344.7766616871704,4693.6856865361879,7521.5584293561269,7400.0862324995996,8221.2382832497206,8026.8827682792771,6904.4796693249718,5709.1932522567495,4620.8023684222717,4324.4102080923467,5607.1566068972679,5966.7143095925867,7497.2639899848209,7686.7606170810031,7497.2639899848209,5675.181037136922,5903.548767227192,5310.7644465673429,5301.0466708188205,5981.2909732153694,6073.6098428263294,6442.8853212701706,5446.8133070466529,4212.6557869843418,4261.2446657269529,3998.8647205168554,3857.9569721632847,3469.2459422223997,3425.5159513540498,2793.8605277001116,2696.6827702148903,2298.2539645254833,2176.7817676689565,2162.2051040461733,1608.2918863804121,1418.7952592842305,1467.3841380268414,1336.1941654217926,1083.5319959602173,1005.7897899720402,704.53874176785428,699.67985389359319,723.97429326489851,432.44102080923466,102.03664535948234,165.20218772487615,126.33108473078765,111.75442110800446,72.883318113915962,68.02443023965489,63.165542365393826,58.306654491132761,14.57666362278319,29.153327245566381,9.7177757485221274,9.7177757485221274,24.294439371305319,0,0,0,0,0,0,0,0,0,0,0,0,0,0,0,0,0,0,0,0,0,0,0,0,0,0]
[4,"SWITCHGEAR","> 11 kv & < = 22 kv ; circuit breaker",95.535990412079798,66.122706376195097,8.131586953122687,2,39,24,23,23,20,14,29,75,60,62,28,35,47,38,18,24,16,8,17,9,9,11,2,5,1,0,1,1,2,0,1,3,0,9,2,6,5,7,6,9,2,3,3,1,1,0,0,0,0,0,0,0,0,0,0,0,2,0,7,0,0,0,0,0,0,0,0,0,0,0,0,0,0,0,0,0,0,0,0,0,0,0,0,0,0,0,0,0,0,0,0,null,3725.9036260711123,2292.8637698899151,2197.3277794778355,2197.3277794778355,1910.719808241596,1337.5038657691171,2770.5437219503142,7165.1992809059848,5732.1594247247876,5923.2314055489478,2675.0077315382341,3343.7596644227929,4490.1915493677507,3630.3676356590322,1719.6478274174365,2292.8637698899151,1528.5758465932768,764.28792329663838,1624.1118370053566,859.82391370871824,859.82391370871824,1050.8958945328777,191.0719808241596,477.67995206039899,95.535990412079798,0,95.535990412079798,95.535990412079798,191.0719808241596,0,95.535990412079798,286.60797123623939,0,859.82391370871824,191.0719808241596,573.21594247247879,477.67995206039899,668.75193288455853,573.21594247247879,859.82391370871824,191.0719808241596,286.60797123623939,286.60797123623939,95.535990412079798,95.535990412079798,0,0,0,0,0,0,0,0,0,0,0,191.0719808241596,0,668.75193288455853,0,0,0,0,0,0,0,0,0,0,0,0,0,0,0,0,0,0,0,0,0,0,0,0,0,0,0,0,0,0,0,0]
[4,"SWITCHGEAR","> 11 kv & < = 22 kv ; switch",9.3790421977269105,16.787317704352866,4.0972329326452588,2,785,1115,548,144,164,223,160,378,348,124,176,378,437,336,160,110,41,9,60,5,5,18,0,0,0,0,0,5,0,5,0,0,0,0,0,0,0,0,0,0,0,5,0,0,0,0,0,0,0,0,0,0,0,0,0,0,0,0,0,0,0,5,0,0,0,0,0,0,0,0,0,0,0,0,0,0,0,0,0,0,0,0,0,0,0,0,0,0,0,0,0,null,7362.5481252156251,10457.632050465505,5139.7151243543467,1350.582076472675,1538.1629204272133,2091.5264100931008,1500.6467516363057,3545.2779507407722,3263.9066848089647,1163.0012325181369,1650.7114267999364,3545.2779507407722,4098.64144040666,3151.3581784362418,1500.6467516363057,1031.6946417499601,384.54073010680332,84.411379779542187,562.74253186361466,46.895210988634553,46.895210988634553,168.82275955908437,0,0,0,0,0,46.895210988634553,0,46.895210988634553,0,0,0,0,0,0,0,0,0,0,0,46.895210988634553,0,0,0,0,0,0,0,0,0,0,0,0,0,0,0,0,0,0,0,46.895210988634553,0,0,0,0,0,0,0,0,0,0,0,0,0,0,0,0,0,0,0,0,0,0,0,0,0,0,0,0,0]
[4,"SWITCHGEAR","> 22 kv & < = 33 kv ; circuit breaker",95.535990412079798,66.122706376195097,8.131586953122687,2,0,0,0,0,1,0,2,0,0,0,2,0,0,1,7,0,0,3,0,1,0,0,0,0,0,0,0,0,0,0,0,0,0,0,0,0,0,0,0,0,0,0,0,0,0,0,0,2,0,2,0,0,0,0,4,0,0,0,0,0,0,0,0,0,0,0,0,0,0,0,0,0,0,0,0,0,0,0,0,0,0,0,0,0,0,0,0,0,0,0,0,null,0,0,0,0,95.535990412079798,0,191.0719808241596,0,0,0,191.0719808241596,0,0,95.535990412079798,668.75193288455853,0,0,286.60797123623939,0,95.535990412079798,0,0,0,0,0,0,0,0,0,0,0,0,0,0,0,0,0,0,0,0,0,0,0,0,0,0,0,191.0719808241596,0,191.0719808241596,0,0,0,0,382.14396164831919,0,0,0,0,0,0,0,0,0,0,0,0,0,0,0,0,0,0,0,0,0,0,0,0,0,0,0,0,0,0,0,0,0,0,0,0]
[4,"SWITCHGEAR","> 22 kv & < = 33 kv ; switch",6.956353097301279,16.787317704352866,4.0972329326452588,2,0,0,0,0,0,0,0,0,0,0,0,0,0,0,0,0,1,0,0,0,0,0,0,0,0,0,0,0,0,0,0,0,0,0,0,0,0,0,0,0,0,0,0,0,0,0,0,0,0,0,0,0,0,0,0,0,0,0,0,0,0,0,0,0,0,0,0,0,0,0,0,0,0,0,0,0,0,0,0,0,0,0,0,0,0,0,0,0,0,0,0,null,0,0,0,0,0,0,0,0,0,0,0,0,0,0,0,0,6.956353097301279,0,0,0,0,0,0,0,0,0,0,0,0,0,0,0,0,0,0,0,0,0,0,0,0,0,0,0,0,0,0,0,0,0,0,0,0,0,0,0,0,0,0,0,0,0,0,0,0,0,0,0,0,0,0,0,0,0,0,0,0,0,0,0,0,0,0,0,0,0,0,0,0,0,0]
[4,"SWITCHGEAR","> 33 kv & < = 66 kv ; circuit breaker",95.535990412079798,66.122706376195097,8.131586953122687,2,0,0,0,0,0,0,0,0,0,0,0,2,0,0,0,0,0,0,0,0,0,0,0,0,0,0,0,0,0,0,0,0,0,0,0,0,0,0,0,0,0,0,0,0,0,0,0,0,0,0,0,0,0,0,0,0,0,0,0,0,0,0,0,0,0,0,0,0,0,0,0,0,0,0,0,0,0,0,0,0,0,0,0,0,0,0,0,0,0,0,0,null,0,0,0,0,0,0,0,0,0,0,0,191.0719808241596,0,0,0,0,0,0,0,0,0,0,0,0,0,0,0,0,0,0,0,0,0,0,0,0,0,0,0,0,0,0,0,0,0,0,0,0,0,0,0,0,0,0,0,0,0,0,0,0,0,0,0,0,0,0,0,0,0,0,0,0,0,0,0,0,0,0,0,0,0,0,0,0,0,0,0,0,0,0,0]
[5,"TRANSFORMERS","ground outdoor / indoor chamber mounted ; ˂ 22 kv ; < = 60 kva ; multiple phase",4987.4725603706202,73.67402339112347,8.5833573496111342,2,0,0,0,0,0,0,0,0,0,0,0,0,3,0,0,0,0,0,0,0,0,0,0,0,0,0,1,0,0,0,0,0,0,0,0,0,0,0,0,0,0,0,0,0,0,0,0,0,0,0,0,0,0,0,0,0,0,0,0,0,0,0,0,0,0,0,0,0,0,0,0,0,0,0,0,0,0,0,0,0,0,0,0,0,0,0,0,0,0,0,0,null,0,0,0,0,0,0,0,0,0,0,0,0,14962.41768111186,0,0,0,0,0,0,0,0,0,0,0,0,0,4987.4725603706202,0,0,0,0,0,0,0,0,0,0,0,0,0,0,0,0,0,0,0,0,0,0,0,0,0,0,0,0,0,0,0,0,0,0,0,0,0,0,0,0,0,0,0,0,0,0,0,0,0,0,0,0,0,0,0,0,0,0,0,0,0,0,0,0]
[5,"TRANSFORMERS","ground outdoor / indoor chamber mounted ; ˂ 22 kv ; > 60 kva and < = 600 kva ; multiple phase",4987.4725603706202,73.67402339112347,8.5833573496111342,2,0,0,0,1,2,0,0,1,0,0,0,0,0,1,0,0,0,0,1,1,1,0,2,1,2,0,0,0,0,1,5,2,1,3,0,3,3,3,6,0,3,1,1,1,1,2,3,1,2,3,6,13,6,10,15,10,6,5,2,0,0,0,0,0,0,0,0,0,0,0,0,0,0,0,0,0,0,0,0,0,0,0,0,0,0,0,0,0,0,0,0,null,0,0,0,4987.4725603706202,9974.9451207412403,0,0,4987.4725603706202,0,0,0,0,0,4987.4725603706202,0,0,0,0,4987.4725603706202,4987.4725603706202,4987.4725603706202,0,9974.9451207412403,4987.4725603706202,9974.9451207412403,0,0,0,0,4987.4725603706202,24937.362801853102,9974.9451207412403,4987.4725603706202,14962.41768111186,0,14962.41768111186,14962.41768111186,14962.41768111186,29924.835362223719,0,14962.41768111186,4987.4725603706202,4987.4725603706202,4987.4725603706202,4987.4725603706202,9974.9451207412403,14962.41768111186,4987.4725603706202,9974.9451207412403,14962.41768111186,29924.835362223719,64837.143284818063,29924.835362223719,49874.725603706203,74812.088405559305,49874.725603706203,29924.835362223719,24937.362801853102,9974.9451207412403,0,0,0,0,0,0,0,0,0,0,0,0,0,0,0,0,0,0,0,0,0,0,0,0,0,0,0,0,0,0,0,0]
[5,"TRANSFORMERS","ground outdoor / indoor chamber mounted ; ˂ 22 kv ; > 600 kva ; multiple phase",4987.4725603706202,73.67402339112347,8.5833573496111342,2,5,0,2,3,0,0,5,6,2,0,5,6,6,3,11,5,6,6,5,9,21,31,16,7,8,4,16,12,25,24,21,24,15,15,15,27,11,26,25,12,16,14,5,7,11,4,12,6,7,7,7,2,1,0,8,6,7,8,16,0,0,2,0,0,0,0,0,0,0,0,0,0,0,0,0,0,0,0,0,0,0,0,0,0,0,0,0,0,0,0,0,null,24937.362801853102,0,9974.9451207412403,14962.41768111186,0,0,24937.362801853102,29924.835362223719,9974.9451207412403,0,24937.362801853102,29924.835362223719,29924.835362223719,14962.41768111186,54862.198164076821,24937.362801853102,29924.835362223719,29924.835362223719,24937.362801853102,44887.253043335579,104736.92376778302,154611.64937148921,79799.560965929923,34912.307922594344,39899.780482964961,19949.890241482481,79799.560965929923,59849.670724447438,124686.81400926551,119699.34144889488,104736.92376778302,119699.34144889488,74812.088405559305,74812.088405559305,74812.088405559305,134661.75913000674,54862.198164076821,129674.28656963613,124686.81400926551,59849.670724447438,79799.560965929923,69824.615845188688,24937.362801853102,34912.307922594344,54862.198164076821,19949.890241482481,59849.670724447438,29924.835362223719,34912.307922594344,34912.307922594344,34912.307922594344,9974.9451207412403,4987.4725603706202,0,39899.780482964961,29924.835362223719,34912.307922594344,39899.780482964961,79799.560965929923,0,0,9974.9451207412403,0,0,0,0,0,0,0,0,0,0,0,0,0,0,0,0,0,0,0,0,0,0,0,0,0,0,0,0,0]
[5,"TRANSFORMERS","kiosk mounted ; < = 22 kv ; < = 60 kva ; multiple phase",160.31596875465357,51.401497630163121,7.1694837771043964,2,0,0,0,0,0,0,1,2,1,2,0,0,0,0,0,0,0,0,1,0,0,0,0,0,0,0,0,0,0,0,0,0,0,0,0,0,0,0,0,0,0,0,0,0,0,0,0,0,0,0,0,0,0,0,0,0,0,0,0,0,0,0,0,0,0,0,0,0,0,0,0,0,0,0,0,0,0,0,0,0,0,0,0,0,0,0,0,0,0,0,0,null,0,0,0,0,0,0,160.31596875465357,320.63193750930714,160.31596875465357,320.63193750930714,0,0,0,0,0,0,0,0,160.31596875465357,0,0,0,0,0,0,0,0,0,0,0,0,0,0,0,0,0,0,0,0,0,0,0,0,0,0,0,0,0,0,0,0,0,0,0,0,0,0,0,0,0,0,0,0,0,0,0,0,0,0,0,0,0,0,0,0,0,0,0,0,0,0,0,0,0,0,0,0,0,0,0,0]
[5,"TRANSFORMERS","kiosk mounted ; < = 22 kv ; > 60 kva and < = 600 kva ; multiple phase",160.31596875465357,51.401497630163121,7.1694837771043964,2,14,13,21,14,11,6,20,27,15,14,5,9,26,14,10,10,3,6,9,16,5,16,16,15,20,12,16,22,24,24,28,27,19,30,26,29,20,14,24,26,16,22,15,9,26,10,6,17,12,5,4,1,3,1,0,1,0,0,0,0,0,0,0,0,0,0,0,0,0,0,0,0,0,0,0,0,0,0,0,0,0,0,0,0,0,0,0,0,0,0,0,null,2244.42356256515,2084.1075938104964,3366.6353438477249,2244.42356256515,1763.4756563011892,961.89581252792141,3206.3193750930714,4328.5311563756459,2404.7395313198035,2244.42356256515,801.57984377326784,1442.8437187918821,4168.2151876209928,2244.42356256515,1603.1596875465357,1603.1596875465357,480.9479062639607,961.89581252792141,1442.8437187918821,2565.0555000744571,801.57984377326784,2565.0555000744571,2565.0555000744571,2404.7395313198035,3206.3193750930714,1923.7916250558428,2565.0555000744571,3526.9513126023785,3847.5832501116856,3847.5832501116856,4488.8471251302999,4328.5311563756459,3046.0034063384178,4809.479062639607,4168.2151876209928,4649.1630938849539,3206.3193750930714,2244.42356256515,3847.5832501116856,4168.2151876209928,2565.0555000744571,3526.9513126023785,2404.7395313198035,1442.8437187918821,4168.2151876209928,1603.1596875465357,961.89581252792141,2725.3714688291107,1923.7916250558428,801.57984377326784,641.26387501861427,160.31596875465357,480.9479062639607,160.31596875465357,0,160.31596875465357,0,0,0,0,0,0,0,0,0,0,0,0,0,0,0,0,0,0,0,0,0,0,0,0,0,0,0,0,0,0,0,0,0,0,0]
[5,"TRANSFORMERS","kiosk mounted ; < = 22 kv ; > 600 kva ; multiple phase",160.31596875465357,51.401497630163121,7.1694837771043964,2,17,7,13,17,11,9,25,50,49,48,21,26,21,25,12,19,6,13,20,21,13,16,12,9,9,5,11,5,11,12,7,10,10,16,4,9,3,9,4,1,0,4,2,0,2,1,1,2,3,0,0,0,1,1,1,0,0,0,0,0,0,0,0,0,0,0,0,0,0,0,0,0,0,0,0,0,0,0,0,0,0,0,0,0,0,0,0,0,0,0,0,null,2725.3714688291107,1122.211781282575,2084.1075938104964,2725.3714688291107,1763.4756563011892,1442.8437187918821,4007.8992188663392,8015.7984377326784,7855.4824689780253,7695.1665002233713,3366.6353438477249,4168.2151876209928,3366.6353438477249,4007.8992188663392,1923.7916250558428,3046.0034063384178,961.89581252792141,2084.1075938104964,3206.3193750930714,3366.6353438477249,2084.1075938104964,2565.0555000744571,1923.7916250558428,1442.8437187918821,1442.8437187918821,801.57984377326784,1763.4756563011892,801.57984377326784,1763.4756563011892,1923.7916250558428,1122.211781282575,1603.1596875465357,1603.1596875465357,2565.0555000744571,641.26387501861427,1442.8437187918821,480.9479062639607,1442.8437187918821,641.26387501861427,160.31596875465357,0,641.26387501861427,320.63193750930714,0,320.63193750930714,160.31596875465357,160.31596875465357,320.63193750930714,480.9479062639607,0,0,0,160.31596875465357,160.31596875465357,160.31596875465357,0,0,0,0,0,0,0,0,0,0,0,0,0,0,0,0,0,0,0,0,0,0,0,0,0,0,0,0,0,0,0,0,0,0,0,0]
[5,"TRANSFORMERS","pole mounted ; < = 22 kv ; < = 60 kva ; multiple phase",25.945608209081918,56.711756871374,7.530720873287895,2,20,29,22,22,18,16,13,21,47,30,67,67,95,72,70,66,72,52,102,164,201,180,196,187,174,156,165,179,197,199,140,100,96,75,91,88,80,78,70,45,67,55,45,45,32,34,27,23,27,18,15,6,0,2,2,2,3,1,2,2,0,0,0,1,2,0,0,0,0,0,0,0,0,0,0,0,0,0,0,0,0,0,0,0,0,0,0,0,0,0,0,null,518.91216418163833,752.42263806337564,570.80338059980215,570.80338059980215,467.02094776347451,415.12973134531069,337.29290671806496,544.85777239072024,1219.44358582685,778.36824627245755,1738.3557500084885,1738.3557500084885,2464.832779862782,1868.083791053898,1816.1925746357342,1712.4101417994066,1868.083791053898,1349.1716268722598,2646.4520373263558,4255.0797462894343,5215.0672500254659,4670.2094776347449,5085.3392089800564,4851.8287350983182,4514.5358283802534,4047.514880616779,4281.0253544985162,4644.263869425663,5111.2848171891383,5163.1760336073021,3632.3851492714684,2594.560820908192,2490.7783880718644,1945.9206156811438,2361.0503470264543,2283.2135223992086,2075.6486567265533,2023.7574403083895,1816.1925746357342,1167.5523694086862,1738.3557500084885,1427.0084514995056,1167.5523694086862,1167.5523694086862,830.25946269062138,882.1506791087852,700.53142164521182,596.74898880888406,700.53142164521182,467.02094776347451,389.18412313622878,155.67364925449152,0,51.891216418163836,51.891216418163836,51.891216418163836,77.836824627245761,25.945608209081918,51.891216418163836,51.891216418163836,0,0,0,25.945608209081918,51.891216418163836,0,0,0,0,0,0,0,0,0,0,0,0,0,0,0,0,0,0,0,0,0,0,0,0,0,0]
[5,"TRANSFORMERS","pole mounted ; < = 22 kv ; < = 60 kva ; single phase",23.313164724660087,51.64143094626246,7.1861972521120281,2,197,234,197,196,114,117,188,341,376,298,435,443,503,497,445,320,263,264,349,388,522,583,556,433,510,473,439,492,482,511,461,358,363,341,290,246,265,207,216,185,157,170,118,112,105,109,86,83,43,58,71,33,2,5,7,3,2,4,3,5,1,3,1,0,1,0,0,0,0,0,0,0,0,0,0,0,0,0,0,0,0,0,0,0,0,0,0,0,0,0,0,null,4592.6934507580372,5455.2805455704602,4592.6934507580372,4569.3802860333772,2657.7007786112499,2727.6402727852301,4382.8749682360967,7949.7891711090897,8765.7499364721934,6947.3230879487055,10141.226655227138,10327.731973024418,11726.521856504023,11586.642868156063,10374.358302473738,7460.2127118912276,6131.3623225856027,6154.6754873102627,8136.2944889063701,9045.5079131681141,12169.471986272565,13591.575034476831,12962.119586911009,10094.600325777817,11889.714009576644,11027.126914764222,10234.479314125778,11470.077044532763,11236.945397286161,11913.027174301304,10747.368938068301,8346.1129714283106,8462.6787950516118,7949.7891711090897,6760.8177701514251,5735.0385222663817,6177.9886520349228,4825.8250980046378,5035.6435805265792,4312.9354740621166,3660.1668617716336,3963.2380031922148,2750.9534375098901,2611.0744491619298,2447.882296089309,2541.1349549879496,2004.9321663207675,1934.9926721467873,1002.4660831603837,1352.163554030285,1655.2346954508662,769.33443591378284,46.626329449320174,116.56582362330043,163.19215307262061,69.939494173980265,46.626329449320174,93.252658898640348,69.939494173980265,116.56582362330043,23.313164724660087,69.939494173980265,23.313164724660087,0,23.313164724660087,0,0,0,0,0,0,0,0,0,0,0,0,0,0,0,0,0,0,0,0,0,0,0,0,0,0]
[5,"TRANSFORMERS","pole mounted ; < = 22 kv ; > 60 kva and < = 600 kva ; multiple phase",28.061545796744905,48.22144543808546,6.9441662881936708,2,254,331,310,251,164,154,227,295,302,332,548,530,555,563,467,423,317,303,353,295,356,354,340,208,179,175,177,203,212,230,181,128,133,132,156,138,134,93,75,78,71,77,57,38,53,40,36,33,27,18,13,18,10,9,3,6,1,4,3,2,1,0,1,0,0,0,0,0,0,0,0,0,0,0,0,0,0,0,0,0,0,0,0,0,0,0,0,0,0,0,0,null,7127.6326323732055,9288.3716587225645,8699.0791969909205,7043.4479949829711,4602.0935106661645,4321.4780526987151,6369.9708958610936,8278.1560100397473,8474.5868306169614,9316.4332045193078,15377.727096616209,14872.6192722748,15574.157917193423,15798.650283567382,13104.74188707987,11870.033872023096,8895.5100175681346,8502.6483764137065,9905.7256662509517,8278.1560100397473,9989.9103036411871,9933.7872120476968,9540.9255708932669,5836.8015257229399,5023.0166976173377,4910.7705144303582,4966.8936060238484,5696.4937967392161,5949.0477089099195,6454.1555332513281,5079.139789210828,3591.8778619833479,3732.1855909670726,3704.1240451703275,4377.6011442922054,3872.4933199507968,3760.2471367638173,2609.7237590972763,2104.6159347558678,2188.8005721461027,1992.3697515688882,2160.7390263493576,1599.5081104144597,1066.3387402763065,1487.2619272274799,1122.4618318697962,1010.2156486828165,926.03101129258187,757.6617365121125,505.10782434140827,364.80009535768374,505.10782434140827,280.61545796744906,252.55391217070414,84.184637390234712,168.36927478046942,28.061545796744905,112.24618318697962,84.184637390234712,56.123091593489811,28.061545796744905,0,28.061545796744905,0,0,0,0,0,0,0,0,0,0,0,0,0,0,0,0,0,0,0,0,0,0,0,0,0,0,0,0]
[5,"TRANSFORMERS","pole mounted ; < = 22 kv ; > 60 kva and < = 600 kva ; single phase",28.061545796744905,48.22144543808546,6.9441662881936708,2,3,4,1,0,0,0,0,3,1,1,0,3,0,0,0,0,1,1,0,0,5,1,1,1,1,0,0,0,0,0,0,0,0,0,0,0,0,0,0,0,0,0,0,0,0,0,0,0,0,0,0,0,0,0,0,0,0,0,0,0,0,0,0,0,0,0,0,0,0,0,0,0,0,0,0,0,0,0,0,0,0,0,0,0,0,0,0,0,0,0,0,null,84.184637390234712,112.24618318697962,28.061545796744905,0,0,0,0,84.184637390234712,28.061545796744905,28.061545796744905,0,84.184637390234712,0,0,0,0,28.061545796744905,28.061545796744905,0,0,140.30772898372453,28.061545796744905,28.061545796744905,28.061545796744905,28.061545796744905,0,0,0,0,0,0,0,0,0,0,0,0,0,0,0,0,0,0,0,0,0,0,0,0,0,0,0,0,0,0,0,0,0,0,0,0,0,0,0,0,0,0,0,0,0,0,0,0,0,0,0,0,0,0,0,0,0,0,0,0,0,0,0,0,0,0]
[6,"UNDERGROUND CABLES","˂ = 1 kv",211.73340407478997,49.263070280108138,7.0187655809343097,2,53.719299999999997,49.536999999999999,82.419399999999996,96.923299999999998,45.6982,32.4268,76.966999999999999,144.58000000000001,107.9472,24.267099999999999,9.3750999999999998,13.396699999999999,21.602799999999998,24.160599999999999,15.2256,12.9229,11.6363,6.6422999999999996,10.6015,11.384499999999999,14.513199999999999,21.241099999999999,17.641400000000001,13.913600000000001,17.8446,12.9925,10.112299999999999,15.2156,16.909700000000001,14.789300000000001,17.090299999999999,21.825900000000001,22.7624,22.721499999999999,19.346499999999999,20.3797,18.608799999999999,15.3409,17.04,14.1615,11.0063,16.3415,11.9709,5.3982000000000001,8.7891999999999992,7.0056000000000003,3.7250000000000001,5.0956000000000001,4.2663000000000002,2.4965000000000002,3.1271,2.9929000000000001,2.9106000000000001,1.9966999999999999,4.0049999999999999,4.8228,2.746,2.7023999999999999,2.3660999999999999,0.9768,0,0,0,0,0,0,0,0,0,0,0,0,0,0,0,0,0,0,0,0,0,0,0,0,0,0,0,0,0,0,0,null,11374.170253514865,10488.637637652871,17450.940123801745,20521.90024316209,9675.8354460905666,6865.8367472523996,16296.484911424359,30612.415561133137,22856.028116342168,5138.1556900233354,1985.0218365415635,2836.5288943687387,4574.0343815468723,5115.6060824893702,3223.768117081122,2736.2096075181034,2463.7934098354785,1406.3967898859773,2244.6916832988859,2410.4789386894463,3072.9292400182417,4497.450409293021,3735.273674645,2945.9738909349981,3778.297902352997,2750.9462524417086,2141.1117020254987,3221.6507830403743,3580.3483428834761,3131.3888328832913,3618.5873956593828,4621.2721039959588,4819.5604369119992,4810.9005406853403,4096.3003019329244,4315.0632550229975,3940.1045697469513,3248.1809785709456,3607.9372054344208,2998.4626018051381,2330.4013652683607,3460.0414226881803,2534.6394068389031,1142.9792618765312,1860.9672350941439,1483.3195355863486,788.70693017859264,1078.9087338034999,903.3182218042765,528.59244327271324,662.11152788227571,633.69690505543895,616.27124590008373,422.76808791613314,847.99228331953384,1021.147861171897,581.41992758937329,572.18835117171238,500.98240738136053,206.82118910025486,0,0,0,0,0,0,0,0,0,0,0,0,0,0,0,0,0,0,0,0,0,0,0,0,0,0,0,0,0,0,0]
[6,"UNDERGROUND CABLES","> 1 kv & < = 11 kv",85.831617092164805,66.194435457090108,8.1359962793188458,2,7.2446999999999999,6.7439999999999998,6.3742999999999999,6.0907999999999998,7.9793000000000003,3.7475999999999998,8.8640000000000008,25.647200000000002,15.7988,17.623000000000001,14.656700000000001,9.9057999999999993,12.297499999999999,15.233000000000001,12.3057,9.0630000000000006,13.28,12.768000000000001,8.4162999999999997,7.5677000000000003,13.6568,13.529299999999999,10.6858,14.570399999999999,13.397,8.4222000000000001,6.6700999999999997,8.4618000000000002,12.1822,18.1538,20.7498,19.722200000000001,18.675799999999999,16.838699999999999,11.884600000000001,12.2064,12.6493,19.481300000000001,21.355699999999999,13.6828,15.2477,12.285,4.7191000000000001,3.1274999999999999,6.7138,6.2515000000000001,7.8353000000000002,9.7769999999999992,7.0457999999999998,6.6760999999999999,8.7287999999999997,7.7869000000000002,5.2145000000000001,7.0994999999999999,6.5077999999999996,5.8929999999999998,5.4382999999999999,3.6939000000000002,3.1032999999999999,1.0157,0,0,0,0,0,0,0,0,0,0,0,0,0,0,0,0,0,0,0,0,0,0,0,0,0,0,0,0,0,0,0,null,621.82431634760633,578.84842566955945,547.11647683058607,522.78321338495732,684.87622226351061,321.66256821459683,760.81145390494885,2201.3406498861691,1356.0365521156932,1512.6105880152204,1258.008262234732,850.23083259156601,1055.5143111908967,1307.4730231649464,1056.2181304510525,777.89194570628968,1139.8438749839486,1095.8980870327603,722.38463893278663,649.54792866837568,1172.1852283042763,1161.2416971250252,917.17949392345474,1250.6009936796779,1149.886174183732,722.89104547363047,572.50546916644839,726.28997751048018,1045.61792574017,1558.1700103677415,1780.9888883390013,1692.7883186150927,1602.9741144898514,1445.2928507298354,1020.074436493542,1047.6950508738005,1085.7098740839203,1672.1114820575904,1832.9942651351439,1174.4168503486726,1308.7347479362013,1054.4414159772446,405.04798421963494,268.4383824557454,576.25631083337612,536.57635425166825,672.51646940223895,839.17572031009524,604.75240770797473,573.02045886900146,749.20701927408811,668.36221913497809,447.56896732709339,609.36156554582408,558.57499771239009,505.8057195241272,466.77808323231983,317.05341037674759,266.36125732211502,87.179173480511793,0,0,0,0,0,0,0,0,0,0,0,0,0,0,0,0,0,0,0,0,0,0,0,0,0,0,0,0,0,0,0]
[6,"UNDERGROUND CABLES","> 11 kv & < = 22 kv",102.0887869870682,46.390391493163598,6.8110492211672939,2,9.6167999999999996,6.2611999999999997,4.5118,4.1073000000000004,6.8592000000000004,15.0669,8.8638999999999992,23.418399999999998,26.446999999999999,21.209700000000002,35.5732,45.482599999999998,28.6692,19.8444,22.296600000000002,15.3308,23.027999999999999,25.346800000000002,13.614000000000001,14.277200000000001,21.610099999999999,22.716799999999999,12.3401,5.2624000000000004,4.3189000000000002,4.3544,5.6795999999999998,6.1860999999999997,5.0095000000000001,6.601,7.9010999999999996,6.7880000000000003,5.5316000000000001,4.6399999999999997,6.3428000000000004,6.9494999999999996,4.6039000000000003,6.0707000000000004,6.7106000000000003,4.3141999999999996,5.1062000000000003,5.1079999999999997,2.6993999999999998,2.3275999999999999,2.0415000000000001,1.0787,0.54249999999999998,0.70750000000000002,0.69350000000000001,0.4254,0,9.1499999999999998E-2,9.1499999999999998E-2,9.7900000000000001E-2,9.7900000000000001E-2,0,0,1.7500000000000002E-2,1.7500000000000002E-2,0,0,0,0,0,0,0,0,0,0,0,0,0,0,0,0,0,0,0,0,0,0,0,0,0,0,0,0,0,0,0,0,null,981.76744669723746,639.19831308343146,460.60418912825435,419.30927479198527,700.24740770169831,1538.1615446554579,904.90479897467378,2390.7560491779577,2699.9421494469925,2165.2725453596208,3631.6248372483747,4643.2634630180282,2926.8038518896556,2025.8907244861764,2276.2328479358653,1565.1027755413452,2350.9005867382066,2587.6240660038206,1389.8367460419465,1457.5420295717702,2206.1488956692424,2319.1305562278308,1259.7858402991203,537.23203264074778,440.91126211844886,444.5354140564898,579.82347457175251,631.53144518070258,511.41377841171817,673.88808290163718,806.61371486352459,692.97868606821896,564.71433409766644,473.69197161999642,647.52875810157627,709.4660251666304,470.00656640976331,619.75039916239496,685.07701395541994,440.43144481960962,521.28576411336769,521.46952392994433,275.5784715928919,237.62186059109993,208.41425863409975,110.12317452295046,55.3831669404845,72.227816793350755,70.798573775531807,43.428569984298811,0,9.34112400931674,9.34112400931674,9.9944922460339765,9.9944922460339765,0,0,1.7865537722736937,1.7865537722736937,0,0,0,0,0,0,0,0,0,0,0,0,0,0,0,0,0,0,0,0,0,0,0,0,0,0,0,0,0,0,0,0]
[6,"UNDERGROUND CABLES","> 22 kv & < = 33 kv",102.0887869870682,46.390391493163598,6.8110492211672939,2,0.58240000000000003,0,0,3.1168999999999998,3.3972000000000002,1.4832000000000001,7.8441000000000001,3.1185,0,11.9602,11.5921,0,0,0,0,0,0.62790000000000001,0.62790000000000001,0,0,0,0,0,0,0,0,0,0,0,0,0,0,0,0,0,0,0,0,0,0,0,0,0,0,0,0,2.0093000000000001,2.0093000000000001,0,0,6.0496999999999996,6.0496999999999996,0,5.8418000000000001,5.8418000000000001,0,0,0,0,0,0,0,0,0,0,0,0,0,0,0,0,0,0,0,0,0,0,0,0,0,0,0,0,0,0,0,0,0,0,0,0,null,59.456509541268524,0,0,318.20054015999284,346.81602715246811,151.41808885921958,800.79465400526169,318.36388221917218,0,1221.0023101227332,1183.4234276327934,0,0,0,0,0,64.101549349180132,64.101549349180132,0,0,0,0,0,0,0,0,0,0,0,0,0,0,0,0,0,0,0,0,0,0,0,0,0,0,0,0,205.12699969311615,205.12699969311615,0,0,617.60653463566643,617.60653463566643,0,596.38227582105503,596.38227582105503,0,0,0,0,0,0,0,0,0,0,0,0,0,0,0,0,0,0,0,0,0,0,0,0,0,0,0,0,0,0,0,0,0,0,0,0]
["",null,null,null,null,"","",null,null,null,null,null,null,null,null,null,null,null,null,null,null,null,null,null,null,null,null,null,null,null,null,null,null,null,null,null,null,null,null,null,null,null,null,null,null,null,null,null,null,null,null,null,null,null,null,null,null,null,null,null,null,null,null,null,null,null,null,null,null,null,null,null,null,null,null,null,null,null,null,null,null,null,null,null,null,null,null,null,null,null,null,null,null,null,null,null,null,null,null,0,0,0,0,0,0,0,0,0,0,0,0,0,0,0,0,0,0,0,0,0,0,0,0,0,0,0,0,0,0,0,0,0,0,0,0,0,0,0,0,0,0,0,0,0,0,0,0,0,0,0,0,0,0,0,0,0,0,0,0,0,0,0,0,0,0,0,0,0,0,0,0,0,0,0,0,0,0,0,0,0,0,0,0,0,0,0,0,0,0,0]
["",null,null,null,null,"","",null,null,null,null,null,null,null,null,null,null,null,null,null,null,null,null,null,null,null,null,null,null,null,null,null,null,null,null,null,null,null,null,null,null,null,null,null,null,null,null,null,null,null,null,null,null,null,null,null,null,null,null,null,null,null,null,null,null,null,null,null,null,null,null,null,null,null,null,null,null,null,null,null,null,null,null,null,null,null,null,null,null,null,null,null,null,null,null,null,null,null,null,0,0,0,0,0,0,0,0,0,0,0,0,0,0,0,0,0,0,0,0,0,0,0,0,0,0,0,0,0,0,0,0,0,0,0,0,0,0,0,0,0,0,0,0,0,0,0,0,0,0,0,0,0,0,0,0,0,0,0,0,0,0,0,0,0,0,0,0,0,0,0,0,0,0,0,0,0,0,0,0,0,0,0,0,0,0,0,0,0,0,0]
["",null,null,null,null,"","",null,null,null,null,null,null,null,null,null,null,null,null,null,null,null,null,null,null,null,null,null,null,null,null,null,null,null,null,null,null,null,null,null,null,null,null,null,null,null,null,null,null,null,null,null,null,null,null,null,null,null,null,null,null,null,null,null,null,null,null,null,null,null,null,null,null,null,null,null,null,null,null,null,null,null,null,null,null,null,null,null,null,null,null,null,null,null,null,null,null,null,null,0,0,0,0,0,0,0,0,0,0,0,0,0,0,0,0,0,0,0,0,0,0,0,0,0,0,0,0,0,0,0,0,0,0,0,0,0,0,0,0,0,0,0,0,0,0,0,0,0,0,0,0,0,0,0,0,0,0,0,0,0,0,0,0,0,0,0,0,0,0,0,0,0,0,0,0,0,0,0,0,0,0,0,0,0,0,0,0,0,0,0]
["",null,null,null,null,"","",null,null,null,null,null,null,null,null,null,null,null,null,null,null,null,null,null,null,null,null,null,null,null,null,null,null,null,null,null,null,null,null,null,null,null,null,null,null,null,null,null,null,null,null,null,null,null,null,null,null,null,null,null,null,null,null,null,null,null,null,null,null,null,null,null,null,null,null,null,null,null,null,null,null,null,null,null,null,null,null,null,null,null,null,null,null,null,null,null,null,null,null,0,0,0,0,0,0,0,0,0,0,0,0,0,0,0,0,0,0,0,0,0,0,0,0,0,0,0,0,0,0,0,0,0,0,0,0,0,0,0,0,0,0,0,0,0,0,0,0,0,0,0,0,0,0,0,0,0,0,0,0,0,0,0,0,0,0,0,0,0,0,0,0,0,0,0,0,0,0,0,0,0,0,0,0,0,0,0,0,0,0,0]
["",null,null,null,null,"","",null,null,null,null,null,null,null,null,null,null,null,null,null,null,null,null,null,null,null,null,null,null,null,null,null,null,null,null,null,null,null,null,null,null,null,null,null,null,null,null,null,null,null,null,null,null,null,null,null,null,null,null,null,null,null,null,null,null,null,null,null,null,null,null,null,null,null,null,null,null,null,null,null,null,null,null,null,null,null,null,null,null,null,null,null,null,null,null,null,null,null,null,0,0,0,0,0,0,0,0,0,0,0,0,0,0,0,0,0,0,0,0,0,0,0,0,0,0,0,0,0,0,0,0,0,0,0,0,0,0,0,0,0,0,0,0,0,0,0,0,0,0,0,0,0,0,0,0,0,0,0,0,0,0,0,0,0,0,0,0,0,0,0,0,0,0,0,0,0,0,0,0,0,0,0,0,0,0,0,0,0,0,0]
["",null,null,null,null,"","",null,null,null,null,null,null,null,null,null,null,null,null,null,null,null,null,null,null,null,null,null,null,null,null,null,null,null,null,null,null,null,null,null,null,null,null,null,null,null,null,null,null,null,null,null,null,null,null,null,null,null,null,null,null,null,null,null,null,null,null,null,null,null,null,null,null,null,null,null,null,null,null,null,null,null,null,null,null,null,null,null,null,null,null,null,null,null,null,null,null,null,null,0,0,0,0,0,0,0,0,0,0,0,0,0,0,0,0,0,0,0,0,0,0,0,0,0,0,0,0,0,0,0,0,0,0,0,0,0,0,0,0,0,0,0,0,0,0,0,0,0,0,0,0,0,0,0,0,0,0,0,0,0,0,0,0,0,0,0,0,0,0,0,0,0,0,0,0,0,0,0,0,0,0,0,0,0,0,0,0,0,0,0]
["",null,null,null,null,"","",null,null,null,null,null,null,null,null,null,null,null,null,null,null,null,null,null,null,null,null,null,null,null,null,null,null,null,null,null,null,null,null,null,null,null,null,null,null,null,null,null,null,null,null,null,null,null,null,null,null,null,null,null,null,null,null,null,null,null,null,null,null,null,null,null,null,null,null,null,null,null,null,null,null,null,null,null,null,null,null,null,null,null,null,null,null,null,null,null,null,null,null,0,0,0,0,0,0,0,0,0,0,0,0,0,0,0,0,0,0,0,0,0,0,0,0,0,0,0,0,0,0,0,0,0,0,0,0,0,0,0,0,0,0,0,0,0,0,0,0,0,0,0,0,0,0,0,0,0,0,0,0,0,0,0,0,0,0,0,0,0,0,0,0,0,0,0,0,0,0,0,0,0,0,0,0,0,0,0,0,0,0,0]
["",null,null,null,null,"","",null,null,null,null,null,null,null,null,null,null,null,null,null,null,null,null,null,null,null,null,null,null,null,null,null,null,null,null,null,null,null,null,null,null,null,null,null,null,null,null,null,null,null,null,null,null,null,null,null,null,null,null,null,null,null,null,null,null,null,null,null,null,null,null,null,null,null,null,null,null,null,null,null,null,null,null,null,null,null,null,null,null,null,null,null,null,null,null,null,null,null,null,0,0,0,0,0,0,0,0,0,0,0,0,0,0,0,0,0,0,0,0,0,0,0,0,0,0,0,0,0,0,0,0,0,0,0,0,0,0,0,0,0,0,0,0,0,0,0,0,0,0,0,0,0,0,0,0,0,0,0,0,0,0,0,0,0,0,0,0,0,0,0,0,0,0,0,0,0,0,0,0,0,0,0,0,0,0,0,0,0,0,0]
["",null,null,null,null,"","",null,null,null,null,null,null,null,null,null,null,null,null,null,null,null,null,null,null,null,null,null,null,null,null,null,null,null,null,null,null,null,null,null,null,null,null,null,null,null,null,null,null,null,null,null,null,null,null,null,null,null,null,null,null,null,null,null,null,null,null,null,null,null,null,null,null,null,null,null,null,null,null,null,null,null,null,null,null,null,null,null,null,null,null,null,null,null,null,null,null,null,null,0,0,0,0,0,0,0,0,0,0,0,0,0,0,0,0,0,0,0,0,0,0,0,0,0,0,0,0,0,0,0,0,0,0,0,0,0,0,0,0,0,0,0,0,0,0,0,0,0,0,0,0,0,0,0,0,0,0,0,0,0,0,0,0,0,0,0,0,0,0,0,0,0,0,0,0,0,0,0,0,0,0,0,0,0,0,0,0,0,0,0]
["",null,null,null,null,"","",null,null,null,null,null,null,null,null,null,null,null,null,null,null,null,null,null,null,null,null,null,null,null,null,null,null,null,null,null,null,null,null,null,null,null,null,null,null,null,null,null,null,null,null,null,null,null,null,null,null,null,null,null,null,null,null,null,null,null,null,null,null,null,null,null,null,null,null,null,null,null,null,null,null,null,null,null,null,null,null,null,null,null,null,null,null,null,null,null,null,null,null,0,0,0,0,0,0,0,0,0,0,0,0,0,0,0,0,0,0,0,0,0,0,0,0,0,0,0,0,0,0,0,0,0,0,0,0,0,0,0,0,0,0,0,0,0,0,0,0,0,0,0,0,0,0,0,0,0,0,0,0,0,0,0,0,0,0,0,0,0,0,0,0,0,0,0,0,0,0,0,0,0,0,0,0,0,0,0,0,0,0,0]
["",null,null,null,null,"","",null,null,null,null,null,null,null,null,null,null,null,null,null,null,null,null,null,null,null,null,null,null,null,null,null,null,null,null,null,null,null,null,null,null,null,null,null,null,null,null,null,null,null,null,null,null,null,null,null,null,null,null,null,null,null,null,null,null,null,null,null,null,null,null,null,null,null,null,null,null,null,null,null,null,null,null,null,null,null,null,null,null,null,null,null,null,null,null,null,null,null,null,0,0,0,0,0,0,0,0,0,0,0,0,0,0,0,0,0,0,0,0,0,0,0,0,0,0,0,0,0,0,0,0,0,0,0,0,0,0,0,0,0,0,0,0,0,0,0,0,0,0,0,0,0,0,0,0,0,0,0,0,0,0,0,0,0,0,0,0,0,0,0,0,0,0,0,0,0,0,0,0,0,0,0,0,0,0,0,0,0,0,0]
["",null,null,null,null,"","",null,null,null,null,null,null,null,null,null,null,null,null,null,null,null,null,null,null,null,null,null,null,null,null,null,null,null,null,null,null,null,null,null,null,null,null,null,null,null,null,null,null,null,null,null,null,null,null,null,null,null,null,null,null,null,null,null,null,null,null,null,null,null,null,null,null,null,null,null,null,null,null,null,null,null,null,null,null,null,null,null,null,null,null,null,null,null,null,null,null,null,null,0,0,0,0,0,0,0,0,0,0,0,0,0,0,0,0,0,0,0,0,0,0,0,0,0,0,0,0,0,0,0,0,0,0,0,0,0,0,0,0,0,0,0,0,0,0,0,0,0,0,0,0,0,0,0,0,0,0,0,0,0,0,0,0,0,0,0,0,0,0,0,0,0,0,0,0,0,0,0,0,0,0,0,0,0,0,0,0,0,0,0]
["",null,null,null,null,"","",null,null,null,null,null,null,null,null,null,null,null,null,null,null,null,null,null,null,null,null,null,null,null,null,null,null,null,null,null,null,null,null,null,null,null,null,null,null,null,null,null,null,null,null,null,null,null,null,null,null,null,null,null,null,null,null,null,null,null,null,null,null,null,null,null,null,null,null,null,null,null,null,null,null,null,null,null,null,null,null,null,null,null,null,null,null,null,null,null,null,null,null,0,0,0,0,0,0,0,0,0,0,0,0,0,0,0,0,0,0,0,0,0,0,0,0,0,0,0,0,0,0,0,0,0,0,0,0,0,0,0,0,0,0,0,0,0,0,0,0,0,0,0,0,0,0,0,0,0,0,0,0,0,0,0,0,0,0,0,0,0,0,0,0,0,0,0,0,0,0,0,0,0,0,0,0,0,0,0,0,0,0,0]
["",null,null,null,null,"","",null,null,null,null,null,null,null,null,null,null,null,null,null,null,null,null,null,null,null,null,null,null,null,null,null,null,null,null,null,null,null,null,null,null,null,null,null,null,null,null,null,null,null,null,null,null,null,null,null,null,null,null,null,null,null,null,null,null,null,null,null,null,null,null,null,null,null,null,null,null,null,null,null,null,null,null,null,null,null,null,null,null,null,null,null,null,null,null,null,null,null,null,0,0,0,0,0,0,0,0,0,0,0,0,0,0,0,0,0,0,0,0,0,0,0,0,0,0,0,0,0,0,0,0,0,0,0,0,0,0,0,0,0,0,0,0,0,0,0,0,0,0,0,0,0,0,0,0,0,0,0,0,0,0,0,0,0,0,0,0,0,0,0,0,0,0,0,0,0,0,0,0,0,0,0,0,0,0,0,0,0,0,0]
["",null,null,null,null,"","",null,null,null,null,null,null,null,null,null,null,null,null,null,null,null,null,null,null,null,null,null,null,null,null,null,null,null,null,null,null,null,null,null,null,null,null,null,null,null,null,null,null,null,null,null,null,null,null,null,null,null,null,null,null,null,null,null,null,null,null,null,null,null,null,null,null,null,null,null,null,null,null,null,null,null,null,null,null,null,null,null,null,null,null,null,null,null,null,null,null,null,null,0,0,0,0,0,0,0,0,0,0,0,0,0,0,0,0,0,0,0,0,0,0,0,0,0,0,0,0,0,0,0,0,0,0,0,0,0,0,0,0,0,0,0,0,0,0,0,0,0,0,0,0,0,0,0,0,0,0,0,0,0,0,0,0,0,0,0,0,0,0,0,0,0,0,0,0,0,0,0,0,0,0,0,0,0,0,0,0,0,0,0]
["",null,null,null,null,"","",null,null,null,null,null,null,null,null,null,null,null,null,null,null,null,null,null,null,null,null,null,null,null,null,null,null,null,null,null,null,null,null,null,null,null,null,null,null,null,null,null,null,null,null,null,null,null,null,null,null,null,null,null,null,null,null,null,null,null,null,null,null,null,null,null,null,null,null,null,null,null,null,null,null,null,null,null,null,null,null,null,null,null,null,null,null,null,null,null,null,null,null,0,0,0,0,0,0,0,0,0,0,0,0,0,0,0,0,0,0,0,0,0,0,0,0,0,0,0,0,0,0,0,0,0,0,0,0,0,0,0,0,0,0,0,0,0,0,0,0,0,0,0,0,0,0,0,0,0,0,0,0,0,0,0,0,0,0,0,0,0,0,0,0,0,0,0,0,0,0,0,0,0,0,0,0,0,0,0,0,0,0,0]
["",null,null,null,null,"","",null,null,null,null,null,null,null,null,null,null,null,null,null,null,null,null,null,null,null,null,null,null,null,null,null,null,null,null,null,null,null,null,null,null,null,null,null,null,null,null,null,null,null,null,null,null,null,null,null,null,null,null,null,null,null,null,null,null,null,null,null,null,null,null,null,null,null,null,null,null,null,null,null,null,null,null,null,null,null,null,null,null,null,null,null,null,null,null,null,null,null,null,0,0,0,0,0,0,0,0,0,0,0,0,0,0,0,0,0,0,0,0,0,0,0,0,0,0,0,0,0,0,0,0,0,0,0,0,0,0,0,0,0,0,0,0,0,0,0,0,0,0,0,0,0,0,0,0,0,0,0,0,0,0,0,0,0,0,0,0,0,0,0,0,0,0,0,0,0,0,0,0,0,0,0,0,0,0,0,0,0,0,0]
["",null,null,null,null,"","",null,null,null,null,null,null,null,null,null,null,null,null,null,null,null,null,null,null,null,null,null,null,null,null,null,null,null,null,null,null,null,null,null,null,null,null,null,null,null,null,null,null,null,null,null,null,null,null,null,null,null,null,null,null,null,null,null,null,null,null,null,null,null,null,null,null,null,null,null,null,null,null,null,null,null,null,null,null,null,null,null,null,null,null,null,null,null,null,null,null,null,null,0,0,0,0,0,0,0,0,0,0,0,0,0,0,0,0,0,0,0,0,0,0,0,0,0,0,0,0,0,0,0,0,0,0,0,0,0,0,0,0,0,0,0,0,0,0,0,0,0,0,0,0,0,0,0,0,0,0,0,0,0,0,0,0,0,0,0,0,0,0,0,0,0,0,0,0,0,0,0,0,0,0,0,0,0,0,0,0,0,0,0]
["",null,null,null,null,"","",null,null,null,null,null,null,null,null,null,null,null,null,null,null,null,null,null,null,null,null,null,null,null,null,null,null,null,null,null,null,null,null,null,null,null,null,null,null,null,null,null,null,null,null,null,null,null,null,null,null,null,null,null,null,null,null,null,null,null,null,null,null,null,null,null,null,null,null,null,null,null,null,null,null,null,null,null,null,null,null,null,null,null,null,null,null,null,null,null,null,null,null,0,0,0,0,0,0,0,0,0,0,0,0,0,0,0,0,0,0,0,0,0,0,0,0,0,0,0,0,0,0,0,0,0,0,0,0,0,0,0,0,0,0,0,0,0,0,0,0,0,0,0,0,0,0,0,0,0,0,0,0,0,0,0,0,0,0,0,0,0,0,0,0,0,0,0,0,0,0,0,0,0,0,0,0,0,0,0,0,0,0,0]
["",null,null,null,null,"","",null,null,null,null,null,null,null,null,null,null,null,null,null,null,null,null,null,null,null,null,null,null,null,null,null,null,null,null,null,null,null,null,null,null,null,null,null,null,null,null,null,null,null,null,null,null,null,null,null,null,null,null,null,null,null,null,null,null,null,null,null,null,null,null,null,null,null,null,null,null,null,null,null,null,null,null,null,null,null,null,null,null,null,null,null,null,null,null,null,null,null,null,0,0,0,0,0,0,0,0,0,0,0,0,0,0,0,0,0,0,0,0,0,0,0,0,0,0,0,0,0,0,0,0,0,0,0,0,0,0,0,0,0,0,0,0,0,0,0,0,0,0,0,0,0,0,0,0,0,0,0,0,0,0,0,0,0,0,0,0,0,0,0,0,0,0,0,0,0,0,0,0,0,0,0,0,0,0,0,0,0,0,0]
["",null,null,null,null,"","",null,null,null,null,null,null,null,null,null,null,null,null,null,null,null,null,null,null,null,null,null,null,null,null,null,null,null,null,null,null,null,null,null,null,null,null,null,null,null,null,null,null,null,null,null,null,null,null,null,null,null,null,null,null,null,null,null,null,null,null,null,null,null,null,null,null,null,null,null,null,null,null,null,null,null,null,null,null,null,null,null,null,null,null,null,null,null,null,null,null,null,null,0,0,0,0,0,0,0,0,0,0,0,0,0,0,0,0,0,0,0,0,0,0,0,0,0,0,0,0,0,0,0,0,0,0,0,0,0,0,0,0,0,0,0,0,0,0,0,0,0,0,0,0,0,0,0,0,0,0,0,0,0,0,0,0,0,0,0,0,0,0,0,0,0,0,0,0,0,0,0,0,0,0,0,0,0,0,0,0,0,0,0]
["",null,null,null,null,"","",null,null,null,null,null,null,null,null,null,null,null,null,null,null,null,null,null,null,null,null,null,null,null,null,null,null,null,null,null,null,null,null,null,null,null,null,null,null,null,null,null,null,null,null,null,null,null,null,null,null,null,null,null,null,null,null,null,null,null,null,null,null,null,null,null,null,null,null,null,null,null,null,null,null,null,null,null,null,null,null,null,null,null,null,null,null,null,null,null,null,null,null,0,0,0,0,0,0,0,0,0,0,0,0,0,0,0,0,0,0,0,0,0,0,0,0,0,0,0,0,0,0,0,0,0,0,0,0,0,0,0,0,0,0,0,0,0,0,0,0,0,0,0,0,0,0,0,0,0,0,0,0,0,0,0,0,0,0,0,0,0,0,0,0,0,0,0,0,0,0,0,0,0,0,0,0,0,0,0,0,0,0,0]
["",null,null,null,null,"","",null,null,null,null,null,null,null,null,null,null,null,null,null,null,null,null,null,null,null,null,null,null,null,null,null,null,null,null,null,null,null,null,null,null,null,null,null,null,null,null,null,null,null,null,null,null,null,null,null,null,null,null,null,null,null,null,null,null,null,null,null,null,null,null,null,null,null,null,null,null,null,null,null,null,null,null,null,null,null,null,null,null,null,null,null,null,null,null,null,null,null,null,0,0,0,0,0,0,0,0,0,0,0,0,0,0,0,0,0,0,0,0,0,0,0,0,0,0,0,0,0,0,0,0,0,0,0,0,0,0,0,0,0,0,0,0,0,0,0,0,0,0,0,0,0,0,0,0,0,0,0,0,0,0,0,0,0,0,0,0,0,0,0,0,0,0,0,0,0,0,0,0,0,0,0,0,0,0,0,0,0,0,0]
["",null,null,null,null,"","",null,null,null,null,null,null,null,null,null,null,null,null,null,null,null,null,null,null,null,null,null,null,null,null,null,null,null,null,null,null,null,null,null,null,null,null,null,null,null,null,null,null,null,null,null,null,null,null,null,null,null,null,null,null,null,null,null,null,null,null,null,null,null,null,null,null,null,null,null,null,null,null,null,null,null,null,null,null,null,null,null,null,null,null,null,null,null,null,null,null,null,null,0,0,0,0,0,0,0,0,0,0,0,0,0,0,0,0,0,0,0,0,0,0,0,0,0,0,0,0,0,0,0,0,0,0,0,0,0,0,0,0,0,0,0,0,0,0,0,0,0,0,0,0,0,0,0,0,0,0,0,0,0,0,0,0,0,0,0,0,0,0,0,0,0,0,0,0,0,0,0,0,0,0,0,0,0,0,0,0,0,0,0]
["",null,null,null,null,"","",null,null,null,null,null,null,null,null,null,null,null,null,null,null,null,null,null,null,null,null,null,null,null,null,null,null,null,null,null,null,null,null,null,null,null,null,null,null,null,null,null,null,null,null,null,null,null,null,null,null,null,null,null,null,null,null,null,null,null,null,null,null,null,null,null,null,null,null,null,null,null,null,null,null,null,null,null,null,null,null,null,null,null,null,null,null,null,null,null,null,null,null,0,0,0,0,0,0,0,0,0,0,0,0,0,0,0,0,0,0,0,0,0,0,0,0,0,0,0,0,0,0,0,0,0,0,0,0,0,0,0,0,0,0,0,0,0,0,0,0,0,0,0,0,0,0,0,0,0,0,0,0,0,0,0,0,0,0,0,0,0,0,0,0,0,0,0,0,0,0,0,0,0,0,0,0,0,0,0,0,0,0,0]
["",null,null,null,null,"","",null,null,null,null,null,null,null,null,null,null,null,null,null,null,null,null,null,null,null,null,null,null,null,null,null,null,null,null,null,null,null,null,null,null,null,null,null,null,null,null,null,null,null,null,null,null,null,null,null,null,null,null,null,null,null,null,null,null,null,null,null,null,null,null,null,null,null,null,null,null,null,null,null,null,null,null,null,null,null,null,null,null,null,null,null,null,null,null,null,null,null,null,0,0,0,0,0,0,0,0,0,0,0,0,0,0,0,0,0,0,0,0,0,0,0,0,0,0,0,0,0,0,0,0,0,0,0,0,0,0,0,0,0,0,0,0,0,0,0,0,0,0,0,0,0,0,0,0,0,0,0,0,0,0,0,0,0,0,0,0,0,0,0,0,0,0,0,0,0,0,0,0,0,0,0,0,0,0,0,0,0,0,0]
["",null,null,null,null,"","",null,null,null,null,null,null,null,null,null,null,null,null,null,null,null,null,null,null,null,null,null,null,null,null,null,null,null,null,null,null,null,null,null,null,null,null,null,null,null,null,null,null,null,null,null,null,null,null,null,null,null,null,null,null,null,null,null,null,null,null,null,null,null,null,null,null,null,null,null,null,null,null,null,null,null,null,null,null,null,null,null,null,null,null,null,null,null,null,null,null,null,null,0,0,0,0,0,0,0,0,0,0,0,0,0,0,0,0,0,0,0,0,0,0,0,0,0,0,0,0,0,0,0,0,0,0,0,0,0,0,0,0,0,0,0,0,0,0,0,0,0,0,0,0,0,0,0,0,0,0,0,0,0,0,0,0,0,0,0,0,0,0,0,0,0,0,0,0,0,0,0,0,0,0,0,0,0,0,0,0,0,0,0]
["",null,null,null,null,"","",null,null,null,null,null,null,null,null,null,null,null,null,null,null,null,null,null,null,null,null,null,null,null,null,null,null,null,null,null,null,null,null,null,null,null,null,null,null,null,null,null,null,null,null,null,null,null,null,null,null,null,null,null,null,null,null,null,null,null,null,null,null,null,null,null,null,null,null,null,null,null,null,null,null,null,null,null,null,null,null,null,null,null,null,null,null,null,null,null,null,null,null,0,0,0,0,0,0,0,0,0,0,0,0,0,0,0,0,0,0,0,0,0,0,0,0,0,0,0,0,0,0,0,0,0,0,0,0,0,0,0,0,0,0,0,0,0,0,0,0,0,0,0,0,0,0,0,0,0,0,0,0,0,0,0,0,0,0,0,0,0,0,0,0,0,0,0,0,0,0,0,0,0,0,0,0,0,0,0,0,0,0,0]
["",null,null,null,null,"","",null,null,null,null,null,null,null,null,null,null,null,null,null,null,null,null,null,null,null,null,null,null,null,null,null,null,null,null,null,null,null,null,null,null,null,null,null,null,null,null,null,null,null,null,null,null,null,null,null,null,null,null,null,null,null,null,null,null,null,null,null,null,null,null,null,null,null,null,null,null,null,null,null,null,null,null,null,null,null,null,null,null,null,null,null,null,null,null,null,null,null,null,0,0,0,0,0,0,0,0,0,0,0,0,0,0,0,0,0,0,0,0,0,0,0,0,0,0,0,0,0,0,0,0,0,0,0,0,0,0,0,0,0,0,0,0,0,0,0,0,0,0,0,0,0,0,0,0,0,0,0,0,0,0,0,0,0,0,0,0,0,0,0,0,0,0,0,0,0,0,0,0,0,0,0,0,0,0,0,0,0,0,0]
["",null,null,null,null,"","",null,null,null,null,null,null,null,null,null,null,null,null,null,null,null,null,null,null,null,null,null,null,null,null,null,null,null,null,null,null,null,null,null,null,null,null,null,null,null,null,null,null,null,null,null,null,null,null,null,null,null,null,null,null,null,null,null,null,null,null,null,null,null,null,null,null,null,null,null,null,null,null,null,null,null,null,null,null,null,null,null,null,null,null,null,null,null,null,null,null,null,null,0,0,0,0,0,0,0,0,0,0,0,0,0,0,0,0,0,0,0,0,0,0,0,0,0,0,0,0,0,0,0,0,0,0,0,0,0,0,0,0,0,0,0,0,0,0,0,0,0,0,0,0,0,0,0,0,0,0,0,0,0,0,0,0,0,0,0,0,0,0,0,0,0,0,0,0,0,0,0,0,0,0,0,0,0,0,0,0,0,0,0]
["",null,null,null,null,"","",null,null,null,null,null,null,null,null,null,null,null,null,null,null,null,null,null,null,null,null,null,null,null,null,null,null,null,null,null,null,null,null,null,null,null,null,null,null,null,null,null,null,null,null,null,null,null,null,null,null,null,null,null,null,null,null,null,null,null,null,null,null,null,null,null,null,null,null,null,null,null,null,null,null,null,null,null,null,null,null,null,null,null,null,null,null,null,null,null,null,null,null,0,0,0,0,0,0,0,0,0,0,0,0,0,0,0,0,0,0,0,0,0,0,0,0,0,0,0,0,0,0,0,0,0,0,0,0,0,0,0,0,0,0,0,0,0,0,0,0,0,0,0,0,0,0,0,0,0,0,0,0,0,0,0,0,0,0,0,0,0,0,0,0,0,0,0,0,0,0,0,0,0,0,0,0,0,0,0,0,0,0,0]
["",null,null,null,null,"","",null,null,null,null,null,null,null,null,null,null,null,null,null,null,null,null,null,null,null,null,null,null,null,null,null,null,null,null,null,null,null,null,null,null,null,null,null,null,null,null,null,null,null,null,null,null,null,null,null,null,null,null,null,null,null,null,null,null,null,null,null,null,null,null,null,null,null,null,null,null,null,null,null,null,null,null,null,null,null,null,null,null,null,null,null,null,null,null,null,null,null,null,0,0,0,0,0,0,0,0,0,0,0,0,0,0,0,0,0,0,0,0,0,0,0,0,0,0,0,0,0,0,0,0,0,0,0,0,0,0,0,0,0,0,0,0,0,0,0,0,0,0,0,0,0,0,0,0,0,0,0,0,0,0,0,0,0,0,0,0,0,0,0,0,0,0,0,0,0,0,0,0,0,0,0,0,0,0,0,0,0,0,0]
["",null,null,null,null,"","",null,null,null,null,null,null,null,null,null,null,null,null,null,null,null,null,null,null,null,null,null,null,null,null,null,null,null,null,null,null,null,null,null,null,null,null,null,null,null,null,null,null,null,null,null,null,null,null,null,null,null,null,null,null,null,null,null,null,null,null,null,null,null,null,null,null,null,null,null,null,null,null,null,null,null,null,null,null,null,null,null,null,null,null,null,null,null,null,null,null,null,null,0,0,0,0,0,0,0,0,0,0,0,0,0,0,0,0,0,0,0,0,0,0,0,0,0,0,0,0,0,0,0,0,0,0,0,0,0,0,0,0,0,0,0,0,0,0,0,0,0,0,0,0,0,0,0,0,0,0,0,0,0,0,0,0,0,0,0,0,0,0,0,0,0,0,0,0,0,0,0,0,0,0,0,0,0,0,0,0,0,0,0]
["",null,null,null,null,"","",null,null,null,null,null,null,null,null,null,null,null,null,null,null,null,null,null,null,null,null,null,null,null,null,null,null,null,null,null,null,null,null,null,null,null,null,null,null,null,null,null,null,null,null,null,null,null,null,null,null,null,null,null,null,null,null,null,null,null,null,null,null,null,null,null,null,null,null,null,null,null,null,null,null,null,null,null,null,null,null,null,null,null,null,null,null,null,null,null,null,null,null,0,0,0,0,0,0,0,0,0,0,0,0,0,0,0,0,0,0,0,0,0,0,0,0,0,0,0,0,0,0,0,0,0,0,0,0,0,0,0,0,0,0,0,0,0,0,0,0,0,0,0,0,0,0,0,0,0,0,0,0,0,0,0,0,0,0,0,0,0,0,0,0,0,0,0,0,0,0,0,0,0,0,0,0,0,0,0,0,0,0,0]
["",null,null,null,null,"","",null,null,null,null,null,null,null,null,null,null,null,null,null,null,null,null,null,null,null,null,null,null,null,null,null,null,null,null,null,null,null,null,null,null,null,null,null,null,null,null,null,null,null,null,null,null,null,null,null,null,null,null,null,null,null,null,null,null,null,null,null,null,null,null,null,null,null,null,null,null,null,null,null,null,null,null,null,null,null,null,null,null,null,null,null,null,null,null,null,null,null,null,0,0,0,0,0,0,0,0,0,0,0,0,0,0,0,0,0,0,0,0,0,0,0,0,0,0,0,0,0,0,0,0,0,0,0,0,0,0,0,0,0,0,0,0,0,0,0,0,0,0,0,0,0,0,0,0,0,0,0,0,0,0,0,0,0,0,0,0,0,0,0,0,0,0,0,0,0,0,0,0,0,0,0,0,0,0,0,0,0,0,0]
["",null,null,null,null,"","",null,null,null,null,null,null,null,null,null,null,null,null,null,null,null,null,null,null,null,null,null,null,null,null,null,null,null,null,null,null,null,null,null,null,null,null,null,null,null,null,null,null,null,null,null,null,null,null,null,null,null,null,null,null,null,null,null,null,null,null,null,null,null,null,null,null,null,null,null,null,null,null,null,null,null,null,null,null,null,null,null,null,null,null,null,null,null,null,null,null,null,null,0,0,0,0,0,0,0,0,0,0,0,0,0,0,0,0,0,0,0,0,0,0,0,0,0,0,0,0,0,0,0,0,0,0,0,0,0,0,0,0,0,0,0,0,0,0,0,0,0,0,0,0,0,0,0,0,0,0,0,0,0,0,0,0,0,0,0,0,0,0,0,0,0,0,0,0,0,0,0,0,0,0,0,0,0,0,0,0,0,0,0]
["",null,null,null,null,"","",null,null,null,null,null,null,null,null,null,null,null,null,null,null,null,null,null,null,null,null,null,null,null,null,null,null,null,null,null,null,null,null,null,null,null,null,null,null,null,null,null,null,null,null,null,null,null,null,null,null,null,null,null,null,null,null,null,null,null,null,null,null,null,null,null,null,null,null,null,null,null,null,null,null,null,null,null,null,null,null,null,null,null,null,null,null,null,null,null,null,null,null,0,0,0,0,0,0,0,0,0,0,0,0,0,0,0,0,0,0,0,0,0,0,0,0,0,0,0,0,0,0,0,0,0,0,0,0,0,0,0,0,0,0,0,0,0,0,0,0,0,0,0,0,0,0,0,0,0,0,0,0,0,0,0,0,0,0,0,0,0,0,0,0,0,0,0,0,0,0,0,0,0,0,0,0,0,0,0,0,0,0,0]
["",null,null,null,null,"","",null,null,null,null,null,null,null,null,null,null,null,null,null,null,null,null,null,null,null,null,null,null,null,null,null,null,null,null,null,null,null,null,null,null,null,null,null,null,null,null,null,null,null,null,null,null,null,null,null,null,null,null,null,null,null,null,null,null,null,null,null,null,null,null,null,null,null,null,null,null,null,null,null,null,null,null,null,null,null,null,null,null,null,null,null,null,null,null,null,null,null,null,0,0,0,0,0,0,0,0,0,0,0,0,0,0,0,0,0,0,0,0,0,0,0,0,0,0,0,0,0,0,0,0,0,0,0,0,0,0,0,0,0,0,0,0,0,0,0,0,0,0,0,0,0,0,0,0,0,0,0,0,0,0,0,0,0,0,0,0,0,0,0,0,0,0,0,0,0,0,0,0,0,0,0,0,0,0,0,0,0,0,0]
["",null,null,null,null,"","",null,null,null,null,null,null,null,null,null,null,null,null,null,null,null,null,null,null,null,null,null,null,null,null,null,null,null,null,null,null,null,null,null,null,null,null,null,null,null,null,null,null,null,null,null,null,null,null,null,null,null,null,null,null,null,null,null,null,null,null,null,null,null,null,null,null,null,null,null,null,null,null,null,null,null,null,null,null,null,null,null,null,null,null,null,null,null,null,null,null,null,null,0,0,0,0,0,0,0,0,0,0,0,0,0,0,0,0,0,0,0,0,0,0,0,0,0,0,0,0,0,0,0,0,0,0,0,0,0,0,0,0,0,0,0,0,0,0,0,0,0,0,0,0,0,0,0,0,0,0,0,0,0,0,0,0,0,0,0,0,0,0,0,0,0,0,0,0,0,0,0,0,0,0,0,0,0,0,0,0,0,0,0]
["",null,null,null,null,"","",null,null,null,null,null,null,null,null,null,null,null,null,null,null,null,null,null,null,null,null,null,null,null,null,null,null,null,null,null,null,null,null,null,null,null,null,null,null,null,null,null,null,null,null,null,null,null,null,null,null,null,null,null,null,null,null,null,null,null,null,null,null,null,null,null,null,null,null,null,null,null,null,null,null,null,null,null,null,null,null,null,null,null,null,null,null,null,null,null,null,null,null,0,0,0,0,0,0,0,0,0,0,0,0,0,0,0,0,0,0,0,0,0,0,0,0,0,0,0,0,0,0,0,0,0,0,0,0,0,0,0,0,0,0,0,0,0,0,0,0,0,0,0,0,0,0,0,0,0,0,0,0,0,0,0,0,0,0,0,0,0,0,0,0,0,0,0,0,0,0,0,0,0,0,0,0,0,0,0,0,0,0,0]
["",null,null,null,null,"","",null,null,null,null,null,null,null,null,null,null,null,null,null,null,null,null,null,null,null,null,null,null,null,null,null,null,null,null,null,null,null,null,null,null,null,null,null,null,null,null,null,null,null,null,null,null,null,null,null,null,null,null,null,null,null,null,null,null,null,null,null,null,null,null,null,null,null,null,null,null,null,null,null,null,null,null,null,null,null,null,null,null,null,null,null,null,null,null,null,null,null,null,0,0,0,0,0,0,0,0,0,0,0,0,0,0,0,0,0,0,0,0,0,0,0,0,0,0,0,0,0,0,0,0,0,0,0,0,0,0,0,0,0,0,0,0,0,0,0,0,0,0,0,0,0,0,0,0,0,0,0,0,0,0,0,0,0,0,0,0,0,0,0,0,0,0,0,0,0,0,0,0,0,0,0,0,0,0,0,0,0,0,0]
["",null,null,null,null,"","",null,null,null,null,null,null,null,null,null,null,null,null,null,null,null,null,null,null,null,null,null,null,null,null,null,null,null,null,null,null,null,null,null,null,null,null,null,null,null,null,null,null,null,null,null,null,null,null,null,null,null,null,null,null,null,null,null,null,null,null,null,null,null,null,null,null,null,null,null,null,null,null,null,null,null,null,null,null,null,null,null,null,null,null,null,null,null,null,null,null,null,null,0,0,0,0,0,0,0,0,0,0,0,0,0,0,0,0,0,0,0,0,0,0,0,0,0,0,0,0,0,0,0,0,0,0,0,0,0,0,0,0,0,0,0,0,0,0,0,0,0,0,0,0,0,0,0,0,0,0,0,0,0,0,0,0,0,0,0,0,0,0,0,0,0,0,0,0,0,0,0,0,0,0,0,0,0,0,0,0,0,0,0]
["",null,null,null,null,"","",null,null,null,null,null,null,null,null,null,null,null,null,null,null,null,null,null,null,null,null,null,null,null,null,null,null,null,null,null,null,null,null,null,null,null,null,null,null,null,null,null,null,null,null,null,null,null,null,null,null,null,null,null,null,null,null,null,null,null,null,null,null,null,null,null,null,null,null,null,null,null,null,null,null,null,null,null,null,null,null,null,null,null,null,null,null,null,null,null,null,null,null,0,0,0,0,0,0,0,0,0,0,0,0,0,0,0,0,0,0,0,0,0,0,0,0,0,0,0,0,0,0,0,0,0,0,0,0,0,0,0,0,0,0,0,0,0,0,0,0,0,0,0,0,0,0,0,0,0,0,0,0,0,0,0,0,0,0,0,0,0,0,0,0,0,0,0,0,0,0,0,0,0,0,0,0,0,0,0,0,0,0,0]
["",null,null,null,null,"","",null,null,null,null,null,null,null,null,null,null,null,null,null,null,null,null,null,null,null,null,null,null,null,null,null,null,null,null,null,null,null,null,null,null,null,null,null,null,null,null,null,null,null,null,null,null,null,null,null,null,null,null,null,null,null,null,null,null,null,null,null,null,null,null,null,null,null,null,null,null,null,null,null,null,null,null,null,null,null,null,null,null,null,null,null,null,null,null,null,null,null,null,0,0,0,0,0,0,0,0,0,0,0,0,0,0,0,0,0,0,0,0,0,0,0,0,0,0,0,0,0,0,0,0,0,0,0,0,0,0,0,0,0,0,0,0,0,0,0,0,0,0,0,0,0,0,0,0,0,0,0,0,0,0,0,0,0,0,0,0,0,0,0,0,0,0,0,0,0,0,0,0,0,0,0,0,0,0,0,0,0,0,0]
["",null,null,null,null,"","",null,null,null,null,null,null,null,null,null,null,null,null,null,null,null,null,null,null,null,null,null,null,null,null,null,null,null,null,null,null,null,null,null,null,null,null,null,null,null,null,null,null,null,null,null,null,null,null,null,null,null,null,null,null,null,null,null,null,null,null,null,null,null,null,null,null,null,null,null,null,null,null,null,null,null,null,null,null,null,null,null,null,null,null,null,null,null,null,null,null,null,null,0,0,0,0,0,0,0,0,0,0,0,0,0,0,0,0,0,0,0,0,0,0,0,0,0,0,0,0,0,0,0,0,0,0,0,0,0,0,0,0,0,0,0,0,0,0,0,0,0,0,0,0,0,0,0,0,0,0,0,0,0,0,0,0,0,0,0,0,0,0,0,0,0,0,0,0,0,0,0,0,0,0,0,0,0,0,0,0,0,0,0]
["",null,null,null,null,"","",null,null,null,null,null,null,null,null,null,null,null,null,null,null,null,null,null,null,null,null,null,null,null,null,null,null,null,null,null,null,null,null,null,null,null,null,null,null,null,null,null,null,null,null,null,null,null,null,null,null,null,null,null,null,null,null,null,null,null,null,null,null,null,null,null,null,null,null,null,null,null,null,null,null,null,null,null,null,null,null,null,null,null,null,null,null,null,null,null,null,null,null,0,0,0,0,0,0,0,0,0,0,0,0,0,0,0,0,0,0,0,0,0,0,0,0,0,0,0,0,0,0,0,0,0,0,0,0,0,0,0,0,0,0,0,0,0,0,0,0,0,0,0,0,0,0,0,0,0,0,0,0,0,0,0,0,0,0,0,0,0,0,0,0,0,0,0,0,0,0,0,0,0,0,0,0,0,0,0,0,0,0,0]
["",null,null,null,null,"","",null,null,null,null,null,null,null,null,null,null,null,null,null,null,null,null,null,null,null,null,null,null,null,null,null,null,null,null,null,null,null,null,null,null,null,null,null,null,null,null,null,null,null,null,null,null,null,null,null,null,null,null,null,null,null,null,null,null,null,null,null,null,null,null,null,null,null,null,null,null,null,null,null,null,null,null,null,null,null,null,null,null,null,null,null,null,null,null,null,null,null,null,0,0,0,0,0,0,0,0,0,0,0,0,0,0,0,0,0,0,0,0,0,0,0,0,0,0,0,0,0,0,0,0,0,0,0,0,0,0,0,0,0,0,0,0,0,0,0,0,0,0,0,0,0,0,0,0,0,0,0,0,0,0,0,0,0,0,0,0,0,0,0,0,0,0,0,0,0,0,0,0,0,0,0,0,0,0,0,0,0,0,0]
["",null,null,null,null,"","",null,null,null,null,null,null,null,null,null,null,null,null,null,null,null,null,null,null,null,null,null,null,null,null,null,null,null,null,null,null,null,null,null,null,null,null,null,null,null,null,null,null,null,null,null,null,null,null,null,null,null,null,null,null,null,null,null,null,null,null,null,null,null,null,null,null,null,null,null,null,null,null,null,null,null,null,null,null,null,null,null,null,null,null,null,null,null,null,null,null,null,null,0,0,0,0,0,0,0,0,0,0,0,0,0,0,0,0,0,0,0,0,0,0,0,0,0,0,0,0,0,0,0,0,0,0,0,0,0,0,0,0,0,0,0,0,0,0,0,0,0,0,0,0,0,0,0,0,0,0,0,0,0,0,0,0,0,0,0,0,0,0,0,0,0,0,0,0,0,0,0,0,0,0,0,0,0,0,0,0,0,0,0]
["",null,null,null,null,"","",null,null,null,null,null,null,null,null,null,null,null,null,null,null,null,null,null,null,null,null,null,null,null,null,null,null,null,null,null,null,null,null,null,null,null,null,null,null,null,null,null,null,null,null,null,null,null,null,null,null,null,null,null,null,null,null,null,null,null,null,null,null,null,null,null,null,null,null,null,null,null,null,null,null,null,null,null,null,null,null,null,null,null,null,null,null,null,null,null,null,null,null,0,0,0,0,0,0,0,0,0,0,0,0,0,0,0,0,0,0,0,0,0,0,0,0,0,0,0,0,0,0,0,0,0,0,0,0,0,0,0,0,0,0,0,0,0,0,0,0,0,0,0,0,0,0,0,0,0,0,0,0,0,0,0,0,0,0,0,0,0,0,0,0,0,0,0,0,0,0,0,0,0,0,0,0,0,0,0,0,0,0,0]
["",null,null,null,null,"","",null,null,null,null,null,null,null,null,null,null,null,null,null,null,null,null,null,null,null,null,null,null,null,null,null,null,null,null,null,null,null,null,null,null,null,null,null,null,null,null,null,null,null,null,null,null,null,null,null,null,null,null,null,null,null,null,null,null,null,null,null,null,null,null,null,null,null,null,null,null,null,null,null,null,null,null,null,null,null,null,null,null,null,null,null,null,null,null,null,null,null,null,0,0,0,0,0,0,0,0,0,0,0,0,0,0,0,0,0,0,0,0,0,0,0,0,0,0,0,0,0,0,0,0,0,0,0,0,0,0,0,0,0,0,0,0,0,0,0,0,0,0,0,0,0,0,0,0,0,0,0,0,0,0,0,0,0,0,0,0,0,0,0,0,0,0,0,0,0,0,0,0,0,0,0,0,0,0,0,0,0,0,0]
["",null,null,null,null,"","",null,null,null,null,null,null,null,null,null,null,null,null,null,null,null,null,null,null,null,null,null,null,null,null,null,null,null,null,null,null,null,null,null,null,null,null,null,null,null,null,null,null,null,null,null,null,null,null,null,null,null,null,null,null,null,null,null,null,null,null,null,null,null,null,null,null,null,null,null,null,null,null,null,null,null,null,null,null,null,null,null,null,null,null,null,null,null,null,null,null,null,null,0,0,0,0,0,0,0,0,0,0,0,0,0,0,0,0,0,0,0,0,0,0,0,0,0,0,0,0,0,0,0,0,0,0,0,0,0,0,0,0,0,0,0,0,0,0,0,0,0,0,0,0,0,0,0,0,0,0,0,0,0,0,0,0,0,0,0,0,0,0,0,0,0,0,0,0,0,0,0,0,0,0,0,0,0,0,0,0,0,0,0]
["",null,null,null,null,"","",null,null,null,null,null,null,null,null,null,null,null,null,null,null,null,null,null,null,null,null,null,null,null,null,null,null,null,null,null,null,null,null,null,null,null,null,null,null,null,null,null,null,null,null,null,null,null,null,null,null,null,null,null,null,null,null,null,null,null,null,null,null,null,null,null,null,null,null,null,null,null,null,null,null,null,null,null,null,null,null,null,null,null,null,null,null,null,null,null,null,null,null,0,0,0,0,0,0,0,0,0,0,0,0,0,0,0,0,0,0,0,0,0,0,0,0,0,0,0,0,0,0,0,0,0,0,0,0,0,0,0,0,0,0,0,0,0,0,0,0,0,0,0,0,0,0,0,0,0,0,0,0,0,0,0,0,0,0,0,0,0,0,0,0,0,0,0,0,0,0,0,0,0,0,0,0,0,0,0,0,0,0,0]
["",null,null,null,null,"","",null,null,null,null,null,null,null,null,null,null,null,null,null,null,null,null,null,null,null,null,null,null,null,null,null,null,null,null,null,null,null,null,null,null,null,null,null,null,null,null,null,null,null,null,null,null,null,null,null,null,null,null,null,null,null,null,null,null,null,null,null,null,null,null,null,null,null,null,null,null,null,null,null,null,null,null,null,null,null,null,null,null,null,null,null,null,null,null,null,null,null,null,0,0,0,0,0,0,0,0,0,0,0,0,0,0,0,0,0,0,0,0,0,0,0,0,0,0,0,0,0,0,0,0,0,0,0,0,0,0,0,0,0,0,0,0,0,0,0,0,0,0,0,0,0,0,0,0,0,0,0,0,0,0,0,0,0,0,0,0,0,0,0,0,0,0,0,0,0,0,0,0,0,0,0,0,0,0,0,0,0,0,0]
["",null,null,null,null,"","",null,null,null,null,null,null,null,null,null,null,null,null,null,null,null,null,null,null,null,null,null,null,null,null,null,null,null,null,null,null,null,null,null,null,null,null,null,null,null,null,null,null,null,null,null,null,null,null,null,null,null,null,null,null,null,null,null,null,null,null,null,null,null,null,null,null,null,null,null,null,null,null,null,null,null,null,null,null,null,null,null,null,null,null,null,null,null,null,null,null,null,null,0,0,0,0,0,0,0,0,0,0,0,0,0,0,0,0,0,0,0,0,0,0,0,0,0,0,0,0,0,0,0,0,0,0,0,0,0,0,0,0,0,0,0,0,0,0,0,0,0,0,0,0,0,0,0,0,0,0,0,0,0,0,0,0,0,0,0,0,0,0,0,0,0,0,0,0,0,0,0,0,0,0,0,0,0,0,0,0,0,0,0]
["",null,null,null,null,"","",null,null,null,null,null,null,null,null,null,null,null,null,null,null,null,null,null,null,null,null,null,null,null,null,null,null,null,null,null,null,null,null,null,null,null,null,null,null,null,null,null,null,null,null,null,null,null,null,null,null,null,null,null,null,null,null,null,null,null,null,null,null,null,null,null,null,null,null,null,null,null,null,null,null,null,null,null,null,null,null,null,null,null,null,null,null,null,null,null,null,null,null,0,0,0,0,0,0,0,0,0,0,0,0,0,0,0,0,0,0,0,0,0,0,0,0,0,0,0,0,0,0,0,0,0,0,0,0,0,0,0,0,0,0,0,0,0,0,0,0,0,0,0,0,0,0,0,0,0,0,0,0,0,0,0,0,0,0,0,0,0,0,0,0,0,0,0,0,0,0,0,0,0,0,0,0,0,0,0,0,0,0,0]
["",null,null,null,null,"","",null,null,null,null,null,null,null,null,null,null,null,null,null,null,null,null,null,null,null,null,null,null,null,null,null,null,null,null,null,null,null,null,null,null,null,null,null,null,null,null,null,null,null,null,null,null,null,null,null,null,null,null,null,null,null,null,null,null,null,null,null,null,null,null,null,null,null,null,null,null,null,null,null,null,null,null,null,null,null,null,null,null,null,null,null,null,null,null,null,null,null,null,0,0,0,0,0,0,0,0,0,0,0,0,0,0,0,0,0,0,0,0,0,0,0,0,0,0,0,0,0,0,0,0,0,0,0,0,0,0,0,0,0,0,0,0,0,0,0,0,0,0,0,0,0,0,0,0,0,0,0,0,0,0,0,0,0,0,0,0,0,0,0,0,0,0,0,0,0,0,0,0,0,0,0,0,0,0,0,0,0,0,0]
["",null,null,null,null,"","",null,null,null,null,null,null,null,null,null,null,null,null,null,null,null,null,null,null,null,null,null,null,null,null,null,null,null,null,null,null,null,null,null,null,null,null,null,null,null,null,null,null,null,null,null,null,null,null,null,null,null,null,null,null,null,null,null,null,null,null,null,null,null,null,null,null,null,null,null,null,null,null,null,null,null,null,null,null,null,null,null,null,null,null,null,null,null,null,null,null,null,null,0,0,0,0,0,0,0,0,0,0,0,0,0,0,0,0,0,0,0,0,0,0,0,0,0,0,0,0,0,0,0,0,0,0,0,0,0,0,0,0,0,0,0,0,0,0,0,0,0,0,0,0,0,0,0,0,0,0,0,0,0,0,0,0,0,0,0,0,0,0,0,0,0,0,0,0,0,0,0,0,0,0,0,0,0,0,0,0,0,0,0]
["",null,null,null,null,"","",null,null,null,null,null,null,null,null,null,null,null,null,null,null,null,null,null,null,null,null,null,null,null,null,null,null,null,null,null,null,null,null,null,null,null,null,null,null,null,null,null,null,null,null,null,null,null,null,null,null,null,null,null,null,null,null,null,null,null,null,null,null,null,null,null,null,null,null,null,null,null,null,null,null,null,null,null,null,null,null,null,null,null,null,null,null,null,null,null,null,null,null,0,0,0,0,0,0,0,0,0,0,0,0,0,0,0,0,0,0,0,0,0,0,0,0,0,0,0,0,0,0,0,0,0,0,0,0,0,0,0,0,0,0,0,0,0,0,0,0,0,0,0,0,0,0,0,0,0,0,0,0,0,0,0,0,0,0,0,0,0,0,0,0,0,0,0,0,0,0,0,0,0,0,0,0,0,0,0,0,0,0,0]
["",null,null,null,null,"","",null,null,null,null,null,null,null,null,null,null,null,null,null,null,null,null,null,null,null,null,null,null,null,null,null,null,null,null,null,null,null,null,null,null,null,null,null,null,null,null,null,null,null,null,null,null,null,null,null,null,null,null,null,null,null,null,null,null,null,null,null,null,null,null,null,null,null,null,null,null,null,null,null,null,null,null,null,null,null,null,null,null,null,null,null,null,null,null,null,null,null,null,0,0,0,0,0,0,0,0,0,0,0,0,0,0,0,0,0,0,0,0,0,0,0,0,0,0,0,0,0,0,0,0,0,0,0,0,0,0,0,0,0,0,0,0,0,0,0,0,0,0,0,0,0,0,0,0,0,0,0,0,0,0,0,0,0,0,0,0,0,0,0,0,0,0,0,0,0,0,0,0,0,0,0,0,0,0,0,0,0,0,0]
["",null,null,null,null,"","",null,null,null,null,null,null,null,null,null,null,null,null,null,null,null,null,null,null,null,null,null,null,null,null,null,null,null,null,null,null,null,null,null,null,null,null,null,null,null,null,null,null,null,null,null,null,null,null,null,null,null,null,null,null,null,null,null,null,null,null,null,null,null,null,null,null,null,null,null,null,null,null,null,null,null,null,null,null,null,null,null,null,null,null,null,null,null,null,null,null,null,null,0,0,0,0,0,0,0,0,0,0,0,0,0,0,0,0,0,0,0,0,0,0,0,0,0,0,0,0,0,0,0,0,0,0,0,0,0,0,0,0,0,0,0,0,0,0,0,0,0,0,0,0,0,0,0,0,0,0,0,0,0,0,0,0,0,0,0,0,0,0,0,0,0,0,0,0,0,0,0,0,0,0,0,0,0,0,0,0,0,0,0]
["",null,null,null,null,"","",null,null,null,null,null,null,null,null,null,null,null,null,null,null,null,null,null,null,null,null,null,null,null,null,null,null,null,null,null,null,null,null,null,null,null,null,null,null,null,null,null,null,null,null,null,null,null,null,null,null,null,null,null,null,null,null,null,null,null,null,null,null,null,null,null,null,null,null,null,null,null,null,null,null,null,null,null,null,null,null,null,null,null,null,null,null,null,null,null,null,null,null,0,0,0,0,0,0,0,0,0,0,0,0,0,0,0,0,0,0,0,0,0,0,0,0,0,0,0,0,0,0,0,0,0,0,0,0,0,0,0,0,0,0,0,0,0,0,0,0,0,0,0,0,0,0,0,0,0,0,0,0,0,0,0,0,0,0,0,0,0,0,0,0,0,0,0,0,0,0,0,0,0,0,0,0,0,0,0,0,0,0,0]
["",null,null,null,null,"","",null,null,null,null,null,null,null,null,null,null,null,null,null,null,null,null,null,null,null,null,null,null,null,null,null,null,null,null,null,null,null,null,null,null,null,null,null,null,null,null,null,null,null,null,null,null,null,null,null,null,null,null,null,null,null,null,null,null,null,null,null,null,null,null,null,null,null,null,null,null,null,null,null,null,null,null,null,null,null,null,null,null,null,null,null,null,null,null,null,null,null,null,0,0,0,0,0,0,0,0,0,0,0,0,0,0,0,0,0,0,0,0,0,0,0,0,0,0,0,0,0,0,0,0,0,0,0,0,0,0,0,0,0,0,0,0,0,0,0,0,0,0,0,0,0,0,0,0,0,0,0,0,0,0,0,0,0,0,0,0,0,0,0,0,0,0,0,0,0,0,0,0,0,0,0,0,0,0,0,0,0,0,0]
["",null,null,null,null,"","",null,null,null,null,null,null,null,null,null,null,null,null,null,null,null,null,null,null,null,null,null,null,null,null,null,null,null,null,null,null,null,null,null,null,null,null,null,null,null,null,null,null,null,null,null,null,null,null,null,null,null,null,null,null,null,null,null,null,null,null,null,null,null,null,null,null,null,null,null,null,null,null,null,null,null,null,null,null,null,null,null,null,null,null,null,null,null,null,null,null,null,null,0,0,0,0,0,0,0,0,0,0,0,0,0,0,0,0,0,0,0,0,0,0,0,0,0,0,0,0,0,0,0,0,0,0,0,0,0,0,0,0,0,0,0,0,0,0,0,0,0,0,0,0,0,0,0,0,0,0,0,0,0,0,0,0,0,0,0,0,0,0,0,0,0,0,0,0,0,0,0,0,0,0,0,0,0,0,0,0,0,0,0]
["",null,null,null,null,"","",null,null,null,null,null,null,null,null,null,null,null,null,null,null,null,null,null,null,null,null,null,null,null,null,null,null,null,null,null,null,null,null,null,null,null,null,null,null,null,null,null,null,null,null,null,null,null,null,null,null,null,null,null,null,null,null,null,null,null,null,null,null,null,null,null,null,null,null,null,null,null,null,null,null,null,null,null,null,null,null,null,null,null,null,null,null,null,null,null,null,null,null,0,0,0,0,0,0,0,0,0,0,0,0,0,0,0,0,0,0,0,0,0,0,0,0,0,0,0,0,0,0,0,0,0,0,0,0,0,0,0,0,0,0,0,0,0,0,0,0,0,0,0,0,0,0,0,0,0,0,0,0,0,0,0,0,0,0,0,0,0,0,0,0,0,0,0,0,0,0,0,0,0,0,0,0,0,0,0,0,0,0,0]
["",null,null,null,null,"","",null,null,null,null,null,null,null,null,null,null,null,null,null,null,null,null,null,null,null,null,null,null,null,null,null,null,null,null,null,null,null,null,null,null,null,null,null,null,null,null,null,null,null,null,null,null,null,null,null,null,null,null,null,null,null,null,null,null,null,null,null,null,null,null,null,null,null,null,null,null,null,null,null,null,null,null,null,null,null,null,null,null,null,null,null,null,null,null,null,null,null,null,0,0,0,0,0,0,0,0,0,0,0,0,0,0,0,0,0,0,0,0,0,0,0,0,0,0,0,0,0,0,0,0,0,0,0,0,0,0,0,0,0,0,0,0,0,0,0,0,0,0,0,0,0,0,0,0,0,0,0,0,0,0,0,0,0,0,0,0,0,0,0,0,0,0,0,0,0,0,0,0,0,0,0,0,0,0,0,0,0,0,0]
["",null,null,null,null,"","",null,null,null,null,null,null,null,null,null,null,null,null,null,null,null,null,null,null,null,null,null,null,null,null,null,null,null,null,null,null,null,null,null,null,null,null,null,null,null,null,null,null,null,null,null,null,null,null,null,null,null,null,null,null,null,null,null,null,null,null,null,null,null,null,null,null,null,null,null,null,null,null,null,null,null,null,null,null,null,null,null,null,null,null,null,null,null,null,null,null,null,null,0,0,0,0,0,0,0,0,0,0,0,0,0,0,0,0,0,0,0,0,0,0,0,0,0,0,0,0,0,0,0,0,0,0,0,0,0,0,0,0,0,0,0,0,0,0,0,0,0,0,0,0,0,0,0,0,0,0,0,0,0,0,0,0,0,0,0,0,0,0,0,0,0,0,0,0,0,0,0,0,0,0,0,0,0,0,0,0,0,0,0]
["",null,null,null,null,"","",null,null,null,null,null,null,null,null,null,null,null,null,null,null,null,null,null,null,null,null,null,null,null,null,null,null,null,null,null,null,null,null,null,null,null,null,null,null,null,null,null,null,null,null,null,null,null,null,null,null,null,null,null,null,null,null,null,null,null,null,null,null,null,null,null,null,null,null,null,null,null,null,null,null,null,null,null,null,null,null,null,null,null,null,null,null,null,null,null,null,null,null,0,0,0,0,0,0,0,0,0,0,0,0,0,0,0,0,0,0,0,0,0,0,0,0,0,0,0,0,0,0,0,0,0,0,0,0,0,0,0,0,0,0,0,0,0,0,0,0,0,0,0,0,0,0,0,0,0,0,0,0,0,0,0,0,0,0,0,0,0,0,0,0,0,0,0,0,0,0,0,0,0,0,0,0,0,0,0,0,0,0,0]
["",null,null,null,null,"","",null,null,null,null,null,null,null,null,null,null,null,null,null,null,null,null,null,null,null,null,null,null,null,null,null,null,null,null,null,null,null,null,null,null,null,null,null,null,null,null,null,null,null,null,null,null,null,null,null,null,null,null,null,null,null,null,null,null,null,null,null,null,null,null,null,null,null,null,null,null,null,null,null,null,null,null,null,null,null,null,null,null,null,null,null,null,null,null,null,null,null,null,0,0,0,0,0,0,0,0,0,0,0,0,0,0,0,0,0,0,0,0,0,0,0,0,0,0,0,0,0,0,0,0,0,0,0,0,0,0,0,0,0,0,0,0,0,0,0,0,0,0,0,0,0,0,0,0,0,0,0,0,0,0,0,0,0,0,0,0,0,0,0,0,0,0,0,0,0,0,0,0,0,0,0,0,0,0,0,0,0,0,0]
["",null,null,null,null,"","",null,null,null,null,null,null,null,null,null,null,null,null,null,null,null,null,null,null,null,null,null,null,null,null,null,null,null,null,null,null,null,null,null,null,null,null,null,null,null,null,null,null,null,null,null,null,null,null,null,null,null,null,null,null,null,null,null,null,null,null,null,null,null,null,null,null,null,null,null,null,null,null,null,null,null,null,null,null,null,null,null,null,null,null,null,null,null,null,null,null,null,null,0,0,0,0,0,0,0,0,0,0,0,0,0,0,0,0,0,0,0,0,0,0,0,0,0,0,0,0,0,0,0,0,0,0,0,0,0,0,0,0,0,0,0,0,0,0,0,0,0,0,0,0,0,0,0,0,0,0,0,0,0,0,0,0,0,0,0,0,0,0,0,0,0,0,0,0,0,0,0,0,0,0,0,0,0,0,0,0,0,0,0]
["",null,null,null,null,"","",null,null,null,null,null,null,null,null,null,null,null,null,null,null,null,null,null,null,null,null,null,null,null,null,null,null,null,null,null,null,null,null,null,null,null,null,null,null,null,null,null,null,null,null,null,null,null,null,null,null,null,null,null,null,null,null,null,null,null,null,null,null,null,null,null,null,null,null,null,null,null,null,null,null,null,null,null,null,null,null,null,null,null,null,null,null,null,null,null,null,null,null,0,0,0,0,0,0,0,0,0,0,0,0,0,0,0,0,0,0,0,0,0,0,0,0,0,0,0,0,0,0,0,0,0,0,0,0,0,0,0,0,0,0,0,0,0,0,0,0,0,0,0,0,0,0,0,0,0,0,0,0,0,0,0,0,0,0,0,0,0,0,0,0,0,0,0,0,0,0,0,0,0,0,0,0,0,0,0,0,0,0,0]
["",null,null,null,null,"","",null,null,null,null,null,null,null,null,null,null,null,null,null,null,null,null,null,null,null,null,null,null,null,null,null,null,null,null,null,null,null,null,null,null,null,null,null,null,null,null,null,null,null,null,null,null,null,null,null,null,null,null,null,null,null,null,null,null,null,null,null,null,null,null,null,null,null,null,null,null,null,null,null,null,null,null,null,null,null,null,null,null,null,null,null,null,null,null,null,null,null,null,0,0,0,0,0,0,0,0,0,0,0,0,0,0,0,0,0,0,0,0,0,0,0,0,0,0,0,0,0,0,0,0,0,0,0,0,0,0,0,0,0,0,0,0,0,0,0,0,0,0,0,0,0,0,0,0,0,0,0,0,0,0,0,0,0,0,0,0,0,0,0,0,0,0,0,0,0,0,0,0,0,0,0,0,0,0,0,0,0,0,0]
["",null,null,null,null,"","",null,null,null,null,null,null,null,null,null,null,null,null,null,null,null,null,null,null,null,null,null,null,null,null,null,null,null,null,null,null,null,null,null,null,null,null,null,null,null,null,null,null,null,null,null,null,null,null,null,null,null,null,null,null,null,null,null,null,null,null,null,null,null,null,null,null,null,null,null,null,null,null,null,null,null,null,null,null,null,null,null,null,null,null,null,null,null,null,null,null,null,null,0,0,0,0,0,0,0,0,0,0,0,0,0,0,0,0,0,0,0,0,0,0,0,0,0,0,0,0,0,0,0,0,0,0,0,0,0,0,0,0,0,0,0,0,0,0,0,0,0,0,0,0,0,0,0,0,0,0,0,0,0,0,0,0,0,0,0,0,0,0,0,0,0,0,0,0,0,0,0,0,0,0,0,0,0,0,0,0,0,0,0]
["",null,null,null,null,"","",null,null,null,null,null,null,null,null,null,null,null,null,null,null,null,null,null,null,null,null,null,null,null,null,null,null,null,null,null,null,null,null,null,null,null,null,null,null,null,null,null,null,null,null,null,null,null,null,null,null,null,null,null,null,null,null,null,null,null,null,null,null,null,null,null,null,null,null,null,null,null,null,null,null,null,null,null,null,null,null,null,null,null,null,null,null,null,null,null,null,null,null,0,0,0,0,0,0,0,0,0,0,0,0,0,0,0,0,0,0,0,0,0,0,0,0,0,0,0,0,0,0,0,0,0,0,0,0,0,0,0,0,0,0,0,0,0,0,0,0,0,0,0,0,0,0,0,0,0,0,0,0,0,0,0,0,0,0,0,0,0,0,0,0,0,0,0,0,0,0,0,0,0,0,0,0,0,0,0,0,0,0,0]
["",null,null,null,null,"","",null,null,null,null,null,null,null,null,null,null,null,null,null,null,null,null,null,null,null,null,null,null,null,null,null,null,null,null,null,null,null,null,null,null,null,null,null,null,null,null,null,null,null,null,null,null,null,null,null,null,null,null,null,null,null,null,null,null,null,null,null,null,null,null,null,null,null,null,null,null,null,null,null,null,null,null,null,null,null,null,null,null,null,null,null,null,null,null,null,null,null,null,0,0,0,0,0,0,0,0,0,0,0,0,0,0,0,0,0,0,0,0,0,0,0,0,0,0,0,0,0,0,0,0,0,0,0,0,0,0,0,0,0,0,0,0,0,0,0,0,0,0,0,0,0,0,0,0,0,0,0,0,0,0,0,0,0,0,0,0,0,0,0,0,0,0,0,0,0,0,0,0,0,0,0,0,0,0,0,0,0,0,0]
["",null,null,null,null,"","",null,null,null,null,null,null,null,null,null,null,null,null,null,null,null,null,null,null,null,null,null,null,null,null,null,null,null,null,null,null,null,null,null,null,null,null,null,null,null,null,null,null,null,null,null,null,null,null,null,null,null,null,null,null,null,null,null,null,null,null,null,null,null,null,null,null,null,null,null,null,null,null,null,null,null,null,null,null,null,null,null,null,null,null,null,null,null,null,null,null,null,null,0,0,0,0,0,0,0,0,0,0,0,0,0,0,0,0,0,0,0,0,0,0,0,0,0,0,0,0,0,0,0,0,0,0,0,0,0,0,0,0,0,0,0,0,0,0,0,0,0,0,0,0,0,0,0,0,0,0,0,0,0,0,0,0,0,0,0,0,0,0,0,0,0,0,0,0,0,0,0,0,0,0,0,0,0,0,0,0,0,0,0]
["",null,null,null,null,"","",null,null,null,null,null,null,null,null,null,null,null,null,null,null,null,null,null,null,null,null,null,null,null,null,null,null,null,null,null,null,null,null,null,null,null,null,null,null,null,null,null,null,null,null,null,null,null,null,null,null,null,null,null,null,null,null,null,null,null,null,null,null,null,null,null,null,null,null,null,null,null,null,null,null,null,null,null,null,null,null,null,null,null,null,null,null,null,null,null,null,null,null,0,0,0,0,0,0,0,0,0,0,0,0,0,0,0,0,0,0,0,0,0,0,0,0,0,0,0,0,0,0,0,0,0,0,0,0,0,0,0,0,0,0,0,0,0,0,0,0,0,0,0,0,0,0,0,0,0,0,0,0,0,0,0,0,0,0,0,0,0,0,0,0,0,0,0,0,0,0,0,0,0,0,0,0,0,0,0,0,0,0,0]
["",null,null,null,null,"","",null,null,null,null,null,null,null,null,null,null,null,null,null,null,null,null,null,null,null,null,null,null,null,null,null,null,null,null,null,null,null,null,null,null,null,null,null,null,null,null,null,null,null,null,null,null,null,null,null,null,null,null,null,null,null,null,null,null,null,null,null,null,null,null,null,null,null,null,null,null,null,null,null,null,null,null,null,null,null,null,null,null,null,null,null,null,null,null,null,null,null,null,0,0,0,0,0,0,0,0,0,0,0,0,0,0,0,0,0,0,0,0,0,0,0,0,0,0,0,0,0,0,0,0,0,0,0,0,0,0,0,0,0,0,0,0,0,0,0,0,0,0,0,0,0,0,0,0,0,0,0,0,0,0,0,0,0,0,0,0,0,0,0,0,0,0,0,0,0,0,0,0,0,0,0,0,0,0,0,0,0,0,0]
["",null,null,null,null,"","",null,null,null,null,null,null,null,null,null,null,null,null,null,null,null,null,null,null,null,null,null,null,null,null,null,null,null,null,null,null,null,null,null,null,null,null,null,null,null,null,null,null,null,null,null,null,null,null,null,null,null,null,null,null,null,null,null,null,null,null,null,null,null,null,null,null,null,null,null,null,null,null,null,null,null,null,null,null,null,null,null,null,null,null,null,null,null,null,null,null,null,null,0,0,0,0,0,0,0,0,0,0,0,0,0,0,0,0,0,0,0,0,0,0,0,0,0,0,0,0,0,0,0,0,0,0,0,0,0,0,0,0,0,0,0,0,0,0,0,0,0,0,0,0,0,0,0,0,0,0,0,0,0,0,0,0,0,0,0,0,0,0,0,0,0,0,0,0,0,0,0,0,0,0,0,0,0,0,0,0,0,0,0]
["",null,null,null,null,"","",null,null,null,null,null,null,null,null,null,null,null,null,null,null,null,null,null,null,null,null,null,null,null,null,null,null,null,null,null,null,null,null,null,null,null,null,null,null,null,null,null,null,null,null,null,null,null,null,null,null,null,null,null,null,null,null,null,null,null,null,null,null,null,null,null,null,null,null,null,null,null,null,null,null,null,null,null,null,null,null,null,null,null,null,null,null,null,null,null,null,null,null,0,0,0,0,0,0,0,0,0,0,0,0,0,0,0,0,0,0,0,0,0,0,0,0,0,0,0,0,0,0,0,0,0,0,0,0,0,0,0,0,0,0,0,0,0,0,0,0,0,0,0,0,0,0,0,0,0,0,0,0,0,0,0,0,0,0,0,0,0,0,0,0,0,0,0,0,0,0,0,0,0,0,0,0,0,0,0,0,0,0,0]
["",null,null,null,null,"","",null,null,null,null,null,null,null,null,null,null,null,null,null,null,null,null,null,null,null,null,null,null,null,null,null,null,null,null,null,null,null,null,null,null,null,null,null,null,null,null,null,null,null,null,null,null,null,null,null,null,null,null,null,null,null,null,null,null,null,null,null,null,null,null,null,null,null,null,null,null,null,null,null,null,null,null,null,null,null,null,null,null,null,null,null,null,null,null,null,null,null,null,0,0,0,0,0,0,0,0,0,0,0,0,0,0,0,0,0,0,0,0,0,0,0,0,0,0,0,0,0,0,0,0,0,0,0,0,0,0,0,0,0,0,0,0,0,0,0,0,0,0,0,0,0,0,0,0,0,0,0,0,0,0,0,0,0,0,0,0,0,0,0,0,0,0,0,0,0,0,0,0,0,0,0,0,0,0,0,0,0,0,0]
["",null,null,null,null,"","",null,null,null,null,null,null,null,null,null,null,null,null,null,null,null,null,null,null,null,null,null,null,null,null,null,null,null,null,null,null,null,null,null,null,null,null,null,null,null,null,null,null,null,null,null,null,null,null,null,null,null,null,null,null,null,null,null,null,null,null,null,null,null,null,null,null,null,null,null,null,null,null,null,null,null,null,null,null,null,null,null,null,null,null,null,null,null,null,null,null,null,null,0,0,0,0,0,0,0,0,0,0,0,0,0,0,0,0,0,0,0,0,0,0,0,0,0,0,0,0,0,0,0,0,0,0,0,0,0,0,0,0,0,0,0,0,0,0,0,0,0,0,0,0,0,0,0,0,0,0,0,0,0,0,0,0,0,0,0,0,0,0,0,0,0,0,0,0,0,0,0,0,0,0,0,0,0,0,0,0,0,0,0]
["",null,null,null,null,"","",null,null,null,null,null,null,null,null,null,null,null,null,null,null,null,null,null,null,null,null,null,null,null,null,null,null,null,null,null,null,null,null,null,null,null,null,null,null,null,null,null,null,null,null,null,null,null,null,null,null,null,null,null,null,null,null,null,null,null,null,null,null,null,null,null,null,null,null,null,null,null,null,null,null,null,null,null,null,null,null,null,null,null,null,null,null,null,null,null,null,null,null,0,0,0,0,0,0,0,0,0,0,0,0,0,0,0,0,0,0,0,0,0,0,0,0,0,0,0,0,0,0,0,0,0,0,0,0,0,0,0,0,0,0,0,0,0,0,0,0,0,0,0,0,0,0,0,0,0,0,0,0,0,0,0,0,0,0,0,0,0,0,0,0,0,0,0,0,0,0,0,0,0,0,0,0,0,0,0,0,0,0,0]
["",null,null,null,null,"","",null,null,null,null,null,null,null,null,null,null,null,null,null,null,null,null,null,null,null,null,null,null,null,null,null,null,null,null,null,null,null,null,null,null,null,null,null,null,null,null,null,null,null,null,null,null,null,null,null,null,null,null,null,null,null,null,null,null,null,null,null,null,null,null,null,null,null,null,null,null,null,null,null,null,null,null,null,null,null,null,null,null,null,null,null,null,null,null,null,null,null,null,0,0,0,0,0,0,0,0,0,0,0,0,0,0,0,0,0,0,0,0,0,0,0,0,0,0,0,0,0,0,0,0,0,0,0,0,0,0,0,0,0,0,0,0,0,0,0,0,0,0,0,0,0,0,0,0,0,0,0,0,0,0,0,0,0,0,0,0,0,0,0,0,0,0,0,0,0,0,0,0,0,0,0,0,0,0,0,0,0,0,0]
["",null,null,null,null,"","",null,null,null,null,null,null,null,null,null,null,null,null,null,null,null,null,null,null,null,null,null,null,null,null,null,null,null,null,null,null,null,null,null,null,null,null,null,null,null,null,null,null,null,null,null,null,null,null,null,null,null,null,null,null,null,null,null,null,null,null,null,null,null,null,null,null,null,null,null,null,null,null,null,null,null,null,null,null,null,null,null,null,null,null,null,null,null,null,null,null,null,null,0,0,0,0,0,0,0,0,0,0,0,0,0,0,0,0,0,0,0,0,0,0,0,0,0,0,0,0,0,0,0,0,0,0,0,0,0,0,0,0,0,0,0,0,0,0,0,0,0,0,0,0,0,0,0,0,0,0,0,0,0,0,0,0,0,0,0,0,0,0,0,0,0,0,0,0,0,0,0,0,0,0,0,0,0,0,0,0,0,0,0]
["",null,null,null,null,"","",null,null,null,null,null,null,null,null,null,null,null,null,null,null,null,null,null,null,null,null,null,null,null,null,null,null,null,null,null,null,null,null,null,null,null,null,null,null,null,null,null,null,null,null,null,null,null,null,null,null,null,null,null,null,null,null,null,null,null,null,null,null,null,null,null,null,null,null,null,null,null,null,null,null,null,null,null,null,null,null,null,null,null,null,null,null,null,null,null,null,null,null,0,0,0,0,0,0,0,0,0,0,0,0,0,0,0,0,0,0,0,0,0,0,0,0,0,0,0,0,0,0,0,0,0,0,0,0,0,0,0,0,0,0,0,0,0,0,0,0,0,0,0,0,0,0,0,0,0,0,0,0,0,0,0,0,0,0,0,0,0,0,0,0,0,0,0,0,0,0,0,0,0,0,0,0,0,0,0,0,0,0,0]
["",null,null,null,null,"","",null,null,null,null,null,null,null,null,null,null,null,null,null,null,null,null,null,null,null,null,null,null,null,null,null,null,null,null,null,null,null,null,null,null,null,null,null,null,null,null,null,null,null,null,null,null,null,null,null,null,null,null,null,null,null,null,null,null,null,null,null,null,null,null,null,null,null,null,null,null,null,null,null,null,null,null,null,null,null,null,null,null,null,null,null,null,null,null,null,null,null,null,0,0,0,0,0,0,0,0,0,0,0,0,0,0,0,0,0,0,0,0,0,0,0,0,0,0,0,0,0,0,0,0,0,0,0,0,0,0,0,0,0,0,0,0,0,0,0,0,0,0,0,0,0,0,0,0,0,0,0,0,0,0,0,0,0,0,0,0,0,0,0,0,0,0,0,0,0,0,0,0,0,0,0,0,0,0,0,0,0,0,0]
["",null,null,null,null,"","",null,null,null,null,null,null,null,null,null,null,null,null,null,null,null,null,null,null,null,null,null,null,null,null,null,null,null,null,null,null,null,null,null,null,null,null,null,null,null,null,null,null,null,null,null,null,null,null,null,null,null,null,null,null,null,null,null,null,null,null,null,null,null,null,null,null,null,null,null,null,null,null,null,null,null,null,null,null,null,null,null,null,null,null,null,null,null,null,null,null,null,null,0,0,0,0,0,0,0,0,0,0,0,0,0,0,0,0,0,0,0,0,0,0,0,0,0,0,0,0,0,0,0,0,0,0,0,0,0,0,0,0,0,0,0,0,0,0,0,0,0,0,0,0,0,0,0,0,0,0,0,0,0,0,0,0,0,0,0,0,0,0,0,0,0,0,0,0,0,0,0,0,0,0,0,0,0,0,0,0,0,0,0]
["",null,null,null,null,"","",null,null,null,null,null,null,null,null,null,null,null,null,null,null,null,null,null,null,null,null,null,null,null,null,null,null,null,null,null,null,null,null,null,null,null,null,null,null,null,null,null,null,null,null,null,null,null,null,null,null,null,null,null,null,null,null,null,null,null,null,null,null,null,null,null,null,null,null,null,null,null,null,null,null,null,null,null,null,null,null,null,null,null,null,null,null,null,null,null,null,null,null,0,0,0,0,0,0,0,0,0,0,0,0,0,0,0,0,0,0,0,0,0,0,0,0,0,0,0,0,0,0,0,0,0,0,0,0,0,0,0,0,0,0,0,0,0,0,0,0,0,0,0,0,0,0,0,0,0,0,0,0,0,0,0,0,0,0,0,0,0,0,0,0,0,0,0,0,0,0,0,0,0,0,0,0,0,0,0,0,0,0,0]
["",null,null,null,null,"","",null,null,null,null,null,null,null,null,null,null,null,null,null,null,null,null,null,null,null,null,null,null,null,null,null,null,null,null,null,null,null,null,null,null,null,null,null,null,null,null,null,null,null,null,null,null,null,null,null,null,null,null,null,null,null,null,null,null,null,null,null,null,null,null,null,null,null,null,null,null,null,null,null,null,null,null,null,null,null,null,null,null,null,null,null,null,null,null,null,null,null,null,0,0,0,0,0,0,0,0,0,0,0,0,0,0,0,0,0,0,0,0,0,0,0,0,0,0,0,0,0,0,0,0,0,0,0,0,0,0,0,0,0,0,0,0,0,0,0,0,0,0,0,0,0,0,0,0,0,0,0,0,0,0,0,0,0,0,0,0,0,0,0,0,0,0,0,0,0,0,0,0,0,0,0,0,0,0,0,0,0,0,0]
["",null,null,null,null,"","",null,null,null,null,null,null,null,null,null,null,null,null,null,null,null,null,null,null,null,null,null,null,null,null,null,null,null,null,null,null,null,null,null,null,null,null,null,null,null,null,null,null,null,null,null,null,null,null,null,null,null,null,null,null,null,null,null,null,null,null,null,null,null,null,null,null,null,null,null,null,null,null,null,null,null,null,null,null,null,null,null,null,null,null,null,null,null,null,null,null,null,null,0,0,0,0,0,0,0,0,0,0,0,0,0,0,0,0,0,0,0,0,0,0,0,0,0,0,0,0,0,0,0,0,0,0,0,0,0,0,0,0,0,0,0,0,0,0,0,0,0,0,0,0,0,0,0,0,0,0,0,0,0,0,0,0,0,0,0,0,0,0,0,0,0,0,0,0,0,0,0,0,0,0,0,0,0,0,0,0,0,0,0]
["",null,null,null,null,"","",null,null,null,null,null,null,null,null,null,null,null,null,null,null,null,null,null,null,null,null,null,null,null,null,null,null,null,null,null,null,null,null,null,null,null,null,null,null,null,null,null,null,null,null,null,null,null,null,null,null,null,null,null,null,null,null,null,null,null,null,null,null,null,null,null,null,null,null,null,null,null,null,null,null,null,null,null,null,null,null,null,null,null,null,null,null,null,null,null,null,null,null,0,0,0,0,0,0,0,0,0,0,0,0,0,0,0,0,0,0,0,0,0,0,0,0,0,0,0,0,0,0,0,0,0,0,0,0,0,0,0,0,0,0,0,0,0,0,0,0,0,0,0,0,0,0,0,0,0,0,0,0,0,0,0,0,0,0,0,0,0,0,0,0,0,0,0,0,0,0,0,0,0,0,0,0,0,0,0,0,0,0,0]
["",null,null,null,null,"","",null,null,null,null,null,null,null,null,null,null,null,null,null,null,null,null,null,null,null,null,null,null,null,null,null,null,null,null,null,null,null,null,null,null,null,null,null,null,null,null,null,null,null,null,null,null,null,null,null,null,null,null,null,null,null,null,null,null,null,null,null,null,null,null,null,null,null,null,null,null,null,null,null,null,null,null,null,null,null,null,null,null,null,null,null,null,null,null,null,null,null,null,0,0,0,0,0,0,0,0,0,0,0,0,0,0,0,0,0,0,0,0,0,0,0,0,0,0,0,0,0,0,0,0,0,0,0,0,0,0,0,0,0,0,0,0,0,0,0,0,0,0,0,0,0,0,0,0,0,0,0,0,0,0,0,0,0,0,0,0,0,0,0,0,0,0,0,0,0,0,0,0,0,0,0,0,0,0,0,0,0,0,0]
["",null,null,null,null,"","",null,null,null,null,null,null,null,null,null,null,null,null,null,null,null,null,null,null,null,null,null,null,null,null,null,null,null,null,null,null,null,null,null,null,null,null,null,null,null,null,null,null,null,null,null,null,null,null,null,null,null,null,null,null,null,null,null,null,null,null,null,null,null,null,null,null,null,null,null,null,null,null,null,null,null,null,null,null,null,null,null,null,null,null,null,null,null,null,null,null,null,null,0,0,0,0,0,0,0,0,0,0,0,0,0,0,0,0,0,0,0,0,0,0,0,0,0,0,0,0,0,0,0,0,0,0,0,0,0,0,0,0,0,0,0,0,0,0,0,0,0,0,0,0,0,0,0,0,0,0,0,0,0,0,0,0,0,0,0,0,0,0,0,0,0,0,0,0,0,0,0,0,0,0,0,0,0,0,0,0,0,0,0]
["",null,null,null,null,"","",null,null,null,null,null,null,null,null,null,null,null,null,null,null,null,null,null,null,null,null,null,null,null,null,null,null,null,null,null,null,null,null,null,null,null,null,null,null,null,null,null,null,null,null,null,null,null,null,null,null,null,null,null,null,null,null,null,null,null,null,null,null,null,null,null,null,null,null,null,null,null,null,null,null,null,null,null,null,null,null,null,null,null,null,null,null,null,null,null,null,null,null,0,0,0,0,0,0,0,0,0,0,0,0,0,0,0,0,0,0,0,0,0,0,0,0,0,0,0,0,0,0,0,0,0,0,0,0,0,0,0,0,0,0,0,0,0,0,0,0,0,0,0,0,0,0,0,0,0,0,0,0,0,0,0,0,0,0,0,0,0,0,0,0,0,0,0,0,0,0,0,0,0,0,0,0,0,0,0,0,0,0,0]
["",null,null,null,null,"","",null,null,null,null,null,null,null,null,null,null,null,null,null,null,null,null,null,null,null,null,null,null,null,null,null,null,null,null,null,null,null,null,null,null,null,null,null,null,null,null,null,null,null,null,null,null,null,null,null,null,null,null,null,null,null,null,null,null,null,null,null,null,null,null,null,null,null,null,null,null,null,null,null,null,null,null,null,null,null,null,null,null,null,null,null,null,null,null,null,null,null,null,0,0,0,0,0,0,0,0,0,0,0,0,0,0,0,0,0,0,0,0,0,0,0,0,0,0,0,0,0,0,0,0,0,0,0,0,0,0,0,0,0,0,0,0,0,0,0,0,0,0,0,0,0,0,0,0,0,0,0,0,0,0,0,0,0,0,0,0,0,0,0,0,0,0,0,0,0,0,0,0,0,0,0,0,0,0,0,0,0,0,0]
["",null,null,null,null,"","",null,null,null,null,null,null,null,null,null,null,null,null,null,null,null,null,null,null,null,null,null,null,null,null,null,null,null,null,null,null,null,null,null,null,null,null,null,null,null,null,null,null,null,null,null,null,null,null,null,null,null,null,null,null,null,null,null,null,null,null,null,null,null,null,null,null,null,null,null,null,null,null,null,null,null,null,null,null,null,null,null,null,null,null,null,null,null,null,null,null,null,null,0,0,0,0,0,0,0,0,0,0,0,0,0,0,0,0,0,0,0,0,0,0,0,0,0,0,0,0,0,0,0,0,0,0,0,0,0,0,0,0,0,0,0,0,0,0,0,0,0,0,0,0,0,0,0,0,0,0,0,0,0,0,0,0,0,0,0,0,0,0,0,0,0,0,0,0,0,0,0,0,0,0,0,0,0,0,0,0,0,0,0]
["",null,null,null,null,"","",null,null,null,null,null,null,null,null,null,null,null,null,null,null,null,null,null,null,null,null,null,null,null,null,null,null,null,null,null,null,null,null,null,null,null,null,null,null,null,null,null,null,null,null,null,null,null,null,null,null,null,null,null,null,null,null,null,null,null,null,null,null,null,null,null,null,null,null,null,null,null,null,null,null,null,null,null,null,null,null,null,null,null,null,null,null,null,null,null,null,null,null,0,0,0,0,0,0,0,0,0,0,0,0,0,0,0,0,0,0,0,0,0,0,0,0,0,0,0,0,0,0,0,0,0,0,0,0,0,0,0,0,0,0,0,0,0,0,0,0,0,0,0,0,0,0,0,0,0,0,0,0,0,0,0,0,0,0,0,0,0,0,0,0,0,0,0,0,0,0,0,0,0,0,0,0,0,0,0,0,0,0,0]
["",null,null,null,null,"","",null,null,null,null,null,null,null,null,null,null,null,null,null,null,null,null,null,null,null,null,null,null,null,null,null,null,null,null,null,null,null,null,null,null,null,null,null,null,null,null,null,null,null,null,null,null,null,null,null,null,null,null,null,null,null,null,null,null,null,null,null,null,null,null,null,null,null,null,null,null,null,null,null,null,null,null,null,null,null,null,null,null,null,null,null,null,null,null,null,null,null,null,0,0,0,0,0,0,0,0,0,0,0,0,0,0,0,0,0,0,0,0,0,0,0,0,0,0,0,0,0,0,0,0,0,0,0,0,0,0,0,0,0,0,0,0,0,0,0,0,0,0,0,0,0,0,0,0,0,0,0,0,0,0,0,0,0,0,0,0,0,0,0,0,0,0,0,0,0,0,0,0,0,0,0,0,0,0,0,0,0,0,0]
["",null,null,null,null,"","",null,null,null,null,null,null,null,null,null,null,null,null,null,null,null,null,null,null,null,null,null,null,null,null,null,null,null,null,null,null,null,null,null,null,null,null,null,null,null,null,null,null,null,null,null,null,null,null,null,null,null,null,null,null,null,null,null,null,null,null,null,null,null,null,null,null,null,null,null,null,null,null,null,null,null,null,null,null,null,null,null,null,null,null,null,null,null,null,null,null,null,null,0,0,0,0,0,0,0,0,0,0,0,0,0,0,0,0,0,0,0,0,0,0,0,0,0,0,0,0,0,0,0,0,0,0,0,0,0,0,0,0,0,0,0,0,0,0,0,0,0,0,0,0,0,0,0,0,0,0,0,0,0,0,0,0,0,0,0,0,0,0,0,0,0,0,0,0,0,0,0,0,0,0,0,0,0,0,0,0,0,0,0]
["",null,null,null,null,"","",null,null,null,null,null,null,null,null,null,null,null,null,null,null,null,null,null,null,null,null,null,null,null,null,null,null,null,null,null,null,null,null,null,null,null,null,null,null,null,null,null,null,null,null,null,null,null,null,null,null,null,null,null,null,null,null,null,null,null,null,null,null,null,null,null,null,null,null,null,null,null,null,null,null,null,null,null,null,null,null,null,null,null,null,null,null,null,null,null,null,null,null,0,0,0,0,0,0,0,0,0,0,0,0,0,0,0,0,0,0,0,0,0,0,0,0,0,0,0,0,0,0,0,0,0,0,0,0,0,0,0,0,0,0,0,0,0,0,0,0,0,0,0,0,0,0,0,0,0,0,0,0,0,0,0,0,0,0,0,0,0,0,0,0,0,0,0,0,0,0,0,0,0,0,0,0,0,0,0,0,0,0,0]
["",null,null,null,null,"","",null,null,null,null,null,null,null,null,null,null,null,null,null,null,null,null,null,null,null,null,null,null,null,null,null,null,null,null,null,null,null,null,null,null,null,null,null,null,null,null,null,null,null,null,null,null,null,null,null,null,null,null,null,null,null,null,null,null,null,null,null,null,null,null,null,null,null,null,null,null,null,null,null,null,null,null,null,null,null,null,null,null,null,null,null,null,null,null,null,null,null,null,0,0,0,0,0,0,0,0,0,0,0,0,0,0,0,0,0,0,0,0,0,0,0,0,0,0,0,0,0,0,0,0,0,0,0,0,0,0,0,0,0,0,0,0,0,0,0,0,0,0,0,0,0,0,0,0,0,0,0,0,0,0,0,0,0,0,0,0,0,0,0,0,0,0,0,0,0,0,0,0,0,0,0,0,0,0,0,0,0,0,0]
["",null,null,null,null,"","",null,null,null,null,null,null,null,null,null,null,null,null,null,null,null,null,null,null,null,null,null,null,null,null,null,null,null,null,null,null,null,null,null,null,null,null,null,null,null,null,null,null,null,null,null,null,null,null,null,null,null,null,null,null,null,null,null,null,null,null,null,null,null,null,null,null,null,null,null,null,null,null,null,null,null,null,null,null,null,null,null,null,null,null,null,null,null,null,null,null,null,null,0,0,0,0,0,0,0,0,0,0,0,0,0,0,0,0,0,0,0,0,0,0,0,0,0,0,0,0,0,0,0,0,0,0,0,0,0,0,0,0,0,0,0,0,0,0,0,0,0,0,0,0,0,0,0,0,0,0,0,0,0,0,0,0,0,0,0,0,0,0,0,0,0,0,0,0,0,0,0,0,0,0,0,0,0,0,0,0,0,0,0]
["",null,null,null,null,"","",null,null,null,null,null,null,null,null,null,null,null,null,null,null,null,null,null,null,null,null,null,null,null,null,null,null,null,null,null,null,null,null,null,null,null,null,null,null,null,null,null,null,null,null,null,null,null,null,null,null,null,null,null,null,null,null,null,null,null,null,null,null,null,null,null,null,null,null,null,null,null,null,null,null,null,null,null,null,null,null,null,null,null,null,null,null,null,null,null,null,null,null,0,0,0,0,0,0,0,0,0,0,0,0,0,0,0,0,0,0,0,0,0,0,0,0,0,0,0,0,0,0,0,0,0,0,0,0,0,0,0,0,0,0,0,0,0,0,0,0,0,0,0,0,0,0,0,0,0,0,0,0,0,0,0,0,0,0,0,0,0,0,0,0,0,0,0,0,0,0,0,0,0,0,0,0,0,0,0,0,0,0,0]
["",null,null,null,null,"","",null,null,null,null,null,null,null,null,null,null,null,null,null,null,null,null,null,null,null,null,null,null,null,null,null,null,null,null,null,null,null,null,null,null,null,null,null,null,null,null,null,null,null,null,null,null,null,null,null,null,null,null,null,null,null,null,null,null,null,null,null,null,null,null,null,null,null,null,null,null,null,null,null,null,null,null,null,null,null,null,null,null,null,null,null,null,null,null,null,null,null,null,0,0,0,0,0,0,0,0,0,0,0,0,0,0,0,0,0,0,0,0,0,0,0,0,0,0,0,0,0,0,0,0,0,0,0,0,0,0,0,0,0,0,0,0,0,0,0,0,0,0,0,0,0,0,0,0,0,0,0,0,0,0,0,0,0,0,0,0,0,0,0,0,0,0,0,0,0,0,0,0,0,0,0,0,0,0,0,0,0,0,0]
["",null,null,null,null,"","",null,null,null,null,null,null,null,null,null,null,null,null,null,null,null,null,null,null,null,null,null,null,null,null,null,null,null,null,null,null,null,null,null,null,null,null,null,null,null,null,null,null,null,null,null,null,null,null,null,null,null,null,null,null,null,null,null,null,null,null,null,null,null,null,null,null,null,null,null,null,null,null,null,null,null,null,null,null,null,null,null,null,null,null,null,null,null,null,null,null,null,null,0,0,0,0,0,0,0,0,0,0,0,0,0,0,0,0,0,0,0,0,0,0,0,0,0,0,0,0,0,0,0,0,0,0,0,0,0,0,0,0,0,0,0,0,0,0,0,0,0,0,0,0,0,0,0,0,0,0,0,0,0,0,0,0,0,0,0,0,0,0,0,0,0,0,0,0,0,0,0,0,0,0,0,0,0,0,0,0,0,0,0]
["",null,null,null,null,"","",null,null,null,null,null,null,null,null,null,null,null,null,null,null,null,null,null,null,null,null,null,null,null,null,null,null,null,null,null,null,null,null,null,null,null,null,null,null,null,null,null,null,null,null,null,null,null,null,null,null,null,null,null,null,null,null,null,null,null,null,null,null,null,null,null,null,null,null,null,null,null,null,null,null,null,null,null,null,null,null,null,null,null,null,null,null,null,null,null,null,null,null,0,0,0,0,0,0,0,0,0,0,0,0,0,0,0,0,0,0,0,0,0,0,0,0,0,0,0,0,0,0,0,0,0,0,0,0,0,0,0,0,0,0,0,0,0,0,0,0,0,0,0,0,0,0,0,0,0,0,0,0,0,0,0,0,0,0,0,0,0,0,0,0,0,0,0,0,0,0,0,0,0,0,0,0,0,0,0,0,0,0,0]
["",null,null,null,null,"","",null,null,null,null,null,null,null,null,null,null,null,null,null,null,null,null,null,null,null,null,null,null,null,null,null,null,null,null,null,null,null,null,null,null,null,null,null,null,null,null,null,null,null,null,null,null,null,null,null,null,null,null,null,null,null,null,null,null,null,null,null,null,null,null,null,null,null,null,null,null,null,null,null,null,null,null,null,null,null,null,null,null,null,null,null,null,null,null,null,null,null,null,0,0,0,0,0,0,0,0,0,0,0,0,0,0,0,0,0,0,0,0,0,0,0,0,0,0,0,0,0,0,0,0,0,0,0,0,0,0,0,0,0,0,0,0,0,0,0,0,0,0,0,0,0,0,0,0,0,0,0,0,0,0,0,0,0,0,0,0,0,0,0,0,0,0,0,0,0,0,0,0,0,0,0,0,0,0,0,0,0,0,0]
["",null,null,null,null,"","",null,null,null,null,null,null,null,null,null,null,null,null,null,null,null,null,null,null,null,null,null,null,null,null,null,null,null,null,null,null,null,null,null,null,null,null,null,null,null,null,null,null,null,null,null,null,null,null,null,null,null,null,null,null,null,null,null,null,null,null,null,null,null,null,null,null,null,null,null,null,null,null,null,null,null,null,null,null,null,null,null,null,null,null,null,null,null,null,null,null,null,null,0,0,0,0,0,0,0,0,0,0,0,0,0,0,0,0,0,0,0,0,0,0,0,0,0,0,0,0,0,0,0,0,0,0,0,0,0,0,0,0,0,0,0,0,0,0,0,0,0,0,0,0,0,0,0,0,0,0,0,0,0,0,0,0,0,0,0,0,0,0,0,0,0,0,0,0,0,0,0,0,0,0,0,0,0,0,0,0,0,0,0]
["",null,null,null,null,"","",null,null,null,null,null,null,null,null,null,null,null,null,null,null,null,null,null,null,null,null,null,null,null,null,null,null,null,null,null,null,null,null,null,null,null,null,null,null,null,null,null,null,null,null,null,null,null,null,null,null,null,null,null,null,null,null,null,null,null,null,null,null,null,null,null,null,null,null,null,null,null,null,null,null,null,null,null,null,null,null,null,null,null,null,null,null,null,null,null,null,null,null,0,0,0,0,0,0,0,0,0,0,0,0,0,0,0,0,0,0,0,0,0,0,0,0,0,0,0,0,0,0,0,0,0,0,0,0,0,0,0,0,0,0,0,0,0,0,0,0,0,0,0,0,0,0,0,0,0,0,0,0,0,0,0,0,0,0,0,0,0,0,0,0,0,0,0,0,0,0,0,0,0,0,0,0,0,0,0,0,0,0,0]
["",null,null,null,null,"","",null,null,null,null,null,null,null,null,null,null,null,null,null,null,null,null,null,null,null,null,null,null,null,null,null,null,null,null,null,null,null,null,null,null,null,null,null,null,null,null,null,null,null,null,null,null,null,null,null,null,null,null,null,null,null,null,null,null,null,null,null,null,null,null,null,null,null,null,null,null,null,null,null,null,null,null,null,null,null,null,null,null,null,null,null,null,null,null,null,null,null,null,0,0,0,0,0,0,0,0,0,0,0,0,0,0,0,0,0,0,0,0,0,0,0,0,0,0,0,0,0,0,0,0,0,0,0,0,0,0,0,0,0,0,0,0,0,0,0,0,0,0,0,0,0,0,0,0,0,0,0,0,0,0,0,0,0,0,0,0,0,0,0,0,0,0,0,0,0,0,0,0,0,0,0,0,0,0,0,0,0,0,0]
["",null,null,null,null,"","",null,null,null,null,null,null,null,null,null,null,null,null,null,null,null,null,null,null,null,null,null,null,null,null,null,null,null,null,null,null,null,null,null,null,null,null,null,null,null,null,null,null,null,null,null,null,null,null,null,null,null,null,null,null,null,null,null,null,null,null,null,null,null,null,null,null,null,null,null,null,null,null,null,null,null,null,null,null,null,null,null,null,null,null,null,null,null,null,null,null,null,null,0,0,0,0,0,0,0,0,0,0,0,0,0,0,0,0,0,0,0,0,0,0,0,0,0,0,0,0,0,0,0,0,0,0,0,0,0,0,0,0,0,0,0,0,0,0,0,0,0,0,0,0,0,0,0,0,0,0,0,0,0,0,0,0,0,0,0,0,0,0,0,0,0,0,0,0,0,0,0,0,0,0,0,0,0,0,0,0,0,0,0]
["",null,null,null,null,"","",null,null,null,null,null,null,null,null,null,null,null,null,null,null,null,null,null,null,null,null,null,null,null,null,null,null,null,null,null,null,null,null,null,null,null,null,null,null,null,null,null,null,null,null,null,null,null,null,null,null,null,null,null,null,null,null,null,null,null,null,null,null,null,null,null,null,null,null,null,null,null,null,null,null,null,null,null,null,null,null,null,null,null,null,null,null,null,null,null,null,null,null,0,0,0,0,0,0,0,0,0,0,0,0,0,0,0,0,0,0,0,0,0,0,0,0,0,0,0,0,0,0,0,0,0,0,0,0,0,0,0,0,0,0,0,0,0,0,0,0,0,0,0,0,0,0,0,0,0,0,0,0,0,0,0,0,0,0,0,0,0,0,0,0,0,0,0,0,0,0,0,0,0,0,0,0,0,0,0,0,0,0,0]
["",null,null,null,null,"","",null,null,null,null,null,null,null,null,null,null,null,null,null,null,null,null,null,null,null,null,null,null,null,null,null,null,null,null,null,null,null,null,null,null,null,null,null,null,null,null,null,null,null,null,null,null,null,null,null,null,null,null,null,null,null,null,null,null,null,null,null,null,null,null,null,null,null,null,null,null,null,null,null,null,null,null,null,null,null,null,null,null,null,null,null,null,null,null,null,null,null,null,0,0,0,0,0,0,0,0,0,0,0,0,0,0,0,0,0,0,0,0,0,0,0,0,0,0,0,0,0,0,0,0,0,0,0,0,0,0,0,0,0,0,0,0,0,0,0,0,0,0,0,0,0,0,0,0,0,0,0,0,0,0,0,0,0,0,0,0,0,0,0,0,0,0,0,0,0,0,0,0,0,0,0,0,0,0,0,0,0,0,0]
["",null,null,null,null,"","",null,null,null,null,null,null,null,null,null,null,null,null,null,null,null,null,null,null,null,null,null,null,null,null,null,null,null,null,null,null,null,null,null,null,null,null,null,null,null,null,null,null,null,null,null,null,null,null,null,null,null,null,null,null,null,null,null,null,null,null,null,null,null,null,null,null,null,null,null,null,null,null,null,null,null,null,null,null,null,null,null,null,null,null,null,null,null,null,null,null,null,null,0,0,0,0,0,0,0,0,0,0,0,0,0,0,0,0,0,0,0,0,0,0,0,0,0,0,0,0,0,0,0,0,0,0,0,0,0,0,0,0,0,0,0,0,0,0,0,0,0,0,0,0,0,0,0,0,0,0,0,0,0,0,0,0,0,0,0,0,0,0,0,0,0,0,0,0,0,0,0,0,0,0,0,0,0,0,0,0,0,0,0]
["",null,null,null,null,"","",null,null,null,null,null,null,null,null,null,null,null,null,null,null,null,null,null,null,null,null,null,null,null,null,null,null,null,null,null,null,null,null,null,null,null,null,null,null,null,null,null,null,null,null,null,null,null,null,null,null,null,null,null,null,null,null,null,null,null,null,null,null,null,null,null,null,null,null,null,null,null,null,null,null,null,null,null,null,null,null,null,null,null,null,null,null,null,null,null,null,null,null,0,0,0,0,0,0,0,0,0,0,0,0,0,0,0,0,0,0,0,0,0,0,0,0,0,0,0,0,0,0,0,0,0,0,0,0,0,0,0,0,0,0,0,0,0,0,0,0,0,0,0,0,0,0,0,0,0,0,0,0,0,0,0,0,0,0,0,0,0,0,0,0,0,0,0,0,0,0,0,0,0,0,0,0,0,0,0,0,0,0,0]
["",null,null,null,null,"","",null,null,null,null,null,null,null,null,null,null,null,null,null,null,null,null,null,null,null,null,null,null,null,null,null,null,null,null,null,null,null,null,null,null,null,null,null,null,null,null,null,null,null,null,null,null,null,null,null,null,null,null,null,null,null,null,null,null,null,null,null,null,null,null,null,null,null,null,null,null,null,null,null,null,null,null,null,null,null,null,null,null,null,null,null,null,null,null,null,null,null,null,0,0,0,0,0,0,0,0,0,0,0,0,0,0,0,0,0,0,0,0,0,0,0,0,0,0,0,0,0,0,0,0,0,0,0,0,0,0,0,0,0,0,0,0,0,0,0,0,0,0,0,0,0,0,0,0,0,0,0,0,0,0,0,0,0,0,0,0,0,0,0,0,0,0,0,0,0,0,0,0,0,0,0,0,0,0,0,0,0,0,0]
["",null,null,null,null,"","",null,null,null,null,null,null,null,null,null,null,null,null,null,null,null,null,null,null,null,null,null,null,null,null,null,null,null,null,null,null,null,null,null,null,null,null,null,null,null,null,null,null,null,null,null,null,null,null,null,null,null,null,null,null,null,null,null,null,null,null,null,null,null,null,null,null,null,null,null,null,null,null,null,null,null,null,null,null,null,null,null,null,null,null,null,null,null,null,null,null,null,null,0,0,0,0,0,0,0,0,0,0,0,0,0,0,0,0,0,0,0,0,0,0,0,0,0,0,0,0,0,0,0,0,0,0,0,0,0,0,0,0,0,0,0,0,0,0,0,0,0,0,0,0,0,0,0,0,0,0,0,0,0,0,0,0,0,0,0,0,0,0,0,0,0,0,0,0,0,0,0,0,0,0,0,0,0,0,0,0,0,0,0]
["",null,null,null,null,"","",null,null,null,null,null,null,null,null,null,null,null,null,null,null,null,null,null,null,null,null,null,null,null,null,null,null,null,null,null,null,null,null,null,null,null,null,null,null,null,null,null,null,null,null,null,null,null,null,null,null,null,null,null,null,null,null,null,null,null,null,null,null,null,null,null,null,null,null,null,null,null,null,null,null,null,null,null,null,null,null,null,null,null,null,null,null,null,null,null,null,null,null,0,0,0,0,0,0,0,0,0,0,0,0,0,0,0,0,0,0,0,0,0,0,0,0,0,0,0,0,0,0,0,0,0,0,0,0,0,0,0,0,0,0,0,0,0,0,0,0,0,0,0,0,0,0,0,0,0,0,0,0,0,0,0,0,0,0,0,0,0,0,0,0,0,0,0,0,0,0,0,0,0,0,0,0,0,0,0,0,0,0,0]
["",null,null,null,null,"","",null,null,null,null,null,null,null,null,null,null,null,null,null,null,null,null,null,null,null,null,null,null,null,null,null,null,null,null,null,null,null,null,null,null,null,null,null,null,null,null,null,null,null,null,null,null,null,null,null,null,null,null,null,null,null,null,null,null,null,null,null,null,null,null,null,null,null,null,null,null,null,null,null,null,null,null,null,null,null,null,null,null,null,null,null,null,null,null,null,null,null,null,0,0,0,0,0,0,0,0,0,0,0,0,0,0,0,0,0,0,0,0,0,0,0,0,0,0,0,0,0,0,0,0,0,0,0,0,0,0,0,0,0,0,0,0,0,0,0,0,0,0,0,0,0,0,0,0,0,0,0,0,0,0,0,0,0,0,0,0,0,0,0,0,0,0,0,0,0,0,0,0,0,0,0,0,0,0,0,0,0,0,0]
["",null,null,null,null,"","",null,null,null,null,null,null,null,null,null,null,null,null,null,null,null,null,null,null,null,null,null,null,null,null,null,null,null,null,null,null,null,null,null,null,null,null,null,null,null,null,null,null,null,null,null,null,null,null,null,null,null,null,null,null,null,null,null,null,null,null,null,null,null,null,null,null,null,null,null,null,null,null,null,null,null,null,null,null,null,null,null,null,null,null,null,null,null,null,null,null,null,null,0,0,0,0,0,0,0,0,0,0,0,0,0,0,0,0,0,0,0,0,0,0,0,0,0,0,0,0,0,0,0,0,0,0,0,0,0,0,0,0,0,0,0,0,0,0,0,0,0,0,0,0,0,0,0,0,0,0,0,0,0,0,0,0,0,0,0,0,0,0,0,0,0,0,0,0,0,0,0,0,0,0,0,0,0,0,0,0,0,0,0]
["",null,null,null,null,"","",null,null,null,null,null,null,null,null,null,null,null,null,null,null,null,null,null,null,null,null,null,null,null,null,null,null,null,null,null,null,null,null,null,null,null,null,null,null,null,null,null,null,null,null,null,null,null,null,null,null,null,null,null,null,null,null,null,null,null,null,null,null,null,null,null,null,null,null,null,null,null,null,null,null,null,null,null,null,null,null,null,null,null,null,null,null,null,null,null,null,null,null,0,0,0,0,0,0,0,0,0,0,0,0,0,0,0,0,0,0,0,0,0,0,0,0,0,0,0,0,0,0,0,0,0,0,0,0,0,0,0,0,0,0,0,0,0,0,0,0,0,0,0,0,0,0,0,0,0,0,0,0,0,0,0,0,0,0,0,0,0,0,0,0,0,0,0,0,0,0,0,0,0,0,0,0,0,0,0,0,0,0,0]
["",null,null,null,null,"","",null,null,null,null,null,null,null,null,null,null,null,null,null,null,null,null,null,null,null,null,null,null,null,null,null,null,null,null,null,null,null,null,null,null,null,null,null,null,null,null,null,null,null,null,null,null,null,null,null,null,null,null,null,null,null,null,null,null,null,null,null,null,null,null,null,null,null,null,null,null,null,null,null,null,null,null,null,null,null,null,null,null,null,null,null,null,null,null,null,null,null,null,0,0,0,0,0,0,0,0,0,0,0,0,0,0,0,0,0,0,0,0,0,0,0,0,0,0,0,0,0,0,0,0,0,0,0,0,0,0,0,0,0,0,0,0,0,0,0,0,0,0,0,0,0,0,0,0,0,0,0,0,0,0,0,0,0,0,0,0,0,0,0,0,0,0,0,0,0,0,0,0,0,0,0,0,0,0,0,0,0,0,0]
["",null,null,null,null,"","",null,null,null,null,null,null,null,null,null,null,null,null,null,null,null,null,null,null,null,null,null,null,null,null,null,null,null,null,null,null,null,null,null,null,null,null,null,null,null,null,null,null,null,null,null,null,null,null,null,null,null,null,null,null,null,null,null,null,null,null,null,null,null,null,null,null,null,null,null,null,null,null,null,null,null,null,null,null,null,null,null,null,null,null,null,null,null,null,null,null,null,null,0,0,0,0,0,0,0,0,0,0,0,0,0,0,0,0,0,0,0,0,0,0,0,0,0,0,0,0,0,0,0,0,0,0,0,0,0,0,0,0,0,0,0,0,0,0,0,0,0,0,0,0,0,0,0,0,0,0,0,0,0,0,0,0,0,0,0,0,0,0,0,0,0,0,0,0,0,0,0,0,0,0,0,0,0,0,0,0,0,0,0]
["",null,null,null,null,"","",null,null,null,null,null,null,null,null,null,null,null,null,null,null,null,null,null,null,null,null,null,null,null,null,null,null,null,null,null,null,null,null,null,null,null,null,null,null,null,null,null,null,null,null,null,null,null,null,null,null,null,null,null,null,null,null,null,null,null,null,null,null,null,null,null,null,null,null,null,null,null,null,null,null,null,null,null,null,null,null,null,null,null,null,null,null,null,null,null,null,null,null,0,0,0,0,0,0,0,0,0,0,0,0,0,0,0,0,0,0,0,0,0,0,0,0,0,0,0,0,0,0,0,0,0,0,0,0,0,0,0,0,0,0,0,0,0,0,0,0,0,0,0,0,0,0,0,0,0,0,0,0,0,0,0,0,0,0,0,0,0,0,0,0,0,0,0,0,0,0,0,0,0,0,0,0,0,0,0,0,0,0,0]
["",null,null,null,null,"","",null,null,null,null,null,null,null,null,null,null,null,null,null,null,null,null,null,null,null,null,null,null,null,null,null,null,null,null,null,null,null,null,null,null,null,null,null,null,null,null,null,null,null,null,null,null,null,null,null,null,null,null,null,null,null,null,null,null,null,null,null,null,null,null,null,null,null,null,null,null,null,null,null,null,null,null,null,null,null,null,null,null,null,null,null,null,null,null,null,null,null,null,0,0,0,0,0,0,0,0,0,0,0,0,0,0,0,0,0,0,0,0,0,0,0,0,0,0,0,0,0,0,0,0,0,0,0,0,0,0,0,0,0,0,0,0,0,0,0,0,0,0,0,0,0,0,0,0,0,0,0,0,0,0,0,0,0,0,0,0,0,0,0,0,0,0,0,0,0,0,0,0,0,0,0,0,0,0,0,0,0,0,0]
["",null,null,null,null,"","",null,null,null,null,null,null,null,null,null,null,null,null,null,null,null,null,null,null,null,null,null,null,null,null,null,null,null,null,null,null,null,null,null,null,null,null,null,null,null,null,null,null,null,null,null,null,null,null,null,null,null,null,null,null,null,null,null,null,null,null,null,null,null,null,null,null,null,null,null,null,null,null,null,null,null,null,null,null,null,null,null,null,null,null,null,null,null,null,null,null,null,null,0,0,0,0,0,0,0,0,0,0,0,0,0,0,0,0,0,0,0,0,0,0,0,0,0,0,0,0,0,0,0,0,0,0,0,0,0,0,0,0,0,0,0,0,0,0,0,0,0,0,0,0,0,0,0,0,0,0,0,0,0,0,0,0,0,0,0,0,0,0,0,0,0,0,0,0,0,0,0,0,0,0,0,0,0,0,0,0,0,0,0]
["",null,null,null,null,"","",null,null,null,null,null,null,null,null,null,null,null,null,null,null,null,null,null,null,null,null,null,null,null,null,null,null,null,null,null,null,null,null,null,null,null,null,null,null,null,null,null,null,null,null,null,null,null,null,null,null,null,null,null,null,null,null,null,null,null,null,null,null,null,null,null,null,null,null,null,null,null,null,null,null,null,null,null,null,null,null,null,null,null,null,null,null,null,null,null,null,null,null,0,0,0,0,0,0,0,0,0,0,0,0,0,0,0,0,0,0,0,0,0,0,0,0,0,0,0,0,0,0,0,0,0,0,0,0,0,0,0,0,0,0,0,0,0,0,0,0,0,0,0,0,0,0,0,0,0,0,0,0,0,0,0,0,0,0,0,0,0,0,0,0,0,0,0,0,0,0,0,0,0,0,0,0,0,0,0,0,0,0,0]
["",null,null,null,null,"","",null,null,null,null,null,null,null,null,null,null,null,null,null,null,null,null,null,null,null,null,null,null,null,null,null,null,null,null,null,null,null,null,null,null,null,null,null,null,null,null,null,null,null,null,null,null,null,null,null,null,null,null,null,null,null,null,null,null,null,null,null,null,null,null,null,null,null,null,null,null,null,null,null,null,null,null,null,null,null,null,null,null,null,null,null,null,null,null,null,null,null,null,0,0,0,0,0,0,0,0,0,0,0,0,0,0,0,0,0,0,0,0,0,0,0,0,0,0,0,0,0,0,0,0,0,0,0,0,0,0,0,0,0,0,0,0,0,0,0,0,0,0,0,0,0,0,0,0,0,0,0,0,0,0,0,0,0,0,0,0,0,0,0,0,0,0,0,0,0,0,0,0,0,0,0,0,0,0,0,0,0,0,0]
["",null,null,null,null,"","",null,null,null,null,null,null,null,null,null,null,null,null,null,null,null,null,null,null,null,null,null,null,null,null,null,null,null,null,null,null,null,null,null,null,null,null,null,null,null,null,null,null,null,null,null,null,null,null,null,null,null,null,null,null,null,null,null,null,null,null,null,null,null,null,null,null,null,null,null,null,null,null,null,null,null,null,null,null,null,null,null,null,null,null,null,null,null,null,null,null,null,null,0,0,0,0,0,0,0,0,0,0,0,0,0,0,0,0,0,0,0,0,0,0,0,0,0,0,0,0,0,0,0,0,0,0,0,0,0,0,0,0,0,0,0,0,0,0,0,0,0,0,0,0,0,0,0,0,0,0,0,0,0,0,0,0,0,0,0,0,0,0,0,0,0,0,0,0,0,0,0,0,0,0,0,0,0,0,0,0,0,0,0]
["",null,null,null,null,"","",null,null,null,null,null,null,null,null,null,null,null,null,null,null,null,null,null,null,null,null,null,null,null,null,null,null,null,null,null,null,null,null,null,null,null,null,null,null,null,null,null,null,null,null,null,null,null,null,null,null,null,null,null,null,null,null,null,null,null,null,null,null,null,null,null,null,null,null,null,null,null,null,null,null,null,null,null,null,null,null,null,null,null,null,null,null,null,null,null,null,null,null,0,0,0,0,0,0,0,0,0,0,0,0,0,0,0,0,0,0,0,0,0,0,0,0,0,0,0,0,0,0,0,0,0,0,0,0,0,0,0,0,0,0,0,0,0,0,0,0,0,0,0,0,0,0,0,0,0,0,0,0,0,0,0,0,0,0,0,0,0,0,0,0,0,0,0,0,0,0,0,0,0,0,0,0,0,0,0,0,0,0,0]
["",null,null,null,null,"","",null,null,null,null,null,null,null,null,null,null,null,null,null,null,null,null,null,null,null,null,null,null,null,null,null,null,null,null,null,null,null,null,null,null,null,null,null,null,null,null,null,null,null,null,null,null,null,null,null,null,null,null,null,null,null,null,null,null,null,null,null,null,null,null,null,null,null,null,null,null,null,null,null,null,null,null,null,null,null,null,null,null,null,null,null,null,null,null,null,null,null,null,0,0,0,0,0,0,0,0,0,0,0,0,0,0,0,0,0,0,0,0,0,0,0,0,0,0,0,0,0,0,0,0,0,0,0,0,0,0,0,0,0,0,0,0,0,0,0,0,0,0,0,0,0,0,0,0,0,0,0,0,0,0,0,0,0,0,0,0,0,0,0,0,0,0,0,0,0,0,0,0,0,0,0,0,0,0,0,0,0,0,0]
["",null,null,null,null,"","",null,null,null,null,null,null,null,null,null,null,null,null,null,null,null,null,null,null,null,null,null,null,null,null,null,null,null,null,null,null,null,null,null,null,null,null,null,null,null,null,null,null,null,null,null,null,null,null,null,null,null,null,null,null,null,null,null,null,null,null,null,null,null,null,null,null,null,null,null,null,null,null,null,null,null,null,null,null,null,null,null,null,null,null,null,null,null,null,null,null,null,null,0,0,0,0,0,0,0,0,0,0,0,0,0,0,0,0,0,0,0,0,0,0,0,0,0,0,0,0,0,0,0,0,0,0,0,0,0,0,0,0,0,0,0,0,0,0,0,0,0,0,0,0,0,0,0,0,0,0,0,0,0,0,0,0,0,0,0,0,0,0,0,0,0,0,0,0,0,0,0,0,0,0,0,0,0,0,0,0,0,0,0]
["",null,null,null,null,"","",null,null,null,null,null,null,null,null,null,null,null,null,null,null,null,null,null,null,null,null,null,null,null,null,null,null,null,null,null,null,null,null,null,null,null,null,null,null,null,null,null,null,null,null,null,null,null,null,null,null,null,null,null,null,null,null,null,null,null,null,null,null,null,null,null,null,null,null,null,null,null,null,null,null,null,null,null,null,null,null,null,null,null,null,null,null,null,null,null,null,null,null,0,0,0,0,0,0,0,0,0,0,0,0,0,0,0,0,0,0,0,0,0,0,0,0,0,0,0,0,0,0,0,0,0,0,0,0,0,0,0,0,0,0,0,0,0,0,0,0,0,0,0,0,0,0,0,0,0,0,0,0,0,0,0,0,0,0,0,0,0,0,0,0,0,0,0,0,0,0,0,0,0,0,0,0,0,0,0,0,0,0,0]
["",null,null,null,null,"","",null,null,null,null,null,null,null,null,null,null,null,null,null,null,null,null,null,null,null,null,null,null,null,null,null,null,null,null,null,null,null,null,null,null,null,null,null,null,null,null,null,null,null,null,null,null,null,null,null,null,null,null,null,null,null,null,null,null,null,null,null,null,null,null,null,null,null,null,null,null,null,null,null,null,null,null,null,null,null,null,null,null,null,null,null,null,null,null,null,null,null,null,0,0,0,0,0,0,0,0,0,0,0,0,0,0,0,0,0,0,0,0,0,0,0,0,0,0,0,0,0,0,0,0,0,0,0,0,0,0,0,0,0,0,0,0,0,0,0,0,0,0,0,0,0,0,0,0,0,0,0,0,0,0,0,0,0,0,0,0,0,0,0,0,0,0,0,0,0,0,0,0,0,0,0,0,0,0,0,0,0,0,0]
["",null,null,null,null,"","",null,null,null,null,null,null,null,null,null,null,null,null,null,null,null,null,null,null,null,null,null,null,null,null,null,null,null,null,null,null,null,null,null,null,null,null,null,null,null,null,null,null,null,null,null,null,null,null,null,null,null,null,null,null,null,null,null,null,null,null,null,null,null,null,null,null,null,null,null,null,null,null,null,null,null,null,null,null,null,null,null,null,null,null,null,null,null,null,null,null,null,null,0,0,0,0,0,0,0,0,0,0,0,0,0,0,0,0,0,0,0,0,0,0,0,0,0,0,0,0,0,0,0,0,0,0,0,0,0,0,0,0,0,0,0,0,0,0,0,0,0,0,0,0,0,0,0,0,0,0,0,0,0,0,0,0,0,0,0,0,0,0,0,0,0,0,0,0,0,0,0,0,0,0,0,0,0,0,0,0,0,0,0]
["",null,null,null,null,"","",null,null,null,null,null,null,null,null,null,null,null,null,null,null,null,null,null,null,null,null,null,null,null,null,null,null,null,null,null,null,null,null,null,null,null,null,null,null,null,null,null,null,null,null,null,null,null,null,null,null,null,null,null,null,null,null,null,null,null,null,null,null,null,null,null,null,null,null,null,null,null,null,null,null,null,null,null,null,null,null,null,null,null,null,null,null,null,null,null,null,null,null,0,0,0,0,0,0,0,0,0,0,0,0,0,0,0,0,0,0,0,0,0,0,0,0,0,0,0,0,0,0,0,0,0,0,0,0,0,0,0,0,0,0,0,0,0,0,0,0,0,0,0,0,0,0,0,0,0,0,0,0,0,0,0,0,0,0,0,0,0,0,0,0,0,0,0,0,0,0,0,0,0,0,0,0,0,0,0,0,0,0,0]
["",null,null,null,null,"","",null,null,null,null,null,null,null,null,null,null,null,null,null,null,null,null,null,null,null,null,null,null,null,null,null,null,null,null,null,null,null,null,null,null,null,null,null,null,null,null,null,null,null,null,null,null,null,null,null,null,null,null,null,null,null,null,null,null,null,null,null,null,null,null,null,null,null,null,null,null,null,null,null,null,null,null,null,null,null,null,null,null,null,null,null,null,null,null,null,null,null,null,0,0,0,0,0,0,0,0,0,0,0,0,0,0,0,0,0,0,0,0,0,0,0,0,0,0,0,0,0,0,0,0,0,0,0,0,0,0,0,0,0,0,0,0,0,0,0,0,0,0,0,0,0,0,0,0,0,0,0,0,0,0,0,0,0,0,0,0,0,0,0,0,0,0,0,0,0,0,0,0,0,0,0,0,0,0,0,0,0,0,0]
["",null,null,null,null,"","",null,null,null,null,null,null,null,null,null,null,null,null,null,null,null,null,null,null,null,null,null,null,null,null,null,null,null,null,null,null,null,null,null,null,null,null,null,null,null,null,null,null,null,null,null,null,null,null,null,null,null,null,null,null,null,null,null,null,null,null,null,null,null,null,null,null,null,null,null,null,null,null,null,null,null,null,null,null,null,null,null,null,null,null,null,null,null,null,null,null,null,null,0,0,0,0,0,0,0,0,0,0,0,0,0,0,0,0,0,0,0,0,0,0,0,0,0,0,0,0,0,0,0,0,0,0,0,0,0,0,0,0,0,0,0,0,0,0,0,0,0,0,0,0,0,0,0,0,0,0,0,0,0,0,0,0,0,0,0,0,0,0,0,0,0,0,0,0,0,0,0,0,0,0,0,0,0,0,0,0,0,0,0]
["",null,null,null,null,"","",null,null,null,null,null,null,null,null,null,null,null,null,null,null,null,null,null,null,null,null,null,null,null,null,null,null,null,null,null,null,null,null,null,null,null,null,null,null,null,null,null,null,null,null,null,null,null,null,null,null,null,null,null,null,null,null,null,null,null,null,null,null,null,null,null,null,null,null,null,null,null,null,null,null,null,null,null,null,null,null,null,null,null,null,null,null,null,null,null,null,null,null,0,0,0,0,0,0,0,0,0,0,0,0,0,0,0,0,0,0,0,0,0,0,0,0,0,0,0,0,0,0,0,0,0,0,0,0,0,0,0,0,0,0,0,0,0,0,0,0,0,0,0,0,0,0,0,0,0,0,0,0,0,0,0,0,0,0,0,0,0,0,0,0,0,0,0,0,0,0,0,0,0,0,0,0,0,0,0,0,0,0,0]
["",null,null,null,null,"","",null,null,null,null,null,null,null,null,null,null,null,null,null,null,null,null,null,null,null,null,null,null,null,null,null,null,null,null,null,null,null,null,null,null,null,null,null,null,null,null,null,null,null,null,null,null,null,null,null,null,null,null,null,null,null,null,null,null,null,null,null,null,null,null,null,null,null,null,null,null,null,null,null,null,null,null,null,null,null,null,null,null,null,null,null,null,null,null,null,null,null,null,0,0,0,0,0,0,0,0,0,0,0,0,0,0,0,0,0,0,0,0,0,0,0,0,0,0,0,0,0,0,0,0,0,0,0,0,0,0,0,0,0,0,0,0,0,0,0,0,0,0,0,0,0,0,0,0,0,0,0,0,0,0,0,0,0,0,0,0,0,0,0,0,0,0,0,0,0,0,0,0,0,0,0,0,0,0,0,0,0,0,0]
["",null,null,null,null,"","",null,null,null,null,null,null,null,null,null,null,null,null,null,null,null,null,null,null,null,null,null,null,null,null,null,null,null,null,null,null,null,null,null,null,null,null,null,null,null,null,null,null,null,null,null,null,null,null,null,null,null,null,null,null,null,null,null,null,null,null,null,null,null,null,null,null,null,null,null,null,null,null,null,null,null,null,null,null,null,null,null,null,null,null,null,null,null,null,null,null,null,null,0,0,0,0,0,0,0,0,0,0,0,0,0,0,0,0,0,0,0,0,0,0,0,0,0,0,0,0,0,0,0,0,0,0,0,0,0,0,0,0,0,0,0,0,0,0,0,0,0,0,0,0,0,0,0,0,0,0,0,0,0,0,0,0,0,0,0,0,0,0,0,0,0,0,0,0,0,0,0,0,0,0,0,0,0,0,0,0,0,0,0]
["",null,null,null,null,"","",null,null,null,null,null,null,null,null,null,null,null,null,null,null,null,null,null,null,null,null,null,null,null,null,null,null,null,null,null,null,null,null,null,null,null,null,null,null,null,null,null,null,null,null,null,null,null,null,null,null,null,null,null,null,null,null,null,null,null,null,null,null,null,null,null,null,null,null,null,null,null,null,null,null,null,null,null,null,null,null,null,null,null,null,null,null,null,null,null,null,null,null,0,0,0,0,0,0,0,0,0,0,0,0,0,0,0,0,0,0,0,0,0,0,0,0,0,0,0,0,0,0,0,0,0,0,0,0,0,0,0,0,0,0,0,0,0,0,0,0,0,0,0,0,0,0,0,0,0,0,0,0,0,0,0,0,0,0,0,0,0,0,0,0,0,0,0,0,0,0,0,0,0,0,0,0,0,0,0,0,0,0,0]

{"sheet":"Historical scenario - output","index":1,"n_rows":175,"n_cols":43,"rows_kept":175,"cut":false,"hidden":false,"merged":[]}
[null,null,null,"Replacement expenditure forecast ($,000)",null,null,null,null,null,null,null,null,null,null,null,null,null,null,null,null,null,null,null,"Replacement quantity forecast (#)"]
[null,null,null,1,2,3,4,5,6,7,8,9,10,11,12,13,14,15,16,17,18,19,20,1,2,3,4,5,6,7,8,9,10,11,12,13,14,15,16,17,18,19,20]
[]
[]
["ID","Asset group",null,2018,2019,2020,2021,2022,2023,2024,2025,2026,2027,2028,2029,2030,2031,2032,2033,2034,2035,2036,2037,2018,2019,2020,2021,2022,2023,2024,2025,2026,2027,2028,2029,2030,2031,2032,2033,2034,2035,2036,2037]
[1,"OVERHEAD CONDUCTORS",null,{"$f":"IFERROR(IF($A6=\"\",\"\",SUMIFS(D$21:D$175,$A$21:$A$175,$A6)),\"\")","v":9748.5941380473869},{"$f":"IFERROR(IF($A6=\"\",\"\",SUMIFS(E$21:E$175,$A$21:$A$175,$A6)),\"\")","v":11317.074166936145},13021.632587294851,14852.841240939295,16797.391755799694,18838.249193033836,20955.004205729598,23124.423215887455,25321.181383163403,27518.747758351263,29690.377417069456,31810.153102239234,33854.010457960248,35800.677556357368,37632.461922656592,39335.826905487113,40901.713622221505,{"$f":"IFERROR(IF($A6=\"\",\"\",SUMIFS(U$21:U$175,$A$21:$A$175,$A6)),\"\")","v":42325.583776445666},43607.180753266846,44750.029471545073,{"$f":"IFERROR(IF($A6=\"\",\"\",SUMIFS(X$21:X$175,$A$21:$A$175,$A6)),\"\")","v":74.746601541781018},{"$f":"IFERROR(IF($A6=\"\",\"\",SUMIFS(Y$21:Y$175,$A$21:$A$175,$A6)),\"\")","v":87.07977250291097},100.54646553201653,115.08277025601242,130.59313548252825,146.95113895961015,164.00189499836588,181.56612734932972,199.44581071542197,217.43115201096856,235.30855419685551,252.86909483377707,269.91697180961961,286.27733153407263,301.80290822529128,316.37896979022935,329.9261834899612,{"$f":"IFERROR(IF($A6=\"\",\"\",SUMIFS(AO$21:AO$175,$A$21:$A$175,$A6)),\"\")","v":342.40117439109747},353.79473747434628,364.12786212363079]
[2,"POLES",null,{"$f":"IFERROR(IF($A7=\"\",\"\",SUMIFS(D$21:D$175,$A$21:$A$175,$A7)),\"\")","v":13147.477619553832},14987.212630559408,16841.469709362409,18666.742514808084,20421.642181337284,22070.00347551431,23583.566404762561,24943.983110339897,26143.960863307173,27187.419624434457,28088.618853671876,28870.29706111308,29560.96878316734,30191.628697815293,30792.204859694539,31388.162485963927,31997.669404512337,32629.685755163482,33283.236129392899,33947.974053147896,1948.7188381751057,2219.7383498450695,2494.6908213130764,2767.6127640049253,3032.6838333765991,3284.6312160709522,3519.0930519510048,3732.9083393668379,3924.3071520336607,4092.9826281557234,4240.0352749950025,4367.7910307085604,4479.5070979752181,4578.9927221281505,4670.1838461474536,4756.718579101157,4841.5626683897735,4926.7296439647907,5013.1292027536983,5100.561034331371]
[3,"SERVICE LINES",null,2927.5346614237601,3285.284111596789,3648.7327035394073,4011.4385285719122,4366.6693012554088,4707.7160847305322,5028.2270117824019,5322.5375287690495,5585.9720882666779,5815.0929129494025,6007.8745880867109,6163.7886793502057,6283.789894782848,6370.2038308383062,6426.5251825713531,6457.1434841405426,6467.0200366732352,6461.3438973872262,6445.1961433153683,6423.2499334793838,1487.5437709216305,1669.2327364835867,1853.7977312852374,2037.9659389335968,2218.317896666018,2391.446916980969,2554.1286047987769,2703.4885411404175,2837.1553968229023,2953.3871000117742,3051.1592801996358,3130.2079795999325,3191.0223461873038,3234.7873526697663,3263.2810752999776,3278.7352212214009,3283.6709352502694,3280.7240516013917,3272.4746282569395,3261.2947354611797]
[4,"SWITCHGEAR",null,7998.3786762621921,8002.56017115127,8104.5893717683666,8219.8743124366738,8332.3124678558306,8438.1255407702538,8542.8966091559214,8658.5235473247758,8798.8221914441692,8974.2949068481175,9187.3146900689717,9429.1895782933607,9680.3050776582731,9913.7708763951086,10101.85180976387,10223.334009757109,10269.407076353484,10246.023001250311,10171.965183130775,10073.475648495245,1319.5059787932209,1319.4012412889915,1334.1764225845523,1354.430128188013,1378.0791889874902,1404.3501019041648,1433.4490158667697,1466.2284165350627,1503.714754484105,1546.5512336334677,1594.4883388345829,1646.0776180157557,1698.6957491611831,1748.9435764530442,1793.3424263244606,1829.1294841248887,1854.8931720553469,1870.830113632896,1878.5413662355625,1880.4584601389549]
[5,"TRANSFORMERS",null,9320.2065335026509,10870.814604896126,12635.147441390513,14625.861196726166,16851.957958324863,19317.794977496575,22022.19152038607,24957.73056377489,28110.353128473245,31459.331300823236,34977.681335158813,38633.041898341115,42388.997636539294,46206.779557684771,50047.227044413201,53872.857763262393,57649.86687741887,61349.869964997699,64951.216987115316,68439.737180728436,157.97821761030184,174.15372008415434,191.58563889220554,210.30580481592708,230.34298716326307,251.7225285821811,274.46487898903735,298.58305042093093,324.07917426131007,350.94046553541438,379.13497033050658,408.60748697302523,439.27601464072825,471.02900763508933,503.72361683989783,537.18499950176306,571.20668881651193,605.55194494771467,639.95596209146447,674.12878015224203]
[6,"UNDERGROUND CABLES",null,3371.3033031286359,3395.081662790948,3433.3482363939306,3489.0542300508041,3563.4054212355782,3655.9418962115774,3764.7615810660477,3886.8493683765687,4018.4687652012981,4155.5736054910467,4294.2021231606832,4430.823041105622,4562.6119474864254,4687.6451247168179,4805.0065692956323,4914.811841920422,5018.159326194731,5117.0250578922387,5214.120962461302,5312.7374710552622,20.892573829563212,20.957939235428217,21.119224372448159,21.398217365021416,21.805411791588337,22.340592871071941,22.994392849828426,23.750539685055525,24.588489070186839,25.486136248107925,26.422341203566511,27.379057445078473,28.342920429071146,29.306218990288947,30.267236893307491,31.230008762481063,32.203582932377756,33.200920720963801,34.23758420607826,35.330369596113322]
[null,null,null,"","","","","","","","","","","","","","","","","","","","","","","","","","","","","","","","","","","","","","","",""]
[null,null,null,"","","","","","","","","","","","","","","","","","","","","","","","","","","","","","","","","","","","","","","",""]
[null,null,null,"","","","","","","","","","","","","","","","","","","","","","","","","","","","","","","","","","","","","","","",""]
[null,null,null,"","","","","","","","","","","","","","","","","","","","","","","","","","","","","","","","","","","","","","","",""]
[null,null,null,"","","","","","","","","","","","","","","","","","","","","","","","","","","","","","","","","","","","","","","",""]
[null,null,null,"","","","","","","","","","","","","","","","","","","","","","","","","","","","","","","","","","","","","","","",""]
[null,null,"Total",{"$f":"IFERROR(SUM(D$6:D$17),\"\")","v":46513.494931918452},{"$f":"IFERROR(SUM(E$6:E$17),\"\")","v":51858.027347930692},57684.920049749482,63865.812023532933,70333.379085808658,77027.831167757089,83896.647332882596,90894.047334472634,97978.758419855963,105110.46010889752,112246.06900721652,119337.29336044264,126330.68379759442,133170.70564380768,139805.27738839519,146192.1364905315,152303.83634337416,158129.53145313662,163672.91615868252,168947.2037584513]
[]
["ID","Asset group","Asset category"]
[{"$f":"IFERROR('Historical scenario - input'!A6,\"\")","v":1},{"$f":"IFERROR('Historical scenario - input'!B6,\"\")","v":"OVERHEAD CONDUCTORS"},{"$f":"IFERROR('Historical scenario - input'!C6,\"\")","v":"˂ = 1 kv"},{"$f":"IFERROR(repcalc('Historical scenario - input'!$CV6:$GH6,'Historical scenario - input'!$G6,'Historical scenario - input'!$E6,'Historical scenario - input'!$F6,20,TRUE,TRUE),\"\")","v":1044.3098236554154},1232.404257827495,1440.07624719298,1666.4060930302044,1909.8638604486846,2168.3209950348742,2439.1007208750425,2719.0681323769381,3004.7573165710942,3292.5290299759731,3578.7488334322879,3859.9726305784889,4133.1247099065968,4395.6530124592728,4645.6476333636192,4881.9115029883214,5103.9765409239371,5312.0638778438633,5506.9923794119168,5690.0449861798488,{"$f":"IFERROR(IF(OR(D21=\"\",'Historical scenario - input'!$D6=\"\"),\"\",D21/'Historical scenario - input'!$D6),\"\")","v":12.864095350170182},{"$f":"IFERROR(IF(OR(E21=\"\",'Historical scenario - input'!$D6=\"\"),\"\",E21/'Historical scenario - input'!$D6),\"\")","v":15.181094272536294},{"$f":"IFERROR(IF(OR(F21=\"\",'Historical scenario - input'!$D6=\"\"),\"\",F21/'Historical scenario - input'!$D6),\"\")","v":17.739254899050355},{"$f":"IFERROR(IF(OR(G21=\"\",'Historical scenario - input'!$D6=\"\"),\"\",G21/'Historical scenario - input'!$D6),\"\")","v":20.527248128155584},{"$f":"IFERROR(IF(OR(H21=\"\",'Historical scenario - input'!$D6=\"\"),\"\",H21/'Historical scenario - input'!$D6),\"\")","v":23.526227801494638},{"$f":"IFERROR(IF(OR(I21=\"\",'Historical scenario - input'!$D6=\"\"),\"\",I21/'Historical scenario - input'!$D6),\"\")","v":26.709973800943917},{"$f":"IFERROR(IF(OR(J21=\"\",'Historical scenario - input'!$D6=\"\"),\"\",J21/'Historical scenario - input'!$D6),\"\")","v":30.045512865307103},{"$f":"IFERROR(IF(OR(K21=\"\",'Historical scenario - input'!$D6=\"\"),\"\",K21/'Historical scenario - input'!$D6),\"\")","v":33.494228366128716},{"$f":"IFERROR(IF(OR(L21=\"\",'Historical scenario - input'!$D6=\"\"),\"\",L21/'Historical scenario - input'!$D6),\"\")","v":37.01342623513068},{"$f":"IFERROR(IF(OR(M21=\"\",'Historical scenario - input'!$D6=\"\"),\"\",M21/'Historical scenario - input'!$D6),\"\")","v":40.558277271161643},{"$f":"IFERROR(IF(OR(N21=\"\",'Historical scenario - input'!$D6=\"\"),\"\",N21/'Historical scenario - input'!$D6),\"\")","v":44.084011454031796},{"$f":"IFERROR(IF(OR(O21=\"\",'Historical scenario - input'!$D6=\"\"),\"\",O21/'Historical scenario - input'!$D6),\"\")","v":47.548203458433889},{"$f":"IFERROR(IF(OR(P21=\"\",'Historical scenario - input'!$D6=\"\"),\"\",P21/'Historical scenario - input'!$D6),\"\")","v":50.912965824907111},{"$f":"IFERROR(IF(OR(Q21=\"\",'Historical scenario - input'!$D6=\"\"),\"\",Q21/'Historical scenario - input'!$D6),\"\")","v":54.146861589992149},{"$f":"IFERROR(IF(OR(R21=\"\",'Historical scenario - input'!$D6=\"\"),\"\",R21/'Historical scenario - input'!$D6),\"\")","v":57.22636402068489},{"$f":"IFERROR(IF(OR(S21=\"\",'Historical scenario - input'!$D6=\"\"),\"\",S21/'Historical scenario - input'!$D6),\"\")","v":60.136727284350989},{"$f":"IFERROR(IF(OR(T21=\"\",'Historical scenario - input'!$D6=\"\"),\"\",T21/'Historical scenario - input'!$D6),\"\")","v":62.872185437893663},{"$f":"IFERROR(IF(OR(U21=\"\",'Historical scenario - input'!$D6=\"\"),\"\",U21/'Historical scenario - input'!$D6),\"\")","v":65.435462429707343},{"$f":"IFERROR(IF(OR(V21=\"\",'Historical scenario - input'!$D6=\"\"),\"\",V21/'Historical scenario - input'!$D6),\"\")","v":67.836645272036563},{"$f":"IFERROR(IF(OR(W21=\"\",'Historical scenario - input'!$D6=\"\"),\"\",W21/'Historical scenario - input'!$D6),\"\")","v":70.091537579108149}]
[{"$f":"IFERROR('Historical scenario - input'!A7,\"\")","v":1},{"$f":"IFERROR('Historical scenario - input'!B7,\"\")","v":"OVERHEAD CONDUCTORS"},{"$f":"IFERROR('Historical scenario - input'!C7,\"\")","v":"˃ 11 kv & < = 22 kv ; multiple-phase"},{"$f":"IFERROR(repcalc('Historical scenario - input'!$CV7:$GH7,'Historical scenario - input'!$G7,'Historical scenario - input'!$E7,'Historical scenario - input'!$F7,20,TRUE,TRUE),\"\")","v":7370.4172474155612},8495.5947902437838,9705.3345610218712,10990.600046093859,12339.758030056884,13738.788181704449,15171.624903818703,16620.624098923716,18067.137888513105,19492.170944003417,20877.083867236746,22204.302913433465,23457.992077739473,24624.643739670602,25693.547937091429,26657.107815493851,27510.979381385037,28254.026541708583,28888.096415946326,29417.633773113434,{"$f":"IFERROR(IF(OR(D22=\"\",'Historical scenario - input'!$D7=\"\"),\"\",D22/'Historical scenario - input'!$D7),\"\")","v":47.31144374869281},{"$f":"IFERROR(IF(OR(E22=\"\",'Historical scenario - input'!$D7=\"\"),\"\",E22/'Historical scenario - input'!$D7),\"\")","v":54.534070668963338},{"$f":"IFERROR(IF(OR(F22=\"\",'Historical scenario - input'!$D7=\"\"),\"\",F22/'Historical scenario - input'!$D7),\"\")","v":62.299510968261629},{"$f":"IFERROR(IF(OR(G22=\"\",'Historical scenario - input'!$D7=\"\"),\"\",G22/'Historical scenario - input'!$D7),\"\")","v":70.549758363745525},{"$f":"IFERROR(IF(OR(H22=\"\",'Historical scenario - input'!$D7=\"\"),\"\",H22/'Historical scenario - input'!$D7),\"\")","v":79.210138084954465},{"$f":"IFERROR(IF(OR(I22=\"\",'Historical scenario - input'!$D7=\"\"),\"\",I22/'Historical scenario - input'!$D7),\"\")","v":88.190652226892439},{"$f":"IFERROR(IF(OR(J22=\"\",'Historical scenario - input'!$D7=\"\"),\"\",J22/'Historical scenario - input'!$D7),\"\")","v":97.388174117955032},{"$f":"IFERROR(IF(OR(K22=\"\",'Historical scenario - input'!$D7=\"\"),\"\",K22/'Historical scenario - input'!$D7),\"\")","v":106.68944453587478},{"$f":"IFERROR(IF(OR(L22=\"\",'Historical scenario - input'!$D7=\"\"),\"\",L22/'Historical scenario - input'!$D7),\"\")","v":115.97476088779017},{"$f":"IFERROR(IF(OR(M22=\"\",'Historical scenario - input'!$D7=\"\"),\"\",M22/'Historical scenario - input'!$D7),\"\")","v":125.12219026412551},{"$f":"IFERROR(IF(OR(N22=\"\",'Historical scenario - input'!$D7=\"\"),\"\",N22/'Historical scenario - input'!$D7),\"\")","v":134.0120845082223},{"$f":"IFERROR(IF(OR(O22=\"\",'Historical scenario - input'!$D7=\"\"),\"\",O22/'Historical scenario - input'!$D7),\"\")","v":142.53163599879065},{"$f":"IFERROR(IF(OR(P22=\"\",'Historical scenario - input'!$D7=\"\"),\"\",P22/'Historical scenario - input'!$D7),\"\")","v":150.57919184051829},{"$f":"IFERROR(IF(OR(Q22=\"\",'Historical scenario - input'!$D7=\"\"),\"\",Q22/'Historical scenario - input'!$D7),\"\")","v":158.06804526969535},{"$f":"IFERROR(IF(OR(R22=\"\",'Historical scenario - input'!$D7=\"\"),\"\",R22/'Historical scenario - input'!$D7),\"\")","v":164.9294479707093},{"$f":"IFERROR(IF(OR(S22=\"\",'Historical scenario - input'!$D7=\"\"),\"\",S22/'Historical scenario - input'!$D7),\"\")","v":171.11463497644073},{"$f":"IFERROR(IF(OR(T22=\"\",'Historical scenario - input'!$D7=\"\"),\"\",T22/'Historical scenario - input'!$D7),\"\")","v":176.59572175920525},{"$f":"IFERROR(IF(OR(U22=\"\",'Historical scenario - input'!$D7=\"\"),\"\",U22/'Historical scenario - input'!$D7),\"\")","v":181.36541562431177},{"$f":"IFERROR(IF(OR(V22=\"\",'Historical scenario - input'!$D7=\"\"),\"\",V22/'Historical scenario - input'!$D7),\"\")","v":185.43557341602414},{"$f":"IFERROR(IF(OR(W22=\"\",'Historical scenario - input'!$D7=\"\"),\"\",W22/'Historical scenario - input'!$D7),\"\")","v":188.83472655016021}]
[{"$f":"IFERROR('Historical scenario - input'!A8,\"\")","v":1},{"$f":"IFERROR('Historical scenario - input'!B8,\"\")","v":"OVERHEAD CONDUCTORS"},{"$f":"IFERROR('Historical scenario - input'!C8,\"\")","v":"˃ 11 kv & < = 22 kv ; single-phase"},{"$f":"IFERROR(repcalc('Historical scenario - input'!$CV8:$GH8,'Historical scenario - input'!$G8,'Historical scenario - input'!$E8,'Historical scenario - input'!$F8,20,TRUE,TRUE),\"\")","v":441.03859833832979},532.18696394843107,635.55026302073804,751.21743456469187,878.92747993474507,1018.0392276666388,1167.5215551390336,1325.9677340450316,1491.6358030013735,1662.5146359874188,1836.4128726870956,2011.0653742221921,2184.2496677320069,2353.9032427475786,2518.2318089162582,2675.7988760283233,2825.5883113001314,2967.0337700737168,3100.011862487193,3224.7992881939986,{"$f":"IFERROR(IF(OR(D23=\"\",'Historical scenario - input'!$D8=\"\"),\"\",D23/'Historical scenario - input'!$D8),\"\")","v":4.9802064417403979},{"$f":"IFERROR(IF(OR(E23=\"\",'Historical scenario - input'!$D8=\"\"),\"\",E23/'Historical scenario - input'!$D8),\"\")","v":6.0094534946645739},{"$f":"IFERROR(IF(OR(F23=\"\",'Historical scenario - input'!$D8=\"\"),\"\",F23/'Historical scenario - input'!$D8),\"\")","v":7.1766315371735683},{"$f":"IFERROR(IF(OR(G23=\"\",'Historical scenario - input'!$D8=\"\"),\"\",G23/'Historical scenario - input'!$D8),\"\")","v":8.4827448682775124},{"$f":"IFERROR(IF(OR(H23=\"\",'Historical scenario - input'!$D8=\"\"),\"\",H23/'Historical scenario - input'!$D8),\"\")","v":9.924846292105709},{"$f":"IFERROR(IF(OR(I23=\"\",'Historical scenario - input'!$D8=\"\"),\"\",I23/'Historical scenario - input'!$D8),\"\")","v":11.495695702534583},{"$f":"IFERROR(IF(OR(J23=\"\",'Historical scenario - input'!$D8=\"\"),\"\",J23/'Historical scenario - input'!$D8),\"\")","v":13.183649666222095},{"$f":"IFERROR(IF(OR(K23=\"\",'Historical scenario - input'!$D8=\"\"),\"\",K23/'Historical scenario - input'!$D8),\"\")","v":14.972823411626283},{"$f":"IFERROR(IF(OR(L23=\"\",'Historical scenario - input'!$D8=\"\"),\"\",L23/'Historical scenario - input'!$D8),\"\")","v":16.84354671637918},{"$f":"IFERROR(IF(OR(M23=\"\",'Historical scenario - input'!$D8=\"\"),\"\",M23/'Historical scenario - input'!$D8),\"\")","v":18.773109951888458},{"$f":"IFERROR(IF(OR(N23=\"\",'Historical scenario - input'!$D8=\"\"),\"\",N23/'Historical scenario - input'!$D8),\"\")","v":20.736768284474266},{"$f":"IFERROR(IF(OR(O23=\"\",'Historical scenario - input'!$D8=\"\"),\"\",O23/'Historical scenario - input'!$D8),\"\")","v":22.708943773169061},{"$f":"IFERROR(IF(OR(P23=\"\",'Historical scenario - input'!$D8=\"\"),\"\",P23/'Historical scenario - input'!$D8),\"\")","v":24.664540261538548},{"$f":"IFERROR(IF(OR(Q23=\"\",'Historical scenario - input'!$D8=\"\"),\"\",Q23/'Historical scenario - input'!$D8),\"\")","v":26.580267887964322},{"$f":"IFERROR(IF(OR(R23=\"\",'Historical scenario - input'!$D8=\"\"),\"\",R23/'Historical scenario - input'!$D8),\"\")","v":28.43586553152344},{"$f":"IFERROR(IF(OR(S23=\"\",'Historical scenario - input'!$D8=\"\"),\"\",S23/'Historical scenario - input'!$D8),\"\")","v":30.215112349362446},{"$f":"IFERROR(IF(OR(T23=\"\",'Historical scenario - input'!$D8=\"\"),\"\",T23/'Historical scenario - input'!$D8),\"\")","v":31.906534173338624},{"$f":"IFERROR(IF(OR(U23=\"\",'Historical scenario - input'!$D8=\"\"),\"\",U23/'Historical scenario - input'!$D8),\"\")","v":33.503735841385726},{"$f":"IFERROR(IF(OR(V23=\"\",'Historical scenario - input'!$D8=\"\"),\"\",V23/'Historical scenario - input'!$D8),\"\")","v":35.005324035577999},{"$f":"IFERROR(IF(OR(W23=\"\",'Historical scenario - input'!$D8=\"\"),\"\",W23/'Historical scenario - input'!$D8),\"\")","v":36.414423247517028}]
[{"$f":"IFERROR('Historical scenario - input'!A9,\"\")","v":1},{"$f":"IFERROR('Historical scenario - input'!B9,\"\")","v":"OVERHEAD CONDUCTORS"},{"$f":"IFERROR('Historical scenario - input'!C9,\"\")","v":"˃ 11 kv & < = 22 kv ; swer"},{"$f":"IFERROR(repcalc('Historical scenario - input'!$CV9:$GH9,'Historical scenario - input'!$G9,'Historical scenario - input'!$E9,'Historical scenario - input'!$F9,20,TRUE,TRUE),\"\")","v":280.57896493829952},330.48446317279144,384.64730661370942,442.48174663846999,503.2260795969907,565.9646645184306,629.66078783545458,693.19841066748484,755.42994178888341,815.22656935235841,871.52743795574486,923.38410531429975,969.99722912132881,1010.7432425347453,1045.1897611434013,1073.0994927363881,1094.4233664736446,1109.2843587761274,1117.9540082760511,1120.8238659588558,{"$f":"IFERROR(IF(OR(D24=\"\",'Historical scenario - input'!$D9=\"\"),\"\",D24/'Historical scenario - input'!$D9),\"\")","v":3.1847622824902682},{"$f":"IFERROR(IF(OR(E24=\"\",'Historical scenario - input'!$D9=\"\"),\"\",E24/'Historical scenario - input'!$D9),\"\")","v":3.7512236652993658},{"$f":"IFERROR(IF(OR(F24=\"\",'Historical scenario - input'!$D9=\"\"),\"\",F24/'Historical scenario - input'!$D9),\"\")","v":4.3660088147883647},{"$f":"IFERROR(IF(OR(G24=\"\",'Historical scenario - input'!$D9=\"\"),\"\",G24/'Historical scenario - input'!$D9),\"\")","v":5.0224690852876401},{"$f":"IFERROR(IF(OR(H24=\"\",'Historical scenario - input'!$D9=\"\"),\"\",H24/'Historical scenario - input'!$D9),\"\")","v":5.7119586217675726},{"$f":"IFERROR(IF(OR(I24=\"\",'Historical scenario - input'!$D9=\"\"),\"\",I24/'Historical scenario - input'!$D9),\"\")","v":6.4240842758006638},{"$f":"IFERROR(IF(OR(J24=\"\",'Historical scenario - input'!$D9=\"\"),\"\",J24/'Historical scenario - input'!$D9),\"\")","v":7.1470786425576875},{"$f":"IFERROR(IF(OR(K24=\"\",'Historical scenario - input'!$D9=\"\"),\"\",K24/'Historical scenario - input'!$D9),\"\")","v":7.8682739208959642},{"$f":"IFERROR(IF(OR(L24=\"\",'Historical scenario - input'!$D9=\"\"),\"\",L24/'Historical scenario - input'!$D9),\"\")","v":8.5746441690741655},{"$f":"IFERROR(IF(OR(M24=\"\",'Historical scenario - input'!$D9=\"\"),\"\",M24/'Historical scenario - input'!$D9),\"\")","v":9.2533766040810139},{"$f":"IFERROR(IF(OR(N24=\"\",'Historical scenario - input'!$D9=\"\"),\"\",N24/'Historical scenario - input'!$D9),\"\")","v":9.8924297948251425},{"$f":"IFERROR(IF(OR(O24=\"\",'Historical scenario - input'!$D9=\"\"),\"\",O24/'Historical scenario - input'!$D9),\"\")","v":10.481038275633701},{"$f":"IFERROR(IF(OR(P24=\"\",'Historical scenario - input'!$D9=\"\"),\"\",P24/'Historical scenario - input'!$D9),\"\")","v":11.010128967098474},{"$f":"IFERROR(IF(OR(Q24=\"\",'Historical scenario - input'!$D9=\"\"),\"\",Q24/'Historical scenario - input'!$D9),\"\")","v":11.472623961010179},{"$f":"IFERROR(IF(OR(R24=\"\",'Historical scenario - input'!$D9=\"\"),\"\",R24/'Historical scenario - input'!$D9),\"\")","v":11.863615399916053},{"$f":"IFERROR(IF(OR(S24=\"\",'Historical scenario - input'!$D9=\"\"),\"\",S24/'Historical scenario - input'!$D9),\"\")","v":12.180409855663362},{"$f":"IFERROR(IF(OR(T24=\"\",'Historical scenario - input'!$D9=\"\"),\"\",T24/'Historical scenario - input'!$D9),\"\")","v":12.422450340807831},{"$f":"IFERROR(IF(OR(U24=\"\",'Historical scenario - input'!$D9=\"\"),\"\",U24/'Historical scenario - input'!$D9),\"\")","v":12.591132721455052},{"$f":"IFERROR(IF(OR(V24=\"\",'Historical scenario - input'!$D9=\"\"),\"\",V24/'Historical scenario - input'!$D9),\"\")","v":12.689539145956045},{"$f":"IFERROR(IF(OR(W24=\"\",'Historical scenario - input'!$D9=\"\"),\"\",W24/'Historical scenario - input'!$D9),\"\")","v":12.722113984580606}]
[{"$f":"IFERROR('Historical scenario - input'!A10,\"\")","v":1},{"$f":"IFERROR('Historical scenario - input'!B10,\"\")","v":"OVERHEAD CONDUCTORS"},{"$f":"IFERROR('Historical scenario - input'!C10,\"\")","v":"> 1 kv & < = 11 kv"},{"$f":"IFERROR(repcalc('Historical scenario - input'!$CV10:$GH10,'Historical scenario - input'!$G10,'Historical scenario - input'!$E10,'Historical scenario - input'!$F10,20,TRUE,TRUE),\"\")","v":608.30412438268661},721.25273476484438,849.36658643381986,993.6163619753969,1154.821424612883,1333.5917323001552,1530.2663294003505,1744.8526491114803,1976.9719447622949,2225.8167936183909,2490.126578966956,2768.1860188894266,3057.8501424131682,3356.5967145929799,3661.6042150835724,3969.8504291520871,4278.2239380667197,4583.6387311489825,4883.1411787828029,5173.9989507198579,{"$f":"IFERROR(IF(OR(D25=\"\",'Historical scenario - input'!$D10=\"\"),\"\",D25/'Historical scenario - input'!$D10),\"\")","v":6.3363051888155031},{"$f":"IFERROR(IF(OR(E25=\"\",'Historical scenario - input'!$D10=\"\"),\"\",E25/'Historical scenario - input'!$D10),\"\")","v":7.5128168009309775},{"$f":"IFERROR(IF(OR(F25=\"\",'Historical scenario - input'!$D10=\"\"),\"\",F25/'Historical scenario - input'!$D10),\"\")","v":8.8472947874365921},{"$f":"IFERROR(IF(OR(G25=\"\",'Historical scenario - input'!$D10=\"\"),\"\",G25/'Historical scenario - input'!$D10),\"\")","v":10.349850112336146},{"$f":"IFERROR(IF(OR(H25=\"\",'Historical scenario - input'!$D10=\"\"),\"\",H25/'Historical scenario - input'!$D10),\"\")","v":12.02901754505708},{"$f":"IFERROR(IF(OR(I25=\"\",'Historical scenario - input'!$D10=\"\"),\"\",I25/'Historical scenario - input'!$D10),\"\")","v":13.891150617645609},{"$f":"IFERROR(IF(OR(J25=\"\",'Historical scenario - input'!$D10=\"\"),\"\",J25/'Historical scenario - input'!$D10),\"\")","v":15.939780932915644},{"$f":"IFERROR(IF(OR(K25=\"\",'Historical scenario - input'!$D10=\"\"),\"\",K25/'Historical scenario - input'!$D10),\"\")","v":18.174985917616802},{"$f":"IFERROR(IF(OR(L25=\"\",'Historical scenario - input'!$D10=\"\"),\"\",L25/'Historical scenario - input'!$D10),\"\")","v":20.59282041602501},{"$f":"IFERROR(IF(OR(M25=\"\",'Historical scenario - input'!$D10=\"\"),\"\",M25/'Historical scenario - input'!$D10),\"\")","v":23.184874034956163},{"$f":"IFERROR(IF(OR(N25=\"\",'Historical scenario - input'!$D10=\"\"),\"\",N25/'Historical scenario - input'!$D10),\"\")","v":25.938015756719725},{"$f":"IFERROR(IF(OR(O25=\"\",'Historical scenario - input'!$D10=\"\"),\"\",O25/'Historical scenario - input'!$D10),\"\")","v":28.834378614308182},{"$f":"IFERROR(IF(OR(P25=\"\",'Historical scenario - input'!$D10=\"\"),\"\",P25/'Historical scenario - input'!$D10),\"\")","v":31.851619851591856},{"$f":"IFERROR(IF(OR(Q25=\"\",'Historical scenario - input'!$D10=\"\"),\"\",Q25/'Historical scenario - input'!$D10),\"\")","v":34.963467001016937},{"$f":"IFERROR(IF(OR(R25=\"\",'Historical scenario - input'!$D10=\"\"),\"\",R25/'Historical scenario - input'!$D10),\"\")","v":38.140530135263205},{"$f":"IFERROR(IF(OR(S25=\"\",'Historical scenario - input'!$D10=\"\"),\"\",S25/'Historical scenario - input'!$D10),\"\")","v":41.351328825173674},{"$f":"IFERROR(IF(OR(T25=\"\",'Historical scenario - input'!$D10=\"\"),\"\",T25/'Historical scenario - input'!$D10),\"\")","v":44.563453462026857},{"$f":"IFERROR(IF(OR(U25=\"\",'Historical scenario - input'!$D10=\"\"),\"\",U25/'Historical scenario - input'!$D10),\"\")","v":47.744759096132192},{"$f":"IFERROR(IF(OR(V25=\"\",'Historical scenario - input'!$D10=\"\"),\"\",V25/'Historical scenario - input'!$D10),\"\")","v":50.864479704521891},{"$f":"IFERROR(IF(OR(W25=\"\",'Historical scenario - input'!$D10=\"\"),\"\",W25/'Historical scenario - input'!$D10),\"\")","v":53.89415439463243}]
[{"$f":"IFERROR('Historical scenario - input'!A11,\"\")","v":1},{"$f":"IFERROR('Historical scenario - input'!B11,\"\")","v":"OVERHEAD CONDUCTORS"},{"$f":"IFERROR('Historical scenario - input'!C11,\"\")","v":"> 22 kv & < = 66 kv"},{"$f":"IFERROR(repcalc('Historical scenario - input'!$CV11:$GH11,'Historical scenario - input'!$G11,'Historical scenario - input'!$E11,'Historical scenario - input'!$F11,20,TRUE,TRUE),\"\")","v":3.9453793170951195},5.1509569787987957,6.6576230117334916,8.5195586366708547,10.794881149504416,13.544391809289952,16.829908661013558,20.712190762804237,25.248488526654196,30.489785413705746,36.47782679062712,43.242059801361165,50.796631047675049,59.137604352189044,68.240567058307036,78.058789088143399,88.522084072027909,99.536496894389956,110.98490836255777,122.72860737908472,{"$f":"IFERROR(IF(OR(D26=\"\",'Historical scenario - input'!$D11=\"\"),\"\",D26/'Historical scenario - input'!$D11),\"\")","v":6.9788529871857047E-2},{"$f":"IFERROR(IF(OR(E26=\"\",'Historical scenario - input'!$D11=\"\"),\"\",E26/'Historical scenario - input'!$D11),\"\")","v":9.1113600516419896E-2},{"$f":"IFERROR(IF(OR(F26=\"\",'Historical scenario - input'!$D11=\"\"),\"\",F26/'Historical scenario - input'!$D11),\"\")","v":0.11776452530602749},{"$f":"IFERROR(IF(OR(G26=\"\",'Historical scenario - input'!$D11=\"\"),\"\",G26/'Historical scenario - input'!$D11),\"\")","v":0.15069969821003326},{"$f":"IFERROR(IF(OR(H26=\"\",'Historical scenario - input'!$D11=\"\"),\"\",H26/'Historical scenario - input'!$D11),\"\")","v":0.19094713714878347},{"$f":"IFERROR(IF(OR(I26=\"\",'Historical scenario - input'!$D11=\"\"),\"\",I26/'Historical scenario - input'!$D11),\"\")","v":0.23958233579293098},{"$f":"IFERROR(IF(OR(J26=\"\",'Historical scenario - input'!$D11=\"\"),\"\",J26/'Historical scenario - input'!$D11),\"\")","v":0.29769877340831952},{"$f":"IFERROR(IF(OR(K26=\"\",'Historical scenario - input'!$D11=\"\"),\"\",K26/'Historical scenario - input'!$D11),\"\")","v":0.3663711971871515},{"$f":"IFERROR(IF(OR(L26=\"\",'Historical scenario - input'!$D11=\"\"),\"\",L26/'Historical scenario - input'!$D11),\"\")","v":0.44661229102275557},{"$f":"IFERROR(IF(OR(M26=\"\",'Historical scenario - input'!$D11=\"\"),\"\",M26/'Historical scenario - input'!$D11),\"\")","v":0.5393238847557974},{"$f":"IFERROR(IF(OR(N26=\"\",'Historical scenario - input'!$D11=\"\"),\"\",N26/'Historical scenario - input'!$D11),\"\")","v":0.64524439858230564},{"$f":"IFERROR(IF(OR(O26=\"\",'Historical scenario - input'!$D11=\"\"),\"\",O26/'Historical scenario - input'!$D11),\"\")","v":0.76489471344160898},{"$f":"IFERROR(IF(OR(P26=\"\",'Historical scenario - input'!$D11=\"\"),\"\",P26/'Historical scenario - input'!$D11),\"\")","v":0.89852506396532716},{"$f":"IFERROR(IF(OR(Q26=\"\",'Historical scenario - input'!$D11=\"\"),\"\",Q26/'Historical scenario - input'!$D11),\"\")","v":1.0460658243936618},{"$f":"IFERROR(IF(OR(R26=\"\",'Historical scenario - input'!$D11=\"\"),\"\",R26/'Historical scenario - input'!$D11),\"\")","v":1.2070851671944087},{"$f":"IFERROR(IF(OR(S26=\"\",'Historical scenario - input'!$D11=\"\"),\"\",S26/'Historical scenario - input'!$D11),\"\")","v":1.3807564992381562},{"$f":"IFERROR(IF(OR(T26=\"\",'Historical scenario - input'!$D11=\"\"),\"\",T26/'Historical scenario - input'!$D11),\"\")","v":1.5658383166889853},{"$f":"IFERROR(IF(OR(U26=\"\",'Historical scenario - input'!$D11=\"\"),\"\",U26/'Historical scenario - input'!$D11),\"\")","v":1.760668678105372},{"$f":"IFERROR(IF(OR(V26=\"\",'Historical scenario - input'!$D11=\"\"),\"\",V26/'Historical scenario - input'!$D11),\"\")","v":1.9631759002296569},{"$f":"IFERROR(IF(OR(W26=\"\",'Historical scenario - input'!$D11=\"\"),\"\",W26/'Historical scenario - input'!$D11),\"\")","v":2.170906367632325}]
[{"$f":"IFERROR('Historical scenario - input'!A12,\"\")","v":2},{"$f":"IFERROR('Historical scenario - input'!B12,\"\")","v":"POLES"},{"$f":"IFERROR('Historical scenario - input'!C12,\"\")","v":"˂ = 1 kv ; concrete"},{"$f":"IFERROR(repcalc('Historical scenario - input'!$CV12:$GH12,'Historical scenario - input'!$G12,'Historical scenario - input'!$E12,'Historical scenario - input'!$F12,20,TRUE,TRUE),\"\")","v":143.04070898936675},174.55813778204026,210.63085527240088,251.31920295208803,296.53197696735839,346.00309146273014,399.27437501611331,455.68670186146909,514.38133423397926,574.31280868731403,634.27396254685175,692.93281641251349,748.88007609654994,800.68507928010274,846.95718177268827,886.40894493640349,917.91712429243853,940.5774199591674,953.7492513644238,957.08744568858936,{"$f":"IFERROR(IF(OR(D27=\"\",'Historical scenario - input'!$D12=\"\"),\"\",D27/'Historical scenario - input'!$D12),\"\")","v":21.862042219404572},{"$f":"IFERROR(IF(OR(E27=\"\",'Historical scenario - input'!$D12=\"\"),\"\",E27/'Historical scenario - input'!$D12),\"\")","v":26.679099991145112},{"$f":"IFERROR(IF(OR(F27=\"\",'Historical scenario - input'!$D12=\"\"),\"\",F27/'Historical scenario - input'!$D12),\"\")","v":32.192378541809603},{"$f":"IFERROR(IF(OR(G27=\"\",'Historical scenario - input'!$D12=\"\"),\"\",G27/'Historical scenario - input'!$D12),\"\")","v":38.411100338534325},{"$f":"IFERROR(IF(OR(H27=\"\",'Historical scenario - input'!$D12=\"\"),\"\",H27/'Historical scenario - input'!$D12),\"\")","v":45.321325975431279},{"$f":"IFERROR(IF(OR(I27=\"\",'Historical scenario - input'!$D12=\"\"),\"\",I27/'Historical scenario - input'!$D12),\"\")","v":52.882387447932885},{"$f":"IFERROR(IF(OR(J27=\"\",'Historical scenario - input'!$D12=\"\"),\"\",J27/'Historical scenario - input'!$D12),\"\")","v":61.024258795987443},{"$f":"IFERROR(IF(OR(K27=\"\",'Historical scenario - input'!$D12=\"\"),\"\",K27/'Historical scenario - input'!$D12),\"\")","v":69.646200618714971},{"$f":"IFERROR(IF(OR(L27=\"\",'Historical scenario - input'!$D12=\"\"),\"\",L27/'Historical scenario - input'!$D12),\"\")","v":78.616965235629976},{"$f":"IFERROR(IF(OR(M27=\"\",'Historical scenario - input'!$D12=\"\"),\"\",M27/'Historical scenario - input'!$D12),\"\")","v":87.776766204369366},{"$f":"IFERROR(IF(OR(N27=\"\",'Historical scenario - input'!$D12=\"\"),\"\",N27/'Historical scenario - input'!$D12),\"\")","v":96.94110331135947},{"$f":"IFERROR(IF(OR(O27=\"\",'Historical scenario - input'!$D12=\"\"),\"\",O27/'Historical scenario - input'!$D12),\"\")","v":105.90639961626181},{"$f":"IFERROR(IF(OR(P27=\"\",'Historical scenario - input'!$D12=\"\"),\"\",P27/'Historical scenario - input'!$D12),\"\")","v":114.45726154860388},{"$f":"IFERROR(IF(OR(Q27=\"\",'Historical scenario - input'!$D12=\"\"),\"\",Q27/'Historical scenario - input'!$D12),\"\")","v":122.3750296775315},{"$f":"IFERROR(IF(OR(R27=\"\",'Historical scenario - input'!$D12=\"\"),\"\",R27/'Historical scenario - input'!$D12),\"\")","v":129.44716085907311},{"$f":"IFERROR(IF(OR(S27=\"\",'Historical scenario - input'!$D12=\"\"),\"\",S27/'Historical scenario - input'!$D12),\"\")","v":135.47688566964581},{"$f":"IFERROR(IF(OR(T27=\"\",'Historical scenario - input'!$D12=\"\"),\"\",T27/'Historical scenario - input'!$D12),\"\")","v":140.29252977687275},{"$f":"IFERROR(IF(OR(U27=\"\",'Historical scenario - input'!$D12=\"\"),\"\",U27/'Historical scenario - input'!$D12),\"\")","v":143.75588188181126},{"$f":"IFERROR(IF(OR(V27=\"\",'Historical scenario - input'!$D12=\"\"),\"\",V27/'Historical scenario - input'!$D12),\"\")","v":145.7690369921512},{"$f":"IFERROR(IF(OR(W27=\"\",'Historical scenario - input'!$D12=\"\"),\"\",W27/'Historical scenario - input'!$D12),\"\")","v":146.27923961745356}]
[{"$f":"IFERROR('Historical scenario - input'!A13,\"\")","v":2},{"$f":"IFERROR('Historical scenario - input'!B13,\"\")","v":"POLES"},{"$f":"IFERROR('Historical scenario - input'!C13,\"\")","v":"˂ = 1 kv ; steel"},{"$f":"IFERROR(repcalc('Historical scenario - input'!$CV13:$GH13,'Historical scenario - input'!$G13,'Historical scenario - input'!$E13,'Historical scenario - input'!$F13,20,TRUE,TRUE),\"\")","v":137.08029319009137},133.70495140418029,131.09967631728853,129.65464367339845,129.72715667037784,131.64188473582109,135.69963446647577,142.19554332238221,151.4471662068772,163.83220289655634,179.83450499307082,200.09548844379873,225.46624688090589,257.05371598296432,296.25249739222011,344.75281185413508,404.51493843125115,477.70177932986684,566.56409808050421,673.27752438456821,{"$f":"IFERROR(IF(OR(D28=\"\",'Historical scenario - input'!$D13=\"\"),\"\",D28/'Historical scenario - input'!$D13),\"\")","v":21.19004244821274},{"$f":"IFERROR(IF(OR(E28=\"\",'Historical scenario - input'!$D13=\"\"),\"\",E28/'Historical scenario - input'!$D13),\"\")","v":20.668277911121336},{"$f":"IFERROR(IF(OR(F28=\"\",'Historical scenario - input'!$D13=\"\"),\"\",F28/'Historical scenario - input'!$D13),\"\")","v":20.265551243445241},{"$f":"IFERROR(IF(OR(G28=\"\",'Historical scenario - input'!$D13=\"\"),\"\",G28/'Historical scenario - input'!$D13),\"\")","v":20.042176297634306},{"$f":"IFERROR(IF(OR(H28=\"\",'Historical scenario - input'!$D13=\"\"),\"\",H28/'Historical scenario - input'!$D13),\"\")","v":20.053385447018815},{"$f":"IFERROR(IF(OR(I28=\"\",'Historical scenario - input'!$D13=\"\"),\"\",I28/'Historical scenario - input'!$D13),\"\")","v":20.349366496076417},{"$f":"IFERROR(IF(OR(J28=\"\",'Historical scenario - input'!$D13=\"\"),\"\",J28/'Historical scenario - input'!$D13),\"\")","v":20.976618503172443},{"$f":"IFERROR(IF(OR(K28=\"\",'Historical scenario - input'!$D13=\"\"),\"\",K28/'Historical scenario - input'!$D13),\"\")","v":21.980764184459389},{"$f":"IFERROR(IF(OR(L28=\"\",'Historical scenario - input'!$D13=\"\"),\"\",L28/'Historical scenario - input'!$D13),\"\")","v":23.410891572394359},{"$f":"IFERROR(IF(OR(M28=\"\",'Historical scenario - input'!$D13=\"\"),\"\",M28/'Historical scenario - input'!$D13),\"\")","v":25.325385968850341},{"$f":"IFERROR(IF(OR(N28=\"\",'Historical scenario - input'!$D13=\"\"),\"\",N28/'Historical scenario - input'!$D13),\"\")","v":27.799041757024394},{"$f":"IFERROR(IF(OR(O28=\"\",'Historical scenario - input'!$D13=\"\"),\"\",O28/'Historical scenario - input'!$D13),\"\")","v":30.931009812914819},{"$f":"IFERROR(IF(OR(P28=\"\",'Historical scenario - input'!$D13=\"\"),\"\",P28/'Historical scenario - input'!$D13),\"\")","v":34.852853250177851},{"$f":"IFERROR(IF(OR(Q28=\"\",'Historical scenario - input'!$D13=\"\"),\"\",Q28/'Historical scenario - input'!$D13),\"\")","v":39.735683564642109},{"$f":"IFERROR(IF(OR(R28=\"\",'Historical scenario - input'!$D13=\"\"),\"\",R28/'Historical scenario - input'!$D13),\"\")","v":45.795080015075023},{"$f":"IFERROR(IF(OR(S28=\"\",'Historical scenario - input'!$D13=\"\"),\"\",S28/'Historical scenario - input'!$D13),\"\")","v":53.292319029398435},{"$f":"IFERROR(IF(OR(T28=\"\",'Historical scenario - input'!$D13=\"\"),\"\",T28/'Historical scenario - input'!$D13),\"\")","v":62.530422986533019},{"$f":"IFERROR(IF(OR(U28=\"\",'Historical scenario - input'!$D13=\"\"),\"\",U28/'Historical scenario - input'!$D13),\"\")","v":73.843736003318696},{"$f":"IFERROR(IF(OR(V28=\"\",'Historical scenario - input'!$D13=\"\"),\"\",V28/'Historical scenario - input'!$D13),\"\")","v":87.580183909520926},{"$f":"IFERROR(IF(OR(W28=\"\",'Historical scenario - input'!$D13=\"\"),\"\",W28/'Historical scenario - input'!$D13),\"\")","v":104.07607825402462}]
[{"$f":"IFERROR('Historical scenario - input'!A14,\"\")","v":2},{"$f":"IFERROR('Historical scenario - input'!B14,\"\")","v":"POLES"},{"$f":"IFERROR('Historical scenario - input'!C14,\"\")","v":"˂ = 1 kv ; wood"},{"$f":"IFERROR(repcalc('Historical scenario - input'!$CV14:$GH14,'Historical scenario - input'!$G14,'Historical scenario - input'!$E14,'Historical scenario - input'!$F14,20,TRUE,TRUE),\"\")","v":2043.6575628586679},2332.6824753136966,2632.2183481107845,2937.1791325518293,3242.0468322329507,3541.1431531647436,3828.9297024938019,4100.3139837820872,4350.9362001532509,4577.4121169710834,4777.5101130777457,4950.2459003346748,5095.8857244934979,5215.8574037904173,5312.5773526464154,5389.2097508774932,5449.3803083107323,5496.8709111421786,5535.3224114120439,5567.9709025845905,{"$f":"IFERROR(IF(OR(D29=\"\",'Historical scenario - input'!$D14=\"\"),\"\",D29/'Historical scenario - input'!$D14),\"\")","v":355.27216071850467},{"$f":"IFERROR(IF(OR(E29=\"\",'Historical scenario - input'!$D14=\"\"),\"\",E29/'Historical scenario - input'!$D14),\"\")","v":405.51663758954288},{"$f":"IFERROR(IF(OR(F29=\"\",'Historical scenario - input'!$D14=\"\"),\"\",F29/'Historical scenario - input'!$D14),\"\")","v":457.58835384736295},{"$f":"IFERROR(IF(OR(G29=\"\",'Historical scenario - input'!$D14=\"\"),\"\",G29/'Historical scenario - input'!$D14),\"\")","v":510.6031439921602},{"$f":"IFERROR(IF(OR(H29=\"\",'Historical scenario - input'!$D14=\"\"),\"\",H29/'Historical scenario - input'!$D14),\"\")","v":563.60175215794641},{"$f":"IFERROR(IF(OR(I29=\"\",'Historical scenario - input'!$D14=\"\"),\"\",I29/'Historical scenario - input'!$D14),\"\")","v":615.59705613233439},{"$f":"IFERROR(IF(OR(J29=\"\",'Historical scenario - input'!$D14=\"\"),\"\",J29/'Historical scenario - input'!$D14),\"\")","v":665.62625430330399},{"$f":"IFERROR(IF(OR(K29=\"\",'Historical scenario - input'!$D14=\"\"),\"\",K29/'Historical scenario - input'!$D14),\"\")","v":712.80406028732705},{"$f":"IFERROR(IF(OR(L29=\"\",'Historical scenario - input'!$D14=\"\"),\"\",L29/'Historical scenario - input'!$D14),\"\")","v":756.3725611714458},{"$f":"IFERROR(IF(OR(M29=\"\",'Historical scenario - input'!$D14=\"\"),\"\",M29/'Historical scenario - input'!$D14),\"\")","v":795.74343708571951},{"$f":"IFERROR(IF(OR(N29=\"\",'Historical scenario - input'!$D14=\"\"),\"\",N29/'Historical scenario - input'!$D14),\"\")","v":830.52874002698979},{"$f":"IFERROR(IF(OR(O29=\"\",'Historical scenario - input'!$D14=\"\"),\"\",O29/'Historical scenario - input'!$D14),\"\")","v":860.55736003040136},{"$f":"IFERROR(IF(OR(P29=\"\",'Historical scenario - input'!$D14=\"\"),\"\",P29/'Historical scenario - input'!$D14),\"\")","v":885.87558161307777},{"$f":"IFERROR(IF(OR(Q29=\"\",'Historical scenario - input'!$D14=\"\"),\"\",Q29/'Historical scenario - input'!$D14),\"\")","v":906.73161860453126},{"$f":"IFERROR(IF(OR(R29=\"\",'Historical scenario - input'!$D14=\"\"),\"\",R29/'Historical scenario - input'!$D14),\"\")","v":923.54554371563859},{"$f":"IFERROR(IF(OR(S29=\"\",'Historical scenario - input'!$D14=\"\"),\"\",S29/'Historical scenario - input'!$D14),\"\")","v":936.86742219243831},{"$f":"IFERROR(IF(OR(T29=\"\",'Historical scenario - input'!$D14=\"\"),\"\",T29/'Historical scenario - input'!$D14),\"\")","v":947.32755227462371},{"$f":"IFERROR(IF(OR(U29=\"\",'Historical scenario - input'!$D14=\"\"),\"\",U29/'Historical scenario - input'!$D14),\"\")","v":955.58338211049488},{"$f":"IFERROR(IF(OR(V29=\"\",'Historical scenario - input'!$D14=\"\"),\"\",V29/'Historical scenario - input'!$D14),\"\")","v":962.26784228230304},{"$f":"IFERROR(IF(OR(W29=\"\",'Historical scenario - input'!$D14=\"\"),\"\",W29/'Historical scenario - input'!$D14),\"\")","v":967.94349960076534}]
[{"$f":"IFERROR('Historical scenario - input'!A15,\"\")","v":2},{"$f":"IFERROR('Historical scenario - input'!B15,\"\")","v":"POLES"},{"$f":"IFERROR('Historical scenario - input'!C15,\"\")","v":"˃ 11 kv & < = 22 kv ; concrete"},{"$f":"IFERROR(repcalc('Historical scenario - input'!$CV15:$GH15,'Historical scenario - input'!$G15,'Historical scenario - input'!$E15,'Historical scenario - input'!$F15,20,TRUE,TRUE),\"\")","v":57.791596794105885},69.435917590522735,82.452498677480492,96.778449142307878,112.29640459682291,128.83222694368905,146.15561709808989,163.98391316889592,181.98912521720317,199.80801723964134,217.05481014609083,233.33586874728479,248.26557073981894,261.48245083083327,272.66467647744554,281.54394448148201,287.91698505318561,291.65401235208731,292.70365517068558,291.09412389965308,{"$f":"IFERROR(IF(OR(D30=\"\",'Historical scenario - input'!$D15=\"\"),\"\",D30/'Historical scenario - input'!$D15),\"\")","v":5.0608044727350068},{"$f":"IFERROR(IF(OR(E30=\"\",'Historical scenario - input'!$D15=\"\"),\"\",E30/'Historical scenario - input'!$D15),\"\")","v":6.0804965047516379},{"$f":"IFERROR(IF(OR(F30=\"\",'Historical scenario - input'!$D15=\"\"),\"\",F30/'Historical scenario - input'!$D15),\"\")","v":7.2203572360493782},{"$f":"IFERROR(IF(OR(G30=\"\",'Historical scenario - input'!$D15=\"\"),\"\",G30/'Historical scenario - input'!$D15),\"\")","v":8.4748793155634168},{"$f":"IFERROR(IF(OR(H30=\"\",'Historical scenario - input'!$D15=\"\"),\"\",H30/'Historical scenario - input'!$D15),\"\")","v":9.8337851553121087},{"$f":"IFERROR(IF(OR(I30=\"\",'Historical scenario - input'!$D15=\"\"),\"\",I30/'Historical scenario - input'!$D15),\"\")","v":11.281825499162005},{"$f":"IFERROR(IF(OR(J30=\"\",'Historical scenario - input'!$D15=\"\"),\"\",J30/'Historical scenario - input'!$D15),\"\")","v":12.798833078804913},{"$f":"IFERROR(IF(OR(K30=\"\",'Historical scenario - input'!$D15=\"\"),\"\",K30/'Historical scenario - input'!$D15),\"\")","v":14.360055220110777},{"$f":"IFERROR(IF(OR(L30=\"\",'Historical scenario - input'!$D15=\"\"),\"\",L30/'Historical scenario - input'!$D15),\"\")","v":15.936769876244121},{"$f":"IFERROR(IF(OR(M30=\"\",'Historical scenario - input'!$D15=\"\"),\"\",M30/'Historical scenario - input'!$D15),\"\")","v":17.497168505955187},{"$f":"IFERROR(IF(OR(N30=\"\",'Historical scenario - input'!$D15=\"\"),\"\",N30/'Historical scenario - input'!$D15),\"\")","v":19.007468472094828},{"$f":"IFERROR(IF(OR(O30=\"\",'Historical scenario - input'!$D15=\"\"),\"\",O30/'Historical scenario - input'!$D15),\"\")","v":20.433199179680788},{"$f":"IFERROR(IF(OR(P30=\"\",'Historical scenario - input'!$D15=\"\"),\"\",P30/'Historical scenario - input'!$D15),\"\")","v":21.740591721361234},{"$f":"IFERROR(IF(OR(Q30=\"\",'Historical scenario - input'!$D15=\"\"),\"\",Q30/'Historical scenario - input'!$D15),\"\")","v":22.897992616832415},{"$f":"IFERROR(IF(OR(R30=\"\",'Historical scenario - input'!$D15=\"\"),\"\",R30/'Historical scenario - input'!$D15),\"\")","v":23.877219021825592},{"$f":"IFERROR(IF(OR(S30=\"\",'Historical scenario - input'!$D15=\"\"),\"\",S30/'Historical scenario - input'!$D15),\"\")","v":24.654775651546949},{"$f":"IFERROR(IF(OR(T30=\"\",'Historical scenario - input'!$D15=\"\"),\"\",T30/'Historical scenario - input'!$D15),\"\")","v":25.212862190410135},{"$f":"IFERROR(IF(OR(U30=\"\",'Historical scenario - input'!$D15=\"\"),\"\",U30/'Historical scenario - input'!$D15),\"\")","v":25.540113305072939},{"$f":"IFERROR(IF(OR(V30=\"\",'Historical scenario - input'!$D15=\"\"),\"\",V30/'Historical scenario - input'!$D15),\"\")","v":25.632030423924345},{"$f":"IFERROR(IF(OR(W30=\"\",'Historical scenario - input'!$D15=\"\"),\"\",W30/'Historical scenario - input'!$D15),\"\")","v":25.491083928113401}]
[{"$f":"IFERROR('Historical scenario - input'!A16,\"\")","v":2},{"$f":"IFERROR('Historical scenario - input'!B16,\"\")","v":"POLES"},{"$f":"IFERROR('Historical scenario - input'!C16,\"\")","v":"˃ 11 kv & < = 22 kv ; steel"},{"$f":"IFERROR(repcalc('Historical scenario - input'!$CV16:$GH16,'Historical scenario - input'!$G16,'Historical scenario - input'!$E16,'Historical scenario - input'!$F16,20,TRUE,TRUE),\"\")","v":77.931867070765989},95.089510059796908,114.71385228998494,136.83756631283805,161.41487463470781,188.3108579840121,217.2943086980172,248.03514387967522,280.10714857698628,312.99646722884921,346.11582717108536,378.8239999660002,410.44953370291358,440.31737572990909,467.77670152718116,492.22811267523934,513.14838954874313,530.11118564956234,542.80241061183892,551.02952701071024,{"$f":"IFERROR(IF(OR(D31=\"\",'Historical scenario - input'!$D16=\"\"),\"\",D31/'Historical scenario - input'!$D16),\"\")","v":6.8244859688761323},{"$f":"IFERROR(IF(OR(E31=\"\",'Historical scenario - input'!$D16=\"\"),\"\",E31/'Historical scenario - input'!$D16),\"\")","v":8.3269790854763297},{"$f":"IFERROR(IF(OR(F31=\"\",'Historical scenario - input'!$D16=\"\"),\"\",F31/'Historical scenario - input'!$D16),\"\")","v":10.045480813103747},{"$f":"IFERROR(IF(OR(G31=\"\",'Historical scenario - input'!$D16=\"\"),\"\",G31/'Historical scenario - input'!$D16),\"\")","v":11.982852283894882},{"$f":"IFERROR(IF(OR(H31=\"\",'Historical scenario - input'!$D16=\"\"),\"\",H31/'Historical scenario - input'!$D16),\"\")","v":14.135084767213137},{"$f":"IFERROR(IF(OR(I31=\"\",'Historical scenario - input'!$D16=\"\"),\"\",I31/'Historical scenario - input'!$D16),\"\")","v":16.49036339565636},{"$f":"IFERROR(IF(OR(J31=\"\",'Historical scenario - input'!$D16=\"\"),\"\",J31/'Historical scenario - input'!$D16),\"\")","v":19.028441336837098},{"$f":"IFERROR(IF(OR(K31=\"\",'Historical scenario - input'!$D16=\"\"),\"\",K31/'Historical scenario - input'!$D16),\"\")","v":21.720413263780138},{"$f":"IFERROR(IF(OR(L31=\"\",'Historical scenario - input'!$D16=\"\"),\"\",L31/'Historical scenario - input'!$D16),\"\")","v":24.528955574870665},{"$f":"IFERROR(IF(OR(M31=\"\",'Historical scenario - input'!$D16=\"\"),\"\",M31/'Historical scenario - input'!$D16),\"\")","v":27.409069988935972},{"$f":"IFERROR(IF(OR(N31=\"\",'Historical scenario - input'!$D16=\"\"),\"\",N31/'Historical scenario - input'!$D16),\"\")","v":30.309329096275324},{"$f":"IFERROR(IF(OR(O31=\"\",'Historical scenario - input'!$D16=\"\"),\"\",O31/'Historical scenario - input'!$D16),\"\")","v":33.173580585384151},{"$f":"IFERROR(IF(OR(P31=\"\",'Historical scenario - input'!$D16=\"\"),\"\",P31/'Historical scenario - input'!$D16),\"\")","v":35.943025478187778},{"$f":"IFERROR(IF(OR(Q31=\"\",'Historical scenario - input'!$D16=\"\"),\"\",Q31/'Historical scenario - input'!$D16),\"\")","v":38.55854948005404},{"$f":"IFERROR(IF(OR(R31=\"\",'Historical scenario - input'!$D16=\"\"),\"\",R31/'Historical scenario - input'!$D16),\"\")","v":40.963159951507485},{"$f":"IFERROR(IF(OR(S31=\"\",'Historical scenario - input'!$D16=\"\"),\"\",S31/'Historical scenario - input'!$D16),\"\")","v":43.104367631641978},{"$f":"IFERROR(IF(OR(T31=\"\",'Historical scenario - input'!$D16=\"\"),\"\",T31/'Historical scenario - input'!$D16),\"\")","v":44.936354229096239},{"$f":"IFERROR(IF(OR(U31=\"\",'Historical scenario - input'!$D16=\"\"),\"\",U31/'Historical scenario - input'!$D16),\"\")","v":46.4217846227737},{"$f":"IFERROR(IF(OR(V31=\"\",'Historical scenario - input'!$D16=\"\"),\"\",V31/'Historical scenario - input'!$D16),\"\")","v":47.53315395008957},{"$f":"IFERROR(IF(OR(W31=\"\",'Historical scenario - input'!$D16=\"\"),\"\",W31/'Historical scenario - input'!$D16),\"\")","v":48.253601727600469}]
[{"$f":"IFERROR('Historical scenario - input'!A17,\"\")","v":2},{"$f":"IFERROR('Historical scenario - input'!B17,\"\")","v":"POLES"},{"$f":"IFERROR('Historical scenario - input'!C17,\"\")","v":"˃ 11 kv & < = 22 kv ; wood"},{"$f":"IFERROR(repcalc('Historical scenario - input'!$CV17:$GH17,'Historical scenario - input'!$G17,'Historical scenario - input'!$E17,'Historical scenario - input'!$F17,20,TRUE,TRUE),\"\")","v":5219.4858601305523},5896.6114709219901,6583.7216251941918,7267.4272449448499,7934.0164484612014,8570.1933237357352,9163.8237467743602,9704.6283748305068,10184.76541985875,10599.254223092114,10946.204202968343,11226.831007132401,11445.260793551362,11608.142417863912,11724.103886942929,11803.102020996903,11855.721613963256,11892.481891128029,11923.203814944442,11956.482519136573,{"$f":"IFERROR(IF(OR(D32=\"\",'Historical scenario - input'!$D17=\"\"),\"\",D32/'Historical scenario - input'!$D17),\"\")","v":886.52707657092242},{"$f":"IFERROR(IF(OR(E32=\"\",'Historical scenario - input'!$D17=\"\"),\"\",E32/'Historical scenario - input'!$D17),\"\")","v":1001.536524683733},{"$f":"IFERROR(IF(OR(F32=\"\",'Historical scenario - input'!$D17=\"\"),\"\",F32/'Historical scenario - input'!$D17),\"\")","v":1118.2418425392918},{"$f":"IFERROR(IF(OR(G32=\"\",'Historical scenario - input'!$D17=\"\"),\"\",G32/'Historical scenario - input'!$D17),\"\")","v":1234.3689019001731},{"$f":"IFERROR(IF(OR(H32=\"\",'Historical scenario - input'!$D17=\"\"),\"\",H32/'Historical scenario - input'!$D17),\"\")","v":1347.5887464793304},{"$f":"IFERROR(IF(OR(I32=\"\",'Historical scenario - input'!$D17=\"\"),\"\",I32/'Historical scenario - input'!$D17),\"\")","v":1455.6430722372031},{"$f":"IFERROR(IF(OR(J32=\"\",'Historical scenario - input'!$D17=\"\"),\"\",J32/'Historical scenario - input'!$D17),\"\")","v":1556.4709042503027},{"$f":"IFERROR(IF(OR(K32=\"\",'Historical scenario - input'!$D17=\"\"),\"\",K32/'Historical scenario - input'!$D17),\"\")","v":1648.3263012672512},{"$f":"IFERROR(IF(OR(L32=\"\",'Historical scenario - input'!$D17=\"\"),\"\",L32/'Historical scenario - input'!$D17),\"\")","v":1729.8773394899399},{"$f":"IFERROR(IF(OR(M32=\"\",'Historical scenario - input'!$D17=\"\"),\"\",M32/'Historical scenario - input'!$D17),\"\")","v":1800.2780565047501},{"$f":"IFERROR(IF(OR(N32=\"\",'Historical scenario - input'!$D17=\"\"),\"\",N32/'Historical scenario - input'!$D17),\"\")","v":1859.2073379739254},{"$f":"IFERROR(IF(OR(O32=\"\",'Historical scenario - input'!$D17=\"\"),\"\",O32/'Historical scenario - input'!$D17),\"\")","v":1906.87166104516},{"$f":"IFERROR(IF(OR(P32=\"\",'Historical scenario - input'!$D17=\"\"),\"\",P32/'Historical scenario - input'!$D17),\"\")","v":1943.9718515963361},{"$f":"IFERROR(IF(OR(Q32=\"\",'Historical scenario - input'!$D17=\"\"),\"\",Q32/'Historical scenario - input'!$D17),\"\")","v":1971.6372144497793},{"$f":"IFERROR(IF(OR(R32=\"\",'Historical scenario - input'!$D17=\"\"),\"\",R32/'Historical scenario - input'!$D17),\"\")","v":1991.3332122802856},{"$f":"IFERROR(IF(OR(S32=\"\",'Historical scenario - input'!$D17=\"\"),\"\",S32/'Historical scenario - input'!$D17),\"\")","v":2004.7510060466004},{"$f":"IFERROR(IF(OR(T32=\"\",'Historical scenario - input'!$D17=\"\"),\"\",T32/'Historical scenario - input'!$D17),\"\")","v":2013.6884177329014},{"$f":"IFERROR(IF(OR(U32=\"\",'Historical scenario - input'!$D17=\"\"),\"\",U32/'Historical scenario - input'!$D17),\"\")","v":2019.9321325205506},{"$f":"IFERROR(IF(OR(V32=\"\",'Historical scenario - input'!$D17=\"\"),\"\",V32/'Historical scenario - input'!$D17),\"\")","v":2025.1502359961517},{"$f":"IFERROR(IF(OR(W32=\"\",'Historical scenario - input'!$D17=\"\"),\"\",W32/'Historical scenario - input'!$D17),\"\")","v":2030.8026073465323}]
[{"$f":"IFERROR('Historical scenario - input'!A18,\"\")","v":2},{"$f":"IFERROR('Historical scenario - input'!B18,\"\")","v":"POLES"},{"$f":"IFERROR('Historical scenario - input'!C18,\"\")","v":"> 1 kv & < = 11 kv ; concrete"},{"$f":"IFERROR(repcalc('Historical scenario - input'!$CV18:$GH18,'Historical scenario - input'!$G18,'Historical scenario - input'!$E18,'Historical scenario - input'!$F18,20,TRUE,TRUE),\"\")","v":3.4921205691018136},4.6562323935592103,6.1458703381187085,8.0306420611802753,10.388441355392718,13.304519561917211,16.869896859182752,21.179033725983185,26.326716823019385,32.40416005208295,39.494379334266966,47.666965909999561,56.97245341613548,67.43654301664823,79.054511861353589,91.786176109961247,105.55180395438478,120.22937082796678,135.65351446642072,151.61648034231547,{"$f":"IFERROR(IF(OR(D33=\"\",'Historical scenario - input'!$D18=\"\"),\"\",D33/'Historical scenario - input'!$D18),\"\")","v":0.54056829513032234},{"$f":"IFERROR(IF(OR(E33=\"\",'Historical scenario - input'!$D18=\"\"),\"\",E33/'Historical scenario - input'!$D18),\"\")","v":0.72076881565525874},{"$f":"IFERROR(IF(OR(F33=\"\",'Historical scenario - input'!$D18=\"\"),\"\",F33/'Historical scenario - input'!$D18),\"\")","v":0.95135966385700899},{"$f":"IFERROR(IF(OR(G33=\"\",'Historical scenario - input'!$D18=\"\"),\"\",G33/'Historical scenario - input'!$D18),\"\")","v":1.2431158666811521},{"$f":"IFERROR(IF(OR(H33=\"\",'Historical scenario - input'!$D18=\"\"),\"\",H33/'Historical scenario - input'!$D18),\"\")","v":1.6080951162549195},{"$f":"IFERROR(IF(OR(I33=\"\",'Historical scenario - input'!$D18=\"\"),\"\",I33/'Historical scenario - input'!$D18),\"\")","v":2.0594940279978418},{"$f":"IFERROR(IF(OR(J33=\"\",'Historical scenario - input'!$D18=\"\"),\"\",J33/'Historical scenario - input'!$D18),\"\")","v":2.6114022135662762},{"$f":"IFERROR(IF(OR(K33=\"\",'Historical scenario - input'!$D18=\"\"),\"\",K33/'Historical scenario - input'!$D18),\"\")","v":3.2784418313217008},{"$f":"IFERROR(IF(OR(L33=\"\",'Historical scenario - input'!$D18=\"\"),\"\",L33/'Historical scenario - input'!$D18),\"\")","v":4.0752855314668395},{"$f":"IFERROR(IF(OR(M33=\"\",'Historical scenario - input'!$D18=\"\"),\"\",M33/'Historical scenario - input'!$D18),\"\")","v":5.0160529133706087},{"$f":"IFERROR(IF(OR(N33=\"\",'Historical scenario - input'!$D18=\"\"),\"\",N33/'Historical scenario - input'!$D18),\"\")","v":6.1135945570877235},{"$f":"IFERROR(IF(OR(O33=\"\",'Historical scenario - input'!$D18=\"\"),\"\",O33/'Historical scenario - input'!$D18),\"\")","v":7.3786829481179943},{"$f":"IFERROR(IF(OR(P33=\"\",'Historical scenario - input'!$D18=\"\"),\"\",P33/'Historical scenario - input'!$D18),\"\")","v":8.8191405202464992},{"$f":"IFERROR(IF(OR(Q33=\"\",'Historical scenario - input'!$D18=\"\"),\"\",Q33/'Historical scenario - input'!$D18),\"\")","v":10.438945725567631},{"$f":"IFERROR(IF(OR(R33=\"\",'Historical scenario - input'!$D18=\"\"),\"\",R33/'Historical scenario - input'!$D18),\"\")","v":12.237367483060069},{"$f":"IFERROR(IF(OR(S33=\"\",'Historical scenario - input'!$D18=\"\"),\"\",S33/'Historical scenario - input'!$D18),\"\")","v":14.208185471973803},{"$f":"IFERROR(IF(OR(T33=\"\",'Historical scenario - input'!$D18=\"\"),\"\",T33/'Historical scenario - input'!$D18),\"\")","v":16.339057481691508},{"$f":"IFERROR(IF(OR(U33=\"\",'Historical scenario - input'!$D18=\"\"),\"\",U33/'Historical scenario - input'!$D18),\"\")","v":18.611094527524159},{"$f":"IFERROR(IF(OR(V33=\"\",'Historical scenario - input'!$D18=\"\"),\"\",V33/'Historical scenario - input'!$D18),\"\")","v":20.998699097726259},{"$f":"IFERROR(IF(OR(W33=\"\",'Historical scenario - input'!$D18=\"\"),\"\",W33/'Historical scenario - input'!$D18),\"\")","v":23.469711503513661}]
[{"$f":"IFERROR('Historical scenario - input'!A19,\"\")","v":2},{"$f":"IFERROR('Historical scenario - input'!B19,\"\")","v":"POLES"},{"$f":"IFERROR('Historical scenario - input'!C19,\"\")","v":"> 1 kv & < = 11 kv ; steel"},{"$f":"IFERROR(repcalc('Historical scenario - input'!$CV19:$GH19,'Historical scenario - input'!$G19,'Historical scenario - input'!$E19,'Historical scenario - input'!$F19,20,TRUE,TRUE),\"\")","v":15.609015248320192},17.23907047283307,18.835877696793425,20.374593472592931,21.835635419027412,23.206379973703804,24.482384766525513,25.668016024919364,26.776424436089872,27.828882775174119,28.853564955333876,29.883898817943933,30.956655877220889,32.109945886550712,33.381262589145287,34.805684178812548,36.414276715257685,38.232692512357424,40.279910457202547,42.567041813530906,{"$f":"IFERROR(IF(OR(D34=\"\",'Historical scenario - input'!$D19=\"\"),\"\",D34/'Historical scenario - input'!$D19),\"\")","v":2.3727820847656744},{"$f":"IFERROR(IF(OR(E34=\"\",'Historical scenario - input'!$D19=\"\"),\"\",E34/'Historical scenario - input'!$D19),\"\")","v":2.6205725937998103},{"$f":"IFERROR(IF(OR(F34=\"\",'Historical scenario - input'!$D19=\"\"),\"\",F34/'Historical scenario - input'!$D19),\"\")","v":2.8633089556753801},{"$f":"IFERROR(IF(OR(G34=\"\",'Historical scenario - input'!$D19=\"\"),\"\",G34/'Historical scenario - input'!$D19),\"\")","v":3.0972146293056433},{"$f":"IFERROR(IF(OR(H34=\"\",'Historical scenario - input'!$D19=\"\"),\"\",H34/'Historical scenario - input'!$D19),\"\")","v":3.3193128270740124},{"$f":"IFERROR(IF(OR(I34=\"\",'Historical scenario - input'!$D19=\"\"),\"\",I34/'Historical scenario - input'!$D19),\"\")","v":3.5276845962332661},{"$f":"IFERROR(IF(OR(J34=\"\",'Historical scenario - input'!$D19=\"\"),\"\",J34/'Historical scenario - input'!$D19),\"\")","v":3.7216546362592262},{"$f":"IFERROR(IF(OR(K34=\"\",'Historical scenario - input'!$D19=\"\"),\"\",K34/'Historical scenario - input'!$D19),\"\")","v":3.9018866729572408},{"$f":"IFERROR(IF(OR(L34=\"\",'Historical scenario - input'!$D19=\"\"),\"\",L34/'Historical scenario - input'!$D19),\"\")","v":4.0703797891973572},{"$f":"IFERROR(IF(OR(M34=\"\",'Historical scenario - input'!$D19=\"\"),\"\",M34/'Historical scenario - input'!$D19),\"\")","v":4.2303677354074862},{"$f":"IFERROR(IF(OR(N34=\"\",'Historical scenario - input'!$D19=\"\"),\"\",N34/'Historical scenario - input'!$D19),\"\")","v":4.3861333286228152},{"$f":"IFERROR(IF(OR(O34=\"\",'Historical scenario - input'!$D19=\"\"),\"\",O34/'Historical scenario - input'!$D19),\"\")","v":4.5427580542467885},{"$f":"IFERROR(IF(OR(P34=\"\",'Historical scenario - input'!$D19=\"\"),\"\",P34/'Historical scenario - input'!$D19),\"\")","v":4.7058316813183101},{"$f":"IFERROR(IF(OR(Q34=\"\",'Historical scenario - input'!$D19=\"\"),\"\",Q34/'Historical scenario - input'!$D19),\"\")","v":4.8811474093858793},{"$f":"IFERROR(IF(OR(R34=\"\",'Historical scenario - input'!$D19=\"\"),\"\",R34/'Historical scenario - input'!$D19),\"\")","v":5.0744047960941421},{"$f":"IFERROR(IF(OR(S34=\"\",'Historical scenario - input'!$D19=\"\"),\"\",S34/'Historical scenario - input'!$D19),\"\")","v":5.2909362028066598},{"$f":"IFERROR(IF(OR(T34=\"\",'Historical scenario - input'!$D19=\"\"),\"\",T34/'Historical scenario - input'!$D19),\"\")","v":5.5354640920708826},{"$f":"IFERROR(IF(OR(U34=\"\",'Historical scenario - input'!$D19=\"\"),\"\",U34/'Historical scenario - input'!$D19),\"\")","v":5.8118879636202099},{"$f":"IFERROR(IF(OR(V34=\"\",'Historical scenario - input'!$D19=\"\"),\"\",V34/'Historical scenario - input'!$D19),\"\")","v":6.1230928657784078},{"$f":"IFERROR(IF(OR(W34=\"\",'Historical scenario - input'!$D19=\"\"),\"\",W34/'Historical scenario - input'!$D19),\"\")","v":6.4707678613797981}]
[{"$f":"IFERROR('Historical scenario - input'!A20,\"\")","v":2},{"$f":"IFERROR('Historical scenario - input'!B20,\"\")","v":"POLES"},{"$f":"IFERROR('Historical scenario - input'!C20,\"\")","v":"> 1 kv & < = 11 kv ; wood"},{"$f":"IFERROR(repcalc('Historical scenario - input'!$CV20:$GH20,'Historical scenario - input'!$G20,'Historical scenario - input'!$E20,'Historical scenario - input'!$F20,20,TRUE,TRUE),\"\")","v":781.8755179168536},927.67558706482009,1087.7906189676919,1260.8665267379238,1444.9874618585015,1637.7263547304399,1836.2374652853091,2037.3877270853729,2237.919315928767,2434.6318355831077,2624.5693382346581,2805.1955832427125,2974.5408505754808,3131.305430723613,3274.9085342618118,3405.4764746276651,3523.7700310385535,3631.0571965888525,3728.9433025653402,3819.175073431807,{"$f":"IFERROR(IF(OR(D35=\"\",'Historical scenario - input'!$D20=\"\"),\"\",D35/'Historical scenario - input'!$D20),\"\")","v":133.13471285266453},{"$f":"IFERROR(IF(OR(E35=\"\",'Historical scenario - input'!$D20=\"\"),\"\",E35/'Historical scenario - input'!$D20),\"\")","v":157.96097981601682},{"$f":"IFERROR(IF(OR(F35=\"\",'Historical scenario - input'!$D20=\"\"),\"\",F35/'Historical scenario - input'!$D20),\"\")","v":185.22474279017729},{"$f":"IFERROR(IF(OR(G35=\"\",'Historical scenario - input'!$D20=\"\"),\"\",G35/'Historical scenario - input'!$D20),\"\")","v":214.69543314264649},{"$f":"IFERROR(IF(OR(H35=\"\",'Historical scenario - input'!$D20=\"\"),\"\",H35/'Historical scenario - input'!$D20),\"\")","v":246.04682766226483},{"$f":"IFERROR(IF(OR(I35=\"\",'Historical scenario - input'!$D20=\"\"),\"\",I35/'Historical scenario - input'!$D20),\"\")","v":278.86565440646626},{"$f":"IFERROR(IF(OR(J35=\"\",'Historical scenario - input'!$D20=\"\"),\"\",J35/'Historical scenario - input'!$D20),\"\")","v":312.6673518585107},{"$f":"IFERROR(IF(OR(K35=\"\",'Historical scenario - input'!$D20=\"\"),\"\",K35/'Historical scenario - input'!$D20),\"\")","v":346.91843368844167},{"$f":"IFERROR(IF(OR(L35=\"\",'Historical scenario - input'!$D20=\"\"),\"\",L35/'Historical scenario - input'!$D20),\"\")","v":381.06417030094542},{"$f":"IFERROR(IF(OR(M35=\"\",'Historical scenario - input'!$D20=\"\"),\"\",M35/'Historical scenario - input'!$D20),\"\")","v":414.5596107113073},{"$f":"IFERROR(IF(OR(N35=\"\",'Historical scenario - input'!$D20=\"\"),\"\",N35/'Historical scenario - input'!$D20),\"\")","v":446.90142765787073},{"$f":"IFERROR(IF(OR(O35=\"\",'Historical scenario - input'!$D20=\"\"),\"\",O35/'Historical scenario - input'!$D20),\"\")","v":477.65775997899556},{"$f":"IFERROR(IF(OR(P35=\"\",'Historical scenario - input'!$D20=\"\"),\"\",P35/'Historical scenario - input'!$D20),\"\")","v":506.49321143215565},{"$f":"IFERROR(IF(OR(Q35=\"\",'Historical scenario - input'!$D20=\"\"),\"\",Q35/'Historical scenario - input'!$D20),\"\")","v":533.18647255266762},{"$f":"IFERROR(IF(OR(R35=\"\",'Historical scenario - input'!$D20=\"\"),\"\",R35/'Historical scenario - input'!$D20),\"\")","v":557.63864878303093},{"$f":"IFERROR(IF(OR(S35=\"\",'Historical scenario - input'!$D20=\"\"),\"\",S35/'Historical scenario - input'!$D20),\"\")","v":579.87124828261051},{"$f":"IFERROR(IF(OR(T35=\"\",'Historical scenario - input'!$D20=\"\"),\"\",T35/'Historical scenario - input'!$D20),\"\")","v":600.01381356850663},{"$f":"IFERROR(IF(OR(U35=\"\",'Historical scenario - input'!$D20=\"\"),\"\",U35/'Historical scenario - input'!$D20),\"\")","v":618.28225355799646},{"$f":"IFERROR(IF(OR(V35=\"\",'Historical scenario - input'!$D20=\"\"),\"\",V35/'Historical scenario - input'!$D20),\"\")","v":634.94991779969871},{"$f":"IFERROR(IF(OR(W35=\"\",'Historical scenario - input'!$D20=\"\"),\"\",W35/'Historical scenario - input'!$D20),\"\")","v":650.31423172079531}]
[{"$f":"IFERROR('Historical scenario - input'!A21,\"\")","v":2},{"$f":"IFERROR('Historical scenario - input'!B21,\"\")","v":"POLES"},{"$f":"IFERROR('Historical scenario - input'!C21,\"\")","v":"> 22 kv & < = 66 kv ; concrete"},{"$f":"IFERROR(repcalc('Historical scenario - input'!$CV21:$GH21,'Historical scenario - input'!$G21,'Historical scenario - input'!$E21,'Historical scenario - input'!$F21,20,TRUE,TRUE),\"\")","v":59.487623561297205},66.855690102822891,74.348776614451694,81.827409123735237,89.14029200506117,96.129011365222851,102.63334393112888,108.49696203744503,113.57330168046445,117.73134309373626,120.8610416252647,122.87814200156045,123.72811402435379,123.38896608944003,121.87272845558209,119.22545356966059,115.52565623285028,110.8812089912184,105.42481139778899,99.308256303562871,{"$f":"IFERROR(IF(OR(D36=\"\",'Historical scenario - input'!$D21=\"\"),\"\",D36/'Historical scenario - input'!$D21),\"\")","v":9.2084802381710755},{"$f":"IFERROR(IF(OR(E36=\"\",'Historical scenario - input'!$D21=\"\"),\"\",E36/'Historical scenario - input'!$D21),\"\")","v":10.349031685334806},{"$f":"IFERROR(IF(OR(F36=\"\",'Historical scenario - input'!$D21=\"\"),\"\",F36/'Historical scenario - input'!$D21),\"\")","v":11.508935795374454},{"$f":"IFERROR(IF(OR(G36=\"\",'Historical scenario - input'!$D21=\"\"),\"\",G36/'Historical scenario - input'!$D21),\"\")","v":12.666602475391004},{"$f":"IFERROR(IF(OR(H36=\"\",'Historical scenario - input'!$D21=\"\"),\"\",H36/'Historical scenario - input'!$D21),\"\")","v":13.798611681093437},{"$f":"IFERROR(IF(OR(I36=\"\",'Historical scenario - input'!$D21=\"\"),\"\",I36/'Historical scenario - input'!$D21),\"\")","v":14.880441484764436},{"$f":"IFERROR(IF(OR(J36=\"\",'Historical scenario - input'!$D21=\"\"),\"\",J36/'Historical scenario - input'!$D21),\"\")","v":15.887289872882029},{"$f":"IFERROR(IF(OR(K36=\"\",'Historical scenario - input'!$D21=\"\"),\"\",K36/'Historical scenario - input'!$D21),\"\")","v":16.794957858653166},{"$f":"IFERROR(IF(OR(L36=\"\",'Historical scenario - input'!$D21=\"\"),\"\",L36/'Historical scenario - input'!$D21),\"\")","v":17.580757836640547},{"$f":"IFERROR(IF(OR(M36=\"\",'Historical scenario - input'!$D21=\"\"),\"\",M36/'Historical scenario - input'!$D21),\"\")","v":18.224408396057438},{"$f":"IFERROR(IF(OR(N36=\"\",'Historical scenario - input'!$D21=\"\"),\"\",N36/'Historical scenario - input'!$D21),\"\")","v":18.708875001944229},{"$f":"IFERROR(IF(OR(O36=\"\",'Historical scenario - input'!$D21=\"\"),\"\",O36/'Historical scenario - input'!$D21),\"\")","v":19.021115226743042},{"$f":"IFERROR(IF(OR(P36=\"\",'Historical scenario - input'!$D21=\"\"),\"\",P36/'Historical scenario - input'!$D21),\"\")","v":19.152687982659671},{"$f":"IFERROR(IF(OR(Q36=\"\",'Historical scenario - input'!$D21=\"\"),\"\",Q36/'Historical scenario - input'!$D21),\"\")","v":19.100189044737704},{"$f":"IFERROR(IF(OR(R36=\"\",'Historical scenario - input'!$D21=\"\"),\"\",R36/'Historical scenario - input'!$D21),\"\")","v":18.865480655800884},{"$f":"IFERROR(IF(OR(S36=\"\",'Historical scenario - input'!$D21=\"\"),\"\",S36/'Historical scenario - input'!$D21),\"\")","v":18.455691576785217},{"$f":"IFERROR(IF(OR(T36=\"\",'Historical scenario - input'!$D21=\"\"),\"\",T36/'Historical scenario - input'!$D21),\"\")","v":17.882975629809291},{"$f":"IFERROR(IF(OR(U36=\"\",'Historical scenario - input'!$D21=\"\"),\"\",U36/'Historical scenario - input'!$D21),\"\")","v":17.164031115279709},{"$f":"IFERROR(IF(OR(V36=\"\",'Historical scenario - input'!$D21=\"\"),\"\",V36/'Historical scenario - input'!$D21),\"\")","v":16.319399469187385},{"$f":"IFERROR(IF(OR(W36=\"\",'Historical scenario - input'!$D21=\"\"),\"\",W36/'Historical scenario - input'!$D21),\"\")","v":15.372577704609274}]
[{"$f":"IFERROR('Historical scenario - input'!A22,\"\")","v":2},{"$f":"IFERROR('Historical scenario - input'!B22,\"\")","v":"POLES"},{"$f":"IFERROR('Historical scenario - input'!C22,\"\")","v":"> 22 kv & < = 66 kv ; steel"},{"$f":"IFERROR(repcalc('Historical scenario - input'!$CV22:$GH22,'Historical scenario - input'!$G22,'Historical scenario - input'!$E22,'Historical scenario - input'!$F22,20,TRUE,TRUE),\"\")","v":1.9075997136570437E-6},3.481088554833908E-6,6.2606795769080469E-6,1.109712330539004E-5,1.938593587820342E-5,3.3377717858302846E-5,5.6640564368647112E-5,9.4734674579292902E-5,1.5617535870828442E-4,2.5377727946291646E-4,4.0648798160123299E-4,6.418298018859074E-4,9.9907276956941161E-4,1.5332537051471942E-3,2.3201359082496925E-3,3.4621694510768284E-3,5.09546824198187E-3,7.3977770711238797E-3,1.0597378291923138E-2,1.4982911116351401E-2,{"$f":"IFERROR(IF(OR(D37=\"\",'Historical scenario - input'!$D22=\"\"),\"\",D37/'Historical scenario - input'!$D22),\"\")","v":2.9528989752719308E-7},{"$f":"IFERROR(IF(OR(E37=\"\",'Historical scenario - input'!$D22=\"\"),\"\",E37/'Historical scenario - input'!$D22),\"\")","v":5.3886057713300479E-7},{"$f":"IFERROR(IF(OR(F37=\"\",'Historical scenario - input'!$D22=\"\"),\"\",F37/'Historical scenario - input'!$D22),\"\")","v":9.6913174052202525E-7},{"$f":"IFERROR(IF(OR(G37=\"\",'Historical scenario - input'!$D22=\"\"),\"\",G37/'Historical scenario - input'!$D22),\"\")","v":1.7177966531632539E-6},{"$f":"IFERROR(IF(OR(H37=\"\",'Historical scenario - input'!$D22=\"\"),\"\",H37/'Historical scenario - input'!$D22),\"\")","v":3.0008764301862297E-6},{"$f":"IFERROR(IF(OR(I37=\"\",'Historical scenario - input'!$D22=\"\"),\"\",I37/'Historical scenario - input'!$D22),\"\")","v":5.1667563249811756E-6},{"$f":"IFERROR(IF(OR(J37=\"\",'Historical scenario - input'!$D22=\"\"),\"\",J37/'Historical scenario - input'!$D22),\"\")","v":8.7677652332187079E-6},{"$f":"IFERROR(IF(OR(K37=\"\",'Historical scenario - input'!$D22=\"\"),\"\",K37/'Historical scenario - input'!$D22),\"\")","v":1.4664602929281368E-5},{"$f":"IFERROR(IF(OR(L37=\"\",'Historical scenario - input'!$D22=\"\"),\"\",L37/'Historical scenario - input'!$D22),\"\")","v":2.4175410249371128E-5},{"$f":"IFERROR(IF(OR(M37=\"\",'Historical scenario - input'!$D22=\"\"),\"\",M37/'Historical scenario - input'!$D22),\"\")","v":3.9283853059335847E-5},{"$f":"IFERROR(IF(OR(N37=\"\",'Historical scenario - input'!$D22=\"\"),\"\",N37/'Historical scenario - input'!$D22),\"\")","v":6.2922946346511901E-5},{"$f":"IFERROR(IF(OR(O37=\"\",'Historical scenario - input'!$D22=\"\"),\"\",O37/'Historical scenario - input'!$D22),\"\")","v":9.9353053511131936E-5},{"$f":"IFERROR(IF(OR(P37=\"\",'Historical scenario - input'!$D22=\"\"),\"\",P37/'Historical scenario - input'!$D22),\"\")","v":1.5465304048656393E-4},{"$f":"IFERROR(IF(OR(Q37=\"\",'Historical scenario - input'!$D22=\"\"),\"\",Q37/'Historical scenario - input'!$D22),\"\")","v":2.3734241845116053E-4},{"$f":"IFERROR(IF(OR(R37=\"\",'Historical scenario - input'!$D22=\"\"),\"\",R37/'Historical scenario - input'!$D22),\"\")","v":3.5914908651500519E-4},{"$f":"IFERROR(IF(OR(S37=\"\",'Historical scenario - input'!$D22=\"\"),\"\",S37/'Historical scenario - input'!$D22),\"\")","v":5.3593196471513841E-4},{"$f":"IFERROR(IF(OR(T37=\"\",'Historical scenario - input'!$D22=\"\"),\"\",T37/'Historical scenario - input'!$D22),\"\")","v":7.8876101954500691E-4},{"$f":"IFERROR(IF(OR(U37=\"\",'Historical scenario - input'!$D22=\"\"),\"\",U37/'Historical scenario - input'!$D22),\"\")","v":1.1451505353150444E-3},{"$f":"IFERROR(IF(OR(V37=\"\",'Historical scenario - input'!$D22=\"\"),\"\",V37/'Historical scenario - input'!$D22),\"\")","v":1.640437837915026E-3},{"$f":"IFERROR(IF(OR(W37=\"\",'Historical scenario - input'!$D22=\"\"),\"\",W37/'Historical scenario - input'!$D22),\"\")","v":2.3193032880701441E-3}]
[{"$f":"IFERROR('Historical scenario - input'!A23,\"\")","v":2},{"$f":"IFERROR('Historical scenario - input'!B23,\"\")","v":"POLES"},{"$f":"IFERROR('Historical scenario - input'!C23,\"\")","v":"> 22 kv & < = 66 kv ; wood"},{"$f":"IFERROR(repcalc('Historical scenario - input'!$CV23:$GH23,'Historical scenario - input'!$G23,'Historical scenario - input'!$E23,'Historical scenario - input'!$F23,20,TRUE,TRUE),\"\")","v":58.385796528145612},65.393825791628331,72.588004015399022,79.837480823174346,87.00397982257175,93.949245767180741,100.54228633779734,106.66570459514382,112.22056544533795,117.12945556472746,121.33764250540219,124.81247430209952,127.5413510805536,129.5287224852122,130.79261177242216,131.36114558709875,131.26949378222884,130.55751596893009,129.26828898366068,127.4475652316693,{"$f":"IFERROR(IF(OR(D38=\"\",'Historical scenario - input'!$D23=\"\"),\"\",D38/'Historical scenario - input'!$D23),\"\")","v":10.597536838776342},{"$f":"IFERROR(IF(OR(E38=\"\",'Historical scenario - input'!$D23=\"\"),\"\",E38/'Historical scenario - input'!$D23),\"\")","v":11.86955593765391},{"$f":"IFERROR(IF(OR(F38=\"\",'Historical scenario - input'!$D23=\"\"),\"\",F38/'Historical scenario - input'!$D23),\"\")","v":13.175362714039666},{"$f":"IFERROR(IF(OR(G38=\"\",'Historical scenario - input'!$D23=\"\"),\"\",G38/'Historical scenario - input'!$D23),\"\")","v":14.491206670972213},{"$f":"IFERROR(IF(OR(H38=\"\",'Historical scenario - input'!$D23=\"\"),\"\",H38/'Historical scenario - input'!$D23),\"\")","v":15.791989424095338},{"$f":"IFERROR(IF(OR(I38=\"\",'Historical scenario - input'!$D23=\"\"),\"\",I38/'Historical scenario - input'!$D23),\"\")","v":17.05261642723319},{"$f":"IFERROR(IF(OR(J38=\"\",'Historical scenario - input'!$D23=\"\"),\"\",J38/'Historical scenario - input'!$D23),\"\")","v":18.249311419532809},{"$f":"IFERROR(IF(OR(K38=\"\",'Historical scenario - input'!$D23=\"\"),\"\",K38/'Historical scenario - input'!$D23),\"\")","v":19.360765821463978},{"$f":"IFERROR(IF(OR(L38=\"\",'Historical scenario - input'!$D23=\"\"),\"\",L38/'Historical scenario - input'!$D23),\"\")","v":20.369022041207948},{"$f":"IFERROR(IF(OR(M38=\"\",'Historical scenario - input'!$D23=\"\"),\"\",M38/'Historical scenario - input'!$D23),\"\")","v":21.260028877993289},{"$f":"IFERROR(IF(OR(N38=\"\",'Historical scenario - input'!$D23=\"\"),\"\",N38/'Historical scenario - input'!$D23),\"\")","v":22.023851909965792},{"$f":"IFERROR(IF(OR(O38=\"\",'Historical scenario - input'!$D23=\"\"),\"\",O38/'Historical scenario - input'!$D23),\"\")","v":22.654564517548351},{"$f":"IFERROR(IF(OR(P38=\"\",'Historical scenario - input'!$D23=\"\"),\"\",P38/'Historical scenario - input'!$D23),\"\")","v":23.149879712472643},{"$f":"IFERROR(IF(OR(Q38=\"\",'Historical scenario - input'!$D23=\"\"),\"\",Q38/'Historical scenario - input'!$D23),\"\")","v":23.510605144437029},{"$f":"IFERROR(IF(OR(R38=\"\",'Historical scenario - input'!$D23=\"\"),\"\",R38/'Historical scenario - input'!$D23),\"\")","v":23.740012193373762},{"$f":"IFERROR(IF(OR(S38=\"\",'Historical scenario - input'!$D23=\"\"),\"\",S38/'Historical scenario - input'!$D23),\"\")","v":23.843206093318599},{"$f":"IFERROR(IF(OR(T38=\"\",'Historical scenario - input'!$D23=\"\"),\"\",T38/'Historical scenario - input'!$D23),\"\")","v":23.826570482670025},{"$f":"IFERROR(IF(OR(U38=\"\",'Historical scenario - input'!$D23=\"\"),\"\",U38/'Historical scenario - input'!$D23),\"\")","v":23.697340232275348},{"$f":"IFERROR(IF(OR(V38=\"\",'Historical scenario - input'!$D23=\"\"),\"\",V38/'Historical scenario - input'!$D23),\"\")","v":23.463334167746439},{"$f":"IFERROR(IF(OR(W38=\"\",'Historical scenario - input'!$D23=\"\"),\"\",W38/'Historical scenario - input'!$D23),\"\")","v":23.132856754020271}]
[{"$f":"IFERROR('Historical scenario - input'!A24,\"\")","v":2},{"$f":"IFERROR('Historical scenario - input'!B24,\"\")","v":"POLES"},{"$f":"IFERROR('Historical scenario - input'!C24,\"\")","v":"staking of a wooden pole"},{"$f":"IFERROR(repcalc('Historical scenario - input'!$CV24:$GH24,'Historical scenario - input'!$G24,'Historical scenario - input'!$E24,'Historical scenario - input'!$F24,20,TRUE,TRUE),\"\")","v":4549.6396547889644},5203.3097581804286,5826.9236996071431,6396.6096119150452,6892.2526579273754,7299.563392711395,7611.6235863951924,7829.7419112913403,7963.5179885710868,8030.0778574727938,8052.5090596257805,8057.5942739722868,8073.0204136557777,8124.3191128819908,8231.8605938594392,8408.258503899624,8656.5336877212085,8969.3231729361996,9329.3100625602565,9710.90261040921,{"$f":"IFERROR(IF(OR(D39=\"\",'Historical scenario - input'!$D24=\"\"),\"\",D39/'Historical scenario - input'!$D24),\"\")","v":496.12814517165248},{"$f":"IFERROR(IF(OR(E39=\"\",'Historical scenario - input'!$D24=\"\"),\"\",E39/'Historical scenario - input'!$D24),\"\")","v":567.40942469197796},{"$f":"IFERROR(IF(OR(F39=\"\",'Historical scenario - input'!$D24=\"\"),\"\",F39/'Historical scenario - input'!$D24),\"\")","v":635.41314620375795},{"$f":"IFERROR(IF(OR(G39=\"\",'Historical scenario - input'!$D24=\"\"),\"\",G39/'Historical scenario - input'!$D24),\"\")","v":697.53613537417175},{"$f":"IFERROR(IF(OR(H39=\"\",'Historical scenario - input'!$D24=\"\"),\"\",H39/'Historical scenario - input'!$D24),\"\")","v":751.58491368268847},{"$f":"IFERROR(IF(OR(I39=\"\",'Historical scenario - input'!$D24=\"\"),\"\",I39/'Historical scenario - input'!$D24),\"\")","v":796.00124875313531},{"$f":"IFERROR(IF(OR(J39=\"\",'Historical scenario - input'!$D24=\"\"),\"\",J39/'Historical scenario - input'!$D24),\"\")","v":830.03072291407966},{"$f":"IFERROR(IF(OR(K39=\"\",'Historical scenario - input'!$D24=\"\"),\"\",K39/'Historical scenario - input'!$D24),\"\")","v":853.81604398775346},{"$f":"IFERROR(IF(OR(L39=\"\",'Historical scenario - input'!$D24=\"\"),\"\",L39/'Historical scenario - input'!$D24),\"\")","v":868.40402943826689},{"$f":"IFERROR(IF(OR(M39=\"\",'Historical scenario - input'!$D24=\"\"),\"\",M39/'Historical scenario - input'!$D24),\"\")","v":875.66223597915473},{"$f":"IFERROR(IF(OR(N39=\"\",'Historical scenario - input'!$D24=\"\"),\"\",N39/'Historical scenario - input'!$D24),\"\")","v":878.10830897889605},{"$f":"IFERROR(IF(OR(O39=\"\",'Historical scenario - input'!$D24=\"\"),\"\",O39/'Historical scenario - input'!$D24),\"\")","v":878.66284036005209},{"$f":"IFERROR(IF(OR(P39=\"\",'Historical scenario - input'!$D24=\"\"),\"\",P39/'Historical scenario - input'!$D24),\"\")","v":880.34502678557999},{"$f":"IFERROR(IF(OR(Q39=\"\",'Historical scenario - input'!$D24=\"\"),\"\",Q39/'Historical scenario - input'!$D24),\"\")","v":885.93903651556593},{"$f":"IFERROR(IF(OR(R39=\"\",'Historical scenario - input'!$D24=\"\"),\"\",R39/'Historical scenario - input'!$D24),\"\")","v":897.66619724360146},{"$f":"IFERROR(IF(OR(S39=\"\",'Historical scenario - input'!$D24=\"\"),\"\",S39/'Historical scenario - input'!$D24),\"\")","v":916.90199932042594},{"$f":"IFERROR(IF(OR(T39=\"\",'Historical scenario - input'!$D24=\"\"),\"\",T39/'Historical scenario - input'!$D24),\"\")","v":943.97585918356879},{"$f":"IFERROR(IF(OR(U39=\"\",'Historical scenario - input'!$D24=\"\"),\"\",U39/'Historical scenario - input'!$D24),\"\")","v":978.0848609735375},{"$f":"IFERROR(IF(OR(V39=\"\",'Historical scenario - input'!$D24=\"\"),\"\",V39/'Historical scenario - input'!$D24),\"\")","v":1017.3406353615819},{"$f":"IFERROR(IF(OR(W39=\"\",'Historical scenario - input'!$D24=\"\"),\"\",W39/'Historical scenario - input'!$D24),\"\")","v":1058.9524590092742}]
[{"$f":"IFERROR('Historical scenario - input'!A25,\"\")","v":3},{"$f":"IFERROR('Historical scenario - input'!B25,\"\")","v":"SERVICE LINES"},{"$f":"IFERROR('Historical scenario - input'!C25,\"\")","v":"˂ = 11 kv ; commercial and industrial ; simple type"},{"$f":"IFERROR(repcalc('Historical scenario - input'!$CV25:$GH25,'Historical scenario - input'!$G25,'Historical scenario - input'!$E25,'Historical scenario - input'!$F25,20,TRUE,TRUE),\"\")","v":481.10173309794658},541.81614820045172,603.88486968248787,666.23962828703714,727.74546709273795,787.2520665864829,843.64971949811627,895.92613885347271,943.21988982918936,984.86621666577162,1020.4314281342383,1049.7328022324969,1072.8421173503914,1090.0723106891639,1101.9482651320332,1109.1641708151369,1112.5311333644481,1112.9195636074344,1111.2012809417563,1108.196148052446,{"$f":"IFERROR(IF(OR(D40=\"\",'Historical scenario - input'!$D25=\"\"),\"\",D40/'Historical scenario - input'!$D25),\"\")","v":225.3747591310466},{"$f":"IFERROR(IF(OR(E40=\"\",'Historical scenario - input'!$D25=\"\"),\"\",E40/'Historical scenario - input'!$D25),\"\")","v":253.81676159775498},{"$f":"IFERROR(IF(OR(F40=\"\",'Historical scenario - input'!$D25=\"\"),\"\",F40/'Historical scenario - input'!$D25),\"\")","v":282.89319635409782},{"$f":"IFERROR(IF(OR(G40=\"\",'Historical scenario - input'!$D25=\"\"),\"\",G40/'Historical scenario - input'!$D25),\"\")","v":312.10362677737339},{"$f":"IFERROR(IF(OR(H40=\"\",'Historical scenario - input'!$D25=\"\"),\"\",H40/'Historical scenario - input'!$D25),\"\")","v":340.91637604087623},{"$f":"IFERROR(IF(OR(I40=\"\",'Historical scenario - input'!$D25=\"\"),\"\",I40/'Historical scenario - input'!$D25),\"\")","v":368.79257062710531},{"$f":"IFERROR(IF(OR(J40=\"\",'Historical scenario - input'!$D25=\"\"),\"\",J40/'Historical scenario - input'!$D25),\"\")","v":395.21236204766132},{"$f":"IFERROR(IF(OR(K40=\"\",'Historical scenario - input'!$D25=\"\"),\"\",K40/'Historical scenario - input'!$D25),\"\")","v":419.70153888886881},{"$f":"IFERROR(IF(OR(L40=\"\",'Historical scenario - input'!$D25=\"\"),\"\",L40/'Historical scenario - input'!$D25),\"\")","v":441.85655725872749},{"$f":"IFERROR(IF(OR(M40=\"\",'Historical scenario - input'!$D25=\"\"),\"\",M40/'Historical scenario - input'!$D25),\"\")","v":461.36600865697608},{"$f":"IFERROR(IF(OR(N40=\"\",'Historical scenario - input'!$D25=\"\"),\"\",N40/'Historical scenario - input'!$D25),\"\")","v":478.02672803650609},{"$f":"IFERROR(IF(OR(O40=\"\",'Historical scenario - input'!$D25=\"\"),\"\",O40/'Historical scenario - input'!$D25),\"\")","v":491.75311826811071},{"$f":"IFERROR(IF(OR(P40=\"\",'Historical scenario - input'!$D25=\"\"),\"\",P40/'Historical scenario - input'!$D25),\"\")","v":502.57880433421889},{"$f":"IFERROR(IF(OR(Q40=\"\",'Historical scenario - input'!$D25=\"\"),\"\",Q40/'Historical scenario - input'!$D25),\"\")","v":510.65038339194103},{"$f":"IFERROR(IF(OR(R40=\"\",'Historical scenario - input'!$D25=\"\"),\"\",R40/'Historical scenario - input'!$D25),\"\")","v":516.21373972154299},{"$f":"IFERROR(IF(OR(S40=\"\",'Historical scenario - input'!$D25=\"\"),\"\",S40/'Historical scenario - input'!$D25),\"\")","v":519.59407051929293},{"$f":"IFERROR(IF(OR(T40=\"\",'Historical scenario - input'!$D25=\"\"),\"\",T40/'Historical scenario - input'!$D25),\"\")","v":521.17134268721463},{"$f":"IFERROR(IF(OR(U40=\"\",'Historical scenario - input'!$D25=\"\"),\"\",U40/'Historical scenario - input'!$D25),\"\")","v":521.35330497591508},{"$f":"IFERROR(IF(OR(V40=\"\",'Historical scenario - input'!$D25=\"\"),\"\",V40/'Historical scenario - input'!$D25),\"\")","v":520.54836598847339},{"$f":"IFERROR(IF(OR(W40=\"\",'Historical scenario - input'!$D25=\"\"),\"\",W40/'Historical scenario - input'!$D25),\"\")","v":519.14059491950661}]
[{"$f":"IFERROR('Historical scenario - input'!A26,\"\")","v":3},{"$f":"IFERROR('Historical scenario - input'!B26,\"\")","v":"SERVICE LINES"},{"$f":"IFERROR('Historical scenario - input'!C26,\"\")","v":"˂ = 11 kv ; residential ; simple type"},{"$f":"IFERROR(repcalc('Historical scenario - input'!$CV26:$GH26,'Historical scenario - input'!$G26,'Historical scenario - input'!$E26,'Historical scenario - input'!$F26,20,TRUE,TRUE),\"\")","v":2446.4329283258135},2743.4679633963374,3044.8478338569194,3345.198900284875,3638.9238341626706,3920.4640181440491,4184.5772922842852,4426.6113899155771,4642.7521984374889,4830.2266962836311,4987.4431599524723,5114.0558771177093,5210.9477774324569,5280.1315201491425,5324.5769174393199,5347.9793133254052,5354.4889033087875,5348.4243337797916,5333.9948623736118,5315.0537854269378,{"$f":"IFERROR(IF(OR(D41=\"\",'Historical scenario - input'!$D26=\"\"),\"\",D41/'Historical scenario - input'!$D26),\"\")","v":1262.1690117905839},{"$f":"IFERROR(IF(OR(E41=\"\",'Historical scenario - input'!$D26=\"\"),\"\",E41/'Historical scenario - input'!$D26),\"\")","v":1415.4159748858317},{"$f":"IFERROR(IF(OR(F41=\"\",'Historical scenario - input'!$D26=\"\"),\"\",F41/'Historical scenario - input'!$D26),\"\")","v":1570.9045349311396},{"$f":"IFERROR(IF(OR(G41=\"\",'Historical scenario - input'!$D26=\"\"),\"\",G41/'Historical scenario - input'!$D26),\"\")","v":1725.8623121562234},{"$f":"IFERROR(IF(OR(H41=\"\",'Historical scenario - input'!$D26=\"\"),\"\",H41/'Historical scenario - input'!$D26),\"\")","v":1877.4015206251418},{"$f":"IFERROR(IF(OR(I41=\"\",'Historical scenario - input'!$D26=\"\"),\"\",I41/'Historical scenario - input'!$D26),\"\")","v":2022.6543463538635},{"$f":"IFERROR(IF(OR(J41=\"\",'Historical scenario - input'!$D26=\"\"),\"\",J41/'Historical scenario - input'!$D26),\"\")","v":2158.9162427511155},{"$f":"IFERROR(IF(OR(K41=\"\",'Historical scenario - input'!$D26=\"\"),\"\",K41/'Historical scenario - input'!$D26),\"\")","v":2283.7870022515485},{"$f":"IFERROR(IF(OR(L41=\"\",'Historical scenario - input'!$D26=\"\"),\"\",L41/'Historical scenario - input'!$D26),\"\")","v":2395.2988395641746},{"$f":"IFERROR(IF(OR(M41=\"\",'Historical scenario - input'!$D26=\"\"),\"\",M41/'Historical scenario - input'!$D26),\"\")","v":2492.021091354798},{"$f":"IFERROR(IF(OR(N41=\"\",'Historical scenario - input'!$D26=\"\"),\"\",N41/'Historical scenario - input'!$D26),\"\")","v":2573.1325521631297},{"$f":"IFERROR(IF(OR(O41=\"\",'Historical scenario - input'!$D26=\"\"),\"\",O41/'Historical scenario - input'!$D26),\"\")","v":2638.454861331822},{"$f":"IFERROR(IF(OR(P41=\"\",'Historical scenario - input'!$D26=\"\"),\"\",P41/'Historical scenario - input'!$D26),\"\")","v":2688.4435418530848},{"$f":"IFERROR(IF(OR(Q41=\"\",'Historical scenario - input'!$D26=\"\"),\"\",Q41/'Historical scenario - input'!$D26),\"\")","v":2724.1369692778253},{"$f":"IFERROR(IF(OR(R41=\"\",'Historical scenario - input'!$D26=\"\"),\"\",R41/'Historical scenario - input'!$D26),\"\")","v":2747.0673355784347},{"$f":"IFERROR(IF(OR(S41=\"\",'Historical scenario - input'!$D26=\"\"),\"\",S41/'Historical scenario - input'!$D26),\"\")","v":2759.141150702108},{"$f":"IFERROR(IF(OR(T41=\"\",'Historical scenario - input'!$D26=\"\"),\"\",T41/'Historical scenario - input'!$D26),\"\")","v":2762.4995925630546},{"$f":"IFERROR(IF(OR(U41=\"\",'Historical scenario - input'!$D26=\"\"),\"\",U41/'Historical scenario - input'!$D26),\"\")","v":2759.3707466254768},{"$f":"IFERROR(IF(OR(V41=\"\",'Historical scenario - input'!$D26=\"\"),\"\",V41/'Historical scenario - input'!$D26),\"\")","v":2751.926262268466},{"$f":"IFERROR(IF(OR(W41=\"\",'Historical scenario - input'!$D26=\"\"),\"\",W41/'Historical scenario - input'!$D26),\"\")","v":2742.1541405416733}]
[{"$f":"IFERROR('Historical scenario - input'!A27,\"\")","v":4},{"$f":"IFERROR('Historical scenario - input'!B27,\"\")","v":"SWITCHGEAR"},{"$f":"IFERROR('Historical scenario - input'!C27,\"\")","v":"˂ = 11 kv ; circuit breaker"},{"$f":"IFERROR(repcalc('Historical scenario - input'!$CV27:$GH27,'Historical scenario - input'!$G27,'Historical scenario - input'!$E27,'Historical scenario - input'!$F27,20,TRUE,TRUE),\"\")","v":1253.9066532721713},1191.4153184737538,1127.0423560735862,1063.2798254181496,1002.1048636047066,944.92027785057769,892.55185083896708,845.29559978905627,803.00478382205335,765.20456291554456,731.22173942180143,700.31771299389459,671.81435590408819,645.20466191604771,620.24244050165089,597.0077393129103,575.94682873476404,557.88726454108121,544.02961812474723,535.91788278872878,{"$f":"IFERROR(IF(OR(D42=\"\",'Historical scenario - input'!$D27=\"\"),\"\",D42/'Historical scenario - input'!$D27),\"\")","v":22.194749928655629},{"$f":"IFERROR(IF(OR(E42=\"\",'Historical scenario - input'!$D27=\"\"),\"\",E42/'Historical scenario - input'!$D27),\"\")","v":21.088623292402975},{"$f":"IFERROR(IF(OR(F42=\"\",'Historical scenario - input'!$D27=\"\"),\"\",F42/'Historical scenario - input'!$D27),\"\")","v":19.949190943982099},{"$f":"IFERROR(IF(OR(G42=\"\",'Historical scenario - input'!$D27=\"\"),\"\",G42/'Historical scenario - input'!$D27),\"\")","v":18.820563530591642},{"$f":"IFERROR(IF(OR(H42=\"\",'Historical scenario - input'!$D27=\"\"),\"\",H42/'Historical scenario - input'!$D27),\"\")","v":17.737737328337086},{"$f":"IFERROR(IF(OR(I42=\"\",'Historical scenario - input'!$D27=\"\"),\"\",I42/'Historical scenario - input'!$D27),\"\")","v":16.725542698637515},{"$f":"IFERROR(IF(OR(J42=\"\",'Historical scenario - input'!$D27=\"\"),\"\",J42/'Historical scenario - input'!$D27),\"\")","v":15.798596391552673},{"$f":"IFERROR(IF(OR(K42=\"\",'Historical scenario - input'!$D27=\"\"),\"\",K42/'Historical scenario - input'!$D27),\"\")","v":14.962138054018929},{"$f":"IFERROR(IF(OR(L42=\"\",'Historical scenario - input'!$D27=\"\"),\"\",L42/'Historical scenario - input'!$D27),\"\")","v":14.213570302012045},{"$f":"IFERROR(IF(OR(M42=\"\",'Historical scenario - input'!$D27=\"\"),\"\",M42/'Historical scenario - input'!$D27),\"\")","v":13.544488239102057},{"$f":"IFERROR(IF(OR(N42=\"\",'Historical scenario - input'!$D27=\"\"),\"\",N42/'Historical scenario - input'!$D27),\"\")","v":12.942975943633314},{"$f":"IFERROR(IF(OR(O42=\"\",'Historical scenario - input'!$D27=\"\"),\"\",O42/'Historical scenario - input'!$D27),\"\")","v":12.395959834765858},{"$f":"IFERROR(IF(OR(P42=\"\",'Historical scenario - input'!$D27=\"\"),\"\",P42/'Historical scenario - input'!$D27),\"\")","v":11.891436726060325},{"$f":"IFERROR(IF(OR(Q42=\"\",'Historical scenario - input'!$D27=\"\"),\"\",Q42/'Historical scenario - input'!$D27),\"\")","v":11.420432363653122},{"$f":"IFERROR(IF(OR(R42=\"\",'Historical scenario - input'!$D27=\"\"),\"\",R42/'Historical scenario - input'!$D27),\"\")","v":10.978589056967985},{"$f":"IFERROR(IF(OR(S42=\"\",'Historical scenario - input'!$D27=\"\"),\"\",S42/'Historical scenario - input'!$D27),\"\")","v":10.567323687886958},{"$f":"IFERROR(IF(OR(T42=\"\",'Historical scenario - input'!$D27=\"\"),\"\",T42/'Historical scenario - input'!$D27),\"\")","v":10.194535456536636},{"$f":"IFERROR(IF(OR(U42=\"\",'Historical scenario - input'!$D27=\"\"),\"\",U42/'Historical scenario - input'!$D27),\"\")","v":9.874872497533028},{"$f":"IFERROR(IF(OR(V42=\"\",'Historical scenario - input'!$D27=\"\"),\"\",V42/'Historical scenario - input'!$D27),\"\")","v":9.6295855010826603},{"$f":"IFERROR(IF(OR(W42=\"\",'Historical scenario - input'!$D27=\"\"),\"\",W42/'Historical scenario - input'!$D27),\"\")","v":9.4860038901225892}]
[{"$f":"IFERROR('Historical scenario - input'!A28,\"\")","v":4},{"$f":"IFERROR('Historical scenario - input'!B28,\"\")","v":"SWITCHGEAR"},{"$f":"IFERROR('Historical scenario - input'!C28,\"\")","v":"˂ = 11 kv ; fuse"},{"$f":"IFERROR(repcalc('Historical scenario - input'!$CV28:$GH28,'Historical scenario - input'!$G28,'Historical scenario - input'!$E28,'Historical scenario - input'!$F28,20,TRUE,TRUE),\"\")","v":1.8963187007911415},1.9444230091116907,2.007294780113309,2.0881060241111671,2.1893952111083026,2.312926205011435,2.459577383287987,2.6292661903006076,2.8209137055039935,3.032452651993788,3.2608805783120451,3.5023577941496096,3.7523472089021395,4.0057907506241524,4.2573147758429704,4.5014550117660939,4.7328902051352078,4.9466727881645118,5.1384444389184241,5.3046243282587522,{"$f":"IFERROR(IF(OR(D43=\"\",'Historical scenario - input'!$D28=\"\"),\"\",D43/'Historical scenario - input'!$D28),\"\")","v":97.524677831802364},{"$f":"IFERROR(IF(OR(E43=\"\",'Historical scenario - input'!$D28=\"\"),\"\",E43/'Historical scenario - input'!$D28),\"\")","v":99.99860648595002},{"$f":"IFERROR(IF(OR(F43=\"\",'Historical scenario - input'!$D28=\"\"),\"\",F43/'Historical scenario - input'!$D28),\"\")","v":103.23200243837594},{"$f":"IFERROR(IF(OR(G43=\"\",'Historical scenario - input'!$D28=\"\"),\"\",G43/'Historical scenario - input'!$D28),\"\")","v":107.3879971732221},{"$f":"IFERROR(IF(OR(H43=\"\",'Historical scenario - input'!$D28=\"\"),\"\",H43/'Historical scenario - input'!$D28),\"\")","v":112.59714019629077},{"$f":"IFERROR(IF(OR(I43=\"\",'Historical scenario - input'!$D28=\"\"),\"\",I43/'Historical scenario - input'!$D28),\"\")","v":118.95014424440737},{"$f":"IFERROR(IF(OR(J43=\"\",'Historical scenario - input'!$D28=\"\"),\"\",J43/'Historical scenario - input'!$D28),\"\")","v":126.49218288438288},{"$f":"IFERROR(IF(OR(K43=\"\",'Historical scenario - input'!$D28=\"\"),\"\",K43/'Historical scenario - input'!$D28),\"\")","v":135.21901041008547},{"$f":"IFERROR(IF(OR(L43=\"\",'Historical scenario - input'!$D28=\"\"),\"\",L43/'Historical scenario - input'!$D28),\"\")","v":145.07513964072484},{"$f":"IFERROR(IF(OR(M43=\"\",'Historical scenario - input'!$D28=\"\"),\"\",M43/'Historical scenario - input'!$D28),\"\")","v":155.95425378788227},{"$f":"IFERROR(IF(OR(N43=\"\",'Historical scenario - input'!$D28=\"\"),\"\",N43/'Historical scenario - input'!$D28),\"\")","v":167.70194151182901},{"$f":"IFERROR(IF(OR(O43=\"\",'Historical scenario - input'!$D28=\"\"),\"\",O43/'Historical scenario - input'!$D28),\"\")","v":180.12073360012832},{"$f":"IFERROR(IF(OR(P43=\"\",'Historical scenario - input'!$D28=\"\"),\"\",P43/'Historical scenario - input'!$D28),\"\")","v":192.97729464386529},{"$f":"IFERROR(IF(OR(Q43=\"\",'Historical scenario - input'!$D28=\"\"),\"\",Q43/'Historical scenario - input'!$D28),\"\")","v":206.01149598601225},{"$f":"IFERROR(IF(OR(R43=\"\",'Historical scenario - input'!$D28=\"\"),\"\",R43/'Historical scenario - input'!$D28),\"\")","v":218.94697962396276},{"$f":"IFERROR(IF(OR(S43=\"\",'Historical scenario - input'!$D28=\"\"),\"\",S43/'Historical scenario - input'!$D28),\"\")","v":231.50272663223171},{"$f":"IFERROR(IF(OR(T43=\"\",'Historical scenario - input'!$D28=\"\"),\"\",T43/'Historical scenario - input'!$D28),\"\")","v":243.40507335425013},{"$f":"IFERROR(IF(OR(U43=\"\",'Historical scenario - input'!$D28=\"\"),\"\",U43/'Historical scenario - input'!$D28),\"\")","v":254.39957418751473},{"$f":"IFERROR(IF(OR(V43=\"\",'Historical scenario - input'!$D28=\"\"),\"\",V43/'Historical scenario - input'!$D28),\"\")","v":264.26208751359519},{"$f":"IFERROR(IF(OR(W43=\"\",'Historical scenario - input'!$D28=\"\"),\"\",W43/'Historical scenario - input'!$D28),\"\")","v":272.80845694151816}]
[{"$f":"IFERROR('Historical scenario - input'!A29,\"\")","v":4},{"$f":"IFERROR('Historical scenario - input'!B29,\"\")","v":"SWITCHGEAR"},{"$f":"IFERROR('Historical scenario - input'!C29,\"\")","v":"˂ = 11 kv ; switch"},{"$f":"IFERROR(repcalc('Historical scenario - input'!$CV29:$GH29,'Historical scenario - input'!$G29,'Historical scenario - input'!$E29,'Historical scenario - input'!$F29,20,TRUE,TRUE),\"\")","v":4890.5916308430187},4810.1627806272536,4765.4794132431243,4753.1907396989855,4769.9765025136376,4812.3740285295489,4876.700878993388,4959.0584147504551,5055.3965521952605,5161.6188874967165,5273.7087192839035,5387.8590338702897,5500.5923033444533,5608.8584431342661,5710.10134708653,5802.286334194956,5883.883206965611,5953.8031919317282,6011.293396458208,6055.7996094838154,{"$f":"IFERROR(IF(OR(D44=\"\",'Historical scenario - input'!$D29=\"\"),\"\",D44/'Historical scenario - input'!$D29),\"\")","v":1006.524899812959},{"$f":"IFERROR(IF(OR(E44=\"\",'Historical scenario - input'!$D29=\"\"),\"\",E44/'Historical scenario - input'!$D29),\"\")","v":989.97196582948106},{"$f":"IFERROR(IF(OR(F44=\"\",'Historical scenario - input'!$D29=\"\"),\"\",F44/'Historical scenario - input'!$D29),\"\")","v":980.77575292223742},{"$f":"IFERROR(IF(OR(G44=\"\",'Historical scenario - input'!$D29=\"\"),\"\",G44/'Historical scenario - input'!$D29),\"\")","v":978.24664052817798},{"$f":"IFERROR(IF(OR(H44=\"\",'Historical scenario - input'!$D29=\"\"),\"\",H44/'Historical scenario - input'!$D29),\"\")","v":981.7012917259492},{"$f":"IFERROR(IF(OR(I44=\"\",'Historical scenario - input'!$D29=\"\"),\"\",I44/'Historical scenario - input'!$D29),\"\")","v":990.42705924993413},{"$f":"IFERROR(IF(OR(J44=\"\",'Historical scenario - input'!$D29=\"\"),\"\",J44/'Historical scenario - input'!$D29),\"\")","v":1003.6660662261183},{"$f":"IFERROR(IF(OR(K44=\"\",'Historical scenario - input'!$D29=\"\"),\"\",K44/'Historical scenario - input'!$D29),\"\")","v":1020.6159399190963},{"$f":"IFERROR(IF(OR(L44=\"\",'Historical scenario - input'!$D29=\"\"),\"\",L44/'Historical scenario - input'!$D29),\"\")","v":1040.4431390514608},{"$f":"IFERROR(IF(OR(M44=\"\",'Historical scenario - input'!$D29=\"\"),\"\",M44/'Historical scenario - input'!$D29),\"\")","v":1062.304589253707},{"$f":"IFERROR(IF(OR(N44=\"\",'Historical scenario - input'!$D29=\"\"),\"\",N44/'Historical scenario - input'!$D29),\"\")","v":1085.3736195931308},{"$f":"IFERROR(IF(OR(O44=\"\",'Historical scenario - input'!$D29=\"\"),\"\",O44/'Historical scenario - input'!$D29),\"\")","v":1108.8667146264766},{"$f":"IFERROR(IF(OR(P44=\"\",'Historical scenario - input'!$D29=\"\"),\"\",P44/'Historical scenario - input'!$D29),\"\")","v":1132.0681698548105},{"$f":"IFERROR(IF(OR(Q44=\"\",'Historical scenario - input'!$D29=\"\"),\"\",Q44/'Historical scenario - input'!$D29),\"\")","v":1154.3502522143006},{"$f":"IFERROR(IF(OR(R44=\"\",'Historical scenario - input'!$D29=\"\"),\"\",R44/'Historical scenario - input'!$D29),\"\")","v":1175.1868935553321},{"$f":"IFERROR(IF(OR(S44=\"\",'Historical scenario - input'!$D29=\"\"),\"\",S44/'Historical scenario - input'!$D29),\"\")","v":1194.1593394100216},{"$f":"IFERROR(IF(OR(T44=\"\",'Historical scenario - input'!$D29=\"\"),\"\",T44/'Historical scenario - input'!$D29),\"\")","v":1210.9526622613055},{"$f":"IFERROR(IF(OR(U44=\"\",'Historical scenario - input'!$D29=\"\"),\"\",U44/'Historical scenario - input'!$D29),\"\")","v":1225.3427833703979},{"$f":"IFERROR(IF(OR(V44=\"\",'Historical scenario - input'!$D29=\"\"),\"\",V44/'Historical scenario - input'!$D29),\"\")","v":1237.1747510992732},{"$f":"IFERROR(IF(OR(W44=\"\",'Historical scenario - input'!$D29=\"\"),\"\",W44/'Historical scenario - input'!$D29),\"\")","v":1246.3345041492189}]
[{"$f":"IFERROR('Historical scenario - input'!A30,\"\")","v":4},{"$f":"IFERROR('Historical scenario - input'!B30,\"\")","v":"SWITCHGEAR"},{"$f":"IFERROR('Historical scenario - input'!C30,\"\")","v":"> 11 kv & < = 22 kv ; circuit breaker"},{"$f":"IFERROR(repcalc('Historical scenario - input'!$CV30:$GH30,'Historical scenario - input'!$G30,'Historical scenario - input'!$E30,'Historical scenario - input'!$F30,20,TRUE,TRUE),\"\")","v":34.048805107741757},38.267132199345411,42.510442526876226,46.72122985409095,50.860511840091462,54.916264256649427,58.910607175476407,62.904748633135362,67.000786770317632,71.339686389768715,76.095069010460847,81.462861215593506,87.647296825223833,94.844218548442214,103.22302554852278,112.90891823170881,123.96726121018607,136.39189195866143,150.09903302636536,164.92812315903032,{"$f":"IFERROR(IF(OR(D45=\"\",'Historical scenario - input'!$D30=\"\"),\"\",D45/'Historical scenario - input'!$D30),\"\")","v":0.35639767757551344},{"$f":"IFERROR(IF(OR(E45=\"\",'Historical scenario - input'!$D30=\"\"),\"\",E45/'Historical scenario - input'!$D30),\"\")","v":0.40055200175646921},{"$f":"IFERROR(IF(OR(F45=\"\",'Historical scenario - input'!$D30=\"\"),\"\",F45/'Historical scenario - input'!$D30),\"\")","v":0.44496783195017892},{"$f":"IFERROR(IF(OR(G45=\"\",'Historical scenario - input'!$D30=\"\"),\"\",G45/'Historical scenario - input'!$D30),\"\")","v":0.48904323546096201},{"$f":"IFERROR(IF(OR(H45=\"\",'Historical scenario - input'!$D30=\"\"),\"\",H45/'Historical scenario - input'!$D30),\"\")","v":0.53237017401203957},{"$f":"IFERROR(IF(OR(I45=\"\",'Historical scenario - input'!$D30=\"\"),\"\",I45/'Historical scenario - input'!$D30),\"\")","v":0.5748227868866651},{"$f":"IFERROR(IF(OR(J45=\"\",'Historical scenario - input'!$D30=\"\"),\"\",J45/'Historical scenario - input'!$D30),\"\")","v":0.61663261061485375},{"$f":"IFERROR(IF(OR(K45=\"\",'Historical scenario - input'!$D30=\"\"),\"\",K45/'Historical scenario - input'!$D30),\"\")","v":0.65844032559672439},{"$f":"IFERROR(IF(OR(L45=\"\",'Historical scenario - input'!$D30=\"\"),\"\",L45/'Historical scenario - input'!$D30),\"\")","v":0.70131461956190588},{"$f":"IFERROR(IF(OR(M45=\"\",'Historical scenario - input'!$D30=\"\"),\"\",M45/'Historical scenario - input'!$D30),\"\")","v":0.74673100767633172},{"$f":"IFERROR(IF(OR(N45=\"\",'Historical scenario - input'!$D30=\"\"),\"\",N45/'Historical scenario - input'!$D30),\"\")","v":0.7965068314279935},{"$f":"IFERROR(IF(OR(O45=\"\",'Historical scenario - input'!$D30=\"\"),\"\",O45/'Historical scenario - input'!$D30),\"\")","v":0.85269290519955865},{"$f":"IFERROR(IF(OR(P45=\"\",'Historical scenario - input'!$D30=\"\"),\"\",P45/'Historical scenario - input'!$D30),\"\")","v":0.9174269973773308},{"$f":"IFERROR(IF(OR(Q45=\"\",'Historical scenario - input'!$D30=\"\"),\"\",Q45/'Historical scenario - input'!$D30),\"\")","v":0.99275904441191498},{"$f":"IFERROR(IF(OR(R45=\"\",'Historical scenario - input'!$D30=\"\"),\"\",R45/'Historical scenario - input'!$D30),\"\")","v":1.0804621912986525},{"$f":"IFERROR(IF(OR(S45=\"\",'Historical scenario - input'!$D30=\"\"),\"\",S45/'Historical scenario - input'!$D30),\"\")","v":1.1818469431749601},{"$f":"IFERROR(IF(OR(T45=\"\",'Historical scenario - input'!$D30=\"\"),\"\",T45/'Historical scenario - input'!$D30),\"\")","v":1.2975974883964918},{"$f":"IFERROR(IF(OR(U45=\"\",'Historical scenario - input'!$D30=\"\"),\"\",U45/'Historical scenario - input'!$D30),\"\")","v":1.4276493222120374},{"$f":"IFERROR(IF(OR(V45=\"\",'Historical scenario - input'!$D30=\"\"),\"\",V45/'Historical scenario - input'!$D30),\"\")","v":1.5711255243069786},{"$f":"IFERROR(IF(OR(W45=\"\",'Historical scenario - input'!$D30=\"\"),\"\",W45/'Historical scenario - input'!$D30),\"\")","v":1.7263454583726847}]
[{"$f":"IFERROR('Historical scenario - input'!A31,\"\")","v":4},{"$f":"IFERROR('Historical scenario - input'!B31,\"\")","v":"SWITCHGEAR"},{"$f":"IFERROR('Historical scenario - input'!C31,\"\")","v":"> 11 kv & < = 22 kv ; switch"},{"$f":"IFERROR(repcalc('Historical scenario - input'!$CV31:$GH31,'Historical scenario - input'!$G31,'Historical scenario - input'!$E31,'Historical scenario - input'!$F31,20,TRUE,TRUE),\"\")","v":1806.5512261760443},1947.4529243607626,2152.1709421047194,2337.0357644343158,2487.3402334080324,2601.4036657805864,2687.6851879691858,2761.6814834844763,2841.3732638125771,2941.7706927702093,3069.8416813980025,3221.317828545974,3380.6004258588973,3524.2118646135127,3627.0861941787753,3669.8587515902291,3644.7400540714034,3557.9339743771111,3427.826777400629,3279.7812328183368,{"$f":"IFERROR(IF(OR(D46=\"\",'Historical scenario - input'!$D31=\"\"),\"\",D46/'Historical scenario - input'!$D31),\"\")","v":192.61574775875059},{"$f":"IFERROR(IF(OR(E46=\"\",'Historical scenario - input'!$D31=\"\"),\"\",E46/'Historical scenario - input'!$D31),\"\")","v":207.63878478260224},{"$f":"IFERROR(IF(OR(F46=\"\",'Historical scenario - input'!$D31=\"\"),\"\",F46/'Historical scenario - input'!$D31),\"\")","v":229.4659621668315},{"$f":"IFERROR(IF(OR(G46=\"\",'Historical scenario - input'!$D31=\"\"),\"\",G46/'Historical scenario - input'!$D31),\"\")","v":249.17637805283741},{"$f":"IFERROR(IF(OR(H46=\"\",'Historical scenario - input'!$D31=\"\"),\"\",H46/'Historical scenario - input'!$D31),\"\")","v":265.20194503558798},{"$f":"IFERROR(IF(OR(I46=\"\",'Historical scenario - input'!$D31=\"\"),\"\",I46/'Historical scenario - input'!$D31),\"\")","v":277.3634674989583},{"$f":"IFERROR(IF(OR(J46=\"\",'Historical scenario - input'!$D31=\"\"),\"\",J46/'Historical scenario - input'!$D31),\"\")","v":286.56286338284826},{"$f":"IFERROR(IF(OR(K46=\"\",'Historical scenario - input'!$D31=\"\"),\"\",K46/'Historical scenario - input'!$D31),\"\")","v":294.45239985739619},{"$f":"IFERROR(IF(OR(L46=\"\",'Historical scenario - input'!$D31=\"\"),\"\",L46/'Historical scenario - input'!$D31),\"\")","v":302.94919288253203},{"$f":"IFERROR(IF(OR(M46=\"\",'Historical scenario - input'!$D31=\"\"),\"\",M46/'Historical scenario - input'!$D31),\"\")","v":313.65363656036988},{"$f":"IFERROR(IF(OR(N46=\"\",'Historical scenario - input'!$D31=\"\"),\"\",N46/'Historical scenario - input'!$D31),\"\")","v":327.30865441057557},{"$f":"IFERROR(IF(OR(O46=\"\",'Historical scenario - input'!$D31=\"\"),\"\",O46/'Historical scenario - input'!$D31),\"\")","v":343.45914653488683},{"$f":"IFERROR(IF(OR(P46=\"\",'Historical scenario - input'!$D31=\"\"),\"\",P46/'Historical scenario - input'!$D31),\"\")","v":360.44196780330236},{"$f":"IFERROR(IF(OR(Q46=\"\",'Historical scenario - input'!$D31=\"\"),\"\",Q46/'Historical scenario - input'!$D31),\"\")","v":375.75391925069226},{"$f":"IFERROR(IF(OR(R46=\"\",'Historical scenario - input'!$D31=\"\"),\"\",R46/'Historical scenario - input'!$D31),\"\")","v":386.722451793407},{"$f":"IFERROR(IF(OR(S46=\"\",'Historical scenario - input'!$D31=\"\"),\"\",S46/'Historical scenario - input'!$D31),\"\")","v":391.28289160268946},{"$f":"IFERROR(IF(OR(T46=\"\",'Historical scenario - input'!$D31=\"\"),\"\",T46/'Historical scenario - input'!$D31),\"\")","v":388.60471860919193},{"$f":"IFERROR(IF(OR(U46=\"\",'Historical scenario - input'!$D31=\"\"),\"\",U46/'Historical scenario - input'!$D31),\"\")","v":379.34939403934084},{"$f":"IFERROR(IF(OR(V46=\"\",'Historical scenario - input'!$D31=\"\"),\"\",V46/'Historical scenario - input'!$D31),\"\")","v":365.47727423930257},{"$f":"IFERROR(IF(OR(W46=\"\",'Historical scenario - input'!$D31=\"\"),\"\",W46/'Historical scenario - input'!$D31),\"\")","v":349.69255534570675}]
[{"$f":"IFERROR('Historical scenario - input'!A32,\"\")","v":4},{"$f":"IFERROR('Historical scenario - input'!B32,\"\")","v":"SWITCHGEAR"},{"$f":"IFERROR('Historical scenario - input'!C32,\"\")","v":"> 22 kv & < = 33 kv ; circuit breaker"},{"$f":"IFERROR(repcalc('Historical scenario - input'!$CV32:$GH32,'Historical scenario - input'!$G32,'Historical scenario - input'!$E32,'Historical scenario - input'!$F32,20,TRUE,TRUE),\"\")","v":10.105995161460068},12.092333074197038,14.271748578007317,16.61545309068083,19.083013152673942,21.622855384838935,24.173609290328134,26.666284102061383,29.02719743539668,31.181496110990388,33.057042343174594,34.588390049858759,35.720552955588836,36.41227220576657,36.638526739779628,36.392091516708263,35.684030546280589,34.543104902704727,33.014170568750053,31.155727066107673,{"$f":"IFERROR(IF(OR(D47=\"\",'Historical scenario - input'!$D32=\"\"),\"\",D47/'Historical scenario - input'!$D32),\"\")","v":0.10578207351877982},{"$f":"IFERROR(IF(OR(E47=\"\",'Historical scenario - input'!$D32=\"\"),\"\",E47/'Historical scenario - input'!$D32),\"\")","v":0.12657358783887224},{"$f":"IFERROR(IF(OR(F47=\"\",'Historical scenario - input'!$D32=\"\"),\"\",F47/'Historical scenario - input'!$D32),\"\")","v":0.14938609540183051},{"$f":"IFERROR(IF(OR(G47=\"\",'Historical scenario - input'!$D32=\"\"),\"\",G47/'Historical scenario - input'!$D32),\"\")","v":0.17391825864799884},{"$f":"IFERROR(IF(OR(H47=\"\",'Historical scenario - input'!$D32=\"\"),\"\",H47/'Historical scenario - input'!$D32),\"\")","v":0.19974685006521942},{"$f":"IFERROR(IF(OR(I47=\"\",'Historical scenario - input'!$D32=\"\"),\"\",I47/'Historical scenario - input'!$D32),\"\")","v":0.22633203771240634},{"$f":"IFERROR(IF(OR(J47=\"\",'Historical scenario - input'!$D32=\"\"),\"\",J47/'Historical scenario - input'!$D32),\"\")","v":0.25303144067548772},{"$f":"IFERROR(IF(OR(K47=\"\",'Historical scenario - input'!$D32=\"\"),\"\",K47/'Historical scenario - input'!$D32),\"\")","v":0.27912291469466605},{"$f":"IFERROR(IF(OR(L47=\"\",'Historical scenario - input'!$D32=\"\"),\"\",L47/'Historical scenario - input'!$D32),\"\")","v":0.30383520713180789},{"$f":"IFERROR(IF(OR(M47=\"\",'Historical scenario - input'!$D32=\"\"),\"\",M47/'Historical scenario - input'!$D32),\"\")","v":0.32638481033685629},{"$f":"IFERROR(IF(OR(N47=\"\",'Historical scenario - input'!$D32=\"\"),\"\",N47/'Historical scenario - input'!$D32),\"\")","v":0.34601663938991084},{"$f":"IFERROR(IF(OR(O47=\"\",'Historical scenario - input'!$D32=\"\"),\"\",O47/'Historical scenario - input'!$D32),\"\")","v":0.36204565316868603},{"$f":"IFERROR(IF(OR(P47=\"\",'Historical scenario - input'!$D32=\"\"),\"\",P47/'Historical scenario - input'!$D32),\"\")","v":0.37389629606092661},{"$f":"IFERROR(IF(OR(Q47=\"\",'Historical scenario - input'!$D32=\"\"),\"\",Q47/'Historical scenario - input'!$D32),\"\")","v":0.38113670093027596},{"$f":"IFERROR(IF(OR(R47=\"\",'Historical scenario - input'!$D32=\"\"),\"\",R47/'Historical scenario - input'!$D32),\"\")","v":0.38350496584318622},{"$f":"IFERROR(IF(OR(S47=\"\",'Historical scenario - input'!$D32=\"\"),\"\",S47/'Historical scenario - input'!$D32),\"\")","v":0.38092546442169672},{"$f":"IFERROR(IF(OR(T47=\"\",'Historical scenario - input'!$D32=\"\"),\"\",T47/'Historical scenario - input'!$D32),\"\")","v":0.37351400652636785},{"$f":"IFERROR(IF(OR(U47=\"\",'Historical scenario - input'!$D32=\"\"),\"\",U47/'Historical scenario - input'!$D32),\"\")","v":0.36157164178346146},{"$f":"IFERROR(IF(OR(V47=\"\",'Historical scenario - input'!$D32=\"\"),\"\",V47/'Historical scenario - input'!$D32),\"\")","v":0.34556788940323441},{"$f":"IFERROR(IF(OR(W47=\"\",'Historical scenario - input'!$D32=\"\"),\"\",W47/'Historical scenario - input'!$D32),\"\")","v":0.32611507905787374}]
[{"$f":"IFERROR('Historical scenario - input'!A33,\"\")","v":4},{"$f":"IFERROR('Historical scenario - input'!B33,\"\")","v":"SWITCHGEAR"},{"$f":"IFERROR('Historical scenario - input'!C33,\"\")","v":"> 22 kv & < = 33 kv ; switch"},{"$f":"IFERROR(repcalc('Historical scenario - input'!$CV33:$GH33,'Historical scenario - input'!$G33,'Historical scenario - input'!$E33,'Historical scenario - input'!$F33,20,TRUE,TRUE),\"\")","v":1.2780469986536092},1.2252594016482858,1.1071744504330689,0.94319389124658415,0.75794807167147293,0.57552264897345784,0.4148972675416519,0.28774988718686551,0.19869271599028868,0.14712654671470923,0.12955417552117074,0.14138636778434924,0.17778136756100338,0.23359861138831028,0.30291177368928041,0.37863046123427296,0.45264434109972002,0.5166178245874038,0.56325117551378712,0.5876063178467259,{"$f":"IFERROR(IF(OR(D48=\"\",'Historical scenario - input'!$D33=\"\"),\"\",D48/'Historical scenario - input'!$D33),\"\")","v":0.18372370993494108},{"$f":"IFERROR(IF(OR(E48=\"\",'Historical scenario - input'!$D33=\"\"),\"\",E48/'Historical scenario - input'!$D33),\"\")","v":0.17613530890541279},{"$f":"IFERROR(IF(OR(F48=\"\",'Historical scenario - input'!$D33=\"\"),\"\",F48/'Historical scenario - input'!$D33),\"\")","v":0.15916018565282403},{"$f":"IFERROR(IF(OR(G48=\"\",'Historical scenario - input'!$D33=\"\"),\"\",G48/'Historical scenario - input'!$D33),\"\")","v":0.1355874088123124},{"$f":"IFERROR(IF(OR(H48=\"\",'Historical scenario - input'!$D33=\"\"),\"\",H48/'Historical scenario - input'!$D33),\"\")","v":0.10895767668342185},{"$f":"IFERROR(IF(OR(I48=\"\",'Historical scenario - input'!$D33=\"\"),\"\",I48/'Historical scenario - input'!$D33),\"\")","v":8.2733386434442516E-2},{"$f":"IFERROR(IF(OR(J48=\"\",'Historical scenario - input'!$D33=\"\"),\"\",J48/'Historical scenario - input'!$D33),\"\")","v":5.9642928088657766E-2},{"$f":"IFERROR(IF(OR(K48=\"\",'Historical scenario - input'!$D33=\"\"),\"\",K48/'Historical scenario - input'!$D33),\"\")","v":4.1365049065507933E-2},{"$f":"IFERROR(IF(OR(L48=\"\",'Historical scenario - input'!$D33=\"\"),\"\",L48/'Historical scenario - input'!$D33),\"\")","v":2.8562770349793144E-2},{"$f":"IFERROR(IF(OR(M48=\"\",'Historical scenario - input'!$D33=\"\"),\"\",M48/'Historical scenario - input'!$D33),\"\")","v":2.114995381298098E-2},{"$f":"IFERROR(IF(OR(N48=\"\",'Historical scenario - input'!$D33=\"\"),\"\",N48/'Historical scenario - input'!$D33),\"\")","v":1.8623864215781594E-2},{"$f":"IFERROR(IF(OR(O48=\"\",'Historical scenario - input'!$D33=\"\"),\"\",O48/'Historical scenario - input'!$D33),\"\")","v":2.0324783087736036E-2},{"$f":"IFERROR(IF(OR(P48=\"\",'Historical scenario - input'!$D33=\"\"),\"\",P48/'Historical scenario - input'!$D33),\"\")","v":2.5556691138920732E-2},{"$f":"IFERROR(IF(OR(Q48=\"\",'Historical scenario - input'!$D33=\"\"),\"\",Q48/'Historical scenario - input'!$D33),\"\")","v":3.3580614457154996E-2},{"$f":"IFERROR(IF(OR(R48=\"\",'Historical scenario - input'!$D33=\"\"),\"\",R48/'Historical scenario - input'!$D33),\"\")","v":4.3544623088036631E-2},{"$f":"IFERROR(IF(OR(S48=\"\",'Historical scenario - input'!$D33=\"\"),\"\",S48/'Historical scenario - input'!$D33),\"\")","v":5.4429448295424059E-2},{"$f":"IFERROR(IF(OR(T48=\"\",'Historical scenario - input'!$D33=\"\"),\"\",T48/'Historical scenario - input'!$D33),\"\")","v":6.5069201457775866E-2},{"$f":"IFERROR(IF(OR(U48=\"\",'Historical scenario - input'!$D33=\"\"),\"\",U48/'Historical scenario - input'!$D33),\"\")","v":7.4265612650948665E-2},{"$f":"IFERROR(IF(OR(V48=\"\",'Historical scenario - input'!$D33=\"\"),\"\",V48/'Historical scenario - input'!$D33),\"\")","v":8.0969319359636985E-2},{"$f":"IFERROR(IF(OR(W48=\"\",'Historical scenario - input'!$D33=\"\"),\"\",W48/'Historical scenario - input'!$D33),\"\")","v":8.4470455945470632E-2}]
[{"$f":"IFERROR('Historical scenario - input'!A34,\"\")","v":4},{"$f":"IFERROR('Historical scenario - input'!B34,\"\")","v":"SWITCHGEAR"},{"$f":"IFERROR('Historical scenario - input'!C34,\"\")","v":"> 33 kv & < = 66 kv ; circuit breaker"},{"$f":"IFERROR(repcalc('Historical scenario - input'!$CV34:$GH34,'Historical scenario - input'!$G34,'Historical scenario - input'!$E34,'Historical scenario - input'!$F34,20,TRUE,TRUE),\"\")","v":2.3119726113399202E-9},5.19682636308857E-9,1.1506248065655134E-8,2.5093964183684403E-8,5.3906959676317451E-8,1.1406710942354252E-7,2.3774756401549541E-7,4.8810332499181854E-7,9.8706900714777671E-7,1.9661802676227217E-6,3.8577957195746627E-6,7.4558163972826557E-6,1.4193557939563936E-5,2.6615059728271572E-5,4.9159077331066716E-5,8.943759573704542E-5,1.6027900266800705E-4,2.829262714755453E-4,4.9193764488131351E-4,8.4253312038011789E-4,{"$f":"IFERROR(IF(OR(D49=\"\",'Historical scenario - input'!$D34=\"\"),\"\",D49/'Historical scenario - input'!$D34),\"\")","v":2.4200017201554952E-11},{"$f":"IFERROR(IF(OR(E49=\"\",'Historical scenario - input'!$D34=\"\"),\"\",E49/'Historical scenario - input'!$D34),\"\")","v":5.4396529943038838E-11},{"$f":"IFERROR(IF(OR(F49=\"\",'Historical scenario - input'!$D34=\"\"),\"\",F49/'Historical scenario - input'!$D34),\"\")","v":1.2043888398523638E-10},{"$f":"IFERROR(IF(OR(G49=\"\",'Historical scenario - input'!$D34=\"\"),\"\",G49/'Historical scenario - input'!$D34),\"\")","v":2.6266503414519961E-10},{"$f":"IFERROR(IF(OR(H49=\"\",'Historical scenario - input'!$D34=\"\"),\"\",H49/'Historical scenario - input'!$D34),\"\")","v":5.6425813396394464E-10},{"$f":"IFERROR(IF(OR(I49=\"\",'Historical scenario - input'!$D34=\"\"),\"\",I49/'Historical scenario - input'!$D34),\"\")","v":1.1939700308913069E-9},{"$f":"IFERROR(IF(OR(J49=\"\",'Historical scenario - input'!$D34=\"\"),\"\",J49/'Historical scenario - input'!$D34),\"\")","v":2.4885654399981394E-9},{"$f":"IFERROR(IF(OR(K49=\"\",'Historical scenario - input'!$D34=\"\"),\"\",K49/'Historical scenario - input'!$D34),\"\")","v":5.1091041489857373E-9},{"$f":"IFERROR(IF(OR(L49=\"\",'Historical scenario - input'!$D34=\"\"),\"\",L49/'Historical scenario - input'!$D34),\"\")","v":1.0331907408822649E-8},{"$f":"IFERROR(IF(OR(M49=\"\",'Historical scenario - input'!$D34=\"\"),\"\",M49/'Historical scenario - input'!$D34),\"\")","v":2.058051901845478E-8},{"$f":"IFERROR(IF(OR(N49=\"\",'Historical scenario - input'!$D34=\"\"),\"\",N49/'Historical scenario - input'!$D34),\"\")","v":4.0380548764236957E-8},{"$f":"IFERROR(IF(OR(O49=\"\",'Historical scenario - input'!$D34=\"\"),\"\",O49/'Historical scenario - input'!$D34),\"\")","v":7.8041964762422396E-8},{"$f":"IFERROR(IF(OR(P49=\"\",'Historical scenario - input'!$D34=\"\"),\"\",P49/'Historical scenario - input'!$D34),\"\")","v":1.4856765370141877E-7},{"$f":"IFERROR(IF(OR(Q49=\"\",'Historical scenario - input'!$D34=\"\"),\"\",Q49/'Historical scenario - input'!$D34),\"\")","v":2.7858673588321642E-7},{"$f":"IFERROR(IF(OR(R49=\"\",'Historical scenario - input'!$D34=\"\"),\"\",R49/'Historical scenario - input'!$D34),\"\")","v":5.1456081754139569E-7},{"$f":"IFERROR(IF(OR(S49=\"\",'Historical scenario - input'!$D34=\"\"),\"\",S49/'Historical scenario - input'!$D34),\"\")","v":9.3616652060935479E-7},{"$f":"IFERROR(IF(OR(T49=\"\",'Historical scenario - input'!$D34=\"\"),\"\",T49/'Historical scenario - input'!$D34),\"\")","v":1.6776819079036939E-6},{"$f":"IFERROR(IF(OR(U49=\"\",'Historical scenario - input'!$D34=\"\"),\"\",U49/'Historical scenario - input'!$D34),\"\")","v":2.9614626933283087E-6},{"$f":"IFERROR(IF(OR(V49=\"\",'Historical scenario - input'!$D34=\"\"),\"\",V49/'Historical scenario - input'!$D34),\"\")","v":5.1492389701453469E-6},{"$f":"IFERROR(IF(OR(W49=\"\",'Historical scenario - input'!$D34=\"\"),\"\",W49/'Historical scenario - input'!$D34),\"\")","v":8.8190127798537589E-6}]
[{"$f":"IFERROR('Historical scenario - input'!A35,\"\")","v":5},{"$f":"IFERROR('Historical scenario - input'!B35,\"\")","v":"TRANSFORMERS"},{"$f":"IFERROR('Historical scenario - input'!C35,\"\")","v":"ground outdoor / indoor chamber mounted ; ˂ 22 kv ; < = 60 kva ; multiple phase"},{"$f":"IFERROR(repcalc('Historical scenario - input'!$CV35:$GH35,'Historical scenario - input'!$G35,'Historical scenario - input'!$E35,'Historical scenario - input'!$F35,20,TRUE,TRUE),\"\")","v":8.9403269685877143E-5},1.6720338724420883E-4,3.0849676065481833E-4,5.6152677021704294E-4,1.008335807321444E-3,1.7863042830761023E-3,3.1219217258739908E-3,5.3827704727461723E-3,9.1560499435760744E-3,1.5364919340550651E-2,2.5437471950030727E-2,4.1547144848957808E-2,6.6947514927979179E-2,0.10642820975773472,0.16692126618081143,0.25828759342595758,0.39430985202930674,0.59390946824420432,0.88259009167881108,1.2940863003857117,{"$f":"IFERROR(IF(OR(D50=\"\",'Historical scenario - input'!$D35=\"\"),\"\",D50/'Historical scenario - input'!$D35),\"\")","v":1.7925566226921472E-8},{"$f":"IFERROR(IF(OR(E50=\"\",'Historical scenario - input'!$D35=\"\"),\"\",E50/'Historical scenario - input'!$D35),\"\")","v":3.3524673112544185E-8},{"$f":"IFERROR(IF(OR(F50=\"\",'Historical scenario - input'!$D35=\"\"),\"\",F50/'Historical scenario - input'!$D35),\"\")","v":6.1854327401431136E-8},{"$f":"IFERROR(IF(OR(G50=\"\",'Historical scenario - input'!$D35=\"\"),\"\",G50/'Historical scenario - input'!$D35),\"\")","v":1.1258744051622727E-7},{"$f":"IFERROR(IF(OR(H50=\"\",'Historical scenario - input'!$D35=\"\"),\"\",H50/'Historical scenario - input'!$D35),\"\")","v":2.021737052417015E-7},{"$f":"IFERROR(IF(OR(I50=\"\",'Historical scenario - input'!$D35=\"\"),\"\",I50/'Historical scenario - input'!$D35),\"\")","v":3.581582177052342E-7},{"$f":"IFERROR(IF(OR(J50=\"\",'Historical scenario - input'!$D35=\"\"),\"\",J50/'Historical scenario - input'!$D35),\"\")","v":6.2595266201163827E-7},{"$f":"IFERROR(IF(OR(K50=\"\",'Historical scenario - input'!$D35=\"\"),\"\",K50/'Historical scenario - input'!$D35),\"\")","v":1.079258162845146E-6},{"$f":"IFERROR(IF(OR(L50=\"\",'Historical scenario - input'!$D35=\"\"),\"\",L50/'Historical scenario - input'!$D35),\"\")","v":1.8358095874708305E-6},{"$f":"IFERROR(IF(OR(M50=\"\",'Historical scenario - input'!$D35=\"\"),\"\",M50/'Historical scenario - input'!$D35),\"\")","v":3.0807025311050295E-6},{"$f":"IFERROR(IF(OR(N50=\"\",'Historical scenario - input'!$D35=\"\"),\"\",N50/'Historical scenario - input'!$D35),\"\")","v":5.1002730625831178E-6},{"$f":"IFERROR(IF(OR(O50=\"\",'Historical scenario - input'!$D35=\"\"),\"\",O50/'Historical scenario - input'!$D35),\"\")","v":8.3303004369552719E-6},{"$f":"IFERROR(IF(OR(P50=\"\",'Historical scenario - input'!$D35=\"\"),\"\",P50/'Historical scenario - input'!$D35),\"\")","v":1.3423134486980375E-5},{"$f":"IFERROR(IF(OR(Q50=\"\",'Historical scenario - input'!$D35=\"\"),\"\",Q50/'Historical scenario - input'!$D35),\"\")","v":2.1339106826048587E-5},{"$f":"IFERROR(IF(OR(R50=\"\",'Historical scenario - input'!$D35=\"\"),\"\",R50/'Historical scenario - input'!$D35),\"\")","v":3.3468107174590145E-5},{"$f":"IFERROR(IF(OR(S50=\"\",'Historical scenario - input'!$D35=\"\"),\"\",S50/'Historical scenario - input'!$D35),\"\")","v":5.1787271067565371E-5},{"$f":"IFERROR(IF(OR(T50=\"\",'Historical scenario - input'!$D35=\"\"),\"\",T50/'Historical scenario - input'!$D35),\"\")","v":7.9060054417623801E-5},{"$f":"IFERROR(IF(OR(U50=\"\",'Historical scenario - input'!$D35=\"\"),\"\",U50/'Historical scenario - input'!$D35),\"\")","v":1.1908024777184353E-4},{"$f":"IFERROR(IF(OR(V50=\"\",'Historical scenario - input'!$D35=\"\"),\"\",V50/'Historical scenario - input'!$D35),\"\")","v":1.7696139296919272E-4},{"$f":"IFERROR(IF(OR(W50=\"\",'Historical scenario - input'!$D35=\"\"),\"\",W50/'Historical scenario - input'!$D35),\"\")","v":2.5946735239572885E-4}]
[{"$f":"IFERROR('Historical scenario - input'!A36,\"\")","v":5},{"$f":"IFERROR('Historical scenario - input'!B36,\"\")","v":"TRANSFORMERS"},{"$f":"IFERROR('Historical scenario - input'!C36,\"\")","v":"ground outdoor / indoor chamber mounted ; ˂ 22 kv ; > 60 kva and < = 600 kva ; multiple phase"},{"$f":"IFERROR(repcalc('Historical scenario - input'!$CV36:$GH36,'Historical scenario - input'!$G36,'Historical scenario - input'!$E36,'Historical scenario - input'!$F36,20,TRUE,TRUE),\"\")","v":1620.505666964573},2061.9165673662251,2590.9189367662598,3215.2473808380992,3940.6697632581368,4770.2367411421301,5703.5531264067249,6736.135534754937,7858.9257658302713,9058.0277583186362,10314.726710584684,11605.831809803127,12904.359743406134,14180.546616140025,15403.143864791315,16540.922739793998,17564.285671865659,18446.864896174793,19166.981849952048,19708.846673151533,{"$f":"IFERROR(IF(OR(D51=\"\",'Historical scenario - input'!$D36=\"\"),\"\",D51/'Historical scenario - input'!$D36),\"\")","v":0.32491520451475986},{"$f":"IFERROR(IF(OR(E51=\"\",'Historical scenario - input'!$D36=\"\"),\"\",E51/'Historical scenario - input'!$D36),\"\")","v":0.41341913011206693},{"$f":"IFERROR(IF(OR(F51=\"\",'Historical scenario - input'!$D36=\"\"),\"\",F51/'Historical scenario - input'!$D36),\"\")","v":0.51948535162942888},{"$f":"IFERROR(IF(OR(G51=\"\",'Historical scenario - input'!$D36=\"\"),\"\",G51/'Historical scenario - input'!$D36),\"\")","v":0.6446646757288973},{"$f":"IFERROR(IF(OR(H51=\"\",'Historical scenario - input'!$D36=\"\"),\"\",H51/'Historical scenario - input'!$D36),\"\")","v":0.79011357266801774},{"$f":"IFERROR(IF(OR(I51=\"\",'Historical scenario - input'!$D36=\"\"),\"\",I51/'Historical scenario - input'!$D36),\"\")","v":0.95644370638655762},{"$f":"IFERROR(IF(OR(J51=\"\",'Historical scenario - input'!$D36=\"\"),\"\",J51/'Historical scenario - input'!$D36),\"\")","v":1.1435758407426491},{"$f":"IFERROR(IF(OR(K51=\"\",'Historical scenario - input'!$D36=\"\"),\"\",K51/'Historical scenario - input'!$D36),\"\")","v":1.3506110466208507},{"$f":"IFERROR(IF(OR(L51=\"\",'Historical scenario - input'!$D36=\"\"),\"\",L51/'Historical scenario - input'!$D36),\"\")","v":1.5757331335064575},{"$f":"IFERROR(IF(OR(M51=\"\",'Historical scenario - input'!$D36=\"\"),\"\",M51/'Historical scenario - input'!$D36),\"\")","v":1.8161559083636407},{"$f":"IFERROR(IF(OR(N51=\"\",'Historical scenario - input'!$D36=\"\"),\"\",N51/'Historical scenario - input'!$D36),\"\")","v":2.0681270093680864},{"$f":"IFERROR(IF(OR(O51=\"\",'Historical scenario - input'!$D36=\"\"),\"\",O51/'Historical scenario - input'!$D36),\"\")","v":2.3269966239053743},{"$f":"IFERROR(IF(OR(P51=\"\",'Historical scenario - input'!$D36=\"\"),\"\",P51/'Historical scenario - input'!$D36),\"\")","v":2.5873545342266921},{"$f":"IFERROR(IF(OR(Q51=\"\",'Historical scenario - input'!$D36=\"\"),\"\",Q51/'Historical scenario - input'!$D36),\"\")","v":2.8432330092030154},{"$f":"IFERROR(IF(OR(R51=\"\",'Historical scenario - input'!$D36=\"\"),\"\",R51/'Historical scenario - input'!$D36),\"\")","v":3.0883666382811543},{"$f":"IFERROR(IF(OR(S51=\"\",'Historical scenario - input'!$D36=\"\"),\"\",S51/'Historical scenario - input'!$D36),\"\")","v":3.3164939835909268},{"$f":"IFERROR(IF(OR(T51=\"\",'Historical scenario - input'!$D36=\"\"),\"\",T51/'Historical scenario - input'!$D36),\"\")","v":3.5216806627524488},{"$f":"IFERROR(IF(OR(U51=\"\",'Historical scenario - input'!$D36=\"\"),\"\",U51/'Historical scenario - input'!$D36),\"\")","v":3.6986398767884152},{"$f":"IFERROR(IF(OR(V51=\"\",'Historical scenario - input'!$D36=\"\"),\"\",V51/'Historical scenario - input'!$D36),\"\")","v":3.8430250227838338},{"$f":"IFERROR(IF(OR(W51=\"\",'Historical scenario - input'!$D36=\"\"),\"\",W51/'Historical scenario - input'!$D36),\"\")","v":3.951670196594919}]
[{"$f":"IFERROR('Historical scenario - input'!A37,\"\")","v":5},{"$f":"IFERROR('Historical scenario - input'!B37,\"\")","v":"TRANSFORMERS"},{"$f":"IFERROR('Historical scenario - input'!C37,\"\")","v":"ground outdoor / indoor chamber mounted ; ˂ 22 kv ; > 600 kva ; multiple phase"},{"$f":"IFERROR(repcalc('Historical scenario - input'!$CV37:$GH37,'Historical scenario - input'!$G37,'Historical scenario - input'!$E37,'Historical scenario - input'!$F37,20,TRUE,TRUE),\"\")","v":2270.4266122091958},2814.8947870568595,3450.6877762321974,4183.4625368385532,5017.2305275521094,5954.1011853520686,6994.1456001602019,8135.4104677382838,9374.1010280230548,10704.936240932775,12121.661234456938,13617.682967541863,15186.777333929333,16823.80192414514,18525.340449310577,20290.203943814246,22119.721028931672,24017.764511057561,25990.483220882452,28045.734253848019,{"$f":"IFERROR(IF(OR(D52=\"\",'Historical scenario - input'!$D37=\"\"),\"\",D52/'Historical scenario - input'!$D37),\"\")","v":0.45522588540125819},{"$f":"IFERROR(IF(OR(E52=\"\",'Historical scenario - input'!$D37=\"\"),\"\",E52/'Historical scenario - input'!$D37),\"\")","v":0.5643930373519056},{"$f":"IFERROR(IF(OR(F52=\"\",'Historical scenario - input'!$D37=\"\"),\"\",F52/'Historical scenario - input'!$D37),\"\")","v":0.69187102975776094},{"$f":"IFERROR(IF(OR(G52=\"\",'Historical scenario - input'!$D37=\"\"),\"\",G52/'Historical scenario - input'!$D37),\"\")","v":0.8387940958471517},{"$f":"IFERROR(IF(OR(H52=\"\",'Historical scenario - input'!$D37=\"\"),\"\",H52/'Historical scenario - input'!$D37),\"\")","v":1.0059665425365825},{"$f":"IFERROR(IF(OR(I52=\"\",'Historical scenario - input'!$D37=\"\"),\"\",I52/'Historical scenario - input'!$D37),\"\")","v":1.1938113169107076},{"$f":"IFERROR(IF(OR(J52=\"\",'Historical scenario - input'!$D37=\"\"),\"\",J52/'Historical scenario - input'!$D37),\"\")","v":1.4023426726663466},{"$f":"IFERROR(IF(OR(K52=\"\",'Historical scenario - input'!$D37=\"\"),\"\",K52/'Historical scenario - input'!$D37),\"\")","v":1.6311689677012959},{"$f":"IFERROR(IF(OR(L52=\"\",'Historical scenario - input'!$D37=\"\"),\"\",L52/'Historical scenario - input'!$D37),\"\")","v":1.8795293436815346},{"$f":"IFERROR(IF(OR(M52=\"\",'Historical scenario - input'!$D37=\"\"),\"\",M52/'Historical scenario - input'!$D37),\"\")","v":2.1463649396273148},{"$f":"IFERROR(IF(OR(N52=\"\",'Historical scenario - input'!$D37=\"\"),\"\",N52/'Historical scenario - input'!$D37),\"\")","v":2.4304216389625961},{"$f":"IFERROR(IF(OR(O52=\"\",'Historical scenario - input'!$D37=\"\"),\"\",O52/'Historical scenario - input'!$D37),\"\")","v":2.730377521421377},{"$f":"IFERROR(IF(OR(P52=\"\",'Historical scenario - input'!$D37=\"\"),\"\",P52/'Historical scenario - input'!$D37),\"\")","v":3.0449846390334425},{"$f":"IFERROR(IF(OR(Q52=\"\",'Historical scenario - input'!$D37=\"\"),\"\",Q52/'Historical scenario - input'!$D37),\"\")","v":3.3732119265825014},{"$f":"IFERROR(IF(OR(R52=\"\",'Historical scenario - input'!$D37=\"\"),\"\",R52/'Historical scenario - input'!$D37),\"\")","v":3.7143744100988005},{"$f":"IFERROR(IF(OR(S52=\"\",'Historical scenario - input'!$D37=\"\"),\"\",S52/'Historical scenario - input'!$D37),\"\")","v":4.0682336991757762},{"$f":"IFERROR(IF(OR(T52=\"\",'Historical scenario - input'!$D37=\"\"),\"\",T52/'Historical scenario - input'!$D37),\"\")","v":4.4350561855097101},{"$f":"IFERROR(IF(OR(U52=\"\",'Historical scenario - input'!$D37=\"\"),\"\",U52/'Historical scenario - input'!$D37),\"\")","v":4.8156183759079765},{"$f":"IFERROR(IF(OR(V52=\"\",'Historical scenario - input'!$D37=\"\"),\"\",V52/'Historical scenario - input'!$D37),\"\")","v":5.2111531254121015},{"$f":"IFERROR(IF(OR(W52=\"\",'Historical scenario - input'!$D37=\"\"),\"\",W52/'Historical scenario - input'!$D37),\"\")","v":5.6232358001712868}]
[{"$f":"IFERROR('Historical scenario - input'!A38,\"\")","v":5},{"$f":"IFERROR('Historical scenario - input'!B38,\"\")","v":"TRANSFORMERS"},{"$f":"IFERROR('Historical scenario - input'!C38,\"\")","v":"kiosk mounted ; < = 22 kv ; < = 60 kva ; multiple phase"},{"$f":"IFERROR(repcalc('Historical scenario - input'!$CV38:$GH38,'Historical scenario - input'!$G38,'Historical scenario - input'!$E38,'Historical scenario - input'!$F38,20,TRUE,TRUE),\"\")","v":3.342316918372517E-4},6.2166201704077486E-4,1.1342463633734513E-3,2.0301286714662688E-3,3.5647000517031228E-3,6.140870041079511E-3,1.0379427816046227E-2,1.7214263258231683E-2,2.801669152839294E-2,4.4751615453324893E-2,7.0165533687708156E-2,0.10800239327973953,0.16323821341005598,0.24231987735106947,0.3533885187481825,0.50646484804705061,0.71357395986762417,0.98879163842450291,1.3482030242136627,1.8097763834911456,{"$f":"IFERROR(IF(OR(D53=\"\",'Historical scenario - input'!$D38=\"\"),\"\",D53/'Historical scenario - input'!$D38),\"\")","v":2.084830940009211E-6},{"$f":"IFERROR(IF(OR(E53=\"\",'Historical scenario - input'!$D38=\"\"),\"\",E53/'Historical scenario - input'!$D38),\"\")","v":3.8777298473127276E-6},{"$f":"IFERROR(IF(OR(F53=\"\",'Historical scenario - input'!$D38=\"\"),\"\",F53/'Historical scenario - input'!$D38),\"\")","v":7.075067893637558E-6},{"$f":"IFERROR(IF(OR(G53=\"\",'Historical scenario - input'!$D38=\"\"),\"\",G53/'Historical scenario - input'!$D38),\"\")","v":1.2663296658695077E-5},{"$f":"IFERROR(IF(OR(H53=\"\",'Historical scenario - input'!$D38=\"\"),\"\",H53/'Historical scenario - input'!$D38),\"\")","v":2.2235464622732093E-5},{"$f":"IFERROR(IF(OR(I53=\"\",'Historical scenario - input'!$D38=\"\"),\"\",I53/'Historical scenario - input'!$D38),\"\")","v":3.8304793270328892E-5},{"$f":"IFERROR(IF(OR(J53=\"\",'Historical scenario - input'!$D38=\"\"),\"\",J53/'Historical scenario - input'!$D38),\"\")","v":6.4743567946938773E-5},{"$f":"IFERROR(IF(OR(K53=\"\",'Historical scenario - input'!$D38=\"\"),\"\",K53/'Historical scenario - input'!$D38),\"\")","v":1.0737709656719394E-4},{"$f":"IFERROR(IF(OR(L53=\"\",'Historical scenario - input'!$D38=\"\"),\"\",L53/'Historical scenario - input'!$D38),\"\")","v":1.7475920674670585E-4},{"$f":"IFERROR(IF(OR(M53=\"\",'Historical scenario - input'!$D38=\"\"),\"\",M53/'Historical scenario - input'!$D38),\"\")","v":2.7914633708019722E-4},{"$f":"IFERROR(IF(OR(N53=\"\",'Historical scenario - input'!$D38=\"\"),\"\",N53/'Historical scenario - input'!$D38),\"\")","v":4.3767027223026668E-4},{"$f":"IFERROR(IF(OR(O53=\"\",'Historical scenario - input'!$D38=\"\"),\"\",O53/'Historical scenario - input'!$D38),\"\")","v":6.7368456254676429E-4},{"$f":"IFERROR(IF(OR(P53=\"\",'Historical scenario - input'!$D38=\"\"),\"\",P53/'Historical scenario - input'!$D38),\"\")","v":1.0182280322921205E-3},{"$f":"IFERROR(IF(OR(Q53=\"\",'Historical scenario - input'!$D38=\"\"),\"\",Q53/'Historical scenario - input'!$D38),\"\")","v":1.5115142878992555E-3},{"$f":"IFERROR(IF(OR(R53=\"\",'Historical scenario - input'!$D38=\"\"),\"\",R53/'Historical scenario - input'!$D38),\"\")","v":2.20432513051152E-3},{"$f":"IFERROR(IF(OR(S53=\"\",'Historical scenario - input'!$D38=\"\"),\"\",S53/'Historical scenario - input'!$D38),\"\")","v":3.1591665632644548E-3},{"$f":"IFERROR(IF(OR(T53=\"\",'Historical scenario - input'!$D38=\"\"),\"\",T53/'Historical scenario - input'!$D38),\"\")","v":4.4510472999709262E-3},{"$f":"IFERROR(IF(OR(U53=\"\",'Historical scenario - input'!$D38=\"\"),\"\",U53/'Historical scenario - input'!$D38),\"\")","v":6.1677676035987571E-3},{"$f":"IFERROR(IF(OR(V53=\"\",'Historical scenario - input'!$D38=\"\"),\"\",V53/'Historical scenario - input'!$D38),\"\")","v":8.4096614622149284E-3},{"$f":"IFERROR(IF(OR(W53=\"\",'Historical scenario - input'!$D38=\"\"),\"\",W53/'Historical scenario - input'!$D38),\"\")","v":1.1288809203160633E-2}]
[{"$f":"IFERROR('Historical scenario - input'!A39,\"\")","v":5},{"$f":"IFERROR('Historical scenario - input'!B39,\"\")","v":"TRANSFORMERS"},{"$f":"IFERROR('Historical scenario - input'!C39,\"\")","v":"kiosk mounted ; < = 22 kv ; > 60 kva and < = 600 kva ; multiple phase"},{"$f":"IFERROR(repcalc('Historical scenario - input'!$CV39:$GH39,'Historical scenario - input'!$G39,'Historical scenario - input'!$E39,'Historical scenario - input'!$F39,20,TRUE,TRUE),\"\")","v":1457.548419643887},1628.1362049101397,1801.2830672317182,1974.6984311577687,2146.1194083052178,2313.3786110630986,2474.4525650763876,2627.4884942795316,2770.8106136711699,2902.9102013658303,3022.4261276190759,3128.1238080636253,3218.8805195389164,3293.6836848721096,3351.6463236487211,3392.0407731211412,3414.3484980614458,3418.320834392257,3404.0432820594056,3371.9947736222698,{"$f":"IFERROR(IF(OR(D54=\"\",'Historical scenario - input'!$D39=\"\"),\"\",D54/'Historical scenario - input'!$D39),\"\")","v":9.0917232448285219},{"$f":"IFERROR(IF(OR(E54=\"\",'Historical scenario - input'!$D39=\"\"),\"\",E54/'Historical scenario - input'!$D39),\"\")","v":10.155795567700606},{"$f":"IFERROR(IF(OR(F54=\"\",'Historical scenario - input'!$D39=\"\"),\"\",F54/'Historical scenario - input'!$D39),\"\")","v":11.23583059893671},{"$f":"IFERROR(IF(OR(G54=\"\",'Historical scenario - input'!$D39=\"\"),\"\",G54/'Historical scenario - input'!$D39),\"\")","v":12.317540457743378},{"$f":"IFERROR(IF(OR(H54=\"\",'Historical scenario - input'!$D39=\"\"),\"\",H54/'Historical scenario - input'!$D39),\"\")","v":13.386809966445849},{"$f":"IFERROR(IF(OR(I54=\"\",'Historical scenario - input'!$D39=\"\"),\"\",I54/'Historical scenario - input'!$D39),\"\")","v":14.430119650797089},{"$f":"IFERROR(IF(OR(J54=\"\",'Historical scenario - input'!$D39=\"\"),\"\",J54/'Historical scenario - input'!$D39),\"\")","v":15.434847721646946},{"$f":"IFERROR(IF(OR(K54=\"\",'Historical scenario - input'!$D39=\"\"),\"\",K54/'Historical scenario - input'!$D39),\"\")","v":16.389437151458203},{"$f":"IFERROR(IF(OR(L54=\"\",'Historical scenario - input'!$D39=\"\"),\"\",L54/'Historical scenario - input'!$D39),\"\")","v":17.283434926632911},{"$f":"IFERROR(IF(OR(M54=\"\",'Historical scenario - input'!$D39=\"\"),\"\",M54/'Historical scenario - input'!$D39),\"\")","v":18.107430120129976},{"$f":"IFERROR(IF(OR(N54=\"\",'Historical scenario - input'!$D39=\"\"),\"\",N54/'Historical scenario - input'!$D39),\"\")","v":18.852932437719762},{"$f":"IFERROR(IF(OR(O54=\"\",'Historical scenario - input'!$D39=\"\"),\"\",O54/'Historical scenario - input'!$D39),\"\")","v":19.512240934968144},{"$f":"IFERROR(IF(OR(P54=\"\",'Historical scenario - input'!$D39=\"\"),\"\",P54/'Historical scenario - input'!$D39),\"\")","v":20.078352422053904},{"$f":"IFERROR(IF(OR(Q54=\"\",'Historical scenario - input'!$D39=\"\"),\"\",Q54/'Historical scenario - input'!$D39),\"\")","v":20.544950764778399},{"$f":"IFERROR(IF(OR(R54=\"\",'Historical scenario - input'!$D39=\"\"),\"\",R54/'Historical scenario - input'!$D39),\"\")","v":20.906503261556292},{"$f":"IFERROR(IF(OR(S54=\"\",'Historical scenario - input'!$D39=\"\"),\"\",S54/'Historical scenario - input'!$D39),\"\")","v":21.158470983712775},{"$f":"IFERROR(IF(OR(T54=\"\",'Historical scenario - input'!$D39=\"\"),\"\",T54/'Historical scenario - input'!$D39),\"\")","v":21.297619473495747},{"$f":"IFERROR(IF(OR(U54=\"\",'Historical scenario - input'!$D39=\"\"),\"\",U54/'Historical scenario - input'!$D39),\"\")","v":21.322397643516293},{"$f":"IFERROR(IF(OR(V54=\"\",'Historical scenario - input'!$D39=\"\"),\"\",V54/'Historical scenario - input'!$D39),\"\")","v":21.233338815230127},{"$f":"IFERROR(IF(OR(W54=\"\",'Historical scenario - input'!$D39=\"\"),\"\",W54/'Historical scenario - input'!$D39),\"\")","v":21.033430417544661}]
[{"$f":"IFERROR('Historical scenario - input'!A40,\"\")","v":5},{"$f":"IFERROR('Historical scenario - input'!B40,\"\")","v":"TRANSFORMERS"},{"$f":"IFERROR('Historical scenario - input'!C40,\"\")","v":"kiosk mounted ; < = 22 kv ; > 600 kva ; multiple phase"},{"$f":"IFERROR(repcalc('Historical scenario - input'!$CV40:$GH40,'Historical scenario - input'!$G40,'Historical scenario - input'!$E40,'Historical scenario - input'!$F40,20,TRUE,TRUE),\"\")","v":242.26980231913274},268.43875743890885,297.14753803498712,328.87482903342965,364.11015609411209,403.31174370321617,446.86066364114328,495.01605230746191,547.87681378823231,605.35524919408476,667.16734491530917,732.8429920599616,801.7572968912375,873.18160526865563,946.35023787744797,1020.5366126917896,1095.1308041007812,1169.7099565678564,1244.093481267575,1318.37656293032,{"$f":"IFERROR(IF(OR(D55=\"\",'Historical scenario - input'!$D40=\"\"),\"\",D55/'Historical scenario - input'!$D40),\"\")","v":1.5112019357840811},{"$f":"IFERROR(IF(OR(E55=\"\",'Historical scenario - input'!$D40=\"\"),\"\",E55/'Historical scenario - input'!$D40),\"\")","v":1.6744355507699027},{"$f":"IFERROR(IF(OR(F55=\"\",'Historical scenario - input'!$D40=\"\"),\"\",F55/'Historical scenario - input'!$D40),\"\")","v":1.8535117888957127},{"$f":"IFERROR(IF(OR(G55=\"\",'Historical scenario - input'!$D40=\"\"),\"\",G55/'Historical scenario - input'!$D40),\"\")","v":2.0514165344111004},{"$f":"IFERROR(IF(OR(H55=\"\",'Historical scenario - input'!$D40=\"\"),\"\",H55/'Historical scenario - input'!$D40),\"\")","v":2.2712032926136243},{"$f":"IFERROR(IF(OR(I55=\"\",'Historical scenario - input'!$D40=\"\"),\"\",I55/'Historical scenario - input'!$D40),\"\")","v":2.5157303220394822},{"$f":"IFERROR(IF(OR(J55=\"\",'Historical scenario - input'!$D40=\"\"),\"\",J55/'Historical scenario - input'!$D40),\"\")","v":2.7873746271964692},{"$f":"IFERROR(IF(OR(K55=\"\",'Historical scenario - input'!$D40=\"\"),\"\",K55/'Historical scenario - input'!$D40),\"\")","v":3.0877526184870017},{"$f":"IFERROR(IF(OR(L55=\"\",'Historical scenario - input'!$D40=\"\"),\"\",L55/'Historical scenario - input'!$D40),\"\")","v":3.4174812281283042},{"$f":"IFERROR(IF(OR(M55=\"\",'Historical scenario - input'!$D40=\"\"),\"\",M55/'Historical scenario - input'!$D40),\"\")","v":3.7760134183545757},{"$f":"IFERROR(IF(OR(N55=\"\",'Historical scenario - input'!$D40=\"\"),\"\",N55/'Historical scenario - input'!$D40),\"\")","v":4.1615776026425504},{"$f":"IFERROR(IF(OR(O55=\"\",'Historical scenario - input'!$D40=\"\"),\"\",O55/'Historical scenario - input'!$D40),\"\")","v":4.571241391314544},{"$f":"IFERROR(IF(OR(P55=\"\",'Historical scenario - input'!$D40=\"\"),\"\",P55/'Historical scenario - input'!$D40),\"\")","v":5.0011068960837033},{"$f":"IFERROR(IF(OR(Q55=\"\",'Historical scenario - input'!$D40=\"\"),\"\",Q55/'Historical scenario - input'!$D40),\"\")","v":5.4466290042819541},{"$f":"IFERROR(IF(OR(R55=\"\",'Historical scenario - input'!$D40=\"\"),\"\",R55/'Historical scenario - input'!$D40),\"\")","v":5.9030316519855592},{"$f":"IFERROR(IF(OR(S55=\"\",'Historical scenario - input'!$D40=\"\"),\"\",S55/'Historical scenario - input'!$D40),\"\")","v":6.3657826517183178},{"$f":"IFERROR(IF(OR(T55=\"\",'Historical scenario - input'!$D40=\"\"),\"\",T55/'Historical scenario - input'!$D40),\"\")","v":6.8310774815998627},{"$f":"IFERROR(IF(OR(U55=\"\",'Historical scenario - input'!$D40=\"\"),\"\",U55/'Historical scenario - input'!$D40),\"\")","v":7.2962785033471755},{"$f":"IFERROR(IF(OR(V55=\"\",'Historical scenario - input'!$D40=\"\"),\"\",V55/'Historical scenario - input'!$D40),\"\")","v":7.7602592613311465},{"$f":"IFERROR(IF(OR(W55=\"\",'Historical scenario - input'!$D40=\"\"),\"\",W55/'Historical scenario - input'!$D40),\"\")","v":8.2236134876117948}]
[{"$f":"IFERROR('Historical scenario - input'!A41,\"\")","v":5},{"$f":"IFERROR('Historical scenario - input'!B41,\"\")","v":"TRANSFORMERS"},{"$f":"IFERROR('Historical scenario - input'!C41,\"\")","v":"pole mounted ; < = 22 kv ; < = 60 kva ; multiple phase"},{"$f":"IFERROR(repcalc('Historical scenario - input'!$CV41:$GH41,'Historical scenario - input'!$G41,'Historical scenario - input'!$E41,'Historical scenario - input'!$F41,20,TRUE,TRUE),\"\")","v":273.1939548878467},316.55518797649529,365.62780400066305,420.71145621566495,482.04219797473871,549.79534308661232,624.09340303607894,705.01779697891186,792.62231854126992,886.94577985593685,988.02091943282926,1095.8766248623522,1210.5308327604753,1331.9721490181889,1460.1292709531542,1594.8286378167265,1735.7422909902239,1882.3295489497079,2033.7776153579591,2188.9474390827227,{"$f":"IFERROR(IF(OR(D56=\"\",'Historical scenario - input'!$D41=\"\"),\"\",D56/'Historical scenario - input'!$D41),\"\")","v":10.529487406358767},{"$f":"IFERROR(IF(OR(E56=\"\",'Historical scenario - input'!$D41=\"\"),\"\",E56/'Historical scenario - input'!$D41),\"\")","v":12.200723352697869},{"$f":"IFERROR(IF(OR(F56=\"\",'Historical scenario - input'!$D41=\"\"),\"\",F56/'Historical scenario - input'!$D41),\"\")","v":14.092088381750861},{"$f":"IFERROR(IF(OR(G56=\"\",'Historical scenario - input'!$D41=\"\"),\"\",G56/'Historical scenario - input'!$D41),\"\")","v":16.215131779736058},{"$f":"IFERROR(IF(OR(H56=\"\",'Historical scenario - input'!$D41=\"\"),\"\",H56/'Historical scenario - input'!$D41),\"\")","v":18.578951554737738},{"$f":"IFERROR(IF(OR(I56=\"\",'Historical scenario - input'!$D41=\"\"),\"\",I56/'Historical scenario - input'!$D41),\"\")","v":21.190304681089099},{"$f":"IFERROR(IF(OR(J56=\"\",'Historical scenario - input'!$D41=\"\"),\"\",J56/'Historical scenario - input'!$D41),\"\")","v":24.05391301706403},{"$f":"IFERROR(IF(OR(K56=\"\",'Historical scenario - input'!$D41=\"\"),\"\",K56/'Historical scenario - input'!$D41),\"\")","v":27.172914633472715},{"$f":"IFERROR(IF(OR(L56=\"\",'Historical scenario - input'!$D41=\"\"),\"\",L56/'Historical scenario - input'!$D41),\"\")","v":30.54938285331168},{"$f":"IFERROR(IF(OR(M56=\"\",'Historical scenario - input'!$D41=\"\"),\"\",M56/'Historical scenario - input'!$D41),\"\")","v":34.184813580337391},{"$f":"IFERROR(IF(OR(N56=\"\",'Historical scenario - input'!$D41=\"\"),\"\",N56/'Historical scenario - input'!$D41),\"\")","v":38.080468627711163},{"$f":"IFERROR(IF(OR(O56=\"\",'Historical scenario - input'!$D41=\"\"),\"\",O56/'Historical scenario - input'!$D41),\"\")","v":42.237461385806135},{"$f":"IFERROR(IF(OR(P56=\"\",'Historical scenario - input'!$D41=\"\"),\"\",P56/'Historical scenario - input'!$D41),\"\")","v":46.656483170694948},{"$f":"IFERROR(IF(OR(Q56=\"\",'Historical scenario - input'!$D41=\"\"),\"\",Q56/'Historical scenario - input'!$D41),\"\")","v":51.337094828709766},{"$f":"IFERROR(IF(OR(R56=\"\",'Historical scenario - input'!$D41=\"\"),\"\",R56/'Historical scenario - input'!$D41),\"\")","v":56.276548199862788},{"$f":"IFERROR(IF(OR(S56=\"\",'Historical scenario - input'!$D41=\"\"),\"\",S56/'Historical scenario - input'!$D41),\"\")","v":61.468153876557722},{"$f":"IFERROR(IF(OR(T56=\"\",'Historical scenario - input'!$D41=\"\"),\"\",T56/'Historical scenario - input'!$D41),\"\")","v":66.899271622495633},{"$f":"IFERROR(IF(OR(U56=\"\",'Historical scenario - input'!$D41=\"\"),\"\",U56/'Historical scenario - input'!$D41),\"\")","v":72.549062399347548},{"$f":"IFERROR(IF(OR(V56=\"\",'Historical scenario - input'!$D41=\"\"),\"\",V56/'Historical scenario - input'!$D41),\"\")","v":78.386199273835558},{"$f":"IFERROR(IF(OR(W56=\"\",'Historical scenario - input'!$D41=\"\"),\"\",W56/'Historical scenario - input'!$D41),\"\")","v":84.366780745440778}]
[{"$f":"IFERROR('Historical scenario - input'!A42,\"\")","v":5},{"$f":"IFERROR('Historical scenario - input'!B42,\"\")","v":"TRANSFORMERS"},{"$f":"IFERROR('Historical scenario - input'!C42,\"\")","v":"pole mounted ; < = 22 kv ; < = 60 kva ; single phase"},{"$f":"IFERROR(repcalc('Historical scenario - input'!$CV42:$GH42,'Historical scenario - input'!$G42,'Historical scenario - input'!$E42,'Historical scenario - input'!$F42,20,TRUE,TRUE),\"\")","v":1777.0744562787349},1985.3166465739537,2209.1850250944785,2448.8479233068474,2704.5390928957222,2976.5587261816822,3265.241388194926,3570.8889934454928,3893.6714548825325,4233.5020330458892,4589.8982123100268,4961.8417168317592,5347.6527651956476,5744.8936974176431,6150.3156666125587,6559.8592615717153,6968.7159084251107,7371.4519694792052,7762.1919685333769,8134.851736464514,{"$f":"IFERROR(IF(OR(D57=\"\",'Historical scenario - input'!$D42=\"\"),\"\",D57/'Historical scenario - input'!$D42),\"\")","v":76.226221418964613},{"$f":"IFERROR(IF(OR(E57=\"\",'Historical scenario - input'!$D42=\"\"),\"\",E57/'Historical scenario - input'!$D42),\"\")","v":85.158607594529414},{"$f":"IFERROR(IF(OR(F57=\"\",'Historical scenario - input'!$D42=\"\"),\"\",F57/'Historical scenario - input'!$D42),\"\")","v":94.76126691446818},{"$f":"IFERROR(IF(OR(G57=\"\",'Historical scenario - input'!$D42=\"\"),\"\",G57/'Historical scenario - input'!$D42),\"\")","v":105.04141982561968},{"$f":"IFERROR(IF(OR(H57=\"\",'Historical scenario - input'!$D42=\"\"),\"\",H57/'Historical scenario - input'!$D42),\"\")","v":116.00909292400478},{"$f":"IFERROR(IF(OR(I57=\"\",'Historical scenario - input'!$D42=\"\"),\"\",I57/'Historical scenario - input'!$D42),\"\")","v":127.677162724851},{"$f":"IFERROR(IF(OR(J57=\"\",'Historical scenario - input'!$D42=\"\"),\"\",J57/'Historical scenario - input'!$D42),\"\")","v":140.05998013392986},{"$f":"IFERROR(IF(OR(K57=\"\",'Historical scenario - input'!$D42=\"\"),\"\",K57/'Historical scenario - input'!$D42),\"\")","v":153.1704955384412},{"$f":"IFERROR(IF(OR(L57=\"\",'Historical scenario - input'!$D42=\"\"),\"\",L57/'Historical scenario - input'!$D42),\"\")","v":167.01599722168581},{"$f":"IFERROR(IF(OR(M57=\"\",'Historical scenario - input'!$D42=\"\"),\"\",M57/'Historical scenario - input'!$D42),\"\")","v":181.59276456223876},{"$f":"IFERROR(IF(OR(N57=\"\",'Historical scenario - input'!$D42=\"\"),\"\",N57/'Historical scenario - input'!$D42),\"\")","v":196.88010042904841},{"$f":"IFERROR(IF(OR(O57=\"\",'Historical scenario - input'!$D42=\"\"),\"\",O57/'Historical scenario - input'!$D42),\"\")","v":212.8343266748013},{"$f":"IFERROR(IF(OR(P57=\"\",'Historical scenario - input'!$D42=\"\"),\"\",P57/'Historical scenario - input'!$D42),\"\")","v":229.38339038710748},{"$f":"IFERROR(IF(OR(Q57=\"\",'Historical scenario - input'!$D42=\"\"),\"\",Q57/'Historical scenario - input'!$D42),\"\")","v":246.42273004406121},{"$f":"IFERROR(IF(OR(R57=\"\",'Historical scenario - input'!$D42=\"\"),\"\",R57/'Historical scenario - input'!$D42),\"\")","v":263.8129888949357},{"$f":"IFERROR(IF(OR(S57=\"\",'Historical scenario - input'!$D42=\"\"),\"\",S57/'Historical scenario - input'!$D42),\"\")","v":281.38004166516521},{"$f":"IFERROR(IF(OR(T57=\"\",'Historical scenario - input'!$D42=\"\"),\"\",T57/'Historical scenario - input'!$D42),\"\")","v":298.91762833270661},{"$f":"IFERROR(IF(OR(U57=\"\",'Historical scenario - input'!$D42=\"\"),\"\",U57/'Historical scenario - input'!$D42),\"\")","v":316.19267725080095},{"$f":"IFERROR(IF(OR(V57=\"\",'Historical scenario - input'!$D42=\"\"),\"\",V57/'Historical scenario - input'!$D42),\"\")","v":332.95316445487657},{"$f":"IFERROR(IF(OR(W57=\"\",'Historical scenario - input'!$D42=\"\"),\"\",W57/'Historical scenario - input'!$D42),\"\")","v":348.93811426038053}]
[{"$f":"IFERROR('Historical scenario - input'!A43,\"\")","v":5},{"$f":"IFERROR('Historical scenario - input'!B43,\"\")","v":"TRANSFORMERS"},{"$f":"IFERROR('Historical scenario - input'!C43,\"\")","v":"pole mounted ; < = 22 kv ; > 60 kva and < = 600 kva ; multiple phase"},{"$f":"IFERROR(repcalc('Historical scenario - input'!$CV43:$GH43,'Historical scenario - input'!$G43,'Historical scenario - input'!$E43,'Historical scenario - input'!$F43,20,TRUE,TRUE),\"\")","v":1679.169925138445},1795.5270358898194,1920.2493136563976,2053.941853044345,2197.1262211673848,2350.2267564724721,2513.5635649866381,2687.3555487048143,2871.7359907644104,3066.7815468849608,3272.5531438454327,3489.1446054342728,3716.7322506215046,3955.6166952888725,4206.2470393948079,4469.217813756919,4745.2306025790604,5035.0150724502964,5339.2079836875464,5658.19327803956,{"$f":"IFERROR(IF(OR(D58=\"\",'Historical scenario - input'!$D43=\"\"),\"\",D58/'Historical scenario - input'!$D43),\"\")","v":59.83882489229179},{"$f":"IFERROR(IF(OR(E58=\"\",'Historical scenario - input'!$D43=\"\"),\"\",E58/'Historical scenario - input'!$D43),\"\")","v":63.985321724439629},{"$f":"IFERROR(IF(OR(F58=\"\",'Historical scenario - input'!$D43=\"\"),\"\",F58/'Historical scenario - input'!$D43),\"\")","v":68.429919276903959},{"$f":"IFERROR(IF(OR(G58=\"\",'Historical scenario - input'!$D43=\"\"),\"\",G58/'Historical scenario - input'!$D43),\"\")","v":73.194180674202158},{"$f":"IFERROR(IF(OR(H58=\"\",'Historical scenario - input'!$D43=\"\"),\"\",H58/'Historical scenario - input'!$D43),\"\")","v":78.296692458839814},{"$f":"IFERROR(IF(OR(I58=\"\",'Historical scenario - input'!$D43=\"\"),\"\",I58/'Historical scenario - input'!$D43),\"\")","v":83.752576336870746},{"$f":"IFERROR(IF(OR(J58=\"\",'Historical scenario - input'!$D43=\"\"),\"\",J58/'Historical scenario - input'!$D43),\"\")","v":89.573239592460638},{"$f":"IFERROR(IF(OR(K58=\"\",'Historical scenario - input'!$D43=\"\"),\"\",K58/'Historical scenario - input'!$D43),\"\")","v":95.766483007380984},{"$f":"IFERROR(IF(OR(L58=\"\",'Historical scenario - input'!$D43=\"\"),\"\",L58/'Historical scenario - input'!$D43),\"\")","v":102.33705625359838},{"$f":"IFERROR(IF(OR(M58=\"\",'Historical scenario - input'!$D43=\"\"),\"\",M58/'Historical scenario - input'!$D43),\"\")","v":109.2876910309304},{"$f":"IFERROR(IF(OR(N58=\"\",'Historical scenario - input'!$D43=\"\"),\"\",N58/'Historical scenario - input'!$D43),\"\")","v":116.62055852336701},{"$f":"IFERROR(IF(OR(O58=\"\",'Historical scenario - input'!$D43=\"\"),\"\",O58/'Historical scenario - input'!$D43),\"\")","v":124.33900223126724},{"$f":"IFERROR(IF(OR(P58=\"\",'Historical scenario - input'!$D43=\"\"),\"\",P58/'Historical scenario - input'!$D43),\"\")","v":132.44930544961781},{"$f":"IFERROR(IF(OR(Q58=\"\",'Historical scenario - input'!$D43=\"\"),\"\",Q58/'Historical scenario - input'!$D43),\"\")","v":140.96218091263233},{"$f":"IFERROR(IF(OR(R58=\"\",'Historical scenario - input'!$D43=\"\"),\"\",R58/'Historical scenario - input'!$D43),\"\")","v":149.89363272648814},{"$f":"IFERROR(IF(OR(S58=\"\",'Historical scenario - input'!$D43=\"\"),\"\",S58/'Historical scenario - input'!$D43),\"\")","v":159.26484756500267},{"$f":"IFERROR(IF(OR(T58=\"\",'Historical scenario - input'!$D43=\"\"),\"\",T58/'Historical scenario - input'!$D43),\"\")","v":169.10082705171214},{"$f":"IFERROR(IF(OR(U58=\"\",'Historical scenario - input'!$D43=\"\"),\"\",U58/'Historical scenario - input'!$D43),\"\")","v":179.42757355278519},{"$f":"IFERROR(IF(OR(V58=\"\",'Historical scenario - input'!$D43=\"\"),\"\",V58/'Historical scenario - input'!$D43),\"\")","v":190.26777863060153},{"$f":"IFERROR(IF(OR(W58=\"\",'Historical scenario - input'!$D43=\"\"),\"\",W58/'Historical scenario - input'!$D43),\"\")","v":201.63512441627151}]
[{"$f":"IFERROR('Historical scenario - input'!A44,\"\")","v":5},{"$f":"IFERROR('Historical scenario - input'!B44,\"\")","v":"TRANSFORMERS"},{"$f":"IFERROR('Historical scenario - input'!C44,\"\")","v":"pole mounted ; < = 22 kv ; > 60 kva and < = 600 kva ; single phase"},{"$f":"IFERROR(repcalc('Historical scenario - input'!$CV44:$GH44,'Historical scenario - input'!$G44,'Historical scenario - input'!$E44,'Historical scenario - input'!$F44,20,TRUE,TRUE),\"\")","v":1.7272425875455934E-2},2.8628818319555147E-2,4.6537630686051212E-2,7.4194636014058513E-2,0.1160180415842744,0.17794332097137633,0.2677075344255182,0.39507853172506185,0.57197023082966414,0.81237469032585907,1.1320389888707325,1.5478242060245124,2.0767084677098753,2.7344374470261452,3.5338820396830788,4.4832282543909878,5.584188653027816,6.8304748193489742,8.2067922590488092,9.6886009056165854,{"$f":"IFERROR(IF(OR(D59=\"\",'Historical scenario - input'!$D44=\"\"),\"\",D59/'Historical scenario - input'!$D44),\"\")","v":6.1551940155269379E-4},{"$f":"IFERROR(IF(OR(E59=\"\",'Historical scenario - input'!$D44=\"\"),\"\",E59/'Historical scenario - input'!$D44),\"\")","v":1.020215298434345E-3},{"$f":"IFERROR(IF(OR(F59=\"\",'Historical scenario - input'!$D44=\"\"),\"\",F59/'Historical scenario - input'!$D44),\"\")","v":1.6584129407243668E-3},{"$f":"IFERROR(IF(OR(G59=\"\",'Historical scenario - input'!$D44=\"\"),\"\",G59/'Historical scenario - input'!$D44),\"\")","v":2.6439967545431862E-3},{"$f":"IFERROR(IF(OR(H59=\"\",'Historical scenario - input'!$D44=\"\"),\"\",H59/'Historical scenario - input'!$D44),\"\")","v":4.1344137783647077E-3},{"$f":"IFERROR(IF(OR(I59=\"\",'Historical scenario - input'!$D44=\"\"),\"\",I59/'Historical scenario - input'!$D44),\"\")","v":6.3411802849441552E-3},{"$f":"IFERROR(IF(OR(J59=\"\",'Historical scenario - input'!$D44=\"\"),\"\",J59/'Historical scenario - input'!$D44),\"\")","v":9.5400138098084338E-3},{"$f":"IFERROR(IF(OR(K59=\"\",'Historical scenario - input'!$D44=\"\"),\"\",K59/'Historical scenario - input'!$D44),\"\")","v":1.4079001013938809E-2},{"$f":"IFERROR(IF(OR(L59=\"\",'Historical scenario - input'!$D44=\"\"),\"\",L59/'Historical scenario - input'!$D44),\"\")","v":2.0382705748733621E-2},{"$f":"IFERROR(IF(OR(M59=\"\",'Historical scenario - input'!$D44=\"\"),\"\",M59/'Historical scenario - input'!$D44),\"\")","v":2.8949748392695217E-2},{"$f":"IFERROR(IF(OR(N59=\"\",'Historical scenario - input'!$D44=\"\"),\"\",N59/'Historical scenario - input'!$D44),\"\")","v":4.0341291141632235E-2},{"$f":"IFERROR(IF(OR(O59=\"\",'Historical scenario - input'!$D44=\"\"),\"\",O59/'Historical scenario - input'!$D44),\"\")","v":5.5158194678072849E-2},{"$f":"IFERROR(IF(OR(P59=\"\",'Historical scenario - input'!$D44=\"\"),\"\",P59/'Historical scenario - input'!$D44),\"\")","v":7.4005490743520266E-2},{"$f":"IFERROR(IF(OR(Q59=\"\",'Historical scenario - input'!$D44=\"\"),\"\",Q59/'Historical scenario - input'!$D44),\"\")","v":9.7444291445389145E-2},{"$f":"IFERROR(IF(OR(R59=\"\",'Historical scenario - input'!$D44=\"\"),\"\",R59/'Historical scenario - input'!$D44),\"\")","v":0.12593326345168782},{"$f":"IFERROR(IF(OR(S59=\"\",'Historical scenario - input'!$D44=\"\"),\"\",S59/'Historical scenario - input'!$D44),\"\")","v":0.15976412300533477},{"$f":"IFERROR(IF(OR(T59=\"\",'Historical scenario - input'!$D44=\"\"),\"\",T59/'Historical scenario - input'!$D44),\"\")","v":0.19899789888536978},{"$f":"IFERROR(IF(OR(U59=\"\",'Historical scenario - input'!$D44=\"\"),\"\",U59/'Historical scenario - input'!$D44),\"\")","v":0.24341049736972431},{"$f":"IFERROR(IF(OR(V59=\"\",'Historical scenario - input'!$D44=\"\"),\"\",V59/'Historical scenario - input'!$D44),\"\")","v":0.29245688453844138},{"$f":"IFERROR(IF(OR(W59=\"\",'Historical scenario - input'!$D44=\"\"),\"\",W59/'Historical scenario - input'!$D44),\"\")","v":0.3452625516709934}]
[{"$f":"IFERROR('Historical scenario - input'!A45,\"\")","v":6},{"$f":"IFERROR('Historical scenario - input'!B45,\"\")","v":"UNDERGROUND CABLES"},{"$f":"IFERROR('Historical scenario - input'!C45,\"\")","v":"˂ = 1 kv"},{"$f":"IFERROR(repcalc('Historical scenario - input'!$CV45:$GH45,'Historical scenario - input'!$G45,'Historical scenario - input'!$E45,'Historical scenario - input'!$F45,20,TRUE,TRUE),\"\")","v":2432.3070661550878},2473.0958239148649,2523.8009781267888,2585.7967896642053,2659.2934611947107,2743.3780128520989,2836.1432197524155,2934.8849828153402,3036.3456407652998,3136.9805318075869,3233.2268891955414,3321.7571893580571,3399.7027890476138,3464.8377274815698,3515.7167548338375,3551.7658857809993,3573.3279213026112,3581.6691306571256,3578.956142546851,3568.2134337359912,{"$f":"IFERROR(IF(OR(D60=\"\",'Historical scenario - input'!$D45=\"\"),\"\",D60/'Historical scenario - input'!$D45),\"\")","v":11.487592507113007},{"$f":"IFERROR(IF(OR(E60=\"\",'Historical scenario - input'!$D45=\"\"),\"\",E60/'Historical scenario - input'!$D45),\"\")","v":11.680234560633146},{"$f":"IFERROR(IF(OR(F60=\"\",'Historical scenario - input'!$D45=\"\"),\"\",F60/'Historical scenario - input'!$D45),\"\")","v":11.919710964620934},{"$f":"IFERROR(IF(OR(G60=\"\",'Historical scenario - input'!$D45=\"\"),\"\",G60/'Historical scenario - input'!$D45),\"\")","v":12.212512243702614},{"$f":"IFERROR(IF(OR(H60=\"\",'Historical scenario - input'!$D45=\"\"),\"\",H60/'Historical scenario - input'!$D45),\"\")","v":12.559631168331739},{"$f":"IFERROR(IF(OR(I60=\"\",'Historical scenario - input'!$D45=\"\"),\"\",I60/'Historical scenario - input'!$D45),\"\")","v":12.956755807331485},{"$f":"IFERROR(IF(OR(J60=\"\",'Historical scenario - input'!$D45=\"\"),\"\",J60/'Historical scenario - input'!$D45),\"\")","v":13.394878489511333},{"$f":"IFERROR(IF(OR(K60=\"\",'Historical scenario - input'!$D45=\"\"),\"\",K60/'Historical scenario - input'!$D45),\"\")","v":13.8612279703332},{"$f":"IFERROR(IF(OR(L60=\"\",'Historical scenario - input'!$D45=\"\"),\"\",L60/'Historical scenario - input'!$D45),\"\")","v":14.340418575109576},{"$f":"IFERROR(IF(OR(M60=\"\",'Historical scenario - input'!$D45=\"\"),\"\",M60/'Historical scenario - input'!$D45),\"\")","v":14.815709148564581},{"$f":"IFERROR(IF(OR(N60=\"\",'Historical scenario - input'!$D45=\"\"),\"\",N60/'Historical scenario - input'!$D45),\"\")","v":15.270273027176563},{"$f":"IFERROR(IF(OR(O60=\"\",'Historical scenario - input'!$D45=\"\"),\"\",O60/'Historical scenario - input'!$D45),\"\")","v":15.688394582201694},{"$f":"IFERROR(IF(OR(P60=\"\",'Historical scenario - input'!$D45=\"\"),\"\",P60/'Historical scenario - input'!$D45),\"\")","v":16.056525440108388},{"$f":"IFERROR(IF(OR(Q60=\"\",'Historical scenario - input'!$D45=\"\"),\"\",Q60/'Historical scenario - input'!$D45),\"\")","v":16.364152565448272},{"$f":"IFERROR(IF(OR(R60=\"\",'Historical scenario - input'!$D45=\"\"),\"\",R60/'Historical scenario - input'!$D45),\"\")","v":16.604450158426541},{"$f":"IFERROR(IF(OR(S60=\"\",'Historical scenario - input'!$D45=\"\"),\"\",S60/'Historical scenario - input'!$D45),\"\")","v":16.774707332086436},{"$f":"IFERROR(IF(OR(T60=\"\",'Historical scenario - input'!$D45=\"\"),\"\",T60/'Historical scenario - input'!$D45),\"\")","v":16.876543108145633},{"$f":"IFERROR(IF(OR(U60=\"\",'Historical scenario - input'!$D45=\"\"),\"\",U60/'Historical scenario - input'!$D45),\"\")","v":16.915937975436236},{"$f":"IFERROR(IF(OR(V60=\"\",'Historical scenario - input'!$D45=\"\"),\"\",V60/'Historical scenario - input'!$D45),\"\")","v":16.903124748717811},{"$f":"IFERROR(IF(OR(W60=\"\",'Historical scenario - input'!$D45=\"\"),\"\",W60/'Historical scenario - input'!$D45),\"\")","v":16.852387790806979}]
[{"$f":"IFERROR('Historical scenario - input'!A46,\"\")","v":6},{"$f":"IFERROR('Historical scenario - input'!B46,\"\")","v":"UNDERGROUND CABLES"},{"$f":"IFERROR('Historical scenario - input'!C46,\"\")","v":"> 1 kv & < = 11 kv"},{"$f":"IFERROR(repcalc('Historical scenario - input'!$CV46:$GH46,'Historical scenario - input'!$G46,'Historical scenario - input'!$E46,'Historical scenario - input'!$F46,20,TRUE,TRUE),\"\")","v":111.64750399492071},132.85508610539196,156.38173689862319,182.14703813050716,210.01557375133342,239.80364983417118,271.28999052681775,304.22970660809415,338.37039649844888,373.46888450293119,409.30688221120158,445.70381927259655,482.52525326767892,519.68563505364546,557.14474928561697,594.89781815583365,632.95997786484418,671.34652801827974,710.05092852999485,749.02290097514413,{"$f":"IFERROR(IF(OR(D61=\"\",'Historical scenario - input'!$D46=\"\"),\"\",D61/'Historical scenario - input'!$D46),\"\")","v":1.3007736283825944},{"$f":"IFERROR(IF(OR(E61=\"\",'Historical scenario - input'!$D46=\"\"),\"\",E61/'Historical scenario - input'!$D46),\"\")","v":1.5478571953588385},{"$f":"IFERROR(IF(OR(F61=\"\",'Historical scenario - input'!$D46=\"\"),\"\",F61/'Historical scenario - input'!$D46),\"\")","v":1.8219595784931168},{"$f":"IFERROR(IF(OR(G61=\"\",'Historical scenario - input'!$D46=\"\"),\"\",G61/'Historical scenario - input'!$D46),\"\")","v":2.1221438474696357},{"$f":"IFERROR(IF(OR(H61=\"\",'Historical scenario - input'!$D46=\"\"),\"\",H61/'Historical scenario - input'!$D46),\"\")","v":2.4468323080272576},{"$f":"IFERROR(IF(OR(I61=\"\",'Historical scenario - input'!$D46=\"\"),\"\",I61/'Historical scenario - input'!$D46),\"\")","v":2.7938847939527149},{"$f":"IFERROR(IF(OR(J61=\"\",'Historical scenario - input'!$D46=\"\"),\"\",J61/'Historical scenario - input'!$D46),\"\")","v":3.1607232826047107},{"$f":"IFERROR(IF(OR(K61=\"\",'Historical scenario - input'!$D46=\"\"),\"\",K61/'Historical scenario - input'!$D46),\"\")","v":3.5444946386296845},{"$f":"IFERROR(IF(OR(L61=\"\",'Historical scenario - input'!$D46=\"\"),\"\",L61/'Historical scenario - input'!$D46),\"\")","v":3.9422582023022055},{"$f":"IFERROR(IF(OR(M61=\"\",'Historical scenario - input'!$D46=\"\"),\"\",M61/'Historical scenario - input'!$D46),\"\")","v":4.3511808020802576},{"$f":"IFERROR(IF(OR(N61=\"\",'Historical scenario - input'!$D46=\"\"),\"\",N61/'Historical scenario - input'!$D46),\"\")","v":4.7687192211664087},{"$f":"IFERROR(IF(OR(O61=\"\",'Historical scenario - input'!$D46=\"\"),\"\",O61/'Historical scenario - input'!$D46),\"\")","v":5.1927696852548628},{"$f":"IFERROR(IF(OR(P61=\"\",'Historical scenario - input'!$D46=\"\"),\"\",P61/'Historical scenario - input'!$D46),\"\")","v":5.6217658435766156},{"$f":"IFERROR(IF(OR(Q61=\"\",'Historical scenario - input'!$D46=\"\"),\"\",Q61/'Historical scenario - input'!$D46),\"\")","v":6.0547109871600604},{"$f":"IFERROR(IF(OR(R61=\"\",'Historical scenario - input'!$D46=\"\"),\"\",R61/'Historical scenario - input'!$D46),\"\")","v":6.4911365783469117},{"$f":"IFERROR(IF(OR(S61=\"\",'Historical scenario - input'!$D46=\"\"),\"\",S61/'Historical scenario - input'!$D46),\"\")","v":6.9309869522444227},{"$f":"IFERROR(IF(OR(T61=\"\",'Historical scenario - input'!$D46=\"\"),\"\",T61/'Historical scenario - input'!$D46),\"\")","v":7.374438456462733},{"$f":"IFERROR(IF(OR(U61=\"\",'Historical scenario - input'!$D46=\"\"),\"\",U61/'Historical scenario - input'!$D46),\"\")","v":7.8216693423985841},{"$f":"IFERROR(IF(OR(V61=\"\",'Historical scenario - input'!$D46=\"\"),\"\",V61/'Historical scenario - input'!$D46),\"\")","v":8.2726034133500246},{"$f":"IFERROR(IF(OR(W61=\"\",'Historical scenario - input'!$D46=\"\"),\"\",W61/'Historical scenario - input'!$D46),\"\")","v":8.7266548895479126}]
[{"$f":"IFERROR('Historical scenario - input'!A47,\"\")","v":6},{"$f":"IFERROR('Historical scenario - input'!B47,\"\")","v":"UNDERGROUND CABLES"},{"$f":"IFERROR('Historical scenario - input'!C47,\"\")","v":"> 11 kv & < = 22 kv"},{"$f":"IFERROR(repcalc('Historical scenario - input'!$CV47:$GH47,'Historical scenario - input'!$G47,'Historical scenario - input'!$E47,'Historical scenario - input'!$F47,20,TRUE,TRUE),\"\")","v":296.58903744524849},329.25344313808114,362.241628624062,395.05432446876608,427.23407653781072,458.40946715876055,488.33844290700426,516.94712819606434,544.36057789092627,570.92223682239785,597.19939242703151,623.97260501319579,652.20797459831977,683.01216081491702,717.57130686149571,757.07638110135849,802.63882800640431,855.2016376869658,915.45179078081264,983.74032566556616,{"$f":"IFERROR(IF(OR(D62=\"\",'Historical scenario - input'!$D47=\"\"),\"\",D62/'Historical scenario - input'!$D47),\"\")","v":2.9052067930126158},{"$f":"IFERROR(IF(OR(E62=\"\",'Historical scenario - input'!$D47=\"\"),\"\",E62/'Historical scenario - input'!$D47),\"\")","v":3.2251675512589677},{"$f":"IFERROR(IF(OR(F62=\"\",'Historical scenario - input'!$D47=\"\"),\"\",F62/'Historical scenario - input'!$D47),\"\")","v":3.5482998604924938},{"$f":"IFERROR(IF(OR(G62=\"\",'Historical scenario - input'!$D47=\"\"),\"\",G62/'Historical scenario - input'!$D47),\"\")","v":3.869713179360319},{"$f":"IFERROR(IF(OR(H62=\"\",'Historical scenario - input'!$D47=\"\"),\"\",H62/'Historical scenario - input'!$D47),\"\")","v":4.1849265638931463},{"$f":"IFERROR(IF(OR(I62=\"\",'Historical scenario - input'!$D47=\"\"),\"\",I62/'Historical scenario - input'!$D47),\"\")","v":4.4903018312562395},{"$f":"IFERROR(IF(OR(J62=\"\",'Historical scenario - input'!$D47=\"\"),\"\",J62/'Historical scenario - input'!$D47),\"\")","v":4.7834679725292757},{"$f":"IFERROR(IF(OR(K62=\"\",'Historical scenario - input'!$D47=\"\"),\"\",K62/'Historical scenario - input'!$D47),\"\")","v":5.0637013471572256},{"$f":"IFERROR(IF(OR(L62=\"\",'Historical scenario - input'!$D47=\"\"),\"\",L62/'Historical scenario - input'!$D47),\"\")","v":5.332226916947123},{"$f":"IFERROR(IF(OR(M62=\"\",'Historical scenario - input'!$D47=\"\"),\"\",M62/'Historical scenario - input'!$D47),\"\")","v":5.5924088596989376},{"$f":"IFERROR(IF(OR(N62=\"\",'Historical scenario - input'!$D47=\"\"),\"\",N62/'Historical scenario - input'!$D47),\"\")","v":5.849803979967751},{"$f":"IFERROR(IF(OR(O62=\"\",'Historical scenario - input'!$D47=\"\"),\"\",O62/'Historical scenario - input'!$D47),\"\")","v":6.1120581743442175},{"$f":"IFERROR(IF(OR(P62=\"\",'Historical scenario - input'!$D47=\"\"),\"\",P62/'Historical scenario - input'!$D47),\"\")","v":6.3886347741690406},{"$f":"IFERROR(IF(OR(Q62=\"\",'Historical scenario - input'!$D47=\"\"),\"\",Q62/'Historical scenario - input'!$D47),\"\")","v":6.6903739477425228},{"$f":"IFERROR(IF(OR(R62=\"\",'Historical scenario - input'!$D47=\"\"),\"\",R62/'Historical scenario - input'!$D47),\"\")","v":7.0288944362948689},{"$f":"IFERROR(IF(OR(S62=\"\",'Historical scenario - input'!$D47=\"\"),\"\",S62/'Historical scenario - input'!$D47),\"\")","v":7.4158622454516863},{"$f":"IFERROR(IF(OR(T62=\"\",'Historical scenario - input'!$D47=\"\"),\"\",T62/'Historical scenario - input'!$D47),\"\")","v":7.8621644129053685},{"$f":"IFERROR(IF(OR(U62=\"\",'Historical scenario - input'!$D47=\"\"),\"\",U62/'Historical scenario - input'!$D47),\"\")","v":8.3770378993267496},{"$f":"IFERROR(IF(OR(V62=\"\",'Historical scenario - input'!$D47=\"\"),\"\",V62/'Historical scenario - input'!$D47),\"\")","v":8.9672119514631401},{"$f":"IFERROR(IF(OR(W62=\"\",'Historical scenario - input'!$D47=\"\"),\"\",W62/'Historical scenario - input'!$D47),\"\")","v":9.6361251289054746}]
[{"$f":"IFERROR('Historical scenario - input'!A48,\"\")","v":6},{"$f":"IFERROR('Historical scenario - input'!B48,\"\")","v":"UNDERGROUND CABLES"},{"$f":"IFERROR('Historical scenario - input'!C48,\"\")","v":"> 22 kv & < = 33 kv"},{"$f":"IFERROR(repcalc('Historical scenario - input'!$CV48:$GH48,'Historical scenario - input'!$G48,'Historical scenario - input'!$E48,'Historical scenario - input'!$F48,20,TRUE,TRUE),\"\")","v":530.75969553337916},459.87730963261032,390.92389274445679,326.05607778732588,266.86230975172356,214.35076636654696,168.98992787981007,130.78755075707028,99.392150046622987,74.201952358130782,54.468959326908696,39.389427461772215,28.175930572812597,20.109601366685212,14.573758314682081,11.07175688223089,9.2325990208714792,8.807761529867463,9.6621006036443227,11.760810678561452,{"$f":"IFERROR(IF(OR(D63=\"\",'Historical scenario - input'!$D48=\"\"),\"\",D63/'Historical scenario - input'!$D48),\"\")","v":5.1990009010549958},{"$f":"IFERROR(IF(OR(E63=\"\",'Historical scenario - input'!$D48=\"\"),\"\",E63/'Historical scenario - input'!$D48),\"\")","v":4.5046799281772634},{"$f":"IFERROR(IF(OR(F63=\"\",'Historical scenario - input'!$D48=\"\"),\"\",F63/'Historical scenario - input'!$D48),\"\")","v":3.8292539688416114},{"$f":"IFERROR(IF(OR(G63=\"\",'Historical scenario - input'!$D48=\"\"),\"\",G63/'Historical scenario - input'!$D48),\"\")","v":3.1938480944888497},{"$f":"IFERROR(IF(OR(H63=\"\",'Historical scenario - input'!$D48=\"\"),\"\",H63/'Historical scenario - input'!$D48),\"\")","v":2.614021751336193},{"$f":"IFERROR(IF(OR(I63=\"\",'Historical scenario - input'!$D48=\"\"),\"\",I63/'Historical scenario - input'!$D48),\"\")","v":2.0996504385315031},{"$f":"IFERROR(IF(OR(J63=\"\",'Historical scenario - input'!$D48=\"\"),\"\",J63/'Historical scenario - input'!$D48),\"\")","v":1.6553231051831028},{"$f":"IFERROR(IF(OR(K63=\"\",'Historical scenario - input'!$D48=\"\"),\"\",K63/'Historical scenario - input'!$D48),\"\")","v":1.2811157289354158},{"$f":"IFERROR(IF(OR(L63=\"\",'Historical scenario - input'!$D48=\"\"),\"\",L63/'Historical scenario - input'!$D48),\"\")","v":0.97358537582793692},{"$f":"IFERROR(IF(OR(M63=\"\",'Historical scenario - input'!$D48=\"\"),\"\",M63/'Historical scenario - input'!$D48),\"\")","v":0.72683743776415033},{"$f":"IFERROR(IF(OR(N63=\"\",'Historical scenario - input'!$D48=\"\"),\"\",N63/'Historical scenario - input'!$D48),\"\")","v":0.53354497525578781},{"$f":"IFERROR(IF(OR(O63=\"\",'Historical scenario - input'!$D48=\"\"),\"\",O63/'Historical scenario - input'!$D48),\"\")","v":0.38583500327770331},{"$f":"IFERROR(IF(OR(P63=\"\",'Historical scenario - input'!$D48=\"\"),\"\",P63/'Historical scenario - input'!$D48),\"\")","v":0.27599437121710241},{"$f":"IFERROR(IF(OR(Q63=\"\",'Historical scenario - input'!$D48=\"\"),\"\",Q63/'Historical scenario - input'!$D48),\"\")","v":0.1969814899380922},{"$f":"IFERROR(IF(OR(R63=\"\",'Historical scenario - input'!$D48=\"\"),\"\",R63/'Historical scenario - input'!$D48),\"\")","v":0.14275572023916955},{"$f":"IFERROR(IF(OR(S63=\"\",'Historical scenario - input'!$D48=\"\"),\"\",S63/'Historical scenario - input'!$D48),\"\")","v":0.10845223269851734},{"$f":"IFERROR(IF(OR(T63=\"\",'Historical scenario - input'!$D48=\"\"),\"\",T63/'Historical scenario - input'!$D48),\"\")","v":9.0436954864014513E-2},{"$f":"IFERROR(IF(OR(U63=\"\",'Historical scenario - input'!$D48=\"\"),\"\",U63/'Historical scenario - input'!$D48),\"\")","v":8.6275503802226192E-2},{"$f":"IFERROR(IF(OR(V63=\"\",'Historical scenario - input'!$D48=\"\"),\"\",V63/'Historical scenario - input'!$D48),\"\")","v":9.4644092547286715E-2},{"$f":"IFERROR(IF(OR(W63=\"\",'Historical scenario - input'!$D48=\"\"),\"\",W63/'Historical scenario - input'!$D48),\"\")","v":0.11520178685295984}]
[{"$f":"IFERROR('Historical scenario - input'!A49,\"\")","v":""},{"$f":"IFERROR('Historical scenario - input'!B49,\"\")","v":0},{"$f":"IFERROR('Historical scenario - input'!C49,\"\")","v":0},{"$f":"IFERROR(repcalc('Historical scenario - input'!$CV49:$GH49,'Historical scenario - input'!$G49,'Historical scenario - input'!$E49,'Historical scenario - input'!$F49,20,TRUE,TRUE),\"\")","v":""},"","","","","","","","","","","","","","","","","","","",{"$f":"IFERROR(IF(OR(D64=\"\",'Historical scenario - input'!$D49=\"\"),\"\",D64/'Historical scenario - input'!$D49),\"\")","v":""},{"$f":"IFERROR(IF(OR(E64=\"\",'Historical scenario - input'!$D49=\"\"),\"\",E64/'Historical scenario - input'!$D49),\"\")","v":""},{"$f":"IFERROR(IF(OR(F64=\"\",'Historical scenario - input'!$D49=\"\"),\"\",F64/'Historical scenario - input'!$D49),\"\")","v":""},{"$f":"IFERROR(IF(OR(G64=\"\",'Historical scenario - input'!$D49=\"\"),\"\",G64/'Historical scenario - input'!$D49),\"\")","v":""},{"$f":"IFERROR(IF(OR(H64=\"\",'Historical scenario - input'!$D49=\"\"),\"\",H64/'Historical scenario - input'!$D49),\"\")","v":""},{"$f":"IFERROR(IF(OR(I64=\"\",'Historical scenario - input'!$D49=\"\"),\"\",I64/'Historical scenario - input'!$D49),\"\")","v":""},{"$f":"IFERROR(IF(OR(J64=\"\",'Historical scenario - input'!$D49=\"\"),\"\",J64/'Historical scenario - input'!$D49),\"\")","v":""},{"$f":"IFERROR(IF(OR(K64=\"\",'Historical scenario - input'!$D49=\"\"),\"\",K64/'Historical scenario - input'!$D49),\"\")","v":""},{"$f":"IFERROR(IF(OR(L64=\"\",'Historical scenario - input'!$D49=\"\"),\"\",L64/'Historical scenario - input'!$D49),\"\")","v":""},{"$f":"IFERROR(IF(OR(M64=\"\",'Historical scenario - input'!$D49=\"\"),\"\",M64/'Historical scenario - input'!$D49),\"\")","v":""},{"$f":"IFERROR(IF(OR(N64=\"\",'Historical scenario - input'!$D49=\"\"),\"\",N64/'Historical scenario - input'!$D49),\"\")","v":""},{"$f":"IFERROR(IF(OR(O64=\"\",'Historical scenario - input'!$D49=\"\"),\"\",O64/'Historical scenario - input'!$D49),\"\")","v":""},{"$f":"IFERROR(IF(OR(P64=\"\",'Historical scenario - input'!$D49=\"\"),\"\",P64/'Historical scenario - input'!$D49),\"\")","v":""},{"$f":"IFERROR(IF(OR(Q64=\"\",'Historical scenario - input'!$D49=\"\"),\"\",Q64/'Historical scenario - input'!$D49),\"\")","v":""},{"$f":"IFERROR(IF(OR(R64=\"\",'Historical scenario - input'!$D49=\"\"),\"\",R64/'Historical scenario - input'!$D49),\"\")","v":""},{"$f":"IFERROR(IF(OR(S64=\"\",'Historical scenario - input'!$D49=\"\"),\"\",S64/'Historical scenario - input'!$D49),\"\")","v":""},{"$f":"IFERROR(IF(OR(T64=\"\",'Historical scenario - input'!$D49=\"\"),\"\",T64/'Historical scenario - input'!$D49),\"\")","v":""},{"$f":"IFERROR(IF(OR(U64=\"\",'Historical scenario - input'!$D49=\"\"),\"\",U64/'Historical scenario - input'!$D49),\"\")","v":""},{"$f":"IFERROR(IF(OR(V64=\"\",'Historical scenario - input'!$D49=\"\"),\"\",V64/'Historical scenario - input'!$D49),\"\")","v":""},{"$f":"IFERROR(IF(OR(W64=\"\",'Historical scenario - input'!$D49=\"\"),\"\",W64/'Historical scenario - input'!$D49),\"\")","v":""}]
[{"$f":"IFERROR('Historical scenario - input'!A50,\"\")","v":""},{"$f":"IFERROR('Historical scenario - input'!B50,\"\")","v":0},{"$f":"IFERROR('Historical scenario - input'!C50,\"\")","v":0},{"$f":"IFERROR(repcalc('Historical scenario - input'!$CV50:$GH50,'Historical scenario - input'!$G50,'Historical scenario - input'!$E50,'Historical scenario - input'!$F50,20,TRUE,TRUE),\"\")","v":""},"","","","","","","","","","","","","","","","","","","",{"$f":"IFERROR(IF(OR(D65=\"\",'Historical scenario - input'!$D50=\"\"),\"\",D65/'Historical scenario - input'!$D50),\"\")","v":""},{"$f":"IFERROR(IF(OR(E65=\"\",'Historical scenario - input'!$D50=\"\"),\"\",E65/'Historical scenario - input'!$D50),\"\")","v":""},{"$f":"IFERROR(IF(OR(F65=\"\",'Historical scenario - input'!$D50=\"\"),\"\",F65/'Historical scenario - input'!$D50),\"\")","v":""},{"$f":"IFERROR(IF(OR(G65=\"\",'Historical scenario - input'!$D50=\"\"),\"\",G65/'Historical scenario - input'!$D50),\"\")","v":""},{"$f":"IFERROR(IF(OR(H65=\"\",'Historical scenario - input'!$D50=\"\"),\"\",H65/'Historical scenario - input'!$D50),\"\")","v":""},{"$f":"IFERROR(IF(OR(I65=\"\",'Historical scenario - input'!$D50=\"\"),\"\",I65/'Historical scenario - input'!$D50),\"\")","v":""},{"$f":"IFERROR(IF(OR(J65=\"\",'Historical scenario - input'!$D50=\"\"),\"\",J65/'Historical scenario - input'!$D50),\"\")","v":""},{"$f":"IFERROR(IF(OR(K65=\"\",'Historical scenario - input'!$D50=\"\"),\"\",K65/'Historical scenario - input'!$D50),\"\")","v":""},{"$f":"IFERROR(IF(OR(L65=\"\",'Historical scenario - input'!$D50=\"\"),\"\",L65/'Historical scenario - input'!$D50),\"\")","v":""},{"$f":"IFERROR(IF(OR(M65=\"\",'Historical scenario - input'!$D50=\"\"),\"\",M65/'Historical scenario - input'!$D50),\"\")","v":""},{"$f":"IFERROR(IF(OR(N65=\"\",'Historical scenario - input'!$D50=\"\"),\"\",N65/'Historical scenario - input'!$D50),\"\")","v":""},{"$f":"IFERROR(IF(OR(O65=\"\",'Historical scenario - input'!$D50=\"\"),\"\",O65/'Historical scenario - input'!$D50),\"\")","v":""},{"$f":"IFERROR(IF(OR(P65=\"\",'Historical scenario - input'!$D50=\"\"),\"\",P65/'Historical scenario - input'!$D50),\"\")","v":""},{"$f":"IFERROR(IF(OR(Q65=\"\",'Historical scenario - input'!$D50=\"\"),\"\",Q65/'Historical scenario - input'!$D50),\"\")","v":""},{"$f":"IFERROR(IF(OR(R65=\"\",'Historical scenario - input'!$D50=\"\"),\"\",R65/'Historical scenario - input'!$D50),\"\")","v":""},{"$f":"IFERROR(IF(OR(S65=\"\",'Historical scenario - input'!$D50=\"\"),\"\",S65/'Historical scenario - input'!$D50),\"\")","v":""},{"$f":"IFERROR(IF(OR(T65=\"\",'Historical scenario - input'!$D50=\"\"),\"\",T65/'Historical scenario - input'!$D50),\"\")","v":""},{"$f":"IFERROR(IF(OR(U65=\"\",'Historical scenario - input'!$D50=\"\"),\"\",U65/'Historical scenario - input'!$D50),\"\")","v":""},{"$f":"IFERROR(IF(OR(V65=\"\",'Historical scenario - input'!$D50=\"\"),\"\",V65/'Historical scenario - input'!$D50),\"\")","v":""},{"$f":"IFERROR(IF(OR(W65=\"\",'Historical scenario - input'!$D50=\"\"),\"\",W65/'Historical scenario - input'!$D50),\"\")","v":""}]
[{"$f":"IFERROR('Historical scenario - input'!A51,\"\")","v":""},{"$f":"IFERROR('Historical scenario - input'!B51,\"\")","v":0},{"$f":"IFERROR('Historical scenario - input'!C51,\"\")","v":0},{"$f":"IFERROR(repcalc('Historical scenario - input'!$CV51:$GH51,'Historical scenario - input'!$G51,'Historical scenario - input'!$E51,'Historical scenario - input'!$F51,20,TRUE,TRUE),\"\")","v":""},"","","","","","","","","","","","","","","","","","","",{"$f":"IFERROR(IF(OR(D66=\"\",'Historical scenario - input'!$D51=\"\"),\"\",D66/'Historical scenario - input'!$D51),\"\")","v":""},{"$f":"IFERROR(IF(OR(E66=\"\",'Historical scenario - input'!$D51=\"\"),\"\",E66/'Historical scenario - input'!$D51),\"\")","v":""},{"$f":"IFERROR(IF(OR(F66=\"\",'Historical scenario - input'!$D51=\"\"),\"\",F66/'Historical scenario - input'!$D51),\"\")","v":""},{"$f":"IFERROR(IF(OR(G66=\"\",'Historical scenario - input'!$D51=\"\"),\"\",G66/'Historical scenario - input'!$D51),\"\")","v":""},{"$f":"IFERROR(IF(OR(H66=\"\",'Historical scenario - input'!$D51=\"\"),\"\",H66/'Historical scenario - input'!$D51),\"\")","v":""},{"$f":"IFERROR(IF(OR(I66=\"\",'Historical scenario - input'!$D51=\"\"),\"\",I66/'Historical scenario - input'!$D51),\"\")","v":""},{"$f":"IFERROR(IF(OR(J66=\"\",'Historical scenario - input'!$D51=\"\"),\"\",J66/'Historical scenario - input'!$D51),\"\")","v":""},{"$f":"IFERROR(IF(OR(K66=\"\",'Historical scenario - input'!$D51=\"\"),\"\",K66/'Historical scenario - input'!$D51),\"\")","v":""},{"$f":"IFERROR(IF(OR(L66=\"\",'Historical scenario - input'!$D51=\"\"),\"\",L66/'Historical scenario - input'!$D51),\"\")","v":""},{"$f":"IFERROR(IF(OR(M66=\"\",'Historical scenario - input'!$D51=\"\"),\"\",M66/'Historical scenario - input'!$D51),\"\")","v":""},{"$f":"IFERROR(IF(OR(N66=\"\",'Historical scenario - input'!$D51=\"\"),\"\",N66/'Historical scenario - input'!$D51),\"\")","v":""},{"$f":"IFERROR(IF(OR(O66=\"\",'Historical scenario - input'!$D51=\"\"),\"\",O66/'Historical scenario - input'!$D51),\"\")","v":""},{"$f":"IFERROR(IF(OR(P66=\"\",'Historical scenario - input'!$D51=\"\"),\"\",P66/'Historical scenario - input'!$D51),\"\")","v":""},{"$f":"IFERROR(IF(OR(Q66=\"\",'Historical scenario - input'!$D51=\"\"),\"\",Q66/'Historical scenario - input'!$D51),\"\")","v":""},{"$f":"IFERROR(IF(OR(R66=\"\",'Historical scenario - input'!$D51=\"\"),\"\",R66/'Historical scenario - input'!$D51),\"\")","v":""},{"$f":"IFERROR(IF(OR(S66=\"\",'Historical scenario - input'!$D51=\"\"),\"\",S66/'Historical scenario - input'!$D51),\"\")","v":""},{"$f":"IFERROR(IF(OR(T66=\"\",'Historical scenario - input'!$D51=\"\"),\"\",T66/'Historical scenario - input'!$D51),\"\")","v":""},{"$f":"IFERROR(IF(OR(U66=\"\",'Historical scenario - input'!$D51=\"\"),\"\",U66/'Historical scenario - input'!$D51),\"\")","v":""},{"$f":"IFERROR(IF(OR(V66=\"\",'Historical scenario - input'!$D51=\"\"),\"\",V66/'Historical scenario - input'!$D51),\"\")","v":""},{"$f":"IFERROR(IF(OR(W66=\"\",'Historical scenario - input'!$D51=\"\"),\"\",W66/'Historical scenario - input'!$D51),\"\")","v":""}]
[{"$f":"IFERROR('Historical scenario - input'!A52,\"\")","v":""},{"$f":"IFERROR('Historical scenario - input'!B52,\"\")","v":0},{"$f":"IFERROR('Historical scenario - input'!C52,\"\")","v":0},{"$f":"IFERROR(repcalc('Historical scenario - input'!$CV52:$GH52,'Historical scenario - input'!$G52,'Historical scenario - input'!$E52,'Historical scenario - input'!$F52,20,TRUE,TRUE),\"\")","v":""},"","","","","","","","","","","","","","","","","","","",{"$f":"IFERROR(IF(OR(D67=\"\",'Historical scenario - input'!$D52=\"\"),\"\",D67/'Historical scenario - input'!$D52),\"\")","v":""},{"$f":"IFERROR(IF(OR(E67=\"\",'Historical scenario - input'!$D52=\"\"),\"\",E67/'Historical scenario - input'!$D52),\"\")","v":""},{"$f":"IFERROR(IF(OR(F67=\"\",'Historical scenario - input'!$D52=\"\"),\"\",F67/'Historical scenario - input'!$D52),\"\")","v":""},{"$f":"IFERROR(IF(OR(G67=\"\",'Historical scenario - input'!$D52=\"\"),\"\",G67/'Historical scenario - input'!$D52),\"\")","v":""},{"$f":"IFERROR(IF(OR(H67=\"\",'Historical scenario - input'!$D52=\"\"),\"\",H67/'Historical scenario - input'!$D52),\"\")","v":""},{"$f":"IFERROR(IF(OR(I67=\"\",'Historical scenario - input'!$D52=\"\"),\"\",I67/'Historical scenario - input'!$D52),\"\")","v":""},{"$f":"IFERROR(IF(OR(J67=\"\",'Historical scenario - input'!$D52=\"\"),\"\",J67/'Historical scenario - input'!$D52),\"\")","v":""},{"$f":"IFERROR(IF(OR(K67=\"\",'Historical scenario - input'!$D52=\"\"),\"\",K67/'Historical scenario - input'!$D52),\"\")","v":""},{"$f":"IFERROR(IF(OR(L67=\"\",'Historical scenario - input'!$D52=\"\"),\"\",L67/'Historical scenario - input'!$D52),\"\")","v":""},{"$f":"IFERROR(IF(OR(M67=\"\",'Historical scenario - input'!$D52=\"\"),\"\",M67/'Historical scenario - input'!$D52),\"\")","v":""},{"$f":"IFERROR(IF(OR(N67=\"\",'Historical scenario - input'!$D52=\"\"),\"\",N67/'Historical scenario - input'!$D52),\"\")","v":""},{"$f":"IFERROR(IF(OR(O67=\"\",'Historical scenario - input'!$D52=\"\"),\"\",O67/'Historical scenario - input'!$D52),\"\")","v":""},{"$f":"IFERROR(IF(OR(P67=\"\",'Historical scenario - input'!$D52=\"\"),\"\",P67/'Historical scenario - input'!$D52),\"\")","v":""},{"$f":"IFERROR(IF(OR(Q67=\"\",'Historical scenario - input'!$D52=\"\"),\"\",Q67/'Historical scenario - input'!$D52),\"\")","v":""},{"$f":"IFERROR(IF(OR(R67=\"\",'Historical scenario - input'!$D52=\"\"),\"\",R67/'Historical scenario - input'!$D52),\"\")","v":""},{"$f":"IFERROR(IF(OR(S67=\"\",'Historical scenario - input'!$D52=\"\"),\"\",S67/'Historical scenario - input'!$D52),\"\")","v":""},{"$f":"IFERROR(IF(OR(T67=\"\",'Historical scenario - input'!$D52=\"\"),\"\",T67/'Historical scenario - input'!$D52),\"\")","v":""},{"$f":"IFERROR(IF(OR(U67=\"\",'Historical scenario - input'!$D52=\"\"),\"\",U67/'Historical scenario - input'!$D52),\"\")","v":""},{"$f":"IFERROR(IF(OR(V67=\"\",'Historical scenario - input'!$D52=\"\"),\"\",V67/'Historical scenario - input'!$D52),\"\")","v":""},{"$f":"IFERROR(IF(OR(W67=\"\",'Historical scenario - input'!$D52=\"\"),\"\",W67/'Historical scenario - input'!$D52),\"\")","v":""}]
[{"$f":"IFERROR('Historical scenario - input'!A53,\"\")","v":""},{"$f":"IFERROR('Historical scenario - input'!B53,\"\")","v":0},{"$f":"IFERROR('Historical scenario - input'!C53,\"\")","v":0},{"$f":"IFERROR(repcalc('Historical scenario - input'!$CV53:$GH53,'Historical scenario - input'!$G53,'Historical scenario - input'!$E53,'Historical scenario - input'!$F53,20,TRUE,TRUE),\"\")","v":""},"","","","","","","","","","","","","","","","","","","",{"$f":"IFERROR(IF(OR(D68=\"\",'Historical scenario - input'!$D53=\"\"),\"\",D68/'Historical scenario - input'!$D53),\"\")","v":""},{"$f":"IFERROR(IF(OR(E68=\"\",'Historical scenario - input'!$D53=\"\"),\"\",E68/'Historical scenario - input'!$D53),\"\")","v":""},{"$f":"IFERROR(IF(OR(F68=\"\",'Historical scenario - input'!$D53=\"\"),\"\",F68/'Historical scenario - input'!$D53),\"\")","v":""},{"$f":"IFERROR(IF(OR(G68=\"\",'Historical scenario - input'!$D53=\"\"),\"\",G68/'Historical scenario - input'!$D53),\"\")","v":""},{"$f":"IFERROR(IF(OR(H68=\"\",'Historical scenario - input'!$D53=\"\"),\"\",H68/'Historical scenario - input'!$D53),\"\")","v":""},{"$f":"IFERROR(IF(OR(I68=\"\",'Historical scenario - input'!$D53=\"\"),\"\",I68/'Historical scenario - input'!$D53),\"\")","v":""},{"$f":"IFERROR(IF(OR(J68=\"\",'Historical scenario - input'!$D53=\"\"),\"\",J68/'Historical scenario - input'!$D53),\"\")","v":""},{"$f":"IFERROR(IF(OR(K68=\"\",'Historical scenario - input'!$D53=\"\"),\"\",K68/'Historical scenario - input'!$D53),\"\")","v":""},{"$f":"IFERROR(IF(OR(L68=\"\",'Historical scenario - input'!$D53=\"\"),\"\",L68/'Historical scenario - input'!$D53),\"\")","v":""},{"$f":"IFERROR(IF(OR(M68=\"\",'Historical scenario - input'!$D53=\"\"),\"\",M68/'Historical scenario - input'!$D53),\"\")","v":""},{"$f":"IFERROR(IF(OR(N68=\"\",'Historical scenario - input'!$D53=\"\"),\"\",N68/'Historical scenario - input'!$D53),\"\")","v":""},{"$f":"IFERROR(IF(OR(O68=\"\",'Historical scenario - input'!$D53=\"\"),\"\",O68/'Historical scenario - input'!$D53),\"\")","v":""},{"$f":"IFERROR(IF(OR(P68=\"\",'Historical scenario - input'!$D53=\"\"),\"\",P68/'Historical scenario - input'!$D53),\"\")","v":""},{"$f":"IFERROR(IF(OR(Q68=\"\",'Historical scenario - input'!$D53=\"\"),\"\",Q68/'Historical scenario - input'!$D53),\"\")","v":""},{"$f":"IFERROR(IF(OR(R68=\"\",'Historical scenario - input'!$D53=\"\"),\"\",R68/'Historical scenario - input'!$D53),\"\")","v":""},{"$f":"IFERROR(IF(OR(S68=\"\",'Historical scenario - input'!$D53=\"\"),\"\",S68/'Historical scenario - input'!$D53),\"\")","v":""},{"$f":"IFERROR(IF(OR(T68=\"\",'Historical scenario - input'!$D53=\"\"),\"\",T68/'Historical scenario - input'!$D53),\"\")","v":""},{"$f":"IFERROR(IF(OR(U68=\"\",'Historical scenario - input'!$D53=\"\"),\"\",U68/'Historical scenario - input'!$D53),\"\")","v":""},{"$f":"IFERROR(IF(OR(V68=\"\",'Historical scenario - input'!$D53=\"\"),\"\",V68/'Historical scenario - input'!$D53),\"\")","v":""},{"$f":"IFERROR(IF(OR(W68=\"\",'Historical scenario - input'!$D53=\"\"),\"\",W68/'Historical scenario - input'!$D53),\"\")","v":""}]
[{"$f":"IFERROR('Historical scenario - input'!A54,\"\")","v":""},{"$f":"IFERROR('Historical scenario - input'!B54,\"\")","v":0},{"$f":"IFERROR('Historical scenario - input'!C54,\"\")","v":0},{"$f":"IFERROR(repcalc('Historical scenario - input'!$CV54:$GH54,'Historical scenario - input'!$G54,'Historical scenario - input'!$E54,'Historical scenario - input'!$F54,20,TRUE,TRUE),\"\")","v":""},"","","","","","","","","","","","","","","","","","","",{"$f":"IFERROR(IF(OR(D69=\"\",'Historical scenario - input'!$D54=\"\"),\"\",D69/'Historical scenario - input'!$D54),\"\")","v":""},{"$f":"IFERROR(IF(OR(E69=\"\",'Historical scenario - input'!$D54=\"\"),\"\",E69/'Historical scenario - input'!$D54),\"\")","v":""},{"$f":"IFERROR(IF(OR(F69=\"\",'Historical scenario - input'!$D54=\"\"),\"\",F69/'Historical scenario - input'!$D54),\"\")","v":""},{"$f":"IFERROR(IF(OR(G69=\"\",'Historical scenario - input'!$D54=\"\"),\"\",G69/'Historical scenario - input'!$D54),\"\")","v":""},{"$f":"IFERROR(IF(OR(H69=\"\",'Historical scenario - input'!$D54=\"\"),\"\",H69/'Historical scenario - input'!$D54),\"\")","v":""},{"$f":"IFERROR(IF(OR(I69=\"\",'Historical scenario - input'!$D54=\"\"),\"\",I69/'Historical scenario - input'!$D54),\"\")","v":""},{"$f":"IFERROR(IF(OR(J69=\"\",'Historical scenario - input'!$D54=\"\"),\"\",J69/'Historical scenario - input'!$D54),\"\")","v":""},{"$f":"IFERROR(IF(OR(K69=\"\",'Historical scenario - input'!$D54=\"\"),\"\",K69/'Historical scenario - input'!$D54),\"\")","v":""},{"$f":"IFERROR(IF(OR(L69=\"\",'Historical scenario - input'!$D54=\"\"),\"\",L69/'Historical scenario - input'!$D54),\"\")","v":""},{"$f":"IFERROR(IF(OR(M69=\"\",'Historical scenario - input'!$D54=\"\"),\"\",M69/'Historical scenario - input'!$D54),\"\")","v":""},{"$f":"IFERROR(IF(OR(N69=\"\",'Historical scenario - input'!$D54=\"\"),\"\",N69/'Historical scenario - input'!$D54),\"\")","v":""},{"$f":"IFERROR(IF(OR(O69=\"\",'Historical scenario - input'!$D54=\"\"),\"\",O69/'Historical scenario - input'!$D54),\"\")","v":""},{"$f":"IFERROR(IF(OR(P69=\"\",'Historical scenario - input'!$D54=\"\"),\"\",P69/'Historical scenario - input'!$D54),\"\")","v":""},{"$f":"IFERROR(IF(OR(Q69=\"\",'Historical scenario - input'!$D54=\"\"),\"\",Q69/'Historical scenario - input'!$D54),\"\")","v":""},{"$f":"IFERROR(IF(OR(R69=\"\",'Historical scenario - input'!$D54=\"\"),\"\",R69/'Historical scenario - input'!$D54),\"\")","v":""},{"$f":"IFERROR(IF(OR(S69=\"\",'Historical scenario - input'!$D54=\"\"),\"\",S69/'Historical scenario - input'!$D54),\"\")","v":""},{"$f":"IFERROR(IF(OR(T69=\"\",'Historical scenario - input'!$D54=\"\"),\"\",T69/'Historical scenario - input'!$D54),\"\")","v":""},{"$f":"IFERROR(IF(OR(U69=\"\",'Historical scenario - input'!$D54=\"\"),\"\",U69/'Historical scenario - input'!$D54),\"\")","v":""},{"$f":"IFERROR(IF(OR(V69=\"\",'Historical scenario - input'!$D54=\"\"),\"\",V69/'Historical scenario - input'!$D54),\"\")","v":""},{"$f":"IFERROR(IF(OR(W69=\"\",'Historical scenario - input'!$D54=\"\"),\"\",W69/'Historical scenario - input'!$D54),\"\")","v":""}]
[{"$f":"IFERROR('Historical scenario - input'!A55,\"\")","v":""},{"$f":"IFERROR('Historical scenario - input'!B55,\"\")","v":0},{"$f":"IFERROR('Historical scenario - input'!C55,\"\")","v":0},{"$f":"IFERROR(repcalc('Historical scenario - input'!$CV55:$GH55,'Historical scenario - input'!$G55,'Historical scenario - input'!$E55,'Historical scenario - input'!$F55,20,TRUE,TRUE),\"\")","v":""},"","","","","","","","","","","","","","","","","","","",{"$f":"IFERROR(IF(OR(D70=\"\",'Historical scenario - input'!$D55=\"\"),\"\",D70/'Historical scenario - input'!$D55),\"\")","v":""},{"$f":"IFERROR(IF(OR(E70=\"\",'Historical scenario - input'!$D55=\"\"),\"\",E70/'Historical scenario - input'!$D55),\"\")","v":""},{"$f":"IFERROR(IF(OR(F70=\"\",'Historical scenario - input'!$D55=\"\"),\"\",F70/'Historical scenario - input'!$D55),\"\")","v":""},{"$f":"IFERROR(IF(OR(G70=\"\",'Historical scenario - input'!$D55=\"\"),\"\",G70/'Historical scenario - input'!$D55),\"\")","v":""},{"$f":"IFERROR(IF(OR(H70=\"\",'Historical scenario - input'!$D55=\"\"),\"\",H70/'Historical scenario - input'!$D55),\"\")","v":""},{"$f":"IFERROR(IF(OR(I70=\"\",'Historical scenario - input'!$D55=\"\"),\"\",I70/'Historical scenario - input'!$D55),\"\")","v":""},{"$f":"IFERROR(IF(OR(J70=\"\",'Historical scenario - input'!$D55=\"\"),\"\",J70/'Historical scenario - input'!$D55),\"\")","v":""},{"$f":"IFERROR(IF(OR(K70=\"\",'Historical scenario - input'!$D55=\"\"),\"\",K70/'Historical scenario - input'!$D55),\"\")","v":""},{"$f":"IFERROR(IF(OR(L70=\"\",'Historical scenario - input'!$D55=\"\"),\"\",L70/'Historical scenario - input'!$D55),\"\")","v":""},{"$f":"IFERROR(IF(OR(M70=\"\",'Historical scenario - input'!$D55=\"\"),\"\",M70/'Historical scenario - input'!$D55),\"\")","v":""},{"$f":"IFERROR(IF(OR(N70=\"\",'Historical scenario - input'!$D55=\"\"),\"\",N70/'Historical scenario - input'!$D55),\"\")","v":""},{"$f":"IFERROR(IF(OR(O70=\"\",'Historical scenario - input'!$D55=\"\"),\"\",O70/'Historical scenario - input'!$D55),\"\")","v":""},{"$f":"IFERROR(IF(OR(P70=\"\",'Historical scenario - input'!$D55=\"\"),\"\",P70/'Historical scenario - input'!$D55),\"\")","v":""},{"$f":"IFERROR(IF(OR(Q70=\"\",'Historical scenario - input'!$D55=\"\"),\"\",Q70/'Historical scenario - input'!$D55),\"\")","v":""},{"$f":"IFERROR(IF(OR(R70=\"\",'Historical scenario - input'!$D55=\"\"),\"\",R70/'Historical scenario - input'!$D55),\"\")","v":""},{"$f":"IFERROR(IF(OR(S70=\"\",'Historical scenario - input'!$D55=\"\"),\"\",S70/'Historical scenario - input'!$D55),\"\")","v":""},{"$f":"IFERROR(IF(OR(T70=\"\",'Historical scenario - input'!$D55=\"\"),\"\",T70/'Historical scenario - input'!$D55),\"\")","v":""},{"$f":"IFERROR(IF(OR(U70=\"\",'Historical scenario - input'!$D55=\"\"),\"\",U70/'Historical scenario - input'!$D55),\"\")","v":""},{"$f":"IFERROR(IF(OR(V70=\"\",'Historical scenario - input'!$D55=\"\"),\"\",V70/'Historical scenario - input'!$D55),\"\")","v":""},{"$f":"IFERROR(IF(OR(W70=\"\",'Historical scenario - input'!$D55=\"\"),\"\",W70/'Historical scenario - input'!$D55),\"\")","v":""}]
[{"$f":"IFERROR('Historical scenario - input'!A56,\"\")","v":""},{"$f":"IFERROR('Historical scenario - input'!B56,\"\")","v":0},{"$f":"IFERROR('Historical scenario - input'!C56,\"\")","v":0},{"$f":"IFERROR(repcalc('Historical scenario - input'!$CV56:$GH56,'Historical scenario - input'!$G56,'Historical scenario - input'!$E56,'Historical scenario - input'!$F56,20,TRUE,TRUE),\"\")","v":""},"","","","","","","","","","","","","","","","","","","",{"$f":"IFERROR(IF(OR(D71=\"\",'Historical scenario - input'!$D56=\"\"),\"\",D71/'Historical scenario - input'!$D56),\"\")","v":""},{"$f":"IFERROR(IF(OR(E71=\"\",'Historical scenario - input'!$D56=\"\"),\"\",E71/'Historical scenario - input'!$D56),\"\")","v":""},{"$f":"IFERROR(IF(OR(F71=\"\",'Historical scenario - input'!$D56=\"\"),\"\",F71/'Historical scenario - input'!$D56),\"\")","v":""},{"$f":"IFERROR(IF(OR(G71=\"\",'Historical scenario - input'!$D56=\"\"),\"\",G71/'Historical scenario - input'!$D56),\"\")","v":""},{"$f":"IFERROR(IF(OR(H71=\"\",'Historical scenario - input'!$D56=\"\"),\"\",H71/'Historical scenario - input'!$D56),\"\")","v":""},{"$f":"IFERROR(IF(OR(I71=\"\",'Historical scenario - input'!$D56=\"\"),\"\",I71/'Historical scenario - input'!$D56),\"\")","v":""},{"$f":"IFERROR(IF(OR(J71=\"\",'Historical scenario - input'!$D56=\"\"),\"\",J71/'Historical scenario - input'!$D56),\"\")","v":""},{"$f":"IFERROR(IF(OR(K71=\"\",'Historical scenario - input'!$D56=\"\"),\"\",K71/'Historical scenario - input'!$D56),\"\")","v":""},{"$f":"IFERROR(IF(OR(L71=\"\",'Historical scenario - input'!$D56=\"\"),\"\",L71/'Historical scenario - input'!$D56),\"\")","v":""},{"$f":"IFERROR(IF(OR(M71=\"\",'Historical scenario - input'!$D56=\"\"),\"\",M71/'Historical scenario - input'!$D56),\"\")","v":""},{"$f":"IFERROR(IF(OR(N71=\"\",'Historical scenario - input'!$D56=\"\"),\"\",N71/'Historical scenario - input'!$D56),\"\")","v":""},{"$f":"IFERROR(IF(OR(O71=\"\",'Historical scenario - input'!$D56=\"\"),\"\",O71/'Historical scenario - input'!$D56),\"\")","v":""},{"$f":"IFERROR(IF(OR(P71=\"\",'Historical scenario - input'!$D56=\"\"),\"\",P71/'Historical scenario - input'!$D56),\"\")","v":""},{"$f":"IFERROR(IF(OR(Q71=\"\",'Historical scenario - input'!$D56=\"\"),\"\",Q71/'Historical scenario - input'!$D56),\"\")","v":""},{"$f":"IFERROR(IF(OR(R71=\"\",'Historical scenario - input'!$D56=\"\"),\"\",R71/'Historical scenario - input'!$D56),\"\")","v":""},{"$f":"IFERROR(IF(OR(S71=\"\",'Historical scenario - input'!$D56=\"\"),\"\",S71/'Historical scenario - input'!$D56),\"\")","v":""},{"$f":"IFERROR(IF(OR(T71=\"\",'Historical scenario - input'!$D56=\"\"),\"\",T71/'Historical scenario - input'!$D56),\"\")","v":""},{"$f":"IFERROR(IF(OR(U71=\"\",'Historical scenario - input'!$D56=\"\"),\"\",U71/'Historical scenario - input'!$D56),\"\")","v":""},{"$f":"IFERROR(IF(OR(V71=\"\",'Historical scenario - input'!$D56=\"\"),\"\",V71/'Historical scenario - input'!$D56),\"\")","v":""},{"$f":"IFERROR(IF(OR(W71=\"\",'Historical scenario - input'!$D56=\"\"),\"\",W71/'Historical scenario - input'!$D56),\"\")","v":""}]
[{"$f":"IFERROR('Historical scenario - input'!A57,\"\")","v":""},{"$f":"IFERROR('Historical scenario - input'!B57,\"\")","v":0},{"$f":"IFERROR('Historical scenario - input'!C57,\"\")","v":0},{"$f":"IFERROR(repcalc('Historical scenario - input'!$CV57:$GH57,'Historical scenario - input'!$G57,'Historical scenario - input'!$E57,'Historical scenario - input'!$F57,20,TRUE,TRUE),\"\")","v":""},"","","","","","","","","","","","","","","","","","","",{"$f":"IFERROR(IF(OR(D72=\"\",'Historical scenario - input'!$D57=\"\"),\"\",D72/'Historical scenario - input'!$D57),\"\")","v":""},{"$f":"IFERROR(IF(OR(E72=\"\",'Historical scenario - input'!$D57=\"\"),\"\",E72/'Historical scenario - input'!$D57),\"\")","v":""},{"$f":"IFERROR(IF(OR(F72=\"\",'Historical scenario - input'!$D57=\"\"),\"\",F72/'Historical scenario - input'!$D57),\"\")","v":""},{"$f":"IFERROR(IF(OR(G72=\"\",'Historical scenario - input'!$D57=\"\"),\"\",G72/'Historical scenario - input'!$D57),\"\")","v":""},{"$f":"IFERROR(IF(OR(H72=\"\",'Historical scenario - input'!$D57=\"\"),\"\",H72/'Historical scenario - input'!$D57),\"\")","v":""},{"$f":"IFERROR(IF(OR(I72=\"\",'Historical scenario - input'!$D57=\"\"),\"\",I72/'Historical scenario - input'!$D57),\"\")","v":""},{"$f":"IFERROR(IF(OR(J72=\"\",'Historical scenario - input'!$D57=\"\"),\"\",J72/'Historical scenario - input'!$D57),\"\")","v":""},{"$f":"IFERROR(IF(OR(K72=\"\",'Historical scenario - input'!$D57=\"\"),\"\",K72/'Historical scenario - input'!$D57),\"\")","v":""},{"$f":"IFERROR(IF(OR(L72=\"\",'Historical scenario - input'!$D57=\"\"),\"\",L72/'Historical scenario - input'!$D57),\"\")","v":""},{"$f":"IFERROR(IF(OR(M72=\"\",'Historical scenario - input'!$D57=\"\"),\"\",M72/'Historical scenario - input'!$D57),\"\")","v":""},{"$f":"IFERROR(IF(OR(N72=\"\",'Historical scenario - input'!$D57=\"\"),\"\",N72/'Historical scenario - input'!$D57),\"\")","v":""},{"$f":"IFERROR(IF(OR(O72=\"\",'Historical scenario - input'!$D57=\"\"),\"\",O72/'Historical scenario - input'!$D57),\"\")","v":""},{"$f":"IFERROR(IF(OR(P72=\"\",'Historical scenario - input'!$D57=\"\"),\"\",P72/'Historical scenario - input'!$D57),\"\")","v":""},{"$f":"IFERROR(IF(OR(Q72=\"\",'Historical scenario - input'!$D57=\"\"),\"\",Q72/'Historical scenario - input'!$D57),\"\")","v":""},{"$f":"IFERROR(IF(OR(R72=\"\",'Historical scenario - input'!$D57=\"\"),\"\",R72/'Historical scenario - input'!$D57),\"\")","v":""},{"$f":"IFERROR(IF(OR(S72=\"\",'Historical scenario - input'!$D57=\"\"),\"\",S72/'Historical scenario - input'!$D57),\"\")","v":""},{"$f":"IFERROR(IF(OR(T72=\"\",'Historical scenario - input'!$D57=\"\"),\"\",T72/'Historical scenario - input'!$D57),\"\")","v":""},{"$f":"IFERROR(IF(OR(U72=\"\",'Historical scenario - input'!$D57=\"\"),\"\",U72/'Historical scenario - input'!$D57),\"\")","v":""},{"$f":"IFERROR(IF(OR(V72=\"\",'Historical scenario - input'!$D57=\"\"),\"\",V72/'Historical scenario - input'!$D57),\"\")","v":""},{"$f":"IFERROR(IF(OR(W72=\"\",'Historical scenario - input'!$D57=\"\"),\"\",W72/'Historical scenario - input'!$D57),\"\")","v":""}]
[{"$f":"IFERROR('Historical scenario - input'!A58,\"\")","v":""},{"$f":"IFERROR('Historical scenario - input'!B58,\"\")","v":0},{"$f":"IFERROR('Historical scenario - input'!C58,\"\")","v":0},{"$f":"IFERROR(repcalc('Historical scenario - input'!$CV58:$GH58,'Historical scenario - input'!$G58,'Historical scenario - input'!$E58,'Historical scenario - input'!$F58,20,TRUE,TRUE),\"\")","v":""},"","","","","","","","","","","","","","","","","","","",{"$f":"IFERROR(IF(OR(D73=\"\",'Historical scenario - input'!$D58=\"\"),\"\",D73/'Historical scenario - input'!$D58),\"\")","v":""},{"$f":"IFERROR(IF(OR(E73=\"\",'Historical scenario - input'!$D58=\"\"),\"\",E73/'Historical scenario - input'!$D58),\"\")","v":""},{"$f":"IFERROR(IF(OR(F73=\"\",'Historical scenario - input'!$D58=\"\"),\"\",F73/'Historical scenario - input'!$D58),\"\")","v":""},{"$f":"IFERROR(IF(OR(G73=\"\",'Historical scenario - input'!$D58=\"\"),\"\",G73/'Historical scenario - input'!$D58),\"\")","v":""},{"$f":"IFERROR(IF(OR(H73=\"\",'Historical scenario - input'!$D58=\"\"),\"\",H73/'Historical scenario - input'!$D58),\"\")","v":""},{"$f":"IFERROR(IF(OR(I73=\"\",'Historical scenario - input'!$D58=\"\"),\"\",I73/'Historical scenario - input'!$D58),\"\")","v":""},{"$f":"IFERROR(IF(OR(J73=\"\",'Historical scenario - input'!$D58=\"\"),\"\",J73/'Historical scenario - input'!$D58),\"\")","v":""},{"$f":"IFERROR(IF(OR(K73=\"\",'Historical scenario - input'!$D58=\"\"),\"\",K73/'Historical scenario - input'!$D58),\"\")","v":""},{"$f":"IFERROR(IF(OR(L73=\"\",'Historical scenario - input'!$D58=\"\"),\"\",L73/'Historical scenario - input'!$D58),\"\")","v":""},{"$f":"IFERROR(IF(OR(M73=\"\",'Historical scenario - input'!$D58=\"\"),\"\",M73/'Historical scenario - input'!$D58),\"\")","v":""},{"$f":"IFERROR(IF(OR(N73=\"\",'Historical scenario - input'!$D58=\"\"),\"\",N73/'Historical scenario - input'!$D58),\"\")","v":""},{"$f":"IFERROR(IF(OR(O73=\"\",'Historical scenario - input'!$D58=\"\"),\"\",O73/'Historical scenario - input'!$D58),\"\")","v":""},{"$f":"IFERROR(IF(OR(P73=\"\",'Historical scenario - input'!$D58=\"\"),\"\",P73/'Historical scenario - input'!$D58),\"\")","v":""},{"$f":"IFERROR(IF(OR(Q73=\"\",'Historical scenario - input'!$D58=\"\"),\"\",Q73/'Historical scenario - input'!$D58),\"\")","v":""},{"$f":"IFERROR(IF(OR(R73=\"\",'Historical scenario - input'!$D58=\"\"),\"\",R73/'Historical scenario - input'!$D58),\"\")","v":""},{"$f":"IFERROR(IF(OR(S73=\"\",'Historical scenario - input'!$D58=\"\"),\"\",S73/'Historical scenario - input'!$D58),\"\")","v":""},{"$f":"IFERROR(IF(OR(T73=\"\",'Historical scenario - input'!$D58=\"\"),\"\",T73/'Historical scenario - input'!$D58),\"\")","v":""},{"$f":"IFERROR(IF(OR(U73=\"\",'Historical scenario - input'!$D58=\"\"),\"\",U73/'Historical scenario - input'!$D58),\"\")","v":""},{"$f":"IFERROR(IF(OR(V73=\"\",'Historical scenario - input'!$D58=\"\"),\"\",V73/'Historical scenario - input'!$D58),\"\")","v":""},{"$f":"IFERROR(IF(OR(W73=\"\",'Historical scenario - input'!$D58=\"\"),\"\",W73/'Historical scenario - input'!$D58),\"\")","v":""}]
[{"$f":"IFERROR('Historical scenario - input'!A59,\"\")","v":""},{"$f":"IFERROR('Historical scenario - input'!B59,\"\")","v":0},{"$f":"IFERROR('Historical scenario - input'!C59,\"\")","v":0},{"$f":"IFERROR(repcalc('Historical scenario - input'!$CV59:$GH59,'Historical scenario - input'!$G59,'Historical scenario - input'!$E59,'Historical scenario - input'!$F59,20,TRUE,TRUE),\"\")","v":""},"","","","","","","","","","","","","","","","","","","",{"$f":"IFERROR(IF(OR(D74=\"\",'Historical scenario - input'!$D59=\"\"),\"\",D74/'Historical scenario - input'!$D59),\"\")","v":""},{"$f":"IFERROR(IF(OR(E74=\"\",'Historical scenario - input'!$D59=\"\"),\"\",E74/'Historical scenario - input'!$D59),\"\")","v":""},{"$f":"IFERROR(IF(OR(F74=\"\",'Historical scenario - input'!$D59=\"\"),\"\",F74/'Historical scenario - input'!$D59),\"\")","v":""},{"$f":"IFERROR(IF(OR(G74=\"\",'Historical scenario - input'!$D59=\"\"),\"\",G74/'Historical scenario - input'!$D59),\"\")","v":""},{"$f":"IFERROR(IF(OR(H74=\"\",'Historical scenario - input'!$D59=\"\"),\"\",H74/'Historical scenario - input'!$D59),\"\")","v":""},{"$f":"IFERROR(IF(OR(I74=\"\",'Historical scenario - input'!$D59=\"\"),\"\",I74/'Historical scenario - input'!$D59),\"\")","v":""},{"$f":"IFERROR(IF(OR(J74=\"\",'Historical scenario - input'!$D59=\"\"),\"\",J74/'Historical scenario - input'!$D59),\"\")","v":""},{"$f":"IFERROR(IF(OR(K74=\"\",'Historical scenario - input'!$D59=\"\"),\"\",K74/'Historical scenario - input'!$D59),\"\")","v":""},{"$f":"IFERROR(IF(OR(L74=\"\",'Historical scenario - input'!$D59=\"\"),\"\",L74/'Historical scenario - input'!$D59),\"\")","v":""},{"$f":"IFERROR(IF(OR(M74=\"\",'Historical scenario - input'!$D59=\"\"),\"\",M74/'Historical scenario - input'!$D59),\"\")","v":""},{"$f":"IFERROR(IF(OR(N74=\"\",'Historical scenario - input'!$D59=\"\"),\"\",N74/'Historical scenario - input'!$D59),\"\")","v":""},{"$f":"IFERROR(IF(OR(O74=\"\",'Historical scenario - input'!$D59=\"\"),\"\",O74/'Historical scenario - input'!$D59),\"\")","v":""},{"$f":"IFERROR(IF(OR(P74=\"\",'Historical scenario - input'!$D59=\"\"),\"\",P74/'Historical scenario - input'!$D59),\"\")","v":""},{"$f":"IFERROR(IF(OR(Q74=\"\",'Historical scenario - input'!$D59=\"\"),\"\",Q74/'Historical scenario - input'!$D59),\"\")","v":""},{"$f":"IFERROR(IF(OR(R74=\"\",'Historical scenario - input'!$D59=\"\"),\"\",R74/'Historical scenario - input'!$D59),\"\")","v":""},{"$f":"IFERROR(IF(OR(S74=\"\",'Historical scenario - input'!$D59=\"\"),\"\",S74/'Historical scenario - input'!$D59),\"\")","v":""},{"$f":"IFERROR(IF(OR(T74=\"\",'Historical scenario - input'!$D59=\"\"),\"\",T74/'Historical scenario - input'!$D59),\"\")","v":""},{"$f":"IFERROR(IF(OR(U74=\"\",'Historical scenario - input'!$D59=\"\"),\"\",U74/'Historical scenario - input'!$D59),\"\")","v":""},{"$f":"IFERROR(IF(OR(V74=\"\",'Historical scenario - input'!$D59=\"\"),\"\",V74/'Historical scenario - input'!$D59),\"\")","v":""},{"$f":"IFERROR(IF(OR(W74=\"\",'Historical scenario - input'!$D59=\"\"),\"\",W74/'Historical scenario - input'!$D59),\"\")","v":""}]
[{"$f":"IFERROR('Historical scenario - input'!A60,\"\")","v":""},{"$f":"IFERROR('Historical scenario - input'!B60,\"\")","v":0},{"$f":"IFERROR('Historical scenario - input'!C60,\"\")","v":0},{"$f":"IFERROR(repcalc('Historical scenario - input'!$CV60:$GH60,'Historical scenario - input'!$G60,'Historical scenario - input'!$E60,'Historical scenario - input'!$F60,20,TRUE,TRUE),\"\")","v":""},"","","","","","","","","","","","","","","","","","","",{"$f":"IFERROR(IF(OR(D75=\"\",'Historical scenario - input'!$D60=\"\"),\"\",D75/'Historical scenario - input'!$D60),\"\")","v":""},{"$f":"IFERROR(IF(OR(E75=\"\",'Historical scenario - input'!$D60=\"\"),\"\",E75/'Historical scenario - input'!$D60),\"\")","v":""},{"$f":"IFERROR(IF(OR(F75=\"\",'Historical scenario - input'!$D60=\"\"),\"\",F75/'Historical scenario - input'!$D60),\"\")","v":""},{"$f":"IFERROR(IF(OR(G75=\"\",'Historical scenario - input'!$D60=\"\"),\"\",G75/'Historical scenario - input'!$D60),\"\")","v":""},{"$f":"IFERROR(IF(OR(H75=\"\",'Historical scenario - input'!$D60=\"\"),\"\",H75/'Historical scenario - input'!$D60),\"\")","v":""},{"$f":"IFERROR(IF(OR(I75=\"\",'Historical scenario - input'!$D60=\"\"),\"\",I75/'Historical scenario - input'!$D60),\"\")","v":""},{"$f":"IFERROR(IF(OR(J75=\"\",'Historical scenario - input'!$D60=\"\"),\"\",J75/'Historical scenario - input'!$D60),\"\")","v":""},{"$f":"IFERROR(IF(OR(K75=\"\",'Historical scenario - input'!$D60=\"\"),\"\",K75/'Historical scenario - input'!$D60),\"\")","v":""},{"$f":"IFERROR(IF(OR(L75=\"\",'Historical scenario - input'!$D60=\"\"),\"\",L75/'Historical scenario - input'!$D60),\"\")","v":""},{"$f":"IFERROR(IF(OR(M75=\"\",'Historical scenario - input'!$D60=\"\"),\"\",M75/'Historical scenario - input'!$D60),\"\")","v":""},{"$f":"IFERROR(IF(OR(N75=\"\",'Historical scenario - input'!$D60=\"\"),\"\",N75/'Historical scenario - input'!$D60),\"\")","v":""},{"$f":"IFERROR(IF(OR(O75=\"\",'Historical scenario - input'!$D60=\"\"),\"\",O75/'Historical scenario - input'!$D60),\"\")","v":""},{"$f":"IFERROR(IF(OR(P75=\"\",'Historical scenario - input'!$D60=\"\"),\"\",P75/'Historical scenario - input'!$D60),\"\")","v":""},{"$f":"IFERROR(IF(OR(Q75=\"\",'Historical scenario - input'!$D60=\"\"),\"\",Q75/'Historical scenario - input'!$D60),\"\")","v":""},{"$f":"IFERROR(IF(OR(R75=\"\",'Historical scenario - input'!$D60=\"\"),\"\",R75/'Historical scenario - input'!$D60),\"\")","v":""},{"$f":"IFERROR(IF(OR(S75=\"\",'Historical scenario - input'!$D60=\"\"),\"\",S75/'Historical scenario - input'!$D60),\"\")","v":""},{"$f":"IFERROR(IF(OR(T75=\"\",'Historical scenario - input'!$D60=\"\"),\"\",T75/'Historical scenario - input'!$D60),\"\")","v":""},{"$f":"IFERROR(IF(OR(U75=\"\",'Historical scenario - input'!$D60=\"\"),\"\",U75/'Historical scenario - input'!$D60),\"\")","v":""},{"$f":"IFERROR(IF(OR(V75=\"\",'Historical scenario - input'!$D60=\"\"),\"\",V75/'Historical scenario - input'!$D60),\"\")","v":""},{"$f":"IFERROR(IF(OR(W75=\"\",'Historical scenario - input'!$D60=\"\"),\"\",W75/'Historical scenario - input'!$D60),\"\")","v":""}]
[{"$f":"IFERROR('Historical scenario - input'!A61,\"\")","v":""},{"$f":"IFERROR('Historical scenario - input'!B61,\"\")","v":0},{"$f":"IFERROR('Historical scenario - input'!C61,\"\")","v":0},{"$f":"IFERROR(repcalc('Historical scenario - input'!$CV61:$GH61,'Historical scenario - input'!$G61,'Historical scenario - input'!$E61,'Historical scenario - input'!$F61,20,TRUE,TRUE),\"\")","v":""},"","","","","","","","","","","","","","","","","","","",{"$f":"IFERROR(IF(OR(D76=\"\",'Historical scenario - input'!$D61=\"\"),\"\",D76/'Historical scenario - input'!$D61),\"\")","v":""},{"$f":"IFERROR(IF(OR(E76=\"\",'Historical scenario - input'!$D61=\"\"),\"\",E76/'Historical scenario - input'!$D61),\"\")","v":""},{"$f":"IFERROR(IF(OR(F76=\"\",'Historical scenario - input'!$D61=\"\"),\"\",F76/'Historical scenario - input'!$D61),\"\")","v":""},{"$f":"IFERROR(IF(OR(G76=\"\",'Historical scenario - input'!$D61=\"\"),\"\",G76/'Historical scenario - input'!$D61),\"\")","v":""},{"$f":"IFERROR(IF(OR(H76=\"\",'Historical scenario - input'!$D61=\"\"),\"\",H76/'Historical scenario - input'!$D61),\"\")","v":""},{"$f":"IFERROR(IF(OR(I76=\"\",'Historical scenario - input'!$D61=\"\"),\"\",I76/'Historical scenario - input'!$D61),\"\")","v":""},{"$f":"IFERROR(IF(OR(J76=\"\",'Historical scenario - input'!$D61=\"\"),\"\",J76/'Historical scenario - input'!$D61),\"\")","v":""},{"$f":"IFERROR(IF(OR(K76=\"\",'Historical scenario - input'!$D61=\"\"),\"\",K76/'Historical scenario - input'!$D61),\"\")","v":""},{"$f":"IFERROR(IF(OR(L76=\"\",'Historical scenario - input'!$D61=\"\"),\"\",L76/'Historical scenario - input'!$D61),\"\")","v":""},{"$f":"IFERROR(IF(OR(M76=\"\",'Historical scenario - input'!$D61=\"\"),\"\",M76/'Historical scenario - input'!$D61),\"\")","v":""},{"$f":"IFERROR(IF(OR(N76=\"\",'Historical scenario - input'!$D61=\"\"),\"\",N76/'Historical scenario - input'!$D61),\"\")","v":""},{"$f":"IFERROR(IF(OR(O76=\"\",'Historical scenario - input'!$D61=\"\"),\"\",O76/'Historical scenario - input'!$D61),\"\")","v":""},{"$f":"IFERROR(IF(OR(P76=\"\",'Historical scenario - input'!$D61=\"\"),\"\",P76/'Historical scenario - input'!$D61),\"\")","v":""},{"$f":"IFERROR(IF(OR(Q76=\"\",'Historical scenario - input'!$D61=\"\"),\"\",Q76/'Historical scenario - input'!$D61),\"\")","v":""},{"$f":"IFERROR(IF(OR(R76=\"\",'Historical scenario - input'!$D61=\"\"),\"\",R76/'Historical scenario - input'!$D61),\"\")","v":""},{"$f":"IFERROR(IF(OR(S76=\"\",'Historical scenario - input'!$D61=\"\"),\"\",S76/'Historical scenario - input'!$D61),\"\")","v":""},{"$f":"IFERROR(IF(OR(T76=\"\",'Historical scenario - input'!$D61=\"\"),\"\",T76/'Historical scenario - input'!$D61),\"\")","v":""},{"$f":"IFERROR(IF(OR(U76=\"\",'Historical scenario - input'!$D61=\"\"),\"\",U76/'Historical scenario - input'!$D61),\"\")","v":""},{"$f":"IFERROR(IF(OR(V76=\"\",'Historical scenario - input'!$D61=\"\"),\"\",V76/'Historical scenario - input'!$D61),\"\")","v":""},{"$f":"IFERROR(IF(OR(W76=\"\",'Historical scenario - input'!$D61=\"\"),\"\",W76/'Historical scenario - input'!$D61),\"\")","v":""}]
[{"$f":"IFERROR('Historical scenario - input'!A62,\"\")","v":""},{"$f":"IFERROR('Historical scenario - input'!B62,\"\")","v":0},{"$f":"IFERROR('Historical scenario - input'!C62,\"\")","v":0},{"$f":"IFERROR(repcalc('Historical scenario - input'!$CV62:$GH62,'Historical scenario - input'!$G62,'Historical scenario - input'!$E62,'Historical scenario - input'!$F62,20,TRUE,TRUE),\"\")","v":""},"","","","","","","","","","","","","","","","","","","",{"$f":"IFERROR(IF(OR(D77=\"\",'Historical scenario - input'!$D62=\"\"),\"\",D77/'Historical scenario - input'!$D62),\"\")","v":""},{"$f":"IFERROR(IF(OR(E77=\"\",'Historical scenario - input'!$D62=\"\"),\"\",E77/'Historical scenario - input'!$D62),\"\")","v":""},{"$f":"IFERROR(IF(OR(F77=\"\",'Historical scenario - input'!$D62=\"\"),\"\",F77/'Historical scenario - input'!$D62),\"\")","v":""},{"$f":"IFERROR(IF(OR(G77=\"\",'Historical scenario - input'!$D62=\"\"),\"\",G77/'Historical scenario - input'!$D62),\"\")","v":""},{"$f":"IFERROR(IF(OR(H77=\"\",'Historical scenario - input'!$D62=\"\"),\"\",H77/'Historical scenario - input'!$D62),\"\")","v":""},{"$f":"IFERROR(IF(OR(I77=\"\",'Historical scenario - input'!$D62=\"\"),\"\",I77/'Historical scenario - input'!$D62),\"\")","v":""},{"$f":"IFERROR(IF(OR(J77=\"\",'Historical scenario - input'!$D62=\"\"),\"\",J77/'Historical scenario - input'!$D62),\"\")","v":""},{"$f":"IFERROR(IF(OR(K77=\"\",'Historical scenario - input'!$D62=\"\"),\"\",K77/'Historical scenario - input'!$D62),\"\")","v":""},{"$f":"IFERROR(IF(OR(L77=\"\",'Historical scenario - input'!$D62=\"\"),\"\",L77/'Historical scenario - input'!$D62),\"\")","v":""},{"$f":"IFERROR(IF(OR(M77=\"\",'Historical scenario - input'!$D62=\"\"),\"\",M77/'Historical scenario - input'!$D62),\"\")","v":""},{"$f":"IFERROR(IF(OR(N77=\"\",'Historical scenario - input'!$D62=\"\"),\"\",N77/'Historical scenario - input'!$D62),\"\")","v":""},{"$f":"IFERROR(IF(OR(O77=\"\",'Historical scenario - input'!$D62=\"\"),\"\",O77/'Historical scenario - input'!$D62),\"\")","v":""},{"$f":"IFERROR(IF(OR(P77=\"\",'Historical scenario - input'!$D62=\"\"),\"\",P77/'Historical scenario - input'!$D62),\"\")","v":""},{"$f":"IFERROR(IF(OR(Q77=\"\",'Historical scenario - input'!$D62=\"\"),\"\",Q77/'Historical scenario - input'!$D62),\"\")","v":""},{"$f":"IFERROR(IF(OR(R77=\"\",'Historical scenario - input'!$D62=\"\"),\"\",R77/'Historical scenario - input'!$D62),\"\")","v":""},{"$f":"IFERROR(IF(OR(S77=\"\",'Historical scenario - input'!$D62=\"\"),\"\",S77/'Historical scenario - input'!$D62),\"\")","v":""},{"$f":"IFERROR(IF(OR(T77=\"\",'Historical scenario - input'!$D62=\"\"),\"\",T77/'Historical scenario - input'!$D62),\"\")","v":""},{"$f":"IFERROR(IF(OR(U77=\"\",'Historical scenario - input'!$D62=\"\"),\"\",U77/'Historical scenario - input'!$D62),\"\")","v":""},{"$f":"IFERROR(IF(OR(V77=\"\",'Historical scenario - input'!$D62=\"\"),\"\",V77/'Historical scenario - input'!$D62),\"\")","v":""},{"$f":"IFERROR(IF(OR(W77=\"\",'Historical scenario - input'!$D62=\"\"),\"\",W77/'Historical scenario - input'!$D62),\"\")","v":""}]
[{"$f":"IFERROR('Historical scenario - input'!A63,\"\")","v":""},{"$f":"IFERROR('Historical scenario - input'!B63,\"\")","v":0},{"$f":"IFERROR('Historical scenario - input'!C63,\"\")","v":0},{"$f":"IFERROR(repcalc('Historical scenario - input'!$CV63:$GH63,'Historical scenario - input'!$G63,'Historical scenario - input'!$E63,'Historical scenario - input'!$F63,20,TRUE,TRUE),\"\")","v":""},"","","","","","","","","","","","","","","","","","","",{"$f":"IFERROR(IF(OR(D78=\"\",'Historical scenario - input'!$D63=\"\"),\"\",D78/'Historical scenario - input'!$D63),\"\")","v":""},{"$f":"IFERROR(IF(OR(E78=\"\",'Historical scenario - input'!$D63=\"\"),\"\",E78/'Historical scenario - input'!$D63),\"\")","v":""},{"$f":"IFERROR(IF(OR(F78=\"\",'Historical scenario - input'!$D63=\"\"),\"\",F78/'Historical scenario - input'!$D63),\"\")","v":""},{"$f":"IFERROR(IF(OR(G78=\"\",'Historical scenario - input'!$D63=\"\"),\"\",G78/'Historical scenario - input'!$D63),\"\")","v":""},{"$f":"IFERROR(IF(OR(H78=\"\",'Historical scenario - input'!$D63=\"\"),\"\",H78/'Historical scenario - input'!$D63),\"\")","v":""},{"$f":"IFERROR(IF(OR(I78=\"\",'Historical scenario - input'!$D63=\"\"),\"\",I78/'Historical scenario - input'!$D63),\"\")","v":""},{"$f":"IFERROR(IF(OR(J78=\"\",'Historical scenario - input'!$D63=\"\"),\"\",J78/'Historical scenario - input'!$D63),\"\")","v":""},{"$f":"IFERROR(IF(OR(K78=\"\",'Historical scenario - input'!$D63=\"\"),\"\",K78/'Historical scenario - input'!$D63),\"\")","v":""},{"$f":"IFERROR(IF(OR(L78=\"\",'Historical scenario - input'!$D63=\"\"),\"\",L78/'Historical scenario - input'!$D63),\"\")","v":""},{"$f":"IFERROR(IF(OR(M78=\"\",'Historical scenario - input'!$D63=\"\"),\"\",M78/'Historical scenario - input'!$D63),\"\")","v":""},{"$f":"IFERROR(IF(OR(N78=\"\",'Historical scenario - input'!$D63=\"\"),\"\",N78/'Historical scenario - input'!$D63),\"\")","v":""},{"$f":"IFERROR(IF(OR(O78=\"\",'Historical scenario - input'!$D63=\"\"),\"\",O78/'Historical scenario - input'!$D63),\"\")","v":""},{"$f":"IFERROR(IF(OR(P78=\"\",'Historical scenario - input'!$D63=\"\"),\"\",P78/'Historical scenario - input'!$D63),\"\")","v":""},{"$f":"IFERROR(IF(OR(Q78=\"\",'Historical scenario - input'!$D63=\"\"),\"\",Q78/'Historical scenario - input'!$D63),\"\")","v":""},{"$f":"IFERROR(IF(OR(R78=\"\",'Historical scenario - input'!$D63=\"\"),\"\",R78/'Historical scenario - input'!$D63),\"\")","v":""},{"$f":"IFERROR(IF(OR(S78=\"\",'Historical scenario - input'!$D63=\"\"),\"\",S78/'Historical scenario - input'!$D63),\"\")","v":""},{"$f":"IFERROR(IF(OR(T78=\"\",'Historical scenario - input'!$D63=\"\"),\"\",T78/'Historical scenario - input'!$D63),\"\")","v":""},{"$f":"IFERROR(IF(OR(U78=\"\",'Historical scenario - input'!$D63=\"\"),\"\",U78/'Historical scenario - input'!$D63),\"\")","v":""},{"$f":"IFERROR(IF(OR(V78=\"\",'Historical scenario - input'!$D63=\"\"),\"\",V78/'Historical scenario - input'!$D63),\"\")","v":""},{"$f":"IFERROR(IF(OR(W78=\"\",'Historical scenario - input'!$D63=\"\"),\"\",W78/'Historical scenario - input'!$D63),\"\")","v":""}]
[{"$f":"IFERROR('Historical scenario - input'!A64,\"\")","v":""},{"$f":"IFERROR('Historical scenario - input'!B64,\"\")","v":0},{"$f":"IFERROR('Historical scenario - input'!C64,\"\")","v":0},{"$f":"IFERROR(repcalc('Historical scenario - input'!$CV64:$GH64,'Historical scenario - input'!$G64,'Historical scenario - input'!$E64,'Historical scenario - input'!$F64,20,TRUE,TRUE),\"\")","v":""},"","","","","","","","","","","","","","","","","","","",{"$f":"IFERROR(IF(OR(D79=\"\",'Historical scenario - input'!$D64=\"\"),\"\",D79/'Historical scenario - input'!$D64),\"\")","v":""},{"$f":"IFERROR(IF(OR(E79=\"\",'Historical scenario - input'!$D64=\"\"),\"\",E79/'Historical scenario - input'!$D64),\"\")","v":""},{"$f":"IFERROR(IF(OR(F79=\"\",'Historical scenario - input'!$D64=\"\"),\"\",F79/'Historical scenario - input'!$D64),\"\")","v":""},{"$f":"IFERROR(IF(OR(G79=\"\",'Historical scenario - input'!$D64=\"\"),\"\",G79/'Historical scenario - input'!$D64),\"\")","v":""},{"$f":"IFERROR(IF(OR(H79=\"\",'Historical scenario - input'!$D64=\"\"),\"\",H79/'Historical scenario - input'!$D64),\"\")","v":""},{"$f":"IFERROR(IF(OR(I79=\"\",'Historical scenario - input'!$D64=\"\"),\"\",I79/'Historical scenario - input'!$D64),\"\")","v":""},{"$f":"IFERROR(IF(OR(J79=\"\",'Historical scenario - input'!$D64=\"\"),\"\",J79/'Historical scenario - input'!$D64),\"\")","v":""},{"$f":"IFERROR(IF(OR(K79=\"\",'Historical scenario - input'!$D64=\"\"),\"\",K79/'Historical scenario - input'!$D64),\"\")","v":""},{"$f":"IFERROR(IF(OR(L79=\"\",'Historical scenario - input'!$D64=\"\"),\"\",L79/'Historical scenario - input'!$D64),\"\")","v":""},{"$f":"IFERROR(IF(OR(M79=\"\",'Historical scenario - input'!$D64=\"\"),\"\",M79/'Historical scenario - input'!$D64),\"\")","v":""},{"$f":"IFERROR(IF(OR(N79=\"\",'Historical scenario - input'!$D64=\"\"),\"\",N79/'Historical scenario - input'!$D64),\"\")","v":""},{"$f":"IFERROR(IF(OR(O79=\"\",'Historical scenario - input'!$D64=\"\"),\"\",O79/'Historical scenario - input'!$D64),\"\")","v":""},{"$f":"IFERROR(IF(OR(P79=\"\",'Historical scenario - input'!$D64=\"\"),\"\",P79/'Historical scenario - input'!$D64),\"\")","v":""},{"$f":"IFERROR(IF(OR(Q79=\"\",'Historical scenario - input'!$D64=\"\"),\"\",Q79/'Historical scenario - input'!$D64),\"\")","v":""},{"$f":"IFERROR(IF(OR(R79=\"\",'Historical scenario - input'!$D64=\"\"),\"\",R79/'Historical scenario - input'!$D64),\"\")","v":""},{"$f":"IFERROR(IF(OR(S79=\"\",'Historical scenario - input'!$D64=\"\"),\"\",S79/'Historical scenario - input'!$D64),\"\")","v":""},{"$f":"IFERROR(IF(OR(T79=\"\",'Historical scenario - input'!$D64=\"\"),\"\",T79/'Historical scenario - input'!$D64),\"\")","v":""},{"$f":"IFERROR(IF(OR(U79=\"\",'Historical scenario - input'!$D64=\"\"),\"\",U79/'Historical scenario - input'!$D64),\"\")","v":""},{"$f":"IFERROR(IF(OR(V79=\"\",'Historical scenario - input'!$D64=\"\"),\"\",V79/'Historical scenario - input'!$D64),\"\")","v":""},{"$f":"IFERROR(IF(OR(W79=\"\",'Historical scenario - input'!$D64=\"\"),\"\",W79/'Historical scenario - input'!$D64),\"\")","v":""}]
[{"$f":"IFERROR('Historical scenario - input'!A65,\"\")","v":""},{"$f":"IFERROR('Historical scenario - input'!B65,\"\")","v":0},{"$f":"IFERROR('Historical scenario - input'!C65,\"\")","v":0},{"$f":"IFERROR(repcalc('Historical scenario - input'!$CV65:$GH65,'Historical scenario - input'!$G65,'Historical scenario - input'!$E65,'Historical scenario - input'!$F65,20,TRUE,TRUE),\"\")","v":""},"","","","","","","","","","","","","","","","","","","",{"$f":"IFERROR(IF(OR(D80=\"\",'Historical scenario - input'!$D65=\"\"),\"\",D80/'Historical scenario - input'!$D65),\"\")","v":""},{"$f":"IFERROR(IF(OR(E80=\"\",'Historical scenario - input'!$D65=\"\"),\"\",E80/'Historical scenario - input'!$D65),\"\")","v":""},{"$f":"IFERROR(IF(OR(F80=\"\",'Historical scenario - input'!$D65=\"\"),\"\",F80/'Historical scenario - input'!$D65),\"\")","v":""},{"$f":"IFERROR(IF(OR(G80=\"\",'Historical scenario - input'!$D65=\"\"),\"\",G80/'Historical scenario - input'!$D65),\"\")","v":""},{"$f":"IFERROR(IF(OR(H80=\"\",'Historical scenario - input'!$D65=\"\"),\"\",H80/'Historical scenario - input'!$D65),\"\")","v":""},{"$f":"IFERROR(IF(OR(I80=\"\",'Historical scenario - input'!$D65=\"\"),\"\",I80/'Historical scenario - input'!$D65),\"\")","v":""},{"$f":"IFERROR(IF(OR(J80=\"\",'Historical scenario - input'!$D65=\"\"),\"\",J80/'Historical scenario - input'!$D65),\"\")","v":""},{"$f":"IFERROR(IF(OR(K80=\"\",'Historical scenario - input'!$D65=\"\"),\"\",K80/'Historical scenario - input'!$D65),\"\")","v":""},{"$f":"IFERROR(IF(OR(L80=\"\",'Historical scenario - input'!$D65=\"\"),\"\",L80/'Historical scenario - input'!$D65),\"\")","v":""},{"$f":"IFERROR(IF(OR(M80=\"\",'Historical scenario - input'!$D65=\"\"),\"\",M80/'Historical scenario - input'!$D65),\"\")","v":""},{"$f":"IFERROR(IF(OR(N80=\"\",'Historical scenario - input'!$D65=\"\"),\"\",N80/'Historical scenario - input'!$D65),\"\")","v":""},{"$f":"IFERROR(IF(OR(O80=\"\",'Historical scenario - input'!$D65=\"\"),\"\",O80/'Historical scenario - input'!$D65),\"\")","v":""},{"$f":"IFERROR(IF(OR(P80=\"\",'Historical scenario - input'!$D65=\"\"),\"\",P80/'Historical scenario - input'!$D65),\"\")","v":""},{"$f":"IFERROR(IF(OR(Q80=\"\",'Historical scenario - input'!$D65=\"\"),\"\",Q80/'Historical scenario - input'!$D65),\"\")","v":""},{"$f":"IFERROR(IF(OR(R80=\"\",'Historical scenario - input'!$D65=\"\"),\"\",R80/'Historical scenario - input'!$D65),\"\")","v":""},{"$f":"IFERROR(IF(OR(S80=\"\",'Historical scenario - input'!$D65=\"\"),\"\",S80/'Historical scenario - input'!$D65),\"\")","v":""},{"$f":"IFERROR(IF(OR(T80=\"\",'Historical scenario - input'!$D65=\"\"),\"\",T80/'Historical scenario - input'!$D65),\"\")","v":""},{"$f":"IFERROR(IF(OR(U80=\"\",'Historical scenario - input'!$D65=\"\"),\"\",U80/'Historical scenario - input'!$D65),\"\")","v":""},{"$f":"IFERROR(IF(OR(V80=\"\",'Historical scenario - input'!$D65=\"\"),\"\",V80/'Historical scenario - input'!$D65),\"\")","v":""},{"$f":"IFERROR(IF(OR(W80=\"\",'Historical scenario - input'!$D65=\"\"),\"\",W80/'Historical scenario - input'!$D65),\"\")","v":""}]
[{"$f":"IFERROR('Historical scenario - input'!A66,\"\")","v":""},{"$f":"IFERROR('Historical scenario - input'!B66,\"\")","v":0},{"$f":"IFERROR('Historical scenario - input'!C66,\"\")","v":0},{"$f":"IFERROR(repcalc('Historical scenario - input'!$CV66:$GH66,'Historical scenario - input'!$G66,'Historical scenario - input'!$E66,'Historical scenario - input'!$F66,20,TRUE,TRUE),\"\")","v":""},"","","","","","","","","","","","","","","","","","","",{"$f":"IFERROR(IF(OR(D81=\"\",'Historical scenario - input'!$D66=\"\"),\"\",D81/'Historical scenario - input'!$D66),\"\")","v":""},{"$f":"IFERROR(IF(OR(E81=\"\",'Historical scenario - input'!$D66=\"\"),\"\",E81/'Historical scenario - input'!$D66),\"\")","v":""},{"$f":"IFERROR(IF(OR(F81=\"\",'Historical scenario - input'!$D66=\"\"),\"\",F81/'Historical scenario - input'!$D66),\"\")","v":""},{"$f":"IFERROR(IF(OR(G81=\"\",'Historical scenario - input'!$D66=\"\"),\"\",G81/'Historical scenario - input'!$D66),\"\")","v":""},{"$f":"IFERROR(IF(OR(H81=\"\",'Historical scenario - input'!$D66=\"\"),\"\",H81/'Historical scenario - input'!$D66),\"\")","v":""},{"$f":"IFERROR(IF(OR(I81=\"\",'Historical scenario - input'!$D66=\"\"),\"\",I81/'Historical scenario - input'!$D66),\"\")","v":""},{"$f":"IFERROR(IF(OR(J81=\"\",'Historical scenario - input'!$D66=\"\"),\"\",J81/'Historical scenario - input'!$D66),\"\")","v":""},{"$f":"IFERROR(IF(OR(K81=\"\",'Historical scenario - input'!$D66=\"\"),\"\",K81/'Historical scenario - input'!$D66),\"\")","v":""},{"$f":"IFERROR(IF(OR(L81=\"\",'Historical scenario - input'!$D66=\"\"),\"\",L81/'Historical scenario - input'!$D66),\"\")","v":""},{"$f":"IFERROR(IF(OR(M81=\"\",'Historical scenario - input'!$D66=\"\"),\"\",M81/'Historical scenario - input'!$D66),\"\")","v":""},{"$f":"IFERROR(IF(OR(N81=\"\",'Historical scenario - input'!$D66=\"\"),\"\",N81/'Historical scenario - input'!$D66),\"\")","v":""},{"$f":"IFERROR(IF(OR(O81=\"\",'Historical scenario - input'!$D66=\"\"),\"\",O81/'Historical scenario - input'!$D66),\"\")","v":""},{"$f":"IFERROR(IF(OR(P81=\"\",'Historical scenario - input'!$D66=\"\"),\"\",P81/'Historical scenario - input'!$D66),\"\")","v":""},{"$f":"IFERROR(IF(OR(Q81=\"\",'Historical scenario - input'!$D66=\"\"),\"\",Q81/'Historical scenario - input'!$D66),\"\")","v":""},{"$f":"IFERROR(IF(OR(R81=\"\",'Historical scenario - input'!$D66=\"\"),\"\",R81/'Historical scenario - input'!$D66),\"\")","v":""},{"$f":"IFERROR(IF(OR(S81=\"\",'Historical scenario - input'!$D66=\"\"),\"\",S81/'Historical scenario - input'!$D66),\"\")","v":""},{"$f":"IFERROR(IF(OR(T81=\"\",'Historical scenario - input'!$D66=\"\"),\"\",T81/'Historical scenario - input'!$D66),\"\")","v":""},{"$f":"IFERROR(IF(OR(U81=\"\",'Historical scenario - input'!$D66=\"\"),\"\",U81/'Historical scenario - input'!$D66),\"\")","v":""},{"$f":"IFERROR(IF(OR(V81=\"\",'Historical scenario - input'!$D66=\"\"),\"\",V81/'Historical scenario - input'!$D66),\"\")","v":""},{"$f":"IFERROR(IF(OR(W81=\"\",'Historical scenario - input'!$D66=\"\"),\"\",W81/'Historical scenario - input'!$D66),\"\")","v":""}]
[{"$f":"IFERROR('Historical scenario - input'!A67,\"\")","v":""},{"$f":"IFERROR('Historical scenario - input'!B67,\"\")","v":0},{"$f":"IFERROR('Historical scenario - input'!C67,\"\")","v":0},{"$f":"IFERROR(repcalc('Historical scenario - input'!$CV67:$GH67,'Historical scenario - input'!$G67,'Historical scenario - input'!$E67,'Historical scenario - input'!$F67,20,TRUE,TRUE),\"\")","v":""},"","","","","","","","","","","","","","","","","","","",{"$f":"IFERROR(IF(OR(D82=\"\",'Historical scenario - input'!$D67=\"\"),\"\",D82/'Historical scenario - input'!$D67),\"\")","v":""},{"$f":"IFERROR(IF(OR(E82=\"\",'Historical scenario - input'!$D67=\"\"),\"\",E82/'Historical scenario - input'!$D67),\"\")","v":""},{"$f":"IFERROR(IF(OR(F82=\"\",'Historical scenario - input'!$D67=\"\"),\"\",F82/'Historical scenario - input'!$D67),\"\")","v":""},{"$f":"IFERROR(IF(OR(G82=\"\",'Historical scenario - input'!$D67=\"\"),\"\",G82/'Historical scenario - input'!$D67),\"\")","v":""},{"$f":"IFERROR(IF(OR(H82=\"\",'Historical scenario - input'!$D67=\"\"),\"\",H82/'Historical scenario - input'!$D67),\"\")","v":""},{"$f":"IFERROR(IF(OR(I82=\"\",'Historical scenario - input'!$D67=\"\"),\"\",I82/'Historical scenario - input'!$D67),\"\")","v":""},{"$f":"IFERROR(IF(OR(J82=\"\",'Historical scenario - input'!$D67=\"\"),\"\",J82/'Historical scenario - input'!$D67),\"\")","v":""},{"$f":"IFERROR(IF(OR(K82=\"\",'Historical scenario - input'!$D67=\"\"),\"\",K82/'Historical scenario - input'!$D67),\"\")","v":""},{"$f":"IFERROR(IF(OR(L82=\"\",'Historical scenario - input'!$D67=\"\"),\"\",L82/'Historical scenario - input'!$D67),\"\")","v":""},{"$f":"IFERROR(IF(OR(M82=\"\",'Historical scenario - input'!$D67=\"\"),\"\",M82/'Historical scenario - input'!$D67),\"\")","v":""},{"$f":"IFERROR(IF(OR(N82=\"\",'Historical scenario - input'!$D67=\"\"),\"\",N82/'Historical scenario - input'!$D67),\"\")","v":""},{"$f":"IFERROR(IF(OR(O82=\"\",'Historical scenario - input'!$D67=\"\"),\"\",O82/'Historical scenario - input'!$D67),\"\")","v":""},{"$f":"IFERROR(IF(OR(P82=\"\",'Historical scenario - input'!$D67=\"\"),\"\",P82/'Historical scenario - input'!$D67),\"\")","v":""},{"$f":"IFERROR(IF(OR(Q82=\"\",'Historical scenario - input'!$D67=\"\"),\"\",Q82/'Historical scenario - input'!$D67),\"\")","v":""},{"$f":"IFERROR(IF(OR(R82=\"\",'Historical scenario - input'!$D67=\"\"),\"\",R82/'Historical scenario - input'!$D67),\"\")","v":""},{"$f":"IFERROR(IF(OR(S82=\"\",'Historical scenario - input'!$D67=\"\"),\"\",S82/'Historical scenario - input'!$D67),\"\")","v":""},{"$f":"IFERROR(IF(OR(T82=\"\",'Historical scenario - input'!$D67=\"\"),\"\",T82/'Historical scenario - input'!$D67),\"\")","v":""},{"$f":"IFERROR(IF(OR(U82=\"\",'Historical scenario - input'!$D67=\"\"),\"\",U82/'Historical scenario - input'!$D67),\"\")","v":""},{"$f":"IFERROR(IF(OR(V82=\"\",'Historical scenario - input'!$D67=\"\"),\"\",V82/'Historical scenario - input'!$D67),\"\")","v":""},{"$f":"IFERROR(IF(OR(W82=\"\",'Historical scenario - input'!$D67=\"\"),\"\",W82/'Historical scenario - input'!$D67),\"\")","v":""}]
[{"$f":"IFERROR('Historical scenario - input'!A68,\"\")","v":""},{"$f":"IFERROR('Historical scenario - input'!B68,\"\")","v":0},{"$f":"IFERROR('Historical scenario - input'!C68,\"\")","v":0},{"$f":"IFERROR(repcalc('Historical scenario - input'!$CV68:$GH68,'Historical scenario - input'!$G68,'Historical scenario - input'!$E68,'Historical scenario - input'!$F68,20,TRUE,TRUE),\"\")","v":""},"","","","","","","","","","","","","","","","","","","",{"$f":"IFERROR(IF(OR(D83=\"\",'Historical scenario - input'!$D68=\"\"),\"\",D83/'Historical scenario - input'!$D68),\"\")","v":""},{"$f":"IFERROR(IF(OR(E83=\"\",'Historical scenario - input'!$D68=\"\"),\"\",E83/'Historical scenario - input'!$D68),\"\")","v":""},{"$f":"IFERROR(IF(OR(F83=\"\",'Historical scenario - input'!$D68=\"\"),\"\",F83/'Historical scenario - input'!$D68),\"\")","v":""},{"$f":"IFERROR(IF(OR(G83=\"\",'Historical scenario - input'!$D68=\"\"),\"\",G83/'Historical scenario - input'!$D68),\"\")","v":""},{"$f":"IFERROR(IF(OR(H83=\"\",'Historical scenario - input'!$D68=\"\"),\"\",H83/'Historical scenario - input'!$D68),\"\")","v":""},{"$f":"IFERROR(IF(OR(I83=\"\",'Historical scenario - input'!$D68=\"\"),\"\",I83/'Historical scenario - input'!$D68),\"\")","v":""},{"$f":"IFERROR(IF(OR(J83=\"\",'Historical scenario - input'!$D68=\"\"),\"\",J83/'Historical scenario - input'!$D68),\"\")","v":""},{"$f":"IFERROR(IF(OR(K83=\"\",'Historical scenario - input'!$D68=\"\"),\"\",K83/'Historical scenario - input'!$D68),\"\")","v":""},{"$f":"IFERROR(IF(OR(L83=\"\",'Historical scenario - input'!$D68=\"\"),\"\",L83/'Historical scenario - input'!$D68),\"\")","v":""},{"$f":"IFERROR(IF(OR(M83=\"\",'Historical scenario - input'!$D68=\"\"),\"\",M83/'Historical scenario - input'!$D68),\"\")","v":""},{"$f":"IFERROR(IF(OR(N83=\"\",'Historical scenario - input'!$D68=\"\"),\"\",N83/'Historical scenario - input'!$D68),\"\")","v":""},{"$f":"IFERROR(IF(OR(O83=\"\",'Historical scenario - input'!$D68=\"\"),\"\",O83/'Historical scenario - input'!$D68),\"\")","v":""},{"$f":"IFERROR(IF(OR(P83=\"\",'Historical scenario - input'!$D68=\"\"),\"\",P83/'Historical scenario - input'!$D68),\"\")","v":""},{"$f":"IFERROR(IF(OR(Q83=\"\",'Historical scenario - input'!$D68=\"\"),\"\",Q83/'Historical scenario - input'!$D68),\"\")","v":""},{"$f":"IFERROR(IF(OR(R83=\"\",'Historical scenario - input'!$D68=\"\"),\"\",R83/'Historical scenario - input'!$D68),\"\")","v":""},{"$f":"IFERROR(IF(OR(S83=\"\",'Historical scenario - input'!$D68=\"\"),\"\",S83/'Historical scenario - input'!$D68),\"\")","v":""},{"$f":"IFERROR(IF(OR(T83=\"\",'Historical scenario - input'!$D68=\"\"),\"\",T83/'Historical scenario - input'!$D68),\"\")","v":""},{"$f":"IFERROR(IF(OR(U83=\"\",'Historical scenario - input'!$D68=\"\"),\"\",U83/'Historical scenario - input'!$D68),\"\")","v":""},{"$f":"IFERROR(IF(OR(V83=\"\",'Historical scenario - input'!$D68=\"\"),\"\",V83/'Historical scenario - input'!$D68),\"\")","v":""},{"$f":"IFERROR(IF(OR(W83=\"\",'Historical scenario - input'!$D68=\"\"),\"\",W83/'Historical scenario - input'!$D68),\"\")","v":""}]
[{"$f":"IFERROR('Historical scenario - input'!A69,\"\")","v":""},{"$f":"IFERROR('Historical scenario - input'!B69,\"\")","v":0},{"$f":"IFERROR('Historical scenario - input'!C69,\"\")","v":0},{"$f":"IFERROR(repcalc('Historical scenario - input'!$CV69:$GH69,'Historical scenario - input'!$G69,'Historical scenario - input'!$E69,'Historical scenario - input'!$F69,20,TRUE,TRUE),\"\")","v":""},"","","","","","","","","","","","","","","","","","","",{"$f":"IFERROR(IF(OR(D84=\"\",'Historical scenario - input'!$D69=\"\"),\"\",D84/'Historical scenario - input'!$D69),\"\")","v":""},{"$f":"IFERROR(IF(OR(E84=\"\",'Historical scenario - input'!$D69=\"\"),\"\",E84/'Historical scenario - input'!$D69),\"\")","v":""},{"$f":"IFERROR(IF(OR(F84=\"\",'Historical scenario - input'!$D69=\"\"),\"\",F84/'Historical scenario - input'!$D69),\"\")","v":""},{"$f":"IFERROR(IF(OR(G84=\"\",'Historical scenario - input'!$D69=\"\"),\"\",G84/'Historical scenario - input'!$D69),\"\")","v":""},{"$f":"IFERROR(IF(OR(H84=\"\",'Historical scenario - input'!$D69=\"\"),\"\",H84/'Historical scenario - input'!$D69),\"\")","v":""},{"$f":"IFERROR(IF(OR(I84=\"\",'Historical scenario - input'!$D69=\"\"),\"\",I84/'Historical scenario - input'!$D69),\"\")","v":""},{"$f":"IFERROR(IF(OR(J84=\"\",'Historical scenario - input'!$D69=\"\"),\"\",J84/'Historical scenario - input'!$D69),\"\")","v":""},{"$f":"IFERROR(IF(OR(K84=\"\",'Historical scenario - input'!$D69=\"\"),\"\",K84/'Historical scenario - input'!$D69),\"\")","v":""},{"$f":"IFERROR(IF(OR(L84=\"\",'Historical scenario - input'!$D69=\"\"),\"\",L84/'Historical scenario - input'!$D69),\"\")","v":""},{"$f":"IFERROR(IF(OR(M84=\"\",'Historical scenario - input'!$D69=\"\"),\"\",M84/'Historical scenario - input'!$D69),\"\")","v":""},{"$f":"IFERROR(IF(OR(N84=\"\",'Historical scenario - input'!$D69=\"\"),\"\",N84/'Historical scenario - input'!$D69),\"\")","v":""},{"$f":"IFERROR(IF(OR(O84=\"\",'Historical scenario - input'!$D69=\"\"),\"\",O84/'Historical scenario - input'!$D69),\"\")","v":""},{"$f":"IFERROR(IF(OR(P84=\"\",'Historical scenario - input'!$D69=\"\"),\"\",P84/'Historical scenario - input'!$D69),\"\")","v":""},{"$f":"IFERROR(IF(OR(Q84=\"\",'Historical scenario - input'!$D69=\"\"),\"\",Q84/'Historical scenario - input'!$D69),\"\")","v":""},{"$f":"IFERROR(IF(OR(R84=\"\",'Historical scenario - input'!$D69=\"\"),\"\",R84/'Historical scenario - input'!$D69),\"\")","v":""},{"$f":"IFERROR(IF(OR(S84=\"\",'Historical scenario - input'!$D69=\"\"),\"\",S84/'Historical scenario - input'!$D69),\"\")","v":""},{"$f":"IFERROR(IF(OR(T84=\"\",'Historical scenario - input'!$D69=\"\"),\"\",T84/'Historical scenario - input'!$D69),\"\")","v":""},{"$f":"IFERROR(IF(OR(U84=\"\",'Historical scenario - input'!$D69=\"\"),\"\",U84/'Historical scenario - input'!$D69),\"\")","v":""},{"$f":"IFERROR(IF(OR(V84=\"\",'Historical scenario - input'!$D69=\"\"),\"\",V84/'Historical scenario - input'!$D69),\"\")","v":""},{"$f":"IFERROR(IF(OR(W84=\"\",'Historical scenario - input'!$D69=\"\"),\"\",W84/'Historical scenario - input'!$D69),\"\")","v":""}]
[{"$f":"IFERROR('Historical scenario - input'!A70,\"\")","v":""},{"$f":"IFERROR('Historical scenario - input'!B70,\"\")","v":0},{"$f":"IFERROR('Historical scenario - input'!C70,\"\")","v":0},{"$f":"IFERROR(repcalc('Historical scenario - input'!$CV70:$GH70,'Historical scenario - input'!$G70,'Historical scenario - input'!$E70,'Historical scenario - input'!$F70,20,TRUE,TRUE),\"\")","v":""},"","","","","","","","","","","","","","","","","","","",{"$f":"IFERROR(IF(OR(D85=\"\",'Historical scenario - input'!$D70=\"\"),\"\",D85/'Historical scenario - input'!$D70),\"\")","v":""},{"$f":"IFERROR(IF(OR(E85=\"\",'Historical scenario - input'!$D70=\"\"),\"\",E85/'Historical scenario - input'!$D70),\"\")","v":""},{"$f":"IFERROR(IF(OR(F85=\"\",'Historical scenario - input'!$D70=\"\"),\"\",F85/'Historical scenario - input'!$D70),\"\")","v":""},{"$f":"IFERROR(IF(OR(G85=\"\",'Historical scenario - input'!$D70=\"\"),\"\",G85/'Historical scenario - input'!$D70),\"\")","v":""},{"$f":"IFERROR(IF(OR(H85=\"\",'Historical scenario - input'!$D70=\"\"),\"\",H85/'Historical scenario - input'!$D70),\"\")","v":""},{"$f":"IFERROR(IF(OR(I85=\"\",'Historical scenario - input'!$D70=\"\"),\"\",I85/'Historical scenario - input'!$D70),\"\")","v":""},{"$f":"IFERROR(IF(OR(J85=\"\",'Historical scenario - input'!$D70=\"\"),\"\",J85/'Historical scenario - input'!$D70),\"\")","v":""},{"$f":"IFERROR(IF(OR(K85=\"\",'Historical scenario - input'!$D70=\"\"),\"\",K85/'Historical scenario - input'!$D70),\"\")","v":""},{"$f":"IFERROR(IF(OR(L85=\"\",'Historical scenario - input'!$D70=\"\"),\"\",L85/'Historical scenario - input'!$D70),\"\")","v":""},{"$f":"IFERROR(IF(OR(M85=\"\",'Historical scenario - input'!$D70=\"\"),\"\",M85/'Historical scenario - input'!$D70),\"\")","v":""},{"$f":"IFERROR(IF(OR(N85=\"\",'Historical scenario - input'!$D70=\"\"),\"\",N85/'Historical scenario - input'!$D70),\"\")","v":""},{"$f":"IFERROR(IF(OR(O85=\"\",'Historical scenario - input'!$D70=\"\"),\"\",O85/'Historical scenario - input'!$D70),\"\")","v":""},{"$f":"IFERROR(IF(OR(P85=\"\",'Historical scenario - input'!$D70=\"\"),\"\",P85/'Historical scenario - input'!$D70),\"\")","v":""},{"$f":"IFERROR(IF(OR(Q85=\"\",'Historical scenario - input'!$D70=\"\"),\"\",Q85/'Historical scenario - input'!$D70),\"\")","v":""},{"$f":"IFERROR(IF(OR(R85=\"\",'Historical scenario - input'!$D70=\"\"),\"\",R85/'Historical scenario - input'!$D70),\"\")","v":""},{"$f":"IFERROR(IF(OR(S85=\"\",'Historical scenario - input'!$D70=\"\"),\"\",S85/'Historical scenario - input'!$D70),\"\")","v":""},{"$f":"IFERROR(IF(OR(T85=\"\",'Historical scenario - input'!$D70=\"\"),\"\",T85/'Historical scenario - input'!$D70),\"\")","v":""},{"$f":"IFERROR(IF(OR(U85=\"\",'Historical scenario - input'!$D70=\"\"),\"\",U85/'Historical scenario - input'!$D70),\"\")","v":""},{"$f":"IFERROR(IF(OR(V85=\"\",'Historical scenario - input'!$D70=\"\"),\"\",V85/'Historical scenario - input'!$D70),\"\")","v":""},{"$f":"IFERROR(IF(OR(W85=\"\",'Historical scenario - input'!$D70=\"\"),\"\",W85/'Historical scenario - input'!$D70),\"\")","v":""}]
[{"$f":"IFERROR('Historical scenario - input'!A71,\"\")","v":""},{"$f":"IFERROR('Historical scenario - input'!B71,\"\")","v":0},{"$f":"IFERROR('Historical scenario - input'!C71,\"\")","v":0},{"$f":"IFERROR(repcalc('Historical scenario - input'!$CV71:$GH71,'Historical scenario - input'!$G71,'Historical scenario - input'!$E71,'Historical scenario - input'!$F71,20,TRUE,TRUE),\"\")","v":""},"","","","","","","","","","","","","","","","","","","",{"$f":"IFERROR(IF(OR(D86=\"\",'Historical scenario - input'!$D71=\"\"),\"\",D86/'Historical scenario - input'!$D71),\"\")","v":""},{"$f":"IFERROR(IF(OR(E86=\"\",'Historical scenario - input'!$D71=\"\"),\"\",E86/'Historical scenario - input'!$D71),\"\")","v":""},{"$f":"IFERROR(IF(OR(F86=\"\",'Historical scenario - input'!$D71=\"\"),\"\",F86/'Historical scenario - input'!$D71),\"\")","v":""},{"$f":"IFERROR(IF(OR(G86=\"\",'Historical scenario - input'!$D71=\"\"),\"\",G86/'Historical scenario - input'!$D71),\"\")","v":""},{"$f":"IFERROR(IF(OR(H86=\"\",'Historical scenario - input'!$D71=\"\"),\"\",H86/'Historical scenario - input'!$D71),\"\")","v":""},{"$f":"IFERROR(IF(OR(I86=\"\",'Historical scenario - input'!$D71=\"\"),\"\",I86/'Historical scenario - input'!$D71),\"\")","v":""},{"$f":"IFERROR(IF(OR(J86=\"\",'Historical scenario - input'!$D71=\"\"),\"\",J86/'Historical scenario - input'!$D71),\"\")","v":""},{"$f":"IFERROR(IF(OR(K86=\"\",'Historical scenario - input'!$D71=\"\"),\"\",K86/'Historical scenario - input'!$D71),\"\")","v":""},{"$f":"IFERROR(IF(OR(L86=\"\",'Historical scenario - input'!$D71=\"\"),\"\",L86/'Historical scenario - input'!$D71),\"\")","v":""},{"$f":"IFERROR(IF(OR(M86=\"\",'Historical scenario - input'!$D71=\"\"),\"\",M86/'Historical scenario - input'!$D71),\"\")","v":""},{"$f":"IFERROR(IF(OR(N86=\"\",'Historical scenario - input'!$D71=\"\"),\"\",N86/'Historical scenario - input'!$D71),\"\")","v":""},{"$f":"IFERROR(IF(OR(O86=\"\",'Historical scenario - input'!$D71=\"\"),\"\",O86/'Historical scenario - input'!$D71),\"\")","v":""},{"$f":"IFERROR(IF(OR(P86=\"\",'Historical scenario - input'!$D71=\"\"),\"\",P86/'Historical scenario - input'!$D71),\"\")","v":""},{"$f":"IFERROR(IF(OR(Q86=\"\",'Historical scenario - input'!$D71=\"\"),\"\",Q86/'Historical scenario - input'!$D71),\"\")","v":""},{"$f":"IFERROR(IF(OR(R86=\"\",'Historical scenario - input'!$D71=\"\"),\"\",R86/'Historical scenario - input'!$D71),\"\")","v":""},{"$f":"IFERROR(IF(OR(S86=\"\",'Historical scenario - input'!$D71=\"\"),\"\",S86/'Historical scenario - input'!$D71),\"\")","v":""},{"$f":"IFERROR(IF(OR(T86=\"\",'Historical scenario - input'!$D71=\"\"),\"\",T86/'Historical scenario - input'!$D71),\"\")","v":""},{"$f":"IFERROR(IF(OR(U86=\"\",'Historical scenario - input'!$D71=\"\"),\"\",U86/'Historical scenario - input'!$D71),\"\")","v":""},{"$f":"IFERROR(IF(OR(V86=\"\",'Historical scenario - input'!$D71=\"\"),\"\",V86/'Historical scenario - input'!$D71),\"\")","v":""},{"$f":"IFERROR(IF(OR(W86=\"\",'Historical scenario - input'!$D71=\"\"),\"\",W86/'Historical scenario - input'!$D71),\"\")","v":""}]
[{"$f":"IFERROR('Historical scenario - input'!A72,\"\")","v":""},{"$f":"IFERROR('Historical scenario - input'!B72,\"\")","v":0},{"$f":"IFERROR('Historical scenario - input'!C72,\"\")","v":0},{"$f":"IFERROR(repcalc('Historical scenario - input'!$CV72:$GH72,'Historical scenario - input'!$G72,'Historical scenario - input'!$E72,'Historical scenario - input'!$F72,20,TRUE,TRUE),\"\")","v":""},"","","","","","","","","","","","","","","","","","","",{"$f":"IFERROR(IF(OR(D87=\"\",'Historical scenario - input'!$D72=\"\"),\"\",D87/'Historical scenario - input'!$D72),\"\")","v":""},{"$f":"IFERROR(IF(OR(E87=\"\",'Historical scenario - input'!$D72=\"\"),\"\",E87/'Historical scenario - input'!$D72),\"\")","v":""},{"$f":"IFERROR(IF(OR(F87=\"\",'Historical scenario - input'!$D72=\"\"),\"\",F87/'Historical scenario - input'!$D72),\"\")","v":""},{"$f":"IFERROR(IF(OR(G87=\"\",'Historical scenario - input'!$D72=\"\"),\"\",G87/'Historical scenario - input'!$D72),\"\")","v":""},{"$f":"IFERROR(IF(OR(H87=\"\",'Historical scenario - input'!$D72=\"\"),\"\",H87/'Historical scenario - input'!$D72),\"\")","v":""},{"$f":"IFERROR(IF(OR(I87=\"\",'Historical scenario - input'!$D72=\"\"),\"\",I87/'Historical scenario - input'!$D72),\"\")","v":""},{"$f":"IFERROR(IF(OR(J87=\"\",'Historical scenario - input'!$D72=\"\"),\"\",J87/'Historical scenario - input'!$D72),\"\")","v":""},{"$f":"IFERROR(IF(OR(K87=\"\",'Historical scenario - input'!$D72=\"\"),\"\",K87/'Historical scenario - input'!$D72),\"\")","v":""},{"$f":"IFERROR(IF(OR(L87=\"\",'Historical scenario - input'!$D72=\"\"),\"\",L87/'Historical scenario - input'!$D72),\"\")","v":""},{"$f":"IFERROR(IF(OR(M87=\"\",'Historical scenario - input'!$D72=\"\"),\"\",M87/'Historical scenario - input'!$D72),\"\")","v":""},{"$f":"IFERROR(IF(OR(N87=\"\",'Historical scenario - input'!$D72=\"\"),\"\",N87/'Historical scenario - input'!$D72),\"\")","v":""},{"$f":"IFERROR(IF(OR(O87=\"\",'Historical scenario - input'!$D72=\"\"),\"\",O87/'Historical scenario - input'!$D72),\"\")","v":""},{"$f":"IFERROR(IF(OR(P87=\"\",'Historical scenario - input'!$D72=\"\"),\"\",P87/'Historical scenario - input'!$D72),\"\")","v":""},{"$f":"IFERROR(IF(OR(Q87=\"\",'Historical scenario - input'!$D72=\"\"),\"\",Q87/'Historical scenario - input'!$D72),\"\")","v":""},{"$f":"IFERROR(IF(OR(R87=\"\",'Historical scenario - input'!$D72=\"\"),\"\",R87/'Historical scenario - input'!$D72),\"\")","v":""},{"$f":"IFERROR(IF(OR(S87=\"\",'Historical scenario - input'!$D72=\"\"),\"\",S87/'Historical scenario - input'!$D72),\"\")","v":""},{"$f":"IFERROR(IF(OR(T87=\"\",'Historical scenario - input'!$D72=\"\"),\"\",T87/'Historical scenario - input'!$D72),\"\")","v":""},{"$f":"IFERROR(IF(OR(U87=\"\",'Historical scenario - input'!$D72=\"\"),\"\",U87/'Historical scenario - input'!$D72),\"\")","v":""},{"$f":"IFERROR(IF(OR(V87=\"\",'Historical scenario - input'!$D72=\"\"),\"\",V87/'Historical scenario - input'!$D72),\"\")","v":""},{"$f":"IFERROR(IF(OR(W87=\"\",'Historical scenario - input'!$D72=\"\"),\"\",W87/'Historical scenario - input'!$D72),\"\")","v":""}]
[{"$f":"IFERROR('Historical scenario - input'!A73,\"\")","v":""},{"$f":"IFERROR('Historical scenario - input'!B73,\"\")","v":0},{"$f":"IFERROR('Historical scenario - input'!C73,\"\")","v":0},{"$f":"IFERROR(repcalc('Historical scenario - input'!$CV73:$GH73,'Historical scenario - input'!$G73,'Historical scenario - input'!$E73,'Historical scenario - input'!$F73,20,TRUE,TRUE),\"\")","v":""},"","","","","","","","","","","","","","","","","","","",{"$f":"IFERROR(IF(OR(D88=\"\",'Historical scenario - input'!$D73=\"\"),\"\",D88/'Historical scenario - input'!$D73),\"\")","v":""},{"$f":"IFERROR(IF(OR(E88=\"\",'Historical scenario - input'!$D73=\"\"),\"\",E88/'Historical scenario - input'!$D73),\"\")","v":""},{"$f":"IFERROR(IF(OR(F88=\"\",'Historical scenario - input'!$D73=\"\"),\"\",F88/'Historical scenario - input'!$D73),\"\")","v":""},{"$f":"IFERROR(IF(OR(G88=\"\",'Historical scenario - input'!$D73=\"\"),\"\",G88/'Historical scenario - input'!$D73),\"\")","v":""},{"$f":"IFERROR(IF(OR(H88=\"\",'Historical scenario - input'!$D73=\"\"),\"\",H88/'Historical scenario - input'!$D73),\"\")","v":""},{"$f":"IFERROR(IF(OR(I88=\"\",'Historical scenario - input'!$D73=\"\"),\"\",I88/'Historical scenario - input'!$D73),\"\")","v":""},{"$f":"IFERROR(IF(OR(J88=\"\",'Historical scenario - input'!$D73=\"\"),\"\",J88/'Historical scenario - input'!$D73),\"\")","v":""},{"$f":"IFERROR(IF(OR(K88=\"\",'Historical scenario - input'!$D73=\"\"),\"\",K88/'Historical scenario - input'!$D73),\"\")","v":""},{"$f":"IFERROR(IF(OR(L88=\"\",'Historical scenario - input'!$D73=\"\"),\"\",L88/'Historical scenario - input'!$D73),\"\")","v":""},{"$f":"IFERROR(IF(OR(M88=\"\",'Historical scenario - input'!$D73=\"\"),\"\",M88/'Historical scenario - input'!$D73),\"\")","v":""},{"$f":"IFERROR(IF(OR(N88=\"\",'Historical scenario - input'!$D73=\"\"),\"\",N88/'Historical scenario - input'!$D73),\"\")","v":""},{"$f":"IFERROR(IF(OR(O88=\"\",'Historical scenario - input'!$D73=\"\"),\"\",O88/'Historical scenario - input'!$D73),\"\")","v":""},{"$f":"IFERROR(IF(OR(P88=\"\",'Historical scenario - input'!$D73=\"\"),\"\",P88/'Historical scenario - input'!$D73),\"\")","v":""},{"$f":"IFERROR(IF(OR(Q88=\"\",'Historical scenario - input'!$D73=\"\"),\"\",Q88/'Historical scenario - input'!$D73),\"\")","v":""},{"$f":"IFERROR(IF(OR(R88=\"\",'Historical scenario - input'!$D73=\"\"),\"\",R88/'Historical scenario - input'!$D73),\"\")","v":""},{"$f":"IFERROR(IF(OR(S88=\"\",'Historical scenario - input'!$D73=\"\"),\"\",S88/'Historical scenario - input'!$D73),\"\")","v":""},{"$f":"IFERROR(IF(OR(T88=\"\",'Historical scenario - input'!$D73=\"\"),\"\",T88/'Historical scenario - input'!$D73),\"\")","v":""},{"$f":"IFERROR(IF(OR(U88=\"\",'Historical scenario - input'!$D73=\"\"),\"\",U88/'Historical scenario - input'!$D73),\"\")","v":""},{"$f":"IFERROR(IF(OR(V88=\"\",'Historical scenario - input'!$D73=\"\"),\"\",V88/'Historical scenario - input'!$D73),\"\")","v":""},{"$f":"IFERROR(IF(OR(W88=\"\",'Historical scenario - input'!$D73=\"\"),\"\",W88/'Historical scenario - input'!$D73),\"\")","v":""}]
[{"$f":"IFERROR('Historical scenario - input'!A74,\"\")","v":""},{"$f":"IFERROR('Historical scenario - input'!B74,\"\")","v":0},{"$f":"IFERROR('Historical scenario - input'!C74,\"\")","v":0},{"$f":"IFERROR(repcalc('Historical scenario - input'!$CV74:$GH74,'Historical scenario - input'!$G74,'Historical scenario - input'!$E74,'Historical scenario - input'!$F74,20,TRUE,TRUE),\"\")","v":""},"","","","","","","","","","","","","","","","","","","",{"$f":"IFERROR(IF(OR(D89=\"\",'Historical scenario - input'!$D74=\"\"),\"\",D89/'Historical scenario - input'!$D74),\"\")","v":""},{"$f":"IFERROR(IF(OR(E89=\"\",'Historical scenario - input'!$D74=\"\"),\"\",E89/'Historical scenario - input'!$D74),\"\")","v":""},{"$f":"IFERROR(IF(OR(F89=\"\",'Historical scenario - input'!$D74=\"\"),\"\",F89/'Historical scenario - input'!$D74),\"\")","v":""},{"$f":"IFERROR(IF(OR(G89=\"\",'Historical scenario - input'!$D74=\"\"),\"\",G89/'Historical scenario - input'!$D74),\"\")","v":""},{"$f":"IFERROR(IF(OR(H89=\"\",'Historical scenario - input'!$D74=\"\"),\"\",H89/'Historical scenario - input'!$D74),\"\")","v":""},{"$f":"IFERROR(IF(OR(I89=\"\",'Historical scenario - input'!$D74=\"\"),\"\",I89/'Historical scenario - input'!$D74),\"\")","v":""},{"$f":"IFERROR(IF(OR(J89=\"\",'Historical scenario - input'!$D74=\"\"),\"\",J89/'Historical scenario - input'!$D74),\"\")","v":""},{"$f":"IFERROR(IF(OR(K89=\"\",'Historical scenario - input'!$D74=\"\"),\"\",K89/'Historical scenario - input'!$D74),\"\")","v":""},{"$f":"IFERROR(IF(OR(L89=\"\",'Historical scenario - input'!$D74=\"\"),\"\",L89/'Historical scenario - input'!$D74),\"\")","v":""},{"$f":"IFERROR(IF(OR(M89=\"\",'Historical scenario - input'!$D74=\"\"),\"\",M89/'Historical scenario - input'!$D74),\"\")","v":""},{"$f":"IFERROR(IF(OR(N89=\"\",'Historical scenario - input'!$D74=\"\"),\"\",N89/'Historical scenario - input'!$D74),\"\")","v":""},{"$f":"IFERROR(IF(OR(O89=\"\",'Historical scenario - input'!$D74=\"\"),\"\",O89/'Historical scenario - input'!$D74),\"\")","v":""},{"$f":"IFERROR(IF(OR(P89=\"\",'Historical scenario - input'!$D74=\"\"),\"\",P89/'Historical scenario - input'!$D74),\"\")","v":""},{"$f":"IFERROR(IF(OR(Q89=\"\",'Historical scenario - input'!$D74=\"\"),\"\",Q89/'Historical scenario - input'!$D74),\"\")","v":""},{"$f":"IFERROR(IF(OR(R89=\"\",'Historical scenario - input'!$D74=\"\"),\"\",R89/'Historical scenario - input'!$D74),\"\")","v":""},{"$f":"IFERROR(IF(OR(S89=\"\",'Historical scenario - input'!$D74=\"\"),\"\",S89/'Historical scenario - input'!$D74),\"\")","v":""},{"$f":"IFERROR(IF(OR(T89=\"\",'Historical scenario - input'!$D74=\"\"),\"\",T89/'Historical scenario - input'!$D74),\"\")","v":""},{"$f":"IFERROR(IF(OR(U89=\"\",'Historical scenario - input'!$D74=\"\"),\"\",U89/'Historical scenario - input'!$D74),\"\")","v":""},{"$f":"IFERROR(IF(OR(V89=\"\",'Historical scenario - input'!$D74=\"\"),\"\",V89/'Historical scenario - input'!$D74),\"\")","v":""},{"$f":"IFERROR(IF(OR(W89=\"\",'Historical scenario - input'!$D74=\"\"),\"\",W89/'Historical scenario - input'!$D74),\"\")","v":""}]
[{"$f":"IFERROR('Historical scenario - input'!A75,\"\")","v":""},{"$f":"IFERROR('Historical scenario - input'!B75,\"\")","v":0},{"$f":"IFERROR('Historical scenario - input'!C75,\"\")","v":0},{"$f":"IFERROR(repcalc('Historical scenario - input'!$CV75:$GH75,'Historical scenario - input'!$G75,'Historical scenario - input'!$E75,'Historical scenario - input'!$F75,20,TRUE,TRUE),\"\")","v":""},"","","","","","","","","","","","","","","","","","","",{"$f":"IFERROR(IF(OR(D90=\"\",'Historical scenario - input'!$D75=\"\"),\"\",D90/'Historical scenario - input'!$D75),\"\")","v":""},{"$f":"IFERROR(IF(OR(E90=\"\",'Historical scenario - input'!$D75=\"\"),\"\",E90/'Historical scenario - input'!$D75),\"\")","v":""},{"$f":"IFERROR(IF(OR(F90=\"\",'Historical scenario - input'!$D75=\"\"),\"\",F90/'Historical scenario - input'!$D75),\"\")","v":""},{"$f":"IFERROR(IF(OR(G90=\"\",'Historical scenario - input'!$D75=\"\"),\"\",G90/'Historical scenario - input'!$D75),\"\")","v":""},{"$f":"IFERROR(IF(OR(H90=\"\",'Historical scenario - input'!$D75=\"\"),\"\",H90/'Historical scenario - input'!$D75),\"\")","v":""},{"$f":"IFERROR(IF(OR(I90=\"\",'Historical scenario - input'!$D75=\"\"),\"\",I90/'Historical scenario - input'!$D75),\"\")","v":""},{"$f":"IFERROR(IF(OR(J90=\"\",'Historical scenario - input'!$D75=\"\"),\"\",J90/'Historical scenario - input'!$D75),\"\")","v":""},{"$f":"IFERROR(IF(OR(K90=\"\",'Historical scenario - input'!$D75=\"\"),\"\",K90/'Historical scenario - input'!$D75),\"\")","v":""},{"$f":"IFERROR(IF(OR(L90=\"\",'Historical scenario - input'!$D75=\"\"),\"\",L90/'Historical scenario - input'!$D75),\"\")","v":""},{"$f":"IFERROR(IF(OR(M90=\"\",'Historical scenario - input'!$D75=\"\"),\"\",M90/'Historical scenario - input'!$D75),\"\")","v":""},{"$f":"IFERROR(IF(OR(N90=\"\",'Historical scenario - input'!$D75=\"\"),\"\",N90/'Historical scenario - input'!$D75),\"\")","v":""},{"$f":"IFERROR(IF(OR(O90=\"\",'Historical scenario - input'!$D75=\"\"),\"\",O90/'Historical scenario - input'!$D75),\"\")","v":""},{"$f":"IFERROR(IF(OR(P90=\"\",'Historical scenario - input'!$D75=\"\"),\"\",P90/'Historical scenario - input'!$D75),\"\")","v":""},{"$f":"IFERROR(IF(OR(Q90=\"\",'Historical scenario - input'!$D75=\"\"),\"\",Q90/'Historical scenario - input'!$D75),\"\")","v":""},{"$f":"IFERROR(IF(OR(R90=\"\",'Historical scenario - input'!$D75=\"\"),\"\",R90/'Historical scenario - input'!$D75),\"\")","v":""},{"$f":"IFERROR(IF(OR(S90=\"\",'Historical scenario - input'!$D75=\"\"),\"\",S90/'Historical scenario - input'!$D75),\"\")","v":""},{"$f":"IFERROR(IF(OR(T90=\"\",'Historical scenario - input'!$D75=\"\"),\"\",T90/'Historical scenario - input'!$D75),\"\")","v":""},{"$f":"IFERROR(IF(OR(U90=\"\",'Historical scenario - input'!$D75=\"\"),\"\",U90/'Historical scenario - input'!$D75),\"\")","v":""},{"$f":"IFERROR(IF(OR(V90=\"\",'Historical scenario - input'!$D75=\"\"),\"\",V90/'Historical scenario - input'!$D75),\"\")","v":""},{"$f":"IFERROR(IF(OR(W90=\"\",'Historical scenario - input'!$D75=\"\"),\"\",W90/'Historical scenario - input'!$D75),\"\")","v":""}]
[{"$f":"IFERROR('Historical scenario - input'!A76,\"\")","v":""},{"$f":"IFERROR('Historical scenario - input'!B76,\"\")","v":0},{"$f":"IFERROR('Historical scenario - input'!C76,\"\")","v":0},{"$f":"IFERROR(repcalc('Historical scenario - input'!$CV76:$GH76,'Historical scenario - input'!$G76,'Historical scenario - input'!$E76,'Historical scenario - input'!$F76,20,TRUE,TRUE),\"\")","v":""},"","","","","","","","","","","","","","","","","","","",{"$f":"IFERROR(IF(OR(D91=\"\",'Historical scenario - input'!$D76=\"\"),\"\",D91/'Historical scenario - input'!$D76),\"\")","v":""},{"$f":"IFERROR(IF(OR(E91=\"\",'Historical scenario - input'!$D76=\"\"),\"\",E91/'Historical scenario - input'!$D76),\"\")","v":""},{"$f":"IFERROR(IF(OR(F91=\"\",'Historical scenario - input'!$D76=\"\"),\"\",F91/'Historical scenario - input'!$D76),\"\")","v":""},{"$f":"IFERROR(IF(OR(G91=\"\",'Historical scenario - input'!$D76=\"\"),\"\",G91/'Historical scenario - input'!$D76),\"\")","v":""},{"$f":"IFERROR(IF(OR(H91=\"\",'Historical scenario - input'!$D76=\"\"),\"\",H91/'Historical scenario - input'!$D76),\"\")","v":""},{"$f":"IFERROR(IF(OR(I91=\"\",'Historical scenario - input'!$D76=\"\"),\"\",I91/'Historical scenario - input'!$D76),\"\")","v":""},{"$f":"IFERROR(IF(OR(J91=\"\",'Historical scenario - input'!$D76=\"\"),\"\",J91/'Historical scenario - input'!$D76),\"\")","v":""},{"$f":"IFERROR(IF(OR(K91=\"\",'Historical scenario - input'!$D76=\"\"),\"\",K91/'Historical scenario - input'!$D76),\"\")","v":""},{"$f":"IFERROR(IF(OR(L91=\"\",'Historical scenario - input'!$D76=\"\"),\"\",L91/'Historical scenario - input'!$D76),\"\")","v":""},{"$f":"IFERROR(IF(OR(M91=\"\",'Historical scenario - input'!$D76=\"\"),\"\",M91/'Historical scenario - input'!$D76),\"\")","v":""},{"$f":"IFERROR(IF(OR(N91=\"\",'Historical scenario - input'!$D76=\"\"),\"\",N91/'Historical scenario - input'!$D76),\"\")","v":""},{"$f":"IFERROR(IF(OR(O91=\"\",'Historical scenario - input'!$D76=\"\"),\"\",O91/'Historical scenario - input'!$D76),\"\")","v":""},{"$f":"IFERROR(IF(OR(P91=\"\",'Historical scenario - input'!$D76=\"\"),\"\",P91/'Historical scenario - input'!$D76),\"\")","v":""},{"$f":"IFERROR(IF(OR(Q91=\"\",'Historical scenario - input'!$D76=\"\"),\"\",Q91/'Historical scenario - input'!$D76),\"\")","v":""},{"$f":"IFERROR(IF(OR(R91=\"\",'Historical scenario - input'!$D76=\"\"),\"\",R91/'Historical scenario - input'!$D76),\"\")","v":""},{"$f":"IFERROR(IF(OR(S91=\"\",'Historical scenario - input'!$D76=\"\"),\"\",S91/'Historical scenario - input'!$D76),\"\")","v":""},{"$f":"IFERROR(IF(OR(T91=\"\",'Historical scenario - input'!$D76=\"\"),\"\",T91/'Historical scenario - input'!$D76),\"\")","v":""},{"$f":"IFERROR(IF(OR(U91=\"\",'Historical scenario - input'!$D76=\"\"),\"\",U91/'Historical scenario - input'!$D76),\"\")","v":""},{"$f":"IFERROR(IF(OR(V91=\"\",'Historical scenario - input'!$D76=\"\"),\"\",V91/'Historical scenario - input'!$D76),\"\")","v":""},{"$f":"IFERROR(IF(OR(W91=\"\",'Historical scenario - input'!$D76=\"\"),\"\",W91/'Historical scenario - input'!$D76),\"\")","v":""}]
[{"$f":"IFERROR('Historical scenario - input'!A77,\"\")","v":""},{"$f":"IFERROR('Historical scenario - input'!B77,\"\")","v":0},{"$f":"IFERROR('Historical scenario - input'!C77,\"\")","v":0},{"$f":"IFERROR(repcalc('Historical scenario - input'!$CV77:$GH77,'Historical scenario - input'!$G77,'Historical scenario - input'!$E77,'Historical scenario - input'!$F77,20,TRUE,TRUE),\"\")","v":""},"","","","","","","","","","","","","","","","","","","",{"$f":"IFERROR(IF(OR(D92=\"\",'Historical scenario - input'!$D77=\"\"),\"\",D92/'Historical scenario - input'!$D77),\"\")","v":""},{"$f":"IFERROR(IF(OR(E92=\"\",'Historical scenario - input'!$D77=\"\"),\"\",E92/'Historical scenario - input'!$D77),\"\")","v":""},{"$f":"IFERROR(IF(OR(F92=\"\",'Historical scenario - input'!$D77=\"\"),\"\",F92/'Historical scenario - input'!$D77),\"\")","v":""},{"$f":"IFERROR(IF(OR(G92=\"\",'Historical scenario - input'!$D77=\"\"),\"\",G92/'Historical scenario - input'!$D77),\"\")","v":""},{"$f":"IFERROR(IF(OR(H92=\"\",'Historical scenario - input'!$D77=\"\"),\"\",H92/'Historical scenario - input'!$D77),\"\")","v":""},{"$f":"IFERROR(IF(OR(I92=\"\",'Historical scenario - input'!$D77=\"\"),\"\",I92/'Historical scenario - input'!$D77),\"\")","v":""},{"$f":"IFERROR(IF(OR(J92=\"\",'Historical scenario - input'!$D77=\"\"),\"\",J92/'Historical scenario - input'!$D77),\"\")","v":""},{"$f":"IFERROR(IF(OR(K92=\"\",'Historical scenario - input'!$D77=\"\"),\"\",K92/'Historical scenario - input'!$D77),\"\")","v":""},{"$f":"IFERROR(IF(OR(L92=\"\",'Historical scenario - input'!$D77=\"\"),\"\",L92/'Historical scenario - input'!$D77),\"\")","v":""},{"$f":"IFERROR(IF(OR(M92=\"\",'Historical scenario - input'!$D77=\"\"),\"\",M92/'Historical scenario - input'!$D77),\"\")","v":""},{"$f":"IFERROR(IF(OR(N92=\"\",'Historical scenario - input'!$D77=\"\"),\"\",N92/'Historical scenario - input'!$D77),\"\")","v":""},{"$f":"IFERROR(IF(OR(O92=\"\",'Historical scenario - input'!$D77=\"\"),\"\",O92/'Historical scenario - input'!$D77),\"\")","v":""},{"$f":"IFERROR(IF(OR(P92=\"\",'Historical scenario - input'!$D77=\"\"),\"\",P92/'Historical scenario - input'!$D77),\"\")","v":""},{"$f":"IFERROR(IF(OR(Q92=\"\",'Historical scenario - input'!$D77=\"\"),\"\",Q92/'Historical scenario - input'!$D77),\"\")","v":""},{"$f":"IFERROR(IF(OR(R92=\"\",'Historical scenario - input'!$D77=\"\"),\"\",R92/'Historical scenario - input'!$D77),\"\")","v":""},{"$f":"IFERROR(IF(OR(S92=\"\",'Historical scenario - input'!$D77=\"\"),\"\",S92/'Historical scenario - input'!$D77),\"\")","v":""},{"$f":"IFERROR(IF(OR(T92=\"\",'Historical scenario - input'!$D77=\"\"),\"\",T92/'Historical scenario - input'!$D77),\"\")","v":""},{"$f":"IFERROR(IF(OR(U92=\"\",'Historical scenario - input'!$D77=\"\"),\"\",U92/'Historical scenario - input'!$D77),\"\")","v":""},{"$f":"IFERROR(IF(OR(V92=\"\",'Historical scenario - input'!$D77=\"\"),\"\",V92/'Historical scenario - input'!$D77),\"\")","v":""},{"$f":"IFERROR(IF(OR(W92=\"\",'Historical scenario - input'!$D77=\"\"),\"\",W92/'Historical scenario - input'!$D77),\"\")","v":""}]
[{"$f":"IFERROR('Historical scenario - input'!A78,\"\")","v":""},{"$f":"IFERROR('Historical scenario - input'!B78,\"\")","v":0},{"$f":"IFERROR('Historical scenario - input'!C78,\"\")","v":0},{"$f":"IFERROR(repcalc('Historical scenario - input'!$CV78:$GH78,'Historical scenario - input'!$G78,'Historical scenario - input'!$E78,'Historical scenario - input'!$F78,20,TRUE,TRUE),\"\")","v":""},"","","","","","","","","","","","","","","","","","","",{"$f":"IFERROR(IF(OR(D93=\"\",'Historical scenario - input'!$D78=\"\"),\"\",D93/'Historical scenario - input'!$D78),\"\")","v":""},{"$f":"IFERROR(IF(OR(E93=\"\",'Historical scenario - input'!$D78=\"\"),\"\",E93/'Historical scenario - input'!$D78),\"\")","v":""},{"$f":"IFERROR(IF(OR(F93=\"\",'Historical scenario - input'!$D78=\"\"),\"\",F93/'Historical scenario - input'!$D78),\"\")","v":""},{"$f":"IFERROR(IF(OR(G93=\"\",'Historical scenario - input'!$D78=\"\"),\"\",G93/'Historical scenario - input'!$D78),\"\")","v":""},{"$f":"IFERROR(IF(OR(H93=\"\",'Historical scenario - input'!$D78=\"\"),\"\",H93/'Historical scenario - input'!$D78),\"\")","v":""},{"$f":"IFERROR(IF(OR(I93=\"\",'Historical scenario - input'!$D78=\"\"),\"\",I93/'Historical scenario - input'!$D78),\"\")","v":""},{"$f":"IFERROR(IF(OR(J93=\"\",'Historical scenario - input'!$D78=\"\"),\"\",J93/'Historical scenario - input'!$D78),\"\")","v":""},{"$f":"IFERROR(IF(OR(K93=\"\",'Historical scenario - input'!$D78=\"\"),\"\",K93/'Historical scenario - input'!$D78),\"\")","v":""},{"$f":"IFERROR(IF(OR(L93=\"\",'Historical scenario - input'!$D78=\"\"),\"\",L93/'Historical scenario - input'!$D78),\"\")","v":""},{"$f":"IFERROR(IF(OR(M93=\"\",'Historical scenario - input'!$D78=\"\"),\"\",M93/'Historical scenario - input'!$D78),\"\")","v":""},{"$f":"IFERROR(IF(OR(N93=\"\",'Historical scenario - input'!$D78=\"\"),\"\",N93/'Historical scenario - input'!$D78),\"\")","v":""},{"$f":"IFERROR(IF(OR(O93=\"\",'Historical scenario - input'!$D78=\"\"),\"\",O93/'Historical scenario - input'!$D78),\"\")","v":""},{"$f":"IFERROR(IF(OR(P93=\"\",'Historical scenario - input'!$D78=\"\"),\"\",P93/'Historical scenario - input'!$D78),\"\")","v":""},{"$f":"IFERROR(IF(OR(Q93=\"\",'Historical scenario - input'!$D78=\"\"),\"\",Q93/'Historical scenario - input'!$D78),\"\")","v":""},{"$f":"IFERROR(IF(OR(R93=\"\",'Historical scenario - input'!$D78=\"\"),\"\",R93/'Historical scenario - input'!$D78),\"\")","v":""},{"$f":"IFERROR(IF(OR(S93=\"\",'Historical scenario - input'!$D78=\"\"),\"\",S93/'Historical scenario - input'!$D78),\"\")","v":""},{"$f":"IFERROR(IF(OR(T93=\"\",'Historical scenario - input'!$D78=\"\"),\"\",T93/'Historical scenario - input'!$D78),\"\")","v":""},{"$f":"IFERROR(IF(OR(U93=\"\",'Historical scenario - input'!$D78=\"\"),\"\",U93/'Historical scenario - input'!$D78),\"\")","v":""},{"$f":"IFERROR(IF(OR(V93=\"\",'Historical scenario - input'!$D78=\"\"),\"\",V93/'Historical scenario - input'!$D78),\"\")","v":""},{"$f":"IFERROR(IF(OR(W93=\"\",'Historical scenario - input'!$D78=\"\"),\"\",W93/'Historical scenario - input'!$D78),\"\")","v":""}]
[{"$f":"IFERROR('Historical scenario - input'!A79,\"\")","v":""},{"$f":"IFERROR('Historical scenario - input'!B79,\"\")","v":0},{"$f":"IFERROR('Historical scenario - input'!C79,\"\")","v":0},{"$f":"IFERROR(repcalc('Historical scenario - input'!$CV79:$GH79,'Historical scenario - input'!$G79,'Historical scenario - input'!$E79,'Historical scenario - input'!$F79,20,TRUE,TRUE),\"\")","v":""},"","","","","","","","","","","","","","","","","","","",{"$f":"IFERROR(IF(OR(D94=\"\",'Historical scenario - input'!$D79=\"\"),\"\",D94/'Historical scenario - input'!$D79),\"\")","v":""},{"$f":"IFERROR(IF(OR(E94=\"\",'Historical scenario - input'!$D79=\"\"),\"\",E94/'Historical scenario - input'!$D79),\"\")","v":""},{"$f":"IFERROR(IF(OR(F94=\"\",'Historical scenario - input'!$D79=\"\"),\"\",F94/'Historical scenario - input'!$D79),\"\")","v":""},{"$f":"IFERROR(IF(OR(G94=\"\",'Historical scenario - input'!$D79=\"\"),\"\",G94/'Historical scenario - input'!$D79),\"\")","v":""},{"$f":"IFERROR(IF(OR(H94=\"\",'Historical scenario - input'!$D79=\"\"),\"\",H94/'Historical scenario - input'!$D79),\"\")","v":""},{"$f":"IFERROR(IF(OR(I94=\"\",'Historical scenario - input'!$D79=\"\"),\"\",I94/'Historical scenario - input'!$D79),\"\")","v":""},{"$f":"IFERROR(IF(OR(J94=\"\",'Historical scenario - input'!$D79=\"\"),\"\",J94/'Historical scenario - input'!$D79),\"\")","v":""},{"$f":"IFERROR(IF(OR(K94=\"\",'Historical scenario - input'!$D79=\"\"),\"\",K94/'Historical scenario - input'!$D79),\"\")","v":""},{"$f":"IFERROR(IF(OR(L94=\"\",'Historical scenario - input'!$D79=\"\"),\"\",L94/'Historical scenario - input'!$D79),\"\")","v":""},{"$f":"IFERROR(IF(OR(M94=\"\",'Historical scenario - input'!$D79=\"\"),\"\",M94/'Historical scenario - input'!$D79),\"\")","v":""},{"$f":"IFERROR(IF(OR(N94=\"\",'Historical scenario - input'!$D79=\"\"),\"\",N94/'Historical scenario - input'!$D79),\"\")","v":""},{"$f":"IFERROR(IF(OR(O94=\"\",'Historical scenario - input'!$D79=\"\"),\"\",O94/'Historical scenario - input'!$D79),\"\")","v":""},{"$f":"IFERROR(IF(OR(P94=\"\",'Historical scenario - input'!$D79=\"\"),\"\",P94/'Historical scenario - input'!$D79),\"\")","v":""},{"$f":"IFERROR(IF(OR(Q94=\"\",'Historical scenario - input'!$D79=\"\"),\"\",Q94/'Historical scenario - input'!$D79),\"\")","v":""},{"$f":"IFERROR(IF(OR(R94=\"\",'Historical scenario - input'!$D79=\"\"),\"\",R94/'Historical scenario - input'!$D79),\"\")","v":""},{"$f":"IFERROR(IF(OR(S94=\"\",'Historical scenario - input'!$D79=\"\"),\"\",S94/'Historical scenario - input'!$D79),\"\")","v":""},{"$f":"IFERROR(IF(OR(T94=\"\",'Historical scenario - input'!$D79=\"\"),\"\",T94/'Historical scenario - input'!$D79),\"\")","v":""},{"$f":"IFERROR(IF(OR(U94=\"\",'Historical scenario - input'!$D79=\"\"),\"\",U94/'Historical scenario - input'!$D79),\"\")","v":""},{"$f":"IFERROR(IF(OR(V94=\"\",'Historical scenario - input'!$D79=\"\"),\"\",V94/'Historical scenario - input'!$D79),\"\")","v":""},{"$f":"IFERROR(IF(OR(W94=\"\",'Historical scenario - input'!$D79=\"\"),\"\",W94/'Historical scenario - input'!$D79),\"\")","v":""}]
[{"$f":"IFERROR('Historical scenario - input'!A80,\"\")","v":""},{"$f":"IFERROR('Historical scenario - input'!B80,\"\")","v":0},{"$f":"IFERROR('Historical scenario - input'!C80,\"\")","v":0},{"$f":"IFERROR(repcalc('Historical scenario - input'!$CV80:$GH80,'Historical scenario - input'!$G80,'Historical scenario - input'!$E80,'Historical scenario - input'!$F80,20,TRUE,TRUE),\"\")","v":""},"","","","","","","","","","","","","","","","","","","",{"$f":"IFERROR(IF(OR(D95=\"\",'Historical scenario - input'!$D80=\"\"),\"\",D95/'Historical scenario - input'!$D80),\"\")","v":""},{"$f":"IFERROR(IF(OR(E95=\"\",'Historical scenario - input'!$D80=\"\"),\"\",E95/'Historical scenario - input'!$D80),\"\")","v":""},{"$f":"IFERROR(IF(OR(F95=\"\",'Historical scenario - input'!$D80=\"\"),\"\",F95/'Historical scenario - input'!$D80),\"\")","v":""},{"$f":"IFERROR(IF(OR(G95=\"\",'Historical scenario - input'!$D80=\"\"),\"\",G95/'Historical scenario - input'!$D80),\"\")","v":""},{"$f":"IFERROR(IF(OR(H95=\"\",'Historical scenario - input'!$D80=\"\"),\"\",H95/'Historical scenario - input'!$D80),\"\")","v":""},{"$f":"IFERROR(IF(OR(I95=\"\",'Historical scenario - input'!$D80=\"\"),\"\",I95/'Historical scenario - input'!$D80),\"\")","v":""},{"$f":"IFERROR(IF(OR(J95=\"\",'Historical scenario - input'!$D80=\"\"),\"\",J95/'Historical scenario - input'!$D80),\"\")","v":""},{"$f":"IFERROR(IF(OR(K95=\"\",'Historical scenario - input'!$D80=\"\"),\"\",K95/'Historical scenario - input'!$D80),\"\")","v":""},{"$f":"IFERROR(IF(OR(L95=\"\",'Historical scenario - input'!$D80=\"\"),\"\",L95/'Historical scenario - input'!$D80),\"\")","v":""},{"$f":"IFERROR(IF(OR(M95=\"\",'Historical scenario - input'!$D80=\"\"),\"\",M95/'Historical scenario - input'!$D80),\"\")","v":""},{"$f":"IFERROR(IF(OR(N95=\"\",'Historical scenario - input'!$D80=\"\"),\"\",N95/'Historical scenario - input'!$D80),\"\")","v":""},{"$f":"IFERROR(IF(OR(O95=\"\",'Historical scenario - input'!$D80=\"\"),\"\",O95/'Historical scenario - input'!$D80),\"\")","v":""},{"$f":"IFERROR(IF(OR(P95=\"\",'Historical scenario - input'!$D80=\"\"),\"\",P95/'Historical scenario - input'!$D80),\"\")","v":""},{"$f":"IFERROR(IF(OR(Q95=\"\",'Historical scenario - input'!$D80=\"\"),\"\",Q95/'Historical scenario - input'!$D80),\"\")","v":""},{"$f":"IFERROR(IF(OR(R95=\"\",'Historical scenario - input'!$D80=\"\"),\"\",R95/'Historical scenario - input'!$D80),\"\")","v":""},{"$f":"IFERROR(IF(OR(S95=\"\",'Historical scenario - input'!$D80=\"\"),\"\",S95/'Historical scenario - input'!$D80),\"\")","v":""},{"$f":"IFERROR(IF(OR(T95=\"\",'Historical scenario - input'!$D80=\"\"),\"\",T95/'Historical scenario - input'!$D80),\"\")","v":""},{"$f":"IFERROR(IF(OR(U95=\"\",'Historical scenario - input'!$D80=\"\"),\"\",U95/'Historical scenario - input'!$D80),\"\")","v":""},{"$f":"IFERROR(IF(OR(V95=\"\",'Historical scenario - input'!$D80=\"\"),\"\",V95/'Historical scenario - input'!$D80),\"\")","v":""},{"$f":"IFERROR(IF(OR(W95=\"\",'Historical scenario - input'!$D80=\"\"),\"\",W95/'Historical scenario - input'!$D80),\"\")","v":""}]
[{"$f":"IFERROR('Historical scenario - input'!A81,\"\")","v":""},{"$f":"IFERROR('Historical scenario - input'!B81,\"\")","v":0},{"$f":"IFERROR('Historical scenario - input'!C81,\"\")","v":0},{"$f":"IFERROR(repcalc('Historical scenario - input'!$CV81:$GH81,'Historical scenario - input'!$G81,'Historical scenario - input'!$E81,'Historical scenario - input'!$F81,20,TRUE,TRUE),\"\")","v":""},"","","","","","","","","","","","","","","","","","","",{"$f":"IFERROR(IF(OR(D96=\"\",'Historical scenario - input'!$D81=\"\"),\"\",D96/'Historical scenario - input'!$D81),\"\")","v":""},{"$f":"IFERROR(IF(OR(E96=\"\",'Historical scenario - input'!$D81=\"\"),\"\",E96/'Historical scenario - input'!$D81),\"\")","v":""},{"$f":"IFERROR(IF(OR(F96=\"\",'Historical scenario - input'!$D81=\"\"),\"\",F96/'Historical scenario - input'!$D81),\"\")","v":""},{"$f":"IFERROR(IF(OR(G96=\"\",'Historical scenario - input'!$D81=\"\"),\"\",G96/'Historical scenario - input'!$D81),\"\")","v":""},{"$f":"IFERROR(IF(OR(H96=\"\",'Historical scenario - input'!$D81=\"\"),\"\",H96/'Historical scenario - input'!$D81),\"\")","v":""},{"$f":"IFERROR(IF(OR(I96=\"\",'Historical scenario - input'!$D81=\"\"),\"\",I96/'Historical scenario - input'!$D81),\"\")","v":""},{"$f":"IFERROR(IF(OR(J96=\"\",'Historical scenario - input'!$D81=\"\"),\"\",J96/'Historical scenario - input'!$D81),\"\")","v":""},{"$f":"IFERROR(IF(OR(K96=\"\",'Historical scenario - input'!$D81=\"\"),\"\",K96/'Historical scenario - input'!$D81),\"\")","v":""},{"$f":"IFERROR(IF(OR(L96=\"\",'Historical scenario - input'!$D81=\"\"),\"\",L96/'Historical scenario - input'!$D81),\"\")","v":""},{"$f":"IFERROR(IF(OR(M96=\"\",'Historical scenario - input'!$D81=\"\"),\"\",M96/'Historical scenario - input'!$D81),\"\")","v":""},{"$f":"IFERROR(IF(OR(N96=\"\",'Historical scenario - input'!$D81=\"\"),\"\",N96/'Historical scenario - input'!$D81),\"\")","v":""},{"$f":"IFERROR(IF(OR(O96=\"\",'Historical scenario - input'!$D81=\"\"),\"\",O96/'Historical scenario - input'!$D81),\"\")","v":""},{"$f":"IFERROR(IF(OR(P96=\"\",'Historical scenario - input'!$D81=\"\"),\"\",P96/'Historical scenario - input'!$D81),\"\")","v":""},{"$f":"IFERROR(IF(OR(Q96=\"\",'Historical scenario - input'!$D81=\"\"),\"\",Q96/'Historical scenario - input'!$D81),\"\")","v":""},{"$f":"IFERROR(IF(OR(R96=\"\",'Historical scenario - input'!$D81=\"\"),\"\",R96/'Historical scenario - input'!$D81),\"\")","v":""},{"$f":"IFERROR(IF(OR(S96=\"\",'Historical scenario - input'!$D81=\"\"),\"\",S96/'Historical scenario - input'!$D81),\"\")","v":""},{"$f":"IFERROR(IF(OR(T96=\"\",'Historical scenario - input'!$D81=\"\"),\"\",T96/'Historical scenario - input'!$D81),\"\")","v":""},{"$f":"IFERROR(IF(OR(U96=\"\",'Historical scenario - input'!$D81=\"\"),\"\",U96/'Historical scenario - input'!$D81),\"\")","v":""},{"$f":"IFERROR(IF(OR(V96=\"\",'Historical scenario - input'!$D81=\"\"),\"\",V96/'Historical scenario - input'!$D81),\"\")","v":""},{"$f":"IFERROR(IF(OR(W96=\"\",'Historical scenario - input'!$D81=\"\"),\"\",W96/'Historical scenario - input'!$D81),\"\")","v":""}]
[{"$f":"IFERROR('Historical scenario - input'!A82,\"\")","v":""},{"$f":"IFERROR('Historical scenario - input'!B82,\"\")","v":0},{"$f":"IFERROR('Historical scenario - input'!C82,\"\")","v":0},{"$f":"IFERROR(repcalc('Historical scenario - input'!$CV82:$GH82,'Historical scenario - input'!$G82,'Historical scenario - input'!$E82,'Historical scenario - input'!$F82,20,TRUE,TRUE),\"\")","v":""},"","","","","","","","","","","","","","","","","","","",{"$f":"IFERROR(IF(OR(D97=\"\",'Historical scenario - input'!$D82=\"\"),\"\",D97/'Historical scenario - input'!$D82),\"\")","v":""},{"$f":"IFERROR(IF(OR(E97=\"\",'Historical scenario - input'!$D82=\"\"),\"\",E97/'Historical scenario - input'!$D82),\"\")","v":""},{"$f":"IFERROR(IF(OR(F97=\"\",'Historical scenario - input'!$D82=\"\"),\"\",F97/'Historical scenario - input'!$D82),\"\")","v":""},{"$f":"IFERROR(IF(OR(G97=\"\",'Historical scenario - input'!$D82=\"\"),\"\",G97/'Historical scenario - input'!$D82),\"\")","v":""},{"$f":"IFERROR(IF(OR(H97=\"\",'Historical scenario - input'!$D82=\"\"),\"\",H97/'Historical scenario - input'!$D82),\"\")","v":""},{"$f":"IFERROR(IF(OR(I97=\"\",'Historical scenario - input'!$D82=\"\"),\"\",I97/'Historical scenario - input'!$D82),\"\")","v":""},{"$f":"IFERROR(IF(OR(J97=\"\",'Historical scenario - input'!$D82=\"\"),\"\",J97/'Historical scenario - input'!$D82),\"\")","v":""},{"$f":"IFERROR(IF(OR(K97=\"\",'Historical scenario - input'!$D82=\"\"),\"\",K97/'Historical scenario - input'!$D82),\"\")","v":""},{"$f":"IFERROR(IF(OR(L97=\"\",'Historical scenario - input'!$D82=\"\"),\"\",L97/'Historical scenario - input'!$D82),\"\")","v":""},{"$f":"IFERROR(IF(OR(M97=\"\",'Historical scenario - input'!$D82=\"\"),\"\",M97/'Historical scenario - input'!$D82),\"\")","v":""},{"$f":"IFERROR(IF(OR(N97=\"\",'Historical scenario - input'!$D82=\"\"),\"\",N97/'Historical scenario - input'!$D82),\"\")","v":""},{"$f":"IFERROR(IF(OR(O97=\"\",'Historical scenario - input'!$D82=\"\"),\"\",O97/'Historical scenario - input'!$D82),\"\")","v":""},{"$f":"IFERROR(IF(OR(P97=\"\",'Historical scenario - input'!$D82=\"\"),\"\",P97/'Historical scenario - input'!$D82),\"\")","v":""},{"$f":"IFERROR(IF(OR(Q97=\"\",'Historical scenario - input'!$D82=\"\"),\"\",Q97/'Historical scenario - input'!$D82),\"\")","v":""},{"$f":"IFERROR(IF(OR(R97=\"\",'Historical scenario - input'!$D82=\"\"),\"\",R97/'Historical scenario - input'!$D82),\"\")","v":""},{"$f":"IFERROR(IF(OR(S97=\"\",'Historical scenario - input'!$D82=\"\"),\"\",S97/'Historical scenario - input'!$D82),\"\")","v":""},{"$f":"IFERROR(IF(OR(T97=\"\",'Historical scenario - input'!$D82=\"\"),\"\",T97/'Historical scenario - input'!$D82),\"\")","v":""},{"$f":"IFERROR(IF(OR(U97=\"\",'Historical scenario - input'!$D82=\"\"),\"\",U97/'Historical scenario - input'!$D82),\"\")","v":""},{"$f":"IFERROR(IF(OR(V97=\"\",'Historical scenario - input'!$D82=\"\"),\"\",V97/'Historical scenario - input'!$D82),\"\")","v":""},{"$f":"IFERROR(IF(OR(W97=\"\",'Historical scenario - input'!$D82=\"\"),\"\",W97/'Historical scenario - input'!$D82),\"\")","v":""}]
[{"$f":"IFERROR('Historical scenario - input'!A83,\"\")","v":""},{"$f":"IFERROR('Historical scenario - input'!B83,\"\")","v":0},{"$f":"IFERROR('Historical scenario - input'!C83,\"\")","v":0},{"$f":"IFERROR(repcalc('Historical scenario - input'!$CV83:$GH83,'Historical scenario - input'!$G83,'Historical scenario - input'!$E83,'Historical scenario - input'!$F83,20,TRUE,TRUE),\"\")","v":""},"","","","","","","","","","","","","","","","","","","",{"$f":"IFERROR(IF(OR(D98=\"\",'Historical scenario - input'!$D83=\"\"),\"\",D98/'Historical scenario - input'!$D83),\"\")","v":""},{"$f":"IFERROR(IF(OR(E98=\"\",'Historical scenario - input'!$D83=\"\"),\"\",E98/'Historical scenario - input'!$D83),\"\")","v":""},{"$f":"IFERROR(IF(OR(F98=\"\",'Historical scenario - input'!$D83=\"\"),\"\",F98/'Historical scenario - input'!$D83),\"\")","v":""},{"$f":"IFERROR(IF(OR(G98=\"\",'Historical scenario - input'!$D83=\"\"),\"\",G98/'Historical scenario - input'!$D83),\"\")","v":""},{"$f":"IFERROR(IF(OR(H98=\"\",'Historical scenario - input'!$D83=\"\"),\"\",H98/'Historical scenario - input'!$D83),\"\")","v":""},{"$f":"IFERROR(IF(OR(I98=\"\",'Historical scenario - input'!$D83=\"\"),\"\",I98/'Historical scenario - input'!$D83),\"\")","v":""},{"$f":"IFERROR(IF(OR(J98=\"\",'Historical scenario - input'!$D83=\"\"),\"\",J98/'Historical scenario - input'!$D83),\"\")","v":""},{"$f":"IFERROR(IF(OR(K98=\"\",'Historical scenario - input'!$D83=\"\"),\"\",K98/'Historical scenario - input'!$D83),\"\")","v":""},{"$f":"IFERROR(IF(OR(L98=\"\",'Historical scenario - input'!$D83=\"\"),\"\",L98/'Historical scenario - input'!$D83),\"\")","v":""},{"$f":"IFERROR(IF(OR(M98=\"\",'Historical scenario - input'!$D83=\"\"),\"\",M98/'Historical scenario - input'!$D83),\"\")","v":""},{"$f":"IFERROR(IF(OR(N98=\"\",'Historical scenario - input'!$D83=\"\"),\"\",N98/'Historical scenario - input'!$D83),\"\")","v":""},{"$f":"IFERROR(IF(OR(O98=\"\",'Historical scenario - input'!$D83=\"\"),\"\",O98/'Historical scenario - input'!$D83),\"\")","v":""},{"$f":"IFERROR(IF(OR(P98=\"\",'Historical scenario - input'!$D83=\"\"),\"\",P98/'Historical scenario - input'!$D83),\"\")","v":""},{"$f":"IFERROR(IF(OR(Q98=\"\",'Historical scenario - input'!$D83=\"\"),\"\",Q98/'Historical scenario - input'!$D83),\"\")","v":""},{"$f":"IFERROR(IF(OR(R98=\"\",'Historical scenario - input'!$D83=\"\"),\"\",R98/'Historical scenario - input'!$D83),\"\")","v":""},{"$f":"IFERROR(IF(OR(S98=\"\",'Historical scenario - input'!$D83=\"\"),\"\",S98/'Historical scenario - input'!$D83),\"\")","v":""},{"$f":"IFERROR(IF(OR(T98=\"\",'Historical scenario - input'!$D83=\"\"),\"\",T98/'Historical scenario - input'!$D83),\"\")","v":""},{"$f":"IFERROR(IF(OR(U98=\"\",'Historical scenario - input'!$D83=\"\"),\"\",U98/'Historical scenario - input'!$D83),\"\")","v":""},{"$f":"IFERROR(IF(OR(V98=\"\",'Historical scenario - input'!$D83=\"\"),\"\",V98/'Historical scenario - input'!$D83),\"\")","v":""},{"$f":"IFERROR(IF(OR(W98=\"\",'Historical scenario - input'!$D83=\"\"),\"\",W98/'Historical scenario - input'!$D83),\"\")","v":""}]
[{"$f":"IFERROR('Historical scenario - input'!A84,\"\")","v":""},{"$f":"IFERROR('Historical scenario - input'!B84,\"\")","v":0},{"$f":"IFERROR('Historical scenario - input'!C84,\"\")","v":0},{"$f":"IFERROR(repcalc('Historical scenario - input'!$CV84:$GH84,'Historical scenario - input'!$G84,'Historical scenario - input'!$E84,'Historical scenario - input'!$F84,20,TRUE,TRUE),\"\")","v":""},"","","","","","","","","","","","","","","","","","","",{"$f":"IFERROR(IF(OR(D99=\"\",'Historical scenario - input'!$D84=\"\"),\"\",D99/'Historical scenario - input'!$D84),\"\")","v":""},{"$f":"IFERROR(IF(OR(E99=\"\",'Historical scenario - input'!$D84=\"\"),\"\",E99/'Historical scenario - input'!$D84),\"\")","v":""},{"$f":"IFERROR(IF(OR(F99=\"\",'Historical scenario - input'!$D84=\"\"),\"\",F99/'Historical scenario - input'!$D84),\"\")","v":""},{"$f":"IFERROR(IF(OR(G99=\"\",'Historical scenario - input'!$D84=\"\"),\"\",G99/'Historical scenario - input'!$D84),\"\")","v":""},{"$f":"IFERROR(IF(OR(H99=\"\",'Historical scenario - input'!$D84=\"\"),\"\",H99/'Historical scenario - input'!$D84),\"\")","v":""},{"$f":"IFERROR(IF(OR(I99=\"\",'Historical scenario - input'!$D84=\"\"),\"\",I99/'Historical scenario - input'!$D84),\"\")","v":""},{"$f":"IFERROR(IF(OR(J99=\"\",'Historical scenario - input'!$D84=\"\"),\"\",J99/'Historical scenario - input'!$D84),\"\")","v":""},{"$f":"IFERROR(IF(OR(K99=\"\",'Historical scenario - input'!$D84=\"\"),\"\",K99/'Historical scenario - input'!$D84),\"\")","v":""},{"$f":"IFERROR(IF(OR(L99=\"\",'Historical scenario - input'!$D84=\"\"),\"\",L99/'Historical scenario - input'!$D84),\"\")","v":""},{"$f":"IFERROR(IF(OR(M99=\"\",'Historical scenario - input'!$D84=\"\"),\"\",M99/'Historical scenario - input'!$D84),\"\")","v":""},{"$f":"IFERROR(IF(OR(N99=\"\",'Historical scenario - input'!$D84=\"\"),\"\",N99/'Historical scenario - input'!$D84),\"\")","v":""},{"$f":"IFERROR(IF(OR(O99=\"\",'Historical scenario - input'!$D84=\"\"),\"\",O99/'Historical scenario - input'!$D84),\"\")","v":""},{"$f":"IFERROR(IF(OR(P99=\"\",'Historical scenario - input'!$D84=\"\"),\"\",P99/'Historical scenario - input'!$D84),\"\")","v":""},{"$f":"IFERROR(IF(OR(Q99=\"\",'Historical scenario - input'!$D84=\"\"),\"\",Q99/'Historical scenario - input'!$D84),\"\")","v":""},{"$f":"IFERROR(IF(OR(R99=\"\",'Historical scenario - input'!$D84=\"\"),\"\",R99/'Historical scenario - input'!$D84),\"\")","v":""},{"$f":"IFERROR(IF(OR(S99=\"\",'Historical scenario - input'!$D84=\"\"),\"\",S99/'Historical scenario - input'!$D84),\"\")","v":""},{"$f":"IFERROR(IF(OR(T99=\"\",'Historical scenario - input'!$D84=\"\"),\"\",T99/'Historical scenario - input'!$D84),\"\")","v":""},{"$f":"IFERROR(IF(OR(U99=\"\",'Historical scenario - input'!$D84=\"\"),\"\",U99/'Historical scenario - input'!$D84),\"\")","v":""},{"$f":"IFERROR(IF(OR(V99=\"\",'Historical scenario - input'!$D84=\"\"),\"\",V99/'Historical scenario - input'!$D84),\"\")","v":""},{"$f":"IFERROR(IF(OR(W99=\"\",'Historical scenario - input'!$D84=\"\"),\"\",W99/'Historical scenario - input'!$D84),\"\")","v":""}]
[{"$f":"IFERROR('Historical scenario - input'!A85,\"\")","v":""},{"$f":"IFERROR('Historical scenario - input'!B85,\"\")","v":0},{"$f":"IFERROR('Historical scenario - input'!C85,\"\")","v":0},{"$f":"IFERROR(repcalc('Historical scenario - input'!$CV85:$GH85,'Historical scenario - input'!$G85,'Historical scenario - input'!$E85,'Historical scenario - input'!$F85,20,TRUE,TRUE),\"\")","v":""},"","","","","","","","","","","","","","","","","","","",{"$f":"IFERROR(IF(OR(D100=\"\",'Historical scenario - input'!$D85=\"\"),\"\",D100/'Historical scenario - input'!$D85),\"\")","v":""},{"$f":"IFERROR(IF(OR(E100=\"\",'Historical scenario - input'!$D85=\"\"),\"\",E100/'Historical scenario - input'!$D85),\"\")","v":""},{"$f":"IFERROR(IF(OR(F100=\"\",'Historical scenario - input'!$D85=\"\"),\"\",F100/'Historical scenario - input'!$D85),\"\")","v":""},{"$f":"IFERROR(IF(OR(G100=\"\",'Historical scenario - input'!$D85=\"\"),\"\",G100/'Historical scenario - input'!$D85),\"\")","v":""},{"$f":"IFERROR(IF(OR(H100=\"\",'Historical scenario - input'!$D85=\"\"),\"\",H100/'Historical scenario - input'!$D85),\"\")","v":""},{"$f":"IFERROR(IF(OR(I100=\"\",'Historical scenario - input'!$D85=\"\"),\"\",I100/'Historical scenario - input'!$D85),\"\")","v":""},{"$f":"IFERROR(IF(OR(J100=\"\",'Historical scenario - input'!$D85=\"\"),\"\",J100/'Historical scenario - input'!$D85),\"\")","v":""},{"$f":"IFERROR(IF(OR(K100=\"\",'Historical scenario - input'!$D85=\"\"),\"\",K100/'Historical scenario - input'!$D85),\"\")","v":""},{"$f":"IFERROR(IF(OR(L100=\"\",'Historical scenario - input'!$D85=\"\"),\"\",L100/'Historical scenario - input'!$D85),\"\")","v":""},{"$f":"IFERROR(IF(OR(M100=\"\",'Historical scenario - input'!$D85=\"\"),\"\",M100/'Historical scenario - input'!$D85),\"\")","v":""},{"$f":"IFERROR(IF(OR(N100=\"\",'Historical scenario - input'!$D85=\"\"),\"\",N100/'Historical scenario - input'!$D85),\"\")","v":""},{"$f":"IFERROR(IF(OR(O100=\"\",'Historical scenario - input'!$D85=\"\"),\"\",O100/'Historical scenario - input'!$D85),\"\")","v":""},{"$f":"IFERROR(IF(OR(P100=\"\",'Historical scenario - input'!$D85=\"\"),\"\",P100/'Historical scenario - input'!$D85),\"\")","v":""},{"$f":"IFERROR(IF(OR(Q100=\"\",'Historical scenario - input'!$D85=\"\"),\"\",Q100/'Historical scenario - input'!$D85),\"\")","v":""},{"$f":"IFERROR(IF(OR(R100=\"\",'Historical scenario - input'!$D85=\"\"),\"\",R100/'Historical scenario - input'!$D85),\"\")","v":""},{"$f":"IFERROR(IF(OR(S100=\"\",'Historical scenario - input'!$D85=\"\"),\"\",S100/'Historical scenario - input'!$D85),\"\")","v":""},{"$f":"IFERROR(IF(OR(T100=\"\",'Historical scenario - input'!$D85=\"\"),\"\",T100/'Historical scenario - input'!$D85),\"\")","v":""},{"$f":"IFERROR(IF(OR(U100=\"\",'Historical scenario - input'!$D85=\"\"),\"\",U100/'Historical scenario - input'!$D85),\"\")","v":""},{"$f":"IFERROR(IF(OR(V100=\"\",'Historical scenario - input'!$D85=\"\"),\"\",V100/'Historical scenario - input'!$D85),\"\")","v":""},{"$f":"IFERROR(IF(OR(W100=\"\",'Historical scenario - input'!$D85=\"\"),\"\",W100/'Historical scenario - input'!$D85),\"\")","v":""}]
[{"$f":"IFERROR('Historical scenario - input'!A86,\"\")","v":""},{"$f":"IFERROR('Historical scenario - input'!B86,\"\")","v":0},{"$f":"IFERROR('Historical scenario - input'!C86,\"\")","v":0},{"$f":"IFERROR(repcalc('Historical scenario - input'!$CV86:$GH86,'Historical scenario - input'!$G86,'Historical scenario - input'!$E86,'Historical scenario - input'!$F86,20,TRUE,TRUE),\"\")","v":""},"","","","","","","","","","","","","","","","","","","",{"$f":"IFERROR(IF(OR(D101=\"\",'Historical scenario - input'!$D86=\"\"),\"\",D101/'Historical scenario - input'!$D86),\"\")","v":""},{"$f":"IFERROR(IF(OR(E101=\"\",'Historical scenario - input'!$D86=\"\"),\"\",E101/'Historical scenario - input'!$D86),\"\")","v":""},{"$f":"IFERROR(IF(OR(F101=\"\",'Historical scenario - input'!$D86=\"\"),\"\",F101/'Historical scenario - input'!$D86),\"\")","v":""},{"$f":"IFERROR(IF(OR(G101=\"\",'Historical scenario - input'!$D86=\"\"),\"\",G101/'Historical scenario - input'!$D86),\"\")","v":""},{"$f":"IFERROR(IF(OR(H101=\"\",'Historical scenario - input'!$D86=\"\"),\"\",H101/'Historical scenario - input'!$D86),\"\")","v":""},{"$f":"IFERROR(IF(OR(I101=\"\",'Historical scenario - input'!$D86=\"\"),\"\",I101/'Historical scenario - input'!$D86),\"\")","v":""},{"$f":"IFERROR(IF(OR(J101=\"\",'Historical scenario - input'!$D86=\"\"),\"\",J101/'Historical scenario - input'!$D86),\"\")","v":""},{"$f":"IFERROR(IF(OR(K101=\"\",'Historical scenario - input'!$D86=\"\"),\"\",K101/'Historical scenario - input'!$D86),\"\")","v":""},{"$f":"IFERROR(IF(OR(L101=\"\",'Historical scenario - input'!$D86=\"\"),\"\",L101/'Historical scenario - input'!$D86),\"\")","v":""},{"$f":"IFERROR(IF(OR(M101=\"\",'Historical scenario - input'!$D86=\"\"),\"\",M101/'Historical scenario - input'!$D86),\"\")","v":""},{"$f":"IFERROR(IF(OR(N101=\"\",'Historical scenario - input'!$D86=\"\"),\"\",N101/'Historical scenario - input'!$D86),\"\")","v":""},{"$f":"IFERROR(IF(OR(O101=\"\",'Historical scenario - input'!$D86=\"\"),\"\",O101/'Historical scenario - input'!$D86),\"\")","v":""},{"$f":"IFERROR(IF(OR(P101=\"\",'Historical scenario - input'!$D86=\"\"),\"\",P101/'Historical scenario - input'!$D86),\"\")","v":""},{"$f":"IFERROR(IF(OR(Q101=\"\",'Historical scenario - input'!$D86=\"\"),\"\",Q101/'Historical scenario - input'!$D86),\"\")","v":""},{"$f":"IFERROR(IF(OR(R101=\"\",'Historical scenario - input'!$D86=\"\"),\"\",R101/'Historical scenario - input'!$D86),\"\")","v":""},{"$f":"IFERROR(IF(OR(S101=\"\",'Historical scenario - input'!$D86=\"\"),\"\",S101/'Historical scenario - input'!$D86),\"\")","v":""},{"$f":"IFERROR(IF(OR(T101=\"\",'Historical scenario - input'!$D86=\"\"),\"\",T101/'Historical scenario - input'!$D86),\"\")","v":""},{"$f":"IFERROR(IF(OR(U101=\"\",'Historical scenario - input'!$D86=\"\"),\"\",U101/'Historical scenario - input'!$D86),\"\")","v":""},{"$f":"IFERROR(IF(OR(V101=\"\",'Historical scenario - input'!$D86=\"\"),\"\",V101/'Historical scenario - input'!$D86),\"\")","v":""},{"$f":"IFERROR(IF(OR(W101=\"\",'Historical scenario - input'!$D86=\"\"),\"\",W101/'Historical scenario - input'!$D86),\"\")","v":""}]
[{"$f":"IFERROR('Historical scenario - input'!A87,\"\")","v":""},{"$f":"IFERROR('Historical scenario - input'!B87,\"\")","v":0},{"$f":"IFERROR('Historical scenario - input'!C87,\"\")","v":0},{"$f":"IFERROR(repcalc('Historical scenario - input'!$CV87:$GH87,'Historical scenario - input'!$G87,'Historical scenario - input'!$E87,'Historical scenario - input'!$F87,20,TRUE,TRUE),\"\")","v":""},"","","","","","","","","","","","","","","","","","","",{"$f":"IFERROR(IF(OR(D102=\"\",'Historical scenario - input'!$D87=\"\"),\"\",D102/'Historical scenario - input'!$D87),\"\")","v":""},{"$f":"IFERROR(IF(OR(E102=\"\",'Historical scenario - input'!$D87=\"\"),\"\",E102/'Historical scenario - input'!$D87),\"\")","v":""},{"$f":"IFERROR(IF(OR(F102=\"\",'Historical scenario - input'!$D87=\"\"),\"\",F102/'Historical scenario - input'!$D87),\"\")","v":""},{"$f":"IFERROR(IF(OR(G102=\"\",'Historical scenario - input'!$D87=\"\"),\"\",G102/'Historical scenario - input'!$D87),\"\")","v":""},{"$f":"IFERROR(IF(OR(H102=\"\",'Historical scenario - input'!$D87=\"\"),\"\",H102/'Historical scenario - input'!$D87),\"\")","v":""},{"$f":"IFERROR(IF(OR(I102=\"\",'Historical scenario - input'!$D87=\"\"),\"\",I102/'Historical scenario - input'!$D87),\"\")","v":""},{"$f":"IFERROR(IF(OR(J102=\"\",'Historical scenario - input'!$D87=\"\"),\"\",J102/'Historical scenario - input'!$D87),\"\")","v":""},{"$f":"IFERROR(IF(OR(K102=\"\",'Historical scenario - input'!$D87=\"\"),\"\",K102/'Historical scenario - input'!$D87),\"\")","v":""},{"$f":"IFERROR(IF(OR(L102=\"\",'Historical scenario - input'!$D87=\"\"),\"\",L102/'Historical scenario - input'!$D87),\"\")","v":""},{"$f":"IFERROR(IF(OR(M102=\"\",'Historical scenario - input'!$D87=\"\"),\"\",M102/'Historical scenario - input'!$D87),\"\")","v":""},{"$f":"IFERROR(IF(OR(N102=\"\",'Historical scenario - input'!$D87=\"\"),\"\",N102/'Historical scenario - input'!$D87),\"\")","v":""},{"$f":"IFERROR(IF(OR(O102=\"\",'Historical scenario - input'!$D87=\"\"),\"\",O102/'Historical scenario - input'!$D87),\"\")","v":""},{"$f":"IFERROR(IF(OR(P102=\"\",'Historical scenario - input'!$D87=\"\"),\"\",P102/'Historical scenario - input'!$D87),\"\")","v":""},{"$f":"IFERROR(IF(OR(Q102=\"\",'Historical scenario - input'!$D87=\"\"),\"\",Q102/'Historical scenario - input'!$D87),\"\")","v":""},{"$f":"IFERROR(IF(OR(R102=\"\",'Historical scenario - input'!$D87=\"\"),\"\",R102/'Historical scenario - input'!$D87),\"\")","v":""},{"$f":"IFERROR(IF(OR(S102=\"\",'Historical scenario - input'!$D87=\"\"),\"\",S102/'Historical scenario - input'!$D87),\"\")","v":""},{"$f":"IFERROR(IF(OR(T102=\"\",'Historical scenario - input'!$D87=\"\"),\"\",T102/'Historical scenario - input'!$D87),\"\")","v":""},{"$f":"IFERROR(IF(OR(U102=\"\",'Historical scenario - input'!$D87=\"\"),\"\",U102/'Historical scenario - input'!$D87),\"\")","v":""},{"$f":"IFERROR(IF(OR(V102=\"\",'Historical scenario - input'!$D87=\"\"),\"\",V102/'Historical scenario - input'!$D87),\"\")","v":""},{"$f":"IFERROR(IF(OR(W102=\"\",'Historical scenario - input'!$D87=\"\"),\"\",W102/'Historical scenario - input'!$D87),\"\")","v":""}]
[{"$f":"IFERROR('Historical scenario - input'!A88,\"\")","v":""},{"$f":"IFERROR('Historical scenario - input'!B88,\"\")","v":0},{"$f":"IFERROR('Historical scenario - input'!C88,\"\")","v":0},{"$f":"IFERROR(repcalc('Historical scenario - input'!$CV88:$GH88,'Historical scenario - input'!$G88,'Historical scenario - input'!$E88,'Historical scenario - input'!$F88,20,TRUE,TRUE),\"\")","v":""},"","","","","","","","","","","","","","","","","","","",{"$f":"IFERROR(IF(OR(D103=\"\",'Historical scenario - input'!$D88=\"\"),\"\",D103/'Historical scenario - input'!$D88),\"\")","v":""},{"$f":"IFERROR(IF(OR(E103=\"\",'Historical scenario - input'!$D88=\"\"),\"\",E103/'Historical scenario - input'!$D88),\"\")","v":""},{"$f":"IFERROR(IF(OR(F103=\"\",'Historical scenario - input'!$D88=\"\"),\"\",F103/'Historical scenario - input'!$D88),\"\")","v":""},{"$f":"IFERROR(IF(OR(G103=\"\",'Historical scenario - input'!$D88=\"\"),\"\",G103/'Historical scenario - input'!$D88),\"\")","v":""},{"$f":"IFERROR(IF(OR(H103=\"\",'Historical scenario - input'!$D88=\"\"),\"\",H103/'Historical scenario - input'!$D88),\"\")","v":""},{"$f":"IFERROR(IF(OR(I103=\"\",'Historical scenario - input'!$D88=\"\"),\"\",I103/'Historical scenario - input'!$D88),\"\")","v":""},{"$f":"IFERROR(IF(OR(J103=\"\",'Historical scenario - input'!$D88=\"\"),\"\",J103/'Historical scenario - input'!$D88),\"\")","v":""},{"$f":"IFERROR(IF(OR(K103=\"\",'Historical scenario - input'!$D88=\"\"),\"\",K103/'Historical scenario - input'!$D88),\"\")","v":""},{"$f":"IFERROR(IF(OR(L103=\"\",'Historical scenario - input'!$D88=\"\"),\"\",L103/'Historical scenario - input'!$D88),\"\")","v":""},{"$f":"IFERROR(IF(OR(M103=\"\",'Historical scenario - input'!$D88=\"\"),\"\",M103/'Historical scenario - input'!$D88),\"\")","v":""},{"$f":"IFERROR(IF(OR(N103=\"\",'Historical scenario - input'!$D88=\"\"),\"\",N103/'Historical scenario - input'!$D88),\"\")","v":""},{"$f":"IFERROR(IF(OR(O103=\"\",'Historical scenario - input'!$D88=\"\"),\"\",O103/'Historical scenario - input'!$D88),\"\")","v":""},{"$f":"IFERROR(IF(OR(P103=\"\",'Historical scenario - input'!$D88=\"\"),\"\",P103/'Historical scenario - input'!$D88),\"\")","v":""},{"$f":"IFERROR(IF(OR(Q103=\"\",'Historical scenario - input'!$D88=\"\"),\"\",Q103/'Historical scenario - input'!$D88),\"\")","v":""},{"$f":"IFERROR(IF(OR(R103=\"\",'Historical scenario - input'!$D88=\"\"),\"\",R103/'Historical scenario - input'!$D88),\"\")","v":""},{"$f":"IFERROR(IF(OR(S103=\"\",'Historical scenario - input'!$D88=\"\"),\"\",S103/'Historical scenario - input'!$D88),\"\")","v":""},{"$f":"IFERROR(IF(OR(T103=\"\",'Historical scenario - input'!$D88=\"\"),\"\",T103/'Historical scenario - input'!$D88),\"\")","v":""},{"$f":"IFERROR(IF(OR(U103=\"\",'Historical scenario - input'!$D88=\"\"),\"\",U103/'Historical scenario - input'!$D88),\"\")","v":""},{"$f":"IFERROR(IF(OR(V103=\"\",'Historical scenario - input'!$D88=\"\"),\"\",V103/'Historical scenario - input'!$D88),\"\")","v":""},{"$f":"IFERROR(IF(OR(W103=\"\",'Historical scenario - input'!$D88=\"\"),\"\",W103/'Historical scenario - input'!$D88),\"\")","v":""}]
[{"$f":"IFERROR('Historical scenario - input'!A89,\"\")","v":""},{"$f":"IFERROR('Historical scenario - input'!B89,\"\")","v":0},{"$f":"IFERROR('Historical scenario - input'!C89,\"\")","v":0},{"$f":"IFERROR(repcalc('Historical scenario - input'!$CV89:$GH89,'Historical scenario - input'!$G89,'Historical scenario - input'!$E89,'Historical scenario - input'!$F89,20,TRUE,TRUE),\"\")","v":""},"","","","","","","","","","","","","","","","","","","",{"$f":"IFERROR(IF(OR(D104=\"\",'Historical scenario - input'!$D89=\"\"),\"\",D104/'Historical scenario - input'!$D89),\"\")","v":""},{"$f":"IFERROR(IF(OR(E104=\"\",'Historical scenario - input'!$D89=\"\"),\"\",E104/'Historical scenario - input'!$D89),\"\")","v":""},{"$f":"IFERROR(IF(OR(F104=\"\",'Historical scenario - input'!$D89=\"\"),\"\",F104/'Historical scenario - input'!$D89),\"\")","v":""},{"$f":"IFERROR(IF(OR(G104=\"\",'Historical scenario - input'!$D89=\"\"),\"\",G104/'Historical scenario - input'!$D89),\"\")","v":""},{"$f":"IFERROR(IF(OR(H104=\"\",'Historical scenario - input'!$D89=\"\"),\"\",H104/'Historical scenario - input'!$D89),\"\")","v":""},{"$f":"IFERROR(IF(OR(I104=\"\",'Historical scenario - input'!$D89=\"\"),\"\",I104/'Historical scenario - input'!$D89),\"\")","v":""},{"$f":"IFERROR(IF(OR(J104=\"\",'Historical scenario - input'!$D89=\"\"),\"\",J104/'Historical scenario - input'!$D89),\"\")","v":""},{"$f":"IFERROR(IF(OR(K104=\"\",'Historical scenario - input'!$D89=\"\"),\"\",K104/'Historical scenario - input'!$D89),\"\")","v":""},{"$f":"IFERROR(IF(OR(L104=\"\",'Historical scenario - input'!$D89=\"\"),\"\",L104/'Historical scenario - input'!$D89),\"\")","v":""},{"$f":"IFERROR(IF(OR(M104=\"\",'Historical scenario - input'!$D89=\"\"),\"\",M104/'Historical scenario - input'!$D89),\"\")","v":""},{"$f":"IFERROR(IF(OR(N104=\"\",'Historical scenario - input'!$D89=\"\"),\"\",N104/'Historical scenario - input'!$D89),\"\")","v":""},{"$f":"IFERROR(IF(OR(O104=\"\",'Historical scenario - input'!$D89=\"\"),\"\",O104/'Historical scenario - input'!$D89),\"\")","v":""},{"$f":"IFERROR(IF(OR(P104=\"\",'Historical scenario - input'!$D89=\"\"),\"\",P104/'Historical scenario - input'!$D89),\"\")","v":""},{"$f":"IFERROR(IF(OR(Q104=\"\",'Historical scenario - input'!$D89=\"\"),\"\",Q104/'Historical scenario - input'!$D89),\"\")","v":""},{"$f":"IFERROR(IF(OR(R104=\"\",'Historical scenario - input'!$D89=\"\"),\"\",R104/'Historical scenario - input'!$D89),\"\")","v":""},{"$f":"IFERROR(IF(OR(S104=\"\",'Historical scenario - input'!$D89=\"\"),\"\",S104/'Historical scenario - input'!$D89),\"\")","v":""},{"$f":"IFERROR(IF(OR(T104=\"\",'Historical scenario - input'!$D89=\"\"),\"\",T104/'Historical scenario - input'!$D89),\"\")","v":""},{"$f":"IFERROR(IF(OR(U104=\"\",'Historical scenario - input'!$D89=\"\"),\"\",U104/'Historical scenario - input'!$D89),\"\")","v":""},{"$f":"IFERROR(IF(OR(V104=\"\",'Historical scenario - input'!$D89=\"\"),\"\",V104/'Historical scenario - input'!$D89),\"\")","v":""},{"$f":"IFERROR(IF(OR(W104=\"\",'Historical scenario - input'!$D89=\"\"),\"\",W104/'Historical scenario - input'!$D89),\"\")","v":""}]
[{"$f":"IFERROR('Historical scenario - input'!A90,\"\")","v":""},{"$f":"IFERROR('Historical scenario - input'!B90,\"\")","v":0},{"$f":"IFERROR('Historical scenario - input'!C90,\"\")","v":0},{"$f":"IFERROR(repcalc('Historical scenario - input'!$CV90:$GH90,'Historical scenario - input'!$G90,'Historical scenario - input'!$E90,'Historical scenario - input'!$F90,20,TRUE,TRUE),\"\")","v":""},"","","","","","","","","","","","","","","","","","","",{"$f":"IFERROR(IF(OR(D105=\"\",'Historical scenario - input'!$D90=\"\"),\"\",D105/'Historical scenario - input'!$D90),\"\")","v":""},{"$f":"IFERROR(IF(OR(E105=\"\",'Historical scenario - input'!$D90=\"\"),\"\",E105/'Historical scenario - input'!$D90),\"\")","v":""},{"$f":"IFERROR(IF(OR(F105=\"\",'Historical scenario - input'!$D90=\"\"),\"\",F105/'Historical scenario - input'!$D90),\"\")","v":""},{"$f":"IFERROR(IF(OR(G105=\"\",'Historical scenario - input'!$D90=\"\"),\"\",G105/'Historical scenario - input'!$D90),\"\")","v":""},{"$f":"IFERROR(IF(OR(H105=\"\",'Historical scenario - input'!$D90=\"\"),\"\",H105/'Historical scenario - input'!$D90),\"\")","v":""},{"$f":"IFERROR(IF(OR(I105=\"\",'Historical scenario - input'!$D90=\"\"),\"\",I105/'Historical scenario - input'!$D90),\"\")","v":""},{"$f":"IFERROR(IF(OR(J105=\"\",'Historical scenario - input'!$D90=\"\"),\"\",J105/'Historical scenario - input'!$D90),\"\")","v":""},{"$f":"IFERROR(IF(OR(K105=\"\",'Historical scenario - input'!$D90=\"\"),\"\",K105/'Historical scenario - input'!$D90),\"\")","v":""},{"$f":"IFERROR(IF(OR(L105=\"\",'Historical scenario - input'!$D90=\"\"),\"\",L105/'Historical scenario - input'!$D90),\"\")","v":""},{"$f":"IFERROR(IF(OR(M105=\"\",'Historical scenario - input'!$D90=\"\"),\"\",M105/'Historical scenario - input'!$D90),\"\")","v":""},{"$f":"IFERROR(IF(OR(N105=\"\",'Historical scenario - input'!$D90=\"\"),\"\",N105/'Historical scenario - input'!$D90),\"\")","v":""},{"$f":"IFERROR(IF(OR(O105=\"\",'Historical scenario - input'!$D90=\"\"),\"\",O105/'Historical scenario - input'!$D90),\"\")","v":""},{"$f":"IFERROR(IF(OR(P105=\"\",'Historical scenario - input'!$D90=\"\"),\"\",P105/'Historical scenario - input'!$D90),\"\")","v":""},{"$f":"IFERROR(IF(OR(Q105=\"\",'Historical scenario - input'!$D90=\"\"),\"\",Q105/'Historical scenario - input'!$D90),\"\")","v":""},{"$f":"IFERROR(IF(OR(R105=\"\",'Historical scenario - input'!$D90=\"\"),\"\",R105/'Historical scenario - input'!$D90),\"\")","v":""},{"$f":"IFERROR(IF(OR(S105=\"\",'Historical scenario - input'!$D90=\"\"),\"\",S105/'Historical scenario - input'!$D90),\"\")","v":""},{"$f":"IFERROR(IF(OR(T105=\"\",'Historical scenario - input'!$D90=\"\"),\"\",T105/'Historical scenario - input'!$D90),\"\")","v":""},{"$f":"IFERROR(IF(OR(U105=\"\",'Historical scenario - input'!$D90=\"\"),\"\",U105/'Historical scenario - input'!$D90),\"\")","v":""},{"$f":"IFERROR(IF(OR(V105=\"\",'Historical scenario - input'!$D90=\"\"),\"\",V105/'Historical scenario - input'!$D90),\"\")","v":""},{"$f":"IFERROR(IF(OR(W105=\"\",'Historical scenario - input'!$D90=\"\"),\"\",W105/'Historical scenario - input'!$D90),\"\")","v":""}]
[{"$f":"IFERROR('Historical scenario - input'!A91,\"\")","v":""},{"$f":"IFERROR('Historical scenario - input'!B91,\"\")","v":0},{"$f":"IFERROR('Historical scenario - input'!C91,\"\")","v":0},{"$f":"IFERROR(repcalc('Historical scenario - input'!$CV91:$GH91,'Historical scenario - input'!$G91,'Historical scenario - input'!$E91,'Historical scenario - input'!$F91,20,TRUE,TRUE),\"\")","v":""},"","","","","","","","","","","","","","","","","","","",{"$f":"IFERROR(IF(OR(D106=\"\",'Historical scenario - input'!$D91=\"\"),\"\",D106/'Historical scenario - input'!$D91),\"\")","v":""},{"$f":"IFERROR(IF(OR(E106=\"\",'Historical scenario - input'!$D91=\"\"),\"\",E106/'Historical scenario - input'!$D91),\"\")","v":""},{"$f":"IFERROR(IF(OR(F106=\"\",'Historical scenario - input'!$D91=\"\"),\"\",F106/'Historical scenario - input'!$D91),\"\")","v":""},{"$f":"IFERROR(IF(OR(G106=\"\",'Historical scenario - input'!$D91=\"\"),\"\",G106/'Historical scenario - input'!$D91),\"\")","v":""},{"$f":"IFERROR(IF(OR(H106=\"\",'Historical scenario - input'!$D91=\"\"),\"\",H106/'Historical scenario - input'!$D91),\"\")","v":""},{"$f":"IFERROR(IF(OR(I106=\"\",'Historical scenario - input'!$D91=\"\"),\"\",I106/'Historical scenario - input'!$D91),\"\")","v":""},{"$f":"IFERROR(IF(OR(J106=\"\",'Historical scenario - input'!$D91=\"\"),\"\",J106/'Historical scenario - input'!$D91),\"\")","v":""},{"$f":"IFERROR(IF(OR(K106=\"\",'Historical scenario - input'!$D91=\"\"),\"\",K106/'Historical scenario - input'!$D91),\"\")","v":""},{"$f":"IFERROR(IF(OR(L106=\"\",'Historical scenario - input'!$D91=\"\"),\"\",L106/'Historical scenario - input'!$D91),\"\")","v":""},{"$f":"IFERROR(IF(OR(M106=\"\",'Historical scenario - input'!$D91=\"\"),\"\",M106/'Historical scenario - input'!$D91),\"\")","v":""},{"$f":"IFERROR(IF(OR(N106=\"\",'Historical scenario - input'!$D91=\"\"),\"\",N106/'Historical scenario - input'!$D91),\"\")","v":""},{"$f":"IFERROR(IF(OR(O106=\"\",'Historical scenario - input'!$D91=\"\"),\"\",O106/'Historical scenario - input'!$D91),\"\")","v":""},{"$f":"IFERROR(IF(OR(P106=\"\",'Historical scenario - input'!$D91=\"\"),\"\",P106/'Historical scenario - input'!$D91),\"\")","v":""},{"$f":"IFERROR(IF(OR(Q106=\"\",'Historical scenario - input'!$D91=\"\"),\"\",Q106/'Historical scenario - input'!$D91),\"\")","v":""},{"$f":"IFERROR(IF(OR(R106=\"\",'Historical scenario - input'!$D91=\"\"),\"\",R106/'Historical scenario - input'!$D91),\"\")","v":""},{"$f":"IFERROR(IF(OR(S106=\"\",'Historical scenario - input'!$D91=\"\"),\"\",S106/'Historical scenario - input'!$D91),\"\")","v":""},{"$f":"IFERROR(IF(OR(T106=\"\",'Historical scenario - input'!$D91=\"\"),\"\",T106/'Historical scenario - input'!$D91),\"\")","v":""},{"$f":"IFERROR(IF(OR(U106=\"\",'Historical scenario - input'!$D91=\"\"),\"\",U106/'Historical scenario - input'!$D91),\"\")","v":""},{"$f":"IFERROR(IF(OR(V106=\"\",'Historical scenario - input'!$D91=\"\"),\"\",V106/'Historical scenario - input'!$D91),\"\")","v":""},{"$f":"IFERROR(IF(OR(W106=\"\",'Historical scenario - input'!$D91=\"\"),\"\",W106/'Historical scenario - input'!$D91),\"\")","v":""}]
[{"$f":"IFERROR('Historical scenario - input'!A92,\"\")","v":""},{"$f":"IFERROR('Historical scenario - input'!B92,\"\")","v":0},{"$f":"IFERROR('Historical scenario - input'!C92,\"\")","v":0},{"$f":"IFERROR(repcalc('Historical scenario - input'!$CV92:$GH92,'Historical scenario - input'!$G92,'Historical scenario - input'!$E92,'Historical scenario - input'!$F92,20,TRUE,TRUE),\"\")","v":""},"","","","","","","","","","","","","","","","","","","",{"$f":"IFERROR(IF(OR(D107=\"\",'Historical scenario - input'!$D92=\"\"),\"\",D107/'Historical scenario - input'!$D92),\"\")","v":""},{"$f":"IFERROR(IF(OR(E107=\"\",'Historical scenario - input'!$D92=\"\"),\"\",E107/'Historical scenario - input'!$D92),\"\")","v":""},{"$f":"IFERROR(IF(OR(F107=\"\",'Historical scenario - input'!$D92=\"\"),\"\",F107/'Historical scenario - input'!$D92),\"\")","v":""},{"$f":"IFERROR(IF(OR(G107=\"\",'Historical scenario - input'!$D92=\"\"),\"\",G107/'Historical scenario - input'!$D92),\"\")","v":""},{"$f":"IFERROR(IF(OR(H107=\"\",'Historical scenario - input'!$D92=\"\"),\"\",H107/'Historical scenario - input'!$D92),\"\")","v":""},{"$f":"IFERROR(IF(OR(I107=\"\",'Historical scenario - input'!$D92=\"\"),\"\",I107/'Historical scenario - input'!$D92),\"\")","v":""},{"$f":"IFERROR(IF(OR(J107=\"\",'Historical scenario - input'!$D92=\"\"),\"\",J107/'Historical scenario - input'!$D92),\"\")","v":""},{"$f":"IFERROR(IF(OR(K107=\"\",'Historical scenario - input'!$D92=\"\"),\"\",K107/'Historical scenario - input'!$D92),\"\")","v":""},{"$f":"IFERROR(IF(OR(L107=\"\",'Historical scenario - input'!$D92=\"\"),\"\",L107/'Historical scenario - input'!$D92),\"\")","v":""},{"$f":"IFERROR(IF(OR(M107=\"\",'Historical scenario - input'!$D92=\"\"),\"\",M107/'Historical scenario - input'!$D92),\"\")","v":""},{"$f":"IFERROR(IF(OR(N107=\"\",'Historical scenario - input'!$D92=\"\"),\"\",N107/'Historical scenario - input'!$D92),\"\")","v":""},{"$f":"IFERROR(IF(OR(O107=\"\",'Historical scenario - input'!$D92=\"\"),\"\",O107/'Historical scenario - input'!$D92),\"\")","v":""},{"$f":"IFERROR(IF(OR(P107=\"\",'Historical scenario - input'!$D92=\"\"),\"\",P107/'Historical scenario - input'!$D92),\"\")","v":""},{"$f":"IFERROR(IF(OR(Q107=\"\",'Historical scenario - input'!$D92=\"\"),\"\",Q107/'Historical scenario - input'!$D92),\"\")","v":""},{"$f":"IFERROR(IF(OR(R107=\"\",'Historical scenario - input'!$D92=\"\"),\"\",R107/'Historical scenario - input'!$D92),\"\")","v":""},{"$f":"IFERROR(IF(OR(S107=\"\",'Historical scenario - input'!$D92=\"\"),\"\",S107/'Historical scenario - input'!$D92),\"\")","v":""},{"$f":"IFERROR(IF(OR(T107=\"\",'Historical scenario - input'!$D92=\"\"),\"\",T107/'Historical scenario - input'!$D92),\"\")","v":""},{"$f":"IFERROR(IF(OR(U107=\"\",'Historical scenario - input'!$D92=\"\"),\"\",U107/'Historical scenario - input'!$D92),\"\")","v":""},{"$f":"IFERROR(IF(OR(V107=\"\",'Historical scenario - input'!$D92=\"\"),\"\",V107/'Historical scenario - input'!$D92),\"\")","v":""},{"$f":"IFERROR(IF(OR(W107=\"\",'Historical scenario - input'!$D92=\"\"),\"\",W107/'Historical scenario - input'!$D92),\"\")","v":""}]
[{"$f":"IFERROR('Historical scenario - input'!A93,\"\")","v":""},{"$f":"IFERROR('Historical scenario - input'!B93,\"\")","v":0},{"$f":"IFERROR('Historical scenario - input'!C93,\"\")","v":0},{"$f":"IFERROR(repcalc('Historical scenario - input'!$CV93:$GH93,'Historical scenario - input'!$G93,'Historical scenario - input'!$E93,'Historical scenario - input'!$F93,20,TRUE,TRUE),\"\")","v":""},"","","","","","","","","","","","","","","","","","","",{"$f":"IFERROR(IF(OR(D108=\"\",'Historical scenario - input'!$D93=\"\"),\"\",D108/'Historical scenario - input'!$D93),\"\")","v":""},{"$f":"IFERROR(IF(OR(E108=\"\",'Historical scenario - input'!$D93=\"\"),\"\",E108/'Historical scenario - input'!$D93),\"\")","v":""},{"$f":"IFERROR(IF(OR(F108=\"\",'Historical scenario - input'!$D93=\"\"),\"\",F108/'Historical scenario - input'!$D93),\"\")","v":""},{"$f":"IFERROR(IF(OR(G108=\"\",'Historical scenario - input'!$D93=\"\"),\"\",G108/'Historical scenario - input'!$D93),\"\")","v":""},{"$f":"IFERROR(IF(OR(H108=\"\",'Historical scenario - input'!$D93=\"\"),\"\",H108/'Historical scenario - input'!$D93),\"\")","v":""},{"$f":"IFERROR(IF(OR(I108=\"\",'Historical scenario - input'!$D93=\"\"),\"\",I108/'Historical scenario - input'!$D93),\"\")","v":""},{"$f":"IFERROR(IF(OR(J108=\"\",'Historical scenario - input'!$D93=\"\"),\"\",J108/'Historical scenario - input'!$D93),\"\")","v":""},{"$f":"IFERROR(IF(OR(K108=\"\",'Historical scenario - input'!$D93=\"\"),\"\",K108/'Historical scenario - input'!$D93),\"\")","v":""},{"$f":"IFERROR(IF(OR(L108=\"\",'Historical scenario - input'!$D93=\"\"),\"\",L108/'Historical scenario - input'!$D93),\"\")","v":""},{"$f":"IFERROR(IF(OR(M108=\"\",'Historical scenario - input'!$D93=\"\"),\"\",M108/'Historical scenario - input'!$D93),\"\")","v":""},{"$f":"IFERROR(IF(OR(N108=\"\",'Historical scenario - input'!$D93=\"\"),\"\",N108/'Historical scenario - input'!$D93),\"\")","v":""},{"$f":"IFERROR(IF(OR(O108=\"\",'Historical scenario - input'!$D93=\"\"),\"\",O108/'Historical scenario - input'!$D93),\"\")","v":""},{"$f":"IFERROR(IF(OR(P108=\"\",'Historical scenario - input'!$D93=\"\"),\"\",P108/'Historical scenario - input'!$D93),\"\")","v":""},{"$f":"IFERROR(IF(OR(Q108=\"\",'Historical scenario - input'!$D93=\"\"),\"\",Q108/'Historical scenario - input'!$D93),\"\")","v":""},{"$f":"IFERROR(IF(OR(R108=\"\",'Historical scenario - input'!$D93=\"\"),\"\",R108/'Historical scenario - input'!$D93),\"\")","v":""},{"$f":"IFERROR(IF(OR(S108=\"\",'Historical scenario - input'!$D93=\"\"),\"\",S108/'Historical scenario - input'!$D93),\"\")","v":""},{"$f":"IFERROR(IF(OR(T108=\"\",'Historical scenario - input'!$D93=\"\"),\"\",T108/'Historical scenario - input'!$D93),\"\")","v":""},{"$f":"IFERROR(IF(OR(U108=\"\",'Historical scenario - input'!$D93=\"\"),\"\",U108/'Historical scenario - input'!$D93),\"\")","v":""},{"$f":"IFERROR(IF(OR(V108=\"\",'Historical scenario - input'!$D93=\"\"),\"\",V108/'Historical scenario - input'!$D93),\"\")","v":""},{"$f":"IFERROR(IF(OR(W108=\"\",'Historical scenario - input'!$D93=\"\"),\"\",W108/'Historical scenario - input'!$D93),\"\")","v":""}]
[{"$f":"IFERROR('Historical scenario - input'!A94,\"\")","v":""},{"$f":"IFERROR('Historical scenario - input'!B94,\"\")","v":0},{"$f":"IFERROR('Historical scenario - input'!C94,\"\")","v":0},{"$f":"IFERROR(repcalc('Historical scenario - input'!$CV94:$GH94,'Historical scenario - input'!$G94,'Historical scenario - input'!$E94,'Historical scenario - input'!$F94,20,TRUE,TRUE),\"\")","v":""},"","","","","","","","","","","","","","","","","","","",{"$f":"IFERROR(IF(OR(D109=\"\",'Historical scenario - input'!$D94=\"\"),\"\",D109/'Historical scenario - input'!$D94),\"\")","v":""},{"$f":"IFERROR(IF(OR(E109=\"\",'Historical scenario - input'!$D94=\"\"),\"\",E109/'Historical scenario - input'!$D94),\"\")","v":""},{"$f":"IFERROR(IF(OR(F109=\"\",'Historical scenario - input'!$D94=\"\"),\"\",F109/'Historical scenario - input'!$D94),\"\")","v":""},{"$f":"IFERROR(IF(OR(G109=\"\",'Historical scenario - input'!$D94=\"\"),\"\",G109/'Historical scenario - input'!$D94),\"\")","v":""},{"$f":"IFERROR(IF(OR(H109=\"\",'Historical scenario - input'!$D94=\"\"),\"\",H109/'Historical scenario - input'!$D94),\"\")","v":""},{"$f":"IFERROR(IF(OR(I109=\"\",'Historical scenario - input'!$D94=\"\"),\"\",I109/'Historical scenario - input'!$D94),\"\")","v":""},{"$f":"IFERROR(IF(OR(J109=\"\",'Historical scenario - input'!$D94=\"\"),\"\",J109/'Historical scenario - input'!$D94),\"\")","v":""},{"$f":"IFERROR(IF(OR(K109=\"\",'Historical scenario - input'!$D94=\"\"),\"\",K109/'Historical scenario - input'!$D94),\"\")","v":""},{"$f":"IFERROR(IF(OR(L109=\"\",'Historical scenario - input'!$D94=\"\"),\"\",L109/'Historical scenario - input'!$D94),\"\")","v":""},{"$f":"IFERROR(IF(OR(M109=\"\",'Historical scenario - input'!$D94=\"\"),\"\",M109/'Historical scenario - input'!$D94),\"\")","v":""},{"$f":"IFERROR(IF(OR(N109=\"\",'Historical scenario - input'!$D94=\"\"),\"\",N109/'Historical scenario - input'!$D94),\"\")","v":""},{"$f":"IFERROR(IF(OR(O109=\"\",'Historical scenario - input'!$D94=\"\"),\"\",O109/'Historical scenario - input'!$D94),\"\")","v":""},{"$f":"IFERROR(IF(OR(P109=\"\",'Historical scenario - input'!$D94=\"\"),\"\",P109/'Historical scenario - input'!$D94),\"\")","v":""},{"$f":"IFERROR(IF(OR(Q109=\"\",'Historical scenario - input'!$D94=\"\"),\"\",Q109/'Historical scenario - input'!$D94),\"\")","v":""},{"$f":"IFERROR(IF(OR(R109=\"\",'Historical scenario - input'!$D94=\"\"),\"\",R109/'Historical scenario - input'!$D94),\"\")","v":""},{"$f":"IFERROR(IF(OR(S109=\"\",'Historical scenario - input'!$D94=\"\"),\"\",S109/'Historical scenario - input'!$D94),\"\")","v":""},{"$f":"IFERROR(IF(OR(T109=\"\",'Historical scenario - input'!$D94=\"\"),\"\",T109/'Historical scenario - input'!$D94),\"\")","v":""},{"$f":"IFERROR(IF(OR(U109=\"\",'Historical scenario - input'!$D94=\"\"),\"\",U109/'Historical scenario - input'!$D94),\"\")","v":""},{"$f":"IFERROR(IF(OR(V109=\"\",'Historical scenario - input'!$D94=\"\"),\"\",V109/'Historical scenario - input'!$D94),\"\")","v":""},{"$f":"IFERROR(IF(OR(W109=\"\",'Historical scenario - input'!$D94=\"\"),\"\",W109/'Historical scenario - input'!$D94),\"\")","v":""}]
[{"$f":"IFERROR('Historical scenario - input'!A95,\"\")","v":""},{"$f":"IFERROR('Historical scenario - input'!B95,\"\")","v":0},{"$f":"IFERROR('Historical scenario - input'!C95,\"\")","v":0},{"$f":"IFERROR(repcalc('Historical scenario - input'!$CV95:$GH95,'Historical scenario - input'!$G95,'Historical scenario - input'!$E95,'Historical scenario - input'!$F95,20,TRUE,TRUE),\"\")","v":""},"","","","","","","","","","","","","","","","","","","",{"$f":"IFERROR(IF(OR(D110=\"\",'Historical scenario - input'!$D95=\"\"),\"\",D110/'Historical scenario - input'!$D95),\"\")","v":""},{"$f":"IFERROR(IF(OR(E110=\"\",'Historical scenario - input'!$D95=\"\"),\"\",E110/'Historical scenario - input'!$D95),\"\")","v":""},{"$f":"IFERROR(IF(OR(F110=\"\",'Historical scenario - input'!$D95=\"\"),\"\",F110/'Historical scenario - input'!$D95),\"\")","v":""},{"$f":"IFERROR(IF(OR(G110=\"\",'Historical scenario - input'!$D95=\"\"),\"\",G110/'Historical scenario - input'!$D95),\"\")","v":""},{"$f":"IFERROR(IF(OR(H110=\"\",'Historical scenario - input'!$D95=\"\"),\"\",H110/'Historical scenario - input'!$D95),\"\")","v":""},{"$f":"IFERROR(IF(OR(I110=\"\",'Historical scenario - input'!$D95=\"\"),\"\",I110/'Historical scenario - input'!$D95),\"\")","v":""},{"$f":"IFERROR(IF(OR(J110=\"\",'Historical scenario - input'!$D95=\"\"),\"\",J110/'Historical scenario - input'!$D95),\"\")","v":""},{"$f":"IFERROR(IF(OR(K110=\"\",'Historical scenario - input'!$D95=\"\"),\"\",K110/'Historical scenario - input'!$D95),\"\")","v":""},{"$f":"IFERROR(IF(OR(L110=\"\",'Historical scenario - input'!$D95=\"\"),\"\",L110/'Historical scenario - input'!$D95),\"\")","v":""},{"$f":"IFERROR(IF(OR(M110=\"\",'Historical scenario - input'!$D95=\"\"),\"\",M110/'Historical scenario - input'!$D95),\"\")","v":""},{"$f":"IFERROR(IF(OR(N110=\"\",'Historical scenario - input'!$D95=\"\"),\"\",N110/'Historical scenario - input'!$D95),\"\")","v":""},{"$f":"IFERROR(IF(OR(O110=\"\",'Historical scenario - input'!$D95=\"\"),\"\",O110/'Historical scenario - input'!$D95),\"\")","v":""},{"$f":"IFERROR(IF(OR(P110=\"\",'Historical scenario - input'!$D95=\"\"),\"\",P110/'Historical scenario - input'!$D95),\"\")","v":""},{"$f":"IFERROR(IF(OR(Q110=\"\",'Historical scenario - input'!$D95=\"\"),\"\",Q110/'Historical scenario - input'!$D95),\"\")","v":""},{"$f":"IFERROR(IF(OR(R110=\"\",'Historical scenario - input'!$D95=\"\"),\"\",R110/'Historical scenario - input'!$D95),\"\")","v":""},{"$f":"IFERROR(IF(OR(S110=\"\",'Historical scenario - input'!$D95=\"\"),\"\",S110/'Historical scenario - input'!$D95),\"\")","v":""},{"$f":"IFERROR(IF(OR(T110=\"\",'Historical scenario - input'!$D95=\"\"),\"\",T110/'Historical scenario - input'!$D95),\"\")","v":""},{"$f":"IFERROR(IF(OR(U110=\"\",'Historical scenario - input'!$D95=\"\"),\"\",U110/'Historical scenario - input'!$D95),\"\")","v":""},{"$f":"IFERROR(IF(OR(V110=\"\",'Historical scenario - input'!$D95=\"\"),\"\",V110/'Historical scenario - input'!$D95),\"\")","v":""},{"$f":"IFERROR(IF(OR(W110=\"\",'Historical scenario - input'!$D95=\"\"),\"\",W110/'Historical scenario - input'!$D95),\"\")","v":""}]
[{"$f":"IFERROR('Historical scenario - input'!A96,\"\")","v":""},{"$f":"IFERROR('Historical scenario - input'!B96,\"\")","v":0},{"$f":"IFERROR('Historical scenario - input'!C96,\"\")","v":0},{"$f":"IFERROR(repcalc('Historical scenario - input'!$CV96:$GH96,'Historical scenario - input'!$G96,'Historical scenario - input'!$E96,'Historical scenario - input'!$F96,20,TRUE,TRUE),\"\")","v":""},"","","","","","","","","","","","","","","","","","","",{"$f":"IFERROR(IF(OR(D111=\"\",'Historical scenario - input'!$D96=\"\"),\"\",D111/'Historical scenario - input'!$D96),\"\")","v":""},{"$f":"IFERROR(IF(OR(E111=\"\",'Historical scenario - input'!$D96=\"\"),\"\",E111/'Historical scenario - input'!$D96),\"\")","v":""},{"$f":"IFERROR(IF(OR(F111=\"\",'Historical scenario - input'!$D96=\"\"),\"\",F111/'Historical scenario - input'!$D96),\"\")","v":""},{"$f":"IFERROR(IF(OR(G111=\"\",'Historical scenario - input'!$D96=\"\"),\"\",G111/'Historical scenario - input'!$D96),\"\")","v":""},{"$f":"IFERROR(IF(OR(H111=\"\",'Historical scenario - input'!$D96=\"\"),\"\",H111/'Historical scenario - input'!$D96),\"\")","v":""},{"$f":"IFERROR(IF(OR(I111=\"\",'Historical scenario - input'!$D96=\"\"),\"\",I111/'Historical scenario - input'!$D96),\"\")","v":""},{"$f":"IFERROR(IF(OR(J111=\"\",'Historical scenario - input'!$D96=\"\"),\"\",J111/'Historical scenario - input'!$D96),\"\")","v":""},{"$f":"IFERROR(IF(OR(K111=\"\",'Historical scenario - input'!$D96=\"\"),\"\",K111/'Historical scenario - input'!$D96),\"\")","v":""},{"$f":"IFERROR(IF(OR(L111=\"\",'Historical scenario - input'!$D96=\"\"),\"\",L111/'Historical scenario - input'!$D96),\"\")","v":""},{"$f":"IFERROR(IF(OR(M111=\"\",'Historical scenario - input'!$D96=\"\"),\"\",M111/'Historical scenario - input'!$D96),\"\")","v":""},{"$f":"IFERROR(IF(OR(N111=\"\",'Historical scenario - input'!$D96=\"\"),\"\",N111/'Historical scenario - input'!$D96),\"\")","v":""},{"$f":"IFERROR(IF(OR(O111=\"\",'Historical scenario - input'!$D96=\"\"),\"\",O111/'Historical scenario - input'!$D96),\"\")","v":""},{"$f":"IFERROR(IF(OR(P111=\"\",'Historical scenario - input'!$D96=\"\"),\"\",P111/'Historical scenario - input'!$D96),\"\")","v":""},{"$f":"IFERROR(IF(OR(Q111=\"\",'Historical scenario - input'!$D96=\"\"),\"\",Q111/'Historical scenario - input'!$D96),\"\")","v":""},{"$f":"IFERROR(IF(OR(R111=\"\",'Historical scenario - input'!$D96=\"\"),\"\",R111/'Historical scenario - input'!$D96),\"\")","v":""},{"$f":"IFERROR(IF(OR(S111=\"\",'Historical scenario - input'!$D96=\"\"),\"\",S111/'Historical scenario - input'!$D96),\"\")","v":""},{"$f":"IFERROR(IF(OR(T111=\"\",'Historical scenario - input'!$D96=\"\"),\"\",T111/'Historical scenario - input'!$D96),\"\")","v":""},{"$f":"IFERROR(IF(OR(U111=\"\",'Historical scenario - input'!$D96=\"\"),\"\",U111/'Historical scenario - input'!$D96),\"\")","v":""},{"$f":"IFERROR(IF(OR(V111=\"\",'Historical scenario - input'!$D96=\"\"),\"\",V111/'Historical scenario - input'!$D96),\"\")","v":""},{"$f":"IFERROR(IF(OR(W111=\"\",'Historical scenario - input'!$D96=\"\"),\"\",W111/'Historical scenario - input'!$D96),\"\")","v":""}]
[{"$f":"IFERROR('Historical scenario - input'!A97,\"\")","v":""},{"$f":"IFERROR('Historical scenario - input'!B97,\"\")","v":0},{"$f":"IFERROR('Historical scenario - input'!C97,\"\")","v":0},{"$f":"IFERROR(repcalc('Historical scenario - input'!$CV97:$GH97,'Historical scenario - input'!$G97,'Historical scenario - input'!$E97,'Historical scenario - input'!$F97,20,TRUE,TRUE),\"\")","v":""},"","","","","","","","","","","","","","","","","","","",{"$f":"IFERROR(IF(OR(D112=\"\",'Historical scenario - input'!$D97=\"\"),\"\",D112/'Historical scenario - input'!$D97),\"\")","v":""},{"$f":"IFERROR(IF(OR(E112=\"\",'Historical scenario - input'!$D97=\"\"),\"\",E112/'Historical scenario - input'!$D97),\"\")","v":""},{"$f":"IFERROR(IF(OR(F112=\"\",'Historical scenario - input'!$D97=\"\"),\"\",F112/'Historical scenario - input'!$D97),\"\")","v":""},{"$f":"IFERROR(IF(OR(G112=\"\",'Historical scenario - input'!$D97=\"\"),\"\",G112/'Historical scenario - input'!$D97),\"\")","v":""},{"$f":"IFERROR(IF(OR(H112=\"\",'Historical scenario - input'!$D97=\"\"),\"\",H112/'Historical scenario - input'!$D97),\"\")","v":""},{"$f":"IFERROR(IF(OR(I112=\"\",'Historical scenario - input'!$D97=\"\"),\"\",I112/'Historical scenario - input'!$D97),\"\")","v":""},{"$f":"IFERROR(IF(OR(J112=\"\",'Historical scenario - input'!$D97=\"\"),\"\",J112/'Historical scenario - input'!$D97),\"\")","v":""},{"$f":"IFERROR(IF(OR(K112=\"\",'Historical scenario - input'!$D97=\"\"),\"\",K112/'Historical scenario - input'!$D97),\"\")","v":""},{"$f":"IFERROR(IF(OR(L112=\"\",'Historical scenario - input'!$D97=\"\"),\"\",L112/'Historical scenario - input'!$D97),\"\")","v":""},{"$f":"IFERROR(IF(OR(M112=\"\",'Historical scenario - input'!$D97=\"\"),\"\",M112/'Historical scenario - input'!$D97),\"\")","v":""},{"$f":"IFERROR(IF(OR(N112=\"\",'Historical scenario - input'!$D97=\"\"),\"\",N112/'Historical scenario - input'!$D97),\"\")","v":""},{"$f":"IFERROR(IF(OR(O112=\"\",'Historical scenario - input'!$D97=\"\"),\"\",O112/'Historical scenario - input'!$D97),\"\")","v":""},{"$f":"IFERROR(IF(OR(P112=\"\",'Historical scenario - input'!$D97=\"\"),\"\",P112/'Historical scenario - input'!$D97),\"\")","v":""},{"$f":"IFERROR(IF(OR(Q112=\"\",'Historical scenario - input'!$D97=\"\"),\"\",Q112/'Historical scenario - input'!$D97),\"\")","v":""},{"$f":"IFERROR(IF(OR(R112=\"\",'Historical scenario - input'!$D97=\"\"),\"\",R112/'Historical scenario - input'!$D97),\"\")","v":""},{"$f":"IFERROR(IF(OR(S112=\"\",'Historical scenario - input'!$D97=\"\"),\"\",S112/'Historical scenario - input'!$D97),\"\")","v":""},{"$f":"IFERROR(IF(OR(T112=\"\",'Historical scenario - input'!$D97=\"\"),\"\",T112/'Historical scenario - input'!$D97),\"\")","v":""},{"$f":"IFERROR(IF(OR(U112=\"\",'Historical scenario - input'!$D97=\"\"),\"\",U112/'Historical scenario - input'!$D97),\"\")","v":""},{"$f":"IFERROR(IF(OR(V112=\"\",'Historical scenario - input'!$D97=\"\"),\"\",V112/'Historical scenario - input'!$D97),\"\")","v":""},{"$f":"IFERROR(IF(OR(W112=\"\",'Historical scenario - input'!$D97=\"\"),\"\",W112/'Historical scenario - input'!$D97),\"\")","v":""}]
[{"$f":"IFERROR('Historical scenario - input'!A98,\"\")","v":""},{"$f":"IFERROR('Historical scenario - input'!B98,\"\")","v":0},{"$f":"IFERROR('Historical scenario - input'!C98,\"\")","v":0},{"$f":"IFERROR(repcalc('Historical scenario - input'!$CV98:$GH98,'Historical scenario - input'!$G98,'Historical scenario - input'!$E98,'Historical scenario - input'!$F98,20,TRUE,TRUE),\"\")","v":""},"","","","","","","","","","","","","","","","","","","",{"$f":"IFERROR(IF(OR(D113=\"\",'Historical scenario - input'!$D98=\"\"),\"\",D113/'Historical scenario - input'!$D98),\"\")","v":""},{"$f":"IFERROR(IF(OR(E113=\"\",'Historical scenario - input'!$D98=\"\"),\"\",E113/'Historical scenario - input'!$D98),\"\")","v":""},{"$f":"IFERROR(IF(OR(F113=\"\",'Historical scenario - input'!$D98=\"\"),\"\",F113/'Historical scenario - input'!$D98),\"\")","v":""},{"$f":"IFERROR(IF(OR(G113=\"\",'Historical scenario - input'!$D98=\"\"),\"\",G113/'Historical scenario - input'!$D98),\"\")","v":""},{"$f":"IFERROR(IF(OR(H113=\"\",'Historical scenario - input'!$D98=\"\"),\"\",H113/'Historical scenario - input'!$D98),\"\")","v":""},{"$f":"IFERROR(IF(OR(I113=\"\",'Historical scenario - input'!$D98=\"\"),\"\",I113/'Historical scenario - input'!$D98),\"\")","v":""},{"$f":"IFERROR(IF(OR(J113=\"\",'Historical scenario - input'!$D98=\"\"),\"\",J113/'Historical scenario - input'!$D98),\"\")","v":""},{"$f":"IFERROR(IF(OR(K113=\"\",'Historical scenario - input'!$D98=\"\"),\"\",K113/'Historical scenario - input'!$D98),\"\")","v":""},{"$f":"IFERROR(IF(OR(L113=\"\",'Historical scenario - input'!$D98=\"\"),\"\",L113/'Historical scenario - input'!$D98),\"\")","v":""},{"$f":"IFERROR(IF(OR(M113=\"\",'Historical scenario - input'!$D98=\"\"),\"\",M113/'Historical scenario - input'!$D98),\"\")","v":""},{"$f":"IFERROR(IF(OR(N113=\"\",'Historical scenario - input'!$D98=\"\"),\"\",N113/'Historical scenario - input'!$D98),\"\")","v":""},{"$f":"IFERROR(IF(OR(O113=\"\",'Historical scenario - input'!$D98=\"\"),\"\",O113/'Historical scenario - input'!$D98),\"\")","v":""},{"$f":"IFERROR(IF(OR(P113=\"\",'Historical scenario - input'!$D98=\"\"),\"\",P113/'Historical scenario - input'!$D98),\"\")","v":""},{"$f":"IFERROR(IF(OR(Q113=\"\",'Historical scenario - input'!$D98=\"\"),\"\",Q113/'Historical scenario - input'!$D98),\"\")","v":""},{"$f":"IFERROR(IF(OR(R113=\"\",'Historical scenario - input'!$D98=\"\"),\"\",R113/'Historical scenario - input'!$D98),\"\")","v":""},{"$f":"IFERROR(IF(OR(S113=\"\",'Historical scenario - input'!$D98=\"\"),\"\",S113/'Historical scenario - input'!$D98),\"\")","v":""},{"$f":"IFERROR(IF(OR(T113=\"\",'Historical scenario - input'!$D98=\"\"),\"\",T113/'Historical scenario - input'!$D98),\"\")","v":""},{"$f":"IFERROR(IF(OR(U113=\"\",'Historical scenario - input'!$D98=\"\"),\"\",U113/'Historical scenario - input'!$D98),\"\")","v":""},{"$f":"IFERROR(IF(OR(V113=\"\",'Historical scenario - input'!$D98=\"\"),\"\",V113/'Historical scenario - input'!$D98),\"\")","v":""},{"$f":"IFERROR(IF(OR(W113=\"\",'Historical scenario - input'!$D98=\"\"),\"\",W113/'Historical scenario - input'!$D98),\"\")","v":""}]
[{"$f":"IFERROR('Historical scenario - input'!A99,\"\")","v":""},{"$f":"IFERROR('Historical scenario - input'!B99,\"\")","v":0},{"$f":"IFERROR('Historical scenario - input'!C99,\"\")","v":0},{"$f":"IFERROR(repcalc('Historical scenario - input'!$CV99:$GH99,'Historical scenario - input'!$G99,'Historical scenario - input'!$E99,'Historical scenario - input'!$F99,20,TRUE,TRUE),\"\")","v":""},"","","","","","","","","","","","","","","","","","","",{"$f":"IFERROR(IF(OR(D114=\"\",'Historical scenario - input'!$D99=\"\"),\"\",D114/'Historical scenario - input'!$D99),\"\")","v":""},{"$f":"IFERROR(IF(OR(E114=\"\",'Historical scenario - input'!$D99=\"\"),\"\",E114/'Historical scenario - input'!$D99),\"\")","v":""},{"$f":"IFERROR(IF(OR(F114=\"\",'Historical scenario - input'!$D99=\"\"),\"\",F114/'Historical scenario - input'!$D99),\"\")","v":""},{"$f":"IFERROR(IF(OR(G114=\"\",'Historical scenario - input'!$D99=\"\"),\"\",G114/'Historical scenario - input'!$D99),\"\")","v":""},{"$f":"IFERROR(IF(OR(H114=\"\",'Historical scenario - input'!$D99=\"\"),\"\",H114/'Historical scenario - input'!$D99),\"\")","v":""},{"$f":"IFERROR(IF(OR(I114=\"\",'Historical scenario - input'!$D99=\"\"),\"\",I114/'Historical scenario - input'!$D99),\"\")","v":""},{"$f":"IFERROR(IF(OR(J114=\"\",'Historical scenario - input'!$D99=\"\"),\"\",J114/'Historical scenario - input'!$D99),\"\")","v":""},{"$f":"IFERROR(IF(OR(K114=\"\",'Historical scenario - input'!$D99=\"\"),\"\",K114/'Historical scenario - input'!$D99),\"\")","v":""},{"$f":"IFERROR(IF(OR(L114=\"\",'Historical scenario - input'!$D99=\"\"),\"\",L114/'Historical scenario - input'!$D99),\"\")","v":""},{"$f":"IFERROR(IF(OR(M114=\"\",'Historical scenario - input'!$D99=\"\"),\"\",M114/'Historical scenario - input'!$D99),\"\")","v":""},{"$f":"IFERROR(IF(OR(N114=\"\",'Historical scenario - input'!$D99=\"\"),\"\",N114/'Historical scenario - input'!$D99),\"\")","v":""},{"$f":"IFERROR(IF(OR(O114=\"\",'Historical scenario - input'!$D99=\"\"),\"\",O114/'Historical scenario - input'!$D99),\"\")","v":""},{"$f":"IFERROR(IF(OR(P114=\"\",'Historical scenario - input'!$D99=\"\"),\"\",P114/'Historical scenario - input'!$D99),\"\")","v":""},{"$f":"IFERROR(IF(OR(Q114=\"\",'Historical scenario - input'!$D99=\"\"),\"\",Q114/'Historical scenario - input'!$D99),\"\")","v":""},{"$f":"IFERROR(IF(OR(R114=\"\",'Historical scenario - input'!$D99=\"\"),\"\",R114/'Historical scenario - input'!$D99),\"\")","v":""},{"$f":"IFERROR(IF(OR(S114=\"\",'Historical scenario - input'!$D99=\"\"),\"\",S114/'Historical scenario - input'!$D99),\"\")","v":""},{"$f":"IFERROR(IF(OR(T114=\"\",'Historical scenario - input'!$D99=\"\"),\"\",T114/'Historical scenario - input'!$D99),\"\")","v":""},{"$f":"IFERROR(IF(OR(U114=\"\",'Historical scenario - input'!$D99=\"\"),\"\",U114/'Historical scenario - input'!$D99),\"\")","v":""},{"$f":"IFERROR(IF(OR(V114=\"\",'Historical scenario - input'!$D99=\"\"),\"\",V114/'Historical scenario - input'!$D99),\"\")","v":""},{"$f":"IFERROR(IF(OR(W114=\"\",'Historical scenario - input'!$D99=\"\"),\"\",W114/'Historical scenario - input'!$D99),\"\")","v":""}]
[{"$f":"IFERROR('Historical scenario - input'!A100,\"\")","v":""},{"$f":"IFERROR('Historical scenario - input'!B100,\"\")","v":0},{"$f":"IFERROR('Historical scenario - input'!C100,\"\")","v":0},{"$f":"IFERROR(repcalc('Historical scenario - input'!$CV100:$GH100,'Historical scenario - input'!$G100,'Historical scenario - input'!$E100,'Historical scenario - input'!$F100,20,TRUE,TRUE),\"\")","v":""},"","","","","","","","","","","","","","","","","","","",{"$f":"IFERROR(IF(OR(D115=\"\",'Historical scenario - input'!$D100=\"\"),\"\",D115/'Historical scenario - input'!$D100),\"\")","v":""},{"$f":"IFERROR(IF(OR(E115=\"\",'Historical scenario - input'!$D100=\"\"),\"\",E115/'Historical scenario - input'!$D100),\"\")","v":""},{"$f":"IFERROR(IF(OR(F115=\"\",'Historical scenario - input'!$D100=\"\"),\"\",F115/'Historical scenario - input'!$D100),\"\")","v":""},{"$f":"IFERROR(IF(OR(G115=\"\",'Historical scenario - input'!$D100=\"\"),\"\",G115/'Historical scenario - input'!$D100),\"\")","v":""},{"$f":"IFERROR(IF(OR(H115=\"\",'Historical scenario - input'!$D100=\"\"),\"\",H115/'Historical scenario - input'!$D100),\"\")","v":""},{"$f":"IFERROR(IF(OR(I115=\"\",'Historical scenario - input'!$D100=\"\"),\"\",I115/'Historical scenario - input'!$D100),\"\")","v":""},{"$f":"IFERROR(IF(OR(J115=\"\",'Historical scenario - input'!$D100=\"\"),\"\",J115/'Historical scenario - input'!$D100),\"\")","v":""},{"$f":"IFERROR(IF(OR(K115=\"\",'Historical scenario - input'!$D100=\"\"),\"\",K115/'Historical scenario - input'!$D100),\"\")","v":""},{"$f":"IFERROR(IF(OR(L115=\"\",'Historical scenario - input'!$D100=\"\"),\"\",L115/'Historical scenario - input'!$D100),\"\")","v":""},{"$f":"IFERROR(IF(OR(M115=\"\",'Historical scenario - input'!$D100=\"\"),\"\",M115/'Historical scenario - input'!$D100),\"\")","v":""},{"$f":"IFERROR(IF(OR(N115=\"\",'Historical scenario - input'!$D100=\"\"),\"\",N115/'Historical scenario - input'!$D100),\"\")","v":""},{"$f":"IFERROR(IF(OR(O115=\"\",'Historical scenario - input'!$D100=\"\"),\"\",O115/'Historical scenario - input'!$D100),\"\")","v":""},{"$f":"IFERROR(IF(OR(P115=\"\",'Historical scenario - input'!$D100=\"\"),\"\",P115/'Historical scenario - input'!$D100),\"\")","v":""},{"$f":"IFERROR(IF(OR(Q115=\"\",'Historical scenario - input'!$D100=\"\"),\"\",Q115/'Historical scenario - input'!$D100),\"\")","v":""},{"$f":"IFERROR(IF(OR(R115=\"\",'Historical scenario - input'!$D100=\"\"),\"\",R115/'Historical scenario - input'!$D100),\"\")","v":""},{"$f":"IFERROR(IF(OR(S115=\"\",'Historical scenario - input'!$D100=\"\"),\"\",S115/'Historical scenario - input'!$D100),\"\")","v":""},{"$f":"IFERROR(IF(OR(T115=\"\",'Historical scenario - input'!$D100=\"\"),\"\",T115/'Historical scenario - input'!$D100),\"\")","v":""},{"$f":"IFERROR(IF(OR(U115=\"\",'Historical scenario - input'!$D100=\"\"),\"\",U115/'Historical scenario - input'!$D100),\"\")","v":""},{"$f":"IFERROR(IF(OR(V115=\"\",'Historical scenario - input'!$D100=\"\"),\"\",V115/'Historical scenario - input'!$D100),\"\")","v":""},{"$f":"IFERROR(IF(OR(W115=\"\",'Historical scenario - input'!$D100=\"\"),\"\",W115/'Historical scenario - input'!$D100),\"\")","v":""}]
[{"$f":"IFERROR('Historical scenario - input'!A101,\"\")","v":""},{"$f":"IFERROR('Historical scenario - input'!B101,\"\")","v":0},{"$f":"IFERROR('Historical scenario - input'!C101,\"\")","v":0},{"$f":"IFERROR(repcalc('Historical scenario - input'!$CV101:$GH101,'Historical scenario - input'!$G101,'Historical scenario - input'!$E101,'Historical scenario - input'!$F101,20,TRUE,TRUE),\"\")","v":""},"","","","","","","","","","","","","","","","","","","",{"$f":"IFERROR(IF(OR(D116=\"\",'Historical scenario - input'!$D101=\"\"),\"\",D116/'Historical scenario - input'!$D101),\"\")","v":""},{"$f":"IFERROR(IF(OR(E116=\"\",'Historical scenario - input'!$D101=\"\"),\"\",E116/'Historical scenario - input'!$D101),\"\")","v":""},{"$f":"IFERROR(IF(OR(F116=\"\",'Historical scenario - input'!$D101=\"\"),\"\",F116/'Historical scenario - input'!$D101),\"\")","v":""},{"$f":"IFERROR(IF(OR(G116=\"\",'Historical scenario - input'!$D101=\"\"),\"\",G116/'Historical scenario - input'!$D101),\"\")","v":""},{"$f":"IFERROR(IF(OR(H116=\"\",'Historical scenario - input'!$D101=\"\"),\"\",H116/'Historical scenario - input'!$D101),\"\")","v":""},{"$f":"IFERROR(IF(OR(I116=\"\",'Historical scenario - input'!$D101=\"\"),\"\",I116/'Historical scenario - input'!$D101),\"\")","v":""},{"$f":"IFERROR(IF(OR(J116=\"\",'Historical scenario - input'!$D101=\"\"),\"\",J116/'Historical scenario - input'!$D101),\"\")","v":""},{"$f":"IFERROR(IF(OR(K116=\"\",'Historical scenario - input'!$D101=\"\"),\"\",K116/'Historical scenario - input'!$D101),\"\")","v":""},{"$f":"IFERROR(IF(OR(L116=\"\",'Historical scenario - input'!$D101=\"\"),\"\",L116/'Historical scenario - input'!$D101),\"\")","v":""},{"$f":"IFERROR(IF(OR(M116=\"\",'Historical scenario - input'!$D101=\"\"),\"\",M116/'Historical scenario - input'!$D101),\"\")","v":""},{"$f":"IFERROR(IF(OR(N116=\"\",'Historical scenario - input'!$D101=\"\"),\"\",N116/'Historical scenario - input'!$D101),\"\")","v":""},{"$f":"IFERROR(IF(OR(O116=\"\",'Historical scenario - input'!$D101=\"\"),\"\",O116/'Historical scenario - input'!$D101),\"\")","v":""},{"$f":"IFERROR(IF(OR(P116=\"\",'Historical scenario - input'!$D101=\"\"),\"\",P116/'Historical scenario - input'!$D101),\"\")","v":""},{"$f":"IFERROR(IF(OR(Q116=\"\",'Historical scenario - input'!$D101=\"\"),\"\",Q116/'Historical scenario - input'!$D101),\"\")","v":""},{"$f":"IFERROR(IF(OR(R116=\"\",'Historical scenario - input'!$D101=\"\"),\"\",R116/'Historical scenario - input'!$D101),\"\")","v":""},{"$f":"IFERROR(IF(OR(S116=\"\",'Historical scenario - input'!$D101=\"\"),\"\",S116/'Historical scenario - input'!$D101),\"\")","v":""},{"$f":"IFERROR(IF(OR(T116=\"\",'Historical scenario - input'!$D101=\"\"),\"\",T116/'Historical scenario - input'!$D101),\"\")","v":""},{"$f":"IFERROR(IF(OR(U116=\"\",'Historical scenario - input'!$D101=\"\"),\"\",U116/'Historical scenario - input'!$D101),\"\")","v":""},{"$f":"IFERROR(IF(OR(V116=\"\",'Historical scenario - input'!$D101=\"\"),\"\",V116/'Historical scenario - input'!$D101),\"\")","v":""},{"$f":"IFERROR(IF(OR(W116=\"\",'Historical scenario - input'!$D101=\"\"),\"\",W116/'Historical scenario - input'!$D101),\"\")","v":""}]
[{"$f":"IFERROR('Historical scenario - input'!A102,\"\")","v":""},{"$f":"IFERROR('Historical scenario - input'!B102,\"\")","v":0},{"$f":"IFERROR('Historical scenario - input'!C102,\"\")","v":0},{"$f":"IFERROR(repcalc('Historical scenario - input'!$CV102:$GH102,'Historical scenario - input'!$G102,'Historical scenario - input'!$E102,'Historical scenario - input'!$F102,20,TRUE,TRUE),\"\")","v":""},"","","","","","","","","","","","","","","","","","","",{"$f":"IFERROR(IF(OR(D117=\"\",'Historical scenario - input'!$D102=\"\"),\"\",D117/'Historical scenario - input'!$D102),\"\")","v":""},{"$f":"IFERROR(IF(OR(E117=\"\",'Historical scenario - input'!$D102=\"\"),\"\",E117/'Historical scenario - input'!$D102),\"\")","v":""},{"$f":"IFERROR(IF(OR(F117=\"\",'Historical scenario - input'!$D102=\"\"),\"\",F117/'Historical scenario - input'!$D102),\"\")","v":""},{"$f":"IFERROR(IF(OR(G117=\"\",'Historical scenario - input'!$D102=\"\"),\"\",G117/'Historical scenario - input'!$D102),\"\")","v":""},{"$f":"IFERROR(IF(OR(H117=\"\",'Historical scenario - input'!$D102=\"\"),\"\",H117/'Historical scenario - input'!$D102),\"\")","v":""},{"$f":"IFERROR(IF(OR(I117=\"\",'Historical scenario - input'!$D102=\"\"),\"\",I117/'Historical scenario - input'!$D102),\"\")","v":""},{"$f":"IFERROR(IF(OR(J117=\"\",'Historical scenario - input'!$D102=\"\"),\"\",J117/'Historical scenario - input'!$D102),\"\")","v":""},{"$f":"IFERROR(IF(OR(K117=\"\",'Historical scenario - input'!$D102=\"\"),\"\",K117/'Historical scenario - input'!$D102),\"\")","v":""},{"$f":"IFERROR(IF(OR(L117=\"\",'Historical scenario - input'!$D102=\"\"),\"\",L117/'Historical scenario - input'!$D102),\"\")","v":""},{"$f":"IFERROR(IF(OR(M117=\"\",'Historical scenario - input'!$D102=\"\"),\"\",M117/'Historical scenario - input'!$D102),\"\")","v":""},{"$f":"IFERROR(IF(OR(N117=\"\",'Historical scenario - input'!$D102=\"\"),\"\",N117/'Historical scenario - input'!$D102),\"\")","v":""},{"$f":"IFERROR(IF(OR(O117=\"\",'Historical scenario - input'!$D102=\"\"),\"\",O117/'Historical scenario - input'!$D102),\"\")","v":""},{"$f":"IFERROR(IF(OR(P117=\"\",'Historical scenario - input'!$D102=\"\"),\"\",P117/'Historical scenario - input'!$D102),\"\")","v":""},{"$f":"IFERROR(IF(OR(Q117=\"\",'Historical scenario - input'!$D102=\"\"),\"\",Q117/'Historical scenario - input'!$D102),\"\")","v":""},{"$f":"IFERROR(IF(OR(R117=\"\",'Historical scenario - input'!$D102=\"\"),\"\",R117/'Historical scenario - input'!$D102),\"\")","v":""},{"$f":"IFERROR(IF(OR(S117=\"\",'Historical scenario - input'!$D102=\"\"),\"\",S117/'Historical scenario - input'!$D102),\"\")","v":""},{"$f":"IFERROR(IF(OR(T117=\"\",'Historical scenario - input'!$D102=\"\"),\"\",T117/'Historical scenario - input'!$D102),\"\")","v":""},{"$f":"IFERROR(IF(OR(U117=\"\",'Historical scenario - input'!$D102=\"\"),\"\",U117/'Historical scenario - input'!$D102),\"\")","v":""},{"$f":"IFERROR(IF(OR(V117=\"\",'Historical scenario - input'!$D102=\"\"),\"\",V117/'Historical scenario - input'!$D102),\"\")","v":""},{"$f":"IFERROR(IF(OR(W117=\"\",'Historical scenario - input'!$D102=\"\"),\"\",W117/'Historical scenario - input'!$D102),\"\")","v":""}]
[{"$f":"IFERROR('Historical scenario - input'!A103,\"\")","v":""},{"$f":"IFERROR('Historical scenario - input'!B103,\"\")","v":0},{"$f":"IFERROR('Historical scenario - input'!C103,\"\")","v":0},{"$f":"IFERROR(repcalc('Historical scenario - input'!$CV103:$GH103,'Historical scenario - input'!$G103,'Historical scenario - input'!$E103,'Historical scenario - input'!$F103,20,TRUE,TRUE),\"\")","v":""},"","","","","","","","","","","","","","","","","","","",{"$f":"IFERROR(IF(OR(D118=\"\",'Historical scenario - input'!$D103=\"\"),\"\",D118/'Historical scenario - input'!$D103),\"\")","v":""},{"$f":"IFERROR(IF(OR(E118=\"\",'Historical scenario - input'!$D103=\"\"),\"\",E118/'Historical scenario - input'!$D103),\"\")","v":""},{"$f":"IFERROR(IF(OR(F118=\"\",'Historical scenario - input'!$D103=\"\"),\"\",F118/'Historical scenario - input'!$D103),\"\")","v":""},{"$f":"IFERROR(IF(OR(G118=\"\",'Historical scenario - input'!$D103=\"\"),\"\",G118/'Historical scenario - input'!$D103),\"\")","v":""},{"$f":"IFERROR(IF(OR(H118=\"\",'Historical scenario - input'!$D103=\"\"),\"\",H118/'Historical scenario - input'!$D103),\"\")","v":""},{"$f":"IFERROR(IF(OR(I118=\"\",'Historical scenario - input'!$D103=\"\"),\"\",I118/'Historical scenario - input'!$D103),\"\")","v":""},{"$f":"IFERROR(IF(OR(J118=\"\",'Historical scenario - input'!$D103=\"\"),\"\",J118/'Historical scenario - input'!$D103),\"\")","v":""},{"$f":"IFERROR(IF(OR(K118=\"\",'Historical scenario - input'!$D103=\"\"),\"\",K118/'Historical scenario - input'!$D103),\"\")","v":""},{"$f":"IFERROR(IF(OR(L118=\"\",'Historical scenario - input'!$D103=\"\"),\"\",L118/'Historical scenario - input'!$D103),\"\")","v":""},{"$f":"IFERROR(IF(OR(M118=\"\",'Historical scenario - input'!$D103=\"\"),\"\",M118/'Historical scenario - input'!$D103),\"\")","v":""},{"$f":"IFERROR(IF(OR(N118=\"\",'Historical scenario - input'!$D103=\"\"),\"\",N118/'Historical scenario - input'!$D103),\"\")","v":""},{"$f":"IFERROR(IF(OR(O118=\"\",'Historical scenario - input'!$D103=\"\"),\"\",O118/'Historical scenario - input'!$D103),\"\")","v":""},{"$f":"IFERROR(IF(OR(P118=\"\",'Historical scenario - input'!$D103=\"\"),\"\",P118/'Historical scenario - input'!$D103),\"\")","v":""},{"$f":"IFERROR(IF(OR(Q118=\"\",'Historical scenario - input'!$D103=\"\"),\"\",Q118/'Historical scenario - input'!$D103),\"\")","v":""},{"$f":"IFERROR(IF(OR(R118=\"\",'Historical scenario - input'!$D103=\"\"),\"\",R118/'Historical scenario - input'!$D103),\"\")","v":""},{"$f":"IFERROR(IF(OR(S118=\"\",'Historical scenario - input'!$D103=\"\"),\"\",S118/'Historical scenario - input'!$D103),\"\")","v":""},{"$f":"IFERROR(IF(OR(T118=\"\",'Historical scenario - input'!$D103=\"\"),\"\",T118/'Historical scenario - input'!$D103),\"\")","v":""},{"$f":"IFERROR(IF(OR(U118=\"\",'Historical scenario - input'!$D103=\"\"),\"\",U118/'Historical scenario - input'!$D103),\"\")","v":""},{"$f":"IFERROR(IF(OR(V118=\"\",'Historical scenario - input'!$D103=\"\"),\"\",V118/'Historical scenario - input'!$D103),\"\")","v":""},{"$f":"IFERROR(IF(OR(W118=\"\",'Historical scenario - input'!$D103=\"\"),\"\",W118/'Historical scenario - input'!$D103),\"\")","v":""}]
[{"$f":"IFERROR('Historical scenario - input'!A104,\"\")","v":""},{"$f":"IFERROR('Historical scenario - input'!B104,\"\")","v":0},{"$f":"IFERROR('Historical scenario - input'!C104,\"\")","v":0},{"$f":"IFERROR(repcalc('Historical scenario - input'!$CV104:$GH104,'Historical scenario - input'!$G104,'Historical scenario - input'!$E104,'Historical scenario - input'!$F104,20,TRUE,TRUE),\"\")","v":""},"","","","","","","","","","","","","","","","","","","",{"$f":"IFERROR(IF(OR(D119=\"\",'Historical scenario - input'!$D104=\"\"),\"\",D119/'Historical scenario - input'!$D104),\"\")","v":""},{"$f":"IFERROR(IF(OR(E119=\"\",'Historical scenario - input'!$D104=\"\"),\"\",E119/'Historical scenario - input'!$D104),\"\")","v":""},{"$f":"IFERROR(IF(OR(F119=\"\",'Historical scenario - input'!$D104=\"\"),\"\",F119/'Historical scenario - input'!$D104),\"\")","v":""},{"$f":"IFERROR(IF(OR(G119=\"\",'Historical scenario - input'!$D104=\"\"),\"\",G119/'Historical scenario - input'!$D104),\"\")","v":""},{"$f":"IFERROR(IF(OR(H119=\"\",'Historical scenario - input'!$D104=\"\"),\"\",H119/'Historical scenario - input'!$D104),\"\")","v":""},{"$f":"IFERROR(IF(OR(I119=\"\",'Historical scenario - input'!$D104=\"\"),\"\",I119/'Historical scenario - input'!$D104),\"\")","v":""},{"$f":"IFERROR(IF(OR(J119=\"\",'Historical scenario - input'!$D104=\"\"),\"\",J119/'Historical scenario - input'!$D104),\"\")","v":""},{"$f":"IFERROR(IF(OR(K119=\"\",'Historical scenario - input'!$D104=\"\"),\"\",K119/'Historical scenario - input'!$D104),\"\")","v":""},{"$f":"IFERROR(IF(OR(L119=\"\",'Historical scenario - input'!$D104=\"\"),\"\",L119/'Historical scenario - input'!$D104),\"\")","v":""},{"$f":"IFERROR(IF(OR(M119=\"\",'Historical scenario - input'!$D104=\"\"),\"\",M119/'Historical scenario - input'!$D104),\"\")","v":""},{"$f":"IFERROR(IF(OR(N119=\"\",'Historical scenario - input'!$D104=\"\"),\"\",N119/'Historical scenario - input'!$D104),\"\")","v":""},{"$f":"IFERROR(IF(OR(O119=\"\",'Historical scenario - input'!$D104=\"\"),\"\",O119/'Historical scenario - input'!$D104),\"\")","v":""},{"$f":"IFERROR(IF(OR(P119=\"\",'Historical scenario - input'!$D104=\"\"),\"\",P119/'Historical scenario - input'!$D104),\"\")","v":""},{"$f":"IFERROR(IF(OR(Q119=\"\",'Historical scenario - input'!$D104=\"\"),\"\",Q119/'Historical scenario - input'!$D104),\"\")","v":""},{"$f":"IFERROR(IF(OR(R119=\"\",'Historical scenario - input'!$D104=\"\"),\"\",R119/'Historical scenario - input'!$D104),\"\")","v":""},{"$f":"IFERROR(IF(OR(S119=\"\",'Historical scenario - input'!$D104=\"\"),\"\",S119/'Historical scenario - input'!$D104),\"\")","v":""},{"$f":"IFERROR(IF(OR(T119=\"\",'Historical scenario - input'!$D104=\"\"),\"\",T119/'Historical scenario - input'!$D104),\"\")","v":""},{"$f":"IFERROR(IF(OR(U119=\"\",'Historical scenario - input'!$D104=\"\"),\"\",U119/'Historical scenario - input'!$D104),\"\")","v":""},{"$f":"IFERROR(IF(OR(V119=\"\",'Historical scenario - input'!$D104=\"\"),\"\",V119/'Historical scenario - input'!$D104),\"\")","v":""},{"$f":"IFERROR(IF(OR(W119=\"\",'Historical scenario - input'!$D104=\"\"),\"\",W119/'Historical scenario - input'!$D104),\"\")","v":""}]
[{"$f":"IFERROR('Historical scenario - input'!A105,\"\")","v":""},{"$f":"IFERROR('Historical scenario - input'!B105,\"\")","v":0},{"$f":"IFERROR('Historical scenario - input'!C105,\"\")","v":0},{"$f":"IFERROR(repcalc('Historical scenario - input'!$CV105:$GH105,'Historical scenario - input'!$G105,'Historical scenario - input'!$E105,'Historical scenario - input'!$F105,20,TRUE,TRUE),\"\")","v":""},"","","","","","","","","","","","","","","","","","","",{"$f":"IFERROR(IF(OR(D120=\"\",'Historical scenario - input'!$D105=\"\"),\"\",D120/'Historical scenario - input'!$D105),\"\")","v":""},{"$f":"IFERROR(IF(OR(E120=\"\",'Historical scenario - input'!$D105=\"\"),\"\",E120/'Historical scenario - input'!$D105),\"\")","v":""},{"$f":"IFERROR(IF(OR(F120=\"\",'Historical scenario - input'!$D105=\"\"),\"\",F120/'Historical scenario - input'!$D105),\"\")","v":""},{"$f":"IFERROR(IF(OR(G120=\"\",'Historical scenario - input'!$D105=\"\"),\"\",G120/'Historical scenario - input'!$D105),\"\")","v":""},{"$f":"IFERROR(IF(OR(H120=\"\",'Historical scenario - input'!$D105=\"\"),\"\",H120/'Historical scenario - input'!$D105),\"\")","v":""},{"$f":"IFERROR(IF(OR(I120=\"\",'Historical scenario - input'!$D105=\"\"),\"\",I120/'Historical scenario - input'!$D105),\"\")","v":""},{"$f":"IFERROR(IF(OR(J120=\"\",'Historical scenario - input'!$D105=\"\"),\"\",J120/'Historical scenario - input'!$D105),\"\")","v":""},{"$f":"IFERROR(IF(OR(K120=\"\",'Historical scenario - input'!$D105=\"\"),\"\",K120/'Historical scenario - input'!$D105),\"\")","v":""},{"$f":"IFERROR(IF(OR(L120=\"\",'Historical scenario - input'!$D105=\"\"),\"\",L120/'Historical scenario - input'!$D105),\"\")","v":""},{"$f":"IFERROR(IF(OR(M120=\"\",'Historical scenario - input'!$D105=\"\"),\"\",M120/'Historical scenario - input'!$D105),\"\")","v":""},{"$f":"IFERROR(IF(OR(N120=\"\",'Historical scenario - input'!$D105=\"\"),\"\",N120/'Historical scenario - input'!$D105),\"\")","v":""},{"$f":"IFERROR(IF(OR(O120=\"\",'Historical scenario - input'!$D105=\"\"),\"\",O120/'Historical scenario - input'!$D105),\"\")","v":""},{"$f":"IFERROR(IF(OR(P120=\"\",'Historical scenario - input'!$D105=\"\"),\"\",P120/'Historical scenario - input'!$D105),\"\")","v":""},{"$f":"IFERROR(IF(OR(Q120=\"\",'Historical scenario - input'!$D105=\"\"),\"\",Q120/'Historical scenario - input'!$D105),\"\")","v":""},{"$f":"IFERROR(IF(OR(R120=\"\",'Historical scenario - input'!$D105=\"\"),\"\",R120/'Historical scenario - input'!$D105),\"\")","v":""},{"$f":"IFERROR(IF(OR(S120=\"\",'Historical scenario - input'!$D105=\"\"),\"\",S120/'Historical scenario - input'!$D105),\"\")","v":""},{"$f":"IFERROR(IF(OR(T120=\"\",'Historical scenario - input'!$D105=\"\"),\"\",T120/'Historical scenario - input'!$D105),\"\")","v":""},{"$f":"IFERROR(IF(OR(U120=\"\",'Historical scenario - input'!$D105=\"\"),\"\",U120/'Historical scenario - input'!$D105),\"\")","v":""},{"$f":"IFERROR(IF(OR(V120=\"\",'Historical scenario - input'!$D105=\"\"),\"\",V120/'Historical scenario - input'!$D105),\"\")","v":""},{"$f":"IFERROR(IF(OR(W120=\"\",'Historical scenario - input'!$D105=\"\"),\"\",W120/'Historical scenario - input'!$D105),\"\")","v":""}]
[{"$f":"IFERROR('Historical scenario - input'!A106,\"\")","v":""},{"$f":"IFERROR('Historical scenario - input'!B106,\"\")","v":0},{"$f":"IFERROR('Historical scenario - input'!C106,\"\")","v":0},{"$f":"IFERROR(repcalc('Historical scenario - input'!$CV106:$GH106,'Historical scenario - input'!$G106,'Historical scenario - input'!$E106,'Historical scenario - input'!$F106,20,TRUE,TRUE),\"\")","v":""},"","","","","","","","","","","","","","","","","","","",{"$f":"IFERROR(IF(OR(D121=\"\",'Historical scenario - input'!$D106=\"\"),\"\",D121/'Historical scenario - input'!$D106),\"\")","v":""},{"$f":"IFERROR(IF(OR(E121=\"\",'Historical scenario - input'!$D106=\"\"),\"\",E121/'Historical scenario - input'!$D106),\"\")","v":""},{"$f":"IFERROR(IF(OR(F121=\"\",'Historical scenario - input'!$D106=\"\"),\"\",F121/'Historical scenario - input'!$D106),\"\")","v":""},{"$f":"IFERROR(IF(OR(G121=\"\",'Historical scenario - input'!$D106=\"\"),\"\",G121/'Historical scenario - input'!$D106),\"\")","v":""},{"$f":"IFERROR(IF(OR(H121=\"\",'Historical scenario - input'!$D106=\"\"),\"\",H121/'Historical scenario - input'!$D106),\"\")","v":""},{"$f":"IFERROR(IF(OR(I121=\"\",'Historical scenario - input'!$D106=\"\"),\"\",I121/'Historical scenario - input'!$D106),\"\")","v":""},{"$f":"IFERROR(IF(OR(J121=\"\",'Historical scenario - input'!$D106=\"\"),\"\",J121/'Historical scenario - input'!$D106),\"\")","v":""},{"$f":"IFERROR(IF(OR(K121=\"\",'Historical scenario - input'!$D106=\"\"),\"\",K121/'Historical scenario - input'!$D106),\"\")","v":""},{"$f":"IFERROR(IF(OR(L121=\"\",'Historical scenario - input'!$D106=\"\"),\"\",L121/'Historical scenario - input'!$D106),\"\")","v":""},{"$f":"IFERROR(IF(OR(M121=\"\",'Historical scenario - input'!$D106=\"\"),\"\",M121/'Historical scenario - input'!$D106),\"\")","v":""},{"$f":"IFERROR(IF(OR(N121=\"\",'Historical scenario - input'!$D106=\"\"),\"\",N121/'Historical scenario - input'!$D106),\"\")","v":""},{"$f":"IFERROR(IF(OR(O121=\"\",'Historical scenario - input'!$D106=\"\"),\"\",O121/'Historical scenario - input'!$D106),\"\")","v":""},{"$f":"IFERROR(IF(OR(P121=\"\",'Historical scenario - input'!$D106=\"\"),\"\",P121/'Historical scenario - input'!$D106),\"\")","v":""},{"$f":"IFERROR(IF(OR(Q121=\"\",'Historical scenario - input'!$D106=\"\"),\"\",Q121/'Historical scenario - input'!$D106),\"\")","v":""},{"$f":"IFERROR(IF(OR(R121=\"\",'Historical scenario - input'!$D106=\"\"),\"\",R121/'Historical scenario - input'!$D106),\"\")","v":""},{"$f":"IFERROR(IF(OR(S121=\"\",'Historical scenario - input'!$D106=\"\"),\"\",S121/'Historical scenario - input'!$D106),\"\")","v":""},{"$f":"IFERROR(IF(OR(T121=\"\",'Historical scenario - input'!$D106=\"\"),\"\",T121/'Historical scenario - input'!$D106),\"\")","v":""},{"$f":"IFERROR(IF(OR(U121=\"\",'Historical scenario - input'!$D106=\"\"),\"\",U121/'Historical scenario - input'!$D106),\"\")","v":""},{"$f":"IFERROR(IF(OR(V121=\"\",'Historical scenario - input'!$D106=\"\"),\"\",V121/'Historical scenario - input'!$D106),\"\")","v":""},{"$f":"IFERROR(IF(OR(W121=\"\",'Historical scenario - input'!$D106=\"\"),\"\",W121/'Historical scenario - input'!$D106),\"\")","v":""}]
[{"$f":"IFERROR('Historical scenario - input'!A107,\"\")","v":""},{"$f":"IFERROR('Historical scenario - input'!B107,\"\")","v":0},{"$f":"IFERROR('Historical scenario - input'!C107,\"\")","v":0},{"$f":"IFERROR(repcalc('Historical scenario - input'!$CV107:$GH107,'Historical scenario - input'!$G107,'Historical scenario - input'!$E107,'Historical scenario - input'!$F107,20,TRUE,TRUE),\"\")","v":""},"","","","","","","","","","","","","","","","","","","",{"$f":"IFERROR(IF(OR(D122=\"\",'Historical scenario - input'!$D107=\"\"),\"\",D122/'Historical scenario - input'!$D107),\"\")","v":""},{"$f":"IFERROR(IF(OR(E122=\"\",'Historical scenario - input'!$D107=\"\"),\"\",E122/'Historical scenario - input'!$D107),\"\")","v":""},{"$f":"IFERROR(IF(OR(F122=\"\",'Historical scenario - input'!$D107=\"\"),\"\",F122/'Historical scenario - input'!$D107),\"\")","v":""},{"$f":"IFERROR(IF(OR(G122=\"\",'Historical scenario - input'!$D107=\"\"),\"\",G122/'Historical scenario - input'!$D107),\"\")","v":""},{"$f":"IFERROR(IF(OR(H122=\"\",'Historical scenario - input'!$D107=\"\"),\"\",H122/'Historical scenario - input'!$D107),\"\")","v":""},{"$f":"IFERROR(IF(OR(I122=\"\",'Historical scenario - input'!$D107=\"\"),\"\",I122/'Historical scenario - input'!$D107),\"\")","v":""},{"$f":"IFERROR(IF(OR(J122=\"\",'Historical scenario - input'!$D107=\"\"),\"\",J122/'Historical scenario - input'!$D107),\"\")","v":""},{"$f":"IFERROR(IF(OR(K122=\"\",'Historical scenario - input'!$D107=\"\"),\"\",K122/'Historical scenario - input'!$D107),\"\")","v":""},{"$f":"IFERROR(IF(OR(L122=\"\",'Historical scenario - input'!$D107=\"\"),\"\",L122/'Historical scenario - input'!$D107),\"\")","v":""},{"$f":"IFERROR(IF(OR(M122=\"\",'Historical scenario - input'!$D107=\"\"),\"\",M122/'Historical scenario - input'!$D107),\"\")","v":""},{"$f":"IFERROR(IF(OR(N122=\"\",'Historical scenario - input'!$D107=\"\"),\"\",N122/'Historical scenario - input'!$D107),\"\")","v":""},{"$f":"IFERROR(IF(OR(O122=\"\",'Historical scenario - input'!$D107=\"\"),\"\",O122/'Historical scenario - input'!$D107),\"\")","v":""},{"$f":"IFERROR(IF(OR(P122=\"\",'Historical scenario - input'!$D107=\"\"),\"\",P122/'Historical scenario - input'!$D107),\"\")","v":""},{"$f":"IFERROR(IF(OR(Q122=\"\",'Historical scenario - input'!$D107=\"\"),\"\",Q122/'Historical scenario - input'!$D107),\"\")","v":""},{"$f":"IFERROR(IF(OR(R122=\"\",'Historical scenario - input'!$D107=\"\"),\"\",R122/'Historical scenario - input'!$D107),\"\")","v":""},{"$f":"IFERROR(IF(OR(S122=\"\",'Historical scenario - input'!$D107=\"\"),\"\",S122/'Historical scenario - input'!$D107),\"\")","v":""},{"$f":"IFERROR(IF(OR(T122=\"\",'Historical scenario - input'!$D107=\"\"),\"\",T122/'Historical scenario - input'!$D107),\"\")","v":""},{"$f":"IFERROR(IF(OR(U122=\"\",'Historical scenario - input'!$D107=\"\"),\"\",U122/'Historical scenario - input'!$D107),\"\")","v":""},{"$f":"IFERROR(IF(OR(V122=\"\",'Historical scenario - input'!$D107=\"\"),\"\",V122/'Historical scenario - input'!$D107),\"\")","v":""},{"$f":"IFERROR(IF(OR(W122=\"\",'Historical scenario - input'!$D107=\"\"),\"\",W122/'Historical scenario - input'!$D107),\"\")","v":""}]
[{"$f":"IFERROR('Historical scenario - input'!A108,\"\")","v":""},{"$f":"IFERROR('Historical scenario - input'!B108,\"\")","v":0},{"$f":"IFERROR('Historical scenario - input'!C108,\"\")","v":0},{"$f":"IFERROR(repcalc('Historical scenario - input'!$CV108:$GH108,'Historical scenario - input'!$G108,'Historical scenario - input'!$E108,'Historical scenario - input'!$F108,20,TRUE,TRUE),\"\")","v":""},"","","","","","","","","","","","","","","","","","","",{"$f":"IFERROR(IF(OR(D123=\"\",'Historical scenario - input'!$D108=\"\"),\"\",D123/'Historical scenario - input'!$D108),\"\")","v":""},{"$f":"IFERROR(IF(OR(E123=\"\",'Historical scenario - input'!$D108=\"\"),\"\",E123/'Historical scenario - input'!$D108),\"\")","v":""},{"$f":"IFERROR(IF(OR(F123=\"\",'Historical scenario - input'!$D108=\"\"),\"\",F123/'Historical scenario - input'!$D108),\"\")","v":""},{"$f":"IFERROR(IF(OR(G123=\"\",'Historical scenario - input'!$D108=\"\"),\"\",G123/'Historical scenario - input'!$D108),\"\")","v":""},{"$f":"IFERROR(IF(OR(H123=\"\",'Historical scenario - input'!$D108=\"\"),\"\",H123/'Historical scenario - input'!$D108),\"\")","v":""},{"$f":"IFERROR(IF(OR(I123=\"\",'Historical scenario - input'!$D108=\"\"),\"\",I123/'Historical scenario - input'!$D108),\"\")","v":""},{"$f":"IFERROR(IF(OR(J123=\"\",'Historical scenario - input'!$D108=\"\"),\"\",J123/'Historical scenario - input'!$D108),\"\")","v":""},{"$f":"IFERROR(IF(OR(K123=\"\",'Historical scenario - input'!$D108=\"\"),\"\",K123/'Historical scenario - input'!$D108),\"\")","v":""},{"$f":"IFERROR(IF(OR(L123=\"\",'Historical scenario - input'!$D108=\"\"),\"\",L123/'Historical scenario - input'!$D108),\"\")","v":""},{"$f":"IFERROR(IF(OR(M123=\"\",'Historical scenario - input'!$D108=\"\"),\"\",M123/'Historical scenario - input'!$D108),\"\")","v":""},{"$f":"IFERROR(IF(OR(N123=\"\",'Historical scenario - input'!$D108=\"\"),\"\",N123/'Historical scenario - input'!$D108),\"\")","v":""},{"$f":"IFERROR(IF(OR(O123=\"\",'Historical scenario - input'!$D108=\"\"),\"\",O123/'Historical scenario - input'!$D108),\"\")","v":""},{"$f":"IFERROR(IF(OR(P123=\"\",'Historical scenario - input'!$D108=\"\"),\"\",P123/'Historical scenario - input'!$D108),\"\")","v":""},{"$f":"IFERROR(IF(OR(Q123=\"\",'Historical scenario - input'!$D108=\"\"),\"\",Q123/'Historical scenario - input'!$D108),\"\")","v":""},{"$f":"IFERROR(IF(OR(R123=\"\",'Historical scenario - input'!$D108=\"\"),\"\",R123/'Historical scenario - input'!$D108),\"\")","v":""},{"$f":"IFERROR(IF(OR(S123=\"\",'Historical scenario - input'!$D108=\"\"),\"\",S123/'Historical scenario - input'!$D108),\"\")","v":""},{"$f":"IFERROR(IF(OR(T123=\"\",'Historical scenario - input'!$D108=\"\"),\"\",T123/'Historical scenario - input'!$D108),\"\")","v":""},{"$f":"IFERROR(IF(OR(U123=\"\",'Historical scenario - input'!$D108=\"\"),\"\",U123/'Historical scenario - input'!$D108),\"\")","v":""},{"$f":"IFERROR(IF(OR(V123=\"\",'Historical scenario - input'!$D108=\"\"),\"\",V123/'Historical scenario - input'!$D108),\"\")","v":""},{"$f":"IFERROR(IF(OR(W123=\"\",'Historical scenario - input'!$D108=\"\"),\"\",W123/'Historical scenario - input'!$D108),\"\")","v":""}]
[{"$f":"IFERROR('Historical scenario - input'!A109,\"\")","v":""},{"$f":"IFERROR('Historical scenario - input'!B109,\"\")","v":0},{"$f":"IFERROR('Historical scenario - input'!C109,\"\")","v":0},{"$f":"IFERROR(repcalc('Historical scenario - input'!$CV109:$GH109,'Historical scenario - input'!$G109,'Historical scenario - input'!$E109,'Historical scenario - input'!$F109,20,TRUE,TRUE),\"\")","v":""},"","","","","","","","","","","","","","","","","","","",{"$f":"IFERROR(IF(OR(D124=\"\",'Historical scenario - input'!$D109=\"\"),\"\",D124/'Historical scenario - input'!$D109),\"\")","v":""},{"$f":"IFERROR(IF(OR(E124=\"\",'Historical scenario - input'!$D109=\"\"),\"\",E124/'Historical scenario - input'!$D109),\"\")","v":""},{"$f":"IFERROR(IF(OR(F124=\"\",'Historical scenario - input'!$D109=\"\"),\"\",F124/'Historical scenario - input'!$D109),\"\")","v":""},{"$f":"IFERROR(IF(OR(G124=\"\",'Historical scenario - input'!$D109=\"\"),\"\",G124/'Historical scenario - input'!$D109),\"\")","v":""},{"$f":"IFERROR(IF(OR(H124=\"\",'Historical scenario - input'!$D109=\"\"),\"\",H124/'Historical scenario - input'!$D109),\"\")","v":""},{"$f":"IFERROR(IF(OR(I124=\"\",'Historical scenario - input'!$D109=\"\"),\"\",I124/'Historical scenario - input'!$D109),\"\")","v":""},{"$f":"IFERROR(IF(OR(J124=\"\",'Historical scenario - input'!$D109=\"\"),\"\",J124/'Historical scenario - input'!$D109),\"\")","v":""},{"$f":"IFERROR(IF(OR(K124=\"\",'Historical scenario - input'!$D109=\"\"),\"\",K124/'Historical scenario - input'!$D109),\"\")","v":""},{"$f":"IFERROR(IF(OR(L124=\"\",'Historical scenario - input'!$D109=\"\"),\"\",L124/'Historical scenario - input'!$D109),\"\")","v":""},{"$f":"IFERROR(IF(OR(M124=\"\",'Historical scenario - input'!$D109=\"\"),\"\",M124/'Historical scenario - input'!$D109),\"\")","v":""},{"$f":"IFERROR(IF(OR(N124=\"\",'Historical scenario - input'!$D109=\"\"),\"\",N124/'Historical scenario - input'!$D109),\"\")","v":""},{"$f":"IFERROR(IF(OR(O124=\"\",'Historical scenario - input'!$D109=\"\"),\"\",O124/'Historical scenario - input'!$D109),\"\")","v":""},{"$f":"IFERROR(IF(OR(P124=\"\",'Historical scenario - input'!$D109=\"\"),\"\",P124/'Historical scenario - input'!$D109),\"\")","v":""},{"$f":"IFERROR(IF(OR(Q124=\"\",'Historical scenario - input'!$D109=\"\"),\"\",Q124/'Historical scenario - input'!$D109),\"\")","v":""},{"$f":"IFERROR(IF(OR(R124=\"\",'Historical scenario - input'!$D109=\"\"),\"\",R124/'Historical scenario - input'!$D109),\"\")","v":""},{"$f":"IFERROR(IF(OR(S124=\"\",'Historical scenario - input'!$D109=\"\"),\"\",S124/'Historical scenario - input'!$D109),\"\")","v":""},{"$f":"IFERROR(IF(OR(T124=\"\",'Historical scenario - input'!$D109=\"\"),\"\",T124/'Historical scenario - input'!$D109),\"\")","v":""},{"$f":"IFERROR(IF(OR(U124=\"\",'Historical scenario - input'!$D109=\"\"),\"\",U124/'Historical scenario - input'!$D109),\"\")","v":""},{"$f":"IFERROR(IF(OR(V124=\"\",'Historical scenario - input'!$D109=\"\"),\"\",V124/'Historical scenario - input'!$D109),\"\")","v":""},{"$f":"IFERROR(IF(OR(W124=\"\",'Historical scenario - input'!$D109=\"\"),\"\",W124/'Historical scenario - input'!$D109),\"\")","v":""}]
[{"$f":"IFERROR('Historical scenario - input'!A110,\"\")","v":""},{"$f":"IFERROR('Historical scenario - input'!B110,\"\")","v":0},{"$f":"IFERROR('Historical scenario - input'!C110,\"\")","v":0},{"$f":"IFERROR(repcalc('Historical scenario - input'!$CV110:$GH110,'Historical scenario - input'!$G110,'Historical scenario - input'!$E110,'Historical scenario - input'!$F110,20,TRUE,TRUE),\"\")","v":""},"","","","","","","","","","","","","","","","","","","",{"$f":"IFERROR(IF(OR(D125=\"\",'Historical scenario - input'!$D110=\"\"),\"\",D125/'Historical scenario - input'!$D110),\"\")","v":""},{"$f":"IFERROR(IF(OR(E125=\"\",'Historical scenario - input'!$D110=\"\"),\"\",E125/'Historical scenario - input'!$D110),\"\")","v":""},{"$f":"IFERROR(IF(OR(F125=\"\",'Historical scenario - input'!$D110=\"\"),\"\",F125/'Historical scenario - input'!$D110),\"\")","v":""},{"$f":"IFERROR(IF(OR(G125=\"\",'Historical scenario - input'!$D110=\"\"),\"\",G125/'Historical scenario - input'!$D110),\"\")","v":""},{"$f":"IFERROR(IF(OR(H125=\"\",'Historical scenario - input'!$D110=\"\"),\"\",H125/'Historical scenario - input'!$D110),\"\")","v":""},{"$f":"IFERROR(IF(OR(I125=\"\",'Historical scenario - input'!$D110=\"\"),\"\",I125/'Historical scenario - input'!$D110),\"\")","v":""},{"$f":"IFERROR(IF(OR(J125=\"\",'Historical scenario - input'!$D110=\"\"),\"\",J125/'Historical scenario - input'!$D110),\"\")","v":""},{"$f":"IFERROR(IF(OR(K125=\"\",'Historical scenario - input'!$D110=\"\"),\"\",K125/'Historical scenario - input'!$D110),\"\")","v":""},{"$f":"IFERROR(IF(OR(L125=\"\",'Historical scenario - input'!$D110=\"\"),\"\",L125/'Historical scenario - input'!$D110),\"\")","v":""},{"$f":"IFERROR(IF(OR(M125=\"\",'Historical scenario - input'!$D110=\"\"),\"\",M125/'Historical scenario - input'!$D110),\"\")","v":""},{"$f":"IFERROR(IF(OR(N125=\"\",'Historical scenario - input'!$D110=\"\"),\"\",N125/'Historical scenario - input'!$D110),\"\")","v":""},{"$f":"IFERROR(IF(OR(O125=\"\",'Historical scenario - input'!$D110=\"\"),\"\",O125/'Historical scenario - input'!$D110),\"\")","v":""},{"$f":"IFERROR(IF(OR(P125=\"\",'Historical scenario - input'!$D110=\"\"),\"\",P125/'Historical scenario - input'!$D110),\"\")","v":""},{"$f":"IFERROR(IF(OR(Q125=\"\",'Historical scenario - input'!$D110=\"\"),\"\",Q125/'Historical scenario - input'!$D110),\"\")","v":""},{"$f":"IFERROR(IF(OR(R125=\"\",'Historical scenario - input'!$D110=\"\"),\"\",R125/'Historical scenario - input'!$D110),\"\")","v":""},{"$f":"IFERROR(IF(OR(S125=\"\",'Historical scenario - input'!$D110=\"\"),\"\",S125/'Historical scenario - input'!$D110),\"\")","v":""},{"$f":"IFERROR(IF(OR(T125=\"\",'Historical scenario - input'!$D110=\"\"),\"\",T125/'Historical scenario - input'!$D110),\"\")","v":""},{"$f":"IFERROR(IF(OR(U125=\"\",'Historical scenario - input'!$D110=\"\"),\"\",U125/'Historical scenario - input'!$D110),\"\")","v":""},{"$f":"IFERROR(IF(OR(V125=\"\",'Historical scenario - input'!$D110=\"\"),\"\",V125/'Historical scenario - input'!$D110),\"\")","v":""},{"$f":"IFERROR(IF(OR(W125=\"\",'Historical scenario - input'!$D110=\"\"),\"\",W125/'Historical scenario - input'!$D110),\"\")","v":""}]
[{"$f":"IFERROR('Historical scenario - input'!A111,\"\")","v":""},{"$f":"IFERROR('Historical scenario - input'!B111,\"\")","v":0},{"$f":"IFERROR('Historical scenario - input'!C111,\"\")","v":0},{"$f":"IFERROR(repcalc('Historical scenario - input'!$CV111:$GH111,'Historical scenario - input'!$G111,'Historical scenario - input'!$E111,'Historical scenario - input'!$F111,20,TRUE,TRUE),\"\")","v":""},"","","","","","","","","","","","","","","","","","","",{"$f":"IFERROR(IF(OR(D126=\"\",'Historical scenario - input'!$D111=\"\"),\"\",D126/'Historical scenario - input'!$D111),\"\")","v":""},{"$f":"IFERROR(IF(OR(E126=\"\",'Historical scenario - input'!$D111=\"\"),\"\",E126/'Historical scenario - input'!$D111),\"\")","v":""},{"$f":"IFERROR(IF(OR(F126=\"\",'Historical scenario - input'!$D111=\"\"),\"\",F126/'Historical scenario - input'!$D111),\"\")","v":""},{"$f":"IFERROR(IF(OR(G126=\"\",'Historical scenario - input'!$D111=\"\"),\"\",G126/'Historical scenario - input'!$D111),\"\")","v":""},{"$f":"IFERROR(IF(OR(H126=\"\",'Historical scenario - input'!$D111=\"\"),\"\",H126/'Historical scenario - input'!$D111),\"\")","v":""},{"$f":"IFERROR(IF(OR(I126=\"\",'Historical scenario - input'!$D111=\"\"),\"\",I126/'Historical scenario - input'!$D111),\"\")","v":""},{"$f":"IFERROR(IF(OR(J126=\"\",'Historical scenario - input'!$D111=\"\"),\"\",J126/'Historical scenario - input'!$D111),\"\")","v":""},{"$f":"IFERROR(IF(OR(K126=\"\",'Historical scenario - input'!$D111=\"\"),\"\",K126/'Historical scenario - input'!$D111),\"\")","v":""},{"$f":"IFERROR(IF(OR(L126=\"\",'Historical scenario - input'!$D111=\"\"),\"\",L126/'Historical scenario - input'!$D111),\"\")","v":""},{"$f":"IFERROR(IF(OR(M126=\"\",'Historical scenario - input'!$D111=\"\"),\"\",M126/'Historical scenario - input'!$D111),\"\")","v":""},{"$f":"IFERROR(IF(OR(N126=\"\",'Historical scenario - input'!$D111=\"\"),\"\",N126/'Historical scenario - input'!$D111),\"\")","v":""},{"$f":"IFERROR(IF(OR(O126=\"\",'Historical scenario - input'!$D111=\"\"),\"\",O126/'Historical scenario - input'!$D111),\"\")","v":""},{"$f":"IFERROR(IF(OR(P126=\"\",'Historical scenario - input'!$D111=\"\"),\"\",P126/'Historical scenario - input'!$D111),\"\")","v":""},{"$f":"IFERROR(IF(OR(Q126=\"\",'Historical scenario - input'!$D111=\"\"),\"\",Q126/'Historical scenario - input'!$D111),\"\")","v":""},{"$f":"IFERROR(IF(OR(R126=\"\",'Historical scenario - input'!$D111=\"\"),\"\",R126/'Historical scenario - input'!$D111),\"\")","v":""},{"$f":"IFERROR(IF(OR(S126=\"\",'Historical scenario - input'!$D111=\"\"),\"\",S126/'Historical scenario - input'!$D111),\"\")","v":""},{"$f":"IFERROR(IF(OR(T126=\"\",'Historical scenario - input'!$D111=\"\"),\"\",T126/'Historical scenario - input'!$D111),\"\")","v":""},{"$f":"IFERROR(IF(OR(U126=\"\",'Historical scenario - input'!$D111=\"\"),\"\",U126/'Historical scenario - input'!$D111),\"\")","v":""},{"$f":"IFERROR(IF(OR(V126=\"\",'Historical scenario - input'!$D111=\"\"),\"\",V126/'Historical scenario - input'!$D111),\"\")","v":""},{"$f":"IFERROR(IF(OR(W126=\"\",'Historical scenario - input'!$D111=\"\"),\"\",W126/'Historical scenario - input'!$D111),\"\")","v":""}]
[{"$f":"IFERROR('Historical scenario - input'!A112,\"\")","v":""},{"$f":"IFERROR('Historical scenario - input'!B112,\"\")","v":0},{"$f":"IFERROR('Historical scenario - input'!C112,\"\")","v":0},{"$f":"IFERROR(repcalc('Historical scenario - input'!$CV112:$GH112,'Historical scenario - input'!$G112,'Historical scenario - input'!$E112,'Historical scenario - input'!$F112,20,TRUE,TRUE),\"\")","v":""},"","","","","","","","","","","","","","","","","","","",{"$f":"IFERROR(IF(OR(D127=\"\",'Historical scenario - input'!$D112=\"\"),\"\",D127/'Historical scenario - input'!$D112),\"\")","v":""},{"$f":"IFERROR(IF(OR(E127=\"\",'Historical scenario - input'!$D112=\"\"),\"\",E127/'Historical scenario - input'!$D112),\"\")","v":""},{"$f":"IFERROR(IF(OR(F127=\"\",'Historical scenario - input'!$D112=\"\"),\"\",F127/'Historical scenario - input'!$D112),\"\")","v":""},{"$f":"IFERROR(IF(OR(G127=\"\",'Historical scenario - input'!$D112=\"\"),\"\",G127/'Historical scenario - input'!$D112),\"\")","v":""},{"$f":"IFERROR(IF(OR(H127=\"\",'Historical scenario - input'!$D112=\"\"),\"\",H127/'Historical scenario - input'!$D112),\"\")","v":""},{"$f":"IFERROR(IF(OR(I127=\"\",'Historical scenario - input'!$D112=\"\"),\"\",I127/'Historical scenario - input'!$D112),\"\")","v":""},{"$f":"IFERROR(IF(OR(J127=\"\",'Historical scenario - input'!$D112=\"\"),\"\",J127/'Historical scenario - input'!$D112),\"\")","v":""},{"$f":"IFERROR(IF(OR(K127=\"\",'Historical scenario - input'!$D112=\"\"),\"\",K127/'Historical scenario - input'!$D112),\"\")","v":""},{"$f":"IFERROR(IF(OR(L127=\"\",'Historical scenario - input'!$D112=\"\"),\"\",L127/'Historical scenario - input'!$D112),\"\")","v":""},{"$f":"IFERROR(IF(OR(M127=\"\",'Historical scenario - input'!$D112=\"\"),\"\",M127/'Historical scenario - input'!$D112),\"\")","v":""},{"$f":"IFERROR(IF(OR(N127=\"\",'Historical scenario - input'!$D112=\"\"),\"\",N127/'Historical scenario - input'!$D112),\"\")","v":""},{"$f":"IFERROR(IF(OR(O127=\"\",'Historical scenario - input'!$D112=\"\"),\"\",O127/'Historical scenario - input'!$D112),\"\")","v":""},{"$f":"IFERROR(IF(OR(P127=\"\",'Historical scenario - input'!$D112=\"\"),\"\",P127/'Historical scenario - input'!$D112),\"\")","v":""},{"$f":"IFERROR(IF(OR(Q127=\"\",'Historical scenario - input'!$D112=\"\"),\"\",Q127/'Historical scenario - input'!$D112),\"\")","v":""},{"$f":"IFERROR(IF(OR(R127=\"\",'Historical scenario - input'!$D112=\"\"),\"\",R127/'Historical scenario - input'!$D112),\"\")","v":""},{"$f":"IFERROR(IF(OR(S127=\"\",'Historical scenario - input'!$D112=\"\"),\"\",S127/'Historical scenario - input'!$D112),\"\")","v":""},{"$f":"IFERROR(IF(OR(T127=\"\",'Historical scenario - input'!$D112=\"\"),\"\",T127/'Historical scenario - input'!$D112),\"\")","v":""},{"$f":"IFERROR(IF(OR(U127=\"\",'Historical scenario - input'!$D112=\"\"),\"\",U127/'Historical scenario - input'!$D112),\"\")","v":""},{"$f":"IFERROR(IF(OR(V127=\"\",'Historical scenario - input'!$D112=\"\"),\"\",V127/'Historical scenario - input'!$D112),\"\")","v":""},{"$f":"IFERROR(IF(OR(W127=\"\",'Historical scenario - input'!$D112=\"\"),\"\",W127/'Historical scenario - input'!$D112),\"\")","v":""}]
[{"$f":"IFERROR('Historical scenario - input'!A113,\"\")","v":""},{"$f":"IFERROR('Historical scenario - input'!B113,\"\")","v":0},{"$f":"IFERROR('Historical scenario - input'!C113,\"\")","v":0},{"$f":"IFERROR(repcalc('Historical scenario - input'!$CV113:$GH113,'Historical scenario - input'!$G113,'Historical scenario - input'!$E113,'Historical scenario - input'!$F113,20,TRUE,TRUE),\"\")","v":""},"","","","","","","","","","","","","","","","","","","",{"$f":"IFERROR(IF(OR(D128=\"\",'Historical scenario - input'!$D113=\"\"),\"\",D128/'Historical scenario - input'!$D113),\"\")","v":""},{"$f":"IFERROR(IF(OR(E128=\"\",'Historical scenario - input'!$D113=\"\"),\"\",E128/'Historical scenario - input'!$D113),\"\")","v":""},{"$f":"IFERROR(IF(OR(F128=\"\",'Historical scenario - input'!$D113=\"\"),\"\",F128/'Historical scenario - input'!$D113),\"\")","v":""},{"$f":"IFERROR(IF(OR(G128=\"\",'Historical scenario - input'!$D113=\"\"),\"\",G128/'Historical scenario - input'!$D113),\"\")","v":""},{"$f":"IFERROR(IF(OR(H128=\"\",'Historical scenario - input'!$D113=\"\"),\"\",H128/'Historical scenario - input'!$D113),\"\")","v":""},{"$f":"IFERROR(IF(OR(I128=\"\",'Historical scenario - input'!$D113=\"\"),\"\",I128/'Historical scenario - input'!$D113),\"\")","v":""},{"$f":"IFERROR(IF(OR(J128=\"\",'Historical scenario - input'!$D113=\"\"),\"\",J128/'Historical scenario - input'!$D113),\"\")","v":""},{"$f":"IFERROR(IF(OR(K128=\"\",'Historical scenario - input'!$D113=\"\"),\"\",K128/'Historical scenario - input'!$D113),\"\")","v":""},{"$f":"IFERROR(IF(OR(L128=\"\",'Historical scenario - input'!$D113=\"\"),\"\",L128/'Historical scenario - input'!$D113),\"\")","v":""},{"$f":"IFERROR(IF(OR(M128=\"\",'Historical scenario - input'!$D113=\"\"),\"\",M128/'Historical scenario - input'!$D113),\"\")","v":""},{"$f":"IFERROR(IF(OR(N128=\"\",'Historical scenario - input'!$D113=\"\"),\"\",N128/'Historical scenario - input'!$D113),\"\")","v":""},{"$f":"IFERROR(IF(OR(O128=\"\",'Historical scenario - input'!$D113=\"\"),\"\",O128/'Historical scenario - input'!$D113),\"\")","v":""},{"$f":"IFERROR(IF(OR(P128=\"\",'Historical scenario - input'!$D113=\"\"),\"\",P128/'Historical scenario - input'!$D113),\"\")","v":""},{"$f":"IFERROR(IF(OR(Q128=\"\",'Historical scenario - input'!$D113=\"\"),\"\",Q128/'Historical scenario - input'!$D113),\"\")","v":""},{"$f":"IFERROR(IF(OR(R128=\"\",'Historical scenario - input'!$D113=\"\"),\"\",R128/'Historical scenario - input'!$D113),\"\")","v":""},{"$f":"IFERROR(IF(OR(S128=\"\",'Historical scenario - input'!$D113=\"\"),\"\",S128/'Historical scenario - input'!$D113),\"\")","v":""},{"$f":"IFERROR(IF(OR(T128=\"\",'Historical scenario - input'!$D113=\"\"),\"\",T128/'Historical scenario - input'!$D113),\"\")","v":""},{"$f":"IFERROR(IF(OR(U128=\"\",'Historical scenario - input'!$D113=\"\"),\"\",U128/'Historical scenario - input'!$D113),\"\")","v":""},{"$f":"IFERROR(IF(OR(V128=\"\",'Historical scenario - input'!$D113=\"\"),\"\",V128/'Historical scenario - input'!$D113),\"\")","v":""},{"$f":"IFERROR(IF(OR(W128=\"\",'Historical scenario - input'!$D113=\"\"),\"\",W128/'Historical scenario - input'!$D113),\"\")","v":""}]
[{"$f":"IFERROR('Historical scenario - input'!A114,\"\")","v":""},{"$f":"IFERROR('Historical scenario - input'!B114,\"\")","v":0},{"$f":"IFERROR('Historical scenario - input'!C114,\"\")","v":0},{"$f":"IFERROR(repcalc('Historical scenario - input'!$CV114:$GH114,'Historical scenario - input'!$G114,'Historical scenario - input'!$E114,'Historical scenario - input'!$F114,20,TRUE,TRUE),\"\")","v":""},"","","","","","","","","","","","","","","","","","","",{"$f":"IFERROR(IF(OR(D129=\"\",'Historical scenario - input'!$D114=\"\"),\"\",D129/'Historical scenario - input'!$D114),\"\")","v":""},{"$f":"IFERROR(IF(OR(E129=\"\",'Historical scenario - input'!$D114=\"\"),\"\",E129/'Historical scenario - input'!$D114),\"\")","v":""},{"$f":"IFERROR(IF(OR(F129=\"\",'Historical scenario - input'!$D114=\"\"),\"\",F129/'Historical scenario - input'!$D114),\"\")","v":""},{"$f":"IFERROR(IF(OR(G129=\"\",'Historical scenario - input'!$D114=\"\"),\"\",G129/'Historical scenario - input'!$D114),\"\")","v":""},{"$f":"IFERROR(IF(OR(H129=\"\",'Historical scenario - input'!$D114=\"\"),\"\",H129/'Historical scenario - input'!$D114),\"\")","v":""},{"$f":"IFERROR(IF(OR(I129=\"\",'Historical scenario - input'!$D114=\"\"),\"\",I129/'Historical scenario - input'!$D114),\"\")","v":""},{"$f":"IFERROR(IF(OR(J129=\"\",'Historical scenario - input'!$D114=\"\"),\"\",J129/'Historical scenario - input'!$D114),\"\")","v":""},{"$f":"IFERROR(IF(OR(K129=\"\",'Historical scenario - input'!$D114=\"\"),\"\",K129/'Historical scenario - input'!$D114),\"\")","v":""},{"$f":"IFERROR(IF(OR(L129=\"\",'Historical scenario - input'!$D114=\"\"),\"\",L129/'Historical scenario - input'!$D114),\"\")","v":""},{"$f":"IFERROR(IF(OR(M129=\"\",'Historical scenario - input'!$D114=\"\"),\"\",M129/'Historical scenario - input'!$D114),\"\")","v":""},{"$f":"IFERROR(IF(OR(N129=\"\",'Historical scenario - input'!$D114=\"\"),\"\",N129/'Historical scenario - input'!$D114),\"\")","v":""},{"$f":"IFERROR(IF(OR(O129=\"\",'Historical scenario - input'!$D114=\"\"),\"\",O129/'Historical scenario - input'!$D114),\"\")","v":""},{"$f":"IFERROR(IF(OR(P129=\"\",'Historical scenario - input'!$D114=\"\"),\"\",P129/'Historical scenario - input'!$D114),\"\")","v":""},{"$f":"IFERROR(IF(OR(Q129=\"\",'Historical scenario - input'!$D114=\"\"),\"\",Q129/'Historical scenario - input'!$D114),\"\")","v":""},{"$f":"IFERROR(IF(OR(R129=\"\",'Historical scenario - input'!$D114=\"\"),\"\",R129/'Historical scenario - input'!$D114),\"\")","v":""},{"$f":"IFERROR(IF(OR(S129=\"\",'Historical scenario - input'!$D114=\"\"),\"\",S129/'Historical scenario - input'!$D114),\"\")","v":""},{"$f":"IFERROR(IF(OR(T129=\"\",'Historical scenario - input'!$D114=\"\"),\"\",T129/'Historical scenario - input'!$D114),\"\")","v":""},{"$f":"IFERROR(IF(OR(U129=\"\",'Historical scenario - input'!$D114=\"\"),\"\",U129/'Historical scenario - input'!$D114),\"\")","v":""},{"$f":"IFERROR(IF(OR(V129=\"\",'Historical scenario - input'!$D114=\"\"),\"\",V129/'Historical scenario - input'!$D114),\"\")","v":""},{"$f":"IFERROR(IF(OR(W129=\"\",'Historical scenario - input'!$D114=\"\"),\"\",W129/'Historical scenario - input'!$D114),\"\")","v":""}]
[{"$f":"IFERROR('Historical scenario - input'!A115,\"\")","v":""},{"$f":"IFERROR('Historical scenario - input'!B115,\"\")","v":0},{"$f":"IFERROR('Historical scenario - input'!C115,\"\")","v":0},{"$f":"IFERROR(repcalc('Historical scenario - input'!$CV115:$GH115,'Historical scenario - input'!$G115,'Historical scenario - input'!$E115,'Historical scenario - input'!$F115,20,TRUE,TRUE),\"\")","v":""},"","","","","","","","","","","","","","","","","","","",{"$f":"IFERROR(IF(OR(D130=\"\",'Historical scenario - input'!$D115=\"\"),\"\",D130/'Historical scenario - input'!$D115),\"\")","v":""},{"$f":"IFERROR(IF(OR(E130=\"\",'Historical scenario - input'!$D115=\"\"),\"\",E130/'Historical scenario - input'!$D115),\"\")","v":""},{"$f":"IFERROR(IF(OR(F130=\"\",'Historical scenario - input'!$D115=\"\"),\"\",F130/'Historical scenario - input'!$D115),\"\")","v":""},{"$f":"IFERROR(IF(OR(G130=\"\",'Historical scenario - input'!$D115=\"\"),\"\",G130/'Historical scenario - input'!$D115),\"\")","v":""},{"$f":"IFERROR(IF(OR(H130=\"\",'Historical scenario - input'!$D115=\"\"),\"\",H130/'Historical scenario - input'!$D115),\"\")","v":""},{"$f":"IFERROR(IF(OR(I130=\"\",'Historical scenario - input'!$D115=\"\"),\"\",I130/'Historical scenario - input'!$D115),\"\")","v":""},{"$f":"IFERROR(IF(OR(J130=\"\",'Historical scenario - input'!$D115=\"\"),\"\",J130/'Historical scenario - input'!$D115),\"\")","v":""},{"$f":"IFERROR(IF(OR(K130=\"\",'Historical scenario - input'!$D115=\"\"),\"\",K130/'Historical scenario - input'!$D115),\"\")","v":""},{"$f":"IFERROR(IF(OR(L130=\"\",'Historical scenario - input'!$D115=\"\"),\"\",L130/'Historical scenario - input'!$D115),\"\")","v":""},{"$f":"IFERROR(IF(OR(M130=\"\",'Historical scenario - input'!$D115=\"\"),\"\",M130/'Historical scenario - input'!$D115),\"\")","v":""},{"$f":"IFERROR(IF(OR(N130=\"\",'Historical scenario - input'!$D115=\"\"),\"\",N130/'Historical scenario - input'!$D115),\"\")","v":""},{"$f":"IFERROR(IF(OR(O130=\"\",'Historical scenario - input'!$D115=\"\"),\"\",O130/'Historical scenario - input'!$D115),\"\")","v":""},{"$f":"IFERROR(IF(OR(P130=\"\",'Historical scenario - input'!$D115=\"\"),\"\",P130/'Historical scenario - input'!$D115),\"\")","v":""},{"$f":"IFERROR(IF(OR(Q130=\"\",'Historical scenario - input'!$D115=\"\"),\"\",Q130/'Historical scenario - input'!$D115),\"\")","v":""},{"$f":"IFERROR(IF(OR(R130=\"\",'Historical scenario - input'!$D115=\"\"),\"\",R130/'Historical scenario - input'!$D115),\"\")","v":""},{"$f":"IFERROR(IF(OR(S130=\"\",'Historical scenario - input'!$D115=\"\"),\"\",S130/'Historical scenario - input'!$D115),\"\")","v":""},{"$f":"IFERROR(IF(OR(T130=\"\",'Historical scenario - input'!$D115=\"\"),\"\",T130/'Historical scenario - input'!$D115),\"\")","v":""},{"$f":"IFERROR(IF(OR(U130=\"\",'Historical scenario - input'!$D115=\"\"),\"\",U130/'Historical scenario - input'!$D115),\"\")","v":""},{"$f":"IFERROR(IF(OR(V130=\"\",'Historical scenario - input'!$D115=\"\"),\"\",V130/'Historical scenario - input'!$D115),\"\")","v":""},{"$f":"IFERROR(IF(OR(W130=\"\",'Historical scenario - input'!$D115=\"\"),\"\",W130/'Historical scenario - input'!$D115),\"\")","v":""}]
[{"$f":"IFERROR('Historical scenario - input'!A116,\"\")","v":""},{"$f":"IFERROR('Historical scenario - input'!B116,\"\")","v":0},{"$f":"IFERROR('Historical scenario - input'!C116,\"\")","v":0},{"$f":"IFERROR(repcalc('Historical scenario - input'!$CV116:$GH116,'Historical scenario - input'!$G116,'Historical scenario - input'!$E116,'Historical scenario - input'!$F116,20,TRUE,TRUE),\"\")","v":""},"","","","","","","","","","","","","","","","","","","",{"$f":"IFERROR(IF(OR(D131=\"\",'Historical scenario - input'!$D116=\"\"),\"\",D131/'Historical scenario - input'!$D116),\"\")","v":""},{"$f":"IFERROR(IF(OR(E131=\"\",'Historical scenario - input'!$D116=\"\"),\"\",E131/'Historical scenario - input'!$D116),\"\")","v":""},{"$f":"IFERROR(IF(OR(F131=\"\",'Historical scenario - input'!$D116=\"\"),\"\",F131/'Historical scenario - input'!$D116),\"\")","v":""},{"$f":"IFERROR(IF(OR(G131=\"\",'Historical scenario - input'!$D116=\"\"),\"\",G131/'Historical scenario - input'!$D116),\"\")","v":""},{"$f":"IFERROR(IF(OR(H131=\"\",'Historical scenario - input'!$D116=\"\"),\"\",H131/'Historical scenario - input'!$D116),\"\")","v":""},{"$f":"IFERROR(IF(OR(I131=\"\",'Historical scenario - input'!$D116=\"\"),\"\",I131/'Historical scenario - input'!$D116),\"\")","v":""},{"$f":"IFERROR(IF(OR(J131=\"\",'Historical scenario - input'!$D116=\"\"),\"\",J131/'Historical scenario - input'!$D116),\"\")","v":""},{"$f":"IFERROR(IF(OR(K131=\"\",'Historical scenario - input'!$D116=\"\"),\"\",K131/'Historical scenario - input'!$D116),\"\")","v":""},{"$f":"IFERROR(IF(OR(L131=\"\",'Historical scenario - input'!$D116=\"\"),\"\",L131/'Historical scenario - input'!$D116),\"\")","v":""},{"$f":"IFERROR(IF(OR(M131=\"\",'Historical scenario - input'!$D116=\"\"),\"\",M131/'Historical scenario - input'!$D116),\"\")","v":""},{"$f":"IFERROR(IF(OR(N131=\"\",'Historical scenario - input'!$D116=\"\"),\"\",N131/'Historical scenario - input'!$D116),\"\")","v":""},{"$f":"IFERROR(IF(OR(O131=\"\",'Historical scenario - input'!$D116=\"\"),\"\",O131/'Historical scenario - input'!$D116),\"\")","v":""},{"$f":"IFERROR(IF(OR(P131=\"\",'Historical scenario - input'!$D116=\"\"),\"\",P131/'Historical scenario - input'!$D116),\"\")","v":""},{"$f":"IFERROR(IF(OR(Q131=\"\",'Historical scenario - input'!$D116=\"\"),\"\",Q131/'Historical scenario - input'!$D116),\"\")","v":""},{"$f":"IFERROR(IF(OR(R131=\"\",'Historical scenario - input'!$D116=\"\"),\"\",R131/'Historical scenario - input'!$D116),\"\")","v":""},{"$f":"IFERROR(IF(OR(S131=\"\",'Historical scenario - input'!$D116=\"\"),\"\",S131/'Historical scenario - input'!$D116),\"\")","v":""},{"$f":"IFERROR(IF(OR(T131=\"\",'Historical scenario - input'!$D116=\"\"),\"\",T131/'Historical scenario - input'!$D116),\"\")","v":""},{"$f":"IFERROR(IF(OR(U131=\"\",'Historical scenario - input'!$D116=\"\"),\"\",U131/'Historical scenario - input'!$D116),\"\")","v":""},{"$f":"IFERROR(IF(OR(V131=\"\",'Historical scenario - input'!$D116=\"\"),\"\",V131/'Historical scenario - input'!$D116),\"\")","v":""},{"$f":"IFERROR(IF(OR(W131=\"\",'Historical scenario - input'!$D116=\"\"),\"\",W131/'Historical scenario - input'!$D116),\"\")","v":""}]
[{"$f":"IFERROR('Historical scenario - input'!A117,\"\")","v":""},{"$f":"IFERROR('Historical scenario - input'!B117,\"\")","v":0},{"$f":"IFERROR('Historical scenario - input'!C117,\"\")","v":0},{"$f":"IFERROR(repcalc('Historical scenario - input'!$CV117:$GH117,'Historical scenario - input'!$G117,'Historical scenario - input'!$E117,'Historical scenario - input'!$F117,20,TRUE,TRUE),\"\")","v":""},"","","","","","","","","","","","","","","","","","","",{"$f":"IFERROR(IF(OR(D132=\"\",'Historical scenario - input'!$D117=\"\"),\"\",D132/'Historical scenario - input'!$D117),\"\")","v":""},{"$f":"IFERROR(IF(OR(E132=\"\",'Historical scenario - input'!$D117=\"\"),\"\",E132/'Historical scenario - input'!$D117),\"\")","v":""},{"$f":"IFERROR(IF(OR(F132=\"\",'Historical scenario - input'!$D117=\"\"),\"\",F132/'Historical scenario - input'!$D117),\"\")","v":""},{"$f":"IFERROR(IF(OR(G132=\"\",'Historical scenario - input'!$D117=\"\"),\"\",G132/'Historical scenario - input'!$D117),\"\")","v":""},{"$f":"IFERROR(IF(OR(H132=\"\",'Historical scenario - input'!$D117=\"\"),\"\",H132/'Historical scenario - input'!$D117),\"\")","v":""},{"$f":"IFERROR(IF(OR(I132=\"\",'Historical scenario - input'!$D117=\"\"),\"\",I132/'Historical scenario - input'!$D117),\"\")","v":""},{"$f":"IFERROR(IF(OR(J132=\"\",'Historical scenario - input'!$D117=\"\"),\"\",J132/'Historical scenario - input'!$D117),\"\")","v":""},{"$f":"IFERROR(IF(OR(K132=\"\",'Historical scenario - input'!$D117=\"\"),\"\",K132/'Historical scenario - input'!$D117),\"\")","v":""},{"$f":"IFERROR(IF(OR(L132=\"\",'Historical scenario - input'!$D117=\"\"),\"\",L132/'Historical scenario - input'!$D117),\"\")","v":""},{"$f":"IFERROR(IF(OR(M132=\"\",'Historical scenario - input'!$D117=\"\"),\"\",M132/'Historical scenario - input'!$D117),\"\")","v":""},{"$f":"IFERROR(IF(OR(N132=\"\",'Historical scenario - input'!$D117=\"\"),\"\",N132/'Historical scenario - input'!$D117),\"\")","v":""},{"$f":"IFERROR(IF(OR(O132=\"\",'Historical scenario - input'!$D117=\"\"),\"\",O132/'Historical scenario - input'!$D117),\"\")","v":""},{"$f":"IFERROR(IF(OR(P132=\"\",'Historical scenario - input'!$D117=\"\"),\"\",P132/'Historical scenario - input'!$D117),\"\")","v":""},{"$f":"IFERROR(IF(OR(Q132=\"\",'Historical scenario - input'!$D117=\"\"),\"\",Q132/'Historical scenario - input'!$D117),\"\")","v":""},{"$f":"IFERROR(IF(OR(R132=\"\",'Historical scenario - input'!$D117=\"\"),\"\",R132/'Historical scenario - input'!$D117),\"\")","v":""},{"$f":"IFERROR(IF(OR(S132=\"\",'Historical scenario - input'!$D117=\"\"),\"\",S132/'Historical scenario - input'!$D117),\"\")","v":""},{"$f":"IFERROR(IF(OR(T132=\"\",'Historical scenario - input'!$D117=\"\"),\"\",T132/'Historical scenario - input'!$D117),\"\")","v":""},{"$f":"IFERROR(IF(OR(U132=\"\",'Historical scenario - input'!$D117=\"\"),\"\",U132/'Historical scenario - input'!$D117),\"\")","v":""},{"$f":"IFERROR(IF(OR(V132=\"\",'Historical scenario - input'!$D117=\"\"),\"\",V132/'Historical scenario - input'!$D117),\"\")","v":""},{"$f":"IFERROR(IF(OR(W132=\"\",'Historical scenario - input'!$D117=\"\"),\"\",W132/'Historical scenario - input'!$D117),\"\")","v":""}]
[{"$f":"IFERROR('Historical scenario - input'!A118,\"\")","v":""},{"$f":"IFERROR('Historical scenario - input'!B118,\"\")","v":0},{"$f":"IFERROR('Historical scenario - input'!C118,\"\")","v":0},{"$f":"IFERROR(repcalc('Historical scenario - input'!$CV118:$GH118,'Historical scenario - input'!$G118,'Historical scenario - input'!$E118,'Historical scenario - input'!$F118,20,TRUE,TRUE),\"\")","v":""},"","","","","","","","","","","","","","","","","","","",{"$f":"IFERROR(IF(OR(D133=\"\",'Historical scenario - input'!$D118=\"\"),\"\",D133/'Historical scenario - input'!$D118),\"\")","v":""},{"$f":"IFERROR(IF(OR(E133=\"\",'Historical scenario - input'!$D118=\"\"),\"\",E133/'Historical scenario - input'!$D118),\"\")","v":""},{"$f":"IFERROR(IF(OR(F133=\"\",'Historical scenario - input'!$D118=\"\"),\"\",F133/'Historical scenario - input'!$D118),\"\")","v":""},{"$f":"IFERROR(IF(OR(G133=\"\",'Historical scenario - input'!$D118=\"\"),\"\",G133/'Historical scenario - input'!$D118),\"\")","v":""},{"$f":"IFERROR(IF(OR(H133=\"\",'Historical scenario - input'!$D118=\"\"),\"\",H133/'Historical scenario - input'!$D118),\"\")","v":""},{"$f":"IFERROR(IF(OR(I133=\"\",'Historical scenario - input'!$D118=\"\"),\"\",I133/'Historical scenario - input'!$D118),\"\")","v":""},{"$f":"IFERROR(IF(OR(J133=\"\",'Historical scenario - input'!$D118=\"\"),\"\",J133/'Historical scenario - input'!$D118),\"\")","v":""},{"$f":"IFERROR(IF(OR(K133=\"\",'Historical scenario - input'!$D118=\"\"),\"\",K133/'Historical scenario - input'!$D118),\"\")","v":""},{"$f":"IFERROR(IF(OR(L133=\"\",'Historical scenario - input'!$D118=\"\"),\"\",L133/'Historical scenario - input'!$D118),\"\")","v":""},{"$f":"IFERROR(IF(OR(M133=\"\",'Historical scenario - input'!$D118=\"\"),\"\",M133/'Historical scenario - input'!$D118),\"\")","v":""},{"$f":"IFERROR(IF(OR(N133=\"\",'Historical scenario - input'!$D118=\"\"),\"\",N133/'Historical scenario - input'!$D118),\"\")","v":""},{"$f":"IFERROR(IF(OR(O133=\"\",'Historical scenario - input'!$D118=\"\"),\"\",O133/'Historical scenario - input'!$D118),\"\")","v":""},{"$f":"IFERROR(IF(OR(P133=\"\",'Historical scenario - input'!$D118=\"\"),\"\",P133/'Historical scenario - input'!$D118),\"\")","v":""},{"$f":"IFERROR(IF(OR(Q133=\"\",'Historical scenario - input'!$D118=\"\"),\"\",Q133/'Historical scenario - input'!$D118),\"\")","v":""},{"$f":"IFERROR(IF(OR(R133=\"\",'Historical scenario - input'!$D118=\"\"),\"\",R133/'Historical scenario - input'!$D118),\"\")","v":""},{"$f":"IFERROR(IF(OR(S133=\"\",'Historical scenario - input'!$D118=\"\"),\"\",S133/'Historical scenario - input'!$D118),\"\")","v":""},{"$f":"IFERROR(IF(OR(T133=\"\",'Historical scenario - input'!$D118=\"\"),\"\",T133/'Historical scenario - input'!$D118),\"\")","v":""},{"$f":"IFERROR(IF(OR(U133=\"\",'Historical scenario - input'!$D118=\"\"),\"\",U133/'Historical scenario - input'!$D118),\"\")","v":""},{"$f":"IFERROR(IF(OR(V133=\"\",'Historical scenario - input'!$D118=\"\"),\"\",V133/'Historical scenario - input'!$D118),\"\")","v":""},{"$f":"IFERROR(IF(OR(W133=\"\",'Historical scenario - input'!$D118=\"\"),\"\",W133/'Historical scenario - input'!$D118),\"\")","v":""}]
[{"$f":"IFERROR('Historical scenario - input'!A119,\"\")","v":""},{"$f":"IFERROR('Historical scenario - input'!B119,\"\")","v":0},{"$f":"IFERROR('Historical scenario - input'!C119,\"\")","v":0},{"$f":"IFERROR(repcalc('Historical scenario - input'!$CV119:$GH119,'Historical scenario - input'!$G119,'Historical scenario - input'!$E119,'Historical scenario - input'!$F119,20,TRUE,TRUE),\"\")","v":""},"","","","","","","","","","","","","","","","","","","",{"$f":"IFERROR(IF(OR(D134=\"\",'Historical scenario - input'!$D119=\"\"),\"\",D134/'Historical scenario - input'!$D119),\"\")","v":""},{"$f":"IFERROR(IF(OR(E134=\"\",'Historical scenario - input'!$D119=\"\"),\"\",E134/'Historical scenario - input'!$D119),\"\")","v":""},{"$f":"IFERROR(IF(OR(F134=\"\",'Historical scenario - input'!$D119=\"\"),\"\",F134/'Historical scenario - input'!$D119),\"\")","v":""},{"$f":"IFERROR(IF(OR(G134=\"\",'Historical scenario - input'!$D119=\"\"),\"\",G134/'Historical scenario - input'!$D119),\"\")","v":""},{"$f":"IFERROR(IF(OR(H134=\"\",'Historical scenario - input'!$D119=\"\"),\"\",H134/'Historical scenario - input'!$D119),\"\")","v":""},{"$f":"IFERROR(IF(OR(I134=\"\",'Historical scenario - input'!$D119=\"\"),\"\",I134/'Historical scenario - input'!$D119),\"\")","v":""},{"$f":"IFERROR(IF(OR(J134=\"\",'Historical scenario - input'!$D119=\"\"),\"\",J134/'Historical scenario - input'!$D119),\"\")","v":""},{"$f":"IFERROR(IF(OR(K134=\"\",'Historical scenario - input'!$D119=\"\"),\"\",K134/'Historical scenario - input'!$D119),\"\")","v":""},{"$f":"IFERROR(IF(OR(L134=\"\",'Historical scenario - input'!$D119=\"\"),\"\",L134/'Historical scenario - input'!$D119),\"\")","v":""},{"$f":"IFERROR(IF(OR(M134=\"\",'Historical scenario - input'!$D119=\"\"),\"\",M134/'Historical scenario - input'!$D119),\"\")","v":""},{"$f":"IFERROR(IF(OR(N134=\"\",'Historical scenario - input'!$D119=\"\"),\"\",N134/'Historical scenario - input'!$D119),\"\")","v":""},{"$f":"IFERROR(IF(OR(O134=\"\",'Historical scenario - input'!$D119=\"\"),\"\",O134/'Historical scenario - input'!$D119),\"\")","v":""},{"$f":"IFERROR(IF(OR(P134=\"\",'Historical scenario - input'!$D119=\"\"),\"\",P134/'Historical scenario - input'!$D119),\"\")","v":""},{"$f":"IFERROR(IF(OR(Q134=\"\",'Historical scenario - input'!$D119=\"\"),\"\",Q134/'Historical scenario - input'!$D119),\"\")","v":""},{"$f":"IFERROR(IF(OR(R134=\"\",'Historical scenario - input'!$D119=\"\"),\"\",R134/'Historical scenario - input'!$D119),\"\")","v":""},{"$f":"IFERROR(IF(OR(S134=\"\",'Historical scenario - input'!$D119=\"\"),\"\",S134/'Historical scenario - input'!$D119),\"\")","v":""},{"$f":"IFERROR(IF(OR(T134=\"\",'Historical scenario - input'!$D119=\"\"),\"\",T134/'Historical scenario - input'!$D119),\"\")","v":""},{"$f":"IFERROR(IF(OR(U134=\"\",'Historical scenario - input'!$D119=\"\"),\"\",U134/'Historical scenario - input'!$D119),\"\")","v":""},{"$f":"IFERROR(IF(OR(V134=\"\",'Historical scenario - input'!$D119=\"\"),\"\",V134/'Historical scenario - input'!$D119),\"\")","v":""},{"$f":"IFERROR(IF(OR(W134=\"\",'Historical scenario - input'!$D119=\"\"),\"\",W134/'Historical scenario - input'!$D119),\"\")","v":""}]
[{"$f":"IFERROR('Historical scenario - input'!A120,\"\")","v":""},{"$f":"IFERROR('Historical scenario - input'!B120,\"\")","v":0},{"$f":"IFERROR('Historical scenario - input'!C120,\"\")","v":0},{"$f":"IFERROR(repcalc('Historical scenario - input'!$CV120:$GH120,'Historical scenario - input'!$G120,'Historical scenario - input'!$E120,'Historical scenario - input'!$F120,20,TRUE,TRUE),\"\")","v":""},"","","","","","","","","","","","","","","","","","","",{"$f":"IFERROR(IF(OR(D135=\"\",'Historical scenario - input'!$D120=\"\"),\"\",D135/'Historical scenario - input'!$D120),\"\")","v":""},{"$f":"IFERROR(IF(OR(E135=\"\",'Historical scenario - input'!$D120=\"\"),\"\",E135/'Historical scenario - input'!$D120),\"\")","v":""},{"$f":"IFERROR(IF(OR(F135=\"\",'Historical scenario - input'!$D120=\"\"),\"\",F135/'Historical scenario - input'!$D120),\"\")","v":""},{"$f":"IFERROR(IF(OR(G135=\"\",'Historical scenario - input'!$D120=\"\"),\"\",G135/'Historical scenario - input'!$D120),\"\")","v":""},{"$f":"IFERROR(IF(OR(H135=\"\",'Historical scenario - input'!$D120=\"\"),\"\",H135/'Historical scenario - input'!$D120),\"\")","v":""},{"$f":"IFERROR(IF(OR(I135=\"\",'Historical scenario - input'!$D120=\"\"),\"\",I135/'Historical scenario - input'!$D120),\"\")","v":""},{"$f":"IFERROR(IF(OR(J135=\"\",'Historical scenario - input'!$D120=\"\"),\"\",J135/'Historical scenario - input'!$D120),\"\")","v":""},{"$f":"IFERROR(IF(OR(K135=\"\",'Historical scenario - input'!$D120=\"\"),\"\",K135/'Historical scenario - input'!$D120),\"\")","v":""},{"$f":"IFERROR(IF(OR(L135=\"\",'Historical scenario - input'!$D120=\"\"),\"\",L135/'Historical scenario - input'!$D120),\"\")","v":""},{"$f":"IFERROR(IF(OR(M135=\"\",'Historical scenario - input'!$D120=\"\"),\"\",M135/'Historical scenario - input'!$D120),\"\")","v":""},{"$f":"IFERROR(IF(OR(N135=\"\",'Historical scenario - input'!$D120=\"\"),\"\",N135/'Historical scenario - input'!$D120),\"\")","v":""},{"$f":"IFERROR(IF(OR(O135=\"\",'Historical scenario - input'!$D120=\"\"),\"\",O135/'Historical scenario - input'!$D120),\"\")","v":""},{"$f":"IFERROR(IF(OR(P135=\"\",'Historical scenario - input'!$D120=\"\"),\"\",P135/'Historical scenario - input'!$D120),\"\")","v":""},{"$f":"IFERROR(IF(OR(Q135=\"\",'Historical scenario - input'!$D120=\"\"),\"\",Q135/'Historical scenario - input'!$D120),\"\")","v":""},{"$f":"IFERROR(IF(OR(R135=\"\",'Historical scenario - input'!$D120=\"\"),\"\",R135/'Historical scenario - input'!$D120),\"\")","v":""},{"$f":"IFERROR(IF(OR(S135=\"\",'Historical scenario - input'!$D120=\"\"),\"\",S135/'Historical scenario - input'!$D120),\"\")","v":""},{"$f":"IFERROR(IF(OR(T135=\"\",'Historical scenario - input'!$D120=\"\"),\"\",T135/'Historical scenario - input'!$D120),\"\")","v":""},{"$f":"IFERROR(IF(OR(U135=\"\",'Historical scenario - input'!$D120=\"\"),\"\",U135/'Historical scenario - input'!$D120),\"\")","v":""},{"$f":"IFERROR(IF(OR(V135=\"\",'Historical scenario - input'!$D120=\"\"),\"\",V135/'Historical scenario - input'!$D120),\"\")","v":""},{"$f":"IFERROR(IF(OR(W135=\"\",'Historical scenario - input'!$D120=\"\"),\"\",W135/'Historical scenario - input'!$D120),\"\")","v":""}]
[{"$f":"IFERROR('Historical scenario - input'!A121,\"\")","v":""},{"$f":"IFERROR('Historical scenario - input'!B121,\"\")","v":0},{"$f":"IFERROR('Historical scenario - input'!C121,\"\")","v":0},{"$f":"IFERROR(repcalc('Historical scenario - input'!$CV121:$GH121,'Historical scenario - input'!$G121,'Historical scenario - input'!$E121,'Historical scenario - input'!$F121,20,TRUE,TRUE),\"\")","v":""},"","","","","","","","","","","","","","","","","","","",{"$f":"IFERROR(IF(OR(D136=\"\",'Historical scenario - input'!$D121=\"\"),\"\",D136/'Historical scenario - input'!$D121),\"\")","v":""},{"$f":"IFERROR(IF(OR(E136=\"\",'Historical scenario - input'!$D121=\"\"),\"\",E136/'Historical scenario - input'!$D121),\"\")","v":""},{"$f":"IFERROR(IF(OR(F136=\"\",'Historical scenario - input'!$D121=\"\"),\"\",F136/'Historical scenario - input'!$D121),\"\")","v":""},{"$f":"IFERROR(IF(OR(G136=\"\",'Historical scenario - input'!$D121=\"\"),\"\",G136/'Historical scenario - input'!$D121),\"\")","v":""},{"$f":"IFERROR(IF(OR(H136=\"\",'Historical scenario - input'!$D121=\"\"),\"\",H136/'Historical scenario - input'!$D121),\"\")","v":""},{"$f":"IFERROR(IF(OR(I136=\"\",'Historical scenario - input'!$D121=\"\"),\"\",I136/'Historical scenario - input'!$D121),\"\")","v":""},{"$f":"IFERROR(IF(OR(J136=\"\",'Historical scenario - input'!$D121=\"\"),\"\",J136/'Historical scenario - input'!$D121),\"\")","v":""},{"$f":"IFERROR(IF(OR(K136=\"\",'Historical scenario - input'!$D121=\"\"),\"\",K136/'Historical scenario - input'!$D121),\"\")","v":""},{"$f":"IFERROR(IF(OR(L136=\"\",'Historical scenario - input'!$D121=\"\"),\"\",L136/'Historical scenario - input'!$D121),\"\")","v":""},{"$f":"IFERROR(IF(OR(M136=\"\",'Historical scenario - input'!$D121=\"\"),\"\",M136/'Historical scenario - input'!$D121),\"\")","v":""},{"$f":"IFERROR(IF(OR(N136=\"\",'Historical scenario - input'!$D121=\"\"),\"\",N136/'Historical scenario - input'!$D121),\"\")","v":""},{"$f":"IFERROR(IF(OR(O136=\"\",'Historical scenario - input'!$D121=\"\"),\"\",O136/'Historical scenario - input'!$D121),\"\")","v":""},{"$f":"IFERROR(IF(OR(P136=\"\",'Historical scenario - input'!$D121=\"\"),\"\",P136/'Historical scenario - input'!$D121),\"\")","v":""},{"$f":"IFERROR(IF(OR(Q136=\"\",'Historical scenario - input'!$D121=\"\"),\"\",Q136/'Historical scenario - input'!$D121),\"\")","v":""},{"$f":"IFERROR(IF(OR(R136=\"\",'Historical scenario - input'!$D121=\"\"),\"\",R136/'Historical scenario - input'!$D121),\"\")","v":""},{"$f":"IFERROR(IF(OR(S136=\"\",'Historical scenario - input'!$D121=\"\"),\"\",S136/'Historical scenario - input'!$D121),\"\")","v":""},{"$f":"IFERROR(IF(OR(T136=\"\",'Historical scenario - input'!$D121=\"\"),\"\",T136/'Historical scenario - input'!$D121),\"\")","v":""},{"$f":"IFERROR(IF(OR(U136=\"\",'Historical scenario - input'!$D121=\"\"),\"\",U136/'Historical scenario - input'!$D121),\"\")","v":""},{"$f":"IFERROR(IF(OR(V136=\"\",'Historical scenario - input'!$D121=\"\"),\"\",V136/'Historical scenario - input'!$D121),\"\")","v":""},{"$f":"IFERROR(IF(OR(W136=\"\",'Historical scenario - input'!$D121=\"\"),\"\",W136/'Historical scenario - input'!$D121),\"\")","v":""}]
[{"$f":"IFERROR('Historical scenario - input'!A122,\"\")","v":""},{"$f":"IFERROR('Historical scenario - input'!B122,\"\")","v":0},{"$f":"IFERROR('Historical scenario - input'!C122,\"\")","v":0},{"$f":"IFERROR(repcalc('Historical scenario - input'!$CV122:$GH122,'Historical scenario - input'!$G122,'Historical scenario - input'!$E122,'Historical scenario - input'!$F122,20,TRUE,TRUE),\"\")","v":""},"","","","","","","","","","","","","","","","","","","",{"$f":"IFERROR(IF(OR(D137=\"\",'Historical scenario - input'!$D122=\"\"),\"\",D137/'Historical scenario - input'!$D122),\"\")","v":""},{"$f":"IFERROR(IF(OR(E137=\"\",'Historical scenario - input'!$D122=\"\"),\"\",E137/'Historical scenario - input'!$D122),\"\")","v":""},{"$f":"IFERROR(IF(OR(F137=\"\",'Historical scenario - input'!$D122=\"\"),\"\",F137/'Historical scenario - input'!$D122),\"\")","v":""},{"$f":"IFERROR(IF(OR(G137=\"\",'Historical scenario - input'!$D122=\"\"),\"\",G137/'Historical scenario - input'!$D122),\"\")","v":""},{"$f":"IFERROR(IF(OR(H137=\"\",'Historical scenario - input'!$D122=\"\"),\"\",H137/'Historical scenario - input'!$D122),\"\")","v":""},{"$f":"IFERROR(IF(OR(I137=\"\",'Historical scenario - input'!$D122=\"\"),\"\",I137/'Historical scenario - input'!$D122),\"\")","v":""},{"$f":"IFERROR(IF(OR(J137=\"\",'Historical scenario - input'!$D122=\"\"),\"\",J137/'Historical scenario - input'!$D122),\"\")","v":""},{"$f":"IFERROR(IF(OR(K137=\"\",'Historical scenario - input'!$D122=\"\"),\"\",K137/'Historical scenario - input'!$D122),\"\")","v":""},{"$f":"IFERROR(IF(OR(L137=\"\",'Historical scenario - input'!$D122=\"\"),\"\",L137/'Historical scenario - input'!$D122),\"\")","v":""},{"$f":"IFERROR(IF(OR(M137=\"\",'Historical scenario - input'!$D122=\"\"),\"\",M137/'Historical scenario - input'!$D122),\"\")","v":""},{"$f":"IFERROR(IF(OR(N137=\"\",'Historical scenario - input'!$D122=\"\"),\"\",N137/'Historical scenario - input'!$D122),\"\")","v":""},{"$f":"IFERROR(IF(OR(O137=\"\",'Historical scenario - input'!$D122=\"\"),\"\",O137/'Historical scenario - input'!$D122),\"\")","v":""},{"$f":"IFERROR(IF(OR(P137=\"\",'Historical scenario - input'!$D122=\"\"),\"\",P137/'Historical scenario - input'!$D122),\"\")","v":""},{"$f":"IFERROR(IF(OR(Q137=\"\",'Historical scenario - input'!$D122=\"\"),\"\",Q137/'Historical scenario - input'!$D122),\"\")","v":""},{"$f":"IFERROR(IF(OR(R137=\"\",'Historical scenario - input'!$D122=\"\"),\"\",R137/'Historical scenario - input'!$D122),\"\")","v":""},{"$f":"IFERROR(IF(OR(S137=\"\",'Historical scenario - input'!$D122=\"\"),\"\",S137/'Historical scenario - input'!$D122),\"\")","v":""},{"$f":"IFERROR(IF(OR(T137=\"\",'Historical scenario - input'!$D122=\"\"),\"\",T137/'Historical scenario - input'!$D122),\"\")","v":""},{"$f":"IFERROR(IF(OR(U137=\"\",'Historical scenario - input'!$D122=\"\"),\"\",U137/'Historical scenario - input'!$D122),\"\")","v":""},{"$f":"IFERROR(IF(OR(V137=\"\",'Historical scenario - input'!$D122=\"\"),\"\",V137/'Historical scenario - input'!$D122),\"\")","v":""},{"$f":"IFERROR(IF(OR(W137=\"\",'Historical scenario - input'!$D122=\"\"),\"\",W137/'Historical scenario - input'!$D122),\"\")","v":""}]
[{"$f":"IFERROR('Historical scenario - input'!A123,\"\")","v":""},{"$f":"IFERROR('Historical scenario - input'!B123,\"\")","v":0},{"$f":"IFERROR('Historical scenario - input'!C123,\"\")","v":0},{"$f":"IFERROR(repcalc('Historical scenario - input'!$CV123:$GH123,'Historical scenario - input'!$G123,'Historical scenario - input'!$E123,'Historical scenario - input'!$F123,20,TRUE,TRUE),\"\")","v":""},"","","","","","","","","","","","","","","","","","","",{"$f":"IFERROR(IF(OR(D138=\"\",'Historical scenario - input'!$D123=\"\"),\"\",D138/'Historical scenario - input'!$D123),\"\")","v":""},{"$f":"IFERROR(IF(OR(E138=\"\",'Historical scenario - input'!$D123=\"\"),\"\",E138/'Historical scenario - input'!$D123),\"\")","v":""},{"$f":"IFERROR(IF(OR(F138=\"\",'Historical scenario - input'!$D123=\"\"),\"\",F138/'Historical scenario - input'!$D123),\"\")","v":""},{"$f":"IFERROR(IF(OR(G138=\"\",'Historical scenario - input'!$D123=\"\"),\"\",G138/'Historical scenario - input'!$D123),\"\")","v":""},{"$f":"IFERROR(IF(OR(H138=\"\",'Historical scenario - input'!$D123=\"\"),\"\",H138/'Historical scenario - input'!$D123),\"\")","v":""},{"$f":"IFERROR(IF(OR(I138=\"\",'Historical scenario - input'!$D123=\"\"),\"\",I138/'Historical scenario - input'!$D123),\"\")","v":""},{"$f":"IFERROR(IF(OR(J138=\"\",'Historical scenario - input'!$D123=\"\"),\"\",J138/'Historical scenario - input'!$D123),\"\")","v":""},{"$f":"IFERROR(IF(OR(K138=\"\",'Historical scenario - input'!$D123=\"\"),\"\",K138/'Historical scenario - input'!$D123),\"\")","v":""},{"$f":"IFERROR(IF(OR(L138=\"\",'Historical scenario - input'!$D123=\"\"),\"\",L138/'Historical scenario - input'!$D123),\"\")","v":""},{"$f":"IFERROR(IF(OR(M138=\"\",'Historical scenario - input'!$D123=\"\"),\"\",M138/'Historical scenario - input'!$D123),\"\")","v":""},{"$f":"IFERROR(IF(OR(N138=\"\",'Historical scenario - input'!$D123=\"\"),\"\",N138/'Historical scenario - input'!$D123),\"\")","v":""},{"$f":"IFERROR(IF(OR(O138=\"\",'Historical scenario - input'!$D123=\"\"),\"\",O138/'Historical scenario - input'!$D123),\"\")","v":""},{"$f":"IFERROR(IF(OR(P138=\"\",'Historical scenario - input'!$D123=\"\"),\"\",P138/'Historical scenario - input'!$D123),\"\")","v":""},{"$f":"IFERROR(IF(OR(Q138=\"\",'Historical scenario - input'!$D123=\"\"),\"\",Q138/'Historical scenario - input'!$D123),\"\")","v":""},{"$f":"IFERROR(IF(OR(R138=\"\",'Historical scenario - input'!$D123=\"\"),\"\",R138/'Historical scenario - input'!$D123),\"\")","v":""},{"$f":"IFERROR(IF(OR(S138=\"\",'Historical scenario - input'!$D123=\"\"),\"\",S138/'Historical scenario - input'!$D123),\"\")","v":""},{"$f":"IFERROR(IF(OR(T138=\"\",'Historical scenario - input'!$D123=\"\"),\"\",T138/'Historical scenario - input'!$D123),\"\")","v":""},{"$f":"IFERROR(IF(OR(U138=\"\",'Historical scenario - input'!$D123=\"\"),\"\",U138/'Historical scenario - input'!$D123),\"\")","v":""},{"$f":"IFERROR(IF(OR(V138=\"\",'Historical scenario - input'!$D123=\"\"),\"\",V138/'Historical scenario - input'!$D123),\"\")","v":""},{"$f":"IFERROR(IF(OR(W138=\"\",'Historical scenario - input'!$D123=\"\"),\"\",W138/'Historical scenario - input'!$D123),\"\")","v":""}]
[{"$f":"IFERROR('Historical scenario - input'!A124,\"\")","v":""},{"$f":"IFERROR('Historical scenario - input'!B124,\"\")","v":0},{"$f":"IFERROR('Historical scenario - input'!C124,\"\")","v":0},{"$f":"IFERROR(repcalc('Historical scenario - input'!$CV124:$GH124,'Historical scenario - input'!$G124,'Historical scenario - input'!$E124,'Historical scenario - input'!$F124,20,TRUE,TRUE),\"\")","v":""},"","","","","","","","","","","","","","","","","","","",{"$f":"IFERROR(IF(OR(D139=\"\",'Historical scenario - input'!$D124=\"\"),\"\",D139/'Historical scenario - input'!$D124),\"\")","v":""},{"$f":"IFERROR(IF(OR(E139=\"\",'Historical scenario - input'!$D124=\"\"),\"\",E139/'Historical scenario - input'!$D124),\"\")","v":""},{"$f":"IFERROR(IF(OR(F139=\"\",'Historical scenario - input'!$D124=\"\"),\"\",F139/'Historical scenario - input'!$D124),\"\")","v":""},{"$f":"IFERROR(IF(OR(G139=\"\",'Historical scenario - input'!$D124=\"\"),\"\",G139/'Historical scenario - input'!$D124),\"\")","v":""},{"$f":"IFERROR(IF(OR(H139=\"\",'Historical scenario - input'!$D124=\"\"),\"\",H139/'Historical scenario - input'!$D124),\"\")","v":""},{"$f":"IFERROR(IF(OR(I139=\"\",'Historical scenario - input'!$D124=\"\"),\"\",I139/'Historical scenario - input'!$D124),\"\")","v":""},{"$f":"IFERROR(IF(OR(J139=\"\",'Historical scenario - input'!$D124=\"\"),\"\",J139/'Historical scenario - input'!$D124),\"\")","v":""},{"$f":"IFERROR(IF(OR(K139=\"\",'Historical scenario - input'!$D124=\"\"),\"\",K139/'Historical scenario - input'!$D124),\"\")","v":""},{"$f":"IFERROR(IF(OR(L139=\"\",'Historical scenario - input'!$D124=\"\"),\"\",L139/'Historical scenario - input'!$D124),\"\")","v":""},{"$f":"IFERROR(IF(OR(M139=\"\",'Historical scenario - input'!$D124=\"\"),\"\",M139/'Historical scenario - input'!$D124),\"\")","v":""},{"$f":"IFERROR(IF(OR(N139=\"\",'Historical scenario - input'!$D124=\"\"),\"\",N139/'Historical scenario - input'!$D124),\"\")","v":""},{"$f":"IFERROR(IF(OR(O139=\"\",'Historical scenario - input'!$D124=\"\"),\"\",O139/'Historical scenario - input'!$D124),\"\")","v":""},{"$f":"IFERROR(IF(OR(P139=\"\",'Historical scenario - input'!$D124=\"\"),\"\",P139/'Historical scenario - input'!$D124),\"\")","v":""},{"$f":"IFERROR(IF(OR(Q139=\"\",'Historical scenario - input'!$D124=\"\"),\"\",Q139/'Historical scenario - input'!$D124),\"\")","v":""},{"$f":"IFERROR(IF(OR(R139=\"\",'Historical scenario - input'!$D124=\"\"),\"\",R139/'Historical scenario - input'!$D124),\"\")","v":""},{"$f":"IFERROR(IF(OR(S139=\"\",'Historical scenario - input'!$D124=\"\"),\"\",S139/'Historical scenario - input'!$D124),\"\")","v":""},{"$f":"IFERROR(IF(OR(T139=\"\",'Historical scenario - input'!$D124=\"\"),\"\",T139/'Historical scenario - input'!$D124),\"\")","v":""},{"$f":"IFERROR(IF(OR(U139=\"\",'Historical scenario - input'!$D124=\"\"),\"\",U139/'Historical scenario - input'!$D124),\"\")","v":""},{"$f":"IFERROR(IF(OR(V139=\"\",'Historical scenario - input'!$D124=\"\"),\"\",V139/'Historical scenario - input'!$D124),\"\")","v":""},{"$f":"IFERROR(IF(OR(W139=\"\",'Historical scenario - input'!$D124=\"\"),\"\",W139/'Historical scenario - input'!$D124),\"\")","v":""}]
[{"$f":"IFERROR('Historical scenario - input'!A125,\"\")","v":""},{"$f":"IFERROR('Historical scenario - input'!B125,\"\")","v":0},{"$f":"IFERROR('Historical scenario - input'!C125,\"\")","v":0},{"$f":"IFERROR(repcalc('Historical scenario - input'!$CV125:$GH125,'Historical scenario - input'!$G125,'Historical scenario - input'!$E125,'Historical scenario - input'!$F125,20,TRUE,TRUE),\"\")","v":""},"","","","","","","","","","","","","","","","","","","",{"$f":"IFERROR(IF(OR(D140=\"\",'Historical scenario - input'!$D125=\"\"),\"\",D140/'Historical scenario - input'!$D125),\"\")","v":""},{"$f":"IFERROR(IF(OR(E140=\"\",'Historical scenario - input'!$D125=\"\"),\"\",E140/'Historical scenario - input'!$D125),\"\")","v":""},{"$f":"IFERROR(IF(OR(F140=\"\",'Historical scenario - input'!$D125=\"\"),\"\",F140/'Historical scenario - input'!$D125),\"\")","v":""},{"$f":"IFERROR(IF(OR(G140=\"\",'Historical scenario - input'!$D125=\"\"),\"\",G140/'Historical scenario - input'!$D125),\"\")","v":""},{"$f":"IFERROR(IF(OR(H140=\"\",'Historical scenario - input'!$D125=\"\"),\"\",H140/'Historical scenario - input'!$D125),\"\")","v":""},{"$f":"IFERROR(IF(OR(I140=\"\",'Historical scenario - input'!$D125=\"\"),\"\",I140/'Historical scenario - input'!$D125),\"\")","v":""},{"$f":"IFERROR(IF(OR(J140=\"\",'Historical scenario - input'!$D125=\"\"),\"\",J140/'Historical scenario - input'!$D125),\"\")","v":""},{"$f":"IFERROR(IF(OR(K140=\"\",'Historical scenario - input'!$D125=\"\"),\"\",K140/'Historical scenario - input'!$D125),\"\")","v":""},{"$f":"IFERROR(IF(OR(L140=\"\",'Historical scenario - input'!$D125=\"\"),\"\",L140/'Historical scenario - input'!$D125),\"\")","v":""},{"$f":"IFERROR(IF(OR(M140=\"\",'Historical scenario - input'!$D125=\"\"),\"\",M140/'Historical scenario - input'!$D125),\"\")","v":""},{"$f":"IFERROR(IF(OR(N140=\"\",'Historical scenario - input'!$D125=\"\"),\"\",N140/'Historical scenario - input'!$D125),\"\")","v":""},{"$f":"IFERROR(IF(OR(O140=\"\",'Historical scenario - input'!$D125=\"\"),\"\",O140/'Historical scenario - input'!$D125),\"\")","v":""},{"$f":"IFERROR(IF(OR(P140=\"\",'Historical scenario - input'!$D125=\"\"),\"\",P140/'Historical scenario - input'!$D125),\"\")","v":""},{"$f":"IFERROR(IF(OR(Q140=\"\",'Historical scenario - input'!$D125=\"\"),\"\",Q140/'Historical scenario - input'!$D125),\"\")","v":""},{"$f":"IFERROR(IF(OR(R140=\"\",'Historical scenario - input'!$D125=\"\"),\"\",R140/'Historical scenario - input'!$D125),\"\")","v":""},{"$f":"IFERROR(IF(OR(S140=\"\",'Historical scenario - input'!$D125=\"\"),\"\",S140/'Historical scenario - input'!$D125),\"\")","v":""},{"$f":"IFERROR(IF(OR(T140=\"\",'Historical scenario - input'!$D125=\"\"),\"\",T140/'Historical scenario - input'!$D125),\"\")","v":""},{"$f":"IFERROR(IF(OR(U140=\"\",'Historical scenario - input'!$D125=\"\"),\"\",U140/'Historical scenario - input'!$D125),\"\")","v":""},{"$f":"IFERROR(IF(OR(V140=\"\",'Historical scenario - input'!$D125=\"\"),\"\",V140/'Historical scenario - input'!$D125),\"\")","v":""},{"$f":"IFERROR(IF(OR(W140=\"\",'Historical scenario - input'!$D125=\"\"),\"\",W140/'Historical scenario - input'!$D125),\"\")","v":""}]
[{"$f":"IFERROR('Historical scenario - input'!A126,\"\")","v":""},{"$f":"IFERROR('Historical scenario - input'!B126,\"\")","v":0},{"$f":"IFERROR('Historical scenario - input'!C126,\"\")","v":0},{"$f":"IFERROR(repcalc('Historical scenario - input'!$CV126:$GH126,'Historical scenario - input'!$G126,'Historical scenario - input'!$E126,'Historical scenario - input'!$F126,20,TRUE,TRUE),\"\")","v":""},"","","","","","","","","","","","","","","","","","","",{"$f":"IFERROR(IF(OR(D141=\"\",'Historical scenario - input'!$D126=\"\"),\"\",D141/'Historical scenario - input'!$D126),\"\")","v":""},{"$f":"IFERROR(IF(OR(E141=\"\",'Historical scenario - input'!$D126=\"\"),\"\",E141/'Historical scenario - input'!$D126),\"\")","v":""},{"$f":"IFERROR(IF(OR(F141=\"\",'Historical scenario - input'!$D126=\"\"),\"\",F141/'Historical scenario - input'!$D126),\"\")","v":""},{"$f":"IFERROR(IF(OR(G141=\"\",'Historical scenario - input'!$D126=\"\"),\"\",G141/'Historical scenario - input'!$D126),\"\")","v":""},{"$f":"IFERROR(IF(OR(H141=\"\",'Historical scenario - input'!$D126=\"\"),\"\",H141/'Historical scenario - input'!$D126),\"\")","v":""},{"$f":"IFERROR(IF(OR(I141=\"\",'Historical scenario - input'!$D126=\"\"),\"\",I141/'Historical scenario - input'!$D126),\"\")","v":""},{"$f":"IFERROR(IF(OR(J141=\"\",'Historical scenario - input'!$D126=\"\"),\"\",J141/'Historical scenario - input'!$D126),\"\")","v":""},{"$f":"IFERROR(IF(OR(K141=\"\",'Historical scenario - input'!$D126=\"\"),\"\",K141/'Historical scenario - input'!$D126),\"\")","v":""},{"$f":"IFERROR(IF(OR(L141=\"\",'Historical scenario - input'!$D126=\"\"),\"\",L141/'Historical scenario - input'!$D126),\"\")","v":""},{"$f":"IFERROR(IF(OR(M141=\"\",'Historical scenario - input'!$D126=\"\"),\"\",M141/'Historical scenario - input'!$D126),\"\")","v":""},{"$f":"IFERROR(IF(OR(N141=\"\",'Historical scenario - input'!$D126=\"\"),\"\",N141/'Historical scenario - input'!$D126),\"\")","v":""},{"$f":"IFERROR(IF(OR(O141=\"\",'Historical scenario - input'!$D126=\"\"),\"\",O141/'Historical scenario - input'!$D126),\"\")","v":""},{"$f":"IFERROR(IF(OR(P141=\"\",'Historical scenario - input'!$D126=\"\"),\"\",P141/'Historical scenario - input'!$D126),\"\")","v":""},{"$f":"IFERROR(IF(OR(Q141=\"\",'Historical scenario - input'!$D126=\"\"),\"\",Q141/'Historical scenario - input'!$D126),\"\")","v":""},{"$f":"IFERROR(IF(OR(R141=\"\",'Historical scenario - input'!$D126=\"\"),\"\",R141/'Historical scenario - input'!$D126),\"\")","v":""},{"$f":"IFERROR(IF(OR(S141=\"\",'Historical scenario - input'!$D126=\"\"),\"\",S141/'Historical scenario - input'!$D126),\"\")","v":""},{"$f":"IFERROR(IF(OR(T141=\"\",'Historical scenario - input'!$D126=\"\"),\"\",T141/'Historical scenario - input'!$D126),\"\")","v":""},{"$f":"IFERROR(IF(OR(U141=\"\",'Historical scenario - input'!$D126=\"\"),\"\",U141/'Historical scenario - input'!$D126),\"\")","v":""},{"$f":"IFERROR(IF(OR(V141=\"\",'Historical scenario - input'!$D126=\"\"),\"\",V141/'Historical scenario - input'!$D126),\"\")","v":""},{"$f":"IFERROR(IF(OR(W141=\"\",'Historical scenario - input'!$D126=\"\"),\"\",W141/'Historical scenario - input'!$D126),\"\")","v":""}]
[{"$f":"IFERROR('Historical scenario - input'!A127,\"\")","v":""},{"$f":"IFERROR('Historical scenario - input'!B127,\"\")","v":0},{"$f":"IFERROR('Historical scenario - input'!C127,\"\")","v":0},{"$f":"IFERROR(repcalc('Historical scenario - input'!$CV127:$GH127,'Historical scenario - input'!$G127,'Historical scenario - input'!$E127,'Historical scenario - input'!$F127,20,TRUE,TRUE),\"\")","v":""},"","","","","","","","","","","","","","","","","","","",{"$f":"IFERROR(IF(OR(D142=\"\",'Historical scenario - input'!$D127=\"\"),\"\",D142/'Historical scenario - input'!$D127),\"\")","v":""},{"$f":"IFERROR(IF(OR(E142=\"\",'Historical scenario - input'!$D127=\"\"),\"\",E142/'Historical scenario - input'!$D127),\"\")","v":""},{"$f":"IFERROR(IF(OR(F142=\"\",'Historical scenario - input'!$D127=\"\"),\"\",F142/'Historical scenario - input'!$D127),\"\")","v":""},{"$f":"IFERROR(IF(OR(G142=\"\",'Historical scenario - input'!$D127=\"\"),\"\",G142/'Historical scenario - input'!$D127),\"\")","v":""},{"$f":"IFERROR(IF(OR(H142=\"\",'Historical scenario - input'!$D127=\"\"),\"\",H142/'Historical scenario - input'!$D127),\"\")","v":""},{"$f":"IFERROR(IF(OR(I142=\"\",'Historical scenario - input'!$D127=\"\"),\"\",I142/'Historical scenario - input'!$D127),\"\")","v":""},{"$f":"IFERROR(IF(OR(J142=\"\",'Historical scenario - input'!$D127=\"\"),\"\",J142/'Historical scenario - input'!$D127),\"\")","v":""},{"$f":"IFERROR(IF(OR(K142=\"\",'Historical scenario - input'!$D127=\"\"),\"\",K142/'Historical scenario - input'!$D127),\"\")","v":""},{"$f":"IFERROR(IF(OR(L142=\"\",'Historical scenario - input'!$D127=\"\"),\"\",L142/'Historical scenario - input'!$D127),\"\")","v":""},{"$f":"IFERROR(IF(OR(M142=\"\",'Historical scenario - input'!$D127=\"\"),\"\",M142/'Historical scenario - input'!$D127),\"\")","v":""},{"$f":"IFERROR(IF(OR(N142=\"\",'Historical scenario - input'!$D127=\"\"),\"\",N142/'Historical scenario - input'!$D127),\"\")","v":""},{"$f":"IFERROR(IF(OR(O142=\"\",'Historical scenario - input'!$D127=\"\"),\"\",O142/'Historical scenario - input'!$D127),\"\")","v":""},{"$f":"IFERROR(IF(OR(P142=\"\",'Historical scenario - input'!$D127=\"\"),\"\",P142/'Historical scenario - input'!$D127),\"\")","v":""},{"$f":"IFERROR(IF(OR(Q142=\"\",'Historical scenario - input'!$D127=\"\"),\"\",Q142/'Historical scenario - input'!$D127),\"\")","v":""},{"$f":"IFERROR(IF(OR(R142=\"\",'Historical scenario - input'!$D127=\"\"),\"\",R142/'Historical scenario - input'!$D127),\"\")","v":""},{"$f":"IFERROR(IF(OR(S142=\"\",'Historical scenario - input'!$D127=\"\"),\"\",S142/'Historical scenario - input'!$D127),\"\")","v":""},{"$f":"IFERROR(IF(OR(T142=\"\",'Historical scenario - input'!$D127=\"\"),\"\",T142/'Historical scenario - input'!$D127),\"\")","v":""},{"$f":"IFERROR(IF(OR(U142=\"\",'Historical scenario - input'!$D127=\"\"),\"\",U142/'Historical scenario - input'!$D127),\"\")","v":""},{"$f":"IFERROR(IF(OR(V142=\"\",'Historical scenario - input'!$D127=\"\"),\"\",V142/'Historical scenario - input'!$D127),\"\")","v":""},{"$f":"IFERROR(IF(OR(W142=\"\",'Historical scenario - input'!$D127=\"\"),\"\",W142/'Historical scenario - input'!$D127),\"\")","v":""}]
[{"$f":"IFERROR('Historical scenario - input'!A128,\"\")","v":""},{"$f":"IFERROR('Historical scenario - input'!B128,\"\")","v":0},{"$f":"IFERROR('Historical scenario - input'!C128,\"\")","v":0},{"$f":"IFERROR(repcalc('Historical scenario - input'!$CV128:$GH128,'Historical scenario - input'!$G128,'Historical scenario - input'!$E128,'Historical scenario - input'!$F128,20,TRUE,TRUE),\"\")","v":""},"","","","","","","","","","","","","","","","","","","",{"$f":"IFERROR(IF(OR(D143=\"\",'Historical scenario - input'!$D128=\"\"),\"\",D143/'Historical scenario - input'!$D128),\"\")","v":""},{"$f":"IFERROR(IF(OR(E143=\"\",'Historical scenario - input'!$D128=\"\"),\"\",E143/'Historical scenario - input'!$D128),\"\")","v":""},{"$f":"IFERROR(IF(OR(F143=\"\",'Historical scenario - input'!$D128=\"\"),\"\",F143/'Historical scenario - input'!$D128),\"\")","v":""},{"$f":"IFERROR(IF(OR(G143=\"\",'Historical scenario - input'!$D128=\"\"),\"\",G143/'Historical scenario - input'!$D128),\"\")","v":""},{"$f":"IFERROR(IF(OR(H143=\"\",'Historical scenario - input'!$D128=\"\"),\"\",H143/'Historical scenario - input'!$D128),\"\")","v":""},{"$f":"IFERROR(IF(OR(I143=\"\",'Historical scenario - input'!$D128=\"\"),\"\",I143/'Historical scenario - input'!$D128),\"\")","v":""},{"$f":"IFERROR(IF(OR(J143=\"\",'Historical scenario - input'!$D128=\"\"),\"\",J143/'Historical scenario - input'!$D128),\"\")","v":""},{"$f":"IFERROR(IF(OR(K143=\"\",'Historical scenario - input'!$D128=\"\"),\"\",K143/'Historical scenario - input'!$D128),\"\")","v":""},{"$f":"IFERROR(IF(OR(L143=\"\",'Historical scenario - input'!$D128=\"\"),\"\",L143/'Historical scenario - input'!$D128),\"\")","v":""},{"$f":"IFERROR(IF(OR(M143=\"\",'Historical scenario - input'!$D128=\"\"),\"\",M143/'Historical scenario - input'!$D128),\"\")","v":""},{"$f":"IFERROR(IF(OR(N143=\"\",'Historical scenario - input'!$D128=\"\"),\"\",N143/'Historical scenario - input'!$D128),\"\")","v":""},{"$f":"IFERROR(IF(OR(O143=\"\",'Historical scenario - input'!$D128=\"\"),\"\",O143/'Historical scenario - input'!$D128),\"\")","v":""},{"$f":"IFERROR(IF(OR(P143=\"\",'Historical scenario - input'!$D128=\"\"),\"\",P143/'Historical scenario - input'!$D128),\"\")","v":""},{"$f":"IFERROR(IF(OR(Q143=\"\",'Historical scenario - input'!$D128=\"\"),\"\",Q143/'Historical scenario - input'!$D128),\"\")","v":""},{"$f":"IFERROR(IF(OR(R143=\"\",'Historical scenario - input'!$D128=\"\"),\"\",R143/'Historical scenario - input'!$D128),\"\")","v":""},{"$f":"IFERROR(IF(OR(S143=\"\",'Historical scenario - input'!$D128=\"\"),\"\",S143/'Historical scenario - input'!$D128),\"\")","v":""},{"$f":"IFERROR(IF(OR(T143=\"\",'Historical scenario - input'!$D128=\"\"),\"\",T143/'Historical scenario - input'!$D128),\"\")","v":""},{"$f":"IFERROR(IF(OR(U143=\"\",'Historical scenario - input'!$D128=\"\"),\"\",U143/'Historical scenario - input'!$D128),\"\")","v":""},{"$f":"IFERROR(IF(OR(V143=\"\",'Historical scenario - input'!$D128=\"\"),\"\",V143/'Historical scenario - input'!$D128),\"\")","v":""},{"$f":"IFERROR(IF(OR(W143=\"\",'Historical scenario - input'!$D128=\"\"),\"\",W143/'Historical scenario - input'!$D128),\"\")","v":""}]
[{"$f":"IFERROR('Historical scenario - input'!A129,\"\")","v":""},{"$f":"IFERROR('Historical scenario - input'!B129,\"\")","v":0},{"$f":"IFERROR('Historical scenario - input'!C129,\"\")","v":0},{"$f":"IFERROR(repcalc('Historical scenario - input'!$CV129:$GH129,'Historical scenario - input'!$G129,'Historical scenario - input'!$E129,'Historical scenario - input'!$F129,20,TRUE,TRUE),\"\")","v":""},"","","","","","","","","","","","","","","","","","","",{"$f":"IFERROR(IF(OR(D144=\"\",'Historical scenario - input'!$D129=\"\"),\"\",D144/'Historical scenario - input'!$D129),\"\")","v":""},{"$f":"IFERROR(IF(OR(E144=\"\",'Historical scenario - input'!$D129=\"\"),\"\",E144/'Historical scenario - input'!$D129),\"\")","v":""},{"$f":"IFERROR(IF(OR(F144=\"\",'Historical scenario - input'!$D129=\"\"),\"\",F144/'Historical scenario - input'!$D129),\"\")","v":""},{"$f":"IFERROR(IF(OR(G144=\"\",'Historical scenario - input'!$D129=\"\"),\"\",G144/'Historical scenario - input'!$D129),\"\")","v":""},{"$f":"IFERROR(IF(OR(H144=\"\",'Historical scenario - input'!$D129=\"\"),\"\",H144/'Historical scenario - input'!$D129),\"\")","v":""},{"$f":"IFERROR(IF(OR(I144=\"\",'Historical scenario - input'!$D129=\"\"),\"\",I144/'Historical scenario - input'!$D129),\"\")","v":""},{"$f":"IFERROR(IF(OR(J144=\"\",'Historical scenario - input'!$D129=\"\"),\"\",J144/'Historical scenario - input'!$D129),\"\")","v":""},{"$f":"IFERROR(IF(OR(K144=\"\",'Historical scenario - input'!$D129=\"\"),\"\",K144/'Historical scenario - input'!$D129),\"\")","v":""},{"$f":"IFERROR(IF(OR(L144=\"\",'Historical scenario - input'!$D129=\"\"),\"\",L144/'Historical scenario - input'!$D129),\"\")","v":""},{"$f":"IFERROR(IF(OR(M144=\"\",'Historical scenario - input'!$D129=\"\"),\"\",M144/'Historical scenario - input'!$D129),\"\")","v":""},{"$f":"IFERROR(IF(OR(N144=\"\",'Historical scenario - input'!$D129=\"\"),\"\",N144/'Historical scenario - input'!$D129),\"\")","v":""},{"$f":"IFERROR(IF(OR(O144=\"\",'Historical scenario - input'!$D129=\"\"),\"\",O144/'Historical scenario - input'!$D129),\"\")","v":""},{"$f":"IFERROR(IF(OR(P144=\"\",'Historical scenario - input'!$D129=\"\"),\"\",P144/'Historical scenario - input'!$D129),\"\")","v":""},{"$f":"IFERROR(IF(OR(Q144=\"\",'Historical scenario - input'!$D129=\"\"),\"\",Q144/'Historical scenario - input'!$D129),\"\")","v":""},{"$f":"IFERROR(IF(OR(R144=\"\",'Historical scenario - input'!$D129=\"\"),\"\",R144/'Historical scenario - input'!$D129),\"\")","v":""},{"$f":"IFERROR(IF(OR(S144=\"\",'Historical scenario - input'!$D129=\"\"),\"\",S144/'Historical scenario - input'!$D129),\"\")","v":""},{"$f":"IFERROR(IF(OR(T144=\"\",'Historical scenario - input'!$D129=\"\"),\"\",T144/'Historical scenario - input'!$D129),\"\")","v":""},{"$f":"IFERROR(IF(OR(U144=\"\",'Historical scenario - input'!$D129=\"\"),\"\",U144/'Historical scenario - input'!$D129),\"\")","v":""},{"$f":"IFERROR(IF(OR(V144=\"\",'Historical scenario - input'!$D129=\"\"),\"\",V144/'Historical scenario - input'!$D129),\"\")","v":""},{"$f":"IFERROR(IF(OR(W144=\"\",'Historical scenario - input'!$D129=\"\"),\"\",W144/'Historical scenario - input'!$D129),\"\")","v":""}]
[{"$f":"IFERROR('Historical scenario - input'!A130,\"\")","v":""},{"$f":"IFERROR('Historical scenario - input'!B130,\"\")","v":0},{"$f":"IFERROR('Historical scenario - input'!C130,\"\")","v":0},{"$f":"IFERROR(repcalc('Historical scenario - input'!$CV130:$GH130,'Historical scenario - input'!$G130,'Historical scenario - input'!$E130,'Historical scenario - input'!$F130,20,TRUE,TRUE),\"\")","v":""},"","","","","","","","","","","","","","","","","","","",{"$f":"IFERROR(IF(OR(D145=\"\",'Historical scenario - input'!$D130=\"\"),\"\",D145/'Historical scenario - input'!$D130),\"\")","v":""},{"$f":"IFERROR(IF(OR(E145=\"\",'Historical scenario - input'!$D130=\"\"),\"\",E145/'Historical scenario - input'!$D130),\"\")","v":""},{"$f":"IFERROR(IF(OR(F145=\"\",'Historical scenario - input'!$D130=\"\"),\"\",F145/'Historical scenario - input'!$D130),\"\")","v":""},{"$f":"IFERROR(IF(OR(G145=\"\",'Historical scenario - input'!$D130=\"\"),\"\",G145/'Historical scenario - input'!$D130),\"\")","v":""},{"$f":"IFERROR(IF(OR(H145=\"\",'Historical scenario - input'!$D130=\"\"),\"\",H145/'Historical scenario - input'!$D130),\"\")","v":""},{"$f":"IFERROR(IF(OR(I145=\"\",'Historical scenario - input'!$D130=\"\"),\"\",I145/'Historical scenario - input'!$D130),\"\")","v":""},{"$f":"IFERROR(IF(OR(J145=\"\",'Historical scenario - input'!$D130=\"\"),\"\",J145/'Historical scenario - input'!$D130),\"\")","v":""},{"$f":"IFERROR(IF(OR(K145=\"\",'Historical scenario - input'!$D130=\"\"),\"\",K145/'Historical scenario - input'!$D130),\"\")","v":""},{"$f":"IFERROR(IF(OR(L145=\"\",'Historical scenario - input'!$D130=\"\"),\"\",L145/'Historical scenario - input'!$D130),\"\")","v":""},{"$f":"IFERROR(IF(OR(M145=\"\",'Historical scenario - input'!$D130=\"\"),\"\",M145/'Historical scenario - input'!$D130),\"\")","v":""},{"$f":"IFERROR(IF(OR(N145=\"\",'Historical scenario - input'!$D130=\"\"),\"\",N145/'Historical scenario - input'!$D130),\"\")","v":""},{"$f":"IFERROR(IF(OR(O145=\"\",'Historical scenario - input'!$D130=\"\"),\"\",O145/'Historical scenario - input'!$D130),\"\")","v":""},{"$f":"IFERROR(IF(OR(P145=\"\",'Historical scenario - input'!$D130=\"\"),\"\",P145/'Historical scenario - input'!$D130),\"\")","v":""},{"$f":"IFERROR(IF(OR(Q145=\"\",'Historical scenario - input'!$D130=\"\"),\"\",Q145/'Historical scenario - input'!$D130),\"\")","v":""},{"$f":"IFERROR(IF(OR(R145=\"\",'Historical scenario - input'!$D130=\"\"),\"\",R145/'Historical scenario - input'!$D130),\"\")","v":""},{"$f":"IFERROR(IF(OR(S145=\"\",'Historical scenario - input'!$D130=\"\"),\"\",S145/'Historical scenario - input'!$D130),\"\")","v":""},{"$f":"IFERROR(IF(OR(T145=\"\",'Historical scenario - input'!$D130=\"\"),\"\",T145/'Historical scenario - input'!$D130),\"\")","v":""},{"$f":"IFERROR(IF(OR(U145=\"\",'Historical scenario - input'!$D130=\"\"),\"\",U145/'Historical scenario - input'!$D130),\"\")","v":""},{"$f":"IFERROR(IF(OR(V145=\"\",'Historical scenario - input'!$D130=\"\"),\"\",V145/'Historical scenario - input'!$D130),\"\")","v":""},{"$f":"IFERROR(IF(OR(W145=\"\",'Historical scenario - input'!$D130=\"\"),\"\",W145/'Historical scenario - input'!$D130),\"\")","v":""}]
[{"$f":"IFERROR('Historical scenario - input'!A131,\"\")","v":""},{"$f":"IFERROR('Historical scenario - input'!B131,\"\")","v":0},{"$f":"IFERROR('Historical scenario - input'!C131,\"\")","v":0},{"$f":"IFERROR(repcalc('Historical scenario - input'!$CV131:$GH131,'Historical scenario - input'!$G131,'Historical scenario - input'!$E131,'Historical scenario - input'!$F131,20,TRUE,TRUE),\"\")","v":""},"","","","","","","","","","","","","","","","","","","",{"$f":"IFERROR(IF(OR(D146=\"\",'Historical scenario - input'!$D131=\"\"),\"\",D146/'Historical scenario - input'!$D131),\"\")","v":""},{"$f":"IFERROR(IF(OR(E146=\"\",'Historical scenario - input'!$D131=\"\"),\"\",E146/'Historical scenario - input'!$D131),\"\")","v":""},{"$f":"IFERROR(IF(OR(F146=\"\",'Historical scenario - input'!$D131=\"\"),\"\",F146/'Historical scenario - input'!$D131),\"\")","v":""},{"$f":"IFERROR(IF(OR(G146=\"\",'Historical scenario - input'!$D131=\"\"),\"\",G146/'Historical scenario - input'!$D131),\"\")","v":""},{"$f":"IFERROR(IF(OR(H146=\"\",'Historical scenario - input'!$D131=\"\"),\"\",H146/'Historical scenario - input'!$D131),\"\")","v":""},{"$f":"IFERROR(IF(OR(I146=\"\",'Historical scenario - input'!$D131=\"\"),\"\",I146/'Historical scenario - input'!$D131),\"\")","v":""},{"$f":"IFERROR(IF(OR(J146=\"\",'Historical scenario - input'!$D131=\"\"),\"\",J146/'Historical scenario - input'!$D131),\"\")","v":""},{"$f":"IFERROR(IF(OR(K146=\"\",'Historical scenario - input'!$D131=\"\"),\"\",K146/'Historical scenario - input'!$D131),\"\")","v":""},{"$f":"IFERROR(IF(OR(L146=\"\",'Historical scenario - input'!$D131=\"\"),\"\",L146/'Historical scenario - input'!$D131),\"\")","v":""},{"$f":"IFERROR(IF(OR(M146=\"\",'Historical scenario - input'!$D131=\"\"),\"\",M146/'Historical scenario - input'!$D131),\"\")","v":""},{"$f":"IFERROR(IF(OR(N146=\"\",'Historical scenario - input'!$D131=\"\"),\"\",N146/'Historical scenario - input'!$D131),\"\")","v":""},{"$f":"IFERROR(IF(OR(O146=\"\",'Historical scenario - input'!$D131=\"\"),\"\",O146/'Historical scenario - input'!$D131),\"\")","v":""},{"$f":"IFERROR(IF(OR(P146=\"\",'Historical scenario - input'!$D131=\"\"),\"\",P146/'Historical scenario - input'!$D131),\"\")","v":""},{"$f":"IFERROR(IF(OR(Q146=\"\",'Historical scenario - input'!$D131=\"\"),\"\",Q146/'Historical scenario - input'!$D131),\"\")","v":""},{"$f":"IFERROR(IF(OR(R146=\"\",'Historical scenario - input'!$D131=\"\"),\"\",R146/'Historical scenario - input'!$D131),\"\")","v":""},{"$f":"IFERROR(IF(OR(S146=\"\",'Historical scenario - input'!$D131=\"\"),\"\",S146/'Historical scenario - input'!$D131),\"\")","v":""},{"$f":"IFERROR(IF(OR(T146=\"\",'Historical scenario - input'!$D131=\"\"),\"\",T146/'Historical scenario - input'!$D131),\"\")","v":""},{"$f":"IFERROR(IF(OR(U146=\"\",'Historical scenario - input'!$D131=\"\"),\"\",U146/'Historical scenario - input'!$D131),\"\")","v":""},{"$f":"IFERROR(IF(OR(V146=\"\",'Historical scenario - input'!$D131=\"\"),\"\",V146/'Historical scenario - input'!$D131),\"\")","v":""},{"$f":"IFERROR(IF(OR(W146=\"\",'Historical scenario - input'!$D131=\"\"),\"\",W146/'Historical scenario - input'!$D131),\"\")","v":""}]
[{"$f":"IFERROR('Historical scenario - input'!A132,\"\")","v":""},{"$f":"IFERROR('Historical scenario - input'!B132,\"\")","v":0},{"$f":"IFERROR('Historical scenario - input'!C132,\"\")","v":0},{"$f":"IFERROR(repcalc('Historical scenario - input'!$CV132:$GH132,'Historical scenario - input'!$G132,'Historical scenario - input'!$E132,'Historical scenario - input'!$F132,20,TRUE,TRUE),\"\")","v":""},"","","","","","","","","","","","","","","","","","","",{"$f":"IFERROR(IF(OR(D147=\"\",'Historical scenario - input'!$D132=\"\"),\"\",D147/'Historical scenario - input'!$D132),\"\")","v":""},{"$f":"IFERROR(IF(OR(E147=\"\",'Historical scenario - input'!$D132=\"\"),\"\",E147/'Historical scenario - input'!$D132),\"\")","v":""},{"$f":"IFERROR(IF(OR(F147=\"\",'Historical scenario - input'!$D132=\"\"),\"\",F147/'Historical scenario - input'!$D132),\"\")","v":""},{"$f":"IFERROR(IF(OR(G147=\"\",'Historical scenario - input'!$D132=\"\"),\"\",G147/'Historical scenario - input'!$D132),\"\")","v":""},{"$f":"IFERROR(IF(OR(H147=\"\",'Historical scenario - input'!$D132=\"\"),\"\",H147/'Historical scenario - input'!$D132),\"\")","v":""},{"$f":"IFERROR(IF(OR(I147=\"\",'Historical scenario - input'!$D132=\"\"),\"\",I147/'Historical scenario - input'!$D132),\"\")","v":""},{"$f":"IFERROR(IF(OR(J147=\"\",'Historical scenario - input'!$D132=\"\"),\"\",J147/'Historical scenario - input'!$D132),\"\")","v":""},{"$f":"IFERROR(IF(OR(K147=\"\",'Historical scenario - input'!$D132=\"\"),\"\",K147/'Historical scenario - input'!$D132),\"\")","v":""},{"$f":"IFERROR(IF(OR(L147=\"\",'Historical scenario - input'!$D132=\"\"),\"\",L147/'Historical scenario - input'!$D132),\"\")","v":""},{"$f":"IFERROR(IF(OR(M147=\"\",'Historical scenario - input'!$D132=\"\"),\"\",M147/'Historical scenario - input'!$D132),\"\")","v":""},{"$f":"IFERROR(IF(OR(N147=\"\",'Historical scenario - input'!$D132=\"\"),\"\",N147/'Historical scenario - input'!$D132),\"\")","v":""},{"$f":"IFERROR(IF(OR(O147=\"\",'Historical scenario - input'!$D132=\"\"),\"\",O147/'Historical scenario - input'!$D132),\"\")","v":""},{"$f":"IFERROR(IF(OR(P147=\"\",'Historical scenario - input'!$D132=\"\"),\"\",P147/'Historical scenario - input'!$D132),\"\")","v":""},{"$f":"IFERROR(IF(OR(Q147=\"\",'Historical scenario - input'!$D132=\"\"),\"\",Q147/'Historical scenario - input'!$D132),\"\")","v":""},{"$f":"IFERROR(IF(OR(R147=\"\",'Historical scenario - input'!$D132=\"\"),\"\",R147/'Historical scenario - input'!$D132),\"\")","v":""},{"$f":"IFERROR(IF(OR(S147=\"\",'Historical scenario - input'!$D132=\"\"),\"\",S147/'Historical scenario - input'!$D132),\"\")","v":""},{"$f":"IFERROR(IF(OR(T147=\"\",'Historical scenario - input'!$D132=\"\"),\"\",T147/'Historical scenario - input'!$D132),\"\")","v":""},{"$f":"IFERROR(IF(OR(U147=\"\",'Historical scenario - input'!$D132=\"\"),\"\",U147/'Historical scenario - input'!$D132),\"\")","v":""},{"$f":"IFERROR(IF(OR(V147=\"\",'Historical scenario - input'!$D132=\"\"),\"\",V147/'Historical scenario - input'!$D132),\"\")","v":""},{"$f":"IFERROR(IF(OR(W147=\"\",'Historical scenario - input'!$D132=\"\"),\"\",W147/'Historical scenario - input'!$D132),\"\")","v":""}]
[{"$f":"IFERROR('Historical scenario - input'!A133,\"\")","v":""},{"$f":"IFERROR('Historical scenario - input'!B133,\"\")","v":0},{"$f":"IFERROR('Historical scenario - input'!C133,\"\")","v":0},{"$f":"IFERROR(repcalc('Historical scenario - input'!$CV133:$GH133,'Historical scenario - input'!$G133,'Historical scenario - input'!$E133,'Historical scenario - input'!$F133,20,TRUE,TRUE),\"\")","v":""},"","","","","","","","","","","","","","","","","","","",{"$f":"IFERROR(IF(OR(D148=\"\",'Historical scenario - input'!$D133=\"\"),\"\",D148/'Historical scenario - input'!$D133),\"\")","v":""},{"$f":"IFERROR(IF(OR(E148=\"\",'Historical scenario - input'!$D133=\"\"),\"\",E148/'Historical scenario - input'!$D133),\"\")","v":""},{"$f":"IFERROR(IF(OR(F148=\"\",'Historical scenario - input'!$D133=\"\"),\"\",F148/'Historical scenario - input'!$D133),\"\")","v":""},{"$f":"IFERROR(IF(OR(G148=\"\",'Historical scenario - input'!$D133=\"\"),\"\",G148/'Historical scenario - input'!$D133),\"\")","v":""},{"$f":"IFERROR(IF(OR(H148=\"\",'Historical scenario - input'!$D133=\"\"),\"\",H148/'Historical scenario - input'!$D133),\"\")","v":""},{"$f":"IFERROR(IF(OR(I148=\"\",'Historical scenario - input'!$D133=\"\"),\"\",I148/'Historical scenario - input'!$D133),\"\")","v":""},{"$f":"IFERROR(IF(OR(J148=\"\",'Historical scenario - input'!$D133=\"\"),\"\",J148/'Historical scenario - input'!$D133),\"\")","v":""},{"$f":"IFERROR(IF(OR(K148=\"\",'Historical scenario - input'!$D133=\"\"),\"\",K148/'Historical scenario - input'!$D133),\"\")","v":""},{"$f":"IFERROR(IF(OR(L148=\"\",'Historical scenario - input'!$D133=\"\"),\"\",L148/'Historical scenario - input'!$D133),\"\")","v":""},{"$f":"IFERROR(IF(OR(M148=\"\",'Historical scenario - input'!$D133=\"\"),\"\",M148/'Historical scenario - input'!$D133),\"\")","v":""},{"$f":"IFERROR(IF(OR(N148=\"\",'Historical scenario - input'!$D133=\"\"),\"\",N148/'Historical scenario - input'!$D133),\"\")","v":""},{"$f":"IFERROR(IF(OR(O148=\"\",'Historical scenario - input'!$D133=\"\"),\"\",O148/'Historical scenario - input'!$D133),\"\")","v":""},{"$f":"IFERROR(IF(OR(P148=\"\",'Historical scenario - input'!$D133=\"\"),\"\",P148/'Historical scenario - input'!$D133),\"\")","v":""},{"$f":"IFERROR(IF(OR(Q148=\"\",'Historical scenario - input'!$D133=\"\"),\"\",Q148/'Historical scenario - input'!$D133),\"\")","v":""},{"$f":"IFERROR(IF(OR(R148=\"\",'Historical scenario - input'!$D133=\"\"),\"\",R148/'Historical scenario - input'!$D133),\"\")","v":""},{"$f":"IFERROR(IF(OR(S148=\"\",'Historical scenario - input'!$D133=\"\"),\"\",S148/'Historical scenario - input'!$D133),\"\")","v":""},{"$f":"IFERROR(IF(OR(T148=\"\",'Historical scenario - input'!$D133=\"\"),\"\",T148/'Historical scenario - input'!$D133),\"\")","v":""},{"$f":"IFERROR(IF(OR(U148=\"\",'Historical scenario - input'!$D133=\"\"),\"\",U148/'Historical scenario - input'!$D133),\"\")","v":""},{"$f":"IFERROR(IF(OR(V148=\"\",'Historical scenario - input'!$D133=\"\"),\"\",V148/'Historical scenario - input'!$D133),\"\")","v":""},{"$f":"IFERROR(IF(OR(W148=\"\",'Historical scenario - input'!$D133=\"\"),\"\",W148/'Historical scenario - input'!$D133),\"\")","v":""}]
[{"$f":"IFERROR('Historical scenario - input'!A134,\"\")","v":""},{"$f":"IFERROR('Historical scenario - input'!B134,\"\")","v":0},{"$f":"IFERROR('Historical scenario - input'!C134,\"\")","v":0},{"$f":"IFERROR(repcalc('Historical scenario - input'!$CV134:$GH134,'Historical scenario - input'!$G134,'Historical scenario - input'!$E134,'Historical scenario - input'!$F134,20,TRUE,TRUE),\"\")","v":""},"","","","","","","","","","","","","","","","","","","",{"$f":"IFERROR(IF(OR(D149=\"\",'Historical scenario - input'!$D134=\"\"),\"\",D149/'Historical scenario - input'!$D134),\"\")","v":""},{"$f":"IFERROR(IF(OR(E149=\"\",'Historical scenario - input'!$D134=\"\"),\"\",E149/'Historical scenario - input'!$D134),\"\")","v":""},{"$f":"IFERROR(IF(OR(F149=\"\",'Historical scenario - input'!$D134=\"\"),\"\",F149/'Historical scenario - input'!$D134),\"\")","v":""},{"$f":"IFERROR(IF(OR(G149=\"\",'Historical scenario - input'!$D134=\"\"),\"\",G149/'Historical scenario - input'!$D134),\"\")","v":""},{"$f":"IFERROR(IF(OR(H149=\"\",'Historical scenario - input'!$D134=\"\"),\"\",H149/'Historical scenario - input'!$D134),\"\")","v":""},{"$f":"IFERROR(IF(OR(I149=\"\",'Historical scenario - input'!$D134=\"\"),\"\",I149/'Historical scenario - input'!$D134),\"\")","v":""},{"$f":"IFERROR(IF(OR(J149=\"\",'Historical scenario - input'!$D134=\"\"),\"\",J149/'Historical scenario - input'!$D134),\"\")","v":""},{"$f":"IFERROR(IF(OR(K149=\"\",'Historical scenario - input'!$D134=\"\"),\"\",K149/'Historical scenario - input'!$D134),\"\")","v":""},{"$f":"IFERROR(IF(OR(L149=\"\",'Historical scenario - input'!$D134=\"\"),\"\",L149/'Historical scenario - input'!$D134),\"\")","v":""},{"$f":"IFERROR(IF(OR(M149=\"\",'Historical scenario - input'!$D134=\"\"),\"\",M149/'Historical scenario - input'!$D134),\"\")","v":""},{"$f":"IFERROR(IF(OR(N149=\"\",'Historical scenario - input'!$D134=\"\"),\"\",N149/'Historical scenario - input'!$D134),\"\")","v":""},{"$f":"IFERROR(IF(OR(O149=\"\",'Historical scenario - input'!$D134=\"\"),\"\",O149/'Historical scenario - input'!$D134),\"\")","v":""},{"$f":"IFERROR(IF(OR(P149=\"\",'Historical scenario - input'!$D134=\"\"),\"\",P149/'Historical scenario - input'!$D134),\"\")","v":""},{"$f":"IFERROR(IF(OR(Q149=\"\",'Historical scenario - input'!$D134=\"\"),\"\",Q149/'Historical scenario - input'!$D134),\"\")","v":""},{"$f":"IFERROR(IF(OR(R149=\"\",'Historical scenario - input'!$D134=\"\"),\"\",R149/'Historical scenario - input'!$D134),\"\")","v":""},{"$f":"IFERROR(IF(OR(S149=\"\",'Historical scenario - input'!$D134=\"\"),\"\",S149/'Historical scenario - input'!$D134),\"\")","v":""},{"$f":"IFERROR(IF(OR(T149=\"\",'Historical scenario - input'!$D134=\"\"),\"\",T149/'Historical scenario - input'!$D134),\"\")","v":""},{"$f":"IFERROR(IF(OR(U149=\"\",'Historical scenario - input'!$D134=\"\"),\"\",U149/'Historical scenario - input'!$D134),\"\")","v":""},{"$f":"IFERROR(IF(OR(V149=\"\",'Historical scenario - input'!$D134=\"\"),\"\",V149/'Historical scenario - input'!$D134),\"\")","v":""},{"$f":"IFERROR(IF(OR(W149=\"\",'Historical scenario - input'!$D134=\"\"),\"\",W149/'Historical scenario - input'!$D134),\"\")","v":""}]
[{"$f":"IFERROR('Historical scenario - input'!A135,\"\")","v":""},{"$f":"IFERROR('Historical scenario - input'!B135,\"\")","v":0},{"$f":"IFERROR('Historical scenario - input'!C135,\"\")","v":0},{"$f":"IFERROR(repcalc('Historical scenario - input'!$CV135:$GH135,'Historical scenario - input'!$G135,'Historical scenario - input'!$E135,'Historical scenario - input'!$F135,20,TRUE,TRUE),\"\")","v":""},"","","","","","","","","","","","","","","","","","","",{"$f":"IFERROR(IF(OR(D150=\"\",'Historical scenario - input'!$D135=\"\"),\"\",D150/'Historical scenario - input'!$D135),\"\")","v":""},{"$f":"IFERROR(IF(OR(E150=\"\",'Historical scenario - input'!$D135=\"\"),\"\",E150/'Historical scenario - input'!$D135),\"\")","v":""},{"$f":"IFERROR(IF(OR(F150=\"\",'Historical scenario - input'!$D135=\"\"),\"\",F150/'Historical scenario - input'!$D135),\"\")","v":""},{"$f":"IFERROR(IF(OR(G150=\"\",'Historical scenario - input'!$D135=\"\"),\"\",G150/'Historical scenario - input'!$D135),\"\")","v":""},{"$f":"IFERROR(IF(OR(H150=\"\",'Historical scenario - input'!$D135=\"\"),\"\",H150/'Historical scenario - input'!$D135),\"\")","v":""},{"$f":"IFERROR(IF(OR(I150=\"\",'Historical scenario - input'!$D135=\"\"),\"\",I150/'Historical scenario - input'!$D135),\"\")","v":""},{"$f":"IFERROR(IF(OR(J150=\"\",'Historical scenario - input'!$D135=\"\"),\"\",J150/'Historical scenario - input'!$D135),\"\")","v":""},{"$f":"IFERROR(IF(OR(K150=\"\",'Historical scenario - input'!$D135=\"\"),\"\",K150/'Historical scenario - input'!$D135),\"\")","v":""},{"$f":"IFERROR(IF(OR(L150=\"\",'Historical scenario - input'!$D135=\"\"),\"\",L150/'Historical scenario - input'!$D135),\"\")","v":""},{"$f":"IFERROR(IF(OR(M150=\"\",'Historical scenario - input'!$D135=\"\"),\"\",M150/'Historical scenario - input'!$D135),\"\")","v":""},{"$f":"IFERROR(IF(OR(N150=\"\",'Historical scenario - input'!$D135=\"\"),\"\",N150/'Historical scenario - input'!$D135),\"\")","v":""},{"$f":"IFERROR(IF(OR(O150=\"\",'Historical scenario - input'!$D135=\"\"),\"\",O150/'Historical scenario - input'!$D135),\"\")","v":""},{"$f":"IFERROR(IF(OR(P150=\"\",'Historical scenario - input'!$D135=\"\"),\"\",P150/'Historical scenario - input'!$D135),\"\")","v":""},{"$f":"IFERROR(IF(OR(Q150=\"\",'Historical scenario - input'!$D135=\"\"),\"\",Q150/'Historical scenario - input'!$D135),\"\")","v":""},{"$f":"IFERROR(IF(OR(R150=\"\",'Historical scenario - input'!$D135=\"\"),\"\",R150/'Historical scenario - input'!$D135),\"\")","v":""},{"$f":"IFERROR(IF(OR(S150=\"\",'Historical scenario - input'!$D135=\"\"),\"\",S150/'Historical scenario - input'!$D135),\"\")","v":""},{"$f":"IFERROR(IF(OR(T150=\"\",'Historical scenario - input'!$D135=\"\"),\"\",T150/'Historical scenario - input'!$D135),\"\")","v":""},{"$f":"IFERROR(IF(OR(U150=\"\",'Historical scenario - input'!$D135=\"\"),\"\",U150/'Historical scenario - input'!$D135),\"\")","v":""},{"$f":"IFERROR(IF(OR(V150=\"\",'Historical scenario - input'!$D135=\"\"),\"\",V150/'Historical scenario - input'!$D135),\"\")","v":""},{"$f":"IFERROR(IF(OR(W150=\"\",'Historical scenario - input'!$D135=\"\"),\"\",W150/'Historical scenario - input'!$D135),\"\")","v":""}]
[{"$f":"IFERROR('Historical scenario - input'!A136,\"\")","v":""},{"$f":"IFERROR('Historical scenario - input'!B136,\"\")","v":0},{"$f":"IFERROR('Historical scenario - input'!C136,\"\")","v":0},{"$f":"IFERROR(repcalc('Historical scenario - input'!$CV136:$GH136,'Historical scenario - input'!$G136,'Historical scenario - input'!$E136,'Historical scenario - input'!$F136,20,TRUE,TRUE),\"\")","v":""},"","","","","","","","","","","","","","","","","","","",{"$f":"IFERROR(IF(OR(D151=\"\",'Historical scenario - input'!$D136=\"\"),\"\",D151/'Historical scenario - input'!$D136),\"\")","v":""},{"$f":"IFERROR(IF(OR(E151=\"\",'Historical scenario - input'!$D136=\"\"),\"\",E151/'Historical scenario - input'!$D136),\"\")","v":""},{"$f":"IFERROR(IF(OR(F151=\"\",'Historical scenario - input'!$D136=\"\"),\"\",F151/'Historical scenario - input'!$D136),\"\")","v":""},{"$f":"IFERROR(IF(OR(G151=\"\",'Historical scenario - input'!$D136=\"\"),\"\",G151/'Historical scenario - input'!$D136),\"\")","v":""},{"$f":"IFERROR(IF(OR(H151=\"\",'Historical scenario - input'!$D136=\"\"),\"\",H151/'Historical scenario - input'!$D136),\"\")","v":""},{"$f":"IFERROR(IF(OR(I151=\"\",'Historical scenario - input'!$D136=\"\"),\"\",I151/'Historical scenario - input'!$D136),\"\")","v":""},{"$f":"IFERROR(IF(OR(J151=\"\",'Historical scenario - input'!$D136=\"\"),\"\",J151/'Historical scenario - input'!$D136),\"\")","v":""},{"$f":"IFERROR(IF(OR(K151=\"\",'Historical scenario - input'!$D136=\"\"),\"\",K151/'Historical scenario - input'!$D136),\"\")","v":""},{"$f":"IFERROR(IF(OR(L151=\"\",'Historical scenario - input'!$D136=\"\"),\"\",L151/'Historical scenario - input'!$D136),\"\")","v":""},{"$f":"IFERROR(IF(OR(M151=\"\",'Historical scenario - input'!$D136=\"\"),\"\",M151/'Historical scenario - input'!$D136),\"\")","v":""},{"$f":"IFERROR(IF(OR(N151=\"\",'Historical scenario - input'!$D136=\"\"),\"\",N151/'Historical scenario - input'!$D136),\"\")","v":""},{"$f":"IFERROR(IF(OR(O151=\"\",'Historical scenario - input'!$D136=\"\"),\"\",O151/'Historical scenario - input'!$D136),\"\")","v":""},{"$f":"IFERROR(IF(OR(P151=\"\",'Historical scenario - input'!$D136=\"\"),\"\",P151/'Historical scenario - input'!$D136),\"\")","v":""},{"$f":"IFERROR(IF(OR(Q151=\"\",'Historical scenario - input'!$D136=\"\"),\"\",Q151/'Historical scenario - input'!$D136),\"\")","v":""},{"$f":"IFERROR(IF(OR(R151=\"\",'Historical scenario - input'!$D136=\"\"),\"\",R151/'Historical scenario - input'!$D136),\"\")","v":""},{"$f":"IFERROR(IF(OR(S151=\"\",'Historical scenario - input'!$D136=\"\"),\"\",S151/'Historical scenario - input'!$D136),\"\")","v":""},{"$f":"IFERROR(IF(OR(T151=\"\",'Historical scenario - input'!$D136=\"\"),\"\",T151/'Historical scenario - input'!$D136),\"\")","v":""},{"$f":"IFERROR(IF(OR(U151=\"\",'Historical scenario - input'!$D136=\"\"),\"\",U151/'Historical scenario - input'!$D136),\"\")","v":""},{"$f":"IFERROR(IF(OR(V151=\"\",'Historical scenario - input'!$D136=\"\"),\"\",V151/'Historical scenario - input'!$D136),\"\")","v":""},{"$f":"IFERROR(IF(OR(W151=\"\",'Historical scenario - input'!$D136=\"\"),\"\",W151/'Historical scenario - input'!$D136),\"\")","v":""}]
[{"$f":"IFERROR('Historical scenario - input'!A137,\"\")","v":""},{"$f":"IFERROR('Historical scenario - input'!B137,\"\")","v":0},{"$f":"IFERROR('Historical scenario - input'!C137,\"\")","v":0},{"$f":"IFERROR(repcalc('Historical scenario - input'!$CV137:$GH137,'Historical scenario - input'!$G137,'Historical scenario - input'!$E137,'Historical scenario - input'!$F137,20,TRUE,TRUE),\"\")","v":""},"","","","","","","","","","","","","","","","","","","",{"$f":"IFERROR(IF(OR(D152=\"\",'Historical scenario - input'!$D137=\"\"),\"\",D152/'Historical scenario - input'!$D137),\"\")","v":""},{"$f":"IFERROR(IF(OR(E152=\"\",'Historical scenario - input'!$D137=\"\"),\"\",E152/'Historical scenario - input'!$D137),\"\")","v":""},{"$f":"IFERROR(IF(OR(F152=\"\",'Historical scenario - input'!$D137=\"\"),\"\",F152/'Historical scenario - input'!$D137),\"\")","v":""},{"$f":"IFERROR(IF(OR(G152=\"\",'Historical scenario - input'!$D137=\"\"),\"\",G152/'Historical scenario - input'!$D137),\"\")","v":""},{"$f":"IFERROR(IF(OR(H152=\"\",'Historical scenario - input'!$D137=\"\"),\"\",H152/'Historical scenario - input'!$D137),\"\")","v":""},{"$f":"IFERROR(IF(OR(I152=\"\",'Historical scenario - input'!$D137=\"\"),\"\",I152/'Historical scenario - input'!$D137),\"\")","v":""},{"$f":"IFERROR(IF(OR(J152=\"\",'Historical scenario - input'!$D137=\"\"),\"\",J152/'Historical scenario - input'!$D137),\"\")","v":""},{"$f":"IFERROR(IF(OR(K152=\"\",'Historical scenario - input'!$D137=\"\"),\"\",K152/'Historical scenario - input'!$D137),\"\")","v":""},{"$f":"IFERROR(IF(OR(L152=\"\",'Historical scenario - input'!$D137=\"\"),\"\",L152/'Historical scenario - input'!$D137),\"\")","v":""},{"$f":"IFERROR(IF(OR(M152=\"\",'Historical scenario - input'!$D137=\"\"),\"\",M152/'Historical scenario - input'!$D137),\"\")","v":""},{"$f":"IFERROR(IF(OR(N152=\"\",'Historical scenario - input'!$D137=\"\"),\"\",N152/'Historical scenario - input'!$D137),\"\")","v":""},{"$f":"IFERROR(IF(OR(O152=\"\",'Historical scenario - input'!$D137=\"\"),\"\",O152/'Historical scenario - input'!$D137),\"\")","v":""},{"$f":"IFERROR(IF(OR(P152=\"\",'Historical scenario - input'!$D137=\"\"),\"\",P152/'Historical scenario - input'!$D137),\"\")","v":""},{"$f":"IFERROR(IF(OR(Q152=\"\",'Historical scenario - input'!$D137=\"\"),\"\",Q152/'Historical scenario - input'!$D137),\"\")","v":""},{"$f":"IFERROR(IF(OR(R152=\"\",'Historical scenario - input'!$D137=\"\"),\"\",R152/'Historical scenario - input'!$D137),\"\")","v":""},{"$f":"IFERROR(IF(OR(S152=\"\",'Historical scenario - input'!$D137=\"\"),\"\",S152/'Historical scenario - input'!$D137),\"\")","v":""},{"$f":"IFERROR(IF(OR(T152=\"\",'Historical scenario - input'!$D137=\"\"),\"\",T152/'Historical scenario - input'!$D137),\"\")","v":""},{"$f":"IFERROR(IF(OR(U152=\"\",'Historical scenario - input'!$D137=\"\"),\"\",U152/'Historical scenario - input'!$D137),\"\")","v":""},{"$f":"IFERROR(IF(OR(V152=\"\",'Historical scenario - input'!$D137=\"\"),\"\",V152/'Historical scenario - input'!$D137),\"\")","v":""},{"$f":"IFERROR(IF(OR(W152=\"\",'Historical scenario - input'!$D137=\"\"),\"\",W152/'Historical scenario - input'!$D137),\"\")","v":""}]
[{"$f":"IFERROR('Historical scenario - input'!A138,\"\")","v":""},{"$f":"IFERROR('Historical scenario - input'!B138,\"\")","v":0},{"$f":"IFERROR('Historical scenario - input'!C138,\"\")","v":0},{"$f":"IFERROR(repcalc('Historical scenario - input'!$CV138:$GH138,'Historical scenario - input'!$G138,'Historical scenario - input'!$E138,'Historical scenario - input'!$F138,20,TRUE,TRUE),\"\")","v":""},"","","","","","","","","","","","","","","","","","","",{"$f":"IFERROR(IF(OR(D153=\"\",'Historical scenario - input'!$D138=\"\"),\"\",D153/'Historical scenario - input'!$D138),\"\")","v":""},{"$f":"IFERROR(IF(OR(E153=\"\",'Historical scenario - input'!$D138=\"\"),\"\",E153/'Historical scenario - input'!$D138),\"\")","v":""},{"$f":"IFERROR(IF(OR(F153=\"\",'Historical scenario - input'!$D138=\"\"),\"\",F153/'Historical scenario - input'!$D138),\"\")","v":""},{"$f":"IFERROR(IF(OR(G153=\"\",'Historical scenario - input'!$D138=\"\"),\"\",G153/'Historical scenario - input'!$D138),\"\")","v":""},{"$f":"IFERROR(IF(OR(H153=\"\",'Historical scenario - input'!$D138=\"\"),\"\",H153/'Historical scenario - input'!$D138),\"\")","v":""},{"$f":"IFERROR(IF(OR(I153=\"\",'Historical scenario - input'!$D138=\"\"),\"\",I153/'Historical scenario - input'!$D138),\"\")","v":""},{"$f":"IFERROR(IF(OR(J153=\"\",'Historical scenario - input'!$D138=\"\"),\"\",J153/'Historical scenario - input'!$D138),\"\")","v":""},{"$f":"IFERROR(IF(OR(K153=\"\",'Historical scenario - input'!$D138=\"\"),\"\",K153/'Historical scenario - input'!$D138),\"\")","v":""},{"$f":"IFERROR(IF(OR(L153=\"\",'Historical scenario - input'!$D138=\"\"),\"\",L153/'Historical scenario - input'!$D138),\"\")","v":""},{"$f":"IFERROR(IF(OR(M153=\"\",'Historical scenario - input'!$D138=\"\"),\"\",M153/'Historical scenario - input'!$D138),\"\")","v":""},{"$f":"IFERROR(IF(OR(N153=\"\",'Historical scenario - input'!$D138=\"\"),\"\",N153/'Historical scenario - input'!$D138),\"\")","v":""},{"$f":"IFERROR(IF(OR(O153=\"\",'Historical scenario - input'!$D138=\"\"),\"\",O153/'Historical scenario - input'!$D138),\"\")","v":""},{"$f":"IFERROR(IF(OR(P153=\"\",'Historical scenario - input'!$D138=\"\"),\"\",P153/'Historical scenario - input'!$D138),\"\")","v":""},{"$f":"IFERROR(IF(OR(Q153=\"\",'Historical scenario - input'!$D138=\"\"),\"\",Q153/'Historical scenario - input'!$D138),\"\")","v":""},{"$f":"IFERROR(IF(OR(R153=\"\",'Historical scenario - input'!$D138=\"\"),\"\",R153/'Historical scenario - input'!$D138),\"\")","v":""},{"$f":"IFERROR(IF(OR(S153=\"\",'Historical scenario - input'!$D138=\"\"),\"\",S153/'Historical scenario - input'!$D138),\"\")","v":""},{"$f":"IFERROR(IF(OR(T153=\"\",'Historical scenario - input'!$D138=\"\"),\"\",T153/'Historical scenario - input'!$D138),\"\")","v":""},{"$f":"IFERROR(IF(OR(U153=\"\",'Historical scenario - input'!$D138=\"\"),\"\",U153/'Historical scenario - input'!$D138),\"\")","v":""},{"$f":"IFERROR(IF(OR(V153=\"\",'Historical scenario - input'!$D138=\"\"),\"\",V153/'Historical scenario - input'!$D138),\"\")","v":""},{"$f":"IFERROR(IF(OR(W153=\"\",'Historical scenario - input'!$D138=\"\"),\"\",W153/'Historical scenario - input'!$D138),\"\")","v":""}]
[{"$f":"IFERROR('Historical scenario - input'!A139,\"\")","v":""},{"$f":"IFERROR('Historical scenario - input'!B139,\"\")","v":0},{"$f":"IFERROR('Historical scenario - input'!C139,\"\")","v":0},{"$f":"IFERROR(repcalc('Historical scenario - input'!$CV139:$GH139,'Historical scenario - input'!$G139,'Historical scenario - input'!$E139,'Historical scenario - input'!$F139,20,TRUE,TRUE),\"\")","v":""},"","","","","","","","","","","","","","","","","","","",{"$f":"IFERROR(IF(OR(D154=\"\",'Historical scenario - input'!$D139=\"\"),\"\",D154/'Historical scenario - input'!$D139),\"\")","v":""},{"$f":"IFERROR(IF(OR(E154=\"\",'Historical scenario - input'!$D139=\"\"),\"\",E154/'Historical scenario - input'!$D139),\"\")","v":""},{"$f":"IFERROR(IF(OR(F154=\"\",'Historical scenario - input'!$D139=\"\"),\"\",F154/'Historical scenario - input'!$D139),\"\")","v":""},{"$f":"IFERROR(IF(OR(G154=\"\",'Historical scenario - input'!$D139=\"\"),\"\",G154/'Historical scenario - input'!$D139),\"\")","v":""},{"$f":"IFERROR(IF(OR(H154=\"\",'Historical scenario - input'!$D139=\"\"),\"\",H154/'Historical scenario - input'!$D139),\"\")","v":""},{"$f":"IFERROR(IF(OR(I154=\"\",'Historical scenario - input'!$D139=\"\"),\"\",I154/'Historical scenario - input'!$D139),\"\")","v":""},{"$f":"IFERROR(IF(OR(J154=\"\",'Historical scenario - input'!$D139=\"\"),\"\",J154/'Historical scenario - input'!$D139),\"\")","v":""},{"$f":"IFERROR(IF(OR(K154=\"\",'Historical scenario - input'!$D139=\"\"),\"\",K154/'Historical scenario - input'!$D139),\"\")","v":""},{"$f":"IFERROR(IF(OR(L154=\"\",'Historical scenario - input'!$D139=\"\"),\"\",L154/'Historical scenario - input'!$D139),\"\")","v":""},{"$f":"IFERROR(IF(OR(M154=\"\",'Historical scenario - input'!$D139=\"\"),\"\",M154/'Historical scenario - input'!$D139),\"\")","v":""},{"$f":"IFERROR(IF(OR(N154=\"\",'Historical scenario - input'!$D139=\"\"),\"\",N154/'Historical scenario - input'!$D139),\"\")","v":""},{"$f":"IFERROR(IF(OR(O154=\"\",'Historical scenario - input'!$D139=\"\"),\"\",O154/'Historical scenario - input'!$D139),\"\")","v":""},{"$f":"IFERROR(IF(OR(P154=\"\",'Historical scenario - input'!$D139=\"\"),\"\",P154/'Historical scenario - input'!$D139),\"\")","v":""},{"$f":"IFERROR(IF(OR(Q154=\"\",'Historical scenario - input'!$D139=\"\"),\"\",Q154/'Historical scenario - input'!$D139),\"\")","v":""},{"$f":"IFERROR(IF(OR(R154=\"\",'Historical scenario - input'!$D139=\"\"),\"\",R154/'Historical scenario - input'!$D139),\"\")","v":""},{"$f":"IFERROR(IF(OR(S154=\"\",'Historical scenario - input'!$D139=\"\"),\"\",S154/'Historical scenario - input'!$D139),\"\")","v":""},{"$f":"IFERROR(IF(OR(T154=\"\",'Historical scenario - input'!$D139=\"\"),\"\",T154/'Historical scenario - input'!$D139),\"\")","v":""},{"$f":"IFERROR(IF(OR(U154=\"\",'Historical scenario - input'!$D139=\"\"),\"\",U154/'Historical scenario - input'!$D139),\"\")","v":""},{"$f":"IFERROR(IF(OR(V154=\"\",'Historical scenario - input'!$D139=\"\"),\"\",V154/'Historical scenario - input'!$D139),\"\")","v":""},{"$f":"IFERROR(IF(OR(W154=\"\",'Historical scenario - input'!$D139=\"\"),\"\",W154/'Historical scenario - input'!$D139),\"\")","v":""}]
[{"$f":"IFERROR('Historical scenario - input'!A140,\"\")","v":""},{"$f":"IFERROR('Historical scenario - input'!B140,\"\")","v":0},{"$f":"IFERROR('Historical scenario - input'!C140,\"\")","v":0},{"$f":"IFERROR(repcalc('Historical scenario - input'!$CV140:$GH140,'Historical scenario - input'!$G140,'Historical scenario - input'!$E140,'Historical scenario - input'!$F140,20,TRUE,TRUE),\"\")","v":""},"","","","","","","","","","","","","","","","","","","",{"$f":"IFERROR(IF(OR(D155=\"\",'Historical scenario - input'!$D140=\"\"),\"\",D155/'Historical scenario - input'!$D140),\"\")","v":""},{"$f":"IFERROR(IF(OR(E155=\"\",'Historical scenario - input'!$D140=\"\"),\"\",E155/'Historical scenario - input'!$D140),\"\")","v":""},{"$f":"IFERROR(IF(OR(F155=\"\",'Historical scenario - input'!$D140=\"\"),\"\",F155/'Historical scenario - input'!$D140),\"\")","v":""},{"$f":"IFERROR(IF(OR(G155=\"\",'Historical scenario - input'!$D140=\"\"),\"\",G155/'Historical scenario - input'!$D140),\"\")","v":""},{"$f":"IFERROR(IF(OR(H155=\"\",'Historical scenario - input'!$D140=\"\"),\"\",H155/'Historical scenario - input'!$D140),\"\")","v":""},{"$f":"IFERROR(IF(OR(I155=\"\",'Historical scenario - input'!$D140=\"\"),\"\",I155/'Historical scenario - input'!$D140),\"\")","v":""},{"$f":"IFERROR(IF(OR(J155=\"\",'Historical scenario - input'!$D140=\"\"),\"\",J155/'Historical scenario - input'!$D140),\"\")","v":""},{"$f":"IFERROR(IF(OR(K155=\"\",'Historical scenario - input'!$D140=\"\"),\"\",K155/'Historical scenario - input'!$D140),\"\")","v":""},{"$f":"IFERROR(IF(OR(L155=\"\",'Historical scenario - input'!$D140=\"\"),\"\",L155/'Historical scenario - input'!$D140),\"\")","v":""},{"$f":"IFERROR(IF(OR(M155=\"\",'Historical scenario - input'!$D140=\"\"),\"\",M155/'Historical scenario - input'!$D140),\"\")","v":""},{"$f":"IFERROR(IF(OR(N155=\"\",'Historical scenario - input'!$D140=\"\"),\"\",N155/'Historical scenario - input'!$D140),\"\")","v":""},{"$f":"IFERROR(IF(OR(O155=\"\",'Historical scenario - input'!$D140=\"\"),\"\",O155/'Historical scenario - input'!$D140),\"\")","v":""},{"$f":"IFERROR(IF(OR(P155=\"\",'Historical scenario - input'!$D140=\"\"),\"\",P155/'Historical scenario - input'!$D140),\"\")","v":""},{"$f":"IFERROR(IF(OR(Q155=\"\",'Historical scenario - input'!$D140=\"\"),\"\",Q155/'Historical scenario - input'!$D140),\"\")","v":""},{"$f":"IFERROR(IF(OR(R155=\"\",'Historical scenario - input'!$D140=\"\"),\"\",R155/'Historical scenario - input'!$D140),\"\")","v":""},{"$f":"IFERROR(IF(OR(S155=\"\",'Historical scenario - input'!$D140=\"\"),\"\",S155/'Historical scenario - input'!$D140),\"\")","v":""},{"$f":"IFERROR(IF(OR(T155=\"\",'Historical scenario - input'!$D140=\"\"),\"\",T155/'Historical scenario - input'!$D140),\"\")","v":""},{"$f":"IFERROR(IF(OR(U155=\"\",'Historical scenario - input'!$D140=\"\"),\"\",U155/'Historical scenario - input'!$D140),\"\")","v":""},{"$f":"IFERROR(IF(OR(V155=\"\",'Historical scenario - input'!$D140=\"\"),\"\",V155/'Historical scenario - input'!$D140),\"\")","v":""},{"$f":"IFERROR(IF(OR(W155=\"\",'Historical scenario - input'!$D140=\"\"),\"\",W155/'Historical scenario - input'!$D140),\"\")","v":""}]
[{"$f":"IFERROR('Historical scenario - input'!A141,\"\")","v":""},{"$f":"IFERROR('Historical scenario - input'!B141,\"\")","v":0},{"$f":"IFERROR('Historical scenario - input'!C141,\"\")","v":0},{"$f":"IFERROR(repcalc('Historical scenario - input'!$CV141:$GH141,'Historical scenario - input'!$G141,'Historical scenario - input'!$E141,'Historical scenario - input'!$F141,20,TRUE,TRUE),\"\")","v":""},"","","","","","","","","","","","","","","","","","","",{"$f":"IFERROR(IF(OR(D156=\"\",'Historical scenario - input'!$D141=\"\"),\"\",D156/'Historical scenario - input'!$D141),\"\")","v":""},{"$f":"IFERROR(IF(OR(E156=\"\",'Historical scenario - input'!$D141=\"\"),\"\",E156/'Historical scenario - input'!$D141),\"\")","v":""},{"$f":"IFERROR(IF(OR(F156=\"\",'Historical scenario - input'!$D141=\"\"),\"\",F156/'Historical scenario - input'!$D141),\"\")","v":""},{"$f":"IFERROR(IF(OR(G156=\"\",'Historical scenario - input'!$D141=\"\"),\"\",G156/'Historical scenario - input'!$D141),\"\")","v":""},{"$f":"IFERROR(IF(OR(H156=\"\",'Historical scenario - input'!$D141=\"\"),\"\",H156/'Historical scenario - input'!$D141),\"\")","v":""},{"$f":"IFERROR(IF(OR(I156=\"\",'Historical scenario - input'!$D141=\"\"),\"\",I156/'Historical scenario - input'!$D141),\"\")","v":""},{"$f":"IFERROR(IF(OR(J156=\"\",'Historical scenario - input'!$D141=\"\"),\"\",J156/'Historical scenario - input'!$D141),\"\")","v":""},{"$f":"IFERROR(IF(OR(K156=\"\",'Historical scenario - input'!$D141=\"\"),\"\",K156/'Historical scenario - input'!$D141),\"\")","v":""},{"$f":"IFERROR(IF(OR(L156=\"\",'Historical scenario - input'!$D141=\"\"),\"\",L156/'Historical scenario - input'!$D141),\"\")","v":""},{"$f":"IFERROR(IF(OR(M156=\"\",'Historical scenario - input'!$D141=\"\"),\"\",M156/'Historical scenario - input'!$D141),\"\")","v":""},{"$f":"IFERROR(IF(OR(N156=\"\",'Historical scenario - input'!$D141=\"\"),\"\",N156/'Historical scenario - input'!$D141),\"\")","v":""},{"$f":"IFERROR(IF(OR(O156=\"\",'Historical scenario - input'!$D141=\"\"),\"\",O156/'Historical scenario - input'!$D141),\"\")","v":""},{"$f":"IFERROR(IF(OR(P156=\"\",'Historical scenario - input'!$D141=\"\"),\"\",P156/'Historical scenario - input'!$D141),\"\")","v":""},{"$f":"IFERROR(IF(OR(Q156=\"\",'Historical scenario - input'!$D141=\"\"),\"\",Q156/'Historical scenario - input'!$D141),\"\")","v":""},{"$f":"IFERROR(IF(OR(R156=\"\",'Historical scenario - input'!$D141=\"\"),\"\",R156/'Historical scenario - input'!$D141),\"\")","v":""},{"$f":"IFERROR(IF(OR(S156=\"\",'Historical scenario - input'!$D141=\"\"),\"\",S156/'Historical scenario - input'!$D141),\"\")","v":""},{"$f":"IFERROR(IF(OR(T156=\"\",'Historical scenario - input'!$D141=\"\"),\"\",T156/'Historical scenario - input'!$D141),\"\")","v":""},{"$f":"IFERROR(IF(OR(U156=\"\",'Historical scenario - input'!$D141=\"\"),\"\",U156/'Historical scenario - input'!$D141),\"\")","v":""},{"$f":"IFERROR(IF(OR(V156=\"\",'Historical scenario - input'!$D141=\"\"),\"\",V156/'Historical scenario - input'!$D141),\"\")","v":""},{"$f":"IFERROR(IF(OR(W156=\"\",'Historical scenario - input'!$D141=\"\"),\"\",W156/'Historical scenario - input'!$D141),\"\")","v":""}]
[{"$f":"IFERROR('Historical scenario - input'!A142,\"\")","v":""},{"$f":"IFERROR('Historical scenario - input'!B142,\"\")","v":0},{"$f":"IFERROR('Historical scenario - input'!C142,\"\")","v":0},{"$f":"IFERROR(repcalc('Historical scenario - input'!$CV142:$GH142,'Historical scenario - input'!$G142,'Historical scenario - input'!$E142,'Historical scenario - input'!$F142,20,TRUE,TRUE),\"\")","v":""},"","","","","","","","","","","","","","","","","","","",{"$f":"IFERROR(IF(OR(D157=\"\",'Historical scenario - input'!$D142=\"\"),\"\",D157/'Historical scenario - input'!$D142),\"\")","v":""},{"$f":"IFERROR(IF(OR(E157=\"\",'Historical scenario - input'!$D142=\"\"),\"\",E157/'Historical scenario - input'!$D142),\"\")","v":""},{"$f":"IFERROR(IF(OR(F157=\"\",'Historical scenario - input'!$D142=\"\"),\"\",F157/'Historical scenario - input'!$D142),\"\")","v":""},{"$f":"IFERROR(IF(OR(G157=\"\",'Historical scenario - input'!$D142=\"\"),\"\",G157/'Historical scenario - input'!$D142),\"\")","v":""},{"$f":"IFERROR(IF(OR(H157=\"\",'Historical scenario - input'!$D142=\"\"),\"\",H157/'Historical scenario - input'!$D142),\"\")","v":""},{"$f":"IFERROR(IF(OR(I157=\"\",'Historical scenario - input'!$D142=\"\"),\"\",I157/'Historical scenario - input'!$D142),\"\")","v":""},{"$f":"IFERROR(IF(OR(J157=\"\",'Historical scenario - input'!$D142=\"\"),\"\",J157/'Historical scenario - input'!$D142),\"\")","v":""},{"$f":"IFERROR(IF(OR(K157=\"\",'Historical scenario - input'!$D142=\"\"),\"\",K157/'Historical scenario - input'!$D142),\"\")","v":""},{"$f":"IFERROR(IF(OR(L157=\"\",'Historical scenario - input'!$D142=\"\"),\"\",L157/'Historical scenario - input'!$D142),\"\")","v":""},{"$f":"IFERROR(IF(OR(M157=\"\",'Historical scenario - input'!$D142=\"\"),\"\",M157/'Historical scenario - input'!$D142),\"\")","v":""},{"$f":"IFERROR(IF(OR(N157=\"\",'Historical scenario - input'!$D142=\"\"),\"\",N157/'Historical scenario - input'!$D142),\"\")","v":""},{"$f":"IFERROR(IF(OR(O157=\"\",'Historical scenario - input'!$D142=\"\"),\"\",O157/'Historical scenario - input'!$D142),\"\")","v":""},{"$f":"IFERROR(IF(OR(P157=\"\",'Historical scenario - input'!$D142=\"\"),\"\",P157/'Historical scenario - input'!$D142),\"\")","v":""},{"$f":"IFERROR(IF(OR(Q157=\"\",'Historical scenario - input'!$D142=\"\"),\"\",Q157/'Historical scenario - input'!$D142),\"\")","v":""},{"$f":"IFERROR(IF(OR(R157=\"\",'Historical scenario - input'!$D142=\"\"),\"\",R157/'Historical scenario - input'!$D142),\"\")","v":""},{"$f":"IFERROR(IF(OR(S157=\"\",'Historical scenario - input'!$D142=\"\"),\"\",S157/'Historical scenario - input'!$D142),\"\")","v":""},{"$f":"IFERROR(IF(OR(T157=\"\",'Historical scenario - input'!$D142=\"\"),\"\",T157/'Historical scenario - input'!$D142),\"\")","v":""},{"$f":"IFERROR(IF(OR(U157=\"\",'Historical scenario - input'!$D142=\"\"),\"\",U157/'Historical scenario - input'!$D142),\"\")","v":""},{"$f":"IFERROR(IF(OR(V157=\"\",'Historical scenario - input'!$D142=\"\"),\"\",V157/'Historical scenario - input'!$D142),\"\")","v":""},{"$f":"IFERROR(IF(OR(W157=\"\",'Historical scenario - input'!$D142=\"\"),\"\",W157/'Historical scenario - input'!$D142),\"\")","v":""}]
[{"$f":"IFERROR('Historical scenario - input'!A143,\"\")","v":""},{"$f":"IFERROR('Historical scenario - input'!B143,\"\")","v":0},{"$f":"IFERROR('Historical scenario - input'!C143,\"\")","v":0},{"$f":"IFERROR(repcalc('Historical scenario - input'!$CV143:$GH143,'Historical scenario - input'!$G143,'Historical scenario - input'!$E143,'Historical scenario - input'!$F143,20,TRUE,TRUE),\"\")","v":""},"","","","","","","","","","","","","","","","","","","",{"$f":"IFERROR(IF(OR(D158=\"\",'Historical scenario - input'!$D143=\"\"),\"\",D158/'Historical scenario - input'!$D143),\"\")","v":""},{"$f":"IFERROR(IF(OR(E158=\"\",'Historical scenario - input'!$D143=\"\"),\"\",E158/'Historical scenario - input'!$D143),\"\")","v":""},{"$f":"IFERROR(IF(OR(F158=\"\",'Historical scenario - input'!$D143=\"\"),\"\",F158/'Historical scenario - input'!$D143),\"\")","v":""},{"$f":"IFERROR(IF(OR(G158=\"\",'Historical scenario - input'!$D143=\"\"),\"\",G158/'Historical scenario - input'!$D143),\"\")","v":""},{"$f":"IFERROR(IF(OR(H158=\"\",'Historical scenario - input'!$D143=\"\"),\"\",H158/'Historical scenario - input'!$D143),\"\")","v":""},{"$f":"IFERROR(IF(OR(I158=\"\",'Historical scenario - input'!$D143=\"\"),\"\",I158/'Historical scenario - input'!$D143),\"\")","v":""},{"$f":"IFERROR(IF(OR(J158=\"\",'Historical scenario - input'!$D143=\"\"),\"\",J158/'Historical scenario - input'!$D143),\"\")","v":""},{"$f":"IFERROR(IF(OR(K158=\"\",'Historical scenario - input'!$D143=\"\"),\"\",K158/'Historical scenario - input'!$D143),\"\")","v":""},{"$f":"IFERROR(IF(OR(L158=\"\",'Historical scenario - input'!$D143=\"\"),\"\",L158/'Historical scenario - input'!$D143),\"\")","v":""},{"$f":"IFERROR(IF(OR(M158=\"\",'Historical scenario - input'!$D143=\"\"),\"\",M158/'Historical scenario - input'!$D143),\"\")","v":""},{"$f":"IFERROR(IF(OR(N158=\"\",'Historical scenario - input'!$D143=\"\"),\"\",N158/'Historical scenario - input'!$D143),\"\")","v":""},{"$f":"IFERROR(IF(OR(O158=\"\",'Historical scenario - input'!$D143=\"\"),\"\",O158/'Historical scenario - input'!$D143),\"\")","v":""},{"$f":"IFERROR(IF(OR(P158=\"\",'Historical scenario - input'!$D143=\"\"),\"\",P158/'Historical scenario - input'!$D143),\"\")","v":""},{"$f":"IFERROR(IF(OR(Q158=\"\",'Historical scenario - input'!$D143=\"\"),\"\",Q158/'Historical scenario - input'!$D143),\"\")","v":""},{"$f":"IFERROR(IF(OR(R158=\"\",'Historical scenario - input'!$D143=\"\"),\"\",R158/'Historical scenario - input'!$D143),\"\")","v":""},{"$f":"IFERROR(IF(OR(S158=\"\",'Historical scenario - input'!$D143=\"\"),\"\",S158/'Historical scenario - input'!$D143),\"\")","v":""},{"$f":"IFERROR(IF(OR(T158=\"\",'Historical scenario - input'!$D143=\"\"),\"\",T158/'Historical scenario - input'!$D143),\"\")","v":""},{"$f":"IFERROR(IF(OR(U158=\"\",'Historical scenario - input'!$D143=\"\"),\"\",U158/'Historical scenario - input'!$D143),\"\")","v":""},{"$f":"IFERROR(IF(OR(V158=\"\",'Historical scenario - input'!$D143=\"\"),\"\",V158/'Historical scenario - input'!$D143),\"\")","v":""},{"$f":"IFERROR(IF(OR(W158=\"\",'Historical scenario - input'!$D143=\"\"),\"\",W158/'Historical scenario - input'!$D143),\"\")","v":""}]
[{"$f":"IFERROR('Historical scenario - input'!A144,\"\")","v":""},{"$f":"IFERROR('Historical scenario - input'!B144,\"\")","v":0},{"$f":"IFERROR('Historical scenario - input'!C144,\"\")","v":0},{"$f":"IFERROR(repcalc('Historical scenario - input'!$CV144:$GH144,'Historical scenario - input'!$G144,'Historical scenario - input'!$E144,'Historical scenario - input'!$F144,20,TRUE,TRUE),\"\")","v":""},"","","","","","","","","","","","","","","","","","","",{"$f":"IFERROR(IF(OR(D159=\"\",'Historical scenario - input'!$D144=\"\"),\"\",D159/'Historical scenario - input'!$D144),\"\")","v":""},{"$f":"IFERROR(IF(OR(E159=\"\",'Historical scenario - input'!$D144=\"\"),\"\",E159/'Historical scenario - input'!$D144),\"\")","v":""},{"$f":"IFERROR(IF(OR(F159=\"\",'Historical scenario - input'!$D144=\"\"),\"\",F159/'Historical scenario - input'!$D144),\"\")","v":""},{"$f":"IFERROR(IF(OR(G159=\"\",'Historical scenario - input'!$D144=\"\"),\"\",G159/'Historical scenario - input'!$D144),\"\")","v":""},{"$f":"IFERROR(IF(OR(H159=\"\",'Historical scenario - input'!$D144=\"\"),\"\",H159/'Historical scenario - input'!$D144),\"\")","v":""},{"$f":"IFERROR(IF(OR(I159=\"\",'Historical scenario - input'!$D144=\"\"),\"\",I159/'Historical scenario - input'!$D144),\"\")","v":""},{"$f":"IFERROR(IF(OR(J159=\"\",'Historical scenario - input'!$D144=\"\"),\"\",J159/'Historical scenario - input'!$D144),\"\")","v":""},{"$f":"IFERROR(IF(OR(K159=\"\",'Historical scenario - input'!$D144=\"\"),\"\",K159/'Historical scenario - input'!$D144),\"\")","v":""},{"$f":"IFERROR(IF(OR(L159=\"\",'Historical scenario - input'!$D144=\"\"),\"\",L159/'Historical scenario - input'!$D144),\"\")","v":""},{"$f":"IFERROR(IF(OR(M159=\"\",'Historical scenario - input'!$D144=\"\"),\"\",M159/'Historical scenario - input'!$D144),\"\")","v":""},{"$f":"IFERROR(IF(OR(N159=\"\",'Historical scenario - input'!$D144=\"\"),\"\",N159/'Historical scenario - input'!$D144),\"\")","v":""},{"$f":"IFERROR(IF(OR(O159=\"\",'Historical scenario - input'!$D144=\"\"),\"\",O159/'Historical scenario - input'!$D144),\"\")","v":""},{"$f":"IFERROR(IF(OR(P159=\"\",'Historical scenario - input'!$D144=\"\"),\"\",P159/'Historical scenario - input'!$D144),\"\")","v":""},{"$f":"IFERROR(IF(OR(Q159=\"\",'Historical scenario - input'!$D144=\"\"),\"\",Q159/'Historical scenario - input'!$D144),\"\")","v":""},{"$f":"IFERROR(IF(OR(R159=\"\",'Historical scenario - input'!$D144=\"\"),\"\",R159/'Historical scenario - input'!$D144),\"\")","v":""},{"$f":"IFERROR(IF(OR(S159=\"\",'Historical scenario - input'!$D144=\"\"),\"\",S159/'Historical scenario - input'!$D144),\"\")","v":""},{"$f":"IFERROR(IF(OR(T159=\"\",'Historical scenario - input'!$D144=\"\"),\"\",T159/'Historical scenario - input'!$D144),\"\")","v":""},{"$f":"IFERROR(IF(OR(U159=\"\",'Historical scenario - input'!$D144=\"\"),\"\",U159/'Historical scenario - input'!$D144),\"\")","v":""},{"$f":"IFERROR(IF(OR(V159=\"\",'Historical scenario - input'!$D144=\"\"),\"\",V159/'Historical scenario - input'!$D144),\"\")","v":""},{"$f":"IFERROR(IF(OR(W159=\"\",'Historical scenario - input'!$D144=\"\"),\"\",W159/'Historical scenario - input'!$D144),\"\")","v":""}]
[{"$f":"IFERROR('Historical scenario - input'!A145,\"\")","v":""},{"$f":"IFERROR('Historical scenario - input'!B145,\"\")","v":0},{"$f":"IFERROR('Historical scenario - input'!C145,\"\")","v":0},{"$f":"IFERROR(repcalc('Historical scenario - input'!$CV145:$GH145,'Historical scenario - input'!$G145,'Historical scenario - input'!$E145,'Historical scenario - input'!$F145,20,TRUE,TRUE),\"\")","v":""},"","","","","","","","","","","","","","","","","","","",{"$f":"IFERROR(IF(OR(D160=\"\",'Historical scenario - input'!$D145=\"\"),\"\",D160/'Historical scenario - input'!$D145),\"\")","v":""},{"$f":"IFERROR(IF(OR(E160=\"\",'Historical scenario - input'!$D145=\"\"),\"\",E160/'Historical scenario - input'!$D145),\"\")","v":""},{"$f":"IFERROR(IF(OR(F160=\"\",'Historical scenario - input'!$D145=\"\"),\"\",F160/'Historical scenario - input'!$D145),\"\")","v":""},{"$f":"IFERROR(IF(OR(G160=\"\",'Historical scenario - input'!$D145=\"\"),\"\",G160/'Historical scenario - input'!$D145),\"\")","v":""},{"$f":"IFERROR(IF(OR(H160=\"\",'Historical scenario - input'!$D145=\"\"),\"\",H160/'Historical scenario - input'!$D145),\"\")","v":""},{"$f":"IFERROR(IF(OR(I160=\"\",'Historical scenario - input'!$D145=\"\"),\"\",I160/'Historical scenario - input'!$D145),\"\")","v":""},{"$f":"IFERROR(IF(OR(J160=\"\",'Historical scenario - input'!$D145=\"\"),\"\",J160/'Historical scenario - input'!$D145),\"\")","v":""},{"$f":"IFERROR(IF(OR(K160=\"\",'Historical scenario - input'!$D145=\"\"),\"\",K160/'Historical scenario - input'!$D145),\"\")","v":""},{"$f":"IFERROR(IF(OR(L160=\"\",'Historical scenario - input'!$D145=\"\"),\"\",L160/'Historical scenario - input'!$D145),\"\")","v":""},{"$f":"IFERROR(IF(OR(M160=\"\",'Historical scenario - input'!$D145=\"\"),\"\",M160/'Historical scenario - input'!$D145),\"\")","v":""},{"$f":"IFERROR(IF(OR(N160=\"\",'Historical scenario - input'!$D145=\"\"),\"\",N160/'Historical scenario - input'!$D145),\"\")","v":""},{"$f":"IFERROR(IF(OR(O160=\"\",'Historical scenario - input'!$D145=\"\"),\"\",O160/'Historical scenario - input'!$D145),\"\")","v":""},{"$f":"IFERROR(IF(OR(P160=\"\",'Historical scenario - input'!$D145=\"\"),\"\",P160/'Historical scenario - input'!$D145),\"\")","v":""},{"$f":"IFERROR(IF(OR(Q160=\"\",'Historical scenario - input'!$D145=\"\"),\"\",Q160/'Historical scenario - input'!$D145),\"\")","v":""},{"$f":"IFERROR(IF(OR(R160=\"\",'Historical scenario - input'!$D145=\"\"),\"\",R160/'Historical scenario - input'!$D145),\"\")","v":""},{"$f":"IFERROR(IF(OR(S160=\"\",'Historical scenario - input'!$D145=\"\"),\"\",S160/'Historical scenario - input'!$D145),\"\")","v":""},{"$f":"IFERROR(IF(OR(T160=\"\",'Historical scenario - input'!$D145=\"\"),\"\",T160/'Historical scenario - input'!$D145),\"\")","v":""},{"$f":"IFERROR(IF(OR(U160=\"\",'Historical scenario - input'!$D145=\"\"),\"\",U160/'Historical scenario - input'!$D145),\"\")","v":""},{"$f":"IFERROR(IF(OR(V160=\"\",'Historical scenario - input'!$D145=\"\"),\"\",V160/'Historical scenario - input'!$D145),\"\")","v":""},{"$f":"IFERROR(IF(OR(W160=\"\",'Historical scenario - input'!$D145=\"\"),\"\",W160/'Historical scenario - input'!$D145),\"\")","v":""}]
[{"$f":"IFERROR('Historical scenario - input'!A146,\"\")","v":""},{"$f":"IFERROR('Historical scenario - input'!B146,\"\")","v":0},{"$f":"IFERROR('Historical scenario - input'!C146,\"\")","v":0},{"$f":"IFERROR(repcalc('Historical scenario - input'!$CV146:$GH146,'Historical scenario - input'!$G146,'Historical scenario - input'!$E146,'Historical scenario - input'!$F146,20,TRUE,TRUE),\"\")","v":""},"","","","","","","","","","","","","","","","","","","",{"$f":"IFERROR(IF(OR(D161=\"\",'Historical scenario - input'!$D146=\"\"),\"\",D161/'Historical scenario - input'!$D146),\"\")","v":""},{"$f":"IFERROR(IF(OR(E161=\"\",'Historical scenario - input'!$D146=\"\"),\"\",E161/'Historical scenario - input'!$D146),\"\")","v":""},{"$f":"IFERROR(IF(OR(F161=\"\",'Historical scenario - input'!$D146=\"\"),\"\",F161/'Historical scenario - input'!$D146),\"\")","v":""},{"$f":"IFERROR(IF(OR(G161=\"\",'Historical scenario - input'!$D146=\"\"),\"\",G161/'Historical scenario - input'!$D146),\"\")","v":""},{"$f":"IFERROR(IF(OR(H161=\"\",'Historical scenario - input'!$D146=\"\"),\"\",H161/'Historical scenario - input'!$D146),\"\")","v":""},{"$f":"IFERROR(IF(OR(I161=\"\",'Historical scenario - input'!$D146=\"\"),\"\",I161/'Historical scenario - input'!$D146),\"\")","v":""},{"$f":"IFERROR(IF(OR(J161=\"\",'Historical scenario - input'!$D146=\"\"),\"\",J161/'Historical scenario - input'!$D146),\"\")","v":""},{"$f":"IFERROR(IF(OR(K161=\"\",'Historical scenario - input'!$D146=\"\"),\"\",K161/'Historical scenario - input'!$D146),\"\")","v":""},{"$f":"IFERROR(IF(OR(L161=\"\",'Historical scenario - input'!$D146=\"\"),\"\",L161/'Historical scenario - input'!$D146),\"\")","v":""},{"$f":"IFERROR(IF(OR(M161=\"\",'Historical scenario - input'!$D146=\"\"),\"\",M161/'Historical scenario - input'!$D146),\"\")","v":""},{"$f":"IFERROR(IF(OR(N161=\"\",'Historical scenario - input'!$D146=\"\"),\"\",N161/'Historical scenario - input'!$D146),\"\")","v":""},{"$f":"IFERROR(IF(OR(O161=\"\",'Historical scenario - input'!$D146=\"\"),\"\",O161/'Historical scenario - input'!$D146),\"\")","v":""},{"$f":"IFERROR(IF(OR(P161=\"\",'Historical scenario - input'!$D146=\"\"),\"\",P161/'Historical scenario - input'!$D146),\"\")","v":""},{"$f":"IFERROR(IF(OR(Q161=\"\",'Historical scenario - input'!$D146=\"\"),\"\",Q161/'Historical scenario - input'!$D146),\"\")","v":""},{"$f":"IFERROR(IF(OR(R161=\"\",'Historical scenario - input'!$D146=\"\"),\"\",R161/'Historical scenario - input'!$D146),\"\")","v":""},{"$f":"IFERROR(IF(OR(S161=\"\",'Historical scenario - input'!$D146=\"\"),\"\",S161/'Historical scenario - input'!$D146),\"\")","v":""},{"$f":"IFERROR(IF(OR(T161=\"\",'Historical scenario - input'!$D146=\"\"),\"\",T161/'Historical scenario - input'!$D146),\"\")","v":""},{"$f":"IFERROR(IF(OR(U161=\"\",'Historical scenario - input'!$D146=\"\"),\"\",U161/'Historical scenario - input'!$D146),\"\")","v":""},{"$f":"IFERROR(IF(OR(V161=\"\",'Historical scenario - input'!$D146=\"\"),\"\",V161/'Historical scenario - input'!$D146),\"\")","v":""},{"$f":"IFERROR(IF(OR(W161=\"\",'Historical scenario - input'!$D146=\"\"),\"\",W161/'Historical scenario - input'!$D146),\"\")","v":""}]
[{"$f":"IFERROR('Historical scenario - input'!A147,\"\")","v":""},{"$f":"IFERROR('Historical scenario - input'!B147,\"\")","v":0},{"$f":"IFERROR('Historical scenario - input'!C147,\"\")","v":0},{"$f":"IFERROR(repcalc('Historical scenario - input'!$CV147:$GH147,'Historical scenario - input'!$G147,'Historical scenario - input'!$E147,'Historical scenario - input'!$F147,20,TRUE,TRUE),\"\")","v":""},"","","","","","","","","","","","","","","","","","","",{"$f":"IFERROR(IF(OR(D162=\"\",'Historical scenario - input'!$D147=\"\"),\"\",D162/'Historical scenario - input'!$D147),\"\")","v":""},{"$f":"IFERROR(IF(OR(E162=\"\",'Historical scenario - input'!$D147=\"\"),\"\",E162/'Historical scenario - input'!$D147),\"\")","v":""},{"$f":"IFERROR(IF(OR(F162=\"\",'Historical scenario - input'!$D147=\"\"),\"\",F162/'Historical scenario - input'!$D147),\"\")","v":""},{"$f":"IFERROR(IF(OR(G162=\"\",'Historical scenario - input'!$D147=\"\"),\"\",G162/'Historical scenario - input'!$D147),\"\")","v":""},{"$f":"IFERROR(IF(OR(H162=\"\",'Historical scenario - input'!$D147=\"\"),\"\",H162/'Historical scenario - input'!$D147),\"\")","v":""},{"$f":"IFERROR(IF(OR(I162=\"\",'Historical scenario - input'!$D147=\"\"),\"\",I162/'Historical scenario - input'!$D147),\"\")","v":""},{"$f":"IFERROR(IF(OR(J162=\"\",'Historical scenario - input'!$D147=\"\"),\"\",J162/'Historical scenario - input'!$D147),\"\")","v":""},{"$f":"IFERROR(IF(OR(K162=\"\",'Historical scenario - input'!$D147=\"\"),\"\",K162/'Historical scenario - input'!$D147),\"\")","v":""},{"$f":"IFERROR(IF(OR(L162=\"\",'Historical scenario - input'!$D147=\"\"),\"\",L162/'Historical scenario - input'!$D147),\"\")","v":""},{"$f":"IFERROR(IF(OR(M162=\"\",'Historical scenario - input'!$D147=\"\"),\"\",M162/'Historical scenario - input'!$D147),\"\")","v":""},{"$f":"IFERROR(IF(OR(N162=\"\",'Historical scenario - input'!$D147=\"\"),\"\",N162/'Historical scenario - input'!$D147),\"\")","v":""},{"$f":"IFERROR(IF(OR(O162=\"\",'Historical scenario - input'!$D147=\"\"),\"\",O162/'Historical scenario - input'!$D147),\"\")","v":""},{"$f":"IFERROR(IF(OR(P162=\"\",'Historical scenario - input'!$D147=\"\"),\"\",P162/'Historical scenario - input'!$D147),\"\")","v":""},{"$f":"IFERROR(IF(OR(Q162=\"\",'Historical scenario - input'!$D147=\"\"),\"\",Q162/'Historical scenario - input'!$D147),\"\")","v":""},{"$f":"IFERROR(IF(OR(R162=\"\",'Historical scenario - input'!$D147=\"\"),\"\",R162/'Historical scenario - input'!$D147),\"\")","v":""},{"$f":"IFERROR(IF(OR(S162=\"\",'Historical scenario - input'!$D147=\"\"),\"\",S162/'Historical scenario - input'!$D147),\"\")","v":""},{"$f":"IFERROR(IF(OR(T162=\"\",'Historical scenario - input'!$D147=\"\"),\"\",T162/'Historical scenario - input'!$D147),\"\")","v":""},{"$f":"IFERROR(IF(OR(U162=\"\",'Historical scenario - input'!$D147=\"\"),\"\",U162/'Historical scenario - input'!$D147),\"\")","v":""},{"$f":"IFERROR(IF(OR(V162=\"\",'Historical scenario - input'!$D147=\"\"),\"\",V162/'Historical scenario - input'!$D147),\"\")","v":""},{"$f":"IFERROR(IF(OR(W162=\"\",'Historical scenario - input'!$D147=\"\"),\"\",W162/'Historical scenario - input'!$D147),\"\")","v":""}]
[{"$f":"IFERROR('Historical scenario - input'!A148,\"\")","v":""},{"$f":"IFERROR('Historical scenario - input'!B148,\"\")","v":0},{"$f":"IFERROR('Historical scenario - input'!C148,\"\")","v":0},{"$f":"IFERROR(repcalc('Historical scenario - input'!$CV148:$GH148,'Historical scenario - input'!$G148,'Historical scenario - input'!$E148,'Historical scenario - input'!$F148,20,TRUE,TRUE),\"\")","v":""},"","","","","","","","","","","","","","","","","","","",{"$f":"IFERROR(IF(OR(D163=\"\",'Historical scenario - input'!$D148=\"\"),\"\",D163/'Historical scenario - input'!$D148),\"\")","v":""},{"$f":"IFERROR(IF(OR(E163=\"\",'Historical scenario - input'!$D148=\"\"),\"\",E163/'Historical scenario - input'!$D148),\"\")","v":""},{"$f":"IFERROR(IF(OR(F163=\"\",'Historical scenario - input'!$D148=\"\"),\"\",F163/'Historical scenario - input'!$D148),\"\")","v":""},{"$f":"IFERROR(IF(OR(G163=\"\",'Historical scenario - input'!$D148=\"\"),\"\",G163/'Historical scenario - input'!$D148),\"\")","v":""},{"$f":"IFERROR(IF(OR(H163=\"\",'Historical scenario - input'!$D148=\"\"),\"\",H163/'Historical scenario - input'!$D148),\"\")","v":""},{"$f":"IFERROR(IF(OR(I163=\"\",'Historical scenario - input'!$D148=\"\"),\"\",I163/'Historical scenario - input'!$D148),\"\")","v":""},{"$f":"IFERROR(IF(OR(J163=\"\",'Historical scenario - input'!$D148=\"\"),\"\",J163/'Historical scenario - input'!$D148),\"\")","v":""},{"$f":"IFERROR(IF(OR(K163=\"\",'Historical scenario - input'!$D148=\"\"),\"\",K163/'Historical scenario - input'!$D148),\"\")","v":""},{"$f":"IFERROR(IF(OR(L163=\"\",'Historical scenario - input'!$D148=\"\"),\"\",L163/'Historical scenario - input'!$D148),\"\")","v":""},{"$f":"IFERROR(IF(OR(M163=\"\",'Historical scenario - input'!$D148=\"\"),\"\",M163/'Historical scenario - input'!$D148),\"\")","v":""},{"$f":"IFERROR(IF(OR(N163=\"\",'Historical scenario - input'!$D148=\"\"),\"\",N163/'Historical scenario - input'!$D148),\"\")","v":""},{"$f":"IFERROR(IF(OR(O163=\"\",'Historical scenario - input'!$D148=\"\"),\"\",O163/'Historical scenario - input'!$D148),\"\")","v":""},{"$f":"IFERROR(IF(OR(P163=\"\",'Historical scenario - input'!$D148=\"\"),\"\",P163/'Historical scenario - input'!$D148),\"\")","v":""},{"$f":"IFERROR(IF(OR(Q163=\"\",'Historical scenario - input'!$D148=\"\"),\"\",Q163/'Historical scenario - input'!$D148),\"\")","v":""},{"$f":"IFERROR(IF(OR(R163=\"\",'Historical scenario - input'!$D148=\"\"),\"\",R163/'Historical scenario - input'!$D148),\"\")","v":""},{"$f":"IFERROR(IF(OR(S163=\"\",'Historical scenario - input'!$D148=\"\"),\"\",S163/'Historical scenario - input'!$D148),\"\")","v":""},{"$f":"IFERROR(IF(OR(T163=\"\",'Historical scenario - input'!$D148=\"\"),\"\",T163/'Historical scenario - input'!$D148),\"\")","v":""},{"$f":"IFERROR(IF(OR(U163=\"\",'Historical scenario - input'!$D148=\"\"),\"\",U163/'Historical scenario - input'!$D148),\"\")","v":""},{"$f":"IFERROR(IF(OR(V163=\"\",'Historical scenario - input'!$D148=\"\"),\"\",V163/'Historical scenario - input'!$D148),\"\")","v":""},{"$f":"IFERROR(IF(OR(W163=\"\",'Historical scenario - input'!$D148=\"\"),\"\",W163/'Historical scenario - input'!$D148),\"\")","v":""}]
[{"$f":"IFERROR('Historical scenario - input'!A149,\"\")","v":""},{"$f":"IFERROR('Historical scenario - input'!B149,\"\")","v":0},{"$f":"IFERROR('Historical scenario - input'!C149,\"\")","v":0},{"$f":"IFERROR(repcalc('Historical scenario - input'!$CV149:$GH149,'Historical scenario - input'!$G149,'Historical scenario - input'!$E149,'Historical scenario - input'!$F149,20,TRUE,TRUE),\"\")","v":""},"","","","","","","","","","","","","","","","","","","",{"$f":"IFERROR(IF(OR(D164=\"\",'Historical scenario - input'!$D149=\"\"),\"\",D164/'Historical scenario - input'!$D149),\"\")","v":""},{"$f":"IFERROR(IF(OR(E164=\"\",'Historical scenario - input'!$D149=\"\"),\"\",E164/'Historical scenario - input'!$D149),\"\")","v":""},{"$f":"IFERROR(IF(OR(F164=\"\",'Historical scenario - input'!$D149=\"\"),\"\",F164/'Historical scenario - input'!$D149),\"\")","v":""},{"$f":"IFERROR(IF(OR(G164=\"\",'Historical scenario - input'!$D149=\"\"),\"\",G164/'Historical scenario - input'!$D149),\"\")","v":""},{"$f":"IFERROR(IF(OR(H164=\"\",'Historical scenario - input'!$D149=\"\"),\"\",H164/'Historical scenario - input'!$D149),\"\")","v":""},{"$f":"IFERROR(IF(OR(I164=\"\",'Historical scenario - input'!$D149=\"\"),\"\",I164/'Historical scenario - input'!$D149),\"\")","v":""},{"$f":"IFERROR(IF(OR(J164=\"\",'Historical scenario - input'!$D149=\"\"),\"\",J164/'Historical scenario - input'!$D149),\"\")","v":""},{"$f":"IFERROR(IF(OR(K164=\"\",'Historical scenario - input'!$D149=\"\"),\"\",K164/'Historical scenario - input'!$D149),\"\")","v":""},{"$f":"IFERROR(IF(OR(L164=\"\",'Historical scenario - input'!$D149=\"\"),\"\",L164/'Historical scenario - input'!$D149),\"\")","v":""},{"$f":"IFERROR(IF(OR(M164=\"\",'Historical scenario - input'!$D149=\"\"),\"\",M164/'Historical scenario - input'!$D149),\"\")","v":""},{"$f":"IFERROR(IF(OR(N164=\"\",'Historical scenario - input'!$D149=\"\"),\"\",N164/'Historical scenario - input'!$D149),\"\")","v":""},{"$f":"IFERROR(IF(OR(O164=\"\",'Historical scenario - input'!$D149=\"\"),\"\",O164/'Historical scenario - input'!$D149),\"\")","v":""},{"$f":"IFERROR(IF(OR(P164=\"\",'Historical scenario - input'!$D149=\"\"),\"\",P164/'Historical scenario - input'!$D149),\"\")","v":""},{"$f":"IFERROR(IF(OR(Q164=\"\",'Historical scenario - input'!$D149=\"\"),\"\",Q164/'Historical scenario - input'!$D149),\"\")","v":""},{"$f":"IFERROR(IF(OR(R164=\"\",'Historical scenario - input'!$D149=\"\"),\"\",R164/'Historical scenario - input'!$D149),\"\")","v":""},{"$f":"IFERROR(IF(OR(S164=\"\",'Historical scenario - input'!$D149=\"\"),\"\",S164/'Historical scenario - input'!$D149),\"\")","v":""},{"$f":"IFERROR(IF(OR(T164=\"\",'Historical scenario - input'!$D149=\"\"),\"\",T164/'Historical scenario - input'!$D149),\"\")","v":""},{"$f":"IFERROR(IF(OR(U164=\"\",'Historical scenario - input'!$D149=\"\"),\"\",U164/'Historical scenario - input'!$D149),\"\")","v":""},{"$f":"IFERROR(IF(OR(V164=\"\",'Historical scenario - input'!$D149=\"\"),\"\",V164/'Historical scenario - input'!$D149),\"\")","v":""},{"$f":"IFERROR(IF(OR(W164=\"\",'Historical scenario - input'!$D149=\"\"),\"\",W164/'Historical scenario - input'!$D149),\"\")","v":""}]
[{"$f":"IFERROR('Historical scenario - input'!A150,\"\")","v":""},{"$f":"IFERROR('Historical scenario - input'!B150,\"\")","v":0},{"$f":"IFERROR('Historical scenario - input'!C150,\"\")","v":0},{"$f":"IFERROR(repcalc('Historical scenario - input'!$CV150:$GH150,'Historical scenario - input'!$G150,'Historical scenario - input'!$E150,'Historical scenario - input'!$F150,20,TRUE,TRUE),\"\")","v":""},"","","","","","","","","","","","","","","","","","","",{"$f":"IFERROR(IF(OR(D165=\"\",'Historical scenario - input'!$D150=\"\"),\"\",D165/'Historical scenario - input'!$D150),\"\")","v":""},{"$f":"IFERROR(IF(OR(E165=\"\",'Historical scenario - input'!$D150=\"\"),\"\",E165/'Historical scenario - input'!$D150),\"\")","v":""},{"$f":"IFERROR(IF(OR(F165=\"\",'Historical scenario - input'!$D150=\"\"),\"\",F165/'Historical scenario - input'!$D150),\"\")","v":""},{"$f":"IFERROR(IF(OR(G165=\"\",'Historical scenario - input'!$D150=\"\"),\"\",G165/'Historical scenario - input'!$D150),\"\")","v":""},{"$f":"IFERROR(IF(OR(H165=\"\",'Historical scenario - input'!$D150=\"\"),\"\",H165/'Historical scenario - input'!$D150),\"\")","v":""},{"$f":"IFERROR(IF(OR(I165=\"\",'Historical scenario - input'!$D150=\"\"),\"\",I165/'Historical scenario - input'!$D150),\"\")","v":""},{"$f":"IFERROR(IF(OR(J165=\"\",'Historical scenario - input'!$D150=\"\"),\"\",J165/'Historical scenario - input'!$D150),\"\")","v":""},{"$f":"IFERROR(IF(OR(K165=\"\",'Historical scenario - input'!$D150=\"\"),\"\",K165/'Historical scenario - input'!$D150),\"\")","v":""},{"$f":"IFERROR(IF(OR(L165=\"\",'Historical scenario - input'!$D150=\"\"),\"\",L165/'Historical scenario - input'!$D150),\"\")","v":""},{"$f":"IFERROR(IF(OR(M165=\"\",'Historical scenario - input'!$D150=\"\"),\"\",M165/'Historical scenario - input'!$D150),\"\")","v":""},{"$f":"IFERROR(IF(OR(N165=\"\",'Historical scenario - input'!$D150=\"\"),\"\",N165/'Historical scenario - input'!$D150),\"\")","v":""},{"$f":"IFERROR(IF(OR(O165=\"\",'Historical scenario - input'!$D150=\"\"),\"\",O165/'Historical scenario - input'!$D150),\"\")","v":""},{"$f":"IFERROR(IF(OR(P165=\"\",'Historical scenario - input'!$D150=\"\"),\"\",P165/'Historical scenario - input'!$D150),\"\")","v":""},{"$f":"IFERROR(IF(OR(Q165=\"\",'Historical scenario - input'!$D150=\"\"),\"\",Q165/'Historical scenario - input'!$D150),\"\")","v":""},{"$f":"IFERROR(IF(OR(R165=\"\",'Historical scenario - input'!$D150=\"\"),\"\",R165/'Historical scenario - input'!$D150),\"\")","v":""},{"$f":"IFERROR(IF(OR(S165=\"\",'Historical scenario - input'!$D150=\"\"),\"\",S165/'Historical scenario - input'!$D150),\"\")","v":""},{"$f":"IFERROR(IF(OR(T165=\"\",'Historical scenario - input'!$D150=\"\"),\"\",T165/'Historical scenario - input'!$D150),\"\")","v":""},{"$f":"IFERROR(IF(OR(U165=\"\",'Historical scenario - input'!$D150=\"\"),\"\",U165/'Historical scenario - input'!$D150),\"\")","v":""},{"$f":"IFERROR(IF(OR(V165=\"\",'Historical scenario - input'!$D150=\"\"),\"\",V165/'Historical scenario - input'!$D150),\"\")","v":""},{"$f":"IFERROR(IF(OR(W165=\"\",'Historical scenario - input'!$D150=\"\"),\"\",W165/'Historical scenario - input'!$D150),\"\")","v":""}]
[{"$f":"IFERROR('Historical scenario - input'!A151,\"\")","v":""},{"$f":"IFERROR('Historical scenario - input'!B151,\"\")","v":0},{"$f":"IFERROR('Historical scenario - input'!C151,\"\")","v":0},{"$f":"IFERROR(repcalc('Historical scenario - input'!$CV151:$GH151,'Historical scenario - input'!$G151,'Historical scenario - input'!$E151,'Historical scenario - input'!$F151,20,TRUE,TRUE),\"\")","v":""},"","","","","","","","","","","","","","","","","","","",{"$f":"IFERROR(IF(OR(D166=\"\",'Historical scenario - input'!$D151=\"\"),\"\",D166/'Historical scenario - input'!$D151),\"\")","v":""},{"$f":"IFERROR(IF(OR(E166=\"\",'Historical scenario - input'!$D151=\"\"),\"\",E166/'Historical scenario - input'!$D151),\"\")","v":""},{"$f":"IFERROR(IF(OR(F166=\"\",'Historical scenario - input'!$D151=\"\"),\"\",F166/'Historical scenario - input'!$D151),\"\")","v":""},{"$f":"IFERROR(IF(OR(G166=\"\",'Historical scenario - input'!$D151=\"\"),\"\",G166/'Historical scenario - input'!$D151),\"\")","v":""},{"$f":"IFERROR(IF(OR(H166=\"\",'Historical scenario - input'!$D151=\"\"),\"\",H166/'Historical scenario - input'!$D151),\"\")","v":""},{"$f":"IFERROR(IF(OR(I166=\"\",'Historical scenario - input'!$D151=\"\"),\"\",I166/'Historical scenario - input'!$D151),\"\")","v":""},{"$f":"IFERROR(IF(OR(J166=\"\",'Historical scenario - input'!$D151=\"\"),\"\",J166/'Historical scenario - input'!$D151),\"\")","v":""},{"$f":"IFERROR(IF(OR(K166=\"\",'Historical scenario - input'!$D151=\"\"),\"\",K166/'Historical scenario - input'!$D151),\"\")","v":""},{"$f":"IFERROR(IF(OR(L166=\"\",'Historical scenario - input'!$D151=\"\"),\"\",L166/'Historical scenario - input'!$D151),\"\")","v":""},{"$f":"IFERROR(IF(OR(M166=\"\",'Historical scenario - input'!$D151=\"\"),\"\",M166/'Historical scenario - input'!$D151),\"\")","v":""},{"$f":"IFERROR(IF(OR(N166=\"\",'Historical scenario - input'!$D151=\"\"),\"\",N166/'Historical scenario - input'!$D151),\"\")","v":""},{"$f":"IFERROR(IF(OR(O166=\"\",'Historical scenario - input'!$D151=\"\"),\"\",O166/'Historical scenario - input'!$D151),\"\")","v":""},{"$f":"IFERROR(IF(OR(P166=\"\",'Historical scenario - input'!$D151=\"\"),\"\",P166/'Historical scenario - input'!$D151),\"\")","v":""},{"$f":"IFERROR(IF(OR(Q166=\"\",'Historical scenario - input'!$D151=\"\"),\"\",Q166/'Historical scenario - input'!$D151),\"\")","v":""},{"$f":"IFERROR(IF(OR(R166=\"\",'Historical scenario - input'!$D151=\"\"),\"\",R166/'Historical scenario - input'!$D151),\"\")","v":""},{"$f":"IFERROR(IF(OR(S166=\"\",'Historical scenario - input'!$D151=\"\"),\"\",S166/'Historical scenario - input'!$D151),\"\")","v":""},{"$f":"IFERROR(IF(OR(T166=\"\",'Historical scenario - input'!$D151=\"\"),\"\",T166/'Historical scenario - input'!$D151),\"\")","v":""},{"$f":"IFERROR(IF(OR(U166=\"\",'Historical scenario - input'!$D151=\"\"),\"\",U166/'Historical scenario - input'!$D151),\"\")","v":""},{"$f":"IFERROR(IF(OR(V166=\"\",'Historical scenario - input'!$D151=\"\"),\"\",V166/'Historical scenario - input'!$D151),\"\")","v":""},{"$f":"IFERROR(IF(OR(W166=\"\",'Historical scenario - input'!$D151=\"\"),\"\",W166/'Historical scenario - input'!$D151),\"\")","v":""}]
[{"$f":"IFERROR('Historical scenario - input'!A152,\"\")","v":""},{"$f":"IFERROR('Historical scenario - input'!B152,\"\")","v":0},{"$f":"IFERROR('Historical scenario - input'!C152,\"\")","v":0},{"$f":"IFERROR(repcalc('Historical scenario - input'!$CV152:$GH152,'Historical scenario - input'!$G152,'Historical scenario - input'!$E152,'Historical scenario - input'!$F152,20,TRUE,TRUE),\"\")","v":""},"","","","","","","","","","","","","","","","","","","",{"$f":"IFERROR(IF(OR(D167=\"\",'Historical scenario - input'!$D152=\"\"),\"\",D167/'Historical scenario - input'!$D152),\"\")","v":""},{"$f":"IFERROR(IF(OR(E167=\"\",'Historical scenario - input'!$D152=\"\"),\"\",E167/'Historical scenario - input'!$D152),\"\")","v":""},{"$f":"IFERROR(IF(OR(F167=\"\",'Historical scenario - input'!$D152=\"\"),\"\",F167/'Historical scenario - input'!$D152),\"\")","v":""},{"$f":"IFERROR(IF(OR(G167=\"\",'Historical scenario - input'!$D152=\"\"),\"\",G167/'Historical scenario - input'!$D152),\"\")","v":""},{"$f":"IFERROR(IF(OR(H167=\"\",'Historical scenario - input'!$D152=\"\"),\"\",H167/'Historical scenario - input'!$D152),\"\")","v":""},{"$f":"IFERROR(IF(OR(I167=\"\",'Historical scenario - input'!$D152=\"\"),\"\",I167/'Historical scenario - input'!$D152),\"\")","v":""},{"$f":"IFERROR(IF(OR(J167=\"\",'Historical scenario - input'!$D152=\"\"),\"\",J167/'Historical scenario - input'!$D152),\"\")","v":""},{"$f":"IFERROR(IF(OR(K167=\"\",'Historical scenario - input'!$D152=\"\"),\"\",K167/'Historical scenario - input'!$D152),\"\")","v":""},{"$f":"IFERROR(IF(OR(L167=\"\",'Historical scenario - input'!$D152=\"\"),\"\",L167/'Historical scenario - input'!$D152),\"\")","v":""},{"$f":"IFERROR(IF(OR(M167=\"\",'Historical scenario - input'!$D152=\"\"),\"\",M167/'Historical scenario - input'!$D152),\"\")","v":""},{"$f":"IFERROR(IF(OR(N167=\"\",'Historical scenario - input'!$D152=\"\"),\"\",N167/'Historical scenario - input'!$D152),\"\")","v":""},{"$f":"IFERROR(IF(OR(O167=\"\",'Historical scenario - input'!$D152=\"\"),\"\",O167/'Historical scenario - input'!$D152),\"\")","v":""},{"$f":"IFERROR(IF(OR(P167=\"\",'Historical scenario - input'!$D152=\"\"),\"\",P167/'Historical scenario - input'!$D152),\"\")","v":""},{"$f":"IFERROR(IF(OR(Q167=\"\",'Historical scenario - input'!$D152=\"\"),\"\",Q167/'Historical scenario - input'!$D152),\"\")","v":""},{"$f":"IFERROR(IF(OR(R167=\"\",'Historical scenario - input'!$D152=\"\"),\"\",R167/'Historical scenario - input'!$D152),\"\")","v":""},{"$f":"IFERROR(IF(OR(S167=\"\",'Historical scenario - input'!$D152=\"\"),\"\",S167/'Historical scenario - input'!$D152),\"\")","v":""},{"$f":"IFERROR(IF(OR(T167=\"\",'Historical scenario - input'!$D152=\"\"),\"\",T167/'Historical scenario - input'!$D152),\"\")","v":""},{"$f":"IFERROR(IF(OR(U167=\"\",'Historical scenario - input'!$D152=\"\"),\"\",U167/'Historical scenario - input'!$D152),\"\")","v":""},{"$f":"IFERROR(IF(OR(V167=\"\",'Historical scenario - input'!$D152=\"\"),\"\",V167/'Historical scenario - input'!$D152),\"\")","v":""},{"$f":"IFERROR(IF(OR(W167=\"\",'Historical scenario - input'!$D152=\"\"),\"\",W167/'Historical scenario - input'!$D152),\"\")","v":""}]
[{"$f":"IFERROR('Historical scenario - input'!A153,\"\")","v":""},{"$f":"IFERROR('Historical scenario - input'!B153,\"\")","v":0},{"$f":"IFERROR('Historical scenario - input'!C153,\"\")","v":0},{"$f":"IFERROR(repcalc('Historical scenario - input'!$CV153:$GH153,'Historical scenario - input'!$G153,'Historical scenario - input'!$E153,'Historical scenario - input'!$F153,20,TRUE,TRUE),\"\")","v":""},"","","","","","","","","","","","","","","","","","","",{"$f":"IFERROR(IF(OR(D168=\"\",'Historical scenario - input'!$D153=\"\"),\"\",D168/'Historical scenario - input'!$D153),\"\")","v":""},{"$f":"IFERROR(IF(OR(E168=\"\",'Historical scenario - input'!$D153=\"\"),\"\",E168/'Historical scenario - input'!$D153),\"\")","v":""},{"$f":"IFERROR(IF(OR(F168=\"\",'Historical scenario - input'!$D153=\"\"),\"\",F168/'Historical scenario - input'!$D153),\"\")","v":""},{"$f":"IFERROR(IF(OR(G168=\"\",'Historical scenario - input'!$D153=\"\"),\"\",G168/'Historical scenario - input'!$D153),\"\")","v":""},{"$f":"IFERROR(IF(OR(H168=\"\",'Historical scenario - input'!$D153=\"\"),\"\",H168/'Historical scenario - input'!$D153),\"\")","v":""},{"$f":"IFERROR(IF(OR(I168=\"\",'Historical scenario - input'!$D153=\"\"),\"\",I168/'Historical scenario - input'!$D153),\"\")","v":""},{"$f":"IFERROR(IF(OR(J168=\"\",'Historical scenario - input'!$D153=\"\"),\"\",J168/'Historical scenario - input'!$D153),\"\")","v":""},{"$f":"IFERROR(IF(OR(K168=\"\",'Historical scenario - input'!$D153=\"\"),\"\",K168/'Historical scenario - input'!$D153),\"\")","v":""},{"$f":"IFERROR(IF(OR(L168=\"\",'Historical scenario - input'!$D153=\"\"),\"\",L168/'Historical scenario - input'!$D153),\"\")","v":""},{"$f":"IFERROR(IF(OR(M168=\"\",'Historical scenario - input'!$D153=\"\"),\"\",M168/'Historical scenario - input'!$D153),\"\")","v":""},{"$f":"IFERROR(IF(OR(N168=\"\",'Historical scenario - input'!$D153=\"\"),\"\",N168/'Historical scenario - input'!$D153),\"\")","v":""},{"$f":"IFERROR(IF(OR(O168=\"\",'Historical scenario - input'!$D153=\"\"),\"\",O168/'Historical scenario - input'!$D153),\"\")","v":""},{"$f":"IFERROR(IF(OR(P168=\"\",'Historical scenario - input'!$D153=\"\"),\"\",P168/'Historical scenario - input'!$D153),\"\")","v":""},{"$f":"IFERROR(IF(OR(Q168=\"\",'Historical scenario - input'!$D153=\"\"),\"\",Q168/'Historical scenario - input'!$D153),\"\")","v":""},{"$f":"IFERROR(IF(OR(R168=\"\",'Historical scenario - input'!$D153=\"\"),\"\",R168/'Historical scenario - input'!$D153),\"\")","v":""},{"$f":"IFERROR(IF(OR(S168=\"\",'Historical scenario - input'!$D153=\"\"),\"\",S168/'Historical scenario - input'!$D153),\"\")","v":""},{"$f":"IFERROR(IF(OR(T168=\"\",'Historical scenario - input'!$D153=\"\"),\"\",T168/'Historical scenario - input'!$D153),\"\")","v":""},{"$f":"IFERROR(IF(OR(U168=\"\",'Historical scenario - input'!$D153=\"\"),\"\",U168/'Historical scenario - input'!$D153),\"\")","v":""},{"$f":"IFERROR(IF(OR(V168=\"\",'Historical scenario - input'!$D153=\"\"),\"\",V168/'Historical scenario - input'!$D153),\"\")","v":""},{"$f":"IFERROR(IF(OR(W168=\"\",'Historical scenario - input'!$D153=\"\"),\"\",W168/'Historical scenario - input'!$D153),\"\")","v":""}]
[{"$f":"IFERROR('Historical scenario - input'!A154,\"\")","v":""},{"$f":"IFERROR('Historical scenario - input'!B154,\"\")","v":0},{"$f":"IFERROR('Historical scenario - input'!C154,\"\")","v":0},{"$f":"IFERROR(repcalc('Historical scenario - input'!$CV154:$GH154,'Historical scenario - input'!$G154,'Historical scenario - input'!$E154,'Historical scenario - input'!$F154,20,TRUE,TRUE),\"\")","v":""},"","","","","","","","","","","","","","","","","","","",{"$f":"IFERROR(IF(OR(D169=\"\",'Historical scenario - input'!$D154=\"\"),\"\",D169/'Historical scenario - input'!$D154),\"\")","v":""},{"$f":"IFERROR(IF(OR(E169=\"\",'Historical scenario - input'!$D154=\"\"),\"\",E169/'Historical scenario - input'!$D154),\"\")","v":""},{"$f":"IFERROR(IF(OR(F169=\"\",'Historical scenario - input'!$D154=\"\"),\"\",F169/'Historical scenario - input'!$D154),\"\")","v":""},{"$f":"IFERROR(IF(OR(G169=\"\",'Historical scenario - input'!$D154=\"\"),\"\",G169/'Historical scenario - input'!$D154),\"\")","v":""},{"$f":"IFERROR(IF(OR(H169=\"\",'Historical scenario - input'!$D154=\"\"),\"\",H169/'Historical scenario - input'!$D154),\"\")","v":""},{"$f":"IFERROR(IF(OR(I169=\"\",'Historical scenario - input'!$D154=\"\"),\"\",I169/'Historical scenario - input'!$D154),\"\")","v":""},{"$f":"IFERROR(IF(OR(J169=\"\",'Historical scenario - input'!$D154=\"\"),\"\",J169/'Historical scenario - input'!$D154),\"\")","v":""},{"$f":"IFERROR(IF(OR(K169=\"\",'Historical scenario - input'!$D154=\"\"),\"\",K169/'Historical scenario - input'!$D154),\"\")","v":""},{"$f":"IFERROR(IF(OR(L169=\"\",'Historical scenario - input'!$D154=\"\"),\"\",L169/'Historical scenario - input'!$D154),\"\")","v":""},{"$f":"IFERROR(IF(OR(M169=\"\",'Historical scenario - input'!$D154=\"\"),\"\",M169/'Historical scenario - input'!$D154),\"\")","v":""},{"$f":"IFERROR(IF(OR(N169=\"\",'Historical scenario - input'!$D154=\"\"),\"\",N169/'Historical scenario - input'!$D154),\"\")","v":""},{"$f":"IFERROR(IF(OR(O169=\"\",'Historical scenario - input'!$D154=\"\"),\"\",O169/'Historical scenario - input'!$D154),\"\")","v":""},{"$f":"IFERROR(IF(OR(P169=\"\",'Historical scenario - input'!$D154=\"\"),\"\",P169/'Historical scenario - input'!$D154),\"\")","v":""},{"$f":"IFERROR(IF(OR(Q169=\"\",'Historical scenario - input'!$D154=\"\"),\"\",Q169/'Historical scenario - input'!$D154),\"\")","v":""},{"$f":"IFERROR(IF(OR(R169=\"\",'Historical scenario - input'!$D154=\"\"),\"\",R169/'Historical scenario - input'!$D154),\"\")","v":""},{"$f":"IFERROR(IF(OR(S169=\"\",'Historical scenario - input'!$D154=\"\"),\"\",S169/'Historical scenario - input'!$D154),\"\")","v":""},{"$f":"IFERROR(IF(OR(T169=\"\",'Historical scenario - input'!$D154=\"\"),\"\",T169/'Historical scenario - input'!$D154),\"\")","v":""},{"$f":"IFERROR(IF(OR(U169=\"\",'Historical scenario - input'!$D154=\"\"),\"\",U169/'Historical scenario - input'!$D154),\"\")","v":""},{"$f":"IFERROR(IF(OR(V169=\"\",'Historical scenario - input'!$D154=\"\"),\"\",V169/'Historical scenario - input'!$D154),\"\")","v":""},{"$f":"IFERROR(IF(OR(W169=\"\",'Historical scenario - input'!$D154=\"\"),\"\",W169/'Historical scenario - input'!$D154),\"\")","v":""}]
[{"$f":"IFERROR('Historical scenario - input'!A155,\"\")","v":""},{"$f":"IFERROR('Historical scenario - input'!B155,\"\")","v":0},{"$f":"IFERROR('Historical scenario - input'!C155,\"\")","v":0},{"$f":"IFERROR(repcalc('Historical scenario - input'!$CV155:$GH155,'Historical scenario - input'!$G155,'Historical scenario - input'!$E155,'Historical scenario - input'!$F155,20,TRUE,TRUE),\"\")","v":""},"","","","","","","","","","","","","","","","","","","",{"$f":"IFERROR(IF(OR(D170=\"\",'Historical scenario - input'!$D155=\"\"),\"\",D170/'Historical scenario - input'!$D155),\"\")","v":""},{"$f":"IFERROR(IF(OR(E170=\"\",'Historical scenario - input'!$D155=\"\"),\"\",E170/'Historical scenario - input'!$D155),\"\")","v":""},{"$f":"IFERROR(IF(OR(F170=\"\",'Historical scenario - input'!$D155=\"\"),\"\",F170/'Historical scenario - input'!$D155),\"\")","v":""},{"$f":"IFERROR(IF(OR(G170=\"\",'Historical scenario - input'!$D155=\"\"),\"\",G170/'Historical scenario - input'!$D155),\"\")","v":""},{"$f":"IFERROR(IF(OR(H170=\"\",'Historical scenario - input'!$D155=\"\"),\"\",H170/'Historical scenario - input'!$D155),\"\")","v":""},{"$f":"IFERROR(IF(OR(I170=\"\",'Historical scenario - input'!$D155=\"\"),\"\",I170/'Historical scenario - input'!$D155),\"\")","v":""},{"$f":"IFERROR(IF(OR(J170=\"\",'Historical scenario - input'!$D155=\"\"),\"\",J170/'Historical scenario - input'!$D155),\"\")","v":""},{"$f":"IFERROR(IF(OR(K170=\"\",'Historical scenario - input'!$D155=\"\"),\"\",K170/'Historical scenario - input'!$D155),\"\")","v":""},{"$f":"IFERROR(IF(OR(L170=\"\",'Historical scenario - input'!$D155=\"\"),\"\",L170/'Historical scenario - input'!$D155),\"\")","v":""},{"$f":"IFERROR(IF(OR(M170=\"\",'Historical scenario - input'!$D155=\"\"),\"\",M170/'Historical scenario - input'!$D155),\"\")","v":""},{"$f":"IFERROR(IF(OR(N170=\"\",'Historical scenario - input'!$D155=\"\"),\"\",N170/'Historical scenario - input'!$D155),\"\")","v":""},{"$f":"IFERROR(IF(OR(O170=\"\",'Historical scenario - input'!$D155=\"\"),\"\",O170/'Historical scenario - input'!$D155),\"\")","v":""},{"$f":"IFERROR(IF(OR(P170=\"\",'Historical scenario - input'!$D155=\"\"),\"\",P170/'Historical scenario - input'!$D155),\"\")","v":""},{"$f":"IFERROR(IF(OR(Q170=\"\",'Historical scenario - input'!$D155=\"\"),\"\",Q170/'Historical scenario - input'!$D155),\"\")","v":""},{"$f":"IFERROR(IF(OR(R170=\"\",'Historical scenario - input'!$D155=\"\"),\"\",R170/'Historical scenario - input'!$D155),\"\")","v":""},{"$f":"IFERROR(IF(OR(S170=\"\",'Historical scenario - input'!$D155=\"\"),\"\",S170/'Historical scenario - input'!$D155),\"\")","v":""},{"$f":"IFERROR(IF(OR(T170=\"\",'Historical scenario - input'!$D155=\"\"),\"\",T170/'Historical scenario - input'!$D155),\"\")","v":""},{"$f":"IFERROR(IF(OR(U170=\"\",'Historical scenario - input'!$D155=\"\"),\"\",U170/'Historical scenario - input'!$D155),\"\")","v":""},{"$f":"IFERROR(IF(OR(V170=\"\",'Historical scenario - input'!$D155=\"\"),\"\",V170/'Historical scenario - input'!$D155),\"\")","v":""},{"$f":"IFERROR(IF(OR(W170=\"\",'Historical scenario - input'!$D155=\"\"),\"\",W170/'Historical scenario - input'!$D155),\"\")","v":""}]
[{"$f":"IFERROR('Historical scenario - input'!A156,\"\")","v":""},{"$f":"IFERROR('Historical scenario - input'!B156,\"\")","v":0},{"$f":"IFERROR('Historical scenario - input'!C156,\"\")","v":0},{"$f":"IFERROR(repcalc('Historical scenario - input'!$CV156:$GH156,'Historical scenario - input'!$G156,'Historical scenario - input'!$E156,'Historical scenario - input'!$F156,20,TRUE,TRUE),\"\")","v":""},"","","","","","","","","","","","","","","","","","","",{"$f":"IFERROR(IF(OR(D171=\"\",'Historical scenario - input'!$D156=\"\"),\"\",D171/'Historical scenario - input'!$D156),\"\")","v":""},{"$f":"IFERROR(IF(OR(E171=\"\",'Historical scenario - input'!$D156=\"\"),\"\",E171/'Historical scenario - input'!$D156),\"\")","v":""},{"$f":"IFERROR(IF(OR(F171=\"\",'Historical scenario - input'!$D156=\"\"),\"\",F171/'Historical scenario - input'!$D156),\"\")","v":""},{"$f":"IFERROR(IF(OR(G171=\"\",'Historical scenario - input'!$D156=\"\"),\"\",G171/'Historical scenario - input'!$D156),\"\")","v":""},{"$f":"IFERROR(IF(OR(H171=\"\",'Historical scenario - input'!$D156=\"\"),\"\",H171/'Historical scenario - input'!$D156),\"\")","v":""},{"$f":"IFERROR(IF(OR(I171=\"\",'Historical scenario - input'!$D156=\"\"),\"\",I171/'Historical scenario - input'!$D156),\"\")","v":""},{"$f":"IFERROR(IF(OR(J171=\"\",'Historical scenario - input'!$D156=\"\"),\"\",J171/'Historical scenario - input'!$D156),\"\")","v":""},{"$f":"IFERROR(IF(OR(K171=\"\",'Historical scenario - input'!$D156=\"\"),\"\",K171/'Historical scenario - input'!$D156),\"\")","v":""},{"$f":"IFERROR(IF(OR(L171=\"\",'Historical scenario - input'!$D156=\"\"),\"\",L171/'Historical scenario - input'!$D156),\"\")","v":""},{"$f":"IFERROR(IF(OR(M171=\"\",'Historical scenario - input'!$D156=\"\"),\"\",M171/'Historical scenario - input'!$D156),\"\")","v":""},{"$f":"IFERROR(IF(OR(N171=\"\",'Historical scenario - input'!$D156=\"\"),\"\",N171/'Historical scenario - input'!$D156),\"\")","v":""},{"$f":"IFERROR(IF(OR(O171=\"\",'Historical scenario - input'!$D156=\"\"),\"\",O171/'Historical scenario - input'!$D156),\"\")","v":""},{"$f":"IFERROR(IF(OR(P171=\"\",'Historical scenario - input'!$D156=\"\"),\"\",P171/'Historical scenario - input'!$D156),\"\")","v":""},{"$f":"IFERROR(IF(OR(Q171=\"\",'Historical scenario - input'!$D156=\"\"),\"\",Q171/'Historical scenario - input'!$D156),\"\")","v":""},{"$f":"IFERROR(IF(OR(R171=\"\",'Historical scenario - input'!$D156=\"\"),\"\",R171/'Historical scenario - input'!$D156),\"\")","v":""},{"$f":"IFERROR(IF(OR(S171=\"\",'Historical scenario - input'!$D156=\"\"),\"\",S171/'Historical scenario - input'!$D156),\"\")","v":""},{"$f":"IFERROR(IF(OR(T171=\"\",'Historical scenario - input'!$D156=\"\"),\"\",T171/'Historical scenario - input'!$D156),\"\")","v":""},{"$f":"IFERROR(IF(OR(U171=\"\",'Historical scenario - input'!$D156=\"\"),\"\",U171/'Historical scenario - input'!$D156),\"\")","v":""},{"$f":"IFERROR(IF(OR(V171=\"\",'Historical scenario - input'!$D156=\"\"),\"\",V171/'Historical scenario - input'!$D156),\"\")","v":""},{"$f":"IFERROR(IF(OR(W171=\"\",'Historical scenario - input'!$D156=\"\"),\"\",W171/'Historical scenario - input'!$D156),\"\")","v":""}]
[{"$f":"IFERROR('Historical scenario - input'!A157,\"\")","v":""},{"$f":"IFERROR('Historical scenario - input'!B157,\"\")","v":0},{"$f":"IFERROR('Historical scenario - input'!C157,\"\")","v":0},{"$f":"IFERROR(repcalc('Historical scenario - input'!$CV157:$GH157,'Historical scenario - input'!$G157,'Historical scenario - input'!$E157,'Historical scenario - input'!$F157,20,TRUE,TRUE),\"\")","v":""},"","","","","","","","","","","","","","","","","","","",{"$f":"IFERROR(IF(OR(D172=\"\",'Historical scenario - input'!$D157=\"\"),\"\",D172/'Historical scenario - input'!$D157),\"\")","v":""},{"$f":"IFERROR(IF(OR(E172=\"\",'Historical scenario - input'!$D157=\"\"),\"\",E172/'Historical scenario - input'!$D157),\"\")","v":""},{"$f":"IFERROR(IF(OR(F172=\"\",'Historical scenario - input'!$D157=\"\"),\"\",F172/'Historical scenario - input'!$D157),\"\")","v":""},{"$f":"IFERROR(IF(OR(G172=\"\",'Historical scenario - input'!$D157=\"\"),\"\",G172/'Historical scenario - input'!$D157),\"\")","v":""},{"$f":"IFERROR(IF(OR(H172=\"\",'Historical scenario - input'!$D157=\"\"),\"\",H172/'Historical scenario - input'!$D157),\"\")","v":""},{"$f":"IFERROR(IF(OR(I172=\"\",'Historical scenario - input'!$D157=\"\"),\"\",I172/'Historical scenario - input'!$D157),\"\")","v":""},{"$f":"IFERROR(IF(OR(J172=\"\",'Historical scenario - input'!$D157=\"\"),\"\",J172/'Historical scenario - input'!$D157),\"\")","v":""},{"$f":"IFERROR(IF(OR(K172=\"\",'Historical scenario - input'!$D157=\"\"),\"\",K172/'Historical scenario - input'!$D157),\"\")","v":""},{"$f":"IFERROR(IF(OR(L172=\"\",'Historical scenario - input'!$D157=\"\"),\"\",L172/'Historical scenario - input'!$D157),\"\")","v":""},{"$f":"IFERROR(IF(OR(M172=\"\",'Historical scenario - input'!$D157=\"\"),\"\",M172/'Historical scenario - input'!$D157),\"\")","v":""},{"$f":"IFERROR(IF(OR(N172=\"\",'Historical scenario - input'!$D157=\"\"),\"\",N172/'Historical scenario - input'!$D157),\"\")","v":""},{"$f":"IFERROR(IF(OR(O172=\"\",'Historical scenario - input'!$D157=\"\"),\"\",O172/'Historical scenario - input'!$D157),\"\")","v":""},{"$f":"IFERROR(IF(OR(P172=\"\",'Historical scenario - input'!$D157=\"\"),\"\",P172/'Historical scenario - input'!$D157),\"\")","v":""},{"$f":"IFERROR(IF(OR(Q172=\"\",'Historical scenario - input'!$D157=\"\"),\"\",Q172/'Historical scenario - input'!$D157),\"\")","v":""},{"$f":"IFERROR(IF(OR(R172=\"\",'Historical scenario - input'!$D157=\"\"),\"\",R172/'Historical scenario - input'!$D157),\"\")","v":""},{"$f":"IFERROR(IF(OR(S172=\"\",'Historical scenario - input'!$D157=\"\"),\"\",S172/'Historical scenario - input'!$D157),\"\")","v":""},{"$f":"IFERROR(IF(OR(T172=\"\",'Historical scenario - input'!$D157=\"\"),\"\",T172/'Historical scenario - input'!$D157),\"\")","v":""},{"$f":"IFERROR(IF(OR(U172=\"\",'Historical scenario - input'!$D157=\"\"),\"\",U172/'Historical scenario - input'!$D157),\"\")","v":""},{"$f":"IFERROR(IF(OR(V172=\"\",'Historical scenario - input'!$D157=\"\"),\"\",V172/'Historical scenario - input'!$D157),\"\")","v":""},{"$f":"IFERROR(IF(OR(W172=\"\",'Historical scenario - input'!$D157=\"\"),\"\",W172/'Historical scenario - input'!$D157),\"\")","v":""}]
[{"$f":"IFERROR('Historical scenario - input'!A158,\"\")","v":""},{"$f":"IFERROR('Historical scenario - input'!B158,\"\")","v":0},{"$f":"IFERROR('Historical scenario - input'!C158,\"\")","v":0},{"$f":"IFERROR(repcalc('Historical scenario - input'!$CV158:$GH158,'Historical scenario - input'!$G158,'Historical scenario - input'!$E158,'Historical scenario - input'!$F158,20,TRUE,TRUE),\"\")","v":""},"","","","","","","","","","","","","","","","","","","",{"$f":"IFERROR(IF(OR(D173=\"\",'Historical scenario - input'!$D158=\"\"),\"\",D173/'Historical scenario - input'!$D158),\"\")","v":""},{"$f":"IFERROR(IF(OR(E173=\"\",'Historical scenario - input'!$D158=\"\"),\"\",E173/'Historical scenario - input'!$D158),\"\")","v":""},{"$f":"IFERROR(IF(OR(F173=\"\",'Historical scenario - input'!$D158=\"\"),\"\",F173/'Historical scenario - input'!$D158),\"\")","v":""},{"$f":"IFERROR(IF(OR(G173=\"\",'Historical scenario - input'!$D158=\"\"),\"\",G173/'Historical scenario - input'!$D158),\"\")","v":""},{"$f":"IFERROR(IF(OR(H173=\"\",'Historical scenario - input'!$D158=\"\"),\"\",H173/'Historical scenario - input'!$D158),\"\")","v":""},{"$f":"IFERROR(IF(OR(I173=\"\",'Historical scenario - input'!$D158=\"\"),\"\",I173/'Historical scenario - input'!$D158),\"\")","v":""},{"$f":"IFERROR(IF(OR(J173=\"\",'Historical scenario - input'!$D158=\"\"),\"\",J173/'Historical scenario - input'!$D158),\"\")","v":""},{"$f":"IFERROR(IF(OR(K173=\"\",'Historical scenario - input'!$D158=\"\"),\"\",K173/'Historical scenario - input'!$D158),\"\")","v":""},{"$f":"IFERROR(IF(OR(L173=\"\",'Historical scenario - input'!$D158=\"\"),\"\",L173/'Historical scenario - input'!$D158),\"\")","v":""},{"$f":"IFERROR(IF(OR(M173=\"\",'Historical scenario - input'!$D158=\"\"),\"\",M173/'Historical scenario - input'!$D158),\"\")","v":""},{"$f":"IFERROR(IF(OR(N173=\"\",'Historical scenario - input'!$D158=\"\"),\"\",N173/'Historical scenario - input'!$D158),\"\")","v":""},{"$f":"IFERROR(IF(OR(O173=\"\",'Historical scenario - input'!$D158=\"\"),\"\",O173/'Historical scenario - input'!$D158),\"\")","v":""},{"$f":"IFERROR(IF(OR(P173=\"\",'Historical scenario - input'!$D158=\"\"),\"\",P173/'Historical scenario - input'!$D158),\"\")","v":""},{"$f":"IFERROR(IF(OR(Q173=\"\",'Historical scenario - input'!$D158=\"\"),\"\",Q173/'Historical scenario - input'!$D158),\"\")","v":""},{"$f":"IFERROR(IF(OR(R173=\"\",'Historical scenario - input'!$D158=\"\"),\"\",R173/'Historical scenario - input'!$D158),\"\")","v":""},{"$f":"IFERROR(IF(OR(S173=\"\",'Historical scenario - input'!$D158=\"\"),\"\",S173/'Historical scenario - input'!$D158),\"\")","v":""},{"$f":"IFERROR(IF(OR(T173=\"\",'Historical scenario - input'!$D158=\"\"),\"\",T173/'Historical scenario - input'!$D158),\"\")","v":""},{"$f":"IFERROR(IF(OR(U173=\"\",'Historical scenario - input'!$D158=\"\"),\"\",U173/'Historical scenario - input'!$D158),\"\")","v":""},{"$f":"IFERROR(IF(OR(V173=\"\",'Historical scenario - input'!$D158=\"\"),\"\",V173/'Historical scenario - input'!$D158),\"\")","v":""},{"$f":"IFERROR(IF(OR(W173=\"\",'Historical scenario - input'!$D158=\"\"),\"\",W173/'Historical scenario - input'!$D158),\"\")","v":""}]
[{"$f":"IFERROR('Historical scenario - input'!A159,\"\")","v":""},{"$f":"IFERROR('Historical scenario - input'!B159,\"\")","v":0},{"$f":"IFERROR('Historical scenario - input'!C159,\"\")","v":0},{"$f":"IFERROR(repcalc('Historical scenario - input'!$CV159:$GH159,'Historical scenario - input'!$G159,'Historical scenario - input'!$E159,'Historical scenario - input'!$F159,20,TRUE,TRUE),\"\")","v":""},"","","","","","","","","","","","","","","","","","","",{"$f":"IFERROR(IF(OR(D174=\"\",'Historical scenario - input'!$D159=\"\"),\"\",D174/'Historical scenario - input'!$D159),\"\")","v":""},{"$f":"IFERROR(IF(OR(E174=\"\",'Historical scenario - input'!$D159=\"\"),\"\",E174/'Historical scenario - input'!$D159),\"\")","v":""},{"$f":"IFERROR(IF(OR(F174=\"\",'Historical scenario - input'!$D159=\"\"),\"\",F174/'Historical scenario - input'!$D159),\"\")","v":""},{"$f":"IFERROR(IF(OR(G174=\"\",'Historical scenario - input'!$D159=\"\"),\"\",G174/'Historical scenario - input'!$D159),\"\")","v":""},{"$f":"IFERROR(IF(OR(H174=\"\",'Historical scenario - input'!$D159=\"\"),\"\",H174/'Historical scenario - input'!$D159),\"\")","v":""},{"$f":"IFERROR(IF(OR(I174=\"\",'Historical scenario - input'!$D159=\"\"),\"\",I174/'Historical scenario - input'!$D159),\"\")","v":""},{"$f":"IFERROR(IF(OR(J174=\"\",'Historical scenario - input'!$D159=\"\"),\"\",J174/'Historical scenario - input'!$D159),\"\")","v":""},{"$f":"IFERROR(IF(OR(K174=\"\",'Historical scenario - input'!$D159=\"\"),\"\",K174/'Historical scenario - input'!$D159),\"\")","v":""},{"$f":"IFERROR(IF(OR(L174=\"\",'Historical scenario - input'!$D159=\"\"),\"\",L174/'Historical scenario - input'!$D159),\"\")","v":""},{"$f":"IFERROR(IF(OR(M174=\"\",'Historical scenario - input'!$D159=\"\"),\"\",M174/'Historical scenario - input'!$D159),\"\")","v":""},{"$f":"IFERROR(IF(OR(N174=\"\",'Historical scenario - input'!$D159=\"\"),\"\",N174/'Historical scenario - input'!$D159),\"\")","v":""},{"$f":"IFERROR(IF(OR(O174=\"\",'Historical scenario - input'!$D159=\"\"),\"\",O174/'Historical scenario - input'!$D159),\"\")","v":""},{"$f":"IFERROR(IF(OR(P174=\"\",'Historical scenario - input'!$D159=\"\"),\"\",P174/'Historical scenario - input'!$D159),\"\")","v":""},{"$f":"IFERROR(IF(OR(Q174=\"\",'Historical scenario - input'!$D159=\"\"),\"\",Q174/'Historical scenario - input'!$D159),\"\")","v":""},{"$f":"IFERROR(IF(OR(R174=\"\",'Historical scenario - input'!$D159=\"\"),\"\",R174/'Historical scenario - input'!$D159),\"\")","v":""},{"$f":"IFERROR(IF(OR(S174=\"\",'Historical scenario - input'!$D159=\"\"),\"\",S174/'Historical scenario - input'!$D159),\"\")","v":""},{"$f":"IFERROR(IF(OR(T174=\"\",'Historical scenario - input'!$D159=\"\"),\"\",T174/'Historical scenario - input'!$D159),\"\")","v":""},{"$f":"IFERROR(IF(OR(U174=\"\",'Historical scenario - input'!$D159=\"\"),\"\",U174/'Historical scenario - input'!$D159),\"\")","v":""},{"$f":"IFERROR(IF(OR(V174=\"\",'Historical scenario - input'!$D159=\"\"),\"\",V174/'Historical scenario - input'!$D159),\"\")","v":""},{"$f":"IFERROR(IF(OR(W174=\"\",'Historical scenario - input'!$D159=\"\"),\"\",W174/'Historical scenario - input'!$D159),\"\")","v":""}]
[{"$f":"IFERROR('Historical scenario - input'!A160,\"\")","v":""},{"$f":"IFERROR('Historical scenario - input'!B160,\"\")","v":0},{"$f":"IFERROR('Historical scenario - input'!C160,\"\")","v":0},{"$f":"IFERROR(repcalc('Historical scenario - input'!$CV160:$GH160,'Historical scenario - input'!$G160,'Historical scenario - input'!$E160,'Historical scenario - input'!$F160,20,TRUE,TRUE),\"\")","v":""},"","","","","","","","","","","","","","","","","","","",{"$f":"IFERROR(IF(OR(D175=\"\",'Historical scenario - input'!$D160=\"\"),\"\",D175/'Historical scenario - input'!$D160),\"\")","v":""},{"$f":"IFERROR(IF(OR(E175=\"\",'Historical scenario - input'!$D160=\"\"),\"\",E175/'Historical scenario - input'!$D160),\"\")","v":""},{"$f":"IFERROR(IF(OR(F175=\"\",'Historical scenario - input'!$D160=\"\"),\"\",F175/'Historical scenario - input'!$D160),\"\")","v":""},{"$f":"IFERROR(IF(OR(G175=\"\",'Historical scenario - input'!$D160=\"\"),\"\",G175/'Historical scenario - input'!$D160),\"\")","v":""},{"$f":"IFERROR(IF(OR(H175=\"\",'Historical scenario - input'!$D160=\"\"),\"\",H175/'Historical scenario - input'!$D160),\"\")","v":""},{"$f":"IFERROR(IF(OR(I175=\"\",'Historical scenario - input'!$D160=\"\"),\"\",I175/'Historical scenario - input'!$D160),\"\")","v":""},{"$f":"IFERROR(IF(OR(J175=\"\",'Historical scenario - input'!$D160=\"\"),\"\",J175/'Historical scenario - input'!$D160),\"\")","v":""},{"$f":"IFERROR(IF(OR(K175=\"\",'Historical scenario - input'!$D160=\"\"),\"\",K175/'Historical scenario - input'!$D160),\"\")","v":""},{"$f":"IFERROR(IF(OR(L175=\"\",'Historical scenario - input'!$D160=\"\"),\"\",L175/'Historical scenario - input'!$D160),\"\")","v":""},{"$f":"IFERROR(IF(OR(M175=\"\",'Historical scenario - input'!$D160=\"\"),\"\",M175/'Historical scenario - input'!$D160),\"\")","v":""},{"$f":"IFERROR(IF(OR(N175=\"\",'Historical scenario - input'!$D160=\"\"),\"\",N175/'Historical scenario - input'!$D160),\"\")","v":""},{"$f":"IFERROR(IF(OR(O175=\"\",'Historical scenario - input'!$D160=\"\"),\"\",O175/'Historical scenario - input'!$D160),\"\")","v":""},{"$f":"IFERROR(IF(OR(P175=\"\",'Historical scenario - input'!$D160=\"\"),\"\",P175/'Historical scenario - input'!$D160),\"\")","v":""},{"$f":"IFERROR(IF(OR(Q175=\"\",'Historical scenario - input'!$D160=\"\"),\"\",Q175/'Historical scenario - input'!$D160),\"\")","v":""},{"$f":"IFERROR(IF(OR(R175=\"\",'Historical scenario - input'!$D160=\"\"),\"\",R175/'Historical scenario - input'!$D160),\"\")","v":""},{"$f":"IFERROR(IF(OR(S175=\"\",'Historical scenario - input'!$D160=\"\"),\"\",S175/'Historical scenario - input'!$D160),\"\")","v":""},{"$f":"IFERROR(IF(OR(T175=\"\",'Historical scenario - input'!$D160=\"\"),\"\",T175/'Historical scenario - input'!$D160),\"\")","v":""},{"$f":"IFERROR(IF(OR(U175=\"\",'Historical scenario - input'!$D160=\"\"),\"\",U175/'Historical scenario - input'!$D160),\"\")","v":""},{"$f":"IFERROR(IF(OR(V175=\"\",'Historical scenario - input'!$D160=\"\"),\"\",V175/'Historical scenario - input'!$D160),\"\")","v":""},{"$f":"IFERROR(IF(OR(W175=\"\",'Historical scenario - input'!$D160=\"\"),\"\",W175/'Historical scenario - input'!$D160),\"\")","v":""}]

{"sheet":"Cost scenario - input","index":2,"n_rows":190,"n_cols":193,"rows_kept":190,"cut":false,"hidden":false,"merged":[[2,6,3,6],[2,7,3,8],[2,9,3,9],[1,3,1,5],[2,3,3,3],[2,4,3,4],[2,5,3,5]]}
[null,"Unit cost - comparative"]
[null,"Replacement lives - calibrated",null,"Unit cost"]
[null,null,null,"Historical","NEM median","Forecast","Unit cost","Replacement \nlife",null,"Method","Volume",null,null,null,null,null,null,null,null,null,null,null,null,null,null,null,null,null,null,null,null,null,null,null,null,null,null,null,null,null,null,null,null,null,null,null,null,null,null,null,null,null,null,null,null,null,null,null,null,null,null,null,null,null,null,null,null,null,null,null,null,null,null,null,null,null,null,null,null,null,null,null,null,null,null,null,null,null,null,null,null,null,null,null,null,null,null,null,null,null,null,null,"Replacement Cost (NOT depreciated)"]
[null,null,null,null,null,null,null,null,null,null,"Installation date",null,null,null,null,null,null,null,null,null,null,null,null,null,null,null,null,null,null,null,null,null,null,null,null,null,null,null,null,null,null,null,null,null,null,null,null,null,null,null,null,null,null,null,null,null,null,null,null,null,null,null,null,null,null,null,null,null,null,null,null,null,null,null,null,null,null,null,null,null,null,null,null,null,null,null,null,null,null,null,null,null,null,null,null,null,null,null,null,null,null,null,"Installation date"]
["ID","Asset group","Asset category","$ ('000)","$ ('000)","$ ('000)","$ ('000)","μ","σ","#",2018,2017,2016,2015,2014,2013,2012,2011,2010,2009,2008,2007,2006,2005,2004,2003,2002,2001,2000,1999,1998,1997,1996,1995,1994,1993,1992,1991,1990,1989,1988,1987,1986,1985,1984,1983,1982,1981,1980,1979,1978,1977,1976,1975,1974,1973,1972,1971,1970,1969,1968,1967,1966,1965,1964,1963,1962,1961,1960,1959,1958,1957,1956,1955,1954,1953,1952,1951,1950,1949,1948,1947,1946,1945,1944,1943,1942,1941,1940,1939,1938,1937,1936,1935,1934,1933,1932,1931,1930,1929,1928,null,2018,2017,2016,2015,2014,2013,2012,2011,2010,2009,2008,2007,2006,2005,2004,2003,2002,2001,2000,1999,1998,1997,1996,1995,1994,1993,1992,1991,1990,1989,1988,1987,1986,1985,1984,1983,1982,1981,1980,1979,1978,1977,1976,1975,1974,1973,1972,1971,1970,1969,1968,1967,1966,1965,1964,1963,1962,1961,1960,1959,1958,1957,1956,1955,1954,1953,1952,1951,1950,1949,1948,1947,1946,1945,1944,1943,1942,1941,1940,1939,1938,1937,1936,1935,1934,1933,1932,1931,1930,1929,1928]
[1,"OVERHEAD CONDUCTORS","˂ = 1 kv",81.18019924670412,65.064082861127602,418.16667059423872,65.064082861127602,64.478983148742756,8.0298806434929499,2,46.667499999999997,67.3964,71.1601,77.876800000000003,77.506,78.701499999999996,83.133399999999995,105.5129,119.8261,105.65689999999999,89.085800000000006,85.421300000000002,99.774699999999996,110.95780000000001,99.551900000000003,88.130799999999994,103.0074,116.03400000000001,125.6331,130.80539999999999,114.7118,103.61150000000001,96.489000000000004,84.625399999999999,75.609099999999998,92.576899999999995,120.771,116.0757,86.914400000000001,87.552099999999996,108.2158,114.0675,106.7807,98.546000000000006,100.2735,84.000399999999999,75.091399999999993,87.538300000000007,82.786100000000005,84.355900000000005,83.540199999999999,73.453999999999994,44.784999999999997,27.270099999999999,56.3414,71.069000000000003,97.989699999999999,109.42919999999999,84.696200000000005,76.416200000000003,77.173900000000003,69.159499999999994,50.1083,43.174399999999999,36.215699999999998,30.703700000000001,26.241800000000001,15.8855,9.6920999999999999,6.0083000000000002,4.8666,3.6791999999999998,2.0463,0.78669999999999995,0.71450000000000002,0.1973,0,0,0,0,0,0,0,0,0,0,0,0,0,0,0,0,0,0,0,0,0,0,0,0,0,null,3036.3780869216721,4385.0849541417001,4629.9666428061264,5066.9825681594621,5042.8568062345557,5120.6409172950334,5408.9984261272648,6865.1000685178706,7796.3752993257622,6874.4692964498727,5796.2858729498421,5557.8585413052397,6491.7493482441478,7219.3674932884251,6477.2530705826894,5734.1496738174637,6702.0820089093158,7549.6457907080803,8174.2024285003299,8510.7333842829394,7463.6180603490966,6741.3872213657232,6277.9682911873415,5506.0740377560678,4919.4367474552828,6023.4310926263233,7857.8543512212418,7552.3589629633889,5655.005723425189,5696.4970890657296,7040.9617780832123,7421.6972717616727,6947.5883127692077,6411.8051096326808,6524.2033127752784,5465.4089859678634,4885.7530717580767,5695.5992047222471,5386.4016701495957,5488.5392674249943,5435.4664950351716,4779.2171424812668,2913.8949509355994,1774.3040460312359,3665.8015181119349,4624.0393048574779,6375.6099603370358,7119.9105362269038,5510.6805748226361,4971.9499687324997,5021.2490243163757,4499.7994386341543,3260.2505832302404,2809.1027390794675,2356.3413056737386,1997.7080809432036,1707.3986496251384,1033.5754882904425,630.60759749833483,390.92452905451296,316.64086565196357,239.38377366266067,133.14063275872542,51.18591398684908,46.488287204275672,12.837143548500476,0,0,0,0,0,0,0,0,0,0,0,0,0,0,0,0,0,0,0,0,0,0,0,0,0]
[1,"OVERHEAD CONDUCTORS","˃ 11 kv & < = 22 kv ; multiple-phase",155.785084187358,86.332651852520172,175.62926703629151,86.332651852520172,66.538560882227401,8.1571171918900003,2,88.364199999999997,103.822,65.321299999999994,111.124,103.69199999999999,75.492999999999995,102.0158,133.14789999999999,118.072,79.368799999999993,64.064599999999999,68.098100000000002,82.974999999999994,97.046800000000005,94.342600000000004,94.79,111.10339999999999,172.434,163.07060000000001,124.5643,130.80449999999999,168.5675,198.18209999999999,188.12119999999999,153.1097,136.8442,192.23410000000001,200.51920000000001,171.5701,181.31030000000001,220.02119999999999,242.995,233.66669999999999,204.4068,194.33869999999999,174.316,166.71080000000001,215.4238,215.3295,218.43369999999999,238.35489999999999,214.63,141.79470000000001,94.762100000000004,169.0232,190.50729999999999,253.30539999999999,322.66699999999997,273.5813,194.04859999999999,193.79650000000001,189.67429999999999,126.12,154.6448,186.15309999999999,240.85069999999999,221.4177,107.4663,32.0578,27.847000000000001,27.416599999999999,0.66749999999999998,82.272900000000007,81.892499999999998,0.28710000000000002,0,0,0,0,0,0,0,0,0,0,0,0,0,0,0,0,0,0,0,0,0,0,0,0,0,0,null,7628.7157148264623,8963.2285806323489,5639.3610514540251,9593.629604459451,8952.0053358915211,6517.5108863023052,8807.2945448563278,11495.011295594169,10193.468869530761,6852.1189783523023,5530.8668078709634,5879.0895591181043,7163.4517874628609,8378.3075978011548,8144.8468406615702,8183.4720691003877,9591.8511518312898,14886.684489537463,14078.317337181577,10753.96634515288,11292.699359242974,14552.879291149693,17109.586242701338,16241.002065678316,13218.366425343807,11814.122676636642,16596.079629482549,17311.354283345863,14812.10171160207,15652.999007175989,18995.013659773711,20978.402736903139,20173.065860627274,17646.981100687721,16777.775328571362,15049.162540323907,14392.585456455121,18598.107926146935,18589.966757077244,18857.960574957833,20577.810599042259,18529.577067106406,12241.512469632542,8181.0633881137019,14592.221080598887,16447.000406263614,21868.526910563363,27856.697775297125,23618.999126259878,16752.730226268945,16730.965764736928,16375.085307270467,10888.274051639844,13350.895679202611,16071.090773567372,20793.279631535781,19115.577208085757,9277.8506637784885,2767.6348865577211,2404.1053561371295,2366.9477827798046,57.627045111557216,7102.8376325972076,7069.9966918325081,24.786104346858544,0,0,0,0,0,0,0,0,0,0,0,0,0,0,0,0,0,0,0,0,0,0,0,0,0,0]
[1,"OVERHEAD CONDUCTORS","˃ 11 kv & < = 22 kv ; single-phase",88.558296427608155,68.401859883092015,25.350708169246737,25.350708169246737,67.408715838304076,8.2102811059246985,2,9.5355000000000008,16.661899999999999,9.6968999999999994,6.4128999999999996,8.9467999999999996,13.13,13.086399999999999,18.3292,28.298500000000001,11.8483,9.2172000000000001,11.395,12.2387,20.191199999999998,24.128599999999999,18.909500000000001,18.441700000000001,31.818000000000001,36.432499999999997,34.588999999999999,36.990900000000003,39.851799999999997,42.405900000000003,52.105400000000003,59.499600000000001,60.302599999999998,59.821899999999999,57.744500000000002,56.976999999999997,58.395400000000002,61.344299999999997,66.121300000000005,66.299099999999996,66.580799999999996,56.475700000000003,35.8018,40.3855,48.750300000000003,50.6736,52.101300000000002,45.907400000000003,48.148299999999999,34.313400000000001,13.3614,29.413599999999999,32.763399999999997,42.7271,53.602400000000003,34.544800000000002,21.916499999999999,76.437100000000001,79.427099999999996,23.258299999999998,23.3611,23.1951,26.948499999999999,26.2637,13.3429,3.5297999999999998,1.7330000000000001,1.0106999999999999,0,3.0121000000000002,3.0121000000000002,0,0,0,0,0,0,0,0,0,0,0,0,0,0,0,0,0,0,0,0,0,0,0,0,0,0,0,null,241.73167774785227,422.39096444517219,245.82328204636866,162.57155641856238,226.80771584861668,332.85479826220967,331.74950738603047,464.65820017575732,717.38701512742875,300.36279560168612,233.66254733758103,288.87131958856656,310.25971207096001,511.86121878689465,611.67709713248678,479.36921612637121,467.51015484479757,806.60883252909275,923.58967537608169,876.85564486607529,937.74551081778918,1010.271351819187,1075.0195955542601,1320.908789441869,1508.3569957869131,1528.7136144468182,1516.5275290298614,1463.8639678790682,1444.4072993591712,1480.3647438264309,1555.1214471467224,1676.2217800712144,1680.7291359837061,1687.8704304749831,1431.698989353928,907.60098373373785,1023.8010247691141,1235.8546284632293,1284.6116454851415,1320.804851538375,1163.7851002088778,1220.5935021453427,869.86898969463095,338.72095213257336,745.65558980695573,830.57539203229851,1083.1622430182222,1358.8587995712314,875.7351435649947,555.59879559129604,1937.7346154035297,2013.5332328295774,589.61437581279131,592.2204286125899,588.01221105649495,683.16355909894571,665.80339414464549,338.2519640314423,89.48292969580713,43.9327772573046,25.621960746657674,0,76.358868076588095,76.358868076588095,0,0,0,0,0,0,0,0,0,0,0,0,0,0,0,0,0,0,0,0,0,0,0,0,0,0,0]
[1,"OVERHEAD CONDUCTORS","˃ 11 kv & < = 22 kv ; swer",88.100442058396212,33.437049787085357,24.327963648673446,24.327963648673446,67.072265967321314,8.1897659287260041,2,0.54820000000000002,21.3995,0,1.2301,0,2.4007999999999998,3.5646,2.4498000000000002,0.52880000000000005,8.8900000000000007E-2,0,6.5799999999999997E-2,2.093,2.0272000000000001,0.1573,0.16259999999999999,0.45250000000000001,1.2296,1.2659,3.0752999999999999,4.4202000000000004,5.3651999999999997,3.5577999999999999,5.3162000000000003,6.5948000000000002,6.3963999999999999,7.4282000000000004,4.2708000000000004,4.4269999999999996,5.9260000000000002,5.6677,8.4719999999999995,16.6083,19.7789,16.959800000000001,10.8786,3.6383000000000001,4.6806000000000001,6.7484000000000002,7.4523999999999999,7.2755999999999998,13.456200000000001,16.729399999999998,13.633100000000001,22.113,19.7211,10.4314,10.5319,12.336600000000001,7.1345999999999998,15.6966,23.109500000000001,11.971500000000001,13.6662,12.0288,15.117800000000001,16.9635,22.258700000000001,18.161100000000001,0,0,0,0,0,0,0,0,0,0,0,0,0,0,0,0,0,0,0,0,0,0,0,0,0,0,0,0,0,0,0,0,null,13.336589672202784,520.6062580997874,0,29.925828084233206,0,58.406575127735202,86.71945922206136,59.598645346520215,12.864627177418519,2.1627559683670694,0,1.6007800080827126,50.918427916673522,49.317647908590814,3.8267886819363328,3.955726889274302,11.008403551024735,29.91366410240887,30.796769182855716,74.81578660876545,107.53446491986638,130.52439056786275,86.554029069250376,129.33232034907778,160.43805467027164,155.61138668237481,180.7129795750761,103.89986715075456,107.69989507267734,144.16751258203885,137.8835995715865,206.10650803156142,404.04611866626317,481.18036021074721,412.59739788877192,264.65418534845895,88.512430142968597,113.86946665398094,164.1748298867079,181.30171629537398,177.00053232228851,327.36194444927963,406.99223506411749,331.66556121872998,537.96426016311591,479.77420391185387,253.77472000477218,256.21968035146386,300.12435634822486,173.57028944782556,381.86631420776763,562.20707593901898,291.2422168200942,332.47081681550105,292.63620913716318,367.78528884791547,412.687411354272,541.50884446672762,441.82258061992337,0,0,0,0,0,0,0,0,0,0,0,0,0,0,0,0,0,0,0,0,0,0,0,0,0,0,0,0,0,0,0,0]
[1,"OVERHEAD CONDUCTORS","> 1 kv & < = 11 kv",96.002971172605697,57.275150434283816,24.810394254023734,24.810394254023734,68.375119501911385,8.2689249302379917,2,6.1753,16.6252,9.8977000000000004,9.3865999999999996,12.4886,12.6935,17.444700000000001,30.603000000000002,21.035299999999999,17.602799999999998,15.850300000000001,16.654900000000001,16.197700000000001,21.7577,29.350899999999999,26.117000000000001,20.422000000000001,51.129199999999997,53.756500000000003,28.381499999999999,39.425600000000003,48.986699999999999,46.8063,55.604300000000002,52.526400000000002,53.490099999999998,75.649199999999993,81.102000000000004,73.307100000000005,73.971699999999998,88.578699999999998,127.0467,122.0137,92.828599999999994,100.0266,80.342500000000001,64.011300000000006,84.096699999999998,88.951700000000002,77.197400000000002,77.832700000000003,80.722800000000007,58.066000000000003,42.247,57.589799999999997,57.676499999999997,80.968599999999995,115.3135,107.75620000000001,59.8568,49.205800000000004,54.075699999999998,22.130299999999998,16.8109,23.504999999999999,27.805199999999999,23.744599999999998,14.105600000000001,8.5974000000000004,4.9283000000000001,5.4789000000000003,4.0492999999999997,14.052300000000001,13.238899999999999,1.6923999999999999,0.74050000000000005,0,0,0,0,0,0,0,0,0,0,0,0,0,0,0,0,0,0,0,0,0,0,0,0,0,null,153.21162763687278,412.47776655199539,245.56583920805073,232.88524670481917,309.84708968080082,314.93073946345027,432.80988464316783,759.2724953558884,521.89408625166539,436.73240797472897,393.25219204455243,413.21463526133994,401.87132300840028,539.81711506077215,728.20740071042519,647.97306673233788,506.67787145567269,1268.5356098928303,1333.7199587164268,704.15620452057453,978.16467970143822,1215.3793402035844,1161.2827565721111,1379.564605219012,1303.2006927445523,1327.1104696871548,1876.886477001492,2012.1725947898331,1818.7780526191434,1835.2670406403674,2197.6724695088919,3152.0787156726774,3027.2080013921759,2303.1141640490673,2481.6993818895303,1993.3291003539018,1588.1455897125895,2086.4722824623577,2206.926746565643,1915.2979293855719,1931.0599728551531,2002.7644932887072,1440.6403527541422,1048.1647260497407,1428.8256430103759,1430.9767041921998,2008.8628881963459,2860.9733978113659,2673.4738053154324,1485.0708067842479,1220.815297584641,1341.6394365623112,549.06146795982136,417.08505676496759,583.16831694082782,689.85797431198068,589.11288740409191,349.9654971895572,213.30488355954367,122.27306600210517,135.93366907837066,100.4647294528183,348.64310317581771,328.46232848959477,41.989111235509768,18.372096945104577,0,0,0,0,0,0,0,0,0,0,0,0,0,0,0,0,0,0,0,0,0,0,0,0,0]
[1,"OVERHEAD CONDUCTORS","> 22 kv & < = 66 kv",56.533349023678674,92.009337620290552,35.737178012252244,35.737178012252244,85.83007842803903,9.2644524084286299,2,5.3100000000000001E-2,0,0,0,0,0,0.1152,0,0,0,0,0,0,0,0,0,0,0,0,0,0,0,0,0,0,0,0,0,5.0663999999999998,5.4505999999999997,0.38419999999999999,0.92020000000000002,0.92020000000000002,0,3.3115999999999999,3.3892000000000002,7.7600000000000002E-2,0,0.1237,4.9316000000000004,4.9200999999999997,0.11219999999999999,0,1.7823,2.4956,1.9596,1.341,0.44379999999999997,6.5675999999999997,8.8969000000000005,4.7107000000000001,7.2549999999999999,10.8215,9.2475000000000005,4.5243000000000002,0.87560000000000004,1.4026000000000001,6.1394000000000002,8.6830999999999996,6.0076000000000001,2.7526000000000002,2.9590000000000001,4.0789999999999997,4.8239000000000001,3.6953999999999998,1.2879,0.60509999999999997,0,0,0,0,0,0,0,0,0,0,0,0,0,0,0,0,0,0,0,0,0,0,0,0,null,1.8976441524505943,0,0,0,0,0,4.1169229070114586,0,0,0,0,0,0,0,0,0,0,0,0,0,0,0,0,0,0,0,0,0,181.05883868127475,194.78906247358208,13.730223792307312,32.885351206874518,32.885351206874518,0,118.34723870537452,121.12044371912532,2.7732050137507742,0,4.4206889201156025,176.24146708522318,175.83048953808225,4.0097113729747011,0,63.694372371237172,89.185701447376701,70.030574032809497,47.923555714430258,15.860159601837545,234.70749031326781,317.95009905720701,168.34712446231666,259.27322647889002,386.72987185958766,330.47955366830263,161.68571448083284,31.291473067528067,50.124965879984998,219.40483068842144,310.30949039818745,214.69467062640658,98.370156196525528,105.7463097382544,145.77194911197688,172.3925730133036,132.06316762647694,46.025911561979669,21.624566415213831,0,0,0,0,0,0,0,0,0,0,0,0,0,0,0,0,0,0,0,0,0,0,0,0]
[2,"POLES","˂ = 1 kv ; concrete",6.5428795514082836,10.717894859610777,"",6.5428795514082836,74.063941488638221,8.6060409880872761,2,8,4,4,10,3,3,4,5,3,3,3,1,4,4,0,0,0,0,0,1,1,1,1,0,1,2,3,4,4,14,14,6,17,17,7,3,6,15,14,6,10,17,18,17,30,33,51,99,125,180,188,168,246,373,318,222,272,306,246,168,150,118,72,37,17,2,1,0,0,0,0,0,0,0,0,0,0,0,0,0,0,0,0,0,0,0,0,0,0,0,0,null,52.343036411266269,26.171518205633134,26.171518205633134,65.428795514082836,19.628638654224851,19.628638654224851,26.171518205633134,32.714397757041418,19.628638654224851,19.628638654224851,19.628638654224851,6.5428795514082836,26.171518205633134,26.171518205633134,0,0,0,0,0,6.5428795514082836,6.5428795514082836,6.5428795514082836,6.5428795514082836,0,6.5428795514082836,13.085759102816567,19.628638654224851,26.171518205633134,26.171518205633134,91.60031371971597,91.60031371971597,39.257277308449702,111.22895237394081,111.22895237394081,45.800156859857985,19.628638654224851,39.257277308449702,98.143193271124261,91.60031371971597,39.257277308449702,65.428795514082836,111.22895237394081,117.7718319253491,111.22895237394081,196.28638654224852,215.91502519647335,333.68685712182247,647.74507558942003,817.8599439260355,1177.718319253491,1230.0613556647572,1099.2037646365916,1609.5483696464378,2440.4940726752898,2080.6356973478341,1452.5192604126389,1779.663237983053,2002.1211427309347,1609.5483696464378,1099.2037646365916,981.43193271124255,772.05978706617748,471.08732770139642,242.08654340210649,111.22895237394081,13.085759102816567,6.5428795514082836,0,0,0,0,0,0,0,0,0,0,0,0,0,0,0,0,0,0,0,0,0,0,0,0]
[2,"POLES","˂ = 1 kv ; steel",6.4690900702586047,8.9085532377306738,"",6.4690900702586047,46.97220887578829,6.853627424640786,2,266,303,501,522,382,276,417,593,712,893,900,895,1025,1057,854,529,319,504,451,154,101,68,64,49,36,31,20,29,41,71,76,51,37,9,9,15,9,18,24,13,4,4,4,7,12,10,8,8,8,14,9,8,6,4,5,7,5,1,1,0,0,0,0,0,0,0,0,0,0,0,0,0,0,0,0,0,0,0,0,0,0,0,0,0,0,0,0,0,0,0,0,null,1720.7779586887889,1960.1342912883572,3241.014125199561,3376.8650166749917,2471.1924068387871,1785.468859391375,2697.6105592978383,3836.1704116633528,4605.9921300241267,5776.8974327409342,5822.1810632327442,5789.8356128814512,6630.8173220150702,6837.8282042633455,5524.6029200008488,3422.1486471668018,2063.6397324124951,3260.4213954103366,2917.5596216866306,996.23987081982511,653.37809709611906,439.89812477758511,414.0217644965507,316.98541344267164,232.88724252930976,200.54179217801675,129.3818014051721,187.60361203749954,265.23269288060277,459.30539498836094,491.65084533965398,329.92359358318885,239.35633259956836,58.22181063232744,58.22181063232744,97.036351053879073,58.22181063232744,116.44362126465488,155.25816168620651,84.098170913361855,25.876360281034419,25.876360281034419,25.876360281034419,45.283630491810236,77.629080843103253,64.690900702586049,51.752720562068838,51.752720562068838,51.752720562068838,90.567260983620471,58.22181063232744,51.752720562068838,38.814540421551627,25.876360281034419,32.345450351293024,45.283630491810236,32.345450351293024,6.4690900702586047,6.4690900702586047,0,0,0,0,0,0,0,0,0,0,0,0,0,0,0,0,0,0,0,0,0,0,0,0,0,0,0,0,0,0,0,0]
[2,"POLES","˂ = 1 kv ; wood",5.7523718118682927,5.1091055797901488,4.2105725015514546,4.2105725015514546,61.123596823032365,7.8181581477373792,2,452,509,500,597,642,506,640,801,960,846,713,676,813,876,760,684,775,897,907,1000,901,786,727,669,774,1108,1603,1328,777,1014,1406,1339,945,833,1084,1104,1040,1056,883,898,956,936,584,278,569,806,1287,1553,1364,1165,1095,1176,927,690,676,691,519,253,127,53,15,2,1,0,0,0,0,0,0,0,0,0,0,0,0,0,0,0,0,0,0,0,0,0,0,0,0,0,0,0,0,null,1903.1787707012575,2143.1814032896905,2105.2862507757272,2513.7117834262185,2703.1875459960338,2130.5496857850362,2694.7664009929308,3372.6685737427151,4042.1496014893964,3562.1443363125304,3002.1381936061871,2846.3470110487833,3423.1954437613326,3688.4615113590744,3200.0351011791054,2880.0315910611948,3263.1936887023771,3776.8835338916547,3818.9892589071692,4210.5725015514545,3793.7258238978607,3309.5099862194434,3061.0862086279076,2816.8730035379231,3258.9831162008259,4665.3143317190115,6749.547719986982,5591.6402820603316,3271.6148337054801,4269.520516573175,5920.0649371813452,5637.9565795773979,3978.9910139661247,3507.4068937923616,4564.2605916817765,4648.4720417128055,4378.9954016135125,4446.3645616383365,3717.9355188699342,3781.0941063932064,4025.3073114831905,3941.0958614521614,2458.9743409060493,1170.5391554313044,2395.8157533827775,3393.7214362504724,5419.0068094967219,6539.0190949094085,5743.2208921161837,4905.3169643074443,4610.5768891988428,4951.6332618245106,3903.2007089381982,2905.2950260705038,2846.3470110487833,2909.5055985720551,2185.287128305205,1065.2748428925181,534.74270769703469,223.16034258222709,63.158587523271819,8.4211450031029091,4.2105725015514546,0,0,0,0,0,0,0,0,0,0,0,0,0,0,0,0,0,0,0,0,0,0,0,0,0,0,0,0]
[2,"POLES","˃ 11 kv & < = 22 kv ; concrete",11.419448648027616,13.300891294414473,3.9566758442840095,3.9566758442840095,72.453792594351484,8.5119793581958056,2,14,12,9,1,213,10,7,5,2,2,8,7,6,10,5,0,2,8,16,30,25,11,8,1,1,1,4,3,2,2,1,1,1,1,5,8,3,1,21,25,8,3,0,0,0,0,10,36,31,30,62,56,35,30,18,36,49,24,8,74,79,10,2,0,0,0,0,0,0,0,0,0,0,0,0,0,0,0,0,0,0,0,0,0,0,0,0,0,0,0,0,null,55.393461819976132,47.480110131408111,35.610082598556083,3.9566758442840095,842.77195483249398,39.566758442840097,27.696730909988066,19.783379221420049,7.9133516885680191,7.9133516885680191,31.653406754272076,27.696730909988066,23.740055065704055,39.566758442840097,19.783379221420049,0,7.9133516885680191,31.653406754272076,63.306813508544153,118.70027532852029,98.916896107100243,43.523434287124104,31.653406754272076,3.9566758442840095,3.9566758442840095,3.9566758442840095,15.826703377136038,11.870027532852028,7.9133516885680191,7.9133516885680191,3.9566758442840095,3.9566758442840095,3.9566758442840095,3.9566758442840095,19.783379221420049,31.653406754272076,11.870027532852028,3.9566758442840095,83.090192729964201,98.916896107100243,31.653406754272076,11.870027532852028,0,0,0,0,39.566758442840097,142.44033039422433,122.6569511728043,118.70027532852029,245.3139023456086,221.57384727990453,138.48365454994033,118.70027532852029,71.220165197112166,142.44033039422433,193.87711636991648,94.960220262816222,31.653406754272076,292.79401247701668,312.57739169843677,39.566758442840097,7.9133516885680191,0,0,0,0,0,0,0,0,0,0,0,0,0,0,0,0,0,0,0,0,0,0,0,0,0,0,0,0]
[2,"POLES","˃ 11 kv & < = 22 kv ; steel",11.419448648027616,12.443721101982717,"",11.419448648027616,72.453792594351484,8.5119793581958056,2,11,53,5,16,11,54,21,159,240,110,135,150,31,5,31,52,21,21,88,82,6,6,0,0,7,8,18,24,0,0,0,0,15,25,9,0,0,0,0,35,61,49,26,47,57,22,62,89,66,0,0,27,42,200,206,58,36,7,5,82,82,5,5,0,0,0,0,0,0,0,0,0,0,0,0,0,0,0,0,0,0,0,0,0,0,0,0,0,0,0,0,null,125.61393512830378,605.2307783454637,57.097243240138084,182.71117836844186,125.61393512830378,616.65022699349129,239.80842160857995,1815.6923350363911,2740.667675526628,1256.1393512830377,1541.6255674837282,1712.9172972041424,354.00290808885609,57.097243240138084,354.00290808885609,593.81132969743601,239.80842160857995,239.80842160857995,1004.9114810264302,936.39478913826451,68.516691888165695,68.516691888165695,0,0,79.936140536193321,91.355589184220932,205.55007566449709,274.06676755266278,0,0,0,0,171.29172972041425,285.48621620069042,102.77503783224854,0,0,0,0,399.68070268096659,696.58636752968459,559.55298375335326,296.905664848718,536.71408645729798,650.90857293757415,251.22787025660756,708.00581617771218,1016.3309296744578,753.68361076982274,0,0,308.32511349674564,479.6168432171599,2283.8897296055234,2352.4064214936889,662.32802158560173,411.10015132899417,79.936140536193321,57.097243240138084,936.39478913826451,936.39478913826451,57.097243240138084,57.097243240138084,0,0,0,0,0,0,0,0,0,0,0,0,0,0,0,0,0,0,0,0,0,0,0,0,0,0,0,0]
[2,"POLES","˃ 11 kv & < = 22 kv ; wood",5.8875650818466481,6.3051176301806002,3.8475870977981983,3.8475870977981983,60.949913350927687,7.8070425482975105,2,1184,1484,1324,1744,1666,1722,1759,2121,2625,2304,1925,2003,2257,2430,2172,1824,2090,2280,2341,2661,2820,3132,3134,2479,2058,2310,2537,2328,1955,2069,2464,2683,2633,2393,2317,1890,1614,1840,1779,1935,1974,1854,1143,692,1705,1874,2348,2894,2356,2317,2567,2502,2002,2038,2007,1886,1607,787,319,72,2,1,0,0,1,1,0,0,0,0,0,0,0,0,0,0,0,0,0,0,0,0,0,0,0,0,0,0,0,0,0,null,4555.543123793067,5709.8192531325267,5094.2053174848143,6710.1918985600578,6410.0801049317988,6625.5449824084972,6767.9057050270312,8160.7322344299782,10099.916131720271,8864.8406733270494,7406.6051632615317,7706.7169568897916,8684.0040797305337,9349.6366476496223,8356.9591764176876,7017.998866383914,8041.4570343982341,8772.4985829798916,9007.2013959455817,10238.429267241007,10850.195615790919,12050.642790303957,12058.337964499553,9538.1684154417344,7918.3342472686918,8887.9261959138385,9761.3284671140282,8957.1827636742055,7522.0327761954777,7960.6577053444726,9480.45460897476,10323.076183392566,10130.696828502656,9207.2759250310883,8914.8593055984256,7271.9396148385949,6210.0055758462922,7079.5602599486847,6844.8574469829946,7445.0810342395134,7595.1369310536438,7133.42647931786,4397.7920527833403,2662.5302716763531,6560.1360017459283,7210.3782212738233,9034.1345056301689,11134.917061027985,9064.915202412556,8914.8593055984256,9876.756080047975,9626.6629186910923,7702.8693697919925,7841.3825053127284,7722.1073052809843,7256.5492664474023,6183.0724661617051,3028.0510459671818,1227.3802841976253,277.0262710414703,7.6951741955963966,3.8475870977981983,0,0,3.8475870977981983,3.8475870977981983,0,0,0,0,0,0,0,0,0,0,0,0,0,0,0,0,0,0,0,0,0,0,0,0,0]
[2,"POLES","> 1 kv & < = 11 kv ; concrete",6.4600913530452599,10.699015243865569,4.6959582491562966,4.6959582491562966,87.135406657102678,9.3346347897013455,2,0,0,1,3,3,2,3,4,4,3,1,1,1,0,0,1,1,1,1,1,1,1,1,1,2,2,0,2,6,11,14,19,19,13,13,8,2,7,8,4,1,1,2,1,2,7,15,30,32,22,55,73,66,91,80,62,77,93,93,87,73,62,44,19,25,17,0,0,0,0,0,0,0,0,0,0,0,0,0,0,0,0,0,0,0,0,0,0,0,0,0,null,0,0,4.6959582491562966,14.08787474746889,14.08787474746889,9.3919164983125931,14.08787474746889,18.783832996625186,18.783832996625186,14.08787474746889,4.6959582491562966,4.6959582491562966,4.6959582491562966,0,0,4.6959582491562966,4.6959582491562966,4.6959582491562966,4.6959582491562966,4.6959582491562966,4.6959582491562966,4.6959582491562966,4.6959582491562966,4.6959582491562966,9.3919164983125931,9.3919164983125931,0,9.3919164983125931,28.175749494937779,51.65554074071926,65.743415488188148,89.223206733969633,89.223206733969633,61.047457239031857,61.047457239031857,37.567665993250372,9.3919164983125931,32.871707744094074,37.567665993250372,18.783832996625186,4.6959582491562966,4.6959582491562966,9.3919164983125931,4.6959582491562966,9.3919164983125931,32.871707744094074,70.439373737344454,140.87874747468891,150.27066397300149,103.31108148143852,258.27770370359633,342.80495218840963,309.93324444431556,427.33220067322299,375.67665993250375,291.1494114476904,361.58878518503485,436.72411717153557,436.72411717153557,408.54836767659782,342.80495218840963,291.1494114476904,206.62216296287704,89.223206733969633,117.39895622890741,79.831290235657036,0,0,0,0,0,0,0,0,0,0,0,0,0,0,0,0,0,0,0,0,0,0,0,0,0]
[2,"POLES","> 1 kv & < = 11 kv ; steel",6.5783602078492889,8.8886567997876629,"",6.5783602078492889,65.801399126884988,8.1118061568854678,2,5,5,0,5,3,3,5,23,23,3,5,13,10,8,8,0,0,0,0,0,0,0,0,0,0,16,15,4,6,60,61,16,7,12,13,4,0,12,11,9,6,4,4,12,14,0,0,9,13,0,0,0,4,3,0,0,0,13,10,0,10,10,0,0,0,0,0,0,0,0,0,0,0,0,0,0,0,0,0,0,0,0,0,0,0,0,0,0,0,0,0,null,32.891801039246445,32.891801039246445,0,32.891801039246445,19.735080623547866,19.735080623547866,32.891801039246445,151.30228478053365,151.30228478053365,19.735080623547866,32.891801039246445,85.518682702040749,65.783602078492891,52.626881662794311,52.626881662794311,0,0,0,0,0,0,0,0,0,0,105.25376332558862,98.675403117739336,26.313440831397156,39.470161247095731,394.70161247095734,401.27997267880664,105.25376332558862,46.048521454945025,78.940322494191463,85.518682702040749,26.313440831397156,0,78.940322494191463,72.361962286342177,59.205241870643597,39.470161247095731,26.313440831397156,26.313440831397156,78.940322494191463,92.09704290989005,0,0,59.205241870643597,85.518682702040749,0,0,0,26.313440831397156,19.735080623547866,0,0,0,85.518682702040749,65.783602078492891,0,65.783602078492891,65.783602078492891,0,0,0,0,0,0,0,0,0,0,0,0,0,0,0,0,0,0,0,0,0,0,0,0,0,0,0,0,0]
[2,"POLES","> 1 kv & < = 11 kv ; wood",5.8728148441806276,6.2810725085712713,4.0444511473245885,4.0444511473245885,63.203008396332848,7.9500319745478283,2,163,316,200,254,361,286,361,519,659,623,602,511,468,560,588,504,509,485,443,523,628,686,671,678,560,679,987,966,767,843,1045,1177,1112,901,902,745,589,669,656,648,621,593,382,251,511,612,852,1003,745,688,1034,962,439,275,249,304,248,74,29,2,1,1,1,1,1,0,0,0,0,0,0,0,0,0,0,0,0,0,0,0,0,0,0,0,0,0,0,0,0,0,0,null,659.24553701390789,1278.0465625545701,808.89022946491775,1027.2905914204455,1460.0468641841765,1156.7130281348323,1460.0468641841765,2099.0701454614614,2665.2933060869041,2519.6930647832187,2434.7595906894021,2066.7145362828646,1892.8031369479074,2264.8926425017694,2378.137274626858,2038.4033782515926,2058.6256339882157,1961.5588064524254,1791.6918582647927,2115.2479500507598,2539.9153205198418,2774.4934870646675,2713.8267198547987,2742.1378778860712,2264.8926425017694,2746.1823290333955,3991.873282409369,3906.9398083155525,3102.0940299979593,3409.472317194628,4226.4514489541953,4760.3190004010403,4497.429675824942,3644.0504837394542,3648.0949348867789,3013.1161047568185,2382.1817257741827,2705.7378175601498,2653.1599526449299,2620.8043434663332,2511.6041624885693,2398.3595303634811,1544.9803382779928,1015.1572379784717,2066.7145362828646,2475.2041021626483,3445.8723775205494,4056.5845007665621,3013.1161047568185,2782.5823893593169,4181.9624863336248,3890.7620037262541,1775.5140536754943,1112.2240655142618,1007.0683356838225,1229.5131487866749,1003.0238845364979,299.28938490201955,117.28908327241307,8.0889022946491771,4.0444511473245885,4.0444511473245885,4.0444511473245885,4.0444511473245885,4.0444511473245885,0,0,0,0,0,0,0,0,0,0,0,0,0,0,0,0,0,0,0,0,0,0,0,0,0,0]
[2,"POLES","> 22 kv & < = 66 kv ; concrete",6.4600913530452697,21.319901164200253,"",6.4600913530452697,68.221845752911989,8.2596516726138027,2,0,0,0,3,0,0,0,0,0,0,0,1,1,0,0,0,0,0,0,0,0,0,0,0,0,0,0,0,5,7,3,1,2,3,1,0,1,1,4,4,0,2,2,0,0,1,12,26,17,5,14,26,50,55,34,15,11,23,25,20,15,12,21,25,14,1,0,0,0,0,0,0,0,0,0,0,0,0,0,0,0,0,0,0,0,0,0,0,0,0,0,null,0,0,0,19.380274059135807,0,0,0,0,0,0,0,6.4600913530452697,6.4600913530452697,0,0,0,0,0,0,0,0,0,0,0,0,0,0,0,32.30045676522635,45.220639471316886,19.380274059135807,6.4600913530452697,12.920182706090539,19.380274059135807,6.4600913530452697,0,6.4600913530452697,6.4600913530452697,25.840365412181079,25.840365412181079,0,12.920182706090539,12.920182706090539,0,0,6.4600913530452697,77.521096236543229,167.962375179177,109.82155300176959,32.30045676522635,90.441278942633772,167.962375179177,323.00456765226346,355.30502441748985,219.64310600353917,96.901370295679044,71.061004883497972,148.58210112004122,161.50228382613173,129.2018270609054,96.901370295679044,77.521096236543229,135.66191841395067,161.50228382613173,90.441278942633772,6.4600913530452697,0,0,0,0,0,0,0,0,0,0,0,0,0,0,0,0,0,0,0,0,0,0,0,0,0]
[2,"POLES","> 22 kv & < = 66 kv ; steel",6.4600913530452697,21.586857604454906,"",6.4600913530452697,68.221845752911989,8.2596516726138027,2,0,0,0,0,0,0,0,0,0,11,34,23,0,0,0,0,0,0,0,0,0,0,0,0,0,1,1,0,0,0,0,0,0,0,0,0,0,0,0,0,0,0,0,0,0,0,0,0,0,0,0,0,0,0,0,0,0,0,0,0,0,0,0,0,0,0,0,0,0,0,0,0,0,0,0,0,0,0,0,0,0,0,0,0,0,0,0,0,0,0,0,null,0,0,0,0,0,0,0,0,0,71.061004883497972,219.64310600353917,148.58210112004122,0,0,0,0,0,0,0,0,0,0,0,0,0,6.4600913530452697,6.4600913530452697,0,0,0,0,0,0,0,0,0,0,0,0,0,0,0,0,0,0,0,0,0,0,0,0,0,0,0,0,0,0,0,0,0,0,0,0,0,0,0,0,0,0,0,0,0,0,0,0,0,0,0,0,0,0,0,0,0,0,0,0,0,0,0,0]
[2,"POLES","> 22 kv & < = 66 kv ; wood",5.5093742457692834,8.4285451625174783,4.8580440590855103,4.8580440590855103,55.330909259180004,7.4384749283156157,2,8,6,5,12,7,9,1,5,12,6,7,15,55,52,7,12,14,6,6,9,10,6,5,6,6,11,17,26,38,26,9,30,33,12,20,16,10,18,57,61,21,14,10,6,26,33,23,23,33,30,13,11,6,1,1,0,0,0,0,0,1,1,1,1,0,0,0,0,0,0,0,0,0,0,0,0,0,0,0,0,0,0,0,0,0,0,0,0,0,0,0,null,38.864352472684082,29.14826435451306,24.290220295427552,58.29652870902612,34.006308413598575,43.72239653176959,4.8580440590855103,24.290220295427552,58.29652870902612,29.14826435451306,34.006308413598575,72.87066088628265,267.19242324970304,252.61829107244654,34.006308413598575,58.29652870902612,68.012616827197149,29.14826435451306,29.14826435451306,43.72239653176959,48.580440590855105,29.14826435451306,24.290220295427552,29.14826435451306,29.14826435451306,53.438484649940612,82.586749004453679,126.30914553622327,184.60567424524939,126.30914553622327,43.72239653176959,145.7413217725653,160.31545394982183,58.29652870902612,97.160881181710209,77.728704945368165,48.580440590855105,87.44479306353918,276.9085113678741,296.3406876042161,102.01892524079571,68.012616827197149,48.580440590855105,29.14826435451306,126.30914553622327,160.31545394982183,111.73501335896674,111.73501335896674,160.31545394982183,145.7413217725653,63.154572768111635,53.438484649940612,29.14826435451306,4.8580440590855103,4.8580440590855103,0,0,0,0,0,4.8580440590855103,4.8580440590855103,4.8580440590855103,4.8580440590855103,0,0,0,0,0,0,0,0,0,0,0,0,0,0,0,0,0,0,0,0,0,0,0,0,0,0,0]
[2,"POLES","staking of a wooden pole",9.1702913835191939,9.1702913835191939,"",9.1702913835191939,30.215167503393005,5.4968324973017877,2,787,935,1139,1704,2308,1418,1608,1611,1526,1269,673,705,900,1182,326,209,454,609,1015,1222,971,965,1059,1073,813,680,732,770,643,308,0,0,0,0,0,0,0,0,0,0,0,0,0,0,0,0,0,0,0,0,0,0,0,0,0,0,0,0,0,0,0,0,0,0,0,0,0,0,0,0,0,0,0,0,0,0,0,0,0,0,0,0,0,0,0,0,0,0,0,0,0,null,7217.0193188296053,8574.2224435904463,10444.961885828361,15626.176517516706,21165.032513162299,13003.473181830217,14745.828544698863,14773.339418849422,13993.864651250289,11637.099765685856,6171.6061011084175,6465.0554253810315,8253.2622451672742,10839.284415319687,2989.5149910272571,1916.5908991555116,4163.3122881177142,5584.7074525631888,9307.8457542719825,11206.096070660455,8904.3529333971364,8849.3311850960217,9711.3385751468268,9839.7226545160956,7455.4468948011045,6235.798140793052,6712.6532927360504,7061.124365309779,5896.4973596028412,2824.4497461239116,0,0,0,0,0,0,0,0,0,0,0,0,0,0,0,0,0,0,0,0,0,0,0,0,0,0,0,0,0,0,0,0,0,0,0,0,0,0,0,0,0,0,0,0,0,0,0,0,0,0,0,0,0,0,0,0,0,0,0,0,0]
[3,"SERVICE LINES","˂ = 11 kv ; commercial and industrial ; simple type",2.1346744194109366,0.95748173369896172,0.80756517050959131,0.80756517050959131,61.820713764268909,7.8626149444233189,2,393,609,731,593,447,340,511,701,878,599,308,437,561,654,609,488,506,673,676,583,507,435,415,371,354,492,695,627,449,496,615,630,532,488,550,527,493,512,449,469,504,487,303,162,355,481,695,831,716,670,687,670,522,484,458,424,378,250,157,90,66,48,31,16,9,1,0,0,0,0,0,0,0,0,0,0,0,0,0,0,0,0,0,0,0,0,0,0,0,0,0,null,317.37311201026938,491.8071888403411,590.3301396425112,478.88614611218765,360.98163121778731,274.57215797326103,412.66580213040118,566.10318452722356,709.04221970742117,483.73153713524522,248.73007251695412,352.90597951269143,453.04406065588074,528.14762151327272,491.8071888403411,394.09180320868057,408.62797627785318,543.49135975295496,545.91405526448375,470.81049440709171,409.43554144836281,351.29084917167222,335.13954576148041,299.60667825905836,285.87807036039533,397.32206389071894,561.25779350416599,506.34336190951376,362.59676155880652,400.5523245727573,496.65257986339867,508.76605742104255,429.62467071110257,394.09180320868057,444.16084378027523,425.58684485855463,398.12962906122851,413.47336730091075,362.59676155880652,378.74806496899834,407.01284593683403,393.284238038171,244.69224666440616,130.82555762255379,286.6856355309049,388.43884701511342,561.25779350416599,671.08665669347033,578.21666208486738,541.06866424142618,554.79727214008926,541.06866424142618,421.54901900600669,390.86154252664221,369.86484809339282,342.40763229606671,305.25963445262551,201.89129262739783,126.78773177000583,72.680865345863225,53.299301253633026,38.763128184460385,25.034520285797331,12.921042728153461,7.2680865345863221,0.80756517050959131,0,0,0,0,0,0,0,0,0,0,0,0,0,0,0,0,0,0,0,0,0,0,0,0,0]
[3,"SERVICE LINES","˂ = 11 kv ; residential ; simple type",1.9382768119581435,0.78717929277166221,0.71316278077993445,0.71316278077993445,61.444618610790236,7.8386617869882764,2,2072,3208,3852,3126,2355,1791,2693,3697,4629,3158,1626,2305,2957,3445,3209,2575,2665,3550,3565,3072,2675,2295,2188,1954,1868,2591,3666,3306,2369,2618,3242,3323,2805,2571,2901,2777,2599,2700,2368,2474,2657,2568,1595,852,1873,2535,3662,4379,3777,3534,3620,3531,2754,2552,2414,2235,1994,1321,828,477,346,255,163,84,49,4,0,0,0,0,0,0,0,0,0,0,0,0,0,0,0,0,0,0,0,0,0,0,0,0,0,null,1477.6732817760242,2287.8262007420299,2747.1030315643075,2229.3468527180753,1679.4983487367456,1277.2745403768627,1920.5473686403634,2636.5628005434178,3301.2305122303164,2252.1680617030329,1159.6026815481735,1643.8402096977488,2108.822342766266,2456.8457797868741,2288.5393635228097,1836.3941605083312,1900.5788107785254,2531.7278717687673,2542.4253134804662,2190.8360625559585,1907.7104385863247,1636.7085818899495,1560.4001643464965,1393.520073643992,1332.1880744969176,1847.8047650008102,2614.4547543392396,2357.7161532584632,1689.4826276676647,1867.0601600818684,2312.0737352885476,2369.8399205317223,2000.4216000877161,1833.5415093852114,2068.88522704259,1980.4530422258779,1853.5100672470496,1925.539508105823,1688.7694648868849,1764.3647196495579,1894.8735085322858,1831.4020210428716,1137.4946353439955,607.6146892245041,1335.7538884008172,1807.8676492771338,2611.6021032161198,3122.9398170353329,2693.6158230058122,2520.3172672762885,2581.6492664233629,2518.1777789339485,1964.0502982679395,1819.9914165503926,1721.5749528027618,1593.9188150431535,1422.0465848751892,942.08803341029341,590.49878248578568,340.17864643202876,246.75432214985733,181.85650909888329,116.24553326712932,59.905673585514492,34.944976258216791,2.8526511231197378,0,0,0,0,0,0,0,0,0,0,0,0,0,0,0,0,0,0,0,0,0,0,0,0,0]
[4,"SWITCHGEAR","˂ = 11 kv ; circuit breaker",56.495642316440481,81.5745000512551,56.152853035700119,56.152853035700119,49.841316369980909,7.05983826797618,2,76,46,71,58,62,31,102,149,122,98,56,54,70,53,34,27,13,22,10,6,1,6,5,2,5,2,5,4,7,4,6,12,7,12,11,16,11,17,20,13,4,15,8,0,11,6,10,13,12,5,11,9,9,5,19,9,4,10,13,0,0,0,0,0,0,0,0,0,0,0,0,0,0,0,0,0,0,0,0,0,0,0,0,0,0,0,0,0,0,0,0,null,4267.6168307132093,2583.0312396422055,3986.8525655347084,3256.8654760706067,3481.4768882134072,1740.7384441067036,5727.5910096414118,8366.7751023193177,6850.6480703554143,5502.9795974986118,3144.5597699992068,3032.2540639278063,3930.6997124990085,2976.1012108921063,1909.197003213804,1516.1270319639032,729.98708946410159,1235.3627667854025,561.52853035700116,336.91711821420074,56.152853035700119,336.91711821420074,280.76426517850058,112.30570607140024,280.76426517850058,112.30570607140024,280.76426517850058,224.61141214280048,393.06997124990085,224.61141214280048,336.91711821420074,673.83423642840148,393.06997124990085,673.83423642840148,617.68138339270126,898.4456485712019,617.68138339270126,954.598501606902,1123.0570607140023,729.98708946410159,224.61141214280048,842.2927955355018,449.22282428560095,0,617.68138339270126,336.91711821420074,561.52853035700116,729.98708946410159,673.83423642840148,280.76426517850058,617.68138339270126,505.37567732130105,505.37567732130105,280.76426517850058,1066.9042076783023,505.37567732130105,224.61141214280048,561.52853035700116,729.98708946410159,0,0,0,0,0,0,0,0,0,0,0,0,0,0,0,0,0,0,0,0,0,0,0,0,0,0,0,0,0,0,0,0]
[4,"SWITCHGEAR","˂ = 11 kv ; fuse",1.944450105297103E-2,3.4655402661232055,1.7629013918736967E-2,1.7629013918736967E-2,47.901224404169092,6.9210710445832797,2,145,166,146,115,79,91,143,277,301,196,360,298,288,323,281,225,168,134,209,231,375,471,484,287,309,257,301,338,354,381,338,255,200,224,202,167,143,125,132,69,62,86,50,26,51,38,53,53,44,29,37,35,19,23,17,17,12,16,9,2,2,1,0,0,0,0,0,0,0,0,0,0,0,0,0,0,0,0,0,0,0,0,0,0,0,0,0,0,0,0,0,null,2.5562070182168601,2.9264163105103367,2.5738360321355973,2.0273366006547513,1.3926920995802203,1.6042402666050641,2.5209489903793862,4.8832368554901402,5.3063331895398269,3.4552867280724455,6.3464450107453079,5.2534461477836158,5.0771560085962468,5.6941714957520402,4.953752911165088,3.9665281317158176,2.9616743383478106,2.3622878651107535,3.6844639090160261,4.0723022152282393,6.6108802195263632,8.3032655557251118,8.5324427366686919,5.0595269946775092,5.4473653008897225,4.5306565771154004,5.3063331895398269,5.9586067045330946,6.2406709272328866,6.7166543030387844,5.9586067045330946,4.4953985492779269,3.5258027837473933,3.9488991177970805,3.5610608115848672,2.9440453244290734,2.5209489903793862,2.2036267398421208,2.3270298372732796,1.2164019603928506,1.092998862961692,1.5160951970113792,0.88145069593684833,0.45835436188716117,0.89907970985558539,0.66990252891200475,0.93433773769305928,0.93433773769305928,0.77567661242442654,0.51124140364337201,0.6522735149932678,0.61701548715579391,0.33495126445600237,0.40546732013095027,0.29969323661852842,0.29969323661852842,0.21154816702484361,0.28206422269979148,0.15866112526863271,3.5258027837473935E-2,3.5258027837473935E-2,1.7629013918736967E-2,0,0,0,0,0,0,0,0,0,0,0,0,0,0,0,0,0,0,0,0,0,0,0,0,0,0,0,0,0]
[4,"SWITCHGEAR","˂ = 11 kv ; switch",4.8588878742610637,12.891680100792513,25.247793986964769,4.8588878742610637,41.22727804068672,6.4208471435385164,2,826,1017,836,695,453,429,669,995,1100,966,1548,1523,1692,1652,1421,1175,951,890,1154,1228,1543,1582,1543,1168,1215,1093,1091,1231,1250,1326,1121,867,877,823,794,714,705,575,555,473,448,445,331,292,302,275,223,207,145,144,149,89,21,34,26,23,15,14,13,12,3,6,2,2,5,0,0,0,0,0,0,0,0,0,0,0,0,0,0,0,0,0,0,0,0,0,0,0,0,0,0,null,4013.4413841396386,4941.4889681235018,4062.0302628822492,3376.9270726114391,2201.076207040262,2084.4628980579964,3250.5959878806516,4834.5934348897581,5344.7766616871704,4693.6856865361879,7521.5584293561269,7400.0862324995996,8221.2382832497206,8026.8827682792771,6904.4796693249718,5709.1932522567495,4620.8023684222717,4324.4102080923467,5607.1566068972679,5966.7143095925867,7497.2639899848209,7686.7606170810031,7497.2639899848209,5675.181037136922,5903.548767227192,5310.7644465673429,5301.0466708188205,5981.2909732153694,6073.6098428263294,6442.8853212701706,5446.8133070466529,4212.6557869843418,4261.2446657269529,3998.8647205168554,3857.9569721632847,3469.2459422223997,3425.5159513540498,2793.8605277001116,2696.6827702148903,2298.2539645254833,2176.7817676689565,2162.2051040461733,1608.2918863804121,1418.7952592842305,1467.3841380268414,1336.1941654217926,1083.5319959602173,1005.7897899720402,704.53874176785428,699.67985389359319,723.97429326489851,432.44102080923466,102.03664535948234,165.20218772487615,126.33108473078765,111.75442110800446,72.883318113915962,68.02443023965489,63.165542365393826,58.306654491132761,14.57666362278319,29.153327245566381,9.7177757485221274,9.7177757485221274,24.294439371305319,0,0,0,0,0,0,0,0,0,0,0,0,0,0,0,0,0,0,0,0,0,0,0,0,0,0]
[4,"SWITCHGEAR","> 11 kv & < = 22 kv ; circuit breaker",95.535990412079798,54.563409543769374,57.598367981759182,54.563409543769374,66.122706376195097,8.131586953122687,2,39,24,23,23,20,14,29,75,60,62,28,35,47,38,18,24,16,8,17,9,9,11,2,5,1,0,1,1,2,0,1,3,0,9,2,6,5,7,6,9,2,3,3,1,1,0,0,0,0,0,0,0,0,0,0,0,2,0,7,0,0,0,0,0,0,0,0,0,0,0,0,0,0,0,0,0,0,0,0,0,0,0,0,0,0,0,0,0,0,0,0,null,2127.9729722070056,1309.5218290504649,1254.9584195066957,1254.9584195066957,1091.2681908753875,763.88773361277129,1582.3388767693118,4092.2557157827032,3273.8045726261626,3382.931391713701,1527.7754672255426,1909.7193340319282,2564.4802485571604,2073.4095626632361,982.1413717878487,1309.5218290504649,873.01455270030999,436.507276350155,927.57796224407934,491.07068589392435,491.07068589392435,600.19750498146311,109.12681908753875,272.81704771884688,54.563409543769374,0,54.563409543769374,54.563409543769374,109.12681908753875,0,54.563409543769374,163.69022863130812,0,491.07068589392435,109.12681908753875,327.38045726261623,272.81704771884688,381.94386680638564,327.38045726261623,491.07068589392435,109.12681908753875,163.69022863130812,163.69022863130812,54.563409543769374,54.563409543769374,0,0,0,0,0,0,0,0,0,0,0,109.12681908753875,0,381.94386680638564,0,0,0,0,0,0,0,0,0,0,0,0,0,0,0,0,0,0,0,0,0,0,0,0,0,0,0,0,0,0,0,0]
[4,"SWITCHGEAR","> 11 kv & < = 22 kv ; switch",9.3790421977269105,12.47300713019863,"",9.3790421977269105,16.787317704352866,4.0972329326452588,2,785,1115,548,144,164,223,160,378,348,124,176,378,437,336,160,110,41,9,60,5,5,18,0,0,0,0,0,5,0,5,0,0,0,0,0,0,0,0,0,0,0,5,0,0,0,0,0,0,0,0,0,0,0,0,0,0,0,0,0,0,0,5,0,0,0,0,0,0,0,0,0,0,0,0,0,0,0,0,0,0,0,0,0,0,0,0,0,0,0,0,0,null,7362.5481252156251,10457.632050465505,5139.7151243543467,1350.582076472675,1538.1629204272133,2091.5264100931008,1500.6467516363057,3545.2779507407722,3263.9066848089647,1163.0012325181369,1650.7114267999364,3545.2779507407722,4098.64144040666,3151.3581784362418,1500.6467516363057,1031.6946417499601,384.54073010680332,84.411379779542187,562.74253186361466,46.895210988634553,46.895210988634553,168.82275955908437,0,0,0,0,0,46.895210988634553,0,46.895210988634553,0,0,0,0,0,0,0,0,0,0,0,46.895210988634553,0,0,0,0,0,0,0,0,0,0,0,0,0,0,0,0,0,0,0,46.895210988634553,0,0,0,0,0,0,0,0,0,0,0,0,0,0,0,0,0,0,0,0,0,0,0,0,0,0,0,0,0]
[4,"SWITCHGEAR","> 22 kv & < = 33 kv ; circuit breaker",95.535990412079798,282.67237714230322,"",95.535990412079798,66.122706376195097,8.131586953122687,2,0,0,0,0,1,0,2,0,0,0,2,0,0,1,7,0,0,3,0,1,0,0,0,0,0,0,0,0,0,0,0,0,0,0,0,0,0,0,0,0,0,0,0,0,0,0,0,2,0,2,0,0,0,0,4,0,0,0,0,0,0,0,0,0,0,0,0,0,0,0,0,0,0,0,0,0,0,0,0,0,0,0,0,0,0,0,0,0,0,0,0,null,0,0,0,0,95.535990412079798,0,191.0719808241596,0,0,0,191.0719808241596,0,0,95.535990412079798,668.75193288455853,0,0,286.60797123623939,0,95.535990412079798,0,0,0,0,0,0,0,0,0,0,0,0,0,0,0,0,0,0,0,0,0,0,0,0,0,0,0,191.0719808241596,0,191.0719808241596,0,0,0,0,382.14396164831919,0,0,0,0,0,0,0,0,0,0,0,0,0,0,0,0,0,0,0,0,0,0,0,0,0,0,0,0,0,0,0,0,0,0,0,0]
[4,"SWITCHGEAR","> 22 kv & < = 33 kv ; switch",6.956353097301279,20.827459147571826,"",6.956353097301279,16.787317704352866,4.0972329326452588,2,0,0,0,0,0,0,0,0,0,0,0,0,0,0,0,0,1,0,0,0,0,0,0,0,0,0,0,0,0,0,0,0,0,0,0,0,0,0,0,0,0,0,0,0,0,0,0,0,0,0,0,0,0,0,0,0,0,0,0,0,0,0,0,0,0,0,0,0,0,0,0,0,0,0,0,0,0,0,0,0,0,0,0,0,0,0,0,0,0,0,0,null,0,0,0,0,0,0,0,0,0,0,0,0,0,0,0,0,6.956353097301279,0,0,0,0,0,0,0,0,0,0,0,0,0,0,0,0,0,0,0,0,0,0,0,0,0,0,0,0,0,0,0,0,0,0,0,0,0,0,0,0,0,0,0,0,0,0,0,0,0,0,0,0,0,0,0,0,0,0,0,0,0,0,0,0,0,0,0,0,0,0,0,0,0,0]
[4,"SWITCHGEAR","> 33 kv & < = 66 kv ; circuit breaker",95.535990412079798,149.67296763887572,"",95.535990412079798,66.122706376195097,8.131586953122687,2,0,0,0,0,0,0,0,0,0,0,0,2,0,0,0,0,0,0,0,0,0,0,0,0,0,0,0,0,0,0,0,0,0,0,0,0,0,0,0,0,0,0,0,0,0,0,0,0,0,0,0,0,0,0,0,0,0,0,0,0,0,0,0,0,0,0,0,0,0,0,0,0,0,0,0,0,0,0,0,0,0,0,0,0,0,0,0,0,0,0,0,null,0,0,0,0,0,0,0,0,0,0,0,191.0719808241596,0,0,0,0,0,0,0,0,0,0,0,0,0,0,0,0,0,0,0,0,0,0,0,0,0,0,0,0,0,0,0,0,0,0,0,0,0,0,0,0,0,0,0,0,0,0,0,0,0,0,0,0,0,0,0,0,0,0,0,0,0,0,0,0,0,0,0,0,0,0,0,0,0,0,0,0,0,0,0]
[5,"TRANSFORMERS","ground outdoor / indoor chamber mounted ; ˂ 22 kv ; < = 60 kva ; multiple phase",4987.4725603706202,"","",4987.4725603706202,73.67402339112347,8.5833573496111342,2,0,0,0,0,0,0,0,0,0,0,0,0,3,0,0,0,0,0,0,0,0,0,0,0,0,0,1,0,0,0,0,0,0,0,0,0,0,0,0,0,0,0,0,0,0,0,0,0,0,0,0,0,0,0,0,0,0,0,0,0,0,0,0,0,0,0,0,0,0,0,0,0,0,0,0,0,0,0,0,0,0,0,0,0,0,0,0,0,0,0,0,null,0,0,0,0,0,0,0,0,0,0,0,0,14962.41768111186,0,0,0,0,0,0,0,0,0,0,0,0,0,4987.4725603706202,0,0,0,0,0,0,0,0,0,0,0,0,0,0,0,0,0,0,0,0,0,0,0,0,0,0,0,0,0,0,0,0,0,0,0,0,0,0,0,0,0,0,0,0,0,0,0,0,0,0,0,0,0,0,0,0,0,0,0,0,0,0,0,0]
[5,"TRANSFORMERS","ground outdoor / indoor chamber mounted ; ˂ 22 kv ; > 60 kva and < = 600 kva ; multiple phase",4987.4725603706202,65.945475344836979,456.8085051103352,65.945475344836979,73.67402339112347,8.5833573496111342,2,0,0,0,1,2,0,0,1,0,0,0,0,0,1,0,0,0,0,1,1,1,0,2,1,2,0,0,0,0,1,5,2,1,3,0,3,3,3,6,0,3,1,1,1,1,2,3,1,2,3,6,13,6,10,15,10,6,5,2,0,0,0,0,0,0,0,0,0,0,0,0,0,0,0,0,0,0,0,0,0,0,0,0,0,0,0,0,0,0,0,0,null,0,0,0,65.945475344836979,131.89095068967396,0,0,65.945475344836979,0,0,0,0,0,65.945475344836979,0,0,0,0,65.945475344836979,65.945475344836979,65.945475344836979,0,131.89095068967396,65.945475344836979,131.89095068967396,0,0,0,0,65.945475344836979,329.72737672418486,131.89095068967396,65.945475344836979,197.83642603451094,0,197.83642603451094,197.83642603451094,197.83642603451094,395.67285206902187,0,197.83642603451094,65.945475344836979,65.945475344836979,65.945475344836979,65.945475344836979,131.89095068967396,197.83642603451094,65.945475344836979,131.89095068967396,197.83642603451094,395.67285206902187,857.29117948288069,395.67285206902187,659.45475344836973,989.18213017255471,659.45475344836973,395.67285206902187,329.72737672418486,131.89095068967396,0,0,0,0,0,0,0,0,0,0,0,0,0,0,0,0,0,0,0,0,0,0,0,0,0,0,0,0,0,0,0,0]
[5,"TRANSFORMERS","ground outdoor / indoor chamber mounted ; ˂ 22 kv ; > 600 kva ; multiple phase",4987.4725603706202,73.146955820260359,"",73.146955820260359,73.67402339112347,8.5833573496111342,2,5,0,2,3,0,0,5,6,2,0,5,6,6,3,11,5,6,6,5,9,21,31,16,7,8,4,16,12,25,24,21,24,15,15,15,27,11,26,25,12,16,14,5,7,11,4,12,6,7,7,7,2,1,0,8,6,7,8,16,0,0,2,0,0,0,0,0,0,0,0,0,0,0,0,0,0,0,0,0,0,0,0,0,0,0,0,0,0,0,0,0,null,365.7347791013018,0,146.29391164052072,219.44086746078108,0,0,365.7347791013018,438.88173492156216,146.29391164052072,0,365.7347791013018,438.88173492156216,438.88173492156216,219.44086746078108,804.61651402286395,365.7347791013018,438.88173492156216,438.88173492156216,365.7347791013018,658.32260238234323,1536.0860722254674,2267.5556304280713,1170.3512931241657,512.02869074182252,585.17564656208287,292.58782328104144,1170.3512931241657,877.76346984312431,1828.6738955065089,1755.5269396862486,1536.0860722254674,1755.5269396862486,1097.2043373039055,1097.2043373039055,1097.2043373039055,1974.9678071470298,804.61651402286395,1901.8208513267693,1828.6738955065089,877.76346984312431,1170.3512931241657,1024.057381483645,365.7347791013018,512.02869074182252,804.61651402286395,292.58782328104144,877.76346984312431,438.88173492156216,512.02869074182252,512.02869074182252,512.02869074182252,146.29391164052072,73.146955820260359,0,585.17564656208287,438.88173492156216,512.02869074182252,585.17564656208287,1170.3512931241657,0,0,146.29391164052072,0,0,0,0,0,0,0,0,0,0,0,0,0,0,0,0,0,0,0,0,0,0,0,0,0,0,0,0,0]
[5,"TRANSFORMERS","kiosk mounted ; < = 22 kv ; < = 60 kva ; multiple phase",160.31596875465357,43.868624124975781,"",43.868624124975781,51.401497630163121,7.1694837771043964,2,0,0,0,0,0,0,1,2,1,2,0,0,0,0,0,0,0,0,1,0,0,0,0,0,0,0,0,0,0,0,0,0,0,0,0,0,0,0,0,0,0,0,0,0,0,0,0,0,0,0,0,0,0,0,0,0,0,0,0,0,0,0,0,0,0,0,0,0,0,0,0,0,0,0,0,0,0,0,0,0,0,0,0,0,0,0,0,0,0,0,0,null,0,0,0,0,0,0,43.868624124975781,87.737248249951563,43.868624124975781,87.737248249951563,0,0,0,0,0,0,0,0,43.868624124975781,0,0,0,0,0,0,0,0,0,0,0,0,0,0,0,0,0,0,0,0,0,0,0,0,0,0,0,0,0,0,0,0,0,0,0,0,0,0,0,0,0,0,0,0,0,0,0,0,0,0,0,0,0,0,0,0,0,0,0,0,0,0,0,0,0,0,0,0,0,0,0,0]
[5,"TRANSFORMERS","kiosk mounted ; < = 22 kv ; > 60 kva and < = 600 kva ; multiple phase",160.31596875465357,50.124418701793005,"",50.124418701793005,51.401497630163121,7.1694837771043964,2,14,13,21,14,11,6,20,27,15,14,5,9,26,14,10,10,3,6,9,16,5,16,16,15,20,12,16,22,24,24,28,27,19,30,26,29,20,14,24,26,16,22,15,9,26,10,6,17,12,5,4,1,3,1,0,1,0,0,0,0,0,0,0,0,0,0,0,0,0,0,0,0,0,0,0,0,0,0,0,0,0,0,0,0,0,0,0,0,0,0,0,null,701.74186182510209,651.61744312330904,1052.6127927376531,701.74186182510209,551.36860571972306,300.74651221075806,1002.48837403586,1353.3593049484111,751.86628052689503,701.74186182510209,250.62209350896501,451.11976831613703,1303.2348862466181,701.74186182510209,501.24418701793002,501.24418701793002,150.37325610537903,300.74651221075806,451.11976831613703,801.99069922868807,250.62209350896501,801.99069922868807,801.99069922868807,751.86628052689503,1002.48837403586,601.49302442151611,801.99069922868807,1102.7372114394461,1202.9860488430322,1202.9860488430322,1403.4837236502042,1353.3593049484111,952.3639553340671,1503.7325610537901,1303.2348862466181,1453.6081423519972,1002.48837403586,701.74186182510209,1202.9860488430322,1303.2348862466181,801.99069922868807,1102.7372114394461,751.86628052689503,451.11976831613703,1303.2348862466181,501.24418701793002,300.74651221075806,852.11511793048112,601.49302442151611,250.62209350896501,200.49767480717202,50.124418701793005,150.37325610537903,50.124418701793005,0,50.124418701793005,0,0,0,0,0,0,0,0,0,0,0,0,0,0,0,0,0,0,0,0,0,0,0,0,0,0,0,0,0,0,0,0,0,0,0]
[5,"TRANSFORMERS","kiosk mounted ; < = 22 kv ; > 600 kva ; multiple phase",160.31596875465357,54.388879751240118,"",54.388879751240118,51.401497630163121,7.1694837771043964,2,17,7,13,17,11,9,25,50,49,48,21,26,21,25,12,19,6,13,20,21,13,16,12,9,9,5,11,5,11,12,7,10,10,16,4,9,3,9,4,1,0,4,2,0,2,1,1,2,3,0,0,0,1,1,1,0,0,0,0,0,0,0,0,0,0,0,0,0,0,0,0,0,0,0,0,0,0,0,0,0,0,0,0,0,0,0,0,0,0,0,0,null,924.61095577108199,380.72215825868085,707.05543676612149,924.61095577108199,598.27767726364129,489.49991776116104,1359.721993781003,2719.443987562006,2665.055107810766,2610.6662280595256,1142.1664747760424,1414.110873532243,1142.1664747760424,1359.721993781003,652.66655701488139,1033.3887152735622,326.3332785074407,707.05543676612149,1087.7775950248024,1142.1664747760424,707.05543676612149,870.22207601984189,652.66655701488139,489.49991776116104,489.49991776116104,271.9443987562006,598.27767726364129,271.9443987562006,598.27767726364129,652.66655701488139,380.72215825868085,543.8887975124012,543.8887975124012,870.22207601984189,217.55551900496047,489.49991776116104,163.16663925372035,489.49991776116104,217.55551900496047,54.388879751240118,0,217.55551900496047,108.77775950248024,0,108.77775950248024,54.388879751240118,54.388879751240118,108.77775950248024,163.16663925372035,0,0,0,54.388879751240118,54.388879751240118,54.388879751240118,0,0,0,0,0,0,0,0,0,0,0,0,0,0,0,0,0,0,0,0,0,0,0,0,0,0,0,0,0,0,0,0,0,0,0,0]
[5,"TRANSFORMERS","pole mounted ; < = 22 kv ; < = 60 kva ; multiple phase",25.945608209081918,11.73837126620894,23.245695352911014,11.73837126620894,56.711756871374,7.530720873287895,2,20,29,22,22,18,16,13,21,47,30,67,67,95,72,70,66,72,52,102,164,201,180,196,187,174,156,165,179,197,199,140,100,96,75,91,88,80,78,70,45,67,55,45,45,32,34,27,23,27,18,15,6,0,2,2,2,3,1,2,2,0,0,0,1,2,0,0,0,0,0,0,0,0,0,0,0,0,0,0,0,0,0,0,0,0,0,0,0,0,0,0,null,234.76742532417882,340.41276672005927,258.24416785659668,258.24416785659668,211.29068279176093,187.81394025934304,152.59882646071623,246.50579659038775,551.70344951182017,352.15113798626822,786.47087483599898,786.47087483599898,1115.1452702898493,845.16273116704372,821.6859886346258,774.73250356979008,845.16273116704372,610.3953058428649,1197.313869153312,1925.0928876582661,2359.412624507997,2112.906827917609,2300.7207681769523,2195.0754267810717,2042.4766003203556,1831.1859175285947,1936.8312589244752,2101.1684566514004,2312.4591394431613,2335.9358819755789,1643.3719772692516,1173.837126620894,1126.8836415560581,880.37784496567053,1068.1917852250135,1032.9766714263867,939.06970129671527,915.59295876429735,821.6859886346258,528.22670697940225,786.47087483599898,645.61041964149172,528.22670697940225,528.22670697940225,375.62788051868608,399.10462305110394,316.93602418764141,269.98253912280563,316.93602418764141,211.29068279176093,176.07556899313411,70.430227597253634,0,23.47674253241788,23.47674253241788,23.47674253241788,35.215113798626817,11.73837126620894,23.47674253241788,23.47674253241788,0,0,0,11.73837126620894,23.47674253241788,0,0,0,0,0,0,0,0,0,0,0,0,0,0,0,0,0,0,0,0,0,0,0,0,0,0]
[5,"TRANSFORMERS","pole mounted ; < = 22 kv ; < = 60 kva ; single phase",23.313164724660087,12.51965557270241,23.633097563574449,12.51965557270241,51.64143094626246,7.1861972521120281,2,197,234,197,196,114,117,188,341,376,298,435,443,503,497,445,320,263,264,349,388,522,583,556,433,510,473,439,492,482,511,461,358,363,341,290,246,265,207,216,185,157,170,118,112,105,109,86,83,43,58,71,33,2,5,7,3,2,4,3,5,1,3,1,0,1,0,0,0,0,0,0,0,0,0,0,0,0,0,0,0,0,0,0,0,0,0,0,0,0,0,0,null,2466.3721478223747,2929.5994040123642,2466.3721478223747,2453.8524922496722,1427.2407352880748,1464.7997020061821,2353.6952476680531,4269.2025502915221,4707.3904953361061,3730.8573606653181,5446.0501741255484,5546.2074187071676,6297.3867530693124,6222.2688196330982,5571.2467298525726,4006.2897832647714,3292.6694156207341,3305.1890711934361,4369.3597948731413,4857.6263622085353,6535.2602089506581,7298.9591988855054,6960.9284984225396,5421.0108629801434,6385.024342078229,5921.79708588824,5496.1287964163585,6159.6705417695857,6034.4739860425616,6397.5439976509315,5771.5612190158108,4482.0366950274629,4544.6349728909745,4269.2025502915221,3630.700116083699,3079.8352708847929,3317.7087267661386,2591.5687035493988,2704.2456037037205,2316.136280949946,1965.5859249142784,2128.3414473594098,1477.3193575788844,1402.20142414267,1314.5638351337532,1364.6424574245627,1076.6903792524072,1039.1314125343001,538.34518962620359,726.14002321673979,888.8955456618711,413.14863389917952,25.03931114540482,62.598277863512052,87.637589008916876,37.558966718107229,25.03931114540482,50.078622290809641,37.558966718107229,62.598277863512052,12.51965557270241,37.558966718107229,12.51965557270241,0,12.51965557270241,0,0,0,0,0,0,0,0,0,0,0,0,0,0,0,0,0,0,0,0,0,0,0,0,0,0]
[5,"TRANSFORMERS","pole mounted ; < = 22 kv ; > 60 kva and < = 600 kva ; multiple phase",28.061545796744905,20.257525018073643,21.059122282312902,20.257525018073643,48.22144543808546,6.9441662881936708,2,254,331,310,251,164,154,227,295,302,332,548,530,555,563,467,423,317,303,353,295,356,354,340,208,179,175,177,203,212,230,181,128,133,132,156,138,134,93,75,78,71,77,57,38,53,40,36,33,27,18,13,18,10,9,3,6,1,4,3,2,1,0,1,0,0,0,0,0,0,0,0,0,0,0,0,0,0,0,0,0,0,0,0,0,0,0,0,0,0,0,0,null,5145.4113545907057,6705.2407809823762,6279.8327556028298,5084.6387795364844,3322.2341029640775,3119.658852783341,4598.4581791027167,5975.9698803317251,6117.7725554582403,6725.4983060004497,11101.123709904357,10736.488259579031,11242.926385030873,11404.98658517546,9460.2641834403912,8568.9330826451514,6421.635430729345,6138.0300804763137,7150.9063313799961,5975.9698803317251,7211.6789064342174,7171.1638563980696,6887.5585061450383,4213.5652037593181,3626.0969782351822,3545.0668781628874,3585.5819281990348,4112.2775786689499,4294.595303831612,4659.230754156938,3666.6120282713296,2592.9632023134263,2694.2508274037946,2673.9933023857211,3160.1739028194884,2795.5384524941628,2714.508352421868,1883.9498266808489,1519.3143763555233,1580.0869514097442,1438.2842762832286,1559.8294263916705,1154.6789260301978,769.7859506867984,1073.648825957903,810.30100072294567,729.27090065065113,668.49832559643028,546.95317548798835,364.63545032532556,263.34782523495738,364.63545032532556,202.57525018073642,182.31772516266278,60.77257505422093,121.54515010844186,20.257525018073643,81.030100072294573,60.77257505422093,40.515050036147287,20.257525018073643,0,20.257525018073643,0,0,0,0,0,0,0,0,0,0,0,0,0,0,0,0,0,0,0,0,0,0,0,0,0,0,0,0]
[5,"TRANSFORMERS","pole mounted ; < = 22 kv ; > 60 kva and < = 600 kva ; single phase",28.061545796744905,20.637348836378887,21.123033208924269,20.637348836378887,48.22144543808546,6.9441662881936708,2,3,4,1,0,0,0,0,3,1,1,0,3,0,0,0,0,1,1,0,0,5,1,1,1,1,0,0,0,0,0,0,0,0,0,0,0,0,0,0,0,0,0,0,0,0,0,0,0,0,0,0,0,0,0,0,0,0,0,0,0,0,0,0,0,0,0,0,0,0,0,0,0,0,0,0,0,0,0,0,0,0,0,0,0,0,0,0,0,0,0,0,null,61.912046509136658,82.549395345515549,20.637348836378887,0,0,0,0,61.912046509136658,20.637348836378887,20.637348836378887,0,61.912046509136658,0,0,0,0,20.637348836378887,20.637348836378887,0,0,103.18674418189444,20.637348836378887,20.637348836378887,20.637348836378887,20.637348836378887,0,0,0,0,0,0,0,0,0,0,0,0,0,0,0,0,0,0,0,0,0,0,0,0,0,0,0,0,0,0,0,0,0,0,0,0,0,0,0,0,0,0,0,0,0,0,0,0,0,0,0,0,0,0,0,0,0,0,0,0,0,0,0,0,0,0]
[6,"UNDERGROUND CABLES","˂ = 1 kv",211.73340407478997,387.95873349779953,426.18305314239137,211.73340407478997,49.263070280108138,7.0187655809343097,2,53.719299999999997,49.536999999999999,82.419399999999996,96.923299999999998,45.6982,32.4268,76.966999999999999,144.58000000000001,107.9472,24.267099999999999,9.3750999999999998,13.396699999999999,21.602799999999998,24.160599999999999,15.2256,12.9229,11.6363,6.6422999999999996,10.6015,11.384499999999999,14.513199999999999,21.241099999999999,17.641400000000001,13.913600000000001,17.8446,12.9925,10.112299999999999,15.2156,16.909700000000001,14.789300000000001,17.090299999999999,21.825900000000001,22.7624,22.721499999999999,19.346499999999999,20.3797,18.608799999999999,15.3409,17.04,14.1615,11.0063,16.3415,11.9709,5.3982000000000001,8.7891999999999992,7.0056000000000003,3.7250000000000001,5.0956000000000001,4.2663000000000002,2.4965000000000002,3.1271,2.9929000000000001,2.9106000000000001,1.9966999999999999,4.0049999999999999,4.8228,2.746,2.7023999999999999,2.3660999999999999,0.9768,0,0,0,0,0,0,0,0,0,0,0,0,0,0,0,0,0,0,0,0,0,0,0,0,0,0,0,0,0,0,0,null,11374.170253514865,10488.637637652871,17450.940123801745,20521.90024316209,9675.8354460905666,6865.8367472523996,16296.484911424359,30612.415561133137,22856.028116342168,5138.1556900233354,1985.0218365415635,2836.5288943687387,4574.0343815468723,5115.6060824893702,3223.768117081122,2736.2096075181034,2463.7934098354785,1406.3967898859773,2244.6916832988859,2410.4789386894463,3072.9292400182417,4497.450409293021,3735.273674645,2945.9738909349981,3778.297902352997,2750.9462524417086,2141.1117020254987,3221.6507830403743,3580.3483428834761,3131.3888328832913,3618.5873956593828,4621.2721039959588,4819.5604369119992,4810.9005406853403,4096.3003019329244,4315.0632550229975,3940.1045697469513,3248.1809785709456,3607.9372054344208,2998.4626018051381,2330.4013652683607,3460.0414226881803,2534.6394068389031,1142.9792618765312,1860.9672350941439,1483.3195355863486,788.70693017859264,1078.9087338034999,903.3182218042765,528.59244327271324,662.11152788227571,633.69690505543895,616.27124590008373,422.76808791613314,847.99228331953384,1021.147861171897,581.41992758937329,572.18835117171238,500.98240738136053,206.82118910025486,0,0,0,0,0,0,0,0,0,0,0,0,0,0,0,0,0,0,0,0,0,0,0,0,0,0,0,0,0,0,0]
[6,"UNDERGROUND CABLES","> 1 kv & < = 11 kv",85.831617092164805,472.55068172007191,301.07998245164254,85.831617092164805,66.194435457090108,8.1359962793188458,2,7.2446999999999999,6.7439999999999998,6.3742999999999999,6.0907999999999998,7.9793000000000003,3.7475999999999998,8.8640000000000008,25.647200000000002,15.7988,17.623000000000001,14.656700000000001,9.9057999999999993,12.297499999999999,15.233000000000001,12.3057,9.0630000000000006,13.28,12.768000000000001,8.4162999999999997,7.5677000000000003,13.6568,13.529299999999999,10.6858,14.570399999999999,13.397,8.4222000000000001,6.6700999999999997,8.4618000000000002,12.1822,18.1538,20.7498,19.722200000000001,18.675799999999999,16.838699999999999,11.884600000000001,12.2064,12.6493,19.481300000000001,21.355699999999999,13.6828,15.2477,12.285,4.7191000000000001,3.1274999999999999,6.7138,6.2515000000000001,7.8353000000000002,9.7769999999999992,7.0457999999999998,6.6760999999999999,8.7287999999999997,7.7869000000000002,5.2145000000000001,7.0994999999999999,6.5077999999999996,5.8929999999999998,5.4382999999999999,3.6939000000000002,3.1032999999999999,1.0157,0,0,0,0,0,0,0,0,0,0,0,0,0,0,0,0,0,0,0,0,0,0,0,0,0,0,0,0,0,0,0,null,621.82431634760633,578.84842566955945,547.11647683058607,522.78321338495732,684.87622226351061,321.66256821459683,760.81145390494885,2201.3406498861691,1356.0365521156932,1512.6105880152204,1258.008262234732,850.23083259156601,1055.5143111908967,1307.4730231649464,1056.2181304510525,777.89194570628968,1139.8438749839486,1095.8980870327603,722.38463893278663,649.54792866837568,1172.1852283042763,1161.2416971250252,917.17949392345474,1250.6009936796779,1149.886174183732,722.89104547363047,572.50546916644839,726.28997751048018,1045.61792574017,1558.1700103677415,1780.9888883390013,1692.7883186150927,1602.9741144898514,1445.2928507298354,1020.074436493542,1047.6950508738005,1085.7098740839203,1672.1114820575904,1832.9942651351439,1174.4168503486726,1308.7347479362013,1054.4414159772446,405.04798421963494,268.4383824557454,576.25631083337612,536.57635425166825,672.51646940223895,839.17572031009524,604.75240770797473,573.02045886900146,749.20701927408811,668.36221913497809,447.56896732709339,609.36156554582408,558.57499771239009,505.8057195241272,466.77808323231983,317.05341037674759,266.36125732211502,87.179173480511793,0,0,0,0,0,0,0,0,0,0,0,0,0,0,0,0,0,0,0,0,0,0,0,0,0,0,0,0,0,0,0]
[6,"UNDERGROUND CABLES","> 11 kv & < = 22 kv",102.0887869870682,858.26771968764615,290.83184729111281,102.0887869870682,46.390391493163598,6.8110492211672939,2,9.6167999999999996,6.2611999999999997,4.5118,4.1073000000000004,6.8592000000000004,15.0669,8.8638999999999992,23.418399999999998,26.446999999999999,21.209700000000002,35.5732,45.482599999999998,28.6692,19.8444,22.296600000000002,15.3308,23.027999999999999,25.346800000000002,13.614000000000001,14.277200000000001,21.610099999999999,22.716799999999999,12.3401,5.2624000000000004,4.3189000000000002,4.3544,5.6795999999999998,6.1860999999999997,5.0095000000000001,6.601,7.9010999999999996,6.7880000000000003,5.5316000000000001,4.6399999999999997,6.3428000000000004,6.9494999999999996,4.6039000000000003,6.0707000000000004,6.7106000000000003,4.3141999999999996,5.1062000000000003,5.1079999999999997,2.6993999999999998,2.3275999999999999,2.0415000000000001,1.0787,0.54249999999999998,0.70750000000000002,0.69350000000000001,0.4254,0,9.1499999999999998E-2,9.1499999999999998E-2,9.7900000000000001E-2,9.7900000000000001E-2,0,0,1.7500000000000002E-2,1.7500000000000002E-2,0,0,0,0,0,0,0,0,0,0,0,0,0,0,0,0,0,0,0,0,0,0,0,0,0,0,0,0,0,0,0,0,null,981.76744669723746,639.19831308343146,460.60418912825435,419.30927479198527,700.24740770169831,1538.1615446554579,904.90479897467378,2390.7560491779577,2699.9421494469925,2165.2725453596208,3631.6248372483747,4643.2634630180282,2926.8038518896556,2025.8907244861764,2276.2328479358653,1565.1027755413452,2350.9005867382066,2587.6240660038206,1389.8367460419465,1457.5420295717702,2206.1488956692424,2319.1305562278308,1259.7858402991203,537.23203264074778,440.91126211844886,444.5354140564898,579.82347457175251,631.53144518070258,511.41377841171817,673.88808290163718,806.61371486352459,692.97868606821896,564.71433409766644,473.69197161999642,647.52875810157627,709.4660251666304,470.00656640976331,619.75039916239496,685.07701395541994,440.43144481960962,521.28576411336769,521.46952392994433,275.5784715928919,237.62186059109993,208.41425863409975,110.12317452295046,55.3831669404845,72.227816793350755,70.798573775531807,43.428569984298811,0,9.34112400931674,9.34112400931674,9.9944922460339765,9.9944922460339765,0,0,1.7865537722736937,1.7865537722736937,0,0,0,0,0,0,0,0,0,0,0,0,0,0,0,0,0,0,0,0,0,0,0,0,0,0,0,0,0,0,0,0]
[6,"UNDERGROUND CABLES","> 22 kv & < = 33 kv",102.0887869870682,770.87894085548123,"",102.0887869870682,46.390391493163598,6.8110492211672939,2,0.58240000000000003,0,0,3.1168999999999998,3.3972000000000002,1.4832000000000001,7.8441000000000001,3.1185,0,11.9602,11.5921,0,0,0,0,0,0.62790000000000001,0.62790000000000001,0,0,0,0,0,0,0,0,0,0,0,0,0,0,0,0,0,0,0,0,0,0,0,0,0,0,0,0,2.0093000000000001,2.0093000000000001,0,0,6.0496999999999996,6.0496999999999996,0,5.8418000000000001,5.8418000000000001,0,0,0,0,0,0,0,0,0,0,0,0,0,0,0,0,0,0,0,0,0,0,0,0,0,0,0,0,0,0,0,0,0,0,0,0,null,59.456509541268524,0,0,318.20054015999284,346.81602715246811,151.41808885921958,800.79465400526169,318.36388221917218,0,1221.0023101227332,1183.4234276327934,0,0,0,0,0,64.101549349180132,64.101549349180132,0,0,0,0,0,0,0,0,0,0,0,0,0,0,0,0,0,0,0,0,0,0,0,0,0,0,0,0,205.12699969311615,205.12699969311615,0,0,617.60653463566643,617.60653463566643,0,596.38227582105503,596.38227582105503,0,0,0,0,0,0,0,0,0,0,0,0,0,0,0,0,0,0,0,0,0,0,0,0,0,0,0,0,0,0,0,0,0,0,0,0]
["","","","","",null,"","","","","","","","","","","","","","","","","","","","","","","","","","","","","","","","","","","","","","","","","","","","","","","","","","","","","","","","","","","","","","","","","","","","","","","","","","","","","","","","","","","","","","","","","","","","","","","",null,"","","","","","","","","","","","","","","","","","","","","","","","","","","","","","","","","","","","","","","","","","","","","","","","","","","","","","","","","","","","","","","","","","","","","","","","","","","","","","","","","","","","","","","","","","",""]
["","","","","",null,"","","","","","","","","","","","","","","","","","","","","","","","","","","","","","","","","","","","","","","","","","","","","","","","","","","","","","","","","","","","","","","","","","","","","","","","","","","","","","","","","","","","","","","","","","","","","","","",null,"","","","","","","","","","","","","","","","","","","","","","","","","","","","","","","","","","","","","","","","","","","","","","","","","","","","","","","","","","","","","","","","","","","","","","","","","","","","","","","","","","","","","","","","","","",""]
["","","","","",null,"","","","","","","","","","","","","","","","","","","","","","","","","","","","","","","","","","","","","","","","","","","","","","","","","","","","","","","","","","","","","","","","","","","","","","","","","","","","","","","","","","","","","","","","","","","","","","","",null,"","","","","","","","","","","","","","","","","","","","","","","","","","","","","","","","","","","","","","","","","","","","","","","","","","","","","","","","","","","","","","","","","","","","","","","","","","","","","","","","","","","","","","","","","","",""]
["","","","","",null,"","","","","","","","","","","","","","","","","","","","","","","","","","","","","","","","","","","","","","","","","","","","","","","","","","","","","","","","","","","","","","","","","","","","","","","","","","","","","","","","","","","","","","","","","","","","","","","",null,"","","","","","","","","","","","","","","","","","","","","","","","","","","","","","","","","","","","","","","","","","","","","","","","","","","","","","","","","","","","","","","","","","","","","","","","","","","","","","","","","","","","","","","","","","",""]
["","","","","",null,"","","","","","","","","","","","","","","","","","","","","","","","","","","","","","","","","","","","","","","","","","","","","","","","","","","","","","","","","","","","","","","","","","","","","","","","","","","","","","","","","","","","","","","","","","","","","","","",null,"","","","","","","","","","","","","","","","","","","","","","","","","","","","","","","","","","","","","","","","","","","","","","","","","","","","","","","","","","","","","","","","","","","","","","","","","","","","","","","","","","","","","","","","","","",""]
["","","","","",null,"","","","","","","","","","","","","","","","","","","","","","","","","","","","","","","","","","","","","","","","","","","","","","","","","","","","","","","","","","","","","","","","","","","","","","","","","","","","","","","","","","","","","","","","","","","","","","","",null,"","","","","","","","","","","","","","","","","","","","","","","","","","","","","","","","","","","","","","","","","","","","","","","","","","","","","","","","","","","","","","","","","","","","","","","","","","","","","","","","","","","","","","","","","","",""]
["","","","","",null,"","","","","","","","","","","","","","","","","","","","","","","","","","","","","","","","","","","","","","","","","","","","","","","","","","","","","","","","","","","","","","","","","","","","","","","","","","","","","","","","","","","","","","","","","","","","","","","",null,"","","","","","","","","","","","","","","","","","","","","","","","","","","","","","","","","","","","","","","","","","","","","","","","","","","","","","","","","","","","","","","","","","","","","","","","","","","","","","","","","","","","","","","","","","",""]
["","","","","",null,"","","","","","","","","","","","","","","","","","","","","","","","","","","","","","","","","","","","","","","","","","","","","","","","","","","","","","","","","","","","","","","","","","","","","","","","","","","","","","","","","","","","","","","","","","","","","","","",null,"","","","","","","","","","","","","","","","","","","","","","","","","","","","","","","","","","","","","","","","","","","","","","","","","","","","","","","","","","","","","","","","","","","","","","","","","","","","","","","","","","","","","","","","","","",""]
["","","","","",null,"","","","","","","","","","","","","","","","","","","","","","","","","","","","","","","","","","","","","","","","","","","","","","","","","","","","","","","","","","","","","","","","","","","","","","","","","","","","","","","","","","","","","","","","","","","","","","","",null,"","","","","","","","","","","","","","","","","","","","","","","","","","","","","","","","","","","","","","","","","","","","","","","","","","","","","","","","","","","","","","","","","","","","","","","","","","","","","","","","","","","","","","","","","","",""]
["","","","","",null,"","","","","","","","","","","","","","","","","","","","","","","","","","","","","","","","","","","","","","","","","","","","","","","","","","","","","","","","","","","","","","","","","","","","","","","","","","","","","","","","","","","","","","","","","","","","","","","",null,"","","","","","","","","","","","","","","","","","","","","","","","","","","","","","","","","","","","","","","","","","","","","","","","","","","","","","","","","","","","","","","","","","","","","","","","","","","","","","","","","","","","","","","","","","",""]
["","","","","",null,"","","","","","","","","","","","","","","","","","","","","","","","","","","","","","","","","","","","","","","","","","","","","","","","","","","","","","","","","","","","","","","","","","","","","","","","","","","","","","","","","","","","","","","","","","","","","","","",null,"","","","","","","","","","","","","","","","","","","","","","","","","","","","","","","","","","","","","","","","","","","","","","","","","","","","","","","","","","","","","","","","","","","","","","","","","","","","","","","","","","","","","","","","","","",""]
["","","","","",null,"","","","","","","","","","","","","","","","","","","","","","","","","","","","","","","","","","","","","","","","","","","","","","","","","","","","","","","","","","","","","","","","","","","","","","","","","","","","","","","","","","","","","","","","","","","","","","","",null,"","","","","","","","","","","","","","","","","","","","","","","","","","","","","","","","","","","","","","","","","","","","","","","","","","","","","","","","","","","","","","","","","","","","","","","","","","","","","","","","","","","","","","","","","","",""]
["","","","","",null,"","","","","","","","","","","","","","","","","","","","","","","","","","","","","","","","","","","","","","","","","","","","","","","","","","","","","","","","","","","","","","","","","","","","","","","","","","","","","","","","","","","","","","","","","","","","","","","",null,"","","","","","","","","","","","","","","","","","","","","","","","","","","","","","","","","","","","","","","","","","","","","","","","","","","","","","","","","","","","","","","","","","","","","","","","","","","","","","","","","","","","","","","","","","",""]
["","","","","",null,"","","","","","","","","","","","","","","","","","","","","","","","","","","","","","","","","","","","","","","","","","","","","","","","","","","","","","","","","","","","","","","","","","","","","","","","","","","","","","","","","","","","","","","","","","","","","","","",null,"","","","","","","","","","","","","","","","","","","","","","","","","","","","","","","","","","","","","","","","","","","","","","","","","","","","","","","","","","","","","","","","","","","","","","","","","","","","","","","","","","","","","","","","","","",""]
["","","","","",null,"","","","","","","","","","","","","","","","","","","","","","","","","","","","","","","","","","","","","","","","","","","","","","","","","","","","","","","","","","","","","","","","","","","","","","","","","","","","","","","","","","","","","","","","","","","","","","","",null,"","","","","","","","","","","","","","","","","","","","","","","","","","","","","","","","","","","","","","","","","","","","","","","","","","","","","","","","","","","","","","","","","","","","","","","","","","","","","","","","","","","","","","","","","","",""]
["","","","","",null,"","","","","","","","","","","","","","","","","","","","","","","","","","","","","","","","","","","","","","","","","","","","","","","","","","","","","","","","","","","","","","","","","","","","","","","","","","","","","","","","","","","","","","","","","","","","","","","",null,"","","","","","","","","","","","","","","","","","","","","","","","","","","","","","","","","","","","","","","","","","","","","","","","","","","","","","","","","","","","","","","","","","","","","","","","","","","","","","","","","","","","","","","","","","",""]
["","","","","",null,"","","","","","","","","","","","","","","","","","","","","","","","","","","","","","","","","","","","","","","","","","","","","","","","","","","","","","","","","","","","","","","","","","","","","","","","","","","","","","","","","","","","","","","","","","","","","","","",null,"","","","","","","","","","","","","","","","","","","","","","","","","","","","","","","","","","","","","","","","","","","","","","","","","","","","","","","","","","","","","","","","","","","","","","","","","","","","","","","","","","","","","","","","","","",""]
["","","","","",null,"","","","","","","","","","","","","","","","","","","","","","","","","","","","","","","","","","","","","","","","","","","","","","","","","","","","","","","","","","","","","","","","","","","","","","","","","","","","","","","","","","","","","","","","","","","","","","","",null,"","","","","","","","","","","","","","","","","","","","","","","","","","","","","","","","","","","","","","","","","","","","","","","","","","","","","","","","","","","","","","","","","","","","","","","","","","","","","","","","","","","","","","","","","","",""]
["","","","","",null,"","","","","","","","","","","","","","","","","","","","","","","","","","","","","","","","","","","","","","","","","","","","","","","","","","","","","","","","","","","","","","","","","","","","","","","","","","","","","","","","","","","","","","","","","","","","","","","",null,"","","","","","","","","","","","","","","","","","","","","","","","","","","","","","","","","","","","","","","","","","","","","","","","","","","","","","","","","","","","","","","","","","","","","","","","","","","","","","","","","","","","","","","","","","",""]
["","","","","",null,"","","","","","","","","","","","","","","","","","","","","","","","","","","","","","","","","","","","","","","","","","","","","","","","","","","","","","","","","","","","","","","","","","","","","","","","","","","","","","","","","","","","","","","","","","","","","","","",null,"","","","","","","","","","","","","","","","","","","","","","","","","","","","","","","","","","","","","","","","","","","","","","","","","","","","","","","","","","","","","","","","","","","","","","","","","","","","","","","","","","","","","","","","","","",""]
["","","","","",null,"","","","","","","","","","","","","","","","","","","","","","","","","","","","","","","","","","","","","","","","","","","","","","","","","","","","","","","","","","","","","","","","","","","","","","","","","","","","","","","","","","","","","","","","","","","","","","","",null,"","","","","","","","","","","","","","","","","","","","","","","","","","","","","","","","","","","","","","","","","","","","","","","","","","","","","","","","","","","","","","","","","","","","","","","","","","","","","","","","","","","","","","","","","","",""]
["","","","","",null,"","","","","","","","","","","","","","","","","","","","","","","","","","","","","","","","","","","","","","","","","","","","","","","","","","","","","","","","","","","","","","","","","","","","","","","","","","","","","","","","","","","","","","","","","","","","","","","",null,"","","","","","","","","","","","","","","","","","","","","","","","","","","","","","","","","","","","","","","","","","","","","","","","","","","","","","","","","","","","","","","","","","","","","","","","","","","","","","","","","","","","","","","","","","",""]
["","","","","",null,"","","","","","","","","","","","","","","","","","","","","","","","","","","","","","","","","","","","","","","","","","","","","","","","","","","","","","","","","","","","","","","","","","","","","","","","","","","","","","","","","","","","","","","","","","","","","","","",null,"","","","","","","","","","","","","","","","","","","","","","","","","","","","","","","","","","","","","","","","","","","","","","","","","","","","","","","","","","","","","","","","","","","","","","","","","","","","","","","","","","","","","","","","","","",""]
["","","","","",null,"","","","","","","","","","","","","","","","","","","","","","","","","","","","","","","","","","","","","","","","","","","","","","","","","","","","","","","","","","","","","","","","","","","","","","","","","","","","","","","","","","","","","","","","","","","","","","","",null,"","","","","","","","","","","","","","","","","","","","","","","","","","","","","","","","","","","","","","","","","","","","","","","","","","","","","","","","","","","","","","","","","","","","","","","","","","","","","","","","","","","","","","","","","","",""]
["","","","","",null,"","","","","","","","","","","","","","","","","","","","","","","","","","","","","","","","","","","","","","","","","","","","","","","","","","","","","","","","","","","","","","","","","","","","","","","","","","","","","","","","","","","","","","","","","","","","","","","",null,"","","","","","","","","","","","","","","","","","","","","","","","","","","","","","","","","","","","","","","","","","","","","","","","","","","","","","","","","","","","","","","","","","","","","","","","","","","","","","","","","","","","","","","","","","",""]
["","","","","",null,"","","","","","","","","","","","","","","","","","","","","","","","","","","","","","","","","","","","","","","","","","","","","","","","","","","","","","","","","","","","","","","","","","","","","","","","","","","","","","","","","","","","","","","","","","","","","","","",null,"","","","","","","","","","","","","","","","","","","","","","","","","","","","","","","","","","","","","","","","","","","","","","","","","","","","","","","","","","","","","","","","","","","","","","","","","","","","","","","","","","","","","","","","","","",""]
["","","","","",null,"","","","","","","","","","","","","","","","","","","","","","","","","","","","","","","","","","","","","","","","","","","","","","","","","","","","","","","","","","","","","","","","","","","","","","","","","","","","","","","","","","","","","","","","","","","","","","","",null,"","","","","","","","","","","","","","","","","","","","","","","","","","","","","","","","","","","","","","","","","","","","","","","","","","","","","","","","","","","","","","","","","","","","","","","","","","","","","","","","","","","","","","","","","","",""]
["","","","","",null,"","","","","","","","","","","","","","","","","","","","","","","","","","","","","","","","","","","","","","","","","","","","","","","","","","","","","","","","","","","","","","","","","","","","","","","","","","","","","","","","","","","","","","","","","","","","","","","",null,"","","","","","","","","","","","","","","","","","","","","","","","","","","","","","","","","","","","","","","","","","","","","","","","","","","","","","","","","","","","","","","","","","","","","","","","","","","","","","","","","","","","","","","","","","",""]
["","","","","",null,"","","","","","","","","","","","","","","","","","","","","","","","","","","","","","","","","","","","","","","","","","","","","","","","","","","","","","","","","","","","","","","","","","","","","","","","","","","","","","","","","","","","","","","","","","","","","","","",null,"","","","","","","","","","","","","","","","","","","","","","","","","","","","","","","","","","","","","","","","","","","","","","","","","","","","","","","","","","","","","","","","","","","","","","","","","","","","","","","","","","","","","","","","","","",""]
["","","","","",null,"","","","","","","","","","","","","","","","","","","","","","","","","","","","","","","","","","","","","","","","","","","","","","","","","","","","","","","","","","","","","","","","","","","","","","","","","","","","","","","","","","","","","","","","","","","","","","","",null,"","","","","","","","","","","","","","","","","","","","","","","","","","","","","","","","","","","","","","","","","","","","","","","","","","","","","","","","","","","","","","","","","","","","","","","","","","","","","","","","","","","","","","","","","","",""]
["","","","","",null,"","","","","","","","","","","","","","","","","","","","","","","","","","","","","","","","","","","","","","","","","","","","","","","","","","","","","","","","","","","","","","","","","","","","","","","","","","","","","","","","","","","","","","","","","","","","","","","",null,"","","","","","","","","","","","","","","","","","","","","","","","","","","","","","","","","","","","","","","","","","","","","","","","","","","","","","","","","","","","","","","","","","","","","","","","","","","","","","","","","","","","","","","","","","",""]
["","","","","",null,"","","","","","","","","","","","","","","","","","","","","","","","","","","","","","","","","","","","","","","","","","","","","","","","","","","","","","","","","","","","","","","","","","","","","","","","","","","","","","","","","","","","","","","","","","","","","","","",null,"","","","","","","","","","","","","","","","","","","","","","","","","","","","","","","","","","","","","","","","","","","","","","","","","","","","","","","","","","","","","","","","","","","","","","","","","","","","","","","","","","","","","","","","","","",""]
["","","","","",null,"","","","","","","","","","","","","","","","","","","","","","","","","","","","","","","","","","","","","","","","","","","","","","","","","","","","","","","","","","","","","","","","","","","","","","","","","","","","","","","","","","","","","","","","","","","","","","","",null,"","","","","","","","","","","","","","","","","","","","","","","","","","","","","","","","","","","","","","","","","","","","","","","","","","","","","","","","","","","","","","","","","","","","","","","","","","","","","","","","","","","","","","","","","","",""]
["","","","","",null,"","","","","","","","","","","","","","","","","","","","","","","","","","","","","","","","","","","","","","","","","","","","","","","","","","","","","","","","","","","","","","","","","","","","","","","","","","","","","","","","","","","","","","","","","","","","","","","",null,"","","","","","","","","","","","","","","","","","","","","","","","","","","","","","","","","","","","","","","","","","","","","","","","","","","","","","","","","","","","","","","","","","","","","","","","","","","","","","","","","","","","","","","","","","",""]
["","","","","",null,"","","","","","","","","","","","","","","","","","","","","","","","","","","","","","","","","","","","","","","","","","","","","","","","","","","","","","","","","","","","","","","","","","","","","","","","","","","","","","","","","","","","","","","","","","","","","","","",null,"","","","","","","","","","","","","","","","","","","","","","","","","","","","","","","","","","","","","","","","","","","","","","","","","","","","","","","","","","","","","","","","","","","","","","","","","","","","","","","","","","","","","","","","","","",""]
["","","","","",null,"","","","","","","","","","","","","","","","","","","","","","","","","","","","","","","","","","","","","","","","","","","","","","","","","","","","","","","","","","","","","","","","","","","","","","","","","","","","","","","","","","","","","","","","","","","","","","","",null,"","","","","","","","","","","","","","","","","","","","","","","","","","","","","","","","","","","","","","","","","","","","","","","","","","","","","","","","","","","","","","","","","","","","","","","","","","","","","","","","","","","","","","","","","","",""]
["","","","","",null,"","","","","","","","","","","","","","","","","","","","","","","","","","","","","","","","","","","","","","","","","","","","","","","","","","","","","","","","","","","","","","","","","","","","","","","","","","","","","","","","","","","","","","","","","","","","","","","",null,"","","","","","","","","","","","","","","","","","","","","","","","","","","","","","","","","","","","","","","","","","","","","","","","","","","","","","","","","","","","","","","","","","","","","","","","","","","","","","","","","","","","","","","","","","",""]
["","","","","",null,"","","","","","","","","","","","","","","","","","","","","","","","","","","","","","","","","","","","","","","","","","","","","","","","","","","","","","","","","","","","","","","","","","","","","","","","","","","","","","","","","","","","","","","","","","","","","","","",null,"","","","","","","","","","","","","","","","","","","","","","","","","","","","","","","","","","","","","","","","","","","","","","","","","","","","","","","","","","","","","","","","","","","","","","","","","","","","","","","","","","","","","","","","","","",""]
["","","","","",null,"","","","","","","","","","","","","","","","","","","","","","","","","","","","","","","","","","","","","","","","","","","","","","","","","","","","","","","","","","","","","","","","","","","","","","","","","","","","","","","","","","","","","","","","","","","","","","","",null,"","","","","","","","","","","","","","","","","","","","","","","","","","","","","","","","","","","","","","","","","","","","","","","","","","","","","","","","","","","","","","","","","","","","","","","","","","","","","","","","","","","","","","","","","","",""]
["","","","","",null,"","","","","","","","","","","","","","","","","","","","","","","","","","","","","","","","","","","","","","","","","","","","","","","","","","","","","","","","","","","","","","","","","","","","","","","","","","","","","","","","","","","","","","","","","","","","","","","",null,"","","","","","","","","","","","","","","","","","","","","","","","","","","","","","","","","","","","","","","","","","","","","","","","","","","","","","","","","","","","","","","","","","","","","","","","","","","","","","","","","","","","","","","","","","",""]
["","","","","",null,"","","","","","","","","","","","","","","","","","","","","","","","","","","","","","","","","","","","","","","","","","","","","","","","","","","","","","","","","","","","","","","","","","","","","","","","","","","","","","","","","","","","","","","","","","","","","","","",null,"","","","","","","","","","","","","","","","","","","","","","","","","","","","","","","","","","","","","","","","","","","","","","","","","","","","","","","","","","","","","","","","","","","","","","","","","","","","","","","","","","","","","","","","","","",""]
["","","","","",null,"","","","","","","","","","","","","","","","","","","","","","","","","","","","","","","","","","","","","","","","","","","","","","","","","","","","","","","","","","","","","","","","","","","","","","","","","","","","","","","","","","","","","","","","","","","","","","","",null,"","","","","","","","","","","","","","","","","","","","","","","","","","","","","","","","","","","","","","","","","","","","","","","","","","","","","","","","","","","","","","","","","","","","","","","","","","","","","","","","","","","","","","","","","","",""]
["","","","","",null,"","","","","","","","","","","","","","","","","","","","","","","","","","","","","","","","","","","","","","","","","","","","","","","","","","","","","","","","","","","","","","","","","","","","","","","","","","","","","","","","","","","","","","","","","","","","","","","",null,"","","","","","","","","","","","","","","","","","","","","","","","","","","","","","","","","","","","","","","","","","","","","","","","","","","","","","","","","","","","","","","","","","","","","","","","","","","","","","","","","","","","","","","","","","",""]
["","","","","",null,"","","","","","","","","","","","","","","","","","","","","","","","","","","","","","","","","","","","","","","","","","","","","","","","","","","","","","","","","","","","","","","","","","","","","","","","","","","","","","","","","","","","","","","","","","","","","","","",null,"","","","","","","","","","","","","","","","","","","","","","","","","","","","","","","","","","","","","","","","","","","","","","","","","","","","","","","","","","","","","","","","","","","","","","","","","","","","","","","","","","","","","","","","","","",""]
["","","","","",null,"","","","","","","","","","","","","","","","","","","","","","","","","","","","","","","","","","","","","","","","","","","","","","","","","","","","","","","","","","","","","","","","","","","","","","","","","","","","","","","","","","","","","","","","","","","","","","","",null,"","","","","","","","","","","","","","","","","","","","","","","","","","","","","","","","","","","","","","","","","","","","","","","","","","","","","","","","","","","","","","","","","","","","","","","","","","","","","","","","","","","","","","","","","","",""]
["","","","","",null,"","","","","","","","","","","","","","","","","","","","","","","","","","","","","","","","","","","","","","","","","","","","","","","","","","","","","","","","","","","","","","","","","","","","","","","","","","","","","","","","","","","","","","","","","","","","","","","",null,"","","","","","","","","","","","","","","","","","","","","","","","","","","","","","","","","","","","","","","","","","","","","","","","","","","","","","","","","","","","","","","","","","","","","","","","","","","","","","","","","","","","","","","","","","",""]
["","","","","",null,"","","","","","","","","","","","","","","","","","","","","","","","","","","","","","","","","","","","","","","","","","","","","","","","","","","","","","","","","","","","","","","","","","","","","","","","","","","","","","","","","","","","","","","","","","","","","","","",null,"","","","","","","","","","","","","","","","","","","","","","","","","","","","","","","","","","","","","","","","","","","","","","","","","","","","","","","","","","","","","","","","","","","","","","","","","","","","","","","","","","","","","","","","","","",""]
["","","","","",null,"","","","","","","","","","","","","","","","","","","","","","","","","","","","","","","","","","","","","","","","","","","","","","","","","","","","","","","","","","","","","","","","","","","","","","","","","","","","","","","","","","","","","","","","","","","","","","","",null,"","","","","","","","","","","","","","","","","","","","","","","","","","","","","","","","","","","","","","","","","","","","","","","","","","","","","","","","","","","","","","","","","","","","","","","","","","","","","","","","","","","","","","","","","","",""]
["","","","","",null,"","","","","","","","","","","","","","","","","","","","","","","","","","","","","","","","","","","","","","","","","","","","","","","","","","","","","","","","","","","","","","","","","","","","","","","","","","","","","","","","","","","","","","","","","","","","","","","",null,"","","","","","","","","","","","","","","","","","","","","","","","","","","","","","","","","","","","","","","","","","","","","","","","","","","","","","","","","","","","","","","","","","","","","","","","","","","","","","","","","","","","","","","","","","",""]
["","","","","",null,"","","","","","","","","","","","","","","","","","","","","","","","","","","","","","","","","","","","","","","","","","","","","","","","","","","","","","","","","","","","","","","","","","","","","","","","","","","","","","","","","","","","","","","","","","","","","","","",null,"","","","","","","","","","","","","","","","","","","","","","","","","","","","","","","","","","","","","","","","","","","","","","","","","","","","","","","","","","","","","","","","","","","","","","","","","","","","","","","","","","","","","","","","","","",""]
["","","","","",null,"","","","","","","","","","","","","","","","","","","","","","","","","","","","","","","","","","","","","","","","","","","","","","","","","","","","","","","","","","","","","","","","","","","","","","","","","","","","","","","","","","","","","","","","","","","","","","","",null,"","","","","","","","","","","","","","","","","","","","","","","","","","","","","","","","","","","","","","","","","","","","","","","","","","","","","","","","","","","","","","","","","","","","","","","","","","","","","","","","","","","","","","","","","","",""]
["","","","","",null,"","","","","","","","","","","","","","","","","","","","","","","","","","","","","","","","","","","","","","","","","","","","","","","","","","","","","","","","","","","","","","","","","","","","","","","","","","","","","","","","","","","","","","","","","","","","","","","",null,"","","","","","","","","","","","","","","","","","","","","","","","","","","","","","","","","","","","","","","","","","","","","","","","","","","","","","","","","","","","","","","","","","","","","","","","","","","","","","","","","","","","","","","","","","",""]
["","","","","",null,"","","","","","","","","","","","","","","","","","","","","","","","","","","","","","","","","","","","","","","","","","","","","","","","","","","","","","","","","","","","","","","","","","","","","","","","","","","","","","","","","","","","","","","","","","","","","","","",null,"","","","","","","","","","","","","","","","","","","","","","","","","","","","","","","","","","","","","","","","","","","","","","","","","","","","","","","","","","","","","","","","","","","","","","","","","","","","","","","","","","","","","","","","","","",""]
["","","","","",null,"","","","","","","","","","","","","","","","","","","","","","","","","","","","","","","","","","","","","","","","","","","","","","","","","","","","","","","","","","","","","","","","","","","","","","","","","","","","","","","","","","","","","","","","","","","","","","","",null,"","","","","","","","","","","","","","","","","","","","","","","","","","","","","","","","","","","","","","","","","","","","","","","","","","","","","","","","","","","","","","","","","","","","","","","","","","","","","","","","","","","","","","","","","","",""]
["","","","","",null,"","","","","","","","","","","","","","","","","","","","","","","","","","","","","","","","","","","","","","","","","","","","","","","","","","","","","","","","","","","","","","","","","","","","","","","","","","","","","","","","","","","","","","","","","","","","","","","",null,"","","","","","","","","","","","","","","","","","","","","","","","","","","","","","","","","","","","","","","","","","","","","","","","","","","","","","","","","","","","","","","","","","","","","","","","","","","","","","","","","","","","","","","","","","",""]
["","","","","",null,"","","","","","","","","","","","","","","","","","","","","","","","","","","","","","","","","","","","","","","","","","","","","","","","","","","","","","","","","","","","","","","","","","","","","","","","","","","","","","","","","","","","","","","","","","","","","","","",null,"","","","","","","","","","","","","","","","","","","","","","","","","","","","","","","","","","","","","","","","","","","","","","","","","","","","","","","","","","","","","","","","","","","","","","","","","","","","","","","","","","","","","","","","","","",""]
["","","","","",null,"","","","","","","","","","","","","","","","","","","","","","","","","","","","","","","","","","","","","","","","","","","","","","","","","","","","","","","","","","","","","","","","","","","","","","","","","","","","","","","","","","","","","","","","","","","","","","","",null,"","","","","","","","","","","","","","","","","","","","","","","","","","","","","","","","","","","","","","","","","","","","","","","","","","","","","","","","","","","","","","","","","","","","","","","","","","","","","","","","","","","","","","","","","","",""]
["","","","","",null,"","","","","","","","","","","","","","","","","","","","","","","","","","","","","","","","","","","","","","","","","","","","","","","","","","","","","","","","","","","","","","","","","","","","","","","","","","","","","","","","","","","","","","","","","","","","","","","",null,"","","","","","","","","","","","","","","","","","","","","","","","","","","","","","","","","","","","","","","","","","","","","","","","","","","","","","","","","","","","","","","","","","","","","","","","","","","","","","","","","","","","","","","","","","",""]
["","","","","",null,"","","","","","","","","","","","","","","","","","","","","","","","","","","","","","","","","","","","","","","","","","","","","","","","","","","","","","","","","","","","","","","","","","","","","","","","","","","","","","","","","","","","","","","","","","","","","","","",null,"","","","","","","","","","","","","","","","","","","","","","","","","","","","","","","","","","","","","","","","","","","","","","","","","","","","","","","","","","","","","","","","","","","","","","","","","","","","","","","","","","","","","","","","","","",""]
["","","","","",null,"","","","","","","","","","","","","","","","","","","","","","","","","","","","","","","","","","","","","","","","","","","","","","","","","","","","","","","","","","","","","","","","","","","","","","","","","","","","","","","","","","","","","","","","","","","","","","","",null,"","","","","","","","","","","","","","","","","","","","","","","","","","","","","","","","","","","","","","","","","","","","","","","","","","","","","","","","","","","","","","","","","","","","","","","","","","","","","","","","","","","","","","","","","","",""]
["","","","","",null,"","","","","","","","","","","","","","","","","","","","","","","","","","","","","","","","","","","","","","","","","","","","","","","","","","","","","","","","","","","","","","","","","","","","","","","","","","","","","","","","","","","","","","","","","","","","","","","",null,"","","","","","","","","","","","","","","","","","","","","","","","","","","","","","","","","","","","","","","","","","","","","","","","","","","","","","","","","","","","","","","","","","","","","","","","","","","","","","","","","","","","","","","","","","",""]
["","","","","",null,"","","","","","","","","","","","","","","","","","","","","","","","","","","","","","","","","","","","","","","","","","","","","","","","","","","","","","","","","","","","","","","","","","","","","","","","","","","","","","","","","","","","","","","","","","","","","","","",null,"","","","","","","","","","","","","","","","","","","","","","","","","","","","","","","","","","","","","","","","","","","","","","","","","","","","","","","","","","","","","","","","","","","","","","","","","","","","","","","","","","","","","","","","","","",""]
["","","","","",null,"","","","","","","","","","","","","","","","","","","","","","","","","","","","","","","","","","","","","","","","","","","","","","","","","","","","","","","","","","","","","","","","","","","","","","","","","","","","","","","","","","","","","","","","","","","","","","","",null,"","","","","","","","","","","","","","","","","","","","","","","","","","","","","","","","","","","","","","","","","","","","","","","","","","","","","","","","","","","","","","","","","","","","","","","","","","","","","","","","","","","","","","","","","","",""]
["","","","","",null,"","","","","","","","","","","","","","","","","","","","","","","","","","","","","","","","","","","","","","","","","","","","","","","","","","","","","","","","","","","","","","","","","","","","","","","","","","","","","","","","","","","","","","","","","","","","","","","",null,"","","","","","","","","","","","","","","","","","","","","","","","","","","","","","","","","","","","","","","","","","","","","","","","","","","","","","","","","","","","","","","","","","","","","","","","","","","","","","","","","","","","","","","","","","",""]
["","","","","",null,"","","","","","","","","","","","","","","","","","","","","","","","","","","","","","","","","","","","","","","","","","","","","","","","","","","","","","","","","","","","","","","","","","","","","","","","","","","","","","","","","","","","","","","","","","","","","","","",null,"","","","","","","","","","","","","","","","","","","","","","","","","","","","","","","","","","","","","","","","","","","","","","","","","","","","","","","","","","","","","","","","","","","","","","","","","","","","","","","","","","","","","","","","","","",""]
["","","","","",null,"","","","","","","","","","","","","","","","","","","","","","","","","","","","","","","","","","","","","","","","","","","","","","","","","","","","","","","","","","","","","","","","","","","","","","","","","","","","","","","","","","","","","","","","","","","","","","","",null,"","","","","","","","","","","","","","","","","","","","","","","","","","","","","","","","","","","","","","","","","","","","","","","","","","","","","","","","","","","","","","","","","","","","","","","","","","","","","","","","","","","","","","","","","","",""]
["","","","","",null,"","","","","","","","","","","","","","","","","","","","","","","","","","","","","","","","","","","","","","","","","","","","","","","","","","","","","","","","","","","","","","","","","","","","","","","","","","","","","","","","","","","","","","","","","","","","","","","",null,"","","","","","","","","","","","","","","","","","","","","","","","","","","","","","","","","","","","","","","","","","","","","","","","","","","","","","","","","","","","","","","","","","","","","","","","","","","","","","","","","","","","","","","","","","",""]
["","","","","",null,"","","","","","","","","","","","","","","","","","","","","","","","","","","","","","","","","","","","","","","","","","","","","","","","","","","","","","","","","","","","","","","","","","","","","","","","","","","","","","","","","","","","","","","","","","","","","","","",null,"","","","","","","","","","","","","","","","","","","","","","","","","","","","","","","","","","","","","","","","","","","","","","","","","","","","","","","","","","","","","","","","","","","","","","","","","","","","","","","","","","","","","","","","","","",""]
["","","","","",null,"","","","","","","","","","","","","","","","","","","","","","","","","","","","","","","","","","","","","","","","","","","","","","","","","","","","","","","","","","","","","","","","","","","","","","","","","","","","","","","","","","","","","","","","","","","","","","","",null,"","","","","","","","","","","","","","","","","","","","","","","","","","","","","","","","","","","","","","","","","","","","","","","","","","","","","","","","","","","","","","","","","","","","","","","","","","","","","","","","","","","","","","","","","","",""]
["","","","","",null,"","","","","","","","","","","","","","","","","","","","","","","","","","","","","","","","","","","","","","","","","","","","","","","","","","","","","","","","","","","","","","","","","","","","","","","","","","","","","","","","","","","","","","","","","","","","","","","",null,"","","","","","","","","","","","","","","","","","","","","","","","","","","","","","","","","","","","","","","","","","","","","","","","","","","","","","","","","","","","","","","","","","","","","","","","","","","","","","","","","","","","","","","","","","",""]
["","","","","",null,"","","","","","","","","","","","","","","","","","","","","","","","","","","","","","","","","","","","","","","","","","","","","","","","","","","","","","","","","","","","","","","","","","","","","","","","","","","","","","","","","","","","","","","","","","","","","","","",null,"","","","","","","","","","","","","","","","","","","","","","","","","","","","","","","","","","","","","","","","","","","","","","","","","","","","","","","","","","","","","","","","","","","","","","","","","","","","","","","","","","","","","","","","","","",""]
["","","","","",null,"","","","","","","","","","","","","","","","","","","","","","","","","","","","","","","","","","","","","","","","","","","","","","","","","","","","","","","","","","","","","","","","","","","","","","","","","","","","","","","","","","","","","","","","","","","","","","","",null,"","","","","","","","","","","","","","","","","","","","","","","","","","","","","","","","","","","","","","","","","","","","","","","","","","","","","","","","","","","","","","","","","","","","","","","","","","","","","","","","","","","","","","","","","","",""]
["","","","","",null,"","","","","","","","","","","","","","","","","","","","","","","","","","","","","","","","","","","","","","","","","","","","","","","","","","","","","","","","","","","","","","","","","","","","","","","","","","","","","","","","","","","","","","","","","","","","","","","",null,"","","","","","","","","","","","","","","","","","","","","","","","","","","","","","","","","","","","","","","","","","","","","","","","","","","","","","","","","","","","","","","","","","","","","","","","","","","","","","","","","","","","","","","","","","",""]
["","","","","",null,"","","","","","","","","","","","","","","","","","","","","","","","","","","","","","","","","","","","","","","","","","","","","","","","","","","","","","","","","","","","","","","","","","","","","","","","","","","","","","","","","","","","","","","","","","","","","","","",null,"","","","","","","","","","","","","","","","","","","","","","","","","","","","","","","","","","","","","","","","","","","","","","","","","","","","","","","","","","","","","","","","","","","","","","","","","","","","","","","","","","","","","","","","","","",""]
["","","","","",null,"","","","","","","","","","","","","","","","","","","","","","","","","","","","","","","","","","","","","","","","","","","","","","","","","","","","","","","","","","","","","","","","","","","","","","","","","","","","","","","","","","","","","","","","","","","","","","","",null,"","","","","","","","","","","","","","","","","","","","","","","","","","","","","","","","","","","","","","","","","","","","","","","","","","","","","","","","","","","","","","","","","","","","","","","","","","","","","","","","","","","","","","","","","","",""]
["","","","","",null,"","","","","","","","","","","","","","","","","","","","","","","","","","","","","","","","","","","","","","","","","","","","","","","","","","","","","","","","","","","","","","","","","","","","","","","","","","","","","","","","","","","","","","","","","","","","","","","",null,"","","","","","","","","","","","","","","","","","","","","","","","","","","","","","","","","","","","","","","","","","","","","","","","","","","","","","","","","","","","","","","","","","","","","","","","","","","","","","","","","","","","","","","","","","",""]
["","","","","",null,"","","","","","","","","","","","","","","","","","","","","","","","","","","","","","","","","","","","","","","","","","","","","","","","","","","","","","","","","","","","","","","","","","","","","","","","","","","","","","","","","","","","","","","","","","","","","","","",null,"","","","","","","","","","","","","","","","","","","","","","","","","","","","","","","","","","","","","","","","","","","","","","","","","","","","","","","","","","","","","","","","","","","","","","","","","","","","","","","","","","","","","","","","","","",""]
["","","","","",null,"","","","","","","","","","","","","","","","","","","","","","","","","","","","","","","","","","","","","","","","","","","","","","","","","","","","","","","","","","","","","","","","","","","","","","","","","","","","","","","","","","","","","","","","","","","","","","","",null,"","","","","","","","","","","","","","","","","","","","","","","","","","","","","","","","","","","","","","","","","","","","","","","","","","","","","","","","","","","","","","","","","","","","","","","","","","","","","","","","","","","","","","","","","","",""]
["","","","","",null,"","","","","","","","","","","","","","","","","","","","","","","","","","","","","","","","","","","","","","","","","","","","","","","","","","","","","","","","","","","","","","","","","","","","","","","","","","","","","","","","","","","","","","","","","","","","","","","",null,"","","","","","","","","","","","","","","","","","","","","","","","","","","","","","","","","","","","","","","","","","","","","","","","","","","","","","","","","","","","","","","","","","","","","","","","","","","","","","","","","","","","","","","","","","",""]
["","","","","",null,"","","","","","","","","","","","","","","","","","","","","","","","","","","","","","","","","","","","","","","","","","","","","","","","","","","","","","","","","","","","","","","","","","","","","","","","","","","","","","","","","","","","","","","","","","","","","","","",null,"","","","","","","","","","","","","","","","","","","","","","","","","","","","","","","","","","","","","","","","","","","","","","","","","","","","","","","","","","","","","","","","","","","","","","","","","","","","","","","","","","","","","","","","","","",""]
["","","","","",null,"","","","","","","","","","","","","","","","","","","","","","","","","","","","","","","","","","","","","","","","","","","","","","","","","","","","","","","","","","","","","","","","","","","","","","","","","","","","","","","","","","","","","","","","","","","","","","","",null,"","","","","","","","","","","","","","","","","","","","","","","","","","","","","","","","","","","","","","","","","","","","","","","","","","","","","","","","","","","","","","","","","","","","","","","","","","","","","","","","","","","","","","","","","","",""]
["","","","","",null,"","","","","","","","","","","","","","","","","","","","","","","","","","","","","","","","","","","","","","","","","","","","","","","","","","","","","","","","","","","","","","","","","","","","","","","","","","","","","","","","","","","","","","","","","","","","","","","",null,"","","","","","","","","","","","","","","","","","","","","","","","","","","","","","","","","","","","","","","","","","","","","","","","","","","","","","","","","","","","","","","","","","","","","","","","","","","","","","","","","","","","","","","","","","",""]
["","","","","",null,"","","","","","","","","","","","","","","","","","","","","","","","","","","","","","","","","","","","","","","","","","","","","","","","","","","","","","","","","","","","","","","","","","","","","","","","","","","","","","","","","","","","","","","","","","","","","","","",null,"","","","","","","","","","","","","","","","","","","","","","","","","","","","","","","","","","","","","","","","","","","","","","","","","","","","","","","","","","","","","","","","","","","","","","","","","","","","","","","","","","","","","","","","","","",""]
["","","","","",null,"","","","","","","","","","","","","","","","","","","","","","","","","","","","","","","","","","","","","","","","","","","","","","","","","","","","","","","","","","","","","","","","","","","","","","","","","","","","","","","","","","","","","","","","","","","","","","","",null,"","","","","","","","","","","","","","","","","","","","","","","","","","","","","","","","","","","","","","","","","","","","","","","","","","","","","","","","","","","","","","","","","","","","","","","","","","","","","","","","","","","","","","","","","","",""]
["","","","","",null,"","","","","","","","","","","","","","","","","","","","","","","","","","","","","","","","","","","","","","","","","","","","","","","","","","","","","","","","","","","","","","","","","","","","","","","","","","","","","","","","","","","","","","","","","","","","","","","",null,"","","","","","","","","","","","","","","","","","","","","","","","","","","","","","","","","","","","","","","","","","","","","","","","","","","","","","","","","","","","","","","","","","","","","","","","","","","","","","","","","","","","","","","","","","",""]
["","","","","",null,"","","","","","","","","","","","","","","","","","","","","","","","","","","","","","","","","","","","","","","","","","","","","","","","","","","","","","","","","","","","","","","","","","","","","","","","","","","","","","","","","","","","","","","","","","","","","","","",null,"","","","","","","","","","","","","","","","","","","","","","","","","","","","","","","","","","","","","","","","","","","","","","","","","","","","","","","","","","","","","","","","","","","","","","","","","","","","","","","","","","","","","","","","","","",""]
["","","","","",null,"","","","","","","","","","","","","","","","","","","","","","","","","","","","","","","","","","","","","","","","","","","","","","","","","","","","","","","","","","","","","","","","","","","","","","","","","","","","","","","","","","","","","","","","","","","","","","","",null,"","","","","","","","","","","","","","","","","","","","","","","","","","","","","","","","","","","","","","","","","","","","","","","","","","","","","","","","","","","","","","","","","","","","","","","","","","","","","","","","","","","","","","","","","","",""]
["","","","","",null,"","","","","","","","","","","","","","","","","","","","","","","","","","","","","","","","","","","","","","","","","","","","","","","","","","","","","","","","","","","","","","","","","","","","","","","","","","","","","","","","","","","","","","","","","","","","","","","",null,"","","","","","","","","","","","","","","","","","","","","","","","","","","","","","","","","","","","","","","","","","","","","","","","","","","","","","","","","","","","","","","","","","","","","","","","","","","","","","","","","","","","","","","","","","",""]
["","","","","",null,"","","","","","","","","","","","","","","","","","","","","","","","","","","","","","","","","","","","","","","","","","","","","","","","","","","","","","","","","","","","","","","","","","","","","","","","","","","","","","","","","","","","","","","","","","","","","","","",null,"","","","","","","","","","","","","","","","","","","","","","","","","","","","","","","","","","","","","","","","","","","","","","","","","","","","","","","","","","","","","","","","","","","","","","","","","","","","","","","","","","","","","","","","","","",""]
["","","","","",null,"","","","","","","","","","","","","","","","","","","","","","","","","","","","","","","","","","","","","","","","","","","","","","","","","","","","","","","","","","","","","","","","","","","","","","","","","","","","","","","","","","","","","","","","","","","","","","","",null,"","","","","","","","","","","","","","","","","","","","","","","","","","","","","","","","","","","","","","","","","","","","","","","","","","","","","","","","","","","","","","","","","","","","","","","","","","","","","","","","","","","","","","","","","","",""]
["","","","","",null,"","","","","","","","","","","","","","","","","","","","","","","","","","","","","","","","","","","","","","","","","","","","","","","","","","","","","","","","","","","","","","","","","","","","","","","","","","","","","","","","","","","","","","","","","","","","","","","",null,"","","","","","","","","","","","","","","","","","","","","","","","","","","","","","","","","","","","","","","","","","","","","","","","","","","","","","","","","","","","","","","","","","","","","","","","","","","","","","","","","","","","","","","","","","",""]
["","","","","",null,"","","","","","","","","","","","","","","","","","","","","","","","","","","","","","","","","","","","","","","","","","","","","","","","","","","","","","","","","","","","","","","","","","","","","","","","","","","","","","","","","","","","","","","","","","","","","","","",null,"","","","","","","","","","","","","","","","","","","","","","","","","","","","","","","","","","","","","","","","","","","","","","","","","","","","","","","","","","","","","","","","","","","","","","","","","","","","","","","","","","","","","","","","","","",""]
["","","","","",null,"","","","","","","","","","","","","","","","","","","","","","","","","","","","","","","","","","","","","","","","","","","","","","","","","","","","","","","","","","","","","","","","","","","","","","","","","","","","","","","","","","","","","","","","","","","","","","","",null,"","","","","","","","","","","","","","","","","","","","","","","","","","","","","","","","","","","","","","","","","","","","","","","","","","","","","","","","","","","","","","","","","","","","","","","","","","","","","","","","","","","","","","","","","","",""]
["","","","","",null,"","","","","","","","","","","","","","","","","","","","","","","","","","","","","","","","","","","","","","","","","","","","","","","","","","","","","","","","","","","","","","","","","","","","","","","","","","","","","","","","","","","","","","","","","","","","","","","",null,"","","","","","","","","","","","","","","","","","","","","","","","","","","","","","","","","","","","","","","","","","","","","","","","","","","","","","","","","","","","","","","","","","","","","","","","","","","","","","","","","","","","","","","","","","",""]
["","","","","",null,"","","","","","","","","","","","","","","","","","","","","","","","","","","","","","","","","","","","","","","","","","","","","","","","","","","","","","","","","","","","","","","","","","","","","","","","","","","","","","","","","","","","","","","","","","","","","","","",null,"","","","","","","","","","","","","","","","","","","","","","","","","","","","","","","","","","","","","","","","","","","","","","","","","","","","","","","","","","","","","","","","","","","","","","","","","","","","","","","","","","","","","","","","","","",""]
["","","","","",null,"","","","","","","","","","","","","","","","","","","","","","","","","","","","","","","","","","","","","","","","","","","","","","","","","","","","","","","","","","","","","","","","","","","","","","","","","","","","","","","","","","","","","","","","","","","","","","","",null,"","","","","","","","","","","","","","","","","","","","","","","","","","","","","","","","","","","","","","","","","","","","","","","","","","","","","","","","","","","","","","","","","","","","","","","","","","","","","","","","","","","","","","","","","","",""]
["","","","","",null,"","","","","","","","","","","","","","","","","","","","","","","","","","","","","","","","","","","","","","","","","","","","","","","","","","","","","","","","","","","","","","","","","","","","","","","","","","","","","","","","","","","","","","","","","","","","","","","",null,"","","","","","","","","","","","","","","","","","","","","","","","","","","","","","","","","","","","","","","","","","","","","","","","","","","","","","","","","","","","","","","","","","","","","","","","","","","","","","","","","","","","","","","","","","",""]
["","","","","",null,"","","","","","","","","","","","","","","","","","","","","","","","","","","","","","","","","","","","","","","","","","","","","","","","","","","","","","","","","","","","","","","","","","","","","","","","","","","","","","","","","","","","","","","","","","","","","","","",null,"","","","","","","","","","","","","","","","","","","","","","","","","","","","","","","","","","","","","","","","","","","","","","","","","","","","","","","","","","","","","","","","","","","","","","","","","","","","","","","","","","","","","","","","","","",""]
["","","","","",null,"","","","","","","","","","","","","","","","","","","","","","","","","","","","","","","","","","","","","","","","","","","","","","","","","","","","","","","","","","","","","","","","","","","","","","","","","","","","","","","","","","","","","","","","","","","","","","","",null,"","","","","","","","","","","","","","","","","","","","","","","","","","","","","","","","","","","","","","","","","","","","","","","","","","","","","","","","","","","","","","","","","","","","","","","","","","","","","","","","","","","","","","","","","","",""]
["","","","","",null,"","","","","","","","","","","","","","","","","","","","","","","","","","","","","","","","","","","","","","","","","","","","","","","","","","","","","","","","","","","","","","","","","","","","","","","","","","","","","","","","","","","","","","","","","","","","","","","",null,"","","","","","","","","","","","","","","","","","","","","","","","","","","","","","","","","","","","","","","","","","","","","","","","","","","","","","","","","","","","","","","","","","","","","","","","","","","","","","","","","","","","","","","","","","",""]
["","","","","",null,"","","","","","","","","","","","","","","","","","","","","","","","","","","","","","","","","","","","","","","","","","","","","","","","","","","","","","","","","","","","","","","","","","","","","","","","","","","","","","","","","","","","","","","","","","","","","","","",null,"","","","","","","","","","","","","","","","","","","","","","","","","","","","","","","","","","","","","","","","","","","","","","","","","","","","","","","","","","","","","","","","","","","","","","","","","","","","","","","","","","","","","","","","","","",""]
["","","","","",null,"","","","","","","","","","","","","","","","","","","","","","","","","","","","","","","","","","","","","","","","","","","","","","","","","","","","","","","","","","","","","","","","","","","","","","","","","","","","","","","","","","","","","","","","","","","","","","","",null,"","","","","","","","","","","","","","","","","","","","","","","","","","","","","","","","","","","","","","","","","","","","","","","","","","","","","","","","","","","","","","","","","","","","","","","","","","","","","","","","","","","","","","","","","","",""]
["","","","","",null,"","","","","","","","","","","","","","","","","","","","","","","","","","","","","","","","","","","","","","","","","","","","","","","","","","","","","","","","","","","","","","","","","","","","","","","","","","","","","","","","","","","","","","","","","","","","","","","",null,"","","","","","","","","","","","","","","","","","","","","","","","","","","","","","","","","","","","","","","","","","","","","","","","","","","","","","","","","","","","","","","","","","","","","","","","","","","","","","","","","","","","","","","","","","",""]
["","","","","",null,"","","","","","","","","","","","","","","","","","","","","","","","","","","","","","","","","","","","","","","","","","","","","","","","","","","","","","","","","","","","","","","","","","","","","","","","","","","","","","","","","","","","","","","","","","","","","","","",null,"","","","","","","","","","","","","","","","","","","","","","","","","","","","","","","","","","","","","","","","","","","","","","","","","","","","","","","","","","","","","","","","","","","","","","","","","","","","","","","","","","","","","","","","","","",""]
["","","","","",null,"","","","","","","","","","","","","","","","","","","","","","","","","","","","","","","","","","","","","","","","","","","","","","","","","","","","","","","","","","","","","","","","","","","","","","","","","","","","","","","","","","","","","","","","","","","","","","","",null,"","","","","","","","","","","","","","","","","","","","","","","","","","","","","","","","","","","","","","","","","","","","","","","","","","","","","","","","","","","","","","","","","","","","","","","","","","","","","","","","","","","","","","","","","","",""]
["","","","","",null,"","","","","","","","","","","","","","","","","","","","","","","","","","","","","","","","","","","","","","","","","","","","","","","","","","","","","","","","","","","","","","","","","","","","","","","","","","","","","","","","","","","","","","","","","","","","","","","",null,"","","","","","","","","","","","","","","","","","","","","","","","","","","","","","","","","","","","","","","","","","","","","","","","","","","","","","","","","","","","","","","","","","","","","","","","","","","","","","","","","","","","","","","","","","",""]
["","","","","",null,"","","","","","","","","","","","","","","","","","","","","","","","","","","","","","","","","","","","","","","","","","","","","","","","","","","","","","","","","","","","","","","","","","","","","","","","","","","","","","","","","","","","","","","","","","","","","","","",null,"","","","","","","","","","","","","","","","","","","","","","","","","","","","","","","","","","","","","","","","","","","","","","","","","","","","","","","","","","","","","","","","","","","","","","","","","","","","","","","","","","","","","","","","","","",""]
["","","","","",null,"","","","","","","","","","","","","","","","","","","","","","","","","","","","","","","","","","","","","","","","","","","","","","","","","","","","","","","","","","","","","","","","","","","","","","","","","","","","","","","","","","","","","","","","","","","","","","","",null,"","","","","","","","","","","","","","","","","","","","","","","","","","","","","","","","","","","","","","","","","","","","","","","","","","","","","","","","","","","","","","","","","","","","","","","","","","","","","","","","","","","","","","","","","","",""]
["","","","","",null,"","","","","","","","","","","","","","","","","","","","","","","","","","","","","","","","","","","","","","","","","","","","","","","","","","","","","","","","","","","","","","","","","","","","","","","","","","","","","","","","","","","","","","","","","","","","","","","",null,"","","","","","","","","","","","","","","","","","","","","","","","","","","","","","","","","","","","","","","","","","","","","","","","","","","","","","","","","","","","","","","","","","","","","","","","","","","","","","","","","","","","","","","","","","",""]
["","","","","",null,"","","","","","","","","","","","","","","","","","","","","","","","","","","","","","","","","","","","","","","","","","","","","","","","","","","","","","","","","","","","","","","","","","","","","","","","","","","","","","","","","","","","","","","","","","","","","","","",null,"","","","","","","","","","","","","","","","","","","","","","","","","","","","","","","","","","","","","","","","","","","","","","","","","","","","","","","","","","","","","","","","","","","","","","","","","","","","","","","","","","","","","","","","","","",""]
["","","","","",null,"","","","","","","","","","","","","","","","","","","","","","","","","","","","","","","","","","","","","","","","","","","","","","","","","","","","","","","","","","","","","","","","","","","","","","","","","","","","","","","","","","","","","","","","","","","","","","","",null,"","","","","","","","","","","","","","","","","","","","","","","","","","","","","","","","","","","","","","","","","","","","","","","","","","","","","","","","","","","","","","","","","","","","","","","","","","","","","","","","","","","","","","","","","","",""]
["","","","","",null,"","","","","","","","","","","","","","","","","","","","","","","","","","","","","","","","","","","","","","","","","","","","","","","","","","","","","","","","","","","","","","","","","","","","","","","","","","","","","","","","","","","","","","","","","","","","","","","",null,"","","","","","","","","","","","","","","","","","","","","","","","","","","","","","","","","","","","","","","","","","","","","","","","","","","","","","","","","","","","","","","","","","","","","","","","","","","","","","","","","","","","","","","","","","",""]
["","","","","",null,"","","","","","","","","","","","","","","","","","","","","","","","","","","","","","","","","","","","","","","","","","","","","","","","","","","","","","","","","","","","","","","","","","","","","","","","","","","","","","","","","","","","","","","","","","","","","","","",null,"","","","","","","","","","","","","","","","","","","","","","","","","","","","","","","","","","","","","","","","","","","","","","","","","","","","","","","","","","","","","","","","","","","","","","","","","","","","","","","","","","","","","","","","","","",""]
["","","","","",null,"","","","","","","","","","","","","","","","","","","","","","","","","","","","","","","","","","","","","","","","","","","","","","","","","","","","","","","","","","","","","","","","","","","","","","","","","","","","","","","","","","","","","","","","","","","","","","","",null,"","","","","","","","","","","","","","","","","","","","","","","","","","","","","","","","","","","","","","","","","","","","","","","","","","","","","","","","","","","","","","","","","","","","","","","","","","","","","","","","","","","","","","","","","","",""]
["","","","","",null,"","","","","","","","","","","","","","","","","","","","","","","","","","","","","","","","","","","","","","","","","","","","","","","","","","","","","","","","","","","","","","","","","","","","","","","","","","","","","","","","","","","","","","","","","","","","","","","",null,"","","","","","","","","","","","","","","","","","","","","","","","","","","","","","","","","","","","","","","","","","","","","","","","","","","","","","","","","","","","","","","","","","","","","","","","","","","","","","","","","","","","","","","","","","",""]
["","","","","",null,"","","","","","","","","","","","","","","","","","","","","","","","","","","","","","","","","","","","","","","","","","","","","","","","","","","","","","","","","","","","","","","","","","","","","","","","","","","","","","","","","","","","","","","","","","","","","","","",null,"","","","","","","","","","","","","","","","","","","","","","","","","","","","","","","","","","","","","","","","","","","","","","","","","","","","","","","","","","","","","","","","","","","","","","","","","","","","","","","","","","","","","","","","","","",""]
["","","","","",null,"","","","","","","","","","","","","","","","","","","","","","","","","","","","","","","","","","","","","","","","","","","","","","","","","","","","","","","","","","","","","","","","","","","","","","","","","","","","","","","","","","","","","","","","","","","","","","","",null,"","","","","","","","","","","","","","","","","","","","","","","","","","","","","","","","","","","","","","","","","","","","","","","","","","","","","","","","","","","","","","","","","","","","","","","","","","","","","","","","","","","","","","","","","","",""]
["","","","","",null,"","","","","","","","","","","","","","","","","","","","","","","","","","","","","","","","","","","","","","","","","","","","","","","","","","","","","","","","","","","","","","","","","","","","","","","","","","","","","","","","","","","","","","","","","","","","","","","",null,"","","","","","","","","","","","","","","","","","","","","","","","","","","","","","","","","","","","","","","","","","","","","","","","","","","","","","","","","","","","","","","","","","","","","","","","","","","","","","","","","","","","","","","","","","",""]
["","","","","",null,"","","","","","","","","","","","","","","","","","","","","","","","","","","","","","","","","","","","","","","","","","","","","","","","","","","","","","","","","","","","","","","","","","","","","","","","","","","","","","","","","","","","","","","","","","","","","","","",null,"","","","","","","","","","","","","","","","","","","","","","","","","","","","","","","","","","","","","","","","","","","","","","","","","","","","","","","","","","","","","","","","","","","","","","","","","","","","","","","","","","","","","","","","","","",""]
["","","","","",null,"","","","","","","","","","","","","","","","","","","","","","","","","","","","","","","","","","","","","","","","","","","","","","","","","","","","","","","","","","","","","","","","","","","","","","","","","","","","","","","","","","","","","","","","","","","","","","","",null,"","","","","","","","","","","","","","","","","","","","","","","","","","","","","","","","","","","","","","","","","","","","","","","","","","","","","","","","","","","","","","","","","","","","","","","","","","","","","","","","","","","","","","","","","","",""]
["","","","","",null,"","","","","","","","","","","","","","","","","","","","","","","","","","","","","","","","","","","","","","","","","","","","","","","","","","","","","","","","","","","","","","","","","","","","","","","","","","","","","","","","","","","","","","","","","","","","","","","",null,"","","","","","","","","","","","","","","","","","","","","","","","","","","","","","","","","","","","","","","","","","","","","","","","","","","","","","","","","","","","","","","","","","","","","","","","","","","","","","","","","","","","","","","","","","",""]
["","","","","",null,"","","","","","","","","","","","","","","","","","","","","","","","","","","","","","","","","","","","","","","","","","","","","","","","","","","","","","","","","","","","","","","","","","","","","","","","","","","","","","","","","","","","","","","","","","","","","","","",null,"","","","","","","","","","","","","","","","","","","","","","","","","","","","","","","","","","","","","","","","","","","","","","","","","","","","","","","","","","","","","","","","","","","","","","","","","","","","","","","","","","","","","","","","","","",""]
["","","","","",null,"","","","","","","","","","","","","","","","","","","","","","","","","","","","","","","","","","","","","","","","","","","","","","","","","","","","","","","","","","","","","","","","","","","","","","","","","","","","","","","","","","","","","","","","","","","","","","","",null,"","","","","","","","","","","","","","","","","","","","","","","","","","","","","","","","","","","","","","","","","","","","","","","","","","","","","","","","","","","","","","","","","","","","","","","","","","","","","","","","","","","","","","","","","","",""]
["","","","","",null,"","","","","","","","","","","","","","","","","","","","","","","","","","","","","","","","","","","","","","","","","","","","","","","","","","","","","","","","","","","","","","","","","","","","","","","","","","","","","","","","","","","","","","","","","","","","","","","",null,"","","","","","","","","","","","","","","","","","","","","","","","","","","","","","","","","","","","","","","","","","","","","","","","","","","","","","","","","","","","","","","","","","","","","","","","","","","","","","","","","","","","","","","","","","",""]
["","","","","",null,"","","","","","","","","","","","","","","","","","","","","","","","","","","","","","","","","","","","","","","","","","","","","","","","","","","","","","","","","","","","","","","","","","","","","","","","","","","","","","","","","","","","","","","","","","","","","","","",null,"","","","","","","","","","","","","","","","","","","","","","","","","","","","","","","","","","","","","","","","","","","","","","","","","","","","","","","","","","","","","","","","","","","","","","","","","","","","","","","","","","","","","","","","","","",""]
["","","","","",null,"","","","","","","","","","","","","","","","","","","","","","","","","","","","","","","","","","","","","","","","","","","","","","","","","","","","","","","","","","","","","","","","","","","","","","","","","","","","","","","","","","","","","","","","","","","","","","","",null,"","","","","","","","","","","","","","","","","","","","","","","","","","","","","","","","","","","","","","","","","","","","","","","","","","","","","","","","","","","","","","","","","","","","","","","","","","","","","","","","","","","","","","","","","","",""]
["","","","","",null,"","","","","","","","","","","","","","","","","","","","","","","","","","","","","","","","","","","","","","","","","","","","","","","","","","","","","","","","","","","","","","","","","","","","","","","","","","","","","","","","","","","","","","","","","","","","","","","",null,"","","","","","","","","","","","","","","","","","","","","","","","","","","","","","","","","","","","","","","","","","","","","","","","","","","","","","","","","","","","","","","","","","","","","","","","","","","","","","","","","","","","","","","","","","",""]
["","","","","",null,"","","","","","","","","","","","","","","","","","","","","","","","","","","","","","","","","","","","","","","","","","","","","","","","","","","","","","","","","","","","","","","","","","","","","","","","","","","","","","","","","","","","","","","","","","","","","","","",null,"","","","","","","","","","","","","","","","","","","","","","","","","","","","","","","","","","","","","","","","","","","","","","","","","","","","","","","","","","","","","","","","","","","","","","","","","","","","","","","","","","","","","","","","","","",""]
["","","","","",null,"","","","","","","","","","","","","","","","","","","","","","","","","","","","","","","","","","","","","","","","","","","","","","","","","","","","","","","","","","","","","","","","","","","","","","","","","","","","","","","","","","","","","","","","","","","","","","","",null,"","","","","","","","","","","","","","","","","","","","","","","","","","","","","","","","","","","","","","","","","","","","","","","","","","","","","","","","","","","","","","","","","","","","","","","","","","","","","","","","","","","","","","","","","","",""]
["","","","","",null,"","","","","","","","","","","","","","","","","","","","","","","","","","","","","","","","","","","","","","","","","","","","","","","","","","","","","","","","","","","","","","","","","","","","","","","","","","","","","","","","","","","","","","","","","","","","","","","",null,"","","","","","","","","","","","","","","","","","","","","","","","","","","","","","","","","","","","","","","","","","","","","","","","","","","","","","","","","","","","","","","","","","","","","","","","","","","","","","","","","","","","","","","","","","",""]
["","","","","",null,"","","","","","","","","","","","","","","","","","","","","","","","","","","","","","","","","","","","","","","","","","","","","","","","","","","","","","","","","","","","","","","","","","","","","","","","","","","","","","","","","","","","","","","","","","","","","","","",null,"","","","","","","","","","","","","","","","","","","","","","","","","","","","","","","","","","","","","","","","","","","","","","","","","","","","","","","","","","","","","","","","","","","","","","","","","","","","","","","","","","","","","","","","","","",""]
["","","","","",null,"","","","","","","","","","","","","","","","","","","","","","","","","","","","","","","","","","","","","","","","","","","","","","","","","","","","","","","","","","","","","","","","","","","","","","","","","","","","","","","","","","","","","","","","","","","","","","","",null,"","","","","","","","","","","","","","","","","","","","","","","","","","","","","","","","","","","","","","","","","","","","","","","","","","","","","","","","","","","","","","","","","","","","","","","","","","","","","","","","","","","","","","","","","","",""]
["","","","","",null,"","","","","","","","","","","","","","","","","","","","","","","","","","","","","","","","","","","","","","","","","","","","","","","","","","","","","","","","","","","","","","","","","","","","","","","","","","","","","","","","","","","","","","","","","","","","","","","",null,"","","","","","","","","","","","","","","","","","","","","","","","","","","","","","","","","","","","","","","","","","","","","","","","","","","","","","","","","","","","","","","","","","","","","","","","","","","","","","","","","","","","","","","","","","",""]
["","","","","",null,"","","","","","","","","","","","","","","","","","","","","","","","","","","","","","","","","","","","","","","","","","","","","","","","","","","","","","","","","","","","","","","","","","","","","","","","","","","","","","","","","","","","","","","","","","","","","","","",null,"","","","","","","","","","","","","","","","","","","","","","","","","","","","","","","","","","","","","","","","","","","","","","","","","","","","","","","","","","","","","","","","","","","","","","","","","","","","","","","","","","","","","","","","","","",""]
["","","","","",null,"","","","","","","","","","","","","","","","","","","","","","","","","","","","","","","","","","","","","","","","","","","","","","","","","","","","","","","","","","","","","","","","","","","","","","","","","","","","","","","","","","","","","","","","","","","","","","","",null,"","","","","","","","","","","","","","","","","","","","","","","","","","","","","","","","","","","","","","","","","","","","","","","","","","","","","","","","","","","","","","","","","","","","","","","","","","","","","","","","","","","","","","","","","","",""]
["","","","","",null,"","","","","","","","","","","","","","","","","","","","","","","","","","","","","","","","","","","","","","","","","","","","","","","","","","","","","","","","","","","","","","","","","","","","","","","","","","","","","","","","","","","","","","","","","","","","","","","",null,"","","","","","","","","","","","","","","","","","","","","","","","","","","","","","","","","","","","","","","","","","","","","","","","","","","","","","","","","","","","","","","","","","","","","","","","","","","","","","","","","","","","","","","","","","",""]
["","","","","",null,"","","","","","","","","","","","","","","","","","","","","","","","","","","","","","","","","","","","","","","","","","","","","","","","","","","","","","","","","","","","","","","","","","","","","","","","","","","","","","","","","","","","","","","","","","","","","","","",null,"","","","","","","","","","","","","","","","","","","","","","","","","","","","","","","","","","","","","","","","","","","","","","","","","","","","","","","","","","","","","","","","","","","","","","","","","","","","","","","","","","","","","","","","","","",""]
["","","","","",null,"","","","","","","","","","","","","","","","","","","","","","","","","","","","","","","","","","","","","","","","","","","","","","","","","","","","","","","","","","","","","","","","","","","","","","","","","","","","","","","","","","","","","","","","","","","","","","","",null,"","","","","","","","","","","","","","","","","","","","","","","","","","","","","","","","","","","","","","","","","","","","","","","","","","","","","","","","","","","","","","","","","","","","","","","","","","","","","","","","","","","","","","","","","","",""]
["","","","","",null,"","","","","","","","","","","","","","","","","","","","","","","","","","","","","","","","","","","","","","","","","","","","","","","","","","","","","","","","","","","","","","","","","","","","","","","","","","","","","","","","","","","","","","","","","","","","","","","",null,"","","","","","","","","","","","","","","","","","","","","","","","","","","","","","","","","","","","","","","","","","","","","","","","","","","","","","","","","","","","","","","","","","","","","","","","","","","","","","","","","","","","","","","","","","",""]
["","","","","",null,"","","","","","","","","","","","","","","","","","","","","","","","","","","","","","","","","","","","","","","","","","","","","","","","","","","","","","","","","","","","","","","","","","","","","","","","","","","","","","","","","","","","","","","","","","","","","","","",null,"","","","","","","","","","","","","","","","","","","","","","","","","","","","","","","","","","","","","","","","","","","","","","","","","","","","","","","","","","","","","","","","","","","","","","","","","","","","","","","","","","","","","","","","","","",""]
["","","","","",null,"","","","","","","","","","","","","","","","","","","","","","","","","","","","","","","","","","","","","","","","","","","","","","","","","","","","","","","","","","","","","","","","","","","","","","","","","","","","","","","","","","","","","","","","","","","","","","","",null,"","","","","","","","","","","","","","","","","","","","","","","","","","","","","","","","","","","","","","","","","","","","","","","","","","","","","","","","","","","","","","","","","","","","","","","","","","","","","","","","","","","","","","","","","","",""]
["","","","","",null,"","","","","","","","","","","","","","","","","","","","","","","","","","","","","","","","","","","","","","","","","","","","","","","","","","","","","","","","","","","","","","","","","","","","","","","","","","","","","","","","","","","","","","","","","","","","","","","",null,"","","","","","","","","","","","","","","","","","","","","","","","","","","","","","","","","","","","","","","","","","","","","","","","","","","","","","","","","","","","","","","","","","","","","","","","","","","","","","","","","","","","","","","","","","",""]

{"sheet":"Cost scenario - output","index":3,"n_rows":175,"n_cols":43,"rows_kept":175,"cut":false,"hidden":false,"merged":[]}
[null,null,null,"Replacement expenditure forecast ($,000)",null,null,null,null,null,null,null,null,null,null,null,null,null,null,null,null,null,null,null,"Replacement quantity forecast (#)"]
[null,null,null,1,2,3,4,5,6,7,8,9,10,11,12,13,14,15,16,17,18,19,20,1,2,3,4,5,6,7,8,9,10,11,12,13,14,15,16,17,18,19,20]
[]
[]
["ID","Asset group",null,2018,2019,2020,2021,2022,2023,2024,2025,2026,2027,2028,2029,2030,2031,2032,2033,2034,2035,2036,2037,2018,2019,2020,2021,2022,2023,2024,2025,2026,2027,2028,2029,2030,2031,2032,2033,2034,2035,2036,2037]
[{"$f":"IFERROR(IF('Historical scenario - output'!A6=\"\",\"\",'Historical scenario - output'!A6),\"\")","v":1},{"$f":"IFERROR(IF('Historical scenario - output'!B6=\"\",\"\",'Historical scenario - output'!B6),\"\")","v":"OVERHEAD CONDUCTORS"},null,{"$f":"IFERROR(IF($A6=\"\",\"\",SUMIFS(D$21:D$175,$A$21:$A$175,$A6)),\"\")","v":5284.9437837217338},{"$f":"IFERROR(IF($A6=\"\",\"\",SUMIFS(E$21:E$175,$A$21:$A$175,$A6)),\"\")","v":6129.0705373529263},7044.5325806869905,8025.7337788796849,9064.9644928661764,10152.508659697896,11276.862957383508,12425.066318810776,13583.129412199813,14736.544824856976,15870.850454598294,16972.211962992107,18027.985948423186,19027.224444766474,19961.083842396398,20823.107390867572,21609.359697487955,{"$f":"IFERROR(IF($A6=\"\",\"\",SUMIFS(U$21:U$175,$A$21:$A$175,$A6)),\"\")","v":22318.403310510173},22951.120472466704,23510.396143108221,{"$f":"IFERROR(IF($A6=\"\",\"\",SUMIFS(X$21:X$175,$A$21:$A$175,$A6)),\"\")","v":74.746601541781018},{"$f":"IFERROR(IF($A6=\"\",\"\",SUMIFS(Y$21:Y$175,$A$21:$A$175,$A6)),\"\")","v":87.07977250291097},100.54646553201655,115.08277025601244,130.59313548252825,146.95113895961015,164.00189499836583,181.56612734932969,199.44581071542189,217.4311520109685,235.30855419685557,252.8690948337771,269.91697180961961,286.27733153407263,301.80290822529128,316.37896979022935,329.92618348996115,{"$f":"IFERROR(IF($A6=\"\",\"\",SUMIFS(AO$21:AO$175,$A$21:$A$175,$A6)),\"\")","v":342.40117439109747},353.79473747434628,364.12786212363079]
[{"$f":"IFERROR(IF('Historical scenario - output'!A7=\"\",\"\",'Historical scenario - output'!A7),\"\")","v":2},{"$f":"IFERROR(IF('Historical scenario - output'!B7=\"\",\"\",'Historical scenario - output'!B7),\"\")","v":"POLES"},null,{"$f":"IFERROR(IF($A7=\"\",\"\",SUMIFS(D$21:D$175,$A$21:$A$175,$A7)),\"\")","v":10502.181088888457},11975.684880649627,13451.96964374516,14893.990538576298,16267.256929109826,17542.594894178295,18698.460320209717,19722.580178221,20612.761789481377,21376.775922261895,22031.291418549539,22599.921098405008,23110.531393206846,23592.063840407005,24071.199611592358,24569.24956609678,25099.655825472459,25666.438745274914,26263.818061379607,26877.090900488671,1948.7188381751057,2219.738349845069,2494.6908213130755,2767.6127640049249,3032.6838333765991,3284.6312160709522,3519.0930519510048,3732.9083393668375,3924.3071520336616,4092.9826281557234,4240.0352749950025,4367.7910307085613,4479.507097975219,4578.9927221281523,4670.1838461474536,4756.718579101157,4841.5626683897735,4926.7296439647907,5013.1292027536983,5100.561034331372]
[{"$f":"IFERROR(IF('Historical scenario - output'!A8=\"\",\"\",'Historical scenario - output'!A8),\"\")","v":3},{"$f":"IFERROR(IF('Historical scenario - output'!B8=\"\",\"\",'Historical scenario - output'!B8),\"\")","v":"SERVICE LINES"},null,1082.1367680490564,1214.3955689678046,1348.7653388210015,1482.8647843557505,1614.205080436466,1740.3058333834908,1858.8184496958711,1967.6482340507121,2065.0659472259613,2149.7998107212347,2221.1001023509698,2278.7704966725478,2323.1630100944731,2355.1365601702983,2375.9824167684633,2387.3228497537484,2390.9917155576181,2388.9072854948436,2382.9481156386814,2374.842135250532,1487.5437709216305,1669.2327364835865,1853.7977312852374,2037.9659389335964,2218.3178966660184,2391.446916980969,2554.128604798776,2703.4885411404175,2837.1553968229009,2953.3871000117733,3051.1592801996348,3130.2079795999316,3191.0223461873052,3234.7873526697672,3263.2810752999771,3278.7352212214005,3283.6709352502708,3280.7240516013926,3272.4746282569395,3261.2947354611788]
[{"$f":"IFERROR(IF('Historical scenario - output'!A9=\"\",\"\",'Historical scenario - output'!A9),\"\")","v":4},{"$f":"IFERROR(IF('Historical scenario - output'!B9=\"\",\"\",'Historical scenario - output'!B9),\"\")","v":"SWITCHGEAR"},null,7975.9909664343213,7978.7380216736146,8079.3321061026836,8193.1904999606304,8304.2151629691252,8408.6242784414426,8511.9863452270929,8626.1711989217292,8764.9518798899462,8938.7733719264652,9149.9385753745682,9389.6763402489305,9638.289120979538,9868.8061631490473,10053.421647184765,10170.868034795847,10212.304682069933,10183.681664349664,10103.811432424151,9998.9958389011463,1319.5059787932209,1319.4012412889915,1334.1764225845523,1354.4301281880132,1378.0791889874902,1404.3501019041648,1433.4490158667697,1466.2284165350627,1503.714754484105,1546.551233633468,1594.4883388345831,1646.0776180157557,1698.6957491611831,1748.9435764530442,1793.3424263244606,1829.1294841248884,1854.8931720553469,1870.830113632896,1878.541366235562,1880.4584601389549]
[{"$f":"IFERROR(IF('Historical scenario - output'!A10=\"\",\"\",'Historical scenario - output'!A10),\"\")","v":5},{"$f":"IFERROR(IF('Historical scenario - output'!B10=\"\",\"\",'Historical scenario - output'!B10),\"\")","v":"TRANSFORMERS"},null,2882.7594443969533,3174.2494807676858,3486.9181098987201,3821.062018002197,4176.8871072100146,4554.4939194899525,4953.8471600673129,5374.7323281463432,5816.70512787798,6279.0409670494319,6760.6921679318202,7260.2594703939858,7775.9822016060434,8305.7485191802116,8847.123927228211,9397.3933645321777,9953.610045624253,10512.643222472772,11071.217253238958,11625.935741830139,157.97821761030184,174.15372008415432,191.58563889220557,210.30580481592705,230.34298716326307,251.72252858218116,274.46487898903729,298.58305042093093,324.07917426131007,350.9404655354146,379.13497033050658,408.60748697302523,439.27601464072825,471.02900763508922,503.72361683989789,537.18499950176306,571.20668881651204,605.55194494771467,639.95596209146436,674.12878015224192]
[{"$f":"IFERROR(IF('Historical scenario - output'!A11=\"\",\"\",'Historical scenario - output'!A11),\"\")","v":6},{"$f":"IFERROR(IF('Historical scenario - output'!B11=\"\",\"\",'Historical scenario - output'!B11),\"\")","v":"UNDERGROUND CABLES"},null,3371.3033031286359,3395.081662790948,3433.3482363939306,3489.0542300508041,3563.4054212355782,3655.9418962115774,3764.7615810660477,3886.8493683765687,4018.4687652012981,4155.5736054910467,4294.2021231606832,4430.823041105622,4562.6119474864254,4687.6451247168179,4805.0065692956323,4914.811841920422,5018.159326194731,5117.0250578922387,5214.120962461302,5312.7374710552622,20.892573829563212,20.957939235428217,21.119224372448159,21.398217365021416,21.805411791588337,22.340592871071941,22.994392849828426,23.750539685055525,24.588489070186839,25.486136248107925,26.422341203566511,27.379057445078473,28.342920429071146,29.306218990288947,30.267236893307491,31.230008762481063,32.203582932377756,33.200920720963801,34.23758420607826,35.330369596113322]
[{"$f":"IFERROR(IF('Historical scenario - output'!A12=\"\",\"\",'Historical scenario - output'!A12),\"\")","v":""},{"$f":"IFERROR(IF('Historical scenario - output'!B12=\"\",\"\",'Historical scenario - output'!B12),\"\")","v":""},null,"","","","","","","","","","","","","","","","","","","","","","","","","","","","","","","","","","","","","","","",""]
[{"$f":"IFERROR(IF('Historical scenario - output'!A13=\"\",\"\",'Historical scenario - output'!A13),\"\")","v":""},{"$f":"IFERROR(IF('Historical scenario - output'!B13=\"\",\"\",'Historical scenario - output'!B13),\"\")","v":""},null,"","","","","","","","","","","","","","","","","","","","","","","","","","","","","","","","","","","","","","","",""]
[{"$f":"IFERROR(IF('Historical scenario - output'!A14=\"\",\"\",'Historical scenario - output'!A14),\"\")","v":""},{"$f":"IFERROR(IF('Historical scenario - output'!B14=\"\",\"\",'Historical scenario - output'!B14),\"\")","v":""},null,"","","","","","","","","","","","","","","","","","","","","","","","","","","","","","","","","","","","","","","",""]
[{"$f":"IFERROR(IF('Historical scenario - output'!A15=\"\",\"\",'Historical scenario - output'!A15),\"\")","v":""},{"$f":"IFERROR(IF('Historical scenario - output'!B15=\"\",\"\",'Historical scenario - output'!B15),\"\")","v":""},null,"","","","","","","","","","","","","","","","","","","","","","","","","","","","","","","","","","","","","","","",""]
[{"$f":"IFERROR(IF('Historical scenario - output'!A16=\"\",\"\",'Historical scenario - output'!A16),\"\")","v":""},{"$f":"IFERROR(IF('Historical scenario - output'!B16=\"\",\"\",'Historical scenario - output'!B16),\"\")","v":""},null,"","","","","","","","","","","","","","","","","","","","","","","","","","","","","","","","","","","","","","","",""]
[{"$f":"IFERROR(IF('Historical scenario - output'!A17=\"\",\"\",'Historical scenario - output'!A17),\"\")","v":""},{"$f":"IFERROR(IF('Historical scenario - output'!B17=\"\",\"\",'Historical scenario - output'!B17),\"\")","v":""},null,"","","","","","","","","","","","","","","","","","","","","","","","","","","","","","","","","","","","","","","",""]
[null,null,"Total",{"$f":"IFERROR(SUM(D$6:D$17),\"\")","v":31099.315354619157},{"$f":"IFERROR(SUM(E$6:E$17),\"\")","v":33867.220152202601},36844.866015648491,39905.895849825363,42990.93419382719,46054.469481402659,49064.736813649557,52003.047626527128,54861.082921876368,57636.50850230705,60328.07484196587,62931.6624098182,65438.563621796515,67836.624652389859,70113.818014465825,72262.753047966558,74284.081292406947,76187.099285994613,77987.036297609389,79699.998230633981]
[]
["ID","Asset group","Asset category"]
[{"$f":"IFERROR('Cost scenario - input'!A6,\"\")","v":1},{"$f":"IFERROR('Cost scenario - input'!B6,\"\")","v":"OVERHEAD CONDUCTORS"},{"$f":"IFERROR('Cost scenario - input'!C6,\"\")","v":"˂ = 1 kv"},{"$f":"IFERROR(repcalc('Cost scenario - input'!$CY6:$GK6,'Cost scenario - input'!$J6,'Cost scenario - input'!$H6,'Cost scenario - input'!$I6,20,TRUE,TRUE),\"\")","v":836.99056579691899},987.74397567089102,1154.188350646476,1335.5865731212411,1530.7124350862114,1737.8599486031624,1954.8837386734169,2179.2712497833286,2408.244631536777,2638.8871130754483,2868.2857740960221,3093.6802497172971,3312.6054271375147,3523.0158891612559,3723.3808904828907,3912.7410070260453,4090.7210829912951,4257.4983495826809,4413.7291090007056,4560.4416089109309,{"$f":"IFERROR(IF(OR(D21=\"\",'Cost scenario - input'!$G6=\"\"),\"\",D21/'Cost scenario - input'!$G6),\"\")","v":12.864095350170182},{"$f":"IFERROR(IF(OR(E21=\"\",'Cost scenario - input'!$G6=\"\"),\"\",E21/'Cost scenario - input'!$G6),\"\")","v":15.181094272536292},{"$f":"IFERROR(IF(OR(F21=\"\",'Cost scenario - input'!$G6=\"\"),\"\",F21/'Cost scenario - input'!$G6),\"\")","v":17.739254899050355},{"$f":"IFERROR(IF(OR(G21=\"\",'Cost scenario - input'!$G6=\"\"),\"\",G21/'Cost scenario - input'!$G6),\"\")","v":20.527248128155581},{"$f":"IFERROR(IF(OR(H21=\"\",'Cost scenario - input'!$G6=\"\"),\"\",H21/'Cost scenario - input'!$G6),\"\")","v":23.526227801494645},{"$f":"IFERROR(IF(OR(I21=\"\",'Cost scenario - input'!$G6=\"\"),\"\",I21/'Cost scenario - input'!$G6),\"\")","v":26.709973800943917},{"$f":"IFERROR(IF(OR(J21=\"\",'Cost scenario - input'!$G6=\"\"),\"\",J21/'Cost scenario - input'!$G6),\"\")","v":30.045512865307106},{"$f":"IFERROR(IF(OR(K21=\"\",'Cost scenario - input'!$G6=\"\"),\"\",K21/'Cost scenario - input'!$G6),\"\")","v":33.494228366128702},{"$f":"IFERROR(IF(OR(L21=\"\",'Cost scenario - input'!$G6=\"\"),\"\",L21/'Cost scenario - input'!$G6),\"\")","v":37.01342623513068},{"$f":"IFERROR(IF(OR(M21=\"\",'Cost scenario - input'!$G6=\"\"),\"\",M21/'Cost scenario - input'!$G6),\"\")","v":40.558277271161629},{"$f":"IFERROR(IF(OR(N21=\"\",'Cost scenario - input'!$G6=\"\"),\"\",N21/'Cost scenario - input'!$G6),\"\")","v":44.084011454031781},{"$f":"IFERROR(IF(OR(O21=\"\",'Cost scenario - input'!$G6=\"\"),\"\",O21/'Cost scenario - input'!$G6),\"\")","v":47.548203458433896},{"$f":"IFERROR(IF(OR(P21=\"\",'Cost scenario - input'!$G6=\"\"),\"\",P21/'Cost scenario - input'!$G6),\"\")","v":50.912965824907118},{"$f":"IFERROR(IF(OR(Q21=\"\",'Cost scenario - input'!$G6=\"\"),\"\",Q21/'Cost scenario - input'!$G6),\"\")","v":54.146861589992135},{"$f":"IFERROR(IF(OR(R21=\"\",'Cost scenario - input'!$G6=\"\"),\"\",R21/'Cost scenario - input'!$G6),\"\")","v":57.226364020684855},{"$f":"IFERROR(IF(OR(S21=\"\",'Cost scenario - input'!$G6=\"\"),\"\",S21/'Cost scenario - input'!$G6),\"\")","v":60.136727284350982},{"$f":"IFERROR(IF(OR(T21=\"\",'Cost scenario - input'!$G6=\"\"),\"\",T21/'Cost scenario - input'!$G6),\"\")","v":62.872185437893691},{"$f":"IFERROR(IF(OR(U21=\"\",'Cost scenario - input'!$G6=\"\"),\"\",U21/'Cost scenario - input'!$G6),\"\")","v":65.435462429707343},{"$f":"IFERROR(IF(OR(V21=\"\",'Cost scenario - input'!$G6=\"\"),\"\",V21/'Cost scenario - input'!$G6),\"\")","v":67.836645272036549},{"$f":"IFERROR(IF(OR(W21=\"\",'Cost scenario - input'!$G6=\"\"),\"\",W21/'Cost scenario - input'!$G6),\"\")","v":70.091537579108135}]
[{"$f":"IFERROR('Cost scenario - input'!A7,\"\")","v":1},{"$f":"IFERROR('Cost scenario - input'!B7,\"\")","v":"OVERHEAD CONDUCTORS"},{"$f":"IFERROR('Cost scenario - input'!C7,\"\")","v":"˃ 11 kv & < = 22 kv ; multiple-phase"},{"$f":"IFERROR(repcalc('Cost scenario - input'!$CY7:$GK7,'Cost scenario - input'!$J7,'Cost scenario - input'!$H7,'Cost scenario - input'!$I7,20,TRUE,TRUE),\"\")","v":4084.5224017959881},4708.0709371643443,5378.4819910051947,6090.7477270966656,6838.4212744784227,7613.7328753509873,8407.7793306780241,9210.782671454439,10012.408655404855,10802.130491097534,11569.618635878873,12305.134108653725,12999.900945401308,13646.433521277009,14238.796611883588,14772.78020829213,15245.976965281983,15657.757285181333,16009.144800798056,16302.602704920824,{"$f":"IFERROR(IF(OR(D22=\"\",'Cost scenario - input'!$G7=\"\"),\"\",D22/'Cost scenario - input'!$G7),\"\")","v":47.31144374869281},{"$f":"IFERROR(IF(OR(E22=\"\",'Cost scenario - input'!$G7=\"\"),\"\",E22/'Cost scenario - input'!$G7),\"\")","v":54.534070668963345},{"$f":"IFERROR(IF(OR(F22=\"\",'Cost scenario - input'!$G7=\"\"),\"\",F22/'Cost scenario - input'!$G7),\"\")","v":62.29951096826165},{"$f":"IFERROR(IF(OR(G22=\"\",'Cost scenario - input'!$G7=\"\"),\"\",G22/'Cost scenario - input'!$G7),\"\")","v":70.549758363745525},{"$f":"IFERROR(IF(OR(H22=\"\",'Cost scenario - input'!$G7=\"\"),\"\",H22/'Cost scenario - input'!$G7),\"\")","v":79.210138084954465},{"$f":"IFERROR(IF(OR(I22=\"\",'Cost scenario - input'!$G7=\"\"),\"\",I22/'Cost scenario - input'!$G7),\"\")","v":88.190652226892439},{"$f":"IFERROR(IF(OR(J22=\"\",'Cost scenario - input'!$G7=\"\"),\"\",J22/'Cost scenario - input'!$G7),\"\")","v":97.388174117954989},{"$f":"IFERROR(IF(OR(K22=\"\",'Cost scenario - input'!$G7=\"\"),\"\",K22/'Cost scenario - input'!$G7),\"\")","v":106.68944453587478},{"$f":"IFERROR(IF(OR(L22=\"\",'Cost scenario - input'!$G7=\"\"),\"\",L22/'Cost scenario - input'!$G7),\"\")","v":115.9747608877901},{"$f":"IFERROR(IF(OR(M22=\"\",'Cost scenario - input'!$G7=\"\"),\"\",M22/'Cost scenario - input'!$G7),\"\")","v":125.12219026412548},{"$f":"IFERROR(IF(OR(N22=\"\",'Cost scenario - input'!$G7=\"\"),\"\",N22/'Cost scenario - input'!$G7),\"\")","v":134.01208450822236},{"$f":"IFERROR(IF(OR(O22=\"\",'Cost scenario - input'!$G7=\"\"),\"\",O22/'Cost scenario - input'!$G7),\"\")","v":142.53163599879065},{"$f":"IFERROR(IF(OR(P22=\"\",'Cost scenario - input'!$G7=\"\"),\"\",P22/'Cost scenario - input'!$G7),\"\")","v":150.57919184051826},{"$f":"IFERROR(IF(OR(Q22=\"\",'Cost scenario - input'!$G7=\"\"),\"\",Q22/'Cost scenario - input'!$G7),\"\")","v":158.06804526969538},{"$f":"IFERROR(IF(OR(R22=\"\",'Cost scenario - input'!$G7=\"\"),\"\",R22/'Cost scenario - input'!$G7),\"\")","v":164.92944797070933},{"$f":"IFERROR(IF(OR(S22=\"\",'Cost scenario - input'!$G7=\"\"),\"\",S22/'Cost scenario - input'!$G7),\"\")","v":171.11463497644075},{"$f":"IFERROR(IF(OR(T22=\"\",'Cost scenario - input'!$G7=\"\"),\"\",T22/'Cost scenario - input'!$G7),\"\")","v":176.59572175920519},{"$f":"IFERROR(IF(OR(U22=\"\",'Cost scenario - input'!$G7=\"\"),\"\",U22/'Cost scenario - input'!$G7),\"\")","v":181.36541562431179},{"$f":"IFERROR(IF(OR(V22=\"\",'Cost scenario - input'!$G7=\"\"),\"\",V22/'Cost scenario - input'!$G7),\"\")","v":185.43557341602414},{"$f":"IFERROR(IF(OR(W22=\"\",'Cost scenario - input'!$G7=\"\"),\"\",W22/'Cost scenario - input'!$G7),\"\")","v":188.83472655016016}]
[{"$f":"IFERROR('Cost scenario - input'!A8,\"\")","v":1},{"$f":"IFERROR('Cost scenario - input'!B8,\"\")","v":"OVERHEAD CONDUCTORS"},{"$f":"IFERROR('Cost scenario - input'!C8,\"\")","v":"˃ 11 kv & < = 22 kv ; single-phase"},{"$f":"IFERROR(repcalc('Cost scenario - input'!$CY8:$GK8,'Cost scenario - input'!$J8,'Cost scenario - input'!$H8,'Cost scenario - input'!$I8,20,TRUE,TRUE),\"\")","v":126.25176012716352},152.34390179990154,181.93269173709979,215.04358962987857,251.6018819758024,291.42402695741799,334.21485529398342,379.57167677780308,426.9958373420028,475.91163181950594,525.69176115299854,575.68780642544152,625.26356229890064,673.82861428818387,720.86932862959293,765.97449546969005,808.85323652040574,849.34342989450158,887.40975399585614,923.13141689923816,{"$f":"IFERROR(IF(OR(D23=\"\",'Cost scenario - input'!$G8=\"\"),\"\",D23/'Cost scenario - input'!$G8),\"\")","v":4.9802064417403979},{"$f":"IFERROR(IF(OR(E23=\"\",'Cost scenario - input'!$G8=\"\"),\"\",E23/'Cost scenario - input'!$G8),\"\")","v":6.009453494664573},{"$f":"IFERROR(IF(OR(F23=\"\",'Cost scenario - input'!$G8=\"\"),\"\",F23/'Cost scenario - input'!$G8),\"\")","v":7.1766315371735701},{"$f":"IFERROR(IF(OR(G23=\"\",'Cost scenario - input'!$G8=\"\"),\"\",G23/'Cost scenario - input'!$G8),\"\")","v":8.4827448682775124},{"$f":"IFERROR(IF(OR(H23=\"\",'Cost scenario - input'!$G8=\"\"),\"\",H23/'Cost scenario - input'!$G8),\"\")","v":9.924846292105709},{"$f":"IFERROR(IF(OR(I23=\"\",'Cost scenario - input'!$G8=\"\"),\"\",I23/'Cost scenario - input'!$G8),\"\")","v":11.495695702534581},{"$f":"IFERROR(IF(OR(J23=\"\",'Cost scenario - input'!$G8=\"\"),\"\",J23/'Cost scenario - input'!$G8),\"\")","v":13.183649666222093},{"$f":"IFERROR(IF(OR(K23=\"\",'Cost scenario - input'!$G8=\"\"),\"\",K23/'Cost scenario - input'!$G8),\"\")","v":14.972823411626278},{"$f":"IFERROR(IF(OR(L23=\"\",'Cost scenario - input'!$G8=\"\"),\"\",L23/'Cost scenario - input'!$G8),\"\")","v":16.843546716379183},{"$f":"IFERROR(IF(OR(M23=\"\",'Cost scenario - input'!$G8=\"\"),\"\",M23/'Cost scenario - input'!$G8),\"\")","v":18.773109951888458},{"$f":"IFERROR(IF(OR(N23=\"\",'Cost scenario - input'!$G8=\"\"),\"\",N23/'Cost scenario - input'!$G8),\"\")","v":20.73676828447427},{"$f":"IFERROR(IF(OR(O23=\"\",'Cost scenario - input'!$G8=\"\"),\"\",O23/'Cost scenario - input'!$G8),\"\")","v":22.708943773169054},{"$f":"IFERROR(IF(OR(P23=\"\",'Cost scenario - input'!$G8=\"\"),\"\",P23/'Cost scenario - input'!$G8),\"\")","v":24.664540261538562},{"$f":"IFERROR(IF(OR(Q23=\"\",'Cost scenario - input'!$G8=\"\"),\"\",Q23/'Cost scenario - input'!$G8),\"\")","v":26.580267887964322},{"$f":"IFERROR(IF(OR(R23=\"\",'Cost scenario - input'!$G8=\"\"),\"\",R23/'Cost scenario - input'!$G8),\"\")","v":28.43586553152344},{"$f":"IFERROR(IF(OR(S23=\"\",'Cost scenario - input'!$G8=\"\"),\"\",S23/'Cost scenario - input'!$G8),\"\")","v":30.215112349362428},{"$f":"IFERROR(IF(OR(T23=\"\",'Cost scenario - input'!$G8=\"\"),\"\",T23/'Cost scenario - input'!$G8),\"\")","v":31.906534173338628},{"$f":"IFERROR(IF(OR(U23=\"\",'Cost scenario - input'!$G8=\"\"),\"\",U23/'Cost scenario - input'!$G8),\"\")","v":33.503735841385719},{"$f":"IFERROR(IF(OR(V23=\"\",'Cost scenario - input'!$G8=\"\"),\"\",V23/'Cost scenario - input'!$G8),\"\")","v":35.005324035577992},{"$f":"IFERROR(IF(OR(W23=\"\",'Cost scenario - input'!$G8=\"\"),\"\",W23/'Cost scenario - input'!$G8),\"\")","v":36.414423247517028}]
[{"$f":"IFERROR('Cost scenario - input'!A9,\"\")","v":1},{"$f":"IFERROR('Cost scenario - input'!B9,\"\")","v":"OVERHEAD CONDUCTORS"},{"$f":"IFERROR('Cost scenario - input'!C9,\"\")","v":"˃ 11 kv & < = 22 kv ; swer"},{"$f":"IFERROR(repcalc('Cost scenario - input'!$CY9:$GK9,'Cost scenario - input'!$J9,'Cost scenario - input'!$H9,'Cost scenario - input'!$I9,20,TRUE,TRUE),\"\")","v":77.478781038089494},91.259632967446535,106.21610373595918,122.18644533346388,138.96032171308838,156.28488873769319,173.87386941035373,191.41908192536229,208.60363164554605,225.1158096515683,240.66267244556013,254.98231816997165,267.85401727877814,279.10557867835558,288.61760419100017,296.32456819452204,302.21292031862413,306.31661914318124,308.71064706123713,309.50312655115704,{"$f":"IFERROR(IF(OR(D24=\"\",'Cost scenario - input'!$G9=\"\"),\"\",D24/'Cost scenario - input'!$G9),\"\")","v":3.1847622824902673},{"$f":"IFERROR(IF(OR(E24=\"\",'Cost scenario - input'!$G9=\"\"),\"\",E24/'Cost scenario - input'!$G9),\"\")","v":3.7512236652993658},{"$f":"IFERROR(IF(OR(F24=\"\",'Cost scenario - input'!$G9=\"\"),\"\",F24/'Cost scenario - input'!$G9),\"\")","v":4.3660088147883647},{"$f":"IFERROR(IF(OR(G24=\"\",'Cost scenario - input'!$G9=\"\"),\"\",G24/'Cost scenario - input'!$G9),\"\")","v":5.0224690852876401},{"$f":"IFERROR(IF(OR(H24=\"\",'Cost scenario - input'!$G9=\"\"),\"\",H24/'Cost scenario - input'!$G9),\"\")","v":5.7119586217675726},{"$f":"IFERROR(IF(OR(I24=\"\",'Cost scenario - input'!$G9=\"\"),\"\",I24/'Cost scenario - input'!$G9),\"\")","v":6.424084275800662},{"$f":"IFERROR(IF(OR(J24=\"\",'Cost scenario - input'!$G9=\"\"),\"\",J24/'Cost scenario - input'!$G9),\"\")","v":7.1470786425576858},{"$f":"IFERROR(IF(OR(K24=\"\",'Cost scenario - input'!$G9=\"\"),\"\",K24/'Cost scenario - input'!$G9),\"\")","v":7.8682739208959633},{"$f":"IFERROR(IF(OR(L24=\"\",'Cost scenario - input'!$G9=\"\"),\"\",L24/'Cost scenario - input'!$G9),\"\")","v":8.5746441690741655},{"$f":"IFERROR(IF(OR(M24=\"\",'Cost scenario - input'!$G9=\"\"),\"\",M24/'Cost scenario - input'!$G9),\"\")","v":9.2533766040810157},{"$f":"IFERROR(IF(OR(N24=\"\",'Cost scenario - input'!$G9=\"\"),\"\",N24/'Cost scenario - input'!$G9),\"\")","v":9.8924297948251407},{"$f":"IFERROR(IF(OR(O24=\"\",'Cost scenario - input'!$G9=\"\"),\"\",O24/'Cost scenario - input'!$G9),\"\")","v":10.481038275633699},{"$f":"IFERROR(IF(OR(P24=\"\",'Cost scenario - input'!$G9=\"\"),\"\",P24/'Cost scenario - input'!$G9),\"\")","v":11.010128967098472},{"$f":"IFERROR(IF(OR(Q24=\"\",'Cost scenario - input'!$G9=\"\"),\"\",Q24/'Cost scenario - input'!$G9),\"\")","v":11.472623961010179},{"$f":"IFERROR(IF(OR(R24=\"\",'Cost scenario - input'!$G9=\"\"),\"\",R24/'Cost scenario - input'!$G9),\"\")","v":11.86361539991605},{"$f":"IFERROR(IF(OR(S24=\"\",'Cost scenario - input'!$G9=\"\"),\"\",S24/'Cost scenario - input'!$G9),\"\")","v":12.180409855663362},{"$f":"IFERROR(IF(OR(T24=\"\",'Cost scenario - input'!$G9=\"\"),\"\",T24/'Cost scenario - input'!$G9),\"\")","v":12.422450340807837},{"$f":"IFERROR(IF(OR(U24=\"\",'Cost scenario - input'!$G9=\"\"),\"\",U24/'Cost scenario - input'!$G9),\"\")","v":12.59113272145505},{"$f":"IFERROR(IF(OR(V24=\"\",'Cost scenario - input'!$G9=\"\"),\"\",V24/'Cost scenario - input'!$G9),\"\")","v":12.689539145956036},{"$f":"IFERROR(IF(OR(W24=\"\",'Cost scenario - input'!$G9=\"\"),\"\",W24/'Cost scenario - input'!$G9),\"\")","v":12.722113984580604}]
[{"$f":"IFERROR('Cost scenario - input'!A10,\"\")","v":1},{"$f":"IFERROR('Cost scenario - input'!B10,\"\")","v":"OVERHEAD CONDUCTORS"},{"$f":"IFERROR('Cost scenario - input'!C10,\"\")","v":"> 1 kv & < = 11 kv"},{"$f":"IFERROR(repcalc('Cost scenario - input'!$CY10:$GK10,'Cost scenario - input'!$J10,'Cost scenario - input'!$H10,'Cost scenario - input'!$I10,20,TRUE,TRUE),\"\")","v":157.20622984832892},186.39594678935092,219.50487175787097,256.78386175711177,298.44466778143487,344.64492346581295,395.47224926840732,450.92856617740227,510.91599332388967,575.22586553714029,643.53239709129616,715.3923014907765,790.25124614728293,867.4574007827789,946.28158971335279,1025.9427710803354,1105.6368497137246,1184.5662967384253,1261.9677949949769,1337.1352185180574,{"$f":"IFERROR(IF(OR(D25=\"\",'Cost scenario - input'!$G10=\"\"),\"\",D25/'Cost scenario - input'!$G10),\"\")","v":6.3363051888155022},{"$f":"IFERROR(IF(OR(E25=\"\",'Cost scenario - input'!$G10=\"\"),\"\",E25/'Cost scenario - input'!$G10),\"\")","v":7.5128168009309784},{"$f":"IFERROR(IF(OR(F25=\"\",'Cost scenario - input'!$G10=\"\"),\"\",F25/'Cost scenario - input'!$G10),\"\")","v":8.8472947874365921},{"$f":"IFERROR(IF(OR(G25=\"\",'Cost scenario - input'!$G10=\"\"),\"\",G25/'Cost scenario - input'!$G10),\"\")","v":10.349850112336153},{"$f":"IFERROR(IF(OR(H25=\"\",'Cost scenario - input'!$G10=\"\"),\"\",H25/'Cost scenario - input'!$G10),\"\")","v":12.02901754505708},{"$f":"IFERROR(IF(OR(I25=\"\",'Cost scenario - input'!$G10=\"\"),\"\",I25/'Cost scenario - input'!$G10),\"\")","v":13.891150617645613},{"$f":"IFERROR(IF(OR(J25=\"\",'Cost scenario - input'!$G10=\"\"),\"\",J25/'Cost scenario - input'!$G10),\"\")","v":15.939780932915642},{"$f":"IFERROR(IF(OR(K25=\"\",'Cost scenario - input'!$G10=\"\"),\"\",K25/'Cost scenario - input'!$G10),\"\")","v":18.174985917616805},{"$f":"IFERROR(IF(OR(L25=\"\",'Cost scenario - input'!$G10=\"\"),\"\",L25/'Cost scenario - input'!$G10),\"\")","v":20.592820416025013},{"$f":"IFERROR(IF(OR(M25=\"\",'Cost scenario - input'!$G10=\"\"),\"\",M25/'Cost scenario - input'!$G10),\"\")","v":23.184874034956156},{"$f":"IFERROR(IF(OR(N25=\"\",'Cost scenario - input'!$G10=\"\"),\"\",N25/'Cost scenario - input'!$G10),\"\")","v":25.938015756719725},{"$f":"IFERROR(IF(OR(O25=\"\",'Cost scenario - input'!$G10=\"\"),\"\",O25/'Cost scenario - input'!$G10),\"\")","v":28.834378614308179},{"$f":"IFERROR(IF(OR(P25=\"\",'Cost scenario - input'!$G10=\"\"),\"\",P25/'Cost scenario - input'!$G10),\"\")","v":31.851619851591856},{"$f":"IFERROR(IF(OR(Q25=\"\",'Cost scenario - input'!$G10=\"\"),\"\",Q25/'Cost scenario - input'!$G10),\"\")","v":34.96346700101693},{"$f":"IFERROR(IF(OR(R25=\"\",'Cost scenario - input'!$G10=\"\"),\"\",R25/'Cost scenario - input'!$G10),\"\")","v":38.140530135263184},{"$f":"IFERROR(IF(OR(S25=\"\",'Cost scenario - input'!$G10=\"\"),\"\",S25/'Cost scenario - input'!$G10),\"\")","v":41.351328825173695},{"$f":"IFERROR(IF(OR(T25=\"\",'Cost scenario - input'!$G10=\"\"),\"\",T25/'Cost scenario - input'!$G10),\"\")","v":44.563453462026828},{"$f":"IFERROR(IF(OR(U25=\"\",'Cost scenario - input'!$G10=\"\"),\"\",U25/'Cost scenario - input'!$G10),\"\")","v":47.744759096132185},{"$f":"IFERROR(IF(OR(V25=\"\",'Cost scenario - input'!$G10=\"\"),\"\",V25/'Cost scenario - input'!$G10),\"\")","v":50.864479704521898},{"$f":"IFERROR(IF(OR(W25=\"\",'Cost scenario - input'!$G10=\"\"),\"\",W25/'Cost scenario - input'!$G10),\"\")","v":53.894154394632473}]
[{"$f":"IFERROR('Cost scenario - input'!A11,\"\")","v":1},{"$f":"IFERROR('Cost scenario - input'!B11,\"\")","v":"OVERHEAD CONDUCTORS"},{"$f":"IFERROR('Cost scenario - input'!C11,\"\")","v":"> 22 kv & < = 66 kv"},{"$f":"IFERROR(repcalc('Cost scenario - input'!$CY11:$GK11,'Cost scenario - input'!$J11,'Cost scenario - input'!$H11,'Cost scenario - input'!$I11,20,TRUE,TRUE),\"\")","v":2.4940451152439382},3.2561429609925363,4.2085718043898881,5.3855819413246504,6.8239118312160185,8.5619965828231681,10.638914059322262,13.093072692439202,15.960662946740023,19.273913675777347,23.059213933544495,27.335178534893448,32.110750159399224,37.383440578889683,43.137817495975845,49.344340804848237,55.958642661919669,62.921329970048518,70.15836661587079,77.58206730800832,{"$f":"IFERROR(IF(OR(D26=\"\",'Cost scenario - input'!$G11=\"\"),\"\",D26/'Cost scenario - input'!$G11),\"\")","v":6.9788529871857033E-2},{"$f":"IFERROR(IF(OR(E26=\"\",'Cost scenario - input'!$G11=\"\"),\"\",E26/'Cost scenario - input'!$G11),\"\")","v":9.111360051641991E-2},{"$f":"IFERROR(IF(OR(F26=\"\",'Cost scenario - input'!$G11=\"\"),\"\",F26/'Cost scenario - input'!$G11),\"\")","v":0.11776452530602748},{"$f":"IFERROR(IF(OR(G26=\"\",'Cost scenario - input'!$G11=\"\"),\"\",G26/'Cost scenario - input'!$G11),\"\")","v":0.15069969821003329},{"$f":"IFERROR(IF(OR(H26=\"\",'Cost scenario - input'!$G11=\"\"),\"\",H26/'Cost scenario - input'!$G11),\"\")","v":0.19094713714878347},{"$f":"IFERROR(IF(OR(I26=\"\",'Cost scenario - input'!$G11=\"\"),\"\",I26/'Cost scenario - input'!$G11),\"\")","v":0.23958233579293101},{"$f":"IFERROR(IF(OR(J26=\"\",'Cost scenario - input'!$G11=\"\"),\"\",J26/'Cost scenario - input'!$G11),\"\")","v":0.29769877340831963},{"$f":"IFERROR(IF(OR(K26=\"\",'Cost scenario - input'!$G11=\"\"),\"\",K26/'Cost scenario - input'!$G11),\"\")","v":0.3663711971871515},{"$f":"IFERROR(IF(OR(L26=\"\",'Cost scenario - input'!$G11=\"\"),\"\",L26/'Cost scenario - input'!$G11),\"\")","v":0.44661229102275563},{"$f":"IFERROR(IF(OR(M26=\"\",'Cost scenario - input'!$G11=\"\"),\"\",M26/'Cost scenario - input'!$G11),\"\")","v":0.5393238847557974},{"$f":"IFERROR(IF(OR(N26=\"\",'Cost scenario - input'!$G11=\"\"),\"\",N26/'Cost scenario - input'!$G11),\"\")","v":0.64524439858230564},{"$f":"IFERROR(IF(OR(O26=\"\",'Cost scenario - input'!$G11=\"\"),\"\",O26/'Cost scenario - input'!$G11),\"\")","v":0.76489471344160898},{"$f":"IFERROR(IF(OR(P26=\"\",'Cost scenario - input'!$G11=\"\"),\"\",P26/'Cost scenario - input'!$G11),\"\")","v":0.89852506396532694},{"$f":"IFERROR(IF(OR(Q26=\"\",'Cost scenario - input'!$G11=\"\"),\"\",Q26/'Cost scenario - input'!$G11),\"\")","v":1.0460658243936616},{"$f":"IFERROR(IF(OR(R26=\"\",'Cost scenario - input'!$G11=\"\"),\"\",R26/'Cost scenario - input'!$G11),\"\")","v":1.2070851671944087},{"$f":"IFERROR(IF(OR(S26=\"\",'Cost scenario - input'!$G11=\"\"),\"\",S26/'Cost scenario - input'!$G11),\"\")","v":1.3807564992381567},{"$f":"IFERROR(IF(OR(T26=\"\",'Cost scenario - input'!$G11=\"\"),\"\",T26/'Cost scenario - input'!$G11),\"\")","v":1.5658383166889853},{"$f":"IFERROR(IF(OR(U26=\"\",'Cost scenario - input'!$G11=\"\"),\"\",U26/'Cost scenario - input'!$G11),\"\")","v":1.7606686781053718},{"$f":"IFERROR(IF(OR(V26=\"\",'Cost scenario - input'!$G11=\"\"),\"\",V26/'Cost scenario - input'!$G11),\"\")","v":1.9631759002296567},{"$f":"IFERROR(IF(OR(W26=\"\",'Cost scenario - input'!$G11=\"\"),\"\",W26/'Cost scenario - input'!$G11),\"\")","v":2.170906367632325}]
[{"$f":"IFERROR('Cost scenario - input'!A12,\"\")","v":2},{"$f":"IFERROR('Cost scenario - input'!B12,\"\")","v":"POLES"},{"$f":"IFERROR('Cost scenario - input'!C12,\"\")","v":"˂ = 1 kv ; concrete"},{"$f":"IFERROR(repcalc('Cost scenario - input'!$CY12:$GK12,'Cost scenario - input'!$J12,'Cost scenario - input'!$H12,'Cost scenario - input'!$I12,20,TRUE,TRUE),\"\")","v":143.04070898936675},174.55813778204026,210.63085527240088,251.31920295208803,296.53197696735839,346.00309146273014,399.27437501611331,455.68670186146909,514.38133423397926,574.31280868731403,634.27396254685175,692.93281641251349,748.88007609654994,800.68507928010274,846.95718177268827,886.40894493640349,917.91712429243853,940.5774199591674,953.7492513644238,957.08744568858936,{"$f":"IFERROR(IF(OR(D27=\"\",'Cost scenario - input'!$G12=\"\"),\"\",D27/'Cost scenario - input'!$G12),\"\")","v":21.862042219404572},{"$f":"IFERROR(IF(OR(E27=\"\",'Cost scenario - input'!$G12=\"\"),\"\",E27/'Cost scenario - input'!$G12),\"\")","v":26.679099991145112},{"$f":"IFERROR(IF(OR(F27=\"\",'Cost scenario - input'!$G12=\"\"),\"\",F27/'Cost scenario - input'!$G12),\"\")","v":32.192378541809603},{"$f":"IFERROR(IF(OR(G27=\"\",'Cost scenario - input'!$G12=\"\"),\"\",G27/'Cost scenario - input'!$G12),\"\")","v":38.411100338534325},{"$f":"IFERROR(IF(OR(H27=\"\",'Cost scenario - input'!$G12=\"\"),\"\",H27/'Cost scenario - input'!$G12),\"\")","v":45.321325975431279},{"$f":"IFERROR(IF(OR(I27=\"\",'Cost scenario - input'!$G12=\"\"),\"\",I27/'Cost scenario - input'!$G12),\"\")","v":52.882387447932885},{"$f":"IFERROR(IF(OR(J27=\"\",'Cost scenario - input'!$G12=\"\"),\"\",J27/'Cost scenario - input'!$G12),\"\")","v":61.024258795987443},{"$f":"IFERROR(IF(OR(K27=\"\",'Cost scenario - input'!$G12=\"\"),\"\",K27/'Cost scenario - input'!$G12),\"\")","v":69.646200618714971},{"$f":"IFERROR(IF(OR(L27=\"\",'Cost scenario - input'!$G12=\"\"),\"\",L27/'Cost scenario - input'!$G12),\"\")","v":78.616965235629976},{"$f":"IFERROR(IF(OR(M27=\"\",'Cost scenario - input'!$G12=\"\"),\"\",M27/'Cost scenario - input'!$G12),\"\")","v":87.776766204369366},{"$f":"IFERROR(IF(OR(N27=\"\",'Cost scenario - input'!$G12=\"\"),\"\",N27/'Cost scenario - input'!$G12),\"\")","v":96.94110331135947},{"$f":"IFERROR(IF(OR(O27=\"\",'Cost scenario - input'!$G12=\"\"),\"\",O27/'Cost scenario - input'!$G12),\"\")","v":105.90639961626181},{"$f":"IFERROR(IF(OR(P27=\"\",'Cost scenario - input'!$G12=\"\"),\"\",P27/'Cost scenario - input'!$G12),\"\")","v":114.45726154860388},{"$f":"IFERROR(IF(OR(Q27=\"\",'Cost scenario - input'!$G12=\"\"),\"\",Q27/'Cost scenario - input'!$G12),\"\")","v":122.3750296775315},{"$f":"IFERROR(IF(OR(R27=\"\",'Cost scenario - input'!$G12=\"\"),\"\",R27/'Cost scenario - input'!$G12),\"\")","v":129.44716085907311},{"$f":"IFERROR(IF(OR(S27=\"\",'Cost scenario - input'!$G12=\"\"),\"\",S27/'Cost scenario - input'!$G12),\"\")","v":135.47688566964581},{"$f":"IFERROR(IF(OR(T27=\"\",'Cost scenario - input'!$G12=\"\"),\"\",T27/'Cost scenario - input'!$G12),\"\")","v":140.29252977687275},{"$f":"IFERROR(IF(OR(U27=\"\",'Cost scenario - input'!$G12=\"\"),\"\",U27/'Cost scenario - input'!$G12),\"\")","v":143.75588188181126},{"$f":"IFERROR(IF(OR(V27=\"\",'Cost scenario - input'!$G12=\"\"),\"\",V27/'Cost scenario - input'!$G12),\"\")","v":145.7690369921512},{"$f":"IFERROR(IF(OR(W27=\"\",'Cost scenario - input'!$G12=\"\"),\"\",W27/'Cost scenario - input'!$G12),\"\")","v":146.27923961745356}]
[{"$f":"IFERROR('Cost scenario - input'!A13,\"\")","v":2},{"$f":"IFERROR('Cost scenario - input'!B13,\"\")","v":"POLES"},{"$f":"IFERROR('Cost scenario - input'!C13,\"\")","v":"˂ = 1 kv ; steel"},{"$f":"IFERROR(repcalc('Cost scenario - input'!$CY13:$GK13,'Cost scenario - input'!$J13,'Cost scenario - input'!$H13,'Cost scenario - input'!$I13,20,TRUE,TRUE),\"\")","v":137.08029319009137},133.70495140418029,131.09967631728853,129.65464367339845,129.72715667037784,131.64188473582109,135.69963446647577,142.19554332238221,151.4471662068772,163.83220289655634,179.83450499307082,200.09548844379873,225.46624688090589,257.05371598296432,296.25249739222011,344.75281185413508,404.51493843125115,477.70177932986684,566.56409808050421,673.27752438456821,{"$f":"IFERROR(IF(OR(D28=\"\",'Cost scenario - input'!$G13=\"\"),\"\",D28/'Cost scenario - input'!$G13),\"\")","v":21.19004244821274},{"$f":"IFERROR(IF(OR(E28=\"\",'Cost scenario - input'!$G13=\"\"),\"\",E28/'Cost scenario - input'!$G13),\"\")","v":20.668277911121336},{"$f":"IFERROR(IF(OR(F28=\"\",'Cost scenario - input'!$G13=\"\"),\"\",F28/'Cost scenario - input'!$G13),\"\")","v":20.265551243445241},{"$f":"IFERROR(IF(OR(G28=\"\",'Cost scenario - input'!$G13=\"\"),\"\",G28/'Cost scenario - input'!$G13),\"\")","v":20.042176297634306},{"$f":"IFERROR(IF(OR(H28=\"\",'Cost scenario - input'!$G13=\"\"),\"\",H28/'Cost scenario - input'!$G13),\"\")","v":20.053385447018815},{"$f":"IFERROR(IF(OR(I28=\"\",'Cost scenario - input'!$G13=\"\"),\"\",I28/'Cost scenario - input'!$G13),\"\")","v":20.349366496076417},{"$f":"IFERROR(IF(OR(J28=\"\",'Cost scenario - input'!$G13=\"\"),\"\",J28/'Cost scenario - input'!$G13),\"\")","v":20.976618503172443},{"$f":"IFERROR(IF(OR(K28=\"\",'Cost scenario - input'!$G13=\"\"),\"\",K28/'Cost scenario - input'!$G13),\"\")","v":21.980764184459389},{"$f":"IFERROR(IF(OR(L28=\"\",'Cost scenario - input'!$G13=\"\"),\"\",L28/'Cost scenario - input'!$G13),\"\")","v":23.410891572394359},{"$f":"IFERROR(IF(OR(M28=\"\",'Cost scenario - input'!$G13=\"\"),\"\",M28/'Cost scenario - input'!$G13),\"\")","v":25.325385968850341},{"$f":"IFERROR(IF(OR(N28=\"\",'Cost scenario - input'!$G13=\"\"),\"\",N28/'Cost scenario - input'!$G13),\"\")","v":27.799041757024394},{"$f":"IFERROR(IF(OR(O28=\"\",'Cost scenario - input'!$G13=\"\"),\"\",O28/'Cost scenario - input'!$G13),\"\")","v":30.931009812914819},{"$f":"IFERROR(IF(OR(P28=\"\",'Cost scenario - input'!$G13=\"\"),\"\",P28/'Cost scenario - input'!$G13),\"\")","v":34.852853250177851},{"$f":"IFERROR(IF(OR(Q28=\"\",'Cost scenario - input'!$G13=\"\"),\"\",Q28/'Cost scenario - input'!$G13),\"\")","v":39.735683564642109},{"$f":"IFERROR(IF(OR(R28=\"\",'Cost scenario - input'!$G13=\"\"),\"\",R28/'Cost scenario - input'!$G13),\"\")","v":45.795080015075023},{"$f":"IFERROR(IF(OR(S28=\"\",'Cost scenario - input'!$G13=\"\"),\"\",S28/'Cost scenario - input'!$G13),\"\")","v":53.292319029398435},{"$f":"IFERROR(IF(OR(T28=\"\",'Cost scenario - input'!$G13=\"\"),\"\",T28/'Cost scenario - input'!$G13),\"\")","v":62.530422986533019},{"$f":"IFERROR(IF(OR(U28=\"\",'Cost scenario - input'!$G13=\"\"),\"\",U28/'Cost scenario - input'!$G13),\"\")","v":73.843736003318696},{"$f":"IFERROR(IF(OR(V28=\"\",'Cost scenario - input'!$G13=\"\"),\"\",V28/'Cost scenario - input'!$G13),\"\")","v":87.580183909520926},{"$f":"IFERROR(IF(OR(W28=\"\",'Cost scenario - input'!$G13=\"\"),\"\",W28/'Cost scenario - input'!$G13),\"\")","v":104.07607825402462}]
[{"$f":"IFERROR('Cost scenario - input'!A14,\"\")","v":2},{"$f":"IFERROR('Cost scenario - input'!B14,\"\")","v":"POLES"},{"$f":"IFERROR('Cost scenario - input'!C14,\"\")","v":"˂ = 1 kv ; wood"},{"$f":"IFERROR(repcalc('Cost scenario - input'!$CY14:$GK14,'Cost scenario - input'!$J14,'Cost scenario - input'!$H14,'Cost scenario - input'!$I14,20,TRUE,TRUE),\"\")","v":1495.8991904881045},1707.4572031561358,1926.7089397399029,2149.9315572991068,2373.0860394624669,2592.0160365868333,2802.6676026801888,3001.3131752400436,3184.7615069965364,3350.5354344831703,3497.0014745058206,3623.4391561517236,3730.043363735927,3817.8592195834831,3888.6554702994558,3944.7482054828774,3988.7913415695798,4023.5531116539869,4051.6985158411162,4075.5962824744643,{"$f":"IFERROR(IF(OR(D29=\"\",'Cost scenario - input'!$G14=\"\"),\"\",D29/'Cost scenario - input'!$G14),\"\")","v":355.27216071850467},{"$f":"IFERROR(IF(OR(E29=\"\",'Cost scenario - input'!$G14=\"\"),\"\",E29/'Cost scenario - input'!$G14),\"\")","v":405.51663758954282},{"$f":"IFERROR(IF(OR(F29=\"\",'Cost scenario - input'!$G14=\"\"),\"\",F29/'Cost scenario - input'!$G14),\"\")","v":457.5883538473629},{"$f":"IFERROR(IF(OR(G29=\"\",'Cost scenario - input'!$G14=\"\"),\"\",G29/'Cost scenario - input'!$G14),\"\")","v":510.60314399216003},{"$f":"IFERROR(IF(OR(H29=\"\",'Cost scenario - input'!$G14=\"\"),\"\",H29/'Cost scenario - input'!$G14),\"\")","v":563.60175215794629},{"$f":"IFERROR(IF(OR(I29=\"\",'Cost scenario - input'!$G14=\"\"),\"\",I29/'Cost scenario - input'!$G14),\"\")","v":615.59705613233416},{"$f":"IFERROR(IF(OR(J29=\"\",'Cost scenario - input'!$G14=\"\"),\"\",J29/'Cost scenario - input'!$G14),\"\")","v":665.62625430330434},{"$f":"IFERROR(IF(OR(K29=\"\",'Cost scenario - input'!$G14=\"\"),\"\",K29/'Cost scenario - input'!$G14),\"\")","v":712.80406028732682},{"$f":"IFERROR(IF(OR(L29=\"\",'Cost scenario - input'!$G14=\"\"),\"\",L29/'Cost scenario - input'!$G14),\"\")","v":756.37256117144614},{"$f":"IFERROR(IF(OR(M29=\"\",'Cost scenario - input'!$G14=\"\"),\"\",M29/'Cost scenario - input'!$G14),\"\")","v":795.74343708571951},{"$f":"IFERROR(IF(OR(N29=\"\",'Cost scenario - input'!$G14=\"\"),\"\",N29/'Cost scenario - input'!$G14),\"\")","v":830.52874002698991},{"$f":"IFERROR(IF(OR(O29=\"\",'Cost scenario - input'!$G14=\"\"),\"\",O29/'Cost scenario - input'!$G14),\"\")","v":860.55736003040158},{"$f":"IFERROR(IF(OR(P29=\"\",'Cost scenario - input'!$G14=\"\"),\"\",P29/'Cost scenario - input'!$G14),\"\")","v":885.87558161307788},{"$f":"IFERROR(IF(OR(Q29=\"\",'Cost scenario - input'!$G14=\"\"),\"\",Q29/'Cost scenario - input'!$G14),\"\")","v":906.73161860453183},{"$f":"IFERROR(IF(OR(R29=\"\",'Cost scenario - input'!$G14=\"\"),\"\",R29/'Cost scenario - input'!$G14),\"\")","v":923.54554371563893},{"$f":"IFERROR(IF(OR(S29=\"\",'Cost scenario - input'!$G14=\"\"),\"\",S29/'Cost scenario - input'!$G14),\"\")","v":936.8674221924382},{"$f":"IFERROR(IF(OR(T29=\"\",'Cost scenario - input'!$G14=\"\"),\"\",T29/'Cost scenario - input'!$G14),\"\")","v":947.32755227462394},{"$f":"IFERROR(IF(OR(U29=\"\",'Cost scenario - input'!$G14=\"\"),\"\",U29/'Cost scenario - input'!$G14),\"\")","v":955.58338211049511},{"$f":"IFERROR(IF(OR(V29=\"\",'Cost scenario - input'!$G14=\"\"),\"\",V29/'Cost scenario - input'!$G14),\"\")","v":962.26784228230281},{"$f":"IFERROR(IF(OR(W29=\"\",'Cost scenario - input'!$G14=\"\"),\"\",W29/'Cost scenario - input'!$G14),\"\")","v":967.94349960076545}]
[{"$f":"IFERROR('Cost scenario - input'!A15,\"\")","v":2},{"$f":"IFERROR('Cost scenario - input'!B15,\"\")","v":"POLES"},{"$f":"IFERROR('Cost scenario - input'!C15,\"\")","v":"˃ 11 kv & < = 22 kv ; concrete"},{"$f":"IFERROR(repcalc('Cost scenario - input'!$CY15:$GK15,'Cost scenario - input'!$J15,'Cost scenario - input'!$H15,'Cost scenario - input'!$I15,20,TRUE,TRUE),\"\")","v":20.023962809915073},24.058553641604156,28.568613062977832,33.532350271111973,38.909100181902097,44.638526431961687,50.640833677930537,56.818083611996819,63.056632405248152,69.230623970879819,75.206391364527505,80.847545615686826,86.02047410435091,90.599934269614366,94.474415732335956,97.550955266717381,99.759122794057362,101.05394937445868,101.41763561829426,100.85995602298266,{"$f":"IFERROR(IF(OR(D30=\"\",'Cost scenario - input'!$G15=\"\"),\"\",D30/'Cost scenario - input'!$G15),\"\")","v":5.0608044727350059},{"$f":"IFERROR(IF(OR(E30=\"\",'Cost scenario - input'!$G15=\"\"),\"\",E30/'Cost scenario - input'!$G15),\"\")","v":6.0804965047516379},{"$f":"IFERROR(IF(OR(F30=\"\",'Cost scenario - input'!$G15=\"\"),\"\",F30/'Cost scenario - input'!$G15),\"\")","v":7.2203572360493782},{"$f":"IFERROR(IF(OR(G30=\"\",'Cost scenario - input'!$G15=\"\"),\"\",G30/'Cost scenario - input'!$G15),\"\")","v":8.4748793155634168},{"$f":"IFERROR(IF(OR(H30=\"\",'Cost scenario - input'!$G15=\"\"),\"\",H30/'Cost scenario - input'!$G15),\"\")","v":9.8337851553121087},{"$f":"IFERROR(IF(OR(I30=\"\",'Cost scenario - input'!$G15=\"\"),\"\",I30/'Cost scenario - input'!$G15),\"\")","v":11.281825499162004},{"$f":"IFERROR(IF(OR(J30=\"\",'Cost scenario - input'!$G15=\"\"),\"\",J30/'Cost scenario - input'!$G15),\"\")","v":12.798833078804913},{"$f":"IFERROR(IF(OR(K30=\"\",'Cost scenario - input'!$G15=\"\"),\"\",K30/'Cost scenario - input'!$G15),\"\")","v":14.36005522011078},{"$f":"IFERROR(IF(OR(L30=\"\",'Cost scenario - input'!$G15=\"\"),\"\",L30/'Cost scenario - input'!$G15),\"\")","v":15.936769876244114},{"$f":"IFERROR(IF(OR(M30=\"\",'Cost scenario - input'!$G15=\"\"),\"\",M30/'Cost scenario - input'!$G15),\"\")","v":17.497168505955187},{"$f":"IFERROR(IF(OR(N30=\"\",'Cost scenario - input'!$G15=\"\"),\"\",N30/'Cost scenario - input'!$G15),\"\")","v":19.007468472094832},{"$f":"IFERROR(IF(OR(O30=\"\",'Cost scenario - input'!$G15=\"\"),\"\",O30/'Cost scenario - input'!$G15),\"\")","v":20.433199179680791},{"$f":"IFERROR(IF(OR(P30=\"\",'Cost scenario - input'!$G15=\"\"),\"\",P30/'Cost scenario - input'!$G15),\"\")","v":21.740591721361234},{"$f":"IFERROR(IF(OR(Q30=\"\",'Cost scenario - input'!$G15=\"\"),\"\",Q30/'Cost scenario - input'!$G15),\"\")","v":22.897992616832404},{"$f":"IFERROR(IF(OR(R30=\"\",'Cost scenario - input'!$G15=\"\"),\"\",R30/'Cost scenario - input'!$G15),\"\")","v":23.877219021825585},{"$f":"IFERROR(IF(OR(S30=\"\",'Cost scenario - input'!$G15=\"\"),\"\",S30/'Cost scenario - input'!$G15),\"\")","v":24.654775651546952},{"$f":"IFERROR(IF(OR(T30=\"\",'Cost scenario - input'!$G15=\"\"),\"\",T30/'Cost scenario - input'!$G15),\"\")","v":25.212862190410124},{"$f":"IFERROR(IF(OR(U30=\"\",'Cost scenario - input'!$G15=\"\"),\"\",U30/'Cost scenario - input'!$G15),\"\")","v":25.540113305072925},{"$f":"IFERROR(IF(OR(V30=\"\",'Cost scenario - input'!$G15=\"\"),\"\",V30/'Cost scenario - input'!$G15),\"\")","v":25.632030423924341},{"$f":"IFERROR(IF(OR(W30=\"\",'Cost scenario - input'!$G15=\"\"),\"\",W30/'Cost scenario - input'!$G15),\"\")","v":25.491083928113405}]
[{"$f":"IFERROR('Cost scenario - input'!A16,\"\")","v":2},{"$f":"IFERROR('Cost scenario - input'!B16,\"\")","v":"POLES"},{"$f":"IFERROR('Cost scenario - input'!C16,\"\")","v":"˃ 11 kv & < = 22 kv ; steel"},{"$f":"IFERROR(repcalc('Cost scenario - input'!$CY16:$GK16,'Cost scenario - input'!$J16,'Cost scenario - input'!$H16,'Cost scenario - input'!$I16,20,TRUE,TRUE),\"\")","v":77.931867070765989},95.089510059796908,114.71385228998494,136.83756631283805,161.41487463470781,188.3108579840121,217.2943086980172,248.03514387967522,280.10714857698628,312.99646722884921,346.11582717108536,378.8239999660002,410.44953370291358,440.31737572990909,467.77670152718116,492.22811267523934,513.14838954874313,530.11118564956234,542.80241061183892,551.02952701071024,{"$f":"IFERROR(IF(OR(D31=\"\",'Cost scenario - input'!$G16=\"\"),\"\",D31/'Cost scenario - input'!$G16),\"\")","v":6.8244859688761323},{"$f":"IFERROR(IF(OR(E31=\"\",'Cost scenario - input'!$G16=\"\"),\"\",E31/'Cost scenario - input'!$G16),\"\")","v":8.3269790854763297},{"$f":"IFERROR(IF(OR(F31=\"\",'Cost scenario - input'!$G16=\"\"),\"\",F31/'Cost scenario - input'!$G16),\"\")","v":10.045480813103747},{"$f":"IFERROR(IF(OR(G31=\"\",'Cost scenario - input'!$G16=\"\"),\"\",G31/'Cost scenario - input'!$G16),\"\")","v":11.982852283894882},{"$f":"IFERROR(IF(OR(H31=\"\",'Cost scenario - input'!$G16=\"\"),\"\",H31/'Cost scenario - input'!$G16),\"\")","v":14.135084767213137},{"$f":"IFERROR(IF(OR(I31=\"\",'Cost scenario - input'!$G16=\"\"),\"\",I31/'Cost scenario - input'!$G16),\"\")","v":16.49036339565636},{"$f":"IFERROR(IF(OR(J31=\"\",'Cost scenario - input'!$G16=\"\"),\"\",J31/'Cost scenario - input'!$G16),\"\")","v":19.028441336837098},{"$f":"IFERROR(IF(OR(K31=\"\",'Cost scenario - input'!$G16=\"\"),\"\",K31/'Cost scenario - input'!$G16),\"\")","v":21.720413263780138},{"$f":"IFERROR(IF(OR(L31=\"\",'Cost scenario - input'!$G16=\"\"),\"\",L31/'Cost scenario - input'!$G16),\"\")","v":24.528955574870665},{"$f":"IFERROR(IF(OR(M31=\"\",'Cost scenario - input'!$G16=\"\"),\"\",M31/'Cost scenario - input'!$G16),\"\")","v":27.409069988935972},{"$f":"IFERROR(IF(OR(N31=\"\",'Cost scenario - input'!$G16=\"\"),\"\",N31/'Cost scenario - input'!$G16),\"\")","v":30.309329096275324},{"$f":"IFERROR(IF(OR(O31=\"\",'Cost scenario - input'!$G16=\"\"),\"\",O31/'Cost scenario - input'!$G16),\"\")","v":33.173580585384151},{"$f":"IFERROR(IF(OR(P31=\"\",'Cost scenario - input'!$G16=\"\"),\"\",P31/'Cost scenario - input'!$G16),\"\")","v":35.943025478187778},{"$f":"IFERROR(IF(OR(Q31=\"\",'Cost scenario - input'!$G16=\"\"),\"\",Q31/'Cost scenario - input'!$G16),\"\")","v":38.55854948005404},{"$f":"IFERROR(IF(OR(R31=\"\",'Cost scenario - input'!$G16=\"\"),\"\",R31/'Cost scenario - input'!$G16),\"\")","v":40.963159951507485},{"$f":"IFERROR(IF(OR(S31=\"\",'Cost scenario - input'!$G16=\"\"),\"\",S31/'Cost scenario - input'!$G16),\"\")","v":43.104367631641978},{"$f":"IFERROR(IF(OR(T31=\"\",'Cost scenario - input'!$G16=\"\"),\"\",T31/'Cost scenario - input'!$G16),\"\")","v":44.936354229096239},{"$f":"IFERROR(IF(OR(U31=\"\",'Cost scenario - input'!$G16=\"\"),\"\",U31/'Cost scenario - input'!$G16),\"\")","v":46.4217846227737},{"$f":"IFERROR(IF(OR(V31=\"\",'Cost scenario - input'!$G16=\"\"),\"\",V31/'Cost scenario - input'!$G16),\"\")","v":47.53315395008957},{"$f":"IFERROR(IF(OR(W31=\"\",'Cost scenario - input'!$G16=\"\"),\"\",W31/'Cost scenario - input'!$G16),\"\")","v":48.253601727600469}]
[{"$f":"IFERROR('Cost scenario - input'!A17,\"\")","v":2},{"$f":"IFERROR('Cost scenario - input'!B17,\"\")","v":"POLES"},{"$f":"IFERROR('Cost scenario - input'!C17,\"\")","v":"˃ 11 kv & < = 22 kv ; wood"},{"$f":"IFERROR(repcalc('Cost scenario - input'!$CY17:$GK17,'Cost scenario - input'!$J17,'Cost scenario - input'!$H17,'Cost scenario - input'!$I17,20,TRUE,TRUE),\"\")","v":3410.9901416630364},3853.4990103467771,4302.5328855722619,4749.341860874435,5184.9650740919178,5600.7135037391936,5988.6573692917609,6342.0790097173031,6655.853732194968,6926.7266226568927,7153.4621657202088,7336.85480019438,7479.6010146849385,7586.0459078557487,7661.827974986667,7713.4541051628585,7747.8415750547802,7771.8648115140704,7791.9419191217721,7813.689910201465,{"$f":"IFERROR(IF(OR(D32=\"\",'Cost scenario - input'!$G17=\"\"),\"\",D32/'Cost scenario - input'!$G17),\"\")","v":886.52707657092242},{"$f":"IFERROR(IF(OR(E32=\"\",'Cost scenario - input'!$G17=\"\"),\"\",E32/'Cost scenario - input'!$G17),\"\")","v":1001.5365246837329},{"$f":"IFERROR(IF(OR(F32=\"\",'Cost scenario - input'!$G17=\"\"),\"\",F32/'Cost scenario - input'!$G17),\"\")","v":1118.2418425392914},{"$f":"IFERROR(IF(OR(G32=\"\",'Cost scenario - input'!$G17=\"\"),\"\",G32/'Cost scenario - input'!$G17),\"\")","v":1234.3689019001729},{"$f":"IFERROR(IF(OR(H32=\"\",'Cost scenario - input'!$G17=\"\"),\"\",H32/'Cost scenario - input'!$G17),\"\")","v":1347.5887464793302},{"$f":"IFERROR(IF(OR(I32=\"\",'Cost scenario - input'!$G17=\"\"),\"\",I32/'Cost scenario - input'!$G17),\"\")","v":1455.6430722372031},{"$f":"IFERROR(IF(OR(J32=\"\",'Cost scenario - input'!$G17=\"\"),\"\",J32/'Cost scenario - input'!$G17),\"\")","v":1556.470904250303},{"$f":"IFERROR(IF(OR(K32=\"\",'Cost scenario - input'!$G17=\"\"),\"\",K32/'Cost scenario - input'!$G17),\"\")","v":1648.3263012672514},{"$f":"IFERROR(IF(OR(L32=\"\",'Cost scenario - input'!$G17=\"\"),\"\",L32/'Cost scenario - input'!$G17),\"\")","v":1729.8773394899404},{"$f":"IFERROR(IF(OR(M32=\"\",'Cost scenario - input'!$G17=\"\"),\"\",M32/'Cost scenario - input'!$G17),\"\")","v":1800.2780565047501},{"$f":"IFERROR(IF(OR(N32=\"\",'Cost scenario - input'!$G17=\"\"),\"\",N32/'Cost scenario - input'!$G17),\"\")","v":1859.2073379739252},{"$f":"IFERROR(IF(OR(O32=\"\",'Cost scenario - input'!$G17=\"\"),\"\",O32/'Cost scenario - input'!$G17),\"\")","v":1906.8716610451609},{"$f":"IFERROR(IF(OR(P32=\"\",'Cost scenario - input'!$G17=\"\"),\"\",P32/'Cost scenario - input'!$G17),\"\")","v":1943.9718515963366},{"$f":"IFERROR(IF(OR(Q32=\"\",'Cost scenario - input'!$G17=\"\"),\"\",Q32/'Cost scenario - input'!$G17),\"\")","v":1971.6372144497789},{"$f":"IFERROR(IF(OR(R32=\"\",'Cost scenario - input'!$G17=\"\"),\"\",R32/'Cost scenario - input'!$G17),\"\")","v":1991.3332122802854},{"$f":"IFERROR(IF(OR(S32=\"\",'Cost scenario - input'!$G17=\"\"),\"\",S32/'Cost scenario - input'!$G17),\"\")","v":2004.7510060466007},{"$f":"IFERROR(IF(OR(T32=\"\",'Cost scenario - input'!$G17=\"\"),\"\",T32/'Cost scenario - input'!$G17),\"\")","v":2013.6884177329014},{"$f":"IFERROR(IF(OR(U32=\"\",'Cost scenario - input'!$G17=\"\"),\"\",U32/'Cost scenario - input'!$G17),\"\")","v":2019.9321325205506},{"$f":"IFERROR(IF(OR(V32=\"\",'Cost scenario - input'!$G17=\"\"),\"\",V32/'Cost scenario - input'!$G17),\"\")","v":2025.1502359961523},{"$f":"IFERROR(IF(OR(W32=\"\",'Cost scenario - input'!$G17=\"\"),\"\",W32/'Cost scenario - input'!$G17),\"\")","v":2030.8026073465339}]
[{"$f":"IFERROR('Cost scenario - input'!A18,\"\")","v":2},{"$f":"IFERROR('Cost scenario - input'!B18,\"\")","v":"POLES"},{"$f":"IFERROR('Cost scenario - input'!C18,\"\")","v":"> 1 kv & < = 11 kv ; concrete"},{"$f":"IFERROR(repcalc('Cost scenario - input'!$CY18:$GK18,'Cost scenario - input'!$J18,'Cost scenario - input'!$H18,'Cost scenario - input'!$I18,20,TRUE,TRUE),\"\")","v":2.5384861447495926},3.3847002656109271,4.467545261403882,5.8376202087984348,7.5515475266052441,9.6712979698645931,12.263035766661567,15.395425962174219,19.137370709159008,23.555175056747178,28.709184792353131,34.649987058123592,41.41431567652009,49.020853292474172,57.46616678003295,66.72104577265803,76.72753176458815,87.396922872354651,98.609014249518538,110.21278534024339,{"$f":"IFERROR(IF(OR(D33=\"\",'Cost scenario - input'!$G18=\"\"),\"\",D33/'Cost scenario - input'!$G18),\"\")","v":0.54056829513032234},{"$f":"IFERROR(IF(OR(E33=\"\",'Cost scenario - input'!$G18=\"\"),\"\",E33/'Cost scenario - input'!$G18),\"\")","v":0.72076881565525885},{"$f":"IFERROR(IF(OR(F33=\"\",'Cost scenario - input'!$G18=\"\"),\"\",F33/'Cost scenario - input'!$G18),\"\")","v":0.95135966385700887},{"$f":"IFERROR(IF(OR(G33=\"\",'Cost scenario - input'!$G18=\"\"),\"\",G33/'Cost scenario - input'!$G18),\"\")","v":1.2431158666811519},{"$f":"IFERROR(IF(OR(H33=\"\",'Cost scenario - input'!$G18=\"\"),\"\",H33/'Cost scenario - input'!$G18),\"\")","v":1.6080951162549197},{"$f":"IFERROR(IF(OR(I33=\"\",'Cost scenario - input'!$G18=\"\"),\"\",I33/'Cost scenario - input'!$G18),\"\")","v":2.0594940279978418},{"$f":"IFERROR(IF(OR(J33=\"\",'Cost scenario - input'!$G18=\"\"),\"\",J33/'Cost scenario - input'!$G18),\"\")","v":2.6114022135662758},{"$f":"IFERROR(IF(OR(K33=\"\",'Cost scenario - input'!$G18=\"\"),\"\",K33/'Cost scenario - input'!$G18),\"\")","v":3.2784418313217012},{"$f":"IFERROR(IF(OR(L33=\"\",'Cost scenario - input'!$G18=\"\"),\"\",L33/'Cost scenario - input'!$G18),\"\")","v":4.0752855314668395},{"$f":"IFERROR(IF(OR(M33=\"\",'Cost scenario - input'!$G18=\"\"),\"\",M33/'Cost scenario - input'!$G18),\"\")","v":5.0160529133706078},{"$f":"IFERROR(IF(OR(N33=\"\",'Cost scenario - input'!$G18=\"\"),\"\",N33/'Cost scenario - input'!$G18),\"\")","v":6.1135945570877235},{"$f":"IFERROR(IF(OR(O33=\"\",'Cost scenario - input'!$G18=\"\"),\"\",O33/'Cost scenario - input'!$G18),\"\")","v":7.3786829481179934},{"$f":"IFERROR(IF(OR(P33=\"\",'Cost scenario - input'!$G18=\"\"),\"\",P33/'Cost scenario - input'!$G18),\"\")","v":8.8191405202464974},{"$f":"IFERROR(IF(OR(Q33=\"\",'Cost scenario - input'!$G18=\"\"),\"\",Q33/'Cost scenario - input'!$G18),\"\")","v":10.438945725567629},{"$f":"IFERROR(IF(OR(R33=\"\",'Cost scenario - input'!$G18=\"\"),\"\",R33/'Cost scenario - input'!$G18),\"\")","v":12.237367483060067},{"$f":"IFERROR(IF(OR(S33=\"\",'Cost scenario - input'!$G18=\"\"),\"\",S33/'Cost scenario - input'!$G18),\"\")","v":14.208185471973803},{"$f":"IFERROR(IF(OR(T33=\"\",'Cost scenario - input'!$G18=\"\"),\"\",T33/'Cost scenario - input'!$G18),\"\")","v":16.339057481691508},{"$f":"IFERROR(IF(OR(U33=\"\",'Cost scenario - input'!$G18=\"\"),\"\",U33/'Cost scenario - input'!$G18),\"\")","v":18.611094527524152},{"$f":"IFERROR(IF(OR(V33=\"\",'Cost scenario - input'!$G18=\"\"),\"\",V33/'Cost scenario - input'!$G18),\"\")","v":20.998699097726266},{"$f":"IFERROR(IF(OR(W33=\"\",'Cost scenario - input'!$G18=\"\"),\"\",W33/'Cost scenario - input'!$G18),\"\")","v":23.469711503513658}]
[{"$f":"IFERROR('Cost scenario - input'!A19,\"\")","v":2},{"$f":"IFERROR('Cost scenario - input'!B19,\"\")","v":"POLES"},{"$f":"IFERROR('Cost scenario - input'!C19,\"\")","v":"> 1 kv & < = 11 kv ; steel"},{"$f":"IFERROR(repcalc('Cost scenario - input'!$CY19:$GK19,'Cost scenario - input'!$J19,'Cost scenario - input'!$H19,'Cost scenario - input'!$I19,20,TRUE,TRUE),\"\")","v":15.609015248320192},17.23907047283307,18.835877696793425,20.374593472592931,21.835635419027412,23.206379973703804,24.482384766525513,25.668016024919364,26.776424436089872,27.828882775174119,28.853564955333876,29.883898817943933,30.956655877220889,32.109945886550712,33.381262589145287,34.805684178812548,36.414276715257685,38.232692512357424,40.279910457202547,42.567041813530906,{"$f":"IFERROR(IF(OR(D34=\"\",'Cost scenario - input'!$G19=\"\"),\"\",D34/'Cost scenario - input'!$G19),\"\")","v":2.3727820847656744},{"$f":"IFERROR(IF(OR(E34=\"\",'Cost scenario - input'!$G19=\"\"),\"\",E34/'Cost scenario - input'!$G19),\"\")","v":2.6205725937998103},{"$f":"IFERROR(IF(OR(F34=\"\",'Cost scenario - input'!$G19=\"\"),\"\",F34/'Cost scenario - input'!$G19),\"\")","v":2.8633089556753801},{"$f":"IFERROR(IF(OR(G34=\"\",'Cost scenario - input'!$G19=\"\"),\"\",G34/'Cost scenario - input'!$G19),\"\")","v":3.0972146293056433},{"$f":"IFERROR(IF(OR(H34=\"\",'Cost scenario - input'!$G19=\"\"),\"\",H34/'Cost scenario - input'!$G19),\"\")","v":3.3193128270740124},{"$f":"IFERROR(IF(OR(I34=\"\",'Cost scenario - input'!$G19=\"\"),\"\",I34/'Cost scenario - input'!$G19),\"\")","v":3.5276845962332661},{"$f":"IFERROR(IF(OR(J34=\"\",'Cost scenario - input'!$G19=\"\"),\"\",J34/'Cost scenario - input'!$G19),\"\")","v":3.7216546362592262},{"$f":"IFERROR(IF(OR(K34=\"\",'Cost scenario - input'!$G19=\"\"),\"\",K34/'Cost scenario - input'!$G19),\"\")","v":3.9018866729572408},{"$f":"IFERROR(IF(OR(L34=\"\",'Cost scenario - input'!$G19=\"\"),\"\",L34/'Cost scenario - input'!$G19),\"\")","v":4.0703797891973572},{"$f":"IFERROR(IF(OR(M34=\"\",'Cost scenario - input'!$G19=\"\"),\"\",M34/'Cost scenario - input'!$G19),\"\")","v":4.2303677354074862},{"$f":"IFERROR(IF(OR(N34=\"\",'Cost scenario - input'!$G19=\"\"),\"\",N34/'Cost scenario - input'!$G19),\"\")","v":4.3861333286228152},{"$f":"IFERROR(IF(OR(O34=\"\",'Cost scenario - input'!$G19=\"\"),\"\",O34/'Cost scenario - input'!$G19),\"\")","v":4.5427580542467885},{"$f":"IFERROR(IF(OR(P34=\"\",'Cost scenario - input'!$G19=\"\"),\"\",P34/'Cost scenario - input'!$G19),\"\")","v":4.7058316813183101},{"$f":"IFERROR(IF(OR(Q34=\"\",'Cost scenario - input'!$G19=\"\"),\"\",Q34/'Cost scenario - input'!$G19),\"\")","v":4.8811474093858793},{"$f":"IFERROR(IF(OR(R34=\"\",'Cost scenario - input'!$G19=\"\"),\"\",R34/'Cost scenario - input'!$G19),\"\")","v":5.0744047960941421},{"$f":"IFERROR(IF(OR(S34=\"\",'Cost scenario - input'!$G19=\"\"),\"\",S34/'Cost scenario - input'!$G19),\"\")","v":5.2909362028066598},{"$f":"IFERROR(IF(OR(T34=\"\",'Cost scenario - input'!$G19=\"\"),\"\",T34/'Cost scenario - input'!$G19),\"\")","v":5.5354640920708826},{"$f":"IFERROR(IF(OR(U34=\"\",'Cost scenario - input'!$G19=\"\"),\"\",U34/'Cost scenario - input'!$G19),\"\")","v":5.8118879636202099},{"$f":"IFERROR(IF(OR(V34=\"\",'Cost scenario - input'!$G19=\"\"),\"\",V34/'Cost scenario - input'!$G19),\"\")","v":6.1230928657784078},{"$f":"IFERROR(IF(OR(W34=\"\",'Cost scenario - input'!$G19=\"\"),\"\",W34/'Cost scenario - input'!$G19),\"\")","v":6.4707678613797981}]
[{"$f":"IFERROR('Cost scenario - input'!A20,\"\")","v":2},{"$f":"IFERROR('Cost scenario - input'!B20,\"\")","v":"POLES"},{"$f":"IFERROR('Cost scenario - input'!C20,\"\")","v":"> 1 kv & < = 11 kv ; wood"},{"$f":"IFERROR(repcalc('Cost scenario - input'!$CY20:$GK20,'Cost scenario - input'!$J20,'Cost scenario - input'!$H20,'Cost scenario - input'!$I20,20,TRUE,TRUE),\"\")","v":538.45684214568882},638.86546604940565,749.13242349063455,868.32519089912614,995.1243744342222,1127.8585159136551,1264.5678299550946,1403.0946571592667,1541.1954207779513,1676.666093175781,1807.4709918318717,1931.8634753755425,2048.4870500888978,2156.4466406535876,2255.3422728630626,2345.2609354171445,2426.7265566977471,2500.6123697730709,2568.0239235386439,2630.1641406046788,{"$f":"IFERROR(IF(OR(D35=\"\",'Cost scenario - input'!$G20=\"\"),\"\",D35/'Cost scenario - input'!$G20),\"\")","v":133.13471285266456},{"$f":"IFERROR(IF(OR(E35=\"\",'Cost scenario - input'!$G20=\"\"),\"\",E35/'Cost scenario - input'!$G20),\"\")","v":157.96097981601687},{"$f":"IFERROR(IF(OR(F35=\"\",'Cost scenario - input'!$G20=\"\"),\"\",F35/'Cost scenario - input'!$G20),\"\")","v":185.22474279017734},{"$f":"IFERROR(IF(OR(G35=\"\",'Cost scenario - input'!$G20=\"\"),\"\",G35/'Cost scenario - input'!$G20),\"\")","v":214.69543314264649},{"$f":"IFERROR(IF(OR(H35=\"\",'Cost scenario - input'!$G20=\"\"),\"\",H35/'Cost scenario - input'!$G20),\"\")","v":246.0468276622648},{"$f":"IFERROR(IF(OR(I35=\"\",'Cost scenario - input'!$G20=\"\"),\"\",I35/'Cost scenario - input'!$G20),\"\")","v":278.86565440646638},{"$f":"IFERROR(IF(OR(J35=\"\",'Cost scenario - input'!$G20=\"\"),\"\",J35/'Cost scenario - input'!$G20),\"\")","v":312.66735185851076},{"$f":"IFERROR(IF(OR(K35=\"\",'Cost scenario - input'!$G20=\"\"),\"\",K35/'Cost scenario - input'!$G20),\"\")","v":346.91843368844155},{"$f":"IFERROR(IF(OR(L35=\"\",'Cost scenario - input'!$G20=\"\"),\"\",L35/'Cost scenario - input'!$G20),\"\")","v":381.06417030094548},{"$f":"IFERROR(IF(OR(M35=\"\",'Cost scenario - input'!$G20=\"\"),\"\",M35/'Cost scenario - input'!$G20),\"\")","v":414.55961071130719},{"$f":"IFERROR(IF(OR(N35=\"\",'Cost scenario - input'!$G20=\"\"),\"\",N35/'Cost scenario - input'!$G20),\"\")","v":446.90142765787067},{"$f":"IFERROR(IF(OR(O35=\"\",'Cost scenario - input'!$G20=\"\"),\"\",O35/'Cost scenario - input'!$G20),\"\")","v":477.65775997899578},{"$f":"IFERROR(IF(OR(P35=\"\",'Cost scenario - input'!$G20=\"\"),\"\",P35/'Cost scenario - input'!$G20),\"\")","v":506.49321143215576},{"$f":"IFERROR(IF(OR(Q35=\"\",'Cost scenario - input'!$G20=\"\"),\"\",Q35/'Cost scenario - input'!$G20),\"\")","v":533.18647255266785},{"$f":"IFERROR(IF(OR(R35=\"\",'Cost scenario - input'!$G20=\"\"),\"\",R35/'Cost scenario - input'!$G20),\"\")","v":557.63864878303093},{"$f":"IFERROR(IF(OR(S35=\"\",'Cost scenario - input'!$G20=\"\"),\"\",S35/'Cost scenario - input'!$G20),\"\")","v":579.87124828261028},{"$f":"IFERROR(IF(OR(T35=\"\",'Cost scenario - input'!$G20=\"\"),\"\",T35/'Cost scenario - input'!$G20),\"\")","v":600.01381356850629},{"$f":"IFERROR(IF(OR(U35=\"\",'Cost scenario - input'!$G20=\"\"),\"\",U35/'Cost scenario - input'!$G20),\"\")","v":618.28225355799646},{"$f":"IFERROR(IF(OR(V35=\"\",'Cost scenario - input'!$G20=\"\"),\"\",V35/'Cost scenario - input'!$G20),\"\")","v":634.94991779969848},{"$f":"IFERROR(IF(OR(W35=\"\",'Cost scenario - input'!$G20=\"\"),\"\",W35/'Cost scenario - input'!$G20),\"\")","v":650.31423172079531}]
[{"$f":"IFERROR('Cost scenario - input'!A21,\"\")","v":2},{"$f":"IFERROR('Cost scenario - input'!B21,\"\")","v":"POLES"},{"$f":"IFERROR('Cost scenario - input'!C21,\"\")","v":"> 22 kv & < = 66 kv ; concrete"},{"$f":"IFERROR(repcalc('Cost scenario - input'!$CY21:$GK21,'Cost scenario - input'!$J21,'Cost scenario - input'!$H21,'Cost scenario - input'!$I21,20,TRUE,TRUE),\"\")","v":59.487623561297205},66.855690102822891,74.348776614451694,81.827409123735237,89.14029200506117,96.129011365222851,102.63334393112888,108.49696203744503,113.57330168046445,117.73134309373626,120.8610416252647,122.87814200156045,123.72811402435379,123.38896608944003,121.87272845558209,119.22545356966059,115.52565623285028,110.8812089912184,105.42481139778899,99.308256303562871,{"$f":"IFERROR(IF(OR(D36=\"\",'Cost scenario - input'!$G21=\"\"),\"\",D36/'Cost scenario - input'!$G21),\"\")","v":9.2084802381710755},{"$f":"IFERROR(IF(OR(E36=\"\",'Cost scenario - input'!$G21=\"\"),\"\",E36/'Cost scenario - input'!$G21),\"\")","v":10.349031685334806},{"$f":"IFERROR(IF(OR(F36=\"\",'Cost scenario - input'!$G21=\"\"),\"\",F36/'Cost scenario - input'!$G21),\"\")","v":11.508935795374454},{"$f":"IFERROR(IF(OR(G36=\"\",'Cost scenario - input'!$G21=\"\"),\"\",G36/'Cost scenario - input'!$G21),\"\")","v":12.666602475391004},{"$f":"IFERROR(IF(OR(H36=\"\",'Cost scenario - input'!$G21=\"\"),\"\",H36/'Cost scenario - input'!$G21),\"\")","v":13.798611681093437},{"$f":"IFERROR(IF(OR(I36=\"\",'Cost scenario - input'!$G21=\"\"),\"\",I36/'Cost scenario - input'!$G21),\"\")","v":14.880441484764436},{"$f":"IFERROR(IF(OR(J36=\"\",'Cost scenario - input'!$G21=\"\"),\"\",J36/'Cost scenario - input'!$G21),\"\")","v":15.887289872882029},{"$f":"IFERROR(IF(OR(K36=\"\",'Cost scenario - input'!$G21=\"\"),\"\",K36/'Cost scenario - input'!$G21),\"\")","v":16.794957858653166},{"$f":"IFERROR(IF(OR(L36=\"\",'Cost scenario - input'!$G21=\"\"),\"\",L36/'Cost scenario - input'!$G21),\"\")","v":17.580757836640547},{"$f":"IFERROR(IF(OR(M36=\"\",'Cost scenario - input'!$G21=\"\"),\"\",M36/'Cost scenario - input'!$G21),\"\")","v":18.224408396057438},{"$f":"IFERROR(IF(OR(N36=\"\",'Cost scenario - input'!$G21=\"\"),\"\",N36/'Cost scenario - input'!$G21),\"\")","v":18.708875001944229},{"$f":"IFERROR(IF(OR(O36=\"\",'Cost scenario - input'!$G21=\"\"),\"\",O36/'Cost scenario - input'!$G21),\"\")","v":19.021115226743042},{"$f":"IFERROR(IF(OR(P36=\"\",'Cost scenario - input'!$G21=\"\"),\"\",P36/'Cost scenario - input'!$G21),\"\")","v":19.152687982659671},{"$f":"IFERROR(IF(OR(Q36=\"\",'Cost scenario - input'!$G21=\"\"),\"\",Q36/'Cost scenario - input'!$G21),\"\")","v":19.100189044737704},{"$f":"IFERROR(IF(OR(R36=\"\",'Cost scenario - input'!$G21=\"\"),\"\",R36/'Cost scenario - input'!$G21),\"\")","v":18.865480655800884},{"$f":"IFERROR(IF(OR(S36=\"\",'Cost scenario - input'!$G21=\"\"),\"\",S36/'Cost scenario - input'!$G21),\"\")","v":18.455691576785217},{"$f":"IFERROR(IF(OR(T36=\"\",'Cost scenario - input'!$G21=\"\"),\"\",T36/'Cost scenario - input'!$G21),\"\")","v":17.882975629809291},{"$f":"IFERROR(IF(OR(U36=\"\",'Cost scenario - input'!$G21=\"\"),\"\",U36/'Cost scenario - input'!$G21),\"\")","v":17.164031115279709},{"$f":"IFERROR(IF(OR(V36=\"\",'Cost scenario - input'!$G21=\"\"),\"\",V36/'Cost scenario - input'!$G21),\"\")","v":16.319399469187385},{"$f":"IFERROR(IF(OR(W36=\"\",'Cost scenario - input'!$G21=\"\"),\"\",W36/'Cost scenario - input'!$G21),\"\")","v":15.372577704609274}]
[{"$f":"IFERROR('Cost scenario - input'!A22,\"\")","v":2},{"$f":"IFERROR('Cost scenario - input'!B22,\"\")","v":"POLES"},{"$f":"IFERROR('Cost scenario - input'!C22,\"\")","v":"> 22 kv & < = 66 kv ; steel"},{"$f":"IFERROR(repcalc('Cost scenario - input'!$CY22:$GK22,'Cost scenario - input'!$J22,'Cost scenario - input'!$H22,'Cost scenario - input'!$I22,20,TRUE,TRUE),\"\")","v":1.9075997136570437E-6},3.481088554833908E-6,6.2606795769080469E-6,1.109712330539004E-5,1.938593587820342E-5,3.3377717858302846E-5,5.6640564368647112E-5,9.4734674579292902E-5,1.5617535870828442E-4,2.5377727946291646E-4,4.0648798160123299E-4,6.418298018859074E-4,9.9907276956941161E-4,1.5332537051471942E-3,2.3201359082496925E-3,3.4621694510768284E-3,5.09546824198187E-3,7.3977770711238797E-3,1.0597378291923138E-2,1.4982911116351401E-2,{"$f":"IFERROR(IF(OR(D37=\"\",'Cost scenario - input'!$G22=\"\"),\"\",D37/'Cost scenario - input'!$G22),\"\")","v":2.9528989752719308E-7},{"$f":"IFERROR(IF(OR(E37=\"\",'Cost scenario - input'!$G22=\"\"),\"\",E37/'Cost scenario - input'!$G22),\"\")","v":5.3886057713300479E-7},{"$f":"IFERROR(IF(OR(F37=\"\",'Cost scenario - input'!$G22=\"\"),\"\",F37/'Cost scenario - input'!$G22),\"\")","v":9.6913174052202525E-7},{"$f":"IFERROR(IF(OR(G37=\"\",'Cost scenario - input'!$G22=\"\"),\"\",G37/'Cost scenario - input'!$G22),\"\")","v":1.7177966531632539E-6},{"$f":"IFERROR(IF(OR(H37=\"\",'Cost scenario - input'!$G22=\"\"),\"\",H37/'Cost scenario - input'!$G22),\"\")","v":3.0008764301862297E-6},{"$f":"IFERROR(IF(OR(I37=\"\",'Cost scenario - input'!$G22=\"\"),\"\",I37/'Cost scenario - input'!$G22),\"\")","v":5.1667563249811756E-6},{"$f":"IFERROR(IF(OR(J37=\"\",'Cost scenario - input'!$G22=\"\"),\"\",J37/'Cost scenario - input'!$G22),\"\")","v":8.7677652332187079E-6},{"$f":"IFERROR(IF(OR(K37=\"\",'Cost scenario - input'!$G22=\"\"),\"\",K37/'Cost scenario - input'!$G22),\"\")","v":1.4664602929281368E-5},{"$f":"IFERROR(IF(OR(L37=\"\",'Cost scenario - input'!$G22=\"\"),\"\",L37/'Cost scenario - input'!$G22),\"\")","v":2.4175410249371128E-5},{"$f":"IFERROR(IF(OR(M37=\"\",'Cost scenario - input'!$G22=\"\"),\"\",M37/'Cost scenario - input'!$G22),\"\")","v":3.9283853059335847E-5},{"$f":"IFERROR(IF(OR(N37=\"\",'Cost scenario - input'!$G22=\"\"),\"\",N37/'Cost scenario - input'!$G22),\"\")","v":6.2922946346511901E-5},{"$f":"IFERROR(IF(OR(O37=\"\",'Cost scenario - input'!$G22=\"\"),\"\",O37/'Cost scenario - input'!$G22),\"\")","v":9.9353053511131936E-5},{"$f":"IFERROR(IF(OR(P37=\"\",'Cost scenario - input'!$G22=\"\"),\"\",P37/'Cost scenario - input'!$G22),\"\")","v":1.5465304048656393E-4},{"$f":"IFERROR(IF(OR(Q37=\"\",'Cost scenario - input'!$G22=\"\"),\"\",Q37/'Cost scenario - input'!$G22),\"\")","v":2.3734241845116053E-4},{"$f":"IFERROR(IF(OR(R37=\"\",'Cost scenario - input'!$G22=\"\"),\"\",R37/'Cost scenario - input'!$G22),\"\")","v":3.5914908651500519E-4},{"$f":"IFERROR(IF(OR(S37=\"\",'Cost scenario - input'!$G22=\"\"),\"\",S37/'Cost scenario - input'!$G22),\"\")","v":5.3593196471513841E-4},{"$f":"IFERROR(IF(OR(T37=\"\",'Cost scenario - input'!$G22=\"\"),\"\",T37/'Cost scenario - input'!$G22),\"\")","v":7.8876101954500691E-4},{"$f":"IFERROR(IF(OR(U37=\"\",'Cost scenario - input'!$G22=\"\"),\"\",U37/'Cost scenario - input'!$G22),\"\")","v":1.1451505353150444E-3},{"$f":"IFERROR(IF(OR(V37=\"\",'Cost scenario - input'!$G22=\"\"),\"\",V37/'Cost scenario - input'!$G22),\"\")","v":1.640437837915026E-3},{"$f":"IFERROR(IF(OR(W37=\"\",'Cost scenario - input'!$G22=\"\"),\"\",W37/'Cost scenario - input'!$G22),\"\")","v":2.3193032880701441E-3}]
[{"$f":"IFERROR('Cost scenario - input'!A23,\"\")","v":2},{"$f":"IFERROR('Cost scenario - input'!B23,\"\")","v":"POLES"},{"$f":"IFERROR('Cost scenario - input'!C23,\"\")","v":"> 22 kv & < = 66 kv ; wood"},{"$f":"IFERROR(repcalc('Cost scenario - input'!$CY23:$GK23,'Cost scenario - input'!$J23,'Cost scenario - input'!$H23,'Cost scenario - input'!$I23,20,TRUE,TRUE),\"\")","v":51.483300880557245},57.662825706902737,64.006492559237131,70.398920476896876,76.71818040286756,82.842361926184196,88.655958924062702,94.055453378308869,98.953606516672096,103.28215698672165,106.99284292938839,110.05687256564518,112.46313560572183,114.21555564743763,115.33002519863696,115.83134571119786,115.75052918171718,115.12272293153325,113.98591115995858,112.38043732354426,{"$f":"IFERROR(IF(OR(D38=\"\",'Cost scenario - input'!$G23=\"\"),\"\",D38/'Cost scenario - input'!$G23),\"\")","v":10.597536838776341},{"$f":"IFERROR(IF(OR(E38=\"\",'Cost scenario - input'!$G23=\"\"),\"\",E38/'Cost scenario - input'!$G23),\"\")","v":11.869555937653914},{"$f":"IFERROR(IF(OR(F38=\"\",'Cost scenario - input'!$G23=\"\"),\"\",F38/'Cost scenario - input'!$G23),\"\")","v":13.175362714039663},{"$f":"IFERROR(IF(OR(G38=\"\",'Cost scenario - input'!$G23=\"\"),\"\",G38/'Cost scenario - input'!$G23),\"\")","v":14.491206670972213},{"$f":"IFERROR(IF(OR(H38=\"\",'Cost scenario - input'!$G23=\"\"),\"\",H38/'Cost scenario - input'!$G23),\"\")","v":15.791989424095338},{"$f":"IFERROR(IF(OR(I38=\"\",'Cost scenario - input'!$G23=\"\"),\"\",I38/'Cost scenario - input'!$G23),\"\")","v":17.052616427233193},{"$f":"IFERROR(IF(OR(J38=\"\",'Cost scenario - input'!$G23=\"\"),\"\",J38/'Cost scenario - input'!$G23),\"\")","v":18.249311419532805},{"$f":"IFERROR(IF(OR(K38=\"\",'Cost scenario - input'!$G23=\"\"),\"\",K38/'Cost scenario - input'!$G23),\"\")","v":19.360765821463975},{"$f":"IFERROR(IF(OR(L38=\"\",'Cost scenario - input'!$G23=\"\"),\"\",L38/'Cost scenario - input'!$G23),\"\")","v":20.369022041207948},{"$f":"IFERROR(IF(OR(M38=\"\",'Cost scenario - input'!$G23=\"\"),\"\",M38/'Cost scenario - input'!$G23),\"\")","v":21.260028877993282},{"$f":"IFERROR(IF(OR(N38=\"\",'Cost scenario - input'!$G23=\"\"),\"\",N38/'Cost scenario - input'!$G23),\"\")","v":22.023851909965792},{"$f":"IFERROR(IF(OR(O38=\"\",'Cost scenario - input'!$G23=\"\"),\"\",O38/'Cost scenario - input'!$G23),\"\")","v":22.654564517548355},{"$f":"IFERROR(IF(OR(P38=\"\",'Cost scenario - input'!$G23=\"\"),\"\",P38/'Cost scenario - input'!$G23),\"\")","v":23.149879712472629},{"$f":"IFERROR(IF(OR(Q38=\"\",'Cost scenario - input'!$G23=\"\"),\"\",Q38/'Cost scenario - input'!$G23),\"\")","v":23.510605144437047},{"$f":"IFERROR(IF(OR(R38=\"\",'Cost scenario - input'!$G23=\"\"),\"\",R38/'Cost scenario - input'!$G23),\"\")","v":23.740012193373758},{"$f":"IFERROR(IF(OR(S38=\"\",'Cost scenario - input'!$G23=\"\"),\"\",S38/'Cost scenario - input'!$G23),\"\")","v":23.843206093318599},{"$f":"IFERROR(IF(OR(T38=\"\",'Cost scenario - input'!$G23=\"\"),\"\",T38/'Cost scenario - input'!$G23),\"\")","v":23.826570482670004},{"$f":"IFERROR(IF(OR(U38=\"\",'Cost scenario - input'!$G23=\"\"),\"\",U38/'Cost scenario - input'!$G23),\"\")","v":23.697340232275337},{"$f":"IFERROR(IF(OR(V38=\"\",'Cost scenario - input'!$G23=\"\"),\"\",V38/'Cost scenario - input'!$G23),\"\")","v":23.463334167746424},{"$f":"IFERROR(IF(OR(W38=\"\",'Cost scenario - input'!$G23=\"\"),\"\",W38/'Cost scenario - input'!$G23),\"\")","v":23.132856754020263}]
[{"$f":"IFERROR('Cost scenario - input'!A24,\"\")","v":2},{"$f":"IFERROR('Cost scenario - input'!B24,\"\")","v":"POLES"},{"$f":"IFERROR('Cost scenario - input'!C24,\"\")","v":"staking of a wooden pole"},{"$f":"IFERROR(repcalc('Cost scenario - input'!$CY24:$GK24,'Cost scenario - input'!$J24,'Cost scenario - input'!$H24,'Cost scenario - input'!$I24,20,TRUE,TRUE),\"\")","v":4549.6396547889644},5203.3097581804286,5826.9236996071431,6396.6096119150452,6892.2526579273754,7299.563392711395,7611.6235863951924,7829.7419112913403,7963.5179885710868,8030.0778574727938,8052.5090596257805,8057.5942739722868,8073.0204136557777,8124.3191128819908,8231.8605938594392,8408.258503899624,8656.5336877212085,8969.3231729361996,9329.3100625602565,9710.90261040921,{"$f":"IFERROR(IF(OR(D39=\"\",'Cost scenario - input'!$G24=\"\"),\"\",D39/'Cost scenario - input'!$G24),\"\")","v":496.12814517165248},{"$f":"IFERROR(IF(OR(E39=\"\",'Cost scenario - input'!$G24=\"\"),\"\",E39/'Cost scenario - input'!$G24),\"\")","v":567.40942469197796},{"$f":"IFERROR(IF(OR(F39=\"\",'Cost scenario - input'!$G24=\"\"),\"\",F39/'Cost scenario - input'!$G24),\"\")","v":635.41314620375795},{"$f":"IFERROR(IF(OR(G39=\"\",'Cost scenario - input'!$G24=\"\"),\"\",G39/'Cost scenario - input'!$G24),\"\")","v":697.53613537417175},{"$f":"IFERROR(IF(OR(H39=\"\",'Cost scenario - input'!$G24=\"\"),\"\",H39/'Cost scenario - input'!$G24),\"\")","v":751.58491368268847},{"$f":"IFERROR(IF(OR(I39=\"\",'Cost scenario - input'!$G24=\"\"),\"\",I39/'Cost scenario - input'!$G24),\"\")","v":796.00124875313531},{"$f":"IFERROR(IF(OR(J39=\"\",'Cost scenario - input'!$G24=\"\"),\"\",J39/'Cost scenario - input'!$G24),\"\")","v":830.03072291407966},{"$f":"IFERROR(IF(OR(K39=\"\",'Cost scenario - input'!$G24=\"\"),\"\",K39/'Cost scenario - input'!$G24),\"\")","v":853.81604398775346},{"$f":"IFERROR(IF(OR(L39=\"\",'Cost scenario - input'!$G24=\"\"),\"\",L39/'Cost scenario - input'!$G24),\"\")","v":868.40402943826689},{"$f":"IFERROR(IF(OR(M39=\"\",'Cost scenario - input'!$G24=\"\"),\"\",M39/'Cost scenario - input'!$G24),\"\")","v":875.66223597915473},{"$f":"IFERROR(IF(OR(N39=\"\",'Cost scenario - input'!$G24=\"\"),\"\",N39/'Cost scenario - input'!$G24),\"\")","v":878.10830897889605},{"$f":"IFERROR(IF(OR(O39=\"\",'Cost scenario - input'!$G24=\"\"),\"\",O39/'Cost scenario - input'!$G24),\"\")","v":878.66284036005209},{"$f":"IFERROR(IF(OR(P39=\"\",'Cost scenario - input'!$G24=\"\"),\"\",P39/'Cost scenario - input'!$G24),\"\")","v":880.34502678557999},{"$f":"IFERROR(IF(OR(Q39=\"\",'Cost scenario - input'!$G24=\"\"),\"\",Q39/'Cost scenario - input'!$G24),\"\")","v":885.93903651556593},{"$f":"IFERROR(IF(OR(R39=\"\",'Cost scenario - input'!$G24=\"\"),\"\",R39/'Cost scenario - input'!$G24),\"\")","v":897.66619724360146},{"$f":"IFERROR(IF(OR(S39=\"\",'Cost scenario - input'!$G24=\"\"),\"\",S39/'Cost scenario - input'!$G24),\"\")","v":916.90199932042594},{"$f":"IFERROR(IF(OR(T39=\"\",'Cost scenario - input'!$G24=\"\"),\"\",T39/'Cost scenario - input'!$G24),\"\")","v":943.97585918356879},{"$f":"IFERROR(IF(OR(U39=\"\",'Cost scenario - input'!$G24=\"\"),\"\",U39/'Cost scenario - input'!$G24),\"\")","v":978.0848609735375},{"$f":"IFERROR(IF(OR(V39=\"\",'Cost scenario - input'!$G24=\"\"),\"\",V39/'Cost scenario - input'!$G24),\"\")","v":1017.3406353615819},{"$f":"IFERROR(IF(OR(W39=\"\",'Cost scenario - input'!$G24=\"\"),\"\",W39/'Cost scenario - input'!$G24),\"\")","v":1058.9524590092742}]
[{"$f":"IFERROR('Cost scenario - input'!A25,\"\")","v":3},{"$f":"IFERROR('Cost scenario - input'!B25,\"\")","v":"SERVICE LINES"},{"$f":"IFERROR('Cost scenario - input'!C25,\"\")","v":"˂ = 11 kv ; commercial and industrial ; simple type"},{"$f":"IFERROR(repcalc('Cost scenario - input'!$CY25:$GK25,'Cost scenario - input'!$J25,'Cost scenario - input'!$H25,'Cost scenario - input'!$I25,20,TRUE,TRUE),\"\")","v":182.00480578622174},204.97357635788327,228.45469234970037,252.04401857513139,275.31219134696227,297.82403518114893,319.15973854451812,338.93634481592716,356.82796600342544,372.58311944840057,386.03773613494286,397.12269080280993,405.86513781666991,412.38346393470101,416.87623673762198,419.60607415468536,420.87982422191328,421.02677062861386,420.37672993797094,419.23986305462216,{"$f":"IFERROR(IF(OR(D40=\"\",'Cost scenario - input'!$G25=\"\"),\"\",D40/'Cost scenario - input'!$G25),\"\")","v":225.37475913104663},{"$f":"IFERROR(IF(OR(E40=\"\",'Cost scenario - input'!$G25=\"\"),\"\",E40/'Cost scenario - input'!$G25),\"\")","v":253.81676159775498},{"$f":"IFERROR(IF(OR(F40=\"\",'Cost scenario - input'!$G25=\"\"),\"\",F40/'Cost scenario - input'!$G25),\"\")","v":282.89319635409788},{"$f":"IFERROR(IF(OR(G40=\"\",'Cost scenario - input'!$G25=\"\"),\"\",G40/'Cost scenario - input'!$G25),\"\")","v":312.10362677737339},{"$f":"IFERROR(IF(OR(H40=\"\",'Cost scenario - input'!$G25=\"\"),\"\",H40/'Cost scenario - input'!$G25),\"\")","v":340.91637604087634},{"$f":"IFERROR(IF(OR(I40=\"\",'Cost scenario - input'!$G25=\"\"),\"\",I40/'Cost scenario - input'!$G25),\"\")","v":368.79257062710548},{"$f":"IFERROR(IF(OR(J40=\"\",'Cost scenario - input'!$G25=\"\"),\"\",J40/'Cost scenario - input'!$G25),\"\")","v":395.21236204766154},{"$f":"IFERROR(IF(OR(K40=\"\",'Cost scenario - input'!$G25=\"\"),\"\",K40/'Cost scenario - input'!$G25),\"\")","v":419.70153888886875},{"$f":"IFERROR(IF(OR(L40=\"\",'Cost scenario - input'!$G25=\"\"),\"\",L40/'Cost scenario - input'!$G25),\"\")","v":441.85655725872772},{"$f":"IFERROR(IF(OR(M40=\"\",'Cost scenario - input'!$G25=\"\"),\"\",M40/'Cost scenario - input'!$G25),\"\")","v":461.36600865697619},{"$f":"IFERROR(IF(OR(N40=\"\",'Cost scenario - input'!$G25=\"\"),\"\",N40/'Cost scenario - input'!$G25),\"\")","v":478.0267280365058},{"$f":"IFERROR(IF(OR(O40=\"\",'Cost scenario - input'!$G25=\"\"),\"\",O40/'Cost scenario - input'!$G25),\"\")","v":491.75311826811054},{"$f":"IFERROR(IF(OR(P40=\"\",'Cost scenario - input'!$G25=\"\"),\"\",P40/'Cost scenario - input'!$G25),\"\")","v":502.57880433421877},{"$f":"IFERROR(IF(OR(Q40=\"\",'Cost scenario - input'!$G25=\"\"),\"\",Q40/'Cost scenario - input'!$G25),\"\")","v":510.65038339194098},{"$f":"IFERROR(IF(OR(R40=\"\",'Cost scenario - input'!$G25=\"\"),\"\",R40/'Cost scenario - input'!$G25),\"\")","v":516.21373972154345},{"$f":"IFERROR(IF(OR(S40=\"\",'Cost scenario - input'!$G25=\"\"),\"\",S40/'Cost scenario - input'!$G25),\"\")","v":519.59407051929281},{"$f":"IFERROR(IF(OR(T40=\"\",'Cost scenario - input'!$G25=\"\"),\"\",T40/'Cost scenario - input'!$G25),\"\")","v":521.17134268721486},{"$f":"IFERROR(IF(OR(U40=\"\",'Cost scenario - input'!$G25=\"\"),\"\",U40/'Cost scenario - input'!$G25),\"\")","v":521.35330497591508},{"$f":"IFERROR(IF(OR(V40=\"\",'Cost scenario - input'!$G25=\"\"),\"\",V40/'Cost scenario - input'!$G25),\"\")","v":520.54836598847373},{"$f":"IFERROR(IF(OR(W40=\"\",'Cost scenario - input'!$G25=\"\"),\"\",W40/'Cost scenario - input'!$G25),\"\")","v":519.14059491950673}]
[{"$f":"IFERROR('Cost scenario - input'!A26,\"\")","v":3},{"$f":"IFERROR('Cost scenario - input'!B26,\"\")","v":"SERVICE LINES"},{"$f":"IFERROR('Cost scenario - input'!C26,\"\")","v":"˂ = 11 kv ; residential ; simple type"},{"$f":"IFERROR(repcalc('Cost scenario - input'!$CY26:$GK26,'Cost scenario - input'!$J26,'Cost scenario - input'!$H26,'Cost scenario - input'!$I26,20,TRUE,TRUE),\"\")","v":900.13196226283469},1009.4219926099214,1120.3106464713012,1230.8207657806192,1338.8928890895038,1442.4817982023419,1539.6587111513529,1628.7118892347848,1708.2379812225358,1777.2166912728342,1835.0623662160269,1881.647805869738,1917.2978722778032,1942.7530962355972,1959.1061800308412,1967.7167755990631,1970.111891335705,1967.8805148662295,1962.5713857007104,1955.60227219591,{"$f":"IFERROR(IF(OR(D41=\"\",'Cost scenario - input'!$G26=\"\"),\"\",D41/'Cost scenario - input'!$G26),\"\")","v":1262.1690117905839},{"$f":"IFERROR(IF(OR(E41=\"\",'Cost scenario - input'!$G26=\"\"),\"\",E41/'Cost scenario - input'!$G26),\"\")","v":1415.4159748858315},{"$f":"IFERROR(IF(OR(F41=\"\",'Cost scenario - input'!$G26=\"\"),\"\",F41/'Cost scenario - input'!$G26),\"\")","v":1570.9045349311396},{"$f":"IFERROR(IF(OR(G41=\"\",'Cost scenario - input'!$G26=\"\"),\"\",G41/'Cost scenario - input'!$G26),\"\")","v":1725.862312156223},{"$f":"IFERROR(IF(OR(H41=\"\",'Cost scenario - input'!$G26=\"\"),\"\",H41/'Cost scenario - input'!$G26),\"\")","v":1877.4015206251422},{"$f":"IFERROR(IF(OR(I41=\"\",'Cost scenario - input'!$G26=\"\"),\"\",I41/'Cost scenario - input'!$G26),\"\")","v":2022.6543463538635},{"$f":"IFERROR(IF(OR(J41=\"\",'Cost scenario - input'!$G26=\"\"),\"\",J41/'Cost scenario - input'!$G26),\"\")","v":2158.9162427511146},{"$f":"IFERROR(IF(OR(K41=\"\",'Cost scenario - input'!$G26=\"\"),\"\",K41/'Cost scenario - input'!$G26),\"\")","v":2283.7870022515485},{"$f":"IFERROR(IF(OR(L41=\"\",'Cost scenario - input'!$G26=\"\"),\"\",L41/'Cost scenario - input'!$G26),\"\")","v":2395.2988395641732},{"$f":"IFERROR(IF(OR(M41=\"\",'Cost scenario - input'!$G26=\"\"),\"\",M41/'Cost scenario - input'!$G26),\"\")","v":2492.0210913547971},{"$f":"IFERROR(IF(OR(N41=\"\",'Cost scenario - input'!$G26=\"\"),\"\",N41/'Cost scenario - input'!$G26),\"\")","v":2573.1325521631293},{"$f":"IFERROR(IF(OR(O41=\"\",'Cost scenario - input'!$G26=\"\"),\"\",O41/'Cost scenario - input'!$G26),\"\")","v":2638.4548613318211},{"$f":"IFERROR(IF(OR(P41=\"\",'Cost scenario - input'!$G26=\"\"),\"\",P41/'Cost scenario - input'!$G26),\"\")","v":2688.4435418530866},{"$f":"IFERROR(IF(OR(Q41=\"\",'Cost scenario - input'!$G26=\"\"),\"\",Q41/'Cost scenario - input'!$G26),\"\")","v":2724.1369692778262},{"$f":"IFERROR(IF(OR(R41=\"\",'Cost scenario - input'!$G26=\"\"),\"\",R41/'Cost scenario - input'!$G26),\"\")","v":2747.0673355784338},{"$f":"IFERROR(IF(OR(S41=\"\",'Cost scenario - input'!$G26=\"\"),\"\",S41/'Cost scenario - input'!$G26),\"\")","v":2759.1411507021076},{"$f":"IFERROR(IF(OR(T41=\"\",'Cost scenario - input'!$G26=\"\"),\"\",T41/'Cost scenario - input'!$G26),\"\")","v":2762.499592563056},{"$f":"IFERROR(IF(OR(U41=\"\",'Cost scenario - input'!$G26=\"\"),\"\",U41/'Cost scenario - input'!$G26),\"\")","v":2759.3707466254778},{"$f":"IFERROR(IF(OR(V41=\"\",'Cost scenario - input'!$G26=\"\"),\"\",V41/'Cost scenario - input'!$G26),\"\")","v":2751.926262268466},{"$f":"IFERROR(IF(OR(W41=\"\",'Cost scenario - input'!$G26=\"\"),\"\",W41/'Cost scenario - input'!$G26),\"\")","v":2742.1541405416719}]
[{"$f":"IFERROR('Cost scenario - input'!A27,\"\")","v":4},{"$f":"IFERROR('Cost scenario - input'!B27,\"\")","v":"SWITCHGEAR"},{"$f":"IFERROR('Cost scenario - input'!C27,\"\")","v":"˂ = 11 kv ; circuit breaker"},{"$f":"IFERROR(repcalc('Cost scenario - input'!$CY27:$GK27,'Cost scenario - input'!$J27,'Cost scenario - input'!$H27,'Cost scenario - input'!$I27,20,TRUE,TRUE),\"\")","v":1246.2985309079154},1184.1863644635466,1120.2039872585467,1056.8283379823695,996.02455738396429,939.18694109891942,887.13626134519939,840.16673924718123,798.13252428147393,760.56165753406617,726.78502600744366,696.0685108380485,667.73809886179197,641.28986012036705,616.47909785526872,593.38537402658892,572.4522512581359,554.50226410024868,540.72869943700323,532.66618233813313,{"$f":"IFERROR(IF(OR(D42=\"\",'Cost scenario - input'!$G27=\"\"),\"\",D42/'Cost scenario - input'!$G27),\"\")","v":22.194749928655632},{"$f":"IFERROR(IF(OR(E42=\"\",'Cost scenario - input'!$G27=\"\"),\"\",E42/'Cost scenario - input'!$G27),\"\")","v":21.088623292402975},{"$f":"IFERROR(IF(OR(F42=\"\",'Cost scenario - input'!$G27=\"\"),\"\",F42/'Cost scenario - input'!$G27),\"\")","v":19.949190943982103},{"$f":"IFERROR(IF(OR(G42=\"\",'Cost scenario - input'!$G27=\"\"),\"\",G42/'Cost scenario - input'!$G27),\"\")","v":18.820563530591635},{"$f":"IFERROR(IF(OR(H42=\"\",'Cost scenario - input'!$G27=\"\"),\"\",H42/'Cost scenario - input'!$G27),\"\")","v":17.737737328337083},{"$f":"IFERROR(IF(OR(I42=\"\",'Cost scenario - input'!$G27=\"\"),\"\",I42/'Cost scenario - input'!$G27),\"\")","v":16.725542698637511},{"$f":"IFERROR(IF(OR(J42=\"\",'Cost scenario - input'!$G27=\"\"),\"\",J42/'Cost scenario - input'!$G27),\"\")","v":15.798596391552671},{"$f":"IFERROR(IF(OR(K42=\"\",'Cost scenario - input'!$G27=\"\"),\"\",K42/'Cost scenario - input'!$G27),\"\")","v":14.962138054018931},{"$f":"IFERROR(IF(OR(L42=\"\",'Cost scenario - input'!$G27=\"\"),\"\",L42/'Cost scenario - input'!$G27),\"\")","v":14.213570302012041},{"$f":"IFERROR(IF(OR(M42=\"\",'Cost scenario - input'!$G27=\"\"),\"\",M42/'Cost scenario - input'!$G27),\"\")","v":13.544488239102051},{"$f":"IFERROR(IF(OR(N42=\"\",'Cost scenario - input'!$G27=\"\"),\"\",N42/'Cost scenario - input'!$G27),\"\")","v":12.942975943633316},{"$f":"IFERROR(IF(OR(O42=\"\",'Cost scenario - input'!$G27=\"\"),\"\",O42/'Cost scenario - input'!$G27),\"\")","v":12.395959834765854},{"$f":"IFERROR(IF(OR(P42=\"\",'Cost scenario - input'!$G27=\"\"),\"\",P42/'Cost scenario - input'!$G27),\"\")","v":11.891436726060316},{"$f":"IFERROR(IF(OR(Q42=\"\",'Cost scenario - input'!$G27=\"\"),\"\",Q42/'Cost scenario - input'!$G27),\"\")","v":11.420432363653122},{"$f":"IFERROR(IF(OR(R42=\"\",'Cost scenario - input'!$G27=\"\"),\"\",R42/'Cost scenario - input'!$G27),\"\")","v":10.978589056967984},{"$f":"IFERROR(IF(OR(S42=\"\",'Cost scenario - input'!$G27=\"\"),\"\",S42/'Cost scenario - input'!$G27),\"\")","v":10.567323687886958},{"$f":"IFERROR(IF(OR(T42=\"\",'Cost scenario - input'!$G27=\"\"),\"\",T42/'Cost scenario - input'!$G27),\"\")","v":10.19453545653664},{"$f":"IFERROR(IF(OR(U42=\"\",'Cost scenario - input'!$G27=\"\"),\"\",U42/'Cost scenario - input'!$G27),\"\")","v":9.8748724975330209},{"$f":"IFERROR(IF(OR(V42=\"\",'Cost scenario - input'!$G27=\"\"),\"\",V42/'Cost scenario - input'!$G27),\"\")","v":9.6295855010826585},{"$f":"IFERROR(IF(OR(W42=\"\",'Cost scenario - input'!$G27=\"\"),\"\",W42/'Cost scenario - input'!$G27),\"\")","v":9.4860038901225856}]
[{"$f":"IFERROR('Cost scenario - input'!A28,\"\")","v":4},{"$f":"IFERROR('Cost scenario - input'!B28,\"\")","v":"SWITCHGEAR"},{"$f":"IFERROR('Cost scenario - input'!C28,\"\")","v":"˂ = 11 kv ; fuse"},{"$f":"IFERROR(repcalc('Cost scenario - input'!$CY28:$GK28,'Cost scenario - input'!$J28,'Cost scenario - input'!$H28,'Cost scenario - input'!$I28,20,TRUE,TRUE),\"\")","v":1.7192639029171828},1.7628768255951139,1.8198784078452175,1.893144496872019,1.984976551730387,2.0969737485204276,2.2299324526802073,2.383777816597235,2.5575316559890475,2.7493197107128151,2.956419861111248,3.1753509196897753,3.4019994132769069,3.631779530157234,3.8598193512562573,4.0811647900251717,4.2909914260532673,4.4848136342724594,4.658680018971654,4.8093440845711788,{"$f":"IFERROR(IF(OR(D43=\"\",'Cost scenario - input'!$G28=\"\"),\"\",D43/'Cost scenario - input'!$G28),\"\")","v":97.524677831802379},{"$f":"IFERROR(IF(OR(E43=\"\",'Cost scenario - input'!$G28=\"\"),\"\",E43/'Cost scenario - input'!$G28),\"\")","v":99.998606485950035},{"$f":"IFERROR(IF(OR(F43=\"\",'Cost scenario - input'!$G28=\"\"),\"\",F43/'Cost scenario - input'!$G28),\"\")","v":103.23200243837591},{"$f":"IFERROR(IF(OR(G43=\"\",'Cost scenario - input'!$G28=\"\"),\"\",G43/'Cost scenario - input'!$G28),\"\")","v":107.38799717322213},{"$f":"IFERROR(IF(OR(H43=\"\",'Cost scenario - input'!$G28=\"\"),\"\",H43/'Cost scenario - input'!$G28),\"\")","v":112.59714019629074},{"$f":"IFERROR(IF(OR(I43=\"\",'Cost scenario - input'!$G28=\"\"),\"\",I43/'Cost scenario - input'!$G28),\"\")","v":118.95014424440738},{"$f":"IFERROR(IF(OR(J43=\"\",'Cost scenario - input'!$G28=\"\"),\"\",J43/'Cost scenario - input'!$G28),\"\")","v":126.49218288438286},{"$f":"IFERROR(IF(OR(K43=\"\",'Cost scenario - input'!$G28=\"\"),\"\",K43/'Cost scenario - input'!$G28),\"\")","v":135.21901041008545},{"$f":"IFERROR(IF(OR(L43=\"\",'Cost scenario - input'!$G28=\"\"),\"\",L43/'Cost scenario - input'!$G28),\"\")","v":145.07513964072484},{"$f":"IFERROR(IF(OR(M43=\"\",'Cost scenario - input'!$G28=\"\"),\"\",M43/'Cost scenario - input'!$G28),\"\")","v":155.95425378788232},{"$f":"IFERROR(IF(OR(N43=\"\",'Cost scenario - input'!$G28=\"\"),\"\",N43/'Cost scenario - input'!$G28),\"\")","v":167.70194151182909},{"$f":"IFERROR(IF(OR(O43=\"\",'Cost scenario - input'!$G28=\"\"),\"\",O43/'Cost scenario - input'!$G28),\"\")","v":180.12073360012832},{"$f":"IFERROR(IF(OR(P43=\"\",'Cost scenario - input'!$G28=\"\"),\"\",P43/'Cost scenario - input'!$G28),\"\")","v":192.97729464386535},{"$f":"IFERROR(IF(OR(Q43=\"\",'Cost scenario - input'!$G28=\"\"),\"\",Q43/'Cost scenario - input'!$G28),\"\")","v":206.01149598601219},{"$f":"IFERROR(IF(OR(R43=\"\",'Cost scenario - input'!$G28=\"\"),\"\",R43/'Cost scenario - input'!$G28),\"\")","v":218.94697962396268},{"$f":"IFERROR(IF(OR(S43=\"\",'Cost scenario - input'!$G28=\"\"),\"\",S43/'Cost scenario - input'!$G28),\"\")","v":231.50272663223168},{"$f":"IFERROR(IF(OR(T43=\"\",'Cost scenario - input'!$G28=\"\"),\"\",T43/'Cost scenario - input'!$G28),\"\")","v":243.40507335425008},{"$f":"IFERROR(IF(OR(U43=\"\",'Cost scenario - input'!$G28=\"\"),\"\",U43/'Cost scenario - input'!$G28),\"\")","v":254.39957418751499},{"$f":"IFERROR(IF(OR(V43=\"\",'Cost scenario - input'!$G28=\"\"),\"\",V43/'Cost scenario - input'!$G28),\"\")","v":264.26208751359508},{"$f":"IFERROR(IF(OR(W43=\"\",'Cost scenario - input'!$G28=\"\"),\"\",W43/'Cost scenario - input'!$G28),\"\")","v":272.80845694151822}]
[{"$f":"IFERROR('Cost scenario - input'!A29,\"\")","v":4},{"$f":"IFERROR('Cost scenario - input'!B29,\"\")","v":"SWITCHGEAR"},{"$f":"IFERROR('Cost scenario - input'!C29,\"\")","v":"˂ = 11 kv ; switch"},{"$f":"IFERROR(repcalc('Cost scenario - input'!$CY29:$GK29,'Cost scenario - input'!$J29,'Cost scenario - input'!$H29,'Cost scenario - input'!$I29,20,TRUE,TRUE),\"\")","v":4890.5916308430187},4810.1627806272536,4765.4794132431243,4753.1907396989855,4769.9765025136376,4812.3740285295489,4876.700878993388,4959.0584147504551,5055.3965521952605,5161.6188874967165,5273.7087192839035,5387.8590338702897,5500.5923033444533,5608.8584431342661,5710.10134708653,5802.286334194956,5883.883206965611,5953.8031919317282,6011.293396458208,6055.7996094838154,{"$f":"IFERROR(IF(OR(D44=\"\",'Cost scenario - input'!$G29=\"\"),\"\",D44/'Cost scenario - input'!$G29),\"\")","v":1006.524899812959},{"$f":"IFERROR(IF(OR(E44=\"\",'Cost scenario - input'!$G29=\"\"),\"\",E44/'Cost scenario - input'!$G29),\"\")","v":989.97196582948106},{"$f":"IFERROR(IF(OR(F44=\"\",'Cost scenario - input'!$G29=\"\"),\"\",F44/'Cost scenario - input'!$G29),\"\")","v":980.77575292223742},{"$f":"IFERROR(IF(OR(G44=\"\",'Cost scenario - input'!$G29=\"\"),\"\",G44/'Cost scenario - input'!$G29),\"\")","v":978.24664052817798},{"$f":"IFERROR(IF(OR(H44=\"\",'Cost scenario - input'!$G29=\"\"),\"\",H44/'Cost scenario - input'!$G29),\"\")","v":981.7012917259492},{"$f":"IFERROR(IF(OR(I44=\"\",'Cost scenario - input'!$G29=\"\"),\"\",I44/'Cost scenario - input'!$G29),\"\")","v":990.42705924993413},{"$f":"IFERROR(IF(OR(J44=\"\",'Cost scenario - input'!$G29=\"\"),\"\",J44/'Cost scenario - input'!$G29),\"\")","v":1003.6660662261183},{"$f":"IFERROR(IF(OR(K44=\"\",'Cost scenario - input'!$G29=\"\"),\"\",K44/'Cost scenario - input'!$G29),\"\")","v":1020.6159399190963},{"$f":"IFERROR(IF(OR(L44=\"\",'Cost scenario - input'!$G29=\"\"),\"\",L44/'Cost scenario - input'!$G29),\"\")","v":1040.4431390514608},{"$f":"IFERROR(IF(OR(M44=\"\",'Cost scenario - input'!$G29=\"\"),\"\",M44/'Cost scenario - input'!$G29),\"\")","v":1062.304589253707},{"$f":"IFERROR(IF(OR(N44=\"\",'Cost scenario - input'!$G29=\"\"),\"\",N44/'Cost scenario - input'!$G29),\"\")","v":1085.3736195931308},{"$f":"IFERROR(IF(OR(O44=\"\",'Cost scenario - input'!$G29=\"\"),\"\",O44/'Cost scenario - input'!$G29),\"\")","v":1108.8667146264766},{"$f":"IFERROR(IF(OR(P44=\"\",'Cost scenario - input'!$G29=\"\"),\"\",P44/'Cost scenario - input'!$G29),\"\")","v":1132.0681698548105},{"$f":"IFERROR(IF(OR(Q44=\"\",'Cost scenario - input'!$G29=\"\"),\"\",Q44/'Cost scenario - input'!$G29),\"\")","v":1154.3502522143006},{"$f":"IFERROR(IF(OR(R44=\"\",'Cost scenario - input'!$G29=\"\"),\"\",R44/'Cost scenario - input'!$G29),\"\")","v":1175.1868935553321},{"$f":"IFERROR(IF(OR(S44=\"\",'Cost scenario - input'!$G29=\"\"),\"\",S44/'Cost scenario - input'!$G29),\"\")","v":1194.1593394100216},{"$f":"IFERROR(IF(OR(T44=\"\",'Cost scenario - input'!$G29=\"\"),\"\",T44/'Cost scenario - input'!$G29),\"\")","v":1210.9526622613055},{"$f":"IFERROR(IF(OR(U44=\"\",'Cost scenario - input'!$G29=\"\"),\"\",U44/'Cost scenario - input'!$G29),\"\")","v":1225.3427833703979},{"$f":"IFERROR(IF(OR(V44=\"\",'Cost scenario - input'!$G29=\"\"),\"\",V44/'Cost scenario - input'!$G29),\"\")","v":1237.1747510992732},{"$f":"IFERROR(IF(OR(W44=\"\",'Cost scenario - input'!$G29=\"\"),\"\",W44/'Cost scenario - input'!$G29),\"\")","v":1246.3345041492189}]
[{"$f":"IFERROR('Cost scenario - input'!A30,\"\")","v":4},{"$f":"IFERROR('Cost scenario - input'!B30,\"\")","v":"SWITCHGEAR"},{"$f":"IFERROR('Cost scenario - input'!C30,\"\")","v":"> 11 kv & < = 22 kv ; circuit breaker"},{"$f":"IFERROR(repcalc('Cost scenario - input'!$CY30:$GK30,'Cost scenario - input'!$J30,'Cost scenario - input'!$H30,'Cost scenario - input'!$I30,20,TRUE,TRUE),\"\")","v":19.44627244200101},21.855482915414857,24.278962048500762,26.683866341066508,29.047931833506677,31.36429113598798,33.645577671021954,35.926749145666918,38.266116806189082,40.744189790875282,43.460128447615674,46.525832201470038,50.057944984409936,54.168318318528442,58.953701040386875,64.485598778507295,70.801343182344326,77.897414652740139,85.725965427431063,94.195294259215046,{"$f":"IFERROR(IF(OR(D45=\"\",'Cost scenario - input'!$G30=\"\"),\"\",D45/'Cost scenario - input'!$G30),\"\")","v":0.35639767757551344},{"$f":"IFERROR(IF(OR(E45=\"\",'Cost scenario - input'!$G30=\"\"),\"\",E45/'Cost scenario - input'!$G30),\"\")","v":0.40055200175646916},{"$f":"IFERROR(IF(OR(F45=\"\",'Cost scenario - input'!$G30=\"\"),\"\",F45/'Cost scenario - input'!$G30),\"\")","v":0.44496783195017897},{"$f":"IFERROR(IF(OR(G45=\"\",'Cost scenario - input'!$G30=\"\"),\"\",G45/'Cost scenario - input'!$G30),\"\")","v":0.48904323546096201},{"$f":"IFERROR(IF(OR(H45=\"\",'Cost scenario - input'!$G30=\"\"),\"\",H45/'Cost scenario - input'!$G30),\"\")","v":0.53237017401203945},{"$f":"IFERROR(IF(OR(I45=\"\",'Cost scenario - input'!$G30=\"\"),\"\",I45/'Cost scenario - input'!$G30),\"\")","v":0.57482278688666522},{"$f":"IFERROR(IF(OR(J45=\"\",'Cost scenario - input'!$G30=\"\"),\"\",J45/'Cost scenario - input'!$G30),\"\")","v":0.61663261061485408},{"$f":"IFERROR(IF(OR(K45=\"\",'Cost scenario - input'!$G30=\"\"),\"\",K45/'Cost scenario - input'!$G30),\"\")","v":0.65844032559672427},{"$f":"IFERROR(IF(OR(L45=\"\",'Cost scenario - input'!$G30=\"\"),\"\",L45/'Cost scenario - input'!$G30),\"\")","v":0.70131461956190588},{"$f":"IFERROR(IF(OR(M45=\"\",'Cost scenario - input'!$G30=\"\"),\"\",M45/'Cost scenario - input'!$G30),\"\")","v":0.74673100767633172},{"$f":"IFERROR(IF(OR(N45=\"\",'Cost scenario - input'!$G30=\"\"),\"\",N45/'Cost scenario - input'!$G30),\"\")","v":0.79650683142799328},{"$f":"IFERROR(IF(OR(O45=\"\",'Cost scenario - input'!$G30=\"\"),\"\",O45/'Cost scenario - input'!$G30),\"\")","v":0.85269290519955876},{"$f":"IFERROR(IF(OR(P45=\"\",'Cost scenario - input'!$G30=\"\"),\"\",P45/'Cost scenario - input'!$G30),\"\")","v":0.91742699737733091},{"$f":"IFERROR(IF(OR(Q45=\"\",'Cost scenario - input'!$G30=\"\"),\"\",Q45/'Cost scenario - input'!$G30),\"\")","v":0.99275904441191487},{"$f":"IFERROR(IF(OR(R45=\"\",'Cost scenario - input'!$G30=\"\"),\"\",R45/'Cost scenario - input'!$G30),\"\")","v":1.0804621912986527},{"$f":"IFERROR(IF(OR(S45=\"\",'Cost scenario - input'!$G30=\"\"),\"\",S45/'Cost scenario - input'!$G30),\"\")","v":1.1818469431749603},{"$f":"IFERROR(IF(OR(T45=\"\",'Cost scenario - input'!$G30=\"\"),\"\",T45/'Cost scenario - input'!$G30),\"\")","v":1.297597488396492},{"$f":"IFERROR(IF(OR(U45=\"\",'Cost scenario - input'!$G30=\"\"),\"\",U45/'Cost scenario - input'!$G30),\"\")","v":1.427649322212037},{"$f":"IFERROR(IF(OR(V45=\"\",'Cost scenario - input'!$G30=\"\"),\"\",V45/'Cost scenario - input'!$G30),\"\")","v":1.5711255243069786},{"$f":"IFERROR(IF(OR(W45=\"\",'Cost scenario - input'!$G30=\"\"),\"\",W45/'Cost scenario - input'!$G30),\"\")","v":1.7263454583726845}]
[{"$f":"IFERROR('Cost scenario - input'!A31,\"\")","v":4},{"$f":"IFERROR('Cost scenario - input'!B31,\"\")","v":"SWITCHGEAR"},{"$f":"IFERROR('Cost scenario - input'!C31,\"\")","v":"> 11 kv & < = 22 kv ; switch"},{"$f":"IFERROR(repcalc('Cost scenario - input'!$CY31:$GK31,'Cost scenario - input'!$J31,'Cost scenario - input'!$H31,'Cost scenario - input'!$I31,20,TRUE,TRUE),\"\")","v":1806.5512261760443},1947.4529243607626,2152.1709421047194,2337.0357644343158,2487.3402334080324,2601.4036657805864,2687.6851879691858,2761.6814834844763,2841.3732638125771,2941.7706927702093,3069.8416813980025,3221.317828545974,3380.6004258588973,3524.2118646135127,3627.0861941787753,3669.8587515902291,3644.7400540714034,3557.9339743771111,3427.826777400629,3279.7812328183368,{"$f":"IFERROR(IF(OR(D46=\"\",'Cost scenario - input'!$G31=\"\"),\"\",D46/'Cost scenario - input'!$G31),\"\")","v":192.61574775875059},{"$f":"IFERROR(IF(OR(E46=\"\",'Cost scenario - input'!$G31=\"\"),\"\",E46/'Cost scenario - input'!$G31),\"\")","v":207.63878478260224},{"$f":"IFERROR(IF(OR(F46=\"\",'Cost scenario - input'!$G31=\"\"),\"\",F46/'Cost scenario - input'!$G31),\"\")","v":229.4659621668315},{"$f":"IFERROR(IF(OR(G46=\"\",'Cost scenario - input'!$G31=\"\"),\"\",G46/'Cost scenario - input'!$G31),\"\")","v":249.17637805283741},{"$f":"IFERROR(IF(OR(H46=\"\",'Cost scenario - input'!$G31=\"\"),\"\",H46/'Cost scenario - input'!$G31),\"\")","v":265.20194503558798},{"$f":"IFERROR(IF(OR(I46=\"\",'Cost scenario - input'!$G31=\"\"),\"\",I46/'Cost scenario - input'!$G31),\"\")","v":277.3634674989583},{"$f":"IFERROR(IF(OR(J46=\"\",'Cost scenario - input'!$G31=\"\"),\"\",J46/'Cost scenario - input'!$G31),\"\")","v":286.56286338284826},{"$f":"IFERROR(IF(OR(K46=\"\",'Cost scenario - input'!$G31=\"\"),\"\",K46/'Cost scenario - input'!$G31),\"\")","v":294.45239985739619},{"$f":"IFERROR(IF(OR(L46=\"\",'Cost scenario - input'!$G31=\"\"),\"\",L46/'Cost scenario - input'!$G31),\"\")","v":302.94919288253203},{"$f":"IFERROR(IF(OR(M46=\"\",'Cost scenario - input'!$G31=\"\"),\"\",M46/'Cost scenario - input'!$G31),\"\")","v":313.65363656036988},{"$f":"IFERROR(IF(OR(N46=\"\",'Cost scenario - input'!$G31=\"\"),\"\",N46/'Cost scenario - input'!$G31),\"\")","v":327.30865441057557},{"$f":"IFERROR(IF(OR(O46=\"\",'Cost scenario - input'!$G31=\"\"),\"\",O46/'Cost scenario - input'!$G31),\"\")","v":343.45914653488683},{"$f":"IFERROR(IF(OR(P46=\"\",'Cost scenario - input'!$G31=\"\"),\"\",P46/'Cost scenario - input'!$G31),\"\")","v":360.44196780330236},{"$f":"IFERROR(IF(OR(Q46=\"\",'Cost scenario - input'!$G31=\"\"),\"\",Q46/'Cost scenario - input'!$G31),\"\")","v":375.75391925069226},{"$f":"IFERROR(IF(OR(R46=\"\",'Cost scenario - input'!$G31=\"\"),\"\",R46/'Cost scenario - input'!$G31),\"\")","v":386.722451793407},{"$f":"IFERROR(IF(OR(S46=\"\",'Cost scenario - input'!$G31=\"\"),\"\",S46/'Cost scenario - input'!$G31),\"\")","v":391.28289160268946},{"$f":"IFERROR(IF(OR(T46=\"\",'Cost scenario - input'!$G31=\"\"),\"\",T46/'Cost scenario - input'!$G31),\"\")","v":388.60471860919193},{"$f":"IFERROR(IF(OR(U46=\"\",'Cost scenario - input'!$G31=\"\"),\"\",U46/'Cost scenario - input'!$G31),\"\")","v":379.34939403934084},{"$f":"IFERROR(IF(OR(V46=\"\",'Cost scenario - input'!$G31=\"\"),\"\",V46/'Cost scenario - input'!$G31),\"\")","v":365.47727423930257},{"$f":"IFERROR(IF(OR(W46=\"\",'Cost scenario - input'!$G31=\"\"),\"\",W46/'Cost scenario - input'!$G31),\"\")","v":349.69255534570675}]
[{"$f":"IFERROR('Cost scenario - input'!A32,\"\")","v":4},{"$f":"IFERROR('Cost scenario - input'!B32,\"\")","v":"SWITCHGEAR"},{"$f":"IFERROR('Cost scenario - input'!C32,\"\")","v":"> 22 kv & < = 33 kv ; circuit breaker"},{"$f":"IFERROR(repcalc('Cost scenario - input'!$CY32:$GK32,'Cost scenario - input'!$J32,'Cost scenario - input'!$H32,'Cost scenario - input'!$I32,20,TRUE,TRUE),\"\")","v":10.105995161460068},12.092333074197038,14.271748578007317,16.61545309068083,19.083013152673942,21.622855384838935,24.173609290328134,26.666284102061383,29.02719743539668,31.181496110990388,33.057042343174594,34.588390049858759,35.720552955588836,36.41227220576657,36.638526739779628,36.392091516708263,35.684030546280589,34.543104902704727,33.014170568750053,31.155727066107673,{"$f":"IFERROR(IF(OR(D47=\"\",'Cost scenario - input'!$G32=\"\"),\"\",D47/'Cost scenario - input'!$G32),\"\")","v":0.10578207351877982},{"$f":"IFERROR(IF(OR(E47=\"\",'Cost scenario - input'!$G32=\"\"),\"\",E47/'Cost scenario - input'!$G32),\"\")","v":0.12657358783887224},{"$f":"IFERROR(IF(OR(F47=\"\",'Cost scenario - input'!$G32=\"\"),\"\",F47/'Cost scenario - input'!$G32),\"\")","v":0.14938609540183051},{"$f":"IFERROR(IF(OR(G47=\"\",'Cost scenario - input'!$G32=\"\"),\"\",G47/'Cost scenario - input'!$G32),\"\")","v":0.17391825864799884},{"$f":"IFERROR(IF(OR(H47=\"\",'Cost scenario - input'!$G32=\"\"),\"\",H47/'Cost scenario - input'!$G32),\"\")","v":0.19974685006521942},{"$f":"IFERROR(IF(OR(I47=\"\",'Cost scenario - input'!$G32=\"\"),\"\",I47/'Cost scenario - input'!$G32),\"\")","v":0.22633203771240634},{"$f":"IFERROR(IF(OR(J47=\"\",'Cost scenario - input'!$G32=\"\"),\"\",J47/'Cost scenario - input'!$G32),\"\")","v":0.25303144067548772},{"$f":"IFERROR(IF(OR(K47=\"\",'Cost scenario - input'!$G32=\"\"),\"\",K47/'Cost scenario - input'!$G32),\"\")","v":0.27912291469466605},{"$f":"IFERROR(IF(OR(L47=\"\",'Cost scenario - input'!$G32=\"\"),\"\",L47/'Cost scenario - input'!$G32),\"\")","v":0.30383520713180789},{"$f":"IFERROR(IF(OR(M47=\"\",'Cost scenario - input'!$G32=\"\"),\"\",M47/'Cost scenario - input'!$G32),\"\")","v":0.32638481033685629},{"$f":"IFERROR(IF(OR(N47=\"\",'Cost scenario - input'!$G32=\"\"),\"\",N47/'Cost scenario - input'!$G32),\"\")","v":0.34601663938991084},{"$f":"IFERROR(IF(OR(O47=\"\",'Cost scenario - input'!$G32=\"\"),\"\",O47/'Cost scenario - input'!$G32),\"\")","v":0.36204565316868603},{"$f":"IFERROR(IF(OR(P47=\"\",'Cost scenario - input'!$G32=\"\"),\"\",P47/'Cost scenario - input'!$G32),\"\")","v":0.37389629606092661},{"$f":"IFERROR(IF(OR(Q47=\"\",'Cost scenario - input'!$G32=\"\"),\"\",Q47/'Cost scenario - input'!$G32),\"\")","v":0.38113670093027596},{"$f":"IFERROR(IF(OR(R47=\"\",'Cost scenario - input'!$G32=\"\"),\"\",R47/'Cost scenario - input'!$G32),\"\")","v":0.38350496584318622},{"$f":"IFERROR(IF(OR(S47=\"\",'Cost scenario - input'!$G32=\"\"),\"\",S47/'Cost scenario - input'!$G32),\"\")","v":0.38092546442169672},{"$f":"IFERROR(IF(OR(T47=\"\",'Cost scenario - input'!$G32=\"\"),\"\",T47/'Cost scenario - input'!$G32),\"\")","v":0.37351400652636785},{"$f":"IFERROR(IF(OR(U47=\"\",'Cost scenario - input'!$G32=\"\"),\"\",U47/'Cost scenario - input'!$G32),\"\")","v":0.36157164178346146},{"$f":"IFERROR(IF(OR(V47=\"\",'Cost scenario - input'!$G32=\"\"),\"\",V47/'Cost scenario - input'!$G32),\"\")","v":0.34556788940323441},{"$f":"IFERROR(IF(OR(W47=\"\",'Cost scenario - input'!$G32=\"\"),\"\",W47/'Cost scenario - input'!$G32),\"\")","v":0.32611507905787374}]
[{"$f":"IFERROR('Cost scenario - input'!A33,\"\")","v":4},{"$f":"IFERROR('Cost scenario - input'!B33,\"\")","v":"SWITCHGEAR"},{"$f":"IFERROR('Cost scenario - input'!C33,\"\")","v":"> 22 kv & < = 33 kv ; switch"},{"$f":"IFERROR(repcalc('Cost scenario - input'!$CY33:$GK33,'Cost scenario - input'!$J33,'Cost scenario - input'!$H33,'Cost scenario - input'!$I33,20,TRUE,TRUE),\"\")","v":1.2780469986536092},1.2252594016482858,1.1071744504330689,0.94319389124658415,0.75794807167147293,0.57552264897345784,0.4148972675416519,0.28774988718686551,0.19869271599028868,0.14712654671470923,0.12955417552117074,0.14138636778434924,0.17778136756100338,0.23359861138831028,0.30291177368928041,0.37863046123427296,0.45264434109972002,0.5166178245874038,0.56325117551378712,0.5876063178467259,{"$f":"IFERROR(IF(OR(D48=\"\",'Cost scenario - input'!$G33=\"\"),\"\",D48/'Cost scenario - input'!$G33),\"\")","v":0.18372370993494108},{"$f":"IFERROR(IF(OR(E48=\"\",'Cost scenario - input'!$G33=\"\"),\"\",E48/'Cost scenario - input'!$G33),\"\")","v":0.17613530890541279},{"$f":"IFERROR(IF(OR(F48=\"\",'Cost scenario - input'!$G33=\"\"),\"\",F48/'Cost scenario - input'!$G33),\"\")","v":0.15916018565282403},{"$f":"IFERROR(IF(OR(G48=\"\",'Cost scenario - input'!$G33=\"\"),\"\",G48/'Cost scenario - input'!$G33),\"\")","v":0.1355874088123124},{"$f":"IFERROR(IF(OR(H48=\"\",'Cost scenario - input'!$G33=\"\"),\"\",H48/'Cost scenario - input'!$G33),\"\")","v":0.10895767668342185},{"$f":"IFERROR(IF(OR(I48=\"\",'Cost scenario - input'!$G33=\"\"),\"\",I48/'Cost scenario - input'!$G33),\"\")","v":8.2733386434442516E-2},{"$f":"IFERROR(IF(OR(J48=\"\",'Cost scenario - input'!$G33=\"\"),\"\",J48/'Cost scenario - input'!$G33),\"\")","v":5.9642928088657766E-2},{"$f":"IFERROR(IF(OR(K48=\"\",'Cost scenario - input'!$G33=\"\"),\"\",K48/'Cost scenario - input'!$G33),\"\")","v":4.1365049065507933E-2},{"$f":"IFERROR(IF(OR(L48=\"\",'Cost scenario - input'!$G33=\"\"),\"\",L48/'Cost scenario - input'!$G33),\"\")","v":2.8562770349793144E-2},{"$f":"IFERROR(IF(OR(M48=\"\",'Cost scenario - input'!$G33=\"\"),\"\",M48/'Cost scenario - input'!$G33),\"\")","v":2.114995381298098E-2},{"$f":"IFERROR(IF(OR(N48=\"\",'Cost scenario - input'!$G33=\"\"),\"\",N48/'Cost scenario - input'!$G33),\"\")","v":1.8623864215781594E-2},{"$f":"IFERROR(IF(OR(O48=\"\",'Cost scenario - input'!$G33=\"\"),\"\",O48/'Cost scenario - input'!$G33),\"\")","v":2.0324783087736036E-2},{"$f":"IFERROR(IF(OR(P48=\"\",'Cost scenario - input'!$G33=\"\"),\"\",P48/'Cost scenario - input'!$G33),\"\")","v":2.5556691138920732E-2},{"$f":"IFERROR(IF(OR(Q48=\"\",'Cost scenario - input'!$G33=\"\"),\"\",Q48/'Cost scenario - input'!$G33),\"\")","v":3.3580614457154996E-2},{"$f":"IFERROR(IF(OR(R48=\"\",'Cost scenario - input'!$G33=\"\"),\"\",R48/'Cost scenario - input'!$G33),\"\")","v":4.3544623088036631E-2},{"$f":"IFERROR(IF(OR(S48=\"\",'Cost scenario - input'!$G33=\"\"),\"\",S48/'Cost scenario - input'!$G33),\"\")","v":5.4429448295424059E-2},{"$f":"IFERROR(IF(OR(T48=\"\",'Cost scenario - input'!$G33=\"\"),\"\",T48/'Cost scenario - input'!$G33),\"\")","v":6.5069201457775866E-2},{"$f":"IFERROR(IF(OR(U48=\"\",'Cost scenario - input'!$G33=\"\"),\"\",U48/'Cost scenario - input'!$G33),\"\")","v":7.4265612650948665E-2},{"$f":"IFERROR(IF(OR(V48=\"\",'Cost scenario - input'!$G33=\"\"),\"\",V48/'Cost scenario - input'!$G33),\"\")","v":8.0969319359636985E-2},{"$f":"IFERROR(IF(OR(W48=\"\",'Cost scenario - input'!$G33=\"\"),\"\",W48/'Cost scenario - input'!$G33),\"\")","v":8.4470455945470632E-2}]
[{"$f":"IFERROR('Cost scenario - input'!A34,\"\")","v":4},{"$f":"IFERROR('Cost scenario - input'!B34,\"\")","v":"SWITCHGEAR"},{"$f":"IFERROR('Cost scenario - input'!C34,\"\")","v":"> 33 kv & < = 66 kv ; circuit breaker"},{"$f":"IFERROR(repcalc('Cost scenario - input'!$CY34:$GK34,'Cost scenario - input'!$J34,'Cost scenario - input'!$H34,'Cost scenario - input'!$I34,20,TRUE,TRUE),\"\")","v":2.3119726113399202E-9},5.19682636308857E-9,1.1506248065655134E-8,2.5093964183684403E-8,5.3906959676317451E-8,1.1406710942354252E-7,2.3774756401549541E-7,4.8810332499181854E-7,9.8706900714777671E-7,1.9661802676227217E-6,3.8577957195746627E-6,7.4558163972826557E-6,1.4193557939563936E-5,2.6615059728271572E-5,4.9159077331066716E-5,8.943759573704542E-5,1.6027900266800705E-4,2.829262714755453E-4,4.9193764488131351E-4,8.4253312038011789E-4,{"$f":"IFERROR(IF(OR(D49=\"\",'Cost scenario - input'!$G34=\"\"),\"\",D49/'Cost scenario - input'!$G34),\"\")","v":2.4200017201554952E-11},{"$f":"IFERROR(IF(OR(E49=\"\",'Cost scenario - input'!$G34=\"\"),\"\",E49/'Cost scenario - input'!$G34),\"\")","v":5.4396529943038838E-11},{"$f":"IFERROR(IF(OR(F49=\"\",'Cost scenario - input'!$G34=\"\"),\"\",F49/'Cost scenario - input'!$G34),\"\")","v":1.2043888398523638E-10},{"$f":"IFERROR(IF(OR(G49=\"\",'Cost scenario - input'!$G34=\"\"),\"\",G49/'Cost scenario - input'!$G34),\"\")","v":2.6266503414519961E-10},{"$f":"IFERROR(IF(OR(H49=\"\",'Cost scenario - input'!$G34=\"\"),\"\",H49/'Cost scenario - input'!$G34),\"\")","v":5.6425813396394464E-10},{"$f":"IFERROR(IF(OR(I49=\"\",'Cost scenario - input'!$G34=\"\"),\"\",I49/'Cost scenario - input'!$G34),\"\")","v":1.1939700308913069E-9},{"$f":"IFERROR(IF(OR(J49=\"\",'Cost scenario - input'!$G34=\"\"),\"\",J49/'Cost scenario - input'!$G34),\"\")","v":2.4885654399981394E-9},{"$f":"IFERROR(IF(OR(K49=\"\",'Cost scenario - input'!$G34=\"\"),\"\",K49/'Cost scenario - input'!$G34),\"\")","v":5.1091041489857373E-9},{"$f":"IFERROR(IF(OR(L49=\"\",'Cost scenario - input'!$G34=\"\"),\"\",L49/'Cost scenario - input'!$G34),\"\")","v":1.0331907408822649E-8},{"$f":"IFERROR(IF(OR(M49=\"\",'Cost scenario - input'!$G34=\"\"),\"\",M49/'Cost scenario - input'!$G34),\"\")","v":2.058051901845478E-8},{"$f":"IFERROR(IF(OR(N49=\"\",'Cost scenario - input'!$G34=\"\"),\"\",N49/'Cost scenario - input'!$G34),\"\")","v":4.0380548764236957E-8},{"$f":"IFERROR(IF(OR(O49=\"\",'Cost scenario - input'!$G34=\"\"),\"\",O49/'Cost scenario - input'!$G34),\"\")","v":7.8041964762422396E-8},{"$f":"IFERROR(IF(OR(P49=\"\",'Cost scenario - input'!$G34=\"\"),\"\",P49/'Cost scenario - input'!$G34),\"\")","v":1.4856765370141877E-7},{"$f":"IFERROR(IF(OR(Q49=\"\",'Cost scenario - input'!$G34=\"\"),\"\",Q49/'Cost scenario - input'!$G34),\"\")","v":2.7858673588321642E-7},{"$f":"IFERROR(IF(OR(R49=\"\",'Cost scenario - input'!$G34=\"\"),\"\",R49/'Cost scenario - input'!$G34),\"\")","v":5.1456081754139569E-7},{"$f":"IFERROR(IF(OR(S49=\"\",'Cost scenario - input'!$G34=\"\"),\"\",S49/'Cost scenario - input'!$G34),\"\")","v":9.3616652060935479E-7},{"$f":"IFERROR(IF(OR(T49=\"\",'Cost scenario - input'!$G34=\"\"),\"\",T49/'Cost scenario - input'!$G34),\"\")","v":1.6776819079036939E-6},{"$f":"IFERROR(IF(OR(U49=\"\",'Cost scenario - input'!$G34=\"\"),\"\",U49/'Cost scenario - input'!$G34),\"\")","v":2.9614626933283087E-6},{"$f":"IFERROR(IF(OR(V49=\"\",'Cost scenario - input'!$G34=\"\"),\"\",V49/'Cost scenario - input'!$G34),\"\")","v":5.1492389701453469E-6},{"$f":"IFERROR(IF(OR(W49=\"\",'Cost scenario - input'!$G34=\"\"),\"\",W49/'Cost scenario - input'!$G34),\"\")","v":8.8190127798537589E-6}]
[{"$f":"IFERROR('Cost scenario - input'!A35,\"\")","v":5},{"$f":"IFERROR('Cost scenario - input'!B35,\"\")","v":"TRANSFORMERS"},{"$f":"IFERROR('Cost scenario - input'!C35,\"\")","v":"ground outdoor / indoor chamber mounted ; ˂ 22 kv ; < = 60 kva ; multiple phase"},{"$f":"IFERROR(repcalc('Cost scenario - input'!$CY35:$GK35,'Cost scenario - input'!$J35,'Cost scenario - input'!$H35,'Cost scenario - input'!$I35,20,TRUE,TRUE),\"\")","v":8.9403269685877143E-5},1.6720338724420883E-4,3.0849676065481833E-4,5.6152677021704294E-4,1.008335807321444E-3,1.7863042830761023E-3,3.1219217258739908E-3,5.3827704727461723E-3,9.1560499435760744E-3,1.5364919340550651E-2,2.5437471950030727E-2,4.1547144848957808E-2,6.6947514927979179E-2,0.10642820975773472,0.16692126618081143,0.25828759342595758,0.39430985202930674,0.59390946824420432,0.88259009167881108,1.2940863003857117,{"$f":"IFERROR(IF(OR(D50=\"\",'Cost scenario - input'!$G35=\"\"),\"\",D50/'Cost scenario - input'!$G35),\"\")","v":1.7925566226921472E-8},{"$f":"IFERROR(IF(OR(E50=\"\",'Cost scenario - input'!$G35=\"\"),\"\",E50/'Cost scenario - input'!$G35),\"\")","v":3.3524673112544185E-8},{"$f":"IFERROR(IF(OR(F50=\"\",'Cost scenario - input'!$G35=\"\"),\"\",F50/'Cost scenario - input'!$G35),\"\")","v":6.1854327401431136E-8},{"$f":"IFERROR(IF(OR(G50=\"\",'Cost scenario - input'!$G35=\"\"),\"\",G50/'Cost scenario - input'!$G35),\"\")","v":1.1258744051622727E-7},{"$f":"IFERROR(IF(OR(H50=\"\",'Cost scenario - input'!$G35=\"\"),\"\",H50/'Cost scenario - input'!$G35),\"\")","v":2.021737052417015E-7},{"$f":"IFERROR(IF(OR(I50=\"\",'Cost scenario - input'!$G35=\"\"),\"\",I50/'Cost scenario - input'!$G35),\"\")","v":3.581582177052342E-7},{"$f":"IFERROR(IF(OR(J50=\"\",'Cost scenario - input'!$G35=\"\"),\"\",J50/'Cost scenario - input'!$G35),\"\")","v":6.2595266201163827E-7},{"$f":"IFERROR(IF(OR(K50=\"\",'Cost scenario - input'!$G35=\"\"),\"\",K50/'Cost scenario - input'!$G35),\"\")","v":1.079258162845146E-6},{"$f":"IFERROR(IF(OR(L50=\"\",'Cost scenario - input'!$G35=\"\"),\"\",L50/'Cost scenario - input'!$G35),\"\")","v":1.8358095874708305E-6},{"$f":"IFERROR(IF(OR(M50=\"\",'Cost scenario - input'!$G35=\"\"),\"\",M50/'Cost scenario - input'!$G35),\"\")","v":3.0807025311050295E-6},{"$f":"IFERROR(IF(OR(N50=\"\",'Cost scenario - input'!$G35=\"\"),\"\",N50/'Cost scenario - input'!$G35),\"\")","v":5.1002730625831178E-6},{"$f":"IFERROR(IF(OR(O50=\"\",'Cost scenario - input'!$G35=\"\"),\"\",O50/'Cost scenario - input'!$G35),\"\")","v":8.3303004369552719E-6},{"$f":"IFERROR(IF(OR(P50=\"\",'Cost scenario - input'!$G35=\"\"),\"\",P50/'Cost scenario - input'!$G35),\"\")","v":1.3423134486980375E-5},{"$f":"IFERROR(IF(OR(Q50=\"\",'Cost scenario - input'!$G35=\"\"),\"\",Q50/'Cost scenario - input'!$G35),\"\")","v":2.1339106826048587E-5},{"$f":"IFERROR(IF(OR(R50=\"\",'Cost scenario - input'!$G35=\"\"),\"\",R50/'Cost scenario - input'!$G35),\"\")","v":3.3468107174590145E-5},{"$f":"IFERROR(IF(OR(S50=\"\",'Cost scenario - input'!$G35=\"\"),\"\",S50/'Cost scenario - input'!$G35),\"\")","v":5.1787271067565371E-5},{"$f":"IFERROR(IF(OR(T50=\"\",'Cost scenario - input'!$G35=\"\"),\"\",T50/'Cost scenario - input'!$G35),\"\")","v":7.9060054417623801E-5},{"$f":"IFERROR(IF(OR(U50=\"\",'Cost scenario - input'!$G35=\"\"),\"\",U50/'Cost scenario - input'!$G35),\"\")","v":1.1908024777184353E-4},{"$f":"IFERROR(IF(OR(V50=\"\",'Cost scenario - input'!$G35=\"\"),\"\",V50/'Cost scenario - input'!$G35),\"\")","v":1.7696139296919272E-4},{"$f":"IFERROR(IF(OR(W50=\"\",'Cost scenario - input'!$G35=\"\"),\"\",W50/'Cost scenario - input'!$G35),\"\")","v":2.5946735239572885E-4}]
[{"$f":"IFERROR('Cost scenario - input'!A36,\"\")","v":5},{"$f":"IFERROR('Cost scenario - input'!B36,\"\")","v":"TRANSFORMERS"},{"$f":"IFERROR('Cost scenario - input'!C36,\"\")","v":"ground outdoor / indoor chamber mounted ; ˂ 22 kv ; > 60 kva and < = 600 kva ; multiple phase"},{"$f":"IFERROR(repcalc('Cost scenario - input'!$CY36:$GK36,'Cost scenario - input'!$J36,'Cost scenario - input'!$H36,'Cost scenario - input'!$I36,20,TRUE,TRUE),\"\")","v":21.426687608490759},27.263121051889257,34.257708447882472,42.512718478967322,52.104415125999815,63.073134858239236,75.413652410645582,89.066687475399789,103.9124705056928,119.76726467737444,136.3836187062746,153.45489848927079,170.62432464519853,187.49835230802401,203.66380600058696,218.70777222619563,232.23890531793086,243.90856480418128,253.43011188958309,260.59476952047714,{"$f":"IFERROR(IF(OR(D51=\"\",'Cost scenario - input'!$G36=\"\"),\"\",D51/'Cost scenario - input'!$G36),\"\")","v":0.32491520451475986},{"$f":"IFERROR(IF(OR(E51=\"\",'Cost scenario - input'!$G36=\"\"),\"\",E51/'Cost scenario - input'!$G36),\"\")","v":0.41341913011206688},{"$f":"IFERROR(IF(OR(F51=\"\",'Cost scenario - input'!$G36=\"\"),\"\",F51/'Cost scenario - input'!$G36),\"\")","v":0.51948535162942888},{"$f":"IFERROR(IF(OR(G51=\"\",'Cost scenario - input'!$G36=\"\"),\"\",G51/'Cost scenario - input'!$G36),\"\")","v":0.6446646757288973},{"$f":"IFERROR(IF(OR(H51=\"\",'Cost scenario - input'!$G36=\"\"),\"\",H51/'Cost scenario - input'!$G36),\"\")","v":0.79011357266801763},{"$f":"IFERROR(IF(OR(I51=\"\",'Cost scenario - input'!$G36=\"\"),\"\",I51/'Cost scenario - input'!$G36),\"\")","v":0.95644370638655762},{"$f":"IFERROR(IF(OR(J51=\"\",'Cost scenario - input'!$G36=\"\"),\"\",J51/'Cost scenario - input'!$G36),\"\")","v":1.1435758407426491},{"$f":"IFERROR(IF(OR(K51=\"\",'Cost scenario - input'!$G36=\"\"),\"\",K51/'Cost scenario - input'!$G36),\"\")","v":1.350611046620851},{"$f":"IFERROR(IF(OR(L51=\"\",'Cost scenario - input'!$G36=\"\"),\"\",L51/'Cost scenario - input'!$G36),\"\")","v":1.5757331335064573},{"$f":"IFERROR(IF(OR(M51=\"\",'Cost scenario - input'!$G36=\"\"),\"\",M51/'Cost scenario - input'!$G36),\"\")","v":1.8161559083636403},{"$f":"IFERROR(IF(OR(N51=\"\",'Cost scenario - input'!$G36=\"\"),\"\",N51/'Cost scenario - input'!$G36),\"\")","v":2.0681270093680868},{"$f":"IFERROR(IF(OR(O51=\"\",'Cost scenario - input'!$G36=\"\"),\"\",O51/'Cost scenario - input'!$G36),\"\")","v":2.3269966239053748},{"$f":"IFERROR(IF(OR(P51=\"\",'Cost scenario - input'!$G36=\"\"),\"\",P51/'Cost scenario - input'!$G36),\"\")","v":2.5873545342266926},{"$f":"IFERROR(IF(OR(Q51=\"\",'Cost scenario - input'!$G36=\"\"),\"\",Q51/'Cost scenario - input'!$G36),\"\")","v":2.843233009203014},{"$f":"IFERROR(IF(OR(R51=\"\",'Cost scenario - input'!$G36=\"\"),\"\",R51/'Cost scenario - input'!$G36),\"\")","v":3.0883666382811548},{"$f":"IFERROR(IF(OR(S51=\"\",'Cost scenario - input'!$G36=\"\"),\"\",S51/'Cost scenario - input'!$G36),\"\")","v":3.3164939835909268},{"$f":"IFERROR(IF(OR(T51=\"\",'Cost scenario - input'!$G36=\"\"),\"\",T51/'Cost scenario - input'!$G36),\"\")","v":3.5216806627524502},{"$f":"IFERROR(IF(OR(U51=\"\",'Cost scenario - input'!$G36=\"\"),\"\",U51/'Cost scenario - input'!$G36),\"\")","v":3.6986398767884148},{"$f":"IFERROR(IF(OR(V51=\"\",'Cost scenario - input'!$G36=\"\"),\"\",V51/'Cost scenario - input'!$G36),\"\")","v":3.843025022783837},{"$f":"IFERROR(IF(OR(W51=\"\",'Cost scenario - input'!$G36=\"\"),\"\",W51/'Cost scenario - input'!$G36),\"\")","v":3.9516701965949164}]
[{"$f":"IFERROR('Cost scenario - input'!A37,\"\")","v":5},{"$f":"IFERROR('Cost scenario - input'!B37,\"\")","v":"TRANSFORMERS"},{"$f":"IFERROR('Cost scenario - input'!C37,\"\")","v":"ground outdoor / indoor chamber mounted ; ˂ 22 kv ; > 600 kva ; multiple phase"},{"$f":"IFERROR(repcalc('Cost scenario - input'!$CY37:$GK37,'Cost scenario - input'!$J37,'Cost scenario - input'!$H37,'Cost scenario - input'!$I37,20,TRUE,TRUE),\"\")","v":33.298387727684734},41.283632568442393,50.608259647008971,61.355234671226832,73.583390243583452,87.323663655794377,102.57709752239107,119.31504441582638,137.48184986515616,157.00006141307503,177.77794424980175,199.71880393204148,222.73135686475069,246.74018376610556,271.69518087540268,297.5789106601049,324.41085886185147,352.24782458977472,381.17998743713076,411.32258064203546,{"$f":"IFERROR(IF(OR(D52=\"\",'Cost scenario - input'!$G37=\"\"),\"\",D52/'Cost scenario - input'!$G37),\"\")","v":0.45522588540125813},{"$f":"IFERROR(IF(OR(E52=\"\",'Cost scenario - input'!$G37=\"\"),\"\",E52/'Cost scenario - input'!$G37),\"\")","v":0.5643930373519056},{"$f":"IFERROR(IF(OR(F52=\"\",'Cost scenario - input'!$G37=\"\"),\"\",F52/'Cost scenario - input'!$G37),\"\")","v":0.69187102975776082},{"$f":"IFERROR(IF(OR(G52=\"\",'Cost scenario - input'!$G37=\"\"),\"\",G52/'Cost scenario - input'!$G37),\"\")","v":0.83879409584715159},{"$f":"IFERROR(IF(OR(H52=\"\",'Cost scenario - input'!$G37=\"\"),\"\",H52/'Cost scenario - input'!$G37),\"\")","v":1.0059665425365822},{"$f":"IFERROR(IF(OR(I52=\"\",'Cost scenario - input'!$G37=\"\"),\"\",I52/'Cost scenario - input'!$G37),\"\")","v":1.1938113169107076},{"$f":"IFERROR(IF(OR(J52=\"\",'Cost scenario - input'!$G37=\"\"),\"\",J52/'Cost scenario - input'!$G37),\"\")","v":1.4023426726663464},{"$f":"IFERROR(IF(OR(K52=\"\",'Cost scenario - input'!$G37=\"\"),\"\",K52/'Cost scenario - input'!$G37),\"\")","v":1.6311689677012957},{"$f":"IFERROR(IF(OR(L52=\"\",'Cost scenario - input'!$G37=\"\"),\"\",L52/'Cost scenario - input'!$G37),\"\")","v":1.8795293436815346},{"$f":"IFERROR(IF(OR(M52=\"\",'Cost scenario - input'!$G37=\"\"),\"\",M52/'Cost scenario - input'!$G37),\"\")","v":2.1463649396273152},{"$f":"IFERROR(IF(OR(N52=\"\",'Cost scenario - input'!$G37=\"\"),\"\",N52/'Cost scenario - input'!$G37),\"\")","v":2.4304216389625957},{"$f":"IFERROR(IF(OR(O52=\"\",'Cost scenario - input'!$G37=\"\"),\"\",O52/'Cost scenario - input'!$G37),\"\")","v":2.7303775214213775},{"$f":"IFERROR(IF(OR(P52=\"\",'Cost scenario - input'!$G37=\"\"),\"\",P52/'Cost scenario - input'!$G37),\"\")","v":3.044984639033443},{"$f":"IFERROR(IF(OR(Q52=\"\",'Cost scenario - input'!$G37=\"\"),\"\",Q52/'Cost scenario - input'!$G37),\"\")","v":3.3732119265825014},{"$f":"IFERROR(IF(OR(R52=\"\",'Cost scenario - input'!$G37=\"\"),\"\",R52/'Cost scenario - input'!$G37),\"\")","v":3.7143744100988019},{"$f":"IFERROR(IF(OR(S52=\"\",'Cost scenario - input'!$G37=\"\"),\"\",S52/'Cost scenario - input'!$G37),\"\")","v":4.0682336991757762},{"$f":"IFERROR(IF(OR(T52=\"\",'Cost scenario - input'!$G37=\"\"),\"\",T52/'Cost scenario - input'!$G37),\"\")","v":4.4350561855097137},{"$f":"IFERROR(IF(OR(U52=\"\",'Cost scenario - input'!$G37=\"\"),\"\",U52/'Cost scenario - input'!$G37),\"\")","v":4.8156183759079765},{"$f":"IFERROR(IF(OR(V52=\"\",'Cost scenario - input'!$G37=\"\"),\"\",V52/'Cost scenario - input'!$G37),\"\")","v":5.2111531254121024},{"$f":"IFERROR(IF(OR(W52=\"\",'Cost scenario - input'!$G37=\"\"),\"\",W52/'Cost scenario - input'!$G37),\"\")","v":5.6232358001712859}]
[{"$f":"IFERROR('Cost scenario - input'!A38,\"\")","v":5},{"$f":"IFERROR('Cost scenario - input'!B38,\"\")","v":"TRANSFORMERS"},{"$f":"IFERROR('Cost scenario - input'!C38,\"\")","v":"kiosk mounted ; < = 22 kv ; < = 60 kva ; multiple phase"},{"$f":"IFERROR(repcalc('Cost scenario - input'!$CY38:$GK38,'Cost scenario - input'!$J38,'Cost scenario - input'!$H38,'Cost scenario - input'!$I38,20,TRUE,TRUE),\"\")","v":9.1458664871384E-5},1.7011067312996177E-4,3.1037349408467017E-4,5.5552140130335612E-4,9.7543923977883051E-4,1.68037857816096E-3,2.8402112467740869E-3,4.7104854889374569E-3,7.6664459531501734E-3,1.2245765737234965E-2,1.9199992663145395E-2,2.9553614853162744E-2,4.4668262822136727E-2,6.6308052155382866E-2,9.6700710599648104E-2,0.13858829051203986,0.19526132096491294,0.27057147869247644,0.36892027770420083,0.49522452775202108,{"$f":"IFERROR(IF(OR(D53=\"\",'Cost scenario - input'!$G38=\"\"),\"\",D53/'Cost scenario - input'!$G38),\"\")","v":2.0848309400092106E-6},{"$f":"IFERROR(IF(OR(E53=\"\",'Cost scenario - input'!$G38=\"\"),\"\",E53/'Cost scenario - input'!$G38),\"\")","v":3.8777298473127276E-6},{"$f":"IFERROR(IF(OR(F53=\"\",'Cost scenario - input'!$G38=\"\"),\"\",F53/'Cost scenario - input'!$G38),\"\")","v":7.075067893637558E-6},{"$f":"IFERROR(IF(OR(G53=\"\",'Cost scenario - input'!$G38=\"\"),\"\",G53/'Cost scenario - input'!$G38),\"\")","v":1.2663296658695079E-5},{"$f":"IFERROR(IF(OR(H53=\"\",'Cost scenario - input'!$G38=\"\"),\"\",H53/'Cost scenario - input'!$G38),\"\")","v":2.2235464622732089E-5},{"$f":"IFERROR(IF(OR(I53=\"\",'Cost scenario - input'!$G38=\"\"),\"\",I53/'Cost scenario - input'!$G38),\"\")","v":3.8304793270328892E-5},{"$f":"IFERROR(IF(OR(J53=\"\",'Cost scenario - input'!$G38=\"\"),\"\",J53/'Cost scenario - input'!$G38),\"\")","v":6.4743567946938773E-5},{"$f":"IFERROR(IF(OR(K53=\"\",'Cost scenario - input'!$G38=\"\"),\"\",K53/'Cost scenario - input'!$G38),\"\")","v":1.0737709656719391E-4},{"$f":"IFERROR(IF(OR(L53=\"\",'Cost scenario - input'!$G38=\"\"),\"\",L53/'Cost scenario - input'!$G38),\"\")","v":1.7475920674670591E-4},{"$f":"IFERROR(IF(OR(M53=\"\",'Cost scenario - input'!$G38=\"\"),\"\",M53/'Cost scenario - input'!$G38),\"\")","v":2.7914633708019728E-4},{"$f":"IFERROR(IF(OR(N53=\"\",'Cost scenario - input'!$G38=\"\"),\"\",N53/'Cost scenario - input'!$G38),\"\")","v":4.3767027223026668E-4},{"$f":"IFERROR(IF(OR(O53=\"\",'Cost scenario - input'!$G38=\"\"),\"\",O53/'Cost scenario - input'!$G38),\"\")","v":6.736845625467644E-4},{"$f":"IFERROR(IF(OR(P53=\"\",'Cost scenario - input'!$G38=\"\"),\"\",P53/'Cost scenario - input'!$G38),\"\")","v":1.0182280322921203E-3},{"$f":"IFERROR(IF(OR(Q53=\"\",'Cost scenario - input'!$G38=\"\"),\"\",Q53/'Cost scenario - input'!$G38),\"\")","v":1.5115142878992555E-3},{"$f":"IFERROR(IF(OR(R53=\"\",'Cost scenario - input'!$G38=\"\"),\"\",R53/'Cost scenario - input'!$G38),\"\")","v":2.2043251305115213E-3},{"$f":"IFERROR(IF(OR(S53=\"\",'Cost scenario - input'!$G38=\"\"),\"\",S53/'Cost scenario - input'!$G38),\"\")","v":3.1591665632644539E-3},{"$f":"IFERROR(IF(OR(T53=\"\",'Cost scenario - input'!$G38=\"\"),\"\",T53/'Cost scenario - input'!$G38),\"\")","v":4.4510472999709271E-3},{"$f":"IFERROR(IF(OR(U53=\"\",'Cost scenario - input'!$G38=\"\"),\"\",U53/'Cost scenario - input'!$G38),\"\")","v":6.1677676035987554E-3},{"$f":"IFERROR(IF(OR(V53=\"\",'Cost scenario - input'!$G38=\"\"),\"\",V53/'Cost scenario - input'!$G38),\"\")","v":8.4096614622149266E-3},{"$f":"IFERROR(IF(OR(W53=\"\",'Cost scenario - input'!$G38=\"\"),\"\",W53/'Cost scenario - input'!$G38),\"\")","v":1.1288809203160631E-2}]
[{"$f":"IFERROR('Cost scenario - input'!A39,\"\")","v":5},{"$f":"IFERROR('Cost scenario - input'!B39,\"\")","v":"TRANSFORMERS"},{"$f":"IFERROR('Cost scenario - input'!C39,\"\")","v":"kiosk mounted ; < = 22 kv ; > 60 kva and < = 600 kva ; multiple phase"},{"$f":"IFERROR(repcalc('Cost scenario - input'!$CY39:$GK39,'Cost scenario - input'!$J39,'Cost scenario - input'!$H39,'Cost scenario - input'!$I39,20,TRUE,TRUE),\"\")","v":455.71734264460889},509.05334928523882,563.18947740352155,617.40955528020447,671.00606783946751,723.30135929352446,773.66276979824727,821.51101006641227,866.32212886774084,907.62440895485327,944.99227926488038,978.03973443460814,1006.4157436451891,1029.8037143414749,1047.9263230726488,1060.5560586773574,1067.530795840961,1068.7727872097353,1064.3087652116287,1054.2884729840368,{"$f":"IFERROR(IF(OR(D54=\"\",'Cost scenario - input'!$G39=\"\"),\"\",D54/'Cost scenario - input'!$G39),\"\")","v":9.0917232448285201},{"$f":"IFERROR(IF(OR(E54=\"\",'Cost scenario - input'!$G39=\"\"),\"\",E54/'Cost scenario - input'!$G39),\"\")","v":10.155795567700608},{"$f":"IFERROR(IF(OR(F54=\"\",'Cost scenario - input'!$G39=\"\"),\"\",F54/'Cost scenario - input'!$G39),\"\")","v":11.235830598936715},{"$f":"IFERROR(IF(OR(G54=\"\",'Cost scenario - input'!$G39=\"\"),\"\",G54/'Cost scenario - input'!$G39),\"\")","v":12.317540457743384},{"$f":"IFERROR(IF(OR(H54=\"\",'Cost scenario - input'!$G39=\"\"),\"\",H54/'Cost scenario - input'!$G39),\"\")","v":13.386809966445853},{"$f":"IFERROR(IF(OR(I54=\"\",'Cost scenario - input'!$G39=\"\"),\"\",I54/'Cost scenario - input'!$G39),\"\")","v":14.43011965079709},{"$f":"IFERROR(IF(OR(J54=\"\",'Cost scenario - input'!$G39=\"\"),\"\",J54/'Cost scenario - input'!$G39),\"\")","v":15.434847721646944},{"$f":"IFERROR(IF(OR(K54=\"\",'Cost scenario - input'!$G39=\"\"),\"\",K54/'Cost scenario - input'!$G39),\"\")","v":16.389437151458196},{"$f":"IFERROR(IF(OR(L54=\"\",'Cost scenario - input'!$G39=\"\"),\"\",L54/'Cost scenario - input'!$G39),\"\")","v":17.283434926632907},{"$f":"IFERROR(IF(OR(M54=\"\",'Cost scenario - input'!$G39=\"\"),\"\",M54/'Cost scenario - input'!$G39),\"\")","v":18.107430120129983},{"$f":"IFERROR(IF(OR(N54=\"\",'Cost scenario - input'!$G39=\"\"),\"\",N54/'Cost scenario - input'!$G39),\"\")","v":18.852932437719762},{"$f":"IFERROR(IF(OR(O54=\"\",'Cost scenario - input'!$G39=\"\"),\"\",O54/'Cost scenario - input'!$G39),\"\")","v":19.51224093496814},{"$f":"IFERROR(IF(OR(P54=\"\",'Cost scenario - input'!$G39=\"\"),\"\",P54/'Cost scenario - input'!$G39),\"\")","v":20.078352422053893},{"$f":"IFERROR(IF(OR(Q54=\"\",'Cost scenario - input'!$G39=\"\"),\"\",Q54/'Cost scenario - input'!$G39),\"\")","v":20.544950764778399},{"$f":"IFERROR(IF(OR(R54=\"\",'Cost scenario - input'!$G39=\"\"),\"\",R54/'Cost scenario - input'!$G39),\"\")","v":20.906503261556296},{"$f":"IFERROR(IF(OR(S54=\"\",'Cost scenario - input'!$G39=\"\"),\"\",S54/'Cost scenario - input'!$G39),\"\")","v":21.158470983712778},{"$f":"IFERROR(IF(OR(T54=\"\",'Cost scenario - input'!$G39=\"\"),\"\",T54/'Cost scenario - input'!$G39),\"\")","v":21.297619473495743},{"$f":"IFERROR(IF(OR(U54=\"\",'Cost scenario - input'!$G39=\"\"),\"\",U54/'Cost scenario - input'!$G39),\"\")","v":21.322397643516297},{"$f":"IFERROR(IF(OR(V54=\"\",'Cost scenario - input'!$G39=\"\"),\"\",V54/'Cost scenario - input'!$G39),\"\")","v":21.233338815230134},{"$f":"IFERROR(IF(OR(W54=\"\",'Cost scenario - input'!$G39=\"\"),\"\",W54/'Cost scenario - input'!$G39),\"\")","v":21.03343041754465}]
[{"$f":"IFERROR('Cost scenario - input'!A40,\"\")","v":5},{"$f":"IFERROR('Cost scenario - input'!B40,\"\")","v":"TRANSFORMERS"},{"$f":"IFERROR('Cost scenario - input'!C40,\"\")","v":"kiosk mounted ; < = 22 kv ; > 600 kva ; multiple phase"},{"$f":"IFERROR(repcalc('Cost scenario - input'!$CY40:$GK40,'Cost scenario - input'!$J40,'Cost scenario - input'!$H40,'Cost scenario - input'!$I40,20,TRUE,TRUE),\"\")","v":82.192580365201678},91.070673822025739,100.8104298037549,111.57424720979107,123.52820277258303,136.82775397195402,151.60218342024652,167.93940586846639,185.87297556879076,205.37313974995621,226.34354380557966,248.6246983460984,272.00460159419413,296.23604996350792,321.05927868760688,346.22778716683803,371.53465171813923,396.83641415010777,422.07180780298722,447.27312509839425,{"$f":"IFERROR(IF(OR(D55=\"\",'Cost scenario - input'!$G40=\"\"),\"\",D55/'Cost scenario - input'!$G40),\"\")","v":1.5112019357840811},{"$f":"IFERROR(IF(OR(E55=\"\",'Cost scenario - input'!$G40=\"\"),\"\",E55/'Cost scenario - input'!$G40),\"\")","v":1.6744355507699025},{"$f":"IFERROR(IF(OR(F55=\"\",'Cost scenario - input'!$G40=\"\"),\"\",F55/'Cost scenario - input'!$G40),\"\")","v":1.8535117888957131},{"$f":"IFERROR(IF(OR(G55=\"\",'Cost scenario - input'!$G40=\"\"),\"\",G55/'Cost scenario - input'!$G40),\"\")","v":2.0514165344111004},{"$f":"IFERROR(IF(OR(H55=\"\",'Cost scenario - input'!$G40=\"\"),\"\",H55/'Cost scenario - input'!$G40),\"\")","v":2.2712032926136243},{"$f":"IFERROR(IF(OR(I55=\"\",'Cost scenario - input'!$G40=\"\"),\"\",I55/'Cost scenario - input'!$G40),\"\")","v":2.5157303220394831},{"$f":"IFERROR(IF(OR(J55=\"\",'Cost scenario - input'!$G40=\"\"),\"\",J55/'Cost scenario - input'!$G40),\"\")","v":2.7873746271964692},{"$f":"IFERROR(IF(OR(K55=\"\",'Cost scenario - input'!$G40=\"\"),\"\",K55/'Cost scenario - input'!$G40),\"\")","v":3.0877526184870026},{"$f":"IFERROR(IF(OR(L55=\"\",'Cost scenario - input'!$G40=\"\"),\"\",L55/'Cost scenario - input'!$G40),\"\")","v":3.4174812281283047},{"$f":"IFERROR(IF(OR(M55=\"\",'Cost scenario - input'!$G40=\"\"),\"\",M55/'Cost scenario - input'!$G40),\"\")","v":3.7760134183545766},{"$f":"IFERROR(IF(OR(N55=\"\",'Cost scenario - input'!$G40=\"\"),\"\",N55/'Cost scenario - input'!$G40),\"\")","v":4.1615776026425477},{"$f":"IFERROR(IF(OR(O55=\"\",'Cost scenario - input'!$G40=\"\"),\"\",O55/'Cost scenario - input'!$G40),\"\")","v":4.5712413913145458},{"$f":"IFERROR(IF(OR(P55=\"\",'Cost scenario - input'!$G40=\"\"),\"\",P55/'Cost scenario - input'!$G40),\"\")","v":5.0011068960837015},{"$f":"IFERROR(IF(OR(Q55=\"\",'Cost scenario - input'!$G40=\"\"),\"\",Q55/'Cost scenario - input'!$G40),\"\")","v":5.446629004281955},{"$f":"IFERROR(IF(OR(R55=\"\",'Cost scenario - input'!$G40=\"\"),\"\",R55/'Cost scenario - input'!$G40),\"\")","v":5.9030316519855592},{"$f":"IFERROR(IF(OR(S55=\"\",'Cost scenario - input'!$G40=\"\"),\"\",S55/'Cost scenario - input'!$G40),\"\")","v":6.3657826517183178},{"$f":"IFERROR(IF(OR(T55=\"\",'Cost scenario - input'!$G40=\"\"),\"\",T55/'Cost scenario - input'!$G40),\"\")","v":6.8310774815998645},{"$f":"IFERROR(IF(OR(U55=\"\",'Cost scenario - input'!$G40=\"\"),\"\",U55/'Cost scenario - input'!$G40),\"\")","v":7.2962785033471755},{"$f":"IFERROR(IF(OR(V55=\"\",'Cost scenario - input'!$G40=\"\"),\"\",V55/'Cost scenario - input'!$G40),\"\")","v":7.7602592613311474},{"$f":"IFERROR(IF(OR(W55=\"\",'Cost scenario - input'!$G40=\"\"),\"\",W55/'Cost scenario - input'!$G40),\"\")","v":8.2236134876117948}]
[{"$f":"IFERROR('Cost scenario - input'!A41,\"\")","v":5},{"$f":"IFERROR('Cost scenario - input'!B41,\"\")","v":"TRANSFORMERS"},{"$f":"IFERROR('Cost scenario - input'!C41,\"\")","v":"pole mounted ; < = 22 kv ; < = 60 kva ; multiple phase"},{"$f":"IFERROR(repcalc('Cost scenario - input'!$CY41:$GK41,'Cost scenario - input'!$J41,'Cost scenario - input'!$H41,'Cost scenario - input'!$I41,20,TRUE,TRUE),\"\")","v":123.59903241871066},143.21662043027308,165.41816534122114,190.33923696104506,218.08663108642142,248.73966359070911,282.35376139939359,318.96576035270448,358.59999788572986,401.27403347214158,447.00267874329592,495.79900308875659,547.67112143324653,602.61387882796987,660.59501635069182,721.5360112514943,785.28848774381061,851.6078294589006,920.12630922331959,990.32859492483169,{"$f":"IFERROR(IF(OR(D56=\"\",'Cost scenario - input'!$G41=\"\"),\"\",D56/'Cost scenario - input'!$G41),\"\")","v":10.529487406358768},{"$f":"IFERROR(IF(OR(E56=\"\",'Cost scenario - input'!$G41=\"\"),\"\",E56/'Cost scenario - input'!$G41),\"\")","v":12.200723352697871},{"$f":"IFERROR(IF(OR(F56=\"\",'Cost scenario - input'!$G41=\"\"),\"\",F56/'Cost scenario - input'!$G41),\"\")","v":14.092088381750861},{"$f":"IFERROR(IF(OR(G56=\"\",'Cost scenario - input'!$G41=\"\"),\"\",G56/'Cost scenario - input'!$G41),\"\")","v":16.215131779736048},{"$f":"IFERROR(IF(OR(H56=\"\",'Cost scenario - input'!$G41=\"\"),\"\",H56/'Cost scenario - input'!$G41),\"\")","v":18.578951554737742},{"$f":"IFERROR(IF(OR(I56=\"\",'Cost scenario - input'!$G41=\"\"),\"\",I56/'Cost scenario - input'!$G41),\"\")","v":21.190304681089103},{"$f":"IFERROR(IF(OR(J56=\"\",'Cost scenario - input'!$G41=\"\"),\"\",J56/'Cost scenario - input'!$G41),\"\")","v":24.05391301706403},{"$f":"IFERROR(IF(OR(K56=\"\",'Cost scenario - input'!$G41=\"\"),\"\",K56/'Cost scenario - input'!$G41),\"\")","v":27.172914633472708},{"$f":"IFERROR(IF(OR(L56=\"\",'Cost scenario - input'!$G41=\"\"),\"\",L56/'Cost scenario - input'!$G41),\"\")","v":30.549382853311677},{"$f":"IFERROR(IF(OR(M56=\"\",'Cost scenario - input'!$G41=\"\"),\"\",M56/'Cost scenario - input'!$G41),\"\")","v":34.184813580337391},{"$f":"IFERROR(IF(OR(N56=\"\",'Cost scenario - input'!$G41=\"\"),\"\",N56/'Cost scenario - input'!$G41),\"\")","v":38.080468627711184},{"$f":"IFERROR(IF(OR(O56=\"\",'Cost scenario - input'!$G41=\"\"),\"\",O56/'Cost scenario - input'!$G41),\"\")","v":42.237461385806156},{"$f":"IFERROR(IF(OR(P56=\"\",'Cost scenario - input'!$G41=\"\"),\"\",P56/'Cost scenario - input'!$G41),\"\")","v":46.656483170694948},{"$f":"IFERROR(IF(OR(Q56=\"\",'Cost scenario - input'!$G41=\"\"),\"\",Q56/'Cost scenario - input'!$G41),\"\")","v":51.337094828709731},{"$f":"IFERROR(IF(OR(R56=\"\",'Cost scenario - input'!$G41=\"\"),\"\",R56/'Cost scenario - input'!$G41),\"\")","v":56.276548199862788},{"$f":"IFERROR(IF(OR(S56=\"\",'Cost scenario - input'!$G41=\"\"),\"\",S56/'Cost scenario - input'!$G41),\"\")","v":61.468153876557679},{"$f":"IFERROR(IF(OR(T56=\"\",'Cost scenario - input'!$G41=\"\"),\"\",T56/'Cost scenario - input'!$G41),\"\")","v":66.899271622495689},{"$f":"IFERROR(IF(OR(U56=\"\",'Cost scenario - input'!$G41=\"\"),\"\",U56/'Cost scenario - input'!$G41),\"\")","v":72.549062399347534},{"$f":"IFERROR(IF(OR(V56=\"\",'Cost scenario - input'!$G41=\"\"),\"\",V56/'Cost scenario - input'!$G41),\"\")","v":78.386199273835572},{"$f":"IFERROR(IF(OR(W56=\"\",'Cost scenario - input'!$G41=\"\"),\"\",W56/'Cost scenario - input'!$G41),\"\")","v":84.366780745440778}]
[{"$f":"IFERROR('Cost scenario - input'!A42,\"\")","v":5},{"$f":"IFERROR('Cost scenario - input'!B42,\"\")","v":"TRANSFORMERS"},{"$f":"IFERROR('Cost scenario - input'!C42,\"\")","v":"pole mounted ; < = 22 kv ; < = 60 kva ; single phase"},{"$f":"IFERROR(repcalc('Cost scenario - input'!$CY42:$GK42,'Cost scenario - input'!$J42,'Cost scenario - input'!$H42,'Cost scenario - input'!$I42,20,TRUE,TRUE),\"\")","v":954.32603777398799},1066.1564361344276,1186.378423402062,1315.0823970843924,1452.3938867101681,1598.4741018150139,1753.5027107963431,1917.641848041435,2090.9827603469284,2273.4788668140714,2464.8710464907467,2664.6124640165426,2871.8010417453233,3085.1277054366719,3302.8477565697599,3522.7812066805218,3742.3457513345588,3958.6234137906849,4168.4589408163965,4368.5850067282418,{"$f":"IFERROR(IF(OR(D57=\"\",'Cost scenario - input'!$G42=\"\"),\"\",D57/'Cost scenario - input'!$G42),\"\")","v":76.226221418964599},{"$f":"IFERROR(IF(OR(E57=\"\",'Cost scenario - input'!$G42=\"\"),\"\",E57/'Cost scenario - input'!$G42),\"\")","v":85.158607594529386},{"$f":"IFERROR(IF(OR(F57=\"\",'Cost scenario - input'!$G42=\"\"),\"\",F57/'Cost scenario - input'!$G42),\"\")","v":94.76126691446818},{"$f":"IFERROR(IF(OR(G57=\"\",'Cost scenario - input'!$G42=\"\"),\"\",G57/'Cost scenario - input'!$G42),\"\")","v":105.04141982561964},{"$f":"IFERROR(IF(OR(H57=\"\",'Cost scenario - input'!$G42=\"\"),\"\",H57/'Cost scenario - input'!$G42),\"\")","v":116.00909292400478},{"$f":"IFERROR(IF(OR(I57=\"\",'Cost scenario - input'!$G42=\"\"),\"\",I57/'Cost scenario - input'!$G42),\"\")","v":127.67716272485106},{"$f":"IFERROR(IF(OR(J57=\"\",'Cost scenario - input'!$G42=\"\"),\"\",J57/'Cost scenario - input'!$G42),\"\")","v":140.0599801339298},{"$f":"IFERROR(IF(OR(K57=\"\",'Cost scenario - input'!$G42=\"\"),\"\",K57/'Cost scenario - input'!$G42),\"\")","v":153.1704955384412},{"$f":"IFERROR(IF(OR(L57=\"\",'Cost scenario - input'!$G42=\"\"),\"\",L57/'Cost scenario - input'!$G42),\"\")","v":167.01599722168578},{"$f":"IFERROR(IF(OR(M57=\"\",'Cost scenario - input'!$G42=\"\"),\"\",M57/'Cost scenario - input'!$G42),\"\")","v":181.59276456223893},{"$f":"IFERROR(IF(OR(N57=\"\",'Cost scenario - input'!$G42=\"\"),\"\",N57/'Cost scenario - input'!$G42),\"\")","v":196.88010042904847},{"$f":"IFERROR(IF(OR(O57=\"\",'Cost scenario - input'!$G42=\"\"),\"\",O57/'Cost scenario - input'!$G42),\"\")","v":212.83432667480142},{"$f":"IFERROR(IF(OR(P57=\"\",'Cost scenario - input'!$G42=\"\"),\"\",P57/'Cost scenario - input'!$G42),\"\")","v":229.38339038710754},{"$f":"IFERROR(IF(OR(Q57=\"\",'Cost scenario - input'!$G42=\"\"),\"\",Q57/'Cost scenario - input'!$G42),\"\")","v":246.42273004406115},{"$f":"IFERROR(IF(OR(R57=\"\",'Cost scenario - input'!$G42=\"\"),\"\",R57/'Cost scenario - input'!$G42),\"\")","v":263.81298889493564},{"$f":"IFERROR(IF(OR(S57=\"\",'Cost scenario - input'!$G42=\"\"),\"\",S57/'Cost scenario - input'!$G42),\"\")","v":281.38004166516521},{"$f":"IFERROR(IF(OR(T57=\"\",'Cost scenario - input'!$G42=\"\"),\"\",T57/'Cost scenario - input'!$G42),\"\")","v":298.91762833270667},{"$f":"IFERROR(IF(OR(U57=\"\",'Cost scenario - input'!$G42=\"\"),\"\",U57/'Cost scenario - input'!$G42),\"\")","v":316.19267725080095},{"$f":"IFERROR(IF(OR(V57=\"\",'Cost scenario - input'!$G42=\"\"),\"\",V57/'Cost scenario - input'!$G42),\"\")","v":332.95316445487651},{"$f":"IFERROR(IF(OR(W57=\"\",'Cost scenario - input'!$G42=\"\"),\"\",W57/'Cost scenario - input'!$G42),\"\")","v":348.93811426038042}]
[{"$f":"IFERROR('Cost scenario - input'!A43,\"\")","v":5},{"$f":"IFERROR('Cost scenario - input'!B43,\"\")","v":"TRANSFORMERS"},{"$f":"IFERROR('Cost scenario - input'!C43,\"\")","v":"pole mounted ; < = 22 kv ; > 60 kva and < = 600 kva ; multiple phase"},{"$f":"IFERROR(repcalc('Cost scenario - input'!$CY43:$GK43,'Cost scenario - input'!$J43,'Cost scenario - input'!$H43,'Cost scenario - input'!$I43,20,TRUE,TRUE),\"\")","v":1212.1864923077289},1296.1842556223264,1386.220801736642,1482.7329461850529,1586.0972063173656,1696.6199104722814,1814.5321419941761,1939.9919254149452,2073.0954773332783,2213.8981352265764,2362.4438819088282,2518.8004484222088,2683.0951187721093,2855.5449064398722,3036.4740150067778,3226.3116340477286,3425.5642345770043,3634.758560177796,3854.3542857427083,4084.6285773850118,{"$f":"IFERROR(IF(OR(D58=\"\",'Cost scenario - input'!$G43=\"\"),\"\",D58/'Cost scenario - input'!$G43),\"\")","v":59.838824892291797},{"$f":"IFERROR(IF(OR(E58=\"\",'Cost scenario - input'!$G43=\"\"),\"\",E58/'Cost scenario - input'!$G43),\"\")","v":63.985321724439615},{"$f":"IFERROR(IF(OR(F58=\"\",'Cost scenario - input'!$G43=\"\"),\"\",F58/'Cost scenario - input'!$G43),\"\")","v":68.429919276903973},{"$f":"IFERROR(IF(OR(G58=\"\",'Cost scenario - input'!$G43=\"\"),\"\",G58/'Cost scenario - input'!$G43),\"\")","v":73.194180674202173},{"$f":"IFERROR(IF(OR(H58=\"\",'Cost scenario - input'!$G43=\"\"),\"\",H58/'Cost scenario - input'!$G43),\"\")","v":78.296692458839814},{"$f":"IFERROR(IF(OR(I58=\"\",'Cost scenario - input'!$G43=\"\"),\"\",I58/'Cost scenario - input'!$G43),\"\")","v":83.752576336870732},{"$f":"IFERROR(IF(OR(J58=\"\",'Cost scenario - input'!$G43=\"\"),\"\",J58/'Cost scenario - input'!$G43),\"\")","v":89.573239592460638},{"$f":"IFERROR(IF(OR(K58=\"\",'Cost scenario - input'!$G43=\"\"),\"\",K58/'Cost scenario - input'!$G43),\"\")","v":95.766483007381012},{"$f":"IFERROR(IF(OR(L58=\"\",'Cost scenario - input'!$G43=\"\"),\"\",L58/'Cost scenario - input'!$G43),\"\")","v":102.33705625359835},{"$f":"IFERROR(IF(OR(M58=\"\",'Cost scenario - input'!$G43=\"\"),\"\",M58/'Cost scenario - input'!$G43),\"\")","v":109.28769103093046},{"$f":"IFERROR(IF(OR(N58=\"\",'Cost scenario - input'!$G43=\"\"),\"\",N58/'Cost scenario - input'!$G43),\"\")","v":116.62055852336698},{"$f":"IFERROR(IF(OR(O58=\"\",'Cost scenario - input'!$G43=\"\"),\"\",O58/'Cost scenario - input'!$G43),\"\")","v":124.33900223126714},{"$f":"IFERROR(IF(OR(P58=\"\",'Cost scenario - input'!$G43=\"\"),\"\",P58/'Cost scenario - input'!$G43),\"\")","v":132.44930544961775},{"$f":"IFERROR(IF(OR(Q58=\"\",'Cost scenario - input'!$G43=\"\"),\"\",Q58/'Cost scenario - input'!$G43),\"\")","v":140.96218091263231},{"$f":"IFERROR(IF(OR(R58=\"\",'Cost scenario - input'!$G43=\"\"),\"\",R58/'Cost scenario - input'!$G43),\"\")","v":149.89363272648825},{"$f":"IFERROR(IF(OR(S58=\"\",'Cost scenario - input'!$G43=\"\"),\"\",S58/'Cost scenario - input'!$G43),\"\")","v":159.26484756500275},{"$f":"IFERROR(IF(OR(T58=\"\",'Cost scenario - input'!$G43=\"\"),\"\",T58/'Cost scenario - input'!$G43),\"\")","v":169.1008270517122},{"$f":"IFERROR(IF(OR(U58=\"\",'Cost scenario - input'!$G43=\"\"),\"\",U58/'Cost scenario - input'!$G43),\"\")","v":179.42757355278525},{"$f":"IFERROR(IF(OR(V58=\"\",'Cost scenario - input'!$G43=\"\"),\"\",V58/'Cost scenario - input'!$G43),\"\")","v":190.26777863060153},{"$f":"IFERROR(IF(OR(W58=\"\",'Cost scenario - input'!$G43=\"\"),\"\",W58/'Cost scenario - input'!$G43),\"\")","v":201.63512441627151}]
[{"$f":"IFERROR('Cost scenario - input'!A44,\"\")","v":5},{"$f":"IFERROR('Cost scenario - input'!B44,\"\")","v":"TRANSFORMERS"},{"$f":"IFERROR('Cost scenario - input'!C44,\"\")","v":"pole mounted ; < = 22 kv ; > 60 kva and < = 600 kva ; single phase"},{"$f":"IFERROR(repcalc('Cost scenario - input'!$CY44:$GK44,'Cost scenario - input'!$J44,'Cost scenario - input'!$H44,'Cost scenario - input'!$I44,20,TRUE,TRUE),\"\")","v":1.2702688605402114E-2},2.1054539001999974E-2,3.422524637249371E-2,5.4565083345761364E-2,8.5323339378043733E-2,0.13086514957476106,0.19688059289688858,0.29055325519238734,0.42064500876588107,0.59744605630545022,0.83253729779978614,1.1383189047562867,1.5272771282814364,2.0109918346722666,2.5989286879560862,3.2971079379992374,4.1067890570038301,5.0233473446554884,6.0355347458203923,7.1253037189725816,{"$f":"IFERROR(IF(OR(D59=\"\",'Cost scenario - input'!$G44=\"\"),\"\",D59/'Cost scenario - input'!$G44),\"\")","v":6.1551940155269379E-4},{"$f":"IFERROR(IF(OR(E59=\"\",'Cost scenario - input'!$G44=\"\"),\"\",E59/'Cost scenario - input'!$G44),\"\")","v":1.0202152984343453E-3},{"$f":"IFERROR(IF(OR(F59=\"\",'Cost scenario - input'!$G44=\"\"),\"\",F59/'Cost scenario - input'!$G44),\"\")","v":1.6584129407243673E-3},{"$f":"IFERROR(IF(OR(G59=\"\",'Cost scenario - input'!$G44=\"\"),\"\",G59/'Cost scenario - input'!$G44),\"\")","v":2.6439967545431853E-3},{"$f":"IFERROR(IF(OR(H59=\"\",'Cost scenario - input'!$G44=\"\"),\"\",H59/'Cost scenario - input'!$G44),\"\")","v":4.1344137783647077E-3},{"$f":"IFERROR(IF(OR(I59=\"\",'Cost scenario - input'!$G44=\"\"),\"\",I59/'Cost scenario - input'!$G44),\"\")","v":6.3411802849441578E-3},{"$f":"IFERROR(IF(OR(J59=\"\",'Cost scenario - input'!$G44=\"\"),\"\",J59/'Cost scenario - input'!$G44),\"\")","v":9.5400138098084338E-3},{"$f":"IFERROR(IF(OR(K59=\"\",'Cost scenario - input'!$G44=\"\"),\"\",K59/'Cost scenario - input'!$G44),\"\")","v":1.4079001013938813E-2},{"$f":"IFERROR(IF(OR(L59=\"\",'Cost scenario - input'!$G44=\"\"),\"\",L59/'Cost scenario - input'!$G44),\"\")","v":2.0382705748733621E-2},{"$f":"IFERROR(IF(OR(M59=\"\",'Cost scenario - input'!$G44=\"\"),\"\",M59/'Cost scenario - input'!$G44),\"\")","v":2.8949748392695217E-2},{"$f":"IFERROR(IF(OR(N59=\"\",'Cost scenario - input'!$G44=\"\"),\"\",N59/'Cost scenario - input'!$G44),\"\")","v":4.0341291141632249E-2},{"$f":"IFERROR(IF(OR(O59=\"\",'Cost scenario - input'!$G44=\"\"),\"\",O59/'Cost scenario - input'!$G44),\"\")","v":5.5158194678072842E-2},{"$f":"IFERROR(IF(OR(P59=\"\",'Cost scenario - input'!$G44=\"\"),\"\",P59/'Cost scenario - input'!$G44),\"\")","v":7.4005490743520266E-2},{"$f":"IFERROR(IF(OR(Q59=\"\",'Cost scenario - input'!$G44=\"\"),\"\",Q59/'Cost scenario - input'!$G44),\"\")","v":9.7444291445389131E-2},{"$f":"IFERROR(IF(OR(R59=\"\",'Cost scenario - input'!$G44=\"\"),\"\",R59/'Cost scenario - input'!$G44),\"\")","v":0.12593326345168784},{"$f":"IFERROR(IF(OR(S59=\"\",'Cost scenario - input'!$G44=\"\"),\"\",S59/'Cost scenario - input'!$G44),\"\")","v":0.15976412300533469},{"$f":"IFERROR(IF(OR(T59=\"\",'Cost scenario - input'!$G44=\"\"),\"\",T59/'Cost scenario - input'!$G44),\"\")","v":0.19899789888536981},{"$f":"IFERROR(IF(OR(U59=\"\",'Cost scenario - input'!$G44=\"\"),\"\",U59/'Cost scenario - input'!$G44),\"\")","v":0.24341049736972442},{"$f":"IFERROR(IF(OR(V59=\"\",'Cost scenario - input'!$G44=\"\"),\"\",V59/'Cost scenario - input'!$G44),\"\")","v":0.2924568845384411},{"$f":"IFERROR(IF(OR(W59=\"\",'Cost scenario - input'!$G44=\"\"),\"\",W59/'Cost scenario - input'!$G44),\"\")","v":0.3452625516709934}]
[{"$f":"IFERROR('Cost scenario - input'!A45,\"\")","v":6},{"$f":"IFERROR('Cost scenario - input'!B45,\"\")","v":"UNDERGROUND CABLES"},{"$f":"IFERROR('Cost scenario - input'!C45,\"\")","v":"˂ = 1 kv"},{"$f":"IFERROR(repcalc('Cost scenario - input'!$CY45:$GK45,'Cost scenario - input'!$J45,'Cost scenario - input'!$H45,'Cost scenario - input'!$I45,20,TRUE,TRUE),\"\")","v":2432.3070661550878},2473.0958239148649,2523.8009781267888,2585.7967896642053,2659.2934611947107,2743.3780128520989,2836.1432197524155,2934.8849828153402,3036.3456407652998,3136.9805318075869,3233.2268891955414,3321.7571893580571,3399.7027890476138,3464.8377274815698,3515.7167548338375,3551.7658857809993,3573.3279213026112,3581.6691306571256,3578.956142546851,3568.2134337359912,{"$f":"IFERROR(IF(OR(D60=\"\",'Cost scenario - input'!$G45=\"\"),\"\",D60/'Cost scenario - input'!$G45),\"\")","v":11.487592507113007},{"$f":"IFERROR(IF(OR(E60=\"\",'Cost scenario - input'!$G45=\"\"),\"\",E60/'Cost scenario - input'!$G45),\"\")","v":11.680234560633146},{"$f":"IFERROR(IF(OR(F60=\"\",'Cost scenario - input'!$G45=\"\"),\"\",F60/'Cost scenario - input'!$G45),\"\")","v":11.919710964620934},{"$f":"IFERROR(IF(OR(G60=\"\",'Cost scenario - input'!$G45=\"\"),\"\",G60/'Cost scenario - input'!$G45),\"\")","v":12.212512243702614},{"$f":"IFERROR(IF(OR(H60=\"\",'Cost scenario - input'!$G45=\"\"),\"\",H60/'Cost scenario - input'!$G45),\"\")","v":12.559631168331739},{"$f":"IFERROR(IF(OR(I60=\"\",'Cost scenario - input'!$G45=\"\"),\"\",I60/'Cost scenario - input'!$G45),\"\")","v":12.956755807331485},{"$f":"IFERROR(IF(OR(J60=\"\",'Cost scenario - input'!$G45=\"\"),\"\",J60/'Cost scenario - input'!$G45),\"\")","v":13.394878489511333},{"$f":"IFERROR(IF(OR(K60=\"\",'Cost scenario - input'!$G45=\"\"),\"\",K60/'Cost scenario - input'!$G45),\"\")","v":13.8612279703332},{"$f":"IFERROR(IF(OR(L60=\"\",'Cost scenario - input'!$G45=\"\"),\"\",L60/'Cost scenario - input'!$G45),\"\")","v":14.340418575109576},{"$f":"IFERROR(IF(OR(M60=\"\",'Cost scenario - input'!$G45=\"\"),\"\",M60/'Cost scenario - input'!$G45),\"\")","v":14.815709148564581},{"$f":"IFERROR(IF(OR(N60=\"\",'Cost scenario - input'!$G45=\"\"),\"\",N60/'Cost scenario - input'!$G45),\"\")","v":15.270273027176563},{"$f":"IFERROR(IF(OR(O60=\"\",'Cost scenario - input'!$G45=\"\"),\"\",O60/'Cost scenario - input'!$G45),\"\")","v":15.688394582201694},{"$f":"IFERROR(IF(OR(P60=\"\",'Cost scenario - input'!$G45=\"\"),\"\",P60/'Cost scenario - input'!$G45),\"\")","v":16.056525440108388},{"$f":"IFERROR(IF(OR(Q60=\"\",'Cost scenario - input'!$G45=\"\"),\"\",Q60/'Cost scenario - input'!$G45),\"\")","v":16.364152565448272},{"$f":"IFERROR(IF(OR(R60=\"\",'Cost scenario - input'!$G45=\"\"),\"\",R60/'Cost scenario - input'!$G45),\"\")","v":16.604450158426541},{"$f":"IFERROR(IF(OR(S60=\"\",'Cost scenario - input'!$G45=\"\"),\"\",S60/'Cost scenario - input'!$G45),\"\")","v":16.774707332086436},{"$f":"IFERROR(IF(OR(T60=\"\",'Cost scenario - input'!$G45=\"\"),\"\",T60/'Cost scenario - input'!$G45),\"\")","v":16.876543108145633},{"$f":"IFERROR(IF(OR(U60=\"\",'Cost scenario - input'!$G45=\"\"),\"\",U60/'Cost scenario - input'!$G45),\"\")","v":16.915937975436236},{"$f":"IFERROR(IF(OR(V60=\"\",'Cost scenario - input'!$G45=\"\"),\"\",V60/'Cost scenario - input'!$G45),\"\")","v":16.903124748717811},{"$f":"IFERROR(IF(OR(W60=\"\",'Cost scenario - input'!$G45=\"\"),\"\",W60/'Cost scenario - input'!$G45),\"\")","v":16.852387790806979}]
[{"$f":"IFERROR('Cost scenario - input'!A46,\"\")","v":6},{"$f":"IFERROR('Cost scenario - input'!B46,\"\")","v":"UNDERGROUND CABLES"},{"$f":"IFERROR('Cost scenario - input'!C46,\"\")","v":"> 1 kv & < = 11 kv"},{"$f":"IFERROR(repcalc('Cost scenario - input'!$CY46:$GK46,'Cost scenario - input'!$J46,'Cost scenario - input'!$H46,'Cost scenario - input'!$I46,20,TRUE,TRUE),\"\")","v":111.64750399492071},132.85508610539196,156.38173689862319,182.14703813050716,210.01557375133342,239.80364983417118,271.28999052681775,304.22970660809415,338.37039649844888,373.46888450293119,409.30688221120158,445.70381927259655,482.52525326767892,519.68563505364546,557.14474928561697,594.89781815583365,632.95997786484418,671.34652801827974,710.05092852999485,749.02290097514413,{"$f":"IFERROR(IF(OR(D61=\"\",'Cost scenario - input'!$G46=\"\"),\"\",D61/'Cost scenario - input'!$G46),\"\")","v":1.3007736283825944},{"$f":"IFERROR(IF(OR(E61=\"\",'Cost scenario - input'!$G46=\"\"),\"\",E61/'Cost scenario - input'!$G46),\"\")","v":1.5478571953588385},{"$f":"IFERROR(IF(OR(F61=\"\",'Cost scenario - input'!$G46=\"\"),\"\",F61/'Cost scenario - input'!$G46),\"\")","v":1.8219595784931168},{"$f":"IFERROR(IF(OR(G61=\"\",'Cost scenario - input'!$G46=\"\"),\"\",G61/'Cost scenario - input'!$G46),\"\")","v":2.1221438474696357},{"$f":"IFERROR(IF(OR(H61=\"\",'Cost scenario - input'!$G46=\"\"),\"\",H61/'Cost scenario - input'!$G46),\"\")","v":2.4468323080272576},{"$f":"IFERROR(IF(OR(I61=\"\",'Cost scenario - input'!$G46=\"\"),\"\",I61/'Cost scenario - input'!$G46),\"\")","v":2.7938847939527149},{"$f":"IFERROR(IF(OR(J61=\"\",'Cost scenario - input'!$G46=\"\"),\"\",J61/'Cost scenario - input'!$G46),\"\")","v":3.1607232826047107},{"$f":"IFERROR(IF(OR(K61=\"\",'Cost scenario - input'!$G46=\"\"),\"\",K61/'Cost scenario - input'!$G46),\"\")","v":3.5444946386296845},{"$f":"IFERROR(IF(OR(L61=\"\",'Cost scenario - input'!$G46=\"\"),\"\",L61/'Cost scenario - input'!$G46),\"\")","v":3.9422582023022055},{"$f":"IFERROR(IF(OR(M61=\"\",'Cost scenario - input'!$G46=\"\"),\"\",M61/'Cost scenario - input'!$G46),\"\")","v":4.3511808020802576},{"$f":"IFERROR(IF(OR(N61=\"\",'Cost scenario - input'!$G46=\"\"),\"\",N61/'Cost scenario - input'!$G46),\"\")","v":4.7687192211664087},{"$f":"IFERROR(IF(OR(O61=\"\",'Cost scenario - input'!$G46=\"\"),\"\",O61/'Cost scenario - input'!$G46),\"\")","v":5.1927696852548628},{"$f":"IFERROR(IF(OR(P61=\"\",'Cost scenario - input'!$G46=\"\"),\"\",P61/'Cost scenario - input'!$G46),\"\")","v":5.6217658435766156},{"$f":"IFERROR(IF(OR(Q61=\"\",'Cost scenario - input'!$G46=\"\"),\"\",Q61/'Cost scenario - input'!$G46),\"\")","v":6.0547109871600604},{"$f":"IFERROR(IF(OR(R61=\"\",'Cost scenario - input'!$G46=\"\"),\"\",R61/'Cost scenario - input'!$G46),\"\")","v":6.4911365783469117},{"$f":"IFERROR(IF(OR(S61=\"\",'Cost scenario - input'!$G46=\"\"),\"\",S61/'Cost scenario - input'!$G46),\"\")","v":6.9309869522444227},{"$f":"IFERROR(IF(OR(T61=\"\",'Cost scenario - input'!$G46=\"\"),\"\",T61/'Cost scenario - input'!$G46),\"\")","v":7.374438456462733},{"$f":"IFERROR(IF(OR(U61=\"\",'Cost scenario - input'!$G46=\"\"),\"\",U61/'Cost scenario - input'!$G46),\"\")","v":7.8216693423985841},{"$f":"IFERROR(IF(OR(V61=\"\",'Cost scenario - input'!$G46=\"\"),\"\",V61/'Cost scenario - input'!$G46),\"\")","v":8.2726034133500246},{"$f":"IFERROR(IF(OR(W61=\"\",'Cost scenario - input'!$G46=\"\"),\"\",W61/'Cost scenario - input'!$G46),\"\")","v":8.7266548895479126}]
[{"$f":"IFERROR('Cost scenario - input'!A47,\"\")","v":6},{"$f":"IFERROR('Cost scenario - input'!B47,\"\")","v":"UNDERGROUND CABLES"},{"$f":"IFERROR('Cost scenario - input'!C47,\"\")","v":"> 11 kv & < = 22 kv"},{"$f":"IFERROR(repcalc('Cost scenario - input'!$CY47:$GK47,'Cost scenario - input'!$J47,'Cost scenario - input'!$H47,'Cost scenario - input'!$I47,20,TRUE,TRUE),\"\")","v":296.58903744524849},329.25344313808114,362.241628624062,395.05432446876608,427.23407653781072,458.40946715876055,488.33844290700426,516.94712819606434,544.36057789092627,570.92223682239785,597.19939242703151,623.97260501319579,652.20797459831977,683.01216081491702,717.57130686149571,757.07638110135849,802.63882800640431,855.2016376869658,915.45179078081264,983.74032566556616,{"$f":"IFERROR(IF(OR(D62=\"\",'Cost scenario - input'!$G47=\"\"),\"\",D62/'Cost scenario - input'!$G47),\"\")","v":2.9052067930126158},{"$f":"IFERROR(IF(OR(E62=\"\",'Cost scenario - input'!$G47=\"\"),\"\",E62/'Cost scenario - input'!$G47),\"\")","v":3.2251675512589677},{"$f":"IFERROR(IF(OR(F62=\"\",'Cost scenario - input'!$G47=\"\"),\"\",F62/'Cost scenario - input'!$G47),\"\")","v":3.5482998604924938},{"$f":"IFERROR(IF(OR(G62=\"\",'Cost scenario - input'!$G47=\"\"),\"\",G62/'Cost scenario - input'!$G47),\"\")","v":3.869713179360319},{"$f":"IFERROR(IF(OR(H62=\"\",'Cost scenario - input'!$G47=\"\"),\"\",H62/'Cost scenario - input'!$G47),\"\")","v":4.1849265638931463},{"$f":"IFERROR(IF(OR(I62=\"\",'Cost scenario - input'!$G47=\"\"),\"\",I62/'Cost scenario - input'!$G47),\"\")","v":4.4903018312562395},{"$f":"IFERROR(IF(OR(J62=\"\",'Cost scenario - input'!$G47=\"\"),\"\",J62/'Cost scenario - input'!$G47),\"\")","v":4.7834679725292757},{"$f":"IFERROR(IF(OR(K62=\"\",'Cost scenario - input'!$G47=\"\"),\"\",K62/'Cost scenario - input'!$G47),\"\")","v":5.0637013471572256},{"$f":"IFERROR(IF(OR(L62=\"\",'Cost scenario - input'!$G47=\"\"),\"\",L62/'Cost scenario - input'!$G47),\"\")","v":5.332226916947123},{"$f":"IFERROR(IF(OR(M62=\"\",'Cost scenario - input'!$G47=\"\"),\"\",M62/'Cost scenario - input'!$G47),\"\")","v":5.5924088596989376},{"$f":"IFERROR(IF(OR(N62=\"\",'Cost scenario - input'!$G47=\"\"),\"\",N62/'Cost scenario - input'!$G47),\"\")","v":5.849803979967751},{"$f":"IFERROR(IF(OR(O62=\"\",'Cost scenario - input'!$G47=\"\"),\"\",O62/'Cost scenario - input'!$G47),\"\")","v":6.1120581743442175},{"$f":"IFERROR(IF(OR(P62=\"\",'Cost scenario - input'!$G47=\"\"),\"\",P62/'Cost scenario - input'!$G47),\"\")","v":6.3886347741690406},{"$f":"IFERROR(IF(OR(Q62=\"\",'Cost scenario - input'!$G47=\"\"),\"\",Q62/'Cost scenario - input'!$G47),\"\")","v":6.6903739477425228},{"$f":"IFERROR(IF(OR(R62=\"\",'Cost scenario - input'!$G47=\"\"),\"\",R62/'Cost scenario - input'!$G47),\"\")","v":7.0288944362948689},{"$f":"IFERROR(IF(OR(S62=\"\",'Cost scenario - input'!$G47=\"\"),\"\",S62/'Cost scenario - input'!$G47),\"\")","v":7.4158622454516863},{"$f":"IFERROR(IF(OR(T62=\"\",'Cost scenario - input'!$G47=\"\"),\"\",T62/'Cost scenario - input'!$G47),\"\")","v":7.8621644129053685},{"$f":"IFERROR(IF(OR(U62=\"\",'Cost scenario - input'!$G47=\"\"),\"\",U62/'Cost scenario - input'!$G47),\"\")","v":8.3770378993267496},{"$f":"IFERROR(IF(OR(V62=\"\",'Cost scenario - input'!$G47=\"\"),\"\",V62/'Cost scenario - input'!$G47),\"\")","v":8.9672119514631401},{"$f":"IFERROR(IF(OR(W62=\"\",'Cost scenario - input'!$G47=\"\"),\"\",W62/'Cost scenario - input'!$G47),\"\")","v":9.6361251289054746}]
[{"$f":"IFERROR('Cost scenario - input'!A48,\"\")","v":6},{"$f":"IFERROR('Cost scenario - input'!B48,\"\")","v":"UNDERGROUND CABLES"},{"$f":"IFERROR('Cost scenario - input'!C48,\"\")","v":"> 22 kv & < = 33 kv"},{"$f":"IFERROR(repcalc('Cost scenario - input'!$CY48:$GK48,'Cost scenario - input'!$J48,'Cost scenario - input'!$H48,'Cost scenario - input'!$I48,20,TRUE,TRUE),\"\")","v":530.75969553337916},459.87730963261032,390.92389274445679,326.05607778732588,266.86230975172356,214.35076636654696,168.98992787981007,130.78755075707028,99.392150046622987,74.201952358130782,54.468959326908696,39.389427461772215,28.175930572812597,20.109601366685212,14.573758314682081,11.07175688223089,9.2325990208714792,8.807761529867463,9.6621006036443227,11.760810678561452,{"$f":"IFERROR(IF(OR(D63=\"\",'Cost scenario - input'!$G48=\"\"),\"\",D63/'Cost scenario - input'!$G48),\"\")","v":5.1990009010549958},{"$f":"IFERROR(IF(OR(E63=\"\",'Cost scenario - input'!$G48=\"\"),\"\",E63/'Cost scenario - input'!$G48),\"\")","v":4.5046799281772634},{"$f":"IFERROR(IF(OR(F63=\"\",'Cost scenario - input'!$G48=\"\"),\"\",F63/'Cost scenario - input'!$G48),\"\")","v":3.8292539688416114},{"$f":"IFERROR(IF(OR(G63=\"\",'Cost scenario - input'!$G48=\"\"),\"\",G63/'Cost scenario - input'!$G48),\"\")","v":3.1938480944888497},{"$f":"IFERROR(IF(OR(H63=\"\",'Cost scenario - input'!$G48=\"\"),\"\",H63/'Cost scenario - input'!$G48),\"\")","v":2.614021751336193},{"$f":"IFERROR(IF(OR(I63=\"\",'Cost scenario - input'!$G48=\"\"),\"\",I63/'Cost scenario - input'!$G48),\"\")","v":2.0996504385315031},{"$f":"IFERROR(IF(OR(J63=\"\",'Cost scenario - input'!$G48=\"\"),\"\",J63/'Cost scenario - input'!$G48),\"\")","v":1.6553231051831028},{"$f":"IFERROR(IF(OR(K63=\"\",'Cost scenario - input'!$G48=\"\"),\"\",K63/'Cost scenario - input'!$G48),\"\")","v":1.2811157289354158},{"$f":"IFERROR(IF(OR(L63=\"\",'Cost scenario - input'!$G48=\"\"),\"\",L63/'Cost scenario - input'!$G48),\"\")","v":0.97358537582793692},{"$f":"IFERROR(IF(OR(M63=\"\",'Cost scenario - input'!$G48=\"\"),\"\",M63/'Cost scenario - input'!$G48),\"\")","v":0.72683743776415033},{"$f":"IFERROR(IF(OR(N63=\"\",'Cost scenario - input'!$G48=\"\"),\"\",N63/'Cost scenario - input'!$G48),\"\")","v":0.53354497525578781},{"$f":"IFERROR(IF(OR(O63=\"\",'Cost scenario - input'!$G48=\"\"),\"\",O63/'Cost scenario - input'!$G48),\"\")","v":0.38583500327770331},{"$f":"IFERROR(IF(OR(P63=\"\",'Cost scenario - input'!$G48=\"\"),\"\",P63/'Cost scenario - input'!$G48),\"\")","v":0.27599437121710241},{"$f":"IFERROR(IF(OR(Q63=\"\",'Cost scenario - input'!$G48=\"\"),\"\",Q63/'Cost scenario - input'!$G48),\"\")","v":0.1969814899380922},{"$f":"IFERROR(IF(OR(R63=\"\",'Cost scenario - input'!$G48=\"\"),\"\",R63/'Cost scenario - input'!$G48),\"\")","v":0.14275572023916955},{"$f":"IFERROR(IF(OR(S63=\"\",'Cost scenario - input'!$G48=\"\"),\"\",S63/'Cost scenario - input'!$G48),\"\")","v":0.10845223269851734},{"$f":"IFERROR(IF(OR(T63=\"\",'Cost scenario - input'!$G48=\"\"),\"\",T63/'Cost scenario - input'!$G48),\"\")","v":9.0436954864014513E-2},{"$f":"IFERROR(IF(OR(U63=\"\",'Cost scenario - input'!$G48=\"\"),\"\",U63/'Cost scenario - input'!$G48),\"\")","v":8.6275503802226192E-2},{"$f":"IFERROR(IF(OR(V63=\"\",'Cost scenario - input'!$G48=\"\"),\"\",V63/'Cost scenario - input'!$G48),\"\")","v":9.4644092547286715E-2},{"$f":"IFERROR(IF(OR(W63=\"\",'Cost scenario - input'!$G48=\"\"),\"\",W63/'Cost scenario - input'!$G48),\"\")","v":0.11520178685295984}]
[{"$f":"IFERROR('Cost scenario - input'!A49,\"\")","v":""},{"$f":"IFERROR('Cost scenario - input'!B49,\"\")","v":""},{"$f":"IFERROR('Cost scenario - input'!C49,\"\")","v":""},{"$f":"IFERROR(repcalc('Cost scenario - input'!$CY49:$GK49,'Cost scenario - input'!$J49,'Cost scenario - input'!$H49,'Cost scenario - input'!$I49,20,TRUE,TRUE),\"\")","v":""},"","","","","","","","","","","","","","","","","","","",{"$f":"IFERROR(IF(OR(D64=\"\",'Cost scenario - input'!$G49=\"\"),\"\",D64/'Cost scenario - input'!$G49),\"\")","v":""},{"$f":"IFERROR(IF(OR(E64=\"\",'Cost scenario - input'!$G49=\"\"),\"\",E64/'Cost scenario - input'!$G49),\"\")","v":""},{"$f":"IFERROR(IF(OR(F64=\"\",'Cost scenario - input'!$G49=\"\"),\"\",F64/'Cost scenario - input'!$G49),\"\")","v":""},{"$f":"IFERROR(IF(OR(G64=\"\",'Cost scenario - input'!$G49=\"\"),\"\",G64/'Cost scenario - input'!$G49),\"\")","v":""},{"$f":"IFERROR(IF(OR(H64=\"\",'Cost scenario - input'!$G49=\"\"),\"\",H64/'Cost scenario - input'!$G49),\"\")","v":""},{"$f":"IFERROR(IF(OR(I64=\"\",'Cost scenario - input'!$G49=\"\"),\"\",I64/'Cost scenario - input'!$G49),\"\")","v":""},{"$f":"IFERROR(IF(OR(J64=\"\",'Cost scenario - input'!$G49=\"\"),\"\",J64/'Cost scenario - input'!$G49),\"\")","v":""},{"$f":"IFERROR(IF(OR(K64=\"\",'Cost scenario - input'!$G49=\"\"),\"\",K64/'Cost scenario - input'!$G49),\"\")","v":""},{"$f":"IFERROR(IF(OR(L64=\"\",'Cost scenario - input'!$G49=\"\"),\"\",L64/'Cost scenario - input'!$G49),\"\")","v":""},{"$f":"IFERROR(IF(OR(M64=\"\",'Cost scenario - input'!$G49=\"\"),\"\",M64/'Cost scenario - input'!$G49),\"\")","v":""},{"$f":"IFERROR(IF(OR(N64=\"\",'Cost scenario - input'!$G49=\"\"),\"\",N64/'Cost scenario - input'!$G49),\"\")","v":""},{"$f":"IFERROR(IF(OR(O64=\"\",'Cost scenario - input'!$G49=\"\"),\"\",O64/'Cost scenario - input'!$G49),\"\")","v":""},{"$f":"IFERROR(IF(OR(P64=\"\",'Cost scenario - input'!$G49=\"\"),\"\",P64/'Cost scenario - input'!$G49),\"\")","v":""},{"$f":"IFERROR(IF(OR(Q64=\"\",'Cost scenario - input'!$G49=\"\"),\"\",Q64/'Cost scenario - input'!$G49),\"\")","v":""},{"$f":"IFERROR(IF(OR(R64=\"\",'Cost scenario - input'!$G49=\"\"),\"\",R64/'Cost scenario - input'!$G49),\"\")","v":""},{"$f":"IFERROR(IF(OR(S64=\"\",'Cost scenario - input'!$G49=\"\"),\"\",S64/'Cost scenario - input'!$G49),\"\")","v":""},{"$f":"IFERROR(IF(OR(T64=\"\",'Cost scenario - input'!$G49=\"\"),\"\",T64/'Cost scenario - input'!$G49),\"\")","v":""},{"$f":"IFERROR(IF(OR(U64=\"\",'Cost scenario - input'!$G49=\"\"),\"\",U64/'Cost scenario - input'!$G49),\"\")","v":""},{"$f":"IFERROR(IF(OR(V64=\"\",'Cost scenario - input'!$G49=\"\"),\"\",V64/'Cost scenario - input'!$G49),\"\")","v":""},{"$f":"IFERROR(IF(OR(W64=\"\",'Cost scenario - input'!$G49=\"\"),\"\",W64/'Cost scenario - input'!$G49),\"\")","v":""}]
[{"$f":"IFERROR('Cost scenario - input'!A50,\"\")","v":""},{"$f":"IFERROR('Cost scenario - input'!B50,\"\")","v":""},{"$f":"IFERROR('Cost scenario - input'!C50,\"\")","v":""},{"$f":"IFERROR(repcalc('Cost scenario - input'!$CY50:$GK50,'Cost scenario - input'!$J50,'Cost scenario - input'!$H50,'Cost scenario - input'!$I50,20,TRUE,TRUE),\"\")","v":""},"","","","","","","","","","","","","","","","","","","",{"$f":"IFERROR(IF(OR(D65=\"\",'Cost scenario - input'!$G50=\"\"),\"\",D65/'Cost scenario - input'!$G50),\"\")","v":""},{"$f":"IFERROR(IF(OR(E65=\"\",'Cost scenario - input'!$G50=\"\"),\"\",E65/'Cost scenario - input'!$G50),\"\")","v":""},{"$f":"IFERROR(IF(OR(F65=\"\",'Cost scenario - input'!$G50=\"\"),\"\",F65/'Cost scenario - input'!$G50),\"\")","v":""},{"$f":"IFERROR(IF(OR(G65=\"\",'Cost scenario - input'!$G50=\"\"),\"\",G65/'Cost scenario - input'!$G50),\"\")","v":""},{"$f":"IFERROR(IF(OR(H65=\"\",'Cost scenario - input'!$G50=\"\"),\"\",H65/'Cost scenario - input'!$G50),\"\")","v":""},{"$f":"IFERROR(IF(OR(I65=\"\",'Cost scenario - input'!$G50=\"\"),\"\",I65/'Cost scenario - input'!$G50),\"\")","v":""},{"$f":"IFERROR(IF(OR(J65=\"\",'Cost scenario - input'!$G50=\"\"),\"\",J65/'Cost scenario - input'!$G50),\"\")","v":""},{"$f":"IFERROR(IF(OR(K65=\"\",'Cost scenario - input'!$G50=\"\"),\"\",K65/'Cost scenario - input'!$G50),\"\")","v":""},{"$f":"IFERROR(IF(OR(L65=\"\",'Cost scenario - input'!$G50=\"\"),\"\",L65/'Cost scenario - input'!$G50),\"\")","v":""},{"$f":"IFERROR(IF(OR(M65=\"\",'Cost scenario - input'!$G50=\"\"),\"\",M65/'Cost scenario - input'!$G50),\"\")","v":""},{"$f":"IFERROR(IF(OR(N65=\"\",'Cost scenario - input'!$G50=\"\"),\"\",N65/'Cost scenario - input'!$G50),\"\")","v":""},{"$f":"IFERROR(IF(OR(O65=\"\",'Cost scenario - input'!$G50=\"\"),\"\",O65/'Cost scenario - input'!$G50),\"\")","v":""},{"$f":"IFERROR(IF(OR(P65=\"\",'Cost scenario - input'!$G50=\"\"),\"\",P65/'Cost scenario - input'!$G50),\"\")","v":""},{"$f":"IFERROR(IF(OR(Q65=\"\",'Cost scenario - input'!$G50=\"\"),\"\",Q65/'Cost scenario - input'!$G50),\"\")","v":""},{"$f":"IFERROR(IF(OR(R65=\"\",'Cost scenario - input'!$G50=\"\"),\"\",R65/'Cost scenario - input'!$G50),\"\")","v":""},{"$f":"IFERROR(IF(OR(S65=\"\",'Cost scenario - input'!$G50=\"\"),\"\",S65/'Cost scenario - input'!$G50),\"\")","v":""},{"$f":"IFERROR(IF(OR(T65=\"\",'Cost scenario - input'!$G50=\"\"),\"\",T65/'Cost scenario - input'!$G50),\"\")","v":""},{"$f":"IFERROR(IF(OR(U65=\"\",'Cost scenario - input'!$G50=\"\"),\"\",U65/'Cost scenario - input'!$G50),\"\")","v":""},{"$f":"IFERROR(IF(OR(V65=\"\",'Cost scenario - input'!$G50=\"\"),\"\",V65/'Cost scenario - input'!$G50),\"\")","v":""},{"$f":"IFERROR(IF(OR(W65=\"\",'Cost scenario - input'!$G50=\"\"),\"\",W65/'Cost scenario - input'!$G50),\"\")","v":""}]
[{"$f":"IFERROR('Cost scenario - input'!A51,\"\")","v":""},{"$f":"IFERROR('Cost scenario - input'!B51,\"\")","v":""},{"$f":"IFERROR('Cost scenario - input'!C51,\"\")","v":""},{"$f":"IFERROR(repcalc('Cost scenario - input'!$CY51:$GK51,'Cost scenario - input'!$J51,'Cost scenario - input'!$H51,'Cost scenario - input'!$I51,20,TRUE,TRUE),\"\")","v":""},"","","","","","","","","","","","","","","","","","","",{"$f":"IFERROR(IF(OR(D66=\"\",'Cost scenario - input'!$G51=\"\"),\"\",D66/'Cost scenario - input'!$G51),\"\")","v":""},{"$f":"IFERROR(IF(OR(E66=\"\",'Cost scenario - input'!$G51=\"\"),\"\",E66/'Cost scenario - input'!$G51),\"\")","v":""},{"$f":"IFERROR(IF(OR(F66=\"\",'Cost scenario - input'!$G51=\"\"),\"\",F66/'Cost scenario - input'!$G51),\"\")","v":""},{"$f":"IFERROR(IF(OR(G66=\"\",'Cost scenario - input'!$G51=\"\"),\"\",G66/'Cost scenario - input'!$G51),\"\")","v":""},{"$f":"IFERROR(IF(OR(H66=\"\",'Cost scenario - input'!$G51=\"\"),\"\",H66/'Cost scenario - input'!$G51),\"\")","v":""},{"$f":"IFERROR(IF(OR(I66=\"\",'Cost scenario - input'!$G51=\"\"),\"\",I66/'Cost scenario - input'!$G51),\"\")","v":""},{"$f":"IFERROR(IF(OR(J66=\"\",'Cost scenario - input'!$G51=\"\"),\"\",J66/'Cost scenario - input'!$G51),\"\")","v":""},{"$f":"IFERROR(IF(OR(K66=\"\",'Cost scenario - input'!$G51=\"\"),\"\",K66/'Cost scenario - input'!$G51),\"\")","v":""},{"$f":"IFERROR(IF(OR(L66=\"\",'Cost scenario - input'!$G51=\"\"),\"\",L66/'Cost scenario - input'!$G51),\"\")","v":""},{"$f":"IFERROR(IF(OR(M66=\"\",'Cost scenario - input'!$G51=\"\"),\"\",M66/'Cost scenario - input'!$G51),\"\")","v":""},{"$f":"IFERROR(IF(OR(N66=\"\",'Cost scenario - input'!$G51=\"\"),\"\",N66/'Cost scenario - input'!$G51),\"\")","v":""},{"$f":"IFERROR(IF(OR(O66=\"\",'Cost scenario - input'!$G51=\"\"),\"\",O66/'Cost scenario - input'!$G51),\"\")","v":""},{"$f":"IFERROR(IF(OR(P66=\"\",'Cost scenario - input'!$G51=\"\"),\"\",P66/'Cost scenario - input'!$G51),\"\")","v":""},{"$f":"IFERROR(IF(OR(Q66=\"\",'Cost scenario - input'!$G51=\"\"),\"\",Q66/'Cost scenario - input'!$G51),\"\")","v":""},{"$f":"IFERROR(IF(OR(R66=\"\",'Cost scenario - input'!$G51=\"\"),\"\",R66/'Cost scenario - input'!$G51),\"\")","v":""},{"$f":"IFERROR(IF(OR(S66=\"\",'Cost scenario - input'!$G51=\"\"),\"\",S66/'Cost scenario - input'!$G51),\"\")","v":""},{"$f":"IFERROR(IF(OR(T66=\"\",'Cost scenario - input'!$G51=\"\"),\"\",T66/'Cost scenario - input'!$G51),\"\")","v":""},{"$f":"IFERROR(IF(OR(U66=\"\",'Cost scenario - input'!$G51=\"\"),\"\",U66/'Cost scenario - input'!$G51),\"\")","v":""},{"$f":"IFERROR(IF(OR(V66=\"\",'Cost scenario - input'!$G51=\"\"),\"\",V66/'Cost scenario - input'!$G51),\"\")","v":""},{"$f":"IFERROR(IF(OR(W66=\"\",'Cost scenario - input'!$G51=\"\"),\"\",W66/'Cost scenario - input'!$G51),\"\")","v":""}]
[{"$f":"IFERROR('Cost scenario - input'!A52,\"\")","v":""},{"$f":"IFERROR('Cost scenario - input'!B52,\"\")","v":""},{"$f":"IFERROR('Cost scenario - input'!C52,\"\")","v":""},{"$f":"IFERROR(repcalc('Cost scenario - input'!$CY52:$GK52,'Cost scenario - input'!$J52,'Cost scenario - input'!$H52,'Cost scenario - input'!$I52,20,TRUE,TRUE),\"\")","v":""},"","","","","","","","","","","","","","","","","","","",{"$f":"IFERROR(IF(OR(D67=\"\",'Cost scenario - input'!$G52=\"\"),\"\",D67/'Cost scenario - input'!$G52),\"\")","v":""},{"$f":"IFERROR(IF(OR(E67=\"\",'Cost scenario - input'!$G52=\"\"),\"\",E67/'Cost scenario - input'!$G52),\"\")","v":""},{"$f":"IFERROR(IF(OR(F67=\"\",'Cost scenario - input'!$G52=\"\"),\"\",F67/'Cost scenario - input'!$G52),\"\")","v":""},{"$f":"IFERROR(IF(OR(G67=\"\",'Cost scenario - input'!$G52=\"\"),\"\",G67/'Cost scenario - input'!$G52),\"\")","v":""},{"$f":"IFERROR(IF(OR(H67=\"\",'Cost scenario - input'!$G52=\"\"),\"\",H67/'Cost scenario - input'!$G52),\"\")","v":""},{"$f":"IFERROR(IF(OR(I67=\"\",'Cost scenario - input'!$G52=\"\"),\"\",I67/'Cost scenario - input'!$G52),\"\")","v":""},{"$f":"IFERROR(IF(OR(J67=\"\",'Cost scenario - input'!$G52=\"\"),\"\",J67/'Cost scenario - input'!$G52),\"\")","v":""},{"$f":"IFERROR(IF(OR(K67=\"\",'Cost scenario - input'!$G52=\"\"),\"\",K67/'Cost scenario - input'!$G52),\"\")","v":""},{"$f":"IFERROR(IF(OR(L67=\"\",'Cost scenario - input'!$G52=\"\"),\"\",L67/'Cost scenario - input'!$G52),\"\")","v":""},{"$f":"IFERROR(IF(OR(M67=\"\",'Cost scenario - input'!$G52=\"\"),\"\",M67/'Cost scenario - input'!$G52),\"\")","v":""},{"$f":"IFERROR(IF(OR(N67=\"\",'Cost scenario - input'!$G52=\"\"),\"\",N67/'Cost scenario - input'!$G52),\"\")","v":""},{"$f":"IFERROR(IF(OR(O67=\"\",'Cost scenario - input'!$G52=\"\"),\"\",O67/'Cost scenario - input'!$G52),\"\")","v":""},{"$f":"IFERROR(IF(OR(P67=\"\",'Cost scenario - input'!$G52=\"\"),\"\",P67/'Cost scenario - input'!$G52),\"\")","v":""},{"$f":"IFERROR(IF(OR(Q67=\"\",'Cost scenario - input'!$G52=\"\"),\"\",Q67/'Cost scenario - input'!$G52),\"\")","v":""},{"$f":"IFERROR(IF(OR(R67=\"\",'Cost scenario - input'!$G52=\"\"),\"\",R67/'Cost scenario - input'!$G52),\"\")","v":""},{"$f":"IFERROR(IF(OR(S67=\"\",'Cost scenario - input'!$G52=\"\"),\"\",S67/'Cost scenario - input'!$G52),\"\")","v":""},{"$f":"IFERROR(IF(OR(T67=\"\",'Cost scenario - input'!$G52=\"\"),\"\",T67/'Cost scenario - input'!$G52),\"\")","v":""},{"$f":"IFERROR(IF(OR(U67=\"\",'Cost scenario - input'!$G52=\"\"),\"\",U67/'Cost scenario - input'!$G52),\"\")","v":""},{"$f":"IFERROR(IF(OR(V67=\"\",'Cost scenario - input'!$G52=\"\"),\"\",V67/'Cost scenario - input'!$G52),\"\")","v":""},{"$f":"IFERROR(IF(OR(W67=\"\",'Cost scenario - input'!$G52=\"\"),\"\",W67/'Cost scenario - input'!$G52),\"\")","v":""}]
[{"$f":"IFERROR('Cost scenario - input'!A53,\"\")","v":""},{"$f":"IFERROR('Cost scenario - input'!B53,\"\")","v":""},{"$f":"IFERROR('Cost scenario - input'!C53,\"\")","v":""},{"$f":"IFERROR(repcalc('Cost scenario - input'!$CY53:$GK53,'Cost scenario - input'!$J53,'Cost scenario - input'!$H53,'Cost scenario - input'!$I53,20,TRUE,TRUE),\"\")","v":""},"","","","","","","","","","","","","","","","","","","",{"$f":"IFERROR(IF(OR(D68=\"\",'Cost scenario - input'!$G53=\"\"),\"\",D68/'Cost scenario - input'!$G53),\"\")","v":""},{"$f":"IFERROR(IF(OR(E68=\"\",'Cost scenario - input'!$G53=\"\"),\"\",E68/'Cost scenario - input'!$G53),\"\")","v":""},{"$f":"IFERROR(IF(OR(F68=\"\",'Cost scenario - input'!$G53=\"\"),\"\",F68/'Cost scenario - input'!$G53),\"\")","v":""},{"$f":"IFERROR(IF(OR(G68=\"\",'Cost scenario - input'!$G53=\"\"),\"\",G68/'Cost scenario - input'!$G53),\"\")","v":""},{"$f":"IFERROR(IF(OR(H68=\"\",'Cost scenario - input'!$G53=\"\"),\"\",H68/'Cost scenario - input'!$G53),\"\")","v":""},{"$f":"IFERROR(IF(OR(I68=\"\",'Cost scenario - input'!$G53=\"\"),\"\",I68/'Cost scenario - input'!$G53),\"\")","v":""},{"$f":"IFERROR(IF(OR(J68=\"\",'Cost scenario - input'!$G53=\"\"),\"\",J68/'Cost scenario - input'!$G53),\"\")","v":""},{"$f":"IFERROR(IF(OR(K68=\"\",'Cost scenario - input'!$G53=\"\"),\"\",K68/'Cost scenario - input'!$G53),\"\")","v":""},{"$f":"IFERROR(IF(OR(L68=\"\",'Cost scenario - input'!$G53=\"\"),\"\",L68/'Cost scenario - input'!$G53),\"\")","v":""},{"$f":"IFERROR(IF(OR(M68=\"\",'Cost scenario - input'!$G53=\"\"),\"\",M68/'Cost scenario - input'!$G53),\"\")","v":""},{"$f":"IFERROR(IF(OR(N68=\"\",'Cost scenario - input'!$G53=\"\"),\"\",N68/'Cost scenario - input'!$G53),\"\")","v":""},{"$f":"IFERROR(IF(OR(O68=\"\",'Cost scenario - input'!$G53=\"\"),\"\",O68/'Cost scenario - input'!$G53),\"\")","v":""},{"$f":"IFERROR(IF(OR(P68=\"\",'Cost scenario - input'!$G53=\"\"),\"\",P68/'Cost scenario - input'!$G53),\"\")","v":""},{"$f":"IFERROR(IF(OR(Q68=\"\",'Cost scenario - input'!$G53=\"\"),\"\",Q68/'Cost scenario - input'!$G53),\"\")","v":""},{"$f":"IFERROR(IF(OR(R68=\"\",'Cost scenario - input'!$G53=\"\"),\"\",R68/'Cost scenario - input'!$G53),\"\")","v":""},{"$f":"IFERROR(IF(OR(S68=\"\",'Cost scenario - input'!$G53=\"\"),\"\",S68/'Cost scenario - input'!$G53),\"\")","v":""},{"$f":"IFERROR(IF(OR(T68=\"\",'Cost scenario - input'!$G53=\"\"),\"\",T68/'Cost scenario - input'!$G53),\"\")","v":""},{"$f":"IFERROR(IF(OR(U68=\"\",'Cost scenario - input'!$G53=\"\"),\"\",U68/'Cost scenario - input'!$G53),\"\")","v":""},{"$f":"IFERROR(IF(OR(V68=\"\",'Cost scenario - input'!$G53=\"\"),\"\",V68/'Cost scenario - input'!$G53),\"\")","v":""},{"$f":"IFERROR(IF(OR(W68=\"\",'Cost scenario - input'!$G53=\"\"),\"\",W68/'Cost scenario - input'!$G53),\"\")","v":""}]
[{"$f":"IFERROR('Cost scenario - input'!A54,\"\")","v":""},{"$f":"IFERROR('Cost scenario - input'!B54,\"\")","v":""},{"$f":"IFERROR('Cost scenario - input'!C54,\"\")","v":""},{"$f":"IFERROR(repcalc('Cost scenario - input'!$CY54:$GK54,'Cost scenario - input'!$J54,'Cost scenario - input'!$H54,'Cost scenario - input'!$I54,20,TRUE,TRUE),\"\")","v":""},"","","","","","","","","","","","","","","","","","","",{"$f":"IFERROR(IF(OR(D69=\"\",'Cost scenario - input'!$G54=\"\"),\"\",D69/'Cost scenario - input'!$G54),\"\")","v":""},{"$f":"IFERROR(IF(OR(E69=\"\",'Cost scenario - input'!$G54=\"\"),\"\",E69/'Cost scenario - input'!$G54),\"\")","v":""},{"$f":"IFERROR(IF(OR(F69=\"\",'Cost scenario - input'!$G54=\"\"),\"\",F69/'Cost scenario - input'!$G54),\"\")","v":""},{"$f":"IFERROR(IF(OR(G69=\"\",'Cost scenario - input'!$G54=\"\"),\"\",G69/'Cost scenario - input'!$G54),\"\")","v":""},{"$f":"IFERROR(IF(OR(H69=\"\",'Cost scenario - input'!$G54=\"\"),\"\",H69/'Cost scenario - input'!$G54),\"\")","v":""},{"$f":"IFERROR(IF(OR(I69=\"\",'Cost scenario - input'!$G54=\"\"),\"\",I69/'Cost scenario - input'!$G54),\"\")","v":""},{"$f":"IFERROR(IF(OR(J69=\"\",'Cost scenario - input'!$G54=\"\"),\"\",J69/'Cost scenario - input'!$G54),\"\")","v":""},{"$f":"IFERROR(IF(OR(K69=\"\",'Cost scenario - input'!$G54=\"\"),\"\",K69/'Cost scenario - input'!$G54),\"\")","v":""},{"$f":"IFERROR(IF(OR(L69=\"\",'Cost scenario - input'!$G54=\"\"),\"\",L69/'Cost scenario - input'!$G54),\"\")","v":""},{"$f":"IFERROR(IF(OR(M69=\"\",'Cost scenario - input'!$G54=\"\"),\"\",M69/'Cost scenario - input'!$G54),\"\")","v":""},{"$f":"IFERROR(IF(OR(N69=\"\",'Cost scenario - input'!$G54=\"\"),\"\",N69/'Cost scenario - input'!$G54),\"\")","v":""},{"$f":"IFERROR(IF(OR(O69=\"\",'Cost scenario - input'!$G54=\"\"),\"\",O69/'Cost scenario - input'!$G54),\"\")","v":""},{"$f":"IFERROR(IF(OR(P69=\"\",'Cost scenario - input'!$G54=\"\"),\"\",P69/'Cost scenario - input'!$G54),\"\")","v":""},{"$f":"IFERROR(IF(OR(Q69=\"\",'Cost scenario - input'!$G54=\"\"),\"\",Q69/'Cost scenario - input'!$G54),\"\")","v":""},{"$f":"IFERROR(IF(OR(R69=\"\",'Cost scenario - input'!$G54=\"\"),\"\",R69/'Cost scenario - input'!$G54),\"\")","v":""},{"$f":"IFERROR(IF(OR(S69=\"\",'Cost scenario - input'!$G54=\"\"),\"\",S69/'Cost scenario - input'!$G54),\"\")","v":""},{"$f":"IFERROR(IF(OR(T69=\"\",'Cost scenario - input'!$G54=\"\"),\"\",T69/'Cost scenario - input'!$G54),\"\")","v":""},{"$f":"IFERROR(IF(OR(U69=\"\",'Cost scenario - input'!$G54=\"\"),\"\",U69/'Cost scenario - input'!$G54),\"\")","v":""},{"$f":"IFERROR(IF(OR(V69=\"\",'Cost scenario - input'!$G54=\"\"),\"\",V69/'Cost scenario - input'!$G54),\"\")","v":""},{"$f":"IFERROR(IF(OR(W69=\"\",'Cost scenario - input'!$G54=\"\"),\"\",W69/'Cost scenario - input'!$G54),\"\")","v":""}]
[{"$f":"IFERROR('Cost scenario - input'!A55,\"\")","v":""},{"$f":"IFERROR('Cost scenario - input'!B55,\"\")","v":""},{"$f":"IFERROR('Cost scenario - input'!C55,\"\")","v":""},{"$f":"IFERROR(repcalc('Cost scenario - input'!$CY55:$GK55,'Cost scenario - input'!$J55,'Cost scenario - input'!$H55,'Cost scenario - input'!$I55,20,TRUE,TRUE),\"\")","v":""},"","","","","","","","","","","","","","","","","","","",{"$f":"IFERROR(IF(OR(D70=\"\",'Cost scenario - input'!$G55=\"\"),\"\",D70/'Cost scenario - input'!$G55),\"\")","v":""},{"$f":"IFERROR(IF(OR(E70=\"\",'Cost scenario - input'!$G55=\"\"),\"\",E70/'Cost scenario - input'!$G55),\"\")","v":""},{"$f":"IFERROR(IF(OR(F70=\"\",'Cost scenario - input'!$G55=\"\"),\"\",F70/'Cost scenario - input'!$G55),\"\")","v":""},{"$f":"IFERROR(IF(OR(G70=\"\",'Cost scenario - input'!$G55=\"\"),\"\",G70/'Cost scenario - input'!$G55),\"\")","v":""},{"$f":"IFERROR(IF(OR(H70=\"\",'Cost scenario - input'!$G55=\"\"),\"\",H70/'Cost scenario - input'!$G55),\"\")","v":""},{"$f":"IFERROR(IF(OR(I70=\"\",'Cost scenario - input'!$G55=\"\"),\"\",I70/'Cost scenario - input'!$G55),\"\")","v":""},{"$f":"IFERROR(IF(OR(J70=\"\",'Cost scenario - input'!$G55=\"\"),\"\",J70/'Cost scenario - input'!$G55),\"\")","v":""},{"$f":"IFERROR(IF(OR(K70=\"\",'Cost scenario - input'!$G55=\"\"),\"\",K70/'Cost scenario - input'!$G55),\"\")","v":""},{"$f":"IFERROR(IF(OR(L70=\"\",'Cost scenario - input'!$G55=\"\"),\"\",L70/'Cost scenario - input'!$G55),\"\")","v":""},{"$f":"IFERROR(IF(OR(M70=\"\",'Cost scenario - input'!$G55=\"\"),\"\",M70/'Cost scenario - input'!$G55),\"\")","v":""},{"$f":"IFERROR(IF(OR(N70=\"\",'Cost scenario - input'!$G55=\"\"),\"\",N70/'Cost scenario - input'!$G55),\"\")","v":""},{"$f":"IFERROR(IF(OR(O70=\"\",'Cost scenario - input'!$G55=\"\"),\"\",O70/'Cost scenario - input'!$G55),\"\")","v":""},{"$f":"IFERROR(IF(OR(P70=\"\",'Cost scenario - input'!$G55=\"\"),\"\",P70/'Cost scenario - input'!$G55),\"\")","v":""},{"$f":"IFERROR(IF(OR(Q70=\"\",'Cost scenario - input'!$G55=\"\"),\"\",Q70/'Cost scenario - input'!$G55),\"\")","v":""},{"$f":"IFERROR(IF(OR(R70=\"\",'Cost scenario - input'!$G55=\"\"),\"\",R70/'Cost scenario - input'!$G55),\"\")","v":""},{"$f":"IFERROR(IF(OR(S70=\"\",'Cost scenario - input'!$G55=\"\"),\"\",S70/'Cost scenario - input'!$G55),\"\")","v":""},{"$f":"IFERROR(IF(OR(T70=\"\",'Cost scenario - input'!$G55=\"\"),\"\",T70/'Cost scenario - input'!$G55),\"\")","v":""},{"$f":"IFERROR(IF(OR(U70=\"\",'Cost scenario - input'!$G55=\"\"),\"\",U70/'Cost scenario - input'!$G55),\"\")","v":""},{"$f":"IFERROR(IF(OR(V70=\"\",'Cost scenario - input'!$G55=\"\"),\"\",V70/'Cost scenario - input'!$G55),\"\")","v":""},{"$f":"IFERROR(IF(OR(W70=\"\",'Cost scenario - input'!$G55=\"\"),\"\",W70/'Cost scenario - input'!$G55),\"\")","v":""}]
[{"$f":"IFERROR('Cost scenario - input'!A56,\"\")","v":""},{"$f":"IFERROR('Cost scenario - input'!B56,\"\")","v":""},{"$f":"IFERROR('Cost scenario - input'!C56,\"\")","v":""},{"$f":"IFERROR(repcalc('Cost scenario - input'!$CY56:$GK56,'Cost scenario - input'!$J56,'Cost scenario - input'!$H56,'Cost scenario - input'!$I56,20,TRUE,TRUE),\"\")","v":""},"","","","","","","","","","","","","","","","","","","",{"$f":"IFERROR(IF(OR(D71=\"\",'Cost scenario - input'!$G56=\"\"),\"\",D71/'Cost scenario - input'!$G56),\"\")","v":""},{"$f":"IFERROR(IF(OR(E71=\"\",'Cost scenario - input'!$G56=\"\"),\"\",E71/'Cost scenario - input'!$G56),\"\")","v":""},{"$f":"IFERROR(IF(OR(F71=\"\",'Cost scenario - input'!$G56=\"\"),\"\",F71/'Cost scenario - input'!$G56),\"\")","v":""},{"$f":"IFERROR(IF(OR(G71=\"\",'Cost scenario - input'!$G56=\"\"),\"\",G71/'Cost scenario - input'!$G56),\"\")","v":""},{"$f":"IFERROR(IF(OR(H71=\"\",'Cost scenario - input'!$G56=\"\"),\"\",H71/'Cost scenario - input'!$G56),\"\")","v":""},{"$f":"IFERROR(IF(OR(I71=\"\",'Cost scenario - input'!$G56=\"\"),\"\",I71/'Cost scenario - input'!$G56),\"\")","v":""},{"$f":"IFERROR(IF(OR(J71=\"\",'Cost scenario - input'!$G56=\"\"),\"\",J71/'Cost scenario - input'!$G56),\"\")","v":""},{"$f":"IFERROR(IF(OR(K71=\"\",'Cost scenario - input'!$G56=\"\"),\"\",K71/'Cost scenario - input'!$G56),\"\")","v":""},{"$f":"IFERROR(IF(OR(L71=\"\",'Cost scenario - input'!$G56=\"\"),\"\",L71/'Cost scenario - input'!$G56),\"\")","v":""},{"$f":"IFERROR(IF(OR(M71=\"\",'Cost scenario - input'!$G56=\"\"),\"\",M71/'Cost scenario - input'!$G56),\"\")","v":""},{"$f":"IFERROR(IF(OR(N71=\"\",'Cost scenario - input'!$G56=\"\"),\"\",N71/'Cost scenario - input'!$G56),\"\")","v":""},{"$f":"IFERROR(IF(OR(O71=\"\",'Cost scenario - input'!$G56=\"\"),\"\",O71/'Cost scenario - input'!$G56),\"\")","v":""},{"$f":"IFERROR(IF(OR(P71=\"\",'Cost scenario - input'!$G56=\"\"),\"\",P71/'Cost scenario - input'!$G56),\"\")","v":""},{"$f":"IFERROR(IF(OR(Q71=\"\",'Cost scenario - input'!$G56=\"\"),\"\",Q71/'Cost scenario - input'!$G56),\"\")","v":""},{"$f":"IFERROR(IF(OR(R71=\"\",'Cost scenario - input'!$G56=\"\"),\"\",R71/'Cost scenario - input'!$G56),\"\")","v":""},{"$f":"IFERROR(IF(OR(S71=\"\",'Cost scenario - input'!$G56=\"\"),\"\",S71/'Cost scenario - input'!$G56),\"\")","v":""},{"$f":"IFERROR(IF(OR(T71=\"\",'Cost scenario - input'!$G56=\"\"),\"\",T71/'Cost scenario - input'!$G56),\"\")","v":""},{"$f":"IFERROR(IF(OR(U71=\"\",'Cost scenario - input'!$G56=\"\"),\"\",U71/'Cost scenario - input'!$G56),\"\")","v":""},{"$f":"IFERROR(IF(OR(V71=\"\",'Cost scenario - input'!$G56=\"\"),\"\",V71/'Cost scenario - input'!$G56),\"\")","v":""},{"$f":"IFERROR(IF(OR(W71=\"\",'Cost scenario - input'!$G56=\"\"),\"\",W71/'Cost scenario - input'!$G56),\"\")","v":""}]
[{"$f":"IFERROR('Cost scenario - input'!A57,\"\")","v":""},{"$f":"IFERROR('Cost scenario - input'!B57,\"\")","v":""},{"$f":"IFERROR('Cost scenario - input'!C57,\"\")","v":""},{"$f":"IFERROR(repcalc('Cost scenario - input'!$CY57:$GK57,'Cost scenario - input'!$J57,'Cost scenario - input'!$H57,'Cost scenario - input'!$I57,20,TRUE,TRUE),\"\")","v":""},"","","","","","","","","","","","","","","","","","","",{"$f":"IFERROR(IF(OR(D72=\"\",'Cost scenario - input'!$G57=\"\"),\"\",D72/'Cost scenario - input'!$G57),\"\")","v":""},{"$f":"IFERROR(IF(OR(E72=\"\",'Cost scenario - input'!$G57=\"\"),\"\",E72/'Cost scenario - input'!$G57),\"\")","v":""},{"$f":"IFERROR(IF(OR(F72=\"\",'Cost scenario - input'!$G57=\"\"),\"\",F72/'Cost scenario - input'!$G57),\"\")","v":""},{"$f":"IFERROR(IF(OR(G72=\"\",'Cost scenario - input'!$G57=\"\"),\"\",G72/'Cost scenario - input'!$G57),\"\")","v":""},{"$f":"IFERROR(IF(OR(H72=\"\",'Cost scenario - input'!$G57=\"\"),\"\",H72/'Cost scenario - input'!$G57),\"\")","v":""},{"$f":"IFERROR(IF(OR(I72=\"\",'Cost scenario - input'!$G57=\"\"),\"\",I72/'Cost scenario - input'!$G57),\"\")","v":""},{"$f":"IFERROR(IF(OR(J72=\"\",'Cost scenario - input'!$G57=\"\"),\"\",J72/'Cost scenario - input'!$G57),\"\")","v":""},{"$f":"IFERROR(IF(OR(K72=\"\",'Cost scenario - input'!$G57=\"\"),\"\",K72/'Cost scenario - input'!$G57),\"\")","v":""},{"$f":"IFERROR(IF(OR(L72=\"\",'Cost scenario - input'!$G57=\"\"),\"\",L72/'Cost scenario - input'!$G57),\"\")","v":""},{"$f":"IFERROR(IF(OR(M72=\"\",'Cost scenario - input'!$G57=\"\"),\"\",M72/'Cost scenario - input'!$G57),\"\")","v":""},{"$f":"IFERROR(IF(OR(N72=\"\",'Cost scenario - input'!$G57=\"\"),\"\",N72/'Cost scenario - input'!$G57),\"\")","v":""},{"$f":"IFERROR(IF(OR(O72=\"\",'Cost scenario - input'!$G57=\"\"),\"\",O72/'Cost scenario - input'!$G57),\"\")","v":""},{"$f":"IFERROR(IF(OR(P72=\"\",'Cost scenario - input'!$G57=\"\"),\"\",P72/'Cost scenario - input'!$G57),\"\")","v":""},{"$f":"IFERROR(IF(OR(Q72=\"\",'Cost scenario - input'!$G57=\"\"),\"\",Q72/'Cost scenario - input'!$G57),\"\")","v":""},{"$f":"IFERROR(IF(OR(R72=\"\",'Cost scenario - input'!$G57=\"\"),\"\",R72/'Cost scenario - input'!$G57),\"\")","v":""},{"$f":"IFERROR(IF(OR(S72=\"\",'Cost scenario - input'!$G57=\"\"),\"\",S72/'Cost scenario - input'!$G57),\"\")","v":""},{"$f":"IFERROR(IF(OR(T72=\"\",'Cost scenario - input'!$G57=\"\"),\"\",T72/'Cost scenario - input'!$G57),\"\")","v":""},{"$f":"IFERROR(IF(OR(U72=\"\",'Cost scenario - input'!$G57=\"\"),\"\",U72/'Cost scenario - input'!$G57),\"\")","v":""},{"$f":"IFERROR(IF(OR(V72=\"\",'Cost scenario - input'!$G57=\"\"),\"\",V72/'Cost scenario - input'!$G57),\"\")","v":""},{"$f":"IFERROR(IF(OR(W72=\"\",'Cost scenario - input'!$G57=\"\"),\"\",W72/'Cost scenario - input'!$G57),\"\")","v":""}]
[{"$f":"IFERROR('Cost scenario - input'!A58,\"\")","v":""},{"$f":"IFERROR('Cost scenario - input'!B58,\"\")","v":""},{"$f":"IFERROR('Cost scenario - input'!C58,\"\")","v":""},{"$f":"IFERROR(repcalc('Cost scenario - input'!$CY58:$GK58,'Cost scenario - input'!$J58,'Cost scenario - input'!$H58,'Cost scenario - input'!$I58,20,TRUE,TRUE),\"\")","v":""},"","","","","","","","","","","","","","","","","","","",{"$f":"IFERROR(IF(OR(D73=\"\",'Cost scenario - input'!$G58=\"\"),\"\",D73/'Cost scenario - input'!$G58),\"\")","v":""},{"$f":"IFERROR(IF(OR(E73=\"\",'Cost scenario - input'!$G58=\"\"),\"\",E73/'Cost scenario - input'!$G58),\"\")","v":""},{"$f":"IFERROR(IF(OR(F73=\"\",'Cost scenario - input'!$G58=\"\"),\"\",F73/'Cost scenario - input'!$G58),\"\")","v":""},{"$f":"IFERROR(IF(OR(G73=\"\",'Cost scenario - input'!$G58=\"\"),\"\",G73/'Cost scenario - input'!$G58),\"\")","v":""},{"$f":"IFERROR(IF(OR(H73=\"\",'Cost scenario - input'!$G58=\"\"),\"\",H73/'Cost scenario - input'!$G58),\"\")","v":""},{"$f":"IFERROR(IF(OR(I73=\"\",'Cost scenario - input'!$G58=\"\"),\"\",I73/'Cost scenario - input'!$G58),\"\")","v":""},{"$f":"IFERROR(IF(OR(J73=\"\",'Cost scenario - input'!$G58=\"\"),\"\",J73/'Cost scenario - input'!$G58),\"\")","v":""},{"$f":"IFERROR(IF(OR(K73=\"\",'Cost scenario - input'!$G58=\"\"),\"\",K73/'Cost scenario - input'!$G58),\"\")","v":""},{"$f":"IFERROR(IF(OR(L73=\"\",'Cost scenario - input'!$G58=\"\"),\"\",L73/'Cost scenario - input'!$G58),\"\")","v":""},{"$f":"IFERROR(IF(OR(M73=\"\",'Cost scenario - input'!$G58=\"\"),\"\",M73/'Cost scenario - input'!$G58),\"\")","v":""},{"$f":"IFERROR(IF(OR(N73=\"\",'Cost scenario - input'!$G58=\"\"),\"\",N73/'Cost scenario - input'!$G58),\"\")","v":""},{"$f":"IFERROR(IF(OR(O73=\"\",'Cost scenario - input'!$G58=\"\"),\"\",O73/'Cost scenario - input'!$G58),\"\")","v":""},{"$f":"IFERROR(IF(OR(P73=\"\",'Cost scenario - input'!$G58=\"\"),\"\",P73/'Cost scenario - input'!$G58),\"\")","v":""},{"$f":"IFERROR(IF(OR(Q73=\"\",'Cost scenario - input'!$G58=\"\"),\"\",Q73/'Cost scenario - input'!$G58),\"\")","v":""},{"$f":"IFERROR(IF(OR(R73=\"\",'Cost scenario - input'!$G58=\"\"),\"\",R73/'Cost scenario - input'!$G58),\"\")","v":""},{"$f":"IFERROR(IF(OR(S73=\"\",'Cost scenario - input'!$G58=\"\"),\"\",S73/'Cost scenario - input'!$G58),\"\")","v":""},{"$f":"IFERROR(IF(OR(T73=\"\",'Cost scenario - input'!$G58=\"\"),\"\",T73/'Cost scenario - input'!$G58),\"\")","v":""},{"$f":"IFERROR(IF(OR(U73=\"\",'Cost scenario - input'!$G58=\"\"),\"\",U73/'Cost scenario - input'!$G58),\"\")","v":""},{"$f":"IFERROR(IF(OR(V73=\"\",'Cost scenario - input'!$G58=\"\"),\"\",V73/'Cost scenario - input'!$G58),\"\")","v":""},{"$f":"IFERROR(IF(OR(W73=\"\",'Cost scenario - input'!$G58=\"\"),\"\",W73/'Cost scenario - input'!$G58),\"\")","v":""}]
[{"$f":"IFERROR('Cost scenario - input'!A59,\"\")","v":""},{"$f":"IFERROR('Cost scenario - input'!B59,\"\")","v":""},{"$f":"IFERROR('Cost scenario - input'!C59,\"\")","v":""},{"$f":"IFERROR(repcalc('Cost scenario - input'!$CY59:$GK59,'Cost scenario - input'!$J59,'Cost scenario - input'!$H59,'Cost scenario - input'!$I59,20,TRUE,TRUE),\"\")","v":""},"","","","","","","","","","","","","","","","","","","",{"$f":"IFERROR(IF(OR(D74=\"\",'Cost scenario - input'!$G59=\"\"),\"\",D74/'Cost scenario - input'!$G59),\"\")","v":""},{"$f":"IFERROR(IF(OR(E74=\"\",'Cost scenario - input'!$G59=\"\"),\"\",E74/'Cost scenario - input'!$G59),\"\")","v":""},{"$f":"IFERROR(IF(OR(F74=\"\",'Cost scenario - input'!$G59=\"\"),\"\",F74/'Cost scenario - input'!$G59),\"\")","v":""},{"$f":"IFERROR(IF(OR(G74=\"\",'Cost scenario - input'!$G59=\"\"),\"\",G74/'Cost scenario - input'!$G59),\"\")","v":""},{"$f":"IFERROR(IF(OR(H74=\"\",'Cost scenario - input'!$G59=\"\"),\"\",H74/'Cost scenario - input'!$G59),\"\")","v":""},{"$f":"IFERROR(IF(OR(I74=\"\",'Cost scenario - input'!$G59=\"\"),\"\",I74/'Cost scenario - input'!$G59),\"\")","v":""},{"$f":"IFERROR(IF(OR(J74=\"\",'Cost scenario - input'!$G59=\"\"),\"\",J74/'Cost scenario - input'!$G59),\"\")","v":""},{"$f":"IFERROR(IF(OR(K74=\"\",'Cost scenario - input'!$G59=\"\"),\"\",K74/'Cost scenario - input'!$G59),\"\")","v":""},{"$f":"IFERROR(IF(OR(L74=\"\",'Cost scenario - input'!$G59=\"\"),\"\",L74/'Cost scenario - input'!$G59),\"\")","v":""},{"$f":"IFERROR(IF(OR(M74=\"\",'Cost scenario - input'!$G59=\"\"),\"\",M74/'Cost scenario - input'!$G59),\"\")","v":""},{"$f":"IFERROR(IF(OR(N74=\"\",'Cost scenario - input'!$G59=\"\"),\"\",N74/'Cost scenario - input'!$G59),\"\")","v":""},{"$f":"IFERROR(IF(OR(O74=\"\",'Cost scenario - input'!$G59=\"\"),\"\",O74/'Cost scenario - input'!$G59),\"\")","v":""},{"$f":"IFERROR(IF(OR(P74=\"\",'Cost scenario - input'!$G59=\"\"),\"\",P74/'Cost scenario - input'!$G59),\"\")","v":""},{"$f":"IFERROR(IF(OR(Q74=\"\",'Cost scenario - input'!$G59=\"\"),\"\",Q74/'Cost scenario - input'!$G59),\"\")","v":""},{"$f":"IFERROR(IF(OR(R74=\"\",'Cost scenario - input'!$G59=\"\"),\"\",R74/'Cost scenario - input'!$G59),\"\")","v":""},{"$f":"IFERROR(IF(OR(S74=\"\",'Cost scenario - input'!$G59=\"\"),\"\",S74/'Cost scenario - input'!$G59),\"\")","v":""},{"$f":"IFERROR(IF(OR(T74=\"\",'Cost scenario - input'!$G59=\"\"),\"\",T74/'Cost scenario - input'!$G59),\"\")","v":""},{"$f":"IFERROR(IF(OR(U74=\"\",'Cost scenario - input'!$G59=\"\"),\"\",U74/'Cost scenario - input'!$G59),\"\")","v":""},{"$f":"IFERROR(IF(OR(V74=\"\",'Cost scenario - input'!$G59=\"\"),\"\",V74/'Cost scenario - input'!$G59),\"\")","v":""},{"$f":"IFERROR(IF(OR(W74=\"\",'Cost scenario - input'!$G59=\"\"),\"\",W74/'Cost scenario - input'!$G59),\"\")","v":""}]
[{"$f":"IFERROR('Cost scenario - input'!A60,\"\")","v":""},{"$f":"IFERROR('Cost scenario - input'!B60,\"\")","v":""},{"$f":"IFERROR('Cost scenario - input'!C60,\"\")","v":""},{"$f":"IFERROR(repcalc('Cost scenario - input'!$CY60:$GK60,'Cost scenario - input'!$J60,'Cost scenario - input'!$H60,'Cost scenario - input'!$I60,20,TRUE,TRUE),\"\")","v":""},"","","","","","","","","","","","","","","","","","","",{"$f":"IFERROR(IF(OR(D75=\"\",'Cost scenario - input'!$G60=\"\"),\"\",D75/'Cost scenario - input'!$G60),\"\")","v":""},{"$f":"IFERROR(IF(OR(E75=\"\",'Cost scenario - input'!$G60=\"\"),\"\",E75/'Cost scenario - input'!$G60),\"\")","v":""},{"$f":"IFERROR(IF(OR(F75=\"\",'Cost scenario - input'!$G60=\"\"),\"\",F75/'Cost scenario - input'!$G60),\"\")","v":""},{"$f":"IFERROR(IF(OR(G75=\"\",'Cost scenario - input'!$G60=\"\"),\"\",G75/'Cost scenario - input'!$G60),\"\")","v":""},{"$f":"IFERROR(IF(OR(H75=\"\",'Cost scenario - input'!$G60=\"\"),\"\",H75/'Cost scenario - input'!$G60),\"\")","v":""},{"$f":"IFERROR(IF(OR(I75=\"\",'Cost scenario - input'!$G60=\"\"),\"\",I75/'Cost scenario - input'!$G60),\"\")","v":""},{"$f":"IFERROR(IF(OR(J75=\"\",'Cost scenario - input'!$G60=\"\"),\"\",J75/'Cost scenario - input'!$G60),\"\")","v":""},{"$f":"IFERROR(IF(OR(K75=\"\",'Cost scenario - input'!$G60=\"\"),\"\",K75/'Cost scenario - input'!$G60),\"\")","v":""},{"$f":"IFERROR(IF(OR(L75=\"\",'Cost scenario - input'!$G60=\"\"),\"\",L75/'Cost scenario - input'!$G60),\"\")","v":""},{"$f":"IFERROR(IF(OR(M75=\"\",'Cost scenario - input'!$G60=\"\"),\"\",M75/'Cost scenario - input'!$G60),\"\")","v":""},{"$f":"IFERROR(IF(OR(N75=\"\",'Cost scenario - input'!$G60=\"\"),\"\",N75/'Cost scenario - input'!$G60),\"\")","v":""},{"$f":"IFERROR(IF(OR(O75=\"\",'Cost scenario - input'!$G60=\"\"),\"\",O75/'Cost scenario - input'!$G60),\"\")","v":""},{"$f":"IFERROR(IF(OR(P75=\"\",'Cost scenario - input'!$G60=\"\"),\"\",P75/'Cost scenario - input'!$G60),\"\")","v":""},{"$f":"IFERROR(IF(OR(Q75=\"\",'Cost scenario - input'!$G60=\"\"),\"\",Q75/'Cost scenario - input'!$G60),\"\")","v":""},{"$f":"IFERROR(IF(OR(R75=\"\",'Cost scenario - input'!$G60=\"\"),\"\",R75/'Cost scenario - input'!$G60),\"\")","v":""},{"$f":"IFERROR(IF(OR(S75=\"\",'Cost scenario - input'!$G60=\"\"),\"\",S75/'Cost scenario - input'!$G60),\"\")","v":""},{"$f":"IFERROR(IF(OR(T75=\"\",'Cost scenario - input'!$G60=\"\"),\"\",T75/'Cost scenario - input'!$G60),\"\")","v":""},{"$f":"IFERROR(IF(OR(U75=\"\",'Cost scenario - input'!$G60=\"\"),\"\",U75/'Cost scenario - input'!$G60),\"\")","v":""},{"$f":"IFERROR(IF(OR(V75=\"\",'Cost scenario - input'!$G60=\"\"),\"\",V75/'Cost scenario - input'!$G60),\"\")","v":""},{"$f":"IFERROR(IF(OR(W75=\"\",'Cost scenario - input'!$G60=\"\"),\"\",W75/'Cost scenario - input'!$G60),\"\")","v":""}]
[{"$f":"IFERROR('Cost scenario - input'!A61,\"\")","v":""},{"$f":"IFERROR('Cost scenario - input'!B61,\"\")","v":""},{"$f":"IFERROR('Cost scenario - input'!C61,\"\")","v":""},{"$f":"IFERROR(repcalc('Cost scenario - input'!$CY61:$GK61,'Cost scenario - input'!$J61,'Cost scenario - input'!$H61,'Cost scenario - input'!$I61,20,TRUE,TRUE),\"\")","v":""},"","","","","","","","","","","","","","","","","","","",{"$f":"IFERROR(IF(OR(D76=\"\",'Cost scenario - input'!$G61=\"\"),\"\",D76/'Cost scenario - input'!$G61),\"\")","v":""},{"$f":"IFERROR(IF(OR(E76=\"\",'Cost scenario - input'!$G61=\"\"),\"\",E76/'Cost scenario - input'!$G61),\"\")","v":""},{"$f":"IFERROR(IF(OR(F76=\"\",'Cost scenario - input'!$G61=\"\"),\"\",F76/'Cost scenario - input'!$G61),\"\")","v":""},{"$f":"IFERROR(IF(OR(G76=\"\",'Cost scenario - input'!$G61=\"\"),\"\",G76/'Cost scenario - input'!$G61),\"\")","v":""},{"$f":"IFERROR(IF(OR(H76=\"\",'Cost scenario - input'!$G61=\"\"),\"\",H76/'Cost scenario - input'!$G61),\"\")","v":""},{"$f":"IFERROR(IF(OR(I76=\"\",'Cost scenario - input'!$G61=\"\"),\"\",I76/'Cost scenario - input'!$G61),\"\")","v":""},{"$f":"IFERROR(IF(OR(J76=\"\",'Cost scenario - input'!$G61=\"\"),\"\",J76/'Cost scenario - input'!$G61),\"\")","v":""},{"$f":"IFERROR(IF(OR(K76=\"\",'Cost scenario - input'!$G61=\"\"),\"\",K76/'Cost scenario - input'!$G61),\"\")","v":""},{"$f":"IFERROR(IF(OR(L76=\"\",'Cost scenario - input'!$G61=\"\"),\"\",L76/'Cost scenario - input'!$G61),\"\")","v":""},{"$f":"IFERROR(IF(OR(M76=\"\",'Cost scenario - input'!$G61=\"\"),\"\",M76/'Cost scenario - input'!$G61),\"\")","v":""},{"$f":"IFERROR(IF(OR(N76=\"\",'Cost scenario - input'!$G61=\"\"),\"\",N76/'Cost scenario - input'!$G61),\"\")","v":""},{"$f":"IFERROR(IF(OR(O76=\"\",'Cost scenario - input'!$G61=\"\"),\"\",O76/'Cost scenario - input'!$G61),\"\")","v":""},{"$f":"IFERROR(IF(OR(P76=\"\",'Cost scenario - input'!$G61=\"\"),\"\",P76/'Cost scenario - input'!$G61),\"\")","v":""},{"$f":"IFERROR(IF(OR(Q76=\"\",'Cost scenario - input'!$G61=\"\"),\"\",Q76/'Cost scenario - input'!$G61),\"\")","v":""},{"$f":"IFERROR(IF(OR(R76=\"\",'Cost scenario - input'!$G61=\"\"),\"\",R76/'Cost scenario - input'!$G61),\"\")","v":""},{"$f":"IFERROR(IF(OR(S76=\"\",'Cost scenario - input'!$G61=\"\"),\"\",S76/'Cost scenario - input'!$G61),\"\")","v":""},{"$f":"IFERROR(IF(OR(T76=\"\",'Cost scenario - input'!$G61=\"\"),\"\",T76/'Cost scenario - input'!$G61),\"\")","v":""},{"$f":"IFERROR(IF(OR(U76=\"\",'Cost scenario - input'!$G61=\"\"),\"\",U76/'Cost scenario - input'!$G61),\"\")","v":""},{"$f":"IFERROR(IF(OR(V76=\"\",'Cost scenario - input'!$G61=\"\"),\"\",V76/'Cost scenario - input'!$G61),\"\")","v":""},{"$f":"IFERROR(IF(OR(W76=\"\",'Cost scenario - input'!$G61=\"\"),\"\",W76/'Cost scenario - input'!$G61),\"\")","v":""}]
[{"$f":"IFERROR('Cost scenario - input'!A62,\"\")","v":""},{"$f":"IFERROR('Cost scenario - input'!B62,\"\")","v":""},{"$f":"IFERROR('Cost scenario - input'!C62,\"\")","v":""},{"$f":"IFERROR(repcalc('Cost scenario - input'!$CY62:$GK62,'Cost scenario - input'!$J62,'Cost scenario - input'!$H62,'Cost scenario - input'!$I62,20,TRUE,TRUE),\"\")","v":""},"","","","","","","","","","","","","","","","","","","",{"$f":"IFERROR(IF(OR(D77=\"\",'Cost scenario - input'!$G62=\"\"),\"\",D77/'Cost scenario - input'!$G62),\"\")","v":""},{"$f":"IFERROR(IF(OR(E77=\"\",'Cost scenario - input'!$G62=\"\"),\"\",E77/'Cost scenario - input'!$G62),\"\")","v":""},{"$f":"IFERROR(IF(OR(F77=\"\",'Cost scenario - input'!$G62=\"\"),\"\",F77/'Cost scenario - input'!$G62),\"\")","v":""},{"$f":"IFERROR(IF(OR(G77=\"\",'Cost scenario - input'!$G62=\"\"),\"\",G77/'Cost scenario - input'!$G62),\"\")","v":""},{"$f":"IFERROR(IF(OR(H77=\"\",'Cost scenario - input'!$G62=\"\"),\"\",H77/'Cost scenario - input'!$G62),\"\")","v":""},{"$f":"IFERROR(IF(OR(I77=\"\",'Cost scenario - input'!$G62=\"\"),\"\",I77/'Cost scenario - input'!$G62),\"\")","v":""},{"$f":"IFERROR(IF(OR(J77=\"\",'Cost scenario - input'!$G62=\"\"),\"\",J77/'Cost scenario - input'!$G62),\"\")","v":""},{"$f":"IFERROR(IF(OR(K77=\"\",'Cost scenario - input'!$G62=\"\"),\"\",K77/'Cost scenario - input'!$G62),\"\")","v":""},{"$f":"IFERROR(IF(OR(L77=\"\",'Cost scenario - input'!$G62=\"\"),\"\",L77/'Cost scenario - input'!$G62),\"\")","v":""},{"$f":"IFERROR(IF(OR(M77=\"\",'Cost scenario - input'!$G62=\"\"),\"\",M77/'Cost scenario - input'!$G62),\"\")","v":""},{"$f":"IFERROR(IF(OR(N77=\"\",'Cost scenario - input'!$G62=\"\"),\"\",N77/'Cost scenario - input'!$G62),\"\")","v":""},{"$f":"IFERROR(IF(OR(O77=\"\",'Cost scenario - input'!$G62=\"\"),\"\",O77/'Cost scenario - input'!$G62),\"\")","v":""},{"$f":"IFERROR(IF(OR(P77=\"\",'Cost scenario - input'!$G62=\"\"),\"\",P77/'Cost scenario - input'!$G62),\"\")","v":""},{"$f":"IFERROR(IF(OR(Q77=\"\",'Cost scenario - input'!$G62=\"\"),\"\",Q77/'Cost scenario - input'!$G62),\"\")","v":""},{"$f":"IFERROR(IF(OR(R77=\"\",'Cost scenario - input'!$G62=\"\"),\"\",R77/'Cost scenario - input'!$G62),\"\")","v":""},{"$f":"IFERROR(IF(OR(S77=\"\",'Cost scenario - input'!$G62=\"\"),\"\",S77/'Cost scenario - input'!$G62),\"\")","v":""},{"$f":"IFERROR(IF(OR(T77=\"\",'Cost scenario - input'!$G62=\"\"),\"\",T77/'Cost scenario - input'!$G62),\"\")","v":""},{"$f":"IFERROR(IF(OR(U77=\"\",'Cost scenario - input'!$G62=\"\"),\"\",U77/'Cost scenario - input'!$G62),\"\")","v":""},{"$f":"IFERROR(IF(OR(V77=\"\",'Cost scenario - input'!$G62=\"\"),\"\",V77/'Cost scenario - input'!$G62),\"\")","v":""},{"$f":"IFERROR(IF(OR(W77=\"\",'Cost scenario - input'!$G62=\"\"),\"\",W77/'Cost scenario - input'!$G62),\"\")","v":""}]
[{"$f":"IFERROR('Cost scenario - input'!A63,\"\")","v":""},{"$f":"IFERROR('Cost scenario - input'!B63,\"\")","v":""},{"$f":"IFERROR('Cost scenario - input'!C63,\"\")","v":""},{"$f":"IFERROR(repcalc('Cost scenario - input'!$CY63:$GK63,'Cost scenario - input'!$J63,'Cost scenario - input'!$H63,'Cost scenario - input'!$I63,20,TRUE,TRUE),\"\")","v":""},"","","","","","","","","","","","","","","","","","","",{"$f":"IFERROR(IF(OR(D78=\"\",'Cost scenario - input'!$G63=\"\"),\"\",D78/'Cost scenario - input'!$G63),\"\")","v":""},{"$f":"IFERROR(IF(OR(E78=\"\",'Cost scenario - input'!$G63=\"\"),\"\",E78/'Cost scenario - input'!$G63),\"\")","v":""},{"$f":"IFERROR(IF(OR(F78=\"\",'Cost scenario - input'!$G63=\"\"),\"\",F78/'Cost scenario - input'!$G63),\"\")","v":""},{"$f":"IFERROR(IF(OR(G78=\"\",'Cost scenario - input'!$G63=\"\"),\"\",G78/'Cost scenario - input'!$G63),\"\")","v":""},{"$f":"IFERROR(IF(OR(H78=\"\",'Cost scenario - input'!$G63=\"\"),\"\",H78/'Cost scenario - input'!$G63),\"\")","v":""},{"$f":"IFERROR(IF(OR(I78=\"\",'Cost scenario - input'!$G63=\"\"),\"\",I78/'Cost scenario - input'!$G63),\"\")","v":""},{"$f":"IFERROR(IF(OR(J78=\"\",'Cost scenario - input'!$G63=\"\"),\"\",J78/'Cost scenario - input'!$G63),\"\")","v":""},{"$f":"IFERROR(IF(OR(K78=\"\",'Cost scenario - input'!$G63=\"\"),\"\",K78/'Cost scenario - input'!$G63),\"\")","v":""},{"$f":"IFERROR(IF(OR(L78=\"\",'Cost scenario - input'!$G63=\"\"),\"\",L78/'Cost scenario - input'!$G63),\"\")","v":""},{"$f":"IFERROR(IF(OR(M78=\"\",'Cost scenario - input'!$G63=\"\"),\"\",M78/'Cost scenario - input'!$G63),\"\")","v":""},{"$f":"IFERROR(IF(OR(N78=\"\",'Cost scenario - input'!$G63=\"\"),\"\",N78/'Cost scenario - input'!$G63),\"\")","v":""},{"$f":"IFERROR(IF(OR(O78=\"\",'Cost scenario - input'!$G63=\"\"),\"\",O78/'Cost scenario - input'!$G63),\"\")","v":""},{"$f":"IFERROR(IF(OR(P78=\"\",'Cost scenario - input'!$G63=\"\"),\"\",P78/'Cost scenario - input'!$G63),\"\")","v":""},{"$f":"IFERROR(IF(OR(Q78=\"\",'Cost scenario - input'!$G63=\"\"),\"\",Q78/'Cost scenario - input'!$G63),\"\")","v":""},{"$f":"IFERROR(IF(OR(R78=\"\",'Cost scenario - input'!$G63=\"\"),\"\",R78/'Cost scenario - input'!$G63),\"\")","v":""},{"$f":"IFERROR(IF(OR(S78=\"\",'Cost scenario - input'!$G63=\"\"),\"\",S78/'Cost scenario - input'!$G63),\"\")","v":""},{"$f":"IFERROR(IF(OR(T78=\"\",'Cost scenario - input'!$G63=\"\"),\"\",T78/'Cost scenario - input'!$G63),\"\")","v":""},{"$f":"IFERROR(IF(OR(U78=\"\",'Cost scenario - input'!$G63=\"\"),\"\",U78/'Cost scenario - input'!$G63),\"\")","v":""},{"$f":"IFERROR(IF(OR(V78=\"\",'Cost scenario - input'!$G63=\"\"),\"\",V78/'Cost scenario - input'!$G63),\"\")","v":""},{"$f":"IFERROR(IF(OR(W78=\"\",'Cost scenario - input'!$G63=\"\"),\"\",W78/'Cost scenario - input'!$G63),\"\")","v":""}]
[{"$f":"IFERROR('Cost scenario - input'!A64,\"\")","v":""},{"$f":"IFERROR('Cost scenario - input'!B64,\"\")","v":""},{"$f":"IFERROR('Cost scenario - input'!C64,\"\")","v":""},{"$f":"IFERROR(repcalc('Cost scenario - input'!$CY64:$GK64,'Cost scenario - input'!$J64,'Cost scenario - input'!$H64,'Cost scenario - input'!$I64,20,TRUE,TRUE),\"\")","v":""},"","","","","","","","","","","","","","","","","","","",{"$f":"IFERROR(IF(OR(D79=\"\",'Cost scenario - input'!$G64=\"\"),\"\",D79/'Cost scenario - input'!$G64),\"\")","v":""},{"$f":"IFERROR(IF(OR(E79=\"\",'Cost scenario - input'!$G64=\"\"),\"\",E79/'Cost scenario - input'!$G64),\"\")","v":""},{"$f":"IFERROR(IF(OR(F79=\"\",'Cost scenario - input'!$G64=\"\"),\"\",F79/'Cost scenario - input'!$G64),\"\")","v":""},{"$f":"IFERROR(IF(OR(G79=\"\",'Cost scenario - input'!$G64=\"\"),\"\",G79/'Cost scenario - input'!$G64),\"\")","v":""},{"$f":"IFERROR(IF(OR(H79=\"\",'Cost scenario - input'!$G64=\"\"),\"\",H79/'Cost scenario - input'!$G64),\"\")","v":""},{"$f":"IFERROR(IF(OR(I79=\"\",'Cost scenario - input'!$G64=\"\"),\"\",I79/'Cost scenario - input'!$G64),\"\")","v":""},{"$f":"IFERROR(IF(OR(J79=\"\",'Cost scenario - input'!$G64=\"\"),\"\",J79/'Cost scenario - input'!$G64),\"\")","v":""},{"$f":"IFERROR(IF(OR(K79=\"\",'Cost scenario - input'!$G64=\"\"),\"\",K79/'Cost scenario - input'!$G64),\"\")","v":""},{"$f":"IFERROR(IF(OR(L79=\"\",'Cost scenario - input'!$G64=\"\"),\"\",L79/'Cost scenario - input'!$G64),\"\")","v":""},{"$f":"IFERROR(IF(OR(M79=\"\",'Cost scenario - input'!$G64=\"\"),\"\",M79/'Cost scenario - input'!$G64),\"\")","v":""},{"$f":"IFERROR(IF(OR(N79=\"\",'Cost scenario - input'!$G64=\"\"),\"\",N79/'Cost scenario - input'!$G64),\"\")","v":""},{"$f":"IFERROR(IF(OR(O79=\"\",'Cost scenario - input'!$G64=\"\"),\"\",O79/'Cost scenario - input'!$G64),\"\")","v":""},{"$f":"IFERROR(IF(OR(P79=\"\",'Cost scenario - input'!$G64=\"\"),\"\",P79/'Cost scenario - input'!$G64),\"\")","v":""},{"$f":"IFERROR(IF(OR(Q79=\"\",'Cost scenario - input'!$G64=\"\"),\"\",Q79/'Cost scenario - input'!$G64),\"\")","v":""},{"$f":"IFERROR(IF(OR(R79=\"\",'Cost scenario - input'!$G64=\"\"),\"\",R79/'Cost scenario - input'!$G64),\"\")","v":""},{"$f":"IFERROR(IF(OR(S79=\"\",'Cost scenario - input'!$G64=\"\"),\"\",S79/'Cost scenario - input'!$G64),\"\")","v":""},{"$f":"IFERROR(IF(OR(T79=\"\",'Cost scenario - input'!$G64=\"\"),\"\",T79/'Cost scenario - input'!$G64),\"\")","v":""},{"$f":"IFERROR(IF(OR(U79=\"\",'Cost scenario - input'!$G64=\"\"),\"\",U79/'Cost scenario - input'!$G64),\"\")","v":""},{"$f":"IFERROR(IF(OR(V79=\"\",'Cost scenario - input'!$G64=\"\"),\"\",V79/'Cost scenario - input'!$G64),\"\")","v":""},{"$f":"IFERROR(IF(OR(W79=\"\",'Cost scenario - input'!$G64=\"\"),\"\",W79/'Cost scenario - input'!$G64),\"\")","v":""}]
[{"$f":"IFERROR('Cost scenario - input'!A65,\"\")","v":""},{"$f":"IFERROR('Cost scenario - input'!B65,\"\")","v":""},{"$f":"IFERROR('Cost scenario - input'!C65,\"\")","v":""},{"$f":"IFERROR(repcalc('Cost scenario - input'!$CY65:$GK65,'Cost scenario - input'!$J65,'Cost scenario - input'!$H65,'Cost scenario - input'!$I65,20,TRUE,TRUE),\"\")","v":""},"","","","","","","","","","","","","","","","","","","",{"$f":"IFERROR(IF(OR(D80=\"\",'Cost scenario - input'!$G65=\"\"),\"\",D80/'Cost scenario - input'!$G65),\"\")","v":""},{"$f":"IFERROR(IF(OR(E80=\"\",'Cost scenario - input'!$G65=\"\"),\"\",E80/'Cost scenario - input'!$G65),\"\")","v":""},{"$f":"IFERROR(IF(OR(F80=\"\",'Cost scenario - input'!$G65=\"\"),\"\",F80/'Cost scenario - input'!$G65),\"\")","v":""},{"$f":"IFERROR(IF(OR(G80=\"\",'Cost scenario - input'!$G65=\"\"),\"\",G80/'Cost scenario - input'!$G65),\"\")","v":""},{"$f":"IFERROR(IF(OR(H80=\"\",'Cost scenario - input'!$G65=\"\"),\"\",H80/'Cost scenario - input'!$G65),\"\")","v":""},{"$f":"IFERROR(IF(OR(I80=\"\",'Cost scenario - input'!$G65=\"\"),\"\",I80/'Cost scenario - input'!$G65),\"\")","v":""},{"$f":"IFERROR(IF(OR(J80=\"\",'Cost scenario - input'!$G65=\"\"),\"\",J80/'Cost scenario - input'!$G65),\"\")","v":""},{"$f":"IFERROR(IF(OR(K80=\"\",'Cost scenario - input'!$G65=\"\"),\"\",K80/'Cost scenario - input'!$G65),\"\")","v":""},{"$f":"IFERROR(IF(OR(L80=\"\",'Cost scenario - input'!$G65=\"\"),\"\",L80/'Cost scenario - input'!$G65),\"\")","v":""},{"$f":"IFERROR(IF(OR(M80=\"\",'Cost scenario - input'!$G65=\"\"),\"\",M80/'Cost scenario - input'!$G65),\"\")","v":""},{"$f":"IFERROR(IF(OR(N80=\"\",'Cost scenario - input'!$G65=\"\"),\"\",N80/'Cost scenario - input'!$G65),\"\")","v":""},{"$f":"IFERROR(IF(OR(O80=\"\",'Cost scenario - input'!$G65=\"\"),\"\",O80/'Cost scenario - input'!$G65),\"\")","v":""},{"$f":"IFERROR(IF(OR(P80=\"\",'Cost scenario - input'!$G65=\"\"),\"\",P80/'Cost scenario - input'!$G65),\"\")","v":""},{"$f":"IFERROR(IF(OR(Q80=\"\",'Cost scenario - input'!$G65=\"\"),\"\",Q80/'Cost scenario - input'!$G65),\"\")","v":""},{"$f":"IFERROR(IF(OR(R80=\"\",'Cost scenario - input'!$G65=\"\"),\"\",R80/'Cost scenario - input'!$G65),\"\")","v":""},{"$f":"IFERROR(IF(OR(S80=\"\",'Cost scenario - input'!$G65=\"\"),\"\",S80/'Cost scenario - input'!$G65),\"\")","v":""},{"$f":"IFERROR(IF(OR(T80=\"\",'Cost scenario - input'!$G65=\"\"),\"\",T80/'Cost scenario - input'!$G65),\"\")","v":""},{"$f":"IFERROR(IF(OR(U80=\"\",'Cost scenario - input'!$G65=\"\"),\"\",U80/'Cost scenario - input'!$G65),\"\")","v":""},{"$f":"IFERROR(IF(OR(V80=\"\",'Cost scenario - input'!$G65=\"\"),\"\",V80/'Cost scenario - input'!$G65),\"\")","v":""},{"$f":"IFERROR(IF(OR(W80=\"\",'Cost scenario - input'!$G65=\"\"),\"\",W80/'Cost scenario - input'!$G65),\"\")","v":""}]
[{"$f":"IFERROR('Cost scenario - input'!A66,\"\")","v":""},{"$f":"IFERROR('Cost scenario - input'!B66,\"\")","v":""},{"$f":"IFERROR('Cost scenario - input'!C66,\"\")","v":""},{"$f":"IFERROR(repcalc('Cost scenario - input'!$CY66:$GK66,'Cost scenario - input'!$J66,'Cost scenario - input'!$H66,'Cost scenario - input'!$I66,20,TRUE,TRUE),\"\")","v":""},"","","","","","","","","","","","","","","","","","","",{"$f":"IFERROR(IF(OR(D81=\"\",'Cost scenario - input'!$G66=\"\"),\"\",D81/'Cost scenario - input'!$G66),\"\")","v":""},{"$f":"IFERROR(IF(OR(E81=\"\",'Cost scenario - input'!$G66=\"\"),\"\",E81/'Cost scenario - input'!$G66),\"\")","v":""},{"$f":"IFERROR(IF(OR(F81=\"\",'Cost scenario - input'!$G66=\"\"),\"\",F81/'Cost scenario - input'!$G66),\"\")","v":""},{"$f":"IFERROR(IF(OR(G81=\"\",'Cost scenario - input'!$G66=\"\"),\"\",G81/'Cost scenario - input'!$G66),\"\")","v":""},{"$f":"IFERROR(IF(OR(H81=\"\",'Cost scenario - input'!$G66=\"\"),\"\",H81/'Cost scenario - input'!$G66),\"\")","v":""},{"$f":"IFERROR(IF(OR(I81=\"\",'Cost scenario - input'!$G66=\"\"),\"\",I81/'Cost scenario - input'!$G66),\"\")","v":""},{"$f":"IFERROR(IF(OR(J81=\"\",'Cost scenario - input'!$G66=\"\"),\"\",J81/'Cost scenario - input'!$G66),\"\")","v":""},{"$f":"IFERROR(IF(OR(K81=\"\",'Cost scenario - input'!$G66=\"\"),\"\",K81/'Cost scenario - input'!$G66),\"\")","v":""},{"$f":"IFERROR(IF(OR(L81=\"\",'Cost scenario - input'!$G66=\"\"),\"\",L81/'Cost scenario - input'!$G66),\"\")","v":""},{"$f":"IFERROR(IF(OR(M81=\"\",'Cost scenario - input'!$G66=\"\"),\"\",M81/'Cost scenario - input'!$G66),\"\")","v":""},{"$f":"IFERROR(IF(OR(N81=\"\",'Cost scenario - input'!$G66=\"\"),\"\",N81/'Cost scenario - input'!$G66),\"\")","v":""},{"$f":"IFERROR(IF(OR(O81=\"\",'Cost scenario - input'!$G66=\"\"),\"\",O81/'Cost scenario - input'!$G66),\"\")","v":""},{"$f":"IFERROR(IF(OR(P81=\"\",'Cost scenario - input'!$G66=\"\"),\"\",P81/'Cost scenario - input'!$G66),\"\")","v":""},{"$f":"IFERROR(IF(OR(Q81=\"\",'Cost scenario - input'!$G66=\"\"),\"\",Q81/'Cost scenario - input'!$G66),\"\")","v":""},{"$f":"IFERROR(IF(OR(R81=\"\",'Cost scenario - input'!$G66=\"\"),\"\",R81/'Cost scenario - input'!$G66),\"\")","v":""},{"$f":"IFERROR(IF(OR(S81=\"\",'Cost scenario - input'!$G66=\"\"),\"\",S81/'Cost scenario - input'!$G66),\"\")","v":""},{"$f":"IFERROR(IF(OR(T81=\"\",'Cost scenario - input'!$G66=\"\"),\"\",T81/'Cost scenario - input'!$G66),\"\")","v":""},{"$f":"IFERROR(IF(OR(U81=\"\",'Cost scenario - input'!$G66=\"\"),\"\",U81/'Cost scenario - input'!$G66),\"\")","v":""},{"$f":"IFERROR(IF(OR(V81=\"\",'Cost scenario - input'!$G66=\"\"),\"\",V81/'Cost scenario - input'!$G66),\"\")","v":""},{"$f":"IFERROR(IF(OR(W81=\"\",'Cost scenario - input'!$G66=\"\"),\"\",W81/'Cost scenario - input'!$G66),\"\")","v":""}]
[{"$f":"IFERROR('Cost scenario - input'!A67,\"\")","v":""},{"$f":"IFERROR('Cost scenario - input'!B67,\"\")","v":""},{"$f":"IFERROR('Cost scenario - input'!C67,\"\")","v":""},{"$f":"IFERROR(repcalc('Cost scenario - input'!$CY67:$GK67,'Cost scenario - input'!$J67,'Cost scenario - input'!$H67,'Cost scenario - input'!$I67,20,TRUE,TRUE),\"\")","v":""},"","","","","","","","","","","","","","","","","","","",{"$f":"IFERROR(IF(OR(D82=\"\",'Cost scenario - input'!$G67=\"\"),\"\",D82/'Cost scenario - input'!$G67),\"\")","v":""},{"$f":"IFERROR(IF(OR(E82=\"\",'Cost scenario - input'!$G67=\"\"),\"\",E82/'Cost scenario - input'!$G67),\"\")","v":""},{"$f":"IFERROR(IF(OR(F82=\"\",'Cost scenario - input'!$G67=\"\"),\"\",F82/'Cost scenario - input'!$G67),\"\")","v":""},{"$f":"IFERROR(IF(OR(G82=\"\",'Cost scenario - input'!$G67=\"\"),\"\",G82/'Cost scenario - input'!$G67),\"\")","v":""},{"$f":"IFERROR(IF(OR(H82=\"\",'Cost scenario - input'!$G67=\"\"),\"\",H82/'Cost scenario - input'!$G67),\"\")","v":""},{"$f":"IFERROR(IF(OR(I82=\"\",'Cost scenario - input'!$G67=\"\"),\"\",I82/'Cost scenario - input'!$G67),\"\")","v":""},{"$f":"IFERROR(IF(OR(J82=\"\",'Cost scenario - input'!$G67=\"\"),\"\",J82/'Cost scenario - input'!$G67),\"\")","v":""},{"$f":"IFERROR(IF(OR(K82=\"\",'Cost scenario - input'!$G67=\"\"),\"\",K82/'Cost scenario - input'!$G67),\"\")","v":""},{"$f":"IFERROR(IF(OR(L82=\"\",'Cost scenario - input'!$G67=\"\"),\"\",L82/'Cost scenario - input'!$G67),\"\")","v":""},{"$f":"IFERROR(IF(OR(M82=\"\",'Cost scenario - input'!$G67=\"\"),\"\",M82/'Cost scenario - input'!$G67),\"\")","v":""},{"$f":"IFERROR(IF(OR(N82=\"\",'Cost scenario - input'!$G67=\"\"),\"\",N82/'Cost scenario - input'!$G67),\"\")","v":""},{"$f":"IFERROR(IF(OR(O82=\"\",'Cost scenario - input'!$G67=\"\"),\"\",O82/'Cost scenario - input'!$G67),\"\")","v":""},{"$f":"IFERROR(IF(OR(P82=\"\",'Cost scenario - input'!$G67=\"\"),\"\",P82/'Cost scenario - input'!$G67),\"\")","v":""},{"$f":"IFERROR(IF(OR(Q82=\"\",'Cost scenario - input'!$G67=\"\"),\"\",Q82/'Cost scenario - input'!$G67),\"\")","v":""},{"$f":"IFERROR(IF(OR(R82=\"\",'Cost scenario - input'!$G67=\"\"),\"\",R82/'Cost scenario - input'!$G67),\"\")","v":""},{"$f":"IFERROR(IF(OR(S82=\"\",'Cost scenario - input'!$G67=\"\"),\"\",S82/'Cost scenario - input'!$G67),\"\")","v":""},{"$f":"IFERROR(IF(OR(T82=\"\",'Cost scenario - input'!$G67=\"\"),\"\",T82/'Cost scenario - input'!$G67),\"\")","v":""},{"$f":"IFERROR(IF(OR(U82=\"\",'Cost scenario - input'!$G67=\"\"),\"\",U82/'Cost scenario - input'!$G67),\"\")","v":""},{"$f":"IFERROR(IF(OR(V82=\"\",'Cost scenario - input'!$G67=\"\"),\"\",V82/'Cost scenario - input'!$G67),\"\")","v":""},{"$f":"IFERROR(IF(OR(W82=\"\",'Cost scenario - input'!$G67=\"\"),\"\",W82/'Cost scenario - input'!$G67),\"\")","v":""}]
[{"$f":"IFERROR('Cost scenario - input'!A68,\"\")","v":""},{"$f":"IFERROR('Cost scenario - input'!B68,\"\")","v":""},{"$f":"IFERROR('Cost scenario - input'!C68,\"\")","v":""},{"$f":"IFERROR(repcalc('Cost scenario - input'!$CY68:$GK68,'Cost scenario - input'!$J68,'Cost scenario - input'!$H68,'Cost scenario - input'!$I68,20,TRUE,TRUE),\"\")","v":""},"","","","","","","","","","","","","","","","","","","",{"$f":"IFERROR(IF(OR(D83=\"\",'Cost scenario - input'!$G68=\"\"),\"\",D83/'Cost scenario - input'!$G68),\"\")","v":""},{"$f":"IFERROR(IF(OR(E83=\"\",'Cost scenario - input'!$G68=\"\"),\"\",E83/'Cost scenario - input'!$G68),\"\")","v":""},{"$f":"IFERROR(IF(OR(F83=\"\",'Cost scenario - input'!$G68=\"\"),\"\",F83/'Cost scenario - input'!$G68),\"\")","v":""},{"$f":"IFERROR(IF(OR(G83=\"\",'Cost scenario - input'!$G68=\"\"),\"\",G83/'Cost scenario - input'!$G68),\"\")","v":""},{"$f":"IFERROR(IF(OR(H83=\"\",'Cost scenario - input'!$G68=\"\"),\"\",H83/'Cost scenario - input'!$G68),\"\")","v":""},{"$f":"IFERROR(IF(OR(I83=\"\",'Cost scenario - input'!$G68=\"\"),\"\",I83/'Cost scenario - input'!$G68),\"\")","v":""},{"$f":"IFERROR(IF(OR(J83=\"\",'Cost scenario - input'!$G68=\"\"),\"\",J83/'Cost scenario - input'!$G68),\"\")","v":""},{"$f":"IFERROR(IF(OR(K83=\"\",'Cost scenario - input'!$G68=\"\"),\"\",K83/'Cost scenario - input'!$G68),\"\")","v":""},{"$f":"IFERROR(IF(OR(L83=\"\",'Cost scenario - input'!$G68=\"\"),\"\",L83/'Cost scenario - input'!$G68),\"\")","v":""},{"$f":"IFERROR(IF(OR(M83=\"\",'Cost scenario - input'!$G68=\"\"),\"\",M83/'Cost scenario - input'!$G68),\"\")","v":""},{"$f":"IFERROR(IF(OR(N83=\"\",'Cost scenario - input'!$G68=\"\"),\"\",N83/'Cost scenario - input'!$G68),\"\")","v":""},{"$f":"IFERROR(IF(OR(O83=\"\",'Cost scenario - input'!$G68=\"\"),\"\",O83/'Cost scenario - input'!$G68),\"\")","v":""},{"$f":"IFERROR(IF(OR(P83=\"\",'Cost scenario - input'!$G68=\"\"),\"\",P83/'Cost scenario - input'!$G68),\"\")","v":""},{"$f":"IFERROR(IF(OR(Q83=\"\",'Cost scenario - input'!$G68=\"\"),\"\",Q83/'Cost scenario - input'!$G68),\"\")","v":""},{"$f":"IFERROR(IF(OR(R83=\"\",'Cost scenario - input'!$G68=\"\"),\"\",R83/'Cost scenario - input'!$G68),\"\")","v":""},{"$f":"IFERROR(IF(OR(S83=\"\",'Cost scenario - input'!$G68=\"\"),\"\",S83/'Cost scenario - input'!$G68),\"\")","v":""},{"$f":"IFERROR(IF(OR(T83=\"\",'Cost scenario - input'!$G68=\"\"),\"\",T83/'Cost scenario - input'!$G68),\"\")","v":""},{"$f":"IFERROR(IF(OR(U83=\"\",'Cost scenario - input'!$G68=\"\"),\"\",U83/'Cost scenario - input'!$G68),\"\")","v":""},{"$f":"IFERROR(IF(OR(V83=\"\",'Cost scenario - input'!$G68=\"\"),\"\",V83/'Cost scenario - input'!$G68),\"\")","v":""},{"$f":"IFERROR(IF(OR(W83=\"\",'Cost scenario - input'!$G68=\"\"),\"\",W83/'Cost scenario - input'!$G68),\"\")","v":""}]
[{"$f":"IFERROR('Cost scenario - input'!A69,\"\")","v":""},{"$f":"IFERROR('Cost scenario - input'!B69,\"\")","v":""},{"$f":"IFERROR('Cost scenario - input'!C69,\"\")","v":""},{"$f":"IFERROR(repcalc('Cost scenario - input'!$CY69:$GK69,'Cost scenario - input'!$J69,'Cost scenario - input'!$H69,'Cost scenario - input'!$I69,20,TRUE,TRUE),\"\")","v":""},"","","","","","","","","","","","","","","","","","","",{"$f":"IFERROR(IF(OR(D84=\"\",'Cost scenario - input'!$G69=\"\"),\"\",D84/'Cost scenario - input'!$G69),\"\")","v":""},{"$f":"IFERROR(IF(OR(E84=\"\",'Cost scenario - input'!$G69=\"\"),\"\",E84/'Cost scenario - input'!$G69),\"\")","v":""},{"$f":"IFERROR(IF(OR(F84=\"\",'Cost scenario - input'!$G69=\"\"),\"\",F84/'Cost scenario - input'!$G69),\"\")","v":""},{"$f":"IFERROR(IF(OR(G84=\"\",'Cost scenario - input'!$G69=\"\"),\"\",G84/'Cost scenario - input'!$G69),\"\")","v":""},{"$f":"IFERROR(IF(OR(H84=\"\",'Cost scenario - input'!$G69=\"\"),\"\",H84/'Cost scenario - input'!$G69),\"\")","v":""},{"$f":"IFERROR(IF(OR(I84=\"\",'Cost scenario - input'!$G69=\"\"),\"\",I84/'Cost scenario - input'!$G69),\"\")","v":""},{"$f":"IFERROR(IF(OR(J84=\"\",'Cost scenario - input'!$G69=\"\"),\"\",J84/'Cost scenario - input'!$G69),\"\")","v":""},{"$f":"IFERROR(IF(OR(K84=\"\",'Cost scenario - input'!$G69=\"\"),\"\",K84/'Cost scenario - input'!$G69),\"\")","v":""},{"$f":"IFERROR(IF(OR(L84=\"\",'Cost scenario - input'!$G69=\"\"),\"\",L84/'Cost scenario - input'!$G69),\"\")","v":""},{"$f":"IFERROR(IF(OR(M84=\"\",'Cost scenario - input'!$G69=\"\"),\"\",M84/'Cost scenario - input'!$G69),\"\")","v":""},{"$f":"IFERROR(IF(OR(N84=\"\",'Cost scenario - input'!$G69=\"\"),\"\",N84/'Cost scenario - input'!$G69),\"\")","v":""},{"$f":"IFERROR(IF(OR(O84=\"\",'Cost scenario - input'!$G69=\"\"),\"\",O84/'Cost scenario - input'!$G69),\"\")","v":""},{"$f":"IFERROR(IF(OR(P84=\"\",'Cost scenario - input'!$G69=\"\"),\"\",P84/'Cost scenario - input'!$G69),\"\")","v":""},{"$f":"IFERROR(IF(OR(Q84=\"\",'Cost scenario - input'!$G69=\"\"),\"\",Q84/'Cost scenario - input'!$G69),\"\")","v":""},{"$f":"IFERROR(IF(OR(R84=\"\",'Cost scenario - input'!$G69=\"\"),\"\",R84/'Cost scenario - input'!$G69),\"\")","v":""},{"$f":"IFERROR(IF(OR(S84=\"\",'Cost scenario - input'!$G69=\"\"),\"\",S84/'Cost scenario - input'!$G69),\"\")","v":""},{"$f":"IFERROR(IF(OR(T84=\"\",'Cost scenario - input'!$G69=\"\"),\"\",T84/'Cost scenario - input'!$G69),\"\")","v":""},{"$f":"IFERROR(IF(OR(U84=\"\",'Cost scenario - input'!$G69=\"\"),\"\",U84/'Cost scenario - input'!$G69),\"\")","v":""},{"$f":"IFERROR(IF(OR(V84=\"\",'Cost scenario - input'!$G69=\"\"),\"\",V84/'Cost scenario - input'!$G69),\"\")","v":""},{"$f":"IFERROR(IF(OR(W84=\"\",'Cost scenario - input'!$G69=\"\"),\"\",W84/'Cost scenario - input'!$G69),\"\")","v":""}]
[{"$f":"IFERROR('Cost scenario - input'!A70,\"\")","v":""},{"$f":"IFERROR('Cost scenario - input'!B70,\"\")","v":""},{"$f":"IFERROR('Cost scenario - input'!C70,\"\")","v":""},{"$f":"IFERROR(repcalc('Cost scenario - input'!$CY70:$GK70,'Cost scenario - input'!$J70,'Cost scenario - input'!$H70,'Cost scenario - input'!$I70,20,TRUE,TRUE),\"\")","v":""},"","","","","","","","","","","","","","","","","","","",{"$f":"IFERROR(IF(OR(D85=\"\",'Cost scenario - input'!$G70=\"\"),\"\",D85/'Cost scenario - input'!$G70),\"\")","v":""},{"$f":"IFERROR(IF(OR(E85=\"\",'Cost scenario - input'!$G70=\"\"),\"\",E85/'Cost scenario - input'!$G70),\"\")","v":""},{"$f":"IFERROR(IF(OR(F85=\"\",'Cost scenario - input'!$G70=\"\"),\"\",F85/'Cost scenario - input'!$G70),\"\")","v":""},{"$f":"IFERROR(IF(OR(G85=\"\",'Cost scenario - input'!$G70=\"\"),\"\",G85/'Cost scenario - input'!$G70),\"\")","v":""},{"$f":"IFERROR(IF(OR(H85=\"\",'Cost scenario - input'!$G70=\"\"),\"\",H85/'Cost scenario - input'!$G70),\"\")","v":""},{"$f":"IFERROR(IF(OR(I85=\"\",'Cost scenario - input'!$G70=\"\"),\"\",I85/'Cost scenario - input'!$G70),\"\")","v":""},{"$f":"IFERROR(IF(OR(J85=\"\",'Cost scenario - input'!$G70=\"\"),\"\",J85/'Cost scenario - input'!$G70),\"\")","v":""},{"$f":"IFERROR(IF(OR(K85=\"\",'Cost scenario - input'!$G70=\"\"),\"\",K85/'Cost scenario - input'!$G70),\"\")","v":""},{"$f":"IFERROR(IF(OR(L85=\"\",'Cost scenario - input'!$G70=\"\"),\"\",L85/'Cost scenario - input'!$G70),\"\")","v":""},{"$f":"IFERROR(IF(OR(M85=\"\",'Cost scenario - input'!$G70=\"\"),\"\",M85/'Cost scenario - input'!$G70),\"\")","v":""},{"$f":"IFERROR(IF(OR(N85=\"\",'Cost scenario - input'!$G70=\"\"),\"\",N85/'Cost scenario - input'!$G70),\"\")","v":""},{"$f":"IFERROR(IF(OR(O85=\"\",'Cost scenario - input'!$G70=\"\"),\"\",O85/'Cost scenario - input'!$G70),\"\")","v":""},{"$f":"IFERROR(IF(OR(P85=\"\",'Cost scenario - input'!$G70=\"\"),\"\",P85/'Cost scenario - input'!$G70),\"\")","v":""},{"$f":"IFERROR(IF(OR(Q85=\"\",'Cost scenario - input'!$G70=\"\"),\"\",Q85/'Cost scenario - input'!$G70),\"\")","v":""},{"$f":"IFERROR(IF(OR(R85=\"\",'Cost scenario - input'!$G70=\"\"),\"\",R85/'Cost scenario - input'!$G70),\"\")","v":""},{"$f":"IFERROR(IF(OR(S85=\"\",'Cost scenario - input'!$G70=\"\"),\"\",S85/'Cost scenario - input'!$G70),\"\")","v":""},{"$f":"IFERROR(IF(OR(T85=\"\",'Cost scenario - input'!$G70=\"\"),\"\",T85/'Cost scenario - input'!$G70),\"\")","v":""},{"$f":"IFERROR(IF(OR(U85=\"\",'Cost scenario - input'!$G70=\"\"),\"\",U85/'Cost scenario - input'!$G70),\"\")","v":""},{"$f":"IFERROR(IF(OR(V85=\"\",'Cost scenario - input'!$G70=\"\"),\"\",V85/'Cost scenario - input'!$G70),\"\")","v":""},{"$f":"IFERROR(IF(OR(W85=\"\",'Cost scenario - input'!$G70=\"\"),\"\",W85/'Cost scenario - input'!$G70),\"\")","v":""}]
[{"$f":"IFERROR('Cost scenario - input'!A71,\"\")","v":""},{"$f":"IFERROR('Cost scenario - input'!B71,\"\")","v":""},{"$f":"IFERROR('Cost scenario - input'!C71,\"\")","v":""},{"$f":"IFERROR(repcalc('Cost scenario - input'!$CY71:$GK71,'Cost scenario - input'!$J71,'Cost scenario - input'!$H71,'Cost scenario - input'!$I71,20,TRUE,TRUE),\"\")","v":""},"","","","","","","","","","","","","","","","","","","",{"$f":"IFERROR(IF(OR(D86=\"\",'Cost scenario - input'!$G71=\"\"),\"\",D86/'Cost scenario - input'!$G71),\"\")","v":""},{"$f":"IFERROR(IF(OR(E86=\"\",'Cost scenario - input'!$G71=\"\"),\"\",E86/'Cost scenario - input'!$G71),\"\")","v":""},{"$f":"IFERROR(IF(OR(F86=\"\",'Cost scenario - input'!$G71=\"\"),\"\",F86/'Cost scenario - input'!$G71),\"\")","v":""},{"$f":"IFERROR(IF(OR(G86=\"\",'Cost scenario - input'!$G71=\"\"),\"\",G86/'Cost scenario - input'!$G71),\"\")","v":""},{"$f":"IFERROR(IF(OR(H86=\"\",'Cost scenario - input'!$G71=\"\"),\"\",H86/'Cost scenario - input'!$G71),\"\")","v":""},{"$f":"IFERROR(IF(OR(I86=\"\",'Cost scenario - input'!$G71=\"\"),\"\",I86/'Cost scenario - input'!$G71),\"\")","v":""},{"$f":"IFERROR(IF(OR(J86=\"\",'Cost scenario - input'!$G71=\"\"),\"\",J86/'Cost scenario - input'!$G71),\"\")","v":""},{"$f":"IFERROR(IF(OR(K86=\"\",'Cost scenario - input'!$G71=\"\"),\"\",K86/'Cost scenario - input'!$G71),\"\")","v":""},{"$f":"IFERROR(IF(OR(L86=\"\",'Cost scenario - input'!$G71=\"\"),\"\",L86/'Cost scenario - input'!$G71),\"\")","v":""},{"$f":"IFERROR(IF(OR(M86=\"\",'Cost scenario - input'!$G71=\"\"),\"\",M86/'Cost scenario - input'!$G71),\"\")","v":""},{"$f":"IFERROR(IF(OR(N86=\"\",'Cost scenario - input'!$G71=\"\"),\"\",N86/'Cost scenario - input'!$G71),\"\")","v":""},{"$f":"IFERROR(IF(OR(O86=\"\",'Cost scenario - input'!$G71=\"\"),\"\",O86/'Cost scenario - input'!$G71),\"\")","v":""},{"$f":"IFERROR(IF(OR(P86=\"\",'Cost scenario - input'!$G71=\"\"),\"\",P86/'Cost scenario - input'!$G71),\"\")","v":""},{"$f":"IFERROR(IF(OR(Q86=\"\",'Cost scenario - input'!$G71=\"\"),\"\",Q86/'Cost scenario - input'!$G71),\"\")","v":""},{"$f":"IFERROR(IF(OR(R86=\"\",'Cost scenario - input'!$G71=\"\"),\"\",R86/'Cost scenario - input'!$G71),\"\")","v":""},{"$f":"IFERROR(IF(OR(S86=\"\",'Cost scenario - input'!$G71=\"\"),\"\",S86/'Cost scenario - input'!$G71),\"\")","v":""},{"$f":"IFERROR(IF(OR(T86=\"\",'Cost scenario - input'!$G71=\"\"),\"\",T86/'Cost scenario - input'!$G71),\"\")","v":""},{"$f":"IFERROR(IF(OR(U86=\"\",'Cost scenario - input'!$G71=\"\"),\"\",U86/'Cost scenario - input'!$G71),\"\")","v":""},{"$f":"IFERROR(IF(OR(V86=\"\",'Cost scenario - input'!$G71=\"\"),\"\",V86/'Cost scenario - input'!$G71),\"\")","v":""},{"$f":"IFERROR(IF(OR(W86=\"\",'Cost scenario - input'!$G71=\"\"),\"\",W86/'Cost scenario - input'!$G71),\"\")","v":""}]
[{"$f":"IFERROR('Cost scenario - input'!A72,\"\")","v":""},{"$f":"IFERROR('Cost scenario - input'!B72,\"\")","v":""},{"$f":"IFERROR('Cost scenario - input'!C72,\"\")","v":""},{"$f":"IFERROR(repcalc('Cost scenario - input'!$CY72:$GK72,'Cost scenario - input'!$J72,'Cost scenario - input'!$H72,'Cost scenario - input'!$I72,20,TRUE,TRUE),\"\")","v":""},"","","","","","","","","","","","","","","","","","","",{"$f":"IFERROR(IF(OR(D87=\"\",'Cost scenario - input'!$G72=\"\"),\"\",D87/'Cost scenario - input'!$G72),\"\")","v":""},{"$f":"IFERROR(IF(OR(E87=\"\",'Cost scenario - input'!$G72=\"\"),\"\",E87/'Cost scenario - input'!$G72),\"\")","v":""},{"$f":"IFERROR(IF(OR(F87=\"\",'Cost scenario - input'!$G72=\"\"),\"\",F87/'Cost scenario - input'!$G72),\"\")","v":""},{"$f":"IFERROR(IF(OR(G87=\"\",'Cost scenario - input'!$G72=\"\"),\"\",G87/'Cost scenario - input'!$G72),\"\")","v":""},{"$f":"IFERROR(IF(OR(H87=\"\",'Cost scenario - input'!$G72=\"\"),\"\",H87/'Cost scenario - input'!$G72),\"\")","v":""},{"$f":"IFERROR(IF(OR(I87=\"\",'Cost scenario - input'!$G72=\"\"),\"\",I87/'Cost scenario - input'!$G72),\"\")","v":""},{"$f":"IFERROR(IF(OR(J87=\"\",'Cost scenario - input'!$G72=\"\"),\"\",J87/'Cost scenario - input'!$G72),\"\")","v":""},{"$f":"IFERROR(IF(OR(K87=\"\",'Cost scenario - input'!$G72=\"\"),\"\",K87/'Cost scenario - input'!$G72),\"\")","v":""},{"$f":"IFERROR(IF(OR(L87=\"\",'Cost scenario - input'!$G72=\"\"),\"\",L87/'Cost scenario - input'!$G72),\"\")","v":""},{"$f":"IFERROR(IF(OR(M87=\"\",'Cost scenario - input'!$G72=\"\"),\"\",M87/'Cost scenario - input'!$G72),\"\")","v":""},{"$f":"IFERROR(IF(OR(N87=\"\",'Cost scenario - input'!$G72=\"\"),\"\",N87/'Cost scenario - input'!$G72),\"\")","v":""},{"$f":"IFERROR(IF(OR(O87=\"\",'Cost scenario - input'!$G72=\"\"),\"\",O87/'Cost scenario - input'!$G72),\"\")","v":""},{"$f":"IFERROR(IF(OR(P87=\"\",'Cost scenario - input'!$G72=\"\"),\"\",P87/'Cost scenario - input'!$G72),\"\")","v":""},{"$f":"IFERROR(IF(OR(Q87=\"\",'Cost scenario - input'!$G72=\"\"),\"\",Q87/'Cost scenario - input'!$G72),\"\")","v":""},{"$f":"IFERROR(IF(OR(R87=\"\",'Cost scenario - input'!$G72=\"\"),\"\",R87/'Cost scenario - input'!$G72),\"\")","v":""},{"$f":"IFERROR(IF(OR(S87=\"\",'Cost scenario - input'!$G72=\"\"),\"\",S87/'Cost scenario - input'!$G72),\"\")","v":""},{"$f":"IFERROR(IF(OR(T87=\"\",'Cost scenario - input'!$G72=\"\"),\"\",T87/'Cost scenario - input'!$G72),\"\")","v":""},{"$f":"IFERROR(IF(OR(U87=\"\",'Cost scenario - input'!$G72=\"\"),\"\",U87/'Cost scenario - input'!$G72),\"\")","v":""},{"$f":"IFERROR(IF(OR(V87=\"\",'Cost scenario - input'!$G72=\"\"),\"\",V87/'Cost scenario - input'!$G72),\"\")","v":""},{"$f":"IFERROR(IF(OR(W87=\"\",'Cost scenario - input'!$G72=\"\"),\"\",W87/'Cost scenario - input'!$G72),\"\")","v":""}]
[{"$f":"IFERROR('Cost scenario - input'!A73,\"\")","v":""},{"$f":"IFERROR('Cost scenario - input'!B73,\"\")","v":""},{"$f":"IFERROR('Cost scenario - input'!C73,\"\")","v":""},{"$f":"IFERROR(repcalc('Cost scenario - input'!$CY73:$GK73,'Cost scenario - input'!$J73,'Cost scenario - input'!$H73,'Cost scenario - input'!$I73,20,TRUE,TRUE),\"\")","v":""},"","","","","","","","","","","","","","","","","","","",{"$f":"IFERROR(IF(OR(D88=\"\",'Cost scenario - input'!$G73=\"\"),\"\",D88/'Cost scenario - input'!$G73),\"\")","v":""},{"$f":"IFERROR(IF(OR(E88=\"\",'Cost scenario - input'!$G73=\"\"),\"\",E88/'Cost scenario - input'!$G73),\"\")","v":""},{"$f":"IFERROR(IF(OR(F88=\"\",'Cost scenario - input'!$G73=\"\"),\"\",F88/'Cost scenario - input'!$G73),\"\")","v":""},{"$f":"IFERROR(IF(OR(G88=\"\",'Cost scenario - input'!$G73=\"\"),\"\",G88/'Cost scenario - input'!$G73),\"\")","v":""},{"$f":"IFERROR(IF(OR(H88=\"\",'Cost scenario - input'!$G73=\"\"),\"\",H88/'Cost scenario - input'!$G73),\"\")","v":""},{"$f":"IFERROR(IF(OR(I88=\"\",'Cost scenario - input'!$G73=\"\"),\"\",I88/'Cost scenario - input'!$G73),\"\")","v":""},{"$f":"IFERROR(IF(OR(J88=\"\",'Cost scenario - input'!$G73=\"\"),\"\",J88/'Cost scenario - input'!$G73),\"\")","v":""},{"$f":"IFERROR(IF(OR(K88=\"\",'Cost scenario - input'!$G73=\"\"),\"\",K88/'Cost scenario - input'!$G73),\"\")","v":""},{"$f":"IFERROR(IF(OR(L88=\"\",'Cost scenario - input'!$G73=\"\"),\"\",L88/'Cost scenario - input'!$G73),\"\")","v":""},{"$f":"IFERROR(IF(OR(M88=\"\",'Cost scenario - input'!$G73=\"\"),\"\",M88/'Cost scenario - input'!$G73),\"\")","v":""},{"$f":"IFERROR(IF(OR(N88=\"\",'Cost scenario - input'!$G73=\"\"),\"\",N88/'Cost scenario - input'!$G73),\"\")","v":""},{"$f":"IFERROR(IF(OR(O88=\"\",'Cost scenario - input'!$G73=\"\"),\"\",O88/'Cost scenario - input'!$G73),\"\")","v":""},{"$f":"IFERROR(IF(OR(P88=\"\",'Cost scenario - input'!$G73=\"\"),\"\",P88/'Cost scenario - input'!$G73),\"\")","v":""},{"$f":"IFERROR(IF(OR(Q88=\"\",'Cost scenario - input'!$G73=\"\"),\"\",Q88/'Cost scenario - input'!$G73),\"\")","v":""},{"$f":"IFERROR(IF(OR(R88=\"\",'Cost scenario - input'!$G73=\"\"),\"\",R88/'Cost scenario - input'!$G73),\"\")","v":""},{"$f":"IFERROR(IF(OR(S88=\"\",'Cost scenario - input'!$G73=\"\"),\"\",S88/'Cost scenario - input'!$G73),\"\")","v":""},{"$f":"IFERROR(IF(OR(T88=\"\",'Cost scenario - input'!$G73=\"\"),\"\",T88/'Cost scenario - input'!$G73),\"\")","v":""},{"$f":"IFERROR(IF(OR(U88=\"\",'Cost scenario - input'!$G73=\"\"),\"\",U88/'Cost scenario - input'!$G73),\"\")","v":""},{"$f":"IFERROR(IF(OR(V88=\"\",'Cost scenario - input'!$G73=\"\"),\"\",V88/'Cost scenario - input'!$G73),\"\")","v":""},{"$f":"IFERROR(IF(OR(W88=\"\",'Cost scenario - input'!$G73=\"\"),\"\",W88/'Cost scenario - input'!$G73),\"\")","v":""}]
[{"$f":"IFERROR('Cost scenario - input'!A74,\"\")","v":""},{"$f":"IFERROR('Cost scenario - input'!B74,\"\")","v":""},{"$f":"IFERROR('Cost scenario - input'!C74,\"\")","v":""},{"$f":"IFERROR(repcalc('Cost scenario - input'!$CY74:$GK74,'Cost scenario - input'!$J74,'Cost scenario - input'!$H74,'Cost scenario - input'!$I74,20,TRUE,TRUE),\"\")","v":""},"","","","","","","","","","","","","","","","","","","",{"$f":"IFERROR(IF(OR(D89=\"\",'Cost scenario - input'!$G74=\"\"),\"\",D89/'Cost scenario - input'!$G74),\"\")","v":""},{"$f":"IFERROR(IF(OR(E89=\"\",'Cost scenario - input'!$G74=\"\"),\"\",E89/'Cost scenario - input'!$G74),\"\")","v":""},{"$f":"IFERROR(IF(OR(F89=\"\",'Cost scenario - input'!$G74=\"\"),\"\",F89/'Cost scenario - input'!$G74),\"\")","v":""},{"$f":"IFERROR(IF(OR(G89=\"\",'Cost scenario - input'!$G74=\"\"),\"\",G89/'Cost scenario - input'!$G74),\"\")","v":""},{"$f":"IFERROR(IF(OR(H89=\"\",'Cost scenario - input'!$G74=\"\"),\"\",H89/'Cost scenario - input'!$G74),\"\")","v":""},{"$f":"IFERROR(IF(OR(I89=\"\",'Cost scenario - input'!$G74=\"\"),\"\",I89/'Cost scenario - input'!$G74),\"\")","v":""},{"$f":"IFERROR(IF(OR(J89=\"\",'Cost scenario - input'!$G74=\"\"),\"\",J89/'Cost scenario - input'!$G74),\"\")","v":""},{"$f":"IFERROR(IF(OR(K89=\"\",'Cost scenario - input'!$G74=\"\"),\"\",K89/'Cost scenario - input'!$G74),\"\")","v":""},{"$f":"IFERROR(IF(OR(L89=\"\",'Cost scenario - input'!$G74=\"\"),\"\",L89/'Cost scenario - input'!$G74),\"\")","v":""},{"$f":"IFERROR(IF(OR(M89=\"\",'Cost scenario - input'!$G74=\"\"),\"\",M89/'Cost scenario - input'!$G74),\"\")","v":""},{"$f":"IFERROR(IF(OR(N89=\"\",'Cost scenario - input'!$G74=\"\"),\"\",N89/'Cost scenario - input'!$G74),\"\")","v":""},{"$f":"IFERROR(IF(OR(O89=\"\",'Cost scenario - input'!$G74=\"\"),\"\",O89/'Cost scenario - input'!$G74),\"\")","v":""},{"$f":"IFERROR(IF(OR(P89=\"\",'Cost scenario - input'!$G74=\"\"),\"\",P89/'Cost scenario - input'!$G74),\"\")","v":""},{"$f":"IFERROR(IF(OR(Q89=\"\",'Cost scenario - input'!$G74=\"\"),\"\",Q89/'Cost scenario - input'!$G74),\"\")","v":""},{"$f":"IFERROR(IF(OR(R89=\"\",'Cost scenario - input'!$G74=\"\"),\"\",R89/'Cost scenario - input'!$G74),\"\")","v":""},{"$f":"IFERROR(IF(OR(S89=\"\",'Cost scenario - input'!$G74=\"\"),\"\",S89/'Cost scenario - input'!$G74),\"\")","v":""},{"$f":"IFERROR(IF(OR(T89=\"\",'Cost scenario - input'!$G74=\"\"),\"\",T89/'Cost scenario - input'!$G74),\"\")","v":""},{"$f":"IFERROR(IF(OR(U89=\"\",'Cost scenario - input'!$G74=\"\"),\"\",U89/'Cost scenario - input'!$G74),\"\")","v":""},{"$f":"IFERROR(IF(OR(V89=\"\",'Cost scenario - input'!$G74=\"\"),\"\",V89/'Cost scenario - input'!$G74),\"\")","v":""},{"$f":"IFERROR(IF(OR(W89=\"\",'Cost scenario - input'!$G74=\"\"),\"\",W89/'Cost scenario - input'!$G74),\"\")","v":""}]
[{"$f":"IFERROR('Cost scenario - input'!A75,\"\")","v":""},{"$f":"IFERROR('Cost scenario - input'!B75,\"\")","v":""},{"$f":"IFERROR('Cost scenario - input'!C75,\"\")","v":""},{"$f":"IFERROR(repcalc('Cost scenario - input'!$CY75:$GK75,'Cost scenario - input'!$J75,'Cost scenario - input'!$H75,'Cost scenario - input'!$I75,20,TRUE,TRUE),\"\")","v":""},"","","","","","","","","","","","","","","","","","","",{"$f":"IFERROR(IF(OR(D90=\"\",'Cost scenario - input'!$G75=\"\"),\"\",D90/'Cost scenario - input'!$G75),\"\")","v":""},{"$f":"IFERROR(IF(OR(E90=\"\",'Cost scenario - input'!$G75=\"\"),\"\",E90/'Cost scenario - input'!$G75),\"\")","v":""},{"$f":"IFERROR(IF(OR(F90=\"\",'Cost scenario - input'!$G75=\"\"),\"\",F90/'Cost scenario - input'!$G75),\"\")","v":""},{"$f":"IFERROR(IF(OR(G90=\"\",'Cost scenario - input'!$G75=\"\"),\"\",G90/'Cost scenario - input'!$G75),\"\")","v":""},{"$f":"IFERROR(IF(OR(H90=\"\",'Cost scenario - input'!$G75=\"\"),\"\",H90/'Cost scenario - input'!$G75),\"\")","v":""},{"$f":"IFERROR(IF(OR(I90=\"\",'Cost scenario - input'!$G75=\"\"),\"\",I90/'Cost scenario - input'!$G75),\"\")","v":""},{"$f":"IFERROR(IF(OR(J90=\"\",'Cost scenario - input'!$G75=\"\"),\"\",J90/'Cost scenario - input'!$G75),\"\")","v":""},{"$f":"IFERROR(IF(OR(K90=\"\",'Cost scenario - input'!$G75=\"\"),\"\",K90/'Cost scenario - input'!$G75),\"\")","v":""},{"$f":"IFERROR(IF(OR(L90=\"\",'Cost scenario - input'!$G75=\"\"),\"\",L90/'Cost scenario - input'!$G75),\"\")","v":""},{"$f":"IFERROR(IF(OR(M90=\"\",'Cost scenario - input'!$G75=\"\"),\"\",M90/'Cost scenario - input'!$G75),\"\")","v":""},{"$f":"IFERROR(IF(OR(N90=\"\",'Cost scenario - input'!$G75=\"\"),\"\",N90/'Cost scenario - input'!$G75),\"\")","v":""},{"$f":"IFERROR(IF(OR(O90=\"\",'Cost scenario - input'!$G75=\"\"),\"\",O90/'Cost scenario - input'!$G75),\"\")","v":""},{"$f":"IFERROR(IF(OR(P90=\"\",'Cost scenario - input'!$G75=\"\"),\"\",P90/'Cost scenario - input'!$G75),\"\")","v":""},{"$f":"IFERROR(IF(OR(Q90=\"\",'Cost scenario - input'!$G75=\"\"),\"\",Q90/'Cost scenario - input'!$G75),\"\")","v":""},{"$f":"IFERROR(IF(OR(R90=\"\",'Cost scenario - input'!$G75=\"\"),\"\",R90/'Cost scenario - input'!$G75),\"\")","v":""},{"$f":"IFERROR(IF(OR(S90=\"\",'Cost scenario - input'!$G75=\"\"),\"\",S90/'Cost scenario - input'!$G75),\"\")","v":""},{"$f":"IFERROR(IF(OR(T90=\"\",'Cost scenario - input'!$G75=\"\"),\"\",T90/'Cost scenario - input'!$G75),\"\")","v":""},{"$f":"IFERROR(IF(OR(U90=\"\",'Cost scenario - input'!$G75=\"\"),\"\",U90/'Cost scenario - input'!$G75),\"\")","v":""},{"$f":"IFERROR(IF(OR(V90=\"\",'Cost scenario - input'!$G75=\"\"),\"\",V90/'Cost scenario - input'!$G75),\"\")","v":""},{"$f":"IFERROR(IF(OR(W90=\"\",'Cost scenario - input'!$G75=\"\"),\"\",W90/'Cost scenario - input'!$G75),\"\")","v":""}]
[{"$f":"IFERROR('Cost scenario - input'!A76,\"\")","v":""},{"$f":"IFERROR('Cost scenario - input'!B76,\"\")","v":""},{"$f":"IFERROR('Cost scenario - input'!C76,\"\")","v":""},{"$f":"IFERROR(repcalc('Cost scenario - input'!$CY76:$GK76,'Cost scenario - input'!$J76,'Cost scenario - input'!$H76,'Cost scenario - input'!$I76,20,TRUE,TRUE),\"\")","v":""},"","","","","","","","","","","","","","","","","","","",{"$f":"IFERROR(IF(OR(D91=\"\",'Cost scenario - input'!$G76=\"\"),\"\",D91/'Cost scenario - input'!$G76),\"\")","v":""},{"$f":"IFERROR(IF(OR(E91=\"\",'Cost scenario - input'!$G76=\"\"),\"\",E91/'Cost scenario - input'!$G76),\"\")","v":""},{"$f":"IFERROR(IF(OR(F91=\"\",'Cost scenario - input'!$G76=\"\"),\"\",F91/'Cost scenario - input'!$G76),\"\")","v":""},{"$f":"IFERROR(IF(OR(G91=\"\",'Cost scenario - input'!$G76=\"\"),\"\",G91/'Cost scenario - input'!$G76),\"\")","v":""},{"$f":"IFERROR(IF(OR(H91=\"\",'Cost scenario - input'!$G76=\"\"),\"\",H91/'Cost scenario - input'!$G76),\"\")","v":""},{"$f":"IFERROR(IF(OR(I91=\"\",'Cost scenario - input'!$G76=\"\"),\"\",I91/'Cost scenario - input'!$G76),\"\")","v":""},{"$f":"IFERROR(IF(OR(J91=\"\",'Cost scenario - input'!$G76=\"\"),\"\",J91/'Cost scenario - input'!$G76),\"\")","v":""},{"$f":"IFERROR(IF(OR(K91=\"\",'Cost scenario - input'!$G76=\"\"),\"\",K91/'Cost scenario - input'!$G76),\"\")","v":""},{"$f":"IFERROR(IF(OR(L91=\"\",'Cost scenario - input'!$G76=\"\"),\"\",L91/'Cost scenario - input'!$G76),\"\")","v":""},{"$f":"IFERROR(IF(OR(M91=\"\",'Cost scenario - input'!$G76=\"\"),\"\",M91/'Cost scenario - input'!$G76),\"\")","v":""},{"$f":"IFERROR(IF(OR(N91=\"\",'Cost scenario - input'!$G76=\"\"),\"\",N91/'Cost scenario - input'!$G76),\"\")","v":""},{"$f":"IFERROR(IF(OR(O91=\"\",'Cost scenario - input'!$G76=\"\"),\"\",O91/'Cost scenario - input'!$G76),\"\")","v":""},{"$f":"IFERROR(IF(OR(P91=\"\",'Cost scenario - input'!$G76=\"\"),\"\",P91/'Cost scenario - input'!$G76),\"\")","v":""},{"$f":"IFERROR(IF(OR(Q91=\"\",'Cost scenario - input'!$G76=\"\"),\"\",Q91/'Cost scenario - input'!$G76),\"\")","v":""},{"$f":"IFERROR(IF(OR(R91=\"\",'Cost scenario - input'!$G76=\"\"),\"\",R91/'Cost scenario - input'!$G76),\"\")","v":""},{"$f":"IFERROR(IF(OR(S91=\"\",'Cost scenario - input'!$G76=\"\"),\"\",S91/'Cost scenario - input'!$G76),\"\")","v":""},{"$f":"IFERROR(IF(OR(T91=\"\",'Cost scenario - input'!$G76=\"\"),\"\",T91/'Cost scenario - input'!$G76),\"\")","v":""},{"$f":"IFERROR(IF(OR(U91=\"\",'Cost scenario - input'!$G76=\"\"),\"\",U91/'Cost scenario - input'!$G76),\"\")","v":""},{"$f":"IFERROR(IF(OR(V91=\"\",'Cost scenario - input'!$G76=\"\"),\"\",V91/'Cost scenario - input'!$G76),\"\")","v":""},{"$f":"IFERROR(IF(OR(W91=\"\",'Cost scenario - input'!$G76=\"\"),\"\",W91/'Cost scenario - input'!$G76),\"\")","v":""}]
[{"$f":"IFERROR('Cost scenario - input'!A77,\"\")","v":""},{"$f":"IFERROR('Cost scenario - input'!B77,\"\")","v":""},{"$f":"IFERROR('Cost scenario - input'!C77,\"\")","v":""},{"$f":"IFERROR(repcalc('Cost scenario - input'!$CY77:$GK77,'Cost scenario - input'!$J77,'Cost scenario - input'!$H77,'Cost scenario - input'!$I77,20,TRUE,TRUE),\"\")","v":""},"","","","","","","","","","","","","","","","","","","",{"$f":"IFERROR(IF(OR(D92=\"\",'Cost scenario - input'!$G77=\"\"),\"\",D92/'Cost scenario - input'!$G77),\"\")","v":""},{"$f":"IFERROR(IF(OR(E92=\"\",'Cost scenario - input'!$G77=\"\"),\"\",E92/'Cost scenario - input'!$G77),\"\")","v":""},{"$f":"IFERROR(IF(OR(F92=\"\",'Cost scenario - input'!$G77=\"\"),\"\",F92/'Cost scenario - input'!$G77),\"\")","v":""},{"$f":"IFERROR(IF(OR(G92=\"\",'Cost scenario - input'!$G77=\"\"),\"\",G92/'Cost scenario - input'!$G77),\"\")","v":""},{"$f":"IFERROR(IF(OR(H92=\"\",'Cost scenario - input'!$G77=\"\"),\"\",H92/'Cost scenario - input'!$G77),\"\")","v":""},{"$f":"IFERROR(IF(OR(I92=\"\",'Cost scenario - input'!$G77=\"\"),\"\",I92/'Cost scenario - input'!$G77),\"\")","v":""},{"$f":"IFERROR(IF(OR(J92=\"\",'Cost scenario - input'!$G77=\"\"),\"\",J92/'Cost scenario - input'!$G77),\"\")","v":""},{"$f":"IFERROR(IF(OR(K92=\"\",'Cost scenario - input'!$G77=\"\"),\"\",K92/'Cost scenario - input'!$G77),\"\")","v":""},{"$f":"IFERROR(IF(OR(L92=\"\",'Cost scenario - input'!$G77=\"\"),\"\",L92/'Cost scenario - input'!$G77),\"\")","v":""},{"$f":"IFERROR(IF(OR(M92=\"\",'Cost scenario - input'!$G77=\"\"),\"\",M92/'Cost scenario - input'!$G77),\"\")","v":""},{"$f":"IFERROR(IF(OR(N92=\"\",'Cost scenario - input'!$G77=\"\"),\"\",N92/'Cost scenario - input'!$G77),\"\")","v":""},{"$f":"IFERROR(IF(OR(O92=\"\",'Cost scenario - input'!$G77=\"\"),\"\",O92/'Cost scenario - input'!$G77),\"\")","v":""},{"$f":"IFERROR(IF(OR(P92=\"\",'Cost scenario - input'!$G77=\"\"),\"\",P92/'Cost scenario - input'!$G77),\"\")","v":""},{"$f":"IFERROR(IF(OR(Q92=\"\",'Cost scenario - input'!$G77=\"\"),\"\",Q92/'Cost scenario - input'!$G77),\"\")","v":""},{"$f":"IFERROR(IF(OR(R92=\"\",'Cost scenario - input'!$G77=\"\"),\"\",R92/'Cost scenario - input'!$G77),\"\")","v":""},{"$f":"IFERROR(IF(OR(S92=\"\",'Cost scenario - input'!$G77=\"\"),\"\",S92/'Cost scenario - input'!$G77),\"\")","v":""},{"$f":"IFERROR(IF(OR(T92=\"\",'Cost scenario - input'!$G77=\"\"),\"\",T92/'Cost scenario - input'!$G77),\"\")","v":""},{"$f":"IFERROR(IF(OR(U92=\"\",'Cost scenario - input'!$G77=\"\"),\"\",U92/'Cost scenario - input'!$G77),\"\")","v":""},{"$f":"IFERROR(IF(OR(V92=\"\",'Cost scenario - input'!$G77=\"\"),\"\",V92/'Cost scenario - input'!$G77),\"\")","v":""},{"$f":"IFERROR(IF(OR(W92=\"\",'Cost scenario - input'!$G77=\"\"),\"\",W92/'Cost scenario - input'!$G77),\"\")","v":""}]
[{"$f":"IFERROR('Cost scenario - input'!A78,\"\")","v":""},{"$f":"IFERROR('Cost scenario - input'!B78,\"\")","v":""},{"$f":"IFERROR('Cost scenario - input'!C78,\"\")","v":""},{"$f":"IFERROR(repcalc('Cost scenario - input'!$CY78:$GK78,'Cost scenario - input'!$J78,'Cost scenario - input'!$H78,'Cost scenario - input'!$I78,20,TRUE,TRUE),\"\")","v":""},"","","","","","","","","","","","","","","","","","","",{"$f":"IFERROR(IF(OR(D93=\"\",'Cost scenario - input'!$G78=\"\"),\"\",D93/'Cost scenario - input'!$G78),\"\")","v":""},{"$f":"IFERROR(IF(OR(E93=\"\",'Cost scenario - input'!$G78=\"\"),\"\",E93/'Cost scenario - input'!$G78),\"\")","v":""},{"$f":"IFERROR(IF(OR(F93=\"\",'Cost scenario - input'!$G78=\"\"),\"\",F93/'Cost scenario - input'!$G78),\"\")","v":""},{"$f":"IFERROR(IF(OR(G93=\"\",'Cost scenario - input'!$G78=\"\"),\"\",G93/'Cost scenario - input'!$G78),\"\")","v":""},{"$f":"IFERROR(IF(OR(H93=\"\",'Cost scenario - input'!$G78=\"\"),\"\",H93/'Cost scenario - input'!$G78),\"\")","v":""},{"$f":"IFERROR(IF(OR(I93=\"\",'Cost scenario - input'!$G78=\"\"),\"\",I93/'Cost scenario - input'!$G78),\"\")","v":""},{"$f":"IFERROR(IF(OR(J93=\"\",'Cost scenario - input'!$G78=\"\"),\"\",J93/'Cost scenario - input'!$G78),\"\")","v":""},{"$f":"IFERROR(IF(OR(K93=\"\",'Cost scenario - input'!$G78=\"\"),\"\",K93/'Cost scenario - input'!$G78),\"\")","v":""},{"$f":"IFERROR(IF(OR(L93=\"\",'Cost scenario - input'!$G78=\"\"),\"\",L93/'Cost scenario - input'!$G78),\"\")","v":""},{"$f":"IFERROR(IF(OR(M93=\"\",'Cost scenario - input'!$G78=\"\"),\"\",M93/'Cost scenario - input'!$G78),\"\")","v":""},{"$f":"IFERROR(IF(OR(N93=\"\",'Cost scenario - input'!$G78=\"\"),\"\",N93/'Cost scenario - input'!$G78),\"\")","v":""},{"$f":"IFERROR(IF(OR(O93=\"\",'Cost scenario - input'!$G78=\"\"),\"\",O93/'Cost scenario - input'!$G78),\"\")","v":""},{"$f":"IFERROR(IF(OR(P93=\"\",'Cost scenario - input'!$G78=\"\"),\"\",P93/'Cost scenario - input'!$G78),\"\")","v":""},{"$f":"IFERROR(IF(OR(Q93=\"\",'Cost scenario - input'!$G78=\"\"),\"\",Q93/'Cost scenario - input'!$G78),\"\")","v":""},{"$f":"IFERROR(IF(OR(R93=\"\",'Cost scenario - input'!$G78=\"\"),\"\",R93/'Cost scenario - input'!$G78),\"\")","v":""},{"$f":"IFERROR(IF(OR(S93=\"\",'Cost scenario - input'!$G78=\"\"),\"\",S93/'Cost scenario - input'!$G78),\"\")","v":""},{"$f":"IFERROR(IF(OR(T93=\"\",'Cost scenario - input'!$G78=\"\"),\"\",T93/'Cost scenario - input'!$G78),\"\")","v":""},{"$f":"IFERROR(IF(OR(U93=\"\",'Cost scenario - input'!$G78=\"\"),\"\",U93/'Cost scenario - input'!$G78),\"\")","v":""},{"$f":"IFERROR(IF(OR(V93=\"\",'Cost scenario - input'!$G78=\"\"),\"\",V93/'Cost scenario - input'!$G78),\"\")","v":""},{"$f":"IFERROR(IF(OR(W93=\"\",'Cost scenario - input'!$G78=\"\"),\"\",W93/'Cost scenario - input'!$G78),\"\")","v":""}]
[{"$f":"IFERROR('Cost scenario - input'!A79,\"\")","v":""},{"$f":"IFERROR('Cost scenario - input'!B79,\"\")","v":""},{"$f":"IFERROR('Cost scenario - input'!C79,\"\")","v":""},{"$f":"IFERROR(repcalc('Cost scenario - input'!$CY79:$GK79,'Cost scenario - input'!$J79,'Cost scenario - input'!$H79,'Cost scenario - input'!$I79,20,TRUE,TRUE),\"\")","v":""},"","","","","","","","","","","","","","","","","","","",{"$f":"IFERROR(IF(OR(D94=\"\",'Cost scenario - input'!$G79=\"\"),\"\",D94/'Cost scenario - input'!$G79),\"\")","v":""},{"$f":"IFERROR(IF(OR(E94=\"\",'Cost scenario - input'!$G79=\"\"),\"\",E94/'Cost scenario - input'!$G79),\"\")","v":""},{"$f":"IFERROR(IF(OR(F94=\"\",'Cost scenario - input'!$G79=\"\"),\"\",F94/'Cost scenario - input'!$G79),\"\")","v":""},{"$f":"IFERROR(IF(OR(G94=\"\",'Cost scenario - input'!$G79=\"\"),\"\",G94/'Cost scenario - input'!$G79),\"\")","v":""},{"$f":"IFERROR(IF(OR(H94=\"\",'Cost scenario - input'!$G79=\"\"),\"\",H94/'Cost scenario - input'!$G79),\"\")","v":""},{"$f":"IFERROR(IF(OR(I94=\"\",'Cost scenario - input'!$G79=\"\"),\"\",I94/'Cost scenario - input'!$G79),\"\")","v":""},{"$f":"IFERROR(IF(OR(J94=\"\",'Cost scenario - input'!$G79=\"\"),\"\",J94/'Cost scenario - input'!$G79),\"\")","v":""},{"$f":"IFERROR(IF(OR(K94=\"\",'Cost scenario - input'!$G79=\"\"),\"\",K94/'Cost scenario - input'!$G79),\"\")","v":""},{"$f":"IFERROR(IF(OR(L94=\"\",'Cost scenario - input'!$G79=\"\"),\"\",L94/'Cost scenario - input'!$G79),\"\")","v":""},{"$f":"IFERROR(IF(OR(M94=\"\",'Cost scenario - input'!$G79=\"\"),\"\",M94/'Cost scenario - input'!$G79),\"\")","v":""},{"$f":"IFERROR(IF(OR(N94=\"\",'Cost scenario - input'!$G79=\"\"),\"\",N94/'Cost scenario - input'!$G79),\"\")","v":""},{"$f":"IFERROR(IF(OR(O94=\"\",'Cost scenario - input'!$G79=\"\"),\"\",O94/'Cost scenario - input'!$G79),\"\")","v":""},{"$f":"IFERROR(IF(OR(P94=\"\",'Cost scenario - input'!$G79=\"\"),\"\",P94/'Cost scenario - input'!$G79),\"\")","v":""},{"$f":"IFERROR(IF(OR(Q94=\"\",'Cost scenario - input'!$G79=\"\"),\"\",Q94/'Cost scenario - input'!$G79),\"\")","v":""},{"$f":"IFERROR(IF(OR(R94=\"\",'Cost scenario - input'!$G79=\"\"),\"\",R94/'Cost scenario - input'!$G79),\"\")","v":""},{"$f":"IFERROR(IF(OR(S94=\"\",'Cost scenario - input'!$G79=\"\"),\"\",S94/'Cost scenario - input'!$G79),\"\")","v":""},{"$f":"IFERROR(IF(OR(T94=\"\",'Cost scenario - input'!$G79=\"\"),\"\",T94/'Cost scenario - input'!$G79),\"\")","v":""},{"$f":"IFERROR(IF(OR(U94=\"\",'Cost scenario - input'!$G79=\"\"),\"\",U94/'Cost scenario - input'!$G79),\"\")","v":""},{"$f":"IFERROR(IF(OR(V94=\"\",'Cost scenario - input'!$G79=\"\"),\"\",V94/'Cost scenario - input'!$G79),\"\")","v":""},{"$f":"IFERROR(IF(OR(W94=\"\",'Cost scenario - input'!$G79=\"\"),\"\",W94/'Cost scenario - input'!$G79),\"\")","v":""}]
[{"$f":"IFERROR('Cost scenario - input'!A80,\"\")","v":""},{"$f":"IFERROR('Cost scenario - input'!B80,\"\")","v":""},{"$f":"IFERROR('Cost scenario - input'!C80,\"\")","v":""},{"$f":"IFERROR(repcalc('Cost scenario - input'!$CY80:$GK80,'Cost scenario - input'!$J80,'Cost scenario - input'!$H80,'Cost scenario - input'!$I80,20,TRUE,TRUE),\"\")","v":""},"","","","","","","","","","","","","","","","","","","",{"$f":"IFERROR(IF(OR(D95=\"\",'Cost scenario - input'!$G80=\"\"),\"\",D95/'Cost scenario - input'!$G80),\"\")","v":""},{"$f":"IFERROR(IF(OR(E95=\"\",'Cost scenario - input'!$G80=\"\"),\"\",E95/'Cost scenario - input'!$G80),\"\")","v":""},{"$f":"IFERROR(IF(OR(F95=\"\",'Cost scenario - input'!$G80=\"\"),\"\",F95/'Cost scenario - input'!$G80),\"\")","v":""},{"$f":"IFERROR(IF(OR(G95=\"\",'Cost scenario - input'!$G80=\"\"),\"\",G95/'Cost scenario - input'!$G80),\"\")","v":""},{"$f":"IFERROR(IF(OR(H95=\"\",'Cost scenario - input'!$G80=\"\"),\"\",H95/'Cost scenario - input'!$G80),\"\")","v":""},{"$f":"IFERROR(IF(OR(I95=\"\",'Cost scenario - input'!$G80=\"\"),\"\",I95/'Cost scenario - input'!$G80),\"\")","v":""},{"$f":"IFERROR(IF(OR(J95=\"\",'Cost scenario - input'!$G80=\"\"),\"\",J95/'Cost scenario - input'!$G80),\"\")","v":""},{"$f":"IFERROR(IF(OR(K95=\"\",'Cost scenario - input'!$G80=\"\"),\"\",K95/'Cost scenario - input'!$G80),\"\")","v":""},{"$f":"IFERROR(IF(OR(L95=\"\",'Cost scenario - input'!$G80=\"\"),\"\",L95/'Cost scenario - input'!$G80),\"\")","v":""},{"$f":"IFERROR(IF(OR(M95=\"\",'Cost scenario - input'!$G80=\"\"),\"\",M95/'Cost scenario - input'!$G80),\"\")","v":""},{"$f":"IFERROR(IF(OR(N95=\"\",'Cost scenario - input'!$G80=\"\"),\"\",N95/'Cost scenario - input'!$G80),\"\")","v":""},{"$f":"IFERROR(IF(OR(O95=\"\",'Cost scenario - input'!$G80=\"\"),\"\",O95/'Cost scenario - input'!$G80),\"\")","v":""},{"$f":"IFERROR(IF(OR(P95=\"\",'Cost scenario - input'!$G80=\"\"),\"\",P95/'Cost scenario - input'!$G80),\"\")","v":""},{"$f":"IFERROR(IF(OR(Q95=\"\",'Cost scenario - input'!$G80=\"\"),\"\",Q95/'Cost scenario - input'!$G80),\"\")","v":""},{"$f":"IFERROR(IF(OR(R95=\"\",'Cost scenario - input'!$G80=\"\"),\"\",R95/'Cost scenario - input'!$G80),\"\")","v":""},{"$f":"IFERROR(IF(OR(S95=\"\",'Cost scenario - input'!$G80=\"\"),\"\",S95/'Cost scenario - input'!$G80),\"\")","v":""},{"$f":"IFERROR(IF(OR(T95=\"\",'Cost scenario - input'!$G80=\"\"),\"\",T95/'Cost scenario - input'!$G80),\"\")","v":""},{"$f":"IFERROR(IF(OR(U95=\"\",'Cost scenario - input'!$G80=\"\"),\"\",U95/'Cost scenario - input'!$G80),\"\")","v":""},{"$f":"IFERROR(IF(OR(V95=\"\",'Cost scenario - input'!$G80=\"\"),\"\",V95/'Cost scenario - input'!$G80),\"\")","v":""},{"$f":"IFERROR(IF(OR(W95=\"\",'Cost scenario - input'!$G80=\"\"),\"\",W95/'Cost scenario - input'!$G80),\"\")","v":""}]
[{"$f":"IFERROR('Cost scenario - input'!A81,\"\")","v":""},{"$f":"IFERROR('Cost scenario - input'!B81,\"\")","v":""},{"$f":"IFERROR('Cost scenario - input'!C81,\"\")","v":""},{"$f":"IFERROR(repcalc('Cost scenario - input'!$CY81:$GK81,'Cost scenario - input'!$J81,'Cost scenario - input'!$H81,'Cost scenario - input'!$I81,20,TRUE,TRUE),\"\")","v":""},"","","","","","","","","","","","","","","","","","","",{"$f":"IFERROR(IF(OR(D96=\"\",'Cost scenario - input'!$G81=\"\"),\"\",D96/'Cost scenario - input'!$G81),\"\")","v":""},{"$f":"IFERROR(IF(OR(E96=\"\",'Cost scenario - input'!$G81=\"\"),\"\",E96/'Cost scenario - input'!$G81),\"\")","v":""},{"$f":"IFERROR(IF(OR(F96=\"\",'Cost scenario - input'!$G81=\"\"),\"\",F96/'Cost scenario - input'!$G81),\"\")","v":""},{"$f":"IFERROR(IF(OR(G96=\"\",'Cost scenario - input'!$G81=\"\"),\"\",G96/'Cost scenario - input'!$G81),\"\")","v":""},{"$f":"IFERROR(IF(OR(H96=\"\",'Cost scenario - input'!$G81=\"\"),\"\",H96/'Cost scenario - input'!$G81),\"\")","v":""},{"$f":"IFERROR(IF(OR(I96=\"\",'Cost scenario - input'!$G81=\"\"),\"\",I96/'Cost scenario - input'!$G81),\"\")","v":""},{"$f":"IFERROR(IF(OR(J96=\"\",'Cost scenario - input'!$G81=\"\"),\"\",J96/'Cost scenario - input'!$G81),\"\")","v":""},{"$f":"IFERROR(IF(OR(K96=\"\",'Cost scenario - input'!$G81=\"\"),\"\",K96/'Cost scenario - input'!$G81),\"\")","v":""},{"$f":"IFERROR(IF(OR(L96=\"\",'Cost scenario - input'!$G81=\"\"),\"\",L96/'Cost scenario - input'!$G81),\"\")","v":""},{"$f":"IFERROR(IF(OR(M96=\"\",'Cost scenario - input'!$G81=\"\"),\"\",M96/'Cost scenario - input'!$G81),\"\")","v":""},{"$f":"IFERROR(IF(OR(N96=\"\",'Cost scenario - input'!$G81=\"\"),\"\",N96/'Cost scenario - input'!$G81),\"\")","v":""},{"$f":"IFERROR(IF(OR(O96=\"\",'Cost scenario - input'!$G81=\"\"),\"\",O96/'Cost scenario - input'!$G81),\"\")","v":""},{"$f":"IFERROR(IF(OR(P96=\"\",'Cost scenario - input'!$G81=\"\"),\"\",P96/'Cost scenario - input'!$G81),\"\")","v":""},{"$f":"IFERROR(IF(OR(Q96=\"\",'Cost scenario - input'!$G81=\"\"),\"\",Q96/'Cost scenario - input'!$G81),\"\")","v":""},{"$f":"IFERROR(IF(OR(R96=\"\",'Cost scenario - input'!$G81=\"\"),\"\",R96/'Cost scenario - input'!$G81),\"\")","v":""},{"$f":"IFERROR(IF(OR(S96=\"\",'Cost scenario - input'!$G81=\"\"),\"\",S96/'Cost scenario - input'!$G81),\"\")","v":""},{"$f":"IFERROR(IF(OR(T96=\"\",'Cost scenario - input'!$G81=\"\"),\"\",T96/'Cost scenario - input'!$G81),\"\")","v":""},{"$f":"IFERROR(IF(OR(U96=\"\",'Cost scenario - input'!$G81=\"\"),\"\",U96/'Cost scenario - input'!$G81),\"\")","v":""},{"$f":"IFERROR(IF(OR(V96=\"\",'Cost scenario - input'!$G81=\"\"),\"\",V96/'Cost scenario - input'!$G81),\"\")","v":""},{"$f":"IFERROR(IF(OR(W96=\"\",'Cost scenario - input'!$G81=\"\"),\"\",W96/'Cost scenario - input'!$G81),\"\")","v":""}]
[{"$f":"IFERROR('Cost scenario - input'!A82,\"\")","v":""},{"$f":"IFERROR('Cost scenario - input'!B82,\"\")","v":""},{"$f":"IFERROR('Cost scenario - input'!C82,\"\")","v":""},{"$f":"IFERROR(repcalc('Cost scenario - input'!$CY82:$GK82,'Cost scenario - input'!$J82,'Cost scenario - input'!$H82,'Cost scenario - input'!$I82,20,TRUE,TRUE),\"\")","v":""},"","","","","","","","","","","","","","","","","","","",{"$f":"IFERROR(IF(OR(D97=\"\",'Cost scenario - input'!$G82=\"\"),\"\",D97/'Cost scenario - input'!$G82),\"\")","v":""},{"$f":"IFERROR(IF(OR(E97=\"\",'Cost scenario - input'!$G82=\"\"),\"\",E97/'Cost scenario - input'!$G82),\"\")","v":""},{"$f":"IFERROR(IF(OR(F97=\"\",'Cost scenario - input'!$G82=\"\"),\"\",F97/'Cost scenario - input'!$G82),\"\")","v":""},{"$f":"IFERROR(IF(OR(G97=\"\",'Cost scenario - input'!$G82=\"\"),\"\",G97/'Cost scenario - input'!$G82),\"\")","v":""},{"$f":"IFERROR(IF(OR(H97=\"\",'Cost scenario - input'!$G82=\"\"),\"\",H97/'Cost scenario - input'!$G82),\"\")","v":""},{"$f":"IFERROR(IF(OR(I97=\"\",'Cost scenario - input'!$G82=\"\"),\"\",I97/'Cost scenario - input'!$G82),\"\")","v":""},{"$f":"IFERROR(IF(OR(J97=\"\",'Cost scenario - input'!$G82=\"\"),\"\",J97/'Cost scenario - input'!$G82),\"\")","v":""},{"$f":"IFERROR(IF(OR(K97=\"\",'Cost scenario - input'!$G82=\"\"),\"\",K97/'Cost scenario - input'!$G82),\"\")","v":""},{"$f":"IFERROR(IF(OR(L97=\"\",'Cost scenario - input'!$G82=\"\"),\"\",L97/'Cost scenario - input'!$G82),\"\")","v":""},{"$f":"IFERROR(IF(OR(M97=\"\",'Cost scenario - input'!$G82=\"\"),\"\",M97/'Cost scenario - input'!$G82),\"\")","v":""},{"$f":"IFERROR(IF(OR(N97=\"\",'Cost scenario - input'!$G82=\"\"),\"\",N97/'Cost scenario - input'!$G82),\"\")","v":""},{"$f":"IFERROR(IF(OR(O97=\"\",'Cost scenario - input'!$G82=\"\"),\"\",O97/'Cost scenario - input'!$G82),\"\")","v":""},{"$f":"IFERROR(IF(OR(P97=\"\",'Cost scenario - input'!$G82=\"\"),\"\",P97/'Cost scenario - input'!$G82),\"\")","v":""},{"$f":"IFERROR(IF(OR(Q97=\"\",'Cost scenario - input'!$G82=\"\"),\"\",Q97/'Cost scenario - input'!$G82),\"\")","v":""},{"$f":"IFERROR(IF(OR(R97=\"\",'Cost scenario - input'!$G82=\"\"),\"\",R97/'Cost scenario - input'!$G82),\"\")","v":""},{"$f":"IFERROR(IF(OR(S97=\"\",'Cost scenario - input'!$G82=\"\"),\"\",S97/'Cost scenario - input'!$G82),\"\")","v":""},{"$f":"IFERROR(IF(OR(T97=\"\",'Cost scenario - input'!$G82=\"\"),\"\",T97/'Cost scenario - input'!$G82),\"\")","v":""},{"$f":"IFERROR(IF(OR(U97=\"\",'Cost scenario - input'!$G82=\"\"),\"\",U97/'Cost scenario - input'!$G82),\"\")","v":""},{"$f":"IFERROR(IF(OR(V97=\"\",'Cost scenario - input'!$G82=\"\"),\"\",V97/'Cost scenario - input'!$G82),\"\")","v":""},{"$f":"IFERROR(IF(OR(W97=\"\",'Cost scenario - input'!$G82=\"\"),\"\",W97/'Cost scenario - input'!$G82),\"\")","v":""}]
[{"$f":"IFERROR('Cost scenario - input'!A83,\"\")","v":""},{"$f":"IFERROR('Cost scenario - input'!B83,\"\")","v":""},{"$f":"IFERROR('Cost scenario - input'!C83,\"\")","v":""},{"$f":"IFERROR(repcalc('Cost scenario - input'!$CY83:$GK83,'Cost scenario - input'!$J83,'Cost scenario - input'!$H83,'Cost scenario - input'!$I83,20,TRUE,TRUE),\"\")","v":""},"","","","","","","","","","","","","","","","","","","",{"$f":"IFERROR(IF(OR(D98=\"\",'Cost scenario - input'!$G83=\"\"),\"\",D98/'Cost scenario - input'!$G83),\"\")","v":""},{"$f":"IFERROR(IF(OR(E98=\"\",'Cost scenario - input'!$G83=\"\"),\"\",E98/'Cost scenario - input'!$G83),\"\")","v":""},{"$f":"IFERROR(IF(OR(F98=\"\",'Cost scenario - input'!$G83=\"\"),\"\",F98/'Cost scenario - input'!$G83),\"\")","v":""},{"$f":"IFERROR(IF(OR(G98=\"\",'Cost scenario - input'!$G83=\"\"),\"\",G98/'Cost scenario - input'!$G83),\"\")","v":""},{"$f":"IFERROR(IF(OR(H98=\"\",'Cost scenario - input'!$G83=\"\"),\"\",H98/'Cost scenario - input'!$G83),\"\")","v":""},{"$f":"IFERROR(IF(OR(I98=\"\",'Cost scenario - input'!$G83=\"\"),\"\",I98/'Cost scenario - input'!$G83),\"\")","v":""},{"$f":"IFERROR(IF(OR(J98=\"\",'Cost scenario - input'!$G83=\"\"),\"\",J98/'Cost scenario - input'!$G83),\"\")","v":""},{"$f":"IFERROR(IF(OR(K98=\"\",'Cost scenario - input'!$G83=\"\"),\"\",K98/'Cost scenario - input'!$G83),\"\")","v":""},{"$f":"IFERROR(IF(OR(L98=\"\",'Cost scenario - input'!$G83=\"\"),\"\",L98/'Cost scenario - input'!$G83),\"\")","v":""},{"$f":"IFERROR(IF(OR(M98=\"\",'Cost scenario - input'!$G83=\"\"),\"\",M98/'Cost scenario - input'!$G83),\"\")","v":""},{"$f":"IFERROR(IF(OR(N98=\"\",'Cost scenario - input'!$G83=\"\"),\"\",N98/'Cost scenario - input'!$G83),\"\")","v":""},{"$f":"IFERROR(IF(OR(O98=\"\",'Cost scenario - input'!$G83=\"\"),\"\",O98/'Cost scenario - input'!$G83),\"\")","v":""},{"$f":"IFERROR(IF(OR(P98=\"\",'Cost scenario - input'!$G83=\"\"),\"\",P98/'Cost scenario - input'!$G83),\"\")","v":""},{"$f":"IFERROR(IF(OR(Q98=\"\",'Cost scenario - input'!$G83=\"\"),\"\",Q98/'Cost scenario - input'!$G83),\"\")","v":""},{"$f":"IFERROR(IF(OR(R98=\"\",'Cost scenario - input'!$G83=\"\"),\"\",R98/'Cost scenario - input'!$G83),\"\")","v":""},{"$f":"IFERROR(IF(OR(S98=\"\",'Cost scenario - input'!$G83=\"\"),\"\",S98/'Cost scenario - input'!$G83),\"\")","v":""},{"$f":"IFERROR(IF(OR(T98=\"\",'Cost scenario - input'!$G83=\"\"),\"\",T98/'Cost scenario - input'!$G83),\"\")","v":""},{"$f":"IFERROR(IF(OR(U98=\"\",'Cost scenario - input'!$G83=\"\"),\"\",U98/'Cost scenario - input'!$G83),\"\")","v":""},{"$f":"IFERROR(IF(OR(V98=\"\",'Cost scenario - input'!$G83=\"\"),\"\",V98/'Cost scenario - input'!$G83),\"\")","v":""},{"$f":"IFERROR(IF(OR(W98=\"\",'Cost scenario - input'!$G83=\"\"),\"\",W98/'Cost scenario - input'!$G83),\"\")","v":""}]
[{"$f":"IFERROR('Cost scenario - input'!A84,\"\")","v":""},{"$f":"IFERROR('Cost scenario - input'!B84,\"\")","v":""},{"$f":"IFERROR('Cost scenario - input'!C84,\"\")","v":""},{"$f":"IFERROR(repcalc('Cost scenario - input'!$CY84:$GK84,'Cost scenario - input'!$J84,'Cost scenario - input'!$H84,'Cost scenario - input'!$I84,20,TRUE,TRUE),\"\")","v":""},"","","","","","","","","","","","","","","","","","","",{"$f":"IFERROR(IF(OR(D99=\"\",'Cost scenario - input'!$G84=\"\"),\"\",D99/'Cost scenario - input'!$G84),\"\")","v":""},{"$f":"IFERROR(IF(OR(E99=\"\",'Cost scenario - input'!$G84=\"\"),\"\",E99/'Cost scenario - input'!$G84),\"\")","v":""},{"$f":"IFERROR(IF(OR(F99=\"\",'Cost scenario - input'!$G84=\"\"),\"\",F99/'Cost scenario - input'!$G84),\"\")","v":""},{"$f":"IFERROR(IF(OR(G99=\"\",'Cost scenario - input'!$G84=\"\"),\"\",G99/'Cost scenario - input'!$G84),\"\")","v":""},{"$f":"IFERROR(IF(OR(H99=\"\",'Cost scenario - input'!$G84=\"\"),\"\",H99/'Cost scenario - input'!$G84),\"\")","v":""},{"$f":"IFERROR(IF(OR(I99=\"\",'Cost scenario - input'!$G84=\"\"),\"\",I99/'Cost scenario - input'!$G84),\"\")","v":""},{"$f":"IFERROR(IF(OR(J99=\"\",'Cost scenario - input'!$G84=\"\"),\"\",J99/'Cost scenario - input'!$G84),\"\")","v":""},{"$f":"IFERROR(IF(OR(K99=\"\",'Cost scenario - input'!$G84=\"\"),\"\",K99/'Cost scenario - input'!$G84),\"\")","v":""},{"$f":"IFERROR(IF(OR(L99=\"\",'Cost scenario - input'!$G84=\"\"),\"\",L99/'Cost scenario - input'!$G84),\"\")","v":""},{"$f":"IFERROR(IF(OR(M99=\"\",'Cost scenario - input'!$G84=\"\"),\"\",M99/'Cost scenario - input'!$G84),\"\")","v":""},{"$f":"IFERROR(IF(OR(N99=\"\",'Cost scenario - input'!$G84=\"\"),\"\",N99/'Cost scenario - input'!$G84),\"\")","v":""},{"$f":"IFERROR(IF(OR(O99=\"\",'Cost scenario - input'!$G84=\"\"),\"\",O99/'Cost scenario - input'!$G84),\"\")","v":""},{"$f":"IFERROR(IF(OR(P99=\"\",'Cost scenario - input'!$G84=\"\"),\"\",P99/'Cost scenario - input'!$G84),\"\")","v":""},{"$f":"IFERROR(IF(OR(Q99=\"\",'Cost scenario - input'!$G84=\"\"),\"\",Q99/'Cost scenario - input'!$G84),\"\")","v":""},{"$f":"IFERROR(IF(OR(R99=\"\",'Cost scenario - input'!$G84=\"\"),\"\",R99/'Cost scenario - input'!$G84),\"\")","v":""},{"$f":"IFERROR(IF(OR(S99=\"\",'Cost scenario - input'!$G84=\"\"),\"\",S99/'Cost scenario - input'!$G84),\"\")","v":""},{"$f":"IFERROR(IF(OR(T99=\"\",'Cost scenario - input'!$G84=\"\"),\"\",T99/'Cost scenario - input'!$G84),\"\")","v":""},{"$f":"IFERROR(IF(OR(U99=\"\",'Cost scenario - input'!$G84=\"\"),\"\",U99/'Cost scenario - input'!$G84),\"\")","v":""},{"$f":"IFERROR(IF(OR(V99=\"\",'Cost scenario - input'!$G84=\"\"),\"\",V99/'Cost scenario - input'!$G84),\"\")","v":""},{"$f":"IFERROR(IF(OR(W99=\"\",'Cost scenario - input'!$G84=\"\"),\"\",W99/'Cost scenario - input'!$G84),\"\")","v":""}]
[{"$f":"IFERROR('Cost scenario - input'!A85,\"\")","v":""},{"$f":"IFERROR('Cost scenario - input'!B85,\"\")","v":""},{"$f":"IFERROR('Cost scenario - input'!C85,\"\")","v":""},{"$f":"IFERROR(repcalc('Cost scenario - input'!$CY85:$GK85,'Cost scenario - input'!$J85,'Cost scenario - input'!$H85,'Cost scenario - input'!$I85,20,TRUE,TRUE),\"\")","v":""},"","","","","","","","","","","","","","","","","","","",{"$f":"IFERROR(IF(OR(D100=\"\",'Cost scenario - input'!$G85=\"\"),\"\",D100/'Cost scenario - input'!$G85),\"\")","v":""},{"$f":"IFERROR(IF(OR(E100=\"\",'Cost scenario - input'!$G85=\"\"),\"\",E100/'Cost scenario - input'!$G85),\"\")","v":""},{"$f":"IFERROR(IF(OR(F100=\"\",'Cost scenario - input'!$G85=\"\"),\"\",F100/'Cost scenario - input'!$G85),\"\")","v":""},{"$f":"IFERROR(IF(OR(G100=\"\",'Cost scenario - input'!$G85=\"\"),\"\",G100/'Cost scenario - input'!$G85),\"\")","v":""},{"$f":"IFERROR(IF(OR(H100=\"\",'Cost scenario - input'!$G85=\"\"),\"\",H100/'Cost scenario - input'!$G85),\"\")","v":""},{"$f":"IFERROR(IF(OR(I100=\"\",'Cost scenario - input'!$G85=\"\"),\"\",I100/'Cost scenario - input'!$G85),\"\")","v":""},{"$f":"IFERROR(IF(OR(J100=\"\",'Cost scenario - input'!$G85=\"\"),\"\",J100/'Cost scenario - input'!$G85),\"\")","v":""},{"$f":"IFERROR(IF(OR(K100=\"\",'Cost scenario - input'!$G85=\"\"),\"\",K100/'Cost scenario - input'!$G85),\"\")","v":""},{"$f":"IFERROR(IF(OR(L100=\"\",'Cost scenario - input'!$G85=\"\"),\"\",L100/'Cost scenario - input'!$G85),\"\")","v":""},{"$f":"IFERROR(IF(OR(M100=\"\",'Cost scenario - input'!$G85=\"\"),\"\",M100/'Cost scenario - input'!$G85),\"\")","v":""},{"$f":"IFERROR(IF(OR(N100=\"\",'Cost scenario - input'!$G85=\"\"),\"\",N100/'Cost scenario - input'!$G85),\"\")","v":""},{"$f":"IFERROR(IF(OR(O100=\"\",'Cost scenario - input'!$G85=\"\"),\"\",O100/'Cost scenario - input'!$G85),\"\")","v":""},{"$f":"IFERROR(IF(OR(P100=\"\",'Cost scenario - input'!$G85=\"\"),\"\",P100/'Cost scenario - input'!$G85),\"\")","v":""},{"$f":"IFERROR(IF(OR(Q100=\"\",'Cost scenario - input'!$G85=\"\"),\"\",Q100/'Cost scenario - input'!$G85),\"\")","v":""},{"$f":"IFERROR(IF(OR(R100=\"\",'Cost scenario - input'!$G85=\"\"),\"\",R100/'Cost scenario - input'!$G85),\"\")","v":""},{"$f":"IFERROR(IF(OR(S100=\"\",'Cost scenario - input'!$G85=\"\"),\"\",S100/'Cost scenario - input'!$G85),\"\")","v":""},{"$f":"IFERROR(IF(OR(T100=\"\",'Cost scenario - input'!$G85=\"\"),\"\",T100/'Cost scenario - input'!$G85),\"\")","v":""},{"$f":"IFERROR(IF(OR(U100=\"\",'Cost scenario - input'!$G85=\"\"),\"\",U100/'Cost scenario - input'!$G85),\"\")","v":""},{"$f":"IFERROR(IF(OR(V100=\"\",'Cost scenario - input'!$G85=\"\"),\"\",V100/'Cost scenario - input'!$G85),\"\")","v":""},{"$f":"IFERROR(IF(OR(W100=\"\",'Cost scenario - input'!$G85=\"\"),\"\",W100/'Cost scenario - input'!$G85),\"\")","v":""}]
[{"$f":"IFERROR('Cost scenario - input'!A86,\"\")","v":""},{"$f":"IFERROR('Cost scenario - input'!B86,\"\")","v":""},{"$f":"IFERROR('Cost scenario - input'!C86,\"\")","v":""},{"$f":"IFERROR(repcalc('Cost scenario - input'!$CY86:$GK86,'Cost scenario - input'!$J86,'Cost scenario - input'!$H86,'Cost scenario - input'!$I86,20,TRUE,TRUE),\"\")","v":""},"","","","","","","","","","","","","","","","","","","",{"$f":"IFERROR(IF(OR(D101=\"\",'Cost scenario - input'!$G86=\"\"),\"\",D101/'Cost scenario - input'!$G86),\"\")","v":""},{"$f":"IFERROR(IF(OR(E101=\"\",'Cost scenario - input'!$G86=\"\"),\"\",E101/'Cost scenario - input'!$G86),\"\")","v":""},{"$f":"IFERROR(IF(OR(F101=\"\",'Cost scenario - input'!$G86=\"\"),\"\",F101/'Cost scenario - input'!$G86),\"\")","v":""},{"$f":"IFERROR(IF(OR(G101=\"\",'Cost scenario - input'!$G86=\"\"),\"\",G101/'Cost scenario - input'!$G86),\"\")","v":""},{"$f":"IFERROR(IF(OR(H101=\"\",'Cost scenario - input'!$G86=\"\"),\"\",H101/'Cost scenario - input'!$G86),\"\")","v":""},{"$f":"IFERROR(IF(OR(I101=\"\",'Cost scenario - input'!$G86=\"\"),\"\",I101/'Cost scenario - input'!$G86),\"\")","v":""},{"$f":"IFERROR(IF(OR(J101=\"\",'Cost scenario - input'!$G86=\"\"),\"\",J101/'Cost scenario - input'!$G86),\"\")","v":""},{"$f":"IFERROR(IF(OR(K101=\"\",'Cost scenario - input'!$G86=\"\"),\"\",K101/'Cost scenario - input'!$G86),\"\")","v":""},{"$f":"IFERROR(IF(OR(L101=\"\",'Cost scenario - input'!$G86=\"\"),\"\",L101/'Cost scenario - input'!$G86),\"\")","v":""},{"$f":"IFERROR(IF(OR(M101=\"\",'Cost scenario - input'!$G86=\"\"),\"\",M101/'Cost scenario - input'!$G86),\"\")","v":""},{"$f":"IFERROR(IF(OR(N101=\"\",'Cost scenario - input'!$G86=\"\"),\"\",N101/'Cost scenario - input'!$G86),\"\")","v":""},{"$f":"IFERROR(IF(OR(O101=\"\",'Cost scenario - input'!$G86=\"\"),\"\",O101/'Cost scenario - input'!$G86),\"\")","v":""},{"$f":"IFERROR(IF(OR(P101=\"\",'Cost scenario - input'!$G86=\"\"),\"\",P101/'Cost scenario - input'!$G86),\"\")","v":""},{"$f":"IFERROR(IF(OR(Q101=\"\",'Cost scenario - input'!$G86=\"\"),\"\",Q101/'Cost scenario - input'!$G86),\"\")","v":""},{"$f":"IFERROR(IF(OR(R101=\"\",'Cost scenario - input'!$G86=\"\"),\"\",R101/'Cost scenario - input'!$G86),\"\")","v":""},{"$f":"IFERROR(IF(OR(S101=\"\",'Cost scenario - input'!$G86=\"\"),\"\",S101/'Cost scenario - input'!$G86),\"\")","v":""},{"$f":"IFERROR(IF(OR(T101=\"\",'Cost scenario - input'!$G86=\"\"),\"\",T101/'Cost scenario - input'!$G86),\"\")","v":""},{"$f":"IFERROR(IF(OR(U101=\"\",'Cost scenario - input'!$G86=\"\"),\"\",U101/'Cost scenario - input'!$G86),\"\")","v":""},{"$f":"IFERROR(IF(OR(V101=\"\",'Cost scenario - input'!$G86=\"\"),\"\",V101/'Cost scenario - input'!$G86),\"\")","v":""},{"$f":"IFERROR(IF(OR(W101=\"\",'Cost scenario - input'!$G86=\"\"),\"\",W101/'Cost scenario - input'!$G86),\"\")","v":""}]
[{"$f":"IFERROR('Cost scenario - input'!A87,\"\")","v":""},{"$f":"IFERROR('Cost scenario - input'!B87,\"\")","v":""},{"$f":"IFERROR('Cost scenario - input'!C87,\"\")","v":""},{"$f":"IFERROR(repcalc('Cost scenario - input'!$CY87:$GK87,'Cost scenario - input'!$J87,'Cost scenario - input'!$H87,'Cost scenario - input'!$I87,20,TRUE,TRUE),\"\")","v":""},"","","","","","","","","","","","","","","","","","","",{"$f":"IFERROR(IF(OR(D102=\"\",'Cost scenario - input'!$G87=\"\"),\"\",D102/'Cost scenario - input'!$G87),\"\")","v":""},{"$f":"IFERROR(IF(OR(E102=\"\",'Cost scenario - input'!$G87=\"\"),\"\",E102/'Cost scenario - input'!$G87),\"\")","v":""},{"$f":"IFERROR(IF(OR(F102=\"\",'Cost scenario - input'!$G87=\"\"),\"\",F102/'Cost scenario - input'!$G87),\"\")","v":""},{"$f":"IFERROR(IF(OR(G102=\"\",'Cost scenario - input'!$G87=\"\"),\"\",G102/'Cost scenario - input'!$G87),\"\")","v":""},{"$f":"IFERROR(IF(OR(H102=\"\",'Cost scenario - input'!$G87=\"\"),\"\",H102/'Cost scenario - input'!$G87),\"\")","v":""},{"$f":"IFERROR(IF(OR(I102=\"\",'Cost scenario - input'!$G87=\"\"),\"\",I102/'Cost scenario - input'!$G87),\"\")","v":""},{"$f":"IFERROR(IF(OR(J102=\"\",'Cost scenario - input'!$G87=\"\"),\"\",J102/'Cost scenario - input'!$G87),\"\")","v":""},{"$f":"IFERROR(IF(OR(K102=\"\",'Cost scenario - input'!$G87=\"\"),\"\",K102/'Cost scenario - input'!$G87),\"\")","v":""},{"$f":"IFERROR(IF(OR(L102=\"\",'Cost scenario - input'!$G87=\"\"),\"\",L102/'Cost scenario - input'!$G87),\"\")","v":""},{"$f":"IFERROR(IF(OR(M102=\"\",'Cost scenario - input'!$G87=\"\"),\"\",M102/'Cost scenario - input'!$G87),\"\")","v":""},{"$f":"IFERROR(IF(OR(N102=\"\",'Cost scenario - input'!$G87=\"\"),\"\",N102/'Cost scenario - input'!$G87),\"\")","v":""},{"$f":"IFERROR(IF(OR(O102=\"\",'Cost scenario - input'!$G87=\"\"),\"\",O102/'Cost scenario - input'!$G87),\"\")","v":""},{"$f":"IFERROR(IF(OR(P102=\"\",'Cost scenario - input'!$G87=\"\"),\"\",P102/'Cost scenario - input'!$G87),\"\")","v":""},{"$f":"IFERROR(IF(OR(Q102=\"\",'Cost scenario - input'!$G87=\"\"),\"\",Q102/'Cost scenario - input'!$G87),\"\")","v":""},{"$f":"IFERROR(IF(OR(R102=\"\",'Cost scenario - input'!$G87=\"\"),\"\",R102/'Cost scenario - input'!$G87),\"\")","v":""},{"$f":"IFERROR(IF(OR(S102=\"\",'Cost scenario - input'!$G87=\"\"),\"\",S102/'Cost scenario - input'!$G87),\"\")","v":""},{"$f":"IFERROR(IF(OR(T102=\"\",'Cost scenario - input'!$G87=\"\"),\"\",T102/'Cost scenario - input'!$G87),\"\")","v":""},{"$f":"IFERROR(IF(OR(U102=\"\",'Cost scenario - input'!$G87=\"\"),\"\",U102/'Cost scenario - input'!$G87),\"\")","v":""},{"$f":"IFERROR(IF(OR(V102=\"\",'Cost scenario - input'!$G87=\"\"),\"\",V102/'Cost scenario - input'!$G87),\"\")","v":""},{"$f":"IFERROR(IF(OR(W102=\"\",'Cost scenario - input'!$G87=\"\"),\"\",W102/'Cost scenario - input'!$G87),\"\")","v":""}]
[{"$f":"IFERROR('Cost scenario - input'!A88,\"\")","v":""},{"$f":"IFERROR('Cost scenario - input'!B88,\"\")","v":""},{"$f":"IFERROR('Cost scenario - input'!C88,\"\")","v":""},{"$f":"IFERROR(repcalc('Cost scenario - input'!$CY88:$GK88,'Cost scenario - input'!$J88,'Cost scenario - input'!$H88,'Cost scenario - input'!$I88,20,TRUE,TRUE),\"\")","v":""},"","","","","","","","","","","","","","","","","","","",{"$f":"IFERROR(IF(OR(D103=\"\",'Cost scenario - input'!$G88=\"\"),\"\",D103/'Cost scenario - input'!$G88),\"\")","v":""},{"$f":"IFERROR(IF(OR(E103=\"\",'Cost scenario - input'!$G88=\"\"),\"\",E103/'Cost scenario - input'!$G88),\"\")","v":""},{"$f":"IFERROR(IF(OR(F103=\"\",'Cost scenario - input'!$G88=\"\"),\"\",F103/'Cost scenario - input'!$G88),\"\")","v":""},{"$f":"IFERROR(IF(OR(G103=\"\",'Cost scenario - input'!$G88=\"\"),\"\",G103/'Cost scenario - input'!$G88),\"\")","v":""},{"$f":"IFERROR(IF(OR(H103=\"\",'Cost scenario - input'!$G88=\"\"),\"\",H103/'Cost scenario - input'!$G88),\"\")","v":""},{"$f":"IFERROR(IF(OR(I103=\"\",'Cost scenario - input'!$G88=\"\"),\"\",I103/'Cost scenario - input'!$G88),\"\")","v":""},{"$f":"IFERROR(IF(OR(J103=\"\",'Cost scenario - input'!$G88=\"\"),\"\",J103/'Cost scenario - input'!$G88),\"\")","v":""},{"$f":"IFERROR(IF(OR(K103=\"\",'Cost scenario - input'!$G88=\"\"),\"\",K103/'Cost scenario - input'!$G88),\"\")","v":""},{"$f":"IFERROR(IF(OR(L103=\"\",'Cost scenario - input'!$G88=\"\"),\"\",L103/'Cost scenario - input'!$G88),\"\")","v":""},{"$f":"IFERROR(IF(OR(M103=\"\",'Cost scenario - input'!$G88=\"\"),\"\",M103/'Cost scenario - input'!$G88),\"\")","v":""},{"$f":"IFERROR(IF(OR(N103=\"\",'Cost scenario - input'!$G88=\"\"),\"\",N103/'Cost scenario - input'!$G88),\"\")","v":""},{"$f":"IFERROR(IF(OR(O103=\"\",'Cost scenario - input'!$G88=\"\"),\"\",O103/'Cost scenario - input'!$G88),\"\")","v":""},{"$f":"IFERROR(IF(OR(P103=\"\",'Cost scenario - input'!$G88=\"\"),\"\",P103/'Cost scenario - input'!$G88),\"\")","v":""},{"$f":"IFERROR(IF(OR(Q103=\"\",'Cost scenario - input'!$G88=\"\"),\"\",Q103/'Cost scenario - input'!$G88),\"\")","v":""},{"$f":"IFERROR(IF(OR(R103=\"\",'Cost scenario - input'!$G88=\"\"),\"\",R103/'Cost scenario - input'!$G88),\"\")","v":""},{"$f":"IFERROR(IF(OR(S103=\"\",'Cost scenario - input'!$G88=\"\"),\"\",S103/'Cost scenario - input'!$G88),\"\")","v":""},{"$f":"IFERROR(IF(OR(T103=\"\",'Cost scenario - input'!$G88=\"\"),\"\",T103/'Cost scenario - input'!$G88),\"\")","v":""},{"$f":"IFERROR(IF(OR(U103=\"\",'Cost scenario - input'!$G88=\"\"),\"\",U103/'Cost scenario - input'!$G88),\"\")","v":""},{"$f":"IFERROR(IF(OR(V103=\"\",'Cost scenario - input'!$G88=\"\"),\"\",V103/'Cost scenario - input'!$G88),\"\")","v":""},{"$f":"IFERROR(IF(OR(W103=\"\",'Cost scenario - input'!$G88=\"\"),\"\",W103/'Cost scenario - input'!$G88),\"\")","v":""}]
[{"$f":"IFERROR('Cost scenario - input'!A89,\"\")","v":""},{"$f":"IFERROR('Cost scenario - input'!B89,\"\")","v":""},{"$f":"IFERROR('Cost scenario - input'!C89,\"\")","v":""},{"$f":"IFERROR(repcalc('Cost scenario - input'!$CY89:$GK89,'Cost scenario - input'!$J89,'Cost scenario - input'!$H89,'Cost scenario - input'!$I89,20,TRUE,TRUE),\"\")","v":""},"","","","","","","","","","","","","","","","","","","",{"$f":"IFERROR(IF(OR(D104=\"\",'Cost scenario - input'!$G89=\"\"),\"\",D104/'Cost scenario - input'!$G89),\"\")","v":""},{"$f":"IFERROR(IF(OR(E104=\"\",'Cost scenario - input'!$G89=\"\"),\"\",E104/'Cost scenario - input'!$G89),\"\")","v":""},{"$f":"IFERROR(IF(OR(F104=\"\",'Cost scenario - input'!$G89=\"\"),\"\",F104/'Cost scenario - input'!$G89),\"\")","v":""},{"$f":"IFERROR(IF(OR(G104=\"\",'Cost scenario - input'!$G89=\"\"),\"\",G104/'Cost scenario - input'!$G89),\"\")","v":""},{"$f":"IFERROR(IF(OR(H104=\"\",'Cost scenario - input'!$G89=\"\"),\"\",H104/'Cost scenario - input'!$G89),\"\")","v":""},{"$f":"IFERROR(IF(OR(I104=\"\",'Cost scenario - input'!$G89=\"\"),\"\",I104/'Cost scenario - input'!$G89),\"\")","v":""},{"$f":"IFERROR(IF(OR(J104=\"\",'Cost scenario - input'!$G89=\"\"),\"\",J104/'Cost scenario - input'!$G89),\"\")","v":""},{"$f":"IFERROR(IF(OR(K104=\"\",'Cost scenario - input'!$G89=\"\"),\"\",K104/'Cost scenario - input'!$G89),\"\")","v":""},{"$f":"IFERROR(IF(OR(L104=\"\",'Cost scenario - input'!$G89=\"\"),\"\",L104/'Cost scenario - input'!$G89),\"\")","v":""},{"$f":"IFERROR(IF(OR(M104=\"\",'Cost scenario - input'!$G89=\"\"),\"\",M104/'Cost scenario - input'!$G89),\"\")","v":""},{"$f":"IFERROR(IF(OR(N104=\"\",'Cost scenario - input'!$G89=\"\"),\"\",N104/'Cost scenario - input'!$G89),\"\")","v":""},{"$f":"IFERROR(IF(OR(O104=\"\",'Cost scenario - input'!$G89=\"\"),\"\",O104/'Cost scenario - input'!$G89),\"\")","v":""},{"$f":"IFERROR(IF(OR(P104=\"\",'Cost scenario - input'!$G89=\"\"),\"\",P104/'Cost scenario - input'!$G89),\"\")","v":""},{"$f":"IFERROR(IF(OR(Q104=\"\",'Cost scenario - input'!$G89=\"\"),\"\",Q104/'Cost scenario - input'!$G89),\"\")","v":""},{"$f":"IFERROR(IF(OR(R104=\"\",'Cost scenario - input'!$G89=\"\"),\"\",R104/'Cost scenario - input'!$G89),\"\")","v":""},{"$f":"IFERROR(IF(OR(S104=\"\",'Cost scenario - input'!$G89=\"\"),\"\",S104/'Cost scenario - input'!$G89),\"\")","v":""},{"$f":"IFERROR(IF(OR(T104=\"\",'Cost scenario - input'!$G89=\"\"),\"\",T104/'Cost scenario - input'!$G89),\"\")","v":""},{"$f":"IFERROR(IF(OR(U104=\"\",'Cost scenario - input'!$G89=\"\"),\"\",U104/'Cost scenario - input'!$G89),\"\")","v":""},{"$f":"IFERROR(IF(OR(V104=\"\",'Cost scenario - input'!$G89=\"\"),\"\",V104/'Cost scenario - input'!$G89),\"\")","v":""},{"$f":"IFERROR(IF(OR(W104=\"\",'Cost scenario - input'!$G89=\"\"),\"\",W104/'Cost scenario - input'!$G89),\"\")","v":""}]
[{"$f":"IFERROR('Cost scenario - input'!A90,\"\")","v":""},{"$f":"IFERROR('Cost scenario - input'!B90,\"\")","v":""},{"$f":"IFERROR('Cost scenario - input'!C90,\"\")","v":""},{"$f":"IFERROR(repcalc('Cost scenario - input'!$CY90:$GK90,'Cost scenario - input'!$J90,'Cost scenario - input'!$H90,'Cost scenario - input'!$I90,20,TRUE,TRUE),\"\")","v":""},"","","","","","","","","","","","","","","","","","","",{"$f":"IFERROR(IF(OR(D105=\"\",'Cost scenario - input'!$G90=\"\"),\"\",D105/'Cost scenario - input'!$G90),\"\")","v":""},{"$f":"IFERROR(IF(OR(E105=\"\",'Cost scenario - input'!$G90=\"\"),\"\",E105/'Cost scenario - input'!$G90),\"\")","v":""},{"$f":"IFERROR(IF(OR(F105=\"\",'Cost scenario - input'!$G90=\"\"),\"\",F105/'Cost scenario - input'!$G90),\"\")","v":""},{"$f":"IFERROR(IF(OR(G105=\"\",'Cost scenario - input'!$G90=\"\"),\"\",G105/'Cost scenario - input'!$G90),\"\")","v":""},{"$f":"IFERROR(IF(OR(H105=\"\",'Cost scenario - input'!$G90=\"\"),\"\",H105/'Cost scenario - input'!$G90),\"\")","v":""},{"$f":"IFERROR(IF(OR(I105=\"\",'Cost scenario - input'!$G90=\"\"),\"\",I105/'Cost scenario - input'!$G90),\"\")","v":""},{"$f":"IFERROR(IF(OR(J105=\"\",'Cost scenario - input'!$G90=\"\"),\"\",J105/'Cost scenario - input'!$G90),\"\")","v":""},{"$f":"IFERROR(IF(OR(K105=\"\",'Cost scenario - input'!$G90=\"\"),\"\",K105/'Cost scenario - input'!$G90),\"\")","v":""},{"$f":"IFERROR(IF(OR(L105=\"\",'Cost scenario - input'!$G90=\"\"),\"\",L105/'Cost scenario - input'!$G90),\"\")","v":""},{"$f":"IFERROR(IF(OR(M105=\"\",'Cost scenario - input'!$G90=\"\"),\"\",M105/'Cost scenario - input'!$G90),\"\")","v":""},{"$f":"IFERROR(IF(OR(N105=\"\",'Cost scenario - input'!$G90=\"\"),\"\",N105/'Cost scenario - input'!$G90),\"\")","v":""},{"$f":"IFERROR(IF(OR(O105=\"\",'Cost scenario - input'!$G90=\"\"),\"\",O105/'Cost scenario - input'!$G90),\"\")","v":""},{"$f":"IFERROR(IF(OR(P105=\"\",'Cost scenario - input'!$G90=\"\"),\"\",P105/'Cost scenario - input'!$G90),\"\")","v":""},{"$f":"IFERROR(IF(OR(Q105=\"\",'Cost scenario - input'!$G90=\"\"),\"\",Q105/'Cost scenario - input'!$G90),\"\")","v":""},{"$f":"IFERROR(IF(OR(R105=\"\",'Cost scenario - input'!$G90=\"\"),\"\",R105/'Cost scenario - input'!$G90),\"\")","v":""},{"$f":"IFERROR(IF(OR(S105=\"\",'Cost scenario - input'!$G90=\"\"),\"\",S105/'Cost scenario - input'!$G90),\"\")","v":""},{"$f":"IFERROR(IF(OR(T105=\"\",'Cost scenario - input'!$G90=\"\"),\"\",T105/'Cost scenario - input'!$G90),\"\")","v":""},{"$f":"IFERROR(IF(OR(U105=\"\",'Cost scenario - input'!$G90=\"\"),\"\",U105/'Cost scenario - input'!$G90),\"\")","v":""},{"$f":"IFERROR(IF(OR(V105=\"\",'Cost scenario - input'!$G90=\"\"),\"\",V105/'Cost scenario - input'!$G90),\"\")","v":""},{"$f":"IFERROR(IF(OR(W105=\"\",'Cost scenario - input'!$G90=\"\"),\"\",W105/'Cost scenario - input'!$G90),\"\")","v":""}]
[{"$f":"IFERROR('Cost scenario - input'!A91,\"\")","v":""},{"$f":"IFERROR('Cost scenario - input'!B91,\"\")","v":""},{"$f":"IFERROR('Cost scenario - input'!C91,\"\")","v":""},{"$f":"IFERROR(repcalc('Cost scenario - input'!$CY91:$GK91,'Cost scenario - input'!$J91,'Cost scenario - input'!$H91,'Cost scenario - input'!$I91,20,TRUE,TRUE),\"\")","v":""},"","","","","","","","","","","","","","","","","","","",{"$f":"IFERROR(IF(OR(D106=\"\",'Cost scenario - input'!$G91=\"\"),\"\",D106/'Cost scenario - input'!$G91),\"\")","v":""},{"$f":"IFERROR(IF(OR(E106=\"\",'Cost scenario - input'!$G91=\"\"),\"\",E106/'Cost scenario - input'!$G91),\"\")","v":""},{"$f":"IFERROR(IF(OR(F106=\"\",'Cost scenario - input'!$G91=\"\"),\"\",F106/'Cost scenario - input'!$G91),\"\")","v":""},{"$f":"IFERROR(IF(OR(G106=\"\",'Cost scenario - input'!$G91=\"\"),\"\",G106/'Cost scenario - input'!$G91),\"\")","v":""},{"$f":"IFERROR(IF(OR(H106=\"\",'Cost scenario - input'!$G91=\"\"),\"\",H106/'Cost scenario - input'!$G91),\"\")","v":""},{"$f":"IFERROR(IF(OR(I106=\"\",'Cost scenario - input'!$G91=\"\"),\"\",I106/'Cost scenario - input'!$G91),\"\")","v":""},{"$f":"IFERROR(IF(OR(J106=\"\",'Cost scenario - input'!$G91=\"\"),\"\",J106/'Cost scenario - input'!$G91),\"\")","v":""},{"$f":"IFERROR(IF(OR(K106=\"\",'Cost scenario - input'!$G91=\"\"),\"\",K106/'Cost scenario - input'!$G91),\"\")","v":""},{"$f":"IFERROR(IF(OR(L106=\"\",'Cost scenario - input'!$G91=\"\"),\"\",L106/'Cost scenario - input'!$G91),\"\")","v":""},{"$f":"IFERROR(IF(OR(M106=\"\",'Cost scenario - input'!$G91=\"\"),\"\",M106/'Cost scenario - input'!$G91),\"\")","v":""},{"$f":"IFERROR(IF(OR(N106=\"\",'Cost scenario - input'!$G91=\"\"),\"\",N106/'Cost scenario - input'!$G91),\"\")","v":""},{"$f":"IFERROR(IF(OR(O106=\"\",'Cost scenario - input'!$G91=\"\"),\"\",O106/'Cost scenario - input'!$G91),\"\")","v":""},{"$f":"IFERROR(IF(OR(P106=\"\",'Cost scenario - input'!$G91=\"\"),\"\",P106/'Cost scenario - input'!$G91),\"\")","v":""},{"$f":"IFERROR(IF(OR(Q106=\"\",'Cost scenario - input'!$G91=\"\"),\"\",Q106/'Cost scenario - input'!$G91),\"\")","v":""},{"$f":"IFERROR(IF(OR(R106=\"\",'Cost scenario - input'!$G91=\"\"),\"\",R106/'Cost scenario - input'!$G91),\"\")","v":""},{"$f":"IFERROR(IF(OR(S106=\"\",'Cost scenario - input'!$G91=\"\"),\"\",S106/'Cost scenario - input'!$G91),\"\")","v":""},{"$f":"IFERROR(IF(OR(T106=\"\",'Cost scenario - input'!$G91=\"\"),\"\",T106/'Cost scenario - input'!$G91),\"\")","v":""},{"$f":"IFERROR(IF(OR(U106=\"\",'Cost scenario - input'!$G91=\"\"),\"\",U106/'Cost scenario - input'!$G91),\"\")","v":""},{"$f":"IFERROR(IF(OR(V106=\"\",'Cost scenario - input'!$G91=\"\"),\"\",V106/'Cost scenario - input'!$G91),\"\")","v":""},{"$f":"IFERROR(IF(OR(W106=\"\",'Cost scenario - input'!$G91=\"\"),\"\",W106/'Cost scenario - input'!$G91),\"\")","v":""}]
[{"$f":"IFERROR('Cost scenario - input'!A92,\"\")","v":""},{"$f":"IFERROR('Cost scenario - input'!B92,\"\")","v":""},{"$f":"IFERROR('Cost scenario - input'!C92,\"\")","v":""},{"$f":"IFERROR(repcalc('Cost scenario - input'!$CY92:$GK92,'Cost scenario - input'!$J92,'Cost scenario - input'!$H92,'Cost scenario - input'!$I92,20,TRUE,TRUE),\"\")","v":""},"","","","","","","","","","","","","","","","","","","",{"$f":"IFERROR(IF(OR(D107=\"\",'Cost scenario - input'!$G92=\"\"),\"\",D107/'Cost scenario - input'!$G92),\"\")","v":""},{"$f":"IFERROR(IF(OR(E107=\"\",'Cost scenario - input'!$G92=\"\"),\"\",E107/'Cost scenario - input'!$G92),\"\")","v":""},{"$f":"IFERROR(IF(OR(F107=\"\",'Cost scenario - input'!$G92=\"\"),\"\",F107/'Cost scenario - input'!$G92),\"\")","v":""},{"$f":"IFERROR(IF(OR(G107=\"\",'Cost scenario - input'!$G92=\"\"),\"\",G107/'Cost scenario - input'!$G92),\"\")","v":""},{"$f":"IFERROR(IF(OR(H107=\"\",'Cost scenario - input'!$G92=\"\"),\"\",H107/'Cost scenario - input'!$G92),\"\")","v":""},{"$f":"IFERROR(IF(OR(I107=\"\",'Cost scenario - input'!$G92=\"\"),\"\",I107/'Cost scenario - input'!$G92),\"\")","v":""},{"$f":"IFERROR(IF(OR(J107=\"\",'Cost scenario - input'!$G92=\"\"),\"\",J107/'Cost scenario - input'!$G92),\"\")","v":""},{"$f":"IFERROR(IF(OR(K107=\"\",'Cost scenario - input'!$G92=\"\"),\"\",K107/'Cost scenario - input'!$G92),\"\")","v":""},{"$f":"IFERROR(IF(OR(L107=\"\",'Cost scenario - input'!$G92=\"\"),\"\",L107/'Cost scenario - input'!$G92),\"\")","v":""},{"$f":"IFERROR(IF(OR(M107=\"\",'Cost scenario - input'!$G92=\"\"),\"\",M107/'Cost scenario - input'!$G92),\"\")","v":""},{"$f":"IFERROR(IF(OR(N107=\"\",'Cost scenario - input'!$G92=\"\"),\"\",N107/'Cost scenario - input'!$G92),\"\")","v":""},{"$f":"IFERROR(IF(OR(O107=\"\",'Cost scenario - input'!$G92=\"\"),\"\",O107/'Cost scenario - input'!$G92),\"\")","v":""},{"$f":"IFERROR(IF(OR(P107=\"\",'Cost scenario - input'!$G92=\"\"),\"\",P107/'Cost scenario - input'!$G92),\"\")","v":""},{"$f":"IFERROR(IF(OR(Q107=\"\",'Cost scenario - input'!$G92=\"\"),\"\",Q107/'Cost scenario - input'!$G92),\"\")","v":""},{"$f":"IFERROR(IF(OR(R107=\"\",'Cost scenario - input'!$G92=\"\"),\"\",R107/'Cost scenario - input'!$G92),\"\")","v":""},{"$f":"IFERROR(IF(OR(S107=\"\",'Cost scenario - input'!$G92=\"\"),\"\",S107/'Cost scenario - input'!$G92),\"\")","v":""},{"$f":"IFERROR(IF(OR(T107=\"\",'Cost scenario - input'!$G92=\"\"),\"\",T107/'Cost scenario - input'!$G92),\"\")","v":""},{"$f":"IFERROR(IF(OR(U107=\"\",'Cost scenario - input'!$G92=\"\"),\"\",U107/'Cost scenario - input'!$G92),\"\")","v":""},{"$f":"IFERROR(IF(OR(V107=\"\",'Cost scenario - input'!$G92=\"\"),\"\",V107/'Cost scenario - input'!$G92),\"\")","v":""},{"$f":"IFERROR(IF(OR(W107=\"\",'Cost scenario - input'!$G92=\"\"),\"\",W107/'Cost scenario - input'!$G92),\"\")","v":""}]
[{"$f":"IFERROR('Cost scenario - input'!A93,\"\")","v":""},{"$f":"IFERROR('Cost scenario - input'!B93,\"\")","v":""},{"$f":"IFERROR('Cost scenario - input'!C93,\"\")","v":""},{"$f":"IFERROR(repcalc('Cost scenario - input'!$CY93:$GK93,'Cost scenario - input'!$J93,'Cost scenario - input'!$H93,'Cost scenario - input'!$I93,20,TRUE,TRUE),\"\")","v":""},"","","","","","","","","","","","","","","","","","","",{"$f":"IFERROR(IF(OR(D108=\"\",'Cost scenario - input'!$G93=\"\"),\"\",D108/'Cost scenario - input'!$G93),\"\")","v":""},{"$f":"IFERROR(IF(OR(E108=\"\",'Cost scenario - input'!$G93=\"\"),\"\",E108/'Cost scenario - input'!$G93),\"\")","v":""},{"$f":"IFERROR(IF(OR(F108=\"\",'Cost scenario - input'!$G93=\"\"),\"\",F108/'Cost scenario - input'!$G93),\"\")","v":""},{"$f":"IFERROR(IF(OR(G108=\"\",'Cost scenario - input'!$G93=\"\"),\"\",G108/'Cost scenario - input'!$G93),\"\")","v":""},{"$f":"IFERROR(IF(OR(H108=\"\",'Cost scenario - input'!$G93=\"\"),\"\",H108/'Cost scenario - input'!$G93),\"\")","v":""},{"$f":"IFERROR(IF(OR(I108=\"\",'Cost scenario - input'!$G93=\"\"),\"\",I108/'Cost scenario - input'!$G93),\"\")","v":""},{"$f":"IFERROR(IF(OR(J108=\"\",'Cost scenario - input'!$G93=\"\"),\"\",J108/'Cost scenario - input'!$G93),\"\")","v":""},{"$f":"IFERROR(IF(OR(K108=\"\",'Cost scenario - input'!$G93=\"\"),\"\",K108/'Cost scenario - input'!$G93),\"\")","v":""},{"$f":"IFERROR(IF(OR(L108=\"\",'Cost scenario - input'!$G93=\"\"),\"\",L108/'Cost scenario - input'!$G93),\"\")","v":""},{"$f":"IFERROR(IF(OR(M108=\"\",'Cost scenario - input'!$G93=\"\"),\"\",M108/'Cost scenario - input'!$G93),\"\")","v":""},{"$f":"IFERROR(IF(OR(N108=\"\",'Cost scenario - input'!$G93=\"\"),\"\",N108/'Cost scenario - input'!$G93),\"\")","v":""},{"$f":"IFERROR(IF(OR(O108=\"\",'Cost scenario - input'!$G93=\"\"),\"\",O108/'Cost scenario - input'!$G93),\"\")","v":""},{"$f":"IFERROR(IF(OR(P108=\"\",'Cost scenario - input'!$G93=\"\"),\"\",P108/'Cost scenario - input'!$G93),\"\")","v":""},{"$f":"IFERROR(IF(OR(Q108=\"\",'Cost scenario - input'!$G93=\"\"),\"\",Q108/'Cost scenario - input'!$G93),\"\")","v":""},{"$f":"IFERROR(IF(OR(R108=\"\",'Cost scenario - input'!$G93=\"\"),\"\",R108/'Cost scenario - input'!$G93),\"\")","v":""},{"$f":"IFERROR(IF(OR(S108=\"\",'Cost scenario - input'!$G93=\"\"),\"\",S108/'Cost scenario - input'!$G93),\"\")","v":""},{"$f":"IFERROR(IF(OR(T108=\"\",'Cost scenario - input'!$G93=\"\"),\"\",T108/'Cost scenario - input'!$G93),\"\")","v":""},{"$f":"IFERROR(IF(OR(U108=\"\",'Cost scenario - input'!$G93=\"\"),\"\",U108/'Cost scenario - input'!$G93),\"\")","v":""},{"$f":"IFERROR(IF(OR(V108=\"\",'Cost scenario - input'!$G93=\"\"),\"\",V108/'Cost scenario - input'!$G93),\"\")","v":""},{"$f":"IFERROR(IF(OR(W108=\"\",'Cost scenario - input'!$G93=\"\"),\"\",W108/'Cost scenario - input'!$G93),\"\")","v":""}]
[{"$f":"IFERROR('Cost scenario - input'!A94,\"\")","v":""},{"$f":"IFERROR('Cost scenario - input'!B94,\"\")","v":""},{"$f":"IFERROR('Cost scenario - input'!C94,\"\")","v":""},{"$f":"IFERROR(repcalc('Cost scenario - input'!$CY94:$GK94,'Cost scenario - input'!$J94,'Cost scenario - input'!$H94,'Cost scenario - input'!$I94,20,TRUE,TRUE),\"\")","v":""},"","","","","","","","","","","","","","","","","","","",{"$f":"IFERROR(IF(OR(D109=\"\",'Cost scenario - input'!$G94=\"\"),\"\",D109/'Cost scenario - input'!$G94),\"\")","v":""},{"$f":"IFERROR(IF(OR(E109=\"\",'Cost scenario - input'!$G94=\"\"),\"\",E109/'Cost scenario - input'!$G94),\"\")","v":""},{"$f":"IFERROR(IF(OR(F109=\"\",'Cost scenario - input'!$G94=\"\"),\"\",F109/'Cost scenario - input'!$G94),\"\")","v":""},{"$f":"IFERROR(IF(OR(G109=\"\",'Cost scenario - input'!$G94=\"\"),\"\",G109/'Cost scenario - input'!$G94),\"\")","v":""},{"$f":"IFERROR(IF(OR(H109=\"\",'Cost scenario - input'!$G94=\"\"),\"\",H109/'Cost scenario - input'!$G94),\"\")","v":""},{"$f":"IFERROR(IF(OR(I109=\"\",'Cost scenario - input'!$G94=\"\"),\"\",I109/'Cost scenario - input'!$G94),\"\")","v":""},{"$f":"IFERROR(IF(OR(J109=\"\",'Cost scenario - input'!$G94=\"\"),\"\",J109/'Cost scenario - input'!$G94),\"\")","v":""},{"$f":"IFERROR(IF(OR(K109=\"\",'Cost scenario - input'!$G94=\"\"),\"\",K109/'Cost scenario - input'!$G94),\"\")","v":""},{"$f":"IFERROR(IF(OR(L109=\"\",'Cost scenario - input'!$G94=\"\"),\"\",L109/'Cost scenario - input'!$G94),\"\")","v":""},{"$f":"IFERROR(IF(OR(M109=\"\",'Cost scenario - input'!$G94=\"\"),\"\",M109/'Cost scenario - input'!$G94),\"\")","v":""},{"$f":"IFERROR(IF(OR(N109=\"\",'Cost scenario - input'!$G94=\"\"),\"\",N109/'Cost scenario - input'!$G94),\"\")","v":""},{"$f":"IFERROR(IF(OR(O109=\"\",'Cost scenario - input'!$G94=\"\"),\"\",O109/'Cost scenario - input'!$G94),\"\")","v":""},{"$f":"IFERROR(IF(OR(P109=\"\",'Cost scenario - input'!$G94=\"\"),\"\",P109/'Cost scenario - input'!$G94),\"\")","v":""},{"$f":"IFERROR(IF(OR(Q109=\"\",'Cost scenario - input'!$G94=\"\"),\"\",Q109/'Cost scenario - input'!$G94),\"\")","v":""},{"$f":"IFERROR(IF(OR(R109=\"\",'Cost scenario - input'!$G94=\"\"),\"\",R109/'Cost scenario - input'!$G94),\"\")","v":""},{"$f":"IFERROR(IF(OR(S109=\"\",'Cost scenario - input'!$G94=\"\"),\"\",S109/'Cost scenario - input'!$G94),\"\")","v":""},{"$f":"IFERROR(IF(OR(T109=\"\",'Cost scenario - input'!$G94=\"\"),\"\",T109/'Cost scenario - input'!$G94),\"\")","v":""},{"$f":"IFERROR(IF(OR(U109=\"\",'Cost scenario - input'!$G94=\"\"),\"\",U109/'Cost scenario - input'!$G94),\"\")","v":""},{"$f":"IFERROR(IF(OR(V109=\"\",'Cost scenario - input'!$G94=\"\"),\"\",V109/'Cost scenario - input'!$G94),\"\")","v":""},{"$f":"IFERROR(IF(OR(W109=\"\",'Cost scenario - input'!$G94=\"\"),\"\",W109/'Cost scenario - input'!$G94),\"\")","v":""}]
[{"$f":"IFERROR('Cost scenario - input'!A95,\"\")","v":""},{"$f":"IFERROR('Cost scenario - input'!B95,\"\")","v":""},{"$f":"IFERROR('Cost scenario - input'!C95,\"\")","v":""},{"$f":"IFERROR(repcalc('Cost scenario - input'!$CY95:$GK95,'Cost scenario - input'!$J95,'Cost scenario - input'!$H95,'Cost scenario - input'!$I95,20,TRUE,TRUE),\"\")","v":""},"","","","","","","","","","","","","","","","","","","",{"$f":"IFERROR(IF(OR(D110=\"\",'Cost scenario - input'!$G95=\"\"),\"\",D110/'Cost scenario - input'!$G95),\"\")","v":""},{"$f":"IFERROR(IF(OR(E110=\"\",'Cost scenario - input'!$G95=\"\"),\"\",E110/'Cost scenario - input'!$G95),\"\")","v":""},{"$f":"IFERROR(IF(OR(F110=\"\",'Cost scenario - input'!$G95=\"\"),\"\",F110/'Cost scenario - input'!$G95),\"\")","v":""},{"$f":"IFERROR(IF(OR(G110=\"\",'Cost scenario - input'!$G95=\"\"),\"\",G110/'Cost scenario - input'!$G95),\"\")","v":""},{"$f":"IFERROR(IF(OR(H110=\"\",'Cost scenario - input'!$G95=\"\"),\"\",H110/'Cost scenario - input'!$G95),\"\")","v":""},{"$f":"IFERROR(IF(OR(I110=\"\",'Cost scenario - input'!$G95=\"\"),\"\",I110/'Cost scenario - input'!$G95),\"\")","v":""},{"$f":"IFERROR(IF(OR(J110=\"\",'Cost scenario - input'!$G95=\"\"),\"\",J110/'Cost scenario - input'!$G95),\"\")","v":""},{"$f":"IFERROR(IF(OR(K110=\"\",'Cost scenario - input'!$G95=\"\"),\"\",K110/'Cost scenario - input'!$G95),\"\")","v":""},{"$f":"IFERROR(IF(OR(L110=\"\",'Cost scenario - input'!$G95=\"\"),\"\",L110/'Cost scenario - input'!$G95),\"\")","v":""},{"$f":"IFERROR(IF(OR(M110=\"\",'Cost scenario - input'!$G95=\"\"),\"\",M110/'Cost scenario - input'!$G95),\"\")","v":""},{"$f":"IFERROR(IF(OR(N110=\"\",'Cost scenario - input'!$G95=\"\"),\"\",N110/'Cost scenario - input'!$G95),\"\")","v":""},{"$f":"IFERROR(IF(OR(O110=\"\",'Cost scenario - input'!$G95=\"\"),\"\",O110/'Cost scenario - input'!$G95),\"\")","v":""},{"$f":"IFERROR(IF(OR(P110=\"\",'Cost scenario - input'!$G95=\"\"),\"\",P110/'Cost scenario - input'!$G95),\"\")","v":""},{"$f":"IFERROR(IF(OR(Q110=\"\",'Cost scenario - input'!$G95=\"\"),\"\",Q110/'Cost scenario - input'!$G95),\"\")","v":""},{"$f":"IFERROR(IF(OR(R110=\"\",'Cost scenario - input'!$G95=\"\"),\"\",R110/'Cost scenario - input'!$G95),\"\")","v":""},{"$f":"IFERROR(IF(OR(S110=\"\",'Cost scenario - input'!$G95=\"\"),\"\",S110/'Cost scenario - input'!$G95),\"\")","v":""},{"$f":"IFERROR(IF(OR(T110=\"\",'Cost scenario - input'!$G95=\"\"),\"\",T110/'Cost scenario - input'!$G95),\"\")","v":""},{"$f":"IFERROR(IF(OR(U110=\"\",'Cost scenario - input'!$G95=\"\"),\"\",U110/'Cost scenario - input'!$G95),\"\")","v":""},{"$f":"IFERROR(IF(OR(V110=\"\",'Cost scenario - input'!$G95=\"\"),\"\",V110/'Cost scenario - input'!$G95),\"\")","v":""},{"$f":"IFERROR(IF(OR(W110=\"\",'Cost scenario - input'!$G95=\"\"),\"\",W110/'Cost scenario - input'!$G95),\"\")","v":""}]
[{"$f":"IFERROR('Cost scenario - input'!A96,\"\")","v":""},{"$f":"IFERROR('Cost scenario - input'!B96,\"\")","v":""},{"$f":"IFERROR('Cost scenario - input'!C96,\"\")","v":""},{"$f":"IFERROR(repcalc('Cost scenario - input'!$CY96:$GK96,'Cost scenario - input'!$J96,'Cost scenario - input'!$H96,'Cost scenario - input'!$I96,20,TRUE,TRUE),\"\")","v":""},"","","","","","","","","","","","","","","","","","","",{"$f":"IFERROR(IF(OR(D111=\"\",'Cost scenario - input'!$G96=\"\"),\"\",D111/'Cost scenario - input'!$G96),\"\")","v":""},{"$f":"IFERROR(IF(OR(E111=\"\",'Cost scenario - input'!$G96=\"\"),\"\",E111/'Cost scenario - input'!$G96),\"\")","v":""},{"$f":"IFERROR(IF(OR(F111=\"\",'Cost scenario - input'!$G96=\"\"),\"\",F111/'Cost scenario - input'!$G96),\"\")","v":""},{"$f":"IFERROR(IF(OR(G111=\"\",'Cost scenario - input'!$G96=\"\"),\"\",G111/'Cost scenario - input'!$G96),\"\")","v":""},{"$f":"IFERROR(IF(OR(H111=\"\",'Cost scenario - input'!$G96=\"\"),\"\",H111/'Cost scenario - input'!$G96),\"\")","v":""},{"$f":"IFERROR(IF(OR(I111=\"\",'Cost scenario - input'!$G96=\"\"),\"\",I111/'Cost scenario - input'!$G96),\"\")","v":""},{"$f":"IFERROR(IF(OR(J111=\"\",'Cost scenario - input'!$G96=\"\"),\"\",J111/'Cost scenario - input'!$G96),\"\")","v":""},{"$f":"IFERROR(IF(OR(K111=\"\",'Cost scenario - input'!$G96=\"\"),\"\",K111/'Cost scenario - input'!$G96),\"\")","v":""},{"$f":"IFERROR(IF(OR(L111=\"\",'Cost scenario - input'!$G96=\"\"),\"\",L111/'Cost scenario - input'!$G96),\"\")","v":""},{"$f":"IFERROR(IF(OR(M111=\"\",'Cost scenario - input'!$G96=\"\"),\"\",M111/'Cost scenario - input'!$G96),\"\")","v":""},{"$f":"IFERROR(IF(OR(N111=\"\",'Cost scenario - input'!$G96=\"\"),\"\",N111/'Cost scenario - input'!$G96),\"\")","v":""},{"$f":"IFERROR(IF(OR(O111=\"\",'Cost scenario - input'!$G96=\"\"),\"\",O111/'Cost scenario - input'!$G96),\"\")","v":""},{"$f":"IFERROR(IF(OR(P111=\"\",'Cost scenario - input'!$G96=\"\"),\"\",P111/'Cost scenario - input'!$G96),\"\")","v":""},{"$f":"IFERROR(IF(OR(Q111=\"\",'Cost scenario - input'!$G96=\"\"),\"\",Q111/'Cost scenario - input'!$G96),\"\")","v":""},{"$f":"IFERROR(IF(OR(R111=\"\",'Cost scenario - input'!$G96=\"\"),\"\",R111/'Cost scenario - input'!$G96),\"\")","v":""},{"$f":"IFERROR(IF(OR(S111=\"\",'Cost scenario - input'!$G96=\"\"),\"\",S111/'Cost scenario - input'!$G96),\"\")","v":""},{"$f":"IFERROR(IF(OR(T111=\"\",'Cost scenario - input'!$G96=\"\"),\"\",T111/'Cost scenario - input'!$G96),\"\")","v":""},{"$f":"IFERROR(IF(OR(U111=\"\",'Cost scenario - input'!$G96=\"\"),\"\",U111/'Cost scenario - input'!$G96),\"\")","v":""},{"$f":"IFERROR(IF(OR(V111=\"\",'Cost scenario - input'!$G96=\"\"),\"\",V111/'Cost scenario - input'!$G96),\"\")","v":""},{"$f":"IFERROR(IF(OR(W111=\"\",'Cost scenario - input'!$G96=\"\"),\"\",W111/'Cost scenario - input'!$G96),\"\")","v":""}]
[{"$f":"IFERROR('Cost scenario - input'!A97,\"\")","v":""},{"$f":"IFERROR('Cost scenario - input'!B97,\"\")","v":""},{"$f":"IFERROR('Cost scenario - input'!C97,\"\")","v":""},{"$f":"IFERROR(repcalc('Cost scenario - input'!$CY97:$GK97,'Cost scenario - input'!$J97,'Cost scenario - input'!$H97,'Cost scenario - input'!$I97,20,TRUE,TRUE),\"\")","v":""},"","","","","","","","","","","","","","","","","","","",{"$f":"IFERROR(IF(OR(D112=\"\",'Cost scenario - input'!$G97=\"\"),\"\",D112/'Cost scenario - input'!$G97),\"\")","v":""},{"$f":"IFERROR(IF(OR(E112=\"\",'Cost scenario - input'!$G97=\"\"),\"\",E112/'Cost scenario - input'!$G97),\"\")","v":""},{"$f":"IFERROR(IF(OR(F112=\"\",'Cost scenario - input'!$G97=\"\"),\"\",F112/'Cost scenario - input'!$G97),\"\")","v":""},{"$f":"IFERROR(IF(OR(G112=\"\",'Cost scenario - input'!$G97=\"\"),\"\",G112/'Cost scenario - input'!$G97),\"\")","v":""},{"$f":"IFERROR(IF(OR(H112=\"\",'Cost scenario - input'!$G97=\"\"),\"\",H112/'Cost scenario - input'!$G97),\"\")","v":""},{"$f":"IFERROR(IF(OR(I112=\"\",'Cost scenario - input'!$G97=\"\"),\"\",I112/'Cost scenario - input'!$G97),\"\")","v":""},{"$f":"IFERROR(IF(OR(J112=\"\",'Cost scenario - input'!$G97=\"\"),\"\",J112/'Cost scenario - input'!$G97),\"\")","v":""},{"$f":"IFERROR(IF(OR(K112=\"\",'Cost scenario - input'!$G97=\"\"),\"\",K112/'Cost scenario - input'!$G97),\"\")","v":""},{"$f":"IFERROR(IF(OR(L112=\"\",'Cost scenario - input'!$G97=\"\"),\"\",L112/'Cost scenario - input'!$G97),\"\")","v":""},{"$f":"IFERROR(IF(OR(M112=\"\",'Cost scenario - input'!$G97=\"\"),\"\",M112/'Cost scenario - input'!$G97),\"\")","v":""},{"$f":"IFERROR(IF(OR(N112=\"\",'Cost scenario - input'!$G97=\"\"),\"\",N112/'Cost scenario - input'!$G97),\"\")","v":""},{"$f":"IFERROR(IF(OR(O112=\"\",'Cost scenario - input'!$G97=\"\"),\"\",O112/'Cost scenario - input'!$G97),\"\")","v":""},{"$f":"IFERROR(IF(OR(P112=\"\",'Cost scenario - input'!$G97=\"\"),\"\",P112/'Cost scenario - input'!$G97),\"\")","v":""},{"$f":"IFERROR(IF(OR(Q112=\"\",'Cost scenario - input'!$G97=\"\"),\"\",Q112/'Cost scenario - input'!$G97),\"\")","v":""},{"$f":"IFERROR(IF(OR(R112=\"\",'Cost scenario - input'!$G97=\"\"),\"\",R112/'Cost scenario - input'!$G97),\"\")","v":""},{"$f":"IFERROR(IF(OR(S112=\"\",'Cost scenario - input'!$G97=\"\"),\"\",S112/'Cost scenario - input'!$G97),\"\")","v":""},{"$f":"IFERROR(IF(OR(T112=\"\",'Cost scenario - input'!$G97=\"\"),\"\",T112/'Cost scenario - input'!$G97),\"\")","v":""},{"$f":"IFERROR(IF(OR(U112=\"\",'Cost scenario - input'!$G97=\"\"),\"\",U112/'Cost scenario - input'!$G97),\"\")","v":""},{"$f":"IFERROR(IF(OR(V112=\"\",'Cost scenario - input'!$G97=\"\"),\"\",V112/'Cost scenario - input'!$G97),\"\")","v":""},{"$f":"IFERROR(IF(OR(W112=\"\",'Cost scenario - input'!$G97=\"\"),\"\",W112/'Cost scenario - input'!$G97),\"\")","v":""}]
[{"$f":"IFERROR('Cost scenario - input'!A98,\"\")","v":""},{"$f":"IFERROR('Cost scenario - input'!B98,\"\")","v":""},{"$f":"IFERROR('Cost scenario - input'!C98,\"\")","v":""},{"$f":"IFERROR(repcalc('Cost scenario - input'!$CY98:$GK98,'Cost scenario - input'!$J98,'Cost scenario - input'!$H98,'Cost scenario - input'!$I98,20,TRUE,TRUE),\"\")","v":""},"","","","","","","","","","","","","","","","","","","",{"$f":"IFERROR(IF(OR(D113=\"\",'Cost scenario - input'!$G98=\"\"),\"\",D113/'Cost scenario - input'!$G98),\"\")","v":""},{"$f":"IFERROR(IF(OR(E113=\"\",'Cost scenario - input'!$G98=\"\"),\"\",E113/'Cost scenario - input'!$G98),\"\")","v":""},{"$f":"IFERROR(IF(OR(F113=\"\",'Cost scenario - input'!$G98=\"\"),\"\",F113/'Cost scenario - input'!$G98),\"\")","v":""},{"$f":"IFERROR(IF(OR(G113=\"\",'Cost scenario - input'!$G98=\"\"),\"\",G113/'Cost scenario - input'!$G98),\"\")","v":""},{"$f":"IFERROR(IF(OR(H113=\"\",'Cost scenario - input'!$G98=\"\"),\"\",H113/'Cost scenario - input'!$G98),\"\")","v":""},{"$f":"IFERROR(IF(OR(I113=\"\",'Cost scenario - input'!$G98=\"\"),\"\",I113/'Cost scenario - input'!$G98),\"\")","v":""},{"$f":"IFERROR(IF(OR(J113=\"\",'Cost scenario - input'!$G98=\"\"),\"\",J113/'Cost scenario - input'!$G98),\"\")","v":""},{"$f":"IFERROR(IF(OR(K113=\"\",'Cost scenario - input'!$G98=\"\"),\"\",K113/'Cost scenario - input'!$G98),\"\")","v":""},{"$f":"IFERROR(IF(OR(L113=\"\",'Cost scenario - input'!$G98=\"\"),\"\",L113/'Cost scenario - input'!$G98),\"\")","v":""},{"$f":"IFERROR(IF(OR(M113=\"\",'Cost scenario - input'!$G98=\"\"),\"\",M113/'Cost scenario - input'!$G98),\"\")","v":""},{"$f":"IFERROR(IF(OR(N113=\"\",'Cost scenario - input'!$G98=\"\"),\"\",N113/'Cost scenario - input'!$G98),\"\")","v":""},{"$f":"IFERROR(IF(OR(O113=\"\",'Cost scenario - input'!$G98=\"\"),\"\",O113/'Cost scenario - input'!$G98),\"\")","v":""},{"$f":"IFERROR(IF(OR(P113=\"\",'Cost scenario - input'!$G98=\"\"),\"\",P113/'Cost scenario - input'!$G98),\"\")","v":""},{"$f":"IFERROR(IF(OR(Q113=\"\",'Cost scenario - input'!$G98=\"\"),\"\",Q113/'Cost scenario - input'!$G98),\"\")","v":""},{"$f":"IFERROR(IF(OR(R113=\"\",'Cost scenario - input'!$G98=\"\"),\"\",R113/'Cost scenario - input'!$G98),\"\")","v":""},{"$f":"IFERROR(IF(OR(S113=\"\",'Cost scenario - input'!$G98=\"\"),\"\",S113/'Cost scenario - input'!$G98),\"\")","v":""},{"$f":"IFERROR(IF(OR(T113=\"\",'Cost scenario - input'!$G98=\"\"),\"\",T113/'Cost scenario - input'!$G98),\"\")","v":""},{"$f":"IFERROR(IF(OR(U113=\"\",'Cost scenario - input'!$G98=\"\"),\"\",U113/'Cost scenario - input'!$G98),\"\")","v":""},{"$f":"IFERROR(IF(OR(V113=\"\",'Cost scenario - input'!$G98=\"\"),\"\",V113/'Cost scenario - input'!$G98),\"\")","v":""},{"$f":"IFERROR(IF(OR(W113=\"\",'Cost scenario - input'!$G98=\"\"),\"\",W113/'Cost scenario - input'!$G98),\"\")","v":""}]
[{"$f":"IFERROR('Cost scenario - input'!A99,\"\")","v":""},{"$f":"IFERROR('Cost scenario - input'!B99,\"\")","v":""},{"$f":"IFERROR('Cost scenario - input'!C99,\"\")","v":""},{"$f":"IFERROR(repcalc('Cost scenario - input'!$CY99:$GK99,'Cost scenario - input'!$J99,'Cost scenario - input'!$H99,'Cost scenario - input'!$I99,20,TRUE,TRUE),\"\")","v":""},"","","","","","","","","","","","","","","","","","","",{"$f":"IFERROR(IF(OR(D114=\"\",'Cost scenario - input'!$G99=\"\"),\"\",D114/'Cost scenario - input'!$G99),\"\")","v":""},{"$f":"IFERROR(IF(OR(E114=\"\",'Cost scenario - input'!$G99=\"\"),\"\",E114/'Cost scenario - input'!$G99),\"\")","v":""},{"$f":"IFERROR(IF(OR(F114=\"\",'Cost scenario - input'!$G99=\"\"),\"\",F114/'Cost scenario - input'!$G99),\"\")","v":""},{"$f":"IFERROR(IF(OR(G114=\"\",'Cost scenario - input'!$G99=\"\"),\"\",G114/'Cost scenario - input'!$G99),\"\")","v":""},{"$f":"IFERROR(IF(OR(H114=\"\",'Cost scenario - input'!$G99=\"\"),\"\",H114/'Cost scenario - input'!$G99),\"\")","v":""},{"$f":"IFERROR(IF(OR(I114=\"\",'Cost scenario - input'!$G99=\"\"),\"\",I114/'Cost scenario - input'!$G99),\"\")","v":""},{"$f":"IFERROR(IF(OR(J114=\"\",'Cost scenario - input'!$G99=\"\"),\"\",J114/'Cost scenario - input'!$G99),\"\")","v":""},{"$f":"IFERROR(IF(OR(K114=\"\",'Cost scenario - input'!$G99=\"\"),\"\",K114/'Cost scenario - input'!$G99),\"\")","v":""},{"$f":"IFERROR(IF(OR(L114=\"\",'Cost scenario - input'!$G99=\"\"),\"\",L114/'Cost scenario - input'!$G99),\"\")","v":""},{"$f":"IFERROR(IF(OR(M114=\"\",'Cost scenario - input'!$G99=\"\"),\"\",M114/'Cost scenario - input'!$G99),\"\")","v":""},{"$f":"IFERROR(IF(OR(N114=\"\",'Cost scenario - input'!$G99=\"\"),\"\",N114/'Cost scenario - input'!$G99),\"\")","v":""},{"$f":"IFERROR(IF(OR(O114=\"\",'Cost scenario - input'!$G99=\"\"),\"\",O114/'Cost scenario - input'!$G99),\"\")","v":""},{"$f":"IFERROR(IF(OR(P114=\"\",'Cost scenario - input'!$G99=\"\"),\"\",P114/'Cost scenario - input'!$G99),\"\")","v":""},{"$f":"IFERROR(IF(OR(Q114=\"\",'Cost scenario - input'!$G99=\"\"),\"\",Q114/'Cost scenario - input'!$G99),\"\")","v":""},{"$f":"IFERROR(IF(OR(R114=\"\",'Cost scenario - input'!$G99=\"\"),\"\",R114/'Cost scenario - input'!$G99),\"\")","v":""},{"$f":"IFERROR(IF(OR(S114=\"\",'Cost scenario - input'!$G99=\"\"),\"\",S114/'Cost scenario - input'!$G99),\"\")","v":""},{"$f":"IFERROR(IF(OR(T114=\"\",'Cost scenario - input'!$G99=\"\"),\"\",T114/'Cost scenario - input'!$G99),\"\")","v":""},{"$f":"IFERROR(IF(OR(U114=\"\",'Cost scenario - input'!$G99=\"\"),\"\",U114/'Cost scenario - input'!$G99),\"\")","v":""},{"$f":"IFERROR(IF(OR(V114=\"\",'Cost scenario - input'!$G99=\"\"),\"\",V114/'Cost scenario - input'!$G99),\"\")","v":""},{"$f":"IFERROR(IF(OR(W114=\"\",'Cost scenario - input'!$G99=\"\"),\"\",W114/'Cost scenario - input'!$G99),\"\")","v":""}]
[{"$f":"IFERROR('Cost scenario - input'!A100,\"\")","v":""},{"$f":"IFERROR('Cost scenario - input'!B100,\"\")","v":""},{"$f":"IFERROR('Cost scenario - input'!C100,\"\")","v":""},{"$f":"IFERROR(repcalc('Cost scenario - input'!$CY100:$GK100,'Cost scenario - input'!$J100,'Cost scenario - input'!$H100,'Cost scenario - input'!$I100,20,TRUE,TRUE),\"\")","v":""},"","","","","","","","","","","","","","","","","","","",{"$f":"IFERROR(IF(OR(D115=\"\",'Cost scenario - input'!$G100=\"\"),\"\",D115/'Cost scenario - input'!$G100),\"\")","v":""},{"$f":"IFERROR(IF(OR(E115=\"\",'Cost scenario - input'!$G100=\"\"),\"\",E115/'Cost scenario - input'!$G100),\"\")","v":""},{"$f":"IFERROR(IF(OR(F115=\"\",'Cost scenario - input'!$G100=\"\"),\"\",F115/'Cost scenario - input'!$G100),\"\")","v":""},{"$f":"IFERROR(IF(OR(G115=\"\",'Cost scenario - input'!$G100=\"\"),\"\",G115/'Cost scenario - input'!$G100),\"\")","v":""},{"$f":"IFERROR(IF(OR(H115=\"\",'Cost scenario - input'!$G100=\"\"),\"\",H115/'Cost scenario - input'!$G100),\"\")","v":""},{"$f":"IFERROR(IF(OR(I115=\"\",'Cost scenario - input'!$G100=\"\"),\"\",I115/'Cost scenario - input'!$G100),\"\")","v":""},{"$f":"IFERROR(IF(OR(J115=\"\",'Cost scenario - input'!$G100=\"\"),\"\",J115/'Cost scenario - input'!$G100),\"\")","v":""},{"$f":"IFERROR(IF(OR(K115=\"\",'Cost scenario - input'!$G100=\"\"),\"\",K115/'Cost scenario - input'!$G100),\"\")","v":""},{"$f":"IFERROR(IF(OR(L115=\"\",'Cost scenario - input'!$G100=\"\"),\"\",L115/'Cost scenario - input'!$G100),\"\")","v":""},{"$f":"IFERROR(IF(OR(M115=\"\",'Cost scenario - input'!$G100=\"\"),\"\",M115/'Cost scenario - input'!$G100),\"\")","v":""},{"$f":"IFERROR(IF(OR(N115=\"\",'Cost scenario - input'!$G100=\"\"),\"\",N115/'Cost scenario - input'!$G100),\"\")","v":""},{"$f":"IFERROR(IF(OR(O115=\"\",'Cost scenario - input'!$G100=\"\"),\"\",O115/'Cost scenario - input'!$G100),\"\")","v":""},{"$f":"IFERROR(IF(OR(P115=\"\",'Cost scenario - input'!$G100=\"\"),\"\",P115/'Cost scenario - input'!$G100),\"\")","v":""},{"$f":"IFERROR(IF(OR(Q115=\"\",'Cost scenario - input'!$G100=\"\"),\"\",Q115/'Cost scenario - input'!$G100),\"\")","v":""},{"$f":"IFERROR(IF(OR(R115=\"\",'Cost scenario - input'!$G100=\"\"),\"\",R115/'Cost scenario - input'!$G100),\"\")","v":""},{"$f":"IFERROR(IF(OR(S115=\"\",'Cost scenario - input'!$G100=\"\"),\"\",S115/'Cost scenario - input'!$G100),\"\")","v":""},{"$f":"IFERROR(IF(OR(T115=\"\",'Cost scenario - input'!$G100=\"\"),\"\",T115/'Cost scenario - input'!$G100),\"\")","v":""},{"$f":"IFERROR(IF(OR(U115=\"\",'Cost scenario - input'!$G100=\"\"),\"\",U115/'Cost scenario - input'!$G100),\"\")","v":""},{"$f":"IFERROR(IF(OR(V115=\"\",'Cost scenario - input'!$G100=\"\"),\"\",V115/'Cost scenario - input'!$G100),\"\")","v":""},{"$f":"IFERROR(IF(OR(W115=\"\",'Cost scenario - input'!$G100=\"\"),\"\",W115/'Cost scenario - input'!$G100),\"\")","v":""}]
[{"$f":"IFERROR('Cost scenario - input'!A101,\"\")","v":""},{"$f":"IFERROR('Cost scenario - input'!B101,\"\")","v":""},{"$f":"IFERROR('Cost scenario - input'!C101,\"\")","v":""},{"$f":"IFERROR(repcalc('Cost scenario - input'!$CY101:$GK101,'Cost scenario - input'!$J101,'Cost scenario - input'!$H101,'Cost scenario - input'!$I101,20,TRUE,TRUE),\"\")","v":""},"","","","","","","","","","","","","","","","","","","",{"$f":"IFERROR(IF(OR(D116=\"\",'Cost scenario - input'!$G101=\"\"),\"\",D116/'Cost scenario - input'!$G101),\"\")","v":""},{"$f":"IFERROR(IF(OR(E116=\"\",'Cost scenario - input'!$G101=\"\"),\"\",E116/'Cost scenario - input'!$G101),\"\")","v":""},{"$f":"IFERROR(IF(OR(F116=\"\",'Cost scenario - input'!$G101=\"\"),\"\",F116/'Cost scenario - input'!$G101),\"\")","v":""},{"$f":"IFERROR(IF(OR(G116=\"\",'Cost scenario - input'!$G101=\"\"),\"\",G116/'Cost scenario - input'!$G101),\"\")","v":""},{"$f":"IFERROR(IF(OR(H116=\"\",'Cost scenario - input'!$G101=\"\"),\"\",H116/'Cost scenario - input'!$G101),\"\")","v":""},{"$f":"IFERROR(IF(OR(I116=\"\",'Cost scenario - input'!$G101=\"\"),\"\",I116/'Cost scenario - input'!$G101),\"\")","v":""},{"$f":"IFERROR(IF(OR(J116=\"\",'Cost scenario - input'!$G101=\"\"),\"\",J116/'Cost scenario - input'!$G101),\"\")","v":""},{"$f":"IFERROR(IF(OR(K116=\"\",'Cost scenario - input'!$G101=\"\"),\"\",K116/'Cost scenario - input'!$G101),\"\")","v":""},{"$f":"IFERROR(IF(OR(L116=\"\",'Cost scenario - input'!$G101=\"\"),\"\",L116/'Cost scenario - input'!$G101),\"\")","v":""},{"$f":"IFERROR(IF(OR(M116=\"\",'Cost scenario - input'!$G101=\"\"),\"\",M116/'Cost scenario - input'!$G101),\"\")","v":""},{"$f":"IFERROR(IF(OR(N116=\"\",'Cost scenario - input'!$G101=\"\"),\"\",N116/'Cost scenario - input'!$G101),\"\")","v":""},{"$f":"IFERROR(IF(OR(O116=\"\",'Cost scenario - input'!$G101=\"\"),\"\",O116/'Cost scenario - input'!$G101),\"\")","v":""},{"$f":"IFERROR(IF(OR(P116=\"\",'Cost scenario - input'!$G101=\"\"),\"\",P116/'Cost scenario - input'!$G101),\"\")","v":""},{"$f":"IFERROR(IF(OR(Q116=\"\",'Cost scenario - input'!$G101=\"\"),\"\",Q116/'Cost scenario - input'!$G101),\"\")","v":""},{"$f":"IFERROR(IF(OR(R116=\"\",'Cost scenario - input'!$G101=\"\"),\"\",R116/'Cost scenario - input'!$G101),\"\")","v":""},{"$f":"IFERROR(IF(OR(S116=\"\",'Cost scenario - input'!$G101=\"\"),\"\",S116/'Cost scenario - input'!$G101),\"\")","v":""},{"$f":"IFERROR(IF(OR(T116=\"\",'Cost scenario - input'!$G101=\"\"),\"\",T116/'Cost scenario - input'!$G101),\"\")","v":""},{"$f":"IFERROR(IF(OR(U116=\"\",'Cost scenario - input'!$G101=\"\"),\"\",U116/'Cost scenario - input'!$G101),\"\")","v":""},{"$f":"IFERROR(IF(OR(V116=\"\",'Cost scenario - input'!$G101=\"\"),\"\",V116/'Cost scenario - input'!$G101),\"\")","v":""},{"$f":"IFERROR(IF(OR(W116=\"\",'Cost scenario - input'!$G101=\"\"),\"\",W116/'Cost scenario - input'!$G101),\"\")","v":""}]
[{"$f":"IFERROR('Cost scenario - input'!A102,\"\")","v":""},{"$f":"IFERROR('Cost scenario - input'!B102,\"\")","v":""},{"$f":"IFERROR('Cost scenario - input'!C102,\"\")","v":""},{"$f":"IFERROR(repcalc('Cost scenario - input'!$CY102:$GK102,'Cost scenario - input'!$J102,'Cost scenario - input'!$H102,'Cost scenario - input'!$I102,20,TRUE,TRUE),\"\")","v":""},"","","","","","","","","","","","","","","","","","","",{"$f":"IFERROR(IF(OR(D117=\"\",'Cost scenario - input'!$G102=\"\"),\"\",D117/'Cost scenario - input'!$G102),\"\")","v":""},{"$f":"IFERROR(IF(OR(E117=\"\",'Cost scenario - input'!$G102=\"\"),\"\",E117/'Cost scenario - input'!$G102),\"\")","v":""},{"$f":"IFERROR(IF(OR(F117=\"\",'Cost scenario - input'!$G102=\"\"),\"\",F117/'Cost scenario - input'!$G102),\"\")","v":""},{"$f":"IFERROR(IF(OR(G117=\"\",'Cost scenario - input'!$G102=\"\"),\"\",G117/'Cost scenario - input'!$G102),\"\")","v":""},{"$f":"IFERROR(IF(OR(H117=\"\",'Cost scenario - input'!$G102=\"\"),\"\",H117/'Cost scenario - input'!$G102),\"\")","v":""},{"$f":"IFERROR(IF(OR(I117=\"\",'Cost scenario - input'!$G102=\"\"),\"\",I117/'Cost scenario - input'!$G102),\"\")","v":""},{"$f":"IFERROR(IF(OR(J117=\"\",'Cost scenario - input'!$G102=\"\"),\"\",J117/'Cost scenario - input'!$G102),\"\")","v":""},{"$f":"IFERROR(IF(OR(K117=\"\",'Cost scenario - input'!$G102=\"\"),\"\",K117/'Cost scenario - input'!$G102),\"\")","v":""},{"$f":"IFERROR(IF(OR(L117=\"\",'Cost scenario - input'!$G102=\"\"),\"\",L117/'Cost scenario - input'!$G102),\"\")","v":""},{"$f":"IFERROR(IF(OR(M117=\"\",'Cost scenario - input'!$G102=\"\"),\"\",M117/'Cost scenario - input'!$G102),\"\")","v":""},{"$f":"IFERROR(IF(OR(N117=\"\",'Cost scenario - input'!$G102=\"\"),\"\",N117/'Cost scenario - input'!$G102),\"\")","v":""},{"$f":"IFERROR(IF(OR(O117=\"\",'Cost scenario - input'!$G102=\"\"),\"\",O117/'Cost scenario - input'!$G102),\"\")","v":""},{"$f":"IFERROR(IF(OR(P117=\"\",'Cost scenario - input'!$G102=\"\"),\"\",P117/'Cost scenario - input'!$G102),\"\")","v":""},{"$f":"IFERROR(IF(OR(Q117=\"\",'Cost scenario - input'!$G102=\"\"),\"\",Q117/'Cost scenario - input'!$G102),\"\")","v":""},{"$f":"IFERROR(IF(OR(R117=\"\",'Cost scenario - input'!$G102=\"\"),\"\",R117/'Cost scenario - input'!$G102),\"\")","v":""},{"$f":"IFERROR(IF(OR(S117=\"\",'Cost scenario - input'!$G102=\"\"),\"\",S117/'Cost scenario - input'!$G102),\"\")","v":""},{"$f":"IFERROR(IF(OR(T117=\"\",'Cost scenario - input'!$G102=\"\"),\"\",T117/'Cost scenario - input'!$G102),\"\")","v":""},{"$f":"IFERROR(IF(OR(U117=\"\",'Cost scenario - input'!$G102=\"\"),\"\",U117/'Cost scenario - input'!$G102),\"\")","v":""},{"$f":"IFERROR(IF(OR(V117=\"\",'Cost scenario - input'!$G102=\"\"),\"\",V117/'Cost scenario - input'!$G102),\"\")","v":""},{"$f":"IFERROR(IF(OR(W117=\"\",'Cost scenario - input'!$G102=\"\"),\"\",W117/'Cost scenario - input'!$G102),\"\")","v":""}]
[{"$f":"IFERROR('Cost scenario - input'!A103,\"\")","v":""},{"$f":"IFERROR('Cost scenario - input'!B103,\"\")","v":""},{"$f":"IFERROR('Cost scenario - input'!C103,\"\")","v":""},{"$f":"IFERROR(repcalc('Cost scenario - input'!$CY103:$GK103,'Cost scenario - input'!$J103,'Cost scenario - input'!$H103,'Cost scenario - input'!$I103,20,TRUE,TRUE),\"\")","v":""},"","","","","","","","","","","","","","","","","","","",{"$f":"IFERROR(IF(OR(D118=\"\",'Cost scenario - input'!$G103=\"\"),\"\",D118/'Cost scenario - input'!$G103),\"\")","v":""},{"$f":"IFERROR(IF(OR(E118=\"\",'Cost scenario - input'!$G103=\"\"),\"\",E118/'Cost scenario - input'!$G103),\"\")","v":""},{"$f":"IFERROR(IF(OR(F118=\"\",'Cost scenario - input'!$G103=\"\"),\"\",F118/'Cost scenario - input'!$G103),\"\")","v":""},{"$f":"IFERROR(IF(OR(G118=\"\",'Cost scenario - input'!$G103=\"\"),\"\",G118/'Cost scenario - input'!$G103),\"\")","v":""},{"$f":"IFERROR(IF(OR(H118=\"\",'Cost scenario - input'!$G103=\"\"),\"\",H118/'Cost scenario - input'!$G103),\"\")","v":""},{"$f":"IFERROR(IF(OR(I118=\"\",'Cost scenario - input'!$G103=\"\"),\"\",I118/'Cost scenario - input'!$G103),\"\")","v":""},{"$f":"IFERROR(IF(OR(J118=\"\",'Cost scenario - input'!$G103=\"\"),\"\",J118/'Cost scenario - input'!$G103),\"\")","v":""},{"$f":"IFERROR(IF(OR(K118=\"\",'Cost scenario - input'!$G103=\"\"),\"\",K118/'Cost scenario - input'!$G103),\"\")","v":""},{"$f":"IFERROR(IF(OR(L118=\"\",'Cost scenario - input'!$G103=\"\"),\"\",L118/'Cost scenario - input'!$G103),\"\")","v":""},{"$f":"IFERROR(IF(OR(M118=\"\",'Cost scenario - input'!$G103=\"\"),\"\",M118/'Cost scenario - input'!$G103),\"\")","v":""},{"$f":"IFERROR(IF(OR(N118=\"\",'Cost scenario - input'!$G103=\"\"),\"\",N118/'Cost scenario - input'!$G103),\"\")","v":""},{"$f":"IFERROR(IF(OR(O118=\"\",'Cost scenario - input'!$G103=\"\"),\"\",O118/'Cost scenario - input'!$G103),\"\")","v":""},{"$f":"IFERROR(IF(OR(P118=\"\",'Cost scenario - input'!$G103=\"\"),\"\",P118/'Cost scenario - input'!$G103),\"\")","v":""},{"$f":"IFERROR(IF(OR(Q118=\"\",'Cost scenario - input'!$G103=\"\"),\"\",Q118/'Cost scenario - input'!$G103),\"\")","v":""},{"$f":"IFERROR(IF(OR(R118=\"\",'Cost scenario - input'!$G103=\"\"),\"\",R118/'Cost scenario - input'!$G103),\"\")","v":""},{"$f":"IFERROR(IF(OR(S118=\"\",'Cost scenario - input'!$G103=\"\"),\"\",S118/'Cost scenario - input'!$G103),\"\")","v":""},{"$f":"IFERROR(IF(OR(T118=\"\",'Cost scenario - input'!$G103=\"\"),\"\",T118/'Cost scenario - input'!$G103),\"\")","v":""},{"$f":"IFERROR(IF(OR(U118=\"\",'Cost scenario - input'!$G103=\"\"),\"\",U118/'Cost scenario - input'!$G103),\"\")","v":""},{"$f":"IFERROR(IF(OR(V118=\"\",'Cost scenario - input'!$G103=\"\"),\"\",V118/'Cost scenario - input'!$G103),\"\")","v":""},{"$f":"IFERROR(IF(OR(W118=\"\",'Cost scenario - input'!$G103=\"\"),\"\",W118/'Cost scenario - input'!$G103),\"\")","v":""}]
[{"$f":"IFERROR('Cost scenario - input'!A104,\"\")","v":""},{"$f":"IFERROR('Cost scenario - input'!B104,\"\")","v":""},{"$f":"IFERROR('Cost scenario - input'!C104,\"\")","v":""},{"$f":"IFERROR(repcalc('Cost scenario - input'!$CY104:$GK104,'Cost scenario - input'!$J104,'Cost scenario - input'!$H104,'Cost scenario - input'!$I104,20,TRUE,TRUE),\"\")","v":""},"","","","","","","","","","","","","","","","","","","",{"$f":"IFERROR(IF(OR(D119=\"\",'Cost scenario - input'!$G104=\"\"),\"\",D119/'Cost scenario - input'!$G104),\"\")","v":""},{"$f":"IFERROR(IF(OR(E119=\"\",'Cost scenario - input'!$G104=\"\"),\"\",E119/'Cost scenario - input'!$G104),\"\")","v":""},{"$f":"IFERROR(IF(OR(F119=\"\",'Cost scenario - input'!$G104=\"\"),\"\",F119/'Cost scenario - input'!$G104),\"\")","v":""},{"$f":"IFERROR(IF(OR(G119=\"\",'Cost scenario - input'!$G104=\"\"),\"\",G119/'Cost scenario - input'!$G104),\"\")","v":""},{"$f":"IFERROR(IF(OR(H119=\"\",'Cost scenario - input'!$G104=\"\"),\"\",H119/'Cost scenario - input'!$G104),\"\")","v":""},{"$f":"IFERROR(IF(OR(I119=\"\",'Cost scenario - input'!$G104=\"\"),\"\",I119/'Cost scenario - input'!$G104),\"\")","v":""},{"$f":"IFERROR(IF(OR(J119=\"\",'Cost scenario - input'!$G104=\"\"),\"\",J119/'Cost scenario - input'!$G104),\"\")","v":""},{"$f":"IFERROR(IF(OR(K119=\"\",'Cost scenario - input'!$G104=\"\"),\"\",K119/'Cost scenario - input'!$G104),\"\")","v":""},{"$f":"IFERROR(IF(OR(L119=\"\",'Cost scenario - input'!$G104=\"\"),\"\",L119/'Cost scenario - input'!$G104),\"\")","v":""},{"$f":"IFERROR(IF(OR(M119=\"\",'Cost scenario - input'!$G104=\"\"),\"\",M119/'Cost scenario - input'!$G104),\"\")","v":""},{"$f":"IFERROR(IF(OR(N119=\"\",'Cost scenario - input'!$G104=\"\"),\"\",N119/'Cost scenario - input'!$G104),\"\")","v":""},{"$f":"IFERROR(IF(OR(O119=\"\",'Cost scenario - input'!$G104=\"\"),\"\",O119/'Cost scenario - input'!$G104),\"\")","v":""},{"$f":"IFERROR(IF(OR(P119=\"\",'Cost scenario - input'!$G104=\"\"),\"\",P119/'Cost scenario - input'!$G104),\"\")","v":""},{"$f":"IFERROR(IF(OR(Q119=\"\",'Cost scenario - input'!$G104=\"\"),\"\",Q119/'Cost scenario - input'!$G104),\"\")","v":""},{"$f":"IFERROR(IF(OR(R119=\"\",'Cost scenario - input'!$G104=\"\"),\"\",R119/'Cost scenario - input'!$G104),\"\")","v":""},{"$f":"IFERROR(IF(OR(S119=\"\",'Cost scenario - input'!$G104=\"\"),\"\",S119/'Cost scenario - input'!$G104),\"\")","v":""},{"$f":"IFERROR(IF(OR(T119=\"\",'Cost scenario - input'!$G104=\"\"),\"\",T119/'Cost scenario - input'!$G104),\"\")","v":""},{"$f":"IFERROR(IF(OR(U119=\"\",'Cost scenario - input'!$G104=\"\"),\"\",U119/'Cost scenario - input'!$G104),\"\")","v":""},{"$f":"IFERROR(IF(OR(V119=\"\",'Cost scenario - input'!$G104=\"\"),\"\",V119/'Cost scenario - input'!$G104),\"\")","v":""},{"$f":"IFERROR(IF(OR(W119=\"\",'Cost scenario - input'!$G104=\"\"),\"\",W119/'Cost scenario - input'!$G104),\"\")","v":""}]
[{"$f":"IFERROR('Cost scenario - input'!A105,\"\")","v":""},{"$f":"IFERROR('Cost scenario - input'!B105,\"\")","v":""},{"$f":"IFERROR('Cost scenario - input'!C105,\"\")","v":""},{"$f":"IFERROR(repcalc('Cost scenario - input'!$CY105:$GK105,'Cost scenario - input'!$J105,'Cost scenario - input'!$H105,'Cost scenario - input'!$I105,20,TRUE,TRUE),\"\")","v":""},"","","","","","","","","","","","","","","","","","","",{"$f":"IFERROR(IF(OR(D120=\"\",'Cost scenario - input'!$G105=\"\"),\"\",D120/'Cost scenario - input'!$G105),\"\")","v":""},{"$f":"IFERROR(IF(OR(E120=\"\",'Cost scenario - input'!$G105=\"\"),\"\",E120/'Cost scenario - input'!$G105),\"\")","v":""},{"$f":"IFERROR(IF(OR(F120=\"\",'Cost scenario - input'!$G105=\"\"),\"\",F120/'Cost scenario - input'!$G105),\"\")","v":""},{"$f":"IFERROR(IF(OR(G120=\"\",'Cost scenario - input'!$G105=\"\"),\"\",G120/'Cost scenario - input'!$G105),\"\")","v":""},{"$f":"IFERROR(IF(OR(H120=\"\",'Cost scenario - input'!$G105=\"\"),\"\",H120/'Cost scenario - input'!$G105),\"\")","v":""},{"$f":"IFERROR(IF(OR(I120=\"\",'Cost scenario - input'!$G105=\"\"),\"\",I120/'Cost scenario - input'!$G105),\"\")","v":""},{"$f":"IFERROR(IF(OR(J120=\"\",'Cost scenario - input'!$G105=\"\"),\"\",J120/'Cost scenario - input'!$G105),\"\")","v":""},{"$f":"IFERROR(IF(OR(K120=\"\",'Cost scenario - input'!$G105=\"\"),\"\",K120/'Cost scenario - input'!$G105),\"\")","v":""},{"$f":"IFERROR(IF(OR(L120=\"\",'Cost scenario - input'!$G105=\"\"),\"\",L120/'Cost scenario - input'!$G105),\"\")","v":""},{"$f":"IFERROR(IF(OR(M120=\"\",'Cost scenario - input'!$G105=\"\"),\"\",M120/'Cost scenario - input'!$G105),\"\")","v":""},{"$f":"IFERROR(IF(OR(N120=\"\",'Cost scenario - input'!$G105=\"\"),\"\",N120/'Cost scenario - input'!$G105),\"\")","v":""},{"$f":"IFERROR(IF(OR(O120=\"\",'Cost scenario - input'!$G105=\"\"),\"\",O120/'Cost scenario - input'!$G105),\"\")","v":""},{"$f":"IFERROR(IF(OR(P120=\"\",'Cost scenario - input'!$G105=\"\"),\"\",P120/'Cost scenario - input'!$G105),\"\")","v":""},{"$f":"IFERROR(IF(OR(Q120=\"\",'Cost scenario - input'!$G105=\"\"),\"\",Q120/'Cost scenario - input'!$G105),\"\")","v":""},{"$f":"IFERROR(IF(OR(R120=\"\",'Cost scenario - input'!$G105=\"\"),\"\",R120/'Cost scenario - input'!$G105),\"\")","v":""},{"$f":"IFERROR(IF(OR(S120=\"\",'Cost scenario - input'!$G105=\"\"),\"\",S120/'Cost scenario - input'!$G105),\"\")","v":""},{"$f":"IFERROR(IF(OR(T120=\"\",'Cost scenario - input'!$G105=\"\"),\"\",T120/'Cost scenario - input'!$G105),\"\")","v":""},{"$f":"IFERROR(IF(OR(U120=\"\",'Cost scenario - input'!$G105=\"\"),\"\",U120/'Cost scenario - input'!$G105),\"\")","v":""},{"$f":"IFERROR(IF(OR(V120=\"\",'Cost scenario - input'!$G105=\"\"),\"\",V120/'Cost scenario - input'!$G105),\"\")","v":""},{"$f":"IFERROR(IF(OR(W120=\"\",'Cost scenario - input'!$G105=\"\"),\"\",W120/'Cost scenario - input'!$G105),\"\")","v":""}]
[{"$f":"IFERROR('Cost scenario - input'!A106,\"\")","v":""},{"$f":"IFERROR('Cost scenario - input'!B106,\"\")","v":""},{"$f":"IFERROR('Cost scenario - input'!C106,\"\")","v":""},{"$f":"IFERROR(repcalc('Cost scenario - input'!$CY106:$GK106,'Cost scenario - input'!$J106,'Cost scenario - input'!$H106,'Cost scenario - input'!$I106,20,TRUE,TRUE),\"\")","v":""},"","","","","","","","","","","","","","","","","","","",{"$f":"IFERROR(IF(OR(D121=\"\",'Cost scenario - input'!$G106=\"\"),\"\",D121/'Cost scenario - input'!$G106),\"\")","v":""},{"$f":"IFERROR(IF(OR(E121=\"\",'Cost scenario - input'!$G106=\"\"),\"\",E121/'Cost scenario - input'!$G106),\"\")","v":""},{"$f":"IFERROR(IF(OR(F121=\"\",'Cost scenario - input'!$G106=\"\"),\"\",F121/'Cost scenario - input'!$G106),\"\")","v":""},{"$f":"IFERROR(IF(OR(G121=\"\",'Cost scenario - input'!$G106=\"\"),\"\",G121/'Cost scenario - input'!$G106),\"\")","v":""},{"$f":"IFERROR(IF(OR(H121=\"\",'Cost scenario - input'!$G106=\"\"),\"\",H121/'Cost scenario - input'!$G106),\"\")","v":""},{"$f":"IFERROR(IF(OR(I121=\"\",'Cost scenario - input'!$G106=\"\"),\"\",I121/'Cost scenario - input'!$G106),\"\")","v":""},{"$f":"IFERROR(IF(OR(J121=\"\",'Cost scenario - input'!$G106=\"\"),\"\",J121/'Cost scenario - input'!$G106),\"\")","v":""},{"$f":"IFERROR(IF(OR(K121=\"\",'Cost scenario - input'!$G106=\"\"),\"\",K121/'Cost scenario - input'!$G106),\"\")","v":""},{"$f":"IFERROR(IF(OR(L121=\"\",'Cost scenario - input'!$G106=\"\"),\"\",L121/'Cost scenario - input'!$G106),\"\")","v":""},{"$f":"IFERROR(IF(OR(M121=\"\",'Cost scenario - input'!$G106=\"\"),\"\",M121/'Cost scenario - input'!$G106),\"\")","v":""},{"$f":"IFERROR(IF(OR(N121=\"\",'Cost scenario - input'!$G106=\"\"),\"\",N121/'Cost scenario - input'!$G106),\"\")","v":""},{"$f":"IFERROR(IF(OR(O121=\"\",'Cost scenario - input'!$G106=\"\"),\"\",O121/'Cost scenario - input'!$G106),\"\")","v":""},{"$f":"IFERROR(IF(OR(P121=\"\",'Cost scenario - input'!$G106=\"\"),\"\",P121/'Cost scenario - input'!$G106),\"\")","v":""},{"$f":"IFERROR(IF(OR(Q121=\"\",'Cost scenario - input'!$G106=\"\"),\"\",Q121/'Cost scenario - input'!$G106),\"\")","v":""},{"$f":"IFERROR(IF(OR(R121=\"\",'Cost scenario - input'!$G106=\"\"),\"\",R121/'Cost scenario - input'!$G106),\"\")","v":""},{"$f":"IFERROR(IF(OR(S121=\"\",'Cost scenario - input'!$G106=\"\"),\"\",S121/'Cost scenario - input'!$G106),\"\")","v":""},{"$f":"IFERROR(IF(OR(T121=\"\",'Cost scenario - input'!$G106=\"\"),\"\",T121/'Cost scenario - input'!$G106),\"\")","v":""},{"$f":"IFERROR(IF(OR(U121=\"\",'Cost scenario - input'!$G106=\"\"),\"\",U121/'Cost scenario - input'!$G106),\"\")","v":""},{"$f":"IFERROR(IF(OR(V121=\"\",'Cost scenario - input'!$G106=\"\"),\"\",V121/'Cost scenario - input'!$G106),\"\")","v":""},{"$f":"IFERROR(IF(OR(W121=\"\",'Cost scenario - input'!$G106=\"\"),\"\",W121/'Cost scenario - input'!$G106),\"\")","v":""}]
[{"$f":"IFERROR('Cost scenario - input'!A107,\"\")","v":""},{"$f":"IFERROR('Cost scenario - input'!B107,\"\")","v":""},{"$f":"IFERROR('Cost scenario - input'!C107,\"\")","v":""},{"$f":"IFERROR(repcalc('Cost scenario - input'!$CY107:$GK107,'Cost scenario - input'!$J107,'Cost scenario - input'!$H107,'Cost scenario - input'!$I107,20,TRUE,TRUE),\"\")","v":""},"","","","","","","","","","","","","","","","","","","",{"$f":"IFERROR(IF(OR(D122=\"\",'Cost scenario - input'!$G107=\"\"),\"\",D122/'Cost scenario - input'!$G107),\"\")","v":""},{"$f":"IFERROR(IF(OR(E122=\"\",'Cost scenario - input'!$G107=\"\"),\"\",E122/'Cost scenario - input'!$G107),\"\")","v":""},{"$f":"IFERROR(IF(OR(F122=\"\",'Cost scenario - input'!$G107=\"\"),\"\",F122/'Cost scenario - input'!$G107),\"\")","v":""},{"$f":"IFERROR(IF(OR(G122=\"\",'Cost scenario - input'!$G107=\"\"),\"\",G122/'Cost scenario - input'!$G107),\"\")","v":""},{"$f":"IFERROR(IF(OR(H122=\"\",'Cost scenario - input'!$G107=\"\"),\"\",H122/'Cost scenario - input'!$G107),\"\")","v":""},{"$f":"IFERROR(IF(OR(I122=\"\",'Cost scenario - input'!$G107=\"\"),\"\",I122/'Cost scenario - input'!$G107),\"\")","v":""},{"$f":"IFERROR(IF(OR(J122=\"\",'Cost scenario - input'!$G107=\"\"),\"\",J122/'Cost scenario - input'!$G107),\"\")","v":""},{"$f":"IFERROR(IF(OR(K122=\"\",'Cost scenario - input'!$G107=\"\"),\"\",K122/'Cost scenario - input'!$G107),\"\")","v":""},{"$f":"IFERROR(IF(OR(L122=\"\",'Cost scenario - input'!$G107=\"\"),\"\",L122/'Cost scenario - input'!$G107),\"\")","v":""},{"$f":"IFERROR(IF(OR(M122=\"\",'Cost scenario - input'!$G107=\"\"),\"\",M122/'Cost scenario - input'!$G107),\"\")","v":""},{"$f":"IFERROR(IF(OR(N122=\"\",'Cost scenario - input'!$G107=\"\"),\"\",N122/'Cost scenario - input'!$G107),\"\")","v":""},{"$f":"IFERROR(IF(OR(O122=\"\",'Cost scenario - input'!$G107=\"\"),\"\",O122/'Cost scenario - input'!$G107),\"\")","v":""},{"$f":"IFERROR(IF(OR(P122=\"\",'Cost scenario - input'!$G107=\"\"),\"\",P122/'Cost scenario - input'!$G107),\"\")","v":""},{"$f":"IFERROR(IF(OR(Q122=\"\",'Cost scenario - input'!$G107=\"\"),\"\",Q122/'Cost scenario - input'!$G107),\"\")","v":""},{"$f":"IFERROR(IF(OR(R122=\"\",'Cost scenario - input'!$G107=\"\"),\"\",R122/'Cost scenario - input'!$G107),\"\")","v":""},{"$f":"IFERROR(IF(OR(S122=\"\",'Cost scenario - input'!$G107=\"\"),\"\",S122/'Cost scenario - input'!$G107),\"\")","v":""},{"$f":"IFERROR(IF(OR(T122=\"\",'Cost scenario - input'!$G107=\"\"),\"\",T122/'Cost scenario - input'!$G107),\"\")","v":""},{"$f":"IFERROR(IF(OR(U122=\"\",'Cost scenario - input'!$G107=\"\"),\"\",U122/'Cost scenario - input'!$G107),\"\")","v":""},{"$f":"IFERROR(IF(OR(V122=\"\",'Cost scenario - input'!$G107=\"\"),\"\",V122/'Cost scenario - input'!$G107),\"\")","v":""},{"$f":"IFERROR(IF(OR(W122=\"\",'Cost scenario - input'!$G107=\"\"),\"\",W122/'Cost scenario - input'!$G107),\"\")","v":""}]
[{"$f":"IFERROR('Cost scenario - input'!A108,\"\")","v":""},{"$f":"IFERROR('Cost scenario - input'!B108,\"\")","v":""},{"$f":"IFERROR('Cost scenario - input'!C108,\"\")","v":""},{"$f":"IFERROR(repcalc('Cost scenario - input'!$CY108:$GK108,'Cost scenario - input'!$J108,'Cost scenario - input'!$H108,'Cost scenario - input'!$I108,20,TRUE,TRUE),\"\")","v":""},"","","","","","","","","","","","","","","","","","","",{"$f":"IFERROR(IF(OR(D123=\"\",'Cost scenario - input'!$G108=\"\"),\"\",D123/'Cost scenario - input'!$G108),\"\")","v":""},{"$f":"IFERROR(IF(OR(E123=\"\",'Cost scenario - input'!$G108=\"\"),\"\",E123/'Cost scenario - input'!$G108),\"\")","v":""},{"$f":"IFERROR(IF(OR(F123=\"\",'Cost scenario - input'!$G108=\"\"),\"\",F123/'Cost scenario - input'!$G108),\"\")","v":""},{"$f":"IFERROR(IF(OR(G123=\"\",'Cost scenario - input'!$G108=\"\"),\"\",G123/'Cost scenario - input'!$G108),\"\")","v":""},{"$f":"IFERROR(IF(OR(H123=\"\",'Cost scenario - input'!$G108=\"\"),\"\",H123/'Cost scenario - input'!$G108),\"\")","v":""},{"$f":"IFERROR(IF(OR(I123=\"\",'Cost scenario - input'!$G108=\"\"),\"\",I123/'Cost scenario - input'!$G108),\"\")","v":""},{"$f":"IFERROR(IF(OR(J123=\"\",'Cost scenario - input'!$G108=\"\"),\"\",J123/'Cost scenario - input'!$G108),\"\")","v":""},{"$f":"IFERROR(IF(OR(K123=\"\",'Cost scenario - input'!$G108=\"\"),\"\",K123/'Cost scenario - input'!$G108),\"\")","v":""},{"$f":"IFERROR(IF(OR(L123=\"\",'Cost scenario - input'!$G108=\"\"),\"\",L123/'Cost scenario - input'!$G108),\"\")","v":""},{"$f":"IFERROR(IF(OR(M123=\"\",'Cost scenario - input'!$G108=\"\"),\"\",M123/'Cost scenario - input'!$G108),\"\")","v":""},{"$f":"IFERROR(IF(OR(N123=\"\",'Cost scenario - input'!$G108=\"\"),\"\",N123/'Cost scenario - input'!$G108),\"\")","v":""},{"$f":"IFERROR(IF(OR(O123=\"\",'Cost scenario - input'!$G108=\"\"),\"\",O123/'Cost scenario - input'!$G108),\"\")","v":""},{"$f":"IFERROR(IF(OR(P123=\"\",'Cost scenario - input'!$G108=\"\"),\"\",P123/'Cost scenario - input'!$G108),\"\")","v":""},{"$f":"IFERROR(IF(OR(Q123=\"\",'Cost scenario - input'!$G108=\"\"),\"\",Q123/'Cost scenario - input'!$G108),\"\")","v":""},{"$f":"IFERROR(IF(OR(R123=\"\",'Cost scenario - input'!$G108=\"\"),\"\",R123/'Cost scenario - input'!$G108),\"\")","v":""},{"$f":"IFERROR(IF(OR(S123=\"\",'Cost scenario - input'!$G108=\"\"),\"\",S123/'Cost scenario - input'!$G108),\"\")","v":""},{"$f":"IFERROR(IF(OR(T123=\"\",'Cost scenario - input'!$G108=\"\"),\"\",T123/'Cost scenario - input'!$G108),\"\")","v":""},{"$f":"IFERROR(IF(OR(U123=\"\",'Cost scenario - input'!$G108=\"\"),\"\",U123/'Cost scenario - input'!$G108),\"\")","v":""},{"$f":"IFERROR(IF(OR(V123=\"\",'Cost scenario - input'!$G108=\"\"),\"\",V123/'Cost scenario - input'!$G108),\"\")","v":""},{"$f":"IFERROR(IF(OR(W123=\"\",'Cost scenario - input'!$G108=\"\"),\"\",W123/'Cost scenario - input'!$G108),\"\")","v":""}]
[{"$f":"IFERROR('Cost scenario - input'!A109,\"\")","v":""},{"$f":"IFERROR('Cost scenario - input'!B109,\"\")","v":""},{"$f":"IFERROR('Cost scenario - input'!C109,\"\")","v":""},{"$f":"IFERROR(repcalc('Cost scenario - input'!$CY109:$GK109,'Cost scenario - input'!$J109,'Cost scenario - input'!$H109,'Cost scenario - input'!$I109,20,TRUE,TRUE),\"\")","v":""},"","","","","","","","","","","","","","","","","","","",{"$f":"IFERROR(IF(OR(D124=\"\",'Cost scenario - input'!$G109=\"\"),\"\",D124/'Cost scenario - input'!$G109),\"\")","v":""},{"$f":"IFERROR(IF(OR(E124=\"\",'Cost scenario - input'!$G109=\"\"),\"\",E124/'Cost scenario - input'!$G109),\"\")","v":""},{"$f":"IFERROR(IF(OR(F124=\"\",'Cost scenario - input'!$G109=\"\"),\"\",F124/'Cost scenario - input'!$G109),\"\")","v":""},{"$f":"IFERROR(IF(OR(G124=\"\",'Cost scenario - input'!$G109=\"\"),\"\",G124/'Cost scenario - input'!$G109),\"\")","v":""},{"$f":"IFERROR(IF(OR(H124=\"\",'Cost scenario - input'!$G109=\"\"),\"\",H124/'Cost scenario - input'!$G109),\"\")","v":""},{"$f":"IFERROR(IF(OR(I124=\"\",'Cost scenario - input'!$G109=\"\"),\"\",I124/'Cost scenario - input'!$G109),\"\")","v":""},{"$f":"IFERROR(IF(OR(J124=\"\",'Cost scenario - input'!$G109=\"\"),\"\",J124/'Cost scenario - input'!$G109),\"\")","v":""},{"$f":"IFERROR(IF(OR(K124=\"\",'Cost scenario - input'!$G109=\"\"),\"\",K124/'Cost scenario - input'!$G109),\"\")","v":""},{"$f":"IFERROR(IF(OR(L124=\"\",'Cost scenario - input'!$G109=\"\"),\"\",L124/'Cost scenario - input'!$G109),\"\")","v":""},{"$f":"IFERROR(IF(OR(M124=\"\",'Cost scenario - input'!$G109=\"\"),\"\",M124/'Cost scenario - input'!$G109),\"\")","v":""},{"$f":"IFERROR(IF(OR(N124=\"\",'Cost scenario - input'!$G109=\"\"),\"\",N124/'Cost scenario - input'!$G109),\"\")","v":""},{"$f":"IFERROR(IF(OR(O124=\"\",'Cost scenario - input'!$G109=\"\"),\"\",O124/'Cost scenario - input'!$G109),\"\")","v":""},{"$f":"IFERROR(IF(OR(P124=\"\",'Cost scenario - input'!$G109=\"\"),\"\",P124/'Cost scenario - input'!$G109),\"\")","v":""},{"$f":"IFERROR(IF(OR(Q124=\"\",'Cost scenario - input'!$G109=\"\"),\"\",Q124/'Cost scenario - input'!$G109),\"\")","v":""},{"$f":"IFERROR(IF(OR(R124=\"\",'Cost scenario - input'!$G109=\"\"),\"\",R124/'Cost scenario - input'!$G109),\"\")","v":""},{"$f":"IFERROR(IF(OR(S124=\"\",'Cost scenario - input'!$G109=\"\"),\"\",S124/'Cost scenario - input'!$G109),\"\")","v":""},{"$f":"IFERROR(IF(OR(T124=\"\",'Cost scenario - input'!$G109=\"\"),\"\",T124/'Cost scenario - input'!$G109),\"\")","v":""},{"$f":"IFERROR(IF(OR(U124=\"\",'Cost scenario - input'!$G109=\"\"),\"\",U124/'Cost scenario - input'!$G109),\"\")","v":""},{"$f":"IFERROR(IF(OR(V124=\"\",'Cost scenario - input'!$G109=\"\"),\"\",V124/'Cost scenario - input'!$G109),\"\")","v":""},{"$f":"IFERROR(IF(OR(W124=\"\",'Cost scenario - input'!$G109=\"\"),\"\",W124/'Cost scenario - input'!$G109),\"\")","v":""}]
[{"$f":"IFERROR('Cost scenario - input'!A110,\"\")","v":""},{"$f":"IFERROR('Cost scenario - input'!B110,\"\")","v":""},{"$f":"IFERROR('Cost scenario - input'!C110,\"\")","v":""},{"$f":"IFERROR(repcalc('Cost scenario - input'!$CY110:$GK110,'Cost scenario - input'!$J110,'Cost scenario - input'!$H110,'Cost scenario - input'!$I110,20,TRUE,TRUE),\"\")","v":""},"","","","","","","","","","","","","","","","","","","",{"$f":"IFERROR(IF(OR(D125=\"\",'Cost scenario - input'!$G110=\"\"),\"\",D125/'Cost scenario - input'!$G110),\"\")","v":""},{"$f":"IFERROR(IF(OR(E125=\"\",'Cost scenario - input'!$G110=\"\"),\"\",E125/'Cost scenario - input'!$G110),\"\")","v":""},{"$f":"IFERROR(IF(OR(F125=\"\",'Cost scenario - input'!$G110=\"\"),\"\",F125/'Cost scenario - input'!$G110),\"\")","v":""},{"$f":"IFERROR(IF(OR(G125=\"\",'Cost scenario - input'!$G110=\"\"),\"\",G125/'Cost scenario - input'!$G110),\"\")","v":""},{"$f":"IFERROR(IF(OR(H125=\"\",'Cost scenario - input'!$G110=\"\"),\"\",H125/'Cost scenario - input'!$G110),\"\")","v":""},{"$f":"IFERROR(IF(OR(I125=\"\",'Cost scenario - input'!$G110=\"\"),\"\",I125/'Cost scenario - input'!$G110),\"\")","v":""},{"$f":"IFERROR(IF(OR(J125=\"\",'Cost scenario - input'!$G110=\"\"),\"\",J125/'Cost scenario - input'!$G110),\"\")","v":""},{"$f":"IFERROR(IF(OR(K125=\"\",'Cost scenario - input'!$G110=\"\"),\"\",K125/'Cost scenario - input'!$G110),\"\")","v":""},{"$f":"IFERROR(IF(OR(L125=\"\",'Cost scenario - input'!$G110=\"\"),\"\",L125/'Cost scenario - input'!$G110),\"\")","v":""},{"$f":"IFERROR(IF(OR(M125=\"\",'Cost scenario - input'!$G110=\"\"),\"\",M125/'Cost scenario - input'!$G110),\"\")","v":""},{"$f":"IFERROR(IF(OR(N125=\"\",'Cost scenario - input'!$G110=\"\"),\"\",N125/'Cost scenario - input'!$G110),\"\")","v":""},{"$f":"IFERROR(IF(OR(O125=\"\",'Cost scenario - input'!$G110=\"\"),\"\",O125/'Cost scenario - input'!$G110),\"\")","v":""},{"$f":"IFERROR(IF(OR(P125=\"\",'Cost scenario - input'!$G110=\"\"),\"\",P125/'Cost scenario - input'!$G110),\"\")","v":""},{"$f":"IFERROR(IF(OR(Q125=\"\",'Cost scenario - input'!$G110=\"\"),\"\",Q125/'Cost scenario - input'!$G110),\"\")","v":""},{"$f":"IFERROR(IF(OR(R125=\"\",'Cost scenario - input'!$G110=\"\"),\"\",R125/'Cost scenario - input'!$G110),\"\")","v":""},{"$f":"IFERROR(IF(OR(S125=\"\",'Cost scenario - input'!$G110=\"\"),\"\",S125/'Cost scenario - input'!$G110),\"\")","v":""},{"$f":"IFERROR(IF(OR(T125=\"\",'Cost scenario - input'!$G110=\"\"),\"\",T125/'Cost scenario - input'!$G110),\"\")","v":""},{"$f":"IFERROR(IF(OR(U125=\"\",'Cost scenario - input'!$G110=\"\"),\"\",U125/'Cost scenario - input'!$G110),\"\")","v":""},{"$f":"IFERROR(IF(OR(V125=\"\",'Cost scenario - input'!$G110=\"\"),\"\",V125/'Cost scenario - input'!$G110),\"\")","v":""},{"$f":"IFERROR(IF(OR(W125=\"\",'Cost scenario - input'!$G110=\"\"),\"\",W125/'Cost scenario - input'!$G110),\"\")","v":""}]
[{"$f":"IFERROR('Cost scenario - input'!A111,\"\")","v":""},{"$f":"IFERROR('Cost scenario - input'!B111,\"\")","v":""},{"$f":"IFERROR('Cost scenario - input'!C111,\"\")","v":""},{"$f":"IFERROR(repcalc('Cost scenario - input'!$CY111:$GK111,'Cost scenario - input'!$J111,'Cost scenario - input'!$H111,'Cost scenario - input'!$I111,20,TRUE,TRUE),\"\")","v":""},"","","","","","","","","","","","","","","","","","","",{"$f":"IFERROR(IF(OR(D126=\"\",'Cost scenario - input'!$G111=\"\"),\"\",D126/'Cost scenario - input'!$G111),\"\")","v":""},{"$f":"IFERROR(IF(OR(E126=\"\",'Cost scenario - input'!$G111=\"\"),\"\",E126/'Cost scenario - input'!$G111),\"\")","v":""},{"$f":"IFERROR(IF(OR(F126=\"\",'Cost scenario - input'!$G111=\"\"),\"\",F126/'Cost scenario - input'!$G111),\"\")","v":""},{"$f":"IFERROR(IF(OR(G126=\"\",'Cost scenario - input'!$G111=\"\"),\"\",G126/'Cost scenario - input'!$G111),\"\")","v":""},{"$f":"IFERROR(IF(OR(H126=\"\",'Cost scenario - input'!$G111=\"\"),\"\",H126/'Cost scenario - input'!$G111),\"\")","v":""},{"$f":"IFERROR(IF(OR(I126=\"\",'Cost scenario - input'!$G111=\"\"),\"\",I126/'Cost scenario - input'!$G111),\"\")","v":""},{"$f":"IFERROR(IF(OR(J126=\"\",'Cost scenario - input'!$G111=\"\"),\"\",J126/'Cost scenario - input'!$G111),\"\")","v":""},{"$f":"IFERROR(IF(OR(K126=\"\",'Cost scenario - input'!$G111=\"\"),\"\",K126/'Cost scenario - input'!$G111),\"\")","v":""},{"$f":"IFERROR(IF(OR(L126=\"\",'Cost scenario - input'!$G111=\"\"),\"\",L126/'Cost scenario - input'!$G111),\"\")","v":""},{"$f":"IFERROR(IF(OR(M126=\"\",'Cost scenario - input'!$G111=\"\"),\"\",M126/'Cost scenario - input'!$G111),\"\")","v":""},{"$f":"IFERROR(IF(OR(N126=\"\",'Cost scenario - input'!$G111=\"\"),\"\",N126/'Cost scenario - input'!$G111),\"\")","v":""},{"$f":"IFERROR(IF(OR(O126=\"\",'Cost scenario - input'!$G111=\"\"),\"\",O126/'Cost scenario - input'!$G111),\"\")","v":""},{"$f":"IFERROR(IF(OR(P126=\"\",'Cost scenario - input'!$G111=\"\"),\"\",P126/'Cost scenario - input'!$G111),\"\")","v":""},{"$f":"IFERROR(IF(OR(Q126=\"\",'Cost scenario - input'!$G111=\"\"),\"\",Q126/'Cost scenario - input'!$G111),\"\")","v":""},{"$f":"IFERROR(IF(OR(R126=\"\",'Cost scenario - input'!$G111=\"\"),\"\",R126/'Cost scenario - input'!$G111),\"\")","v":""},{"$f":"IFERROR(IF(OR(S126=\"\",'Cost scenario - input'!$G111=\"\"),\"\",S126/'Cost scenario - input'!$G111),\"\")","v":""},{"$f":"IFERROR(IF(OR(T126=\"\",'Cost scenario - input'!$G111=\"\"),\"\",T126/'Cost scenario - input'!$G111),\"\")","v":""},{"$f":"IFERROR(IF(OR(U126=\"\",'Cost scenario - input'!$G111=\"\"),\"\",U126/'Cost scenario - input'!$G111),\"\")","v":""},{"$f":"IFERROR(IF(OR(V126=\"\",'Cost scenario - input'!$G111=\"\"),\"\",V126/'Cost scenario - input'!$G111),\"\")","v":""},{"$f":"IFERROR(IF(OR(W126=\"\",'Cost scenario - input'!$G111=\"\"),\"\",W126/'Cost scenario - input'!$G111),\"\")","v":""}]
[{"$f":"IFERROR('Cost scenario - input'!A112,\"\")","v":""},{"$f":"IFERROR('Cost scenario - input'!B112,\"\")","v":""},{"$f":"IFERROR('Cost scenario - input'!C112,\"\")","v":""},{"$f":"IFERROR(repcalc('Cost scenario - input'!$CY112:$GK112,'Cost scenario - input'!$J112,'Cost scenario - input'!$H112,'Cost scenario - input'!$I112,20,TRUE,TRUE),\"\")","v":""},"","","","","","","","","","","","","","","","","","","",{"$f":"IFERROR(IF(OR(D127=\"\",'Cost scenario - input'!$G112=\"\"),\"\",D127/'Cost scenario - input'!$G112),\"\")","v":""},{"$f":"IFERROR(IF(OR(E127=\"\",'Cost scenario - input'!$G112=\"\"),\"\",E127/'Cost scenario - input'!$G112),\"\")","v":""},{"$f":"IFERROR(IF(OR(F127=\"\",'Cost scenario - input'!$G112=\"\"),\"\",F127/'Cost scenario - input'!$G112),\"\")","v":""},{"$f":"IFERROR(IF(OR(G127=\"\",'Cost scenario - input'!$G112=\"\"),\"\",G127/'Cost scenario - input'!$G112),\"\")","v":""},{"$f":"IFERROR(IF(OR(H127=\"\",'Cost scenario - input'!$G112=\"\"),\"\",H127/'Cost scenario - input'!$G112),\"\")","v":""},{"$f":"IFERROR(IF(OR(I127=\"\",'Cost scenario - input'!$G112=\"\"),\"\",I127/'Cost scenario - input'!$G112),\"\")","v":""},{"$f":"IFERROR(IF(OR(J127=\"\",'Cost scenario - input'!$G112=\"\"),\"\",J127/'Cost scenario - input'!$G112),\"\")","v":""},{"$f":"IFERROR(IF(OR(K127=\"\",'Cost scenario - input'!$G112=\"\"),\"\",K127/'Cost scenario - input'!$G112),\"\")","v":""},{"$f":"IFERROR(IF(OR(L127=\"\",'Cost scenario - input'!$G112=\"\"),\"\",L127/'Cost scenario - input'!$G112),\"\")","v":""},{"$f":"IFERROR(IF(OR(M127=\"\",'Cost scenario - input'!$G112=\"\"),\"\",M127/'Cost scenario - input'!$G112),\"\")","v":""},{"$f":"IFERROR(IF(OR(N127=\"\",'Cost scenario - input'!$G112=\"\"),\"\",N127/'Cost scenario - input'!$G112),\"\")","v":""},{"$f":"IFERROR(IF(OR(O127=\"\",'Cost scenario - input'!$G112=\"\"),\"\",O127/'Cost scenario - input'!$G112),\"\")","v":""},{"$f":"IFERROR(IF(OR(P127=\"\",'Cost scenario - input'!$G112=\"\"),\"\",P127/'Cost scenario - input'!$G112),\"\")","v":""},{"$f":"IFERROR(IF(OR(Q127=\"\",'Cost scenario - input'!$G112=\"\"),\"\",Q127/'Cost scenario - input'!$G112),\"\")","v":""},{"$f":"IFERROR(IF(OR(R127=\"\",'Cost scenario - input'!$G112=\"\"),\"\",R127/'Cost scenario - input'!$G112),\"\")","v":""},{"$f":"IFERROR(IF(OR(S127=\"\",'Cost scenario - input'!$G112=\"\"),\"\",S127/'Cost scenario - input'!$G112),\"\")","v":""},{"$f":"IFERROR(IF(OR(T127=\"\",'Cost scenario - input'!$G112=\"\"),\"\",T127/'Cost scenario - input'!$G112),\"\")","v":""},{"$f":"IFERROR(IF(OR(U127=\"\",'Cost scenario - input'!$G112=\"\"),\"\",U127/'Cost scenario - input'!$G112),\"\")","v":""},{"$f":"IFERROR(IF(OR(V127=\"\",'Cost scenario - input'!$G112=\"\"),\"\",V127/'Cost scenario - input'!$G112),\"\")","v":""},{"$f":"IFERROR(IF(OR(W127=\"\",'Cost scenario - input'!$G112=\"\"),\"\",W127/'Cost scenario - input'!$G112),\"\")","v":""}]
[{"$f":"IFERROR('Cost scenario - input'!A113,\"\")","v":""},{"$f":"IFERROR('Cost scenario - input'!B113,\"\")","v":""},{"$f":"IFERROR('Cost scenario - input'!C113,\"\")","v":""},{"$f":"IFERROR(repcalc('Cost scenario - input'!$CY113:$GK113,'Cost scenario - input'!$J113,'Cost scenario - input'!$H113,'Cost scenario - input'!$I113,20,TRUE,TRUE),\"\")","v":""},"","","","","","","","","","","","","","","","","","","",{"$f":"IFERROR(IF(OR(D128=\"\",'Cost scenario - input'!$G113=\"\"),\"\",D128/'Cost scenario - input'!$G113),\"\")","v":""},{"$f":"IFERROR(IF(OR(E128=\"\",'Cost scenario - input'!$G113=\"\"),\"\",E128/'Cost scenario - input'!$G113),\"\")","v":""},{"$f":"IFERROR(IF(OR(F128=\"\",'Cost scenario - input'!$G113=\"\"),\"\",F128/'Cost scenario - input'!$G113),\"\")","v":""},{"$f":"IFERROR(IF(OR(G128=\"\",'Cost scenario - input'!$G113=\"\"),\"\",G128/'Cost scenario - input'!$G113),\"\")","v":""},{"$f":"IFERROR(IF(OR(H128=\"\",'Cost scenario - input'!$G113=\"\"),\"\",H128/'Cost scenario - input'!$G113),\"\")","v":""},{"$f":"IFERROR(IF(OR(I128=\"\",'Cost scenario - input'!$G113=\"\"),\"\",I128/'Cost scenario - input'!$G113),\"\")","v":""},{"$f":"IFERROR(IF(OR(J128=\"\",'Cost scenario - input'!$G113=\"\"),\"\",J128/'Cost scenario - input'!$G113),\"\")","v":""},{"$f":"IFERROR(IF(OR(K128=\"\",'Cost scenario - input'!$G113=\"\"),\"\",K128/'Cost scenario - input'!$G113),\"\")","v":""},{"$f":"IFERROR(IF(OR(L128=\"\",'Cost scenario - input'!$G113=\"\"),\"\",L128/'Cost scenario - input'!$G113),\"\")","v":""},{"$f":"IFERROR(IF(OR(M128=\"\",'Cost scenario - input'!$G113=\"\"),\"\",M128/'Cost scenario - input'!$G113),\"\")","v":""},{"$f":"IFERROR(IF(OR(N128=\"\",'Cost scenario - input'!$G113=\"\"),\"\",N128/'Cost scenario - input'!$G113),\"\")","v":""},{"$f":"IFERROR(IF(OR(O128=\"\",'Cost scenario - input'!$G113=\"\"),\"\",O128/'Cost scenario - input'!$G113),\"\")","v":""},{"$f":"IFERROR(IF(OR(P128=\"\",'Cost scenario - input'!$G113=\"\"),\"\",P128/'Cost scenario - input'!$G113),\"\")","v":""},{"$f":"IFERROR(IF(OR(Q128=\"\",'Cost scenario - input'!$G113=\"\"),\"\",Q128/'Cost scenario - input'!$G113),\"\")","v":""},{"$f":"IFERROR(IF(OR(R128=\"\",'Cost scenario - input'!$G113=\"\"),\"\",R128/'Cost scenario - input'!$G113),\"\")","v":""},{"$f":"IFERROR(IF(OR(S128=\"\",'Cost scenario - input'!$G113=\"\"),\"\",S128/'Cost scenario - input'!$G113),\"\")","v":""},{"$f":"IFERROR(IF(OR(T128=\"\",'Cost scenario - input'!$G113=\"\"),\"\",T128/'Cost scenario - input'!$G113),\"\")","v":""},{"$f":"IFERROR(IF(OR(U128=\"\",'Cost scenario - input'!$G113=\"\"),\"\",U128/'Cost scenario - input'!$G113),\"\")","v":""},{"$f":"IFERROR(IF(OR(V128=\"\",'Cost scenario - input'!$G113=\"\"),\"\",V128/'Cost scenario - input'!$G113),\"\")","v":""},{"$f":"IFERROR(IF(OR(W128=\"\",'Cost scenario - input'!$G113=\"\"),\"\",W128/'Cost scenario - input'!$G113),\"\")","v":""}]
[{"$f":"IFERROR('Cost scenario - input'!A114,\"\")","v":""},{"$f":"IFERROR('Cost scenario - input'!B114,\"\")","v":""},{"$f":"IFERROR('Cost scenario - input'!C114,\"\")","v":""},{"$f":"IFERROR(repcalc('Cost scenario - input'!$CY114:$GK114,'Cost scenario - input'!$J114,'Cost scenario - input'!$H114,'Cost scenario - input'!$I114,20,TRUE,TRUE),\"\")","v":""},"","","","","","","","","","","","","","","","","","","",{"$f":"IFERROR(IF(OR(D129=\"\",'Cost scenario - input'!$G114=\"\"),\"\",D129/'Cost scenario - input'!$G114),\"\")","v":""},{"$f":"IFERROR(IF(OR(E129=\"\",'Cost scenario - input'!$G114=\"\"),\"\",E129/'Cost scenario - input'!$G114),\"\")","v":""},{"$f":"IFERROR(IF(OR(F129=\"\",'Cost scenario - input'!$G114=\"\"),\"\",F129/'Cost scenario - input'!$G114),\"\")","v":""},{"$f":"IFERROR(IF(OR(G129=\"\",'Cost scenario - input'!$G114=\"\"),\"\",G129/'Cost scenario - input'!$G114),\"\")","v":""},{"$f":"IFERROR(IF(OR(H129=\"\",'Cost scenario - input'!$G114=\"\"),\"\",H129/'Cost scenario - input'!$G114),\"\")","v":""},{"$f":"IFERROR(IF(OR(I129=\"\",'Cost scenario - input'!$G114=\"\"),\"\",I129/'Cost scenario - input'!$G114),\"\")","v":""},{"$f":"IFERROR(IF(OR(J129=\"\",'Cost scenario - input'!$G114=\"\"),\"\",J129/'Cost scenario - input'!$G114),\"\")","v":""},{"$f":"IFERROR(IF(OR(K129=\"\",'Cost scenario - input'!$G114=\"\"),\"\",K129/'Cost scenario - input'!$G114),\"\")","v":""},{"$f":"IFERROR(IF(OR(L129=\"\",'Cost scenario - input'!$G114=\"\"),\"\",L129/'Cost scenario - input'!$G114),\"\")","v":""},{"$f":"IFERROR(IF(OR(M129=\"\",'Cost scenario - input'!$G114=\"\"),\"\",M129/'Cost scenario - input'!$G114),\"\")","v":""},{"$f":"IFERROR(IF(OR(N129=\"\",'Cost scenario - input'!$G114=\"\"),\"\",N129/'Cost scenario - input'!$G114),\"\")","v":""},{"$f":"IFERROR(IF(OR(O129=\"\",'Cost scenario - input'!$G114=\"\"),\"\",O129/'Cost scenario - input'!$G114),\"\")","v":""},{"$f":"IFERROR(IF(OR(P129=\"\",'Cost scenario - input'!$G114=\"\"),\"\",P129/'Cost scenario - input'!$G114),\"\")","v":""},{"$f":"IFERROR(IF(OR(Q129=\"\",'Cost scenario - input'!$G114=\"\"),\"\",Q129/'Cost scenario - input'!$G114),\"\")","v":""},{"$f":"IFERROR(IF(OR(R129=\"\",'Cost scenario - input'!$G114=\"\"),\"\",R129/'Cost scenario - input'!$G114),\"\")","v":""},{"$f":"IFERROR(IF(OR(S129=\"\",'Cost scenario - input'!$G114=\"\"),\"\",S129/'Cost scenario - input'!$G114),\"\")","v":""},{"$f":"IFERROR(IF(OR(T129=\"\",'Cost scenario - input'!$G114=\"\"),\"\",T129/'Cost scenario - input'!$G114),\"\")","v":""},{"$f":"IFERROR(IF(OR(U129=\"\",'Cost scenario - input'!$G114=\"\"),\"\",U129/'Cost scenario - input'!$G114),\"\")","v":""},{"$f":"IFERROR(IF(OR(V129=\"\",'Cost scenario - input'!$G114=\"\"),\"\",V129/'Cost scenario - input'!$G114),\"\")","v":""},{"$f":"IFERROR(IF(OR(W129=\"\",'Cost scenario - input'!$G114=\"\"),\"\",W129/'Cost scenario - input'!$G114),\"\")","v":""}]
[{"$f":"IFERROR('Cost scenario - input'!A115,\"\")","v":""},{"$f":"IFERROR('Cost scenario - input'!B115,\"\")","v":""},{"$f":"IFERROR('Cost scenario - input'!C115,\"\")","v":""},{"$f":"IFERROR(repcalc('Cost scenario - input'!$CY115:$GK115,'Cost scenario - input'!$J115,'Cost scenario - input'!$H115,'Cost scenario - input'!$I115,20,TRUE,TRUE),\"\")","v":""},"","","","","","","","","","","","","","","","","","","",{"$f":"IFERROR(IF(OR(D130=\"\",'Cost scenario - input'!$G115=\"\"),\"\",D130/'Cost scenario - input'!$G115),\"\")","v":""},{"$f":"IFERROR(IF(OR(E130=\"\",'Cost scenario - input'!$G115=\"\"),\"\",E130/'Cost scenario - input'!$G115),\"\")","v":""},{"$f":"IFERROR(IF(OR(F130=\"\",'Cost scenario - input'!$G115=\"\"),\"\",F130/'Cost scenario - input'!$G115),\"\")","v":""},{"$f":"IFERROR(IF(OR(G130=\"\",'Cost scenario - input'!$G115=\"\"),\"\",G130/'Cost scenario - input'!$G115),\"\")","v":""},{"$f":"IFERROR(IF(OR(H130=\"\",'Cost scenario - input'!$G115=\"\"),\"\",H130/'Cost scenario - input'!$G115),\"\")","v":""},{"$f":"IFERROR(IF(OR(I130=\"\",'Cost scenario - input'!$G115=\"\"),\"\",I130/'Cost scenario - input'!$G115),\"\")","v":""},{"$f":"IFERROR(IF(OR(J130=\"\",'Cost scenario - input'!$G115=\"\"),\"\",J130/'Cost scenario - input'!$G115),\"\")","v":""},{"$f":"IFERROR(IF(OR(K130=\"\",'Cost scenario - input'!$G115=\"\"),\"\",K130/'Cost scenario - input'!$G115),\"\")","v":""},{"$f":"IFERROR(IF(OR(L130=\"\",'Cost scenario - input'!$G115=\"\"),\"\",L130/'Cost scenario - input'!$G115),\"\")","v":""},{"$f":"IFERROR(IF(OR(M130=\"\",'Cost scenario - input'!$G115=\"\"),\"\",M130/'Cost scenario - input'!$G115),\"\")","v":""},{"$f":"IFERROR(IF(OR(N130=\"\",'Cost scenario - input'!$G115=\"\"),\"\",N130/'Cost scenario - input'!$G115),\"\")","v":""},{"$f":"IFERROR(IF(OR(O130=\"\",'Cost scenario - input'!$G115=\"\"),\"\",O130/'Cost scenario - input'!$G115),\"\")","v":""},{"$f":"IFERROR(IF(OR(P130=\"\",'Cost scenario - input'!$G115=\"\"),\"\",P130/'Cost scenario - input'!$G115),\"\")","v":""},{"$f":"IFERROR(IF(OR(Q130=\"\",'Cost scenario - input'!$G115=\"\"),\"\",Q130/'Cost scenario - input'!$G115),\"\")","v":""},{"$f":"IFERROR(IF(OR(R130=\"\",'Cost scenario - input'!$G115=\"\"),\"\",R130/'Cost scenario - input'!$G115),\"\")","v":""},{"$f":"IFERROR(IF(OR(S130=\"\",'Cost scenario - input'!$G115=\"\"),\"\",S130/'Cost scenario - input'!$G115),\"\")","v":""},{"$f":"IFERROR(IF(OR(T130=\"\",'Cost scenario - input'!$G115=\"\"),\"\",T130/'Cost scenario - input'!$G115),\"\")","v":""},{"$f":"IFERROR(IF(OR(U130=\"\",'Cost scenario - input'!$G115=\"\"),\"\",U130/'Cost scenario - input'!$G115),\"\")","v":""},{"$f":"IFERROR(IF(OR(V130=\"\",'Cost scenario - input'!$G115=\"\"),\"\",V130/'Cost scenario - input'!$G115),\"\")","v":""},{"$f":"IFERROR(IF(OR(W130=\"\",'Cost scenario - input'!$G115=\"\"),\"\",W130/'Cost scenario - input'!$G115),\"\")","v":""}]
[{"$f":"IFERROR('Cost scenario - input'!A116,\"\")","v":""},{"$f":"IFERROR('Cost scenario - input'!B116,\"\")","v":""},{"$f":"IFERROR('Cost scenario - input'!C116,\"\")","v":""},{"$f":"IFERROR(repcalc('Cost scenario - input'!$CY116:$GK116,'Cost scenario - input'!$J116,'Cost scenario - input'!$H116,'Cost scenario - input'!$I116,20,TRUE,TRUE),\"\")","v":""},"","","","","","","","","","","","","","","","","","","",{"$f":"IFERROR(IF(OR(D131=\"\",'Cost scenario - input'!$G116=\"\"),\"\",D131/'Cost scenario - input'!$G116),\"\")","v":""},{"$f":"IFERROR(IF(OR(E131=\"\",'Cost scenario - input'!$G116=\"\"),\"\",E131/'Cost scenario - input'!$G116),\"\")","v":""},{"$f":"IFERROR(IF(OR(F131=\"\",'Cost scenario - input'!$G116=\"\"),\"\",F131/'Cost scenario - input'!$G116),\"\")","v":""},{"$f":"IFERROR(IF(OR(G131=\"\",'Cost scenario - input'!$G116=\"\"),\"\",G131/'Cost scenario - input'!$G116),\"\")","v":""},{"$f":"IFERROR(IF(OR(H131=\"\",'Cost scenario - input'!$G116=\"\"),\"\",H131/'Cost scenario - input'!$G116),\"\")","v":""},{"$f":"IFERROR(IF(OR(I131=\"\",'Cost scenario - input'!$G116=\"\"),\"\",I131/'Cost scenario - input'!$G116),\"\")","v":""},{"$f":"IFERROR(IF(OR(J131=\"\",'Cost scenario - input'!$G116=\"\"),\"\",J131/'Cost scenario - input'!$G116),\"\")","v":""},{"$f":"IFERROR(IF(OR(K131=\"\",'Cost scenario - input'!$G116=\"\"),\"\",K131/'Cost scenario - input'!$G116),\"\")","v":""},{"$f":"IFERROR(IF(OR(L131=\"\",'Cost scenario - input'!$G116=\"\"),\"\",L131/'Cost scenario - input'!$G116),\"\")","v":""},{"$f":"IFERROR(IF(OR(M131=\"\",'Cost scenario - input'!$G116=\"\"),\"\",M131/'Cost scenario - input'!$G116),\"\")","v":""},{"$f":"IFERROR(IF(OR(N131=\"\",'Cost scenario - input'!$G116=\"\"),\"\",N131/'Cost scenario - input'!$G116),\"\")","v":""},{"$f":"IFERROR(IF(OR(O131=\"\",'Cost scenario - input'!$G116=\"\"),\"\",O131/'Cost scenario - input'!$G116),\"\")","v":""},{"$f":"IFERROR(IF(OR(P131=\"\",'Cost scenario - input'!$G116=\"\"),\"\",P131/'Cost scenario - input'!$G116),\"\")","v":""},{"$f":"IFERROR(IF(OR(Q131=\"\",'Cost scenario - input'!$G116=\"\"),\"\",Q131/'Cost scenario - input'!$G116),\"\")","v":""},{"$f":"IFERROR(IF(OR(R131=\"\",'Cost scenario - input'!$G116=\"\"),\"\",R131/'Cost scenario - input'!$G116),\"\")","v":""},{"$f":"IFERROR(IF(OR(S131=\"\",'Cost scenario - input'!$G116=\"\"),\"\",S131/'Cost scenario - input'!$G116),\"\")","v":""},{"$f":"IFERROR(IF(OR(T131=\"\",'Cost scenario - input'!$G116=\"\"),\"\",T131/'Cost scenario - input'!$G116),\"\")","v":""},{"$f":"IFERROR(IF(OR(U131=\"\",'Cost scenario - input'!$G116=\"\"),\"\",U131/'Cost scenario - input'!$G116),\"\")","v":""},{"$f":"IFERROR(IF(OR(V131=\"\",'Cost scenario - input'!$G116=\"\"),\"\",V131/'Cost scenario - input'!$G116),\"\")","v":""},{"$f":"IFERROR(IF(OR(W131=\"\",'Cost scenario - input'!$G116=\"\"),\"\",W131/'Cost scenario - input'!$G116),\"\")","v":""}]
[{"$f":"IFERROR('Cost scenario - input'!A117,\"\")","v":""},{"$f":"IFERROR('Cost scenario - input'!B117,\"\")","v":""},{"$f":"IFERROR('Cost scenario - input'!C117,\"\")","v":""},{"$f":"IFERROR(repcalc('Cost scenario - input'!$CY117:$GK117,'Cost scenario - input'!$J117,'Cost scenario - input'!$H117,'Cost scenario - input'!$I117,20,TRUE,TRUE),\"\")","v":""},"","","","","","","","","","","","","","","","","","","",{"$f":"IFERROR(IF(OR(D132=\"\",'Cost scenario - input'!$G117=\"\"),\"\",D132/'Cost scenario - input'!$G117),\"\")","v":""},{"$f":"IFERROR(IF(OR(E132=\"\",'Cost scenario - input'!$G117=\"\"),\"\",E132/'Cost scenario - input'!$G117),\"\")","v":""},{"$f":"IFERROR(IF(OR(F132=\"\",'Cost scenario - input'!$G117=\"\"),\"\",F132/'Cost scenario - input'!$G117),\"\")","v":""},{"$f":"IFERROR(IF(OR(G132=\"\",'Cost scenario - input'!$G117=\"\"),\"\",G132/'Cost scenario - input'!$G117),\"\")","v":""},{"$f":"IFERROR(IF(OR(H132=\"\",'Cost scenario - input'!$G117=\"\"),\"\",H132/'Cost scenario - input'!$G117),\"\")","v":""},{"$f":"IFERROR(IF(OR(I132=\"\",'Cost scenario - input'!$G117=\"\"),\"\",I132/'Cost scenario - input'!$G117),\"\")","v":""},{"$f":"IFERROR(IF(OR(J132=\"\",'Cost scenario - input'!$G117=\"\"),\"\",J132/'Cost scenario - input'!$G117),\"\")","v":""},{"$f":"IFERROR(IF(OR(K132=\"\",'Cost scenario - input'!$G117=\"\"),\"\",K132/'Cost scenario - input'!$G117),\"\")","v":""},{"$f":"IFERROR(IF(OR(L132=\"\",'Cost scenario - input'!$G117=\"\"),\"\",L132/'Cost scenario - input'!$G117),\"\")","v":""},{"$f":"IFERROR(IF(OR(M132=\"\",'Cost scenario - input'!$G117=\"\"),\"\",M132/'Cost scenario - input'!$G117),\"\")","v":""},{"$f":"IFERROR(IF(OR(N132=\"\",'Cost scenario - input'!$G117=\"\"),\"\",N132/'Cost scenario - input'!$G117),\"\")","v":""},{"$f":"IFERROR(IF(OR(O132=\"\",'Cost scenario - input'!$G117=\"\"),\"\",O132/'Cost scenario - input'!$G117),\"\")","v":""},{"$f":"IFERROR(IF(OR(P132=\"\",'Cost scenario - input'!$G117=\"\"),\"\",P132/'Cost scenario - input'!$G117),\"\")","v":""},{"$f":"IFERROR(IF(OR(Q132=\"\",'Cost scenario - input'!$G117=\"\"),\"\",Q132/'Cost scenario - input'!$G117),\"\")","v":""},{"$f":"IFERROR(IF(OR(R132=\"\",'Cost scenario - input'!$G117=\"\"),\"\",R132/'Cost scenario - input'!$G117),\"\")","v":""},{"$f":"IFERROR(IF(OR(S132=\"\",'Cost scenario - input'!$G117=\"\"),\"\",S132/'Cost scenario - input'!$G117),\"\")","v":""},{"$f":"IFERROR(IF(OR(T132=\"\",'Cost scenario - input'!$G117=\"\"),\"\",T132/'Cost scenario - input'!$G117),\"\")","v":""},{"$f":"IFERROR(IF(OR(U132=\"\",'Cost scenario - input'!$G117=\"\"),\"\",U132/'Cost scenario - input'!$G117),\"\")","v":""},{"$f":"IFERROR(IF(OR(V132=\"\",'Cost scenario - input'!$G117=\"\"),\"\",V132/'Cost scenario - input'!$G117),\"\")","v":""},{"$f":"IFERROR(IF(OR(W132=\"\",'Cost scenario - input'!$G117=\"\"),\"\",W132/'Cost scenario - input'!$G117),\"\")","v":""}]
[{"$f":"IFERROR('Cost scenario - input'!A118,\"\")","v":""},{"$f":"IFERROR('Cost scenario - input'!B118,\"\")","v":""},{"$f":"IFERROR('Cost scenario - input'!C118,\"\")","v":""},{"$f":"IFERROR(repcalc('Cost scenario - input'!$CY118:$GK118,'Cost scenario - input'!$J118,'Cost scenario - input'!$H118,'Cost scenario - input'!$I118,20,TRUE,TRUE),\"\")","v":""},"","","","","","","","","","","","","","","","","","","",{"$f":"IFERROR(IF(OR(D133=\"\",'Cost scenario - input'!$G118=\"\"),\"\",D133/'Cost scenario - input'!$G118),\"\")","v":""},{"$f":"IFERROR(IF(OR(E133=\"\",'Cost scenario - input'!$G118=\"\"),\"\",E133/'Cost scenario - input'!$G118),\"\")","v":""},{"$f":"IFERROR(IF(OR(F133=\"\",'Cost scenario - input'!$G118=\"\"),\"\",F133/'Cost scenario - input'!$G118),\"\")","v":""},{"$f":"IFERROR(IF(OR(G133=\"\",'Cost scenario - input'!$G118=\"\"),\"\",G133/'Cost scenario - input'!$G118),\"\")","v":""},{"$f":"IFERROR(IF(OR(H133=\"\",'Cost scenario - input'!$G118=\"\"),\"\",H133/'Cost scenario - input'!$G118),\"\")","v":""},{"$f":"IFERROR(IF(OR(I133=\"\",'Cost scenario - input'!$G118=\"\"),\"\",I133/'Cost scenario - input'!$G118),\"\")","v":""},{"$f":"IFERROR(IF(OR(J133=\"\",'Cost scenario - input'!$G118=\"\"),\"\",J133/'Cost scenario - input'!$G118),\"\")","v":""},{"$f":"IFERROR(IF(OR(K133=\"\",'Cost scenario - input'!$G118=\"\"),\"\",K133/'Cost scenario - input'!$G118),\"\")","v":""},{"$f":"IFERROR(IF(OR(L133=\"\",'Cost scenario - input'!$G118=\"\"),\"\",L133/'Cost scenario - input'!$G118),\"\")","v":""},{"$f":"IFERROR(IF(OR(M133=\"\",'Cost scenario - input'!$G118=\"\"),\"\",M133/'Cost scenario - input'!$G118),\"\")","v":""},{"$f":"IFERROR(IF(OR(N133=\"\",'Cost scenario - input'!$G118=\"\"),\"\",N133/'Cost scenario - input'!$G118),\"\")","v":""},{"$f":"IFERROR(IF(OR(O133=\"\",'Cost scenario - input'!$G118=\"\"),\"\",O133/'Cost scenario - input'!$G118),\"\")","v":""},{"$f":"IFERROR(IF(OR(P133=\"\",'Cost scenario - input'!$G118=\"\"),\"\",P133/'Cost scenario - input'!$G118),\"\")","v":""},{"$f":"IFERROR(IF(OR(Q133=\"\",'Cost scenario - input'!$G118=\"\"),\"\",Q133/'Cost scenario - input'!$G118),\"\")","v":""},{"$f":"IFERROR(IF(OR(R133=\"\",'Cost scenario - input'!$G118=\"\"),\"\",R133/'Cost scenario - input'!$G118),\"\")","v":""},{"$f":"IFERROR(IF(OR(S133=\"\",'Cost scenario - input'!$G118=\"\"),\"\",S133/'Cost scenario - input'!$G118),\"\")","v":""},{"$f":"IFERROR(IF(OR(T133=\"\",'Cost scenario - input'!$G118=\"\"),\"\",T133/'Cost scenario - input'!$G118),\"\")","v":""},{"$f":"IFERROR(IF(OR(U133=\"\",'Cost scenario - input'!$G118=\"\"),\"\",U133/'Cost scenario - input'!$G118),\"\")","v":""},{"$f":"IFERROR(IF(OR(V133=\"\",'Cost scenario - input'!$G118=\"\"),\"\",V133/'Cost scenario - input'!$G118),\"\")","v":""},{"$f":"IFERROR(IF(OR(W133=\"\",'Cost scenario - input'!$G118=\"\"),\"\",W133/'Cost scenario - input'!$G118),\"\")","v":""}]
[{"$f":"IFERROR('Cost scenario - input'!A119,\"\")","v":""},{"$f":"IFERROR('Cost scenario - input'!B119,\"\")","v":""},{"$f":"IFERROR('Cost scenario - input'!C119,\"\")","v":""},{"$f":"IFERROR(repcalc('Cost scenario - input'!$CY119:$GK119,'Cost scenario - input'!$J119,'Cost scenario - input'!$H119,'Cost scenario - input'!$I119,20,TRUE,TRUE),\"\")","v":""},"","","","","","","","","","","","","","","","","","","",{"$f":"IFERROR(IF(OR(D134=\"\",'Cost scenario - input'!$G119=\"\"),\"\",D134/'Cost scenario - input'!$G119),\"\")","v":""},{"$f":"IFERROR(IF(OR(E134=\"\",'Cost scenario - input'!$G119=\"\"),\"\",E134/'Cost scenario - input'!$G119),\"\")","v":""},{"$f":"IFERROR(IF(OR(F134=\"\",'Cost scenario - input'!$G119=\"\"),\"\",F134/'Cost scenario - input'!$G119),\"\")","v":""},{"$f":"IFERROR(IF(OR(G134=\"\",'Cost scenario - input'!$G119=\"\"),\"\",G134/'Cost scenario - input'!$G119),\"\")","v":""},{"$f":"IFERROR(IF(OR(H134=\"\",'Cost scenario - input'!$G119=\"\"),\"\",H134/'Cost scenario - input'!$G119),\"\")","v":""},{"$f":"IFERROR(IF(OR(I134=\"\",'Cost scenario - input'!$G119=\"\"),\"\",I134/'Cost scenario - input'!$G119),\"\")","v":""},{"$f":"IFERROR(IF(OR(J134=\"\",'Cost scenario - input'!$G119=\"\"),\"\",J134/'Cost scenario - input'!$G119),\"\")","v":""},{"$f":"IFERROR(IF(OR(K134=\"\",'Cost scenario - input'!$G119=\"\"),\"\",K134/'Cost scenario - input'!$G119),\"\")","v":""},{"$f":"IFERROR(IF(OR(L134=\"\",'Cost scenario - input'!$G119=\"\"),\"\",L134/'Cost scenario - input'!$G119),\"\")","v":""},{"$f":"IFERROR(IF(OR(M134=\"\",'Cost scenario - input'!$G119=\"\"),\"\",M134/'Cost scenario - input'!$G119),\"\")","v":""},{"$f":"IFERROR(IF(OR(N134=\"\",'Cost scenario - input'!$G119=\"\"),\"\",N134/'Cost scenario - input'!$G119),\"\")","v":""},{"$f":"IFERROR(IF(OR(O134=\"\",'Cost scenario - input'!$G119=\"\"),\"\",O134/'Cost scenario - input'!$G119),\"\")","v":""},{"$f":"IFERROR(IF(OR(P134=\"\",'Cost scenario - input'!$G119=\"\"),\"\",P134/'Cost scenario - input'!$G119),\"\")","v":""},{"$f":"IFERROR(IF(OR(Q134=\"\",'Cost scenario - input'!$G119=\"\"),\"\",Q134/'Cost scenario - input'!$G119),\"\")","v":""},{"$f":"IFERROR(IF(OR(R134=\"\",'Cost scenario - input'!$G119=\"\"),\"\",R134/'Cost scenario - input'!$G119),\"\")","v":""},{"$f":"IFERROR(IF(OR(S134=\"\",'Cost scenario - input'!$G119=\"\"),\"\",S134/'Cost scenario - input'!$G119),\"\")","v":""},{"$f":"IFERROR(IF(OR(T134=\"\",'Cost scenario - input'!$G119=\"\"),\"\",T134/'Cost scenario - input'!$G119),\"\")","v":""},{"$f":"IFERROR(IF(OR(U134=\"\",'Cost scenario - input'!$G119=\"\"),\"\",U134/'Cost scenario - input'!$G119),\"\")","v":""},{"$f":"IFERROR(IF(OR(V134=\"\",'Cost scenario - input'!$G119=\"\"),\"\",V134/'Cost scenario - input'!$G119),\"\")","v":""},{"$f":"IFERROR(IF(OR(W134=\"\",'Cost scenario - input'!$G119=\"\"),\"\",W134/'Cost scenario - input'!$G119),\"\")","v":""}]
[{"$f":"IFERROR('Cost scenario - input'!A120,\"\")","v":""},{"$f":"IFERROR('Cost scenario - input'!B120,\"\")","v":""},{"$f":"IFERROR('Cost scenario - input'!C120,\"\")","v":""},{"$f":"IFERROR(repcalc('Cost scenario - input'!$CY120:$GK120,'Cost scenario - input'!$J120,'Cost scenario - input'!$H120,'Cost scenario - input'!$I120,20,TRUE,TRUE),\"\")","v":""},"","","","","","","","","","","","","","","","","","","",{"$f":"IFERROR(IF(OR(D135=\"\",'Cost scenario - input'!$G120=\"\"),\"\",D135/'Cost scenario - input'!$G120),\"\")","v":""},{"$f":"IFERROR(IF(OR(E135=\"\",'Cost scenario - input'!$G120=\"\"),\"\",E135/'Cost scenario - input'!$G120),\"\")","v":""},{"$f":"IFERROR(IF(OR(F135=\"\",'Cost scenario - input'!$G120=\"\"),\"\",F135/'Cost scenario - input'!$G120),\"\")","v":""},{"$f":"IFERROR(IF(OR(G135=\"\",'Cost scenario - input'!$G120=\"\"),\"\",G135/'Cost scenario - input'!$G120),\"\")","v":""},{"$f":"IFERROR(IF(OR(H135=\"\",'Cost scenario - input'!$G120=\"\"),\"\",H135/'Cost scenario - input'!$G120),\"\")","v":""},{"$f":"IFERROR(IF(OR(I135=\"\",'Cost scenario - input'!$G120=\"\"),\"\",I135/'Cost scenario - input'!$G120),\"\")","v":""},{"$f":"IFERROR(IF(OR(J135=\"\",'Cost scenario - input'!$G120=\"\"),\"\",J135/'Cost scenario - input'!$G120),\"\")","v":""},{"$f":"IFERROR(IF(OR(K135=\"\",'Cost scenario - input'!$G120=\"\"),\"\",K135/'Cost scenario - input'!$G120),\"\")","v":""},{"$f":"IFERROR(IF(OR(L135=\"\",'Cost scenario - input'!$G120=\"\"),\"\",L135/'Cost scenario - input'!$G120),\"\")","v":""},{"$f":"IFERROR(IF(OR(M135=\"\",'Cost scenario - input'!$G120=\"\"),\"\",M135/'Cost scenario - input'!$G120),\"\")","v":""},{"$f":"IFERROR(IF(OR(N135=\"\",'Cost scenario - input'!$G120=\"\"),\"\",N135/'Cost scenario - input'!$G120),\"\")","v":""},{"$f":"IFERROR(IF(OR(O135=\"\",'Cost scenario - input'!$G120=\"\"),\"\",O135/'Cost scenario - input'!$G120),\"\")","v":""},{"$f":"IFERROR(IF(OR(P135=\"\",'Cost scenario - input'!$G120=\"\"),\"\",P135/'Cost scenario - input'!$G120),\"\")","v":""},{"$f":"IFERROR(IF(OR(Q135=\"\",'Cost scenario - input'!$G120=\"\"),\"\",Q135/'Cost scenario - input'!$G120),\"\")","v":""},{"$f":"IFERROR(IF(OR(R135=\"\",'Cost scenario - input'!$G120=\"\"),\"\",R135/'Cost scenario - input'!$G120),\"\")","v":""},{"$f":"IFERROR(IF(OR(S135=\"\",'Cost scenario - input'!$G120=\"\"),\"\",S135/'Cost scenario - input'!$G120),\"\")","v":""},{"$f":"IFERROR(IF(OR(T135=\"\",'Cost scenario - input'!$G120=\"\"),\"\",T135/'Cost scenario - input'!$G120),\"\")","v":""},{"$f":"IFERROR(IF(OR(U135=\"\",'Cost scenario - input'!$G120=\"\"),\"\",U135/'Cost scenario - input'!$G120),\"\")","v":""},{"$f":"IFERROR(IF(OR(V135=\"\",'Cost scenario - input'!$G120=\"\"),\"\",V135/'Cost scenario - input'!$G120),\"\")","v":""},{"$f":"IFERROR(IF(OR(W135=\"\",'Cost scenario - input'!$G120=\"\"),\"\",W135/'Cost scenario - input'!$G120),\"\")","v":""}]
[{"$f":"IFERROR('Cost scenario - input'!A121,\"\")","v":""},{"$f":"IFERROR('Cost scenario - input'!B121,\"\")","v":""},{"$f":"IFERROR('Cost scenario - input'!C121,\"\")","v":""},{"$f":"IFERROR(repcalc('Cost scenario - input'!$CY121:$GK121,'Cost scenario - input'!$J121,'Cost scenario - input'!$H121,'Cost scenario - input'!$I121,20,TRUE,TRUE),\"\")","v":""},"","","","","","","","","","","","","","","","","","","",{"$f":"IFERROR(IF(OR(D136=\"\",'Cost scenario - input'!$G121=\"\"),\"\",D136/'Cost scenario - input'!$G121),\"\")","v":""},{"$f":"IFERROR(IF(OR(E136=\"\",'Cost scenario - input'!$G121=\"\"),\"\",E136/'Cost scenario - input'!$G121),\"\")","v":""},{"$f":"IFERROR(IF(OR(F136=\"\",'Cost scenario - input'!$G121=\"\"),\"\",F136/'Cost scenario - input'!$G121),\"\")","v":""},{"$f":"IFERROR(IF(OR(G136=\"\",'Cost scenario - input'!$G121=\"\"),\"\",G136/'Cost scenario - input'!$G121),\"\")","v":""},{"$f":"IFERROR(IF(OR(H136=\"\",'Cost scenario - input'!$G121=\"\"),\"\",H136/'Cost scenario - input'!$G121),\"\")","v":""},{"$f":"IFERROR(IF(OR(I136=\"\",'Cost scenario - input'!$G121=\"\"),\"\",I136/'Cost scenario - input'!$G121),\"\")","v":""},{"$f":"IFERROR(IF(OR(J136=\"\",'Cost scenario - input'!$G121=\"\"),\"\",J136/'Cost scenario - input'!$G121),\"\")","v":""},{"$f":"IFERROR(IF(OR(K136=\"\",'Cost scenario - input'!$G121=\"\"),\"\",K136/'Cost scenario - input'!$G121),\"\")","v":""},{"$f":"IFERROR(IF(OR(L136=\"\",'Cost scenario - input'!$G121=\"\"),\"\",L136/'Cost scenario - input'!$G121),\"\")","v":""},{"$f":"IFERROR(IF(OR(M136=\"\",'Cost scenario - input'!$G121=\"\"),\"\",M136/'Cost scenario - input'!$G121),\"\")","v":""},{"$f":"IFERROR(IF(OR(N136=\"\",'Cost scenario - input'!$G121=\"\"),\"\",N136/'Cost scenario - input'!$G121),\"\")","v":""},{"$f":"IFERROR(IF(OR(O136=\"\",'Cost scenario - input'!$G121=\"\"),\"\",O136/'Cost scenario - input'!$G121),\"\")","v":""},{"$f":"IFERROR(IF(OR(P136=\"\",'Cost scenario - input'!$G121=\"\"),\"\",P136/'Cost scenario - input'!$G121),\"\")","v":""},{"$f":"IFERROR(IF(OR(Q136=\"\",'Cost scenario - input'!$G121=\"\"),\"\",Q136/'Cost scenario - input'!$G121),\"\")","v":""},{"$f":"IFERROR(IF(OR(R136=\"\",'Cost scenario - input'!$G121=\"\"),\"\",R136/'Cost scenario - input'!$G121),\"\")","v":""},{"$f":"IFERROR(IF(OR(S136=\"\",'Cost scenario - input'!$G121=\"\"),\"\",S136/'Cost scenario - input'!$G121),\"\")","v":""},{"$f":"IFERROR(IF(OR(T136=\"\",'Cost scenario - input'!$G121=\"\"),\"\",T136/'Cost scenario - input'!$G121),\"\")","v":""},{"$f":"IFERROR(IF(OR(U136=\"\",'Cost scenario - input'!$G121=\"\"),\"\",U136/'Cost scenario - input'!$G121),\"\")","v":""},{"$f":"IFERROR(IF(OR(V136=\"\",'Cost scenario - input'!$G121=\"\"),\"\",V136/'Cost scenario - input'!$G121),\"\")","v":""},{"$f":"IFERROR(IF(OR(W136=\"\",'Cost scenario - input'!$G121=\"\"),\"\",W136/'Cost scenario - input'!$G121),\"\")","v":""}]
[{"$f":"IFERROR('Cost scenario - input'!A122,\"\")","v":""},{"$f":"IFERROR('Cost scenario - input'!B122,\"\")","v":""},{"$f":"IFERROR('Cost scenario - input'!C122,\"\")","v":""},{"$f":"IFERROR(repcalc('Cost scenario - input'!$CY122:$GK122,'Cost scenario - input'!$J122,'Cost scenario - input'!$H122,'Cost scenario - input'!$I122,20,TRUE,TRUE),\"\")","v":""},"","","","","","","","","","","","","","","","","","","",{"$f":"IFERROR(IF(OR(D137=\"\",'Cost scenario - input'!$G122=\"\"),\"\",D137/'Cost scenario - input'!$G122),\"\")","v":""},{"$f":"IFERROR(IF(OR(E137=\"\",'Cost scenario - input'!$G122=\"\"),\"\",E137/'Cost scenario - input'!$G122),\"\")","v":""},{"$f":"IFERROR(IF(OR(F137=\"\",'Cost scenario - input'!$G122=\"\"),\"\",F137/'Cost scenario - input'!$G122),\"\")","v":""},{"$f":"IFERROR(IF(OR(G137=\"\",'Cost scenario - input'!$G122=\"\"),\"\",G137/'Cost scenario - input'!$G122),\"\")","v":""},{"$f":"IFERROR(IF(OR(H137=\"\",'Cost scenario - input'!$G122=\"\"),\"\",H137/'Cost scenario - input'!$G122),\"\")","v":""},{"$f":"IFERROR(IF(OR(I137=\"\",'Cost scenario - input'!$G122=\"\"),\"\",I137/'Cost scenario - input'!$G122),\"\")","v":""},{"$f":"IFERROR(IF(OR(J137=\"\",'Cost scenario - input'!$G122=\"\"),\"\",J137/'Cost scenario - input'!$G122),\"\")","v":""},{"$f":"IFERROR(IF(OR(K137=\"\",'Cost scenario - input'!$G122=\"\"),\"\",K137/'Cost scenario - input'!$G122),\"\")","v":""},{"$f":"IFERROR(IF(OR(L137=\"\",'Cost scenario - input'!$G122=\"\"),\"\",L137/'Cost scenario - input'!$G122),\"\")","v":""},{"$f":"IFERROR(IF(OR(M137=\"\",'Cost scenario - input'!$G122=\"\"),\"\",M137/'Cost scenario - input'!$G122),\"\")","v":""},{"$f":"IFERROR(IF(OR(N137=\"\",'Cost scenario - input'!$G122=\"\"),\"\",N137/'Cost scenario - input'!$G122),\"\")","v":""},{"$f":"IFERROR(IF(OR(O137=\"\",'Cost scenario - input'!$G122=\"\"),\"\",O137/'Cost scenario - input'!$G122),\"\")","v":""},{"$f":"IFERROR(IF(OR(P137=\"\",'Cost scenario - input'!$G122=\"\"),\"\",P137/'Cost scenario - input'!$G122),\"\")","v":""},{"$f":"IFERROR(IF(OR(Q137=\"\",'Cost scenario - input'!$G122=\"\"),\"\",Q137/'Cost scenario - input'!$G122),\"\")","v":""},{"$f":"IFERROR(IF(OR(R137=\"\",'Cost scenario - input'!$G122=\"\"),\"\",R137/'Cost scenario - input'!$G122),\"\")","v":""},{"$f":"IFERROR(IF(OR(S137=\"\",'Cost scenario - input'!$G122=\"\"),\"\",S137/'Cost scenario - input'!$G122),\"\")","v":""},{"$f":"IFERROR(IF(OR(T137=\"\",'Cost scenario - input'!$G122=\"\"),\"\",T137/'Cost scenario - input'!$G122),\"\")","v":""},{"$f":"IFERROR(IF(OR(U137=\"\",'Cost scenario - input'!$G122=\"\"),\"\",U137/'Cost scenario - input'!$G122),\"\")","v":""},{"$f":"IFERROR(IF(OR(V137=\"\",'Cost scenario - input'!$G122=\"\"),\"\",V137/'Cost scenario - input'!$G122),\"\")","v":""},{"$f":"IFERROR(IF(OR(W137=\"\",'Cost scenario - input'!$G122=\"\"),\"\",W137/'Cost scenario - input'!$G122),\"\")","v":""}]
[{"$f":"IFERROR('Cost scenario - input'!A123,\"\")","v":""},{"$f":"IFERROR('Cost scenario - input'!B123,\"\")","v":""},{"$f":"IFERROR('Cost scenario - input'!C123,\"\")","v":""},{"$f":"IFERROR(repcalc('Cost scenario - input'!$CY123:$GK123,'Cost scenario - input'!$J123,'Cost scenario - input'!$H123,'Cost scenario - input'!$I123,20,TRUE,TRUE),\"\")","v":""},"","","","","","","","","","","","","","","","","","","",{"$f":"IFERROR(IF(OR(D138=\"\",'Cost scenario - input'!$G123=\"\"),\"\",D138/'Cost scenario - input'!$G123),\"\")","v":""},{"$f":"IFERROR(IF(OR(E138=\"\",'Cost scenario - input'!$G123=\"\"),\"\",E138/'Cost scenario - input'!$G123),\"\")","v":""},{"$f":"IFERROR(IF(OR(F138=\"\",'Cost scenario - input'!$G123=\"\"),\"\",F138/'Cost scenario - input'!$G123),\"\")","v":""},{"$f":"IFERROR(IF(OR(G138=\"\",'Cost scenario - input'!$G123=\"\"),\"\",G138/'Cost scenario - input'!$G123),\"\")","v":""},{"$f":"IFERROR(IF(OR(H138=\"\",'Cost scenario - input'!$G123=\"\"),\"\",H138/'Cost scenario - input'!$G123),\"\")","v":""},{"$f":"IFERROR(IF(OR(I138=\"\",'Cost scenario - input'!$G123=\"\"),\"\",I138/'Cost scenario - input'!$G123),\"\")","v":""},{"$f":"IFERROR(IF(OR(J138=\"\",'Cost scenario - input'!$G123=\"\"),\"\",J138/'Cost scenario - input'!$G123),\"\")","v":""},{"$f":"IFERROR(IF(OR(K138=\"\",'Cost scenario - input'!$G123=\"\"),\"\",K138/'Cost scenario - input'!$G123),\"\")","v":""},{"$f":"IFERROR(IF(OR(L138=\"\",'Cost scenario - input'!$G123=\"\"),\"\",L138/'Cost scenario - input'!$G123),\"\")","v":""},{"$f":"IFERROR(IF(OR(M138=\"\",'Cost scenario - input'!$G123=\"\"),\"\",M138/'Cost scenario - input'!$G123),\"\")","v":""},{"$f":"IFERROR(IF(OR(N138=\"\",'Cost scenario - input'!$G123=\"\"),\"\",N138/'Cost scenario - input'!$G123),\"\")","v":""},{"$f":"IFERROR(IF(OR(O138=\"\",'Cost scenario - input'!$G123=\"\"),\"\",O138/'Cost scenario - input'!$G123),\"\")","v":""},{"$f":"IFERROR(IF(OR(P138=\"\",'Cost scenario - input'!$G123=\"\"),\"\",P138/'Cost scenario - input'!$G123),\"\")","v":""},{"$f":"IFERROR(IF(OR(Q138=\"\",'Cost scenario - input'!$G123=\"\"),\"\",Q138/'Cost scenario - input'!$G123),\"\")","v":""},{"$f":"IFERROR(IF(OR(R138=\"\",'Cost scenario - input'!$G123=\"\"),\"\",R138/'Cost scenario - input'!$G123),\"\")","v":""},{"$f":"IFERROR(IF(OR(S138=\"\",'Cost scenario - input'!$G123=\"\"),\"\",S138/'Cost scenario - input'!$G123),\"\")","v":""},{"$f":"IFERROR(IF(OR(T138=\"\",'Cost scenario - input'!$G123=\"\"),\"\",T138/'Cost scenario - input'!$G123),\"\")","v":""},{"$f":"IFERROR(IF(OR(U138=\"\",'Cost scenario - input'!$G123=\"\"),\"\",U138/'Cost scenario - input'!$G123),\"\")","v":""},{"$f":"IFERROR(IF(OR(V138=\"\",'Cost scenario - input'!$G123=\"\"),\"\",V138/'Cost scenario - input'!$G123),\"\")","v":""},{"$f":"IFERROR(IF(OR(W138=\"\",'Cost scenario - input'!$G123=\"\"),\"\",W138/'Cost scenario - input'!$G123),\"\")","v":""}]
[{"$f":"IFERROR('Cost scenario - input'!A124,\"\")","v":""},{"$f":"IFERROR('Cost scenario - input'!B124,\"\")","v":""},{"$f":"IFERROR('Cost scenario - input'!C124,\"\")","v":""},{"$f":"IFERROR(repcalc('Cost scenario - input'!$CY124:$GK124,'Cost scenario - input'!$J124,'Cost scenario - input'!$H124,'Cost scenario - input'!$I124,20,TRUE,TRUE),\"\")","v":""},"","","","","","","","","","","","","","","","","","","",{"$f":"IFERROR(IF(OR(D139=\"\",'Cost scenario - input'!$G124=\"\"),\"\",D139/'Cost scenario - input'!$G124),\"\")","v":""},{"$f":"IFERROR(IF(OR(E139=\"\",'Cost scenario - input'!$G124=\"\"),\"\",E139/'Cost scenario - input'!$G124),\"\")","v":""},{"$f":"IFERROR(IF(OR(F139=\"\",'Cost scenario - input'!$G124=\"\"),\"\",F139/'Cost scenario - input'!$G124),\"\")","v":""},{"$f":"IFERROR(IF(OR(G139=\"\",'Cost scenario - input'!$G124=\"\"),\"\",G139/'Cost scenario - input'!$G124),\"\")","v":""},{"$f":"IFERROR(IF(OR(H139=\"\",'Cost scenario - input'!$G124=\"\"),\"\",H139/'Cost scenario - input'!$G124),\"\")","v":""},{"$f":"IFERROR(IF(OR(I139=\"\",'Cost scenario - input'!$G124=\"\"),\"\",I139/'Cost scenario - input'!$G124),\"\")","v":""},{"$f":"IFERROR(IF(OR(J139=\"\",'Cost scenario - input'!$G124=\"\"),\"\",J139/'Cost scenario - input'!$G124),\"\")","v":""},{"$f":"IFERROR(IF(OR(K139=\"\",'Cost scenario - input'!$G124=\"\"),\"\",K139/'Cost scenario - input'!$G124),\"\")","v":""},{"$f":"IFERROR(IF(OR(L139=\"\",'Cost scenario - input'!$G124=\"\"),\"\",L139/'Cost scenario - input'!$G124),\"\")","v":""},{"$f":"IFERROR(IF(OR(M139=\"\",'Cost scenario - input'!$G124=\"\"),\"\",M139/'Cost scenario - input'!$G124),\"\")","v":""},{"$f":"IFERROR(IF(OR(N139=\"\",'Cost scenario - input'!$G124=\"\"),\"\",N139/'Cost scenario - input'!$G124),\"\")","v":""},{"$f":"IFERROR(IF(OR(O139=\"\",'Cost scenario - input'!$G124=\"\"),\"\",O139/'Cost scenario - input'!$G124),\"\")","v":""},{"$f":"IFERROR(IF(OR(P139=\"\",'Cost scenario - input'!$G124=\"\"),\"\",P139/'Cost scenario - input'!$G124),\"\")","v":""},{"$f":"IFERROR(IF(OR(Q139=\"\",'Cost scenario - input'!$G124=\"\"),\"\",Q139/'Cost scenario - input'!$G124),\"\")","v":""},{"$f":"IFERROR(IF(OR(R139=\"\",'Cost scenario - input'!$G124=\"\"),\"\",R139/'Cost scenario - input'!$G124),\"\")","v":""},{"$f":"IFERROR(IF(OR(S139=\"\",'Cost scenario - input'!$G124=\"\"),\"\",S139/'Cost scenario - input'!$G124),\"\")","v":""},{"$f":"IFERROR(IF(OR(T139=\"\",'Cost scenario - input'!$G124=\"\"),\"\",T139/'Cost scenario - input'!$G124),\"\")","v":""},{"$f":"IFERROR(IF(OR(U139=\"\",'Cost scenario - input'!$G124=\"\"),\"\",U139/'Cost scenario - input'!$G124),\"\")","v":""},{"$f":"IFERROR(IF(OR(V139=\"\",'Cost scenario - input'!$G124=\"\"),\"\",V139/'Cost scenario - input'!$G124),\"\")","v":""},{"$f":"IFERROR(IF(OR(W139=\"\",'Cost scenario - input'!$G124=\"\"),\"\",W139/'Cost scenario - input'!$G124),\"\")","v":""}]
[{"$f":"IFERROR('Cost scenario - input'!A125,\"\")","v":""},{"$f":"IFERROR('Cost scenario - input'!B125,\"\")","v":""},{"$f":"IFERROR('Cost scenario - input'!C125,\"\")","v":""},{"$f":"IFERROR(repcalc('Cost scenario - input'!$CY125:$GK125,'Cost scenario - input'!$J125,'Cost scenario - input'!$H125,'Cost scenario - input'!$I125,20,TRUE,TRUE),\"\")","v":""},"","","","","","","","","","","","","","","","","","","",{"$f":"IFERROR(IF(OR(D140=\"\",'Cost scenario - input'!$G125=\"\"),\"\",D140/'Cost scenario - input'!$G125),\"\")","v":""},{"$f":"IFERROR(IF(OR(E140=\"\",'Cost scenario - input'!$G125=\"\"),\"\",E140/'Cost scenario - input'!$G125),\"\")","v":""},{"$f":"IFERROR(IF(OR(F140=\"\",'Cost scenario - input'!$G125=\"\"),\"\",F140/'Cost scenario - input'!$G125),\"\")","v":""},{"$f":"IFERROR(IF(OR(G140=\"\",'Cost scenario - input'!$G125=\"\"),\"\",G140/'Cost scenario - input'!$G125),\"\")","v":""},{"$f":"IFERROR(IF(OR(H140=\"\",'Cost scenario - input'!$G125=\"\"),\"\",H140/'Cost scenario - input'!$G125),\"\")","v":""},{"$f":"IFERROR(IF(OR(I140=\"\",'Cost scenario - input'!$G125=\"\"),\"\",I140/'Cost scenario - input'!$G125),\"\")","v":""},{"$f":"IFERROR(IF(OR(J140=\"\",'Cost scenario - input'!$G125=\"\"),\"\",J140/'Cost scenario - input'!$G125),\"\")","v":""},{"$f":"IFERROR(IF(OR(K140=\"\",'Cost scenario - input'!$G125=\"\"),\"\",K140/'Cost scenario - input'!$G125),\"\")","v":""},{"$f":"IFERROR(IF(OR(L140=\"\",'Cost scenario - input'!$G125=\"\"),\"\",L140/'Cost scenario - input'!$G125),\"\")","v":""},{"$f":"IFERROR(IF(OR(M140=\"\",'Cost scenario - input'!$G125=\"\"),\"\",M140/'Cost scenario - input'!$G125),\"\")","v":""},{"$f":"IFERROR(IF(OR(N140=\"\",'Cost scenario - input'!$G125=\"\"),\"\",N140/'Cost scenario - input'!$G125),\"\")","v":""},{"$f":"IFERROR(IF(OR(O140=\"\",'Cost scenario - input'!$G125=\"\"),\"\",O140/'Cost scenario - input'!$G125),\"\")","v":""},{"$f":"IFERROR(IF(OR(P140=\"\",'Cost scenario - input'!$G125=\"\"),\"\",P140/'Cost scenario - input'!$G125),\"\")","v":""},{"$f":"IFERROR(IF(OR(Q140=\"\",'Cost scenario - input'!$G125=\"\"),\"\",Q140/'Cost scenario - input'!$G125),\"\")","v":""},{"$f":"IFERROR(IF(OR(R140=\"\",'Cost scenario - input'!$G125=\"\"),\"\",R140/'Cost scenario - input'!$G125),\"\")","v":""},{"$f":"IFERROR(IF(OR(S140=\"\",'Cost scenario - input'!$G125=\"\"),\"\",S140/'Cost scenario - input'!$G125),\"\")","v":""},{"$f":"IFERROR(IF(OR(T140=\"\",'Cost scenario - input'!$G125=\"\"),\"\",T140/'Cost scenario - input'!$G125),\"\")","v":""},{"$f":"IFERROR(IF(OR(U140=\"\",'Cost scenario - input'!$G125=\"\"),\"\",U140/'Cost scenario - input'!$G125),\"\")","v":""},{"$f":"IFERROR(IF(OR(V140=\"\",'Cost scenario - input'!$G125=\"\"),\"\",V140/'Cost scenario - input'!$G125),\"\")","v":""},{"$f":"IFERROR(IF(OR(W140=\"\",'Cost scenario - input'!$G125=\"\"),\"\",W140/'Cost scenario - input'!$G125),\"\")","v":""}]
[{"$f":"IFERROR('Cost scenario - input'!A126,\"\")","v":""},{"$f":"IFERROR('Cost scenario - input'!B126,\"\")","v":""},{"$f":"IFERROR('Cost scenario - input'!C126,\"\")","v":""},{"$f":"IFERROR(repcalc('Cost scenario - input'!$CY126:$GK126,'Cost scenario - input'!$J126,'Cost scenario - input'!$H126,'Cost scenario - input'!$I126,20,TRUE,TRUE),\"\")","v":""},"","","","","","","","","","","","","","","","","","","",{"$f":"IFERROR(IF(OR(D141=\"\",'Cost scenario - input'!$G126=\"\"),\"\",D141/'Cost scenario - input'!$G126),\"\")","v":""},{"$f":"IFERROR(IF(OR(E141=\"\",'Cost scenario - input'!$G126=\"\"),\"\",E141/'Cost scenario - input'!$G126),\"\")","v":""},{"$f":"IFERROR(IF(OR(F141=\"\",'Cost scenario - input'!$G126=\"\"),\"\",F141/'Cost scenario - input'!$G126),\"\")","v":""},{"$f":"IFERROR(IF(OR(G141=\"\",'Cost scenario - input'!$G126=\"\"),\"\",G141/'Cost scenario - input'!$G126),\"\")","v":""},{"$f":"IFERROR(IF(OR(H141=\"\",'Cost scenario - input'!$G126=\"\"),\"\",H141/'Cost scenario - input'!$G126),\"\")","v":""},{"$f":"IFERROR(IF(OR(I141=\"\",'Cost scenario - input'!$G126=\"\"),\"\",I141/'Cost scenario - input'!$G126),\"\")","v":""},{"$f":"IFERROR(IF(OR(J141=\"\",'Cost scenario - input'!$G126=\"\"),\"\",J141/'Cost scenario - input'!$G126),\"\")","v":""},{"$f":"IFERROR(IF(OR(K141=\"\",'Cost scenario - input'!$G126=\"\"),\"\",K141/'Cost scenario - input'!$G126),\"\")","v":""},{"$f":"IFERROR(IF(OR(L141=\"\",'Cost scenario - input'!$G126=\"\"),\"\",L141/'Cost scenario - input'!$G126),\"\")","v":""},{"$f":"IFERROR(IF(OR(M141=\"\",'Cost scenario - input'!$G126=\"\"),\"\",M141/'Cost scenario - input'!$G126),\"\")","v":""},{"$f":"IFERROR(IF(OR(N141=\"\",'Cost scenario - input'!$G126=\"\"),\"\",N141/'Cost scenario - input'!$G126),\"\")","v":""},{"$f":"IFERROR(IF(OR(O141=\"\",'Cost scenario - input'!$G126=\"\"),\"\",O141/'Cost scenario - input'!$G126),\"\")","v":""},{"$f":"IFERROR(IF(OR(P141=\"\",'Cost scenario - input'!$G126=\"\"),\"\",P141/'Cost scenario - input'!$G126),\"\")","v":""},{"$f":"IFERROR(IF(OR(Q141=\"\",'Cost scenario - input'!$G126=\"\"),\"\",Q141/'Cost scenario - input'!$G126),\"\")","v":""},{"$f":"IFERROR(IF(OR(R141=\"\",'Cost scenario - input'!$G126=\"\"),\"\",R141/'Cost scenario - input'!$G126),\"\")","v":""},{"$f":"IFERROR(IF(OR(S141=\"\",'Cost scenario - input'!$G126=\"\"),\"\",S141/'Cost scenario - input'!$G126),\"\")","v":""},{"$f":"IFERROR(IF(OR(T141=\"\",'Cost scenario - input'!$G126=\"\"),\"\",T141/'Cost scenario - input'!$G126),\"\")","v":""},{"$f":"IFERROR(IF(OR(U141=\"\",'Cost scenario - input'!$G126=\"\"),\"\",U141/'Cost scenario - input'!$G126),\"\")","v":""},{"$f":"IFERROR(IF(OR(V141=\"\",'Cost scenario - input'!$G126=\"\"),\"\",V141/'Cost scenario - input'!$G126),\"\")","v":""},{"$f":"IFERROR(IF(OR(W141=\"\",'Cost scenario - input'!$G126=\"\"),\"\",W141/'Cost scenario - input'!$G126),\"\")","v":""}]
[{"$f":"IFERROR('Cost scenario - input'!A127,\"\")","v":""},{"$f":"IFERROR('Cost scenario - input'!B127,\"\")","v":""},{"$f":"IFERROR('Cost scenario - input'!C127,\"\")","v":""},{"$f":"IFERROR(repcalc('Cost scenario - input'!$CY127:$GK127,'Cost scenario - input'!$J127,'Cost scenario - input'!$H127,'Cost scenario - input'!$I127,20,TRUE,TRUE),\"\")","v":""},"","","","","","","","","","","","","","","","","","","",{"$f":"IFERROR(IF(OR(D142=\"\",'Cost scenario - input'!$G127=\"\"),\"\",D142/'Cost scenario - input'!$G127),\"\")","v":""},{"$f":"IFERROR(IF(OR(E142=\"\",'Cost scenario - input'!$G127=\"\"),\"\",E142/'Cost scenario - input'!$G127),\"\")","v":""},{"$f":"IFERROR(IF(OR(F142=\"\",'Cost scenario - input'!$G127=\"\"),\"\",F142/'Cost scenario - input'!$G127),\"\")","v":""},{"$f":"IFERROR(IF(OR(G142=\"\",'Cost scenario - input'!$G127=\"\"),\"\",G142/'Cost scenario - input'!$G127),\"\")","v":""},{"$f":"IFERROR(IF(OR(H142=\"\",'Cost scenario - input'!$G127=\"\"),\"\",H142/'Cost scenario - input'!$G127),\"\")","v":""},{"$f":"IFERROR(IF(OR(I142=\"\",'Cost scenario - input'!$G127=\"\"),\"\",I142/'Cost scenario - input'!$G127),\"\")","v":""},{"$f":"IFERROR(IF(OR(J142=\"\",'Cost scenario - input'!$G127=\"\"),\"\",J142/'Cost scenario - input'!$G127),\"\")","v":""},{"$f":"IFERROR(IF(OR(K142=\"\",'Cost scenario - input'!$G127=\"\"),\"\",K142/'Cost scenario - input'!$G127),\"\")","v":""},{"$f":"IFERROR(IF(OR(L142=\"\",'Cost scenario - input'!$G127=\"\"),\"\",L142/'Cost scenario - input'!$G127),\"\")","v":""},{"$f":"IFERROR(IF(OR(M142=\"\",'Cost scenario - input'!$G127=\"\"),\"\",M142/'Cost scenario - input'!$G127),\"\")","v":""},{"$f":"IFERROR(IF(OR(N142=\"\",'Cost scenario - input'!$G127=\"\"),\"\",N142/'Cost scenario - input'!$G127),\"\")","v":""},{"$f":"IFERROR(IF(OR(O142=\"\",'Cost scenario - input'!$G127=\"\"),\"\",O142/'Cost scenario - input'!$G127),\"\")","v":""},{"$f":"IFERROR(IF(OR(P142=\"\",'Cost scenario - input'!$G127=\"\"),\"\",P142/'Cost scenario - input'!$G127),\"\")","v":""},{"$f":"IFERROR(IF(OR(Q142=\"\",'Cost scenario - input'!$G127=\"\"),\"\",Q142/'Cost scenario - input'!$G127),\"\")","v":""},{"$f":"IFERROR(IF(OR(R142=\"\",'Cost scenario - input'!$G127=\"\"),\"\",R142/'Cost scenario - input'!$G127),\"\")","v":""},{"$f":"IFERROR(IF(OR(S142=\"\",'Cost scenario - input'!$G127=\"\"),\"\",S142/'Cost scenario - input'!$G127),\"\")","v":""},{"$f":"IFERROR(IF(OR(T142=\"\",'Cost scenario - input'!$G127=\"\"),\"\",T142/'Cost scenario - input'!$G127),\"\")","v":""},{"$f":"IFERROR(IF(OR(U142=\"\",'Cost scenario - input'!$G127=\"\"),\"\",U142/'Cost scenario - input'!$G127),\"\")","v":""},{"$f":"IFERROR(IF(OR(V142=\"\",'Cost scenario - input'!$G127=\"\"),\"\",V142/'Cost scenario - input'!$G127),\"\")","v":""},{"$f":"IFERROR(IF(OR(W142=\"\",'Cost scenario - input'!$G127=\"\"),\"\",W142/'Cost scenario - input'!$G127),\"\")","v":""}]
[{"$f":"IFERROR('Cost scenario - input'!A128,\"\")","v":""},{"$f":"IFERROR('Cost scenario - input'!B128,\"\")","v":""},{"$f":"IFERROR('Cost scenario - input'!C128,\"\")","v":""},{"$f":"IFERROR(repcalc('Cost scenario - input'!$CY128:$GK128,'Cost scenario - input'!$J128,'Cost scenario - input'!$H128,'Cost scenario - input'!$I128,20,TRUE,TRUE),\"\")","v":""},"","","","","","","","","","","","","","","","","","","",{"$f":"IFERROR(IF(OR(D143=\"\",'Cost scenario - input'!$G128=\"\"),\"\",D143/'Cost scenario - input'!$G128),\"\")","v":""},{"$f":"IFERROR(IF(OR(E143=\"\",'Cost scenario - input'!$G128=\"\"),\"\",E143/'Cost scenario - input'!$G128),\"\")","v":""},{"$f":"IFERROR(IF(OR(F143=\"\",'Cost scenario - input'!$G128=\"\"),\"\",F143/'Cost scenario - input'!$G128),\"\")","v":""},{"$f":"IFERROR(IF(OR(G143=\"\",'Cost scenario - input'!$G128=\"\"),\"\",G143/'Cost scenario - input'!$G128),\"\")","v":""},{"$f":"IFERROR(IF(OR(H143=\"\",'Cost scenario - input'!$G128=\"\"),\"\",H143/'Cost scenario - input'!$G128),\"\")","v":""},{"$f":"IFERROR(IF(OR(I143=\"\",'Cost scenario - input'!$G128=\"\"),\"\",I143/'Cost scenario - input'!$G128),\"\")","v":""},{"$f":"IFERROR(IF(OR(J143=\"\",'Cost scenario - input'!$G128=\"\"),\"\",J143/'Cost scenario - input'!$G128),\"\")","v":""},{"$f":"IFERROR(IF(OR(K143=\"\",'Cost scenario - input'!$G128=\"\"),\"\",K143/'Cost scenario - input'!$G128),\"\")","v":""},{"$f":"IFERROR(IF(OR(L143=\"\",'Cost scenario - input'!$G128=\"\"),\"\",L143/'Cost scenario - input'!$G128),\"\")","v":""},{"$f":"IFERROR(IF(OR(M143=\"\",'Cost scenario - input'!$G128=\"\"),\"\",M143/'Cost scenario - input'!$G128),\"\")","v":""},{"$f":"IFERROR(IF(OR(N143=\"\",'Cost scenario - input'!$G128=\"\"),\"\",N143/'Cost scenario - input'!$G128),\"\")","v":""},{"$f":"IFERROR(IF(OR(O143=\"\",'Cost scenario - input'!$G128=\"\"),\"\",O143/'Cost scenario - input'!$G128),\"\")","v":""},{"$f":"IFERROR(IF(OR(P143=\"\",'Cost scenario - input'!$G128=\"\"),\"\",P143/'Cost scenario - input'!$G128),\"\")","v":""},{"$f":"IFERROR(IF(OR(Q143=\"\",'Cost scenario - input'!$G128=\"\"),\"\",Q143/'Cost scenario - input'!$G128),\"\")","v":""},{"$f":"IFERROR(IF(OR(R143=\"\",'Cost scenario - input'!$G128=\"\"),\"\",R143/'Cost scenario - input'!$G128),\"\")","v":""},{"$f":"IFERROR(IF(OR(S143=\"\",'Cost scenario - input'!$G128=\"\"),\"\",S143/'Cost scenario - input'!$G128),\"\")","v":""},{"$f":"IFERROR(IF(OR(T143=\"\",'Cost scenario - input'!$G128=\"\"),\"\",T143/'Cost scenario - input'!$G128),\"\")","v":""},{"$f":"IFERROR(IF(OR(U143=\"\",'Cost scenario - input'!$G128=\"\"),\"\",U143/'Cost scenario - input'!$G128),\"\")","v":""},{"$f":"IFERROR(IF(OR(V143=\"\",'Cost scenario - input'!$G128=\"\"),\"\",V143/'Cost scenario - input'!$G128),\"\")","v":""},{"$f":"IFERROR(IF(OR(W143=\"\",'Cost scenario - input'!$G128=\"\"),\"\",W143/'Cost scenario - input'!$G128),\"\")","v":""}]
[{"$f":"IFERROR('Cost scenario - input'!A129,\"\")","v":""},{"$f":"IFERROR('Cost scenario - input'!B129,\"\")","v":""},{"$f":"IFERROR('Cost scenario - input'!C129,\"\")","v":""},{"$f":"IFERROR(repcalc('Cost scenario - input'!$CY129:$GK129,'Cost scenario - input'!$J129,'Cost scenario - input'!$H129,'Cost scenario - input'!$I129,20,TRUE,TRUE),\"\")","v":""},"","","","","","","","","","","","","","","","","","","",{"$f":"IFERROR(IF(OR(D144=\"\",'Cost scenario - input'!$G129=\"\"),\"\",D144/'Cost scenario - input'!$G129),\"\")","v":""},{"$f":"IFERROR(IF(OR(E144=\"\",'Cost scenario - input'!$G129=\"\"),\"\",E144/'Cost scenario - input'!$G129),\"\")","v":""},{"$f":"IFERROR(IF(OR(F144=\"\",'Cost scenario - input'!$G129=\"\"),\"\",F144/'Cost scenario - input'!$G129),\"\")","v":""},{"$f":"IFERROR(IF(OR(G144=\"\",'Cost scenario - input'!$G129=\"\"),\"\",G144/'Cost scenario - input'!$G129),\"\")","v":""},{"$f":"IFERROR(IF(OR(H144=\"\",'Cost scenario - input'!$G129=\"\"),\"\",H144/'Cost scenario - input'!$G129),\"\")","v":""},{"$f":"IFERROR(IF(OR(I144=\"\",'Cost scenario - input'!$G129=\"\"),\"\",I144/'Cost scenario - input'!$G129),\"\")","v":""},{"$f":"IFERROR(IF(OR(J144=\"\",'Cost scenario - input'!$G129=\"\"),\"\",J144/'Cost scenario - input'!$G129),\"\")","v":""},{"$f":"IFERROR(IF(OR(K144=\"\",'Cost scenario - input'!$G129=\"\"),\"\",K144/'Cost scenario - input'!$G129),\"\")","v":""},{"$f":"IFERROR(IF(OR(L144=\"\",'Cost scenario - input'!$G129=\"\"),\"\",L144/'Cost scenario - input'!$G129),\"\")","v":""},{"$f":"IFERROR(IF(OR(M144=\"\",'Cost scenario - input'!$G129=\"\"),\"\",M144/'Cost scenario - input'!$G129),\"\")","v":""},{"$f":"IFERROR(IF(OR(N144=\"\",'Cost scenario - input'!$G129=\"\"),\"\",N144/'Cost scenario - input'!$G129),\"\")","v":""},{"$f":"IFERROR(IF(OR(O144=\"\",'Cost scenario - input'!$G129=\"\"),\"\",O144/'Cost scenario - input'!$G129),\"\")","v":""},{"$f":"IFERROR(IF(OR(P144=\"\",'Cost scenario - input'!$G129=\"\"),\"\",P144/'Cost scenario - input'!$G129),\"\")","v":""},{"$f":"IFERROR(IF(OR(Q144=\"\",'Cost scenario - input'!$G129=\"\"),\"\",Q144/'Cost scenario - input'!$G129),\"\")","v":""},{"$f":"IFERROR(IF(OR(R144=\"\",'Cost scenario - input'!$G129=\"\"),\"\",R144/'Cost scenario - input'!$G129),\"\")","v":""},{"$f":"IFERROR(IF(OR(S144=\"\",'Cost scenario - input'!$G129=\"\"),\"\",S144/'Cost scenario - input'!$G129),\"\")","v":""},{"$f":"IFERROR(IF(OR(T144=\"\",'Cost scenario - input'!$G129=\"\"),\"\",T144/'Cost scenario - input'!$G129),\"\")","v":""},{"$f":"IFERROR(IF(OR(U144=\"\",'Cost scenario - input'!$G129=\"\"),\"\",U144/'Cost scenario - input'!$G129),\"\")","v":""},{"$f":"IFERROR(IF(OR(V144=\"\",'Cost scenario - input'!$G129=\"\"),\"\",V144/'Cost scenario - input'!$G129),\"\")","v":""},{"$f":"IFERROR(IF(OR(W144=\"\",'Cost scenario - input'!$G129=\"\"),\"\",W144/'Cost scenario - input'!$G129),\"\")","v":""}]
[{"$f":"IFERROR('Cost scenario - input'!A130,\"\")","v":""},{"$f":"IFERROR('Cost scenario - input'!B130,\"\")","v":""},{"$f":"IFERROR('Cost scenario - input'!C130,\"\")","v":""},{"$f":"IFERROR(repcalc('Cost scenario - input'!$CY130:$GK130,'Cost scenario - input'!$J130,'Cost scenario - input'!$H130,'Cost scenario - input'!$I130,20,TRUE,TRUE),\"\")","v":""},"","","","","","","","","","","","","","","","","","","",{"$f":"IFERROR(IF(OR(D145=\"\",'Cost scenario - input'!$G130=\"\"),\"\",D145/'Cost scenario - input'!$G130),\"\")","v":""},{"$f":"IFERROR(IF(OR(E145=\"\",'Cost scenario - input'!$G130=\"\"),\"\",E145/'Cost scenario - input'!$G130),\"\")","v":""},{"$f":"IFERROR(IF(OR(F145=\"\",'Cost scenario - input'!$G130=\"\"),\"\",F145/'Cost scenario - input'!$G130),\"\")","v":""},{"$f":"IFERROR(IF(OR(G145=\"\",'Cost scenario - input'!$G130=\"\"),\"\",G145/'Cost scenario - input'!$G130),\"\")","v":""},{"$f":"IFERROR(IF(OR(H145=\"\",'Cost scenario - input'!$G130=\"\"),\"\",H145/'Cost scenario - input'!$G130),\"\")","v":""},{"$f":"IFERROR(IF(OR(I145=\"\",'Cost scenario - input'!$G130=\"\"),\"\",I145/'Cost scenario - input'!$G130),\"\")","v":""},{"$f":"IFERROR(IF(OR(J145=\"\",'Cost scenario - input'!$G130=\"\"),\"\",J145/'Cost scenario - input'!$G130),\"\")","v":""},{"$f":"IFERROR(IF(OR(K145=\"\",'Cost scenario - input'!$G130=\"\"),\"\",K145/'Cost scenario - input'!$G130),\"\")","v":""},{"$f":"IFERROR(IF(OR(L145=\"\",'Cost scenario - input'!$G130=\"\"),\"\",L145/'Cost scenario - input'!$G130),\"\")","v":""},{"$f":"IFERROR(IF(OR(M145=\"\",'Cost scenario - input'!$G130=\"\"),\"\",M145/'Cost scenario - input'!$G130),\"\")","v":""},{"$f":"IFERROR(IF(OR(N145=\"\",'Cost scenario - input'!$G130=\"\"),\"\",N145/'Cost scenario - input'!$G130),\"\")","v":""},{"$f":"IFERROR(IF(OR(O145=\"\",'Cost scenario - input'!$G130=\"\"),\"\",O145/'Cost scenario - input'!$G130),\"\")","v":""},{"$f":"IFERROR(IF(OR(P145=\"\",'Cost scenario - input'!$G130=\"\"),\"\",P145/'Cost scenario - input'!$G130),\"\")","v":""},{"$f":"IFERROR(IF(OR(Q145=\"\",'Cost scenario - input'!$G130=\"\"),\"\",Q145/'Cost scenario - input'!$G130),\"\")","v":""},{"$f":"IFERROR(IF(OR(R145=\"\",'Cost scenario - input'!$G130=\"\"),\"\",R145/'Cost scenario - input'!$G130),\"\")","v":""},{"$f":"IFERROR(IF(OR(S145=\"\",'Cost scenario - input'!$G130=\"\"),\"\",S145/'Cost scenario - input'!$G130),\"\")","v":""},{"$f":"IFERROR(IF(OR(T145=\"\",'Cost scenario - input'!$G130=\"\"),\"\",T145/'Cost scenario - input'!$G130),\"\")","v":""},{"$f":"IFERROR(IF(OR(U145=\"\",'Cost scenario - input'!$G130=\"\"),\"\",U145/'Cost scenario - input'!$G130),\"\")","v":""},{"$f":"IFERROR(IF(OR(V145=\"\",'Cost scenario - input'!$G130=\"\"),\"\",V145/'Cost scenario - input'!$G130),\"\")","v":""},{"$f":"IFERROR(IF(OR(W145=\"\",'Cost scenario - input'!$G130=\"\"),\"\",W145/'Cost scenario - input'!$G130),\"\")","v":""}]
[{"$f":"IFERROR('Cost scenario - input'!A131,\"\")","v":""},{"$f":"IFERROR('Cost scenario - input'!B131,\"\")","v":""},{"$f":"IFERROR('Cost scenario - input'!C131,\"\")","v":""},{"$f":"IFERROR(repcalc('Cost scenario - input'!$CY131:$GK131,'Cost scenario - input'!$J131,'Cost scenario - input'!$H131,'Cost scenario - input'!$I131,20,TRUE,TRUE),\"\")","v":""},"","","","","","","","","","","","","","","","","","","",{"$f":"IFERROR(IF(OR(D146=\"\",'Cost scenario - input'!$G131=\"\"),\"\",D146/'Cost scenario - input'!$G131),\"\")","v":""},{"$f":"IFERROR(IF(OR(E146=\"\",'Cost scenario - input'!$G131=\"\"),\"\",E146/'Cost scenario - input'!$G131),\"\")","v":""},{"$f":"IFERROR(IF(OR(F146=\"\",'Cost scenario - input'!$G131=\"\"),\"\",F146/'Cost scenario - input'!$G131),\"\")","v":""},{"$f":"IFERROR(IF(OR(G146=\"\",'Cost scenario - input'!$G131=\"\"),\"\",G146/'Cost scenario - input'!$G131),\"\")","v":""},{"$f":"IFERROR(IF(OR(H146=\"\",'Cost scenario - input'!$G131=\"\"),\"\",H146/'Cost scenario - input'!$G131),\"\")","v":""},{"$f":"IFERROR(IF(OR(I146=\"\",'Cost scenario - input'!$G131=\"\"),\"\",I146/'Cost scenario - input'!$G131),\"\")","v":""},{"$f":"IFERROR(IF(OR(J146=\"\",'Cost scenario - input'!$G131=\"\"),\"\",J146/'Cost scenario - input'!$G131),\"\")","v":""},{"$f":"IFERROR(IF(OR(K146=\"\",'Cost scenario - input'!$G131=\"\"),\"\",K146/'Cost scenario - input'!$G131),\"\")","v":""},{"$f":"IFERROR(IF(OR(L146=\"\",'Cost scenario - input'!$G131=\"\"),\"\",L146/'Cost scenario - input'!$G131),\"\")","v":""},{"$f":"IFERROR(IF(OR(M146=\"\",'Cost scenario - input'!$G131=\"\"),\"\",M146/'Cost scenario - input'!$G131),\"\")","v":""},{"$f":"IFERROR(IF(OR(N146=\"\",'Cost scenario - input'!$G131=\"\"),\"\",N146/'Cost scenario - input'!$G131),\"\")","v":""},{"$f":"IFERROR(IF(OR(O146=\"\",'Cost scenario - input'!$G131=\"\"),\"\",O146/'Cost scenario - input'!$G131),\"\")","v":""},{"$f":"IFERROR(IF(OR(P146=\"\",'Cost scenario - input'!$G131=\"\"),\"\",P146/'Cost scenario - input'!$G131),\"\")","v":""},{"$f":"IFERROR(IF(OR(Q146=\"\",'Cost scenario - input'!$G131=\"\"),\"\",Q146/'Cost scenario - input'!$G131),\"\")","v":""},{"$f":"IFERROR(IF(OR(R146=\"\",'Cost scenario - input'!$G131=\"\"),\"\",R146/'Cost scenario - input'!$G131),\"\")","v":""},{"$f":"IFERROR(IF(OR(S146=\"\",'Cost scenario - input'!$G131=\"\"),\"\",S146/'Cost scenario - input'!$G131),\"\")","v":""},{"$f":"IFERROR(IF(OR(T146=\"\",'Cost scenario - input'!$G131=\"\"),\"\",T146/'Cost scenario - input'!$G131),\"\")","v":""},{"$f":"IFERROR(IF(OR(U146=\"\",'Cost scenario - input'!$G131=\"\"),\"\",U146/'Cost scenario - input'!$G131),\"\")","v":""},{"$f":"IFERROR(IF(OR(V146=\"\",'Cost scenario - input'!$G131=\"\"),\"\",V146/'Cost scenario - input'!$G131),\"\")","v":""},{"$f":"IFERROR(IF(OR(W146=\"\",'Cost scenario - input'!$G131=\"\"),\"\",W146/'Cost scenario - input'!$G131),\"\")","v":""}]
[{"$f":"IFERROR('Cost scenario - input'!A132,\"\")","v":""},{"$f":"IFERROR('Cost scenario - input'!B132,\"\")","v":""},{"$f":"IFERROR('Cost scenario - input'!C132,\"\")","v":""},{"$f":"IFERROR(repcalc('Cost scenario - input'!$CY132:$GK132,'Cost scenario - input'!$J132,'Cost scenario - input'!$H132,'Cost scenario - input'!$I132,20,TRUE,TRUE),\"\")","v":""},"","","","","","","","","","","","","","","","","","","",{"$f":"IFERROR(IF(OR(D147=\"\",'Cost scenario - input'!$G132=\"\"),\"\",D147/'Cost scenario - input'!$G132),\"\")","v":""},{"$f":"IFERROR(IF(OR(E147=\"\",'Cost scenario - input'!$G132=\"\"),\"\",E147/'Cost scenario - input'!$G132),\"\")","v":""},{"$f":"IFERROR(IF(OR(F147=\"\",'Cost scenario - input'!$G132=\"\"),\"\",F147/'Cost scenario - input'!$G132),\"\")","v":""},{"$f":"IFERROR(IF(OR(G147=\"\",'Cost scenario - input'!$G132=\"\"),\"\",G147/'Cost scenario - input'!$G132),\"\")","v":""},{"$f":"IFERROR(IF(OR(H147=\"\",'Cost scenario - input'!$G132=\"\"),\"\",H147/'Cost scenario - input'!$G132),\"\")","v":""},{"$f":"IFERROR(IF(OR(I147=\"\",'Cost scenario - input'!$G132=\"\"),\"\",I147/'Cost scenario - input'!$G132),\"\")","v":""},{"$f":"IFERROR(IF(OR(J147=\"\",'Cost scenario - input'!$G132=\"\"),\"\",J147/'Cost scenario - input'!$G132),\"\")","v":""},{"$f":"IFERROR(IF(OR(K147=\"\",'Cost scenario - input'!$G132=\"\"),\"\",K147/'Cost scenario - input'!$G132),\"\")","v":""},{"$f":"IFERROR(IF(OR(L147=\"\",'Cost scenario - input'!$G132=\"\"),\"\",L147/'Cost scenario - input'!$G132),\"\")","v":""},{"$f":"IFERROR(IF(OR(M147=\"\",'Cost scenario - input'!$G132=\"\"),\"\",M147/'Cost scenario - input'!$G132),\"\")","v":""},{"$f":"IFERROR(IF(OR(N147=\"\",'Cost scenario - input'!$G132=\"\"),\"\",N147/'Cost scenario - input'!$G132),\"\")","v":""},{"$f":"IFERROR(IF(OR(O147=\"\",'Cost scenario - input'!$G132=\"\"),\"\",O147/'Cost scenario - input'!$G132),\"\")","v":""},{"$f":"IFERROR(IF(OR(P147=\"\",'Cost scenario - input'!$G132=\"\"),\"\",P147/'Cost scenario - input'!$G132),\"\")","v":""},{"$f":"IFERROR(IF(OR(Q147=\"\",'Cost scenario - input'!$G132=\"\"),\"\",Q147/'Cost scenario - input'!$G132),\"\")","v":""},{"$f":"IFERROR(IF(OR(R147=\"\",'Cost scenario - input'!$G132=\"\"),\"\",R147/'Cost scenario - input'!$G132),\"\")","v":""},{"$f":"IFERROR(IF(OR(S147=\"\",'Cost scenario - input'!$G132=\"\"),\"\",S147/'Cost scenario - input'!$G132),\"\")","v":""},{"$f":"IFERROR(IF(OR(T147=\"\",'Cost scenario - input'!$G132=\"\"),\"\",T147/'Cost scenario - input'!$G132),\"\")","v":""},{"$f":"IFERROR(IF(OR(U147=\"\",'Cost scenario - input'!$G132=\"\"),\"\",U147/'Cost scenario - input'!$G132),\"\")","v":""},{"$f":"IFERROR(IF(OR(V147=\"\",'Cost scenario - input'!$G132=\"\"),\"\",V147/'Cost scenario - input'!$G132),\"\")","v":""},{"$f":"IFERROR(IF(OR(W147=\"\",'Cost scenario - input'!$G132=\"\"),\"\",W147/'Cost scenario - input'!$G132),\"\")","v":""}]
[{"$f":"IFERROR('Cost scenario - input'!A133,\"\")","v":""},{"$f":"IFERROR('Cost scenario - input'!B133,\"\")","v":""},{"$f":"IFERROR('Cost scenario - input'!C133,\"\")","v":""},{"$f":"IFERROR(repcalc('Cost scenario - input'!$CY133:$GK133,'Cost scenario - input'!$J133,'Cost scenario - input'!$H133,'Cost scenario - input'!$I133,20,TRUE,TRUE),\"\")","v":""},"","","","","","","","","","","","","","","","","","","",{"$f":"IFERROR(IF(OR(D148=\"\",'Cost scenario - input'!$G133=\"\"),\"\",D148/'Cost scenario - input'!$G133),\"\")","v":""},{"$f":"IFERROR(IF(OR(E148=\"\",'Cost scenario - input'!$G133=\"\"),\"\",E148/'Cost scenario - input'!$G133),\"\")","v":""},{"$f":"IFERROR(IF(OR(F148=\"\",'Cost scenario - input'!$G133=\"\"),\"\",F148/'Cost scenario - input'!$G133),\"\")","v":""},{"$f":"IFERROR(IF(OR(G148=\"\",'Cost scenario - input'!$G133=\"\"),\"\",G148/'Cost scenario - input'!$G133),\"\")","v":""},{"$f":"IFERROR(IF(OR(H148=\"\",'Cost scenario - input'!$G133=\"\"),\"\",H148/'Cost scenario - input'!$G133),\"\")","v":""},{"$f":"IFERROR(IF(OR(I148=\"\",'Cost scenario - input'!$G133=\"\"),\"\",I148/'Cost scenario - input'!$G133),\"\")","v":""},{"$f":"IFERROR(IF(OR(J148=\"\",'Cost scenario - input'!$G133=\"\"),\"\",J148/'Cost scenario - input'!$G133),\"\")","v":""},{"$f":"IFERROR(IF(OR(K148=\"\",'Cost scenario - input'!$G133=\"\"),\"\",K148/'Cost scenario - input'!$G133),\"\")","v":""},{"$f":"IFERROR(IF(OR(L148=\"\",'Cost scenario - input'!$G133=\"\"),\"\",L148/'Cost scenario - input'!$G133),\"\")","v":""},{"$f":"IFERROR(IF(OR(M148=\"\",'Cost scenario - input'!$G133=\"\"),\"\",M148/'Cost scenario - input'!$G133),\"\")","v":""},{"$f":"IFERROR(IF(OR(N148=\"\",'Cost scenario - input'!$G133=\"\"),\"\",N148/'Cost scenario - input'!$G133),\"\")","v":""},{"$f":"IFERROR(IF(OR(O148=\"\",'Cost scenario - input'!$G133=\"\"),\"\",O148/'Cost scenario - input'!$G133),\"\")","v":""},{"$f":"IFERROR(IF(OR(P148=\"\",'Cost scenario - input'!$G133=\"\"),\"\",P148/'Cost scenario - input'!$G133),\"\")","v":""},{"$f":"IFERROR(IF(OR(Q148=\"\",'Cost scenario - input'!$G133=\"\"),\"\",Q148/'Cost scenario - input'!$G133),\"\")","v":""},{"$f":"IFERROR(IF(OR(R148=\"\",'Cost scenario - input'!$G133=\"\"),\"\",R148/'Cost scenario - input'!$G133),\"\")","v":""},{"$f":"IFERROR(IF(OR(S148=\"\",'Cost scenario - input'!$G133=\"\"),\"\",S148/'Cost scenario - input'!$G133),\"\")","v":""},{"$f":"IFERROR(IF(OR(T148=\"\",'Cost scenario - input'!$G133=\"\"),\"\",T148/'Cost scenario - input'!$G133),\"\")","v":""},{"$f":"IFERROR(IF(OR(U148=\"\",'Cost scenario - input'!$G133=\"\"),\"\",U148/'Cost scenario - input'!$G133),\"\")","v":""},{"$f":"IFERROR(IF(OR(V148=\"\",'Cost scenario - input'!$G133=\"\"),\"\",V148/'Cost scenario - input'!$G133),\"\")","v":""},{"$f":"IFERROR(IF(OR(W148=\"\",'Cost scenario - input'!$G133=\"\"),\"\",W148/'Cost scenario - input'!$G133),\"\")","v":""}]
[{"$f":"IFERROR('Cost scenario - input'!A134,\"\")","v":""},{"$f":"IFERROR('Cost scenario - input'!B134,\"\")","v":""},{"$f":"IFERROR('Cost scenario - input'!C134,\"\")","v":""},{"$f":"IFERROR(repcalc('Cost scenario - input'!$CY134:$GK134,'Cost scenario - input'!$J134,'Cost scenario - input'!$H134,'Cost scenario - input'!$I134,20,TRUE,TRUE),\"\")","v":""},"","","","","","","","","","","","","","","","","","","",{"$f":"IFERROR(IF(OR(D149=\"\",'Cost scenario - input'!$G134=\"\"),\"\",D149/'Cost scenario - input'!$G134),\"\")","v":""},{"$f":"IFERROR(IF(OR(E149=\"\",'Cost scenario - input'!$G134=\"\"),\"\",E149/'Cost scenario - input'!$G134),\"\")","v":""},{"$f":"IFERROR(IF(OR(F149=\"\",'Cost scenario - input'!$G134=\"\"),\"\",F149/'Cost scenario - input'!$G134),\"\")","v":""},{"$f":"IFERROR(IF(OR(G149=\"\",'Cost scenario - input'!$G134=\"\"),\"\",G149/'Cost scenario - input'!$G134),\"\")","v":""},{"$f":"IFERROR(IF(OR(H149=\"\",'Cost scenario - input'!$G134=\"\"),\"\",H149/'Cost scenario - input'!$G134),\"\")","v":""},{"$f":"IFERROR(IF(OR(I149=\"\",'Cost scenario - input'!$G134=\"\"),\"\",I149/'Cost scenario - input'!$G134),\"\")","v":""},{"$f":"IFERROR(IF(OR(J149=\"\",'Cost scenario - input'!$G134=\"\"),\"\",J149/'Cost scenario - input'!$G134),\"\")","v":""},{"$f":"IFERROR(IF(OR(K149=\"\",'Cost scenario - input'!$G134=\"\"),\"\",K149/'Cost scenario - input'!$G134),\"\")","v":""},{"$f":"IFERROR(IF(OR(L149=\"\",'Cost scenario - input'!$G134=\"\"),\"\",L149/'Cost scenario - input'!$G134),\"\")","v":""},{"$f":"IFERROR(IF(OR(M149=\"\",'Cost scenario - input'!$G134=\"\"),\"\",M149/'Cost scenario - input'!$G134),\"\")","v":""},{"$f":"IFERROR(IF(OR(N149=\"\",'Cost scenario - input'!$G134=\"\"),\"\",N149/'Cost scenario - input'!$G134),\"\")","v":""},{"$f":"IFERROR(IF(OR(O149=\"\",'Cost scenario - input'!$G134=\"\"),\"\",O149/'Cost scenario - input'!$G134),\"\")","v":""},{"$f":"IFERROR(IF(OR(P149=\"\",'Cost scenario - input'!$G134=\"\"),\"\",P149/'Cost scenario - input'!$G134),\"\")","v":""},{"$f":"IFERROR(IF(OR(Q149=\"\",'Cost scenario - input'!$G134=\"\"),\"\",Q149/'Cost scenario - input'!$G134),\"\")","v":""},{"$f":"IFERROR(IF(OR(R149=\"\",'Cost scenario - input'!$G134=\"\"),\"\",R149/'Cost scenario - input'!$G134),\"\")","v":""},{"$f":"IFERROR(IF(OR(S149=\"\",'Cost scenario - input'!$G134=\"\"),\"\",S149/'Cost scenario - input'!$G134),\"\")","v":""},{"$f":"IFERROR(IF(OR(T149=\"\",'Cost scenario - input'!$G134=\"\"),\"\",T149/'Cost scenario - input'!$G134),\"\")","v":""},{"$f":"IFERROR(IF(OR(U149=\"\",'Cost scenario - input'!$G134=\"\"),\"\",U149/'Cost scenario - input'!$G134),\"\")","v":""},{"$f":"IFERROR(IF(OR(V149=\"\",'Cost scenario - input'!$G134=\"\"),\"\",V149/'Cost scenario - input'!$G134),\"\")","v":""},{"$f":"IFERROR(IF(OR(W149=\"\",'Cost scenario - input'!$G134=\"\"),\"\",W149/'Cost scenario - input'!$G134),\"\")","v":""}]
[{"$f":"IFERROR('Cost scenario - input'!A135,\"\")","v":""},{"$f":"IFERROR('Cost scenario - input'!B135,\"\")","v":""},{"$f":"IFERROR('Cost scenario - input'!C135,\"\")","v":""},{"$f":"IFERROR(repcalc('Cost scenario - input'!$CY135:$GK135,'Cost scenario - input'!$J135,'Cost scenario - input'!$H135,'Cost scenario - input'!$I135,20,TRUE,TRUE),\"\")","v":""},"","","","","","","","","","","","","","","","","","","",{"$f":"IFERROR(IF(OR(D150=\"\",'Cost scenario - input'!$G135=\"\"),\"\",D150/'Cost scenario - input'!$G135),\"\")","v":""},{"$f":"IFERROR(IF(OR(E150=\"\",'Cost scenario - input'!$G135=\"\"),\"\",E150/'Cost scenario - input'!$G135),\"\")","v":""},{"$f":"IFERROR(IF(OR(F150=\"\",'Cost scenario - input'!$G135=\"\"),\"\",F150/'Cost scenario - input'!$G135),\"\")","v":""},{"$f":"IFERROR(IF(OR(G150=\"\",'Cost scenario - input'!$G135=\"\"),\"\",G150/'Cost scenario - input'!$G135),\"\")","v":""},{"$f":"IFERROR(IF(OR(H150=\"\",'Cost scenario - input'!$G135=\"\"),\"\",H150/'Cost scenario - input'!$G135),\"\")","v":""},{"$f":"IFERROR(IF(OR(I150=\"\",'Cost scenario - input'!$G135=\"\"),\"\",I150/'Cost scenario - input'!$G135),\"\")","v":""},{"$f":"IFERROR(IF(OR(J150=\"\",'Cost scenario - input'!$G135=\"\"),\"\",J150/'Cost scenario - input'!$G135),\"\")","v":""},{"$f":"IFERROR(IF(OR(K150=\"\",'Cost scenario - input'!$G135=\"\"),\"\",K150/'Cost scenario - input'!$G135),\"\")","v":""},{"$f":"IFERROR(IF(OR(L150=\"\",'Cost scenario - input'!$G135=\"\"),\"\",L150/'Cost scenario - input'!$G135),\"\")","v":""},{"$f":"IFERROR(IF(OR(M150=\"\",'Cost scenario - input'!$G135=\"\"),\"\",M150/'Cost scenario - input'!$G135),\"\")","v":""},{"$f":"IFERROR(IF(OR(N150=\"\",'Cost scenario - input'!$G135=\"\"),\"\",N150/'Cost scenario - input'!$G135),\"\")","v":""},{"$f":"IFERROR(IF(OR(O150=\"\",'Cost scenario - input'!$G135=\"\"),\"\",O150/'Cost scenario - input'!$G135),\"\")","v":""},{"$f":"IFERROR(IF(OR(P150=\"\",'Cost scenario - input'!$G135=\"\"),\"\",P150/'Cost scenario - input'!$G135),\"\")","v":""},{"$f":"IFERROR(IF(OR(Q150=\"\",'Cost scenario - input'!$G135=\"\"),\"\",Q150/'Cost scenario - input'!$G135),\"\")","v":""},{"$f":"IFERROR(IF(OR(R150=\"\",'Cost scenario - input'!$G135=\"\"),\"\",R150/'Cost scenario - input'!$G135),\"\")","v":""},{"$f":"IFERROR(IF(OR(S150=\"\",'Cost scenario - input'!$G135=\"\"),\"\",S150/'Cost scenario - input'!$G135),\"\")","v":""},{"$f":"IFERROR(IF(OR(T150=\"\",'Cost scenario - input'!$G135=\"\"),\"\",T150/'Cost scenario - input'!$G135),\"\")","v":""},{"$f":"IFERROR(IF(OR(U150=\"\",'Cost scenario - input'!$G135=\"\"),\"\",U150/'Cost scenario - input'!$G135),\"\")","v":""},{"$f":"IFERROR(IF(OR(V150=\"\",'Cost scenario - input'!$G135=\"\"),\"\",V150/'Cost scenario - input'!$G135),\"\")","v":""},{"$f":"IFERROR(IF(OR(W150=\"\",'Cost scenario - input'!$G135=\"\"),\"\",W150/'Cost scenario - input'!$G135),\"\")","v":""}]
[{"$f":"IFERROR('Cost scenario - input'!A136,\"\")","v":""},{"$f":"IFERROR('Cost scenario - input'!B136,\"\")","v":""},{"$f":"IFERROR('Cost scenario - input'!C136,\"\")","v":""},{"$f":"IFERROR(repcalc('Cost scenario - input'!$CY136:$GK136,'Cost scenario - input'!$J136,'Cost scenario - input'!$H136,'Cost scenario - input'!$I136,20,TRUE,TRUE),\"\")","v":""},"","","","","","","","","","","","","","","","","","","",{"$f":"IFERROR(IF(OR(D151=\"\",'Cost scenario - input'!$G136=\"\"),\"\",D151/'Cost scenario - input'!$G136),\"\")","v":""},{"$f":"IFERROR(IF(OR(E151=\"\",'Cost scenario - input'!$G136=\"\"),\"\",E151/'Cost scenario - input'!$G136),\"\")","v":""},{"$f":"IFERROR(IF(OR(F151=\"\",'Cost scenario - input'!$G136=\"\"),\"\",F151/'Cost scenario - input'!$G136),\"\")","v":""},{"$f":"IFERROR(IF(OR(G151=\"\",'Cost scenario - input'!$G136=\"\"),\"\",G151/'Cost scenario - input'!$G136),\"\")","v":""},{"$f":"IFERROR(IF(OR(H151=\"\",'Cost scenario - input'!$G136=\"\"),\"\",H151/'Cost scenario - input'!$G136),\"\")","v":""},{"$f":"IFERROR(IF(OR(I151=\"\",'Cost scenario - input'!$G136=\"\"),\"\",I151/'Cost scenario - input'!$G136),\"\")","v":""},{"$f":"IFERROR(IF(OR(J151=\"\",'Cost scenario - input'!$G136=\"\"),\"\",J151/'Cost scenario - input'!$G136),\"\")","v":""},{"$f":"IFERROR(IF(OR(K151=\"\",'Cost scenario - input'!$G136=\"\"),\"\",K151/'Cost scenario - input'!$G136),\"\")","v":""},{"$f":"IFERROR(IF(OR(L151=\"\",'Cost scenario - input'!$G136=\"\"),\"\",L151/'Cost scenario - input'!$G136),\"\")","v":""},{"$f":"IFERROR(IF(OR(M151=\"\",'Cost scenario - input'!$G136=\"\"),\"\",M151/'Cost scenario - input'!$G136),\"\")","v":""},{"$f":"IFERROR(IF(OR(N151=\"\",'Cost scenario - input'!$G136=\"\"),\"\",N151/'Cost scenario - input'!$G136),\"\")","v":""},{"$f":"IFERROR(IF(OR(O151=\"\",'Cost scenario - input'!$G136=\"\"),\"\",O151/'Cost scenario - input'!$G136),\"\")","v":""},{"$f":"IFERROR(IF(OR(P151=\"\",'Cost scenario - input'!$G136=\"\"),\"\",P151/'Cost scenario - input'!$G136),\"\")","v":""},{"$f":"IFERROR(IF(OR(Q151=\"\",'Cost scenario - input'!$G136=\"\"),\"\",Q151/'Cost scenario - input'!$G136),\"\")","v":""},{"$f":"IFERROR(IF(OR(R151=\"\",'Cost scenario - input'!$G136=\"\"),\"\",R151/'Cost scenario - input'!$G136),\"\")","v":""},{"$f":"IFERROR(IF(OR(S151=\"\",'Cost scenario - input'!$G136=\"\"),\"\",S151/'Cost scenario - input'!$G136),\"\")","v":""},{"$f":"IFERROR(IF(OR(T151=\"\",'Cost scenario - input'!$G136=\"\"),\"\",T151/'Cost scenario - input'!$G136),\"\")","v":""},{"$f":"IFERROR(IF(OR(U151=\"\",'Cost scenario - input'!$G136=\"\"),\"\",U151/'Cost scenario - input'!$G136),\"\")","v":""},{"$f":"IFERROR(IF(OR(V151=\"\",'Cost scenario - input'!$G136=\"\"),\"\",V151/'Cost scenario - input'!$G136),\"\")","v":""},{"$f":"IFERROR(IF(OR(W151=\"\",'Cost scenario - input'!$G136=\"\"),\"\",W151/'Cost scenario - input'!$G136),\"\")","v":""}]
[{"$f":"IFERROR('Cost scenario - input'!A137,\"\")","v":""},{"$f":"IFERROR('Cost scenario - input'!B137,\"\")","v":""},{"$f":"IFERROR('Cost scenario - input'!C137,\"\")","v":""},{"$f":"IFERROR(repcalc('Cost scenario - input'!$CY137:$GK137,'Cost scenario - input'!$J137,'Cost scenario - input'!$H137,'Cost scenario - input'!$I137,20,TRUE,TRUE),\"\")","v":""},"","","","","","","","","","","","","","","","","","","",{"$f":"IFERROR(IF(OR(D152=\"\",'Cost scenario - input'!$G137=\"\"),\"\",D152/'Cost scenario - input'!$G137),\"\")","v":""},{"$f":"IFERROR(IF(OR(E152=\"\",'Cost scenario - input'!$G137=\"\"),\"\",E152/'Cost scenario - input'!$G137),\"\")","v":""},{"$f":"IFERROR(IF(OR(F152=\"\",'Cost scenario - input'!$G137=\"\"),\"\",F152/'Cost scenario - input'!$G137),\"\")","v":""},{"$f":"IFERROR(IF(OR(G152=\"\",'Cost scenario - input'!$G137=\"\"),\"\",G152/'Cost scenario - input'!$G137),\"\")","v":""},{"$f":"IFERROR(IF(OR(H152=\"\",'Cost scenario - input'!$G137=\"\"),\"\",H152/'Cost scenario - input'!$G137),\"\")","v":""},{"$f":"IFERROR(IF(OR(I152=\"\",'Cost scenario - input'!$G137=\"\"),\"\",I152/'Cost scenario - input'!$G137),\"\")","v":""},{"$f":"IFERROR(IF(OR(J152=\"\",'Cost scenario - input'!$G137=\"\"),\"\",J152/'Cost scenario - input'!$G137),\"\")","v":""},{"$f":"IFERROR(IF(OR(K152=\"\",'Cost scenario - input'!$G137=\"\"),\"\",K152/'Cost scenario - input'!$G137),\"\")","v":""},{"$f":"IFERROR(IF(OR(L152=\"\",'Cost scenario - input'!$G137=\"\"),\"\",L152/'Cost scenario - input'!$G137),\"\")","v":""},{"$f":"IFERROR(IF(OR(M152=\"\",'Cost scenario - input'!$G137=\"\"),\"\",M152/'Cost scenario - input'!$G137),\"\")","v":""},{"$f":"IFERROR(IF(OR(N152=\"\",'Cost scenario - input'!$G137=\"\"),\"\",N152/'Cost scenario - input'!$G137),\"\")","v":""},{"$f":"IFERROR(IF(OR(O152=\"\",'Cost scenario - input'!$G137=\"\"),\"\",O152/'Cost scenario - input'!$G137),\"\")","v":""},{"$f":"IFERROR(IF(OR(P152=\"\",'Cost scenario - input'!$G137=\"\"),\"\",P152/'Cost scenario - input'!$G137),\"\")","v":""},{"$f":"IFERROR(IF(OR(Q152=\"\",'Cost scenario - input'!$G137=\"\"),\"\",Q152/'Cost scenario - input'!$G137),\"\")","v":""},{"$f":"IFERROR(IF(OR(R152=\"\",'Cost scenario - input'!$G137=\"\"),\"\",R152/'Cost scenario - input'!$G137),\"\")","v":""},{"$f":"IFERROR(IF(OR(S152=\"\",'Cost scenario - input'!$G137=\"\"),\"\",S152/'Cost scenario - input'!$G137),\"\")","v":""},{"$f":"IFERROR(IF(OR(T152=\"\",'Cost scenario - input'!$G137=\"\"),\"\",T152/'Cost scenario - input'!$G137),\"\")","v":""},{"$f":"IFERROR(IF(OR(U152=\"\",'Cost scenario - input'!$G137=\"\"),\"\",U152/'Cost scenario - input'!$G137),\"\")","v":""},{"$f":"IFERROR(IF(OR(V152=\"\",'Cost scenario - input'!$G137=\"\"),\"\",V152/'Cost scenario - input'!$G137),\"\")","v":""},{"$f":"IFERROR(IF(OR(W152=\"\",'Cost scenario - input'!$G137=\"\"),\"\",W152/'Cost scenario - input'!$G137),\"\")","v":""}]
[{"$f":"IFERROR('Cost scenario - input'!A138,\"\")","v":""},{"$f":"IFERROR('Cost scenario - input'!B138,\"\")","v":""},{"$f":"IFERROR('Cost scenario - input'!C138,\"\")","v":""},{"$f":"IFERROR(repcalc('Cost scenario - input'!$CY138:$GK138,'Cost scenario - input'!$J138,'Cost scenario - input'!$H138,'Cost scenario - input'!$I138,20,TRUE,TRUE),\"\")","v":""},"","","","","","","","","","","","","","","","","","","",{"$f":"IFERROR(IF(OR(D153=\"\",'Cost scenario - input'!$G138=\"\"),\"\",D153/'Cost scenario - input'!$G138),\"\")","v":""},{"$f":"IFERROR(IF(OR(E153=\"\",'Cost scenario - input'!$G138=\"\"),\"\",E153/'Cost scenario - input'!$G138),\"\")","v":""},{"$f":"IFERROR(IF(OR(F153=\"\",'Cost scenario - input'!$G138=\"\"),\"\",F153/'Cost scenario - input'!$G138),\"\")","v":""},{"$f":"IFERROR(IF(OR(G153=\"\",'Cost scenario - input'!$G138=\"\"),\"\",G153/'Cost scenario - input'!$G138),\"\")","v":""},{"$f":"IFERROR(IF(OR(H153=\"\",'Cost scenario - input'!$G138=\"\"),\"\",H153/'Cost scenario - input'!$G138),\"\")","v":""},{"$f":"IFERROR(IF(OR(I153=\"\",'Cost scenario - input'!$G138=\"\"),\"\",I153/'Cost scenario - input'!$G138),\"\")","v":""},{"$f":"IFERROR(IF(OR(J153=\"\",'Cost scenario - input'!$G138=\"\"),\"\",J153/'Cost scenario - input'!$G138),\"\")","v":""},{"$f":"IFERROR(IF(OR(K153=\"\",'Cost scenario - input'!$G138=\"\"),\"\",K153/'Cost scenario - input'!$G138),\"\")","v":""},{"$f":"IFERROR(IF(OR(L153=\"\",'Cost scenario - input'!$G138=\"\"),\"\",L153/'Cost scenario - input'!$G138),\"\")","v":""},{"$f":"IFERROR(IF(OR(M153=\"\",'Cost scenario - input'!$G138=\"\"),\"\",M153/'Cost scenario - input'!$G138),\"\")","v":""},{"$f":"IFERROR(IF(OR(N153=\"\",'Cost scenario - input'!$G138=\"\"),\"\",N153/'Cost scenario - input'!$G138),\"\")","v":""},{"$f":"IFERROR(IF(OR(O153=\"\",'Cost scenario - input'!$G138=\"\"),\"\",O153/'Cost scenario - input'!$G138),\"\")","v":""},{"$f":"IFERROR(IF(OR(P153=\"\",'Cost scenario - input'!$G138=\"\"),\"\",P153/'Cost scenario - input'!$G138),\"\")","v":""},{"$f":"IFERROR(IF(OR(Q153=\"\",'Cost scenario - input'!$G138=\"\"),\"\",Q153/'Cost scenario - input'!$G138),\"\")","v":""},{"$f":"IFERROR(IF(OR(R153=\"\",'Cost scenario - input'!$G138=\"\"),\"\",R153/'Cost scenario - input'!$G138),\"\")","v":""},{"$f":"IFERROR(IF(OR(S153=\"\",'Cost scenario - input'!$G138=\"\"),\"\",S153/'Cost scenario - input'!$G138),\"\")","v":""},{"$f":"IFERROR(IF(OR(T153=\"\",'Cost scenario - input'!$G138=\"\"),\"\",T153/'Cost scenario - input'!$G138),\"\")","v":""},{"$f":"IFERROR(IF(OR(U153=\"\",'Cost scenario - input'!$G138=\"\"),\"\",U153/'Cost scenario - input'!$G138),\"\")","v":""},{"$f":"IFERROR(IF(OR(V153=\"\",'Cost scenario - input'!$G138=\"\"),\"\",V153/'Cost scenario - input'!$G138),\"\")","v":""},{"$f":"IFERROR(IF(OR(W153=\"\",'Cost scenario - input'!$G138=\"\"),\"\",W153/'Cost scenario - input'!$G138),\"\")","v":""}]
[{"$f":"IFERROR('Cost scenario - input'!A139,\"\")","v":""},{"$f":"IFERROR('Cost scenario - input'!B139,\"\")","v":""},{"$f":"IFERROR('Cost scenario - input'!C139,\"\")","v":""},{"$f":"IFERROR(repcalc('Cost scenario - input'!$CY139:$GK139,'Cost scenario - input'!$J139,'Cost scenario - input'!$H139,'Cost scenario - input'!$I139,20,TRUE,TRUE),\"\")","v":""},"","","","","","","","","","","","","","","","","","","",{"$f":"IFERROR(IF(OR(D154=\"\",'Cost scenario - input'!$G139=\"\"),\"\",D154/'Cost scenario - input'!$G139),\"\")","v":""},{"$f":"IFERROR(IF(OR(E154=\"\",'Cost scenario - input'!$G139=\"\"),\"\",E154/'Cost scenario - input'!$G139),\"\")","v":""},{"$f":"IFERROR(IF(OR(F154=\"\",'Cost scenario - input'!$G139=\"\"),\"\",F154/'Cost scenario - input'!$G139),\"\")","v":""},{"$f":"IFERROR(IF(OR(G154=\"\",'Cost scenario - input'!$G139=\"\"),\"\",G154/'Cost scenario - input'!$G139),\"\")","v":""},{"$f":"IFERROR(IF(OR(H154=\"\",'Cost scenario - input'!$G139=\"\"),\"\",H154/'Cost scenario - input'!$G139),\"\")","v":""},{"$f":"IFERROR(IF(OR(I154=\"\",'Cost scenario - input'!$G139=\"\"),\"\",I154/'Cost scenario - input'!$G139),\"\")","v":""},{"$f":"IFERROR(IF(OR(J154=\"\",'Cost scenario - input'!$G139=\"\"),\"\",J154/'Cost scenario - input'!$G139),\"\")","v":""},{"$f":"IFERROR(IF(OR(K154=\"\",'Cost scenario - input'!$G139=\"\"),\"\",K154/'Cost scenario - input'!$G139),\"\")","v":""},{"$f":"IFERROR(IF(OR(L154=\"\",'Cost scenario - input'!$G139=\"\"),\"\",L154/'Cost scenario - input'!$G139),\"\")","v":""},{"$f":"IFERROR(IF(OR(M154=\"\",'Cost scenario - input'!$G139=\"\"),\"\",M154/'Cost scenario - input'!$G139),\"\")","v":""},{"$f":"IFERROR(IF(OR(N154=\"\",'Cost scenario - input'!$G139=\"\"),\"\",N154/'Cost scenario - input'!$G139),\"\")","v":""},{"$f":"IFERROR(IF(OR(O154=\"\",'Cost scenario - input'!$G139=\"\"),\"\",O154/'Cost scenario - input'!$G139),\"\")","v":""},{"$f":"IFERROR(IF(OR(P154=\"\",'Cost scenario - input'!$G139=\"\"),\"\",P154/'Cost scenario - input'!$G139),\"\")","v":""},{"$f":"IFERROR(IF(OR(Q154=\"\",'Cost scenario - input'!$G139=\"\"),\"\",Q154/'Cost scenario - input'!$G139),\"\")","v":""},{"$f":"IFERROR(IF(OR(R154=\"\",'Cost scenario - input'!$G139=\"\"),\"\",R154/'Cost scenario - input'!$G139),\"\")","v":""},{"$f":"IFERROR(IF(OR(S154=\"\",'Cost scenario - input'!$G139=\"\"),\"\",S154/'Cost scenario - input'!$G139),\"\")","v":""},{"$f":"IFERROR(IF(OR(T154=\"\",'Cost scenario - input'!$G139=\"\"),\"\",T154/'Cost scenario - input'!$G139),\"\")","v":""},{"$f":"IFERROR(IF(OR(U154=\"\",'Cost scenario - input'!$G139=\"\"),\"\",U154/'Cost scenario - input'!$G139),\"\")","v":""},{"$f":"IFERROR(IF(OR(V154=\"\",'Cost scenario - input'!$G139=\"\"),\"\",V154/'Cost scenario - input'!$G139),\"\")","v":""},{"$f":"IFERROR(IF(OR(W154=\"\",'Cost scenario - input'!$G139=\"\"),\"\",W154/'Cost scenario - input'!$G139),\"\")","v":""}]
[{"$f":"IFERROR('Cost scenario - input'!A140,\"\")","v":""},{"$f":"IFERROR('Cost scenario - input'!B140,\"\")","v":""},{"$f":"IFERROR('Cost scenario - input'!C140,\"\")","v":""},{"$f":"IFERROR(repcalc('Cost scenario - input'!$CY140:$GK140,'Cost scenario - input'!$J140,'Cost scenario - input'!$H140,'Cost scenario - input'!$I140,20,TRUE,TRUE),\"\")","v":""},"","","","","","","","","","","","","","","","","","","",{"$f":"IFERROR(IF(OR(D155=\"\",'Cost scenario - input'!$G140=\"\"),\"\",D155/'Cost scenario - input'!$G140),\"\")","v":""},{"$f":"IFERROR(IF(OR(E155=\"\",'Cost scenario - input'!$G140=\"\"),\"\",E155/'Cost scenario - input'!$G140),\"\")","v":""},{"$f":"IFERROR(IF(OR(F155=\"\",'Cost scenario - input'!$G140=\"\"),\"\",F155/'Cost scenario - input'!$G140),\"\")","v":""},{"$f":"IFERROR(IF(OR(G155=\"\",'Cost scenario - input'!$G140=\"\"),\"\",G155/'Cost scenario - input'!$G140),\"\")","v":""},{"$f":"IFERROR(IF(OR(H155=\"\",'Cost scenario - input'!$G140=\"\"),\"\",H155/'Cost scenario - input'!$G140),\"\")","v":""},{"$f":"IFERROR(IF(OR(I155=\"\",'Cost scenario - input'!$G140=\"\"),\"\",I155/'Cost scenario - input'!$G140),\"\")","v":""},{"$f":"IFERROR(IF(OR(J155=\"\",'Cost scenario - input'!$G140=\"\"),\"\",J155/'Cost scenario - input'!$G140),\"\")","v":""},{"$f":"IFERROR(IF(OR(K155=\"\",'Cost scenario - input'!$G140=\"\"),\"\",K155/'Cost scenario - input'!$G140),\"\")","v":""},{"$f":"IFERROR(IF(OR(L155=\"\",'Cost scenario - input'!$G140=\"\"),\"\",L155/'Cost scenario - input'!$G140),\"\")","v":""},{"$f":"IFERROR(IF(OR(M155=\"\",'Cost scenario - input'!$G140=\"\"),\"\",M155/'Cost scenario - input'!$G140),\"\")","v":""},{"$f":"IFERROR(IF(OR(N155=\"\",'Cost scenario - input'!$G140=\"\"),\"\",N155/'Cost scenario - input'!$G140),\"\")","v":""},{"$f":"IFERROR(IF(OR(O155=\"\",'Cost scenario - input'!$G140=\"\"),\"\",O155/'Cost scenario - input'!$G140),\"\")","v":""},{"$f":"IFERROR(IF(OR(P155=\"\",'Cost scenario - input'!$G140=\"\"),\"\",P155/'Cost scenario - input'!$G140),\"\")","v":""},{"$f":"IFERROR(IF(OR(Q155=\"\",'Cost scenario - input'!$G140=\"\"),\"\",Q155/'Cost scenario - input'!$G140),\"\")","v":""},{"$f":"IFERROR(IF(OR(R155=\"\",'Cost scenario - input'!$G140=\"\"),\"\",R155/'Cost scenario - input'!$G140),\"\")","v":""},{"$f":"IFERROR(IF(OR(S155=\"\",'Cost scenario - input'!$G140=\"\"),\"\",S155/'Cost scenario - input'!$G140),\"\")","v":""},{"$f":"IFERROR(IF(OR(T155=\"\",'Cost scenario - input'!$G140=\"\"),\"\",T155/'Cost scenario - input'!$G140),\"\")","v":""},{"$f":"IFERROR(IF(OR(U155=\"\",'Cost scenario - input'!$G140=\"\"),\"\",U155/'Cost scenario - input'!$G140),\"\")","v":""},{"$f":"IFERROR(IF(OR(V155=\"\",'Cost scenario - input'!$G140=\"\"),\"\",V155/'Cost scenario - input'!$G140),\"\")","v":""},{"$f":"IFERROR(IF(OR(W155=\"\",'Cost scenario - input'!$G140=\"\"),\"\",W155/'Cost scenario - input'!$G140),\"\")","v":""}]
[{"$f":"IFERROR('Cost scenario - input'!A141,\"\")","v":""},{"$f":"IFERROR('Cost scenario - input'!B141,\"\")","v":""},{"$f":"IFERROR('Cost scenario - input'!C141,\"\")","v":""},{"$f":"IFERROR(repcalc('Cost scenario - input'!$CY141:$GK141,'Cost scenario - input'!$J141,'Cost scenario - input'!$H141,'Cost scenario - input'!$I141,20,TRUE,TRUE),\"\")","v":""},"","","","","","","","","","","","","","","","","","","",{"$f":"IFERROR(IF(OR(D156=\"\",'Cost scenario - input'!$G141=\"\"),\"\",D156/'Cost scenario - input'!$G141),\"\")","v":""},{"$f":"IFERROR(IF(OR(E156=\"\",'Cost scenario - input'!$G141=\"\"),\"\",E156/'Cost scenario - input'!$G141),\"\")","v":""},{"$f":"IFERROR(IF(OR(F156=\"\",'Cost scenario - input'!$G141=\"\"),\"\",F156/'Cost scenario - input'!$G141),\"\")","v":""},{"$f":"IFERROR(IF(OR(G156=\"\",'Cost scenario - input'!$G141=\"\"),\"\",G156/'Cost scenario - input'!$G141),\"\")","v":""},{"$f":"IFERROR(IF(OR(H156=\"\",'Cost scenario - input'!$G141=\"\"),\"\",H156/'Cost scenario - input'!$G141),\"\")","v":""},{"$f":"IFERROR(IF(OR(I156=\"\",'Cost scenario - input'!$G141=\"\"),\"\",I156/'Cost scenario - input'!$G141),\"\")","v":""},{"$f":"IFERROR(IF(OR(J156=\"\",'Cost scenario - input'!$G141=\"\"),\"\",J156/'Cost scenario - input'!$G141),\"\")","v":""},{"$f":"IFERROR(IF(OR(K156=\"\",'Cost scenario - input'!$G141=\"\"),\"\",K156/'Cost scenario - input'!$G141),\"\")","v":""},{"$f":"IFERROR(IF(OR(L156=\"\",'Cost scenario - input'!$G141=\"\"),\"\",L156/'Cost scenario - input'!$G141),\"\")","v":""},{"$f":"IFERROR(IF(OR(M156=\"\",'Cost scenario - input'!$G141=\"\"),\"\",M156/'Cost scenario - input'!$G141),\"\")","v":""},{"$f":"IFERROR(IF(OR(N156=\"\",'Cost scenario - input'!$G141=\"\"),\"\",N156/'Cost scenario - input'!$G141),\"\")","v":""},{"$f":"IFERROR(IF(OR(O156=\"\",'Cost scenario - input'!$G141=\"\"),\"\",O156/'Cost scenario - input'!$G141),\"\")","v":""},{"$f":"IFERROR(IF(OR(P156=\"\",'Cost scenario - input'!$G141=\"\"),\"\",P156/'Cost scenario - input'!$G141),\"\")","v":""},{"$f":"IFERROR(IF(OR(Q156=\"\",'Cost scenario - input'!$G141=\"\"),\"\",Q156/'Cost scenario - input'!$G141),\"\")","v":""},{"$f":"IFERROR(IF(OR(R156=\"\",'Cost scenario - input'!$G141=\"\"),\"\",R156/'Cost scenario - input'!$G141),\"\")","v":""},{"$f":"IFERROR(IF(OR(S156=\"\",'Cost scenario - input'!$G141=\"\"),\"\",S156/'Cost scenario - input'!$G141),\"\")","v":""},{"$f":"IFERROR(IF(OR(T156=\"\",'Cost scenario - input'!$G141=\"\"),\"\",T156/'Cost scenario - input'!$G141),\"\")","v":""},{"$f":"IFERROR(IF(OR(U156=\"\",'Cost scenario - input'!$G141=\"\"),\"\",U156/'Cost scenario - input'!$G141),\"\")","v":""},{"$f":"IFERROR(IF(OR(V156=\"\",'Cost scenario - input'!$G141=\"\"),\"\",V156/'Cost scenario - input'!$G141),\"\")","v":""},{"$f":"IFERROR(IF(OR(W156=\"\",'Cost scenario - input'!$G141=\"\"),\"\",W156/'Cost scenario - input'!$G141),\"\")","v":""}]
[{"$f":"IFERROR('Cost scenario - input'!A142,\"\")","v":""},{"$f":"IFERROR('Cost scenario - input'!B142,\"\")","v":""},{"$f":"IFERROR('Cost scenario - input'!C142,\"\")","v":""},{"$f":"IFERROR(repcalc('Cost scenario - input'!$CY142:$GK142,'Cost scenario - input'!$J142,'Cost scenario - input'!$H142,'Cost scenario - input'!$I142,20,TRUE,TRUE),\"\")","v":""},"","","","","","","","","","","","","","","","","","","",{"$f":"IFERROR(IF(OR(D157=\"\",'Cost scenario - input'!$G142=\"\"),\"\",D157/'Cost scenario - input'!$G142),\"\")","v":""},{"$f":"IFERROR(IF(OR(E157=\"\",'Cost scenario - input'!$G142=\"\"),\"\",E157/'Cost scenario - input'!$G142),\"\")","v":""},{"$f":"IFERROR(IF(OR(F157=\"\",'Cost scenario - input'!$G142=\"\"),\"\",F157/'Cost scenario - input'!$G142),\"\")","v":""},{"$f":"IFERROR(IF(OR(G157=\"\",'Cost scenario - input'!$G142=\"\"),\"\",G157/'Cost scenario - input'!$G142),\"\")","v":""},{"$f":"IFERROR(IF(OR(H157=\"\",'Cost scenario - input'!$G142=\"\"),\"\",H157/'Cost scenario - input'!$G142),\"\")","v":""},{"$f":"IFERROR(IF(OR(I157=\"\",'Cost scenario - input'!$G142=\"\"),\"\",I157/'Cost scenario - input'!$G142),\"\")","v":""},{"$f":"IFERROR(IF(OR(J157=\"\",'Cost scenario - input'!$G142=\"\"),\"\",J157/'Cost scenario - input'!$G142),\"\")","v":""},{"$f":"IFERROR(IF(OR(K157=\"\",'Cost scenario - input'!$G142=\"\"),\"\",K157/'Cost scenario - input'!$G142),\"\")","v":""},{"$f":"IFERROR(IF(OR(L157=\"\",'Cost scenario - input'!$G142=\"\"),\"\",L157/'Cost scenario - input'!$G142),\"\")","v":""},{"$f":"IFERROR(IF(OR(M157=\"\",'Cost scenario - input'!$G142=\"\"),\"\",M157/'Cost scenario - input'!$G142),\"\")","v":""},{"$f":"IFERROR(IF(OR(N157=\"\",'Cost scenario - input'!$G142=\"\"),\"\",N157/'Cost scenario - input'!$G142),\"\")","v":""},{"$f":"IFERROR(IF(OR(O157=\"\",'Cost scenario - input'!$G142=\"\"),\"\",O157/'Cost scenario - input'!$G142),\"\")","v":""},{"$f":"IFERROR(IF(OR(P157=\"\",'Cost scenario - input'!$G142=\"\"),\"\",P157/'Cost scenario - input'!$G142),\"\")","v":""},{"$f":"IFERROR(IF(OR(Q157=\"\",'Cost scenario - input'!$G142=\"\"),\"\",Q157/'Cost scenario - input'!$G142),\"\")","v":""},{"$f":"IFERROR(IF(OR(R157=\"\",'Cost scenario - input'!$G142=\"\"),\"\",R157/'Cost scenario - input'!$G142),\"\")","v":""},{"$f":"IFERROR(IF(OR(S157=\"\",'Cost scenario - input'!$G142=\"\"),\"\",S157/'Cost scenario - input'!$G142),\"\")","v":""},{"$f":"IFERROR(IF(OR(T157=\"\",'Cost scenario - input'!$G142=\"\"),\"\",T157/'Cost scenario - input'!$G142),\"\")","v":""},{"$f":"IFERROR(IF(OR(U157=\"\",'Cost scenario - input'!$G142=\"\"),\"\",U157/'Cost scenario - input'!$G142),\"\")","v":""},{"$f":"IFERROR(IF(OR(V157=\"\",'Cost scenario - input'!$G142=\"\"),\"\",V157/'Cost scenario - input'!$G142),\"\")","v":""},{"$f":"IFERROR(IF(OR(W157=\"\",'Cost scenario - input'!$G142=\"\"),\"\",W157/'Cost scenario - input'!$G142),\"\")","v":""}]
[{"$f":"IFERROR('Cost scenario - input'!A143,\"\")","v":""},{"$f":"IFERROR('Cost scenario - input'!B143,\"\")","v":""},{"$f":"IFERROR('Cost scenario - input'!C143,\"\")","v":""},{"$f":"IFERROR(repcalc('Cost scenario - input'!$CY143:$GK143,'Cost scenario - input'!$J143,'Cost scenario - input'!$H143,'Cost scenario - input'!$I143,20,TRUE,TRUE),\"\")","v":""},"","","","","","","","","","","","","","","","","","","",{"$f":"IFERROR(IF(OR(D158=\"\",'Cost scenario - input'!$G143=\"\"),\"\",D158/'Cost scenario - input'!$G143),\"\")","v":""},{"$f":"IFERROR(IF(OR(E158=\"\",'Cost scenario - input'!$G143=\"\"),\"\",E158/'Cost scenario - input'!$G143),\"\")","v":""},{"$f":"IFERROR(IF(OR(F158=\"\",'Cost scenario - input'!$G143=\"\"),\"\",F158/'Cost scenario - input'!$G143),\"\")","v":""},{"$f":"IFERROR(IF(OR(G158=\"\",'Cost scenario - input'!$G143=\"\"),\"\",G158/'Cost scenario - input'!$G143),\"\")","v":""},{"$f":"IFERROR(IF(OR(H158=\"\",'Cost scenario - input'!$G143=\"\"),\"\",H158/'Cost scenario - input'!$G143),\"\")","v":""},{"$f":"IFERROR(IF(OR(I158=\"\",'Cost scenario - input'!$G143=\"\"),\"\",I158/'Cost scenario - input'!$G143),\"\")","v":""},{"$f":"IFERROR(IF(OR(J158=\"\",'Cost scenario - input'!$G143=\"\"),\"\",J158/'Cost scenario - input'!$G143),\"\")","v":""},{"$f":"IFERROR(IF(OR(K158=\"\",'Cost scenario - input'!$G143=\"\"),\"\",K158/'Cost scenario - input'!$G143),\"\")","v":""},{"$f":"IFERROR(IF(OR(L158=\"\",'Cost scenario - input'!$G143=\"\"),\"\",L158/'Cost scenario - input'!$G143),\"\")","v":""},{"$f":"IFERROR(IF(OR(M158=\"\",'Cost scenario - input'!$G143=\"\"),\"\",M158/'Cost scenario - input'!$G143),\"\")","v":""},{"$f":"IFERROR(IF(OR(N158=\"\",'Cost scenario - input'!$G143=\"\"),\"\",N158/'Cost scenario - input'!$G143),\"\")","v":""},{"$f":"IFERROR(IF(OR(O158=\"\",'Cost scenario - input'!$G143=\"\"),\"\",O158/'Cost scenario - input'!$G143),\"\")","v":""},{"$f":"IFERROR(IF(OR(P158=\"\",'Cost scenario - input'!$G143=\"\"),\"\",P158/'Cost scenario - input'!$G143),\"\")","v":""},{"$f":"IFERROR(IF(OR(Q158=\"\",'Cost scenario - input'!$G143=\"\"),\"\",Q158/'Cost scenario - input'!$G143),\"\")","v":""},{"$f":"IFERROR(IF(OR(R158=\"\",'Cost scenario - input'!$G143=\"\"),\"\",R158/'Cost scenario - input'!$G143),\"\")","v":""},{"$f":"IFERROR(IF(OR(S158=\"\",'Cost scenario - input'!$G143=\"\"),\"\",S158/'Cost scenario - input'!$G143),\"\")","v":""},{"$f":"IFERROR(IF(OR(T158=\"\",'Cost scenario - input'!$G143=\"\"),\"\",T158/'Cost scenario - input'!$G143),\"\")","v":""},{"$f":"IFERROR(IF(OR(U158=\"\",'Cost scenario - input'!$G143=\"\"),\"\",U158/'Cost scenario - input'!$G143),\"\")","v":""},{"$f":"IFERROR(IF(OR(V158=\"\",'Cost scenario - input'!$G143=\"\"),\"\",V158/'Cost scenario - input'!$G143),\"\")","v":""},{"$f":"IFERROR(IF(OR(W158=\"\",'Cost scenario - input'!$G143=\"\"),\"\",W158/'Cost scenario - input'!$G143),\"\")","v":""}]
[{"$f":"IFERROR('Cost scenario - input'!A144,\"\")","v":""},{"$f":"IFERROR('Cost scenario - input'!B144,\"\")","v":""},{"$f":"IFERROR('Cost scenario - input'!C144,\"\")","v":""},{"$f":"IFERROR(repcalc('Cost scenario - input'!$CY144:$GK144,'Cost scenario - input'!$J144,'Cost scenario - input'!$H144,'Cost scenario - input'!$I144,20,TRUE,TRUE),\"\")","v":""},"","","","","","","","","","","","","","","","","","","",{"$f":"IFERROR(IF(OR(D159=\"\",'Cost scenario - input'!$G144=\"\"),\"\",D159/'Cost scenario - input'!$G144),\"\")","v":""},{"$f":"IFERROR(IF(OR(E159=\"\",'Cost scenario - input'!$G144=\"\"),\"\",E159/'Cost scenario - input'!$G144),\"\")","v":""},{"$f":"IFERROR(IF(OR(F159=\"\",'Cost scenario - input'!$G144=\"\"),\"\",F159/'Cost scenario - input'!$G144),\"\")","v":""},{"$f":"IFERROR(IF(OR(G159=\"\",'Cost scenario - input'!$G144=\"\"),\"\",G159/'Cost scenario - input'!$G144),\"\")","v":""},{"$f":"IFERROR(IF(OR(H159=\"\",'Cost scenario - input'!$G144=\"\"),\"\",H159/'Cost scenario - input'!$G144),\"\")","v":""},{"$f":"IFERROR(IF(OR(I159=\"\",'Cost scenario - input'!$G144=\"\"),\"\",I159/'Cost scenario - input'!$G144),\"\")","v":""},{"$f":"IFERROR(IF(OR(J159=\"\",'Cost scenario - input'!$G144=\"\"),\"\",J159/'Cost scenario - input'!$G144),\"\")","v":""},{"$f":"IFERROR(IF(OR(K159=\"\",'Cost scenario - input'!$G144=\"\"),\"\",K159/'Cost scenario - input'!$G144),\"\")","v":""},{"$f":"IFERROR(IF(OR(L159=\"\",'Cost scenario - input'!$G144=\"\"),\"\",L159/'Cost scenario - input'!$G144),\"\")","v":""},{"$f":"IFERROR(IF(OR(M159=\"\",'Cost scenario - input'!$G144=\"\"),\"\",M159/'Cost scenario - input'!$G144),\"\")","v":""},{"$f":"IFERROR(IF(OR(N159=\"\",'Cost scenario - input'!$G144=\"\"),\"\",N159/'Cost scenario - input'!$G144),\"\")","v":""},{"$f":"IFERROR(IF(OR(O159=\"\",'Cost scenario - input'!$G144=\"\"),\"\",O159/'Cost scenario - input'!$G144),\"\")","v":""},{"$f":"IFERROR(IF(OR(P159=\"\",'Cost scenario - input'!$G144=\"\"),\"\",P159/'Cost scenario - input'!$G144),\"\")","v":""},{"$f":"IFERROR(IF(OR(Q159=\"\",'Cost scenario - input'!$G144=\"\"),\"\",Q159/'Cost scenario - input'!$G144),\"\")","v":""},{"$f":"IFERROR(IF(OR(R159=\"\",'Cost scenario - input'!$G144=\"\"),\"\",R159/'Cost scenario - input'!$G144),\"\")","v":""},{"$f":"IFERROR(IF(OR(S159=\"\",'Cost scenario - input'!$G144=\"\"),\"\",S159/'Cost scenario - input'!$G144),\"\")","v":""},{"$f":"IFERROR(IF(OR(T159=\"\",'Cost scenario - input'!$G144=\"\"),\"\",T159/'Cost scenario - input'!$G144),\"\")","v":""},{"$f":"IFERROR(IF(OR(U159=\"\",'Cost scenario - input'!$G144=\"\"),\"\",U159/'Cost scenario - input'!$G144),\"\")","v":""},{"$f":"IFERROR(IF(OR(V159=\"\",'Cost scenario - input'!$G144=\"\"),\"\",V159/'Cost scenario - input'!$G144),\"\")","v":""},{"$f":"IFERROR(IF(OR(W159=\"\",'Cost scenario - input'!$G144=\"\"),\"\",W159/'Cost scenario - input'!$G144),\"\")","v":""}]
[{"$f":"IFERROR('Cost scenario - input'!A145,\"\")","v":""},{"$f":"IFERROR('Cost scenario - input'!B145,\"\")","v":""},{"$f":"IFERROR('Cost scenario - input'!C145,\"\")","v":""},{"$f":"IFERROR(repcalc('Cost scenario - input'!$CY145:$GK145,'Cost scenario - input'!$J145,'Cost scenario - input'!$H145,'Cost scenario - input'!$I145,20,TRUE,TRUE),\"\")","v":""},"","","","","","","","","","","","","","","","","","","",{"$f":"IFERROR(IF(OR(D160=\"\",'Cost scenario - input'!$G145=\"\"),\"\",D160/'Cost scenario - input'!$G145),\"\")","v":""},{"$f":"IFERROR(IF(OR(E160=\"\",'Cost scenario - input'!$G145=\"\"),\"\",E160/'Cost scenario - input'!$G145),\"\")","v":""},{"$f":"IFERROR(IF(OR(F160=\"\",'Cost scenario - input'!$G145=\"\"),\"\",F160/'Cost scenario - input'!$G145),\"\")","v":""},{"$f":"IFERROR(IF(OR(G160=\"\",'Cost scenario - input'!$G145=\"\"),\"\",G160/'Cost scenario - input'!$G145),\"\")","v":""},{"$f":"IFERROR(IF(OR(H160=\"\",'Cost scenario - input'!$G145=\"\"),\"\",H160/'Cost scenario - input'!$G145),\"\")","v":""},{"$f":"IFERROR(IF(OR(I160=\"\",'Cost scenario - input'!$G145=\"\"),\"\",I160/'Cost scenario - input'!$G145),\"\")","v":""},{"$f":"IFERROR(IF(OR(J160=\"\",'Cost scenario - input'!$G145=\"\"),\"\",J160/'Cost scenario - input'!$G145),\"\")","v":""},{"$f":"IFERROR(IF(OR(K160=\"\",'Cost scenario - input'!$G145=\"\"),\"\",K160/'Cost scenario - input'!$G145),\"\")","v":""},{"$f":"IFERROR(IF(OR(L160=\"\",'Cost scenario - input'!$G145=\"\"),\"\",L160/'Cost scenario - input'!$G145),\"\")","v":""},{"$f":"IFERROR(IF(OR(M160=\"\",'Cost scenario - input'!$G145=\"\"),\"\",M160/'Cost scenario - input'!$G145),\"\")","v":""},{"$f":"IFERROR(IF(OR(N160=\"\",'Cost scenario - input'!$G145=\"\"),\"\",N160/'Cost scenario - input'!$G145),\"\")","v":""},{"$f":"IFERROR(IF(OR(O160=\"\",'Cost scenario - input'!$G145=\"\"),\"\",O160/'Cost scenario - input'!$G145),\"\")","v":""},{"$f":"IFERROR(IF(OR(P160=\"\",'Cost scenario - input'!$G145=\"\"),\"\",P160/'Cost scenario - input'!$G145),\"\")","v":""},{"$f":"IFERROR(IF(OR(Q160=\"\",'Cost scenario - input'!$G145=\"\"),\"\",Q160/'Cost scenario - input'!$G145),\"\")","v":""},{"$f":"IFERROR(IF(OR(R160=\"\",'Cost scenario - input'!$G145=\"\"),\"\",R160/'Cost scenario - input'!$G145),\"\")","v":""},{"$f":"IFERROR(IF(OR(S160=\"\",'Cost scenario - input'!$G145=\"\"),\"\",S160/'Cost scenario - input'!$G145),\"\")","v":""},{"$f":"IFERROR(IF(OR(T160=\"\",'Cost scenario - input'!$G145=\"\"),\"\",T160/'Cost scenario - input'!$G145),\"\")","v":""},{"$f":"IFERROR(IF(OR(U160=\"\",'Cost scenario - input'!$G145=\"\"),\"\",U160/'Cost scenario - input'!$G145),\"\")","v":""},{"$f":"IFERROR(IF(OR(V160=\"\",'Cost scenario - input'!$G145=\"\"),\"\",V160/'Cost scenario - input'!$G145),\"\")","v":""},{"$f":"IFERROR(IF(OR(W160=\"\",'Cost scenario - input'!$G145=\"\"),\"\",W160/'Cost scenario - input'!$G145),\"\")","v":""}]
[{"$f":"IFERROR('Cost scenario - input'!A146,\"\")","v":""},{"$f":"IFERROR('Cost scenario - input'!B146,\"\")","v":""},{"$f":"IFERROR('Cost scenario - input'!C146,\"\")","v":""},{"$f":"IFERROR(repcalc('Cost scenario - input'!$CY146:$GK146,'Cost scenario - input'!$J146,'Cost scenario - input'!$H146,'Cost scenario - input'!$I146,20,TRUE,TRUE),\"\")","v":""},"","","","","","","","","","","","","","","","","","","",{"$f":"IFERROR(IF(OR(D161=\"\",'Cost scenario - input'!$G146=\"\"),\"\",D161/'Cost scenario - input'!$G146),\"\")","v":""},{"$f":"IFERROR(IF(OR(E161=\"\",'Cost scenario - input'!$G146=\"\"),\"\",E161/'Cost scenario - input'!$G146),\"\")","v":""},{"$f":"IFERROR(IF(OR(F161=\"\",'Cost scenario - input'!$G146=\"\"),\"\",F161/'Cost scenario - input'!$G146),\"\")","v":""},{"$f":"IFERROR(IF(OR(G161=\"\",'Cost scenario - input'!$G146=\"\"),\"\",G161/'Cost scenario - input'!$G146),\"\")","v":""},{"$f":"IFERROR(IF(OR(H161=\"\",'Cost scenario - input'!$G146=\"\"),\"\",H161/'Cost scenario - input'!$G146),\"\")","v":""},{"$f":"IFERROR(IF(OR(I161=\"\",'Cost scenario - input'!$G146=\"\"),\"\",I161/'Cost scenario - input'!$G146),\"\")","v":""},{"$f":"IFERROR(IF(OR(J161=\"\",'Cost scenario - input'!$G146=\"\"),\"\",J161/'Cost scenario - input'!$G146),\"\")","v":""},{"$f":"IFERROR(IF(OR(K161=\"\",'Cost scenario - input'!$G146=\"\"),\"\",K161/'Cost scenario - input'!$G146),\"\")","v":""},{"$f":"IFERROR(IF(OR(L161=\"\",'Cost scenario - input'!$G146=\"\"),\"\",L161/'Cost scenario - input'!$G146),\"\")","v":""},{"$f":"IFERROR(IF(OR(M161=\"\",'Cost scenario - input'!$G146=\"\"),\"\",M161/'Cost scenario - input'!$G146),\"\")","v":""},{"$f":"IFERROR(IF(OR(N161=\"\",'Cost scenario - input'!$G146=\"\"),\"\",N161/'Cost scenario - input'!$G146),\"\")","v":""},{"$f":"IFERROR(IF(OR(O161=\"\",'Cost scenario - input'!$G146=\"\"),\"\",O161/'Cost scenario - input'!$G146),\"\")","v":""},{"$f":"IFERROR(IF(OR(P161=\"\",'Cost scenario - input'!$G146=\"\"),\"\",P161/'Cost scenario - input'!$G146),\"\")","v":""},{"$f":"IFERROR(IF(OR(Q161=\"\",'Cost scenario - input'!$G146=\"\"),\"\",Q161/'Cost scenario - input'!$G146),\"\")","v":""},{"$f":"IFERROR(IF(OR(R161=\"\",'Cost scenario - input'!$G146=\"\"),\"\",R161/'Cost scenario - input'!$G146),\"\")","v":""},{"$f":"IFERROR(IF(OR(S161=\"\",'Cost scenario - input'!$G146=\"\"),\"\",S161/'Cost scenario - input'!$G146),\"\")","v":""},{"$f":"IFERROR(IF(OR(T161=\"\",'Cost scenario - input'!$G146=\"\"),\"\",T161/'Cost scenario - input'!$G146),\"\")","v":""},{"$f":"IFERROR(IF(OR(U161=\"\",'Cost scenario - input'!$G146=\"\"),\"\",U161/'Cost scenario - input'!$G146),\"\")","v":""},{"$f":"IFERROR(IF(OR(V161=\"\",'Cost scenario - input'!$G146=\"\"),\"\",V161/'Cost scenario - input'!$G146),\"\")","v":""},{"$f":"IFERROR(IF(OR(W161=\"\",'Cost scenario - input'!$G146=\"\"),\"\",W161/'Cost scenario - input'!$G146),\"\")","v":""}]
[{"$f":"IFERROR('Cost scenario - input'!A147,\"\")","v":""},{"$f":"IFERROR('Cost scenario - input'!B147,\"\")","v":""},{"$f":"IFERROR('Cost scenario - input'!C147,\"\")","v":""},{"$f":"IFERROR(repcalc('Cost scenario - input'!$CY147:$GK147,'Cost scenario - input'!$J147,'Cost scenario - input'!$H147,'Cost scenario - input'!$I147,20,TRUE,TRUE),\"\")","v":""},"","","","","","","","","","","","","","","","","","","",{"$f":"IFERROR(IF(OR(D162=\"\",'Cost scenario - input'!$G147=\"\"),\"\",D162/'Cost scenario - input'!$G147),\"\")","v":""},{"$f":"IFERROR(IF(OR(E162=\"\",'Cost scenario - input'!$G147=\"\"),\"\",E162/'Cost scenario - input'!$G147),\"\")","v":""},{"$f":"IFERROR(IF(OR(F162=\"\",'Cost scenario - input'!$G147=\"\"),\"\",F162/'Cost scenario - input'!$G147),\"\")","v":""},{"$f":"IFERROR(IF(OR(G162=\"\",'Cost scenario - input'!$G147=\"\"),\"\",G162/'Cost scenario - input'!$G147),\"\")","v":""},{"$f":"IFERROR(IF(OR(H162=\"\",'Cost scenario - input'!$G147=\"\"),\"\",H162/'Cost scenario - input'!$G147),\"\")","v":""},{"$f":"IFERROR(IF(OR(I162=\"\",'Cost scenario - input'!$G147=\"\"),\"\",I162/'Cost scenario - input'!$G147),\"\")","v":""},{"$f":"IFERROR(IF(OR(J162=\"\",'Cost scenario - input'!$G147=\"\"),\"\",J162/'Cost scenario - input'!$G147),\"\")","v":""},{"$f":"IFERROR(IF(OR(K162=\"\",'Cost scenario - input'!$G147=\"\"),\"\",K162/'Cost scenario - input'!$G147),\"\")","v":""},{"$f":"IFERROR(IF(OR(L162=\"\",'Cost scenario - input'!$G147=\"\"),\"\",L162/'Cost scenario - input'!$G147),\"\")","v":""},{"$f":"IFERROR(IF(OR(M162=\"\",'Cost scenario - input'!$G147=\"\"),\"\",M162/'Cost scenario - input'!$G147),\"\")","v":""},{"$f":"IFERROR(IF(OR(N162=\"\",'Cost scenario - input'!$G147=\"\"),\"\",N162/'Cost scenario - input'!$G147),\"\")","v":""},{"$f":"IFERROR(IF(OR(O162=\"\",'Cost scenario - input'!$G147=\"\"),\"\",O162/'Cost scenario - input'!$G147),\"\")","v":""},{"$f":"IFERROR(IF(OR(P162=\"\",'Cost scenario - input'!$G147=\"\"),\"\",P162/'Cost scenario - input'!$G147),\"\")","v":""},{"$f":"IFERROR(IF(OR(Q162=\"\",'Cost scenario - input'!$G147=\"\"),\"\",Q162/'Cost scenario - input'!$G147),\"\")","v":""},{"$f":"IFERROR(IF(OR(R162=\"\",'Cost scenario - input'!$G147=\"\"),\"\",R162/'Cost scenario - input'!$G147),\"\")","v":""},{"$f":"IFERROR(IF(OR(S162=\"\",'Cost scenario - input'!$G147=\"\"),\"\",S162/'Cost scenario - input'!$G147),\"\")","v":""},{"$f":"IFERROR(IF(OR(T162=\"\",'Cost scenario - input'!$G147=\"\"),\"\",T162/'Cost scenario - input'!$G147),\"\")","v":""},{"$f":"IFERROR(IF(OR(U162=\"\",'Cost scenario - input'!$G147=\"\"),\"\",U162/'Cost scenario - input'!$G147),\"\")","v":""},{"$f":"IFERROR(IF(OR(V162=\"\",'Cost scenario - input'!$G147=\"\"),\"\",V162/'Cost scenario - input'!$G147),\"\")","v":""},{"$f":"IFERROR(IF(OR(W162=\"\",'Cost scenario - input'!$G147=\"\"),\"\",W162/'Cost scenario - input'!$G147),\"\")","v":""}]
[{"$f":"IFERROR('Cost scenario - input'!A148,\"\")","v":""},{"$f":"IFERROR('Cost scenario - input'!B148,\"\")","v":""},{"$f":"IFERROR('Cost scenario - input'!C148,\"\")","v":""},{"$f":"IFERROR(repcalc('Cost scenario - input'!$CY148:$GK148,'Cost scenario - input'!$J148,'Cost scenario - input'!$H148,'Cost scenario - input'!$I148,20,TRUE,TRUE),\"\")","v":""},"","","","","","","","","","","","","","","","","","","",{"$f":"IFERROR(IF(OR(D163=\"\",'Cost scenario - input'!$G148=\"\"),\"\",D163/'Cost scenario - input'!$G148),\"\")","v":""},{"$f":"IFERROR(IF(OR(E163=\"\",'Cost scenario - input'!$G148=\"\"),\"\",E163/'Cost scenario - input'!$G148),\"\")","v":""},{"$f":"IFERROR(IF(OR(F163=\"\",'Cost scenario - input'!$G148=\"\"),\"\",F163/'Cost scenario - input'!$G148),\"\")","v":""},{"$f":"IFERROR(IF(OR(G163=\"\",'Cost scenario - input'!$G148=\"\"),\"\",G163/'Cost scenario - input'!$G148),\"\")","v":""},{"$f":"IFERROR(IF(OR(H163=\"\",'Cost scenario - input'!$G148=\"\"),\"\",H163/'Cost scenario - input'!$G148),\"\")","v":""},{"$f":"IFERROR(IF(OR(I163=\"\",'Cost scenario - input'!$G148=\"\"),\"\",I163/'Cost scenario - input'!$G148),\"\")","v":""},{"$f":"IFERROR(IF(OR(J163=\"\",'Cost scenario - input'!$G148=\"\"),\"\",J163/'Cost scenario - input'!$G148),\"\")","v":""},{"$f":"IFERROR(IF(OR(K163=\"\",'Cost scenario - input'!$G148=\"\"),\"\",K163/'Cost scenario - input'!$G148),\"\")","v":""},{"$f":"IFERROR(IF(OR(L163=\"\",'Cost scenario - input'!$G148=\"\"),\"\",L163/'Cost scenario - input'!$G148),\"\")","v":""},{"$f":"IFERROR(IF(OR(M163=\"\",'Cost scenario - input'!$G148=\"\"),\"\",M163/'Cost scenario - input'!$G148),\"\")","v":""},{"$f":"IFERROR(IF(OR(N163=\"\",'Cost scenario - input'!$G148=\"\"),\"\",N163/'Cost scenario - input'!$G148),\"\")","v":""},{"$f":"IFERROR(IF(OR(O163=\"\",'Cost scenario - input'!$G148=\"\"),\"\",O163/'Cost scenario - input'!$G148),\"\")","v":""},{"$f":"IFERROR(IF(OR(P163=\"\",'Cost scenario - input'!$G148=\"\"),\"\",P163/'Cost scenario - input'!$G148),\"\")","v":""},{"$f":"IFERROR(IF(OR(Q163=\"\",'Cost scenario - input'!$G148=\"\"),\"\",Q163/'Cost scenario - input'!$G148),\"\")","v":""},{"$f":"IFERROR(IF(OR(R163=\"\",'Cost scenario - input'!$G148=\"\"),\"\",R163/'Cost scenario - input'!$G148),\"\")","v":""},{"$f":"IFERROR(IF(OR(S163=\"\",'Cost scenario - input'!$G148=\"\"),\"\",S163/'Cost scenario - input'!$G148),\"\")","v":""},{"$f":"IFERROR(IF(OR(T163=\"\",'Cost scenario - input'!$G148=\"\"),\"\",T163/'Cost scenario - input'!$G148),\"\")","v":""},{"$f":"IFERROR(IF(OR(U163=\"\",'Cost scenario - input'!$G148=\"\"),\"\",U163/'Cost scenario - input'!$G148),\"\")","v":""},{"$f":"IFERROR(IF(OR(V163=\"\",'Cost scenario - input'!$G148=\"\"),\"\",V163/'Cost scenario - input'!$G148),\"\")","v":""},{"$f":"IFERROR(IF(OR(W163=\"\",'Cost scenario - input'!$G148=\"\"),\"\",W163/'Cost scenario - input'!$G148),\"\")","v":""}]
[{"$f":"IFERROR('Cost scenario - input'!A149,\"\")","v":""},{"$f":"IFERROR('Cost scenario - input'!B149,\"\")","v":""},{"$f":"IFERROR('Cost scenario - input'!C149,\"\")","v":""},{"$f":"IFERROR(repcalc('Cost scenario - input'!$CY149:$GK149,'Cost scenario - input'!$J149,'Cost scenario - input'!$H149,'Cost scenario - input'!$I149,20,TRUE,TRUE),\"\")","v":""},"","","","","","","","","","","","","","","","","","","",{"$f":"IFERROR(IF(OR(D164=\"\",'Cost scenario - input'!$G149=\"\"),\"\",D164/'Cost scenario - input'!$G149),\"\")","v":""},{"$f":"IFERROR(IF(OR(E164=\"\",'Cost scenario - input'!$G149=\"\"),\"\",E164/'Cost scenario - input'!$G149),\"\")","v":""},{"$f":"IFERROR(IF(OR(F164=\"\",'Cost scenario - input'!$G149=\"\"),\"\",F164/'Cost scenario - input'!$G149),\"\")","v":""},{"$f":"IFERROR(IF(OR(G164=\"\",'Cost scenario - input'!$G149=\"\"),\"\",G164/'Cost scenario - input'!$G149),\"\")","v":""},{"$f":"IFERROR(IF(OR(H164=\"\",'Cost scenario - input'!$G149=\"\"),\"\",H164/'Cost scenario - input'!$G149),\"\")","v":""},{"$f":"IFERROR(IF(OR(I164=\"\",'Cost scenario - input'!$G149=\"\"),\"\",I164/'Cost scenario - input'!$G149),\"\")","v":""},{"$f":"IFERROR(IF(OR(J164=\"\",'Cost scenario - input'!$G149=\"\"),\"\",J164/'Cost scenario - input'!$G149),\"\")","v":""},{"$f":"IFERROR(IF(OR(K164=\"\",'Cost scenario - input'!$G149=\"\"),\"\",K164/'Cost scenario - input'!$G149),\"\")","v":""},{"$f":"IFERROR(IF(OR(L164=\"\",'Cost scenario - input'!$G149=\"\"),\"\",L164/'Cost scenario - input'!$G149),\"\")","v":""},{"$f":"IFERROR(IF(OR(M164=\"\",'Cost scenario - input'!$G149=\"\"),\"\",M164/'Cost scenario - input'!$G149),\"\")","v":""},{"$f":"IFERROR(IF(OR(N164=\"\",'Cost scenario - input'!$G149=\"\"),\"\",N164/'Cost scenario - input'!$G149),\"\")","v":""},{"$f":"IFERROR(IF(OR(O164=\"\",'Cost scenario - input'!$G149=\"\"),\"\",O164/'Cost scenario - input'!$G149),\"\")","v":""},{"$f":"IFERROR(IF(OR(P164=\"\",'Cost scenario - input'!$G149=\"\"),\"\",P164/'Cost scenario - input'!$G149),\"\")","v":""},{"$f":"IFERROR(IF(OR(Q164=\"\",'Cost scenario - input'!$G149=\"\"),\"\",Q164/'Cost scenario - input'!$G149),\"\")","v":""},{"$f":"IFERROR(IF(OR(R164=\"\",'Cost scenario - input'!$G149=\"\"),\"\",R164/'Cost scenario - input'!$G149),\"\")","v":""},{"$f":"IFERROR(IF(OR(S164=\"\",'Cost scenario - input'!$G149=\"\"),\"\",S164/'Cost scenario - input'!$G149),\"\")","v":""},{"$f":"IFERROR(IF(OR(T164=\"\",'Cost scenario - input'!$G149=\"\"),\"\",T164/'Cost scenario - input'!$G149),\"\")","v":""},{"$f":"IFERROR(IF(OR(U164=\"\",'Cost scenario - input'!$G149=\"\"),\"\",U164/'Cost scenario - input'!$G149),\"\")","v":""},{"$f":"IFERROR(IF(OR(V164=\"\",'Cost scenario - input'!$G149=\"\"),\"\",V164/'Cost scenario - input'!$G149),\"\")","v":""},{"$f":"IFERROR(IF(OR(W164=\"\",'Cost scenario - input'!$G149=\"\"),\"\",W164/'Cost scenario - input'!$G149),\"\")","v":""}]
[{"$f":"IFERROR('Cost scenario - input'!A150,\"\")","v":""},{"$f":"IFERROR('Cost scenario - input'!B150,\"\")","v":""},{"$f":"IFERROR('Cost scenario - input'!C150,\"\")","v":""},{"$f":"IFERROR(repcalc('Cost scenario - input'!$CY150:$GK150,'Cost scenario - input'!$J150,'Cost scenario - input'!$H150,'Cost scenario - input'!$I150,20,TRUE,TRUE),\"\")","v":""},"","","","","","","","","","","","","","","","","","","",{"$f":"IFERROR(IF(OR(D165=\"\",'Cost scenario - input'!$G150=\"\"),\"\",D165/'Cost scenario - input'!$G150),\"\")","v":""},{"$f":"IFERROR(IF(OR(E165=\"\",'Cost scenario - input'!$G150=\"\"),\"\",E165/'Cost scenario - input'!$G150),\"\")","v":""},{"$f":"IFERROR(IF(OR(F165=\"\",'Cost scenario - input'!$G150=\"\"),\"\",F165/'Cost scenario - input'!$G150),\"\")","v":""},{"$f":"IFERROR(IF(OR(G165=\"\",'Cost scenario - input'!$G150=\"\"),\"\",G165/'Cost scenario - input'!$G150),\"\")","v":""},{"$f":"IFERROR(IF(OR(H165=\"\",'Cost scenario - input'!$G150=\"\"),\"\",H165/'Cost scenario - input'!$G150),\"\")","v":""},{"$f":"IFERROR(IF(OR(I165=\"\",'Cost scenario - input'!$G150=\"\"),\"\",I165/'Cost scenario - input'!$G150),\"\")","v":""},{"$f":"IFERROR(IF(OR(J165=\"\",'Cost scenario - input'!$G150=\"\"),\"\",J165/'Cost scenario - input'!$G150),\"\")","v":""},{"$f":"IFERROR(IF(OR(K165=\"\",'Cost scenario - input'!$G150=\"\"),\"\",K165/'Cost scenario - input'!$G150),\"\")","v":""},{"$f":"IFERROR(IF(OR(L165=\"\",'Cost scenario - input'!$G150=\"\"),\"\",L165/'Cost scenario - input'!$G150),\"\")","v":""},{"$f":"IFERROR(IF(OR(M165=\"\",'Cost scenario - input'!$G150=\"\"),\"\",M165/'Cost scenario - input'!$G150),\"\")","v":""},{"$f":"IFERROR(IF(OR(N165=\"\",'Cost scenario - input'!$G150=\"\"),\"\",N165/'Cost scenario - input'!$G150),\"\")","v":""},{"$f":"IFERROR(IF(OR(O165=\"\",'Cost scenario - input'!$G150=\"\"),\"\",O165/'Cost scenario - input'!$G150),\"\")","v":""},{"$f":"IFERROR(IF(OR(P165=\"\",'Cost scenario - input'!$G150=\"\"),\"\",P165/'Cost scenario - input'!$G150),\"\")","v":""},{"$f":"IFERROR(IF(OR(Q165=\"\",'Cost scenario - input'!$G150=\"\"),\"\",Q165/'Cost scenario - input'!$G150),\"\")","v":""},{"$f":"IFERROR(IF(OR(R165=\"\",'Cost scenario - input'!$G150=\"\"),\"\",R165/'Cost scenario - input'!$G150),\"\")","v":""},{"$f":"IFERROR(IF(OR(S165=\"\",'Cost scenario - input'!$G150=\"\"),\"\",S165/'Cost scenario - input'!$G150),\"\")","v":""},{"$f":"IFERROR(IF(OR(T165=\"\",'Cost scenario - input'!$G150=\"\"),\"\",T165/'Cost scenario - input'!$G150),\"\")","v":""},{"$f":"IFERROR(IF(OR(U165=\"\",'Cost scenario - input'!$G150=\"\"),\"\",U165/'Cost scenario - input'!$G150),\"\")","v":""},{"$f":"IFERROR(IF(OR(V165=\"\",'Cost scenario - input'!$G150=\"\"),\"\",V165/'Cost scenario - input'!$G150),\"\")","v":""},{"$f":"IFERROR(IF(OR(W165=\"\",'Cost scenario - input'!$G150=\"\"),\"\",W165/'Cost scenario - input'!$G150),\"\")","v":""}]
[{"$f":"IFERROR('Cost scenario - input'!A151,\"\")","v":""},{"$f":"IFERROR('Cost scenario - input'!B151,\"\")","v":""},{"$f":"IFERROR('Cost scenario - input'!C151,\"\")","v":""},{"$f":"IFERROR(repcalc('Cost scenario - input'!$CY151:$GK151,'Cost scenario - input'!$J151,'Cost scenario - input'!$H151,'Cost scenario - input'!$I151,20,TRUE,TRUE),\"\")","v":""},"","","","","","","","","","","","","","","","","","","",{"$f":"IFERROR(IF(OR(D166=\"\",'Cost scenario - input'!$G151=\"\"),\"\",D166/'Cost scenario - input'!$G151),\"\")","v":""},{"$f":"IFERROR(IF(OR(E166=\"\",'Cost scenario - input'!$G151=\"\"),\"\",E166/'Cost scenario - input'!$G151),\"\")","v":""},{"$f":"IFERROR(IF(OR(F166=\"\",'Cost scenario - input'!$G151=\"\"),\"\",F166/'Cost scenario - input'!$G151),\"\")","v":""},{"$f":"IFERROR(IF(OR(G166=\"\",'Cost scenario - input'!$G151=\"\"),\"\",G166/'Cost scenario - input'!$G151),\"\")","v":""},{"$f":"IFERROR(IF(OR(H166=\"\",'Cost scenario - input'!$G151=\"\"),\"\",H166/'Cost scenario - input'!$G151),\"\")","v":""},{"$f":"IFERROR(IF(OR(I166=\"\",'Cost scenario - input'!$G151=\"\"),\"\",I166/'Cost scenario - input'!$G151),\"\")","v":""},{"$f":"IFERROR(IF(OR(J166=\"\",'Cost scenario - input'!$G151=\"\"),\"\",J166/'Cost scenario - input'!$G151),\"\")","v":""},{"$f":"IFERROR(IF(OR(K166=\"\",'Cost scenario - input'!$G151=\"\"),\"\",K166/'Cost scenario - input'!$G151),\"\")","v":""},{"$f":"IFERROR(IF(OR(L166=\"\",'Cost scenario - input'!$G151=\"\"),\"\",L166/'Cost scenario - input'!$G151),\"\")","v":""},{"$f":"IFERROR(IF(OR(M166=\"\",'Cost scenario - input'!$G151=\"\"),\"\",M166/'Cost scenario - input'!$G151),\"\")","v":""},{"$f":"IFERROR(IF(OR(N166=\"\",'Cost scenario - input'!$G151=\"\"),\"\",N166/'Cost scenario - input'!$G151),\"\")","v":""},{"$f":"IFERROR(IF(OR(O166=\"\",'Cost scenario - input'!$G151=\"\"),\"\",O166/'Cost scenario - input'!$G151),\"\")","v":""},{"$f":"IFERROR(IF(OR(P166=\"\",'Cost scenario - input'!$G151=\"\"),\"\",P166/'Cost scenario - input'!$G151),\"\")","v":""},{"$f":"IFERROR(IF(OR(Q166=\"\",'Cost scenario - input'!$G151=\"\"),\"\",Q166/'Cost scenario - input'!$G151),\"\")","v":""},{"$f":"IFERROR(IF(OR(R166=\"\",'Cost scenario - input'!$G151=\"\"),\"\",R166/'Cost scenario - input'!$G151),\"\")","v":""},{"$f":"IFERROR(IF(OR(S166=\"\",'Cost scenario - input'!$G151=\"\"),\"\",S166/'Cost scenario - input'!$G151),\"\")","v":""},{"$f":"IFERROR(IF(OR(T166=\"\",'Cost scenario - input'!$G151=\"\"),\"\",T166/'Cost scenario - input'!$G151),\"\")","v":""},{"$f":"IFERROR(IF(OR(U166=\"\",'Cost scenario - input'!$G151=\"\"),\"\",U166/'Cost scenario - input'!$G151),\"\")","v":""},{"$f":"IFERROR(IF(OR(V166=\"\",'Cost scenario - input'!$G151=\"\"),\"\",V166/'Cost scenario - input'!$G151),\"\")","v":""},{"$f":"IFERROR(IF(OR(W166=\"\",'Cost scenario - input'!$G151=\"\"),\"\",W166/'Cost scenario - input'!$G151),\"\")","v":""}]
[{"$f":"IFERROR('Cost scenario - input'!A152,\"\")","v":""},{"$f":"IFERROR('Cost scenario - input'!B152,\"\")","v":""},{"$f":"IFERROR('Cost scenario - input'!C152,\"\")","v":""},{"$f":"IFERROR(repcalc('Cost scenario - input'!$CY152:$GK152,'Cost scenario - input'!$J152,'Cost scenario - input'!$H152,'Cost scenario - input'!$I152,20,TRUE,TRUE),\"\")","v":""},"","","","","","","","","","","","","","","","","","","",{"$f":"IFERROR(IF(OR(D167=\"\",'Cost scenario - input'!$G152=\"\"),\"\",D167/'Cost scenario - input'!$G152),\"\")","v":""},{"$f":"IFERROR(IF(OR(E167=\"\",'Cost scenario - input'!$G152=\"\"),\"\",E167/'Cost scenario - input'!$G152),\"\")","v":""},{"$f":"IFERROR(IF(OR(F167=\"\",'Cost scenario - input'!$G152=\"\"),\"\",F167/'Cost scenario - input'!$G152),\"\")","v":""},{"$f":"IFERROR(IF(OR(G167=\"\",'Cost scenario - input'!$G152=\"\"),\"\",G167/'Cost scenario - input'!$G152),\"\")","v":""},{"$f":"IFERROR(IF(OR(H167=\"\",'Cost scenario - input'!$G152=\"\"),\"\",H167/'Cost scenario - input'!$G152),\"\")","v":""},{"$f":"IFERROR(IF(OR(I167=\"\",'Cost scenario - input'!$G152=\"\"),\"\",I167/'Cost scenario - input'!$G152),\"\")","v":""},{"$f":"IFERROR(IF(OR(J167=\"\",'Cost scenario - input'!$G152=\"\"),\"\",J167/'Cost scenario - input'!$G152),\"\")","v":""},{"$f":"IFERROR(IF(OR(K167=\"\",'Cost scenario - input'!$G152=\"\"),\"\",K167/'Cost scenario - input'!$G152),\"\")","v":""},{"$f":"IFERROR(IF(OR(L167=\"\",'Cost scenario - input'!$G152=\"\"),\"\",L167/'Cost scenario - input'!$G152),\"\")","v":""},{"$f":"IFERROR(IF(OR(M167=\"\",'Cost scenario - input'!$G152=\"\"),\"\",M167/'Cost scenario - input'!$G152),\"\")","v":""},{"$f":"IFERROR(IF(OR(N167=\"\",'Cost scenario - input'!$G152=\"\"),\"\",N167/'Cost scenario - input'!$G152),\"\")","v":""},{"$f":"IFERROR(IF(OR(O167=\"\",'Cost scenario - input'!$G152=\"\"),\"\",O167/'Cost scenario - input'!$G152),\"\")","v":""},{"$f":"IFERROR(IF(OR(P167=\"\",'Cost scenario - input'!$G152=\"\"),\"\",P167/'Cost scenario - input'!$G152),\"\")","v":""},{"$f":"IFERROR(IF(OR(Q167=\"\",'Cost scenario - input'!$G152=\"\"),\"\",Q167/'Cost scenario - input'!$G152),\"\")","v":""},{"$f":"IFERROR(IF(OR(R167=\"\",'Cost scenario - input'!$G152=\"\"),\"\",R167/'Cost scenario - input'!$G152),\"\")","v":""},{"$f":"IFERROR(IF(OR(S167=\"\",'Cost scenario - input'!$G152=\"\"),\"\",S167/'Cost scenario - input'!$G152),\"\")","v":""},{"$f":"IFERROR(IF(OR(T167=\"\",'Cost scenario - input'!$G152=\"\"),\"\",T167/'Cost scenario - input'!$G152),\"\")","v":""},{"$f":"IFERROR(IF(OR(U167=\"\",'Cost scenario - input'!$G152=\"\"),\"\",U167/'Cost scenario - input'!$G152),\"\")","v":""},{"$f":"IFERROR(IF(OR(V167=\"\",'Cost scenario - input'!$G152=\"\"),\"\",V167/'Cost scenario - input'!$G152),\"\")","v":""},{"$f":"IFERROR(IF(OR(W167=\"\",'Cost scenario - input'!$G152=\"\"),\"\",W167/'Cost scenario - input'!$G152),\"\")","v":""}]
[{"$f":"IFERROR('Cost scenario - input'!A153,\"\")","v":""},{"$f":"IFERROR('Cost scenario - input'!B153,\"\")","v":""},{"$f":"IFERROR('Cost scenario - input'!C153,\"\")","v":""},{"$f":"IFERROR(repcalc('Cost scenario - input'!$CY153:$GK153,'Cost scenario - input'!$J153,'Cost scenario - input'!$H153,'Cost scenario - input'!$I153,20,TRUE,TRUE),\"\")","v":""},"","","","","","","","","","","","","","","","","","","",{"$f":"IFERROR(IF(OR(D168=\"\",'Cost scenario - input'!$G153=\"\"),\"\",D168/'Cost scenario - input'!$G153),\"\")","v":""},{"$f":"IFERROR(IF(OR(E168=\"\",'Cost scenario - input'!$G153=\"\"),\"\",E168/'Cost scenario - input'!$G153),\"\")","v":""},{"$f":"IFERROR(IF(OR(F168=\"\",'Cost scenario - input'!$G153=\"\"),\"\",F168/'Cost scenario - input'!$G153),\"\")","v":""},{"$f":"IFERROR(IF(OR(G168=\"\",'Cost scenario - input'!$G153=\"\"),\"\",G168/'Cost scenario - input'!$G153),\"\")","v":""},{"$f":"IFERROR(IF(OR(H168=\"\",'Cost scenario - input'!$G153=\"\"),\"\",H168/'Cost scenario - input'!$G153),\"\")","v":""},{"$f":"IFERROR(IF(OR(I168=\"\",'Cost scenario - input'!$G153=\"\"),\"\",I168/'Cost scenario - input'!$G153),\"\")","v":""},{"$f":"IFERROR(IF(OR(J168=\"\",'Cost scenario - input'!$G153=\"\"),\"\",J168/'Cost scenario - input'!$G153),\"\")","v":""},{"$f":"IFERROR(IF(OR(K168=\"\",'Cost scenario - input'!$G153=\"\"),\"\",K168/'Cost scenario - input'!$G153),\"\")","v":""},{"$f":"IFERROR(IF(OR(L168=\"\",'Cost scenario - input'!$G153=\"\"),\"\",L168/'Cost scenario - input'!$G153),\"\")","v":""},{"$f":"IFERROR(IF(OR(M168=\"\",'Cost scenario - input'!$G153=\"\"),\"\",M168/'Cost scenario - input'!$G153),\"\")","v":""},{"$f":"IFERROR(IF(OR(N168=\"\",'Cost scenario - input'!$G153=\"\"),\"\",N168/'Cost scenario - input'!$G153),\"\")","v":""},{"$f":"IFERROR(IF(OR(O168=\"\",'Cost scenario - input'!$G153=\"\"),\"\",O168/'Cost scenario - input'!$G153),\"\")","v":""},{"$f":"IFERROR(IF(OR(P168=\"\",'Cost scenario - input'!$G153=\"\"),\"\",P168/'Cost scenario - input'!$G153),\"\")","v":""},{"$f":"IFERROR(IF(OR(Q168=\"\",'Cost scenario - input'!$G153=\"\"),\"\",Q168/'Cost scenario - input'!$G153),\"\")","v":""},{"$f":"IFERROR(IF(OR(R168=\"\",'Cost scenario - input'!$G153=\"\"),\"\",R168/'Cost scenario - input'!$G153),\"\")","v":""},{"$f":"IFERROR(IF(OR(S168=\"\",'Cost scenario - input'!$G153=\"\"),\"\",S168/'Cost scenario - input'!$G153),\"\")","v":""},{"$f":"IFERROR(IF(OR(T168=\"\",'Cost scenario - input'!$G153=\"\"),\"\",T168/'Cost scenario - input'!$G153),\"\")","v":""},{"$f":"IFERROR(IF(OR(U168=\"\",'Cost scenario - input'!$G153=\"\"),\"\",U168/'Cost scenario - input'!$G153),\"\")","v":""},{"$f":"IFERROR(IF(OR(V168=\"\",'Cost scenario - input'!$G153=\"\"),\"\",V168/'Cost scenario - input'!$G153),\"\")","v":""},{"$f":"IFERROR(IF(OR(W168=\"\",'Cost scenario - input'!$G153=\"\"),\"\",W168/'Cost scenario - input'!$G153),\"\")","v":""}]
[{"$f":"IFERROR('Cost scenario - input'!A154,\"\")","v":""},{"$f":"IFERROR('Cost scenario - input'!B154,\"\")","v":""},{"$f":"IFERROR('Cost scenario - input'!C154,\"\")","v":""},{"$f":"IFERROR(repcalc('Cost scenario - input'!$CY154:$GK154,'Cost scenario - input'!$J154,'Cost scenario - input'!$H154,'Cost scenario - input'!$I154,20,TRUE,TRUE),\"\")","v":""},"","","","","","","","","","","","","","","","","","","",{"$f":"IFERROR(IF(OR(D169=\"\",'Cost scenario - input'!$G154=\"\"),\"\",D169/'Cost scenario - input'!$G154),\"\")","v":""},{"$f":"IFERROR(IF(OR(E169=\"\",'Cost scenario - input'!$G154=\"\"),\"\",E169/'Cost scenario - input'!$G154),\"\")","v":""},{"$f":"IFERROR(IF(OR(F169=\"\",'Cost scenario - input'!$G154=\"\"),\"\",F169/'Cost scenario - input'!$G154),\"\")","v":""},{"$f":"IFERROR(IF(OR(G169=\"\",'Cost scenario - input'!$G154=\"\"),\"\",G169/'Cost scenario - input'!$G154),\"\")","v":""},{"$f":"IFERROR(IF(OR(H169=\"\",'Cost scenario - input'!$G154=\"\"),\"\",H169/'Cost scenario - input'!$G154),\"\")","v":""},{"$f":"IFERROR(IF(OR(I169=\"\",'Cost scenario - input'!$G154=\"\"),\"\",I169/'Cost scenario - input'!$G154),\"\")","v":""},{"$f":"IFERROR(IF(OR(J169=\"\",'Cost scenario - input'!$G154=\"\"),\"\",J169/'Cost scenario - input'!$G154),\"\")","v":""},{"$f":"IFERROR(IF(OR(K169=\"\",'Cost scenario - input'!$G154=\"\"),\"\",K169/'Cost scenario - input'!$G154),\"\")","v":""},{"$f":"IFERROR(IF(OR(L169=\"\",'Cost scenario - input'!$G154=\"\"),\"\",L169/'Cost scenario - input'!$G154),\"\")","v":""},{"$f":"IFERROR(IF(OR(M169=\"\",'Cost scenario - input'!$G154=\"\"),\"\",M169/'Cost scenario - input'!$G154),\"\")","v":""},{"$f":"IFERROR(IF(OR(N169=\"\",'Cost scenario - input'!$G154=\"\"),\"\",N169/'Cost scenario - input'!$G154),\"\")","v":""},{"$f":"IFERROR(IF(OR(O169=\"\",'Cost scenario - input'!$G154=\"\"),\"\",O169/'Cost scenario - input'!$G154),\"\")","v":""},{"$f":"IFERROR(IF(OR(P169=\"\",'Cost scenario - input'!$G154=\"\"),\"\",P169/'Cost scenario - input'!$G154),\"\")","v":""},{"$f":"IFERROR(IF(OR(Q169=\"\",'Cost scenario - input'!$G154=\"\"),\"\",Q169/'Cost scenario - input'!$G154),\"\")","v":""},{"$f":"IFERROR(IF(OR(R169=\"\",'Cost scenario - input'!$G154=\"\"),\"\",R169/'Cost scenario - input'!$G154),\"\")","v":""},{"$f":"IFERROR(IF(OR(S169=\"\",'Cost scenario - input'!$G154=\"\"),\"\",S169/'Cost scenario - input'!$G154),\"\")","v":""},{"$f":"IFERROR(IF(OR(T169=\"\",'Cost scenario - input'!$G154=\"\"),\"\",T169/'Cost scenario - input'!$G154),\"\")","v":""},{"$f":"IFERROR(IF(OR(U169=\"\",'Cost scenario - input'!$G154=\"\"),\"\",U169/'Cost scenario - input'!$G154),\"\")","v":""},{"$f":"IFERROR(IF(OR(V169=\"\",'Cost scenario - input'!$G154=\"\"),\"\",V169/'Cost scenario - input'!$G154),\"\")","v":""},{"$f":"IFERROR(IF(OR(W169=\"\",'Cost scenario - input'!$G154=\"\"),\"\",W169/'Cost scenario - input'!$G154),\"\")","v":""}]
[{"$f":"IFERROR('Cost scenario - input'!A155,\"\")","v":""},{"$f":"IFERROR('Cost scenario - input'!B155,\"\")","v":""},{"$f":"IFERROR('Cost scenario - input'!C155,\"\")","v":""},{"$f":"IFERROR(repcalc('Cost scenario - input'!$CY155:$GK155,'Cost scenario - input'!$J155,'Cost scenario - input'!$H155,'Cost scenario - input'!$I155,20,TRUE,TRUE),\"\")","v":""},"","","","","","","","","","","","","","","","","","","",{"$f":"IFERROR(IF(OR(D170=\"\",'Cost scenario - input'!$G155=\"\"),\"\",D170/'Cost scenario - input'!$G155),\"\")","v":""},{"$f":"IFERROR(IF(OR(E170=\"\",'Cost scenario - input'!$G155=\"\"),\"\",E170/'Cost scenario - input'!$G155),\"\")","v":""},{"$f":"IFERROR(IF(OR(F170=\"\",'Cost scenario - input'!$G155=\"\"),\"\",F170/'Cost scenario - input'!$G155),\"\")","v":""},{"$f":"IFERROR(IF(OR(G170=\"\",'Cost scenario - input'!$G155=\"\"),\"\",G170/'Cost scenario - input'!$G155),\"\")","v":""},{"$f":"IFERROR(IF(OR(H170=\"\",'Cost scenario - input'!$G155=\"\"),\"\",H170/'Cost scenario - input'!$G155),\"\")","v":""},{"$f":"IFERROR(IF(OR(I170=\"\",'Cost scenario - input'!$G155=\"\"),\"\",I170/'Cost scenario - input'!$G155),\"\")","v":""},{"$f":"IFERROR(IF(OR(J170=\"\",'Cost scenario - input'!$G155=\"\"),\"\",J170/'Cost scenario - input'!$G155),\"\")","v":""},{"$f":"IFERROR(IF(OR(K170=\"\",'Cost scenario - input'!$G155=\"\"),\"\",K170/'Cost scenario - input'!$G155),\"\")","v":""},{"$f":"IFERROR(IF(OR(L170=\"\",'Cost scenario - input'!$G155=\"\"),\"\",L170/'Cost scenario - input'!$G155),\"\")","v":""},{"$f":"IFERROR(IF(OR(M170=\"\",'Cost scenario - input'!$G155=\"\"),\"\",M170/'Cost scenario - input'!$G155),\"\")","v":""},{"$f":"IFERROR(IF(OR(N170=\"\",'Cost scenario - input'!$G155=\"\"),\"\",N170/'Cost scenario - input'!$G155),\"\")","v":""},{"$f":"IFERROR(IF(OR(O170=\"\",'Cost scenario - input'!$G155=\"\"),\"\",O170/'Cost scenario - input'!$G155),\"\")","v":""},{"$f":"IFERROR(IF(OR(P170=\"\",'Cost scenario - input'!$G155=\"\"),\"\",P170/'Cost scenario - input'!$G155),\"\")","v":""},{"$f":"IFERROR(IF(OR(Q170=\"\",'Cost scenario - input'!$G155=\"\"),\"\",Q170/'Cost scenario - input'!$G155),\"\")","v":""},{"$f":"IFERROR(IF(OR(R170=\"\",'Cost scenario - input'!$G155=\"\"),\"\",R170/'Cost scenario - input'!$G155),\"\")","v":""},{"$f":"IFERROR(IF(OR(S170=\"\",'Cost scenario - input'!$G155=\"\"),\"\",S170/'Cost scenario - input'!$G155),\"\")","v":""},{"$f":"IFERROR(IF(OR(T170=\"\",'Cost scenario - input'!$G155=\"\"),\"\",T170/'Cost scenario - input'!$G155),\"\")","v":""},{"$f":"IFERROR(IF(OR(U170=\"\",'Cost scenario - input'!$G155=\"\"),\"\",U170/'Cost scenario - input'!$G155),\"\")","v":""},{"$f":"IFERROR(IF(OR(V170=\"\",'Cost scenario - input'!$G155=\"\"),\"\",V170/'Cost scenario - input'!$G155),\"\")","v":""},{"$f":"IFERROR(IF(OR(W170=\"\",'Cost scenario - input'!$G155=\"\"),\"\",W170/'Cost scenario - input'!$G155),\"\")","v":""}]
[{"$f":"IFERROR('Cost scenario - input'!A156,\"\")","v":""},{"$f":"IFERROR('Cost scenario - input'!B156,\"\")","v":""},{"$f":"IFERROR('Cost scenario - input'!C156,\"\")","v":""},{"$f":"IFERROR(repcalc('Cost scenario - input'!$CY156:$GK156,'Cost scenario - input'!$J156,'Cost scenario - input'!$H156,'Cost scenario - input'!$I156,20,TRUE,TRUE),\"\")","v":""},"","","","","","","","","","","","","","","","","","","",{"$f":"IFERROR(IF(OR(D171=\"\",'Cost scenario - input'!$G156=\"\"),\"\",D171/'Cost scenario - input'!$G156),\"\")","v":""},{"$f":"IFERROR(IF(OR(E171=\"\",'Cost scenario - input'!$G156=\"\"),\"\",E171/'Cost scenario - input'!$G156),\"\")","v":""},{"$f":"IFERROR(IF(OR(F171=\"\",'Cost scenario - input'!$G156=\"\"),\"\",F171/'Cost scenario - input'!$G156),\"\")","v":""},{"$f":"IFERROR(IF(OR(G171=\"\",'Cost scenario - input'!$G156=\"\"),\"\",G171/'Cost scenario - input'!$G156),\"\")","v":""},{"$f":"IFERROR(IF(OR(H171=\"\",'Cost scenario - input'!$G156=\"\"),\"\",H171/'Cost scenario - input'!$G156),\"\")","v":""},{"$f":"IFERROR(IF(OR(I171=\"\",'Cost scenario - input'!$G156=\"\"),\"\",I171/'Cost scenario - input'!$G156),\"\")","v":""},{"$f":"IFERROR(IF(OR(J171=\"\",'Cost scenario - input'!$G156=\"\"),\"\",J171/'Cost scenario - input'!$G156),\"\")","v":""},{"$f":"IFERROR(IF(OR(K171=\"\",'Cost scenario - input'!$G156=\"\"),\"\",K171/'Cost scenario - input'!$G156),\"\")","v":""},{"$f":"IFERROR(IF(OR(L171=\"\",'Cost scenario - input'!$G156=\"\"),\"\",L171/'Cost scenario - input'!$G156),\"\")","v":""},{"$f":"IFERROR(IF(OR(M171=\"\",'Cost scenario - input'!$G156=\"\"),\"\",M171/'Cost scenario - input'!$G156),\"\")","v":""},{"$f":"IFERROR(IF(OR(N171=\"\",'Cost scenario - input'!$G156=\"\"),\"\",N171/'Cost scenario - input'!$G156),\"\")","v":""},{"$f":"IFERROR(IF(OR(O171=\"\",'Cost scenario - input'!$G156=\"\"),\"\",O171/'Cost scenario - input'!$G156),\"\")","v":""},{"$f":"IFERROR(IF(OR(P171=\"\",'Cost scenario - input'!$G156=\"\"),\"\",P171/'Cost scenario - input'!$G156),\"\")","v":""},{"$f":"IFERROR(IF(OR(Q171=\"\",'Cost scenario - input'!$G156=\"\"),\"\",Q171/'Cost scenario - input'!$G156),\"\")","v":""},{"$f":"IFERROR(IF(OR(R171=\"\",'Cost scenario - input'!$G156=\"\"),\"\",R171/'Cost scenario - input'!$G156),\"\")","v":""},{"$f":"IFERROR(IF(OR(S171=\"\",'Cost scenario - input'!$G156=\"\"),\"\",S171/'Cost scenario - input'!$G156),\"\")","v":""},{"$f":"IFERROR(IF(OR(T171=\"\",'Cost scenario - input'!$G156=\"\"),\"\",T171/'Cost scenario - input'!$G156),\"\")","v":""},{"$f":"IFERROR(IF(OR(U171=\"\",'Cost scenario - input'!$G156=\"\"),\"\",U171/'Cost scenario - input'!$G156),\"\")","v":""},{"$f":"IFERROR(IF(OR(V171=\"\",'Cost scenario - input'!$G156=\"\"),\"\",V171/'Cost scenario - input'!$G156),\"\")","v":""},{"$f":"IFERROR(IF(OR(W171=\"\",'Cost scenario - input'!$G156=\"\"),\"\",W171/'Cost scenario - input'!$G156),\"\")","v":""}]
[{"$f":"IFERROR('Cost scenario - input'!A157,\"\")","v":""},{"$f":"IFERROR('Cost scenario - input'!B157,\"\")","v":""},{"$f":"IFERROR('Cost scenario - input'!C157,\"\")","v":""},{"$f":"IFERROR(repcalc('Cost scenario - input'!$CY157:$GK157,'Cost scenario - input'!$J157,'Cost scenario - input'!$H157,'Cost scenario - input'!$I157,20,TRUE,TRUE),\"\")","v":""},"","","","","","","","","","","","","","","","","","","",{"$f":"IFERROR(IF(OR(D172=\"\",'Cost scenario - input'!$G157=\"\"),\"\",D172/'Cost scenario - input'!$G157),\"\")","v":""},{"$f":"IFERROR(IF(OR(E172=\"\",'Cost scenario - input'!$G157=\"\"),\"\",E172/'Cost scenario - input'!$G157),\"\")","v":""},{"$f":"IFERROR(IF(OR(F172=\"\",'Cost scenario - input'!$G157=\"\"),\"\",F172/'Cost scenario - input'!$G157),\"\")","v":""},{"$f":"IFERROR(IF(OR(G172=\"\",'Cost scenario - input'!$G157=\"\"),\"\",G172/'Cost scenario - input'!$G157),\"\")","v":""},{"$f":"IFERROR(IF(OR(H172=\"\",'Cost scenario - input'!$G157=\"\"),\"\",H172/'Cost scenario - input'!$G157),\"\")","v":""},{"$f":"IFERROR(IF(OR(I172=\"\",'Cost scenario - input'!$G157=\"\"),\"\",I172/'Cost scenario - input'!$G157),\"\")","v":""},{"$f":"IFERROR(IF(OR(J172=\"\",'Cost scenario - input'!$G157=\"\"),\"\",J172/'Cost scenario - input'!$G157),\"\")","v":""},{"$f":"IFERROR(IF(OR(K172=\"\",'Cost scenario - input'!$G157=\"\"),\"\",K172/'Cost scenario - input'!$G157),\"\")","v":""},{"$f":"IFERROR(IF(OR(L172=\"\",'Cost scenario - input'!$G157=\"\"),\"\",L172/'Cost scenario - input'!$G157),\"\")","v":""},{"$f":"IFERROR(IF(OR(M172=\"\",'Cost scenario - input'!$G157=\"\"),\"\",M172/'Cost scenario - input'!$G157),\"\")","v":""},{"$f":"IFERROR(IF(OR(N172=\"\",'Cost scenario - input'!$G157=\"\"),\"\",N172/'Cost scenario - input'!$G157),\"\")","v":""},{"$f":"IFERROR(IF(OR(O172=\"\",'Cost scenario - input'!$G157=\"\"),\"\",O172/'Cost scenario - input'!$G157),\"\")","v":""},{"$f":"IFERROR(IF(OR(P172=\"\",'Cost scenario - input'!$G157=\"\"),\"\",P172/'Cost scenario - input'!$G157),\"\")","v":""},{"$f":"IFERROR(IF(OR(Q172=\"\",'Cost scenario - input'!$G157=\"\"),\"\",Q172/'Cost scenario - input'!$G157),\"\")","v":""},{"$f":"IFERROR(IF(OR(R172=\"\",'Cost scenario - input'!$G157=\"\"),\"\",R172/'Cost scenario - input'!$G157),\"\")","v":""},{"$f":"IFERROR(IF(OR(S172=\"\",'Cost scenario - input'!$G157=\"\"),\"\",S172/'Cost scenario - input'!$G157),\"\")","v":""},{"$f":"IFERROR(IF(OR(T172=\"\",'Cost scenario - input'!$G157=\"\"),\"\",T172/'Cost scenario - input'!$G157),\"\")","v":""},{"$f":"IFERROR(IF(OR(U172=\"\",'Cost scenario - input'!$G157=\"\"),\"\",U172/'Cost scenario - input'!$G157),\"\")","v":""},{"$f":"IFERROR(IF(OR(V172=\"\",'Cost scenario - input'!$G157=\"\"),\"\",V172/'Cost scenario - input'!$G157),\"\")","v":""},{"$f":"IFERROR(IF(OR(W172=\"\",'Cost scenario - input'!$G157=\"\"),\"\",W172/'Cost scenario - input'!$G157),\"\")","v":""}]
[{"$f":"IFERROR('Cost scenario - input'!A158,\"\")","v":""},{"$f":"IFERROR('Cost scenario - input'!B158,\"\")","v":""},{"$f":"IFERROR('Cost scenario - input'!C158,\"\")","v":""},{"$f":"IFERROR(repcalc('Cost scenario - input'!$CY158:$GK158,'Cost scenario - input'!$J158,'Cost scenario - input'!$H158,'Cost scenario - input'!$I158,20,TRUE,TRUE),\"\")","v":""},"","","","","","","","","","","","","","","","","","","",{"$f":"IFERROR(IF(OR(D173=\"\",'Cost scenario - input'!$G158=\"\"),\"\",D173/'Cost scenario - input'!$G158),\"\")","v":""},{"$f":"IFERROR(IF(OR(E173=\"\",'Cost scenario - input'!$G158=\"\"),\"\",E173/'Cost scenario - input'!$G158),\"\")","v":""},{"$f":"IFERROR(IF(OR(F173=\"\",'Cost scenario - input'!$G158=\"\"),\"\",F173/'Cost scenario - input'!$G158),\"\")","v":""},{"$f":"IFERROR(IF(OR(G173=\"\",'Cost scenario - input'!$G158=\"\"),\"\",G173/'Cost scenario - input'!$G158),\"\")","v":""},{"$f":"IFERROR(IF(OR(H173=\"\",'Cost scenario - input'!$G158=\"\"),\"\",H173/'Cost scenario - input'!$G158),\"\")","v":""},{"$f":"IFERROR(IF(OR(I173=\"\",'Cost scenario - input'!$G158=\"\"),\"\",I173/'Cost scenario - input'!$G158),\"\")","v":""},{"$f":"IFERROR(IF(OR(J173=\"\",'Cost scenario - input'!$G158=\"\"),\"\",J173/'Cost scenario - input'!$G158),\"\")","v":""},{"$f":"IFERROR(IF(OR(K173=\"\",'Cost scenario - input'!$G158=\"\"),\"\",K173/'Cost scenario - input'!$G158),\"\")","v":""},{"$f":"IFERROR(IF(OR(L173=\"\",'Cost scenario - input'!$G158=\"\"),\"\",L173/'Cost scenario - input'!$G158),\"\")","v":""},{"$f":"IFERROR(IF(OR(M173=\"\",'Cost scenario - input'!$G158=\"\"),\"\",M173/'Cost scenario - input'!$G158),\"\")","v":""},{"$f":"IFERROR(IF(OR(N173=\"\",'Cost scenario - input'!$G158=\"\"),\"\",N173/'Cost scenario - input'!$G158),\"\")","v":""},{"$f":"IFERROR(IF(OR(O173=\"\",'Cost scenario - input'!$G158=\"\"),\"\",O173/'Cost scenario - input'!$G158),\"\")","v":""},{"$f":"IFERROR(IF(OR(P173=\"\",'Cost scenario - input'!$G158=\"\"),\"\",P173/'Cost scenario - input'!$G158),\"\")","v":""},{"$f":"IFERROR(IF(OR(Q173=\"\",'Cost scenario - input'!$G158=\"\"),\"\",Q173/'Cost scenario - input'!$G158),\"\")","v":""},{"$f":"IFERROR(IF(OR(R173=\"\",'Cost scenario - input'!$G158=\"\"),\"\",R173/'Cost scenario - input'!$G158),\"\")","v":""},{"$f":"IFERROR(IF(OR(S173=\"\",'Cost scenario - input'!$G158=\"\"),\"\",S173/'Cost scenario - input'!$G158),\"\")","v":""},{"$f":"IFERROR(IF(OR(T173=\"\",'Cost scenario - input'!$G158=\"\"),\"\",T173/'Cost scenario - input'!$G158),\"\")","v":""},{"$f":"IFERROR(IF(OR(U173=\"\",'Cost scenario - input'!$G158=\"\"),\"\",U173/'Cost scenario - input'!$G158),\"\")","v":""},{"$f":"IFERROR(IF(OR(V173=\"\",'Cost scenario - input'!$G158=\"\"),\"\",V173/'Cost scenario - input'!$G158),\"\")","v":""},{"$f":"IFERROR(IF(OR(W173=\"\",'Cost scenario - input'!$G158=\"\"),\"\",W173/'Cost scenario - input'!$G158),\"\")","v":""}]
[{"$f":"IFERROR('Cost scenario - input'!A159,\"\")","v":""},{"$f":"IFERROR('Cost scenario - input'!B159,\"\")","v":""},{"$f":"IFERROR('Cost scenario - input'!C159,\"\")","v":""},{"$f":"IFERROR(repcalc('Cost scenario - input'!$CY159:$GK159,'Cost scenario - input'!$J159,'Cost scenario - input'!$H159,'Cost scenario - input'!$I159,20,TRUE,TRUE),\"\")","v":""},"","","","","","","","","","","","","","","","","","","",{"$f":"IFERROR(IF(OR(D174=\"\",'Cost scenario - input'!$G159=\"\"),\"\",D174/'Cost scenario - input'!$G159),\"\")","v":""},{"$f":"IFERROR(IF(OR(E174=\"\",'Cost scenario - input'!$G159=\"\"),\"\",E174/'Cost scenario - input'!$G159),\"\")","v":""},{"$f":"IFERROR(IF(OR(F174=\"\",'Cost scenario - input'!$G159=\"\"),\"\",F174/'Cost scenario - input'!$G159),\"\")","v":""},{"$f":"IFERROR(IF(OR(G174=\"\",'Cost scenario - input'!$G159=\"\"),\"\",G174/'Cost scenario - input'!$G159),\"\")","v":""},{"$f":"IFERROR(IF(OR(H174=\"\",'Cost scenario - input'!$G159=\"\"),\"\",H174/'Cost scenario - input'!$G159),\"\")","v":""},{"$f":"IFERROR(IF(OR(I174=\"\",'Cost scenario - input'!$G159=\"\"),\"\",I174/'Cost scenario - input'!$G159),\"\")","v":""},{"$f":"IFERROR(IF(OR(J174=\"\",'Cost scenario - input'!$G159=\"\"),\"\",J174/'Cost scenario - input'!$G159),\"\")","v":""},{"$f":"IFERROR(IF(OR(K174=\"\",'Cost scenario - input'!$G159=\"\"),\"\",K174/'Cost scenario - input'!$G159),\"\")","v":""},{"$f":"IFERROR(IF(OR(L174=\"\",'Cost scenario - input'!$G159=\"\"),\"\",L174/'Cost scenario - input'!$G159),\"\")","v":""},{"$f":"IFERROR(IF(OR(M174=\"\",'Cost scenario - input'!$G159=\"\"),\"\",M174/'Cost scenario - input'!$G159),\"\")","v":""},{"$f":"IFERROR(IF(OR(N174=\"\",'Cost scenario - input'!$G159=\"\"),\"\",N174/'Cost scenario - input'!$G159),\"\")","v":""},{"$f":"IFERROR(IF(OR(O174=\"\",'Cost scenario - input'!$G159=\"\"),\"\",O174/'Cost scenario - input'!$G159),\"\")","v":""},{"$f":"IFERROR(IF(OR(P174=\"\",'Cost scenario - input'!$G159=\"\"),\"\",P174/'Cost scenario - input'!$G159),\"\")","v":""},{"$f":"IFERROR(IF(OR(Q174=\"\",'Cost scenario - input'!$G159=\"\"),\"\",Q174/'Cost scenario - input'!$G159),\"\")","v":""},{"$f":"IFERROR(IF(OR(R174=\"\",'Cost scenario - input'!$G159=\"\"),\"\",R174/'Cost scenario - input'!$G159),\"\")","v":""},{"$f":"IFERROR(IF(OR(S174=\"\",'Cost scenario - input'!$G159=\"\"),\"\",S174/'Cost scenario - input'!$G159),\"\")","v":""},{"$f":"IFERROR(IF(OR(T174=\"\",'Cost scenario - input'!$G159=\"\"),\"\",T174/'Cost scenario - input'!$G159),\"\")","v":""},{"$f":"IFERROR(IF(OR(U174=\"\",'Cost scenario - input'!$G159=\"\"),\"\",U174/'Cost scenario - input'!$G159),\"\")","v":""},{"$f":"IFERROR(IF(OR(V174=\"\",'Cost scenario - input'!$G159=\"\"),\"\",V174/'Cost scenario - input'!$G159),\"\")","v":""},{"$f":"IFERROR(IF(OR(W174=\"\",'Cost scenario - input'!$G159=\"\"),\"\",W174/'Cost scenario - input'!$G159),\"\")","v":""}]
[{"$f":"IFERROR('Cost scenario - input'!A160,\"\")","v":""},{"$f":"IFERROR('Cost scenario - input'!B160,\"\")","v":""},{"$f":"IFERROR('Cost scenario - input'!C160,\"\")","v":""},{"$f":"IFERROR(repcalc('Cost scenario - input'!$CY160:$GK160,'Cost scenario - input'!$J160,'Cost scenario - input'!$H160,'Cost scenario - input'!$I160,20,TRUE,TRUE),\"\")","v":""},"","","","","","","","","","","","","","","","","","","",{"$f":"IFERROR(IF(OR(D175=\"\",'Cost scenario - input'!$G160=\"\"),\"\",D175/'Cost scenario - input'!$G160),\"\")","v":""},{"$f":"IFERROR(IF(OR(E175=\"\",'Cost scenario - input'!$G160=\"\"),\"\",E175/'Cost scenario - input'!$G160),\"\")","v":""},{"$f":"IFERROR(IF(OR(F175=\"\",'Cost scenario - input'!$G160=\"\"),\"\",F175/'Cost scenario - input'!$G160),\"\")","v":""},{"$f":"IFERROR(IF(OR(G175=\"\",'Cost scenario - input'!$G160=\"\"),\"\",G175/'Cost scenario - input'!$G160),\"\")","v":""},{"$f":"IFERROR(IF(OR(H175=\"\",'Cost scenario - input'!$G160=\"\"),\"\",H175/'Cost scenario - input'!$G160),\"\")","v":""},{"$f":"IFERROR(IF(OR(I175=\"\",'Cost scenario - input'!$G160=\"\"),\"\",I175/'Cost scenario - input'!$G160),\"\")","v":""},{"$f":"IFERROR(IF(OR(J175=\"\",'Cost scenario - input'!$G160=\"\"),\"\",J175/'Cost scenario - input'!$G160),\"\")","v":""},{"$f":"IFERROR(IF(OR(K175=\"\",'Cost scenario - input'!$G160=\"\"),\"\",K175/'Cost scenario - input'!$G160),\"\")","v":""},{"$f":"IFERROR(IF(OR(L175=\"\",'Cost scenario - input'!$G160=\"\"),\"\",L175/'Cost scenario - input'!$G160),\"\")","v":""},{"$f":"IFERROR(IF(OR(M175=\"\",'Cost scenario - input'!$G160=\"\"),\"\",M175/'Cost scenario - input'!$G160),\"\")","v":""},{"$f":"IFERROR(IF(OR(N175=\"\",'Cost scenario - input'!$G160=\"\"),\"\",N175/'Cost scenario - input'!$G160),\"\")","v":""},{"$f":"IFERROR(IF(OR(O175=\"\",'Cost scenario - input'!$G160=\"\"),\"\",O175/'Cost scenario - input'!$G160),\"\")","v":""},{"$f":"IFERROR(IF(OR(P175=\"\",'Cost scenario - input'!$G160=\"\"),\"\",P175/'Cost scenario - input'!$G160),\"\")","v":""},{"$f":"IFERROR(IF(OR(Q175=\"\",'Cost scenario - input'!$G160=\"\"),\"\",Q175/'Cost scenario - input'!$G160),\"\")","v":""},{"$f":"IFERROR(IF(OR(R175=\"\",'Cost scenario - input'!$G160=\"\"),\"\",R175/'Cost scenario - input'!$G160),\"\")","v":""},{"$f":"IFERROR(IF(OR(S175=\"\",'Cost scenario - input'!$G160=\"\"),\"\",S175/'Cost scenario - input'!$G160),\"\")","v":""},{"$f":"IFERROR(IF(OR(T175=\"\",'Cost scenario - input'!$G160=\"\"),\"\",T175/'Cost scenario - input'!$G160),\"\")","v":""},{"$f":"IFERROR(IF(OR(U175=\"\",'Cost scenario - input'!$G160=\"\"),\"\",U175/'Cost scenario - input'!$G160),\"\")","v":""},{"$f":"IFERROR(IF(OR(V175=\"\",'Cost scenario - input'!$G160=\"\"),\"\",V175/'Cost scenario - input'!$G160),\"\")","v":""},{"$f":"IFERROR(IF(OR(W175=\"\",'Cost scenario - input'!$G160=\"\"),\"\",W175/'Cost scenario - input'!$G160),\"\")","v":""}]

{"sheet":"Lives scenario - input","index":4,"n_rows":190,"n_cols":192,"rows_kept":190,"cut":false,"hidden":false,"merged":[[1,3,1,4],[2,5,3,5],[2,6,3,7],[2,8,3,8],[2,3,3,3],[2,4,3,4]]}
[null,"Unit cost - historical"]
[null,"Replacement lives - comparative",null,"Asset lives"]
[null,null,null,"Historical","NEM median","Unit cost","Replacement \nlife",null,"Method","Volume",null,null,null,null,null,null,null,null,null,null,null,null,null,null,null,null,null,null,null,null,null,null,null,null,null,null,null,null,null,null,null,null,null,null,null,null,null,null,null,null,null,null,null,null,null,null,null,null,null,null,null,null,null,null,null,null,null,null,null,null,null,null,null,null,null,null,null,null,null,null,null,null,null,null,null,null,null,null,null,null,null,null,null,null,null,null,null,null,null,null,null,"Replacement Cost (NOT depreciated)"]
[null,null,null,null,null,null,null,null,null,"Installation date",null,null,null,null,null,null,null,null,null,null,null,null,null,null,null,null,null,null,null,null,null,null,null,null,null,null,null,null,null,null,null,null,null,null,null,null,null,null,null,null,null,null,null,null,null,null,null,null,null,null,null,null,null,null,null,null,null,null,null,null,null,null,null,null,null,null,null,null,null,null,null,null,null,null,null,null,null,null,null,null,null,null,null,null,null,null,null,null,null,null,null,"Installation date"]
["ID","Asset group","Asset category",null,null,"$ ('000)","μ","σ","#",2018,2017,2016,2015,2014,2013,2012,2011,2010,2009,2008,2007,2006,2005,2004,2003,2002,2001,2000,1999,1998,1997,1996,1995,1994,1993,1992,1991,1990,1989,1988,1987,1986,1985,1984,1983,1982,1981,1980,1979,1978,1977,1976,1975,1974,1973,1972,1971,1970,1969,1968,1967,1966,1965,1964,1963,1962,1961,1960,1959,1958,1957,1956,1955,1954,1953,1952,1951,1950,1949,1948,1947,1946,1945,1944,1943,1942,1941,1940,1939,1938,1937,1936,1935,1934,1933,1932,1931,1930,1929,1928,null,{"$f":"J5","v":2018},{"$f":"K5","v":2017},2016,2015,2014,2013,2012,2011,2010,2009,2008,2007,2006,2005,2004,2003,2002,2001,2000,1999,1998,1997,1996,1995,1994,1993,1992,1991,1990,1989,1988,1987,1986,1985,1984,1983,1982,1981,1980,1979,1978,1977,1976,1975,1974,1973,1972,1971,1970,1969,1968,1967,1966,1965,1964,1963,1962,1961,1960,1959,1958,1957,1956,1955,1954,{"$f":"BW5","v":1953},1952,1951,1950,1949,1948,1947,1946,1945,1944,1943,1942,1941,1940,1939,1938,1937,1936,1935,1934,1933,1932,1931,1930,1929,1928]
[1,"OVERHEAD CONDUCTORS","˂ = 1 kv",64.478983148742756,74.112411996723409,81.18019924670412,74.112411996723409,8.6088566021698494,2,46.667499999999997,67.3964,71.1601,77.876800000000003,77.506,78.701499999999996,83.133399999999995,105.5129,119.8261,105.65689999999999,89.085800000000006,85.421300000000002,99.774699999999996,110.95780000000001,99.551900000000003,88.130799999999994,103.0074,116.03400000000001,125.6331,130.80539999999999,114.7118,103.61150000000001,96.489000000000004,84.625399999999999,75.609099999999998,92.576899999999995,120.771,116.0757,86.914400000000001,87.552099999999996,108.2158,114.0675,106.7807,98.546000000000006,100.2735,84.000399999999999,75.091399999999993,87.538300000000007,82.786100000000005,84.355900000000005,83.540199999999999,73.453999999999994,44.784999999999997,27.270099999999999,56.3414,71.069000000000003,97.989699999999999,109.42919999999999,84.696200000000005,76.416200000000003,77.173900000000003,69.159499999999994,50.1083,43.174399999999999,36.215699999999998,30.703700000000001,26.241800000000001,15.8855,9.6920999999999999,6.0083000000000002,4.8666,3.6791999999999998,2.0463,0.78669999999999995,0.71450000000000002,0.1973,0,0,0,0,0,0,0,0,0,0,0,0,0,0,0,0,0,0,0,0,0,0,0,0,0,null,{"$f":"IFERROR($F6*J6,\"\")","v":3788.4769483455643},{"$f":"IFERROR($F6*K6,\"\")","v":5471.2531805105691},5776.7910964153898,6322.0541406957273,6291.9525228150496,6389.0034510144842,6748.7859760559522,8565.5582450975671,9727.5066729554928,8577.2481937890916,7232.0029940520344,6934.5181539124869,8099.7300257801289,9007.5763119759467,8081.6430773879638,7154.4759037714311,8362.1612558849502,{"$f":"IFERROR($F6*AA6,\"\")","v":9419.6632393920663},10198.920089981104,10618.80843454483,9312.3267799480727,8411.2022142498845,7832.9962451152342,6869.9068333320347,6137.9618028639761,7515.4111876422021,9804.2138432237025,9423.0484537006541,7055.7283094077402,7107.4969224673632,8784.9802056414846,9260.0223775734212,8668.4785017025388,{"$f":"IFERROR($F6*AQ6,\"\")","v":7999.9839149657046},8140.2227091643854,6819.1692088028449,6095.9348137139568,7106.3766357177601,6720.5920928575724,6848.0287696350488,6781.8100811095119,5963.0103554674042,3635.6552232636436,2213.7921514775458,4573.8060778382551,5769.3955802640157,7954.8233701247627,8883.4842594074344,6875.6543914387021,{"$f":"IFERROR($F6*BG6,\"\")","v":6203.4823416759918},6264.9925786452195,5614.3819898024331,4067.8017779136239,3504.9063943569022,2939.9977418588624,2492.5324836110294,2130.3145525921605,1289.5880551335183,786.80660911898099,487.7549911339724,395.07155765401029,298.67818906847378,166.11904171853064,63.864462747382127,58.003252361770095,{"$f":"IFERROR($F6*BW6,\"\")","v":16.016853311374724},0,0,0,0,0,0,0,0,0,0,0,0,0,0,0,{"$f":"IFERROR($F6*CM6,\"\")","v":0},0,0,0,0,0,0,0,0,0]
[1,"OVERHEAD CONDUCTORS","˃ 11 kv & < = 22 kv ; multiple-phase",66.538560882227401,72.53654531847539,155.785084187358,72.53654531847539,8.5168389275878287,2,88.364199999999997,103.822,65.321299999999994,111.124,103.69199999999999,75.492999999999995,102.0158,133.14789999999999,118.072,79.368799999999993,64.064599999999999,68.098100000000002,82.974999999999994,97.046800000000005,94.342600000000004,94.79,111.10339999999999,172.434,163.07060000000001,124.5643,130.80449999999999,168.5675,198.18209999999999,188.12119999999999,153.1097,136.8442,192.23410000000001,200.51920000000001,171.5701,181.31030000000001,220.02119999999999,242.995,233.66669999999999,204.4068,194.33869999999999,174.316,166.71080000000001,215.4238,215.3295,218.43369999999999,238.35489999999999,214.63,141.79470000000001,94.762100000000004,169.0232,190.50729999999999,253.30539999999999,322.66699999999997,273.5813,194.04859999999999,193.79650000000001,189.67429999999999,126.12,154.6448,186.15309999999999,240.85069999999999,221.4177,107.4663,32.0578,27.847000000000001,27.416599999999999,0.66749999999999998,82.272900000000007,81.892499999999998,0.28710000000000002,0,0,0,0,0,0,0,0,0,0,0,0,0,0,0,0,0,0,0,0,0,0,0,0,0,0,null,{"$f":"IFERROR($F7*J7,\"\")","v":13765.824336148538},16173.919010499882,10176.084219727667,17311.461695235968,16153.666949555523,11760.683360556217,15892.539991440675,20742.456810869924,18393.856460169733,12364.475189849578,9980.3091044294142,10608.668241499125,12926.267360446029,15118.443908113695,14697.16988345424,14766.868130119665,17308.252522501709,26862.645206762889,25403.967149482982,19405.259962239317,20377.390044585267,26260.302178752467,30873.815132927401,29306.47697942681,23852.207504401125,21318.285217551656,29947.205452180999,31237.900453181675,26728.062472533431,28245.440349535136,34276.021165003527,37854.996532107056,36401.786531282123,31843.53054646845,30275.070740361709,27155.832735203498,25971.056012941801,33559.814818960571,33545.124285521706,34028.712343856096,37132.138162969291,33436.152619132648,22089.49927682117,14762.521726270837,26331.29344161665,29678.195768806265,39461.203064112393,50266.70575948224,42619.885852586842,30229.877487438956,30190.604067715325,29548.426793678194,19647.614817709589,24091.353187137142,28999.876355237669,37520.946576084105,34493.575035071175,16741.646592803871,4994.1270718614851,4338.1472393653585,4271.097339131119,103.98654369506146,12816.890652838087,12757.630006813215,44.725897670190484,0,0,0,0,0,0,0,0,0,0,0,0,0,0,0,0,0,0,0,0,0,0,0,0,0,0]
[1,"OVERHEAD CONDUCTORS","˃ 11 kv & < = 22 kv ; single-phase",67.408715838304076,71.58334210755838,88.558296427608155,71.58334210755838,8.460693949526739,2,9.5355000000000008,16.661899999999999,9.6968999999999994,6.4128999999999996,8.9467999999999996,13.13,13.086399999999999,18.3292,28.298500000000001,11.8483,9.2172000000000001,11.395,12.2387,20.191199999999998,24.128599999999999,18.909500000000001,18.441700000000001,31.818000000000001,36.432499999999997,34.588999999999999,36.990900000000003,39.851799999999997,42.405900000000003,52.105400000000003,59.499600000000001,60.302599999999998,59.821899999999999,57.744500000000002,56.976999999999997,58.395400000000002,61.344299999999997,66.121300000000005,66.299099999999996,66.580799999999996,56.475700000000003,35.8018,40.3855,48.750300000000003,50.6736,52.101300000000002,45.907400000000003,48.148299999999999,34.313400000000001,13.3614,29.413599999999999,32.763399999999997,42.7271,53.602400000000003,34.544800000000002,21.916499999999999,76.437100000000001,79.427099999999996,23.258299999999998,23.3611,23.1951,26.948499999999999,26.2637,13.3429,3.5297999999999998,1.7330000000000001,1.0106999999999999,0,3.0121000000000002,3.0121000000000002,0,0,0,0,0,0,0,0,0,0,0,0,0,0,0,0,0,0,0,0,0,0,0,0,0,0,0,null,844.44763558545765,1475.5494792471643,858.74094462887342,567.91549916060831,792.31336647852459,1162.7704320944952,1158.9092903702513,1623.2027268809154,2506.0669514566694,1049.2652635632296,816.2595298325499,1009.1217877925949,1083.8384224885679,1788.0982748291217,2136.7877111831858,1674.5931062978566,1633.1655352290213,2817.7478757336362,3226.400134598834,3063.1429151345383,3275.8510873240107,3529.2075175737546,3755.3942624795091,4614.3654586790944,5269.1832141241139,5340.2955261554835,5297.7255530627326,5113.7545480640192,5045.78605555583,5171.3971432087492,5432.5467035441225,5855.5896855788078,5871.3353506836356,5896.282222787293,5001.3917815566701,3170.5464170419418,3576.4710803771691,4317.2435183348261,4487.5676898540451,4614.0023696637409,4065.4811374207789,4263.9314238854058,3038.7362486390898,1183.2628218878435,2604.8183078030952,2901.4708891762966,3783.8391872920565,4746.937228431224,3059.2286384324384,1940.8879036556741,6769.1393598667273,7033.9286661852757,2059.7154258022388,2068.819218674997,2054.118541468014,2386.5132512793984,2325.8685298857722,1181.6244934039328,312.59307473017122,153.47152770904495,89.505870199383551,0,266.74644466959853,266.74644466959853,0,0,0,0,0,0,0,0,0,0,0,0,0,0,0,0,0,0,0,0,0,0,0,0,0,0,0]
[1,"OVERHEAD CONDUCTORS","˃ 11 kv & < = 22 kv ; swer",67.072265967321314,73.07983216564503,88.100442058396212,73.07983216564503,8.5486742928740149,2,0.54820000000000002,21.3995,0,1.2301,0,2.4007999999999998,3.5646,2.4498000000000002,0.52880000000000005,8.8900000000000007E-2,0,6.5799999999999997E-2,2.093,2.0272000000000001,0.1573,0.16259999999999999,0.45250000000000001,1.2296,1.2659,3.0752999999999999,4.4202000000000004,5.3651999999999997,3.5577999999999999,5.3162000000000003,6.5948000000000002,6.3963999999999999,7.4282000000000004,4.2708000000000004,4.4269999999999996,5.9260000000000002,5.6677,8.4719999999999995,16.6083,19.7789,16.959800000000001,10.8786,3.6383000000000001,4.6806000000000001,6.7484000000000002,7.4523999999999999,7.2755999999999998,13.456200000000001,16.729399999999998,13.633100000000001,22.113,19.7211,10.4314,10.5319,12.336600000000001,7.1345999999999998,15.6966,23.109500000000001,11.971500000000001,13.6662,12.0288,15.117800000000001,16.9635,22.258700000000001,18.161100000000001,0,0,0,0,0,0,0,0,0,0,0,0,0,0,0,0,0,0,0,0,0,0,0,0,0,0,0,0,0,0,0,0,null,48.296662336412808,1885.3054098286498,0,108.37235377603318,0,211.51154129379762,314.04283576135913,215.82846295465905,46.587513760479922,7.8321292989914237,0,5.7970090874424702,184.39422522822326,178.5972161407808,13.858199535785724,14.325131878695224,39.865450031424288,108.32830355500398,111.52634960172377,270.93528946218584,389.42157398652296,472.67649173170736,313.44375275536203,468.35957007084596,581.00479528671133,563.52566758232547,654.42770369817879,376.25936794299855,390.02065699252,522.08321963805599,499.32687545437221,746.38694511873268,1463.1985718384617,1742.5298334288129,1494.1658772219882,958.40946897646904,320.53583834106297,412.36292909852932,594.53702318688102,656.55973439599188,640.98357624006746,1185.4971684261911,1473.8675353717335,1201.0821366263215,1948.1650752373155,1737.4376278778375,919.01095128795419,927.86504571482305,1086.8599134976107,628.56141390983362,1382.8773988138221,2035.9571657485074,1054.6944421020903,1203.9982612584542,1059.7425974320363,1331.8848629504223,1494.4918488576041,1961.001309645224,1600.0009382667395,0,0,0,0,0,0,0,0,0,0,0,0,0,0,0,0,0,0,0,0,0,0,0,0,0,0,0,0,0,0,0,0]
[1,"OVERHEAD CONDUCTORS","> 1 kv & < = 11 kv",68.375119501911385,75.201418114363008,96.002971172605697,75.201418114363008,8.6718751210083163,2,6.1753,16.6252,9.8977000000000004,9.3865999999999996,12.4886,12.6935,17.444700000000001,30.603000000000002,21.035299999999999,17.602799999999998,15.850300000000001,16.654900000000001,16.197700000000001,21.7577,29.350899999999999,26.117000000000001,20.422000000000001,51.129199999999997,53.756500000000003,28.381499999999999,39.425600000000003,48.986699999999999,46.8063,55.604300000000002,52.526400000000002,53.490099999999998,75.649199999999993,81.102000000000004,73.307100000000005,73.971699999999998,88.578699999999998,127.0467,122.0137,92.828599999999994,100.0266,80.342500000000001,64.011300000000006,84.096699999999998,88.951700000000002,77.197400000000002,77.832700000000003,80.722800000000007,58.066000000000003,42.247,57.589799999999997,57.676499999999997,80.968599999999995,115.3135,107.75620000000001,59.8568,49.205800000000004,54.075699999999998,22.130299999999998,16.8109,23.504999999999999,27.805199999999999,23.744599999999998,14.105600000000001,8.5974000000000004,4.9283000000000001,5.4789000000000003,4.0492999999999997,14.052300000000001,13.238899999999999,1.6923999999999999,0.74050000000000005,0,0,0,0,0,0,0,0,0,0,0,0,0,0,0,0,0,0,0,0,0,0,0,0,0,null,592.84714788219196,1596.0685963388041,950.20860777509949,901.14148920878063,1198.9427057862035,1218.6137145794705,1674.7430312147546,2937.9789267952524,2019.4512995071125,1689.9211009571434,1521.6758939771521,1598.9198845826309,1555.0273261625155,2088.8038458822029,2817.7736065900326,2507.3095981149431,1960.5726772869536,4908.5551136783906,5160.7837198401785,2724.7083263353084,3784.9747402626836,4702.8687479410837,4493.5438695963339,5338.1780099729194,5042.6904650007564,5135.2085283197957,7262.5479668306825,7786.0329680406676,7037.6994080473232,7101.5029826886366,8503.8183826068889,12196.860677674684,11713.677723762959,8911.8214097933451,9602.850796293762,7713.1187114350732,6145.2749886210158,8073.5330658112698,8539.6274908542709,7411.1797668001109,7472.1704543860678,7749.6286413720154,5574.5085241085226,4055.8375231290729,5528.7919092361271,5537.1153668367924,7773.2261716862413,11070.438616312267,10344.915362269534,5746.4306448844245,4723.9029989250021,5191.4278682384738,2124.5745529411156,1613.8963480855571,2256.5498374120966,2669.3818140485359,2279.5521493050533,1354.1795101723069,825.37594435936023,473.13144282995268,525.99067875758942,388.74483116923221,1349.062551808807,1270.9737350570094,162.47542841251789,71.090200153314527,0,0,0,0,0,0,0,0,0,0,0,0,0,0,0,0,0,0,0,0,0,0,0,0,0]
[1,"OVERHEAD CONDUCTORS","> 22 kv & < = 66 kv",85.83007842803903,85.517964234053835,56.533349023678674,85.83007842803903,9.2644524084286299,2,5.3100000000000001E-2,0,0,0,0,0,0.1152,0,0,0,0,0,0,0,0,0,0,0,0,0,0,0,0,0,0,0,0,0,5.0663999999999998,5.4505999999999997,0.38419999999999999,0.92020000000000002,0.92020000000000002,0,3.3115999999999999,3.3892000000000002,7.7600000000000002E-2,0,0.1237,4.9316000000000004,4.9200999999999997,0.11219999999999999,0,1.7823,2.4956,1.9596,1.341,0.44379999999999997,6.5675999999999997,8.8969000000000005,4.7107000000000001,7.2549999999999999,10.8215,9.2475000000000005,4.5243000000000002,0.87560000000000004,1.4026000000000001,6.1394000000000002,8.6830999999999996,6.0076000000000001,2.7526000000000002,2.9590000000000001,4.0789999999999997,4.8239000000000001,3.6953999999999998,1.2879,0.60509999999999997,0,0,0,0,0,0,0,0,0,0,0,0,0,0,0,0,0,0,0,0,0,0,0,0,null,3.0019208331573375,0,0,0,0,0,6.5126418075277828,0,0,0,0,0,0,0,0,0,0,0,0,0,0,0,0,0,0,0,0,0,286.42055949356563,308.14067218846299,21.720112694897345,52.021987771589117,52.021987771589117,0,187.2158386268143,191.60282651105177,4.386987884237465,0,6.9931752742290527,278.79986404517376,278.14973053140142,6.3430417604567468,0,100.7593879649025,141.0846258234925,110.78275074680073,75.811221040753097,25.089500296708593,371.28842304791203,502.97155292876681,266.31164724584312,410.14944716678878,611.77563645973885,522.79214509646852,255.77383098782943,49.500600405133049,79.293675340611713,347.08084299597289,490.88472290750428,339.62974759465203,155.61369652257792,167.28217976106521,230.5995306675853,272.71122235532357,208.91333798210215,72.809300207595768,34.208329494227961,0,0,0,0,0,0,0,0,0,0,0,0,0,0,0,0,0,0,0,0,0,0,0,0]
[2,"POLES","˂ = 1 kv ; concrete",74.063941488638221,59.426244521115471,6.5428795514082836,74.063941488638221,8.6060409880872761,2,8,4,4,10,3,3,4,5,3,3,3,1,4,4,0,0,0,0,0,1,1,1,1,0,1,2,3,4,4,14,14,6,17,17,7,3,6,15,14,6,10,17,18,17,30,33,51,99,125,180,188,168,246,373,318,222,272,306,246,168,150,118,72,37,17,2,1,0,0,0,0,0,0,0,0,0,0,0,0,0,0,0,0,0,0,0,0,0,0,0,0,null,52.343036411266269,26.171518205633134,26.171518205633134,65.428795514082836,19.628638654224851,19.628638654224851,26.171518205633134,32.714397757041418,19.628638654224851,19.628638654224851,19.628638654224851,6.5428795514082836,26.171518205633134,26.171518205633134,0,0,0,0,0,6.5428795514082836,6.5428795514082836,6.5428795514082836,6.5428795514082836,0,6.5428795514082836,13.085759102816567,19.628638654224851,26.171518205633134,26.171518205633134,91.60031371971597,91.60031371971597,39.257277308449702,111.22895237394081,111.22895237394081,45.800156859857985,19.628638654224851,39.257277308449702,98.143193271124261,91.60031371971597,39.257277308449702,65.428795514082836,111.22895237394081,117.7718319253491,111.22895237394081,196.28638654224852,215.91502519647335,333.68685712182247,647.74507558942003,817.8599439260355,1177.718319253491,1230.0613556647572,1099.2037646365916,1609.5483696464378,2440.4940726752898,2080.6356973478341,1452.5192604126389,1779.663237983053,2002.1211427309347,1609.5483696464378,1099.2037646365916,981.43193271124255,772.05978706617748,471.08732770139642,242.08654340210649,111.22895237394081,13.085759102816567,6.5428795514082836,0,0,0,0,0,0,0,0,0,0,0,0,0,0,0,0,0,0,0,0,0,0,0,0]
[2,"POLES","˂ = 1 kv ; steel",46.97220887578829,60.063101444929792,6.4690900702586047,60.063101444929792,7.7500388028015568,2,266,303,501,522,382,276,417,593,712,893,900,895,1025,1057,854,529,319,504,451,154,101,68,64,49,36,31,20,29,41,71,76,51,37,9,9,15,9,18,24,13,4,4,4,7,12,10,8,8,8,14,9,8,6,4,5,7,5,1,1,0,0,0,0,0,0,0,0,0,0,0,0,0,0,0,0,0,0,0,0,0,0,0,0,0,0,0,0,0,0,0,0,null,1720.7779586887889,1960.1342912883572,3241.014125199561,3376.8650166749917,2471.1924068387871,1785.468859391375,2697.6105592978383,3836.1704116633528,4605.9921300241267,5776.8974327409342,5822.1810632327442,5789.8356128814512,6630.8173220150702,6837.8282042633455,5524.6029200008488,3422.1486471668018,2063.6397324124951,3260.4213954103366,2917.5596216866306,996.23987081982511,653.37809709611906,439.89812477758511,414.0217644965507,316.98541344267164,232.88724252930976,200.54179217801675,129.3818014051721,187.60361203749954,265.23269288060277,459.30539498836094,491.65084533965398,329.92359358318885,239.35633259956836,58.22181063232744,58.22181063232744,97.036351053879073,58.22181063232744,116.44362126465488,155.25816168620651,84.098170913361855,25.876360281034419,25.876360281034419,25.876360281034419,45.283630491810236,77.629080843103253,64.690900702586049,51.752720562068838,51.752720562068838,51.752720562068838,90.567260983620471,58.22181063232744,51.752720562068838,38.814540421551627,25.876360281034419,32.345450351293024,45.283630491810236,32.345450351293024,6.4690900702586047,6.4690900702586047,0,0,0,0,0,0,0,0,0,0,0,0,0,0,0,0,0,0,0,0,0,0,0,0,0,0,0,0,0,0,0,0]
[2,"POLES","˂ = 1 kv ; wood",61.123596823032365,71.762935056786844,5.7523718118682927,71.762935056786844,8.4713006708997671,2,452,509,500,597,642,506,640,801,960,846,713,676,813,876,760,684,775,897,907,1000,901,786,727,669,774,1108,1603,1328,777,1014,1406,1339,945,833,1084,1104,1040,1056,883,898,956,936,584,278,569,806,1287,1553,1364,1165,1095,1176,927,690,676,691,519,253,127,53,15,2,1,0,0,0,0,0,0,0,0,0,0,0,0,0,0,0,0,0,0,0,0,0,0,0,0,0,0,0,0,null,2600.0720589644684,2927.9572522409608,2876.1859059341464,3434.1659716853706,3693.0227032194439,2910.7001368053561,3681.5179595957075,4607.6498213065024,5522.2769393935614,4866.5065528405758,4101.4411018620931,3888.6033448229659,4676.6782830489219,5039.077707196624,4371.8025770199029,3934.6223193179121,4458.088154197927,5159.8775152458584,5217.4012333645414,5752.3718118682928,5182.8870024933321,4521.3642441284783,4181.974307228249,3848.336742139888,4452.3357823860588,6373.6279675500682,9221.0520144248731,7639.1497661610929,4469.5928978216634,5832.9050172344487,8087.8347674868191,7702.4258560916442,5435.9913622155364,4791.725719286288,6235.5710440652292,6350.6184803025953,5982.4666843430241,6074.5046333329174,5079.3443098797025,5165.6298870577266,5499.2674521460876,5384.2200159087224,3359.3851381310828,1599.1593636993853,3273.0995609530587,4636.4116803658435,7403.3025218744924,8933.4334238314586,7846.2351513883514,6701.513160826561,6298.8471339957805,6764.7892507571123,5332.4486696019076,3969.1365501891219,3888.6033448229659,3974.8889220009901,2985.4809703596438,1455.3500684026781,730.55122010727314,304.87570602901951,86.285577178024397,11.504743623736585,5.7523718118682927,0,0,0,0,0,0,0,0,0,0,0,0,0,0,0,0,0,0,0,0,0,0,0,0,0,0,0,0]
[2,"POLES","˃ 11 kv & < = 22 kv ; concrete",72.453792594351484,53.086576274097638,11.419448648027616,72.453792594351484,8.5119793581958056,2,14,12,9,1,213,10,7,5,2,2,8,7,6,10,5,0,2,8,16,30,25,11,8,1,1,1,4,3,2,2,1,1,1,1,5,8,3,1,21,25,8,3,0,0,0,0,10,36,31,30,62,56,35,30,18,36,49,24,8,74,79,10,2,0,0,0,0,0,0,0,0,0,0,0,0,0,0,0,0,0,0,0,0,0,0,0,0,0,0,0,0,null,159.87228107238664,137.03338377633139,102.77503783224854,11.419448648027616,2432.3425620298822,114.19448648027617,79.936140536193321,57.097243240138084,22.838897296055233,22.838897296055233,91.355589184220932,79.936140536193321,68.516691888165695,114.19448648027617,57.097243240138084,0,22.838897296055233,91.355589184220932,182.71117836844186,342.58345944082851,285.48621620069042,125.61393512830378,91.355589184220932,11.419448648027616,11.419448648027616,11.419448648027616,45.677794592110466,34.258345944082848,22.838897296055233,22.838897296055233,11.419448648027616,11.419448648027616,11.419448648027616,11.419448648027616,57.097243240138084,91.355589184220932,34.258345944082848,11.419448648027616,239.80842160857995,285.48621620069042,91.355589184220932,34.258345944082848,0,0,0,0,114.19448648027617,411.10015132899417,354.00290808885609,342.58345944082851,708.00581617771218,639.48912428954657,399.68070268096659,342.58345944082851,205.55007566449709,411.10015132899417,559.55298375335326,274.06676755266278,91.355589184220932,845.03919995404362,902.13644319418165,114.19448648027617,22.838897296055233,0,0,0,0,0,0,0,0,0,0,0,0,0,0,0,0,0,0,0,0,0,0,0,0,0,0,0,0]
[2,"POLES","˃ 11 kv & < = 22 kv ; steel",72.453792594351484,39.469917131452682,11.419448648027616,72.453792594351484,8.5119793581958056,2,11,53,5,16,11,54,21,159,240,110,135,150,31,5,31,52,21,21,88,82,6,6,0,0,7,8,18,24,0,0,0,0,15,25,9,0,0,0,0,35,61,49,26,47,57,22,62,89,66,0,0,27,42,200,206,58,36,7,5,82,82,5,5,0,0,0,0,0,0,0,0,0,0,0,0,0,0,0,0,0,0,0,0,0,0,0,0,0,0,0,0,null,125.61393512830378,605.2307783454637,57.097243240138084,182.71117836844186,125.61393512830378,616.65022699349129,239.80842160857995,1815.6923350363911,2740.667675526628,1256.1393512830377,1541.6255674837282,1712.9172972041424,354.00290808885609,57.097243240138084,354.00290808885609,593.81132969743601,239.80842160857995,239.80842160857995,1004.9114810264302,936.39478913826451,68.516691888165695,68.516691888165695,0,0,79.936140536193321,91.355589184220932,205.55007566449709,274.06676755266278,0,0,0,0,171.29172972041425,285.48621620069042,102.77503783224854,0,0,0,0,399.68070268096659,696.58636752968459,559.55298375335326,296.905664848718,536.71408645729798,650.90857293757415,251.22787025660756,708.00581617771218,1016.3309296744578,753.68361076982274,0,0,308.32511349674564,479.6168432171599,2283.8897296055234,2352.4064214936889,662.32802158560173,411.10015132899417,79.936140536193321,57.097243240138084,936.39478913826451,936.39478913826451,57.097243240138084,57.097243240138084,0,0,0,0,0,0,0,0,0,0,0,0,0,0,0,0,0,0,0,0,0,0,0,0,0,0,0,0]
[2,"POLES","˃ 11 kv & < = 22 kv ; wood",60.949913350927687,72.937291931477375,5.8875650818466481,72.937291931477375,8.5403332447555798,2,1184,1484,1324,1744,1666,1722,1759,2121,2625,2304,1925,2003,2257,2430,2172,1824,2090,2280,2341,2661,2820,3132,3134,2479,2058,2310,2537,2328,1955,2069,2464,2683,2633,2393,2317,1890,1614,1840,1779,1935,1974,1854,1143,692,1705,1874,2348,2894,2356,2317,2567,2502,2002,2038,2007,1886,1607,787,319,72,2,1,0,0,1,1,0,0,0,0,0,0,0,0,0,0,0,0,0,0,0,0,0,0,0,0,0,0,0,0,0,null,6970.8770569064309,8737.1465814604253,7795.136168364962,10267.913502740554,9808.6834263565161,10138.387070939927,10356.226978968254,12487.525538596741,15454.858339847451,13564.949948574676,11333.562782554798,11792.792858938836,13288.234389727884,14306.783148887354,12787.791357770919,10738.918709288286,12305.011021059494,13423.648386610357,13782.789856603003,15666.81068279393,16602.933530807546,18439.8538363437,18451.628966507396,14595.273837897841,12116.608938440402,13600.275339065756,14936.752612644947,13706.251510538998,11510.189735010197,12181.372154340715,14506.960361670141,15796.337114594557,15501.958860502224,14088.943240859029,13641.488294638684,11127.498004690166,9502.5300421004904,10833.119750597833,10473.978280605186,11392.438433373263,11622.053471565283,10915.545661743685,6729.4868885507185,4074.1950366378805,10038.298464548536,11033.296963380619,13824.00281217593,17038.6133468642,13871.103332830702,13641.488294638684,15113.379565100346,14730.687834780314,11786.905293856989,11998.857636803468,11816.343119266223,11103.947744362778,9461.3170865275642,4633.5137194133122,1878.1332611090806,423.90468589295864,11.775130163693296,5.8875650818466481,0,0,5.8875650818466481,5.8875650818466481,0,0,0,0,0,0,0,0,0,0,0,0,0,0,0,0,0,0,0,0,0,0,0,0,0]
[2,"POLES","> 1 kv & < = 11 kv ; concrete",87.135406657102678,54.008139631117032,6.4600913530452599,87.135406657102678,9.3346347897013455,2,0,0,1,3,3,2,3,4,4,3,1,1,1,0,0,1,1,1,1,1,1,1,1,1,2,2,0,2,6,11,14,19,19,13,13,8,2,7,8,4,1,1,2,1,2,7,15,30,32,22,55,73,66,91,80,62,77,93,93,87,73,62,44,19,25,17,0,0,0,0,0,0,0,0,0,0,0,0,0,0,0,0,0,0,0,0,0,0,0,0,0,null,0,0,6.4600913530452599,19.380274059135779,19.380274059135779,12.92018270609052,19.380274059135779,25.84036541218104,25.84036541218104,19.380274059135779,6.4600913530452599,6.4600913530452599,6.4600913530452599,0,0,6.4600913530452599,6.4600913530452599,6.4600913530452599,6.4600913530452599,6.4600913530452599,6.4600913530452599,6.4600913530452599,6.4600913530452599,6.4600913530452599,12.92018270609052,12.92018270609052,0,12.92018270609052,38.760548118271558,71.061004883497858,90.441278942633645,122.74173570785995,122.74173570785995,83.981187589588373,83.981187589588373,51.68073082436208,12.92018270609052,45.220639471316822,51.68073082436208,25.84036541218104,6.4600913530452599,6.4600913530452599,12.92018270609052,6.4600913530452599,12.92018270609052,45.220639471316822,96.901370295678902,193.8027405913578,206.72292329744832,142.12200976699572,355.30502441748928,471.58666877230399,426.36602930098718,587.86831312711865,516.80730824362081,400.52566388880609,497.42703418448502,600.78849583320914,600.78849583320914,562.02794771493757,471.58666877230399,400.52566388880609,284.24401953399143,122.74173570785995,161.5022838261315,109.82155300176942,0,0,0,0,0,0,0,0,0,0,0,0,0,0,0,0,0,0,0,0,0,0,0,0,0]
[2,"POLES","> 1 kv & < = 11 kv ; steel",65.801399126884988,57.499727857639414,6.5783602078492889,65.801399126884988,8.1118061568854678,2,5,5,0,5,3,3,5,23,23,3,5,13,10,8,8,0,0,0,0,0,0,0,0,0,0,16,15,4,6,60,61,16,7,12,13,4,0,12,11,9,6,4,4,12,14,0,0,9,13,0,0,0,4,3,0,0,0,13,10,0,10,10,0,0,0,0,0,0,0,0,0,0,0,0,0,0,0,0,0,0,0,0,0,0,0,0,0,0,0,0,0,null,32.891801039246445,32.891801039246445,0,32.891801039246445,19.735080623547866,19.735080623547866,32.891801039246445,151.30228478053365,151.30228478053365,19.735080623547866,32.891801039246445,85.518682702040749,65.783602078492891,52.626881662794311,52.626881662794311,0,0,0,0,0,0,0,0,0,0,105.25376332558862,98.675403117739336,26.313440831397156,39.470161247095731,394.70161247095734,401.27997267880664,105.25376332558862,46.048521454945025,78.940322494191463,85.518682702040749,26.313440831397156,0,78.940322494191463,72.361962286342177,59.205241870643597,39.470161247095731,26.313440831397156,26.313440831397156,78.940322494191463,92.09704290989005,0,0,59.205241870643597,85.518682702040749,0,0,0,26.313440831397156,19.735080623547866,0,0,0,85.518682702040749,65.783602078492891,0,65.783602078492891,65.783602078492891,0,0,0,0,0,0,0,0,0,0,0,0,0,0,0,0,0,0,0,0,0,0,0,0,0,0,0,0,0]
[2,"POLES","> 1 kv & < = 11 kv ; wood",63.203008396332848,75.947656666223466,5.8728148441806276,75.947656666223466,8.714795273913408,2,163,316,200,254,361,286,361,519,659,623,602,511,468,560,588,504,509,485,443,523,628,686,671,678,560,679,987,966,767,843,1045,1177,1112,901,902,745,589,669,656,648,621,593,382,251,511,612,852,1003,745,688,1034,962,439,275,249,304,248,74,29,2,1,1,1,1,1,0,0,0,0,0,0,0,0,0,0,0,0,0,0,0,0,0,0,0,0,0,0,0,0,0,0,null,957.26881960144226,1855.8094907610782,1174.5629688361255,1491.6949704218794,2120.0861587492068,1679.6250454356596,2120.0861587492068,3047.9909041297456,3870.1849823150337,3658.7636479245311,3535.434536196738,3001.0083853763008,2748.4773470765335,3288.7763127411513,3453.2151283782091,2959.8986814670361,2989.2627556879393,2848.3151994276045,2601.6569759720182,3071.4821635064682,3688.1277221454343,4028.7509831079105,3940.6587604452011,3981.7684643544653,3288.7763127411513,3987.6412791986463,5796.4682512062791,5673.139139478486,4504.4489854865415,4950.7829136442688,6137.0915121687558,6912.3030716005987,6530.5701067288583,5291.4061746067455,5297.278989450926,4375.2470589145678,3459.0879432223896,3928.91313075684,3852.5665377824917,3805.5840190290469,3647.0180182361696,3482.5792025991123,2243.4152704769999,1474.0765258893375,3001.0083853763008,3594.1626846385443,5003.6382472418945,5890.4332887131695,4375.2470589145678,4040.4966127962716,6072.490548882769,5649.6478801017638,2578.1657165952956,1615.0240821496725,1462.3308962009762,1785.3357126309108,1456.4580813567957,434.58829846936646,170.31163048123821,11.745629688361255,5.8728148441806276,5.8728148441806276,5.8728148441806276,5.8728148441806276,5.8728148441806276,0,0,0,0,0,0,0,0,0,0,0,0,0,0,0,0,0,0,0,0,0,0,0,0,0,0]
[2,"POLES","> 22 kv & < = 66 kv ; concrete",68.221845752911989,52.275448572437263,6.4600913530452697,68.221845752911989,8.2596516726138027,2,0,0,0,3,0,0,0,0,0,0,0,1,1,0,0,0,0,0,0,0,0,0,0,0,0,0,0,0,5,7,3,1,2,3,1,0,1,1,4,4,0,2,2,0,0,1,12,26,17,5,14,26,50,55,34,15,11,23,25,20,15,12,21,25,14,1,0,0,0,0,0,0,0,0,0,0,0,0,0,0,0,0,0,0,0,0,0,0,0,0,0,null,0,0,0,19.380274059135807,0,0,0,0,0,0,0,6.4600913530452697,6.4600913530452697,0,0,0,{"$f":"IFERROR($F21*Z21,\"\")","v":0},0,0,0,0,0,0,0,0,0,0,0,32.30045676522635,45.220639471316886,19.380274059135807,6.4600913530452697,{"$f":"IFERROR($F21*AP21,\"\")","v":12.920182706090539},19.380274059135807,6.4600913530452697,0,6.4600913530452697,6.4600913530452697,25.840365412181079,25.840365412181079,0,12.920182706090539,12.920182706090539,0,0,6.4600913530452697,77.521096236543229,167.962375179177,{"$f":"IFERROR($F21*BF21,\"\")","v":109.82155300176959},32.30045676522635,90.441278942633772,167.962375179177,323.00456765226346,355.30502441748985,219.64310600353917,96.901370295679044,71.061004883497972,148.58210112004122,161.50228382613173,129.2018270609054,96.901370295679044,77.521096236543229,135.66191841395067,161.50228382613173,{"$f":"IFERROR($F21*BV21,\"\")","v":90.441278942633772},6.4600913530452697,0,0,0,0,0,0,0,0,0,0,0,0,0,0,{"$f":"IFERROR($F21*CL21,\"\")","v":0},0,0,0,0,0,0,0,0,0,0]
[2,"POLES","> 22 kv & < = 66 kv ; steel",68.221845752911989,57.77219949093076,6.4600913530452697,68.221845752911989,8.2596516726138027,2,0,0,0,0,0,0,0,0,0,11,34,23,0,0,0,0,0,0,0,0,0,0,0,0,0,1,1,0,0,0,0,0,0,0,0,0,0,0,0,0,0,0,0,0,0,0,0,0,0,0,0,0,0,0,0,0,0,0,0,0,0,0,0,0,0,0,0,0,0,0,0,0,0,0,0,0,0,0,0,0,0,0,0,0,0,0,0,0,0,0,0,null,0,0,0,0,0,0,0,0,0,71.061004883497972,219.64310600353917,148.58210112004122,0,0,0,0,0,0,0,0,0,0,0,0,0,6.4600913530452697,6.4600913530452697,0,0,0,0,0,0,0,0,0,0,0,0,0,0,0,0,0,0,0,0,0,0,0,0,0,0,0,0,0,0,0,0,0,0,0,0,0,0,0,0,0,0,0,0,0,0,0,0,0,0,0,0,0,0,0,0,0,0,0,0,0,0,0,0]
[2,"POLES","> 22 kv & < = 66 kv ; wood",55.330909259180004,72.136197054744429,5.5093742457692834,72.136197054744429,8.4933030709344415,2,8,6,5,12,7,9,1,5,12,6,7,15,55,52,7,12,14,6,6,9,10,6,5,6,6,11,17,26,38,26,9,30,33,12,20,16,10,18,57,61,21,14,10,6,26,33,23,23,33,30,13,11,6,1,1,0,0,0,0,0,1,1,1,1,0,0,0,0,0,0,0,0,0,0,0,0,0,0,0,0,0,0,0,0,0,0,0,0,0,0,0,null,44.074993966154267,33.0562454746157,27.546871228846417,66.1124909492314,38.565619720384987,49.584368211923547,5.5093742457692834,27.546871228846417,66.1124909492314,33.0562454746157,38.565619720384987,82.640613686539254,303.01558351731057,286.48746078000272,38.565619720384987,66.1124909492314,77.131239440769974,33.0562454746157,33.0562454746157,49.584368211923547,55.093742457692834,33.0562454746157,27.546871228846417,33.0562454746157,33.0562454746157,60.603116703462121,93.659362178077814,143.24373039000136,209.35622133923277,143.24373039000136,49.584368211923547,165.28122737307851,181.80935011038636,66.1124909492314,110.18748491538567,88.149987932308534,55.093742457692834,99.168736423847093,314.03433200884916,336.07182899192628,115.69685916115495,77.131239440769974,55.093742457692834,33.0562454746157,143.24373039000136,181.80935011038636,126.71560765269352,126.71560765269352,181.80935011038636,165.28122737307851,71.62186519500068,60.603116703462121,33.0562454746157,5.5093742457692834,5.5093742457692834,0,0,0,0,0,5.5093742457692834,5.5093742457692834,5.5093742457692834,5.5093742457692834,0,0,0,0,0,0,0,0,0,0,0,0,0,0,0,0,0,0,0,0,0,0,0,0,0,0,0]
[2,"POLES","staking of a wooden pole",30.215167503393005,26.112176861490767,9.1702913835191939,30.215167503393005,5.4968324973017877,2,787,935,1139,1704,2308,1418,1608,1611,1526,1269,673,705,900,1182,326,209,454,609,1015,1222,971,965,1059,1073,813,680,732,770,643,308,0,0,0,0,0,0,0,0,0,0,0,0,0,0,0,0,0,0,0,0,0,0,0,0,0,0,0,0,0,0,0,0,0,0,0,0,0,0,0,0,0,0,0,0,0,0,0,0,0,0,0,0,0,0,0,0,0,0,0,0,0,null,7217.0193188296053,8574.2224435904463,10444.961885828361,15626.176517516706,21165.032513162299,13003.473181830217,14745.828544698863,14773.339418849422,13993.864651250289,11637.099765685856,6171.6061011084175,6465.0554253810315,8253.2622451672742,10839.284415319687,2989.5149910272571,1916.5908991555116,4163.3122881177142,5584.7074525631888,9307.8457542719825,11206.096070660455,8904.3529333971364,8849.3311850960217,9711.3385751468268,9839.7226545160956,7455.4468948011045,6235.798140793052,6712.6532927360504,7061.124365309779,5896.4973596028412,2824.4497461239116,0,0,0,0,0,0,0,0,0,0,0,0,0,0,0,0,0,0,0,0,0,0,0,0,0,0,0,0,0,0,0,0,0,0,0,0,0,0,0,0,0,0,0,0,0,0,0,0,0,0,0,0,0,0,0,0,0,0,0,0,0]
[3,"SERVICE LINES","˂ = 11 kv ; commercial and industrial ; simple type",61.820713764268909,53.837954324831813,2.1346744194109366,61.820713764268909,7.8626149444233189,2,393,609,731,593,447,340,511,701,878,599,308,437,561,654,609,488,506,673,676,583,507,435,415,371,354,492,695,627,449,496,615,630,532,488,550,527,493,512,449,469,504,487,303,162,355,481,695,831,716,670,687,670,522,484,458,424,378,250,157,90,66,48,31,16,9,1,0,0,0,0,0,0,0,0,0,0,0,0,0,0,0,0,0,0,0,0,0,0,0,0,0,null,838.92704682849808,1300.0167214212604,1560.4470005893947,1265.8619307106853,954.19946547668872,725.78930259971844,1090.8186283189887,1496.4067680070666,1874.2441402428024,1278.6699772271511,657.47972117856852,932.8527212825793,1197.5523492895354,1396.0770702947525,1300.0167214212604,1041.7211166725372,1080.145256221934,1436.6358842635602,1443.0399075217931,1244.515186516576,1082.2799306413449,928.58337244375741,885.88988405553869,791.96420960145747,755.67474447147151,1050.2598143501807,1483.5987214906008,1338.4408609706572,958.46881431551049,1058.7985120278245,1312.8247679377259,1344.8448842288901,1135.6467911266184,1041.7211166725372,1174.0709306760152,1124.9734190295635,1052.3944887695918,1092.9533027383995,958.46881431551049,1001.1623027037293,1075.875907383112,1039.5864422531261,646.80634908151376,345.81725594457174,757.80941889088251,1026.7783957366605,1483.5987214906008,1773.9144425304883,1528.4268842982306,1430.2318610053276,1466.5213261353135,1430.2318610053276,1114.3000469325088,1033.1824189948934,977.68088409020902,905.10195383023711,806.90693053733401,533.66860485273412,335.14388384751703,192.12069774698429,140.88851168112183,102.46437213172496,66.17490700173903,34.154790710574986,19.212069774698428,2.1346744194109366,0,0,0,0,0,0,0,0,0,0,0,0,0,0,0,0,0,0,0,0,0,0,0,0,0]
[3,"SERVICE LINES","˂ = 11 kv ; residential ; simple type",61.444618610790236,55.878458150344443,1.9382768119581435,61.444618610790236,7.8386617869882764,2,2072,3208,3852,3126,2355,1791,2693,3697,4629,3158,1626,2305,2957,3445,3209,2575,2665,3550,3565,3072,2675,2295,2188,1954,1868,2591,3666,3306,2369,2618,3242,3323,2805,2571,2901,2777,2599,2700,2368,2474,2657,2568,1595,852,1873,2535,3662,4379,3777,3534,3620,3531,2754,2552,2414,2235,1994,1321,828,477,346,255,163,84,49,4,0,0,0,0,0,0,0,0,0,0,0,0,0,0,0,0,0,0,0,0,0,0,0,0,0,null,4016.1095543772735,6217.9920127617243,7466.2422796627689,6059.0533141811566,4564.6418921614277,3471.4537702170351,5219.7794546032801,7165.8093738092566,8972.2833625542462,6121.0781721638168,3151.6380962439412,4467.7280515635211,5731.4845329602304,6677.3636171958042,6219.9302895736828,4991.0627907922199,5165.5077038684522,6880.882682451409,6909.9568346307815,5954.3863663354168,5184.8904719880338,4448.3452834439395,4240.9496645644176,3787.3928905662124,3620.7010847378119,5022.07521978355,7105.722792638554,6407.9431403336221,4591.7777675288417,5074.4086937064194,6283.8934243683016,6440.8938461369107,5436.8664575425928,4983.3096835443866,5622.9410314905745,5382.5947068077649,5037.5814342792146,5233.3473922869871,4589.839490716884,4795.2968327844474,5150.0014893727875,4977.4948531085129,3091.551515073239,1651.4118437883383,3630.3924687976028,4913.5317183138941,7097.9696853907217,8487.7141595647099,7320.8715187659081,6849.8702534600789,7016.5620592884798,6844.0554230242051,5338.0143401327268,4946.4824241171818,4679.0002240669583,4332.0486747264504,3864.9239630445381,2560.4636685967075,1604.8932003013429,924.55803930403442,670.6437769375176,494.2605870493266,315.93912034917741,162.81525220448407,94.975563785949035,7.753107247832574,0,0,0,0,0,0,0,0,0,0,0,0,0,0,0,0,0,0,0,0,0,0,0,0,0]
[4,"SWITCHGEAR","˂ = 11 kv ; circuit breaker",49.841316369980909,56.116674547490568,56.495642316440481,56.116674547490568,7.4911063633812178,2,76,46,71,58,62,31,102,149,122,98,56,54,70,53,34,27,13,22,10,6,1,6,5,2,5,2,5,4,7,4,6,12,7,12,11,16,11,17,20,13,4,15,8,0,11,6,10,13,12,5,11,9,9,5,19,9,4,10,13,0,0,0,0,0,0,0,0,0,0,0,0,0,0,0,0,0,0,0,0,0,0,0,0,0,0,0,0,0,0,0,0,null,4293.6688160494768,2598.7995465562622,4011.1906044672742,3276.7472543535478,3502.7298236193096,1751.3649118096548,5762.5555162769288,8417.8507051496308,6892.4683626057385,5536.5729470111673,3163.7559697206671,3050.7646850877859,3954.6949621508338,2994.2690427713455,1920.8518387589763,1525.3823425438929,734.4433501137263,1242.9041309616905,564.95642316440478,338.97385389864291,56.495642316440481,338.97385389864291,282.47821158220239,112.99128463288096,282.47821158220239,112.99128463288096,282.47821158220239,225.98256926576192,395.46949621508338,225.98256926576192,338.97385389864291,677.94770779728583,395.46949621508338,677.94770779728583,621.45206548084525,903.9302770630477,621.45206548084525,960.42591937948816,1129.9128463288096,734.4433501137263,225.98256926576192,847.43463474660723,451.96513853152385,0,621.45206548084525,338.97385389864291,564.95642316440478,734.4433501137263,677.94770779728583,282.47821158220239,621.45206548084525,508.46078084796432,508.46078084796432,282.47821158220239,1073.4172040123692,508.46078084796432,225.98256926576192,564.95642316440478,734.4433501137263,0,0,0,0,0,0,0,0,0,0,0,0,0,0,0,0,0,0,0,0,0,0,0,0,0,0,0,0,0,0,0,0]
[4,"SWITCHGEAR","˂ = 11 kv ; fuse",47.901224404169092,48.118663812759813,1.944450105297103E-2,48.118663812759813,6.9367617670466251,2,145,166,146,115,79,91,143,277,301,196,360,298,288,323,281,225,168,134,209,231,375,471,484,287,309,257,301,338,354,381,338,255,200,224,202,167,143,125,132,69,62,86,50,26,51,38,53,53,44,29,37,35,19,23,17,17,12,16,9,2,2,1,0,0,0,0,0,0,0,0,0,0,0,0,0,0,0,0,0,0,0,0,0,0,0,0,0,0,0,0,0,null,2.8194526526807993,3.2277871747931908,2.8388971537337704,2.2361176210916685,1.5361155831847113,1.7694495958203638,2.7805636505748574,5.3861267916729751,5.8527948169442796,3.811122206382322,7.0000203790695705,5.7944613137853667,5.6000163032556562,6.2805738401096427,5.4639047958848597,4.3750127369184817,3.266676176899133,2.6055631410981182,4.0639007200709454,4.4916797432363076,7.2916878948641362,9.1583599959493558,9.4111385096379792,5.5805718022026856,6.0083508253680478,4.9972367706135543,5.8527948169442796,6.5722413559042083,6.8833533727517446,7.408354901181962,6.5722413559042083,4.9583477685076129,3.8889002105942061,4.355568235865511,3.9277892127001479,3.2472316758461619,2.7805636505748574,2.4305626316213789,2.5666741389921759,1.3416705726550011,1.2055590652842039,1.6722270905555086,0.97222505264855152,0.50555702737724673,0.99166955370152254,0.73889104001289918,1.0305585558074646,1.0305585558074646,0.8555580463307253,0.5638905305361599,0.71944653895992805,0.68055753685398601,0.36944552000644959,0.44722352421833367,0.3305565179005075,0.3305565179005075,0.23333401263565234,0.31111201684753648,0.17500050947673926,3.888900210594206E-2,3.888900210594206E-2,1.944450105297103E-2,0,0,0,0,0,0,0,0,0,0,0,0,0,0,0,0,0,0,0,0,0,0,0,0,0,0,0,0,0]
[4,"SWITCHGEAR","˂ = 11 kv ; switch",41.22727804068672,63.316169287113297,4.8588878742610637,63.316169287113297,7.9571458002925457,2,826,1017,836,695,453,429,669,995,1100,966,1548,1523,1692,1652,1421,1175,951,890,1154,1228,1543,1582,1543,1168,1215,1093,1091,1231,1250,1326,1121,867,877,823,794,714,705,575,555,473,448,445,331,292,302,275,223,207,145,144,149,89,21,34,26,23,15,14,13,12,3,6,2,2,5,0,0,0,0,0,0,0,0,0,0,0,0,0,0,0,0,0,0,0,0,0,0,0,0,0,0,null,4013.4413841396386,4941.4889681235018,4062.0302628822492,3376.9270726114391,2201.076207040262,2084.4628980579964,3250.5959878806516,4834.5934348897581,5344.7766616871704,4693.6856865361879,7521.5584293561269,7400.0862324995996,8221.2382832497206,8026.8827682792771,6904.4796693249718,5709.1932522567495,4620.8023684222717,4324.4102080923467,5607.1566068972679,5966.7143095925867,7497.2639899848209,7686.7606170810031,7497.2639899848209,5675.181037136922,5903.548767227192,5310.7644465673429,5301.0466708188205,5981.2909732153694,6073.6098428263294,6442.8853212701706,5446.8133070466529,4212.6557869843418,4261.2446657269529,3998.8647205168554,3857.9569721632847,3469.2459422223997,3425.5159513540498,2793.8605277001116,2696.6827702148903,2298.2539645254833,2176.7817676689565,2162.2051040461733,1608.2918863804121,1418.7952592842305,1467.3841380268414,1336.1941654217926,1083.5319959602173,1005.7897899720402,704.53874176785428,699.67985389359319,723.97429326489851,432.44102080923466,102.03664535948234,165.20218772487615,126.33108473078765,111.75442110800446,72.883318113915962,68.02443023965489,63.165542365393826,58.306654491132761,14.57666362278319,29.153327245566381,9.7177757485221274,9.7177757485221274,24.294439371305319,0,0,0,0,0,0,0,0,0,0,0,0,0,0,0,0,0,0,0,0,0,0,0,0,0,0]
[4,"SWITCHGEAR","> 11 kv & < = 22 kv ; circuit breaker",66.122706376195097,49.907378876340459,95.535990412079798,66.122706376195097,8.131586953122687,2,39,24,23,23,20,14,29,75,60,62,28,35,47,38,18,24,16,8,17,9,9,11,2,5,1,0,1,1,2,0,1,3,0,9,2,6,5,7,6,9,2,3,3,1,1,0,0,0,0,0,0,0,0,0,0,0,2,0,7,0,0,0,0,0,0,0,0,0,0,0,0,0,0,0,0,0,0,0,0,0,0,0,0,0,0,0,0,0,0,0,0,null,3725.9036260711123,2292.8637698899151,2197.3277794778355,2197.3277794778355,1910.719808241596,1337.5038657691171,2770.5437219503142,7165.1992809059848,5732.1594247247876,5923.2314055489478,2675.0077315382341,3343.7596644227929,4490.1915493677507,3630.3676356590322,1719.6478274174365,2292.8637698899151,1528.5758465932768,764.28792329663838,1624.1118370053566,859.82391370871824,859.82391370871824,1050.8958945328777,191.0719808241596,477.67995206039899,95.535990412079798,0,95.535990412079798,95.535990412079798,191.0719808241596,0,95.535990412079798,286.60797123623939,0,859.82391370871824,191.0719808241596,573.21594247247879,477.67995206039899,668.75193288455853,573.21594247247879,859.82391370871824,191.0719808241596,286.60797123623939,286.60797123623939,95.535990412079798,95.535990412079798,0,0,0,0,0,0,0,0,0,0,0,191.0719808241596,0,668.75193288455853,0,0,0,0,0,0,0,0,0,0,0,0,0,0,0,0,0,0,0,0,0,0,0,0,0,0,0,0,0,0,0,0]
[4,"SWITCHGEAR","> 11 kv & < = 22 kv ; switch",16.787317704352866,50.799612744157521,9.3790421977269105,50.799612744157521,7.1273847057779562,2,785,1115,548,144,164,223,160,378,348,124,176,378,437,336,160,110,41,9,60,5,5,18,0,0,0,0,0,5,0,5,0,0,0,0,0,0,0,0,0,0,0,5,0,0,0,0,0,0,0,0,0,0,0,0,0,0,0,0,0,0,0,5,0,0,0,0,0,0,0,0,0,0,0,0,0,0,0,0,0,0,0,0,0,0,0,0,0,0,0,0,0,null,7362.5481252156251,10457.632050465505,5139.7151243543467,1350.582076472675,1538.1629204272133,2091.5264100931008,1500.6467516363057,3545.2779507407722,3263.9066848089647,1163.0012325181369,1650.7114267999364,3545.2779507407722,4098.64144040666,3151.3581784362418,1500.6467516363057,1031.6946417499601,384.54073010680332,84.411379779542187,562.74253186361466,46.895210988634553,46.895210988634553,168.82275955908437,0,0,0,0,0,46.895210988634553,0,46.895210988634553,0,0,0,0,0,0,0,0,0,0,0,46.895210988634553,0,0,0,0,0,0,0,0,0,0,0,0,0,0,0,0,0,0,0,46.895210988634553,0,0,0,0,0,0,0,0,0,0,0,0,0,0,0,0,0,0,0,0,0,0,0,0,{"$f":"IFERROR($F31*CR31,\"\")","v":0},0,0,0,0]
[4,"SWITCHGEAR","> 22 kv & < = 33 kv ; circuit breaker",66.122706376195097,56.47472704144657,95.535990412079798,66.122706376195097,8.131586953122687,2,0,0,0,0,1,0,2,0,0,0,2,0,0,1,7,0,0,3,0,1,0,0,0,0,0,0,0,0,0,0,0,0,0,0,0,0,0,0,0,0,0,0,0,0,0,0,0,2,0,2,0,0,0,0,4,0,0,0,0,0,0,0,0,0,0,0,0,0,0,0,0,0,0,0,0,0,0,0,0,0,0,0,0,0,0,0,0,0,0,0,0,null,0,0,0,0,95.535990412079798,0,191.0719808241596,0,0,0,191.0719808241596,0,0,95.535990412079798,668.75193288455853,0,0,286.60797123623939,0,95.535990412079798,0,0,0,0,0,0,0,0,0,0,0,0,0,0,0,0,0,0,0,0,0,0,0,0,0,0,0,191.0719808241596,0,191.0719808241596,0,0,0,0,382.14396164831919,0,0,0,0,0,0,0,0,0,0,0,0,0,0,0,0,0,0,0,0,0,0,0,0,0,0,0,0,0,0,0,0,0,0,0,0]
[4,"SWITCHGEAR","> 22 kv & < = 33 kv ; switch",16.787317704352866,54.231980612241621,6.956353097301279,54.231980612241621,7.3642365939886547,2,0,0,0,0,0,0,0,0,0,0,0,0,0,0,0,0,1,0,0,0,0,0,0,0,0,0,0,0,0,0,0,0,0,0,0,0,0,0,0,0,0,0,0,0,0,0,0,0,0,0,0,0,0,0,0,0,0,0,0,0,0,0,0,0,0,0,0,0,0,0,0,0,0,0,0,0,0,0,0,0,0,0,0,0,0,0,0,0,0,0,0,null,0,0,0,0,0,0,0,0,0,0,0,0,0,0,0,0,6.956353097301279,0,0,0,0,0,0,0,0,0,0,0,0,0,0,0,0,0,0,0,0,0,0,0,0,0,0,0,0,0,0,0,0,0,0,0,0,0,0,0,0,0,0,0,0,0,0,0,0,0,0,0,0,0,0,0,0,0,0,0,0,0,0,0,0,0,0,0,0,0,0,0,0,0,0]
[4,"SWITCHGEAR","> 33 kv & < = 66 kv ; circuit breaker",66.122706376195097,49.77784528288926,95.535990412079798,66.122706376195097,8.131586953122687,2,0,0,0,0,0,0,0,0,0,0,0,2,0,0,0,0,0,0,0,0,0,0,0,0,0,0,0,0,0,0,0,0,0,0,0,0,0,0,0,0,0,0,0,0,0,0,0,0,0,0,0,0,0,0,0,0,0,0,0,0,0,0,0,0,0,0,0,0,0,0,0,0,0,0,0,0,0,0,0,0,0,0,0,0,0,0,0,0,0,0,0,null,0,0,0,0,0,0,0,0,0,0,0,191.0719808241596,0,0,0,0,0,0,0,0,0,0,0,0,0,0,0,0,0,0,0,0,0,0,0,0,0,0,0,0,0,0,0,0,0,0,0,0,0,0,0,0,0,0,0,0,0,0,0,0,0,0,0,0,0,0,0,0,0,0,0,0,0,0,0,0,0,0,0,0,0,0,0,0,0,0,0,0,0,0,0]
[5,"TRANSFORMERS","ground outdoor / indoor chamber mounted ; ˂ 22 kv ; < = 60 kva ; multiple phase",73.67402339112347,"",4987.4725603706202,73.67402339112347,8.5833573496111342,2,0,0,0,0,0,0,0,0,0,0,0,0,3,0,0,0,0,0,0,0,0,0,0,0,0,0,1,0,0,0,0,0,0,0,0,0,0,0,0,0,0,0,0,0,0,0,0,0,0,0,0,0,0,0,0,0,0,0,0,0,0,0,0,0,0,0,0,0,0,0,0,0,0,0,0,0,0,0,0,0,0,0,0,0,0,0,0,0,0,0,0,null,0,0,0,0,0,0,0,0,0,0,0,0,14962.41768111186,0,0,0,0,0,0,0,0,0,0,0,0,0,4987.4725603706202,0,0,0,0,0,0,0,0,0,0,0,0,0,0,0,0,0,0,0,0,0,0,0,0,0,0,0,0,0,0,0,0,0,0,0,0,0,0,0,0,0,0,0,0,0,0,0,0,0,0,0,0,0,0,0,0,0,0,0,0,0,0,0,0]
[5,"TRANSFORMERS","ground outdoor / indoor chamber mounted ; ˂ 22 kv ; > 60 kva and < = 600 kva ; multiple phase",73.67402339112347,64.439191702986236,4987.4725603706202,73.67402339112347,8.5833573496111342,2,0,0,0,1,2,0,0,1,0,0,0,0,0,1,0,0,0,0,1,1,1,0,2,1,2,0,0,0,0,1,5,2,1,3,0,3,3,3,6,0,3,1,1,1,1,2,3,1,2,3,6,13,6,10,15,10,6,5,2,0,0,0,0,0,0,0,0,0,0,0,0,0,0,0,0,0,0,0,0,0,0,0,0,0,0,0,0,0,0,0,0,null,0,0,0,4987.4725603706202,9974.9451207412403,0,0,4987.4725603706202,0,0,0,0,0,4987.4725603706202,0,0,0,0,4987.4725603706202,4987.4725603706202,4987.4725603706202,0,9974.9451207412403,4987.4725603706202,9974.9451207412403,0,0,0,0,4987.4725603706202,24937.362801853102,9974.9451207412403,4987.4725603706202,14962.41768111186,0,14962.41768111186,14962.41768111186,14962.41768111186,29924.835362223719,0,14962.41768111186,4987.4725603706202,4987.4725603706202,4987.4725603706202,4987.4725603706202,9974.9451207412403,14962.41768111186,4987.4725603706202,9974.9451207412403,14962.41768111186,29924.835362223719,64837.143284818063,29924.835362223719,49874.725603706203,74812.088405559305,49874.725603706203,29924.835362223719,24937.362801853102,9974.9451207412403,0,0,0,0,0,0,0,0,0,0,0,0,0,0,0,0,0,0,0,0,0,0,0,0,0,0,0,0,0,0,0,0]
[5,"TRANSFORMERS","ground outdoor / indoor chamber mounted ; ˂ 22 kv ; > 600 kva ; multiple phase",73.67402339112347,58.142648515714264,4987.4725603706202,73.67402339112347,8.5833573496111342,2,5,0,2,3,0,0,5,6,2,0,5,6,6,3,11,5,6,6,5,9,21,31,16,7,8,4,16,12,25,24,21,24,15,15,15,27,11,26,25,12,16,14,5,7,11,4,12,6,7,7,7,2,1,0,8,6,7,8,16,0,0,2,0,0,0,0,0,0,0,0,0,0,0,0,0,0,0,0,0,0,0,0,0,0,0,0,0,0,0,0,0,null,{"$f":"IFERROR($F37*J37,\"\")","v":24937.362801853102},0,9974.9451207412403,14962.41768111186,0,0,24937.362801853102,29924.835362223719,9974.9451207412403,0,24937.362801853102,29924.835362223719,29924.835362223719,14962.41768111186,54862.198164076821,24937.362801853102,29924.835362223719,29924.835362223719,24937.362801853102,44887.253043335579,104736.92376778302,154611.64937148921,79799.560965929923,34912.307922594344,39899.780482964961,19949.890241482481,79799.560965929923,59849.670724447438,124686.81400926551,119699.34144889488,{"$f":"IFERROR($F37*AN37,\"\")","v":104736.92376778302},119699.34144889488,74812.088405559305,74812.088405559305,74812.088405559305,134661.75913000674,54862.198164076821,129674.28656963613,124686.81400926551,59849.670724447438,79799.560965929923,69824.615845188688,24937.362801853102,34912.307922594344,54862.198164076821,19949.890241482481,{"$f":"IFERROR($F37*BD37,\"\")","v":59849.670724447438},29924.835362223719,34912.307922594344,34912.307922594344,34912.307922594344,9974.9451207412403,4987.4725603706202,0,39899.780482964961,29924.835362223719,34912.307922594344,39899.780482964961,79799.560965929923,0,0,9974.9451207412403,{"$f":"IFERROR($F37*BT37,\"\")","v":0},0,0,0,0,0,0,0,0,0,0,0,0,0,0,0,{"$f":"IFERROR($F37*CJ37,\"\")","v":0},0,0,0,0,0,0,0,0,0,0,0,0]
[5,"TRANSFORMERS","kiosk mounted ; < = 22 kv ; < = 60 kva ; multiple phase",51.401497630163121,"",160.31596875465357,51.401497630163121,7.1694837771043964,2,0,0,0,0,0,0,1,2,1,2,0,0,0,0,0,0,0,0,1,0,0,0,0,0,0,0,0,0,0,0,0,0,0,0,0,0,0,0,0,0,0,0,0,0,0,0,0,0,0,0,0,0,0,0,0,0,0,0,0,0,0,0,0,0,0,0,0,0,0,0,0,0,0,0,0,0,0,0,0,0,0,0,0,0,0,0,0,0,0,0,0,null,0,0,0,0,0,0,160.31596875465357,320.63193750930714,160.31596875465357,320.63193750930714,0,0,0,0,0,0,{"$f":"IFERROR($F38*Z38,\"\")","v":0},0,160.31596875465357,0,0,0,0,0,0,0,0,0,0,0,0,0,0,0,0,0,0,0,0,0,0,0,0,0,0,0,0,0,0,0,0,0,0,0,0,0,0,0,0,0,0,0,0,0,0,0,0,0,0,0,0,0,0,0,0,0,0,0,0,0,0,0,0,0,0,0,0,0,0,0,0]
[5,"TRANSFORMERS","kiosk mounted ; < = 22 kv ; > 60 kva and < = 600 kva ; multiple phase",51.401497630163121,51.586527208471168,160.31596875465357,51.586527208471168,7.1823761533681294,2,14,13,21,14,11,6,20,27,15,14,5,9,26,14,10,10,3,6,9,16,5,16,16,15,20,12,16,22,24,24,28,27,19,30,26,29,20,14,24,26,16,22,15,9,26,10,6,17,12,5,4,1,3,1,0,1,0,0,0,0,0,0,0,0,0,0,0,0,0,0,0,0,0,0,0,0,0,0,0,0,0,0,0,0,0,0,0,0,0,0,0,null,2244.42356256515,2084.1075938104964,3366.6353438477249,2244.42356256515,1763.4756563011892,961.89581252792141,3206.3193750930714,4328.5311563756459,2404.7395313198035,2244.42356256515,801.57984377326784,1442.8437187918821,4168.2151876209928,2244.42356256515,1603.1596875465357,1603.1596875465357,480.9479062639607,961.89581252792141,1442.8437187918821,2565.0555000744571,801.57984377326784,2565.0555000744571,2565.0555000744571,2404.7395313198035,3206.3193750930714,1923.7916250558428,2565.0555000744571,3526.9513126023785,3847.5832501116856,3847.5832501116856,4488.8471251302999,4328.5311563756459,3046.0034063384178,4809.479062639607,4168.2151876209928,4649.1630938849539,3206.3193750930714,2244.42356256515,3847.5832501116856,4168.2151876209928,2565.0555000744571,3526.9513126023785,2404.7395313198035,1442.8437187918821,4168.2151876209928,1603.1596875465357,961.89581252792141,2725.3714688291107,1923.7916250558428,801.57984377326784,641.26387501861427,160.31596875465357,480.9479062639607,160.31596875465357,0,160.31596875465357,0,0,0,0,0,0,0,0,0,0,0,0,0,0,0,0,0,0,0,0,0,0,0,0,0,0,0,0,0,0,0,0,0,0,0]
[5,"TRANSFORMERS","kiosk mounted ; < = 22 kv ; > 600 kva ; multiple phase",51.401497630163121,45.471696297173295,160.31596875465357,51.401497630163121,7.1694837771043964,2,17,7,13,17,11,9,25,50,49,48,21,26,21,25,12,19,6,13,20,21,13,16,12,9,9,5,11,5,11,12,7,10,10,16,4,9,3,9,4,1,0,4,2,0,2,1,1,2,3,0,0,0,1,1,1,0,0,0,0,0,0,0,0,0,0,0,0,0,0,0,0,0,0,0,0,0,0,0,0,0,0,0,0,0,0,0,0,0,0,0,0,null,2725.3714688291107,1122.211781282575,2084.1075938104964,2725.3714688291107,1763.4756563011892,1442.8437187918821,4007.8992188663392,8015.7984377326784,7855.4824689780253,7695.1665002233713,3366.6353438477249,4168.2151876209928,3366.6353438477249,4007.8992188663392,1923.7916250558428,3046.0034063384178,961.89581252792141,2084.1075938104964,3206.3193750930714,3366.6353438477249,2084.1075938104964,2565.0555000744571,1923.7916250558428,1442.8437187918821,1442.8437187918821,801.57984377326784,1763.4756563011892,801.57984377326784,1763.4756563011892,1923.7916250558428,1122.211781282575,1603.1596875465357,1603.1596875465357,2565.0555000744571,641.26387501861427,1442.8437187918821,480.9479062639607,1442.8437187918821,641.26387501861427,160.31596875465357,0,641.26387501861427,320.63193750930714,0,320.63193750930714,160.31596875465357,160.31596875465357,320.63193750930714,480.9479062639607,0,0,0,160.31596875465357,160.31596875465357,160.31596875465357,0,0,0,0,0,0,0,0,0,0,0,0,0,0,0,0,0,0,0,0,0,0,0,0,0,0,0,0,0,0,0,0,0,0,0,0]
[5,"TRANSFORMERS","pole mounted ; < = 22 kv ; < = 60 kva ; multiple phase",56.711756871374,56.711756871374,25.945608209081918,56.711756871374,7.530720873287895,2,20,29,22,22,18,16,13,21,47,30,67,67,95,72,70,66,72,52,102,164,201,180,196,187,174,156,165,179,197,199,140,100,96,75,91,88,80,78,70,45,67,55,45,45,32,34,27,23,27,18,15,6,0,2,2,2,3,1,2,2,0,0,0,1,2,0,0,0,0,0,0,0,0,0,0,0,0,0,0,0,0,0,0,0,0,0,0,0,0,0,0,null,518.91216418163833,752.42263806337564,570.80338059980215,570.80338059980215,467.02094776347451,415.12973134531069,337.29290671806496,544.85777239072024,1219.44358582685,778.36824627245755,1738.3557500084885,1738.3557500084885,2464.832779862782,1868.083791053898,1816.1925746357342,1712.4101417994066,1868.083791053898,1349.1716268722598,2646.4520373263558,4255.0797462894343,5215.0672500254659,4670.2094776347449,5085.3392089800564,4851.8287350983182,4514.5358283802534,4047.514880616779,4281.0253544985162,4644.263869425663,5111.2848171891383,5163.1760336073021,3632.3851492714684,2594.560820908192,2490.7783880718644,1945.9206156811438,2361.0503470264543,2283.2135223992086,2075.6486567265533,2023.7574403083895,1816.1925746357342,1167.5523694086862,1738.3557500084885,1427.0084514995056,1167.5523694086862,1167.5523694086862,830.25946269062138,882.1506791087852,700.53142164521182,596.74898880888406,700.53142164521182,467.02094776347451,389.18412313622878,155.67364925449152,0,51.891216418163836,51.891216418163836,51.891216418163836,77.836824627245761,25.945608209081918,51.891216418163836,51.891216418163836,0,0,0,25.945608209081918,51.891216418163836,0,0,0,0,0,0,0,0,0,0,0,0,0,0,0,0,0,0,0,0,0,0,0,0,0,0]
[5,"TRANSFORMERS","pole mounted ; < = 22 kv ; < = 60 kva ; single phase",51.64143094626246,55.655848837815093,23.313164724660087,55.655848837815093,7.4602847692172647,2,197,234,197,196,114,117,188,341,376,298,435,443,503,497,445,320,263,264,349,388,522,583,556,433,510,473,439,492,482,511,461,358,363,341,290,246,265,207,216,185,157,170,118,112,105,109,86,83,43,58,71,33,2,5,7,3,2,4,3,5,1,3,1,0,1,0,0,0,0,0,0,0,0,0,0,0,0,0,0,0,0,0,0,0,0,0,0,0,0,0,0,null,4592.6934507580372,5455.2805455704602,4592.6934507580372,4569.3802860333772,2657.7007786112499,2727.6402727852301,4382.8749682360967,7949.7891711090897,8765.7499364721934,6947.3230879487055,10141.226655227138,10327.731973024418,11726.521856504023,11586.642868156063,10374.358302473738,7460.2127118912276,6131.3623225856027,6154.6754873102627,8136.2944889063701,9045.5079131681141,12169.471986272565,13591.575034476831,12962.119586911009,10094.600325777817,11889.714009576644,11027.126914764222,10234.479314125778,11470.077044532763,11236.945397286161,11913.027174301304,10747.368938068301,8346.1129714283106,8462.6787950516118,7949.7891711090897,6760.8177701514251,5735.0385222663817,6177.9886520349228,4825.8250980046378,5035.6435805265792,4312.9354740621166,3660.1668617716336,3963.2380031922148,2750.9534375098901,2611.0744491619298,2447.882296089309,2541.1349549879496,2004.9321663207675,1934.9926721467873,1002.4660831603837,1352.163554030285,1655.2346954508662,769.33443591378284,46.626329449320174,116.56582362330043,163.19215307262061,69.939494173980265,46.626329449320174,93.252658898640348,69.939494173980265,116.56582362330043,23.313164724660087,69.939494173980265,23.313164724660087,0,23.313164724660087,0,0,0,0,0,0,0,0,0,0,0,0,0,0,0,0,0,0,0,0,0,0,0,0,0,0]
[5,"TRANSFORMERS","pole mounted ; < = 22 kv ; > 60 kva and < = 600 kva ; multiple phase",48.22144543808546,53.319350485971896,28.061545796744905,53.319350485971896,7.3020100305307647,2,254,331,310,251,164,154,227,295,302,332,548,530,555,563,467,423,317,303,353,295,356,354,340,208,179,175,177,203,212,230,181,128,133,132,156,138,134,93,75,78,71,77,57,38,53,40,36,33,27,18,13,18,10,9,3,6,1,4,3,2,1,0,1,0,0,0,0,0,0,0,0,0,0,0,0,0,0,0,0,0,0,0,0,0,0,0,0,0,0,0,0,null,7127.6326323732055,9288.3716587225645,8699.0791969909205,7043.4479949829711,4602.0935106661645,4321.4780526987151,6369.9708958610936,8278.1560100397473,8474.5868306169614,9316.4332045193078,15377.727096616209,14872.6192722748,15574.157917193423,15798.650283567382,13104.74188707987,11870.033872023096,8895.5100175681346,8502.6483764137065,9905.7256662509517,8278.1560100397473,9989.9103036411871,9933.7872120476968,9540.9255708932669,5836.8015257229399,5023.0166976173377,4910.7705144303582,4966.8936060238484,5696.4937967392161,5949.0477089099195,6454.1555332513281,5079.139789210828,3591.8778619833479,3732.1855909670726,3704.1240451703275,4377.6011442922054,3872.4933199507968,3760.2471367638173,2609.7237590972763,2104.6159347558678,2188.8005721461027,1992.3697515688882,2160.7390263493576,1599.5081104144597,1066.3387402763065,1487.2619272274799,1122.4618318697962,1010.2156486828165,926.03101129258187,757.6617365121125,505.10782434140827,364.80009535768374,505.10782434140827,280.61545796744906,252.55391217070414,84.184637390234712,168.36927478046942,28.061545796744905,112.24618318697962,84.184637390234712,56.123091593489811,28.061545796744905,0,28.061545796744905,0,0,0,0,0,0,0,0,0,0,0,0,0,0,0,0,0,0,0,0,0,0,0,0,0,0,0,0]
[5,"TRANSFORMERS","pole mounted ; < = 22 kv ; > 60 kva and < = 600 kva ; single phase",48.22144543808546,58.653651599327844,28.061545796744905,58.653651599327844,7.6585672027689258,2,3,4,1,0,0,0,0,3,1,1,0,3,0,0,0,0,1,1,0,0,5,1,1,1,1,0,0,0,0,0,0,0,0,0,0,0,0,0,0,0,0,0,0,0,0,0,0,0,0,0,0,0,0,0,0,0,0,0,0,0,0,0,0,0,0,0,0,0,0,0,0,0,0,0,0,0,0,0,0,0,0,0,0,0,0,0,0,0,0,0,0,null,84.184637390234712,112.24618318697962,28.061545796744905,0,0,0,0,84.184637390234712,28.061545796744905,28.061545796744905,0,84.184637390234712,0,0,0,0,28.061545796744905,28.061545796744905,0,0,140.30772898372453,28.061545796744905,28.061545796744905,28.061545796744905,28.061545796744905,0,0,0,0,0,0,0,0,0,0,0,0,0,0,0,0,0,0,0,0,0,0,0,0,0,0,0,0,0,0,0,0,0,0,0,0,0,0,0,0,0,0,0,0,0,0,0,0,0,0,0,0,0,0,0,0,0,0,0,0,0,0,0,0,0,0]
[6,"UNDERGROUND CABLES","˂ = 1 kv",49.263070280108138,58.962765842690402,211.73340407478997,58.962765842690402,7.6787216281546762,2,53.719299999999997,49.536999999999999,82.419399999999996,96.923299999999998,45.6982,32.4268,76.966999999999999,144.58000000000001,107.9472,24.267099999999999,9.3750999999999998,13.396699999999999,21.602799999999998,24.160599999999999,15.2256,12.9229,11.6363,6.6422999999999996,10.6015,11.384499999999999,14.513199999999999,21.241099999999999,17.641400000000001,13.913600000000001,17.8446,12.9925,10.112299999999999,15.2156,16.909700000000001,14.789300000000001,17.090299999999999,21.825900000000001,22.7624,22.721499999999999,19.346499999999999,20.3797,18.608799999999999,15.3409,17.04,14.1615,11.0063,16.3415,11.9709,5.3982000000000001,8.7891999999999992,7.0056000000000003,3.7250000000000001,5.0956000000000001,4.2663000000000002,2.4965000000000002,3.1271,2.9929000000000001,2.9106000000000001,1.9966999999999999,4.0049999999999999,4.8228,2.746,2.7023999999999999,2.3660999999999999,0.9768,0,0,0,0,0,0,0,0,0,0,0,0,0,0,0,0,0,0,0,0,0,0,0,0,0,0,0,0,0,0,0,null,11374.170253514865,10488.637637652871,17450.940123801745,20521.90024316209,9675.8354460905666,6865.8367472523996,16296.484911424359,30612.415561133137,22856.028116342168,5138.1556900233354,1985.0218365415635,2836.5288943687387,4574.0343815468723,5115.6060824893702,3223.768117081122,2736.2096075181034,2463.7934098354785,1406.3967898859773,2244.6916832988859,2410.4789386894463,3072.9292400182417,4497.450409293021,3735.273674645,2945.9738909349981,3778.297902352997,2750.9462524417086,2141.1117020254987,3221.6507830403743,3580.3483428834761,3131.3888328832913,3618.5873956593828,4621.2721039959588,4819.5604369119992,4810.9005406853403,4096.3003019329244,4315.0632550229975,3940.1045697469513,3248.1809785709456,3607.9372054344208,2998.4626018051381,2330.4013652683607,3460.0414226881803,2534.6394068389031,1142.9792618765312,1860.9672350941439,1483.3195355863486,788.70693017859264,1078.9087338034999,903.3182218042765,528.59244327271324,662.11152788227571,633.69690505543895,616.27124590008373,422.76808791613314,847.99228331953384,1021.147861171897,581.41992758937329,572.18835117171238,500.98240738136053,206.82118910025486,0,0,0,0,0,0,0,0,0,0,0,0,0,0,0,0,0,0,0,0,0,0,0,0,0,0,0,0,0,0,0]
[6,"UNDERGROUND CABLES","> 1 kv & < = 11 kv",66.194435457090108,64.832290822367668,85.831617092164805,66.194435457090108,8.1359962793188458,2,7.2446999999999999,6.7439999999999998,6.3742999999999999,6.0907999999999998,7.9793000000000003,3.7475999999999998,8.8640000000000008,25.647200000000002,15.7988,17.623000000000001,14.656700000000001,9.9057999999999993,12.297499999999999,15.233000000000001,12.3057,9.0630000000000006,13.28,12.768000000000001,8.4162999999999997,7.5677000000000003,13.6568,13.529299999999999,10.6858,14.570399999999999,13.397,8.4222000000000001,6.6700999999999997,8.4618000000000002,12.1822,18.1538,20.7498,19.722200000000001,18.675799999999999,16.838699999999999,11.884600000000001,12.2064,12.6493,19.481300000000001,21.355699999999999,13.6828,15.2477,12.285,4.7191000000000001,3.1274999999999999,6.7138,6.2515000000000001,7.8353000000000002,9.7769999999999992,7.0457999999999998,6.6760999999999999,8.7287999999999997,7.7869000000000002,5.2145000000000001,7.0994999999999999,6.5077999999999996,5.8929999999999998,5.4382999999999999,3.6939000000000002,3.1032999999999999,1.0157,0,0,0,0,0,0,0,0,0,0,0,0,0,0,0,0,0,0,0,0,0,0,0,0,0,0,0,0,0,0,0,null,621.82431634760633,578.84842566955945,547.11647683058607,522.78321338495732,684.87622226351061,321.66256821459683,760.81145390494885,2201.3406498861691,1356.0365521156932,1512.6105880152204,1258.008262234732,850.23083259156601,1055.5143111908967,1307.4730231649464,1056.2181304510525,777.89194570628968,1139.8438749839486,1095.8980870327603,722.38463893278663,649.54792866837568,1172.1852283042763,1161.2416971250252,917.17949392345474,1250.6009936796779,1149.886174183732,722.89104547363047,572.50546916644839,726.28997751048018,1045.61792574017,1558.1700103677415,1780.9888883390013,1692.7883186150927,1602.9741144898514,1445.2928507298354,1020.074436493542,1047.6950508738005,1085.7098740839203,1672.1114820575904,1832.9942651351439,1174.4168503486726,1308.7347479362013,1054.4414159772446,405.04798421963494,268.4383824557454,576.25631083337612,536.57635425166825,672.51646940223895,839.17572031009524,604.75240770797473,573.02045886900146,749.20701927408811,668.36221913497809,447.56896732709339,609.36156554582408,558.57499771239009,505.8057195241272,466.77808323231983,317.05341037674759,266.36125732211502,87.179173480511793,0,0,0,0,0,0,0,0,0,0,0,0,0,0,0,0,0,0,0,0,0,0,0,0,0,0,0,0,0,0,0]
[6,"UNDERGROUND CABLES","> 11 kv & < = 22 kv",46.390391493163598,50.312621679137948,102.0887869870682,50.312621679137948,7.0931390568025625,2,9.6167999999999996,6.2611999999999997,4.5118,4.1073000000000004,6.8592000000000004,15.0669,8.8638999999999992,23.418399999999998,26.446999999999999,21.209700000000002,35.5732,45.482599999999998,28.6692,19.8444,22.296600000000002,15.3308,23.027999999999999,25.346800000000002,13.614000000000001,14.277200000000001,21.610099999999999,22.716799999999999,12.3401,5.2624000000000004,4.3189000000000002,4.3544,5.6795999999999998,6.1860999999999997,5.0095000000000001,6.601,7.9010999999999996,6.7880000000000003,5.5316000000000001,4.6399999999999997,6.3428000000000004,6.9494999999999996,4.6039000000000003,6.0707000000000004,6.7106000000000003,4.3141999999999996,5.1062000000000003,5.1079999999999997,2.6993999999999998,2.3275999999999999,2.0415000000000001,1.0787,0.54249999999999998,0.70750000000000002,0.69350000000000001,0.4254,0,9.1499999999999998E-2,9.1499999999999998E-2,9.7900000000000001E-2,9.7900000000000001E-2,0,0,1.7500000000000002E-2,1.7500000000000002E-2,0,0,0,0,0,0,0,0,0,0,0,0,0,0,0,0,0,0,0,0,0,0,0,0,0,0,0,0,0,0,0,0,null,981.76744669723746,639.19831308343146,460.60418912825435,419.30927479198527,700.24740770169831,1538.1615446554579,904.90479897467378,2390.7560491779577,2699.9421494469925,2165.2725453596208,3631.6248372483747,4643.2634630180282,2926.8038518896556,2025.8907244861764,2276.2328479358653,1565.1027755413452,2350.9005867382066,2587.6240660038206,1389.8367460419465,1457.5420295717702,2206.1488956692424,2319.1305562278308,1259.7858402991203,537.23203264074778,440.91126211844886,444.5354140564898,579.82347457175251,631.53144518070258,511.41377841171817,673.88808290163718,806.61371486352459,692.97868606821896,564.71433409766644,473.69197161999642,647.52875810157627,709.4660251666304,470.00656640976331,619.75039916239496,685.07701395541994,440.43144481960962,521.28576411336769,521.46952392994433,275.5784715928919,237.62186059109993,208.41425863409975,110.12317452295046,55.3831669404845,72.227816793350755,70.798573775531807,43.428569984298811,0,9.34112400931674,9.34112400931674,9.9944922460339765,9.9944922460339765,0,0,1.7865537722736937,1.7865537722736937,0,0,0,0,0,0,0,0,0,0,0,0,0,0,0,0,0,0,0,0,0,0,0,0,0,0,0,0,0,0,0,0]
[6,"UNDERGROUND CABLES","> 22 kv & < = 33 kv",46.390391493163598,65.385207027128601,102.0887869870682,65.385207027128601,8.0861119845775455,2,0.58240000000000003,0,0,3.1168999999999998,3.3972000000000002,1.4832000000000001,7.8441000000000001,3.1185,0,11.9602,11.5921,0,0,0,0,0,0.62790000000000001,0.62790000000000001,0,0,0,0,0,0,0,0,0,0,0,0,0,0,0,0,0,0,0,0,0,0,0,0,0,0,0,0,2.0093000000000001,2.0093000000000001,0,0,6.0496999999999996,6.0496999999999996,0,5.8418000000000001,5.8418000000000001,0,0,0,0,0,0,0,0,0,0,0,0,0,0,0,0,0,0,0,0,0,0,0,0,0,0,0,0,0,0,0,0,0,0,0,0,null,59.456509541268524,0,0,318.20054015999284,346.81602715246811,151.41808885921958,800.79465400526169,318.36388221917218,0,1221.0023101227332,1183.4234276327934,0,0,0,0,0,64.101549349180132,64.101549349180132,0,0,0,0,0,0,0,0,0,0,0,0,0,0,0,0,0,0,0,0,0,0,0,0,0,0,0,0,205.12699969311615,205.12699969311615,0,0,617.60653463566643,617.60653463566643,0,596.38227582105503,596.38227582105503,0,0,0,0,0,0,0,0,0,0,0,0,0,0,0,0,0,0,0,0,0,0,0,0,0,0,0,0,0,0,0,0,0,0,0,0]
["","","","","","","","","","","","","","","","","","","","","","","","","","","","","","","","","","","","","","","","","","","","","","","","","","","","","","","","","","","","","","","","","","","","","","","","","","","","","","","","","","","","","","","","","","","","","","","","","","","","",null,"","","","","","","","","","","","","","","","","","","","","","","","","","","","","","","","","","","","","","","","","","","","","","","","","","","","","","","","","","","","","","","","","","","","","","","","","","","","","","","","","","","","","","","","","","",""]
["","","","","","","","","","","","","","","","","","","","","","","","","","","","","","","","","","","","","","","","","","","","","","","","","","","","","","","","","","","","","","","","","","","","","","","","","","","","","","","","","","","","","","","","","","","","","","","","","","","","",null,"","","","","","","","","","","","","","","","","","","","","","","","","","","","","","","","","","","","","","","","","","","","","","","","","","","","","","","","","","","","","","","","","","","","","","","","","","","","","","","","","","","","","","","","","","",""]
["","","","","","","","","","","","","","","","","","","","","","","","","","","","","","","","","","","","","","","","","","","","","","","","","","","","","","","","","","","","","","","","","","","","","","","","","","","","","","","","","","","","","","","","","","","","","","","","","","","","",null,"","","","","","","","","","","","","","","","","","","","","","","","","","","","","","","","","","","","","","","","","","","","","","","","","","","","","","","","","","","","","","","","","","","","","","","","","","","","","","","","","","","","","","","","","","",""]
["","","","","","","","","","","","","","","","","","","","","","","","","","","","","","","","","","","","","","","","","","","","","","","","","","","","","","","","","","","","","","","","","","","","","","","","","","","","","","","","","","","","","","","","","","","","","","","","","","","","",null,"","","","","","","","","","","","","","","",{"$f":"IFERROR($F52*Y52,\"\")","v":""},"","","","","","","","","","","","","","","","","","","","","","","","","","","","","","","","","","","","","","","","","","","","","","","","","","","","","","","","","","","","","","","","","","","","","","","","","","",""]
["","","","","","","","","","","","","","","","","","","","","","","","","","","","","","","","","","","","","","","","","","","","","","","","","","","","","","","","","","","","","","","","","","","","","","","","","","","","","","","","","","","","","","","","","","","","","","","","","","","","",null,{"$f":"IFERROR($F53*J53,\"\")","v":""},"","","","","","","","","","","","","","","","","","","","","","","","","","","","","","","","","","","","","","","","","","",{"$f":"IFERROR($F53*BA53,\"\")","v":""},"","","","","","","","","","","","","","","",{"$f":"IFERROR($F53*BQ53,\"\")","v":""},"","","","","","","","","","","","","","","",{"$f":"IFERROR($F53*CG53,\"\")","v":""},"","","","","","","","","","","","","","",""]
["","","","","","","","","","","","","","","","","","","","","","","","","","","","","","","","","","","","","","","","","","","","","","","","","","","","","","","","","","","","","","","","","","","","","","","","","","","","","","","","","","","","","","","","","","","","","","","","","","","","",null,"","","","","","","","","","","","","","","","","","","","","","","","","","","","","","","","",{"$f":"IFERROR($F54*AP54,\"\")","v":""},"","","","","","","","","","","","","","","","","","","","","","","","","","","","","","","","","","","","","","","","","","","","","","","","","","","","","","","","","",""]
["","","","","","","","","","","","","","","","","","","","","","","","","","","","","","","","","","","","","","","","","","","","","","","","","","","","","","","","","","","","","","","","","","","","","","","","","","","","","","","","","","","","","","","","","","","","","","","","","","","","",null,"","","","","","","","","","","","","","","","","","","","","","","","","","","","","","","",{"$f":"IFERROR($F55*AO55,\"\")","v":""},"","","","","","","","","","","","","","","","","","","","","","","","","","","","","","","","","","","","","","","","","","","","","","","","","","","","","","","","","","",""]
["","","","","","","","","","","","","","","","","","","","","","","","","","","","","","","","","","","","","","","","","","","","","","","","","","","","","","","","","","","","","","","","","","","","","","","","","","","","","","","","","","","","","","","","","","","","","","","","","","","","",null,"","","","","","","","","","","","","","","","","","","","","","","","","","","","","","","","","","","","","","","","","","","","","","","","","","","","","","","","","","","","","","","","","","","","","","","","","","","","","","","","","","","","","","","","","","",""]
["","","","","","","","","","","","","","","","","","","","","","","","","","","","","","","","","","","","","","","","","","","","","","","","","","","","","","","","","","","","","","","","","","","","","","","","","","","","","","","","","","","","","","","","","","","","","","","","","","","","",null,"","","","","","","","","","","","","","","","","","","","","","","","","","","","","","","","","","","","","","","","","","","","","","","","","","","","","","","","","","","","","","","","","","","","","","","","","","","","","","","","","","","","","","","","","","",""]
["","","","","","","","","","","","","","","","","","","","","","","","","","","","","","","","","","","","","","","","","","","","","","","","","","","","","","","","","","","","","","","","","","","","","","","","","","","","","","","","","","","","","","","","","","","","","","","","","","","","",null,"","","","","","","","","","","","","","","","","","","","","","","","","","","","","","","","","","","","","","","","","","","","","","","","","","","","","","","","","","","","","","","","","","","","","","","","","","","","","","","","","","","","","","","","","","",""]
["","","","","","","","","","","","","","","","","","","","","","","","","","","","","","","","","","","","","","","","","","","","","","","","","","","","","","","","","","","","","","","","","","","","","","","","","","","","","","","","","","","","","","","","","","","","","","","","","","","","",null,"","","","","","","","","","","","","","","","","","","","","","","","","","","","","","","","","","","","","","","","","","","","","","","","","","","","","","","","","","","","","","","","","","","","","","","","","","","","","","","","","","","","","","","","","","",""]
["","","","","","","","","","","","","","","","","","","","","","","","","","","","","","","","","","","","","","","","","","","","","","","","","","","","","","","","","","","","","","","","","","","","","","","","","","","","","","","","","","","","","","","","","","","","","","","","","","","","",null,"","","","","","","","","","","","","","","","","","","","","","","","","","","","","","","","","","","","","","","","","","","","","","","","","","","","","","","","","","","","","","","","","","","","","","","","","","","","","","","","","","","","","","","","","","",""]
["","","","","","","","","","","","","","","","","","","","","","","","","","","","","","","","","","","","","","","","","","","","","","","","","","","","","","","","","","","","","","","","","","","","","","","","","","","","","","","","","","","","","","","","","","","","","","","","","","","","",null,"","","","","","","","","","","","","","","","","","","","","","","","","","","","","","","","","","","","","","","","","","","","","","","","","","","","","","","","","","","","","","","","","","","","","","","","","","","","","","","","","","","","","","","","","","",""]
["","","","","","","","","","","","","","","","","","","","","","","","","","","","","","","","","","","","","","","","","","","","","","","","","","","","","","","","","","","","","","","","","","","","","","","","","","","","","","","","","","","","","","","","","","","","","","","","","","","","",null,"","","","","","","","","","","","","","","","","","","","","","","","","","","","","","","","","","","","","","","","","","","","","","","","","","","","","","","","","","","","","","","","","","","","","","","","","","","","","","","","","","","","","","","","","","",""]
["","","","","","","","","","","","","","","","","","","","","","","","","","","","","","","","","","","","","","","","","","","","","","","","","","","","","","","","","","","","","","","","","","","","","","","","","","","","","","","","","","","","","","","","","","","","","","","","","","","","",null,"","","","","","","","","","","","","","","","","","","","","","","","","","","","","","","","","","","","","","","","","","","","","","","","","","","","","","","","","","","","","","","","","","","","","","","","","","","","","","","","","","","","","","","","","","",""]
["","","","","","","","","","","","","","","","","","","","","","","","","","","","","","","","","","","","","","","","","","","","","","","","","","","","","","","","","","","","","","","","","","","","","","","","","","","","","","","","","","","","","","","","","","","","","","","","","","","","",null,"","","","","","","","","","","","","","","","","","","","","","","","","","","","","","","","","","","","","","","","","","","","","","","","","","","","","","","","","","","","","","","","","","","","","","","","","","","","","","","","","","","","","","","","","","",""]
["","","","","","","","","","","","","","","","","","","","","","","","","","","","","","","","","","","","","","","","","","","","","","","","","","","","","","","","","","","","","","","","","","","","","","","","","","","","","","","","","","","","","","","","","","","","","","","","","","","","",null,"","","","","","","","","","","","","","","","","","","","","","","","","","","","","","","","","","","","","","","","","","","","","","","","","","","","","","","","","","","","","","","","","","","","","","","","","","","","","","","","","","","","","","","","","","",""]
["","","","","","","","","","","","","","","","","","","","","","","","","","","","","","","","","","","","","","","","","","","","","","","","","","","","","","","","","","","","","","","","","","","","","","","","","","","","","","","","","","","","","","","","","","","","","","","","","","","","",null,{"$f":"IFERROR($F66*J66,\"\")","v":""},"","","","","","","","","","","","","","","",{"$f":"IFERROR($F66*Z66,\"\")","v":""},"","","","","","","","","","","","","","","",{"$f":"IFERROR($F66*AP66,\"\")","v":""},"","","","","","","","","","","","","","","",{"$f":"IFERROR($F66*BF66,\"\")","v":""},"","","","","","","","","","","","","","","",{"$f":"IFERROR($F66*BV66,\"\")","v":""},"","","","","","","","","","","","","",{"$f":"IFERROR($F66*CJ66,\"\")","v":""},{"$f":"IFERROR($F66*CK66,\"\")","v":""},"","","","","","","","","","",""]
["","","","","","","","","","","","","","","","","","","","","","","","","","","","","","","","","","","","","","","","","","","","","","","","","","","","","","","","","","","","","","","","","","","","","","","","","","","","","","","","","","","","","","","","","","","","","","","","","","","","",null,"","","","","","","","","","","","","","","","","","","","","","","","","","","","","","","","","","","","","","","","","","","","","","","","","","","","","","","","","","","","","","","","","","","","","","","","","","","","","","","","","","","","","","","","","","",""]
["","","","","","","","","","","","","","","","","","","","","","","","","","","","","","","","","","","","","","","","","","","","","","","","","","","","","","","","","","","","","","","","","","","","","","","","","","","","","","","","","","","","","","","","","","","","","","","","","","","","",null,"","","","","","","","","","","","","","","","","","","","","","","","","","","","","","","","","","","","","","","","","","","","","","","","","","","","","","","","","","","","","","","","","","","","","","","","","","","","","","","","","","","","","","","","","","",""]
["","","","","","","","","","","","","","","","","","","","","","","","","","","","","","","","","","","","","","","","","","","","","","","","","","","","","","","","","","","","","","","","","","","","","","","","","","","","","","","","","","","","","","","","","","","","","","","","","","","","",null,"","","","","","","","","","","","","","","","","","","","","","","","","","","","","","","","","","","","","","","","","","","","","","","","","","","","","","","","","","","","","","","","","","","","","","","","","","","","","","","","","","","","","","","","","","",""]
["","","","","","","","","","","","","","","","","","","","","","","","","","","","","","","","","","","","","","","","","","","","","","","","","","","","","","","","","","","","","","","","","","","","","","","","","","","","","","","","","","","","","","","","","","","","","","","","","","","","",null,"","","","","","","","","","","","","","","","","","","","","","","","","","","","","","","","","","","","","","","","","","","","","","","","","","","","","","","","","","","","","","","","","","","","","","","","","","","","","","","","","","","","","","","","","","",""]
["","","","","","","","","","","","","","","","","","","","","","","","","","","","","","","","","","","","","","","","","","","","","","","","","","","","","","","","","","","","","","","","","","","","","","","","","","","","","","","","","","","","","","","","","","","","","","","","","","","","",null,"","","","","","","","","","","","","","","","","","","","","","","","","","","","","","","","","","","","","","","","","","","","","","","","","","","","","","","","","","","","","","","","","","","","","","","","","","","","","","","","","","","","","","","","","","",""]
["","","","","","","","","","","","","","","","","","","","","","","","","","","","","","","","","","","","","","","","","","","","","","","","","","","","","","","","","","","","","","","","","","","","","","","","","","","","","","","","","","","","","","","","","","","","","","","","","","","","",null,"","","","","","","","","","","","","","","","","","","","","","","","","","","","","","","","","","","","","","","","","","","","","","","","","","","","","","","","","","","","","","","","","","","","","","","","","","","","","","","","","","","","","","","","","","",""]
["","","","","","","","","","","","","","","","","","","","","","","","","","","","","","","","","","","","","","","","","","","","","","","","","","","","","","","","","","","","","","","","","","","","","","","","","","","","","","","","","","","","","","","","","","","","","","","","","","","","",null,"","","","","","","","","","","","","","","","","","","","","","","","","","","","","","","","","","","","","","","","","","","","","","","","","","","","","","","","","","","","","","","","","","","","","","","","","","","","","","","","","","","","","","","","","","",""]
["","","","","","","","","","","","","","","","","","","","","","","","","","","","","","","","","","","","","","","","","","","","","","","","","","","","","","","","","","","","","","","","","","","","","","","","","","","","","","","","","","","","","","","","","","","","","","","","","","","","",null,"","","","","","","","","","","","","","","","","","","","","","","","","","","","","","","","","","","","","","","","","","","","","","","","","","","","","","","","","","","","","","","","","","","","","","","","","","","","","","","","","","","","","","","","","","",""]
["","","","","","","","","","","","","","","","","","","","","","","","","","","","","","","","","","","","","","","","","","","","","","","","","","","","","","","","","","","","","","","","","","","","","","","","","","","","","","","","","","","","","","","","","","","","","","","","","","","","",null,"","","","","","","","","","","","","","","","","","","","","","","","","","","","","","","","","","","","","","","","","","","","","","","","","","","","","","","","","","","","","","","","","","","","","","","","","","","","","","","","","","","","","","","","","","",""]
["","","","","","","","","","","","","","","","","","","","","","","","","","","","","","","","","","","","","","","","","","","","","","","","","","","","","","","","","","","","","","","","","","","","","","","","","","","","","","","","","","","","","","","","","","","","","","","","","","","","",null,"","","","","","","","","","","","","","","","","","","","","","","","","","","","","","","","","","","","","","","","","","","","","","","","","","","","","","","","","","","","","","","","","","","","","","","","","","","","","","","","","","","","","","","","","","",""]
["","","","","","","","","","","","","","","","","","","","","","","","","","","","","","","","","","","","","","","","","","","","","","","","","","","","","","","","","","","","","","","","","","","","","","","","","","","","","","","","","","","","","","","","","","","","","","","","","","","","",null,"","","","","","","","","","","","","","","","","","","","","","","","","","","","","","","","","","","","","","","","","","","","","","","","","","","","","","","","","","","","","","","","","","","","","","","","","","","","","","","","","","","","","","","","","","",""]
["","","","","","","","","","","","","","","","","","","","","","","","","","","","","","","","","","","","","","","","","","","","","","","","","","","","","","","","","","","","","","","","","","","","","","","","","","","","","","","","","","","","","","","","","","","","","","","","","","","","",null,"","","","","","","","","","","","","","","","","","","","","","","","","","","","","","","","","","","","","","","","","","","","","","","","","","","","","","","","","","","","","","","","","","","","","","","","","","","","","","","","","","","","","","","","","","",""]
["","","","","","","","","","","","","","","","","","","","","","","","","","","","","","","","","","","","","","","","","","","","","","","","","","","","","","","","","","","","","","","","","","","","","","","","","","","","","","","","","","","","","","","","","","","","","","","","","","","","",null,"","","","","","","","","","","","","","","","","","","","","","","","","","","","","","","","","","","","","","","","","","","","","","","","","","","","","","","","","","","","","","","","","","","","","","","","","","","","","","","","","","","","","","","","","","",""]
["","","","","","","","","","","","","","","","","","","","","","","","","","","","","","","","","","","","","","","","","","","","","","","","","","","","","","","","","","","","","","","","","","","","","","","","","","","","","","","","","","","","","","","","","","","","","","","","","","","","",null,"","","","","","","","","","","","","","","","","","","","","","","","","","","","","","","","","","","","","","","","","","","","","","","","","","","","","","","","","","","","","","","","","","","","","","","","","","","","","","","","","","","","","","","","","","",""]
["","","","","","","","","","","","","","","","","","","","","","","","","","","","","","","","","","","","","","","","","","","","","","","","","","","","","","","","","","","","","","","","","","","","","","","","","","","","","","","","","","","","","","","","","","","","","","","","","","","","",null,"","","","","","","","","","","","","","","",{"$f":"IFERROR($F81*Y81,\"\")","v":""},"","","","","","","","","","","","","","","","","","","","","","","","","","","","","","","",{"$f":"IFERROR($F81*BE81,\"\")","v":""},"","","","","","","","","","","","","","","","","","","","","","","","","","","","","","","","","","","","","","","","","","",""]
["","","","","","","","","","","","","","","","","","","","","","","","","","","","","","","","","","","","","","","","","","","","","","","","","","","","","","","","","","","","","","","","","","","","","","","","","","","","","","","","","","","","","","","","","","","","","","","","","","","","",null,{"$f":"IFERROR($F82*J82,\"\")","v":""},"","","","","","","","","","","","","","","","","","","","","","","","","","","","","","","",{"$f":"IFERROR($F82*AP82,\"\")","v":""},"","","","","","","","","","","","","","","","","","","","","","","","","","","","","","","","","","","","","","","","","","","","","","","","","","","","","","","","","",""]
["","","","","","","","","","","","","","","","","","","","","","","","","","","","","","","","","","","","","","","","","","","","","","","","","","","","","","","","","","","","","","","","","","","","","","","","","","","","","","","","","","","","","","","","","","","","","","","","","","","","",null,"","","","","","","","","","","","","","","","","","","","","","","","","","","","","","","","","","","","","","","","","","","","","","","","","","","","","","","","","","","","","","","","","","","","","","","","","","","","","","","","","","","","","","","","","","",""]
["","","","","","","","","","","","","","","","","","","","","","","","","","","","","","","","","","","","","","","","","","","","","","","","","","","","","","","","","","","","","","","","","","","","","","","","","","","","","","","","","","","","","","","","","","","","","","","","","","","","",null,"","","","","","","","","","","","","","","","","","","","","","","","","","","","","","","","","","","","","","","","","","","","","","","","","","","","","","","","","","","",{"$f":"IFERROR($F84*BQ84,\"\")","v":""},"","","","","","","","","","","","","","","","","","","","","","","","","","","","","","",""]
["","","","","","","","","","","","","","","","","","","","","","","","","","","","","","","","","","","","","","","","","","","","","","","","","","","","","","","","","","","","","","","","","","","","","","","","","","","","","","","","","","","","","","","","","","","","","","","","","","","","",null,"","","","","","","","","","","","","","","","","","","","","","","","","","","","","","","","","","","","","","","","","","","","","","","","","","","","","","","","","","","","","","","","","","","","","","","","","","","",{"$f":"IFERROR($F85*CG85,\"\")","v":""},"","","","","","","","","","","","","","",""]
["","","","","","","","","","","","","","","","","","","","","","","","","","","","","","","","","","","","","","","","","","","","","","","","","","","","","","","","","","","","","","","","","","","","","","","","","","","","","","","","","","","","","","","","","","","","","","","","","","","","",null,{"$f":"IFERROR($F86*J86,\"\")","v":""},{"$f":"IFERROR($F86*K86,\"\")","v":""},"","","","","","","","","","","","","","",{"$f":"IFERROR($F86*Z86,\"\")","v":""},"","","","","","","","","",{"$f":"IFERROR($F86*AJ86,\"\")","v":""},"","","","","","","","","","","","","","","","","","","","",{"$f":"IFERROR($F86*BE86,\"\")","v":""},{"$f":"IFERROR($F86*BF86,\"\")","v":""},"","","","","","","","","","","","","","","",{"$f":"IFERROR($F86*BV86,\"\")","v":""},"",{"$f":"IFERROR($F86*BX86,\"\")","v":""},"","","","",{"$f":"IFERROR($F86*CC86,\"\")","v":""},"","","","","","","","","","","","",{"$f":"IFERROR($F86*CP86,\"\")","v":""},"","","","","",""]
["","","","","","","","","","","","","","","","","","","","","","","","","","","","","","","","","","","","","","","","","","","","","","","","","","","","","","","","","","","","","","","","","","","","","","","","","","","","","","","","","","","","","","","","","","","","","","","","","","","","",null,{"$f":"IFERROR($F87*J87,\"\")","v":""},"","","","","","","","","","","","","","","","","","","","","","","","","","","","","","","","","","","","","","","","","","","","","","","","","","","","","","","","","","","","","","","","","","","","","","","","","","","","","","","","","","","","","","","","","",""]
["","","","","","","","","","","","","","","","","","","","","","","","","","","","","","","","","","","","","","","","","","","","","","","","","","","","","","","","","","","","","","","","","","","","","","","","","","","","","","","","","","","","","","","","","","","","","","","","","","","","",null,"","","","","","","","","","","","","","","","","","","","","","","","","","","","","","","","","","","","","","","","","","","","","","","","","","","","","","","","","","","","","","","","","","","","","","","","","","","","","","","","","","","","","","","","","","",""]
["","","","","","","","","","","","","","","","","","","","","","","","","","","","","","","","","","","","","","","","","","","","","","","","","","","","","","","","","","","","","","","","","","","","","","","","","","","","","","","","","","","","","","","","","","","","","","","","","","","","",null,"","","","","","","","","","","","","","","","","","","","","","","","","","","","","","","","","","","","","","","","","","",{"$f":"IFERROR($F89*AZ89,\"\")","v":""},"","","","","","","","","","","","","","","","","","","","","","","","","","","","","","","","","","","","","","","","","","","","","","","",""]
["","","","","","","","","","","","","","","","","","","","","","","","","","","","","","","","","","","","","","","","","","","","","","","","","","","","","","","","","","","","","","","","","","","","","","","","","","","","","","","","","","","","","","","","","","","","","","","","","","","","",null,"","","","","","","","","","","","","","","","","","","","","","","","","","","","","","","","","","","","","","","","","","","","","","","","","","","","","","","","","","","","","","","","","","","","","","","","","","","","","","","","","","","","","","","","","","",""]
["","","","","","","","","","","","","","","","","","","","","","","","","","","","","","","","","","","","","","","","","","","","","","","","","","","","","","","","","","","","","","","","","","","","","","","","","","","","","","","","","","","","","","","","","","","","","","","","","","","","",null,"","","","","","","","","","","","","","","","","","","","","","","","","","","","","","","","","","","","","","","","","","","","","","","","","","","","","","","","","","","","","","","","","","","","","","","","","","","","","","","","","","","","","","","","","","",""]
["","","","","","","","","","","","","","","","","","","","","","","","","","","","","","","","","","","","","","","","","","","","","","","","","","","","","","","","","","","","","","","","","","","","","","","","","","","","","","","","","","","","","","","","","","","","","","","","","","","","",null,"","","","","","","","","","","","","","","","","","","","","","","","","","","","","","","","","","","","","","","","","","","","","","","","","","","","","","","","","","","","","","","","","","","","","","","","","","","","","","","","","","","","","","","","","","",""]
["","","","","","","","","","","","","","","","","","","","","","","","","","","","","","","","","","","","","","","","","","","","","","","","","","","","","","","","","","","","","","","","","","","","","","","","","","","","","","","","","","","","","","","","","","","","","","","","","","","","",null,"","","","","","","","","","","","","","","","","","","","","","","","","","","","","","","","","","","","","","","","","","","","","","","","","","","","","","","","","","","","","","","","","","","","","","","","","","","","","","","","","","","","","","","","","","",""]
["","","","","","","","","","","","","","","","","","","","","","","","","","","","","","","","","","","","","","","","","","","","","","","","","","","","","","","","","","","","","","","","","","","","","","","","","","","","","","","","","","","","","","","","","","","","","","","","","","","","",null,"","","","","","","","","","","","","","","","","","","","","","","","","","","","","","","","","","","","","","","","","","","","","","","","","","","","","","","","","","","","","","","",{"$f":"IFERROR($F94*BU94,\"\")","v":""},"","","","","","","","","","","","","","","","","","","","","","","","","","",""]
["","","","","","","","","","","","","","","","","","","","","","","","","","","","","","","","","","","","","","","","","","","","","","","","","","","","","","","","","","","","","","","","","","","","","","","","","","","","","","","","","","","","","","","","","","","","","","","","","","","","",null,"","","","","","","","","","","","","","","","","","","","","","","","","","","","","","","","","","","","","","","","","","","","","","","","","","","","","","","","","","","","","","","","","","","","","","","","","","","","","","","","","","","","","","","","","","",""]
["","","","","","","","","","","","","","","","","","","","","","","","","","","","","","","","","","","","","","","","","","","","","","","","","","","","","","","","","","","","","","","","","","","","","","","","","","","","","","","","","","","","","","","","","","","","","","","","","","","","",null,"","","","","","","","","","","","","","","","","","","","","","","","","","","","","","","","","","","","","","","","","","","","","","","","","","","","","","","","","","","","","","","","","","","","","","","","","","","","","","","","","","","","","","","","","","",""]
["","","","","","","","","","","","","","","","","","","","","","","","","","","","","","","","","","","","","","","","","","","","","","","","","","","","","","","","","","","","","","","","","","","","","","","","","","","","","","","","","","","","","","","","","","","","","","","","","","","","",null,"","","","","","","","","","","","","","","","","","","","","",{"$f":"IFERROR($F97*AE97,\"\")","v":""},"","","","","","","","","","","","","","","","","","","","","","","","","","","","","","","","","","","","","","","","","","","","","","","","","","","","","","","","","","","","","","","","","","","","",""]
["","","","","","","","","","","","","","","","","","","","","","","","","","","","","","","","","","","","","","","","","","","","","","","","","","","","","","","","","","","","","","","","","","","","","","","","","","","","","","","","","","","","","","","","","","","","","","","","","","","","",null,"","","","","","","","","","","","","","","","","",{"$f":"IFERROR($F98*AA98,\"\")","v":""},"","","","","","","","","","","","","","","","","","","","","","","","","","","","","","","","","","","","","","","","","","","","","","","","","","","","","","","","","","","","","","","","","","","","","","","","",""]
["","","","","","","","","","","","","","","","","","","","","","","","","","","","","","","","","","","","","","","","","","","","","","","","","","","","","","","","","","","","","","","","","","","","","","","","","","","","","","","","","","","","","","","","","","","","","","","","","","","","",null,"","","","","","","","","","","","","","","","","","","","","","","","","","","","","","","","","","","","","","","","","","","","","","","","","","","","","","","","","","","","","","","","","","","","","","","","","","","","","","","","","","","","","","","","","","",""]
["","","","","","","","","","","","","","","","","","","","","","","","","","","","","","","","","","","","","","","","","","","","","","","","","","","","","","","","","","","","","","","","","","","","","","","","","","","","","","","","","","","","","","","","","","","","","","","","","","","","",null,"","","","","","","","","","","","","","","","","","","","","","","","","","","","","","","","","","","","","",{"$f":"IFERROR($F100*AU100,\"\")","v":""},"","","","","","","","","","","","","","","","","","","","","","","","","","","","","","","","","","","","","","","","","","","","","","","","","","","","",""]
["","","","","","","","","","","","","","","","","","","","","","","","","","","","","","","","","","","","","","","","","","","","","","","","","","","","","","","","","","","","","","","","","","","","","","","","","","","","","","","","","","","","","","","","","","","","","","","","","","","","",null,"","","","","","","","","","","","","","","","","","","","","","","","","","","","","","","","","","","","","","","","","","","","","","","","","","","","","","","","","","","","","","","","","","","","","","","","","","","","","","","","","","","","","","","","","","",""]
["","","","","","","","","","","","","","","","","","","","","","","","","","","","","","","","","","","","","","","","","","","","","","","","","","","","","","","","","","","","","","","","","","","","","","","","","","","","","","","","","","","","","","","","","","","","","","","","","","","","",null,"","","","","","","","","","","","",{"$f":"IFERROR($F102*V102,\"\")","v":""},"","","","","","","","","","","","","","","","","","","","","","","","","","","","","","","","","","","","","","","","","","","","","","","","","","","","","","","","","","","","","","","","","","","","","","","","","","","","","",""]
["","","","","","","","","","","","","","","","","","","","","","","","","","","","","","","","","","","","","","","","","","","","","","","","","","","","","","","","","","","","","","","","","","","","","","","","","","","","","","","","","","","","","","","","","","","","","","","","","","","","",null,"","","","","","","","","","","","","","","","","","","","","","","","","","","","","","","","","","","","","","","","","","","","","","","","","","","","","","","","","","","","","","","","","","","","","","","","","","","","","","","","","","","","","","","","","","",""]
["","","","","","","","","","","","","","","","","","","","","","","","","","","","","","","","","","","","","","","","","","","","","","","","","","","","","","","","","","","","","","","","","","","","","","","","","","","","","","","","","","","","","","","","","","","","","","","","","","","","",null,"","","","","","","","","","","","","","","","","","","","","","","","","","","","","","","","","","","","","","","","","","","","","","","","","","","","","","","","","","","","","","","","","","","","","","","","","","","","","","","","","","","","","","","","","","",""]
["","","","","","","","","","","","","","","","","","","","","","","","","","","","","","","","","","","","","","","","","","","","","","","","","","","","","","","","","","","","","","","","","","","","","","","","","","","","","","","","","","","","","","","","","","","","","","","","","","","","",null,"","","","","","","","","","","","","","","","","","","","","","","","","","","","","","","","","","","","","","","","","","","","","","","","","","","","","","","","","","","","","","","","","","","","","","","","","","","","","","","","","","","","","","","","","","",""]
["","","","","","","","","","","","","","","","","","","","","","","","","","","","","","","","","","","","","","","","","","","","","","","","","","","","","","","","","","","","","","","","","","","","","","","","","","","","","","","","","","","","","","","","","","","","","","","","","","","","",null,"","","","","","","","","","","","","","","","","","","","","","","","","","","","","","","","","","","","","","","","","","","","","","","","","","","","","","","","","","","","","","","","","","","","","","","","","","","","","","","","","","","","","","","","","","",""]
["","","","","","","","","","","","","","","","","","","","","","","","","","","","","","","","","","","","","","","","","","","","","","","","","","","","","","","","","","","","","","","","","","","","","","","","","","","","","","","","","","","","","","","","","","","","","","","","","","","","",null,"","","","","","","","","","","","","","","","","","","","","","","","","","","","","","","","","","","","","","","","","","","","","","","","","","","","","","","","","","","","","","","","","","","","","","","","","","","","","","","","","","","","","","","","","","",""]
["","","","","","","","","","","","","","","","","","","","","","","","","","","","","","","","","","","","","","","","","","","","","","","","","","","","","","","","","","","","","","","","","","","","","","","","","","","","","","","","","","","","","","","","","","","","","","","","","","","","",null,"","","","","","","","","","","","","","","","","","","","","","","","","","","","","","","","","","","","","","","","","","","","","","","","","","","","","","","","","","","","","","","","","","","","","","","","","","","","","","","","","","","","","","","","","","",""]
["","","","","","","","","","","","","","","","","","","","","","","","","","","","","","","","","","","","","","","","","","","","","","","","","","","","","","","","","","","","","","","","","","","","","","","","","","","","","","","","","","","","","","","","","","","","","","","","","","","","",null,"","","","","","","","","","","","","","","","","","","","","","","","","","","","","","","","","","","","","","","","","","","","","","","","","","","","","","","","","",{"$f":"IFERROR($F109*BO109,\"\")","v":""},"","","","","","","","","","","","","","","","","","","","","","","","","","","","","","","","",""]
["","","","","","","","","","","","","","","","","","","","","","","","","","","","","","","","","","","","","","","","","","","","","","","","","","","","","","","","","","","","","","","","","","","","","","","","","","","","","","","","","","","","","","","","","","","","","","","","","","","","",null,"","","","","","","","","","","","","","","","","","","","","","","","","","","","","","","","","","","","","","","","","","","","","","","","","","","","","","","","","","","","","","","","","","","","","","","","","","","","","","","","","","","","","","","","","","",""]
["","","","","","","","","","","","","","","","","","","","","","","","","","","","","","","","","","","","","","","","","","","","","","","","","","","","","","","","","","","","","","","","","","","","","","","","","","","","","","","","","","","","","","","","","","","","","","","","","","","","",null,"","","","","","","","","","","","","","","","","","","","","","","","","","","","","","","","","","","","","","","","","","","","","","","","","","","","","","","","","","","","","","","","","","","","","","","","","","","","","","","","","","","","","","","","","","",""]
["","","","","","","","","","","","","","","","","","","","","","","","","","","","","","","","","","","","","","","","","","","","","","","","","","","","","","","","","","","","","","","","","","","","","","","","","","","","","","","","","","","","","","","","","","","","","","","","","","","","",null,"","","","","","","","","","","","","","","","","","","","","","","","","","","","","","","","","","","","","","","","","","","","","","","","","","","","","","","","","","","","","","","","","","","","","","","","","","","","","","","","","","","","","","","","","","",""]
["","","","","","","","","","","","","","","","","","","","","","","","","","","","","","","","","","","","","","","","","","","","","","","","","","","","","","","","","","","","","","","","","","","","","","","","","","","","","","","","","","","","","","","","","","","","","","","","","","","","",null,"","","","","","","","","","","","","","","","","","","","","","","","","","","","","","","","","","","","","","","","","","","","","","","","","","","","","","","","","","","","","","","","","","","","","","","","","","","","","","",{"$f":"IFERROR($F113*CJ113,\"\")","v":""},"","","","","","","","","","","",""]
["","","","","","","","","","","","","","","","","","","","","","","","","","","","","","","","","","","","","","","","","","","","","","","","","","","","","","","","","","","","","","","","","","","","","","","","","","","","","","","","","","","","","","","","","","","","","","","","","","","","",null,"","","","","","","","","","","","","","","","","","","","","","","","","","","","","","","","","","","","","","","","","","","","","","","","","","","","","","","","","","","","","","","","","","","","","","","","","","","","","","","","","","","","","","","","","","",""]
["","","","","","","","","","","","","","","","","","","","","","","","","","","","","","","","","","","","","","","","","","","","","","","","","","","","","","","","","","","","","","","","","","","","","","","","","","","","","","","","","","","","","","","","","","","","","","","","","","","","",null,"","","","","","","","","","","","","","","","","","","","","","","","","","","","","","","","","",{"$f":"IFERROR($F115*AQ115,\"\")","v":""},"","","","","","","","","","","","","","","","","","","","","","","","","","","","","","","","","","","","","","","","","","","","","","","","","","","","","","",{"$f":"IFERROR($F115*CT115,\"\")","v":""},"",""]
["","","","","","","","","","","","","","","","","","","","","","","","","","","","","","","","","","","","","","","","","","","","","","","","","","","","","","","","","","","","","","","","","","","","","","","","","","","","","","","","","","","","","","","","","","","","","","","","","","","","",null,"","","","","","","","","","","","","","","","","","","","","","","","","","","","","","","","","","","","","","","","","","","","","","","","","","","","","","","","","","","","","","","","","","","","","","","","","","","","","","","","","","","","","","","","","","",""]
["","","","","","","","","","","","","","","","","","","","","","","","","","","","","","","","","","","","","","","","","","","","","","","","","","","","","","","","","","","","","","","","","","","","","","","","","","","","","","","","","","","","","","","","","","","","","","","","","","","","",null,"","","","","","","","","","","","","","","","","","","","","","","","","","","","","","","","","","","","","","","","","","","","","","","","","","","","","","","","","","","","","","","","","","","","","","","","","","","","","","","","","","","","","","","","","","",""]
["","","","","","","","","","","","","","","","","","","","","","","","","","","","","","","","","","","","","","","","","","","","","","","","","","","","","","","","","","","","","","","","","","","","","","","","","","","","","","","","","","","","","","","","","","","","","","","","","","","","",null,"","","","","","","","","","","","","","","","","","","","","","","","","","","","","","","","","","","","","","","","","","","","","","","","","","","","","","","","","","","","","","","","","","","","","","","","","","","","","","","","","","","","","","","","","","",""]
["","","","","","","","","","","","","","","","","","","","","","","","","","","","","","","","","","","","","","","","","","","","","","","","","","","","","","","","","","","","","","","","","","","","","","","","","","","","","","","","","","","","","","","","","","","","","","","","","","","","",null,"","","","","","","","","","","","","","","","","","","","","","","","","","","","","","","","","","","","","","","","","","","","","","","","","","","","","","","","","","","","","","","","","","","","","","","","","","","","","","","","","","","","","","","","","","",""]
["","","","","","","","","","","","","","","","","","","","","","","","","","","","","","","","","","","","","","","","","","","","","","","","","","","","","","","","","","","","","","","","","","","","","","","","","","","","","","","","","","","","","","","","","","","","","","","","","","","","",null,"","","","","","","","","","","","","","","","","","","","","","","","","","","","","","","","","","","","","","","","","","","","","","","","","","","","","",{"$f":"IFERROR($F120*BK120,\"\")","v":""},"","","","","","","","","","","","","","","","","","","","","","","","","","","","","","","","","","","","",""]
["","","","","","","","","","","","","","","","","","","","","","","","","","","","","","","","","","","","","","","","","","","","","","","","","","","","","","","","","","","","","","","","","","","","","","","","","","","","","","","","","","","","","","","","","","","","","","","","","","","","",null,"","","","","","","","","","","","","","","","","","","","","","","","","","","","","","","","","","","","","","","","","","","","","","","","","","","","","","","","","","","","","","","","","","","","","","","","","","","","","","","","","","","","","","","","","","",""]
["","","","","","","","","","","","","","","","","","","","","","","","","","","","","","","","","","","","","","","","","","","","","","","","","","","","","","","","","","","","","","","","","","","","","","","","","","","","","","","","","","","","","","","","","","","","","","","","","","","","",null,"","","","","","","","","","","",{"$f":"IFERROR($F122*U122,\"\")","v":""},"","","","","","","","","","","","","","","","","","","","","","","","","","","","","","","","","","","","","","","","","","","","","","","","","","","","","","","","","","","","","","","","","","","","","","","","","","","","","","",""]
["","","","","","","","","","","","","","","","","","","","","","","","","","","","","","","","","","","","","","","","","","","","","","","","","","","","","","","","","","","","","","","","","","","","","","","","","","","","","","","","","","","","","","","","","","","","","","","","","","","","",null,{"$f":"IFERROR($F123*J123,\"\")","v":""},"","","","","","","","","","","","","","","","","","","","","","","","","","","","","","","","","","","","","","","","","","","","","","","","","","","","","","","","","","","","","","","","","","","","","","","","","","","","","","","","","","","","","","","","","",""]
["","","","","","","","","","","","","","","","","","","","","","","","","","","","","","","","","","","","","","","","","","","","","","","","","","","","","","","","","","","","","","","","","","","","","","","","","","","","","","","","","","","","","","","","","","","","","","","","","","","","",null,"","","","","","","","","","","","","","","","","","","","","","","","","","","","","","","","","","","","","","","","","","","","","","","","","","","","","","","","","","","","","","","","","","","","","","","","","","","","",{"$f":"IFERROR($F124*CH124,\"\")","v":""},"","","","","","","","","","","","","",""]
["","","","","","","","","","","","","","","","","","","","","","","","","","","","","","","","","","","","","","","","","","","","","","","","","","","","","","","","","","","","","","","","","","","","","","","","","","","","","","","","","","","","","","","","","","","","","","","","","","","","",null,"","","","","","","","","","","","","","","","","","","","","","","","","","","","","","","","","","","","","","","","","","","","","","","","","","","","","","","","","","","","","","","","","","","","","","","","","","","","","","","","","","","","","","","","","","",""]
["","","","","","","","","","","","","","","","","","","","","","","","","","","","","","","","","","","","","","","","","","","","","","","","","","","","","","","","","","","","","","","","","","","","","","","","","","","","","","","","","","","","","","","","","","","","","","","","","","","","",null,"","","","","","","","","","","","","","","","","","","","","","","","","","","","",{"$f":"IFERROR($F126*AL126,\"\")","v":""},"","","","","","","","","","","","","","","","","","","","","","","","","","","","","","","","","","","","","","","","","","","","","","","","","","","","","","","","","","","","","",""]
["","","","","","","","","","","","","","","","","","","","","","","","","","","","","","","","","","","","","","","","","","","","","","","","","","","","","","","","","","","","","","","","","","","","","","","","","","","","","","","","","","","","","","","","","","","","","","","","","","","","",null,"","","","","","","","","","","","","","","","","","","","","","","","","","","","","","","","","","","","","","","","","","","","","","","","","","","","","","","","","","","","","","","","","","","","","","","","","","","","","","","","","","","","","","","","","","",""]
["","","","","","","","","","","","","","","","","","","","","","","","","","","","","","","","","","","","","","","","","","","","","","","","","","","","","","","","","","","","","","","","","","","","","","","","","","","","","","","","","","","","","","","","","","","","","","","","","","","","",null,"","","","","","","","","","","","","","","","","","","","","","","","","","","","","","","","","","","","","","","","","","","","","","","","","","","","","","","","","","","","","","","","","","","","","","","","","","","","","","","","","","","","","","","","","","",""]
["","","","","","","","","","","","","","","","","","","","","","","","","","","","","","","","","","","","","","","","","","","","","","","","","","","","","","","","","","","","","","","","","","","","","","","","","","","","","","","","","","","","","","","","","","","","","","","","","","","","",null,"","","","","","","","","","","","","","","","","","","","","","","","","","","","","","","","","","","","","","","","","","","","","","","","",{"$f":"IFERROR($F129*BF129,\"\")","v":""},"","","","","","","","","","","","","","","","","","","","","","","","","","","","","","","","","","","","","","","","","",""]
["","","","","","","","","","","","","","","","","","","","","","","","","","","","","","","","","","","","","","","","","","","","","","","","","","","","","","","","","","","","","","","","","","","","","","","","","","","","","","","","","","","","","","","","","","","","","","","","","","","","",null,"","","","","","","","","","","","","","","","","","","","","","","","","","","","","","","","","","","","","","","","","","","","","","","","","","","","","","","","","","","","","","","","","","","","","","","",{"$f":"IFERROR($F130*CC130,\"\")","v":""},"","","","","","","","","","","","","","","","","","",""]
["","","","","","","","","","","","","","","","","","","","","","","","","","","","","","","","","","","","","","","","","","","","","","","","","","","","","","","","","","","","","","","","","","","","","","","","","","","","","","","","","","","","","","","","","","","","","","","","","","","","",null,"","","","","","","","","","","","","","","","","","","","","","","","","","","","","","","","","","","","","","","","","","","","","","","","","","","","","","","","","","","","","","","","","","","","","","","","","","","","","","","","","","","","","","","","","","",""]
["","","","","","","","","","","","","","","","","","","","","","","","","","","","","","","","","","","","","","","","","","","","","","","","","","","","","","","","","","","","","","","","","","","","","","","","","","","","","","","","","","","","","","","","","","","","","","","","","","","","",null,"","","","","","","","","","","","","","","","","","","","","","","","","","","","","","","","","","","","","","","","","","","","","","","","","","","","","","","","","","","","","","","","","","","","","","","","","","","","","","","","","","","","","","","","","","",""]
["","","","","","","","","","","","","","","","","","","","","","","","","","","","","","","","","","","","","","","","","","","","","","","","","","","","","","","","","","","","","","","","","","","","","","","","","","","","","","","","","","","","","","","","","","","","","","","","","","","","",null,"","","","","","","","","","","","","","","","","","","","","","","","","","","","","","","","","","","","","","","","","","","","","","","","","","","","","","","","","","","","","","","","","","","","","","","","","","","","","","","","","","","","","","","","","","",""]
["","","","","","","","","","","","","","","","","","","","","","","","","","","","","","","","","","","","","","","","","","","","","","","","","","","","","","","","","","","","","","","","","","","","","","","","","","","","","","","","","","","","","","","","","","","","","","","","","","","","",null,"","","","","","","","","","","","","","","","","","","","","","","","","","","","","","","","","","","","","","","","","","","","","","","","","","","","","","","","","","","","","","","","","","","","","","","","","","","","","","","","","","","","","","","","","","",""]
["","","","","","","","","","","","","","","","","","","","","","","","","","","","","","","","","","","","","","","","","","","","","","","","","","","","","","","","","","","","","","","","","","","","","","","","","","","","","","","","","","","","","","","","","","","","","","","","","","","","",null,"","","","","","","","","","","","","","",{"$f":"IFERROR($F135*X135,\"\")","v":""},"","","","","","","","","","","","","","","","","","","","","","","","","","","","","","","","","","","","","","","","","","","","","","","","","","","","","","","","","","","","","","","","","","","","","","","","","","","",""]
["","","","","","","","","","","","","","","","","","","","","","","","","","","","","","","","","","","","","","","","","","","","","","","","","","","","","","","","","","","","","","","","","","","","","","","","","","","","","","","","","","","","","","","","","","","","","","","","","","","","",null,"","","","","","","","","","","","","","","","","","","","","","","","","","","","","","","","","","","","","","","","","","","","","","","","","","","","","","","","","","","","","","","","","","","","","","","","","","","","","","","","","","","","","","","","","","",""]
["","","","","","","","","","","","","","","","","","","","","","","","","","","","","","","","","","","","","","","","","","","","","","","","","","","","","","","","","","","","","","","","","","","","","","","","","","","","","","","","","","","","","","","","","","","","","","","","","","","","",null,"","","","","","","","","","","","","","","","","","","","","","","","","","","","","","","","","","","","","","","","","","","","","","","","","","","","","","","","","","","","","","","","","","","","","","","","","","","","","","","","","","","","","","","","","","",""]
["","","","","","","","","","","","","","","","","","","","","","","","","","","","","","","","","","","","","","","","","","","","","","","","","","","","","","","","","","","","","","","","","","","","","","","","","","","","","","","","","","","","","","","","","","","","","","","","","","","","",null,"","","","","","","","","","","","","","","","","","","","","","","","","","","","","","","","","","","","","","","","","","","","","","","","","","","","","","","","","","","","","","","","","","","","","","","","","","","","","","","","","","","","","","","","","","",""]
["","","","","","","","","","","","","","","","","","","","","","","","","","","","","","","","","","","","","","","","","","","","","","","","","","","","","","","","","","","","","","","","","","","","","","","","","","","","","","","","","","","","","","","","","","","","","","","","","","","","",null,"","","","","","","","","","","","","","","","","","","","","","","","","","","","","","","","","","","","","","","","","","","","","","","","","","","","","","","","","","","","","","","","","","","","","","","","","","","","","","","","","","","","","",{"$f":"IFERROR($F139*CQ139,\"\")","v":""},"","","","",""]
["","","","","","","","","","","","","","","","","","","","","","","","","","","","","","","","","","","","","","","","","","","","","","","","","","","","","","","","","","","","","","","","","","","","","","","","","","","","","","","","","","","","","","","","","","","","","","","","","","","","",null,"","","","","","","","","","","","","","","","","","","","","","","","","","","","","","","","","","","","","","","","","","","","","","","","","","","","","","","","","","","","","","","","","","","","","","","","","","","","","","","","","","","","","","","","","","",""]
["","","","","","","","","","","","","","","","","","","","","","","","","","","","","","","","","","","","","","","","","","","","","","","","","","","","","","","","","","","","","","","","","","","","","","","","","","","","","","","","","","","","","","","","","","","","","","","","","","","","",null,"","","","","","","","","","","","","","","","","","","","","","","","","","","","","","","","","","","","","","","","","","","","","","","","","","","","","","","","","","","","","","","","","","","","","","","","","","","","","","","","","","","","","","","","","","",""]
["","","","","","","","","","","","","","","","","","","","","","","","","","","","","","","","","","","","","","","","","","","","","","","","","","","","","","","","","","","","","","","","","","","","","","","","","","","","","","","","","","","","","","","","","","","","","","","","","","","","",null,"","","","","","","","","","","","","","","","","","","","","","","","","","","","","","","","","","","","","","","","","","","","","","","","","","","","","","","","","","","","","","","","","","","","","","","","","","","","","","","","","","","","","","","","","","",""]
["","","","","","","","","","","","","","","","","","","","","","","","","","","","","","","","","","","","","","","","","","","","","","","","","","","","","","","","","","","","","","","","","","","","","","","","","","","","","","","","","","","","","","","","","","","","","","","","","","","","",null,"","","","","","","","","","","","","","","","","","","","","","","","","","","","","","","","","","","","","","","","","","","","",{"$f":"IFERROR($F143*BB143,\"\")","v":""},"","","","","","","","","","","","","","","","","","","","","","","","","","","","","","","","","","","","","","","","","","","","","",""]
["","","","","","","","","","","","","","","","","","","","","","","","","","","","","","","","","","","","","","","","","","","","","","","","","","","","","","","","","","","","","","","","","","","","","","","","","","","","","","","","","","","","","","","","","","","","","","","","","","","","",null,"","","","","","","","","","","","","","","","","","","","","","","","","","","","","","","","","","","","","","","","","","","","","","","","","","","","","","","","","","","","","","","","","","","","","","","","","","","","","","","","","","","","","","","","","","",""]
["","","","","","","","","","","","","","","","","","","","","","","","","","","","","","","","","","","","","","","","","","","","","","","","","","","","","","","","","","","","","","","","","","","","","","","","","","","","","","","","","","","","","","","","","","","","","","","","","","","","",null,"","","","","","","","","","","","","","","","","","","","","","","","","","","","","","","","","","","","","","","","","","","","","","","","","","","","","","","","","","","","","","","","","","","","","","","","","","","","","","","","","","","","","","","","","","",""]
["","","","","","","","","","","","","","","","","","","","","","","","","","","","","","","","","","","","","","","","","","","","","","","","","","","","","","","","","","","","","","","","","","","","","","","","","","","","","","","","","","","","","","","","","","","","","","","","","","","","",null,"","",{"$f":"IFERROR($F146*L146,\"\")","v":""},"","","","","","","","","","","","","","","","","","","","","","","","","","","","","","","","","","","","","","","","","","","","","","","","","","","","","","","","","","","","","","","","","","","","","","","","","","","","","","","","","","","","","","","",""]
["","","","","","","","","","","","","","","","","","","","","","","","","","","","","","","","","","","","","","","","","","","","","","","","","","","","","","","","","","","","","","","","","","","","","","","","","","","","","","","","","","","","","","","","","","","","","","","","","","","","",null,{"$f":"IFERROR($F147*J147,\"\")","v":""},"","","","","","","","","","","","","","","","","","","","","","","","","","","","","","","","","","","","","","","","","","","","","","","","","","","","","","","","","","","","","","","","","","","","","","","","","","","","","","","","","","","","","","","","","",""]
["","","","","","","","","","","","","","","","","","","","","","","","","","","","","","","","","","","","","","","","","","","","","","","","","","","","","","","","","","","","","","","","","","","","","","","","","","","","","","","","","","","","","","","","","","","","","","","","","","","","",null,"","","","","","","","","","","","","","","","","","","","","","","","","","","","","","","","","","","","","","","","","","","","","","","","","","","","","","","","","","","","","","","","","","","","","","","","","","","","","","","","","","","","","","","","","","",""]
["","","","","","","","","","","","","","","","","","","","","","","","","","","","","","","","","","","","","","","","","","","","","","","","","","","","","","","","","","","","","","","","","","","","","","","","","","","","","","","","","","","","","","","","","","","","","","","","","","","","",null,"","","","","","","","","","","","","","","","","","","","","","","","","","","","","","","","","","","","","","","","","","","","","","","","","","","","","","","","","","","","","","","","","","","","","","","","","","","","","","","","","","","","","","","","","","",""]
["","","","","","","","","","","","","","","","","","","","","","","","","","","","","","","","","","","","","","","","","","","","","","","","","","","","","","","","","","","","","","","","","","","","","","","","","","","","","","","","","","","","","","","","","","","","","","","","","","","","",null,"","","","","","","","","","","","","","","","","","","","","","","","","","","","","","","","","","","","","","","","","","","","","","","","","","","","","","","","","","","","","","","","","","","","","","","","","","","","","","","","","","","","","","","","","","",""]
["","","","","","","","","","","","","","","","","","","","","","","","","","","","","","","","","","","","","","","","","","","","","","","","","","","","","","","","","","","","","","","","","","","","","","","","","","","","","","","","","","","","","","","","","","","","","","","","","","","","",null,"","","","","","","","","","","","","","","","","","","","","","","","","","","","","","","","","","","","","","","","","","","","","","","","","","","","","","","","","","","","",{"$f":"IFERROR($F151*BR151,\"\")","v":""},"","","","","","","","","","","","","","","","","","","","","","","","","","","","","",""]
["","","","","","","","","","","","","","","","","","","","","","","","","","","","","","","","","","","","","","","","","","","","","","","","","","","","","","","","","","","","","","","","","","","","","","","","","","","","","","","","","","","","","","","","","","","","","","","","","","","","",null,"","","","","","","","","","","","","","","","","","","","","","","","","","","","","","","","","","","","","","","","","","","","","","","","","","","","","","","","","","","","","","","","","","","","","","","","","","","","","","","","","","","","","","","","","","",""]
["","","","","","","","","","","","","","","","","","","","","","","","","","","","","","","","","","","","","","","","","","","","","","","","","","","","","","","","","","","","","","","","","","","","","","","","","","","","","","","","","","","","","","","","","","","","","","","","","","","","",null,"","","","","","","","","","","","","","","","","",{"$f":"IFERROR($F153*AA153,\"\")","v":""},"","","","","","","","","","","","","","","","","","","","",{"$f":"IFERROR($F153*AV153,\"\")","v":""},"","","","","","","","","","","","","","","","","","","","","","","","","","","","","","","","","","","","","","","","","","","","","","","","","","","",""]
["","","","","","","","","","","","","","","","","","","","","","","","","","","","","","","","","","","","","","","","","","","","","","","","","","","","","","","","","","","","","","","","","","","","","","","","","","","","","","","","","","","","","","","","","","","","","","","","","","","","",null,"","","","","","","","","","","","","","","","","","","","","","","","","","","","","","","","","",{"$f":"IFERROR($F154*AQ154,\"\")","v":""},"","","","","","","","","","","","","","","","","","","","","","","","","","","","","","","","","","","","","","","","","","","","","","","","","","","","","","","","",""]
["","","","","","","","","","","","","","","","","","","","","","","","","","","","","","","","","","","","","","","","","","","","","","","","","","","","","","","","","","","","","","","","","","","","","","","","","","","","","","","","","","","","","","","","","","","","","","","","","","","","",null,"","","","","","","","","","","","","","","","","","","","","","","","","","","","","","","","","","","","","","","","","","","","","","","","","","","","","","","","","","","","","","","","","","","","","","","","","","","","","","","","","","","","","","","","","","",""]
["","","","","","","","","","","","","","","","","","","","","","","","","","","","","","","","","","","","","","","","","","","","","","","","","","","","","","","","","","","","","","","","","","","","","","","","","","","","","","","","","","","","","","","","","","","","","","","","","","","","",null,"","","","","","","","","","","","","","","","","","","","","","","","","","","","","","","","","","","","","","","","","","","","","","","","","","","","","","","","","","","","","","","","","","","","","","","","","","","","","","","","","","","","","","","","","","",""]
["","","","","","","","","","","","","","","","","","","","","","","","","","","","","","","","","","","","","","","","","","","","","","","","","","","","","","","","","","","","","","","","","","","","","","","","","","","","","","","","","","","","","","","","","","","","","","","","","","","","",null,"","","","","","","","","","","","","","","","","","","","","","","","","","","","","","","","","","","","","","","","","","","","","","","","","","","","","","","","","","","","","","","","","","","","","","","","","","","","","","","","","","","","","","","","","","",""]
["","","","","","","","","","","","","","","","","","","","","","","","","","","","","","","","","","","","","","","","","","","","","","","","","","","","","","","","","","","","","","","","","","","","","","","","","","","","","","","","","","","","","","","","","","","","","","","","","","","","",null,"","","","","","","","","","","","","","","","","","","","","","","","","","","","","","","","","","","","","","","","","","","","","","","","","","","","","","","","","","","","","","","","","","","","","","","","","","","","","","","","","","","","","","","","","","",""]
["","","","","","","","","","","","","","","","","","","","","","","","","","","","","","","","","","","","","","","","","","","","","","","","","","","","","","","","","","","","","","","","","","","","","","","","","","","","","","","","","","","","","","","","","","","","","","","","","","","","",null,"","","","","","","","","","","","","","","","","","","","","","","","","","","","","","","","","","","","","","","","","","","","","","","","","","","","","","","","","","","","","","","","","","","","","","","","","","","","","","","","","","","","","","","","","","",""]
["","","","","","","","","","","","","","","","","","","","","","","","","","","","","","","","","","","","","","","","","","","","","","","","","","","","","","","","","","","","","","","","","","","","","","","","","","","","","","","","","","","","","","","","","","","","","","","","","","","","",null,"","","","","","","","","","","","","","","","","","","","","","","","","","","","","","","","","","","","","","","","","","","","","","","","","","","","","","","","","","","","","","","","","","","","","","","","","","","","","","","","","","","","","","","","","","",""]
["","","","","","","","","","","","","","","","","","","","","","","","","","","","","","","","","","","","","","","","","","","","","","","","","","","","","","","","","","","","","","","","","","","","","","","","","","","","","","","","","","","","","","","","","","","","","","","","","","","","",null,"","","","","","","","","","","","","","","","","","","","","","","","","","","","","","","","","","","","","","","","","","","","","","","","","","","","","","","","","","","","","","","","","","","","","","","","","","","","","","","","","","","","","","","","","","",""]
["","","","","","","","","","","","","","","","","","","","","","","","","","","","","","","","","","","","","","","","","","","","","","","","","","","","","","","","","","","","","","","","","","","","","","","","","","","","","","","","","","","","","","","","","","","","","","","","","","","","",null,"","","","","","","","","","","","","","","","","","","","","","","","","","","","","","","","","","","","","","","","","","","","","","","","","","","","","","","","","","","","","","","","","","","","","","","","","","","","","","","","","","","","","","","","","","",""]
["","","","","","","","","","","","","","","","","","","","","","","","","","","","","","","","","","","","","","","","","","","","","","","","","","","","","","","","","","","","","","","","","","","","","","","","","","","","","","","","","","","","","","","","","","","","","","","","","","","","",null,"","","","","","","","","","","","","","","","","","","","","","","","","","","","","","","","","","","","","","","","","","","","","","","","","","","","","","","","","","","","","","","","","","","","","","","","","","","","","","","","","","","","","","","","","","",""]
["","","","","","","","","","","","","","","","","","","","","","","","","","","","","","","","","","","","","","","","","","","","","","","","","","","","","","","","","","","","","","","","","","","","","","","","","","","","","","","","","","","","","","","","","","","","","","","","","","","","",null,"","","","","","","","","","","","","","","","","","","","","","","","","","","","","","","","","","","","","","","","","","","","","","","","","","","","","","","","","","","","","","","","","","","","","","","","","","","","","","","","","","","",{"$f":"IFERROR($F164*CO164,\"\")","v":""},"","","","","","",""]
["","","","","","","","","","","","","","","","","","","","","","","","","","","","","","","","","","","","","","","","","","","","","","","","","","","","","","","","","","","","","","","","","","","","","","","","","","","","","","","","","","","","","","","","","","","","","","","","","","","","",null,"","","","","","","","","","","","","","","","","","","","","","","","","","","","","","","","","","","","","","","","","","","","","","","","","","","","","","","","","","","","","","","","","","","","","","","","","","","","","","","","","","","","","","","","","","",""]
["","","","","","","","","","","","","","","","","","","","","","","","","","","","","","","","","","","","","","","","","","","","","","","","","","","","","","","","","","","","","","","","","","","","","","","","","","","","","","","","","","","","","","","","","","","","","","","","","","","","",null,"","","","","","","","","","","","","","","","","","","","","","","","","","","","","","","","","","","","","","","","","","","","","","","","","","","","","","","","","","","","","","","","","","","","","","","","","","","","","","","","","","","","","","","","","","",""]
["","","","","","","","","","","","","","","","","","","","","","","","","","","","","","","","","","","","","","","","","","","","","","","","","","","","","","","","","","","","","","","","","","","","","","","","","","","","","","","","","","","","","","","","","","","","","","","","","","","","",null,"","","","","","","","","","","","","","","","","","","","","","","","","","","","","","","","","","","","","","","","","","","","","","","","","","","","","","","","","","","","","","","","","","","","","","","","","","","","","","","","","","","","","","","","","","",""]
["","","","","","","","","","","","","","","","","","","","","","","","","","","","","","","","","","","","","","","","","","","","","","","","","","","","","","","","","","","","","","","","","","","","","","","","","","","","","","","","","","","","","","","","","","","","","","","","","","","","",null,"","","","","","","","","","","","","","","","","","","","","","","","","","","","","","","","","","","","","","","","","","","","","","","","","","","","","","","","","","","","","","","","","","","","","","","","","","","","","","","","","","","","","","","","","","",""]
["","","","","","","","","","","","","","","","","","","","","","","","","","","","","","","","","","","","","","","","","","","","","","","","","","","","","","","","","","","","","","","","","","","","","","","","","","","","","","","","","","","","","","","","","","","","","","","","","","","","",null,"","","","","","","","","","","","","","","","","","","","","",{"$f":"IFERROR($F169*AE169,\"\")","v":""},"","","","","","","","","","","","","","","","","","","","","","","","","","","","","","","","","","","","","","","","","","","","","","","","","","","","","","","","","","","","","","","","","","","","",""]
["","","","","","","","","","","","","","","","","","","","","","","","","","","","","","","","","","","","","","","","","","","","","","","","","","","","","","","","","","","","","","","","","","","","","","","","","","","","","","","","","","","","","","","","","","","","","","","","","","","","",null,"","","","","","","","","","","","","","","","","","","","","","","","","","","","","","","","","","","","","","","","","","","","","","","","","","","","","","",{"$f":"IFERROR($F170*BL170,\"\")","v":""},"","","","","","","","","","","","","","","","","","","","","","","","","","","","","","","","","","","",""]
["","","","","","","","","","","","","","","","","","","","","","","","","","","","","","","","","","","","","","","","","","","","","","","","","","","","","","","","","","","","","","","","","","","","","","","","","","","","","","","","","","","","","","","","","","","","","","","","","","","","",null,"","","","","","","","","","","","","","","","","","","","","","","","","","","","","","","","","","","","","","","","","","","","","","","","","","","","","","","","","","","","","","","","","","","","","","","","","","","","","","","",{"$f":"IFERROR($F171*CK171,\"\")","v":""},"","","","","","","","","","",""]
["","","","","","","","","","","","","","","","","","","","","","","","","","","","","","","","","","","","","","","","","","","","","","","","","","","","","","","","","","","","","","","","","","","","","","","","","","","","","","","","","","","","","","","","","","","","","","","","","","","","",null,"","","","","","","","","","","","","","","","","","","","","","","","","","","","","","","","","","","","","","","","","","","","","","","","","","","","","","","","","","","","","","","","","","","","","","","","","","","","",{"$f":"IFERROR($F172*CH172,\"\")","v":""},"","","","","","","","","","","","","",""]
["","","","","","","","","","","","","","","","","","","","","","","","","","","","","","","","","","","","","","","","","","","","","","","","","","","","","","","","","","","","","","","","","","","","","","","","","","","","","","","","","","","","","","","","","","","","","","","","","","","","",null,"","","","","","","","","","","","","","","","","","","","","","","","","","","","","","","","","","","","","","","","","","","","","","","","","","","","","","","","","","","","","","","","","","","","","","","","","","","","","","","","","","","","","","","","","","",""]
["","","","","","","","","","","","","","","","","","","","","","","","","","","","","","","","","","","","","","","","","","","","","","","","","","","","","","","","","","","","","","","","","","","","","","","","","","","","","","","","","","","","","","","","","","","","","","","","","","","","",null,"","","","","",{"$f":"IFERROR($F174*O174,\"\")","v":""},"","","","","","","","","","","","","","","","","","","","","","","","","","","","","","","","","","","","","","","","","","","","","","","","","","","","","","","","","","","","","","","","","","","","","","","","","","","","","","","","","","","","",""]
["","","","","","","","","","","","","","","","","","","","","","","","","","","","","","","","","","","","","","","","","","","","","","","","","","","","","","","","","","","","","","","","","","","","","","","","","","","","","","","","","","","","","","","","","","","","","","","","","","","","",null,"","","","","","","","","","","","","","","","","","","","","","","","","","","","","","","","","","","","","","","","","","","","","","","","","","","","","","","","","","","","","","","","","","","","","","","","","","","","","","","","","","","","","","","","","","",""]
["","","","","","","","","","","","","","","","","","","","","","","","","","","","","","","","","","","","","","","","","","","","","","","","","","","","","","","","","","","","","","","","","","","","","","","","","","","","","","","","","","","","","","","","","","","","","","","","","","","","",null,"","","","","","","","","","","","","","","","","","","","","","","","","","","","","","","","","","","","","","","","","","","","","","","","","","","","","","","","","","","","","","","","","","","","","","","","","","","","","","","","","","","","","","","","","","",""]
["","","","","","","","","","","","","","","","","","","","","","","","","","","","","","","","","","","","","","","","","","","","","","","","","","","","","","","","","","","","","","","","","","","","","","","","","","","","","","","","","","","","","","","","","","","","","","","","","","","","",null,"","","","","","","","","","","","","","","","","","","","","","","","","","","","","","","","","","","","","","","","","","","","","","","","","","","","","","","","","","","","","","","","","","","","","","",{"$f":"IFERROR($F177*CB177,\"\")","v":""},"","","","","","","","","","","","","","","","","","","",""]
["","","","","","","","","","","","","","","","","","","","","","","","","","","","","","","","","","","","","","","","","","","","","","","","","","","","","","","","","","","","","","","","","","","","","","","","","","","","","","","","","","","","","","","","","","","","","","","","","","","","",null,"","","","","","","","","","","","","","","","","","","","","","","","","","","","","","","","","","","","","","","","","","","","","","","","","","","",{"$f":"IFERROR($F178*BI178,\"\")","v":""},"","","","","","","","","","","","","","","","","","","","","","","","","","","","","","","","","","","","","","",""]
["","","","","","","","","","","","","","","","","","","","","","","","","","","","","","","","","","","","","","","","","","","","","","","","","","","","","","","","","","","","","","","","","","","","","","","","","","","","","","","","","","","","","","","","","","","","","","","","","","","","",null,"","","","","","","","","","","","",{"$f":"IFERROR($F179*V179,\"\")","v":""},"","","","","","","","","","","","","","","","","","","","","","","","","","","","","","","","","","","","","","","","","","","","","","","","","","","","","","","","","","","","","","","","","","","","","","","","","","","","","",""]
["","","","","","","","","","","","","","","","","","","","","","","","","","","","","","","","","","","","","","","","","","","","","","","","","","","","","","","","","","","","","","","","","","","","","","","","","","","","","","","","","","","","","","","","","","","","","","","","","","","","",null,"","","","","","","","","","","","","","","","","","","","","","","","","","","","","","","","","","","","","","","","","","","","","","","","","","","","","","","","","","","","","","","","","","","","","","","","","","","","","","","","","","","","","","","","","","",""]
["","","","","","","","","","","","","","","","","","","","","","","","","","","","","","","","","","","","","","","","","","","","","","","","","","","","","","","","","","","","","","","","","","","","","","","","","","","","","","","","","","","","","","","","","","","","","","","","","","","","",null,"","","","","","","","","","","","","","","","","","","","","","","","","","","","","","","","","","","","","","","","","","","","","","","","","","","","","","","","","","","","","","","","","","","","","","","","","","","","","","","","","","","","","","","","","","",""]
["","","","","","","","","","","","","","","","","","","","","","","","","","","","","","","","","","","","","","","","","","","","","","","","","","","","","","","","","","","","","","","","","","","","","","","","","","","","","","","","","","","","","","","","","","","","","","","","","","","","",null,"","","","","","","","","","","","","","","","","","","","","","","","","","","","","","","","","","","","","","","","","","","","","","","","","","","","","","","","","","","","","","","","","","","","","","","","","","","","","","","","","","","","","","","","","","",""]
["","","","","","","","","","","","","","","","","","","","","","","","","","","","","","","","","","","","","","","","","","","","","","","","","","","","","","","","","","","","","","","","","","","","","","","","","","","","","","","","","","","","","","","","","","","","","","","","","","","","",null,"","","","","","","","","","","","","","","","","","","","","","","","","","","","","","","","","","","","","","","","","","","","","","","","","","","","","","","","","","","","","","","","","","","","","","","","","","","","","","","","","","","","","","","","","","",""]
["","","","","","","","","","","","","","","","","","","","","","","","","","","","","","","","","","","","","","","","","","","","","","","","","","","","","","","","","","","","","","","","","","","","","","","","","","","","","","","","","","","","","","","","","","","","","","","","","","","","",null,"","","","","","","","","","","","","","","","","","","","","","","","","","","","","","","","","","","","","","","","","","","","","","","","","","","","","","","","","","","","","","","","","","","","","","","","","","","","","","","","","","","","","","","","","","",""]
["","","","","","","","","","","","","","","","","","","","","","","","","","","","","","","","","","","","","","","","","","","","","","","","","","","","","","","","","","","","","","","","","","","","","","","","","","","","","","","","","","","","","","","","","","","","","","","","","","","","",null,"","","","","","","","","","","","","","","","","","","","","","","","","","","","","","","","","","","","","","","","","","","","","","","","","","","","","","","","","","","","","","","","","","","","","","","","","","","","","","","","","","","","","","","","","","",""]
["","","","","","","","","","","","","","","","","","","","","","","","","","","","","","","","","","","","","","","","","","","","","","","","","","","","","","","","","","","","","","","","","","","","","","","","","","","","","","","","","","","","","","","","","","","","","","","","","","","","",null,"","","","","","","","","","","","","","","","","","","","","","","","","","","","","","","","","","","","","","","","","","","","","","","","","","","","","","","","","","","","","","","","","","","","","","","","","","","","","","","","","","","","","","","","","","",""]
["","","","","","","","","","","","","","","","","","","","","","","","","","","","","","","","","","","","","","","","","","","","","","","","","","","","","","","","","","","","","","","","","","","","","","","","","","","","","","","","","","","","","","","","","","","","","","","","","","","","",null,"","","","","","","","","","","","","","","","","","","","","","","","","","","","","","","","","","","","","","","","","","","","","","","","","","","","","","","","","","","","","","","","","","","","","","","","","","","","","","","","","","","","","","","","","","",""]
["","","","","","","","","","","","","","","","","","","","","","","","","","","","","","","","","","","","","","","","","","","","","","","","","","","","","","","","","","","","","","","","","","","","","","","","","","","","","","","","","","","","","","","","","","","","","","","","","","","","",null,"","","","","","","","","","","","","","","","","","","","","","","","","","","","","","","","","","","","","","","","","","","","","","","","","","","","","","","","","","","","","","","","","","","","","","","","","","","","","","","","","","","","","","","","","","",""]
["","","","","","","","","","","","","","","","","","","","","","","","","","","","","","","","","","","","","","","","","","","","","","","","","","","","","","","","","","","","","","","","","","","","","","","","","","","","","","","","","","","","","","","","","","","","","","","","","","","","",null,"","","","","","","","","","","","","","","","","","","","","","","","","","","","","","","","","","","","","","","","","","","","","","","","","","","","","","","","","","","","","","","","","","","","","","","","","","","","","","","","","","","","","","","","","","",""]
["","","","","","","","","","","","","","","","","","","","","","","","","","","","","","","","","","","","","","","","","","","","","","","","","","","","","","","","","","","","","","","","","","","","","","","","","","","","","","","","","","","","","","","","","","","","","","","","","","","","",null,"","","","","","","","","","","","","","","","","","","","","","","","",{"$f":"IFERROR($F190*AH190,\"\")","v":""},"","","","","","","","","","","","","","","","","","","","","","","","","","","","","","","","","","",{"$f":"IFERROR($F190*BQ190,\"\")","v":""},"","","","","","","","","","","","","","","","","","","","","","","","","","","","","","",""]

{"sheet":"Lives scenario - output","index":5,"n_rows":175,"n_cols":43,"rows_kept":175,"cut":false,"hidden":false,"merged":[]}
[null,null,null,"Replacement expenditure forecast ($,000)",null,null,null,null,null,null,null,null,null,null,null,null,null,null,null,null,null,null,null,"Replacement quantity forecast (#)"]
[null,null,null,1,2,3,4,5,6,7,8,9,10,11,12,13,14,15,16,17,18,19,20,1,2,3,4,5,6,7,8,9,10,11,12,13,14,15,16,17,18,19,20]
[]
[]
["ID","Asset group",null,2018,2019,2020,2021,2022,2023,2024,2025,2026,2027,2028,2029,2030,2031,2032,2033,2034,2035,2036,2037,2018,2019,2020,2021,2022,2023,2024,2025,2026,2027,2028,2029,2030,2031,2032,2033,2034,2035,2036,2037]
[{"$f":"IFERROR(IF('Historical scenario - output'!A6=\"\",\"\",'Historical scenario - output'!A6),\"\")","v":1},{"$f":"IFERROR(IF('Historical scenario - output'!B6=\"\",\"\",'Historical scenario - output'!B6),\"\")","v":"OVERHEAD CONDUCTORS"},null,{"$f":"IFERROR(IF($A6=\"\",\"\",SUMIFS(D$21:D$175,$A$21:$A$175,$A6)),\"\")","v":3024.8483636377764},{"$f":"IFERROR(IF($A6=\"\",\"\",SUMIFS(E$21:E$175,$A$21:$A$175,$A6)),\"\")","v":3699.9784740437958},4484.5576403177765,5386.6931696181855,6413.039665685711,7568.3528787246496,8855.0623482952105,10272.889901691515,11818.542269264904,13485.505249780066,15263.963734057539,17140.866391382562,19100.146085004821,21123.097500535147,23188.902670695406,25275.283886452497,27359.252855347615,{"$f":"IFERROR(IF($A6=\"\",\"\",SUMIFS(U$21:U$175,$A$21:$A$175,$A6)),\"\")","v":29417.915905151116},31429.288481647876,33373.068941565398,{"$f":"IFERROR(IF($A6=\"\",\"\",SUMIFS(X$21:X$175,$A$21:$A$175,$A6)),\"\")","v":22.250824914488408},{"$f":"IFERROR(IF($A6=\"\",\"\",SUMIFS(Y$21:Y$175,$A$21:$A$175,$A6)),\"\")","v":27.320532533713294},33.241007939843726,40.082563280964393,47.905674892894211,56.757405271201854,66.667881467453228,77.6470393263549,89.681858801496617,102.73431617298104,116.74026169461926,131.60939473229178,147.22645325099609,163.4536629319243,180.1344075633468,197.09799269274038,214.16528619322997,{"$f":"IFERROR(IF($A6=\"\",\"\",SUMIFS(AO$21:AO$175,$A$21:$A$175,$A6)),\"\")","v":231.1549403998437},247.88983873982193,264.20337233814473]
[{"$f":"IFERROR(IF('Historical scenario - output'!A7=\"\",\"\",'Historical scenario - output'!A7),\"\")","v":2},{"$f":"IFERROR(IF('Historical scenario - output'!B7=\"\",\"\",'Historical scenario - output'!B7),\"\")","v":"POLES"},null,{"$f":"IFERROR(IF($A7=\"\",\"\",SUMIFS(D$21:D$175,$A$21:$A$175,$A7)),\"\")","v":5726.4639055267617},6676.2815262808126,7652.3921767002093,8636.6308779909232,9613.9087209403388,10573.937329265615,11512.423585037275,12431.590320615785,13339.947793905127,14251.306414776893,15183.0850181639,16154.035791604345,17181.578404190623,18279.006080406951,19452.881941825421,20700.968271586964,22011.010731137329,23360.628256673132,24718.441603104831,26046.422209383822,681.90279466269146,800.66104793801765,925.36992788036457,1054.4057370119995,1186.4516446851947,1320.6657677489306,1456.7904026815424,1595.1879832467957,1736.797104467815,1883.0092363130236,2035.4736955470712,2195.8455551491597,2365.4986212842468,2545.2327710427753,2735.0103938290476,2933.7586515101129,3139.2713350008094,3348.2356937074555,3556.3962775884229,3758.851027596786]
[{"$f":"IFERROR(IF('Historical scenario - output'!A8=\"\",\"\",'Historical scenario - output'!A8),\"\")","v":3},{"$f":"IFERROR(IF('Historical scenario - output'!B8=\"\",\"\",'Historical scenario - output'!B8),\"\")","v":"SERVICE LINES"},null,2927.5346614237601,3285.284111596789,3648.7327035394073,4011.4385285719122,4366.6693012554088,4707.7160847305322,5028.2270117824019,5322.5375287690495,5585.9720882666779,5815.0929129494025,6007.8745880867109,6163.7886793502057,6283.789894782848,6370.2038308383062,6426.5251825713531,6457.1434841405426,6467.0200366732352,6461.3438973872262,6445.1961433153683,6423.2499334793838,1487.5437709216305,1669.2327364835867,1853.7977312852374,2037.9659389335968,2218.317896666018,2391.446916980969,2554.1286047987769,2703.4885411404175,2837.1553968229023,2953.3871000117742,3051.1592801996358,3130.2079795999325,3191.0223461873038,3234.7873526697663,3263.2810752999776,3278.7352212214009,3283.6709352502694,3280.7240516013917,3272.4746282569395,3261.2947354611797]
[{"$f":"IFERROR(IF('Historical scenario - output'!A9=\"\",\"\",'Historical scenario - output'!A9),\"\")","v":4},{"$f":"IFERROR(IF('Historical scenario - output'!B9=\"\",\"\",'Historical scenario - output'!B9),\"\")","v":"SWITCHGEAR"},null,771.09098582224271,824.86327301462484,878.92974505660072,933.86990654733256,990.47934193445963,1049.7333574532688,1112.737567532555,1180.6703341402842,1254.722697862564,1336.0415512114114,1425.6813325579692,1524.5685566050513,1633.4821740435725,1753.0512132821816,1883.7695428141401,2026.0260320955983,2180.1469904033906,2346.4466145410065,2525.2803450903029,2717.0955674309803,131.46231432483066,139.66180064086672,149.48162025425424,161.20158699174175,175.07657296827063,191.32678526700582,210.12918139889172,231.61050369119445,255.84240197746604,282.83905007260728,312.5575421642468,344.90118812106272,379.72562760216141,416.8474723139924,456.05498516210434,497.12013274675513,539.81121626844481,583.90520136819794,629.19883029408584,675.51760869913596]
[{"$f":"IFERROR(IF('Historical scenario - output'!A10=\"\",\"\",'Historical scenario - output'!A10),\"\")","v":5},{"$f":"IFERROR(IF('Historical scenario - output'!B10=\"\",\"\",'Historical scenario - output'!B10),\"\")","v":"TRANSFORMERS"},null,7433.7473844059432,8888.8059740706085,10558.174390980013,12454.768757171552,14587.731984767126,16961.466595610698,19574.791163239493,22420.310412537125,25484.086482918847,28745.685892986363,32178.652833597636,35751.425538440439,39428.671217256873,43172.970439608936,46946.739048292737,50714.240215330225,54443.516331701452,58108.064083638739,61688.088491308525,65171.202729133372,85.537820477466283,97.861936640445748,111.44759330109787,126.3379786797595,142.56852332984357,160.16744822854321,179.15632418745651,199.55039607350881,221.35844653217143,244.58202909220577,269.21398093641409,295.23621916739029,322.61691816195372,351.30724817363011,381.23791846332722,412.31580752583903,444.42097756362517,477.40436177068619,511.08638371592554,545.25672034694571]
[{"$f":"IFERROR(IF('Historical scenario - output'!A11=\"\",\"\",'Historical scenario - output'!A11),\"\")","v":6},{"$f":"IFERROR(IF('Historical scenario - output'!B11=\"\",\"\",'Historical scenario - output'!B11),\"\")","v":"UNDERGROUND CABLES"},null,887.47394948996725,1008.8519489139493,1139.2593182104727,1278.6197800175389,1426.8176142245102,1583.6900520110087,1749.0153604529535,1922.498174567635,2103.7541044580416,2292.2957986406886,2487.5224696118071,2688.714429465283,2895.0335329856152,3105.5297021885162,3319.1530354315046,3534.7704968124281,3751.1859155837774,3967.1620336557098,4181.443605342246,4392.7810153395312,5.9223836915735673,6.8076839461513146,7.7660736558708718,8.7947246722204753,9.8896192326668118,11.045658324700259,12.256835538244406,13.516473640827794,14.817514412043916,16.152845144015306,17.515638588240058,18.899678016681431,20.299636402735448,21.711279238244138,23.131564580981216,24.55862156269697,25.991599326245726,27.43039130510925,28.87525362247694,30.326349601978695]
[{"$f":"IFERROR(IF('Historical scenario - output'!A12=\"\",\"\",'Historical scenario - output'!A12),\"\")","v":""},{"$f":"IFERROR(IF('Historical scenario - output'!B12=\"\",\"\",'Historical scenario - output'!B12),\"\")","v":""},null,"","","","","","","","","","","","","","","","","","","","","","","","","","","","","","","","","","","","","","","",""]
[{"$f":"IFERROR(IF('Historical scenario - output'!A13=\"\",\"\",'Historical scenario - output'!A13),\"\")","v":""},{"$f":"IFERROR(IF('Historical scenario - output'!B13=\"\",\"\",'Historical scenario - output'!B13),\"\")","v":""},null,"","","","","","","","","","","","","","","","","","","","","","","","","","","","","","","","","","","","","","","",""]
[{"$f":"IFERROR(IF('Historical scenario - output'!A14=\"\",\"\",'Historical scenario - output'!A14),\"\")","v":""},{"$f":"IFERROR(IF('Historical scenario - output'!B14=\"\",\"\",'Historical scenario - output'!B14),\"\")","v":""},null,"","","","","","","","","","","","","","","","","","","","","","","","","","","","","","","","","","","","","","","",""]
[{"$f":"IFERROR(IF('Historical scenario - output'!A15=\"\",\"\",'Historical scenario - output'!A15),\"\")","v":""},{"$f":"IFERROR(IF('Historical scenario - output'!B15=\"\",\"\",'Historical scenario - output'!B15),\"\")","v":""},null,"","","","","","","","","","","","","","","","","","","","","","","","","","","","","","","","","","","","","","","",""]
[{"$f":"IFERROR(IF('Historical scenario - output'!A16=\"\",\"\",'Historical scenario - output'!A16),\"\")","v":""},{"$f":"IFERROR(IF('Historical scenario - output'!B16=\"\",\"\",'Historical scenario - output'!B16),\"\")","v":""},null,"","","","","","","","","","","","","","","","","","","","","","","","","","","","","","","","","","","","","","","",""]
[{"$f":"IFERROR(IF('Historical scenario - output'!A17=\"\",\"\",'Historical scenario - output'!A17),\"\")","v":""},{"$f":"IFERROR(IF('Historical scenario - output'!B17=\"\",\"\",'Historical scenario - output'!B17),\"\")","v":""},null,"","","","","","","","","","","","","","","","","","","","","","","","","","","","","","","","","","","","","","","",""]
[null,null,"Total",{"$f":"IFERROR(SUM(D$6:D$17),\"\")","v":20771.159250306449},{"$f":"IFERROR(SUM(E$6:E$17),\"\")","v":24384.06530792058},28362.045974804481,32702.021019917443,37398.646628807561,42444.896297795771,47832.257036339892,53550.496672321387,59587.025436676166,65925.927820344819,72546.779976075573,79423.399386847886,86522.701308264353,93803.858766860052,101217.97142163056,108708.43238641827,116212.13286084679,123661.56079104693,130987.73866980914,138123.82039633251]
[]
["ID","Asset group","Asset category"]
[{"$f":"IFERROR('Lives scenario - input'!A6,\"\")","v":1},{"$f":"IFERROR('Lives scenario - input'!B6,\"\")","v":"OVERHEAD CONDUCTORS"},{"$f":"IFERROR('Lives scenario - input'!C6,\"\")","v":"˂ = 1 kv"},{"$f":"IFERROR(repcalc('Lives scenario - input'!$CX6:$GJ6,'Lives scenario - input'!$I6,'Lives scenario - input'!$G6,'Lives scenario - input'!$H6,20,TRUE,TRUE),\"\")","v":140.90841477044054},180.59623140750611,229.22767998753051,288.16013868637202,358.78323291743709,442.47242231853448,540.53348948277323,654.1396423143924,784.26391463542177,931.61049423341092,1096.5494171478533,1279.0596254567527,1478.6855805265529,1694.5123612513612,1925.1633996801786,2168.8237079905139,2423.2896862129892,2686.0444905250902,2954.3556694670228,3225.3895687201602,{"$f":"IFERROR(IF(OR(D21=\"\",'Lives scenario - input'!$F6=\"\"),\"\",D21/'Lives scenario - input'!$F6),\"\")","v":1.7357485701928892},{"$f":"IFERROR(IF(OR(E21=\"\",'Lives scenario - input'!$F6=\"\"),\"\",E21/'Lives scenario - input'!$F6),\"\")","v":2.2246340004497864},{"$f":"IFERROR(IF(OR(F21=\"\",'Lives scenario - input'!$F6=\"\"),\"\",F21/'Lives scenario - input'!$F6),\"\")","v":2.8236895463992968},{"$f":"IFERROR(IF(OR(G21=\"\",'Lives scenario - input'!$F6=\"\"),\"\",G21/'Lives scenario - input'!$F6),\"\")","v":3.5496357653750299},{"$f":"IFERROR(IF(OR(H21=\"\",'Lives scenario - input'!$F6=\"\"),\"\",H21/'Lives scenario - input'!$F6),\"\")","v":4.4195904450432044},{"$f":"IFERROR(IF(OR(I21=\"\",'Lives scenario - input'!$F6=\"\"),\"\",I21/'Lives scenario - input'!$F6),\"\")","v":5.4504968751539336},{"$f":"IFERROR(IF(OR(J21=\"\",'Lives scenario - input'!$F6=\"\"),\"\",J21/'Lives scenario - input'!$F6),\"\")","v":6.6584400444757303},{"$f":"IFERROR(IF(OR(K21=\"\",'Lives scenario - input'!$F6=\"\"),\"\",K21/'Lives scenario - input'!$F6),\"\")","v":8.0578718503323969},{"$f":"IFERROR(IF(OR(L21=\"\",'Lives scenario - input'!$F6=\"\"),\"\",L21/'Lives scenario - input'!$F6),\"\")","v":9.6607783907017524},{"$f":"IFERROR(IF(OR(M21=\"\",'Lives scenario - input'!$F6=\"\"),\"\",M21/'Lives scenario - input'!$F6),\"\")","v":11.475834044238736},{"$f":"IFERROR(IF(OR(N21=\"\",'Lives scenario - input'!$F6=\"\"),\"\",N21/'Lives scenario - input'!$F6),\"\")","v":13.507597016551703},{"$f":"IFERROR(IF(OR(O21=\"\",'Lives scenario - input'!$F6=\"\"),\"\",O21/'Lives scenario - input'!$F6),\"\")","v":15.755807910371468},{"$f":"IFERROR(IF(OR(P21=\"\",'Lives scenario - input'!$F6=\"\"),\"\",P21/'Lives scenario - input'!$F6),\"\")","v":18.214855275642687},{"$f":"IFERROR(IF(OR(Q21=\"\",'Lives scenario - input'!$F6=\"\"),\"\",Q21/'Lives scenario - input'!$F6),\"\")","v":20.873468862792397},{"$f":"IFERROR(IF(OR(R21=\"\",'Lives scenario - input'!$F6=\"\"),\"\",R21/'Lives scenario - input'!$F6),\"\")","v":23.714691729564084},{"$f":"IFERROR(IF(OR(S21=\"\",'Lives scenario - input'!$F6=\"\"),\"\",S21/'Lives scenario - input'!$F6),\"\")","v":26.716166357260661},{"$f":"IFERROR(IF(OR(T21=\"\",'Lives scenario - input'!$F6=\"\"),\"\",T21/'Lives scenario - input'!$F6),\"\")","v":29.850748195981716},{"$f":"IFERROR(IF(OR(U21=\"\",'Lives scenario - input'!$F6=\"\"),\"\",U21/'Lives scenario - input'!$F6),\"\")","v":33.08743407197467},{"$f":"IFERROR(IF(OR(V21=\"\",'Lives scenario - input'!$F6=\"\"),\"\",V21/'Lives scenario - input'!$F6),\"\")","v":36.392564897368963},{"$f":"IFERROR(IF(OR(W21=\"\",'Lives scenario - input'!$F6=\"\"),\"\",W21/'Lives scenario - input'!$F6),\"\")","v":39.731234939671694}]
[{"$f":"IFERROR('Lives scenario - input'!A7,\"\")","v":1},{"$f":"IFERROR('Lives scenario - input'!B7,\"\")","v":"OVERHEAD CONDUCTORS"},{"$f":"IFERROR('Lives scenario - input'!C7,\"\")","v":"˃ 11 kv & < = 22 kv ; multiple-phase"},{"$f":"IFERROR(repcalc('Lives scenario - input'!$CX7:$GJ7,'Lives scenario - input'!$I7,'Lives scenario - input'!$G7,'Lives scenario - input'!$H7,20,TRUE,TRUE),\"\")","v":2450.8450599651615},2978.220180097534,3585.6055263386288,4277.5334222465326,5057.1891629564425,5926.1025603913495,6883.8700323179955,7927.9274838636466,9053.3939491832043,10253.004072276353,11517.143904528906,12833.999234848145,14189.818978384888,15569.288445918104,16955.999173266202,18332.994100561991,19683.359999195418,20990.833868595619,22240.387177299079,23418.751730900887,{"$f":"IFERROR(IF(OR(D22=\"\",'Lives scenario - input'!$F7=\"\"),\"\",D22/'Lives scenario - input'!$F7),\"\")","v":15.732218990988923},{"$f":"IFERROR(IF(OR(E22=\"\",'Lives scenario - input'!$F7=\"\"),\"\",E22/'Lives scenario - input'!$F7),\"\")","v":19.117492509845931},{"$f":"IFERROR(IF(OR(F22=\"\",'Lives scenario - input'!$F7=\"\"),\"\",F22/'Lives scenario - input'!$F7),\"\")","v":23.016359653702981},{"$f":"IFERROR(IF(OR(G22=\"\",'Lives scenario - input'!$F7=\"\"),\"\",G22/'Lives scenario - input'!$F7),\"\")","v":27.45791385972532},{"$f":"IFERROR(IF(OR(H22=\"\",'Lives scenario - input'!$F7=\"\"),\"\",H22/'Lives scenario - input'!$F7),\"\")","v":32.462601855221997},{"$f":"IFERROR(IF(OR(I22=\"\",'Lives scenario - input'!$F7=\"\"),\"\",I22/'Lives scenario - input'!$F7),\"\")","v":38.040243655574919},{"$f":"IFERROR(IF(OR(J22=\"\",'Lives scenario - input'!$F7=\"\"),\"\",J22/'Lives scenario - input'!$F7),\"\")","v":44.188248626158419},{"$f":"IFERROR(IF(OR(K22=\"\",'Lives scenario - input'!$F7=\"\"),\"\",K22/'Lives scenario - input'!$F7),\"\")","v":50.890157586133014},{"$f":"IFERROR(IF(OR(L22=\"\",'Lives scenario - input'!$F7=\"\"),\"\",L22/'Lives scenario - input'!$F7),\"\")","v":58.114639128704788},{"$f":"IFERROR(IF(OR(M22=\"\",'Lives scenario - input'!$F7=\"\"),\"\",M22/'Lives scenario - input'!$F7),\"\")","v":65.815056208753447},{"$f":"IFERROR(IF(OR(N22=\"\",'Lives scenario - input'!$F7=\"\"),\"\",N22/'Lives scenario - input'!$F7),\"\")","v":73.929695930822149},{"$f":"IFERROR(IF(OR(O22=\"\",'Lives scenario - input'!$F7=\"\"),\"\",O22/'Lives scenario - input'!$F7),\"\")","v":82.382721695057043},{"$f":"IFERROR(IF(OR(P22=\"\",'Lives scenario - input'!$F7=\"\"),\"\",P22/'Lives scenario - input'!$F7),\"\")","v":91.085863915695697},{"$f":"IFERROR(IF(OR(Q22=\"\",'Lives scenario - input'!$F7=\"\"),\"\",Q22/'Lives scenario - input'!$F7),\"\")","v":99.940816074492687},{"$f":"IFERROR(IF(OR(R22=\"\",'Lives scenario - input'!$F7=\"\"),\"\",R22/'Lives scenario - input'!$F7),\"\")","v":108.84225060259129},{"$f":"IFERROR(IF(OR(S22=\"\",'Lives scenario - input'!$F7=\"\"),\"\",S22/'Lives scenario - input'!$F7),\"\")","v":117.68131844068881},{"$f":"IFERROR(IF(OR(T22=\"\",'Lives scenario - input'!$F7=\"\"),\"\",T22/'Lives scenario - input'!$F7),\"\")","v":126.34945188669563},{"$f":"IFERROR(IF(OR(U22=\"\",'Lives scenario - input'!$F7=\"\"),\"\",U22/'Lives scenario - input'!$F7),\"\")","v":134.74225711718702},{"$f":"IFERROR(IF(OR(V22=\"\",'Lives scenario - input'!$F7=\"\"),\"\",V22/'Lives scenario - input'!$F7),\"\")","v":142.76326448911655},{"$f":"IFERROR(IF(OR(W22=\"\",'Lives scenario - input'!$F7=\"\"),\"\",W22/'Lives scenario - input'!$F7),\"\")","v":150.3273041386675}]
[{"$f":"IFERROR('Lives scenario - input'!A8,\"\")","v":1},{"$f":"IFERROR('Lives scenario - input'!B8,\"\")","v":"OVERHEAD CONDUCTORS"},{"$f":"IFERROR('Lives scenario - input'!C8,\"\")","v":"˃ 11 kv & < = 22 kv ; single-phase"},{"$f":"IFERROR(repcalc('Lives scenario - input'!$CX8:$GJ8,'Lives scenario - input'!$I8,'Lives scenario - input'!$G8,'Lives scenario - input'!$H8,20,TRUE,TRUE),\"\")","v":186.35886168118518},233.3119178434016,289.14575781727012,354.73313088092721,430.83260937053461,518.03601027121999,616.71624853381627,726.97961597891856,848.62684243653052,981.12727520167891,1123.6100374258124,1274.8750696613661,1433.4255530138889,1597.5214518664839,1765.2519532360454,1934.622619461416,2103.6513367779189,2270.4658563338685,2433.3950734939249,2591.0462993160772,{"$f":"IFERROR(IF(OR(D23=\"\",'Lives scenario - input'!$F8=\"\"),\"\",D23/'Lives scenario - input'!$F8),\"\")","v":2.1043636700207298},{"$f":"IFERROR(IF(OR(E23=\"\",'Lives scenario - input'!$F8=\"\"),\"\",E23/'Lives scenario - input'!$F8),\"\")","v":2.6345574300215007},{"$f":"IFERROR(IF(OR(F23=\"\",'Lives scenario - input'!$F8=\"\"),\"\",F23/'Lives scenario - input'!$F8),\"\")","v":3.2650329724175746},{"$f":"IFERROR(IF(OR(G23=\"\",'Lives scenario - input'!$F8=\"\"),\"\",G23/'Lives scenario - input'!$F8),\"\")","v":4.0056453792661113},{"$f":"IFERROR(IF(OR(H23=\"\",'Lives scenario - input'!$F8=\"\"),\"\",H23/'Lives scenario - input'!$F8),\"\")","v":4.8649604469606986},{"$f":"IFERROR(IF(OR(I23=\"\",'Lives scenario - input'!$F8=\"\"),\"\",I23/'Lives scenario - input'!$F8),\"\")","v":5.8496609710044245},{"$f":"IFERROR(IF(OR(J23=\"\",'Lives scenario - input'!$F8=\"\"),\"\",J23/'Lives scenario - input'!$F8),\"\")","v":6.9639579058292975},{"$f":"IFERROR(IF(OR(K23=\"\",'Lives scenario - input'!$F8=\"\"),\"\",K23/'Lives scenario - input'!$F8),\"\")","v":8.2090514983334959},{"$f":"IFERROR(IF(OR(L23=\"\",'Lives scenario - input'!$F8=\"\"),\"\",L23/'Lives scenario - input'!$F8),\"\")","v":9.5826915903948002},{"$f":"IFERROR(IF(OR(M23=\"\",'Lives scenario - input'!$F8=\"\"),\"\",M23/'Lives scenario - input'!$F8),\"\")","v":11.078886053365988},{"$f":"IFERROR(IF(OR(N23=\"\",'Lives scenario - input'!$F8=\"\"),\"\",N23/'Lives scenario - input'!$F8),\"\")","v":12.687800948658783},{"$f":"IFERROR(IF(OR(O23=\"\",'Lives scenario - input'!$F8=\"\"),\"\",O23/'Lives scenario - input'!$F8),\"\")","v":14.395885208829766},{"$f":"IFERROR(IF(OR(P23=\"\",'Lives scenario - input'!$F8=\"\"),\"\",P23/'Lives scenario - input'!$F8),\"\")","v":16.186236759710486},{"$f":"IFERROR(IF(OR(Q23=\"\",'Lives scenario - input'!$F8=\"\"),\"\",Q23/'Lives scenario - input'!$F8),\"\")","v":18.03920712468058},{"$f":"IFERROR(IF(OR(R23=\"\",'Lives scenario - input'!$F8=\"\"),\"\",R23/'Lives scenario - input'!$F8),\"\")","v":19.933219409646707},{"$f":"IFERROR(IF(OR(S23=\"\",'Lives scenario - input'!$F8=\"\"),\"\",S23/'Lives scenario - input'!$F8),\"\")","v":21.845752430918431},{"$f":"IFERROR(IF(OR(T23=\"\",'Lives scenario - input'!$F8=\"\"),\"\",T23/'Lives scenario - input'!$F8),\"\")","v":23.754424166204977},{"$f":"IFERROR(IF(OR(U23=\"\",'Lives scenario - input'!$F8=\"\"),\"\",U23/'Lives scenario - input'!$F8),\"\")","v":25.638093187461632},{"$f":"IFERROR(IF(OR(V23=\"\",'Lives scenario - input'!$F8=\"\"),\"\",V23/'Lives scenario - input'!$F8),\"\")","v":27.477889386491302},{"$f":"IFERROR(IF(OR(W23=\"\",'Lives scenario - input'!$F8=\"\"),\"\",W23/'Lives scenario - input'!$F8),\"\")","v":29.258086524215425}]
[{"$f":"IFERROR('Lives scenario - input'!A9,\"\")","v":1},{"$f":"IFERROR('Lives scenario - input'!B9,\"\")","v":"OVERHEAD CONDUCTORS"},{"$f":"IFERROR('Lives scenario - input'!C9,\"\")","v":"˃ 11 kv & < = 22 kv ; swer"},{"$f":"IFERROR(repcalc('Lives scenario - input'!$CX9:$GJ9,'Lives scenario - input'!$I9,'Lives scenario - input'!$G9,'Lives scenario - input'!$H9,20,TRUE,TRUE),\"\")","v":85.31634036161887},106.72389743984385,131.93406166488739,161.2043025460946,194.70825214195793,232.51395332108203,274.56500385091766,320.66637630877858,370.47651821383619,423.50697729088506,479.13027468898014,536.59610911223422,595.05528124341106,653.59005606128403,711.24910736025117,767.0847807759161,820.19021584903771,869.73390418145959,914.98951996772257,955.35930397412812,{"$f":"IFERROR(IF(OR(D24=\"\",'Lives scenario - input'!$F9=\"\"),\"\",D24/'Lives scenario - input'!$F9),\"\")","v":0.96839855020327892},{"$f":"IFERROR(IF(OR(E24=\"\",'Lives scenario - input'!$F9=\"\"),\"\",E24/'Lives scenario - input'!$F9),\"\")","v":1.2113888982430228},{"$f":"IFERROR(IF(OR(F24=\"\",'Lives scenario - input'!$F9=\"\"),\"\",F24/'Lives scenario - input'!$F9),\"\")","v":1.4975414263805469},{"$f":"IFERROR(IF(OR(G24=\"\",'Lives scenario - input'!$F9=\"\"),\"\",G24/'Lives scenario - input'!$F9),\"\")","v":1.8297785888434301},{"$f":"IFERROR(IF(OR(H24=\"\",'Lives scenario - input'!$F9=\"\"),\"\",H24/'Lives scenario - input'!$F9),\"\")","v":2.2100712277118673},{"$f":"IFERROR(IF(OR(I24=\"\",'Lives scenario - input'!$F9=\"\"),\"\",I24/'Lives scenario - input'!$F9),\"\")","v":2.6391916758710838},{"$f":"IFERROR(IF(OR(J24=\"\",'Lives scenario - input'!$F9=\"\"),\"\",J24/'Lives scenario - input'!$F9),\"\")","v":3.1164997295805383},{"$f":"IFERROR(IF(OR(K24=\"\",'Lives scenario - input'!$F9=\"\"),\"\",K24/'Lives scenario - input'!$F9),\"\")","v":3.639781694809535},{"$f":"IFERROR(IF(OR(L24=\"\",'Lives scenario - input'!$F9=\"\"),\"\",L24/'Lives scenario - input'!$F9),\"\")","v":4.2051607183567903},{"$f":"IFERROR(IF(OR(M24=\"\",'Lives scenario - input'!$F9=\"\"),\"\",M24/'Lives scenario - input'!$F9),\"\")","v":4.8070925343390343},{"$f":"IFERROR(IF(OR(N24=\"\",'Lives scenario - input'!$F9=\"\"),\"\",N24/'Lives scenario - input'!$F9),\"\")","v":5.4384548305829723},{"$f":"IFERROR(IF(OR(O24=\"\",'Lives scenario - input'!$F9=\"\"),\"\",O24/'Lives scenario - input'!$F9),\"\")","v":6.090731176542322},{"$f":"IFERROR(IF(OR(P24=\"\",'Lives scenario - input'!$F9=\"\"),\"\",P24/'Lives scenario - input'!$F9),\"\")","v":6.7542825817943859},{"$f":"IFERROR(IF(OR(Q24=\"\",'Lives scenario - input'!$F9=\"\"),\"\",Q24/'Lives scenario - input'!$F9),\"\")","v":7.4186921290140688},{"$f":"IFERROR(IF(OR(R24=\"\",'Lives scenario - input'!$F9=\"\"),\"\",R24/'Lives scenario - input'!$F9),\"\")","v":8.0731616180632688},{"$f":"IFERROR(IF(OR(S24=\"\",'Lives scenario - input'!$F9=\"\"),\"\",S24/'Lives scenario - input'!$F9),\"\")","v":8.706934526701513},{"$f":"IFERROR(IF(OR(T24=\"\",'Lives scenario - input'!$F9=\"\"),\"\",T24/'Lives scenario - input'!$F9),\"\")","v":9.3097173712861228},{"$f":"IFERROR(IF(OR(U24=\"\",'Lives scenario - input'!$F9=\"\"),\"\",U24/'Lives scenario - input'!$F9),\"\")","v":9.8720719653707079},{"$f":"IFERROR(IF(OR(V24=\"\",'Lives scenario - input'!$F9=\"\"),\"\",V24/'Lives scenario - input'!$F9),\"\")","v":10.385754016548905},{"$f":"IFERROR(IF(OR(W24=\"\",'Lives scenario - input'!$F9=\"\"),\"\",W24/'Lives scenario - input'!$F9),\"\")","v":10.843978550537589}]
[{"$f":"IFERROR('Lives scenario - input'!A10,\"\")","v":1},{"$f":"IFERROR('Lives scenario - input'!B10,\"\")","v":"OVERHEAD CONDUCTORS"},{"$f":"IFERROR('Lives scenario - input'!C10,\"\")","v":"> 1 kv & < = 11 kv"},{"$f":"IFERROR(repcalc('Lives scenario - input'!$CX10:$GJ10,'Lives scenario - input'!$I10,'Lives scenario - input'!$G10,'Lives scenario - input'!$H10,20,TRUE,TRUE),\"\")","v":157.47430754227469},195.97529027671177,241.98699149772614,296.54261662158808,360.73152714983456,435.68354061317314,522.54766544869631,622.46459246297491,736.53255626925841,865.76664536403246,1011.0522734753603,1173.0942925027059,1352.3640607884056,1549.0475810857281,1762.9984700944224,1993.6998885745106,2240.2395332402225,2501.3012886206875,2775.17613305757,3059.7934312750626,{"$f":"IFERROR(IF(OR(D25=\"\",'Lives scenario - input'!$F10=\"\"),\"\",D25/'Lives scenario - input'!$F10),\"\")","v":1.6403066032107321},{"$f":"IFERROR(IF(OR(E25=\"\",'Lives scenario - input'!$F10=\"\"),\"\",E25/'Lives scenario - input'!$F10),\"\")","v":2.0413460946366317},{"$f":"IFERROR(IF(OR(F25=\"\",'Lives scenario - input'!$F10=\"\"),\"\",F25/'Lives scenario - input'!$F10),\"\")","v":2.5206198156372972},{"$f":"IFERROR(IF(OR(G25=\"\",'Lives scenario - input'!$F10=\"\"),\"\",G25/'Lives scenario - input'!$F10),\"\")","v":3.0888899895444704},{"$f":"IFERROR(IF(OR(H25=\"\",'Lives scenario - input'!$F10=\"\"),\"\",H25/'Lives scenario - input'!$F10),\"\")","v":3.7575037808076588},{"$f":"IFERROR(IF(OR(I25=\"\",'Lives scenario - input'!$F10=\"\"),\"\",I25/'Lives scenario - input'!$F10),\"\")","v":4.5382297578045669},{"$f":"IFERROR(IF(OR(J25=\"\",'Lives scenario - input'!$F10=\"\"),\"\",J25/'Lives scenario - input'!$F10),\"\")","v":5.4430363880009214},{"$f":"IFERROR(IF(OR(K25=\"\",'Lives scenario - input'!$F10=\"\"),\"\",K25/'Lives scenario - input'!$F10),\"\")","v":6.4838054995593115},{"$f":"IFERROR(IF(OR(L25=\"\",'Lives scenario - input'!$F10=\"\"),\"\",L25/'Lives scenario - input'!$F10),\"\")","v":7.6719766823157123},{"$f":"IFERROR(IF(OR(M25=\"\",'Lives scenario - input'!$F10=\"\"),\"\",M25/'Lives scenario - input'!$F10),\"\")","v":9.0181234475280245},{"$f":"IFERROR(IF(OR(N25=\"\",'Lives scenario - input'!$F10=\"\"),\"\",N25/'Lives scenario - input'!$F10),\"\")","v":10.531468569421344},{"$f":"IFERROR(IF(OR(O25=\"\",'Lives scenario - input'!$F10=\"\"),\"\",O25/'Lives scenario - input'!$F10),\"\")","v":12.219354028049567},{"$f":"IFERROR(IF(OR(P25=\"\",'Lives scenario - input'!$F10=\"\"),\"\",P25/'Lives scenario - input'!$F10),\"\")","v":14.0866896541875},{"$f":"IFERROR(IF(OR(Q25=\"\",'Lives scenario - input'!$F10=\"\"),\"\",Q25/'Lives scenario - input'!$F10),\"\")","v":16.135412916550926},{"$f":"IFERROR(IF(OR(R25=\"\",'Lives scenario - input'!$F10=\"\"),\"\",R25/'Lives scenario - input'!$F10),\"\")","v":18.363999036287026},{"$f":"IFERROR(IF(OR(S25=\"\",'Lives scenario - input'!$F10=\"\"),\"\",S25/'Lives scenario - input'!$F10),\"\")","v":20.767064437932831},{"$f":"IFERROR(IF(OR(T25=\"\",'Lives scenario - input'!$F10=\"\"),\"\",T25/'Lives scenario - input'!$F10),\"\")","v":23.335106256372526},{"$f":"IFERROR(IF(OR(U25=\"\",'Lives scenario - input'!$F10=\"\"),\"\",U25/'Lives scenario - input'!$F10),\"\")","v":26.054415379744309},{"$f":"IFERROR(IF(OR(V25=\"\",'Lives scenario - input'!$F10=\"\"),\"\",V25/'Lives scenario - input'!$F10),\"\")","v":28.907190050066518},{"$f":"IFERROR(IF(OR(W25=\"\",'Lives scenario - input'!$F10=\"\"),\"\",W25/'Lives scenario - input'!$F10),\"\")","v":31.871861817420189}]
[{"$f":"IFERROR('Lives scenario - input'!A11,\"\")","v":1},{"$f":"IFERROR('Lives scenario - input'!B11,\"\")","v":"OVERHEAD CONDUCTORS"},{"$f":"IFERROR('Lives scenario - input'!C11,\"\")","v":"> 22 kv & < = 66 kv"},{"$f":"IFERROR(repcalc('Lives scenario - input'!$CX11:$GJ11,'Lives scenario - input'!$I11,'Lives scenario - input'!$G11,'Lives scenario - input'!$H11,20,TRUE,TRUE),\"\")","v":3.9453793170951195},5.1509569787987957,6.6576230117334916,8.5195586366708547,10.794881149504416,13.544391809289952,16.829908661013558,20.712190762804237,25.248488526654196,30.489785413705746,36.47782679062712,43.242059801361165,50.796631047675049,59.137604352189044,68.240567058307036,78.058789088143399,88.522084072027909,99.536496894389956,110.98490836255777,122.72860737908472,{"$f":"IFERROR(IF(OR(D26=\"\",'Lives scenario - input'!$F11=\"\"),\"\",D26/'Lives scenario - input'!$F11),\"\")","v":6.9788529871857047E-2},{"$f":"IFERROR(IF(OR(E26=\"\",'Lives scenario - input'!$F11=\"\"),\"\",E26/'Lives scenario - input'!$F11),\"\")","v":9.1113600516419896E-2},{"$f":"IFERROR(IF(OR(F26=\"\",'Lives scenario - input'!$F11=\"\"),\"\",F26/'Lives scenario - input'!$F11),\"\")","v":0.11776452530602749},{"$f":"IFERROR(IF(OR(G26=\"\",'Lives scenario - input'!$F11=\"\"),\"\",G26/'Lives scenario - input'!$F11),\"\")","v":0.15069969821003326},{"$f":"IFERROR(IF(OR(H26=\"\",'Lives scenario - input'!$F11=\"\"),\"\",H26/'Lives scenario - input'!$F11),\"\")","v":0.19094713714878347},{"$f":"IFERROR(IF(OR(I26=\"\",'Lives scenario - input'!$F11=\"\"),\"\",I26/'Lives scenario - input'!$F11),\"\")","v":0.23958233579293098},{"$f":"IFERROR(IF(OR(J26=\"\",'Lives scenario - input'!$F11=\"\"),\"\",J26/'Lives scenario - input'!$F11),\"\")","v":0.29769877340831952},{"$f":"IFERROR(IF(OR(K26=\"\",'Lives scenario - input'!$F11=\"\"),\"\",K26/'Lives scenario - input'!$F11),\"\")","v":0.3663711971871515},{"$f":"IFERROR(IF(OR(L26=\"\",'Lives scenario - input'!$F11=\"\"),\"\",L26/'Lives scenario - input'!$F11),\"\")","v":0.44661229102275557},{"$f":"IFERROR(IF(OR(M26=\"\",'Lives scenario - input'!$F11=\"\"),\"\",M26/'Lives scenario - input'!$F11),\"\")","v":0.5393238847557974},{"$f":"IFERROR(IF(OR(N26=\"\",'Lives scenario - input'!$F11=\"\"),\"\",N26/'Lives scenario - input'!$F11),\"\")","v":0.64524439858230564},{"$f":"IFERROR(IF(OR(O26=\"\",'Lives scenario - input'!$F11=\"\"),\"\",O26/'Lives scenario - input'!$F11),\"\")","v":0.76489471344160898},{"$f":"IFERROR(IF(OR(P26=\"\",'Lives scenario - input'!$F11=\"\"),\"\",P26/'Lives scenario - input'!$F11),\"\")","v":0.89852506396532716},{"$f":"IFERROR(IF(OR(Q26=\"\",'Lives scenario - input'!$F11=\"\"),\"\",Q26/'Lives scenario - input'!$F11),\"\")","v":1.0460658243936618},{"$f":"IFERROR(IF(OR(R26=\"\",'Lives scenario - input'!$F11=\"\"),\"\",R26/'Lives scenario - input'!$F11),\"\")","v":1.2070851671944087},{"$f":"IFERROR(IF(OR(S26=\"\",'Lives scenario - input'!$F11=\"\"),\"\",S26/'Lives scenario - input'!$F11),\"\")","v":1.3807564992381562},{"$f":"IFERROR(IF(OR(T26=\"\",'Lives scenario - input'!$F11=\"\"),\"\",T26/'Lives scenario - input'!$F11),\"\")","v":1.5658383166889853},{"$f":"IFERROR(IF(OR(U26=\"\",'Lives scenario - input'!$F11=\"\"),\"\",U26/'Lives scenario - input'!$F11),\"\")","v":1.760668678105372},{"$f":"IFERROR(IF(OR(V26=\"\",'Lives scenario - input'!$F11=\"\"),\"\",V26/'Lives scenario - input'!$F11),\"\")","v":1.9631759002296569},{"$f":"IFERROR(IF(OR(W26=\"\",'Lives scenario - input'!$F11=\"\"),\"\",W26/'Lives scenario - input'!$F11),\"\")","v":2.170906367632325}]
[{"$f":"IFERROR('Lives scenario - input'!A12,\"\")","v":2},{"$f":"IFERROR('Lives scenario - input'!B12,\"\")","v":"POLES"},{"$f":"IFERROR('Lives scenario - input'!C12,\"\")","v":"˂ = 1 kv ; concrete"},{"$f":"IFERROR(repcalc('Lives scenario - input'!$CX12:$GJ12,'Lives scenario - input'!$I12,'Lives scenario - input'!$G12,'Lives scenario - input'!$H12,20,TRUE,TRUE),\"\")","v":143.04070898936675},174.55813778204026,210.63085527240088,251.31920295208803,296.53197696735839,346.00309146273014,399.27437501611331,455.68670186146909,514.38133423397926,574.31280868731403,634.27396254685175,692.93281641251349,748.88007609654994,800.68507928010274,846.95718177268827,886.40894493640349,917.91712429243853,940.5774199591674,953.7492513644238,957.08744568858936,{"$f":"IFERROR(IF(OR(D27=\"\",'Lives scenario - input'!$F12=\"\"),\"\",D27/'Lives scenario - input'!$F12),\"\")","v":21.862042219404572},{"$f":"IFERROR(IF(OR(E27=\"\",'Lives scenario - input'!$F12=\"\"),\"\",E27/'Lives scenario - input'!$F12),\"\")","v":26.679099991145112},{"$f":"IFERROR(IF(OR(F27=\"\",'Lives scenario - input'!$F12=\"\"),\"\",F27/'Lives scenario - input'!$F12),\"\")","v":32.192378541809603},{"$f":"IFERROR(IF(OR(G27=\"\",'Lives scenario - input'!$F12=\"\"),\"\",G27/'Lives scenario - input'!$F12),\"\")","v":38.411100338534325},{"$f":"IFERROR(IF(OR(H27=\"\",'Lives scenario - input'!$F12=\"\"),\"\",H27/'Lives scenario - input'!$F12),\"\")","v":45.321325975431279},{"$f":"IFERROR(IF(OR(I27=\"\",'Lives scenario - input'!$F12=\"\"),\"\",I27/'Lives scenario - input'!$F12),\"\")","v":52.882387447932885},{"$f":"IFERROR(IF(OR(J27=\"\",'Lives scenario - input'!$F12=\"\"),\"\",J27/'Lives scenario - input'!$F12),\"\")","v":61.024258795987443},{"$f":"IFERROR(IF(OR(K27=\"\",'Lives scenario - input'!$F12=\"\"),\"\",K27/'Lives scenario - input'!$F12),\"\")","v":69.646200618714971},{"$f":"IFERROR(IF(OR(L27=\"\",'Lives scenario - input'!$F12=\"\"),\"\",L27/'Lives scenario - input'!$F12),\"\")","v":78.616965235629976},{"$f":"IFERROR(IF(OR(M27=\"\",'Lives scenario - input'!$F12=\"\"),\"\",M27/'Lives scenario - input'!$F12),\"\")","v":87.776766204369366},{"$f":"IFERROR(IF(OR(N27=\"\",'Lives scenario - input'!$F12=\"\"),\"\",N27/'Lives scenario - input'!$F12),\"\")","v":96.94110331135947},{"$f":"IFERROR(IF(OR(O27=\"\",'Lives scenario - input'!$F12=\"\"),\"\",O27/'Lives scenario - input'!$F12),\"\")","v":105.90639961626181},{"$f":"IFERROR(IF(OR(P27=\"\",'Lives scenario - input'!$F12=\"\"),\"\",P27/'Lives scenario - input'!$F12),\"\")","v":114.45726154860388},{"$f":"IFERROR(IF(OR(Q27=\"\",'Lives scenario - input'!$F12=\"\"),\"\",Q27/'Lives scenario - input'!$F12),\"\")","v":122.3750296775315},{"$f":"IFERROR(IF(OR(R27=\"\",'Lives scenario - input'!$F12=\"\"),\"\",R27/'Lives scenario - input'!$F12),\"\")","v":129.44716085907311},{"$f":"IFERROR(IF(OR(S27=\"\",'Lives scenario - input'!$F12=\"\"),\"\",S27/'Lives scenario - input'!$F12),\"\")","v":135.47688566964581},{"$f":"IFERROR(IF(OR(T27=\"\",'Lives scenario - input'!$F12=\"\"),\"\",T27/'Lives scenario - input'!$F12),\"\")","v":140.29252977687275},{"$f":"IFERROR(IF(OR(U27=\"\",'Lives scenario - input'!$F12=\"\"),\"\",U27/'Lives scenario - input'!$F12),\"\")","v":143.75588188181126},{"$f":"IFERROR(IF(OR(V27=\"\",'Lives scenario - input'!$F12=\"\"),\"\",V27/'Lives scenario - input'!$F12),\"\")","v":145.7690369921512},{"$f":"IFERROR(IF(OR(W27=\"\",'Lives scenario - input'!$F12=\"\"),\"\",W27/'Lives scenario - input'!$F12),\"\")","v":146.27923961745356}]
[{"$f":"IFERROR('Lives scenario - input'!A13,\"\")","v":2},{"$f":"IFERROR('Lives scenario - input'!B13,\"\")","v":"POLES"},{"$f":"IFERROR('Lives scenario - input'!C13,\"\")","v":"˂ = 1 kv ; steel"},{"$f":"IFERROR(repcalc('Lives scenario - input'!$CX13:$GJ13,'Lives scenario - input'!$I13,'Lives scenario - input'!$G13,'Lives scenario - input'!$H13,20,TRUE,TRUE),\"\")","v":21.447849912850266},24.391417296581864,27.460614912010374,30.625441827139159,33.858943675165214,37.140662011834564,40.460172583823734,43.82048131638274,47.241056160661749,50.760312996464023,54.437446848111591,58.353605383688134,62.612536237193098,67.340994949155117,72.689362747193513,78.833073354866414,85.975559597059544,94.353472398260976,104.24486242970372,115.98081493528258,{"$f":"IFERROR(IF(OR(D28=\"\",'Lives scenario - input'!$F13=\"\"),\"\",D28/'Lives scenario - input'!$F13),\"\")","v":3.3154353517901907},{"$f":"IFERROR(IF(OR(E28=\"\",'Lives scenario - input'!$F13=\"\"),\"\",E28/'Lives scenario - input'!$F13),\"\")","v":3.7704556640385141},{"$f":"IFERROR(IF(OR(F28=\"\",'Lives scenario - input'!$F13=\"\"),\"\",F28/'Lives scenario - input'!$F13),\"\")","v":4.2448960539689358},{"$f":"IFERROR(IF(OR(G28=\"\",'Lives scenario - input'!$F13=\"\"),\"\",G28/'Lives scenario - input'!$F13),\"\")","v":4.7341189401487025},{"$f":"IFERROR(IF(OR(H28=\"\",'Lives scenario - input'!$F13=\"\"),\"\",H28/'Lives scenario - input'!$F13),\"\")","v":5.2339576829870431},{"$f":"IFERROR(IF(OR(I28=\"\",'Lives scenario - input'!$F13=\"\"),\"\",I28/'Lives scenario - input'!$F13),\"\")","v":5.7412497906911737},{"$f":"IFERROR(IF(OR(J28=\"\",'Lives scenario - input'!$F13=\"\"),\"\",J28/'Lives scenario - input'!$F13),\"\")","v":6.2543838691994473},{"$f":"IFERROR(IF(OR(K28=\"\",'Lives scenario - input'!$F13=\"\"),\"\",K28/'Lives scenario - input'!$F13),\"\")","v":6.7738245781807453},{"$f":"IFERROR(IF(OR(L28=\"\",'Lives scenario - input'!$F13=\"\"),\"\",L28/'Lives scenario - input'!$F13),\"\")","v":7.3025812977702547},{"$f":"IFERROR(IF(OR(M28=\"\",'Lives scenario - input'!$F13=\"\"),\"\",M28/'Lives scenario - input'!$F13),\"\")","v":7.8465924025130871},{"$f":"IFERROR(IF(OR(N28=\"\",'Lives scenario - input'!$F13=\"\"),\"\",N28/'Lives scenario - input'!$F13),\"\")","v":8.415008332993489},{"$f":"IFERROR(IF(OR(O28=\"\",'Lives scenario - input'!$F13=\"\"),\"\",O28/'Lives scenario - input'!$F13),\"\")","v":9.0203729968093374},{"$f":"IFERROR(IF(OR(P28=\"\",'Lives scenario - input'!$F13=\"\"),\"\",P28/'Lives scenario - input'!$F13),\"\")","v":9.6787238324369369},{"$f":"IFERROR(IF(OR(Q28=\"\",'Lives scenario - input'!$F13=\"\"),\"\",Q28/'Lives scenario - input'!$F13),\"\")","v":10.409654869199112},{"$f":"IFERROR(IF(OR(R28=\"\",'Lives scenario - input'!$F13=\"\"),\"\",R28/'Lives scenario - input'!$F13),\"\")","v":11.236412224553819},{"$f":"IFERROR(IF(OR(S28=\"\",'Lives scenario - input'!$F13=\"\"),\"\",S28/'Lives scenario - input'!$F13),\"\")","v":12.186114661982906},{"$f":"IFERROR(IF(OR(T28=\"\",'Lives scenario - input'!$F13=\"\"),\"\",T28/'Lives scenario - input'!$F13),\"\")","v":13.290209080922974},{"$f":"IFERROR(IF(OR(U28=\"\",'Lives scenario - input'!$F13=\"\"),\"\",U28/'Lives scenario - input'!$F13),\"\")","v":14.58527727601869},{"$f":"IFERROR(IF(OR(V28=\"\",'Lives scenario - input'!$F13=\"\"),\"\",V28/'Lives scenario - input'!$F13),\"\")","v":16.114300666327942},{"$f":"IFERROR(IF(OR(W28=\"\",'Lives scenario - input'!$F13=\"\"),\"\",W28/'Lives scenario - input'!$F13),\"\")","v":17.928458821202685}]
[{"$f":"IFERROR('Lives scenario - input'!A14,\"\")","v":2},{"$f":"IFERROR('Lives scenario - input'!B14,\"\")","v":"POLES"},{"$f":"IFERROR('Lives scenario - input'!C14,\"\")","v":"˂ = 1 kv ; wood"},{"$f":"IFERROR(repcalc('Lives scenario - input'!$CX14:$GJ14,'Lives scenario - input'!$I14,'Lives scenario - input'!$G14,'Lives scenario - input'!$H14,20,TRUE,TRUE),\"\")","v":251.52547703570778},319.64801083793765,401.63797051911644,499.0139478090565,613.12781136434535,745.07200155353576,895.58454758086077,1064.9583290274115,1252.9619687828704,1458.7800443020092,1680.9799023089236,1917.511181317504,2165.7421897511208,2422.534651408745,2684.3552063067855,2947.4187198461968,3207.8552435123502,3461.8897471349587,3706.021848085421,3937.1919732107649,{"$f":"IFERROR(IF(OR(D29=\"\",'Lives scenario - input'!$F14=\"\"),\"\",D29/'Lives scenario - input'!$F14),\"\")","v":43.725524924651161},{"$f":"IFERROR(IF(OR(E29=\"\",'Lives scenario - input'!$F14=\"\"),\"\",E29/'Lives scenario - input'!$F14),\"\")","v":55.568037201357519},{"$f":"IFERROR(IF(OR(F29=\"\",'Lives scenario - input'!$F14=\"\"),\"\",F29/'Lives scenario - input'!$F14),\"\")","v":69.82128131746579},{"$f":"IFERROR(IF(OR(G29=\"\",'Lives scenario - input'!$F14=\"\"),\"\",G29/'Lives scenario - input'!$F14),\"\")","v":86.749251287875893},{"$f":"IFERROR(IF(OR(H29=\"\",'Lives scenario - input'!$F14=\"\"),\"\",H29/'Lives scenario - input'!$F14),\"\")","v":106.58695776572372},{"$f":"IFERROR(IF(OR(I29=\"\",'Lives scenario - input'!$F14=\"\"),\"\",I29/'Lives scenario - input'!$F14),\"\")","v":129.52431204399954},{"$f":"IFERROR(IF(OR(J29=\"\",'Lives scenario - input'!$F14=\"\"),\"\",J29/'Lives scenario - input'!$F14),\"\")","v":155.68961410545313},{"$f":"IFERROR(IF(OR(K29=\"\",'Lives scenario - input'!$F14=\"\"),\"\",K29/'Lives scenario - input'!$F14),\"\")","v":185.13377852770046},{"$f":"IFERROR(IF(OR(L29=\"\",'Lives scenario - input'!$F14=\"\"),\"\",L29/'Lives scenario - input'!$F14),\"\")","v":217.81658240480203},{"$f":"IFERROR(IF(OR(M29=\"\",'Lives scenario - input'!$F14=\"\"),\"\",M29/'Lives scenario - input'!$F14),\"\")","v":253.5962715922247},{"$f":"IFERROR(IF(OR(N29=\"\",'Lives scenario - input'!$F14=\"\"),\"\",N29/'Lives scenario - input'!$F14),\"\")","v":292.2237917306955},{"$f":"IFERROR(IF(OR(O29=\"\",'Lives scenario - input'!$F14=\"\"),\"\",O29/'Lives scenario - input'!$F14),\"\")","v":333.34270524052272},{"$f":"IFERROR(IF(OR(P29=\"\",'Lives scenario - input'!$F14=\"\"),\"\",P29/'Lives scenario - input'!$F14),\"\")","v":376.49551534251697},{"$f":"IFERROR(IF(OR(Q29=\"\",'Lives scenario - input'!$F14=\"\"),\"\",Q29/'Lives scenario - input'!$F14),\"\")","v":421.13665990966922},{"$f":"IFERROR(IF(OR(R29=\"\",'Lives scenario - input'!$F14=\"\"),\"\",R29/'Lives scenario - input'!$F14),\"\")","v":466.65189492244298},{"$f":"IFERROR(IF(OR(S29=\"\",'Lives scenario - input'!$F14=\"\"),\"\",S29/'Lives scenario - input'!$F14),\"\")","v":512.38320752582138},{"$f":"IFERROR(IF(OR(T29=\"\",'Lives scenario - input'!$F14=\"\"),\"\",T29/'Lives scenario - input'!$F14),\"\")","v":557.65784070040525},{"$f":"IFERROR(IF(OR(U29=\"\",'Lives scenario - input'!$F14=\"\"),\"\",U29/'Lives scenario - input'!$F14),\"\")","v":601.81953815857105},{"$f":"IFERROR(IF(OR(V29=\"\",'Lives scenario - input'!$F14=\"\"),\"\",V29/'Lives scenario - input'!$F14),\"\")","v":644.25978870822587},{"$f":"IFERROR(IF(OR(W29=\"\",'Lives scenario - input'!$F14=\"\"),\"\",W29/'Lives scenario - input'!$F14),\"\")","v":684.44671206536941}]
[{"$f":"IFERROR('Lives scenario - input'!A15,\"\")","v":2},{"$f":"IFERROR('Lives scenario - input'!B15,\"\")","v":"POLES"},{"$f":"IFERROR('Lives scenario - input'!C15,\"\")","v":"˃ 11 kv & < = 22 kv ; concrete"},{"$f":"IFERROR(repcalc('Lives scenario - input'!$CX15:$GJ15,'Lives scenario - input'!$I15,'Lives scenario - input'!$G15,'Lives scenario - input'!$H15,20,TRUE,TRUE),\"\")","v":57.791596794105885},69.435917590522735,82.452498677480492,96.778449142307878,112.29640459682291,128.83222694368905,146.15561709808989,163.98391316889592,181.98912521720317,199.80801723964134,217.05481014609083,233.33586874728479,248.26557073981894,261.48245083083327,272.66467647744554,281.54394448148201,287.91698505318561,291.65401235208731,292.70365517068558,291.09412389965308,{"$f":"IFERROR(IF(OR(D30=\"\",'Lives scenario - input'!$F15=\"\"),\"\",D30/'Lives scenario - input'!$F15),\"\")","v":5.0608044727350068},{"$f":"IFERROR(IF(OR(E30=\"\",'Lives scenario - input'!$F15=\"\"),\"\",E30/'Lives scenario - input'!$F15),\"\")","v":6.0804965047516379},{"$f":"IFERROR(IF(OR(F30=\"\",'Lives scenario - input'!$F15=\"\"),\"\",F30/'Lives scenario - input'!$F15),\"\")","v":7.2203572360493782},{"$f":"IFERROR(IF(OR(G30=\"\",'Lives scenario - input'!$F15=\"\"),\"\",G30/'Lives scenario - input'!$F15),\"\")","v":8.4748793155634168},{"$f":"IFERROR(IF(OR(H30=\"\",'Lives scenario - input'!$F15=\"\"),\"\",H30/'Lives scenario - input'!$F15),\"\")","v":9.8337851553121087},{"$f":"IFERROR(IF(OR(I30=\"\",'Lives scenario - input'!$F15=\"\"),\"\",I30/'Lives scenario - input'!$F15),\"\")","v":11.281825499162005},{"$f":"IFERROR(IF(OR(J30=\"\",'Lives scenario - input'!$F15=\"\"),\"\",J30/'Lives scenario - input'!$F15),\"\")","v":12.798833078804913},{"$f":"IFERROR(IF(OR(K30=\"\",'Lives scenario - input'!$F15=\"\"),\"\",K30/'Lives scenario - input'!$F15),\"\")","v":14.360055220110777},{"$f":"IFERROR(IF(OR(L30=\"\",'Lives scenario - input'!$F15=\"\"),\"\",L30/'Lives scenario - input'!$F15),\"\")","v":15.936769876244121},{"$f":"IFERROR(IF(OR(M30=\"\",'Lives scenario - input'!$F15=\"\"),\"\",M30/'Lives scenario - input'!$F15),\"\")","v":17.497168505955187},{"$f":"IFERROR(IF(OR(N30=\"\",'Lives scenario - input'!$F15=\"\"),\"\",N30/'Lives scenario - input'!$F15),\"\")","v":19.007468472094828},{"$f":"IFERROR(IF(OR(O30=\"\",'Lives scenario - input'!$F15=\"\"),\"\",O30/'Lives scenario - input'!$F15),\"\")","v":20.433199179680788},{"$f":"IFERROR(IF(OR(P30=\"\",'Lives scenario - input'!$F15=\"\"),\"\",P30/'Lives scenario - input'!$F15),\"\")","v":21.740591721361234},{"$f":"IFERROR(IF(OR(Q30=\"\",'Lives scenario - input'!$F15=\"\"),\"\",Q30/'Lives scenario - input'!$F15),\"\")","v":22.897992616832415},{"$f":"IFERROR(IF(OR(R30=\"\",'Lives scenario - input'!$F15=\"\"),\"\",R30/'Lives scenario - input'!$F15),\"\")","v":23.877219021825592},{"$f":"IFERROR(IF(OR(S30=\"\",'Lives scenario - input'!$F15=\"\"),\"\",S30/'Lives scenario - input'!$F15),\"\")","v":24.654775651546949},{"$f":"IFERROR(IF(OR(T30=\"\",'Lives scenario - input'!$F15=\"\"),\"\",T30/'Lives scenario - input'!$F15),\"\")","v":25.212862190410135},{"$f":"IFERROR(IF(OR(U30=\"\",'Lives scenario - input'!$F15=\"\"),\"\",U30/'Lives scenario - input'!$F15),\"\")","v":25.540113305072939},{"$f":"IFERROR(IF(OR(V30=\"\",'Lives scenario - input'!$F15=\"\"),\"\",V30/'Lives scenario - input'!$F15),\"\")","v":25.632030423924345},{"$f":"IFERROR(IF(OR(W30=\"\",'Lives scenario - input'!$F15=\"\"),\"\",W30/'Lives scenario - input'!$F15),\"\")","v":25.491083928113401}]
[{"$f":"IFERROR('Lives scenario - input'!A16,\"\")","v":2},{"$f":"IFERROR('Lives scenario - input'!B16,\"\")","v":"POLES"},{"$f":"IFERROR('Lives scenario - input'!C16,\"\")","v":"˃ 11 kv & < = 22 kv ; steel"},{"$f":"IFERROR(repcalc('Lives scenario - input'!$CX16:$GJ16,'Lives scenario - input'!$I16,'Lives scenario - input'!$G16,'Lives scenario - input'!$H16,20,TRUE,TRUE),\"\")","v":77.931867070765989},95.089510059796908,114.71385228998494,136.83756631283805,161.41487463470781,188.3108579840121,217.2943086980172,248.03514387967522,280.10714857698628,312.99646722884921,346.11582717108536,378.8239999660002,410.44953370291358,440.31737572990909,467.77670152718116,492.22811267523934,513.14838954874313,530.11118564956234,542.80241061183892,551.02952701071024,{"$f":"IFERROR(IF(OR(D31=\"\",'Lives scenario - input'!$F16=\"\"),\"\",D31/'Lives scenario - input'!$F16),\"\")","v":6.8244859688761323},{"$f":"IFERROR(IF(OR(E31=\"\",'Lives scenario - input'!$F16=\"\"),\"\",E31/'Lives scenario - input'!$F16),\"\")","v":8.3269790854763297},{"$f":"IFERROR(IF(OR(F31=\"\",'Lives scenario - input'!$F16=\"\"),\"\",F31/'Lives scenario - input'!$F16),\"\")","v":10.045480813103747},{"$f":"IFERROR(IF(OR(G31=\"\",'Lives scenario - input'!$F16=\"\"),\"\",G31/'Lives scenario - input'!$F16),\"\")","v":11.982852283894882},{"$f":"IFERROR(IF(OR(H31=\"\",'Lives scenario - input'!$F16=\"\"),\"\",H31/'Lives scenario - input'!$F16),\"\")","v":14.135084767213137},{"$f":"IFERROR(IF(OR(I31=\"\",'Lives scenario - input'!$F16=\"\"),\"\",I31/'Lives scenario - input'!$F16),\"\")","v":16.49036339565636},{"$f":"IFERROR(IF(OR(J31=\"\",'Lives scenario - input'!$F16=\"\"),\"\",J31/'Lives scenario - input'!$F16),\"\")","v":19.028441336837098},{"$f":"IFERROR(IF(OR(K31=\"\",'Lives scenario - input'!$F16=\"\"),\"\",K31/'Lives scenario - input'!$F16),\"\")","v":21.720413263780138},{"$f":"IFERROR(IF(OR(L31=\"\",'Lives scenario - input'!$F16=\"\"),\"\",L31/'Lives scenario - input'!$F16),\"\")","v":24.528955574870665},{"$f":"IFERROR(IF(OR(M31=\"\",'Lives scenario - input'!$F16=\"\"),\"\",M31/'Lives scenario - input'!$F16),\"\")","v":27.409069988935972},{"$f":"IFERROR(IF(OR(N31=\"\",'Lives scenario - input'!$F16=\"\"),\"\",N31/'Lives scenario - input'!$F16),\"\")","v":30.309329096275324},{"$f":"IFERROR(IF(OR(O31=\"\",'Lives scenario - input'!$F16=\"\"),\"\",O31/'Lives scenario - input'!$F16),\"\")","v":33.173580585384151},{"$f":"IFERROR(IF(OR(P31=\"\",'Lives scenario - input'!$F16=\"\"),\"\",P31/'Lives scenario - input'!$F16),\"\")","v":35.943025478187778},{"$f":"IFERROR(IF(OR(Q31=\"\",'Lives scenario - input'!$F16=\"\"),\"\",Q31/'Lives scenario - input'!$F16),\"\")","v":38.55854948005404},{"$f":"IFERROR(IF(OR(R31=\"\",'Lives scenario - input'!$F16=\"\"),\"\",R31/'Lives scenario - input'!$F16),\"\")","v":40.963159951507485},{"$f":"IFERROR(IF(OR(S31=\"\",'Lives scenario - input'!$F16=\"\"),\"\",S31/'Lives scenario - input'!$F16),\"\")","v":43.104367631641978},{"$f":"IFERROR(IF(OR(T31=\"\",'Lives scenario - input'!$F16=\"\"),\"\",T31/'Lives scenario - input'!$F16),\"\")","v":44.936354229096239},{"$f":"IFERROR(IF(OR(U31=\"\",'Lives scenario - input'!$F16=\"\"),\"\",U31/'Lives scenario - input'!$F16),\"\")","v":46.4217846227737},{"$f":"IFERROR(IF(OR(V31=\"\",'Lives scenario - input'!$F16=\"\"),\"\",V31/'Lives scenario - input'!$F16),\"\")","v":47.53315395008957},{"$f":"IFERROR(IF(OR(W31=\"\",'Lives scenario - input'!$F16=\"\"),\"\",W31/'Lives scenario - input'!$F16),\"\")","v":48.253601727600469}]
[{"$f":"IFERROR('Lives scenario - input'!A17,\"\")","v":2},{"$f":"IFERROR('Lives scenario - input'!B17,\"\")","v":"POLES"},{"$f":"IFERROR('Lives scenario - input'!C17,\"\")","v":"˃ 11 kv & < = 22 kv ; wood"},{"$f":"IFERROR(repcalc('Lives scenario - input'!$CX17:$GJ17,'Lives scenario - input'!$I17,'Lives scenario - input'!$G17,'Lives scenario - input'!$H17,20,TRUE,TRUE),\"\")","v":499.21073465912474},638.10393489839339,806.22121842883689,1006.9665267451064,1243.4257184871453,1518.1625739226843,1833.00648974776,2188.8459561997379,2585.4440375784416,3021.2929925768603,3493.524563827601,3997.8901615564264,4528.8211653644448,5079.5740728834917,5642.4586367662132,6209.1400271726843,6770.9991289612071,7319.5290677028088,7846.741648825835,8345.5551500162928,{"$f":"IFERROR(IF(OR(D32=\"\",'Lives scenario - input'!$F17=\"\"),\"\",D32/'Lives scenario - input'!$F17),\"\")","v":84.790694917048143},{"$f":"IFERROR(IF(OR(E32=\"\",'Lives scenario - input'!$F17=\"\"),\"\",E32/'Lives scenario - input'!$F17),\"\")","v":108.38163587624422},{"$f":"IFERROR(IF(OR(F32=\"\",'Lives scenario - input'!$F17=\"\"),\"\",F32/'Lives scenario - input'!$F17),\"\")","v":136.93627284302798},{"$f":"IFERROR(IF(OR(G32=\"\",'Lives scenario - input'!$F17=\"\"),\"\",G32/'Lives scenario - input'!$F17),\"\")","v":171.03276358675413},{"$f":"IFERROR(IF(OR(H32=\"\",'Lives scenario - input'!$F17=\"\"),\"\",H32/'Lives scenario - input'!$F17),\"\")","v":211.19523966215624},{"$f":"IFERROR(IF(OR(I32=\"\",'Lives scenario - input'!$F17=\"\"),\"\",I32/'Lives scenario - input'!$F17),\"\")","v":257.85915787218937},{"$f":"IFERROR(IF(OR(J32=\"\",'Lives scenario - input'!$F17=\"\"),\"\",J32/'Lives scenario - input'!$F17),\"\")","v":311.33524033552311},{"$f":"IFERROR(IF(OR(K32=\"\",'Lives scenario - input'!$F17=\"\"),\"\",K32/'Lives scenario - input'!$F17),\"\")","v":371.77439667693687},{"$f":"IFERROR(IF(OR(L32=\"\",'Lives scenario - input'!$F17=\"\"),\"\",L32/'Lives scenario - input'!$F17),\"\")","v":439.13638348563467},{"$f":"IFERROR(IF(OR(M32=\"\",'Lives scenario - input'!$F17=\"\"),\"\",M32/'Lives scenario - input'!$F17),\"\")","v":513.16511165074462},{"$f":"IFERROR(IF(OR(N32=\"\",'Lives scenario - input'!$F17=\"\"),\"\",N32/'Lives scenario - input'!$F17),\"\")","v":593.37340908541591},{"$f":"IFERROR(IF(OR(O32=\"\",'Lives scenario - input'!$F17=\"\"),\"\",O32/'Lives scenario - input'!$F17),\"\")","v":679.03965493023122},{"$f":"IFERROR(IF(OR(P32=\"\",'Lives scenario - input'!$F17=\"\"),\"\",P32/'Lives scenario - input'!$F17),\"\")","v":769.21802178091082},{"$f":"IFERROR(IF(OR(Q32=\"\",'Lives scenario - input'!$F17=\"\"),\"\",Q32/'Lives scenario - input'!$F17),\"\")","v":862.76312911521507},{"$f":"IFERROR(IF(OR(R32=\"\",'Lives scenario - input'!$F17=\"\"),\"\",R32/'Lives scenario - input'!$F17),\"\")","v":958.36879224720917},{"$f":"IFERROR(IF(OR(S32=\"\",'Lives scenario - input'!$F17=\"\"),\"\",S32/'Lives scenario - input'!$F17),\"\")","v":1054.6193444752842},{"$f":"IFERROR(IF(OR(T32=\"\",'Lives scenario - input'!$F17=\"\"),\"\",T32/'Lives scenario - input'!$F17),\"\")","v":1150.0508333807611},{"$f":"IFERROR(IF(OR(U32=\"\",'Lives scenario - input'!$F17=\"\"),\"\",U32/'Lives scenario - input'!$F17),\"\")","v":1243.2183705741766},{"$f":"IFERROR(IF(OR(V32=\"\",'Lives scenario - input'!$F17=\"\"),\"\",V32/'Lives scenario - input'!$F17),\"\")","v":1332.7651651817812},{"$f":"IFERROR(IF(OR(W32=\"\",'Lives scenario - input'!$F17=\"\"),\"\",W32/'Lives scenario - input'!$F17),\"\")","v":1417.4883901918058}]
[{"$f":"IFERROR('Lives scenario - input'!A18,\"\")","v":2},{"$f":"IFERROR('Lives scenario - input'!B18,\"\")","v":"POLES"},{"$f":"IFERROR('Lives scenario - input'!C18,\"\")","v":"> 1 kv & < = 11 kv ; concrete"},{"$f":"IFERROR(repcalc('Lives scenario - input'!$CX18:$GJ18,'Lives scenario - input'!$I18,'Lives scenario - input'!$G18,'Lives scenario - input'!$H18,20,TRUE,TRUE),\"\")","v":3.4921205691018136},4.6562323935592103,6.1458703381187085,8.0306420611802753,10.388441355392718,13.304519561917211,16.869896859182752,21.179033725983185,26.326716823019385,32.40416005208295,39.494379334266966,47.666965909999561,56.97245341613548,67.43654301664823,79.054511861353589,91.786176109961247,105.55180395438478,120.22937082796678,135.65351446642072,151.61648034231547,{"$f":"IFERROR(IF(OR(D33=\"\",'Lives scenario - input'!$F18=\"\"),\"\",D33/'Lives scenario - input'!$F18),\"\")","v":0.54056829513032234},{"$f":"IFERROR(IF(OR(E33=\"\",'Lives scenario - input'!$F18=\"\"),\"\",E33/'Lives scenario - input'!$F18),\"\")","v":0.72076881565525874},{"$f":"IFERROR(IF(OR(F33=\"\",'Lives scenario - input'!$F18=\"\"),\"\",F33/'Lives scenario - input'!$F18),\"\")","v":0.95135966385700899},{"$f":"IFERROR(IF(OR(G33=\"\",'Lives scenario - input'!$F18=\"\"),\"\",G33/'Lives scenario - input'!$F18),\"\")","v":1.2431158666811521},{"$f":"IFERROR(IF(OR(H33=\"\",'Lives scenario - input'!$F18=\"\"),\"\",H33/'Lives scenario - input'!$F18),\"\")","v":1.6080951162549195},{"$f":"IFERROR(IF(OR(I33=\"\",'Lives scenario - input'!$F18=\"\"),\"\",I33/'Lives scenario - input'!$F18),\"\")","v":2.0594940279978418},{"$f":"IFERROR(IF(OR(J33=\"\",'Lives scenario - input'!$F18=\"\"),\"\",J33/'Lives scenario - input'!$F18),\"\")","v":2.6114022135662762},{"$f":"IFERROR(IF(OR(K33=\"\",'Lives scenario - input'!$F18=\"\"),\"\",K33/'Lives scenario - input'!$F18),\"\")","v":3.2784418313217008},{"$f":"IFERROR(IF(OR(L33=\"\",'Lives scenario - input'!$F18=\"\"),\"\",L33/'Lives scenario - input'!$F18),\"\")","v":4.0752855314668395},{"$f":"IFERROR(IF(OR(M33=\"\",'Lives scenario - input'!$F18=\"\"),\"\",M33/'Lives scenario - input'!$F18),\"\")","v":5.0160529133706087},{"$f":"IFERROR(IF(OR(N33=\"\",'Lives scenario - input'!$F18=\"\"),\"\",N33/'Lives scenario - input'!$F18),\"\")","v":6.1135945570877235},{"$f":"IFERROR(IF(OR(O33=\"\",'Lives scenario - input'!$F18=\"\"),\"\",O33/'Lives scenario - input'!$F18),\"\")","v":7.3786829481179943},{"$f":"IFERROR(IF(OR(P33=\"\",'Lives scenario - input'!$F18=\"\"),\"\",P33/'Lives scenario - input'!$F18),\"\")","v":8.8191405202464992},{"$f":"IFERROR(IF(OR(Q33=\"\",'Lives scenario - input'!$F18=\"\"),\"\",Q33/'Lives scenario - input'!$F18),\"\")","v":10.438945725567631},{"$f":"IFERROR(IF(OR(R33=\"\",'Lives scenario - input'!$F18=\"\"),\"\",R33/'Lives scenario - input'!$F18),\"\")","v":12.237367483060069},{"$f":"IFERROR(IF(OR(S33=\"\",'Lives scenario - input'!$F18=\"\"),\"\",S33/'Lives scenario - input'!$F18),\"\")","v":14.208185471973803},{"$f":"IFERROR(IF(OR(T33=\"\",'Lives scenario - input'!$F18=\"\"),\"\",T33/'Lives scenario - input'!$F18),\"\")","v":16.339057481691508},{"$f":"IFERROR(IF(OR(U33=\"\",'Lives scenario - input'!$F18=\"\"),\"\",U33/'Lives scenario - input'!$F18),\"\")","v":18.611094527524159},{"$f":"IFERROR(IF(OR(V33=\"\",'Lives scenario - input'!$F18=\"\"),\"\",V33/'Lives scenario - input'!$F18),\"\")","v":20.998699097726259},{"$f":"IFERROR(IF(OR(W33=\"\",'Lives scenario - input'!$F18=\"\"),\"\",W33/'Lives scenario - input'!$F18),\"\")","v":23.469711503513661}]
[{"$f":"IFERROR('Lives scenario - input'!A19,\"\")","v":2},{"$f":"IFERROR('Lives scenario - input'!B19,\"\")","v":"POLES"},{"$f":"IFERROR('Lives scenario - input'!C19,\"\")","v":"> 1 kv & < = 11 kv ; steel"},{"$f":"IFERROR(repcalc('Lives scenario - input'!$CX19:$GJ19,'Lives scenario - input'!$I19,'Lives scenario - input'!$G19,'Lives scenario - input'!$H19,20,TRUE,TRUE),\"\")","v":15.609015248320192},17.23907047283307,18.835877696793425,20.374593472592931,21.835635419027412,23.206379973703804,24.482384766525513,25.668016024919364,26.776424436089872,27.828882775174119,28.853564955333876,29.883898817943933,30.956655877220889,32.109945886550712,33.381262589145287,34.805684178812548,36.414276715257685,38.232692512357424,40.279910457202547,42.567041813530906,{"$f":"IFERROR(IF(OR(D34=\"\",'Lives scenario - input'!$F19=\"\"),\"\",D34/'Lives scenario - input'!$F19),\"\")","v":2.3727820847656744},{"$f":"IFERROR(IF(OR(E34=\"\",'Lives scenario - input'!$F19=\"\"),\"\",E34/'Lives scenario - input'!$F19),\"\")","v":2.6205725937998103},{"$f":"IFERROR(IF(OR(F34=\"\",'Lives scenario - input'!$F19=\"\"),\"\",F34/'Lives scenario - input'!$F19),\"\")","v":2.8633089556753801},{"$f":"IFERROR(IF(OR(G34=\"\",'Lives scenario - input'!$F19=\"\"),\"\",G34/'Lives scenario - input'!$F19),\"\")","v":3.0972146293056433},{"$f":"IFERROR(IF(OR(H34=\"\",'Lives scenario - input'!$F19=\"\"),\"\",H34/'Lives scenario - input'!$F19),\"\")","v":3.3193128270740124},{"$f":"IFERROR(IF(OR(I34=\"\",'Lives scenario - input'!$F19=\"\"),\"\",I34/'Lives scenario - input'!$F19),\"\")","v":3.5276845962332661},{"$f":"IFERROR(IF(OR(J34=\"\",'Lives scenario - input'!$F19=\"\"),\"\",J34/'Lives scenario - input'!$F19),\"\")","v":3.7216546362592262},{"$f":"IFERROR(IF(OR(K34=\"\",'Lives scenario - input'!$F19=\"\"),\"\",K34/'Lives scenario - input'!$F19),\"\")","v":3.9018866729572408},{"$f":"IFERROR(IF(OR(L34=\"\",'Lives scenario - input'!$F19=\"\"),\"\",L34/'Lives scenario - input'!$F19),\"\")","v":4.0703797891973572},{"$f":"IFERROR(IF(OR(M34=\"\",'Lives scenario - input'!$F19=\"\"),\"\",M34/'Lives scenario - input'!$F19),\"\")","v":4.2303677354074862},{"$f":"IFERROR(IF(OR(N34=\"\",'Lives scenario - input'!$F19=\"\"),\"\",N34/'Lives scenario - input'!$F19),\"\")","v":4.3861333286228152},{"$f":"IFERROR(IF(OR(O34=\"\",'Lives scenario - input'!$F19=\"\"),\"\",O34/'Lives scenario - input'!$F19),\"\")","v":4.5427580542467885},{"$f":"IFERROR(IF(OR(P34=\"\",'Lives scenario - input'!$F19=\"\"),\"\",P34/'Lives scenario - input'!$F19),\"\")","v":4.7058316813183101},{"$f":"IFERROR(IF(OR(Q34=\"\",'Lives scenario - input'!$F19=\"\"),\"\",Q34/'Lives scenario - input'!$F19),\"\")","v":4.8811474093858793},{"$f":"IFERROR(IF(OR(R34=\"\",'Lives scenario - input'!$F19=\"\"),\"\",R34/'Lives scenario - input'!$F19),\"\")","v":5.0744047960941421},{"$f":"IFERROR(IF(OR(S34=\"\",'Lives scenario - input'!$F19=\"\"),\"\",S34/'Lives scenario - input'!$F19),\"\")","v":5.2909362028066598},{"$f":"IFERROR(IF(OR(T34=\"\",'Lives scenario - input'!$F19=\"\"),\"\",T34/'Lives scenario - input'!$F19),\"\")","v":5.5354640920708826},{"$f":"IFERROR(IF(OR(U34=\"\",'Lives scenario - input'!$F19=\"\"),\"\",U34/'Lives scenario - input'!$F19),\"\")","v":5.8118879636202099},{"$f":"IFERROR(IF(OR(V34=\"\",'Lives scenario - input'!$F19=\"\"),\"\",V34/'Lives scenario - input'!$F19),\"\")","v":6.1230928657784078},{"$f":"IFERROR(IF(OR(W34=\"\",'Lives scenario - input'!$F19=\"\"),\"\",W34/'Lives scenario - input'!$F19),\"\")","v":6.4707678613797981}]
[{"$f":"IFERROR('Lives scenario - input'!A20,\"\")","v":2},{"$f":"IFERROR('Lives scenario - input'!B20,\"\")","v":"POLES"},{"$f":"IFERROR('Lives scenario - input'!C20,\"\")","v":"> 1 kv & < = 11 kv ; wood"},{"$f":"IFERROR(repcalc('Lives scenario - input'!$CX20:$GJ20,'Lives scenario - input'!$I20,'Lives scenario - input'!$G20,'Lives scenario - input'!$H20,20,TRUE,TRUE),\"\")","v":45.333905338854358},60.4833706208507,79.813486089536397,104.17514245228315,134.49975314505932,171.78002276871922,217.0422671045541,271.31013746485422,335.56031008668481,410.67153384598464,497.36932436622561,596.16946366248351,707.32420812486191,830.77561243856496,966.12053709778775,1112.5916377859221,1269.0578882278958,1434.0469666637568,1605.790201310796,1782.2888441195512,{"$f":"IFERROR(IF(OR(D35=\"\",'Lives scenario - input'!$F20=\"\"),\"\",D35/'Lives scenario - input'!$F20),\"\")","v":7.7192805395143225},{"$f":"IFERROR(IF(OR(E35=\"\",'Lives scenario - input'!$F20=\"\"),\"\",E35/'Lives scenario - input'!$F20),\"\")","v":10.298872384983101},{"$f":"IFERROR(IF(OR(F35=\"\",'Lives scenario - input'!$F20=\"\"),\"\",F35/'Lives scenario - input'!$F20),\"\")","v":13.590329034231955},{"$f":"IFERROR(IF(OR(G35=\"\",'Lives scenario - input'!$F20=\"\"),\"\",G35/'Lives scenario - input'!$F20),\"\")","v":17.738536837324322},{"$f":"IFERROR(IF(OR(H35=\"\",'Lives scenario - input'!$F20=\"\"),\"\",H35/'Lives scenario - input'!$F20),\"\")","v":22.902093240405005},{"$f":"IFERROR(IF(OR(I35=\"\",'Lives scenario - input'!$F20=\"\"),\"\",I35/'Lives scenario - input'!$F20),\"\")","v":29.250032110059802},{"$f":"IFERROR(IF(OR(J35=\"\",'Lives scenario - input'!$F20=\"\"),\"\",J35/'Lives scenario - input'!$F20),\"\")","v":36.957110493551703},{"$f":"IFERROR(IF(OR(K35=\"\",'Lives scenario - input'!$F20=\"\"),\"\",K35/'Lives scenario - input'!$F20),\"\")","v":46.197631742757132},{"$f":"IFERROR(IF(OR(L35=\"\",'Lives scenario - input'!$F20=\"\"),\"\",L35/'Lives scenario - input'!$F20),\"\")","v":57.137900477007463},{"$f":"IFERROR(IF(OR(M35=\"\",'Lives scenario - input'!$F20=\"\"),\"\",M35/'Lives scenario - input'!$F20),\"\")","v":69.927546626626423},{"$f":"IFERROR(IF(OR(N35=\"\",'Lives scenario - input'!$F20=\"\"),\"\",N35/'Lives scenario - input'!$F20),\"\")","v":84.690108161517969},{"$f":"IFERROR(IF(OR(O35=\"\",'Lives scenario - input'!$F20=\"\"),\"\",O35/'Lives scenario - input'!$F20),\"\")","v":101.51341043098402},{"$f":"IFERROR(IF(OR(P35=\"\",'Lives scenario - input'!$F20=\"\"),\"\",P35/'Lives scenario - input'!$F20),\"\")","v":120.44040666900123},{"$f":"IFERROR(IF(OR(Q35=\"\",'Lives scenario - input'!$F20=\"\"),\"\",Q35/'Lives scenario - input'!$F20),\"\")","v":141.46123017342876},{"$f":"IFERROR(IF(OR(R35=\"\",'Lives scenario - input'!$F20=\"\"),\"\",R35/'Lives scenario - input'!$F20),\"\")","v":164.50723592199006},{"$f":"IFERROR(IF(OR(S35=\"\",'Lives scenario - input'!$F20=\"\"),\"\",S35/'Lives scenario - input'!$F20),\"\")","v":189.44776351810054},{"$f":"IFERROR(IF(OR(T35=\"\",'Lives scenario - input'!$F20=\"\"),\"\",T35/'Lives scenario - input'!$F20),\"\")","v":216.09022622012429},{"$f":"IFERROR(IF(OR(U35=\"\",'Lives scenario - input'!$F20=\"\"),\"\",U35/'Lives scenario - input'!$F20),\"\")","v":244.18392282275917},{"$f":"IFERROR(IF(OR(V35=\"\",'Lives scenario - input'!$F20=\"\"),\"\",V35/'Lives scenario - input'!$F20),\"\")","v":273.42769079498112},{"$f":"IFERROR(IF(OR(W35=\"\",'Lives scenario - input'!$F20=\"\"),\"\",W35/'Lives scenario - input'!$F20),\"\")","v":303.4811911166621}]
[{"$f":"IFERROR('Lives scenario - input'!A21,\"\")","v":2},{"$f":"IFERROR('Lives scenario - input'!B21,\"\")","v":"POLES"},{"$f":"IFERROR('Lives scenario - input'!C21,\"\")","v":"> 22 kv & < = 66 kv ; concrete"},{"$f":"IFERROR(repcalc('Lives scenario - input'!$CX21:$GJ21,'Lives scenario - input'!$I21,'Lives scenario - input'!$G21,'Lives scenario - input'!$H21,20,TRUE,TRUE),\"\")","v":59.487623561297205},66.855690102822891,74.348776614451694,81.827409123735237,89.14029200506117,96.129011365222851,102.63334393112888,108.49696203744503,113.57330168046445,117.73134309373626,120.8610416252647,122.87814200156045,123.72811402435379,123.38896608944003,121.87272845558209,119.22545356966059,115.52565623285028,110.8812089912184,105.42481139778899,99.308256303562871,{"$f":"IFERROR(IF(OR(D36=\"\",'Lives scenario - input'!$F21=\"\"),\"\",D36/'Lives scenario - input'!$F21),\"\")","v":9.2084802381710755},{"$f":"IFERROR(IF(OR(E36=\"\",'Lives scenario - input'!$F21=\"\"),\"\",E36/'Lives scenario - input'!$F21),\"\")","v":10.349031685334806},{"$f":"IFERROR(IF(OR(F36=\"\",'Lives scenario - input'!$F21=\"\"),\"\",F36/'Lives scenario - input'!$F21),\"\")","v":11.508935795374454},{"$f":"IFERROR(IF(OR(G36=\"\",'Lives scenario - input'!$F21=\"\"),\"\",G36/'Lives scenario - input'!$F21),\"\")","v":12.666602475391004},{"$f":"IFERROR(IF(OR(H36=\"\",'Lives scenario - input'!$F21=\"\"),\"\",H36/'Lives scenario - input'!$F21),\"\")","v":13.798611681093437},{"$f":"IFERROR(IF(OR(I36=\"\",'Lives scenario - input'!$F21=\"\"),\"\",I36/'Lives scenario - input'!$F21),\"\")","v":14.880441484764436},{"$f":"IFERROR(IF(OR(J36=\"\",'Lives scenario - input'!$F21=\"\"),\"\",J36/'Lives scenario - input'!$F21),\"\")","v":15.887289872882029},{"$f":"IFERROR(IF(OR(K36=\"\",'Lives scenario - input'!$F21=\"\"),\"\",K36/'Lives scenario - input'!$F21),\"\")","v":16.794957858653166},{"$f":"IFERROR(IF(OR(L36=\"\",'Lives scenario - input'!$F21=\"\"),\"\",L36/'Lives scenario - input'!$F21),\"\")","v":17.580757836640547},{"$f":"IFERROR(IF(OR(M36=\"\",'Lives scenario - input'!$F21=\"\"),\"\",M36/'Lives scenario - input'!$F21),\"\")","v":18.224408396057438},{"$f":"IFERROR(IF(OR(N36=\"\",'Lives scenario - input'!$F21=\"\"),\"\",N36/'Lives scenario - input'!$F21),\"\")","v":18.708875001944229},{"$f":"IFERROR(IF(OR(O36=\"\",'Lives scenario - input'!$F21=\"\"),\"\",O36/'Lives scenario - input'!$F21),\"\")","v":19.021115226743042},{"$f":"IFERROR(IF(OR(P36=\"\",'Lives scenario - input'!$F21=\"\"),\"\",P36/'Lives scenario - input'!$F21),\"\")","v":19.152687982659671},{"$f":"IFERROR(IF(OR(Q36=\"\",'Lives scenario - input'!$F21=\"\"),\"\",Q36/'Lives scenario - input'!$F21),\"\")","v":19.100189044737704},{"$f":"IFERROR(IF(OR(R36=\"\",'Lives scenario - input'!$F21=\"\"),\"\",R36/'Lives scenario - input'!$F21),\"\")","v":18.865480655800884},{"$f":"IFERROR(IF(OR(S36=\"\",'Lives scenario - input'!$F21=\"\"),\"\",S36/'Lives scenario - input'!$F21),\"\")","v":18.455691576785217},{"$f":"IFERROR(IF(OR(T36=\"\",'Lives scenario - input'!$F21=\"\"),\"\",T36/'Lives scenario - input'!$F21),\"\")","v":17.882975629809291},{"$f":"IFERROR(IF(OR(U36=\"\",'Lives scenario - input'!$F21=\"\"),\"\",U36/'Lives scenario - input'!$F21),\"\")","v":17.164031115279709},{"$f":"IFERROR(IF(OR(V36=\"\",'Lives scenario - input'!$F21=\"\"),\"\",V36/'Lives scenario - input'!$F21),\"\")","v":16.319399469187385},{"$f":"IFERROR(IF(OR(W36=\"\",'Lives scenario - input'!$F21=\"\"),\"\",W36/'Lives scenario - input'!$F21),\"\")","v":15.372577704609274}]
[{"$f":"IFERROR('Lives scenario - input'!A22,\"\")","v":2},{"$f":"IFERROR('Lives scenario - input'!B22,\"\")","v":"POLES"},{"$f":"IFERROR('Lives scenario - input'!C22,\"\")","v":"> 22 kv & < = 66 kv ; steel"},{"$f":"IFERROR(repcalc('Lives scenario - input'!$CX22:$GJ22,'Lives scenario - input'!$I22,'Lives scenario - input'!$G22,'Lives scenario - input'!$H22,20,TRUE,TRUE),\"\")","v":1.9075997136570437E-6},3.481088554833908E-6,6.2606795769080469E-6,1.109712330539004E-5,1.938593587820342E-5,3.3377717858302846E-5,5.6640564368647112E-5,9.4734674579292902E-5,1.5617535870828442E-4,2.5377727946291646E-4,4.0648798160123299E-4,6.418298018859074E-4,9.9907276956941161E-4,1.5332537051471942E-3,2.3201359082496925E-3,3.4621694510768284E-3,5.09546824198187E-3,7.3977770711238797E-3,1.0597378291923138E-2,1.4982911116351401E-2,{"$f":"IFERROR(IF(OR(D37=\"\",'Lives scenario - input'!$F22=\"\"),\"\",D37/'Lives scenario - input'!$F22),\"\")","v":2.9528989752719308E-7},{"$f":"IFERROR(IF(OR(E37=\"\",'Lives scenario - input'!$F22=\"\"),\"\",E37/'Lives scenario - input'!$F22),\"\")","v":5.3886057713300479E-7},{"$f":"IFERROR(IF(OR(F37=\"\",'Lives scenario - input'!$F22=\"\"),\"\",F37/'Lives scenario - input'!$F22),\"\")","v":9.6913174052202525E-7},{"$f":"IFERROR(IF(OR(G37=\"\",'Lives scenario - input'!$F22=\"\"),\"\",G37/'Lives scenario - input'!$F22),\"\")","v":1.7177966531632539E-6},{"$f":"IFERROR(IF(OR(H37=\"\",'Lives scenario - input'!$F22=\"\"),\"\",H37/'Lives scenario - input'!$F22),\"\")","v":3.0008764301862297E-6},{"$f":"IFERROR(IF(OR(I37=\"\",'Lives scenario - input'!$F22=\"\"),\"\",I37/'Lives scenario - input'!$F22),\"\")","v":5.1667563249811756E-6},{"$f":"IFERROR(IF(OR(J37=\"\",'Lives scenario - input'!$F22=\"\"),\"\",J37/'Lives scenario - input'!$F22),\"\")","v":8.7677652332187079E-6},{"$f":"IFERROR(IF(OR(K37=\"\",'Lives scenario - input'!$F22=\"\"),\"\",K37/'Lives scenario - input'!$F22),\"\")","v":1.4664602929281368E-5},{"$f":"IFERROR(IF(OR(L37=\"\",'Lives scenario - input'!$F22=\"\"),\"\",L37/'Lives scenario - input'!$F22),\"\")","v":2.4175410249371128E-5},{"$f":"IFERROR(IF(OR(M37=\"\",'Lives scenario - input'!$F22=\"\"),\"\",M37/'Lives scenario - input'!$F22),\"\")","v":3.9283853059335847E-5},{"$f":"IFERROR(IF(OR(N37=\"\",'Lives scenario - input'!$F22=\"\"),\"\",N37/'Lives scenario - input'!$F22),\"\")","v":6.2922946346511901E-5},{"$f":"IFERROR(IF(OR(O37=\"\",'Lives scenario - input'!$F22=\"\"),\"\",O37/'Lives scenario - input'!$F22),\"\")","v":9.9353053511131936E-5},{"$f":"IFERROR(IF(OR(P37=\"\",'Lives scenario - input'!$F22=\"\"),\"\",P37/'Lives scenario - input'!$F22),\"\")","v":1.5465304048656393E-4},{"$f":"IFERROR(IF(OR(Q37=\"\",'Lives scenario - input'!$F22=\"\"),\"\",Q37/'Lives scenario - input'!$F22),\"\")","v":2.3734241845116053E-4},{"$f":"IFERROR(IF(OR(R37=\"\",'Lives scenario - input'!$F22=\"\"),\"\",R37/'Lives scenario - input'!$F22),\"\")","v":3.5914908651500519E-4},{"$f":"IFERROR(IF(OR(S37=\"\",'Lives scenario - input'!$F22=\"\"),\"\",S37/'Lives scenario - input'!$F22),\"\")","v":5.3593196471513841E-4},{"$f":"IFERROR(IF(OR(T37=\"\",'Lives scenario - input'!$F22=\"\"),\"\",T37/'Lives scenario - input'!$F22),\"\")","v":7.8876101954500691E-4},{"$f":"IFERROR(IF(OR(U37=\"\",'Lives scenario - input'!$F22=\"\"),\"\",U37/'Lives scenario - input'!$F22),\"\")","v":1.1451505353150444E-3},{"$f":"IFERROR(IF(OR(V37=\"\",'Lives scenario - input'!$F22=\"\"),\"\",V37/'Lives scenario - input'!$F22),\"\")","v":1.640437837915026E-3},{"$f":"IFERROR(IF(OR(W37=\"\",'Lives scenario - input'!$F22=\"\"),\"\",W37/'Lives scenario - input'!$F22),\"\")","v":2.3193032880701441E-3}]
[{"$f":"IFERROR('Lives scenario - input'!A23,\"\")","v":2},{"$f":"IFERROR('Lives scenario - input'!B23,\"\")","v":"POLES"},{"$f":"IFERROR('Lives scenario - input'!C23,\"\")","v":"> 22 kv & < = 66 kv ; wood"},{"$f":"IFERROR(repcalc('Lives scenario - input'!$CX23:$GJ23,'Lives scenario - input'!$I23,'Lives scenario - input'!$G23,'Lives scenario - input'!$H23,20,TRUE,TRUE),\"\")","v":1.9533496507028276},2.5104725639566206,3.207449993656077,4.072333080428213,5.1361919769417952,6.4325556284530103,7.9965386154627254,9.8636398829968126,12.068225582280357,14.641740728704578,17.610728920383053,20.99477202685194,24.804488127461216,29.039741757812294,33.688222228694904,38.724531406661029,44.109891852507985,49.792541767712351,55.708829046165356,61.784958723240436,{"$f":"IFERROR(IF(OR(D38=\"\",'Lives scenario - input'!$F23=\"\"),\"\",D38/'Lives scenario - input'!$F23),\"\")","v":0.35455018366247837},{"$f":"IFERROR(IF(OR(E38=\"\",'Lives scenario - input'!$F23=\"\"),\"\",E38/'Lives scenario - input'!$F23),\"\")","v":0.45567290439280711},{"$f":"IFERROR(IF(OR(F38=\"\",'Lives scenario - input'!$F23=\"\"),\"\",F38/'Lives scenario - input'!$F23),\"\")","v":0.58218045291062182},{"$f":"IFERROR(IF(OR(G38=\"\",'Lives scenario - input'!$F23=\"\"),\"\",G38/'Lives scenario - input'!$F23),\"\")","v":0.73916435855767249},{"$f":"IFERROR(IF(OR(H38=\"\",'Lives scenario - input'!$F23=\"\"),\"\",H38/'Lives scenario - input'!$F23),\"\")","v":0.93226412797895164},{"$f":"IFERROR(IF(OR(I38=\"\",'Lives scenario - input'!$F23=\"\"),\"\",I38/'Lives scenario - input'!$F23),\"\")","v":1.1675655603524573},{"$f":"IFERROR(IF(OR(J38=\"\",'Lives scenario - input'!$F23=\"\"),\"\",J38/'Lives scenario - input'!$F23),\"\")","v":1.4514422616331366},{"$f":"IFERROR(IF(OR(K38=\"\",'Lives scenario - input'!$F23=\"\"),\"\",K38/'Lives scenario - input'!$F23),\"\")","v":1.7903376033260445},{"$f":"IFERROR(IF(OR(L38=\"\",'Lives scenario - input'!$F23=\"\"),\"\",L38/'Lives scenario - input'!$F23),\"\")","v":2.1904893448739116},{"$f":"IFERROR(IF(OR(M38=\"\",'Lives scenario - input'!$F23=\"\"),\"\",M38/'Lives scenario - input'!$F23),\"\")","v":2.6576050338109001},{"$f":"IFERROR(IF(OR(N38=\"\",'Lives scenario - input'!$F23=\"\"),\"\",N38/'Lives scenario - input'!$F23),\"\")","v":3.1965025672210508},{"$f":"IFERROR(IF(OR(O38=\"\",'Lives scenario - input'!$F23=\"\"),\"\",O38/'Lives scenario - input'!$F23),\"\")","v":3.8107362270722644},{"$f":"IFERROR(IF(OR(P38=\"\",'Lives scenario - input'!$F23=\"\"),\"\",P38/'Lives scenario - input'!$F23),\"\")","v":4.5022332883827758},{"$f":"IFERROR(IF(OR(Q38=\"\",'Lives scenario - input'!$F23=\"\"),\"\",Q38/'Lives scenario - input'!$F23),\"\")","v":5.2709691631698954},{"$f":"IFERROR(IF(OR(R38=\"\",'Lives scenario - input'!$F23=\"\"),\"\",R38/'Lives scenario - input'!$F23),\"\")","v":6.1147093528025449},{"$f":"IFERROR(IF(OR(S38=\"\",'Lives scenario - input'!$F23=\"\"),\"\",S38/'Lives scenario - input'!$F23),\"\")","v":7.0288438721326791},{"$f":"IFERROR(IF(OR(T38=\"\",'Lives scenario - input'!$F23=\"\"),\"\",T38/'Lives scenario - input'!$F23),\"\")","v":8.0063342740567158},{"$f":"IFERROR(IF(OR(U38=\"\",'Lives scenario - input'!$F23=\"\"),\"\",U38/'Lives scenario - input'!$F23),\"\")","v":9.0377853357754123},{"$f":"IFERROR(IF(OR(V38=\"\",'Lives scenario - input'!$F23=\"\"),\"\",V38/'Lives scenario - input'!$F23),\"\")","v":10.111643638829737},{"$f":"IFERROR(IF(OR(W38=\"\",'Lives scenario - input'!$F23=\"\"),\"\",W38/'Lives scenario - input'!$F23),\"\")","v":11.214514746513339}]
[{"$f":"IFERROR('Lives scenario - input'!A24,\"\")","v":2},{"$f":"IFERROR('Lives scenario - input'!B24,\"\")","v":"POLES"},{"$f":"IFERROR('Lives scenario - input'!C24,\"\")","v":"staking of a wooden pole"},{"$f":"IFERROR(repcalc('Lives scenario - input'!$CX24:$GJ24,'Lives scenario - input'!$I24,'Lives scenario - input'!$G24,'Lives scenario - input'!$H24,20,TRUE,TRUE),\"\")","v":4549.6396547889644},5203.3097581804286,5826.9236996071431,6396.6096119150452,6892.2526579273754,7299.563392711395,7611.6235863951924,7829.7419112913403,7963.5179885710868,8030.0778574727938,8052.5090596257805,8057.5942739722868,8073.0204136557777,8124.3191128819908,8231.8605938594392,8408.258503899624,8656.5336877212085,8969.3231729361996,9329.3100625602565,9710.90261040921,{"$f":"IFERROR(IF(OR(D39=\"\",'Lives scenario - input'!$F24=\"\"),\"\",D39/'Lives scenario - input'!$F24),\"\")","v":496.12814517165248},{"$f":"IFERROR(IF(OR(E39=\"\",'Lives scenario - input'!$F24=\"\"),\"\",E39/'Lives scenario - input'!$F24),\"\")","v":567.40942469197796},{"$f":"IFERROR(IF(OR(F39=\"\",'Lives scenario - input'!$F24=\"\"),\"\",F39/'Lives scenario - input'!$F24),\"\")","v":635.41314620375795},{"$f":"IFERROR(IF(OR(G39=\"\",'Lives scenario - input'!$F24=\"\"),\"\",G39/'Lives scenario - input'!$F24),\"\")","v":697.53613537417175},{"$f":"IFERROR(IF(OR(H39=\"\",'Lives scenario - input'!$F24=\"\"),\"\",H39/'Lives scenario - input'!$F24),\"\")","v":751.58491368268847},{"$f":"IFERROR(IF(OR(I39=\"\",'Lives scenario - input'!$F24=\"\"),\"\",I39/'Lives scenario - input'!$F24),\"\")","v":796.00124875313531},{"$f":"IFERROR(IF(OR(J39=\"\",'Lives scenario - input'!$F24=\"\"),\"\",J39/'Lives scenario - input'!$F24),\"\")","v":830.03072291407966},{"$f":"IFERROR(IF(OR(K39=\"\",'Lives scenario - input'!$F24=\"\"),\"\",K39/'Lives scenario - input'!$F24),\"\")","v":853.81604398775346},{"$f":"IFERROR(IF(OR(L39=\"\",'Lives scenario - input'!$F24=\"\"),\"\",L39/'Lives scenario - input'!$F24),\"\")","v":868.40402943826689},{"$f":"IFERROR(IF(OR(M39=\"\",'Lives scenario - input'!$F24=\"\"),\"\",M39/'Lives scenario - input'!$F24),\"\")","v":875.66223597915473},{"$f":"IFERROR(IF(OR(N39=\"\",'Lives scenario - input'!$F24=\"\"),\"\",N39/'Lives scenario - input'!$F24),\"\")","v":878.10830897889605},{"$f":"IFERROR(IF(OR(O39=\"\",'Lives scenario - input'!$F24=\"\"),\"\",O39/'Lives scenario - input'!$F24),\"\")","v":878.66284036005209},{"$f":"IFERROR(IF(OR(P39=\"\",'Lives scenario - input'!$F24=\"\"),\"\",P39/'Lives scenario - input'!$F24),\"\")","v":880.34502678557999},{"$f":"IFERROR(IF(OR(Q39=\"\",'Lives scenario - input'!$F24=\"\"),\"\",Q39/'Lives scenario - input'!$F24),\"\")","v":885.93903651556593},{"$f":"IFERROR(IF(OR(R39=\"\",'Lives scenario - input'!$F24=\"\"),\"\",R39/'Lives scenario - input'!$F24),\"\")","v":897.66619724360146},{"$f":"IFERROR(IF(OR(S39=\"\",'Lives scenario - input'!$F24=\"\"),\"\",S39/'Lives scenario - input'!$F24),\"\")","v":916.90199932042594},{"$f":"IFERROR(IF(OR(T39=\"\",'Lives scenario - input'!$F24=\"\"),\"\",T39/'Lives scenario - input'!$F24),\"\")","v":943.97585918356879},{"$f":"IFERROR(IF(OR(U39=\"\",'Lives scenario - input'!$F24=\"\"),\"\",U39/'Lives scenario - input'!$F24),\"\")","v":978.0848609735375},{"$f":"IFERROR(IF(OR(V39=\"\",'Lives scenario - input'!$F24=\"\"),\"\",V39/'Lives scenario - input'!$F24),\"\")","v":1017.3406353615819},{"$f":"IFERROR(IF(OR(W39=\"\",'Lives scenario - input'!$F24=\"\"),\"\",W39/'Lives scenario - input'!$F24),\"\")","v":1058.9524590092742}]
[{"$f":"IFERROR('Lives scenario - input'!A25,\"\")","v":3},{"$f":"IFERROR('Lives scenario - input'!B25,\"\")","v":"SERVICE LINES"},{"$f":"IFERROR('Lives scenario - input'!C25,\"\")","v":"˂ = 11 kv ; commercial and industrial ; simple type"},{"$f":"IFERROR(repcalc('Lives scenario - input'!$CX25:$GJ25,'Lives scenario - input'!$I25,'Lives scenario - input'!$G25,'Lives scenario - input'!$H25,20,TRUE,TRUE),\"\")","v":481.10173309794658},541.81614820045172,603.88486968248787,666.23962828703714,727.74546709273795,787.2520665864829,843.64971949811627,895.92613885347271,943.21988982918936,984.86621666577162,1020.4314281342383,1049.7328022324969,1072.8421173503914,1090.0723106891639,1101.9482651320332,1109.1641708151369,1112.5311333644481,1112.9195636074344,1111.2012809417563,1108.196148052446,{"$f":"IFERROR(IF(OR(D40=\"\",'Lives scenario - input'!$F25=\"\"),\"\",D40/'Lives scenario - input'!$F25),\"\")","v":225.3747591310466},{"$f":"IFERROR(IF(OR(E40=\"\",'Lives scenario - input'!$F25=\"\"),\"\",E40/'Lives scenario - input'!$F25),\"\")","v":253.81676159775498},{"$f":"IFERROR(IF(OR(F40=\"\",'Lives scenario - input'!$F25=\"\"),\"\",F40/'Lives scenario - input'!$F25),\"\")","v":282.89319635409782},{"$f":"IFERROR(IF(OR(G40=\"\",'Lives scenario - input'!$F25=\"\"),\"\",G40/'Lives scenario - input'!$F25),\"\")","v":312.10362677737339},{"$f":"IFERROR(IF(OR(H40=\"\",'Lives scenario - input'!$F25=\"\"),\"\",H40/'Lives scenario - input'!$F25),\"\")","v":340.91637604087623},{"$f":"IFERROR(IF(OR(I40=\"\",'Lives scenario - input'!$F25=\"\"),\"\",I40/'Lives scenario - input'!$F25),\"\")","v":368.79257062710531},{"$f":"IFERROR(IF(OR(J40=\"\",'Lives scenario - input'!$F25=\"\"),\"\",J40/'Lives scenario - input'!$F25),\"\")","v":395.21236204766132},{"$f":"IFERROR(IF(OR(K40=\"\",'Lives scenario - input'!$F25=\"\"),\"\",K40/'Lives scenario - input'!$F25),\"\")","v":419.70153888886881},{"$f":"IFERROR(IF(OR(L40=\"\",'Lives scenario - input'!$F25=\"\"),\"\",L40/'Lives scenario - input'!$F25),\"\")","v":441.85655725872749},{"$f":"IFERROR(IF(OR(M40=\"\",'Lives scenario - input'!$F25=\"\"),\"\",M40/'Lives scenario - input'!$F25),\"\")","v":461.36600865697608},{"$f":"IFERROR(IF(OR(N40=\"\",'Lives scenario - input'!$F25=\"\"),\"\",N40/'Lives scenario - input'!$F25),\"\")","v":478.02672803650609},{"$f":"IFERROR(IF(OR(O40=\"\",'Lives scenario - input'!$F25=\"\"),\"\",O40/'Lives scenario - input'!$F25),\"\")","v":491.75311826811071},{"$f":"IFERROR(IF(OR(P40=\"\",'Lives scenario - input'!$F25=\"\"),\"\",P40/'Lives scenario - input'!$F25),\"\")","v":502.57880433421889},{"$f":"IFERROR(IF(OR(Q40=\"\",'Lives scenario - input'!$F25=\"\"),\"\",Q40/'Lives scenario - input'!$F25),\"\")","v":510.65038339194103},{"$f":"IFERROR(IF(OR(R40=\"\",'Lives scenario - input'!$F25=\"\"),\"\",R40/'Lives scenario - input'!$F25),\"\")","v":516.21373972154299},{"$f":"IFERROR(IF(OR(S40=\"\",'Lives scenario - input'!$F25=\"\"),\"\",S40/'Lives scenario - input'!$F25),\"\")","v":519.59407051929293},{"$f":"IFERROR(IF(OR(T40=\"\",'Lives scenario - input'!$F25=\"\"),\"\",T40/'Lives scenario - input'!$F25),\"\")","v":521.17134268721463},{"$f":"IFERROR(IF(OR(U40=\"\",'Lives scenario - input'!$F25=\"\"),\"\",U40/'Lives scenario - input'!$F25),\"\")","v":521.35330497591508},{"$f":"IFERROR(IF(OR(V40=\"\",'Lives scenario - input'!$F25=\"\"),\"\",V40/'Lives scenario - input'!$F25),\"\")","v":520.54836598847339},{"$f":"IFERROR(IF(OR(W40=\"\",'Lives scenario - input'!$F25=\"\"),\"\",W40/'Lives scenario - input'!$F25),\"\")","v":519.14059491950661}]
[{"$f":"IFERROR('Lives scenario - input'!A26,\"\")","v":3},{"$f":"IFERROR('Lives scenario - input'!B26,\"\")","v":"SERVICE LINES"},{"$f":"IFERROR('Lives scenario - input'!C26,\"\")","v":"˂ = 11 kv ; residential ; simple type"},{"$f":"IFERROR(repcalc('Lives scenario - input'!$CX26:$GJ26,'Lives scenario - input'!$I26,'Lives scenario - input'!$G26,'Lives scenario - input'!$H26,20,TRUE,TRUE),\"\")","v":2446.4329283258135},2743.4679633963374,3044.8478338569194,3345.198900284875,3638.9238341626706,3920.4640181440491,4184.5772922842852,4426.6113899155771,4642.7521984374889,4830.2266962836311,4987.4431599524723,5114.0558771177093,5210.9477774324569,5280.1315201491425,5324.5769174393199,5347.9793133254052,5354.4889033087875,5348.4243337797916,5333.9948623736118,5315.0537854269378,{"$f":"IFERROR(IF(OR(D41=\"\",'Lives scenario - input'!$F26=\"\"),\"\",D41/'Lives scenario - input'!$F26),\"\")","v":1262.1690117905839},{"$f":"IFERROR(IF(OR(E41=\"\",'Lives scenario - input'!$F26=\"\"),\"\",E41/'Lives scenario - input'!$F26),\"\")","v":1415.4159748858317},{"$f":"IFERROR(IF(OR(F41=\"\",'Lives scenario - input'!$F26=\"\"),\"\",F41/'Lives scenario - input'!$F26),\"\")","v":1570.9045349311396},{"$f":"IFERROR(IF(OR(G41=\"\",'Lives scenario - input'!$F26=\"\"),\"\",G41/'Lives scenario - input'!$F26),\"\")","v":1725.8623121562234},{"$f":"IFERROR(IF(OR(H41=\"\",'Lives scenario - input'!$F26=\"\"),\"\",H41/'Lives scenario - input'!$F26),\"\")","v":1877.4015206251418},{"$f":"IFERROR(IF(OR(I41=\"\",'Lives scenario - input'!$F26=\"\"),\"\",I41/'Lives scenario - input'!$F26),\"\")","v":2022.6543463538635},{"$f":"IFERROR(IF(OR(J41=\"\",'Lives scenario - input'!$F26=\"\"),\"\",J41/'Lives scenario - input'!$F26),\"\")","v":2158.9162427511155},{"$f":"IFERROR(IF(OR(K41=\"\",'Lives scenario - input'!$F26=\"\"),\"\",K41/'Lives scenario - input'!$F26),\"\")","v":2283.7870022515485},{"$f":"IFERROR(IF(OR(L41=\"\",'Lives scenario - input'!$F26=\"\"),\"\",L41/'Lives scenario - input'!$F26),\"\")","v":2395.2988395641746},{"$f":"IFERROR(IF(OR(M41=\"\",'Lives scenario - input'!$F26=\"\"),\"\",M41/'Lives scenario - input'!$F26),\"\")","v":2492.021091354798},{"$f":"IFERROR(IF(OR(N41=\"\",'Lives scenario - input'!$F26=\"\"),\"\",N41/'Lives scenario - input'!$F26),\"\")","v":2573.1325521631297},{"$f":"IFERROR(IF(OR(O41=\"\",'Lives scenario - input'!$F26=\"\"),\"\",O41/'Lives scenario - input'!$F26),\"\")","v":2638.454861331822},{"$f":"IFERROR(IF(OR(P41=\"\",'Lives scenario - input'!$F26=\"\"),\"\",P41/'Lives scenario - input'!$F26),\"\")","v":2688.4435418530848},{"$f":"IFERROR(IF(OR(Q41=\"\",'Lives scenario - input'!$F26=\"\"),\"\",Q41/'Lives scenario - input'!$F26),\"\")","v":2724.1369692778253},{"$f":"IFERROR(IF(OR(R41=\"\",'Lives scenario - input'!$F26=\"\"),\"\",R41/'Lives scenario - input'!$F26),\"\")","v":2747.0673355784347},{"$f":"IFERROR(IF(OR(S41=\"\",'Lives scenario - input'!$F26=\"\"),\"\",S41/'Lives scenario - input'!$F26),\"\")","v":2759.141150702108},{"$f":"IFERROR(IF(OR(T41=\"\",'Lives scenario - input'!$F26=\"\"),\"\",T41/'Lives scenario - input'!$F26),\"\")","v":2762.4995925630546},{"$f":"IFERROR(IF(OR(U41=\"\",'Lives scenario - input'!$F26=\"\"),\"\",U41/'Lives scenario - input'!$F26),\"\")","v":2759.3707466254768},{"$f":"IFERROR(IF(OR(V41=\"\",'Lives scenario - input'!$F26=\"\"),\"\",V41/'Lives scenario - input'!$F26),\"\")","v":2751.926262268466},{"$f":"IFERROR(IF(OR(W41=\"\",'Lives scenario - input'!$F26=\"\"),\"\",W41/'Lives scenario - input'!$F26),\"\")","v":2742.1541405416733}]
[{"$f":"IFERROR('Lives scenario - input'!A27,\"\")","v":4},{"$f":"IFERROR('Lives scenario - input'!B27,\"\")","v":"SWITCHGEAR"},{"$f":"IFERROR('Lives scenario - input'!C27,\"\")","v":"˂ = 11 kv ; circuit breaker"},{"$f":"IFERROR(repcalc('Lives scenario - input'!$CX27:$GJ27,'Lives scenario - input'!$I27,'Lives scenario - input'!$G27,'Lives scenario - input'!$H27,20,TRUE,TRUE),\"\")","v":592.93366986856233},616.56034768411791,635.2528376298834,649.11628561312682,658.46952866059326,663.80397735776126,665.73001471012742,664.91650591051689,662.02955716624581,657.67655768212751,652.36083984334402,646.45110871710415,640.16827151118434,633.59060808783158,626.67653470479706,619.30268201893796,611.31376691758703,602.57988122967913,593.0563982638779,582.84170832960012,{"$f":"IFERROR(IF(OR(D42=\"\",'Lives scenario - input'!$F27=\"\"),\"\",D42/'Lives scenario - input'!$F27),\"\")","v":10.495210702224657},{"$f":"IFERROR(IF(OR(E42=\"\",'Lives scenario - input'!$F27=\"\"),\"\",E42/'Lives scenario - input'!$F27),\"\")","v":10.913414245839915},{"$f":"IFERROR(IF(OR(F42=\"\",'Lives scenario - input'!$F27=\"\"),\"\",F42/'Lives scenario - input'!$F27),\"\")","v":11.244280294606405},{"$f":"IFERROR(IF(OR(G42=\"\",'Lives scenario - input'!$F27=\"\"),\"\",G42/'Lives scenario - input'!$F27),\"\")","v":11.489669981577165},{"$f":"IFERROR(IF(OR(H42=\"\",'Lives scenario - input'!$F27=\"\"),\"\",H42/'Lives scenario - input'!$F27),\"\")","v":11.655226875241238},{"$f":"IFERROR(IF(OR(I42=\"\",'Lives scenario - input'!$F27=\"\"),\"\",I42/'Lives scenario - input'!$F27),\"\")","v":11.74964917895254},{"$f":"IFERROR(IF(OR(J42=\"\",'Lives scenario - input'!$F27=\"\"),\"\",J42/'Lives scenario - input'!$F27),\"\")","v":11.783740965033635},{"$f":"IFERROR(IF(OR(K42=\"\",'Lives scenario - input'!$F27=\"\"),\"\",K42/'Lives scenario - input'!$F27),\"\")","v":11.769341468607806},{"$f":"IFERROR(IF(OR(L42=\"\",'Lives scenario - input'!$F27=\"\"),\"\",L42/'Lives scenario - input'!$F27),\"\")","v":11.718241089429871},{"$f":"IFERROR(IF(OR(M42=\"\",'Lives scenario - input'!$F27=\"\"),\"\",M42/'Lives scenario - input'!$F27),\"\")","v":11.641190908112584},{"$f":"IFERROR(IF(OR(N42=\"\",'Lives scenario - input'!$F27=\"\"),\"\",N42/'Lives scenario - input'!$F27),\"\")","v":11.547100149589841},{"$f":"IFERROR(IF(OR(O42=\"\",'Lives scenario - input'!$F27=\"\"),\"\",O42/'Lives scenario - input'!$F27),\"\")","v":11.442495070615102},{"$f":"IFERROR(IF(OR(P42=\"\",'Lives scenario - input'!$F27=\"\"),\"\",P42/'Lives scenario - input'!$F27),\"\")","v":11.331285834852656},{"$f":"IFERROR(IF(OR(Q42=\"\",'Lives scenario - input'!$F27=\"\"),\"\",Q42/'Lives scenario - input'!$F27),\"\")","v":11.21485803345675},{"$f":"IFERROR(IF(OR(R42=\"\",'Lives scenario - input'!$F27=\"\"),\"\",R42/'Lives scenario - input'!$F27),\"\")","v":11.092475614219744},{"$f":"IFERROR(IF(OR(S42=\"\",'Lives scenario - input'!$F27=\"\"),\"\",S42/'Lives scenario - input'!$F27),\"\")","v":10.961954880522141},{"$f":"IFERROR(IF(OR(T42=\"\",'Lives scenario - input'!$F27=\"\"),\"\",T42/'Lives scenario - input'!$F27),\"\")","v":10.820547246697858},{"$f":"IFERROR(IF(OR(U42=\"\",'Lives scenario - input'!$F27=\"\"),\"\",U42/'Lives scenario - input'!$F27),\"\")","v":10.665953275733015},{"$f":"IFERROR(IF(OR(V42=\"\",'Lives scenario - input'!$F27=\"\"),\"\",V42/'Lives scenario - input'!$F27),\"\")","v":10.49738305375981},{"$f":"IFERROR(IF(OR(W42=\"\",'Lives scenario - input'!$F27=\"\"),\"\",W42/'Lives scenario - input'!$F27),\"\")","v":10.316578136505063}]
[{"$f":"IFERROR('Lives scenario - input'!A28,\"\")","v":4},{"$f":"IFERROR('Lives scenario - input'!B28,\"\")","v":"SWITCHGEAR"},{"$f":"IFERROR('Lives scenario - input'!C28,\"\")","v":"˂ = 11 kv ; fuse"},{"$f":"IFERROR(repcalc('Lives scenario - input'!$CX28:$GJ28,'Lives scenario - input'!$I28,'Lives scenario - input'!$G28,'Lives scenario - input'!$H28,20,TRUE,TRUE),\"\")","v":1.8391179519409051},1.8895327648829519,1.953816705803807,2.0351440125692628,2.1361166783479231,2.2586171880797652,2.4036888518350583,2.5714495197531946,2.7610438320024895,2.9706380426150858,3.1974598007398898,3.4378831392216256,3.6875564740924696,3.9415688901912183,4.1946476221021403,4.441377640774208,4.6764327476436902,4.8948065841292818,5.0920314291651385,5.2643725007197517,{"$f":"IFERROR(IF(OR(D43=\"\",'Lives scenario - input'!$F28=\"\"),\"\",D43/'Lives scenario - input'!$F28),\"\")","v":94.582933598077403},{"$f":"IFERROR(IF(OR(E43=\"\",'Lives scenario - input'!$F28=\"\"),\"\",E43/'Lives scenario - input'!$F28),\"\")","v":97.175687858251322},{"$f":"IFERROR(IF(OR(F43=\"\",'Lives scenario - input'!$F28=\"\"),\"\",F43/'Lives scenario - input'!$F28),\"\")","v":100.4817094808032},{"$f":"IFERROR(IF(OR(G43=\"\",'Lives scenario - input'!$F28=\"\"),\"\",G43/'Lives scenario - input'!$F28),\"\")","v":104.66424450928774},{"$f":"IFERROR(IF(OR(H43=\"\",'Lives scenario - input'!$F28=\"\"),\"\",H43/'Lives scenario - input'!$F28),\"\")","v":109.85710934565401},{"$f":"IFERROR(IF(OR(I43=\"\",'Lives scenario - input'!$F28=\"\"),\"\",I43/'Lives scenario - input'!$F28),\"\")","v":116.15711721924893},{"$f":"IFERROR(IF(OR(J43=\"\",'Lives scenario - input'!$F28=\"\"),\"\",J43/'Lives scenario - input'!$F28),\"\")","v":123.6179239203356},{"$f":"IFERROR(IF(OR(K43=\"\",'Lives scenario - input'!$F28=\"\"),\"\",K43/'Lives scenario - input'!$F28),\"\")","v":132.24559029558071},{"$f":"IFERROR(IF(OR(L43=\"\",'Lives scenario - input'!$F28=\"\"),\"\",L43/'Lives scenario - input'!$F28),\"\")","v":141.99612653885066},{"$f":"IFERROR(IF(OR(M43=\"\",'Lives scenario - input'!$F28=\"\"),\"\",M43/'Lives scenario - input'!$F28),\"\")","v":152.77522598921024},{"$f":"IFERROR(IF(OR(N43=\"\",'Lives scenario - input'!$F28=\"\"),\"\",N43/'Lives scenario - input'!$F28),\"\")","v":164.44031101797455},{"$f":"IFERROR(IF(OR(O43=\"\",'Lives scenario - input'!$F28=\"\"),\"\",O43/'Lives scenario - input'!$F28),\"\")","v":176.80490385719273},{"$f":"IFERROR(IF(OR(P43=\"\",'Lives scenario - input'!$F28=\"\"),\"\",P43/'Lives scenario - input'!$F28),\"\")","v":189.6452094114818},{"$f":"IFERROR(IF(OR(Q43=\"\",'Lives scenario - input'!$F28=\"\"),\"\",Q43/'Lives scenario - input'!$F28),\"\")","v":202.70866706497284},{"$f":"IFERROR(IF(OR(R43=\"\",'Lives scenario - input'!$F28=\"\"),\"\",R43/'Lives scenario - input'!$F28),\"\")","v":215.72410681431282},{"$f":"IFERROR(IF(OR(S43=\"\",'Lives scenario - input'!$F28=\"\"),\"\",S43/'Lives scenario - input'!$F28),\"\")","v":228.4130422619194},{"$f":"IFERROR(IF(OR(T43=\"\",'Lives scenario - input'!$F28=\"\"),\"\",T43/'Lives scenario - input'!$F28),\"\")","v":240.50155542197123},{"$f":"IFERROR(IF(OR(U43=\"\",'Lives scenario - input'!$F28=\"\"),\"\",U43/'Lives scenario - input'!$F28),\"\")","v":251.73217717414138},{"$f":"IFERROR(IF(OR(V43=\"\",'Lives scenario - input'!$F28=\"\"),\"\",V43/'Lives scenario - input'!$F28),\"\")","v":261.87513967539422},{"$f":"IFERROR(IF(OR(W43=\"\",'Lives scenario - input'!$F28=\"\"),\"\",W43/'Lives scenario - input'!$F28),\"\")","v":270.73836898043623}]
[{"$f":"IFERROR('Lives scenario - input'!A29,\"\")","v":4},{"$f":"IFERROR('Lives scenario - input'!B29,\"\")","v":"SWITCHGEAR"},{"$f":"IFERROR('Lives scenario - input'!C29,\"\")","v":"˂ = 11 kv ; switch"},{"$f":"IFERROR(repcalc('Lives scenario - input'!$CX29:$GJ29,'Lives scenario - input'!$I29,'Lives scenario - input'!$G29,'Lives scenario - input'!$H29,20,TRUE,TRUE),\"\")","v":119.27522082881845},145.24978536871163,175.85593845165985,211.65999076973125,253.23885124282805,301.16908179567031,356.01559883653528,418.32064041263777,488.59355484733067,567.30181923857162,654.86347831743876,751.64093276620622,857.93573834868323,973.98384559257829,1099.9505558344631,1235.9244272303856,1381.9094545264959,1537.815072133852,1703.4438752201017,1878.4773835679807,{"$f":"IFERROR(IF(OR(D44=\"\",'Lives scenario - input'!$F29=\"\"),\"\",D44/'Lives scenario - input'!$F29),\"\")","v":24.547843851399378},{"$f":"IFERROR(IF(OR(E44=\"\",'Lives scenario - input'!$F29=\"\"),\"\",E44/'Lives scenario - input'!$F29),\"\")","v":29.893627745176381},{"$f":"IFERROR(IF(OR(F44=\"\",'Lives scenario - input'!$F29=\"\"),\"\",F44/'Lives scenario - input'!$F29),\"\")","v":36.19263152443169},{"$f":"IFERROR(IF(OR(G44=\"\",'Lives scenario - input'!$F29=\"\"),\"\",G44/'Lives scenario - input'!$F29),\"\")","v":43.561406693691268},{"$f":"IFERROR(IF(OR(H44=\"\",'Lives scenario - input'!$F29=\"\"),\"\",H44/'Lives scenario - input'!$F29),\"\")","v":52.118685961927127},{"$f":"IFERROR(IF(OR(I44=\"\",'Lives scenario - input'!$F29=\"\"),\"\",I44/'Lives scenario - input'!$F29),\"\")","v":61.983130623583669},{"$f":"IFERROR(IF(OR(J44=\"\",'Lives scenario - input'!$F29=\"\"),\"\",J44/'Lives scenario - input'!$F29),\"\")","v":73.271005227853266},{"$f":"IFERROR(IF(OR(K44=\"\",'Lives scenario - input'!$F29=\"\"),\"\",K44/'Lives scenario - input'!$F29),\"\")","v":86.093906926439558},{"$f":"IFERROR(IF(OR(L44=\"\",'Lives scenario - input'!$F29=\"\"),\"\",L44/'Lives scenario - input'!$F29),\"\")","v":100.55666388919001},{"$f":"IFERROR(IF(OR(M44=\"\",'Lives scenario - input'!$F29=\"\"),\"\",M44/'Lives scenario - input'!$F29),\"\")","v":116.75548683552334},{"$f":"IFERROR(IF(OR(N44=\"\",'Lives scenario - input'!$F29=\"\"),\"\",N44/'Lives scenario - input'!$F29),\"\")","v":134.77641288790389},{"$f":"IFERROR(IF(OR(O44=\"\",'Lives scenario - input'!$F29=\"\"),\"\",O44/'Lives scenario - input'!$F29),\"\")","v":154.69402715544558},{"$f":"IFERROR(IF(OR(P44=\"\",'Lives scenario - input'!$F29=\"\"),\"\",P44/'Lives scenario - input'!$F29),\"\")","v":176.57039235118336},{"$f":"IFERROR(IF(OR(Q44=\"\",'Lives scenario - input'!$F29=\"\"),\"\",Q44/'Lives scenario - input'!$F29),\"\")","v":200.45406907865745},{"$f":"IFERROR(IF(OR(R44=\"\",'Lives scenario - input'!$F29=\"\"),\"\",R44/'Lives scenario - input'!$F29),\"\")","v":226.37907774353465},{"$f":"IFERROR(IF(OR(S44=\"\",'Lives scenario - input'!$F29=\"\"),\"\",S44/'Lives scenario - input'!$F29),\"\")","v":254.3636443593266},{"$f":"IFERROR(IF(OR(T44=\"\",'Lives scenario - input'!$F29=\"\"),\"\",T44/'Lives scenario - input'!$F29),\"\")","v":284.40859107839685},{"$f":"IFERROR(IF(OR(U44=\"\",'Lives scenario - input'!$F29=\"\"),\"\",U44/'Lives scenario - input'!$F29),\"\")","v":316.49527874065666},{"$f":"IFERROR(IF(OR(V44=\"\",'Lives scenario - input'!$F29=\"\"),\"\",V44/'Lives scenario - input'!$F29),\"\")","v":350.58307977093631},{"$f":"IFERROR(IF(OR(W44=\"\",'Lives scenario - input'!$F29=\"\"),\"\",W44/'Lives scenario - input'!$F29),\"\")","v":386.60644826130266}]
[{"$f":"IFERROR('Lives scenario - input'!A30,\"\")","v":4},{"$f":"IFERROR('Lives scenario - input'!B30,\"\")","v":"SWITCHGEAR"},{"$f":"IFERROR('Lives scenario - input'!C30,\"\")","v":"> 11 kv & < = 22 kv ; circuit breaker"},{"$f":"IFERROR(repcalc('Lives scenario - input'!$CX30:$GJ30,'Lives scenario - input'!$I30,'Lives scenario - input'!$G30,'Lives scenario - input'!$H30,20,TRUE,TRUE),\"\")","v":34.048805107741757},38.267132199345411,42.510442526876226,46.72122985409095,50.860511840091462,54.916264256649427,58.910607175476407,62.904748633135362,67.000786770317632,71.339686389768715,76.095069010460847,81.462861215593506,87.647296825223833,94.844218548442214,103.22302554852278,112.90891823170881,123.96726121018607,136.39189195866143,150.09903302636536,164.92812315903032,{"$f":"IFERROR(IF(OR(D45=\"\",'Lives scenario - input'!$F30=\"\"),\"\",D45/'Lives scenario - input'!$F30),\"\")","v":0.35639767757551344},{"$f":"IFERROR(IF(OR(E45=\"\",'Lives scenario - input'!$F30=\"\"),\"\",E45/'Lives scenario - input'!$F30),\"\")","v":0.40055200175646921},{"$f":"IFERROR(IF(OR(F45=\"\",'Lives scenario - input'!$F30=\"\"),\"\",F45/'Lives scenario - input'!$F30),\"\")","v":0.44496783195017892},{"$f":"IFERROR(IF(OR(G45=\"\",'Lives scenario - input'!$F30=\"\"),\"\",G45/'Lives scenario - input'!$F30),\"\")","v":0.48904323546096201},{"$f":"IFERROR(IF(OR(H45=\"\",'Lives scenario - input'!$F30=\"\"),\"\",H45/'Lives scenario - input'!$F30),\"\")","v":0.53237017401203957},{"$f":"IFERROR(IF(OR(I45=\"\",'Lives scenario - input'!$F30=\"\"),\"\",I45/'Lives scenario - input'!$F30),\"\")","v":0.5748227868866651},{"$f":"IFERROR(IF(OR(J45=\"\",'Lives scenario - input'!$F30=\"\"),\"\",J45/'Lives scenario - input'!$F30),\"\")","v":0.61663261061485375},{"$f":"IFERROR(IF(OR(K45=\"\",'Lives scenario - input'!$F30=\"\"),\"\",K45/'Lives scenario - input'!$F30),\"\")","v":0.65844032559672439},{"$f":"IFERROR(IF(OR(L45=\"\",'Lives scenario - input'!$F30=\"\"),\"\",L45/'Lives scenario - input'!$F30),\"\")","v":0.70131461956190588},{"$f":"IFERROR(IF(OR(M45=\"\",'Lives scenario - input'!$F30=\"\"),\"\",M45/'Lives scenario - input'!$F30),\"\")","v":0.74673100767633172},{"$f":"IFERROR(IF(OR(N45=\"\",'Lives scenario - input'!$F30=\"\"),\"\",N45/'Lives scenario - input'!$F30),\"\")","v":0.7965068314279935},{"$f":"IFERROR(IF(OR(O45=\"\",'Lives scenario - input'!$F30=\"\"),\"\",O45/'Lives scenario - input'!$F30),\"\")","v":0.85269290519955865},{"$f":"IFERROR(IF(OR(P45=\"\",'Lives scenario - input'!$F30=\"\"),\"\",P45/'Lives scenario - input'!$F30),\"\")","v":0.9174269973773308},{"$f":"IFERROR(IF(OR(Q45=\"\",'Lives scenario - input'!$F30=\"\"),\"\",Q45/'Lives scenario - input'!$F30),\"\")","v":0.99275904441191498},{"$f":"IFERROR(IF(OR(R45=\"\",'Lives scenario - input'!$F30=\"\"),\"\",R45/'Lives scenario - input'!$F30),\"\")","v":1.0804621912986525},{"$f":"IFERROR(IF(OR(S45=\"\",'Lives scenario - input'!$F30=\"\"),\"\",S45/'Lives scenario - input'!$F30),\"\")","v":1.1818469431749601},{"$f":"IFERROR(IF(OR(T45=\"\",'Lives scenario - input'!$F30=\"\"),\"\",T45/'Lives scenario - input'!$F30),\"\")","v":1.2975974883964918},{"$f":"IFERROR(IF(OR(U45=\"\",'Lives scenario - input'!$F30=\"\"),\"\",U45/'Lives scenario - input'!$F30),\"\")","v":1.4276493222120374},{"$f":"IFERROR(IF(OR(V45=\"\",'Lives scenario - input'!$F30=\"\"),\"\",V45/'Lives scenario - input'!$F30),\"\")","v":1.5711255243069786},{"$f":"IFERROR(IF(OR(W45=\"\",'Lives scenario - input'!$F30=\"\"),\"\",W45/'Lives scenario - input'!$F30),\"\")","v":1.7263454583726847}]
[{"$f":"IFERROR('Lives scenario - input'!A31,\"\")","v":4},{"$f":"IFERROR('Lives scenario - input'!B31,\"\")","v":"SWITCHGEAR"},{"$f":"IFERROR('Lives scenario - input'!C31,\"\")","v":"> 11 kv & < = 22 kv ; switch"},{"$f":"IFERROR(repcalc('Lives scenario - input'!$CX31:$GJ31,'Lives scenario - input'!$I31,'Lives scenario - input'!$G31,'Lives scenario - input'!$H31,20,TRUE,TRUE),\"\")","v":12.888175820388064},10.80413979229639,9.0849570484926438,7.721795402405454,6.691305829115195,5.9625349080008956,5.5040009931340999,5.2906215428044865,5.3104124194125211,5.5711066953670905,6.1070310104230296,6.9867052198911948,8.3216708530040471,10.276981714418877,13.0835846503546,17.052466572944947,22.589946893199979,30.212878056622209,40.561838303706423,54.409753649022782,{"$f":"IFERROR(IF(OR(D46=\"\",'Lives scenario - input'!$F31=\"\"),\"\",D46/'Lives scenario - input'!$F31),\"\")","v":1.3741462666104243},{"$f":"IFERROR(IF(OR(E46=\"\",'Lives scenario - input'!$F31=\"\"),\"\",E46/'Lives scenario - input'!$F31),\"\")","v":1.1519448963471839},{"$f":"IFERROR(IF(OR(F46=\"\",'Lives scenario - input'!$F31=\"\"),\"\",F46/'Lives scenario - input'!$F31),\"\")","v":0.96864443692282987},{"$f":"IFERROR(IF(OR(G46=\"\",'Lives scenario - input'!$F31=\"\"),\"\",G46/'Lives scenario - input'!$F31),\"\")","v":0.82330319446445133},{"$f":"IFERROR(IF(OR(H46=\"\",'Lives scenario - input'!$F31=\"\"),\"\",H46/'Lives scenario - input'!$F31),\"\")","v":0.71343167970146126},{"$f":"IFERROR(IF(OR(I46=\"\",'Lives scenario - input'!$F31=\"\"),\"\",I46/'Lives scenario - input'!$F31),\"\")","v":0.63572961740655842},{"$f":"IFERROR(IF(OR(J46=\"\",'Lives scenario - input'!$F31=\"\"),\"\",J46/'Lives scenario - input'!$F31),\"\")","v":0.58684041260290321},{"$f":"IFERROR(IF(OR(K46=\"\",'Lives scenario - input'!$F31=\"\"),\"\",K46/'Lives scenario - input'!$F31),\"\")","v":0.5640897472544385},{"$f":"IFERROR(IF(OR(L46=\"\",'Lives scenario - input'!$F31=\"\"),\"\",L46/'Lives scenario - input'!$F31),\"\")","v":0.56619986427820357},{"$f":"IFERROR(IF(OR(M46=\"\",'Lives scenario - input'!$F31=\"\"),\"\",M46/'Lives scenario - input'!$F31),\"\")","v":0.59399526923093438},{"$f":"IFERROR(IF(OR(N46=\"\",'Lives scenario - input'!$F31=\"\"),\"\",N46/'Lives scenario - input'!$F31),\"\")","v":0.65113589230925095},{"$f":"IFERROR(IF(OR(O46=\"\",'Lives scenario - input'!$F31=\"\"),\"\",O46/'Lives scenario - input'!$F31),\"\")","v":0.74492736812555138},{"$f":"IFERROR(IF(OR(P46=\"\",'Lives scenario - input'!$F31=\"\"),\"\",P46/'Lives scenario - input'!$F31),\"\")","v":0.88726233207702954},{"$f":"IFERROR(IF(OR(Q46=\"\",'Lives scenario - input'!$F31=\"\"),\"\",Q46/'Lives scenario - input'!$F31),\"\")","v":1.0957389355716503},{"$f":"IFERROR(IF(OR(R46=\"\",'Lives scenario - input'!$F31=\"\"),\"\",R46/'Lives scenario - input'!$F31),\"\")","v":1.3949808919215139},{"$f":"IFERROR(IF(OR(S46=\"\",'Lives scenario - input'!$F31=\"\"),\"\",S46/'Lives scenario - input'!$F31),\"\")","v":1.8181458419152603},{"$f":"IFERROR(IF(OR(T46=\"\",'Lives scenario - input'!$F31=\"\"),\"\",T46/'Lives scenario - input'!$F31),\"\")","v":2.4085558436526537},{"$f":"IFERROR(IF(OR(U46=\"\",'Lives scenario - input'!$F31=\"\"),\"\",U46/'Lives scenario - input'!$F31),\"\")","v":3.2213180642203052},{"$f":"IFERROR(IF(OR(V46=\"\",'Lives scenario - input'!$F31=\"\"),\"\",V46/'Lives scenario - input'!$F31),\"\")","v":4.3247314009885702},{"$f":"IFERROR(IF(OR(W46=\"\",'Lives scenario - input'!$F31=\"\"),\"\",W46/'Lives scenario - input'!$F31),\"\")","v":5.8012057630159122}]
[{"$f":"IFERROR('Lives scenario - input'!A32,\"\")","v":4},{"$f":"IFERROR('Lives scenario - input'!B32,\"\")","v":"SWITCHGEAR"},{"$f":"IFERROR('Lives scenario - input'!C32,\"\")","v":"> 22 kv & < = 33 kv ; circuit breaker"},{"$f":"IFERROR(repcalc('Lives scenario - input'!$CX32:$GJ32,'Lives scenario - input'!$I32,'Lives scenario - input'!$G32,'Lives scenario - input'!$H32,20,TRUE,TRUE),\"\")","v":10.105995161460068},12.092333074197038,14.271748578007317,16.61545309068083,19.083013152673942,21.622855384838935,24.173609290328134,26.666284102061383,29.02719743539668,31.181496110990388,33.057042343174594,34.588390049858759,35.720552955588836,36.41227220576657,36.638526739779628,36.392091516708263,35.684030546280589,34.543104902704727,33.014170568750053,31.155727066107673,{"$f":"IFERROR(IF(OR(D47=\"\",'Lives scenario - input'!$F32=\"\"),\"\",D47/'Lives scenario - input'!$F32),\"\")","v":0.10578207351877982},{"$f":"IFERROR(IF(OR(E47=\"\",'Lives scenario - input'!$F32=\"\"),\"\",E47/'Lives scenario - input'!$F32),\"\")","v":0.12657358783887224},{"$f":"IFERROR(IF(OR(F47=\"\",'Lives scenario - input'!$F32=\"\"),\"\",F47/'Lives scenario - input'!$F32),\"\")","v":0.14938609540183051},{"$f":"IFERROR(IF(OR(G47=\"\",'Lives scenario - input'!$F32=\"\"),\"\",G47/'Lives scenario - input'!$F32),\"\")","v":0.17391825864799884},{"$f":"IFERROR(IF(OR(H47=\"\",'Lives scenario - input'!$F32=\"\"),\"\",H47/'Lives scenario - input'!$F32),\"\")","v":0.19974685006521942},{"$f":"IFERROR(IF(OR(I47=\"\",'Lives scenario - input'!$F32=\"\"),\"\",I47/'Lives scenario - input'!$F32),\"\")","v":0.22633203771240634},{"$f":"IFERROR(IF(OR(J47=\"\",'Lives scenario - input'!$F32=\"\"),\"\",J47/'Lives scenario - input'!$F32),\"\")","v":0.25303144067548772},{"$f":"IFERROR(IF(OR(K47=\"\",'Lives scenario - input'!$F32=\"\"),\"\",K47/'Lives scenario - input'!$F32),\"\")","v":0.27912291469466605},{"$f":"IFERROR(IF(OR(L47=\"\",'Lives scenario - input'!$F32=\"\"),\"\",L47/'Lives scenario - input'!$F32),\"\")","v":0.30383520713180789},{"$f":"IFERROR(IF(OR(M47=\"\",'Lives scenario - input'!$F32=\"\"),\"\",M47/'Lives scenario - input'!$F32),\"\")","v":0.32638481033685629},{"$f":"IFERROR(IF(OR(N47=\"\",'Lives scenario - input'!$F32=\"\"),\"\",N47/'Lives scenario - input'!$F32),\"\")","v":0.34601663938991084},{"$f":"IFERROR(IF(OR(O47=\"\",'Lives scenario - input'!$F32=\"\"),\"\",O47/'Lives scenario - input'!$F32),\"\")","v":0.36204565316868603},{"$f":"IFERROR(IF(OR(P47=\"\",'Lives scenario - input'!$F32=\"\"),\"\",P47/'Lives scenario - input'!$F32),\"\")","v":0.37389629606092661},{"$f":"IFERROR(IF(OR(Q47=\"\",'Lives scenario - input'!$F32=\"\"),\"\",Q47/'Lives scenario - input'!$F32),\"\")","v":0.38113670093027596},{"$f":"IFERROR(IF(OR(R47=\"\",'Lives scenario - input'!$F32=\"\"),\"\",R47/'Lives scenario - input'!$F32),\"\")","v":0.38350496584318622},{"$f":"IFERROR(IF(OR(S47=\"\",'Lives scenario - input'!$F32=\"\"),\"\",S47/'Lives scenario - input'!$F32),\"\")","v":0.38092546442169672},{"$f":"IFERROR(IF(OR(T47=\"\",'Lives scenario - input'!$F32=\"\"),\"\",T47/'Lives scenario - input'!$F32),\"\")","v":0.37351400652636785},{"$f":"IFERROR(IF(OR(U47=\"\",'Lives scenario - input'!$F32=\"\"),\"\",U47/'Lives scenario - input'!$F32),\"\")","v":0.36157164178346146},{"$f":"IFERROR(IF(OR(V47=\"\",'Lives scenario - input'!$F32=\"\"),\"\",V47/'Lives scenario - input'!$F32),\"\")","v":0.34556788940323441},{"$f":"IFERROR(IF(OR(W47=\"\",'Lives scenario - input'!$F32=\"\"),\"\",W47/'Lives scenario - input'!$F32),\"\")","v":0.32611507905787374}]
[{"$f":"IFERROR('Lives scenario - input'!A33,\"\")","v":4},{"$f":"IFERROR('Lives scenario - input'!B33,\"\")","v":"SWITCHGEAR"},{"$f":"IFERROR('Lives scenario - input'!C33,\"\")","v":"> 22 kv & < = 33 kv ; switch"},{"$f":"IFERROR(repcalc('Lives scenario - input'!$CX33:$GJ33,'Lives scenario - input'!$I33,'Lives scenario - input'!$G33,'Lives scenario - input'!$H33,20,TRUE,TRUE),\"\")","v":1.0810192655647516E-6},2.1258766705485234E-6,4.1043712638051257E-6,7.7796339911806139E-6,1.4476902874949919E-5,2.6448201111157128E-5,4.7437370979953734E-5,8.3531271840400556E-5,1.4440478921366119E-4,2.4508579073098988E-4,4.0837459235254671E-4,6.6804135943372451E-4,1.0728822380610121E-3,1.6916278928345576E-3,2.6185550435040279E-3,3.9794465426158032E-3,5.9372829947906477E-3,8.6967490860247847E-3,1.2506340691584161E-2,1.7656625398706813E-2,{"$f":"IFERROR(IF(OR(D48=\"\",'Lives scenario - input'!$F33=\"\"),\"\",D48/'Lives scenario - input'!$F33),\"\")","v":1.5540028667954386E-7},{"$f":"IFERROR(IF(OR(E48=\"\",'Lives scenario - input'!$F33=\"\"),\"\",E48/'Lives scenario - input'!$F33),\"\")","v":3.0560217987975028E-7},{"$f":"IFERROR(IF(OR(F48=\"\",'Lives scenario - input'!$F33=\"\"),\"\",F48/'Lives scenario - input'!$F33),\"\")","v":5.9001767253554432E-7},{"$f":"IFERROR(IF(OR(G48=\"\",'Lives scenario - input'!$F33=\"\"),\"\",G48/'Lives scenario - input'!$F33),\"\")","v":1.1183494975547931E-6},{"$f":"IFERROR(IF(OR(H48=\"\",'Lives scenario - input'!$F33=\"\"),\"\",H48/'Lives scenario - input'!$F33),\"\")","v":2.0811052389744623E-6},{"$f":"IFERROR(IF(OR(I48=\"\",'Lives scenario - input'!$F33=\"\"),\"\",I48/'Lives scenario - input'!$F33),\"\")","v":3.8020210793235497E-6},{"$f":"IFERROR(IF(OR(J48=\"\",'Lives scenario - input'!$F33=\"\"),\"\",J48/'Lives scenario - input'!$F33),\"\")","v":6.8192873933264096E-6},{"$f":"IFERROR(IF(OR(K48=\"\",'Lives scenario - input'!$F33=\"\"),\"\",K48/'Lives scenario - input'!$F33),\"\")","v":1.2007911426003743E-5},{"$f":"IFERROR(IF(OR(L48=\"\",'Lives scenario - input'!$F33=\"\"),\"\",L48/'Lives scenario - input'!$F33),\"\")","v":2.0758691687125989E-5},{"$f":"IFERROR(IF(OR(M48=\"\",'Lives scenario - input'!$F33=\"\"),\"\",M48/'Lives scenario - input'!$F33),\"\")","v":3.5231936519448826E-5},{"$f":"IFERROR(IF(OR(N48=\"\",'Lives scenario - input'!$F33=\"\"),\"\",N48/'Lives scenario - input'!$F33),\"\")","v":5.8705270799289339E-5},{"$f":"IFERROR(IF(OR(O48=\"\",'Lives scenario - input'!$F33=\"\"),\"\",O48/'Lives scenario - input'!$F33),\"\")","v":9.6033273482464763E-5},{"$f":"IFERROR(IF(OR(P48=\"\",'Lives scenario - input'!$F33=\"\"),\"\",P48/'Lives scenario - input'!$F33),\"\")","v":1.5423056061907459E-4},{"$f":"IFERROR(IF(OR(Q48=\"\",'Lives scenario - input'!$F33=\"\"),\"\",Q48/'Lives scenario - input'!$F33),\"\")","v":2.4317740476555532E-4},{"$f":"IFERROR(IF(OR(R48=\"\",'Lives scenario - input'!$F33=\"\"),\"\",R48/'Lives scenario - input'!$F33),\"\")","v":3.7642641293178427E-4},{"$f":"IFERROR(IF(OR(S48=\"\",'Lives scenario - input'!$F33=\"\"),\"\",S48/'Lives scenario - input'!$F33),\"\")","v":5.7205930851319663E-4},{"$f":"IFERROR(IF(OR(T48=\"\",'Lives scenario - input'!$F33=\"\"),\"\",T48/'Lives scenario - input'!$F33),\"\")","v":8.5350512139673008E-4},{"$f":"IFERROR(IF(OR(U48=\"\",'Lives scenario - input'!$F33=\"\"),\"\",U48/'Lives scenario - input'!$F33),\"\")","v":1.250187988502006E-3},{"$f":"IFERROR(IF(OR(V48=\"\",'Lives scenario - input'!$F33=\"\"),\"\",V48/'Lives scenario - input'!$F33),\"\")","v":1.7978300578842098E-3},{"$f":"IFERROR(IF(OR(W48=\"\",'Lives scenario - input'!$F33=\"\"),\"\",W48/'Lives scenario - input'!$F33),\"\")","v":2.5382014328106362E-3}]
[{"$f":"IFERROR('Lives scenario - input'!A34,\"\")","v":4},{"$f":"IFERROR('Lives scenario - input'!B34,\"\")","v":"SWITCHGEAR"},{"$f":"IFERROR('Lives scenario - input'!C34,\"\")","v":"> 33 kv & < = 66 kv ; circuit breaker"},{"$f":"IFERROR(repcalc('Lives scenario - input'!$CX34:$GJ34,'Lives scenario - input'!$I34,'Lives scenario - input'!$G34,'Lives scenario - input'!$H34,20,TRUE,TRUE),\"\")","v":2.3119726113399202E-9},5.19682636308857E-9,1.1506248065655134E-8,2.5093964183684403E-8,5.3906959676317451E-8,1.1406710942354252E-7,2.3774756401549541E-7,4.8810332499181854E-7,9.8706900714777671E-7,1.9661802676227217E-6,3.8577957195746627E-6,7.4558163972826557E-6,1.4193557939563936E-5,2.6615059728271572E-5,4.9159077331066716E-5,8.943759573704542E-5,1.6027900266800705E-4,2.829262714755453E-4,4.9193764488131351E-4,8.4253312038011789E-4,{"$f":"IFERROR(IF(OR(D49=\"\",'Lives scenario - input'!$F34=\"\"),\"\",D49/'Lives scenario - input'!$F34),\"\")","v":2.4200017201554952E-11},{"$f":"IFERROR(IF(OR(E49=\"\",'Lives scenario - input'!$F34=\"\"),\"\",E49/'Lives scenario - input'!$F34),\"\")","v":5.4396529943038838E-11},{"$f":"IFERROR(IF(OR(F49=\"\",'Lives scenario - input'!$F34=\"\"),\"\",F49/'Lives scenario - input'!$F34),\"\")","v":1.2043888398523638E-10},{"$f":"IFERROR(IF(OR(G49=\"\",'Lives scenario - input'!$F34=\"\"),\"\",G49/'Lives scenario - input'!$F34),\"\")","v":2.6266503414519961E-10},{"$f":"IFERROR(IF(OR(H49=\"\",'Lives scenario - input'!$F34=\"\"),\"\",H49/'Lives scenario - input'!$F34),\"\")","v":5.6425813396394464E-10},{"$f":"IFERROR(IF(OR(I49=\"\",'Lives scenario - input'!$F34=\"\"),\"\",I49/'Lives scenario - input'!$F34),\"\")","v":1.1939700308913069E-9},{"$f":"IFERROR(IF(OR(J49=\"\",'Lives scenario - input'!$F34=\"\"),\"\",J49/'Lives scenario - input'!$F34),\"\")","v":2.4885654399981394E-9},{"$f":"IFERROR(IF(OR(K49=\"\",'Lives scenario - input'!$F34=\"\"),\"\",K49/'Lives scenario - input'!$F34),\"\")","v":5.1091041489857373E-9},{"$f":"IFERROR(IF(OR(L49=\"\",'Lives scenario - input'!$F34=\"\"),\"\",L49/'Lives scenario - input'!$F34),\"\")","v":1.0331907408822649E-8},{"$f":"IFERROR(IF(OR(M49=\"\",'Lives scenario - input'!$F34=\"\"),\"\",M49/'Lives scenario - input'!$F34),\"\")","v":2.058051901845478E-8},{"$f":"IFERROR(IF(OR(N49=\"\",'Lives scenario - input'!$F34=\"\"),\"\",N49/'Lives scenario - input'!$F34),\"\")","v":4.0380548764236957E-8},{"$f":"IFERROR(IF(OR(O49=\"\",'Lives scenario - input'!$F34=\"\"),\"\",O49/'Lives scenario - input'!$F34),\"\")","v":7.8041964762422396E-8},{"$f":"IFERROR(IF(OR(P49=\"\",'Lives scenario - input'!$F34=\"\"),\"\",P49/'Lives scenario - input'!$F34),\"\")","v":1.4856765370141877E-7},{"$f":"IFERROR(IF(OR(Q49=\"\",'Lives scenario - input'!$F34=\"\"),\"\",Q49/'Lives scenario - input'!$F34),\"\")","v":2.7858673588321642E-7},{"$f":"IFERROR(IF(OR(R49=\"\",'Lives scenario - input'!$F34=\"\"),\"\",R49/'Lives scenario - input'!$F34),\"\")","v":5.1456081754139569E-7},{"$f":"IFERROR(IF(OR(S49=\"\",'Lives scenario - input'!$F34=\"\"),\"\",S49/'Lives scenario - input'!$F34),\"\")","v":9.3616652060935479E-7},{"$f":"IFERROR(IF(OR(T49=\"\",'Lives scenario - input'!$F34=\"\"),\"\",T49/'Lives scenario - input'!$F34),\"\")","v":1.6776819079036939E-6},{"$f":"IFERROR(IF(OR(U49=\"\",'Lives scenario - input'!$F34=\"\"),\"\",U49/'Lives scenario - input'!$F34),\"\")","v":2.9614626933283087E-6},{"$f":"IFERROR(IF(OR(V49=\"\",'Lives scenario - input'!$F34=\"\"),\"\",V49/'Lives scenario - input'!$F34),\"\")","v":5.1492389701453469E-6},{"$f":"IFERROR(IF(OR(W49=\"\",'Lives scenario - input'!$F34=\"\"),\"\",W49/'Lives scenario - input'!$F34),\"\")","v":8.8190127798537589E-6}]
[{"$f":"IFERROR('Lives scenario - input'!A35,\"\")","v":5},{"$f":"IFERROR('Lives scenario - input'!B35,\"\")","v":"TRANSFORMERS"},{"$f":"IFERROR('Lives scenario - input'!C35,\"\")","v":"ground outdoor / indoor chamber mounted ; ˂ 22 kv ; < = 60 kva ; multiple phase"},{"$f":"IFERROR(repcalc('Lives scenario - input'!$CX35:$GJ35,'Lives scenario - input'!$I35,'Lives scenario - input'!$G35,'Lives scenario - input'!$H35,20,TRUE,TRUE),\"\")","v":8.9403269685877143E-5},1.6720338724420883E-4,3.0849676065481833E-4,5.6152677021704294E-4,1.008335807321444E-3,1.7863042830761023E-3,3.1219217258739908E-3,5.3827704727461723E-3,9.1560499435760744E-3,1.5364919340550651E-2,2.5437471950030727E-2,4.1547144848957808E-2,6.6947514927979179E-2,0.10642820975773472,0.16692126618081143,0.25828759342595758,0.39430985202930674,0.59390946824420432,0.88259009167881108,1.2940863003857117,{"$f":"IFERROR(IF(OR(D50=\"\",'Lives scenario - input'!$F35=\"\"),\"\",D50/'Lives scenario - input'!$F35),\"\")","v":1.7925566226921472E-8},{"$f":"IFERROR(IF(OR(E50=\"\",'Lives scenario - input'!$F35=\"\"),\"\",E50/'Lives scenario - input'!$F35),\"\")","v":3.3524673112544185E-8},{"$f":"IFERROR(IF(OR(F50=\"\",'Lives scenario - input'!$F35=\"\"),\"\",F50/'Lives scenario - input'!$F35),\"\")","v":6.1854327401431136E-8},{"$f":"IFERROR(IF(OR(G50=\"\",'Lives scenario - input'!$F35=\"\"),\"\",G50/'Lives scenario - input'!$F35),\"\")","v":1.1258744051622727E-7},{"$f":"IFERROR(IF(OR(H50=\"\",'Lives scenario - input'!$F35=\"\"),\"\",H50/'Lives scenario - input'!$F35),\"\")","v":2.021737052417015E-7},{"$f":"IFERROR(IF(OR(I50=\"\",'Lives scenario - input'!$F35=\"\"),\"\",I50/'Lives scenario - input'!$F35),\"\")","v":3.581582177052342E-7},{"$f":"IFERROR(IF(OR(J50=\"\",'Lives scenario - input'!$F35=\"\"),\"\",J50/'Lives scenario - input'!$F35),\"\")","v":6.2595266201163827E-7},{"$f":"IFERROR(IF(OR(K50=\"\",'Lives scenario - input'!$F35=\"\"),\"\",K50/'Lives scenario - input'!$F35),\"\")","v":1.079258162845146E-6},{"$f":"IFERROR(IF(OR(L50=\"\",'Lives scenario - input'!$F35=\"\"),\"\",L50/'Lives scenario - input'!$F35),\"\")","v":1.8358095874708305E-6},{"$f":"IFERROR(IF(OR(M50=\"\",'Lives scenario - input'!$F35=\"\"),\"\",M50/'Lives scenario - input'!$F35),\"\")","v":3.0807025311050295E-6},{"$f":"IFERROR(IF(OR(N50=\"\",'Lives scenario - input'!$F35=\"\"),\"\",N50/'Lives scenario - input'!$F35),\"\")","v":5.1002730625831178E-6},{"$f":"IFERROR(IF(OR(O50=\"\",'Lives scenario - input'!$F35=\"\"),\"\",O50/'Lives scenario - input'!$F35),\"\")","v":8.3303004369552719E-6},{"$f":"IFERROR(IF(OR(P50=\"\",'Lives scenario - input'!$F35=\"\"),\"\",P50/'Lives scenario - input'!$F35),\"\")","v":1.3423134486980375E-5},{"$f":"IFERROR(IF(OR(Q50=\"\",'Lives scenario - input'!$F35=\"\"),\"\",Q50/'Lives scenario - input'!$F35),\"\")","v":2.1339106826048587E-5},{"$f":"IFERROR(IF(OR(R50=\"\",'Lives scenario - input'!$F35=\"\"),\"\",R50/'Lives scenario - input'!$F35),\"\")","v":3.3468107174590145E-5},{"$f":"IFERROR(IF(OR(S50=\"\",'Lives scenario - input'!$F35=\"\"),\"\",S50/'Lives scenario - input'!$F35),\"\")","v":5.1787271067565371E-5},{"$f":"IFERROR(IF(OR(T50=\"\",'Lives scenario - input'!$F35=\"\"),\"\",T50/'Lives scenario - input'!$F35),\"\")","v":7.9060054417623801E-5},{"$f":"IFERROR(IF(OR(U50=\"\",'Lives scenario - input'!$F35=\"\"),\"\",U50/'Lives scenario - input'!$F35),\"\")","v":1.1908024777184353E-4},{"$f":"IFERROR(IF(OR(V50=\"\",'Lives scenario - input'!$F35=\"\"),\"\",V50/'Lives scenario - input'!$F35),\"\")","v":1.7696139296919272E-4},{"$f":"IFERROR(IF(OR(W50=\"\",'Lives scenario - input'!$F35=\"\"),\"\",W50/'Lives scenario - input'!$F35),\"\")","v":2.5946735239572885E-4}]
[{"$f":"IFERROR('Lives scenario - input'!A36,\"\")","v":5},{"$f":"IFERROR('Lives scenario - input'!B36,\"\")","v":"TRANSFORMERS"},{"$f":"IFERROR('Lives scenario - input'!C36,\"\")","v":"ground outdoor / indoor chamber mounted ; ˂ 22 kv ; > 60 kva and < = 600 kva ; multiple phase"},{"$f":"IFERROR(repcalc('Lives scenario - input'!$CX36:$GJ36,'Lives scenario - input'!$I36,'Lives scenario - input'!$G36,'Lives scenario - input'!$H36,20,TRUE,TRUE),\"\")","v":1620.505666964573},2061.9165673662251,2590.9189367662598,3215.2473808380992,3940.6697632581368,4770.2367411421301,5703.5531264067249,6736.135534754937,7858.9257658302713,9058.0277583186362,10314.726710584684,11605.831809803127,12904.359743406134,14180.546616140025,15403.143864791315,16540.922739793998,17564.285671865659,18446.864896174793,19166.981849952048,19708.846673151533,{"$f":"IFERROR(IF(OR(D51=\"\",'Lives scenario - input'!$F36=\"\"),\"\",D51/'Lives scenario - input'!$F36),\"\")","v":0.32491520451475986},{"$f":"IFERROR(IF(OR(E51=\"\",'Lives scenario - input'!$F36=\"\"),\"\",E51/'Lives scenario - input'!$F36),\"\")","v":0.41341913011206693},{"$f":"IFERROR(IF(OR(F51=\"\",'Lives scenario - input'!$F36=\"\"),\"\",F51/'Lives scenario - input'!$F36),\"\")","v":0.51948535162942888},{"$f":"IFERROR(IF(OR(G51=\"\",'Lives scenario - input'!$F36=\"\"),\"\",G51/'Lives scenario - input'!$F36),\"\")","v":0.6446646757288973},{"$f":"IFERROR(IF(OR(H51=\"\",'Lives scenario - input'!$F36=\"\"),\"\",H51/'Lives scenario - input'!$F36),\"\")","v":0.79011357266801774},{"$f":"IFERROR(IF(OR(I51=\"\",'Lives scenario - input'!$F36=\"\"),\"\",I51/'Lives scenario - input'!$F36),\"\")","v":0.95644370638655762},{"$f":"IFERROR(IF(OR(J51=\"\",'Lives scenario - input'!$F36=\"\"),\"\",J51/'Lives scenario - input'!$F36),\"\")","v":1.1435758407426491},{"$f":"IFERROR(IF(OR(K51=\"\",'Lives scenario - input'!$F36=\"\"),\"\",K51/'Lives scenario - input'!$F36),\"\")","v":1.3506110466208507},{"$f":"IFERROR(IF(OR(L51=\"\",'Lives scenario - input'!$F36=\"\"),\"\",L51/'Lives scenario - input'!$F36),\"\")","v":1.5757331335064575},{"$f":"IFERROR(IF(OR(M51=\"\",'Lives scenario - input'!$F36=\"\"),\"\",M51/'Lives scenario - input'!$F36),\"\")","v":1.8161559083636407},{"$f":"IFERROR(IF(OR(N51=\"\",'Lives scenario - input'!$F36=\"\"),\"\",N51/'Lives scenario - input'!$F36),\"\")","v":2.0681270093680864},{"$f":"IFERROR(IF(OR(O51=\"\",'Lives scenario - input'!$F36=\"\"),\"\",O51/'Lives scenario - input'!$F36),\"\")","v":2.3269966239053743},{"$f":"IFERROR(IF(OR(P51=\"\",'Lives scenario - input'!$F36=\"\"),\"\",P51/'Lives scenario - input'!$F36),\"\")","v":2.5873545342266921},{"$f":"IFERROR(IF(OR(Q51=\"\",'Lives scenario - input'!$F36=\"\"),\"\",Q51/'Lives scenario - input'!$F36),\"\")","v":2.8432330092030154},{"$f":"IFERROR(IF(OR(R51=\"\",'Lives scenario - input'!$F36=\"\"),\"\",R51/'Lives scenario - input'!$F36),\"\")","v":3.0883666382811543},{"$f":"IFERROR(IF(OR(S51=\"\",'Lives scenario - input'!$F36=\"\"),\"\",S51/'Lives scenario - input'!$F36),\"\")","v":3.3164939835909268},{"$f":"IFERROR(IF(OR(T51=\"\",'Lives scenario - input'!$F36=\"\"),\"\",T51/'Lives scenario - input'!$F36),\"\")","v":3.5216806627524488},{"$f":"IFERROR(IF(OR(U51=\"\",'Lives scenario - input'!$F36=\"\"),\"\",U51/'Lives scenario - input'!$F36),\"\")","v":3.6986398767884152},{"$f":"IFERROR(IF(OR(V51=\"\",'Lives scenario - input'!$F36=\"\"),\"\",V51/'Lives scenario - input'!$F36),\"\")","v":3.8430250227838338},{"$f":"IFERROR(IF(OR(W51=\"\",'Lives scenario - input'!$F36=\"\"),\"\",W51/'Lives scenario - input'!$F36),\"\")","v":3.951670196594919}]
[{"$f":"IFERROR('Lives scenario - input'!A37,\"\")","v":5},{"$f":"IFERROR('Lives scenario - input'!B37,\"\")","v":"TRANSFORMERS"},{"$f":"IFERROR('Lives scenario - input'!C37,\"\")","v":"ground outdoor / indoor chamber mounted ; ˂ 22 kv ; > 600 kva ; multiple phase"},{"$f":"IFERROR(repcalc('Lives scenario - input'!$CX37:$GJ37,'Lives scenario - input'!$I37,'Lives scenario - input'!$G37,'Lives scenario - input'!$H37,20,TRUE,TRUE),\"\")","v":2270.4266122091958},2814.8947870568595,3450.6877762321974,4183.4625368385532,5017.2305275521094,5954.1011853520686,6994.1456001602019,8135.4104677382838,9374.1010280230548,10704.936240932775,12121.661234456938,13617.682967541863,15186.777333929333,16823.80192414514,18525.340449310577,20290.203943814246,22119.721028931672,24017.764511057561,25990.483220882452,28045.734253848019,{"$f":"IFERROR(IF(OR(D52=\"\",'Lives scenario - input'!$F37=\"\"),\"\",D52/'Lives scenario - input'!$F37),\"\")","v":0.45522588540125819},{"$f":"IFERROR(IF(OR(E52=\"\",'Lives scenario - input'!$F37=\"\"),\"\",E52/'Lives scenario - input'!$F37),\"\")","v":0.5643930373519056},{"$f":"IFERROR(IF(OR(F52=\"\",'Lives scenario - input'!$F37=\"\"),\"\",F52/'Lives scenario - input'!$F37),\"\")","v":0.69187102975776094},{"$f":"IFERROR(IF(OR(G52=\"\",'Lives scenario - input'!$F37=\"\"),\"\",G52/'Lives scenario - input'!$F37),\"\")","v":0.8387940958471517},{"$f":"IFERROR(IF(OR(H52=\"\",'Lives scenario - input'!$F37=\"\"),\"\",H52/'Lives scenario - input'!$F37),\"\")","v":1.0059665425365825},{"$f":"IFERROR(IF(OR(I52=\"\",'Lives scenario - input'!$F37=\"\"),\"\",I52/'Lives scenario - input'!$F37),\"\")","v":1.1938113169107076},{"$f":"IFERROR(IF(OR(J52=\"\",'Lives scenario - input'!$F37=\"\"),\"\",J52/'Lives scenario - input'!$F37),\"\")","v":1.4023426726663466},{"$f":"IFERROR(IF(OR(K52=\"\",'Lives scenario - input'!$F37=\"\"),\"\",K52/'Lives scenario - input'!$F37),\"\")","v":1.6311689677012959},{"$f":"IFERROR(IF(OR(L52=\"\",'Lives scenario - input'!$F37=\"\"),\"\",L52/'Lives scenario - input'!$F37),\"\")","v":1.8795293436815346},{"$f":"IFERROR(IF(OR(M52=\"\",'Lives scenario - input'!$F37=\"\"),\"\",M52/'Lives scenario - input'!$F37),\"\")","v":2.1463649396273148},{"$f":"IFERROR(IF(OR(N52=\"\",'Lives scenario - input'!$F37=\"\"),\"\",N52/'Lives scenario - input'!$F37),\"\")","v":2.4304216389625961},{"$f":"IFERROR(IF(OR(O52=\"\",'Lives scenario - input'!$F37=\"\"),\"\",O52/'Lives scenario - input'!$F37),\"\")","v":2.730377521421377},{"$f":"IFERROR(IF(OR(P52=\"\",'Lives scenario - input'!$F37=\"\"),\"\",P52/'Lives scenario - input'!$F37),\"\")","v":3.0449846390334425},{"$f":"IFERROR(IF(OR(Q52=\"\",'Lives scenario - input'!$F37=\"\"),\"\",Q52/'Lives scenario - input'!$F37),\"\")","v":3.3732119265825014},{"$f":"IFERROR(IF(OR(R52=\"\",'Lives scenario - input'!$F37=\"\"),\"\",R52/'Lives scenario - input'!$F37),\"\")","v":3.7143744100988005},{"$f":"IFERROR(IF(OR(S52=\"\",'Lives scenario - input'!$F37=\"\"),\"\",S52/'Lives scenario - input'!$F37),\"\")","v":4.0682336991757762},{"$f":"IFERROR(IF(OR(T52=\"\",'Lives scenario - input'!$F37=\"\"),\"\",T52/'Lives scenario - input'!$F37),\"\")","v":4.4350561855097101},{"$f":"IFERROR(IF(OR(U52=\"\",'Lives scenario - input'!$F37=\"\"),\"\",U52/'Lives scenario - input'!$F37),\"\")","v":4.8156183759079765},{"$f":"IFERROR(IF(OR(V52=\"\",'Lives scenario - input'!$F37=\"\"),\"\",V52/'Lives scenario - input'!$F37),\"\")","v":5.2111531254121015},{"$f":"IFERROR(IF(OR(W52=\"\",'Lives scenario - input'!$F37=\"\"),\"\",W52/'Lives scenario - input'!$F37),\"\")","v":5.6232358001712868}]
[{"$f":"IFERROR('Lives scenario - input'!A38,\"\")","v":5},{"$f":"IFERROR('Lives scenario - input'!B38,\"\")","v":"TRANSFORMERS"},{"$f":"IFERROR('Lives scenario - input'!C38,\"\")","v":"kiosk mounted ; < = 22 kv ; < = 60 kva ; multiple phase"},{"$f":"IFERROR(repcalc('Lives scenario - input'!$CX38:$GJ38,'Lives scenario - input'!$I38,'Lives scenario - input'!$G38,'Lives scenario - input'!$H38,20,TRUE,TRUE),\"\")","v":3.342316918372517E-4},6.2166201704077486E-4,1.1342463633734513E-3,2.0301286714662688E-3,3.5647000517031228E-3,6.140870041079511E-3,1.0379427816046227E-2,1.7214263258231683E-2,2.801669152839294E-2,4.4751615453324893E-2,7.0165533687708156E-2,0.10800239327973953,0.16323821341005598,0.24231987735106947,0.3533885187481825,0.50646484804705061,0.71357395986762417,0.98879163842450291,1.3482030242136627,1.8097763834911456,{"$f":"IFERROR(IF(OR(D53=\"\",'Lives scenario - input'!$F38=\"\"),\"\",D53/'Lives scenario - input'!$F38),\"\")","v":2.084830940009211E-6},{"$f":"IFERROR(IF(OR(E53=\"\",'Lives scenario - input'!$F38=\"\"),\"\",E53/'Lives scenario - input'!$F38),\"\")","v":3.8777298473127276E-6},{"$f":"IFERROR(IF(OR(F53=\"\",'Lives scenario - input'!$F38=\"\"),\"\",F53/'Lives scenario - input'!$F38),\"\")","v":7.075067893637558E-6},{"$f":"IFERROR(IF(OR(G53=\"\",'Lives scenario - input'!$F38=\"\"),\"\",G53/'Lives scenario - input'!$F38),\"\")","v":1.2663296658695077E-5},{"$f":"IFERROR(IF(OR(H53=\"\",'Lives scenario - input'!$F38=\"\"),\"\",H53/'Lives scenario - input'!$F38),\"\")","v":2.2235464622732093E-5},{"$f":"IFERROR(IF(OR(I53=\"\",'Lives scenario - input'!$F38=\"\"),\"\",I53/'Lives scenario - input'!$F38),\"\")","v":3.8304793270328892E-5},{"$f":"IFERROR(IF(OR(J53=\"\",'Lives scenario - input'!$F38=\"\"),\"\",J53/'Lives scenario - input'!$F38),\"\")","v":6.4743567946938773E-5},{"$f":"IFERROR(IF(OR(K53=\"\",'Lives scenario - input'!$F38=\"\"),\"\",K53/'Lives scenario - input'!$F38),\"\")","v":1.0737709656719394E-4},{"$f":"IFERROR(IF(OR(L53=\"\",'Lives scenario - input'!$F38=\"\"),\"\",L53/'Lives scenario - input'!$F38),\"\")","v":1.7475920674670585E-4},{"$f":"IFERROR(IF(OR(M53=\"\",'Lives scenario - input'!$F38=\"\"),\"\",M53/'Lives scenario - input'!$F38),\"\")","v":2.7914633708019722E-4},{"$f":"IFERROR(IF(OR(N53=\"\",'Lives scenario - input'!$F38=\"\"),\"\",N53/'Lives scenario - input'!$F38),\"\")","v":4.3767027223026668E-4},{"$f":"IFERROR(IF(OR(O53=\"\",'Lives scenario - input'!$F38=\"\"),\"\",O53/'Lives scenario - input'!$F38),\"\")","v":6.7368456254676429E-4},{"$f":"IFERROR(IF(OR(P53=\"\",'Lives scenario - input'!$F38=\"\"),\"\",P53/'Lives scenario - input'!$F38),\"\")","v":1.0182280322921205E-3},{"$f":"IFERROR(IF(OR(Q53=\"\",'Lives scenario - input'!$F38=\"\"),\"\",Q53/'Lives scenario - input'!$F38),\"\")","v":1.5115142878992555E-3},{"$f":"IFERROR(IF(OR(R53=\"\",'Lives scenario - input'!$F38=\"\"),\"\",R53/'Lives scenario - input'!$F38),\"\")","v":2.20432513051152E-3},{"$f":"IFERROR(IF(OR(S53=\"\",'Lives scenario - input'!$F38=\"\"),\"\",S53/'Lives scenario - input'!$F38),\"\")","v":3.1591665632644548E-3},{"$f":"IFERROR(IF(OR(T53=\"\",'Lives scenario - input'!$F38=\"\"),\"\",T53/'Lives scenario - input'!$F38),\"\")","v":4.4510472999709262E-3},{"$f":"IFERROR(IF(OR(U53=\"\",'Lives scenario - input'!$F38=\"\"),\"\",U53/'Lives scenario - input'!$F38),\"\")","v":6.1677676035987571E-3},{"$f":"IFERROR(IF(OR(V53=\"\",'Lives scenario - input'!$F38=\"\"),\"\",V53/'Lives scenario - input'!$F38),\"\")","v":8.4096614622149284E-3},{"$f":"IFERROR(IF(OR(W53=\"\",'Lives scenario - input'!$F38=\"\"),\"\",W53/'Lives scenario - input'!$F38),\"\")","v":1.1288809203160633E-2}]
[{"$f":"IFERROR('Lives scenario - input'!A39,\"\")","v":5},{"$f":"IFERROR('Lives scenario - input'!B39,\"\")","v":"TRANSFORMERS"},{"$f":"IFERROR('Lives scenario - input'!C39,\"\")","v":"kiosk mounted ; < = 22 kv ; > 60 kva and < = 600 kva ; multiple phase"},{"$f":"IFERROR(repcalc('Lives scenario - input'!$CX39:$GJ39,'Lives scenario - input'!$I39,'Lives scenario - input'!$G39,'Lives scenario - input'!$H39,20,TRUE,TRUE),\"\")","v":1413.1293570096373},1582.1248550415867,1754.270209708124,1927.303921866313,2098.9688087442623,2267.0818146704028,2429.5860521810041,2584.5822673131843,2730.3401599839381,2865.2931135831727,2988.0223934662772,3097.2383573263055,3191.7664456408397,3270.5446592833596,3332.6370649311148,3377.2649524302851,3403.8540674973842,3412.0933532446716,3401.998297015024,3373.9706141805614,{"$f":"IFERROR(IF(OR(D54=\"\",'Lives scenario - input'!$F39=\"\"),\"\",D54/'Lives scenario - input'!$F39),\"\")","v":8.814651266414268},{"$f":"IFERROR(IF(OR(E54=\"\",'Lives scenario - input'!$F39=\"\"),\"\",E54/'Lives scenario - input'!$F39),\"\")","v":9.868791408190031},{"$f":"IFERROR(IF(OR(F54=\"\",'Lives scenario - input'!$F39=\"\"),\"\",F54/'Lives scenario - input'!$F39),\"\")","v":10.942579353357161},{"$f":"IFERROR(IF(OR(G54=\"\",'Lives scenario - input'!$F39=\"\"),\"\",G54/'Lives scenario - input'!$F39),\"\")","v":12.021908589878812},{"$f":"IFERROR(IF(OR(H54=\"\",'Lives scenario - input'!$F39=\"\"),\"\",H54/'Lives scenario - input'!$F39),\"\")","v":13.092699529867231},{"$f":"IFERROR(IF(OR(I54=\"\",'Lives scenario - input'!$F39=\"\"),\"\",I54/'Lives scenario - input'!$F39),\"\")","v":14.141334966698974},{"$f":"IFERROR(IF(OR(J54=\"\",'Lives scenario - input'!$F39=\"\"),\"\",J54/'Lives scenario - input'!$F39),\"\")","v":15.154984690883948},{"$f":"IFERROR(IF(OR(K54=\"\",'Lives scenario - input'!$F39=\"\"),\"\",K54/'Lives scenario - input'!$F39),\"\")","v":16.12180176055082},{"$f":"IFERROR(IF(OR(L54=\"\",'Lives scenario - input'!$F39=\"\"),\"\",L54/'Lives scenario - input'!$F39),\"\")","v":17.030993114369235},{"$f":"IFERROR(IF(OR(M54=\"\",'Lives scenario - input'!$F39=\"\"),\"\",M54/'Lives scenario - input'!$F39),\"\")","v":17.872786696428211},{"$f":"IFERROR(IF(OR(N54=\"\",'Lives scenario - input'!$F39=\"\"),\"\",N54/'Lives scenario - input'!$F39),\"\")","v":18.638332891460898},{"$f":"IFERROR(IF(OR(O54=\"\",'Lives scenario - input'!$F39=\"\"),\"\",O54/'Lives scenario - input'!$F39),\"\")","v":19.31958732112518},{"$f":"IFERROR(IF(OR(P54=\"\",'Lives scenario - input'!$F39=\"\"),\"\",P54/'Lives scenario - input'!$F39),\"\")","v":19.909223456869082},{"$f":"IFERROR(IF(OR(Q54=\"\",'Lives scenario - input'!$F39=\"\"),\"\",Q54/'Lives scenario - input'!$F39),\"\")","v":20.400616886073141},{"$f":"IFERROR(IF(OR(R54=\"\",'Lives scenario - input'!$F39=\"\"),\"\",R54/'Lives scenario - input'!$F39),\"\")","v":20.787929554487235},{"$f":"IFERROR(IF(OR(S54=\"\",'Lives scenario - input'!$F39=\"\"),\"\",S54/'Lives scenario - input'!$F39),\"\")","v":21.066304115960076},{"$f":"IFERROR(IF(OR(T54=\"\",'Lives scenario - input'!$F39=\"\"),\"\",T54/'Lives scenario - input'!$F39),\"\")","v":21.232158555000961},{"$f":"IFERROR(IF(OR(U54=\"\",'Lives scenario - input'!$F39=\"\"),\"\",U54/'Lives scenario - input'!$F39),\"\")","v":21.283552597723531},{"$f":"IFERROR(IF(OR(V54=\"\",'Lives scenario - input'!$F39=\"\"),\"\",V54/'Lives scenario - input'!$F39),\"\")","v":21.220582849244533},{"$f":"IFERROR(IF(OR(W54=\"\",'Lives scenario - input'!$F39=\"\"),\"\",W54/'Lives scenario - input'!$F39),\"\")","v":21.045755082228037}]
[{"$f":"IFERROR('Lives scenario - input'!A40,\"\")","v":5},{"$f":"IFERROR('Lives scenario - input'!B40,\"\")","v":"TRANSFORMERS"},{"$f":"IFERROR('Lives scenario - input'!C40,\"\")","v":"kiosk mounted ; < = 22 kv ; > 600 kva ; multiple phase"},{"$f":"IFERROR(repcalc('Lives scenario - input'!$CX40:$GJ40,'Lives scenario - input'!$I40,'Lives scenario - input'!$G40,'Lives scenario - input'!$H40,20,TRUE,TRUE),\"\")","v":242.26980231913274},268.43875743890885,297.14753803498712,328.87482903342965,364.11015609411209,403.31174370321617,446.86066364114328,495.01605230746191,547.87681378823231,605.35524919408476,667.16734491530917,732.8429920599616,801.7572968912375,873.18160526865563,946.35023787744797,1020.5366126917896,1095.1308041007812,1169.7099565678564,1244.093481267575,1318.37656293032,{"$f":"IFERROR(IF(OR(D55=\"\",'Lives scenario - input'!$F40=\"\"),\"\",D55/'Lives scenario - input'!$F40),\"\")","v":1.5112019357840811},{"$f":"IFERROR(IF(OR(E55=\"\",'Lives scenario - input'!$F40=\"\"),\"\",E55/'Lives scenario - input'!$F40),\"\")","v":1.6744355507699027},{"$f":"IFERROR(IF(OR(F55=\"\",'Lives scenario - input'!$F40=\"\"),\"\",F55/'Lives scenario - input'!$F40),\"\")","v":1.8535117888957127},{"$f":"IFERROR(IF(OR(G55=\"\",'Lives scenario - input'!$F40=\"\"),\"\",G55/'Lives scenario - input'!$F40),\"\")","v":2.0514165344111004},{"$f":"IFERROR(IF(OR(H55=\"\",'Lives scenario - input'!$F40=\"\"),\"\",H55/'Lives scenario - input'!$F40),\"\")","v":2.2712032926136243},{"$f":"IFERROR(IF(OR(I55=\"\",'Lives scenario - input'!$F40=\"\"),\"\",I55/'Lives scenario - input'!$F40),\"\")","v":2.5157303220394822},{"$f":"IFERROR(IF(OR(J55=\"\",'Lives scenario - input'!$F40=\"\"),\"\",J55/'Lives scenario - input'!$F40),\"\")","v":2.7873746271964692},{"$f":"IFERROR(IF(OR(K55=\"\",'Lives scenario - input'!$F40=\"\"),\"\",K55/'Lives scenario - input'!$F40),\"\")","v":3.0877526184870017},{"$f":"IFERROR(IF(OR(L55=\"\",'Lives scenario - input'!$F40=\"\"),\"\",L55/'Lives scenario - input'!$F40),\"\")","v":3.4174812281283042},{"$f":"IFERROR(IF(OR(M55=\"\",'Lives scenario - input'!$F40=\"\"),\"\",M55/'Lives scenario - input'!$F40),\"\")","v":3.7760134183545757},{"$f":"IFERROR(IF(OR(N55=\"\",'Lives scenario - input'!$F40=\"\"),\"\",N55/'Lives scenario - input'!$F40),\"\")","v":4.1615776026425504},{"$f":"IFERROR(IF(OR(O55=\"\",'Lives scenario - input'!$F40=\"\"),\"\",O55/'Lives scenario - input'!$F40),\"\")","v":4.571241391314544},{"$f":"IFERROR(IF(OR(P55=\"\",'Lives scenario - input'!$F40=\"\"),\"\",P55/'Lives scenario - input'!$F40),\"\")","v":5.0011068960837033},{"$f":"IFERROR(IF(OR(Q55=\"\",'Lives scenario - input'!$F40=\"\"),\"\",Q55/'Lives scenario - input'!$F40),\"\")","v":5.4466290042819541},{"$f":"IFERROR(IF(OR(R55=\"\",'Lives scenario - input'!$F40=\"\"),\"\",R55/'Lives scenario - input'!$F40),\"\")","v":5.9030316519855592},{"$f":"IFERROR(IF(OR(S55=\"\",'Lives scenario - input'!$F40=\"\"),\"\",S55/'Lives scenario - input'!$F40),\"\")","v":6.3657826517183178},{"$f":"IFERROR(IF(OR(T55=\"\",'Lives scenario - input'!$F40=\"\"),\"\",T55/'Lives scenario - input'!$F40),\"\")","v":6.8310774815998627},{"$f":"IFERROR(IF(OR(U55=\"\",'Lives scenario - input'!$F40=\"\"),\"\",U55/'Lives scenario - input'!$F40),\"\")","v":7.2962785033471755},{"$f":"IFERROR(IF(OR(V55=\"\",'Lives scenario - input'!$F40=\"\"),\"\",V55/'Lives scenario - input'!$F40),\"\")","v":7.7602592613311465},{"$f":"IFERROR(IF(OR(W55=\"\",'Lives scenario - input'!$F40=\"\"),\"\",W55/'Lives scenario - input'!$F40),\"\")","v":8.2236134876117948}]
[{"$f":"IFERROR('Lives scenario - input'!A41,\"\")","v":5},{"$f":"IFERROR('Lives scenario - input'!B41,\"\")","v":"TRANSFORMERS"},{"$f":"IFERROR('Lives scenario - input'!C41,\"\")","v":"pole mounted ; < = 22 kv ; < = 60 kva ; multiple phase"},{"$f":"IFERROR(repcalc('Lives scenario - input'!$CX41:$GJ41,'Lives scenario - input'!$I41,'Lives scenario - input'!$G41,'Lives scenario - input'!$H41,20,TRUE,TRUE),\"\")","v":273.1939548878467},316.55518797649529,365.62780400066305,420.71145621566495,482.04219797473871,549.79534308661232,624.09340303607894,705.01779697891186,792.62231854126992,886.94577985593685,988.02091943282926,1095.8766248623522,1210.5308327604753,1331.9721490181889,1460.1292709531542,1594.8286378167265,1735.7422909902239,1882.3295489497079,2033.7776153579591,2188.9474390827227,{"$f":"IFERROR(IF(OR(D56=\"\",'Lives scenario - input'!$F41=\"\"),\"\",D56/'Lives scenario - input'!$F41),\"\")","v":10.529487406358767},{"$f":"IFERROR(IF(OR(E56=\"\",'Lives scenario - input'!$F41=\"\"),\"\",E56/'Lives scenario - input'!$F41),\"\")","v":12.200723352697869},{"$f":"IFERROR(IF(OR(F56=\"\",'Lives scenario - input'!$F41=\"\"),\"\",F56/'Lives scenario - input'!$F41),\"\")","v":14.092088381750861},{"$f":"IFERROR(IF(OR(G56=\"\",'Lives scenario - input'!$F41=\"\"),\"\",G56/'Lives scenario - input'!$F41),\"\")","v":16.215131779736058},{"$f":"IFERROR(IF(OR(H56=\"\",'Lives scenario - input'!$F41=\"\"),\"\",H56/'Lives scenario - input'!$F41),\"\")","v":18.578951554737738},{"$f":"IFERROR(IF(OR(I56=\"\",'Lives scenario - input'!$F41=\"\"),\"\",I56/'Lives scenario - input'!$F41),\"\")","v":21.190304681089099},{"$f":"IFERROR(IF(OR(J56=\"\",'Lives scenario - input'!$F41=\"\"),\"\",J56/'Lives scenario - input'!$F41),\"\")","v":24.05391301706403},{"$f":"IFERROR(IF(OR(K56=\"\",'Lives scenario - input'!$F41=\"\"),\"\",K56/'Lives scenario - input'!$F41),\"\")","v":27.172914633472715},{"$f":"IFERROR(IF(OR(L56=\"\",'Lives scenario - input'!$F41=\"\"),\"\",L56/'Lives scenario - input'!$F41),\"\")","v":30.54938285331168},{"$f":"IFERROR(IF(OR(M56=\"\",'Lives scenario - input'!$F41=\"\"),\"\",M56/'Lives scenario - input'!$F41),\"\")","v":34.184813580337391},{"$f":"IFERROR(IF(OR(N56=\"\",'Lives scenario - input'!$F41=\"\"),\"\",N56/'Lives scenario - input'!$F41),\"\")","v":38.080468627711163},{"$f":"IFERROR(IF(OR(O56=\"\",'Lives scenario - input'!$F41=\"\"),\"\",O56/'Lives scenario - input'!$F41),\"\")","v":42.237461385806135},{"$f":"IFERROR(IF(OR(P56=\"\",'Lives scenario - input'!$F41=\"\"),\"\",P56/'Lives scenario - input'!$F41),\"\")","v":46.656483170694948},{"$f":"IFERROR(IF(OR(Q56=\"\",'Lives scenario - input'!$F41=\"\"),\"\",Q56/'Lives scenario - input'!$F41),\"\")","v":51.337094828709766},{"$f":"IFERROR(IF(OR(R56=\"\",'Lives scenario - input'!$F41=\"\"),\"\",R56/'Lives scenario - input'!$F41),\"\")","v":56.276548199862788},{"$f":"IFERROR(IF(OR(S56=\"\",'Lives scenario - input'!$F41=\"\"),\"\",S56/'Lives scenario - input'!$F41),\"\")","v":61.468153876557722},{"$f":"IFERROR(IF(OR(T56=\"\",'Lives scenario - input'!$F41=\"\"),\"\",T56/'Lives scenario - input'!$F41),\"\")","v":66.899271622495633},{"$f":"IFERROR(IF(OR(U56=\"\",'Lives scenario - input'!$F41=\"\"),\"\",U56/'Lives scenario - input'!$F41),\"\")","v":72.549062399347548},{"$f":"IFERROR(IF(OR(V56=\"\",'Lives scenario - input'!$F41=\"\"),\"\",V56/'Lives scenario - input'!$F41),\"\")","v":78.386199273835558},{"$f":"IFERROR(IF(OR(W56=\"\",'Lives scenario - input'!$F41=\"\"),\"\",W56/'Lives scenario - input'!$F41),\"\")","v":84.366780745440778}]
[{"$f":"IFERROR('Lives scenario - input'!A42,\"\")","v":5},{"$f":"IFERROR('Lives scenario - input'!B42,\"\")","v":"TRANSFORMERS"},{"$f":"IFERROR('Lives scenario - input'!C42,\"\")","v":"pole mounted ; < = 22 kv ; < = 60 kva ; single phase"},{"$f":"IFERROR(repcalc('Lives scenario - input'!$CX42:$GJ42,'Lives scenario - input'!$I42,'Lives scenario - input'!$G42,'Lives scenario - input'!$H42,20,TRUE,TRUE),\"\")","v":878.72373457937545},1019.0158283039177,1175.1604474043427,1347.7320829415241,1537.2139343889303,1744.0170272615128,1968.4984236028622,2210.9726367316243,2471.7104901627049,2750.9206489179478,3048.71083335207,3365.028127952924,3699.5805642192699,4051.7449813564726,4420.4687301538825,4804.174781884326,5200.6809807530963,5607.1443505482903,6020.0404348076408,6435.1856118908545,{"$f":"IFERROR(IF(OR(D57=\"\",'Lives scenario - input'!$F42=\"\"),\"\",D57/'Lives scenario - input'!$F42),\"\")","v":37.692168564737301},{"$f":"IFERROR(IF(OR(E57=\"\",'Lives scenario - input'!$F42=\"\"),\"\",E57/'Lives scenario - input'!$F42),\"\")","v":43.709888397349502},{"$f":"IFERROR(IF(OR(F57=\"\",'Lives scenario - input'!$F42=\"\"),\"\",F57/'Lives scenario - input'!$F42),\"\")","v":50.407589929705559},{"$f":"IFERROR(IF(OR(G57=\"\",'Lives scenario - input'!$F42=\"\"),\"\",G57/'Lives scenario - input'!$F42),\"\")","v":57.809915507349658},{"$f":"IFERROR(IF(OR(H57=\"\",'Lives scenario - input'!$F42=\"\"),\"\",H57/'Lives scenario - input'!$F42),\"\")","v":65.937591594456649},{"$f":"IFERROR(IF(OR(I57=\"\",'Lives scenario - input'!$F42=\"\"),\"\",I57/'Lives scenario - input'!$F42),\"\")","v":74.808248809597899},{"$f":"IFERROR(IF(OR(J57=\"\",'Lives scenario - input'!$F42=\"\"),\"\",J57/'Lives scenario - input'!$F42),\"\")","v":84.437203050370655},{"$f":"IFERROR(IF(OR(K57=\"\",'Lives scenario - input'!$F42=\"\"),\"\",K57/'Lives scenario - input'!$F42),\"\")","v":94.837945120033936},{"$f":"IFERROR(IF(OR(L57=\"\",'Lives scenario - input'!$F42=\"\"),\"\",L57/'Lives scenario - input'!$F42),\"\")","v":106.0220917818245},{"$f":"IFERROR(IF(OR(M57=\"\",'Lives scenario - input'!$F42=\"\"),\"\",M57/'Lives scenario - input'!$F42),\"\")","v":117.99859355894706},{"$f":"IFERROR(IF(OR(N57=\"\",'Lives scenario - input'!$F42=\"\"),\"\",N57/'Lives scenario - input'!$F42),\"\")","v":130.7720710319187},{"$f":"IFERROR(IF(OR(O57=\"\",'Lives scenario - input'!$F42=\"\"),\"\",O57/'Lives scenario - input'!$F42),\"\")","v":144.34025443115755},{"$f":"IFERROR(IF(OR(P57=\"\",'Lives scenario - input'!$F42=\"\"),\"\",P57/'Lives scenario - input'!$F42),\"\")","v":158.69061999574623},{"$f":"IFERROR(IF(OR(Q57=\"\",'Lives scenario - input'!$F42=\"\"),\"\",Q57/'Lives scenario - input'!$F42),\"\")","v":173.79643772990792},{"$f":"IFERROR(IF(OR(R57=\"\",'Lives scenario - input'!$F42=\"\"),\"\",R57/'Lives scenario - input'!$F42),\"\")","v":189.61255506756748},{"$f":"IFERROR(IF(OR(S57=\"\",'Lives scenario - input'!$F42=\"\"),\"\",S57/'Lives scenario - input'!$F42),\"\")","v":206.07132659267788},{"$f":"IFERROR(IF(OR(T57=\"\",'Lives scenario - input'!$F42=\"\"),\"\",T57/'Lives scenario - input'!$F42),\"\")","v":223.07915043606005},{"$f":"IFERROR(IF(OR(U57=\"\",'Lives scenario - input'!$F42=\"\"),\"\",U57/'Lives scenario - input'!$F42),\"\")","v":240.5140793526497},{"$f":"IFERROR(IF(OR(V57=\"\",'Lives scenario - input'!$F42=\"\"),\"\",V57/'Lives scenario - input'!$F42),\"\")","v":258.22493453408288},{"$f":"IFERROR(IF(OR(W57=\"\",'Lives scenario - input'!$F42=\"\"),\"\",W57/'Lives scenario - input'!$F42),\"\")","v":276.03226279630218}]
[{"$f":"IFERROR('Lives scenario - input'!A43,\"\")","v":5},{"$f":"IFERROR('Lives scenario - input'!B43,\"\")","v":"TRANSFORMERS"},{"$f":"IFERROR('Lives scenario - input'!C43,\"\")","v":"pole mounted ; < = 22 kv ; > 60 kva and < = 600 kva ; multiple phase"},{"$f":"IFERROR(repcalc('Lives scenario - input'!$CX43:$GJ43,'Lives scenario - input'!$I43,'Lives scenario - input'!$G43,'Lives scenario - input'!$H43,20,TRUE,TRUE),\"\")","v":735.49759619401755},825.85877551397243,924.35947968311962,1031.4326379334602,1147.489757817538,1272.9109857235044,1408.0340314285079,1553.1426563835498,1708.455993188584,1874.1204780632788,2050.2064920467951,2236.7117811165049,2433.5732602501839,2640.6878674987252,2857.9417705913829,3085.2455765177319,3322.5714646137471,3569.9866145430228,3827.6762015812892,4095.9488215833085,{"$f":"IFERROR(IF(OR(D58=\"\",'Lives scenario - input'!$F43=\"\"),\"\",D58/'Lives scenario - input'!$F43),\"\")","v":26.210159679775522},{"$f":"IFERROR(IF(OR(E58=\"\",'Lives scenario - input'!$F43=\"\"),\"\",E58/'Lives scenario - input'!$F43),\"\")","v":29.430266653726921},{"$f":"IFERROR(IF(OR(F58=\"\",'Lives scenario - input'!$F43=\"\"),\"\",F58/'Lives scenario - input'!$F43),\"\")","v":32.940433373785979},{"$f":"IFERROR(IF(OR(G58=\"\",'Lives scenario - input'!$F43=\"\"),\"\",G58/'Lives scenario - input'!$F43),\"\")","v":36.756087686840999},{"$f":"IFERROR(IF(OR(H58=\"\",'Lives scenario - input'!$F43=\"\"),\"\",H58/'Lives scenario - input'!$F43),\"\")","v":40.891894057762315},{"$f":"IFERROR(IF(OR(I58=\"\",'Lives scenario - input'!$F43=\"\"),\"\",I58/'Lives scenario - input'!$F43),\"\")","v":45.361399366358498},{"$f":"IFERROR(IF(OR(J58=\"\",'Lives scenario - input'!$F43=\"\"),\"\",J58/'Lives scenario - input'!$F43),\"\")","v":50.176638223252745},{"$f":"IFERROR(IF(OR(K58=\"\",'Lives scenario - input'!$F43=\"\"),\"\",K58/'Lives scenario - input'!$F43),\"\")","v":55.34772273891312},{"$f":"IFERROR(IF(OR(L58=\"\",'Lives scenario - input'!$F43=\"\"),\"\",L58/'Lives scenario - input'!$F43),\"\")","v":60.882461912941451},{"$f":"IFERROR(IF(OR(M58=\"\",'Lives scenario - input'!$F43=\"\"),\"\",M58/'Lives scenario - input'!$F43),\"\")","v":66.786074139959666},{"$f":"IFERROR(IF(OR(N58=\"\",'Lives scenario - input'!$F43=\"\"),\"\",N58/'Lives scenario - input'!$F43),\"\")","v":73.061067515554186},{"$f":"IFERROR(IF(OR(O58=\"\",'Lives scenario - input'!$F43=\"\"),\"\",O58/'Lives scenario - input'!$F43),\"\")","v":79.707361715474704},{"$f":"IFERROR(IF(OR(P58=\"\",'Lives scenario - input'!$F43=\"\"),\"\",P58/'Lives scenario - input'!$F43),\"\")","v":86.722708644670405},{"$f":"IFERROR(IF(OR(Q58=\"\",'Lives scenario - input'!$F43=\"\"),\"\",Q58/'Lives scenario - input'!$F43),\"\")","v":94.10343559209916},{"$f":"IFERROR(IF(OR(R58=\"\",'Lives scenario - input'!$F43=\"\"),\"\",R58/'Lives scenario - input'!$F43),\"\")","v":101.84548603601515},{"$f":"IFERROR(IF(OR(S58=\"\",'Lives scenario - input'!$F43=\"\"),\"\",S58/'Lives scenario - input'!$F43),\"\")","v":109.94567437106816},{"$f":"IFERROR(IF(OR(T58=\"\",'Lives scenario - input'!$F43=\"\"),\"\",T58/'Lives scenario - input'!$F43),\"\")","v":118.40300918131032},{"$f":"IFERROR(IF(OR(U58=\"\",'Lives scenario - input'!$F43=\"\"),\"\",U58/'Lives scenario - input'!$F43),\"\")","v":127.21988447825051},{"$f":"IFERROR(IF(OR(V58=\"\",'Lives scenario - input'!$F43=\"\"),\"\",V58/'Lives scenario - input'!$F43),\"\")","v":136.40289915979233},{"$f":"IFERROR(IF(OR(W58=\"\",'Lives scenario - input'!$F43=\"\"),\"\",W58/'Lives scenario - input'!$F43),\"\")","v":145.96305033411352}]
[{"$f":"IFERROR('Lives scenario - input'!A44,\"\")","v":5},{"$f":"IFERROR('Lives scenario - input'!B44,\"\")","v":"TRANSFORMERS"},{"$f":"IFERROR('Lives scenario - input'!C44,\"\")","v":"pole mounted ; < = 22 kv ; > 60 kva and < = 600 kva ; single phase"},{"$f":"IFERROR(repcalc('Lives scenario - input'!$CX44:$GJ44,'Lives scenario - input'!$I44,'Lives scenario - input'!$G44,'Lives scenario - input'!$H44,20,TRUE,TRUE),\"\")","v":2.366072038943966E-4},4.2650723910011196E-4,7.5640719455465479E-4,1.3198490663724443E-3,2.2659014397392384E-3,3.8274969268988781E-3,6.3614334240098746E-3,1.0403295439191468E-2,1.6740659312692901E-2,2.6507585735906187E-2,4.1302337090221242E-2,6.3328239265113329E-2,9.5554431061896192E-2,0.14188881126371661,0.20734989893135453,0.29821793965776022,0.42213913699576588,0.58815144616671466,0.80659732863480249,1.088889782172646,{"$f":"IFERROR(IF(OR(D59=\"\",'Lives scenario - input'!$F44=\"\"),\"\",D59/'Lives scenario - input'!$F44),\"\")","v":8.4317238119449095E-6},{"$f":"IFERROR(IF(OR(E59=\"\",'Lives scenario - input'!$F44=\"\"),\"\",E59/'Lives scenario - input'!$F44),\"\")","v":1.51989930344317E-5},{"$f":"IFERROR(IF(OR(F59=\"\",'Lives scenario - input'!$F44=\"\"),\"\",F59/'Lives scenario - input'!$F44),\"\")","v":2.6955293198509286E-5},{"$f":"IFERROR(IF(OR(G59=\"\",'Lives scenario - input'!$F44=\"\"),\"\",G59/'Lives scenario - input'!$F44),\"\")","v":4.703408272417925E-5},{"$f":"IFERROR(IF(OR(H59=\"\",'Lives scenario - input'!$F44=\"\"),\"\",H59/'Lives scenario - input'!$F44),\"\")","v":8.0747563094050193E-5},{"$f":"IFERROR(IF(OR(I59=\"\",'Lives scenario - input'!$F44=\"\"),\"\",I59/'Lives scenario - input'!$F44),\"\")","v":1.3639651053517021E-4},{"$f":"IFERROR(IF(OR(J59=\"\",'Lives scenario - input'!$F44=\"\"),\"\",J59/'Lives scenario - input'!$F44),\"\")","v":2.2669575903219811E-4},{"$f":"IFERROR(IF(OR(K59=\"\",'Lives scenario - input'!$F44=\"\"),\"\",K59/'Lives scenario - input'!$F44),\"\")","v":3.7073137433498885E-4},{"$f":"IFERROR(IF(OR(L59=\"\",'Lives scenario - input'!$F44=\"\"),\"\",L59/'Lives scenario - input'!$F44),\"\")","v":5.9656939193402487E-4},{"$f":"IFERROR(IF(OR(M59=\"\",'Lives scenario - input'!$F44=\"\"),\"\",M59/'Lives scenario - input'!$F44),\"\")","v":9.4462314827221754E-4},{"$f":"IFERROR(IF(OR(N59=\"\",'Lives scenario - input'!$F44=\"\"),\"\",N59/'Lives scenario - input'!$F44),\"\")","v":1.4718482506053622E-3},{"$f":"IFERROR(IF(OR(O59=\"\",'Lives scenario - input'!$F44=\"\"),\"\",O59/'Lives scenario - input'!$F44),\"\")","v":2.2567623224968351E-3},{"$f":"IFERROR(IF(OR(P59=\"\",'Lives scenario - input'!$F44=\"\"),\"\",P59/'Lives scenario - input'!$F44),\"\")","v":3.4051734624320072E-3},{"$f":"IFERROR(IF(OR(Q59=\"\",'Lives scenario - input'!$F44=\"\"),\"\",Q59/'Lives scenario - input'!$F44),\"\")","v":5.056343377925228E-3},{"$f":"IFERROR(IF(OR(R59=\"\",'Lives scenario - input'!$F44=\"\"),\"\",R59/'Lives scenario - input'!$F44),\"\")","v":7.3891117913898663E-3},{"$f":"IFERROR(IF(OR(S59=\"\",'Lives scenario - input'!$F44=\"\"),\"\",S59/'Lives scenario - input'!$F44),\"\")","v":1.0627281255915454E-2},{"$f":"IFERROR(IF(OR(T59=\"\",'Lives scenario - input'!$F44=\"\"),\"\",T59/'Lives scenario - input'!$F44),\"\")","v":1.5043331541797435E-2},{"$f":"IFERROR(IF(OR(U59=\"\",'Lives scenario - input'!$F44=\"\"),\"\",U59/'Lives scenario - input'!$F44),\"\")","v":2.0959338819992564E-2},{"$f":"IFERROR(IF(OR(V59=\"\",'Lives scenario - input'!$F44=\"\"),\"\",V59/'Lives scenario - input'!$F44),\"\")","v":2.874386658800409E-2},{"$f":"IFERROR(IF(OR(W59=\"\",'Lives scenario - input'!$F44=\"\"),\"\",W59/'Lives scenario - input'!$F44),\"\")","v":3.8803627927687274E-2}]
[{"$f":"IFERROR('Lives scenario - input'!A45,\"\")","v":6},{"$f":"IFERROR('Lives scenario - input'!B45,\"\")","v":"UNDERGROUND CABLES"},{"$f":"IFERROR('Lives scenario - input'!C45,\"\")","v":"˂ = 1 kv"},{"$f":"IFERROR(repcalc('Lives scenario - input'!$CX45:$GJ45,'Lives scenario - input'!$I45,'Lives scenario - input'!$G45,'Lives scenario - input'!$H45,20,TRUE,TRUE),\"\")","v":587.07369305644977},654.69199419814879,726.18599964994053,801.93654517275104,882.46270634973121,968.3882055555697,1060.3880407784873,1159.1186306843917,1265.1368401411003,1378.8148224118472,1500.2585025139572,1629.2376347048862,1765.1346957384417,1906.9185119486508,2053.1466174778707,2201.9981002646787,2351.3363256430603,2498.7986441770349,2641.9081811187161,2778.2012313504588,{"$f":"IFERROR(IF(OR(D60=\"\",'Lives scenario - input'!$F45=\"\"),\"\",D60/'Lives scenario - input'!$F45),\"\")","v":2.7727022839016908},{"$f":"IFERROR(IF(OR(E60=\"\",'Lives scenario - input'!$F45=\"\"),\"\",E60/'Lives scenario - input'!$F45),\"\")","v":3.0920581334766331},{"$f":"IFERROR(IF(OR(F60=\"\",'Lives scenario - input'!$F45=\"\"),\"\",F60/'Lives scenario - input'!$F45),\"\")","v":3.4297186257555845},{"$f":"IFERROR(IF(OR(G60=\"\",'Lives scenario - input'!$F45=\"\"),\"\",G60/'Lives scenario - input'!$F45),\"\")","v":3.7874824176986515},{"$f":"IFERROR(IF(OR(H60=\"\",'Lives scenario - input'!$F45=\"\"),\"\",H60/'Lives scenario - input'!$F45),\"\")","v":4.1678010619336261},{"$f":"IFERROR(IF(OR(I60=\"\",'Lives scenario - input'!$F45=\"\"),\"\",I60/'Lives scenario - input'!$F45),\"\")","v":4.5736203495481931},{"$f":"IFERROR(IF(OR(J60=\"\",'Lives scenario - input'!$F45=\"\"),\"\",J60/'Lives scenario - input'!$F45),\"\")","v":5.0081282422679489},{"$f":"IFERROR(IF(OR(K60=\"\",'Lives scenario - input'!$F45=\"\"),\"\",K60/'Lives scenario - input'!$F45),\"\")","v":5.4744249531593026},{"$f":"IFERROR(IF(OR(L60=\"\",'Lives scenario - input'!$F45=\"\"),\"\",L60/'Lives scenario - input'!$F45),\"\")","v":5.9751405106310935},{"$f":"IFERROR(IF(OR(M60=\"\",'Lives scenario - input'!$F45=\"\"),\"\",M60/'Lives scenario - input'!$F45),\"\")","v":6.5120325648985098},{"$f":"IFERROR(IF(OR(N60=\"\",'Lives scenario - input'!$F45=\"\"),\"\",N60/'Lives scenario - input'!$F45),\"\")","v":7.0856013913800071},{"$f":"IFERROR(IF(OR(O60=\"\",'Lives scenario - input'!$F45=\"\"),\"\",O60/'Lives scenario - input'!$F45),\"\")","v":7.6947595577757557},{"$f":"IFERROR(IF(OR(P60=\"\",'Lives scenario - input'!$F45=\"\"),\"\",P60/'Lives scenario - input'!$F45),\"\")","v":8.3365905509881113},{"$f":"IFERROR(IF(OR(Q60=\"\",'Lives scenario - input'!$F45=\"\"),\"\",Q60/'Lives scenario - input'!$F45),\"\")","v":9.0062242199396909},{"$f":"IFERROR(IF(OR(R60=\"\",'Lives scenario - input'!$F45=\"\"),\"\",R60/'Lives scenario - input'!$F45),\"\")","v":9.6968479132968728},{"$f":"IFERROR(IF(OR(S60=\"\",'Lives scenario - input'!$F45=\"\"),\"\",S60/'Lives scenario - input'!$F45),\"\")","v":10.399861608453966},{"$f":"IFERROR(IF(OR(T60=\"\",'Lives scenario - input'!$F45=\"\"),\"\",T60/'Lives scenario - input'!$F45),\"\")","v":11.105174150095394},{"$f":"IFERROR(IF(OR(U60=\"\",'Lives scenario - input'!$F45=\"\"),\"\",U60/'Lives scenario - input'!$F45),\"\")","v":11.80162693315218},{"$f":"IFERROR(IF(OR(V60=\"\",'Lives scenario - input'!$F45=\"\"),\"\",V60/'Lives scenario - input'!$F45),\"\")","v":12.477521875506817},{"$f":"IFERROR(IF(OR(W60=\"\",'Lives scenario - input'!$F45=\"\"),\"\",W60/'Lives scenario - input'!$F45),\"\")","v":13.121223094156285}]
[{"$f":"IFERROR('Lives scenario - input'!A46,\"\")","v":6},{"$f":"IFERROR('Lives scenario - input'!B46,\"\")","v":"UNDERGROUND CABLES"},{"$f":"IFERROR('Lives scenario - input'!C46,\"\")","v":"> 1 kv & < = 11 kv"},{"$f":"IFERROR(repcalc('Lives scenario - input'!$CX46:$GJ46,'Lives scenario - input'!$I46,'Lives scenario - input'!$G46,'Lives scenario - input'!$H46,20,TRUE,TRUE),\"\")","v":111.64750399492071},132.85508610539196,156.38173689862319,182.14703813050716,210.01557375133342,239.80364983417118,271.28999052681775,304.22970660809415,338.37039649844888,373.46888450293119,409.30688221120158,445.70381927259655,482.52525326767892,519.68563505364546,557.14474928561697,594.89781815583365,632.95997786484418,671.34652801827974,710.05092852999485,749.02290097514413,{"$f":"IFERROR(IF(OR(D61=\"\",'Lives scenario - input'!$F46=\"\"),\"\",D61/'Lives scenario - input'!$F46),\"\")","v":1.3007736283825944},{"$f":"IFERROR(IF(OR(E61=\"\",'Lives scenario - input'!$F46=\"\"),\"\",E61/'Lives scenario - input'!$F46),\"\")","v":1.5478571953588385},{"$f":"IFERROR(IF(OR(F61=\"\",'Lives scenario - input'!$F46=\"\"),\"\",F61/'Lives scenario - input'!$F46),\"\")","v":1.8219595784931168},{"$f":"IFERROR(IF(OR(G61=\"\",'Lives scenario - input'!$F46=\"\"),\"\",G61/'Lives scenario - input'!$F46),\"\")","v":2.1221438474696357},{"$f":"IFERROR(IF(OR(H61=\"\",'Lives scenario - input'!$F46=\"\"),\"\",H61/'Lives scenario - input'!$F46),\"\")","v":2.4468323080272576},{"$f":"IFERROR(IF(OR(I61=\"\",'Lives scenario - input'!$F46=\"\"),\"\",I61/'Lives scenario - input'!$F46),\"\")","v":2.7938847939527149},{"$f":"IFERROR(IF(OR(J61=\"\",'Lives scenario - input'!$F46=\"\"),\"\",J61/'Lives scenario - input'!$F46),\"\")","v":3.1607232826047107},{"$f":"IFERROR(IF(OR(K61=\"\",'Lives scenario - input'!$F46=\"\"),\"\",K61/'Lives scenario - input'!$F46),\"\")","v":3.5444946386296845},{"$f":"IFERROR(IF(OR(L61=\"\",'Lives scenario - input'!$F46=\"\"),\"\",L61/'Lives scenario - input'!$F46),\"\")","v":3.9422582023022055},{"$f":"IFERROR(IF(OR(M61=\"\",'Lives scenario - input'!$F46=\"\"),\"\",M61/'Lives scenario - input'!$F46),\"\")","v":4.3511808020802576},{"$f":"IFERROR(IF(OR(N61=\"\",'Lives scenario - input'!$F46=\"\"),\"\",N61/'Lives scenario - input'!$F46),\"\")","v":4.7687192211664087},{"$f":"IFERROR(IF(OR(O61=\"\",'Lives scenario - input'!$F46=\"\"),\"\",O61/'Lives scenario - input'!$F46),\"\")","v":5.1927696852548628},{"$f":"IFERROR(IF(OR(P61=\"\",'Lives scenario - input'!$F46=\"\"),\"\",P61/'Lives scenario - input'!$F46),\"\")","v":5.6217658435766156},{"$f":"IFERROR(IF(OR(Q61=\"\",'Lives scenario - input'!$F46=\"\"),\"\",Q61/'Lives scenario - input'!$F46),\"\")","v":6.0547109871600604},{"$f":"IFERROR(IF(OR(R61=\"\",'Lives scenario - input'!$F46=\"\"),\"\",R61/'Lives scenario - input'!$F46),\"\")","v":6.4911365783469117},{"$f":"IFERROR(IF(OR(S61=\"\",'Lives scenario - input'!$F46=\"\"),\"\",S61/'Lives scenario - input'!$F46),\"\")","v":6.9309869522444227},{"$f":"IFERROR(IF(OR(T61=\"\",'Lives scenario - input'!$F46=\"\"),\"\",T61/'Lives scenario - input'!$F46),\"\")","v":7.374438456462733},{"$f":"IFERROR(IF(OR(U61=\"\",'Lives scenario - input'!$F46=\"\"),\"\",U61/'Lives scenario - input'!$F46),\"\")","v":7.8216693423985841},{"$f":"IFERROR(IF(OR(V61=\"\",'Lives scenario - input'!$F46=\"\"),\"\",V61/'Lives scenario - input'!$F46),\"\")","v":8.2726034133500246},{"$f":"IFERROR(IF(OR(W61=\"\",'Lives scenario - input'!$F46=\"\"),\"\",W61/'Lives scenario - input'!$F46),\"\")","v":8.7266548895479126}]
[{"$f":"IFERROR('Lives scenario - input'!A47,\"\")","v":6},{"$f":"IFERROR('Lives scenario - input'!B47,\"\")","v":"UNDERGROUND CABLES"},{"$f":"IFERROR('Lives scenario - input'!C47,\"\")","v":"> 11 kv & < = 22 kv"},{"$f":"IFERROR(repcalc('Lives scenario - input'!$CX47:$GJ47,'Lives scenario - input'!$I47,'Lives scenario - input'!$G47,'Lives scenario - input'!$H47,20,TRUE,TRUE),\"\")","v":146.45462758606098},170.7349889649746,197.09661367766378,225.30741349234762,255.06436020802326,286.0089270405108,317.74986545154388,349.89243218982597,382.07245362988749,413.99296761648407,445.46068036899766,476.41916451056994,506.97563338780873,537.41827150061545,568.2214861103098,600.03706872800637,633.67010581735894,670.03952801156527,710.12438258699228,754.8981670402801,{"$f":"IFERROR(IF(OR(D62=\"\",'Lives scenario - input'!$F47=\"\"),\"\",D62/'Lives scenario - input'!$F47),\"\")","v":1.4345809359514938},{"$f":"IFERROR(IF(OR(E62=\"\",'Lives scenario - input'!$F47=\"\"),\"\",E62/'Lives scenario - input'!$F47),\"\")","v":1.6724166679206596},{"$f":"IFERROR(IF(OR(F62=\"\",'Lives scenario - input'!$F47=\"\"),\"\",F62/'Lives scenario - input'!$F47),\"\")","v":1.9306391964734619},{"$f":"IFERROR(IF(OR(G62=\"\",'Lives scenario - input'!$F47=\"\"),\"\",G62/'Lives scenario - input'!$F47),\"\")","v":2.2069751256902266},{"$f":"IFERROR(IF(OR(H62=\"\",'Lives scenario - input'!$F47=\"\"),\"\",H62/'Lives scenario - input'!$F47),\"\")","v":2.4984561746270213},{"$f":"IFERROR(IF(OR(I62=\"\",'Lives scenario - input'!$F47=\"\"),\"\",I62/'Lives scenario - input'!$F47),\"\")","v":2.8015704317922805},{"$f":"IFERROR(IF(OR(J62=\"\",'Lives scenario - input'!$F47=\"\"),\"\",J62/'Lives scenario - input'!$F47),\"\")","v":3.1124854631860197},{"$f":"IFERROR(IF(OR(K62=\"\",'Lives scenario - input'!$F47=\"\"),\"\",K62/'Lives scenario - input'!$F47),\"\")","v":3.4273346027134943},{"$f":"IFERROR(IF(OR(L62=\"\",'Lives scenario - input'!$F47=\"\"),\"\",L62/'Lives scenario - input'!$F47),\"\")","v":3.7425506258418508},{"$f":"IFERROR(IF(OR(M62=\"\",'Lives scenario - input'!$F47=\"\"),\"\",M62/'Lives scenario - input'!$F47),\"\")","v":4.0552246709418283},{"$f":"IFERROR(IF(OR(N62=\"\",'Lives scenario - input'!$F47=\"\"),\"\",N62/'Lives scenario - input'!$F47),\"\")","v":4.3634633490691304},{"$f":"IFERROR(IF(OR(O62=\"\",'Lives scenario - input'!$F47=\"\"),\"\",O62/'Lives scenario - input'!$F47),\"\")","v":4.6667139317750825},{"$f":"IFERROR(IF(OR(P62=\"\",'Lives scenario - input'!$F47=\"\"),\"\",P62/'Lives scenario - input'!$F47),\"\")","v":4.966026616145693},{"$f":"IFERROR(IF(OR(Q62=\"\",'Lives scenario - input'!$F47=\"\"),\"\",Q62/'Lives scenario - input'!$F47),\"\")","v":5.2642242832084127},{"$f":"IFERROR(IF(OR(R62=\"\",'Lives scenario - input'!$F47=\"\"),\"\",R62/'Lives scenario - input'!$F47),\"\")","v":5.5659539395084359},{"$f":"IFERROR(IF(OR(S62=\"\",'Lives scenario - input'!$F47=\"\"),\"\",S62/'Lives scenario - input'!$F47),\"\")","v":5.877600140395578},{"$f":"IFERROR(IF(OR(T62=\"\",'Lives scenario - input'!$F47=\"\"),\"\",T62/'Lives scenario - input'!$F47),\"\")","v":6.207049025840881},{"$f":"IFERROR(IF(OR(U62=\"\",'Lives scenario - input'!$F47=\"\"),\"\",U62/'Lives scenario - input'!$F47),\"\")","v":6.5633018844316426},{"$f":"IFERROR(IF(OR(V62=\"\",'Lives scenario - input'!$F47=\"\"),\"\",V62/'Lives scenario - input'!$F47),\"\")","v":6.9559488710248383},{"$f":"IFERROR(IF(OR(W62=\"\",'Lives scenario - input'!$F47=\"\"),\"\",W62/'Lives scenario - input'!$F47),\"\")","v":7.394525778192512}]
[{"$f":"IFERROR('Lives scenario - input'!A48,\"\")","v":6},{"$f":"IFERROR('Lives scenario - input'!B48,\"\")","v":"UNDERGROUND CABLES"},{"$f":"IFERROR('Lives scenario - input'!C48,\"\")","v":"> 22 kv & < = 33 kv"},{"$f":"IFERROR(repcalc('Lives scenario - input'!$CX48:$GJ48,'Lives scenario - input'!$I48,'Lives scenario - input'!$G48,'Lives scenario - input'!$H48,20,TRUE,TRUE),\"\")","v":42.298124852535814},50.569879645433936,59.594967984245152,69.228783221933043,79.274973915422152,89.48926958075711,99.587463696104493,109.2574050853231,118.17441418860514,126.01912410942607,132.49640451765075,137.35381097723095,140.39795059168605,141.50728368560448,140.64018255770722,137.83750966390929,133.21950625851369,126.97733344883008,119.36011310654217,110.65871597364843,{"$f":"IFERROR(IF(OR(D63=\"\",'Lives scenario - input'!$F48=\"\"),\"\",D63/'Lives scenario - input'!$F48),\"\")","v":0.41432684333778796},{"$f":"IFERROR(IF(OR(E63=\"\",'Lives scenario - input'!$F48=\"\"),\"\",E63/'Lives scenario - input'!$F48),\"\")","v":0.49535194939518407},{"$f":"IFERROR(IF(OR(F63=\"\",'Lives scenario - input'!$F48=\"\"),\"\",F63/'Lives scenario - input'!$F48),\"\")","v":0.58375625514870866},{"$f":"IFERROR(IF(OR(G63=\"\",'Lives scenario - input'!$F48=\"\"),\"\",G63/'Lives scenario - input'!$F48),\"\")","v":0.67812328136196187},{"$f":"IFERROR(IF(OR(H63=\"\",'Lives scenario - input'!$F48=\"\"),\"\",H63/'Lives scenario - input'!$F48),\"\")","v":0.77652968807890799},{"$f":"IFERROR(IF(OR(I63=\"\",'Lives scenario - input'!$F48=\"\"),\"\",I63/'Lives scenario - input'!$F48),\"\")","v":0.87658274940707148},{"$f":"IFERROR(IF(OR(J63=\"\",'Lives scenario - input'!$F48=\"\"),\"\",J63/'Lives scenario - input'!$F48),\"\")","v":0.97549855018572651},{"$f":"IFERROR(IF(OR(K63=\"\",'Lives scenario - input'!$F48=\"\"),\"\",K63/'Lives scenario - input'!$F48),\"\")","v":1.0702194463253145},{"$f":"IFERROR(IF(OR(L63=\"\",'Lives scenario - input'!$F48=\"\"),\"\",L63/'Lives scenario - input'!$F48),\"\")","v":1.1575650732687668},{"$f":"IFERROR(IF(OR(M63=\"\",'Lives scenario - input'!$F48=\"\"),\"\",M63/'Lives scenario - input'!$F48),\"\")","v":1.2344071060947093},{"$f":"IFERROR(IF(OR(N63=\"\",'Lives scenario - input'!$F48=\"\"),\"\",N63/'Lives scenario - input'!$F48),\"\")","v":1.2978546266245121},{"$f":"IFERROR(IF(OR(O63=\"\",'Lives scenario - input'!$F48=\"\"),\"\",O63/'Lives scenario - input'!$F48),\"\")","v":1.3454348418757276},{"$f":"IFERROR(IF(OR(P63=\"\",'Lives scenario - input'!$F48=\"\"),\"\",P63/'Lives scenario - input'!$F48),\"\")","v":1.3752533920250276},{"$f":"IFERROR(IF(OR(Q63=\"\",'Lives scenario - input'!$F48=\"\"),\"\",Q63/'Lives scenario - input'!$F48),\"\")","v":1.3861197479359755},{"$f":"IFERROR(IF(OR(R63=\"\",'Lives scenario - input'!$F48=\"\"),\"\",R63/'Lives scenario - input'!$F48),\"\")","v":1.3776261498289954},{"$f":"IFERROR(IF(OR(S63=\"\",'Lives scenario - input'!$F48=\"\"),\"\",S63/'Lives scenario - input'!$F48),\"\")","v":1.3501728616030029},{"$f":"IFERROR(IF(OR(T63=\"\",'Lives scenario - input'!$F48=\"\"),\"\",T63/'Lives scenario - input'!$F48),\"\")","v":1.3049376938467188},{"$f":"IFERROR(IF(OR(U63=\"\",'Lives scenario - input'!$F48=\"\"),\"\",U63/'Lives scenario - input'!$F48),\"\")","v":1.2437931451268449},{"$f":"IFERROR(IF(OR(V63=\"\",'Lives scenario - input'!$F48=\"\"),\"\",V63/'Lives scenario - input'!$F48),\"\")","v":1.1691794625952581},{"$f":"IFERROR(IF(OR(W63=\"\",'Lives scenario - input'!$F48=\"\"),\"\",W63/'Lives scenario - input'!$F48),\"\")","v":1.0839458400819846}]
[{"$f":"IFERROR('Lives scenario - input'!A49,\"\")","v":""},{"$f":"IFERROR('Lives scenario - input'!B49,\"\")","v":""},{"$f":"IFERROR('Lives scenario - input'!C49,\"\")","v":""},{"$f":"IFERROR(repcalc('Lives scenario - input'!$CX49:$GJ49,'Lives scenario - input'!$I49,'Lives scenario - input'!$G49,'Lives scenario - input'!$H49,20,TRUE,TRUE),\"\")","v":""},"","","","","","","","","","","","","","","","","","","",{"$f":"IFERROR(IF(OR(D64=\"\",'Lives scenario - input'!$F49=\"\"),\"\",D64/'Lives scenario - input'!$F49),\"\")","v":""},{"$f":"IFERROR(IF(OR(E64=\"\",'Lives scenario - input'!$F49=\"\"),\"\",E64/'Lives scenario - input'!$F49),\"\")","v":""},{"$f":"IFERROR(IF(OR(F64=\"\",'Lives scenario - input'!$F49=\"\"),\"\",F64/'Lives scenario - input'!$F49),\"\")","v":""},{"$f":"IFERROR(IF(OR(G64=\"\",'Lives scenario - input'!$F49=\"\"),\"\",G64/'Lives scenario - input'!$F49),\"\")","v":""},{"$f":"IFERROR(IF(OR(H64=\"\",'Lives scenario - input'!$F49=\"\"),\"\",H64/'Lives scenario - input'!$F49),\"\")","v":""},{"$f":"IFERROR(IF(OR(I64=\"\",'Lives scenario - input'!$F49=\"\"),\"\",I64/'Lives scenario - input'!$F49),\"\")","v":""},{"$f":"IFERROR(IF(OR(J64=\"\",'Lives scenario - input'!$F49=\"\"),\"\",J64/'Lives scenario - input'!$F49),\"\")","v":""},{"$f":"IFERROR(IF(OR(K64=\"\",'Lives scenario - input'!$F49=\"\"),\"\",K64/'Lives scenario - input'!$F49),\"\")","v":""},{"$f":"IFERROR(IF(OR(L64=\"\",'Lives scenario - input'!$F49=\"\"),\"\",L64/'Lives scenario - input'!$F49),\"\")","v":""},{"$f":"IFERROR(IF(OR(M64=\"\",'Lives scenario - input'!$F49=\"\"),\"\",M64/'Lives scenario - input'!$F49),\"\")","v":""},{"$f":"IFERROR(IF(OR(N64=\"\",'Lives scenario - input'!$F49=\"\"),\"\",N64/'Lives scenario - input'!$F49),\"\")","v":""},{"$f":"IFERROR(IF(OR(O64=\"\",'Lives scenario - input'!$F49=\"\"),\"\",O64/'Lives scenario - input'!$F49),\"\")","v":""},{"$f":"IFERROR(IF(OR(P64=\"\",'Lives scenario - input'!$F49=\"\"),\"\",P64/'Lives scenario - input'!$F49),\"\")","v":""},{"$f":"IFERROR(IF(OR(Q64=\"\",'Lives scenario - input'!$F49=\"\"),\"\",Q64/'Lives scenario - input'!$F49),\"\")","v":""},{"$f":"IFERROR(IF(OR(R64=\"\",'Lives scenario - input'!$F49=\"\"),\"\",R64/'Lives scenario - input'!$F49),\"\")","v":""},{"$f":"IFERROR(IF(OR(S64=\"\",'Lives scenario - input'!$F49=\"\"),\"\",S64/'Lives scenario - input'!$F49),\"\")","v":""},{"$f":"IFERROR(IF(OR(T64=\"\",'Lives scenario - input'!$F49=\"\"),\"\",T64/'Lives scenario - input'!$F49),\"\")","v":""},{"$f":"IFERROR(IF(OR(U64=\"\",'Lives scenario - input'!$F49=\"\"),\"\",U64/'Lives scenario - input'!$F49),\"\")","v":""},{"$f":"IFERROR(IF(OR(V64=\"\",'Lives scenario - input'!$F49=\"\"),\"\",V64/'Lives scenario - input'!$F49),\"\")","v":""},{"$f":"IFERROR(IF(OR(W64=\"\",'Lives scenario - input'!$F49=\"\"),\"\",W64/'Lives scenario - input'!$F49),\"\")","v":""}]
[{"$f":"IFERROR('Lives scenario - input'!A50,\"\")","v":""},{"$f":"IFERROR('Lives scenario - input'!B50,\"\")","v":""},{"$f":"IFERROR('Lives scenario - input'!C50,\"\")","v":""},{"$f":"IFERROR(repcalc('Lives scenario - input'!$CX50:$GJ50,'Lives scenario - input'!$I50,'Lives scenario - input'!$G50,'Lives scenario - input'!$H50,20,TRUE,TRUE),\"\")","v":""},"","","","","","","","","","","","","","","","","","","",{"$f":"IFERROR(IF(OR(D65=\"\",'Lives scenario - input'!$F50=\"\"),\"\",D65/'Lives scenario - input'!$F50),\"\")","v":""},{"$f":"IFERROR(IF(OR(E65=\"\",'Lives scenario - input'!$F50=\"\"),\"\",E65/'Lives scenario - input'!$F50),\"\")","v":""},{"$f":"IFERROR(IF(OR(F65=\"\",'Lives scenario - input'!$F50=\"\"),\"\",F65/'Lives scenario - input'!$F50),\"\")","v":""},{"$f":"IFERROR(IF(OR(G65=\"\",'Lives scenario - input'!$F50=\"\"),\"\",G65/'Lives scenario - input'!$F50),\"\")","v":""},{"$f":"IFERROR(IF(OR(H65=\"\",'Lives scenario - input'!$F50=\"\"),\"\",H65/'Lives scenario - input'!$F50),\"\")","v":""},{"$f":"IFERROR(IF(OR(I65=\"\",'Lives scenario - input'!$F50=\"\"),\"\",I65/'Lives scenario - input'!$F50),\"\")","v":""},{"$f":"IFERROR(IF(OR(J65=\"\",'Lives scenario - input'!$F50=\"\"),\"\",J65/'Lives scenario - input'!$F50),\"\")","v":""},{"$f":"IFERROR(IF(OR(K65=\"\",'Lives scenario - input'!$F50=\"\"),\"\",K65/'Lives scenario - input'!$F50),\"\")","v":""},{"$f":"IFERROR(IF(OR(L65=\"\",'Lives scenario - input'!$F50=\"\"),\"\",L65/'Lives scenario - input'!$F50),\"\")","v":""},{"$f":"IFERROR(IF(OR(M65=\"\",'Lives scenario - input'!$F50=\"\"),\"\",M65/'Lives scenario - input'!$F50),\"\")","v":""},{"$f":"IFERROR(IF(OR(N65=\"\",'Lives scenario - input'!$F50=\"\"),\"\",N65/'Lives scenario - input'!$F50),\"\")","v":""},{"$f":"IFERROR(IF(OR(O65=\"\",'Lives scenario - input'!$F50=\"\"),\"\",O65/'Lives scenario - input'!$F50),\"\")","v":""},{"$f":"IFERROR(IF(OR(P65=\"\",'Lives scenario - input'!$F50=\"\"),\"\",P65/'Lives scenario - input'!$F50),\"\")","v":""},{"$f":"IFERROR(IF(OR(Q65=\"\",'Lives scenario - input'!$F50=\"\"),\"\",Q65/'Lives scenario - input'!$F50),\"\")","v":""},{"$f":"IFERROR(IF(OR(R65=\"\",'Lives scenario - input'!$F50=\"\"),\"\",R65/'Lives scenario - input'!$F50),\"\")","v":""},{"$f":"IFERROR(IF(OR(S65=\"\",'Lives scenario - input'!$F50=\"\"),\"\",S65/'Lives scenario - input'!$F50),\"\")","v":""},{"$f":"IFERROR(IF(OR(T65=\"\",'Lives scenario - input'!$F50=\"\"),\"\",T65/'Lives scenario - input'!$F50),\"\")","v":""},{"$f":"IFERROR(IF(OR(U65=\"\",'Lives scenario - input'!$F50=\"\"),\"\",U65/'Lives scenario - input'!$F50),\"\")","v":""},{"$f":"IFERROR(IF(OR(V65=\"\",'Lives scenario - input'!$F50=\"\"),\"\",V65/'Lives scenario - input'!$F50),\"\")","v":""},{"$f":"IFERROR(IF(OR(W65=\"\",'Lives scenario - input'!$F50=\"\"),\"\",W65/'Lives scenario - input'!$F50),\"\")","v":""}]
[{"$f":"IFERROR('Lives scenario - input'!A51,\"\")","v":""},{"$f":"IFERROR('Lives scenario - input'!B51,\"\")","v":""},{"$f":"IFERROR('Lives scenario - input'!C51,\"\")","v":""},{"$f":"IFERROR(repcalc('Lives scenario - input'!$CX51:$GJ51,'Lives scenario - input'!$I51,'Lives scenario - input'!$G51,'Lives scenario - input'!$H51,20,TRUE,TRUE),\"\")","v":""},"","","","","","","","","","","","","","","","","","","",{"$f":"IFERROR(IF(OR(D66=\"\",'Lives scenario - input'!$F51=\"\"),\"\",D66/'Lives scenario - input'!$F51),\"\")","v":""},{"$f":"IFERROR(IF(OR(E66=\"\",'Lives scenario - input'!$F51=\"\"),\"\",E66/'Lives scenario - input'!$F51),\"\")","v":""},{"$f":"IFERROR(IF(OR(F66=\"\",'Lives scenario - input'!$F51=\"\"),\"\",F66/'Lives scenario - input'!$F51),\"\")","v":""},{"$f":"IFERROR(IF(OR(G66=\"\",'Lives scenario - input'!$F51=\"\"),\"\",G66/'Lives scenario - input'!$F51),\"\")","v":""},{"$f":"IFERROR(IF(OR(H66=\"\",'Lives scenario - input'!$F51=\"\"),\"\",H66/'Lives scenario - input'!$F51),\"\")","v":""},{"$f":"IFERROR(IF(OR(I66=\"\",'Lives scenario - input'!$F51=\"\"),\"\",I66/'Lives scenario - input'!$F51),\"\")","v":""},{"$f":"IFERROR(IF(OR(J66=\"\",'Lives scenario - input'!$F51=\"\"),\"\",J66/'Lives scenario - input'!$F51),\"\")","v":""},{"$f":"IFERROR(IF(OR(K66=\"\",'Lives scenario - input'!$F51=\"\"),\"\",K66/'Lives scenario - input'!$F51),\"\")","v":""},{"$f":"IFERROR(IF(OR(L66=\"\",'Lives scenario - input'!$F51=\"\"),\"\",L66/'Lives scenario - input'!$F51),\"\")","v":""},{"$f":"IFERROR(IF(OR(M66=\"\",'Lives scenario - input'!$F51=\"\"),\"\",M66/'Lives scenario - input'!$F51),\"\")","v":""},{"$f":"IFERROR(IF(OR(N66=\"\",'Lives scenario - input'!$F51=\"\"),\"\",N66/'Lives scenario - input'!$F51),\"\")","v":""},{"$f":"IFERROR(IF(OR(O66=\"\",'Lives scenario - input'!$F51=\"\"),\"\",O66/'Lives scenario - input'!$F51),\"\")","v":""},{"$f":"IFERROR(IF(OR(P66=\"\",'Lives scenario - input'!$F51=\"\"),\"\",P66/'Lives scenario - input'!$F51),\"\")","v":""},{"$f":"IFERROR(IF(OR(Q66=\"\",'Lives scenario - input'!$F51=\"\"),\"\",Q66/'Lives scenario - input'!$F51),\"\")","v":""},{"$f":"IFERROR(IF(OR(R66=\"\",'Lives scenario - input'!$F51=\"\"),\"\",R66/'Lives scenario - input'!$F51),\"\")","v":""},{"$f":"IFERROR(IF(OR(S66=\"\",'Lives scenario - input'!$F51=\"\"),\"\",S66/'Lives scenario - input'!$F51),\"\")","v":""},{"$f":"IFERROR(IF(OR(T66=\"\",'Lives scenario - input'!$F51=\"\"),\"\",T66/'Lives scenario - input'!$F51),\"\")","v":""},{"$f":"IFERROR(IF(OR(U66=\"\",'Lives scenario - input'!$F51=\"\"),\"\",U66/'Lives scenario - input'!$F51),\"\")","v":""},{"$f":"IFERROR(IF(OR(V66=\"\",'Lives scenario - input'!$F51=\"\"),\"\",V66/'Lives scenario - input'!$F51),\"\")","v":""},{"$f":"IFERROR(IF(OR(W66=\"\",'Lives scenario - input'!$F51=\"\"),\"\",W66/'Lives scenario - input'!$F51),\"\")","v":""}]
[{"$f":"IFERROR('Lives scenario - input'!A52,\"\")","v":""},{"$f":"IFERROR('Lives scenario - input'!B52,\"\")","v":""},{"$f":"IFERROR('Lives scenario - input'!C52,\"\")","v":""},{"$f":"IFERROR(repcalc('Lives scenario - input'!$CX52:$GJ52,'Lives scenario - input'!$I52,'Lives scenario - input'!$G52,'Lives scenario - input'!$H52,20,TRUE,TRUE),\"\")","v":""},"","","","","","","","","","","","","","","","","","","",{"$f":"IFERROR(IF(OR(D67=\"\",'Lives scenario - input'!$F52=\"\"),\"\",D67/'Lives scenario - input'!$F52),\"\")","v":""},{"$f":"IFERROR(IF(OR(E67=\"\",'Lives scenario - input'!$F52=\"\"),\"\",E67/'Lives scenario - input'!$F52),\"\")","v":""},{"$f":"IFERROR(IF(OR(F67=\"\",'Lives scenario - input'!$F52=\"\"),\"\",F67/'Lives scenario - input'!$F52),\"\")","v":""},{"$f":"IFERROR(IF(OR(G67=\"\",'Lives scenario - input'!$F52=\"\"),\"\",G67/'Lives scenario - input'!$F52),\"\")","v":""},{"$f":"IFERROR(IF(OR(H67=\"\",'Lives scenario - input'!$F52=\"\"),\"\",H67/'Lives scenario - input'!$F52),\"\")","v":""},{"$f":"IFERROR(IF(OR(I67=\"\",'Lives scenario - input'!$F52=\"\"),\"\",I67/'Lives scenario - input'!$F52),\"\")","v":""},{"$f":"IFERROR(IF(OR(J67=\"\",'Lives scenario - input'!$F52=\"\"),\"\",J67/'Lives scenario - input'!$F52),\"\")","v":""},{"$f":"IFERROR(IF(OR(K67=\"\",'Lives scenario - input'!$F52=\"\"),\"\",K67/'Lives scenario - input'!$F52),\"\")","v":""},{"$f":"IFERROR(IF(OR(L67=\"\",'Lives scenario - input'!$F52=\"\"),\"\",L67/'Lives scenario - input'!$F52),\"\")","v":""},{"$f":"IFERROR(IF(OR(M67=\"\",'Lives scenario - input'!$F52=\"\"),\"\",M67/'Lives scenario - input'!$F52),\"\")","v":""},{"$f":"IFERROR(IF(OR(N67=\"\",'Lives scenario - input'!$F52=\"\"),\"\",N67/'Lives scenario - input'!$F52),\"\")","v":""},{"$f":"IFERROR(IF(OR(O67=\"\",'Lives scenario - input'!$F52=\"\"),\"\",O67/'Lives scenario - input'!$F52),\"\")","v":""},{"$f":"IFERROR(IF(OR(P67=\"\",'Lives scenario - input'!$F52=\"\"),\"\",P67/'Lives scenario - input'!$F52),\"\")","v":""},{"$f":"IFERROR(IF(OR(Q67=\"\",'Lives scenario - input'!$F52=\"\"),\"\",Q67/'Lives scenario - input'!$F52),\"\")","v":""},{"$f":"IFERROR(IF(OR(R67=\"\",'Lives scenario - input'!$F52=\"\"),\"\",R67/'Lives scenario - input'!$F52),\"\")","v":""},{"$f":"IFERROR(IF(OR(S67=\"\",'Lives scenario - input'!$F52=\"\"),\"\",S67/'Lives scenario - input'!$F52),\"\")","v":""},{"$f":"IFERROR(IF(OR(T67=\"\",'Lives scenario - input'!$F52=\"\"),\"\",T67/'Lives scenario - input'!$F52),\"\")","v":""},{"$f":"IFERROR(IF(OR(U67=\"\",'Lives scenario - input'!$F52=\"\"),\"\",U67/'Lives scenario - input'!$F52),\"\")","v":""},{"$f":"IFERROR(IF(OR(V67=\"\",'Lives scenario - input'!$F52=\"\"),\"\",V67/'Lives scenario - input'!$F52),\"\")","v":""},{"$f":"IFERROR(IF(OR(W67=\"\",'Lives scenario - input'!$F52=\"\"),\"\",W67/'Lives scenario - input'!$F52),\"\")","v":""}]
[{"$f":"IFERROR('Lives scenario - input'!A53,\"\")","v":""},{"$f":"IFERROR('Lives scenario - input'!B53,\"\")","v":""},{"$f":"IFERROR('Lives scenario - input'!C53,\"\")","v":""},{"$f":"IFERROR(repcalc('Lives scenario - input'!$CX53:$GJ53,'Lives scenario - input'!$I53,'Lives scenario - input'!$G53,'Lives scenario - input'!$H53,20,TRUE,TRUE),\"\")","v":""},"","","","","","","","","","","","","","","","","","","",{"$f":"IFERROR(IF(OR(D68=\"\",'Lives scenario - input'!$F53=\"\"),\"\",D68/'Lives scenario - input'!$F53),\"\")","v":""},{"$f":"IFERROR(IF(OR(E68=\"\",'Lives scenario - input'!$F53=\"\"),\"\",E68/'Lives scenario - input'!$F53),\"\")","v":""},{"$f":"IFERROR(IF(OR(F68=\"\",'Lives scenario - input'!$F53=\"\"),\"\",F68/'Lives scenario - input'!$F53),\"\")","v":""},{"$f":"IFERROR(IF(OR(G68=\"\",'Lives scenario - input'!$F53=\"\"),\"\",G68/'Lives scenario - input'!$F53),\"\")","v":""},{"$f":"IFERROR(IF(OR(H68=\"\",'Lives scenario - input'!$F53=\"\"),\"\",H68/'Lives scenario - input'!$F53),\"\")","v":""},{"$f":"IFERROR(IF(OR(I68=\"\",'Lives scenario - input'!$F53=\"\"),\"\",I68/'Lives scenario - input'!$F53),\"\")","v":""},{"$f":"IFERROR(IF(OR(J68=\"\",'Lives scenario - input'!$F53=\"\"),\"\",J68/'Lives scenario - input'!$F53),\"\")","v":""},{"$f":"IFERROR(IF(OR(K68=\"\",'Lives scenario - input'!$F53=\"\"),\"\",K68/'Lives scenario - input'!$F53),\"\")","v":""},{"$f":"IFERROR(IF(OR(L68=\"\",'Lives scenario - input'!$F53=\"\"),\"\",L68/'Lives scenario - input'!$F53),\"\")","v":""},{"$f":"IFERROR(IF(OR(M68=\"\",'Lives scenario - input'!$F53=\"\"),\"\",M68/'Lives scenario - input'!$F53),\"\")","v":""},{"$f":"IFERROR(IF(OR(N68=\"\",'Lives scenario - input'!$F53=\"\"),\"\",N68/'Lives scenario - input'!$F53),\"\")","v":""},{"$f":"IFERROR(IF(OR(O68=\"\",'Lives scenario - input'!$F53=\"\"),\"\",O68/'Lives scenario - input'!$F53),\"\")","v":""},{"$f":"IFERROR(IF(OR(P68=\"\",'Lives scenario - input'!$F53=\"\"),\"\",P68/'Lives scenario - input'!$F53),\"\")","v":""},{"$f":"IFERROR(IF(OR(Q68=\"\",'Lives scenario - input'!$F53=\"\"),\"\",Q68/'Lives scenario - input'!$F53),\"\")","v":""},{"$f":"IFERROR(IF(OR(R68=\"\",'Lives scenario - input'!$F53=\"\"),\"\",R68/'Lives scenario - input'!$F53),\"\")","v":""},{"$f":"IFERROR(IF(OR(S68=\"\",'Lives scenario - input'!$F53=\"\"),\"\",S68/'Lives scenario - input'!$F53),\"\")","v":""},{"$f":"IFERROR(IF(OR(T68=\"\",'Lives scenario - input'!$F53=\"\"),\"\",T68/'Lives scenario - input'!$F53),\"\")","v":""},{"$f":"IFERROR(IF(OR(U68=\"\",'Lives scenario - input'!$F53=\"\"),\"\",U68/'Lives scenario - input'!$F53),\"\")","v":""},{"$f":"IFERROR(IF(OR(V68=\"\",'Lives scenario - input'!$F53=\"\"),\"\",V68/'Lives scenario - input'!$F53),\"\")","v":""},{"$f":"IFERROR(IF(OR(W68=\"\",'Lives scenario - input'!$F53=\"\"),\"\",W68/'Lives scenario - input'!$F53),\"\")","v":""}]
[{"$f":"IFERROR('Lives scenario - input'!A54,\"\")","v":""},{"$f":"IFERROR('Lives scenario - input'!B54,\"\")","v":""},{"$f":"IFERROR('Lives scenario - input'!C54,\"\")","v":""},{"$f":"IFERROR(repcalc('Lives scenario - input'!$CX54:$GJ54,'Lives scenario - input'!$I54,'Lives scenario - input'!$G54,'Lives scenario - input'!$H54,20,TRUE,TRUE),\"\")","v":""},"","","","","","","","","","","","","","","","","","","",{"$f":"IFERROR(IF(OR(D69=\"\",'Lives scenario - input'!$F54=\"\"),\"\",D69/'Lives scenario - input'!$F54),\"\")","v":""},{"$f":"IFERROR(IF(OR(E69=\"\",'Lives scenario - input'!$F54=\"\"),\"\",E69/'Lives scenario - input'!$F54),\"\")","v":""},{"$f":"IFERROR(IF(OR(F69=\"\",'Lives scenario - input'!$F54=\"\"),\"\",F69/'Lives scenario - input'!$F54),\"\")","v":""},{"$f":"IFERROR(IF(OR(G69=\"\",'Lives scenario - input'!$F54=\"\"),\"\",G69/'Lives scenario - input'!$F54),\"\")","v":""},{"$f":"IFERROR(IF(OR(H69=\"\",'Lives scenario - input'!$F54=\"\"),\"\",H69/'Lives scenario - input'!$F54),\"\")","v":""},{"$f":"IFERROR(IF(OR(I69=\"\",'Lives scenario - input'!$F54=\"\"),\"\",I69/'Lives scenario - input'!$F54),\"\")","v":""},{"$f":"IFERROR(IF(OR(J69=\"\",'Lives scenario - input'!$F54=\"\"),\"\",J69/'Lives scenario - input'!$F54),\"\")","v":""},{"$f":"IFERROR(IF(OR(K69=\"\",'Lives scenario - input'!$F54=\"\"),\"\",K69/'Lives scenario - input'!$F54),\"\")","v":""},{"$f":"IFERROR(IF(OR(L69=\"\",'Lives scenario - input'!$F54=\"\"),\"\",L69/'Lives scenario - input'!$F54),\"\")","v":""},{"$f":"IFERROR(IF(OR(M69=\"\",'Lives scenario - input'!$F54=\"\"),\"\",M69/'Lives scenario - input'!$F54),\"\")","v":""},{"$f":"IFERROR(IF(OR(N69=\"\",'Lives scenario - input'!$F54=\"\"),\"\",N69/'Lives scenario - input'!$F54),\"\")","v":""},{"$f":"IFERROR(IF(OR(O69=\"\",'Lives scenario - input'!$F54=\"\"),\"\",O69/'Lives scenario - input'!$F54),\"\")","v":""},{"$f":"IFERROR(IF(OR(P69=\"\",'Lives scenario - input'!$F54=\"\"),\"\",P69/'Lives scenario - input'!$F54),\"\")","v":""},{"$f":"IFERROR(IF(OR(Q69=\"\",'Lives scenario - input'!$F54=\"\"),\"\",Q69/'Lives scenario - input'!$F54),\"\")","v":""},{"$f":"IFERROR(IF(OR(R69=\"\",'Lives scenario - input'!$F54=\"\"),\"\",R69/'Lives scenario - input'!$F54),\"\")","v":""},{"$f":"IFERROR(IF(OR(S69=\"\",'Lives scenario - input'!$F54=\"\"),\"\",S69/'Lives scenario - input'!$F54),\"\")","v":""},{"$f":"IFERROR(IF(OR(T69=\"\",'Lives scenario - input'!$F54=\"\"),\"\",T69/'Lives scenario - input'!$F54),\"\")","v":""},{"$f":"IFERROR(IF(OR(U69=\"\",'Lives scenario - input'!$F54=\"\"),\"\",U69/'Lives scenario - input'!$F54),\"\")","v":""},{"$f":"IFERROR(IF(OR(V69=\"\",'Lives scenario - input'!$F54=\"\"),\"\",V69/'Lives scenario - input'!$F54),\"\")","v":""},{"$f":"IFERROR(IF(OR(W69=\"\",'Lives scenario - input'!$F54=\"\"),\"\",W69/'Lives scenario - input'!$F54),\"\")","v":""}]
[{"$f":"IFERROR('Lives scenario - input'!A55,\"\")","v":""},{"$f":"IFERROR('Lives scenario - input'!B55,\"\")","v":""},{"$f":"IFERROR('Lives scenario - input'!C55,\"\")","v":""},{"$f":"IFERROR(repcalc('Lives scenario - input'!$CX55:$GJ55,'Lives scenario - input'!$I55,'Lives scenario - input'!$G55,'Lives scenario - input'!$H55,20,TRUE,TRUE),\"\")","v":""},"","","","","","","","","","","","","","","","","","","",{"$f":"IFERROR(IF(OR(D70=\"\",'Lives scenario - input'!$F55=\"\"),\"\",D70/'Lives scenario - input'!$F55),\"\")","v":""},{"$f":"IFERROR(IF(OR(E70=\"\",'Lives scenario - input'!$F55=\"\"),\"\",E70/'Lives scenario - input'!$F55),\"\")","v":""},{"$f":"IFERROR(IF(OR(F70=\"\",'Lives scenario - input'!$F55=\"\"),\"\",F70/'Lives scenario - input'!$F55),\"\")","v":""},{"$f":"IFERROR(IF(OR(G70=\"\",'Lives scenario - input'!$F55=\"\"),\"\",G70/'Lives scenario - input'!$F55),\"\")","v":""},{"$f":"IFERROR(IF(OR(H70=\"\",'Lives scenario - input'!$F55=\"\"),\"\",H70/'Lives scenario - input'!$F55),\"\")","v":""},{"$f":"IFERROR(IF(OR(I70=\"\",'Lives scenario - input'!$F55=\"\"),\"\",I70/'Lives scenario - input'!$F55),\"\")","v":""},{"$f":"IFERROR(IF(OR(J70=\"\",'Lives scenario - input'!$F55=\"\"),\"\",J70/'Lives scenario - input'!$F55),\"\")","v":""},{"$f":"IFERROR(IF(OR(K70=\"\",'Lives scenario - input'!$F55=\"\"),\"\",K70/'Lives scenario - input'!$F55),\"\")","v":""},{"$f":"IFERROR(IF(OR(L70=\"\",'Lives scenario - input'!$F55=\"\"),\"\",L70/'Lives scenario - input'!$F55),\"\")","v":""},{"$f":"IFERROR(IF(OR(M70=\"\",'Lives scenario - input'!$F55=\"\"),\"\",M70/'Lives scenario - input'!$F55),\"\")","v":""},{"$f":"IFERROR(IF(OR(N70=\"\",'Lives scenario - input'!$F55=\"\"),\"\",N70/'Lives scenario - input'!$F55),\"\")","v":""},{"$f":"IFERROR(IF(OR(O70=\"\",'Lives scenario - input'!$F55=\"\"),\"\",O70/'Lives scenario - input'!$F55),\"\")","v":""},{"$f":"IFERROR(IF(OR(P70=\"\",'Lives scenario - input'!$F55=\"\"),\"\",P70/'Lives scenario - input'!$F55),\"\")","v":""},{"$f":"IFERROR(IF(OR(Q70=\"\",'Lives scenario - input'!$F55=\"\"),\"\",Q70/'Lives scenario - input'!$F55),\"\")","v":""},{"$f":"IFERROR(IF(OR(R70=\"\",'Lives scenario - input'!$F55=\"\"),\"\",R70/'Lives scenario - input'!$F55),\"\")","v":""},{"$f":"IFERROR(IF(OR(S70=\"\",'Lives scenario - input'!$F55=\"\"),\"\",S70/'Lives scenario - input'!$F55),\"\")","v":""},{"$f":"IFERROR(IF(OR(T70=\"\",'Lives scenario - input'!$F55=\"\"),\"\",T70/'Lives scenario - input'!$F55),\"\")","v":""},{"$f":"IFERROR(IF(OR(U70=\"\",'Lives scenario - input'!$F55=\"\"),\"\",U70/'Lives scenario - input'!$F55),\"\")","v":""},{"$f":"IFERROR(IF(OR(V70=\"\",'Lives scenario - input'!$F55=\"\"),\"\",V70/'Lives scenario - input'!$F55),\"\")","v":""},{"$f":"IFERROR(IF(OR(W70=\"\",'Lives scenario - input'!$F55=\"\"),\"\",W70/'Lives scenario - input'!$F55),\"\")","v":""}]
[{"$f":"IFERROR('Lives scenario - input'!A56,\"\")","v":""},{"$f":"IFERROR('Lives scenario - input'!B56,\"\")","v":""},{"$f":"IFERROR('Lives scenario - input'!C56,\"\")","v":""},{"$f":"IFERROR(repcalc('Lives scenario - input'!$CX56:$GJ56,'Lives scenario - input'!$I56,'Lives scenario - input'!$G56,'Lives scenario - input'!$H56,20,TRUE,TRUE),\"\")","v":""},"","","","","","","","","","","","","","","","","","","",{"$f":"IFERROR(IF(OR(D71=\"\",'Lives scenario - input'!$F56=\"\"),\"\",D71/'Lives scenario - input'!$F56),\"\")","v":""},{"$f":"IFERROR(IF(OR(E71=\"\",'Lives scenario - input'!$F56=\"\"),\"\",E71/'Lives scenario - input'!$F56),\"\")","v":""},{"$f":"IFERROR(IF(OR(F71=\"\",'Lives scenario - input'!$F56=\"\"),\"\",F71/'Lives scenario - input'!$F56),\"\")","v":""},{"$f":"IFERROR(IF(OR(G71=\"\",'Lives scenario - input'!$F56=\"\"),\"\",G71/'Lives scenario - input'!$F56),\"\")","v":""},{"$f":"IFERROR(IF(OR(H71=\"\",'Lives scenario - input'!$F56=\"\"),\"\",H71/'Lives scenario - input'!$F56),\"\")","v":""},{"$f":"IFERROR(IF(OR(I71=\"\",'Lives scenario - input'!$F56=\"\"),\"\",I71/'Lives scenario - input'!$F56),\"\")","v":""},{"$f":"IFERROR(IF(OR(J71=\"\",'Lives scenario - input'!$F56=\"\"),\"\",J71/'Lives scenario - input'!$F56),\"\")","v":""},{"$f":"IFERROR(IF(OR(K71=\"\",'Lives scenario - input'!$F56=\"\"),\"\",K71/'Lives scenario - input'!$F56),\"\")","v":""},{"$f":"IFERROR(IF(OR(L71=\"\",'Lives scenario - input'!$F56=\"\"),\"\",L71/'Lives scenario - input'!$F56),\"\")","v":""},{"$f":"IFERROR(IF(OR(M71=\"\",'Lives scenario - input'!$F56=\"\"),\"\",M71/'Lives scenario - input'!$F56),\"\")","v":""},{"$f":"IFERROR(IF(OR(N71=\"\",'Lives scenario - input'!$F56=\"\"),\"\",N71/'Lives scenario - input'!$F56),\"\")","v":""},{"$f":"IFERROR(IF(OR(O71=\"\",'Lives scenario - input'!$F56=\"\"),\"\",O71/'Lives scenario - input'!$F56),\"\")","v":""},{"$f":"IFERROR(IF(OR(P71=\"\",'Lives scenario - input'!$F56=\"\"),\"\",P71/'Lives scenario - input'!$F56),\"\")","v":""},{"$f":"IFERROR(IF(OR(Q71=\"\",'Lives scenario - input'!$F56=\"\"),\"\",Q71/'Lives scenario - input'!$F56),\"\")","v":""},{"$f":"IFERROR(IF(OR(R71=\"\",'Lives scenario - input'!$F56=\"\"),\"\",R71/'Lives scenario - input'!$F56),\"\")","v":""},{"$f":"IFERROR(IF(OR(S71=\"\",'Lives scenario - input'!$F56=\"\"),\"\",S71/'Lives scenario - input'!$F56),\"\")","v":""},{"$f":"IFERROR(IF(OR(T71=\"\",'Lives scenario - input'!$F56=\"\"),\"\",T71/'Lives scenario - input'!$F56),\"\")","v":""},{"$f":"IFERROR(IF(OR(U71=\"\",'Lives scenario - input'!$F56=\"\"),\"\",U71/'Lives scenario - input'!$F56),\"\")","v":""},{"$f":"IFERROR(IF(OR(V71=\"\",'Lives scenario - input'!$F56=\"\"),\"\",V71/'Lives scenario - input'!$F56),\"\")","v":""},{"$f":"IFERROR(IF(OR(W71=\"\",'Lives scenario - input'!$F56=\"\"),\"\",W71/'Lives scenario - input'!$F56),\"\")","v":""}]
[{"$f":"IFERROR('Lives scenario - input'!A57,\"\")","v":""},{"$f":"IFERROR('Lives scenario - input'!B57,\"\")","v":""},{"$f":"IFERROR('Lives scenario - input'!C57,\"\")","v":""},{"$f":"IFERROR(repcalc('Lives scenario - input'!$CX57:$GJ57,'Lives scenario - input'!$I57,'Lives scenario - input'!$G57,'Lives scenario - input'!$H57,20,TRUE,TRUE),\"\")","v":""},"","","","","","","","","","","","","","","","","","","",{"$f":"IFERROR(IF(OR(D72=\"\",'Lives scenario - input'!$F57=\"\"),\"\",D72/'Lives scenario - input'!$F57),\"\")","v":""},{"$f":"IFERROR(IF(OR(E72=\"\",'Lives scenario - input'!$F57=\"\"),\"\",E72/'Lives scenario - input'!$F57),\"\")","v":""},{"$f":"IFERROR(IF(OR(F72=\"\",'Lives scenario - input'!$F57=\"\"),\"\",F72/'Lives scenario - input'!$F57),\"\")","v":""},{"$f":"IFERROR(IF(OR(G72=\"\",'Lives scenario - input'!$F57=\"\"),\"\",G72/'Lives scenario - input'!$F57),\"\")","v":""},{"$f":"IFERROR(IF(OR(H72=\"\",'Lives scenario - input'!$F57=\"\"),\"\",H72/'Lives scenario - input'!$F57),\"\")","v":""},{"$f":"IFERROR(IF(OR(I72=\"\",'Lives scenario - input'!$F57=\"\"),\"\",I72/'Lives scenario - input'!$F57),\"\")","v":""},{"$f":"IFERROR(IF(OR(J72=\"\",'Lives scenario - input'!$F57=\"\"),\"\",J72/'Lives scenario - input'!$F57),\"\")","v":""},{"$f":"IFERROR(IF(OR(K72=\"\",'Lives scenario - input'!$F57=\"\"),\"\",K72/'Lives scenario - input'!$F57),\"\")","v":""},{"$f":"IFERROR(IF(OR(L72=\"\",'Lives scenario - input'!$F57=\"\"),\"\",L72/'Lives scenario - input'!$F57),\"\")","v":""},{"$f":"IFERROR(IF(OR(M72=\"\",'Lives scenario - input'!$F57=\"\"),\"\",M72/'Lives scenario - input'!$F57),\"\")","v":""},{"$f":"IFERROR(IF(OR(N72=\"\",'Lives scenario - input'!$F57=\"\"),\"\",N72/'Lives scenario - input'!$F57),\"\")","v":""},{"$f":"IFERROR(IF(OR(O72=\"\",'Lives scenario - input'!$F57=\"\"),\"\",O72/'Lives scenario - input'!$F57),\"\")","v":""},{"$f":"IFERROR(IF(OR(P72=\"\",'Lives scenario - input'!$F57=\"\"),\"\",P72/'Lives scenario - input'!$F57),\"\")","v":""},{"$f":"IFERROR(IF(OR(Q72=\"\",'Lives scenario - input'!$F57=\"\"),\"\",Q72/'Lives scenario - input'!$F57),\"\")","v":""},{"$f":"IFERROR(IF(OR(R72=\"\",'Lives scenario - input'!$F57=\"\"),\"\",R72/'Lives scenario - input'!$F57),\"\")","v":""},{"$f":"IFERROR(IF(OR(S72=\"\",'Lives scenario - input'!$F57=\"\"),\"\",S72/'Lives scenario - input'!$F57),\"\")","v":""},{"$f":"IFERROR(IF(OR(T72=\"\",'Lives scenario - input'!$F57=\"\"),\"\",T72/'Lives scenario - input'!$F57),\"\")","v":""},{"$f":"IFERROR(IF(OR(U72=\"\",'Lives scenario - input'!$F57=\"\"),\"\",U72/'Lives scenario - input'!$F57),\"\")","v":""},{"$f":"IFERROR(IF(OR(V72=\"\",'Lives scenario - input'!$F57=\"\"),\"\",V72/'Lives scenario - input'!$F57),\"\")","v":""},{"$f":"IFERROR(IF(OR(W72=\"\",'Lives scenario - input'!$F57=\"\"),\"\",W72/'Lives scenario - input'!$F57),\"\")","v":""}]
[{"$f":"IFERROR('Lives scenario - input'!A58,\"\")","v":""},{"$f":"IFERROR('Lives scenario - input'!B58,\"\")","v":""},{"$f":"IFERROR('Lives scenario - input'!C58,\"\")","v":""},{"$f":"IFERROR(repcalc('Lives scenario - input'!$CX58:$GJ58,'Lives scenario - input'!$I58,'Lives scenario - input'!$G58,'Lives scenario - input'!$H58,20,TRUE,TRUE),\"\")","v":""},"","","","","","","","","","","","","","","","","","","",{"$f":"IFERROR(IF(OR(D73=\"\",'Lives scenario - input'!$F58=\"\"),\"\",D73/'Lives scenario - input'!$F58),\"\")","v":""},{"$f":"IFERROR(IF(OR(E73=\"\",'Lives scenario - input'!$F58=\"\"),\"\",E73/'Lives scenario - input'!$F58),\"\")","v":""},{"$f":"IFERROR(IF(OR(F73=\"\",'Lives scenario - input'!$F58=\"\"),\"\",F73/'Lives scenario - input'!$F58),\"\")","v":""},{"$f":"IFERROR(IF(OR(G73=\"\",'Lives scenario - input'!$F58=\"\"),\"\",G73/'Lives scenario - input'!$F58),\"\")","v":""},{"$f":"IFERROR(IF(OR(H73=\"\",'Lives scenario - input'!$F58=\"\"),\"\",H73/'Lives scenario - input'!$F58),\"\")","v":""},{"$f":"IFERROR(IF(OR(I73=\"\",'Lives scenario - input'!$F58=\"\"),\"\",I73/'Lives scenario - input'!$F58),\"\")","v":""},{"$f":"IFERROR(IF(OR(J73=\"\",'Lives scenario - input'!$F58=\"\"),\"\",J73/'Lives scenario - input'!$F58),\"\")","v":""},{"$f":"IFERROR(IF(OR(K73=\"\",'Lives scenario - input'!$F58=\"\"),\"\",K73/'Lives scenario - input'!$F58),\"\")","v":""},{"$f":"IFERROR(IF(OR(L73=\"\",'Lives scenario - input'!$F58=\"\"),\"\",L73/'Lives scenario - input'!$F58),\"\")","v":""},{"$f":"IFERROR(IF(OR(M73=\"\",'Lives scenario - input'!$F58=\"\"),\"\",M73/'Lives scenario - input'!$F58),\"\")","v":""},{"$f":"IFERROR(IF(OR(N73=\"\",'Lives scenario - input'!$F58=\"\"),\"\",N73/'Lives scenario - input'!$F58),\"\")","v":""},{"$f":"IFERROR(IF(OR(O73=\"\",'Lives scenario - input'!$F58=\"\"),\"\",O73/'Lives scenario - input'!$F58),\"\")","v":""},{"$f":"IFERROR(IF(OR(P73=\"\",'Lives scenario - input'!$F58=\"\"),\"\",P73/'Lives scenario - input'!$F58),\"\")","v":""},{"$f":"IFERROR(IF(OR(Q73=\"\",'Lives scenario - input'!$F58=\"\"),\"\",Q73/'Lives scenario - input'!$F58),\"\")","v":""},{"$f":"IFERROR(IF(OR(R73=\"\",'Lives scenario - input'!$F58=\"\"),\"\",R73/'Lives scenario - input'!$F58),\"\")","v":""},{"$f":"IFERROR(IF(OR(S73=\"\",'Lives scenario - input'!$F58=\"\"),\"\",S73/'Lives scenario - input'!$F58),\"\")","v":""},{"$f":"IFERROR(IF(OR(T73=\"\",'Lives scenario - input'!$F58=\"\"),\"\",T73/'Lives scenario - input'!$F58),\"\")","v":""},{"$f":"IFERROR(IF(OR(U73=\"\",'Lives scenario - input'!$F58=\"\"),\"\",U73/'Lives scenario - input'!$F58),\"\")","v":""},{"$f":"IFERROR(IF(OR(V73=\"\",'Lives scenario - input'!$F58=\"\"),\"\",V73/'Lives scenario - input'!$F58),\"\")","v":""},{"$f":"IFERROR(IF(OR(W73=\"\",'Lives scenario - input'!$F58=\"\"),\"\",W73/'Lives scenario - input'!$F58),\"\")","v":""}]
[{"$f":"IFERROR('Lives scenario - input'!A59,\"\")","v":""},{"$f":"IFERROR('Lives scenario - input'!B59,\"\")","v":""},{"$f":"IFERROR('Lives scenario - input'!C59,\"\")","v":""},{"$f":"IFERROR(repcalc('Lives scenario - input'!$CX59:$GJ59,'Lives scenario - input'!$I59,'Lives scenario - input'!$G59,'Lives scenario - input'!$H59,20,TRUE,TRUE),\"\")","v":""},"","","","","","","","","","","","","","","","","","","",{"$f":"IFERROR(IF(OR(D74=\"\",'Lives scenario - input'!$F59=\"\"),\"\",D74/'Lives scenario - input'!$F59),\"\")","v":""},{"$f":"IFERROR(IF(OR(E74=\"\",'Lives scenario - input'!$F59=\"\"),\"\",E74/'Lives scenario - input'!$F59),\"\")","v":""},{"$f":"IFERROR(IF(OR(F74=\"\",'Lives scenario - input'!$F59=\"\"),\"\",F74/'Lives scenario - input'!$F59),\"\")","v":""},{"$f":"IFERROR(IF(OR(G74=\"\",'Lives scenario - input'!$F59=\"\"),\"\",G74/'Lives scenario - input'!$F59),\"\")","v":""},{"$f":"IFERROR(IF(OR(H74=\"\",'Lives scenario - input'!$F59=\"\"),\"\",H74/'Lives scenario - input'!$F59),\"\")","v":""},{"$f":"IFERROR(IF(OR(I74=\"\",'Lives scenario - input'!$F59=\"\"),\"\",I74/'Lives scenario - input'!$F59),\"\")","v":""},{"$f":"IFERROR(IF(OR(J74=\"\",'Lives scenario - input'!$F59=\"\"),\"\",J74/'Lives scenario - input'!$F59),\"\")","v":""},{"$f":"IFERROR(IF(OR(K74=\"\",'Lives scenario - input'!$F59=\"\"),\"\",K74/'Lives scenario - input'!$F59),\"\")","v":""},{"$f":"IFERROR(IF(OR(L74=\"\",'Lives scenario - input'!$F59=\"\"),\"\",L74/'Lives scenario - input'!$F59),\"\")","v":""},{"$f":"IFERROR(IF(OR(M74=\"\",'Lives scenario - input'!$F59=\"\"),\"\",M74/'Lives scenario - input'!$F59),\"\")","v":""},{"$f":"IFERROR(IF(OR(N74=\"\",'Lives scenario - input'!$F59=\"\"),\"\",N74/'Lives scenario - input'!$F59),\"\")","v":""},{"$f":"IFERROR(IF(OR(O74=\"\",'Lives scenario - input'!$F59=\"\"),\"\",O74/'Lives scenario - input'!$F59),\"\")","v":""},{"$f":"IFERROR(IF(OR(P74=\"\",'Lives scenario - input'!$F59=\"\"),\"\",P74/'Lives scenario - input'!$F59),\"\")","v":""},{"$f":"IFERROR(IF(OR(Q74=\"\",'Lives scenario - input'!$F59=\"\"),\"\",Q74/'Lives scenario - input'!$F59),\"\")","v":""},{"$f":"IFERROR(IF(OR(R74=\"\",'Lives scenario - input'!$F59=\"\"),\"\",R74/'Lives scenario - input'!$F59),\"\")","v":""},{"$f":"IFERROR(IF(OR(S74=\"\",'Lives scenario - input'!$F59=\"\"),\"\",S74/'Lives scenario - input'!$F59),\"\")","v":""},{"$f":"IFERROR(IF(OR(T74=\"\",'Lives scenario - input'!$F59=\"\"),\"\",T74/'Lives scenario - input'!$F59),\"\")","v":""},{"$f":"IFERROR(IF(OR(U74=\"\",'Lives scenario - input'!$F59=\"\"),\"\",U74/'Lives scenario - input'!$F59),\"\")","v":""},{"$f":"IFERROR(IF(OR(V74=\"\",'Lives scenario - input'!$F59=\"\"),\"\",V74/'Lives scenario - input'!$F59),\"\")","v":""},{"$f":"IFERROR(IF(OR(W74=\"\",'Lives scenario - input'!$F59=\"\"),\"\",W74/'Lives scenario - input'!$F59),\"\")","v":""}]
[{"$f":"IFERROR('Lives scenario - input'!A60,\"\")","v":""},{"$f":"IFERROR('Lives scenario - input'!B60,\"\")","v":""},{"$f":"IFERROR('Lives scenario - input'!C60,\"\")","v":""},{"$f":"IFERROR(repcalc('Lives scenario - input'!$CX60:$GJ60,'Lives scenario - input'!$I60,'Lives scenario - input'!$G60,'Lives scenario - input'!$H60,20,TRUE,TRUE),\"\")","v":""},"","","","","","","","","","","","","","","","","","","",{"$f":"IFERROR(IF(OR(D75=\"\",'Lives scenario - input'!$F60=\"\"),\"\",D75/'Lives scenario - input'!$F60),\"\")","v":""},{"$f":"IFERROR(IF(OR(E75=\"\",'Lives scenario - input'!$F60=\"\"),\"\",E75/'Lives scenario - input'!$F60),\"\")","v":""},{"$f":"IFERROR(IF(OR(F75=\"\",'Lives scenario - input'!$F60=\"\"),\"\",F75/'Lives scenario - input'!$F60),\"\")","v":""},{"$f":"IFERROR(IF(OR(G75=\"\",'Lives scenario - input'!$F60=\"\"),\"\",G75/'Lives scenario - input'!$F60),\"\")","v":""},{"$f":"IFERROR(IF(OR(H75=\"\",'Lives scenario - input'!$F60=\"\"),\"\",H75/'Lives scenario - input'!$F60),\"\")","v":""},{"$f":"IFERROR(IF(OR(I75=\"\",'Lives scenario - input'!$F60=\"\"),\"\",I75/'Lives scenario - input'!$F60),\"\")","v":""},{"$f":"IFERROR(IF(OR(J75=\"\",'Lives scenario - input'!$F60=\"\"),\"\",J75/'Lives scenario - input'!$F60),\"\")","v":""},{"$f":"IFERROR(IF(OR(K75=\"\",'Lives scenario - input'!$F60=\"\"),\"\",K75/'Lives scenario - input'!$F60),\"\")","v":""},{"$f":"IFERROR(IF(OR(L75=\"\",'Lives scenario - input'!$F60=\"\"),\"\",L75/'Lives scenario - input'!$F60),\"\")","v":""},{"$f":"IFERROR(IF(OR(M75=\"\",'Lives scenario - input'!$F60=\"\"),\"\",M75/'Lives scenario - input'!$F60),\"\")","v":""},{"$f":"IFERROR(IF(OR(N75=\"\",'Lives scenario - input'!$F60=\"\"),\"\",N75/'Lives scenario - input'!$F60),\"\")","v":""},{"$f":"IFERROR(IF(OR(O75=\"\",'Lives scenario - input'!$F60=\"\"),\"\",O75/'Lives scenario - input'!$F60),\"\")","v":""},{"$f":"IFERROR(IF(OR(P75=\"\",'Lives scenario - input'!$F60=\"\"),\"\",P75/'Lives scenario - input'!$F60),\"\")","v":""},{"$f":"IFERROR(IF(OR(Q75=\"\",'Lives scenario - input'!$F60=\"\"),\"\",Q75/'Lives scenario - input'!$F60),\"\")","v":""},{"$f":"IFERROR(IF(OR(R75=\"\",'Lives scenario - input'!$F60=\"\"),\"\",R75/'Lives scenario - input'!$F60),\"\")","v":""},{"$f":"IFERROR(IF(OR(S75=\"\",'Lives scenario - input'!$F60=\"\"),\"\",S75/'Lives scenario - input'!$F60),\"\")","v":""},{"$f":"IFERROR(IF(OR(T75=\"\",'Lives scenario - input'!$F60=\"\"),\"\",T75/'Lives scenario - input'!$F60),\"\")","v":""},{"$f":"IFERROR(IF(OR(U75=\"\",'Lives scenario - input'!$F60=\"\"),\"\",U75/'Lives scenario - input'!$F60),\"\")","v":""},{"$f":"IFERROR(IF(OR(V75=\"\",'Lives scenario - input'!$F60=\"\"),\"\",V75/'Lives scenario - input'!$F60),\"\")","v":""},{"$f":"IFERROR(IF(OR(W75=\"\",'Lives scenario - input'!$F60=\"\"),\"\",W75/'Lives scenario - input'!$F60),\"\")","v":""}]
[{"$f":"IFERROR('Lives scenario - input'!A61,\"\")","v":""},{"$f":"IFERROR('Lives scenario - input'!B61,\"\")","v":""},{"$f":"IFERROR('Lives scenario - input'!C61,\"\")","v":""},{"$f":"IFERROR(repcalc('Lives scenario - input'!$CX61:$GJ61,'Lives scenario - input'!$I61,'Lives scenario - input'!$G61,'Lives scenario - input'!$H61,20,TRUE,TRUE),\"\")","v":""},"","","","","","","","","","","","","","","","","","","",{"$f":"IFERROR(IF(OR(D76=\"\",'Lives scenario - input'!$F61=\"\"),\"\",D76/'Lives scenario - input'!$F61),\"\")","v":""},{"$f":"IFERROR(IF(OR(E76=\"\",'Lives scenario - input'!$F61=\"\"),\"\",E76/'Lives scenario - input'!$F61),\"\")","v":""},{"$f":"IFERROR(IF(OR(F76=\"\",'Lives scenario - input'!$F61=\"\"),\"\",F76/'Lives scenario - input'!$F61),\"\")","v":""},{"$f":"IFERROR(IF(OR(G76=\"\",'Lives scenario - input'!$F61=\"\"),\"\",G76/'Lives scenario - input'!$F61),\"\")","v":""},{"$f":"IFERROR(IF(OR(H76=\"\",'Lives scenario - input'!$F61=\"\"),\"\",H76/'Lives scenario - input'!$F61),\"\")","v":""},{"$f":"IFERROR(IF(OR(I76=\"\",'Lives scenario - input'!$F61=\"\"),\"\",I76/'Lives scenario - input'!$F61),\"\")","v":""},{"$f":"IFERROR(IF(OR(J76=\"\",'Lives scenario - input'!$F61=\"\"),\"\",J76/'Lives scenario - input'!$F61),\"\")","v":""},{"$f":"IFERROR(IF(OR(K76=\"\",'Lives scenario - input'!$F61=\"\"),\"\",K76/'Lives scenario - input'!$F61),\"\")","v":""},{"$f":"IFERROR(IF(OR(L76=\"\",'Lives scenario - input'!$F61=\"\"),\"\",L76/'Lives scenario - input'!$F61),\"\")","v":""},{"$f":"IFERROR(IF(OR(M76=\"\",'Lives scenario - input'!$F61=\"\"),\"\",M76/'Lives scenario - input'!$F61),\"\")","v":""},{"$f":"IFERROR(IF(OR(N76=\"\",'Lives scenario - input'!$F61=\"\"),\"\",N76/'Lives scenario - input'!$F61),\"\")","v":""},{"$f":"IFERROR(IF(OR(O76=\"\",'Lives scenario - input'!$F61=\"\"),\"\",O76/'Lives scenario - input'!$F61),\"\")","v":""},{"$f":"IFERROR(IF(OR(P76=\"\",'Lives scenario - input'!$F61=\"\"),\"\",P76/'Lives scenario - input'!$F61),\"\")","v":""},{"$f":"IFERROR(IF(OR(Q76=\"\",'Lives scenario - input'!$F61=\"\"),\"\",Q76/'Lives scenario - input'!$F61),\"\")","v":""},{"$f":"IFERROR(IF(OR(R76=\"\",'Lives scenario - input'!$F61=\"\"),\"\",R76/'Lives scenario - input'!$F61),\"\")","v":""},{"$f":"IFERROR(IF(OR(S76=\"\",'Lives scenario - input'!$F61=\"\"),\"\",S76/'Lives scenario - input'!$F61),\"\")","v":""},{"$f":"IFERROR(IF(OR(T76=\"\",'Lives scenario - input'!$F61=\"\"),\"\",T76/'Lives scenario - input'!$F61),\"\")","v":""},{"$f":"IFERROR(IF(OR(U76=\"\",'Lives scenario - input'!$F61=\"\"),\"\",U76/'Lives scenario - input'!$F61),\"\")","v":""},{"$f":"IFERROR(IF(OR(V76=\"\",'Lives scenario - input'!$F61=\"\"),\"\",V76/'Lives scenario - input'!$F61),\"\")","v":""},{"$f":"IFERROR(IF(OR(W76=\"\",'Lives scenario - input'!$F61=\"\"),\"\",W76/'Lives scenario - input'!$F61),\"\")","v":""}]
[{"$f":"IFERROR('Lives scenario - input'!A62,\"\")","v":""},{"$f":"IFERROR('Lives scenario - input'!B62,\"\")","v":""},{"$f":"IFERROR('Lives scenario - input'!C62,\"\")","v":""},{"$f":"IFERROR(repcalc('Lives scenario - input'!$CX62:$GJ62,'Lives scenario - input'!$I62,'Lives scenario - input'!$G62,'Lives scenario - input'!$H62,20,TRUE,TRUE),\"\")","v":""},"","","","","","","","","","","","","","","","","","","",{"$f":"IFERROR(IF(OR(D77=\"\",'Lives scenario - input'!$F62=\"\"),\"\",D77/'Lives scenario - input'!$F62),\"\")","v":""},{"$f":"IFERROR(IF(OR(E77=\"\",'Lives scenario - input'!$F62=\"\"),\"\",E77/'Lives scenario - input'!$F62),\"\")","v":""},{"$f":"IFERROR(IF(OR(F77=\"\",'Lives scenario - input'!$F62=\"\"),\"\",F77/'Lives scenario - input'!$F62),\"\")","v":""},{"$f":"IFERROR(IF(OR(G77=\"\",'Lives scenario - input'!$F62=\"\"),\"\",G77/'Lives scenario - input'!$F62),\"\")","v":""},{"$f":"IFERROR(IF(OR(H77=\"\",'Lives scenario - input'!$F62=\"\"),\"\",H77/'Lives scenario - input'!$F62),\"\")","v":""},{"$f":"IFERROR(IF(OR(I77=\"\",'Lives scenario - input'!$F62=\"\"),\"\",I77/'Lives scenario - input'!$F62),\"\")","v":""},{"$f":"IFERROR(IF(OR(J77=\"\",'Lives scenario - input'!$F62=\"\"),\"\",J77/'Lives scenario - input'!$F62),\"\")","v":""},{"$f":"IFERROR(IF(OR(K77=\"\",'Lives scenario - input'!$F62=\"\"),\"\",K77/'Lives scenario - input'!$F62),\"\")","v":""},{"$f":"IFERROR(IF(OR(L77=\"\",'Lives scenario - input'!$F62=\"\"),\"\",L77/'Lives scenario - input'!$F62),\"\")","v":""},{"$f":"IFERROR(IF(OR(M77=\"\",'Lives scenario - input'!$F62=\"\"),\"\",M77/'Lives scenario - input'!$F62),\"\")","v":""},{"$f":"IFERROR(IF(OR(N77=\"\",'Lives scenario - input'!$F62=\"\"),\"\",N77/'Lives scenario - input'!$F62),\"\")","v":""},{"$f":"IFERROR(IF(OR(O77=\"\",'Lives scenario - input'!$F62=\"\"),\"\",O77/'Lives scenario - input'!$F62),\"\")","v":""},{"$f":"IFERROR(IF(OR(P77=\"\",'Lives scenario - input'!$F62=\"\"),\"\",P77/'Lives scenario - input'!$F62),\"\")","v":""},{"$f":"IFERROR(IF(OR(Q77=\"\",'Lives scenario - input'!$F62=\"\"),\"\",Q77/'Lives scenario - input'!$F62),\"\")","v":""},{"$f":"IFERROR(IF(OR(R77=\"\",'Lives scenario - input'!$F62=\"\"),\"\",R77/'Lives scenario - input'!$F62),\"\")","v":""},{"$f":"IFERROR(IF(OR(S77=\"\",'Lives scenario - input'!$F62=\"\"),\"\",S77/'Lives scenario - input'!$F62),\"\")","v":""},{"$f":"IFERROR(IF(OR(T77=\"\",'Lives scenario - input'!$F62=\"\"),\"\",T77/'Lives scenario - input'!$F62),\"\")","v":""},{"$f":"IFERROR(IF(OR(U77=\"\",'Lives scenario - input'!$F62=\"\"),\"\",U77/'Lives scenario - input'!$F62),\"\")","v":""},{"$f":"IFERROR(IF(OR(V77=\"\",'Lives scenario - input'!$F62=\"\"),\"\",V77/'Lives scenario - input'!$F62),\"\")","v":""},{"$f":"IFERROR(IF(OR(W77=\"\",'Lives scenario - input'!$F62=\"\"),\"\",W77/'Lives scenario - input'!$F62),\"\")","v":""}]
[{"$f":"IFERROR('Lives scenario - input'!A63,\"\")","v":""},{"$f":"IFERROR('Lives scenario - input'!B63,\"\")","v":""},{"$f":"IFERROR('Lives scenario - input'!C63,\"\")","v":""},{"$f":"IFERROR(repcalc('Lives scenario - input'!$CX63:$GJ63,'Lives scenario - input'!$I63,'Lives scenario - input'!$G63,'Lives scenario - input'!$H63,20,TRUE,TRUE),\"\")","v":""},"","","","","","","","","","","","","","","","","","","",{"$f":"IFERROR(IF(OR(D78=\"\",'Lives scenario - input'!$F63=\"\"),\"\",D78/'Lives scenario - input'!$F63),\"\")","v":""},{"$f":"IFERROR(IF(OR(E78=\"\",'Lives scenario - input'!$F63=\"\"),\"\",E78/'Lives scenario - input'!$F63),\"\")","v":""},{"$f":"IFERROR(IF(OR(F78=\"\",'Lives scenario - input'!$F63=\"\"),\"\",F78/'Lives scenario - input'!$F63),\"\")","v":""},{"$f":"IFERROR(IF(OR(G78=\"\",'Lives scenario - input'!$F63=\"\"),\"\",G78/'Lives scenario - input'!$F63),\"\")","v":""},{"$f":"IFERROR(IF(OR(H78=\"\",'Lives scenario - input'!$F63=\"\"),\"\",H78/'Lives scenario - input'!$F63),\"\")","v":""},{"$f":"IFERROR(IF(OR(I78=\"\",'Lives scenario - input'!$F63=\"\"),\"\",I78/'Lives scenario - input'!$F63),\"\")","v":""},{"$f":"IFERROR(IF(OR(J78=\"\",'Lives scenario - input'!$F63=\"\"),\"\",J78/'Lives scenario - input'!$F63),\"\")","v":""},{"$f":"IFERROR(IF(OR(K78=\"\",'Lives scenario - input'!$F63=\"\"),\"\",K78/'Lives scenario - input'!$F63),\"\")","v":""},{"$f":"IFERROR(IF(OR(L78=\"\",'Lives scenario - input'!$F63=\"\"),\"\",L78/'Lives scenario - input'!$F63),\"\")","v":""},{"$f":"IFERROR(IF(OR(M78=\"\",'Lives scenario - input'!$F63=\"\"),\"\",M78/'Lives scenario - input'!$F63),\"\")","v":""},{"$f":"IFERROR(IF(OR(N78=\"\",'Lives scenario - input'!$F63=\"\"),\"\",N78/'Lives scenario - input'!$F63),\"\")","v":""},{"$f":"IFERROR(IF(OR(O78=\"\",'Lives scenario - input'!$F63=\"\"),\"\",O78/'Lives scenario - input'!$F63),\"\")","v":""},{"$f":"IFERROR(IF(OR(P78=\"\",'Lives scenario - input'!$F63=\"\"),\"\",P78/'Lives scenario - input'!$F63),\"\")","v":""},{"$f":"IFERROR(IF(OR(Q78=\"\",'Lives scenario - input'!$F63=\"\"),\"\",Q78/'Lives scenario - input'!$F63),\"\")","v":""},{"$f":"IFERROR(IF(OR(R78=\"\",'Lives scenario - input'!$F63=\"\"),\"\",R78/'Lives scenario - input'!$F63),\"\")","v":""},{"$f":"IFERROR(IF(OR(S78=\"\",'Lives scenario - input'!$F63=\"\"),\"\",S78/'Lives scenario - input'!$F63),\"\")","v":""},{"$f":"IFERROR(IF(OR(T78=\"\",'Lives scenario - input'!$F63=\"\"),\"\",T78/'Lives scenario - input'!$F63),\"\")","v":""},{"$f":"IFERROR(IF(OR(U78=\"\",'Lives scenario - input'!$F63=\"\"),\"\",U78/'Lives scenario - input'!$F63),\"\")","v":""},{"$f":"IFERROR(IF(OR(V78=\"\",'Lives scenario - input'!$F63=\"\"),\"\",V78/'Lives scenario - input'!$F63),\"\")","v":""},{"$f":"IFERROR(IF(OR(W78=\"\",'Lives scenario - input'!$F63=\"\"),\"\",W78/'Lives scenario - input'!$F63),\"\")","v":""}]
[{"$f":"IFERROR('Lives scenario - input'!A64,\"\")","v":""},{"$f":"IFERROR('Lives scenario - input'!B64,\"\")","v":""},{"$f":"IFERROR('Lives scenario - input'!C64,\"\")","v":""},{"$f":"IFERROR(repcalc('Lives scenario - input'!$CX64:$GJ64,'Lives scenario - input'!$I64,'Lives scenario - input'!$G64,'Lives scenario - input'!$H64,20,TRUE,TRUE),\"\")","v":""},"","","","","","","","","","","","","","","","","","","",{"$f":"IFERROR(IF(OR(D79=\"\",'Lives scenario - input'!$F64=\"\"),\"\",D79/'Lives scenario - input'!$F64),\"\")","v":""},{"$f":"IFERROR(IF(OR(E79=\"\",'Lives scenario - input'!$F64=\"\"),\"\",E79/'Lives scenario - input'!$F64),\"\")","v":""},{"$f":"IFERROR(IF(OR(F79=\"\",'Lives scenario - input'!$F64=\"\"),\"\",F79/'Lives scenario - input'!$F64),\"\")","v":""},{"$f":"IFERROR(IF(OR(G79=\"\",'Lives scenario - input'!$F64=\"\"),\"\",G79/'Lives scenario - input'!$F64),\"\")","v":""},{"$f":"IFERROR(IF(OR(H79=\"\",'Lives scenario - input'!$F64=\"\"),\"\",H79/'Lives scenario - input'!$F64),\"\")","v":""},{"$f":"IFERROR(IF(OR(I79=\"\",'Lives scenario - input'!$F64=\"\"),\"\",I79/'Lives scenario - input'!$F64),\"\")","v":""},{"$f":"IFERROR(IF(OR(J79=\"\",'Lives scenario - input'!$F64=\"\"),\"\",J79/'Lives scenario - input'!$F64),\"\")","v":""},{"$f":"IFERROR(IF(OR(K79=\"\",'Lives scenario - input'!$F64=\"\"),\"\",K79/'Lives scenario - input'!$F64),\"\")","v":""},{"$f":"IFERROR(IF(OR(L79=\"\",'Lives scenario - input'!$F64=\"\"),\"\",L79/'Lives scenario - input'!$F64),\"\")","v":""},{"$f":"IFERROR(IF(OR(M79=\"\",'Lives scenario - input'!$F64=\"\"),\"\",M79/'Lives scenario - input'!$F64),\"\")","v":""},{"$f":"IFERROR(IF(OR(N79=\"\",'Lives scenario - input'!$F64=\"\"),\"\",N79/'Lives scenario - input'!$F64),\"\")","v":""},{"$f":"IFERROR(IF(OR(O79=\"\",'Lives scenario - input'!$F64=\"\"),\"\",O79/'Lives scenario - input'!$F64),\"\")","v":""},{"$f":"IFERROR(IF(OR(P79=\"\",'Lives scenario - input'!$F64=\"\"),\"\",P79/'Lives scenario - input'!$F64),\"\")","v":""},{"$f":"IFERROR(IF(OR(Q79=\"\",'Lives scenario - input'!$F64=\"\"),\"\",Q79/'Lives scenario - input'!$F64),\"\")","v":""},{"$f":"IFERROR(IF(OR(R79=\"\",'Lives scenario - input'!$F64=\"\"),\"\",R79/'Lives scenario - input'!$F64),\"\")","v":""},{"$f":"IFERROR(IF(OR(S79=\"\",'Lives scenario - input'!$F64=\"\"),\"\",S79/'Lives scenario - input'!$F64),\"\")","v":""},{"$f":"IFERROR(IF(OR(T79=\"\",'Lives scenario - input'!$F64=\"\"),\"\",T79/'Lives scenario - input'!$F64),\"\")","v":""},{"$f":"IFERROR(IF(OR(U79=\"\",'Lives scenario - input'!$F64=\"\"),\"\",U79/'Lives scenario - input'!$F64),\"\")","v":""},{"$f":"IFERROR(IF(OR(V79=\"\",'Lives scenario - input'!$F64=\"\"),\"\",V79/'Lives scenario - input'!$F64),\"\")","v":""},{"$f":"IFERROR(IF(OR(W79=\"\",'Lives scenario - input'!$F64=\"\"),\"\",W79/'Lives scenario - input'!$F64),\"\")","v":""}]
[{"$f":"IFERROR('Lives scenario - input'!A65,\"\")","v":""},{"$f":"IFERROR('Lives scenario - input'!B65,\"\")","v":""},{"$f":"IFERROR('Lives scenario - input'!C65,\"\")","v":""},{"$f":"IFERROR(repcalc('Lives scenario - input'!$CX65:$GJ65,'Lives scenario - input'!$I65,'Lives scenario - input'!$G65,'Lives scenario - input'!$H65,20,TRUE,TRUE),\"\")","v":""},"","","","","","","","","","","","","","","","","","","",{"$f":"IFERROR(IF(OR(D80=\"\",'Lives scenario - input'!$F65=\"\"),\"\",D80/'Lives scenario - input'!$F65),\"\")","v":""},{"$f":"IFERROR(IF(OR(E80=\"\",'Lives scenario - input'!$F65=\"\"),\"\",E80/'Lives scenario - input'!$F65),\"\")","v":""},{"$f":"IFERROR(IF(OR(F80=\"\",'Lives scenario - input'!$F65=\"\"),\"\",F80/'Lives scenario - input'!$F65),\"\")","v":""},{"$f":"IFERROR(IF(OR(G80=\"\",'Lives scenario - input'!$F65=\"\"),\"\",G80/'Lives scenario - input'!$F65),\"\")","v":""},{"$f":"IFERROR(IF(OR(H80=\"\",'Lives scenario - input'!$F65=\"\"),\"\",H80/'Lives scenario - input'!$F65),\"\")","v":""},{"$f":"IFERROR(IF(OR(I80=\"\",'Lives scenario - input'!$F65=\"\"),\"\",I80/'Lives scenario - input'!$F65),\"\")","v":""},{"$f":"IFERROR(IF(OR(J80=\"\",'Lives scenario - input'!$F65=\"\"),\"\",J80/'Lives scenario - input'!$F65),\"\")","v":""},{"$f":"IFERROR(IF(OR(K80=\"\",'Lives scenario - input'!$F65=\"\"),\"\",K80/'Lives scenario - input'!$F65),\"\")","v":""},{"$f":"IFERROR(IF(OR(L80=\"\",'Lives scenario - input'!$F65=\"\"),\"\",L80/'Lives scenario - input'!$F65),\"\")","v":""},{"$f":"IFERROR(IF(OR(M80=\"\",'Lives scenario - input'!$F65=\"\"),\"\",M80/'Lives scenario - input'!$F65),\"\")","v":""},{"$f":"IFERROR(IF(OR(N80=\"\",'Lives scenario - input'!$F65=\"\"),\"\",N80/'Lives scenario - input'!$F65),\"\")","v":""},{"$f":"IFERROR(IF(OR(O80=\"\",'Lives scenario - input'!$F65=\"\"),\"\",O80/'Lives scenario - input'!$F65),\"\")","v":""},{"$f":"IFERROR(IF(OR(P80=\"\",'Lives scenario - input'!$F65=\"\"),\"\",P80/'Lives scenario - input'!$F65),\"\")","v":""},{"$f":"IFERROR(IF(OR(Q80=\"\",'Lives scenario - input'!$F65=\"\"),\"\",Q80/'Lives scenario - input'!$F65),\"\")","v":""},{"$f":"IFERROR(IF(OR(R80=\"\",'Lives scenario - input'!$F65=\"\"),\"\",R80/'Lives scenario - input'!$F65),\"\")","v":""},{"$f":"IFERROR(IF(OR(S80=\"\",'Lives scenario - input'!$F65=\"\"),\"\",S80/'Lives scenario - input'!$F65),\"\")","v":""},{"$f":"IFERROR(IF(OR(T80=\"\",'Lives scenario - input'!$F65=\"\"),\"\",T80/'Lives scenario - input'!$F65),\"\")","v":""},{"$f":"IFERROR(IF(OR(U80=\"\",'Lives scenario - input'!$F65=\"\"),\"\",U80/'Lives scenario - input'!$F65),\"\")","v":""},{"$f":"IFERROR(IF(OR(V80=\"\",'Lives scenario - input'!$F65=\"\"),\"\",V80/'Lives scenario - input'!$F65),\"\")","v":""},{"$f":"IFERROR(IF(OR(W80=\"\",'Lives scenario - input'!$F65=\"\"),\"\",W80/'Lives scenario - input'!$F65),\"\")","v":""}]
[{"$f":"IFERROR('Lives scenario - input'!A66,\"\")","v":""},{"$f":"IFERROR('Lives scenario - input'!B66,\"\")","v":""},{"$f":"IFERROR('Lives scenario - input'!C66,\"\")","v":""},{"$f":"IFERROR(repcalc('Lives scenario - input'!$CX66:$GJ66,'Lives scenario - input'!$I66,'Lives scenario - input'!$G66,'Lives scenario - input'!$H66,20,TRUE,TRUE),\"\")","v":""},"","","","","","","","","","","","","","","","","","","",{"$f":"IFERROR(IF(OR(D81=\"\",'Lives scenario - input'!$F66=\"\"),\"\",D81/'Lives scenario - input'!$F66),\"\")","v":""},{"$f":"IFERROR(IF(OR(E81=\"\",'Lives scenario - input'!$F66=\"\"),\"\",E81/'Lives scenario - input'!$F66),\"\")","v":""},{"$f":"IFERROR(IF(OR(F81=\"\",'Lives scenario - input'!$F66=\"\"),\"\",F81/'Lives scenario - input'!$F66),\"\")","v":""},{"$f":"IFERROR(IF(OR(G81=\"\",'Lives scenario - input'!$F66=\"\"),\"\",G81/'Lives scenario - input'!$F66),\"\")","v":""},{"$f":"IFERROR(IF(OR(H81=\"\",'Lives scenario - input'!$F66=\"\"),\"\",H81/'Lives scenario - input'!$F66),\"\")","v":""},{"$f":"IFERROR(IF(OR(I81=\"\",'Lives scenario - input'!$F66=\"\"),\"\",I81/'Lives scenario - input'!$F66),\"\")","v":""},{"$f":"IFERROR(IF(OR(J81=\"\",'Lives scenario - input'!$F66=\"\"),\"\",J81/'Lives scenario - input'!$F66),\"\")","v":""},{"$f":"IFERROR(IF(OR(K81=\"\",'Lives scenario - input'!$F66=\"\"),\"\",K81/'Lives scenario - input'!$F66),\"\")","v":""},{"$f":"IFERROR(IF(OR(L81=\"\",'Lives scenario - input'!$F66=\"\"),\"\",L81/'Lives scenario - input'!$F66),\"\")","v":""},{"$f":"IFERROR(IF(OR(M81=\"\",'Lives scenario - input'!$F66=\"\"),\"\",M81/'Lives scenario - input'!$F66),\"\")","v":""},{"$f":"IFERROR(IF(OR(N81=\"\",'Lives scenario - input'!$F66=\"\"),\"\",N81/'Lives scenario - input'!$F66),\"\")","v":""},{"$f":"IFERROR(IF(OR(O81=\"\",'Lives scenario - input'!$F66=\"\"),\"\",O81/'Lives scenario - input'!$F66),\"\")","v":""},{"$f":"IFERROR(IF(OR(P81=\"\",'Lives scenario - input'!$F66=\"\"),\"\",P81/'Lives scenario - input'!$F66),\"\")","v":""},{"$f":"IFERROR(IF(OR(Q81=\"\",'Lives scenario - input'!$F66=\"\"),\"\",Q81/'Lives scenario - input'!$F66),\"\")","v":""},{"$f":"IFERROR(IF(OR(R81=\"\",'Lives scenario - input'!$F66=\"\"),\"\",R81/'Lives scenario - input'!$F66),\"\")","v":""},{"$f":"IFERROR(IF(OR(S81=\"\",'Lives scenario - input'!$F66=\"\"),\"\",S81/'Lives scenario - input'!$F66),\"\")","v":""},{"$f":"IFERROR(IF(OR(T81=\"\",'Lives scenario - input'!$F66=\"\"),\"\",T81/'Lives scenario - input'!$F66),\"\")","v":""},{"$f":"IFERROR(IF(OR(U81=\"\",'Lives scenario - input'!$F66=\"\"),\"\",U81/'Lives scenario - input'!$F66),\"\")","v":""},{"$f":"IFERROR(IF(OR(V81=\"\",'Lives scenario - input'!$F66=\"\"),\"\",V81/'Lives scenario - input'!$F66),\"\")","v":""},{"$f":"IFERROR(IF(OR(W81=\"\",'Lives scenario - input'!$F66=\"\"),\"\",W81/'Lives scenario - input'!$F66),\"\")","v":""}]
[{"$f":"IFERROR('Lives scenario - input'!A67,\"\")","v":""},{"$f":"IFERROR('Lives scenario - input'!B67,\"\")","v":""},{"$f":"IFERROR('Lives scenario - input'!C67,\"\")","v":""},{"$f":"IFERROR(repcalc('Lives scenario - input'!$CX67:$GJ67,'Lives scenario - input'!$I67,'Lives scenario - input'!$G67,'Lives scenario - input'!$H67,20,TRUE,TRUE),\"\")","v":""},"","","","","","","","","","","","","","","","","","","",{"$f":"IFERROR(IF(OR(D82=\"\",'Lives scenario - input'!$F67=\"\"),\"\",D82/'Lives scenario - input'!$F67),\"\")","v":""},{"$f":"IFERROR(IF(OR(E82=\"\",'Lives scenario - input'!$F67=\"\"),\"\",E82/'Lives scenario - input'!$F67),\"\")","v":""},{"$f":"IFERROR(IF(OR(F82=\"\",'Lives scenario - input'!$F67=\"\"),\"\",F82/'Lives scenario - input'!$F67),\"\")","v":""},{"$f":"IFERROR(IF(OR(G82=\"\",'Lives scenario - input'!$F67=\"\"),\"\",G82/'Lives scenario - input'!$F67),\"\")","v":""},{"$f":"IFERROR(IF(OR(H82=\"\",'Lives scenario - input'!$F67=\"\"),\"\",H82/'Lives scenario - input'!$F67),\"\")","v":""},{"$f":"IFERROR(IF(OR(I82=\"\",'Lives scenario - input'!$F67=\"\"),\"\",I82/'Lives scenario - input'!$F67),\"\")","v":""},{"$f":"IFERROR(IF(OR(J82=\"\",'Lives scenario - input'!$F67=\"\"),\"\",J82/'Lives scenario - input'!$F67),\"\")","v":""},{"$f":"IFERROR(IF(OR(K82=\"\",'Lives scenario - input'!$F67=\"\"),\"\",K82/'Lives scenario - input'!$F67),\"\")","v":""},{"$f":"IFERROR(IF(OR(L82=\"\",'Lives scenario - input'!$F67=\"\"),\"\",L82/'Lives scenario - input'!$F67),\"\")","v":""},{"$f":"IFERROR(IF(OR(M82=\"\",'Lives scenario - input'!$F67=\"\"),\"\",M82/'Lives scenario - input'!$F67),\"\")","v":""},{"$f":"IFERROR(IF(OR(N82=\"\",'Lives scenario - input'!$F67=\"\"),\"\",N82/'Lives scenario - input'!$F67),\"\")","v":""},{"$f":"IFERROR(IF(OR(O82=\"\",'Lives scenario - input'!$F67=\"\"),\"\",O82/'Lives scenario - input'!$F67),\"\")","v":""},{"$f":"IFERROR(IF(OR(P82=\"\",'Lives scenario - input'!$F67=\"\"),\"\",P82/'Lives scenario - input'!$F67),\"\")","v":""},{"$f":"IFERROR(IF(OR(Q82=\"\",'Lives scenario - input'!$F67=\"\"),\"\",Q82/'Lives scenario - input'!$F67),\"\")","v":""},{"$f":"IFERROR(IF(OR(R82=\"\",'Lives scenario - input'!$F67=\"\"),\"\",R82/'Lives scenario - input'!$F67),\"\")","v":""},{"$f":"IFERROR(IF(OR(S82=\"\",'Lives scenario - input'!$F67=\"\"),\"\",S82/'Lives scenario - input'!$F67),\"\")","v":""},{"$f":"IFERROR(IF(OR(T82=\"\",'Lives scenario - input'!$F67=\"\"),\"\",T82/'Lives scenario - input'!$F67),\"\")","v":""},{"$f":"IFERROR(IF(OR(U82=\"\",'Lives scenario - input'!$F67=\"\"),\"\",U82/'Lives scenario - input'!$F67),\"\")","v":""},{"$f":"IFERROR(IF(OR(V82=\"\",'Lives scenario - input'!$F67=\"\"),\"\",V82/'Lives scenario - input'!$F67),\"\")","v":""},{"$f":"IFERROR(IF(OR(W82=\"\",'Lives scenario - input'!$F67=\"\"),\"\",W82/'Lives scenario - input'!$F67),\"\")","v":""}]
[{"$f":"IFERROR('Lives scenario - input'!A68,\"\")","v":""},{"$f":"IFERROR('Lives scenario - input'!B68,\"\")","v":""},{"$f":"IFERROR('Lives scenario - input'!C68,\"\")","v":""},{"$f":"IFERROR(repcalc('Lives scenario - input'!$CX68:$GJ68,'Lives scenario - input'!$I68,'Lives scenario - input'!$G68,'Lives scenario - input'!$H68,20,TRUE,TRUE),\"\")","v":""},"","","","","","","","","","","","","","","","","","","",{"$f":"IFERROR(IF(OR(D83=\"\",'Lives scenario - input'!$F68=\"\"),\"\",D83/'Lives scenario - input'!$F68),\"\")","v":""},{"$f":"IFERROR(IF(OR(E83=\"\",'Lives scenario - input'!$F68=\"\"),\"\",E83/'Lives scenario - input'!$F68),\"\")","v":""},{"$f":"IFERROR(IF(OR(F83=\"\",'Lives scenario - input'!$F68=\"\"),\"\",F83/'Lives scenario - input'!$F68),\"\")","v":""},{"$f":"IFERROR(IF(OR(G83=\"\",'Lives scenario - input'!$F68=\"\"),\"\",G83/'Lives scenario - input'!$F68),\"\")","v":""},{"$f":"IFERROR(IF(OR(H83=\"\",'Lives scenario - input'!$F68=\"\"),\"\",H83/'Lives scenario - input'!$F68),\"\")","v":""},{"$f":"IFERROR(IF(OR(I83=\"\",'Lives scenario - input'!$F68=\"\"),\"\",I83/'Lives scenario - input'!$F68),\"\")","v":""},{"$f":"IFERROR(IF(OR(J83=\"\",'Lives scenario - input'!$F68=\"\"),\"\",J83/'Lives scenario - input'!$F68),\"\")","v":""},{"$f":"IFERROR(IF(OR(K83=\"\",'Lives scenario - input'!$F68=\"\"),\"\",K83/'Lives scenario - input'!$F68),\"\")","v":""},{"$f":"IFERROR(IF(OR(L83=\"\",'Lives scenario - input'!$F68=\"\"),\"\",L83/'Lives scenario - input'!$F68),\"\")","v":""},{"$f":"IFERROR(IF(OR(M83=\"\",'Lives scenario - input'!$F68=\"\"),\"\",M83/'Lives scenario - input'!$F68),\"\")","v":""},{"$f":"IFERROR(IF(OR(N83=\"\",'Lives scenario - input'!$F68=\"\"),\"\",N83/'Lives scenario - input'!$F68),\"\")","v":""},{"$f":"IFERROR(IF(OR(O83=\"\",'Lives scenario - input'!$F68=\"\"),\"\",O83/'Lives scenario - input'!$F68),\"\")","v":""},{"$f":"IFERROR(IF(OR(P83=\"\",'Lives scenario - input'!$F68=\"\"),\"\",P83/'Lives scenario - input'!$F68),\"\")","v":""},{"$f":"IFERROR(IF(OR(Q83=\"\",'Lives scenario - input'!$F68=\"\"),\"\",Q83/'Lives scenario - input'!$F68),\"\")","v":""},{"$f":"IFERROR(IF(OR(R83=\"\",'Lives scenario - input'!$F68=\"\"),\"\",R83/'Lives scenario - input'!$F68),\"\")","v":""},{"$f":"IFERROR(IF(OR(S83=\"\",'Lives scenario - input'!$F68=\"\"),\"\",S83/'Lives scenario - input'!$F68),\"\")","v":""},{"$f":"IFERROR(IF(OR(T83=\"\",'Lives scenario - input'!$F68=\"\"),\"\",T83/'Lives scenario - input'!$F68),\"\")","v":""},{"$f":"IFERROR(IF(OR(U83=\"\",'Lives scenario - input'!$F68=\"\"),\"\",U83/'Lives scenario - input'!$F68),\"\")","v":""},{"$f":"IFERROR(IF(OR(V83=\"\",'Lives scenario - input'!$F68=\"\"),\"\",V83/'Lives scenario - input'!$F68),\"\")","v":""},{"$f":"IFERROR(IF(OR(W83=\"\",'Lives scenario - input'!$F68=\"\"),\"\",W83/'Lives scenario - input'!$F68),\"\")","v":""}]
[{"$f":"IFERROR('Lives scenario - input'!A69,\"\")","v":""},{"$f":"IFERROR('Lives scenario - input'!B69,\"\")","v":""},{"$f":"IFERROR('Lives scenario - input'!C69,\"\")","v":""},{"$f":"IFERROR(repcalc('Lives scenario - input'!$CX69:$GJ69,'Lives scenario - input'!$I69,'Lives scenario - input'!$G69,'Lives scenario - input'!$H69,20,TRUE,TRUE),\"\")","v":""},"","","","","","","","","","","","","","","","","","","",{"$f":"IFERROR(IF(OR(D84=\"\",'Lives scenario - input'!$F69=\"\"),\"\",D84/'Lives scenario - input'!$F69),\"\")","v":""},{"$f":"IFERROR(IF(OR(E84=\"\",'Lives scenario - input'!$F69=\"\"),\"\",E84/'Lives scenario - input'!$F69),\"\")","v":""},{"$f":"IFERROR(IF(OR(F84=\"\",'Lives scenario - input'!$F69=\"\"),\"\",F84/'Lives scenario - input'!$F69),\"\")","v":""},{"$f":"IFERROR(IF(OR(G84=\"\",'Lives scenario - input'!$F69=\"\"),\"\",G84/'Lives scenario - input'!$F69),\"\")","v":""},{"$f":"IFERROR(IF(OR(H84=\"\",'Lives scenario - input'!$F69=\"\"),\"\",H84/'Lives scenario - input'!$F69),\"\")","v":""},{"$f":"IFERROR(IF(OR(I84=\"\",'Lives scenario - input'!$F69=\"\"),\"\",I84/'Lives scenario - input'!$F69),\"\")","v":""},{"$f":"IFERROR(IF(OR(J84=\"\",'Lives scenario - input'!$F69=\"\"),\"\",J84/'Lives scenario - input'!$F69),\"\")","v":""},{"$f":"IFERROR(IF(OR(K84=\"\",'Lives scenario - input'!$F69=\"\"),\"\",K84/'Lives scenario - input'!$F69),\"\")","v":""},{"$f":"IFERROR(IF(OR(L84=\"\",'Lives scenario - input'!$F69=\"\"),\"\",L84/'Lives scenario - input'!$F69),\"\")","v":""},{"$f":"IFERROR(IF(OR(M84=\"\",'Lives scenario - input'!$F69=\"\"),\"\",M84/'Lives scenario - input'!$F69),\"\")","v":""},{"$f":"IFERROR(IF(OR(N84=\"\",'Lives scenario - input'!$F69=\"\"),\"\",N84/'Lives scenario - input'!$F69),\"\")","v":""},{"$f":"IFERROR(IF(OR(O84=\"\",'Lives scenario - input'!$F69=\"\"),\"\",O84/'Lives scenario - input'!$F69),\"\")","v":""},{"$f":"IFERROR(IF(OR(P84=\"\",'Lives scenario - input'!$F69=\"\"),\"\",P84/'Lives scenario - input'!$F69),\"\")","v":""},{"$f":"IFERROR(IF(OR(Q84=\"\",'Lives scenario - input'!$F69=\"\"),\"\",Q84/'Lives scenario - input'!$F69),\"\")","v":""},{"$f":"IFERROR(IF(OR(R84=\"\",'Lives scenario - input'!$F69=\"\"),\"\",R84/'Lives scenario - input'!$F69),\"\")","v":""},{"$f":"IFERROR(IF(OR(S84=\"\",'Lives scenario - input'!$F69=\"\"),\"\",S84/'Lives scenario - input'!$F69),\"\")","v":""},{"$f":"IFERROR(IF(OR(T84=\"\",'Lives scenario - input'!$F69=\"\"),\"\",T84/'Lives scenario - input'!$F69),\"\")","v":""},{"$f":"IFERROR(IF(OR(U84=\"\",'Lives scenario - input'!$F69=\"\"),\"\",U84/'Lives scenario - input'!$F69),\"\")","v":""},{"$f":"IFERROR(IF(OR(V84=\"\",'Lives scenario - input'!$F69=\"\"),\"\",V84/'Lives scenario - input'!$F69),\"\")","v":""},{"$f":"IFERROR(IF(OR(W84=\"\",'Lives scenario - input'!$F69=\"\"),\"\",W84/'Lives scenario - input'!$F69),\"\")","v":""}]
[{"$f":"IFERROR('Lives scenario - input'!A70,\"\")","v":""},{"$f":"IFERROR('Lives scenario - input'!B70,\"\")","v":""},{"$f":"IFERROR('Lives scenario - input'!C70,\"\")","v":""},{"$f":"IFERROR(repcalc('Lives scenario - input'!$CX70:$GJ70,'Lives scenario - input'!$I70,'Lives scenario - input'!$G70,'Lives scenario - input'!$H70,20,TRUE,TRUE),\"\")","v":""},"","","","","","","","","","","","","","","","","","","",{"$f":"IFERROR(IF(OR(D85=\"\",'Lives scenario - input'!$F70=\"\"),\"\",D85/'Lives scenario - input'!$F70),\"\")","v":""},{"$f":"IFERROR(IF(OR(E85=\"\",'Lives scenario - input'!$F70=\"\"),\"\",E85/'Lives scenario - input'!$F70),\"\")","v":""},{"$f":"IFERROR(IF(OR(F85=\"\",'Lives scenario - input'!$F70=\"\"),\"\",F85/'Lives scenario - input'!$F70),\"\")","v":""},{"$f":"IFERROR(IF(OR(G85=\"\",'Lives scenario - input'!$F70=\"\"),\"\",G85/'Lives scenario - input'!$F70),\"\")","v":""},{"$f":"IFERROR(IF(OR(H85=\"\",'Lives scenario - input'!$F70=\"\"),\"\",H85/'Lives scenario - input'!$F70),\"\")","v":""},{"$f":"IFERROR(IF(OR(I85=\"\",'Lives scenario - input'!$F70=\"\"),\"\",I85/'Lives scenario - input'!$F70),\"\")","v":""},{"$f":"IFERROR(IF(OR(J85=\"\",'Lives scenario - input'!$F70=\"\"),\"\",J85/'Lives scenario - input'!$F70),\"\")","v":""},{"$f":"IFERROR(IF(OR(K85=\"\",'Lives scenario - input'!$F70=\"\"),\"\",K85/'Lives scenario - input'!$F70),\"\")","v":""},{"$f":"IFERROR(IF(OR(L85=\"\",'Lives scenario - input'!$F70=\"\"),\"\",L85/'Lives scenario - input'!$F70),\"\")","v":""},{"$f":"IFERROR(IF(OR(M85=\"\",'Lives scenario - input'!$F70=\"\"),\"\",M85/'Lives scenario - input'!$F70),\"\")","v":""},{"$f":"IFERROR(IF(OR(N85=\"\",'Lives scenario - input'!$F70=\"\"),\"\",N85/'Lives scenario - input'!$F70),\"\")","v":""},{"$f":"IFERROR(IF(OR(O85=\"\",'Lives scenario - input'!$F70=\"\"),\"\",O85/'Lives scenario - input'!$F70),\"\")","v":""},{"$f":"IFERROR(IF(OR(P85=\"\",'Lives scenario - input'!$F70=\"\"),\"\",P85/'Lives scenario - input'!$F70),\"\")","v":""},{"$f":"IFERROR(IF(OR(Q85=\"\",'Lives scenario - input'!$F70=\"\"),\"\",Q85/'Lives scenario - input'!$F70),\"\")","v":""},{"$f":"IFERROR(IF(OR(R85=\"\",'Lives scenario - input'!$F70=\"\"),\"\",R85/'Lives scenario - input'!$F70),\"\")","v":""},{"$f":"IFERROR(IF(OR(S85=\"\",'Lives scenario - input'!$F70=\"\"),\"\",S85/'Lives scenario - input'!$F70),\"\")","v":""},{"$f":"IFERROR(IF(OR(T85=\"\",'Lives scenario - input'!$F70=\"\"),\"\",T85/'Lives scenario - input'!$F70),\"\")","v":""},{"$f":"IFERROR(IF(OR(U85=\"\",'Lives scenario - input'!$F70=\"\"),\"\",U85/'Lives scenario - input'!$F70),\"\")","v":""},{"$f":"IFERROR(IF(OR(V85=\"\",'Lives scenario - input'!$F70=\"\"),\"\",V85/'Lives scenario - input'!$F70),\"\")","v":""},{"$f":"IFERROR(IF(OR(W85=\"\",'Lives scenario - input'!$F70=\"\"),\"\",W85/'Lives scenario - input'!$F70),\"\")","v":""}]
[{"$f":"IFERROR('Lives scenario - input'!A71,\"\")","v":""},{"$f":"IFERROR('Lives scenario - input'!B71,\"\")","v":""},{"$f":"IFERROR('Lives scenario - input'!C71,\"\")","v":""},{"$f":"IFERROR(repcalc('Lives scenario - input'!$CX71:$GJ71,'Lives scenario - input'!$I71,'Lives scenario - input'!$G71,'Lives scenario - input'!$H71,20,TRUE,TRUE),\"\")","v":""},"","","","","","","","","","","","","","","","","","","",{"$f":"IFERROR(IF(OR(D86=\"\",'Lives scenario - input'!$F71=\"\"),\"\",D86/'Lives scenario - input'!$F71),\"\")","v":""},{"$f":"IFERROR(IF(OR(E86=\"\",'Lives scenario - input'!$F71=\"\"),\"\",E86/'Lives scenario - input'!$F71),\"\")","v":""},{"$f":"IFERROR(IF(OR(F86=\"\",'Lives scenario - input'!$F71=\"\"),\"\",F86/'Lives scenario - input'!$F71),\"\")","v":""},{"$f":"IFERROR(IF(OR(G86=\"\",'Lives scenario - input'!$F71=\"\"),\"\",G86/'Lives scenario - input'!$F71),\"\")","v":""},{"$f":"IFERROR(IF(OR(H86=\"\",'Lives scenario - input'!$F71=\"\"),\"\",H86/'Lives scenario - input'!$F71),\"\")","v":""},{"$f":"IFERROR(IF(OR(I86=\"\",'Lives scenario - input'!$F71=\"\"),\"\",I86/'Lives scenario - input'!$F71),\"\")","v":""},{"$f":"IFERROR(IF(OR(J86=\"\",'Lives scenario - input'!$F71=\"\"),\"\",J86/'Lives scenario - input'!$F71),\"\")","v":""},{"$f":"IFERROR(IF(OR(K86=\"\",'Lives scenario - input'!$F71=\"\"),\"\",K86/'Lives scenario - input'!$F71),\"\")","v":""},{"$f":"IFERROR(IF(OR(L86=\"\",'Lives scenario - input'!$F71=\"\"),\"\",L86/'Lives scenario - input'!$F71),\"\")","v":""},{"$f":"IFERROR(IF(OR(M86=\"\",'Lives scenario - input'!$F71=\"\"),\"\",M86/'Lives scenario - input'!$F71),\"\")","v":""},{"$f":"IFERROR(IF(OR(N86=\"\",'Lives scenario - input'!$F71=\"\"),\"\",N86/'Lives scenario - input'!$F71),\"\")","v":""},{"$f":"IFERROR(IF(OR(O86=\"\",'Lives scenario - input'!$F71=\"\"),\"\",O86/'Lives scenario - input'!$F71),\"\")","v":""},{"$f":"IFERROR(IF(OR(P86=\"\",'Lives scenario - input'!$F71=\"\"),\"\",P86/'Lives scenario - input'!$F71),\"\")","v":""},{"$f":"IFERROR(IF(OR(Q86=\"\",'Lives scenario - input'!$F71=\"\"),\"\",Q86/'Lives scenario - input'!$F71),\"\")","v":""},{"$f":"IFERROR(IF(OR(R86=\"\",'Lives scenario - input'!$F71=\"\"),\"\",R86/'Lives scenario - input'!$F71),\"\")","v":""},{"$f":"IFERROR(IF(OR(S86=\"\",'Lives scenario - input'!$F71=\"\"),\"\",S86/'Lives scenario - input'!$F71),\"\")","v":""},{"$f":"IFERROR(IF(OR(T86=\"\",'Lives scenario - input'!$F71=\"\"),\"\",T86/'Lives scenario - input'!$F71),\"\")","v":""},{"$f":"IFERROR(IF(OR(U86=\"\",'Lives scenario - input'!$F71=\"\"),\"\",U86/'Lives scenario - input'!$F71),\"\")","v":""},{"$f":"IFERROR(IF(OR(V86=\"\",'Lives scenario - input'!$F71=\"\"),\"\",V86/'Lives scenario - input'!$F71),\"\")","v":""},{"$f":"IFERROR(IF(OR(W86=\"\",'Lives scenario - input'!$F71=\"\"),\"\",W86/'Lives scenario - input'!$F71),\"\")","v":""}]
[{"$f":"IFERROR('Lives scenario - input'!A72,\"\")","v":""},{"$f":"IFERROR('Lives scenario - input'!B72,\"\")","v":""},{"$f":"IFERROR('Lives scenario - input'!C72,\"\")","v":""},{"$f":"IFERROR(repcalc('Lives scenario - input'!$CX72:$GJ72,'Lives scenario - input'!$I72,'Lives scenario - input'!$G72,'Lives scenario - input'!$H72,20,TRUE,TRUE),\"\")","v":""},"","","","","","","","","","","","","","","","","","","",{"$f":"IFERROR(IF(OR(D87=\"\",'Lives scenario - input'!$F72=\"\"),\"\",D87/'Lives scenario - input'!$F72),\"\")","v":""},{"$f":"IFERROR(IF(OR(E87=\"\",'Lives scenario - input'!$F72=\"\"),\"\",E87/'Lives scenario - input'!$F72),\"\")","v":""},{"$f":"IFERROR(IF(OR(F87=\"\",'Lives scenario - input'!$F72=\"\"),\"\",F87/'Lives scenario - input'!$F72),\"\")","v":""},{"$f":"IFERROR(IF(OR(G87=\"\",'Lives scenario - input'!$F72=\"\"),\"\",G87/'Lives scenario - input'!$F72),\"\")","v":""},{"$f":"IFERROR(IF(OR(H87=\"\",'Lives scenario - input'!$F72=\"\"),\"\",H87/'Lives scenario - input'!$F72),\"\")","v":""},{"$f":"IFERROR(IF(OR(I87=\"\",'Lives scenario - input'!$F72=\"\"),\"\",I87/'Lives scenario - input'!$F72),\"\")","v":""},{"$f":"IFERROR(IF(OR(J87=\"\",'Lives scenario - input'!$F72=\"\"),\"\",J87/'Lives scenario - input'!$F72),\"\")","v":""},{"$f":"IFERROR(IF(OR(K87=\"\",'Lives scenario - input'!$F72=\"\"),\"\",K87/'Lives scenario - input'!$F72),\"\")","v":""},{"$f":"IFERROR(IF(OR(L87=\"\",'Lives scenario - input'!$F72=\"\"),\"\",L87/'Lives scenario - input'!$F72),\"\")","v":""},{"$f":"IFERROR(IF(OR(M87=\"\",'Lives scenario - input'!$F72=\"\"),\"\",M87/'Lives scenario - input'!$F72),\"\")","v":""},{"$f":"IFERROR(IF(OR(N87=\"\",'Lives scenario - input'!$F72=\"\"),\"\",N87/'Lives scenario - input'!$F72),\"\")","v":""},{"$f":"IFERROR(IF(OR(O87=\"\",'Lives scenario - input'!$F72=\"\"),\"\",O87/'Lives scenario - input'!$F72),\"\")","v":""},{"$f":"IFERROR(IF(OR(P87=\"\",'Lives scenario - input'!$F72=\"\"),\"\",P87/'Lives scenario - input'!$F72),\"\")","v":""},{"$f":"IFERROR(IF(OR(Q87=\"\",'Lives scenario - input'!$F72=\"\"),\"\",Q87/'Lives scenario - input'!$F72),\"\")","v":""},{"$f":"IFERROR(IF(OR(R87=\"\",'Lives scenario - input'!$F72=\"\"),\"\",R87/'Lives scenario - input'!$F72),\"\")","v":""},{"$f":"IFERROR(IF(OR(S87=\"\",'Lives scenario - input'!$F72=\"\"),\"\",S87/'Lives scenario - input'!$F72),\"\")","v":""},{"$f":"IFERROR(IF(OR(T87=\"\",'Lives scenario - input'!$F72=\"\"),\"\",T87/'Lives scenario - input'!$F72),\"\")","v":""},{"$f":"IFERROR(IF(OR(U87=\"\",'Lives scenario - input'!$F72=\"\"),\"\",U87/'Lives scenario - input'!$F72),\"\")","v":""},{"$f":"IFERROR(IF(OR(V87=\"\",'Lives scenario - input'!$F72=\"\"),\"\",V87/'Lives scenario - input'!$F72),\"\")","v":""},{"$f":"IFERROR(IF(OR(W87=\"\",'Lives scenario - input'!$F72=\"\"),\"\",W87/'Lives scenario - input'!$F72),\"\")","v":""}]
[{"$f":"IFERROR('Lives scenario - input'!A73,\"\")","v":""},{"$f":"IFERROR('Lives scenario - input'!B73,\"\")","v":""},{"$f":"IFERROR('Lives scenario - input'!C73,\"\")","v":""},{"$f":"IFERROR(repcalc('Lives scenario - input'!$CX73:$GJ73,'Lives scenario - input'!$I73,'Lives scenario - input'!$G73,'Lives scenario - input'!$H73,20,TRUE,TRUE),\"\")","v":""},"","","","","","","","","","","","","","","","","","","",{"$f":"IFERROR(IF(OR(D88=\"\",'Lives scenario - input'!$F73=\"\"),\"\",D88/'Lives scenario - input'!$F73),\"\")","v":""},{"$f":"IFERROR(IF(OR(E88=\"\",'Lives scenario - input'!$F73=\"\"),\"\",E88/'Lives scenario - input'!$F73),\"\")","v":""},{"$f":"IFERROR(IF(OR(F88=\"\",'Lives scenario - input'!$F73=\"\"),\"\",F88/'Lives scenario - input'!$F73),\"\")","v":""},{"$f":"IFERROR(IF(OR(G88=\"\",'Lives scenario - input'!$F73=\"\"),\"\",G88/'Lives scenario - input'!$F73),\"\")","v":""},{"$f":"IFERROR(IF(OR(H88=\"\",'Lives scenario - input'!$F73=\"\"),\"\",H88/'Lives scenario - input'!$F73),\"\")","v":""},{"$f":"IFERROR(IF(OR(I88=\"\",'Lives scenario - input'!$F73=\"\"),\"\",I88/'Lives scenario - input'!$F73),\"\")","v":""},{"$f":"IFERROR(IF(OR(J88=\"\",'Lives scenario - input'!$F73=\"\"),\"\",J88/'Lives scenario - input'!$F73),\"\")","v":""},{"$f":"IFERROR(IF(OR(K88=\"\",'Lives scenario - input'!$F73=\"\"),\"\",K88/'Lives scenario - input'!$F73),\"\")","v":""},{"$f":"IFERROR(IF(OR(L88=\"\",'Lives scenario - input'!$F73=\"\"),\"\",L88/'Lives scenario - input'!$F73),\"\")","v":""},{"$f":"IFERROR(IF(OR(M88=\"\",'Lives scenario - input'!$F73=\"\"),\"\",M88/'Lives scenario - input'!$F73),\"\")","v":""},{"$f":"IFERROR(IF(OR(N88=\"\",'Lives scenario - input'!$F73=\"\"),\"\",N88/'Lives scenario - input'!$F73),\"\")","v":""},{"$f":"IFERROR(IF(OR(O88=\"\",'Lives scenario - input'!$F73=\"\"),\"\",O88/'Lives scenario - input'!$F73),\"\")","v":""},{"$f":"IFERROR(IF(OR(P88=\"\",'Lives scenario - input'!$F73=\"\"),\"\",P88/'Lives scenario - input'!$F73),\"\")","v":""},{"$f":"IFERROR(IF(OR(Q88=\"\",'Lives scenario - input'!$F73=\"\"),\"\",Q88/'Lives scenario - input'!$F73),\"\")","v":""},{"$f":"IFERROR(IF(OR(R88=\"\",'Lives scenario - input'!$F73=\"\"),\"\",R88/'Lives scenario - input'!$F73),\"\")","v":""},{"$f":"IFERROR(IF(OR(S88=\"\",'Lives scenario - input'!$F73=\"\"),\"\",S88/'Lives scenario - input'!$F73),\"\")","v":""},{"$f":"IFERROR(IF(OR(T88=\"\",'Lives scenario - input'!$F73=\"\"),\"\",T88/'Lives scenario - input'!$F73),\"\")","v":""},{"$f":"IFERROR(IF(OR(U88=\"\",'Lives scenario - input'!$F73=\"\"),\"\",U88/'Lives scenario - input'!$F73),\"\")","v":""},{"$f":"IFERROR(IF(OR(V88=\"\",'Lives scenario - input'!$F73=\"\"),\"\",V88/'Lives scenario - input'!$F73),\"\")","v":""},{"$f":"IFERROR(IF(OR(W88=\"\",'Lives scenario - input'!$F73=\"\"),\"\",W88/'Lives scenario - input'!$F73),\"\")","v":""}]
[{"$f":"IFERROR('Lives scenario - input'!A74,\"\")","v":""},{"$f":"IFERROR('Lives scenario - input'!B74,\"\")","v":""},{"$f":"IFERROR('Lives scenario - input'!C74,\"\")","v":""},{"$f":"IFERROR(repcalc('Lives scenario - input'!$CX74:$GJ74,'Lives scenario - input'!$I74,'Lives scenario - input'!$G74,'Lives scenario - input'!$H74,20,TRUE,TRUE),\"\")","v":""},"","","","","","","","","","","","","","","","","","","",{"$f":"IFERROR(IF(OR(D89=\"\",'Lives scenario - input'!$F74=\"\"),\"\",D89/'Lives scenario - input'!$F74),\"\")","v":""},{"$f":"IFERROR(IF(OR(E89=\"\",'Lives scenario - input'!$F74=\"\"),\"\",E89/'Lives scenario - input'!$F74),\"\")","v":""},{"$f":"IFERROR(IF(OR(F89=\"\",'Lives scenario - input'!$F74=\"\"),\"\",F89/'Lives scenario - input'!$F74),\"\")","v":""},{"$f":"IFERROR(IF(OR(G89=\"\",'Lives scenario - input'!$F74=\"\"),\"\",G89/'Lives scenario - input'!$F74),\"\")","v":""},{"$f":"IFERROR(IF(OR(H89=\"\",'Lives scenario - input'!$F74=\"\"),\"\",H89/'Lives scenario - input'!$F74),\"\")","v":""},{"$f":"IFERROR(IF(OR(I89=\"\",'Lives scenario - input'!$F74=\"\"),\"\",I89/'Lives scenario - input'!$F74),\"\")","v":""},{"$f":"IFERROR(IF(OR(J89=\"\",'Lives scenario - input'!$F74=\"\"),\"\",J89/'Lives scenario - input'!$F74),\"\")","v":""},{"$f":"IFERROR(IF(OR(K89=\"\",'Lives scenario - input'!$F74=\"\"),\"\",K89/'Lives scenario - input'!$F74),\"\")","v":""},{"$f":"IFERROR(IF(OR(L89=\"\",'Lives scenario - input'!$F74=\"\"),\"\",L89/'Lives scenario - input'!$F74),\"\")","v":""},{"$f":"IFERROR(IF(OR(M89=\"\",'Lives scenario - input'!$F74=\"\"),\"\",M89/'Lives scenario - input'!$F74),\"\")","v":""},{"$f":"IFERROR(IF(OR(N89=\"\",'Lives scenario - input'!$F74=\"\"),\"\",N89/'Lives scenario - input'!$F74),\"\")","v":""},{"$f":"IFERROR(IF(OR(O89=\"\",'Lives scenario - input'!$F74=\"\"),\"\",O89/'Lives scenario - input'!$F74),\"\")","v":""},{"$f":"IFERROR(IF(OR(P89=\"\",'Lives scenario - input'!$F74=\"\"),\"\",P89/'Lives scenario - input'!$F74),\"\")","v":""},{"$f":"IFERROR(IF(OR(Q89=\"\",'Lives scenario - input'!$F74=\"\"),\"\",Q89/'Lives scenario - input'!$F74),\"\")","v":""},{"$f":"IFERROR(IF(OR(R89=\"\",'Lives scenario - input'!$F74=\"\"),\"\",R89/'Lives scenario - input'!$F74),\"\")","v":""},{"$f":"IFERROR(IF(OR(S89=\"\",'Lives scenario - input'!$F74=\"\"),\"\",S89/'Lives scenario - input'!$F74),\"\")","v":""},{"$f":"IFERROR(IF(OR(T89=\"\",'Lives scenario - input'!$F74=\"\"),\"\",T89/'Lives scenario - input'!$F74),\"\")","v":""},{"$f":"IFERROR(IF(OR(U89=\"\",'Lives scenario - input'!$F74=\"\"),\"\",U89/'Lives scenario - input'!$F74),\"\")","v":""},{"$f":"IFERROR(IF(OR(V89=\"\",'Lives scenario - input'!$F74=\"\"),\"\",V89/'Lives scenario - input'!$F74),\"\")","v":""},{"$f":"IFERROR(IF(OR(W89=\"\",'Lives scenario - input'!$F74=\"\"),\"\",W89/'Lives scenario - input'!$F74),\"\")","v":""}]
[{"$f":"IFERROR('Lives scenario - input'!A75,\"\")","v":""},{"$f":"IFERROR('Lives scenario - input'!B75,\"\")","v":""},{"$f":"IFERROR('Lives scenario - input'!C75,\"\")","v":""},{"$f":"IFERROR(repcalc('Lives scenario - input'!$CX75:$GJ75,'Lives scenario - input'!$I75,'Lives scenario - input'!$G75,'Lives scenario - input'!$H75,20,TRUE,TRUE),\"\")","v":""},"","","","","","","","","","","","","","","","","","","",{"$f":"IFERROR(IF(OR(D90=\"\",'Lives scenario - input'!$F75=\"\"),\"\",D90/'Lives scenario - input'!$F75),\"\")","v":""},{"$f":"IFERROR(IF(OR(E90=\"\",'Lives scenario - input'!$F75=\"\"),\"\",E90/'Lives scenario - input'!$F75),\"\")","v":""},{"$f":"IFERROR(IF(OR(F90=\"\",'Lives scenario - input'!$F75=\"\"),\"\",F90/'Lives scenario - input'!$F75),\"\")","v":""},{"$f":"IFERROR(IF(OR(G90=\"\",'Lives scenario - input'!$F75=\"\"),\"\",G90/'Lives scenario - input'!$F75),\"\")","v":""},{"$f":"IFERROR(IF(OR(H90=\"\",'Lives scenario - input'!$F75=\"\"),\"\",H90/'Lives scenario - input'!$F75),\"\")","v":""},{"$f":"IFERROR(IF(OR(I90=\"\",'Lives scenario - input'!$F75=\"\"),\"\",I90/'Lives scenario - input'!$F75),\"\")","v":""},{"$f":"IFERROR(IF(OR(J90=\"\",'Lives scenario - input'!$F75=\"\"),\"\",J90/'Lives scenario - input'!$F75),\"\")","v":""},{"$f":"IFERROR(IF(OR(K90=\"\",'Lives scenario - input'!$F75=\"\"),\"\",K90/'Lives scenario - input'!$F75),\"\")","v":""},{"$f":"IFERROR(IF(OR(L90=\"\",'Lives scenario - input'!$F75=\"\"),\"\",L90/'Lives scenario - input'!$F75),\"\")","v":""},{"$f":"IFERROR(IF(OR(M90=\"\",'Lives scenario - input'!$F75=\"\"),\"\",M90/'Lives scenario - input'!$F75),\"\")","v":""},{"$f":"IFERROR(IF(OR(N90=\"\",'Lives scenario - input'!$F75=\"\"),\"\",N90/'Lives scenario - input'!$F75),\"\")","v":""},{"$f":"IFERROR(IF(OR(O90=\"\",'Lives scenario - input'!$F75=\"\"),\"\",O90/'Lives scenario - input'!$F75),\"\")","v":""},{"$f":"IFERROR(IF(OR(P90=\"\",'Lives scenario - input'!$F75=\"\"),\"\",P90/'Lives scenario - input'!$F75),\"\")","v":""},{"$f":"IFERROR(IF(OR(Q90=\"\",'Lives scenario - input'!$F75=\"\"),\"\",Q90/'Lives scenario - input'!$F75),\"\")","v":""},{"$f":"IFERROR(IF(OR(R90=\"\",'Lives scenario - input'!$F75=\"\"),\"\",R90/'Lives scenario - input'!$F75),\"\")","v":""},{"$f":"IFERROR(IF(OR(S90=\"\",'Lives scenario - input'!$F75=\"\"),\"\",S90/'Lives scenario - input'!$F75),\"\")","v":""},{"$f":"IFERROR(IF(OR(T90=\"\",'Lives scenario - input'!$F75=\"\"),\"\",T90/'Lives scenario - input'!$F75),\"\")","v":""},{"$f":"IFERROR(IF(OR(U90=\"\",'Lives scenario - input'!$F75=\"\"),\"\",U90/'Lives scenario - input'!$F75),\"\")","v":""},{"$f":"IFERROR(IF(OR(V90=\"\",'Lives scenario - input'!$F75=\"\"),\"\",V90/'Lives scenario - input'!$F75),\"\")","v":""},{"$f":"IFERROR(IF(OR(W90=\"\",'Lives scenario - input'!$F75=\"\"),\"\",W90/'Lives scenario - input'!$F75),\"\")","v":""}]
[{"$f":"IFERROR('Lives scenario - input'!A76,\"\")","v":""},{"$f":"IFERROR('Lives scenario - input'!B76,\"\")","v":""},{"$f":"IFERROR('Lives scenario - input'!C76,\"\")","v":""},{"$f":"IFERROR(repcalc('Lives scenario - input'!$CX76:$GJ76,'Lives scenario - input'!$I76,'Lives scenario - input'!$G76,'Lives scenario - input'!$H76,20,TRUE,TRUE),\"\")","v":""},"","","","","","","","","","","","","","","","","","","",{"$f":"IFERROR(IF(OR(D91=\"\",'Lives scenario - input'!$F76=\"\"),\"\",D91/'Lives scenario - input'!$F76),\"\")","v":""},{"$f":"IFERROR(IF(OR(E91=\"\",'Lives scenario - input'!$F76=\"\"),\"\",E91/'Lives scenario - input'!$F76),\"\")","v":""},{"$f":"IFERROR(IF(OR(F91=\"\",'Lives scenario - input'!$F76=\"\"),\"\",F91/'Lives scenario - input'!$F76),\"\")","v":""},{"$f":"IFERROR(IF(OR(G91=\"\",'Lives scenario - input'!$F76=\"\"),\"\",G91/'Lives scenario - input'!$F76),\"\")","v":""},{"$f":"IFERROR(IF(OR(H91=\"\",'Lives scenario - input'!$F76=\"\"),\"\",H91/'Lives scenario - input'!$F76),\"\")","v":""},{"$f":"IFERROR(IF(OR(I91=\"\",'Lives scenario - input'!$F76=\"\"),\"\",I91/'Lives scenario - input'!$F76),\"\")","v":""},{"$f":"IFERROR(IF(OR(J91=\"\",'Lives scenario - input'!$F76=\"\"),\"\",J91/'Lives scenario - input'!$F76),\"\")","v":""},{"$f":"IFERROR(IF(OR(K91=\"\",'Lives scenario - input'!$F76=\"\"),\"\",K91/'Lives scenario - input'!$F76),\"\")","v":""},{"$f":"IFERROR(IF(OR(L91=\"\",'Lives scenario - input'!$F76=\"\"),\"\",L91/'Lives scenario - input'!$F76),\"\")","v":""},{"$f":"IFERROR(IF(OR(M91=\"\",'Lives scenario - input'!$F76=\"\"),\"\",M91/'Lives scenario - input'!$F76),\"\")","v":""},{"$f":"IFERROR(IF(OR(N91=\"\",'Lives scenario - input'!$F76=\"\"),\"\",N91/'Lives scenario - input'!$F76),\"\")","v":""},{"$f":"IFERROR(IF(OR(O91=\"\",'Lives scenario - input'!$F76=\"\"),\"\",O91/'Lives scenario - input'!$F76),\"\")","v":""},{"$f":"IFERROR(IF(OR(P91=\"\",'Lives scenario - input'!$F76=\"\"),\"\",P91/'Lives scenario - input'!$F76),\"\")","v":""},{"$f":"IFERROR(IF(OR(Q91=\"\",'Lives scenario - input'!$F76=\"\"),\"\",Q91/'Lives scenario - input'!$F76),\"\")","v":""},{"$f":"IFERROR(IF(OR(R91=\"\",'Lives scenario - input'!$F76=\"\"),\"\",R91/'Lives scenario - input'!$F76),\"\")","v":""},{"$f":"IFERROR(IF(OR(S91=\"\",'Lives scenario - input'!$F76=\"\"),\"\",S91/'Lives scenario - input'!$F76),\"\")","v":""},{"$f":"IFERROR(IF(OR(T91=\"\",'Lives scenario - input'!$F76=\"\"),\"\",T91/'Lives scenario - input'!$F76),\"\")","v":""},{"$f":"IFERROR(IF(OR(U91=\"\",'Lives scenario - input'!$F76=\"\"),\"\",U91/'Lives scenario - input'!$F76),\"\")","v":""},{"$f":"IFERROR(IF(OR(V91=\"\",'Lives scenario - input'!$F76=\"\"),\"\",V91/'Lives scenario - input'!$F76),\"\")","v":""},{"$f":"IFERROR(IF(OR(W91=\"\",'Lives scenario - input'!$F76=\"\"),\"\",W91/'Lives scenario - input'!$F76),\"\")","v":""}]
[{"$f":"IFERROR('Lives scenario - input'!A77,\"\")","v":""},{"$f":"IFERROR('Lives scenario - input'!B77,\"\")","v":""},{"$f":"IFERROR('Lives scenario - input'!C77,\"\")","v":""},{"$f":"IFERROR(repcalc('Lives scenario - input'!$CX77:$GJ77,'Lives scenario - input'!$I77,'Lives scenario - input'!$G77,'Lives scenario - input'!$H77,20,TRUE,TRUE),\"\")","v":""},"","","","","","","","","","","","","","","","","","","",{"$f":"IFERROR(IF(OR(D92=\"\",'Lives scenario - input'!$F77=\"\"),\"\",D92/'Lives scenario - input'!$F77),\"\")","v":""},{"$f":"IFERROR(IF(OR(E92=\"\",'Lives scenario - input'!$F77=\"\"),\"\",E92/'Lives scenario - input'!$F77),\"\")","v":""},{"$f":"IFERROR(IF(OR(F92=\"\",'Lives scenario - input'!$F77=\"\"),\"\",F92/'Lives scenario - input'!$F77),\"\")","v":""},{"$f":"IFERROR(IF(OR(G92=\"\",'Lives scenario - input'!$F77=\"\"),\"\",G92/'Lives scenario - input'!$F77),\"\")","v":""},{"$f":"IFERROR(IF(OR(H92=\"\",'Lives scenario - input'!$F77=\"\"),\"\",H92/'Lives scenario - input'!$F77),\"\")","v":""},{"$f":"IFERROR(IF(OR(I92=\"\",'Lives scenario - input'!$F77=\"\"),\"\",I92/'Lives scenario - input'!$F77),\"\")","v":""},{"$f":"IFERROR(IF(OR(J92=\"\",'Lives scenario - input'!$F77=\"\"),\"\",J92/'Lives scenario - input'!$F77),\"\")","v":""},{"$f":"IFERROR(IF(OR(K92=\"\",'Lives scenario - input'!$F77=\"\"),\"\",K92/'Lives scenario - input'!$F77),\"\")","v":""},{"$f":"IFERROR(IF(OR(L92=\"\",'Lives scenario - input'!$F77=\"\"),\"\",L92/'Lives scenario - input'!$F77),\"\")","v":""},{"$f":"IFERROR(IF(OR(M92=\"\",'Lives scenario - input'!$F77=\"\"),\"\",M92/'Lives scenario - input'!$F77),\"\")","v":""},{"$f":"IFERROR(IF(OR(N92=\"\",'Lives scenario - input'!$F77=\"\"),\"\",N92/'Lives scenario - input'!$F77),\"\")","v":""},{"$f":"IFERROR(IF(OR(O92=\"\",'Lives scenario - input'!$F77=\"\"),\"\",O92/'Lives scenario - input'!$F77),\"\")","v":""},{"$f":"IFERROR(IF(OR(P92=\"\",'Lives scenario - input'!$F77=\"\"),\"\",P92/'Lives scenario - input'!$F77),\"\")","v":""},{"$f":"IFERROR(IF(OR(Q92=\"\",'Lives scenario - input'!$F77=\"\"),\"\",Q92/'Lives scenario - input'!$F77),\"\")","v":""},{"$f":"IFERROR(IF(OR(R92=\"\",'Lives scenario - input'!$F77=\"\"),\"\",R92/'Lives scenario - input'!$F77),\"\")","v":""},{"$f":"IFERROR(IF(OR(S92=\"\",'Lives scenario - input'!$F77=\"\"),\"\",S92/'Lives scenario - input'!$F77),\"\")","v":""},{"$f":"IFERROR(IF(OR(T92=\"\",'Lives scenario - input'!$F77=\"\"),\"\",T92/'Lives scenario - input'!$F77),\"\")","v":""},{"$f":"IFERROR(IF(OR(U92=\"\",'Lives scenario - input'!$F77=\"\"),\"\",U92/'Lives scenario - input'!$F77),\"\")","v":""},{"$f":"IFERROR(IF(OR(V92=\"\",'Lives scenario - input'!$F77=\"\"),\"\",V92/'Lives scenario - input'!$F77),\"\")","v":""},{"$f":"IFERROR(IF(OR(W92=\"\",'Lives scenario - input'!$F77=\"\"),\"\",W92/'Lives scenario - input'!$F77),\"\")","v":""}]
[{"$f":"IFERROR('Lives scenario - input'!A78,\"\")","v":""},{"$f":"IFERROR('Lives scenario - input'!B78,\"\")","v":""},{"$f":"IFERROR('Lives scenario - input'!C78,\"\")","v":""},{"$f":"IFERROR(repcalc('Lives scenario - input'!$CX78:$GJ78,'Lives scenario - input'!$I78,'Lives scenario - input'!$G78,'Lives scenario - input'!$H78,20,TRUE,TRUE),\"\")","v":""},"","","","","","","","","","","","","","","","","","","",{"$f":"IFERROR(IF(OR(D93=\"\",'Lives scenario - input'!$F78=\"\"),\"\",D93/'Lives scenario - input'!$F78),\"\")","v":""},{"$f":"IFERROR(IF(OR(E93=\"\",'Lives scenario - input'!$F78=\"\"),\"\",E93/'Lives scenario - input'!$F78),\"\")","v":""},{"$f":"IFERROR(IF(OR(F93=\"\",'Lives scenario - input'!$F78=\"\"),\"\",F93/'Lives scenario - input'!$F78),\"\")","v":""},{"$f":"IFERROR(IF(OR(G93=\"\",'Lives scenario - input'!$F78=\"\"),\"\",G93/'Lives scenario - input'!$F78),\"\")","v":""},{"$f":"IFERROR(IF(OR(H93=\"\",'Lives scenario - input'!$F78=\"\"),\"\",H93/'Lives scenario - input'!$F78),\"\")","v":""},{"$f":"IFERROR(IF(OR(I93=\"\",'Lives scenario - input'!$F78=\"\"),\"\",I93/'Lives scenario - input'!$F78),\"\")","v":""},{"$f":"IFERROR(IF(OR(J93=\"\",'Lives scenario - input'!$F78=\"\"),\"\",J93/'Lives scenario - input'!$F78),\"\")","v":""},{"$f":"IFERROR(IF(OR(K93=\"\",'Lives scenario - input'!$F78=\"\"),\"\",K93/'Lives scenario - input'!$F78),\"\")","v":""},{"$f":"IFERROR(IF(OR(L93=\"\",'Lives scenario - input'!$F78=\"\"),\"\",L93/'Lives scenario - input'!$F78),\"\")","v":""},{"$f":"IFERROR(IF(OR(M93=\"\",'Lives scenario - input'!$F78=\"\"),\"\",M93/'Lives scenario - input'!$F78),\"\")","v":""},{"$f":"IFERROR(IF(OR(N93=\"\",'Lives scenario - input'!$F78=\"\"),\"\",N93/'Lives scenario - input'!$F78),\"\")","v":""},{"$f":"IFERROR(IF(OR(O93=\"\",'Lives scenario - input'!$F78=\"\"),\"\",O93/'Lives scenario - input'!$F78),\"\")","v":""},{"$f":"IFERROR(IF(OR(P93=\"\",'Lives scenario - input'!$F78=\"\"),\"\",P93/'Lives scenario - input'!$F78),\"\")","v":""},{"$f":"IFERROR(IF(OR(Q93=\"\",'Lives scenario - input'!$F78=\"\"),\"\",Q93/'Lives scenario - input'!$F78),\"\")","v":""},{"$f":"IFERROR(IF(OR(R93=\"\",'Lives scenario - input'!$F78=\"\"),\"\",R93/'Lives scenario - input'!$F78),\"\")","v":""},{"$f":"IFERROR(IF(OR(S93=\"\",'Lives scenario - input'!$F78=\"\"),\"\",S93/'Lives scenario - input'!$F78),\"\")","v":""},{"$f":"IFERROR(IF(OR(T93=\"\",'Lives scenario - input'!$F78=\"\"),\"\",T93/'Lives scenario - input'!$F78),\"\")","v":""},{"$f":"IFERROR(IF(OR(U93=\"\",'Lives scenario - input'!$F78=\"\"),\"\",U93/'Lives scenario - input'!$F78),\"\")","v":""},{"$f":"IFERROR(IF(OR(V93=\"\",'Lives scenario - input'!$F78=\"\"),\"\",V93/'Lives scenario - input'!$F78),\"\")","v":""},{"$f":"IFERROR(IF(OR(W93=\"\",'Lives scenario - input'!$F78=\"\"),\"\",W93/'Lives scenario - input'!$F78),\"\")","v":""}]
[{"$f":"IFERROR('Lives scenario - input'!A79,\"\")","v":""},{"$f":"IFERROR('Lives scenario - input'!B79,\"\")","v":""},{"$f":"IFERROR('Lives scenario - input'!C79,\"\")","v":""},{"$f":"IFERROR(repcalc('Lives scenario - input'!$CX79:$GJ79,'Lives scenario - input'!$I79,'Lives scenario - input'!$G79,'Lives scenario - input'!$H79,20,TRUE,TRUE),\"\")","v":""},"","","","","","","","","","","","","","","","","","","",{"$f":"IFERROR(IF(OR(D94=\"\",'Lives scenario - input'!$F79=\"\"),\"\",D94/'Lives scenario - input'!$F79),\"\")","v":""},{"$f":"IFERROR(IF(OR(E94=\"\",'Lives scenario - input'!$F79=\"\"),\"\",E94/'Lives scenario - input'!$F79),\"\")","v":""},{"$f":"IFERROR(IF(OR(F94=\"\",'Lives scenario - input'!$F79=\"\"),\"\",F94/'Lives scenario - input'!$F79),\"\")","v":""},{"$f":"IFERROR(IF(OR(G94=\"\",'Lives scenario - input'!$F79=\"\"),\"\",G94/'Lives scenario - input'!$F79),\"\")","v":""},{"$f":"IFERROR(IF(OR(H94=\"\",'Lives scenario - input'!$F79=\"\"),\"\",H94/'Lives scenario - input'!$F79),\"\")","v":""},{"$f":"IFERROR(IF(OR(I94=\"\",'Lives scenario - input'!$F79=\"\"),\"\",I94/'Lives scenario - input'!$F79),\"\")","v":""},{"$f":"IFERROR(IF(OR(J94=\"\",'Lives scenario - input'!$F79=\"\"),\"\",J94/'Lives scenario - input'!$F79),\"\")","v":""},{"$f":"IFERROR(IF(OR(K94=\"\",'Lives scenario - input'!$F79=\"\"),\"\",K94/'Lives scenario - input'!$F79),\"\")","v":""},{"$f":"IFERROR(IF(OR(L94=\"\",'Lives scenario - input'!$F79=\"\"),\"\",L94/'Lives scenario - input'!$F79),\"\")","v":""},{"$f":"IFERROR(IF(OR(M94=\"\",'Lives scenario - input'!$F79=\"\"),\"\",M94/'Lives scenario - input'!$F79),\"\")","v":""},{"$f":"IFERROR(IF(OR(N94=\"\",'Lives scenario - input'!$F79=\"\"),\"\",N94/'Lives scenario - input'!$F79),\"\")","v":""},{"$f":"IFERROR(IF(OR(O94=\"\",'Lives scenario - input'!$F79=\"\"),\"\",O94/'Lives scenario - input'!$F79),\"\")","v":""},{"$f":"IFERROR(IF(OR(P94=\"\",'Lives scenario - input'!$F79=\"\"),\"\",P94/'Lives scenario - input'!$F79),\"\")","v":""},{"$f":"IFERROR(IF(OR(Q94=\"\",'Lives scenario - input'!$F79=\"\"),\"\",Q94/'Lives scenario - input'!$F79),\"\")","v":""},{"$f":"IFERROR(IF(OR(R94=\"\",'Lives scenario - input'!$F79=\"\"),\"\",R94/'Lives scenario - input'!$F79),\"\")","v":""},{"$f":"IFERROR(IF(OR(S94=\"\",'Lives scenario - input'!$F79=\"\"),\"\",S94/'Lives scenario - input'!$F79),\"\")","v":""},{"$f":"IFERROR(IF(OR(T94=\"\",'Lives scenario - input'!$F79=\"\"),\"\",T94/'Lives scenario - input'!$F79),\"\")","v":""},{"$f":"IFERROR(IF(OR(U94=\"\",'Lives scenario - input'!$F79=\"\"),\"\",U94/'Lives scenario - input'!$F79),\"\")","v":""},{"$f":"IFERROR(IF(OR(V94=\"\",'Lives scenario - input'!$F79=\"\"),\"\",V94/'Lives scenario - input'!$F79),\"\")","v":""},{"$f":"IFERROR(IF(OR(W94=\"\",'Lives scenario - input'!$F79=\"\"),\"\",W94/'Lives scenario - input'!$F79),\"\")","v":""}]
[{"$f":"IFERROR('Lives scenario - input'!A80,\"\")","v":""},{"$f":"IFERROR('Lives scenario - input'!B80,\"\")","v":""},{"$f":"IFERROR('Lives scenario - input'!C80,\"\")","v":""},{"$f":"IFERROR(repcalc('Lives scenario - input'!$CX80:$GJ80,'Lives scenario - input'!$I80,'Lives scenario - input'!$G80,'Lives scenario - input'!$H80,20,TRUE,TRUE),\"\")","v":""},"","","","","","","","","","","","","","","","","","","",{"$f":"IFERROR(IF(OR(D95=\"\",'Lives scenario - input'!$F80=\"\"),\"\",D95/'Lives scenario - input'!$F80),\"\")","v":""},{"$f":"IFERROR(IF(OR(E95=\"\",'Lives scenario - input'!$F80=\"\"),\"\",E95/'Lives scenario - input'!$F80),\"\")","v":""},{"$f":"IFERROR(IF(OR(F95=\"\",'Lives scenario - input'!$F80=\"\"),\"\",F95/'Lives scenario - input'!$F80),\"\")","v":""},{"$f":"IFERROR(IF(OR(G95=\"\",'Lives scenario - input'!$F80=\"\"),\"\",G95/'Lives scenario - input'!$F80),\"\")","v":""},{"$f":"IFERROR(IF(OR(H95=\"\",'Lives scenario - input'!$F80=\"\"),\"\",H95/'Lives scenario - input'!$F80),\"\")","v":""},{"$f":"IFERROR(IF(OR(I95=\"\",'Lives scenario - input'!$F80=\"\"),\"\",I95/'Lives scenario - input'!$F80),\"\")","v":""},{"$f":"IFERROR(IF(OR(J95=\"\",'Lives scenario - input'!$F80=\"\"),\"\",J95/'Lives scenario - input'!$F80),\"\")","v":""},{"$f":"IFERROR(IF(OR(K95=\"\",'Lives scenario - input'!$F80=\"\"),\"\",K95/'Lives scenario - input'!$F80),\"\")","v":""},{"$f":"IFERROR(IF(OR(L95=\"\",'Lives scenario - input'!$F80=\"\"),\"\",L95/'Lives scenario - input'!$F80),\"\")","v":""},{"$f":"IFERROR(IF(OR(M95=\"\",'Lives scenario - input'!$F80=\"\"),\"\",M95/'Lives scenario - input'!$F80),\"\")","v":""},{"$f":"IFERROR(IF(OR(N95=\"\",'Lives scenario - input'!$F80=\"\"),\"\",N95/'Lives scenario - input'!$F80),\"\")","v":""},{"$f":"IFERROR(IF(OR(O95=\"\",'Lives scenario - input'!$F80=\"\"),\"\",O95/'Lives scenario - input'!$F80),\"\")","v":""},{"$f":"IFERROR(IF(OR(P95=\"\",'Lives scenario - input'!$F80=\"\"),\"\",P95/'Lives scenario - input'!$F80),\"\")","v":""},{"$f":"IFERROR(IF(OR(Q95=\"\",'Lives scenario - input'!$F80=\"\"),\"\",Q95/'Lives scenario - input'!$F80),\"\")","v":""},{"$f":"IFERROR(IF(OR(R95=\"\",'Lives scenario - input'!$F80=\"\"),\"\",R95/'Lives scenario - input'!$F80),\"\")","v":""},{"$f":"IFERROR(IF(OR(S95=\"\",'Lives scenario - input'!$F80=\"\"),\"\",S95/'Lives scenario - input'!$F80),\"\")","v":""},{"$f":"IFERROR(IF(OR(T95=\"\",'Lives scenario - input'!$F80=\"\"),\"\",T95/'Lives scenario - input'!$F80),\"\")","v":""},{"$f":"IFERROR(IF(OR(U95=\"\",'Lives scenario - input'!$F80=\"\"),\"\",U95/'Lives scenario - input'!$F80),\"\")","v":""},{"$f":"IFERROR(IF(OR(V95=\"\",'Lives scenario - input'!$F80=\"\"),\"\",V95/'Lives scenario - input'!$F80),\"\")","v":""},{"$f":"IFERROR(IF(OR(W95=\"\",'Lives scenario - input'!$F80=\"\"),\"\",W95/'Lives scenario - input'!$F80),\"\")","v":""}]
[{"$f":"IFERROR('Lives scenario - input'!A81,\"\")","v":""},{"$f":"IFERROR('Lives scenario - input'!B81,\"\")","v":""},{"$f":"IFERROR('Lives scenario - input'!C81,\"\")","v":""},{"$f":"IFERROR(repcalc('Lives scenario - input'!$CX81:$GJ81,'Lives scenario - input'!$I81,'Lives scenario - input'!$G81,'Lives scenario - input'!$H81,20,TRUE,TRUE),\"\")","v":""},"","","","","","","","","","","","","","","","","","","",{"$f":"IFERROR(IF(OR(D96=\"\",'Lives scenario - input'!$F81=\"\"),\"\",D96/'Lives scenario - input'!$F81),\"\")","v":""},{"$f":"IFERROR(IF(OR(E96=\"\",'Lives scenario - input'!$F81=\"\"),\"\",E96/'Lives scenario - input'!$F81),\"\")","v":""},{"$f":"IFERROR(IF(OR(F96=\"\",'Lives scenario - input'!$F81=\"\"),\"\",F96/'Lives scenario - input'!$F81),\"\")","v":""},{"$f":"IFERROR(IF(OR(G96=\"\",'Lives scenario - input'!$F81=\"\"),\"\",G96/'Lives scenario - input'!$F81),\"\")","v":""},{"$f":"IFERROR(IF(OR(H96=\"\",'Lives scenario - input'!$F81=\"\"),\"\",H96/'Lives scenario - input'!$F81),\"\")","v":""},{"$f":"IFERROR(IF(OR(I96=\"\",'Lives scenario - input'!$F81=\"\"),\"\",I96/'Lives scenario - input'!$F81),\"\")","v":""},{"$f":"IFERROR(IF(OR(J96=\"\",'Lives scenario - input'!$F81=\"\"),\"\",J96/'Lives scenario - input'!$F81),\"\")","v":""},{"$f":"IFERROR(IF(OR(K96=\"\",'Lives scenario - input'!$F81=\"\"),\"\",K96/'Lives scenario - input'!$F81),\"\")","v":""},{"$f":"IFERROR(IF(OR(L96=\"\",'Lives scenario - input'!$F81=\"\"),\"\",L96/'Lives scenario - input'!$F81),\"\")","v":""},{"$f":"IFERROR(IF(OR(M96=\"\",'Lives scenario - input'!$F81=\"\"),\"\",M96/'Lives scenario - input'!$F81),\"\")","v":""},{"$f":"IFERROR(IF(OR(N96=\"\",'Lives scenario - input'!$F81=\"\"),\"\",N96/'Lives scenario - input'!$F81),\"\")","v":""},{"$f":"IFERROR(IF(OR(O96=\"\",'Lives scenario - input'!$F81=\"\"),\"\",O96/'Lives scenario - input'!$F81),\"\")","v":""},{"$f":"IFERROR(IF(OR(P96=\"\",'Lives scenario - input'!$F81=\"\"),\"\",P96/'Lives scenario - input'!$F81),\"\")","v":""},{"$f":"IFERROR(IF(OR(Q96=\"\",'Lives scenario - input'!$F81=\"\"),\"\",Q96/'Lives scenario - input'!$F81),\"\")","v":""},{"$f":"IFERROR(IF(OR(R96=\"\",'Lives scenario - input'!$F81=\"\"),\"\",R96/'Lives scenario - input'!$F81),\"\")","v":""},{"$f":"IFERROR(IF(OR(S96=\"\",'Lives scenario - input'!$F81=\"\"),\"\",S96/'Lives scenario - input'!$F81),\"\")","v":""},{"$f":"IFERROR(IF(OR(T96=\"\",'Lives scenario - input'!$F81=\"\"),\"\",T96/'Lives scenario - input'!$F81),\"\")","v":""},{"$f":"IFERROR(IF(OR(U96=\"\",'Lives scenario - input'!$F81=\"\"),\"\",U96/'Lives scenario - input'!$F81),\"\")","v":""},{"$f":"IFERROR(IF(OR(V96=\"\",'Lives scenario - input'!$F81=\"\"),\"\",V96/'Lives scenario - input'!$F81),\"\")","v":""},{"$f":"IFERROR(IF(OR(W96=\"\",'Lives scenario - input'!$F81=\"\"),\"\",W96/'Lives scenario - input'!$F81),\"\")","v":""}]
[{"$f":"IFERROR('Lives scenario - input'!A82,\"\")","v":""},{"$f":"IFERROR('Lives scenario - input'!B82,\"\")","v":""},{"$f":"IFERROR('Lives scenario - input'!C82,\"\")","v":""},{"$f":"IFERROR(repcalc('Lives scenario - input'!$CX82:$GJ82,'Lives scenario - input'!$I82,'Lives scenario - input'!$G82,'Lives scenario - input'!$H82,20,TRUE,TRUE),\"\")","v":""},"","","","","","","","","","","","","","","","","","","",{"$f":"IFERROR(IF(OR(D97=\"\",'Lives scenario - input'!$F82=\"\"),\"\",D97/'Lives scenario - input'!$F82),\"\")","v":""},{"$f":"IFERROR(IF(OR(E97=\"\",'Lives scenario - input'!$F82=\"\"),\"\",E97/'Lives scenario - input'!$F82),\"\")","v":""},{"$f":"IFERROR(IF(OR(F97=\"\",'Lives scenario - input'!$F82=\"\"),\"\",F97/'Lives scenario - input'!$F82),\"\")","v":""},{"$f":"IFERROR(IF(OR(G97=\"\",'Lives scenario - input'!$F82=\"\"),\"\",G97/'Lives scenario - input'!$F82),\"\")","v":""},{"$f":"IFERROR(IF(OR(H97=\"\",'Lives scenario - input'!$F82=\"\"),\"\",H97/'Lives scenario - input'!$F82),\"\")","v":""},{"$f":"IFERROR(IF(OR(I97=\"\",'Lives scenario - input'!$F82=\"\"),\"\",I97/'Lives scenario - input'!$F82),\"\")","v":""},{"$f":"IFERROR(IF(OR(J97=\"\",'Lives scenario - input'!$F82=\"\"),\"\",J97/'Lives scenario - input'!$F82),\"\")","v":""},{"$f":"IFERROR(IF(OR(K97=\"\",'Lives scenario - input'!$F82=\"\"),\"\",K97/'Lives scenario - input'!$F82),\"\")","v":""},{"$f":"IFERROR(IF(OR(L97=\"\",'Lives scenario - input'!$F82=\"\"),\"\",L97/'Lives scenario - input'!$F82),\"\")","v":""},{"$f":"IFERROR(IF(OR(M97=\"\",'Lives scenario - input'!$F82=\"\"),\"\",M97/'Lives scenario - input'!$F82),\"\")","v":""},{"$f":"IFERROR(IF(OR(N97=\"\",'Lives scenario - input'!$F82=\"\"),\"\",N97/'Lives scenario - input'!$F82),\"\")","v":""},{"$f":"IFERROR(IF(OR(O97=\"\",'Lives scenario - input'!$F82=\"\"),\"\",O97/'Lives scenario - input'!$F82),\"\")","v":""},{"$f":"IFERROR(IF(OR(P97=\"\",'Lives scenario - input'!$F82=\"\"),\"\",P97/'Lives scenario - input'!$F82),\"\")","v":""},{"$f":"IFERROR(IF(OR(Q97=\"\",'Lives scenario - input'!$F82=\"\"),\"\",Q97/'Lives scenario - input'!$F82),\"\")","v":""},{"$f":"IFERROR(IF(OR(R97=\"\",'Lives scenario - input'!$F82=\"\"),\"\",R97/'Lives scenario - input'!$F82),\"\")","v":""},{"$f":"IFERROR(IF(OR(S97=\"\",'Lives scenario - input'!$F82=\"\"),\"\",S97/'Lives scenario - input'!$F82),\"\")","v":""},{"$f":"IFERROR(IF(OR(T97=\"\",'Lives scenario - input'!$F82=\"\"),\"\",T97/'Lives scenario - input'!$F82),\"\")","v":""},{"$f":"IFERROR(IF(OR(U97=\"\",'Lives scenario - input'!$F82=\"\"),\"\",U97/'Lives scenario - input'!$F82),\"\")","v":""},{"$f":"IFERROR(IF(OR(V97=\"\",'Lives scenario - input'!$F82=\"\"),\"\",V97/'Lives scenario - input'!$F82),\"\")","v":""},{"$f":"IFERROR(IF(OR(W97=\"\",'Lives scenario - input'!$F82=\"\"),\"\",W97/'Lives scenario - input'!$F82),\"\")","v":""}]
[{"$f":"IFERROR('Lives scenario - input'!A83,\"\")","v":""},{"$f":"IFERROR('Lives scenario - input'!B83,\"\")","v":""},{"$f":"IFERROR('Lives scenario - input'!C83,\"\")","v":""},{"$f":"IFERROR(repcalc('Lives scenario - input'!$CX83:$GJ83,'Lives scenario - input'!$I83,'Lives scenario - input'!$G83,'Lives scenario - input'!$H83,20,TRUE,TRUE),\"\")","v":""},"","","","","","","","","","","","","","","","","","","",{"$f":"IFERROR(IF(OR(D98=\"\",'Lives scenario - input'!$F83=\"\"),\"\",D98/'Lives scenario - input'!$F83),\"\")","v":""},{"$f":"IFERROR(IF(OR(E98=\"\",'Lives scenario - input'!$F83=\"\"),\"\",E98/'Lives scenario - input'!$F83),\"\")","v":""},{"$f":"IFERROR(IF(OR(F98=\"\",'Lives scenario - input'!$F83=\"\"),\"\",F98/'Lives scenario - input'!$F83),\"\")","v":""},{"$f":"IFERROR(IF(OR(G98=\"\",'Lives scenario - input'!$F83=\"\"),\"\",G98/'Lives scenario - input'!$F83),\"\")","v":""},{"$f":"IFERROR(IF(OR(H98=\"\",'Lives scenario - input'!$F83=\"\"),\"\",H98/'Lives scenario - input'!$F83),\"\")","v":""},{"$f":"IFERROR(IF(OR(I98=\"\",'Lives scenario - input'!$F83=\"\"),\"\",I98/'Lives scenario - input'!$F83),\"\")","v":""},{"$f":"IFERROR(IF(OR(J98=\"\",'Lives scenario - input'!$F83=\"\"),\"\",J98/'Lives scenario - input'!$F83),\"\")","v":""},{"$f":"IFERROR(IF(OR(K98=\"\",'Lives scenario - input'!$F83=\"\"),\"\",K98/'Lives scenario - input'!$F83),\"\")","v":""},{"$f":"IFERROR(IF(OR(L98=\"\",'Lives scenario - input'!$F83=\"\"),\"\",L98/'Lives scenario - input'!$F83),\"\")","v":""},{"$f":"IFERROR(IF(OR(M98=\"\",'Lives scenario - input'!$F83=\"\"),\"\",M98/'Lives scenario - input'!$F83),\"\")","v":""},{"$f":"IFERROR(IF(OR(N98=\"\",'Lives scenario - input'!$F83=\"\"),\"\",N98/'Lives scenario - input'!$F83),\"\")","v":""},{"$f":"IFERROR(IF(OR(O98=\"\",'Lives scenario - input'!$F83=\"\"),\"\",O98/'Lives scenario - input'!$F83),\"\")","v":""},{"$f":"IFERROR(IF(OR(P98=\"\",'Lives scenario - input'!$F83=\"\"),\"\",P98/'Lives scenario - input'!$F83),\"\")","v":""},{"$f":"IFERROR(IF(OR(Q98=\"\",'Lives scenario - input'!$F83=\"\"),\"\",Q98/'Lives scenario - input'!$F83),\"\")","v":""},{"$f":"IFERROR(IF(OR(R98=\"\",'Lives scenario - input'!$F83=\"\"),\"\",R98/'Lives scenario - input'!$F83),\"\")","v":""},{"$f":"IFERROR(IF(OR(S98=\"\",'Lives scenario - input'!$F83=\"\"),\"\",S98/'Lives scenario - input'!$F83),\"\")","v":""},{"$f":"IFERROR(IF(OR(T98=\"\",'Lives scenario - input'!$F83=\"\"),\"\",T98/'Lives scenario - input'!$F83),\"\")","v":""},{"$f":"IFERROR(IF(OR(U98=\"\",'Lives scenario - input'!$F83=\"\"),\"\",U98/'Lives scenario - input'!$F83),\"\")","v":""},{"$f":"IFERROR(IF(OR(V98=\"\",'Lives scenario - input'!$F83=\"\"),\"\",V98/'Lives scenario - input'!$F83),\"\")","v":""},{"$f":"IFERROR(IF(OR(W98=\"\",'Lives scenario - input'!$F83=\"\"),\"\",W98/'Lives scenario - input'!$F83),\"\")","v":""}]
[{"$f":"IFERROR('Lives scenario - input'!A84,\"\")","v":""},{"$f":"IFERROR('Lives scenario - input'!B84,\"\")","v":""},{"$f":"IFERROR('Lives scenario - input'!C84,\"\")","v":""},{"$f":"IFERROR(repcalc('Lives scenario - input'!$CX84:$GJ84,'Lives scenario - input'!$I84,'Lives scenario - input'!$G84,'Lives scenario - input'!$H84,20,TRUE,TRUE),\"\")","v":""},"","","","","","","","","","","","","","","","","","","",{"$f":"IFERROR(IF(OR(D99=\"\",'Lives scenario - input'!$F84=\"\"),\"\",D99/'Lives scenario - input'!$F84),\"\")","v":""},{"$f":"IFERROR(IF(OR(E99=\"\",'Lives scenario - input'!$F84=\"\"),\"\",E99/'Lives scenario - input'!$F84),\"\")","v":""},{"$f":"IFERROR(IF(OR(F99=\"\",'Lives scenario - input'!$F84=\"\"),\"\",F99/'Lives scenario - input'!$F84),\"\")","v":""},{"$f":"IFERROR(IF(OR(G99=\"\",'Lives scenario - input'!$F84=\"\"),\"\",G99/'Lives scenario - input'!$F84),\"\")","v":""},{"$f":"IFERROR(IF(OR(H99=\"\",'Lives scenario - input'!$F84=\"\"),\"\",H99/'Lives scenario - input'!$F84),\"\")","v":""},{"$f":"IFERROR(IF(OR(I99=\"\",'Lives scenario - input'!$F84=\"\"),\"\",I99/'Lives scenario - input'!$F84),\"\")","v":""},{"$f":"IFERROR(IF(OR(J99=\"\",'Lives scenario - input'!$F84=\"\"),\"\",J99/'Lives scenario - input'!$F84),\"\")","v":""},{"$f":"IFERROR(IF(OR(K99=\"\",'Lives scenario - input'!$F84=\"\"),\"\",K99/'Lives scenario - input'!$F84),\"\")","v":""},{"$f":"IFERROR(IF(OR(L99=\"\",'Lives scenario - input'!$F84=\"\"),\"\",L99/'Lives scenario - input'!$F84),\"\")","v":""},{"$f":"IFERROR(IF(OR(M99=\"\",'Lives scenario - input'!$F84=\"\"),\"\",M99/'Lives scenario - input'!$F84),\"\")","v":""},{"$f":"IFERROR(IF(OR(N99=\"\",'Lives scenario - input'!$F84=\"\"),\"\",N99/'Lives scenario - input'!$F84),\"\")","v":""},{"$f":"IFERROR(IF(OR(O99=\"\",'Lives scenario - input'!$F84=\"\"),\"\",O99/'Lives scenario - input'!$F84),\"\")","v":""},{"$f":"IFERROR(IF(OR(P99=\"\",'Lives scenario - input'!$F84=\"\"),\"\",P99/'Lives scenario - input'!$F84),\"\")","v":""},{"$f":"IFERROR(IF(OR(Q99=\"\",'Lives scenario - input'!$F84=\"\"),\"\",Q99/'Lives scenario - input'!$F84),\"\")","v":""},{"$f":"IFERROR(IF(OR(R99=\"\",'Lives scenario - input'!$F84=\"\"),\"\",R99/'Lives scenario - input'!$F84),\"\")","v":""},{"$f":"IFERROR(IF(OR(S99=\"\",'Lives scenario - input'!$F84=\"\"),\"\",S99/'Lives scenario - input'!$F84),\"\")","v":""},{"$f":"IFERROR(IF(OR(T99=\"\",'Lives scenario - input'!$F84=\"\"),\"\",T99/'Lives scenario - input'!$F84),\"\")","v":""},{"$f":"IFERROR(IF(OR(U99=\"\",'Lives scenario - input'!$F84=\"\"),\"\",U99/'Lives scenario - input'!$F84),\"\")","v":""},{"$f":"IFERROR(IF(OR(V99=\"\",'Lives scenario - input'!$F84=\"\"),\"\",V99/'Lives scenario - input'!$F84),\"\")","v":""},{"$f":"IFERROR(IF(OR(W99=\"\",'Lives scenario - input'!$F84=\"\"),\"\",W99/'Lives scenario - input'!$F84),\"\")","v":""}]
[{"$f":"IFERROR('Lives scenario - input'!A85,\"\")","v":""},{"$f":"IFERROR('Lives scenario - input'!B85,\"\")","v":""},{"$f":"IFERROR('Lives scenario - input'!C85,\"\")","v":""},{"$f":"IFERROR(repcalc('Lives scenario - input'!$CX85:$GJ85,'Lives scenario - input'!$I85,'Lives scenario - input'!$G85,'Lives scenario - input'!$H85,20,TRUE,TRUE),\"\")","v":""},"","","","","","","","","","","","","","","","","","","",{"$f":"IFERROR(IF(OR(D100=\"\",'Lives scenario - input'!$F85=\"\"),\"\",D100/'Lives scenario - input'!$F85),\"\")","v":""},{"$f":"IFERROR(IF(OR(E100=\"\",'Lives scenario - input'!$F85=\"\"),\"\",E100/'Lives scenario - input'!$F85),\"\")","v":""},{"$f":"IFERROR(IF(OR(F100=\"\",'Lives scenario - input'!$F85=\"\"),\"\",F100/'Lives scenario - input'!$F85),\"\")","v":""},{"$f":"IFERROR(IF(OR(G100=\"\",'Lives scenario - input'!$F85=\"\"),\"\",G100/'Lives scenario - input'!$F85),\"\")","v":""},{"$f":"IFERROR(IF(OR(H100=\"\",'Lives scenario - input'!$F85=\"\"),\"\",H100/'Lives scenario - input'!$F85),\"\")","v":""},{"$f":"IFERROR(IF(OR(I100=\"\",'Lives scenario - input'!$F85=\"\"),\"\",I100/'Lives scenario - input'!$F85),\"\")","v":""},{"$f":"IFERROR(IF(OR(J100=\"\",'Lives scenario - input'!$F85=\"\"),\"\",J100/'Lives scenario - input'!$F85),\"\")","v":""},{"$f":"IFERROR(IF(OR(K100=\"\",'Lives scenario - input'!$F85=\"\"),\"\",K100/'Lives scenario - input'!$F85),\"\")","v":""},{"$f":"IFERROR(IF(OR(L100=\"\",'Lives scenario - input'!$F85=\"\"),\"\",L100/'Lives scenario - input'!$F85),\"\")","v":""},{"$f":"IFERROR(IF(OR(M100=\"\",'Lives scenario - input'!$F85=\"\"),\"\",M100/'Lives scenario - input'!$F85),\"\")","v":""},{"$f":"IFERROR(IF(OR(N100=\"\",'Lives scenario - input'!$F85=\"\"),\"\",N100/'Lives scenario - input'!$F85),\"\")","v":""},{"$f":"IFERROR(IF(OR(O100=\"\",'Lives scenario - input'!$F85=\"\"),\"\",O100/'Lives scenario - input'!$F85),\"\")","v":""},{"$f":"IFERROR(IF(OR(P100=\"\",'Lives scenario - input'!$F85=\"\"),\"\",P100/'Lives scenario - input'!$F85),\"\")","v":""},{"$f":"IFERROR(IF(OR(Q100=\"\",'Lives scenario - input'!$F85=\"\"),\"\",Q100/'Lives scenario - input'!$F85),\"\")","v":""},{"$f":"IFERROR(IF(OR(R100=\"\",'Lives scenario - input'!$F85=\"\"),\"\",R100/'Lives scenario - input'!$F85),\"\")","v":""},{"$f":"IFERROR(IF(OR(S100=\"\",'Lives scenario - input'!$F85=\"\"),\"\",S100/'Lives scenario - input'!$F85),\"\")","v":""},{"$f":"IFERROR(IF(OR(T100=\"\",'Lives scenario - input'!$F85=\"\"),\"\",T100/'Lives scenario - input'!$F85),\"\")","v":""},{"$f":"IFERROR(IF(OR(U100=\"\",'Lives scenario - input'!$F85=\"\"),\"\",U100/'Lives scenario - input'!$F85),\"\")","v":""},{"$f":"IFERROR(IF(OR(V100=\"\",'Lives scenario - input'!$F85=\"\"),\"\",V100/'Lives scenario - input'!$F85),\"\")","v":""},{"$f":"IFERROR(IF(OR(W100=\"\",'Lives scenario - input'!$F85=\"\"),\"\",W100/'Lives scenario - input'!$F85),\"\")","v":""}]
[{"$f":"IFERROR('Lives scenario - input'!A86,\"\")","v":""},{"$f":"IFERROR('Lives scenario - input'!B86,\"\")","v":""},{"$f":"IFERROR('Lives scenario - input'!C86,\"\")","v":""},{"$f":"IFERROR(repcalc('Lives scenario - input'!$CX86:$GJ86,'Lives scenario - input'!$I86,'Lives scenario - input'!$G86,'Lives scenario - input'!$H86,20,TRUE,TRUE),\"\")","v":""},"","","","","","","","","","","","","","","","","","","",{"$f":"IFERROR(IF(OR(D101=\"\",'Lives scenario - input'!$F86=\"\"),\"\",D101/'Lives scenario - input'!$F86),\"\")","v":""},{"$f":"IFERROR(IF(OR(E101=\"\",'Lives scenario - input'!$F86=\"\"),\"\",E101/'Lives scenario - input'!$F86),\"\")","v":""},{"$f":"IFERROR(IF(OR(F101=\"\",'Lives scenario - input'!$F86=\"\"),\"\",F101/'Lives scenario - input'!$F86),\"\")","v":""},{"$f":"IFERROR(IF(OR(G101=\"\",'Lives scenario - input'!$F86=\"\"),\"\",G101/'Lives scenario - input'!$F86),\"\")","v":""},{"$f":"IFERROR(IF(OR(H101=\"\",'Lives scenario - input'!$F86=\"\"),\"\",H101/'Lives scenario - input'!$F86),\"\")","v":""},{"$f":"IFERROR(IF(OR(I101=\"\",'Lives scenario - input'!$F86=\"\"),\"\",I101/'Lives scenario - input'!$F86),\"\")","v":""},{"$f":"IFERROR(IF(OR(J101=\"\",'Lives scenario - input'!$F86=\"\"),\"\",J101/'Lives scenario - input'!$F86),\"\")","v":""},{"$f":"IFERROR(IF(OR(K101=\"\",'Lives scenario - input'!$F86=\"\"),\"\",K101/'Lives scenario - input'!$F86),\"\")","v":""},{"$f":"IFERROR(IF(OR(L101=\"\",'Lives scenario - input'!$F86=\"\"),\"\",L101/'Lives scenario - input'!$F86),\"\")","v":""},{"$f":"IFERROR(IF(OR(M101=\"\",'Lives scenario - input'!$F86=\"\"),\"\",M101/'Lives scenario - input'!$F86),\"\")","v":""},{"$f":"IFERROR(IF(OR(N101=\"\",'Lives scenario - input'!$F86=\"\"),\"\",N101/'Lives scenario - input'!$F86),\"\")","v":""},{"$f":"IFERROR(IF(OR(O101=\"\",'Lives scenario - input'!$F86=\"\"),\"\",O101/'Lives scenario - input'!$F86),\"\")","v":""},{"$f":"IFERROR(IF(OR(P101=\"\",'Lives scenario - input'!$F86=\"\"),\"\",P101/'Lives scenario - input'!$F86),\"\")","v":""},{"$f":"IFERROR(IF(OR(Q101=\"\",'Lives scenario - input'!$F86=\"\"),\"\",Q101/'Lives scenario - input'!$F86),\"\")","v":""},{"$f":"IFERROR(IF(OR(R101=\"\",'Lives scenario - input'!$F86=\"\"),\"\",R101/'Lives scenario - input'!$F86),\"\")","v":""},{"$f":"IFERROR(IF(OR(S101=\"\",'Lives scenario - input'!$F86=\"\"),\"\",S101/'Lives scenario - input'!$F86),\"\")","v":""},{"$f":"IFERROR(IF(OR(T101=\"\",'Lives scenario - input'!$F86=\"\"),\"\",T101/'Lives scenario - input'!$F86),\"\")","v":""},{"$f":"IFERROR(IF(OR(U101=\"\",'Lives scenario - input'!$F86=\"\"),\"\",U101/'Lives scenario - input'!$F86),\"\")","v":""},{"$f":"IFERROR(IF(OR(V101=\"\",'Lives scenario - input'!$F86=\"\"),\"\",V101/'Lives scenario - input'!$F86),\"\")","v":""},{"$f":"IFERROR(IF(OR(W101=\"\",'Lives scenario - input'!$F86=\"\"),\"\",W101/'Lives scenario - input'!$F86),\"\")","v":""}]
[{"$f":"IFERROR('Lives scenario - input'!A87,\"\")","v":""},{"$f":"IFERROR('Lives scenario - input'!B87,\"\")","v":""},{"$f":"IFERROR('Lives scenario - input'!C87,\"\")","v":""},{"$f":"IFERROR(repcalc('Lives scenario - input'!$CX87:$GJ87,'Lives scenario - input'!$I87,'Lives scenario - input'!$G87,'Lives scenario - input'!$H87,20,TRUE,TRUE),\"\")","v":""},"","","","","","","","","","","","","","","","","","","",{"$f":"IFERROR(IF(OR(D102=\"\",'Lives scenario - input'!$F87=\"\"),\"\",D102/'Lives scenario - input'!$F87),\"\")","v":""},{"$f":"IFERROR(IF(OR(E102=\"\",'Lives scenario - input'!$F87=\"\"),\"\",E102/'Lives scenario - input'!$F87),\"\")","v":""},{"$f":"IFERROR(IF(OR(F102=\"\",'Lives scenario - input'!$F87=\"\"),\"\",F102/'Lives scenario - input'!$F87),\"\")","v":""},{"$f":"IFERROR(IF(OR(G102=\"\",'Lives scenario - input'!$F87=\"\"),\"\",G102/'Lives scenario - input'!$F87),\"\")","v":""},{"$f":"IFERROR(IF(OR(H102=\"\",'Lives scenario - input'!$F87=\"\"),\"\",H102/'Lives scenario - input'!$F87),\"\")","v":""},{"$f":"IFERROR(IF(OR(I102=\"\",'Lives scenario - input'!$F87=\"\"),\"\",I102/'Lives scenario - input'!$F87),\"\")","v":""},{"$f":"IFERROR(IF(OR(J102=\"\",'Lives scenario - input'!$F87=\"\"),\"\",J102/'Lives scenario - input'!$F87),\"\")","v":""},{"$f":"IFERROR(IF(OR(K102=\"\",'Lives scenario - input'!$F87=\"\"),\"\",K102/'Lives scenario - input'!$F87),\"\")","v":""},{"$f":"IFERROR(IF(OR(L102=\"\",'Lives scenario - input'!$F87=\"\"),\"\",L102/'Lives scenario - input'!$F87),\"\")","v":""},{"$f":"IFERROR(IF(OR(M102=\"\",'Lives scenario - input'!$F87=\"\"),\"\",M102/'Lives scenario - input'!$F87),\"\")","v":""},{"$f":"IFERROR(IF(OR(N102=\"\",'Lives scenario - input'!$F87=\"\"),\"\",N102/'Lives scenario - input'!$F87),\"\")","v":""},{"$f":"IFERROR(IF(OR(O102=\"\",'Lives scenario - input'!$F87=\"\"),\"\",O102/'Lives scenario - input'!$F87),\"\")","v":""},{"$f":"IFERROR(IF(OR(P102=\"\",'Lives scenario - input'!$F87=\"\"),\"\",P102/'Lives scenario - input'!$F87),\"\")","v":""},{"$f":"IFERROR(IF(OR(Q102=\"\",'Lives scenario - input'!$F87=\"\"),\"\",Q102/'Lives scenario - input'!$F87),\"\")","v":""},{"$f":"IFERROR(IF(OR(R102=\"\",'Lives scenario - input'!$F87=\"\"),\"\",R102/'Lives scenario - input'!$F87),\"\")","v":""},{"$f":"IFERROR(IF(OR(S102=\"\",'Lives scenario - input'!$F87=\"\"),\"\",S102/'Lives scenario - input'!$F87),\"\")","v":""},{"$f":"IFERROR(IF(OR(T102=\"\",'Lives scenario - input'!$F87=\"\"),\"\",T102/'Lives scenario - input'!$F87),\"\")","v":""},{"$f":"IFERROR(IF(OR(U102=\"\",'Lives scenario - input'!$F87=\"\"),\"\",U102/'Lives scenario - input'!$F87),\"\")","v":""},{"$f":"IFERROR(IF(OR(V102=\"\",'Lives scenario - input'!$F87=\"\"),\"\",V102/'Lives scenario - input'!$F87),\"\")","v":""},{"$f":"IFERROR(IF(OR(W102=\"\",'Lives scenario - input'!$F87=\"\"),\"\",W102/'Lives scenario - input'!$F87),\"\")","v":""}]
[{"$f":"IFERROR('Lives scenario - input'!A88,\"\")","v":""},{"$f":"IFERROR('Lives scenario - input'!B88,\"\")","v":""},{"$f":"IFERROR('Lives scenario - input'!C88,\"\")","v":""},{"$f":"IFERROR(repcalc('Lives scenario - input'!$CX88:$GJ88,'Lives scenario - input'!$I88,'Lives scenario - input'!$G88,'Lives scenario - input'!$H88,20,TRUE,TRUE),\"\")","v":""},"","","","","","","","","","","","","","","","","","","",{"$f":"IFERROR(IF(OR(D103=\"\",'Lives scenario - input'!$F88=\"\"),\"\",D103/'Lives scenario - input'!$F88),\"\")","v":""},{"$f":"IFERROR(IF(OR(E103=\"\",'Lives scenario - input'!$F88=\"\"),\"\",E103/'Lives scenario - input'!$F88),\"\")","v":""},{"$f":"IFERROR(IF(OR(F103=\"\",'Lives scenario - input'!$F88=\"\"),\"\",F103/'Lives scenario - input'!$F88),\"\")","v":""},{"$f":"IFERROR(IF(OR(G103=\"\",'Lives scenario - input'!$F88=\"\"),\"\",G103/'Lives scenario - input'!$F88),\"\")","v":""},{"$f":"IFERROR(IF(OR(H103=\"\",'Lives scenario - input'!$F88=\"\"),\"\",H103/'Lives scenario - input'!$F88),\"\")","v":""},{"$f":"IFERROR(IF(OR(I103=\"\",'Lives scenario - input'!$F88=\"\"),\"\",I103/'Lives scenario - input'!$F88),\"\")","v":""},{"$f":"IFERROR(IF(OR(J103=\"\",'Lives scenario - input'!$F88=\"\"),\"\",J103/'Lives scenario - input'!$F88),\"\")","v":""},{"$f":"IFERROR(IF(OR(K103=\"\",'Lives scenario - input'!$F88=\"\"),\"\",K103/'Lives scenario - input'!$F88),\"\")","v":""},{"$f":"IFERROR(IF(OR(L103=\"\",'Lives scenario - input'!$F88=\"\"),\"\",L103/'Lives scenario - input'!$F88),\"\")","v":""},{"$f":"IFERROR(IF(OR(M103=\"\",'Lives scenario - input'!$F88=\"\"),\"\",M103/'Lives scenario - input'!$F88),\"\")","v":""},{"$f":"IFERROR(IF(OR(N103=\"\",'Lives scenario - input'!$F88=\"\"),\"\",N103/'Lives scenario - input'!$F88),\"\")","v":""},{"$f":"IFERROR(IF(OR(O103=\"\",'Lives scenario - input'!$F88=\"\"),\"\",O103/'Lives scenario - input'!$F88),\"\")","v":""},{"$f":"IFERROR(IF(OR(P103=\"\",'Lives scenario - input'!$F88=\"\"),\"\",P103/'Lives scenario - input'!$F88),\"\")","v":""},{"$f":"IFERROR(IF(OR(Q103=\"\",'Lives scenario - input'!$F88=\"\"),\"\",Q103/'Lives scenario - input'!$F88),\"\")","v":""},{"$f":"IFERROR(IF(OR(R103=\"\",'Lives scenario - input'!$F88=\"\"),\"\",R103/'Lives scenario - input'!$F88),\"\")","v":""},{"$f":"IFERROR(IF(OR(S103=\"\",'Lives scenario - input'!$F88=\"\"),\"\",S103/'Lives scenario - input'!$F88),\"\")","v":""},{"$f":"IFERROR(IF(OR(T103=\"\",'Lives scenario - input'!$F88=\"\"),\"\",T103/'Lives scenario - input'!$F88),\"\")","v":""},{"$f":"IFERROR(IF(OR(U103=\"\",'Lives scenario - input'!$F88=\"\"),\"\",U103/'Lives scenario - input'!$F88),\"\")","v":""},{"$f":"IFERROR(IF(OR(V103=\"\",'Lives scenario - input'!$F88=\"\"),\"\",V103/'Lives scenario - input'!$F88),\"\")","v":""},{"$f":"IFERROR(IF(OR(W103=\"\",'Lives scenario - input'!$F88=\"\"),\"\",W103/'Lives scenario - input'!$F88),\"\")","v":""}]
[{"$f":"IFERROR('Lives scenario - input'!A89,\"\")","v":""},{"$f":"IFERROR('Lives scenario - input'!B89,\"\")","v":""},{"$f":"IFERROR('Lives scenario - input'!C89,\"\")","v":""},{"$f":"IFERROR(repcalc('Lives scenario - input'!$CX89:$GJ89,'Lives scenario - input'!$I89,'Lives scenario - input'!$G89,'Lives scenario - input'!$H89,20,TRUE,TRUE),\"\")","v":""},"","","","","","","","","","","","","","","","","","","",{"$f":"IFERROR(IF(OR(D104=\"\",'Lives scenario - input'!$F89=\"\"),\"\",D104/'Lives scenario - input'!$F89),\"\")","v":""},{"$f":"IFERROR(IF(OR(E104=\"\",'Lives scenario - input'!$F89=\"\"),\"\",E104/'Lives scenario - input'!$F89),\"\")","v":""},{"$f":"IFERROR(IF(OR(F104=\"\",'Lives scenario - input'!$F89=\"\"),\"\",F104/'Lives scenario - input'!$F89),\"\")","v":""},{"$f":"IFERROR(IF(OR(G104=\"\",'Lives scenario - input'!$F89=\"\"),\"\",G104/'Lives scenario - input'!$F89),\"\")","v":""},{"$f":"IFERROR(IF(OR(H104=\"\",'Lives scenario - input'!$F89=\"\"),\"\",H104/'Lives scenario - input'!$F89),\"\")","v":""},{"$f":"IFERROR(IF(OR(I104=\"\",'Lives scenario - input'!$F89=\"\"),\"\",I104/'Lives scenario - input'!$F89),\"\")","v":""},{"$f":"IFERROR(IF(OR(J104=\"\",'Lives scenario - input'!$F89=\"\"),\"\",J104/'Lives scenario - input'!$F89),\"\")","v":""},{"$f":"IFERROR(IF(OR(K104=\"\",'Lives scenario - input'!$F89=\"\"),\"\",K104/'Lives scenario - input'!$F89),\"\")","v":""},{"$f":"IFERROR(IF(OR(L104=\"\",'Lives scenario - input'!$F89=\"\"),\"\",L104/'Lives scenario - input'!$F89),\"\")","v":""},{"$f":"IFERROR(IF(OR(M104=\"\",'Lives scenario - input'!$F89=\"\"),\"\",M104/'Lives scenario - input'!$F89),\"\")","v":""},{"$f":"IFERROR(IF(OR(N104=\"\",'Lives scenario - input'!$F89=\"\"),\"\",N104/'Lives scenario - input'!$F89),\"\")","v":""},{"$f":"IFERROR(IF(OR(O104=\"\",'Lives scenario - input'!$F89=\"\"),\"\",O104/'Lives scenario - input'!$F89),\"\")","v":""},{"$f":"IFERROR(IF(OR(P104=\"\",'Lives scenario - input'!$F89=\"\"),\"\",P104/'Lives scenario - input'!$F89),\"\")","v":""},{"$f":"IFERROR(IF(OR(Q104=\"\",'Lives scenario - input'!$F89=\"\"),\"\",Q104/'Lives scenario - input'!$F89),\"\")","v":""},{"$f":"IFERROR(IF(OR(R104=\"\",'Lives scenario - input'!$F89=\"\"),\"\",R104/'Lives scenario - input'!$F89),\"\")","v":""},{"$f":"IFERROR(IF(OR(S104=\"\",'Lives scenario - input'!$F89=\"\"),\"\",S104/'Lives scenario - input'!$F89),\"\")","v":""},{"$f":"IFERROR(IF(OR(T104=\"\",'Lives scenario - input'!$F89=\"\"),\"\",T104/'Lives scenario - input'!$F89),\"\")","v":""},{"$f":"IFERROR(IF(OR(U104=\"\",'Lives scenario - input'!$F89=\"\"),\"\",U104/'Lives scenario - input'!$F89),\"\")","v":""},{"$f":"IFERROR(IF(OR(V104=\"\",'Lives scenario - input'!$F89=\"\"),\"\",V104/'Lives scenario - input'!$F89),\"\")","v":""},{"$f":"IFERROR(IF(OR(W104=\"\",'Lives scenario - input'!$F89=\"\"),\"\",W104/'Lives scenario - input'!$F89),\"\")","v":""}]
[{"$f":"IFERROR('Lives scenario - input'!A90,\"\")","v":""},{"$f":"IFERROR('Lives scenario - input'!B90,\"\")","v":""},{"$f":"IFERROR('Lives scenario - input'!C90,\"\")","v":""},{"$f":"IFERROR(repcalc('Lives scenario - input'!$CX90:$GJ90,'Lives scenario - input'!$I90,'Lives scenario - input'!$G90,'Lives scenario - input'!$H90,20,TRUE,TRUE),\"\")","v":""},"","","","","","","","","","","","","","","","","","","",{"$f":"IFERROR(IF(OR(D105=\"\",'Lives scenario - input'!$F90=\"\"),\"\",D105/'Lives scenario - input'!$F90),\"\")","v":""},{"$f":"IFERROR(IF(OR(E105=\"\",'Lives scenario - input'!$F90=\"\"),\"\",E105/'Lives scenario - input'!$F90),\"\")","v":""},{"$f":"IFERROR(IF(OR(F105=\"\",'Lives scenario - input'!$F90=\"\"),\"\",F105/'Lives scenario - input'!$F90),\"\")","v":""},{"$f":"IFERROR(IF(OR(G105=\"\",'Lives scenario - input'!$F90=\"\"),\"\",G105/'Lives scenario - input'!$F90),\"\")","v":""},{"$f":"IFERROR(IF(OR(H105=\"\",'Lives scenario - input'!$F90=\"\"),\"\",H105/'Lives scenario - input'!$F90),\"\")","v":""},{"$f":"IFERROR(IF(OR(I105=\"\",'Lives scenario - input'!$F90=\"\"),\"\",I105/'Lives scenario - input'!$F90),\"\")","v":""},{"$f":"IFERROR(IF(OR(J105=\"\",'Lives scenario - input'!$F90=\"\"),\"\",J105/'Lives scenario - input'!$F90),\"\")","v":""},{"$f":"IFERROR(IF(OR(K105=\"\",'Lives scenario - input'!$F90=\"\"),\"\",K105/'Lives scenario - input'!$F90),\"\")","v":""},{"$f":"IFERROR(IF(OR(L105=\"\",'Lives scenario - input'!$F90=\"\"),\"\",L105/'Lives scenario - input'!$F90),\"\")","v":""},{"$f":"IFERROR(IF(OR(M105=\"\",'Lives scenario - input'!$F90=\"\"),\"\",M105/'Lives scenario - input'!$F90),\"\")","v":""},{"$f":"IFERROR(IF(OR(N105=\"\",'Lives scenario - input'!$F90=\"\"),\"\",N105/'Lives scenario - input'!$F90),\"\")","v":""},{"$f":"IFERROR(IF(OR(O105=\"\",'Lives scenario - input'!$F90=\"\"),\"\",O105/'Lives scenario - input'!$F90),\"\")","v":""},{"$f":"IFERROR(IF(OR(P105=\"\",'Lives scenario - input'!$F90=\"\"),\"\",P105/'Lives scenario - input'!$F90),\"\")","v":""},{"$f":"IFERROR(IF(OR(Q105=\"\",'Lives scenario - input'!$F90=\"\"),\"\",Q105/'Lives scenario - input'!$F90),\"\")","v":""},{"$f":"IFERROR(IF(OR(R105=\"\",'Lives scenario - input'!$F90=\"\"),\"\",R105/'Lives scenario - input'!$F90),\"\")","v":""},{"$f":"IFERROR(IF(OR(S105=\"\",'Lives scenario - input'!$F90=\"\"),\"\",S105/'Lives scenario - input'!$F90),\"\")","v":""},{"$f":"IFERROR(IF(OR(T105=\"\",'Lives scenario - input'!$F90=\"\"),\"\",T105/'Lives scenario - input'!$F90),\"\")","v":""},{"$f":"IFERROR(IF(OR(U105=\"\",'Lives scenario - input'!$F90=\"\"),\"\",U105/'Lives scenario - input'!$F90),\"\")","v":""},{"$f":"IFERROR(IF(OR(V105=\"\",'Lives scenario - input'!$F90=\"\"),\"\",V105/'Lives scenario - input'!$F90),\"\")","v":""},{"$f":"IFERROR(IF(OR(W105=\"\",'Lives scenario - input'!$F90=\"\"),\"\",W105/'Lives scenario - input'!$F90),\"\")","v":""}]
[{"$f":"IFERROR('Lives scenario - input'!A91,\"\")","v":""},{"$f":"IFERROR('Lives scenario - input'!B91,\"\")","v":""},{"$f":"IFERROR('Lives scenario - input'!C91,\"\")","v":""},{"$f":"IFERROR(repcalc('Lives scenario - input'!$CX91:$GJ91,'Lives scenario - input'!$I91,'Lives scenario - input'!$G91,'Lives scenario - input'!$H91,20,TRUE,TRUE),\"\")","v":""},"","","","","","","","","","","","","","","","","","","",{"$f":"IFERROR(IF(OR(D106=\"\",'Lives scenario - input'!$F91=\"\"),\"\",D106/'Lives scenario - input'!$F91),\"\")","v":""},{"$f":"IFERROR(IF(OR(E106=\"\",'Lives scenario - input'!$F91=\"\"),\"\",E106/'Lives scenario - input'!$F91),\"\")","v":""},{"$f":"IFERROR(IF(OR(F106=\"\",'Lives scenario - input'!$F91=\"\"),\"\",F106/'Lives scenario - input'!$F91),\"\")","v":""},{"$f":"IFERROR(IF(OR(G106=\"\",'Lives scenario - input'!$F91=\"\"),\"\",G106/'Lives scenario - input'!$F91),\"\")","v":""},{"$f":"IFERROR(IF(OR(H106=\"\",'Lives scenario - input'!$F91=\"\"),\"\",H106/'Lives scenario - input'!$F91),\"\")","v":""},{"$f":"IFERROR(IF(OR(I106=\"\",'Lives scenario - input'!$F91=\"\"),\"\",I106/'Lives scenario - input'!$F91),\"\")","v":""},{"$f":"IFERROR(IF(OR(J106=\"\",'Lives scenario - input'!$F91=\"\"),\"\",J106/'Lives scenario - input'!$F91),\"\")","v":""},{"$f":"IFERROR(IF(OR(K106=\"\",'Lives scenario - input'!$F91=\"\"),\"\",K106/'Lives scenario - input'!$F91),\"\")","v":""},{"$f":"IFERROR(IF(OR(L106=\"\",'Lives scenario - input'!$F91=\"\"),\"\",L106/'Lives scenario - input'!$F91),\"\")","v":""},{"$f":"IFERROR(IF(OR(M106=\"\",'Lives scenario - input'!$F91=\"\"),\"\",M106/'Lives scenario - input'!$F91),\"\")","v":""},{"$f":"IFERROR(IF(OR(N106=\"\",'Lives scenario - input'!$F91=\"\"),\"\",N106/'Lives scenario - input'!$F91),\"\")","v":""},{"$f":"IFERROR(IF(OR(O106=\"\",'Lives scenario - input'!$F91=\"\"),\"\",O106/'Lives scenario - input'!$F91),\"\")","v":""},{"$f":"IFERROR(IF(OR(P106=\"\",'Lives scenario - input'!$F91=\"\"),\"\",P106/'Lives scenario - input'!$F91),\"\")","v":""},{"$f":"IFERROR(IF(OR(Q106=\"\",'Lives scenario - input'!$F91=\"\"),\"\",Q106/'Lives scenario - input'!$F91),\"\")","v":""},{"$f":"IFERROR(IF(OR(R106=\"\",'Lives scenario - input'!$F91=\"\"),\"\",R106/'Lives scenario - input'!$F91),\"\")","v":""},{"$f":"IFERROR(IF(OR(S106=\"\",'Lives scenario - input'!$F91=\"\"),\"\",S106/'Lives scenario - input'!$F91),\"\")","v":""},{"$f":"IFERROR(IF(OR(T106=\"\",'Lives scenario - input'!$F91=\"\"),\"\",T106/'Lives scenario - input'!$F91),\"\")","v":""},{"$f":"IFERROR(IF(OR(U106=\"\",'Lives scenario - input'!$F91=\"\"),\"\",U106/'Lives scenario - input'!$F91),\"\")","v":""},{"$f":"IFERROR(IF(OR(V106=\"\",'Lives scenario - input'!$F91=\"\"),\"\",V106/'Lives scenario - input'!$F91),\"\")","v":""},{"$f":"IFERROR(IF(OR(W106=\"\",'Lives scenario - input'!$F91=\"\"),\"\",W106/'Lives scenario - input'!$F91),\"\")","v":""}]
[{"$f":"IFERROR('Lives scenario - input'!A92,\"\")","v":""},{"$f":"IFERROR('Lives scenario - input'!B92,\"\")","v":""},{"$f":"IFERROR('Lives scenario - input'!C92,\"\")","v":""},{"$f":"IFERROR(repcalc('Lives scenario - input'!$CX92:$GJ92,'Lives scenario - input'!$I92,'Lives scenario - input'!$G92,'Lives scenario - input'!$H92,20,TRUE,TRUE),\"\")","v":""},"","","","","","","","","","","","","","","","","","","",{"$f":"IFERROR(IF(OR(D107=\"\",'Lives scenario - input'!$F92=\"\"),\"\",D107/'Lives scenario - input'!$F92),\"\")","v":""},{"$f":"IFERROR(IF(OR(E107=\"\",'Lives scenario - input'!$F92=\"\"),\"\",E107/'Lives scenario - input'!$F92),\"\")","v":""},{"$f":"IFERROR(IF(OR(F107=\"\",'Lives scenario - input'!$F92=\"\"),\"\",F107/'Lives scenario - input'!$F92),\"\")","v":""},{"$f":"IFERROR(IF(OR(G107=\"\",'Lives scenario - input'!$F92=\"\"),\"\",G107/'Lives scenario - input'!$F92),\"\")","v":""},{"$f":"IFERROR(IF(OR(H107=\"\",'Lives scenario - input'!$F92=\"\"),\"\",H107/'Lives scenario - input'!$F92),\"\")","v":""},{"$f":"IFERROR(IF(OR(I107=\"\",'Lives scenario - input'!$F92=\"\"),\"\",I107/'Lives scenario - input'!$F92),\"\")","v":""},{"$f":"IFERROR(IF(OR(J107=\"\",'Lives scenario - input'!$F92=\"\"),\"\",J107/'Lives scenario - input'!$F92),\"\")","v":""},{"$f":"IFERROR(IF(OR(K107=\"\",'Lives scenario - input'!$F92=\"\"),\"\",K107/'Lives scenario - input'!$F92),\"\")","v":""},{"$f":"IFERROR(IF(OR(L107=\"\",'Lives scenario - input'!$F92=\"\"),\"\",L107/'Lives scenario - input'!$F92),\"\")","v":""},{"$f":"IFERROR(IF(OR(M107=\"\",'Lives scenario - input'!$F92=\"\"),\"\",M107/'Lives scenario - input'!$F92),\"\")","v":""},{"$f":"IFERROR(IF(OR(N107=\"\",'Lives scenario - input'!$F92=\"\"),\"\",N107/'Lives scenario - input'!$F92),\"\")","v":""},{"$f":"IFERROR(IF(OR(O107=\"\",'Lives scenario - input'!$F92=\"\"),\"\",O107/'Lives scenario - input'!$F92),\"\")","v":""},{"$f":"IFERROR(IF(OR(P107=\"\",'Lives scenario - input'!$F92=\"\"),\"\",P107/'Lives scenario - input'!$F92),\"\")","v":""},{"$f":"IFERROR(IF(OR(Q107=\"\",'Lives scenario - input'!$F92=\"\"),\"\",Q107/'Lives scenario - input'!$F92),\"\")","v":""},{"$f":"IFERROR(IF(OR(R107=\"\",'Lives scenario - input'!$F92=\"\"),\"\",R107/'Lives scenario - input'!$F92),\"\")","v":""},{"$f":"IFERROR(IF(OR(S107=\"\",'Lives scenario - input'!$F92=\"\"),\"\",S107/'Lives scenario - input'!$F92),\"\")","v":""},{"$f":"IFERROR(IF(OR(T107=\"\",'Lives scenario - input'!$F92=\"\"),\"\",T107/'Lives scenario - input'!$F92),\"\")","v":""},{"$f":"IFERROR(IF(OR(U107=\"\",'Lives scenario - input'!$F92=\"\"),\"\",U107/'Lives scenario - input'!$F92),\"\")","v":""},{"$f":"IFERROR(IF(OR(V107=\"\",'Lives scenario - input'!$F92=\"\"),\"\",V107/'Lives scenario - input'!$F92),\"\")","v":""},{"$f":"IFERROR(IF(OR(W107=\"\",'Lives scenario - input'!$F92=\"\"),\"\",W107/'Lives scenario - input'!$F92),\"\")","v":""}]
[{"$f":"IFERROR('Lives scenario - input'!A93,\"\")","v":""},{"$f":"IFERROR('Lives scenario - input'!B93,\"\")","v":""},{"$f":"IFERROR('Lives scenario - input'!C93,\"\")","v":""},{"$f":"IFERROR(repcalc('Lives scenario - input'!$CX93:$GJ93,'Lives scenario - input'!$I93,'Lives scenario - input'!$G93,'Lives scenario - input'!$H93,20,TRUE,TRUE),\"\")","v":""},"","","","","","","","","","","","","","","","","","","",{"$f":"IFERROR(IF(OR(D108=\"\",'Lives scenario - input'!$F93=\"\"),\"\",D108/'Lives scenario - input'!$F93),\"\")","v":""},{"$f":"IFERROR(IF(OR(E108=\"\",'Lives scenario - input'!$F93=\"\"),\"\",E108/'Lives scenario - input'!$F93),\"\")","v":""},{"$f":"IFERROR(IF(OR(F108=\"\",'Lives scenario - input'!$F93=\"\"),\"\",F108/'Lives scenario - input'!$F93),\"\")","v":""},{"$f":"IFERROR(IF(OR(G108=\"\",'Lives scenario - input'!$F93=\"\"),\"\",G108/'Lives scenario - input'!$F93),\"\")","v":""},{"$f":"IFERROR(IF(OR(H108=\"\",'Lives scenario - input'!$F93=\"\"),\"\",H108/'Lives scenario - input'!$F93),\"\")","v":""},{"$f":"IFERROR(IF(OR(I108=\"\",'Lives scenario - input'!$F93=\"\"),\"\",I108/'Lives scenario - input'!$F93),\"\")","v":""},{"$f":"IFERROR(IF(OR(J108=\"\",'Lives scenario - input'!$F93=\"\"),\"\",J108/'Lives scenario - input'!$F93),\"\")","v":""},{"$f":"IFERROR(IF(OR(K108=\"\",'Lives scenario - input'!$F93=\"\"),\"\",K108/'Lives scenario - input'!$F93),\"\")","v":""},{"$f":"IFERROR(IF(OR(L108=\"\",'Lives scenario - input'!$F93=\"\"),\"\",L108/'Lives scenario - input'!$F93),\"\")","v":""},{"$f":"IFERROR(IF(OR(M108=\"\",'Lives scenario - input'!$F93=\"\"),\"\",M108/'Lives scenario - input'!$F93),\"\")","v":""},{"$f":"IFERROR(IF(OR(N108=\"\",'Lives scenario - input'!$F93=\"\"),\"\",N108/'Lives scenario - input'!$F93),\"\")","v":""},{"$f":"IFERROR(IF(OR(O108=\"\",'Lives scenario - input'!$F93=\"\"),\"\",O108/'Lives scenario - input'!$F93),\"\")","v":""},{"$f":"IFERROR(IF(OR(P108=\"\",'Lives scenario - input'!$F93=\"\"),\"\",P108/'Lives scenario - input'!$F93),\"\")","v":""},{"$f":"IFERROR(IF(OR(Q108=\"\",'Lives scenario - input'!$F93=\"\"),\"\",Q108/'Lives scenario - input'!$F93),\"\")","v":""},{"$f":"IFERROR(IF(OR(R108=\"\",'Lives scenario - input'!$F93=\"\"),\"\",R108/'Lives scenario - input'!$F93),\"\")","v":""},{"$f":"IFERROR(IF(OR(S108=\"\",'Lives scenario - input'!$F93=\"\"),\"\",S108/'Lives scenario - input'!$F93),\"\")","v":""},{"$f":"IFERROR(IF(OR(T108=\"\",'Lives scenario - input'!$F93=\"\"),\"\",T108/'Lives scenario - input'!$F93),\"\")","v":""},{"$f":"IFERROR(IF(OR(U108=\"\",'Lives scenario - input'!$F93=\"\"),\"\",U108/'Lives scenario - input'!$F93),\"\")","v":""},{"$f":"IFERROR(IF(OR(V108=\"\",'Lives scenario - input'!$F93=\"\"),\"\",V108/'Lives scenario - input'!$F93),\"\")","v":""},{"$f":"IFERROR(IF(OR(W108=\"\",'Lives scenario - input'!$F93=\"\"),\"\",W108/'Lives scenario - input'!$F93),\"\")","v":""}]
[{"$f":"IFERROR('Lives scenario - input'!A94,\"\")","v":""},{"$f":"IFERROR('Lives scenario - input'!B94,\"\")","v":""},{"$f":"IFERROR('Lives scenario - input'!C94,\"\")","v":""},{"$f":"IFERROR(repcalc('Lives scenario - input'!$CX94:$GJ94,'Lives scenario - input'!$I94,'Lives scenario - input'!$G94,'Lives scenario - input'!$H94,20,TRUE,TRUE),\"\")","v":""},"","","","","","","","","","","","","","","","","","","",{"$f":"IFERROR(IF(OR(D109=\"\",'Lives scenario - input'!$F94=\"\"),\"\",D109/'Lives scenario - input'!$F94),\"\")","v":""},{"$f":"IFERROR(IF(OR(E109=\"\",'Lives scenario - input'!$F94=\"\"),\"\",E109/'Lives scenario - input'!$F94),\"\")","v":""},{"$f":"IFERROR(IF(OR(F109=\"\",'Lives scenario - input'!$F94=\"\"),\"\",F109/'Lives scenario - input'!$F94),\"\")","v":""},{"$f":"IFERROR(IF(OR(G109=\"\",'Lives scenario - input'!$F94=\"\"),\"\",G109/'Lives scenario - input'!$F94),\"\")","v":""},{"$f":"IFERROR(IF(OR(H109=\"\",'Lives scenario - input'!$F94=\"\"),\"\",H109/'Lives scenario - input'!$F94),\"\")","v":""},{"$f":"IFERROR(IF(OR(I109=\"\",'Lives scenario - input'!$F94=\"\"),\"\",I109/'Lives scenario - input'!$F94),\"\")","v":""},{"$f":"IFERROR(IF(OR(J109=\"\",'Lives scenario - input'!$F94=\"\"),\"\",J109/'Lives scenario - input'!$F94),\"\")","v":""},{"$f":"IFERROR(IF(OR(K109=\"\",'Lives scenario - input'!$F94=\"\"),\"\",K109/'Lives scenario - input'!$F94),\"\")","v":""},{"$f":"IFERROR(IF(OR(L109=\"\",'Lives scenario - input'!$F94=\"\"),\"\",L109/'Lives scenario - input'!$F94),\"\")","v":""},{"$f":"IFERROR(IF(OR(M109=\"\",'Lives scenario - input'!$F94=\"\"),\"\",M109/'Lives scenario - input'!$F94),\"\")","v":""},{"$f":"IFERROR(IF(OR(N109=\"\",'Lives scenario - input'!$F94=\"\"),\"\",N109/'Lives scenario - input'!$F94),\"\")","v":""},{"$f":"IFERROR(IF(OR(O109=\"\",'Lives scenario - input'!$F94=\"\"),\"\",O109/'Lives scenario - input'!$F94),\"\")","v":""},{"$f":"IFERROR(IF(OR(P109=\"\",'Lives scenario - input'!$F94=\"\"),\"\",P109/'Lives scenario - input'!$F94),\"\")","v":""},{"$f":"IFERROR(IF(OR(Q109=\"\",'Lives scenario - input'!$F94=\"\"),\"\",Q109/'Lives scenario - input'!$F94),\"\")","v":""},{"$f":"IFERROR(IF(OR(R109=\"\",'Lives scenario - input'!$F94=\"\"),\"\",R109/'Lives scenario - input'!$F94),\"\")","v":""},{"$f":"IFERROR(IF(OR(S109=\"\",'Lives scenario - input'!$F94=\"\"),\"\",S109/'Lives scenario - input'!$F94),\"\")","v":""},{"$f":"IFERROR(IF(OR(T109=\"\",'Lives scenario - input'!$F94=\"\"),\"\",T109/'Lives scenario - input'!$F94),\"\")","v":""},{"$f":"IFERROR(IF(OR(U109=\"\",'Lives scenario - input'!$F94=\"\"),\"\",U109/'Lives scenario - input'!$F94),\"\")","v":""},{"$f":"IFERROR(IF(OR(V109=\"\",'Lives scenario - input'!$F94=\"\"),\"\",V109/'Lives scenario - input'!$F94),\"\")","v":""},{"$f":"IFERROR(IF(OR(W109=\"\",'Lives scenario - input'!$F94=\"\"),\"\",W109/'Lives scenario - input'!$F94),\"\")","v":""}]
[{"$f":"IFERROR('Lives scenario - input'!A95,\"\")","v":""},{"$f":"IFERROR('Lives scenario - input'!B95,\"\")","v":""},{"$f":"IFERROR('Lives scenario - input'!C95,\"\")","v":""},{"$f":"IFERROR(repcalc('Lives scenario - input'!$CX95:$GJ95,'Lives scenario - input'!$I95,'Lives scenario - input'!$G95,'Lives scenario - input'!$H95,20,TRUE,TRUE),\"\")","v":""},"","","","","","","","","","","","","","","","","","","",{"$f":"IFERROR(IF(OR(D110=\"\",'Lives scenario - input'!$F95=\"\"),\"\",D110/'Lives scenario - input'!$F95),\"\")","v":""},{"$f":"IFERROR(IF(OR(E110=\"\",'Lives scenario - input'!$F95=\"\"),\"\",E110/'Lives scenario - input'!$F95),\"\")","v":""},{"$f":"IFERROR(IF(OR(F110=\"\",'Lives scenario - input'!$F95=\"\"),\"\",F110/'Lives scenario - input'!$F95),\"\")","v":""},{"$f":"IFERROR(IF(OR(G110=\"\",'Lives scenario - input'!$F95=\"\"),\"\",G110/'Lives scenario - input'!$F95),\"\")","v":""},{"$f":"IFERROR(IF(OR(H110=\"\",'Lives scenario - input'!$F95=\"\"),\"\",H110/'Lives scenario - input'!$F95),\"\")","v":""},{"$f":"IFERROR(IF(OR(I110=\"\",'Lives scenario - input'!$F95=\"\"),\"\",I110/'Lives scenario - input'!$F95),\"\")","v":""},{"$f":"IFERROR(IF(OR(J110=\"\",'Lives scenario - input'!$F95=\"\"),\"\",J110/'Lives scenario - input'!$F95),\"\")","v":""},{"$f":"IFERROR(IF(OR(K110=\"\",'Lives scenario - input'!$F95=\"\"),\"\",K110/'Lives scenario - input'!$F95),\"\")","v":""},{"$f":"IFERROR(IF(OR(L110=\"\",'Lives scenario - input'!$F95=\"\"),\"\",L110/'Lives scenario - input'!$F95),\"\")","v":""},{"$f":"IFERROR(IF(OR(M110=\"\",'Lives scenario - input'!$F95=\"\"),\"\",M110/'Lives scenario - input'!$F95),\"\")","v":""},{"$f":"IFERROR(IF(OR(N110=\"\",'Lives scenario - input'!$F95=\"\"),\"\",N110/'Lives scenario - input'!$F95),\"\")","v":""},{"$f":"IFERROR(IF(OR(O110=\"\",'Lives scenario - input'!$F95=\"\"),\"\",O110/'Lives scenario - input'!$F95),\"\")","v":""},{"$f":"IFERROR(IF(OR(P110=\"\",'Lives scenario - input'!$F95=\"\"),\"\",P110/'Lives scenario - input'!$F95),\"\")","v":""},{"$f":"IFERROR(IF(OR(Q110=\"\",'Lives scenario - input'!$F95=\"\"),\"\",Q110/'Lives scenario - input'!$F95),\"\")","v":""},{"$f":"IFERROR(IF(OR(R110=\"\",'Lives scenario - input'!$F95=\"\"),\"\",R110/'Lives scenario - input'!$F95),\"\")","v":""},{"$f":"IFERROR(IF(OR(S110=\"\",'Lives scenario - input'!$F95=\"\"),\"\",S110/'Lives scenario - input'!$F95),\"\")","v":""},{"$f":"IFERROR(IF(OR(T110=\"\",'Lives scenario - input'!$F95=\"\"),\"\",T110/'Lives scenario - input'!$F95),\"\")","v":""},{"$f":"IFERROR(IF(OR(U110=\"\",'Lives scenario - input'!$F95=\"\"),\"\",U110/'Lives scenario - input'!$F95),\"\")","v":""},{"$f":"IFERROR(IF(OR(V110=\"\",'Lives scenario - input'!$F95=\"\"),\"\",V110/'Lives scenario - input'!$F95),\"\")","v":""},{"$f":"IFERROR(IF(OR(W110=\"\",'Lives scenario - input'!$F95=\"\"),\"\",W110/'Lives scenario - input'!$F95),\"\")","v":""}]
[{"$f":"IFERROR('Lives scenario - input'!A96,\"\")","v":""},{"$f":"IFERROR('Lives scenario - input'!B96,\"\")","v":""},{"$f":"IFERROR('Lives scenario - input'!C96,\"\")","v":""},{"$f":"IFERROR(repcalc('Lives scenario - input'!$CX96:$GJ96,'Lives scenario - input'!$I96,'Lives scenario - input'!$G96,'Lives scenario - input'!$H96,20,TRUE,TRUE),\"\")","v":""},"","","","","","","","","","","","","","","","","","","",{"$f":"IFERROR(IF(OR(D111=\"\",'Lives scenario - input'!$F96=\"\"),\"\",D111/'Lives scenario - input'!$F96),\"\")","v":""},{"$f":"IFERROR(IF(OR(E111=\"\",'Lives scenario - input'!$F96=\"\"),\"\",E111/'Lives scenario - input'!$F96),\"\")","v":""},{"$f":"IFERROR(IF(OR(F111=\"\",'Lives scenario - input'!$F96=\"\"),\"\",F111/'Lives scenario - input'!$F96),\"\")","v":""},{"$f":"IFERROR(IF(OR(G111=\"\",'Lives scenario - input'!$F96=\"\"),\"\",G111/'Lives scenario - input'!$F96),\"\")","v":""},{"$f":"IFERROR(IF(OR(H111=\"\",'Lives scenario - input'!$F96=\"\"),\"\",H111/'Lives scenario - input'!$F96),\"\")","v":""},{"$f":"IFERROR(IF(OR(I111=\"\",'Lives scenario - input'!$F96=\"\"),\"\",I111/'Lives scenario - input'!$F96),\"\")","v":""},{"$f":"IFERROR(IF(OR(J111=\"\",'Lives scenario - input'!$F96=\"\"),\"\",J111/'Lives scenario - input'!$F96),\"\")","v":""},{"$f":"IFERROR(IF(OR(K111=\"\",'Lives scenario - input'!$F96=\"\"),\"\",K111/'Lives scenario - input'!$F96),\"\")","v":""},{"$f":"IFERROR(IF(OR(L111=\"\",'Lives scenario - input'!$F96=\"\"),\"\",L111/'Lives scenario - input'!$F96),\"\")","v":""},{"$f":"IFERROR(IF(OR(M111=\"\",'Lives scenario - input'!$F96=\"\"),\"\",M111/'Lives scenario - input'!$F96),\"\")","v":""},{"$f":"IFERROR(IF(OR(N111=\"\",'Lives scenario - input'!$F96=\"\"),\"\",N111/'Lives scenario - input'!$F96),\"\")","v":""},{"$f":"IFERROR(IF(OR(O111=\"\",'Lives scenario - input'!$F96=\"\"),\"\",O111/'Lives scenario - input'!$F96),\"\")","v":""},{"$f":"IFERROR(IF(OR(P111=\"\",'Lives scenario - input'!$F96=\"\"),\"\",P111/'Lives scenario - input'!$F96),\"\")","v":""},{"$f":"IFERROR(IF(OR(Q111=\"\",'Lives scenario - input'!$F96=\"\"),\"\",Q111/'Lives scenario - input'!$F96),\"\")","v":""},{"$f":"IFERROR(IF(OR(R111=\"\",'Lives scenario - input'!$F96=\"\"),\"\",R111/'Lives scenario - input'!$F96),\"\")","v":""},{"$f":"IFERROR(IF(OR(S111=\"\",'Lives scenario - input'!$F96=\"\"),\"\",S111/'Lives scenario - input'!$F96),\"\")","v":""},{"$f":"IFERROR(IF(OR(T111=\"\",'Lives scenario - input'!$F96=\"\"),\"\",T111/'Lives scenario - input'!$F96),\"\")","v":""},{"$f":"IFERROR(IF(OR(U111=\"\",'Lives scenario - input'!$F96=\"\"),\"\",U111/'Lives scenario - input'!$F96),\"\")","v":""},{"$f":"IFERROR(IF(OR(V111=\"\",'Lives scenario - input'!$F96=\"\"),\"\",V111/'Lives scenario - input'!$F96),\"\")","v":""},{"$f":"IFERROR(IF(OR(W111=\"\",'Lives scenario - input'!$F96=\"\"),\"\",W111/'Lives scenario - input'!$F96),\"\")","v":""}]
[{"$f":"IFERROR('Lives scenario - input'!A97,\"\")","v":""},{"$f":"IFERROR('Lives scenario - input'!B97,\"\")","v":""},{"$f":"IFERROR('Lives scenario - input'!C97,\"\")","v":""},{"$f":"IFERROR(repcalc('Lives scenario - input'!$CX97:$GJ97,'Lives scenario - input'!$I97,'Lives scenario - input'!$G97,'Lives scenario - input'!$H97,20,TRUE,TRUE),\"\")","v":""},"","","","","","","","","","","","","","","","","","","",{"$f":"IFERROR(IF(OR(D112=\"\",'Lives scenario - input'!$F97=\"\"),\"\",D112/'Lives scenario - input'!$F97),\"\")","v":""},{"$f":"IFERROR(IF(OR(E112=\"\",'Lives scenario - input'!$F97=\"\"),\"\",E112/'Lives scenario - input'!$F97),\"\")","v":""},{"$f":"IFERROR(IF(OR(F112=\"\",'Lives scenario - input'!$F97=\"\"),\"\",F112/'Lives scenario - input'!$F97),\"\")","v":""},{"$f":"IFERROR(IF(OR(G112=\"\",'Lives scenario - input'!$F97=\"\"),\"\",G112/'Lives scenario - input'!$F97),\"\")","v":""},{"$f":"IFERROR(IF(OR(H112=\"\",'Lives scenario - input'!$F97=\"\"),\"\",H112/'Lives scenario - input'!$F97),\"\")","v":""},{"$f":"IFERROR(IF(OR(I112=\"\",'Lives scenario - input'!$F97=\"\"),\"\",I112/'Lives scenario - input'!$F97),\"\")","v":""},{"$f":"IFERROR(IF(OR(J112=\"\",'Lives scenario - input'!$F97=\"\"),\"\",J112/'Lives scenario - input'!$F97),\"\")","v":""},{"$f":"IFERROR(IF(OR(K112=\"\",'Lives scenario - input'!$F97=\"\"),\"\",K112/'Lives scenario - input'!$F97),\"\")","v":""},{"$f":"IFERROR(IF(OR(L112=\"\",'Lives scenario - input'!$F97=\"\"),\"\",L112/'Lives scenario - input'!$F97),\"\")","v":""},{"$f":"IFERROR(IF(OR(M112=\"\",'Lives scenario - input'!$F97=\"\"),\"\",M112/'Lives scenario - input'!$F97),\"\")","v":""},{"$f":"IFERROR(IF(OR(N112=\"\",'Lives scenario - input'!$F97=\"\"),\"\",N112/'Lives scenario - input'!$F97),\"\")","v":""},{"$f":"IFERROR(IF(OR(O112=\"\",'Lives scenario - input'!$F97=\"\"),\"\",O112/'Lives scenario - input'!$F97),\"\")","v":""},{"$f":"IFERROR(IF(OR(P112=\"\",'Lives scenario - input'!$F97=\"\"),\"\",P112/'Lives scenario - input'!$F97),\"\")","v":""},{"$f":"IFERROR(IF(OR(Q112=\"\",'Lives scenario - input'!$F97=\"\"),\"\",Q112/'Lives scenario - input'!$F97),\"\")","v":""},{"$f":"IFERROR(IF(OR(R112=\"\",'Lives scenario - input'!$F97=\"\"),\"\",R112/'Lives scenario - input'!$F97),\"\")","v":""},{"$f":"IFERROR(IF(OR(S112=\"\",'Lives scenario - input'!$F97=\"\"),\"\",S112/'Lives scenario - input'!$F97),\"\")","v":""},{"$f":"IFERROR(IF(OR(T112=\"\",'Lives scenario - input'!$F97=\"\"),\"\",T112/'Lives scenario - input'!$F97),\"\")","v":""},{"$f":"IFERROR(IF(OR(U112=\"\",'Lives scenario - input'!$F97=\"\"),\"\",U112/'Lives scenario - input'!$F97),\"\")","v":""},{"$f":"IFERROR(IF(OR(V112=\"\",'Lives scenario - input'!$F97=\"\"),\"\",V112/'Lives scenario - input'!$F97),\"\")","v":""},{"$f":"IFERROR(IF(OR(W112=\"\",'Lives scenario - input'!$F97=\"\"),\"\",W112/'Lives scenario - input'!$F97),\"\")","v":""}]
[{"$f":"IFERROR('Lives scenario - input'!A98,\"\")","v":""},{"$f":"IFERROR('Lives scenario - input'!B98,\"\")","v":""},{"$f":"IFERROR('Lives scenario - input'!C98,\"\")","v":""},{"$f":"IFERROR(repcalc('Lives scenario - input'!$CX98:$GJ98,'Lives scenario - input'!$I98,'Lives scenario - input'!$G98,'Lives scenario - input'!$H98,20,TRUE,TRUE),\"\")","v":""},"","","","","","","","","","","","","","","","","","","",{"$f":"IFERROR(IF(OR(D113=\"\",'Lives scenario - input'!$F98=\"\"),\"\",D113/'Lives scenario - input'!$F98),\"\")","v":""},{"$f":"IFERROR(IF(OR(E113=\"\",'Lives scenario - input'!$F98=\"\"),\"\",E113/'Lives scenario - input'!$F98),\"\")","v":""},{"$f":"IFERROR(IF(OR(F113=\"\",'Lives scenario - input'!$F98=\"\"),\"\",F113/'Lives scenario - input'!$F98),\"\")","v":""},{"$f":"IFERROR(IF(OR(G113=\"\",'Lives scenario - input'!$F98=\"\"),\"\",G113/'Lives scenario - input'!$F98),\"\")","v":""},{"$f":"IFERROR(IF(OR(H113=\"\",'Lives scenario - input'!$F98=\"\"),\"\",H113/'Lives scenario - input'!$F98),\"\")","v":""},{"$f":"IFERROR(IF(OR(I113=\"\",'Lives scenario - input'!$F98=\"\"),\"\",I113/'Lives scenario - input'!$F98),\"\")","v":""},{"$f":"IFERROR(IF(OR(J113=\"\",'Lives scenario - input'!$F98=\"\"),\"\",J113/'Lives scenario - input'!$F98),\"\")","v":""},{"$f":"IFERROR(IF(OR(K113=\"\",'Lives scenario - input'!$F98=\"\"),\"\",K113/'Lives scenario - input'!$F98),\"\")","v":""},{"$f":"IFERROR(IF(OR(L113=\"\",'Lives scenario - input'!$F98=\"\"),\"\",L113/'Lives scenario - input'!$F98),\"\")","v":""},{"$f":"IFERROR(IF(OR(M113=\"\",'Lives scenario - input'!$F98=\"\"),\"\",M113/'Lives scenario - input'!$F98),\"\")","v":""},{"$f":"IFERROR(IF(OR(N113=\"\",'Lives scenario - input'!$F98=\"\"),\"\",N113/'Lives scenario - input'!$F98),\"\")","v":""},{"$f":"IFERROR(IF(OR(O113=\"\",'Lives scenario - input'!$F98=\"\"),\"\",O113/'Lives scenario - input'!$F98),\"\")","v":""},{"$f":"IFERROR(IF(OR(P113=\"\",'Lives scenario - input'!$F98=\"\"),\"\",P113/'Lives scenario - input'!$F98),\"\")","v":""},{"$f":"IFERROR(IF(OR(Q113=\"\",'Lives scenario - input'!$F98=\"\"),\"\",Q113/'Lives scenario - input'!$F98),\"\")","v":""},{"$f":"IFERROR(IF(OR(R113=\"\",'Lives scenario - input'!$F98=\"\"),\"\",R113/'Lives scenario - input'!$F98),\"\")","v":""},{"$f":"IFERROR(IF(OR(S113=\"\",'Lives scenario - input'!$F98=\"\"),\"\",S113/'Lives scenario - input'!$F98),\"\")","v":""},{"$f":"IFERROR(IF(OR(T113=\"\",'Lives scenario - input'!$F98=\"\"),\"\",T113/'Lives scenario - input'!$F98),\"\")","v":""},{"$f":"IFERROR(IF(OR(U113=\"\",'Lives scenario - input'!$F98=\"\"),\"\",U113/'Lives scenario - input'!$F98),\"\")","v":""},{"$f":"IFERROR(IF(OR(V113=\"\",'Lives scenario - input'!$F98=\"\"),\"\",V113/'Lives scenario - input'!$F98),\"\")","v":""},{"$f":"IFERROR(IF(OR(W113=\"\",'Lives scenario - input'!$F98=\"\"),\"\",W113/'Lives scenario - input'!$F98),\"\")","v":""}]
[{"$f":"IFERROR('Lives scenario - input'!A99,\"\")","v":""},{"$f":"IFERROR('Lives scenario - input'!B99,\"\")","v":""},{"$f":"IFERROR('Lives scenario - input'!C99,\"\")","v":""},{"$f":"IFERROR(repcalc('Lives scenario - input'!$CX99:$GJ99,'Lives scenario - input'!$I99,'Lives scenario - input'!$G99,'Lives scenario - input'!$H99,20,TRUE,TRUE),\"\")","v":""},"","","","","","","","","","","","","","","","","","","",{"$f":"IFERROR(IF(OR(D114=\"\",'Lives scenario - input'!$F99=\"\"),\"\",D114/'Lives scenario - input'!$F99),\"\")","v":""},{"$f":"IFERROR(IF(OR(E114=\"\",'Lives scenario - input'!$F99=\"\"),\"\",E114/'Lives scenario - input'!$F99),\"\")","v":""},{"$f":"IFERROR(IF(OR(F114=\"\",'Lives scenario - input'!$F99=\"\"),\"\",F114/'Lives scenario - input'!$F99),\"\")","v":""},{"$f":"IFERROR(IF(OR(G114=\"\",'Lives scenario - input'!$F99=\"\"),\"\",G114/'Lives scenario - input'!$F99),\"\")","v":""},{"$f":"IFERROR(IF(OR(H114=\"\",'Lives scenario - input'!$F99=\"\"),\"\",H114/'Lives scenario - input'!$F99),\"\")","v":""},{"$f":"IFERROR(IF(OR(I114=\"\",'Lives scenario - input'!$F99=\"\"),\"\",I114/'Lives scenario - input'!$F99),\"\")","v":""},{"$f":"IFERROR(IF(OR(J114=\"\",'Lives scenario - input'!$F99=\"\"),\"\",J114/'Lives scenario - input'!$F99),\"\")","v":""},{"$f":"IFERROR(IF(OR(K114=\"\",'Lives scenario - input'!$F99=\"\"),\"\",K114/'Lives scenario - input'!$F99),\"\")","v":""},{"$f":"IFERROR(IF(OR(L114=\"\",'Lives scenario - input'!$F99=\"\"),\"\",L114/'Lives scenario - input'!$F99),\"\")","v":""},{"$f":"IFERROR(IF(OR(M114=\"\",'Lives scenario - input'!$F99=\"\"),\"\",M114/'Lives scenario - input'!$F99),\"\")","v":""},{"$f":"IFERROR(IF(OR(N114=\"\",'Lives scenario - input'!$F99=\"\"),\"\",N114/'Lives scenario - input'!$F99),\"\")","v":""},{"$f":"IFERROR(IF(OR(O114=\"\",'Lives scenario - input'!$F99=\"\"),\"\",O114/'Lives scenario - input'!$F99),\"\")","v":""},{"$f":"IFERROR(IF(OR(P114=\"\",'Lives scenario - input'!$F99=\"\"),\"\",P114/'Lives scenario - input'!$F99),\"\")","v":""},{"$f":"IFERROR(IF(OR(Q114=\"\",'Lives scenario - input'!$F99=\"\"),\"\",Q114/'Lives scenario - input'!$F99),\"\")","v":""},{"$f":"IFERROR(IF(OR(R114=\"\",'Lives scenario - input'!$F99=\"\"),\"\",R114/'Lives scenario - input'!$F99),\"\")","v":""},{"$f":"IFERROR(IF(OR(S114=\"\",'Lives scenario - input'!$F99=\"\"),\"\",S114/'Lives scenario - input'!$F99),\"\")","v":""},{"$f":"IFERROR(IF(OR(T114=\"\",'Lives scenario - input'!$F99=\"\"),\"\",T114/'Lives scenario - input'!$F99),\"\")","v":""},{"$f":"IFERROR(IF(OR(U114=\"\",'Lives scenario - input'!$F99=\"\"),\"\",U114/'Lives scenario - input'!$F99),\"\")","v":""},{"$f":"IFERROR(IF(OR(V114=\"\",'Lives scenario - input'!$F99=\"\"),\"\",V114/'Lives scenario - input'!$F99),\"\")","v":""},{"$f":"IFERROR(IF(OR(W114=\"\",'Lives scenario - input'!$F99=\"\"),\"\",W114/'Lives scenario - input'!$F99),\"\")","v":""}]
[{"$f":"IFERROR('Lives scenario - input'!A100,\"\")","v":""},{"$f":"IFERROR('Lives scenario - input'!B100,\"\")","v":""},{"$f":"IFERROR('Lives scenario - input'!C100,\"\")","v":""},{"$f":"IFERROR(repcalc('Lives scenario - input'!$CX100:$GJ100,'Lives scenario - input'!$I100,'Lives scenario - input'!$G100,'Lives scenario - input'!$H100,20,TRUE,TRUE),\"\")","v":""},"","","","","","","","","","","","","","","","","","","",{"$f":"IFERROR(IF(OR(D115=\"\",'Lives scenario - input'!$F100=\"\"),\"\",D115/'Lives scenario - input'!$F100),\"\")","v":""},{"$f":"IFERROR(IF(OR(E115=\"\",'Lives scenario - input'!$F100=\"\"),\"\",E115/'Lives scenario - input'!$F100),\"\")","v":""},{"$f":"IFERROR(IF(OR(F115=\"\",'Lives scenario - input'!$F100=\"\"),\"\",F115/'Lives scenario - input'!$F100),\"\")","v":""},{"$f":"IFERROR(IF(OR(G115=\"\",'Lives scenario - input'!$F100=\"\"),\"\",G115/'Lives scenario - input'!$F100),\"\")","v":""},{"$f":"IFERROR(IF(OR(H115=\"\",'Lives scenario - input'!$F100=\"\"),\"\",H115/'Lives scenario - input'!$F100),\"\")","v":""},{"$f":"IFERROR(IF(OR(I115=\"\",'Lives scenario - input'!$F100=\"\"),\"\",I115/'Lives scenario - input'!$F100),\"\")","v":""},{"$f":"IFERROR(IF(OR(J115=\"\",'Lives scenario - input'!$F100=\"\"),\"\",J115/'Lives scenario - input'!$F100),\"\")","v":""},{"$f":"IFERROR(IF(OR(K115=\"\",'Lives scenario - input'!$F100=\"\"),\"\",K115/'Lives scenario - input'!$F100),\"\")","v":""},{"$f":"IFERROR(IF(OR(L115=\"\",'Lives scenario - input'!$F100=\"\"),\"\",L115/'Lives scenario - input'!$F100),\"\")","v":""},{"$f":"IFERROR(IF(OR(M115=\"\",'Lives scenario - input'!$F100=\"\"),\"\",M115/'Lives scenario - input'!$F100),\"\")","v":""},{"$f":"IFERROR(IF(OR(N115=\"\",'Lives scenario - input'!$F100=\"\"),\"\",N115/'Lives scenario - input'!$F100),\"\")","v":""},{"$f":"IFERROR(IF(OR(O115=\"\",'Lives scenario - input'!$F100=\"\"),\"\",O115/'Lives scenario - input'!$F100),\"\")","v":""},{"$f":"IFERROR(IF(OR(P115=\"\",'Lives scenario - input'!$F100=\"\"),\"\",P115/'Lives scenario - input'!$F100),\"\")","v":""},{"$f":"IFERROR(IF(OR(Q115=\"\",'Lives scenario - input'!$F100=\"\"),\"\",Q115/'Lives scenario - input'!$F100),\"\")","v":""},{"$f":"IFERROR(IF(OR(R115=\"\",'Lives scenario - input'!$F100=\"\"),\"\",R115/'Lives scenario - input'!$F100),\"\")","v":""},{"$f":"IFERROR(IF(OR(S115=\"\",'Lives scenario - input'!$F100=\"\"),\"\",S115/'Lives scenario - input'!$F100),\"\")","v":""},{"$f":"IFERROR(IF(OR(T115=\"\",'Lives scenario - input'!$F100=\"\"),\"\",T115/'Lives scenario - input'!$F100),\"\")","v":""},{"$f":"IFERROR(IF(OR(U115=\"\",'Lives scenario - input'!$F100=\"\"),\"\",U115/'Lives scenario - input'!$F100),\"\")","v":""},{"$f":"IFERROR(IF(OR(V115=\"\",'Lives scenario - input'!$F100=\"\"),\"\",V115/'Lives scenario - input'!$F100),\"\")","v":""},{"$f":"IFERROR(IF(OR(W115=\"\",'Lives scenario - input'!$F100=\"\"),\"\",W115/'Lives scenario - input'!$F100),\"\")","v":""}]
[{"$f":"IFERROR('Lives scenario - input'!A101,\"\")","v":""},{"$f":"IFERROR('Lives scenario - input'!B101,\"\")","v":""},{"$f":"IFERROR('Lives scenario - input'!C101,\"\")","v":""},{"$f":"IFERROR(repcalc('Lives scenario - input'!$CX101:$GJ101,'Lives scenario - input'!$I101,'Lives scenario - input'!$G101,'Lives scenario - input'!$H101,20,TRUE,TRUE),\"\")","v":""},"","","","","","","","","","","","","","","","","","","",{"$f":"IFERROR(IF(OR(D116=\"\",'Lives scenario - input'!$F101=\"\"),\"\",D116/'Lives scenario - input'!$F101),\"\")","v":""},{"$f":"IFERROR(IF(OR(E116=\"\",'Lives scenario - input'!$F101=\"\"),\"\",E116/'Lives scenario - input'!$F101),\"\")","v":""},{"$f":"IFERROR(IF(OR(F116=\"\",'Lives scenario - input'!$F101=\"\"),\"\",F116/'Lives scenario - input'!$F101),\"\")","v":""},{"$f":"IFERROR(IF(OR(G116=\"\",'Lives scenario - input'!$F101=\"\"),\"\",G116/'Lives scenario - input'!$F101),\"\")","v":""},{"$f":"IFERROR(IF(OR(H116=\"\",'Lives scenario - input'!$F101=\"\"),\"\",H116/'Lives scenario - input'!$F101),\"\")","v":""},{"$f":"IFERROR(IF(OR(I116=\"\",'Lives scenario - input'!$F101=\"\"),\"\",I116/'Lives scenario - input'!$F101),\"\")","v":""},{"$f":"IFERROR(IF(OR(J116=\"\",'Lives scenario - input'!$F101=\"\"),\"\",J116/'Lives scenario - input'!$F101),\"\")","v":""},{"$f":"IFERROR(IF(OR(K116=\"\",'Lives scenario - input'!$F101=\"\"),\"\",K116/'Lives scenario - input'!$F101),\"\")","v":""},{"$f":"IFERROR(IF(OR(L116=\"\",'Lives scenario - input'!$F101=\"\"),\"\",L116/'Lives scenario - input'!$F101),\"\")","v":""},{"$f":"IFERROR(IF(OR(M116=\"\",'Lives scenario - input'!$F101=\"\"),\"\",M116/'Lives scenario - input'!$F101),\"\")","v":""},{"$f":"IFERROR(IF(OR(N116=\"\",'Lives scenario - input'!$F101=\"\"),\"\",N116/'Lives scenario - input'!$F101),\"\")","v":""},{"$f":"IFERROR(IF(OR(O116=\"\",'Lives scenario - input'!$F101=\"\"),\"\",O116/'Lives scenario - input'!$F101),\"\")","v":""},{"$f":"IFERROR(IF(OR(P116=\"\",'Lives scenario - input'!$F101=\"\"),\"\",P116/'Lives scenario - input'!$F101),\"\")","v":""},{"$f":"IFERROR(IF(OR(Q116=\"\",'Lives scenario - input'!$F101=\"\"),\"\",Q116/'Lives scenario - input'!$F101),\"\")","v":""},{"$f":"IFERROR(IF(OR(R116=\"\",'Lives scenario - input'!$F101=\"\"),\"\",R116/'Lives scenario - input'!$F101),\"\")","v":""},{"$f":"IFERROR(IF(OR(S116=\"\",'Lives scenario - input'!$F101=\"\"),\"\",S116/'Lives scenario - input'!$F101),\"\")","v":""},{"$f":"IFERROR(IF(OR(T116=\"\",'Lives scenario - input'!$F101=\"\"),\"\",T116/'Lives scenario - input'!$F101),\"\")","v":""},{"$f":"IFERROR(IF(OR(U116=\"\",'Lives scenario - input'!$F101=\"\"),\"\",U116/'Lives scenario - input'!$F101),\"\")","v":""},{"$f":"IFERROR(IF(OR(V116=\"\",'Lives scenario - input'!$F101=\"\"),\"\",V116/'Lives scenario - input'!$F101),\"\")","v":""},{"$f":"IFERROR(IF(OR(W116=\"\",'Lives scenario - input'!$F101=\"\"),\"\",W116/'Lives scenario - input'!$F101),\"\")","v":""}]
[{"$f":"IFERROR('Lives scenario - input'!A102,\"\")","v":""},{"$f":"IFERROR('Lives scenario - input'!B102,\"\")","v":""},{"$f":"IFERROR('Lives scenario - input'!C102,\"\")","v":""},{"$f":"IFERROR(repcalc('Lives scenario - input'!$CX102:$GJ102,'Lives scenario - input'!$I102,'Lives scenario - input'!$G102,'Lives scenario - input'!$H102,20,TRUE,TRUE),\"\")","v":""},"","","","","","","","","","","","","","","","","","","",{"$f":"IFERROR(IF(OR(D117=\"\",'Lives scenario - input'!$F102=\"\"),\"\",D117/'Lives scenario - input'!$F102),\"\")","v":""},{"$f":"IFERROR(IF(OR(E117=\"\",'Lives scenario - input'!$F102=\"\"),\"\",E117/'Lives scenario - input'!$F102),\"\")","v":""},{"$f":"IFERROR(IF(OR(F117=\"\",'Lives scenario - input'!$F102=\"\"),\"\",F117/'Lives scenario - input'!$F102),\"\")","v":""},{"$f":"IFERROR(IF(OR(G117=\"\",'Lives scenario - input'!$F102=\"\"),\"\",G117/'Lives scenario - input'!$F102),\"\")","v":""},{"$f":"IFERROR(IF(OR(H117=\"\",'Lives scenario - input'!$F102=\"\"),\"\",H117/'Lives scenario - input'!$F102),\"\")","v":""},{"$f":"IFERROR(IF(OR(I117=\"\",'Lives scenario - input'!$F102=\"\"),\"\",I117/'Lives scenario - input'!$F102),\"\")","v":""},{"$f":"IFERROR(IF(OR(J117=\"\",'Lives scenario - input'!$F102=\"\"),\"\",J117/'Lives scenario - input'!$F102),\"\")","v":""},{"$f":"IFERROR(IF(OR(K117=\"\",'Lives scenario - input'!$F102=\"\"),\"\",K117/'Lives scenario - input'!$F102),\"\")","v":""},{"$f":"IFERROR(IF(OR(L117=\"\",'Lives scenario - input'!$F102=\"\"),\"\",L117/'Lives scenario - input'!$F102),\"\")","v":""},{"$f":"IFERROR(IF(OR(M117=\"\",'Lives scenario - input'!$F102=\"\"),\"\",M117/'Lives scenario - input'!$F102),\"\")","v":""},{"$f":"IFERROR(IF(OR(N117=\"\",'Lives scenario - input'!$F102=\"\"),\"\",N117/'Lives scenario - input'!$F102),\"\")","v":""},{"$f":"IFERROR(IF(OR(O117=\"\",'Lives scenario - input'!$F102=\"\"),\"\",O117/'Lives scenario - input'!$F102),\"\")","v":""},{"$f":"IFERROR(IF(OR(P117=\"\",'Lives scenario - input'!$F102=\"\"),\"\",P117/'Lives scenario - input'!$F102),\"\")","v":""},{"$f":"IFERROR(IF(OR(Q117=\"\",'Lives scenario - input'!$F102=\"\"),\"\",Q117/'Lives scenario - input'!$F102),\"\")","v":""},{"$f":"IFERROR(IF(OR(R117=\"\",'Lives scenario - input'!$F102=\"\"),\"\",R117/'Lives scenario - input'!$F102),\"\")","v":""},{"$f":"IFERROR(IF(OR(S117=\"\",'Lives scenario - input'!$F102=\"\"),\"\",S117/'Lives scenario - input'!$F102),\"\")","v":""},{"$f":"IFERROR(IF(OR(T117=\"\",'Lives scenario - input'!$F102=\"\"),\"\",T117/'Lives scenario - input'!$F102),\"\")","v":""},{"$f":"IFERROR(IF(OR(U117=\"\",'Lives scenario - input'!$F102=\"\"),\"\",U117/'Lives scenario - input'!$F102),\"\")","v":""},{"$f":"IFERROR(IF(OR(V117=\"\",'Lives scenario - input'!$F102=\"\"),\"\",V117/'Lives scenario - input'!$F102),\"\")","v":""},{"$f":"IFERROR(IF(OR(W117=\"\",'Lives scenario - input'!$F102=\"\"),\"\",W117/'Lives scenario - input'!$F102),\"\")","v":""}]
[{"$f":"IFERROR('Lives scenario - input'!A103,\"\")","v":""},{"$f":"IFERROR('Lives scenario - input'!B103,\"\")","v":""},{"$f":"IFERROR('Lives scenario - input'!C103,\"\")","v":""},{"$f":"IFERROR(repcalc('Lives scenario - input'!$CX103:$GJ103,'Lives scenario - input'!$I103,'Lives scenario - input'!$G103,'Lives scenario - input'!$H103,20,TRUE,TRUE),\"\")","v":""},"","","","","","","","","","","","","","","","","","","",{"$f":"IFERROR(IF(OR(D118=\"\",'Lives scenario - input'!$F103=\"\"),\"\",D118/'Lives scenario - input'!$F103),\"\")","v":""},{"$f":"IFERROR(IF(OR(E118=\"\",'Lives scenario - input'!$F103=\"\"),\"\",E118/'Lives scenario - input'!$F103),\"\")","v":""},{"$f":"IFERROR(IF(OR(F118=\"\",'Lives scenario - input'!$F103=\"\"),\"\",F118/'Lives scenario - input'!$F103),\"\")","v":""},{"$f":"IFERROR(IF(OR(G118=\"\",'Lives scenario - input'!$F103=\"\"),\"\",G118/'Lives scenario - input'!$F103),\"\")","v":""},{"$f":"IFERROR(IF(OR(H118=\"\",'Lives scenario - input'!$F103=\"\"),\"\",H118/'Lives scenario - input'!$F103),\"\")","v":""},{"$f":"IFERROR(IF(OR(I118=\"\",'Lives scenario - input'!$F103=\"\"),\"\",I118/'Lives scenario - input'!$F103),\"\")","v":""},{"$f":"IFERROR(IF(OR(J118=\"\",'Lives scenario - input'!$F103=\"\"),\"\",J118/'Lives scenario - input'!$F103),\"\")","v":""},{"$f":"IFERROR(IF(OR(K118=\"\",'Lives scenario - input'!$F103=\"\"),\"\",K118/'Lives scenario - input'!$F103),\"\")","v":""},{"$f":"IFERROR(IF(OR(L118=\"\",'Lives scenario - input'!$F103=\"\"),\"\",L118/'Lives scenario - input'!$F103),\"\")","v":""},{"$f":"IFERROR(IF(OR(M118=\"\",'Lives scenario - input'!$F103=\"\"),\"\",M118/'Lives scenario - input'!$F103),\"\")","v":""},{"$f":"IFERROR(IF(OR(N118=\"\",'Lives scenario - input'!$F103=\"\"),\"\",N118/'Lives scenario - input'!$F103),\"\")","v":""},{"$f":"IFERROR(IF(OR(O118=\"\",'Lives scenario - input'!$F103=\"\"),\"\",O118/'Lives scenario - input'!$F103),\"\")","v":""},{"$f":"IFERROR(IF(OR(P118=\"\",'Lives scenario - input'!$F103=\"\"),\"\",P118/'Lives scenario - input'!$F103),\"\")","v":""},{"$f":"IFERROR(IF(OR(Q118=\"\",'Lives scenario - input'!$F103=\"\"),\"\",Q118/'Lives scenario - input'!$F103),\"\")","v":""},{"$f":"IFERROR(IF(OR(R118=\"\",'Lives scenario - input'!$F103=\"\"),\"\",R118/'Lives scenario - input'!$F103),\"\")","v":""},{"$f":"IFERROR(IF(OR(S118=\"\",'Lives scenario - input'!$F103=\"\"),\"\",S118/'Lives scenario - input'!$F103),\"\")","v":""},{"$f":"IFERROR(IF(OR(T118=\"\",'Lives scenario - input'!$F103=\"\"),\"\",T118/'Lives scenario - input'!$F103),\"\")","v":""},{"$f":"IFERROR(IF(OR(U118=\"\",'Lives scenario - input'!$F103=\"\"),\"\",U118/'Lives scenario - input'!$F103),\"\")","v":""},{"$f":"IFERROR(IF(OR(V118=\"\",'Lives scenario - input'!$F103=\"\"),\"\",V118/'Lives scenario - input'!$F103),\"\")","v":""},{"$f":"IFERROR(IF(OR(W118=\"\",'Lives scenario - input'!$F103=\"\"),\"\",W118/'Lives scenario - input'!$F103),\"\")","v":""}]
[{"$f":"IFERROR('Lives scenario - input'!A104,\"\")","v":""},{"$f":"IFERROR('Lives scenario - input'!B104,\"\")","v":""},{"$f":"IFERROR('Lives scenario - input'!C104,\"\")","v":""},{"$f":"IFERROR(repcalc('Lives scenario - input'!$CX104:$GJ104,'Lives scenario - input'!$I104,'Lives scenario - input'!$G104,'Lives scenario - input'!$H104,20,TRUE,TRUE),\"\")","v":""},"","","","","","","","","","","","","","","","","","","",{"$f":"IFERROR(IF(OR(D119=\"\",'Lives scenario - input'!$F104=\"\"),\"\",D119/'Lives scenario - input'!$F104),\"\")","v":""},{"$f":"IFERROR(IF(OR(E119=\"\",'Lives scenario - input'!$F104=\"\"),\"\",E119/'Lives scenario - input'!$F104),\"\")","v":""},{"$f":"IFERROR(IF(OR(F119=\"\",'Lives scenario - input'!$F104=\"\"),\"\",F119/'Lives scenario - input'!$F104),\"\")","v":""},{"$f":"IFERROR(IF(OR(G119=\"\",'Lives scenario - input'!$F104=\"\"),\"\",G119/'Lives scenario - input'!$F104),\"\")","v":""},{"$f":"IFERROR(IF(OR(H119=\"\",'Lives scenario - input'!$F104=\"\"),\"\",H119/'Lives scenario - input'!$F104),\"\")","v":""},{"$f":"IFERROR(IF(OR(I119=\"\",'Lives scenario - input'!$F104=\"\"),\"\",I119/'Lives scenario - input'!$F104),\"\")","v":""},{"$f":"IFERROR(IF(OR(J119=\"\",'Lives scenario - input'!$F104=\"\"),\"\",J119/'Lives scenario - input'!$F104),\"\")","v":""},{"$f":"IFERROR(IF(OR(K119=\"\",'Lives scenario - input'!$F104=\"\"),\"\",K119/'Lives scenario - input'!$F104),\"\")","v":""},{"$f":"IFERROR(IF(OR(L119=\"\",'Lives scenario - input'!$F104=\"\"),\"\",L119/'Lives scenario - input'!$F104),\"\")","v":""},{"$f":"IFERROR(IF(OR(M119=\"\",'Lives scenario - input'!$F104=\"\"),\"\",M119/'Lives scenario - input'!$F104),\"\")","v":""},{"$f":"IFERROR(IF(OR(N119=\"\",'Lives scenario - input'!$F104=\"\"),\"\",N119/'Lives scenario - input'!$F104),\"\")","v":""},{"$f":"IFERROR(IF(OR(O119=\"\",'Lives scenario - input'!$F104=\"\"),\"\",O119/'Lives scenario - input'!$F104),\"\")","v":""},{"$f":"IFERROR(IF(OR(P119=\"\",'Lives scenario - input'!$F104=\"\"),\"\",P119/'Lives scenario - input'!$F104),\"\")","v":""},{"$f":"IFERROR(IF(OR(Q119=\"\",'Lives scenario - input'!$F104=\"\"),\"\",Q119/'Lives scenario - input'!$F104),\"\")","v":""},{"$f":"IFERROR(IF(OR(R119=\"\",'Lives scenario - input'!$F104=\"\"),\"\",R119/'Lives scenario - input'!$F104),\"\")","v":""},{"$f":"IFERROR(IF(OR(S119=\"\",'Lives scenario - input'!$F104=\"\"),\"\",S119/'Lives scenario - input'!$F104),\"\")","v":""},{"$f":"IFERROR(IF(OR(T119=\"\",'Lives scenario - input'!$F104=\"\"),\"\",T119/'Lives scenario - input'!$F104),\"\")","v":""},{"$f":"IFERROR(IF(OR(U119=\"\",'Lives scenario - input'!$F104=\"\"),\"\",U119/'Lives scenario - input'!$F104),\"\")","v":""},{"$f":"IFERROR(IF(OR(V119=\"\",'Lives scenario - input'!$F104=\"\"),\"\",V119/'Lives scenario - input'!$F104),\"\")","v":""},{"$f":"IFERROR(IF(OR(W119=\"\",'Lives scenario - input'!$F104=\"\"),\"\",W119/'Lives scenario - input'!$F104),\"\")","v":""}]
[{"$f":"IFERROR('Lives scenario - input'!A105,\"\")","v":""},{"$f":"IFERROR('Lives scenario - input'!B105,\"\")","v":""},{"$f":"IFERROR('Lives scenario - input'!C105,\"\")","v":""},{"$f":"IFERROR(repcalc('Lives scenario - input'!$CX105:$GJ105,'Lives scenario - input'!$I105,'Lives scenario - input'!$G105,'Lives scenario - input'!$H105,20,TRUE,TRUE),\"\")","v":""},"","","","","","","","","","","","","","","","","","","",{"$f":"IFERROR(IF(OR(D120=\"\",'Lives scenario - input'!$F105=\"\"),\"\",D120/'Lives scenario - input'!$F105),\"\")","v":""},{"$f":"IFERROR(IF(OR(E120=\"\",'Lives scenario - input'!$F105=\"\"),\"\",E120/'Lives scenario - input'!$F105),\"\")","v":""},{"$f":"IFERROR(IF(OR(F120=\"\",'Lives scenario - input'!$F105=\"\"),\"\",F120/'Lives scenario - input'!$F105),\"\")","v":""},{"$f":"IFERROR(IF(OR(G120=\"\",'Lives scenario - input'!$F105=\"\"),\"\",G120/'Lives scenario - input'!$F105),\"\")","v":""},{"$f":"IFERROR(IF(OR(H120=\"\",'Lives scenario - input'!$F105=\"\"),\"\",H120/'Lives scenario - input'!$F105),\"\")","v":""},{"$f":"IFERROR(IF(OR(I120=\"\",'Lives scenario - input'!$F105=\"\"),\"\",I120/'Lives scenario - input'!$F105),\"\")","v":""},{"$f":"IFERROR(IF(OR(J120=\"\",'Lives scenario - input'!$F105=\"\"),\"\",J120/'Lives scenario - input'!$F105),\"\")","v":""},{"$f":"IFERROR(IF(OR(K120=\"\",'Lives scenario - input'!$F105=\"\"),\"\",K120/'Lives scenario - input'!$F105),\"\")","v":""},{"$f":"IFERROR(IF(OR(L120=\"\",'Lives scenario - input'!$F105=\"\"),\"\",L120/'Lives scenario - input'!$F105),\"\")","v":""},{"$f":"IFERROR(IF(OR(M120=\"\",'Lives scenario - input'!$F105=\"\"),\"\",M120/'Lives scenario - input'!$F105),\"\")","v":""},{"$f":"IFERROR(IF(OR(N120=\"\",'Lives scenario - input'!$F105=\"\"),\"\",N120/'Lives scenario - input'!$F105),\"\")","v":""},{"$f":"IFERROR(IF(OR(O120=\"\",'Lives scenario - input'!$F105=\"\"),\"\",O120/'Lives scenario - input'!$F105),\"\")","v":""},{"$f":"IFERROR(IF(OR(P120=\"\",'Lives scenario - input'!$F105=\"\"),\"\",P120/'Lives scenario - input'!$F105),\"\")","v":""},{"$f":"IFERROR(IF(OR(Q120=\"\",'Lives scenario - input'!$F105=\"\"),\"\",Q120/'Lives scenario - input'!$F105),\"\")","v":""},{"$f":"IFERROR(IF(OR(R120=\"\",'Lives scenario - input'!$F105=\"\"),\"\",R120/'Lives scenario - input'!$F105),\"\")","v":""},{"$f":"IFERROR(IF(OR(S120=\"\",'Lives scenario - input'!$F105=\"\"),\"\",S120/'Lives scenario - input'!$F105),\"\")","v":""},{"$f":"IFERROR(IF(OR(T120=\"\",'Lives scenario - input'!$F105=\"\"),\"\",T120/'Lives scenario - input'!$F105),\"\")","v":""},{"$f":"IFERROR(IF(OR(U120=\"\",'Lives scenario - input'!$F105=\"\"),\"\",U120/'Lives scenario - input'!$F105),\"\")","v":""},{"$f":"IFERROR(IF(OR(V120=\"\",'Lives scenario - input'!$F105=\"\"),\"\",V120/'Lives scenario - input'!$F105),\"\")","v":""},{"$f":"IFERROR(IF(OR(W120=\"\",'Lives scenario - input'!$F105=\"\"),\"\",W120/'Lives scenario - input'!$F105),\"\")","v":""}]
[{"$f":"IFERROR('Lives scenario - input'!A106,\"\")","v":""},{"$f":"IFERROR('Lives scenario - input'!B106,\"\")","v":""},{"$f":"IFERROR('Lives scenario - input'!C106,\"\")","v":""},{"$f":"IFERROR(repcalc('Lives scenario - input'!$CX106:$GJ106,'Lives scenario - input'!$I106,'Lives scenario - input'!$G106,'Lives scenario - input'!$H106,20,TRUE,TRUE),\"\")","v":""},"","","","","","","","","","","","","","","","","","","",{"$f":"IFERROR(IF(OR(D121=\"\",'Lives scenario - input'!$F106=\"\"),\"\",D121/'Lives scenario - input'!$F106),\"\")","v":""},{"$f":"IFERROR(IF(OR(E121=\"\",'Lives scenario - input'!$F106=\"\"),\"\",E121/'Lives scenario - input'!$F106),\"\")","v":""},{"$f":"IFERROR(IF(OR(F121=\"\",'Lives scenario - input'!$F106=\"\"),\"\",F121/'Lives scenario - input'!$F106),\"\")","v":""},{"$f":"IFERROR(IF(OR(G121=\"\",'Lives scenario - input'!$F106=\"\"),\"\",G121/'Lives scenario - input'!$F106),\"\")","v":""},{"$f":"IFERROR(IF(OR(H121=\"\",'Lives scenario - input'!$F106=\"\"),\"\",H121/'Lives scenario - input'!$F106),\"\")","v":""},{"$f":"IFERROR(IF(OR(I121=\"\",'Lives scenario - input'!$F106=\"\"),\"\",I121/'Lives scenario - input'!$F106),\"\")","v":""},{"$f":"IFERROR(IF(OR(J121=\"\",'Lives scenario - input'!$F106=\"\"),\"\",J121/'Lives scenario - input'!$F106),\"\")","v":""},{"$f":"IFERROR(IF(OR(K121=\"\",'Lives scenario - input'!$F106=\"\"),\"\",K121/'Lives scenario - input'!$F106),\"\")","v":""},{"$f":"IFERROR(IF(OR(L121=\"\",'Lives scenario - input'!$F106=\"\"),\"\",L121/'Lives scenario - input'!$F106),\"\")","v":""},{"$f":"IFERROR(IF(OR(M121=\"\",'Lives scenario - input'!$F106=\"\"),\"\",M121/'Lives scenario - input'!$F106),\"\")","v":""},{"$f":"IFERROR(IF(OR(N121=\"\",'Lives scenario - input'!$F106=\"\"),\"\",N121/'Lives scenario - input'!$F106),\"\")","v":""},{"$f":"IFERROR(IF(OR(O121=\"\",'Lives scenario - input'!$F106=\"\"),\"\",O121/'Lives scenario - input'!$F106),\"\")","v":""},{"$f":"IFERROR(IF(OR(P121=\"\",'Lives scenario - input'!$F106=\"\"),\"\",P121/'Lives scenario - input'!$F106),\"\")","v":""},{"$f":"IFERROR(IF(OR(Q121=\"\",'Lives scenario - input'!$F106=\"\"),\"\",Q121/'Lives scenario - input'!$F106),\"\")","v":""},{"$f":"IFERROR(IF(OR(R121=\"\",'Lives scenario - input'!$F106=\"\"),\"\",R121/'Lives scenario - input'!$F106),\"\")","v":""},{"$f":"IFERROR(IF(OR(S121=\"\",'Lives scenario - input'!$F106=\"\"),\"\",S121/'Lives scenario - input'!$F106),\"\")","v":""},{"$f":"IFERROR(IF(OR(T121=\"\",'Lives scenario - input'!$F106=\"\"),\"\",T121/'Lives scenario - input'!$F106),\"\")","v":""},{"$f":"IFERROR(IF(OR(U121=\"\",'Lives scenario - input'!$F106=\"\"),\"\",U121/'Lives scenario - input'!$F106),\"\")","v":""},{"$f":"IFERROR(IF(OR(V121=\"\",'Lives scenario - input'!$F106=\"\"),\"\",V121/'Lives scenario - input'!$F106),\"\")","v":""},{"$f":"IFERROR(IF(OR(W121=\"\",'Lives scenario - input'!$F106=\"\"),\"\",W121/'Lives scenario - input'!$F106),\"\")","v":""}]
[{"$f":"IFERROR('Lives scenario - input'!A107,\"\")","v":""},{"$f":"IFERROR('Lives scenario - input'!B107,\"\")","v":""},{"$f":"IFERROR('Lives scenario - input'!C107,\"\")","v":""},{"$f":"IFERROR(repcalc('Lives scenario - input'!$CX107:$GJ107,'Lives scenario - input'!$I107,'Lives scenario - input'!$G107,'Lives scenario - input'!$H107,20,TRUE,TRUE),\"\")","v":""},"","","","","","","","","","","","","","","","","","","",{"$f":"IFERROR(IF(OR(D122=\"\",'Lives scenario - input'!$F107=\"\"),\"\",D122/'Lives scenario - input'!$F107),\"\")","v":""},{"$f":"IFERROR(IF(OR(E122=\"\",'Lives scenario - input'!$F107=\"\"),\"\",E122/'Lives scenario - input'!$F107),\"\")","v":""},{"$f":"IFERROR(IF(OR(F122=\"\",'Lives scenario - input'!$F107=\"\"),\"\",F122/'Lives scenario - input'!$F107),\"\")","v":""},{"$f":"IFERROR(IF(OR(G122=\"\",'Lives scenario - input'!$F107=\"\"),\"\",G122/'Lives scenario - input'!$F107),\"\")","v":""},{"$f":"IFERROR(IF(OR(H122=\"\",'Lives scenario - input'!$F107=\"\"),\"\",H122/'Lives scenario - input'!$F107),\"\")","v":""},{"$f":"IFERROR(IF(OR(I122=\"\",'Lives scenario - input'!$F107=\"\"),\"\",I122/'Lives scenario - input'!$F107),\"\")","v":""},{"$f":"IFERROR(IF(OR(J122=\"\",'Lives scenario - input'!$F107=\"\"),\"\",J122/'Lives scenario - input'!$F107),\"\")","v":""},{"$f":"IFERROR(IF(OR(K122=\"\",'Lives scenario - input'!$F107=\"\"),\"\",K122/'Lives scenario - input'!$F107),\"\")","v":""},{"$f":"IFERROR(IF(OR(L122=\"\",'Lives scenario - input'!$F107=\"\"),\"\",L122/'Lives scenario - input'!$F107),\"\")","v":""},{"$f":"IFERROR(IF(OR(M122=\"\",'Lives scenario - input'!$F107=\"\"),\"\",M122/'Lives scenario - input'!$F107),\"\")","v":""},{"$f":"IFERROR(IF(OR(N122=\"\",'Lives scenario - input'!$F107=\"\"),\"\",N122/'Lives scenario - input'!$F107),\"\")","v":""},{"$f":"IFERROR(IF(OR(O122=\"\",'Lives scenario - input'!$F107=\"\"),\"\",O122/'Lives scenario - input'!$F107),\"\")","v":""},{"$f":"IFERROR(IF(OR(P122=\"\",'Lives scenario - input'!$F107=\"\"),\"\",P122/'Lives scenario - input'!$F107),\"\")","v":""},{"$f":"IFERROR(IF(OR(Q122=\"\",'Lives scenario - input'!$F107=\"\"),\"\",Q122/'Lives scenario - input'!$F107),\"\")","v":""},{"$f":"IFERROR(IF(OR(R122=\"\",'Lives scenario - input'!$F107=\"\"),\"\",R122/'Lives scenario - input'!$F107),\"\")","v":""},{"$f":"IFERROR(IF(OR(S122=\"\",'Lives scenario - input'!$F107=\"\"),\"\",S122/'Lives scenario - input'!$F107),\"\")","v":""},{"$f":"IFERROR(IF(OR(T122=\"\",'Lives scenario - input'!$F107=\"\"),\"\",T122/'Lives scenario - input'!$F107),\"\")","v":""},{"$f":"IFERROR(IF(OR(U122=\"\",'Lives scenario - input'!$F107=\"\"),\"\",U122/'Lives scenario - input'!$F107),\"\")","v":""},{"$f":"IFERROR(IF(OR(V122=\"\",'Lives scenario - input'!$F107=\"\"),\"\",V122/'Lives scenario - input'!$F107),\"\")","v":""},{"$f":"IFERROR(IF(OR(W122=\"\",'Lives scenario - input'!$F107=\"\"),\"\",W122/'Lives scenario - input'!$F107),\"\")","v":""}]
[{"$f":"IFERROR('Lives scenario - input'!A108,\"\")","v":""},{"$f":"IFERROR('Lives scenario - input'!B108,\"\")","v":""},{"$f":"IFERROR('Lives scenario - input'!C108,\"\")","v":""},{"$f":"IFERROR(repcalc('Lives scenario - input'!$CX108:$GJ108,'Lives scenario - input'!$I108,'Lives scenario - input'!$G108,'Lives scenario - input'!$H108,20,TRUE,TRUE),\"\")","v":""},"","","","","","","","","","","","","","","","","","","",{"$f":"IFERROR(IF(OR(D123=\"\",'Lives scenario - input'!$F108=\"\"),\"\",D123/'Lives scenario - input'!$F108),\"\")","v":""},{"$f":"IFERROR(IF(OR(E123=\"\",'Lives scenario - input'!$F108=\"\"),\"\",E123/'Lives scenario - input'!$F108),\"\")","v":""},{"$f":"IFERROR(IF(OR(F123=\"\",'Lives scenario - input'!$F108=\"\"),\"\",F123/'Lives scenario - input'!$F108),\"\")","v":""},{"$f":"IFERROR(IF(OR(G123=\"\",'Lives scenario - input'!$F108=\"\"),\"\",G123/'Lives scenario - input'!$F108),\"\")","v":""},{"$f":"IFERROR(IF(OR(H123=\"\",'Lives scenario - input'!$F108=\"\"),\"\",H123/'Lives scenario - input'!$F108),\"\")","v":""},{"$f":"IFERROR(IF(OR(I123=\"\",'Lives scenario - input'!$F108=\"\"),\"\",I123/'Lives scenario - input'!$F108),\"\")","v":""},{"$f":"IFERROR(IF(OR(J123=\"\",'Lives scenario - input'!$F108=\"\"),\"\",J123/'Lives scenario - input'!$F108),\"\")","v":""},{"$f":"IFERROR(IF(OR(K123=\"\",'Lives scenario - input'!$F108=\"\"),\"\",K123/'Lives scenario - input'!$F108),\"\")","v":""},{"$f":"IFERROR(IF(OR(L123=\"\",'Lives scenario - input'!$F108=\"\"),\"\",L123/'Lives scenario - input'!$F108),\"\")","v":""},{"$f":"IFERROR(IF(OR(M123=\"\",'Lives scenario - input'!$F108=\"\"),\"\",M123/'Lives scenario - input'!$F108),\"\")","v":""},{"$f":"IFERROR(IF(OR(N123=\"\",'Lives scenario - input'!$F108=\"\"),\"\",N123/'Lives scenario - input'!$F108),\"\")","v":""},{"$f":"IFERROR(IF(OR(O123=\"\",'Lives scenario - input'!$F108=\"\"),\"\",O123/'Lives scenario - input'!$F108),\"\")","v":""},{"$f":"IFERROR(IF(OR(P123=\"\",'Lives scenario - input'!$F108=\"\"),\"\",P123/'Lives scenario - input'!$F108),\"\")","v":""},{"$f":"IFERROR(IF(OR(Q123=\"\",'Lives scenario - input'!$F108=\"\"),\"\",Q123/'Lives scenario - input'!$F108),\"\")","v":""},{"$f":"IFERROR(IF(OR(R123=\"\",'Lives scenario - input'!$F108=\"\"),\"\",R123/'Lives scenario - input'!$F108),\"\")","v":""},{"$f":"IFERROR(IF(OR(S123=\"\",'Lives scenario - input'!$F108=\"\"),\"\",S123/'Lives scenario - input'!$F108),\"\")","v":""},{"$f":"IFERROR(IF(OR(T123=\"\",'Lives scenario - input'!$F108=\"\"),\"\",T123/'Lives scenario - input'!$F108),\"\")","v":""},{"$f":"IFERROR(IF(OR(U123=\"\",'Lives scenario - input'!$F108=\"\"),\"\",U123/'Lives scenario - input'!$F108),\"\")","v":""},{"$f":"IFERROR(IF(OR(V123=\"\",'Lives scenario - input'!$F108=\"\"),\"\",V123/'Lives scenario - input'!$F108),\"\")","v":""},{"$f":"IFERROR(IF(OR(W123=\"\",'Lives scenario - input'!$F108=\"\"),\"\",W123/'Lives scenario - input'!$F108),\"\")","v":""}]
[{"$f":"IFERROR('Lives scenario - input'!A109,\"\")","v":""},{"$f":"IFERROR('Lives scenario - input'!B109,\"\")","v":""},{"$f":"IFERROR('Lives scenario - input'!C109,\"\")","v":""},{"$f":"IFERROR(repcalc('Lives scenario - input'!$CX109:$GJ109,'Lives scenario - input'!$I109,'Lives scenario - input'!$G109,'Lives scenario - input'!$H109,20,TRUE,TRUE),\"\")","v":""},"","","","","","","","","","","","","","","","","","","",{"$f":"IFERROR(IF(OR(D124=\"\",'Lives scenario - input'!$F109=\"\"),\"\",D124/'Lives scenario - input'!$F109),\"\")","v":""},{"$f":"IFERROR(IF(OR(E124=\"\",'Lives scenario - input'!$F109=\"\"),\"\",E124/'Lives scenario - input'!$F109),\"\")","v":""},{"$f":"IFERROR(IF(OR(F124=\"\",'Lives scenario - input'!$F109=\"\"),\"\",F124/'Lives scenario - input'!$F109),\"\")","v":""},{"$f":"IFERROR(IF(OR(G124=\"\",'Lives scenario - input'!$F109=\"\"),\"\",G124/'Lives scenario - input'!$F109),\"\")","v":""},{"$f":"IFERROR(IF(OR(H124=\"\",'Lives scenario - input'!$F109=\"\"),\"\",H124/'Lives scenario - input'!$F109),\"\")","v":""},{"$f":"IFERROR(IF(OR(I124=\"\",'Lives scenario - input'!$F109=\"\"),\"\",I124/'Lives scenario - input'!$F109),\"\")","v":""},{"$f":"IFERROR(IF(OR(J124=\"\",'Lives scenario - input'!$F109=\"\"),\"\",J124/'Lives scenario - input'!$F109),\"\")","v":""},{"$f":"IFERROR(IF(OR(K124=\"\",'Lives scenario - input'!$F109=\"\"),\"\",K124/'Lives scenario - input'!$F109),\"\")","v":""},{"$f":"IFERROR(IF(OR(L124=\"\",'Lives scenario - input'!$F109=\"\"),\"\",L124/'Lives scenario - input'!$F109),\"\")","v":""},{"$f":"IFERROR(IF(OR(M124=\"\",'Lives scenario - input'!$F109=\"\"),\"\",M124/'Lives scenario - input'!$F109),\"\")","v":""},{"$f":"IFERROR(IF(OR(N124=\"\",'Lives scenario - input'!$F109=\"\"),\"\",N124/'Lives scenario - input'!$F109),\"\")","v":""},{"$f":"IFERROR(IF(OR(O124=\"\",'Lives scenario - input'!$F109=\"\"),\"\",O124/'Lives scenario - input'!$F109),\"\")","v":""},{"$f":"IFERROR(IF(OR(P124=\"\",'Lives scenario - input'!$F109=\"\"),\"\",P124/'Lives scenario - input'!$F109),\"\")","v":""},{"$f":"IFERROR(IF(OR(Q124=\"\",'Lives scenario - input'!$F109=\"\"),\"\",Q124/'Lives scenario - input'!$F109),\"\")","v":""},{"$f":"IFERROR(IF(OR(R124=\"\",'Lives scenario - input'!$F109=\"\"),\"\",R124/'Lives scenario - input'!$F109),\"\")","v":""},{"$f":"IFERROR(IF(OR(S124=\"\",'Lives scenario - input'!$F109=\"\"),\"\",S124/'Lives scenario - input'!$F109),\"\")","v":""},{"$f":"IFERROR(IF(OR(T124=\"\",'Lives scenario - input'!$F109=\"\"),\"\",T124/'Lives scenario - input'!$F109),\"\")","v":""},{"$f":"IFERROR(IF(OR(U124=\"\",'Lives scenario - input'!$F109=\"\"),\"\",U124/'Lives scenario - input'!$F109),\"\")","v":""},{"$f":"IFERROR(IF(OR(V124=\"\",'Lives scenario - input'!$F109=\"\"),\"\",V124/'Lives scenario - input'!$F109),\"\")","v":""},{"$f":"IFERROR(IF(OR(W124=\"\",'Lives scenario - input'!$F109=\"\"),\"\",W124/'Lives scenario - input'!$F109),\"\")","v":""}]
[{"$f":"IFERROR('Lives scenario - input'!A110,\"\")","v":""},{"$f":"IFERROR('Lives scenario - input'!B110,\"\")","v":""},{"$f":"IFERROR('Lives scenario - input'!C110,\"\")","v":""},{"$f":"IFERROR(repcalc('Lives scenario - input'!$CX110:$GJ110,'Lives scenario - input'!$I110,'Lives scenario - input'!$G110,'Lives scenario - input'!$H110,20,TRUE,TRUE),\"\")","v":""},"","","","","","","","","","","","","","","","","","","",{"$f":"IFERROR(IF(OR(D125=\"\",'Lives scenario - input'!$F110=\"\"),\"\",D125/'Lives scenario - input'!$F110),\"\")","v":""},{"$f":"IFERROR(IF(OR(E125=\"\",'Lives scenario - input'!$F110=\"\"),\"\",E125/'Lives scenario - input'!$F110),\"\")","v":""},{"$f":"IFERROR(IF(OR(F125=\"\",'Lives scenario - input'!$F110=\"\"),\"\",F125/'Lives scenario - input'!$F110),\"\")","v":""},{"$f":"IFERROR(IF(OR(G125=\"\",'Lives scenario - input'!$F110=\"\"),\"\",G125/'Lives scenario - input'!$F110),\"\")","v":""},{"$f":"IFERROR(IF(OR(H125=\"\",'Lives scenario - input'!$F110=\"\"),\"\",H125/'Lives scenario - input'!$F110),\"\")","v":""},{"$f":"IFERROR(IF(OR(I125=\"\",'Lives scenario - input'!$F110=\"\"),\"\",I125/'Lives scenario - input'!$F110),\"\")","v":""},{"$f":"IFERROR(IF(OR(J125=\"\",'Lives scenario - input'!$F110=\"\"),\"\",J125/'Lives scenario - input'!$F110),\"\")","v":""},{"$f":"IFERROR(IF(OR(K125=\"\",'Lives scenario - input'!$F110=\"\"),\"\",K125/'Lives scenario - input'!$F110),\"\")","v":""},{"$f":"IFERROR(IF(OR(L125=\"\",'Lives scenario - input'!$F110=\"\"),\"\",L125/'Lives scenario - input'!$F110),\"\")","v":""},{"$f":"IFERROR(IF(OR(M125=\"\",'Lives scenario - input'!$F110=\"\"),\"\",M125/'Lives scenario - input'!$F110),\"\")","v":""},{"$f":"IFERROR(IF(OR(N125=\"\",'Lives scenario - input'!$F110=\"\"),\"\",N125/'Lives scenario - input'!$F110),\"\")","v":""},{"$f":"IFERROR(IF(OR(O125=\"\",'Lives scenario - input'!$F110=\"\"),\"\",O125/'Lives scenario - input'!$F110),\"\")","v":""},{"$f":"IFERROR(IF(OR(P125=\"\",'Lives scenario - input'!$F110=\"\"),\"\",P125/'Lives scenario - input'!$F110),\"\")","v":""},{"$f":"IFERROR(IF(OR(Q125=\"\",'Lives scenario - input'!$F110=\"\"),\"\",Q125/'Lives scenario - input'!$F110),\"\")","v":""},{"$f":"IFERROR(IF(OR(R125=\"\",'Lives scenario - input'!$F110=\"\"),\"\",R125/'Lives scenario - input'!$F110),\"\")","v":""},{"$f":"IFERROR(IF(OR(S125=\"\",'Lives scenario - input'!$F110=\"\"),\"\",S125/'Lives scenario - input'!$F110),\"\")","v":""},{"$f":"IFERROR(IF(OR(T125=\"\",'Lives scenario - input'!$F110=\"\"),\"\",T125/'Lives scenario - input'!$F110),\"\")","v":""},{"$f":"IFERROR(IF(OR(U125=\"\",'Lives scenario - input'!$F110=\"\"),\"\",U125/'Lives scenario - input'!$F110),\"\")","v":""},{"$f":"IFERROR(IF(OR(V125=\"\",'Lives scenario - input'!$F110=\"\"),\"\",V125/'Lives scenario - input'!$F110),\"\")","v":""},{"$f":"IFERROR(IF(OR(W125=\"\",'Lives scenario - input'!$F110=\"\"),\"\",W125/'Lives scenario - input'!$F110),\"\")","v":""}]
[{"$f":"IFERROR('Lives scenario - input'!A111,\"\")","v":""},{"$f":"IFERROR('Lives scenario - input'!B111,\"\")","v":""},{"$f":"IFERROR('Lives scenario - input'!C111,\"\")","v":""},{"$f":"IFERROR(repcalc('Lives scenario - input'!$CX111:$GJ111,'Lives scenario - input'!$I111,'Lives scenario - input'!$G111,'Lives scenario - input'!$H111,20,TRUE,TRUE),\"\")","v":""},"","","","","","","","","","","","","","","","","","","",{"$f":"IFERROR(IF(OR(D126=\"\",'Lives scenario - input'!$F111=\"\"),\"\",D126/'Lives scenario - input'!$F111),\"\")","v":""},{"$f":"IFERROR(IF(OR(E126=\"\",'Lives scenario - input'!$F111=\"\"),\"\",E126/'Lives scenario - input'!$F111),\"\")","v":""},{"$f":"IFERROR(IF(OR(F126=\"\",'Lives scenario - input'!$F111=\"\"),\"\",F126/'Lives scenario - input'!$F111),\"\")","v":""},{"$f":"IFERROR(IF(OR(G126=\"\",'Lives scenario - input'!$F111=\"\"),\"\",G126/'Lives scenario - input'!$F111),\"\")","v":""},{"$f":"IFERROR(IF(OR(H126=\"\",'Lives scenario - input'!$F111=\"\"),\"\",H126/'Lives scenario - input'!$F111),\"\")","v":""},{"$f":"IFERROR(IF(OR(I126=\"\",'Lives scenario - input'!$F111=\"\"),\"\",I126/'Lives scenario - input'!$F111),\"\")","v":""},{"$f":"IFERROR(IF(OR(J126=\"\",'Lives scenario - input'!$F111=\"\"),\"\",J126/'Lives scenario - input'!$F111),\"\")","v":""},{"$f":"IFERROR(IF(OR(K126=\"\",'Lives scenario - input'!$F111=\"\"),\"\",K126/'Lives scenario - input'!$F111),\"\")","v":""},{"$f":"IFERROR(IF(OR(L126=\"\",'Lives scenario - input'!$F111=\"\"),\"\",L126/'Lives scenario - input'!$F111),\"\")","v":""},{"$f":"IFERROR(IF(OR(M126=\"\",'Lives scenario - input'!$F111=\"\"),\"\",M126/'Lives scenario - input'!$F111),\"\")","v":""},{"$f":"IFERROR(IF(OR(N126=\"\",'Lives scenario - input'!$F111=\"\"),\"\",N126/'Lives scenario - input'!$F111),\"\")","v":""},{"$f":"IFERROR(IF(OR(O126=\"\",'Lives scenario - input'!$F111=\"\"),\"\",O126/'Lives scenario - input'!$F111),\"\")","v":""},{"$f":"IFERROR(IF(OR(P126=\"\",'Lives scenario - input'!$F111=\"\"),\"\",P126/'Lives scenario - input'!$F111),\"\")","v":""},{"$f":"IFERROR(IF(OR(Q126=\"\",'Lives scenario - input'!$F111=\"\"),\"\",Q126/'Lives scenario - input'!$F111),\"\")","v":""},{"$f":"IFERROR(IF(OR(R126=\"\",'Lives scenario - input'!$F111=\"\"),\"\",R126/'Lives scenario - input'!$F111),\"\")","v":""},{"$f":"IFERROR(IF(OR(S126=\"\",'Lives scenario - input'!$F111=\"\"),\"\",S126/'Lives scenario - input'!$F111),\"\")","v":""},{"$f":"IFERROR(IF(OR(T126=\"\",'Lives scenario - input'!$F111=\"\"),\"\",T126/'Lives scenario - input'!$F111),\"\")","v":""},{"$f":"IFERROR(IF(OR(U126=\"\",'Lives scenario - input'!$F111=\"\"),\"\",U126/'Lives scenario - input'!$F111),\"\")","v":""},{"$f":"IFERROR(IF(OR(V126=\"\",'Lives scenario - input'!$F111=\"\"),\"\",V126/'Lives scenario - input'!$F111),\"\")","v":""},{"$f":"IFERROR(IF(OR(W126=\"\",'Lives scenario - input'!$F111=\"\"),\"\",W126/'Lives scenario - input'!$F111),\"\")","v":""}]
[{"$f":"IFERROR('Lives scenario - input'!A112,\"\")","v":""},{"$f":"IFERROR('Lives scenario - input'!B112,\"\")","v":""},{"$f":"IFERROR('Lives scenario - input'!C112,\"\")","v":""},{"$f":"IFERROR(repcalc('Lives scenario - input'!$CX112:$GJ112,'Lives scenario - input'!$I112,'Lives scenario - input'!$G112,'Lives scenario - input'!$H112,20,TRUE,TRUE),\"\")","v":""},"","","","","","","","","","","","","","","","","","","",{"$f":"IFERROR(IF(OR(D127=\"\",'Lives scenario - input'!$F112=\"\"),\"\",D127/'Lives scenario - input'!$F112),\"\")","v":""},{"$f":"IFERROR(IF(OR(E127=\"\",'Lives scenario - input'!$F112=\"\"),\"\",E127/'Lives scenario - input'!$F112),\"\")","v":""},{"$f":"IFERROR(IF(OR(F127=\"\",'Lives scenario - input'!$F112=\"\"),\"\",F127/'Lives scenario - input'!$F112),\"\")","v":""},{"$f":"IFERROR(IF(OR(G127=\"\",'Lives scenario - input'!$F112=\"\"),\"\",G127/'Lives scenario - input'!$F112),\"\")","v":""},{"$f":"IFERROR(IF(OR(H127=\"\",'Lives scenario - input'!$F112=\"\"),\"\",H127/'Lives scenario - input'!$F112),\"\")","v":""},{"$f":"IFERROR(IF(OR(I127=\"\",'Lives scenario - input'!$F112=\"\"),\"\",I127/'Lives scenario - input'!$F112),\"\")","v":""},{"$f":"IFERROR(IF(OR(J127=\"\",'Lives scenario - input'!$F112=\"\"),\"\",J127/'Lives scenario - input'!$F112),\"\")","v":""},{"$f":"IFERROR(IF(OR(K127=\"\",'Lives scenario - input'!$F112=\"\"),\"\",K127/'Lives scenario - input'!$F112),\"\")","v":""},{"$f":"IFERROR(IF(OR(L127=\"\",'Lives scenario - input'!$F112=\"\"),\"\",L127/'Lives scenario - input'!$F112),\"\")","v":""},{"$f":"IFERROR(IF(OR(M127=\"\",'Lives scenario - input'!$F112=\"\"),\"\",M127/'Lives scenario - input'!$F112),\"\")","v":""},{"$f":"IFERROR(IF(OR(N127=\"\",'Lives scenario - input'!$F112=\"\"),\"\",N127/'Lives scenario - input'!$F112),\"\")","v":""},{"$f":"IFERROR(IF(OR(O127=\"\",'Lives scenario - input'!$F112=\"\"),\"\",O127/'Lives scenario - input'!$F112),\"\")","v":""},{"$f":"IFERROR(IF(OR(P127=\"\",'Lives scenario - input'!$F112=\"\"),\"\",P127/'Lives scenario - input'!$F112),\"\")","v":""},{"$f":"IFERROR(IF(OR(Q127=\"\",'Lives scenario - input'!$F112=\"\"),\"\",Q127/'Lives scenario - input'!$F112),\"\")","v":""},{"$f":"IFERROR(IF(OR(R127=\"\",'Lives scenario - input'!$F112=\"\"),\"\",R127/'Lives scenario - input'!$F112),\"\")","v":""},{"$f":"IFERROR(IF(OR(S127=\"\",'Lives scenario - input'!$F112=\"\"),\"\",S127/'Lives scenario - input'!$F112),\"\")","v":""},{"$f":"IFERROR(IF(OR(T127=\"\",'Lives scenario - input'!$F112=\"\"),\"\",T127/'Lives scenario - input'!$F112),\"\")","v":""},{"$f":"IFERROR(IF(OR(U127=\"\",'Lives scenario - input'!$F112=\"\"),\"\",U127/'Lives scenario - input'!$F112),\"\")","v":""},{"$f":"IFERROR(IF(OR(V127=\"\",'Lives scenario - input'!$F112=\"\"),\"\",V127/'Lives scenario - input'!$F112),\"\")","v":""},{"$f":"IFERROR(IF(OR(W127=\"\",'Lives scenario - input'!$F112=\"\"),\"\",W127/'Lives scenario - input'!$F112),\"\")","v":""}]
[{"$f":"IFERROR('Lives scenario - input'!A113,\"\")","v":""},{"$f":"IFERROR('Lives scenario - input'!B113,\"\")","v":""},{"$f":"IFERROR('Lives scenario - input'!C113,\"\")","v":""},{"$f":"IFERROR(repcalc('Lives scenario - input'!$CX113:$GJ113,'Lives scenario - input'!$I113,'Lives scenario - input'!$G113,'Lives scenario - input'!$H113,20,TRUE,TRUE),\"\")","v":""},"","","","","","","","","","","","","","","","","","","",{"$f":"IFERROR(IF(OR(D128=\"\",'Lives scenario - input'!$F113=\"\"),\"\",D128/'Lives scenario - input'!$F113),\"\")","v":""},{"$f":"IFERROR(IF(OR(E128=\"\",'Lives scenario - input'!$F113=\"\"),\"\",E128/'Lives scenario - input'!$F113),\"\")","v":""},{"$f":"IFERROR(IF(OR(F128=\"\",'Lives scenario - input'!$F113=\"\"),\"\",F128/'Lives scenario - input'!$F113),\"\")","v":""},{"$f":"IFERROR(IF(OR(G128=\"\",'Lives scenario - input'!$F113=\"\"),\"\",G128/'Lives scenario - input'!$F113),\"\")","v":""},{"$f":"IFERROR(IF(OR(H128=\"\",'Lives scenario - input'!$F113=\"\"),\"\",H128/'Lives scenario - input'!$F113),\"\")","v":""},{"$f":"IFERROR(IF(OR(I128=\"\",'Lives scenario - input'!$F113=\"\"),\"\",I128/'Lives scenario - input'!$F113),\"\")","v":""},{"$f":"IFERROR(IF(OR(J128=\"\",'Lives scenario - input'!$F113=\"\"),\"\",J128/'Lives scenario - input'!$F113),\"\")","v":""},{"$f":"IFERROR(IF(OR(K128=\"\",'Lives scenario - input'!$F113=\"\"),\"\",K128/'Lives scenario - input'!$F113),\"\")","v":""},{"$f":"IFERROR(IF(OR(L128=\"\",'Lives scenario - input'!$F113=\"\"),\"\",L128/'Lives scenario - input'!$F113),\"\")","v":""},{"$f":"IFERROR(IF(OR(M128=\"\",'Lives scenario - input'!$F113=\"\"),\"\",M128/'Lives scenario - input'!$F113),\"\")","v":""},{"$f":"IFERROR(IF(OR(N128=\"\",'Lives scenario - input'!$F113=\"\"),\"\",N128/'Lives scenario - input'!$F113),\"\")","v":""},{"$f":"IFERROR(IF(OR(O128=\"\",'Lives scenario - input'!$F113=\"\"),\"\",O128/'Lives scenario - input'!$F113),\"\")","v":""},{"$f":"IFERROR(IF(OR(P128=\"\",'Lives scenario - input'!$F113=\"\"),\"\",P128/'Lives scenario - input'!$F113),\"\")","v":""},{"$f":"IFERROR(IF(OR(Q128=\"\",'Lives scenario - input'!$F113=\"\"),\"\",Q128/'Lives scenario - input'!$F113),\"\")","v":""},{"$f":"IFERROR(IF(OR(R128=\"\",'Lives scenario - input'!$F113=\"\"),\"\",R128/'Lives scenario - input'!$F113),\"\")","v":""},{"$f":"IFERROR(IF(OR(S128=\"\",'Lives scenario - input'!$F113=\"\"),\"\",S128/'Lives scenario - input'!$F113),\"\")","v":""},{"$f":"IFERROR(IF(OR(T128=\"\",'Lives scenario - input'!$F113=\"\"),\"\",T128/'Lives scenario - input'!$F113),\"\")","v":""},{"$f":"IFERROR(IF(OR(U128=\"\",'Lives scenario - input'!$F113=\"\"),\"\",U128/'Lives scenario - input'!$F113),\"\")","v":""},{"$f":"IFERROR(IF(OR(V128=\"\",'Lives scenario - input'!$F113=\"\"),\"\",V128/'Lives scenario - input'!$F113),\"\")","v":""},{"$f":"IFERROR(IF(OR(W128=\"\",'Lives scenario - input'!$F113=\"\"),\"\",W128/'Lives scenario - input'!$F113),\"\")","v":""}]
[{"$f":"IFERROR('Lives scenario - input'!A114,\"\")","v":""},{"$f":"IFERROR('Lives scenario - input'!B114,\"\")","v":""},{"$f":"IFERROR('Lives scenario - input'!C114,\"\")","v":""},{"$f":"IFERROR(repcalc('Lives scenario - input'!$CX114:$GJ114,'Lives scenario - input'!$I114,'Lives scenario - input'!$G114,'Lives scenario - input'!$H114,20,TRUE,TRUE),\"\")","v":""},"","","","","","","","","","","","","","","","","","","",{"$f":"IFERROR(IF(OR(D129=\"\",'Lives scenario - input'!$F114=\"\"),\"\",D129/'Lives scenario - input'!$F114),\"\")","v":""},{"$f":"IFERROR(IF(OR(E129=\"\",'Lives scenario - input'!$F114=\"\"),\"\",E129/'Lives scenario - input'!$F114),\"\")","v":""},{"$f":"IFERROR(IF(OR(F129=\"\",'Lives scenario - input'!$F114=\"\"),\"\",F129/'Lives scenario - input'!$F114),\"\")","v":""},{"$f":"IFERROR(IF(OR(G129=\"\",'Lives scenario - input'!$F114=\"\"),\"\",G129/'Lives scenario - input'!$F114),\"\")","v":""},{"$f":"IFERROR(IF(OR(H129=\"\",'Lives scenario - input'!$F114=\"\"),\"\",H129/'Lives scenario - input'!$F114),\"\")","v":""},{"$f":"IFERROR(IF(OR(I129=\"\",'Lives scenario - input'!$F114=\"\"),\"\",I129/'Lives scenario - input'!$F114),\"\")","v":""},{"$f":"IFERROR(IF(OR(J129=\"\",'Lives scenario - input'!$F114=\"\"),\"\",J129/'Lives scenario - input'!$F114),\"\")","v":""},{"$f":"IFERROR(IF(OR(K129=\"\",'Lives scenario - input'!$F114=\"\"),\"\",K129/'Lives scenario - input'!$F114),\"\")","v":""},{"$f":"IFERROR(IF(OR(L129=\"\",'Lives scenario - input'!$F114=\"\"),\"\",L129/'Lives scenario - input'!$F114),\"\")","v":""},{"$f":"IFERROR(IF(OR(M129=\"\",'Lives scenario - input'!$F114=\"\"),\"\",M129/'Lives scenario - input'!$F114),\"\")","v":""},{"$f":"IFERROR(IF(OR(N129=\"\",'Lives scenario - input'!$F114=\"\"),\"\",N129/'Lives scenario - input'!$F114),\"\")","v":""},{"$f":"IFERROR(IF(OR(O129=\"\",'Lives scenario - input'!$F114=\"\"),\"\",O129/'Lives scenario - input'!$F114),\"\")","v":""},{"$f":"IFERROR(IF(OR(P129=\"\",'Lives scenario - input'!$F114=\"\"),\"\",P129/'Lives scenario - input'!$F114),\"\")","v":""},{"$f":"IFERROR(IF(OR(Q129=\"\",'Lives scenario - input'!$F114=\"\"),\"\",Q129/'Lives scenario - input'!$F114),\"\")","v":""},{"$f":"IFERROR(IF(OR(R129=\"\",'Lives scenario - input'!$F114=\"\"),\"\",R129/'Lives scenario - input'!$F114),\"\")","v":""},{"$f":"IFERROR(IF(OR(S129=\"\",'Lives scenario - input'!$F114=\"\"),\"\",S129/'Lives scenario - input'!$F114),\"\")","v":""},{"$f":"IFERROR(IF(OR(T129=\"\",'Lives scenario - input'!$F114=\"\"),\"\",T129/'Lives scenario - input'!$F114),\"\")","v":""},{"$f":"IFERROR(IF(OR(U129=\"\",'Lives scenario - input'!$F114=\"\"),\"\",U129/'Lives scenario - input'!$F114),\"\")","v":""},{"$f":"IFERROR(IF(OR(V129=\"\",'Lives scenario - input'!$F114=\"\"),\"\",V129/'Lives scenario - input'!$F114),\"\")","v":""},{"$f":"IFERROR(IF(OR(W129=\"\",'Lives scenario - input'!$F114=\"\"),\"\",W129/'Lives scenario - input'!$F114),\"\")","v":""}]
[{"$f":"IFERROR('Lives scenario - input'!A115,\"\")","v":""},{"$f":"IFERROR('Lives scenario - input'!B115,\"\")","v":""},{"$f":"IFERROR('Lives scenario - input'!C115,\"\")","v":""},{"$f":"IFERROR(repcalc('Lives scenario - input'!$CX115:$GJ115,'Lives scenario - input'!$I115,'Lives scenario - input'!$G115,'Lives scenario - input'!$H115,20,TRUE,TRUE),\"\")","v":""},"","","","","","","","","","","","","","","","","","","",{"$f":"IFERROR(IF(OR(D130=\"\",'Lives scenario - input'!$F115=\"\"),\"\",D130/'Lives scenario - input'!$F115),\"\")","v":""},{"$f":"IFERROR(IF(OR(E130=\"\",'Lives scenario - input'!$F115=\"\"),\"\",E130/'Lives scenario - input'!$F115),\"\")","v":""},{"$f":"IFERROR(IF(OR(F130=\"\",'Lives scenario - input'!$F115=\"\"),\"\",F130/'Lives scenario - input'!$F115),\"\")","v":""},{"$f":"IFERROR(IF(OR(G130=\"\",'Lives scenario - input'!$F115=\"\"),\"\",G130/'Lives scenario - input'!$F115),\"\")","v":""},{"$f":"IFERROR(IF(OR(H130=\"\",'Lives scenario - input'!$F115=\"\"),\"\",H130/'Lives scenario - input'!$F115),\"\")","v":""},{"$f":"IFERROR(IF(OR(I130=\"\",'Lives scenario - input'!$F115=\"\"),\"\",I130/'Lives scenario - input'!$F115),\"\")","v":""},{"$f":"IFERROR(IF(OR(J130=\"\",'Lives scenario - input'!$F115=\"\"),\"\",J130/'Lives scenario - input'!$F115),\"\")","v":""},{"$f":"IFERROR(IF(OR(K130=\"\",'Lives scenario - input'!$F115=\"\"),\"\",K130/'Lives scenario - input'!$F115),\"\")","v":""},{"$f":"IFERROR(IF(OR(L130=\"\",'Lives scenario - input'!$F115=\"\"),\"\",L130/'Lives scenario - input'!$F115),\"\")","v":""},{"$f":"IFERROR(IF(OR(M130=\"\",'Lives scenario - input'!$F115=\"\"),\"\",M130/'Lives scenario - input'!$F115),\"\")","v":""},{"$f":"IFERROR(IF(OR(N130=\"\",'Lives scenario - input'!$F115=\"\"),\"\",N130/'Lives scenario - input'!$F115),\"\")","v":""},{"$f":"IFERROR(IF(OR(O130=\"\",'Lives scenario - input'!$F115=\"\"),\"\",O130/'Lives scenario - input'!$F115),\"\")","v":""},{"$f":"IFERROR(IF(OR(P130=\"\",'Lives scenario - input'!$F115=\"\"),\"\",P130/'Lives scenario - input'!$F115),\"\")","v":""},{"$f":"IFERROR(IF(OR(Q130=\"\",'Lives scenario - input'!$F115=\"\"),\"\",Q130/'Lives scenario - input'!$F115),\"\")","v":""},{"$f":"IFERROR(IF(OR(R130=\"\",'Lives scenario - input'!$F115=\"\"),\"\",R130/'Lives scenario - input'!$F115),\"\")","v":""},{"$f":"IFERROR(IF(OR(S130=\"\",'Lives scenario - input'!$F115=\"\"),\"\",S130/'Lives scenario - input'!$F115),\"\")","v":""},{"$f":"IFERROR(IF(OR(T130=\"\",'Lives scenario - input'!$F115=\"\"),\"\",T130/'Lives scenario - input'!$F115),\"\")","v":""},{"$f":"IFERROR(IF(OR(U130=\"\",'Lives scenario - input'!$F115=\"\"),\"\",U130/'Lives scenario - input'!$F115),\"\")","v":""},{"$f":"IFERROR(IF(OR(V130=\"\",'Lives scenario - input'!$F115=\"\"),\"\",V130/'Lives scenario - input'!$F115),\"\")","v":""},{"$f":"IFERROR(IF(OR(W130=\"\",'Lives scenario - input'!$F115=\"\"),\"\",W130/'Lives scenario - input'!$F115),\"\")","v":""}]
[{"$f":"IFERROR('Lives scenario - input'!A116,\"\")","v":""},{"$f":"IFERROR('Lives scenario - input'!B116,\"\")","v":""},{"$f":"IFERROR('Lives scenario - input'!C116,\"\")","v":""},{"$f":"IFERROR(repcalc('Lives scenario - input'!$CX116:$GJ116,'Lives scenario - input'!$I116,'Lives scenario - input'!$G116,'Lives scenario - input'!$H116,20,TRUE,TRUE),\"\")","v":""},"","","","","","","","","","","","","","","","","","","",{"$f":"IFERROR(IF(OR(D131=\"\",'Lives scenario - input'!$F116=\"\"),\"\",D131/'Lives scenario - input'!$F116),\"\")","v":""},{"$f":"IFERROR(IF(OR(E131=\"\",'Lives scenario - input'!$F116=\"\"),\"\",E131/'Lives scenario - input'!$F116),\"\")","v":""},{"$f":"IFERROR(IF(OR(F131=\"\",'Lives scenario - input'!$F116=\"\"),\"\",F131/'Lives scenario - input'!$F116),\"\")","v":""},{"$f":"IFERROR(IF(OR(G131=\"\",'Lives scenario - input'!$F116=\"\"),\"\",G131/'Lives scenario - input'!$F116),\"\")","v":""},{"$f":"IFERROR(IF(OR(H131=\"\",'Lives scenario - input'!$F116=\"\"),\"\",H131/'Lives scenario - input'!$F116),\"\")","v":""},{"$f":"IFERROR(IF(OR(I131=\"\",'Lives scenario - input'!$F116=\"\"),\"\",I131/'Lives scenario - input'!$F116),\"\")","v":""},{"$f":"IFERROR(IF(OR(J131=\"\",'Lives scenario - input'!$F116=\"\"),\"\",J131/'Lives scenario - input'!$F116),\"\")","v":""},{"$f":"IFERROR(IF(OR(K131=\"\",'Lives scenario - input'!$F116=\"\"),\"\",K131/'Lives scenario - input'!$F116),\"\")","v":""},{"$f":"IFERROR(IF(OR(L131=\"\",'Lives scenario - input'!$F116=\"\"),\"\",L131/'Lives scenario - input'!$F116),\"\")","v":""},{"$f":"IFERROR(IF(OR(M131=\"\",'Lives scenario - input'!$F116=\"\"),\"\",M131/'Lives scenario - input'!$F116),\"\")","v":""},{"$f":"IFERROR(IF(OR(N131=\"\",'Lives scenario - input'!$F116=\"\"),\"\",N131/'Lives scenario - input'!$F116),\"\")","v":""},{"$f":"IFERROR(IF(OR(O131=\"\",'Lives scenario - input'!$F116=\"\"),\"\",O131/'Lives scenario - input'!$F116),\"\")","v":""},{"$f":"IFERROR(IF(OR(P131=\"\",'Lives scenario - input'!$F116=\"\"),\"\",P131/'Lives scenario - input'!$F116),\"\")","v":""},{"$f":"IFERROR(IF(OR(Q131=\"\",'Lives scenario - input'!$F116=\"\"),\"\",Q131/'Lives scenario - input'!$F116),\"\")","v":""},{"$f":"IFERROR(IF(OR(R131=\"\",'Lives scenario - input'!$F116=\"\"),\"\",R131/'Lives scenario - input'!$F116),\"\")","v":""},{"$f":"IFERROR(IF(OR(S131=\"\",'Lives scenario - input'!$F116=\"\"),\"\",S131/'Lives scenario - input'!$F116),\"\")","v":""},{"$f":"IFERROR(IF(OR(T131=\"\",'Lives scenario - input'!$F116=\"\"),\"\",T131/'Lives scenario - input'!$F116),\"\")","v":""},{"$f":"IFERROR(IF(OR(U131=\"\",'Lives scenario - input'!$F116=\"\"),\"\",U131/'Lives scenario - input'!$F116),\"\")","v":""},{"$f":"IFERROR(IF(OR(V131=\"\",'Lives scenario - input'!$F116=\"\"),\"\",V131/'Lives scenario - input'!$F116),\"\")","v":""},{"$f":"IFERROR(IF(OR(W131=\"\",'Lives scenario - input'!$F116=\"\"),\"\",W131/'Lives scenario - input'!$F116),\"\")","v":""}]
[{"$f":"IFERROR('Lives scenario - input'!A117,\"\")","v":""},{"$f":"IFERROR('Lives scenario - input'!B117,\"\")","v":""},{"$f":"IFERROR('Lives scenario - input'!C117,\"\")","v":""},{"$f":"IFERROR(repcalc('Lives scenario - input'!$CX117:$GJ117,'Lives scenario - input'!$I117,'Lives scenario - input'!$G117,'Lives scenario - input'!$H117,20,TRUE,TRUE),\"\")","v":""},"","","","","","","","","","","","","","","","","","","",{"$f":"IFERROR(IF(OR(D132=\"\",'Lives scenario - input'!$F117=\"\"),\"\",D132/'Lives scenario - input'!$F117),\"\")","v":""},{"$f":"IFERROR(IF(OR(E132=\"\",'Lives scenario - input'!$F117=\"\"),\"\",E132/'Lives scenario - input'!$F117),\"\")","v":""},{"$f":"IFERROR(IF(OR(F132=\"\",'Lives scenario - input'!$F117=\"\"),\"\",F132/'Lives scenario - input'!$F117),\"\")","v":""},{"$f":"IFERROR(IF(OR(G132=\"\",'Lives scenario - input'!$F117=\"\"),\"\",G132/'Lives scenario - input'!$F117),\"\")","v":""},{"$f":"IFERROR(IF(OR(H132=\"\",'Lives scenario - input'!$F117=\"\"),\"\",H132/'Lives scenario - input'!$F117),\"\")","v":""},{"$f":"IFERROR(IF(OR(I132=\"\",'Lives scenario - input'!$F117=\"\"),\"\",I132/'Lives scenario - input'!$F117),\"\")","v":""},{"$f":"IFERROR(IF(OR(J132=\"\",'Lives scenario - input'!$F117=\"\"),\"\",J132/'Lives scenario - input'!$F117),\"\")","v":""},{"$f":"IFERROR(IF(OR(K132=\"\",'Lives scenario - input'!$F117=\"\"),\"\",K132/'Lives scenario - input'!$F117),\"\")","v":""},{"$f":"IFERROR(IF(OR(L132=\"\",'Lives scenario - input'!$F117=\"\"),\"\",L132/'Lives scenario - input'!$F117),\"\")","v":""},{"$f":"IFERROR(IF(OR(M132=\"\",'Lives scenario - input'!$F117=\"\"),\"\",M132/'Lives scenario - input'!$F117),\"\")","v":""},{"$f":"IFERROR(IF(OR(N132=\"\",'Lives scenario - input'!$F117=\"\"),\"\",N132/'Lives scenario - input'!$F117),\"\")","v":""},{"$f":"IFERROR(IF(OR(O132=\"\",'Lives scenario - input'!$F117=\"\"),\"\",O132/'Lives scenario - input'!$F117),\"\")","v":""},{"$f":"IFERROR(IF(OR(P132=\"\",'Lives scenario - input'!$F117=\"\"),\"\",P132/'Lives scenario - input'!$F117),\"\")","v":""},{"$f":"IFERROR(IF(OR(Q132=\"\",'Lives scenario - input'!$F117=\"\"),\"\",Q132/'Lives scenario - input'!$F117),\"\")","v":""},{"$f":"IFERROR(IF(OR(R132=\"\",'Lives scenario - input'!$F117=\"\"),\"\",R132/'Lives scenario - input'!$F117),\"\")","v":""},{"$f":"IFERROR(IF(OR(S132=\"\",'Lives scenario - input'!$F117=\"\"),\"\",S132/'Lives scenario - input'!$F117),\"\")","v":""},{"$f":"IFERROR(IF(OR(T132=\"\",'Lives scenario - input'!$F117=\"\"),\"\",T132/'Lives scenario - input'!$F117),\"\")","v":""},{"$f":"IFERROR(IF(OR(U132=\"\",'Lives scenario - input'!$F117=\"\"),\"\",U132/'Lives scenario - input'!$F117),\"\")","v":""},{"$f":"IFERROR(IF(OR(V132=\"\",'Lives scenario - input'!$F117=\"\"),\"\",V132/'Lives scenario - input'!$F117),\"\")","v":""},{"$f":"IFERROR(IF(OR(W132=\"\",'Lives scenario - input'!$F117=\"\"),\"\",W132/'Lives scenario - input'!$F117),\"\")","v":""}]
[{"$f":"IFERROR('Lives scenario - input'!A118,\"\")","v":""},{"$f":"IFERROR('Lives scenario - input'!B118,\"\")","v":""},{"$f":"IFERROR('Lives scenario - input'!C118,\"\")","v":""},{"$f":"IFERROR(repcalc('Lives scenario - input'!$CX118:$GJ118,'Lives scenario - input'!$I118,'Lives scenario - input'!$G118,'Lives scenario - input'!$H118,20,TRUE,TRUE),\"\")","v":""},"","","","","","","","","","","","","","","","","","","",{"$f":"IFERROR(IF(OR(D133=\"\",'Lives scenario - input'!$F118=\"\"),\"\",D133/'Lives scenario - input'!$F118),\"\")","v":""},{"$f":"IFERROR(IF(OR(E133=\"\",'Lives scenario - input'!$F118=\"\"),\"\",E133/'Lives scenario - input'!$F118),\"\")","v":""},{"$f":"IFERROR(IF(OR(F133=\"\",'Lives scenario - input'!$F118=\"\"),\"\",F133/'Lives scenario - input'!$F118),\"\")","v":""},{"$f":"IFERROR(IF(OR(G133=\"\",'Lives scenario - input'!$F118=\"\"),\"\",G133/'Lives scenario - input'!$F118),\"\")","v":""},{"$f":"IFERROR(IF(OR(H133=\"\",'Lives scenario - input'!$F118=\"\"),\"\",H133/'Lives scenario - input'!$F118),\"\")","v":""},{"$f":"IFERROR(IF(OR(I133=\"\",'Lives scenario - input'!$F118=\"\"),\"\",I133/'Lives scenario - input'!$F118),\"\")","v":""},{"$f":"IFERROR(IF(OR(J133=\"\",'Lives scenario - input'!$F118=\"\"),\"\",J133/'Lives scenario - input'!$F118),\"\")","v":""},{"$f":"IFERROR(IF(OR(K133=\"\",'Lives scenario - input'!$F118=\"\"),\"\",K133/'Lives scenario - input'!$F118),\"\")","v":""},{"$f":"IFERROR(IF(OR(L133=\"\",'Lives scenario - input'!$F118=\"\"),\"\",L133/'Lives scenario - input'!$F118),\"\")","v":""},{"$f":"IFERROR(IF(OR(M133=\"\",'Lives scenario - input'!$F118=\"\"),\"\",M133/'Lives scenario - input'!$F118),\"\")","v":""},{"$f":"IFERROR(IF(OR(N133=\"\",'Lives scenario - input'!$F118=\"\"),\"\",N133/'Lives scenario - input'!$F118),\"\")","v":""},{"$f":"IFERROR(IF(OR(O133=\"\",'Lives scenario - input'!$F118=\"\"),\"\",O133/'Lives scenario - input'!$F118),\"\")","v":""},{"$f":"IFERROR(IF(OR(P133=\"\",'Lives scenario - input'!$F118=\"\"),\"\",P133/'Lives scenario - input'!$F118),\"\")","v":""},{"$f":"IFERROR(IF(OR(Q133=\"\",'Lives scenario - input'!$F118=\"\"),\"\",Q133/'Lives scenario - input'!$F118),\"\")","v":""},{"$f":"IFERROR(IF(OR(R133=\"\",'Lives scenario - input'!$F118=\"\"),\"\",R133/'Lives scenario - input'!$F118),\"\")","v":""},{"$f":"IFERROR(IF(OR(S133=\"\",'Lives scenario - input'!$F118=\"\"),\"\",S133/'Lives scenario - input'!$F118),\"\")","v":""},{"$f":"IFERROR(IF(OR(T133=\"\",'Lives scenario - input'!$F118=\"\"),\"\",T133/'Lives scenario - input'!$F118),\"\")","v":""},{"$f":"IFERROR(IF(OR(U133=\"\",'Lives scenario - input'!$F118=\"\"),\"\",U133/'Lives scenario - input'!$F118),\"\")","v":""},{"$f":"IFERROR(IF(OR(V133=\"\",'Lives scenario - input'!$F118=\"\"),\"\",V133/'Lives scenario - input'!$F118),\"\")","v":""},{"$f":"IFERROR(IF(OR(W133=\"\",'Lives scenario - input'!$F118=\"\"),\"\",W133/'Lives scenario - input'!$F118),\"\")","v":""}]
[{"$f":"IFERROR('Lives scenario - input'!A119,\"\")","v":""},{"$f":"IFERROR('Lives scenario - input'!B119,\"\")","v":""},{"$f":"IFERROR('Lives scenario - input'!C119,\"\")","v":""},{"$f":"IFERROR(repcalc('Lives scenario - input'!$CX119:$GJ119,'Lives scenario - input'!$I119,'Lives scenario - input'!$G119,'Lives scenario - input'!$H119,20,TRUE,TRUE),\"\")","v":""},"","","","","","","","","","","","","","","","","","","",{"$f":"IFERROR(IF(OR(D134=\"\",'Lives scenario - input'!$F119=\"\"),\"\",D134/'Lives scenario - input'!$F119),\"\")","v":""},{"$f":"IFERROR(IF(OR(E134=\"\",'Lives scenario - input'!$F119=\"\"),\"\",E134/'Lives scenario - input'!$F119),\"\")","v":""},{"$f":"IFERROR(IF(OR(F134=\"\",'Lives scenario - input'!$F119=\"\"),\"\",F134/'Lives scenario - input'!$F119),\"\")","v":""},{"$f":"IFERROR(IF(OR(G134=\"\",'Lives scenario - input'!$F119=\"\"),\"\",G134/'Lives scenario - input'!$F119),\"\")","v":""},{"$f":"IFERROR(IF(OR(H134=\"\",'Lives scenario - input'!$F119=\"\"),\"\",H134/'Lives scenario - input'!$F119),\"\")","v":""},{"$f":"IFERROR(IF(OR(I134=\"\",'Lives scenario - input'!$F119=\"\"),\"\",I134/'Lives scenario - input'!$F119),\"\")","v":""},{"$f":"IFERROR(IF(OR(J134=\"\",'Lives scenario - input'!$F119=\"\"),\"\",J134/'Lives scenario - input'!$F119),\"\")","v":""},{"$f":"IFERROR(IF(OR(K134=\"\",'Lives scenario - input'!$F119=\"\"),\"\",K134/'Lives scenario - input'!$F119),\"\")","v":""},{"$f":"IFERROR(IF(OR(L134=\"\",'Lives scenario - input'!$F119=\"\"),\"\",L134/'Lives scenario - input'!$F119),\"\")","v":""},{"$f":"IFERROR(IF(OR(M134=\"\",'Lives scenario - input'!$F119=\"\"),\"\",M134/'Lives scenario - input'!$F119),\"\")","v":""},{"$f":"IFERROR(IF(OR(N134=\"\",'Lives scenario - input'!$F119=\"\"),\"\",N134/'Lives scenario - input'!$F119),\"\")","v":""},{"$f":"IFERROR(IF(OR(O134=\"\",'Lives scenario - input'!$F119=\"\"),\"\",O134/'Lives scenario - input'!$F119),\"\")","v":""},{"$f":"IFERROR(IF(OR(P134=\"\",'Lives scenario - input'!$F119=\"\"),\"\",P134/'Lives scenario - input'!$F119),\"\")","v":""},{"$f":"IFERROR(IF(OR(Q134=\"\",'Lives scenario - input'!$F119=\"\"),\"\",Q134/'Lives scenario - input'!$F119),\"\")","v":""},{"$f":"IFERROR(IF(OR(R134=\"\",'Lives scenario - input'!$F119=\"\"),\"\",R134/'Lives scenario - input'!$F119),\"\")","v":""},{"$f":"IFERROR(IF(OR(S134=\"\",'Lives scenario - input'!$F119=\"\"),\"\",S134/'Lives scenario - input'!$F119),\"\")","v":""},{"$f":"IFERROR(IF(OR(T134=\"\",'Lives scenario - input'!$F119=\"\"),\"\",T134/'Lives scenario - input'!$F119),\"\")","v":""},{"$f":"IFERROR(IF(OR(U134=\"\",'Lives scenario - input'!$F119=\"\"),\"\",U134/'Lives scenario - input'!$F119),\"\")","v":""},{"$f":"IFERROR(IF(OR(V134=\"\",'Lives scenario - input'!$F119=\"\"),\"\",V134/'Lives scenario - input'!$F119),\"\")","v":""},{"$f":"IFERROR(IF(OR(W134=\"\",'Lives scenario - input'!$F119=\"\"),\"\",W134/'Lives scenario - input'!$F119),\"\")","v":""}]
[{"$f":"IFERROR('Lives scenario - input'!A120,\"\")","v":""},{"$f":"IFERROR('Lives scenario - input'!B120,\"\")","v":""},{"$f":"IFERROR('Lives scenario - input'!C120,\"\")","v":""},{"$f":"IFERROR(repcalc('Lives scenario - input'!$CX120:$GJ120,'Lives scenario - input'!$I120,'Lives scenario - input'!$G120,'Lives scenario - input'!$H120,20,TRUE,TRUE),\"\")","v":""},"","","","","","","","","","","","","","","","","","","",{"$f":"IFERROR(IF(OR(D135=\"\",'Lives scenario - input'!$F120=\"\"),\"\",D135/'Lives scenario - input'!$F120),\"\")","v":""},{"$f":"IFERROR(IF(OR(E135=\"\",'Lives scenario - input'!$F120=\"\"),\"\",E135/'Lives scenario - input'!$F120),\"\")","v":""},{"$f":"IFERROR(IF(OR(F135=\"\",'Lives scenario - input'!$F120=\"\"),\"\",F135/'Lives scenario - input'!$F120),\"\")","v":""},{"$f":"IFERROR(IF(OR(G135=\"\",'Lives scenario - input'!$F120=\"\"),\"\",G135/'Lives scenario - input'!$F120),\"\")","v":""},{"$f":"IFERROR(IF(OR(H135=\"\",'Lives scenario - input'!$F120=\"\"),\"\",H135/'Lives scenario - input'!$F120),\"\")","v":""},{"$f":"IFERROR(IF(OR(I135=\"\",'Lives scenario - input'!$F120=\"\"),\"\",I135/'Lives scenario - input'!$F120),\"\")","v":""},{"$f":"IFERROR(IF(OR(J135=\"\",'Lives scenario - input'!$F120=\"\"),\"\",J135/'Lives scenario - input'!$F120),\"\")","v":""},{"$f":"IFERROR(IF(OR(K135=\"\",'Lives scenario - input'!$F120=\"\"),\"\",K135/'Lives scenario - input'!$F120),\"\")","v":""},{"$f":"IFERROR(IF(OR(L135=\"\",'Lives scenario - input'!$F120=\"\"),\"\",L135/'Lives scenario - input'!$F120),\"\")","v":""},{"$f":"IFERROR(IF(OR(M135=\"\",'Lives scenario - input'!$F120=\"\"),\"\",M135/'Lives scenario - input'!$F120),\"\")","v":""},{"$f":"IFERROR(IF(OR(N135=\"\",'Lives scenario - input'!$F120=\"\"),\"\",N135/'Lives scenario - input'!$F120),\"\")","v":""},{"$f":"IFERROR(IF(OR(O135=\"\",'Lives scenario - input'!$F120=\"\"),\"\",O135/'Lives scenario - input'!$F120),\"\")","v":""},{"$f":"IFERROR(IF(OR(P135=\"\",'Lives scenario - input'!$F120=\"\"),\"\",P135/'Lives scenario - input'!$F120),\"\")","v":""},{"$f":"IFERROR(IF(OR(Q135=\"\",'Lives scenario - input'!$F120=\"\"),\"\",Q135/'Lives scenario - input'!$F120),\"\")","v":""},{"$f":"IFERROR(IF(OR(R135=\"\",'Lives scenario - input'!$F120=\"\"),\"\",R135/'Lives scenario - input'!$F120),\"\")","v":""},{"$f":"IFERROR(IF(OR(S135=\"\",'Lives scenario - input'!$F120=\"\"),\"\",S135/'Lives scenario - input'!$F120),\"\")","v":""},{"$f":"IFERROR(IF(OR(T135=\"\",'Lives scenario - input'!$F120=\"\"),\"\",T135/'Lives scenario - input'!$F120),\"\")","v":""},{"$f":"IFERROR(IF(OR(U135=\"\",'Lives scenario - input'!$F120=\"\"),\"\",U135/'Lives scenario - input'!$F120),\"\")","v":""},{"$f":"IFERROR(IF(OR(V135=\"\",'Lives scenario - input'!$F120=\"\"),\"\",V135/'Lives scenario - input'!$F120),\"\")","v":""},{"$f":"IFERROR(IF(OR(W135=\"\",'Lives scenario - input'!$F120=\"\"),\"\",W135/'Lives scenario - input'!$F120),\"\")","v":""}]
[{"$f":"IFERROR('Lives scenario - input'!A121,\"\")","v":""},{"$f":"IFERROR('Lives scenario - input'!B121,\"\")","v":""},{"$f":"IFERROR('Lives scenario - input'!C121,\"\")","v":""},{"$f":"IFERROR(repcalc('Lives scenario - input'!$CX121:$GJ121,'Lives scenario - input'!$I121,'Lives scenario - input'!$G121,'Lives scenario - input'!$H121,20,TRUE,TRUE),\"\")","v":""},"","","","","","","","","","","","","","","","","","","",{"$f":"IFERROR(IF(OR(D136=\"\",'Lives scenario - input'!$F121=\"\"),\"\",D136/'Lives scenario - input'!$F121),\"\")","v":""},{"$f":"IFERROR(IF(OR(E136=\"\",'Lives scenario - input'!$F121=\"\"),\"\",E136/'Lives scenario - input'!$F121),\"\")","v":""},{"$f":"IFERROR(IF(OR(F136=\"\",'Lives scenario - input'!$F121=\"\"),\"\",F136/'Lives scenario - input'!$F121),\"\")","v":""},{"$f":"IFERROR(IF(OR(G136=\"\",'Lives scenario - input'!$F121=\"\"),\"\",G136/'Lives scenario - input'!$F121),\"\")","v":""},{"$f":"IFERROR(IF(OR(H136=\"\",'Lives scenario - input'!$F121=\"\"),\"\",H136/'Lives scenario - input'!$F121),\"\")","v":""},{"$f":"IFERROR(IF(OR(I136=\"\",'Lives scenario - input'!$F121=\"\"),\"\",I136/'Lives scenario - input'!$F121),\"\")","v":""},{"$f":"IFERROR(IF(OR(J136=\"\",'Lives scenario - input'!$F121=\"\"),\"\",J136/'Lives scenario - input'!$F121),\"\")","v":""},{"$f":"IFERROR(IF(OR(K136=\"\",'Lives scenario - input'!$F121=\"\"),\"\",K136/'Lives scenario - input'!$F121),\"\")","v":""},{"$f":"IFERROR(IF(OR(L136=\"\",'Lives scenario - input'!$F121=\"\"),\"\",L136/'Lives scenario - input'!$F121),\"\")","v":""},{"$f":"IFERROR(IF(OR(M136=\"\",'Lives scenario - input'!$F121=\"\"),\"\",M136/'Lives scenario - input'!$F121),\"\")","v":""},{"$f":"IFERROR(IF(OR(N136=\"\",'Lives scenario - input'!$F121=\"\"),\"\",N136/'Lives scenario - input'!$F121),\"\")","v":""},{"$f":"IFERROR(IF(OR(O136=\"\",'Lives scenario - input'!$F121=\"\"),\"\",O136/'Lives scenario - input'!$F121),\"\")","v":""},{"$f":"IFERROR(IF(OR(P136=\"\",'Lives scenario - input'!$F121=\"\"),\"\",P136/'Lives scenario - input'!$F121),\"\")","v":""},{"$f":"IFERROR(IF(OR(Q136=\"\",'Lives scenario - input'!$F121=\"\"),\"\",Q136/'Lives scenario - input'!$F121),\"\")","v":""},{"$f":"IFERROR(IF(OR(R136=\"\",'Lives scenario - input'!$F121=\"\"),\"\",R136/'Lives scenario - input'!$F121),\"\")","v":""},{"$f":"IFERROR(IF(OR(S136=\"\",'Lives scenario - input'!$F121=\"\"),\"\",S136/'Lives scenario - input'!$F121),\"\")","v":""},{"$f":"IFERROR(IF(OR(T136=\"\",'Lives scenario - input'!$F121=\"\"),\"\",T136/'Lives scenario - input'!$F121),\"\")","v":""},{"$f":"IFERROR(IF(OR(U136=\"\",'Lives scenario - input'!$F121=\"\"),\"\",U136/'Lives scenario - input'!$F121),\"\")","v":""},{"$f":"IFERROR(IF(OR(V136=\"\",'Lives scenario - input'!$F121=\"\"),\"\",V136/'Lives scenario - input'!$F121),\"\")","v":""},{"$f":"IFERROR(IF(OR(W136=\"\",'Lives scenario - input'!$F121=\"\"),\"\",W136/'Lives scenario - input'!$F121),\"\")","v":""}]
[{"$f":"IFERROR('Lives scenario - input'!A122,\"\")","v":""},{"$f":"IFERROR('Lives scenario - input'!B122,\"\")","v":""},{"$f":"IFERROR('Lives scenario - input'!C122,\"\")","v":""},{"$f":"IFERROR(repcalc('Lives scenario - input'!$CX122:$GJ122,'Lives scenario - input'!$I122,'Lives scenario - input'!$G122,'Lives scenario - input'!$H122,20,TRUE,TRUE),\"\")","v":""},"","","","","","","","","","","","","","","","","","","",{"$f":"IFERROR(IF(OR(D137=\"\",'Lives scenario - input'!$F122=\"\"),\"\",D137/'Lives scenario - input'!$F122),\"\")","v":""},{"$f":"IFERROR(IF(OR(E137=\"\",'Lives scenario - input'!$F122=\"\"),\"\",E137/'Lives scenario - input'!$F122),\"\")","v":""},{"$f":"IFERROR(IF(OR(F137=\"\",'Lives scenario - input'!$F122=\"\"),\"\",F137/'Lives scenario - input'!$F122),\"\")","v":""},{"$f":"IFERROR(IF(OR(G137=\"\",'Lives scenario - input'!$F122=\"\"),\"\",G137/'Lives scenario - input'!$F122),\"\")","v":""},{"$f":"IFERROR(IF(OR(H137=\"\",'Lives scenario - input'!$F122=\"\"),\"\",H137/'Lives scenario - input'!$F122),\"\")","v":""},{"$f":"IFERROR(IF(OR(I137=\"\",'Lives scenario - input'!$F122=\"\"),\"\",I137/'Lives scenario - input'!$F122),\"\")","v":""},{"$f":"IFERROR(IF(OR(J137=\"\",'Lives scenario - input'!$F122=\"\"),\"\",J137/'Lives scenario - input'!$F122),\"\")","v":""},{"$f":"IFERROR(IF(OR(K137=\"\",'Lives scenario - input'!$F122=\"\"),\"\",K137/'Lives scenario - input'!$F122),\"\")","v":""},{"$f":"IFERROR(IF(OR(L137=\"\",'Lives scenario - input'!$F122=\"\"),\"\",L137/'Lives scenario - input'!$F122),\"\")","v":""},{"$f":"IFERROR(IF(OR(M137=\"\",'Lives scenario - input'!$F122=\"\"),\"\",M137/'Lives scenario - input'!$F122),\"\")","v":""},{"$f":"IFERROR(IF(OR(N137=\"\",'Lives scenario - input'!$F122=\"\"),\"\",N137/'Lives scenario - input'!$F122),\"\")","v":""},{"$f":"IFERROR(IF(OR(O137=\"\",'Lives scenario - input'!$F122=\"\"),\"\",O137/'Lives scenario - input'!$F122),\"\")","v":""},{"$f":"IFERROR(IF(OR(P137=\"\",'Lives scenario - input'!$F122=\"\"),\"\",P137/'Lives scenario - input'!$F122),\"\")","v":""},{"$f":"IFERROR(IF(OR(Q137=\"\",'Lives scenario - input'!$F122=\"\"),\"\",Q137/'Lives scenario - input'!$F122),\"\")","v":""},{"$f":"IFERROR(IF(OR(R137=\"\",'Lives scenario - input'!$F122=\"\"),\"\",R137/'Lives scenario - input'!$F122),\"\")","v":""},{"$f":"IFERROR(IF(OR(S137=\"\",'Lives scenario - input'!$F122=\"\"),\"\",S137/'Lives scenario - input'!$F122),\"\")","v":""},{"$f":"IFERROR(IF(OR(T137=\"\",'Lives scenario - input'!$F122=\"\"),\"\",T137/'Lives scenario - input'!$F122),\"\")","v":""},{"$f":"IFERROR(IF(OR(U137=\"\",'Lives scenario - input'!$F122=\"\"),\"\",U137/'Lives scenario - input'!$F122),\"\")","v":""},{"$f":"IFERROR(IF(OR(V137=\"\",'Lives scenario - input'!$F122=\"\"),\"\",V137/'Lives scenario - input'!$F122),\"\")","v":""},{"$f":"IFERROR(IF(OR(W137=\"\",'Lives scenario - input'!$F122=\"\"),\"\",W137/'Lives scenario - input'!$F122),\"\")","v":""}]
[{"$f":"IFERROR('Lives scenario - input'!A123,\"\")","v":""},{"$f":"IFERROR('Lives scenario - input'!B123,\"\")","v":""},{"$f":"IFERROR('Lives scenario - input'!C123,\"\")","v":""},{"$f":"IFERROR(repcalc('Lives scenario - input'!$CX123:$GJ123,'Lives scenario - input'!$I123,'Lives scenario - input'!$G123,'Lives scenario - input'!$H123,20,TRUE,TRUE),\"\")","v":""},"","","","","","","","","","","","","","","","","","","",{"$f":"IFERROR(IF(OR(D138=\"\",'Lives scenario - input'!$F123=\"\"),\"\",D138/'Lives scenario - input'!$F123),\"\")","v":""},{"$f":"IFERROR(IF(OR(E138=\"\",'Lives scenario - input'!$F123=\"\"),\"\",E138/'Lives scenario - input'!$F123),\"\")","v":""},{"$f":"IFERROR(IF(OR(F138=\"\",'Lives scenario - input'!$F123=\"\"),\"\",F138/'Lives scenario - input'!$F123),\"\")","v":""},{"$f":"IFERROR(IF(OR(G138=\"\",'Lives scenario - input'!$F123=\"\"),\"\",G138/'Lives scenario - input'!$F123),\"\")","v":""},{"$f":"IFERROR(IF(OR(H138=\"\",'Lives scenario - input'!$F123=\"\"),\"\",H138/'Lives scenario - input'!$F123),\"\")","v":""},{"$f":"IFERROR(IF(OR(I138=\"\",'Lives scenario - input'!$F123=\"\"),\"\",I138/'Lives scenario - input'!$F123),\"\")","v":""},{"$f":"IFERROR(IF(OR(J138=\"\",'Lives scenario - input'!$F123=\"\"),\"\",J138/'Lives scenario - input'!$F123),\"\")","v":""},{"$f":"IFERROR(IF(OR(K138=\"\",'Lives scenario - input'!$F123=\"\"),\"\",K138/'Lives scenario - input'!$F123),\"\")","v":""},{"$f":"IFERROR(IF(OR(L138=\"\",'Lives scenario - input'!$F123=\"\"),\"\",L138/'Lives scenario - input'!$F123),\"\")","v":""},{"$f":"IFERROR(IF(OR(M138=\"\",'Lives scenario - input'!$F123=\"\"),\"\",M138/'Lives scenario - input'!$F123),\"\")","v":""},{"$f":"IFERROR(IF(OR(N138=\"\",'Lives scenario - input'!$F123=\"\"),\"\",N138/'Lives scenario - input'!$F123),\"\")","v":""},{"$f":"IFERROR(IF(OR(O138=\"\",'Lives scenario - input'!$F123=\"\"),\"\",O138/'Lives scenario - input'!$F123),\"\")","v":""},{"$f":"IFERROR(IF(OR(P138=\"\",'Lives scenario - input'!$F123=\"\"),\"\",P138/'Lives scenario - input'!$F123),\"\")","v":""},{"$f":"IFERROR(IF(OR(Q138=\"\",'Lives scenario - input'!$F123=\"\"),\"\",Q138/'Lives scenario - input'!$F123),\"\")","v":""},{"$f":"IFERROR(IF(OR(R138=\"\",'Lives scenario - input'!$F123=\"\"),\"\",R138/'Lives scenario - input'!$F123),\"\")","v":""},{"$f":"IFERROR(IF(OR(S138=\"\",'Lives scenario - input'!$F123=\"\"),\"\",S138/'Lives scenario - input'!$F123),\"\")","v":""},{"$f":"IFERROR(IF(OR(T138=\"\",'Lives scenario - input'!$F123=\"\"),\"\",T138/'Lives scenario - input'!$F123),\"\")","v":""},{"$f":"IFERROR(IF(OR(U138=\"\",'Lives scenario - input'!$F123=\"\"),\"\",U138/'Lives scenario - input'!$F123),\"\")","v":""},{"$f":"IFERROR(IF(OR(V138=\"\",'Lives scenario - input'!$F123=\"\"),\"\",V138/'Lives scenario - input'!$F123),\"\")","v":""},{"$f":"IFERROR(IF(OR(W138=\"\",'Lives scenario - input'!$F123=\"\"),\"\",W138/'Lives scenario - input'!$F123),\"\")","v":""}]
[{"$f":"IFERROR('Lives scenario - input'!A124,\"\")","v":""},{"$f":"IFERROR('Lives scenario - input'!B124,\"\")","v":""},{"$f":"IFERROR('Lives scenario - input'!C124,\"\")","v":""},{"$f":"IFERROR(repcalc('Lives scenario - input'!$CX124:$GJ124,'Lives scenario - input'!$I124,'Lives scenario - input'!$G124,'Lives scenario - input'!$H124,20,TRUE,TRUE),\"\")","v":""},"","","","","","","","","","","","","","","","","","","",{"$f":"IFERROR(IF(OR(D139=\"\",'Lives scenario - input'!$F124=\"\"),\"\",D139/'Lives scenario - input'!$F124),\"\")","v":""},{"$f":"IFERROR(IF(OR(E139=\"\",'Lives scenario - input'!$F124=\"\"),\"\",E139/'Lives scenario - input'!$F124),\"\")","v":""},{"$f":"IFERROR(IF(OR(F139=\"\",'Lives scenario - input'!$F124=\"\"),\"\",F139/'Lives scenario - input'!$F124),\"\")","v":""},{"$f":"IFERROR(IF(OR(G139=\"\",'Lives scenario - input'!$F124=\"\"),\"\",G139/'Lives scenario - input'!$F124),\"\")","v":""},{"$f":"IFERROR(IF(OR(H139=\"\",'Lives scenario - input'!$F124=\"\"),\"\",H139/'Lives scenario - input'!$F124),\"\")","v":""},{"$f":"IFERROR(IF(OR(I139=\"\",'Lives scenario - input'!$F124=\"\"),\"\",I139/'Lives scenario - input'!$F124),\"\")","v":""},{"$f":"IFERROR(IF(OR(J139=\"\",'Lives scenario - input'!$F124=\"\"),\"\",J139/'Lives scenario - input'!$F124),\"\")","v":""},{"$f":"IFERROR(IF(OR(K139=\"\",'Lives scenario - input'!$F124=\"\"),\"\",K139/'Lives scenario - input'!$F124),\"\")","v":""},{"$f":"IFERROR(IF(OR(L139=\"\",'Lives scenario - input'!$F124=\"\"),\"\",L139/'Lives scenario - input'!$F124),\"\")","v":""},{"$f":"IFERROR(IF(OR(M139=\"\",'Lives scenario - input'!$F124=\"\"),\"\",M139/'Lives scenario - input'!$F124),\"\")","v":""},{"$f":"IFERROR(IF(OR(N139=\"\",'Lives scenario - input'!$F124=\"\"),\"\",N139/'Lives scenario - input'!$F124),\"\")","v":""},{"$f":"IFERROR(IF(OR(O139=\"\",'Lives scenario - input'!$F124=\"\"),\"\",O139/'Lives scenario - input'!$F124),\"\")","v":""},{"$f":"IFERROR(IF(OR(P139=\"\",'Lives scenario - input'!$F124=\"\"),\"\",P139/'Lives scenario - input'!$F124),\"\")","v":""},{"$f":"IFERROR(IF(OR(Q139=\"\",'Lives scenario - input'!$F124=\"\"),\"\",Q139/'Lives scenario - input'!$F124),\"\")","v":""},{"$f":"IFERROR(IF(OR(R139=\"\",'Lives scenario - input'!$F124=\"\"),\"\",R139/'Lives scenario - input'!$F124),\"\")","v":""},{"$f":"IFERROR(IF(OR(S139=\"\",'Lives scenario - input'!$F124=\"\"),\"\",S139/'Lives scenario - input'!$F124),\"\")","v":""},{"$f":"IFERROR(IF(OR(T139=\"\",'Lives scenario - input'!$F124=\"\"),\"\",T139/'Lives scenario - input'!$F124),\"\")","v":""},{"$f":"IFERROR(IF(OR(U139=\"\",'Lives scenario - input'!$F124=\"\"),\"\",U139/'Lives scenario - input'!$F124),\"\")","v":""},{"$f":"IFERROR(IF(OR(V139=\"\",'Lives scenario - input'!$F124=\"\"),\"\",V139/'Lives scenario - input'!$F124),\"\")","v":""},{"$f":"IFERROR(IF(OR(W139=\"\",'Lives scenario - input'!$F124=\"\"),\"\",W139/'Lives scenario - input'!$F124),\"\")","v":""}]
[{"$f":"IFERROR('Lives scenario - input'!A125,\"\")","v":""},{"$f":"IFERROR('Lives scenario - input'!B125,\"\")","v":""},{"$f":"IFERROR('Lives scenario - input'!C125,\"\")","v":""},{"$f":"IFERROR(repcalc('Lives scenario - input'!$CX125:$GJ125,'Lives scenario - input'!$I125,'Lives scenario - input'!$G125,'Lives scenario - input'!$H125,20,TRUE,TRUE),\"\")","v":""},"","","","","","","","","","","","","","","","","","","",{"$f":"IFERROR(IF(OR(D140=\"\",'Lives scenario - input'!$F125=\"\"),\"\",D140/'Lives scenario - input'!$F125),\"\")","v":""},{"$f":"IFERROR(IF(OR(E140=\"\",'Lives scenario - input'!$F125=\"\"),\"\",E140/'Lives scenario - input'!$F125),\"\")","v":""},{"$f":"IFERROR(IF(OR(F140=\"\",'Lives scenario - input'!$F125=\"\"),\"\",F140/'Lives scenario - input'!$F125),\"\")","v":""},{"$f":"IFERROR(IF(OR(G140=\"\",'Lives scenario - input'!$F125=\"\"),\"\",G140/'Lives scenario - input'!$F125),\"\")","v":""},{"$f":"IFERROR(IF(OR(H140=\"\",'Lives scenario - input'!$F125=\"\"),\"\",H140/'Lives scenario - input'!$F125),\"\")","v":""},{"$f":"IFERROR(IF(OR(I140=\"\",'Lives scenario - input'!$F125=\"\"),\"\",I140/'Lives scenario - input'!$F125),\"\")","v":""},{"$f":"IFERROR(IF(OR(J140=\"\",'Lives scenario - input'!$F125=\"\"),\"\",J140/'Lives scenario - input'!$F125),\"\")","v":""},{"$f":"IFERROR(IF(OR(K140=\"\",'Lives scenario - input'!$F125=\"\"),\"\",K140/'Lives scenario - input'!$F125),\"\")","v":""},{"$f":"IFERROR(IF(OR(L140=\"\",'Lives scenario - input'!$F125=\"\"),\"\",L140/'Lives scenario - input'!$F125),\"\")","v":""},{"$f":"IFERROR(IF(OR(M140=\"\",'Lives scenario - input'!$F125=\"\"),\"\",M140/'Lives scenario - input'!$F125),\"\")","v":""},{"$f":"IFERROR(IF(OR(N140=\"\",'Lives scenario - input'!$F125=\"\"),\"\",N140/'Lives scenario - input'!$F125),\"\")","v":""},{"$f":"IFERROR(IF(OR(O140=\"\",'Lives scenario - input'!$F125=\"\"),\"\",O140/'Lives scenario - input'!$F125),\"\")","v":""},{"$f":"IFERROR(IF(OR(P140=\"\",'Lives scenario - input'!$F125=\"\"),\"\",P140/'Lives scenario - input'!$F125),\"\")","v":""},{"$f":"IFERROR(IF(OR(Q140=\"\",'Lives scenario - input'!$F125=\"\"),\"\",Q140/'Lives scenario - input'!$F125),\"\")","v":""},{"$f":"IFERROR(IF(OR(R140=\"\",'Lives scenario - input'!$F125=\"\"),\"\",R140/'Lives scenario - input'!$F125),\"\")","v":""},{"$f":"IFERROR(IF(OR(S140=\"\",'Lives scenario - input'!$F125=\"\"),\"\",S140/'Lives scenario - input'!$F125),\"\")","v":""},{"$f":"IFERROR(IF(OR(T140=\"\",'Lives scenario - input'!$F125=\"\"),\"\",T140/'Lives scenario - input'!$F125),\"\")","v":""},{"$f":"IFERROR(IF(OR(U140=\"\",'Lives scenario - input'!$F125=\"\"),\"\",U140/'Lives scenario - input'!$F125),\"\")","v":""},{"$f":"IFERROR(IF(OR(V140=\"\",'Lives scenario - input'!$F125=\"\"),\"\",V140/'Lives scenario - input'!$F125),\"\")","v":""},{"$f":"IFERROR(IF(OR(W140=\"\",'Lives scenario - input'!$F125=\"\"),\"\",W140/'Lives scenario - input'!$F125),\"\")","v":""}]
[{"$f":"IFERROR('Lives scenario - input'!A126,\"\")","v":""},{"$f":"IFERROR('Lives scenario - input'!B126,\"\")","v":""},{"$f":"IFERROR('Lives scenario - input'!C126,\"\")","v":""},{"$f":"IFERROR(repcalc('Lives scenario - input'!$CX126:$GJ126,'Lives scenario - input'!$I126,'Lives scenario - input'!$G126,'Lives scenario - input'!$H126,20,TRUE,TRUE),\"\")","v":""},"","","","","","","","","","","","","","","","","","","",{"$f":"IFERROR(IF(OR(D141=\"\",'Lives scenario - input'!$F126=\"\"),\"\",D141/'Lives scenario - input'!$F126),\"\")","v":""},{"$f":"IFERROR(IF(OR(E141=\"\",'Lives scenario - input'!$F126=\"\"),\"\",E141/'Lives scenario - input'!$F126),\"\")","v":""},{"$f":"IFERROR(IF(OR(F141=\"\",'Lives scenario - input'!$F126=\"\"),\"\",F141/'Lives scenario - input'!$F126),\"\")","v":""},{"$f":"IFERROR(IF(OR(G141=\"\",'Lives scenario - input'!$F126=\"\"),\"\",G141/'Lives scenario - input'!$F126),\"\")","v":""},{"$f":"IFERROR(IF(OR(H141=\"\",'Lives scenario - input'!$F126=\"\"),\"\",H141/'Lives scenario - input'!$F126),\"\")","v":""},{"$f":"IFERROR(IF(OR(I141=\"\",'Lives scenario - input'!$F126=\"\"),\"\",I141/'Lives scenario - input'!$F126),\"\")","v":""},{"$f":"IFERROR(IF(OR(J141=\"\",'Lives scenario - input'!$F126=\"\"),\"\",J141/'Lives scenario - input'!$F126),\"\")","v":""},{"$f":"IFERROR(IF(OR(K141=\"\",'Lives scenario - input'!$F126=\"\"),\"\",K141/'Lives scenario - input'!$F126),\"\")","v":""},{"$f":"IFERROR(IF(OR(L141=\"\",'Lives scenario - input'!$F126=\"\"),\"\",L141/'Lives scenario - input'!$F126),\"\")","v":""},{"$f":"IFERROR(IF(OR(M141=\"\",'Lives scenario - input'!$F126=\"\"),\"\",M141/'Lives scenario - input'!$F126),\"\")","v":""},{"$f":"IFERROR(IF(OR(N141=\"\",'Lives scenario - input'!$F126=\"\"),\"\",N141/'Lives scenario - input'!$F126),\"\")","v":""},{"$f":"IFERROR(IF(OR(O141=\"\",'Lives scenario - input'!$F126=\"\"),\"\",O141/'Lives scenario - input'!$F126),\"\")","v":""},{"$f":"IFERROR(IF(OR(P141=\"\",'Lives scenario - input'!$F126=\"\"),\"\",P141/'Lives scenario - input'!$F126),\"\")","v":""},{"$f":"IFERROR(IF(OR(Q141=\"\",'Lives scenario - input'!$F126=\"\"),\"\",Q141/'Lives scenario - input'!$F126),\"\")","v":""},{"$f":"IFERROR(IF(OR(R141=\"\",'Lives scenario - input'!$F126=\"\"),\"\",R141/'Lives scenario - input'!$F126),\"\")","v":""},{"$f":"IFERROR(IF(OR(S141=\"\",'Lives scenario - input'!$F126=\"\"),\"\",S141/'Lives scenario - input'!$F126),\"\")","v":""},{"$f":"IFERROR(IF(OR(T141=\"\",'Lives scenario - input'!$F126=\"\"),\"\",T141/'Lives scenario - input'!$F126),\"\")","v":""},{"$f":"IFERROR(IF(OR(U141=\"\",'Lives scenario - input'!$F126=\"\"),\"\",U141/'Lives scenario - input'!$F126),\"\")","v":""},{"$f":"IFERROR(IF(OR(V141=\"\",'Lives scenario - input'!$F126=\"\"),\"\",V141/'Lives scenario - input'!$F126),\"\")","v":""},{"$f":"IFERROR(IF(OR(W141=\"\",'Lives scenario - input'!$F126=\"\"),\"\",W141/'Lives scenario - input'!$F126),\"\")","v":""}]
[{"$f":"IFERROR('Lives scenario - input'!A127,\"\")","v":""},{"$f":"IFERROR('Lives scenario - input'!B127,\"\")","v":""},{"$f":"IFERROR('Lives scenario - input'!C127,\"\")","v":""},{"$f":"IFERROR(repcalc('Lives scenario - input'!$CX127:$GJ127,'Lives scenario - input'!$I127,'Lives scenario - input'!$G127,'Lives scenario - input'!$H127,20,TRUE,TRUE),\"\")","v":""},"","","","","","","","","","","","","","","","","","","",{"$f":"IFERROR(IF(OR(D142=\"\",'Lives scenario - input'!$F127=\"\"),\"\",D142/'Lives scenario - input'!$F127),\"\")","v":""},{"$f":"IFERROR(IF(OR(E142=\"\",'Lives scenario - input'!$F127=\"\"),\"\",E142/'Lives scenario - input'!$F127),\"\")","v":""},{"$f":"IFERROR(IF(OR(F142=\"\",'Lives scenario - input'!$F127=\"\"),\"\",F142/'Lives scenario - input'!$F127),\"\")","v":""},{"$f":"IFERROR(IF(OR(G142=\"\",'Lives scenario - input'!$F127=\"\"),\"\",G142/'Lives scenario - input'!$F127),\"\")","v":""},{"$f":"IFERROR(IF(OR(H142=\"\",'Lives scenario - input'!$F127=\"\"),\"\",H142/'Lives scenario - input'!$F127),\"\")","v":""},{"$f":"IFERROR(IF(OR(I142=\"\",'Lives scenario - input'!$F127=\"\"),\"\",I142/'Lives scenario - input'!$F127),\"\")","v":""},{"$f":"IFERROR(IF(OR(J142=\"\",'Lives scenario - input'!$F127=\"\"),\"\",J142/'Lives scenario - input'!$F127),\"\")","v":""},{"$f":"IFERROR(IF(OR(K142=\"\",'Lives scenario - input'!$F127=\"\"),\"\",K142/'Lives scenario - input'!$F127),\"\")","v":""},{"$f":"IFERROR(IF(OR(L142=\"\",'Lives scenario - input'!$F127=\"\"),\"\",L142/'Lives scenario - input'!$F127),\"\")","v":""},{"$f":"IFERROR(IF(OR(M142=\"\",'Lives scenario - input'!$F127=\"\"),\"\",M142/'Lives scenario - input'!$F127),\"\")","v":""},{"$f":"IFERROR(IF(OR(N142=\"\",'Lives scenario - input'!$F127=\"\"),\"\",N142/'Lives scenario - input'!$F127),\"\")","v":""},{"$f":"IFERROR(IF(OR(O142=\"\",'Lives scenario - input'!$F127=\"\"),\"\",O142/'Lives scenario - input'!$F127),\"\")","v":""},{"$f":"IFERROR(IF(OR(P142=\"\",'Lives scenario - input'!$F127=\"\"),\"\",P142/'Lives scenario - input'!$F127),\"\")","v":""},{"$f":"IFERROR(IF(OR(Q142=\"\",'Lives scenario - input'!$F127=\"\"),\"\",Q142/'Lives scenario - input'!$F127),\"\")","v":""},{"$f":"IFERROR(IF(OR(R142=\"\",'Lives scenario - input'!$F127=\"\"),\"\",R142/'Lives scenario - input'!$F127),\"\")","v":""},{"$f":"IFERROR(IF(OR(S142=\"\",'Lives scenario - input'!$F127=\"\"),\"\",S142/'Lives scenario - input'!$F127),\"\")","v":""},{"$f":"IFERROR(IF(OR(T142=\"\",'Lives scenario - input'!$F127=\"\"),\"\",T142/'Lives scenario - input'!$F127),\"\")","v":""},{"$f":"IFERROR(IF(OR(U142=\"\",'Lives scenario - input'!$F127=\"\"),\"\",U142/'Lives scenario - input'!$F127),\"\")","v":""},{"$f":"IFERROR(IF(OR(V142=\"\",'Lives scenario - input'!$F127=\"\"),\"\",V142/'Lives scenario - input'!$F127),\"\")","v":""},{"$f":"IFERROR(IF(OR(W142=\"\",'Lives scenario - input'!$F127=\"\"),\"\",W142/'Lives scenario - input'!$F127),\"\")","v":""}]
[{"$f":"IFERROR('Lives scenario - input'!A128,\"\")","v":""},{"$f":"IFERROR('Lives scenario - input'!B128,\"\")","v":""},{"$f":"IFERROR('Lives scenario - input'!C128,\"\")","v":""},{"$f":"IFERROR(repcalc('Lives scenario - input'!$CX128:$GJ128,'Lives scenario - input'!$I128,'Lives scenario - input'!$G128,'Lives scenario - input'!$H128,20,TRUE,TRUE),\"\")","v":""},"","","","","","","","","","","","","","","","","","","",{"$f":"IFERROR(IF(OR(D143=\"\",'Lives scenario - input'!$F128=\"\"),\"\",D143/'Lives scenario - input'!$F128),\"\")","v":""},{"$f":"IFERROR(IF(OR(E143=\"\",'Lives scenario - input'!$F128=\"\"),\"\",E143/'Lives scenario - input'!$F128),\"\")","v":""},{"$f":"IFERROR(IF(OR(F143=\"\",'Lives scenario - input'!$F128=\"\"),\"\",F143/'Lives scenario - input'!$F128),\"\")","v":""},{"$f":"IFERROR(IF(OR(G143=\"\",'Lives scenario - input'!$F128=\"\"),\"\",G143/'Lives scenario - input'!$F128),\"\")","v":""},{"$f":"IFERROR(IF(OR(H143=\"\",'Lives scenario - input'!$F128=\"\"),\"\",H143/'Lives scenario - input'!$F128),\"\")","v":""},{"$f":"IFERROR(IF(OR(I143=\"\",'Lives scenario - input'!$F128=\"\"),\"\",I143/'Lives scenario - input'!$F128),\"\")","v":""},{"$f":"IFERROR(IF(OR(J143=\"\",'Lives scenario - input'!$F128=\"\"),\"\",J143/'Lives scenario - input'!$F128),\"\")","v":""},{"$f":"IFERROR(IF(OR(K143=\"\",'Lives scenario - input'!$F128=\"\"),\"\",K143/'Lives scenario - input'!$F128),\"\")","v":""},{"$f":"IFERROR(IF(OR(L143=\"\",'Lives scenario - input'!$F128=\"\"),\"\",L143/'Lives scenario - input'!$F128),\"\")","v":""},{"$f":"IFERROR(IF(OR(M143=\"\",'Lives scenario - input'!$F128=\"\"),\"\",M143/'Lives scenario - input'!$F128),\"\")","v":""},{"$f":"IFERROR(IF(OR(N143=\"\",'Lives scenario - input'!$F128=\"\"),\"\",N143/'Lives scenario - input'!$F128),\"\")","v":""},{"$f":"IFERROR(IF(OR(O143=\"\",'Lives scenario - input'!$F128=\"\"),\"\",O143/'Lives scenario - input'!$F128),\"\")","v":""},{"$f":"IFERROR(IF(OR(P143=\"\",'Lives scenario - input'!$F128=\"\"),\"\",P143/'Lives scenario - input'!$F128),\"\")","v":""},{"$f":"IFERROR(IF(OR(Q143=\"\",'Lives scenario - input'!$F128=\"\"),\"\",Q143/'Lives scenario - input'!$F128),\"\")","v":""},{"$f":"IFERROR(IF(OR(R143=\"\",'Lives scenario - input'!$F128=\"\"),\"\",R143/'Lives scenario - input'!$F128),\"\")","v":""},{"$f":"IFERROR(IF(OR(S143=\"\",'Lives scenario - input'!$F128=\"\"),\"\",S143/'Lives scenario - input'!$F128),\"\")","v":""},{"$f":"IFERROR(IF(OR(T143=\"\",'Lives scenario - input'!$F128=\"\"),\"\",T143/'Lives scenario - input'!$F128),\"\")","v":""},{"$f":"IFERROR(IF(OR(U143=\"\",'Lives scenario - input'!$F128=\"\"),\"\",U143/'Lives scenario - input'!$F128),\"\")","v":""},{"$f":"IFERROR(IF(OR(V143=\"\",'Lives scenario - input'!$F128=\"\"),\"\",V143/'Lives scenario - input'!$F128),\"\")","v":""},{"$f":"IFERROR(IF(OR(W143=\"\",'Lives scenario - input'!$F128=\"\"),\"\",W143/'Lives scenario - input'!$F128),\"\")","v":""}]
[{"$f":"IFERROR('Lives scenario - input'!A129,\"\")","v":""},{"$f":"IFERROR('Lives scenario - input'!B129,\"\")","v":""},{"$f":"IFERROR('Lives scenario - input'!C129,\"\")","v":""},{"$f":"IFERROR(repcalc('Lives scenario - input'!$CX129:$GJ129,'Lives scenario - input'!$I129,'Lives scenario - input'!$G129,'Lives scenario - input'!$H129,20,TRUE,TRUE),\"\")","v":""},"","","","","","","","","","","","","","","","","","","",{"$f":"IFERROR(IF(OR(D144=\"\",'Lives scenario - input'!$F129=\"\"),\"\",D144/'Lives scenario - input'!$F129),\"\")","v":""},{"$f":"IFERROR(IF(OR(E144=\"\",'Lives scenario - input'!$F129=\"\"),\"\",E144/'Lives scenario - input'!$F129),\"\")","v":""},{"$f":"IFERROR(IF(OR(F144=\"\",'Lives scenario - input'!$F129=\"\"),\"\",F144/'Lives scenario - input'!$F129),\"\")","v":""},{"$f":"IFERROR(IF(OR(G144=\"\",'Lives scenario - input'!$F129=\"\"),\"\",G144/'Lives scenario - input'!$F129),\"\")","v":""},{"$f":"IFERROR(IF(OR(H144=\"\",'Lives scenario - input'!$F129=\"\"),\"\",H144/'Lives scenario - input'!$F129),\"\")","v":""},{"$f":"IFERROR(IF(OR(I144=\"\",'Lives scenario - input'!$F129=\"\"),\"\",I144/'Lives scenario - input'!$F129),\"\")","v":""},{"$f":"IFERROR(IF(OR(J144=\"\",'Lives scenario - input'!$F129=\"\"),\"\",J144/'Lives scenario - input'!$F129),\"\")","v":""},{"$f":"IFERROR(IF(OR(K144=\"\",'Lives scenario - input'!$F129=\"\"),\"\",K144/'Lives scenario - input'!$F129),\"\")","v":""},{"$f":"IFERROR(IF(OR(L144=\"\",'Lives scenario - input'!$F129=\"\"),\"\",L144/'Lives scenario - input'!$F129),\"\")","v":""},{"$f":"IFERROR(IF(OR(M144=\"\",'Lives scenario - input'!$F129=\"\"),\"\",M144/'Lives scenario - input'!$F129),\"\")","v":""},{"$f":"IFERROR(IF(OR(N144=\"\",'Lives scenario - input'!$F129=\"\"),\"\",N144/'Lives scenario - input'!$F129),\"\")","v":""},{"$f":"IFERROR(IF(OR(O144=\"\",'Lives scenario - input'!$F129=\"\"),\"\",O144/'Lives scenario - input'!$F129),\"\")","v":""},{"$f":"IFERROR(IF(OR(P144=\"\",'Lives scenario - input'!$F129=\"\"),\"\",P144/'Lives scenario - input'!$F129),\"\")","v":""},{"$f":"IFERROR(IF(OR(Q144=\"\",'Lives scenario - input'!$F129=\"\"),\"\",Q144/'Lives scenario - input'!$F129),\"\")","v":""},{"$f":"IFERROR(IF(OR(R144=\"\",'Lives scenario - input'!$F129=\"\"),\"\",R144/'Lives scenario - input'!$F129),\"\")","v":""},{"$f":"IFERROR(IF(OR(S144=\"\",'Lives scenario - input'!$F129=\"\"),\"\",S144/'Lives scenario - input'!$F129),\"\")","v":""},{"$f":"IFERROR(IF(OR(T144=\"\",'Lives scenario - input'!$F129=\"\"),\"\",T144/'Lives scenario - input'!$F129),\"\")","v":""},{"$f":"IFERROR(IF(OR(U144=\"\",'Lives scenario - input'!$F129=\"\"),\"\",U144/'Lives scenario - input'!$F129),\"\")","v":""},{"$f":"IFERROR(IF(OR(V144=\"\",'Lives scenario - input'!$F129=\"\"),\"\",V144/'Lives scenario - input'!$F129),\"\")","v":""},{"$f":"IFERROR(IF(OR(W144=\"\",'Lives scenario - input'!$F129=\"\"),\"\",W144/'Lives scenario - input'!$F129),\"\")","v":""}]
[{"$f":"IFERROR('Lives scenario - input'!A130,\"\")","v":""},{"$f":"IFERROR('Lives scenario - input'!B130,\"\")","v":""},{"$f":"IFERROR('Lives scenario - input'!C130,\"\")","v":""},{"$f":"IFERROR(repcalc('Lives scenario - input'!$CX130:$GJ130,'Lives scenario - input'!$I130,'Lives scenario - input'!$G130,'Lives scenario - input'!$H130,20,TRUE,TRUE),\"\")","v":""},"","","","","","","","","","","","","","","","","","","",{"$f":"IFERROR(IF(OR(D145=\"\",'Lives scenario - input'!$F130=\"\"),\"\",D145/'Lives scenario - input'!$F130),\"\")","v":""},{"$f":"IFERROR(IF(OR(E145=\"\",'Lives scenario - input'!$F130=\"\"),\"\",E145/'Lives scenario - input'!$F130),\"\")","v":""},{"$f":"IFERROR(IF(OR(F145=\"\",'Lives scenario - input'!$F130=\"\"),\"\",F145/'Lives scenario - input'!$F130),\"\")","v":""},{"$f":"IFERROR(IF(OR(G145=\"\",'Lives scenario - input'!$F130=\"\"),\"\",G145/'Lives scenario - input'!$F130),\"\")","v":""},{"$f":"IFERROR(IF(OR(H145=\"\",'Lives scenario - input'!$F130=\"\"),\"\",H145/'Lives scenario - input'!$F130),\"\")","v":""},{"$f":"IFERROR(IF(OR(I145=\"\",'Lives scenario - input'!$F130=\"\"),\"\",I145/'Lives scenario - input'!$F130),\"\")","v":""},{"$f":"IFERROR(IF(OR(J145=\"\",'Lives scenario - input'!$F130=\"\"),\"\",J145/'Lives scenario - input'!$F130),\"\")","v":""},{"$f":"IFERROR(IF(OR(K145=\"\",'Lives scenario - input'!$F130=\"\"),\"\",K145/'Lives scenario - input'!$F130),\"\")","v":""},{"$f":"IFERROR(IF(OR(L145=\"\",'Lives scenario - input'!$F130=\"\"),\"\",L145/'Lives scenario - input'!$F130),\"\")","v":""},{"$f":"IFERROR(IF(OR(M145=\"\",'Lives scenario - input'!$F130=\"\"),\"\",M145/'Lives scenario - input'!$F130),\"\")","v":""},{"$f":"IFERROR(IF(OR(N145=\"\",'Lives scenario - input'!$F130=\"\"),\"\",N145/'Lives scenario - input'!$F130),\"\")","v":""},{"$f":"IFERROR(IF(OR(O145=\"\",'Lives scenario - input'!$F130=\"\"),\"\",O145/'Lives scenario - input'!$F130),\"\")","v":""},{"$f":"IFERROR(IF(OR(P145=\"\",'Lives scenario - input'!$F130=\"\"),\"\",P145/'Lives scenario - input'!$F130),\"\")","v":""},{"$f":"IFERROR(IF(OR(Q145=\"\",'Lives scenario - input'!$F130=\"\"),\"\",Q145/'Lives scenario - input'!$F130),\"\")","v":""},{"$f":"IFERROR(IF(OR(R145=\"\",'Lives scenario - input'!$F130=\"\"),\"\",R145/'Lives scenario - input'!$F130),\"\")","v":""},{"$f":"IFERROR(IF(OR(S145=\"\",'Lives scenario - input'!$F130=\"\"),\"\",S145/'Lives scenario - input'!$F130),\"\")","v":""},{"$f":"IFERROR(IF(OR(T145=\"\",'Lives scenario - input'!$F130=\"\"),\"\",T145/'Lives scenario - input'!$F130),\"\")","v":""},{"$f":"IFERROR(IF(OR(U145=\"\",'Lives scenario - input'!$F130=\"\"),\"\",U145/'Lives scenario - input'!$F130),\"\")","v":""},{"$f":"IFERROR(IF(OR(V145=\"\",'Lives scenario - input'!$F130=\"\"),\"\",V145/'Lives scenario - input'!$F130),\"\")","v":""},{"$f":"IFERROR(IF(OR(W145=\"\",'Lives scenario - input'!$F130=\"\"),\"\",W145/'Lives scenario - input'!$F130),\"\")","v":""}]
[{"$f":"IFERROR('Lives scenario - input'!A131,\"\")","v":""},{"$f":"IFERROR('Lives scenario - input'!B131,\"\")","v":""},{"$f":"IFERROR('Lives scenario - input'!C131,\"\")","v":""},{"$f":"IFERROR(repcalc('Lives scenario - input'!$CX131:$GJ131,'Lives scenario - input'!$I131,'Lives scenario - input'!$G131,'Lives scenario - input'!$H131,20,TRUE,TRUE),\"\")","v":""},"","","","","","","","","","","","","","","","","","","",{"$f":"IFERROR(IF(OR(D146=\"\",'Lives scenario - input'!$F131=\"\"),\"\",D146/'Lives scenario - input'!$F131),\"\")","v":""},{"$f":"IFERROR(IF(OR(E146=\"\",'Lives scenario - input'!$F131=\"\"),\"\",E146/'Lives scenario - input'!$F131),\"\")","v":""},{"$f":"IFERROR(IF(OR(F146=\"\",'Lives scenario - input'!$F131=\"\"),\"\",F146/'Lives scenario - input'!$F131),\"\")","v":""},{"$f":"IFERROR(IF(OR(G146=\"\",'Lives scenario - input'!$F131=\"\"),\"\",G146/'Lives scenario - input'!$F131),\"\")","v":""},{"$f":"IFERROR(IF(OR(H146=\"\",'Lives scenario - input'!$F131=\"\"),\"\",H146/'Lives scenario - input'!$F131),\"\")","v":""},{"$f":"IFERROR(IF(OR(I146=\"\",'Lives scenario - input'!$F131=\"\"),\"\",I146/'Lives scenario - input'!$F131),\"\")","v":""},{"$f":"IFERROR(IF(OR(J146=\"\",'Lives scenario - input'!$F131=\"\"),\"\",J146/'Lives scenario - input'!$F131),\"\")","v":""},{"$f":"IFERROR(IF(OR(K146=\"\",'Lives scenario - input'!$F131=\"\"),\"\",K146/'Lives scenario - input'!$F131),\"\")","v":""},{"$f":"IFERROR(IF(OR(L146=\"\",'Lives scenario - input'!$F131=\"\"),\"\",L146/'Lives scenario - input'!$F131),\"\")","v":""},{"$f":"IFERROR(IF(OR(M146=\"\",'Lives scenario - input'!$F131=\"\"),\"\",M146/'Lives scenario - input'!$F131),\"\")","v":""},{"$f":"IFERROR(IF(OR(N146=\"\",'Lives scenario - input'!$F131=\"\"),\"\",N146/'Lives scenario - input'!$F131),\"\")","v":""},{"$f":"IFERROR(IF(OR(O146=\"\",'Lives scenario - input'!$F131=\"\"),\"\",O146/'Lives scenario - input'!$F131),\"\")","v":""},{"$f":"IFERROR(IF(OR(P146=\"\",'Lives scenario - input'!$F131=\"\"),\"\",P146/'Lives scenario - input'!$F131),\"\")","v":""},{"$f":"IFERROR(IF(OR(Q146=\"\",'Lives scenario - input'!$F131=\"\"),\"\",Q146/'Lives scenario - input'!$F131),\"\")","v":""},{"$f":"IFERROR(IF(OR(R146=\"\",'Lives scenario - input'!$F131=\"\"),\"\",R146/'Lives scenario - input'!$F131),\"\")","v":""},{"$f":"IFERROR(IF(OR(S146=\"\",'Lives scenario - input'!$F131=\"\"),\"\",S146/'Lives scenario - input'!$F131),\"\")","v":""},{"$f":"IFERROR(IF(OR(T146=\"\",'Lives scenario - input'!$F131=\"\"),\"\",T146/'Lives scenario - input'!$F131),\"\")","v":""},{"$f":"IFERROR(IF(OR(U146=\"\",'Lives scenario - input'!$F131=\"\"),\"\",U146/'Lives scenario - input'!$F131),\"\")","v":""},{"$f":"IFERROR(IF(OR(V146=\"\",'Lives scenario - input'!$F131=\"\"),\"\",V146/'Lives scenario - input'!$F131),\"\")","v":""},{"$f":"IFERROR(IF(OR(W146=\"\",'Lives scenario - input'!$F131=\"\"),\"\",W146/'Lives scenario - input'!$F131),\"\")","v":""}]
[{"$f":"IFERROR('Lives scenario - input'!A132,\"\")","v":""},{"$f":"IFERROR('Lives scenario - input'!B132,\"\")","v":""},{"$f":"IFERROR('Lives scenario - input'!C132,\"\")","v":""},{"$f":"IFERROR(repcalc('Lives scenario - input'!$CX132:$GJ132,'Lives scenario - input'!$I132,'Lives scenario - input'!$G132,'Lives scenario - input'!$H132,20,TRUE,TRUE),\"\")","v":""},"","","","","","","","","","","","","","","","","","","",{"$f":"IFERROR(IF(OR(D147=\"\",'Lives scenario - input'!$F132=\"\"),\"\",D147/'Lives scenario - input'!$F132),\"\")","v":""},{"$f":"IFERROR(IF(OR(E147=\"\",'Lives scenario - input'!$F132=\"\"),\"\",E147/'Lives scenario - input'!$F132),\"\")","v":""},{"$f":"IFERROR(IF(OR(F147=\"\",'Lives scenario - input'!$F132=\"\"),\"\",F147/'Lives scenario - input'!$F132),\"\")","v":""},{"$f":"IFERROR(IF(OR(G147=\"\",'Lives scenario - input'!$F132=\"\"),\"\",G147/'Lives scenario - input'!$F132),\"\")","v":""},{"$f":"IFERROR(IF(OR(H147=\"\",'Lives scenario - input'!$F132=\"\"),\"\",H147/'Lives scenario - input'!$F132),\"\")","v":""},{"$f":"IFERROR(IF(OR(I147=\"\",'Lives scenario - input'!$F132=\"\"),\"\",I147/'Lives scenario - input'!$F132),\"\")","v":""},{"$f":"IFERROR(IF(OR(J147=\"\",'Lives scenario - input'!$F132=\"\"),\"\",J147/'Lives scenario - input'!$F132),\"\")","v":""},{"$f":"IFERROR(IF(OR(K147=\"\",'Lives scenario - input'!$F132=\"\"),\"\",K147/'Lives scenario - input'!$F132),\"\")","v":""},{"$f":"IFERROR(IF(OR(L147=\"\",'Lives scenario - input'!$F132=\"\"),\"\",L147/'Lives scenario - input'!$F132),\"\")","v":""},{"$f":"IFERROR(IF(OR(M147=\"\",'Lives scenario - input'!$F132=\"\"),\"\",M147/'Lives scenario - input'!$F132),\"\")","v":""},{"$f":"IFERROR(IF(OR(N147=\"\",'Lives scenario - input'!$F132=\"\"),\"\",N147/'Lives scenario - input'!$F132),\"\")","v":""},{"$f":"IFERROR(IF(OR(O147=\"\",'Lives scenario - input'!$F132=\"\"),\"\",O147/'Lives scenario - input'!$F132),\"\")","v":""},{"$f":"IFERROR(IF(OR(P147=\"\",'Lives scenario - input'!$F132=\"\"),\"\",P147/'Lives scenario - input'!$F132),\"\")","v":""},{"$f":"IFERROR(IF(OR(Q147=\"\",'Lives scenario - input'!$F132=\"\"),\"\",Q147/'Lives scenario - input'!$F132),\"\")","v":""},{"$f":"IFERROR(IF(OR(R147=\"\",'Lives scenario - input'!$F132=\"\"),\"\",R147/'Lives scenario - input'!$F132),\"\")","v":""},{"$f":"IFERROR(IF(OR(S147=\"\",'Lives scenario - input'!$F132=\"\"),\"\",S147/'Lives scenario - input'!$F132),\"\")","v":""},{"$f":"IFERROR(IF(OR(T147=\"\",'Lives scenario - input'!$F132=\"\"),\"\",T147/'Lives scenario - input'!$F132),\"\")","v":""},{"$f":"IFERROR(IF(OR(U147=\"\",'Lives scenario - input'!$F132=\"\"),\"\",U147/'Lives scenario - input'!$F132),\"\")","v":""},{"$f":"IFERROR(IF(OR(V147=\"\",'Lives scenario - input'!$F132=\"\"),\"\",V147/'Lives scenario - input'!$F132),\"\")","v":""},{"$f":"IFERROR(IF(OR(W147=\"\",'Lives scenario - input'!$F132=\"\"),\"\",W147/'Lives scenario - input'!$F132),\"\")","v":""}]
[{"$f":"IFERROR('Lives scenario - input'!A133,\"\")","v":""},{"$f":"IFERROR('Lives scenario - input'!B133,\"\")","v":""},{"$f":"IFERROR('Lives scenario - input'!C133,\"\")","v":""},{"$f":"IFERROR(repcalc('Lives scenario - input'!$CX133:$GJ133,'Lives scenario - input'!$I133,'Lives scenario - input'!$G133,'Lives scenario - input'!$H133,20,TRUE,TRUE),\"\")","v":""},"","","","","","","","","","","","","","","","","","","",{"$f":"IFERROR(IF(OR(D148=\"\",'Lives scenario - input'!$F133=\"\"),\"\",D148/'Lives scenario - input'!$F133),\"\")","v":""},{"$f":"IFERROR(IF(OR(E148=\"\",'Lives scenario - input'!$F133=\"\"),\"\",E148/'Lives scenario - input'!$F133),\"\")","v":""},{"$f":"IFERROR(IF(OR(F148=\"\",'Lives scenario - input'!$F133=\"\"),\"\",F148/'Lives scenario - input'!$F133),\"\")","v":""},{"$f":"IFERROR(IF(OR(G148=\"\",'Lives scenario - input'!$F133=\"\"),\"\",G148/'Lives scenario - input'!$F133),\"\")","v":""},{"$f":"IFERROR(IF(OR(H148=\"\",'Lives scenario - input'!$F133=\"\"),\"\",H148/'Lives scenario - input'!$F133),\"\")","v":""},{"$f":"IFERROR(IF(OR(I148=\"\",'Lives scenario - input'!$F133=\"\"),\"\",I148/'Lives scenario - input'!$F133),\"\")","v":""},{"$f":"IFERROR(IF(OR(J148=\"\",'Lives scenario - input'!$F133=\"\"),\"\",J148/'Lives scenario - input'!$F133),\"\")","v":""},{"$f":"IFERROR(IF(OR(K148=\"\",'Lives scenario - input'!$F133=\"\"),\"\",K148/'Lives scenario - input'!$F133),\"\")","v":""},{"$f":"IFERROR(IF(OR(L148=\"\",'Lives scenario - input'!$F133=\"\"),\"\",L148/'Lives scenario - input'!$F133),\"\")","v":""},{"$f":"IFERROR(IF(OR(M148=\"\",'Lives scenario - input'!$F133=\"\"),\"\",M148/'Lives scenario - input'!$F133),\"\")","v":""},{"$f":"IFERROR(IF(OR(N148=\"\",'Lives scenario - input'!$F133=\"\"),\"\",N148/'Lives scenario - input'!$F133),\"\")","v":""},{"$f":"IFERROR(IF(OR(O148=\"\",'Lives scenario - input'!$F133=\"\"),\"\",O148/'Lives scenario - input'!$F133),\"\")","v":""},{"$f":"IFERROR(IF(OR(P148=\"\",'Lives scenario - input'!$F133=\"\"),\"\",P148/'Lives scenario - input'!$F133),\"\")","v":""},{"$f":"IFERROR(IF(OR(Q148=\"\",'Lives scenario - input'!$F133=\"\"),\"\",Q148/'Lives scenario - input'!$F133),\"\")","v":""},{"$f":"IFERROR(IF(OR(R148=\"\",'Lives scenario - input'!$F133=\"\"),\"\",R148/'Lives scenario - input'!$F133),\"\")","v":""},{"$f":"IFERROR(IF(OR(S148=\"\",'Lives scenario - input'!$F133=\"\"),\"\",S148/'Lives scenario - input'!$F133),\"\")","v":""},{"$f":"IFERROR(IF(OR(T148=\"\",'Lives scenario - input'!$F133=\"\"),\"\",T148/'Lives scenario - input'!$F133),\"\")","v":""},{"$f":"IFERROR(IF(OR(U148=\"\",'Lives scenario - input'!$F133=\"\"),\"\",U148/'Lives scenario - input'!$F133),\"\")","v":""},{"$f":"IFERROR(IF(OR(V148=\"\",'Lives scenario - input'!$F133=\"\"),\"\",V148/'Lives scenario - input'!$F133),\"\")","v":""},{"$f":"IFERROR(IF(OR(W148=\"\",'Lives scenario - input'!$F133=\"\"),\"\",W148/'Lives scenario - input'!$F133),\"\")","v":""}]
[{"$f":"IFERROR('Lives scenario - input'!A134,\"\")","v":""},{"$f":"IFERROR('Lives scenario - input'!B134,\"\")","v":""},{"$f":"IFERROR('Lives scenario - input'!C134,\"\")","v":""},{"$f":"IFERROR(repcalc('Lives scenario - input'!$CX134:$GJ134,'Lives scenario - input'!$I134,'Lives scenario - input'!$G134,'Lives scenario - input'!$H134,20,TRUE,TRUE),\"\")","v":""},"","","","","","","","","","","","","","","","","","","",{"$f":"IFERROR(IF(OR(D149=\"\",'Lives scenario - input'!$F134=\"\"),\"\",D149/'Lives scenario - input'!$F134),\"\")","v":""},{"$f":"IFERROR(IF(OR(E149=\"\",'Lives scenario - input'!$F134=\"\"),\"\",E149/'Lives scenario - input'!$F134),\"\")","v":""},{"$f":"IFERROR(IF(OR(F149=\"\",'Lives scenario - input'!$F134=\"\"),\"\",F149/'Lives scenario - input'!$F134),\"\")","v":""},{"$f":"IFERROR(IF(OR(G149=\"\",'Lives scenario - input'!$F134=\"\"),\"\",G149/'Lives scenario - input'!$F134),\"\")","v":""},{"$f":"IFERROR(IF(OR(H149=\"\",'Lives scenario - input'!$F134=\"\"),\"\",H149/'Lives scenario - input'!$F134),\"\")","v":""},{"$f":"IFERROR(IF(OR(I149=\"\",'Lives scenario - input'!$F134=\"\"),\"\",I149/'Lives scenario - input'!$F134),\"\")","v":""},{"$f":"IFERROR(IF(OR(J149=\"\",'Lives scenario - input'!$F134=\"\"),\"\",J149/'Lives scenario - input'!$F134),\"\")","v":""},{"$f":"IFERROR(IF(OR(K149=\"\",'Lives scenario - input'!$F134=\"\"),\"\",K149/'Lives scenario - input'!$F134),\"\")","v":""},{"$f":"IFERROR(IF(OR(L149=\"\",'Lives scenario - input'!$F134=\"\"),\"\",L149/'Lives scenario - input'!$F134),\"\")","v":""},{"$f":"IFERROR(IF(OR(M149=\"\",'Lives scenario - input'!$F134=\"\"),\"\",M149/'Lives scenario - input'!$F134),\"\")","v":""},{"$f":"IFERROR(IF(OR(N149=\"\",'Lives scenario - input'!$F134=\"\"),\"\",N149/'Lives scenario - input'!$F134),\"\")","v":""},{"$f":"IFERROR(IF(OR(O149=\"\",'Lives scenario - input'!$F134=\"\"),\"\",O149/'Lives scenario - input'!$F134),\"\")","v":""},{"$f":"IFERROR(IF(OR(P149=\"\",'Lives scenario - input'!$F134=\"\"),\"\",P149/'Lives scenario - input'!$F134),\"\")","v":""},{"$f":"IFERROR(IF(OR(Q149=\"\",'Lives scenario - input'!$F134=\"\"),\"\",Q149/'Lives scenario - input'!$F134),\"\")","v":""},{"$f":"IFERROR(IF(OR(R149=\"\",'Lives scenario - input'!$F134=\"\"),\"\",R149/'Lives scenario - input'!$F134),\"\")","v":""},{"$f":"IFERROR(IF(OR(S149=\"\",'Lives scenario - input'!$F134=\"\"),\"\",S149/'Lives scenario - input'!$F134),\"\")","v":""},{"$f":"IFERROR(IF(OR(T149=\"\",'Lives scenario - input'!$F134=\"\"),\"\",T149/'Lives scenario - input'!$F134),\"\")","v":""},{"$f":"IFERROR(IF(OR(U149=\"\",'Lives scenario - input'!$F134=\"\"),\"\",U149/'Lives scenario - input'!$F134),\"\")","v":""},{"$f":"IFERROR(IF(OR(V149=\"\",'Lives scenario - input'!$F134=\"\"),\"\",V149/'Lives scenario - input'!$F134),\"\")","v":""},{"$f":"IFERROR(IF(OR(W149=\"\",'Lives scenario - input'!$F134=\"\"),\"\",W149/'Lives scenario - input'!$F134),\"\")","v":""}]
[{"$f":"IFERROR('Lives scenario - input'!A135,\"\")","v":""},{"$f":"IFERROR('Lives scenario - input'!B135,\"\")","v":""},{"$f":"IFERROR('Lives scenario - input'!C135,\"\")","v":""},{"$f":"IFERROR(repcalc('Lives scenario - input'!$CX135:$GJ135,'Lives scenario - input'!$I135,'Lives scenario - input'!$G135,'Lives scenario - input'!$H135,20,TRUE,TRUE),\"\")","v":""},"","","","","","","","","","","","","","","","","","","",{"$f":"IFERROR(IF(OR(D150=\"\",'Lives scenario - input'!$F135=\"\"),\"\",D150/'Lives scenario - input'!$F135),\"\")","v":""},{"$f":"IFERROR(IF(OR(E150=\"\",'Lives scenario - input'!$F135=\"\"),\"\",E150/'Lives scenario - input'!$F135),\"\")","v":""},{"$f":"IFERROR(IF(OR(F150=\"\",'Lives scenario - input'!$F135=\"\"),\"\",F150/'Lives scenario - input'!$F135),\"\")","v":""},{"$f":"IFERROR(IF(OR(G150=\"\",'Lives scenario - input'!$F135=\"\"),\"\",G150/'Lives scenario - input'!$F135),\"\")","v":""},{"$f":"IFERROR(IF(OR(H150=\"\",'Lives scenario - input'!$F135=\"\"),\"\",H150/'Lives scenario - input'!$F135),\"\")","v":""},{"$f":"IFERROR(IF(OR(I150=\"\",'Lives scenario - input'!$F135=\"\"),\"\",I150/'Lives scenario - input'!$F135),\"\")","v":""},{"$f":"IFERROR(IF(OR(J150=\"\",'Lives scenario - input'!$F135=\"\"),\"\",J150/'Lives scenario - input'!$F135),\"\")","v":""},{"$f":"IFERROR(IF(OR(K150=\"\",'Lives scenario - input'!$F135=\"\"),\"\",K150/'Lives scenario - input'!$F135),\"\")","v":""},{"$f":"IFERROR(IF(OR(L150=\"\",'Lives scenario - input'!$F135=\"\"),\"\",L150/'Lives scenario - input'!$F135),\"\")","v":""},{"$f":"IFERROR(IF(OR(M150=\"\",'Lives scenario - input'!$F135=\"\"),\"\",M150/'Lives scenario - input'!$F135),\"\")","v":""},{"$f":"IFERROR(IF(OR(N150=\"\",'Lives scenario - input'!$F135=\"\"),\"\",N150/'Lives scenario - input'!$F135),\"\")","v":""},{"$f":"IFERROR(IF(OR(O150=\"\",'Lives scenario - input'!$F135=\"\"),\"\",O150/'Lives scenario - input'!$F135),\"\")","v":""},{"$f":"IFERROR(IF(OR(P150=\"\",'Lives scenario - input'!$F135=\"\"),\"\",P150/'Lives scenario - input'!$F135),\"\")","v":""},{"$f":"IFERROR(IF(OR(Q150=\"\",'Lives scenario - input'!$F135=\"\"),\"\",Q150/'Lives scenario - input'!$F135),\"\")","v":""},{"$f":"IFERROR(IF(OR(R150=\"\",'Lives scenario - input'!$F135=\"\"),\"\",R150/'Lives scenario - input'!$F135),\"\")","v":""},{"$f":"IFERROR(IF(OR(S150=\"\",'Lives scenario - input'!$F135=\"\"),\"\",S150/'Lives scenario - input'!$F135),\"\")","v":""},{"$f":"IFERROR(IF(OR(T150=\"\",'Lives scenario - input'!$F135=\"\"),\"\",T150/'Lives scenario - input'!$F135),\"\")","v":""},{"$f":"IFERROR(IF(OR(U150=\"\",'Lives scenario - input'!$F135=\"\"),\"\",U150/'Lives scenario - input'!$F135),\"\")","v":""},{"$f":"IFERROR(IF(OR(V150=\"\",'Lives scenario - input'!$F135=\"\"),\"\",V150/'Lives scenario - input'!$F135),\"\")","v":""},{"$f":"IFERROR(IF(OR(W150=\"\",'Lives scenario - input'!$F135=\"\"),\"\",W150/'Lives scenario - input'!$F135),\"\")","v":""}]
[{"$f":"IFERROR('Lives scenario - input'!A136,\"\")","v":""},{"$f":"IFERROR('Lives scenario - input'!B136,\"\")","v":""},{"$f":"IFERROR('Lives scenario - input'!C136,\"\")","v":""},{"$f":"IFERROR(repcalc('Lives scenario - input'!$CX136:$GJ136,'Lives scenario - input'!$I136,'Lives scenario - input'!$G136,'Lives scenario - input'!$H136,20,TRUE,TRUE),\"\")","v":""},"","","","","","","","","","","","","","","","","","","",{"$f":"IFERROR(IF(OR(D151=\"\",'Lives scenario - input'!$F136=\"\"),\"\",D151/'Lives scenario - input'!$F136),\"\")","v":""},{"$f":"IFERROR(IF(OR(E151=\"\",'Lives scenario - input'!$F136=\"\"),\"\",E151/'Lives scenario - input'!$F136),\"\")","v":""},{"$f":"IFERROR(IF(OR(F151=\"\",'Lives scenario - input'!$F136=\"\"),\"\",F151/'Lives scenario - input'!$F136),\"\")","v":""},{"$f":"IFERROR(IF(OR(G151=\"\",'Lives scenario - input'!$F136=\"\"),\"\",G151/'Lives scenario - input'!$F136),\"\")","v":""},{"$f":"IFERROR(IF(OR(H151=\"\",'Lives scenario - input'!$F136=\"\"),\"\",H151/'Lives scenario - input'!$F136),\"\")","v":""},{"$f":"IFERROR(IF(OR(I151=\"\",'Lives scenario - input'!$F136=\"\"),\"\",I151/'Lives scenario - input'!$F136),\"\")","v":""},{"$f":"IFERROR(IF(OR(J151=\"\",'Lives scenario - input'!$F136=\"\"),\"\",J151/'Lives scenario - input'!$F136),\"\")","v":""},{"$f":"IFERROR(IF(OR(K151=\"\",'Lives scenario - input'!$F136=\"\"),\"\",K151/'Lives scenario - input'!$F136),\"\")","v":""},{"$f":"IFERROR(IF(OR(L151=\"\",'Lives scenario - input'!$F136=\"\"),\"\",L151/'Lives scenario - input'!$F136),\"\")","v":""},{"$f":"IFERROR(IF(OR(M151=\"\",'Lives scenario - input'!$F136=\"\"),\"\",M151/'Lives scenario - input'!$F136),\"\")","v":""},{"$f":"IFERROR(IF(OR(N151=\"\",'Lives scenario - input'!$F136=\"\"),\"\",N151/'Lives scenario - input'!$F136),\"\")","v":""},{"$f":"IFERROR(IF(OR(O151=\"\",'Lives scenario - input'!$F136=\"\"),\"\",O151/'Lives scenario - input'!$F136),\"\")","v":""},{"$f":"IFERROR(IF(OR(P151=\"\",'Lives scenario - input'!$F136=\"\"),\"\",P151/'Lives scenario - input'!$F136),\"\")","v":""},{"$f":"IFERROR(IF(OR(Q151=\"\",'Lives scenario - input'!$F136=\"\"),\"\",Q151/'Lives scenario - input'!$F136),\"\")","v":""},{"$f":"IFERROR(IF(OR(R151=\"\",'Lives scenario - input'!$F136=\"\"),\"\",R151/'Lives scenario - input'!$F136),\"\")","v":""},{"$f":"IFERROR(IF(OR(S151=\"\",'Lives scenario - input'!$F136=\"\"),\"\",S151/'Lives scenario - input'!$F136),\"\")","v":""},{"$f":"IFERROR(IF(OR(T151=\"\",'Lives scenario - input'!$F136=\"\"),\"\",T151/'Lives scenario - input'!$F136),\"\")","v":""},{"$f":"IFERROR(IF(OR(U151=\"\",'Lives scenario - input'!$F136=\"\"),\"\",U151/'Lives scenario - input'!$F136),\"\")","v":""},{"$f":"IFERROR(IF(OR(V151=\"\",'Lives scenario - input'!$F136=\"\"),\"\",V151/'Lives scenario - input'!$F136),\"\")","v":""},{"$f":"IFERROR(IF(OR(W151=\"\",'Lives scenario - input'!$F136=\"\"),\"\",W151/'Lives scenario - input'!$F136),\"\")","v":""}]
[{"$f":"IFERROR('Lives scenario - input'!A137,\"\")","v":""},{"$f":"IFERROR('Lives scenario - input'!B137,\"\")","v":""},{"$f":"IFERROR('Lives scenario - input'!C137,\"\")","v":""},{"$f":"IFERROR(repcalc('Lives scenario - input'!$CX137:$GJ137,'Lives scenario - input'!$I137,'Lives scenario - input'!$G137,'Lives scenario - input'!$H137,20,TRUE,TRUE),\"\")","v":""},"","","","","","","","","","","","","","","","","","","",{"$f":"IFERROR(IF(OR(D152=\"\",'Lives scenario - input'!$F137=\"\"),\"\",D152/'Lives scenario - input'!$F137),\"\")","v":""},{"$f":"IFERROR(IF(OR(E152=\"\",'Lives scenario - input'!$F137=\"\"),\"\",E152/'Lives scenario - input'!$F137),\"\")","v":""},{"$f":"IFERROR(IF(OR(F152=\"\",'Lives scenario - input'!$F137=\"\"),\"\",F152/'Lives scenario - input'!$F137),\"\")","v":""},{"$f":"IFERROR(IF(OR(G152=\"\",'Lives scenario - input'!$F137=\"\"),\"\",G152/'Lives scenario - input'!$F137),\"\")","v":""},{"$f":"IFERROR(IF(OR(H152=\"\",'Lives scenario - input'!$F137=\"\"),\"\",H152/'Lives scenario - input'!$F137),\"\")","v":""},{"$f":"IFERROR(IF(OR(I152=\"\",'Lives scenario - input'!$F137=\"\"),\"\",I152/'Lives scenario - input'!$F137),\"\")","v":""},{"$f":"IFERROR(IF(OR(J152=\"\",'Lives scenario - input'!$F137=\"\"),\"\",J152/'Lives scenario - input'!$F137),\"\")","v":""},{"$f":"IFERROR(IF(OR(K152=\"\",'Lives scenario - input'!$F137=\"\"),\"\",K152/'Lives scenario - input'!$F137),\"\")","v":""},{"$f":"IFERROR(IF(OR(L152=\"\",'Lives scenario - input'!$F137=\"\"),\"\",L152/'Lives scenario - input'!$F137),\"\")","v":""},{"$f":"IFERROR(IF(OR(M152=\"\",'Lives scenario - input'!$F137=\"\"),\"\",M152/'Lives scenario - input'!$F137),\"\")","v":""},{"$f":"IFERROR(IF(OR(N152=\"\",'Lives scenario - input'!$F137=\"\"),\"\",N152/'Lives scenario - input'!$F137),\"\")","v":""},{"$f":"IFERROR(IF(OR(O152=\"\",'Lives scenario - input'!$F137=\"\"),\"\",O152/'Lives scenario - input'!$F137),\"\")","v":""},{"$f":"IFERROR(IF(OR(P152=\"\",'Lives scenario - input'!$F137=\"\"),\"\",P152/'Lives scenario - input'!$F137),\"\")","v":""},{"$f":"IFERROR(IF(OR(Q152=\"\",'Lives scenario - input'!$F137=\"\"),\"\",Q152/'Lives scenario - input'!$F137),\"\")","v":""},{"$f":"IFERROR(IF(OR(R152=\"\",'Lives scenario - input'!$F137=\"\"),\"\",R152/'Lives scenario - input'!$F137),\"\")","v":""},{"$f":"IFERROR(IF(OR(S152=\"\",'Lives scenario - input'!$F137=\"\"),\"\",S152/'Lives scenario - input'!$F137),\"\")","v":""},{"$f":"IFERROR(IF(OR(T152=\"\",'Lives scenario - input'!$F137=\"\"),\"\",T152/'Lives scenario - input'!$F137),\"\")","v":""},{"$f":"IFERROR(IF(OR(U152=\"\",'Lives scenario - input'!$F137=\"\"),\"\",U152/'Lives scenario - input'!$F137),\"\")","v":""},{"$f":"IFERROR(IF(OR(V152=\"\",'Lives scenario - input'!$F137=\"\"),\"\",V152/'Lives scenario - input'!$F137),\"\")","v":""},{"$f":"IFERROR(IF(OR(W152=\"\",'Lives scenario - input'!$F137=\"\"),\"\",W152/'Lives scenario - input'!$F137),\"\")","v":""}]
[{"$f":"IFERROR('Lives scenario - input'!A138,\"\")","v":""},{"$f":"IFERROR('Lives scenario - input'!B138,\"\")","v":""},{"$f":"IFERROR('Lives scenario - input'!C138,\"\")","v":""},{"$f":"IFERROR(repcalc('Lives scenario - input'!$CX138:$GJ138,'Lives scenario - input'!$I138,'Lives scenario - input'!$G138,'Lives scenario - input'!$H138,20,TRUE,TRUE),\"\")","v":""},"","","","","","","","","","","","","","","","","","","",{"$f":"IFERROR(IF(OR(D153=\"\",'Lives scenario - input'!$F138=\"\"),\"\",D153/'Lives scenario - input'!$F138),\"\")","v":""},{"$f":"IFERROR(IF(OR(E153=\"\",'Lives scenario - input'!$F138=\"\"),\"\",E153/'Lives scenario - input'!$F138),\"\")","v":""},{"$f":"IFERROR(IF(OR(F153=\"\",'Lives scenario - input'!$F138=\"\"),\"\",F153/'Lives scenario - input'!$F138),\"\")","v":""},{"$f":"IFERROR(IF(OR(G153=\"\",'Lives scenario - input'!$F138=\"\"),\"\",G153/'Lives scenario - input'!$F138),\"\")","v":""},{"$f":"IFERROR(IF(OR(H153=\"\",'Lives scenario - input'!$F138=\"\"),\"\",H153/'Lives scenario - input'!$F138),\"\")","v":""},{"$f":"IFERROR(IF(OR(I153=\"\",'Lives scenario - input'!$F138=\"\"),\"\",I153/'Lives scenario - input'!$F138),\"\")","v":""},{"$f":"IFERROR(IF(OR(J153=\"\",'Lives scenario - input'!$F138=\"\"),\"\",J153/'Lives scenario - input'!$F138),\"\")","v":""},{"$f":"IFERROR(IF(OR(K153=\"\",'Lives scenario - input'!$F138=\"\"),\"\",K153/'Lives scenario - input'!$F138),\"\")","v":""},{"$f":"IFERROR(IF(OR(L153=\"\",'Lives scenario - input'!$F138=\"\"),\"\",L153/'Lives scenario - input'!$F138),\"\")","v":""},{"$f":"IFERROR(IF(OR(M153=\"\",'Lives scenario - input'!$F138=\"\"),\"\",M153/'Lives scenario - input'!$F138),\"\")","v":""},{"$f":"IFERROR(IF(OR(N153=\"\",'Lives scenario - input'!$F138=\"\"),\"\",N153/'Lives scenario - input'!$F138),\"\")","v":""},{"$f":"IFERROR(IF(OR(O153=\"\",'Lives scenario - input'!$F138=\"\"),\"\",O153/'Lives scenario - input'!$F138),\"\")","v":""},{"$f":"IFERROR(IF(OR(P153=\"\",'Lives scenario - input'!$F138=\"\"),\"\",P153/'Lives scenario - input'!$F138),\"\")","v":""},{"$f":"IFERROR(IF(OR(Q153=\"\",'Lives scenario - input'!$F138=\"\"),\"\",Q153/'Lives scenario - input'!$F138),\"\")","v":""},{"$f":"IFERROR(IF(OR(R153=\"\",'Lives scenario - input'!$F138=\"\"),\"\",R153/'Lives scenario - input'!$F138),\"\")","v":""},{"$f":"IFERROR(IF(OR(S153=\"\",'Lives scenario - input'!$F138=\"\"),\"\",S153/'Lives scenario - input'!$F138),\"\")","v":""},{"$f":"IFERROR(IF(OR(T153=\"\",'Lives scenario - input'!$F138=\"\"),\"\",T153/'Lives scenario - input'!$F138),\"\")","v":""},{"$f":"IFERROR(IF(OR(U153=\"\",'Lives scenario - input'!$F138=\"\"),\"\",U153/'Lives scenario - input'!$F138),\"\")","v":""},{"$f":"IFERROR(IF(OR(V153=\"\",'Lives scenario - input'!$F138=\"\"),\"\",V153/'Lives scenario - input'!$F138),\"\")","v":""},{"$f":"IFERROR(IF(OR(W153=\"\",'Lives scenario - input'!$F138=\"\"),\"\",W153/'Lives scenario - input'!$F138),\"\")","v":""}]
[{"$f":"IFERROR('Lives scenario - input'!A139,\"\")","v":""},{"$f":"IFERROR('Lives scenario - input'!B139,\"\")","v":""},{"$f":"IFERROR('Lives scenario - input'!C139,\"\")","v":""},{"$f":"IFERROR(repcalc('Lives scenario - input'!$CX139:$GJ139,'Lives scenario - input'!$I139,'Lives scenario - input'!$G139,'Lives scenario - input'!$H139,20,TRUE,TRUE),\"\")","v":""},"","","","","","","","","","","","","","","","","","","",{"$f":"IFERROR(IF(OR(D154=\"\",'Lives scenario - input'!$F139=\"\"),\"\",D154/'Lives scenario - input'!$F139),\"\")","v":""},{"$f":"IFERROR(IF(OR(E154=\"\",'Lives scenario - input'!$F139=\"\"),\"\",E154/'Lives scenario - input'!$F139),\"\")","v":""},{"$f":"IFERROR(IF(OR(F154=\"\",'Lives scenario - input'!$F139=\"\"),\"\",F154/'Lives scenario - input'!$F139),\"\")","v":""},{"$f":"IFERROR(IF(OR(G154=\"\",'Lives scenario - input'!$F139=\"\"),\"\",G154/'Lives scenario - input'!$F139),\"\")","v":""},{"$f":"IFERROR(IF(OR(H154=\"\",'Lives scenario - input'!$F139=\"\"),\"\",H154/'Lives scenario - input'!$F139),\"\")","v":""},{"$f":"IFERROR(IF(OR(I154=\"\",'Lives scenario - input'!$F139=\"\"),\"\",I154/'Lives scenario - input'!$F139),\"\")","v":""},{"$f":"IFERROR(IF(OR(J154=\"\",'Lives scenario - input'!$F139=\"\"),\"\",J154/'Lives scenario - input'!$F139),\"\")","v":""},{"$f":"IFERROR(IF(OR(K154=\"\",'Lives scenario - input'!$F139=\"\"),\"\",K154/'Lives scenario - input'!$F139),\"\")","v":""},{"$f":"IFERROR(IF(OR(L154=\"\",'Lives scenario - input'!$F139=\"\"),\"\",L154/'Lives scenario - input'!$F139),\"\")","v":""},{"$f":"IFERROR(IF(OR(M154=\"\",'Lives scenario - input'!$F139=\"\"),\"\",M154/'Lives scenario - input'!$F139),\"\")","v":""},{"$f":"IFERROR(IF(OR(N154=\"\",'Lives scenario - input'!$F139=\"\"),\"\",N154/'Lives scenario - input'!$F139),\"\")","v":""},{"$f":"IFERROR(IF(OR(O154=\"\",'Lives scenario - input'!$F139=\"\"),\"\",O154/'Lives scenario - input'!$F139),\"\")","v":""},{"$f":"IFERROR(IF(OR(P154=\"\",'Lives scenario - input'!$F139=\"\"),\"\",P154/'Lives scenario - input'!$F139),\"\")","v":""},{"$f":"IFERROR(IF(OR(Q154=\"\",'Lives scenario - input'!$F139=\"\"),\"\",Q154/'Lives scenario - input'!$F139),\"\")","v":""},{"$f":"IFERROR(IF(OR(R154=\"\",'Lives scenario - input'!$F139=\"\"),\"\",R154/'Lives scenario - input'!$F139),\"\")","v":""},{"$f":"IFERROR(IF(OR(S154=\"\",'Lives scenario - input'!$F139=\"\"),\"\",S154/'Lives scenario - input'!$F139),\"\")","v":""},{"$f":"IFERROR(IF(OR(T154=\"\",'Lives scenario - input'!$F139=\"\"),\"\",T154/'Lives scenario - input'!$F139),\"\")","v":""},{"$f":"IFERROR(IF(OR(U154=\"\",'Lives scenario - input'!$F139=\"\"),\"\",U154/'Lives scenario - input'!$F139),\"\")","v":""},{"$f":"IFERROR(IF(OR(V154=\"\",'Lives scenario - input'!$F139=\"\"),\"\",V154/'Lives scenario - input'!$F139),\"\")","v":""},{"$f":"IFERROR(IF(OR(W154=\"\",'Lives scenario - input'!$F139=\"\"),\"\",W154/'Lives scenario - input'!$F139),\"\")","v":""}]
[{"$f":"IFERROR('Lives scenario - input'!A140,\"\")","v":""},{"$f":"IFERROR('Lives scenario - input'!B140,\"\")","v":""},{"$f":"IFERROR('Lives scenario - input'!C140,\"\")","v":""},{"$f":"IFERROR(repcalc('Lives scenario - input'!$CX140:$GJ140,'Lives scenario - input'!$I140,'Lives scenario - input'!$G140,'Lives scenario - input'!$H140,20,TRUE,TRUE),\"\")","v":""},"","","","","","","","","","","","","","","","","","","",{"$f":"IFERROR(IF(OR(D155=\"\",'Lives scenario - input'!$F140=\"\"),\"\",D155/'Lives scenario - input'!$F140),\"\")","v":""},{"$f":"IFERROR(IF(OR(E155=\"\",'Lives scenario - input'!$F140=\"\"),\"\",E155/'Lives scenario - input'!$F140),\"\")","v":""},{"$f":"IFERROR(IF(OR(F155=\"\",'Lives scenario - input'!$F140=\"\"),\"\",F155/'Lives scenario - input'!$F140),\"\")","v":""},{"$f":"IFERROR(IF(OR(G155=\"\",'Lives scenario - input'!$F140=\"\"),\"\",G155/'Lives scenario - input'!$F140),\"\")","v":""},{"$f":"IFERROR(IF(OR(H155=\"\",'Lives scenario - input'!$F140=\"\"),\"\",H155/'Lives scenario - input'!$F140),\"\")","v":""},{"$f":"IFERROR(IF(OR(I155=\"\",'Lives scenario - input'!$F140=\"\"),\"\",I155/'Lives scenario - input'!$F140),\"\")","v":""},{"$f":"IFERROR(IF(OR(J155=\"\",'Lives scenario - input'!$F140=\"\"),\"\",J155/'Lives scenario - input'!$F140),\"\")","v":""},{"$f":"IFERROR(IF(OR(K155=\"\",'Lives scenario - input'!$F140=\"\"),\"\",K155/'Lives scenario - input'!$F140),\"\")","v":""},{"$f":"IFERROR(IF(OR(L155=\"\",'Lives scenario - input'!$F140=\"\"),\"\",L155/'Lives scenario - input'!$F140),\"\")","v":""},{"$f":"IFERROR(IF(OR(M155=\"\",'Lives scenario - input'!$F140=\"\"),\"\",M155/'Lives scenario - input'!$F140),\"\")","v":""},{"$f":"IFERROR(IF(OR(N155=\"\",'Lives scenario - input'!$F140=\"\"),\"\",N155/'Lives scenario - input'!$F140),\"\")","v":""},{"$f":"IFERROR(IF(OR(O155=\"\",'Lives scenario - input'!$F140=\"\"),\"\",O155/'Lives scenario - input'!$F140),\"\")","v":""},{"$f":"IFERROR(IF(OR(P155=\"\",'Lives scenario - input'!$F140=\"\"),\"\",P155/'Lives scenario - input'!$F140),\"\")","v":""},{"$f":"IFERROR(IF(OR(Q155=\"\",'Lives scenario - input'!$F140=\"\"),\"\",Q155/'Lives scenario - input'!$F140),\"\")","v":""},{"$f":"IFERROR(IF(OR(R155=\"\",'Lives scenario - input'!$F140=\"\"),\"\",R155/'Lives scenario - input'!$F140),\"\")","v":""},{"$f":"IFERROR(IF(OR(S155=\"\",'Lives scenario - input'!$F140=\"\"),\"\",S155/'Lives scenario - input'!$F140),\"\")","v":""},{"$f":"IFERROR(IF(OR(T155=\"\",'Lives scenario - input'!$F140=\"\"),\"\",T155/'Lives scenario - input'!$F140),\"\")","v":""},{"$f":"IFERROR(IF(OR(U155=\"\",'Lives scenario - input'!$F140=\"\"),\"\",U155/'Lives scenario - input'!$F140),\"\")","v":""},{"$f":"IFERROR(IF(OR(V155=\"\",'Lives scenario - input'!$F140=\"\"),\"\",V155/'Lives scenario - input'!$F140),\"\")","v":""},{"$f":"IFERROR(IF(OR(W155=\"\",'Lives scenario - input'!$F140=\"\"),\"\",W155/'Lives scenario - input'!$F140),\"\")","v":""}]
[{"$f":"IFERROR('Lives scenario - input'!A141,\"\")","v":""},{"$f":"IFERROR('Lives scenario - input'!B141,\"\")","v":""},{"$f":"IFERROR('Lives scenario - input'!C141,\"\")","v":""},{"$f":"IFERROR(repcalc('Lives scenario - input'!$CX141:$GJ141,'Lives scenario - input'!$I141,'Lives scenario - input'!$G141,'Lives scenario - input'!$H141,20,TRUE,TRUE),\"\")","v":""},"","","","","","","","","","","","","","","","","","","",{"$f":"IFERROR(IF(OR(D156=\"\",'Lives scenario - input'!$F141=\"\"),\"\",D156/'Lives scenario - input'!$F141),\"\")","v":""},{"$f":"IFERROR(IF(OR(E156=\"\",'Lives scenario - input'!$F141=\"\"),\"\",E156/'Lives scenario - input'!$F141),\"\")","v":""},{"$f":"IFERROR(IF(OR(F156=\"\",'Lives scenario - input'!$F141=\"\"),\"\",F156/'Lives scenario - input'!$F141),\"\")","v":""},{"$f":"IFERROR(IF(OR(G156=\"\",'Lives scenario - input'!$F141=\"\"),\"\",G156/'Lives scenario - input'!$F141),\"\")","v":""},{"$f":"IFERROR(IF(OR(H156=\"\",'Lives scenario - input'!$F141=\"\"),\"\",H156/'Lives scenario - input'!$F141),\"\")","v":""},{"$f":"IFERROR(IF(OR(I156=\"\",'Lives scenario - input'!$F141=\"\"),\"\",I156/'Lives scenario - input'!$F141),\"\")","v":""},{"$f":"IFERROR(IF(OR(J156=\"\",'Lives scenario - input'!$F141=\"\"),\"\",J156/'Lives scenario - input'!$F141),\"\")","v":""},{"$f":"IFERROR(IF(OR(K156=\"\",'Lives scenario - input'!$F141=\"\"),\"\",K156/'Lives scenario - input'!$F141),\"\")","v":""},{"$f":"IFERROR(IF(OR(L156=\"\",'Lives scenario - input'!$F141=\"\"),\"\",L156/'Lives scenario - input'!$F141),\"\")","v":""},{"$f":"IFERROR(IF(OR(M156=\"\",'Lives scenario - input'!$F141=\"\"),\"\",M156/'Lives scenario - input'!$F141),\"\")","v":""},{"$f":"IFERROR(IF(OR(N156=\"\",'Lives scenario - input'!$F141=\"\"),\"\",N156/'Lives scenario - input'!$F141),\"\")","v":""},{"$f":"IFERROR(IF(OR(O156=\"\",'Lives scenario - input'!$F141=\"\"),\"\",O156/'Lives scenario - input'!$F141),\"\")","v":""},{"$f":"IFERROR(IF(OR(P156=\"\",'Lives scenario - input'!$F141=\"\"),\"\",P156/'Lives scenario - input'!$F141),\"\")","v":""},{"$f":"IFERROR(IF(OR(Q156=\"\",'Lives scenario - input'!$F141=\"\"),\"\",Q156/'Lives scenario - input'!$F141),\"\")","v":""},{"$f":"IFERROR(IF(OR(R156=\"\",'Lives scenario - input'!$F141=\"\"),\"\",R156/'Lives scenario - input'!$F141),\"\")","v":""},{"$f":"IFERROR(IF(OR(S156=\"\",'Lives scenario - input'!$F141=\"\"),\"\",S156/'Lives scenario - input'!$F141),\"\")","v":""},{"$f":"IFERROR(IF(OR(T156=\"\",'Lives scenario - input'!$F141=\"\"),\"\",T156/'Lives scenario - input'!$F141),\"\")","v":""},{"$f":"IFERROR(IF(OR(U156=\"\",'Lives scenario - input'!$F141=\"\"),\"\",U156/'Lives scenario - input'!$F141),\"\")","v":""},{"$f":"IFERROR(IF(OR(V156=\"\",'Lives scenario - input'!$F141=\"\"),\"\",V156/'Lives scenario - input'!$F141),\"\")","v":""},{"$f":"IFERROR(IF(OR(W156=\"\",'Lives scenario - input'!$F141=\"\"),\"\",W156/'Lives scenario - input'!$F141),\"\")","v":""}]
[{"$f":"IFERROR('Lives scenario - input'!A142,\"\")","v":""},{"$f":"IFERROR('Lives scenario - input'!B142,\"\")","v":""},{"$f":"IFERROR('Lives scenario - input'!C142,\"\")","v":""},{"$f":"IFERROR(repcalc('Lives scenario - input'!$CX142:$GJ142,'Lives scenario - input'!$I142,'Lives scenario - input'!$G142,'Lives scenario - input'!$H142,20,TRUE,TRUE),\"\")","v":""},"","","","","","","","","","","","","","","","","","","",{"$f":"IFERROR(IF(OR(D157=\"\",'Lives scenario - input'!$F142=\"\"),\"\",D157/'Lives scenario - input'!$F142),\"\")","v":""},{"$f":"IFERROR(IF(OR(E157=\"\",'Lives scenario - input'!$F142=\"\"),\"\",E157/'Lives scenario - input'!$F142),\"\")","v":""},{"$f":"IFERROR(IF(OR(F157=\"\",'Lives scenario - input'!$F142=\"\"),\"\",F157/'Lives scenario - input'!$F142),\"\")","v":""},{"$f":"IFERROR(IF(OR(G157=\"\",'Lives scenario - input'!$F142=\"\"),\"\",G157/'Lives scenario - input'!$F142),\"\")","v":""},{"$f":"IFERROR(IF(OR(H157=\"\",'Lives scenario - input'!$F142=\"\"),\"\",H157/'Lives scenario - input'!$F142),\"\")","v":""},{"$f":"IFERROR(IF(OR(I157=\"\",'Lives scenario - input'!$F142=\"\"),\"\",I157/'Lives scenario - input'!$F142),\"\")","v":""},{"$f":"IFERROR(IF(OR(J157=\"\",'Lives scenario - input'!$F142=\"\"),\"\",J157/'Lives scenario - input'!$F142),\"\")","v":""},{"$f":"IFERROR(IF(OR(K157=\"\",'Lives scenario - input'!$F142=\"\"),\"\",K157/'Lives scenario - input'!$F142),\"\")","v":""},{"$f":"IFERROR(IF(OR(L157=\"\",'Lives scenario - input'!$F142=\"\"),\"\",L157/'Lives scenario - input'!$F142),\"\")","v":""},{"$f":"IFERROR(IF(OR(M157=\"\",'Lives scenario - input'!$F142=\"\"),\"\",M157/'Lives scenario - input'!$F142),\"\")","v":""},{"$f":"IFERROR(IF(OR(N157=\"\",'Lives scenario - input'!$F142=\"\"),\"\",N157/'Lives scenario - input'!$F142),\"\")","v":""},{"$f":"IFERROR(IF(OR(O157=\"\",'Lives scenario - input'!$F142=\"\"),\"\",O157/'Lives scenario - input'!$F142),\"\")","v":""},{"$f":"IFERROR(IF(OR(P157=\"\",'Lives scenario - input'!$F142=\"\"),\"\",P157/'Lives scenario - input'!$F142),\"\")","v":""},{"$f":"IFERROR(IF(OR(Q157=\"\",'Lives scenario - input'!$F142=\"\"),\"\",Q157/'Lives scenario - input'!$F142),\"\")","v":""},{"$f":"IFERROR(IF(OR(R157=\"\",'Lives scenario - input'!$F142=\"\"),\"\",R157/'Lives scenario - input'!$F142),\"\")","v":""},{"$f":"IFERROR(IF(OR(S157=\"\",'Lives scenario - input'!$F142=\"\"),\"\",S157/'Lives scenario - input'!$F142),\"\")","v":""},{"$f":"IFERROR(IF(OR(T157=\"\",'Lives scenario - input'!$F142=\"\"),\"\",T157/'Lives scenario - input'!$F142),\"\")","v":""},{"$f":"IFERROR(IF(OR(U157=\"\",'Lives scenario - input'!$F142=\"\"),\"\",U157/'Lives scenario - input'!$F142),\"\")","v":""},{"$f":"IFERROR(IF(OR(V157=\"\",'Lives scenario - input'!$F142=\"\"),\"\",V157/'Lives scenario - input'!$F142),\"\")","v":""},{"$f":"IFERROR(IF(OR(W157=\"\",'Lives scenario - input'!$F142=\"\"),\"\",W157/'Lives scenario - input'!$F142),\"\")","v":""}]
[{"$f":"IFERROR('Lives scenario - input'!A143,\"\")","v":""},{"$f":"IFERROR('Lives scenario - input'!B143,\"\")","v":""},{"$f":"IFERROR('Lives scenario - input'!C143,\"\")","v":""},{"$f":"IFERROR(repcalc('Lives scenario - input'!$CX143:$GJ143,'Lives scenario - input'!$I143,'Lives scenario - input'!$G143,'Lives scenario - input'!$H143,20,TRUE,TRUE),\"\")","v":""},"","","","","","","","","","","","","","","","","","","",{"$f":"IFERROR(IF(OR(D158=\"\",'Lives scenario - input'!$F143=\"\"),\"\",D158/'Lives scenario - input'!$F143),\"\")","v":""},{"$f":"IFERROR(IF(OR(E158=\"\",'Lives scenario - input'!$F143=\"\"),\"\",E158/'Lives scenario - input'!$F143),\"\")","v":""},{"$f":"IFERROR(IF(OR(F158=\"\",'Lives scenario - input'!$F143=\"\"),\"\",F158/'Lives scenario - input'!$F143),\"\")","v":""},{"$f":"IFERROR(IF(OR(G158=\"\",'Lives scenario - input'!$F143=\"\"),\"\",G158/'Lives scenario - input'!$F143),\"\")","v":""},{"$f":"IFERROR(IF(OR(H158=\"\",'Lives scenario - input'!$F143=\"\"),\"\",H158/'Lives scenario - input'!$F143),\"\")","v":""},{"$f":"IFERROR(IF(OR(I158=\"\",'Lives scenario - input'!$F143=\"\"),\"\",I158/'Lives scenario - input'!$F143),\"\")","v":""},{"$f":"IFERROR(IF(OR(J158=\"\",'Lives scenario - input'!$F143=\"\"),\"\",J158/'Lives scenario - input'!$F143),\"\")","v":""},{"$f":"IFERROR(IF(OR(K158=\"\",'Lives scenario - input'!$F143=\"\"),\"\",K158/'Lives scenario - input'!$F143),\"\")","v":""},{"$f":"IFERROR(IF(OR(L158=\"\",'Lives scenario - input'!$F143=\"\"),\"\",L158/'Lives scenario - input'!$F143),\"\")","v":""},{"$f":"IFERROR(IF(OR(M158=\"\",'Lives scenario - input'!$F143=\"\"),\"\",M158/'Lives scenario - input'!$F143),\"\")","v":""},{"$f":"IFERROR(IF(OR(N158=\"\",'Lives scenario - input'!$F143=\"\"),\"\",N158/'Lives scenario - input'!$F143),\"\")","v":""},{"$f":"IFERROR(IF(OR(O158=\"\",'Lives scenario - input'!$F143=\"\"),\"\",O158/'Lives scenario - input'!$F143),\"\")","v":""},{"$f":"IFERROR(IF(OR(P158=\"\",'Lives scenario - input'!$F143=\"\"),\"\",P158/'Lives scenario - input'!$F143),\"\")","v":""},{"$f":"IFERROR(IF(OR(Q158=\"\",'Lives scenario - input'!$F143=\"\"),\"\",Q158/'Lives scenario - input'!$F143),\"\")","v":""},{"$f":"IFERROR(IF(OR(R158=\"\",'Lives scenario - input'!$F143=\"\"),\"\",R158/'Lives scenario - input'!$F143),\"\")","v":""},{"$f":"IFERROR(IF(OR(S158=\"\",'Lives scenario - input'!$F143=\"\"),\"\",S158/'Lives scenario - input'!$F143),\"\")","v":""},{"$f":"IFERROR(IF(OR(T158=\"\",'Lives scenario - input'!$F143=\"\"),\"\",T158/'Lives scenario - input'!$F143),\"\")","v":""},{"$f":"IFERROR(IF(OR(U158=\"\",'Lives scenario - input'!$F143=\"\"),\"\",U158/'Lives scenario - input'!$F143),\"\")","v":""},{"$f":"IFERROR(IF(OR(V158=\"\",'Lives scenario - input'!$F143=\"\"),\"\",V158/'Lives scenario - input'!$F143),\"\")","v":""},{"$f":"IFERROR(IF(OR(W158=\"\",'Lives scenario - input'!$F143=\"\"),\"\",W158/'Lives scenario - input'!$F143),\"\")","v":""}]
[{"$f":"IFERROR('Lives scenario - input'!A144,\"\")","v":""},{"$f":"IFERROR('Lives scenario - input'!B144,\"\")","v":""},{"$f":"IFERROR('Lives scenario - input'!C144,\"\")","v":""},{"$f":"IFERROR(repcalc('Lives scenario - input'!$CX144:$GJ144,'Lives scenario - input'!$I144,'Lives scenario - input'!$G144,'Lives scenario - input'!$H144,20,TRUE,TRUE),\"\")","v":""},"","","","","","","","","","","","","","","","","","","",{"$f":"IFERROR(IF(OR(D159=\"\",'Lives scenario - input'!$F144=\"\"),\"\",D159/'Lives scenario - input'!$F144),\"\")","v":""},{"$f":"IFERROR(IF(OR(E159=\"\",'Lives scenario - input'!$F144=\"\"),\"\",E159/'Lives scenario - input'!$F144),\"\")","v":""},{"$f":"IFERROR(IF(OR(F159=\"\",'Lives scenario - input'!$F144=\"\"),\"\",F159/'Lives scenario - input'!$F144),\"\")","v":""},{"$f":"IFERROR(IF(OR(G159=\"\",'Lives scenario - input'!$F144=\"\"),\"\",G159/'Lives scenario - input'!$F144),\"\")","v":""},{"$f":"IFERROR(IF(OR(H159=\"\",'Lives scenario - input'!$F144=\"\"),\"\",H159/'Lives scenario - input'!$F144),\"\")","v":""},{"$f":"IFERROR(IF(OR(I159=\"\",'Lives scenario - input'!$F144=\"\"),\"\",I159/'Lives scenario - input'!$F144),\"\")","v":""},{"$f":"IFERROR(IF(OR(J159=\"\",'Lives scenario - input'!$F144=\"\"),\"\",J159/'Lives scenario - input'!$F144),\"\")","v":""},{"$f":"IFERROR(IF(OR(K159=\"\",'Lives scenario - input'!$F144=\"\"),\"\",K159/'Lives scenario - input'!$F144),\"\")","v":""},{"$f":"IFERROR(IF(OR(L159=\"\",'Lives scenario - input'!$F144=\"\"),\"\",L159/'Lives scenario - input'!$F144),\"\")","v":""},{"$f":"IFERROR(IF(OR(M159=\"\",'Lives scenario - input'!$F144=\"\"),\"\",M159/'Lives scenario - input'!$F144),\"\")","v":""},{"$f":"IFERROR(IF(OR(N159=\"\",'Lives scenario - input'!$F144=\"\"),\"\",N159/'Lives scenario - input'!$F144),\"\")","v":""},{"$f":"IFERROR(IF(OR(O159=\"\",'Lives scenario - input'!$F144=\"\"),\"\",O159/'Lives scenario - input'!$F144),\"\")","v":""},{"$f":"IFERROR(IF(OR(P159=\"\",'Lives scenario - input'!$F144=\"\"),\"\",P159/'Lives scenario - input'!$F144),\"\")","v":""},{"$f":"IFERROR(IF(OR(Q159=\"\",'Lives scenario - input'!$F144=\"\"),\"\",Q159/'Lives scenario - input'!$F144),\"\")","v":""},{"$f":"IFERROR(IF(OR(R159=\"\",'Lives scenario - input'!$F144=\"\"),\"\",R159/'Lives scenario - input'!$F144),\"\")","v":""},{"$f":"IFERROR(IF(OR(S159=\"\",'Lives scenario - input'!$F144=\"\"),\"\",S159/'Lives scenario - input'!$F144),\"\")","v":""},{"$f":"IFERROR(IF(OR(T159=\"\",'Lives scenario - input'!$F144=\"\"),\"\",T159/'Lives scenario - input'!$F144),\"\")","v":""},{"$f":"IFERROR(IF(OR(U159=\"\",'Lives scenario - input'!$F144=\"\"),\"\",U159/'Lives scenario - input'!$F144),\"\")","v":""},{"$f":"IFERROR(IF(OR(V159=\"\",'Lives scenario - input'!$F144=\"\"),\"\",V159/'Lives scenario - input'!$F144),\"\")","v":""},{"$f":"IFERROR(IF(OR(W159=\"\",'Lives scenario - input'!$F144=\"\"),\"\",W159/'Lives scenario - input'!$F144),\"\")","v":""}]
[{"$f":"IFERROR('Lives scenario - input'!A145,\"\")","v":""},{"$f":"IFERROR('Lives scenario - input'!B145,\"\")","v":""},{"$f":"IFERROR('Lives scenario - input'!C145,\"\")","v":""},{"$f":"IFERROR(repcalc('Lives scenario - input'!$CX145:$GJ145,'Lives scenario - input'!$I145,'Lives scenario - input'!$G145,'Lives scenario - input'!$H145,20,TRUE,TRUE),\"\")","v":""},"","","","","","","","","","","","","","","","","","","",{"$f":"IFERROR(IF(OR(D160=\"\",'Lives scenario - input'!$F145=\"\"),\"\",D160/'Lives scenario - input'!$F145),\"\")","v":""},{"$f":"IFERROR(IF(OR(E160=\"\",'Lives scenario - input'!$F145=\"\"),\"\",E160/'Lives scenario - input'!$F145),\"\")","v":""},{"$f":"IFERROR(IF(OR(F160=\"\",'Lives scenario - input'!$F145=\"\"),\"\",F160/'Lives scenario - input'!$F145),\"\")","v":""},{"$f":"IFERROR(IF(OR(G160=\"\",'Lives scenario - input'!$F145=\"\"),\"\",G160/'Lives scenario - input'!$F145),\"\")","v":""},{"$f":"IFERROR(IF(OR(H160=\"\",'Lives scenario - input'!$F145=\"\"),\"\",H160/'Lives scenario - input'!$F145),\"\")","v":""},{"$f":"IFERROR(IF(OR(I160=\"\",'Lives scenario - input'!$F145=\"\"),\"\",I160/'Lives scenario - input'!$F145),\"\")","v":""},{"$f":"IFERROR(IF(OR(J160=\"\",'Lives scenario - input'!$F145=\"\"),\"\",J160/'Lives scenario - input'!$F145),\"\")","v":""},{"$f":"IFERROR(IF(OR(K160=\"\",'Lives scenario - input'!$F145=\"\"),\"\",K160/'Lives scenario - input'!$F145),\"\")","v":""},{"$f":"IFERROR(IF(OR(L160=\"\",'Lives scenario - input'!$F145=\"\"),\"\",L160/'Lives scenario - input'!$F145),\"\")","v":""},{"$f":"IFERROR(IF(OR(M160=\"\",'Lives scenario - input'!$F145=\"\"),\"\",M160/'Lives scenario - input'!$F145),\"\")","v":""},{"$f":"IFERROR(IF(OR(N160=\"\",'Lives scenario - input'!$F145=\"\"),\"\",N160/'Lives scenario - input'!$F145),\"\")","v":""},{"$f":"IFERROR(IF(OR(O160=\"\",'Lives scenario - input'!$F145=\"\"),\"\",O160/'Lives scenario - input'!$F145),\"\")","v":""},{"$f":"IFERROR(IF(OR(P160=\"\",'Lives scenario - input'!$F145=\"\"),\"\",P160/'Lives scenario - input'!$F145),\"\")","v":""},{"$f":"IFERROR(IF(OR(Q160=\"\",'Lives scenario - input'!$F145=\"\"),\"\",Q160/'Lives scenario - input'!$F145),\"\")","v":""},{"$f":"IFERROR(IF(OR(R160=\"\",'Lives scenario - input'!$F145=\"\"),\"\",R160/'Lives scenario - input'!$F145),\"\")","v":""},{"$f":"IFERROR(IF(OR(S160=\"\",'Lives scenario - input'!$F145=\"\"),\"\",S160/'Lives scenario - input'!$F145),\"\")","v":""},{"$f":"IFERROR(IF(OR(T160=\"\",'Lives scenario - input'!$F145=\"\"),\"\",T160/'Lives scenario - input'!$F145),\"\")","v":""},{"$f":"IFERROR(IF(OR(U160=\"\",'Lives scenario - input'!$F145=\"\"),\"\",U160/'Lives scenario - input'!$F145),\"\")","v":""},{"$f":"IFERROR(IF(OR(V160=\"\",'Lives scenario - input'!$F145=\"\"),\"\",V160/'Lives scenario - input'!$F145),\"\")","v":""},{"$f":"IFERROR(IF(OR(W160=\"\",'Lives scenario - input'!$F145=\"\"),\"\",W160/'Lives scenario - input'!$F145),\"\")","v":""}]
[{"$f":"IFERROR('Lives scenario - input'!A146,\"\")","v":""},{"$f":"IFERROR('Lives scenario - input'!B146,\"\")","v":""},{"$f":"IFERROR('Lives scenario - input'!C146,\"\")","v":""},{"$f":"IFERROR(repcalc('Lives scenario - input'!$CX146:$GJ146,'Lives scenario - input'!$I146,'Lives scenario - input'!$G146,'Lives scenario - input'!$H146,20,TRUE,TRUE),\"\")","v":""},"","","","","","","","","","","","","","","","","","","",{"$f":"IFERROR(IF(OR(D161=\"\",'Lives scenario - input'!$F146=\"\"),\"\",D161/'Lives scenario - input'!$F146),\"\")","v":""},{"$f":"IFERROR(IF(OR(E161=\"\",'Lives scenario - input'!$F146=\"\"),\"\",E161/'Lives scenario - input'!$F146),\"\")","v":""},{"$f":"IFERROR(IF(OR(F161=\"\",'Lives scenario - input'!$F146=\"\"),\"\",F161/'Lives scenario - input'!$F146),\"\")","v":""},{"$f":"IFERROR(IF(OR(G161=\"\",'Lives scenario - input'!$F146=\"\"),\"\",G161/'Lives scenario - input'!$F146),\"\")","v":""},{"$f":"IFERROR(IF(OR(H161=\"\",'Lives scenario - input'!$F146=\"\"),\"\",H161/'Lives scenario - input'!$F146),\"\")","v":""},{"$f":"IFERROR(IF(OR(I161=\"\",'Lives scenario - input'!$F146=\"\"),\"\",I161/'Lives scenario - input'!$F146),\"\")","v":""},{"$f":"IFERROR(IF(OR(J161=\"\",'Lives scenario - input'!$F146=\"\"),\"\",J161/'Lives scenario - input'!$F146),\"\")","v":""},{"$f":"IFERROR(IF(OR(K161=\"\",'Lives scenario - input'!$F146=\"\"),\"\",K161/'Lives scenario - input'!$F146),\"\")","v":""},{"$f":"IFERROR(IF(OR(L161=\"\",'Lives scenario - input'!$F146=\"\"),\"\",L161/'Lives scenario - input'!$F146),\"\")","v":""},{"$f":"IFERROR(IF(OR(M161=\"\",'Lives scenario - input'!$F146=\"\"),\"\",M161/'Lives scenario - input'!$F146),\"\")","v":""},{"$f":"IFERROR(IF(OR(N161=\"\",'Lives scenario - input'!$F146=\"\"),\"\",N161/'Lives scenario - input'!$F146),\"\")","v":""},{"$f":"IFERROR(IF(OR(O161=\"\",'Lives scenario - input'!$F146=\"\"),\"\",O161/'Lives scenario - input'!$F146),\"\")","v":""},{"$f":"IFERROR(IF(OR(P161=\"\",'Lives scenario - input'!$F146=\"\"),\"\",P161/'Lives scenario - input'!$F146),\"\")","v":""},{"$f":"IFERROR(IF(OR(Q161=\"\",'Lives scenario - input'!$F146=\"\"),\"\",Q161/'Lives scenario - input'!$F146),\"\")","v":""},{"$f":"IFERROR(IF(OR(R161=\"\",'Lives scenario - input'!$F146=\"\"),\"\",R161/'Lives scenario - input'!$F146),\"\")","v":""},{"$f":"IFERROR(IF(OR(S161=\"\",'Lives scenario - input'!$F146=\"\"),\"\",S161/'Lives scenario - input'!$F146),\"\")","v":""},{"$f":"IFERROR(IF(OR(T161=\"\",'Lives scenario - input'!$F146=\"\"),\"\",T161/'Lives scenario - input'!$F146),\"\")","v":""},{"$f":"IFERROR(IF(OR(U161=\"\",'Lives scenario - input'!$F146=\"\"),\"\",U161/'Lives scenario - input'!$F146),\"\")","v":""},{"$f":"IFERROR(IF(OR(V161=\"\",'Lives scenario - input'!$F146=\"\"),\"\",V161/'Lives scenario - input'!$F146),\"\")","v":""},{"$f":"IFERROR(IF(OR(W161=\"\",'Lives scenario - input'!$F146=\"\"),\"\",W161/'Lives scenario - input'!$F146),\"\")","v":""}]
[{"$f":"IFERROR('Lives scenario - input'!A147,\"\")","v":""},{"$f":"IFERROR('Lives scenario - input'!B147,\"\")","v":""},{"$f":"IFERROR('Lives scenario - input'!C147,\"\")","v":""},{"$f":"IFERROR(repcalc('Lives scenario - input'!$CX147:$GJ147,'Lives scenario - input'!$I147,'Lives scenario - input'!$G147,'Lives scenario - input'!$H147,20,TRUE,TRUE),\"\")","v":""},"","","","","","","","","","","","","","","","","","","",{"$f":"IFERROR(IF(OR(D162=\"\",'Lives scenario - input'!$F147=\"\"),\"\",D162/'Lives scenario - input'!$F147),\"\")","v":""},{"$f":"IFERROR(IF(OR(E162=\"\",'Lives scenario - input'!$F147=\"\"),\"\",E162/'Lives scenario - input'!$F147),\"\")","v":""},{"$f":"IFERROR(IF(OR(F162=\"\",'Lives scenario - input'!$F147=\"\"),\"\",F162/'Lives scenario - input'!$F147),\"\")","v":""},{"$f":"IFERROR(IF(OR(G162=\"\",'Lives scenario - input'!$F147=\"\"),\"\",G162/'Lives scenario - input'!$F147),\"\")","v":""},{"$f":"IFERROR(IF(OR(H162=\"\",'Lives scenario - input'!$F147=\"\"),\"\",H162/'Lives scenario - input'!$F147),\"\")","v":""},{"$f":"IFERROR(IF(OR(I162=\"\",'Lives scenario - input'!$F147=\"\"),\"\",I162/'Lives scenario - input'!$F147),\"\")","v":""},{"$f":"IFERROR(IF(OR(J162=\"\",'Lives scenario - input'!$F147=\"\"),\"\",J162/'Lives scenario - input'!$F147),\"\")","v":""},{"$f":"IFERROR(IF(OR(K162=\"\",'Lives scenario - input'!$F147=\"\"),\"\",K162/'Lives scenario - input'!$F147),\"\")","v":""},{"$f":"IFERROR(IF(OR(L162=\"\",'Lives scenario - input'!$F147=\"\"),\"\",L162/'Lives scenario - input'!$F147),\"\")","v":""},{"$f":"IFERROR(IF(OR(M162=\"\",'Lives scenario - input'!$F147=\"\"),\"\",M162/'Lives scenario - input'!$F147),\"\")","v":""},{"$f":"IFERROR(IF(OR(N162=\"\",'Lives scenario - input'!$F147=\"\"),\"\",N162/'Lives scenario - input'!$F147),\"\")","v":""},{"$f":"IFERROR(IF(OR(O162=\"\",'Lives scenario - input'!$F147=\"\"),\"\",O162/'Lives scenario - input'!$F147),\"\")","v":""},{"$f":"IFERROR(IF(OR(P162=\"\",'Lives scenario - input'!$F147=\"\"),\"\",P162/'Lives scenario - input'!$F147),\"\")","v":""},{"$f":"IFERROR(IF(OR(Q162=\"\",'Lives scenario - input'!$F147=\"\"),\"\",Q162/'Lives scenario - input'!$F147),\"\")","v":""},{"$f":"IFERROR(IF(OR(R162=\"\",'Lives scenario - input'!$F147=\"\"),\"\",R162/'Lives scenario - input'!$F147),\"\")","v":""},{"$f":"IFERROR(IF(OR(S162=\"\",'Lives scenario - input'!$F147=\"\"),\"\",S162/'Lives scenario - input'!$F147),\"\")","v":""},{"$f":"IFERROR(IF(OR(T162=\"\",'Lives scenario - input'!$F147=\"\"),\"\",T162/'Lives scenario - input'!$F147),\"\")","v":""},{"$f":"IFERROR(IF(OR(U162=\"\",'Lives scenario - input'!$F147=\"\"),\"\",U162/'Lives scenario - input'!$F147),\"\")","v":""},{"$f":"IFERROR(IF(OR(V162=\"\",'Lives scenario - input'!$F147=\"\"),\"\",V162/'Lives scenario - input'!$F147),\"\")","v":""},{"$f":"IFERROR(IF(OR(W162=\"\",'Lives scenario - input'!$F147=\"\"),\"\",W162/'Lives scenario - input'!$F147),\"\")","v":""}]
[{"$f":"IFERROR('Lives scenario - input'!A148,\"\")","v":""},{"$f":"IFERROR('Lives scenario - input'!B148,\"\")","v":""},{"$f":"IFERROR('Lives scenario - input'!C148,\"\")","v":""},{"$f":"IFERROR(repcalc('Lives scenario - input'!$CX148:$GJ148,'Lives scenario - input'!$I148,'Lives scenario - input'!$G148,'Lives scenario - input'!$H148,20,TRUE,TRUE),\"\")","v":""},"","","","","","","","","","","","","","","","","","","",{"$f":"IFERROR(IF(OR(D163=\"\",'Lives scenario - input'!$F148=\"\"),\"\",D163/'Lives scenario - input'!$F148),\"\")","v":""},{"$f":"IFERROR(IF(OR(E163=\"\",'Lives scenario - input'!$F148=\"\"),\"\",E163/'Lives scenario - input'!$F148),\"\")","v":""},{"$f":"IFERROR(IF(OR(F163=\"\",'Lives scenario - input'!$F148=\"\"),\"\",F163/'Lives scenario - input'!$F148),\"\")","v":""},{"$f":"IFERROR(IF(OR(G163=\"\",'Lives scenario - input'!$F148=\"\"),\"\",G163/'Lives scenario - input'!$F148),\"\")","v":""},{"$f":"IFERROR(IF(OR(H163=\"\",'Lives scenario - input'!$F148=\"\"),\"\",H163/'Lives scenario - input'!$F148),\"\")","v":""},{"$f":"IFERROR(IF(OR(I163=\"\",'Lives scenario - input'!$F148=\"\"),\"\",I163/'Lives scenario - input'!$F148),\"\")","v":""},{"$f":"IFERROR(IF(OR(J163=\"\",'Lives scenario - input'!$F148=\"\"),\"\",J163/'Lives scenario - input'!$F148),\"\")","v":""},{"$f":"IFERROR(IF(OR(K163=\"\",'Lives scenario - input'!$F148=\"\"),\"\",K163/'Lives scenario - input'!$F148),\"\")","v":""},{"$f":"IFERROR(IF(OR(L163=\"\",'Lives scenario - input'!$F148=\"\"),\"\",L163/'Lives scenario - input'!$F148),\"\")","v":""},{"$f":"IFERROR(IF(OR(M163=\"\",'Lives scenario - input'!$F148=\"\"),\"\",M163/'Lives scenario - input'!$F148),\"\")","v":""},{"$f":"IFERROR(IF(OR(N163=\"\",'Lives scenario - input'!$F148=\"\"),\"\",N163/'Lives scenario - input'!$F148),\"\")","v":""},{"$f":"IFERROR(IF(OR(O163=\"\",'Lives scenario - input'!$F148=\"\"),\"\",O163/'Lives scenario - input'!$F148),\"\")","v":""},{"$f":"IFERROR(IF(OR(P163=\"\",'Lives scenario - input'!$F148=\"\"),\"\",P163/'Lives scenario - input'!$F148),\"\")","v":""},{"$f":"IFERROR(IF(OR(Q163=\"\",'Lives scenario - input'!$F148=\"\"),\"\",Q163/'Lives scenario - input'!$F148),\"\")","v":""},{"$f":"IFERROR(IF(OR(R163=\"\",'Lives scenario - input'!$F148=\"\"),\"\",R163/'Lives scenario - input'!$F148),\"\")","v":""},{"$f":"IFERROR(IF(OR(S163=\"\",'Lives scenario - input'!$F148=\"\"),\"\",S163/'Lives scenario - input'!$F148),\"\")","v":""},{"$f":"IFERROR(IF(OR(T163=\"\",'Lives scenario - input'!$F148=\"\"),\"\",T163/'Lives scenario - input'!$F148),\"\")","v":""},{"$f":"IFERROR(IF(OR(U163=\"\",'Lives scenario - input'!$F148=\"\"),\"\",U163/'Lives scenario - input'!$F148),\"\")","v":""},{"$f":"IFERROR(IF(OR(V163=\"\",'Lives scenario - input'!$F148=\"\"),\"\",V163/'Lives scenario - input'!$F148),\"\")","v":""},{"$f":"IFERROR(IF(OR(W163=\"\",'Lives scenario - input'!$F148=\"\"),\"\",W163/'Lives scenario - input'!$F148),\"\")","v":""}]
[{"$f":"IFERROR('Lives scenario - input'!A149,\"\")","v":""},{"$f":"IFERROR('Lives scenario - input'!B149,\"\")","v":""},{"$f":"IFERROR('Lives scenario - input'!C149,\"\")","v":""},{"$f":"IFERROR(repcalc('Lives scenario - input'!$CX149:$GJ149,'Lives scenario - input'!$I149,'Lives scenario - input'!$G149,'Lives scenario - input'!$H149,20,TRUE,TRUE),\"\")","v":""},"","","","","","","","","","","","","","","","","","","",{"$f":"IFERROR(IF(OR(D164=\"\",'Lives scenario - input'!$F149=\"\"),\"\",D164/'Lives scenario - input'!$F149),\"\")","v":""},{"$f":"IFERROR(IF(OR(E164=\"\",'Lives scenario - input'!$F149=\"\"),\"\",E164/'Lives scenario - input'!$F149),\"\")","v":""},{"$f":"IFERROR(IF(OR(F164=\"\",'Lives scenario - input'!$F149=\"\"),\"\",F164/'Lives scenario - input'!$F149),\"\")","v":""},{"$f":"IFERROR(IF(OR(G164=\"\",'Lives scenario - input'!$F149=\"\"),\"\",G164/'Lives scenario - input'!$F149),\"\")","v":""},{"$f":"IFERROR(IF(OR(H164=\"\",'Lives scenario - input'!$F149=\"\"),\"\",H164/'Lives scenario - input'!$F149),\"\")","v":""},{"$f":"IFERROR(IF(OR(I164=\"\",'Lives scenario - input'!$F149=\"\"),\"\",I164/'Lives scenario - input'!$F149),\"\")","v":""},{"$f":"IFERROR(IF(OR(J164=\"\",'Lives scenario - input'!$F149=\"\"),\"\",J164/'Lives scenario - input'!$F149),\"\")","v":""},{"$f":"IFERROR(IF(OR(K164=\"\",'Lives scenario - input'!$F149=\"\"),\"\",K164/'Lives scenario - input'!$F149),\"\")","v":""},{"$f":"IFERROR(IF(OR(L164=\"\",'Lives scenario - input'!$F149=\"\"),\"\",L164/'Lives scenario - input'!$F149),\"\")","v":""},{"$f":"IFERROR(IF(OR(M164=\"\",'Lives scenario - input'!$F149=\"\"),\"\",M164/'Lives scenario - input'!$F149),\"\")","v":""},{"$f":"IFERROR(IF(OR(N164=\"\",'Lives scenario - input'!$F149=\"\"),\"\",N164/'Lives scenario - input'!$F149),\"\")","v":""},{"$f":"IFERROR(IF(OR(O164=\"\",'Lives scenario - input'!$F149=\"\"),\"\",O164/'Lives scenario - input'!$F149),\"\")","v":""},{"$f":"IFERROR(IF(OR(P164=\"\",'Lives scenario - input'!$F149=\"\"),\"\",P164/'Lives scenario - input'!$F149),\"\")","v":""},{"$f":"IFERROR(IF(OR(Q164=\"\",'Lives scenario - input'!$F149=\"\"),\"\",Q164/'Lives scenario - input'!$F149),\"\")","v":""},{"$f":"IFERROR(IF(OR(R164=\"\",'Lives scenario - input'!$F149=\"\"),\"\",R164/'Lives scenario - input'!$F149),\"\")","v":""},{"$f":"IFERROR(IF(OR(S164=\"\",'Lives scenario - input'!$F149=\"\"),\"\",S164/'Lives scenario - input'!$F149),\"\")","v":""},{"$f":"IFERROR(IF(OR(T164=\"\",'Lives scenario - input'!$F149=\"\"),\"\",T164/'Lives scenario - input'!$F149),\"\")","v":""},{"$f":"IFERROR(IF(OR(U164=\"\",'Lives scenario - input'!$F149=\"\"),\"\",U164/'Lives scenario - input'!$F149),\"\")","v":""},{"$f":"IFERROR(IF(OR(V164=\"\",'Lives scenario - input'!$F149=\"\"),\"\",V164/'Lives scenario - input'!$F149),\"\")","v":""},{"$f":"IFERROR(IF(OR(W164=\"\",'Lives scenario - input'!$F149=\"\"),\"\",W164/'Lives scenario - input'!$F149),\"\")","v":""}]
[{"$f":"IFERROR('Lives scenario - input'!A150,\"\")","v":""},{"$f":"IFERROR('Lives scenario - input'!B150,\"\")","v":""},{"$f":"IFERROR('Lives scenario - input'!C150,\"\")","v":""},{"$f":"IFERROR(repcalc('Lives scenario - input'!$CX150:$GJ150,'Lives scenario - input'!$I150,'Lives scenario - input'!$G150,'Lives scenario - input'!$H150,20,TRUE,TRUE),\"\")","v":""},"","","","","","","","","","","","","","","","","","","",{"$f":"IFERROR(IF(OR(D165=\"\",'Lives scenario - input'!$F150=\"\"),\"\",D165/'Lives scenario - input'!$F150),\"\")","v":""},{"$f":"IFERROR(IF(OR(E165=\"\",'Lives scenario - input'!$F150=\"\"),\"\",E165/'Lives scenario - input'!$F150),\"\")","v":""},{"$f":"IFERROR(IF(OR(F165=\"\",'Lives scenario - input'!$F150=\"\"),\"\",F165/'Lives scenario - input'!$F150),\"\")","v":""},{"$f":"IFERROR(IF(OR(G165=\"\",'Lives scenario - input'!$F150=\"\"),\"\",G165/'Lives scenario - input'!$F150),\"\")","v":""},{"$f":"IFERROR(IF(OR(H165=\"\",'Lives scenario - input'!$F150=\"\"),\"\",H165/'Lives scenario - input'!$F150),\"\")","v":""},{"$f":"IFERROR(IF(OR(I165=\"\",'Lives scenario - input'!$F150=\"\"),\"\",I165/'Lives scenario - input'!$F150),\"\")","v":""},{"$f":"IFERROR(IF(OR(J165=\"\",'Lives scenario - input'!$F150=\"\"),\"\",J165/'Lives scenario - input'!$F150),\"\")","v":""},{"$f":"IFERROR(IF(OR(K165=\"\",'Lives scenario - input'!$F150=\"\"),\"\",K165/'Lives scenario - input'!$F150),\"\")","v":""},{"$f":"IFERROR(IF(OR(L165=\"\",'Lives scenario - input'!$F150=\"\"),\"\",L165/'Lives scenario - input'!$F150),\"\")","v":""},{"$f":"IFERROR(IF(OR(M165=\"\",'Lives scenario - input'!$F150=\"\"),\"\",M165/'Lives scenario - input'!$F150),\"\")","v":""},{"$f":"IFERROR(IF(OR(N165=\"\",'Lives scenario - input'!$F150=\"\"),\"\",N165/'Lives scenario - input'!$F150),\"\")","v":""},{"$f":"IFERROR(IF(OR(O165=\"\",'Lives scenario - input'!$F150=\"\"),\"\",O165/'Lives scenario - input'!$F150),\"\")","v":""},{"$f":"IFERROR(IF(OR(P165=\"\",'Lives scenario - input'!$F150=\"\"),\"\",P165/'Lives scenario - input'!$F150),\"\")","v":""},{"$f":"IFERROR(IF(OR(Q165=\"\",'Lives scenario - input'!$F150=\"\"),\"\",Q165/'Lives scenario - input'!$F150),\"\")","v":""},{"$f":"IFERROR(IF(OR(R165=\"\",'Lives scenario - input'!$F150=\"\"),\"\",R165/'Lives scenario - input'!$F150),\"\")","v":""},{"$f":"IFERROR(IF(OR(S165=\"\",'Lives scenario - input'!$F150=\"\"),\"\",S165/'Lives scenario - input'!$F150),\"\")","v":""},{"$f":"IFERROR(IF(OR(T165=\"\",'Lives scenario - input'!$F150=\"\"),\"\",T165/'Lives scenario - input'!$F150),\"\")","v":""},{"$f":"IFERROR(IF(OR(U165=\"\",'Lives scenario - input'!$F150=\"\"),\"\",U165/'Lives scenario - input'!$F150),\"\")","v":""},{"$f":"IFERROR(IF(OR(V165=\"\",'Lives scenario - input'!$F150=\"\"),\"\",V165/'Lives scenario - input'!$F150),\"\")","v":""},{"$f":"IFERROR(IF(OR(W165=\"\",'Lives scenario - input'!$F150=\"\"),\"\",W165/'Lives scenario - input'!$F150),\"\")","v":""}]
[{"$f":"IFERROR('Lives scenario - input'!A151,\"\")","v":""},{"$f":"IFERROR('Lives scenario - input'!B151,\"\")","v":""},{"$f":"IFERROR('Lives scenario - input'!C151,\"\")","v":""},{"$f":"IFERROR(repcalc('Lives scenario - input'!$CX151:$GJ151,'Lives scenario - input'!$I151,'Lives scenario - input'!$G151,'Lives scenario - input'!$H151,20,TRUE,TRUE),\"\")","v":""},"","","","","","","","","","","","","","","","","","","",{"$f":"IFERROR(IF(OR(D166=\"\",'Lives scenario - input'!$F151=\"\"),\"\",D166/'Lives scenario - input'!$F151),\"\")","v":""},{"$f":"IFERROR(IF(OR(E166=\"\",'Lives scenario - input'!$F151=\"\"),\"\",E166/'Lives scenario - input'!$F151),\"\")","v":""},{"$f":"IFERROR(IF(OR(F166=\"\",'Lives scenario - input'!$F151=\"\"),\"\",F166/'Lives scenario - input'!$F151),\"\")","v":""},{"$f":"IFERROR(IF(OR(G166=\"\",'Lives scenario - input'!$F151=\"\"),\"\",G166/'Lives scenario - input'!$F151),\"\")","v":""},{"$f":"IFERROR(IF(OR(H166=\"\",'Lives scenario - input'!$F151=\"\"),\"\",H166/'Lives scenario - input'!$F151),\"\")","v":""},{"$f":"IFERROR(IF(OR(I166=\"\",'Lives scenario - input'!$F151=\"\"),\"\",I166/'Lives scenario - input'!$F151),\"\")","v":""},{"$f":"IFERROR(IF(OR(J166=\"\",'Lives scenario - input'!$F151=\"\"),\"\",J166/'Lives scenario - input'!$F151),\"\")","v":""},{"$f":"IFERROR(IF(OR(K166=\"\",'Lives scenario - input'!$F151=\"\"),\"\",K166/'Lives scenario - input'!$F151),\"\")","v":""},{"$f":"IFERROR(IF(OR(L166=\"\",'Lives scenario - input'!$F151=\"\"),\"\",L166/'Lives scenario - input'!$F151),\"\")","v":""},{"$f":"IFERROR(IF(OR(M166=\"\",'Lives scenario - input'!$F151=\"\"),\"\",M166/'Lives scenario - input'!$F151),\"\")","v":""},{"$f":"IFERROR(IF(OR(N166=\"\",'Lives scenario - input'!$F151=\"\"),\"\",N166/'Lives scenario - input'!$F151),\"\")","v":""},{"$f":"IFERROR(IF(OR(O166=\"\",'Lives scenario - input'!$F151=\"\"),\"\",O166/'Lives scenario - input'!$F151),\"\")","v":""},{"$f":"IFERROR(IF(OR(P166=\"\",'Lives scenario - input'!$F151=\"\"),\"\",P166/'Lives scenario - input'!$F151),\"\")","v":""},{"$f":"IFERROR(IF(OR(Q166=\"\",'Lives scenario - input'!$F151=\"\"),\"\",Q166/'Lives scenario - input'!$F151),\"\")","v":""},{"$f":"IFERROR(IF(OR(R166=\"\",'Lives scenario - input'!$F151=\"\"),\"\",R166/'Lives scenario - input'!$F151),\"\")","v":""},{"$f":"IFERROR(IF(OR(S166=\"\",'Lives scenario - input'!$F151=\"\"),\"\",S166/'Lives scenario - input'!$F151),\"\")","v":""},{"$f":"IFERROR(IF(OR(T166=\"\",'Lives scenario - input'!$F151=\"\"),\"\",T166/'Lives scenario - input'!$F151),\"\")","v":""},{"$f":"IFERROR(IF(OR(U166=\"\",'Lives scenario - input'!$F151=\"\"),\"\",U166/'Lives scenario - input'!$F151),\"\")","v":""},{"$f":"IFERROR(IF(OR(V166=\"\",'Lives scenario - input'!$F151=\"\"),\"\",V166/'Lives scenario - input'!$F151),\"\")","v":""},{"$f":"IFERROR(IF(OR(W166=\"\",'Lives scenario - input'!$F151=\"\"),\"\",W166/'Lives scenario - input'!$F151),\"\")","v":""}]
[{"$f":"IFERROR('Lives scenario - input'!A152,\"\")","v":""},{"$f":"IFERROR('Lives scenario - input'!B152,\"\")","v":""},{"$f":"IFERROR('Lives scenario - input'!C152,\"\")","v":""},{"$f":"IFERROR(repcalc('Lives scenario - input'!$CX152:$GJ152,'Lives scenario - input'!$I152,'Lives scenario - input'!$G152,'Lives scenario - input'!$H152,20,TRUE,TRUE),\"\")","v":""},"","","","","","","","","","","","","","","","","","","",{"$f":"IFERROR(IF(OR(D167=\"\",'Lives scenario - input'!$F152=\"\"),\"\",D167/'Lives scenario - input'!$F152),\"\")","v":""},{"$f":"IFERROR(IF(OR(E167=\"\",'Lives scenario - input'!$F152=\"\"),\"\",E167/'Lives scenario - input'!$F152),\"\")","v":""},{"$f":"IFERROR(IF(OR(F167=\"\",'Lives scenario - input'!$F152=\"\"),\"\",F167/'Lives scenario - input'!$F152),\"\")","v":""},{"$f":"IFERROR(IF(OR(G167=\"\",'Lives scenario - input'!$F152=\"\"),\"\",G167/'Lives scenario - input'!$F152),\"\")","v":""},{"$f":"IFERROR(IF(OR(H167=\"\",'Lives scenario - input'!$F152=\"\"),\"\",H167/'Lives scenario - input'!$F152),\"\")","v":""},{"$f":"IFERROR(IF(OR(I167=\"\",'Lives scenario - input'!$F152=\"\"),\"\",I167/'Lives scenario - input'!$F152),\"\")","v":""},{"$f":"IFERROR(IF(OR(J167=\"\",'Lives scenario - input'!$F152=\"\"),\"\",J167/'Lives scenario - input'!$F152),\"\")","v":""},{"$f":"IFERROR(IF(OR(K167=\"\",'Lives scenario - input'!$F152=\"\"),\"\",K167/'Lives scenario - input'!$F152),\"\")","v":""},{"$f":"IFERROR(IF(OR(L167=\"\",'Lives scenario - input'!$F152=\"\"),\"\",L167/'Lives scenario - input'!$F152),\"\")","v":""},{"$f":"IFERROR(IF(OR(M167=\"\",'Lives scenario - input'!$F152=\"\"),\"\",M167/'Lives scenario - input'!$F152),\"\")","v":""},{"$f":"IFERROR(IF(OR(N167=\"\",'Lives scenario - input'!$F152=\"\"),\"\",N167/'Lives scenario - input'!$F152),\"\")","v":""},{"$f":"IFERROR(IF(OR(O167=\"\",'Lives scenario - input'!$F152=\"\"),\"\",O167/'Lives scenario - input'!$F152),\"\")","v":""},{"$f":"IFERROR(IF(OR(P167=\"\",'Lives scenario - input'!$F152=\"\"),\"\",P167/'Lives scenario - input'!$F152),\"\")","v":""},{"$f":"IFERROR(IF(OR(Q167=\"\",'Lives scenario - input'!$F152=\"\"),\"\",Q167/'Lives scenario - input'!$F152),\"\")","v":""},{"$f":"IFERROR(IF(OR(R167=\"\",'Lives scenario - input'!$F152=\"\"),\"\",R167/'Lives scenario - input'!$F152),\"\")","v":""},{"$f":"IFERROR(IF(OR(S167=\"\",'Lives scenario - input'!$F152=\"\"),\"\",S167/'Lives scenario - input'!$F152),\"\")","v":""},{"$f":"IFERROR(IF(OR(T167=\"\",'Lives scenario - input'!$F152=\"\"),\"\",T167/'Lives scenario - input'!$F152),\"\")","v":""},{"$f":"IFERROR(IF(OR(U167=\"\",'Lives scenario - input'!$F152=\"\"),\"\",U167/'Lives scenario - input'!$F152),\"\")","v":""},{"$f":"IFERROR(IF(OR(V167=\"\",'Lives scenario - input'!$F152=\"\"),\"\",V167/'Lives scenario - input'!$F152),\"\")","v":""},{"$f":"IFERROR(IF(OR(W167=\"\",'Lives scenario - input'!$F152=\"\"),\"\",W167/'Lives scenario - input'!$F152),\"\")","v":""}]
[{"$f":"IFERROR('Lives scenario - input'!A153,\"\")","v":""},{"$f":"IFERROR('Lives scenario - input'!B153,\"\")","v":""},{"$f":"IFERROR('Lives scenario - input'!C153,\"\")","v":""},{"$f":"IFERROR(repcalc('Lives scenario - input'!$CX153:$GJ153,'Lives scenario - input'!$I153,'Lives scenario - input'!$G153,'Lives scenario - input'!$H153,20,TRUE,TRUE),\"\")","v":""},"","","","","","","","","","","","","","","","","","","",{"$f":"IFERROR(IF(OR(D168=\"\",'Lives scenario - input'!$F153=\"\"),\"\",D168/'Lives scenario - input'!$F153),\"\")","v":""},{"$f":"IFERROR(IF(OR(E168=\"\",'Lives scenario - input'!$F153=\"\"),\"\",E168/'Lives scenario - input'!$F153),\"\")","v":""},{"$f":"IFERROR(IF(OR(F168=\"\",'Lives scenario - input'!$F153=\"\"),\"\",F168/'Lives scenario - input'!$F153),\"\")","v":""},{"$f":"IFERROR(IF(OR(G168=\"\",'Lives scenario - input'!$F153=\"\"),\"\",G168/'Lives scenario - input'!$F153),\"\")","v":""},{"$f":"IFERROR(IF(OR(H168=\"\",'Lives scenario - input'!$F153=\"\"),\"\",H168/'Lives scenario - input'!$F153),\"\")","v":""},{"$f":"IFERROR(IF(OR(I168=\"\",'Lives scenario - input'!$F153=\"\"),\"\",I168/'Lives scenario - input'!$F153),\"\")","v":""},{"$f":"IFERROR(IF(OR(J168=\"\",'Lives scenario - input'!$F153=\"\"),\"\",J168/'Lives scenario - input'!$F153),\"\")","v":""},{"$f":"IFERROR(IF(OR(K168=\"\",'Lives scenario - input'!$F153=\"\"),\"\",K168/'Lives scenario - input'!$F153),\"\")","v":""},{"$f":"IFERROR(IF(OR(L168=\"\",'Lives scenario - input'!$F153=\"\"),\"\",L168/'Lives scenario - input'!$F153),\"\")","v":""},{"$f":"IFERROR(IF(OR(M168=\"\",'Lives scenario - input'!$F153=\"\"),\"\",M168/'Lives scenario - input'!$F153),\"\")","v":""},{"$f":"IFERROR(IF(OR(N168=\"\",'Lives scenario - input'!$F153=\"\"),\"\",N168/'Lives scenario - input'!$F153),\"\")","v":""},{"$f":"IFERROR(IF(OR(O168=\"\",'Lives scenario - input'!$F153=\"\"),\"\",O168/'Lives scenario - input'!$F153),\"\")","v":""},{"$f":"IFERROR(IF(OR(P168=\"\",'Lives scenario - input'!$F153=\"\"),\"\",P168/'Lives scenario - input'!$F153),\"\")","v":""},{"$f":"IFERROR(IF(OR(Q168=\"\",'Lives scenario - input'!$F153=\"\"),\"\",Q168/'Lives scenario - input'!$F153),\"\")","v":""},{"$f":"IFERROR(IF(OR(R168=\"\",'Lives scenario - input'!$F153=\"\"),\"\",R168/'Lives scenario - input'!$F153),\"\")","v":""},{"$f":"IFERROR(IF(OR(S168=\"\",'Lives scenario - input'!$F153=\"\"),\"\",S168/'Lives scenario - input'!$F153),\"\")","v":""},{"$f":"IFERROR(IF(OR(T168=\"\",'Lives scenario - input'!$F153=\"\"),\"\",T168/'Lives scenario - input'!$F153),\"\")","v":""},{"$f":"IFERROR(IF(OR(U168=\"\",'Lives scenario - input'!$F153=\"\"),\"\",U168/'Lives scenario - input'!$F153),\"\")","v":""},{"$f":"IFERROR(IF(OR(V168=\"\",'Lives scenario - input'!$F153=\"\"),\"\",V168/'Lives scenario - input'!$F153),\"\")","v":""},{"$f":"IFERROR(IF(OR(W168=\"\",'Lives scenario - input'!$F153=\"\"),\"\",W168/'Lives scenario - input'!$F153),\"\")","v":""}]
[{"$f":"IFERROR('Lives scenario - input'!A154,\"\")","v":""},{"$f":"IFERROR('Lives scenario - input'!B154,\"\")","v":""},{"$f":"IFERROR('Lives scenario - input'!C154,\"\")","v":""},{"$f":"IFERROR(repcalc('Lives scenario - input'!$CX154:$GJ154,'Lives scenario - input'!$I154,'Lives scenario - input'!$G154,'Lives scenario - input'!$H154,20,TRUE,TRUE),\"\")","v":""},"","","","","","","","","","","","","","","","","","","",{"$f":"IFERROR(IF(OR(D169=\"\",'Lives scenario - input'!$F154=\"\"),\"\",D169/'Lives scenario - input'!$F154),\"\")","v":""},{"$f":"IFERROR(IF(OR(E169=\"\",'Lives scenario - input'!$F154=\"\"),\"\",E169/'Lives scenario - input'!$F154),\"\")","v":""},{"$f":"IFERROR(IF(OR(F169=\"\",'Lives scenario - input'!$F154=\"\"),\"\",F169/'Lives scenario - input'!$F154),\"\")","v":""},{"$f":"IFERROR(IF(OR(G169=\"\",'Lives scenario - input'!$F154=\"\"),\"\",G169/'Lives scenario - input'!$F154),\"\")","v":""},{"$f":"IFERROR(IF(OR(H169=\"\",'Lives scenario - input'!$F154=\"\"),\"\",H169/'Lives scenario - input'!$F154),\"\")","v":""},{"$f":"IFERROR(IF(OR(I169=\"\",'Lives scenario - input'!$F154=\"\"),\"\",I169/'Lives scenario - input'!$F154),\"\")","v":""},{"$f":"IFERROR(IF(OR(J169=\"\",'Lives scenario - input'!$F154=\"\"),\"\",J169/'Lives scenario - input'!$F154),\"\")","v":""},{"$f":"IFERROR(IF(OR(K169=\"\",'Lives scenario - input'!$F154=\"\"),\"\",K169/'Lives scenario - input'!$F154),\"\")","v":""},{"$f":"IFERROR(IF(OR(L169=\"\",'Lives scenario - input'!$F154=\"\"),\"\",L169/'Lives scenario - input'!$F154),\"\")","v":""},{"$f":"IFERROR(IF(OR(M169=\"\",'Lives scenario - input'!$F154=\"\"),\"\",M169/'Lives scenario - input'!$F154),\"\")","v":""},{"$f":"IFERROR(IF(OR(N169=\"\",'Lives scenario - input'!$F154=\"\"),\"\",N169/'Lives scenario - input'!$F154),\"\")","v":""},{"$f":"IFERROR(IF(OR(O169=\"\",'Lives scenario - input'!$F154=\"\"),\"\",O169/'Lives scenario - input'!$F154),\"\")","v":""},{"$f":"IFERROR(IF(OR(P169=\"\",'Lives scenario - input'!$F154=\"\"),\"\",P169/'Lives scenario - input'!$F154),\"\")","v":""},{"$f":"IFERROR(IF(OR(Q169=\"\",'Lives scenario - input'!$F154=\"\"),\"\",Q169/'Lives scenario - input'!$F154),\"\")","v":""},{"$f":"IFERROR(IF(OR(R169=\"\",'Lives scenario - input'!$F154=\"\"),\"\",R169/'Lives scenario - input'!$F154),\"\")","v":""},{"$f":"IFERROR(IF(OR(S169=\"\",'Lives scenario - input'!$F154=\"\"),\"\",S169/'Lives scenario - input'!$F154),\"\")","v":""},{"$f":"IFERROR(IF(OR(T169=\"\",'Lives scenario - input'!$F154=\"\"),\"\",T169/'Lives scenario - input'!$F154),\"\")","v":""},{"$f":"IFERROR(IF(OR(U169=\"\",'Lives scenario - input'!$F154=\"\"),\"\",U169/'Lives scenario - input'!$F154),\"\")","v":""},{"$f":"IFERROR(IF(OR(V169=\"\",'Lives scenario - input'!$F154=\"\"),\"\",V169/'Lives scenario - input'!$F154),\"\")","v":""},{"$f":"IFERROR(IF(OR(W169=\"\",'Lives scenario - input'!$F154=\"\"),\"\",W169/'Lives scenario - input'!$F154),\"\")","v":""}]
[{"$f":"IFERROR('Lives scenario - input'!A155,\"\")","v":""},{"$f":"IFERROR('Lives scenario - input'!B155,\"\")","v":""},{"$f":"IFERROR('Lives scenario - input'!C155,\"\")","v":""},{"$f":"IFERROR(repcalc('Lives scenario - input'!$CX155:$GJ155,'Lives scenario - input'!$I155,'Lives scenario - input'!$G155,'Lives scenario - input'!$H155,20,TRUE,TRUE),\"\")","v":""},"","","","","","","","","","","","","","","","","","","",{"$f":"IFERROR(IF(OR(D170=\"\",'Lives scenario - input'!$F155=\"\"),\"\",D170/'Lives scenario - input'!$F155),\"\")","v":""},{"$f":"IFERROR(IF(OR(E170=\"\",'Lives scenario - input'!$F155=\"\"),\"\",E170/'Lives scenario - input'!$F155),\"\")","v":""},{"$f":"IFERROR(IF(OR(F170=\"\",'Lives scenario - input'!$F155=\"\"),\"\",F170/'Lives scenario - input'!$F155),\"\")","v":""},{"$f":"IFERROR(IF(OR(G170=\"\",'Lives scenario - input'!$F155=\"\"),\"\",G170/'Lives scenario - input'!$F155),\"\")","v":""},{"$f":"IFERROR(IF(OR(H170=\"\",'Lives scenario - input'!$F155=\"\"),\"\",H170/'Lives scenario - input'!$F155),\"\")","v":""},{"$f":"IFERROR(IF(OR(I170=\"\",'Lives scenario - input'!$F155=\"\"),\"\",I170/'Lives scenario - input'!$F155),\"\")","v":""},{"$f":"IFERROR(IF(OR(J170=\"\",'Lives scenario - input'!$F155=\"\"),\"\",J170/'Lives scenario - input'!$F155),\"\")","v":""},{"$f":"IFERROR(IF(OR(K170=\"\",'Lives scenario - input'!$F155=\"\"),\"\",K170/'Lives scenario - input'!$F155),\"\")","v":""},{"$f":"IFERROR(IF(OR(L170=\"\",'Lives scenario - input'!$F155=\"\"),\"\",L170/'Lives scenario - input'!$F155),\"\")","v":""},{"$f":"IFERROR(IF(OR(M170=\"\",'Lives scenario - input'!$F155=\"\"),\"\",M170/'Lives scenario - input'!$F155),\"\")","v":""},{"$f":"IFERROR(IF(OR(N170=\"\",'Lives scenario - input'!$F155=\"\"),\"\",N170/'Lives scenario - input'!$F155),\"\")","v":""},{"$f":"IFERROR(IF(OR(O170=\"\",'Lives scenario - input'!$F155=\"\"),\"\",O170/'Lives scenario - input'!$F155),\"\")","v":""},{"$f":"IFERROR(IF(OR(P170=\"\",'Lives scenario - input'!$F155=\"\"),\"\",P170/'Lives scenario - input'!$F155),\"\")","v":""},{"$f":"IFERROR(IF(OR(Q170=\"\",'Lives scenario - input'!$F155=\"\"),\"\",Q170/'Lives scenario - input'!$F155),\"\")","v":""},{"$f":"IFERROR(IF(OR(R170=\"\",'Lives scenario - input'!$F155=\"\"),\"\",R170/'Lives scenario - input'!$F155),\"\")","v":""},{"$f":"IFERROR(IF(OR(S170=\"\",'Lives scenario - input'!$F155=\"\"),\"\",S170/'Lives scenario - input'!$F155),\"\")","v":""},{"$f":"IFERROR(IF(OR(T170=\"\",'Lives scenario - input'!$F155=\"\"),\"\",T170/'Lives scenario - input'!$F155),\"\")","v":""},{"$f":"IFERROR(IF(OR(U170=\"\",'Lives scenario - input'!$F155=\"\"),\"\",U170/'Lives scenario - input'!$F155),\"\")","v":""},{"$f":"IFERROR(IF(OR(V170=\"\",'Lives scenario - input'!$F155=\"\"),\"\",V170/'Lives scenario - input'!$F155),\"\")","v":""},{"$f":"IFERROR(IF(OR(W170=\"\",'Lives scenario - input'!$F155=\"\"),\"\",W170/'Lives scenario - input'!$F155),\"\")","v":""}]
[{"$f":"IFERROR('Lives scenario - input'!A156,\"\")","v":""},{"$f":"IFERROR('Lives scenario - input'!B156,\"\")","v":""},{"$f":"IFERROR('Lives scenario - input'!C156,\"\")","v":""},{"$f":"IFERROR(repcalc('Lives scenario - input'!$CX156:$GJ156,'Lives scenario - input'!$I156,'Lives scenario - input'!$G156,'Lives scenario - input'!$H156,20,TRUE,TRUE),\"\")","v":""},"","","","","","","","","","","","","","","","","","","",{"$f":"IFERROR(IF(OR(D171=\"\",'Lives scenario - input'!$F156=\"\"),\"\",D171/'Lives scenario - input'!$F156),\"\")","v":""},{"$f":"IFERROR(IF(OR(E171=\"\",'Lives scenario - input'!$F156=\"\"),\"\",E171/'Lives scenario - input'!$F156),\"\")","v":""},{"$f":"IFERROR(IF(OR(F171=\"\",'Lives scenario - input'!$F156=\"\"),\"\",F171/'Lives scenario - input'!$F156),\"\")","v":""},{"$f":"IFERROR(IF(OR(G171=\"\",'Lives scenario - input'!$F156=\"\"),\"\",G171/'Lives scenario - input'!$F156),\"\")","v":""},{"$f":"IFERROR(IF(OR(H171=\"\",'Lives scenario - input'!$F156=\"\"),\"\",H171/'Lives scenario - input'!$F156),\"\")","v":""},{"$f":"IFERROR(IF(OR(I171=\"\",'Lives scenario - input'!$F156=\"\"),\"\",I171/'Lives scenario - input'!$F156),\"\")","v":""},{"$f":"IFERROR(IF(OR(J171=\"\",'Lives scenario - input'!$F156=\"\"),\"\",J171/'Lives scenario - input'!$F156),\"\")","v":""},{"$f":"IFERROR(IF(OR(K171=\"\",'Lives scenario - input'!$F156=\"\"),\"\",K171/'Lives scenario - input'!$F156),\"\")","v":""},{"$f":"IFERROR(IF(OR(L171=\"\",'Lives scenario - input'!$F156=\"\"),\"\",L171/'Lives scenario - input'!$F156),\"\")","v":""},{"$f":"IFERROR(IF(OR(M171=\"\",'Lives scenario - input'!$F156=\"\"),\"\",M171/'Lives scenario - input'!$F156),\"\")","v":""},{"$f":"IFERROR(IF(OR(N171=\"\",'Lives scenario - input'!$F156=\"\"),\"\",N171/'Lives scenario - input'!$F156),\"\")","v":""},{"$f":"IFERROR(IF(OR(O171=\"\",'Lives scenario - input'!$F156=\"\"),\"\",O171/'Lives scenario - input'!$F156),\"\")","v":""},{"$f":"IFERROR(IF(OR(P171=\"\",'Lives scenario - input'!$F156=\"\"),\"\",P171/'Lives scenario - input'!$F156),\"\")","v":""},{"$f":"IFERROR(IF(OR(Q171=\"\",'Lives scenario - input'!$F156=\"\"),\"\",Q171/'Lives scenario - input'!$F156),\"\")","v":""},{"$f":"IFERROR(IF(OR(R171=\"\",'Lives scenario - input'!$F156=\"\"),\"\",R171/'Lives scenario - input'!$F156),\"\")","v":""},{"$f":"IFERROR(IF(OR(S171=\"\",'Lives scenario - input'!$F156=\"\"),\"\",S171/'Lives scenario - input'!$F156),\"\")","v":""},{"$f":"IFERROR(IF(OR(T171=\"\",'Lives scenario - input'!$F156=\"\"),\"\",T171/'Lives scenario - input'!$F156),\"\")","v":""},{"$f":"IFERROR(IF(OR(U171=\"\",'Lives scenario - input'!$F156=\"\"),\"\",U171/'Lives scenario - input'!$F156),\"\")","v":""},{"$f":"IFERROR(IF(OR(V171=\"\",'Lives scenario - input'!$F156=\"\"),\"\",V171/'Lives scenario - input'!$F156),\"\")","v":""},{"$f":"IFERROR(IF(OR(W171=\"\",'Lives scenario - input'!$F156=\"\"),\"\",W171/'Lives scenario - input'!$F156),\"\")","v":""}]
[{"$f":"IFERROR('Lives scenario - input'!A157,\"\")","v":""},{"$f":"IFERROR('Lives scenario - input'!B157,\"\")","v":""},{"$f":"IFERROR('Lives scenario - input'!C157,\"\")","v":""},{"$f":"IFERROR(repcalc('Lives scenario - input'!$CX157:$GJ157,'Lives scenario - input'!$I157,'Lives scenario - input'!$G157,'Lives scenario - input'!$H157,20,TRUE,TRUE),\"\")","v":""},"","","","","","","","","","","","","","","","","","","",{"$f":"IFERROR(IF(OR(D172=\"\",'Lives scenario - input'!$F157=\"\"),\"\",D172/'Lives scenario - input'!$F157),\"\")","v":""},{"$f":"IFERROR(IF(OR(E172=\"\",'Lives scenario - input'!$F157=\"\"),\"\",E172/'Lives scenario - input'!$F157),\"\")","v":""},{"$f":"IFERROR(IF(OR(F172=\"\",'Lives scenario - input'!$F157=\"\"),\"\",F172/'Lives scenario - input'!$F157),\"\")","v":""},{"$f":"IFERROR(IF(OR(G172=\"\",'Lives scenario - input'!$F157=\"\"),\"\",G172/'Lives scenario - input'!$F157),\"\")","v":""},{"$f":"IFERROR(IF(OR(H172=\"\",'Lives scenario - input'!$F157=\"\"),\"\",H172/'Lives scenario - input'!$F157),\"\")","v":""},{"$f":"IFERROR(IF(OR(I172=\"\",'Lives scenario - input'!$F157=\"\"),\"\",I172/'Lives scenario - input'!$F157),\"\")","v":""},{"$f":"IFERROR(IF(OR(J172=\"\",'Lives scenario - input'!$F157=\"\"),\"\",J172/'Lives scenario - input'!$F157),\"\")","v":""},{"$f":"IFERROR(IF(OR(K172=\"\",'Lives scenario - input'!$F157=\"\"),\"\",K172/'Lives scenario - input'!$F157),\"\")","v":""},{"$f":"IFERROR(IF(OR(L172=\"\",'Lives scenario - input'!$F157=\"\"),\"\",L172/'Lives scenario - input'!$F157),\"\")","v":""},{"$f":"IFERROR(IF(OR(M172=\"\",'Lives scenario - input'!$F157=\"\"),\"\",M172/'Lives scenario - input'!$F157),\"\")","v":""},{"$f":"IFERROR(IF(OR(N172=\"\",'Lives scenario - input'!$F157=\"\"),\"\",N172/'Lives scenario - input'!$F157),\"\")","v":""},{"$f":"IFERROR(IF(OR(O172=\"\",'Lives scenario - input'!$F157=\"\"),\"\",O172/'Lives scenario - input'!$F157),\"\")","v":""},{"$f":"IFERROR(IF(OR(P172=\"\",'Lives scenario - input'!$F157=\"\"),\"\",P172/'Lives scenario - input'!$F157),\"\")","v":""},{"$f":"IFERROR(IF(OR(Q172=\"\",'Lives scenario - input'!$F157=\"\"),\"\",Q172/'Lives scenario - input'!$F157),\"\")","v":""},{"$f":"IFERROR(IF(OR(R172=\"\",'Lives scenario - input'!$F157=\"\"),\"\",R172/'Lives scenario - input'!$F157),\"\")","v":""},{"$f":"IFERROR(IF(OR(S172=\"\",'Lives scenario - input'!$F157=\"\"),\"\",S172/'Lives scenario - input'!$F157),\"\")","v":""},{"$f":"IFERROR(IF(OR(T172=\"\",'Lives scenario - input'!$F157=\"\"),\"\",T172/'Lives scenario - input'!$F157),\"\")","v":""},{"$f":"IFERROR(IF(OR(U172=\"\",'Lives scenario - input'!$F157=\"\"),\"\",U172/'Lives scenario - input'!$F157),\"\")","v":""},{"$f":"IFERROR(IF(OR(V172=\"\",'Lives scenario - input'!$F157=\"\"),\"\",V172/'Lives scenario - input'!$F157),\"\")","v":""},{"$f":"IFERROR(IF(OR(W172=\"\",'Lives scenario - input'!$F157=\"\"),\"\",W172/'Lives scenario - input'!$F157),\"\")","v":""}]
[{"$f":"IFERROR('Lives scenario - input'!A158,\"\")","v":""},{"$f":"IFERROR('Lives scenario - input'!B158,\"\")","v":""},{"$f":"IFERROR('Lives scenario - input'!C158,\"\")","v":""},{"$f":"IFERROR(repcalc('Lives scenario - input'!$CX158:$GJ158,'Lives scenario - input'!$I158,'Lives scenario - input'!$G158,'Lives scenario - input'!$H158,20,TRUE,TRUE),\"\")","v":""},"","","","","","","","","","","","","","","","","","","",{"$f":"IFERROR(IF(OR(D173=\"\",'Lives scenario - input'!$F158=\"\"),\"\",D173/'Lives scenario - input'!$F158),\"\")","v":""},{"$f":"IFERROR(IF(OR(E173=\"\",'Lives scenario - input'!$F158=\"\"),\"\",E173/'Lives scenario - input'!$F158),\"\")","v":""},{"$f":"IFERROR(IF(OR(F173=\"\",'Lives scenario - input'!$F158=\"\"),\"\",F173/'Lives scenario - input'!$F158),\"\")","v":""},{"$f":"IFERROR(IF(OR(G173=\"\",'Lives scenario - input'!$F158=\"\"),\"\",G173/'Lives scenario - input'!$F158),\"\")","v":""},{"$f":"IFERROR(IF(OR(H173=\"\",'Lives scenario - input'!$F158=\"\"),\"\",H173/'Lives scenario - input'!$F158),\"\")","v":""},{"$f":"IFERROR(IF(OR(I173=\"\",'Lives scenario - input'!$F158=\"\"),\"\",I173/'Lives scenario - input'!$F158),\"\")","v":""},{"$f":"IFERROR(IF(OR(J173=\"\",'Lives scenario - input'!$F158=\"\"),\"\",J173/'Lives scenario - input'!$F158),\"\")","v":""},{"$f":"IFERROR(IF(OR(K173=\"\",'Lives scenario - input'!$F158=\"\"),\"\",K173/'Lives scenario - input'!$F158),\"\")","v":""},{"$f":"IFERROR(IF(OR(L173=\"\",'Lives scenario - input'!$F158=\"\"),\"\",L173/'Lives scenario - input'!$F158),\"\")","v":""},{"$f":"IFERROR(IF(OR(M173=\"\",'Lives scenario - input'!$F158=\"\"),\"\",M173/'Lives scenario - input'!$F158),\"\")","v":""},{"$f":"IFERROR(IF(OR(N173=\"\",'Lives scenario - input'!$F158=\"\"),\"\",N173/'Lives scenario - input'!$F158),\"\")","v":""},{"$f":"IFERROR(IF(OR(O173=\"\",'Lives scenario - input'!$F158=\"\"),\"\",O173/'Lives scenario - input'!$F158),\"\")","v":""},{"$f":"IFERROR(IF(OR(P173=\"\",'Lives scenario - input'!$F158=\"\"),\"\",P173/'Lives scenario - input'!$F158),\"\")","v":""},{"$f":"IFERROR(IF(OR(Q173=\"\",'Lives scenario - input'!$F158=\"\"),\"\",Q173/'Lives scenario - input'!$F158),\"\")","v":""},{"$f":"IFERROR(IF(OR(R173=\"\",'Lives scenario - input'!$F158=\"\"),\"\",R173/'Lives scenario - input'!$F158),\"\")","v":""},{"$f":"IFERROR(IF(OR(S173=\"\",'Lives scenario - input'!$F158=\"\"),\"\",S173/'Lives scenario - input'!$F158),\"\")","v":""},{"$f":"IFERROR(IF(OR(T173=\"\",'Lives scenario - input'!$F158=\"\"),\"\",T173/'Lives scenario - input'!$F158),\"\")","v":""},{"$f":"IFERROR(IF(OR(U173=\"\",'Lives scenario - input'!$F158=\"\"),\"\",U173/'Lives scenario - input'!$F158),\"\")","v":""},{"$f":"IFERROR(IF(OR(V173=\"\",'Lives scenario - input'!$F158=\"\"),\"\",V173/'Lives scenario - input'!$F158),\"\")","v":""},{"$f":"IFERROR(IF(OR(W173=\"\",'Lives scenario - input'!$F158=\"\"),\"\",W173/'Lives scenario - input'!$F158),\"\")","v":""}]
[{"$f":"IFERROR('Lives scenario - input'!A159,\"\")","v":""},{"$f":"IFERROR('Lives scenario - input'!B159,\"\")","v":""},{"$f":"IFERROR('Lives scenario - input'!C159,\"\")","v":""},{"$f":"IFERROR(repcalc('Lives scenario - input'!$CX159:$GJ159,'Lives scenario - input'!$I159,'Lives scenario - input'!$G159,'Lives scenario - input'!$H159,20,TRUE,TRUE),\"\")","v":""},"","","","","","","","","","","","","","","","","","","",{"$f":"IFERROR(IF(OR(D174=\"\",'Lives scenario - input'!$F159=\"\"),\"\",D174/'Lives scenario - input'!$F159),\"\")","v":""},{"$f":"IFERROR(IF(OR(E174=\"\",'Lives scenario - input'!$F159=\"\"),\"\",E174/'Lives scenario - input'!$F159),\"\")","v":""},{"$f":"IFERROR(IF(OR(F174=\"\",'Lives scenario - input'!$F159=\"\"),\"\",F174/'Lives scenario - input'!$F159),\"\")","v":""},{"$f":"IFERROR(IF(OR(G174=\"\",'Lives scenario - input'!$F159=\"\"),\"\",G174/'Lives scenario - input'!$F159),\"\")","v":""},{"$f":"IFERROR(IF(OR(H174=\"\",'Lives scenario - input'!$F159=\"\"),\"\",H174/'Lives scenario - input'!$F159),\"\")","v":""},{"$f":"IFERROR(IF(OR(I174=\"\",'Lives scenario - input'!$F159=\"\"),\"\",I174/'Lives scenario - input'!$F159),\"\")","v":""},{"$f":"IFERROR(IF(OR(J174=\"\",'Lives scenario - input'!$F159=\"\"),\"\",J174/'Lives scenario - input'!$F159),\"\")","v":""},{"$f":"IFERROR(IF(OR(K174=\"\",'Lives scenario - input'!$F159=\"\"),\"\",K174/'Lives scenario - input'!$F159),\"\")","v":""},{"$f":"IFERROR(IF(OR(L174=\"\",'Lives scenario - input'!$F159=\"\"),\"\",L174/'Lives scenario - input'!$F159),\"\")","v":""},{"$f":"IFERROR(IF(OR(M174=\"\",'Lives scenario - input'!$F159=\"\"),\"\",M174/'Lives scenario - input'!$F159),\"\")","v":""},{"$f":"IFERROR(IF(OR(N174=\"\",'Lives scenario - input'!$F159=\"\"),\"\",N174/'Lives scenario - input'!$F159),\"\")","v":""},{"$f":"IFERROR(IF(OR(O174=\"\",'Lives scenario - input'!$F159=\"\"),\"\",O174/'Lives scenario - input'!$F159),\"\")","v":""},{"$f":"IFERROR(IF(OR(P174=\"\",'Lives scenario - input'!$F159=\"\"),\"\",P174/'Lives scenario - input'!$F159),\"\")","v":""},{"$f":"IFERROR(IF(OR(Q174=\"\",'Lives scenario - input'!$F159=\"\"),\"\",Q174/'Lives scenario - input'!$F159),\"\")","v":""},{"$f":"IFERROR(IF(OR(R174=\"\",'Lives scenario - input'!$F159=\"\"),\"\",R174/'Lives scenario - input'!$F159),\"\")","v":""},{"$f":"IFERROR(IF(OR(S174=\"\",'Lives scenario - input'!$F159=\"\"),\"\",S174/'Lives scenario - input'!$F159),\"\")","v":""},{"$f":"IFERROR(IF(OR(T174=\"\",'Lives scenario - input'!$F159=\"\"),\"\",T174/'Lives scenario - input'!$F159),\"\")","v":""},{"$f":"IFERROR(IF(OR(U174=\"\",'Lives scenario - input'!$F159=\"\"),\"\",U174/'Lives scenario - input'!$F159),\"\")","v":""},{"$f":"IFERROR(IF(OR(V174=\"\",'Lives scenario - input'!$F159=\"\"),\"\",V174/'Lives scenario - input'!$F159),\"\")","v":""},{"$f":"IFERROR(IF(OR(W174=\"\",'Lives scenario - input'!$F159=\"\"),\"\",W174/'Lives scenario - input'!$F159),\"\")","v":""}]
[{"$f":"IFERROR('Lives scenario - input'!A160,\"\")","v":""},{"$f":"IFERROR('Lives scenario - input'!B160,\"\")","v":""},{"$f":"IFERROR('Lives scenario - input'!C160,\"\")","v":""},{"$f":"IFERROR(repcalc('Lives scenario - input'!$CX160:$GJ160,'Lives scenario - input'!$I160,'Lives scenario - input'!$G160,'Lives scenario - input'!$H160,20,TRUE,TRUE),\"\")","v":""},"","","","","","","","","","","","","","","","","","","",{"$f":"IFERROR(IF(OR(D175=\"\",'Lives scenario - input'!$F160=\"\"),\"\",D175/'Lives scenario - input'!$F160),\"\")","v":""},{"$f":"IFERROR(IF(OR(E175=\"\",'Lives scenario - input'!$F160=\"\"),\"\",E175/'Lives scenario - input'!$F160),\"\")","v":""},{"$f":"IFERROR(IF(OR(F175=\"\",'Lives scenario - input'!$F160=\"\"),\"\",F175/'Lives scenario - input'!$F160),\"\")","v":""},{"$f":"IFERROR(IF(OR(G175=\"\",'Lives scenario - input'!$F160=\"\"),\"\",G175/'Lives scenario - input'!$F160),\"\")","v":""},{"$f":"IFERROR(IF(OR(H175=\"\",'Lives scenario - input'!$F160=\"\"),\"\",H175/'Lives scenario - input'!$F160),\"\")","v":""},{"$f":"IFERROR(IF(OR(I175=\"\",'Lives scenario - input'!$F160=\"\"),\"\",I175/'Lives scenario - input'!$F160),\"\")","v":""},{"$f":"IFERROR(IF(OR(J175=\"\",'Lives scenario - input'!$F160=\"\"),\"\",J175/'Lives scenario - input'!$F160),\"\")","v":""},{"$f":"IFERROR(IF(OR(K175=\"\",'Lives scenario - input'!$F160=\"\"),\"\",K175/'Lives scenario - input'!$F160),\"\")","v":""},{"$f":"IFERROR(IF(OR(L175=\"\",'Lives scenario - input'!$F160=\"\"),\"\",L175/'Lives scenario - input'!$F160),\"\")","v":""},{"$f":"IFERROR(IF(OR(M175=\"\",'Lives scenario - input'!$F160=\"\"),\"\",M175/'Lives scenario - input'!$F160),\"\")","v":""},{"$f":"IFERROR(IF(OR(N175=\"\",'Lives scenario - input'!$F160=\"\"),\"\",N175/'Lives scenario - input'!$F160),\"\")","v":""},{"$f":"IFERROR(IF(OR(O175=\"\",'Lives scenario - input'!$F160=\"\"),\"\",O175/'Lives scenario - input'!$F160),\"\")","v":""},{"$f":"IFERROR(IF(OR(P175=\"\",'Lives scenario - input'!$F160=\"\"),\"\",P175/'Lives scenario - input'!$F160),\"\")","v":""},{"$f":"IFERROR(IF(OR(Q175=\"\",'Lives scenario - input'!$F160=\"\"),\"\",Q175/'Lives scenario - input'!$F160),\"\")","v":""},{"$f":"IFERROR(IF(OR(R175=\"\",'Lives scenario - input'!$F160=\"\"),\"\",R175/'Lives scenario - input'!$F160),\"\")","v":""},{"$f":"IFERROR(IF(OR(S175=\"\",'Lives scenario - input'!$F160=\"\"),\"\",S175/'Lives scenario - input'!$F160),\"\")","v":""},{"$f":"IFERROR(IF(OR(T175=\"\",'Lives scenario - input'!$F160=\"\"),\"\",T175/'Lives scenario - input'!$F160),\"\")","v":""},{"$f":"IFERROR(IF(OR(U175=\"\",'Lives scenario - input'!$F160=\"\"),\"\",U175/'Lives scenario - input'!$F160),\"\")","v":""},{"$f":"IFERROR(IF(OR(V175=\"\",'Lives scenario - input'!$F160=\"\"),\"\",V175/'Lives scenario - input'!$F160),\"\")","v":""},{"$f":"IFERROR(IF(OR(W175=\"\",'Lives scenario - input'!$F160=\"\"),\"\",W175/'Lives scenario - input'!$F160),\"\")","v":""}]

{"sheet":"Combined scenario - input","index":6,"n_rows":190,"n_cols":190,"rows_kept":190,"cut":false,"hidden":false,"merged":[[2,3,3,3],[2,4,3,5],[2,6,3,6]]}
[null,"Unit cost - comparative"]
[null,"Replacement lives - comparative"]
[null,null,null,"Unit cost","Replacement \nlife",null,"Method","Volume",null,null,null,null,null,null,null,null,null,null,null,null,null,null,null,null,null,null,null,null,null,null,null,null,null,null,null,null,null,null,null,null,null,null,null,null,null,null,null,null,null,null,null,null,null,null,null,null,null,null,null,null,null,null,null,null,null,null,null,null,null,null,null,null,null,null,null,null,null,null,null,null,null,null,null,null,null,null,null,null,null,null,null,null,null,null,null,null,null,null,null,"Replacement Cost (NOT depreciated)"]
[null,null,null,null,null,null,null,"Installation date",null,null,null,null,null,null,null,null,null,null,null,null,null,null,null,null,null,null,null,null,null,null,null,null,null,null,null,null,null,null,null,null,null,null,null,null,null,null,null,null,null,null,null,null,null,null,null,null,null,null,null,null,null,null,null,null,null,null,null,null,null,null,null,null,null,null,null,null,null,null,null,null,null,null,null,null,null,null,null,null,null,null,null,null,null,null,null,null,null,null,null,"Installation date"]
["ID","Asset group","Asset category","$ ('000)","μ","σ","#",2018,2017,2016,2015,2014,2013,2012,2011,2010,2009,2008,2007,2006,2005,2004,2003,2002,2001,2000,1999,1998,1997,1996,1995,1994,1993,1992,1991,1990,1989,1988,1987,1986,1985,1984,1983,1982,1981,1980,1979,1978,1977,1976,1975,1974,1973,1972,1971,1970,1969,1968,1967,1966,1965,1964,1963,1962,1961,1960,1959,1958,1957,1956,1955,1954,1953,1952,1951,1950,1949,1948,1947,1946,1945,1944,1943,1942,1941,1940,1939,1938,1937,1936,1935,1934,1933,1932,1931,1930,1929,1928,null,2018,2017,2016,2015,2014,2013,2012,2011,2010,2009,2008,2007,2006,2005,2004,2003,2002,2001,2000,1999,1998,1997,1996,1995,1994,1993,1992,1991,1990,1989,1988,1987,1986,1985,1984,1983,1982,1981,1980,1979,1978,1977,1976,1975,1974,1973,1972,1971,1970,1969,1968,1967,1966,1965,1964,1963,1962,1961,1960,1959,1958,1957,1956,1955,1954,1953,1952,1951,1950,1949,1948,1947,1946,1945,1944,1943,1942,1941,1940,1939,1938,1937,1936,1935,1934,1933,1932,1931,1930,1929,1928]
[1,"OVERHEAD CONDUCTORS","˂ = 1 kv",65.064082861127602,74.112411996723409,8.6088566021698494,2,46.667499999999997,67.3964,71.1601,77.876800000000003,77.506,78.701499999999996,83.133399999999995,105.5129,119.8261,105.65689999999999,89.085800000000006,85.421300000000002,99.774699999999996,110.95780000000001,99.551900000000003,88.130799999999994,103.0074,116.03400000000001,125.6331,130.80539999999999,114.7118,103.61150000000001,96.489000000000004,84.625399999999999,75.609099999999998,92.576899999999995,120.771,116.0757,86.914400000000001,87.552099999999996,108.2158,114.0675,106.7807,98.546000000000006,100.2735,84.000399999999999,75.091399999999993,87.538300000000007,82.786100000000005,84.355900000000005,83.540199999999999,73.453999999999994,44.784999999999997,27.270099999999999,56.3414,71.069000000000003,97.989699999999999,109.42919999999999,84.696200000000005,76.416200000000003,77.173900000000003,69.159499999999994,50.1083,43.174399999999999,36.215699999999998,30.703700000000001,26.241800000000001,15.8855,9.6920999999999999,6.0083000000000002,4.8666,3.6791999999999998,2.0463,0.78669999999999995,0.71450000000000002,0.1973,0,0,0,0,0,0,0,0,0,0,0,0,0,0,0,0,0,0,0,0,0,0,0,0,0,null,3036.3780869216721,4385.0849541417001,4629.9666428061264,5066.9825681594621,5042.8568062345557,5120.6409172950334,5408.9984261272648,6865.1000685178706,7796.3752993257622,6874.4692964498727,5796.2858729498421,5557.8585413052397,6491.7493482441478,7219.3674932884251,6477.2530705826894,5734.1496738174637,6702.0820089093158,7549.6457907080803,8174.2024285003299,8510.7333842829394,7463.6180603490966,6741.3872213657232,6277.9682911873415,5506.0740377560678,4919.4367474552828,6023.4310926263233,7857.8543512212418,7552.3589629633889,5655.005723425189,5696.4970890657296,7040.9617780832123,7421.6972717616727,6947.5883127692077,6411.8051096326808,6524.2033127752784,5465.4089859678634,4885.7530717580767,5695.5992047222471,5386.4016701495957,5488.5392674249943,5435.4664950351716,4779.2171424812668,2913.8949509355994,1774.3040460312359,3665.8015181119349,4624.0393048574779,6375.6099603370358,7119.9105362269038,5510.6805748226361,4971.9499687324997,5021.2490243163757,4499.7994386341543,3260.2505832302404,2809.1027390794675,2356.3413056737386,1997.7080809432036,1707.3986496251384,1033.5754882904425,630.60759749833483,390.92452905451296,316.64086565196357,239.38377366266067,133.14063275872542,51.18591398684908,46.488287204275672,12.837143548500476,0,0,0,0,0,0,0,0,0,0,0,0,0,0,0,0,0,0,0,0,0,0,0,0,0]
[1,"OVERHEAD CONDUCTORS","˃ 11 kv & < = 22 kv ; multiple-phase",86.332651852520172,72.53654531847539,8.5168389275878287,2,88.364199999999997,103.822,65.321299999999994,111.124,103.69199999999999,75.492999999999995,102.0158,133.14789999999999,118.072,79.368799999999993,64.064599999999999,68.098100000000002,82.974999999999994,97.046800000000005,94.342600000000004,94.79,111.10339999999999,172.434,163.07060000000001,124.5643,130.80449999999999,168.5675,198.18209999999999,188.12119999999999,153.1097,136.8442,192.23410000000001,200.51920000000001,171.5701,181.31030000000001,220.02119999999999,242.995,233.66669999999999,204.4068,194.33869999999999,174.316,166.71080000000001,215.4238,215.3295,218.43369999999999,238.35489999999999,214.63,141.79470000000001,94.762100000000004,169.0232,190.50729999999999,253.30539999999999,322.66699999999997,273.5813,194.04859999999999,193.79650000000001,189.67429999999999,126.12,154.6448,186.15309999999999,240.85069999999999,221.4177,107.4663,32.0578,27.847000000000001,27.416599999999999,0.66749999999999998,82.272900000000007,81.892499999999998,0.28710000000000002,0,0,0,0,0,0,0,0,0,0,0,0,0,0,0,0,0,0,0,0,0,0,0,0,0,0,null,7628.7157148264623,8963.2285806323489,5639.3610514540251,9593.629604459451,8952.0053358915211,6517.5108863023052,8807.2945448563278,11495.011295594169,10193.468869530761,6852.1189783523023,5530.8668078709634,5879.0895591181043,7163.4517874628609,8378.3075978011548,8144.8468406615702,8183.4720691003877,9591.8511518312898,14886.684489537463,14078.317337181577,10753.96634515288,11292.699359242974,14552.879291149693,17109.586242701338,16241.002065678316,13218.366425343807,11814.122676636642,16596.079629482549,17311.354283345863,14812.10171160207,15652.999007175989,18995.013659773711,20978.402736903139,20173.065860627274,17646.981100687721,16777.775328571362,15049.162540323907,14392.585456455121,18598.107926146935,18589.966757077244,18857.960574957833,20577.810599042259,18529.577067106406,12241.512469632542,8181.0633881137019,14592.221080598887,16447.000406263614,21868.526910563363,27856.697775297125,23618.999126259878,16752.730226268945,16730.965764736928,16375.085307270467,10888.274051639844,13350.895679202611,16071.090773567372,20793.279631535781,19115.577208085757,9277.8506637784885,2767.6348865577211,2404.1053561371295,2366.9477827798046,57.627045111557216,7102.8376325972076,7069.9966918325081,24.786104346858544,0,0,0,0,0,0,0,0,0,0,0,0,0,0,0,0,0,0,0,0,0,0,0,0,0,0]
[1,"OVERHEAD CONDUCTORS","˃ 11 kv & < = 22 kv ; single-phase",25.350708169246737,71.58334210755838,8.460693949526739,2,9.5355000000000008,16.661899999999999,9.6968999999999994,6.4128999999999996,8.9467999999999996,13.13,13.086399999999999,18.3292,28.298500000000001,11.8483,9.2172000000000001,11.395,12.2387,20.191199999999998,24.128599999999999,18.909500000000001,18.441700000000001,31.818000000000001,36.432499999999997,34.588999999999999,36.990900000000003,39.851799999999997,42.405900000000003,52.105400000000003,59.499600000000001,60.302599999999998,59.821899999999999,57.744500000000002,56.976999999999997,58.395400000000002,61.344299999999997,66.121300000000005,66.299099999999996,66.580799999999996,56.475700000000003,35.8018,40.3855,48.750300000000003,50.6736,52.101300000000002,45.907400000000003,48.148299999999999,34.313400000000001,13.3614,29.413599999999999,32.763399999999997,42.7271,53.602400000000003,34.544800000000002,21.916499999999999,76.437100000000001,79.427099999999996,23.258299999999998,23.3611,23.1951,26.948499999999999,26.2637,13.3429,3.5297999999999998,1.7330000000000001,1.0106999999999999,0,3.0121000000000002,3.0121000000000002,0,0,0,0,0,0,0,0,0,0,0,0,0,0,0,0,0,0,0,0,0,0,0,0,0,0,0,null,241.73167774785227,422.39096444517219,245.82328204636866,162.57155641856238,226.80771584861668,332.85479826220967,331.74950738603047,464.65820017575732,717.38701512742875,300.36279560168612,233.66254733758103,288.87131958856656,310.25971207096001,511.86121878689465,611.67709713248678,479.36921612637121,467.51015484479757,806.60883252909275,923.58967537608169,876.85564486607529,937.74551081778918,1010.271351819187,1075.0195955542601,1320.908789441869,1508.3569957869131,1528.7136144468182,1516.5275290298614,1463.8639678790682,1444.4072993591712,1480.3647438264309,1555.1214471467224,1676.2217800712144,1680.7291359837061,1687.8704304749831,1431.698989353928,907.60098373373785,1023.8010247691141,1235.8546284632293,1284.6116454851415,1320.804851538375,1163.7851002088778,1220.5935021453427,869.86898969463095,338.72095213257336,745.65558980695573,830.57539203229851,1083.1622430182222,1358.8587995712314,875.7351435649947,555.59879559129604,1937.7346154035297,2013.5332328295774,589.61437581279131,592.2204286125899,588.01221105649495,683.16355909894571,665.80339414464549,338.2519640314423,89.48292969580713,43.9327772573046,25.621960746657674,0,76.358868076588095,76.358868076588095,0,0,0,0,0,0,0,0,0,0,0,0,0,0,0,0,0,0,0,0,0,0,0,0,0,0,0]
[1,"OVERHEAD CONDUCTORS","˃ 11 kv & < = 22 kv ; swer",24.327963648673446,73.07983216564503,8.5486742928740149,2,0.54820000000000002,21.3995,0,1.2301,0,2.4007999999999998,3.5646,2.4498000000000002,0.52880000000000005,8.8900000000000007E-2,0,6.5799999999999997E-2,2.093,2.0272000000000001,0.1573,0.16259999999999999,0.45250000000000001,1.2296,1.2659,3.0752999999999999,4.4202000000000004,5.3651999999999997,3.5577999999999999,5.3162000000000003,6.5948000000000002,6.3963999999999999,7.4282000000000004,4.2708000000000004,4.4269999999999996,5.9260000000000002,5.6677,8.4719999999999995,16.6083,19.7789,16.959800000000001,10.8786,3.6383000000000001,4.6806000000000001,6.7484000000000002,7.4523999999999999,7.2755999999999998,13.456200000000001,16.729399999999998,13.633100000000001,22.113,19.7211,10.4314,10.5319,12.336600000000001,7.1345999999999998,15.6966,23.109500000000001,11.971500000000001,13.6662,12.0288,15.117800000000001,16.9635,22.258700000000001,18.161100000000001,0,0,0,0,0,0,0,0,0,0,0,0,0,0,0,0,0,0,0,0,0,0,0,0,0,0,0,0,0,0,0,0,null,13.336589672202784,520.6062580997874,0,29.925828084233206,0,58.406575127735202,86.71945922206136,59.598645346520215,12.864627177418519,2.1627559683670694,0,1.6007800080827126,50.918427916673522,49.317647908590814,3.8267886819363328,3.955726889274302,11.008403551024735,29.91366410240887,30.796769182855716,74.81578660876545,107.53446491986638,130.52439056786275,86.554029069250376,129.33232034907778,160.43805467027164,155.61138668237481,180.7129795750761,103.89986715075456,107.69989507267734,144.16751258203885,137.8835995715865,206.10650803156142,404.04611866626317,481.18036021074721,412.59739788877192,264.65418534845895,88.512430142968597,113.86946665398094,164.1748298867079,181.30171629537398,177.00053232228851,327.36194444927963,406.99223506411749,331.66556121872998,537.96426016311591,479.77420391185387,253.77472000477218,256.21968035146386,300.12435634822486,173.57028944782556,381.86631420776763,562.20707593901898,291.2422168200942,332.47081681550105,292.63620913716318,367.78528884791547,412.687411354272,541.50884446672762,441.82258061992337,0,0,0,0,0,0,0,0,0,0,0,0,0,0,0,0,0,0,0,0,0,0,0,0,0,0,0,0,0,0,0,0]
[1,"OVERHEAD CONDUCTORS","> 1 kv & < = 11 kv",24.810394254023734,75.201418114363008,8.6718751210083163,2,6.1753,16.6252,9.8977000000000004,9.3865999999999996,12.4886,12.6935,17.444700000000001,30.603000000000002,21.035299999999999,17.602799999999998,15.850300000000001,16.654900000000001,16.197700000000001,21.7577,29.350899999999999,26.117000000000001,20.422000000000001,51.129199999999997,53.756500000000003,28.381499999999999,39.425600000000003,48.986699999999999,46.8063,55.604300000000002,52.526400000000002,53.490099999999998,75.649199999999993,81.102000000000004,73.307100000000005,73.971699999999998,88.578699999999998,127.0467,122.0137,92.828599999999994,100.0266,80.342500000000001,64.011300000000006,84.096699999999998,88.951700000000002,77.197400000000002,77.832700000000003,80.722800000000007,58.066000000000003,42.247,57.589799999999997,57.676499999999997,80.968599999999995,115.3135,107.75620000000001,59.8568,49.205800000000004,54.075699999999998,22.130299999999998,16.8109,23.504999999999999,27.805199999999999,23.744599999999998,14.105600000000001,8.5974000000000004,4.9283000000000001,5.4789000000000003,4.0492999999999997,14.052300000000001,13.238899999999999,1.6923999999999999,0.74050000000000005,0,0,0,0,0,0,0,0,0,0,0,0,0,0,0,0,0,0,0,0,0,0,0,0,0,null,153.21162763687278,412.47776655199539,245.56583920805073,232.88524670481917,309.84708968080082,314.93073946345027,432.80988464316783,759.2724953558884,521.89408625166539,436.73240797472897,393.25219204455243,413.21463526133994,401.87132300840028,539.81711506077215,728.20740071042519,647.97306673233788,506.67787145567269,1268.5356098928303,1333.7199587164268,704.15620452057453,978.16467970143822,1215.3793402035844,1161.2827565721111,1379.564605219012,1303.2006927445523,1327.1104696871548,1876.886477001492,2012.1725947898331,1818.7780526191434,1835.2670406403674,2197.6724695088919,3152.0787156726774,3027.2080013921759,2303.1141640490673,2481.6993818895303,1993.3291003539018,1588.1455897125895,2086.4722824623577,2206.926746565643,1915.2979293855719,1931.0599728551531,2002.7644932887072,1440.6403527541422,1048.1647260497407,1428.8256430103759,1430.9767041921998,2008.8628881963459,2860.9733978113659,2673.4738053154324,1485.0708067842479,1220.815297584641,1341.6394365623112,549.06146795982136,417.08505676496759,583.16831694082782,689.85797431198068,589.11288740409191,349.9654971895572,213.30488355954367,122.27306600210517,135.93366907837066,100.4647294528183,348.64310317581771,328.46232848959477,41.989111235509768,18.372096945104577,0,0,0,0,0,0,0,0,0,0,0,0,0,0,0,0,0,0,0,0,0,0,0,0,0]
[1,"OVERHEAD CONDUCTORS","> 22 kv & < = 66 kv",35.737178012252244,85.83007842803903,9.2644524084286299,2,5.3100000000000001E-2,0,0,0,0,0,0.1152,0,0,0,0,0,0,0,0,0,0,0,0,0,0,0,0,0,0,0,0,0,5.0663999999999998,5.4505999999999997,0.38419999999999999,0.92020000000000002,0.92020000000000002,0,3.3115999999999999,3.3892000000000002,7.7600000000000002E-2,0,0.1237,4.9316000000000004,4.9200999999999997,0.11219999999999999,0,1.7823,2.4956,1.9596,1.341,0.44379999999999997,6.5675999999999997,8.8969000000000005,4.7107000000000001,7.2549999999999999,10.8215,9.2475000000000005,4.5243000000000002,0.87560000000000004,1.4026000000000001,6.1394000000000002,8.6830999999999996,6.0076000000000001,2.7526000000000002,2.9590000000000001,4.0789999999999997,4.8239000000000001,3.6953999999999998,1.2879,0.60509999999999997,0,0,0,0,0,0,0,0,0,0,0,0,0,0,0,0,0,0,0,0,0,0,0,0,null,1.8976441524505943,0,0,0,0,0,4.1169229070114586,0,0,0,0,0,0,0,0,0,0,0,0,0,0,0,0,0,0,0,0,0,181.05883868127475,194.78906247358208,13.730223792307312,32.885351206874518,32.885351206874518,0,118.34723870537452,121.12044371912532,2.7732050137507742,0,4.4206889201156025,176.24146708522318,175.83048953808225,4.0097113729747011,0,63.694372371237172,89.185701447376701,70.030574032809497,47.923555714430258,15.860159601837545,234.70749031326781,317.95009905720701,168.34712446231666,259.27322647889002,386.72987185958766,330.47955366830263,161.68571448083284,31.291473067528067,50.124965879984998,219.40483068842144,310.30949039818745,214.69467062640658,98.370156196525528,105.7463097382544,145.77194911197688,172.3925730133036,132.06316762647694,46.025911561979669,21.624566415213831,0,0,0,0,0,0,0,0,0,0,0,0,0,0,0,0,0,0,0,0,0,0,0,0]
[2,"POLES","˂ = 1 kv ; concrete",6.5428795514082836,74.063941488638221,8.6060409880872761,2,8,4,4,10,3,3,4,5,3,3,3,1,4,4,0,0,0,0,0,1,1,1,1,0,1,2,3,4,4,14,14,6,17,17,7,3,6,15,14,6,10,17,18,17,30,33,51,99,125,180,188,168,246,373,318,222,272,306,246,168,150,118,72,37,17,2,1,0,0,0,0,0,0,0,0,0,0,0,0,0,0,0,0,0,0,0,0,0,0,0,0,null,52.343036411266269,26.171518205633134,26.171518205633134,65.428795514082836,19.628638654224851,19.628638654224851,26.171518205633134,32.714397757041418,19.628638654224851,19.628638654224851,19.628638654224851,6.5428795514082836,26.171518205633134,26.171518205633134,0,0,0,0,0,6.5428795514082836,6.5428795514082836,6.5428795514082836,6.5428795514082836,0,6.5428795514082836,13.085759102816567,19.628638654224851,26.171518205633134,26.171518205633134,91.60031371971597,91.60031371971597,39.257277308449702,111.22895237394081,111.22895237394081,45.800156859857985,19.628638654224851,39.257277308449702,98.143193271124261,91.60031371971597,39.257277308449702,65.428795514082836,111.22895237394081,117.7718319253491,111.22895237394081,196.28638654224852,215.91502519647335,333.68685712182247,647.74507558942003,817.8599439260355,1177.718319253491,1230.0613556647572,1099.2037646365916,1609.5483696464378,2440.4940726752898,2080.6356973478341,1452.5192604126389,1779.663237983053,2002.1211427309347,1609.5483696464378,1099.2037646365916,981.43193271124255,772.05978706617748,471.08732770139642,242.08654340210649,111.22895237394081,13.085759102816567,6.5428795514082836,0,0,0,0,0,0,0,0,0,0,0,0,0,0,0,0,0,0,0,0,0,0,0,0]
[2,"POLES","˂ = 1 kv ; steel",6.4690900702586047,60.063101444929792,7.7500388028015568,2,266,303,501,522,382,276,417,593,712,893,900,895,1025,1057,854,529,319,504,451,154,101,68,64,49,36,31,20,29,41,71,76,51,37,9,9,15,9,18,24,13,4,4,4,7,12,10,8,8,8,14,9,8,6,4,5,7,5,1,1,0,0,0,0,0,0,0,0,0,0,0,0,0,0,0,0,0,0,0,0,0,0,0,0,0,0,0,0,0,0,0,0,null,1720.7779586887889,1960.1342912883572,3241.014125199561,3376.8650166749917,2471.1924068387871,1785.468859391375,2697.6105592978383,3836.1704116633528,4605.9921300241267,5776.8974327409342,5822.1810632327442,5789.8356128814512,6630.8173220150702,6837.8282042633455,5524.6029200008488,3422.1486471668018,2063.6397324124951,3260.4213954103366,2917.5596216866306,996.23987081982511,653.37809709611906,439.89812477758511,414.0217644965507,316.98541344267164,232.88724252930976,200.54179217801675,129.3818014051721,187.60361203749954,265.23269288060277,459.30539498836094,491.65084533965398,329.92359358318885,239.35633259956836,58.22181063232744,58.22181063232744,97.036351053879073,58.22181063232744,116.44362126465488,155.25816168620651,84.098170913361855,25.876360281034419,25.876360281034419,25.876360281034419,45.283630491810236,77.629080843103253,64.690900702586049,51.752720562068838,51.752720562068838,51.752720562068838,90.567260983620471,58.22181063232744,51.752720562068838,38.814540421551627,25.876360281034419,32.345450351293024,45.283630491810236,32.345450351293024,6.4690900702586047,6.4690900702586047,0,0,0,0,0,0,0,0,0,0,0,0,0,0,0,0,0,0,0,0,0,0,0,0,0,0,0,0,0,0,0,0]
[2,"POLES","˂ = 1 kv ; wood",4.2105725015514546,71.762935056786844,8.4713006708997671,2,452,509,500,597,642,506,640,801,960,846,713,676,813,876,760,684,775,897,907,1000,901,786,727,669,774,1108,1603,1328,777,1014,1406,1339,945,833,1084,1104,1040,1056,883,898,956,936,584,278,569,806,1287,1553,1364,1165,1095,1176,927,690,676,691,519,253,127,53,15,2,1,0,0,0,0,0,0,0,0,0,0,0,0,0,0,0,0,0,0,0,0,0,0,0,0,0,0,0,0,null,1903.1787707012575,2143.1814032896905,2105.2862507757272,2513.7117834262185,2703.1875459960338,2130.5496857850362,2694.7664009929308,3372.6685737427151,4042.1496014893964,3562.1443363125304,3002.1381936061871,2846.3470110487833,3423.1954437613326,3688.4615113590744,3200.0351011791054,2880.0315910611948,3263.1936887023771,3776.8835338916547,3818.9892589071692,4210.5725015514545,3793.7258238978607,3309.5099862194434,3061.0862086279076,2816.8730035379231,3258.9831162008259,4665.3143317190115,6749.547719986982,5591.6402820603316,3271.6148337054801,4269.520516573175,5920.0649371813452,5637.9565795773979,3978.9910139661247,3507.4068937923616,4564.2605916817765,4648.4720417128055,4378.9954016135125,4446.3645616383365,3717.9355188699342,3781.0941063932064,4025.3073114831905,3941.0958614521614,2458.9743409060493,1170.5391554313044,2395.8157533827775,3393.7214362504724,5419.0068094967219,6539.0190949094085,5743.2208921161837,4905.3169643074443,4610.5768891988428,4951.6332618245106,3903.2007089381982,2905.2950260705038,2846.3470110487833,2909.5055985720551,2185.287128305205,1065.2748428925181,534.74270769703469,223.16034258222709,63.158587523271819,8.4211450031029091,4.2105725015514546,0,0,0,0,0,0,0,0,0,0,0,0,0,0,0,0,0,0,0,0,0,0,0,0,0,0,0,0]
[2,"POLES","˃ 11 kv & < = 22 kv ; concrete",3.9566758442840095,72.453792594351484,8.5119793581958056,2,14,12,9,1,213,10,7,5,2,2,8,7,6,10,5,0,2,8,16,30,25,11,8,1,1,1,4,3,2,2,1,1,1,1,5,8,3,1,21,25,8,3,0,0,0,0,10,36,31,30,62,56,35,30,18,36,49,24,8,74,79,10,2,0,0,0,0,0,0,0,0,0,0,0,0,0,0,0,0,0,0,0,0,0,0,0,0,0,0,0,0,null,55.393461819976132,47.480110131408111,35.610082598556083,3.9566758442840095,842.77195483249398,39.566758442840097,27.696730909988066,19.783379221420049,7.9133516885680191,7.9133516885680191,31.653406754272076,27.696730909988066,23.740055065704055,39.566758442840097,19.783379221420049,0,7.9133516885680191,31.653406754272076,63.306813508544153,118.70027532852029,98.916896107100243,43.523434287124104,31.653406754272076,3.9566758442840095,3.9566758442840095,3.9566758442840095,15.826703377136038,11.870027532852028,7.9133516885680191,7.9133516885680191,3.9566758442840095,3.9566758442840095,3.9566758442840095,3.9566758442840095,19.783379221420049,31.653406754272076,11.870027532852028,3.9566758442840095,83.090192729964201,98.916896107100243,31.653406754272076,11.870027532852028,0,0,0,0,39.566758442840097,142.44033039422433,122.6569511728043,118.70027532852029,245.3139023456086,221.57384727990453,138.48365454994033,118.70027532852029,71.220165197112166,142.44033039422433,193.87711636991648,94.960220262816222,31.653406754272076,292.79401247701668,312.57739169843677,39.566758442840097,7.9133516885680191,0,0,0,0,0,0,0,0,0,0,0,0,0,0,0,0,0,0,0,0,0,0,0,0,0,0,0,0]
[2,"POLES","˃ 11 kv & < = 22 kv ; steel",11.419448648027616,72.453792594351484,8.5119793581958056,2,11,53,5,16,11,54,21,159,240,110,135,150,31,5,31,52,21,21,88,82,6,6,0,0,7,8,18,24,0,0,0,0,15,25,9,0,0,0,0,35,61,49,26,47,57,22,62,89,66,0,0,27,42,200,206,58,36,7,5,82,82,5,5,0,0,0,0,0,0,0,0,0,0,0,0,0,0,0,0,0,0,0,0,0,0,0,0,0,0,0,0,null,125.61393512830378,605.2307783454637,57.097243240138084,182.71117836844186,125.61393512830378,616.65022699349129,239.80842160857995,1815.6923350363911,2740.667675526628,1256.1393512830377,1541.6255674837282,1712.9172972041424,354.00290808885609,57.097243240138084,354.00290808885609,593.81132969743601,239.80842160857995,239.80842160857995,1004.9114810264302,936.39478913826451,68.516691888165695,68.516691888165695,0,0,79.936140536193321,91.355589184220932,205.55007566449709,274.06676755266278,0,0,0,0,171.29172972041425,285.48621620069042,102.77503783224854,0,0,0,0,399.68070268096659,696.58636752968459,559.55298375335326,296.905664848718,536.71408645729798,650.90857293757415,251.22787025660756,708.00581617771218,1016.3309296744578,753.68361076982274,0,0,308.32511349674564,479.6168432171599,2283.8897296055234,2352.4064214936889,662.32802158560173,411.10015132899417,79.936140536193321,57.097243240138084,936.39478913826451,936.39478913826451,57.097243240138084,57.097243240138084,0,0,0,0,0,0,0,0,0,0,0,0,0,0,0,0,0,0,0,0,0,0,0,0,0,0,0,0]
[2,"POLES","˃ 11 kv & < = 22 kv ; wood",3.8475870977981983,72.937291931477375,8.5403332447555798,2,1184,1484,1324,1744,1666,1722,1759,2121,2625,2304,1925,2003,2257,2430,2172,1824,2090,2280,2341,2661,2820,3132,3134,2479,2058,2310,2537,2328,1955,2069,2464,2683,2633,2393,2317,1890,1614,1840,1779,1935,1974,1854,1143,692,1705,1874,2348,2894,2356,2317,2567,2502,2002,2038,2007,1886,1607,787,319,72,2,1,0,0,1,1,0,0,0,0,0,0,0,0,0,0,0,0,0,0,0,0,0,0,0,0,0,0,0,0,0,null,4555.543123793067,5709.8192531325267,5094.2053174848143,6710.1918985600578,6410.0801049317988,6625.5449824084972,6767.9057050270312,8160.7322344299782,10099.916131720271,8864.8406733270494,7406.6051632615317,7706.7169568897916,8684.0040797305337,9349.6366476496223,8356.9591764176876,7017.998866383914,8041.4570343982341,8772.4985829798916,9007.2013959455817,10238.429267241007,10850.195615790919,12050.642790303957,12058.337964499553,9538.1684154417344,7918.3342472686918,8887.9261959138385,9761.3284671140282,8957.1827636742055,7522.0327761954777,7960.6577053444726,9480.45460897476,10323.076183392566,10130.696828502656,9207.2759250310883,8914.8593055984256,7271.9396148385949,6210.0055758462922,7079.5602599486847,6844.8574469829946,7445.0810342395134,7595.1369310536438,7133.42647931786,4397.7920527833403,2662.5302716763531,6560.1360017459283,7210.3782212738233,9034.1345056301689,11134.917061027985,9064.915202412556,8914.8593055984256,9876.756080047975,9626.6629186910923,7702.8693697919925,7841.3825053127284,7722.1073052809843,7256.5492664474023,6183.0724661617051,3028.0510459671818,1227.3802841976253,277.0262710414703,7.6951741955963966,3.8475870977981983,0,0,3.8475870977981983,3.8475870977981983,0,0,0,0,0,0,0,0,0,0,0,0,0,0,0,0,0,0,0,0,0,0,0,0,0]
[2,"POLES","> 1 kv & < = 11 kv ; concrete",4.6959582491562966,87.135406657102678,9.3346347897013455,2,0,0,1,3,3,2,3,4,4,3,1,1,1,0,0,1,1,1,1,1,1,1,1,1,2,2,0,2,6,11,14,19,19,13,13,8,2,7,8,4,1,1,2,1,2,7,15,30,32,22,55,73,66,91,80,62,77,93,93,87,73,62,44,19,25,17,0,0,0,0,0,0,0,0,0,0,0,0,0,0,0,0,0,0,0,0,0,0,0,0,0,null,0,0,4.6959582491562966,14.08787474746889,14.08787474746889,9.3919164983125931,14.08787474746889,18.783832996625186,18.783832996625186,14.08787474746889,4.6959582491562966,4.6959582491562966,4.6959582491562966,0,0,4.6959582491562966,4.6959582491562966,4.6959582491562966,4.6959582491562966,4.6959582491562966,4.6959582491562966,4.6959582491562966,4.6959582491562966,4.6959582491562966,9.3919164983125931,9.3919164983125931,0,9.3919164983125931,28.175749494937779,51.65554074071926,65.743415488188148,89.223206733969633,89.223206733969633,61.047457239031857,61.047457239031857,37.567665993250372,9.3919164983125931,32.871707744094074,37.567665993250372,18.783832996625186,4.6959582491562966,4.6959582491562966,9.3919164983125931,4.6959582491562966,9.3919164983125931,32.871707744094074,70.439373737344454,140.87874747468891,150.27066397300149,103.31108148143852,258.27770370359633,342.80495218840963,309.93324444431556,427.33220067322299,375.67665993250375,291.1494114476904,361.58878518503485,436.72411717153557,436.72411717153557,408.54836767659782,342.80495218840963,291.1494114476904,206.62216296287704,89.223206733969633,117.39895622890741,79.831290235657036,0,0,0,0,0,0,0,0,0,0,0,0,0,0,0,0,0,0,0,0,0,0,0,0,0]
[2,"POLES","> 1 kv & < = 11 kv ; steel",6.5783602078492889,65.801399126884988,8.1118061568854678,2,5,5,0,5,3,3,5,23,23,3,5,13,10,8,8,0,0,0,0,0,0,0,0,0,0,16,15,4,6,60,61,16,7,12,13,4,0,12,11,9,6,4,4,12,14,0,0,9,13,0,0,0,4,3,0,0,0,13,10,0,10,10,0,0,0,0,0,0,0,0,0,0,0,0,0,0,0,0,0,0,0,0,0,0,0,0,0,0,0,0,0,null,32.891801039246445,32.891801039246445,0,32.891801039246445,19.735080623547866,19.735080623547866,32.891801039246445,151.30228478053365,151.30228478053365,19.735080623547866,32.891801039246445,85.518682702040749,65.783602078492891,52.626881662794311,52.626881662794311,0,0,0,0,0,0,0,0,0,0,105.25376332558862,98.675403117739336,26.313440831397156,39.470161247095731,394.70161247095734,401.27997267880664,105.25376332558862,46.048521454945025,78.940322494191463,85.518682702040749,26.313440831397156,0,78.940322494191463,72.361962286342177,59.205241870643597,39.470161247095731,26.313440831397156,26.313440831397156,78.940322494191463,92.09704290989005,0,0,59.205241870643597,85.518682702040749,0,0,0,26.313440831397156,19.735080623547866,0,0,0,85.518682702040749,65.783602078492891,0,65.783602078492891,65.783602078492891,0,0,0,0,0,0,0,0,0,0,0,0,0,0,0,0,0,0,0,0,0,0,0,0,0,0,0,0,0]
[2,"POLES","> 1 kv & < = 11 kv ; wood",4.0444511473245885,75.947656666223466,8.714795273913408,2,163,316,200,254,361,286,361,519,659,623,602,511,468,560,588,504,509,485,443,523,628,686,671,678,560,679,987,966,767,843,1045,1177,1112,901,902,745,589,669,656,648,621,593,382,251,511,612,852,1003,745,688,1034,962,439,275,249,304,248,74,29,2,1,1,1,1,1,0,0,0,0,0,0,0,0,0,0,0,0,0,0,0,0,0,0,0,0,0,0,0,0,0,0,null,659.24553701390789,1278.0465625545701,808.89022946491775,1027.2905914204455,1460.0468641841765,1156.7130281348323,1460.0468641841765,2099.0701454614614,2665.2933060869041,2519.6930647832187,2434.7595906894021,2066.7145362828646,1892.8031369479074,2264.8926425017694,2378.137274626858,2038.4033782515926,2058.6256339882157,1961.5588064524254,1791.6918582647927,2115.2479500507598,2539.9153205198418,2774.4934870646675,2713.8267198547987,2742.1378778860712,2264.8926425017694,2746.1823290333955,3991.873282409369,3906.9398083155525,3102.0940299979593,3409.472317194628,4226.4514489541953,4760.3190004010403,4497.429675824942,3644.0504837394542,3648.0949348867789,3013.1161047568185,2382.1817257741827,2705.7378175601498,2653.1599526449299,2620.8043434663332,2511.6041624885693,2398.3595303634811,1544.9803382779928,1015.1572379784717,2066.7145362828646,2475.2041021626483,3445.8723775205494,4056.5845007665621,3013.1161047568185,2782.5823893593169,4181.9624863336248,3890.7620037262541,1775.5140536754943,1112.2240655142618,1007.0683356838225,1229.5131487866749,1003.0238845364979,299.28938490201955,117.28908327241307,8.0889022946491771,4.0444511473245885,4.0444511473245885,4.0444511473245885,4.0444511473245885,4.0444511473245885,0,0,0,0,0,0,0,0,0,0,0,0,0,0,0,0,0,0,0,0,0,0,0,0,0,0]
[2,"POLES","> 22 kv & < = 66 kv ; concrete",6.4600913530452697,68.221845752911989,8.2596516726138027,2,0,0,0,3,0,0,0,0,0,0,0,1,1,0,0,0,0,0,0,0,0,0,0,0,0,0,0,0,5,7,3,1,2,3,1,0,1,1,4,4,0,2,2,0,0,1,12,26,17,5,14,26,50,55,34,15,11,23,25,20,15,12,21,25,14,1,0,0,0,0,0,0,0,0,0,0,0,0,0,0,0,0,0,0,0,0,0,0,0,0,0,null,0,0,0,19.380274059135807,0,0,0,0,0,0,0,6.4600913530452697,6.4600913530452697,0,0,0,0,0,0,0,0,0,0,0,0,0,0,0,32.30045676522635,45.220639471316886,19.380274059135807,6.4600913530452697,12.920182706090539,19.380274059135807,6.4600913530452697,0,6.4600913530452697,6.4600913530452697,25.840365412181079,25.840365412181079,0,12.920182706090539,12.920182706090539,0,0,6.4600913530452697,77.521096236543229,167.962375179177,109.82155300176959,32.30045676522635,90.441278942633772,167.962375179177,323.00456765226346,355.30502441748985,219.64310600353917,96.901370295679044,71.061004883497972,148.58210112004122,161.50228382613173,129.2018270609054,96.901370295679044,77.521096236543229,135.66191841395067,161.50228382613173,90.441278942633772,6.4600913530452697,0,0,0,0,0,0,0,0,0,0,0,0,0,0,0,0,0,0,0,0,0,0,0,0,0]
[2,"POLES","> 22 kv & < = 66 kv ; steel",6.4600913530452697,68.221845752911989,8.2596516726138027,2,0,0,0,0,0,0,0,0,0,11,34,23,0,0,0,0,0,0,0,0,0,0,0,0,0,1,1,0,0,0,0,0,0,0,0,0,0,0,0,0,0,0,0,0,0,0,0,0,0,0,0,0,0,0,0,0,0,0,0,0,0,0,0,0,0,0,0,0,0,0,0,0,0,0,0,0,0,0,0,0,0,0,0,0,0,0,0,0,0,0,0,null,0,0,0,0,0,0,0,0,0,71.061004883497972,219.64310600353917,148.58210112004122,0,0,0,0,0,0,0,0,0,0,0,0,0,6.4600913530452697,6.4600913530452697,0,0,0,0,0,0,0,0,0,0,0,0,0,0,0,0,0,0,0,0,0,0,0,0,0,0,0,0,0,0,0,0,0,0,0,0,0,0,0,0,0,0,0,0,0,0,0,0,0,0,0,0,0,0,0,0,0,0,0,0,0,0,0,0]
[2,"POLES","> 22 kv & < = 66 kv ; wood",4.8580440590855103,72.136197054744429,8.4933030709344415,2,8,6,5,12,7,9,1,5,12,6,7,15,55,52,7,12,14,6,6,9,10,6,5,6,6,11,17,26,38,26,9,30,33,12,20,16,10,18,57,61,21,14,10,6,26,33,23,23,33,30,13,11,6,1,1,0,0,0,0,0,1,1,1,1,0,0,0,0,0,0,0,0,0,0,0,0,0,0,0,0,0,0,0,0,0,0,0,0,0,0,0,null,38.864352472684082,29.14826435451306,24.290220295427552,58.29652870902612,34.006308413598575,43.72239653176959,4.8580440590855103,24.290220295427552,58.29652870902612,29.14826435451306,34.006308413598575,72.87066088628265,267.19242324970304,252.61829107244654,34.006308413598575,58.29652870902612,68.012616827197149,29.14826435451306,29.14826435451306,43.72239653176959,48.580440590855105,29.14826435451306,24.290220295427552,29.14826435451306,29.14826435451306,53.438484649940612,82.586749004453679,126.30914553622327,184.60567424524939,126.30914553622327,43.72239653176959,145.7413217725653,160.31545394982183,58.29652870902612,97.160881181710209,77.728704945368165,48.580440590855105,87.44479306353918,276.9085113678741,296.3406876042161,102.01892524079571,68.012616827197149,48.580440590855105,29.14826435451306,126.30914553622327,160.31545394982183,111.73501335896674,111.73501335896674,160.31545394982183,145.7413217725653,63.154572768111635,53.438484649940612,29.14826435451306,4.8580440590855103,4.8580440590855103,0,0,0,0,0,4.8580440590855103,4.8580440590855103,4.8580440590855103,4.8580440590855103,0,0,0,0,0,0,0,0,0,0,0,0,0,0,0,0,0,0,0,0,0,0,0,0,0,0,0]
[2,"POLES","staking of a wooden pole",9.1702913835191939,30.215167503393005,5.4968324973017877,2,787,935,1139,1704,2308,1418,1608,1611,1526,1269,673,705,900,1182,326,209,454,609,1015,1222,971,965,1059,1073,813,680,732,770,643,308,0,0,0,0,0,0,0,0,0,0,0,0,0,0,0,0,0,0,0,0,0,0,0,0,0,0,0,0,0,0,0,0,0,0,0,0,0,0,0,0,0,0,0,0,0,0,0,0,0,0,0,0,0,0,0,0,0,0,0,0,0,null,7217.0193188296053,8574.2224435904463,10444.961885828361,15626.176517516706,21165.032513162299,13003.473181830217,14745.828544698863,14773.339418849422,13993.864651250289,11637.099765685856,6171.6061011084175,6465.0554253810315,8253.2622451672742,10839.284415319687,2989.5149910272571,1916.5908991555116,4163.3122881177142,5584.7074525631888,9307.8457542719825,11206.096070660455,8904.3529333971364,8849.3311850960217,9711.3385751468268,9839.7226545160956,7455.4468948011045,6235.798140793052,6712.6532927360504,7061.124365309779,5896.4973596028412,2824.4497461239116,0,0,0,0,0,0,0,0,0,0,0,0,0,0,0,0,0,0,0,0,0,0,0,0,0,0,0,0,0,0,0,0,0,0,0,0,0,0,0,0,0,0,0,0,0,0,0,0,0,0,0,0,0,0,0,0,0,0,0,0,0]
[3,"SERVICE LINES","˂ = 11 kv ; commercial and industrial ; simple type",0.80756517050959131,61.820713764268909,7.8626149444233189,2,393,609,731,593,447,340,511,701,878,599,308,437,561,654,609,488,506,673,676,583,507,435,415,371,354,492,695,627,449,496,615,630,532,488,550,527,493,512,449,469,504,487,303,162,355,481,695,831,716,670,687,670,522,484,458,424,378,250,157,90,66,48,31,16,9,1,0,0,0,0,0,0,0,0,0,0,0,0,0,0,0,0,0,0,0,0,0,0,0,0,0,null,317.37311201026938,491.8071888403411,590.3301396425112,478.88614611218765,360.98163121778731,274.57215797326103,412.66580213040118,566.10318452722356,709.04221970742117,483.73153713524522,248.73007251695412,352.90597951269143,453.04406065588074,528.14762151327272,491.8071888403411,394.09180320868057,408.62797627785318,543.49135975295496,545.91405526448375,470.81049440709171,409.43554144836281,351.29084917167222,335.13954576148041,299.60667825905836,285.87807036039533,397.32206389071894,561.25779350416599,506.34336190951376,362.59676155880652,400.5523245727573,496.65257986339867,508.76605742104255,429.62467071110257,394.09180320868057,444.16084378027523,425.58684485855463,398.12962906122851,413.47336730091075,362.59676155880652,378.74806496899834,407.01284593683403,393.284238038171,244.69224666440616,130.82555762255379,286.6856355309049,388.43884701511342,561.25779350416599,671.08665669347033,578.21666208486738,541.06866424142618,554.79727214008926,541.06866424142618,421.54901900600669,390.86154252664221,369.86484809339282,342.40763229606671,305.25963445262551,201.89129262739783,126.78773177000583,72.680865345863225,53.299301253633026,38.763128184460385,25.034520285797331,12.921042728153461,7.2680865345863221,0.80756517050959131,0,0,0,0,0,0,0,0,0,0,0,0,0,0,0,0,0,0,0,0,0,0,0,0,0]
[3,"SERVICE LINES","˂ = 11 kv ; residential ; simple type",0.71316278077993445,61.444618610790236,7.8386617869882764,2,2072,3208,3852,3126,2355,1791,2693,3697,4629,3158,1626,2305,2957,3445,3209,2575,2665,3550,3565,3072,2675,2295,2188,1954,1868,2591,3666,3306,2369,2618,3242,3323,2805,2571,2901,2777,2599,2700,2368,2474,2657,2568,1595,852,1873,2535,3662,4379,3777,3534,3620,3531,2754,2552,2414,2235,1994,1321,828,477,346,255,163,84,49,4,0,0,0,0,0,0,0,0,0,0,0,0,0,0,0,0,0,0,0,0,0,0,0,0,0,null,1477.6732817760242,2287.8262007420299,2747.1030315643075,2229.3468527180753,1679.4983487367456,1277.2745403768627,1920.5473686403634,2636.5628005434178,3301.2305122303164,2252.1680617030329,1159.6026815481735,1643.8402096977488,2108.822342766266,2456.8457797868741,2288.5393635228097,1836.3941605083312,1900.5788107785254,2531.7278717687673,2542.4253134804662,2190.8360625559585,1907.7104385863247,1636.7085818899495,1560.4001643464965,1393.520073643992,1332.1880744969176,1847.8047650008102,2614.4547543392396,2357.7161532584632,1689.4826276676647,1867.0601600818684,2312.0737352885476,2369.8399205317223,2000.4216000877161,1833.5415093852114,2068.88522704259,1980.4530422258779,1853.5100672470496,1925.539508105823,1688.7694648868849,1764.3647196495579,1894.8735085322858,1831.4020210428716,1137.4946353439955,607.6146892245041,1335.7538884008172,1807.8676492771338,2611.6021032161198,3122.9398170353329,2693.6158230058122,2520.3172672762885,2581.6492664233629,2518.1777789339485,1964.0502982679395,1819.9914165503926,1721.5749528027618,1593.9188150431535,1422.0465848751892,942.08803341029341,590.49878248578568,340.17864643202876,246.75432214985733,181.85650909888329,116.24553326712932,59.905673585514492,34.944976258216791,2.8526511231197378,0,0,0,0,0,0,0,0,0,0,0,0,0,0,0,0,0,0,0,0,0,0,0,0,0]
[4,"SWITCHGEAR","˂ = 11 kv ; circuit breaker",56.152853035700119,56.116674547490568,7.4911063633812178,2,76,46,71,58,62,31,102,149,122,98,56,54,70,53,34,27,13,22,10,6,1,6,5,2,5,2,5,4,7,4,6,12,7,12,11,16,11,17,20,13,4,15,8,0,11,6,10,13,12,5,11,9,9,5,19,9,4,10,13,0,0,0,0,0,0,0,0,0,0,0,0,0,0,0,0,0,0,0,0,0,0,0,0,0,0,0,0,0,0,0,0,null,4267.6168307132093,2583.0312396422055,3986.8525655347084,3256.8654760706067,3481.4768882134072,1740.7384441067036,5727.5910096414118,8366.7751023193177,6850.6480703554143,5502.9795974986118,3144.5597699992068,3032.2540639278063,3930.6997124990085,2976.1012108921063,1909.197003213804,1516.1270319639032,729.98708946410159,1235.3627667854025,561.52853035700116,336.91711821420074,56.152853035700119,336.91711821420074,280.76426517850058,112.30570607140024,280.76426517850058,112.30570607140024,280.76426517850058,224.61141214280048,393.06997124990085,224.61141214280048,336.91711821420074,673.83423642840148,393.06997124990085,673.83423642840148,617.68138339270126,898.4456485712019,617.68138339270126,954.598501606902,1123.0570607140023,729.98708946410159,224.61141214280048,842.2927955355018,449.22282428560095,0,617.68138339270126,336.91711821420074,561.52853035700116,729.98708946410159,673.83423642840148,280.76426517850058,617.68138339270126,505.37567732130105,505.37567732130105,280.76426517850058,1066.9042076783023,505.37567732130105,224.61141214280048,561.52853035700116,729.98708946410159,0,0,0,0,0,0,0,0,0,0,0,0,0,0,0,0,0,0,0,0,0,0,0,0,0,0,0,0,0,0,0,0]
[4,"SWITCHGEAR","˂ = 11 kv ; fuse",1.7629013918736967E-2,48.118663812759813,6.9367617670466251,2,145,166,146,115,79,91,143,277,301,196,360,298,288,323,281,225,168,134,209,231,375,471,484,287,309,257,301,338,354,381,338,255,200,224,202,167,143,125,132,69,62,86,50,26,51,38,53,53,44,29,37,35,19,23,17,17,12,16,9,2,2,1,0,0,0,0,0,0,0,0,0,0,0,0,0,0,0,0,0,0,0,0,0,0,0,0,0,0,0,0,0,null,2.5562070182168601,2.9264163105103367,2.5738360321355973,2.0273366006547513,1.3926920995802203,1.6042402666050641,2.5209489903793862,4.8832368554901402,5.3063331895398269,3.4552867280724455,6.3464450107453079,5.2534461477836158,5.0771560085962468,5.6941714957520402,4.953752911165088,3.9665281317158176,2.9616743383478106,2.3622878651107535,3.6844639090160261,4.0723022152282393,6.6108802195263632,8.3032655557251118,8.5324427366686919,5.0595269946775092,5.4473653008897225,4.5306565771154004,5.3063331895398269,5.9586067045330946,6.2406709272328866,6.7166543030387844,5.9586067045330946,4.4953985492779269,3.5258027837473933,3.9488991177970805,3.5610608115848672,2.9440453244290734,2.5209489903793862,2.2036267398421208,2.3270298372732796,1.2164019603928506,1.092998862961692,1.5160951970113792,0.88145069593684833,0.45835436188716117,0.89907970985558539,0.66990252891200475,0.93433773769305928,0.93433773769305928,0.77567661242442654,0.51124140364337201,0.6522735149932678,0.61701548715579391,0.33495126445600237,0.40546732013095027,0.29969323661852842,0.29969323661852842,0.21154816702484361,0.28206422269979148,0.15866112526863271,3.5258027837473935E-2,3.5258027837473935E-2,1.7629013918736967E-2,0,0,0,0,0,0,0,0,0,0,0,0,0,0,0,0,0,0,0,0,0,0,0,0,0,0,0,0,0]
[4,"SWITCHGEAR","˂ = 11 kv ; switch",4.8588878742610637,63.316169287113297,7.9571458002925457,2,826,1017,836,695,453,429,669,995,1100,966,1548,1523,1692,1652,1421,1175,951,890,1154,1228,1543,1582,1543,1168,1215,1093,1091,1231,1250,1326,1121,867,877,823,794,714,705,575,555,473,448,445,331,292,302,275,223,207,145,144,149,89,21,34,26,23,15,14,13,12,3,6,2,2,5,0,0,0,0,0,0,0,0,0,0,0,0,0,0,0,0,0,0,0,0,0,0,0,0,0,0,null,4013.4413841396386,4941.4889681235018,4062.0302628822492,3376.9270726114391,2201.076207040262,2084.4628980579964,3250.5959878806516,4834.5934348897581,5344.7766616871704,4693.6856865361879,7521.5584293561269,7400.0862324995996,8221.2382832497206,8026.8827682792771,6904.4796693249718,5709.1932522567495,4620.8023684222717,4324.4102080923467,5607.1566068972679,5966.7143095925867,7497.2639899848209,7686.7606170810031,7497.2639899848209,5675.181037136922,5903.548767227192,5310.7644465673429,5301.0466708188205,5981.2909732153694,6073.6098428263294,6442.8853212701706,5446.8133070466529,4212.6557869843418,4261.2446657269529,3998.8647205168554,3857.9569721632847,3469.2459422223997,3425.5159513540498,2793.8605277001116,2696.6827702148903,2298.2539645254833,2176.7817676689565,2162.2051040461733,1608.2918863804121,1418.7952592842305,1467.3841380268414,1336.1941654217926,1083.5319959602173,1005.7897899720402,704.53874176785428,699.67985389359319,723.97429326489851,432.44102080923466,102.03664535948234,165.20218772487615,126.33108473078765,111.75442110800446,72.883318113915962,68.02443023965489,63.165542365393826,58.306654491132761,14.57666362278319,29.153327245566381,9.7177757485221274,9.7177757485221274,24.294439371305319,0,0,0,0,0,0,0,0,0,0,0,0,0,0,0,0,0,0,0,0,0,0,0,0,0,0]
[4,"SWITCHGEAR","> 11 kv & < = 22 kv ; circuit breaker",54.563409543769374,66.122706376195097,8.131586953122687,2,39,24,23,23,20,14,29,75,60,62,28,35,47,38,18,24,16,8,17,9,9,11,2,5,1,0,1,1,2,0,1,3,0,9,2,6,5,7,6,9,2,3,3,1,1,0,0,0,0,0,0,0,0,0,0,0,2,0,7,0,0,0,0,0,0,0,0,0,0,0,0,0,0,0,0,0,0,0,0,0,0,0,0,0,0,0,0,0,0,0,0,null,2127.9729722070056,1309.5218290504649,1254.9584195066957,1254.9584195066957,1091.2681908753875,763.88773361277129,1582.3388767693118,4092.2557157827032,3273.8045726261626,3382.931391713701,1527.7754672255426,1909.7193340319282,2564.4802485571604,2073.4095626632361,982.1413717878487,1309.5218290504649,873.01455270030999,436.507276350155,927.57796224407934,491.07068589392435,491.07068589392435,600.19750498146311,109.12681908753875,272.81704771884688,54.563409543769374,0,54.563409543769374,54.563409543769374,109.12681908753875,0,54.563409543769374,163.69022863130812,0,491.07068589392435,109.12681908753875,327.38045726261623,272.81704771884688,381.94386680638564,327.38045726261623,491.07068589392435,109.12681908753875,163.69022863130812,163.69022863130812,54.563409543769374,54.563409543769374,0,0,0,0,0,0,0,0,0,0,0,109.12681908753875,0,381.94386680638564,0,0,0,0,0,0,0,0,0,0,0,0,0,0,0,0,0,0,0,0,0,0,0,0,0,0,0,0,0,0,0,0]
[4,"SWITCHGEAR","> 11 kv & < = 22 kv ; switch",9.3790421977269105,50.799612744157521,7.1273847057779562,2,785,1115,548,144,164,223,160,378,348,124,176,378,437,336,160,110,41,9,60,5,5,18,0,0,0,0,0,5,0,5,0,0,0,0,0,0,0,0,0,0,0,5,0,0,0,0,0,0,0,0,0,0,0,0,0,0,0,0,0,0,0,5,0,0,0,0,0,0,0,0,0,0,0,0,0,0,0,0,0,0,0,0,0,0,0,0,0,0,0,0,0,null,7362.5481252156251,10457.632050465505,5139.7151243543467,1350.582076472675,1538.1629204272133,2091.5264100931008,1500.6467516363057,3545.2779507407722,3263.9066848089647,1163.0012325181369,1650.7114267999364,3545.2779507407722,4098.64144040666,3151.3581784362418,1500.6467516363057,1031.6946417499601,384.54073010680332,84.411379779542187,562.74253186361466,46.895210988634553,46.895210988634553,168.82275955908437,0,0,0,0,0,46.895210988634553,0,46.895210988634553,0,0,0,0,0,0,0,0,0,0,0,46.895210988634553,0,0,0,0,0,0,0,0,0,0,0,0,0,0,0,0,0,0,0,46.895210988634553,0,0,0,0,0,0,0,0,0,0,0,0,0,0,0,0,0,0,0,0,0,0,0,0,0,0,0,0,0]
[4,"SWITCHGEAR","> 22 kv & < = 33 kv ; circuit breaker",95.535990412079798,66.122706376195097,8.131586953122687,2,0,0,0,0,1,0,2,0,0,0,2,0,0,1,7,0,0,3,0,1,0,0,0,0,0,0,0,0,0,0,0,0,0,0,0,0,0,0,0,0,0,0,0,0,0,0,0,2,0,2,0,0,0,0,4,0,0,0,0,0,0,0,0,0,0,0,0,0,0,0,0,0,0,0,0,0,0,0,0,0,0,0,0,0,0,0,0,0,0,0,0,null,0,0,0,0,95.535990412079798,0,191.0719808241596,0,0,0,191.0719808241596,0,0,95.535990412079798,668.75193288455853,0,0,286.60797123623939,0,95.535990412079798,0,0,0,0,0,0,0,0,0,0,0,0,0,0,0,0,0,0,0,0,0,0,0,0,0,0,0,191.0719808241596,0,191.0719808241596,0,0,0,0,382.14396164831919,0,0,0,0,0,0,0,0,0,0,0,0,0,0,0,0,0,0,0,0,0,0,0,0,0,0,0,0,0,0,0,0,0,0,0,0]
[4,"SWITCHGEAR","> 22 kv & < = 33 kv ; switch",6.956353097301279,54.231980612241621,7.3642365939886547,2,0,0,0,0,0,0,0,0,0,0,0,0,0,0,0,0,1,0,0,0,0,0,0,0,0,0,0,0,0,0,0,0,0,0,0,0,0,0,0,0,0,0,0,0,0,0,0,0,0,0,0,0,0,0,0,0,0,0,0,0,0,0,0,0,0,0,0,0,0,0,0,0,0,0,0,0,0,0,0,0,0,0,0,0,0,0,0,0,0,0,0,null,0,0,0,0,0,0,0,0,0,0,0,0,0,0,0,0,6.956353097301279,0,0,0,0,0,0,0,0,0,0,0,0,0,0,0,0,0,0,0,0,0,0,0,0,0,0,0,0,0,0,0,0,0,0,0,0,0,0,0,0,0,0,0,0,0,0,0,0,0,0,0,0,0,0,0,0,0,0,0,0,0,0,0,0,0,0,0,0,0,0,0,0,0,0]
[4,"SWITCHGEAR","> 33 kv & < = 66 kv ; circuit breaker",95.535990412079798,66.122706376195097,8.131586953122687,2,0,0,0,0,0,0,0,0,0,0,0,2,0,0,0,0,0,0,0,0,0,0,0,0,0,0,0,0,0,0,0,0,0,0,0,0,0,0,0,0,0,0,0,0,0,0,0,0,0,0,0,0,0,0,0,0,0,0,0,0,0,0,0,0,0,0,0,0,0,0,0,0,0,0,0,0,0,0,0,0,0,0,0,0,0,0,0,0,0,0,0,null,0,0,0,0,0,0,0,0,0,0,0,191.0719808241596,0,0,0,0,0,0,0,0,0,0,0,0,0,0,0,0,0,0,0,0,0,0,0,0,0,0,0,0,0,0,0,0,0,0,0,0,0,0,0,0,0,0,0,0,0,0,0,0,0,0,0,0,0,0,0,0,0,0,0,0,0,0,0,0,0,0,0,0,0,0,0,0,0,0,0,0,0,0,0]
[5,"TRANSFORMERS","ground outdoor / indoor chamber mounted ; ˂ 22 kv ; < = 60 kva ; multiple phase",4987.4725603706202,73.67402339112347,8.5833573496111342,2,0,0,0,0,0,0,0,0,0,0,0,0,3,0,0,0,0,0,0,0,0,0,0,0,0,0,1,0,0,0,0,0,0,0,0,0,0,0,0,0,0,0,0,0,0,0,0,0,0,0,0,0,0,0,0,0,0,0,0,0,0,0,0,0,0,0,0,0,0,0,0,0,0,0,0,0,0,0,0,0,0,0,0,0,0,0,0,0,0,0,0,null,0,0,0,0,0,0,0,0,0,0,0,0,14962.41768111186,0,0,0,0,0,0,0,0,0,0,0,0,0,4987.4725603706202,0,0,0,0,0,0,0,0,0,0,0,0,0,0,0,0,0,0,0,0,0,0,0,0,0,0,0,0,0,0,0,0,0,0,0,0,0,0,0,0,0,0,0,0,0,0,0,0,0,0,0,0,0,0,0,0,0,0,0,0,0,0,0,0]
[5,"TRANSFORMERS","ground outdoor / indoor chamber mounted ; ˂ 22 kv ; > 60 kva and < = 600 kva ; multiple phase",65.945475344836979,73.67402339112347,8.5833573496111342,2,0,0,0,1,2,0,0,1,0,0,0,0,0,1,0,0,0,0,1,1,1,0,2,1,2,0,0,0,0,1,5,2,1,3,0,3,3,3,6,0,3,1,1,1,1,2,3,1,2,3,6,13,6,10,15,10,6,5,2,0,0,0,0,0,0,0,0,0,0,0,0,0,0,0,0,0,0,0,0,0,0,0,0,0,0,0,0,0,0,0,0,null,0,0,0,65.945475344836979,131.89095068967396,0,0,65.945475344836979,0,0,0,0,0,65.945475344836979,0,0,0,0,65.945475344836979,65.945475344836979,65.945475344836979,0,131.89095068967396,65.945475344836979,131.89095068967396,0,0,0,0,65.945475344836979,329.72737672418486,131.89095068967396,65.945475344836979,197.83642603451094,0,197.83642603451094,197.83642603451094,197.83642603451094,395.67285206902187,0,197.83642603451094,65.945475344836979,65.945475344836979,65.945475344836979,65.945475344836979,131.89095068967396,197.83642603451094,65.945475344836979,131.89095068967396,197.83642603451094,395.67285206902187,857.29117948288069,395.67285206902187,659.45475344836973,989.18213017255471,659.45475344836973,395.67285206902187,329.72737672418486,131.89095068967396,0,0,0,0,0,0,0,0,0,0,0,0,0,0,0,0,0,0,0,0,0,0,0,0,0,0,0,0,0,0,0,0]
[5,"TRANSFORMERS","ground outdoor / indoor chamber mounted ; ˂ 22 kv ; > 600 kva ; multiple phase",73.146955820260359,73.67402339112347,8.5833573496111342,2,5,0,2,3,0,0,5,6,2,0,5,6,6,3,11,5,6,6,5,9,21,31,16,7,8,4,16,12,25,24,21,24,15,15,15,27,11,26,25,12,16,14,5,7,11,4,12,6,7,7,7,2,1,0,8,6,7,8,16,0,0,2,0,0,0,0,0,0,0,0,0,0,0,0,0,0,0,0,0,0,0,0,0,0,0,0,0,0,0,0,0,null,365.7347791013018,0,146.29391164052072,219.44086746078108,0,0,365.7347791013018,438.88173492156216,146.29391164052072,0,365.7347791013018,438.88173492156216,438.88173492156216,219.44086746078108,804.61651402286395,365.7347791013018,438.88173492156216,438.88173492156216,365.7347791013018,658.32260238234323,1536.0860722254674,2267.5556304280713,1170.3512931241657,512.02869074182252,585.17564656208287,292.58782328104144,1170.3512931241657,877.76346984312431,1828.6738955065089,1755.5269396862486,1536.0860722254674,1755.5269396862486,1097.2043373039055,1097.2043373039055,1097.2043373039055,1974.9678071470298,804.61651402286395,1901.8208513267693,1828.6738955065089,877.76346984312431,1170.3512931241657,1024.057381483645,365.7347791013018,512.02869074182252,804.61651402286395,292.58782328104144,877.76346984312431,438.88173492156216,512.02869074182252,512.02869074182252,512.02869074182252,146.29391164052072,73.146955820260359,0,585.17564656208287,438.88173492156216,512.02869074182252,585.17564656208287,1170.3512931241657,0,0,146.29391164052072,0,0,0,0,0,0,0,0,0,0,0,0,0,0,0,0,0,0,0,0,0,0,0,0,0,0,0,0,0]
[5,"TRANSFORMERS","kiosk mounted ; < = 22 kv ; < = 60 kva ; multiple phase",43.868624124975781,51.401497630163121,7.1694837771043964,2,0,0,0,0,0,0,1,2,1,2,0,0,0,0,0,0,0,0,1,0,0,0,0,0,0,0,0,0,0,0,0,0,0,0,0,0,0,0,0,0,0,0,0,0,0,0,0,0,0,0,0,0,0,0,0,0,0,0,0,0,0,0,0,0,0,0,0,0,0,0,0,0,0,0,0,0,0,0,0,0,0,0,0,0,0,0,0,0,0,0,0,null,0,0,0,0,0,0,43.868624124975781,87.737248249951563,43.868624124975781,87.737248249951563,0,0,0,0,0,0,0,0,43.868624124975781,0,0,0,0,0,0,0,0,0,0,0,0,0,0,0,0,0,0,0,0,0,0,0,0,0,0,0,0,0,0,0,0,0,0,0,0,0,0,0,0,0,0,0,0,0,0,0,0,0,0,0,0,0,0,0,0,0,0,0,0,0,0,0,0,0,0,0,0,0,0,0,0]
[5,"TRANSFORMERS","kiosk mounted ; < = 22 kv ; > 60 kva and < = 600 kva ; multiple phase",50.124418701793005,51.586527208471168,7.1823761533681294,2,14,13,21,14,11,6,20,27,15,14,5,9,26,14,10,10,3,6,9,16,5,16,16,15,20,12,16,22,24,24,28,27,19,30,26,29,20,14,24,26,16,22,15,9,26,10,6,17,12,5,4,1,3,1,0,1,0,0,0,0,0,0,0,0,0,0,0,0,0,0,0,0,0,0,0,0,0,0,0,0,0,0,0,0,0,0,0,0,0,0,0,null,701.74186182510209,651.61744312330904,1052.6127927376531,701.74186182510209,551.36860571972306,300.74651221075806,1002.48837403586,1353.3593049484111,751.86628052689503,701.74186182510209,250.62209350896501,451.11976831613703,1303.2348862466181,701.74186182510209,501.24418701793002,501.24418701793002,150.37325610537903,300.74651221075806,451.11976831613703,801.99069922868807,250.62209350896501,801.99069922868807,801.99069922868807,751.86628052689503,1002.48837403586,601.49302442151611,801.99069922868807,1102.7372114394461,1202.9860488430322,1202.9860488430322,1403.4837236502042,1353.3593049484111,952.3639553340671,1503.7325610537901,1303.2348862466181,1453.6081423519972,1002.48837403586,701.74186182510209,1202.9860488430322,1303.2348862466181,801.99069922868807,1102.7372114394461,751.86628052689503,451.11976831613703,1303.2348862466181,501.24418701793002,300.74651221075806,852.11511793048112,601.49302442151611,250.62209350896501,200.49767480717202,50.124418701793005,150.37325610537903,50.124418701793005,0,50.124418701793005,0,0,0,0,0,0,0,0,0,0,0,0,0,0,0,0,0,0,0,0,0,0,0,0,0,0,0,0,0,0,0,0,0,0,0]
[5,"TRANSFORMERS","kiosk mounted ; < = 22 kv ; > 600 kva ; multiple phase",54.388879751240118,51.401497630163121,7.1694837771043964,2,17,7,13,17,11,9,25,50,49,48,21,26,21,25,12,19,6,13,20,21,13,16,12,9,9,5,11,5,11,12,7,10,10,16,4,9,3,9,4,1,0,4,2,0,2,1,1,2,3,0,0,0,1,1,1,0,0,0,0,0,0,0,0,0,0,0,0,0,0,0,0,0,0,0,0,0,0,0,0,0,0,0,0,0,0,0,0,0,0,0,0,null,924.61095577108199,380.72215825868085,707.05543676612149,924.61095577108199,598.27767726364129,489.49991776116104,1359.721993781003,2719.443987562006,2665.055107810766,2610.6662280595256,1142.1664747760424,1414.110873532243,1142.1664747760424,1359.721993781003,652.66655701488139,1033.3887152735622,326.3332785074407,707.05543676612149,1087.7775950248024,1142.1664747760424,707.05543676612149,870.22207601984189,652.66655701488139,489.49991776116104,489.49991776116104,271.9443987562006,598.27767726364129,271.9443987562006,598.27767726364129,652.66655701488139,380.72215825868085,543.8887975124012,543.8887975124012,870.22207601984189,217.55551900496047,489.49991776116104,163.16663925372035,489.49991776116104,217.55551900496047,54.388879751240118,0,217.55551900496047,108.77775950248024,0,108.77775950248024,54.388879751240118,54.388879751240118,108.77775950248024,163.16663925372035,0,0,0,54.388879751240118,54.388879751240118,54.388879751240118,0,0,0,0,0,0,0,0,0,0,0,0,0,0,0,0,0,0,0,0,0,0,0,0,0,0,0,0,0,0,0,0,0,0,0,0]
[5,"TRANSFORMERS","pole mounted ; < = 22 kv ; < = 60 kva ; multiple phase",11.73837126620894,56.711756871374,7.530720873287895,2,20,29,22,22,18,16,13,21,47,30,67,67,95,72,70,66,72,52,102,164,201,180,196,187,174,156,165,179,197,199,140,100,96,75,91,88,80,78,70,45,67,55,45,45,32,34,27,23,27,18,15,6,0,2,2,2,3,1,2,2,0,0,0,1,2,0,0,0,0,0,0,0,0,0,0,0,0,0,0,0,0,0,0,0,0,0,0,0,0,0,0,null,234.76742532417882,340.41276672005927,258.24416785659668,258.24416785659668,211.29068279176093,187.81394025934304,152.59882646071623,246.50579659038775,551.70344951182017,352.15113798626822,786.47087483599898,786.47087483599898,1115.1452702898493,845.16273116704372,821.6859886346258,774.73250356979008,845.16273116704372,610.3953058428649,1197.313869153312,1925.0928876582661,2359.412624507997,2112.906827917609,2300.7207681769523,2195.0754267810717,2042.4766003203556,1831.1859175285947,1936.8312589244752,2101.1684566514004,2312.4591394431613,2335.9358819755789,1643.3719772692516,1173.837126620894,1126.8836415560581,880.37784496567053,1068.1917852250135,1032.9766714263867,939.06970129671527,915.59295876429735,821.6859886346258,528.22670697940225,786.47087483599898,645.61041964149172,528.22670697940225,528.22670697940225,375.62788051868608,399.10462305110394,316.93602418764141,269.98253912280563,316.93602418764141,211.29068279176093,176.07556899313411,70.430227597253634,0,23.47674253241788,23.47674253241788,23.47674253241788,35.215113798626817,11.73837126620894,23.47674253241788,23.47674253241788,0,0,0,11.73837126620894,23.47674253241788,0,0,0,0,0,0,0,0,0,0,0,0,0,0,0,0,0,0,0,0,0,0,0,0,0,0]
[5,"TRANSFORMERS","pole mounted ; < = 22 kv ; < = 60 kva ; single phase",12.51965557270241,55.655848837815093,7.4602847692172647,2,197,234,197,196,114,117,188,341,376,298,435,443,503,497,445,320,263,264,349,388,522,583,556,433,510,473,439,492,482,511,461,358,363,341,290,246,265,207,216,185,157,170,118,112,105,109,86,83,43,58,71,33,2,5,7,3,2,4,3,5,1,3,1,0,1,0,0,0,0,0,0,0,0,0,0,0,0,0,0,0,0,0,0,0,0,0,0,0,0,0,0,null,2466.3721478223747,2929.5994040123642,2466.3721478223747,2453.8524922496722,1427.2407352880748,1464.7997020061821,2353.6952476680531,4269.2025502915221,4707.3904953361061,3730.8573606653181,5446.0501741255484,5546.2074187071676,6297.3867530693124,6222.2688196330982,5571.2467298525726,4006.2897832647714,3292.6694156207341,3305.1890711934361,4369.3597948731413,4857.6263622085353,6535.2602089506581,7298.9591988855054,6960.9284984225396,5421.0108629801434,6385.024342078229,5921.79708588824,5496.1287964163585,6159.6705417695857,6034.4739860425616,6397.5439976509315,5771.5612190158108,4482.0366950274629,4544.6349728909745,4269.2025502915221,3630.700116083699,3079.8352708847929,3317.7087267661386,2591.5687035493988,2704.2456037037205,2316.136280949946,1965.5859249142784,2128.3414473594098,1477.3193575788844,1402.20142414267,1314.5638351337532,1364.6424574245627,1076.6903792524072,1039.1314125343001,538.34518962620359,726.14002321673979,888.8955456618711,413.14863389917952,25.03931114540482,62.598277863512052,87.637589008916876,37.558966718107229,25.03931114540482,50.078622290809641,37.558966718107229,62.598277863512052,12.51965557270241,37.558966718107229,12.51965557270241,0,12.51965557270241,0,0,0,0,0,0,0,0,0,0,0,0,0,0,0,0,0,0,0,0,0,0,0,0,0,0]
[5,"TRANSFORMERS","pole mounted ; < = 22 kv ; > 60 kva and < = 600 kva ; multiple phase",20.257525018073643,53.319350485971896,7.3020100305307647,2,254,331,310,251,164,154,227,295,302,332,548,530,555,563,467,423,317,303,353,295,356,354,340,208,179,175,177,203,212,230,181,128,133,132,156,138,134,93,75,78,71,77,57,38,53,40,36,33,27,18,13,18,10,9,3,6,1,4,3,2,1,0,1,0,0,0,0,0,0,0,0,0,0,0,0,0,0,0,0,0,0,0,0,0,0,0,0,0,0,0,0,null,5145.4113545907057,6705.2407809823762,6279.8327556028298,5084.6387795364844,3322.2341029640775,3119.658852783341,4598.4581791027167,5975.9698803317251,6117.7725554582403,6725.4983060004497,11101.123709904357,10736.488259579031,11242.926385030873,11404.98658517546,9460.2641834403912,8568.9330826451514,6421.635430729345,6138.0300804763137,7150.9063313799961,5975.9698803317251,7211.6789064342174,7171.1638563980696,6887.5585061450383,4213.5652037593181,3626.0969782351822,3545.0668781628874,3585.5819281990348,4112.2775786689499,4294.595303831612,4659.230754156938,3666.6120282713296,2592.9632023134263,2694.2508274037946,2673.9933023857211,3160.1739028194884,2795.5384524941628,2714.508352421868,1883.9498266808489,1519.3143763555233,1580.0869514097442,1438.2842762832286,1559.8294263916705,1154.6789260301978,769.7859506867984,1073.648825957903,810.30100072294567,729.27090065065113,668.49832559643028,546.95317548798835,364.63545032532556,263.34782523495738,364.63545032532556,202.57525018073642,182.31772516266278,60.77257505422093,121.54515010844186,20.257525018073643,81.030100072294573,60.77257505422093,40.515050036147287,20.257525018073643,0,20.257525018073643,0,0,0,0,0,0,0,0,0,0,0,0,0,0,0,0,0,0,0,0,0,0,0,0,0,0,0,0]
[5,"TRANSFORMERS","pole mounted ; < = 22 kv ; > 60 kva and < = 600 kva ; single phase",20.637348836378887,58.653651599327844,7.6585672027689258,2,3,4,1,0,0,0,0,3,1,1,0,3,0,0,0,0,1,1,0,0,5,1,1,1,1,0,0,0,0,0,0,0,0,0,0,0,0,0,0,0,0,0,0,0,0,0,0,0,0,0,0,0,0,0,0,0,0,0,0,0,0,0,0,0,0,0,0,0,0,0,0,0,0,0,0,0,0,0,0,0,0,0,0,0,0,0,0,0,0,0,0,null,61.912046509136658,82.549395345515549,20.637348836378887,0,0,0,0,61.912046509136658,20.637348836378887,20.637348836378887,0,61.912046509136658,0,0,0,0,20.637348836378887,20.637348836378887,0,0,103.18674418189444,20.637348836378887,20.637348836378887,20.637348836378887,20.637348836378887,0,0,0,0,0,0,0,0,0,0,0,0,0,0,0,0,0,0,0,0,0,0,0,0,0,0,0,0,0,0,0,0,0,0,0,0,0,0,0,0,0,0,0,0,0,0,0,0,0,0,0,0,0,0,0,0,0,0,0,0,0,0,0,0,0,0]
[6,"UNDERGROUND CABLES","˂ = 1 kv",211.73340407478997,58.962765842690402,7.6787216281546762,2,53.719299999999997,49.536999999999999,82.419399999999996,96.923299999999998,45.6982,32.4268,76.966999999999999,144.58000000000001,107.9472,24.267099999999999,9.3750999999999998,13.396699999999999,21.602799999999998,24.160599999999999,15.2256,12.9229,11.6363,6.6422999999999996,10.6015,11.384499999999999,14.513199999999999,21.241099999999999,17.641400000000001,13.913600000000001,17.8446,12.9925,10.112299999999999,15.2156,16.909700000000001,14.789300000000001,17.090299999999999,21.825900000000001,22.7624,22.721499999999999,19.346499999999999,20.3797,18.608799999999999,15.3409,17.04,14.1615,11.0063,16.3415,11.9709,5.3982000000000001,8.7891999999999992,7.0056000000000003,3.7250000000000001,5.0956000000000001,4.2663000000000002,2.4965000000000002,3.1271,2.9929000000000001,2.9106000000000001,1.9966999999999999,4.0049999999999999,4.8228,2.746,2.7023999999999999,2.3660999999999999,0.9768,0,0,0,0,0,0,0,0,0,0,0,0,0,0,0,0,0,0,0,0,0,0,0,0,0,0,0,0,0,0,0,null,11374.170253514865,10488.637637652871,17450.940123801745,20521.90024316209,9675.8354460905666,6865.8367472523996,16296.484911424359,30612.415561133137,22856.028116342168,5138.1556900233354,1985.0218365415635,2836.5288943687387,4574.0343815468723,5115.6060824893702,3223.768117081122,2736.2096075181034,2463.7934098354785,1406.3967898859773,2244.6916832988859,2410.4789386894463,3072.9292400182417,4497.450409293021,3735.273674645,2945.9738909349981,3778.297902352997,2750.9462524417086,2141.1117020254987,3221.6507830403743,3580.3483428834761,3131.3888328832913,3618.5873956593828,4621.2721039959588,4819.5604369119992,4810.9005406853403,4096.3003019329244,4315.0632550229975,3940.1045697469513,3248.1809785709456,3607.9372054344208,2998.4626018051381,2330.4013652683607,3460.0414226881803,2534.6394068389031,1142.9792618765312,1860.9672350941439,1483.3195355863486,788.70693017859264,1078.9087338034999,903.3182218042765,528.59244327271324,662.11152788227571,633.69690505543895,616.27124590008373,422.76808791613314,847.99228331953384,1021.147861171897,581.41992758937329,572.18835117171238,500.98240738136053,206.82118910025486,0,0,0,0,0,0,0,0,0,0,0,0,0,0,0,0,0,0,0,0,0,0,0,0,0,0,0,0,0,0,0]
[6,"UNDERGROUND CABLES","> 1 kv & < = 11 kv",85.831617092164805,66.194435457090108,8.1359962793188458,2,7.2446999999999999,6.7439999999999998,6.3742999999999999,6.0907999999999998,7.9793000000000003,3.7475999999999998,8.8640000000000008,25.647200000000002,15.7988,17.623000000000001,14.656700000000001,9.9057999999999993,12.297499999999999,15.233000000000001,12.3057,9.0630000000000006,13.28,12.768000000000001,8.4162999999999997,7.5677000000000003,13.6568,13.529299999999999,10.6858,14.570399999999999,13.397,8.4222000000000001,6.6700999999999997,8.4618000000000002,12.1822,18.1538,20.7498,19.722200000000001,18.675799999999999,16.838699999999999,11.884600000000001,12.2064,12.6493,19.481300000000001,21.355699999999999,13.6828,15.2477,12.285,4.7191000000000001,3.1274999999999999,6.7138,6.2515000000000001,7.8353000000000002,9.7769999999999992,7.0457999999999998,6.6760999999999999,8.7287999999999997,7.7869000000000002,5.2145000000000001,7.0994999999999999,6.5077999999999996,5.8929999999999998,5.4382999999999999,3.6939000000000002,3.1032999999999999,1.0157,0,0,0,0,0,0,0,0,0,0,0,0,0,0,0,0,0,0,0,0,0,0,0,0,0,0,0,0,0,0,0,null,621.82431634760633,578.84842566955945,547.11647683058607,522.78321338495732,684.87622226351061,321.66256821459683,760.81145390494885,2201.3406498861691,1356.0365521156932,1512.6105880152204,1258.008262234732,850.23083259156601,1055.5143111908967,1307.4730231649464,1056.2181304510525,777.89194570628968,1139.8438749839486,1095.8980870327603,722.38463893278663,649.54792866837568,1172.1852283042763,1161.2416971250252,917.17949392345474,1250.6009936796779,1149.886174183732,722.89104547363047,572.50546916644839,726.28997751048018,1045.61792574017,1558.1700103677415,1780.9888883390013,1692.7883186150927,1602.9741144898514,1445.2928507298354,1020.074436493542,1047.6950508738005,1085.7098740839203,1672.1114820575904,1832.9942651351439,1174.4168503486726,1308.7347479362013,1054.4414159772446,405.04798421963494,268.4383824557454,576.25631083337612,536.57635425166825,672.51646940223895,839.17572031009524,604.75240770797473,573.02045886900146,749.20701927408811,668.36221913497809,447.56896732709339,609.36156554582408,558.57499771239009,505.8057195241272,466.77808323231983,317.05341037674759,266.36125732211502,87.179173480511793,0,0,0,0,0,0,0,0,0,0,0,0,0,0,0,0,0,0,0,0,0,0,0,0,0,0,0,0,0,0,0]
[6,"UNDERGROUND CABLES","> 11 kv & < = 22 kv",102.0887869870682,50.312621679137948,7.0931390568025625,2,9.6167999999999996,6.2611999999999997,4.5118,4.1073000000000004,6.8592000000000004,15.0669,8.8638999999999992,23.418399999999998,26.446999999999999,21.209700000000002,35.5732,45.482599999999998,28.6692,19.8444,22.296600000000002,15.3308,23.027999999999999,25.346800000000002,13.614000000000001,14.277200000000001,21.610099999999999,22.716799999999999,12.3401,5.2624000000000004,4.3189000000000002,4.3544,5.6795999999999998,6.1860999999999997,5.0095000000000001,6.601,7.9010999999999996,6.7880000000000003,5.5316000000000001,4.6399999999999997,6.3428000000000004,6.9494999999999996,4.6039000000000003,6.0707000000000004,6.7106000000000003,4.3141999999999996,5.1062000000000003,5.1079999999999997,2.6993999999999998,2.3275999999999999,2.0415000000000001,1.0787,0.54249999999999998,0.70750000000000002,0.69350000000000001,0.4254,0,9.1499999999999998E-2,9.1499999999999998E-2,9.7900000000000001E-2,9.7900000000000001E-2,0,0,1.7500000000000002E-2,1.7500000000000002E-2,0,0,0,0,0,0,0,0,0,0,0,0,0,0,0,0,0,0,0,0,0,0,0,0,0,0,0,0,0,0,0,0,null,981.76744669723746,639.19831308343146,460.60418912825435,419.30927479198527,700.24740770169831,1538.1615446554579,904.90479897467378,2390.7560491779577,2699.9421494469925,2165.2725453596208,3631.6248372483747,4643.2634630180282,2926.8038518896556,2025.8907244861764,2276.2328479358653,1565.1027755413452,2350.9005867382066,2587.6240660038206,1389.8367460419465,1457.5420295717702,2206.1488956692424,2319.1305562278308,1259.7858402991203,537.23203264074778,440.91126211844886,444.5354140564898,579.82347457175251,631.53144518070258,511.41377841171817,673.88808290163718,806.61371486352459,692.97868606821896,564.71433409766644,473.69197161999642,647.52875810157627,709.4660251666304,470.00656640976331,619.75039916239496,685.07701395541994,440.43144481960962,521.28576411336769,521.46952392994433,275.5784715928919,237.62186059109993,208.41425863409975,110.12317452295046,55.3831669404845,72.227816793350755,70.798573775531807,43.428569984298811,0,9.34112400931674,9.34112400931674,9.9944922460339765,9.9944922460339765,0,0,1.7865537722736937,1.7865537722736937,0,0,0,0,0,0,0,0,0,0,0,0,0,0,0,0,0,0,0,0,0,0,0,0,0,0,0,0,0,0,0,0]
[6,"UNDERGROUND CABLES","> 22 kv & < = 33 kv",102.0887869870682,65.385207027128601,8.0861119845775455,2,0.58240000000000003,0,0,3.1168999999999998,3.3972000000000002,1.4832000000000001,7.8441000000000001,3.1185,0,11.9602,11.5921,0,0,0,0,0,0.62790000000000001,0.62790000000000001,0,0,0,0,0,0,0,0,0,0,0,0,0,0,0,0,0,0,0,0,0,0,0,0,0,0,0,0,2.0093000000000001,2.0093000000000001,0,0,6.0496999999999996,6.0496999999999996,0,5.8418000000000001,5.8418000000000001,0,0,0,0,0,0,0,0,0,0,0,0,0,0,0,0,0,0,0,0,0,0,0,0,0,0,0,0,0,0,0,0,0,0,0,0,null,59.456509541268524,0,0,318.20054015999284,346.81602715246811,151.41808885921958,800.79465400526169,318.36388221917218,0,1221.0023101227332,1183.4234276327934,0,0,0,0,0,64.101549349180132,64.101549349180132,0,0,0,0,0,0,0,0,0,0,0,0,0,0,0,0,0,0,0,0,0,0,0,0,0,0,0,0,205.12699969311615,205.12699969311615,0,0,617.60653463566643,617.60653463566643,0,596.38227582105503,596.38227582105503,0,0,0,0,0,0,0,0,0,0,0,0,0,0,0,0,0,0,0,0,0,0,0,0,0,0,0,0,0,0,0,0,0,0,0,0]
["","","","","","","","","","","","","","","","","","","","","","","","","","","","","","","","","","","","","","","","","","","","","","","","","","","","","","","","","","","","","","","","","","","","","","","","","","","","","","","","","","","","","","","","","","","","","","","","","","",null,"","","","","","","","","","","","","","","","","","","","","","","","","","","","","","","","","","","","","","","","","","","","","","","","","","","","","","","","","","","","","","","","","","","","","","","","","","","","","","","","","","","","","","","","","","",""]
["","","","","","","","","","","","","","","","","","","","","","","","","","","","","","","","","","","","","","","","","","","","","","","","","","","","","","","","","","","","","","","","","","","","","","","","","","","","","","","","","","","","","","","","","","","","","","","","","","",null,"","","","","","","","","","","","","","","","","","","","","","","","","","","","","","","","","","","","","","","","","","","","","","","","","","","","","","","","","","","","","","","","","","","","","","","","","","","","","","","","","","","","","","","","","","",""]
["","","","","","","","","","","","","","","","","","","","","","","","","","","","","","","","","","","","","","","","","","","","","","","","","","","","","","","","","","","","","","","","","","","","","","","","","","","","","","","","","","","","","","","","","","","","","","","","","","",null,"","","","","","","","","","","","","","","","","","","","","","","","","","","","","","","","","","","","","","","","","","","","","","","","","","","","","","","","","","","","","","","","","","","","","","","","","","","","","","","","","","","","","","","","","","",""]
["","","","","","","","","","","","","","","","","","","","","","","","","","","","","","","","","","","","","","","","","","","","","","","","","","","","","","","","","","","","","","","","","","","","","","","","","","","","","","","","","","","","","","","","","","","","","","","","","","",null,"","","","","","","","","","","","","","","","","","","","","","","","","","","","","","","","","","","","","","","","","","","","","","","","","","","","","","","","","","","","","","","","","","","","","","","","","","","","","","","","","","","","","","","","","","",""]
["","","","","","","","","","","","","","","","","","","","","","","","","","","","","","","","","","","","","","","","","","","","","","","","","","","","","","","","","","","","","","","","","","","","","","","","","","","","","","","","","","","","","","","","","","","","","","","","","","",null,"","","","","","","","","","","","","","","","","","","","","","","","","","","","","","","","","","","","","","","","","","","","","","","","","","","","","","","","","","","","","","","","","","","","","","","","","","","","","","","","","","","","","","","","","","",""]
["","","","","","","","","","","","","","","","","","","","","","","","","","","","","","","","","","","","","","","","","","","","","","","","","","","","","","","","","","","","","","","","","","","","","","","","","","","","","","","","","","","","","","","","","","","","","","","","","","",null,"","","","","","","","","","","","","","","","","","","","","","","","","","","","","","","","","","","","","","","","","","","","","","","","","","","","","","","","","","","","","","","","","","","","","","","","","","","","","","","","","","","","","","","","","","",""]
["","","","","","","","","","","","","","","","","","","","","","","","","","","","","","","","","","","","","","","","","","","","","","","","","","","","","","","","","","","","","","","","","","","","","","","","","","","","","","","","","","","","","","","","","","","","","","","","","","",null,"","","","","","","","","","","","","","","","","","","","","","","","","","","","","","","","","","","","","","","","","","","","","","","","","","","","","","","","","","","","","","","","","","","","","","","","","","","","","","","","","","","","","","","","","","",""]
["","","","","","","","","","","","","","","","","","","","","","","","","","","","","","","","","","","","","","","","","","","","","","","","","","","","","","","","","","","","","","","","","","","","","","","","","","","","","","","","","","","","","","","","","","","","","","","","","","",null,"","","","","","","","","","","","","","","","","","","","","","","","","","","","","","","","","","","","","","","","","","","","","","","","","","","","","","","","","","","","","","","","","","","","","","","","","","","","","","","","","","","","","","","","","","",""]
["","","","","","","","","","","","","","","","","","","","","","","","","","","","","","","","","","","","","","","","","","","","","","","","","","","","","","","","","","","","","","","","","","","","","","","","","","","","","","","","","","","","","","","","","","","","","","","","","","",null,"","","","","","","","","","","","","","","","","","","","","","","","","","","","","","","","","","","","","","","","","","","","","","","","","","","","","","","","","","","","","","","","","","","","","","","","","","","","","","","","","","","","","","","","","","",""]
["","","","","","","","","","","","","","","","","","","","","","","","","","","","","","","","","","","","","","","","","","","","","","","","","","","","","","","","","","","","","","","","","","","","","","","","","","","","","","","","","","","","","","","","","","","","","","","","","","",null,"","","","","","","","","","","","","","","","","","","","","","","","","","","","","","","","","","","","","","","","","","","","","","","","","","","","","","","","","","","","","","","","","","","","","","","","","","","","","","","","","","","","","","","","","","",""]
["","","","","","","","","","","","","","","","","","","","","","","","","","","","","","","","","","","","","","","","","","","","","","","","","","","","","","","","","","","","","","","","","","","","","","","","","","","","","","","","","","","","","","","","","","","","","","","","","","",null,"","","","","","","","","","","","","","","","","","","","","","","","","","","","","","","","","","","","","","","","","","","","","","","","","","","","","","","","","","","","","","","","","","","","","","","","","","","","","","","","","","","","","","","","","","",""]
["","","","","","","","","","","","","","","","","","","","","","","","","","","","","","","","","","","","","","","","","","","","","","","","","","","","","","","","","","","","","","","","","","","","","","","","","","","","","","","","","","","","","","","","","","","","","","","","","","",null,"","","","","","","","","","","","","","","","","","","","","","","","","","","","","","","","","","","","","","","","","","","","","","","","","","","","","","","","","","","","","","","","","","","","","","","","","","","","","","","","","","","","","","","","","","",""]
["","","","","","","","","","","","","","","","","","","","","","","","","","","","","","","","","","","","","","","","","","","","","","","","","","","","","","","","","","","","","","","","","","","","","","","","","","","","","","","","","","","","","","","","","","","","","","","","","","",null,"","","","","","","","","","","","","","","","","","","","","","","","","","","","","","","","","","","","","","","","","","","","","","","","","","","","","","","","","","","","","","","","","","","","","","","","","","","","","","","","","","","","","","","","","","",""]
["","","","","","","","","","","","","","","","","","","","","","","","","","","","","","","","","","","","","","","","","","","","","","","","","","","","","","","","","","","","","","","","","","","","","","","","","","","","","","","","","","","","","","","","","","","","","","","","","","",null,"","","","","","","","","","","","","","","","","","","","","","","","","","","","","","","","","","","","","","","","","","","","","","","","","","","","","","","","","","","","","","","","","","","","","","","","","","","","","","","","","","","","","","","","","","",""]
["","","","","","","","","","","","","","","","","","","","","","","","","","","","","","","","","","","","","","","","","","","","","","","","","","","","","","","","","","","","","","","","","","","","","","","","","","","","","","","","","","","","","","","","","","","","","","","","","","",null,"","","","","","","","","","","","","","","","","","","","","","","","","","","","","","","","","","","","","","","","","","","","","","","","","","","","","","","","","","","","","","","","","","","","","","","","","","","","","","","","","","","","","","","","","","",""]
["","","","","","","","","","","","","","","","","","","","","","","","","","","","","","","","","","","","","","","","","","","","","","","","","","","","","","","","","","","","","","","","","","","","","","","","","","","","","","","","","","","","","","","","","","","","","","","","","","",null,"","","","","","","","","","","","","","","","","","","","","","","","","","","","","","","","","","","","","","","","","","","","","","","","","","","","","","","","","","","","","","","","","","","","","","","","","","","","","","","","","","","","","","","","","","",""]
["","","","","","","","","","","","","","","","","","","","","","","","","","","","","","","","","","","","","","","","","","","","","","","","","","","","","","","","","","","","","","","","","","","","","","","","","","","","","","","","","","","","","","","","","","","","","","","","","","",null,"","","","","","","","","","","","","","","","","","","","","","","","","","","","","","","","","","","","","","","","","","","","","","","","","","","","","","","","","","","","","","","","","","","","","","","","","","","","","","","","","","","","","","","","","","",""]
["","","","","","","","","","","","","","","","","","","","","","","","","","","","","","","","","","","","","","","","","","","","","","","","","","","","","","","","","","","","","","","","","","","","","","","","","","","","","","","","","","","","","","","","","","","","","","","","","","",null,"","","","","","","","","","","","","","","","","","","","","","","","","","","","","","","","","","","","","","","","","","","","","","","","","","","","","","","","","","","","","","","","","","","","","","","","","","","","","","","","","","","","","","","","","","",""]
["","","","","","","","","","","","","","","","","","","","","","","","","","","","","","","","","","","","","","","","","","","","","","","","","","","","","","","","","","","","","","","","","","","","","","","","","","","","","","","","","","","","","","","","","","","","","","","","","","",null,"","","","","","","","","","","","","","","","","","","","","","","","","","","","","","","","","","","","","","","","","","","","","","","","","","","","","","","","","","","","","","","","","","","","","","","","","","","","","","","","","","","","","","","","","","",""]
["","","","","","","","","","","","","","","","","","","","","","","","","","","","","","","","","","","","","","","","","","","","","","","","","","","","","","","","","","","","","","","","","","","","","","","","","","","","","","","","","","","","","","","","","","","","","","","","","","",null,"","","","","","","","","","","","","","","","","","","","","","","","","","","","","","","","","","","","","","","","","","","","","","","","","","","","","","","","","","","","","","","","","","","","","","","","","","","","","","","","","","","","","","","","","","",""]
["","","","","","","","","","","","","","","","","","","","","","","","","","","","","","","","","","","","","","","","","","","","","","","","","","","","","","","","","","","","","","","","","","","","","","","","","","","","","","","","","","","","","","","","","","","","","","","","","","",null,"","","","","","","","","","","","","","","","","","","","","","","","","","","","","","","","","","","","","","","","","","","","","","","","","","","","","","","","","","","","","","","","","","","","","","","","","","","","","","","","","","","","","","","","","","",""]
["","","","","","","","","","","","","","","","","","","","","","","","","","","","","","","","","","","","","","","","","","","","","","","","","","","","","","","","","","","","","","","","","","","","","","","","","","","","","","","","","","","","","","","","","","","","","","","","","","",null,"","","","","","","","","","","","","","","","","","","","","","","","","","","","","","","","","","","","","","","","","","","","","","","","","","","","","","","","","","","","","","","","","","","","","","","","","","","","","","","","","","","","","","","","","","",""]
["","","","","","","","","","","","","","","","","","","","","","","","","","","","","","","","","","","","","","","","","","","","","","","","","","","","","","","","","","","","","","","","","","","","","","","","","","","","","","","","","","","","","","","","","","","","","","","","","","",null,"","","","","","","","","","","","","","","","","","","","","","","","","","","","","","","","","","","","","","","","","","","","","","","","","","","","","","","","","","","","","","","","","","","","","","","","","","","","","","","","","","","","","","","","","","",""]
["","","","","","","","","","","","","","","","","","","","","","","","","","","","","","","","","","","","","","","","","","","","","","","","","","","","","","","","","","","","","","","","","","","","","","","","","","","","","","","","","","","","","","","","","","","","","","","","","","",null,"","","","","","","","","","","","","","","","","","","","","","","","","","","","","","","","","","","","","","","","","","","","","","","","","","","","","","","","","","","","","","","","","","","","","","","","","","","","","","","","","","","","","","","","","","",""]
["","","","","","","","","","","","","","","","","","","","","","","","","","","","","","","","","","","","","","","","","","","","","","","","","","","","","","","","","","","","","","","","","","","","","","","","","","","","","","","","","","","","","","","","","","","","","","","","","","",null,"","","","","","","","","","","","","","","","","","","","","","","","","","","","","","","","","","","","","","","","","","","","","","","","","","","","","","","","","","","","","","","","","","","","","","","","","","","","","","","","","","","","","","","","","","",""]
["","","","","","","","","","","","","","","","","","","","","","","","","","","","","","","","","","","","","","","","","","","","","","","","","","","","","","","","","","","","","","","","","","","","","","","","","","","","","","","","","","","","","","","","","","","","","","","","","","",null,"","","","","","","","","","","","","","","","","","","","","","","","","","","","","","","","","","","","","","","","","","","","","","","","","","","","","","","","","","","","","","","","","","","","","","","","","","","","","","","","","","","","","","","","","","",""]
["","","","","","","","","","","","","","","","","","","","","","","","","","","","","","","","","","","","","","","","","","","","","","","","","","","","","","","","","","","","","","","","","","","","","","","","","","","","","","","","","","","","","","","","","","","","","","","","","","",null,"","","","","","","","","","","","","","","","","","","","","","","","","","","","","","","","","","","","","","","","","","","","","","","","","","","","","","","","","","","","","","","","","","","","","","","","","","","","","","","","","","","","","","","","","","",""]
["","","","","","","","","","","","","","","","","","","","","","","","","","","","","","","","","","","","","","","","","","","","","","","","","","","","","","","","","","","","","","","","","","","","","","","","","","","","","","","","","","","","","","","","","","","","","","","","","","",null,"","","","","","","","","","","","","","","","","","","","","","","","","","","","","","","","","","","","","","","","","","","","","","","","","","","","","","","","","","","","","","","","","","","","","","","","","","","","","","","","","","","","","","","","","","",""]
["","","","","","","","","","","","","","","","","","","","","","","","","","","","","","","","","","","","","","","","","","","","","","","","","","","","","","","","","","","","","","","","","","","","","","","","","","","","","","","","","","","","","","","","","","","","","","","","","","",null,"","","","","","","","","","","","","","","","","","","","","","","","","","","","","","","","","","","","","","","","","","","","","","","","","","","","","","","","","","","","","","","","","","","","","","","","","","","","","","","","","","","","","","","","","","",""]
["","","","","","","","","","","","","","","","","","","","","","","","","","","","","","","","","","","","","","","","","","","","","","","","","","","","","","","","","","","","","","","","","","","","","","","","","","","","","","","","","","","","","","","","","","","","","","","","","","",null,"","","","","","","","","","","","","","","","","","","","","","","","","","","","","","","","","","","","","","","","","","","","","","","","","","","","","","","","","","","","","","","","","","","","","","","","","","","","","","","","","","","","","","","","","","",""]
["","","","","","","","","","","","","","","","","","","","","","","","","","","","","","","","","","","","","","","","","","","","","","","","","","","","","","","","","","","","","","","","","","","","","","","","","","","","","","","","","","","","","","","","","","","","","","","","","","",null,"","","","","","","","","","","","","","","","","","","","","","","","","","","","","","","","","","","","","","","","","","","","","","","","","","","","","","","","","","","","","","","","","","","","","","","","","","","","","","","","","","","","","","","","","","",""]
["","","","","","","","","","","","","","","","","","","","","","","","","","","","","","","","","","","","","","","","","","","","","","","","","","","","","","","","","","","","","","","","","","","","","","","","","","","","","","","","","","","","","","","","","","","","","","","","","","",null,"","","","","","","","","","","","","","","","","","","","","","","","","","","","","","","","","","","","","","","","","","","","","","","","","","","","","","","","","","","","","","","","","","","","","","","","","","","","","","","","","","","","","","","","","","",""]
["","","","","","","","","","","","","","","","","","","","","","","","","","","","","","","","","","","","","","","","","","","","","","","","","","","","","","","","","","","","","","","","","","","","","","","","","","","","","","","","","","","","","","","","","","","","","","","","","","",null,"","","","","","","","","","","","","","","","","","","","","","","","","","","","","","","","","","","","","","","","","","","","","","","","","","","","","","","","","","","","","","","","","","","","","","","","","","","","","","","","","","","","","","","","","","",""]
["","","","","","","","","","","","","","","","","","","","","","","","","","","","","","","","","","","","","","","","","","","","","","","","","","","","","","","","","","","","","","","","","","","","","","","","","","","","","","","","","","","","","","","","","","","","","","","","","","",null,"","","","","","","","","","","","","","","","","","","","","","","","","","","","","","","","","","","","","","","","","","","","","","","","","","","","","","","","","","","","","","","","","","","","","","","","","","","","","","","","","","","","","","","","","","",""]
["","","","","","","","","","","","","","","","","","","","","","","","","","","","","","","","","","","","","","","","","","","","","","","","","","","","","","","","","","","","","","","","","","","","","","","","","","","","","","","","","","","","","","","","","","","","","","","","","","",null,"","","","","","","","","","","","","","","","","","","","","","","","","","","","","","","","","","","","","","","","","","","","","","","","","","","","","","","","","","","","","","","","","","","","","","","","","","","","","","","","","","","","","","","","","","",""]
["","","","","","","","","","","","","","","","","","","","","","","","","","","","","","","","","","","","","","","","","","","","","","","","","","","","","","","","","","","","","","","","","","","","","","","","","","","","","","","","","","","","","","","","","","","","","","","","","","",null,"","","","","","","","","","","","","","","","","","","","","","","","","","","","","","","","","","","","","","","","","","","","","","","","","","","","","","","","","","","","","","","","","","","","","","","","","","","","","","","","","","","","","","","","","","",""]
["","","","","","","","","","","","","","","","","","","","","","","","","","","","","","","","","","","","","","","","","","","","","","","","","","","","","","","","","","","","","","","","","","","","","","","","","","","","","","","","","","","","","","","","","","","","","","","","","","",null,"","","","","","","","","","","","","","","","","","","","","","","","","","","","","","","","","","","","","","","","","","","","","","","","","","","","","","","","","","","","","","","","","","","","","","","","","","","","","","","","","","","","","","","","","","",""]
["","","","","","","","","","","","","","","","","","","","","","","","","","","","","","","","","","","","","","","","","","","","","","","","","","","","","","","","","","","","","","","","","","","","","","","","","","","","","","","","","","","","","","","","","","","","","","","","","","",null,"","","","","","","","","","","","","","","","","","","","","","","","","","","","","","","","","","","","","","","","","","","","","","","","","","","","","","","","","","","","","","","","","","","","","","","","","","","","","","","","","","","","","","","","","","",""]
["","","","","","","","","","","","","","","","","","","","","","","","","","","","","","","","","","","","","","","","","","","","","","","","","","","","","","","","","","","","","","","","","","","","","","","","","","","","","","","","","","","","","","","","","","","","","","","","","","",null,"","","","","","","","","","","","","","","","","","","","","","","","","","","","","","","","","","","","","","","","","","","","","","","","","","","","","","","","","","","","","","","","","","","","","","","","","","","","","","","","","","","","","","","","","","",""]
["","","","","","","","","","","","","","","","","","","","","","","","","","","","","","","","","","","","","","","","","","","","","","","","","","","","","","","","","","","","","","","","","","","","","","","","","","","","","","","","","","","","","","","","","","","","","","","","","","",null,"","","","","","","","","","","","","","","","","","","","","","","","","","","","","","","","","","","","","","","","","","","","","","","","","","","","","","","","","","","","","","","","","","","","","","","","","","","","","","","","","","","","","","","","","","",""]
["","","","","","","","","","","","","","","","","","","","","","","","","","","","","","","","","","","","","","","","","","","","","","","","","","","","","","","","","","","","","","","","","","","","","","","","","","","","","","","","","","","","","","","","","","","","","","","","","","",null,"","","","","","","","","","","","","","","","","","","","","","","","","","","","","","","","","","","","","","","","","","","","","","","","","","","","","","","","","","","","","","","","","","","","","","","","","","","","","","","","","","","","","","","","","","",""]
["","","","","","","","","","","","","","","","","","","","","","","","","","","","","","","","","","","","","","","","","","","","","","","","","","","","","","","","","","","","","","","","","","","","","","","","","","","","","","","","","","","","","","","","","","","","","","","","","","",null,"","","","","","","","","","","","","","","","","","","","","","","","","","","","","","","","","","","","","","","","","","","","","","","","","","","","","","","","","","","","","","","","","","","","","","","","","","","","","","","","","","","","","","","","","","",""]
["","","","","","","","","","","","","","","","","","","","","","","","","","","","","","","","","","","","","","","","","","","","","","","","","","","","","","","","","","","","","","","","","","","","","","","","","","","","","","","","","","","","","","","","","","","","","","","","","","",null,"","","","","","","","","","","","","","","","","","","","","","","","","","","","","","","","","","","","","","","","","","","","","","","","","","","","","","","","","","","","","","","","","","","","","","","","","","","","","","","","","","","","","","","","","","",""]
["","","","","","","","","","","","","","","","","","","","","","","","","","","","","","","","","","","","","","","","","","","","","","","","","","","","","","","","","","","","","","","","","","","","","","","","","","","","","","","","","","","","","","","","","","","","","","","","","","",null,"","","","","","","","","","","","","","","","","","","","","","","","","","","","","","","","","","","","","","","","","","","","","","","","","","","","","","","","","","","","","","","","","","","","","","","","","","","","","","","","","","","","","","","","","","",""]
["","","","","","","","","","","","","","","","","","","","","","","","","","","","","","","","","","","","","","","","","","","","","","","","","","","","","","","","","","","","","","","","","","","","","","","","","","","","","","","","","","","","","","","","","","","","","","","","","","",null,"","","","","","","","","","","","","","","","","","","","","","","","","","","","","","","","","","","","","","","","","","","","","","","","","","","","","","","","","","","","","","","","","","","","","","","","","","","","","","","","","","","","","","","","","","",""]
["","","","","","","","","","","","","","","","","","","","","","","","","","","","","","","","","","","","","","","","","","","","","","","","","","","","","","","","","","","","","","","","","","","","","","","","","","","","","","","","","","","","","","","","","","","","","","","","","","",null,"","","","","","","","","","","","","","","","","","","","","","","","","","","","","","","","","","","","","","","","","","","","","","","","","","","","","","","","","","","","","","","","","","","","","","","","","","","","","","","","","","","","","","","","","","",""]
["","","","","","","","","","","","","","","","","","","","","","","","","","","","","","","","","","","","","","","","","","","","","","","","","","","","","","","","","","","","","","","","","","","","","","","","","","","","","","","","","","","","","","","","","","","","","","","","","","",null,"","","","","","","","","","","","","","","","","","","","","","","","","","","","","","","","","","","","","","","","","","","","","","","","","","","","","","","","","","","","","","","","","","","","","","","","","","","","","","","","","","","","","","","","","","",""]
["","","","","","","","","","","","","","","","","","","","","","","","","","","","","","","","","","","","","","","","","","","","","","","","","","","","","","","","","","","","","","","","","","","","","","","","","","","","","","","","","","","","","","","","","","","","","","","","","","",null,"","","","","","","","","","","","","","","","","","","","","","","","","","","","","","","","","","","","","","","","","","","","","","","","","","","","","","","","","","","","","","","","","","","","","","","","","","","","","","","","","","","","","","","","","","",""]
["","","","","","","","","","","","","","","","","","","","","","","","","","","","","","","","","","","","","","","","","","","","","","","","","","","","","","","","","","","","","","","","","","","","","","","","","","","","","","","","","","","","","","","","","","","","","","","","","","",null,"","","","","","","","","","","","","","","","","","","","","","","","","","","","","","","","","","","","","","","","","","","","","","","","","","","","","","","","","","","","","","","","","","","","","","","","","","","","","","","","","","","","","","","","","","",""]
["","","","","","","","","","","","","","","","","","","","","","","","","","","","","","","","","","","","","","","","","","","","","","","","","","","","","","","","","","","","","","","","","","","","","","","","","","","","","","","","","","","","","","","","","","","","","","","","","","",null,"","","","","","","","","","","","","","","","","","","","","","","","","","","","","","","","","","","","","","","","","","","","","","","","","","","","","","","","","","","","","","","","","","","","","","","","","","","","","","","","","","","","","","","","","","",""]
["","","","","","","","","","","","","","","","","","","","","","","","","","","","","","","","","","","","","","","","","","","","","","","","","","","","","","","","","","","","","","","","","","","","","","","","","","","","","","","","","","","","","","","","","","","","","","","","","","",null,"","","","","","","","","","","","","","","","","","","","","","","","","","","","","","","","","","","","","","","","","","","","","","","","","","","","","","","","","","","","","","","","","","","","","","","","","","","","","","","","","","","","","","","","","","",""]
["","","","","","","","","","","","","","","","","","","","","","","","","","","","","","","","","","","","","","","","","","","","","","","","","","","","","","","","","","","","","","","","","","","","","","","","","","","","","","","","","","","","","","","","","","","","","","","","","","",null,"","","","","","","","","","","","","","","","","","","","","","","","","","","","","","","","","","","","","","","","","","","","","","","","","","","","","","","","","","","","","","","","","","","","","","","","","","","","","","","","","","","","","","","","","","",""]
["","","","","","","","","","","","","","","","","","","","","","","","","","","","","","","","","","","","","","","","","","","","","","","","","","","","","","","","","","","","","","","","","","","","","","","","","","","","","","","","","","","","","","","","","","","","","","","","","","",null,"","","","","","","","","","","","","","","","","","","","","","","","","","","","","","","","","","","","","","","","","","","","","","","","","","","","","","","","","","","","","","","","","","","","","","","","","","","","","","","","","","","","","","","","","","",""]
["","","","","","","","","","","","","","","","","","","","","","","","","","","","","","","","","","","","","","","","","","","","","","","","","","","","","","","","","","","","","","","","","","","","","","","","","","","","","","","","","","","","","","","","","","","","","","","","","","",null,"","","","","","","","","","","","","","","","","","","","","","","","","","","","","","","","","","","","","","","","","","","","","","","","","","","","","","","","","","","","","","","","","","","","","","","","","","","","","","","","","","","","","","","","","","",""]
["","","","","","","","","","","","","","","","","","","","","","","","","","","","","","","","","","","","","","","","","","","","","","","","","","","","","","","","","","","","","","","","","","","","","","","","","","","","","","","","","","","","","","","","","","","","","","","","","","",null,"","","","","","","","","","","","","","","","","","","","","","","","","","","","","","","","","","","","","","","","","","","","","","","","","","","","","","","","","","","","","","","","","","","","","","","","","","","","","","","","","","","","","","","","","","",""]
["","","","","","","","","","","","","","","","","","","","","","","","","","","","","","","","","","","","","","","","","","","","","","","","","","","","","","","","","","","","","","","","","","","","","","","","","","","","","","","","","","","","","","","","","","","","","","","","","","",null,"","","","","","","","","","","","","","","","","","","","","","","","","","","","","","","","","","","","","","","","","","","","","","","","","","","","","","","","","","","","","","","","","","","","","","","","","","","","","","","","","","","","","","","","","","",""]
["","","","","","","","","","","","","","","","","","","","","","","","","","","","","","","","","","","","","","","","","","","","","","","","","","","","","","","","","","","","","","","","","","","","","","","","","","","","","","","","","","","","","","","","","","","","","","","","","","",null,"","","","","","","","","","","","","","","","","","","","","","","","","","","","","","","","","","","","","","","","","","","","","","","","","","","","","","","","","","","","","","","","","","","","","","","","","","","","","","","","","","","","","","","","","","",""]
["","","","","","","","","","","","","","","","","","","","","","","","","","","","","","","","","","","","","","","","","","","","","","","","","","","","","","","","","","","","","","","","","","","","","","","","","","","","","","","","","","","","","","","","","","","","","","","","","","",null,"","","","","","","","","","","","","","","","","","","","","","","","","","","","","","","","","","","","","","","","","","","","","","","","","","","","","","","","","","","","","","","","","","","","","","","","","","","","","","","","","","","","","","","","","","",""]
["","","","","","","","","","","","","","","","","","","","","","","","","","","","","","","","","","","","","","","","","","","","","","","","","","","","","","","","","","","","","","","","","","","","","","","","","","","","","","","","","","","","","","","","","","","","","","","","","","",null,"","","","","","","","","","","","","","","","","","","","","","","","","","","","","","","","","","","","","","","","","","","","","","","","","","","","","","","","","","","","","","","","","","","","","","","","","","","","","","","","","","","","","","","","","","",""]
["","","","","","","","","","","","","","","","","","","","","","","","","","","","","","","","","","","","","","","","","","","","","","","","","","","","","","","","","","","","","","","","","","","","","","","","","","","","","","","","","","","","","","","","","","","","","","","","","","",null,"","","","","","","","","","","","","","","","","","","","","","","","","","","","","","","","","","","","","","","","","","","","","","","","","","","","","","","","","","","","","","","","","","","","","","","","","","","","","","","","","","","","","","","","","","",""]
["","","","","","","","","","","","","","","","","","","","","","","","","","","","","","","","","","","","","","","","","","","","","","","","","","","","","","","","","","","","","","","","","","","","","","","","","","","","","","","","","","","","","","","","","","","","","","","","","","",null,"","","","","","","","","","","","","","","","","","","","","","","","","","","","","","","","","","","","","","","","","","","","","","","","","","","","","","","","","","","","","","","","","","","","","","","","","","","","","","","","","","","","","","","","","","",""]
["","","","","","","","","","","","","","","","","","","","","","","","","","","","","","","","","","","","","","","","","","","","","","","","","","","","","","","","","","","","","","","","","","","","","","","","","","","","","","","","","","","","","","","","","","","","","","","","","","",null,"","","","","","","","","","","","","","","","","","","","","","","","","","","","","","","","","","","","","","","","","","","","","","","","","","","","","","","","","","","","","","","","","","","","","","","","","","","","","","","","","","","","","","","","","","",""]
["","","","","","","","","","","","","","","","","","","","","","","","","","","","","","","","","","","","","","","","","","","","","","","","","","","","","","","","","","","","","","","","","","","","","","","","","","","","","","","","","","","","","","","","","","","","","","","","","","",null,"","","","","","","","","","","","","","","","","","","","","","","","","","","","","","","","","","","","","","","","","","","","","","","","","","","","","","","","","","","","","","","","","","","","","","","","","","","","","","","","","","","","","","","","","","",""]
["","","","","","","","","","","","","","","","","","","","","","","","","","","","","","","","","","","","","","","","","","","","","","","","","","","","","","","","","","","","","","","","","","","","","","","","","","","","","","","","","","","","","","","","","","","","","","","","","","",null,"","","","","","","","","","","","","","","","","","","","","","","","","","","","","","","","","","","","","","","","","","","","","","","","","","","","","","","","","","","","","","","","","","","","","","","","","","","","","","","","","","","","","","","","","","",""]
["","","","","","","","","","","","","","","","","","","","","","","","","","","","","","","","","","","","","","","","","","","","","","","","","","","","","","","","","","","","","","","","","","","","","","","","","","","","","","","","","","","","","","","","","","","","","","","","","","",null,"","","","","","","","","","","","","","","","","","","","","","","","","","","","","","","","","","","","","","","","","","","","","","","","","","","","","","","","","","","","","","","","","","","","","","","","","","","","","","","","","","","","","","","","","","",""]
["","","","","","","","","","","","","","","","","","","","","","","","","","","","","","","","","","","","","","","","","","","","","","","","","","","","","","","","","","","","","","","","","","","","","","","","","","","","","","","","","","","","","","","","","","","","","","","","","","",null,"","","","","","","","","","","","","","","","","","","","","","","","","","","","","","","","","","","","","","","","","","","","","","","","","","","","","","","","","","","","","","","","","","","","","","","","","","","","","","","","","","","","","","","","","","",""]
["","","","","","","","","","","","","","","","","","","","","","","","","","","","","","","","","","","","","","","","","","","","","","","","","","","","","","","","","","","","","","","","","","","","","","","","","","","","","","","","","","","","","","","","","","","","","","","","","","",null,"","","","","","","","","","","","","","","","","","","","","","","","","","","","","","","","","","","","","","","","","","","","","","","","","","","","","","","","","","","","","","","","","","","","","","","","","","","","","","","","","","","","","","","","","","",""]
["","","","","","","","","","","","","","","","","","","","","","","","","","","","","","","","","","","","","","","","","","","","","","","","","","","","","","","","","","","","","","","","","","","","","","","","","","","","","","","","","","","","","","","","","","","","","","","","","","",null,"","","","","","","","","","","","","","","","","","","","","","","","","","","","","","","","","","","","","","","","","","","","","","","","","","","","","","","","","","","","","","","","","","","","","","","","","","","","","","","","","","","","","","","","","","",""]
["","","","","","","","","","","","","","","","","","","","","","","","","","","","","","","","","","","","","","","","","","","","","","","","","","","","","","","","","","","","","","","","","","","","","","","","","","","","","","","","","","","","","","","","","","","","","","","","","","",null,"","","","","","","","","","","","","","","","","","","","","","","","","","","","","","","","","","","","","","","","","","","","","","","","","","","","","","","","","","","","","","","","","","","","","","","","","","","","","","","","","","","","","","","","","","",""]
["","","","","","","","","","","","","","","","","","","","","","","","","","","","","","","","","","","","","","","","","","","","","","","","","","","","","","","","","","","","","","","","","","","","","","","","","","","","","","","","","","","","","","","","","","","","","","","","","","",null,"","","","","","","","","","","","","","","","","","","","","","","","","","","","","","","","","","","","","","","","","","","","","","","","","","","","","","","","","","","","","","","","","","","","","","","","","","","","","","","","","","","","","","","","","","",""]
["","","","","","","","","","","","","","","","","","","","","","","","","","","","","","","","","","","","","","","","","","","","","","","","","","","","","","","","","","","","","","","","","","","","","","","","","","","","","","","","","","","","","","","","","","","","","","","","","","",null,"","","","","","","","","","","","","","","","","","","","","","","","","","","","","","","","","","","","","","","","","","","","","","","","","","","","","","","","","","","","","","","","","","","","","","","","","","","","","","","","","","","","","","","","","","",""]
["","","","","","","","","","","","","","","","","","","","","","","","","","","","","","","","","","","","","","","","","","","","","","","","","","","","","","","","","","","","","","","","","","","","","","","","","","","","","","","","","","","","","","","","","","","","","","","","","","",null,"","","","","","","","","","","","","","","","","","","","","","","","","","","","","","","","","","","","","","","","","","","","","","","","","","","","","","","","","","","","","","","","","","","","","","","","","","","","","","","","","","","","","","","","","","",""]
["","","","","","","","","","","","","","","","","","","","","","","","","","","","","","","","","","","","","","","","","","","","","","","","","","","","","","","","","","","","","","","","","","","","","","","","","","","","","","","","","","","","","","","","","","","","","","","","","","",null,"","","","","","","","","","","","","","","","","","","","","","","","","","","","","","","","","","","","","","","","","","","","","","","","","","","","","","","","","","","","","","","","","","","","","","","","","","","","","","","","","","","","","","","","","","",""]
["","","","","","","","","","","","","","","","","","","","","","","","","","","","","","","","","","","","","","","","","","","","","","","","","","","","","","","","","","","","","","","","","","","","","","","","","","","","","","","","","","","","","","","","","","","","","","","","","","",null,"","","","","","","","","","","","","","","","","","","","","","","","","","","","","","","","","","","","","","","","","","","","","","","","","","","","","","","","","","","","","","","","","","","","","","","","","","","","","","","","","","","","","","","","","","",""]
["","","","","","","","","","","","","","","","","","","","","","","","","","","","","","","","","","","","","","","","","","","","","","","","","","","","","","","","","","","","","","","","","","","","","","","","","","","","","","","","","","","","","","","","","","","","","","","","","","",null,"","","","","","","","","","","","","","","","","","","","","","","","","","","","","","","","","","","","","","","","","","","","","","","","","","","","","","","","","","","","","","","","","","","","","","","","","","","","","","","","","","","","","","","","","","",""]
["","","","","","","","","","","","","","","","","","","","","","","","","","","","","","","","","","","","","","","","","","","","","","","","","","","","","","","","","","","","","","","","","","","","","","","","","","","","","","","","","","","","","","","","","","","","","","","","","","",null,"","","","","","","","","","","","","","","","","","","","","","","","","","","","","","","","","","","","","","","","","","","","","","","","","","","","","","","","","","","","","","","","","","","","","","","","","","","","","","","","","","","","","","","","","","",""]
["","","","","","","","","","","","","","","","","","","","","","","","","","","","","","","","","","","","","","","","","","","","","","","","","","","","","","","","","","","","","","","","","","","","","","","","","","","","","","","","","","","","","","","","","","","","","","","","","","",null,"","","","","","","","","","","","","","","","","","","","","","","","","","","","","","","","","","","","","","","","","","","","","","","","","","","","","","","","","","","","","","","","","","","","","","","","","","","","","","","","","","","","","","","","","","",""]
["","","","","","","","","","","","","","","","","","","","","","","","","","","","","","","","","","","","","","","","","","","","","","","","","","","","","","","","","","","","","","","","","","","","","","","","","","","","","","","","","","","","","","","","","","","","","","","","","","",null,"","","","","","","","","","","","","","","","","","","","","","","","","","","","","","","","","","","","","","","","","","","","","","","","","","","","","","","","","","","","","","","","","","","","","","","","","","","","","","","","","","","","","","","","","","",""]
["","","","","","","","","","","","","","","","","","","","","","","","","","","","","","","","","","","","","","","","","","","","","","","","","","","","","","","","","","","","","","","","","","","","","","","","","","","","","","","","","","","","","","","","","","","","","","","","","","",null,"","","","","","","","","","","","","","","","","","","","","","","","","","","","","","","","","","","","","","","","","","","","","","","","","","","","","","","","","","","","","","","","","","","","","","","","","","","","","","","","","","","","","","","","","","",""]
["","","","","","","","","","","","","","","","","","","","","","","","","","","","","","","","","","","","","","","","","","","","","","","","","","","","","","","","","","","","","","","","","","","","","","","","","","","","","","","","","","","","","","","","","","","","","","","","","","",null,"","","","","","","","","","","","","","","","","","","","","","","","","","","","","","","","","","","","","","","","","","","","","","","","","","","","","","","","","","","","","","","","","","","","","","","","","","","","","","","","","","","","","","","","","","",""]
["","","","","","","","","","","","","","","","","","","","","","","","","","","","","","","","","","","","","","","","","","","","","","","","","","","","","","","","","","","","","","","","","","","","","","","","","","","","","","","","","","","","","","","","","","","","","","","","","","",null,"","","","","","","","","","","","","","","","","","","","","","","","","","","","","","","","","","","","","","","","","","","","","","","","","","","","","","","","","","","","","","","","","","","","","","","","","","","","","","","","","","","","","","","","","","",""]
["","","","","","","","","","","","","","","","","","","","","","","","","","","","","","","","","","","","","","","","","","","","","","","","","","","","","","","","","","","","","","","","","","","","","","","","","","","","","","","","","","","","","","","","","","","","","","","","","","",null,"","","","","","","","","","","","","","","","","","","","","","","","","","","","","","","","","","","","","","","","","","","","","","","","","","","","","","","","","","","","","","","","","","","","","","","","","","","","","","","","","","","","","","","","","","",""]
["","","","","","","","","","","","","","","","","","","","","","","","","","","","","","","","","","","","","","","","","","","","","","","","","","","","","","","","","","","","","","","","","","","","","","","","","","","","","","","","","","","","","","","","","","","","","","","","","","",null,"","","","","","","","","","","","","","","","","","","","","","","","","","","","","","","","","","","","","","","","","","","","","","","","","","","","","","","","","","","","","","","","","","","","","","","","","","","","","","","","","","","","","","","","","","",""]
["","","","","","","","","","","","","","","","","","","","","","","","","","","","","","","","","","","","","","","","","","","","","","","","","","","","","","","","","","","","","","","","","","","","","","","","","","","","","","","","","","","","","","","","","","","","","","","","","","",null,"","","","","","","","","","","","","","","","","","","","","","","","","","","","","","","","","","","","","","","","","","","","","","","","","","","","","","","","","","","","","","","","","","","","","","","","","","","","","","","","","","","","","","","","","","",""]
["","","","","","","","","","","","","","","","","","","","","","","","","","","","","","","","","","","","","","","","","","","","","","","","","","","","","","","","","","","","","","","","","","","","","","","","","","","","","","","","","","","","","","","","","","","","","","","","","","",null,"","","","","","","","","","","","","","","","","","","","","","","","","","","","","","","","","","","","","","","","","","","","","","","","","","","","","","","","","","","","","","","","","","","","","","","","","","","","","","","","","","","","","","","","","","",""]
["","","","","","","","","","","","","","","","","","","","","","","","","","","","","","","","","","","","","","","","","","","","","","","","","","","","","","","","","","","","","","","","","","","","","","","","","","","","","","","","","","","","","","","","","","","","","","","","","","",null,"","","","","","","","","","","","","","","","","","","","","","","","","","","","","","","","","","","","","","","","","","","","","","","","","","","","","","","","","","","","","","","","","","","","","","","","","","","","","","","","","","","","","","","","","","",""]
["","","","","","","","","","","","","","","","","","","","","","","","","","","","","","","","","","","","","","","","","","","","","","","","","","","","","","","","","","","","","","","","","","","","","","","","","","","","","","","","","","","","","","","","","","","","","","","","","","",null,"","","","","","","","","","","","","","","","","","","","","","","","","","","","","","","","","","","","","","","","","","","","","","","","","","","","","","","","","","","","","","","","","","","","","","","","","","","","","","","","","","","","","","","","","","",""]
["","","","","","","","","","","","","","","","","","","","","","","","","","","","","","","","","","","","","","","","","","","","","","","","","","","","","","","","","","","","","","","","","","","","","","","","","","","","","","","","","","","","","","","","","","","","","","","","","","",null,"","","","","","","","","","","","","","","","","","","","","","","","","","","","","","","","","","","","","","","","","","","","","","","","","","","","","","","","","","","","","","","","","","","","","","","","","","","","","","","","","","","","","","","","","","",""]
["","","","","","","","","","","","","","","","","","","","","","","","","","","","","","","","","","","","","","","","","","","","","","","","","","","","","","","","","","","","","","","","","","","","","","","","","","","","","","","","","","","","","","","","","","","","","","","","","","",null,"","","","","","","","","","","","","","","","","","","","","","","","","","","","","","","","","","","","","","","","","","","","","","","","","","","","","","","","","","","","","","","","","","","","","","","","","","","","","","","","","","","","","","","","","","",""]
["","","","","","","","","","","","","","","","","","","","","","","","","","","","","","","","","","","","","","","","","","","","","","","","","","","","","","","","","","","","","","","","","","","","","","","","","","","","","","","","","","","","","","","","","","","","","","","","","","",null,"","","","","","","","","","","","","","","","","","","","","","","","","","","","","","","","","","","","","","","","","","","","","","","","","","","","","","","","","","","","","","","","","","","","","","","","","","","","","","","","","","","","","","","","","","",""]
["","","","","","","","","","","","","","","","","","","","","","","","","","","","","","","","","","","","","","","","","","","","","","","","","","","","","","","","","","","","","","","","","","","","","","","","","","","","","","","","","","","","","","","","","","","","","","","","","","",null,"","","","","","","","","","","","","","","","","","","","","","","","","","","","","","","","","","","","","","","","","","","","","","","","","","","","","","","","","","","","","","","","","","","","","","","","","","","","","","","","","","","","","","","","","","",""]
["","","","","","","","","","","","","","","","","","","","","","","","","","","","","","","","","","","","","","","","","","","","","","","","","","","","","","","","","","","","","","","","","","","","","","","","","","","","","","","","","","","","","","","","","","","","","","","","","","",null,"","","","","","","","","","","","","","","","","","","","","","","","","","","","","","","","","","","","","","","","","","","","","","","","","","","","","","","","","","","","","","","","","","","","","","","","","","","","","","","","","","","","","","","","","","",""]
["","","","","","","","","","","","","","","","","","","","","","","","","","","","","","","","","","","","","","","","","","","","","","","","","","","","","","","","","","","","","","","","","","","","","","","","","","","","","","","","","","","","","","","","","","","","","","","","","","",null,"","","","","","","","","","","","","","","","","","","","","","","","","","","","","","","","","","","","","","","","","","","","","","","","","","","","","","","","","","","","","","","","","","","","","","","","","","","","","","","","","","","","","","","","","","",""]
["","","","","","","","","","","","","","","","","","","","","","","","","","","","","","","","","","","","","","","","","","","","","","","","","","","","","","","","","","","","","","","","","","","","","","","","","","","","","","","","","","","","","","","","","","","","","","","","","","",null,"","","","","","","","","","","","","","","","","","","","","","","","","","","","","","","","","","","","","","","","","","","","","","","","","","","","","","","","","","","","","","","","","","","","","","","","","","","","","","","","","","","","","","","","","","",""]
["","","","","","","","","","","","","","","","","","","","","","","","","","","","","","","","","","","","","","","","","","","","","","","","","","","","","","","","","","","","","","","","","","","","","","","","","","","","","","","","","","","","","","","","","","","","","","","","","","",null,"","","","","","","","","","","","","","","","","","","","","","","","","","","","","","","","","","","","","","","","","","","","","","","","","","","","","","","","","","","","","","","","","","","","","","","","","","","","","","","","","","","","","","","","","","",""]
["","","","","","","","","","","","","","","","","","","","","","","","","","","","","","","","","","","","","","","","","","","","","","","","","","","","","","","","","","","","","","","","","","","","","","","","","","","","","","","","","","","","","","","","","","","","","","","","","","",null,"","","","","","","","","","","","","","","","","","","","","","","","","","","","","","","","","","","","","","","","","","","","","","","","","","","","","","","","","","","","","","","","","","","","","","","","","","","","","","","","","","","","","","","","","","",""]
["","","","","","","","","","","","","","","","","","","","","","","","","","","","","","","","","","","","","","","","","","","","","","","","","","","","","","","","","","","","","","","","","","","","","","","","","","","","","","","","","","","","","","","","","","","","","","","","","","",null,"","","","","","","","","","","","","","","","","","","","","","","","","","","","","","","","","","","","","","","","","","","","","","","","","","","","","","","","","","","","","","","","","","","","","","","","","","","","","","","","","","","","","","","","","","",""]
["","","","","","","","","","","","","","","","","","","","","","","","","","","","","","","","","","","","","","","","","","","","","","","","","","","","","","","","","","","","","","","","","","","","","","","","","","","","","","","","","","","","","","","","","","","","","","","","","","",null,"","","","","","","","","","","","","","","","","","","","","","","","","","","","","","","","","","","","","","","","","","","","","","","","","","","","","","","","","","","","","","","","","","","","","","","","","","","","","","","","","","","","","","","","","","",""]
["","","","","","","","","","","","","","","","","","","","","","","","","","","","","","","","","","","","","","","","","","","","","","","","","","","","","","","","","","","","","","","","","","","","","","","","","","","","","","","","","","","","","","","","","","","","","","","","","","",null,"","","","","","","","","","","","","","","","","","","","","","","","","","","","","","","","","","","","","","","","","","","","","","","","","","","","","","","","","","","","","","","","","","","","","","","","","","","","","","","","","","","","","","","","","","",""]
["","","","","","","","","","","","","","","","","","","","","","","","","","","","","","","","","","","","","","","","","","","","","","","","","","","","","","","","","","","","","","","","","","","","","","","","","","","","","","","","","","","","","","","","","","","","","","","","","","",null,"","","","","","","","","","","","","","","","","","","","","","","","","","","","","","","","","","","","","","","","","","","","","","","","","","","","","","","","","","","","","","","","","","","","","","","","","","","","","","","","","","","","","","","","","","",""]
["","","","","","","","","","","","","","","","","","","","","","","","","","","","","","","","","","","","","","","","","","","","","","","","","","","","","","","","","","","","","","","","","","","","","","","","","","","","","","","","","","","","","","","","","","","","","","","","","","",null,"","","","","","","","","","","","","","","","","","","","","","","","","","","","","","","","","","","","","","","","","","","","","","","","","","","","","","","","","","","","","","","","","","","","","","","","","","","","","","","","","","","","","","","","","","",""]
["","","","","","","","","","","","","","","","","","","","","","","","","","","","","","","","","","","","","","","","","","","","","","","","","","","","","","","","","","","","","","","","","","","","","","","","","","","","","","","","","","","","","","","","","","","","","","","","","","",null,"","","","","","","","","","","","","","","","","","","","","","","","","","","","","","","","","","","","","","","","","","","","","","","","","","","","","","","","","","","","","","","","","","","","","","","","","","","","","","","","","","","","","","","","","","",""]
["","","","","","","","","","","","","","","","","","","","","","","","","","","","","","","","","","","","","","","","","","","","","","","","","","","","","","","","","","","","","","","","","","","","","","","","","","","","","","","","","","","","","","","","","","","","","","","","","","",null,"","","","","","","","","","","","","","","","","","","","","","","","","","","","","","","","","","","","","","","","","","","","","","","","","","","","","","","","","","","","","","","","","","","","","","","","","","","","","","","","","","","","","","","","","","",""]
["","","","","","","","","","","","","","","","","","","","","","","","","","","","","","","","","","","","","","","","","","","","","","","","","","","","","","","","","","","","","","","","","","","","","","","","","","","","","","","","","","","","","","","","","","","","","","","","","","",null,"","","","","","","","","","","","","","","","","","","","","","","","","","","","","","","","","","","","","","","","","","","","","","","","","","","","","","","","","","","","","","","","","","","","","","","","","","","","","","","","","","","","","","","","","","",""]
["","","","","","","","","","","","","","","","","","","","","","","","","","","","","","","","","","","","","","","","","","","","","","","","","","","","","","","","","","","","","","","","","","","","","","","","","","","","","","","","","","","","","","","","","","","","","","","","","","",null,"","","","","","","","","","","","","","","","","","","","","","","","","","","","","","","","","","","","","","","","","","","","","","","","","","","","","","","","","","","","","","","","","","","","","","","","","","","","","","","","","","","","","","","","","","",""]
["","","","","","","","","","","","","","","","","","","","","","","","","","","","","","","","","","","","","","","","","","","","","","","","","","","","","","","","","","","","","","","","","","","","","","","","","","","","","","","","","","","","","","","","","","","","","","","","","","",null,"","","","","","","","","","","","","","","","","","","","","","","","","","","","","","","","","","","","","","","","","","","","","","","","","","","","","","","","","","","","","","","","","","","","","","","","","","","","","","","","","","","","","","","","","","",""]
["","","","","","","","","","","","","","","","","","","","","","","","","","","","","","","","","","","","","","","","","","","","","","","","","","","","","","","","","","","","","","","","","","","","","","","","","","","","","","","","","","","","","","","","","","","","","","","","","","",null,"","","","","","","","","","","","","","","","","","","","","","","","","","","","","","","","","","","","","","","","","","","","","","","","","","","","","","","","","","","","","","","","","","","","","","","","","","","","","","","","","","","","","","","","","","",""]
["","","","","","","","","","","","","","","","","","","","","","","","","","","","","","","","","","","","","","","","","","","","","","","","","","","","","","","","","","","","","","","","","","","","","","","","","","","","","","","","","","","","","","","","","","","","","","","","","","",null,"","","","","","","","","","","","","","","","","","","","","","","","","","","","","","","","","","","","","","","","","","","","","","","","","","","","","","","","","","","","","","","","","","","","","","","","","","","","","","","","","","","","","","","","","","",""]
["","","","","","","","","","","","","","","","","","","","","","","","","","","","","","","","","","","","","","","","","","","","","","","","","","","","","","","","","","","","","","","","","","","","","","","","","","","","","","","","","","","","","","","","","","","","","","","","","","",null,"","","","","","","","","","","","","","","","","","","","","","","","","","","","","","","","","","","","","","","","","","","","","","","","","","","","","","","","","","","","","","","","","","","","","","","","","","","","","","","","","","","","","","","","","","",""]
["","","","","","","","","","","","","","","","","","","","","","","","","","","","","","","","","","","","","","","","","","","","","","","","","","","","","","","","","","","","","","","","","","","","","","","","","","","","","","","","","","","","","","","","","","","","","","","","","","",null,"","","","","","","","","","","","","","","","","","","","","","","","","","","","","","","","","","","","","","","","","","","","","","","","","","","","","","","","","","","","","","","","","","","","","","","","","","","","","","","","","","","","","","","","","","",""]
["","","","","","","","","","","","","","","","","","","","","","","","","","","","","","","","","","","","","","","","","","","","","","","","","","","","","","","","","","","","","","","","","","","","","","","","","","","","","","","","","","","","","","","","","","","","","","","","","","",null,"","","","","","","","","","","","","","","","","","","","","","","","","","","","","","","","","","","","","","","","","","","","","","","","","","","","","","","","","","","","","","","","","","","","","","","","","","","","","","","","","","","","","","","","","","",""]
["","","","","","","","","","","","","","","","","","","","","","","","","","","","","","","","","","","","","","","","","","","","","","","","","","","","","","","","","","","","","","","","","","","","","","","","","","","","","","","","","","","","","","","","","","","","","","","","","","",null,"","","","","","","","","","","","","","","","","","","","","","","","","","","","","","","","","","","","","","","","","","","","","","","","","","","","","","","","","","","","","","","","","","","","","","","","","","","","","","","","","","","","","","","","","","",""]
["","","","","","","","","","","","","","","","","","","","","","","","","","","","","","","","","","","","","","","","","","","","","","","","","","","","","","","","","","","","","","","","","","","","","","","","","","","","","","","","","","","","","","","","","","","","","","","","","","",null,"","","","","","","","","","","","","","","","","","","","","","","","","","","","","","","","","","","","","","","","","","","","","","","","","","","","","","","","","","","","","","","","","","","","","","","","","","","","","","","","","","","","","","","","","","",""]
["","","","","","","","","","","","","","","","","","","","","","","","","","","","","","","","","","","","","","","","","","","","","","","","","","","","","","","","","","","","","","","","","","","","","","","","","","","","","","","","","","","","","","","","","","","","","","","","","","",null,"","","","","","","","","","","","","","","","","","","","","","","","","","","","","","","","","","","","","","","","","","","","","","","","","","","","","","","","","","","","","","","","","","","","","","","","","","","","","","","","","","","","","","","","","","",""]
["","","","","","","","","","","","","","","","","","","","","","","","","","","","","","","","","","","","","","","","","","","","","","","","","","","","","","","","","","","","","","","","","","","","","","","","","","","","","","","","","","","","","","","","","","","","","","","","","","",null,"","","","","","","","","","","","","","","","","","","","","","","","","","","","","","","","","","","","","","","","","","","","","","","","","","","","","","","","","","","","","","","","","","","","","","","","","","","","","","","","","","","","","","","","","","",""]
["","","","","","","","","","","","","","","","","","","","","","","","","","","","","","","","","","","","","","","","","","","","","","","","","","","","","","","","","","","","","","","","","","","","","","","","","","","","","","","","","","","","","","","","","","","","","","","","","","",null,"","","","","","","","","","","","","","","","","","","","","","","","","","","","","","","","","","","","","","","","","","","","","","","","","","","","","","","","","","","","","","","","","","","","","","","","","","","","","","","","","","","","","","","","","","",""]
["","","","","","","","","","","","","","","","","","","","","","","","","","","","","","","","","","","","","","","","","","","","","","","","","","","","","","","","","","","","","","","","","","","","","","","","","","","","","","","","","","","","","","","","","","","","","","","","","","",null,"","","","","","","","","","","","","","","","","","","","","","","","","","","","","","","","","","","","","","","","","","","","","","","","","","","","","","","","","","","","","","","","","","","","","","","","","","","","","","","","","","","","","","","","","","",""]
["","","","","","","","","","","","","","","","","","","","","","","","","","","","","","","","","","","","","","","","","","","","","","","","","","","","","","","","","","","","","","","","","","","","","","","","","","","","","","","","","","","","","","","","","","","","","","","","","","",null,"","","","","","","","","","","","","","","","","","","","","","","","","","","","","","","","","","","","","","","","","","","","","","","","","","","","","","","","","","","","","","","","","","","","","","","","","","","","","","","","","","","","","","","","","","",""]
["","","","","","","","","","","","","","","","","","","","","","","","","","","","","","","","","","","","","","","","","","","","","","","","","","","","","","","","","","","","","","","","","","","","","","","","","","","","","","","","","","","","","","","","","","","","","","","","","","",null,"","","","","","","","","","","","","","","","","","","","","","","","","","","","","","","","","","","","","","","","","","","","","","","","","","","","","","","","","","","","","","","","","","","","","","","","","","","","","","","","","","","","","","","","","","",""]
["","","","","","","","","","","","","","","","","","","","","","","","","","","","","","","","","","","","","","","","","","","","","","","","","","","","","","","","","","","","","","","","","","","","","","","","","","","","","","","","","","","","","","","","","","","","","","","","","","",null,"","","","","","","","","","","","","","","","","","","","","","","","","","","","","","","","","","","","","","","","","","","","","","","","","","","","","","","","","","","","","","","","","","","","","","","","","","","","","","","","","","","","","","","","","","",""]
["","","","","","","","","","","","","","","","","","","","","","","","","","","","","","","","","","","","","","","","","","","","","","","","","","","","","","","","","","","","","","","","","","","","","","","","","","","","","","","","","","","","","","","","","","","","","","","","","","",null,"","","","","","","","","","","","","","","","","","","","","","","","","","","","","","","","","","","","","","","","","","","","","","","","","","","","","","","","","","","","","","","","","","","","","","","","","","","","","","","","","","","","","","","","","","",""]
["","","","","","","","","","","","","","","","","","","","","","","","","","","","","","","","","","","","","","","","","","","","","","","","","","","","","","","","","","","","","","","","","","","","","","","","","","","","","","","","","","","","","","","","","","","","","","","","","","",null,"","","","","","","","","","","","","","","","","","","","","","","","","","","","","","","","","","","","","","","","","","","","","","","","","","","","","","","","","","","","","","","","","","","","","","","","","","","","","","","","","","","","","","","","","","",""]
["","","","","","","","","","","","","","","","","","","","","","","","","","","","","","","","","","","","","","","","","","","","","","","","","","","","","","","","","","","","","","","","","","","","","","","","","","","","","","","","","","","","","","","","","","","","","","","","","","",null,"","","","","","","","","","","","","","","","","","","","","","","","","","","","","","","","","","","","","","","","","","","","","","","","","","","","","","","","","","","","","","","","","","","","","","","","","","","","","","","","","","","","","","","","","","",""]
["","","","","","","","","","","","","","","","","","","","","","","","","","","","","","","","","","","","","","","","","","","","","","","","","","","","","","","","","","","","","","","","","","","","","","","","","","","","","","","","","","","","","","","","","","","","","","","","","","",null,"","","","","","","","","","","","","","","","","","","","","","","","","","","","","","","","","","","","","","","","","","","","","","","","","","","","","","","","","","","","","","","","","","","","","","","","","","","","","","","","","","","","","","","","","","",""]
["","","","","","","","","","","","","","","","","","","","","","","","","","","","","","","","","","","","","","","","","","","","","","","","","","","","","","","","","","","","","","","","","","","","","","","","","","","","","","","","","","","","","","","","","","","","","","","","","","",null,"","","","","","","","","","","","","","","","","","","","","","","","","","","","","","","","","","","","","","","","","","","","","","","","","","","","","","","","","","","","","","","","","","","","","","","","","","","","","","","","","","","","","","","","","","",""]
["","","","","","","","","","","","","","","","","","","","","","","","","","","","","","","","","","","","","","","","","","","","","","","","","","","","","","","","","","","","","","","","","","","","","","","","","","","","","","","","","","","","","","","","","","","","","","","","","","",null,"","","","","","","","","","","","","","","","","","","","","","","","","","","","","","","","","","","","","","","","","","","","","","","","","","","","","","","","","","","","","","","","","","","","","","","","","","","","","","","","","","","","","","","","","","",""]
["","","","","","","","","","","","","","","","","","","","","","","","","","","","","","","","","","","","","","","","","","","","","","","","","","","","","","","","","","","","","","","","","","","","","","","","","","","","","","","","","","","","","","","","","","","","","","","","","","",null,"","","","","","","","","","","","","","","","","","","","","","","","","","","","","","","","","","","","","","","","","","","","","","","","","","","","","","","","","","","","","","","","","","","","","","","","","","","","","","","","","","","","","","","","","","",""]
["","","","","","","","","","","","","","","","","","","","","","","","","","","","","","","","","","","","","","","","","","","","","","","","","","","","","","","","","","","","","","","","","","","","","","","","","","","","","","","","","","","","","","","","","","","","","","","","","","",null,"","","","","","","","","","","","","","","","","","","","","","","","","","","","","","","","","","","","","","","","","","","","","","","","","","","","","","","","","","","","","","","","","","","","","","","","","","","","","","","","","","","","","","","","","","",""]
["","","","","","","","","","","","","","","","","","","","","","","","","","","","","","","","","","","","","","","","","","","","","","","","","","","","","","","","","","","","","","","","","","","","","","","","","","","","","","","","","","","","","","","","","","","","","","","","","","",null,"","","","","","","","","","","","","","","","","","","","","","","","","","","","","","","","","","","","","","","","","","","","","","","","","","","","","","","","","","","","","","","","","","","","","","","","","","","","","","","","","","","","","","","","","","",""]
["","","","","","","","","","","","","","","","","","","","","","","","","","","","","","","","","","","","","","","","","","","","","","","","","","","","","","","","","","","","","","","","","","","","","","","","","","","","","","","","","","","","","","","","","","","","","","","","","","",null,"","","","","","","","","","","","","","","","","","","","","","","","","","","","","","","","","","","","","","","","","","","","","","","","","","","","","","","","","","","","","","","","","","","","","","","","","","","","","","","","","","","","","","","","","","",""]
["","","","","","","","","","","","","","","","","","","","","","","","","","","","","","","","","","","","","","","","","","","","","","","","","","","","","","","","","","","","","","","","","","","","","","","","","","","","","","","","","","","","","","","","","","","","","","","","","","",null,"","","","","","","","","","","","","","","","","","","","","","","","","","","","","","","","","","","","","","","","","","","","","","","","","","","","","","","","","","","","","","","","","","","","","","","","","","","","","","","","","","","","","","","","","","",""]
["","","","","","","","","","","","","","","","","","","","","","","","","","","","","","","","","","","","","","","","","","","","","","","","","","","","","","","","","","","","","","","","","","","","","","","","","","","","","","","","","","","","","","","","","","","","","","","","","","",null,"","","","","","","","","","","","","","","","","","","","","","","","","","","","","","","","","","","","","","","","","","","","","","","","","","","","","","","","","","","","","","","","","","","","","","","","","","","","","","","","","","","","","","","","","","",""]
["","","","","","","","","","","","","","","","","","","","","","","","","","","","","","","","","","","","","","","","","","","","","","","","","","","","","","","","","","","","","","","","","","","","","","","","","","","","","","","","","","","","","","","","","","","","","","","","","","",null,"","","","","","","","","","","","","","","","","","","","","","","","","","","","","","","","","","","","","","","","","","","","","","","","","","","","","","","","","","","","","","","","","","","","","","","","","","","","","","","","","","","","","","","","","","",""]
["","","","","","","","","","","","","","","","","","","","","","","","","","","","","","","","","","","","","","","","","","","","","","","","","","","","","","","","","","","","","","","","","","","","","","","","","","","","","","","","","","","","","","","","","","","","","","","","","","",null,"","","","","","","","","","","","","","","","","","","","","","","","","","","","","","","","","","","","","","","","","","","","","","","","","","","","","","","","","","","","","","","","","","","","","","","","","","","","","","","","","","","","","","","","","","",""]
["","","","","","","","","","","","","","","","","","","","","","","","","","","","","","","","","","","","","","","","","","","","","","","","","","","","","","","","","","","","","","","","","","","","","","","","","","","","","","","","","","","","","","","","","","","","","","","","","","",null,"","","","","","","","","","","","","","","","","","","","","","","","","","","","","","","","","","","","","","","","","","","","","","","","","","","","","","","","","","","","","","","","","","","","","","","","","","","","","","","","","","","","","","","","","","",""]
["","","","","","","","","","","","","","","","","","","","","","","","","","","","","","","","","","","","","","","","","","","","","","","","","","","","","","","","","","","","","","","","","","","","","","","","","","","","","","","","","","","","","","","","","","","","","","","","","","",null,"","","","","","","","","","","","","","","","","","","","","","","","","","","","","","","","","","","","","","","","","","","","","","","","","","","","","","","","","","","","","","","","","","","","","","","","","","","","","","","","","","","","","","","","","","",""]
["","","","","","","","","","","","","","","","","","","","","","","","","","","","","","","","","","","","","","","","","","","","","","","","","","","","","","","","","","","","","","","","","","","","","","","","","","","","","","","","","","","","","","","","","","","","","","","","","","",null,"","","","","","","","","","","","","","","","","","","","","","","","","","","","","","","","","","","","","","","","","","","","","","","","","","","","","","","","","","","","","","","","","","","","","","","","","","","","","","","","","","","","","","","","","","",""]
["","","","","","","","","","","","","","","","","","","","","","","","","","","","","","","","","","","","","","","","","","","","","","","","","","","","","","","","","","","","","","","","","","","","","","","","","","","","","","","","","","","","","","","","","","","","","","","","","","",null,"","","","","","","","","","","","","","","","","","","","","","","","","","","","","","","","","","","","","","","","","","","","","","","","","","","","","","","","","","","","","","","","","","","","","","","","","","","","","","","","","","","","","","","","","","",""]
["","","","","","","","","","","","","","","","","","","","","","","","","","","","","","","","","","","","","","","","","","","","","","","","","","","","","","","","","","","","","","","","","","","","","","","","","","","","","","","","","","","","","","","","","","","","","","","","","","",null,"","","","","","","","","","","","","","","","","","","","","","","","","","","","","","","","","","","","","","","","","","","","","","","","","","","","","","","","","","","","","","","","","","","","","","","","","","","","","","","","","","","","","","","","","","",""]
["","","","","","","","","","","","","","","","","","","","","","","","","","","","","","","","","","","","","","","","","","","","","","","","","","","","","","","","","","","","","","","","","","","","","","","","","","","","","","","","","","","","","","","","","","","","","","","","","","",null,"","","","","","","","","","","","","","","","","","","","","","","","","","","","","","","","","","","","","","","","","","","","","","","","","","","","","","","","","","","","","","","","","","","","","","","","","","","","","","","","","","","","","","","","","","",""]
["","","","","","","","","","","","","","","","","","","","","","","","","","","","","","","","","","","","","","","","","","","","","","","","","","","","","","","","","","","","","","","","","","","","","","","","","","","","","","","","","","","","","","","","","","","","","","","","","","",null,"","","","","","","","","","","","","","","","","","","","","","","","","","","","","","","","","","","","","","","","","","","","","","","","","","","","","","","","","","","","","","","","","","","","","","","","","","","","","","","","","","","","","","","","","","",""]
["","","","","","","","","","","","","","","","","","","","","","","","","","","","","","","","","","","","","","","","","","","","","","","","","","","","","","","","","","","","","","","","","","","","","","","","","","","","","","","","","","","","","","","","","","","","","","","","","","",null,"","","","","","","","","","","","","","","","","","","","","","","","","","","","","","","","","","","","","","","","","","","","","","","","","","","","","","","","","","","","","","","","","","","","","","","","","","","","","","","","","","","","","","","","","","",""]

{"sheet":"Combined scenario - output","index":7,"n_rows":175,"n_cols":43,"rows_kept":175,"cut":false,"hidden":false,"merged":[]}
[null,null,null,"Replacement expenditure forecast ($,000)",null,null,null,null,null,null,null,null,null,null,null,null,null,null,null,null,null,null,null,"Replacement quantity forecast (#)"]
[null,null,null,1,2,3,4,5,6,7,8,9,10,11,12,13,14,15,16,17,18,19,20,1,2,3,4,5,6,7,8,9,10,11,12,13,14,15,16,17,18,19,20]
[]
[]
["ID","Asset group",null,2018,2019,2020,2021,2022,2023,2024,2025,2026,2027,2028,2029,2030,2031,2032,2033,2034,2035,2036,2037,2018,2019,2020,2021,2022,2023,2024,2025,2026,2027,2028,2029,2030,2031,2032,2033,2034,2035,2036,2037]
[{"$f":"IFERROR(IF('Historical scenario - output'!A6=\"\",\"\",'Historical scenario - output'!A6),\"\")","v":1},{"$f":"IFERROR(IF('Historical scenario - output'!B6=\"\",\"\",'Historical scenario - output'!B6),\"\")","v":"OVERHEAD CONDUCTORS"},null,{"$f":"IFERROR(IF($A6=\"\",\"\",SUMIFS(D$21:D$175,$A$21:$A$175,$A6)),\"\")","v":1591.2360464595813},{"$f":"IFERROR(IF($A6=\"\",\"\",SUMIFS(E$21:E$175,$A$21:$A$175,$A6)),\"\")","v":1945.368862108935},2356.7333101415052,2829.5512078363386,3367.2848902010164,3972.403165627858,4646.1561288849116,5388.3728884018001,6197.2970373686048,7069.4744429300881,7999.7064836950494,8981.0791631109187,10005.074610868034,11061.766532051537,12140.095480005113,13228.213834365508,14313.884564976941,{"$f":"IFERROR(IF($A6=\"\",\"\",SUMIFS(U$21:U$175,$A$21:$A$175,$A6)),\"\")","v":15384.912799563454},16429.58541813599,17437.091828079618,{"$f":"IFERROR(IF($A6=\"\",\"\",SUMIFS(X$21:X$175,$A$21:$A$175,$A6)),\"\")","v":22.250824914488408},{"$f":"IFERROR(IF($A6=\"\",\"\",SUMIFS(Y$21:Y$175,$A$21:$A$175,$A6)),\"\")","v":27.320532533713287},33.241007939843726,40.082563280964386,47.905674892894218,56.757405271201861,66.667881467453213,77.647039326354886,89.681858801496617,102.73431617298105,116.74026169461925,131.60939473229178,147.22645325099609,163.45366293192433,180.13440756334671,197.09799269274043,214.16528619322995,{"$f":"IFERROR(IF($A6=\"\",\"\",SUMIFS(AO$21:AO$175,$A$21:$A$175,$A6)),\"\")","v":231.15494039984378},247.88983873982181,264.20337233814467]
[{"$f":"IFERROR(IF('Historical scenario - output'!A7=\"\",\"\",'Historical scenario - output'!A7),\"\")","v":2},{"$f":"IFERROR(IF('Historical scenario - output'!B7=\"\",\"\",'Historical scenario - output'!B7),\"\")","v":"POLES"},null,{"$f":"IFERROR(IF($A7=\"\",\"\",SUMIFS(D$21:D$175,$A$21:$A$175,$A7)),\"\")","v":5433.010920521594},6303.7348398033973,7184.6053248732605,8055.6248123448986,8900.0346178467498,9706.1427396022973,10468.626357604075,11189.157993306289,11876.272349366005,12544.455983878564,13212.50597557867,13901.271508314116,14630.965506920311,15418.306154389158,16273.806776651934,17199.560320313998,18187.847449806759,19220.829089280909,20271.468908259107,21305.681424758754,681.90279466269146,800.66104793801753,925.36992788036446,1054.4057370119995,1186.4516446851947,1320.6657677489309,1456.7904026815424,1595.1879832467957,1736.797104467815,1883.0092363130238,2035.4736955470712,2195.8455551491597,2365.4986212842473,2545.2327710427753,2735.0103938290476,2933.7586515101129,3139.2713350008094,3348.2356937074555,3556.3962775884224,3758.8510275967869]
[{"$f":"IFERROR(IF('Historical scenario - output'!A8=\"\",\"\",'Historical scenario - output'!A8),\"\")","v":3},{"$f":"IFERROR(IF('Historical scenario - output'!B8=\"\",\"\",'Historical scenario - output'!B8),\"\")","v":"SERVICE LINES"},null,1082.1367680490564,1214.3955689678046,1348.7653388210015,1482.8647843557505,1614.205080436466,1740.3058333834908,1858.8184496958711,1967.6482340507121,2065.0659472259613,2149.7998107212347,2221.1001023509698,2278.7704966725478,2323.1630100944731,2355.1365601702983,2375.9824167684633,2387.3228497537484,2390.9917155576181,2388.9072854948436,2382.9481156386814,2374.842135250532,1487.5437709216305,1669.2327364835865,1853.7977312852374,2037.9659389335964,2218.3178966660184,2391.446916980969,2554.128604798776,2703.4885411404175,2837.1553968229009,2953.3871000117733,3051.1592801996348,3130.2079795999316,3191.0223461873052,3234.7873526697672,3263.2810752999771,3278.7352212214005,3283.6709352502708,3280.7240516013926,3272.4746282569395,3261.2947354611788]
[{"$f":"IFERROR(IF('Historical scenario - output'!A9=\"\",\"\",'Historical scenario - output'!A9),\"\")","v":4},{"$f":"IFERROR(IF('Historical scenario - output'!B9=\"\",\"\",'Historical scenario - output'!B9),\"\")","v":"SWITCHGEAR"},null,752.71909332960252,804.53420109987405,856.6614225728058,909.7039907360579,964.47203092182372,1021.9428487897411,1083.2087711878278,1149.4178403882631,1221.713348323005,1301.1782176969512,1388.7896305712068,1485.3881759075746,1591.6642804438104,1708.1629649563204,1835.3061922281099,1973.430391073877,2122.8352772880039,2283.8389462543537,2456.8334561578577,2642.3348041064228,131.46231432483066,139.66180064086672,149.48162025425427,161.20158699174175,175.0765729682706,191.32678526700579,210.12918139889172,231.61050369119445,255.84240197746604,282.83905007260728,312.5575421642468,344.90118812106272,379.72562760216141,416.84747231399234,456.05498516210429,497.12013274675502,539.81121626844504,583.90520136819816,629.19883029408606,675.51760869913596]
[{"$f":"IFERROR(IF('Historical scenario - output'!A10=\"\",\"\",'Historical scenario - output'!A10),\"\")","v":5},{"$f":"IFERROR(IF('Historical scenario - output'!B10=\"\",\"\",'Historical scenario - output'!B10),\"\")","v":"TRANSFORMERS"},null,1705.1922474379962,1940.9192423609152,2197.9634849267741,2476.7223015034774,2777.4547455587476,3100.2798841070789,3445.1713371935894,3811.9468701568226,4200.2531252731233,4609.546965425131,5039.0760906624355,5487.8623070672893,5954.6908916172661,6438.1088541567469,6936.4336435596533,7447.7722056578077,7970.0485842652752,8501.0367875018292,9038.3946866733222,9579.6944256775478,85.537820477466269,97.861936640445776,111.44759330109788,126.3379786797595,142.5685233298436,160.16744822854321,179.15632418745653,199.55039607350875,221.35844653217151,244.58202909220577,269.21398093641409,295.23621916739035,322.61691816195383,351.30724817363023,381.23791846332716,412.31580752583892,444.42097756362529,477.40436177068631,511.08638371592565,545.2567203469456]
[{"$f":"IFERROR(IF('Historical scenario - output'!A11=\"\",\"\",'Historical scenario - output'!A11),\"\")","v":6},{"$f":"IFERROR(IF('Historical scenario - output'!B11=\"\",\"\",'Historical scenario - output'!B11),\"\")","v":"UNDERGROUND CABLES"},null,887.47394948996725,1008.8519489139493,1139.2593182104727,1278.6197800175389,1426.8176142245102,1583.6900520110087,1749.0153604529535,1922.498174567635,2103.7541044580416,2292.2957986406886,2487.5224696118071,2688.714429465283,2895.0335329856152,3105.5297021885162,3319.1530354315046,3534.7704968124281,3751.1859155837774,3967.1620336557098,4181.443605342246,4392.7810153395312,5.9223836915735673,6.8076839461513146,7.7660736558708718,8.7947246722204753,9.8896192326668118,11.045658324700259,12.256835538244406,13.516473640827794,14.817514412043916,16.152845144015306,17.515638588240058,18.899678016681431,20.299636402735448,21.711279238244138,23.131564580981216,24.55862156269697,25.991599326245726,27.43039130510925,28.87525362247694,30.326349601978695]
[{"$f":"IFERROR(IF('Historical scenario - output'!A12=\"\",\"\",'Historical scenario - output'!A12),\"\")","v":""},{"$f":"IFERROR(IF('Historical scenario - output'!B12=\"\",\"\",'Historical scenario - output'!B12),\"\")","v":""},null,"","","","","","","","","","","","","","","","","","","","","","","","","","","","","","","","","","","","","","","",""]
[{"$f":"IFERROR(IF('Historical scenario - output'!A13=\"\",\"\",'Historical scenario - output'!A13),\"\")","v":""},{"$f":"IFERROR(IF('Historical scenario - output'!B13=\"\",\"\",'Historical scenario - output'!B13),\"\")","v":""},null,"","","","","","","","","","","","","","","","","","","","","","","","","","","","","","","","","","","","","","","",""]
[{"$f":"IFERROR(IF('Historical scenario - output'!A14=\"\",\"\",'Historical scenario - output'!A14),\"\")","v":""},{"$f":"IFERROR(IF('Historical scenario - output'!B14=\"\",\"\",'Historical scenario - output'!B14),\"\")","v":""},null,"","","","","","","","","","","","","","","","","","","","","","","","","","","","","","","","","","","","","","","",""]
[{"$f":"IFERROR(IF('Historical scenario - output'!A15=\"\",\"\",'Historical scenario - output'!A15),\"\")","v":""},{"$f":"IFERROR(IF('Historical scenario - output'!B15=\"\",\"\",'Historical scenario - output'!B15),\"\")","v":""},null,"","","","","","","","","","","","","","","","","","","","","","","","","","","","","","","","","","","","","","","",""]
[{"$f":"IFERROR(IF('Historical scenario - output'!A16=\"\",\"\",'Historical scenario - output'!A16),\"\")","v":""},{"$f":"IFERROR(IF('Historical scenario - output'!B16=\"\",\"\",'Historical scenario - output'!B16),\"\")","v":""},null,"","","","","","","","","","","","","","","","","","","","","","","","","","","","","","","","","","","","","","","",""]
[{"$f":"IFERROR(IF('Historical scenario - output'!A17=\"\",\"\",'Historical scenario - output'!A17),\"\")","v":""},{"$f":"IFERROR(IF('Historical scenario - output'!B17=\"\",\"\",'Historical scenario - output'!B17),\"\")","v":""},null,"","","","","","","","","","","","","","","","","","","","","","","","","","","","","","","","","","","","","","","",""]
[null,null,"Total",{"$f":"IFERROR(SUM(D$6:D$17),\"\")","v":11451.7690252878},{"$f":"IFERROR(SUM(E$6:E$17),\"\")","v":13217.804663254874},15083.98819954582,17033.086876794063,19050.268979189317,21124.764523521477,23250.996405019228,25429.042000871519,27664.355912014744,29966.751219292655,32348.700752470137,34823.086080537723,37400.591832929516,40087.010767912579,42880.777544644778,45771.070097977368,48736.793507478375,51746.686941751104,54760.67419020721,57732.425633212406]
[]
["ID","Asset group","Asset category"]
[{"$f":"IFERROR('Combined scenario - input'!A6,\"\")","v":1},{"$f":"IFERROR('Combined scenario - input'!B6,\"\")","v":"OVERHEAD CONDUCTORS"},{"$f":"IFERROR('Combined scenario - input'!C6,\"\")","v":"˂ = 1 kv"},{"$f":"IFERROR(repcalc('Combined scenario - input'!$CV6:$GH6,'Combined scenario - input'!$G6,'Combined scenario - input'!$E6,'Combined scenario - input'!$F6,20,TRUE,TRUE),\"\")","v":112.93488879711387},144.74377094094669,183.72077062102366,230.95379556518299,287.55659892853879,354.63158031933261,433.22529477961916,524.27804175437461,628.56968571560958,746.66461715489822,878.85941153964029,1025.1371914244196,1185.1328529578627,1358.1131076878912,1542.9746677184546,1738.262861600477,1942.2115540900106,2152.8035521210563,2367.8488580113776,2585.0763622897275,{"$f":"IFERROR(IF(OR(D21=\"\",'Combined scenario - input'!$D6=\"\"),\"\",D21/'Combined scenario - input'!$D6),\"\")","v":1.7357485701928888},{"$f":"IFERROR(IF(OR(E21=\"\",'Combined scenario - input'!$D6=\"\"),\"\",E21/'Combined scenario - input'!$D6),\"\")","v":2.2246340004497864},{"$f":"IFERROR(IF(OR(F21=\"\",'Combined scenario - input'!$D6=\"\"),\"\",F21/'Combined scenario - input'!$D6),\"\")","v":2.8236895463992968},{"$f":"IFERROR(IF(OR(G21=\"\",'Combined scenario - input'!$D6=\"\"),\"\",G21/'Combined scenario - input'!$D6),\"\")","v":3.549635765375029},{"$f":"IFERROR(IF(OR(H21=\"\",'Combined scenario - input'!$D6=\"\"),\"\",H21/'Combined scenario - input'!$D6),\"\")","v":4.4195904450432035},{"$f":"IFERROR(IF(OR(I21=\"\",'Combined scenario - input'!$D6=\"\"),\"\",I21/'Combined scenario - input'!$D6),\"\")","v":5.4504968751539336},{"$f":"IFERROR(IF(OR(J21=\"\",'Combined scenario - input'!$D6=\"\"),\"\",J21/'Combined scenario - input'!$D6),\"\")","v":6.6584400444757312},{"$f":"IFERROR(IF(OR(K21=\"\",'Combined scenario - input'!$D6=\"\"),\"\",K21/'Combined scenario - input'!$D6),\"\")","v":8.0578718503323969},{"$f":"IFERROR(IF(OR(L21=\"\",'Combined scenario - input'!$D6=\"\"),\"\",L21/'Combined scenario - input'!$D6),\"\")","v":9.6607783907017488},{"$f":"IFERROR(IF(OR(M21=\"\",'Combined scenario - input'!$D6=\"\"),\"\",M21/'Combined scenario - input'!$D6),\"\")","v":11.475834044238736},{"$f":"IFERROR(IF(OR(N21=\"\",'Combined scenario - input'!$D6=\"\"),\"\",N21/'Combined scenario - input'!$D6),\"\")","v":13.507597016551708},{"$f":"IFERROR(IF(OR(O21=\"\",'Combined scenario - input'!$D6=\"\"),\"\",O21/'Combined scenario - input'!$D6),\"\")","v":15.755807910371479},{"$f":"IFERROR(IF(OR(P21=\"\",'Combined scenario - input'!$D6=\"\"),\"\",P21/'Combined scenario - input'!$D6),\"\")","v":18.214855275642684},{"$f":"IFERROR(IF(OR(Q21=\"\",'Combined scenario - input'!$D6=\"\"),\"\",Q21/'Combined scenario - input'!$D6),\"\")","v":20.873468862792393},{"$f":"IFERROR(IF(OR(R21=\"\",'Combined scenario - input'!$D6=\"\"),\"\",R21/'Combined scenario - input'!$D6),\"\")","v":23.714691729564077},{"$f":"IFERROR(IF(OR(S21=\"\",'Combined scenario - input'!$D6=\"\"),\"\",S21/'Combined scenario - input'!$D6),\"\")","v":26.716166357260658},{"$f":"IFERROR(IF(OR(T21=\"\",'Combined scenario - input'!$D6=\"\"),\"\",T21/'Combined scenario - input'!$D6),\"\")","v":29.85074819598173},{"$f":"IFERROR(IF(OR(U21=\"\",'Combined scenario - input'!$D6=\"\"),\"\",U21/'Combined scenario - input'!$D6),\"\")","v":33.087434071974663},{"$f":"IFERROR(IF(OR(V21=\"\",'Combined scenario - input'!$D6=\"\"),\"\",V21/'Combined scenario - input'!$D6),\"\")","v":36.392564897368956},{"$f":"IFERROR(IF(OR(W21=\"\",'Combined scenario - input'!$D6=\"\"),\"\",W21/'Combined scenario - input'!$D6),\"\")","v":39.731234939671701}]
[{"$f":"IFERROR('Combined scenario - input'!A7,\"\")","v":1},{"$f":"IFERROR('Combined scenario - input'!B7,\"\")","v":"OVERHEAD CONDUCTORS"},{"$f":"IFERROR('Combined scenario - input'!C7,\"\")","v":"˃ 11 kv & < = 22 kv ; multiple-phase"},{"$f":"IFERROR(repcalc('Combined scenario - input'!$CV7:$GH7,'Combined scenario - input'!$G7,'Combined scenario - input'!$E7,'Combined scenario - input'!$F7,20,TRUE,TRUE),\"\")","v":1358.2041850166527},1650.4638251456906,1987.0633648955311,2370.5145178481539,2802.5825041938565,3284.1151119017895,3814.888684614737,4393.4822576035094,5017.190907433318,5681.9883343243582,6382.5467003583453,7112.3188307624196,7863.6841781197854,8628.1556800159306,9396.6401281182625,10159.740294485555,10908.083241490836,11632.656373520873,12325.131210468149,12978.154812131492,{"$f":"IFERROR(IF(OR(D22=\"\",'Combined scenario - input'!$D7=\"\"),\"\",D22/'Combined scenario - input'!$D7),\"\")","v":15.732218990988921},{"$f":"IFERROR(IF(OR(E22=\"\",'Combined scenario - input'!$D7=\"\"),\"\",E22/'Combined scenario - input'!$D7),\"\")","v":19.117492509845928},{"$f":"IFERROR(IF(OR(F22=\"\",'Combined scenario - input'!$D7=\"\"),\"\",F22/'Combined scenario - input'!$D7),\"\")","v":23.016359653702981},{"$f":"IFERROR(IF(OR(G22=\"\",'Combined scenario - input'!$D7=\"\"),\"\",G22/'Combined scenario - input'!$D7),\"\")","v":27.457913859725313},{"$f":"IFERROR(IF(OR(H22=\"\",'Combined scenario - input'!$D7=\"\"),\"\",H22/'Combined scenario - input'!$D7),\"\")","v":32.462601855222005},{"$f":"IFERROR(IF(OR(I22=\"\",'Combined scenario - input'!$D7=\"\"),\"\",I22/'Combined scenario - input'!$D7),\"\")","v":38.040243655574926},{"$f":"IFERROR(IF(OR(J22=\"\",'Combined scenario - input'!$D7=\"\"),\"\",J22/'Combined scenario - input'!$D7),\"\")","v":44.188248626158412},{"$f":"IFERROR(IF(OR(K22=\"\",'Combined scenario - input'!$D7=\"\"),\"\",K22/'Combined scenario - input'!$D7),\"\")","v":50.890157586133007},{"$f":"IFERROR(IF(OR(L22=\"\",'Combined scenario - input'!$D7=\"\"),\"\",L22/'Combined scenario - input'!$D7),\"\")","v":58.114639128704802},{"$f":"IFERROR(IF(OR(M22=\"\",'Combined scenario - input'!$D7=\"\"),\"\",M22/'Combined scenario - input'!$D7),\"\")","v":65.815056208753461},{"$f":"IFERROR(IF(OR(N22=\"\",'Combined scenario - input'!$D7=\"\"),\"\",N22/'Combined scenario - input'!$D7),\"\")","v":73.929695930822149},{"$f":"IFERROR(IF(OR(O22=\"\",'Combined scenario - input'!$D7=\"\"),\"\",O22/'Combined scenario - input'!$D7),\"\")","v":82.382721695057029},{"$f":"IFERROR(IF(OR(P22=\"\",'Combined scenario - input'!$D7=\"\"),\"\",P22/'Combined scenario - input'!$D7),\"\")","v":91.085863915695683},{"$f":"IFERROR(IF(OR(Q22=\"\",'Combined scenario - input'!$D7=\"\"),\"\",Q22/'Combined scenario - input'!$D7),\"\")","v":99.940816074492702},{"$f":"IFERROR(IF(OR(R22=\"\",'Combined scenario - input'!$D7=\"\"),\"\",R22/'Combined scenario - input'!$D7),\"\")","v":108.84225060259124},{"$f":"IFERROR(IF(OR(S22=\"\",'Combined scenario - input'!$D7=\"\"),\"\",S22/'Combined scenario - input'!$D7),\"\")","v":117.68131844068888},{"$f":"IFERROR(IF(OR(T22=\"\",'Combined scenario - input'!$D7=\"\"),\"\",T22/'Combined scenario - input'!$D7),\"\")","v":126.34945188669556},{"$f":"IFERROR(IF(OR(U22=\"\",'Combined scenario - input'!$D7=\"\"),\"\",U22/'Combined scenario - input'!$D7),\"\")","v":134.74225711718711},{"$f":"IFERROR(IF(OR(V22=\"\",'Combined scenario - input'!$D7=\"\"),\"\",V22/'Combined scenario - input'!$D7),\"\")","v":142.76326448911649},{"$f":"IFERROR(IF(OR(W22=\"\",'Combined scenario - input'!$D7=\"\"),\"\",W22/'Combined scenario - input'!$D7),\"\")","v":150.32730413866744}]
[{"$f":"IFERROR('Combined scenario - input'!A8,\"\")","v":1},{"$f":"IFERROR('Combined scenario - input'!B8,\"\")","v":"OVERHEAD CONDUCTORS"},{"$f":"IFERROR('Combined scenario - input'!C8,\"\")","v":"˃ 11 kv & < = 22 kv ; single-phase"},{"$f":"IFERROR(repcalc('Combined scenario - input'!$CV8:$GH8,'Combined scenario - input'!$G8,'Combined scenario - input'!$E8,'Combined scenario - input'!$F8,20,TRUE,TRUE),\"\")","v":53.347109280660575},66.787896563595751,82.770898046726145,101.54594703926685,123.33019254582887,148.29304816496563,176.54126457359718,208.10526888057007,242.92801798399341,280.85760717921886,321.64473915894052,364.94588476701887,410.33256445375446,457.30667542237393,505.32122812751845,553.80529461382537,602.19147476596481,649.94381841129291,696.5839549437834,741.71321306595587,{"$f":"IFERROR(IF(OR(D23=\"\",'Combined scenario - input'!$D8=\"\"),\"\",D23/'Combined scenario - input'!$D8),\"\")","v":2.1043636700207307},{"$f":"IFERROR(IF(OR(E23=\"\",'Combined scenario - input'!$D8=\"\"),\"\",E23/'Combined scenario - input'!$D8),\"\")","v":2.6345574300215011},{"$f":"IFERROR(IF(OR(F23=\"\",'Combined scenario - input'!$D8=\"\"),\"\",F23/'Combined scenario - input'!$D8),\"\")","v":3.2650329724175737},{"$f":"IFERROR(IF(OR(G23=\"\",'Combined scenario - input'!$D8=\"\"),\"\",G23/'Combined scenario - input'!$D8),\"\")","v":4.0056453792661113},{"$f":"IFERROR(IF(OR(H23=\"\",'Combined scenario - input'!$D8=\"\"),\"\",H23/'Combined scenario - input'!$D8),\"\")","v":4.8649604469606995},{"$f":"IFERROR(IF(OR(I23=\"\",'Combined scenario - input'!$D8=\"\"),\"\",I23/'Combined scenario - input'!$D8),\"\")","v":5.8496609710044227},{"$f":"IFERROR(IF(OR(J23=\"\",'Combined scenario - input'!$D8=\"\"),\"\",J23/'Combined scenario - input'!$D8),\"\")","v":6.9639579058292975},{"$f":"IFERROR(IF(OR(K23=\"\",'Combined scenario - input'!$D8=\"\"),\"\",K23/'Combined scenario - input'!$D8),\"\")","v":8.2090514983334941},{"$f":"IFERROR(IF(OR(L23=\"\",'Combined scenario - input'!$D8=\"\"),\"\",L23/'Combined scenario - input'!$D8),\"\")","v":9.5826915903947985},{"$f":"IFERROR(IF(OR(M23=\"\",'Combined scenario - input'!$D8=\"\"),\"\",M23/'Combined scenario - input'!$D8),\"\")","v":11.078886053365986},{"$f":"IFERROR(IF(OR(N23=\"\",'Combined scenario - input'!$D8=\"\"),\"\",N23/'Combined scenario - input'!$D8),\"\")","v":12.687800948658776},{"$f":"IFERROR(IF(OR(O23=\"\",'Combined scenario - input'!$D8=\"\"),\"\",O23/'Combined scenario - input'!$D8),\"\")","v":14.39588520882976},{"$f":"IFERROR(IF(OR(P23=\"\",'Combined scenario - input'!$D8=\"\"),\"\",P23/'Combined scenario - input'!$D8),\"\")","v":16.186236759710486},{"$f":"IFERROR(IF(OR(Q23=\"\",'Combined scenario - input'!$D8=\"\"),\"\",Q23/'Combined scenario - input'!$D8),\"\")","v":18.03920712468058},{"$f":"IFERROR(IF(OR(R23=\"\",'Combined scenario - input'!$D8=\"\"),\"\",R23/'Combined scenario - input'!$D8),\"\")","v":19.933219409646711},{"$f":"IFERROR(IF(OR(S23=\"\",'Combined scenario - input'!$D8=\"\"),\"\",S23/'Combined scenario - input'!$D8),\"\")","v":21.84575243091842},{"$f":"IFERROR(IF(OR(T23=\"\",'Combined scenario - input'!$D8=\"\"),\"\",T23/'Combined scenario - input'!$D8),\"\")","v":23.754424166204984},{"$f":"IFERROR(IF(OR(U23=\"\",'Combined scenario - input'!$D8=\"\"),\"\",U23/'Combined scenario - input'!$D8),\"\")","v":25.638093187461639},{"$f":"IFERROR(IF(OR(V23=\"\",'Combined scenario - input'!$D8=\"\"),\"\",V23/'Combined scenario - input'!$D8),\"\")","v":27.477889386491309},{"$f":"IFERROR(IF(OR(W23=\"\",'Combined scenario - input'!$D8=\"\"),\"\",W23/'Combined scenario - input'!$D8),\"\")","v":29.258086524215425}]
[{"$f":"IFERROR('Combined scenario - input'!A9,\"\")","v":1},{"$f":"IFERROR('Combined scenario - input'!B9,\"\")","v":"OVERHEAD CONDUCTORS"},{"$f":"IFERROR('Combined scenario - input'!C9,\"\")","v":"˃ 11 kv & < = 22 kv ; swer"},{"$f":"IFERROR(repcalc('Combined scenario - input'!$CV9:$GH9,'Combined scenario - input'!$G9,'Combined scenario - input'!$E9,'Combined scenario - input'!$F9,20,TRUE,TRUE),\"\")","v":23.559164726773442},29.470625080862831,36.43213338336853,44.514786994503964,53.766532488753398,64.20615915247329,75.818092132335934,88.54847676043336,102.30299709301352,116.94677243120952,132.30653142337508,148.17508665676368,164.31794112276211,180.48167243535411,196.40358237410891,211.82198665697419,226.48646578807248,240.16740791062674,252.66424617866613,263.8119159844731,{"$f":"IFERROR(IF(OR(D24=\"\",'Combined scenario - input'!$D9=\"\"),\"\",D24/'Combined scenario - input'!$D9),\"\")","v":0.96839855020327914},{"$f":"IFERROR(IF(OR(E24=\"\",'Combined scenario - input'!$D9=\"\"),\"\",E24/'Combined scenario - input'!$D9),\"\")","v":1.2113888982430225},{"$f":"IFERROR(IF(OR(F24=\"\",'Combined scenario - input'!$D9=\"\"),\"\",F24/'Combined scenario - input'!$D9),\"\")","v":1.4975414263805471},{"$f":"IFERROR(IF(OR(G24=\"\",'Combined scenario - input'!$D9=\"\"),\"\",G24/'Combined scenario - input'!$D9),\"\")","v":1.8297785888434301},{"$f":"IFERROR(IF(OR(H24=\"\",'Combined scenario - input'!$D9=\"\"),\"\",H24/'Combined scenario - input'!$D9),\"\")","v":2.2100712277118673},{"$f":"IFERROR(IF(OR(I24=\"\",'Combined scenario - input'!$D9=\"\"),\"\",I24/'Combined scenario - input'!$D9),\"\")","v":2.6391916758710843},{"$f":"IFERROR(IF(OR(J24=\"\",'Combined scenario - input'!$D9=\"\"),\"\",J24/'Combined scenario - input'!$D9),\"\")","v":3.116499729580537},{"$f":"IFERROR(IF(OR(K24=\"\",'Combined scenario - input'!$D9=\"\"),\"\",K24/'Combined scenario - input'!$D9),\"\")","v":3.6397816948095336},{"$f":"IFERROR(IF(OR(L24=\"\",'Combined scenario - input'!$D9=\"\"),\"\",L24/'Combined scenario - input'!$D9),\"\")","v":4.2051607183567903},{"$f":"IFERROR(IF(OR(M24=\"\",'Combined scenario - input'!$D9=\"\"),\"\",M24/'Combined scenario - input'!$D9),\"\")","v":4.8070925343390334},{"$f":"IFERROR(IF(OR(N24=\"\",'Combined scenario - input'!$D9=\"\"),\"\",N24/'Combined scenario - input'!$D9),\"\")","v":5.4384548305829732},{"$f":"IFERROR(IF(OR(O24=\"\",'Combined scenario - input'!$D9=\"\"),\"\",O24/'Combined scenario - input'!$D9),\"\")","v":6.0907311765423229},{"$f":"IFERROR(IF(OR(P24=\"\",'Combined scenario - input'!$D9=\"\"),\"\",P24/'Combined scenario - input'!$D9),\"\")","v":6.7542825817943886},{"$f":"IFERROR(IF(OR(Q24=\"\",'Combined scenario - input'!$D9=\"\"),\"\",Q24/'Combined scenario - input'!$D9),\"\")","v":7.4186921290140697},{"$f":"IFERROR(IF(OR(R24=\"\",'Combined scenario - input'!$D9=\"\"),\"\",R24/'Combined scenario - input'!$D9),\"\")","v":8.0731616180632688},{"$f":"IFERROR(IF(OR(S24=\"\",'Combined scenario - input'!$D9=\"\"),\"\",S24/'Combined scenario - input'!$D9),\"\")","v":8.7069345267015148},{"$f":"IFERROR(IF(OR(T24=\"\",'Combined scenario - input'!$D9=\"\"),\"\",T24/'Combined scenario - input'!$D9),\"\")","v":9.309717371286121},{"$f":"IFERROR(IF(OR(U24=\"\",'Combined scenario - input'!$D9=\"\"),\"\",U24/'Combined scenario - input'!$D9),\"\")","v":9.8720719653707043},{"$f":"IFERROR(IF(OR(V24=\"\",'Combined scenario - input'!$D9=\"\"),\"\",V24/'Combined scenario - input'!$D9),\"\")","v":10.38575401654891},{"$f":"IFERROR(IF(OR(W24=\"\",'Combined scenario - input'!$D9=\"\"),\"\",W24/'Combined scenario - input'!$D9),\"\")","v":10.843978550537592}]
[{"$f":"IFERROR('Combined scenario - input'!A10,\"\")","v":1},{"$f":"IFERROR('Combined scenario - input'!B10,\"\")","v":"OVERHEAD CONDUCTORS"},{"$f":"IFERROR('Combined scenario - input'!C10,\"\")","v":"> 1 kv & < = 11 kv"},{"$f":"IFERROR(repcalc('Combined scenario - input'!$CV10:$GH10,'Combined scenario - input'!$G10,'Combined scenario - input'!$E10,'Combined scenario - input'!$F10,20,TRUE,TRUE),\"\")","v":40.696653523136732},50.64660141684648,62.537571390465963,76.636578447905563,93.225150212822797,112.59526950647394,135.0438787253002,160.86577071047387,190.34476619592976,223.74319816462605,261.28988728120277,303.16699096540276,349.49632405446903,400.32595591109543,455.61805617079307,515.23905620382891,578.95318618013846,646.42031762955583,717.19878191814223,790.75345729996036,{"$f":"IFERROR(IF(OR(D25=\"\",'Combined scenario - input'!$D10=\"\"),\"\",D25/'Combined scenario - input'!$D10),\"\")","v":1.6403066032107319},{"$f":"IFERROR(IF(OR(E25=\"\",'Combined scenario - input'!$D10=\"\"),\"\",E25/'Combined scenario - input'!$D10),\"\")","v":2.0413460946366317},{"$f":"IFERROR(IF(OR(F25=\"\",'Combined scenario - input'!$D10=\"\"),\"\",F25/'Combined scenario - input'!$D10),\"\")","v":2.5206198156372972},{"$f":"IFERROR(IF(OR(G25=\"\",'Combined scenario - input'!$D10=\"\"),\"\",G25/'Combined scenario - input'!$D10),\"\")","v":3.0888899895444704},{"$f":"IFERROR(IF(OR(H25=\"\",'Combined scenario - input'!$D10=\"\"),\"\",H25/'Combined scenario - input'!$D10),\"\")","v":3.7575037808076588},{"$f":"IFERROR(IF(OR(I25=\"\",'Combined scenario - input'!$D10=\"\"),\"\",I25/'Combined scenario - input'!$D10),\"\")","v":4.5382297578045669},{"$f":"IFERROR(IF(OR(J25=\"\",'Combined scenario - input'!$D10=\"\"),\"\",J25/'Combined scenario - input'!$D10),\"\")","v":5.4430363880009232},{"$f":"IFERROR(IF(OR(K25=\"\",'Combined scenario - input'!$D10=\"\"),\"\",K25/'Combined scenario - input'!$D10),\"\")","v":6.4838054995593133},{"$f":"IFERROR(IF(OR(L25=\"\",'Combined scenario - input'!$D10=\"\"),\"\",L25/'Combined scenario - input'!$D10),\"\")","v":7.6719766823157105},{"$f":"IFERROR(IF(OR(M25=\"\",'Combined scenario - input'!$D10=\"\"),\"\",M25/'Combined scenario - input'!$D10),\"\")","v":9.0181234475280263},{"$f":"IFERROR(IF(OR(N25=\"\",'Combined scenario - input'!$D10=\"\"),\"\",N25/'Combined scenario - input'!$D10),\"\")","v":10.531468569421341},{"$f":"IFERROR(IF(OR(O25=\"\",'Combined scenario - input'!$D10=\"\"),\"\",O25/'Combined scenario - input'!$D10),\"\")","v":12.219354028049567},{"$f":"IFERROR(IF(OR(P25=\"\",'Combined scenario - input'!$D10=\"\"),\"\",P25/'Combined scenario - input'!$D10),\"\")","v":14.086689654187495},{"$f":"IFERROR(IF(OR(Q25=\"\",'Combined scenario - input'!$D10=\"\"),\"\",Q25/'Combined scenario - input'!$D10),\"\")","v":16.135412916550926},{"$f":"IFERROR(IF(OR(R25=\"\",'Combined scenario - input'!$D10=\"\"),\"\",R25/'Combined scenario - input'!$D10),\"\")","v":18.363999036287026},{"$f":"IFERROR(IF(OR(S25=\"\",'Combined scenario - input'!$D10=\"\"),\"\",S25/'Combined scenario - input'!$D10),\"\")","v":20.767064437932813},{"$f":"IFERROR(IF(OR(T25=\"\",'Combined scenario - input'!$D10=\"\"),\"\",T25/'Combined scenario - input'!$D10),\"\")","v":23.335106256372537},{"$f":"IFERROR(IF(OR(U25=\"\",'Combined scenario - input'!$D10=\"\"),\"\",U25/'Combined scenario - input'!$D10),\"\")","v":26.054415379744309},{"$f":"IFERROR(IF(OR(V25=\"\",'Combined scenario - input'!$D10=\"\"),\"\",V25/'Combined scenario - input'!$D10),\"\")","v":28.907190050066511},{"$f":"IFERROR(IF(OR(W25=\"\",'Combined scenario - input'!$D10=\"\"),\"\",W25/'Combined scenario - input'!$D10),\"\")","v":31.871861817420193}]
[{"$f":"IFERROR('Combined scenario - input'!A11,\"\")","v":1},{"$f":"IFERROR('Combined scenario - input'!B11,\"\")","v":"OVERHEAD CONDUCTORS"},{"$f":"IFERROR('Combined scenario - input'!C11,\"\")","v":"> 22 kv & < = 66 kv"},{"$f":"IFERROR(repcalc('Combined scenario - input'!$CV11:$GH11,'Combined scenario - input'!$G11,'Combined scenario - input'!$E11,'Combined scenario - input'!$F11,20,TRUE,TRUE),\"\")","v":2.4940451152439382},3.2561429609925363,4.2085718043898881,5.3855819413246504,6.8239118312160185,8.5619965828231681,10.638914059322262,13.093072692439202,15.960662946740023,19.273913675777347,23.059213933544495,27.335178534893448,32.110750159399224,37.383440578889683,43.137817495975845,49.344340804848237,55.958642661919669,62.921329970048518,70.15836661587079,77.58206730800832,{"$f":"IFERROR(IF(OR(D26=\"\",'Combined scenario - input'!$D11=\"\"),\"\",D26/'Combined scenario - input'!$D11),\"\")","v":6.9788529871857033E-2},{"$f":"IFERROR(IF(OR(E26=\"\",'Combined scenario - input'!$D11=\"\"),\"\",E26/'Combined scenario - input'!$D11),\"\")","v":9.111360051641991E-2},{"$f":"IFERROR(IF(OR(F26=\"\",'Combined scenario - input'!$D11=\"\"),\"\",F26/'Combined scenario - input'!$D11),\"\")","v":0.11776452530602748},{"$f":"IFERROR(IF(OR(G26=\"\",'Combined scenario - input'!$D11=\"\"),\"\",G26/'Combined scenario - input'!$D11),\"\")","v":0.15069969821003329},{"$f":"IFERROR(IF(OR(H26=\"\",'Combined scenario - input'!$D11=\"\"),\"\",H26/'Combined scenario - input'!$D11),\"\")","v":0.19094713714878347},{"$f":"IFERROR(IF(OR(I26=\"\",'Combined scenario - input'!$D11=\"\"),\"\",I26/'Combined scenario - input'!$D11),\"\")","v":0.23958233579293101},{"$f":"IFERROR(IF(OR(J26=\"\",'Combined scenario - input'!$D11=\"\"),\"\",J26/'Combined scenario - input'!$D11),\"\")","v":0.29769877340831963},{"$f":"IFERROR(IF(OR(K26=\"\",'Combined scenario - input'!$D11=\"\"),\"\",K26/'Combined scenario - input'!$D11),\"\")","v":0.3663711971871515},{"$f":"IFERROR(IF(OR(L26=\"\",'Combined scenario - input'!$D11=\"\"),\"\",L26/'Combined scenario - input'!$D11),\"\")","v":0.44661229102275563},{"$f":"IFERROR(IF(OR(M26=\"\",'Combined scenario - input'!$D11=\"\"),\"\",M26/'Combined scenario - input'!$D11),\"\")","v":0.5393238847557974},{"$f":"IFERROR(IF(OR(N26=\"\",'Combined scenario - input'!$D11=\"\"),\"\",N26/'Combined scenario - input'!$D11),\"\")","v":0.64524439858230564},{"$f":"IFERROR(IF(OR(O26=\"\",'Combined scenario - input'!$D11=\"\"),\"\",O26/'Combined scenario - input'!$D11),\"\")","v":0.76489471344160898},{"$f":"IFERROR(IF(OR(P26=\"\",'Combined scenario - input'!$D11=\"\"),\"\",P26/'Combined scenario - input'!$D11),\"\")","v":0.89852506396532694},{"$f":"IFERROR(IF(OR(Q26=\"\",'Combined scenario - input'!$D11=\"\"),\"\",Q26/'Combined scenario - input'!$D11),\"\")","v":1.0460658243936616},{"$f":"IFERROR(IF(OR(R26=\"\",'Combined scenario - input'!$D11=\"\"),\"\",R26/'Combined scenario - input'!$D11),\"\")","v":1.2070851671944087},{"$f":"IFERROR(IF(OR(S26=\"\",'Combined scenario - input'!$D11=\"\"),\"\",S26/'Combined scenario - input'!$D11),\"\")","v":1.3807564992381567},{"$f":"IFERROR(IF(OR(T26=\"\",'Combined scenario - input'!$D11=\"\"),\"\",T26/'Combined scenario - input'!$D11),\"\")","v":1.5658383166889853},{"$f":"IFERROR(IF(OR(U26=\"\",'Combined scenario - input'!$D11=\"\"),\"\",U26/'Combined scenario - input'!$D11),\"\")","v":1.7606686781053718},{"$f":"IFERROR(IF(OR(V26=\"\",'Combined scenario - input'!$D11=\"\"),\"\",V26/'Combined scenario - input'!$D11),\"\")","v":1.9631759002296567},{"$f":"IFERROR(IF(OR(W26=\"\",'Combined scenario - input'!$D11=\"\"),\"\",W26/'Combined scenario - input'!$D11),\"\")","v":2.170906367632325}]
[{"$f":"IFERROR('Combined scenario - input'!A12,\"\")","v":2},{"$f":"IFERROR('Combined scenario - input'!B12,\"\")","v":"POLES"},{"$f":"IFERROR('Combined scenario - input'!C12,\"\")","v":"˂ = 1 kv ; concrete"},{"$f":"IFERROR(repcalc('Combined scenario - input'!$CV12:$GH12,'Combined scenario - input'!$G12,'Combined scenario - input'!$E12,'Combined scenario - input'!$F12,20,TRUE,TRUE),\"\")","v":143.04070898936675},174.55813778204026,210.63085527240088,251.31920295208803,296.53197696735839,346.00309146273014,399.27437501611331,455.68670186146909,514.38133423397926,574.31280868731403,634.27396254685175,692.93281641251349,748.88007609654994,800.68507928010274,846.95718177268827,886.40894493640349,917.91712429243853,940.5774199591674,953.7492513644238,957.08744568858936,{"$f":"IFERROR(IF(OR(D27=\"\",'Combined scenario - input'!$D12=\"\"),\"\",D27/'Combined scenario - input'!$D12),\"\")","v":21.862042219404572},{"$f":"IFERROR(IF(OR(E27=\"\",'Combined scenario - input'!$D12=\"\"),\"\",E27/'Combined scenario - input'!$D12),\"\")","v":26.679099991145112},{"$f":"IFERROR(IF(OR(F27=\"\",'Combined scenario - input'!$D12=\"\"),\"\",F27/'Combined scenario - input'!$D12),\"\")","v":32.192378541809603},{"$f":"IFERROR(IF(OR(G27=\"\",'Combined scenario - input'!$D12=\"\"),\"\",G27/'Combined scenario - input'!$D12),\"\")","v":38.411100338534325},{"$f":"IFERROR(IF(OR(H27=\"\",'Combined scenario - input'!$D12=\"\"),\"\",H27/'Combined scenario - input'!$D12),\"\")","v":45.321325975431279},{"$f":"IFERROR(IF(OR(I27=\"\",'Combined scenario - input'!$D12=\"\"),\"\",I27/'Combined scenario - input'!$D12),\"\")","v":52.882387447932885},{"$f":"IFERROR(IF(OR(J27=\"\",'Combined scenario - input'!$D12=\"\"),\"\",J27/'Combined scenario - input'!$D12),\"\")","v":61.024258795987443},{"$f":"IFERROR(IF(OR(K27=\"\",'Combined scenario - input'!$D12=\"\"),\"\",K27/'Combined scenario - input'!$D12),\"\")","v":69.646200618714971},{"$f":"IFERROR(IF(OR(L27=\"\",'Combined scenario - input'!$D12=\"\"),\"\",L27/'Combined scenario - input'!$D12),\"\")","v":78.616965235629976},{"$f":"IFERROR(IF(OR(M27=\"\",'Combined scenario - input'!$D12=\"\"),\"\",M27/'Combined scenario - input'!$D12),\"\")","v":87.776766204369366},{"$f":"IFERROR(IF(OR(N27=\"\",'Combined scenario - input'!$D12=\"\"),\"\",N27/'Combined scenario - input'!$D12),\"\")","v":96.94110331135947},{"$f":"IFERROR(IF(OR(O27=\"\",'Combined scenario - input'!$D12=\"\"),\"\",O27/'Combined scenario - input'!$D12),\"\")","v":105.90639961626181},{"$f":"IFERROR(IF(OR(P27=\"\",'Combined scenario - input'!$D12=\"\"),\"\",P27/'Combined scenario - input'!$D12),\"\")","v":114.45726154860388},{"$f":"IFERROR(IF(OR(Q27=\"\",'Combined scenario - input'!$D12=\"\"),\"\",Q27/'Combined scenario - input'!$D12),\"\")","v":122.3750296775315},{"$f":"IFERROR(IF(OR(R27=\"\",'Combined scenario - input'!$D12=\"\"),\"\",R27/'Combined scenario - input'!$D12),\"\")","v":129.44716085907311},{"$f":"IFERROR(IF(OR(S27=\"\",'Combined scenario - input'!$D12=\"\"),\"\",S27/'Combined scenario - input'!$D12),\"\")","v":135.47688566964581},{"$f":"IFERROR(IF(OR(T27=\"\",'Combined scenario - input'!$D12=\"\"),\"\",T27/'Combined scenario - input'!$D12),\"\")","v":140.29252977687275},{"$f":"IFERROR(IF(OR(U27=\"\",'Combined scenario - input'!$D12=\"\"),\"\",U27/'Combined scenario - input'!$D12),\"\")","v":143.75588188181126},{"$f":"IFERROR(IF(OR(V27=\"\",'Combined scenario - input'!$D12=\"\"),\"\",V27/'Combined scenario - input'!$D12),\"\")","v":145.7690369921512},{"$f":"IFERROR(IF(OR(W27=\"\",'Combined scenario - input'!$D12=\"\"),\"\",W27/'Combined scenario - input'!$D12),\"\")","v":146.27923961745356}]
[{"$f":"IFERROR('Combined scenario - input'!A13,\"\")","v":2},{"$f":"IFERROR('Combined scenario - input'!B13,\"\")","v":"POLES"},{"$f":"IFERROR('Combined scenario - input'!C13,\"\")","v":"˂ = 1 kv ; steel"},{"$f":"IFERROR(repcalc('Combined scenario - input'!$CV13:$GH13,'Combined scenario - input'!$G13,'Combined scenario - input'!$E13,'Combined scenario - input'!$F13,20,TRUE,TRUE),\"\")","v":21.447849912850266},24.391417296581864,27.460614912010374,30.625441827139159,33.858943675165214,37.140662011834564,40.460172583823734,43.82048131638274,47.241056160661749,50.760312996464023,54.437446848111591,58.353605383688134,62.612536237193098,67.340994949155117,72.689362747193513,78.833073354866414,85.975559597059544,94.353472398260976,104.24486242970372,115.98081493528258,{"$f":"IFERROR(IF(OR(D28=\"\",'Combined scenario - input'!$D13=\"\"),\"\",D28/'Combined scenario - input'!$D13),\"\")","v":3.3154353517901907},{"$f":"IFERROR(IF(OR(E28=\"\",'Combined scenario - input'!$D13=\"\"),\"\",E28/'Combined scenario - input'!$D13),\"\")","v":3.7704556640385141},{"$f":"IFERROR(IF(OR(F28=\"\",'Combined scenario - input'!$D13=\"\"),\"\",F28/'Combined scenario - input'!$D13),\"\")","v":4.2448960539689358},{"$f":"IFERROR(IF(OR(G28=\"\",'Combined scenario - input'!$D13=\"\"),\"\",G28/'Combined scenario - input'!$D13),\"\")","v":4.7341189401487025},{"$f":"IFERROR(IF(OR(H28=\"\",'Combined scenario - input'!$D13=\"\"),\"\",H28/'Combined scenario - input'!$D13),\"\")","v":5.2339576829870431},{"$f":"IFERROR(IF(OR(I28=\"\",'Combined scenario - input'!$D13=\"\"),\"\",I28/'Combined scenario - input'!$D13),\"\")","v":5.7412497906911737},{"$f":"IFERROR(IF(OR(J28=\"\",'Combined scenario - input'!$D13=\"\"),\"\",J28/'Combined scenario - input'!$D13),\"\")","v":6.2543838691994473},{"$f":"IFERROR(IF(OR(K28=\"\",'Combined scenario - input'!$D13=\"\"),\"\",K28/'Combined scenario - input'!$D13),\"\")","v":6.7738245781807453},{"$f":"IFERROR(IF(OR(L28=\"\",'Combined scenario - input'!$D13=\"\"),\"\",L28/'Combined scenario - input'!$D13),\"\")","v":7.3025812977702547},{"$f":"IFERROR(IF(OR(M28=\"\",'Combined scenario - input'!$D13=\"\"),\"\",M28/'Combined scenario - input'!$D13),\"\")","v":7.8465924025130871},{"$f":"IFERROR(IF(OR(N28=\"\",'Combined scenario - input'!$D13=\"\"),\"\",N28/'Combined scenario - input'!$D13),\"\")","v":8.415008332993489},{"$f":"IFERROR(IF(OR(O28=\"\",'Combined scenario - input'!$D13=\"\"),\"\",O28/'Combined scenario - input'!$D13),\"\")","v":9.0203729968093374},{"$f":"IFERROR(IF(OR(P28=\"\",'Combined scenario - input'!$D13=\"\"),\"\",P28/'Combined scenario - input'!$D13),\"\")","v":9.6787238324369369},{"$f":"IFERROR(IF(OR(Q28=\"\",'Combined scenario - input'!$D13=\"\"),\"\",Q28/'Combined scenario - input'!$D13),\"\")","v":10.409654869199112},{"$f":"IFERROR(IF(OR(R28=\"\",'Combined scenario - input'!$D13=\"\"),\"\",R28/'Combined scenario - input'!$D13),\"\")","v":11.236412224553819},{"$f":"IFERROR(IF(OR(S28=\"\",'Combined scenario - input'!$D13=\"\"),\"\",S28/'Combined scenario - input'!$D13),\"\")","v":12.186114661982906},{"$f":"IFERROR(IF(OR(T28=\"\",'Combined scenario - input'!$D13=\"\"),\"\",T28/'Combined scenario - input'!$D13),\"\")","v":13.290209080922974},{"$f":"IFERROR(IF(OR(U28=\"\",'Combined scenario - input'!$D13=\"\"),\"\",U28/'Combined scenario - input'!$D13),\"\")","v":14.58527727601869},{"$f":"IFERROR(IF(OR(V28=\"\",'Combined scenario - input'!$D13=\"\"),\"\",V28/'Combined scenario - input'!$D13),\"\")","v":16.114300666327942},{"$f":"IFERROR(IF(OR(W28=\"\",'Combined scenario - input'!$D13=\"\"),\"\",W28/'Combined scenario - input'!$D13),\"\")","v":17.928458821202685}]
[{"$f":"IFERROR('Combined scenario - input'!A14,\"\")","v":2},{"$f":"IFERROR('Combined scenario - input'!B14,\"\")","v":"POLES"},{"$f":"IFERROR('Combined scenario - input'!C14,\"\")","v":"˂ = 1 kv ; wood"},{"$f":"IFERROR(repcalc('Combined scenario - input'!$CV14:$GH14,'Combined scenario - input'!$G14,'Combined scenario - input'!$E14,'Combined scenario - input'!$F14,20,TRUE,TRUE),\"\")","v":184.10949286363888},233.97324940522418,293.98756713840964,365.26401200290724,448.79211339238253,545.37150657483448,655.5424079295783,779.51919697705273,917.13251225557553,1067.785487662195,1230.4294617603657,1403.5636282785169,1585.2616638586453,1773.2264396108797,1964.8716365573168,2157.4266438649552,2348.0587693276857,2534.0047982668752,2712.7025501902049,2881.9125045997507,{"$f":"IFERROR(IF(OR(D29=\"\",'Combined scenario - input'!$D14=\"\"),\"\",D29/'Combined scenario - input'!$D14),\"\")","v":43.725524924651154},{"$f":"IFERROR(IF(OR(E29=\"\",'Combined scenario - input'!$D14=\"\"),\"\",E29/'Combined scenario - input'!$D14),\"\")","v":55.568037201357512},{"$f":"IFERROR(IF(OR(F29=\"\",'Combined scenario - input'!$D14=\"\"),\"\",F29/'Combined scenario - input'!$D14),\"\")","v":69.821281317465761},{"$f":"IFERROR(IF(OR(G29=\"\",'Combined scenario - input'!$D14=\"\"),\"\",G29/'Combined scenario - input'!$D14),\"\")","v":86.749251287875865},{"$f":"IFERROR(IF(OR(H29=\"\",'Combined scenario - input'!$D14=\"\"),\"\",H29/'Combined scenario - input'!$D14),\"\")","v":106.58695776572371},{"$f":"IFERROR(IF(OR(I29=\"\",'Combined scenario - input'!$D14=\"\"),\"\",I29/'Combined scenario - input'!$D14),\"\")","v":129.52431204399957},{"$f":"IFERROR(IF(OR(J29=\"\",'Combined scenario - input'!$D14=\"\"),\"\",J29/'Combined scenario - input'!$D14),\"\")","v":155.6896141054531},{"$f":"IFERROR(IF(OR(K29=\"\",'Combined scenario - input'!$D14=\"\"),\"\",K29/'Combined scenario - input'!$D14),\"\")","v":185.13377852770046},{"$f":"IFERROR(IF(OR(L29=\"\",'Combined scenario - input'!$D14=\"\"),\"\",L29/'Combined scenario - input'!$D14),\"\")","v":217.81658240480195},{"$f":"IFERROR(IF(OR(M29=\"\",'Combined scenario - input'!$D14=\"\"),\"\",M29/'Combined scenario - input'!$D14),\"\")","v":253.59627159222455},{"$f":"IFERROR(IF(OR(N29=\"\",'Combined scenario - input'!$D14=\"\"),\"\",N29/'Combined scenario - input'!$D14),\"\")","v":292.2237917306955},{"$f":"IFERROR(IF(OR(O29=\"\",'Combined scenario - input'!$D14=\"\"),\"\",O29/'Combined scenario - input'!$D14),\"\")","v":333.34270524052272},{"$f":"IFERROR(IF(OR(P29=\"\",'Combined scenario - input'!$D14=\"\"),\"\",P29/'Combined scenario - input'!$D14),\"\")","v":376.49551534251685},{"$f":"IFERROR(IF(OR(Q29=\"\",'Combined scenario - input'!$D14=\"\"),\"\",Q29/'Combined scenario - input'!$D14),\"\")","v":421.13665990966911},{"$f":"IFERROR(IF(OR(R29=\"\",'Combined scenario - input'!$D14=\"\"),\"\",R29/'Combined scenario - input'!$D14),\"\")","v":466.65189492244286},{"$f":"IFERROR(IF(OR(S29=\"\",'Combined scenario - input'!$D14=\"\"),\"\",S29/'Combined scenario - input'!$D14),\"\")","v":512.38320752582126},{"$f":"IFERROR(IF(OR(T29=\"\",'Combined scenario - input'!$D14=\"\"),\"\",T29/'Combined scenario - input'!$D14),\"\")","v":557.65784070040468},{"$f":"IFERROR(IF(OR(U29=\"\",'Combined scenario - input'!$D14=\"\"),\"\",U29/'Combined scenario - input'!$D14),\"\")","v":601.81953815857094},{"$f":"IFERROR(IF(OR(V29=\"\",'Combined scenario - input'!$D14=\"\"),\"\",V29/'Combined scenario - input'!$D14),\"\")","v":644.25978870822553},{"$f":"IFERROR(IF(OR(W29=\"\",'Combined scenario - input'!$D14=\"\"),\"\",W29/'Combined scenario - input'!$D14),\"\")","v":684.44671206536941}]
[{"$f":"IFERROR('Combined scenario - input'!A15,\"\")","v":2},{"$f":"IFERROR('Combined scenario - input'!B15,\"\")","v":"POLES"},{"$f":"IFERROR('Combined scenario - input'!C15,\"\")","v":"˃ 11 kv & < = 22 kv ; concrete"},{"$f":"IFERROR(repcalc('Combined scenario - input'!$CV15:$GH15,'Combined scenario - input'!$G15,'Combined scenario - input'!$E15,'Combined scenario - input'!$F15,20,TRUE,TRUE),\"\")","v":20.023962809915073},24.058553641604156,28.568613062977832,33.532350271111973,38.909100181902097,44.638526431961687,50.640833677930537,56.818083611996819,63.056632405248152,69.230623970879819,75.206391364527505,80.847545615686826,86.02047410435091,90.599934269614366,94.474415732335956,97.550955266717381,99.759122794057362,101.05394937445868,101.41763561829426,100.85995602298266,{"$f":"IFERROR(IF(OR(D30=\"\",'Combined scenario - input'!$D15=\"\"),\"\",D30/'Combined scenario - input'!$D15),\"\")","v":5.0608044727350059},{"$f":"IFERROR(IF(OR(E30=\"\",'Combined scenario - input'!$D15=\"\"),\"\",E30/'Combined scenario - input'!$D15),\"\")","v":6.0804965047516379},{"$f":"IFERROR(IF(OR(F30=\"\",'Combined scenario - input'!$D15=\"\"),\"\",F30/'Combined scenario - input'!$D15),\"\")","v":7.2203572360493782},{"$f":"IFERROR(IF(OR(G30=\"\",'Combined scenario - input'!$D15=\"\"),\"\",G30/'Combined scenario - input'!$D15),\"\")","v":8.4748793155634168},{"$f":"IFERROR(IF(OR(H30=\"\",'Combined scenario - input'!$D15=\"\"),\"\",H30/'Combined scenario - input'!$D15),\"\")","v":9.8337851553121087},{"$f":"IFERROR(IF(OR(I30=\"\",'Combined scenario - input'!$D15=\"\"),\"\",I30/'Combined scenario - input'!$D15),\"\")","v":11.281825499162004},{"$f":"IFERROR(IF(OR(J30=\"\",'Combined scenario - input'!$D15=\"\"),\"\",J30/'Combined scenario - input'!$D15),\"\")","v":12.798833078804913},{"$f":"IFERROR(IF(OR(K30=\"\",'Combined scenario - input'!$D15=\"\"),\"\",K30/'Combined scenario - input'!$D15),\"\")","v":14.36005522011078},{"$f":"IFERROR(IF(OR(L30=\"\",'Combined scenario - input'!$D15=\"\"),\"\",L30/'Combined scenario - input'!$D15),\"\")","v":15.936769876244114},{"$f":"IFERROR(IF(OR(M30=\"\",'Combined scenario - input'!$D15=\"\"),\"\",M30/'Combined scenario - input'!$D15),\"\")","v":17.497168505955187},{"$f":"IFERROR(IF(OR(N30=\"\",'Combined scenario - input'!$D15=\"\"),\"\",N30/'Combined scenario - input'!$D15),\"\")","v":19.007468472094832},{"$f":"IFERROR(IF(OR(O30=\"\",'Combined scenario - input'!$D15=\"\"),\"\",O30/'Combined scenario - input'!$D15),\"\")","v":20.433199179680791},{"$f":"IFERROR(IF(OR(P30=\"\",'Combined scenario - input'!$D15=\"\"),\"\",P30/'Combined scenario - input'!$D15),\"\")","v":21.740591721361234},{"$f":"IFERROR(IF(OR(Q30=\"\",'Combined scenario - input'!$D15=\"\"),\"\",Q30/'Combined scenario - input'!$D15),\"\")","v":22.897992616832404},{"$f":"IFERROR(IF(OR(R30=\"\",'Combined scenario - input'!$D15=\"\"),\"\",R30/'Combined scenario - input'!$D15),\"\")","v":23.877219021825585},{"$f":"IFERROR(IF(OR(S30=\"\",'Combined scenario - input'!$D15=\"\"),\"\",S30/'Combined scenario - input'!$D15),\"\")","v":24.654775651546952},{"$f":"IFERROR(IF(OR(T30=\"\",'Combined scenario - input'!$D15=\"\"),\"\",T30/'Combined scenario - input'!$D15),\"\")","v":25.212862190410124},{"$f":"IFERROR(IF(OR(U30=\"\",'Combined scenario - input'!$D15=\"\"),\"\",U30/'Combined scenario - input'!$D15),\"\")","v":25.540113305072925},{"$f":"IFERROR(IF(OR(V30=\"\",'Combined scenario - input'!$D15=\"\"),\"\",V30/'Combined scenario - input'!$D15),\"\")","v":25.632030423924341},{"$f":"IFERROR(IF(OR(W30=\"\",'Combined scenario - input'!$D15=\"\"),\"\",W30/'Combined scenario - input'!$D15),\"\")","v":25.491083928113405}]
[{"$f":"IFERROR('Combined scenario - input'!A16,\"\")","v":2},{"$f":"IFERROR('Combined scenario - input'!B16,\"\")","v":"POLES"},{"$f":"IFERROR('Combined scenario - input'!C16,\"\")","v":"˃ 11 kv & < = 22 kv ; steel"},{"$f":"IFERROR(repcalc('Combined scenario - input'!$CV16:$GH16,'Combined scenario - input'!$G16,'Combined scenario - input'!$E16,'Combined scenario - input'!$F16,20,TRUE,TRUE),\"\")","v":77.931867070765989},95.089510059796908,114.71385228998494,136.83756631283805,161.41487463470781,188.3108579840121,217.2943086980172,248.03514387967522,280.10714857698628,312.99646722884921,346.11582717108536,378.8239999660002,410.44953370291358,440.31737572990909,467.77670152718116,492.22811267523934,513.14838954874313,530.11118564956234,542.80241061183892,551.02952701071024,{"$f":"IFERROR(IF(OR(D31=\"\",'Combined scenario - input'!$D16=\"\"),\"\",D31/'Combined scenario - input'!$D16),\"\")","v":6.8244859688761323},{"$f":"IFERROR(IF(OR(E31=\"\",'Combined scenario - input'!$D16=\"\"),\"\",E31/'Combined scenario - input'!$D16),\"\")","v":8.3269790854763297},{"$f":"IFERROR(IF(OR(F31=\"\",'Combined scenario - input'!$D16=\"\"),\"\",F31/'Combined scenario - input'!$D16),\"\")","v":10.045480813103747},{"$f":"IFERROR(IF(OR(G31=\"\",'Combined scenario - input'!$D16=\"\"),\"\",G31/'Combined scenario - input'!$D16),\"\")","v":11.982852283894882},{"$f":"IFERROR(IF(OR(H31=\"\",'Combined scenario - input'!$D16=\"\"),\"\",H31/'Combined scenario - input'!$D16),\"\")","v":14.135084767213137},{"$f":"IFERROR(IF(OR(I31=\"\",'Combined scenario - input'!$D16=\"\"),\"\",I31/'Combined scenario - input'!$D16),\"\")","v":16.49036339565636},{"$f":"IFERROR(IF(OR(J31=\"\",'Combined scenario - input'!$D16=\"\"),\"\",J31/'Combined scenario - input'!$D16),\"\")","v":19.028441336837098},{"$f":"IFERROR(IF(OR(K31=\"\",'Combined scenario - input'!$D16=\"\"),\"\",K31/'Combined scenario - input'!$D16),\"\")","v":21.720413263780138},{"$f":"IFERROR(IF(OR(L31=\"\",'Combined scenario - input'!$D16=\"\"),\"\",L31/'Combined scenario - input'!$D16),\"\")","v":24.528955574870665},{"$f":"IFERROR(IF(OR(M31=\"\",'Combined scenario - input'!$D16=\"\"),\"\",M31/'Combined scenario - input'!$D16),\"\")","v":27.409069988935972},{"$f":"IFERROR(IF(OR(N31=\"\",'Combined scenario - input'!$D16=\"\"),\"\",N31/'Combined scenario - input'!$D16),\"\")","v":30.309329096275324},{"$f":"IFERROR(IF(OR(O31=\"\",'Combined scenario - input'!$D16=\"\"),\"\",O31/'Combined scenario - input'!$D16),\"\")","v":33.173580585384151},{"$f":"IFERROR(IF(OR(P31=\"\",'Combined scenario - input'!$D16=\"\"),\"\",P31/'Combined scenario - input'!$D16),\"\")","v":35.943025478187778},{"$f":"IFERROR(IF(OR(Q31=\"\",'Combined scenario - input'!$D16=\"\"),\"\",Q31/'Combined scenario - input'!$D16),\"\")","v":38.55854948005404},{"$f":"IFERROR(IF(OR(R31=\"\",'Combined scenario - input'!$D16=\"\"),\"\",R31/'Combined scenario - input'!$D16),\"\")","v":40.963159951507485},{"$f":"IFERROR(IF(OR(S31=\"\",'Combined scenario - input'!$D16=\"\"),\"\",S31/'Combined scenario - input'!$D16),\"\")","v":43.104367631641978},{"$f":"IFERROR(IF(OR(T31=\"\",'Combined scenario - input'!$D16=\"\"),\"\",T31/'Combined scenario - input'!$D16),\"\")","v":44.936354229096239},{"$f":"IFERROR(IF(OR(U31=\"\",'Combined scenario - input'!$D16=\"\"),\"\",U31/'Combined scenario - input'!$D16),\"\")","v":46.4217846227737},{"$f":"IFERROR(IF(OR(V31=\"\",'Combined scenario - input'!$D16=\"\"),\"\",V31/'Combined scenario - input'!$D16),\"\")","v":47.53315395008957},{"$f":"IFERROR(IF(OR(W31=\"\",'Combined scenario - input'!$D16=\"\"),\"\",W31/'Combined scenario - input'!$D16),\"\")","v":48.253601727600469}]
[{"$f":"IFERROR('Combined scenario - input'!A17,\"\")","v":2},{"$f":"IFERROR('Combined scenario - input'!B17,\"\")","v":"POLES"},{"$f":"IFERROR('Combined scenario - input'!C17,\"\")","v":"˃ 11 kv & < = 22 kv ; wood"},{"$f":"IFERROR(repcalc('Combined scenario - input'!$CV17:$GH17,'Combined scenario - input'!$G17,'Combined scenario - input'!$E17,'Combined scenario - input'!$F17,20,TRUE,TRUE),\"\")","v":326.23958377617777},417.00778383569934,526.87423661140826,658.06345447716478,812.59207924051066,992.13556887814457,1197.8894538048603,1430.4343719458914,1689.6154832730901,1974.4474626275776,2283.0558729735781,2612.664215202898,2959.6333359980877,3319.5562840397033,3687.4073999828051,4057.7397828914968,4424.9207483278842,4783.3909623669006,5127.9300539483056,5453.9100413807337,{"$f":"IFERROR(IF(OR(D32=\"\",'Combined scenario - input'!$D17=\"\"),\"\",D32/'Combined scenario - input'!$D17),\"\")","v":84.790694917048157},{"$f":"IFERROR(IF(OR(E32=\"\",'Combined scenario - input'!$D17=\"\"),\"\",E32/'Combined scenario - input'!$D17),\"\")","v":108.38163587624416},{"$f":"IFERROR(IF(OR(F32=\"\",'Combined scenario - input'!$D17=\"\"),\"\",F32/'Combined scenario - input'!$D17),\"\")","v":136.93627284302798},{"$f":"IFERROR(IF(OR(G32=\"\",'Combined scenario - input'!$D17=\"\"),\"\",G32/'Combined scenario - input'!$D17),\"\")","v":171.03276358675416},{"$f":"IFERROR(IF(OR(H32=\"\",'Combined scenario - input'!$D17=\"\"),\"\",H32/'Combined scenario - input'!$D17),\"\")","v":211.19523966215624},{"$f":"IFERROR(IF(OR(I32=\"\",'Combined scenario - input'!$D17=\"\"),\"\",I32/'Combined scenario - input'!$D17),\"\")","v":257.85915787218937},{"$f":"IFERROR(IF(OR(J32=\"\",'Combined scenario - input'!$D17=\"\"),\"\",J32/'Combined scenario - input'!$D17),\"\")","v":311.33524033552322},{"$f":"IFERROR(IF(OR(K32=\"\",'Combined scenario - input'!$D17=\"\"),\"\",K32/'Combined scenario - input'!$D17),\"\")","v":371.77439667693682},{"$f":"IFERROR(IF(OR(L32=\"\",'Combined scenario - input'!$D17=\"\"),\"\",L32/'Combined scenario - input'!$D17),\"\")","v":439.13638348563478},{"$f":"IFERROR(IF(OR(M32=\"\",'Combined scenario - input'!$D17=\"\"),\"\",M32/'Combined scenario - input'!$D17),\"\")","v":513.16511165074485},{"$f":"IFERROR(IF(OR(N32=\"\",'Combined scenario - input'!$D17=\"\"),\"\",N32/'Combined scenario - input'!$D17),\"\")","v":593.3734090854158},{"$f":"IFERROR(IF(OR(O32=\"\",'Combined scenario - input'!$D17=\"\"),\"\",O32/'Combined scenario - input'!$D17),\"\")","v":679.03965493023111},{"$f":"IFERROR(IF(OR(P32=\"\",'Combined scenario - input'!$D17=\"\"),\"\",P32/'Combined scenario - input'!$D17),\"\")","v":769.21802178091127},{"$f":"IFERROR(IF(OR(Q32=\"\",'Combined scenario - input'!$D17=\"\"),\"\",Q32/'Combined scenario - input'!$D17),\"\")","v":862.76312911521529},{"$f":"IFERROR(IF(OR(R32=\"\",'Combined scenario - input'!$D17=\"\"),\"\",R32/'Combined scenario - input'!$D17),\"\")","v":958.36879224720951},{"$f":"IFERROR(IF(OR(S32=\"\",'Combined scenario - input'!$D17=\"\"),\"\",S32/'Combined scenario - input'!$D17),\"\")","v":1054.6193444752842},{"$f":"IFERROR(IF(OR(T32=\"\",'Combined scenario - input'!$D17=\"\"),\"\",T32/'Combined scenario - input'!$D17),\"\")","v":1150.0508333807618},{"$f":"IFERROR(IF(OR(U32=\"\",'Combined scenario - input'!$D17=\"\"),\"\",U32/'Combined scenario - input'!$D17),\"\")","v":1243.2183705741766},{"$f":"IFERROR(IF(OR(V32=\"\",'Combined scenario - input'!$D17=\"\"),\"\",V32/'Combined scenario - input'!$D17),\"\")","v":1332.7651651817812},{"$f":"IFERROR(IF(OR(W32=\"\",'Combined scenario - input'!$D17=\"\"),\"\",W32/'Combined scenario - input'!$D17),\"\")","v":1417.4883901918067}]
[{"$f":"IFERROR('Combined scenario - input'!A18,\"\")","v":2},{"$f":"IFERROR('Combined scenario - input'!B18,\"\")","v":"POLES"},{"$f":"IFERROR('Combined scenario - input'!C18,\"\")","v":"> 1 kv & < = 11 kv ; concrete"},{"$f":"IFERROR(repcalc('Combined scenario - input'!$CV18:$GH18,'Combined scenario - input'!$G18,'Combined scenario - input'!$E18,'Combined scenario - input'!$F18,20,TRUE,TRUE),\"\")","v":2.5384861447495926},3.3847002656109271,4.467545261403882,5.8376202087984348,7.5515475266052441,9.6712979698645931,12.263035766661567,15.395425962174219,19.137370709159008,23.555175056747178,28.709184792353131,34.649987058123592,41.41431567652009,49.020853292474172,57.46616678003295,66.72104577265803,76.72753176458815,87.396922872354651,98.609014249518538,110.21278534024339,{"$f":"IFERROR(IF(OR(D33=\"\",'Combined scenario - input'!$D18=\"\"),\"\",D33/'Combined scenario - input'!$D18),\"\")","v":0.54056829513032234},{"$f":"IFERROR(IF(OR(E33=\"\",'Combined scenario - input'!$D18=\"\"),\"\",E33/'Combined scenario - input'!$D18),\"\")","v":0.72076881565525885},{"$f":"IFERROR(IF(OR(F33=\"\",'Combined scenario - input'!$D18=\"\"),\"\",F33/'Combined scenario - input'!$D18),\"\")","v":0.95135966385700887},{"$f":"IFERROR(IF(OR(G33=\"\",'Combined scenario - input'!$D18=\"\"),\"\",G33/'Combined scenario - input'!$D18),\"\")","v":1.2431158666811519},{"$f":"IFERROR(IF(OR(H33=\"\",'Combined scenario - input'!$D18=\"\"),\"\",H33/'Combined scenario - input'!$D18),\"\")","v":1.6080951162549197},{"$f":"IFERROR(IF(OR(I33=\"\",'Combined scenario - input'!$D18=\"\"),\"\",I33/'Combined scenario - input'!$D18),\"\")","v":2.0594940279978418},{"$f":"IFERROR(IF(OR(J33=\"\",'Combined scenario - input'!$D18=\"\"),\"\",J33/'Combined scenario - input'!$D18),\"\")","v":2.6114022135662758},{"$f":"IFERROR(IF(OR(K33=\"\",'Combined scenario - input'!$D18=\"\"),\"\",K33/'Combined scenario - input'!$D18),\"\")","v":3.2784418313217012},{"$f":"IFERROR(IF(OR(L33=\"\",'Combined scenario - input'!$D18=\"\"),\"\",L33/'Combined scenario - input'!$D18),\"\")","v":4.0752855314668395},{"$f":"IFERROR(IF(OR(M33=\"\",'Combined scenario - input'!$D18=\"\"),\"\",M33/'Combined scenario - input'!$D18),\"\")","v":5.0160529133706078},{"$f":"IFERROR(IF(OR(N33=\"\",'Combined scenario - input'!$D18=\"\"),\"\",N33/'Combined scenario - input'!$D18),\"\")","v":6.1135945570877235},{"$f":"IFERROR(IF(OR(O33=\"\",'Combined scenario - input'!$D18=\"\"),\"\",O33/'Combined scenario - input'!$D18),\"\")","v":7.3786829481179934},{"$f":"IFERROR(IF(OR(P33=\"\",'Combined scenario - input'!$D18=\"\"),\"\",P33/'Combined scenario - input'!$D18),\"\")","v":8.8191405202464974},{"$f":"IFERROR(IF(OR(Q33=\"\",'Combined scenario - input'!$D18=\"\"),\"\",Q33/'Combined scenario - input'!$D18),\"\")","v":10.438945725567629},{"$f":"IFERROR(IF(OR(R33=\"\",'Combined scenario - input'!$D18=\"\"),\"\",R33/'Combined scenario - input'!$D18),\"\")","v":12.237367483060067},{"$f":"IFERROR(IF(OR(S33=\"\",'Combined scenario - input'!$D18=\"\"),\"\",S33/'Combined scenario - input'!$D18),\"\")","v":14.208185471973803},{"$f":"IFERROR(IF(OR(T33=\"\",'Combined scenario - input'!$D18=\"\"),\"\",T33/'Combined scenario - input'!$D18),\"\")","v":16.339057481691508},{"$f":"IFERROR(IF(OR(U33=\"\",'Combined scenario - input'!$D18=\"\"),\"\",U33/'Combined scenario - input'!$D18),\"\")","v":18.611094527524152},{"$f":"IFERROR(IF(OR(V33=\"\",'Combined scenario - input'!$D18=\"\"),\"\",V33/'Combined scenario - input'!$D18),\"\")","v":20.998699097726266},{"$f":"IFERROR(IF(OR(W33=\"\",'Combined scenario - input'!$D18=\"\"),\"\",W33/'Combined scenario - input'!$D18),\"\")","v":23.469711503513658}]
[{"$f":"IFERROR('Combined scenario - input'!A19,\"\")","v":2},{"$f":"IFERROR('Combined scenario - input'!B19,\"\")","v":"POLES"},{"$f":"IFERROR('Combined scenario - input'!C19,\"\")","v":"> 1 kv & < = 11 kv ; steel"},{"$f":"IFERROR(repcalc('Combined scenario - input'!$CV19:$GH19,'Combined scenario - input'!$G19,'Combined scenario - input'!$E19,'Combined scenario - input'!$F19,20,TRUE,TRUE),\"\")","v":15.609015248320192},17.23907047283307,18.835877696793425,20.374593472592931,21.835635419027412,23.206379973703804,24.482384766525513,25.668016024919364,26.776424436089872,27.828882775174119,28.853564955333876,29.883898817943933,30.956655877220889,32.109945886550712,33.381262589145287,34.805684178812548,36.414276715257685,38.232692512357424,40.279910457202547,42.567041813530906,{"$f":"IFERROR(IF(OR(D34=\"\",'Combined scenario - input'!$D19=\"\"),\"\",D34/'Combined scenario - input'!$D19),\"\")","v":2.3727820847656744},{"$f":"IFERROR(IF(OR(E34=\"\",'Combined scenario - input'!$D19=\"\"),\"\",E34/'Combined scenario - input'!$D19),\"\")","v":2.6205725937998103},{"$f":"IFERROR(IF(OR(F34=\"\",'Combined scenario - input'!$D19=\"\"),\"\",F34/'Combined scenario - input'!$D19),\"\")","v":2.8633089556753801},{"$f":"IFERROR(IF(OR(G34=\"\",'Combined scenario - input'!$D19=\"\"),\"\",G34/'Combined scenario - input'!$D19),\"\")","v":3.0972146293056433},{"$f":"IFERROR(IF(OR(H34=\"\",'Combined scenario - input'!$D19=\"\"),\"\",H34/'Combined scenario - input'!$D19),\"\")","v":3.3193128270740124},{"$f":"IFERROR(IF(OR(I34=\"\",'Combined scenario - input'!$D19=\"\"),\"\",I34/'Combined scenario - input'!$D19),\"\")","v":3.5276845962332661},{"$f":"IFERROR(IF(OR(J34=\"\",'Combined scenario - input'!$D19=\"\"),\"\",J34/'Combined scenario - input'!$D19),\"\")","v":3.7216546362592262},{"$f":"IFERROR(IF(OR(K34=\"\",'Combined scenario - input'!$D19=\"\"),\"\",K34/'Combined scenario - input'!$D19),\"\")","v":3.9018866729572408},{"$f":"IFERROR(IF(OR(L34=\"\",'Combined scenario - input'!$D19=\"\"),\"\",L34/'Combined scenario - input'!$D19),\"\")","v":4.0703797891973572},{"$f":"IFERROR(IF(OR(M34=\"\",'Combined scenario - input'!$D19=\"\"),\"\",M34/'Combined scenario - input'!$D19),\"\")","v":4.2303677354074862},{"$f":"IFERROR(IF(OR(N34=\"\",'Combined scenario - input'!$D19=\"\"),\"\",N34/'Combined scenario - input'!$D19),\"\")","v":4.3861333286228152},{"$f":"IFERROR(IF(OR(O34=\"\",'Combined scenario - input'!$D19=\"\"),\"\",O34/'Combined scenario - input'!$D19),\"\")","v":4.5427580542467885},{"$f":"IFERROR(IF(OR(P34=\"\",'Combined scenario - input'!$D19=\"\"),\"\",P34/'Combined scenario - input'!$D19),\"\")","v":4.7058316813183101},{"$f":"IFERROR(IF(OR(Q34=\"\",'Combined scenario - input'!$D19=\"\"),\"\",Q34/'Combined scenario - input'!$D19),\"\")","v":4.8811474093858793},{"$f":"IFERROR(IF(OR(R34=\"\",'Combined scenario - input'!$D19=\"\"),\"\",R34/'Combined scenario - input'!$D19),\"\")","v":5.0744047960941421},{"$f":"IFERROR(IF(OR(S34=\"\",'Combined scenario - input'!$D19=\"\"),\"\",S34/'Combined scenario - input'!$D19),\"\")","v":5.2909362028066598},{"$f":"IFERROR(IF(OR(T34=\"\",'Combined scenario - input'!$D19=\"\"),\"\",T34/'Combined scenario - input'!$D19),\"\")","v":5.5354640920708826},{"$f":"IFERROR(IF(OR(U34=\"\",'Combined scenario - input'!$D19=\"\"),\"\",U34/'Combined scenario - input'!$D19),\"\")","v":5.8118879636202099},{"$f":"IFERROR(IF(OR(V34=\"\",'Combined scenario - input'!$D19=\"\"),\"\",V34/'Combined scenario - input'!$D19),\"\")","v":6.1230928657784078},{"$f":"IFERROR(IF(OR(W34=\"\",'Combined scenario - input'!$D19=\"\"),\"\",W34/'Combined scenario - input'!$D19),\"\")","v":6.4707678613797981}]
[{"$f":"IFERROR('Combined scenario - input'!A20,\"\")","v":2},{"$f":"IFERROR('Combined scenario - input'!B20,\"\")","v":"POLES"},{"$f":"IFERROR('Combined scenario - input'!C20,\"\")","v":"> 1 kv & < = 11 kv ; wood"},{"$f":"IFERROR(repcalc('Combined scenario - input'!$CV20:$GH20,'Combined scenario - input'!$G20,'Combined scenario - input'!$E20,'Combined scenario - input'!$F20,20,TRUE,TRUE),\"\")","v":31.220253034559075},41.653286233594422,54.9654218550181,71.742645663575843,92.626397282290725,118.30032592681241,149.47122793744677,186.84406470567288,231.09144713995099,282.81854618365293,342.52500512089489,410.56602928642525,487.11534093668206,572.13303467687172,665.34147906788974,766.21222451885922,873.96636336161123,987.58994681872719,1105.864937746074,1227.4148516032164,{"$f":"IFERROR(IF(OR(D35=\"\",'Combined scenario - input'!$D20=\"\"),\"\",D35/'Combined scenario - input'!$D20),\"\")","v":7.7192805395143234},{"$f":"IFERROR(IF(OR(E35=\"\",'Combined scenario - input'!$D20=\"\"),\"\",E35/'Combined scenario - input'!$D20),\"\")","v":10.298872384983101},{"$f":"IFERROR(IF(OR(F35=\"\",'Combined scenario - input'!$D20=\"\"),\"\",F35/'Combined scenario - input'!$D20),\"\")","v":13.590329034231955},{"$f":"IFERROR(IF(OR(G35=\"\",'Combined scenario - input'!$D20=\"\"),\"\",G35/'Combined scenario - input'!$D20),\"\")","v":17.738536837324325},{"$f":"IFERROR(IF(OR(H35=\"\",'Combined scenario - input'!$D20=\"\"),\"\",H35/'Combined scenario - input'!$D20),\"\")","v":22.902093240405005},{"$f":"IFERROR(IF(OR(I35=\"\",'Combined scenario - input'!$D20=\"\"),\"\",I35/'Combined scenario - input'!$D20),\"\")","v":29.250032110059799},{"$f":"IFERROR(IF(OR(J35=\"\",'Combined scenario - input'!$D20=\"\"),\"\",J35/'Combined scenario - input'!$D20),\"\")","v":36.957110493551703},{"$f":"IFERROR(IF(OR(K35=\"\",'Combined scenario - input'!$D20=\"\"),\"\",K35/'Combined scenario - input'!$D20),\"\")","v":46.197631742757125},{"$f":"IFERROR(IF(OR(L35=\"\",'Combined scenario - input'!$D20=\"\"),\"\",L35/'Combined scenario - input'!$D20),\"\")","v":57.137900477007463},{"$f":"IFERROR(IF(OR(M35=\"\",'Combined scenario - input'!$D20=\"\"),\"\",M35/'Combined scenario - input'!$D20),\"\")","v":69.927546626626423},{"$f":"IFERROR(IF(OR(N35=\"\",'Combined scenario - input'!$D20=\"\"),\"\",N35/'Combined scenario - input'!$D20),\"\")","v":84.690108161517983},{"$f":"IFERROR(IF(OR(O35=\"\",'Combined scenario - input'!$D20=\"\"),\"\",O35/'Combined scenario - input'!$D20),\"\")","v":101.51341043098404},{"$f":"IFERROR(IF(OR(P35=\"\",'Combined scenario - input'!$D20=\"\"),\"\",P35/'Combined scenario - input'!$D20),\"\")","v":120.44040666900123},{"$f":"IFERROR(IF(OR(Q35=\"\",'Combined scenario - input'!$D20=\"\"),\"\",Q35/'Combined scenario - input'!$D20),\"\")","v":141.46123017342879},{"$f":"IFERROR(IF(OR(R35=\"\",'Combined scenario - input'!$D20=\"\"),\"\",R35/'Combined scenario - input'!$D20),\"\")","v":164.50723592199012},{"$f":"IFERROR(IF(OR(S35=\"\",'Combined scenario - input'!$D20=\"\"),\"\",S35/'Combined scenario - input'!$D20),\"\")","v":189.44776351810057},{"$f":"IFERROR(IF(OR(T35=\"\",'Combined scenario - input'!$D20=\"\"),\"\",T35/'Combined scenario - input'!$D20),\"\")","v":216.09022622012421},{"$f":"IFERROR(IF(OR(U35=\"\",'Combined scenario - input'!$D20=\"\"),\"\",U35/'Combined scenario - input'!$D20),\"\")","v":244.1839228227592},{"$f":"IFERROR(IF(OR(V35=\"\",'Combined scenario - input'!$D20=\"\"),\"\",V35/'Combined scenario - input'!$D20),\"\")","v":273.42769079498106},{"$f":"IFERROR(IF(OR(W35=\"\",'Combined scenario - input'!$D20=\"\"),\"\",W35/'Combined scenario - input'!$D20),\"\")","v":303.48119111666205}]
[{"$f":"IFERROR('Combined scenario - input'!A21,\"\")","v":2},{"$f":"IFERROR('Combined scenario - input'!B21,\"\")","v":"POLES"},{"$f":"IFERROR('Combined scenario - input'!C21,\"\")","v":"> 22 kv & < = 66 kv ; concrete"},{"$f":"IFERROR(repcalc('Combined scenario - input'!$CV21:$GH21,'Combined scenario - input'!$G21,'Combined scenario - input'!$E21,'Combined scenario - input'!$F21,20,TRUE,TRUE),\"\")","v":59.487623561297205},66.855690102822891,74.348776614451694,81.827409123735237,89.14029200506117,96.129011365222851,102.63334393112888,108.49696203744503,113.57330168046445,117.73134309373626,120.8610416252647,122.87814200156045,123.72811402435379,123.38896608944003,121.87272845558209,119.22545356966059,115.52565623285028,110.8812089912184,105.42481139778899,99.308256303562871,{"$f":"IFERROR(IF(OR(D36=\"\",'Combined scenario - input'!$D21=\"\"),\"\",D36/'Combined scenario - input'!$D21),\"\")","v":9.2084802381710755},{"$f":"IFERROR(IF(OR(E36=\"\",'Combined scenario - input'!$D21=\"\"),\"\",E36/'Combined scenario - input'!$D21),\"\")","v":10.349031685334806},{"$f":"IFERROR(IF(OR(F36=\"\",'Combined scenario - input'!$D21=\"\"),\"\",F36/'Combined scenario - input'!$D21),\"\")","v":11.508935795374454},{"$f":"IFERROR(IF(OR(G36=\"\",'Combined scenario - input'!$D21=\"\"),\"\",G36/'Combined scenario - input'!$D21),\"\")","v":12.666602475391004},{"$f":"IFERROR(IF(OR(H36=\"\",'Combined scenario - input'!$D21=\"\"),\"\",H36/'Combined scenario - input'!$D21),\"\")","v":13.798611681093437},{"$f":"IFERROR(IF(OR(I36=\"\",'Combined scenario - input'!$D21=\"\"),\"\",I36/'Combined scenario - input'!$D21),\"\")","v":14.880441484764436},{"$f":"IFERROR(IF(OR(J36=\"\",'Combined scenario - input'!$D21=\"\"),\"\",J36/'Combined scenario - input'!$D21),\"\")","v":15.887289872882029},{"$f":"IFERROR(IF(OR(K36=\"\",'Combined scenario - input'!$D21=\"\"),\"\",K36/'Combined scenario - input'!$D21),\"\")","v":16.794957858653166},{"$f":"IFERROR(IF(OR(L36=\"\",'Combined scenario - input'!$D21=\"\"),\"\",L36/'Combined scenario - input'!$D21),\"\")","v":17.580757836640547},{"$f":"IFERROR(IF(OR(M36=\"\",'Combined scenario - input'!$D21=\"\"),\"\",M36/'Combined scenario - input'!$D21),\"\")","v":18.224408396057438},{"$f":"IFERROR(IF(OR(N36=\"\",'Combined scenario - input'!$D21=\"\"),\"\",N36/'Combined scenario - input'!$D21),\"\")","v":18.708875001944229},{"$f":"IFERROR(IF(OR(O36=\"\",'Combined scenario - input'!$D21=\"\"),\"\",O36/'Combined scenario - input'!$D21),\"\")","v":19.021115226743042},{"$f":"IFERROR(IF(OR(P36=\"\",'Combined scenario - input'!$D21=\"\"),\"\",P36/'Combined scenario - input'!$D21),\"\")","v":19.152687982659671},{"$f":"IFERROR(IF(OR(Q36=\"\",'Combined scenario - input'!$D21=\"\"),\"\",Q36/'Combined scenario - input'!$D21),\"\")","v":19.100189044737704},{"$f":"IFERROR(IF(OR(R36=\"\",'Combined scenario - input'!$D21=\"\"),\"\",R36/'Combined scenario - input'!$D21),\"\")","v":18.865480655800884},{"$f":"IFERROR(IF(OR(S36=\"\",'Combined scenario - input'!$D21=\"\"),\"\",S36/'Combined scenario - input'!$D21),\"\")","v":18.455691576785217},{"$f":"IFERROR(IF(OR(T36=\"\",'Combined scenario - input'!$D21=\"\"),\"\",T36/'Combined scenario - input'!$D21),\"\")","v":17.882975629809291},{"$f":"IFERROR(IF(OR(U36=\"\",'Combined scenario - input'!$D21=\"\"),\"\",U36/'Combined scenario - input'!$D21),\"\")","v":17.164031115279709},{"$f":"IFERROR(IF(OR(V36=\"\",'Combined scenario - input'!$D21=\"\"),\"\",V36/'Combined scenario - input'!$D21),\"\")","v":16.319399469187385},{"$f":"IFERROR(IF(OR(W36=\"\",'Combined scenario - input'!$D21=\"\"),\"\",W36/'Combined scenario - input'!$D21),\"\")","v":15.372577704609274}]
[{"$f":"IFERROR('Combined scenario - input'!A22,\"\")","v":2},{"$f":"IFERROR('Combined scenario - input'!B22,\"\")","v":"POLES"},{"$f":"IFERROR('Combined scenario - input'!C22,\"\")","v":"> 22 kv & < = 66 kv ; steel"},{"$f":"IFERROR(repcalc('Combined scenario - input'!$CV22:$GH22,'Combined scenario - input'!$G22,'Combined scenario - input'!$E22,'Combined scenario - input'!$F22,20,TRUE,TRUE),\"\")","v":1.9075997136570437E-6},3.481088554833908E-6,6.2606795769080469E-6,1.109712330539004E-5,1.938593587820342E-5,3.3377717858302846E-5,5.6640564368647112E-5,9.4734674579292902E-5,1.5617535870828442E-4,2.5377727946291646E-4,4.0648798160123299E-4,6.418298018859074E-4,9.9907276956941161E-4,1.5332537051471942E-3,2.3201359082496925E-3,3.4621694510768284E-3,5.09546824198187E-3,7.3977770711238797E-3,1.0597378291923138E-2,1.4982911116351401E-2,{"$f":"IFERROR(IF(OR(D37=\"\",'Combined scenario - input'!$D22=\"\"),\"\",D37/'Combined scenario - input'!$D22),\"\")","v":2.9528989752719308E-7},{"$f":"IFERROR(IF(OR(E37=\"\",'Combined scenario - input'!$D22=\"\"),\"\",E37/'Combined scenario - input'!$D22),\"\")","v":5.3886057713300479E-7},{"$f":"IFERROR(IF(OR(F37=\"\",'Combined scenario - input'!$D22=\"\"),\"\",F37/'Combined scenario - input'!$D22),\"\")","v":9.6913174052202525E-7},{"$f":"IFERROR(IF(OR(G37=\"\",'Combined scenario - input'!$D22=\"\"),\"\",G37/'Combined scenario - input'!$D22),\"\")","v":1.7177966531632539E-6},{"$f":"IFERROR(IF(OR(H37=\"\",'Combined scenario - input'!$D22=\"\"),\"\",H37/'Combined scenario - input'!$D22),\"\")","v":3.0008764301862297E-6},{"$f":"IFERROR(IF(OR(I37=\"\",'Combined scenario - input'!$D22=\"\"),\"\",I37/'Combined scenario - input'!$D22),\"\")","v":5.1667563249811756E-6},{"$f":"IFERROR(IF(OR(J37=\"\",'Combined scenario - input'!$D22=\"\"),\"\",J37/'Combined scenario - input'!$D22),\"\")","v":8.7677652332187079E-6},{"$f":"IFERROR(IF(OR(K37=\"\",'Combined scenario - input'!$D22=\"\"),\"\",K37/'Combined scenario - input'!$D22),\"\")","v":1.4664602929281368E-5},{"$f":"IFERROR(IF(OR(L37=\"\",'Combined scenario - input'!$D22=\"\"),\"\",L37/'Combined scenario - input'!$D22),\"\")","v":2.4175410249371128E-5},{"$f":"IFERROR(IF(OR(M37=\"\",'Combined scenario - input'!$D22=\"\"),\"\",M37/'Combined scenario - input'!$D22),\"\")","v":3.9283853059335847E-5},{"$f":"IFERROR(IF(OR(N37=\"\",'Combined scenario - input'!$D22=\"\"),\"\",N37/'Combined scenario - input'!$D22),\"\")","v":6.2922946346511901E-5},{"$f":"IFERROR(IF(OR(O37=\"\",'Combined scenario - input'!$D22=\"\"),\"\",O37/'Combined scenario - input'!$D22),\"\")","v":9.9353053511131936E-5},{"$f":"IFERROR(IF(OR(P37=\"\",'Combined scenario - input'!$D22=\"\"),\"\",P37/'Combined scenario - input'!$D22),\"\")","v":1.5465304048656393E-4},{"$f":"IFERROR(IF(OR(Q37=\"\",'Combined scenario - input'!$D22=\"\"),\"\",Q37/'Combined scenario - input'!$D22),\"\")","v":2.3734241845116053E-4},{"$f":"IFERROR(IF(OR(R37=\"\",'Combined scenario - input'!$D22=\"\"),\"\",R37/'Combined scenario - input'!$D22),\"\")","v":3.5914908651500519E-4},{"$f":"IFERROR(IF(OR(S37=\"\",'Combined scenario - input'!$D22=\"\"),\"\",S37/'Combined scenario - input'!$D22),\"\")","v":5.3593196471513841E-4},{"$f":"IFERROR(IF(OR(T37=\"\",'Combined scenario - input'!$D22=\"\"),\"\",T37/'Combined scenario - input'!$D22),\"\")","v":7.8876101954500691E-4},{"$f":"IFERROR(IF(OR(U37=\"\",'Combined scenario - input'!$D22=\"\"),\"\",U37/'Combined scenario - input'!$D22),\"\")","v":1.1451505353150444E-3},{"$f":"IFERROR(IF(OR(V37=\"\",'Combined scenario - input'!$D22=\"\"),\"\",V37/'Combined scenario - input'!$D22),\"\")","v":1.640437837915026E-3},{"$f":"IFERROR(IF(OR(W37=\"\",'Combined scenario - input'!$D22=\"\"),\"\",W37/'Combined scenario - input'!$D22),\"\")","v":2.3193032880701441E-3}]
[{"$f":"IFERROR('Combined scenario - input'!A23,\"\")","v":2},{"$f":"IFERROR('Combined scenario - input'!B23,\"\")","v":"POLES"},{"$f":"IFERROR('Combined scenario - input'!C23,\"\")","v":"> 22 kv & < = 66 kv ; wood"},{"$f":"IFERROR(repcalc('Combined scenario - input'!$CV23:$GH23,'Combined scenario - input'!$G23,'Combined scenario - input'!$E23,'Combined scenario - input'!$F23,20,TRUE,TRUE),\"\")","v":1.7224204133891798},2.2136790460717166,2.8282582905781584,3.5908930207788536,4.5289802084266793,5.6720849340630997,7.0511704562324953,8.6975389575954818,10.641493748354819,12.910762345900789,15.528750306539807,18.512724488670351,21.872047679244965,25.606600428760441,29.705527444417019,34.146433215253737,38.895124655133941,43.9059593577539,49.122810307206599,54.480606739825966,{"$f":"IFERROR(IF(OR(D38=\"\",'Combined scenario - input'!$D23=\"\"),\"\",D38/'Combined scenario - input'!$D23),\"\")","v":0.35455018366247842},{"$f":"IFERROR(IF(OR(E38=\"\",'Combined scenario - input'!$D23=\"\"),\"\",E38/'Combined scenario - input'!$D23),\"\")","v":0.45567290439280717},{"$f":"IFERROR(IF(OR(F38=\"\",'Combined scenario - input'!$D23=\"\"),\"\",F38/'Combined scenario - input'!$D23),\"\")","v":0.58218045291062193},{"$f":"IFERROR(IF(OR(G38=\"\",'Combined scenario - input'!$D23=\"\"),\"\",G38/'Combined scenario - input'!$D23),\"\")","v":0.73916435855767271},{"$f":"IFERROR(IF(OR(H38=\"\",'Combined scenario - input'!$D23=\"\"),\"\",H38/'Combined scenario - input'!$D23),\"\")","v":0.93226412797895153},{"$f":"IFERROR(IF(OR(I38=\"\",'Combined scenario - input'!$D23=\"\"),\"\",I38/'Combined scenario - input'!$D23),\"\")","v":1.1675655603524573},{"$f":"IFERROR(IF(OR(J38=\"\",'Combined scenario - input'!$D23=\"\"),\"\",J38/'Combined scenario - input'!$D23),\"\")","v":1.4514422616331364},{"$f":"IFERROR(IF(OR(K38=\"\",'Combined scenario - input'!$D23=\"\"),\"\",K38/'Combined scenario - input'!$D23),\"\")","v":1.7903376033260445},{"$f":"IFERROR(IF(OR(L38=\"\",'Combined scenario - input'!$D23=\"\"),\"\",L38/'Combined scenario - input'!$D23),\"\")","v":2.190489344873912},{"$f":"IFERROR(IF(OR(M38=\"\",'Combined scenario - input'!$D23=\"\"),\"\",M38/'Combined scenario - input'!$D23),\"\")","v":2.6576050338109001},{"$f":"IFERROR(IF(OR(N38=\"\",'Combined scenario - input'!$D23=\"\"),\"\",N38/'Combined scenario - input'!$D23),\"\")","v":3.1965025672210508},{"$f":"IFERROR(IF(OR(O38=\"\",'Combined scenario - input'!$D23=\"\"),\"\",O38/'Combined scenario - input'!$D23),\"\")","v":3.8107362270722653},{"$f":"IFERROR(IF(OR(P38=\"\",'Combined scenario - input'!$D23=\"\"),\"\",P38/'Combined scenario - input'!$D23),\"\")","v":4.5022332883827758},{"$f":"IFERROR(IF(OR(Q38=\"\",'Combined scenario - input'!$D23=\"\"),\"\",Q38/'Combined scenario - input'!$D23),\"\")","v":5.2709691631698972},{"$f":"IFERROR(IF(OR(R38=\"\",'Combined scenario - input'!$D23=\"\"),\"\",R38/'Combined scenario - input'!$D23),\"\")","v":6.1147093528025467},{"$f":"IFERROR(IF(OR(S38=\"\",'Combined scenario - input'!$D23=\"\"),\"\",S38/'Combined scenario - input'!$D23),\"\")","v":7.0288438721326756},{"$f":"IFERROR(IF(OR(T38=\"\",'Combined scenario - input'!$D23=\"\"),\"\",T38/'Combined scenario - input'!$D23),\"\")","v":8.0063342740567176},{"$f":"IFERROR(IF(OR(U38=\"\",'Combined scenario - input'!$D23=\"\"),\"\",U38/'Combined scenario - input'!$D23),\"\")","v":9.0377853357754159},{"$f":"IFERROR(IF(OR(V38=\"\",'Combined scenario - input'!$D23=\"\"),\"\",V38/'Combined scenario - input'!$D23),\"\")","v":10.111643638829738},{"$f":"IFERROR(IF(OR(W38=\"\",'Combined scenario - input'!$D23=\"\"),\"\",W38/'Combined scenario - input'!$D23),\"\")","v":11.214514746513338}]
[{"$f":"IFERROR('Combined scenario - input'!A24,\"\")","v":2},{"$f":"IFERROR('Combined scenario - input'!B24,\"\")","v":"POLES"},{"$f":"IFERROR('Combined scenario - input'!C24,\"\")","v":"staking of a wooden pole"},{"$f":"IFERROR(repcalc('Combined scenario - input'!$CV24:$GH24,'Combined scenario - input'!$G24,'Combined scenario - input'!$E24,'Combined scenario - input'!$F24,20,TRUE,TRUE),\"\")","v":4549.6396547889644},5203.3097581804286,5826.9236996071431,6396.6096119150452,6892.2526579273754,7299.563392711395,7611.6235863951924,7829.7419112913403,7963.5179885710868,8030.0778574727938,8052.5090596257805,8057.5942739722868,8073.0204136557777,8124.3191128819908,8231.8605938594392,8408.258503899624,8656.5336877212085,8969.3231729361996,9329.3100625602565,9710.90261040921,{"$f":"IFERROR(IF(OR(D39=\"\",'Combined scenario - input'!$D24=\"\"),\"\",D39/'Combined scenario - input'!$D24),\"\")","v":496.12814517165248},{"$f":"IFERROR(IF(OR(E39=\"\",'Combined scenario - input'!$D24=\"\"),\"\",E39/'Combined scenario - input'!$D24),\"\")","v":567.40942469197796},{"$f":"IFERROR(IF(OR(F39=\"\",'Combined scenario - input'!$D24=\"\"),\"\",F39/'Combined scenario - input'!$D24),\"\")","v":635.41314620375795},{"$f":"IFERROR(IF(OR(G39=\"\",'Combined scenario - input'!$D24=\"\"),\"\",G39/'Combined scenario - input'!$D24),\"\")","v":697.53613537417175},{"$f":"IFERROR(IF(OR(H39=\"\",'Combined scenario - input'!$D24=\"\"),\"\",H39/'Combined scenario - input'!$D24),\"\")","v":751.58491368268847},{"$f":"IFERROR(IF(OR(I39=\"\",'Combined scenario - input'!$D24=\"\"),\"\",I39/'Combined scenario - input'!$D24),\"\")","v":796.00124875313531},{"$f":"IFERROR(IF(OR(J39=\"\",'Combined scenario - input'!$D24=\"\"),\"\",J39/'Combined scenario - input'!$D24),\"\")","v":830.03072291407966},{"$f":"IFERROR(IF(OR(K39=\"\",'Combined scenario - input'!$D24=\"\"),\"\",K39/'Combined scenario - input'!$D24),\"\")","v":853.81604398775346},{"$f":"IFERROR(IF(OR(L39=\"\",'Combined scenario - input'!$D24=\"\"),\"\",L39/'Combined scenario - input'!$D24),\"\")","v":868.40402943826689},{"$f":"IFERROR(IF(OR(M39=\"\",'Combined scenario - input'!$D24=\"\"),\"\",M39/'Combined scenario - input'!$D24),\"\")","v":875.66223597915473},{"$f":"IFERROR(IF(OR(N39=\"\",'Combined scenario - input'!$D24=\"\"),\"\",N39/'Combined scenario - input'!$D24),\"\")","v":878.10830897889605},{"$f":"IFERROR(IF(OR(O39=\"\",'Combined scenario - input'!$D24=\"\"),\"\",O39/'Combined scenario - input'!$D24),\"\")","v":878.66284036005209},{"$f":"IFERROR(IF(OR(P39=\"\",'Combined scenario - input'!$D24=\"\"),\"\",P39/'Combined scenario - input'!$D24),\"\")","v":880.34502678557999},{"$f":"IFERROR(IF(OR(Q39=\"\",'Combined scenario - input'!$D24=\"\"),\"\",Q39/'Combined scenario - input'!$D24),\"\")","v":885.93903651556593},{"$f":"IFERROR(IF(OR(R39=\"\",'Combined scenario - input'!$D24=\"\"),\"\",R39/'Combined scenario - input'!$D24),\"\")","v":897.66619724360146},{"$f":"IFERROR(IF(OR(S39=\"\",'Combined scenario - input'!$D24=\"\"),\"\",S39/'Combined scenario - input'!$D24),\"\")","v":916.90199932042594},{"$f":"IFERROR(IF(OR(T39=\"\",'Combined scenario - input'!$D24=\"\"),\"\",T39/'Combined scenario - input'!$D24),\"\")","v":943.97585918356879},{"$f":"IFERROR(IF(OR(U39=\"\",'Combined scenario - input'!$D24=\"\"),\"\",U39/'Combined scenario - input'!$D24),\"\")","v":978.0848609735375},{"$f":"IFERROR(IF(OR(V39=\"\",'Combined scenario - input'!$D24=\"\"),\"\",V39/'Combined scenario - input'!$D24),\"\")","v":1017.3406353615819},{"$f":"IFERROR(IF(OR(W39=\"\",'Combined scenario - input'!$D24=\"\"),\"\",W39/'Combined scenario - input'!$D24),\"\")","v":1058.9524590092742}]
[{"$f":"IFERROR('Combined scenario - input'!A25,\"\")","v":3},{"$f":"IFERROR('Combined scenario - input'!B25,\"\")","v":"SERVICE LINES"},{"$f":"IFERROR('Combined scenario - input'!C25,\"\")","v":"˂ = 11 kv ; commercial and industrial ; simple type"},{"$f":"IFERROR(repcalc('Combined scenario - input'!$CV25:$GH25,'Combined scenario - input'!$G25,'Combined scenario - input'!$E25,'Combined scenario - input'!$F25,20,TRUE,TRUE),\"\")","v":182.00480578622174},204.97357635788327,228.45469234970037,252.04401857513139,275.31219134696227,297.82403518114893,319.15973854451812,338.93634481592716,356.82796600342544,372.58311944840057,386.03773613494286,397.12269080280993,405.86513781666991,412.38346393470101,416.87623673762198,419.60607415468536,420.87982422191328,421.02677062861386,420.37672993797094,419.23986305462216,{"$f":"IFERROR(IF(OR(D40=\"\",'Combined scenario - input'!$D25=\"\"),\"\",D40/'Combined scenario - input'!$D25),\"\")","v":225.37475913104663},{"$f":"IFERROR(IF(OR(E40=\"\",'Combined scenario - input'!$D25=\"\"),\"\",E40/'Combined scenario - input'!$D25),\"\")","v":253.81676159775498},{"$f":"IFERROR(IF(OR(F40=\"\",'Combined scenario - input'!$D25=\"\"),\"\",F40/'Combined scenario - input'!$D25),\"\")","v":282.89319635409788},{"$f":"IFERROR(IF(OR(G40=\"\",'Combined scenario - input'!$D25=\"\"),\"\",G40/'Combined scenario - input'!$D25),\"\")","v":312.10362677737339},{"$f":"IFERROR(IF(OR(H40=\"\",'Combined scenario - input'!$D25=\"\"),\"\",H40/'Combined scenario - input'!$D25),\"\")","v":340.91637604087634},{"$f":"IFERROR(IF(OR(I40=\"\",'Combined scenario - input'!$D25=\"\"),\"\",I40/'Combined scenario - input'!$D25),\"\")","v":368.79257062710548},{"$f":"IFERROR(IF(OR(J40=\"\",'Combined scenario - input'!$D25=\"\"),\"\",J40/'Combined scenario - input'!$D25),\"\")","v":395.21236204766154},{"$f":"IFERROR(IF(OR(K40=\"\",'Combined scenario - input'!$D25=\"\"),\"\",K40/'Combined scenario - input'!$D25),\"\")","v":419.70153888886875},{"$f":"IFERROR(IF(OR(L40=\"\",'Combined scenario - input'!$D25=\"\"),\"\",L40/'Combined scenario - input'!$D25),\"\")","v":441.85655725872772},{"$f":"IFERROR(IF(OR(M40=\"\",'Combined scenario - input'!$D25=\"\"),\"\",M40/'Combined scenario - input'!$D25),\"\")","v":461.36600865697619},{"$f":"IFERROR(IF(OR(N40=\"\",'Combined scenario - input'!$D25=\"\"),\"\",N40/'Combined scenario - input'!$D25),\"\")","v":478.0267280365058},{"$f":"IFERROR(IF(OR(O40=\"\",'Combined scenario - input'!$D25=\"\"),\"\",O40/'Combined scenario - input'!$D25),\"\")","v":491.75311826811054},{"$f":"IFERROR(IF(OR(P40=\"\",'Combined scenario - input'!$D25=\"\"),\"\",P40/'Combined scenario - input'!$D25),\"\")","v":502.57880433421877},{"$f":"IFERROR(IF(OR(Q40=\"\",'Combined scenario - input'!$D25=\"\"),\"\",Q40/'Combined scenario - input'!$D25),\"\")","v":510.65038339194098},{"$f":"IFERROR(IF(OR(R40=\"\",'Combined scenario - input'!$D25=\"\"),\"\",R40/'Combined scenario - input'!$D25),\"\")","v":516.21373972154345},{"$f":"IFERROR(IF(OR(S40=\"\",'Combined scenario - input'!$D25=\"\"),\"\",S40/'Combined scenario - input'!$D25),\"\")","v":519.59407051929281},{"$f":"IFERROR(IF(OR(T40=\"\",'Combined scenario - input'!$D25=\"\"),\"\",T40/'Combined scenario - input'!$D25),\"\")","v":521.17134268721486},{"$f":"IFERROR(IF(OR(U40=\"\",'Combined scenario - input'!$D25=\"\"),\"\",U40/'Combined scenario - input'!$D25),\"\")","v":521.35330497591508},{"$f":"IFERROR(IF(OR(V40=\"\",'Combined scenario - input'!$D25=\"\"),\"\",V40/'Combined scenario - input'!$D25),\"\")","v":520.54836598847373},{"$f":"IFERROR(IF(OR(W40=\"\",'Combined scenario - input'!$D25=\"\"),\"\",W40/'Combined scenario - input'!$D25),\"\")","v":519.14059491950673}]
[{"$f":"IFERROR('Combined scenario - input'!A26,\"\")","v":3},{"$f":"IFERROR('Combined scenario - input'!B26,\"\")","v":"SERVICE LINES"},{"$f":"IFERROR('Combined scenario - input'!C26,\"\")","v":"˂ = 11 kv ; residential ; simple type"},{"$f":"IFERROR(repcalc('Combined scenario - input'!$CV26:$GH26,'Combined scenario - input'!$G26,'Combined scenario - input'!$E26,'Combined scenario - input'!$F26,20,TRUE,TRUE),\"\")","v":900.13196226283469},1009.4219926099214,1120.3106464713012,1230.8207657806192,1338.8928890895038,1442.4817982023419,1539.6587111513529,1628.7118892347848,1708.2379812225358,1777.2166912728342,1835.0623662160269,1881.647805869738,1917.2978722778032,1942.7530962355972,1959.1061800308412,1967.7167755990631,1970.111891335705,1967.8805148662295,1962.5713857007104,1955.60227219591,{"$f":"IFERROR(IF(OR(D41=\"\",'Combined scenario - input'!$D26=\"\"),\"\",D41/'Combined scenario - input'!$D26),\"\")","v":1262.1690117905839},{"$f":"IFERROR(IF(OR(E41=\"\",'Combined scenario - input'!$D26=\"\"),\"\",E41/'Combined scenario - input'!$D26),\"\")","v":1415.4159748858315},{"$f":"IFERROR(IF(OR(F41=\"\",'Combined scenario - input'!$D26=\"\"),\"\",F41/'Combined scenario - input'!$D26),\"\")","v":1570.9045349311396},{"$f":"IFERROR(IF(OR(G41=\"\",'Combined scenario - input'!$D26=\"\"),\"\",G41/'Combined scenario - input'!$D26),\"\")","v":1725.862312156223},{"$f":"IFERROR(IF(OR(H41=\"\",'Combined scenario - input'!$D26=\"\"),\"\",H41/'Combined scenario - input'!$D26),\"\")","v":1877.4015206251422},{"$f":"IFERROR(IF(OR(I41=\"\",'Combined scenario - input'!$D26=\"\"),\"\",I41/'Combined scenario - input'!$D26),\"\")","v":2022.6543463538635},{"$f":"IFERROR(IF(OR(J41=\"\",'Combined scenario - input'!$D26=\"\"),\"\",J41/'Combined scenario - input'!$D26),\"\")","v":2158.9162427511146},{"$f":"IFERROR(IF(OR(K41=\"\",'Combined scenario - input'!$D26=\"\"),\"\",K41/'Combined scenario - input'!$D26),\"\")","v":2283.7870022515485},{"$f":"IFERROR(IF(OR(L41=\"\",'Combined scenario - input'!$D26=\"\"),\"\",L41/'Combined scenario - input'!$D26),\"\")","v":2395.2988395641732},{"$f":"IFERROR(IF(OR(M41=\"\",'Combined scenario - input'!$D26=\"\"),\"\",M41/'Combined scenario - input'!$D26),\"\")","v":2492.0210913547971},{"$f":"IFERROR(IF(OR(N41=\"\",'Combined scenario - input'!$D26=\"\"),\"\",N41/'Combined scenario - input'!$D26),\"\")","v":2573.1325521631293},{"$f":"IFERROR(IF(OR(O41=\"\",'Combined scenario - input'!$D26=\"\"),\"\",O41/'Combined scenario - input'!$D26),\"\")","v":2638.4548613318211},{"$f":"IFERROR(IF(OR(P41=\"\",'Combined scenario - input'!$D26=\"\"),\"\",P41/'Combined scenario - input'!$D26),\"\")","v":2688.4435418530866},{"$f":"IFERROR(IF(OR(Q41=\"\",'Combined scenario - input'!$D26=\"\"),\"\",Q41/'Combined scenario - input'!$D26),\"\")","v":2724.1369692778262},{"$f":"IFERROR(IF(OR(R41=\"\",'Combined scenario - input'!$D26=\"\"),\"\",R41/'Combined scenario - input'!$D26),\"\")","v":2747.0673355784338},{"$f":"IFERROR(IF(OR(S41=\"\",'Combined scenario - input'!$D26=\"\"),\"\",S41/'Combined scenario - input'!$D26),\"\")","v":2759.1411507021076},{"$f":"IFERROR(IF(OR(T41=\"\",'Combined scenario - input'!$D26=\"\"),\"\",T41/'Combined scenario - input'!$D26),\"\")","v":2762.499592563056},{"$f":"IFERROR(IF(OR(U41=\"\",'Combined scenario - input'!$D26=\"\"),\"\",U41/'Combined scenario - input'!$D26),\"\")","v":2759.3707466254778},{"$f":"IFERROR(IF(OR(V41=\"\",'Combined scenario - input'!$D26=\"\"),\"\",V41/'Combined scenario - input'!$D26),\"\")","v":2751.926262268466},{"$f":"IFERROR(IF(OR(W41=\"\",'Combined scenario - input'!$D26=\"\"),\"\",W41/'Combined scenario - input'!$D26),\"\")","v":2742.1541405416719}]
[{"$f":"IFERROR('Combined scenario - input'!A27,\"\")","v":4},{"$f":"IFERROR('Combined scenario - input'!B27,\"\")","v":"SWITCHGEAR"},{"$f":"IFERROR('Combined scenario - input'!C27,\"\")","v":"˂ = 11 kv ; circuit breaker"},{"$f":"IFERROR(repcalc('Combined scenario - input'!$CV27:$GH27,'Combined scenario - input'!$G27,'Combined scenario - input'!$E27,'Combined scenario - input'!$F27,20,TRUE,TRUE),\"\")","v":589.33602414072823},612.81934626436464,631.39841887525222,645.17774990419764,654.47424182316331,659.77632356675633,661.69067462029273,660.88210181370516,658.01266973165775,653.68608222377406,648.40261768842936,642.52874406197304,636.28402818999177,629.74627496893834,622.87415296736833,615.54504138993605,607.60459930967431,598.92370677787983,589.45800787722328,579.3052959304855,{"$f":"IFERROR(IF(OR(D42=\"\",'Combined scenario - input'!$D27=\"\"),\"\",D42/'Combined scenario - input'!$D27),\"\")","v":10.495210702224657},{"$f":"IFERROR(IF(OR(E42=\"\",'Combined scenario - input'!$D27=\"\"),\"\",E42/'Combined scenario - input'!$D27),\"\")","v":10.913414245839911},{"$f":"IFERROR(IF(OR(F42=\"\",'Combined scenario - input'!$D27=\"\"),\"\",F42/'Combined scenario - input'!$D27),\"\")","v":11.244280294606403},{"$f":"IFERROR(IF(OR(G42=\"\",'Combined scenario - input'!$D27=\"\"),\"\",G42/'Combined scenario - input'!$D27),\"\")","v":11.489669981577162},{"$f":"IFERROR(IF(OR(H42=\"\",'Combined scenario - input'!$D27=\"\"),\"\",H42/'Combined scenario - input'!$D27),\"\")","v":11.655226875241233},{"$f":"IFERROR(IF(OR(I42=\"\",'Combined scenario - input'!$D27=\"\"),\"\",I42/'Combined scenario - input'!$D27),\"\")","v":11.749649178952536},{"$f":"IFERROR(IF(OR(J42=\"\",'Combined scenario - input'!$D27=\"\"),\"\",J42/'Combined scenario - input'!$D27),\"\")","v":11.783740965033633},{"$f":"IFERROR(IF(OR(K42=\"\",'Combined scenario - input'!$D27=\"\"),\"\",K42/'Combined scenario - input'!$D27),\"\")","v":11.769341468607806},{"$f":"IFERROR(IF(OR(L42=\"\",'Combined scenario - input'!$D27=\"\"),\"\",L42/'Combined scenario - input'!$D27),\"\")","v":11.718241089429867},{"$f":"IFERROR(IF(OR(M42=\"\",'Combined scenario - input'!$D27=\"\"),\"\",M42/'Combined scenario - input'!$D27),\"\")","v":11.641190908112579},{"$f":"IFERROR(IF(OR(N42=\"\",'Combined scenario - input'!$D27=\"\"),\"\",N42/'Combined scenario - input'!$D27),\"\")","v":11.547100149589843},{"$f":"IFERROR(IF(OR(O42=\"\",'Combined scenario - input'!$D27=\"\"),\"\",O42/'Combined scenario - input'!$D27),\"\")","v":11.442495070615106},{"$f":"IFERROR(IF(OR(P42=\"\",'Combined scenario - input'!$D27=\"\"),\"\",P42/'Combined scenario - input'!$D27),\"\")","v":11.331285834852658},{"$f":"IFERROR(IF(OR(Q42=\"\",'Combined scenario - input'!$D27=\"\"),\"\",Q42/'Combined scenario - input'!$D27),\"\")","v":11.21485803345676},{"$f":"IFERROR(IF(OR(R42=\"\",'Combined scenario - input'!$D27=\"\"),\"\",R42/'Combined scenario - input'!$D27),\"\")","v":11.092475614219737},{"$f":"IFERROR(IF(OR(S42=\"\",'Combined scenario - input'!$D27=\"\"),\"\",S42/'Combined scenario - input'!$D27),\"\")","v":10.961954880522152},{"$f":"IFERROR(IF(OR(T42=\"\",'Combined scenario - input'!$D27=\"\"),\"\",T42/'Combined scenario - input'!$D27),\"\")","v":10.820547246697856},{"$f":"IFERROR(IF(OR(U42=\"\",'Combined scenario - input'!$D27=\"\"),\"\",U42/'Combined scenario - input'!$D27),\"\")","v":10.665953275733008},{"$f":"IFERROR(IF(OR(V42=\"\",'Combined scenario - input'!$D27=\"\"),\"\",V42/'Combined scenario - input'!$D27),\"\")","v":10.497383053759805},{"$f":"IFERROR(IF(OR(W42=\"\",'Combined scenario - input'!$D27=\"\"),\"\",W42/'Combined scenario - input'!$D27),\"\")","v":10.316578136505058}]
[{"$f":"IFERROR('Combined scenario - input'!A28,\"\")","v":4},{"$f":"IFERROR('Combined scenario - input'!B28,\"\")","v":"SWITCHGEAR"},{"$f":"IFERROR('Combined scenario - input'!C28,\"\")","v":"˂ = 11 kv ; fuse"},{"$f":"IFERROR(repcalc('Combined scenario - input'!$CV28:$GH28,'Combined scenario - input'!$G28,'Combined scenario - input'!$E28,'Combined scenario - input'!$F28,20,TRUE,TRUE),\"\")","v":1.6674038528754809},1.7131115538159516,1.7713934550155641,1.8451274232483228,1.9366725097267432,2.0477354362185003,2.1792621013969637,2.3313593520123788,2.5032516911601341,2.6932765854019731,2.8989205317373088,3.1168961109994022,3.3432580363367994,3.5735539131370238,3.8030032816366197,4.026696701256431,4.2398052680118257,4.437790055196901,4.6166004823087139,4.7728504750922536,{"$f":"IFERROR(IF(OR(D43=\"\",'Combined scenario - input'!$D28=\"\"),\"\",D43/'Combined scenario - input'!$D28),\"\")","v":94.582933598077403},{"$f":"IFERROR(IF(OR(E43=\"\",'Combined scenario - input'!$D28=\"\"),\"\",E43/'Combined scenario - input'!$D28),\"\")","v":97.175687858251322},{"$f":"IFERROR(IF(OR(F43=\"\",'Combined scenario - input'!$D28=\"\"),\"\",F43/'Combined scenario - input'!$D28),\"\")","v":100.48170948080322},{"$f":"IFERROR(IF(OR(G43=\"\",'Combined scenario - input'!$D28=\"\"),\"\",G43/'Combined scenario - input'!$D28),\"\")","v":104.66424450928774},{"$f":"IFERROR(IF(OR(H43=\"\",'Combined scenario - input'!$D28=\"\"),\"\",H43/'Combined scenario - input'!$D28),\"\")","v":109.857109345654},{"$f":"IFERROR(IF(OR(I43=\"\",'Combined scenario - input'!$D28=\"\"),\"\",I43/'Combined scenario - input'!$D28),\"\")","v":116.1571172192489},{"$f":"IFERROR(IF(OR(J43=\"\",'Combined scenario - input'!$D28=\"\"),\"\",J43/'Combined scenario - input'!$D28),\"\")","v":123.6179239203356},{"$f":"IFERROR(IF(OR(K43=\"\",'Combined scenario - input'!$D28=\"\"),\"\",K43/'Combined scenario - input'!$D28),\"\")","v":132.24559029558071},{"$f":"IFERROR(IF(OR(L43=\"\",'Combined scenario - input'!$D28=\"\"),\"\",L43/'Combined scenario - input'!$D28),\"\")","v":141.99612653885066},{"$f":"IFERROR(IF(OR(M43=\"\",'Combined scenario - input'!$D28=\"\"),\"\",M43/'Combined scenario - input'!$D28),\"\")","v":152.77522598921024},{"$f":"IFERROR(IF(OR(N43=\"\",'Combined scenario - input'!$D28=\"\"),\"\",N43/'Combined scenario - input'!$D28),\"\")","v":164.44031101797452},{"$f":"IFERROR(IF(OR(O43=\"\",'Combined scenario - input'!$D28=\"\"),\"\",O43/'Combined scenario - input'!$D28),\"\")","v":176.80490385719276},{"$f":"IFERROR(IF(OR(P43=\"\",'Combined scenario - input'!$D28=\"\"),\"\",P43/'Combined scenario - input'!$D28),\"\")","v":189.6452094114818},{"$f":"IFERROR(IF(OR(Q43=\"\",'Combined scenario - input'!$D28=\"\"),\"\",Q43/'Combined scenario - input'!$D28),\"\")","v":202.70866706497281},{"$f":"IFERROR(IF(OR(R43=\"\",'Combined scenario - input'!$D28=\"\"),\"\",R43/'Combined scenario - input'!$D28),\"\")","v":215.72410681431276},{"$f":"IFERROR(IF(OR(S43=\"\",'Combined scenario - input'!$D28=\"\"),\"\",S43/'Combined scenario - input'!$D28),\"\")","v":228.41304226191932},{"$f":"IFERROR(IF(OR(T43=\"\",'Combined scenario - input'!$D28=\"\"),\"\",T43/'Combined scenario - input'!$D28),\"\")","v":240.50155542197149},{"$f":"IFERROR(IF(OR(U43=\"\",'Combined scenario - input'!$D28=\"\"),\"\",U43/'Combined scenario - input'!$D28),\"\")","v":251.7321771741415},{"$f":"IFERROR(IF(OR(V43=\"\",'Combined scenario - input'!$D28=\"\"),\"\",V43/'Combined scenario - input'!$D28),\"\")","v":261.87513967539434},{"$f":"IFERROR(IF(OR(W43=\"\",'Combined scenario - input'!$D28=\"\"),\"\",W43/'Combined scenario - input'!$D28),\"\")","v":270.73836898043612}]
[{"$f":"IFERROR('Combined scenario - input'!A29,\"\")","v":4},{"$f":"IFERROR('Combined scenario - input'!B29,\"\")","v":"SWITCHGEAR"},{"$f":"IFERROR('Combined scenario - input'!C29,\"\")","v":"˂ = 11 kv ; switch"},{"$f":"IFERROR(repcalc('Combined scenario - input'!$CV29:$GH29,'Combined scenario - input'!$G29,'Combined scenario - input'!$E29,'Combined scenario - input'!$F29,20,TRUE,TRUE),\"\")","v":119.27522082881845},145.24978536871163,175.85593845165985,211.65999076973125,253.23885124282805,301.16908179567031,356.01559883653528,418.32064041263777,488.59355484733067,567.30181923857162,654.86347831743876,751.64093276620622,857.93573834868323,973.98384559257829,1099.9505558344631,1235.9244272303856,1381.9094545264959,1537.815072133852,1703.4438752201017,1878.4773835679807,{"$f":"IFERROR(IF(OR(D44=\"\",'Combined scenario - input'!$D29=\"\"),\"\",D44/'Combined scenario - input'!$D29),\"\")","v":24.547843851399378},{"$f":"IFERROR(IF(OR(E44=\"\",'Combined scenario - input'!$D29=\"\"),\"\",E44/'Combined scenario - input'!$D29),\"\")","v":29.893627745176381},{"$f":"IFERROR(IF(OR(F44=\"\",'Combined scenario - input'!$D29=\"\"),\"\",F44/'Combined scenario - input'!$D29),\"\")","v":36.19263152443169},{"$f":"IFERROR(IF(OR(G44=\"\",'Combined scenario - input'!$D29=\"\"),\"\",G44/'Combined scenario - input'!$D29),\"\")","v":43.561406693691268},{"$f":"IFERROR(IF(OR(H44=\"\",'Combined scenario - input'!$D29=\"\"),\"\",H44/'Combined scenario - input'!$D29),\"\")","v":52.118685961927127},{"$f":"IFERROR(IF(OR(I44=\"\",'Combined scenario - input'!$D29=\"\"),\"\",I44/'Combined scenario - input'!$D29),\"\")","v":61.983130623583669},{"$f":"IFERROR(IF(OR(J44=\"\",'Combined scenario - input'!$D29=\"\"),\"\",J44/'Combined scenario - input'!$D29),\"\")","v":73.271005227853266},{"$f":"IFERROR(IF(OR(K44=\"\",'Combined scenario - input'!$D29=\"\"),\"\",K44/'Combined scenario - input'!$D29),\"\")","v":86.093906926439558},{"$f":"IFERROR(IF(OR(L44=\"\",'Combined scenario - input'!$D29=\"\"),\"\",L44/'Combined scenario - input'!$D29),\"\")","v":100.55666388919001},{"$f":"IFERROR(IF(OR(M44=\"\",'Combined scenario - input'!$D29=\"\"),\"\",M44/'Combined scenario - input'!$D29),\"\")","v":116.75548683552334},{"$f":"IFERROR(IF(OR(N44=\"\",'Combined scenario - input'!$D29=\"\"),\"\",N44/'Combined scenario - input'!$D29),\"\")","v":134.77641288790389},{"$f":"IFERROR(IF(OR(O44=\"\",'Combined scenario - input'!$D29=\"\"),\"\",O44/'Combined scenario - input'!$D29),\"\")","v":154.69402715544558},{"$f":"IFERROR(IF(OR(P44=\"\",'Combined scenario - input'!$D29=\"\"),\"\",P44/'Combined scenario - input'!$D29),\"\")","v":176.57039235118336},{"$f":"IFERROR(IF(OR(Q44=\"\",'Combined scenario - input'!$D29=\"\"),\"\",Q44/'Combined scenario - input'!$D29),\"\")","v":200.45406907865745},{"$f":"IFERROR(IF(OR(R44=\"\",'Combined scenario - input'!$D29=\"\"),\"\",R44/'Combined scenario - input'!$D29),\"\")","v":226.37907774353465},{"$f":"IFERROR(IF(OR(S44=\"\",'Combined scenario - input'!$D29=\"\"),\"\",S44/'Combined scenario - input'!$D29),\"\")","v":254.3636443593266},{"$f":"IFERROR(IF(OR(T44=\"\",'Combined scenario - input'!$D29=\"\"),\"\",T44/'Combined scenario - input'!$D29),\"\")","v":284.40859107839685},{"$f":"IFERROR(IF(OR(U44=\"\",'Combined scenario - input'!$D29=\"\"),\"\",U44/'Combined scenario - input'!$D29),\"\")","v":316.49527874065666},{"$f":"IFERROR(IF(OR(V44=\"\",'Combined scenario - input'!$D29=\"\"),\"\",V44/'Combined scenario - input'!$D29),\"\")","v":350.58307977093631},{"$f":"IFERROR(IF(OR(W44=\"\",'Combined scenario - input'!$D29=\"\"),\"\",W44/'Combined scenario - input'!$D29),\"\")","v":386.60644826130266}]
[{"$f":"IFERROR('Combined scenario - input'!A30,\"\")","v":4},{"$f":"IFERROR('Combined scenario - input'!B30,\"\")","v":"SWITCHGEAR"},{"$f":"IFERROR('Combined scenario - input'!C30,\"\")","v":"> 11 kv & < = 22 kv ; circuit breaker"},{"$f":"IFERROR(repcalc('Combined scenario - input'!$CV30:$GH30,'Combined scenario - input'!$G30,'Combined scenario - input'!$E30,'Combined scenario - input'!$F30,20,TRUE,TRUE),\"\")","v":19.44627244200101},21.855482915414857,24.278962048500762,26.683866341066508,29.047931833506677,31.36429113598798,33.645577671021954,35.926749145666918,38.266116806189082,40.744189790875282,43.460128447615674,46.525832201470038,50.057944984409936,54.168318318528442,58.953701040386875,64.485598778507295,70.801343182344326,77.897414652740139,85.725965427431063,94.195294259215046,{"$f":"IFERROR(IF(OR(D45=\"\",'Combined scenario - input'!$D30=\"\"),\"\",D45/'Combined scenario - input'!$D30),\"\")","v":0.35639767757551344},{"$f":"IFERROR(IF(OR(E45=\"\",'Combined scenario - input'!$D30=\"\"),\"\",E45/'Combined scenario - input'!$D30),\"\")","v":0.40055200175646916},{"$f":"IFERROR(IF(OR(F45=\"\",'Combined scenario - input'!$D30=\"\"),\"\",F45/'Combined scenario - input'!$D30),\"\")","v":0.44496783195017897},{"$f":"IFERROR(IF(OR(G45=\"\",'Combined scenario - input'!$D30=\"\"),\"\",G45/'Combined scenario - input'!$D30),\"\")","v":0.48904323546096201},{"$f":"IFERROR(IF(OR(H45=\"\",'Combined scenario - input'!$D30=\"\"),\"\",H45/'Combined scenario - input'!$D30),\"\")","v":0.53237017401203945},{"$f":"IFERROR(IF(OR(I45=\"\",'Combined scenario - input'!$D30=\"\"),\"\",I45/'Combined scenario - input'!$D30),\"\")","v":0.57482278688666522},{"$f":"IFERROR(IF(OR(J45=\"\",'Combined scenario - input'!$D30=\"\"),\"\",J45/'Combined scenario - input'!$D30),\"\")","v":0.61663261061485408},{"$f":"IFERROR(IF(OR(K45=\"\",'Combined scenario - input'!$D30=\"\"),\"\",K45/'Combined scenario - input'!$D30),\"\")","v":0.65844032559672427},{"$f":"IFERROR(IF(OR(L45=\"\",'Combined scenario - input'!$D30=\"\"),\"\",L45/'Combined scenario - input'!$D30),\"\")","v":0.70131461956190588},{"$f":"IFERROR(IF(OR(M45=\"\",'Combined scenario - input'!$D30=\"\"),\"\",M45/'Combined scenario - input'!$D30),\"\")","v":0.74673100767633172},{"$f":"IFERROR(IF(OR(N45=\"\",'Combined scenario - input'!$D30=\"\"),\"\",N45/'Combined scenario - input'!$D30),\"\")","v":0.79650683142799328},{"$f":"IFERROR(IF(OR(O45=\"\",'Combined scenario - input'!$D30=\"\"),\"\",O45/'Combined scenario - input'!$D30),\"\")","v":0.85269290519955876},{"$f":"IFERROR(IF(OR(P45=\"\",'Combined scenario - input'!$D30=\"\"),\"\",P45/'Combined scenario - input'!$D30),\"\")","v":0.91742699737733091},{"$f":"IFERROR(IF(OR(Q45=\"\",'Combined scenario - input'!$D30=\"\"),\"\",Q45/'Combined scenario - input'!$D30),\"\")","v":0.99275904441191487},{"$f":"IFERROR(IF(OR(R45=\"\",'Combined scenario - input'!$D30=\"\"),\"\",R45/'Combined scenario - input'!$D30),\"\")","v":1.0804621912986527},{"$f":"IFERROR(IF(OR(S45=\"\",'Combined scenario - input'!$D30=\"\"),\"\",S45/'Combined scenario - input'!$D30),\"\")","v":1.1818469431749603},{"$f":"IFERROR(IF(OR(T45=\"\",'Combined scenario - input'!$D30=\"\"),\"\",T45/'Combined scenario - input'!$D30),\"\")","v":1.297597488396492},{"$f":"IFERROR(IF(OR(U45=\"\",'Combined scenario - input'!$D30=\"\"),\"\",U45/'Combined scenario - input'!$D30),\"\")","v":1.427649322212037},{"$f":"IFERROR(IF(OR(V45=\"\",'Combined scenario - input'!$D30=\"\"),\"\",V45/'Combined scenario - input'!$D30),\"\")","v":1.5711255243069786},{"$f":"IFERROR(IF(OR(W45=\"\",'Combined scenario - input'!$D30=\"\"),\"\",W45/'Combined scenario - input'!$D30),\"\")","v":1.7263454583726845}]
[{"$f":"IFERROR('Combined scenario - input'!A31,\"\")","v":4},{"$f":"IFERROR('Combined scenario - input'!B31,\"\")","v":"SWITCHGEAR"},{"$f":"IFERROR('Combined scenario - input'!C31,\"\")","v":"> 11 kv & < = 22 kv ; switch"},{"$f":"IFERROR(repcalc('Combined scenario - input'!$CV31:$GH31,'Combined scenario - input'!$G31,'Combined scenario - input'!$E31,'Combined scenario - input'!$F31,20,TRUE,TRUE),\"\")","v":12.888175820388064},10.80413979229639,9.0849570484926438,7.721795402405454,6.691305829115195,5.9625349080008956,5.5040009931340999,5.2906215428044865,5.3104124194125211,5.5711066953670905,6.1070310104230296,6.9867052198911948,8.3216708530040471,10.276981714418877,13.0835846503546,17.052466572944947,22.589946893199979,30.212878056622209,40.561838303706423,54.409753649022782,{"$f":"IFERROR(IF(OR(D46=\"\",'Combined scenario - input'!$D31=\"\"),\"\",D46/'Combined scenario - input'!$D31),\"\")","v":1.3741462666104243},{"$f":"IFERROR(IF(OR(E46=\"\",'Combined scenario - input'!$D31=\"\"),\"\",E46/'Combined scenario - input'!$D31),\"\")","v":1.1519448963471839},{"$f":"IFERROR(IF(OR(F46=\"\",'Combined scenario - input'!$D31=\"\"),\"\",F46/'Combined scenario - input'!$D31),\"\")","v":0.96864443692282987},{"$f":"IFERROR(IF(OR(G46=\"\",'Combined scenario - input'!$D31=\"\"),\"\",G46/'Combined scenario - input'!$D31),\"\")","v":0.82330319446445133},{"$f":"IFERROR(IF(OR(H46=\"\",'Combined scenario - input'!$D31=\"\"),\"\",H46/'Combined scenario - input'!$D31),\"\")","v":0.71343167970146126},{"$f":"IFERROR(IF(OR(I46=\"\",'Combined scenario - input'!$D31=\"\"),\"\",I46/'Combined scenario - input'!$D31),\"\")","v":0.63572961740655842},{"$f":"IFERROR(IF(OR(J46=\"\",'Combined scenario - input'!$D31=\"\"),\"\",J46/'Combined scenario - input'!$D31),\"\")","v":0.58684041260290321},{"$f":"IFERROR(IF(OR(K46=\"\",'Combined scenario - input'!$D31=\"\"),\"\",K46/'Combined scenario - input'!$D31),\"\")","v":0.5640897472544385},{"$f":"IFERROR(IF(OR(L46=\"\",'Combined scenario - input'!$D31=\"\"),\"\",L46/'Combined scenario - input'!$D31),\"\")","v":0.56619986427820357},{"$f":"IFERROR(IF(OR(M46=\"\",'Combined scenario - input'!$D31=\"\"),\"\",M46/'Combined scenario - input'!$D31),\"\")","v":0.59399526923093438},{"$f":"IFERROR(IF(OR(N46=\"\",'Combined scenario - input'!$D31=\"\"),\"\",N46/'Combined scenario - input'!$D31),\"\")","v":0.65113589230925095},{"$f":"IFERROR(IF(OR(O46=\"\",'Combined scenario - input'!$D31=\"\"),\"\",O46/'Combined scenario - input'!$D31),\"\")","v":0.74492736812555138},{"$f":"IFERROR(IF(OR(P46=\"\",'Combined scenario - input'!$D31=\"\"),\"\",P46/'Combined scenario - input'!$D31),\"\")","v":0.88726233207702954},{"$f":"IFERROR(IF(OR(Q46=\"\",'Combined scenario - input'!$D31=\"\"),\"\",Q46/'Combined scenario - input'!$D31),\"\")","v":1.0957389355716503},{"$f":"IFERROR(IF(OR(R46=\"\",'Combined scenario - input'!$D31=\"\"),\"\",R46/'Combined scenario - input'!$D31),\"\")","v":1.3949808919215139},{"$f":"IFERROR(IF(OR(S46=\"\",'Combined scenario - input'!$D31=\"\"),\"\",S46/'Combined scenario - input'!$D31),\"\")","v":1.8181458419152603},{"$f":"IFERROR(IF(OR(T46=\"\",'Combined scenario - input'!$D31=\"\"),\"\",T46/'Combined scenario - input'!$D31),\"\")","v":2.4085558436526537},{"$f":"IFERROR(IF(OR(U46=\"\",'Combined scenario - input'!$D31=\"\"),\"\",U46/'Combined scenario - input'!$D31),\"\")","v":3.2213180642203052},{"$f":"IFERROR(IF(OR(V46=\"\",'Combined scenario - input'!$D31=\"\"),\"\",V46/'Combined scenario - input'!$D31),\"\")","v":4.3247314009885702},{"$f":"IFERROR(IF(OR(W46=\"\",'Combined scenario - input'!$D31=\"\"),\"\",W46/'Combined scenario - input'!$D31),\"\")","v":5.8012057630159122}]
[{"$f":"IFERROR('Combined scenario - input'!A32,\"\")","v":4},{"$f":"IFERROR('Combined scenario - input'!B32,\"\")","v":"SWITCHGEAR"},{"$f":"IFERROR('Combined scenario - input'!C32,\"\")","v":"> 22 kv & < = 33 kv ; circuit breaker"},{"$f":"IFERROR(repcalc('Combined scenario - input'!$CV32:$GH32,'Combined scenario - input'!$G32,'Combined scenario - input'!$E32,'Combined scenario - input'!$F32,20,TRUE,TRUE),\"\")","v":10.105995161460068},12.092333074197038,14.271748578007317,16.61545309068083,19.083013152673942,21.622855384838935,24.173609290328134,26.666284102061383,29.02719743539668,31.181496110990388,33.057042343174594,34.588390049858759,35.720552955588836,36.41227220576657,36.638526739779628,36.392091516708263,35.684030546280589,34.543104902704727,33.014170568750053,31.155727066107673,{"$f":"IFERROR(IF(OR(D47=\"\",'Combined scenario - input'!$D32=\"\"),\"\",D47/'Combined scenario - input'!$D32),\"\")","v":0.10578207351877982},{"$f":"IFERROR(IF(OR(E47=\"\",'Combined scenario - input'!$D32=\"\"),\"\",E47/'Combined scenario - input'!$D32),\"\")","v":0.12657358783887224},{"$f":"IFERROR(IF(OR(F47=\"\",'Combined scenario - input'!$D32=\"\"),\"\",F47/'Combined scenario - input'!$D32),\"\")","v":0.14938609540183051},{"$f":"IFERROR(IF(OR(G47=\"\",'Combined scenario - input'!$D32=\"\"),\"\",G47/'Combined scenario - input'!$D32),\"\")","v":0.17391825864799884},{"$f":"IFERROR(IF(OR(H47=\"\",'Combined scenario - input'!$D32=\"\"),\"\",H47/'Combined scenario - input'!$D32),\"\")","v":0.19974685006521942},{"$f":"IFERROR(IF(OR(I47=\"\",'Combined scenario - input'!$D32=\"\"),\"\",I47/'Combined scenario - input'!$D32),\"\")","v":0.22633203771240634},{"$f":"IFERROR(IF(OR(J47=\"\",'Combined scenario - input'!$D32=\"\"),\"\",J47/'Combined scenario - input'!$D32),\"\")","v":0.25303144067548772},{"$f":"IFERROR(IF(OR(K47=\"\",'Combined scenario - input'!$D32=\"\"),\"\",K47/'Combined scenario - input'!$D32),\"\")","v":0.27912291469466605},{"$f":"IFERROR(IF(OR(L47=\"\",'Combined scenario - input'!$D32=\"\"),\"\",L47/'Combined scenario - input'!$D32),\"\")","v":0.30383520713180789},{"$f":"IFERROR(IF(OR(M47=\"\",'Combined scenario - input'!$D32=\"\"),\"\",M47/'Combined scenario - input'!$D32),\"\")","v":0.32638481033685629},{"$f":"IFERROR(IF(OR(N47=\"\",'Combined scenario - input'!$D32=\"\"),\"\",N47/'Combined scenario - input'!$D32),\"\")","v":0.34601663938991084},{"$f":"IFERROR(IF(OR(O47=\"\",'Combined scenario - input'!$D32=\"\"),\"\",O47/'Combined scenario - input'!$D32),\"\")","v":0.36204565316868603},{"$f":"IFERROR(IF(OR(P47=\"\",'Combined scenario - input'!$D32=\"\"),\"\",P47/'Combined scenario - input'!$D32),\"\")","v":0.37389629606092661},{"$f":"IFERROR(IF(OR(Q47=\"\",'Combined scenario - input'!$D32=\"\"),\"\",Q47/'Combined scenario - input'!$D32),\"\")","v":0.38113670093027596},{"$f":"IFERROR(IF(OR(R47=\"\",'Combined scenario - input'!$D32=\"\"),\"\",R47/'Combined scenario - input'!$D32),\"\")","v":0.38350496584318622},{"$f":"IFERROR(IF(OR(S47=\"\",'Combined scenario - input'!$D32=\"\"),\"\",S47/'Combined scenario - input'!$D32),\"\")","v":0.38092546442169672},{"$f":"IFERROR(IF(OR(T47=\"\",'Combined scenario - input'!$D32=\"\"),\"\",T47/'Combined scenario - input'!$D32),\"\")","v":0.37351400652636785},{"$f":"IFERROR(IF(OR(U47=\"\",'Combined scenario - input'!$D32=\"\"),\"\",U47/'Combined scenario - input'!$D32),\"\")","v":0.36157164178346146},{"$f":"IFERROR(IF(OR(V47=\"\",'Combined scenario - input'!$D32=\"\"),\"\",V47/'Combined scenario - input'!$D32),\"\")","v":0.34556788940323441},{"$f":"IFERROR(IF(OR(W47=\"\",'Combined scenario - input'!$D32=\"\"),\"\",W47/'Combined scenario - input'!$D32),\"\")","v":0.32611507905787374}]
[{"$f":"IFERROR('Combined scenario - input'!A33,\"\")","v":4},{"$f":"IFERROR('Combined scenario - input'!B33,\"\")","v":"SWITCHGEAR"},{"$f":"IFERROR('Combined scenario - input'!C33,\"\")","v":"> 22 kv & < = 33 kv ; switch"},{"$f":"IFERROR(repcalc('Combined scenario - input'!$CV33:$GH33,'Combined scenario - input'!$G33,'Combined scenario - input'!$E33,'Combined scenario - input'!$F33,20,TRUE,TRUE),\"\")","v":1.0810192655647516E-6},2.1258766705485234E-6,4.1043712638051257E-6,7.7796339911806139E-6,1.4476902874949919E-5,2.6448201111157128E-5,4.7437370979953734E-5,8.3531271840400556E-5,1.4440478921366119E-4,2.4508579073098988E-4,4.0837459235254671E-4,6.6804135943372451E-4,1.0728822380610121E-3,1.6916278928345576E-3,2.6185550435040279E-3,3.9794465426158032E-3,5.9372829947906477E-3,8.6967490860247847E-3,1.2506340691584161E-2,1.7656625398706813E-2,{"$f":"IFERROR(IF(OR(D48=\"\",'Combined scenario - input'!$D33=\"\"),\"\",D48/'Combined scenario - input'!$D33),\"\")","v":1.5540028667954386E-7},{"$f":"IFERROR(IF(OR(E48=\"\",'Combined scenario - input'!$D33=\"\"),\"\",E48/'Combined scenario - input'!$D33),\"\")","v":3.0560217987975028E-7},{"$f":"IFERROR(IF(OR(F48=\"\",'Combined scenario - input'!$D33=\"\"),\"\",F48/'Combined scenario - input'!$D33),\"\")","v":5.9001767253554432E-7},{"$f":"IFERROR(IF(OR(G48=\"\",'Combined scenario - input'!$D33=\"\"),\"\",G48/'Combined scenario - input'!$D33),\"\")","v":1.1183494975547931E-6},{"$f":"IFERROR(IF(OR(H48=\"\",'Combined scenario - input'!$D33=\"\"),\"\",H48/'Combined scenario - input'!$D33),\"\")","v":2.0811052389744623E-6},{"$f":"IFERROR(IF(OR(I48=\"\",'Combined scenario - input'!$D33=\"\"),\"\",I48/'Combined scenario - input'!$D33),\"\")","v":3.8020210793235497E-6},{"$f":"IFERROR(IF(OR(J48=\"\",'Combined scenario - input'!$D33=\"\"),\"\",J48/'Combined scenario - input'!$D33),\"\")","v":6.8192873933264096E-6},{"$f":"IFERROR(IF(OR(K48=\"\",'Combined scenario - input'!$D33=\"\"),\"\",K48/'Combined scenario - input'!$D33),\"\")","v":1.2007911426003743E-5},{"$f":"IFERROR(IF(OR(L48=\"\",'Combined scenario - input'!$D33=\"\"),\"\",L48/'Combined scenario - input'!$D33),\"\")","v":2.0758691687125989E-5},{"$f":"IFERROR(IF(OR(M48=\"\",'Combined scenario - input'!$D33=\"\"),\"\",M48/'Combined scenario - input'!$D33),\"\")","v":3.5231936519448826E-5},{"$f":"IFERROR(IF(OR(N48=\"\",'Combined scenario - input'!$D33=\"\"),\"\",N48/'Combined scenario - input'!$D33),\"\")","v":5.8705270799289339E-5},{"$f":"IFERROR(IF(OR(O48=\"\",'Combined scenario - input'!$D33=\"\"),\"\",O48/'Combined scenario - input'!$D33),\"\")","v":9.6033273482464763E-5},{"$f":"IFERROR(IF(OR(P48=\"\",'Combined scenario - input'!$D33=\"\"),\"\",P48/'Combined scenario - input'!$D33),\"\")","v":1.5423056061907459E-4},{"$f":"IFERROR(IF(OR(Q48=\"\",'Combined scenario - input'!$D33=\"\"),\"\",Q48/'Combined scenario - input'!$D33),\"\")","v":2.4317740476555532E-4},{"$f":"IFERROR(IF(OR(R48=\"\",'Combined scenario - input'!$D33=\"\"),\"\",R48/'Combined scenario - input'!$D33),\"\")","v":3.7642641293178427E-4},{"$f":"IFERROR(IF(OR(S48=\"\",'Combined scenario - input'!$D33=\"\"),\"\",S48/'Combined scenario - input'!$D33),\"\")","v":5.7205930851319663E-4},{"$f":"IFERROR(IF(OR(T48=\"\",'Combined scenario - input'!$D33=\"\"),\"\",T48/'Combined scenario - input'!$D33),\"\")","v":8.5350512139673008E-4},{"$f":"IFERROR(IF(OR(U48=\"\",'Combined scenario - input'!$D33=\"\"),\"\",U48/'Combined scenario - input'!$D33),\"\")","v":1.250187988502006E-3},{"$f":"IFERROR(IF(OR(V48=\"\",'Combined scenario - input'!$D33=\"\"),\"\",V48/'Combined scenario - input'!$D33),\"\")","v":1.7978300578842098E-3},{"$f":"IFERROR(IF(OR(W48=\"\",'Combined scenario - input'!$D33=\"\"),\"\",W48/'Combined scenario - input'!$D33),\"\")","v":2.5382014328106362E-3}]
[{"$f":"IFERROR('Combined scenario - input'!A34,\"\")","v":4},{"$f":"IFERROR('Combined scenario - input'!B34,\"\")","v":"SWITCHGEAR"},{"$f":"IFERROR('Combined scenario - input'!C34,\"\")","v":"> 33 kv & < = 66 kv ; circuit breaker"},{"$f":"IFERROR(repcalc('Combined scenario - input'!$CV34:$GH34,'Combined scenario - input'!$G34,'Combined scenario - input'!$E34,'Combined scenario - input'!$F34,20,TRUE,TRUE),\"\")","v":2.3119726113399202E-9},5.19682636308857E-9,1.1506248065655134E-8,2.5093964183684403E-8,5.3906959676317451E-8,1.1406710942354252E-7,2.3774756401549541E-7,4.8810332499181854E-7,9.8706900714777671E-7,1.9661802676227217E-6,3.8577957195746627E-6,7.4558163972826557E-6,1.4193557939563936E-5,2.6615059728271572E-5,4.9159077331066716E-5,8.943759573704542E-5,1.6027900266800705E-4,2.829262714755453E-4,4.9193764488131351E-4,8.4253312038011789E-4,{"$f":"IFERROR(IF(OR(D49=\"\",'Combined scenario - input'!$D34=\"\"),\"\",D49/'Combined scenario - input'!$D34),\"\")","v":2.4200017201554952E-11},{"$f":"IFERROR(IF(OR(E49=\"\",'Combined scenario - input'!$D34=\"\"),\"\",E49/'Combined scenario - input'!$D34),\"\")","v":5.4396529943038838E-11},{"$f":"IFERROR(IF(OR(F49=\"\",'Combined scenario - input'!$D34=\"\"),\"\",F49/'Combined scenario - input'!$D34),\"\")","v":1.2043888398523638E-10},{"$f":"IFERROR(IF(OR(G49=\"\",'Combined scenario - input'!$D34=\"\"),\"\",G49/'Combined scenario - input'!$D34),\"\")","v":2.6266503414519961E-10},{"$f":"IFERROR(IF(OR(H49=\"\",'Combined scenario - input'!$D34=\"\"),\"\",H49/'Combined scenario - input'!$D34),\"\")","v":5.6425813396394464E-10},{"$f":"IFERROR(IF(OR(I49=\"\",'Combined scenario - input'!$D34=\"\"),\"\",I49/'Combined scenario - input'!$D34),\"\")","v":1.1939700308913069E-9},{"$f":"IFERROR(IF(OR(J49=\"\",'Combined scenario - input'!$D34=\"\"),\"\",J49/'Combined scenario - input'!$D34),\"\")","v":2.4885654399981394E-9},{"$f":"IFERROR(IF(OR(K49=\"\",'Combined scenario - input'!$D34=\"\"),\"\",K49/'Combined scenario - input'!$D34),\"\")","v":5.1091041489857373E-9},{"$f":"IFERROR(IF(OR(L49=\"\",'Combined scenario - input'!$D34=\"\"),\"\",L49/'Combined scenario - input'!$D34),\"\")","v":1.0331907408822649E-8},{"$f":"IFERROR(IF(OR(M49=\"\",'Combined scenario - input'!$D34=\"\"),\"\",M49/'Combined scenario - input'!$D34),\"\")","v":2.058051901845478E-8},{"$f":"IFERROR(IF(OR(N49=\"\",'Combined scenario - input'!$D34=\"\"),\"\",N49/'Combined scenario - input'!$D34),\"\")","v":4.0380548764236957E-8},{"$f":"IFERROR(IF(OR(O49=\"\",'Combined scenario - input'!$D34=\"\"),\"\",O49/'Combined scenario - input'!$D34),\"\")","v":7.8041964762422396E-8},{"$f":"IFERROR(IF(OR(P49=\"\",'Combined scenario - input'!$D34=\"\"),\"\",P49/'Combined scenario - input'!$D34),\"\")","v":1.4856765370141877E-7},{"$f":"IFERROR(IF(OR(Q49=\"\",'Combined scenario - input'!$D34=\"\"),\"\",Q49/'Combined scenario - input'!$D34),\"\")","v":2.7858673588321642E-7},{"$f":"IFERROR(IF(OR(R49=\"\",'Combined scenario - input'!$D34=\"\"),\"\",R49/'Combined scenario - input'!$D34),\"\")","v":5.1456081754139569E-7},{"$f":"IFERROR(IF(OR(S49=\"\",'Combined scenario - input'!$D34=\"\"),\"\",S49/'Combined scenario - input'!$D34),\"\")","v":9.3616652060935479E-7},{"$f":"IFERROR(IF(OR(T49=\"\",'Combined scenario - input'!$D34=\"\"),\"\",T49/'Combined scenario - input'!$D34),\"\")","v":1.6776819079036939E-6},{"$f":"IFERROR(IF(OR(U49=\"\",'Combined scenario - input'!$D34=\"\"),\"\",U49/'Combined scenario - input'!$D34),\"\")","v":2.9614626933283087E-6},{"$f":"IFERROR(IF(OR(V49=\"\",'Combined scenario - input'!$D34=\"\"),\"\",V49/'Combined scenario - input'!$D34),\"\")","v":5.1492389701453469E-6},{"$f":"IFERROR(IF(OR(W49=\"\",'Combined scenario - input'!$D34=\"\"),\"\",W49/'Combined scenario - input'!$D34),\"\")","v":8.8190127798537589E-6}]
[{"$f":"IFERROR('Combined scenario - input'!A35,\"\")","v":5},{"$f":"IFERROR('Combined scenario - input'!B35,\"\")","v":"TRANSFORMERS"},{"$f":"IFERROR('Combined scenario - input'!C35,\"\")","v":"ground outdoor / indoor chamber mounted ; ˂ 22 kv ; < = 60 kva ; multiple phase"},{"$f":"IFERROR(repcalc('Combined scenario - input'!$CV35:$GH35,'Combined scenario - input'!$G35,'Combined scenario - input'!$E35,'Combined scenario - input'!$F35,20,TRUE,TRUE),\"\")","v":8.9403269685877143E-5},1.6720338724420883E-4,3.0849676065481833E-4,5.6152677021704294E-4,1.008335807321444E-3,1.7863042830761023E-3,3.1219217258739908E-3,5.3827704727461723E-3,9.1560499435760744E-3,1.5364919340550651E-2,2.5437471950030727E-2,4.1547144848957808E-2,6.6947514927979179E-2,0.10642820975773472,0.16692126618081143,0.25828759342595758,0.39430985202930674,0.59390946824420432,0.88259009167881108,1.2940863003857117,{"$f":"IFERROR(IF(OR(D50=\"\",'Combined scenario - input'!$D35=\"\"),\"\",D50/'Combined scenario - input'!$D35),\"\")","v":1.7925566226921472E-8},{"$f":"IFERROR(IF(OR(E50=\"\",'Combined scenario - input'!$D35=\"\"),\"\",E50/'Combined scenario - input'!$D35),\"\")","v":3.3524673112544185E-8},{"$f":"IFERROR(IF(OR(F50=\"\",'Combined scenario - input'!$D35=\"\"),\"\",F50/'Combined scenario - input'!$D35),\"\")","v":6.1854327401431136E-8},{"$f":"IFERROR(IF(OR(G50=\"\",'Combined scenario - input'!$D35=\"\"),\"\",G50/'Combined scenario - input'!$D35),\"\")","v":1.1258744051622727E-7},{"$f":"IFERROR(IF(OR(H50=\"\",'Combined scenario - input'!$D35=\"\"),\"\",H50/'Combined scenario - input'!$D35),\"\")","v":2.021737052417015E-7},{"$f":"IFERROR(IF(OR(I50=\"\",'Combined scenario - input'!$D35=\"\"),\"\",I50/'Combined scenario - input'!$D35),\"\")","v":3.581582177052342E-7},{"$f":"IFERROR(IF(OR(J50=\"\",'Combined scenario - input'!$D35=\"\"),\"\",J50/'Combined scenario - input'!$D35),\"\")","v":6.2595266201163827E-7},{"$f":"IFERROR(IF(OR(K50=\"\",'Combined scenario - input'!$D35=\"\"),\"\",K50/'Combined scenario - input'!$D35),\"\")","v":1.079258162845146E-6},{"$f":"IFERROR(IF(OR(L50=\"\",'Combined scenario - input'!$D35=\"\"),\"\",L50/'Combined scenario - input'!$D35),\"\")","v":1.8358095874708305E-6},{"$f":"IFERROR(IF(OR(M50=\"\",'Combined scenario - input'!$D35=\"\"),\"\",M50/'Combined scenario - input'!$D35),\"\")","v":3.0807025311050295E-6},{"$f":"IFERROR(IF(OR(N50=\"\",'Combined scenario - input'!$D35=\"\"),\"\",N50/'Combined scenario - input'!$D35),\"\")","v":5.1002730625831178E-6},{"$f":"IFERROR(IF(OR(O50=\"\",'Combined scenario - input'!$D35=\"\"),\"\",O50/'Combined scenario - input'!$D35),\"\")","v":8.3303004369552719E-6},{"$f":"IFERROR(IF(OR(P50=\"\",'Combined scenario - input'!$D35=\"\"),\"\",P50/'Combined scenario - input'!$D35),\"\")","v":1.3423134486980375E-5},{"$f":"IFERROR(IF(OR(Q50=\"\",'Combined scenario - input'!$D35=\"\"),\"\",Q50/'Combined scenario - input'!$D35),\"\")","v":2.1339106826048587E-5},{"$f":"IFERROR(IF(OR(R50=\"\",'Combined scenario - input'!$D35=\"\"),\"\",R50/'Combined scenario - input'!$D35),\"\")","v":3.3468107174590145E-5},{"$f":"IFERROR(IF(OR(S50=\"\",'Combined scenario - input'!$D35=\"\"),\"\",S50/'Combined scenario - input'!$D35),\"\")","v":5.1787271067565371E-5},{"$f":"IFERROR(IF(OR(T50=\"\",'Combined scenario - input'!$D35=\"\"),\"\",T50/'Combined scenario - input'!$D35),\"\")","v":7.9060054417623801E-5},{"$f":"IFERROR(IF(OR(U50=\"\",'Combined scenario - input'!$D35=\"\"),\"\",U50/'Combined scenario - input'!$D35),\"\")","v":1.1908024777184353E-4},{"$f":"IFERROR(IF(OR(V50=\"\",'Combined scenario - input'!$D35=\"\"),\"\",V50/'Combined scenario - input'!$D35),\"\")","v":1.7696139296919272E-4},{"$f":"IFERROR(IF(OR(W50=\"\",'Combined scenario - input'!$D35=\"\"),\"\",W50/'Combined scenario - input'!$D35),\"\")","v":2.5946735239572885E-4}]
[{"$f":"IFERROR('Combined scenario - input'!A36,\"\")","v":5},{"$f":"IFERROR('Combined scenario - input'!B36,\"\")","v":"TRANSFORMERS"},{"$f":"IFERROR('Combined scenario - input'!C36,\"\")","v":"ground outdoor / indoor chamber mounted ; ˂ 22 kv ; > 60 kva and < = 600 kva ; multiple phase"},{"$f":"IFERROR(repcalc('Combined scenario - input'!$CV36:$GH36,'Combined scenario - input'!$G36,'Combined scenario - input'!$E36,'Combined scenario - input'!$F36,20,TRUE,TRUE),\"\")","v":21.426687608490759},27.263121051889257,34.257708447882472,42.512718478967322,52.104415125999815,63.073134858239236,75.413652410645582,89.066687475399789,103.9124705056928,119.76726467737444,136.3836187062746,153.45489848927079,170.62432464519853,187.49835230802401,203.66380600058696,218.70777222619563,232.23890531793086,243.90856480418128,253.43011188958309,260.59476952047714,{"$f":"IFERROR(IF(OR(D51=\"\",'Combined scenario - input'!$D36=\"\"),\"\",D51/'Combined scenario - input'!$D36),\"\")","v":0.32491520451475986},{"$f":"IFERROR(IF(OR(E51=\"\",'Combined scenario - input'!$D36=\"\"),\"\",E51/'Combined scenario - input'!$D36),\"\")","v":0.41341913011206688},{"$f":"IFERROR(IF(OR(F51=\"\",'Combined scenario - input'!$D36=\"\"),\"\",F51/'Combined scenario - input'!$D36),\"\")","v":0.51948535162942888},{"$f":"IFERROR(IF(OR(G51=\"\",'Combined scenario - input'!$D36=\"\"),\"\",G51/'Combined scenario - input'!$D36),\"\")","v":0.6446646757288973},{"$f":"IFERROR(IF(OR(H51=\"\",'Combined scenario - input'!$D36=\"\"),\"\",H51/'Combined scenario - input'!$D36),\"\")","v":0.79011357266801763},{"$f":"IFERROR(IF(OR(I51=\"\",'Combined scenario - input'!$D36=\"\"),\"\",I51/'Combined scenario - input'!$D36),\"\")","v":0.95644370638655762},{"$f":"IFERROR(IF(OR(J51=\"\",'Combined scenario - input'!$D36=\"\"),\"\",J51/'Combined scenario - input'!$D36),\"\")","v":1.1435758407426491},{"$f":"IFERROR(IF(OR(K51=\"\",'Combined scenario - input'!$D36=\"\"),\"\",K51/'Combined scenario - input'!$D36),\"\")","v":1.350611046620851},{"$f":"IFERROR(IF(OR(L51=\"\",'Combined scenario - input'!$D36=\"\"),\"\",L51/'Combined scenario - input'!$D36),\"\")","v":1.5757331335064573},{"$f":"IFERROR(IF(OR(M51=\"\",'Combined scenario - input'!$D36=\"\"),\"\",M51/'Combined scenario - input'!$D36),\"\")","v":1.8161559083636403},{"$f":"IFERROR(IF(OR(N51=\"\",'Combined scenario - input'!$D36=\"\"),\"\",N51/'Combined scenario - input'!$D36),\"\")","v":2.0681270093680868},{"$f":"IFERROR(IF(OR(O51=\"\",'Combined scenario - input'!$D36=\"\"),\"\",O51/'Combined scenario - input'!$D36),\"\")","v":2.3269966239053748},{"$f":"IFERROR(IF(OR(P51=\"\",'Combined scenario - input'!$D36=\"\"),\"\",P51/'Combined scenario - input'!$D36),\"\")","v":2.5873545342266926},{"$f":"IFERROR(IF(OR(Q51=\"\",'Combined scenario - input'!$D36=\"\"),\"\",Q51/'Combined scenario - input'!$D36),\"\")","v":2.843233009203014},{"$f":"IFERROR(IF(OR(R51=\"\",'Combined scenario - input'!$D36=\"\"),\"\",R51/'Combined scenario - input'!$D36),\"\")","v":3.0883666382811548},{"$f":"IFERROR(IF(OR(S51=\"\",'Combined scenario - input'!$D36=\"\"),\"\",S51/'Combined scenario - input'!$D36),\"\")","v":3.3164939835909268},{"$f":"IFERROR(IF(OR(T51=\"\",'Combined scenario - input'!$D36=\"\"),\"\",T51/'Combined scenario - input'!$D36),\"\")","v":3.5216806627524502},{"$f":"IFERROR(IF(OR(U51=\"\",'Combined scenario - input'!$D36=\"\"),\"\",U51/'Combined scenario - input'!$D36),\"\")","v":3.6986398767884148},{"$f":"IFERROR(IF(OR(V51=\"\",'Combined scenario - input'!$D36=\"\"),\"\",V51/'Combined scenario - input'!$D36),\"\")","v":3.843025022783837},{"$f":"IFERROR(IF(OR(W51=\"\",'Combined scenario - input'!$D36=\"\"),\"\",W51/'Combined scenario - input'!$D36),\"\")","v":3.9516701965949164}]
[{"$f":"IFERROR('Combined scenario - input'!A37,\"\")","v":5},{"$f":"IFERROR('Combined scenario - input'!B37,\"\")","v":"TRANSFORMERS"},{"$f":"IFERROR('Combined scenario - input'!C37,\"\")","v":"ground outdoor / indoor chamber mounted ; ˂ 22 kv ; > 600 kva ; multiple phase"},{"$f":"IFERROR(repcalc('Combined scenario - input'!$CV37:$GH37,'Combined scenario - input'!$G37,'Combined scenario - input'!$E37,'Combined scenario - input'!$F37,20,TRUE,TRUE),\"\")","v":33.298387727684734},41.283632568442393,50.608259647008971,61.355234671226832,73.583390243583452,87.323663655794377,102.57709752239107,119.31504441582638,137.48184986515616,157.00006141307503,177.77794424980175,199.71880393204148,222.73135686475069,246.74018376610556,271.69518087540268,297.5789106601049,324.41085886185147,352.24782458977472,381.17998743713076,411.32258064203546,{"$f":"IFERROR(IF(OR(D52=\"\",'Combined scenario - input'!$D37=\"\"),\"\",D52/'Combined scenario - input'!$D37),\"\")","v":0.45522588540125813},{"$f":"IFERROR(IF(OR(E52=\"\",'Combined scenario - input'!$D37=\"\"),\"\",E52/'Combined scenario - input'!$D37),\"\")","v":0.5643930373519056},{"$f":"IFERROR(IF(OR(F52=\"\",'Combined scenario - input'!$D37=\"\"),\"\",F52/'Combined scenario - input'!$D37),\"\")","v":0.69187102975776082},{"$f":"IFERROR(IF(OR(G52=\"\",'Combined scenario - input'!$D37=\"\"),\"\",G52/'Combined scenario - input'!$D37),\"\")","v":0.83879409584715159},{"$f":"IFERROR(IF(OR(H52=\"\",'Combined scenario - input'!$D37=\"\"),\"\",H52/'Combined scenario - input'!$D37),\"\")","v":1.0059665425365822},{"$f":"IFERROR(IF(OR(I52=\"\",'Combined scenario - input'!$D37=\"\"),\"\",I52/'Combined scenario - input'!$D37),\"\")","v":1.1938113169107076},{"$f":"IFERROR(IF(OR(J52=\"\",'Combined scenario - input'!$D37=\"\"),\"\",J52/'Combined scenario - input'!$D37),\"\")","v":1.4023426726663464},{"$f":"IFERROR(IF(OR(K52=\"\",'Combined scenario - input'!$D37=\"\"),\"\",K52/'Combined scenario - input'!$D37),\"\")","v":1.6311689677012957},{"$f":"IFERROR(IF(OR(L52=\"\",'Combined scenario - input'!$D37=\"\"),\"\",L52/'Combined scenario - input'!$D37),\"\")","v":1.8795293436815346},{"$f":"IFERROR(IF(OR(M52=\"\",'Combined scenario - input'!$D37=\"\"),\"\",M52/'Combined scenario - input'!$D37),\"\")","v":2.1463649396273152},{"$f":"IFERROR(IF(OR(N52=\"\",'Combined scenario - input'!$D37=\"\"),\"\",N52/'Combined scenario - input'!$D37),\"\")","v":2.4304216389625957},{"$f":"IFERROR(IF(OR(O52=\"\",'Combined scenario - input'!$D37=\"\"),\"\",O52/'Combined scenario - input'!$D37),\"\")","v":2.7303775214213775},{"$f":"IFERROR(IF(OR(P52=\"\",'Combined scenario - input'!$D37=\"\"),\"\",P52/'Combined scenario - input'!$D37),\"\")","v":3.044984639033443},{"$f":"IFERROR(IF(OR(Q52=\"\",'Combined scenario - input'!$D37=\"\"),\"\",Q52/'Combined scenario - input'!$D37),\"\")","v":3.3732119265825014},{"$f":"IFERROR(IF(OR(R52=\"\",'Combined scenario - input'!$D37=\"\"),\"\",R52/'Combined scenario - input'!$D37),\"\")","v":3.7143744100988019},{"$f":"IFERROR(IF(OR(S52=\"\",'Combined scenario - input'!$D37=\"\"),\"\",S52/'Combined scenario - input'!$D37),\"\")","v":4.0682336991757762},{"$f":"IFERROR(IF(OR(T52=\"\",'Combined scenario - input'!$D37=\"\"),\"\",T52/'Combined scenario - input'!$D37),\"\")","v":4.4350561855097137},{"$f":"IFERROR(IF(OR(U52=\"\",'Combined scenario - input'!$D37=\"\"),\"\",U52/'Combined scenario - input'!$D37),\"\")","v":4.8156183759079765},{"$f":"IFERROR(IF(OR(V52=\"\",'Combined scenario - input'!$D37=\"\"),\"\",V52/'Combined scenario - input'!$D37),\"\")","v":5.2111531254121024},{"$f":"IFERROR(IF(OR(W52=\"\",'Combined scenario - input'!$D37=\"\"),\"\",W52/'Combined scenario - input'!$D37),\"\")","v":5.6232358001712859}]
[{"$f":"IFERROR('Combined scenario - input'!A38,\"\")","v":5},{"$f":"IFERROR('Combined scenario - input'!B38,\"\")","v":"TRANSFORMERS"},{"$f":"IFERROR('Combined scenario - input'!C38,\"\")","v":"kiosk mounted ; < = 22 kv ; < = 60 kva ; multiple phase"},{"$f":"IFERROR(repcalc('Combined scenario - input'!$CV38:$GH38,'Combined scenario - input'!$G38,'Combined scenario - input'!$E38,'Combined scenario - input'!$F38,20,TRUE,TRUE),\"\")","v":9.1458664871384E-5},1.7011067312996177E-4,3.1037349408467017E-4,5.5552140130335612E-4,9.7543923977883051E-4,1.68037857816096E-3,2.8402112467740869E-3,4.7104854889374569E-3,7.6664459531501734E-3,1.2245765737234965E-2,1.9199992663145395E-2,2.9553614853162744E-2,4.4668262822136727E-2,6.6308052155382866E-2,9.6700710599648104E-2,0.13858829051203986,0.19526132096491294,0.27057147869247644,0.36892027770420083,0.49522452775202108,{"$f":"IFERROR(IF(OR(D53=\"\",'Combined scenario - input'!$D38=\"\"),\"\",D53/'Combined scenario - input'!$D38),\"\")","v":2.0848309400092106E-6},{"$f":"IFERROR(IF(OR(E53=\"\",'Combined scenario - input'!$D38=\"\"),\"\",E53/'Combined scenario - input'!$D38),\"\")","v":3.8777298473127276E-6},{"$f":"IFERROR(IF(OR(F53=\"\",'Combined scenario - input'!$D38=\"\"),\"\",F53/'Combined scenario - input'!$D38),\"\")","v":7.075067893637558E-6},{"$f":"IFERROR(IF(OR(G53=\"\",'Combined scenario - input'!$D38=\"\"),\"\",G53/'Combined scenario - input'!$D38),\"\")","v":1.2663296658695079E-5},{"$f":"IFERROR(IF(OR(H53=\"\",'Combined scenario - input'!$D38=\"\"),\"\",H53/'Combined scenario - input'!$D38),\"\")","v":2.2235464622732089E-5},{"$f":"IFERROR(IF(OR(I53=\"\",'Combined scenario - input'!$D38=\"\"),\"\",I53/'Combined scenario - input'!$D38),\"\")","v":3.8304793270328892E-5},{"$f":"IFERROR(IF(OR(J53=\"\",'Combined scenario - input'!$D38=\"\"),\"\",J53/'Combined scenario - input'!$D38),\"\")","v":6.4743567946938773E-5},{"$f":"IFERROR(IF(OR(K53=\"\",'Combined scenario - input'!$D38=\"\"),\"\",K53/'Combined scenario - input'!$D38),\"\")","v":1.0737709656719391E-4},{"$f":"IFERROR(IF(OR(L53=\"\",'Combined scenario - input'!$D38=\"\"),\"\",L53/'Combined scenario - input'!$D38),\"\")","v":1.7475920674670591E-4},{"$f":"IFERROR(IF(OR(M53=\"\",'Combined scenario - input'!$D38=\"\"),\"\",M53/'Combined scenario - input'!$D38),\"\")","v":2.7914633708019728E-4},{"$f":"IFERROR(IF(OR(N53=\"\",'Combined scenario - input'!$D38=\"\"),\"\",N53/'Combined scenario - input'!$D38),\"\")","v":4.3767027223026668E-4},{"$f":"IFERROR(IF(OR(O53=\"\",'Combined scenario - input'!$D38=\"\"),\"\",O53/'Combined scenario - input'!$D38),\"\")","v":6.736845625467644E-4},{"$f":"IFERROR(IF(OR(P53=\"\",'Combined scenario - input'!$D38=\"\"),\"\",P53/'Combined scenario - input'!$D38),\"\")","v":1.0182280322921203E-3},{"$f":"IFERROR(IF(OR(Q53=\"\",'Combined scenario - input'!$D38=\"\"),\"\",Q53/'Combined scenario - input'!$D38),\"\")","v":1.5115142878992555E-3},{"$f":"IFERROR(IF(OR(R53=\"\",'Combined scenario - input'!$D38=\"\"),\"\",R53/'Combined scenario - input'!$D38),\"\")","v":2.2043251305115213E-3},{"$f":"IFERROR(IF(OR(S53=\"\",'Combined scenario - input'!$D38=\"\"),\"\",S53/'Combined scenario - input'!$D38),\"\")","v":3.1591665632644539E-3},{"$f":"IFERROR(IF(OR(T53=\"\",'Combined scenario - input'!$D38=\"\"),\"\",T53/'Combined scenario - input'!$D38),\"\")","v":4.4510472999709271E-3},{"$f":"IFERROR(IF(OR(U53=\"\",'Combined scenario - input'!$D38=\"\"),\"\",U53/'Combined scenario - input'!$D38),\"\")","v":6.1677676035987554E-3},{"$f":"IFERROR(IF(OR(V53=\"\",'Combined scenario - input'!$D38=\"\"),\"\",V53/'Combined scenario - input'!$D38),\"\")","v":8.4096614622149266E-3},{"$f":"IFERROR(IF(OR(W53=\"\",'Combined scenario - input'!$D38=\"\"),\"\",W53/'Combined scenario - input'!$D38),\"\")","v":1.1288809203160631E-2}]
[{"$f":"IFERROR('Combined scenario - input'!A39,\"\")","v":5},{"$f":"IFERROR('Combined scenario - input'!B39,\"\")","v":"TRANSFORMERS"},{"$f":"IFERROR('Combined scenario - input'!C39,\"\")","v":"kiosk mounted ; < = 22 kv ; > 60 kva and < = 600 kva ; multiple phase"},{"$f":"IFERROR(repcalc('Combined scenario - input'!$CV39:$GH39,'Combined scenario - input'!$G39,'Combined scenario - input'!$E39,'Combined scenario - input'!$F39,20,TRUE,TRUE),\"\")","v":441.82927078803857},494.66743262477456,548.49042918526982,602.59117975376716,656.26395317183358,708.82619487312547,759.6347980651301,808.09594167315333,853.66862977199719,895.8630437396032,934.23560175498631,968.38308402992959,997.93825257966455,1022.569062572399,1041.9828849324954,1055.9362480076886,1064.2496053537238,1066.8257018699283,1063.6693798316205,1054.9062396369857,{"$f":"IFERROR(IF(OR(D54=\"\",'Combined scenario - input'!$D39=\"\"),\"\",D54/'Combined scenario - input'!$D39),\"\")","v":8.8146512664142644},{"$f":"IFERROR(IF(OR(E54=\"\",'Combined scenario - input'!$D39=\"\"),\"\",E54/'Combined scenario - input'!$D39),\"\")","v":9.8687914081900328},{"$f":"IFERROR(IF(OR(F54=\"\",'Combined scenario - input'!$D39=\"\"),\"\",F54/'Combined scenario - input'!$D39),\"\")","v":10.942579353357164},{"$f":"IFERROR(IF(OR(G54=\"\",'Combined scenario - input'!$D39=\"\"),\"\",G54/'Combined scenario - input'!$D39),\"\")","v":12.021908589878805},{"$f":"IFERROR(IF(OR(H54=\"\",'Combined scenario - input'!$D39=\"\"),\"\",H54/'Combined scenario - input'!$D39),\"\")","v":13.092699529867232},{"$f":"IFERROR(IF(OR(I54=\"\",'Combined scenario - input'!$D39=\"\"),\"\",I54/'Combined scenario - input'!$D39),\"\")","v":14.141334966698976},{"$f":"IFERROR(IF(OR(J54=\"\",'Combined scenario - input'!$D39=\"\"),\"\",J54/'Combined scenario - input'!$D39),\"\")","v":15.15498469088395},{"$f":"IFERROR(IF(OR(K54=\"\",'Combined scenario - input'!$D39=\"\"),\"\",K54/'Combined scenario - input'!$D39),\"\")","v":16.121801760550827},{"$f":"IFERROR(IF(OR(L54=\"\",'Combined scenario - input'!$D39=\"\"),\"\",L54/'Combined scenario - input'!$D39),\"\")","v":17.030993114369235},{"$f":"IFERROR(IF(OR(M54=\"\",'Combined scenario - input'!$D39=\"\"),\"\",M54/'Combined scenario - input'!$D39),\"\")","v":17.872786696428207},{"$f":"IFERROR(IF(OR(N54=\"\",'Combined scenario - input'!$D39=\"\"),\"\",N54/'Combined scenario - input'!$D39),\"\")","v":18.638332891460898},{"$f":"IFERROR(IF(OR(O54=\"\",'Combined scenario - input'!$D39=\"\"),\"\",O54/'Combined scenario - input'!$D39),\"\")","v":19.319587321125173},{"$f":"IFERROR(IF(OR(P54=\"\",'Combined scenario - input'!$D39=\"\"),\"\",P54/'Combined scenario - input'!$D39),\"\")","v":19.909223456869082},{"$f":"IFERROR(IF(OR(Q54=\"\",'Combined scenario - input'!$D39=\"\"),\"\",Q54/'Combined scenario - input'!$D39),\"\")","v":20.400616886073148},{"$f":"IFERROR(IF(OR(R54=\"\",'Combined scenario - input'!$D39=\"\"),\"\",R54/'Combined scenario - input'!$D39),\"\")","v":20.787929554487231},{"$f":"IFERROR(IF(OR(S54=\"\",'Combined scenario - input'!$D39=\"\"),\"\",S54/'Combined scenario - input'!$D39),\"\")","v":21.066304115960083},{"$f":"IFERROR(IF(OR(T54=\"\",'Combined scenario - input'!$D39=\"\"),\"\",T54/'Combined scenario - input'!$D39),\"\")","v":21.232158555000947},{"$f":"IFERROR(IF(OR(U54=\"\",'Combined scenario - input'!$D39=\"\"),\"\",U54/'Combined scenario - input'!$D39),\"\")","v":21.283552597723528},{"$f":"IFERROR(IF(OR(V54=\"\",'Combined scenario - input'!$D39=\"\"),\"\",V54/'Combined scenario - input'!$D39),\"\")","v":21.220582849244533},{"$f":"IFERROR(IF(OR(W54=\"\",'Combined scenario - input'!$D39=\"\"),\"\",W54/'Combined scenario - input'!$D39),\"\")","v":21.045755082228027}]
[{"$f":"IFERROR('Combined scenario - input'!A40,\"\")","v":5},{"$f":"IFERROR('Combined scenario - input'!B40,\"\")","v":"TRANSFORMERS"},{"$f":"IFERROR('Combined scenario - input'!C40,\"\")","v":"kiosk mounted ; < = 22 kv ; > 600 kva ; multiple phase"},{"$f":"IFERROR(repcalc('Combined scenario - input'!$CV40:$GH40,'Combined scenario - input'!$G40,'Combined scenario - input'!$E40,'Combined scenario - input'!$F40,20,TRUE,TRUE),\"\")","v":82.192580365201678},91.070673822025739,100.8104298037549,111.57424720979107,123.52820277258303,136.82775397195402,151.60218342024652,167.93940586846639,185.87297556879076,205.37313974995621,226.34354380557966,248.6246983460984,272.00460159419413,296.23604996350792,321.05927868760688,346.22778716683803,371.53465171813923,396.83641415010777,422.07180780298722,447.27312509839425,{"$f":"IFERROR(IF(OR(D55=\"\",'Combined scenario - input'!$D40=\"\"),\"\",D55/'Combined scenario - input'!$D40),\"\")","v":1.5112019357840811},{"$f":"IFERROR(IF(OR(E55=\"\",'Combined scenario - input'!$D40=\"\"),\"\",E55/'Combined scenario - input'!$D40),\"\")","v":1.6744355507699025},{"$f":"IFERROR(IF(OR(F55=\"\",'Combined scenario - input'!$D40=\"\"),\"\",F55/'Combined scenario - input'!$D40),\"\")","v":1.8535117888957131},{"$f":"IFERROR(IF(OR(G55=\"\",'Combined scenario - input'!$D40=\"\"),\"\",G55/'Combined scenario - input'!$D40),\"\")","v":2.0514165344111004},{"$f":"IFERROR(IF(OR(H55=\"\",'Combined scenario - input'!$D40=\"\"),\"\",H55/'Combined scenario - input'!$D40),\"\")","v":2.2712032926136243},{"$f":"IFERROR(IF(OR(I55=\"\",'Combined scenario - input'!$D40=\"\"),\"\",I55/'Combined scenario - input'!$D40),\"\")","v":2.5157303220394831},{"$f":"IFERROR(IF(OR(J55=\"\",'Combined scenario - input'!$D40=\"\"),\"\",J55/'Combined scenario - input'!$D40),\"\")","v":2.7873746271964692},{"$f":"IFERROR(IF(OR(K55=\"\",'Combined scenario - input'!$D40=\"\"),\"\",K55/'Combined scenario - input'!$D40),\"\")","v":3.0877526184870026},{"$f":"IFERROR(IF(OR(L55=\"\",'Combined scenario - input'!$D40=\"\"),\"\",L55/'Combined scenario - input'!$D40),\"\")","v":3.4174812281283047},{"$f":"IFERROR(IF(OR(M55=\"\",'Combined scenario - input'!$D40=\"\"),\"\",M55/'Combined scenario - input'!$D40),\"\")","v":3.7760134183545766},{"$f":"IFERROR(IF(OR(N55=\"\",'Combined scenario - input'!$D40=\"\"),\"\",N55/'Combined scenario - input'!$D40),\"\")","v":4.1615776026425477},{"$f":"IFERROR(IF(OR(O55=\"\",'Combined scenario - input'!$D40=\"\"),\"\",O55/'Combined scenario - input'!$D40),\"\")","v":4.5712413913145458},{"$f":"IFERROR(IF(OR(P55=\"\",'Combined scenario - input'!$D40=\"\"),\"\",P55/'Combined scenario - input'!$D40),\"\")","v":5.0011068960837015},{"$f":"IFERROR(IF(OR(Q55=\"\",'Combined scenario - input'!$D40=\"\"),\"\",Q55/'Combined scenario - input'!$D40),\"\")","v":5.446629004281955},{"$f":"IFERROR(IF(OR(R55=\"\",'Combined scenario - input'!$D40=\"\"),\"\",R55/'Combined scenario - input'!$D40),\"\")","v":5.9030316519855592},{"$f":"IFERROR(IF(OR(S55=\"\",'Combined scenario - input'!$D40=\"\"),\"\",S55/'Combined scenario - input'!$D40),\"\")","v":6.3657826517183178},{"$f":"IFERROR(IF(OR(T55=\"\",'Combined scenario - input'!$D40=\"\"),\"\",T55/'Combined scenario - input'!$D40),\"\")","v":6.8310774815998645},{"$f":"IFERROR(IF(OR(U55=\"\",'Combined scenario - input'!$D40=\"\"),\"\",U55/'Combined scenario - input'!$D40),\"\")","v":7.2962785033471755},{"$f":"IFERROR(IF(OR(V55=\"\",'Combined scenario - input'!$D40=\"\"),\"\",V55/'Combined scenario - input'!$D40),\"\")","v":7.7602592613311474},{"$f":"IFERROR(IF(OR(W55=\"\",'Combined scenario - input'!$D40=\"\"),\"\",W55/'Combined scenario - input'!$D40),\"\")","v":8.2236134876117948}]
[{"$f":"IFERROR('Combined scenario - input'!A41,\"\")","v":5},{"$f":"IFERROR('Combined scenario - input'!B41,\"\")","v":"TRANSFORMERS"},{"$f":"IFERROR('Combined scenario - input'!C41,\"\")","v":"pole mounted ; < = 22 kv ; < = 60 kva ; multiple phase"},{"$f":"IFERROR(repcalc('Combined scenario - input'!$CV41:$GH41,'Combined scenario - input'!$G41,'Combined scenario - input'!$E41,'Combined scenario - input'!$F41,20,TRUE,TRUE),\"\")","v":123.59903241871066},143.21662043027308,165.41816534122114,190.33923696104506,218.08663108642142,248.73966359070911,282.35376139939359,318.96576035270448,358.59999788572986,401.27403347214158,447.00267874329592,495.79900308875659,547.67112143324653,602.61387882796987,660.59501635069182,721.5360112514943,785.28848774381061,851.6078294589006,920.12630922331959,990.32859492483169,{"$f":"IFERROR(IF(OR(D56=\"\",'Combined scenario - input'!$D41=\"\"),\"\",D56/'Combined scenario - input'!$D41),\"\")","v":10.529487406358768},{"$f":"IFERROR(IF(OR(E56=\"\",'Combined scenario - input'!$D41=\"\"),\"\",E56/'Combined scenario - input'!$D41),\"\")","v":12.200723352697871},{"$f":"IFERROR(IF(OR(F56=\"\",'Combined scenario - input'!$D41=\"\"),\"\",F56/'Combined scenario - input'!$D41),\"\")","v":14.092088381750861},{"$f":"IFERROR(IF(OR(G56=\"\",'Combined scenario - input'!$D41=\"\"),\"\",G56/'Combined scenario - input'!$D41),\"\")","v":16.215131779736048},{"$f":"IFERROR(IF(OR(H56=\"\",'Combined scenario - input'!$D41=\"\"),\"\",H56/'Combined scenario - input'!$D41),\"\")","v":18.578951554737742},{"$f":"IFERROR(IF(OR(I56=\"\",'Combined scenario - input'!$D41=\"\"),\"\",I56/'Combined scenario - input'!$D41),\"\")","v":21.190304681089103},{"$f":"IFERROR(IF(OR(J56=\"\",'Combined scenario - input'!$D41=\"\"),\"\",J56/'Combined scenario - input'!$D41),\"\")","v":24.05391301706403},{"$f":"IFERROR(IF(OR(K56=\"\",'Combined scenario - input'!$D41=\"\"),\"\",K56/'Combined scenario - input'!$D41),\"\")","v":27.172914633472708},{"$f":"IFERROR(IF(OR(L56=\"\",'Combined scenario - input'!$D41=\"\"),\"\",L56/'Combined scenario - input'!$D41),\"\")","v":30.549382853311677},{"$f":"IFERROR(IF(OR(M56=\"\",'Combined scenario - input'!$D41=\"\"),\"\",M56/'Combined scenario - input'!$D41),\"\")","v":34.184813580337391},{"$f":"IFERROR(IF(OR(N56=\"\",'Combined scenario - input'!$D41=\"\"),\"\",N56/'Combined scenario - input'!$D41),\"\")","v":38.080468627711184},{"$f":"IFERROR(IF(OR(O56=\"\",'Combined scenario - input'!$D41=\"\"),\"\",O56/'Combined scenario - input'!$D41),\"\")","v":42.237461385806156},{"$f":"IFERROR(IF(OR(P56=\"\",'Combined scenario - input'!$D41=\"\"),\"\",P56/'Combined scenario - input'!$D41),\"\")","v":46.656483170694948},{"$f":"IFERROR(IF(OR(Q56=\"\",'Combined scenario - input'!$D41=\"\"),\"\",Q56/'Combined scenario - input'!$D41),\"\")","v":51.337094828709731},{"$f":"IFERROR(IF(OR(R56=\"\",'Combined scenario - input'!$D41=\"\"),\"\",R56/'Combined scenario - input'!$D41),\"\")","v":56.276548199862788},{"$f":"IFERROR(IF(OR(S56=\"\",'Combined scenario - input'!$D41=\"\"),\"\",S56/'Combined scenario - input'!$D41),\"\")","v":61.468153876557679},{"$f":"IFERROR(IF(OR(T56=\"\",'Combined scenario - input'!$D41=\"\"),\"\",T56/'Combined scenario - input'!$D41),\"\")","v":66.899271622495689},{"$f":"IFERROR(IF(OR(U56=\"\",'Combined scenario - input'!$D41=\"\"),\"\",U56/'Combined scenario - input'!$D41),\"\")","v":72.549062399347534},{"$f":"IFERROR(IF(OR(V56=\"\",'Combined scenario - input'!$D41=\"\"),\"\",V56/'Combined scenario - input'!$D41),\"\")","v":78.386199273835572},{"$f":"IFERROR(IF(OR(W56=\"\",'Combined scenario - input'!$D41=\"\"),\"\",W56/'Combined scenario - input'!$D41),\"\")","v":84.366780745440778}]
[{"$f":"IFERROR('Combined scenario - input'!A42,\"\")","v":5},{"$f":"IFERROR('Combined scenario - input'!B42,\"\")","v":"TRANSFORMERS"},{"$f":"IFERROR('Combined scenario - input'!C42,\"\")","v":"pole mounted ; < = 22 kv ; < = 60 kva ; single phase"},{"$f":"IFERROR(repcalc('Combined scenario - input'!$CV42:$GH42,'Combined scenario - input'!$G42,'Combined scenario - input'!$E42,'Combined scenario - input'!$F42,20,TRUE,TRUE),\"\")","v":471.89296821875189},547.23274785607725,631.08566416993608,723.76023083904602,825.5159360561147,936.57350909319052,1057.1246997129781,1187.3384081256779,1327.3600722058857,1477.3017494213193,1637.2212878485957,1807.0902707543255,1986.7519049653461,2175.8715401410705,2373.8838817060132,2579.9420323501972,2792.8741289105392,3011.1534338807924,3232.8872406503465,3455.8288571633784,{"$f":"IFERROR(IF(OR(D57=\"\",'Combined scenario - input'!$D42=\"\"),\"\",D57/'Combined scenario - input'!$D42),\"\")","v":37.692168564737294},{"$f":"IFERROR(IF(OR(E57=\"\",'Combined scenario - input'!$D42=\"\"),\"\",E57/'Combined scenario - input'!$D42),\"\")","v":43.709888397349516},{"$f":"IFERROR(IF(OR(F57=\"\",'Combined scenario - input'!$D42=\"\"),\"\",F57/'Combined scenario - input'!$D42),\"\")","v":50.407589929705559},{"$f":"IFERROR(IF(OR(G57=\"\",'Combined scenario - input'!$D42=\"\"),\"\",G57/'Combined scenario - input'!$D42),\"\")","v":57.809915507349686},{"$f":"IFERROR(IF(OR(H57=\"\",'Combined scenario - input'!$D42=\"\"),\"\",H57/'Combined scenario - input'!$D42),\"\")","v":65.937591594456649},{"$f":"IFERROR(IF(OR(I57=\"\",'Combined scenario - input'!$D42=\"\"),\"\",I57/'Combined scenario - input'!$D42),\"\")","v":74.808248809597885},{"$f":"IFERROR(IF(OR(J57=\"\",'Combined scenario - input'!$D42=\"\"),\"\",J57/'Combined scenario - input'!$D42),\"\")","v":84.43720305037067},{"$f":"IFERROR(IF(OR(K57=\"\",'Combined scenario - input'!$D42=\"\"),\"\",K57/'Combined scenario - input'!$D42),\"\")","v":94.837945120033908},{"$f":"IFERROR(IF(OR(L57=\"\",'Combined scenario - input'!$D42=\"\"),\"\",L57/'Combined scenario - input'!$D42),\"\")","v":106.02209178182451},{"$f":"IFERROR(IF(OR(M57=\"\",'Combined scenario - input'!$D42=\"\"),\"\",M57/'Combined scenario - input'!$D42),\"\")","v":117.99859355894714},{"$f":"IFERROR(IF(OR(N57=\"\",'Combined scenario - input'!$D42=\"\"),\"\",N57/'Combined scenario - input'!$D42),\"\")","v":130.77207103191864},{"$f":"IFERROR(IF(OR(O57=\"\",'Combined scenario - input'!$D42=\"\"),\"\",O57/'Combined scenario - input'!$D42),\"\")","v":144.34025443115755},{"$f":"IFERROR(IF(OR(P57=\"\",'Combined scenario - input'!$D42=\"\"),\"\",P57/'Combined scenario - input'!$D42),\"\")","v":158.69061999574632},{"$f":"IFERROR(IF(OR(Q57=\"\",'Combined scenario - input'!$D42=\"\"),\"\",Q57/'Combined scenario - input'!$D42),\"\")","v":173.79643772990804},{"$f":"IFERROR(IF(OR(R57=\"\",'Combined scenario - input'!$D42=\"\"),\"\",R57/'Combined scenario - input'!$D42),\"\")","v":189.61255506756743},{"$f":"IFERROR(IF(OR(S57=\"\",'Combined scenario - input'!$D42=\"\"),\"\",S57/'Combined scenario - input'!$D42),\"\")","v":206.07132659267782},{"$f":"IFERROR(IF(OR(T57=\"\",'Combined scenario - input'!$D42=\"\"),\"\",T57/'Combined scenario - input'!$D42),\"\")","v":223.0791504360601},{"$f":"IFERROR(IF(OR(U57=\"\",'Combined scenario - input'!$D42=\"\"),\"\",U57/'Combined scenario - input'!$D42),\"\")","v":240.51407935264984},{"$f":"IFERROR(IF(OR(V57=\"\",'Combined scenario - input'!$D42=\"\"),\"\",V57/'Combined scenario - input'!$D42),\"\")","v":258.22493453408293},{"$f":"IFERROR(IF(OR(W57=\"\",'Combined scenario - input'!$D42=\"\"),\"\",W57/'Combined scenario - input'!$D42),\"\")","v":276.03226279630201}]
[{"$f":"IFERROR('Combined scenario - input'!A43,\"\")","v":5},{"$f":"IFERROR('Combined scenario - input'!B43,\"\")","v":"TRANSFORMERS"},{"$f":"IFERROR('Combined scenario - input'!C43,\"\")","v":"pole mounted ; < = 22 kv ; > 60 kva and < = 600 kva ; multiple phase"},{"$f":"IFERROR(repcalc('Combined scenario - input'!$CV43:$GH43,'Combined scenario - input'!$G43,'Combined scenario - input'!$E43,'Combined scenario - input'!$F43,20,TRUE,TRUE),\"\")","v":530.95296544075768},596.18436302645148,667.29165317565753,744.58736588269005,828.36856691153707,918.90968251883692,1016.4545041303733,1121.2078780769357,1233.3279953633285,1352.9205677491536,1480.0364030435067,1614.6738740758742,1756.7874400045228,1906.3027007936309,2063.1374813524458,2227.2272492008897,2398.5519207055968,2577.1599926145987,2763.1851422672694,2956.8501438576468,{"$f":"IFERROR(IF(OR(D58=\"\",'Combined scenario - input'!$D43=\"\"),\"\",D58/'Combined scenario - input'!$D43),\"\")","v":26.210159679775522},{"$f":"IFERROR(IF(OR(E58=\"\",'Combined scenario - input'!$D43=\"\"),\"\",E58/'Combined scenario - input'!$D43),\"\")","v":29.430266653726914},{"$f":"IFERROR(IF(OR(F58=\"\",'Combined scenario - input'!$D43=\"\"),\"\",F58/'Combined scenario - input'!$D43),\"\")","v":32.940433373785986},{"$f":"IFERROR(IF(OR(G58=\"\",'Combined scenario - input'!$D43=\"\"),\"\",G58/'Combined scenario - input'!$D43),\"\")","v":36.756087686840992},{"$f":"IFERROR(IF(OR(H58=\"\",'Combined scenario - input'!$D43=\"\"),\"\",H58/'Combined scenario - input'!$D43),\"\")","v":40.891894057762315},{"$f":"IFERROR(IF(OR(I58=\"\",'Combined scenario - input'!$D43=\"\"),\"\",I58/'Combined scenario - input'!$D43),\"\")","v":45.361399366358484},{"$f":"IFERROR(IF(OR(J58=\"\",'Combined scenario - input'!$D43=\"\"),\"\",J58/'Combined scenario - input'!$D43),\"\")","v":50.176638223252773},{"$f":"IFERROR(IF(OR(K58=\"\",'Combined scenario - input'!$D43=\"\"),\"\",K58/'Combined scenario - input'!$D43),\"\")","v":55.347722738913106},{"$f":"IFERROR(IF(OR(L58=\"\",'Combined scenario - input'!$D43=\"\"),\"\",L58/'Combined scenario - input'!$D43),\"\")","v":60.882461912941515},{"$f":"IFERROR(IF(OR(M58=\"\",'Combined scenario - input'!$D43=\"\"),\"\",M58/'Combined scenario - input'!$D43),\"\")","v":66.786074139959638},{"$f":"IFERROR(IF(OR(N58=\"\",'Combined scenario - input'!$D43=\"\"),\"\",N58/'Combined scenario - input'!$D43),\"\")","v":73.0610675155542},{"$f":"IFERROR(IF(OR(O58=\"\",'Combined scenario - input'!$D43=\"\"),\"\",O58/'Combined scenario - input'!$D43),\"\")","v":79.707361715474704},{"$f":"IFERROR(IF(OR(P58=\"\",'Combined scenario - input'!$D43=\"\"),\"\",P58/'Combined scenario - input'!$D43),\"\")","v":86.722708644670433},{"$f":"IFERROR(IF(OR(Q58=\"\",'Combined scenario - input'!$D43=\"\"),\"\",Q58/'Combined scenario - input'!$D43),\"\")","v":94.103435592099189},{"$f":"IFERROR(IF(OR(R58=\"\",'Combined scenario - input'!$D43=\"\"),\"\",R58/'Combined scenario - input'!$D43),\"\")","v":101.8454860360151},{"$f":"IFERROR(IF(OR(S58=\"\",'Combined scenario - input'!$D43=\"\"),\"\",S58/'Combined scenario - input'!$D43),\"\")","v":109.94567437106808},{"$f":"IFERROR(IF(OR(T58=\"\",'Combined scenario - input'!$D43=\"\"),\"\",T58/'Combined scenario - input'!$D43),\"\")","v":118.40300918131031},{"$f":"IFERROR(IF(OR(U58=\"\",'Combined scenario - input'!$D43=\"\"),\"\",U58/'Combined scenario - input'!$D43),\"\")","v":127.21988447825052},{"$f":"IFERROR(IF(OR(V58=\"\",'Combined scenario - input'!$D43=\"\"),\"\",V58/'Combined scenario - input'!$D43),\"\")","v":136.40289915979233},{"$f":"IFERROR(IF(OR(W58=\"\",'Combined scenario - input'!$D43=\"\"),\"\",W58/'Combined scenario - input'!$D43),\"\")","v":145.96305033411352}]
[{"$f":"IFERROR('Combined scenario - input'!A44,\"\")","v":5},{"$f":"IFERROR('Combined scenario - input'!B44,\"\")","v":"TRANSFORMERS"},{"$f":"IFERROR('Combined scenario - input'!C44,\"\")","v":"pole mounted ; < = 22 kv ; > 60 kva and < = 600 kva ; single phase"},{"$f":"IFERROR(repcalc('Combined scenario - input'!$CV44:$GH44,'Combined scenario - input'!$G44,'Combined scenario - input'!$E44,'Combined scenario - input'!$F44,20,TRUE,TRUE),\"\")","v":1.7400842559910941E-4},3.1366692121325985E-4,5.5628578872450726E-4,9.7065877237798915E-4,1.6664156272594276E-3,2.8148623679791359E-3,4.6783994588751616E-3,7.650912696741328E-3,1.2311610646448914E-2,1.949451742981221E-2,3.0375045781956884E-2,4.6573591290163786E-2,7.0273752592589458E-2,0.1043495221267573,0.1524916776299132,0.21931891046063801,0.31045448068937531,0.43254518660804436,0.59319720168297607,0.80080400566073573,{"$f":"IFERROR(IF(OR(D59=\"\",'Combined scenario - input'!$D44=\"\"),\"\",D59/'Combined scenario - input'!$D44),\"\")","v":8.4317238119449078E-6},{"$f":"IFERROR(IF(OR(E59=\"\",'Combined scenario - input'!$D44=\"\"),\"\",E59/'Combined scenario - input'!$D44),\"\")","v":1.51989930344317E-5},{"$f":"IFERROR(IF(OR(F59=\"\",'Combined scenario - input'!$D44=\"\"),\"\",F59/'Combined scenario - input'!$D44),\"\")","v":2.6955293198509283E-5},{"$f":"IFERROR(IF(OR(G59=\"\",'Combined scenario - input'!$D44=\"\"),\"\",G59/'Combined scenario - input'!$D44),\"\")","v":4.7034082724179256E-5},{"$f":"IFERROR(IF(OR(H59=\"\",'Combined scenario - input'!$D44=\"\"),\"\",H59/'Combined scenario - input'!$D44),\"\")","v":8.0747563094050193E-5},{"$f":"IFERROR(IF(OR(I59=\"\",'Combined scenario - input'!$D44=\"\"),\"\",I59/'Combined scenario - input'!$D44),\"\")","v":1.3639651053517024E-4},{"$f":"IFERROR(IF(OR(J59=\"\",'Combined scenario - input'!$D44=\"\"),\"\",J59/'Combined scenario - input'!$D44),\"\")","v":2.2669575903219808E-4},{"$f":"IFERROR(IF(OR(K59=\"\",'Combined scenario - input'!$D44=\"\"),\"\",K59/'Combined scenario - input'!$D44),\"\")","v":3.7073137433498885E-4},{"$f":"IFERROR(IF(OR(L59=\"\",'Combined scenario - input'!$D44=\"\"),\"\",L59/'Combined scenario - input'!$D44),\"\")","v":5.9656939193402519E-4},{"$f":"IFERROR(IF(OR(M59=\"\",'Combined scenario - input'!$D44=\"\"),\"\",M59/'Combined scenario - input'!$D44),\"\")","v":9.4462314827221754E-4},{"$f":"IFERROR(IF(OR(N59=\"\",'Combined scenario - input'!$D44=\"\"),\"\",N59/'Combined scenario - input'!$D44),\"\")","v":1.4718482506053628E-3},{"$f":"IFERROR(IF(OR(O59=\"\",'Combined scenario - input'!$D44=\"\"),\"\",O59/'Combined scenario - input'!$D44),\"\")","v":2.2567623224968355E-3},{"$f":"IFERROR(IF(OR(P59=\"\",'Combined scenario - input'!$D44=\"\"),\"\",P59/'Combined scenario - input'!$D44),\"\")","v":3.4051734624320077E-3},{"$f":"IFERROR(IF(OR(Q59=\"\",'Combined scenario - input'!$D44=\"\"),\"\",Q59/'Combined scenario - input'!$D44),\"\")","v":5.056343377925228E-3},{"$f":"IFERROR(IF(OR(R59=\"\",'Combined scenario - input'!$D44=\"\"),\"\",R59/'Combined scenario - input'!$D44),\"\")","v":7.3891117913898671E-3},{"$f":"IFERROR(IF(OR(S59=\"\",'Combined scenario - input'!$D44=\"\"),\"\",S59/'Combined scenario - input'!$D44),\"\")","v":1.0627281255915456E-2},{"$f":"IFERROR(IF(OR(T59=\"\",'Combined scenario - input'!$D44=\"\"),\"\",T59/'Combined scenario - input'!$D44),\"\")","v":1.5043331541797446E-2},{"$f":"IFERROR(IF(OR(U59=\"\",'Combined scenario - input'!$D44=\"\"),\"\",U59/'Combined scenario - input'!$D44),\"\")","v":2.0959338819992564E-2},{"$f":"IFERROR(IF(OR(V59=\"\",'Combined scenario - input'!$D44=\"\"),\"\",V59/'Combined scenario - input'!$D44),\"\")","v":2.8743866588004086E-2},{"$f":"IFERROR(IF(OR(W59=\"\",'Combined scenario - input'!$D44=\"\"),\"\",W59/'Combined scenario - input'!$D44),\"\")","v":3.8803627927687247E-2}]
[{"$f":"IFERROR('Combined scenario - input'!A45,\"\")","v":6},{"$f":"IFERROR('Combined scenario - input'!B45,\"\")","v":"UNDERGROUND CABLES"},{"$f":"IFERROR('Combined scenario - input'!C45,\"\")","v":"˂ = 1 kv"},{"$f":"IFERROR(repcalc('Combined scenario - input'!$CV45:$GH45,'Combined scenario - input'!$G45,'Combined scenario - input'!$E45,'Combined scenario - input'!$F45,20,TRUE,TRUE),\"\")","v":587.07369305644977},654.69199419814879,726.18599964994053,801.93654517275104,882.46270634973121,968.3882055555697,1060.3880407784873,1159.1186306843917,1265.1368401411003,1378.8148224118472,1500.2585025139572,1629.2376347048862,1765.1346957384417,1906.9185119486508,2053.1466174778707,2201.9981002646787,2351.3363256430603,2498.7986441770349,2641.9081811187161,2778.2012313504588,{"$f":"IFERROR(IF(OR(D60=\"\",'Combined scenario - input'!$D45=\"\"),\"\",D60/'Combined scenario - input'!$D45),\"\")","v":2.7727022839016908},{"$f":"IFERROR(IF(OR(E60=\"\",'Combined scenario - input'!$D45=\"\"),\"\",E60/'Combined scenario - input'!$D45),\"\")","v":3.0920581334766331},{"$f":"IFERROR(IF(OR(F60=\"\",'Combined scenario - input'!$D45=\"\"),\"\",F60/'Combined scenario - input'!$D45),\"\")","v":3.4297186257555845},{"$f":"IFERROR(IF(OR(G60=\"\",'Combined scenario - input'!$D45=\"\"),\"\",G60/'Combined scenario - input'!$D45),\"\")","v":3.7874824176986515},{"$f":"IFERROR(IF(OR(H60=\"\",'Combined scenario - input'!$D45=\"\"),\"\",H60/'Combined scenario - input'!$D45),\"\")","v":4.1678010619336261},{"$f":"IFERROR(IF(OR(I60=\"\",'Combined scenario - input'!$D45=\"\"),\"\",I60/'Combined scenario - input'!$D45),\"\")","v":4.5736203495481931},{"$f":"IFERROR(IF(OR(J60=\"\",'Combined scenario - input'!$D45=\"\"),\"\",J60/'Combined scenario - input'!$D45),\"\")","v":5.0081282422679489},{"$f":"IFERROR(IF(OR(K60=\"\",'Combined scenario - input'!$D45=\"\"),\"\",K60/'Combined scenario - input'!$D45),\"\")","v":5.4744249531593026},{"$f":"IFERROR(IF(OR(L60=\"\",'Combined scenario - input'!$D45=\"\"),\"\",L60/'Combined scenario - input'!$D45),\"\")","v":5.9751405106310935},{"$f":"IFERROR(IF(OR(M60=\"\",'Combined scenario - input'!$D45=\"\"),\"\",M60/'Combined scenario - input'!$D45),\"\")","v":6.5120325648985098},{"$f":"IFERROR(IF(OR(N60=\"\",'Combined scenario - input'!$D45=\"\"),\"\",N60/'Combined scenario - input'!$D45),\"\")","v":7.0856013913800071},{"$f":"IFERROR(IF(OR(O60=\"\",'Combined scenario - input'!$D45=\"\"),\"\",O60/'Combined scenario - input'!$D45),\"\")","v":7.6947595577757557},{"$f":"IFERROR(IF(OR(P60=\"\",'Combined scenario - input'!$D45=\"\"),\"\",P60/'Combined scenario - input'!$D45),\"\")","v":8.3365905509881113},{"$f":"IFERROR(IF(OR(Q60=\"\",'Combined scenario - input'!$D45=\"\"),\"\",Q60/'Combined scenario - input'!$D45),\"\")","v":9.0062242199396909},{"$f":"IFERROR(IF(OR(R60=\"\",'Combined scenario - input'!$D45=\"\"),\"\",R60/'Combined scenario - input'!$D45),\"\")","v":9.6968479132968728},{"$f":"IFERROR(IF(OR(S60=\"\",'Combined scenario - input'!$D45=\"\"),\"\",S60/'Combined scenario - input'!$D45),\"\")","v":10.399861608453966},{"$f":"IFERROR(IF(OR(T60=\"\",'Combined scenario - input'!$D45=\"\"),\"\",T60/'Combined scenario - input'!$D45),\"\")","v":11.105174150095394},{"$f":"IFERROR(IF(OR(U60=\"\",'Combined scenario - input'!$D45=\"\"),\"\",U60/'Combined scenario - input'!$D45),\"\")","v":11.80162693315218},{"$f":"IFERROR(IF(OR(V60=\"\",'Combined scenario - input'!$D45=\"\"),\"\",V60/'Combined scenario - input'!$D45),\"\")","v":12.477521875506817},{"$f":"IFERROR(IF(OR(W60=\"\",'Combined scenario - input'!$D45=\"\"),\"\",W60/'Combined scenario - input'!$D45),\"\")","v":13.121223094156285}]
[{"$f":"IFERROR('Combined scenario - input'!A46,\"\")","v":6},{"$f":"IFERROR('Combined scenario - input'!B46,\"\")","v":"UNDERGROUND CABLES"},{"$f":"IFERROR('Combined scenario - input'!C46,\"\")","v":"> 1 kv & < = 11 kv"},{"$f":"IFERROR(repcalc('Combined scenario - input'!$CV46:$GH46,'Combined scenario - input'!$G46,'Combined scenario - input'!$E46,'Combined scenario - input'!$F46,20,TRUE,TRUE),\"\")","v":111.64750399492071},132.85508610539196,156.38173689862319,182.14703813050716,210.01557375133342,239.80364983417118,271.28999052681775,304.22970660809415,338.37039649844888,373.46888450293119,409.30688221120158,445.70381927259655,482.52525326767892,519.68563505364546,557.14474928561697,594.89781815583365,632.95997786484418,671.34652801827974,710.05092852999485,749.02290097514413,{"$f":"IFERROR(IF(OR(D61=\"\",'Combined scenario - input'!$D46=\"\"),\"\",D61/'Combined scenario - input'!$D46),\"\")","v":1.3007736283825944},{"$f":"IFERROR(IF(OR(E61=\"\",'Combined scenario - input'!$D46=\"\"),\"\",E61/'Combined scenario - input'!$D46),\"\")","v":1.5478571953588385},{"$f":"IFERROR(IF(OR(F61=\"\",'Combined scenario - input'!$D46=\"\"),\"\",F61/'Combined scenario - input'!$D46),\"\")","v":1.8219595784931168},{"$f":"IFERROR(IF(OR(G61=\"\",'Combined scenario - input'!$D46=\"\"),\"\",G61/'Combined scenario - input'!$D46),\"\")","v":2.1221438474696357},{"$f":"IFERROR(IF(OR(H61=\"\",'Combined scenario - input'!$D46=\"\"),\"\",H61/'Combined scenario - input'!$D46),\"\")","v":2.4468323080272576},{"$f":"IFERROR(IF(OR(I61=\"\",'Combined scenario - input'!$D46=\"\"),\"\",I61/'Combined scenario - input'!$D46),\"\")","v":2.7938847939527149},{"$f":"IFERROR(IF(OR(J61=\"\",'Combined scenario - input'!$D46=\"\"),\"\",J61/'Combined scenario - input'!$D46),\"\")","v":3.1607232826047107},{"$f":"IFERROR(IF(OR(K61=\"\",'Combined scenario - input'!$D46=\"\"),\"\",K61/'Combined scenario - input'!$D46),\"\")","v":3.5444946386296845},{"$f":"IFERROR(IF(OR(L61=\"\",'Combined scenario - input'!$D46=\"\"),\"\",L61/'Combined scenario - input'!$D46),\"\")","v":3.9422582023022055},{"$f":"IFERROR(IF(OR(M61=\"\",'Combined scenario - input'!$D46=\"\"),\"\",M61/'Combined scenario - input'!$D46),\"\")","v":4.3511808020802576},{"$f":"IFERROR(IF(OR(N61=\"\",'Combined scenario - input'!$D46=\"\"),\"\",N61/'Combined scenario - input'!$D46),\"\")","v":4.7687192211664087},{"$f":"IFERROR(IF(OR(O61=\"\",'Combined scenario - input'!$D46=\"\"),\"\",O61/'Combined scenario - input'!$D46),\"\")","v":5.1927696852548628},{"$f":"IFERROR(IF(OR(P61=\"\",'Combined scenario - input'!$D46=\"\"),\"\",P61/'Combined scenario - input'!$D46),\"\")","v":5.6217658435766156},{"$f":"IFERROR(IF(OR(Q61=\"\",'Combined scenario - input'!$D46=\"\"),\"\",Q61/'Combined scenario - input'!$D46),\"\")","v":6.0547109871600604},{"$f":"IFERROR(IF(OR(R61=\"\",'Combined scenario - input'!$D46=\"\"),\"\",R61/'Combined scenario - input'!$D46),\"\")","v":6.4911365783469117},{"$f":"IFERROR(IF(OR(S61=\"\",'Combined scenario - input'!$D46=\"\"),\"\",S61/'Combined scenario - input'!$D46),\"\")","v":6.9309869522444227},{"$f":"IFERROR(IF(OR(T61=\"\",'Combined scenario - input'!$D46=\"\"),\"\",T61/'Combined scenario - input'!$D46),\"\")","v":7.374438456462733},{"$f":"IFERROR(IF(OR(U61=\"\",'Combined scenario - input'!$D46=\"\"),\"\",U61/'Combined scenario - input'!$D46),\"\")","v":7.8216693423985841},{"$f":"IFERROR(IF(OR(V61=\"\",'Combined scenario - input'!$D46=\"\"),\"\",V61/'Combined scenario - input'!$D46),\"\")","v":8.2726034133500246},{"$f":"IFERROR(IF(OR(W61=\"\",'Combined scenario - input'!$D46=\"\"),\"\",W61/'Combined scenario - input'!$D46),\"\")","v":8.7266548895479126}]
[{"$f":"IFERROR('Combined scenario - input'!A47,\"\")","v":6},{"$f":"IFERROR('Combined scenario - input'!B47,\"\")","v":"UNDERGROUND CABLES"},{"$f":"IFERROR('Combined scenario - input'!C47,\"\")","v":"> 11 kv & < = 22 kv"},{"$f":"IFERROR(repcalc('Combined scenario - input'!$CV47:$GH47,'Combined scenario - input'!$G47,'Combined scenario - input'!$E47,'Combined scenario - input'!$F47,20,TRUE,TRUE),\"\")","v":146.45462758606098},170.7349889649746,197.09661367766378,225.30741349234762,255.06436020802326,286.0089270405108,317.74986545154388,349.89243218982597,382.07245362988749,413.99296761648407,445.46068036899766,476.41916451056994,506.97563338780873,537.41827150061545,568.2214861103098,600.03706872800637,633.67010581735894,670.03952801156527,710.12438258699228,754.8981670402801,{"$f":"IFERROR(IF(OR(D62=\"\",'Combined scenario - input'!$D47=\"\"),\"\",D62/'Combined scenario - input'!$D47),\"\")","v":1.4345809359514938},{"$f":"IFERROR(IF(OR(E62=\"\",'Combined scenario - input'!$D47=\"\"),\"\",E62/'Combined scenario - input'!$D47),\"\")","v":1.6724166679206596},{"$f":"IFERROR(IF(OR(F62=\"\",'Combined scenario - input'!$D47=\"\"),\"\",F62/'Combined scenario - input'!$D47),\"\")","v":1.9306391964734619},{"$f":"IFERROR(IF(OR(G62=\"\",'Combined scenario - input'!$D47=\"\"),\"\",G62/'Combined scenario - input'!$D47),\"\")","v":2.2069751256902266},{"$f":"IFERROR(IF(OR(H62=\"\",'Combined scenario - input'!$D47=\"\"),\"\",H62/'Combined scenario - input'!$D47),\"\")","v":2.4984561746270213},{"$f":"IFERROR(IF(OR(I62=\"\",'Combined scenario - input'!$D47=\"\"),\"\",I62/'Combined scenario - input'!$D47),\"\")","v":2.8015704317922805},{"$f":"IFERROR(IF(OR(J62=\"\",'Combined scenario - input'!$D47=\"\"),\"\",J62/'Combined scenario - input'!$D47),\"\")","v":3.1124854631860197},{"$f":"IFERROR(IF(OR(K62=\"\",'Combined scenario - input'!$D47=\"\"),\"\",K62/'Combined scenario - input'!$D47),\"\")","v":3.4273346027134943},{"$f":"IFERROR(IF(OR(L62=\"\",'Combined scenario - input'!$D47=\"\"),\"\",L62/'Combined scenario - input'!$D47),\"\")","v":3.7425506258418508},{"$f":"IFERROR(IF(OR(M62=\"\",'Combined scenario - input'!$D47=\"\"),\"\",M62/'Combined scenario - input'!$D47),\"\")","v":4.0552246709418283},{"$f":"IFERROR(IF(OR(N62=\"\",'Combined scenario - input'!$D47=\"\"),\"\",N62/'Combined scenario - input'!$D47),\"\")","v":4.3634633490691304},{"$f":"IFERROR(IF(OR(O62=\"\",'Combined scenario - input'!$D47=\"\"),\"\",O62/'Combined scenario - input'!$D47),\"\")","v":4.6667139317750825},{"$f":"IFERROR(IF(OR(P62=\"\",'Combined scenario - input'!$D47=\"\"),\"\",P62/'Combined scenario - input'!$D47),\"\")","v":4.966026616145693},{"$f":"IFERROR(IF(OR(Q62=\"\",'Combined scenario - input'!$D47=\"\"),\"\",Q62/'Combined scenario - input'!$D47),\"\")","v":5.2642242832084127},{"$f":"IFERROR(IF(OR(R62=\"\",'Combined scenario - input'!$D47=\"\"),\"\",R62/'Combined scenario - input'!$D47),\"\")","v":5.5659539395084359},{"$f":"IFERROR(IF(OR(S62=\"\",'Combined scenario - input'!$D47=\"\"),\"\",S62/'Combined scenario - input'!$D47),\"\")","v":5.877600140395578},{"$f":"IFERROR(IF(OR(T62=\"\",'Combined scenario - input'!$D47=\"\"),\"\",T62/'Combined scenario - input'!$D47),\"\")","v":6.207049025840881},{"$f":"IFERROR(IF(OR(U62=\"\",'Combined scenario - input'!$D47=\"\"),\"\",U62/'Combined scenario - input'!$D47),\"\")","v":6.5633018844316426},{"$f":"IFERROR(IF(OR(V62=\"\",'Combined scenario - input'!$D47=\"\"),\"\",V62/'Combined scenario - input'!$D47),\"\")","v":6.9559488710248383},{"$f":"IFERROR(IF(OR(W62=\"\",'Combined scenario - input'!$D47=\"\"),\"\",W62/'Combined scenario - input'!$D47),\"\")","v":7.394525778192512}]
[{"$f":"IFERROR('Combined scenario - input'!A48,\"\")","v":6},{"$f":"IFERROR('Combined scenario - input'!B48,\"\")","v":"UNDERGROUND CABLES"},{"$f":"IFERROR('Combined scenario - input'!C48,\"\")","v":"> 22 kv & < = 33 kv"},{"$f":"IFERROR(repcalc('Combined scenario - input'!$CV48:$GH48,'Combined scenario - input'!$G48,'Combined scenario - input'!$E48,'Combined scenario - input'!$F48,20,TRUE,TRUE),\"\")","v":42.298124852535814},50.569879645433936,59.594967984245152,69.228783221933043,79.274973915422152,89.48926958075711,99.587463696104493,109.2574050853231,118.17441418860514,126.01912410942607,132.49640451765075,137.35381097723095,140.39795059168605,141.50728368560448,140.64018255770722,137.83750966390929,133.21950625851369,126.97733344883008,119.36011310654217,110.65871597364843,{"$f":"IFERROR(IF(OR(D63=\"\",'Combined scenario - input'!$D48=\"\"),\"\",D63/'Combined scenario - input'!$D48),\"\")","v":0.41432684333778796},{"$f":"IFERROR(IF(OR(E63=\"\",'Combined scenario - input'!$D48=\"\"),\"\",E63/'Combined scenario - input'!$D48),\"\")","v":0.49535194939518407},{"$f":"IFERROR(IF(OR(F63=\"\",'Combined scenario - input'!$D48=\"\"),\"\",F63/'Combined scenario - input'!$D48),\"\")","v":0.58375625514870866},{"$f":"IFERROR(IF(OR(G63=\"\",'Combined scenario - input'!$D48=\"\"),\"\",G63/'Combined scenario - input'!$D48),\"\")","v":0.67812328136196187},{"$f":"IFERROR(IF(OR(H63=\"\",'Combined scenario - input'!$D48=\"\"),\"\",H63/'Combined scenario - input'!$D48),\"\")","v":0.77652968807890799},{"$f":"IFERROR(IF(OR(I63=\"\",'Combined scenario - input'!$D48=\"\"),\"\",I63/'Combined scenario - input'!$D48),\"\")","v":0.87658274940707148},{"$f":"IFERROR(IF(OR(J63=\"\",'Combined scenario - input'!$D48=\"\"),\"\",J63/'Combined scenario - input'!$D48),\"\")","v":0.97549855018572651},{"$f":"IFERROR(IF(OR(K63=\"\",'Combined scenario - input'!$D48=\"\"),\"\",K63/'Combined scenario - input'!$D48),\"\")","v":1.0702194463253145},{"$f":"IFERROR(IF(OR(L63=\"\",'Combined scenario - input'!$D48=\"\"),\"\",L63/'Combined scenario - input'!$D48),\"\")","v":1.1575650732687668},{"$f":"IFERROR(IF(OR(M63=\"\",'Combined scenario - input'!$D48=\"\"),\"\",M63/'Combined scenario - input'!$D48),\"\")","v":1.2344071060947093},{"$f":"IFERROR(IF(OR(N63=\"\",'Combined scenario - input'!$D48=\"\"),\"\",N63/'Combined scenario - input'!$D48),\"\")","v":1.2978546266245121},{"$f":"IFERROR(IF(OR(O63=\"\",'Combined scenario - input'!$D48=\"\"),\"\",O63/'Combined scenario - input'!$D48),\"\")","v":1.3454348418757276},{"$f":"IFERROR(IF(OR(P63=\"\",'Combined scenario - input'!$D48=\"\"),\"\",P63/'Combined scenario - input'!$D48),\"\")","v":1.3752533920250276},{"$f":"IFERROR(IF(OR(Q63=\"\",'Combined scenario - input'!$D48=\"\"),\"\",Q63/'Combined scenario - input'!$D48),\"\")","v":1.3861197479359755},{"$f":"IFERROR(IF(OR(R63=\"\",'Combined scenario - input'!$D48=\"\"),\"\",R63/'Combined scenario - input'!$D48),\"\")","v":1.3776261498289954},{"$f":"IFERROR(IF(OR(S63=\"\",'Combined scenario - input'!$D48=\"\"),\"\",S63/'Combined scenario - input'!$D48),\"\")","v":1.3501728616030029},{"$f":"IFERROR(IF(OR(T63=\"\",'Combined scenario - input'!$D48=\"\"),\"\",T63/'Combined scenario - input'!$D48),\"\")","v":1.3049376938467188},{"$f":"IFERROR(IF(OR(U63=\"\",'Combined scenario - input'!$D48=\"\"),\"\",U63/'Combined scenario - input'!$D48),\"\")","v":1.2437931451268449},{"$f":"IFERROR(IF(OR(V63=\"\",'Combined scenario - input'!$D48=\"\"),\"\",V63/'Combined scenario - input'!$D48),\"\")","v":1.1691794625952581},{"$f":"IFERROR(IF(OR(W63=\"\",'Combined scenario - input'!$D48=\"\"),\"\",W63/'Combined scenario - input'!$D48),\"\")","v":1.0839458400819846}]
[{"$f":"IFERROR('Combined scenario - input'!A49,\"\")","v":""},{"$f":"IFERROR('Combined scenario - input'!B49,\"\")","v":""},{"$f":"IFERROR('Combined scenario - input'!C49,\"\")","v":""},{"$f":"IFERROR(repcalc('Combined scenario - input'!$CV49:$GH49,'Combined scenario - input'!$G49,'Combined scenario - input'!$E49,'Combined scenario - input'!$F49,20,TRUE,TRUE),\"\")","v":""},"","","","","","","","","","","","","","","","","","","",{"$f":"IFERROR(IF(OR(D64=\"\",'Combined scenario - input'!$D49=\"\"),\"\",D64/'Combined scenario - input'!$D49),\"\")","v":""},{"$f":"IFERROR(IF(OR(E64=\"\",'Combined scenario - input'!$D49=\"\"),\"\",E64/'Combined scenario - input'!$D49),\"\")","v":""},{"$f":"IFERROR(IF(OR(F64=\"\",'Combined scenario - input'!$D49=\"\"),\"\",F64/'Combined scenario - input'!$D49),\"\")","v":""},{"$f":"IFERROR(IF(OR(G64=\"\",'Combined scenario - input'!$D49=\"\"),\"\",G64/'Combined scenario - input'!$D49),\"\")","v":""},{"$f":"IFERROR(IF(OR(H64=\"\",'Combined scenario - input'!$D49=\"\"),\"\",H64/'Combined scenario - input'!$D49),\"\")","v":""},{"$f":"IFERROR(IF(OR(I64=\"\",'Combined scenario - input'!$D49=\"\"),\"\",I64/'Combined scenario - input'!$D49),\"\")","v":""},{"$f":"IFERROR(IF(OR(J64=\"\",'Combined scenario - input'!$D49=\"\"),\"\",J64/'Combined scenario - input'!$D49),\"\")","v":""},{"$f":"IFERROR(IF(OR(K64=\"\",'Combined scenario - input'!$D49=\"\"),\"\",K64/'Combined scenario - input'!$D49),\"\")","v":""},{"$f":"IFERROR(IF(OR(L64=\"\",'Combined scenario - input'!$D49=\"\"),\"\",L64/'Combined scenario - input'!$D49),\"\")","v":""},{"$f":"IFERROR(IF(OR(M64=\"\",'Combined scenario - input'!$D49=\"\"),\"\",M64/'Combined scenario - input'!$D49),\"\")","v":""},{"$f":"IFERROR(IF(OR(N64=\"\",'Combined scenario - input'!$D49=\"\"),\"\",N64/'Combined scenario - input'!$D49),\"\")","v":""},{"$f":"IFERROR(IF(OR(O64=\"\",'Combined scenario - input'!$D49=\"\"),\"\",O64/'Combined scenario - input'!$D49),\"\")","v":""},{"$f":"IFERROR(IF(OR(P64=\"\",'Combined scenario - input'!$D49=\"\"),\"\",P64/'Combined scenario - input'!$D49),\"\")","v":""},{"$f":"IFERROR(IF(OR(Q64=\"\",'Combined scenario - input'!$D49=\"\"),\"\",Q64/'Combined scenario - input'!$D49),\"\")","v":""},{"$f":"IFERROR(IF(OR(R64=\"\",'Combined scenario - input'!$D49=\"\"),\"\",R64/'Combined scenario - input'!$D49),\"\")","v":""},{"$f":"IFERROR(IF(OR(S64=\"\",'Combined scenario - input'!$D49=\"\"),\"\",S64/'Combined scenario - input'!$D49),\"\")","v":""},{"$f":"IFERROR(IF(OR(T64=\"\",'Combined scenario - input'!$D49=\"\"),\"\",T64/'Combined scenario - input'!$D49),\"\")","v":""},{"$f":"IFERROR(IF(OR(U64=\"\",'Combined scenario - input'!$D49=\"\"),\"\",U64/'Combined scenario - input'!$D49),\"\")","v":""},{"$f":"IFERROR(IF(OR(V64=\"\",'Combined scenario - input'!$D49=\"\"),\"\",V64/'Combined scenario - input'!$D49),\"\")","v":""},{"$f":"IFERROR(IF(OR(W64=\"\",'Combined scenario - input'!$D49=\"\"),\"\",W64/'Combined scenario - input'!$D49),\"\")","v":""}]
[{"$f":"IFERROR('Combined scenario - input'!A50,\"\")","v":""},{"$f":"IFERROR('Combined scenario - input'!B50,\"\")","v":""},{"$f":"IFERROR('Combined scenario - input'!C50,\"\")","v":""},{"$f":"IFERROR(repcalc('Combined scenario - input'!$CV50:$GH50,'Combined scenario - input'!$G50,'Combined scenario - input'!$E50,'Combined scenario - input'!$F50,20,TRUE,TRUE),\"\")","v":""},"","","","","","","","","","","","","","","","","","","",{"$f":"IFERROR(IF(OR(D65=\"\",'Combined scenario - input'!$D50=\"\"),\"\",D65/'Combined scenario - input'!$D50),\"\")","v":""},{"$f":"IFERROR(IF(OR(E65=\"\",'Combined scenario - input'!$D50=\"\"),\"\",E65/'Combined scenario - input'!$D50),\"\")","v":""},{"$f":"IFERROR(IF(OR(F65=\"\",'Combined scenario - input'!$D50=\"\"),\"\",F65/'Combined scenario - input'!$D50),\"\")","v":""},{"$f":"IFERROR(IF(OR(G65=\"\",'Combined scenario - input'!$D50=\"\"),\"\",G65/'Combined scenario - input'!$D50),\"\")","v":""},{"$f":"IFERROR(IF(OR(H65=\"\",'Combined scenario - input'!$D50=\"\"),\"\",H65/'Combined scenario - input'!$D50),\"\")","v":""},{"$f":"IFERROR(IF(OR(I65=\"\",'Combined scenario - input'!$D50=\"\"),\"\",I65/'Combined scenario - input'!$D50),\"\")","v":""},{"$f":"IFERROR(IF(OR(J65=\"\",'Combined scenario - input'!$D50=\"\"),\"\",J65/'Combined scenario - input'!$D50),\"\")","v":""},{"$f":"IFERROR(IF(OR(K65=\"\",'Combined scenario - input'!$D50=\"\"),\"\",K65/'Combined scenario - input'!$D50),\"\")","v":""},{"$f":"IFERROR(IF(OR(L65=\"\",'Combined scenario - input'!$D50=\"\"),\"\",L65/'Combined scenario - input'!$D50),\"\")","v":""},{"$f":"IFERROR(IF(OR(M65=\"\",'Combined scenario - input'!$D50=\"\"),\"\",M65/'Combined scenario - input'!$D50),\"\")","v":""},{"$f":"IFERROR(IF(OR(N65=\"\",'Combined scenario - input'!$D50=\"\"),\"\",N65/'Combined scenario - input'!$D50),\"\")","v":""},{"$f":"IFERROR(IF(OR(O65=\"\",'Combined scenario - input'!$D50=\"\"),\"\",O65/'Combined scenario - input'!$D50),\"\")","v":""},{"$f":"IFERROR(IF(OR(P65=\"\",'Combined scenario - input'!$D50=\"\"),\"\",P65/'Combined scenario - input'!$D50),\"\")","v":""},{"$f":"IFERROR(IF(OR(Q65=\"\",'Combined scenario - input'!$D50=\"\"),\"\",Q65/'Combined scenario - input'!$D50),\"\")","v":""},{"$f":"IFERROR(IF(OR(R65=\"\",'Combined scenario - input'!$D50=\"\"),\"\",R65/'Combined scenario - input'!$D50),\"\")","v":""},{"$f":"IFERROR(IF(OR(S65=\"\",'Combined scenario - input'!$D50=\"\"),\"\",S65/'Combined scenario - input'!$D50),\"\")","v":""},{"$f":"IFERROR(IF(OR(T65=\"\",'Combined scenario - input'!$D50=\"\"),\"\",T65/'Combined scenario - input'!$D50),\"\")","v":""},{"$f":"IFERROR(IF(OR(U65=\"\",'Combined scenario - input'!$D50=\"\"),\"\",U65/'Combined scenario - input'!$D50),\"\")","v":""},{"$f":"IFERROR(IF(OR(V65=\"\",'Combined scenario - input'!$D50=\"\"),\"\",V65/'Combined scenario - input'!$D50),\"\")","v":""},{"$f":"IFERROR(IF(OR(W65=\"\",'Combined scenario - input'!$D50=\"\"),\"\",W65/'Combined scenario - input'!$D50),\"\")","v":""}]
[{"$f":"IFERROR('Combined scenario - input'!A51,\"\")","v":""},{"$f":"IFERROR('Combined scenario - input'!B51,\"\")","v":""},{"$f":"IFERROR('Combined scenario - input'!C51,\"\")","v":""},{"$f":"IFERROR(repcalc('Combined scenario - input'!$CV51:$GH51,'Combined scenario - input'!$G51,'Combined scenario - input'!$E51,'Combined scenario - input'!$F51,20,TRUE,TRUE),\"\")","v":""},"","","","","","","","","","","","","","","","","","","",{"$f":"IFERROR(IF(OR(D66=\"\",'Combined scenario - input'!$D51=\"\"),\"\",D66/'Combined scenario - input'!$D51),\"\")","v":""},{"$f":"IFERROR(IF(OR(E66=\"\",'Combined scenario - input'!$D51=\"\"),\"\",E66/'Combined scenario - input'!$D51),\"\")","v":""},{"$f":"IFERROR(IF(OR(F66=\"\",'Combined scenario - input'!$D51=\"\"),\"\",F66/'Combined scenario - input'!$D51),\"\")","v":""},{"$f":"IFERROR(IF(OR(G66=\"\",'Combined scenario - input'!$D51=\"\"),\"\",G66/'Combined scenario - input'!$D51),\"\")","v":""},{"$f":"IFERROR(IF(OR(H66=\"\",'Combined scenario - input'!$D51=\"\"),\"\",H66/'Combined scenario - input'!$D51),\"\")","v":""},{"$f":"IFERROR(IF(OR(I66=\"\",'Combined scenario - input'!$D51=\"\"),\"\",I66/'Combined scenario - input'!$D51),\"\")","v":""},{"$f":"IFERROR(IF(OR(J66=\"\",'Combined scenario - input'!$D51=\"\"),\"\",J66/'Combined scenario - input'!$D51),\"\")","v":""},{"$f":"IFERROR(IF(OR(K66=\"\",'Combined scenario - input'!$D51=\"\"),\"\",K66/'Combined scenario - input'!$D51),\"\")","v":""},{"$f":"IFERROR(IF(OR(L66=\"\",'Combined scenario - input'!$D51=\"\"),\"\",L66/'Combined scenario - input'!$D51),\"\")","v":""},{"$f":"IFERROR(IF(OR(M66=\"\",'Combined scenario - input'!$D51=\"\"),\"\",M66/'Combined scenario - input'!$D51),\"\")","v":""},{"$f":"IFERROR(IF(OR(N66=\"\",'Combined scenario - input'!$D51=\"\"),\"\",N66/'Combined scenario - input'!$D51),\"\")","v":""},{"$f":"IFERROR(IF(OR(O66=\"\",'Combined scenario - input'!$D51=\"\"),\"\",O66/'Combined scenario - input'!$D51),\"\")","v":""},{"$f":"IFERROR(IF(OR(P66=\"\",'Combined scenario - input'!$D51=\"\"),\"\",P66/'Combined scenario - input'!$D51),\"\")","v":""},{"$f":"IFERROR(IF(OR(Q66=\"\",'Combined scenario - input'!$D51=\"\"),\"\",Q66/'Combined scenario - input'!$D51),\"\")","v":""},{"$f":"IFERROR(IF(OR(R66=\"\",'Combined scenario - input'!$D51=\"\"),\"\",R66/'Combined scenario - input'!$D51),\"\")","v":""},{"$f":"IFERROR(IF(OR(S66=\"\",'Combined scenario - input'!$D51=\"\"),\"\",S66/'Combined scenario - input'!$D51),\"\")","v":""},{"$f":"IFERROR(IF(OR(T66=\"\",'Combined scenario - input'!$D51=\"\"),\"\",T66/'Combined scenario - input'!$D51),\"\")","v":""},{"$f":"IFERROR(IF(OR(U66=\"\",'Combined scenario - input'!$D51=\"\"),\"\",U66/'Combined scenario - input'!$D51),\"\")","v":""},{"$f":"IFERROR(IF(OR(V66=\"\",'Combined scenario - input'!$D51=\"\"),\"\",V66/'Combined scenario - input'!$D51),\"\")","v":""},{"$f":"IFERROR(IF(OR(W66=\"\",'Combined scenario - input'!$D51=\"\"),\"\",W66/'Combined scenario - input'!$D51),\"\")","v":""}]
[{"$f":"IFERROR('Combined scenario - input'!A52,\"\")","v":""},{"$f":"IFERROR('Combined scenario - input'!B52,\"\")","v":""},{"$f":"IFERROR('Combined scenario - input'!C52,\"\")","v":""},{"$f":"IFERROR(repcalc('Combined scenario - input'!$CV52:$GH52,'Combined scenario - input'!$G52,'Combined scenario - input'!$E52,'Combined scenario - input'!$F52,20,TRUE,TRUE),\"\")","v":""},"","","","","","","","","","","","","","","","","","","",{"$f":"IFERROR(IF(OR(D67=\"\",'Combined scenario - input'!$D52=\"\"),\"\",D67/'Combined scenario - input'!$D52),\"\")","v":""},{"$f":"IFERROR(IF(OR(E67=\"\",'Combined scenario - input'!$D52=\"\"),\"\",E67/'Combined scenario - input'!$D52),\"\")","v":""},{"$f":"IFERROR(IF(OR(F67=\"\",'Combined scenario - input'!$D52=\"\"),\"\",F67/'Combined scenario - input'!$D52),\"\")","v":""},{"$f":"IFERROR(IF(OR(G67=\"\",'Combined scenario - input'!$D52=\"\"),\"\",G67/'Combined scenario - input'!$D52),\"\")","v":""},{"$f":"IFERROR(IF(OR(H67=\"\",'Combined scenario - input'!$D52=\"\"),\"\",H67/'Combined scenario - input'!$D52),\"\")","v":""},{"$f":"IFERROR(IF(OR(I67=\"\",'Combined scenario - input'!$D52=\"\"),\"\",I67/'Combined scenario - input'!$D52),\"\")","v":""},{"$f":"IFERROR(IF(OR(J67=\"\",'Combined scenario - input'!$D52=\"\"),\"\",J67/'Combined scenario - input'!$D52),\"\")","v":""},{"$f":"IFERROR(IF(OR(K67=\"\",'Combined scenario - input'!$D52=\"\"),\"\",K67/'Combined scenario - input'!$D52),\"\")","v":""},{"$f":"IFERROR(IF(OR(L67=\"\",'Combined scenario - input'!$D52=\"\"),\"\",L67/'Combined scenario - input'!$D52),\"\")","v":""},{"$f":"IFERROR(IF(OR(M67=\"\",'Combined scenario - input'!$D52=\"\"),\"\",M67/'Combined scenario - input'!$D52),\"\")","v":""},{"$f":"IFERROR(IF(OR(N67=\"\",'Combined scenario - input'!$D52=\"\"),\"\",N67/'Combined scenario - input'!$D52),\"\")","v":""},{"$f":"IFERROR(IF(OR(O67=\"\",'Combined scenario - input'!$D52=\"\"),\"\",O67/'Combined scenario - input'!$D52),\"\")","v":""},{"$f":"IFERROR(IF(OR(P67=\"\",'Combined scenario - input'!$D52=\"\"),\"\",P67/'Combined scenario - input'!$D52),\"\")","v":""},{"$f":"IFERROR(IF(OR(Q67=\"\",'Combined scenario - input'!$D52=\"\"),\"\",Q67/'Combined scenario - input'!$D52),\"\")","v":""},{"$f":"IFERROR(IF(OR(R67=\"\",'Combined scenario - input'!$D52=\"\"),\"\",R67/'Combined scenario - input'!$D52),\"\")","v":""},{"$f":"IFERROR(IF(OR(S67=\"\",'Combined scenario - input'!$D52=\"\"),\"\",S67/'Combined scenario - input'!$D52),\"\")","v":""},{"$f":"IFERROR(IF(OR(T67=\"\",'Combined scenario - input'!$D52=\"\"),\"\",T67/'Combined scenario - input'!$D52),\"\")","v":""},{"$f":"IFERROR(IF(OR(U67=\"\",'Combined scenario - input'!$D52=\"\"),\"\",U67/'Combined scenario - input'!$D52),\"\")","v":""},{"$f":"IFERROR(IF(OR(V67=\"\",'Combined scenario - input'!$D52=\"\"),\"\",V67/'Combined scenario - input'!$D52),\"\")","v":""},{"$f":"IFERROR(IF(OR(W67=\"\",'Combined scenario - input'!$D52=\"\"),\"\",W67/'Combined scenario - input'!$D52),\"\")","v":""}]
[{"$f":"IFERROR('Combined scenario - input'!A53,\"\")","v":""},{"$f":"IFERROR('Combined scenario - input'!B53,\"\")","v":""},{"$f":"IFERROR('Combined scenario - input'!C53,\"\")","v":""},{"$f":"IFERROR(repcalc('Combined scenario - input'!$CV53:$GH53,'Combined scenario - input'!$G53,'Combined scenario - input'!$E53,'Combined scenario - input'!$F53,20,TRUE,TRUE),\"\")","v":""},"","","","","","","","","","","","","","","","","","","",{"$f":"IFERROR(IF(OR(D68=\"\",'Combined scenario - input'!$D53=\"\"),\"\",D68/'Combined scenario - input'!$D53),\"\")","v":""},{"$f":"IFERROR(IF(OR(E68=\"\",'Combined scenario - input'!$D53=\"\"),\"\",E68/'Combined scenario - input'!$D53),\"\")","v":""},{"$f":"IFERROR(IF(OR(F68=\"\",'Combined scenario - input'!$D53=\"\"),\"\",F68/'Combined scenario - input'!$D53),\"\")","v":""},{"$f":"IFERROR(IF(OR(G68=\"\",'Combined scenario - input'!$D53=\"\"),\"\",G68/'Combined scenario - input'!$D53),\"\")","v":""},{"$f":"IFERROR(IF(OR(H68=\"\",'Combined scenario - input'!$D53=\"\"),\"\",H68/'Combined scenario - input'!$D53),\"\")","v":""},{"$f":"IFERROR(IF(OR(I68=\"\",'Combined scenario - input'!$D53=\"\"),\"\",I68/'Combined scenario - input'!$D53),\"\")","v":""},{"$f":"IFERROR(IF(OR(J68=\"\",'Combined scenario - input'!$D53=\"\"),\"\",J68/'Combined scenario - input'!$D53),\"\")","v":""},{"$f":"IFERROR(IF(OR(K68=\"\",'Combined scenario - input'!$D53=\"\"),\"\",K68/'Combined scenario - input'!$D53),\"\")","v":""},{"$f":"IFERROR(IF(OR(L68=\"\",'Combined scenario - input'!$D53=\"\"),\"\",L68/'Combined scenario - input'!$D53),\"\")","v":""},{"$f":"IFERROR(IF(OR(M68=\"\",'Combined scenario - input'!$D53=\"\"),\"\",M68/'Combined scenario - input'!$D53),\"\")","v":""},{"$f":"IFERROR(IF(OR(N68=\"\",'Combined scenario - input'!$D53=\"\"),\"\",N68/'Combined scenario - input'!$D53),\"\")","v":""},{"$f":"IFERROR(IF(OR(O68=\"\",'Combined scenario - input'!$D53=\"\"),\"\",O68/'Combined scenario - input'!$D53),\"\")","v":""},{"$f":"IFERROR(IF(OR(P68=\"\",'Combined scenario - input'!$D53=\"\"),\"\",P68/'Combined scenario - input'!$D53),\"\")","v":""},{"$f":"IFERROR(IF(OR(Q68=\"\",'Combined scenario - input'!$D53=\"\"),\"\",Q68/'Combined scenario - input'!$D53),\"\")","v":""},{"$f":"IFERROR(IF(OR(R68=\"\",'Combined scenario - input'!$D53=\"\"),\"\",R68/'Combined scenario - input'!$D53),\"\")","v":""},{"$f":"IFERROR(IF(OR(S68=\"\",'Combined scenario - input'!$D53=\"\"),\"\",S68/'Combined scenario - input'!$D53),\"\")","v":""},{"$f":"IFERROR(IF(OR(T68=\"\",'Combined scenario - input'!$D53=\"\"),\"\",T68/'Combined scenario - input'!$D53),\"\")","v":""},{"$f":"IFERROR(IF(OR(U68=\"\",'Combined scenario - input'!$D53=\"\"),\"\",U68/'Combined scenario - input'!$D53),\"\")","v":""},{"$f":"IFERROR(IF(OR(V68=\"\",'Combined scenario - input'!$D53=\"\"),\"\",V68/'Combined scenario - input'!$D53),\"\")","v":""},{"$f":"IFERROR(IF(OR(W68=\"\",'Combined scenario - input'!$D53=\"\"),\"\",W68/'Combined scenario - input'!$D53),\"\")","v":""}]
[{"$f":"IFERROR('Combined scenario - input'!A54,\"\")","v":""},{"$f":"IFERROR('Combined scenario - input'!B54,\"\")","v":""},{"$f":"IFERROR('Combined scenario - input'!C54,\"\")","v":""},{"$f":"IFERROR(repcalc('Combined scenario - input'!$CV54:$GH54,'Combined scenario - input'!$G54,'Combined scenario - input'!$E54,'Combined scenario - input'!$F54,20,TRUE,TRUE),\"\")","v":""},"","","","","","","","","","","","","","","","","","","",{"$f":"IFERROR(IF(OR(D69=\"\",'Combined scenario - input'!$D54=\"\"),\"\",D69/'Combined scenario - input'!$D54),\"\")","v":""},{"$f":"IFERROR(IF(OR(E69=\"\",'Combined scenario - input'!$D54=\"\"),\"\",E69/'Combined scenario - input'!$D54),\"\")","v":""},{"$f":"IFERROR(IF(OR(F69=\"\",'Combined scenario - input'!$D54=\"\"),\"\",F69/'Combined scenario - input'!$D54),\"\")","v":""},{"$f":"IFERROR(IF(OR(G69=\"\",'Combined scenario - input'!$D54=\"\"),\"\",G69/'Combined scenario - input'!$D54),\"\")","v":""},{"$f":"IFERROR(IF(OR(H69=\"\",'Combined scenario - input'!$D54=\"\"),\"\",H69/'Combined scenario - input'!$D54),\"\")","v":""},{"$f":"IFERROR(IF(OR(I69=\"\",'Combined scenario - input'!$D54=\"\"),\"\",I69/'Combined scenario - input'!$D54),\"\")","v":""},{"$f":"IFERROR(IF(OR(J69=\"\",'Combined scenario - input'!$D54=\"\"),\"\",J69/'Combined scenario - input'!$D54),\"\")","v":""},{"$f":"IFERROR(IF(OR(K69=\"\",'Combined scenario - input'!$D54=\"\"),\"\",K69/'Combined scenario - input'!$D54),\"\")","v":""},{"$f":"IFERROR(IF(OR(L69=\"\",'Combined scenario - input'!$D54=\"\"),\"\",L69/'Combined scenario - input'!$D54),\"\")","v":""},{"$f":"IFERROR(IF(OR(M69=\"\",'Combined scenario - input'!$D54=\"\"),\"\",M69/'Combined scenario - input'!$D54),\"\")","v":""},{"$f":"IFERROR(IF(OR(N69=\"\",'Combined scenario - input'!$D54=\"\"),\"\",N69/'Combined scenario - input'!$D54),\"\")","v":""},{"$f":"IFERROR(IF(OR(O69=\"\",'Combined scenario - input'!$D54=\"\"),\"\",O69/'Combined scenario - input'!$D54),\"\")","v":""},{"$f":"IFERROR(IF(OR(P69=\"\",'Combined scenario - input'!$D54=\"\"),\"\",P69/'Combined scenario - input'!$D54),\"\")","v":""},{"$f":"IFERROR(IF(OR(Q69=\"\",'Combined scenario - input'!$D54=\"\"),\"\",Q69/'Combined scenario - input'!$D54),\"\")","v":""},{"$f":"IFERROR(IF(OR(R69=\"\",'Combined scenario - input'!$D54=\"\"),\"\",R69/'Combined scenario - input'!$D54),\"\")","v":""},{"$f":"IFERROR(IF(OR(S69=\"\",'Combined scenario - input'!$D54=\"\"),\"\",S69/'Combined scenario - input'!$D54),\"\")","v":""},{"$f":"IFERROR(IF(OR(T69=\"\",'Combined scenario - input'!$D54=\"\"),\"\",T69/'Combined scenario - input'!$D54),\"\")","v":""},{"$f":"IFERROR(IF(OR(U69=\"\",'Combined scenario - input'!$D54=\"\"),\"\",U69/'Combined scenario - input'!$D54),\"\")","v":""},{"$f":"IFERROR(IF(OR(V69=\"\",'Combined scenario - input'!$D54=\"\"),\"\",V69/'Combined scenario - input'!$D54),\"\")","v":""},{"$f":"IFERROR(IF(OR(W69=\"\",'Combined scenario - input'!$D54=\"\"),\"\",W69/'Combined scenario - input'!$D54),\"\")","v":""}]
[{"$f":"IFERROR('Combined scenario - input'!A55,\"\")","v":""},{"$f":"IFERROR('Combined scenario - input'!B55,\"\")","v":""},{"$f":"IFERROR('Combined scenario - input'!C55,\"\")","v":""},{"$f":"IFERROR(repcalc('Combined scenario - input'!$CV55:$GH55,'Combined scenario - input'!$G55,'Combined scenario - input'!$E55,'Combined scenario - input'!$F55,20,TRUE,TRUE),\"\")","v":""},"","","","","","","","","","","","","","","","","","","",{"$f":"IFERROR(IF(OR(D70=\"\",'Combined scenario - input'!$D55=\"\"),\"\",D70/'Combined scenario - input'!$D55),\"\")","v":""},{"$f":"IFERROR(IF(OR(E70=\"\",'Combined scenario - input'!$D55=\"\"),\"\",E70/'Combined scenario - input'!$D55),\"\")","v":""},{"$f":"IFERROR(IF(OR(F70=\"\",'Combined scenario - input'!$D55=\"\"),\"\",F70/'Combined scenario - input'!$D55),\"\")","v":""},{"$f":"IFERROR(IF(OR(G70=\"\",'Combined scenario - input'!$D55=\"\"),\"\",G70/'Combined scenario - input'!$D55),\"\")","v":""},{"$f":"IFERROR(IF(OR(H70=\"\",'Combined scenario - input'!$D55=\"\"),\"\",H70/'Combined scenario - input'!$D55),\"\")","v":""},{"$f":"IFERROR(IF(OR(I70=\"\",'Combined scenario - input'!$D55=\"\"),\"\",I70/'Combined scenario - input'!$D55),\"\")","v":""},{"$f":"IFERROR(IF(OR(J70=\"\",'Combined scenario - input'!$D55=\"\"),\"\",J70/'Combined scenario - input'!$D55),\"\")","v":""},{"$f":"IFERROR(IF(OR(K70=\"\",'Combined scenario - input'!$D55=\"\"),\"\",K70/'Combined scenario - input'!$D55),\"\")","v":""},{"$f":"IFERROR(IF(OR(L70=\"\",'Combined scenario - input'!$D55=\"\"),\"\",L70/'Combined scenario - input'!$D55),\"\")","v":""},{"$f":"IFERROR(IF(OR(M70=\"\",'Combined scenario - input'!$D55=\"\"),\"\",M70/'Combined scenario - input'!$D55),\"\")","v":""},{"$f":"IFERROR(IF(OR(N70=\"\",'Combined scenario - input'!$D55=\"\"),\"\",N70/'Combined scenario - input'!$D55),\"\")","v":""},{"$f":"IFERROR(IF(OR(O70=\"\",'Combined scenario - input'!$D55=\"\"),\"\",O70/'Combined scenario - input'!$D55),\"\")","v":""},{"$f":"IFERROR(IF(OR(P70=\"\",'Combined scenario - input'!$D55=\"\"),\"\",P70/'Combined scenario - input'!$D55),\"\")","v":""},{"$f":"IFERROR(IF(OR(Q70=\"\",'Combined scenario - input'!$D55=\"\"),\"\",Q70/'Combined scenario - input'!$D55),\"\")","v":""},{"$f":"IFERROR(IF(OR(R70=\"\",'Combined scenario - input'!$D55=\"\"),\"\",R70/'Combined scenario - input'!$D55),\"\")","v":""},{"$f":"IFERROR(IF(OR(S70=\"\",'Combined scenario - input'!$D55=\"\"),\"\",S70/'Combined scenario - input'!$D55),\"\")","v":""},{"$f":"IFERROR(IF(OR(T70=\"\",'Combined scenario - input'!$D55=\"\"),\"\",T70/'Combined scenario - input'!$D55),\"\")","v":""},{"$f":"IFERROR(IF(OR(U70=\"\",'Combined scenario - input'!$D55=\"\"),\"\",U70/'Combined scenario - input'!$D55),\"\")","v":""},{"$f":"IFERROR(IF(OR(V70=\"\",'Combined scenario - input'!$D55=\"\"),\"\",V70/'Combined scenario - input'!$D55),\"\")","v":""},{"$f":"IFERROR(IF(OR(W70=\"\",'Combined scenario - input'!$D55=\"\"),\"\",W70/'Combined scenario - input'!$D55),\"\")","v":""}]
[{"$f":"IFERROR('Combined scenario - input'!A56,\"\")","v":""},{"$f":"IFERROR('Combined scenario - input'!B56,\"\")","v":""},{"$f":"IFERROR('Combined scenario - input'!C56,\"\")","v":""},{"$f":"IFERROR(repcalc('Combined scenario - input'!$CV56:$GH56,'Combined scenario - input'!$G56,'Combined scenario - input'!$E56,'Combined scenario - input'!$F56,20,TRUE,TRUE),\"\")","v":""},"","","","","","","","","","","","","","","","","","","",{"$f":"IFERROR(IF(OR(D71=\"\",'Combined scenario - input'!$D56=\"\"),\"\",D71/'Combined scenario - input'!$D56),\"\")","v":""},{"$f":"IFERROR(IF(OR(E71=\"\",'Combined scenario - input'!$D56=\"\"),\"\",E71/'Combined scenario - input'!$D56),\"\")","v":""},{"$f":"IFERROR(IF(OR(F71=\"\",'Combined scenario - input'!$D56=\"\"),\"\",F71/'Combined scenario - input'!$D56),\"\")","v":""},{"$f":"IFERROR(IF(OR(G71=\"\",'Combined scenario - input'!$D56=\"\"),\"\",G71/'Combined scenario - input'!$D56),\"\")","v":""},{"$f":"IFERROR(IF(OR(H71=\"\",'Combined scenario - input'!$D56=\"\"),\"\",H71/'Combined scenario - input'!$D56),\"\")","v":""},{"$f":"IFERROR(IF(OR(I71=\"\",'Combined scenario - input'!$D56=\"\"),\"\",I71/'Combined scenario - input'!$D56),\"\")","v":""},{"$f":"IFERROR(IF(OR(J71=\"\",'Combined scenario - input'!$D56=\"\"),\"\",J71/'Combined scenario - input'!$D56),\"\")","v":""},{"$f":"IFERROR(IF(OR(K71=\"\",'Combined scenario - input'!$D56=\"\"),\"\",K71/'Combined scenario - input'!$D56),\"\")","v":""},{"$f":"IFERROR(IF(OR(L71=\"\",'Combined scenario - input'!$D56=\"\"),\"\",L71/'Combined scenario - input'!$D56),\"\")","v":""},{"$f":"IFERROR(IF(OR(M71=\"\",'Combined scenario - input'!$D56=\"\"),\"\",M71/'Combined scenario - input'!$D56),\"\")","v":""},{"$f":"IFERROR(IF(OR(N71=\"\",'Combined scenario - input'!$D56=\"\"),\"\",N71/'Combined scenario - input'!$D56),\"\")","v":""},{"$f":"IFERROR(IF(OR(O71=\"\",'Combined scenario - input'!$D56=\"\"),\"\",O71/'Combined scenario - input'!$D56),\"\")","v":""},{"$f":"IFERROR(IF(OR(P71=\"\",'Combined scenario - input'!$D56=\"\"),\"\",P71/'Combined scenario - input'!$D56),\"\")","v":""},{"$f":"IFERROR(IF(OR(Q71=\"\",'Combined scenario - input'!$D56=\"\"),\"\",Q71/'Combined scenario - input'!$D56),\"\")","v":""},{"$f":"IFERROR(IF(OR(R71=\"\",'Combined scenario - input'!$D56=\"\"),\"\",R71/'Combined scenario - input'!$D56),\"\")","v":""},{"$f":"IFERROR(IF(OR(S71=\"\",'Combined scenario - input'!$D56=\"\"),\"\",S71/'Combined scenario - input'!$D56),\"\")","v":""},{"$f":"IFERROR(IF(OR(T71=\"\",'Combined scenario - input'!$D56=\"\"),\"\",T71/'Combined scenario - input'!$D56),\"\")","v":""},{"$f":"IFERROR(IF(OR(U71=\"\",'Combined scenario - input'!$D56=\"\"),\"\",U71/'Combined scenario - input'!$D56),\"\")","v":""},{"$f":"IFERROR(IF(OR(V71=\"\",'Combined scenario - input'!$D56=\"\"),\"\",V71/'Combined scenario - input'!$D56),\"\")","v":""},{"$f":"IFERROR(IF(OR(W71=\"\",'Combined scenario - input'!$D56=\"\"),\"\",W71/'Combined scenario - input'!$D56),\"\")","v":""}]
[{"$f":"IFERROR('Combined scenario - input'!A57,\"\")","v":""},{"$f":"IFERROR('Combined scenario - input'!B57,\"\")","v":""},{"$f":"IFERROR('Combined scenario - input'!C57,\"\")","v":""},{"$f":"IFERROR(repcalc('Combined scenario - input'!$CV57:$GH57,'Combined scenario - input'!$G57,'Combined scenario - input'!$E57,'Combined scenario - input'!$F57,20,TRUE,TRUE),\"\")","v":""},"","","","","","","","","","","","","","","","","","","",{"$f":"IFERROR(IF(OR(D72=\"\",'Combined scenario - input'!$D57=\"\"),\"\",D72/'Combined scenario - input'!$D57),\"\")","v":""},{"$f":"IFERROR(IF(OR(E72=\"\",'Combined scenario - input'!$D57=\"\"),\"\",E72/'Combined scenario - input'!$D57),\"\")","v":""},{"$f":"IFERROR(IF(OR(F72=\"\",'Combined scenario - input'!$D57=\"\"),\"\",F72/'Combined scenario - input'!$D57),\"\")","v":""},{"$f":"IFERROR(IF(OR(G72=\"\",'Combined scenario - input'!$D57=\"\"),\"\",G72/'Combined scenario - input'!$D57),\"\")","v":""},{"$f":"IFERROR(IF(OR(H72=\"\",'Combined scenario - input'!$D57=\"\"),\"\",H72/'Combined scenario - input'!$D57),\"\")","v":""},{"$f":"IFERROR(IF(OR(I72=\"\",'Combined scenario - input'!$D57=\"\"),\"\",I72/'Combined scenario - input'!$D57),\"\")","v":""},{"$f":"IFERROR(IF(OR(J72=\"\",'Combined scenario - input'!$D57=\"\"),\"\",J72/'Combined scenario - input'!$D57),\"\")","v":""},{"$f":"IFERROR(IF(OR(K72=\"\",'Combined scenario - input'!$D57=\"\"),\"\",K72/'Combined scenario - input'!$D57),\"\")","v":""},{"$f":"IFERROR(IF(OR(L72=\"\",'Combined scenario - input'!$D57=\"\"),\"\",L72/'Combined scenario - input'!$D57),\"\")","v":""},{"$f":"IFERROR(IF(OR(M72=\"\",'Combined scenario - input'!$D57=\"\"),\"\",M72/'Combined scenario - input'!$D57),\"\")","v":""},{"$f":"IFERROR(IF(OR(N72=\"\",'Combined scenario - input'!$D57=\"\"),\"\",N72/'Combined scenario - input'!$D57),\"\")","v":""},{"$f":"IFERROR(IF(OR(O72=\"\",'Combined scenario - input'!$D57=\"\"),\"\",O72/'Combined scenario - input'!$D57),\"\")","v":""},{"$f":"IFERROR(IF(OR(P72=\"\",'Combined scenario - input'!$D57=\"\"),\"\",P72/'Combined scenario - input'!$D57),\"\")","v":""},{"$f":"IFERROR(IF(OR(Q72=\"\",'Combined scenario - input'!$D57=\"\"),\"\",Q72/'Combined scenario - input'!$D57),\"\")","v":""},{"$f":"IFERROR(IF(OR(R72=\"\",'Combined scenario - input'!$D57=\"\"),\"\",R72/'Combined scenario - input'!$D57),\"\")","v":""},{"$f":"IFERROR(IF(OR(S72=\"\",'Combined scenario - input'!$D57=\"\"),\"\",S72/'Combined scenario - input'!$D57),\"\")","v":""},{"$f":"IFERROR(IF(OR(T72=\"\",'Combined scenario - input'!$D57=\"\"),\"\",T72/'Combined scenario - input'!$D57),\"\")","v":""},{"$f":"IFERROR(IF(OR(U72=\"\",'Combined scenario - input'!$D57=\"\"),\"\",U72/'Combined scenario - input'!$D57),\"\")","v":""},{"$f":"IFERROR(IF(OR(V72=\"\",'Combined scenario - input'!$D57=\"\"),\"\",V72/'Combined scenario - input'!$D57),\"\")","v":""},{"$f":"IFERROR(IF(OR(W72=\"\",'Combined scenario - input'!$D57=\"\"),\"\",W72/'Combined scenario - input'!$D57),\"\")","v":""}]
[{"$f":"IFERROR('Combined scenario - input'!A58,\"\")","v":""},{"$f":"IFERROR('Combined scenario - input'!B58,\"\")","v":""},{"$f":"IFERROR('Combined scenario - input'!C58,\"\")","v":""},{"$f":"IFERROR(repcalc('Combined scenario - input'!$CV58:$GH58,'Combined scenario - input'!$G58,'Combined scenario - input'!$E58,'Combined scenario - input'!$F58,20,TRUE,TRUE),\"\")","v":""},"","","","","","","","","","","","","","","","","","","",{"$f":"IFERROR(IF(OR(D73=\"\",'Combined scenario - input'!$D58=\"\"),\"\",D73/'Combined scenario - input'!$D58),\"\")","v":""},{"$f":"IFERROR(IF(OR(E73=\"\",'Combined scenario - input'!$D58=\"\"),\"\",E73/'Combined scenario - input'!$D58),\"\")","v":""},{"$f":"IFERROR(IF(OR(F73=\"\",'Combined scenario - input'!$D58=\"\"),\"\",F73/'Combined scenario - input'!$D58),\"\")","v":""},{"$f":"IFERROR(IF(OR(G73=\"\",'Combined scenario - input'!$D58=\"\"),\"\",G73/'Combined scenario - input'!$D58),\"\")","v":""},{"$f":"IFERROR(IF(OR(H73=\"\",'Combined scenario - input'!$D58=\"\"),\"\",H73/'Combined scenario - input'!$D58),\"\")","v":""},{"$f":"IFERROR(IF(OR(I73=\"\",'Combined scenario - input'!$D58=\"\"),\"\",I73/'Combined scenario - input'!$D58),\"\")","v":""},{"$f":"IFERROR(IF(OR(J73=\"\",'Combined scenario - input'!$D58=\"\"),\"\",J73/'Combined scenario - input'!$D58),\"\")","v":""},{"$f":"IFERROR(IF(OR(K73=\"\",'Combined scenario - input'!$D58=\"\"),\"\",K73/'Combined scenario - input'!$D58),\"\")","v":""},{"$f":"IFERROR(IF(OR(L73=\"\",'Combined scenario - input'!$D58=\"\"),\"\",L73/'Combined scenario - input'!$D58),\"\")","v":""},{"$f":"IFERROR(IF(OR(M73=\"\",'Combined scenario - input'!$D58=\"\"),\"\",M73/'Combined scenario - input'!$D58),\"\")","v":""},{"$f":"IFERROR(IF(OR(N73=\"\",'Combined scenario - input'!$D58=\"\"),\"\",N73/'Combined scenario - input'!$D58),\"\")","v":""},{"$f":"IFERROR(IF(OR(O73=\"\",'Combined scenario - input'!$D58=\"\"),\"\",O73/'Combined scenario - input'!$D58),\"\")","v":""},{"$f":"IFERROR(IF(OR(P73=\"\",'Combined scenario - input'!$D58=\"\"),\"\",P73/'Combined scenario - input'!$D58),\"\")","v":""},{"$f":"IFERROR(IF(OR(Q73=\"\",'Combined scenario - input'!$D58=\"\"),\"\",Q73/'Combined scenario - input'!$D58),\"\")","v":""},{"$f":"IFERROR(IF(OR(R73=\"\",'Combined scenario - input'!$D58=\"\"),\"\",R73/'Combined scenario - input'!$D58),\"\")","v":""},{"$f":"IFERROR(IF(OR(S73=\"\",'Combined scenario - input'!$D58=\"\"),\"\",S73/'Combined scenario - input'!$D58),\"\")","v":""},{"$f":"IFERROR(IF(OR(T73=\"\",'Combined scenario - input'!$D58=\"\"),\"\",T73/'Combined scenario - input'!$D58),\"\")","v":""},{"$f":"IFERROR(IF(OR(U73=\"\",'Combined scenario - input'!$D58=\"\"),\"\",U73/'Combined scenario - input'!$D58),\"\")","v":""},{"$f":"IFERROR(IF(OR(V73=\"\",'Combined scenario - input'!$D58=\"\"),\"\",V73/'Combined scenario - input'!$D58),\"\")","v":""},{"$f":"IFERROR(IF(OR(W73=\"\",'Combined scenario - input'!$D58=\"\"),\"\",W73/'Combined scenario - input'!$D58),\"\")","v":""}]
[{"$f":"IFERROR('Combined scenario - input'!A59,\"\")","v":""},{"$f":"IFERROR('Combined scenario - input'!B59,\"\")","v":""},{"$f":"IFERROR('Combined scenario - input'!C59,\"\")","v":""},{"$f":"IFERROR(repcalc('Combined scenario - input'!$CV59:$GH59,'Combined scenario - input'!$G59,'Combined scenario - input'!$E59,'Combined scenario - input'!$F59,20,TRUE,TRUE),\"\")","v":""},"","","","","","","","","","","","","","","","","","","",{"$f":"IFERROR(IF(OR(D74=\"\",'Combined scenario - input'!$D59=\"\"),\"\",D74/'Combined scenario - input'!$D59),\"\")","v":""},{"$f":"IFERROR(IF(OR(E74=\"\",'Combined scenario - input'!$D59=\"\"),\"\",E74/'Combined scenario - input'!$D59),\"\")","v":""},{"$f":"IFERROR(IF(OR(F74=\"\",'Combined scenario - input'!$D59=\"\"),\"\",F74/'Combined scenario - input'!$D59),\"\")","v":""},{"$f":"IFERROR(IF(OR(G74=\"\",'Combined scenario - input'!$D59=\"\"),\"\",G74/'Combined scenario - input'!$D59),\"\")","v":""},{"$f":"IFERROR(IF(OR(H74=\"\",'Combined scenario - input'!$D59=\"\"),\"\",H74/'Combined scenario - input'!$D59),\"\")","v":""},{"$f":"IFERROR(IF(OR(I74=\"\",'Combined scenario - input'!$D59=\"\"),\"\",I74/'Combined scenario - input'!$D59),\"\")","v":""},{"$f":"IFERROR(IF(OR(J74=\"\",'Combined scenario - input'!$D59=\"\"),\"\",J74/'Combined scenario - input'!$D59),\"\")","v":""},{"$f":"IFERROR(IF(OR(K74=\"\",'Combined scenario - input'!$D59=\"\"),\"\",K74/'Combined scenario - input'!$D59),\"\")","v":""},{"$f":"IFERROR(IF(OR(L74=\"\",'Combined scenario - input'!$D59=\"\"),\"\",L74/'Combined scenario - input'!$D59),\"\")","v":""},{"$f":"IFERROR(IF(OR(M74=\"\",'Combined scenario - input'!$D59=\"\"),\"\",M74/'Combined scenario - input'!$D59),\"\")","v":""},{"$f":"IFERROR(IF(OR(N74=\"\",'Combined scenario - input'!$D59=\"\"),\"\",N74/'Combined scenario - input'!$D59),\"\")","v":""},{"$f":"IFERROR(IF(OR(O74=\"\",'Combined scenario - input'!$D59=\"\"),\"\",O74/'Combined scenario - input'!$D59),\"\")","v":""},{"$f":"IFERROR(IF(OR(P74=\"\",'Combined scenario - input'!$D59=\"\"),\"\",P74/'Combined scenario - input'!$D59),\"\")","v":""},{"$f":"IFERROR(IF(OR(Q74=\"\",'Combined scenario - input'!$D59=\"\"),\"\",Q74/'Combined scenario - input'!$D59),\"\")","v":""},{"$f":"IFERROR(IF(OR(R74=\"\",'Combined scenario - input'!$D59=\"\"),\"\",R74/'Combined scenario - input'!$D59),\"\")","v":""},{"$f":"IFERROR(IF(OR(S74=\"\",'Combined scenario - input'!$D59=\"\"),\"\",S74/'Combined scenario - input'!$D59),\"\")","v":""},{"$f":"IFERROR(IF(OR(T74=\"\",'Combined scenario - input'!$D59=\"\"),\"\",T74/'Combined scenario - input'!$D59),\"\")","v":""},{"$f":"IFERROR(IF(OR(U74=\"\",'Combined scenario - input'!$D59=\"\"),\"\",U74/'Combined scenario - input'!$D59),\"\")","v":""},{"$f":"IFERROR(IF(OR(V74=\"\",'Combined scenario - input'!$D59=\"\"),\"\",V74/'Combined scenario - input'!$D59),\"\")","v":""},{"$f":"IFERROR(IF(OR(W74=\"\",'Combined scenario - input'!$D59=\"\"),\"\",W74/'Combined scenario - input'!$D59),\"\")","v":""}]
[{"$f":"IFERROR('Combined scenario - input'!A60,\"\")","v":""},{"$f":"IFERROR('Combined scenario - input'!B60,\"\")","v":""},{"$f":"IFERROR('Combined scenario - input'!C60,\"\")","v":""},{"$f":"IFERROR(repcalc('Combined scenario - input'!$CV60:$GH60,'Combined scenario - input'!$G60,'Combined scenario - input'!$E60,'Combined scenario - input'!$F60,20,TRUE,TRUE),\"\")","v":""},"","","","","","","","","","","","","","","","","","","",{"$f":"IFERROR(IF(OR(D75=\"\",'Combined scenario - input'!$D60=\"\"),\"\",D75/'Combined scenario - input'!$D60),\"\")","v":""},{"$f":"IFERROR(IF(OR(E75=\"\",'Combined scenario - input'!$D60=\"\"),\"\",E75/'Combined scenario - input'!$D60),\"\")","v":""},{"$f":"IFERROR(IF(OR(F75=\"\",'Combined scenario - input'!$D60=\"\"),\"\",F75/'Combined scenario - input'!$D60),\"\")","v":""},{"$f":"IFERROR(IF(OR(G75=\"\",'Combined scenario - input'!$D60=\"\"),\"\",G75/'Combined scenario - input'!$D60),\"\")","v":""},{"$f":"IFERROR(IF(OR(H75=\"\",'Combined scenario - input'!$D60=\"\"),\"\",H75/'Combined scenario - input'!$D60),\"\")","v":""},{"$f":"IFERROR(IF(OR(I75=\"\",'Combined scenario - input'!$D60=\"\"),\"\",I75/'Combined scenario - input'!$D60),\"\")","v":""},{"$f":"IFERROR(IF(OR(J75=\"\",'Combined scenario - input'!$D60=\"\"),\"\",J75/'Combined scenario - input'!$D60),\"\")","v":""},{"$f":"IFERROR(IF(OR(K75=\"\",'Combined scenario - input'!$D60=\"\"),\"\",K75/'Combined scenario - input'!$D60),\"\")","v":""},{"$f":"IFERROR(IF(OR(L75=\"\",'Combined scenario - input'!$D60=\"\"),\"\",L75/'Combined scenario - input'!$D60),\"\")","v":""},{"$f":"IFERROR(IF(OR(M75=\"\",'Combined scenario - input'!$D60=\"\"),\"\",M75/'Combined scenario - input'!$D60),\"\")","v":""},{"$f":"IFERROR(IF(OR(N75=\"\",'Combined scenario - input'!$D60=\"\"),\"\",N75/'Combined scenario - input'!$D60),\"\")","v":""},{"$f":"IFERROR(IF(OR(O75=\"\",'Combined scenario - input'!$D60=\"\"),\"\",O75/'Combined scenario - input'!$D60),\"\")","v":""},{"$f":"IFERROR(IF(OR(P75=\"\",'Combined scenario - input'!$D60=\"\"),\"\",P75/'Combined scenario - input'!$D60),\"\")","v":""},{"$f":"IFERROR(IF(OR(Q75=\"\",'Combined scenario - input'!$D60=\"\"),\"\",Q75/'Combined scenario - input'!$D60),\"\")","v":""},{"$f":"IFERROR(IF(OR(R75=\"\",'Combined scenario - input'!$D60=\"\"),\"\",R75/'Combined scenario - input'!$D60),\"\")","v":""},{"$f":"IFERROR(IF(OR(S75=\"\",'Combined scenario - input'!$D60=\"\"),\"\",S75/'Combined scenario - input'!$D60),\"\")","v":""},{"$f":"IFERROR(IF(OR(T75=\"\",'Combined scenario - input'!$D60=\"\"),\"\",T75/'Combined scenario - input'!$D60),\"\")","v":""},{"$f":"IFERROR(IF(OR(U75=\"\",'Combined scenario - input'!$D60=\"\"),\"\",U75/'Combined scenario - input'!$D60),\"\")","v":""},{"$f":"IFERROR(IF(OR(V75=\"\",'Combined scenario - input'!$D60=\"\"),\"\",V75/'Combined scenario - input'!$D60),\"\")","v":""},{"$f":"IFERROR(IF(OR(W75=\"\",'Combined scenario - input'!$D60=\"\"),\"\",W75/'Combined scenario - input'!$D60),\"\")","v":""}]
[{"$f":"IFERROR('Combined scenario - input'!A61,\"\")","v":""},{"$f":"IFERROR('Combined scenario - input'!B61,\"\")","v":""},{"$f":"IFERROR('Combined scenario - input'!C61,\"\")","v":""},{"$f":"IFERROR(repcalc('Combined scenario - input'!$CV61:$GH61,'Combined scenario - input'!$G61,'Combined scenario - input'!$E61,'Combined scenario - input'!$F61,20,TRUE,TRUE),\"\")","v":""},"","","","","","","","","","","","","","","","","","","",{"$f":"IFERROR(IF(OR(D76=\"\",'Combined scenario - input'!$D61=\"\"),\"\",D76/'Combined scenario - input'!$D61),\"\")","v":""},{"$f":"IFERROR(IF(OR(E76=\"\",'Combined scenario - input'!$D61=\"\"),\"\",E76/'Combined scenario - input'!$D61),\"\")","v":""},{"$f":"IFERROR(IF(OR(F76=\"\",'Combined scenario - input'!$D61=\"\"),\"\",F76/'Combined scenario - input'!$D61),\"\")","v":""},{"$f":"IFERROR(IF(OR(G76=\"\",'Combined scenario - input'!$D61=\"\"),\"\",G76/'Combined scenario - input'!$D61),\"\")","v":""},{"$f":"IFERROR(IF(OR(H76=\"\",'Combined scenario - input'!$D61=\"\"),\"\",H76/'Combined scenario - input'!$D61),\"\")","v":""},{"$f":"IFERROR(IF(OR(I76=\"\",'Combined scenario - input'!$D61=\"\"),\"\",I76/'Combined scenario - input'!$D61),\"\")","v":""},{"$f":"IFERROR(IF(OR(J76=\"\",'Combined scenario - input'!$D61=\"\"),\"\",J76/'Combined scenario - input'!$D61),\"\")","v":""},{"$f":"IFERROR(IF(OR(K76=\"\",'Combined scenario - input'!$D61=\"\"),\"\",K76/'Combined scenario - input'!$D61),\"\")","v":""},{"$f":"IFERROR(IF(OR(L76=\"\",'Combined scenario - input'!$D61=\"\"),\"\",L76/'Combined scenario - input'!$D61),\"\")","v":""},{"$f":"IFERROR(IF(OR(M76=\"\",'Combined scenario - input'!$D61=\"\"),\"\",M76/'Combined scenario - input'!$D61),\"\")","v":""},{"$f":"IFERROR(IF(OR(N76=\"\",'Combined scenario - input'!$D61=\"\"),\"\",N76/'Combined scenario - input'!$D61),\"\")","v":""},{"$f":"IFERROR(IF(OR(O76=\"\",'Combined scenario - input'!$D61=\"\"),\"\",O76/'Combined scenario - input'!$D61),\"\")","v":""},{"$f":"IFERROR(IF(OR(P76=\"\",'Combined scenario - input'!$D61=\"\"),\"\",P76/'Combined scenario - input'!$D61),\"\")","v":""},{"$f":"IFERROR(IF(OR(Q76=\"\",'Combined scenario - input'!$D61=\"\"),\"\",Q76/'Combined scenario - input'!$D61),\"\")","v":""},{"$f":"IFERROR(IF(OR(R76=\"\",'Combined scenario - input'!$D61=\"\"),\"\",R76/'Combined scenario - input'!$D61),\"\")","v":""},{"$f":"IFERROR(IF(OR(S76=\"\",'Combined scenario - input'!$D61=\"\"),\"\",S76/'Combined scenario - input'!$D61),\"\")","v":""},{"$f":"IFERROR(IF(OR(T76=\"\",'Combined scenario - input'!$D61=\"\"),\"\",T76/'Combined scenario - input'!$D61),\"\")","v":""},{"$f":"IFERROR(IF(OR(U76=\"\",'Combined scenario - input'!$D61=\"\"),\"\",U76/'Combined scenario - input'!$D61),\"\")","v":""},{"$f":"IFERROR(IF(OR(V76=\"\",'Combined scenario - input'!$D61=\"\"),\"\",V76/'Combined scenario - input'!$D61),\"\")","v":""},{"$f":"IFERROR(IF(OR(W76=\"\",'Combined scenario - input'!$D61=\"\"),\"\",W76/'Combined scenario - input'!$D61),\"\")","v":""}]
[{"$f":"IFERROR('Combined scenario - input'!A62,\"\")","v":""},{"$f":"IFERROR('Combined scenario - input'!B62,\"\")","v":""},{"$f":"IFERROR('Combined scenario - input'!C62,\"\")","v":""},{"$f":"IFERROR(repcalc('Combined scenario - input'!$CV62:$GH62,'Combined scenario - input'!$G62,'Combined scenario - input'!$E62,'Combined scenario - input'!$F62,20,TRUE,TRUE),\"\")","v":""},"","","","","","","","","","","","","","","","","","","",{"$f":"IFERROR(IF(OR(D77=\"\",'Combined scenario - input'!$D62=\"\"),\"\",D77/'Combined scenario - input'!$D62),\"\")","v":""},{"$f":"IFERROR(IF(OR(E77=\"\",'Combined scenario - input'!$D62=\"\"),\"\",E77/'Combined scenario - input'!$D62),\"\")","v":""},{"$f":"IFERROR(IF(OR(F77=\"\",'Combined scenario - input'!$D62=\"\"),\"\",F77/'Combined scenario - input'!$D62),\"\")","v":""},{"$f":"IFERROR(IF(OR(G77=\"\",'Combined scenario - input'!$D62=\"\"),\"\",G77/'Combined scenario - input'!$D62),\"\")","v":""},{"$f":"IFERROR(IF(OR(H77=\"\",'Combined scenario - input'!$D62=\"\"),\"\",H77/'Combined scenario - input'!$D62),\"\")","v":""},{"$f":"IFERROR(IF(OR(I77=\"\",'Combined scenario - input'!$D62=\"\"),\"\",I77/'Combined scenario - input'!$D62),\"\")","v":""},{"$f":"IFERROR(IF(OR(J77=\"\",'Combined scenario - input'!$D62=\"\"),\"\",J77/'Combined scenario - input'!$D62),\"\")","v":""},{"$f":"IFERROR(IF(OR(K77=\"\",'Combined scenario - input'!$D62=\"\"),\"\",K77/'Combined scenario - input'!$D62),\"\")","v":""},{"$f":"IFERROR(IF(OR(L77=\"\",'Combined scenario - input'!$D62=\"\"),\"\",L77/'Combined scenario - input'!$D62),\"\")","v":""},{"$f":"IFERROR(IF(OR(M77=\"\",'Combined scenario - input'!$D62=\"\"),\"\",M77/'Combined scenario - input'!$D62),\"\")","v":""},{"$f":"IFERROR(IF(OR(N77=\"\",'Combined scenario - input'!$D62=\"\"),\"\",N77/'Combined scenario - input'!$D62),\"\")","v":""},{"$f":"IFERROR(IF(OR(O77=\"\",'Combined scenario - input'!$D62=\"\"),\"\",O77/'Combined scenario - input'!$D62),\"\")","v":""},{"$f":"IFERROR(IF(OR(P77=\"\",'Combined scenario - input'!$D62=\"\"),\"\",P77/'Combined scenario - input'!$D62),\"\")","v":""},{"$f":"IFERROR(IF(OR(Q77=\"\",'Combined scenario - input'!$D62=\"\"),\"\",Q77/'Combined scenario - input'!$D62),\"\")","v":""},{"$f":"IFERROR(IF(OR(R77=\"\",'Combined scenario - input'!$D62=\"\"),\"\",R77/'Combined scenario - input'!$D62),\"\")","v":""},{"$f":"IFERROR(IF(OR(S77=\"\",'Combined scenario - input'!$D62=\"\"),\"\",S77/'Combined scenario - input'!$D62),\"\")","v":""},{"$f":"IFERROR(IF(OR(T77=\"\",'Combined scenario - input'!$D62=\"\"),\"\",T77/'Combined scenario - input'!$D62),\"\")","v":""},{"$f":"IFERROR(IF(OR(U77=\"\",'Combined scenario - input'!$D62=\"\"),\"\",U77/'Combined scenario - input'!$D62),\"\")","v":""},{"$f":"IFERROR(IF(OR(V77=\"\",'Combined scenario - input'!$D62=\"\"),\"\",V77/'Combined scenario - input'!$D62),\"\")","v":""},{"$f":"IFERROR(IF(OR(W77=\"\",'Combined scenario - input'!$D62=\"\"),\"\",W77/'Combined scenario - input'!$D62),\"\")","v":""}]
[{"$f":"IFERROR('Combined scenario - input'!A63,\"\")","v":""},{"$f":"IFERROR('Combined scenario - input'!B63,\"\")","v":""},{"$f":"IFERROR('Combined scenario - input'!C63,\"\")","v":""},{"$f":"IFERROR(repcalc('Combined scenario - input'!$CV63:$GH63,'Combined scenario - input'!$G63,'Combined scenario - input'!$E63,'Combined scenario - input'!$F63,20,TRUE,TRUE),\"\")","v":""},"","","","","","","","","","","","","","","","","","","",{"$f":"IFERROR(IF(OR(D78=\"\",'Combined scenario - input'!$D63=\"\"),\"\",D78/'Combined scenario - input'!$D63),\"\")","v":""},{"$f":"IFERROR(IF(OR(E78=\"\",'Combined scenario - input'!$D63=\"\"),\"\",E78/'Combined scenario - input'!$D63),\"\")","v":""},{"$f":"IFERROR(IF(OR(F78=\"\",'Combined scenario - input'!$D63=\"\"),\"\",F78/'Combined scenario - input'!$D63),\"\")","v":""},{"$f":"IFERROR(IF(OR(G78=\"\",'Combined scenario - input'!$D63=\"\"),\"\",G78/'Combined scenario - input'!$D63),\"\")","v":""},{"$f":"IFERROR(IF(OR(H78=\"\",'Combined scenario - input'!$D63=\"\"),\"\",H78/'Combined scenario - input'!$D63),\"\")","v":""},{"$f":"IFERROR(IF(OR(I78=\"\",'Combined scenario - input'!$D63=\"\"),\"\",I78/'Combined scenario - input'!$D63),\"\")","v":""},{"$f":"IFERROR(IF(OR(J78=\"\",'Combined scenario - input'!$D63=\"\"),\"\",J78/'Combined scenario - input'!$D63),\"\")","v":""},{"$f":"IFERROR(IF(OR(K78=\"\",'Combined scenario - input'!$D63=\"\"),\"\",K78/'Combined scenario - input'!$D63),\"\")","v":""},{"$f":"IFERROR(IF(OR(L78=\"\",'Combined scenario - input'!$D63=\"\"),\"\",L78/'Combined scenario - input'!$D63),\"\")","v":""},{"$f":"IFERROR(IF(OR(M78=\"\",'Combined scenario - input'!$D63=\"\"),\"\",M78/'Combined scenario - input'!$D63),\"\")","v":""},{"$f":"IFERROR(IF(OR(N78=\"\",'Combined scenario - input'!$D63=\"\"),\"\",N78/'Combined scenario - input'!$D63),\"\")","v":""},{"$f":"IFERROR(IF(OR(O78=\"\",'Combined scenario - input'!$D63=\"\"),\"\",O78/'Combined scenario - input'!$D63),\"\")","v":""},{"$f":"IFERROR(IF(OR(P78=\"\",'Combined scenario - input'!$D63=\"\"),\"\",P78/'Combined scenario - input'!$D63),\"\")","v":""},{"$f":"IFERROR(IF(OR(Q78=\"\",'Combined scenario - input'!$D63=\"\"),\"\",Q78/'Combined scenario - input'!$D63),\"\")","v":""},{"$f":"IFERROR(IF(OR(R78=\"\",'Combined scenario - input'!$D63=\"\"),\"\",R78/'Combined scenario - input'!$D63),\"\")","v":""},{"$f":"IFERROR(IF(OR(S78=\"\",'Combined scenario - input'!$D63=\"\"),\"\",S78/'Combined scenario - input'!$D63),\"\")","v":""},{"$f":"IFERROR(IF(OR(T78=\"\",'Combined scenario - input'!$D63=\"\"),\"\",T78/'Combined scenario - input'!$D63),\"\")","v":""},{"$f":"IFERROR(IF(OR(U78=\"\",'Combined scenario - input'!$D63=\"\"),\"\",U78/'Combined scenario - input'!$D63),\"\")","v":""},{"$f":"IFERROR(IF(OR(V78=\"\",'Combined scenario - input'!$D63=\"\"),\"\",V78/'Combined scenario - input'!$D63),\"\")","v":""},{"$f":"IFERROR(IF(OR(W78=\"\",'Combined scenario - input'!$D63=\"\"),\"\",W78/'Combined scenario - input'!$D63),\"\")","v":""}]
[{"$f":"IFERROR('Combined scenario - input'!A64,\"\")","v":""},{"$f":"IFERROR('Combined scenario - input'!B64,\"\")","v":""},{"$f":"IFERROR('Combined scenario - input'!C64,\"\")","v":""},{"$f":"IFERROR(repcalc('Combined scenario - input'!$CV64:$GH64,'Combined scenario - input'!$G64,'Combined scenario - input'!$E64,'Combined scenario - input'!$F64,20,TRUE,TRUE),\"\")","v":""},"","","","","","","","","","","","","","","","","","","",{"$f":"IFERROR(IF(OR(D79=\"\",'Combined scenario - input'!$D64=\"\"),\"\",D79/'Combined scenario - input'!$D64),\"\")","v":""},{"$f":"IFERROR(IF(OR(E79=\"\",'Combined scenario - input'!$D64=\"\"),\"\",E79/'Combined scenario - input'!$D64),\"\")","v":""},{"$f":"IFERROR(IF(OR(F79=\"\",'Combined scenario - input'!$D64=\"\"),\"\",F79/'Combined scenario - input'!$D64),\"\")","v":""},{"$f":"IFERROR(IF(OR(G79=\"\",'Combined scenario - input'!$D64=\"\"),\"\",G79/'Combined scenario - input'!$D64),\"\")","v":""},{"$f":"IFERROR(IF(OR(H79=\"\",'Combined scenario - input'!$D64=\"\"),\"\",H79/'Combined scenario - input'!$D64),\"\")","v":""},{"$f":"IFERROR(IF(OR(I79=\"\",'Combined scenario - input'!$D64=\"\"),\"\",I79/'Combined scenario - input'!$D64),\"\")","v":""},{"$f":"IFERROR(IF(OR(J79=\"\",'Combined scenario - input'!$D64=\"\"),\"\",J79/'Combined scenario - input'!$D64),\"\")","v":""},{"$f":"IFERROR(IF(OR(K79=\"\",'Combined scenario - input'!$D64=\"\"),\"\",K79/'Combined scenario - input'!$D64),\"\")","v":""},{"$f":"IFERROR(IF(OR(L79=\"\",'Combined scenario - input'!$D64=\"\"),\"\",L79/'Combined scenario - input'!$D64),\"\")","v":""},{"$f":"IFERROR(IF(OR(M79=\"\",'Combined scenario - input'!$D64=\"\"),\"\",M79/'Combined scenario - input'!$D64),\"\")","v":""},{"$f":"IFERROR(IF(OR(N79=\"\",'Combined scenario - input'!$D64=\"\"),\"\",N79/'Combined scenario - input'!$D64),\"\")","v":""},{"$f":"IFERROR(IF(OR(O79=\"\",'Combined scenario - input'!$D64=\"\"),\"\",O79/'Combined scenario - input'!$D64),\"\")","v":""},{"$f":"IFERROR(IF(OR(P79=\"\",'Combined scenario - input'!$D64=\"\"),\"\",P79/'Combined scenario - input'!$D64),\"\")","v":""},{"$f":"IFERROR(IF(OR(Q79=\"\",'Combined scenario - input'!$D64=\"\"),\"\",Q79/'Combined scenario - input'!$D64),\"\")","v":""},{"$f":"IFERROR(IF(OR(R79=\"\",'Combined scenario - input'!$D64=\"\"),\"\",R79/'Combined scenario - input'!$D64),\"\")","v":""},{"$f":"IFERROR(IF(OR(S79=\"\",'Combined scenario - input'!$D64=\"\"),\"\",S79/'Combined scenario - input'!$D64),\"\")","v":""},{"$f":"IFERROR(IF(OR(T79=\"\",'Combined scenario - input'!$D64=\"\"),\"\",T79/'Combined scenario - input'!$D64),\"\")","v":""},{"$f":"IFERROR(IF(OR(U79=\"\",'Combined scenario - input'!$D64=\"\"),\"\",U79/'Combined scenario - input'!$D64),\"\")","v":""},{"$f":"IFERROR(IF(OR(V79=\"\",'Combined scenario - input'!$D64=\"\"),\"\",V79/'Combined scenario - input'!$D64),\"\")","v":""},{"$f":"IFERROR(IF(OR(W79=\"\",'Combined scenario - input'!$D64=\"\"),\"\",W79/'Combined scenario - input'!$D64),\"\")","v":""}]
[{"$f":"IFERROR('Combined scenario - input'!A65,\"\")","v":""},{"$f":"IFERROR('Combined scenario - input'!B65,\"\")","v":""},{"$f":"IFERROR('Combined scenario - input'!C65,\"\")","v":""},{"$f":"IFERROR(repcalc('Combined scenario - input'!$CV65:$GH65,'Combined scenario - input'!$G65,'Combined scenario - input'!$E65,'Combined scenario - input'!$F65,20,TRUE,TRUE),\"\")","v":""},"","","","","","","","","","","","","","","","","","","",{"$f":"IFERROR(IF(OR(D80=\"\",'Combined scenario - input'!$D65=\"\"),\"\",D80/'Combined scenario - input'!$D65),\"\")","v":""},{"$f":"IFERROR(IF(OR(E80=\"\",'Combined scenario - input'!$D65=\"\"),\"\",E80/'Combined scenario - input'!$D65),\"\")","v":""},{"$f":"IFERROR(IF(OR(F80=\"\",'Combined scenario - input'!$D65=\"\"),\"\",F80/'Combined scenario - input'!$D65),\"\")","v":""},{"$f":"IFERROR(IF(OR(G80=\"\",'Combined scenario - input'!$D65=\"\"),\"\",G80/'Combined scenario - input'!$D65),\"\")","v":""},{"$f":"IFERROR(IF(OR(H80=\"\",'Combined scenario - input'!$D65=\"\"),\"\",H80/'Combined scenario - input'!$D65),\"\")","v":""},{"$f":"IFERROR(IF(OR(I80=\"\",'Combined scenario - input'!$D65=\"\"),\"\",I80/'Combined scenario - input'!$D65),\"\")","v":""},{"$f":"IFERROR(IF(OR(J80=\"\",'Combined scenario - input'!$D65=\"\"),\"\",J80/'Combined scenario - input'!$D65),\"\")","v":""},{"$f":"IFERROR(IF(OR(K80=\"\",'Combined scenario - input'!$D65=\"\"),\"\",K80/'Combined scenario - input'!$D65),\"\")","v":""},{"$f":"IFERROR(IF(OR(L80=\"\",'Combined scenario - input'!$D65=\"\"),\"\",L80/'Combined scenario - input'!$D65),\"\")","v":""},{"$f":"IFERROR(IF(OR(M80=\"\",'Combined scenario - input'!$D65=\"\"),\"\",M80/'Combined scenario - input'!$D65),\"\")","v":""},{"$f":"IFERROR(IF(OR(N80=\"\",'Combined scenario - input'!$D65=\"\"),\"\",N80/'Combined scenario - input'!$D65),\"\")","v":""},{"$f":"IFERROR(IF(OR(O80=\"\",'Combined scenario - input'!$D65=\"\"),\"\",O80/'Combined scenario - input'!$D65),\"\")","v":""},{"$f":"IFERROR(IF(OR(P80=\"\",'Combined scenario - input'!$D65=\"\"),\"\",P80/'Combined scenario - input'!$D65),\"\")","v":""},{"$f":"IFERROR(IF(OR(Q80=\"\",'Combined scenario - input'!$D65=\"\"),\"\",Q80/'Combined scenario - input'!$D65),\"\")","v":""},{"$f":"IFERROR(IF(OR(R80=\"\",'Combined scenario - input'!$D65=\"\"),\"\",R80/'Combined scenario - input'!$D65),\"\")","v":""},{"$f":"IFERROR(IF(OR(S80=\"\",'Combined scenario - input'!$D65=\"\"),\"\",S80/'Combined scenario - input'!$D65),\"\")","v":""},{"$f":"IFERROR(IF(OR(T80=\"\",'Combined scenario - input'!$D65=\"\"),\"\",T80/'Combined scenario - input'!$D65),\"\")","v":""},{"$f":"IFERROR(IF(OR(U80=\"\",'Combined scenario - input'!$D65=\"\"),\"\",U80/'Combined scenario - input'!$D65),\"\")","v":""},{"$f":"IFERROR(IF(OR(V80=\"\",'Combined scenario - input'!$D65=\"\"),\"\",V80/'Combined scenario - input'!$D65),\"\")","v":""},{"$f":"IFERROR(IF(OR(W80=\"\",'Combined scenario - input'!$D65=\"\"),\"\",W80/'Combined scenario - input'!$D65),\"\")","v":""}]
[{"$f":"IFERROR('Combined scenario - input'!A66,\"\")","v":""},{"$f":"IFERROR('Combined scenario - input'!B66,\"\")","v":""},{"$f":"IFERROR('Combined scenario - input'!C66,\"\")","v":""},{"$f":"IFERROR(repcalc('Combined scenario - input'!$CV66:$GH66,'Combined scenario - input'!$G66,'Combined scenario - input'!$E66,'Combined scenario - input'!$F66,20,TRUE,TRUE),\"\")","v":""},"","","","","","","","","","","","","","","","","","","",{"$f":"IFERROR(IF(OR(D81=\"\",'Combined scenario - input'!$D66=\"\"),\"\",D81/'Combined scenario - input'!$D66),\"\")","v":""},{"$f":"IFERROR(IF(OR(E81=\"\",'Combined scenario - input'!$D66=\"\"),\"\",E81/'Combined scenario - input'!$D66),\"\")","v":""},{"$f":"IFERROR(IF(OR(F81=\"\",'Combined scenario - input'!$D66=\"\"),\"\",F81/'Combined scenario - input'!$D66),\"\")","v":""},{"$f":"IFERROR(IF(OR(G81=\"\",'Combined scenario - input'!$D66=\"\"),\"\",G81/'Combined scenario - input'!$D66),\"\")","v":""},{"$f":"IFERROR(IF(OR(H81=\"\",'Combined scenario - input'!$D66=\"\"),\"\",H81/'Combined scenario - input'!$D66),\"\")","v":""},{"$f":"IFERROR(IF(OR(I81=\"\",'Combined scenario - input'!$D66=\"\"),\"\",I81/'Combined scenario - input'!$D66),\"\")","v":""},{"$f":"IFERROR(IF(OR(J81=\"\",'Combined scenario - input'!$D66=\"\"),\"\",J81/'Combined scenario - input'!$D66),\"\")","v":""},{"$f":"IFERROR(IF(OR(K81=\"\",'Combined scenario - input'!$D66=\"\"),\"\",K81/'Combined scenario - input'!$D66),\"\")","v":""},{"$f":"IFERROR(IF(OR(L81=\"\",'Combined scenario - input'!$D66=\"\"),\"\",L81/'Combined scenario - input'!$D66),\"\")","v":""},{"$f":"IFERROR(IF(OR(M81=\"\",'Combined scenario - input'!$D66=\"\"),\"\",M81/'Combined scenario - input'!$D66),\"\")","v":""},{"$f":"IFERROR(IF(OR(N81=\"\",'Combined scenario - input'!$D66=\"\"),\"\",N81/'Combined scenario - input'!$D66),\"\")","v":""},{"$f":"IFERROR(IF(OR(O81=\"\",'Combined scenario - input'!$D66=\"\"),\"\",O81/'Combined scenario - input'!$D66),\"\")","v":""},{"$f":"IFERROR(IF(OR(P81=\"\",'Combined scenario - input'!$D66=\"\"),\"\",P81/'Combined scenario - input'!$D66),\"\")","v":""},{"$f":"IFERROR(IF(OR(Q81=\"\",'Combined scenario - input'!$D66=\"\"),\"\",Q81/'Combined scenario - input'!$D66),\"\")","v":""},{"$f":"IFERROR(IF(OR(R81=\"\",'Combined scenario - input'!$D66=\"\"),\"\",R81/'Combined scenario - input'!$D66),\"\")","v":""},{"$f":"IFERROR(IF(OR(S81=\"\",'Combined scenario - input'!$D66=\"\"),\"\",S81/'Combined scenario - input'!$D66),\"\")","v":""},{"$f":"IFERROR(IF(OR(T81=\"\",'Combined scenario - input'!$D66=\"\"),\"\",T81/'Combined scenario - input'!$D66),\"\")","v":""},{"$f":"IFERROR(IF(OR(U81=\"\",'Combined scenario - input'!$D66=\"\"),\"\",U81/'Combined scenario - input'!$D66),\"\")","v":""},{"$f":"IFERROR(IF(OR(V81=\"\",'Combined scenario - input'!$D66=\"\"),\"\",V81/'Combined scenario - input'!$D66),\"\")","v":""},{"$f":"IFERROR(IF(OR(W81=\"\",'Combined scenario - input'!$D66=\"\"),\"\",W81/'Combined scenario - input'!$D66),\"\")","v":""}]
[{"$f":"IFERROR('Combined scenario - input'!A67,\"\")","v":""},{"$f":"IFERROR('Combined scenario - input'!B67,\"\")","v":""},{"$f":"IFERROR('Combined scenario - input'!C67,\"\")","v":""},{"$f":"IFERROR(repcalc('Combined scenario - input'!$CV67:$GH67,'Combined scenario - input'!$G67,'Combined scenario - input'!$E67,'Combined scenario - input'!$F67,20,TRUE,TRUE),\"\")","v":""},"","","","","","","","","","","","","","","","","","","",{"$f":"IFERROR(IF(OR(D82=\"\",'Combined scenario - input'!$D67=\"\"),\"\",D82/'Combined scenario - input'!$D67),\"\")","v":""},{"$f":"IFERROR(IF(OR(E82=\"\",'Combined scenario - input'!$D67=\"\"),\"\",E82/'Combined scenario - input'!$D67),\"\")","v":""},{"$f":"IFERROR(IF(OR(F82=\"\",'Combined scenario - input'!$D67=\"\"),\"\",F82/'Combined scenario - input'!$D67),\"\")","v":""},{"$f":"IFERROR(IF(OR(G82=\"\",'Combined scenario - input'!$D67=\"\"),\"\",G82/'Combined scenario - input'!$D67),\"\")","v":""},{"$f":"IFERROR(IF(OR(H82=\"\",'Combined scenario - input'!$D67=\"\"),\"\",H82/'Combined scenario - input'!$D67),\"\")","v":""},{"$f":"IFERROR(IF(OR(I82=\"\",'Combined scenario - input'!$D67=\"\"),\"\",I82/'Combined scenario - input'!$D67),\"\")","v":""},{"$f":"IFERROR(IF(OR(J82=\"\",'Combined scenario - input'!$D67=\"\"),\"\",J82/'Combined scenario - input'!$D67),\"\")","v":""},{"$f":"IFERROR(IF(OR(K82=\"\",'Combined scenario - input'!$D67=\"\"),\"\",K82/'Combined scenario - input'!$D67),\"\")","v":""},{"$f":"IFERROR(IF(OR(L82=\"\",'Combined scenario - input'!$D67=\"\"),\"\",L82/'Combined scenario - input'!$D67),\"\")","v":""},{"$f":"IFERROR(IF(OR(M82=\"\",'Combined scenario - input'!$D67=\"\"),\"\",M82/'Combined scenario - input'!$D67),\"\")","v":""},{"$f":"IFERROR(IF(OR(N82=\"\",'Combined scenario - input'!$D67=\"\"),\"\",N82/'Combined scenario - input'!$D67),\"\")","v":""},{"$f":"IFERROR(IF(OR(O82=\"\",'Combined scenario - input'!$D67=\"\"),\"\",O82/'Combined scenario - input'!$D67),\"\")","v":""},{"$f":"IFERROR(IF(OR(P82=\"\",'Combined scenario - input'!$D67=\"\"),\"\",P82/'Combined scenario - input'!$D67),\"\")","v":""},{"$f":"IFERROR(IF(OR(Q82=\"\",'Combined scenario - input'!$D67=\"\"),\"\",Q82/'Combined scenario - input'!$D67),\"\")","v":""},{"$f":"IFERROR(IF(OR(R82=\"\",'Combined scenario - input'!$D67=\"\"),\"\",R82/'Combined scenario - input'!$D67),\"\")","v":""},{"$f":"IFERROR(IF(OR(S82=\"\",'Combined scenario - input'!$D67=\"\"),\"\",S82/'Combined scenario - input'!$D67),\"\")","v":""},{"$f":"IFERROR(IF(OR(T82=\"\",'Combined scenario - input'!$D67=\"\"),\"\",T82/'Combined scenario - input'!$D67),\"\")","v":""},{"$f":"IFERROR(IF(OR(U82=\"\",'Combined scenario - input'!$D67=\"\"),\"\",U82/'Combined scenario - input'!$D67),\"\")","v":""},{"$f":"IFERROR(IF(OR(V82=\"\",'Combined scenario - input'!$D67=\"\"),\"\",V82/'Combined scenario - input'!$D67),\"\")","v":""},{"$f":"IFERROR(IF(OR(W82=\"\",'Combined scenario - input'!$D67=\"\"),\"\",W82/'Combined scenario - input'!$D67),\"\")","v":""}]
[{"$f":"IFERROR('Combined scenario - input'!A68,\"\")","v":""},{"$f":"IFERROR('Combined scenario - input'!B68,\"\")","v":""},{"$f":"IFERROR('Combined scenario - input'!C68,\"\")","v":""},{"$f":"IFERROR(repcalc('Combined scenario - input'!$CV68:$GH68,'Combined scenario - input'!$G68,'Combined scenario - input'!$E68,'Combined scenario - input'!$F68,20,TRUE,TRUE),\"\")","v":""},"","","","","","","","","","","","","","","","","","","",{"$f":"IFERROR(IF(OR(D83=\"\",'Combined scenario - input'!$D68=\"\"),\"\",D83/'Combined scenario - input'!$D68),\"\")","v":""},{"$f":"IFERROR(IF(OR(E83=\"\",'Combined scenario - input'!$D68=\"\"),\"\",E83/'Combined scenario - input'!$D68),\"\")","v":""},{"$f":"IFERROR(IF(OR(F83=\"\",'Combined scenario - input'!$D68=\"\"),\"\",F83/'Combined scenario - input'!$D68),\"\")","v":""},{"$f":"IFERROR(IF(OR(G83=\"\",'Combined scenario - input'!$D68=\"\"),\"\",G83/'Combined scenario - input'!$D68),\"\")","v":""},{"$f":"IFERROR(IF(OR(H83=\"\",'Combined scenario - input'!$D68=\"\"),\"\",H83/'Combined scenario - input'!$D68),\"\")","v":""},{"$f":"IFERROR(IF(OR(I83=\"\",'Combined scenario - input'!$D68=\"\"),\"\",I83/'Combined scenario - input'!$D68),\"\")","v":""},{"$f":"IFERROR(IF(OR(J83=\"\",'Combined scenario - input'!$D68=\"\"),\"\",J83/'Combined scenario - input'!$D68),\"\")","v":""},{"$f":"IFERROR(IF(OR(K83=\"\",'Combined scenario - input'!$D68=\"\"),\"\",K83/'Combined scenario - input'!$D68),\"\")","v":""},{"$f":"IFERROR(IF(OR(L83=\"\",'Combined scenario - input'!$D68=\"\"),\"\",L83/'Combined scenario - input'!$D68),\"\")","v":""},{"$f":"IFERROR(IF(OR(M83=\"\",'Combined scenario - input'!$D68=\"\"),\"\",M83/'Combined scenario - input'!$D68),\"\")","v":""},{"$f":"IFERROR(IF(OR(N83=\"\",'Combined scenario - input'!$D68=\"\"),\"\",N83/'Combined scenario - input'!$D68),\"\")","v":""},{"$f":"IFERROR(IF(OR(O83=\"\",'Combined scenario - input'!$D68=\"\"),\"\",O83/'Combined scenario - input'!$D68),\"\")","v":""},{"$f":"IFERROR(IF(OR(P83=\"\",'Combined scenario - input'!$D68=\"\"),\"\",P83/'Combined scenario - input'!$D68),\"\")","v":""},{"$f":"IFERROR(IF(OR(Q83=\"\",'Combined scenario - input'!$D68=\"\"),\"\",Q83/'Combined scenario - input'!$D68),\"\")","v":""},{"$f":"IFERROR(IF(OR(R83=\"\",'Combined scenario - input'!$D68=\"\"),\"\",R83/'Combined scenario - input'!$D68),\"\")","v":""},{"$f":"IFERROR(IF(OR(S83=\"\",'Combined scenario - input'!$D68=\"\"),\"\",S83/'Combined scenario - input'!$D68),\"\")","v":""},{"$f":"IFERROR(IF(OR(T83=\"\",'Combined scenario - input'!$D68=\"\"),\"\",T83/'Combined scenario - input'!$D68),\"\")","v":""},{"$f":"IFERROR(IF(OR(U83=\"\",'Combined scenario - input'!$D68=\"\"),\"\",U83/'Combined scenario - input'!$D68),\"\")","v":""},{"$f":"IFERROR(IF(OR(V83=\"\",'Combined scenario - input'!$D68=\"\"),\"\",V83/'Combined scenario - input'!$D68),\"\")","v":""},{"$f":"IFERROR(IF(OR(W83=\"\",'Combined scenario - input'!$D68=\"\"),\"\",W83/'Combined scenario - input'!$D68),\"\")","v":""}]
[{"$f":"IFERROR('Combined scenario - input'!A69,\"\")","v":""},{"$f":"IFERROR('Combined scenario - input'!B69,\"\")","v":""},{"$f":"IFERROR('Combined scenario - input'!C69,\"\")","v":""},{"$f":"IFERROR(repcalc('Combined scenario - input'!$CV69:$GH69,'Combined scenario - input'!$G69,'Combined scenario - input'!$E69,'Combined scenario - input'!$F69,20,TRUE,TRUE),\"\")","v":""},"","","","","","","","","","","","","","","","","","","",{"$f":"IFERROR(IF(OR(D84=\"\",'Combined scenario - input'!$D69=\"\"),\"\",D84/'Combined scenario - input'!$D69),\"\")","v":""},{"$f":"IFERROR(IF(OR(E84=\"\",'Combined scenario - input'!$D69=\"\"),\"\",E84/'Combined scenario - input'!$D69),\"\")","v":""},{"$f":"IFERROR(IF(OR(F84=\"\",'Combined scenario - input'!$D69=\"\"),\"\",F84/'Combined scenario - input'!$D69),\"\")","v":""},{"$f":"IFERROR(IF(OR(G84=\"\",'Combined scenario - input'!$D69=\"\"),\"\",G84/'Combined scenario - input'!$D69),\"\")","v":""},{"$f":"IFERROR(IF(OR(H84=\"\",'Combined scenario - input'!$D69=\"\"),\"\",H84/'Combined scenario - input'!$D69),\"\")","v":""},{"$f":"IFERROR(IF(OR(I84=\"\",'Combined scenario - input'!$D69=\"\"),\"\",I84/'Combined scenario - input'!$D69),\"\")","v":""},{"$f":"IFERROR(IF(OR(J84=\"\",'Combined scenario - input'!$D69=\"\"),\"\",J84/'Combined scenario - input'!$D69),\"\")","v":""},{"$f":"IFERROR(IF(OR(K84=\"\",'Combined scenario - input'!$D69=\"\"),\"\",K84/'Combined scenario - input'!$D69),\"\")","v":""},{"$f":"IFERROR(IF(OR(L84=\"\",'Combined scenario - input'!$D69=\"\"),\"\",L84/'Combined scenario - input'!$D69),\"\")","v":""},{"$f":"IFERROR(IF(OR(M84=\"\",'Combined scenario - input'!$D69=\"\"),\"\",M84/'Combined scenario - input'!$D69),\"\")","v":""},{"$f":"IFERROR(IF(OR(N84=\"\",'Combined scenario - input'!$D69=\"\"),\"\",N84/'Combined scenario - input'!$D69),\"\")","v":""},{"$f":"IFERROR(IF(OR(O84=\"\",'Combined scenario - input'!$D69=\"\"),\"\",O84/'Combined scenario - input'!$D69),\"\")","v":""},{"$f":"IFERROR(IF(OR(P84=\"\",'Combined scenario - input'!$D69=\"\"),\"\",P84/'Combined scenario - input'!$D69),\"\")","v":""},{"$f":"IFERROR(IF(OR(Q84=\"\",'Combined scenario - input'!$D69=\"\"),\"\",Q84/'Combined scenario - input'!$D69),\"\")","v":""},{"$f":"IFERROR(IF(OR(R84=\"\",'Combined scenario - input'!$D69=\"\"),\"\",R84/'Combined scenario - input'!$D69),\"\")","v":""},{"$f":"IFERROR(IF(OR(S84=\"\",'Combined scenario - input'!$D69=\"\"),\"\",S84/'Combined scenario - input'!$D69),\"\")","v":""},{"$f":"IFERROR(IF(OR(T84=\"\",'Combined scenario - input'!$D69=\"\"),\"\",T84/'Combined scenario - input'!$D69),\"\")","v":""},{"$f":"IFERROR(IF(OR(U84=\"\",'Combined scenario - input'!$D69=\"\"),\"\",U84/'Combined scenario - input'!$D69),\"\")","v":""},{"$f":"IFERROR(IF(OR(V84=\"\",'Combined scenario - input'!$D69=\"\"),\"\",V84/'Combined scenario - input'!$D69),\"\")","v":""},{"$f":"IFERROR(IF(OR(W84=\"\",'Combined scenario - input'!$D69=\"\"),\"\",W84/'Combined scenario - input'!$D69),\"\")","v":""}]
[{"$f":"IFERROR('Combined scenario - input'!A70,\"\")","v":""},{"$f":"IFERROR('Combined scenario - input'!B70,\"\")","v":""},{"$f":"IFERROR('Combined scenario - input'!C70,\"\")","v":""},{"$f":"IFERROR(repcalc('Combined scenario - input'!$CV70:$GH70,'Combined scenario - input'!$G70,'Combined scenario - input'!$E70,'Combined scenario - input'!$F70,20,TRUE,TRUE),\"\")","v":""},"","","","","","","","","","","","","","","","","","","",{"$f":"IFERROR(IF(OR(D85=\"\",'Combined scenario - input'!$D70=\"\"),\"\",D85/'Combined scenario - input'!$D70),\"\")","v":""},{"$f":"IFERROR(IF(OR(E85=\"\",'Combined scenario - input'!$D70=\"\"),\"\",E85/'Combined scenario - input'!$D70),\"\")","v":""},{"$f":"IFERROR(IF(OR(F85=\"\",'Combined scenario - input'!$D70=\"\"),\"\",F85/'Combined scenario - input'!$D70),\"\")","v":""},{"$f":"IFERROR(IF(OR(G85=\"\",'Combined scenario - input'!$D70=\"\"),\"\",G85/'Combined scenario - input'!$D70),\"\")","v":""},{"$f":"IFERROR(IF(OR(H85=\"\",'Combined scenario - input'!$D70=\"\"),\"\",H85/'Combined scenario - input'!$D70),\"\")","v":""},{"$f":"IFERROR(IF(OR(I85=\"\",'Combined scenario - input'!$D70=\"\"),\"\",I85/'Combined scenario - input'!$D70),\"\")","v":""},{"$f":"IFERROR(IF(OR(J85=\"\",'Combined scenario - input'!$D70=\"\"),\"\",J85/'Combined scenario - input'!$D70),\"\")","v":""},{"$f":"IFERROR(IF(OR(K85=\"\",'Combined scenario - input'!$D70=\"\"),\"\",K85/'Combined scenario - input'!$D70),\"\")","v":""},{"$f":"IFERROR(IF(OR(L85=\"\",'Combined scenario - input'!$D70=\"\"),\"\",L85/'Combined scenario - input'!$D70),\"\")","v":""},{"$f":"IFERROR(IF(OR(M85=\"\",'Combined scenario - input'!$D70=\"\"),\"\",M85/'Combined scenario - input'!$D70),\"\")","v":""},{"$f":"IFERROR(IF(OR(N85=\"\",'Combined scenario - input'!$D70=\"\"),\"\",N85/'Combined scenario - input'!$D70),\"\")","v":""},{"$f":"IFERROR(IF(OR(O85=\"\",'Combined scenario - input'!$D70=\"\"),\"\",O85/'Combined scenario - input'!$D70),\"\")","v":""},{"$f":"IFERROR(IF(OR(P85=\"\",'Combined scenario - input'!$D70=\"\"),\"\",P85/'Combined scenario - input'!$D70),\"\")","v":""},{"$f":"IFERROR(IF(OR(Q85=\"\",'Combined scenario - input'!$D70=\"\"),\"\",Q85/'Combined scenario - input'!$D70),\"\")","v":""},{"$f":"IFERROR(IF(OR(R85=\"\",'Combined scenario - input'!$D70=\"\"),\"\",R85/'Combined scenario - input'!$D70),\"\")","v":""},{"$f":"IFERROR(IF(OR(S85=\"\",'Combined scenario - input'!$D70=\"\"),\"\",S85/'Combined scenario - input'!$D70),\"\")","v":""},{"$f":"IFERROR(IF(OR(T85=\"\",'Combined scenario - input'!$D70=\"\"),\"\",T85/'Combined scenario - input'!$D70),\"\")","v":""},{"$f":"IFERROR(IF(OR(U85=\"\",'Combined scenario - input'!$D70=\"\"),\"\",U85/'Combined scenario - input'!$D70),\"\")","v":""},{"$f":"IFERROR(IF(OR(V85=\"\",'Combined scenario - input'!$D70=\"\"),\"\",V85/'Combined scenario - input'!$D70),\"\")","v":""},{"$f":"IFERROR(IF(OR(W85=\"\",'Combined scenario - input'!$D70=\"\"),\"\",W85/'Combined scenario - input'!$D70),\"\")","v":""}]
[{"$f":"IFERROR('Combined scenario - input'!A71,\"\")","v":""},{"$f":"IFERROR('Combined scenario - input'!B71,\"\")","v":""},{"$f":"IFERROR('Combined scenario - input'!C71,\"\")","v":""},{"$f":"IFERROR(repcalc('Combined scenario - input'!$CV71:$GH71,'Combined scenario - input'!$G71,'Combined scenario - input'!$E71,'Combined scenario - input'!$F71,20,TRUE,TRUE),\"\")","v":""},"","","","","","","","","","","","","","","","","","","",{"$f":"IFERROR(IF(OR(D86=\"\",'Combined scenario - input'!$D71=\"\"),\"\",D86/'Combined scenario - input'!$D71),\"\")","v":""},{"$f":"IFERROR(IF(OR(E86=\"\",'Combined scenario - input'!$D71=\"\"),\"\",E86/'Combined scenario - input'!$D71),\"\")","v":""},{"$f":"IFERROR(IF(OR(F86=\"\",'Combined scenario - input'!$D71=\"\"),\"\",F86/'Combined scenario - input'!$D71),\"\")","v":""},{"$f":"IFERROR(IF(OR(G86=\"\",'Combined scenario - input'!$D71=\"\"),\"\",G86/'Combined scenario - input'!$D71),\"\")","v":""},{"$f":"IFERROR(IF(OR(H86=\"\",'Combined scenario - input'!$D71=\"\"),\"\",H86/'Combined scenario - input'!$D71),\"\")","v":""},{"$f":"IFERROR(IF(OR(I86=\"\",'Combined scenario - input'!$D71=\"\"),\"\",I86/'Combined scenario - input'!$D71),\"\")","v":""},{"$f":"IFERROR(IF(OR(J86=\"\",'Combined scenario - input'!$D71=\"\"),\"\",J86/'Combined scenario - input'!$D71),\"\")","v":""},{"$f":"IFERROR(IF(OR(K86=\"\",'Combined scenario - input'!$D71=\"\"),\"\",K86/'Combined scenario - input'!$D71),\"\")","v":""},{"$f":"IFERROR(IF(OR(L86=\"\",'Combined scenario - input'!$D71=\"\"),\"\",L86/'Combined scenario - input'!$D71),\"\")","v":""},{"$f":"IFERROR(IF(OR(M86=\"\",'Combined scenario - input'!$D71=\"\"),\"\",M86/'Combined scenario - input'!$D71),\"\")","v":""},{"$f":"IFERROR(IF(OR(N86=\"\",'Combined scenario - input'!$D71=\"\"),\"\",N86/'Combined scenario - input'!$D71),\"\")","v":""},{"$f":"IFERROR(IF(OR(O86=\"\",'Combined scenario - input'!$D71=\"\"),\"\",O86/'Combined scenario - input'!$D71),\"\")","v":""},{"$f":"IFERROR(IF(OR(P86=\"\",'Combined scenario - input'!$D71=\"\"),\"\",P86/'Combined scenario - input'!$D71),\"\")","v":""},{"$f":"IFERROR(IF(OR(Q86=\"\",'Combined scenario - input'!$D71=\"\"),\"\",Q86/'Combined scenario - input'!$D71),\"\")","v":""},{"$f":"IFERROR(IF(OR(R86=\"\",'Combined scenario - input'!$D71=\"\"),\"\",R86/'Combined scenario - input'!$D71),\"\")","v":""},{"$f":"IFERROR(IF(OR(S86=\"\",'Combined scenario - input'!$D71=\"\"),\"\",S86/'Combined scenario - input'!$D71),\"\")","v":""},{"$f":"IFERROR(IF(OR(T86=\"\",'Combined scenario - input'!$D71=\"\"),\"\",T86/'Combined scenario - input'!$D71),\"\")","v":""},{"$f":"IFERROR(IF(OR(U86=\"\",'Combined scenario - input'!$D71=\"\"),\"\",U86/'Combined scenario - input'!$D71),\"\")","v":""},{"$f":"IFERROR(IF(OR(V86=\"\",'Combined scenario - input'!$D71=\"\"),\"\",V86/'Combined scenario - input'!$D71),\"\")","v":""},{"$f":"IFERROR(IF(OR(W86=\"\",'Combined scenario - input'!$D71=\"\"),\"\",W86/'Combined scenario - input'!$D71),\"\")","v":""}]
[{"$f":"IFERROR('Combined scenario - input'!A72,\"\")","v":""},{"$f":"IFERROR('Combined scenario - input'!B72,\"\")","v":""},{"$f":"IFERROR('Combined scenario - input'!C72,\"\")","v":""},{"$f":"IFERROR(repcalc('Combined scenario - input'!$CV72:$GH72,'Combined scenario - input'!$G72,'Combined scenario - input'!$E72,'Combined scenario - input'!$F72,20,TRUE,TRUE),\"\")","v":""},"","","","","","","","","","","","","","","","","","","",{"$f":"IFERROR(IF(OR(D87=\"\",'Combined scenario - input'!$D72=\"\"),\"\",D87/'Combined scenario - input'!$D72),\"\")","v":""},{"$f":"IFERROR(IF(OR(E87=\"\",'Combined scenario - input'!$D72=\"\"),\"\",E87/'Combined scenario - input'!$D72),\"\")","v":""},{"$f":"IFERROR(IF(OR(F87=\"\",'Combined scenario - input'!$D72=\"\"),\"\",F87/'Combined scenario - input'!$D72),\"\")","v":""},{"$f":"IFERROR(IF(OR(G87=\"\",'Combined scenario - input'!$D72=\"\"),\"\",G87/'Combined scenario - input'!$D72),\"\")","v":""},{"$f":"IFERROR(IF(OR(H87=\"\",'Combined scenario - input'!$D72=\"\"),\"\",H87/'Combined scenario - input'!$D72),\"\")","v":""},{"$f":"IFERROR(IF(OR(I87=\"\",'Combined scenario - input'!$D72=\"\"),\"\",I87/'Combined scenario - input'!$D72),\"\")","v":""},{"$f":"IFERROR(IF(OR(J87=\"\",'Combined scenario - input'!$D72=\"\"),\"\",J87/'Combined scenario - input'!$D72),\"\")","v":""},{"$f":"IFERROR(IF(OR(K87=\"\",'Combined scenario - input'!$D72=\"\"),\"\",K87/'Combined scenario - input'!$D72),\"\")","v":""},{"$f":"IFERROR(IF(OR(L87=\"\",'Combined scenario - input'!$D72=\"\"),\"\",L87/'Combined scenario - input'!$D72),\"\")","v":""},{"$f":"IFERROR(IF(OR(M87=\"\",'Combined scenario - input'!$D72=\"\"),\"\",M87/'Combined scenario - input'!$D72),\"\")","v":""},{"$f":"IFERROR(IF(OR(N87=\"\",'Combined scenario - input'!$D72=\"\"),\"\",N87/'Combined scenario - input'!$D72),\"\")","v":""},{"$f":"IFERROR(IF(OR(O87=\"\",'Combined scenario - input'!$D72=\"\"),\"\",O87/'Combined scenario - input'!$D72),\"\")","v":""},{"$f":"IFERROR(IF(OR(P87=\"\",'Combined scenario - input'!$D72=\"\"),\"\",P87/'Combined scenario - input'!$D72),\"\")","v":""},{"$f":"IFERROR(IF(OR(Q87=\"\",'Combined scenario - input'!$D72=\"\"),\"\",Q87/'Combined scenario - input'!$D72),\"\")","v":""},{"$f":"IFERROR(IF(OR(R87=\"\",'Combined scenario - input'!$D72=\"\"),\"\",R87/'Combined scenario - input'!$D72),\"\")","v":""},{"$f":"IFERROR(IF(OR(S87=\"\",'Combined scenario - input'!$D72=\"\"),\"\",S87/'Combined scenario - input'!$D72),\"\")","v":""},{"$f":"IFERROR(IF(OR(T87=\"\",'Combined scenario - input'!$D72=\"\"),\"\",T87/'Combined scenario - input'!$D72),\"\")","v":""},{"$f":"IFERROR(IF(OR(U87=\"\",'Combined scenario - input'!$D72=\"\"),\"\",U87/'Combined scenario - input'!$D72),\"\")","v":""},{"$f":"IFERROR(IF(OR(V87=\"\",'Combined scenario - input'!$D72=\"\"),\"\",V87/'Combined scenario - input'!$D72),\"\")","v":""},{"$f":"IFERROR(IF(OR(W87=\"\",'Combined scenario - input'!$D72=\"\"),\"\",W87/'Combined scenario - input'!$D72),\"\")","v":""}]
[{"$f":"IFERROR('Combined scenario - input'!A73,\"\")","v":""},{"$f":"IFERROR('Combined scenario - input'!B73,\"\")","v":""},{"$f":"IFERROR('Combined scenario - input'!C73,\"\")","v":""},{"$f":"IFERROR(repcalc('Combined scenario - input'!$CV73:$GH73,'Combined scenario - input'!$G73,'Combined scenario - input'!$E73,'Combined scenario - input'!$F73,20,TRUE,TRUE),\"\")","v":""},"","","","","","","","","","","","","","","","","","","",{"$f":"IFERROR(IF(OR(D88=\"\",'Combined scenario - input'!$D73=\"\"),\"\",D88/'Combined scenario - input'!$D73),\"\")","v":""},{"$f":"IFERROR(IF(OR(E88=\"\",'Combined scenario - input'!$D73=\"\"),\"\",E88/'Combined scenario - input'!$D73),\"\")","v":""},{"$f":"IFERROR(IF(OR(F88=\"\",'Combined scenario - input'!$D73=\"\"),\"\",F88/'Combined scenario - input'!$D73),\"\")","v":""},{"$f":"IFERROR(IF(OR(G88=\"\",'Combined scenario - input'!$D73=\"\"),\"\",G88/'Combined scenario - input'!$D73),\"\")","v":""},{"$f":"IFERROR(IF(OR(H88=\"\",'Combined scenario - input'!$D73=\"\"),\"\",H88/'Combined scenario - input'!$D73),\"\")","v":""},{"$f":"IFERROR(IF(OR(I88=\"\",'Combined scenario - input'!$D73=\"\"),\"\",I88/'Combined scenario - input'!$D73),\"\")","v":""},{"$f":"IFERROR(IF(OR(J88=\"\",'Combined scenario - input'!$D73=\"\"),\"\",J88/'Combined scenario - input'!$D73),\"\")","v":""},{"$f":"IFERROR(IF(OR(K88=\"\",'Combined scenario - input'!$D73=\"\"),\"\",K88/'Combined scenario - input'!$D73),\"\")","v":""},{"$f":"IFERROR(IF(OR(L88=\"\",'Combined scenario - input'!$D73=\"\"),\"\",L88/'Combined scenario - input'!$D73),\"\")","v":""},{"$f":"IFERROR(IF(OR(M88=\"\",'Combined scenario - input'!$D73=\"\"),\"\",M88/'Combined scenario - input'!$D73),\"\")","v":""},{"$f":"IFERROR(IF(OR(N88=\"\",'Combined scenario - input'!$D73=\"\"),\"\",N88/'Combined scenario - input'!$D73),\"\")","v":""},{"$f":"IFERROR(IF(OR(O88=\"\",'Combined scenario - input'!$D73=\"\"),\"\",O88/'Combined scenario - input'!$D73),\"\")","v":""},{"$f":"IFERROR(IF(OR(P88=\"\",'Combined scenario - input'!$D73=\"\"),\"\",P88/'Combined scenario - input'!$D73),\"\")","v":""},{"$f":"IFERROR(IF(OR(Q88=\"\",'Combined scenario - input'!$D73=\"\"),\"\",Q88/'Combined scenario - input'!$D73),\"\")","v":""},{"$f":"IFERROR(IF(OR(R88=\"\",'Combined scenario - input'!$D73=\"\"),\"\",R88/'Combined scenario - input'!$D73),\"\")","v":""},{"$f":"IFERROR(IF(OR(S88=\"\",'Combined scenario - input'!$D73=\"\"),\"\",S88/'Combined scenario - input'!$D73),\"\")","v":""},{"$f":"IFERROR(IF(OR(T88=\"\",'Combined scenario - input'!$D73=\"\"),\"\",T88/'Combined scenario - input'!$D73),\"\")","v":""},{"$f":"IFERROR(IF(OR(U88=\"\",'Combined scenario - input'!$D73=\"\"),\"\",U88/'Combined scenario - input'!$D73),\"\")","v":""},{"$f":"IFERROR(IF(OR(V88=\"\",'Combined scenario - input'!$D73=\"\"),\"\",V88/'Combined scenario - input'!$D73),\"\")","v":""},{"$f":"IFERROR(IF(OR(W88=\"\",'Combined scenario - input'!$D73=\"\"),\"\",W88/'Combined scenario - input'!$D73),\"\")","v":""}]
[{"$f":"IFERROR('Combined scenario - input'!A74,\"\")","v":""},{"$f":"IFERROR('Combined scenario - input'!B74,\"\")","v":""},{"$f":"IFERROR('Combined scenario - input'!C74,\"\")","v":""},{"$f":"IFERROR(repcalc('Combined scenario - input'!$CV74:$GH74,'Combined scenario - input'!$G74,'Combined scenario - input'!$E74,'Combined scenario - input'!$F74,20,TRUE,TRUE),\"\")","v":""},"","","","","","","","","","","","","","","","","","","",{"$f":"IFERROR(IF(OR(D89=\"\",'Combined scenario - input'!$D74=\"\"),\"\",D89/'Combined scenario - input'!$D74),\"\")","v":""},{"$f":"IFERROR(IF(OR(E89=\"\",'Combined scenario - input'!$D74=\"\"),\"\",E89/'Combined scenario - input'!$D74),\"\")","v":""},{"$f":"IFERROR(IF(OR(F89=\"\",'Combined scenario - input'!$D74=\"\"),\"\",F89/'Combined scenario - input'!$D74),\"\")","v":""},{"$f":"IFERROR(IF(OR(G89=\"\",'Combined scenario - input'!$D74=\"\"),\"\",G89/'Combined scenario - input'!$D74),\"\")","v":""},{"$f":"IFERROR(IF(OR(H89=\"\",'Combined scenario - input'!$D74=\"\"),\"\",H89/'Combined scenario - input'!$D74),\"\")","v":""},{"$f":"IFERROR(IF(OR(I89=\"\",'Combined scenario - input'!$D74=\"\"),\"\",I89/'Combined scenario - input'!$D74),\"\")","v":""},{"$f":"IFERROR(IF(OR(J89=\"\",'Combined scenario - input'!$D74=\"\"),\"\",J89/'Combined scenario - input'!$D74),\"\")","v":""},{"$f":"IFERROR(IF(OR(K89=\"\",'Combined scenario - input'!$D74=\"\"),\"\",K89/'Combined scenario - input'!$D74),\"\")","v":""},{"$f":"IFERROR(IF(OR(L89=\"\",'Combined scenario - input'!$D74=\"\"),\"\",L89/'Combined scenario - input'!$D74),\"\")","v":""},{"$f":"IFERROR(IF(OR(M89=\"\",'Combined scenario - input'!$D74=\"\"),\"\",M89/'Combined scenario - input'!$D74),\"\")","v":""},{"$f":"IFERROR(IF(OR(N89=\"\",'Combined scenario - input'!$D74=\"\"),\"\",N89/'Combined scenario - input'!$D74),\"\")","v":""},{"$f":"IFERROR(IF(OR(O89=\"\",'Combined scenario - input'!$D74=\"\"),\"\",O89/'Combined scenario - input'!$D74),\"\")","v":""},{"$f":"IFERROR(IF(OR(P89=\"\",'Combined scenario - input'!$D74=\"\"),\"\",P89/'Combined scenario - input'!$D74),\"\")","v":""},{"$f":"IFERROR(IF(OR(Q89=\"\",'Combined scenario - input'!$D74=\"\"),\"\",Q89/'Combined scenario - input'!$D74),\"\")","v":""},{"$f":"IFERROR(IF(OR(R89=\"\",'Combined scenario - input'!$D74=\"\"),\"\",R89/'Combined scenario - input'!$D74),\"\")","v":""},{"$f":"IFERROR(IF(OR(S89=\"\",'Combined scenario - input'!$D74=\"\"),\"\",S89/'Combined scenario - input'!$D74),\"\")","v":""},{"$f":"IFERROR(IF(OR(T89=\"\",'Combined scenario - input'!$D74=\"\"),\"\",T89/'Combined scenario - input'!$D74),\"\")","v":""},{"$f":"IFERROR(IF(OR(U89=\"\",'Combined scenario - input'!$D74=\"\"),\"\",U89/'Combined scenario - input'!$D74),\"\")","v":""},{"$f":"IFERROR(IF(OR(V89=\"\",'Combined scenario - input'!$D74=\"\"),\"\",V89/'Combined scenario - input'!$D74),\"\")","v":""},{"$f":"IFERROR(IF(OR(W89=\"\",'Combined scenario - input'!$D74=\"\"),\"\",W89/'Combined scenario - input'!$D74),\"\")","v":""}]
[{"$f":"IFERROR('Combined scenario - input'!A75,\"\")","v":""},{"$f":"IFERROR('Combined scenario - input'!B75,\"\")","v":""},{"$f":"IFERROR('Combined scenario - input'!C75,\"\")","v":""},{"$f":"IFERROR(repcalc('Combined scenario - input'!$CV75:$GH75,'Combined scenario - input'!$G75,'Combined scenario - input'!$E75,'Combined scenario - input'!$F75,20,TRUE,TRUE),\"\")","v":""},"","","","","","","","","","","","","","","","","","","",{"$f":"IFERROR(IF(OR(D90=\"\",'Combined scenario - input'!$D75=\"\"),\"\",D90/'Combined scenario - input'!$D75),\"\")","v":""},{"$f":"IFERROR(IF(OR(E90=\"\",'Combined scenario - input'!$D75=\"\"),\"\",E90/'Combined scenario - input'!$D75),\"\")","v":""},{"$f":"IFERROR(IF(OR(F90=\"\",'Combined scenario - input'!$D75=\"\"),\"\",F90/'Combined scenario - input'!$D75),\"\")","v":""},{"$f":"IFERROR(IF(OR(G90=\"\",'Combined scenario - input'!$D75=\"\"),\"\",G90/'Combined scenario - input'!$D75),\"\")","v":""},{"$f":"IFERROR(IF(OR(H90=\"\",'Combined scenario - input'!$D75=\"\"),\"\",H90/'Combined scenario - input'!$D75),\"\")","v":""},{"$f":"IFERROR(IF(OR(I90=\"\",'Combined scenario - input'!$D75=\"\"),\"\",I90/'Combined scenario - input'!$D75),\"\")","v":""},{"$f":"IFERROR(IF(OR(J90=\"\",'Combined scenario - input'!$D75=\"\"),\"\",J90/'Combined scenario - input'!$D75),\"\")","v":""},{"$f":"IFERROR(IF(OR(K90=\"\",'Combined scenario - input'!$D75=\"\"),\"\",K90/'Combined scenario - input'!$D75),\"\")","v":""},{"$f":"IFERROR(IF(OR(L90=\"\",'Combined scenario - input'!$D75=\"\"),\"\",L90/'Combined scenario - input'!$D75),\"\")","v":""},{"$f":"IFERROR(IF(OR(M90=\"\",'Combined scenario - input'!$D75=\"\"),\"\",M90/'Combined scenario - input'!$D75),\"\")","v":""},{"$f":"IFERROR(IF(OR(N90=\"\",'Combined scenario - input'!$D75=\"\"),\"\",N90/'Combined scenario - input'!$D75),\"\")","v":""},{"$f":"IFERROR(IF(OR(O90=\"\",'Combined scenario - input'!$D75=\"\"),\"\",O90/'Combined scenario - input'!$D75),\"\")","v":""},{"$f":"IFERROR(IF(OR(P90=\"\",'Combined scenario - input'!$D75=\"\"),\"\",P90/'Combined scenario - input'!$D75),\"\")","v":""},{"$f":"IFERROR(IF(OR(Q90=\"\",'Combined scenario - input'!$D75=\"\"),\"\",Q90/'Combined scenario - input'!$D75),\"\")","v":""},{"$f":"IFERROR(IF(OR(R90=\"\",'Combined scenario - input'!$D75=\"\"),\"\",R90/'Combined scenario - input'!$D75),\"\")","v":""},{"$f":"IFERROR(IF(OR(S90=\"\",'Combined scenario - input'!$D75=\"\"),\"\",S90/'Combined scenario - input'!$D75),\"\")","v":""},{"$f":"IFERROR(IF(OR(T90=\"\",'Combined scenario - input'!$D75=\"\"),\"\",T90/'Combined scenario - input'!$D75),\"\")","v":""},{"$f":"IFERROR(IF(OR(U90=\"\",'Combined scenario - input'!$D75=\"\"),\"\",U90/'Combined scenario - input'!$D75),\"\")","v":""},{"$f":"IFERROR(IF(OR(V90=\"\",'Combined scenario - input'!$D75=\"\"),\"\",V90/'Combined scenario - input'!$D75),\"\")","v":""},{"$f":"IFERROR(IF(OR(W90=\"\",'Combined scenario - input'!$D75=\"\"),\"\",W90/'Combined scenario - input'!$D75),\"\")","v":""}]
[{"$f":"IFERROR('Combined scenario - input'!A76,\"\")","v":""},{"$f":"IFERROR('Combined scenario - input'!B76,\"\")","v":""},{"$f":"IFERROR('Combined scenario - input'!C76,\"\")","v":""},{"$f":"IFERROR(repcalc('Combined scenario - input'!$CV76:$GH76,'Combined scenario - input'!$G76,'Combined scenario - input'!$E76,'Combined scenario - input'!$F76,20,TRUE,TRUE),\"\")","v":""},"","","","","","","","","","","","","","","","","","","",{"$f":"IFERROR(IF(OR(D91=\"\",'Combined scenario - input'!$D76=\"\"),\"\",D91/'Combined scenario - input'!$D76),\"\")","v":""},{"$f":"IFERROR(IF(OR(E91=\"\",'Combined scenario - input'!$D76=\"\"),\"\",E91/'Combined scenario - input'!$D76),\"\")","v":""},{"$f":"IFERROR(IF(OR(F91=\"\",'Combined scenario - input'!$D76=\"\"),\"\",F91/'Combined scenario - input'!$D76),\"\")","v":""},{"$f":"IFERROR(IF(OR(G91=\"\",'Combined scenario - input'!$D76=\"\"),\"\",G91/'Combined scenario - input'!$D76),\"\")","v":""},{"$f":"IFERROR(IF(OR(H91=\"\",'Combined scenario - input'!$D76=\"\"),\"\",H91/'Combined scenario - input'!$D76),\"\")","v":""},{"$f":"IFERROR(IF(OR(I91=\"\",'Combined scenario - input'!$D76=\"\"),\"\",I91/'Combined scenario - input'!$D76),\"\")","v":""},{"$f":"IFERROR(IF(OR(J91=\"\",'Combined scenario - input'!$D76=\"\"),\"\",J91/'Combined scenario - input'!$D76),\"\")","v":""},{"$f":"IFERROR(IF(OR(K91=\"\",'Combined scenario - input'!$D76=\"\"),\"\",K91/'Combined scenario - input'!$D76),\"\")","v":""},{"$f":"IFERROR(IF(OR(L91=\"\",'Combined scenario - input'!$D76=\"\"),\"\",L91/'Combined scenario - input'!$D76),\"\")","v":""},{"$f":"IFERROR(IF(OR(M91=\"\",'Combined scenario - input'!$D76=\"\"),\"\",M91/'Combined scenario - input'!$D76),\"\")","v":""},{"$f":"IFERROR(IF(OR(N91=\"\",'Combined scenario - input'!$D76=\"\"),\"\",N91/'Combined scenario - input'!$D76),\"\")","v":""},{"$f":"IFERROR(IF(OR(O91=\"\",'Combined scenario - input'!$D76=\"\"),\"\",O91/'Combined scenario - input'!$D76),\"\")","v":""},{"$f":"IFERROR(IF(OR(P91=\"\",'Combined scenario - input'!$D76=\"\"),\"\",P91/'Combined scenario - input'!$D76),\"\")","v":""},{"$f":"IFERROR(IF(OR(Q91=\"\",'Combined scenario - input'!$D76=\"\"),\"\",Q91/'Combined scenario - input'!$D76),\"\")","v":""},{"$f":"IFERROR(IF(OR(R91=\"\",'Combined scenario - input'!$D76=\"\"),\"\",R91/'Combined scenario - input'!$D76),\"\")","v":""},{"$f":"IFERROR(IF(OR(S91=\"\",'Combined scenario - input'!$D76=\"\"),\"\",S91/'Combined scenario - input'!$D76),\"\")","v":""},{"$f":"IFERROR(IF(OR(T91=\"\",'Combined scenario - input'!$D76=\"\"),\"\",T91/'Combined scenario - input'!$D76),\"\")","v":""},{"$f":"IFERROR(IF(OR(U91=\"\",'Combined scenario - input'!$D76=\"\"),\"\",U91/'Combined scenario - input'!$D76),\"\")","v":""},{"$f":"IFERROR(IF(OR(V91=\"\",'Combined scenario - input'!$D76=\"\"),\"\",V91/'Combined scenario - input'!$D76),\"\")","v":""},{"$f":"IFERROR(IF(OR(W91=\"\",'Combined scenario - input'!$D76=\"\"),\"\",W91/'Combined scenario - input'!$D76),\"\")","v":""}]
[{"$f":"IFERROR('Combined scenario - input'!A77,\"\")","v":""},{"$f":"IFERROR('Combined scenario - input'!B77,\"\")","v":""},{"$f":"IFERROR('Combined scenario - input'!C77,\"\")","v":""},{"$f":"IFERROR(repcalc('Combined scenario - input'!$CV77:$GH77,'Combined scenario - input'!$G77,'Combined scenario - input'!$E77,'Combined scenario - input'!$F77,20,TRUE,TRUE),\"\")","v":""},"","","","","","","","","","","","","","","","","","","",{"$f":"IFERROR(IF(OR(D92=\"\",'Combined scenario - input'!$D77=\"\"),\"\",D92/'Combined scenario - input'!$D77),\"\")","v":""},{"$f":"IFERROR(IF(OR(E92=\"\",'Combined scenario - input'!$D77=\"\"),\"\",E92/'Combined scenario - input'!$D77),\"\")","v":""},{"$f":"IFERROR(IF(OR(F92=\"\",'Combined scenario - input'!$D77=\"\"),\"\",F92/'Combined scenario - input'!$D77),\"\")","v":""},{"$f":"IFERROR(IF(OR(G92=\"\",'Combined scenario - input'!$D77=\"\"),\"\",G92/'Combined scenario - input'!$D77),\"\")","v":""},{"$f":"IFERROR(IF(OR(H92=\"\",'Combined scenario - input'!$D77=\"\"),\"\",H92/'Combined scenario - input'!$D77),\"\")","v":""},{"$f":"IFERROR(IF(OR(I92=\"\",'Combined scenario - input'!$D77=\"\"),\"\",I92/'Combined scenario - input'!$D77),\"\")","v":""},{"$f":"IFERROR(IF(OR(J92=\"\",'Combined scenario - input'!$D77=\"\"),\"\",J92/'Combined scenario - input'!$D77),\"\")","v":""},{"$f":"IFERROR(IF(OR(K92=\"\",'Combined scenario - input'!$D77=\"\"),\"\",K92/'Combined scenario - input'!$D77),\"\")","v":""},{"$f":"IFERROR(IF(OR(L92=\"\",'Combined scenario - input'!$D77=\"\"),\"\",L92/'Combined scenario - input'!$D77),\"\")","v":""},{"$f":"IFERROR(IF(OR(M92=\"\",'Combined scenario - input'!$D77=\"\"),\"\",M92/'Combined scenario - input'!$D77),\"\")","v":""},{"$f":"IFERROR(IF(OR(N92=\"\",'Combined scenario - input'!$D77=\"\"),\"\",N92/'Combined scenario - input'!$D77),\"\")","v":""},{"$f":"IFERROR(IF(OR(O92=\"\",'Combined scenario - input'!$D77=\"\"),\"\",O92/'Combined scenario - input'!$D77),\"\")","v":""},{"$f":"IFERROR(IF(OR(P92=\"\",'Combined scenario - input'!$D77=\"\"),\"\",P92/'Combined scenario - input'!$D77),\"\")","v":""},{"$f":"IFERROR(IF(OR(Q92=\"\",'Combined scenario - input'!$D77=\"\"),\"\",Q92/'Combined scenario - input'!$D77),\"\")","v":""},{"$f":"IFERROR(IF(OR(R92=\"\",'Combined scenario - input'!$D77=\"\"),\"\",R92/'Combined scenario - input'!$D77),\"\")","v":""},{"$f":"IFERROR(IF(OR(S92=\"\",'Combined scenario - input'!$D77=\"\"),\"\",S92/'Combined scenario - input'!$D77),\"\")","v":""},{"$f":"IFERROR(IF(OR(T92=\"\",'Combined scenario - input'!$D77=\"\"),\"\",T92/'Combined scenario - input'!$D77),\"\")","v":""},{"$f":"IFERROR(IF(OR(U92=\"\",'Combined scenario - input'!$D77=\"\"),\"\",U92/'Combined scenario - input'!$D77),\"\")","v":""},{"$f":"IFERROR(IF(OR(V92=\"\",'Combined scenario - input'!$D77=\"\"),\"\",V92/'Combined scenario - input'!$D77),\"\")","v":""},{"$f":"IFERROR(IF(OR(W92=\"\",'Combined scenario - input'!$D77=\"\"),\"\",W92/'Combined scenario - input'!$D77),\"\")","v":""}]
[{"$f":"IFERROR('Combined scenario - input'!A78,\"\")","v":""},{"$f":"IFERROR('Combined scenario - input'!B78,\"\")","v":""},{"$f":"IFERROR('Combined scenario - input'!C78,\"\")","v":""},{"$f":"IFERROR(repcalc('Combined scenario - input'!$CV78:$GH78,'Combined scenario - input'!$G78,'Combined scenario - input'!$E78,'Combined scenario - input'!$F78,20,TRUE,TRUE),\"\")","v":""},"","","","","","","","","","","","","","","","","","","",{"$f":"IFERROR(IF(OR(D93=\"\",'Combined scenario - input'!$D78=\"\"),\"\",D93/'Combined scenario - input'!$D78),\"\")","v":""},{"$f":"IFERROR(IF(OR(E93=\"\",'Combined scenario - input'!$D78=\"\"),\"\",E93/'Combined scenario - input'!$D78),\"\")","v":""},{"$f":"IFERROR(IF(OR(F93=\"\",'Combined scenario - input'!$D78=\"\"),\"\",F93/'Combined scenario - input'!$D78),\"\")","v":""},{"$f":"IFERROR(IF(OR(G93=\"\",'Combined scenario - input'!$D78=\"\"),\"\",G93/'Combined scenario - input'!$D78),\"\")","v":""},{"$f":"IFERROR(IF(OR(H93=\"\",'Combined scenario - input'!$D78=\"\"),\"\",H93/'Combined scenario - input'!$D78),\"\")","v":""},{"$f":"IFERROR(IF(OR(I93=\"\",'Combined scenario - input'!$D78=\"\"),\"\",I93/'Combined scenario - input'!$D78),\"\")","v":""},{"$f":"IFERROR(IF(OR(J93=\"\",'Combined scenario - input'!$D78=\"\"),\"\",J93/'Combined scenario - input'!$D78),\"\")","v":""},{"$f":"IFERROR(IF(OR(K93=\"\",'Combined scenario - input'!$D78=\"\"),\"\",K93/'Combined scenario - input'!$D78),\"\")","v":""},{"$f":"IFERROR(IF(OR(L93=\"\",'Combined scenario - input'!$D78=\"\"),\"\",L93/'Combined scenario - input'!$D78),\"\")","v":""},{"$f":"IFERROR(IF(OR(M93=\"\",'Combined scenario - input'!$D78=\"\"),\"\",M93/'Combined scenario - input'!$D78),\"\")","v":""},{"$f":"IFERROR(IF(OR(N93=\"\",'Combined scenario - input'!$D78=\"\"),\"\",N93/'Combined scenario - input'!$D78),\"\")","v":""},{"$f":"IFERROR(IF(OR(O93=\"\",'Combined scenario - input'!$D78=\"\"),\"\",O93/'Combined scenario - input'!$D78),\"\")","v":""},{"$f":"IFERROR(IF(OR(P93=\"\",'Combined scenario - input'!$D78=\"\"),\"\",P93/'Combined scenario - input'!$D78),\"\")","v":""},{"$f":"IFERROR(IF(OR(Q93=\"\",'Combined scenario - input'!$D78=\"\"),\"\",Q93/'Combined scenario - input'!$D78),\"\")","v":""},{"$f":"IFERROR(IF(OR(R93=\"\",'Combined scenario - input'!$D78=\"\"),\"\",R93/'Combined scenario - input'!$D78),\"\")","v":""},{"$f":"IFERROR(IF(OR(S93=\"\",'Combined scenario - input'!$D78=\"\"),\"\",S93/'Combined scenario - input'!$D78),\"\")","v":""},{"$f":"IFERROR(IF(OR(T93=\"\",'Combined scenario - input'!$D78=\"\"),\"\",T93/'Combined scenario - input'!$D78),\"\")","v":""},{"$f":"IFERROR(IF(OR(U93=\"\",'Combined scenario - input'!$D78=\"\"),\"\",U93/'Combined scenario - input'!$D78),\"\")","v":""},{"$f":"IFERROR(IF(OR(V93=\"\",'Combined scenario - input'!$D78=\"\"),\"\",V93/'Combined scenario - input'!$D78),\"\")","v":""},{"$f":"IFERROR(IF(OR(W93=\"\",'Combined scenario - input'!$D78=\"\"),\"\",W93/'Combined scenario - input'!$D78),\"\")","v":""}]
[{"$f":"IFERROR('Combined scenario - input'!A79,\"\")","v":""},{"$f":"IFERROR('Combined scenario - input'!B79,\"\")","v":""},{"$f":"IFERROR('Combined scenario - input'!C79,\"\")","v":""},{"$f":"IFERROR(repcalc('Combined scenario - input'!$CV79:$GH79,'Combined scenario - input'!$G79,'Combined scenario - input'!$E79,'Combined scenario - input'!$F79,20,TRUE,TRUE),\"\")","v":""},"","","","","","","","","","","","","","","","","","","",{"$f":"IFERROR(IF(OR(D94=\"\",'Combined scenario - input'!$D79=\"\"),\"\",D94/'Combined scenario - input'!$D79),\"\")","v":""},{"$f":"IFERROR(IF(OR(E94=\"\",'Combined scenario - input'!$D79=\"\"),\"\",E94/'Combined scenario - input'!$D79),\"\")","v":""},{"$f":"IFERROR(IF(OR(F94=\"\",'Combined scenario - input'!$D79=\"\"),\"\",F94/'Combined scenario - input'!$D79),\"\")","v":""},{"$f":"IFERROR(IF(OR(G94=\"\",'Combined scenario - input'!$D79=\"\"),\"\",G94/'Combined scenario - input'!$D79),\"\")","v":""},{"$f":"IFERROR(IF(OR(H94=\"\",'Combined scenario - input'!$D79=\"\"),\"\",H94/'Combined scenario - input'!$D79),\"\")","v":""},{"$f":"IFERROR(IF(OR(I94=\"\",'Combined scenario - input'!$D79=\"\"),\"\",I94/'Combined scenario - input'!$D79),\"\")","v":""},{"$f":"IFERROR(IF(OR(J94=\"\",'Combined scenario - input'!$D79=\"\"),\"\",J94/'Combined scenario - input'!$D79),\"\")","v":""},{"$f":"IFERROR(IF(OR(K94=\"\",'Combined scenario - input'!$D79=\"\"),\"\",K94/'Combined scenario - input'!$D79),\"\")","v":""},{"$f":"IFERROR(IF(OR(L94=\"\",'Combined scenario - input'!$D79=\"\"),\"\",L94/'Combined scenario - input'!$D79),\"\")","v":""},{"$f":"IFERROR(IF(OR(M94=\"\",'Combined scenario - input'!$D79=\"\"),\"\",M94/'Combined scenario - input'!$D79),\"\")","v":""},{"$f":"IFERROR(IF(OR(N94=\"\",'Combined scenario - input'!$D79=\"\"),\"\",N94/'Combined scenario - input'!$D79),\"\")","v":""},{"$f":"IFERROR(IF(OR(O94=\"\",'Combined scenario - input'!$D79=\"\"),\"\",O94/'Combined scenario - input'!$D79),\"\")","v":""},{"$f":"IFERROR(IF(OR(P94=\"\",'Combined scenario - input'!$D79=\"\"),\"\",P94/'Combined scenario - input'!$D79),\"\")","v":""},{"$f":"IFERROR(IF(OR(Q94=\"\",'Combined scenario - input'!$D79=\"\"),\"\",Q94/'Combined scenario - input'!$D79),\"\")","v":""},{"$f":"IFERROR(IF(OR(R94=\"\",'Combined scenario - input'!$D79=\"\"),\"\",R94/'Combined scenario - input'!$D79),\"\")","v":""},{"$f":"IFERROR(IF(OR(S94=\"\",'Combined scenario - input'!$D79=\"\"),\"\",S94/'Combined scenario - input'!$D79),\"\")","v":""},{"$f":"IFERROR(IF(OR(T94=\"\",'Combined scenario - input'!$D79=\"\"),\"\",T94/'Combined scenario - input'!$D79),\"\")","v":""},{"$f":"IFERROR(IF(OR(U94=\"\",'Combined scenario - input'!$D79=\"\"),\"\",U94/'Combined scenario - input'!$D79),\"\")","v":""},{"$f":"IFERROR(IF(OR(V94=\"\",'Combined scenario - input'!$D79=\"\"),\"\",V94/'Combined scenario - input'!$D79),\"\")","v":""},{"$f":"IFERROR(IF(OR(W94=\"\",'Combined scenario - input'!$D79=\"\"),\"\",W94/'Combined scenario - input'!$D79),\"\")","v":""}]
[{"$f":"IFERROR('Combined scenario - input'!A80,\"\")","v":""},{"$f":"IFERROR('Combined scenario - input'!B80,\"\")","v":""},{"$f":"IFERROR('Combined scenario - input'!C80,\"\")","v":""},{"$f":"IFERROR(repcalc('Combined scenario - input'!$CV80:$GH80,'Combined scenario - input'!$G80,'Combined scenario - input'!$E80,'Combined scenario - input'!$F80,20,TRUE,TRUE),\"\")","v":""},"","","","","","","","","","","","","","","","","","","",{"$f":"IFERROR(IF(OR(D95=\"\",'Combined scenario - input'!$D80=\"\"),\"\",D95/'Combined scenario - input'!$D80),\"\")","v":""},{"$f":"IFERROR(IF(OR(E95=\"\",'Combined scenario - input'!$D80=\"\"),\"\",E95/'Combined scenario - input'!$D80),\"\")","v":""},{"$f":"IFERROR(IF(OR(F95=\"\",'Combined scenario - input'!$D80=\"\"),\"\",F95/'Combined scenario - input'!$D80),\"\")","v":""},{"$f":"IFERROR(IF(OR(G95=\"\",'Combined scenario - input'!$D80=\"\"),\"\",G95/'Combined scenario - input'!$D80),\"\")","v":""},{"$f":"IFERROR(IF(OR(H95=\"\",'Combined scenario - input'!$D80=\"\"),\"\",H95/'Combined scenario - input'!$D80),\"\")","v":""},{"$f":"IFERROR(IF(OR(I95=\"\",'Combined scenario - input'!$D80=\"\"),\"\",I95/'Combined scenario - input'!$D80),\"\")","v":""},{"$f":"IFERROR(IF(OR(J95=\"\",'Combined scenario - input'!$D80=\"\"),\"\",J95/'Combined scenario - input'!$D80),\"\")","v":""},{"$f":"IFERROR(IF(OR(K95=\"\",'Combined scenario - input'!$D80=\"\"),\"\",K95/'Combined scenario - input'!$D80),\"\")","v":""},{"$f":"IFERROR(IF(OR(L95=\"\",'Combined scenario - input'!$D80=\"\"),\"\",L95/'Combined scenario - input'!$D80),\"\")","v":""},{"$f":"IFERROR(IF(OR(M95=\"\",'Combined scenario - input'!$D80=\"\"),\"\",M95/'Combined scenario - input'!$D80),\"\")","v":""},{"$f":"IFERROR(IF(OR(N95=\"\",'Combined scenario - input'!$D80=\"\"),\"\",N95/'Combined scenario - input'!$D80),\"\")","v":""},{"$f":"IFERROR(IF(OR(O95=\"\",'Combined scenario - input'!$D80=\"\"),\"\",O95/'Combined scenario - input'!$D80),\"\")","v":""},{"$f":"IFERROR(IF(OR(P95=\"\",'Combined scenario - input'!$D80=\"\"),\"\",P95/'Combined scenario - input'!$D80),\"\")","v":""},{"$f":"IFERROR(IF(OR(Q95=\"\",'Combined scenario - input'!$D80=\"\"),\"\",Q95/'Combined scenario - input'!$D80),\"\")","v":""},{"$f":"IFERROR(IF(OR(R95=\"\",'Combined scenario - input'!$D80=\"\"),\"\",R95/'Combined scenario - input'!$D80),\"\")","v":""},{"$f":"IFERROR(IF(OR(S95=\"\",'Combined scenario - input'!$D80=\"\"),\"\",S95/'Combined scenario - input'!$D80),\"\")","v":""},{"$f":"IFERROR(IF(OR(T95=\"\",'Combined scenario - input'!$D80=\"\"),\"\",T95/'Combined scenario - input'!$D80),\"\")","v":""},{"$f":"IFERROR(IF(OR(U95=\"\",'Combined scenario - input'!$D80=\"\"),\"\",U95/'Combined scenario - input'!$D80),\"\")","v":""},{"$f":"IFERROR(IF(OR(V95=\"\",'Combined scenario - input'!$D80=\"\"),\"\",V95/'Combined scenario - input'!$D80),\"\")","v":""},{"$f":"IFERROR(IF(OR(W95=\"\",'Combined scenario - input'!$D80=\"\"),\"\",W95/'Combined scenario - input'!$D80),\"\")","v":""}]
[{"$f":"IFERROR('Combined scenario - input'!A81,\"\")","v":""},{"$f":"IFERROR('Combined scenario - input'!B81,\"\")","v":""},{"$f":"IFERROR('Combined scenario - input'!C81,\"\")","v":""},{"$f":"IFERROR(repcalc('Combined scenario - input'!$CV81:$GH81,'Combined scenario - input'!$G81,'Combined scenario - input'!$E81,'Combined scenario - input'!$F81,20,TRUE,TRUE),\"\")","v":""},"","","","","","","","","","","","","","","","","","","",{"$f":"IFERROR(IF(OR(D96=\"\",'Combined scenario - input'!$D81=\"\"),\"\",D96/'Combined scenario - input'!$D81),\"\")","v":""},{"$f":"IFERROR(IF(OR(E96=\"\",'Combined scenario - input'!$D81=\"\"),\"\",E96/'Combined scenario - input'!$D81),\"\")","v":""},{"$f":"IFERROR(IF(OR(F96=\"\",'Combined scenario - input'!$D81=\"\"),\"\",F96/'Combined scenario - input'!$D81),\"\")","v":""},{"$f":"IFERROR(IF(OR(G96=\"\",'Combined scenario - input'!$D81=\"\"),\"\",G96/'Combined scenario - input'!$D81),\"\")","v":""},{"$f":"IFERROR(IF(OR(H96=\"\",'Combined scenario - input'!$D81=\"\"),\"\",H96/'Combined scenario - input'!$D81),\"\")","v":""},{"$f":"IFERROR(IF(OR(I96=\"\",'Combined scenario - input'!$D81=\"\"),\"\",I96/'Combined scenario - input'!$D81),\"\")","v":""},{"$f":"IFERROR(IF(OR(J96=\"\",'Combined scenario - input'!$D81=\"\"),\"\",J96/'Combined scenario - input'!$D81),\"\")","v":""},{"$f":"IFERROR(IF(OR(K96=\"\",'Combined scenario - input'!$D81=\"\"),\"\",K96/'Combined scenario - input'!$D81),\"\")","v":""},{"$f":"IFERROR(IF(OR(L96=\"\",'Combined scenario - input'!$D81=\"\"),\"\",L96/'Combined scenario - input'!$D81),\"\")","v":""},{"$f":"IFERROR(IF(OR(M96=\"\",'Combined scenario - input'!$D81=\"\"),\"\",M96/'Combined scenario - input'!$D81),\"\")","v":""},{"$f":"IFERROR(IF(OR(N96=\"\",'Combined scenario - input'!$D81=\"\"),\"\",N96/'Combined scenario - input'!$D81),\"\")","v":""},{"$f":"IFERROR(IF(OR(O96=\"\",'Combined scenario - input'!$D81=\"\"),\"\",O96/'Combined scenario - input'!$D81),\"\")","v":""},{"$f":"IFERROR(IF(OR(P96=\"\",'Combined scenario - input'!$D81=\"\"),\"\",P96/'Combined scenario - input'!$D81),\"\")","v":""},{"$f":"IFERROR(IF(OR(Q96=\"\",'Combined scenario - input'!$D81=\"\"),\"\",Q96/'Combined scenario - input'!$D81),\"\")","v":""},{"$f":"IFERROR(IF(OR(R96=\"\",'Combined scenario - input'!$D81=\"\"),\"\",R96/'Combined scenario - input'!$D81),\"\")","v":""},{"$f":"IFERROR(IF(OR(S96=\"\",'Combined scenario - input'!$D81=\"\"),\"\",S96/'Combined scenario - input'!$D81),\"\")","v":""},{"$f":"IFERROR(IF(OR(T96=\"\",'Combined scenario - input'!$D81=\"\"),\"\",T96/'Combined scenario - input'!$D81),\"\")","v":""},{"$f":"IFERROR(IF(OR(U96=\"\",'Combined scenario - input'!$D81=\"\"),\"\",U96/'Combined scenario - input'!$D81),\"\")","v":""},{"$f":"IFERROR(IF(OR(V96=\"\",'Combined scenario - input'!$D81=\"\"),\"\",V96/'Combined scenario - input'!$D81),\"\")","v":""},{"$f":"IFERROR(IF(OR(W96=\"\",'Combined scenario - input'!$D81=\"\"),\"\",W96/'Combined scenario - input'!$D81),\"\")","v":""}]
[{"$f":"IFERROR('Combined scenario - input'!A82,\"\")","v":""},{"$f":"IFERROR('Combined scenario - input'!B82,\"\")","v":""},{"$f":"IFERROR('Combined scenario - input'!C82,\"\")","v":""},{"$f":"IFERROR(repcalc('Combined scenario - input'!$CV82:$GH82,'Combined scenario - input'!$G82,'Combined scenario - input'!$E82,'Combined scenario - input'!$F82,20,TRUE,TRUE),\"\")","v":""},"","","","","","","","","","","","","","","","","","","",{"$f":"IFERROR(IF(OR(D97=\"\",'Combined scenario - input'!$D82=\"\"),\"\",D97/'Combined scenario - input'!$D82),\"\")","v":""},{"$f":"IFERROR(IF(OR(E97=\"\",'Combined scenario - input'!$D82=\"\"),\"\",E97/'Combined scenario - input'!$D82),\"\")","v":""},{"$f":"IFERROR(IF(OR(F97=\"\",'Combined scenario - input'!$D82=\"\"),\"\",F97/'Combined scenario - input'!$D82),\"\")","v":""},{"$f":"IFERROR(IF(OR(G97=\"\",'Combined scenario - input'!$D82=\"\"),\"\",G97/'Combined scenario - input'!$D82),\"\")","v":""},{"$f":"IFERROR(IF(OR(H97=\"\",'Combined scenario - input'!$D82=\"\"),\"\",H97/'Combined scenario - input'!$D82),\"\")","v":""},{"$f":"IFERROR(IF(OR(I97=\"\",'Combined scenario - input'!$D82=\"\"),\"\",I97/'Combined scenario - input'!$D82),\"\")","v":""},{"$f":"IFERROR(IF(OR(J97=\"\",'Combined scenario - input'!$D82=\"\"),\"\",J97/'Combined scenario - input'!$D82),\"\")","v":""},{"$f":"IFERROR(IF(OR(K97=\"\",'Combined scenario - input'!$D82=\"\"),\"\",K97/'Combined scenario - input'!$D82),\"\")","v":""},{"$f":"IFERROR(IF(OR(L97=\"\",'Combined scenario - input'!$D82=\"\"),\"\",L97/'Combined scenario - input'!$D82),\"\")","v":""},{"$f":"IFERROR(IF(OR(M97=\"\",'Combined scenario - input'!$D82=\"\"),\"\",M97/'Combined scenario - input'!$D82),\"\")","v":""},{"$f":"IFERROR(IF(OR(N97=\"\",'Combined scenario - input'!$D82=\"\"),\"\",N97/'Combined scenario - input'!$D82),\"\")","v":""},{"$f":"IFERROR(IF(OR(O97=\"\",'Combined scenario - input'!$D82=\"\"),\"\",O97/'Combined scenario - input'!$D82),\"\")","v":""},{"$f":"IFERROR(IF(OR(P97=\"\",'Combined scenario - input'!$D82=\"\"),\"\",P97/'Combined scenario - input'!$D82),\"\")","v":""},{"$f":"IFERROR(IF(OR(Q97=\"\",'Combined scenario - input'!$D82=\"\"),\"\",Q97/'Combined scenario - input'!$D82),\"\")","v":""},{"$f":"IFERROR(IF(OR(R97=\"\",'Combined scenario - input'!$D82=\"\"),\"\",R97/'Combined scenario - input'!$D82),\"\")","v":""},{"$f":"IFERROR(IF(OR(S97=\"\",'Combined scenario - input'!$D82=\"\"),\"\",S97/'Combined scenario - input'!$D82),\"\")","v":""},{"$f":"IFERROR(IF(OR(T97=\"\",'Combined scenario - input'!$D82=\"\"),\"\",T97/'Combined scenario - input'!$D82),\"\")","v":""},{"$f":"IFERROR(IF(OR(U97=\"\",'Combined scenario - input'!$D82=\"\"),\"\",U97/'Combined scenario - input'!$D82),\"\")","v":""},{"$f":"IFERROR(IF(OR(V97=\"\",'Combined scenario - input'!$D82=\"\"),\"\",V97/'Combined scenario - input'!$D82),\"\")","v":""},{"$f":"IFERROR(IF(OR(W97=\"\",'Combined scenario - input'!$D82=\"\"),\"\",W97/'Combined scenario - input'!$D82),\"\")","v":""}]
[{"$f":"IFERROR('Combined scenario - input'!A83,\"\")","v":""},{"$f":"IFERROR('Combined scenario - input'!B83,\"\")","v":""},{"$f":"IFERROR('Combined scenario - input'!C83,\"\")","v":""},{"$f":"IFERROR(repcalc('Combined scenario - input'!$CV83:$GH83,'Combined scenario - input'!$G83,'Combined scenario - input'!$E83,'Combined scenario - input'!$F83,20,TRUE,TRUE),\"\")","v":""},"","","","","","","","","","","","","","","","","","","",{"$f":"IFERROR(IF(OR(D98=\"\",'Combined scenario - input'!$D83=\"\"),\"\",D98/'Combined scenario - input'!$D83),\"\")","v":""},{"$f":"IFERROR(IF(OR(E98=\"\",'Combined scenario - input'!$D83=\"\"),\"\",E98/'Combined scenario - input'!$D83),\"\")","v":""},{"$f":"IFERROR(IF(OR(F98=\"\",'Combined scenario - input'!$D83=\"\"),\"\",F98/'Combined scenario - input'!$D83),\"\")","v":""},{"$f":"IFERROR(IF(OR(G98=\"\",'Combined scenario - input'!$D83=\"\"),\"\",G98/'Combined scenario - input'!$D83),\"\")","v":""},{"$f":"IFERROR(IF(OR(H98=\"\",'Combined scenario - input'!$D83=\"\"),\"\",H98/'Combined scenario - input'!$D83),\"\")","v":""},{"$f":"IFERROR(IF(OR(I98=\"\",'Combined scenario - input'!$D83=\"\"),\"\",I98/'Combined scenario - input'!$D83),\"\")","v":""},{"$f":"IFERROR(IF(OR(J98=\"\",'Combined scenario - input'!$D83=\"\"),\"\",J98/'Combined scenario - input'!$D83),\"\")","v":""},{"$f":"IFERROR(IF(OR(K98=\"\",'Combined scenario - input'!$D83=\"\"),\"\",K98/'Combined scenario - input'!$D83),\"\")","v":""},{"$f":"IFERROR(IF(OR(L98=\"\",'Combined scenario - input'!$D83=\"\"),\"\",L98/'Combined scenario - input'!$D83),\"\")","v":""},{"$f":"IFERROR(IF(OR(M98=\"\",'Combined scenario - input'!$D83=\"\"),\"\",M98/'Combined scenario - input'!$D83),\"\")","v":""},{"$f":"IFERROR(IF(OR(N98=\"\",'Combined scenario - input'!$D83=\"\"),\"\",N98/'Combined scenario - input'!$D83),\"\")","v":""},{"$f":"IFERROR(IF(OR(O98=\"\",'Combined scenario - input'!$D83=\"\"),\"\",O98/'Combined scenario - input'!$D83),\"\")","v":""},{"$f":"IFERROR(IF(OR(P98=\"\",'Combined scenario - input'!$D83=\"\"),\"\",P98/'Combined scenario - input'!$D83),\"\")","v":""},{"$f":"IFERROR(IF(OR(Q98=\"\",'Combined scenario - input'!$D83=\"\"),\"\",Q98/'Combined scenario - input'!$D83),\"\")","v":""},{"$f":"IFERROR(IF(OR(R98=\"\",'Combined scenario - input'!$D83=\"\"),\"\",R98/'Combined scenario - input'!$D83),\"\")","v":""},{"$f":"IFERROR(IF(OR(S98=\"\",'Combined scenario - input'!$D83=\"\"),\"\",S98/'Combined scenario - input'!$D83),\"\")","v":""},{"$f":"IFERROR(IF(OR(T98=\"\",'Combined scenario - input'!$D83=\"\"),\"\",T98/'Combined scenario - input'!$D83),\"\")","v":""},{"$f":"IFERROR(IF(OR(U98=\"\",'Combined scenario - input'!$D83=\"\"),\"\",U98/'Combined scenario - input'!$D83),\"\")","v":""},{"$f":"IFERROR(IF(OR(V98=\"\",'Combined scenario - input'!$D83=\"\"),\"\",V98/'Combined scenario - input'!$D83),\"\")","v":""},{"$f":"IFERROR(IF(OR(W98=\"\",'Combined scenario - input'!$D83=\"\"),\"\",W98/'Combined scenario - input'!$D83),\"\")","v":""}]
[{"$f":"IFERROR('Combined scenario - input'!A84,\"\")","v":""},{"$f":"IFERROR('Combined scenario - input'!B84,\"\")","v":""},{"$f":"IFERROR('Combined scenario - input'!C84,\"\")","v":""},{"$f":"IFERROR(repcalc('Combined scenario - input'!$CV84:$GH84,'Combined scenario - input'!$G84,'Combined scenario - input'!$E84,'Combined scenario - input'!$F84,20,TRUE,TRUE),\"\")","v":""},"","","","","","","","","","","","","","","","","","","",{"$f":"IFERROR(IF(OR(D99=\"\",'Combined scenario - input'!$D84=\"\"),\"\",D99/'Combined scenario - input'!$D84),\"\")","v":""},{"$f":"IFERROR(IF(OR(E99=\"\",'Combined scenario - input'!$D84=\"\"),\"\",E99/'Combined scenario - input'!$D84),\"\")","v":""},{"$f":"IFERROR(IF(OR(F99=\"\",'Combined scenario - input'!$D84=\"\"),\"\",F99/'Combined scenario - input'!$D84),\"\")","v":""},{"$f":"IFERROR(IF(OR(G99=\"\",'Combined scenario - input'!$D84=\"\"),\"\",G99/'Combined scenario - input'!$D84),\"\")","v":""},{"$f":"IFERROR(IF(OR(H99=\"\",'Combined scenario - input'!$D84=\"\"),\"\",H99/'Combined scenario - input'!$D84),\"\")","v":""},{"$f":"IFERROR(IF(OR(I99=\"\",'Combined scenario - input'!$D84=\"\"),\"\",I99/'Combined scenario - input'!$D84),\"\")","v":""},{"$f":"IFERROR(IF(OR(J99=\"\",'Combined scenario - input'!$D84=\"\"),\"\",J99/'Combined scenario - input'!$D84),\"\")","v":""},{"$f":"IFERROR(IF(OR(K99=\"\",'Combined scenario - input'!$D84=\"\"),\"\",K99/'Combined scenario - input'!$D84),\"\")","v":""},{"$f":"IFERROR(IF(OR(L99=\"\",'Combined scenario - input'!$D84=\"\"),\"\",L99/'Combined scenario - input'!$D84),\"\")","v":""},{"$f":"IFERROR(IF(OR(M99=\"\",'Combined scenario - input'!$D84=\"\"),\"\",M99/'Combined scenario - input'!$D84),\"\")","v":""},{"$f":"IFERROR(IF(OR(N99=\"\",'Combined scenario - input'!$D84=\"\"),\"\",N99/'Combined scenario - input'!$D84),\"\")","v":""},{"$f":"IFERROR(IF(OR(O99=\"\",'Combined scenario - input'!$D84=\"\"),\"\",O99/'Combined scenario - input'!$D84),\"\")","v":""},{"$f":"IFERROR(IF(OR(P99=\"\",'Combined scenario - input'!$D84=\"\"),\"\",P99/'Combined scenario - input'!$D84),\"\")","v":""},{"$f":"IFERROR(IF(OR(Q99=\"\",'Combined scenario - input'!$D84=\"\"),\"\",Q99/'Combined scenario - input'!$D84),\"\")","v":""},{"$f":"IFERROR(IF(OR(R99=\"\",'Combined scenario - input'!$D84=\"\"),\"\",R99/'Combined scenario - input'!$D84),\"\")","v":""},{"$f":"IFERROR(IF(OR(S99=\"\",'Combined scenario - input'!$D84=\"\"),\"\",S99/'Combined scenario - input'!$D84),\"\")","v":""},{"$f":"IFERROR(IF(OR(T99=\"\",'Combined scenario - input'!$D84=\"\"),\"\",T99/'Combined scenario - input'!$D84),\"\")","v":""},{"$f":"IFERROR(IF(OR(U99=\"\",'Combined scenario - input'!$D84=\"\"),\"\",U99/'Combined scenario - input'!$D84),\"\")","v":""},{"$f":"IFERROR(IF(OR(V99=\"\",'Combined scenario - input'!$D84=\"\"),\"\",V99/'Combined scenario - input'!$D84),\"\")","v":""},{"$f":"IFERROR(IF(OR(W99=\"\",'Combined scenario - input'!$D84=\"\"),\"\",W99/'Combined scenario - input'!$D84),\"\")","v":""}]
[{"$f":"IFERROR('Combined scenario - input'!A85,\"\")","v":""},{"$f":"IFERROR('Combined scenario - input'!B85,\"\")","v":""},{"$f":"IFERROR('Combined scenario - input'!C85,\"\")","v":""},{"$f":"IFERROR(repcalc('Combined scenario - input'!$CV85:$GH85,'Combined scenario - input'!$G85,'Combined scenario - input'!$E85,'Combined scenario - input'!$F85,20,TRUE,TRUE),\"\")","v":""},"","","","","","","","","","","","","","","","","","","",{"$f":"IFERROR(IF(OR(D100=\"\",'Combined scenario - input'!$D85=\"\"),\"\",D100/'Combined scenario - input'!$D85),\"\")","v":""},{"$f":"IFERROR(IF(OR(E100=\"\",'Combined scenario - input'!$D85=\"\"),\"\",E100/'Combined scenario - input'!$D85),\"\")","v":""},{"$f":"IFERROR(IF(OR(F100=\"\",'Combined scenario - input'!$D85=\"\"),\"\",F100/'Combined scenario - input'!$D85),\"\")","v":""},{"$f":"IFERROR(IF(OR(G100=\"\",'Combined scenario - input'!$D85=\"\"),\"\",G100/'Combined scenario - input'!$D85),\"\")","v":""},{"$f":"IFERROR(IF(OR(H100=\"\",'Combined scenario - input'!$D85=\"\"),\"\",H100/'Combined scenario - input'!$D85),\"\")","v":""},{"$f":"IFERROR(IF(OR(I100=\"\",'Combined scenario - input'!$D85=\"\"),\"\",I100/'Combined scenario - input'!$D85),\"\")","v":""},{"$f":"IFERROR(IF(OR(J100=\"\",'Combined scenario - input'!$D85=\"\"),\"\",J100/'Combined scenario - input'!$D85),\"\")","v":""},{"$f":"IFERROR(IF(OR(K100=\"\",'Combined scenario - input'!$D85=\"\"),\"\",K100/'Combined scenario - input'!$D85),\"\")","v":""},{"$f":"IFERROR(IF(OR(L100=\"\",'Combined scenario - input'!$D85=\"\"),\"\",L100/'Combined scenario - input'!$D85),\"\")","v":""},{"$f":"IFERROR(IF(OR(M100=\"\",'Combined scenario - input'!$D85=\"\"),\"\",M100/'Combined scenario - input'!$D85),\"\")","v":""},{"$f":"IFERROR(IF(OR(N100=\"\",'Combined scenario - input'!$D85=\"\"),\"\",N100/'Combined scenario - input'!$D85),\"\")","v":""},{"$f":"IFERROR(IF(OR(O100=\"\",'Combined scenario - input'!$D85=\"\"),\"\",O100/'Combined scenario - input'!$D85),\"\")","v":""},{"$f":"IFERROR(IF(OR(P100=\"\",'Combined scenario - input'!$D85=\"\"),\"\",P100/'Combined scenario - input'!$D85),\"\")","v":""},{"$f":"IFERROR(IF(OR(Q100=\"\",'Combined scenario - input'!$D85=\"\"),\"\",Q100/'Combined scenario - input'!$D85),\"\")","v":""},{"$f":"IFERROR(IF(OR(R100=\"\",'Combined scenario - input'!$D85=\"\"),\"\",R100/'Combined scenario - input'!$D85),\"\")","v":""},{"$f":"IFERROR(IF(OR(S100=\"\",'Combined scenario - input'!$D85=\"\"),\"\",S100/'Combined scenario - input'!$D85),\"\")","v":""},{"$f":"IFERROR(IF(OR(T100=\"\",'Combined scenario - input'!$D85=\"\"),\"\",T100/'Combined scenario - input'!$D85),\"\")","v":""},{"$f":"IFERROR(IF(OR(U100=\"\",'Combined scenario - input'!$D85=\"\"),\"\",U100/'Combined scenario - input'!$D85),\"\")","v":""},{"$f":"IFERROR(IF(OR(V100=\"\",'Combined scenario - input'!$D85=\"\"),\"\",V100/'Combined scenario - input'!$D85),\"\")","v":""},{"$f":"IFERROR(IF(OR(W100=\"\",'Combined scenario - input'!$D85=\"\"),\"\",W100/'Combined scenario - input'!$D85),\"\")","v":""}]
[{"$f":"IFERROR('Combined scenario - input'!A86,\"\")","v":""},{"$f":"IFERROR('Combined scenario - input'!B86,\"\")","v":""},{"$f":"IFERROR('Combined scenario - input'!C86,\"\")","v":""},{"$f":"IFERROR(repcalc('Combined scenario - input'!$CV86:$GH86,'Combined scenario - input'!$G86,'Combined scenario - input'!$E86,'Combined scenario - input'!$F86,20,TRUE,TRUE),\"\")","v":""},"","","","","","","","","","","","","","","","","","","",{"$f":"IFERROR(IF(OR(D101=\"\",'Combined scenario - input'!$D86=\"\"),\"\",D101/'Combined scenario - input'!$D86),\"\")","v":""},{"$f":"IFERROR(IF(OR(E101=\"\",'Combined scenario - input'!$D86=\"\"),\"\",E101/'Combined scenario - input'!$D86),\"\")","v":""},{"$f":"IFERROR(IF(OR(F101=\"\",'Combined scenario - input'!$D86=\"\"),\"\",F101/'Combined scenario - input'!$D86),\"\")","v":""},{"$f":"IFERROR(IF(OR(G101=\"\",'Combined scenario - input'!$D86=\"\"),\"\",G101/'Combined scenario - input'!$D86),\"\")","v":""},{"$f":"IFERROR(IF(OR(H101=\"\",'Combined scenario - input'!$D86=\"\"),\"\",H101/'Combined scenario - input'!$D86),\"\")","v":""},{"$f":"IFERROR(IF(OR(I101=\"\",'Combined scenario - input'!$D86=\"\"),\"\",I101/'Combined scenario - input'!$D86),\"\")","v":""},{"$f":"IFERROR(IF(OR(J101=\"\",'Combined scenario - input'!$D86=\"\"),\"\",J101/'Combined scenario - input'!$D86),\"\")","v":""},{"$f":"IFERROR(IF(OR(K101=\"\",'Combined scenario - input'!$D86=\"\"),\"\",K101/'Combined scenario - input'!$D86),\"\")","v":""},{"$f":"IFERROR(IF(OR(L101=\"\",'Combined scenario - input'!$D86=\"\"),\"\",L101/'Combined scenario - input'!$D86),\"\")","v":""},{"$f":"IFERROR(IF(OR(M101=\"\",'Combined scenario - input'!$D86=\"\"),\"\",M101/'Combined scenario - input'!$D86),\"\")","v":""},{"$f":"IFERROR(IF(OR(N101=\"\",'Combined scenario - input'!$D86=\"\"),\"\",N101/'Combined scenario - input'!$D86),\"\")","v":""},{"$f":"IFERROR(IF(OR(O101=\"\",'Combined scenario - input'!$D86=\"\"),\"\",O101/'Combined scenario - input'!$D86),\"\")","v":""},{"$f":"IFERROR(IF(OR(P101=\"\",'Combined scenario - input'!$D86=\"\"),\"\",P101/'Combined scenario - input'!$D86),\"\")","v":""},{"$f":"IFERROR(IF(OR(Q101=\"\",'Combined scenario - input'!$D86=\"\"),\"\",Q101/'Combined scenario - input'!$D86),\"\")","v":""},{"$f":"IFERROR(IF(OR(R101=\"\",'Combined scenario - input'!$D86=\"\"),\"\",R101/'Combined scenario - input'!$D86),\"\")","v":""},{"$f":"IFERROR(IF(OR(S101=\"\",'Combined scenario - input'!$D86=\"\"),\"\",S101/'Combined scenario - input'!$D86),\"\")","v":""},{"$f":"IFERROR(IF(OR(T101=\"\",'Combined scenario - input'!$D86=\"\"),\"\",T101/'Combined scenario - input'!$D86),\"\")","v":""},{"$f":"IFERROR(IF(OR(U101=\"\",'Combined scenario - input'!$D86=\"\"),\"\",U101/'Combined scenario - input'!$D86),\"\")","v":""},{"$f":"IFERROR(IF(OR(V101=\"\",'Combined scenario - input'!$D86=\"\"),\"\",V101/'Combined scenario - input'!$D86),\"\")","v":""},{"$f":"IFERROR(IF(OR(W101=\"\",'Combined scenario - input'!$D86=\"\"),\"\",W101/'Combined scenario - input'!$D86),\"\")","v":""}]
[{"$f":"IFERROR('Combined scenario - input'!A87,\"\")","v":""},{"$f":"IFERROR('Combined scenario - input'!B87,\"\")","v":""},{"$f":"IFERROR('Combined scenario - input'!C87,\"\")","v":""},{"$f":"IFERROR(repcalc('Combined scenario - input'!$CV87:$GH87,'Combined scenario - input'!$G87,'Combined scenario - input'!$E87,'Combined scenario - input'!$F87,20,TRUE,TRUE),\"\")","v":""},"","","","","","","","","","","","","","","","","","","",{"$f":"IFERROR(IF(OR(D102=\"\",'Combined scenario - input'!$D87=\"\"),\"\",D102/'Combined scenario - input'!$D87),\"\")","v":""},{"$f":"IFERROR(IF(OR(E102=\"\",'Combined scenario - input'!$D87=\"\"),\"\",E102/'Combined scenario - input'!$D87),\"\")","v":""},{"$f":"IFERROR(IF(OR(F102=\"\",'Combined scenario - input'!$D87=\"\"),\"\",F102/'Combined scenario - input'!$D87),\"\")","v":""},{"$f":"IFERROR(IF(OR(G102=\"\",'Combined scenario - input'!$D87=\"\"),\"\",G102/'Combined scenario - input'!$D87),\"\")","v":""},{"$f":"IFERROR(IF(OR(H102=\"\",'Combined scenario - input'!$D87=\"\"),\"\",H102/'Combined scenario - input'!$D87),\"\")","v":""},{"$f":"IFERROR(IF(OR(I102=\"\",'Combined scenario - input'!$D87=\"\"),\"\",I102/'Combined scenario - input'!$D87),\"\")","v":""},{"$f":"IFERROR(IF(OR(J102=\"\",'Combined scenario - input'!$D87=\"\"),\"\",J102/'Combined scenario - input'!$D87),\"\")","v":""},{"$f":"IFERROR(IF(OR(K102=\"\",'Combined scenario - input'!$D87=\"\"),\"\",K102/'Combined scenario - input'!$D87),\"\")","v":""},{"$f":"IFERROR(IF(OR(L102=\"\",'Combined scenario - input'!$D87=\"\"),\"\",L102/'Combined scenario - input'!$D87),\"\")","v":""},{"$f":"IFERROR(IF(OR(M102=\"\",'Combined scenario - input'!$D87=\"\"),\"\",M102/'Combined scenario - input'!$D87),\"\")","v":""},{"$f":"IFERROR(IF(OR(N102=\"\",'Combined scenario - input'!$D87=\"\"),\"\",N102/'Combined scenario - input'!$D87),\"\")","v":""},{"$f":"IFERROR(IF(OR(O102=\"\",'Combined scenario - input'!$D87=\"\"),\"\",O102/'Combined scenario - input'!$D87),\"\")","v":""},{"$f":"IFERROR(IF(OR(P102=\"\",'Combined scenario - input'!$D87=\"\"),\"\",P102/'Combined scenario - input'!$D87),\"\")","v":""},{"$f":"IFERROR(IF(OR(Q102=\"\",'Combined scenario - input'!$D87=\"\"),\"\",Q102/'Combined scenario - input'!$D87),\"\")","v":""},{"$f":"IFERROR(IF(OR(R102=\"\",'Combined scenario - input'!$D87=\"\"),\"\",R102/'Combined scenario - input'!$D87),\"\")","v":""},{"$f":"IFERROR(IF(OR(S102=\"\",'Combined scenario - input'!$D87=\"\"),\"\",S102/'Combined scenario - input'!$D87),\"\")","v":""},{"$f":"IFERROR(IF(OR(T102=\"\",'Combined scenario - input'!$D87=\"\"),\"\",T102/'Combined scenario - input'!$D87),\"\")","v":""},{"$f":"IFERROR(IF(OR(U102=\"\",'Combined scenario - input'!$D87=\"\"),\"\",U102/'Combined scenario - input'!$D87),\"\")","v":""},{"$f":"IFERROR(IF(OR(V102=\"\",'Combined scenario - input'!$D87=\"\"),\"\",V102/'Combined scenario - input'!$D87),\"\")","v":""},{"$f":"IFERROR(IF(OR(W102=\"\",'Combined scenario - input'!$D87=\"\"),\"\",W102/'Combined scenario - input'!$D87),\"\")","v":""}]
[{"$f":"IFERROR('Combined scenario - input'!A88,\"\")","v":""},{"$f":"IFERROR('Combined scenario - input'!B88,\"\")","v":""},{"$f":"IFERROR('Combined scenario - input'!C88,\"\")","v":""},{"$f":"IFERROR(repcalc('Combined scenario - input'!$CV88:$GH88,'Combined scenario - input'!$G88,'Combined scenario - input'!$E88,'Combined scenario - input'!$F88,20,TRUE,TRUE),\"\")","v":""},"","","","","","","","","","","","","","","","","","","",{"$f":"IFERROR(IF(OR(D103=\"\",'Combined scenario - input'!$D88=\"\"),\"\",D103/'Combined scenario - input'!$D88),\"\")","v":""},{"$f":"IFERROR(IF(OR(E103=\"\",'Combined scenario - input'!$D88=\"\"),\"\",E103/'Combined scenario - input'!$D88),\"\")","v":""},{"$f":"IFERROR(IF(OR(F103=\"\",'Combined scenario - input'!$D88=\"\"),\"\",F103/'Combined scenario - input'!$D88),\"\")","v":""},{"$f":"IFERROR(IF(OR(G103=\"\",'Combined scenario - input'!$D88=\"\"),\"\",G103/'Combined scenario - input'!$D88),\"\")","v":""},{"$f":"IFERROR(IF(OR(H103=\"\",'Combined scenario - input'!$D88=\"\"),\"\",H103/'Combined scenario - input'!$D88),\"\")","v":""},{"$f":"IFERROR(IF(OR(I103=\"\",'Combined scenario - input'!$D88=\"\"),\"\",I103/'Combined scenario - input'!$D88),\"\")","v":""},{"$f":"IFERROR(IF(OR(J103=\"\",'Combined scenario - input'!$D88=\"\"),\"\",J103/'Combined scenario - input'!$D88),\"\")","v":""},{"$f":"IFERROR(IF(OR(K103=\"\",'Combined scenario - input'!$D88=\"\"),\"\",K103/'Combined scenario - input'!$D88),\"\")","v":""},{"$f":"IFERROR(IF(OR(L103=\"\",'Combined scenario - input'!$D88=\"\"),\"\",L103/'Combined scenario - input'!$D88),\"\")","v":""},{"$f":"IFERROR(IF(OR(M103=\"\",'Combined scenario - input'!$D88=\"\"),\"\",M103/'Combined scenario - input'!$D88),\"\")","v":""},{"$f":"IFERROR(IF(OR(N103=\"\",'Combined scenario - input'!$D88=\"\"),\"\",N103/'Combined scenario - input'!$D88),\"\")","v":""},{"$f":"IFERROR(IF(OR(O103=\"\",'Combined scenario - input'!$D88=\"\"),\"\",O103/'Combined scenario - input'!$D88),\"\")","v":""},{"$f":"IFERROR(IF(OR(P103=\"\",'Combined scenario - input'!$D88=\"\"),\"\",P103/'Combined scenario - input'!$D88),\"\")","v":""},{"$f":"IFERROR(IF(OR(Q103=\"\",'Combined scenario - input'!$D88=\"\"),\"\",Q103/'Combined scenario - input'!$D88),\"\")","v":""},{"$f":"IFERROR(IF(OR(R103=\"\",'Combined scenario - input'!$D88=\"\"),\"\",R103/'Combined scenario - input'!$D88),\"\")","v":""},{"$f":"IFERROR(IF(OR(S103=\"\",'Combined scenario - input'!$D88=\"\"),\"\",S103/'Combined scenario - input'!$D88),\"\")","v":""},{"$f":"IFERROR(IF(OR(T103=\"\",'Combined scenario - input'!$D88=\"\"),\"\",T103/'Combined scenario - input'!$D88),\"\")","v":""},{"$f":"IFERROR(IF(OR(U103=\"\",'Combined scenario - input'!$D88=\"\"),\"\",U103/'Combined scenario - input'!$D88),\"\")","v":""},{"$f":"IFERROR(IF(OR(V103=\"\",'Combined scenario - input'!$D88=\"\"),\"\",V103/'Combined scenario - input'!$D88),\"\")","v":""},{"$f":"IFERROR(IF(OR(W103=\"\",'Combined scenario - input'!$D88=\"\"),\"\",W103/'Combined scenario - input'!$D88),\"\")","v":""}]
[{"$f":"IFERROR('Combined scenario - input'!A89,\"\")","v":""},{"$f":"IFERROR('Combined scenario - input'!B89,\"\")","v":""},{"$f":"IFERROR('Combined scenario - input'!C89,\"\")","v":""},{"$f":"IFERROR(repcalc('Combined scenario - input'!$CV89:$GH89,'Combined scenario - input'!$G89,'Combined scenario - input'!$E89,'Combined scenario - input'!$F89,20,TRUE,TRUE),\"\")","v":""},"","","","","","","","","","","","","","","","","","","",{"$f":"IFERROR(IF(OR(D104=\"\",'Combined scenario - input'!$D89=\"\"),\"\",D104/'Combined scenario - input'!$D89),\"\")","v":""},{"$f":"IFERROR(IF(OR(E104=\"\",'Combined scenario - input'!$D89=\"\"),\"\",E104/'Combined scenario - input'!$D89),\"\")","v":""},{"$f":"IFERROR(IF(OR(F104=\"\",'Combined scenario - input'!$D89=\"\"),\"\",F104/'Combined scenario - input'!$D89),\"\")","v":""},{"$f":"IFERROR(IF(OR(G104=\"\",'Combined scenario - input'!$D89=\"\"),\"\",G104/'Combined scenario - input'!$D89),\"\")","v":""},{"$f":"IFERROR(IF(OR(H104=\"\",'Combined scenario - input'!$D89=\"\"),\"\",H104/'Combined scenario - input'!$D89),\"\")","v":""},{"$f":"IFERROR(IF(OR(I104=\"\",'Combined scenario - input'!$D89=\"\"),\"\",I104/'Combined scenario - input'!$D89),\"\")","v":""},{"$f":"IFERROR(IF(OR(J104=\"\",'Combined scenario - input'!$D89=\"\"),\"\",J104/'Combined scenario - input'!$D89),\"\")","v":""},{"$f":"IFERROR(IF(OR(K104=\"\",'Combined scenario - input'!$D89=\"\"),\"\",K104/'Combined scenario - input'!$D89),\"\")","v":""},{"$f":"IFERROR(IF(OR(L104=\"\",'Combined scenario - input'!$D89=\"\"),\"\",L104/'Combined scenario - input'!$D89),\"\")","v":""},{"$f":"IFERROR(IF(OR(M104=\"\",'Combined scenario - input'!$D89=\"\"),\"\",M104/'Combined scenario - input'!$D89),\"\")","v":""},{"$f":"IFERROR(IF(OR(N104=\"\",'Combined scenario - input'!$D89=\"\"),\"\",N104/'Combined scenario - input'!$D89),\"\")","v":""},{"$f":"IFERROR(IF(OR(O104=\"\",'Combined scenario - input'!$D89=\"\"),\"\",O104/'Combined scenario - input'!$D89),\"\")","v":""},{"$f":"IFERROR(IF(OR(P104=\"\",'Combined scenario - input'!$D89=\"\"),\"\",P104/'Combined scenario - input'!$D89),\"\")","v":""},{"$f":"IFERROR(IF(OR(Q104=\"\",'Combined scenario - input'!$D89=\"\"),\"\",Q104/'Combined scenario - input'!$D89),\"\")","v":""},{"$f":"IFERROR(IF(OR(R104=\"\",'Combined scenario - input'!$D89=\"\"),\"\",R104/'Combined scenario - input'!$D89),\"\")","v":""},{"$f":"IFERROR(IF(OR(S104=\"\",'Combined scenario - input'!$D89=\"\"),\"\",S104/'Combined scenario - input'!$D89),\"\")","v":""},{"$f":"IFERROR(IF(OR(T104=\"\",'Combined scenario - input'!$D89=\"\"),\"\",T104/'Combined scenario - input'!$D89),\"\")","v":""},{"$f":"IFERROR(IF(OR(U104=\"\",'Combined scenario - input'!$D89=\"\"),\"\",U104/'Combined scenario - input'!$D89),\"\")","v":""},{"$f":"IFERROR(IF(OR(V104=\"\",'Combined scenario - input'!$D89=\"\"),\"\",V104/'Combined scenario - input'!$D89),\"\")","v":""},{"$f":"IFERROR(IF(OR(W104=\"\",'Combined scenario - input'!$D89=\"\"),\"\",W104/'Combined scenario - input'!$D89),\"\")","v":""}]
[{"$f":"IFERROR('Combined scenario - input'!A90,\"\")","v":""},{"$f":"IFERROR('Combined scenario - input'!B90,\"\")","v":""},{"$f":"IFERROR('Combined scenario - input'!C90,\"\")","v":""},{"$f":"IFERROR(repcalc('Combined scenario - input'!$CV90:$GH90,'Combined scenario - input'!$G90,'Combined scenario - input'!$E90,'Combined scenario - input'!$F90,20,TRUE,TRUE),\"\")","v":""},"","","","","","","","","","","","","","","","","","","",{"$f":"IFERROR(IF(OR(D105=\"\",'Combined scenario - input'!$D90=\"\"),\"\",D105/'Combined scenario - input'!$D90),\"\")","v":""},{"$f":"IFERROR(IF(OR(E105=\"\",'Combined scenario - input'!$D90=\"\"),\"\",E105/'Combined scenario - input'!$D90),\"\")","v":""},{"$f":"IFERROR(IF(OR(F105=\"\",'Combined scenario - input'!$D90=\"\"),\"\",F105/'Combined scenario - input'!$D90),\"\")","v":""},{"$f":"IFERROR(IF(OR(G105=\"\",'Combined scenario - input'!$D90=\"\"),\"\",G105/'Combined scenario - input'!$D90),\"\")","v":""},{"$f":"IFERROR(IF(OR(H105=\"\",'Combined scenario - input'!$D90=\"\"),\"\",H105/'Combined scenario - input'!$D90),\"\")","v":""},{"$f":"IFERROR(IF(OR(I105=\"\",'Combined scenario - input'!$D90=\"\"),\"\",I105/'Combined scenario - input'!$D90),\"\")","v":""},{"$f":"IFERROR(IF(OR(J105=\"\",'Combined scenario - input'!$D90=\"\"),\"\",J105/'Combined scenario - input'!$D90),\"\")","v":""},{"$f":"IFERROR(IF(OR(K105=\"\",'Combined scenario - input'!$D90=\"\"),\"\",K105/'Combined scenario - input'!$D90),\"\")","v":""},{"$f":"IFERROR(IF(OR(L105=\"\",'Combined scenario - input'!$D90=\"\"),\"\",L105/'Combined scenario - input'!$D90),\"\")","v":""},{"$f":"IFERROR(IF(OR(M105=\"\",'Combined scenario - input'!$D90=\"\"),\"\",M105/'Combined scenario - input'!$D90),\"\")","v":""},{"$f":"IFERROR(IF(OR(N105=\"\",'Combined scenario - input'!$D90=\"\"),\"\",N105/'Combined scenario - input'!$D90),\"\")","v":""},{"$f":"IFERROR(IF(OR(O105=\"\",'Combined scenario - input'!$D90=\"\"),\"\",O105/'Combined scenario - input'!$D90),\"\")","v":""},{"$f":"IFERROR(IF(OR(P105=\"\",'Combined scenario - input'!$D90=\"\"),\"\",P105/'Combined scenario - input'!$D90),\"\")","v":""},{"$f":"IFERROR(IF(OR(Q105=\"\",'Combined scenario - input'!$D90=\"\"),\"\",Q105/'Combined scenario - input'!$D90),\"\")","v":""},{"$f":"IFERROR(IF(OR(R105=\"\",'Combined scenario - input'!$D90=\"\"),\"\",R105/'Combined scenario - input'!$D90),\"\")","v":""},{"$f":"IFERROR(IF(OR(S105=\"\",'Combined scenario - input'!$D90=\"\"),\"\",S105/'Combined scenario - input'!$D90),\"\")","v":""},{"$f":"IFERROR(IF(OR(T105=\"\",'Combined scenario - input'!$D90=\"\"),\"\",T105/'Combined scenario - input'!$D90),\"\")","v":""},{"$f":"IFERROR(IF(OR(U105=\"\",'Combined scenario - input'!$D90=\"\"),\"\",U105/'Combined scenario - input'!$D90),\"\")","v":""},{"$f":"IFERROR(IF(OR(V105=\"\",'Combined scenario - input'!$D90=\"\"),\"\",V105/'Combined scenario - input'!$D90),\"\")","v":""},{"$f":"IFERROR(IF(OR(W105=\"\",'Combined scenario - input'!$D90=\"\"),\"\",W105/'Combined scenario - input'!$D90),\"\")","v":""}]
[{"$f":"IFERROR('Combined scenario - input'!A91,\"\")","v":""},{"$f":"IFERROR('Combined scenario - input'!B91,\"\")","v":""},{"$f":"IFERROR('Combined scenario - input'!C91,\"\")","v":""},{"$f":"IFERROR(repcalc('Combined scenario - input'!$CV91:$GH91,'Combined scenario - input'!$G91,'Combined scenario - input'!$E91,'Combined scenario - input'!$F91,20,TRUE,TRUE),\"\")","v":""},"","","","","","","","","","","","","","","","","","","",{"$f":"IFERROR(IF(OR(D106=\"\",'Combined scenario - input'!$D91=\"\"),\"\",D106/'Combined scenario - input'!$D91),\"\")","v":""},{"$f":"IFERROR(IF(OR(E106=\"\",'Combined scenario - input'!$D91=\"\"),\"\",E106/'Combined scenario - input'!$D91),\"\")","v":""},{"$f":"IFERROR(IF(OR(F106=\"\",'Combined scenario - input'!$D91=\"\"),\"\",F106/'Combined scenario - input'!$D91),\"\")","v":""},{"$f":"IFERROR(IF(OR(G106=\"\",'Combined scenario - input'!$D91=\"\"),\"\",G106/'Combined scenario - input'!$D91),\"\")","v":""},{"$f":"IFERROR(IF(OR(H106=\"\",'Combined scenario - input'!$D91=\"\"),\"\",H106/'Combined scenario - input'!$D91),\"\")","v":""},{"$f":"IFERROR(IF(OR(I106=\"\",'Combined scenario - input'!$D91=\"\"),\"\",I106/'Combined scenario - input'!$D91),\"\")","v":""},{"$f":"IFERROR(IF(OR(J106=\"\",'Combined scenario - input'!$D91=\"\"),\"\",J106/'Combined scenario - input'!$D91),\"\")","v":""},{"$f":"IFERROR(IF(OR(K106=\"\",'Combined scenario - input'!$D91=\"\"),\"\",K106/'Combined scenario - input'!$D91),\"\")","v":""},{"$f":"IFERROR(IF(OR(L106=\"\",'Combined scenario - input'!$D91=\"\"),\"\",L106/'Combined scenario - input'!$D91),\"\")","v":""},{"$f":"IFERROR(IF(OR(M106=\"\",'Combined scenario - input'!$D91=\"\"),\"\",M106/'Combined scenario - input'!$D91),\"\")","v":""},{"$f":"IFERROR(IF(OR(N106=\"\",'Combined scenario - input'!$D91=\"\"),\"\",N106/'Combined scenario - input'!$D91),\"\")","v":""},{"$f":"IFERROR(IF(OR(O106=\"\",'Combined scenario - input'!$D91=\"\"),\"\",O106/'Combined scenario - input'!$D91),\"\")","v":""},{"$f":"IFERROR(IF(OR(P106=\"\",'Combined scenario - input'!$D91=\"\"),\"\",P106/'Combined scenario - input'!$D91),\"\")","v":""},{"$f":"IFERROR(IF(OR(Q106=\"\",'Combined scenario - input'!$D91=\"\"),\"\",Q106/'Combined scenario - input'!$D91),\"\")","v":""},{"$f":"IFERROR(IF(OR(R106=\"\",'Combined scenario - input'!$D91=\"\"),\"\",R106/'Combined scenario - input'!$D91),\"\")","v":""},{"$f":"IFERROR(IF(OR(S106=\"\",'Combined scenario - input'!$D91=\"\"),\"\",S106/'Combined scenario - input'!$D91),\"\")","v":""},{"$f":"IFERROR(IF(OR(T106=\"\",'Combined scenario - input'!$D91=\"\"),\"\",T106/'Combined scenario - input'!$D91),\"\")","v":""},{"$f":"IFERROR(IF(OR(U106=\"\",'Combined scenario - input'!$D91=\"\"),\"\",U106/'Combined scenario - input'!$D91),\"\")","v":""},{"$f":"IFERROR(IF(OR(V106=\"\",'Combined scenario - input'!$D91=\"\"),\"\",V106/'Combined scenario - input'!$D91),\"\")","v":""},{"$f":"IFERROR(IF(OR(W106=\"\",'Combined scenario - input'!$D91=\"\"),\"\",W106/'Combined scenario - input'!$D91),\"\")","v":""}]
[{"$f":"IFERROR('Combined scenario - input'!A92,\"\")","v":""},{"$f":"IFERROR('Combined scenario - input'!B92,\"\")","v":""},{"$f":"IFERROR('Combined scenario - input'!C92,\"\")","v":""},{"$f":"IFERROR(repcalc('Combined scenario - input'!$CV92:$GH92,'Combined scenario - input'!$G92,'Combined scenario - input'!$E92,'Combined scenario - input'!$F92,20,TRUE,TRUE),\"\")","v":""},"","","","","","","","","","","","","","","","","","","",{"$f":"IFERROR(IF(OR(D107=\"\",'Combined scenario - input'!$D92=\"\"),\"\",D107/'Combined scenario - input'!$D92),\"\")","v":""},{"$f":"IFERROR(IF(OR(E107=\"\",'Combined scenario - input'!$D92=\"\"),\"\",E107/'Combined scenario - input'!$D92),\"\")","v":""},{"$f":"IFERROR(IF(OR(F107=\"\",'Combined scenario - input'!$D92=\"\"),\"\",F107/'Combined scenario - input'!$D92),\"\")","v":""},{"$f":"IFERROR(IF(OR(G107=\"\",'Combined scenario - input'!$D92=\"\"),\"\",G107/'Combined scenario - input'!$D92),\"\")","v":""},{"$f":"IFERROR(IF(OR(H107=\"\",'Combined scenario - input'!$D92=\"\"),\"\",H107/'Combined scenario - input'!$D92),\"\")","v":""},{"$f":"IFERROR(IF(OR(I107=\"\",'Combined scenario - input'!$D92=\"\"),\"\",I107/'Combined scenario - input'!$D92),\"\")","v":""},{"$f":"IFERROR(IF(OR(J107=\"\",'Combined scenario - input'!$D92=\"\"),\"\",J107/'Combined scenario - input'!$D92),\"\")","v":""},{"$f":"IFERROR(IF(OR(K107=\"\",'Combined scenario - input'!$D92=\"\"),\"\",K107/'Combined scenario - input'!$D92),\"\")","v":""},{"$f":"IFERROR(IF(OR(L107=\"\",'Combined scenario - input'!$D92=\"\"),\"\",L107/'Combined scenario - input'!$D92),\"\")","v":""},{"$f":"IFERROR(IF(OR(M107=\"\",'Combined scenario - input'!$D92=\"\"),\"\",M107/'Combined scenario - input'!$D92),\"\")","v":""},{"$f":"IFERROR(IF(OR(N107=\"\",'Combined scenario - input'!$D92=\"\"),\"\",N107/'Combined scenario - input'!$D92),\"\")","v":""},{"$f":"IFERROR(IF(OR(O107=\"\",'Combined scenario - input'!$D92=\"\"),\"\",O107/'Combined scenario - input'!$D92),\"\")","v":""},{"$f":"IFERROR(IF(OR(P107=\"\",'Combined scenario - input'!$D92=\"\"),\"\",P107/'Combined scenario - input'!$D92),\"\")","v":""},{"$f":"IFERROR(IF(OR(Q107=\"\",'Combined scenario - input'!$D92=\"\"),\"\",Q107/'Combined scenario - input'!$D92),\"\")","v":""},{"$f":"IFERROR(IF(OR(R107=\"\",'Combined scenario - input'!$D92=\"\"),\"\",R107/'Combined scenario - input'!$D92),\"\")","v":""},{"$f":"IFERROR(IF(OR(S107=\"\",'Combined scenario - input'!$D92=\"\"),\"\",S107/'Combined scenario - input'!$D92),\"\")","v":""},{"$f":"IFERROR(IF(OR(T107=\"\",'Combined scenario - input'!$D92=\"\"),\"\",T107/'Combined scenario - input'!$D92),\"\")","v":""},{"$f":"IFERROR(IF(OR(U107=\"\",'Combined scenario - input'!$D92=\"\"),\"\",U107/'Combined scenario - input'!$D92),\"\")","v":""},{"$f":"IFERROR(IF(OR(V107=\"\",'Combined scenario - input'!$D92=\"\"),\"\",V107/'Combined scenario - input'!$D92),\"\")","v":""},{"$f":"IFERROR(IF(OR(W107=\"\",'Combined scenario - input'!$D92=\"\"),\"\",W107/'Combined scenario - input'!$D92),\"\")","v":""}]
[{"$f":"IFERROR('Combined scenario - input'!A93,\"\")","v":""},{"$f":"IFERROR('Combined scenario - input'!B93,\"\")","v":""},{"$f":"IFERROR('Combined scenario - input'!C93,\"\")","v":""},{"$f":"IFERROR(repcalc('Combined scenario - input'!$CV93:$GH93,'Combined scenario - input'!$G93,'Combined scenario - input'!$E93,'Combined scenario - input'!$F93,20,TRUE,TRUE),\"\")","v":""},"","","","","","","","","","","","","","","","","","","",{"$f":"IFERROR(IF(OR(D108=\"\",'Combined scenario - input'!$D93=\"\"),\"\",D108/'Combined scenario - input'!$D93),\"\")","v":""},{"$f":"IFERROR(IF(OR(E108=\"\",'Combined scenario - input'!$D93=\"\"),\"\",E108/'Combined scenario - input'!$D93),\"\")","v":""},{"$f":"IFERROR(IF(OR(F108=\"\",'Combined scenario - input'!$D93=\"\"),\"\",F108/'Combined scenario - input'!$D93),\"\")","v":""},{"$f":"IFERROR(IF(OR(G108=\"\",'Combined scenario - input'!$D93=\"\"),\"\",G108/'Combined scenario - input'!$D93),\"\")","v":""},{"$f":"IFERROR(IF(OR(H108=\"\",'Combined scenario - input'!$D93=\"\"),\"\",H108/'Combined scenario - input'!$D93),\"\")","v":""},{"$f":"IFERROR(IF(OR(I108=\"\",'Combined scenario - input'!$D93=\"\"),\"\",I108/'Combined scenario - input'!$D93),\"\")","v":""},{"$f":"IFERROR(IF(OR(J108=\"\",'Combined scenario - input'!$D93=\"\"),\"\",J108/'Combined scenario - input'!$D93),\"\")","v":""},{"$f":"IFERROR(IF(OR(K108=\"\",'Combined scenario - input'!$D93=\"\"),\"\",K108/'Combined scenario - input'!$D93),\"\")","v":""},{"$f":"IFERROR(IF(OR(L108=\"\",'Combined scenario - input'!$D93=\"\"),\"\",L108/'Combined scenario - input'!$D93),\"\")","v":""},{"$f":"IFERROR(IF(OR(M108=\"\",'Combined scenario - input'!$D93=\"\"),\"\",M108/'Combined scenario - input'!$D93),\"\")","v":""},{"$f":"IFERROR(IF(OR(N108=\"\",'Combined scenario - input'!$D93=\"\"),\"\",N108/'Combined scenario - input'!$D93),\"\")","v":""},{"$f":"IFERROR(IF(OR(O108=\"\",'Combined scenario - input'!$D93=\"\"),\"\",O108/'Combined scenario - input'!$D93),\"\")","v":""},{"$f":"IFERROR(IF(OR(P108=\"\",'Combined scenario - input'!$D93=\"\"),\"\",P108/'Combined scenario - input'!$D93),\"\")","v":""},{"$f":"IFERROR(IF(OR(Q108=\"\",'Combined scenario - input'!$D93=\"\"),\"\",Q108/'Combined scenario - input'!$D93),\"\")","v":""},{"$f":"IFERROR(IF(OR(R108=\"\",'Combined scenario - input'!$D93=\"\"),\"\",R108/'Combined scenario - input'!$D93),\"\")","v":""},{"$f":"IFERROR(IF(OR(S108=\"\",'Combined scenario - input'!$D93=\"\"),\"\",S108/'Combined scenario - input'!$D93),\"\")","v":""},{"$f":"IFERROR(IF(OR(T108=\"\",'Combined scenario - input'!$D93=\"\"),\"\",T108/'Combined scenario - input'!$D93),\"\")","v":""},{"$f":"IFERROR(IF(OR(U108=\"\",'Combined scenario - input'!$D93=\"\"),\"\",U108/'Combined scenario - input'!$D93),\"\")","v":""},{"$f":"IFERROR(IF(OR(V108=\"\",'Combined scenario - input'!$D93=\"\"),\"\",V108/'Combined scenario - input'!$D93),\"\")","v":""},{"$f":"IFERROR(IF(OR(W108=\"\",'Combined scenario - input'!$D93=\"\"),\"\",W108/'Combined scenario - input'!$D93),\"\")","v":""}]
[{"$f":"IFERROR('Combined scenario - input'!A94,\"\")","v":""},{"$f":"IFERROR('Combined scenario - input'!B94,\"\")","v":""},{"$f":"IFERROR('Combined scenario - input'!C94,\"\")","v":""},{"$f":"IFERROR(repcalc('Combined scenario - input'!$CV94:$GH94,'Combined scenario - input'!$G94,'Combined scenario - input'!$E94,'Combined scenario - input'!$F94,20,TRUE,TRUE),\"\")","v":""},"","","","","","","","","","","","","","","","","","","",{"$f":"IFERROR(IF(OR(D109=\"\",'Combined scenario - input'!$D94=\"\"),\"\",D109/'Combined scenario - input'!$D94),\"\")","v":""},{"$f":"IFERROR(IF(OR(E109=\"\",'Combined scenario - input'!$D94=\"\"),\"\",E109/'Combined scenario - input'!$D94),\"\")","v":""},{"$f":"IFERROR(IF(OR(F109=\"\",'Combined scenario - input'!$D94=\"\"),\"\",F109/'Combined scenario - input'!$D94),\"\")","v":""},{"$f":"IFERROR(IF(OR(G109=\"\",'Combined scenario - input'!$D94=\"\"),\"\",G109/'Combined scenario - input'!$D94),\"\")","v":""},{"$f":"IFERROR(IF(OR(H109=\"\",'Combined scenario - input'!$D94=\"\"),\"\",H109/'Combined scenario - input'!$D94),\"\")","v":""},{"$f":"IFERROR(IF(OR(I109=\"\",'Combined scenario - input'!$D94=\"\"),\"\",I109/'Combined scenario - input'!$D94),\"\")","v":""},{"$f":"IFERROR(IF(OR(J109=\"\",'Combined scenario - input'!$D94=\"\"),\"\",J109/'Combined scenario - input'!$D94),\"\")","v":""},{"$f":"IFERROR(IF(OR(K109=\"\",'Combined scenario - input'!$D94=\"\"),\"\",K109/'Combined scenario - input'!$D94),\"\")","v":""},{"$f":"IFERROR(IF(OR(L109=\"\",'Combined scenario - input'!$D94=\"\"),\"\",L109/'Combined scenario - input'!$D94),\"\")","v":""},{"$f":"IFERROR(IF(OR(M109=\"\",'Combined scenario - input'!$D94=\"\"),\"\",M109/'Combined scenario - input'!$D94),\"\")","v":""},{"$f":"IFERROR(IF(OR(N109=\"\",'Combined scenario - input'!$D94=\"\"),\"\",N109/'Combined scenario - input'!$D94),\"\")","v":""},{"$f":"IFERROR(IF(OR(O109=\"\",'Combined scenario - input'!$D94=\"\"),\"\",O109/'Combined scenario - input'!$D94),\"\")","v":""},{"$f":"IFERROR(IF(OR(P109=\"\",'Combined scenario - input'!$D94=\"\"),\"\",P109/'Combined scenario - input'!$D94),\"\")","v":""},{"$f":"IFERROR(IF(OR(Q109=\"\",'Combined scenario - input'!$D94=\"\"),\"\",Q109/'Combined scenario - input'!$D94),\"\")","v":""},{"$f":"IFERROR(IF(OR(R109=\"\",'Combined scenario - input'!$D94=\"\"),\"\",R109/'Combined scenario - input'!$D94),\"\")","v":""},{"$f":"IFERROR(IF(OR(S109=\"\",'Combined scenario - input'!$D94=\"\"),\"\",S109/'Combined scenario - input'!$D94),\"\")","v":""},{"$f":"IFERROR(IF(OR(T109=\"\",'Combined scenario - input'!$D94=\"\"),\"\",T109/'Combined scenario - input'!$D94),\"\")","v":""},{"$f":"IFERROR(IF(OR(U109=\"\",'Combined scenario - input'!$D94=\"\"),\"\",U109/'Combined scenario - input'!$D94),\"\")","v":""},{"$f":"IFERROR(IF(OR(V109=\"\",'Combined scenario - input'!$D94=\"\"),\"\",V109/'Combined scenario - input'!$D94),\"\")","v":""},{"$f":"IFERROR(IF(OR(W109=\"\",'Combined scenario - input'!$D94=\"\"),\"\",W109/'Combined scenario - input'!$D94),\"\")","v":""}]
[{"$f":"IFERROR('Combined scenario - input'!A95,\"\")","v":""},{"$f":"IFERROR('Combined scenario - input'!B95,\"\")","v":""},{"$f":"IFERROR('Combined scenario - input'!C95,\"\")","v":""},{"$f":"IFERROR(repcalc('Combined scenario - input'!$CV95:$GH95,'Combined scenario - input'!$G95,'Combined scenario - input'!$E95,'Combined scenario - input'!$F95,20,TRUE,TRUE),\"\")","v":""},"","","","","","","","","","","","","","","","","","","",{"$f":"IFERROR(IF(OR(D110=\"\",'Combined scenario - input'!$D95=\"\"),\"\",D110/'Combined scenario - input'!$D95),\"\")","v":""},{"$f":"IFERROR(IF(OR(E110=\"\",'Combined scenario - input'!$D95=\"\"),\"\",E110/'Combined scenario - input'!$D95),\"\")","v":""},{"$f":"IFERROR(IF(OR(F110=\"\",'Combined scenario - input'!$D95=\"\"),\"\",F110/'Combined scenario - input'!$D95),\"\")","v":""},{"$f":"IFERROR(IF(OR(G110=\"\",'Combined scenario - input'!$D95=\"\"),\"\",G110/'Combined scenario - input'!$D95),\"\")","v":""},{"$f":"IFERROR(IF(OR(H110=\"\",'Combined scenario - input'!$D95=\"\"),\"\",H110/'Combined scenario - input'!$D95),\"\")","v":""},{"$f":"IFERROR(IF(OR(I110=\"\",'Combined scenario - input'!$D95=\"\"),\"\",I110/'Combined scenario - input'!$D95),\"\")","v":""},{"$f":"IFERROR(IF(OR(J110=\"\",'Combined scenario - input'!$D95=\"\"),\"\",J110/'Combined scenario - input'!$D95),\"\")","v":""},{"$f":"IFERROR(IF(OR(K110=\"\",'Combined scenario - input'!$D95=\"\"),\"\",K110/'Combined scenario - input'!$D95),\"\")","v":""},{"$f":"IFERROR(IF(OR(L110=\"\",'Combined scenario - input'!$D95=\"\"),\"\",L110/'Combined scenario - input'!$D95),\"\")","v":""},{"$f":"IFERROR(IF(OR(M110=\"\",'Combined scenario - input'!$D95=\"\"),\"\",M110/'Combined scenario - input'!$D95),\"\")","v":""},{"$f":"IFERROR(IF(OR(N110=\"\",'Combined scenario - input'!$D95=\"\"),\"\",N110/'Combined scenario - input'!$D95),\"\")","v":""},{"$f":"IFERROR(IF(OR(O110=\"\",'Combined scenario - input'!$D95=\"\"),\"\",O110/'Combined scenario - input'!$D95),\"\")","v":""},{"$f":"IFERROR(IF(OR(P110=\"\",'Combined scenario - input'!$D95=\"\"),\"\",P110/'Combined scenario - input'!$D95),\"\")","v":""},{"$f":"IFERROR(IF(OR(Q110=\"\",'Combined scenario - input'!$D95=\"\"),\"\",Q110/'Combined scenario - input'!$D95),\"\")","v":""},{"$f":"IFERROR(IF(OR(R110=\"\",'Combined scenario - input'!$D95=\"\"),\"\",R110/'Combined scenario - input'!$D95),\"\")","v":""},{"$f":"IFERROR(IF(OR(S110=\"\",'Combined scenario - input'!$D95=\"\"),\"\",S110/'Combined scenario - input'!$D95),\"\")","v":""},{"$f":"IFERROR(IF(OR(T110=\"\",'Combined scenario - input'!$D95=\"\"),\"\",T110/'Combined scenario - input'!$D95),\"\")","v":""},{"$f":"IFERROR(IF(OR(U110=\"\",'Combined scenario - input'!$D95=\"\"),\"\",U110/'Combined scenario - input'!$D95),\"\")","v":""},{"$f":"IFERROR(IF(OR(V110=\"\",'Combined scenario - input'!$D95=\"\"),\"\",V110/'Combined scenario - input'!$D95),\"\")","v":""},{"$f":"IFERROR(IF(OR(W110=\"\",'Combined scenario - input'!$D95=\"\"),\"\",W110/'Combined scenario - input'!$D95),\"\")","v":""}]
[{"$f":"IFERROR('Combined scenario - input'!A96,\"\")","v":""},{"$f":"IFERROR('Combined scenario - input'!B96,\"\")","v":""},{"$f":"IFERROR('Combined scenario - input'!C96,\"\")","v":""},{"$f":"IFERROR(repcalc('Combined scenario - input'!$CV96:$GH96,'Combined scenario - input'!$G96,'Combined scenario - input'!$E96,'Combined scenario - input'!$F96,20,TRUE,TRUE),\"\")","v":""},"","","","","","","","","","","","","","","","","","","",{"$f":"IFERROR(IF(OR(D111=\"\",'Combined scenario - input'!$D96=\"\"),\"\",D111/'Combined scenario - input'!$D96),\"\")","v":""},{"$f":"IFERROR(IF(OR(E111=\"\",'Combined scenario - input'!$D96=\"\"),\"\",E111/'Combined scenario - input'!$D96),\"\")","v":""},{"$f":"IFERROR(IF(OR(F111=\"\",'Combined scenario - input'!$D96=\"\"),\"\",F111/'Combined scenario - input'!$D96),\"\")","v":""},{"$f":"IFERROR(IF(OR(G111=\"\",'Combined scenario - input'!$D96=\"\"),\"\",G111/'Combined scenario - input'!$D96),\"\")","v":""},{"$f":"IFERROR(IF(OR(H111=\"\",'Combined scenario - input'!$D96=\"\"),\"\",H111/'Combined scenario - input'!$D96),\"\")","v":""},{"$f":"IFERROR(IF(OR(I111=\"\",'Combined scenario - input'!$D96=\"\"),\"\",I111/'Combined scenario - input'!$D96),\"\")","v":""},{"$f":"IFERROR(IF(OR(J111=\"\",'Combined scenario - input'!$D96=\"\"),\"\",J111/'Combined scenario - input'!$D96),\"\")","v":""},{"$f":"IFERROR(IF(OR(K111=\"\",'Combined scenario - input'!$D96=\"\"),\"\",K111/'Combined scenario - input'!$D96),\"\")","v":""},{"$f":"IFERROR(IF(OR(L111=\"\",'Combined scenario - input'!$D96=\"\"),\"\",L111/'Combined scenario - input'!$D96),\"\")","v":""},{"$f":"IFERROR(IF(OR(M111=\"\",'Combined scenario - input'!$D96=\"\"),\"\",M111/'Combined scenario - input'!$D96),\"\")","v":""},{"$f":"IFERROR(IF(OR(N111=\"\",'Combined scenario - input'!$D96=\"\"),\"\",N111/'Combined scenario - input'!$D96),\"\")","v":""},{"$f":"IFERROR(IF(OR(O111=\"\",'Combined scenario - input'!$D96=\"\"),\"\",O111/'Combined scenario - input'!$D96),\"\")","v":""},{"$f":"IFERROR(IF(OR(P111=\"\",'Combined scenario - input'!$D96=\"\"),\"\",P111/'Combined scenario - input'!$D96),\"\")","v":""},{"$f":"IFERROR(IF(OR(Q111=\"\",'Combined scenario - input'!$D96=\"\"),\"\",Q111/'Combined scenario - input'!$D96),\"\")","v":""},{"$f":"IFERROR(IF(OR(R111=\"\",'Combined scenario - input'!$D96=\"\"),\"\",R111/'Combined scenario - input'!$D96),\"\")","v":""},{"$f":"IFERROR(IF(OR(S111=\"\",'Combined scenario - input'!$D96=\"\"),\"\",S111/'Combined scenario - input'!$D96),\"\")","v":""},{"$f":"IFERROR(IF(OR(T111=\"\",'Combined scenario - input'!$D96=\"\"),\"\",T111/'Combined scenario - input'!$D96),\"\")","v":""},{"$f":"IFERROR(IF(OR(U111=\"\",'Combined scenario - input'!$D96=\"\"),\"\",U111/'Combined scenario - input'!$D96),\"\")","v":""},{"$f":"IFERROR(IF(OR(V111=\"\",'Combined scenario - input'!$D96=\"\"),\"\",V111/'Combined scenario - input'!$D96),\"\")","v":""},{"$f":"IFERROR(IF(OR(W111=\"\",'Combined scenario - input'!$D96=\"\"),\"\",W111/'Combined scenario - input'!$D96),\"\")","v":""}]
[{"$f":"IFERROR('Combined scenario - input'!A97,\"\")","v":""},{"$f":"IFERROR('Combined scenario - input'!B97,\"\")","v":""},{"$f":"IFERROR('Combined scenario - input'!C97,\"\")","v":""},{"$f":"IFERROR(repcalc('Combined scenario - input'!$CV97:$GH97,'Combined scenario - input'!$G97,'Combined scenario - input'!$E97,'Combined scenario - input'!$F97,20,TRUE,TRUE),\"\")","v":""},"","","","","","","","","","","","","","","","","","","",{"$f":"IFERROR(IF(OR(D112=\"\",'Combined scenario - input'!$D97=\"\"),\"\",D112/'Combined scenario - input'!$D97),\"\")","v":""},{"$f":"IFERROR(IF(OR(E112=\"\",'Combined scenario - input'!$D97=\"\"),\"\",E112/'Combined scenario - input'!$D97),\"\")","v":""},{"$f":"IFERROR(IF(OR(F112=\"\",'Combined scenario - input'!$D97=\"\"),\"\",F112/'Combined scenario - input'!$D97),\"\")","v":""},{"$f":"IFERROR(IF(OR(G112=\"\",'Combined scenario - input'!$D97=\"\"),\"\",G112/'Combined scenario - input'!$D97),\"\")","v":""},{"$f":"IFERROR(IF(OR(H112=\"\",'Combined scenario - input'!$D97=\"\"),\"\",H112/'Combined scenario - input'!$D97),\"\")","v":""},{"$f":"IFERROR(IF(OR(I112=\"\",'Combined scenario - input'!$D97=\"\"),\"\",I112/'Combined scenario - input'!$D97),\"\")","v":""},{"$f":"IFERROR(IF(OR(J112=\"\",'Combined scenario - input'!$D97=\"\"),\"\",J112/'Combined scenario - input'!$D97),\"\")","v":""},{"$f":"IFERROR(IF(OR(K112=\"\",'Combined scenario - input'!$D97=\"\"),\"\",K112/'Combined scenario - input'!$D97),\"\")","v":""},{"$f":"IFERROR(IF(OR(L112=\"\",'Combined scenario - input'!$D97=\"\"),\"\",L112/'Combined scenario - input'!$D97),\"\")","v":""},{"$f":"IFERROR(IF(OR(M112=\"\",'Combined scenario - input'!$D97=\"\"),\"\",M112/'Combined scenario - input'!$D97),\"\")","v":""},{"$f":"IFERROR(IF(OR(N112=\"\",'Combined scenario - input'!$D97=\"\"),\"\",N112/'Combined scenario - input'!$D97),\"\")","v":""},{"$f":"IFERROR(IF(OR(O112=\"\",'Combined scenario - input'!$D97=\"\"),\"\",O112/'Combined scenario - input'!$D97),\"\")","v":""},{"$f":"IFERROR(IF(OR(P112=\"\",'Combined scenario - input'!$D97=\"\"),\"\",P112/'Combined scenario - input'!$D97),\"\")","v":""},{"$f":"IFERROR(IF(OR(Q112=\"\",'Combined scenario - input'!$D97=\"\"),\"\",Q112/'Combined scenario - input'!$D97),\"\")","v":""},{"$f":"IFERROR(IF(OR(R112=\"\",'Combined scenario - input'!$D97=\"\"),\"\",R112/'Combined scenario - input'!$D97),\"\")","v":""},{"$f":"IFERROR(IF(OR(S112=\"\",'Combined scenario - input'!$D97=\"\"),\"\",S112/'Combined scenario - input'!$D97),\"\")","v":""},{"$f":"IFERROR(IF(OR(T112=\"\",'Combined scenario - input'!$D97=\"\"),\"\",T112/'Combined scenario - input'!$D97),\"\")","v":""},{"$f":"IFERROR(IF(OR(U112=\"\",'Combined scenario - input'!$D97=\"\"),\"\",U112/'Combined scenario - input'!$D97),\"\")","v":""},{"$f":"IFERROR(IF(OR(V112=\"\",'Combined scenario - input'!$D97=\"\"),\"\",V112/'Combined scenario - input'!$D97),\"\")","v":""},{"$f":"IFERROR(IF(OR(W112=\"\",'Combined scenario - input'!$D97=\"\"),\"\",W112/'Combined scenario - input'!$D97),\"\")","v":""}]
[{"$f":"IFERROR('Combined scenario - input'!A98,\"\")","v":""},{"$f":"IFERROR('Combined scenario - input'!B98,\"\")","v":""},{"$f":"IFERROR('Combined scenario - input'!C98,\"\")","v":""},{"$f":"IFERROR(repcalc('Combined scenario - input'!$CV98:$GH98,'Combined scenario - input'!$G98,'Combined scenario - input'!$E98,'Combined scenario - input'!$F98,20,TRUE,TRUE),\"\")","v":""},"","","","","","","","","","","","","","","","","","","",{"$f":"IFERROR(IF(OR(D113=\"\",'Combined scenario - input'!$D98=\"\"),\"\",D113/'Combined scenario - input'!$D98),\"\")","v":""},{"$f":"IFERROR(IF(OR(E113=\"\",'Combined scenario - input'!$D98=\"\"),\"\",E113/'Combined scenario - input'!$D98),\"\")","v":""},{"$f":"IFERROR(IF(OR(F113=\"\",'Combined scenario - input'!$D98=\"\"),\"\",F113/'Combined scenario - input'!$D98),\"\")","v":""},{"$f":"IFERROR(IF(OR(G113=\"\",'Combined scenario - input'!$D98=\"\"),\"\",G113/'Combined scenario - input'!$D98),\"\")","v":""},{"$f":"IFERROR(IF(OR(H113=\"\",'Combined scenario - input'!$D98=\"\"),\"\",H113/'Combined scenario - input'!$D98),\"\")","v":""},{"$f":"IFERROR(IF(OR(I113=\"\",'Combined scenario - input'!$D98=\"\"),\"\",I113/'Combined scenario - input'!$D98),\"\")","v":""},{"$f":"IFERROR(IF(OR(J113=\"\",'Combined scenario - input'!$D98=\"\"),\"\",J113/'Combined scenario - input'!$D98),\"\")","v":""},{"$f":"IFERROR(IF(OR(K113=\"\",'Combined scenario - input'!$D98=\"\"),\"\",K113/'Combined scenario - input'!$D98),\"\")","v":""},{"$f":"IFERROR(IF(OR(L113=\"\",'Combined scenario - input'!$D98=\"\"),\"\",L113/'Combined scenario - input'!$D98),\"\")","v":""},{"$f":"IFERROR(IF(OR(M113=\"\",'Combined scenario - input'!$D98=\"\"),\"\",M113/'Combined scenario - input'!$D98),\"\")","v":""},{"$f":"IFERROR(IF(OR(N113=\"\",'Combined scenario - input'!$D98=\"\"),\"\",N113/'Combined scenario - input'!$D98),\"\")","v":""},{"$f":"IFERROR(IF(OR(O113=\"\",'Combined scenario - input'!$D98=\"\"),\"\",O113/'Combined scenario - input'!$D98),\"\")","v":""},{"$f":"IFERROR(IF(OR(P113=\"\",'Combined scenario - input'!$D98=\"\"),\"\",P113/'Combined scenario - input'!$D98),\"\")","v":""},{"$f":"IFERROR(IF(OR(Q113=\"\",'Combined scenario - input'!$D98=\"\"),\"\",Q113/'Combined scenario - input'!$D98),\"\")","v":""},{"$f":"IFERROR(IF(OR(R113=\"\",'Combined scenario - input'!$D98=\"\"),\"\",R113/'Combined scenario - input'!$D98),\"\")","v":""},{"$f":"IFERROR(IF(OR(S113=\"\",'Combined scenario - input'!$D98=\"\"),\"\",S113/'Combined scenario - input'!$D98),\"\")","v":""},{"$f":"IFERROR(IF(OR(T113=\"\",'Combined scenario - input'!$D98=\"\"),\"\",T113/'Combined scenario - input'!$D98),\"\")","v":""},{"$f":"IFERROR(IF(OR(U113=\"\",'Combined scenario - input'!$D98=\"\"),\"\",U113/'Combined scenario - input'!$D98),\"\")","v":""},{"$f":"IFERROR(IF(OR(V113=\"\",'Combined scenario - input'!$D98=\"\"),\"\",V113/'Combined scenario - input'!$D98),\"\")","v":""},{"$f":"IFERROR(IF(OR(W113=\"\",'Combined scenario - input'!$D98=\"\"),\"\",W113/'Combined scenario - input'!$D98),\"\")","v":""}]
[{"$f":"IFERROR('Combined scenario - input'!A99,\"\")","v":""},{"$f":"IFERROR('Combined scenario - input'!B99,\"\")","v":""},{"$f":"IFERROR('Combined scenario - input'!C99,\"\")","v":""},{"$f":"IFERROR(repcalc('Combined scenario - input'!$CV99:$GH99,'Combined scenario - input'!$G99,'Combined scenario - input'!$E99,'Combined scenario - input'!$F99,20,TRUE,TRUE),\"\")","v":""},"","","","","","","","","","","","","","","","","","","",{"$f":"IFERROR(IF(OR(D114=\"\",'Combined scenario - input'!$D99=\"\"),\"\",D114/'Combined scenario - input'!$D99),\"\")","v":""},{"$f":"IFERROR(IF(OR(E114=\"\",'Combined scenario - input'!$D99=\"\"),\"\",E114/'Combined scenario - input'!$D99),\"\")","v":""},{"$f":"IFERROR(IF(OR(F114=\"\",'Combined scenario - input'!$D99=\"\"),\"\",F114/'Combined scenario - input'!$D99),\"\")","v":""},{"$f":"IFERROR(IF(OR(G114=\"\",'Combined scenario - input'!$D99=\"\"),\"\",G114/'Combined scenario - input'!$D99),\"\")","v":""},{"$f":"IFERROR(IF(OR(H114=\"\",'Combined scenario - input'!$D99=\"\"),\"\",H114/'Combined scenario - input'!$D99),\"\")","v":""},{"$f":"IFERROR(IF(OR(I114=\"\",'Combined scenario - input'!$D99=\"\"),\"\",I114/'Combined scenario - input'!$D99),\"\")","v":""},{"$f":"IFERROR(IF(OR(J114=\"\",'Combined scenario - input'!$D99=\"\"),\"\",J114/'Combined scenario - input'!$D99),\"\")","v":""},{"$f":"IFERROR(IF(OR(K114=\"\",'Combined scenario - input'!$D99=\"\"),\"\",K114/'Combined scenario - input'!$D99),\"\")","v":""},{"$f":"IFERROR(IF(OR(L114=\"\",'Combined scenario - input'!$D99=\"\"),\"\",L114/'Combined scenario - input'!$D99),\"\")","v":""},{"$f":"IFERROR(IF(OR(M114=\"\",'Combined scenario - input'!$D99=\"\"),\"\",M114/'Combined scenario - input'!$D99),\"\")","v":""},{"$f":"IFERROR(IF(OR(N114=\"\",'Combined scenario - input'!$D99=\"\"),\"\",N114/'Combined scenario - input'!$D99),\"\")","v":""},{"$f":"IFERROR(IF(OR(O114=\"\",'Combined scenario - input'!$D99=\"\"),\"\",O114/'Combined scenario - input'!$D99),\"\")","v":""},{"$f":"IFERROR(IF(OR(P114=\"\",'Combined scenario - input'!$D99=\"\"),\"\",P114/'Combined scenario - input'!$D99),\"\")","v":""},{"$f":"IFERROR(IF(OR(Q114=\"\",'Combined scenario - input'!$D99=\"\"),\"\",Q114/'Combined scenario - input'!$D99),\"\")","v":""},{"$f":"IFERROR(IF(OR(R114=\"\",'Combined scenario - input'!$D99=\"\"),\"\",R114/'Combined scenario - input'!$D99),\"\")","v":""},{"$f":"IFERROR(IF(OR(S114=\"\",'Combined scenario - input'!$D99=\"\"),\"\",S114/'Combined scenario - input'!$D99),\"\")","v":""},{"$f":"IFERROR(IF(OR(T114=\"\",'Combined scenario - input'!$D99=\"\"),\"\",T114/'Combined scenario - input'!$D99),\"\")","v":""},{"$f":"IFERROR(IF(OR(U114=\"\",'Combined scenario - input'!$D99=\"\"),\"\",U114/'Combined scenario - input'!$D99),\"\")","v":""},{"$f":"IFERROR(IF(OR(V114=\"\",'Combined scenario - input'!$D99=\"\"),\"\",V114/'Combined scenario - input'!$D99),\"\")","v":""},{"$f":"IFERROR(IF(OR(W114=\"\",'Combined scenario - input'!$D99=\"\"),\"\",W114/'Combined scenario - input'!$D99),\"\")","v":""}]
[{"$f":"IFERROR('Combined scenario - input'!A100,\"\")","v":""},{"$f":"IFERROR('Combined scenario - input'!B100,\"\")","v":""},{"$f":"IFERROR('Combined scenario - input'!C100,\"\")","v":""},{"$f":"IFERROR(repcalc('Combined scenario - input'!$CV100:$GH100,'Combined scenario - input'!$G100,'Combined scenario - input'!$E100,'Combined scenario - input'!$F100,20,TRUE,TRUE),\"\")","v":""},"","","","","","","","","","","","","","","","","","","",{"$f":"IFERROR(IF(OR(D115=\"\",'Combined scenario - input'!$D100=\"\"),\"\",D115/'Combined scenario - input'!$D100),\"\")","v":""},{"$f":"IFERROR(IF(OR(E115=\"\",'Combined scenario - input'!$D100=\"\"),\"\",E115/'Combined scenario - input'!$D100),\"\")","v":""},{"$f":"IFERROR(IF(OR(F115=\"\",'Combined scenario - input'!$D100=\"\"),\"\",F115/'Combined scenario - input'!$D100),\"\")","v":""},{"$f":"IFERROR(IF(OR(G115=\"\",'Combined scenario - input'!$D100=\"\"),\"\",G115/'Combined scenario - input'!$D100),\"\")","v":""},{"$f":"IFERROR(IF(OR(H115=\"\",'Combined scenario - input'!$D100=\"\"),\"\",H115/'Combined scenario - input'!$D100),\"\")","v":""},{"$f":"IFERROR(IF(OR(I115=\"\",'Combined scenario - input'!$D100=\"\"),\"\",I115/'Combined scenario - input'!$D100),\"\")","v":""},{"$f":"IFERROR(IF(OR(J115=\"\",'Combined scenario - input'!$D100=\"\"),\"\",J115/'Combined scenario - input'!$D100),\"\")","v":""},{"$f":"IFERROR(IF(OR(K115=\"\",'Combined scenario - input'!$D100=\"\"),\"\",K115/'Combined scenario - input'!$D100),\"\")","v":""},{"$f":"IFERROR(IF(OR(L115=\"\",'Combined scenario - input'!$D100=\"\"),\"\",L115/'Combined scenario - input'!$D100),\"\")","v":""},{"$f":"IFERROR(IF(OR(M115=\"\",'Combined scenario - input'!$D100=\"\"),\"\",M115/'Combined scenario - input'!$D100),\"\")","v":""},{"$f":"IFERROR(IF(OR(N115=\"\",'Combined scenario - input'!$D100=\"\"),\"\",N115/'Combined scenario - input'!$D100),\"\")","v":""},{"$f":"IFERROR(IF(OR(O115=\"\",'Combined scenario - input'!$D100=\"\"),\"\",O115/'Combined scenario - input'!$D100),\"\")","v":""},{"$f":"IFERROR(IF(OR(P115=\"\",'Combined scenario - input'!$D100=\"\"),\"\",P115/'Combined scenario - input'!$D100),\"\")","v":""},{"$f":"IFERROR(IF(OR(Q115=\"\",'Combined scenario - input'!$D100=\"\"),\"\",Q115/'Combined scenario - input'!$D100),\"\")","v":""},{"$f":"IFERROR(IF(OR(R115=\"\",'Combined scenario - input'!$D100=\"\"),\"\",R115/'Combined scenario - input'!$D100),\"\")","v":""},{"$f":"IFERROR(IF(OR(S115=\"\",'Combined scenario - input'!$D100=\"\"),\"\",S115/'Combined scenario - input'!$D100),\"\")","v":""},{"$f":"IFERROR(IF(OR(T115=\"\",'Combined scenario - input'!$D100=\"\"),\"\",T115/'Combined scenario - input'!$D100),\"\")","v":""},{"$f":"IFERROR(IF(OR(U115=\"\",'Combined scenario - input'!$D100=\"\"),\"\",U115/'Combined scenario - input'!$D100),\"\")","v":""},{"$f":"IFERROR(IF(OR(V115=\"\",'Combined scenario - input'!$D100=\"\"),\"\",V115/'Combined scenario - input'!$D100),\"\")","v":""},{"$f":"IFERROR(IF(OR(W115=\"\",'Combined scenario - input'!$D100=\"\"),\"\",W115/'Combined scenario - input'!$D100),\"\")","v":""}]
[{"$f":"IFERROR('Combined scenario - input'!A101,\"\")","v":""},{"$f":"IFERROR('Combined scenario - input'!B101,\"\")","v":""},{"$f":"IFERROR('Combined scenario - input'!C101,\"\")","v":""},{"$f":"IFERROR(repcalc('Combined scenario - input'!$CV101:$GH101,'Combined scenario - input'!$G101,'Combined scenario - input'!$E101,'Combined scenario - input'!$F101,20,TRUE,TRUE),\"\")","v":""},"","","","","","","","","","","","","","","","","","","",{"$f":"IFERROR(IF(OR(D116=\"\",'Combined scenario - input'!$D101=\"\"),\"\",D116/'Combined scenario - input'!$D101),\"\")","v":""},{"$f":"IFERROR(IF(OR(E116=\"\",'Combined scenario - input'!$D101=\"\"),\"\",E116/'Combined scenario - input'!$D101),\"\")","v":""},{"$f":"IFERROR(IF(OR(F116=\"\",'Combined scenario - input'!$D101=\"\"),\"\",F116/'Combined scenario - input'!$D101),\"\")","v":""},{"$f":"IFERROR(IF(OR(G116=\"\",'Combined scenario - input'!$D101=\"\"),\"\",G116/'Combined scenario - input'!$D101),\"\")","v":""},{"$f":"IFERROR(IF(OR(H116=\"\",'Combined scenario - input'!$D101=\"\"),\"\",H116/'Combined scenario - input'!$D101),\"\")","v":""},{"$f":"IFERROR(IF(OR(I116=\"\",'Combined scenario - input'!$D101=\"\"),\"\",I116/'Combined scenario - input'!$D101),\"\")","v":""},{"$f":"IFERROR(IF(OR(J116=\"\",'Combined scenario - input'!$D101=\"\"),\"\",J116/'Combined scenario - input'!$D101),\"\")","v":""},{"$f":"IFERROR(IF(OR(K116=\"\",'Combined scenario - input'!$D101=\"\"),\"\",K116/'Combined scenario - input'!$D101),\"\")","v":""},{"$f":"IFERROR(IF(OR(L116=\"\",'Combined scenario - input'!$D101=\"\"),\"\",L116/'Combined scenario - input'!$D101),\"\")","v":""},{"$f":"IFERROR(IF(OR(M116=\"\",'Combined scenario - input'!$D101=\"\"),\"\",M116/'Combined scenario - input'!$D101),\"\")","v":""},{"$f":"IFERROR(IF(OR(N116=\"\",'Combined scenario - input'!$D101=\"\"),\"\",N116/'Combined scenario - input'!$D101),\"\")","v":""},{"$f":"IFERROR(IF(OR(O116=\"\",'Combined scenario - input'!$D101=\"\"),\"\",O116/'Combined scenario - input'!$D101),\"\")","v":""},{"$f":"IFERROR(IF(OR(P116=\"\",'Combined scenario - input'!$D101=\"\"),\"\",P116/'Combined scenario - input'!$D101),\"\")","v":""},{"$f":"IFERROR(IF(OR(Q116=\"\",'Combined scenario - input'!$D101=\"\"),\"\",Q116/'Combined scenario - input'!$D101),\"\")","v":""},{"$f":"IFERROR(IF(OR(R116=\"\",'Combined scenario - input'!$D101=\"\"),\"\",R116/'Combined scenario - input'!$D101),\"\")","v":""},{"$f":"IFERROR(IF(OR(S116=\"\",'Combined scenario - input'!$D101=\"\"),\"\",S116/'Combined scenario - input'!$D101),\"\")","v":""},{"$f":"IFERROR(IF(OR(T116=\"\",'Combined scenario - input'!$D101=\"\"),\"\",T116/'Combined scenario - input'!$D101),\"\")","v":""},{"$f":"IFERROR(IF(OR(U116=\"\",'Combined scenario - input'!$D101=\"\"),\"\",U116/'Combined scenario - input'!$D101),\"\")","v":""},{"$f":"IFERROR(IF(OR(V116=\"\",'Combined scenario - input'!$D101=\"\"),\"\",V116/'Combined scenario - input'!$D101),\"\")","v":""},{"$f":"IFERROR(IF(OR(W116=\"\",'Combined scenario - input'!$D101=\"\"),\"\",W116/'Combined scenario - input'!$D101),\"\")","v":""}]
[{"$f":"IFERROR('Combined scenario - input'!A102,\"\")","v":""},{"$f":"IFERROR('Combined scenario - input'!B102,\"\")","v":""},{"$f":"IFERROR('Combined scenario - input'!C102,\"\")","v":""},{"$f":"IFERROR(repcalc('Combined scenario - input'!$CV102:$GH102,'Combined scenario - input'!$G102,'Combined scenario - input'!$E102,'Combined scenario - input'!$F102,20,TRUE,TRUE),\"\")","v":""},"","","","","","","","","","","","","","","","","","","",{"$f":"IFERROR(IF(OR(D117=\"\",'Combined scenario - input'!$D102=\"\"),\"\",D117/'Combined scenario - input'!$D102),\"\")","v":""},{"$f":"IFERROR(IF(OR(E117=\"\",'Combined scenario - input'!$D102=\"\"),\"\",E117/'Combined scenario - input'!$D102),\"\")","v":""},{"$f":"IFERROR(IF(OR(F117=\"\",'Combined scenario - input'!$D102=\"\"),\"\",F117/'Combined scenario - input'!$D102),\"\")","v":""},{"$f":"IFERROR(IF(OR(G117=\"\",'Combined scenario - input'!$D102=\"\"),\"\",G117/'Combined scenario - input'!$D102),\"\")","v":""},{"$f":"IFERROR(IF(OR(H117=\"\",'Combined scenario - input'!$D102=\"\"),\"\",H117/'Combined scenario - input'!$D102),\"\")","v":""},{"$f":"IFERROR(IF(OR(I117=\"\",'Combined scenario - input'!$D102=\"\"),\"\",I117/'Combined scenario - input'!$D102),\"\")","v":""},{"$f":"IFERROR(IF(OR(J117=\"\",'Combined scenario - input'!$D102=\"\"),\"\",J117/'Combined scenario - input'!$D102),\"\")","v":""},{"$f":"IFERROR(IF(OR(K117=\"\",'Combined scenario - input'!$D102=\"\"),\"\",K117/'Combined scenario - input'!$D102),\"\")","v":""},{"$f":"IFERROR(IF(OR(L117=\"\",'Combined scenario - input'!$D102=\"\"),\"\",L117/'Combined scenario - input'!$D102),\"\")","v":""},{"$f":"IFERROR(IF(OR(M117=\"\",'Combined scenario - input'!$D102=\"\"),\"\",M117/'Combined scenario - input'!$D102),\"\")","v":""},{"$f":"IFERROR(IF(OR(N117=\"\",'Combined scenario - input'!$D102=\"\"),\"\",N117/'Combined scenario - input'!$D102),\"\")","v":""},{"$f":"IFERROR(IF(OR(O117=\"\",'Combined scenario - input'!$D102=\"\"),\"\",O117/'Combined scenario - input'!$D102),\"\")","v":""},{"$f":"IFERROR(IF(OR(P117=\"\",'Combined scenario - input'!$D102=\"\"),\"\",P117/'Combined scenario - input'!$D102),\"\")","v":""},{"$f":"IFERROR(IF(OR(Q117=\"\",'Combined scenario - input'!$D102=\"\"),\"\",Q117/'Combined scenario - input'!$D102),\"\")","v":""},{"$f":"IFERROR(IF(OR(R117=\"\",'Combined scenario - input'!$D102=\"\"),\"\",R117/'Combined scenario - input'!$D102),\"\")","v":""},{"$f":"IFERROR(IF(OR(S117=\"\",'Combined scenario - input'!$D102=\"\"),\"\",S117/'Combined scenario - input'!$D102),\"\")","v":""},{"$f":"IFERROR(IF(OR(T117=\"\",'Combined scenario - input'!$D102=\"\"),\"\",T117/'Combined scenario - input'!$D102),\"\")","v":""},{"$f":"IFERROR(IF(OR(U117=\"\",'Combined scenario - input'!$D102=\"\"),\"\",U117/'Combined scenario - input'!$D102),\"\")","v":""},{"$f":"IFERROR(IF(OR(V117=\"\",'Combined scenario - input'!$D102=\"\"),\"\",V117/'Combined scenario - input'!$D102),\"\")","v":""},{"$f":"IFERROR(IF(OR(W117=\"\",'Combined scenario - input'!$D102=\"\"),\"\",W117/'Combined scenario - input'!$D102),\"\")","v":""}]
[{"$f":"IFERROR('Combined scenario - input'!A103,\"\")","v":""},{"$f":"IFERROR('Combined scenario - input'!B103,\"\")","v":""},{"$f":"IFERROR('Combined scenario - input'!C103,\"\")","v":""},{"$f":"IFERROR(repcalc('Combined scenario - input'!$CV103:$GH103,'Combined scenario - input'!$G103,'Combined scenario - input'!$E103,'Combined scenario - input'!$F103,20,TRUE,TRUE),\"\")","v":""},"","","","","","","","","","","","","","","","","","","",{"$f":"IFERROR(IF(OR(D118=\"\",'Combined scenario - input'!$D103=\"\"),\"\",D118/'Combined scenario - input'!$D103),\"\")","v":""},{"$f":"IFERROR(IF(OR(E118=\"\",'Combined scenario - input'!$D103=\"\"),\"\",E118/'Combined scenario - input'!$D103),\"\")","v":""},{"$f":"IFERROR(IF(OR(F118=\"\",'Combined scenario - input'!$D103=\"\"),\"\",F118/'Combined scenario - input'!$D103),\"\")","v":""},{"$f":"IFERROR(IF(OR(G118=\"\",'Combined scenario - input'!$D103=\"\"),\"\",G118/'Combined scenario - input'!$D103),\"\")","v":""},{"$f":"IFERROR(IF(OR(H118=\"\",'Combined scenario - input'!$D103=\"\"),\"\",H118/'Combined scenario - input'!$D103),\"\")","v":""},{"$f":"IFERROR(IF(OR(I118=\"\",'Combined scenario - input'!$D103=\"\"),\"\",I118/'Combined scenario - input'!$D103),\"\")","v":""},{"$f":"IFERROR(IF(OR(J118=\"\",'Combined scenario - input'!$D103=\"\"),\"\",J118/'Combined scenario - input'!$D103),\"\")","v":""},{"$f":"IFERROR(IF(OR(K118=\"\",'Combined scenario - input'!$D103=\"\"),\"\",K118/'Combined scenario - input'!$D103),\"\")","v":""},{"$f":"IFERROR(IF(OR(L118=\"\",'Combined scenario - input'!$D103=\"\"),\"\",L118/'Combined scenario - input'!$D103),\"\")","v":""},{"$f":"IFERROR(IF(OR(M118=\"\",'Combined scenario - input'!$D103=\"\"),\"\",M118/'Combined scenario - input'!$D103),\"\")","v":""},{"$f":"IFERROR(IF(OR(N118=\"\",'Combined scenario - input'!$D103=\"\"),\"\",N118/'Combined scenario - input'!$D103),\"\")","v":""},{"$f":"IFERROR(IF(OR(O118=\"\",'Combined scenario - input'!$D103=\"\"),\"\",O118/'Combined scenario - input'!$D103),\"\")","v":""},{"$f":"IFERROR(IF(OR(P118=\"\",'Combined scenario - input'!$D103=\"\"),\"\",P118/'Combined scenario - input'!$D103),\"\")","v":""},{"$f":"IFERROR(IF(OR(Q118=\"\",'Combined scenario - input'!$D103=\"\"),\"\",Q118/'Combined scenario - input'!$D103),\"\")","v":""},{"$f":"IFERROR(IF(OR(R118=\"\",'Combined scenario - input'!$D103=\"\"),\"\",R118/'Combined scenario - input'!$D103),\"\")","v":""},{"$f":"IFERROR(IF(OR(S118=\"\",'Combined scenario - input'!$D103=\"\"),\"\",S118/'Combined scenario - input'!$D103),\"\")","v":""},{"$f":"IFERROR(IF(OR(T118=\"\",'Combined scenario - input'!$D103=\"\"),\"\",T118/'Combined scenario - input'!$D103),\"\")","v":""},{"$f":"IFERROR(IF(OR(U118=\"\",'Combined scenario - input'!$D103=\"\"),\"\",U118/'Combined scenario - input'!$D103),\"\")","v":""},{"$f":"IFERROR(IF(OR(V118=\"\",'Combined scenario - input'!$D103=\"\"),\"\",V118/'Combined scenario - input'!$D103),\"\")","v":""},{"$f":"IFERROR(IF(OR(W118=\"\",'Combined scenario - input'!$D103=\"\"),\"\",W118/'Combined scenario - input'!$D103),\"\")","v":""}]
[{"$f":"IFERROR('Combined scenario - input'!A104,\"\")","v":""},{"$f":"IFERROR('Combined scenario - input'!B104,\"\")","v":""},{"$f":"IFERROR('Combined scenario - input'!C104,\"\")","v":""},{"$f":"IFERROR(repcalc('Combined scenario - input'!$CV104:$GH104,'Combined scenario - input'!$G104,'Combined scenario - input'!$E104,'Combined scenario - input'!$F104,20,TRUE,TRUE),\"\")","v":""},"","","","","","","","","","","","","","","","","","","",{"$f":"IFERROR(IF(OR(D119=\"\",'Combined scenario - input'!$D104=\"\"),\"\",D119/'Combined scenario - input'!$D104),\"\")","v":""},{"$f":"IFERROR(IF(OR(E119=\"\",'Combined scenario - input'!$D104=\"\"),\"\",E119/'Combined scenario - input'!$D104),\"\")","v":""},{"$f":"IFERROR(IF(OR(F119=\"\",'Combined scenario - input'!$D104=\"\"),\"\",F119/'Combined scenario - input'!$D104),\"\")","v":""},{"$f":"IFERROR(IF(OR(G119=\"\",'Combined scenario - input'!$D104=\"\"),\"\",G119/'Combined scenario - input'!$D104),\"\")","v":""},{"$f":"IFERROR(IF(OR(H119=\"\",'Combined scenario - input'!$D104=\"\"),\"\",H119/'Combined scenario - input'!$D104),\"\")","v":""},{"$f":"IFERROR(IF(OR(I119=\"\",'Combined scenario - input'!$D104=\"\"),\"\",I119/'Combined scenario - input'!$D104),\"\")","v":""},{"$f":"IFERROR(IF(OR(J119=\"\",'Combined scenario - input'!$D104=\"\"),\"\",J119/'Combined scenario - input'!$D104),\"\")","v":""},{"$f":"IFERROR(IF(OR(K119=\"\",'Combined scenario - input'!$D104=\"\"),\"\",K119/'Combined scenario - input'!$D104),\"\")","v":""},{"$f":"IFERROR(IF(OR(L119=\"\",'Combined scenario - input'!$D104=\"\"),\"\",L119/'Combined scenario - input'!$D104),\"\")","v":""},{"$f":"IFERROR(IF(OR(M119=\"\",'Combined scenario - input'!$D104=\"\"),\"\",M119/'Combined scenario - input'!$D104),\"\")","v":""},{"$f":"IFERROR(IF(OR(N119=\"\",'Combined scenario - input'!$D104=\"\"),\"\",N119/'Combined scenario - input'!$D104),\"\")","v":""},{"$f":"IFERROR(IF(OR(O119=\"\",'Combined scenario - input'!$D104=\"\"),\"\",O119/'Combined scenario - input'!$D104),\"\")","v":""},{"$f":"IFERROR(IF(OR(P119=\"\",'Combined scenario - input'!$D104=\"\"),\"\",P119/'Combined scenario - input'!$D104),\"\")","v":""},{"$f":"IFERROR(IF(OR(Q119=\"\",'Combined scenario - input'!$D104=\"\"),\"\",Q119/'Combined scenario - input'!$D104),\"\")","v":""},{"$f":"IFERROR(IF(OR(R119=\"\",'Combined scenario - input'!$D104=\"\"),\"\",R119/'Combined scenario - input'!$D104),\"\")","v":""},{"$f":"IFERROR(IF(OR(S119=\"\",'Combined scenario - input'!$D104=\"\"),\"\",S119/'Combined scenario - input'!$D104),\"\")","v":""},{"$f":"IFERROR(IF(OR(T119=\"\",'Combined scenario - input'!$D104=\"\"),\"\",T119/'Combined scenario - input'!$D104),\"\")","v":""},{"$f":"IFERROR(IF(OR(U119=\"\",'Combined scenario - input'!$D104=\"\"),\"\",U119/'Combined scenario - input'!$D104),\"\")","v":""},{"$f":"IFERROR(IF(OR(V119=\"\",'Combined scenario - input'!$D104=\"\"),\"\",V119/'Combined scenario - input'!$D104),\"\")","v":""},{"$f":"IFERROR(IF(OR(W119=\"\",'Combined scenario - input'!$D104=\"\"),\"\",W119/'Combined scenario - input'!$D104),\"\")","v":""}]
[{"$f":"IFERROR('Combined scenario - input'!A105,\"\")","v":""},{"$f":"IFERROR('Combined scenario - input'!B105,\"\")","v":""},{"$f":"IFERROR('Combined scenario - input'!C105,\"\")","v":""},{"$f":"IFERROR(repcalc('Combined scenario - input'!$CV105:$GH105,'Combined scenario - input'!$G105,'Combined scenario - input'!$E105,'Combined scenario - input'!$F105,20,TRUE,TRUE),\"\")","v":""},"","","","","","","","","","","","","","","","","","","",{"$f":"IFERROR(IF(OR(D120=\"\",'Combined scenario - input'!$D105=\"\"),\"\",D120/'Combined scenario - input'!$D105),\"\")","v":""},{"$f":"IFERROR(IF(OR(E120=\"\",'Combined scenario - input'!$D105=\"\"),\"\",E120/'Combined scenario - input'!$D105),\"\")","v":""},{"$f":"IFERROR(IF(OR(F120=\"\",'Combined scenario - input'!$D105=\"\"),\"\",F120/'Combined scenario - input'!$D105),\"\")","v":""},{"$f":"IFERROR(IF(OR(G120=\"\",'Combined scenario - input'!$D105=\"\"),\"\",G120/'Combined scenario - input'!$D105),\"\")","v":""},{"$f":"IFERROR(IF(OR(H120=\"\",'Combined scenario - input'!$D105=\"\"),\"\",H120/'Combined scenario - input'!$D105),\"\")","v":""},{"$f":"IFERROR(IF(OR(I120=\"\",'Combined scenario - input'!$D105=\"\"),\"\",I120/'Combined scenario - input'!$D105),\"\")","v":""},{"$f":"IFERROR(IF(OR(J120=\"\",'Combined scenario - input'!$D105=\"\"),\"\",J120/'Combined scenario - input'!$D105),\"\")","v":""},{"$f":"IFERROR(IF(OR(K120=\"\",'Combined scenario - input'!$D105=\"\"),\"\",K120/'Combined scenario - input'!$D105),\"\")","v":""},{"$f":"IFERROR(IF(OR(L120=\"\",'Combined scenario - input'!$D105=\"\"),\"\",L120/'Combined scenario - input'!$D105),\"\")","v":""},{"$f":"IFERROR(IF(OR(M120=\"\",'Combined scenario - input'!$D105=\"\"),\"\",M120/'Combined scenario - input'!$D105),\"\")","v":""},{"$f":"IFERROR(IF(OR(N120=\"\",'Combined scenario - input'!$D105=\"\"),\"\",N120/'Combined scenario - input'!$D105),\"\")","v":""},{"$f":"IFERROR(IF(OR(O120=\"\",'Combined scenario - input'!$D105=\"\"),\"\",O120/'Combined scenario - input'!$D105),\"\")","v":""},{"$f":"IFERROR(IF(OR(P120=\"\",'Combined scenario - input'!$D105=\"\"),\"\",P120/'Combined scenario - input'!$D105),\"\")","v":""},{"$f":"IFERROR(IF(OR(Q120=\"\",'Combined scenario - input'!$D105=\"\"),\"\",Q120/'Combined scenario - input'!$D105),\"\")","v":""},{"$f":"IFERROR(IF(OR(R120=\"\",'Combined scenario - input'!$D105=\"\"),\"\",R120/'Combined scenario - input'!$D105),\"\")","v":""},{"$f":"IFERROR(IF(OR(S120=\"\",'Combined scenario - input'!$D105=\"\"),\"\",S120/'Combined scenario - input'!$D105),\"\")","v":""},{"$f":"IFERROR(IF(OR(T120=\"\",'Combined scenario - input'!$D105=\"\"),\"\",T120/'Combined scenario - input'!$D105),\"\")","v":""},{"$f":"IFERROR(IF(OR(U120=\"\",'Combined scenario - input'!$D105=\"\"),\"\",U120/'Combined scenario - input'!$D105),\"\")","v":""},{"$f":"IFERROR(IF(OR(V120=\"\",'Combined scenario - input'!$D105=\"\"),\"\",V120/'Combined scenario - input'!$D105),\"\")","v":""},{"$f":"IFERROR(IF(OR(W120=\"\",'Combined scenario - input'!$D105=\"\"),\"\",W120/'Combined scenario - input'!$D105),\"\")","v":""}]
[{"$f":"IFERROR('Combined scenario - input'!A106,\"\")","v":""},{"$f":"IFERROR('Combined scenario - input'!B106,\"\")","v":""},{"$f":"IFERROR('Combined scenario - input'!C106,\"\")","v":""},{"$f":"IFERROR(repcalc('Combined scenario - input'!$CV106:$GH106,'Combined scenario - input'!$G106,'Combined scenario - input'!$E106,'Combined scenario - input'!$F106,20,TRUE,TRUE),\"\")","v":""},"","","","","","","","","","","","","","","","","","","",{"$f":"IFERROR(IF(OR(D121=\"\",'Combined scenario - input'!$D106=\"\"),\"\",D121/'Combined scenario - input'!$D106),\"\")","v":""},{"$f":"IFERROR(IF(OR(E121=\"\",'Combined scenario - input'!$D106=\"\"),\"\",E121/'Combined scenario - input'!$D106),\"\")","v":""},{"$f":"IFERROR(IF(OR(F121=\"\",'Combined scenario - input'!$D106=\"\"),\"\",F121/'Combined scenario - input'!$D106),\"\")","v":""},{"$f":"IFERROR(IF(OR(G121=\"\",'Combined scenario - input'!$D106=\"\"),\"\",G121/'Combined scenario - input'!$D106),\"\")","v":""},{"$f":"IFERROR(IF(OR(H121=\"\",'Combined scenario - input'!$D106=\"\"),\"\",H121/'Combined scenario - input'!$D106),\"\")","v":""},{"$f":"IFERROR(IF(OR(I121=\"\",'Combined scenario - input'!$D106=\"\"),\"\",I121/'Combined scenario - input'!$D106),\"\")","v":""},{"$f":"IFERROR(IF(OR(J121=\"\",'Combined scenario - input'!$D106=\"\"),\"\",J121/'Combined scenario - input'!$D106),\"\")","v":""},{"$f":"IFERROR(IF(OR(K121=\"\",'Combined scenario - input'!$D106=\"\"),\"\",K121/'Combined scenario - input'!$D106),\"\")","v":""},{"$f":"IFERROR(IF(OR(L121=\"\",'Combined scenario - input'!$D106=\"\"),\"\",L121/'Combined scenario - input'!$D106),\"\")","v":""},{"$f":"IFERROR(IF(OR(M121=\"\",'Combined scenario - input'!$D106=\"\"),\"\",M121/'Combined scenario - input'!$D106),\"\")","v":""},{"$f":"IFERROR(IF(OR(N121=\"\",'Combined scenario - input'!$D106=\"\"),\"\",N121/'Combined scenario - input'!$D106),\"\")","v":""},{"$f":"IFERROR(IF(OR(O121=\"\",'Combined scenario - input'!$D106=\"\"),\"\",O121/'Combined scenario - input'!$D106),\"\")","v":""},{"$f":"IFERROR(IF(OR(P121=\"\",'Combined scenario - input'!$D106=\"\"),\"\",P121/'Combined scenario - input'!$D106),\"\")","v":""},{"$f":"IFERROR(IF(OR(Q121=\"\",'Combined scenario - input'!$D106=\"\"),\"\",Q121/'Combined scenario - input'!$D106),\"\")","v":""},{"$f":"IFERROR(IF(OR(R121=\"\",'Combined scenario - input'!$D106=\"\"),\"\",R121/'Combined scenario - input'!$D106),\"\")","v":""},{"$f":"IFERROR(IF(OR(S121=\"\",'Combined scenario - input'!$D106=\"\"),\"\",S121/'Combined scenario - input'!$D106),\"\")","v":""},{"$f":"IFERROR(IF(OR(T121=\"\",'Combined scenario - input'!$D106=\"\"),\"\",T121/'Combined scenario - input'!$D106),\"\")","v":""},{"$f":"IFERROR(IF(OR(U121=\"\",'Combined scenario - input'!$D106=\"\"),\"\",U121/'Combined scenario - input'!$D106),\"\")","v":""},{"$f":"IFERROR(IF(OR(V121=\"\",'Combined scenario - input'!$D106=\"\"),\"\",V121/'Combined scenario - input'!$D106),\"\")","v":""},{"$f":"IFERROR(IF(OR(W121=\"\",'Combined scenario - input'!$D106=\"\"),\"\",W121/'Combined scenario - input'!$D106),\"\")","v":""}]
[{"$f":"IFERROR('Combined scenario - input'!A107,\"\")","v":""},{"$f":"IFERROR('Combined scenario - input'!B107,\"\")","v":""},{"$f":"IFERROR('Combined scenario - input'!C107,\"\")","v":""},{"$f":"IFERROR(repcalc('Combined scenario - input'!$CV107:$GH107,'Combined scenario - input'!$G107,'Combined scenario - input'!$E107,'Combined scenario - input'!$F107,20,TRUE,TRUE),\"\")","v":""},"","","","","","","","","","","","","","","","","","","",{"$f":"IFERROR(IF(OR(D122=\"\",'Combined scenario - input'!$D107=\"\"),\"\",D122/'Combined scenario - input'!$D107),\"\")","v":""},{"$f":"IFERROR(IF(OR(E122=\"\",'Combined scenario - input'!$D107=\"\"),\"\",E122/'Combined scenario - input'!$D107),\"\")","v":""},{"$f":"IFERROR(IF(OR(F122=\"\",'Combined scenario - input'!$D107=\"\"),\"\",F122/'Combined scenario - input'!$D107),\"\")","v":""},{"$f":"IFERROR(IF(OR(G122=\"\",'Combined scenario - input'!$D107=\"\"),\"\",G122/'Combined scenario - input'!$D107),\"\")","v":""},{"$f":"IFERROR(IF(OR(H122=\"\",'Combined scenario - input'!$D107=\"\"),\"\",H122/'Combined scenario - input'!$D107),\"\")","v":""},{"$f":"IFERROR(IF(OR(I122=\"\",'Combined scenario - input'!$D107=\"\"),\"\",I122/'Combined scenario - input'!$D107),\"\")","v":""},{"$f":"IFERROR(IF(OR(J122=\"\",'Combined scenario - input'!$D107=\"\"),\"\",J122/'Combined scenario - input'!$D107),\"\")","v":""},{"$f":"IFERROR(IF(OR(K122=\"\",'Combined scenario - input'!$D107=\"\"),\"\",K122/'Combined scenario - input'!$D107),\"\")","v":""},{"$f":"IFERROR(IF(OR(L122=\"\",'Combined scenario - input'!$D107=\"\"),\"\",L122/'Combined scenario - input'!$D107),\"\")","v":""},{"$f":"IFERROR(IF(OR(M122=\"\",'Combined scenario - input'!$D107=\"\"),\"\",M122/'Combined scenario - input'!$D107),\"\")","v":""},{"$f":"IFERROR(IF(OR(N122=\"\",'Combined scenario - input'!$D107=\"\"),\"\",N122/'Combined scenario - input'!$D107),\"\")","v":""},{"$f":"IFERROR(IF(OR(O122=\"\",'Combined scenario - input'!$D107=\"\"),\"\",O122/'Combined scenario - input'!$D107),\"\")","v":""},{"$f":"IFERROR(IF(OR(P122=\"\",'Combined scenario - input'!$D107=\"\"),\"\",P122/'Combined scenario - input'!$D107),\"\")","v":""},{"$f":"IFERROR(IF(OR(Q122=\"\",'Combined scenario - input'!$D107=\"\"),\"\",Q122/'Combined scenario - input'!$D107),\"\")","v":""},{"$f":"IFERROR(IF(OR(R122=\"\",'Combined scenario - input'!$D107=\"\"),\"\",R122/'Combined scenario - input'!$D107),\"\")","v":""},{"$f":"IFERROR(IF(OR(S122=\"\",'Combined scenario - input'!$D107=\"\"),\"\",S122/'Combined scenario - input'!$D107),\"\")","v":""},{"$f":"IFERROR(IF(OR(T122=\"\",'Combined scenario - input'!$D107=\"\"),\"\",T122/'Combined scenario - input'!$D107),\"\")","v":""},{"$f":"IFERROR(IF(OR(U122=\"\",'Combined scenario - input'!$D107=\"\"),\"\",U122/'Combined scenario - input'!$D107),\"\")","v":""},{"$f":"IFERROR(IF(OR(V122=\"\",'Combined scenario - input'!$D107=\"\"),\"\",V122/'Combined scenario - input'!$D107),\"\")","v":""},{"$f":"IFERROR(IF(OR(W122=\"\",'Combined scenario - input'!$D107=\"\"),\"\",W122/'Combined scenario - input'!$D107),\"\")","v":""}]
[{"$f":"IFERROR('Combined scenario - input'!A108,\"\")","v":""},{"$f":"IFERROR('Combined scenario - input'!B108,\"\")","v":""},{"$f":"IFERROR('Combined scenario - input'!C108,\"\")","v":""},{"$f":"IFERROR(repcalc('Combined scenario - input'!$CV108:$GH108,'Combined scenario - input'!$G108,'Combined scenario - input'!$E108,'Combined scenario - input'!$F108,20,TRUE,TRUE),\"\")","v":""},"","","","","","","","","","","","","","","","","","","",{"$f":"IFERROR(IF(OR(D123=\"\",'Combined scenario - input'!$D108=\"\"),\"\",D123/'Combined scenario - input'!$D108),\"\")","v":""},{"$f":"IFERROR(IF(OR(E123=\"\",'Combined scenario - input'!$D108=\"\"),\"\",E123/'Combined scenario - input'!$D108),\"\")","v":""},{"$f":"IFERROR(IF(OR(F123=\"\",'Combined scenario - input'!$D108=\"\"),\"\",F123/'Combined scenario - input'!$D108),\"\")","v":""},{"$f":"IFERROR(IF(OR(G123=\"\",'Combined scenario - input'!$D108=\"\"),\"\",G123/'Combined scenario - input'!$D108),\"\")","v":""},{"$f":"IFERROR(IF(OR(H123=\"\",'Combined scenario - input'!$D108=\"\"),\"\",H123/'Combined scenario - input'!$D108),\"\")","v":""},{"$f":"IFERROR(IF(OR(I123=\"\",'Combined scenario - input'!$D108=\"\"),\"\",I123/'Combined scenario - input'!$D108),\"\")","v":""},{"$f":"IFERROR(IF(OR(J123=\"\",'Combined scenario - input'!$D108=\"\"),\"\",J123/'Combined scenario - input'!$D108),\"\")","v":""},{"$f":"IFERROR(IF(OR(K123=\"\",'Combined scenario - input'!$D108=\"\"),\"\",K123/'Combined scenario - input'!$D108),\"\")","v":""},{"$f":"IFERROR(IF(OR(L123=\"\",'Combined scenario - input'!$D108=\"\"),\"\",L123/'Combined scenario - input'!$D108),\"\")","v":""},{"$f":"IFERROR(IF(OR(M123=\"\",'Combined scenario - input'!$D108=\"\"),\"\",M123/'Combined scenario - input'!$D108),\"\")","v":""},{"$f":"IFERROR(IF(OR(N123=\"\",'Combined scenario - input'!$D108=\"\"),\"\",N123/'Combined scenario - input'!$D108),\"\")","v":""},{"$f":"IFERROR(IF(OR(O123=\"\",'Combined scenario - input'!$D108=\"\"),\"\",O123/'Combined scenario - input'!$D108),\"\")","v":""},{"$f":"IFERROR(IF(OR(P123=\"\",'Combined scenario - input'!$D108=\"\"),\"\",P123/'Combined scenario - input'!$D108),\"\")","v":""},{"$f":"IFERROR(IF(OR(Q123=\"\",'Combined scenario - input'!$D108=\"\"),\"\",Q123/'Combined scenario - input'!$D108),\"\")","v":""},{"$f":"IFERROR(IF(OR(R123=\"\",'Combined scenario - input'!$D108=\"\"),\"\",R123/'Combined scenario - input'!$D108),\"\")","v":""},{"$f":"IFERROR(IF(OR(S123=\"\",'Combined scenario - input'!$D108=\"\"),\"\",S123/'Combined scenario - input'!$D108),\"\")","v":""},{"$f":"IFERROR(IF(OR(T123=\"\",'Combined scenario - input'!$D108=\"\"),\"\",T123/'Combined scenario - input'!$D108),\"\")","v":""},{"$f":"IFERROR(IF(OR(U123=\"\",'Combined scenario - input'!$D108=\"\"),\"\",U123/'Combined scenario - input'!$D108),\"\")","v":""},{"$f":"IFERROR(IF(OR(V123=\"\",'Combined scenario - input'!$D108=\"\"),\"\",V123/'Combined scenario - input'!$D108),\"\")","v":""},{"$f":"IFERROR(IF(OR(W123=\"\",'Combined scenario - input'!$D108=\"\"),\"\",W123/'Combined scenario - input'!$D108),\"\")","v":""}]
[{"$f":"IFERROR('Combined scenario - input'!A109,\"\")","v":""},{"$f":"IFERROR('Combined scenario - input'!B109,\"\")","v":""},{"$f":"IFERROR('Combined scenario - input'!C109,\"\")","v":""},{"$f":"IFERROR(repcalc('Combined scenario - input'!$CV109:$GH109,'Combined scenario - input'!$G109,'Combined scenario - input'!$E109,'Combined scenario - input'!$F109,20,TRUE,TRUE),\"\")","v":""},"","","","","","","","","","","","","","","","","","","",{"$f":"IFERROR(IF(OR(D124=\"\",'Combined scenario - input'!$D109=\"\"),\"\",D124/'Combined scenario - input'!$D109),\"\")","v":""},{"$f":"IFERROR(IF(OR(E124=\"\",'Combined scenario - input'!$D109=\"\"),\"\",E124/'Combined scenario - input'!$D109),\"\")","v":""},{"$f":"IFERROR(IF(OR(F124=\"\",'Combined scenario - input'!$D109=\"\"),\"\",F124/'Combined scenario - input'!$D109),\"\")","v":""},{"$f":"IFERROR(IF(OR(G124=\"\",'Combined scenario - input'!$D109=\"\"),\"\",G124/'Combined scenario - input'!$D109),\"\")","v":""},{"$f":"IFERROR(IF(OR(H124=\"\",'Combined scenario - input'!$D109=\"\"),\"\",H124/'Combined scenario - input'!$D109),\"\")","v":""},{"$f":"IFERROR(IF(OR(I124=\"\",'Combined scenario - input'!$D109=\"\"),\"\",I124/'Combined scenario - input'!$D109),\"\")","v":""},{"$f":"IFERROR(IF(OR(J124=\"\",'Combined scenario - input'!$D109=\"\"),\"\",J124/'Combined scenario - input'!$D109),\"\")","v":""},{"$f":"IFERROR(IF(OR(K124=\"\",'Combined scenario - input'!$D109=\"\"),\"\",K124/'Combined scenario - input'!$D109),\"\")","v":""},{"$f":"IFERROR(IF(OR(L124=\"\",'Combined scenario - input'!$D109=\"\"),\"\",L124/'Combined scenario - input'!$D109),\"\")","v":""},{"$f":"IFERROR(IF(OR(M124=\"\",'Combined scenario - input'!$D109=\"\"),\"\",M124/'Combined scenario - input'!$D109),\"\")","v":""},{"$f":"IFERROR(IF(OR(N124=\"\",'Combined scenario - input'!$D109=\"\"),\"\",N124/'Combined scenario - input'!$D109),\"\")","v":""},{"$f":"IFERROR(IF(OR(O124=\"\",'Combined scenario - input'!$D109=\"\"),\"\",O124/'Combined scenario - input'!$D109),\"\")","v":""},{"$f":"IFERROR(IF(OR(P124=\"\",'Combined scenario - input'!$D109=\"\"),\"\",P124/'Combined scenario - input'!$D109),\"\")","v":""},{"$f":"IFERROR(IF(OR(Q124=\"\",'Combined scenario - input'!$D109=\"\"),\"\",Q124/'Combined scenario - input'!$D109),\"\")","v":""},{"$f":"IFERROR(IF(OR(R124=\"\",'Combined scenario - input'!$D109=\"\"),\"\",R124/'Combined scenario - input'!$D109),\"\")","v":""},{"$f":"IFERROR(IF(OR(S124=\"\",'Combined scenario - input'!$D109=\"\"),\"\",S124/'Combined scenario - input'!$D109),\"\")","v":""},{"$f":"IFERROR(IF(OR(T124=\"\",'Combined scenario - input'!$D109=\"\"),\"\",T124/'Combined scenario - input'!$D109),\"\")","v":""},{"$f":"IFERROR(IF(OR(U124=\"\",'Combined scenario - input'!$D109=\"\"),\"\",U124/'Combined scenario - input'!$D109),\"\")","v":""},{"$f":"IFERROR(IF(OR(V124=\"\",'Combined scenario - input'!$D109=\"\"),\"\",V124/'Combined scenario - input'!$D109),\"\")","v":""},{"$f":"IFERROR(IF(OR(W124=\"\",'Combined scenario - input'!$D109=\"\"),\"\",W124/'Combined scenario - input'!$D109),\"\")","v":""}]
[{"$f":"IFERROR('Combined scenario - input'!A110,\"\")","v":""},{"$f":"IFERROR('Combined scenario - input'!B110,\"\")","v":""},{"$f":"IFERROR('Combined scenario - input'!C110,\"\")","v":""},{"$f":"IFERROR(repcalc('Combined scenario - input'!$CV110:$GH110,'Combined scenario - input'!$G110,'Combined scenario - input'!$E110,'Combined scenario - input'!$F110,20,TRUE,TRUE),\"\")","v":""},"","","","","","","","","","","","","","","","","","","",{"$f":"IFERROR(IF(OR(D125=\"\",'Combined scenario - input'!$D110=\"\"),\"\",D125/'Combined scenario - input'!$D110),\"\")","v":""},{"$f":"IFERROR(IF(OR(E125=\"\",'Combined scenario - input'!$D110=\"\"),\"\",E125/'Combined scenario - input'!$D110),\"\")","v":""},{"$f":"IFERROR(IF(OR(F125=\"\",'Combined scenario - input'!$D110=\"\"),\"\",F125/'Combined scenario - input'!$D110),\"\")","v":""},{"$f":"IFERROR(IF(OR(G125=\"\",'Combined scenario - input'!$D110=\"\"),\"\",G125/'Combined scenario - input'!$D110),\"\")","v":""},{"$f":"IFERROR(IF(OR(H125=\"\",'Combined scenario - input'!$D110=\"\"),\"\",H125/'Combined scenario - input'!$D110),\"\")","v":""},{"$f":"IFERROR(IF(OR(I125=\"\",'Combined scenario - input'!$D110=\"\"),\"\",I125/'Combined scenario - input'!$D110),\"\")","v":""},{"$f":"IFERROR(IF(OR(J125=\"\",'Combined scenario - input'!$D110=\"\"),\"\",J125/'Combined scenario - input'!$D110),\"\")","v":""},{"$f":"IFERROR(IF(OR(K125=\"\",'Combined scenario - input'!$D110=\"\"),\"\",K125/'Combined scenario - input'!$D110),\"\")","v":""},{"$f":"IFERROR(IF(OR(L125=\"\",'Combined scenario - input'!$D110=\"\"),\"\",L125/'Combined scenario - input'!$D110),\"\")","v":""},{"$f":"IFERROR(IF(OR(M125=\"\",'Combined scenario - input'!$D110=\"\"),\"\",M125/'Combined scenario - input'!$D110),\"\")","v":""},{"$f":"IFERROR(IF(OR(N125=\"\",'Combined scenario - input'!$D110=\"\"),\"\",N125/'Combined scenario - input'!$D110),\"\")","v":""},{"$f":"IFERROR(IF(OR(O125=\"\",'Combined scenario - input'!$D110=\"\"),\"\",O125/'Combined scenario - input'!$D110),\"\")","v":""},{"$f":"IFERROR(IF(OR(P125=\"\",'Combined scenario - input'!$D110=\"\"),\"\",P125/'Combined scenario - input'!$D110),\"\")","v":""},{"$f":"IFERROR(IF(OR(Q125=\"\",'Combined scenario - input'!$D110=\"\"),\"\",Q125/'Combined scenario - input'!$D110),\"\")","v":""},{"$f":"IFERROR(IF(OR(R125=\"\",'Combined scenario - input'!$D110=\"\"),\"\",R125/'Combined scenario - input'!$D110),\"\")","v":""},{"$f":"IFERROR(IF(OR(S125=\"\",'Combined scenario - input'!$D110=\"\"),\"\",S125/'Combined scenario - input'!$D110),\"\")","v":""},{"$f":"IFERROR(IF(OR(T125=\"\",'Combined scenario - input'!$D110=\"\"),\"\",T125/'Combined scenario - input'!$D110),\"\")","v":""},{"$f":"IFERROR(IF(OR(U125=\"\",'Combined scenario - input'!$D110=\"\"),\"\",U125/'Combined scenario - input'!$D110),\"\")","v":""},{"$f":"IFERROR(IF(OR(V125=\"\",'Combined scenario - input'!$D110=\"\"),\"\",V125/'Combined scenario - input'!$D110),\"\")","v":""},{"$f":"IFERROR(IF(OR(W125=\"\",'Combined scenario - input'!$D110=\"\"),\"\",W125/'Combined scenario - input'!$D110),\"\")","v":""}]
[{"$f":"IFERROR('Combined scenario - input'!A111,\"\")","v":""},{"$f":"IFERROR('Combined scenario - input'!B111,\"\")","v":""},{"$f":"IFERROR('Combined scenario - input'!C111,\"\")","v":""},{"$f":"IFERROR(repcalc('Combined scenario - input'!$CV111:$GH111,'Combined scenario - input'!$G111,'Combined scenario - input'!$E111,'Combined scenario - input'!$F111,20,TRUE,TRUE),\"\")","v":""},"","","","","","","","","","","","","","","","","","","",{"$f":"IFERROR(IF(OR(D126=\"\",'Combined scenario - input'!$D111=\"\"),\"\",D126/'Combined scenario - input'!$D111),\"\")","v":""},{"$f":"IFERROR(IF(OR(E126=\"\",'Combined scenario - input'!$D111=\"\"),\"\",E126/'Combined scenario - input'!$D111),\"\")","v":""},{"$f":"IFERROR(IF(OR(F126=\"\",'Combined scenario - input'!$D111=\"\"),\"\",F126/'Combined scenario - input'!$D111),\"\")","v":""},{"$f":"IFERROR(IF(OR(G126=\"\",'Combined scenario - input'!$D111=\"\"),\"\",G126/'Combined scenario - input'!$D111),\"\")","v":""},{"$f":"IFERROR(IF(OR(H126=\"\",'Combined scenario - input'!$D111=\"\"),\"\",H126/'Combined scenario - input'!$D111),\"\")","v":""},{"$f":"IFERROR(IF(OR(I126=\"\",'Combined scenario - input'!$D111=\"\"),\"\",I126/'Combined scenario - input'!$D111),\"\")","v":""},{"$f":"IFERROR(IF(OR(J126=\"\",'Combined scenario - input'!$D111=\"\"),\"\",J126/'Combined scenario - input'!$D111),\"\")","v":""},{"$f":"IFERROR(IF(OR(K126=\"\",'Combined scenario - input'!$D111=\"\"),\"\",K126/'Combined scenario - input'!$D111),\"\")","v":""},{"$f":"IFERROR(IF(OR(L126=\"\",'Combined scenario - input'!$D111=\"\"),\"\",L126/'Combined scenario - input'!$D111),\"\")","v":""},{"$f":"IFERROR(IF(OR(M126=\"\",'Combined scenario - input'!$D111=\"\"),\"\",M126/'Combined scenario - input'!$D111),\"\")","v":""},{"$f":"IFERROR(IF(OR(N126=\"\",'Combined scenario - input'!$D111=\"\"),\"\",N126/'Combined scenario - input'!$D111),\"\")","v":""},{"$f":"IFERROR(IF(OR(O126=\"\",'Combined scenario - input'!$D111=\"\"),\"\",O126/'Combined scenario - input'!$D111),\"\")","v":""},{"$f":"IFERROR(IF(OR(P126=\"\",'Combined scenario - input'!$D111=\"\"),\"\",P126/'Combined scenario - input'!$D111),\"\")","v":""},{"$f":"IFERROR(IF(OR(Q126=\"\",'Combined scenario - input'!$D111=\"\"),\"\",Q126/'Combined scenario - input'!$D111),\"\")","v":""},{"$f":"IFERROR(IF(OR(R126=\"\",'Combined scenario - input'!$D111=\"\"),\"\",R126/'Combined scenario - input'!$D111),\"\")","v":""},{"$f":"IFERROR(IF(OR(S126=\"\",'Combined scenario - input'!$D111=\"\"),\"\",S126/'Combined scenario - input'!$D111),\"\")","v":""},{"$f":"IFERROR(IF(OR(T126=\"\",'Combined scenario - input'!$D111=\"\"),\"\",T126/'Combined scenario - input'!$D111),\"\")","v":""},{"$f":"IFERROR(IF(OR(U126=\"\",'Combined scenario - input'!$D111=\"\"),\"\",U126/'Combined scenario - input'!$D111),\"\")","v":""},{"$f":"IFERROR(IF(OR(V126=\"\",'Combined scenario - input'!$D111=\"\"),\"\",V126/'Combined scenario - input'!$D111),\"\")","v":""},{"$f":"IFERROR(IF(OR(W126=\"\",'Combined scenario - input'!$D111=\"\"),\"\",W126/'Combined scenario - input'!$D111),\"\")","v":""}]
[{"$f":"IFERROR('Combined scenario - input'!A112,\"\")","v":""},{"$f":"IFERROR('Combined scenario - input'!B112,\"\")","v":""},{"$f":"IFERROR('Combined scenario - input'!C112,\"\")","v":""},{"$f":"IFERROR(repcalc('Combined scenario - input'!$CV112:$GH112,'Combined scenario - input'!$G112,'Combined scenario - input'!$E112,'Combined scenario - input'!$F112,20,TRUE,TRUE),\"\")","v":""},"","","","","","","","","","","","","","","","","","","",{"$f":"IFERROR(IF(OR(D127=\"\",'Combined scenario - input'!$D112=\"\"),\"\",D127/'Combined scenario - input'!$D112),\"\")","v":""},{"$f":"IFERROR(IF(OR(E127=\"\",'Combined scenario - input'!$D112=\"\"),\"\",E127/'Combined scenario - input'!$D112),\"\")","v":""},{"$f":"IFERROR(IF(OR(F127=\"\",'Combined scenario - input'!$D112=\"\"),\"\",F127/'Combined scenario - input'!$D112),\"\")","v":""},{"$f":"IFERROR(IF(OR(G127=\"\",'Combined scenario - input'!$D112=\"\"),\"\",G127/'Combined scenario - input'!$D112),\"\")","v":""},{"$f":"IFERROR(IF(OR(H127=\"\",'Combined scenario - input'!$D112=\"\"),\"\",H127/'Combined scenario - input'!$D112),\"\")","v":""},{"$f":"IFERROR(IF(OR(I127=\"\",'Combined scenario - input'!$D112=\"\"),\"\",I127/'Combined scenario - input'!$D112),\"\")","v":""},{"$f":"IFERROR(IF(OR(J127=\"\",'Combined scenario - input'!$D112=\"\"),\"\",J127/'Combined scenario - input'!$D112),\"\")","v":""},{"$f":"IFERROR(IF(OR(K127=\"\",'Combined scenario - input'!$D112=\"\"),\"\",K127/'Combined scenario - input'!$D112),\"\")","v":""},{"$f":"IFERROR(IF(OR(L127=\"\",'Combined scenario - input'!$D112=\"\"),\"\",L127/'Combined scenario - input'!$D112),\"\")","v":""},{"$f":"IFERROR(IF(OR(M127=\"\",'Combined scenario - input'!$D112=\"\"),\"\",M127/'Combined scenario - input'!$D112),\"\")","v":""},{"$f":"IFERROR(IF(OR(N127=\"\",'Combined scenario - input'!$D112=\"\"),\"\",N127/'Combined scenario - input'!$D112),\"\")","v":""},{"$f":"IFERROR(IF(OR(O127=\"\",'Combined scenario - input'!$D112=\"\"),\"\",O127/'Combined scenario - input'!$D112),\"\")","v":""},{"$f":"IFERROR(IF(OR(P127=\"\",'Combined scenario - input'!$D112=\"\"),\"\",P127/'Combined scenario - input'!$D112),\"\")","v":""},{"$f":"IFERROR(IF(OR(Q127=\"\",'Combined scenario - input'!$D112=\"\"),\"\",Q127/'Combined scenario - input'!$D112),\"\")","v":""},{"$f":"IFERROR(IF(OR(R127=\"\",'Combined scenario - input'!$D112=\"\"),\"\",R127/'Combined scenario - input'!$D112),\"\")","v":""},{"$f":"IFERROR(IF(OR(S127=\"\",'Combined scenario - input'!$D112=\"\"),\"\",S127/'Combined scenario - input'!$D112),\"\")","v":""},{"$f":"IFERROR(IF(OR(T127=\"\",'Combined scenario - input'!$D112=\"\"),\"\",T127/'Combined scenario - input'!$D112),\"\")","v":""},{"$f":"IFERROR(IF(OR(U127=\"\",'Combined scenario - input'!$D112=\"\"),\"\",U127/'Combined scenario - input'!$D112),\"\")","v":""},{"$f":"IFERROR(IF(OR(V127=\"\",'Combined scenario - input'!$D112=\"\"),\"\",V127/'Combined scenario - input'!$D112),\"\")","v":""},{"$f":"IFERROR(IF(OR(W127=\"\",'Combined scenario - input'!$D112=\"\"),\"\",W127/'Combined scenario - input'!$D112),\"\")","v":""}]
[{"$f":"IFERROR('Combined scenario - input'!A113,\"\")","v":""},{"$f":"IFERROR('Combined scenario - input'!B113,\"\")","v":""},{"$f":"IFERROR('Combined scenario - input'!C113,\"\")","v":""},{"$f":"IFERROR(repcalc('Combined scenario - input'!$CV113:$GH113,'Combined scenario - input'!$G113,'Combined scenario - input'!$E113,'Combined scenario - input'!$F113,20,TRUE,TRUE),\"\")","v":""},"","","","","","","","","","","","","","","","","","","",{"$f":"IFERROR(IF(OR(D128=\"\",'Combined scenario - input'!$D113=\"\"),\"\",D128/'Combined scenario - input'!$D113),\"\")","v":""},{"$f":"IFERROR(IF(OR(E128=\"\",'Combined scenario - input'!$D113=\"\"),\"\",E128/'Combined scenario - input'!$D113),\"\")","v":""},{"$f":"IFERROR(IF(OR(F128=\"\",'Combined scenario - input'!$D113=\"\"),\"\",F128/'Combined scenario - input'!$D113),\"\")","v":""},{"$f":"IFERROR(IF(OR(G128=\"\",'Combined scenario - input'!$D113=\"\"),\"\",G128/'Combined scenario - input'!$D113),\"\")","v":""},{"$f":"IFERROR(IF(OR(H128=\"\",'Combined scenario - input'!$D113=\"\"),\"\",H128/'Combined scenario - input'!$D113),\"\")","v":""},{"$f":"IFERROR(IF(OR(I128=\"\",'Combined scenario - input'!$D113=\"\"),\"\",I128/'Combined scenario - input'!$D113),\"\")","v":""},{"$f":"IFERROR(IF(OR(J128=\"\",'Combined scenario - input'!$D113=\"\"),\"\",J128/'Combined scenario - input'!$D113),\"\")","v":""},{"$f":"IFERROR(IF(OR(K128=\"\",'Combined scenario - input'!$D113=\"\"),\"\",K128/'Combined scenario - input'!$D113),\"\")","v":""},{"$f":"IFERROR(IF(OR(L128=\"\",'Combined scenario - input'!$D113=\"\"),\"\",L128/'Combined scenario - input'!$D113),\"\")","v":""},{"$f":"IFERROR(IF(OR(M128=\"\",'Combined scenario - input'!$D113=\"\"),\"\",M128/'Combined scenario - input'!$D113),\"\")","v":""},{"$f":"IFERROR(IF(OR(N128=\"\",'Combined scenario - input'!$D113=\"\"),\"\",N128/'Combined scenario - input'!$D113),\"\")","v":""},{"$f":"IFERROR(IF(OR(O128=\"\",'Combined scenario - input'!$D113=\"\"),\"\",O128/'Combined scenario - input'!$D113),\"\")","v":""},{"$f":"IFERROR(IF(OR(P128=\"\",'Combined scenario - input'!$D113=\"\"),\"\",P128/'Combined scenario - input'!$D113),\"\")","v":""},{"$f":"IFERROR(IF(OR(Q128=\"\",'Combined scenario - input'!$D113=\"\"),\"\",Q128/'Combined scenario - input'!$D113),\"\")","v":""},{"$f":"IFERROR(IF(OR(R128=\"\",'Combined scenario - input'!$D113=\"\"),\"\",R128/'Combined scenario - input'!$D113),\"\")","v":""},{"$f":"IFERROR(IF(OR(S128=\"\",'Combined scenario - input'!$D113=\"\"),\"\",S128/'Combined scenario - input'!$D113),\"\")","v":""},{"$f":"IFERROR(IF(OR(T128=\"\",'Combined scenario - input'!$D113=\"\"),\"\",T128/'Combined scenario - input'!$D113),\"\")","v":""},{"$f":"IFERROR(IF(OR(U128=\"\",'Combined scenario - input'!$D113=\"\"),\"\",U128/'Combined scenario - input'!$D113),\"\")","v":""},{"$f":"IFERROR(IF(OR(V128=\"\",'Combined scenario - input'!$D113=\"\"),\"\",V128/'Combined scenario - input'!$D113),\"\")","v":""},{"$f":"IFERROR(IF(OR(W128=\"\",'Combined scenario - input'!$D113=\"\"),\"\",W128/'Combined scenario - input'!$D113),\"\")","v":""}]
[{"$f":"IFERROR('Combined scenario - input'!A114,\"\")","v":""},{"$f":"IFERROR('Combined scenario - input'!B114,\"\")","v":""},{"$f":"IFERROR('Combined scenario - input'!C114,\"\")","v":""},{"$f":"IFERROR(repcalc('Combined scenario - input'!$CV114:$GH114,'Combined scenario - input'!$G114,'Combined scenario - input'!$E114,'Combined scenario - input'!$F114,20,TRUE,TRUE),\"\")","v":""},"","","","","","","","","","","","","","","","","","","",{"$f":"IFERROR(IF(OR(D129=\"\",'Combined scenario - input'!$D114=\"\"),\"\",D129/'Combined scenario - input'!$D114),\"\")","v":""},{"$f":"IFERROR(IF(OR(E129=\"\",'Combined scenario - input'!$D114=\"\"),\"\",E129/'Combined scenario - input'!$D114),\"\")","v":""},{"$f":"IFERROR(IF(OR(F129=\"\",'Combined scenario - input'!$D114=\"\"),\"\",F129/'Combined scenario - input'!$D114),\"\")","v":""},{"$f":"IFERROR(IF(OR(G129=\"\",'Combined scenario - input'!$D114=\"\"),\"\",G129/'Combined scenario - input'!$D114),\"\")","v":""},{"$f":"IFERROR(IF(OR(H129=\"\",'Combined scenario - input'!$D114=\"\"),\"\",H129/'Combined scenario - input'!$D114),\"\")","v":""},{"$f":"IFERROR(IF(OR(I129=\"\",'Combined scenario - input'!$D114=\"\"),\"\",I129/'Combined scenario - input'!$D114),\"\")","v":""},{"$f":"IFERROR(IF(OR(J129=\"\",'Combined scenario - input'!$D114=\"\"),\"\",J129/'Combined scenario - input'!$D114),\"\")","v":""},{"$f":"IFERROR(IF(OR(K129=\"\",'Combined scenario - input'!$D114=\"\"),\"\",K129/'Combined scenario - input'!$D114),\"\")","v":""},{"$f":"IFERROR(IF(OR(L129=\"\",'Combined scenario - input'!$D114=\"\"),\"\",L129/'Combined scenario - input'!$D114),\"\")","v":""},{"$f":"IFERROR(IF(OR(M129=\"\",'Combined scenario - input'!$D114=\"\"),\"\",M129/'Combined scenario - input'!$D114),\"\")","v":""},{"$f":"IFERROR(IF(OR(N129=\"\",'Combined scenario - input'!$D114=\"\"),\"\",N129/'Combined scenario - input'!$D114),\"\")","v":""},{"$f":"IFERROR(IF(OR(O129=\"\",'Combined scenario - input'!$D114=\"\"),\"\",O129/'Combined scenario - input'!$D114),\"\")","v":""},{"$f":"IFERROR(IF(OR(P129=\"\",'Combined scenario - input'!$D114=\"\"),\"\",P129/'Combined scenario - input'!$D114),\"\")","v":""},{"$f":"IFERROR(IF(OR(Q129=\"\",'Combined scenario - input'!$D114=\"\"),\"\",Q129/'Combined scenario - input'!$D114),\"\")","v":""},{"$f":"IFERROR(IF(OR(R129=\"\",'Combined scenario - input'!$D114=\"\"),\"\",R129/'Combined scenario - input'!$D114),\"\")","v":""},{"$f":"IFERROR(IF(OR(S129=\"\",'Combined scenario - input'!$D114=\"\"),\"\",S129/'Combined scenario - input'!$D114),\"\")","v":""},{"$f":"IFERROR(IF(OR(T129=\"\",'Combined scenario - input'!$D114=\"\"),\"\",T129/'Combined scenario - input'!$D114),\"\")","v":""},{"$f":"IFERROR(IF(OR(U129=\"\",'Combined scenario - input'!$D114=\"\"),\"\",U129/'Combined scenario - input'!$D114),\"\")","v":""},{"$f":"IFERROR(IF(OR(V129=\"\",'Combined scenario - input'!$D114=\"\"),\"\",V129/'Combined scenario - input'!$D114),\"\")","v":""},{"$f":"IFERROR(IF(OR(W129=\"\",'Combined scenario - input'!$D114=\"\"),\"\",W129/'Combined scenario - input'!$D114),\"\")","v":""}]
[{"$f":"IFERROR('Combined scenario - input'!A115,\"\")","v":""},{"$f":"IFERROR('Combined scenario - input'!B115,\"\")","v":""},{"$f":"IFERROR('Combined scenario - input'!C115,\"\")","v":""},{"$f":"IFERROR(repcalc('Combined scenario - input'!$CV115:$GH115,'Combined scenario - input'!$G115,'Combined scenario - input'!$E115,'Combined scenario - input'!$F115,20,TRUE,TRUE),\"\")","v":""},"","","","","","","","","","","","","","","","","","","",{"$f":"IFERROR(IF(OR(D130=\"\",'Combined scenario - input'!$D115=\"\"),\"\",D130/'Combined scenario - input'!$D115),\"\")","v":""},{"$f":"IFERROR(IF(OR(E130=\"\",'Combined scenario - input'!$D115=\"\"),\"\",E130/'Combined scenario - input'!$D115),\"\")","v":""},{"$f":"IFERROR(IF(OR(F130=\"\",'Combined scenario - input'!$D115=\"\"),\"\",F130/'Combined scenario - input'!$D115),\"\")","v":""},{"$f":"IFERROR(IF(OR(G130=\"\",'Combined scenario - input'!$D115=\"\"),\"\",G130/'Combined scenario - input'!$D115),\"\")","v":""},{"$f":"IFERROR(IF(OR(H130=\"\",'Combined scenario - input'!$D115=\"\"),\"\",H130/'Combined scenario - input'!$D115),\"\")","v":""},{"$f":"IFERROR(IF(OR(I130=\"\",'Combined scenario - input'!$D115=\"\"),\"\",I130/'Combined scenario - input'!$D115),\"\")","v":""},{"$f":"IFERROR(IF(OR(J130=\"\",'Combined scenario - input'!$D115=\"\"),\"\",J130/'Combined scenario - input'!$D115),\"\")","v":""},{"$f":"IFERROR(IF(OR(K130=\"\",'Combined scenario - input'!$D115=\"\"),\"\",K130/'Combined scenario - input'!$D115),\"\")","v":""},{"$f":"IFERROR(IF(OR(L130=\"\",'Combined scenario - input'!$D115=\"\"),\"\",L130/'Combined scenario - input'!$D115),\"\")","v":""},{"$f":"IFERROR(IF(OR(M130=\"\",'Combined scenario - input'!$D115=\"\"),\"\",M130/'Combined scenario - input'!$D115),\"\")","v":""},{"$f":"IFERROR(IF(OR(N130=\"\",'Combined scenario - input'!$D115=\"\"),\"\",N130/'Combined scenario - input'!$D115),\"\")","v":""},{"$f":"IFERROR(IF(OR(O130=\"\",'Combined scenario - input'!$D115=\"\"),\"\",O130/'Combined scenario - input'!$D115),\"\")","v":""},{"$f":"IFERROR(IF(OR(P130=\"\",'Combined scenario - input'!$D115=\"\"),\"\",P130/'Combined scenario - input'!$D115),\"\")","v":""},{"$f":"IFERROR(IF(OR(Q130=\"\",'Combined scenario - input'!$D115=\"\"),\"\",Q130/'Combined scenario - input'!$D115),\"\")","v":""},{"$f":"IFERROR(IF(OR(R130=\"\",'Combined scenario - input'!$D115=\"\"),\"\",R130/'Combined scenario - input'!$D115),\"\")","v":""},{"$f":"IFERROR(IF(OR(S130=\"\",'Combined scenario - input'!$D115=\"\"),\"\",S130/'Combined scenario - input'!$D115),\"\")","v":""},{"$f":"IFERROR(IF(OR(T130=\"\",'Combined scenario - input'!$D115=\"\"),\"\",T130/'Combined scenario - input'!$D115),\"\")","v":""},{"$f":"IFERROR(IF(OR(U130=\"\",'Combined scenario - input'!$D115=\"\"),\"\",U130/'Combined scenario - input'!$D115),\"\")","v":""},{"$f":"IFERROR(IF(OR(V130=\"\",'Combined scenario - input'!$D115=\"\"),\"\",V130/'Combined scenario - input'!$D115),\"\")","v":""},{"$f":"IFERROR(IF(OR(W130=\"\",'Combined scenario - input'!$D115=\"\"),\"\",W130/'Combined scenario - input'!$D115),\"\")","v":""}]
[{"$f":"IFERROR('Combined scenario - input'!A116,\"\")","v":""},{"$f":"IFERROR('Combined scenario - input'!B116,\"\")","v":""},{"$f":"IFERROR('Combined scenario - input'!C116,\"\")","v":""},{"$f":"IFERROR(repcalc('Combined scenario - input'!$CV116:$GH116,'Combined scenario - input'!$G116,'Combined scenario - input'!$E116,'Combined scenario - input'!$F116,20,TRUE,TRUE),\"\")","v":""},"","","","","","","","","","","","","","","","","","","",{"$f":"IFERROR(IF(OR(D131=\"\",'Combined scenario - input'!$D116=\"\"),\"\",D131/'Combined scenario - input'!$D116),\"\")","v":""},{"$f":"IFERROR(IF(OR(E131=\"\",'Combined scenario - input'!$D116=\"\"),\"\",E131/'Combined scenario - input'!$D116),\"\")","v":""},{"$f":"IFERROR(IF(OR(F131=\"\",'Combined scenario - input'!$D116=\"\"),\"\",F131/'Combined scenario - input'!$D116),\"\")","v":""},{"$f":"IFERROR(IF(OR(G131=\"\",'Combined scenario - input'!$D116=\"\"),\"\",G131/'Combined scenario - input'!$D116),\"\")","v":""},{"$f":"IFERROR(IF(OR(H131=\"\",'Combined scenario - input'!$D116=\"\"),\"\",H131/'Combined scenario - input'!$D116),\"\")","v":""},{"$f":"IFERROR(IF(OR(I131=\"\",'Combined scenario - input'!$D116=\"\"),\"\",I131/'Combined scenario - input'!$D116),\"\")","v":""},{"$f":"IFERROR(IF(OR(J131=\"\",'Combined scenario - input'!$D116=\"\"),\"\",J131/'Combined scenario - input'!$D116),\"\")","v":""},{"$f":"IFERROR(IF(OR(K131=\"\",'Combined scenario - input'!$D116=\"\"),\"\",K131/'Combined scenario - input'!$D116),\"\")","v":""},{"$f":"IFERROR(IF(OR(L131=\"\",'Combined scenario - input'!$D116=\"\"),\"\",L131/'Combined scenario - input'!$D116),\"\")","v":""},{"$f":"IFERROR(IF(OR(M131=\"\",'Combined scenario - input'!$D116=\"\"),\"\",M131/'Combined scenario - input'!$D116),\"\")","v":""},{"$f":"IFERROR(IF(OR(N131=\"\",'Combined scenario - input'!$D116=\"\"),\"\",N131/'Combined scenario - input'!$D116),\"\")","v":""},{"$f":"IFERROR(IF(OR(O131=\"\",'Combined scenario - input'!$D116=\"\"),\"\",O131/'Combined scenario - input'!$D116),\"\")","v":""},{"$f":"IFERROR(IF(OR(P131=\"\",'Combined scenario - input'!$D116=\"\"),\"\",P131/'Combined scenario - input'!$D116),\"\")","v":""},{"$f":"IFERROR(IF(OR(Q131=\"\",'Combined scenario - input'!$D116=\"\"),\"\",Q131/'Combined scenario - input'!$D116),\"\")","v":""},{"$f":"IFERROR(IF(OR(R131=\"\",'Combined scenario - input'!$D116=\"\"),\"\",R131/'Combined scenario - input'!$D116),\"\")","v":""},{"$f":"IFERROR(IF(OR(S131=\"\",'Combined scenario - input'!$D116=\"\"),\"\",S131/'Combined scenario - input'!$D116),\"\")","v":""},{"$f":"IFERROR(IF(OR(T131=\"\",'Combined scenario - input'!$D116=\"\"),\"\",T131/'Combined scenario - input'!$D116),\"\")","v":""},{"$f":"IFERROR(IF(OR(U131=\"\",'Combined scenario - input'!$D116=\"\"),\"\",U131/'Combined scenario - input'!$D116),\"\")","v":""},{"$f":"IFERROR(IF(OR(V131=\"\",'Combined scenario - input'!$D116=\"\"),\"\",V131/'Combined scenario - input'!$D116),\"\")","v":""},{"$f":"IFERROR(IF(OR(W131=\"\",'Combined scenario - input'!$D116=\"\"),\"\",W131/'Combined scenario - input'!$D116),\"\")","v":""}]
[{"$f":"IFERROR('Combined scenario - input'!A117,\"\")","v":""},{"$f":"IFERROR('Combined scenario - input'!B117,\"\")","v":""},{"$f":"IFERROR('Combined scenario - input'!C117,\"\")","v":""},{"$f":"IFERROR(repcalc('Combined scenario - input'!$CV117:$GH117,'Combined scenario - input'!$G117,'Combined scenario - input'!$E117,'Combined scenario - input'!$F117,20,TRUE,TRUE),\"\")","v":""},"","","","","","","","","","","","","","","","","","","",{"$f":"IFERROR(IF(OR(D132=\"\",'Combined scenario - input'!$D117=\"\"),\"\",D132/'Combined scenario - input'!$D117),\"\")","v":""},{"$f":"IFERROR(IF(OR(E132=\"\",'Combined scenario - input'!$D117=\"\"),\"\",E132/'Combined scenario - input'!$D117),\"\")","v":""},{"$f":"IFERROR(IF(OR(F132=\"\",'Combined scenario - input'!$D117=\"\"),\"\",F132/'Combined scenario - input'!$D117),\"\")","v":""},{"$f":"IFERROR(IF(OR(G132=\"\",'Combined scenario - input'!$D117=\"\"),\"\",G132/'Combined scenario - input'!$D117),\"\")","v":""},{"$f":"IFERROR(IF(OR(H132=\"\",'Combined scenario - input'!$D117=\"\"),\"\",H132/'Combined scenario - input'!$D117),\"\")","v":""},{"$f":"IFERROR(IF(OR(I132=\"\",'Combined scenario - input'!$D117=\"\"),\"\",I132/'Combined scenario - input'!$D117),\"\")","v":""},{"$f":"IFERROR(IF(OR(J132=\"\",'Combined scenario - input'!$D117=\"\"),\"\",J132/'Combined scenario - input'!$D117),\"\")","v":""},{"$f":"IFERROR(IF(OR(K132=\"\",'Combined scenario - input'!$D117=\"\"),\"\",K132/'Combined scenario - input'!$D117),\"\")","v":""},{"$f":"IFERROR(IF(OR(L132=\"\",'Combined scenario - input'!$D117=\"\"),\"\",L132/'Combined scenario - input'!$D117),\"\")","v":""},{"$f":"IFERROR(IF(OR(M132=\"\",'Combined scenario - input'!$D117=\"\"),\"\",M132/'Combined scenario - input'!$D117),\"\")","v":""},{"$f":"IFERROR(IF(OR(N132=\"\",'Combined scenario - input'!$D117=\"\"),\"\",N132/'Combined scenario - input'!$D117),\"\")","v":""},{"$f":"IFERROR(IF(OR(O132=\"\",'Combined scenario - input'!$D117=\"\"),\"\",O132/'Combined scenario - input'!$D117),\"\")","v":""},{"$f":"IFERROR(IF(OR(P132=\"\",'Combined scenario - input'!$D117=\"\"),\"\",P132/'Combined scenario - input'!$D117),\"\")","v":""},{"$f":"IFERROR(IF(OR(Q132=\"\",'Combined scenario - input'!$D117=\"\"),\"\",Q132/'Combined scenario - input'!$D117),\"\")","v":""},{"$f":"IFERROR(IF(OR(R132=\"\",'Combined scenario - input'!$D117=\"\"),\"\",R132/'Combined scenario - input'!$D117),\"\")","v":""},{"$f":"IFERROR(IF(OR(S132=\"\",'Combined scenario - input'!$D117=\"\"),\"\",S132/'Combined scenario - input'!$D117),\"\")","v":""},{"$f":"IFERROR(IF(OR(T132=\"\",'Combined scenario - input'!$D117=\"\"),\"\",T132/'Combined scenario - input'!$D117),\"\")","v":""},{"$f":"IFERROR(IF(OR(U132=\"\",'Combined scenario - input'!$D117=\"\"),\"\",U132/'Combined scenario - input'!$D117),\"\")","v":""},{"$f":"IFERROR(IF(OR(V132=\"\",'Combined scenario - input'!$D117=\"\"),\"\",V132/'Combined scenario - input'!$D117),\"\")","v":""},{"$f":"IFERROR(IF(OR(W132=\"\",'Combined scenario - input'!$D117=\"\"),\"\",W132/'Combined scenario - input'!$D117),\"\")","v":""}]
[{"$f":"IFERROR('Combined scenario - input'!A118,\"\")","v":""},{"$f":"IFERROR('Combined scenario - input'!B118,\"\")","v":""},{"$f":"IFERROR('Combined scenario - input'!C118,\"\")","v":""},{"$f":"IFERROR(repcalc('Combined scenario - input'!$CV118:$GH118,'Combined scenario - input'!$G118,'Combined scenario - input'!$E118,'Combined scenario - input'!$F118,20,TRUE,TRUE),\"\")","v":""},"","","","","","","","","","","","","","","","","","","",{"$f":"IFERROR(IF(OR(D133=\"\",'Combined scenario - input'!$D118=\"\"),\"\",D133/'Combined scenario - input'!$D118),\"\")","v":""},{"$f":"IFERROR(IF(OR(E133=\"\",'Combined scenario - input'!$D118=\"\"),\"\",E133/'Combined scenario - input'!$D118),\"\")","v":""},{"$f":"IFERROR(IF(OR(F133=\"\",'Combined scenario - input'!$D118=\"\"),\"\",F133/'Combined scenario - input'!$D118),\"\")","v":""},{"$f":"IFERROR(IF(OR(G133=\"\",'Combined scenario - input'!$D118=\"\"),\"\",G133/'Combined scenario - input'!$D118),\"\")","v":""},{"$f":"IFERROR(IF(OR(H133=\"\",'Combined scenario - input'!$D118=\"\"),\"\",H133/'Combined scenario - input'!$D118),\"\")","v":""},{"$f":"IFERROR(IF(OR(I133=\"\",'Combined scenario - input'!$D118=\"\"),\"\",I133/'Combined scenario - input'!$D118),\"\")","v":""},{"$f":"IFERROR(IF(OR(J133=\"\",'Combined scenario - input'!$D118=\"\"),\"\",J133/'Combined scenario - input'!$D118),\"\")","v":""},{"$f":"IFERROR(IF(OR(K133=\"\",'Combined scenario - input'!$D118=\"\"),\"\",K133/'Combined scenario - input'!$D118),\"\")","v":""},{"$f":"IFERROR(IF(OR(L133=\"\",'Combined scenario - input'!$D118=\"\"),\"\",L133/'Combined scenario - input'!$D118),\"\")","v":""},{"$f":"IFERROR(IF(OR(M133=\"\",'Combined scenario - input'!$D118=\"\"),\"\",M133/'Combined scenario - input'!$D118),\"\")","v":""},{"$f":"IFERROR(IF(OR(N133=\"\",'Combined scenario - input'!$D118=\"\"),\"\",N133/'Combined scenario - input'!$D118),\"\")","v":""},{"$f":"IFERROR(IF(OR(O133=\"\",'Combined scenario - input'!$D118=\"\"),\"\",O133/'Combined scenario - input'!$D118),\"\")","v":""},{"$f":"IFERROR(IF(OR(P133=\"\",'Combined scenario - input'!$D118=\"\"),\"\",P133/'Combined scenario - input'!$D118),\"\")","v":""},{"$f":"IFERROR(IF(OR(Q133=\"\",'Combined scenario - input'!$D118=\"\"),\"\",Q133/'Combined scenario - input'!$D118),\"\")","v":""},{"$f":"IFERROR(IF(OR(R133=\"\",'Combined scenario - input'!$D118=\"\"),\"\",R133/'Combined scenario - input'!$D118),\"\")","v":""},{"$f":"IFERROR(IF(OR(S133=\"\",'Combined scenario - input'!$D118=\"\"),\"\",S133/'Combined scenario - input'!$D118),\"\")","v":""},{"$f":"IFERROR(IF(OR(T133=\"\",'Combined scenario - input'!$D118=\"\"),\"\",T133/'Combined scenario - input'!$D118),\"\")","v":""},{"$f":"IFERROR(IF(OR(U133=\"\",'Combined scenario - input'!$D118=\"\"),\"\",U133/'Combined scenario - input'!$D118),\"\")","v":""},{"$f":"IFERROR(IF(OR(V133=\"\",'Combined scenario - input'!$D118=\"\"),\"\",V133/'Combined scenario - input'!$D118),\"\")","v":""},{"$f":"IFERROR(IF(OR(W133=\"\",'Combined scenario - input'!$D118=\"\"),\"\",W133/'Combined scenario - input'!$D118),\"\")","v":""}]
[{"$f":"IFERROR('Combined scenario - input'!A119,\"\")","v":""},{"$f":"IFERROR('Combined scenario - input'!B119,\"\")","v":""},{"$f":"IFERROR('Combined scenario - input'!C119,\"\")","v":""},{"$f":"IFERROR(repcalc('Combined scenario - input'!$CV119:$GH119,'Combined scenario - input'!$G119,'Combined scenario - input'!$E119,'Combined scenario - input'!$F119,20,TRUE,TRUE),\"\")","v":""},"","","","","","","","","","","","","","","","","","","",{"$f":"IFERROR(IF(OR(D134=\"\",'Combined scenario - input'!$D119=\"\"),\"\",D134/'Combined scenario - input'!$D119),\"\")","v":""},{"$f":"IFERROR(IF(OR(E134=\"\",'Combined scenario - input'!$D119=\"\"),\"\",E134/'Combined scenario - input'!$D119),\"\")","v":""},{"$f":"IFERROR(IF(OR(F134=\"\",'Combined scenario - input'!$D119=\"\"),\"\",F134/'Combined scenario - input'!$D119),\"\")","v":""},{"$f":"IFERROR(IF(OR(G134=\"\",'Combined scenario - input'!$D119=\"\"),\"\",G134/'Combined scenario - input'!$D119),\"\")","v":""},{"$f":"IFERROR(IF(OR(H134=\"\",'Combined scenario - input'!$D119=\"\"),\"\",H134/'Combined scenario - input'!$D119),\"\")","v":""},{"$f":"IFERROR(IF(OR(I134=\"\",'Combined scenario - input'!$D119=\"\"),\"\",I134/'Combined scenario - input'!$D119),\"\")","v":""},{"$f":"IFERROR(IF(OR(J134=\"\",'Combined scenario - input'!$D119=\"\"),\"\",J134/'Combined scenario - input'!$D119),\"\")","v":""},{"$f":"IFERROR(IF(OR(K134=\"\",'Combined scenario - input'!$D119=\"\"),\"\",K134/'Combined scenario - input'!$D119),\"\")","v":""},{"$f":"IFERROR(IF(OR(L134=\"\",'Combined scenario - input'!$D119=\"\"),\"\",L134/'Combined scenario - input'!$D119),\"\")","v":""},{"$f":"IFERROR(IF(OR(M134=\"\",'Combined scenario - input'!$D119=\"\"),\"\",M134/'Combined scenario - input'!$D119),\"\")","v":""},{"$f":"IFERROR(IF(OR(N134=\"\",'Combined scenario - input'!$D119=\"\"),\"\",N134/'Combined scenario - input'!$D119),\"\")","v":""},{"$f":"IFERROR(IF(OR(O134=\"\",'Combined scenario - input'!$D119=\"\"),\"\",O134/'Combined scenario - input'!$D119),\"\")","v":""},{"$f":"IFERROR(IF(OR(P134=\"\",'Combined scenario - input'!$D119=\"\"),\"\",P134/'Combined scenario - input'!$D119),\"\")","v":""},{"$f":"IFERROR(IF(OR(Q134=\"\",'Combined scenario - input'!$D119=\"\"),\"\",Q134/'Combined scenario - input'!$D119),\"\")","v":""},{"$f":"IFERROR(IF(OR(R134=\"\",'Combined scenario - input'!$D119=\"\"),\"\",R134/'Combined scenario - input'!$D119),\"\")","v":""},{"$f":"IFERROR(IF(OR(S134=\"\",'Combined scenario - input'!$D119=\"\"),\"\",S134/'Combined scenario - input'!$D119),\"\")","v":""},{"$f":"IFERROR(IF(OR(T134=\"\",'Combined scenario - input'!$D119=\"\"),\"\",T134/'Combined scenario - input'!$D119),\"\")","v":""},{"$f":"IFERROR(IF(OR(U134=\"\",'Combined scenario - input'!$D119=\"\"),\"\",U134/'Combined scenario - input'!$D119),\"\")","v":""},{"$f":"IFERROR(IF(OR(V134=\"\",'Combined scenario - input'!$D119=\"\"),\"\",V134/'Combined scenario - input'!$D119),\"\")","v":""},{"$f":"IFERROR(IF(OR(W134=\"\",'Combined scenario - input'!$D119=\"\"),\"\",W134/'Combined scenario - input'!$D119),\"\")","v":""}]
[{"$f":"IFERROR('Combined scenario - input'!A120,\"\")","v":""},{"$f":"IFERROR('Combined scenario - input'!B120,\"\")","v":""},{"$f":"IFERROR('Combined scenario - input'!C120,\"\")","v":""},{"$f":"IFERROR(repcalc('Combined scenario - input'!$CV120:$GH120,'Combined scenario - input'!$G120,'Combined scenario - input'!$E120,'Combined scenario - input'!$F120,20,TRUE,TRUE),\"\")","v":""},"","","","","","","","","","","","","","","","","","","",{"$f":"IFERROR(IF(OR(D135=\"\",'Combined scenario - input'!$D120=\"\"),\"\",D135/'Combined scenario - input'!$D120),\"\")","v":""},{"$f":"IFERROR(IF(OR(E135=\"\",'Combined scenario - input'!$D120=\"\"),\"\",E135/'Combined scenario - input'!$D120),\"\")","v":""},{"$f":"IFERROR(IF(OR(F135=\"\",'Combined scenario - input'!$D120=\"\"),\"\",F135/'Combined scenario - input'!$D120),\"\")","v":""},{"$f":"IFERROR(IF(OR(G135=\"\",'Combined scenario - input'!$D120=\"\"),\"\",G135/'Combined scenario - input'!$D120),\"\")","v":""},{"$f":"IFERROR(IF(OR(H135=\"\",'Combined scenario - input'!$D120=\"\"),\"\",H135/'Combined scenario - input'!$D120),\"\")","v":""},{"$f":"IFERROR(IF(OR(I135=\"\",'Combined scenario - input'!$D120=\"\"),\"\",I135/'Combined scenario - input'!$D120),\"\")","v":""},{"$f":"IFERROR(IF(OR(J135=\"\",'Combined scenario - input'!$D120=\"\"),\"\",J135/'Combined scenario - input'!$D120),\"\")","v":""},{"$f":"IFERROR(IF(OR(K135=\"\",'Combined scenario - input'!$D120=\"\"),\"\",K135/'Combined scenario - input'!$D120),\"\")","v":""},{"$f":"IFERROR(IF(OR(L135=\"\",'Combined scenario - input'!$D120=\"\"),\"\",L135/'Combined scenario - input'!$D120),\"\")","v":""},{"$f":"IFERROR(IF(OR(M135=\"\",'Combined scenario - input'!$D120=\"\"),\"\",M135/'Combined scenario - input'!$D120),\"\")","v":""},{"$f":"IFERROR(IF(OR(N135=\"\",'Combined scenario - input'!$D120=\"\"),\"\",N135/'Combined scenario - input'!$D120),\"\")","v":""},{"$f":"IFERROR(IF(OR(O135=\"\",'Combined scenario - input'!$D120=\"\"),\"\",O135/'Combined scenario - input'!$D120),\"\")","v":""},{"$f":"IFERROR(IF(OR(P135=\"\",'Combined scenario - input'!$D120=\"\"),\"\",P135/'Combined scenario - input'!$D120),\"\")","v":""},{"$f":"IFERROR(IF(OR(Q135=\"\",'Combined scenario - input'!$D120=\"\"),\"\",Q135/'Combined scenario - input'!$D120),\"\")","v":""},{"$f":"IFERROR(IF(OR(R135=\"\",'Combined scenario - input'!$D120=\"\"),\"\",R135/'Combined scenario - input'!$D120),\"\")","v":""},{"$f":"IFERROR(IF(OR(S135=\"\",'Combined scenario - input'!$D120=\"\"),\"\",S135/'Combined scenario - input'!$D120),\"\")","v":""},{"$f":"IFERROR(IF(OR(T135=\"\",'Combined scenario - input'!$D120=\"\"),\"\",T135/'Combined scenario - input'!$D120),\"\")","v":""},{"$f":"IFERROR(IF(OR(U135=\"\",'Combined scenario - input'!$D120=\"\"),\"\",U135/'Combined scenario - input'!$D120),\"\")","v":""},{"$f":"IFERROR(IF(OR(V135=\"\",'Combined scenario - input'!$D120=\"\"),\"\",V135/'Combined scenario - input'!$D120),\"\")","v":""},{"$f":"IFERROR(IF(OR(W135=\"\",'Combined scenario - input'!$D120=\"\"),\"\",W135/'Combined scenario - input'!$D120),\"\")","v":""}]
[{"$f":"IFERROR('Combined scenario - input'!A121,\"\")","v":""},{"$f":"IFERROR('Combined scenario - input'!B121,\"\")","v":""},{"$f":"IFERROR('Combined scenario - input'!C121,\"\")","v":""},{"$f":"IFERROR(repcalc('Combined scenario - input'!$CV121:$GH121,'Combined scenario - input'!$G121,'Combined scenario - input'!$E121,'Combined scenario - input'!$F121,20,TRUE,TRUE),\"\")","v":""},"","","","","","","","","","","","","","","","","","","",{"$f":"IFERROR(IF(OR(D136=\"\",'Combined scenario - input'!$D121=\"\"),\"\",D136/'Combined scenario - input'!$D121),\"\")","v":""},{"$f":"IFERROR(IF(OR(E136=\"\",'Combined scenario - input'!$D121=\"\"),\"\",E136/'Combined scenario - input'!$D121),\"\")","v":""},{"$f":"IFERROR(IF(OR(F136=\"\",'Combined scenario - input'!$D121=\"\"),\"\",F136/'Combined scenario - input'!$D121),\"\")","v":""},{"$f":"IFERROR(IF(OR(G136=\"\",'Combined scenario - input'!$D121=\"\"),\"\",G136/'Combined scenario - input'!$D121),\"\")","v":""},{"$f":"IFERROR(IF(OR(H136=\"\",'Combined scenario - input'!$D121=\"\"),\"\",H136/'Combined scenario - input'!$D121),\"\")","v":""},{"$f":"IFERROR(IF(OR(I136=\"\",'Combined scenario - input'!$D121=\"\"),\"\",I136/'Combined scenario - input'!$D121),\"\")","v":""},{"$f":"IFERROR(IF(OR(J136=\"\",'Combined scenario - input'!$D121=\"\"),\"\",J136/'Combined scenario - input'!$D121),\"\")","v":""},{"$f":"IFERROR(IF(OR(K136=\"\",'Combined scenario - input'!$D121=\"\"),\"\",K136/'Combined scenario - input'!$D121),\"\")","v":""},{"$f":"IFERROR(IF(OR(L136=\"\",'Combined scenario - input'!$D121=\"\"),\"\",L136/'Combined scenario - input'!$D121),\"\")","v":""},{"$f":"IFERROR(IF(OR(M136=\"\",'Combined scenario - input'!$D121=\"\"),\"\",M136/'Combined scenario - input'!$D121),\"\")","v":""},{"$f":"IFERROR(IF(OR(N136=\"\",'Combined scenario - input'!$D121=\"\"),\"\",N136/'Combined scenario - input'!$D121),\"\")","v":""},{"$f":"IFERROR(IF(OR(O136=\"\",'Combined scenario - input'!$D121=\"\"),\"\",O136/'Combined scenario - input'!$D121),\"\")","v":""},{"$f":"IFERROR(IF(OR(P136=\"\",'Combined scenario - input'!$D121=\"\"),\"\",P136/'Combined scenario - input'!$D121),\"\")","v":""},{"$f":"IFERROR(IF(OR(Q136=\"\",'Combined scenario - input'!$D121=\"\"),\"\",Q136/'Combined scenario - input'!$D121),\"\")","v":""},{"$f":"IFERROR(IF(OR(R136=\"\",'Combined scenario - input'!$D121=\"\"),\"\",R136/'Combined scenario - input'!$D121),\"\")","v":""},{"$f":"IFERROR(IF(OR(S136=\"\",'Combined scenario - input'!$D121=\"\"),\"\",S136/'Combined scenario - input'!$D121),\"\")","v":""},{"$f":"IFERROR(IF(OR(T136=\"\",'Combined scenario - input'!$D121=\"\"),\"\",T136/'Combined scenario - input'!$D121),\"\")","v":""},{"$f":"IFERROR(IF(OR(U136=\"\",'Combined scenario - input'!$D121=\"\"),\"\",U136/'Combined scenario - input'!$D121),\"\")","v":""},{"$f":"IFERROR(IF(OR(V136=\"\",'Combined scenario - input'!$D121=\"\"),\"\",V136/'Combined scenario - input'!$D121),\"\")","v":""},{"$f":"IFERROR(IF(OR(W136=\"\",'Combined scenario - input'!$D121=\"\"),\"\",W136/'Combined scenario - input'!$D121),\"\")","v":""}]
[{"$f":"IFERROR('Combined scenario - input'!A122,\"\")","v":""},{"$f":"IFERROR('Combined scenario - input'!B122,\"\")","v":""},{"$f":"IFERROR('Combined scenario - input'!C122,\"\")","v":""},{"$f":"IFERROR(repcalc('Combined scenario - input'!$CV122:$GH122,'Combined scenario - input'!$G122,'Combined scenario - input'!$E122,'Combined scenario - input'!$F122,20,TRUE,TRUE),\"\")","v":""},"","","","","","","","","","","","","","","","","","","",{"$f":"IFERROR(IF(OR(D137=\"\",'Combined scenario - input'!$D122=\"\"),\"\",D137/'Combined scenario - input'!$D122),\"\")","v":""},{"$f":"IFERROR(IF(OR(E137=\"\",'Combined scenario - input'!$D122=\"\"),\"\",E137/'Combined scenario - input'!$D122),\"\")","v":""},{"$f":"IFERROR(IF(OR(F137=\"\",'Combined scenario - input'!$D122=\"\"),\"\",F137/'Combined scenario - input'!$D122),\"\")","v":""},{"$f":"IFERROR(IF(OR(G137=\"\",'Combined scenario - input'!$D122=\"\"),\"\",G137/'Combined scenario - input'!$D122),\"\")","v":""},{"$f":"IFERROR(IF(OR(H137=\"\",'Combined scenario - input'!$D122=\"\"),\"\",H137/'Combined scenario - input'!$D122),\"\")","v":""},{"$f":"IFERROR(IF(OR(I137=\"\",'Combined scenario - input'!$D122=\"\"),\"\",I137/'Combined scenario - input'!$D122),\"\")","v":""},{"$f":"IFERROR(IF(OR(J137=\"\",'Combined scenario - input'!$D122=\"\"),\"\",J137/'Combined scenario - input'!$D122),\"\")","v":""},{"$f":"IFERROR(IF(OR(K137=\"\",'Combined scenario - input'!$D122=\"\"),\"\",K137/'Combined scenario - input'!$D122),\"\")","v":""},{"$f":"IFERROR(IF(OR(L137=\"\",'Combined scenario - input'!$D122=\"\"),\"\",L137/'Combined scenario - input'!$D122),\"\")","v":""},{"$f":"IFERROR(IF(OR(M137=\"\",'Combined scenario - input'!$D122=\"\"),\"\",M137/'Combined scenario - input'!$D122),\"\")","v":""},{"$f":"IFERROR(IF(OR(N137=\"\",'Combined scenario - input'!$D122=\"\"),\"\",N137/'Combined scenario - input'!$D122),\"\")","v":""},{"$f":"IFERROR(IF(OR(O137=\"\",'Combined scenario - input'!$D122=\"\"),\"\",O137/'Combined scenario - input'!$D122),\"\")","v":""},{"$f":"IFERROR(IF(OR(P137=\"\",'Combined scenario - input'!$D122=\"\"),\"\",P137/'Combined scenario - input'!$D122),\"\")","v":""},{"$f":"IFERROR(IF(OR(Q137=\"\",'Combined scenario - input'!$D122=\"\"),\"\",Q137/'Combined scenario - input'!$D122),\"\")","v":""},{"$f":"IFERROR(IF(OR(R137=\"\",'Combined scenario - input'!$D122=\"\"),\"\",R137/'Combined scenario - input'!$D122),\"\")","v":""},{"$f":"IFERROR(IF(OR(S137=\"\",'Combined scenario - input'!$D122=\"\"),\"\",S137/'Combined scenario - input'!$D122),\"\")","v":""},{"$f":"IFERROR(IF(OR(T137=\"\",'Combined scenario - input'!$D122=\"\"),\"\",T137/'Combined scenario - input'!$D122),\"\")","v":""},{"$f":"IFERROR(IF(OR(U137=\"\",'Combined scenario - input'!$D122=\"\"),\"\",U137/'Combined scenario - input'!$D122),\"\")","v":""},{"$f":"IFERROR(IF(OR(V137=\"\",'Combined scenario - input'!$D122=\"\"),\"\",V137/'Combined scenario - input'!$D122),\"\")","v":""},{"$f":"IFERROR(IF(OR(W137=\"\",'Combined scenario - input'!$D122=\"\"),\"\",W137/'Combined scenario - input'!$D122),\"\")","v":""}]
[{"$f":"IFERROR('Combined scenario - input'!A123,\"\")","v":""},{"$f":"IFERROR('Combined scenario - input'!B123,\"\")","v":""},{"$f":"IFERROR('Combined scenario - input'!C123,\"\")","v":""},{"$f":"IFERROR(repcalc('Combined scenario - input'!$CV123:$GH123,'Combined scenario - input'!$G123,'Combined scenario - input'!$E123,'Combined scenario - input'!$F123,20,TRUE,TRUE),\"\")","v":""},"","","","","","","","","","","","","","","","","","","",{"$f":"IFERROR(IF(OR(D138=\"\",'Combined scenario - input'!$D123=\"\"),\"\",D138/'Combined scenario - input'!$D123),\"\")","v":""},{"$f":"IFERROR(IF(OR(E138=\"\",'Combined scenario - input'!$D123=\"\"),\"\",E138/'Combined scenario - input'!$D123),\"\")","v":""},{"$f":"IFERROR(IF(OR(F138=\"\",'Combined scenario - input'!$D123=\"\"),\"\",F138/'Combined scenario - input'!$D123),\"\")","v":""},{"$f":"IFERROR(IF(OR(G138=\"\",'Combined scenario - input'!$D123=\"\"),\"\",G138/'Combined scenario - input'!$D123),\"\")","v":""},{"$f":"IFERROR(IF(OR(H138=\"\",'Combined scenario - input'!$D123=\"\"),\"\",H138/'Combined scenario - input'!$D123),\"\")","v":""},{"$f":"IFERROR(IF(OR(I138=\"\",'Combined scenario - input'!$D123=\"\"),\"\",I138/'Combined scenario - input'!$D123),\"\")","v":""},{"$f":"IFERROR(IF(OR(J138=\"\",'Combined scenario - input'!$D123=\"\"),\"\",J138/'Combined scenario - input'!$D123),\"\")","v":""},{"$f":"IFERROR(IF(OR(K138=\"\",'Combined scenario - input'!$D123=\"\"),\"\",K138/'Combined scenario - input'!$D123),\"\")","v":""},{"$f":"IFERROR(IF(OR(L138=\"\",'Combined scenario - input'!$D123=\"\"),\"\",L138/'Combined scenario - input'!$D123),\"\")","v":""},{"$f":"IFERROR(IF(OR(M138=\"\",'Combined scenario - input'!$D123=\"\"),\"\",M138/'Combined scenario - input'!$D123),\"\")","v":""},{"$f":"IFERROR(IF(OR(N138=\"\",'Combined scenario - input'!$D123=\"\"),\"\",N138/'Combined scenario - input'!$D123),\"\")","v":""},{"$f":"IFERROR(IF(OR(O138=\"\",'Combined scenario - input'!$D123=\"\"),\"\",O138/'Combined scenario - input'!$D123),\"\")","v":""},{"$f":"IFERROR(IF(OR(P138=\"\",'Combined scenario - input'!$D123=\"\"),\"\",P138/'Combined scenario - input'!$D123),\"\")","v":""},{"$f":"IFERROR(IF(OR(Q138=\"\",'Combined scenario - input'!$D123=\"\"),\"\",Q138/'Combined scenario - input'!$D123),\"\")","v":""},{"$f":"IFERROR(IF(OR(R138=\"\",'Combined scenario - input'!$D123=\"\"),\"\",R138/'Combined scenario - input'!$D123),\"\")","v":""},{"$f":"IFERROR(IF(OR(S138=\"\",'Combined scenario - input'!$D123=\"\"),\"\",S138/'Combined scenario - input'!$D123),\"\")","v":""},{"$f":"IFERROR(IF(OR(T138=\"\",'Combined scenario - input'!$D123=\"\"),\"\",T138/'Combined scenario - input'!$D123),\"\")","v":""},{"$f":"IFERROR(IF(OR(U138=\"\",'Combined scenario - input'!$D123=\"\"),\"\",U138/'Combined scenario - input'!$D123),\"\")","v":""},{"$f":"IFERROR(IF(OR(V138=\"\",'Combined scenario - input'!$D123=\"\"),\"\",V138/'Combined scenario - input'!$D123),\"\")","v":""},{"$f":"IFERROR(IF(OR(W138=\"\",'Combined scenario - input'!$D123=\"\"),\"\",W138/'Combined scenario - input'!$D123),\"\")","v":""}]
[{"$f":"IFERROR('Combined scenario - input'!A124,\"\")","v":""},{"$f":"IFERROR('Combined scenario - input'!B124,\"\")","v":""},{"$f":"IFERROR('Combined scenario - input'!C124,\"\")","v":""},{"$f":"IFERROR(repcalc('Combined scenario - input'!$CV124:$GH124,'Combined scenario - input'!$G124,'Combined scenario - input'!$E124,'Combined scenario - input'!$F124,20,TRUE,TRUE),\"\")","v":""},"","","","","","","","","","","","","","","","","","","",{"$f":"IFERROR(IF(OR(D139=\"\",'Combined scenario - input'!$D124=\"\"),\"\",D139/'Combined scenario - input'!$D124),\"\")","v":""},{"$f":"IFERROR(IF(OR(E139=\"\",'Combined scenario - input'!$D124=\"\"),\"\",E139/'Combined scenario - input'!$D124),\"\")","v":""},{"$f":"IFERROR(IF(OR(F139=\"\",'Combined scenario - input'!$D124=\"\"),\"\",F139/'Combined scenario - input'!$D124),\"\")","v":""},{"$f":"IFERROR(IF(OR(G139=\"\",'Combined scenario - input'!$D124=\"\"),\"\",G139/'Combined scenario - input'!$D124),\"\")","v":""},{"$f":"IFERROR(IF(OR(H139=\"\",'Combined scenario - input'!$D124=\"\"),\"\",H139/'Combined scenario - input'!$D124),\"\")","v":""},{"$f":"IFERROR(IF(OR(I139=\"\",'Combined scenario - input'!$D124=\"\"),\"\",I139/'Combined scenario - input'!$D124),\"\")","v":""},{"$f":"IFERROR(IF(OR(J139=\"\",'Combined scenario - input'!$D124=\"\"),\"\",J139/'Combined scenario - input'!$D124),\"\")","v":""},{"$f":"IFERROR(IF(OR(K139=\"\",'Combined scenario - input'!$D124=\"\"),\"\",K139/'Combined scenario - input'!$D124),\"\")","v":""},{"$f":"IFERROR(IF(OR(L139=\"\",'Combined scenario - input'!$D124=\"\"),\"\",L139/'Combined scenario - input'!$D124),\"\")","v":""},{"$f":"IFERROR(IF(OR(M139=\"\",'Combined scenario - input'!$D124=\"\"),\"\",M139/'Combined scenario - input'!$D124),\"\")","v":""},{"$f":"IFERROR(IF(OR(N139=\"\",'Combined scenario - input'!$D124=\"\"),\"\",N139/'Combined scenario - input'!$D124),\"\")","v":""},{"$f":"IFERROR(IF(OR(O139=\"\",'Combined scenario - input'!$D124=\"\"),\"\",O139/'Combined scenario - input'!$D124),\"\")","v":""},{"$f":"IFERROR(IF(OR(P139=\"\",'Combined scenario - input'!$D124=\"\"),\"\",P139/'Combined scenario - input'!$D124),\"\")","v":""},{"$f":"IFERROR(IF(OR(Q139=\"\",'Combined scenario - input'!$D124=\"\"),\"\",Q139/'Combined scenario - input'!$D124),\"\")","v":""},{"$f":"IFERROR(IF(OR(R139=\"\",'Combined scenario - input'!$D124=\"\"),\"\",R139/'Combined scenario - input'!$D124),\"\")","v":""},{"$f":"IFERROR(IF(OR(S139=\"\",'Combined scenario - input'!$D124=\"\"),\"\",S139/'Combined scenario - input'!$D124),\"\")","v":""},{"$f":"IFERROR(IF(OR(T139=\"\",'Combined scenario - input'!$D124=\"\"),\"\",T139/'Combined scenario - input'!$D124),\"\")","v":""},{"$f":"IFERROR(IF(OR(U139=\"\",'Combined scenario - input'!$D124=\"\"),\"\",U139/'Combined scenario - input'!$D124),\"\")","v":""},{"$f":"IFERROR(IF(OR(V139=\"\",'Combined scenario - input'!$D124=\"\"),\"\",V139/'Combined scenario - input'!$D124),\"\")","v":""},{"$f":"IFERROR(IF(OR(W139=\"\",'Combined scenario - input'!$D124=\"\"),\"\",W139/'Combined scenario - input'!$D124),\"\")","v":""}]
[{"$f":"IFERROR('Combined scenario - input'!A125,\"\")","v":""},{"$f":"IFERROR('Combined scenario - input'!B125,\"\")","v":""},{"$f":"IFERROR('Combined scenario - input'!C125,\"\")","v":""},{"$f":"IFERROR(repcalc('Combined scenario - input'!$CV125:$GH125,'Combined scenario - input'!$G125,'Combined scenario - input'!$E125,'Combined scenario - input'!$F125,20,TRUE,TRUE),\"\")","v":""},"","","","","","","","","","","","","","","","","","","",{"$f":"IFERROR(IF(OR(D140=\"\",'Combined scenario - input'!$D125=\"\"),\"\",D140/'Combined scenario - input'!$D125),\"\")","v":""},{"$f":"IFERROR(IF(OR(E140=\"\",'Combined scenario - input'!$D125=\"\"),\"\",E140/'Combined scenario - input'!$D125),\"\")","v":""},{"$f":"IFERROR(IF(OR(F140=\"\",'Combined scenario - input'!$D125=\"\"),\"\",F140/'Combined scenario - input'!$D125),\"\")","v":""},{"$f":"IFERROR(IF(OR(G140=\"\",'Combined scenario - input'!$D125=\"\"),\"\",G140/'Combined scenario - input'!$D125),\"\")","v":""},{"$f":"IFERROR(IF(OR(H140=\"\",'Combined scenario - input'!$D125=\"\"),\"\",H140/'Combined scenario - input'!$D125),\"\")","v":""},{"$f":"IFERROR(IF(OR(I140=\"\",'Combined scenario - input'!$D125=\"\"),\"\",I140/'Combined scenario - input'!$D125),\"\")","v":""},{"$f":"IFERROR(IF(OR(J140=\"\",'Combined scenario - input'!$D125=\"\"),\"\",J140/'Combined scenario - input'!$D125),\"\")","v":""},{"$f":"IFERROR(IF(OR(K140=\"\",'Combined scenario - input'!$D125=\"\"),\"\",K140/'Combined scenario - input'!$D125),\"\")","v":""},{"$f":"IFERROR(IF(OR(L140=\"\",'Combined scenario - input'!$D125=\"\"),\"\",L140/'Combined scenario - input'!$D125),\"\")","v":""},{"$f":"IFERROR(IF(OR(M140=\"\",'Combined scenario - input'!$D125=\"\"),\"\",M140/'Combined scenario - input'!$D125),\"\")","v":""},{"$f":"IFERROR(IF(OR(N140=\"\",'Combined scenario - input'!$D125=\"\"),\"\",N140/'Combined scenario - input'!$D125),\"\")","v":""},{"$f":"IFERROR(IF(OR(O140=\"\",'Combined scenario - input'!$D125=\"\"),\"\",O140/'Combined scenario - input'!$D125),\"\")","v":""},{"$f":"IFERROR(IF(OR(P140=\"\",'Combined scenario - input'!$D125=\"\"),\"\",P140/'Combined scenario - input'!$D125),\"\")","v":""},{"$f":"IFERROR(IF(OR(Q140=\"\",'Combined scenario - input'!$D125=\"\"),\"\",Q140/'Combined scenario - input'!$D125),\"\")","v":""},{"$f":"IFERROR(IF(OR(R140=\"\",'Combined scenario - input'!$D125=\"\"),\"\",R140/'Combined scenario - input'!$D125),\"\")","v":""},{"$f":"IFERROR(IF(OR(S140=\"\",'Combined scenario - input'!$D125=\"\"),\"\",S140/'Combined scenario - input'!$D125),\"\")","v":""},{"$f":"IFERROR(IF(OR(T140=\"\",'Combined scenario - input'!$D125=\"\"),\"\",T140/'Combined scenario - input'!$D125),\"\")","v":""},{"$f":"IFERROR(IF(OR(U140=\"\",'Combined scenario - input'!$D125=\"\"),\"\",U140/'Combined scenario - input'!$D125),\"\")","v":""},{"$f":"IFERROR(IF(OR(V140=\"\",'Combined scenario - input'!$D125=\"\"),\"\",V140/'Combined scenario - input'!$D125),\"\")","v":""},{"$f":"IFERROR(IF(OR(W140=\"\",'Combined scenario - input'!$D125=\"\"),\"\",W140/'Combined scenario - input'!$D125),\"\")","v":""}]
[{"$f":"IFERROR('Combined scenario - input'!A126,\"\")","v":""},{"$f":"IFERROR('Combined scenario - input'!B126,\"\")","v":""},{"$f":"IFERROR('Combined scenario - input'!C126,\"\")","v":""},{"$f":"IFERROR(repcalc('Combined scenario - input'!$CV126:$GH126,'Combined scenario - input'!$G126,'Combined scenario - input'!$E126,'Combined scenario - input'!$F126,20,TRUE,TRUE),\"\")","v":""},"","","","","","","","","","","","","","","","","","","",{"$f":"IFERROR(IF(OR(D141=\"\",'Combined scenario - input'!$D126=\"\"),\"\",D141/'Combined scenario - input'!$D126),\"\")","v":""},{"$f":"IFERROR(IF(OR(E141=\"\",'Combined scenario - input'!$D126=\"\"),\"\",E141/'Combined scenario - input'!$D126),\"\")","v":""},{"$f":"IFERROR(IF(OR(F141=\"\",'Combined scenario - input'!$D126=\"\"),\"\",F141/'Combined scenario - input'!$D126),\"\")","v":""},{"$f":"IFERROR(IF(OR(G141=\"\",'Combined scenario - input'!$D126=\"\"),\"\",G141/'Combined scenario - input'!$D126),\"\")","v":""},{"$f":"IFERROR(IF(OR(H141=\"\",'Combined scenario - input'!$D126=\"\"),\"\",H141/'Combined scenario - input'!$D126),\"\")","v":""},{"$f":"IFERROR(IF(OR(I141=\"\",'Combined scenario - input'!$D126=\"\"),\"\",I141/'Combined scenario - input'!$D126),\"\")","v":""},{"$f":"IFERROR(IF(OR(J141=\"\",'Combined scenario - input'!$D126=\"\"),\"\",J141/'Combined scenario - input'!$D126),\"\")","v":""},{"$f":"IFERROR(IF(OR(K141=\"\",'Combined scenario - input'!$D126=\"\"),\"\",K141/'Combined scenario - input'!$D126),\"\")","v":""},{"$f":"IFERROR(IF(OR(L141=\"\",'Combined scenario - input'!$D126=\"\"),\"\",L141/'Combined scenario - input'!$D126),\"\")","v":""},{"$f":"IFERROR(IF(OR(M141=\"\",'Combined scenario - input'!$D126=\"\"),\"\",M141/'Combined scenario - input'!$D126),\"\")","v":""},{"$f":"IFERROR(IF(OR(N141=\"\",'Combined scenario - input'!$D126=\"\"),\"\",N141/'Combined scenario - input'!$D126),\"\")","v":""},{"$f":"IFERROR(IF(OR(O141=\"\",'Combined scenario - input'!$D126=\"\"),\"\",O141/'Combined scenario - input'!$D126),\"\")","v":""},{"$f":"IFERROR(IF(OR(P141=\"\",'Combined scenario - input'!$D126=\"\"),\"\",P141/'Combined scenario - input'!$D126),\"\")","v":""},{"$f":"IFERROR(IF(OR(Q141=\"\",'Combined scenario - input'!$D126=\"\"),\"\",Q141/'Combined scenario - input'!$D126),\"\")","v":""},{"$f":"IFERROR(IF(OR(R141=\"\",'Combined scenario - input'!$D126=\"\"),\"\",R141/'Combined scenario - input'!$D126),\"\")","v":""},{"$f":"IFERROR(IF(OR(S141=\"\",'Combined scenario - input'!$D126=\"\"),\"\",S141/'Combined scenario - input'!$D126),\"\")","v":""},{"$f":"IFERROR(IF(OR(T141=\"\",'Combined scenario - input'!$D126=\"\"),\"\",T141/'Combined scenario - input'!$D126),\"\")","v":""},{"$f":"IFERROR(IF(OR(U141=\"\",'Combined scenario - input'!$D126=\"\"),\"\",U141/'Combined scenario - input'!$D126),\"\")","v":""},{"$f":"IFERROR(IF(OR(V141=\"\",'Combined scenario - input'!$D126=\"\"),\"\",V141/'Combined scenario - input'!$D126),\"\")","v":""},{"$f":"IFERROR(IF(OR(W141=\"\",'Combined scenario - input'!$D126=\"\"),\"\",W141/'Combined scenario - input'!$D126),\"\")","v":""}]
[{"$f":"IFERROR('Combined scenario - input'!A127,\"\")","v":""},{"$f":"IFERROR('Combined scenario - input'!B127,\"\")","v":""},{"$f":"IFERROR('Combined scenario - input'!C127,\"\")","v":""},{"$f":"IFERROR(repcalc('Combined scenario - input'!$CV127:$GH127,'Combined scenario - input'!$G127,'Combined scenario - input'!$E127,'Combined scenario - input'!$F127,20,TRUE,TRUE),\"\")","v":""},"","","","","","","","","","","","","","","","","","","",{"$f":"IFERROR(IF(OR(D142=\"\",'Combined scenario - input'!$D127=\"\"),\"\",D142/'Combined scenario - input'!$D127),\"\")","v":""},{"$f":"IFERROR(IF(OR(E142=\"\",'Combined scenario - input'!$D127=\"\"),\"\",E142/'Combined scenario - input'!$D127),\"\")","v":""},{"$f":"IFERROR(IF(OR(F142=\"\",'Combined scenario - input'!$D127=\"\"),\"\",F142/'Combined scenario - input'!$D127),\"\")","v":""},{"$f":"IFERROR(IF(OR(G142=\"\",'Combined scenario - input'!$D127=\"\"),\"\",G142/'Combined scenario - input'!$D127),\"\")","v":""},{"$f":"IFERROR(IF(OR(H142=\"\",'Combined scenario - input'!$D127=\"\"),\"\",H142/'Combined scenario - input'!$D127),\"\")","v":""},{"$f":"IFERROR(IF(OR(I142=\"\",'Combined scenario - input'!$D127=\"\"),\"\",I142/'Combined scenario - input'!$D127),\"\")","v":""},{"$f":"IFERROR(IF(OR(J142=\"\",'Combined scenario - input'!$D127=\"\"),\"\",J142/'Combined scenario - input'!$D127),\"\")","v":""},{"$f":"IFERROR(IF(OR(K142=\"\",'Combined scenario - input'!$D127=\"\"),\"\",K142/'Combined scenario - input'!$D127),\"\")","v":""},{"$f":"IFERROR(IF(OR(L142=\"\",'Combined scenario - input'!$D127=\"\"),\"\",L142/'Combined scenario - input'!$D127),\"\")","v":""},{"$f":"IFERROR(IF(OR(M142=\"\",'Combined scenario - input'!$D127=\"\"),\"\",M142/'Combined scenario - input'!$D127),\"\")","v":""},{"$f":"IFERROR(IF(OR(N142=\"\",'Combined scenario - input'!$D127=\"\"),\"\",N142/'Combined scenario - input'!$D127),\"\")","v":""},{"$f":"IFERROR(IF(OR(O142=\"\",'Combined scenario - input'!$D127=\"\"),\"\",O142/'Combined scenario - input'!$D127),\"\")","v":""},{"$f":"IFERROR(IF(OR(P142=\"\",'Combined scenario - input'!$D127=\"\"),\"\",P142/'Combined scenario - input'!$D127),\"\")","v":""},{"$f":"IFERROR(IF(OR(Q142=\"\",'Combined scenario - input'!$D127=\"\"),\"\",Q142/'Combined scenario - input'!$D127),\"\")","v":""},{"$f":"IFERROR(IF(OR(R142=\"\",'Combined scenario - input'!$D127=\"\"),\"\",R142/'Combined scenario - input'!$D127),\"\")","v":""},{"$f":"IFERROR(IF(OR(S142=\"\",'Combined scenario - input'!$D127=\"\"),\"\",S142/'Combined scenario - input'!$D127),\"\")","v":""},{"$f":"IFERROR(IF(OR(T142=\"\",'Combined scenario - input'!$D127=\"\"),\"\",T142/'Combined scenario - input'!$D127),\"\")","v":""},{"$f":"IFERROR(IF(OR(U142=\"\",'Combined scenario - input'!$D127=\"\"),\"\",U142/'Combined scenario - input'!$D127),\"\")","v":""},{"$f":"IFERROR(IF(OR(V142=\"\",'Combined scenario - input'!$D127=\"\"),\"\",V142/'Combined scenario - input'!$D127),\"\")","v":""},{"$f":"IFERROR(IF(OR(W142=\"\",'Combined scenario - input'!$D127=\"\"),\"\",W142/'Combined scenario - input'!$D127),\"\")","v":""}]
[{"$f":"IFERROR('Combined scenario - input'!A128,\"\")","v":""},{"$f":"IFERROR('Combined scenario - input'!B128,\"\")","v":""},{"$f":"IFERROR('Combined scenario - input'!C128,\"\")","v":""},{"$f":"IFERROR(repcalc('Combined scenario - input'!$CV128:$GH128,'Combined scenario - input'!$G128,'Combined scenario - input'!$E128,'Combined scenario - input'!$F128,20,TRUE,TRUE),\"\")","v":""},"","","","","","","","","","","","","","","","","","","",{"$f":"IFERROR(IF(OR(D143=\"\",'Combined scenario - input'!$D128=\"\"),\"\",D143/'Combined scenario - input'!$D128),\"\")","v":""},{"$f":"IFERROR(IF(OR(E143=\"\",'Combined scenario - input'!$D128=\"\"),\"\",E143/'Combined scenario - input'!$D128),\"\")","v":""},{"$f":"IFERROR(IF(OR(F143=\"\",'Combined scenario - input'!$D128=\"\"),\"\",F143/'Combined scenario - input'!$D128),\"\")","v":""},{"$f":"IFERROR(IF(OR(G143=\"\",'Combined scenario - input'!$D128=\"\"),\"\",G143/'Combined scenario - input'!$D128),\"\")","v":""},{"$f":"IFERROR(IF(OR(H143=\"\",'Combined scenario - input'!$D128=\"\"),\"\",H143/'Combined scenario - input'!$D128),\"\")","v":""},{"$f":"IFERROR(IF(OR(I143=\"\",'Combined scenario - input'!$D128=\"\"),\"\",I143/'Combined scenario - input'!$D128),\"\")","v":""},{"$f":"IFERROR(IF(OR(J143=\"\",'Combined scenario - input'!$D128=\"\"),\"\",J143/'Combined scenario - input'!$D128),\"\")","v":""},{"$f":"IFERROR(IF(OR(K143=\"\",'Combined scenario - input'!$D128=\"\"),\"\",K143/'Combined scenario - input'!$D128),\"\")","v":""},{"$f":"IFERROR(IF(OR(L143=\"\",'Combined scenario - input'!$D128=\"\"),\"\",L143/'Combined scenario - input'!$D128),\"\")","v":""},{"$f":"IFERROR(IF(OR(M143=\"\",'Combined scenario - input'!$D128=\"\"),\"\",M143/'Combined scenario - input'!$D128),\"\")","v":""},{"$f":"IFERROR(IF(OR(N143=\"\",'Combined scenario - input'!$D128=\"\"),\"\",N143/'Combined scenario - input'!$D128),\"\")","v":""},{"$f":"IFERROR(IF(OR(O143=\"\",'Combined scenario - input'!$D128=\"\"),\"\",O143/'Combined scenario - input'!$D128),\"\")","v":""},{"$f":"IFERROR(IF(OR(P143=\"\",'Combined scenario - input'!$D128=\"\"),\"\",P143/'Combined scenario - input'!$D128),\"\")","v":""},{"$f":"IFERROR(IF(OR(Q143=\"\",'Combined scenario - input'!$D128=\"\"),\"\",Q143/'Combined scenario - input'!$D128),\"\")","v":""},{"$f":"IFERROR(IF(OR(R143=\"\",'Combined scenario - input'!$D128=\"\"),\"\",R143/'Combined scenario - input'!$D128),\"\")","v":""},{"$f":"IFERROR(IF(OR(S143=\"\",'Combined scenario - input'!$D128=\"\"),\"\",S143/'Combined scenario - input'!$D128),\"\")","v":""},{"$f":"IFERROR(IF(OR(T143=\"\",'Combined scenario - input'!$D128=\"\"),\"\",T143/'Combined scenario - input'!$D128),\"\")","v":""},{"$f":"IFERROR(IF(OR(U143=\"\",'Combined scenario - input'!$D128=\"\"),\"\",U143/'Combined scenario - input'!$D128),\"\")","v":""},{"$f":"IFERROR(IF(OR(V143=\"\",'Combined scenario - input'!$D128=\"\"),\"\",V143/'Combined scenario - input'!$D128),\"\")","v":""},{"$f":"IFERROR(IF(OR(W143=\"\",'Combined scenario - input'!$D128=\"\"),\"\",W143/'Combined scenario - input'!$D128),\"\")","v":""}]
[{"$f":"IFERROR('Combined scenario - input'!A129,\"\")","v":""},{"$f":"IFERROR('Combined scenario - input'!B129,\"\")","v":""},{"$f":"IFERROR('Combined scenario - input'!C129,\"\")","v":""},{"$f":"IFERROR(repcalc('Combined scenario - input'!$CV129:$GH129,'Combined scenario - input'!$G129,'Combined scenario - input'!$E129,'Combined scenario - input'!$F129,20,TRUE,TRUE),\"\")","v":""},"","","","","","","","","","","","","","","","","","","",{"$f":"IFERROR(IF(OR(D144=\"\",'Combined scenario - input'!$D129=\"\"),\"\",D144/'Combined scenario - input'!$D129),\"\")","v":""},{"$f":"IFERROR(IF(OR(E144=\"\",'Combined scenario - input'!$D129=\"\"),\"\",E144/'Combined scenario - input'!$D129),\"\")","v":""},{"$f":"IFERROR(IF(OR(F144=\"\",'Combined scenario - input'!$D129=\"\"),\"\",F144/'Combined scenario - input'!$D129),\"\")","v":""},{"$f":"IFERROR(IF(OR(G144=\"\",'Combined scenario - input'!$D129=\"\"),\"\",G144/'Combined scenario - input'!$D129),\"\")","v":""},{"$f":"IFERROR(IF(OR(H144=\"\",'Combined scenario - input'!$D129=\"\"),\"\",H144/'Combined scenario - input'!$D129),\"\")","v":""},{"$f":"IFERROR(IF(OR(I144=\"\",'Combined scenario - input'!$D129=\"\"),\"\",I144/'Combined scenario - input'!$D129),\"\")","v":""},{"$f":"IFERROR(IF(OR(J144=\"\",'Combined scenario - input'!$D129=\"\"),\"\",J144/'Combined scenario - input'!$D129),\"\")","v":""},{"$f":"IFERROR(IF(OR(K144=\"\",'Combined scenario - input'!$D129=\"\"),\"\",K144/'Combined scenario - input'!$D129),\"\")","v":""},{"$f":"IFERROR(IF(OR(L144=\"\",'Combined scenario - input'!$D129=\"\"),\"\",L144/'Combined scenario - input'!$D129),\"\")","v":""},{"$f":"IFERROR(IF(OR(M144=\"\",'Combined scenario - input'!$D129=\"\"),\"\",M144/'Combined scenario - input'!$D129),\"\")","v":""},{"$f":"IFERROR(IF(OR(N144=\"\",'Combined scenario - input'!$D129=\"\"),\"\",N144/'Combined scenario - input'!$D129),\"\")","v":""},{"$f":"IFERROR(IF(OR(O144=\"\",'Combined scenario - input'!$D129=\"\"),\"\",O144/'Combined scenario - input'!$D129),\"\")","v":""},{"$f":"IFERROR(IF(OR(P144=\"\",'Combined scenario - input'!$D129=\"\"),\"\",P144/'Combined scenario - input'!$D129),\"\")","v":""},{"$f":"IFERROR(IF(OR(Q144=\"\",'Combined scenario - input'!$D129=\"\"),\"\",Q144/'Combined scenario - input'!$D129),\"\")","v":""},{"$f":"IFERROR(IF(OR(R144=\"\",'Combined scenario - input'!$D129=\"\"),\"\",R144/'Combined scenario - input'!$D129),\"\")","v":""},{"$f":"IFERROR(IF(OR(S144=\"\",'Combined scenario - input'!$D129=\"\"),\"\",S144/'Combined scenario - input'!$D129),\"\")","v":""},{"$f":"IFERROR(IF(OR(T144=\"\",'Combined scenario - input'!$D129=\"\"),\"\",T144/'Combined scenario - input'!$D129),\"\")","v":""},{"$f":"IFERROR(IF(OR(U144=\"\",'Combined scenario - input'!$D129=\"\"),\"\",U144/'Combined scenario - input'!$D129),\"\")","v":""},{"$f":"IFERROR(IF(OR(V144=\"\",'Combined scenario - input'!$D129=\"\"),\"\",V144/'Combined scenario - input'!$D129),\"\")","v":""},{"$f":"IFERROR(IF(OR(W144=\"\",'Combined scenario - input'!$D129=\"\"),\"\",W144/'Combined scenario - input'!$D129),\"\")","v":""}]
[{"$f":"IFERROR('Combined scenario - input'!A130,\"\")","v":""},{"$f":"IFERROR('Combined scenario - input'!B130,\"\")","v":""},{"$f":"IFERROR('Combined scenario - input'!C130,\"\")","v":""},{"$f":"IFERROR(repcalc('Combined scenario - input'!$CV130:$GH130,'Combined scenario - input'!$G130,'Combined scenario - input'!$E130,'Combined scenario - input'!$F130,20,TRUE,TRUE),\"\")","v":""},"","","","","","","","","","","","","","","","","","","",{"$f":"IFERROR(IF(OR(D145=\"\",'Combined scenario - input'!$D130=\"\"),\"\",D145/'Combined scenario - input'!$D130),\"\")","v":""},{"$f":"IFERROR(IF(OR(E145=\"\",'Combined scenario - input'!$D130=\"\"),\"\",E145/'Combined scenario - input'!$D130),\"\")","v":""},{"$f":"IFERROR(IF(OR(F145=\"\",'Combined scenario - input'!$D130=\"\"),\"\",F145/'Combined scenario - input'!$D130),\"\")","v":""},{"$f":"IFERROR(IF(OR(G145=\"\",'Combined scenario - input'!$D130=\"\"),\"\",G145/'Combined scenario - input'!$D130),\"\")","v":""},{"$f":"IFERROR(IF(OR(H145=\"\",'Combined scenario - input'!$D130=\"\"),\"\",H145/'Combined scenario - input'!$D130),\"\")","v":""},{"$f":"IFERROR(IF(OR(I145=\"\",'Combined scenario - input'!$D130=\"\"),\"\",I145/'Combined scenario - input'!$D130),\"\")","v":""},{"$f":"IFERROR(IF(OR(J145=\"\",'Combined scenario - input'!$D130=\"\"),\"\",J145/'Combined scenario - input'!$D130),\"\")","v":""},{"$f":"IFERROR(IF(OR(K145=\"\",'Combined scenario - input'!$D130=\"\"),\"\",K145/'Combined scenario - input'!$D130),\"\")","v":""},{"$f":"IFERROR(IF(OR(L145=\"\",'Combined scenario - input'!$D130=\"\"),\"\",L145/'Combined scenario - input'!$D130),\"\")","v":""},{"$f":"IFERROR(IF(OR(M145=\"\",'Combined scenario - input'!$D130=\"\"),\"\",M145/'Combined scenario - input'!$D130),\"\")","v":""},{"$f":"IFERROR(IF(OR(N145=\"\",'Combined scenario - input'!$D130=\"\"),\"\",N145/'Combined scenario - input'!$D130),\"\")","v":""},{"$f":"IFERROR(IF(OR(O145=\"\",'Combined scenario - input'!$D130=\"\"),\"\",O145/'Combined scenario - input'!$D130),\"\")","v":""},{"$f":"IFERROR(IF(OR(P145=\"\",'Combined scenario - input'!$D130=\"\"),\"\",P145/'Combined scenario - input'!$D130),\"\")","v":""},{"$f":"IFERROR(IF(OR(Q145=\"\",'Combined scenario - input'!$D130=\"\"),\"\",Q145/'Combined scenario - input'!$D130),\"\")","v":""},{"$f":"IFERROR(IF(OR(R145=\"\",'Combined scenario - input'!$D130=\"\"),\"\",R145/'Combined scenario - input'!$D130),\"\")","v":""},{"$f":"IFERROR(IF(OR(S145=\"\",'Combined scenario - input'!$D130=\"\"),\"\",S145/'Combined scenario - input'!$D130),\"\")","v":""},{"$f":"IFERROR(IF(OR(T145=\"\",'Combined scenario - input'!$D130=\"\"),\"\",T145/'Combined scenario - input'!$D130),\"\")","v":""},{"$f":"IFERROR(IF(OR(U145=\"\",'Combined scenario - input'!$D130=\"\"),\"\",U145/'Combined scenario - input'!$D130),\"\")","v":""},{"$f":"IFERROR(IF(OR(V145=\"\",'Combined scenario - input'!$D130=\"\"),\"\",V145/'Combined scenario - input'!$D130),\"\")","v":""},{"$f":"IFERROR(IF(OR(W145=\"\",'Combined scenario - input'!$D130=\"\"),\"\",W145/'Combined scenario - input'!$D130),\"\")","v":""}]
[{"$f":"IFERROR('Combined scenario - input'!A131,\"\")","v":""},{"$f":"IFERROR('Combined scenario - input'!B131,\"\")","v":""},{"$f":"IFERROR('Combined scenario - input'!C131,\"\")","v":""},{"$f":"IFERROR(repcalc('Combined scenario - input'!$CV131:$GH131,'Combined scenario - input'!$G131,'Combined scenario - input'!$E131,'Combined scenario - input'!$F131,20,TRUE,TRUE),\"\")","v":""},"","","","","","","","","","","","","","","","","","","",{"$f":"IFERROR(IF(OR(D146=\"\",'Combined scenario - input'!$D131=\"\"),\"\",D146/'Combined scenario - input'!$D131),\"\")","v":""},{"$f":"IFERROR(IF(OR(E146=\"\",'Combined scenario - input'!$D131=\"\"),\"\",E146/'Combined scenario - input'!$D131),\"\")","v":""},{"$f":"IFERROR(IF(OR(F146=\"\",'Combined scenario - input'!$D131=\"\"),\"\",F146/'Combined scenario - input'!$D131),\"\")","v":""},{"$f":"IFERROR(IF(OR(G146=\"\",'Combined scenario - input'!$D131=\"\"),\"\",G146/'Combined scenario - input'!$D131),\"\")","v":""},{"$f":"IFERROR(IF(OR(H146=\"\",'Combined scenario - input'!$D131=\"\"),\"\",H146/'Combined scenario - input'!$D131),\"\")","v":""},{"$f":"IFERROR(IF(OR(I146=\"\",'Combined scenario - input'!$D131=\"\"),\"\",I146/'Combined scenario - input'!$D131),\"\")","v":""},{"$f":"IFERROR(IF(OR(J146=\"\",'Combined scenario - input'!$D131=\"\"),\"\",J146/'Combined scenario - input'!$D131),\"\")","v":""},{"$f":"IFERROR(IF(OR(K146=\"\",'Combined scenario - input'!$D131=\"\"),\"\",K146/'Combined scenario - input'!$D131),\"\")","v":""},{"$f":"IFERROR(IF(OR(L146=\"\",'Combined scenario - input'!$D131=\"\"),\"\",L146/'Combined scenario - input'!$D131),\"\")","v":""},{"$f":"IFERROR(IF(OR(M146=\"\",'Combined scenario - input'!$D131=\"\"),\"\",M146/'Combined scenario - input'!$D131),\"\")","v":""},{"$f":"IFERROR(IF(OR(N146=\"\",'Combined scenario - input'!$D131=\"\"),\"\",N146/'Combined scenario - input'!$D131),\"\")","v":""},{"$f":"IFERROR(IF(OR(O146=\"\",'Combined scenario - input'!$D131=\"\"),\"\",O146/'Combined scenario - input'!$D131),\"\")","v":""},{"$f":"IFERROR(IF(OR(P146=\"\",'Combined scenario - input'!$D131=\"\"),\"\",P146/'Combined scenario - input'!$D131),\"\")","v":""},{"$f":"IFERROR(IF(OR(Q146=\"\",'Combined scenario - input'!$D131=\"\"),\"\",Q146/'Combined scenario - input'!$D131),\"\")","v":""},{"$f":"IFERROR(IF(OR(R146=\"\",'Combined scenario - input'!$D131=\"\"),\"\",R146/'Combined scenario - input'!$D131),\"\")","v":""},{"$f":"IFERROR(IF(OR(S146=\"\",'Combined scenario - input'!$D131=\"\"),\"\",S146/'Combined scenario - input'!$D131),\"\")","v":""},{"$f":"IFERROR(IF(OR(T146=\"\",'Combined scenario - input'!$D131=\"\"),\"\",T146/'Combined scenario - input'!$D131),\"\")","v":""},{"$f":"IFERROR(IF(OR(U146=\"\",'Combined scenario - input'!$D131=\"\"),\"\",U146/'Combined scenario - input'!$D131),\"\")","v":""},{"$f":"IFERROR(IF(OR(V146=\"\",'Combined scenario - input'!$D131=\"\"),\"\",V146/'Combined scenario - input'!$D131),\"\")","v":""},{"$f":"IFERROR(IF(OR(W146=\"\",'Combined scenario - input'!$D131=\"\"),\"\",W146/'Combined scenario - input'!$D131),\"\")","v":""}]
[{"$f":"IFERROR('Combined scenario - input'!A132,\"\")","v":""},{"$f":"IFERROR('Combined scenario - input'!B132,\"\")","v":""},{"$f":"IFERROR('Combined scenario - input'!C132,\"\")","v":""},{"$f":"IFERROR(repcalc('Combined scenario - input'!$CV132:$GH132,'Combined scenario - input'!$G132,'Combined scenario - input'!$E132,'Combined scenario - input'!$F132,20,TRUE,TRUE),\"\")","v":""},"","","","","","","","","","","","","","","","","","","",{"$f":"IFERROR(IF(OR(D147=\"\",'Combined scenario - input'!$D132=\"\"),\"\",D147/'Combined scenario - input'!$D132),\"\")","v":""},{"$f":"IFERROR(IF(OR(E147=\"\",'Combined scenario - input'!$D132=\"\"),\"\",E147/'Combined scenario - input'!$D132),\"\")","v":""},{"$f":"IFERROR(IF(OR(F147=\"\",'Combined scenario - input'!$D132=\"\"),\"\",F147/'Combined scenario - input'!$D132),\"\")","v":""},{"$f":"IFERROR(IF(OR(G147=\"\",'Combined scenario - input'!$D132=\"\"),\"\",G147/'Combined scenario - input'!$D132),\"\")","v":""},{"$f":"IFERROR(IF(OR(H147=\"\",'Combined scenario - input'!$D132=\"\"),\"\",H147/'Combined scenario - input'!$D132),\"\")","v":""},{"$f":"IFERROR(IF(OR(I147=\"\",'Combined scenario - input'!$D132=\"\"),\"\",I147/'Combined scenario - input'!$D132),\"\")","v":""},{"$f":"IFERROR(IF(OR(J147=\"\",'Combined scenario - input'!$D132=\"\"),\"\",J147/'Combined scenario - input'!$D132),\"\")","v":""},{"$f":"IFERROR(IF(OR(K147=\"\",'Combined scenario - input'!$D132=\"\"),\"\",K147/'Combined scenario - input'!$D132),\"\")","v":""},{"$f":"IFERROR(IF(OR(L147=\"\",'Combined scenario - input'!$D132=\"\"),\"\",L147/'Combined scenario - input'!$D132),\"\")","v":""},{"$f":"IFERROR(IF(OR(M147=\"\",'Combined scenario - input'!$D132=\"\"),\"\",M147/'Combined scenario - input'!$D132),\"\")","v":""},{"$f":"IFERROR(IF(OR(N147=\"\",'Combined scenario - input'!$D132=\"\"),\"\",N147/'Combined scenario - input'!$D132),\"\")","v":""},{"$f":"IFERROR(IF(OR(O147=\"\",'Combined scenario - input'!$D132=\"\"),\"\",O147/'Combined scenario - input'!$D132),\"\")","v":""},{"$f":"IFERROR(IF(OR(P147=\"\",'Combined scenario - input'!$D132=\"\"),\"\",P147/'Combined scenario - input'!$D132),\"\")","v":""},{"$f":"IFERROR(IF(OR(Q147=\"\",'Combined scenario - input'!$D132=\"\"),\"\",Q147/'Combined scenario - input'!$D132),\"\")","v":""},{"$f":"IFERROR(IF(OR(R147=\"\",'Combined scenario - input'!$D132=\"\"),\"\",R147/'Combined scenario - input'!$D132),\"\")","v":""},{"$f":"IFERROR(IF(OR(S147=\"\",'Combined scenario - input'!$D132=\"\"),\"\",S147/'Combined scenario - input'!$D132),\"\")","v":""},{"$f":"IFERROR(IF(OR(T147=\"\",'Combined scenario - input'!$D132=\"\"),\"\",T147/'Combined scenario - input'!$D132),\"\")","v":""},{"$f":"IFERROR(IF(OR(U147=\"\",'Combined scenario - input'!$D132=\"\"),\"\",U147/'Combined scenario - input'!$D132),\"\")","v":""},{"$f":"IFERROR(IF(OR(V147=\"\",'Combined scenario - input'!$D132=\"\"),\"\",V147/'Combined scenario - input'!$D132),\"\")","v":""},{"$f":"IFERROR(IF(OR(W147=\"\",'Combined scenario - input'!$D132=\"\"),\"\",W147/'Combined scenario - input'!$D132),\"\")","v":""}]
[{"$f":"IFERROR('Combined scenario - input'!A133,\"\")","v":""},{"$f":"IFERROR('Combined scenario - input'!B133,\"\")","v":""},{"$f":"IFERROR('Combined scenario - input'!C133,\"\")","v":""},{"$f":"IFERROR(repcalc('Combined scenario - input'!$CV133:$GH133,'Combined scenario - input'!$G133,'Combined scenario - input'!$E133,'Combined scenario - input'!$F133,20,TRUE,TRUE),\"\")","v":""},"","","","","","","","","","","","","","","","","","","",{"$f":"IFERROR(IF(OR(D148=\"\",'Combined scenario - input'!$D133=\"\"),\"\",D148/'Combined scenario - input'!$D133),\"\")","v":""},{"$f":"IFERROR(IF(OR(E148=\"\",'Combined scenario - input'!$D133=\"\"),\"\",E148/'Combined scenario - input'!$D133),\"\")","v":""},{"$f":"IFERROR(IF(OR(F148=\"\",'Combined scenario - input'!$D133=\"\"),\"\",F148/'Combined scenario - input'!$D133),\"\")","v":""},{"$f":"IFERROR(IF(OR(G148=\"\",'Combined scenario - input'!$D133=\"\"),\"\",G148/'Combined scenario - input'!$D133),\"\")","v":""},{"$f":"IFERROR(IF(OR(H148=\"\",'Combined scenario - input'!$D133=\"\"),\"\",H148/'Combined scenario - input'!$D133),\"\")","v":""},{"$f":"IFERROR(IF(OR(I148=\"\",'Combined scenario - input'!$D133=\"\"),\"\",I148/'Combined scenario - input'!$D133),\"\")","v":""},{"$f":"IFERROR(IF(OR(J148=\"\",'Combined scenario - input'!$D133=\"\"),\"\",J148/'Combined scenario - input'!$D133),\"\")","v":""},{"$f":"IFERROR(IF(OR(K148=\"\",'Combined scenario - input'!$D133=\"\"),\"\",K148/'Combined scenario - input'!$D133),\"\")","v":""},{"$f":"IFERROR(IF(OR(L148=\"\",'Combined scenario - input'!$D133=\"\"),\"\",L148/'Combined scenario - input'!$D133),\"\")","v":""},{"$f":"IFERROR(IF(OR(M148=\"\",'Combined scenario - input'!$D133=\"\"),\"\",M148/'Combined scenario - input'!$D133),\"\")","v":""},{"$f":"IFERROR(IF(OR(N148=\"\",'Combined scenario - input'!$D133=\"\"),\"\",N148/'Combined scenario - input'!$D133),\"\")","v":""},{"$f":"IFERROR(IF(OR(O148=\"\",'Combined scenario - input'!$D133=\"\"),\"\",O148/'Combined scenario - input'!$D133),\"\")","v":""},{"$f":"IFERROR(IF(OR(P148=\"\",'Combined scenario - input'!$D133=\"\"),\"\",P148/'Combined scenario - input'!$D133),\"\")","v":""},{"$f":"IFERROR(IF(OR(Q148=\"\",'Combined scenario - input'!$D133=\"\"),\"\",Q148/'Combined scenario - input'!$D133),\"\")","v":""},{"$f":"IFERROR(IF(OR(R148=\"\",'Combined scenario - input'!$D133=\"\"),\"\",R148/'Combined scenario - input'!$D133),\"\")","v":""},{"$f":"IFERROR(IF(OR(S148=\"\",'Combined scenario - input'!$D133=\"\"),\"\",S148/'Combined scenario - input'!$D133),\"\")","v":""},{"$f":"IFERROR(IF(OR(T148=\"\",'Combined scenario - input'!$D133=\"\"),\"\",T148/'Combined scenario - input'!$D133),\"\")","v":""},{"$f":"IFERROR(IF(OR(U148=\"\",'Combined scenario - input'!$D133=\"\"),\"\",U148/'Combined scenario - input'!$D133),\"\")","v":""},{"$f":"IFERROR(IF(OR(V148=\"\",'Combined scenario - input'!$D133=\"\"),\"\",V148/'Combined scenario - input'!$D133),\"\")","v":""},{"$f":"IFERROR(IF(OR(W148=\"\",'Combined scenario - input'!$D133=\"\"),\"\",W148/'Combined scenario - input'!$D133),\"\")","v":""}]
[{"$f":"IFERROR('Combined scenario - input'!A134,\"\")","v":""},{"$f":"IFERROR('Combined scenario - input'!B134,\"\")","v":""},{"$f":"IFERROR('Combined scenario - input'!C134,\"\")","v":""},{"$f":"IFERROR(repcalc('Combined scenario - input'!$CV134:$GH134,'Combined scenario - input'!$G134,'Combined scenario - input'!$E134,'Combined scenario - input'!$F134,20,TRUE,TRUE),\"\")","v":""},"","","","","","","","","","","","","","","","","","","",{"$f":"IFERROR(IF(OR(D149=\"\",'Combined scenario - input'!$D134=\"\"),\"\",D149/'Combined scenario - input'!$D134),\"\")","v":""},{"$f":"IFERROR(IF(OR(E149=\"\",'Combined scenario - input'!$D134=\"\"),\"\",E149/'Combined scenario - input'!$D134),\"\")","v":""},{"$f":"IFERROR(IF(OR(F149=\"\",'Combined scenario - input'!$D134=\"\"),\"\",F149/'Combined scenario - input'!$D134),\"\")","v":""},{"$f":"IFERROR(IF(OR(G149=\"\",'Combined scenario - input'!$D134=\"\"),\"\",G149/'Combined scenario - input'!$D134),\"\")","v":""},{"$f":"IFERROR(IF(OR(H149=\"\",'Combined scenario - input'!$D134=\"\"),\"\",H149/'Combined scenario - input'!$D134),\"\")","v":""},{"$f":"IFERROR(IF(OR(I149=\"\",'Combined scenario - input'!$D134=\"\"),\"\",I149/'Combined scenario - input'!$D134),\"\")","v":""},{"$f":"IFERROR(IF(OR(J149=\"\",'Combined scenario - input'!$D134=\"\"),\"\",J149/'Combined scenario - input'!$D134),\"\")","v":""},{"$f":"IFERROR(IF(OR(K149=\"\",'Combined scenario - input'!$D134=\"\"),\"\",K149/'Combined scenario - input'!$D134),\"\")","v":""},{"$f":"IFERROR(IF(OR(L149=\"\",'Combined scenario - input'!$D134=\"\"),\"\",L149/'Combined scenario - input'!$D134),\"\")","v":""},{"$f":"IFERROR(IF(OR(M149=\"\",'Combined scenario - input'!$D134=\"\"),\"\",M149/'Combined scenario - input'!$D134),\"\")","v":""},{"$f":"IFERROR(IF(OR(N149=\"\",'Combined scenario - input'!$D134=\"\"),\"\",N149/'Combined scenario - input'!$D134),\"\")","v":""},{"$f":"IFERROR(IF(OR(O149=\"\",'Combined scenario - input'!$D134=\"\"),\"\",O149/'Combined scenario - input'!$D134),\"\")","v":""},{"$f":"IFERROR(IF(OR(P149=\"\",'Combined scenario - input'!$D134=\"\"),\"\",P149/'Combined scenario - input'!$D134),\"\")","v":""},{"$f":"IFERROR(IF(OR(Q149=\"\",'Combined scenario - input'!$D134=\"\"),\"\",Q149/'Combined scenario - input'!$D134),\"\")","v":""},{"$f":"IFERROR(IF(OR(R149=\"\",'Combined scenario - input'!$D134=\"\"),\"\",R149/'Combined scenario - input'!$D134),\"\")","v":""},{"$f":"IFERROR(IF(OR(S149=\"\",'Combined scenario - input'!$D134=\"\"),\"\",S149/'Combined scenario - input'!$D134),\"\")","v":""},{"$f":"IFERROR(IF(OR(T149=\"\",'Combined scenario - input'!$D134=\"\"),\"\",T149/'Combined scenario - input'!$D134),\"\")","v":""},{"$f":"IFERROR(IF(OR(U149=\"\",'Combined scenario - input'!$D134=\"\"),\"\",U149/'Combined scenario - input'!$D134),\"\")","v":""},{"$f":"IFERROR(IF(OR(V149=\"\",'Combined scenario - input'!$D134=\"\"),\"\",V149/'Combined scenario - input'!$D134),\"\")","v":""},{"$f":"IFERROR(IF(OR(W149=\"\",'Combined scenario - input'!$D134=\"\"),\"\",W149/'Combined scenario - input'!$D134),\"\")","v":""}]
[{"$f":"IFERROR('Combined scenario - input'!A135,\"\")","v":""},{"$f":"IFERROR('Combined scenario - input'!B135,\"\")","v":""},{"$f":"IFERROR('Combined scenario - input'!C135,\"\")","v":""},{"$f":"IFERROR(repcalc('Combined scenario - input'!$CV135:$GH135,'Combined scenario - input'!$G135,'Combined scenario - input'!$E135,'Combined scenario - input'!$F135,20,TRUE,TRUE),\"\")","v":""},"","","","","","","","","","","","","","","","","","","",{"$f":"IFERROR(IF(OR(D150=\"\",'Combined scenario - input'!$D135=\"\"),\"\",D150/'Combined scenario - input'!$D135),\"\")","v":""},{"$f":"IFERROR(IF(OR(E150=\"\",'Combined scenario - input'!$D135=\"\"),\"\",E150/'Combined scenario - input'!$D135),\"\")","v":""},{"$f":"IFERROR(IF(OR(F150=\"\",'Combined scenario - input'!$D135=\"\"),\"\",F150/'Combined scenario - input'!$D135),\"\")","v":""},{"$f":"IFERROR(IF(OR(G150=\"\",'Combined scenario - input'!$D135=\"\"),\"\",G150/'Combined scenario - input'!$D135),\"\")","v":""},{"$f":"IFERROR(IF(OR(H150=\"\",'Combined scenario - input'!$D135=\"\"),\"\",H150/'Combined scenario - input'!$D135),\"\")","v":""},{"$f":"IFERROR(IF(OR(I150=\"\",'Combined scenario - input'!$D135=\"\"),\"\",I150/'Combined scenario - input'!$D135),\"\")","v":""},{"$f":"IFERROR(IF(OR(J150=\"\",'Combined scenario - input'!$D135=\"\"),\"\",J150/'Combined scenario - input'!$D135),\"\")","v":""},{"$f":"IFERROR(IF(OR(K150=\"\",'Combined scenario - input'!$D135=\"\"),\"\",K150/'Combined scenario - input'!$D135),\"\")","v":""},{"$f":"IFERROR(IF(OR(L150=\"\",'Combined scenario - input'!$D135=\"\"),\"\",L150/'Combined scenario - input'!$D135),\"\")","v":""},{"$f":"IFERROR(IF(OR(M150=\"\",'Combined scenario - input'!$D135=\"\"),\"\",M150/'Combined scenario - input'!$D135),\"\")","v":""},{"$f":"IFERROR(IF(OR(N150=\"\",'Combined scenario - input'!$D135=\"\"),\"\",N150/'Combined scenario - input'!$D135),\"\")","v":""},{"$f":"IFERROR(IF(OR(O150=\"\",'Combined scenario - input'!$D135=\"\"),\"\",O150/'Combined scenario - input'!$D135),\"\")","v":""},{"$f":"IFERROR(IF(OR(P150=\"\",'Combined scenario - input'!$D135=\"\"),\"\",P150/'Combined scenario - input'!$D135),\"\")","v":""},{"$f":"IFERROR(IF(OR(Q150=\"\",'Combined scenario - input'!$D135=\"\"),\"\",Q150/'Combined scenario - input'!$D135),\"\")","v":""},{"$f":"IFERROR(IF(OR(R150=\"\",'Combined scenario - input'!$D135=\"\"),\"\",R150/'Combined scenario - input'!$D135),\"\")","v":""},{"$f":"IFERROR(IF(OR(S150=\"\",'Combined scenario - input'!$D135=\"\"),\"\",S150/'Combined scenario - input'!$D135),\"\")","v":""},{"$f":"IFERROR(IF(OR(T150=\"\",'Combined scenario - input'!$D135=\"\"),\"\",T150/'Combined scenario - input'!$D135),\"\")","v":""},{"$f":"IFERROR(IF(OR(U150=\"\",'Combined scenario - input'!$D135=\"\"),\"\",U150/'Combined scenario - input'!$D135),\"\")","v":""},{"$f":"IFERROR(IF(OR(V150=\"\",'Combined scenario - input'!$D135=\"\"),\"\",V150/'Combined scenario - input'!$D135),\"\")","v":""},{"$f":"IFERROR(IF(OR(W150=\"\",'Combined scenario - input'!$D135=\"\"),\"\",W150/'Combined scenario - input'!$D135),\"\")","v":""}]
[{"$f":"IFERROR('Combined scenario - input'!A136,\"\")","v":""},{"$f":"IFERROR('Combined scenario - input'!B136,\"\")","v":""},{"$f":"IFERROR('Combined scenario - input'!C136,\"\")","v":""},{"$f":"IFERROR(repcalc('Combined scenario - input'!$CV136:$GH136,'Combined scenario - input'!$G136,'Combined scenario - input'!$E136,'Combined scenario - input'!$F136,20,TRUE,TRUE),\"\")","v":""},"","","","","","","","","","","","","","","","","","","",{"$f":"IFERROR(IF(OR(D151=\"\",'Combined scenario - input'!$D136=\"\"),\"\",D151/'Combined scenario - input'!$D136),\"\")","v":""},{"$f":"IFERROR(IF(OR(E151=\"\",'Combined scenario - input'!$D136=\"\"),\"\",E151/'Combined scenario - input'!$D136),\"\")","v":""},{"$f":"IFERROR(IF(OR(F151=\"\",'Combined scenario - input'!$D136=\"\"),\"\",F151/'Combined scenario - input'!$D136),\"\")","v":""},{"$f":"IFERROR(IF(OR(G151=\"\",'Combined scenario - input'!$D136=\"\"),\"\",G151/'Combined scenario - input'!$D136),\"\")","v":""},{"$f":"IFERROR(IF(OR(H151=\"\",'Combined scenario - input'!$D136=\"\"),\"\",H151/'Combined scenario - input'!$D136),\"\")","v":""},{"$f":"IFERROR(IF(OR(I151=\"\",'Combined scenario - input'!$D136=\"\"),\"\",I151/'Combined scenario - input'!$D136),\"\")","v":""},{"$f":"IFERROR(IF(OR(J151=\"\",'Combined scenario - input'!$D136=\"\"),\"\",J151/'Combined scenario - input'!$D136),\"\")","v":""},{"$f":"IFERROR(IF(OR(K151=\"\",'Combined scenario - input'!$D136=\"\"),\"\",K151/'Combined scenario - input'!$D136),\"\")","v":""},{"$f":"IFERROR(IF(OR(L151=\"\",'Combined scenario - input'!$D136=\"\"),\"\",L151/'Combined scenario - input'!$D136),\"\")","v":""},{"$f":"IFERROR(IF(OR(M151=\"\",'Combined scenario - input'!$D136=\"\"),\"\",M151/'Combined scenario - input'!$D136),\"\")","v":""},{"$f":"IFERROR(IF(OR(N151=\"\",'Combined scenario - input'!$D136=\"\"),\"\",N151/'Combined scenario - input'!$D136),\"\")","v":""},{"$f":"IFERROR(IF(OR(O151=\"\",'Combined scenario - input'!$D136=\"\"),\"\",O151/'Combined scenario - input'!$D136),\"\")","v":""},{"$f":"IFERROR(IF(OR(P151=\"\",'Combined scenario - input'!$D136=\"\"),\"\",P151/'Combined scenario - input'!$D136),\"\")","v":""},{"$f":"IFERROR(IF(OR(Q151=\"\",'Combined scenario - input'!$D136=\"\"),\"\",Q151/'Combined scenario - input'!$D136),\"\")","v":""},{"$f":"IFERROR(IF(OR(R151=\"\",'Combined scenario - input'!$D136=\"\"),\"\",R151/'Combined scenario - input'!$D136),\"\")","v":""},{"$f":"IFERROR(IF(OR(S151=\"\",'Combined scenario - input'!$D136=\"\"),\"\",S151/'Combined scenario - input'!$D136),\"\")","v":""},{"$f":"IFERROR(IF(OR(T151=\"\",'Combined scenario - input'!$D136=\"\"),\"\",T151/'Combined scenario - input'!$D136),\"\")","v":""},{"$f":"IFERROR(IF(OR(U151=\"\",'Combined scenario - input'!$D136=\"\"),\"\",U151/'Combined scenario - input'!$D136),\"\")","v":""},{"$f":"IFERROR(IF(OR(V151=\"\",'Combined scenario - input'!$D136=\"\"),\"\",V151/'Combined scenario - input'!$D136),\"\")","v":""},{"$f":"IFERROR(IF(OR(W151=\"\",'Combined scenario - input'!$D136=\"\"),\"\",W151/'Combined scenario - input'!$D136),\"\")","v":""}]
[{"$f":"IFERROR('Combined scenario - input'!A137,\"\")","v":""},{"$f":"IFERROR('Combined scenario - input'!B137,\"\")","v":""},{"$f":"IFERROR('Combined scenario - input'!C137,\"\")","v":""},{"$f":"IFERROR(repcalc('Combined scenario - input'!$CV137:$GH137,'Combined scenario - input'!$G137,'Combined scenario - input'!$E137,'Combined scenario - input'!$F137,20,TRUE,TRUE),\"\")","v":""},"","","","","","","","","","","","","","","","","","","",{"$f":"IFERROR(IF(OR(D152=\"\",'Combined scenario - input'!$D137=\"\"),\"\",D152/'Combined scenario - input'!$D137),\"\")","v":""},{"$f":"IFERROR(IF(OR(E152=\"\",'Combined scenario - input'!$D137=\"\"),\"\",E152/'Combined scenario - input'!$D137),\"\")","v":""},{"$f":"IFERROR(IF(OR(F152=\"\",'Combined scenario - input'!$D137=\"\"),\"\",F152/'Combined scenario - input'!$D137),\"\")","v":""},{"$f":"IFERROR(IF(OR(G152=\"\",'Combined scenario - input'!$D137=\"\"),\"\",G152/'Combined scenario - input'!$D137),\"\")","v":""},{"$f":"IFERROR(IF(OR(H152=\"\",'Combined scenario - input'!$D137=\"\"),\"\",H152/'Combined scenario - input'!$D137),\"\")","v":""},{"$f":"IFERROR(IF(OR(I152=\"\",'Combined scenario - input'!$D137=\"\"),\"\",I152/'Combined scenario - input'!$D137),\"\")","v":""},{"$f":"IFERROR(IF(OR(J152=\"\",'Combined scenario - input'!$D137=\"\"),\"\",J152/'Combined scenario - input'!$D137),\"\")","v":""},{"$f":"IFERROR(IF(OR(K152=\"\",'Combined scenario - input'!$D137=\"\"),\"\",K152/'Combined scenario - input'!$D137),\"\")","v":""},{"$f":"IFERROR(IF(OR(L152=\"\",'Combined scenario - input'!$D137=\"\"),\"\",L152/'Combined scenario - input'!$D137),\"\")","v":""},{"$f":"IFERROR(IF(OR(M152=\"\",'Combined scenario - input'!$D137=\"\"),\"\",M152/'Combined scenario - input'!$D137),\"\")","v":""},{"$f":"IFERROR(IF(OR(N152=\"\",'Combined scenario - input'!$D137=\"\"),\"\",N152/'Combined scenario - input'!$D137),\"\")","v":""},{"$f":"IFERROR(IF(OR(O152=\"\",'Combined scenario - input'!$D137=\"\"),\"\",O152/'Combined scenario - input'!$D137),\"\")","v":""},{"$f":"IFERROR(IF(OR(P152=\"\",'Combined scenario - input'!$D137=\"\"),\"\",P152/'Combined scenario - input'!$D137),\"\")","v":""},{"$f":"IFERROR(IF(OR(Q152=\"\",'Combined scenario - input'!$D137=\"\"),\"\",Q152/'Combined scenario - input'!$D137),\"\")","v":""},{"$f":"IFERROR(IF(OR(R152=\"\",'Combined scenario - input'!$D137=\"\"),\"\",R152/'Combined scenario - input'!$D137),\"\")","v":""},{"$f":"IFERROR(IF(OR(S152=\"\",'Combined scenario - input'!$D137=\"\"),\"\",S152/'Combined scenario - input'!$D137),\"\")","v":""},{"$f":"IFERROR(IF(OR(T152=\"\",'Combined scenario - input'!$D137=\"\"),\"\",T152/'Combined scenario - input'!$D137),\"\")","v":""},{"$f":"IFERROR(IF(OR(U152=\"\",'Combined scenario - input'!$D137=\"\"),\"\",U152/'Combined scenario - input'!$D137),\"\")","v":""},{"$f":"IFERROR(IF(OR(V152=\"\",'Combined scenario - input'!$D137=\"\"),\"\",V152/'Combined scenario - input'!$D137),\"\")","v":""},{"$f":"IFERROR(IF(OR(W152=\"\",'Combined scenario - input'!$D137=\"\"),\"\",W152/'Combined scenario - input'!$D137),\"\")","v":""}]
[{"$f":"IFERROR('Combined scenario - input'!A138,\"\")","v":""},{"$f":"IFERROR('Combined scenario - input'!B138,\"\")","v":""},{"$f":"IFERROR('Combined scenario - input'!C138,\"\")","v":""},{"$f":"IFERROR(repcalc('Combined scenario - input'!$CV138:$GH138,'Combined scenario - input'!$G138,'Combined scenario - input'!$E138,'Combined scenario - input'!$F138,20,TRUE,TRUE),\"\")","v":""},"","","","","","","","","","","","","","","","","","","",{"$f":"IFERROR(IF(OR(D153=\"\",'Combined scenario - input'!$D138=\"\"),\"\",D153/'Combined scenario - input'!$D138),\"\")","v":""},{"$f":"IFERROR(IF(OR(E153=\"\",'Combined scenario - input'!$D138=\"\"),\"\",E153/'Combined scenario - input'!$D138),\"\")","v":""},{"$f":"IFERROR(IF(OR(F153=\"\",'Combined scenario - input'!$D138=\"\"),\"\",F153/'Combined scenario - input'!$D138),\"\")","v":""},{"$f":"IFERROR(IF(OR(G153=\"\",'Combined scenario - input'!$D138=\"\"),\"\",G153/'Combined scenario - input'!$D138),\"\")","v":""},{"$f":"IFERROR(IF(OR(H153=\"\",'Combined scenario - input'!$D138=\"\"),\"\",H153/'Combined scenario - input'!$D138),\"\")","v":""},{"$f":"IFERROR(IF(OR(I153=\"\",'Combined scenario - input'!$D138=\"\"),\"\",I153/'Combined scenario - input'!$D138),\"\")","v":""},{"$f":"IFERROR(IF(OR(J153=\"\",'Combined scenario - input'!$D138=\"\"),\"\",J153/'Combined scenario - input'!$D138),\"\")","v":""},{"$f":"IFERROR(IF(OR(K153=\"\",'Combined scenario - input'!$D138=\"\"),\"\",K153/'Combined scenario - input'!$D138),\"\")","v":""},{"$f":"IFERROR(IF(OR(L153=\"\",'Combined scenario - input'!$D138=\"\"),\"\",L153/'Combined scenario - input'!$D138),\"\")","v":""},{"$f":"IFERROR(IF(OR(M153=\"\",'Combined scenario - input'!$D138=\"\"),\"\",M153/'Combined scenario - input'!$D138),\"\")","v":""},{"$f":"IFERROR(IF(OR(N153=\"\",'Combined scenario - input'!$D138=\"\"),\"\",N153/'Combined scenario - input'!$D138),\"\")","v":""},{"$f":"IFERROR(IF(OR(O153=\"\",'Combined scenario - input'!$D138=\"\"),\"\",O153/'Combined scenario - input'!$D138),\"\")","v":""},{"$f":"IFERROR(IF(OR(P153=\"\",'Combined scenario - input'!$D138=\"\"),\"\",P153/'Combined scenario - input'!$D138),\"\")","v":""},{"$f":"IFERROR(IF(OR(Q153=\"\",'Combined scenario - input'!$D138=\"\"),\"\",Q153/'Combined scenario - input'!$D138),\"\")","v":""},{"$f":"IFERROR(IF(OR(R153=\"\",'Combined scenario - input'!$D138=\"\"),\"\",R153/'Combined scenario - input'!$D138),\"\")","v":""},{"$f":"IFERROR(IF(OR(S153=\"\",'Combined scenario - input'!$D138=\"\"),\"\",S153/'Combined scenario - input'!$D138),\"\")","v":""},{"$f":"IFERROR(IF(OR(T153=\"\",'Combined scenario - input'!$D138=\"\"),\"\",T153/'Combined scenario - input'!$D138),\"\")","v":""},{"$f":"IFERROR(IF(OR(U153=\"\",'Combined scenario - input'!$D138=\"\"),\"\",U153/'Combined scenario - input'!$D138),\"\")","v":""},{"$f":"IFERROR(IF(OR(V153=\"\",'Combined scenario - input'!$D138=\"\"),\"\",V153/'Combined scenario - input'!$D138),\"\")","v":""},{"$f":"IFERROR(IF(OR(W153=\"\",'Combined scenario - input'!$D138=\"\"),\"\",W153/'Combined scenario - input'!$D138),\"\")","v":""}]
[{"$f":"IFERROR('Combined scenario - input'!A139,\"\")","v":""},{"$f":"IFERROR('Combined scenario - input'!B139,\"\")","v":""},{"$f":"IFERROR('Combined scenario - input'!C139,\"\")","v":""},{"$f":"IFERROR(repcalc('Combined scenario - input'!$CV139:$GH139,'Combined scenario - input'!$G139,'Combined scenario - input'!$E139,'Combined scenario - input'!$F139,20,TRUE,TRUE),\"\")","v":""},"","","","","","","","","","","","","","","","","","","",{"$f":"IFERROR(IF(OR(D154=\"\",'Combined scenario - input'!$D139=\"\"),\"\",D154/'Combined scenario - input'!$D139),\"\")","v":""},{"$f":"IFERROR(IF(OR(E154=\"\",'Combined scenario - input'!$D139=\"\"),\"\",E154/'Combined scenario - input'!$D139),\"\")","v":""},{"$f":"IFERROR(IF(OR(F154=\"\",'Combined scenario - input'!$D139=\"\"),\"\",F154/'Combined scenario - input'!$D139),\"\")","v":""},{"$f":"IFERROR(IF(OR(G154=\"\",'Combined scenario - input'!$D139=\"\"),\"\",G154/'Combined scenario - input'!$D139),\"\")","v":""},{"$f":"IFERROR(IF(OR(H154=\"\",'Combined scenario - input'!$D139=\"\"),\"\",H154/'Combined scenario - input'!$D139),\"\")","v":""},{"$f":"IFERROR(IF(OR(I154=\"\",'Combined scenario - input'!$D139=\"\"),\"\",I154/'Combined scenario - input'!$D139),\"\")","v":""},{"$f":"IFERROR(IF(OR(J154=\"\",'Combined scenario - input'!$D139=\"\"),\"\",J154/'Combined scenario - input'!$D139),\"\")","v":""},{"$f":"IFERROR(IF(OR(K154=\"\",'Combined scenario - input'!$D139=\"\"),\"\",K154/'Combined scenario - input'!$D139),\"\")","v":""},{"$f":"IFERROR(IF(OR(L154=\"\",'Combined scenario - input'!$D139=\"\"),\"\",L154/'Combined scenario - input'!$D139),\"\")","v":""},{"$f":"IFERROR(IF(OR(M154=\"\",'Combined scenario - input'!$D139=\"\"),\"\",M154/'Combined scenario - input'!$D139),\"\")","v":""},{"$f":"IFERROR(IF(OR(N154=\"\",'Combined scenario - input'!$D139=\"\"),\"\",N154/'Combined scenario - input'!$D139),\"\")","v":""},{"$f":"IFERROR(IF(OR(O154=\"\",'Combined scenario - input'!$D139=\"\"),\"\",O154/'Combined scenario - input'!$D139),\"\")","v":""},{"$f":"IFERROR(IF(OR(P154=\"\",'Combined scenario - input'!$D139=\"\"),\"\",P154/'Combined scenario - input'!$D139),\"\")","v":""},{"$f":"IFERROR(IF(OR(Q154=\"\",'Combined scenario - input'!$D139=\"\"),\"\",Q154/'Combined scenario - input'!$D139),\"\")","v":""},{"$f":"IFERROR(IF(OR(R154=\"\",'Combined scenario - input'!$D139=\"\"),\"\",R154/'Combined scenario - input'!$D139),\"\")","v":""},{"$f":"IFERROR(IF(OR(S154=\"\",'Combined scenario - input'!$D139=\"\"),\"\",S154/'Combined scenario - input'!$D139),\"\")","v":""},{"$f":"IFERROR(IF(OR(T154=\"\",'Combined scenario - input'!$D139=\"\"),\"\",T154/'Combined scenario - input'!$D139),\"\")","v":""},{"$f":"IFERROR(IF(OR(U154=\"\",'Combined scenario - input'!$D139=\"\"),\"\",U154/'Combined scenario - input'!$D139),\"\")","v":""},{"$f":"IFERROR(IF(OR(V154=\"\",'Combined scenario - input'!$D139=\"\"),\"\",V154/'Combined scenario - input'!$D139),\"\")","v":""},{"$f":"IFERROR(IF(OR(W154=\"\",'Combined scenario - input'!$D139=\"\"),\"\",W154/'Combined scenario - input'!$D139),\"\")","v":""}]
[{"$f":"IFERROR('Combined scenario - input'!A140,\"\")","v":""},{"$f":"IFERROR('Combined scenario - input'!B140,\"\")","v":""},{"$f":"IFERROR('Combined scenario - input'!C140,\"\")","v":""},{"$f":"IFERROR(repcalc('Combined scenario - input'!$CV140:$GH140,'Combined scenario - input'!$G140,'Combined scenario - input'!$E140,'Combined scenario - input'!$F140,20,TRUE,TRUE),\"\")","v":""},"","","","","","","","","","","","","","","","","","","",{"$f":"IFERROR(IF(OR(D155=\"\",'Combined scenario - input'!$D140=\"\"),\"\",D155/'Combined scenario - input'!$D140),\"\")","v":""},{"$f":"IFERROR(IF(OR(E155=\"\",'Combined scenario - input'!$D140=\"\"),\"\",E155/'Combined scenario - input'!$D140),\"\")","v":""},{"$f":"IFERROR(IF(OR(F155=\"\",'Combined scenario - input'!$D140=\"\"),\"\",F155/'Combined scenario - input'!$D140),\"\")","v":""},{"$f":"IFERROR(IF(OR(G155=\"\",'Combined scenario - input'!$D140=\"\"),\"\",G155/'Combined scenario - input'!$D140),\"\")","v":""},{"$f":"IFERROR(IF(OR(H155=\"\",'Combined scenario - input'!$D140=\"\"),\"\",H155/'Combined scenario - input'!$D140),\"\")","v":""},{"$f":"IFERROR(IF(OR(I155=\"\",'Combined scenario - input'!$D140=\"\"),\"\",I155/'Combined scenario - input'!$D140),\"\")","v":""},{"$f":"IFERROR(IF(OR(J155=\"\",'Combined scenario - input'!$D140=\"\"),\"\",J155/'Combined scenario - input'!$D140),\"\")","v":""},{"$f":"IFERROR(IF(OR(K155=\"\",'Combined scenario - input'!$D140=\"\"),\"\",K155/'Combined scenario - input'!$D140),\"\")","v":""},{"$f":"IFERROR(IF(OR(L155=\"\",'Combined scenario - input'!$D140=\"\"),\"\",L155/'Combined scenario - input'!$D140),\"\")","v":""},{"$f":"IFERROR(IF(OR(M155=\"\",'Combined scenario - input'!$D140=\"\"),\"\",M155/'Combined scenario - input'!$D140),\"\")","v":""},{"$f":"IFERROR(IF(OR(N155=\"\",'Combined scenario - input'!$D140=\"\"),\"\",N155/'Combined scenario - input'!$D140),\"\")","v":""},{"$f":"IFERROR(IF(OR(O155=\"\",'Combined scenario - input'!$D140=\"\"),\"\",O155/'Combined scenario - input'!$D140),\"\")","v":""},{"$f":"IFERROR(IF(OR(P155=\"\",'Combined scenario - input'!$D140=\"\"),\"\",P155/'Combined scenario - input'!$D140),\"\")","v":""},{"$f":"IFERROR(IF(OR(Q155=\"\",'Combined scenario - input'!$D140=\"\"),\"\",Q155/'Combined scenario - input'!$D140),\"\")","v":""},{"$f":"IFERROR(IF(OR(R155=\"\",'Combined scenario - input'!$D140=\"\"),\"\",R155/'Combined scenario - input'!$D140),\"\")","v":""},{"$f":"IFERROR(IF(OR(S155=\"\",'Combined scenario - input'!$D140=\"\"),\"\",S155/'Combined scenario - input'!$D140),\"\")","v":""},{"$f":"IFERROR(IF(OR(T155=\"\",'Combined scenario - input'!$D140=\"\"),\"\",T155/'Combined scenario - input'!$D140),\"\")","v":""},{"$f":"IFERROR(IF(OR(U155=\"\",'Combined scenario - input'!$D140=\"\"),\"\",U155/'Combined scenario - input'!$D140),\"\")","v":""},{"$f":"IFERROR(IF(OR(V155=\"\",'Combined scenario - input'!$D140=\"\"),\"\",V155/'Combined scenario - input'!$D140),\"\")","v":""},{"$f":"IFERROR(IF(OR(W155=\"\",'Combined scenario - input'!$D140=\"\"),\"\",W155/'Combined scenario - input'!$D140),\"\")","v":""}]
[{"$f":"IFERROR('Combined scenario - input'!A141,\"\")","v":""},{"$f":"IFERROR('Combined scenario - input'!B141,\"\")","v":""},{"$f":"IFERROR('Combined scenario - input'!C141,\"\")","v":""},{"$f":"IFERROR(repcalc('Combined scenario - input'!$CV141:$GH141,'Combined scenario - input'!$G141,'Combined scenario - input'!$E141,'Combined scenario - input'!$F141,20,TRUE,TRUE),\"\")","v":""},"","","","","","","","","","","","","","","","","","","",{"$f":"IFERROR(IF(OR(D156=\"\",'Combined scenario - input'!$D141=\"\"),\"\",D156/'Combined scenario - input'!$D141),\"\")","v":""},{"$f":"IFERROR(IF(OR(E156=\"\",'Combined scenario - input'!$D141=\"\"),\"\",E156/'Combined scenario - input'!$D141),\"\")","v":""},{"$f":"IFERROR(IF(OR(F156=\"\",'Combined scenario - input'!$D141=\"\"),\"\",F156/'Combined scenario - input'!$D141),\"\")","v":""},{"$f":"IFERROR(IF(OR(G156=\"\",'Combined scenario - input'!$D141=\"\"),\"\",G156/'Combined scenario - input'!$D141),\"\")","v":""},{"$f":"IFERROR(IF(OR(H156=\"\",'Combined scenario - input'!$D141=\"\"),\"\",H156/'Combined scenario - input'!$D141),\"\")","v":""},{"$f":"IFERROR(IF(OR(I156=\"\",'Combined scenario - input'!$D141=\"\"),\"\",I156/'Combined scenario - input'!$D141),\"\")","v":""},{"$f":"IFERROR(IF(OR(J156=\"\",'Combined scenario - input'!$D141=\"\"),\"\",J156/'Combined scenario - input'!$D141),\"\")","v":""},{"$f":"IFERROR(IF(OR(K156=\"\",'Combined scenario - input'!$D141=\"\"),\"\",K156/'Combined scenario - input'!$D141),\"\")","v":""},{"$f":"IFERROR(IF(OR(L156=\"\",'Combined scenario - input'!$D141=\"\"),\"\",L156/'Combined scenario - input'!$D141),\"\")","v":""},{"$f":"IFERROR(IF(OR(M156=\"\",'Combined scenario - input'!$D141=\"\"),\"\",M156/'Combined scenario - input'!$D141),\"\")","v":""},{"$f":"IFERROR(IF(OR(N156=\"\",'Combined scenario - input'!$D141=\"\"),\"\",N156/'Combined scenario - input'!$D141),\"\")","v":""},{"$f":"IFERROR(IF(OR(O156=\"\",'Combined scenario - input'!$D141=\"\"),\"\",O156/'Combined scenario - input'!$D141),\"\")","v":""},{"$f":"IFERROR(IF(OR(P156=\"\",'Combined scenario - input'!$D141=\"\"),\"\",P156/'Combined scenario - input'!$D141),\"\")","v":""},{"$f":"IFERROR(IF(OR(Q156=\"\",'Combined scenario - input'!$D141=\"\"),\"\",Q156/'Combined scenario - input'!$D141),\"\")","v":""},{"$f":"IFERROR(IF(OR(R156=\"\",'Combined scenario - input'!$D141=\"\"),\"\",R156/'Combined scenario - input'!$D141),\"\")","v":""},{"$f":"IFERROR(IF(OR(S156=\"\",'Combined scenario - input'!$D141=\"\"),\"\",S156/'Combined scenario - input'!$D141),\"\")","v":""},{"$f":"IFERROR(IF(OR(T156=\"\",'Combined scenario - input'!$D141=\"\"),\"\",T156/'Combined scenario - input'!$D141),\"\")","v":""},{"$f":"IFERROR(IF(OR(U156=\"\",'Combined scenario - input'!$D141=\"\"),\"\",U156/'Combined scenario - input'!$D141),\"\")","v":""},{"$f":"IFERROR(IF(OR(V156=\"\",'Combined scenario - input'!$D141=\"\"),\"\",V156/'Combined scenario - input'!$D141),\"\")","v":""},{"$f":"IFERROR(IF(OR(W156=\"\",'Combined scenario - input'!$D141=\"\"),\"\",W156/'Combined scenario - input'!$D141),\"\")","v":""}]
[{"$f":"IFERROR('Combined scenario - input'!A142,\"\")","v":""},{"$f":"IFERROR('Combined scenario - input'!B142,\"\")","v":""},{"$f":"IFERROR('Combined scenario - input'!C142,\"\")","v":""},{"$f":"IFERROR(repcalc('Combined scenario - input'!$CV142:$GH142,'Combined scenario - input'!$G142,'Combined scenario - input'!$E142,'Combined scenario - input'!$F142,20,TRUE,TRUE),\"\")","v":""},"","","","","","","","","","","","","","","","","","","",{"$f":"IFERROR(IF(OR(D157=\"\",'Combined scenario - input'!$D142=\"\"),\"\",D157/'Combined scenario - input'!$D142),\"\")","v":""},{"$f":"IFERROR(IF(OR(E157=\"\",'Combined scenario - input'!$D142=\"\"),\"\",E157/'Combined scenario - input'!$D142),\"\")","v":""},{"$f":"IFERROR(IF(OR(F157=\"\",'Combined scenario - input'!$D142=\"\"),\"\",F157/'Combined scenario - input'!$D142),\"\")","v":""},{"$f":"IFERROR(IF(OR(G157=\"\",'Combined scenario - input'!$D142=\"\"),\"\",G157/'Combined scenario - input'!$D142),\"\")","v":""},{"$f":"IFERROR(IF(OR(H157=\"\",'Combined scenario - input'!$D142=\"\"),\"\",H157/'Combined scenario - input'!$D142),\"\")","v":""},{"$f":"IFERROR(IF(OR(I157=\"\",'Combined scenario - input'!$D142=\"\"),\"\",I157/'Combined scenario - input'!$D142),\"\")","v":""},{"$f":"IFERROR(IF(OR(J157=\"\",'Combined scenario - input'!$D142=\"\"),\"\",J157/'Combined scenario - input'!$D142),\"\")","v":""},{"$f":"IFERROR(IF(OR(K157=\"\",'Combined scenario - input'!$D142=\"\"),\"\",K157/'Combined scenario - input'!$D142),\"\")","v":""},{"$f":"IFERROR(IF(OR(L157=\"\",'Combined scenario - input'!$D142=\"\"),\"\",L157/'Combined scenario - input'!$D142),\"\")","v":""},{"$f":"IFERROR(IF(OR(M157=\"\",'Combined scenario - input'!$D142=\"\"),\"\",M157/'Combined scenario - input'!$D142),\"\")","v":""},{"$f":"IFERROR(IF(OR(N157=\"\",'Combined scenario - input'!$D142=\"\"),\"\",N157/'Combined scenario - input'!$D142),\"\")","v":""},{"$f":"IFERROR(IF(OR(O157=\"\",'Combined scenario - input'!$D142=\"\"),\"\",O157/'Combined scenario - input'!$D142),\"\")","v":""},{"$f":"IFERROR(IF(OR(P157=\"\",'Combined scenario - input'!$D142=\"\"),\"\",P157/'Combined scenario - input'!$D142),\"\")","v":""},{"$f":"IFERROR(IF(OR(Q157=\"\",'Combined scenario - input'!$D142=\"\"),\"\",Q157/'Combined scenario - input'!$D142),\"\")","v":""},{"$f":"IFERROR(IF(OR(R157=\"\",'Combined scenario - input'!$D142=\"\"),\"\",R157/'Combined scenario - input'!$D142),\"\")","v":""},{"$f":"IFERROR(IF(OR(S157=\"\",'Combined scenario - input'!$D142=\"\"),\"\",S157/'Combined scenario - input'!$D142),\"\")","v":""},{"$f":"IFERROR(IF(OR(T157=\"\",'Combined scenario - input'!$D142=\"\"),\"\",T157/'Combined scenario - input'!$D142),\"\")","v":""},{"$f":"IFERROR(IF(OR(U157=\"\",'Combined scenario - input'!$D142=\"\"),\"\",U157/'Combined scenario - input'!$D142),\"\")","v":""},{"$f":"IFERROR(IF(OR(V157=\"\",'Combined scenario - input'!$D142=\"\"),\"\",V157/'Combined scenario - input'!$D142),\"\")","v":""},{"$f":"IFERROR(IF(OR(W157=\"\",'Combined scenario - input'!$D142=\"\"),\"\",W157/'Combined scenario - input'!$D142),\"\")","v":""}]
[{"$f":"IFERROR('Combined scenario - input'!A143,\"\")","v":""},{"$f":"IFERROR('Combined scenario - input'!B143,\"\")","v":""},{"$f":"IFERROR('Combined scenario - input'!C143,\"\")","v":""},{"$f":"IFERROR(repcalc('Combined scenario - input'!$CV143:$GH143,'Combined scenario - input'!$G143,'Combined scenario - input'!$E143,'Combined scenario - input'!$F143,20,TRUE,TRUE),\"\")","v":""},"","","","","","","","","","","","","","","","","","","",{"$f":"IFERROR(IF(OR(D158=\"\",'Combined scenario - input'!$D143=\"\"),\"\",D158/'Combined scenario - input'!$D143),\"\")","v":""},{"$f":"IFERROR(IF(OR(E158=\"\",'Combined scenario - input'!$D143=\"\"),\"\",E158/'Combined scenario - input'!$D143),\"\")","v":""},{"$f":"IFERROR(IF(OR(F158=\"\",'Combined scenario - input'!$D143=\"\"),\"\",F158/'Combined scenario - input'!$D143),\"\")","v":""},{"$f":"IFERROR(IF(OR(G158=\"\",'Combined scenario - input'!$D143=\"\"),\"\",G158/'Combined scenario - input'!$D143),\"\")","v":""},{"$f":"IFERROR(IF(OR(H158=\"\",'Combined scenario - input'!$D143=\"\"),\"\",H158/'Combined scenario - input'!$D143),\"\")","v":""},{"$f":"IFERROR(IF(OR(I158=\"\",'Combined scenario - input'!$D143=\"\"),\"\",I158/'Combined scenario - input'!$D143),\"\")","v":""},{"$f":"IFERROR(IF(OR(J158=\"\",'Combined scenario - input'!$D143=\"\"),\"\",J158/'Combined scenario - input'!$D143),\"\")","v":""},{"$f":"IFERROR(IF(OR(K158=\"\",'Combined scenario - input'!$D143=\"\"),\"\",K158/'Combined scenario - input'!$D143),\"\")","v":""},{"$f":"IFERROR(IF(OR(L158=\"\",'Combined scenario - input'!$D143=\"\"),\"\",L158/'Combined scenario - input'!$D143),\"\")","v":""},{"$f":"IFERROR(IF(OR(M158=\"\",'Combined scenario - input'!$D143=\"\"),\"\",M158/'Combined scenario - input'!$D143),\"\")","v":""},{"$f":"IFERROR(IF(OR(N158=\"\",'Combined scenario - input'!$D143=\"\"),\"\",N158/'Combined scenario - input'!$D143),\"\")","v":""},{"$f":"IFERROR(IF(OR(O158=\"\",'Combined scenario - input'!$D143=\"\"),\"\",O158/'Combined scenario - input'!$D143),\"\")","v":""},{"$f":"IFERROR(IF(OR(P158=\"\",'Combined scenario - input'!$D143=\"\"),\"\",P158/'Combined scenario - input'!$D143),\"\")","v":""},{"$f":"IFERROR(IF(OR(Q158=\"\",'Combined scenario - input'!$D143=\"\"),\"\",Q158/'Combined scenario - input'!$D143),\"\")","v":""},{"$f":"IFERROR(IF(OR(R158=\"\",'Combined scenario - input'!$D143=\"\"),\"\",R158/'Combined scenario - input'!$D143),\"\")","v":""},{"$f":"IFERROR(IF(OR(S158=\"\",'Combined scenario - input'!$D143=\"\"),\"\",S158/'Combined scenario - input'!$D143),\"\")","v":""},{"$f":"IFERROR(IF(OR(T158=\"\",'Combined scenario - input'!$D143=\"\"),\"\",T158/'Combined scenario - input'!$D143),\"\")","v":""},{"$f":"IFERROR(IF(OR(U158=\"\",'Combined scenario - input'!$D143=\"\"),\"\",U158/'Combined scenario - input'!$D143),\"\")","v":""},{"$f":"IFERROR(IF(OR(V158=\"\",'Combined scenario - input'!$D143=\"\"),\"\",V158/'Combined scenario - input'!$D143),\"\")","v":""},{"$f":"IFERROR(IF(OR(W158=\"\",'Combined scenario - input'!$D143=\"\"),\"\",W158/'Combined scenario - input'!$D143),\"\")","v":""}]
[{"$f":"IFERROR('Combined scenario - input'!A144,\"\")","v":""},{"$f":"IFERROR('Combined scenario - input'!B144,\"\")","v":""},{"$f":"IFERROR('Combined scenario - input'!C144,\"\")","v":""},{"$f":"IFERROR(repcalc('Combined scenario - input'!$CV144:$GH144,'Combined scenario - input'!$G144,'Combined scenario - input'!$E144,'Combined scenario - input'!$F144,20,TRUE,TRUE),\"\")","v":""},"","","","","","","","","","","","","","","","","","","",{"$f":"IFERROR(IF(OR(D159=\"\",'Combined scenario - input'!$D144=\"\"),\"\",D159/'Combined scenario - input'!$D144),\"\")","v":""},{"$f":"IFERROR(IF(OR(E159=\"\",'Combined scenario - input'!$D144=\"\"),\"\",E159/'Combined scenario - input'!$D144),\"\")","v":""},{"$f":"IFERROR(IF(OR(F159=\"\",'Combined scenario - input'!$D144=\"\"),\"\",F159/'Combined scenario - input'!$D144),\"\")","v":""},{"$f":"IFERROR(IF(OR(G159=\"\",'Combined scenario - input'!$D144=\"\"),\"\",G159/'Combined scenario - input'!$D144),\"\")","v":""},{"$f":"IFERROR(IF(OR(H159=\"\",'Combined scenario - input'!$D144=\"\"),\"\",H159/'Combined scenario - input'!$D144),\"\")","v":""},{"$f":"IFERROR(IF(OR(I159=\"\",'Combined scenario - input'!$D144=\"\"),\"\",I159/'Combined scenario - input'!$D144),\"\")","v":""},{"$f":"IFERROR(IF(OR(J159=\"\",'Combined scenario - input'!$D144=\"\"),\"\",J159/'Combined scenario - input'!$D144),\"\")","v":""},{"$f":"IFERROR(IF(OR(K159=\"\",'Combined scenario - input'!$D144=\"\"),\"\",K159/'Combined scenario - input'!$D144),\"\")","v":""},{"$f":"IFERROR(IF(OR(L159=\"\",'Combined scenario - input'!$D144=\"\"),\"\",L159/'Combined scenario - input'!$D144),\"\")","v":""},{"$f":"IFERROR(IF(OR(M159=\"\",'Combined scenario - input'!$D144=\"\"),\"\",M159/'Combined scenario - input'!$D144),\"\")","v":""},{"$f":"IFERROR(IF(OR(N159=\"\",'Combined scenario - input'!$D144=\"\"),\"\",N159/'Combined scenario - input'!$D144),\"\")","v":""},{"$f":"IFERROR(IF(OR(O159=\"\",'Combined scenario - input'!$D144=\"\"),\"\",O159/'Combined scenario - input'!$D144),\"\")","v":""},{"$f":"IFERROR(IF(OR(P159=\"\",'Combined scenario - input'!$D144=\"\"),\"\",P159/'Combined scenario - input'!$D144),\"\")","v":""},{"$f":"IFERROR(IF(OR(Q159=\"\",'Combined scenario - input'!$D144=\"\"),\"\",Q159/'Combined scenario - input'!$D144),\"\")","v":""},{"$f":"IFERROR(IF(OR(R159=\"\",'Combined scenario - input'!$D144=\"\"),\"\",R159/'Combined scenario - input'!$D144),\"\")","v":""},{"$f":"IFERROR(IF(OR(S159=\"\",'Combined scenario - input'!$D144=\"\"),\"\",S159/'Combined scenario - input'!$D144),\"\")","v":""},{"$f":"IFERROR(IF(OR(T159=\"\",'Combined scenario - input'!$D144=\"\"),\"\",T159/'Combined scenario - input'!$D144),\"\")","v":""},{"$f":"IFERROR(IF(OR(U159=\"\",'Combined scenario - input'!$D144=\"\"),\"\",U159/'Combined scenario - input'!$D144),\"\")","v":""},{"$f":"IFERROR(IF(OR(V159=\"\",'Combined scenario - input'!$D144=\"\"),\"\",V159/'Combined scenario - input'!$D144),\"\")","v":""},{"$f":"IFERROR(IF(OR(W159=\"\",'Combined scenario - input'!$D144=\"\"),\"\",W159/'Combined scenario - input'!$D144),\"\")","v":""}]
[{"$f":"IFERROR('Combined scenario - input'!A145,\"\")","v":""},{"$f":"IFERROR('Combined scenario - input'!B145,\"\")","v":""},{"$f":"IFERROR('Combined scenario - input'!C145,\"\")","v":""},{"$f":"IFERROR(repcalc('Combined scenario - input'!$CV145:$GH145,'Combined scenario - input'!$G145,'Combined scenario - input'!$E145,'Combined scenario - input'!$F145,20,TRUE,TRUE),\"\")","v":""},"","","","","","","","","","","","","","","","","","","",{"$f":"IFERROR(IF(OR(D160=\"\",'Combined scenario - input'!$D145=\"\"),\"\",D160/'Combined scenario - input'!$D145),\"\")","v":""},{"$f":"IFERROR(IF(OR(E160=\"\",'Combined scenario - input'!$D145=\"\"),\"\",E160/'Combined scenario - input'!$D145),\"\")","v":""},{"$f":"IFERROR(IF(OR(F160=\"\",'Combined scenario - input'!$D145=\"\"),\"\",F160/'Combined scenario - input'!$D145),\"\")","v":""},{"$f":"IFERROR(IF(OR(G160=\"\",'Combined scenario - input'!$D145=\"\"),\"\",G160/'Combined scenario - input'!$D145),\"\")","v":""},{"$f":"IFERROR(IF(OR(H160=\"\",'Combined scenario - input'!$D145=\"\"),\"\",H160/'Combined scenario - input'!$D145),\"\")","v":""},{"$f":"IFERROR(IF(OR(I160=\"\",'Combined scenario - input'!$D145=\"\"),\"\",I160/'Combined scenario - input'!$D145),\"\")","v":""},{"$f":"IFERROR(IF(OR(J160=\"\",'Combined scenario - input'!$D145=\"\"),\"\",J160/'Combined scenario - input'!$D145),\"\")","v":""},{"$f":"IFERROR(IF(OR(K160=\"\",'Combined scenario - input'!$D145=\"\"),\"\",K160/'Combined scenario - input'!$D145),\"\")","v":""},{"$f":"IFERROR(IF(OR(L160=\"\",'Combined scenario - input'!$D145=\"\"),\"\",L160/'Combined scenario - input'!$D145),\"\")","v":""},{"$f":"IFERROR(IF(OR(M160=\"\",'Combined scenario - input'!$D145=\"\"),\"\",M160/'Combined scenario - input'!$D145),\"\")","v":""},{"$f":"IFERROR(IF(OR(N160=\"\",'Combined scenario - input'!$D145=\"\"),\"\",N160/'Combined scenario - input'!$D145),\"\")","v":""},{"$f":"IFERROR(IF(OR(O160=\"\",'Combined scenario - input'!$D145=\"\"),\"\",O160/'Combined scenario - input'!$D145),\"\")","v":""},{"$f":"IFERROR(IF(OR(P160=\"\",'Combined scenario - input'!$D145=\"\"),\"\",P160/'Combined scenario - input'!$D145),\"\")","v":""},{"$f":"IFERROR(IF(OR(Q160=\"\",'Combined scenario - input'!$D145=\"\"),\"\",Q160/'Combined scenario - input'!$D145),\"\")","v":""},{"$f":"IFERROR(IF(OR(R160=\"\",'Combined scenario - input'!$D145=\"\"),\"\",R160/'Combined scenario - input'!$D145),\"\")","v":""},{"$f":"IFERROR(IF(OR(S160=\"\",'Combined scenario - input'!$D145=\"\"),\"\",S160/'Combined scenario - input'!$D145),\"\")","v":""},{"$f":"IFERROR(IF(OR(T160=\"\",'Combined scenario - input'!$D145=\"\"),\"\",T160/'Combined scenario - input'!$D145),\"\")","v":""},{"$f":"IFERROR(IF(OR(U160=\"\",'Combined scenario - input'!$D145=\"\"),\"\",U160/'Combined scenario - input'!$D145),\"\")","v":""},{"$f":"IFERROR(IF(OR(V160=\"\",'Combined scenario - input'!$D145=\"\"),\"\",V160/'Combined scenario - input'!$D145),\"\")","v":""},{"$f":"IFERROR(IF(OR(W160=\"\",'Combined scenario - input'!$D145=\"\"),\"\",W160/'Combined scenario - input'!$D145),\"\")","v":""}]
[{"$f":"IFERROR('Combined scenario - input'!A146,\"\")","v":""},{"$f":"IFERROR('Combined scenario - input'!B146,\"\")","v":""},{"$f":"IFERROR('Combined scenario - input'!C146,\"\")","v":""},{"$f":"IFERROR(repcalc('Combined scenario - input'!$CV146:$GH146,'Combined scenario - input'!$G146,'Combined scenario - input'!$E146,'Combined scenario - input'!$F146,20,TRUE,TRUE),\"\")","v":""},"","","","","","","","","","","","","","","","","","","",{"$f":"IFERROR(IF(OR(D161=\"\",'Combined scenario - input'!$D146=\"\"),\"\",D161/'Combined scenario - input'!$D146),\"\")","v":""},{"$f":"IFERROR(IF(OR(E161=\"\",'Combined scenario - input'!$D146=\"\"),\"\",E161/'Combined scenario - input'!$D146),\"\")","v":""},{"$f":"IFERROR(IF(OR(F161=\"\",'Combined scenario - input'!$D146=\"\"),\"\",F161/'Combined scenario - input'!$D146),\"\")","v":""},{"$f":"IFERROR(IF(OR(G161=\"\",'Combined scenario - input'!$D146=\"\"),\"\",G161/'Combined scenario - input'!$D146),\"\")","v":""},{"$f":"IFERROR(IF(OR(H161=\"\",'Combined scenario - input'!$D146=\"\"),\"\",H161/'Combined scenario - input'!$D146),\"\")","v":""},{"$f":"IFERROR(IF(OR(I161=\"\",'Combined scenario - input'!$D146=\"\"),\"\",I161/'Combined scenario - input'!$D146),\"\")","v":""},{"$f":"IFERROR(IF(OR(J161=\"\",'Combined scenario - input'!$D146=\"\"),\"\",J161/'Combined scenario - input'!$D146),\"\")","v":""},{"$f":"IFERROR(IF(OR(K161=\"\",'Combined scenario - input'!$D146=\"\"),\"\",K161/'Combined scenario - input'!$D146),\"\")","v":""},{"$f":"IFERROR(IF(OR(L161=\"\",'Combined scenario - input'!$D146=\"\"),\"\",L161/'Combined scenario - input'!$D146),\"\")","v":""},{"$f":"IFERROR(IF(OR(M161=\"\",'Combined scenario - input'!$D146=\"\"),\"\",M161/'Combined scenario - input'!$D146),\"\")","v":""},{"$f":"IFERROR(IF(OR(N161=\"\",'Combined scenario - input'!$D146=\"\"),\"\",N161/'Combined scenario - input'!$D146),\"\")","v":""},{"$f":"IFERROR(IF(OR(O161=\"\",'Combined scenario - input'!$D146=\"\"),\"\",O161/'Combined scenario - input'!$D146),\"\")","v":""},{"$f":"IFERROR(IF(OR(P161=\"\",'Combined scenario - input'!$D146=\"\"),\"\",P161/'Combined scenario - input'!$D146),\"\")","v":""},{"$f":"IFERROR(IF(OR(Q161=\"\",'Combined scenario - input'!$D146=\"\"),\"\",Q161/'Combined scenario - input'!$D146),\"\")","v":""},{"$f":"IFERROR(IF(OR(R161=\"\",'Combined scenario - input'!$D146=\"\"),\"\",R161/'Combined scenario - input'!$D146),\"\")","v":""},{"$f":"IFERROR(IF(OR(S161=\"\",'Combined scenario - input'!$D146=\"\"),\"\",S161/'Combined scenario - input'!$D146),\"\")","v":""},{"$f":"IFERROR(IF(OR(T161=\"\",'Combined scenario - input'!$D146=\"\"),\"\",T161/'Combined scenario - input'!$D146),\"\")","v":""},{"$f":"IFERROR(IF(OR(U161=\"\",'Combined scenario - input'!$D146=\"\"),\"\",U161/'Combined scenario - input'!$D146),\"\")","v":""},{"$f":"IFERROR(IF(OR(V161=\"\",'Combined scenario - input'!$D146=\"\"),\"\",V161/'Combined scenario - input'!$D146),\"\")","v":""},{"$f":"IFERROR(IF(OR(W161=\"\",'Combined scenario - input'!$D146=\"\"),\"\",W161/'Combined scenario - input'!$D146),\"\")","v":""}]
[{"$f":"IFERROR('Combined scenario - input'!A147,\"\")","v":""},{"$f":"IFERROR('Combined scenario - input'!B147,\"\")","v":""},{"$f":"IFERROR('Combined scenario - input'!C147,\"\")","v":""},{"$f":"IFERROR(repcalc('Combined scenario - input'!$CV147:$GH147,'Combined scenario - input'!$G147,'Combined scenario - input'!$E147,'Combined scenario - input'!$F147,20,TRUE,TRUE),\"\")","v":""},"","","","","","","","","","","","","","","","","","","",{"$f":"IFERROR(IF(OR(D162=\"\",'Combined scenario - input'!$D147=\"\"),\"\",D162/'Combined scenario - input'!$D147),\"\")","v":""},{"$f":"IFERROR(IF(OR(E162=\"\",'Combined scenario - input'!$D147=\"\"),\"\",E162/'Combined scenario - input'!$D147),\"\")","v":""},{"$f":"IFERROR(IF(OR(F162=\"\",'Combined scenario - input'!$D147=\"\"),\"\",F162/'Combined scenario - input'!$D147),\"\")","v":""},{"$f":"IFERROR(IF(OR(G162=\"\",'Combined scenario - input'!$D147=\"\"),\"\",G162/'Combined scenario - input'!$D147),\"\")","v":""},{"$f":"IFERROR(IF(OR(H162=\"\",'Combined scenario - input'!$D147=\"\"),\"\",H162/'Combined scenario - input'!$D147),\"\")","v":""},{"$f":"IFERROR(IF(OR(I162=\"\",'Combined scenario - input'!$D147=\"\"),\"\",I162/'Combined scenario - input'!$D147),\"\")","v":""},{"$f":"IFERROR(IF(OR(J162=\"\",'Combined scenario - input'!$D147=\"\"),\"\",J162/'Combined scenario - input'!$D147),\"\")","v":""},{"$f":"IFERROR(IF(OR(K162=\"\",'Combined scenario - input'!$D147=\"\"),\"\",K162/'Combined scenario - input'!$D147),\"\")","v":""},{"$f":"IFERROR(IF(OR(L162=\"\",'Combined scenario - input'!$D147=\"\"),\"\",L162/'Combined scenario - input'!$D147),\"\")","v":""},{"$f":"IFERROR(IF(OR(M162=\"\",'Combined scenario - input'!$D147=\"\"),\"\",M162/'Combined scenario - input'!$D147),\"\")","v":""},{"$f":"IFERROR(IF(OR(N162=\"\",'Combined scenario - input'!$D147=\"\"),\"\",N162/'Combined scenario - input'!$D147),\"\")","v":""},{"$f":"IFERROR(IF(OR(O162=\"\",'Combined scenario - input'!$D147=\"\"),\"\",O162/'Combined scenario - input'!$D147),\"\")","v":""},{"$f":"IFERROR(IF(OR(P162=\"\",'Combined scenario - input'!$D147=\"\"),\"\",P162/'Combined scenario - input'!$D147),\"\")","v":""},{"$f":"IFERROR(IF(OR(Q162=\"\",'Combined scenario - input'!$D147=\"\"),\"\",Q162/'Combined scenario - input'!$D147),\"\")","v":""},{"$f":"IFERROR(IF(OR(R162=\"\",'Combined scenario - input'!$D147=\"\"),\"\",R162/'Combined scenario - input'!$D147),\"\")","v":""},{"$f":"IFERROR(IF(OR(S162=\"\",'Combined scenario - input'!$D147=\"\"),\"\",S162/'Combined scenario - input'!$D147),\"\")","v":""},{"$f":"IFERROR(IF(OR(T162=\"\",'Combined scenario - input'!$D147=\"\"),\"\",T162/'Combined scenario - input'!$D147),\"\")","v":""},{"$f":"IFERROR(IF(OR(U162=\"\",'Combined scenario - input'!$D147=\"\"),\"\",U162/'Combined scenario - input'!$D147),\"\")","v":""},{"$f":"IFERROR(IF(OR(V162=\"\",'Combined scenario - input'!$D147=\"\"),\"\",V162/'Combined scenario - input'!$D147),\"\")","v":""},{"$f":"IFERROR(IF(OR(W162=\"\",'Combined scenario - input'!$D147=\"\"),\"\",W162/'Combined scenario - input'!$D147),\"\")","v":""}]
[{"$f":"IFERROR('Combined scenario - input'!A148,\"\")","v":""},{"$f":"IFERROR('Combined scenario - input'!B148,\"\")","v":""},{"$f":"IFERROR('Combined scenario - input'!C148,\"\")","v":""},{"$f":"IFERROR(repcalc('Combined scenario - input'!$CV148:$GH148,'Combined scenario - input'!$G148,'Combined scenario - input'!$E148,'Combined scenario - input'!$F148,20,TRUE,TRUE),\"\")","v":""},"","","","","","","","","","","","","","","","","","","",{"$f":"IFERROR(IF(OR(D163=\"\",'Combined scenario - input'!$D148=\"\"),\"\",D163/'Combined scenario - input'!$D148),\"\")","v":""},{"$f":"IFERROR(IF(OR(E163=\"\",'Combined scenario - input'!$D148=\"\"),\"\",E163/'Combined scenario - input'!$D148),\"\")","v":""},{"$f":"IFERROR(IF(OR(F163=\"\",'Combined scenario - input'!$D148=\"\"),\"\",F163/'Combined scenario - input'!$D148),\"\")","v":""},{"$f":"IFERROR(IF(OR(G163=\"\",'Combined scenario - input'!$D148=\"\"),\"\",G163/'Combined scenario - input'!$D148),\"\")","v":""},{"$f":"IFERROR(IF(OR(H163=\"\",'Combined scenario - input'!$D148=\"\"),\"\",H163/'Combined scenario - input'!$D148),\"\")","v":""},{"$f":"IFERROR(IF(OR(I163=\"\",'Combined scenario - input'!$D148=\"\"),\"\",I163/'Combined scenario - input'!$D148),\"\")","v":""},{"$f":"IFERROR(IF(OR(J163=\"\",'Combined scenario - input'!$D148=\"\"),\"\",J163/'Combined scenario - input'!$D148),\"\")","v":""},{"$f":"IFERROR(IF(OR(K163=\"\",'Combined scenario - input'!$D148=\"\"),\"\",K163/'Combined scenario - input'!$D148),\"\")","v":""},{"$f":"IFERROR(IF(OR(L163=\"\",'Combined scenario - input'!$D148=\"\"),\"\",L163/'Combined scenario - input'!$D148),\"\")","v":""},{"$f":"IFERROR(IF(OR(M163=\"\",'Combined scenario - input'!$D148=\"\"),\"\",M163/'Combined scenario - input'!$D148),\"\")","v":""},{"$f":"IFERROR(IF(OR(N163=\"\",'Combined scenario - input'!$D148=\"\"),\"\",N163/'Combined scenario - input'!$D148),\"\")","v":""},{"$f":"IFERROR(IF(OR(O163=\"\",'Combined scenario - input'!$D148=\"\"),\"\",O163/'Combined scenario - input'!$D148),\"\")","v":""},{"$f":"IFERROR(IF(OR(P163=\"\",'Combined scenario - input'!$D148=\"\"),\"\",P163/'Combined scenario - input'!$D148),\"\")","v":""},{"$f":"IFERROR(IF(OR(Q163=\"\",'Combined scenario - input'!$D148=\"\"),\"\",Q163/'Combined scenario - input'!$D148),\"\")","v":""},{"$f":"IFERROR(IF(OR(R163=\"\",'Combined scenario - input'!$D148=\"\"),\"\",R163/'Combined scenario - input'!$D148),\"\")","v":""},{"$f":"IFERROR(IF(OR(S163=\"\",'Combined scenario - input'!$D148=\"\"),\"\",S163/'Combined scenario - input'!$D148),\"\")","v":""},{"$f":"IFERROR(IF(OR(T163=\"\",'Combined scenario - input'!$D148=\"\"),\"\",T163/'Combined scenario - input'!$D148),\"\")","v":""},{"$f":"IFERROR(IF(OR(U163=\"\",'Combined scenario - input'!$D148=\"\"),\"\",U163/'Combined scenario - input'!$D148),\"\")","v":""},{"$f":"IFERROR(IF(OR(V163=\"\",'Combined scenario - input'!$D148=\"\"),\"\",V163/'Combined scenario - input'!$D148),\"\")","v":""},{"$f":"IFERROR(IF(OR(W163=\"\",'Combined scenario - input'!$D148=\"\"),\"\",W163/'Combined scenario - input'!$D148),\"\")","v":""}]
[{"$f":"IFERROR('Combined scenario - input'!A149,\"\")","v":""},{"$f":"IFERROR('Combined scenario - input'!B149,\"\")","v":""},{"$f":"IFERROR('Combined scenario - input'!C149,\"\")","v":""},{"$f":"IFERROR(repcalc('Combined scenario - input'!$CV149:$GH149,'Combined scenario - input'!$G149,'Combined scenario - input'!$E149,'Combined scenario - input'!$F149,20,TRUE,TRUE),\"\")","v":""},"","","","","","","","","","","","","","","","","","","",{"$f":"IFERROR(IF(OR(D164=\"\",'Combined scenario - input'!$D149=\"\"),\"\",D164/'Combined scenario - input'!$D149),\"\")","v":""},{"$f":"IFERROR(IF(OR(E164=\"\",'Combined scenario - input'!$D149=\"\"),\"\",E164/'Combined scenario - input'!$D149),\"\")","v":""},{"$f":"IFERROR(IF(OR(F164=\"\",'Combined scenario - input'!$D149=\"\"),\"\",F164/'Combined scenario - input'!$D149),\"\")","v":""},{"$f":"IFERROR(IF(OR(G164=\"\",'Combined scenario - input'!$D149=\"\"),\"\",G164/'Combined scenario - input'!$D149),\"\")","v":""},{"$f":"IFERROR(IF(OR(H164=\"\",'Combined scenario - input'!$D149=\"\"),\"\",H164/'Combined scenario - input'!$D149),\"\")","v":""},{"$f":"IFERROR(IF(OR(I164=\"\",'Combined scenario - input'!$D149=\"\"),\"\",I164/'Combined scenario - input'!$D149),\"\")","v":""},{"$f":"IFERROR(IF(OR(J164=\"\",'Combined scenario - input'!$D149=\"\"),\"\",J164/'Combined scenario - input'!$D149),\"\")","v":""},{"$f":"IFERROR(IF(OR(K164=\"\",'Combined scenario - input'!$D149=\"\"),\"\",K164/'Combined scenario - input'!$D149),\"\")","v":""},{"$f":"IFERROR(IF(OR(L164=\"\",'Combined scenario - input'!$D149=\"\"),\"\",L164/'Combined scenario - input'!$D149),\"\")","v":""},{"$f":"IFERROR(IF(OR(M164=\"\",'Combined scenario - input'!$D149=\"\"),\"\",M164/'Combined scenario - input'!$D149),\"\")","v":""},{"$f":"IFERROR(IF(OR(N164=\"\",'Combined scenario - input'!$D149=\"\"),\"\",N164/'Combined scenario - input'!$D149),\"\")","v":""},{"$f":"IFERROR(IF(OR(O164=\"\",'Combined scenario - input'!$D149=\"\"),\"\",O164/'Combined scenario - input'!$D149),\"\")","v":""},{"$f":"IFERROR(IF(OR(P164=\"\",'Combined scenario - input'!$D149=\"\"),\"\",P164/'Combined scenario - input'!$D149),\"\")","v":""},{"$f":"IFERROR(IF(OR(Q164=\"\",'Combined scenario - input'!$D149=\"\"),\"\",Q164/'Combined scenario - input'!$D149),\"\")","v":""},{"$f":"IFERROR(IF(OR(R164=\"\",'Combined scenario - input'!$D149=\"\"),\"\",R164/'Combined scenario - input'!$D149),\"\")","v":""},{"$f":"IFERROR(IF(OR(S164=\"\",'Combined scenario - input'!$D149=\"\"),\"\",S164/'Combined scenario - input'!$D149),\"\")","v":""},{"$f":"IFERROR(IF(OR(T164=\"\",'Combined scenario - input'!$D149=\"\"),\"\",T164/'Combined scenario - input'!$D149),\"\")","v":""},{"$f":"IFERROR(IF(OR(U164=\"\",'Combined scenario - input'!$D149=\"\"),\"\",U164/'Combined scenario - input'!$D149),\"\")","v":""},{"$f":"IFERROR(IF(OR(V164=\"\",'Combined scenario - input'!$D149=\"\"),\"\",V164/'Combined scenario - input'!$D149),\"\")","v":""},{"$f":"IFERROR(IF(OR(W164=\"\",'Combined scenario - input'!$D149=\"\"),\"\",W164/'Combined scenario - input'!$D149),\"\")","v":""}]
[{"$f":"IFERROR('Combined scenario - input'!A150,\"\")","v":""},{"$f":"IFERROR('Combined scenario - input'!B150,\"\")","v":""},{"$f":"IFERROR('Combined scenario - input'!C150,\"\")","v":""},{"$f":"IFERROR(repcalc('Combined scenario - input'!$CV150:$GH150,'Combined scenario - input'!$G150,'Combined scenario - input'!$E150,'Combined scenario - input'!$F150,20,TRUE,TRUE),\"\")","v":""},"","","","","","","","","","","","","","","","","","","",{"$f":"IFERROR(IF(OR(D165=\"\",'Combined scenario - input'!$D150=\"\"),\"\",D165/'Combined scenario - input'!$D150),\"\")","v":""},{"$f":"IFERROR(IF(OR(E165=\"\",'Combined scenario - input'!$D150=\"\"),\"\",E165/'Combined scenario - input'!$D150),\"\")","v":""},{"$f":"IFERROR(IF(OR(F165=\"\",'Combined scenario - input'!$D150=\"\"),\"\",F165/'Combined scenario - input'!$D150),\"\")","v":""},{"$f":"IFERROR(IF(OR(G165=\"\",'Combined scenario - input'!$D150=\"\"),\"\",G165/'Combined scenario - input'!$D150),\"\")","v":""},{"$f":"IFERROR(IF(OR(H165=\"\",'Combined scenario - input'!$D150=\"\"),\"\",H165/'Combined scenario - input'!$D150),\"\")","v":""},{"$f":"IFERROR(IF(OR(I165=\"\",'Combined scenario - input'!$D150=\"\"),\"\",I165/'Combined scenario - input'!$D150),\"\")","v":""},{"$f":"IFERROR(IF(OR(J165=\"\",'Combined scenario - input'!$D150=\"\"),\"\",J165/'Combined scenario - input'!$D150),\"\")","v":""},{"$f":"IFERROR(IF(OR(K165=\"\",'Combined scenario - input'!$D150=\"\"),\"\",K165/'Combined scenario - input'!$D150),\"\")","v":""},{"$f":"IFERROR(IF(OR(L165=\"\",'Combined scenario - input'!$D150=\"\"),\"\",L165/'Combined scenario - input'!$D150),\"\")","v":""},{"$f":"IFERROR(IF(OR(M165=\"\",'Combined scenario - input'!$D150=\"\"),\"\",M165/'Combined scenario - input'!$D150),\"\")","v":""},{"$f":"IFERROR(IF(OR(N165=\"\",'Combined scenario - input'!$D150=\"\"),\"\",N165/'Combined scenario - input'!$D150),\"\")","v":""},{"$f":"IFERROR(IF(OR(O165=\"\",'Combined scenario - input'!$D150=\"\"),\"\",O165/'Combined scenario - input'!$D150),\"\")","v":""},{"$f":"IFERROR(IF(OR(P165=\"\",'Combined scenario - input'!$D150=\"\"),\"\",P165/'Combined scenario - input'!$D150),\"\")","v":""},{"$f":"IFERROR(IF(OR(Q165=\"\",'Combined scenario - input'!$D150=\"\"),\"\",Q165/'Combined scenario - input'!$D150),\"\")","v":""},{"$f":"IFERROR(IF(OR(R165=\"\",'Combined scenario - input'!$D150=\"\"),\"\",R165/'Combined scenario - input'!$D150),\"\")","v":""},{"$f":"IFERROR(IF(OR(S165=\"\",'Combined scenario - input'!$D150=\"\"),\"\",S165/'Combined scenario - input'!$D150),\"\")","v":""},{"$f":"IFERROR(IF(OR(T165=\"\",'Combined scenario - input'!$D150=\"\"),\"\",T165/'Combined scenario - input'!$D150),\"\")","v":""},{"$f":"IFERROR(IF(OR(U165=\"\",'Combined scenario - input'!$D150=\"\"),\"\",U165/'Combined scenario - input'!$D150),\"\")","v":""},{"$f":"IFERROR(IF(OR(V165=\"\",'Combined scenario - input'!$D150=\"\"),\"\",V165/'Combined scenario - input'!$D150),\"\")","v":""},{"$f":"IFERROR(IF(OR(W165=\"\",'Combined scenario - input'!$D150=\"\"),\"\",W165/'Combined scenario - input'!$D150),\"\")","v":""}]
[{"$f":"IFERROR('Combined scenario - input'!A151,\"\")","v":""},{"$f":"IFERROR('Combined scenario - input'!B151,\"\")","v":""},{"$f":"IFERROR('Combined scenario - input'!C151,\"\")","v":""},{"$f":"IFERROR(repcalc('Combined scenario - input'!$CV151:$GH151,'Combined scenario - input'!$G151,'Combined scenario - input'!$E151,'Combined scenario - input'!$F151,20,TRUE,TRUE),\"\")","v":""},"","","","","","","","","","","","","","","","","","","",{"$f":"IFERROR(IF(OR(D166=\"\",'Combined scenario - input'!$D151=\"\"),\"\",D166/'Combined scenario - input'!$D151),\"\")","v":""},{"$f":"IFERROR(IF(OR(E166=\"\",'Combined scenario - input'!$D151=\"\"),\"\",E166/'Combined scenario - input'!$D151),\"\")","v":""},{"$f":"IFERROR(IF(OR(F166=\"\",'Combined scenario - input'!$D151=\"\"),\"\",F166/'Combined scenario - input'!$D151),\"\")","v":""},{"$f":"IFERROR(IF(OR(G166=\"\",'Combined scenario - input'!$D151=\"\"),\"\",G166/'Combined scenario - input'!$D151),\"\")","v":""},{"$f":"IFERROR(IF(OR(H166=\"\",'Combined scenario - input'!$D151=\"\"),\"\",H166/'Combined scenario - input'!$D151),\"\")","v":""},{"$f":"IFERROR(IF(OR(I166=\"\",'Combined scenario - input'!$D151=\"\"),\"\",I166/'Combined scenario - input'!$D151),\"\")","v":""},{"$f":"IFERROR(IF(OR(J166=\"\",'Combined scenario - input'!$D151=\"\"),\"\",J166/'Combined scenario - input'!$D151),\"\")","v":""},{"$f":"IFERROR(IF(OR(K166=\"\",'Combined scenario - input'!$D151=\"\"),\"\",K166/'Combined scenario - input'!$D151),\"\")","v":""},{"$f":"IFERROR(IF(OR(L166=\"\",'Combined scenario - input'!$D151=\"\"),\"\",L166/'Combined scenario - input'!$D151),\"\")","v":""},{"$f":"IFERROR(IF(OR(M166=\"\",'Combined scenario - input'!$D151=\"\"),\"\",M166/'Combined scenario - input'!$D151),\"\")","v":""},{"$f":"IFERROR(IF(OR(N166=\"\",'Combined scenario - input'!$D151=\"\"),\"\",N166/'Combined scenario - input'!$D151),\"\")","v":""},{"$f":"IFERROR(IF(OR(O166=\"\",'Combined scenario - input'!$D151=\"\"),\"\",O166/'Combined scenario - input'!$D151),\"\")","v":""},{"$f":"IFERROR(IF(OR(P166=\"\",'Combined scenario - input'!$D151=\"\"),\"\",P166/'Combined scenario - input'!$D151),\"\")","v":""},{"$f":"IFERROR(IF(OR(Q166=\"\",'Combined scenario - input'!$D151=\"\"),\"\",Q166/'Combined scenario - input'!$D151),\"\")","v":""},{"$f":"IFERROR(IF(OR(R166=\"\",'Combined scenario - input'!$D151=\"\"),\"\",R166/'Combined scenario - input'!$D151),\"\")","v":""},{"$f":"IFERROR(IF(OR(S166=\"\",'Combined scenario - input'!$D151=\"\"),\"\",S166/'Combined scenario - input'!$D151),\"\")","v":""},{"$f":"IFERROR(IF(OR(T166=\"\",'Combined scenario - input'!$D151=\"\"),\"\",T166/'Combined scenario - input'!$D151),\"\")","v":""},{"$f":"IFERROR(IF(OR(U166=\"\",'Combined scenario - input'!$D151=\"\"),\"\",U166/'Combined scenario - input'!$D151),\"\")","v":""},{"$f":"IFERROR(IF(OR(V166=\"\",'Combined scenario - input'!$D151=\"\"),\"\",V166/'Combined scenario - input'!$D151),\"\")","v":""},{"$f":"IFERROR(IF(OR(W166=\"\",'Combined scenario - input'!$D151=\"\"),\"\",W166/'Combined scenario - input'!$D151),\"\")","v":""}]
[{"$f":"IFERROR('Combined scenario - input'!A152,\"\")","v":""},{"$f":"IFERROR('Combined scenario - input'!B152,\"\")","v":""},{"$f":"IFERROR('Combined scenario - input'!C152,\"\")","v":""},{"$f":"IFERROR(repcalc('Combined scenario - input'!$CV152:$GH152,'Combined scenario - input'!$G152,'Combined scenario - input'!$E152,'Combined scenario - input'!$F152,20,TRUE,TRUE),\"\")","v":""},"","","","","","","","","","","","","","","","","","","",{"$f":"IFERROR(IF(OR(D167=\"\",'Combined scenario - input'!$D152=\"\"),\"\",D167/'Combined scenario - input'!$D152),\"\")","v":""},{"$f":"IFERROR(IF(OR(E167=\"\",'Combined scenario - input'!$D152=\"\"),\"\",E167/'Combined scenario - input'!$D152),\"\")","v":""},{"$f":"IFERROR(IF(OR(F167=\"\",'Combined scenario - input'!$D152=\"\"),\"\",F167/'Combined scenario - input'!$D152),\"\")","v":""},{"$f":"IFERROR(IF(OR(G167=\"\",'Combined scenario - input'!$D152=\"\"),\"\",G167/'Combined scenario - input'!$D152),\"\")","v":""},{"$f":"IFERROR(IF(OR(H167=\"\",'Combined scenario - input'!$D152=\"\"),\"\",H167/'Combined scenario - input'!$D152),\"\")","v":""},{"$f":"IFERROR(IF(OR(I167=\"\",'Combined scenario - input'!$D152=\"\"),\"\",I167/'Combined scenario - input'!$D152),\"\")","v":""},{"$f":"IFERROR(IF(OR(J167=\"\",'Combined scenario - input'!$D152=\"\"),\"\",J167/'Combined scenario - input'!$D152),\"\")","v":""},{"$f":"IFERROR(IF(OR(K167=\"\",'Combined scenario - input'!$D152=\"\"),\"\",K167/'Combined scenario - input'!$D152),\"\")","v":""},{"$f":"IFERROR(IF(OR(L167=\"\",'Combined scenario - input'!$D152=\"\"),\"\",L167/'Combined scenario - input'!$D152),\"\")","v":""},{"$f":"IFERROR(IF(OR(M167=\"\",'Combined scenario - input'!$D152=\"\"),\"\",M167/'Combined scenario - input'!$D152),\"\")","v":""},{"$f":"IFERROR(IF(OR(N167=\"\",'Combined scenario - input'!$D152=\"\"),\"\",N167/'Combined scenario - input'!$D152),\"\")","v":""},{"$f":"IFERROR(IF(OR(O167=\"\",'Combined scenario - input'!$D152=\"\"),\"\",O167/'Combined scenario - input'!$D152),\"\")","v":""},{"$f":"IFERROR(IF(OR(P167=\"\",'Combined scenario - input'!$D152=\"\"),\"\",P167/'Combined scenario - input'!$D152),\"\")","v":""},{"$f":"IFERROR(IF(OR(Q167=\"\",'Combined scenario - input'!$D152=\"\"),\"\",Q167/'Combined scenario - input'!$D152),\"\")","v":""},{"$f":"IFERROR(IF(OR(R167=\"\",'Combined scenario - input'!$D152=\"\"),\"\",R167/'Combined scenario - input'!$D152),\"\")","v":""},{"$f":"IFERROR(IF(OR(S167=\"\",'Combined scenario - input'!$D152=\"\"),\"\",S167/'Combined scenario - input'!$D152),\"\")","v":""},{"$f":"IFERROR(IF(OR(T167=\"\",'Combined scenario - input'!$D152=\"\"),\"\",T167/'Combined scenario - input'!$D152),\"\")","v":""},{"$f":"IFERROR(IF(OR(U167=\"\",'Combined scenario - input'!$D152=\"\"),\"\",U167/'Combined scenario - input'!$D152),\"\")","v":""},{"$f":"IFERROR(IF(OR(V167=\"\",'Combined scenario - input'!$D152=\"\"),\"\",V167/'Combined scenario - input'!$D152),\"\")","v":""},{"$f":"IFERROR(IF(OR(W167=\"\",'Combined scenario - input'!$D152=\"\"),\"\",W167/'Combined scenario - input'!$D152),\"\")","v":""}]
[{"$f":"IFERROR('Combined scenario - input'!A153,\"\")","v":""},{"$f":"IFERROR('Combined scenario - input'!B153,\"\")","v":""},{"$f":"IFERROR('Combined scenario - input'!C153,\"\")","v":""},{"$f":"IFERROR(repcalc('Combined scenario - input'!$CV153:$GH153,'Combined scenario - input'!$G153,'Combined scenario - input'!$E153,'Combined scenario - input'!$F153,20,TRUE,TRUE),\"\")","v":""},"","","","","","","","","","","","","","","","","","","",{"$f":"IFERROR(IF(OR(D168=\"\",'Combined scenario - input'!$D153=\"\"),\"\",D168/'Combined scenario - input'!$D153),\"\")","v":""},{"$f":"IFERROR(IF(OR(E168=\"\",'Combined scenario - input'!$D153=\"\"),\"\",E168/'Combined scenario - input'!$D153),\"\")","v":""},{"$f":"IFERROR(IF(OR(F168=\"\",'Combined scenario - input'!$D153=\"\"),\"\",F168/'Combined scenario - input'!$D153),\"\")","v":""},{"$f":"IFERROR(IF(OR(G168=\"\",'Combined scenario - input'!$D153=\"\"),\"\",G168/'Combined scenario - input'!$D153),\"\")","v":""},{"$f":"IFERROR(IF(OR(H168=\"\",'Combined scenario - input'!$D153=\"\"),\"\",H168/'Combined scenario - input'!$D153),\"\")","v":""},{"$f":"IFERROR(IF(OR(I168=\"\",'Combined scenario - input'!$D153=\"\"),\"\",I168/'Combined scenario - input'!$D153),\"\")","v":""},{"$f":"IFERROR(IF(OR(J168=\"\",'Combined scenario - input'!$D153=\"\"),\"\",J168/'Combined scenario - input'!$D153),\"\")","v":""},{"$f":"IFERROR(IF(OR(K168=\"\",'Combined scenario - input'!$D153=\"\"),\"\",K168/'Combined scenario - input'!$D153),\"\")","v":""},{"$f":"IFERROR(IF(OR(L168=\"\",'Combined scenario - input'!$D153=\"\"),\"\",L168/'Combined scenario - input'!$D153),\"\")","v":""},{"$f":"IFERROR(IF(OR(M168=\"\",'Combined scenario - input'!$D153=\"\"),\"\",M168/'Combined scenario - input'!$D153),\"\")","v":""},{"$f":"IFERROR(IF(OR(N168=\"\",'Combined scenario - input'!$D153=\"\"),\"\",N168/'Combined scenario - input'!$D153),\"\")","v":""},{"$f":"IFERROR(IF(OR(O168=\"\",'Combined scenario - input'!$D153=\"\"),\"\",O168/'Combined scenario - input'!$D153),\"\")","v":""},{"$f":"IFERROR(IF(OR(P168=\"\",'Combined scenario - input'!$D153=\"\"),\"\",P168/'Combined scenario - input'!$D153),\"\")","v":""},{"$f":"IFERROR(IF(OR(Q168=\"\",'Combined scenario - input'!$D153=\"\"),\"\",Q168/'Combined scenario - input'!$D153),\"\")","v":""},{"$f":"IFERROR(IF(OR(R168=\"\",'Combined scenario - input'!$D153=\"\"),\"\",R168/'Combined scenario - input'!$D153),\"\")","v":""},{"$f":"IFERROR(IF(OR(S168=\"\",'Combined scenario - input'!$D153=\"\"),\"\",S168/'Combined scenario - input'!$D153),\"\")","v":""},{"$f":"IFERROR(IF(OR(T168=\"\",'Combined scenario - input'!$D153=\"\"),\"\",T168/'Combined scenario - input'!$D153),\"\")","v":""},{"$f":"IFERROR(IF(OR(U168=\"\",'Combined scenario - input'!$D153=\"\"),\"\",U168/'Combined scenario - input'!$D153),\"\")","v":""},{"$f":"IFERROR(IF(OR(V168=\"\",'Combined scenario - input'!$D153=\"\"),\"\",V168/'Combined scenario - input'!$D153),\"\")","v":""},{"$f":"IFERROR(IF(OR(W168=\"\",'Combined scenario - input'!$D153=\"\"),\"\",W168/'Combined scenario - input'!$D153),\"\")","v":""}]
[{"$f":"IFERROR('Combined scenario - input'!A154,\"\")","v":""},{"$f":"IFERROR('Combined scenario - input'!B154,\"\")","v":""},{"$f":"IFERROR('Combined scenario - input'!C154,\"\")","v":""},{"$f":"IFERROR(repcalc('Combined scenario - input'!$CV154:$GH154,'Combined scenario - input'!$G154,'Combined scenario - input'!$E154,'Combined scenario - input'!$F154,20,TRUE,TRUE),\"\")","v":""},"","","","","","","","","","","","","","","","","","","",{"$f":"IFERROR(IF(OR(D169=\"\",'Combined scenario - input'!$D154=\"\"),\"\",D169/'Combined scenario - input'!$D154),\"\")","v":""},{"$f":"IFERROR(IF(OR(E169=\"\",'Combined scenario - input'!$D154=\"\"),\"\",E169/'Combined scenario - input'!$D154),\"\")","v":""},{"$f":"IFERROR(IF(OR(F169=\"\",'Combined scenario - input'!$D154=\"\"),\"\",F169/'Combined scenario - input'!$D154),\"\")","v":""},{"$f":"IFERROR(IF(OR(G169=\"\",'Combined scenario - input'!$D154=\"\"),\"\",G169/'Combined scenario - input'!$D154),\"\")","v":""},{"$f":"IFERROR(IF(OR(H169=\"\",'Combined scenario - input'!$D154=\"\"),\"\",H169/'Combined scenario - input'!$D154),\"\")","v":""},{"$f":"IFERROR(IF(OR(I169=\"\",'Combined scenario - input'!$D154=\"\"),\"\",I169/'Combined scenario - input'!$D154),\"\")","v":""},{"$f":"IFERROR(IF(OR(J169=\"\",'Combined scenario - input'!$D154=\"\"),\"\",J169/'Combined scenario - input'!$D154),\"\")","v":""},{"$f":"IFERROR(IF(OR(K169=\"\",'Combined scenario - input'!$D154=\"\"),\"\",K169/'Combined scenario - input'!$D154),\"\")","v":""},{"$f":"IFERROR(IF(OR(L169=\"\",'Combined scenario - input'!$D154=\"\"),\"\",L169/'Combined scenario - input'!$D154),\"\")","v":""},{"$f":"IFERROR(IF(OR(M169=\"\",'Combined scenario - input'!$D154=\"\"),\"\",M169/'Combined scenario - input'!$D154),\"\")","v":""},{"$f":"IFERROR(IF(OR(N169=\"\",'Combined scenario - input'!$D154=\"\"),\"\",N169/'Combined scenario - input'!$D154),\"\")","v":""},{"$f":"IFERROR(IF(OR(O169=\"\",'Combined scenario - input'!$D154=\"\"),\"\",O169/'Combined scenario - input'!$D154),\"\")","v":""},{"$f":"IFERROR(IF(OR(P169=\"\",'Combined scenario - input'!$D154=\"\"),\"\",P169/'Combined scenario - input'!$D154),\"\")","v":""},{"$f":"IFERROR(IF(OR(Q169=\"\",'Combined scenario - input'!$D154=\"\"),\"\",Q169/'Combined scenario - input'!$D154),\"\")","v":""},{"$f":"IFERROR(IF(OR(R169=\"\",'Combined scenario - input'!$D154=\"\"),\"\",R169/'Combined scenario - input'!$D154),\"\")","v":""},{"$f":"IFERROR(IF(OR(S169=\"\",'Combined scenario - input'!$D154=\"\"),\"\",S169/'Combined scenario - input'!$D154),\"\")","v":""},{"$f":"IFERROR(IF(OR(T169=\"\",'Combined scenario - input'!$D154=\"\"),\"\",T169/'Combined scenario - input'!$D154),\"\")","v":""},{"$f":"IFERROR(IF(OR(U169=\"\",'Combined scenario - input'!$D154=\"\"),\"\",U169/'Combined scenario - input'!$D154),\"\")","v":""},{"$f":"IFERROR(IF(OR(V169=\"\",'Combined scenario - input'!$D154=\"\"),\"\",V169/'Combined scenario - input'!$D154),\"\")","v":""},{"$f":"IFERROR(IF(OR(W169=\"\",'Combined scenario - input'!$D154=\"\"),\"\",W169/'Combined scenario - input'!$D154),\"\")","v":""}]
[{"$f":"IFERROR('Combined scenario - input'!A155,\"\")","v":""},{"$f":"IFERROR('Combined scenario - input'!B155,\"\")","v":""},{"$f":"IFERROR('Combined scenario - input'!C155,\"\")","v":""},{"$f":"IFERROR(repcalc('Combined scenario - input'!$CV155:$GH155,'Combined scenario - input'!$G155,'Combined scenario - input'!$E155,'Combined scenario - input'!$F155,20,TRUE,TRUE),\"\")","v":""},"","","","","","","","","","","","","","","","","","","",{"$f":"IFERROR(IF(OR(D170=\"\",'Combined scenario - input'!$D155=\"\"),\"\",D170/'Combined scenario - input'!$D155),\"\")","v":""},{"$f":"IFERROR(IF(OR(E170=\"\",'Combined scenario - input'!$D155=\"\"),\"\",E170/'Combined scenario - input'!$D155),\"\")","v":""},{"$f":"IFERROR(IF(OR(F170=\"\",'Combined scenario - input'!$D155=\"\"),\"\",F170/'Combined scenario - input'!$D155),\"\")","v":""},{"$f":"IFERROR(IF(OR(G170=\"\",'Combined scenario - input'!$D155=\"\"),\"\",G170/'Combined scenario - input'!$D155),\"\")","v":""},{"$f":"IFERROR(IF(OR(H170=\"\",'Combined scenario - input'!$D155=\"\"),\"\",H170/'Combined scenario - input'!$D155),\"\")","v":""},{"$f":"IFERROR(IF(OR(I170=\"\",'Combined scenario - input'!$D155=\"\"),\"\",I170/'Combined scenario - input'!$D155),\"\")","v":""},{"$f":"IFERROR(IF(OR(J170=\"\",'Combined scenario - input'!$D155=\"\"),\"\",J170/'Combined scenario - input'!$D155),\"\")","v":""},{"$f":"IFERROR(IF(OR(K170=\"\",'Combined scenario - input'!$D155=\"\"),\"\",K170/'Combined scenario - input'!$D155),\"\")","v":""},{"$f":"IFERROR(IF(OR(L170=\"\",'Combined scenario - input'!$D155=\"\"),\"\",L170/'Combined scenario - input'!$D155),\"\")","v":""},{"$f":"IFERROR(IF(OR(M170=\"\",'Combined scenario - input'!$D155=\"\"),\"\",M170/'Combined scenario - input'!$D155),\"\")","v":""},{"$f":"IFERROR(IF(OR(N170=\"\",'Combined scenario - input'!$D155=\"\"),\"\",N170/'Combined scenario - input'!$D155),\"\")","v":""},{"$f":"IFERROR(IF(OR(O170=\"\",'Combined scenario - input'!$D155=\"\"),\"\",O170/'Combined scenario - input'!$D155),\"\")","v":""},{"$f":"IFERROR(IF(OR(P170=\"\",'Combined scenario - input'!$D155=\"\"),\"\",P170/'Combined scenario - input'!$D155),\"\")","v":""},{"$f":"IFERROR(IF(OR(Q170=\"\",'Combined scenario - input'!$D155=\"\"),\"\",Q170/'Combined scenario - input'!$D155),\"\")","v":""},{"$f":"IFERROR(IF(OR(R170=\"\",'Combined scenario - input'!$D155=\"\"),\"\",R170/'Combined scenario - input'!$D155),\"\")","v":""},{"$f":"IFERROR(IF(OR(S170=\"\",'Combined scenario - input'!$D155=\"\"),\"\",S170/'Combined scenario - input'!$D155),\"\")","v":""},{"$f":"IFERROR(IF(OR(T170=\"\",'Combined scenario - input'!$D155=\"\"),\"\",T170/'Combined scenario - input'!$D155),\"\")","v":""},{"$f":"IFERROR(IF(OR(U170=\"\",'Combined scenario - input'!$D155=\"\"),\"\",U170/'Combined scenario - input'!$D155),\"\")","v":""},{"$f":"IFERROR(IF(OR(V170=\"\",'Combined scenario - input'!$D155=\"\"),\"\",V170/'Combined scenario - input'!$D155),\"\")","v":""},{"$f":"IFERROR(IF(OR(W170=\"\",'Combined scenario - input'!$D155=\"\"),\"\",W170/'Combined scenario - input'!$D155),\"\")","v":""}]
[{"$f":"IFERROR('Combined scenario - input'!A156,\"\")","v":""},{"$f":"IFERROR('Combined scenario - input'!B156,\"\")","v":""},{"$f":"IFERROR('Combined scenario - input'!C156,\"\")","v":""},{"$f":"IFERROR(repcalc('Combined scenario - input'!$CV156:$GH156,'Combined scenario - input'!$G156,'Combined scenario - input'!$E156,'Combined scenario - input'!$F156,20,TRUE,TRUE),\"\")","v":""},"","","","","","","","","","","","","","","","","","","",{"$f":"IFERROR(IF(OR(D171=\"\",'Combined scenario - input'!$D156=\"\"),\"\",D171/'Combined scenario - input'!$D156),\"\")","v":""},{"$f":"IFERROR(IF(OR(E171=\"\",'Combined scenario - input'!$D156=\"\"),\"\",E171/'Combined scenario - input'!$D156),\"\")","v":""},{"$f":"IFERROR(IF(OR(F171=\"\",'Combined scenario - input'!$D156=\"\"),\"\",F171/'Combined scenario - input'!$D156),\"\")","v":""},{"$f":"IFERROR(IF(OR(G171=\"\",'Combined scenario - input'!$D156=\"\"),\"\",G171/'Combined scenario - input'!$D156),\"\")","v":""},{"$f":"IFERROR(IF(OR(H171=\"\",'Combined scenario - input'!$D156=\"\"),\"\",H171/'Combined scenario - input'!$D156),\"\")","v":""},{"$f":"IFERROR(IF(OR(I171=\"\",'Combined scenario - input'!$D156=\"\"),\"\",I171/'Combined scenario - input'!$D156),\"\")","v":""},{"$f":"IFERROR(IF(OR(J171=\"\",'Combined scenario - input'!$D156=\"\"),\"\",J171/'Combined scenario - input'!$D156),\"\")","v":""},{"$f":"IFERROR(IF(OR(K171=\"\",'Combined scenario - input'!$D156=\"\"),\"\",K171/'Combined scenario - input'!$D156),\"\")","v":""},{"$f":"IFERROR(IF(OR(L171=\"\",'Combined scenario - input'!$D156=\"\"),\"\",L171/'Combined scenario - input'!$D156),\"\")","v":""},{"$f":"IFERROR(IF(OR(M171=\"\",'Combined scenario - input'!$D156=\"\"),\"\",M171/'Combined scenario - input'!$D156),\"\")","v":""},{"$f":"IFERROR(IF(OR(N171=\"\",'Combined scenario - input'!$D156=\"\"),\"\",N171/'Combined scenario - input'!$D156),\"\")","v":""},{"$f":"IFERROR(IF(OR(O171=\"\",'Combined scenario - input'!$D156=\"\"),\"\",O171/'Combined scenario - input'!$D156),\"\")","v":""},{"$f":"IFERROR(IF(OR(P171=\"\",'Combined scenario - input'!$D156=\"\"),\"\",P171/'Combined scenario - input'!$D156),\"\")","v":""},{"$f":"IFERROR(IF(OR(Q171=\"\",'Combined scenario - input'!$D156=\"\"),\"\",Q171/'Combined scenario - input'!$D156),\"\")","v":""},{"$f":"IFERROR(IF(OR(R171=\"\",'Combined scenario - input'!$D156=\"\"),\"\",R171/'Combined scenario - input'!$D156),\"\")","v":""},{"$f":"IFERROR(IF(OR(S171=\"\",'Combined scenario - input'!$D156=\"\"),\"\",S171/'Combined scenario - input'!$D156),\"\")","v":""},{"$f":"IFERROR(IF(OR(T171=\"\",'Combined scenario - input'!$D156=\"\"),\"\",T171/'Combined scenario - input'!$D156),\"\")","v":""},{"$f":"IFERROR(IF(OR(U171=\"\",'Combined scenario - input'!$D156=\"\"),\"\",U171/'Combined scenario - input'!$D156),\"\")","v":""},{"$f":"IFERROR(IF(OR(V171=\"\",'Combined scenario - input'!$D156=\"\"),\"\",V171/'Combined scenario - input'!$D156),\"\")","v":""},{"$f":"IFERROR(IF(OR(W171=\"\",'Combined scenario - input'!$D156=\"\"),\"\",W171/'Combined scenario - input'!$D156),\"\")","v":""}]
[{"$f":"IFERROR('Combined scenario - input'!A157,\"\")","v":""},{"$f":"IFERROR('Combined scenario - input'!B157,\"\")","v":""},{"$f":"IFERROR('Combined scenario - input'!C157,\"\")","v":""},{"$f":"IFERROR(repcalc('Combined scenario - input'!$CV157:$GH157,'Combined scenario - input'!$G157,'Combined scenario - input'!$E157,'Combined scenario - input'!$F157,20,TRUE,TRUE),\"\")","v":""},"","","","","","","","","","","","","","","","","","","",{"$f":"IFERROR(IF(OR(D172=\"\",'Combined scenario - input'!$D157=\"\"),\"\",D172/'Combined scenario - input'!$D157),\"\")","v":""},{"$f":"IFERROR(IF(OR(E172=\"\",'Combined scenario - input'!$D157=\"\"),\"\",E172/'Combined scenario - input'!$D157),\"\")","v":""},{"$f":"IFERROR(IF(OR(F172=\"\",'Combined scenario - input'!$D157=\"\"),\"\",F172/'Combined scenario - input'!$D157),\"\")","v":""},{"$f":"IFERROR(IF(OR(G172=\"\",'Combined scenario - input'!$D157=\"\"),\"\",G172/'Combined scenario - input'!$D157),\"\")","v":""},{"$f":"IFERROR(IF(OR(H172=\"\",'Combined scenario - input'!$D157=\"\"),\"\",H172/'Combined scenario - input'!$D157),\"\")","v":""},{"$f":"IFERROR(IF(OR(I172=\"\",'Combined scenario - input'!$D157=\"\"),\"\",I172/'Combined scenario - input'!$D157),\"\")","v":""},{"$f":"IFERROR(IF(OR(J172=\"\",'Combined scenario - input'!$D157=\"\"),\"\",J172/'Combined scenario - input'!$D157),\"\")","v":""},{"$f":"IFERROR(IF(OR(K172=\"\",'Combined scenario - input'!$D157=\"\"),\"\",K172/'Combined scenario - input'!$D157),\"\")","v":""},{"$f":"IFERROR(IF(OR(L172=\"\",'Combined scenario - input'!$D157=\"\"),\"\",L172/'Combined scenario - input'!$D157),\"\")","v":""},{"$f":"IFERROR(IF(OR(M172=\"\",'Combined scenario - input'!$D157=\"\"),\"\",M172/'Combined scenario - input'!$D157),\"\")","v":""},{"$f":"IFERROR(IF(OR(N172=\"\",'Combined scenario - input'!$D157=\"\"),\"\",N172/'Combined scenario - input'!$D157),\"\")","v":""},{"$f":"IFERROR(IF(OR(O172=\"\",'Combined scenario - input'!$D157=\"\"),\"\",O172/'Combined scenario - input'!$D157),\"\")","v":""},{"$f":"IFERROR(IF(OR(P172=\"\",'Combined scenario - input'!$D157=\"\"),\"\",P172/'Combined scenario - input'!$D157),\"\")","v":""},{"$f":"IFERROR(IF(OR(Q172=\"\",'Combined scenario - input'!$D157=\"\"),\"\",Q172/'Combined scenario - input'!$D157),\"\")","v":""},{"$f":"IFERROR(IF(OR(R172=\"\",'Combined scenario - input'!$D157=\"\"),\"\",R172/'Combined scenario - input'!$D157),\"\")","v":""},{"$f":"IFERROR(IF(OR(S172=\"\",'Combined scenario - input'!$D157=\"\"),\"\",S172/'Combined scenario - input'!$D157),\"\")","v":""},{"$f":"IFERROR(IF(OR(T172=\"\",'Combined scenario - input'!$D157=\"\"),\"\",T172/'Combined scenario - input'!$D157),\"\")","v":""},{"$f":"IFERROR(IF(OR(U172=\"\",'Combined scenario - input'!$D157=\"\"),\"\",U172/'Combined scenario - input'!$D157),\"\")","v":""},{"$f":"IFERROR(IF(OR(V172=\"\",'Combined scenario - input'!$D157=\"\"),\"\",V172/'Combined scenario - input'!$D157),\"\")","v":""},{"$f":"IFERROR(IF(OR(W172=\"\",'Combined scenario - input'!$D157=\"\"),\"\",W172/'Combined scenario - input'!$D157),\"\")","v":""}]
[{"$f":"IFERROR('Combined scenario - input'!A158,\"\")","v":""},{"$f":"IFERROR('Combined scenario - input'!B158,\"\")","v":""},{"$f":"IFERROR('Combined scenario - input'!C158,\"\")","v":""},{"$f":"IFERROR(repcalc('Combined scenario - input'!$CV158:$GH158,'Combined scenario - input'!$G158,'Combined scenario - input'!$E158,'Combined scenario - input'!$F158,20,TRUE,TRUE),\"\")","v":""},"","","","","","","","","","","","","","","","","","","",{"$f":"IFERROR(IF(OR(D173=\"\",'Combined scenario - input'!$D158=\"\"),\"\",D173/'Combined scenario - input'!$D158),\"\")","v":""},{"$f":"IFERROR(IF(OR(E173=\"\",'Combined scenario - input'!$D158=\"\"),\"\",E173/'Combined scenario - input'!$D158),\"\")","v":""},{"$f":"IFERROR(IF(OR(F173=\"\",'Combined scenario - input'!$D158=\"\"),\"\",F173/'Combined scenario - input'!$D158),\"\")","v":""},{"$f":"IFERROR(IF(OR(G173=\"\",'Combined scenario - input'!$D158=\"\"),\"\",G173/'Combined scenario - input'!$D158),\"\")","v":""},{"$f":"IFERROR(IF(OR(H173=\"\",'Combined scenario - input'!$D158=\"\"),\"\",H173/'Combined scenario - input'!$D158),\"\")","v":""},{"$f":"IFERROR(IF(OR(I173=\"\",'Combined scenario - input'!$D158=\"\"),\"\",I173/'Combined scenario - input'!$D158),\"\")","v":""},{"$f":"IFERROR(IF(OR(J173=\"\",'Combined scenario - input'!$D158=\"\"),\"\",J173/'Combined scenario - input'!$D158),\"\")","v":""},{"$f":"IFERROR(IF(OR(K173=\"\",'Combined scenario - input'!$D158=\"\"),\"\",K173/'Combined scenario - input'!$D158),\"\")","v":""},{"$f":"IFERROR(IF(OR(L173=\"\",'Combined scenario - input'!$D158=\"\"),\"\",L173/'Combined scenario - input'!$D158),\"\")","v":""},{"$f":"IFERROR(IF(OR(M173=\"\",'Combined scenario - input'!$D158=\"\"),\"\",M173/'Combined scenario - input'!$D158),\"\")","v":""},{"$f":"IFERROR(IF(OR(N173=\"\",'Combined scenario - input'!$D158=\"\"),\"\",N173/'Combined scenario - input'!$D158),\"\")","v":""},{"$f":"IFERROR(IF(OR(O173=\"\",'Combined scenario - input'!$D158=\"\"),\"\",O173/'Combined scenario - input'!$D158),\"\")","v":""},{"$f":"IFERROR(IF(OR(P173=\"\",'Combined scenario - input'!$D158=\"\"),\"\",P173/'Combined scenario - input'!$D158),\"\")","v":""},{"$f":"IFERROR(IF(OR(Q173=\"\",'Combined scenario - input'!$D158=\"\"),\"\",Q173/'Combined scenario - input'!$D158),\"\")","v":""},{"$f":"IFERROR(IF(OR(R173=\"\",'Combined scenario - input'!$D158=\"\"),\"\",R173/'Combined scenario - input'!$D158),\"\")","v":""},{"$f":"IFERROR(IF(OR(S173=\"\",'Combined scenario - input'!$D158=\"\"),\"\",S173/'Combined scenario - input'!$D158),\"\")","v":""},{"$f":"IFERROR(IF(OR(T173=\"\",'Combined scenario - input'!$D158=\"\"),\"\",T173/'Combined scenario - input'!$D158),\"\")","v":""},{"$f":"IFERROR(IF(OR(U173=\"\",'Combined scenario - input'!$D158=\"\"),\"\",U173/'Combined scenario - input'!$D158),\"\")","v":""},{"$f":"IFERROR(IF(OR(V173=\"\",'Combined scenario - input'!$D158=\"\"),\"\",V173/'Combined scenario - input'!$D158),\"\")","v":""},{"$f":"IFERROR(IF(OR(W173=\"\",'Combined scenario - input'!$D158=\"\"),\"\",W173/'Combined scenario - input'!$D158),\"\")","v":""}]
[{"$f":"IFERROR('Combined scenario - input'!A159,\"\")","v":""},{"$f":"IFERROR('Combined scenario - input'!B159,\"\")","v":""},{"$f":"IFERROR('Combined scenario - input'!C159,\"\")","v":""},{"$f":"IFERROR(repcalc('Combined scenario - input'!$CV159:$GH159,'Combined scenario - input'!$G159,'Combined scenario - input'!$E159,'Combined scenario - input'!$F159,20,TRUE,TRUE),\"\")","v":""},"","","","","","","","","","","","","","","","","","","",{"$f":"IFERROR(IF(OR(D174=\"\",'Combined scenario - input'!$D159=\"\"),\"\",D174/'Combined scenario - input'!$D159),\"\")","v":""},{"$f":"IFERROR(IF(OR(E174=\"\",'Combined scenario - input'!$D159=\"\"),\"\",E174/'Combined scenario - input'!$D159),\"\")","v":""},{"$f":"IFERROR(IF(OR(F174=\"\",'Combined scenario - input'!$D159=\"\"),\"\",F174/'Combined scenario - input'!$D159),\"\")","v":""},{"$f":"IFERROR(IF(OR(G174=\"\",'Combined scenario - input'!$D159=\"\"),\"\",G174/'Combined scenario - input'!$D159),\"\")","v":""},{"$f":"IFERROR(IF(OR(H174=\"\",'Combined scenario - input'!$D159=\"\"),\"\",H174/'Combined scenario - input'!$D159),\"\")","v":""},{"$f":"IFERROR(IF(OR(I174=\"\",'Combined scenario - input'!$D159=\"\"),\"\",I174/'Combined scenario - input'!$D159),\"\")","v":""},{"$f":"IFERROR(IF(OR(J174=\"\",'Combined scenario - input'!$D159=\"\"),\"\",J174/'Combined scenario - input'!$D159),\"\")","v":""},{"$f":"IFERROR(IF(OR(K174=\"\",'Combined scenario - input'!$D159=\"\"),\"\",K174/'Combined scenario - input'!$D159),\"\")","v":""},{"$f":"IFERROR(IF(OR(L174=\"\",'Combined scenario - input'!$D159=\"\"),\"\",L174/'Combined scenario - input'!$D159),\"\")","v":""},{"$f":"IFERROR(IF(OR(M174=\"\",'Combined scenario - input'!$D159=\"\"),\"\",M174/'Combined scenario - input'!$D159),\"\")","v":""},{"$f":"IFERROR(IF(OR(N174=\"\",'Combined scenario - input'!$D159=\"\"),\"\",N174/'Combined scenario - input'!$D159),\"\")","v":""},{"$f":"IFERROR(IF(OR(O174=\"\",'Combined scenario - input'!$D159=\"\"),\"\",O174/'Combined scenario - input'!$D159),\"\")","v":""},{"$f":"IFERROR(IF(OR(P174=\"\",'Combined scenario - input'!$D159=\"\"),\"\",P174/'Combined scenario - input'!$D159),\"\")","v":""},{"$f":"IFERROR(IF(OR(Q174=\"\",'Combined scenario - input'!$D159=\"\"),\"\",Q174/'Combined scenario - input'!$D159),\"\")","v":""},{"$f":"IFERROR(IF(OR(R174=\"\",'Combined scenario - input'!$D159=\"\"),\"\",R174/'Combined scenario - input'!$D159),\"\")","v":""},{"$f":"IFERROR(IF(OR(S174=\"\",'Combined scenario - input'!$D159=\"\"),\"\",S174/'Combined scenario - input'!$D159),\"\")","v":""},{"$f":"IFERROR(IF(OR(T174=\"\",'Combined scenario - input'!$D159=\"\"),\"\",T174/'Combined scenario - input'!$D159),\"\")","v":""},{"$f":"IFERROR(IF(OR(U174=\"\",'Combined scenario - input'!$D159=\"\"),\"\",U174/'Combined scenario - input'!$D159),\"\")","v":""},{"$f":"IFERROR(IF(OR(V174=\"\",'Combined scenario - input'!$D159=\"\"),\"\",V174/'Combined scenario - input'!$D159),\"\")","v":""},{"$f":"IFERROR(IF(OR(W174=\"\",'Combined scenario - input'!$D159=\"\"),\"\",W174/'Combined scenario - input'!$D159),\"\")","v":""}]
[{"$f":"IFERROR('Combined scenario - input'!A160,\"\")","v":""},{"$f":"IFERROR('Combined scenario - input'!B160,\"\")","v":""},{"$f":"IFERROR('Combined scenario - input'!C160,\"\")","v":""},{"$f":"IFERROR(repcalc('Combined scenario - input'!$CV160:$GH160,'Combined scenario - input'!$G160,'Combined scenario - input'!$E160,'Combined scenario - input'!$F160,20,TRUE,TRUE),\"\")","v":""},"","","","","","","","","","","","","","","","","","","",{"$f":"IFERROR(IF(OR(D175=\"\",'Combined scenario - input'!$D160=\"\"),\"\",D175/'Combined scenario - input'!$D160),\"\")","v":""},{"$f":"IFERROR(IF(OR(E175=\"\",'Combined scenario - input'!$D160=\"\"),\"\",E175/'Combined scenario - input'!$D160),\"\")","v":""},{"$f":"IFERROR(IF(OR(F175=\"\",'Combined scenario - input'!$D160=\"\"),\"\",F175/'Combined scenario - input'!$D160),\"\")","v":""},{"$f":"IFERROR(IF(OR(G175=\"\",'Combined scenario - input'!$D160=\"\"),\"\",G175/'Combined scenario - input'!$D160),\"\")","v":""},{"$f":"IFERROR(IF(OR(H175=\"\",'Combined scenario - input'!$D160=\"\"),\"\",H175/'Combined scenario - input'!$D160),\"\")","v":""},{"$f":"IFERROR(IF(OR(I175=\"\",'Combined scenario - input'!$D160=\"\"),\"\",I175/'Combined scenario - input'!$D160),\"\")","v":""},{"$f":"IFERROR(IF(OR(J175=\"\",'Combined scenario - input'!$D160=\"\"),\"\",J175/'Combined scenario - input'!$D160),\"\")","v":""},{"$f":"IFERROR(IF(OR(K175=\"\",'Combined scenario - input'!$D160=\"\"),\"\",K175/'Combined scenario - input'!$D160),\"\")","v":""},{"$f":"IFERROR(IF(OR(L175=\"\",'Combined scenario - input'!$D160=\"\"),\"\",L175/'Combined scenario - input'!$D160),\"\")","v":""},{"$f":"IFERROR(IF(OR(M175=\"\",'Combined scenario - input'!$D160=\"\"),\"\",M175/'Combined scenario - input'!$D160),\"\")","v":""},{"$f":"IFERROR(IF(OR(N175=\"\",'Combined scenario - input'!$D160=\"\"),\"\",N175/'Combined scenario - input'!$D160),\"\")","v":""},{"$f":"IFERROR(IF(OR(O175=\"\",'Combined scenario - input'!$D160=\"\"),\"\",O175/'Combined scenario - input'!$D160),\"\")","v":""},{"$f":"IFERROR(IF(OR(P175=\"\",'Combined scenario - input'!$D160=\"\"),\"\",P175/'Combined scenario - input'!$D160),\"\")","v":""},{"$f":"IFERROR(IF(OR(Q175=\"\",'Combined scenario - input'!$D160=\"\"),\"\",Q175/'Combined scenario - input'!$D160),\"\")","v":""},{"$f":"IFERROR(IF(OR(R175=\"\",'Combined scenario - input'!$D160=\"\"),\"\",R175/'Combined scenario - input'!$D160),\"\")","v":""},{"$f":"IFERROR(IF(OR(S175=\"\",'Combined scenario - input'!$D160=\"\"),\"\",S175/'Combined scenario - input'!$D160),\"\")","v":""},{"$f":"IFERROR(IF(OR(T175=\"\",'Combined scenario - input'!$D160=\"\"),\"\",T175/'Combined scenario - input'!$D160),\"\")","v":""},{"$f":"IFERROR(IF(OR(U175=\"\",'Combined scenario - input'!$D160=\"\"),\"\",U175/'Combined scenario - input'!$D160),\"\")","v":""},{"$f":"IFERROR(IF(OR(V175=\"\",'Combined scenario - input'!$D160=\"\"),\"\",V175/'Combined scenario - input'!$D160),\"\")","v":""},{"$f":"IFERROR(IF(OR(W175=\"\",'Combined scenario - input'!$D160=\"\"),\"\",W175/'Combined scenario - input'!$D160),\"\")","v":""}]