## ToC
Table of Contents
TransGrid Capex Forecast Model
WB Check |  | 0
Sheet Check |  | 0
Table of Contents
Table of Contents
| 1 | Inputs - Inflation profiles
| 2 | Inputs - Model settings, Escalation and Asset Classifications
| 3 | Input - Forecast Capex Project Details
| 4 | Inputs - Fixed & Variable Overheads
| 5 | Inputs - Next period (2023-2028) contingent projects
| 6 | Inputs - Current period (2018-2023) capex impacting next period (2023-2028)
| 7 | Calculation - Capex Forecast Detail
| 8 | Calculation - Capex Summary (Exclude NCIPAP,Exclude Contingent Projects)
| 9 | Outputs - RIN Population Model
| 10 | Outputs - Summary by Project
| 11 | Outputs - Capex Flowing Into PTRM (Exclude NCIPAP,Exclude Contingent Projects)
| 12 | Lookup Tables
| 13 | Checks
Model Legend
Model assumptions
Hard coded inputs
Model outputs
AER draft decision amendments
Transgrid revised proposal amendments to AER's draft decision
AER final decision amendments
Commercial in Confidence
Notes
Methodology applied within model
| 1 | Project level inputs are based on TransGrid forecasts which enter the model as direct un-escalated capex excluding overheads in Real 2021 dollars.
| 2 | Real price escalation relating to labour and non-labour components are applied to the direct unescalated capex forecast in line with the approach to the opex model.
| 3 | Overheads are calculated based on historical 4 year averages and include a fixed and variable split.
| 4 | Expenditure has been converted from Real 2021 dollars to Real 2023 dollars based on unlagged June to June CPI profile.
| 5 | Forecast NCIPAP expenditure has been excluded from outputs which flow into the next period PTRM.
| 6 | Forecast expenditure on contingent projects has been excluded from outputs which flow into the next period PTRM.
End

## Inflation
Inputs - Inflation profiles
TransGrid Capex Forecast Model
WB Check |  | 0 |  |  | AER draft decision amendments
Sheet Check |  | 0 |  |  | AER final decision amendments
Table of Contents
Inflation Index Calculation
| Inflation |  | Source | Unit | Basis | Timing | 2012 | 2013 | 2014 | 2015 | 2016 | 2017 | 2018 | 2019 | 2020 | 2021 | 2022 | 2023 | 2024 | 2025 | 2026 | 2027 | 2028
|  | December to December, Unlagged Inflation | ABS | Percent | N/A | N/A | 1.585% | 2.503% | 2.93% | 1.718% | 1.689% | 1.476% | 1.909% | 1.784% | 1.84% | 0.8606% | 3.498% | 7.832% | 2.919% | 2.919% | 2.919% | 2.919% | 2.919%
|  | Unlagged Index: Real (EoP) to Nominal (EoP) | Calculated | Index | N/A | N/A | 1 | 1.025 | 1.0551 | 1.0732 | 1.0913 | 1.1074 | 1.1285 | 1.1487 | 1.1698 | 1.1799 | 1.2212 | 1.3168 | 1.3552 | 1.3948 | 1.4355 | 1.4774 | 1.5206
| Profiles (FY) |  | Convert From | Convert From Timing | Convert To | Convert To Timing | 2012 | 2013 | 2014 | 2015 | 2016 | 2017 | 2018 | 2019 | 2020 | 2021 | 2022 | 2023 | 2024 | 2025 | 2026 | 2027 | 2028
|  | Real 2021 (Mid Period) to Real 2023 (End Period) | 2021 | Mid Period | 2023 | End Period | 1.1208 | 1.1208 | 1.1208 | 1.1208 | 1.1208 | 1.1208 | 1.1208 | 1.1208 | 1.1208 | 1.1208 | 1.1208 | 1.1208 | 1.1208 | 1.1208 | 1.1208 | 1.1208 | 1.1208
|  | Real 2020 (End Period) to Real 2021 (End Period) | 2020 | End Period | 2021 | End Period | 1.0086 | 1.0086 | 1.0086 | 1.0086 | 1.0086 | 1.0086 | 1.0086 | 1.0086 | 1.0086 | 1.0086 | 1.0086 | 1.0086 | 1.0086 | 1.0086 | 1.0086 | 1.0086 | 1.0086
|  | Real 2026 (End Period) to Real 2021 (End Period) | 2026 | End Period | 2021 | End Period | 0.82192 | 0.82192 | 0.82192 | 0.82192 | 0.82192 | 0.82192 | 0.82192 | 0.82192 | 0.82192 | 0.82192 | 0.82192 | 0.82192 | 0.82192 | 0.82192 | 0.82192 | 0.82192 | 0.82192
|  | Nominal (Mid Period) to Real 2023 (End Period) | Nominal | Mid Period | 2023 | End Period | 1.3272 | 1.3006 | 1.2662 | 1.2375 | 1.2168 | 1.1978 | 1.1779 | 1.1565 | 1.136 | 1.1208 | 1.097 | 1.0384 | 0.98572 | 0.95776 | 0.93059 | 0.90419 | 0.87855
End

## General
Inputs - Model settings, Escalation and Asset Classifications
TransGrid Capex Forecast Model | [9 empty] | AER draft decision amendments
WB Check |  | 0 | [7 empty] | Transgrid revised proposal amendments to AER's draft decision
Sheet Check |  | 0 | [8 empty] | AER final decision amendments
Table of Contents
Input ¦ Model Settings
General
Model Name
TransGrid Capex Forecast Model
Capex Inclusion / Exclusion
|  |  | Category | Include in PTRM?
|  |  | NCIPAP | FALSE
|  |  | Contingent Projects | FALSE
Input ¦ Real Price Escalation Rates
Input Cost Categories
Labour Escalation Rates
|  |  | IC_Category_List | Source | Unit | Basis | Timing |  |  | FY22 | FY23 | FY24 | FY25 | FY26 | FY27 | FY28
|  | 1 | Labour | Calculated | Percent | N/A | N/A |  |  | -2.177% | -3.47% | 0.3905% | 1.308% | 1.155% | 0.433% | 0.3009%
|  | 2 | Non-Labour | ABS / RBA | Percent | N/A | N/A | bar: Labour Escalation Rates FY22 to Labour Escalation Rates FY28
[10 empty] | FY22 | FY23 | FY24 | FY25 | FY26 | FY27 | FY28
|  |  | WPI - BIS Oxford, excluding Superannuation Guarantee | BIS Oxford | Percent | N/A | N/A |  |  | -2.677% | -3.853% | 0.8305% | 0.9725% | 0.905% | 0.5187% | 0.1797%
|  |  | WPI - KPMG, excluding superannuation Guarantee | KPMG | Percent | N/A | N/A |  |  | -2.677% | -4.087% | -1.05% | 0.6428% | 0.4043% | 0.3474% | 0.4222%
|  |  | Superannuation guarantee increases | Aus Gov | Percent | N/A | N/A |  |  | 0.5% | 0.5% | 0.5% | 0.5% | 0.5% | 0% | 0%
|  |  | WPI - Average of BIS and KPMG | Calculated | Percent | N/A | N/A |  |  | -2.677% | -3.97% | -0.1095% | 0.8076% | 0.6546% | 0.433% | 0.3009%
|  |  | WPI - Average of BIS and KPMG + superannuation | Calculated | Percent | N/A | N/A |  |  | -2.177% | -3.47% | 0.3905% | 1.308% | 1.155% | 0.433% | 0.3009%
Calc ¦ Escalation Profiles
| Escalation Index |  |  | Source | Unit | Basis | Timing
Cost Escalation Index
|  |  | Esc_Category_List | [5 empty] | FY21 | FY22 | FY23 | FY24 | FY25 | FY26 | FY27 | FY28
|  | 1 | Labour | Calculated | Index | N/A | N/A |  | 1 | 0.97823 | 0.94428 | 0.94797 | 0.96036 | 0.97145 | 0.97566 | 0.97859
|  | 2 | Non-Labour | Calculated | Index | N/A | N/A | bar: FY21 to Cost Escalation Index FY28
Input ¦ Asset Classifications
| RIN Level 1 |  |  | Source | Unit | Basis | Timing
AC_RIN_Lvl_1
|  | 1 | Replacement Expenditure | TransGrid | Name | N/A | N/A
|  | 2 | Connections | TransGrid | Name | N/A | N/A
|  | 3 | Augmentation Expenditure | TransGrid | Name | N/A | N/A
|  | 4 | Non-network - ICT | TransGrid | Name | N/A | N/A
|  | 5 | Non-network - Other | TransGrid | Name | N/A | N/A
|  | 6 | Capitalised Network Overheads | TransGrid | Name | N/A | N/A
|  | 7 | Capitalised Corporate Overheads | TransGrid | Name | N/A | N/A
|  | 8 | [Spare] | TransGrid | Name | N/A | N/A
| RIN Level 2 |  |  | Source | Unit | Basis | Timing
AC_RIN_Lvl_2
|  | 1 | NCIPAP | TransGrid | Name | N/A | N/A
|  | 2 | Transmission Lines | TransGrid | Name | N/A | N/A
|  | 3 | Substation | TransGrid | Name | N/A | N/A
|  | 4 | Digital Infrastructure | TransGrid | Name | N/A | N/A
|  | 5 | Others | TransGrid | Name | N/A | N/A
|  | 6 | Augmentations | TransGrid | Name | N/A | N/A
|  | 7 | Information Technology | TransGrid | Name | N/A | N/A
|  | 8 | Security/Compliance | TransGrid | Name | N/A | N/A
|  | 9 | Property | TransGrid | Name | N/A | N/A
|  | 10 | Fleet | TransGrid | Name | N/A | N/A
|  | 11 | Augex - Major Project | TransGrid | Name | N/A | N/A
|  | 12 | Connections | TransGrid | Name | N/A | N/A
|  | 13 | [Spare] | TransGrid | Name | N/A | N/A
| RIN Level 3 |  |  | Source | Unit | Basis | Timing
AC_RIN_Lvl_3
|  | 1 | NCIPAP | TransGrid | Name | N/A | N/A
|  | 2 | Repex | TransGrid | Name | N/A | N/A
|  | 3 | Augex | TransGrid | Name | N/A | N/A
|  | 4 | ICT | TransGrid | Name | N/A | N/A
|  | 5 | Fleet & Property | TransGrid | Name | N/A | N/A
|  | 6 | [Spare] | TransGrid | Name | N/A | N/A
|  | 7 | [Spare] | TransGrid | Name | N/A | N/A
|  | 8 | [Spare] | TransGrid | Name | N/A | N/A
|  | 9 | [Spare] | TransGrid | Name | N/A | N/A
|  | 10 | [Spare] | TransGrid | Name | N/A | N/A
| Asset Class - Current |  |  | Source | Unit | Basis | Timing | PTRM Category Mapping
AC_Asset_Class
|  | 1 | Transmission Lines | TransGrid | Name | N/A | N/A | Transmission Lines (2018 onwards)
|  | 2 | Underground Cables | TransGrid | Name | N/A | N/A | Underground Cables (2018 onwards)
|  | 3 | Substations | TransGrid | Name | N/A | N/A | Substations (2018 onwards)
|  | 4 | Secondary Systems | TransGrid | Name | N/A | N/A | Secondary Systems (2018-23)
|  | 5 | Communications (short life) | TransGrid | Name | N/A | N/A | Communications (short life) (2018 onwards)
|  | 6 | Business IT | TransGrid | Name | N/A | N/A | Business IT (2018 onwards)
|  | 7 | Minor Plant, Motor Vehicles & Mobile Plant | TransGrid | Name | N/A | N/A | Minor Plant, Motor Vehicles & Mobile Plant (2018 onwards)
|  | 8 | Transmission Line Life Extension | TransGrid | Name | N/A | N/A | Transmission Line Life Extension (2018 onwards)
|  | 9 | Land and Easements | TransGrid | Name | N/A | N/A | Land and Easements
|  | 10 | Synchronous Condensers | TransGrid | Name | N/A | N/A | Synchronous Condensers
|  | 11 | Leasehold Land and Property | TransGrid | Name | N/A | N/A | Leasehold Land and Property
|  | 12 | [Spare] | TransGrid | Name | N/A | N/A | [Spare]
|  | 13 | [Spare] | TransGrid | Name | N/A | N/A | [Spare]
|  | 14 | [Spare] | TransGrid | Name | N/A | N/A | [Spare]
|  | 15 | [Spare] | TransGrid | Name | N/A | N/A | [Spare]
|  | 16 | [Spare] | TransGrid | Name | N/A | N/A | [Spare]
|  | 17 | [Spare] | TransGrid | Name | N/A | N/A | [Spare]
|  | 18 | [Spare] | TransGrid | Name | N/A | N/A | [Spare]
|  | 19 | Buildings | TransGrid | Name | N/A | N/A | Buildings
|  | 20 | In-house software | TransGrid | Name | N/A | N/A | In-house software
| Augex Driver |  |  | Source | Unit | Basis | Timing
Augex_Driver
|  | 1 | Compliance | TransGrid | Name | N/A | N/A
|  | 2 | Demand | TransGrid | Name | N/A | N/A
|  | 3 | Economic Benefits | TransGrid | Name | N/A | N/A
|  | 4 | Strategic Property | TransGrid | Name | N/A | N/A
|  | 5 | Augex - Major Project | TransGrid | Name | N/A | N/A
|  | 6 | Connections | TransGrid | Name | N/A | N/A
|  | 7 | System Security Roadmap | TransGrid | Name | N/A | N/A
|  | 8 | N/A | TransGrid | Name | N/A | N/A
| Fleet & Property Allocation |  |  | Source | Unit | Basis | Timing
Fleet_Property
|  | 1 | Agricultural | TransGrid | Name | N/A | N/A
|  | 2 | Excavation | TransGrid | Name | N/A | N/A
|  | 3 | Heavy Commercial | TransGrid | Name | N/A | N/A
|  | 4 | Light Commercial | TransGrid | Name | N/A | N/A
|  | 5 | Material Handling | TransGrid | Name | N/A | N/A
|  | 6 | Motorcycle/ATV | TransGrid | Name | N/A | N/A
|  | 7 | Passenger | TransGrid | Name | N/A | N/A
|  | 8 | Plant | TransGrid | Name | N/A | N/A
|  | 9 | Trailer | TransGrid | Name | N/A | N/A
|  | 10 | Tracking units | TransGrid | Name | N/A | N/A
|  | 11 | Other Fleet | TransGrid | Name | N/A | N/A
|  | 12 | Haymarket Office | TransGrid | Name | N/A | N/A
|  | 13 | Wallgrove Depot | TransGrid | Name | N/A | N/A
|  | 14 | Orange Depot | TransGrid | Name | N/A | N/A
|  | 15 | Wagga Depot | TransGrid | Name | N/A | N/A
|  | 16 | Waratah West Depot | TransGrid | Name | N/A | N/A
|  | 17 | Tamworth Depot | TransGrid | Name | N/A | N/A
|  | 18 | Yass Depot | TransGrid | Name | N/A | N/A
|  | 19 | Other Property | TransGrid | Name | N/A | N/A
|  | 20 | Depots | TransGrid | Name | N/A | N/A
|  | 21 | N/A | TransGrid | Name | N/A | N/A
| [Spare Asset Classification] |  |  | Source | Unit | Basis | Timing
[TBC]
|  | 1 | [Spare] | TBC | Name | N/A | N/A
|  | 2 | [Spare] | TBC | Name | N/A | N/A
|  | 3 | [Spare] | TBC | Name | N/A | N/A
|  | 4 | [Spare] | TBC | Name | N/A | N/A
|  | 5 | [Spare] | TBC | Name | N/A | N/A
|  | 6 | [Spare] | TBC | Name | N/A | N/A
|  | 7 | [Spare] | TBC | Name | N/A | N/A
|  | 8 | [Spare] | TBC | Name | N/A | N/A
|  | 9 | [Spare] | TBC | Name | N/A | N/A
|  | 10 | [Spare] | TBC | Name | N/A | N/A
| PTRM Asset Classification |  |  | Source | Unit | Basis | Timing
AC_PTRM_Class
|  | 1 | Transmission Lines (pre 2004-05) | AER PTRM | Name | N/A | N/A
|  | 2 | Underground Cables (pre 2004-05) | AER PTRM | Name | N/A | N/A
|  | 3 | Substations including Buildings (pre 2004-05) | AER PTRM | Name | N/A | N/A
|  | 4 | Transmission Lines (2004-09) | AER PTRM | Name | N/A | N/A
|  | 5 | Underground Cables (2004-09) | AER PTRM | Name | N/A | N/A
|  | 6 | Substations including Buildings (2004-09) | AER PTRM | Name | N/A | N/A
|  | 7 | SCADA and Communications (2004-09) | AER PTRM | Name | N/A | N/A
|  | 8 | Transmission Lines & Cables (09-14) | AER PTRM | Name | N/A | N/A
|  | 9 | Substations (09-14) | AER PTRM | Name | N/A | N/A
|  | 10 | Secondary Systems (09-14) | AER PTRM | Name | N/A | N/A
|  | 11 | Communications (09-14) | AER PTRM | Name | N/A | N/A
|  | 12 | Minor Plant, Motor Vehicles & Mobile Plant (2009-14) | AER PTRM | Name | N/A | N/A
|  | 13 | Transmission Lines (2014-18) | AER PTRM | Name | N/A | N/A
|  | 14 | Underground Cables (2014-18) | AER PTRM | Name | N/A | N/A
|  | 15 | Substations (2014-18) | AER PTRM | Name | N/A | N/A
|  | 16 | Secondary Systems (2014-18) | AER PTRM | Name | N/A | N/A
|  | 17 | Communications (short life) (2014-18) | AER PTRM | Name | N/A | N/A
|  | 18 | Business IT (2014-18) | AER PTRM | Name | N/A | N/A
|  | 19 | Minor Plant, Motor Vehicles & Mobile Plant (2014-18) | AER PTRM | Name | N/A | N/A
|  | 20 | Transmission Line Life Extension (2014-18) | AER PTRM | Name | N/A | N/A
|  | 21 | Residual - other | AER PTRM | Name | N/A | N/A
|  | 22 | Transmission Lines (2018 onwards) | AER PTRM | Name | N/A | N/A
|  | 23 | Underground Cables (2018 onwards) | AER PTRM | Name | N/A | N/A
|  | 24 | Substations (2018 onwards) | AER PTRM | Name | N/A | N/A
|  | 25 | Secondary Systems (2018-23) | AER PTRM | Name | N/A | N/A
|  | 26 | Communications (short life) (2018 onwards) | AER PTRM | Name | N/A | N/A
|  | 27 | Business IT (2018 onwards) | AER PTRM | Name | N/A | N/A
|  | 28 | Minor Plant, Motor Vehicles & Mobile Plant (2018 onwards) | AER PTRM | Name | N/A | N/A
|  | 29 | Transmission Line Life Extension (2018 onwards) | AER PTRM | Name | N/A | N/A
|  | 30 | Land and Easements | AER PTRM | Name | N/A | N/A
|  | 31 | Synchronous Condensers | AER PTRM | Name | N/A | N/A
|  | 32 | Leasehold Land and Property | AER PTRM | Name | N/A | N/A
|  | 33 | [Spare] | AER PTRM | Name | N/A | N/A
|  | 34 | [Spare] | AER PTRM | Name | N/A | N/A
|  | 35 | [Spare] | AER PTRM | Name | N/A | N/A
|  | 36 | [Spare] | AER PTRM | Name | N/A | N/A
|  | 37 | [Spare] | AER PTRM | Name | N/A | N/A
|  | 38 | [Spare] | AER PTRM | Name | N/A | N/A
|  | 39 | [Spare] | AER PTRM | Name | N/A | N/A
|  | 40 | [Spare] | AER PTRM | Name | N/A | N/A
|  | 41 | [Spare] | AER PTRM | Name | N/A | N/A
|  | 42 | [Spare] | AER PTRM | Name | N/A | N/A
|  | 43 | [Spare] | AER PTRM | Name | N/A | N/A
|  | 44 | [Spare] | AER PTRM | Name | N/A | N/A
|  | 45 | [Spare] | AER PTRM | Name | N/A | N/A
|  | 46 | [Spare] | AER PTRM | Name | N/A | N/A
|  | 47 | Spare straight-line tax asset class | AER PTRM | Name | N/A | N/A
|  | 48 | Buildings | AER PTRM | Name | N/A | N/A
|  | 49 | In-house software | AER PTRM | Name | N/A | N/A
|  | 50 | Equity raising costs | AER PTRM | Name | N/A | N/A
| Repex Category |  |  | Source | Unit | Basis | Timing
|  | 1 | Transmission Lines | TransGrid | Name | N/A | N/A
|  | 2 | Substations | TransGrid | Name | N/A | N/A
|  | 3 | Digital Infrastructure | TransGrid | Name | N/A | N/A
|  | 4 | Communications | TransGrid | Name | N/A | N/A
| Repex Subcategory 1 |  |  | Source | Unit | Basis | Timing
Repex_SC_1
|  | 1 | DI - Protection systems | TransGrid | Name | N/A | N/A
|  | 2 | DI - Control systems | TransGrid | Name | N/A | N/A
|  | 3 | DI - Market metering systems | TransGrid | Name | N/A | N/A
|  | 4 | DI - Communications systems | TransGrid | Name | N/A | N/A
|  | 5 | DI - SCADA | TransGrid | Name | N/A | N/A
|  | 6 | DI - OPGW | TransGrid | Name | N/A | N/A
|  | 7 | DI - AC/DC & Auxiliary systems | TransGrid | Name | N/A | N/A
|  | 8 | DI - Network Buildings & Security | TransGrid | Name | N/A | N/A
|  | 9 | Substations - Power Transformers | TransGrid | Name | N/A | N/A
|  | 10 | Substations - Reactive plant | TransGrid | Name | N/A | N/A
|  | 11 | Substations - Site Establishment and supporting assets | TransGrid | Name | N/A | N/A
|  | 12 | Substations - Switchbay Equipment | TransGrid | Name | N/A | N/A
|  | 13 | TL - Transmission poles | TransGrid | Name | N/A | N/A
|  | 14 | TL - Transmission towers | TransGrid | Name | N/A | N/A
|  | 15 | TL - Insulators | TransGrid | Name | N/A | N/A
|  | 16 | TL - Overhead conductors | TransGrid | Name | N/A | N/A
|  | 17 | TL - Underground cables | TransGrid | Name | N/A | N/A
|  | 18 | N/A | TransGrid | Name | N/A | N/A
| Repex Subcategory 2 |  |  | Source | Unit | Basis | Timing
Repex_SC_2
|  | 1 | DI - Safe and Reliable Network | TransGrid | Name | N/A | N/A
|  | 2 | DI - Cyber/physical security | TransGrid | Name | N/A | N/A
|  | 3 | DI - Compliance | TransGrid | Name | N/A | N/A
|  | 4 | DI - Climate change and resilience | TransGrid | Name | N/A | N/A
|  | 5 | DI - Change in generation mix | TransGrid | Name | N/A | N/A
|  | 6 | Substations - Safe and Reliable Network | TransGrid | Name | N/A | N/A
|  | 7 | Substations - Cyber/physical security | TransGrid | Name | N/A | N/A
|  | 8 | Substations - Compliance | TransGrid | Name | N/A | N/A
|  | 9 | Substations - Climate change and resilience | TransGrid | Name | N/A | N/A
|  | 10 | Substations - Change in generation mix | TransGrid | Name | N/A | N/A
|  | 11 | TL - Safe and Reliable Network | TransGrid | Name | N/A | N/A
|  | 12 | TL - Cyber/physical security | TransGrid | Name | N/A | N/A
|  | 13 | TL - Compliance | TransGrid | Name | N/A | N/A
|  | 14 | TL - Climate change and resilience | TransGrid | Name | N/A | N/A
|  | 15 | TL - Change in generation mix | TransGrid | Name | N/A | N/A
|  | 16 | N/A | TransGrid | Name | N/A | N/A
| ICT Category (FY19-23) |  |  | Source | Unit | Basis | Timing
ICT_Category
|  | 1 | Digital Enterprise | TransGrid | Name | N/A | N/A
|  | 2 | Digital Field Force | TransGrid | Name | N/A | N/A
|  | 3 | Intelligent Operations Centre | TransGrid | Name | N/A | N/A
|  | 4 | Intelligent Asset Design | TransGrid | Name | N/A | N/A
|  | 5 | Pervasive Security | TransGrid | Name | N/A | N/A
|  | 6 | Enterprise Analytics Platform | TransGrid | Name | N/A | N/A
|  | 7 | Information Infrastructure Refresh | TransGrid | Name | N/A | N/A
|  | 8 | Corporate Data Network Refresh | TransGrid | Name | N/A | N/A
|  | 9 | N/A | TransGrid | Name | N/A | N/A
End

## Forecast_Capex_Input
| Input - Forecast Capex Project Details |  |  |  | Commercial in Confidence
| TransGrid Capex Forecast Model |  |  |  | AER draft decision amendments
| WB Check |  | 0 |  | Transgrid revised proposal amendments to AER's draft decision
| Sheet Check |  | 0 |  | AER final decision amendments | [68 empty] | 0
Table of Contents
[5 empty] | Asset Classification | [10 empty] | Project / Prog. | Asset Life | Input Cost |  | Forecast Capex, As Incurred (Unescalated) ($M) ($Real 21) | [5 empty] | As Commission Percentage |  |  |  |  | Asset Class Allocation | [19 empty] | Total Alloc. | Transmission Lines - Secondary Allocation for Repex | [6 empty] | Substation - Secondary Allocation for Repex | [5 empty] | Digital Infrastructure - Secondary Allocation for Repex | [8 empty] | Checks | Calculation |  |  |  |  | Base & Escalation Year |  |  | Include?
[52 empty] | Asset Class Included: | Repex SubCat: | Repex SubCat: |  | NOT Repex SubCat: |  |  | Asset Class Included: | Repex SubCat: |  |  |  |  | Asset Class Included: | [5 empty] | Repex SubCat: | Repex SubCat:
[52 empty] | Transmission Lines | TL - Transmission poles | TL - Transmission towers |  | DI - OPGW |  |  | Substations | Substations - Site Establishment and supporting assets |  |  |  |  | Secondary Systems | [5 empty] | DI - OPGW | DI - AC/DC & Auxiliary systems
[52 empty] | Underground Cables | [6 empty] | Synchronous Condensers | [5 empty] | Communications (short life)
[20 empty] | 2024 | 2025 | 2026 | 2027 | 2028 | 2024 - 2028 | 2024 | 2025 | 2026 | 2027 | 2028 | 1 | 2 | 3 | 4 | 5 | 6 | 7 | 8 | 9 | 10 | 11 | 12 | 13 | 14 | 15 | 16 | 17 | 18 | 19 | 20 |  | Transmission Line Life Extension | [12 empty] | Business IT
0 |  | Index | Program / Project Name | Apply As Commissioned Percentages? (If FALSE, AC = AI) | RIN Level 1 | RIN Level 2 | RIN Level 3 | Augex Driver | Fleet & Property Allocation | Repex Subcategory 1 | Repex Subcategory 2 | ICT Category (FY19-23) | Previously Allowed but Not Undertaken | Immediately Expensed % | Key External Driver | Project / Program Classification | Regulatory Depreciation Life | Labour Weighting (n%) | Non-Labour Weighting (1-n%) | FY24 | FY25 | FY26 | FY27 | FY28 | FY24 - FY28 | FY24 | FY25 | FY26 | FY27 | FY28 | Transmission Lines | Underground Cables | Substations | Secondary Systems | Communications (short life) | Business IT | Minor Plant, Motor Vehicles & Mobile Plant | Transmission Line Life Extension | Land and Easements | Synchronous Condensers | Leasehold Land and Property | [Spare] | [Spare] | [Spare] | [Spare] | [Spare] | [Spare] | [Spare] | Buildings | In-house software | Total % Allocation | % Allocated to Transmission Lines,Underground Cables and Transmission Line Life Extension | Transmission Lines - Poles | Transmission Lines - Towers | Transmission Lines - Insulators | Transmission Lines - Overhead Conductor | Transmission Lines - Underground Cable | Transmission Lines - Others | % Allocated to Substations and Synchronous Condensers | Substation - Site Establishment and Supporting Assets | Substation - Power Transformers | Substation - Switchbay Equipment | Substation - Reactive Plant | Substation - Others | % Allocated to Digital Infrastructure | Digital Infrastructure - Protection Systems | Digital Infrastructure - Control Systems & SCADA | Digital Infrastructure - Market Metering Systems | Digital Infrastructure - Network Property | Digital Infrastructure - Communications Systems | Digital Infrastructure - Optical Fibre Systems | Digital Infrastructure - AC/DC and Auxiliary Systems | Digital Infrastructure - Others | Asset Allocation Check | # of Asset Categories Allocated | # of Rows Required | Cumulative Rows Required | Augex Total 24-28 ($Real 23) | Augex Ranking | Input Base Year ($Real x) | Escalate from Year x (Real Escalation) | Conversion to $Real 21 (Mid) | Yes/No
0 |  | 1 | Increase capacity for Generation between DNT and WG1 | TRUE | Augmentation Expenditure | NCIPAP | NCIPAP | N/A | N/A | N/A | N/A | N/A | No | 0% | N/A | Project | 40 | 20% | 80% | 0.49476 | 3.3314 | 0 | 0 | 0 | 3.8262 | 0% | 100% | 0% | 0% | 0% | 0% | 0% | 100% | 0% | 0% | 0% | 0% | 0% | 0% | 0% | 0% | 0% | 0% | 0% | 0% | 0% | 0% | 0% | 0% | 0% | 100% | 0% | 0% | 0% | 0% | 0% | 0% | 100% | 100% | 0% | 0% | 0% | 0% | 100% | 0% | 0% | 0% | 0% | 0% | 0% | 0% | 0% | 100% | 0 | 1 | 2 | 3 | N/A | N/A | FY22 | FY22 | 0.96207 | Yes
0 |  | 2 | Darlington Point 330/220 kV Transformer Tripping Scheme | TRUE | Augmentation Expenditure | NCIPAP | NCIPAP | N/A | N/A | N/A | N/A | N/A | No | 0% | N/A | Project | 15 | 20% | 80% | 0.10943 | 0.14213 | 0 | 0 | 0 | 0.25156 | 0% | 100% | 0% | 0% | 0% | 0% | 0% | 0% | 100% | 0% | 0% | 0% | 0% | 0% | 0% | 0% | 0% | 0% | 0% | 0% | 0% | 0% | 0% | 0% | 0% | 100% | 0% | 0% | 0% | 0% | 0% | 0% | 100% | 0% | 0% | 0% | 0% | 0% | 100% | 100% | 0% | 0% | 0% | 0% | 0% | 0% | 0% | 100% | 0 | 1 | 2 | 5 | N/A | N/A | FY22 | FY22 | 0.96207 | Yes
0 |  | 3 | Increase capacity for generation X5 Voltage Stability constraints | TRUE | Augmentation Expenditure | NCIPAP | NCIPAP | N/A | N/A | N/A | N/A | N/A | No | 0% | N/A | Project | 40 | 12% | 88% | 0.88766 | 4.5391 | 0 | 0 | 0 | 5.4267 | 0% | 100% | 0% | 0% | 0% | 0% | 0% | 100% | 0% | 0% | 0% | 0% | 0% | 0% | 0% | 0% | 0% | 0% | 0% | 0% | 0% | 0% | 0% | 0% | 0% | 100% | 0% | 0% | 0% | 0% | 0% | 0% | 100% | 100% | 0% | 0% | 0% | 0% | 100% | 0% | 0% | 0% | 0% | 0% | 0% | 0% | 0% | 100% | 0 | 1 | 2 | 7 | N/A | N/A | FY22 | FY22 | 0.96207 | Yes
0 |  | 4 | 94T Dynamic Ratings | TRUE | Augmentation Expenditure | NCIPAP | NCIPAP | N/A | N/A | N/A | N/A | N/A | No | 0% | N/A | Project | 15 | 20% | 80% | 0.0097062 | 0.33912 | 0 | 0 | 0 | 0.34883 | 0% | 100% | 0% | 0% | 0% | 0% | 0% | 0% | 100% | 0% | 0% | 0% | 0% | 0% | 0% | 0% | 0% | 0% | 0% | 0% | 0% | 0% | 0% | 0% | 0% | 100% | 0% | 0% | 0% | 0% | 0% | 0% | 100% | 0% | 0% | 0% | 0% | 0% | 100% | 100% | 0% | 0% | 0% | 0% | 0% | 0% | 0% | 100% | 0 | 1 | 2 | 9 | N/A | N/A | FY22 | FY22 | 0.96207 | Yes
0 |  | 5 | Increase capacity in Yass Transformers | TRUE | Augmentation Expenditure | NCIPAP | NCIPAP | N/A | N/A | N/A | N/A | N/A | No | 0% | N/A | Project | 15 | 17% | 83% | 0.99366 | 0.47538 | 0 | 0 | 0 | 1.469 | 0% | 100% | 0% | 0% | 0% | 0% | 0% | 0% | 100% | 0% | 0% | 0% | 0% | 0% | 0% | 0% | 0% | 0% | 0% | 0% | 0% | 0% | 0% | 0% | 0% | 100% | 0% | 0% | 0% | 0% | 0% | 0% | 100% | 0% | 0% | 0% | 0% | 0% | 100% | 100% | 0% | 0% | 0% | 0% | 0% | 0% | 0% | 100% | 0 | 1 | 2 | 11 | N/A | N/A | FY22 | FY22 | 0.96207 | Yes
0 |  | 6 | Maintain capacity during Climate Change (DLR ) | TRUE | Augmentation Expenditure | NCIPAP | NCIPAP | N/A | N/A | N/A | N/A | N/A | No | 0% | N/A | Project | 15 | 20% | 80% | 0.046754 | 0.12765 | 5.0947 | 0.023103 | 0 | 5.2922 | 25% | 25% | 25% | 25% | 0% | 0% | 0% | 0% | 100% | 0% | 0% | 0% | 0% | 0% | 0% | 0% | 0% | 0% | 0% | 0% | 0% | 0% | 0% | 0% | 0% | 100% | 0% | 0% | 0% | 0% | 0% | 0% | 100% | 0% | 0% | 0% | 0% | 0% | 100% | 100% | 0% | 0% | 0% | 0% | 0% | 0% | 0% | 100% | 0 | 1 | 2 | 13 | N/A | N/A | FY22 | FY22 | 0.96207 | Yes
0 |  | 7 | Auxiliary transformer renewal program | FALSE | Replacement Expenditure | Substation | Repex | N/A | N/A | Substations - Site Establishment and supporting assets | Substations - Safe and Reliable Network | N/A | No | 0% | Safety security & reliability | Program | 0 | 0% | 100% | 0 | 0 | 0 | 0 | 0 | 0 | 0% | 100% | 0% | 0% | 0% | 0% | 0% | 100% | 0% | 0% | 0% | 0% | 0% | 0% | 0% | 0% | 0% | 0% | 0% | 0% | 0% | 0% | 0% | 0% | 0% | 100% | 0% | 0% | 0% | 0% | 0% | 0% | 100% | 100% | 100% | 0% | 0% | 0% | 0% | 0% | 0% | 0% | 0% | 0% | 0% | 0% | 0% | 100% | 0 | 1 | 2 | 15 | N/A | N/A | FY22 | FY22 | 0.96207 | Yes
0 |  | 8 | Circuit Breaker Program | TRUE | Replacement Expenditure | Substation | Repex | N/A | N/A | Substations - Switchbay Equipment | Substations - Safe and Reliable Network | N/A | No | 0% | Safety security & reliability | Program | 0 | 28.65% | 71.35% | 6.457 | 5.87 | 2.935 | 6.457 | 6.7505 | 28.4697 | 10% | 11% | 14% | 32% | 33% | 0% | 0% | 100% | 0% | 0% | 0% | 0% | 0% | 0% | 0% | 0% | 0% | 0% | 0% | 0% | 0% | 0% | 0% | 0% | 0% | 100% | 0% | 0% | 0% | 0% | 0% | 0% | 100% | 100% | 0% | 0% | 100% | 0% | 0% | 0% | 0% | 0% | 0% | 0% | 0% | 0% | 0% | 100% | 0 | 1 | 2 | 17 | N/A | N/A | FY22 | FY22 | 0.96207 | Yes
0 |  | 9 | Cowra substation Secondary Systems Renewal | TRUE | Replacement Expenditure | Digital Infrastructure | Repex | N/A | N/A | DI - Protection systems | DI - Safe and Reliable Network | N/A | Yes | 0% | Safety security & reliability | Project | 0 | 33.12% | 66.88% | 0.49716 | 0.45196 | 0.22598 | 0.49716 | 0.51975 | 2.192 | 10% | 11% | 14% | 32% | 33% | 0% | 0% | 0% | 100% | 0% | 0% | 0% | 0% | 0% | 0% | 0% | 0% | 0% | 0% | 0% | 0% | 0% | 0% | 0% | 0% | 100% | 0% | 0% | 0% | 0% | 0% | 0% | 100% | 0% | 0% | 0% | 0% | 0% | 100% | 100% | 86.55% | 5.851% | 7.594% | 0% | 0% | 0% | 0% | 0% | 0 | 1 | 2 | 19 | N/A | N/A | FY22 | FY22 | 0.96207 | Yes
0 |  | 10 | Dumaresq Secondary Systems Renewal | FALSE | Replacement Expenditure | Digital Infrastructure | Repex | N/A | N/A | DI - Protection systems | DI - Safe and Reliable Network | N/A | No | 0% | Safety security & reliability | Project | 0 | 0% | 100% | 0 | 0 | 0 | 0 | 0 | 0 | 0% | 0% | 0% | 0% | 0% | 0% | 0% | 0% | 86.52% | 0% | 13.48% | 0% | 0% | 0% | 0% | 0% | 0% | 0% | 0% | 0% | 0% | 0% | 0% | 0% | 0% | 100% | 0% | 0% | 0% | 0% | 0% | 0% | 100% | 0% | 0% | 0% | 0% | 0% | 100% | 100% | 38.5% | 42.95% | 5.067% | 0% | 0% | 0% | 13.48% | 0% | 0 | 2 | 4 | 23 | N/A | N/A | FY22 | FY22 | 0.96207 | Yes
0 |  | 11 | Finley Secondary Systems Renewal | TRUE | Replacement Expenditure | Digital Infrastructure | Repex | N/A | N/A | DI - Protection systems | DI - Safe and Reliable Network | N/A | No | 0% | Safety security & reliability | Project | 0 | 37.89% | 62.11% | 0.61981 | 0.56346 | 0.28173 | 0.61981 | 0.64798 | 2.7328 | 10% | 11% | 14% | 32% | 33% | 0% | 0% | 0% | 100% | 0% | 0% | 0% | 0% | 0% | 0% | 0% | 0% | 0% | 0% | 0% | 0% | 0% | 0% | 0% | 0% | 100% | 0% | 0% | 0% | 0% | 0% | 0% | 100% | 0% | 0% | 0% | 0% | 0% | 100% | 100% | 83.57% | 5.022% | 11.41% | 0% | 0% | 0% | 0% | 0% | 0 | 1 | 2 | 25 | N/A | N/A | FY22 | FY22 | 0.96207 | Yes
0 |  | 12 | Fire Extinguisher Renewal | TRUE | Replacement Expenditure | Digital Infrastructure | Repex | N/A | N/A | DI - Network Buildings & Security | DI - Compliance | N/A | No | 0% | Safety security & reliability | Program | 0 | 19.64% | 80.36% | 0.35534 | 0.35534 | 0 | 0 | 0 | 0.71068 | 0% | 100% | 0% | 0% | 0% | 0% | 0% | 0% | 0% | 0% | 100% | 0% | 0% | 0% | 0% | 0% | 0% | 0% | 0% | 0% | 0% | 0% | 0% | 0% | 0% | 100% | 0% | 0% | 0% | 0% | 0% | 0% | 100% | 0% | 0% | 0% | 0% | 0% | 100% | 100% | 0% | 0% | 0% | 100% | 0% | 0% | 0% | 0% | 0 | 1 | 2 | 27 | N/A | N/A | FY22 | FY22 | 0.96207 | Yes
0 |  | 13 | Fit OLCM to OIP bushings | TRUE | Replacement Expenditure | Substation | Repex | N/A | N/A | Substations - Site Establishment and supporting assets | Substations - Safe and Reliable Network | N/A | No | 0% | Safety security & reliability | Program | 0 | 36.21% | 63.79% | 1.0128 | 0.92077 | 0.46039 | 1.0128 | 1.0589 | 4.4657 | 10% | 11% | 14% | 32% | 33% | 0% | 0% | 100% | 0% | 0% | 0% | 0% | 0% | 0% | 0% | 0% | 0% | 0% | 0% | 0% | 0% | 0% | 0% | 0% | 0% | 100% | 0% | 0% | 0% | 0% | 0% | 0% | 100% | 100% | 100% | 0% | 0% | 0% | 0% | 0% | 0% | 0% | 0% | 0% | 0% | 0% | 0% | 100% | 0 | 1 | 2 | 29 | N/A | N/A | FY22 | FY22 | 0.96207 | Yes
0 |  | 14 | Forbes Secondary Systems Renewal | TRUE | Replacement Expenditure | Digital Infrastructure | Repex | N/A | N/A | DI - Protection systems | DI - Safe and Reliable Network | N/A | No | 0% | Safety security & reliability | Project | 0 | 18.86% | 81.14% | 0 | 0 | 0 | 0 | 0 | 0 | 10% | 11% | 14% | 32% | 33% | 0% | 0% | 0% | 100% | 0% | 0% | 0% | 0% | 0% | 0% | 0% | 0% | 0% | 0% | 0% | 0% | 0% | 0% | 0% | 0% | 100% | 0% | 0% | 0% | 0% | 0% | 0% | 100% | 0% | 0% | 0% | 0% | 0% | 100% | 100% | 90.47% | 0% | 9.525% | 0% | 0% | 0% | 0% | 0% | 0 | 1 | 2 | 31 | N/A | N/A | FY22 | FY22 | 0.96207 | Yes
0 |  | 15 | FY24-28 SCADA Secure Remote Access Protocol Refresh | FALSE | Replacement Expenditure | Digital Infrastructure | Repex | N/A | N/A | DI - SCADA | DI - Cyber/physical security | N/A | No | 0% | Safety security & reliability | Program | 0 | 0% | 100% | 0 | 0 | 0 | 0 | 0 | 0 | 0% | 0% | 0% | 0% | 0% | 0% | 0% | 0% | 100% | 0% | 0% | 0% | 0% | 0% | 0% | 0% | 0% | 0% | 0% | 0% | 0% | 0% | 0% | 0% | 0% | 100% | 0% | 0% | 0% | 0% | 0% | 0% | 100% | 0% | 0% | 0% | 0% | 0% | 100% | 100% | 0% | 100% | 0% | 0% | 0% | 0% | 0% | 0% | 0 | 1 | 2 | 33 | N/A | N/A | FY22 | FY22 | 0.96207 | Yes
0 |  | 16 | Gunnedah Secondary Systems Renewal | TRUE | Replacement Expenditure | Digital Infrastructure | Repex | N/A | N/A | DI - Protection systems | DI - Safe and Reliable Network | N/A | No | 0% | Safety security & reliability | Project | 0 | 37.11% | 62.89% | 0 | 0 | 0 | 0 | 0 | 0 | 10% | 11% | 14% | 32% | 33% | 0% | 0% | 0% | 100% | 0% | 0% | 0% | 0% | 0% | 0% | 0% | 0% | 0% | 0% | 0% | 0% | 0% | 0% | 0% | 0% | 100% | 0% | 0% | 0% | 0% | 0% | 0% | 100% | 0% | 0% | 0% | 0% | 0% | 100% | 100% | 78.05% | 17.47% | 4.486% | 0% | 0% | 0% | 0% | 0% | 0 | 1 | 2 | 35 | N/A | N/A | FY22 | FY22 | 0.96207 | Yes
0 |  | 17 | Kemps Creek Secondary Systems Renewal | TRUE | Replacement Expenditure | Digital Infrastructure | Repex | N/A | N/A | DI - Protection systems | DI - Safe and Reliable Network | N/A | No | 0% | Safety security & reliability | Project | 0 | 14.88% | 85.12% | 0 | 0 | 0 | 0 | 0 | 0 | 10% | 11% | 14% | 32% | 33% | 0% | 0% | 0% | 96.67% | 3.334% | 0% | 0% | 0% | 0% | 0% | 0% | 0% | 0% | 0% | 0% | 0% | 0% | 0% | 0% | 0% | 100% | 0% | 0% | 0% | 0% | 0% | 0% | 100% | 0% | 0% | 0% | 0% | 0% | 100% | 100% | 86.63% | 10.04% | 0% | 0% | 3.334% | 0% | 0% | 0% | 0 | 2 | 4 | 39 | N/A | N/A | FY22 | FY22 | 0.96207 | Yes
0 |  | 18 | Kempsey Secondary Systems Renewal | TRUE | Replacement Expenditure | Digital Infrastructure | Repex | N/A | N/A | DI - Protection systems | DI - Safe and Reliable Network | N/A | No | 0% | Safety security & reliability | Project | 0 | 19.7% | 80.3% | 0 | 0 | 1.3636 | 5.4901 | 2.5228 | 9.3765 | 0% | 0% | 0% | 0% | 100% | 0% | 0% | 0% | 95.08% | 0% | 4.924% | 0% | 0% | 0% | 0% | 0% | 0% | 0% | 0% | 0% | 0% | 0% | 0% | 0% | 0% | 100% | 0% | 0% | 0% | 0% | 0% | 0% | 100% | 0% | 0% | 0% | 0% | 0% | 100% | 100% | 54.04% | 29.94% | 11.1% | 0% | 0% | 0% | 4.924% | 0% | 0 | 2 | 4 | 43 | N/A | N/A | FY22 | FY22 | 0.96207 | Yes
0 |  | 19 | Line 1 Refurbishment | FALSE | Replacement Expenditure | Transmission Lines | Repex | N/A | N/A | TL - Transmission towers | TL - Safe and Reliable Network | N/A | No | 0% | Safety security & reliability | Project | 0 | 0% | 100% | 0 | 0 | 0 | 0 | 0 | 0 | 0% | 0% | 0% | 0% | 0% | 100% | 0% | 0% | 0% | 0% | 0% | 0% | 0% | 0% | 0% | 0% | 0% | 0% | 0% | 0% | 0% | 0% | 0% | 0% | 0% | 100% | 100% | 0% | 40% | 60% | 0% | 0% | 0% | 0% | 0% | 0% | 0% | 0% | 100% | 0% | 0% | 0% | 0% | 0% | 0% | 0% | 0% | 100% | 0 | 1 | 2 | 45 | N/A | N/A | FY22 | FY22 | 0.96207 | Yes
0 |  | 20 | Line 11 - Sydney Sth - Dapto - Twr Repl | TRUE | Replacement Expenditure | Transmission Lines | Repex | N/A | N/A | TL - Transmission towers | TL - Safe and Reliable Network | N/A | Yes | 0% | Safety security & reliability | Project | 0 | 8.989% | 91.01% | 0 | 0.28075 | 0.51997 | 0.87995 | 27.0108 | 28.6915 | 0% | 0% | 0% | 0% | 100% | 100% | 0% | 0% | 0% | 0% | 0% | 0% | 0% | 0% | 0% | 0% | 0% | 0% | 0% | 0% | 0% | 0% | 0% | 0% | 0% | 100% | 100% | 0% | 56.62% | 1.846% | 41.54% | 0% | 0% | 0% | 0% | 0% | 0% | 0% | 100% | 0% | 0% | 0% | 0% | 0% | 0% | 0% | 0% | 100% | 0 | 1 | 2 | 47 | N/A | N/A | FY22 | FY22 | 0.96207 | Yes
0 |  | 21 | Line 12 Refurbishment | TRUE | Replacement Expenditure | Transmission Lines | Repex | N/A | N/A | TL - Transmission towers | TL - Safe and Reliable Network | N/A | Yes | 0% | Safety security & reliability | Project | 0 | 12.64% | 87.36% | 0.07876 | 3.8832 | 0 | 0 | 0 | 3.962 | 0% | 100% | 0% | 0% | 0% | 100% | 0% | 0% | 0% | 0% | 0% | 0% | 0% | 0% | 0% | 0% | 0% | 0% | 0% | 0% | 0% | 0% | 0% | 0% | 0% | 100% | 100% | 0% | 25.39% | 21.53% | 53.08% | 0% | 0% | 0% | 0% | 0% | 0% | 0% | 100% | 0% | 0% | 0% | 0% | 0% | 0% | 0% | 0% | 100% | 0 | 1 | 2 | 49 | N/A | N/A | FY22 | FY22 | 0.96207 | Yes
0 |  | 22 | Line 12/76 Refurbishment | TRUE | Replacement Expenditure | Transmission Lines | Repex | N/A | N/A | TL - Transmission towers | TL - Safe and Reliable Network | N/A | No | 0% | Safety security & reliability | Project | 0 | 13.32% | 86.68% | 4.502 | 0.23886 | 0 | 0 | 0 | 4.7409 | 0% | 100% | 0% | 0% | 0% | 100% | 0% | 0% | 0% | 0% | 0% | 0% | 0% | 0% | 0% | 0% | 0% | 0% | 0% | 0% | 0% | 0% | 0% | 0% | 0% | 100% | 100% | 0% | 5.541% | 50.52% | 43.94% | 0% | 0% | 0% | 0% | 0% | 0% | 0% | 100% | 0% | 0% | 0% | 0% | 0% | 0% | 0% | 0% | 100% | 0 | 1 | 2 | 51 | N/A | N/A | FY22 | FY22 | 0.96207 | Yes
0 |  | 23 | Line 13 kemps creek sydney south refurb | TRUE | Replacement Expenditure | Transmission Lines | Repex | N/A | N/A | TL - Transmission towers | TL - Safe and Reliable Network | N/A | Yes | 0% | Safety security & reliability | Project | 0 | 13.04% | 86.96% | 2.5593 | 0 | 0 | 0 | 0 | 2.5593 | 100% | 0% | 0% | 0% | 0% | 100% | 0% | 0% | 0% | 0% | 0% | 0% | 0% | 0% | 0% | 0% | 0% | 0% | 0% | 0% | 0% | 0% | 0% | 0% | 0% | 100% | 100% | 0% | 38.82% | 32.91% | 28.27% | 0% | 0% | 0% | 0% | 0% | 0% | 0% | 100% | 0% | 0% | 0% | 0% | 0% | 0% | 0% | 0% | 100% | 0 | 1 | 2 | 53 | N/A | N/A | FY22 | FY22 | 0.96207 | Yes
0 |  | 24 | Line 13/78 Refurbishment | TRUE | Replacement Expenditure | Transmission Lines | Repex | N/A | N/A | TL - Transmission towers | TL - Safe and Reliable Network | N/A | No | 0% | Safety security & reliability | Project | 0 | 13.49% | 86.51% | 3.7987 | 0 | 0 | 0 | 0 | 3.7987 | 100% | 0% | 0% | 0% | 0% | 100% | 0% | 0% | 0% | 0% | 0% | 0% | 0% | 0% | 0% | 0% | 0% | 0% | 0% | 0% | 0% | 0% | 0% | 0% | 0% | 100% | 100% | 0% | 6.448% | 53.66% | 39.89% | 0% | 0% | 0% | 0% | 0% | 0% | 0% | 100% | 0% | 0% | 0% | 0% | 0% | 0% | 0% | 0% | 100% | 0 | 1 | 2 | 55 | N/A | N/A | FY22 | FY22 | 0.96207 | Yes
0 |  | 25 | Line 16 Marulan Avon refurb | TRUE | Replacement Expenditure | Transmission Lines | Repex | N/A | N/A | TL - Transmission towers | TL - Safe and Reliable Network | N/A | Yes | 0% | Safety security & reliability | Project | 0 | 13.38% | 86.62% | 0.53591 | 6.9406 | 0 | 0 | 0 | 7.4765 | 0% | 100% | 0% | 0% | 0% | 100% | 0% | 0% | 0% | 0% | 0% | 0% | 0% | 0% | 0% | 0% | 0% | 0% | 0% | 0% | 0% | 0% | 0% | 0% | 0% | 100% | 100% | 0% | 21.51% | 47.1% | 31.39% | 0% | 0% | 0% | 0% | 0% | 0% | 0% | 100% | 0% | 0% | 0% | 0% | 0% | 0% | 0% | 0% | 100% | 0 | 1 | 2 | 57 | N/A | N/A | FY22 | FY22 | 0.96207 | Yes
0 |  | 26 | Line 24/90 Refurbishment | TRUE | Replacement Expenditure | Transmission Lines | Repex | N/A | N/A | TL - Transmission towers | TL - Safe and Reliable Network | N/A | No | 0% | Safety security & reliability | Project | 0 | 25.3% | 74.7% | 0.87237 | 0 | 0 | 0 | 0 | 0.87237 | 100% | 0% | 0% | 0% | 0% | 100% | 0% | 0% | 0% | 0% | 0% | 0% | 0% | 0% | 0% | 0% | 0% | 0% | 0% | 0% | 0% | 0% | 0% | 0% | 0% | 100% | 100% | 0% | 8.479% | 80.57% | 10.95% | 0% | 0% | 0% | 0% | 0% | 0% | 0% | 100% | 0% | 0% | 0% | 0% | 0% | 0% | 0% | 0% | 100% | 0 | 1 | 2 | 59 | N/A | N/A | FY22 | FY22 | 0.96207 | Yes
0 |  | 27 | Line 25/92 Refurbishment | TRUE | Replacement Expenditure | Transmission Lines | Repex | N/A | N/A | TL - Transmission towers | TL - Safe and Reliable Network | N/A | No | 0% | Safety security & reliability | Project | 0 | 12.56% | 87.44% | 0 | 0 | 0.058275 | 3.0713 | 0.15163 | 3.2812 | 0% | 0% | 0% | 0% | 100% | 100% | 0% | 0% | 0% | 0% | 0% | 0% | 0% | 0% | 0% | 0% | 0% | 0% | 0% | 0% | 0% | 0% | 0% | 0% | 0% | 100% | 100% | 0% | 38.04% | 55.6% | 6.352% | 0% | 0% | 0% | 0% | 0% | 0% | 0% | 100% | 0% | 0% | 0% | 0% | 0% | 0% | 0% | 0% | 100% | 0 | 1 | 2 | 61 | N/A | N/A | FY22 | FY22 | 0.96207 | Yes
0 |  | 28 | Line 25/93 Refubishment | FALSE | Replacement Expenditure | Transmission Lines | Repex | N/A | N/A | TL - Transmission towers | TL - Safe and Reliable Network | N/A | No | 0% | Safety security & reliability | Project | 0 | 0% | 100% | 0 | 0 | 0 | 0 | 0 | 0 | 0% | 0% | 0% | 0% | 0% | 100% | 0% | 0% | 0% | 0% | 0% | 0% | 0% | 0% | 0% | 0% | 0% | 0% | 0% | 0% | 0% | 0% | 0% | 0% | 0% | 100% | 100% | 0% | 0% | 100% | 0% | 0% | 0% | 0% | 0% | 0% | 0% | 0% | 100% | 0% | 0% | 0% | 0% | 0% | 0% | 0% | 0% | 100% | 0 | 1 | 2 | 63 | N/A | N/A | FY22 | FY22 | 0.96207 | Yes
0 |  | 29 | Line 29/26 Refurbishment | TRUE | Replacement Expenditure | Transmission Lines | Repex | N/A | N/A | TL - Transmission towers | TL - Safe and Reliable Network | N/A | No | 0% | Safety security & reliability | Project | 0 | 12.96% | 87.04% | 0 | 0 | 0 | 0.082344 | 4.0599 | 4.1423 | 0% | 0% | 0% | 0% | 100% | 100% | 0% | 0% | 0% | 0% | 0% | 0% | 0% | 0% | 0% | 0% | 0% | 0% | 0% | 0% | 0% | 0% | 0% | 0% | 0% | 100% | 100% | 0% | 36.14% | 43.25% | 20.61% | 0% | 0% | 0% | 0% | 0% | 0% | 0% | 100% | 0% | 0% | 0% | 0% | 0% | 0% | 0% | 0% | 100% | 0 | 1 | 2 | 65 | N/A | N/A | FY22 | FY22 | 0.96207 | Yes
0 |  | 30 | Line 76/77 Refurbishment | FALSE | Replacement Expenditure | Transmission Lines | Repex | N/A | N/A | TL - Transmission towers | TL - Safe and Reliable Network | N/A | No | 0% | Safety security & reliability | Project | 0 | 0% | 100% | 0 | 0 | 0 | 0 | 0 | 0 | 0% | 0% | 0% | 0% | 0% | 100% | 0% | 0% | 0% | 0% | 0% | 0% | 0% | 0% | 0% | 0% | 0% | 0% | 0% | 0% | 0% | 0% | 0% | 0% | 0% | 100% | 100% | 0% | 40% | 60% | 0% | 0% | 0% | 0% | 0% | 0% | 0% | 0% | 100% | 0% | 0% | 0% | 0% | 0% | 0% | 0% | 0% | 100% | 0 | 1 | 2 | 67 | N/A | N/A | FY22 | FY22 | 0.96207 | Yes
0 |  | 31 | Line 76/78 Refurbishment | TRUE | Replacement Expenditure | Transmission Lines | Repex | N/A | N/A | TL - Transmission towers | TL - Safe and Reliable Network | N/A | No | 0% | Safety security & reliability | Project | 0 | 12.63% | 87.37% | 3.0778 | 0 | 0 | 0 | 0 | 3.0778 | 100% | 0% | 0% | 0% | 0% | 100% | 0% | 0% | 0% | 0% | 0% | 0% | 0% | 0% | 0% | 0% | 0% | 0% | 0% | 0% | 0% | 0% | 0% | 0% | 0% | 100% | 100% | 0% | 9.25% | 75.22% | 15.53% | 0% | 0% | 0% | 0% | 0% | 0% | 0% | 100% | 0% | 0% | 0% | 0% | 0% | 0% | 0% | 0% | 100% | 0 | 1 | 2 | 69 | N/A | N/A | FY22 | FY22 | 0.96207 | Yes
0 |  | 32 | Line 82 Refurbishment | FALSE | Replacement Expenditure | Transmission Lines | Repex | N/A | N/A | TL - Transmission towers | TL - Safe and Reliable Network | N/A | No | 0% | Safety security & reliability | Project | 0 | 0% | 100% | 0 | 0 | 0 | 0 | 0 | 0 | 0% | 0% | 0% | 0% | 0% | 100% | 0% | 0% | 0% | 0% | 0% | 0% | 0% | 0% | 0% | 0% | 0% | 0% | 0% | 0% | 0% | 0% | 0% | 0% | 0% | 100% | 100% | 0% | 0% | 100% | 0% | 0% | 0% | 0% | 0% | 0% | 0% | 0% | 100% | 0% | 0% | 0% | 0% | 0% | 0% | 0% | 0% | 100% | 0 | 1 | 2 | 71 | N/A | N/A | FY22 | FY22 | 0.96207 | Yes
0 |  | 33 | Line 82/95 Refurbishment | TRUE | Replacement Expenditure | Transmission Lines | Repex | N/A | N/A | TL - Transmission towers | TL - Safe and Reliable Network | N/A | No | 0% | Safety security & reliability | Project | 0 | 12.67% | 87.33% | 0 | 0.069177 | 3.6459 | 0.17999 | 0 | 3.8951 | 0% | 0% | 0% | 100% | 0% | 100% | 0% | 0% | 0% | 0% | 0% | 0% | 0% | 0% | 0% | 0% | 0% | 0% | 0% | 0% | 0% | 0% | 0% | 0% | 0% | 100% | 100% | 0% | 27.33% | 57.53% | 15.15% | 0% | 0% | 0% | 0% | 0% | 0% | 0% | 100% | 0% | 0% | 0% | 0% | 0% | 0% | 0% | 0% | 100% | 0 | 1 | 2 | 73 | N/A | N/A | FY22 | FY22 | 0.96207 | Yes
0 |  | 34 | Line 8C/8E Refurbishment | TRUE | Replacement Expenditure | Transmission Lines | Repex | N/A | N/A | TL - Insulators | TL - Safe and Reliable Network | N/A | No | 0% | Safety security & reliability | Project | 0 | 13.23% | 86.77% | 0 | 0.12892 | 0.29539 | 3.6147 | 13.0702 | 17.1092 | 0% | 0% | 0% | 0% | 100% | 100% | 0% | 0% | 0% | 0% | 0% | 0% | 0% | 0% | 0% | 0% | 0% | 0% | 0% | 0% | 0% | 0% | 0% | 0% | 0% | 100% | 100% | 0% | 12.62% | 73.87% | 13.51% | 0% | 0% | 0% | 0% | 0% | 0% | 0% | 100% | 0% | 0% | 0% | 0% | 0% | 0% | 0% | 0% | 100% | 0 | 1 | 2 | 75 | N/A | N/A | FY22 | FY22 | 0.96207 | Yes
0 |  | 35 | Line 8C/8J Refurbishment | TRUE | Replacement Expenditure | Transmission Lines | Repex | N/A | N/A | TL - Insulators | TL - Safe and Reliable Network | N/A | No | 0% | Safety security & reliability | Project | 0 | 12.6% | 87.4% | 0.083842 | 0.49764 | 7.006 | 0 | 0 | 7.5875 | 0% | 0% | 100% | 0% | 0% | 100% | 0% | 0% | 0% | 0% | 0% | 0% | 0% | 0% | 0% | 0% | 0% | 0% | 0% | 0% | 0% | 0% | 0% | 0% | 0% | 100% | 100% | 0% | 2.093% | 91.56% | 6.345% | 0% | 0% | 0% | 0% | 0% | 0% | 0% | 100% | 0% | 0% | 0% | 0% | 0% | 0% | 0% | 0% | 100% | 0 | 1 | 2 | 77 | N/A | N/A | FY22 | FY22 | 0.96207 | Yes
0 |  | 36 | Line 8L/8M Refurbishment | TRUE | Replacement Expenditure | Transmission Lines | Repex | N/A | N/A | TL - Insulators | TL - Safe and Reliable Network | N/A | No | 0% | Safety security & reliability | Project | 0 | 12.46% | 87.54% | 0 | 0 | 0 | 0 | 0.074717 | 0.074717 | 0% | 0% | 0% | 0% | 0% | 100% | 0% | 0% | 0% | 0% | 0% | 0% | 0% | 0% | 0% | 0% | 0% | 0% | 0% | 0% | 0% | 0% | 0% | 0% | 0% | 100% | 100% | 0% | 4.217% | 77.51% | 18.27% | 0% | 0% | 0% | 0% | 0% | 0% | 0% | 100% | 0% | 0% | 0% | 0% | 0% | 0% | 0% | 0% | 100% | 0 | 1 | 2 | 79 | N/A | N/A | FY22 | FY22 | 0.96207 | Yes
0 |  | 37 | Line 90/92 Refurbishment | TRUE | Replacement Expenditure | Transmission Lines | Repex | N/A | N/A | TL - Transmission towers | TL - Safe and Reliable Network | N/A | No | 0% | Safety security & reliability | Project | 0 | 24.58% | 75.42% | 0.033136 | 1.1577 | 0 | 0 | 0 | 1.1909 | 0% | 100% | 0% | 0% | 0% | 100% | 0% | 0% | 0% | 0% | 0% | 0% | 0% | 0% | 0% | 0% | 0% | 0% | 0% | 0% | 0% | 0% | 0% | 0% | 0% | 100% | 100% | 0% | 1.741% | 92.28% | 5.981% | 0% | 0% | 0% | 0% | 0% | 0% | 0% | 100% | 0% | 0% | 0% | 0% | 0% | 0% | 0% | 0% | 100% | 0 | 1 | 2 | 81 | N/A | N/A | FY22 | FY22 | 0.96207 | Yes
0 |  | 38 | Line 92/93 Refurbishment | TRUE | Replacement Expenditure | Transmission Lines | Repex | N/A | N/A | TL - Transmission towers | TL - Safe and Reliable Network | N/A | No | 0% | Safety security & reliability | Project | 0 | 23.5% | 76.5% | 0.051985 | 2.0387 | 0 | 0 | 0 | 2.0907 | 0% | 100% | 0% | 0% | 0% | 100% | 0% | 0% | 0% | 0% | 0% | 0% | 0% | 0% | 0% | 0% | 0% | 0% | 0% | 0% | 0% | 0% | 0% | 0% | 0% | 100% | 100% | 0% | 1.736% | 45.68% | 52.58% | 0% | 0% | 0% | 0% | 0% | 0% | 0% | 100% | 0% | 0% | 0% | 0% | 0% | 0% | 0% | 0% | 100% | 0 | 1 | 2 | 83 | N/A | N/A | FY22 | FY22 | 0.96207 | Yes
0 |  | 39 | Line 94/96 Refurbishment | TRUE | Replacement Expenditure | Transmission Lines | Repex | N/A | N/A | TL - Transmission towers | TL - Safe and Reliable Network | N/A | No | 0% | Safety security & reliability | Project | 0 | 12.37% | 87.63% | 0 | 0 | 0.054737 | 2.8849 | 0.14242 | 3.082 | 0% | 0% | 0% | 0% | 100% | 100% | 0% | 0% | 0% | 0% | 0% | 0% | 0% | 0% | 0% | 0% | 0% | 0% | 0% | 0% | 0% | 0% | 0% | 0% | 0% | 100% | 100% | 0% | 34.95% | 43.36% | 21.69% | 0% | 0% | 0% | 0% | 0% | 0% | 0% | 100% | 0% | 0% | 0% | 0% | 0% | 0% | 0% | 0% | 100% | 0 | 1 | 2 | 85 | N/A | N/A | FY22 | FY22 | 0.96207 | Yes
0 |  | 40 | Line 947 Refurbishment | TRUE | Replacement Expenditure | Transmission Lines | Repex | N/A | N/A | TL - Transmission poles | TL - Safe and Reliable Network | N/A | No | 0% | Safety security & reliability | Project | 0 | 13.54% | 86.46% | 0 | 0 | 0 | 0.12453 | 4.8837 | 5.0082 | 0% | 0% | 0% | 0% | 100% | 100% | 0% | 0% | 0% | 0% | 0% | 0% | 0% | 0% | 0% | 0% | 0% | 0% | 0% | 0% | 0% | 0% | 0% | 0% | 0% | 100% | 100% | 95.81% | 0% | 0.8544% | 3.337% | 0% | 0% | 0% | 0% | 0% | 0% | 0% | 100% | 0% | 0% | 0% | 0% | 0% | 0% | 0% | 0% | 100% | 0 | 1 | 2 | 87 | N/A | N/A | FY22 | FY22 | 0.96207 | Yes
0 |  | 41 | Line 94M Refurbishment | TRUE | Replacement Expenditure | Transmission Lines | Repex | N/A | N/A | TL - Transmission poles | TL - Safe and Reliable Network | N/A | No | 0% | Safety security & reliability | Project | 0 | 13.72% | 86.28% | 0 | 0.14174 | 6.2332 | 0 | 0 | 6.375 | 0% | 0% | 100% | 0% | 0% | 100% | 0% | 0% | 0% | 0% | 0% | 0% | 0% | 0% | 0% | 0% | 0% | 0% | 0% | 0% | 0% | 0% | 0% | 0% | 0% | 100% | 100% | 95.94% | 0% | 0.7187% | 3.344% | 0% | 0% | 0% | 0% | 0% | 0% | 0% | 100% | 0% | 0% | 0% | 0% | 0% | 0% | 0% | 0% | 100% | 0 | 1 | 2 | 89 | N/A | N/A | FY22 | FY22 | 0.96207 | Yes
0 |  | 42 | Line 94U Refurbishment | TRUE | Replacement Expenditure | Transmission Lines | Repex | N/A | N/A | TL - Transmission poles | TL - Safe and Reliable Network | N/A | No | 0% | Safety security & reliability | Project | 0 | 9.829% | 90.17% | 0 | 0 | 0.31384 | 16.5409 | 0.81659 | 17.6713 | 0% | 0% | 0% | 0% | 100% | 100% | 0% | 0% | 0% | 0% | 0% | 0% | 0% | 0% | 0% | 0% | 0% | 0% | 0% | 0% | 0% | 0% | 0% | 0% | 0% | 100% | 100% | 90.61% | 0% | 3.552% | 5.841% | 0% | 0% | 0% | 0% | 0% | 0% | 0% | 100% | 0% | 0% | 0% | 0% | 0% | 0% | 0% | 0% | 100% | 0 | 1 | 2 | 91 | N/A | N/A | FY22 | FY22 | 0.96207 | Yes
0 |  | 43 | Line 95 Refurbishment | TRUE | Replacement Expenditure | Transmission Lines | Repex | N/A | N/A | TL - Transmission towers | TL - Safe and Reliable Network | N/A | No | 0% | Safety security & reliability | Project | 0 | 25.83% | 74.17% | 0 | 0.045283 | 1.7759 | 0 | 0 | 1.8212 | 0% | 0% | 100% | 0% | 0% | 100% | 0% | 0% | 0% | 0% | 0% | 0% | 0% | 0% | 0% | 0% | 0% | 0% | 0% | 0% | 0% | 0% | 0% | 0% | 0% | 100% | 100% | 0% | 67.78% | 26.15% | 6.068% | 0% | 0% | 0% | 0% | 0% | 0% | 0% | 100% | 0% | 0% | 0% | 0% | 0% | 0% | 0% | 0% | 100% | 0 | 1 | 2 | 93 | N/A | N/A | FY22 | FY22 | 0.96207 | Yes
0 |  | 44 | Line 963 Refurb | TRUE | Replacement Expenditure | Transmission Lines | Repex | N/A | N/A | TL - Transmission poles | TL - Safe and Reliable Network | N/A | No | 0% | Safety security & reliability | Project | 0 | 12.81% | 87.19% | 0.10283 | 2.6135 | 4.5767 | 0 | 0 | 7.293 | 0% | 0% | 100% | 0% | 0% | 100% | 0% | 0% | 0% | 0% | 0% | 0% | 0% | 0% | 0% | 0% | 0% | 0% | 0% | 0% | 0% | 0% | 0% | 0% | 0% | 100% | 100% | 43.62% | 0% | 33.06% | 23.32% | 0% | 0% | 0% | 0% | 0% | 0% | 0% | 100% | 0% | 0% | 0% | 0% | 0% | 0% | 0% | 0% | 100% | 0 | 1 | 2 | 95 | N/A | N/A | FY22 | FY22 | 0.96207 | Yes
0 |  | 45 | Line 963/96P Refurbishment | FALSE | Replacement Expenditure | Transmission Lines | Repex | N/A | N/A | TL - Transmission poles | TL - Safe and Reliable Network | N/A | No | 0% | Safety security & reliability | Project | 0 | 0% | 100% | 0 | 0 | 0 | 0 | 0 | 0 | 0% | 0% | 0% | 0% | 0% | 100% | 0% | 0% | 0% | 0% | 0% | 0% | 0% | 0% | 0% | 0% | 0% | 0% | 0% | 0% | 0% | 0% | 0% | 0% | 0% | 100% | 100% | 0% | 0% | 100% | 0% | 0% | 0% | 0% | 0% | 0% | 0% | 0% | 100% | 0% | 0% | 0% | 0% | 0% | 0% | 0% | 0% | 100% | 0 | 1 | 2 | 97 | N/A | N/A | FY22 | FY22 | 0.96207 | Yes
0 |  | 46 | Line 964 Refurbishment | TRUE | Replacement Expenditure | Transmission Lines | Repex | N/A | N/A | TL - Transmission poles | TL - Safe and Reliable Network | N/A | No | 0% | Safety security & reliability | Project | 0 | 12.8% | 87.2% | 0.063137 | 2.4761 | 0 | 0 | 0 | 2.5392 | 0% | 100% | 0% | 0% | 0% | 100% | 0% | 0% | 0% | 0% | 0% | 0% | 0% | 0% | 0% | 0% | 0% | 0% | 0% | 0% | 0% | 0% | 0% | 0% | 0% | 100% | 100% | 66.99% | 0% | 29.58% | 3.424% | 0% | 0% | 0% | 0% | 0% | 0% | 0% | 100% | 0% | 0% | 0% | 0% | 0% | 0% | 0% | 0% | 100% | 0 | 1 | 2 | 99 | N/A | N/A | FY22 | FY22 | 0.96207 | Yes
0 |  | 47 | Line 965 Refurbishment | FALSE | Replacement Expenditure | Transmission Lines | Repex | N/A | N/A | TL - Transmission poles | TL - Safe and Reliable Network | N/A | No | 0% | Safety security & reliability | Project | 0 | 0% | 100% | 0 | 0 | 0 | 0 | 0 | 0 | 0% | 0% | 0% | 0% | 0% | 100% | 0% | 0% | 0% | 0% | 0% | 0% | 0% | 0% | 0% | 0% | 0% | 0% | 0% | 0% | 0% | 0% | 0% | 0% | 0% | 100% | 100% | 70% | 0% | 30% | 0% | 0% | 0% | 0% | 0% | 0% | 0% | 0% | 100% | 0% | 0% | 0% | 0% | 0% | 0% | 0% | 0% | 100% | 0 | 1 | 2 | 101 | N/A | N/A | FY22 | FY22 | 0.96207 | Yes
0 |  | 48 | Line 966 Refurbishment | TRUE | Replacement Expenditure | Transmission Lines | Repex | N/A | N/A | TL - Transmission poles | TL - Safe and Reliable Network | N/A | No | 0% | Safety security & reliability | Project | 0 | 13.53% | 86.47% | 0.24474 | 12.0668 | 0 | 0 | 0 | 12.3116 | 0% | 100% | 0% | 0% | 0% | 100% | 0% | 0% | 0% | 0% | 0% | 0% | 0% | 0% | 0% | 0% | 0% | 0% | 0% | 0% | 0% | 0% | 0% | 0% | 0% | 100% | 100% | 95.98% | 0% | 0.8171% | 3.199% | 0% | 0% | 0% | 0% | 0% | 0% | 0% | 100% | 0% | 0% | 0% | 0% | 0% | 0% | 0% | 0% | 100% | 0 | 1 | 2 | 103 | N/A | N/A | FY22 | FY22 | 0.96207 | Yes
0 |  | 49 | Line 977/1 Refurbishment | TRUE | Replacement Expenditure | Transmission Lines | Repex | N/A | N/A | TL - Transmission poles | TL - Safe and Reliable Network | N/A | No | 0% | Safety security & reliability | Project | 0 | 14.19% | 85.81% | 0.091376 | 0.54237 | 7.6356 | 0 | 0 | 8.2693 | 0% | 0% | 100% | 0% | 0% | 100% | 0% | 0% | 0% | 0% | 0% | 0% | 0% | 0% | 0% | 0% | 0% | 0% | 0% | 0% | 0% | 0% | 0% | 0% | 0% | 100% | 100% | 45.22% | 0% | 51.41% | 3.378% | 0% | 0% | 0% | 0% | 0% | 0% | 0% | 100% | 0% | 0% | 0% | 0% | 0% | 0% | 0% | 0% | 100% | 0 | 1 | 2 | 105 | N/A | N/A | FY22 | FY22 | 0.96207 | Yes
0 |  | 50 | Line 978 Refurbishment | FALSE | Replacement Expenditure | Transmission Lines | Repex | N/A | N/A | TL - Transmission poles | TL - Safe and Reliable Network | N/A | No | 0% | Safety security & reliability | Project | 0 | 0% | 100% | 0 | 0 | 0 | 0 | 0 | 0 | 0% | 0% | 0% | 0% | 0% | 100% | 0% | 0% | 0% | 0% | 0% | 0% | 0% | 0% | 0% | 0% | 0% | 0% | 0% | 0% | 0% | 0% | 0% | 0% | 0% | 100% | 100% | 0% | 0% | 100% | 0% | 0% | 0% | 0% | 0% | 0% | 0% | 0% | 100% | 0% | 0% | 0% | 0% | 0% | 0% | 0% | 0% | 100% | 0 | 1 | 2 | 107 | N/A | N/A | FY22 | FY22 | 0.96207 | Yes
0 |  | 51 | Line 991 Refurbishment | FALSE | Replacement Expenditure | Transmission Lines | Repex | N/A | N/A | TL - Transmission poles | TL - Safe and Reliable Network | N/A | No | 0% | Safety security & reliability | Project | 0 | 0% | 100% | 0 | 0 | 0 | 0 | 0 | 0 | 0% | 0% | 0% | 0% | 0% | 100% | 0% | 0% | 0% | 0% | 0% | 0% | 0% | 0% | 0% | 0% | 0% | 0% | 0% | 0% | 0% | 0% | 0% | 0% | 0% | 100% | 100% | 70% | 0% | 30% | 0% | 0% | 0% | 0% | 0% | 0% | 0% | 0% | 100% | 0% | 0% | 0% | 0% | 0% | 0% | 0% | 0% | 100% | 0 | 1 | 2 | 109 | N/A | N/A | FY22 | FY22 | 0.96207 | Yes
0 |  | 52 | Line 99B Refurbishment | TRUE | Replacement Expenditure | Transmission Lines | Repex | N/A | N/A | TL - Transmission poles | TL - Safe and Reliable Network | N/A | No | 0% | Safety security & reliability | Project | 0 | 12.79% | 87.21% | 0.076323 | 2.9932 | 0 | 0 | 0 | 3.0695 | 0% | 100% | 0% | 0% | 0% | 100% | 0% | 0% | 0% | 0% | 0% | 0% | 0% | 0% | 0% | 0% | 0% | 0% | 0% | 0% | 0% | 0% | 0% | 0% | 0% | 100% | 100% | 96.02% | 0% | 0.9221% | 3.054% | 0% | 0% | 0% | 0% | 0% | 0% | 0% | 100% | 0% | 0% | 0% | 0% | 0% | 0% | 0% | 0% | 100% | 0 | 1 | 2 | 111 | N/A | N/A | FY22 | FY22 | 0.96207 | Yes
0 |  | 53 | Line 99Z Refurbishment | TRUE | Replacement Expenditure | Transmission Lines | Repex | N/A | N/A | TL - Transmission poles | TL - Safe and Reliable Network | N/A | Yes | 0% | Safety security & reliability | Project | 0 | 12.55% | 87.45% | 2.499 | 0 | 0 | 0 | 0 | 2.499 | 100% | 0% | 0% | 0% | 0% | 100% | 0% | 0% | 0% | 0% | 0% | 0% | 0% | 0% | 0% | 0% | 0% | 0% | 0% | 0% | 0% | 0% | 0% | 0% | 0% | 100% | 100% | 95.51% | 0% | 1.728% | 2.766% | 0% | 0% | 0% | 0% | 0% | 0% | 0% | 100% | 0% | 0% | 0% | 0% | 0% | 0% | 0% | 0% | 100% | 0 | 1 | 2 | 113 | N/A | N/A | FY22 | FY22 | 0.96207 | Yes
0 |  | 54 | Line 9ML Refurbishment | TRUE | Replacement Expenditure | Transmission Lines | Repex | N/A | N/A | TL - Transmission poles | TL - Safe and Reliable Network | N/A | No | 0% | Safety security & reliability | Project | 0 | 13.71% | 86.29% | 4.5837 | 0 | 0 | 0 | 0 | 4.5837 | 100% | 0% | 0% | 0% | 0% | 100% | 0% | 0% | 0% | 0% | 0% | 0% | 0% | 0% | 0% | 0% | 0% | 0% | 0% | 0% | 0% | 0% | 0% | 0% | 0% | 100% | 100% | 95.83% | 0% | 0.737% | 3.429% | 0% | 0% | 0% | 0% | 0% | 0% | 0% | 100% | 0% | 0% | 0% | 0% | 0% | 0% | 0% | 0% | 100% | 0 | 1 | 2 | 115 | N/A | N/A | FY22 | FY22 | 0.96207 | Yes
0 |  | 55 | Line 9W/96 Refurbishment | TRUE | Replacement Expenditure | Transmission Lines | Repex | N/A | N/A | TL - Transmission towers | TL - Safe and Reliable Network | N/A | No | 0% | Safety security & reliability | Project | 0 | 24.97% | 75.03% | 0 | 0 | 0.032022 | 1.1188 | 0 | 1.1508 | 0% | 0% | 0% | 100% | 0% | 100% | 0% | 0% | 0% | 0% | 0% | 0% | 0% | 0% | 0% | 0% | 0% | 0% | 0% | 0% | 0% | 0% | 0% | 0% | 0% | 100% | 100% | 0% | 9.579% | 90.42% | 0% | 0% | 0% | 0% | 0% | 0% | 0% | 0% | 100% | 0% | 0% | 0% | 0% | 0% | 0% | 0% | 0% | 100% | 0 | 1 | 2 | 117 | N/A | N/A | FY22 | FY22 | 0.96207 | Yes
0 |  | 56 | Nambucca Secondary Systems Renewal | TRUE | Replacement Expenditure | Digital Infrastructure | Repex | N/A | N/A | DI - Protection systems | DI - Safe and Reliable Network | N/A | No | 0% | Safety security & reliability | Project | 0 | 19.9% | 80.1% | 0 | 0 | 0 | 0 | 0 | 0 | 0% | 0% | 0% | 0% | 100% | 0% | 0% | 0% | 95.11% | 0% | 4.89% | 0% | 0% | 0% | 0% | 0% | 0% | 0% | 0% | 0% | 0% | 0% | 0% | 0% | 0% | 100% | 0% | 0% | 0% | 0% | 0% | 0% | 100% | 0% | 0% | 0% | 0% | 0% | 100% | 100% | 43.19% | 47.78% | 4.134% | 0% | 0% | 0% | 4.89% | 0% | 0 | 2 | 4 | 121 | N/A | N/A | FY22 | FY22 | 0.96207 | Yes
0 |  | 57 | Narrabri Secondary Systems Renewal | TRUE | Replacement Expenditure | Digital Infrastructure | Repex | N/A | N/A | DI - Protection systems | DI - Safe and Reliable Network | N/A | No | 0% | Safety security & reliability | Project | 0 | 19.43% | 80.57% | 1.6996 | 6.2558 | 1.9678 | 0 | 0 | 9.9233 | 0% | 0% | 100% | 0% | 0% | 0% | 0% | 0% | 87.66% | 0% | 12.34% | 0% | 0% | 0% | 0% | 0% | 0% | 0% | 0% | 0% | 0% | 0% | 0% | 0% | 0% | 100% | 0% | 0% | 0% | 0% | 0% | 0% | 100% | 0% | 0% | 0% | 0% | 0% | 100% | 100% | 67.4% | 16.08% | 4.174% | 0% | 0% | 0% | 12.34% | 0% | 0 | 2 | 4 | 125 | N/A | N/A | FY22 | FY22 | 0.96207 | Yes
0 |  | 58 | Newcastle Secondary Systems Renewal | TRUE | Replacement Expenditure | Digital Infrastructure | Repex | N/A | N/A | DI - Protection systems | DI - Safe and Reliable Network | N/A | No | 0% | Safety security & reliability | Project | 0 | 14.59% | 85.41% | 1.7017 | 1.547 | 0.77351 | 1.7017 | 1.7791 | 7.5031 | 10% | 11% | 14% | 32% | 33% | 0% | 0% | 0% | 92.57% | 0% | 7.426% | 0% | 0% | 0% | 0% | 0% | 0% | 0% | 0% | 0% | 0% | 0% | 0% | 0% | 0% | 100% | 0% | 0% | 0% | 0% | 0% | 0% | 100% | 0% | 0% | 0% | 0% | 0% | 100% | 100% | 76.03% | 2.419% | 14.13% | 0% | 0% | 0% | 7.426% | 0% | 0 | 2 | 4 | 129 | N/A | N/A | FY22 | FY22 | 0.96207 | Yes
0 |  | 59 | OLCM replacements | FALSE | Replacement Expenditure | Substation | Repex | N/A | N/A | Substations - Site Establishment and supporting assets | Substations - Safe and Reliable Network | N/A | No | 0% | Safety security & reliability | Program | 0 | 0% | 100% | 0 | 0 | 0 | 0 | 0 | 0 | 10% | 11% | 14% | 32% | 33% | 0% | 0% | 100% | 0% | 0% | 0% | 0% | 0% | 0% | 0% | 0% | 0% | 0% | 0% | 0% | 0% | 0% | 0% | 0% | 0% | 100% | 0% | 0% | 0% | 0% | 0% | 0% | 100% | 100% | 100% | 0% | 0% | 0% | 0% | 0% | 0% | 0% | 0% | 0% | 0% | 0% | 0% | 100% | 0 | 1 | 2 | 131 | N/A | N/A | FY22 | FY22 | 0.96207 | Yes
0 |  | 60 | Panorama Secondary Systems Renewal | TRUE | Replacement Expenditure | Digital Infrastructure | Repex | N/A | N/A | DI - Protection systems | DI - Safe and Reliable Network | N/A | No | 0% | Safety security & reliability | Project | 0 | 37.12% | 62.88% | 0.47331 | 0.43028 | 0.21514 | 0.47331 | 0.49482 | 2.0868 | 10% | 11% | 14% | 32% | 33% | 0% | 0% | 0% | 100% | 0% | 0% | 0% | 0% | 0% | 0% | 0% | 0% | 0% | 0% | 0% | 0% | 0% | 0% | 0% | 0% | 100% | 0% | 0% | 0% | 0% | 0% | 0% | 100% | 0% | 0% | 0% | 0% | 0% | 100% | 100% | 83.93% | 0% | 16.07% | 0% | 0% | 0% | 0% | 0% | 0 | 1 | 2 | 133 | N/A | N/A | FY22 | FY22 | 0.96207 | Yes
0 |  | 61 | Physical Security Upgrade | TRUE | Replacement Expenditure | Digital Infrastructure | Repex | N/A | N/A | DI - Network Buildings & Security | DI - Cyber/physical security | N/A | No | 0% | Safety security & reliability | Project | 0 | 7.652% | 92.35% | 6.2893 | 6.2893 | 6.2893 | 6.2893 | 6.2893 | 31.4465 | 20% | 20% | 20% | 20% | 20% | 0% | 0% | 0% | 0% | 0% | 100% | 0% | 0% | 0% | 0% | 0% | 0% | 0% | 0% | 0% | 0% | 0% | 0% | 0% | 0% | 100% | 0% | 0% | 0% | 0% | 0% | 0% | 100% | 0% | 0% | 0% | 0% | 0% | 100% | 100% | 0% | 0% | 0% | 100% | 0% | 0% | 0% | 0% | 0 | 1 | 2 | 135 | N/A | N/A | FY22 | FY22 | 0.96207 | Yes
0 |  | 62 | Regentville Secondary Systems Renewal | TRUE | Replacement Expenditure | Digital Infrastructure | Repex | N/A | N/A | DI - Protection systems | DI - Safe and Reliable Network | N/A | No | 0% | Safety security & reliability | Project | 0 | 19.66% | 80.34% | 0 | 0 | 1.4111 | 4.7017 | 1.2383 | 7.3511 | 0% | 0% | 0% | 0% | 100% | 0% | 0% | 0% | 95.47% | 0% | 4.534% | 0% | 0% | 0% | 0% | 0% | 0% | 0% | 0% | 0% | 0% | 0% | 0% | 0% | 0% | 100% | 0% | 0% | 0% | 0% | 0% | 0% | 100% | 0% | 0% | 0% | 0% | 0% | 100% | 100% | 47.33% | 44.3% | 3.833% | 0% | 0% | 0% | 4.534% | 0% | 0 | 2 | 4 | 139 | N/A | N/A | FY22 | FY22 | 0.96207 | Yes
0 |  | 63 | Sydney east Secondary Systems Renewal | TRUE | Replacement Expenditure | Digital Infrastructure | Repex | N/A | N/A | DI - Protection systems | DI - Safe and Reliable Network | N/A | No | 0% | Safety security & reliability | Project | 0 | 20.28% | 79.72% | 8.235 | 10.4758 | 0.63582 | 0 | 0 | 19.3466 | 0% | 0% | 100% | 0% | 0% | 0% | 0% | 0% | 94.61% | 0% | 5.388% | 0% | 0% | 0% | 0% | 0% | 0% | 0% | 0% | 0% | 0% | 0% | 0% | 0% | 0% | 100% | 0% | 0% | 0% | 0% | 0% | 0% | 100% | 0% | 0% | 0% | 0% | 0% | 100% | 100% | 66.45% | 18.37% | 9.796% | 0% | 0% | 0% | 5.388% | 0% | 0 | 2 | 4 | 143 | N/A | N/A | FY22 | FY22 | 0.96207 | Yes
0 |  | 64 | Tamworth Transformer Renewals | TRUE | Replacement Expenditure | Substation | Repex | N/A | N/A | Substations - Power Transformers | Substations - Safe and Reliable Network | N/A | Yes | 0% | Safety security & reliability | Project | 0 | 8.977% | 91.02% | 0.25982 | 1.3945 | 3.6596 | 0 | 0 | 5.3139 | 0% | 0% | 100% | 0% | 0% | 0% | 0% | 99.3% | 0.7% | 0% | 0% | 0% | 0% | 0% | 0% | 0% | 0% | 0% | 0% | 0% | 0% | 0% | 0% | 0% | 0% | 100% | 0% | 0% | 0% | 0% | 0% | 0% | 100% | 99.3% | 0.3021% | 99.7% | 0% | 0% | 0% | 0.7% | 0% | 42.86% | 57.14% | 0% | 0% | 0% | 0% | 0% | 0 | 2 | 4 | 147 | N/A | N/A | FY22 | FY22 | 0.96207 | Yes
0 |  | 65 | Tenterfield Transformer Renewals | TRUE | Replacement Expenditure | Substation | Repex | N/A | N/A | Substations - Power Transformers | Substations - Safe and Reliable Network | N/A | No | 0% | Safety security & reliability | Project | 0 | 14.19% | 85.81% | 0 | 0 | 0.21669 | 1.5537 | 1.1294 | 2.8998 | 0% | 0% | 0% | 0% | 0% | 0% | 0% | 95% | 5% | 0% | 0% | 0% | 0% | 0% | 0% | 0% | 0% | 0% | 0% | 0% | 0% | 0% | 0% | 0% | 0% | 100% | 0% | 0% | 0% | 0% | 0% | 0% | 100% | 95% | 0% | 78.95% | 21.05% | 0% | 0% | 5% | 16% | 70% | 14% | 0% | 0% | 0% | 0% | 0% | 0 | 2 | 4 | 151 | N/A | N/A | FY22 | FY22 | 0.96207 | Yes
0 |  | 66 | Tomago Secondary Systems Renewal | TRUE | Replacement Expenditure | Digital Infrastructure | Repex | N/A | N/A | DI - Protection systems | DI - Safe and Reliable Network | N/A | No | 0% | Safety security & reliability | Project | 0 | 15.11% | 84.89% | 0 | 5.7019 | 5.6864 | 5.6864 | 2.9912 | 20.0658 | 0% | 0% | 0% | 0% | 100% | 0% | 0% | 0% | 93.65% | 0% | 6.354% | 0% | 0% | 0% | 0% | 0% | 0% | 0% | 0% | 0% | 0% | 0% | 0% | 0% | 0% | 100% | 0% | 0% | 0% | 0% | 0% | 0% | 100% | 0% | 0% | 0% | 0% | 0% | 100% | 100% | 43.37% | 38.63% | 11.64% | 0% | 0% | 0% | 6.354% | 0% | 0 | 2 | 4 | 155 | N/A | N/A | FY22 | FY22 | 0.96207 | Yes
0 |  | 67 | Transformer Compound Wall Renewal | TRUE | Replacement Expenditure | Substation | Repex | N/A | N/A | Substations - Site Establishment and supporting assets | Substations - Safe and Reliable Network | N/A | Yes | 0% | Safety security & reliability | Project | 0 | 29.29% | 70.71% | 0.53371 | 0.48519 | 0.2426 | 0.53371 | 0.55797 | 2.3532 | 10% | 11% | 14% | 32% | 33% | 0% | 0% | 100% | 0% | 0% | 0% | 0% | 0% | 0% | 0% | 0% | 0% | 0% | 0% | 0% | 0% | 0% | 0% | 0% | 0% | 100% | 0% | 0% | 0% | 0% | 0% | 0% | 100% | 100% | 100% | 0% | 0% | 0% | 0% | 0% | 0% | 0% | 0% | 0% | 0% | 0% | 0% | 100% | 0 | 1 | 2 | 157 | N/A | N/A | FY22 | FY22 | 0.96207 | Yes
0 |  | 68 | Transmission Line Protection Relay Replacements | TRUE | Replacement Expenditure | Digital Infrastructure | Repex | N/A | N/A | DI - Protection systems | DI - Safe and Reliable Network | N/A | No | 0% | Safety security & reliability | Project | 0 | 52.1% | 47.9% | 2.5897 | 2.3543 | 1.1771 | 2.5897 | 2.7074 | 11.4182 | 10% | 11% | 14% | 32% | 33% | 0% | 0% | 0% | 100% | 0% | 0% | 0% | 0% | 0% | 0% | 0% | 0% | 0% | 0% | 0% | 0% | 0% | 0% | 0% | 0% | 100% | 0% | 0% | 0% | 0% | 0% | 0% | 100% | 0% | 0% | 0% | 0% | 0% | 100% | 100% | 100% | 0% | 0% | 0% | 0% | 0% | 0% | 0% | 0 | 1 | 2 | 159 | N/A | N/A | FY22 | FY22 | 0.96207 | Yes
0 |  | 69 | Uranquinty Secondary Systems Renewal | FALSE | Replacement Expenditure | Digital Infrastructure | Repex | N/A | N/A | DI - Protection systems | DI - Safe and Reliable Network | N/A | Yes | 0% | Safety security & reliability | Project | 0 | 0% | 100% | 0 | 0 | 0 | 0 | 0 | 0 | 0% | 0% | 0% | 0% | 0% | [20 empty] | 0% | 0% | 0% | 0% | 0% | 0% | 0% | 100% | 0% | 0% | 0% | 0% | 0% | 100% | 0% | 0% | 0% | 0% | 0% | 0% | 0% | 0% | 100% | 0 | 0 | 0 | 159 | N/A | N/A | FY22 | FY22 | 0.96207 | Yes | bar: 1 to 20
0 |  | 70 | Vales point Secondary Systems Renewal | FALSE | Replacement Expenditure | Digital Infrastructure | Repex | N/A | N/A | DI - Protection systems | DI - Safe and Reliable Network | N/A | No | 0% | Safety security & reliability | Project | 0 | 19.44% | 80.56% | 0 | 0 | 0 | 0 | 0 | 0 | 0% | 0% | 0% | 0% | 0% | [20 empty] | 0% | 0% | 0% | 0% | 0% | 0% | 0% | 100% | 0% | 0% | 0% | 0% | 0% | 100% | 0% | 0% | 0% | 0% | 0% | 0% | 0% | 0% | 100% | 0 | 0 | 0 | 159 | N/A | N/A | FY22 | FY22 | 0.96207 | Yes | bar: 1 to 20
0 |  | 71 | Wallerwang Secondary Systems Renewal | TRUE | Replacement Expenditure | Digital Infrastructure | Repex | N/A | N/A | DI - Protection systems | DI - Safe and Reliable Network | N/A | No | 0% | Safety security & reliability | Project | 0 | 19.17% | 80.83% | 0 | 0 | 2.2162 | 6.529 | 0.25894 | 9.0041 | 0% | 0% | 0% | 0% | 100% | 0% | 0% | 0% | 91.01% | 0% | 8.993% | 0% | 0% | 0% | 0% | 0% | 0% | 0% | 0% | 0% | 0% | 0% | 0% | 0% | 0% | 100% | 0% | 0% | 0% | 0% | 0% | 0% | 100% | 0% | 0% | 0% | 0% | 0% | 100% | 100% | 48.15% | 39.06% | 3.802% | 0% | 0% | 0% | 8.993% | 0% | 0 | 2 | 4 | 163 | N/A | N/A | FY22 | FY22 | 0.96207 | Yes
0 |  | 72 | Line 86 | TRUE | Replacement Expenditure | Transmission Lines | Repex | N/A | N/A | TL - Transmission poles | TL - Safe and Reliable Network | N/A | Yes | 0% | Safety security & reliability | Project | 0 | 35.22% | 64.78% | 0 | 0 | 0.096724 | 0.32886 | 9.8756 | 10.3011 | 0% | 0% | 0% | 0% | 100% | 100% | 0% | 0% | 0% | 0% | 0% | 0% | 0% | 0% | 0% | 0% | 0% | 0% | 0% | 0% | 0% | 0% | 0% | 0% | 0% | 100% | 100% | 95% | 0% | 5% | 0% | 0% | 0% | 0% | 0% | 0% | 0% | 0% | 100% | 0% | 0% | 0% | 0% | 0% | 0% | 0% | 0% | 100% | 0 | 1 | 2 | 165 | N/A | N/A | FY22 | FY22 | 0.96207 | Yes
0 |  | 73 | CT Program | TRUE | Replacement Expenditure | Substation | Repex | N/A | N/A | Substations - Switchbay Equipment | Substations - Safe and Reliable Network | N/A | No | 0% | Safety security & reliability | Program | 0 | 47.13% | 52.87% | 1.2791 | 1.1628 | 0.58142 | 1.2791 | 1.3373 | 5.6398 | 10% | 11% | 14% | 32% | 33% | 0% | 0% | 100% | 0% | 0% | 0% | 0% | 0% | 0% | 0% | 0% | 0% | 0% | 0% | 0% | 0% | 0% | 0% | 0% | 0% | 100% | 0% | 0% | 0% | 0% | 0% | 0% | 100% | 100% | 0% | 0% | 100% | 0% | 0% | 0% | 0% | 0% | 0% | 0% | 0% | 0% | 0% | 100% | 0 | 1 | 2 | 167 | N/A | N/A | FY22 | FY22 | 0.96207 | Yes
0 |  | 74 | VT Program | TRUE | Replacement Expenditure | Substation | Repex | N/A | N/A | Substations - Switchbay Equipment | Substations - Safe and Reliable Network | N/A | No | 0% | Safety security & reliability | Program | 0 | 41.88% | 58.12% | 2.4296 | 2.2088 | 1.1044 | 2.4296 | 2.5401 | 10.7125 | 10% | 11% | 14% | 32% | 33% | 0% | 0% | 100% | 0% | 0% | 0% | 0% | 0% | 0% | 0% | 0% | 0% | 0% | 0% | 0% | 0% | 0% | 0% | 0% | 0% | 100% | 0% | 0% | 0% | 0% | 0% | 0% | 100% | 100% | 0% | 0% | 100% | 0% | 0% | 0% | 0% | 0% | 0% | 0% | 0% | 0% | 0% | 100% | 0 | 1 | 2 | 169 | N/A | N/A | FY22 | FY22 | 0.96207 | Yes
0 |  | 75 | Disconnector | TRUE | Replacement Expenditure | Substation | Repex | N/A | N/A | Substations - Switchbay Equipment | Substations - Safe and Reliable Network | N/A | No | 0% | Safety security & reliability | Program | 0 | 41.17% | 58.83% | 3.1002 | 2.8184 | 1.4092 | 3.1002 | 3.2412 | 13.6693 | 10% | 11% | 14% | 32% | 33% | 0% | 0% | 100% | 0% | 0% | 0% | 0% | 0% | 0% | 0% | 0% | 0% | 0% | 0% | 0% | 0% | 0% | 0% | 0% | 0% | 100% | 0% | 0% | 0% | 0% | 0% | 0% | 100% | 100% | 0% | 0% | 100% | 0% | 0% | 0% | 0% | 0% | 0% | 0% | 0% | 0% | 0% | 100% | 0 | 1 | 2 | 171 | N/A | N/A | FY22 | FY22 | 0.96207 | Yes
0 |  | 76 | Steelwork Program | TRUE | Replacement Expenditure | Substation | Repex | N/A | N/A | Substations - Site Establishment and supporting assets | Substations - Safe and Reliable Network | N/A | Yes | 0% | Safety security & reliability | Program | 0 | 13.03% | 86.97% | 6.7376 | 6.7376 | 6.7376 | 6.7376 | 6.7376 | 33.6878 | 20% | 20% | 20% | 20% | 20% | 0% | 0% | 100% | 0% | 0% | 0% | 0% | 0% | 0% | 0% | 0% | 0% | 0% | 0% | 0% | 0% | 0% | 0% | 0% | 0% | 100% | 0% | 0% | 0% | 0% | 0% | 0% | 100% | 100% | 100% | 0% | 0% | 0% | 0% | 0% | 0% | 0% | 0% | 0% | 0% | 0% | 0% | 100% | 0 | 1 | 2 | 173 | N/A | N/A | FY22 | FY22 | 0.96207 | Yes
0 |  | 77 | Transformer refurbishment program | TRUE | Replacement Expenditure | Substation | Repex | N/A | N/A | Substations - Power Transformers | Substations - Safe and Reliable Network | N/A | No | 0% | Safety security & reliability | Program | 0 | 13.78% | 86.22% | 0.94705 | 3.2408 | 3.5506 | 4.573 | 2.6295 | 14.941 | 0% | 25.89% | 0% | 49.99% | 24.13% | 0% | 0% | 97.78% | 2.219% | 0% | 0% | 0% | 0% | 0% | 0% | 0% | 0% | 0% | 0% | 0% | 0% | 0% | 0% | 0% | 0% | 100% | 0% | 0% | 0% | 0% | 0% | 0% | 100% | 97.78% | 4.473% | 87.74% | 7.782% | 0% | 0% | 2.219% | 16.11% | 77.15% | 6.747% | 0% | 0% | 0% | 0% | 0% | 0 | 2 | 4 | 177 | N/A | N/A | FY22 | FY22 | 0.96207 | Yes
0 |  | 78 | Air Cored Reactors | FALSE | Replacement Expenditure | Substation | Repex | N/A | N/A | Substations - Reactive plant | Substations - Safe and Reliable Network | N/A | No | 0% | Safety security & reliability | Program | 0 | 0% | 100% | 0 | 0 | 0 | 0 | 0 | 0 | 0% | 0% | 0% | 0% | 0% | 0% | 0% | 100% | 0% | 0% | 0% | 0% | 0% | 0% | 0% | 0% | 0% | 0% | 0% | 0% | 0% | 0% | 0% | 0% | 0% | 100% | 0% | 0% | 0% | 0% | 0% | 0% | 100% | 100% | 0% | 0% | 0% | 100% | 0% | 0% | 0% | 0% | 0% | 0% | 0% | 0% | 0% | 100% | 0 | 1 | 2 | 179 | N/A | N/A | FY22 | FY22 | 0.96207 | Yes
0 |  | 79 | Capacitor Banks | TRUE | Replacement Expenditure | Substation | Repex | N/A | N/A | Substations - Reactive plant | Substations - Safe and Reliable Network | N/A | No | 0% | Safety security & reliability | Program | 0 | 12.78% | 87.22% | 2.1397 | 0.4562 | 2.4218 | 2.9063 | 3.1463 | 11.0703 | 17.28% | 0% | 21.44% | 21.51% | 39.77% | 0% | 0% | 97.07% | 2.93% | 0% | 0% | 0% | 0% | 0% | 0% | 0% | 0% | 0% | 0% | 0% | 0% | 0% | 0% | 0% | 0% | 100% | 0% | 0% | 0% | 0% | 0% | 0% | 100% | 97.07% | 0% | 0% | 3.163% | 96.84% | 0% | 2.93% | 10.24% | 86.35% | 3.413% | 0% | 0% | 0% | 0% | 0% | 0 | 2 | 4 | 183 | N/A | N/A | FY22 | FY22 | 0.96207 | Yes
0 |  | 80 | Subs - Capital spares | TRUE | Replacement Expenditure | Substation | Repex | N/A | N/A | Substations - Site Establishment and supporting assets | Substations - Safe and Reliable Network | N/A | No | 0% | Safety security & reliability | Program | 0 | 0% | 100% | 11.6724 | 1.0402 | 1.0402 | 1.0402 | 1.0402 | 15.8331 | 20% | 20% | 20% | 20% | 20% | 0% | 0% | 100% | 0% | 0% | 0% | 0% | 0% | 0% | 0% | 0% | 0% | 0% | 0% | 0% | 0% | 0% | 0% | 0% | 0% | 100% | 0% | 0% | 0% | 0% | 0% | 0% | 100% | 100% | 100% | 0% | 0% | 0% | 0% | 0% | 0% | 0% | 0% | 0% | 0% | 0% | 0% | 100% | 0 | 1 | 2 | 185 | N/A | N/A | FY22 | FY22 | 0.96207 | Yes
0 |  | 81 | 33kV Air core reactor switching duty | FALSE | Replacement Expenditure | Substation | Repex | N/A | N/A | Substations - Switchbay Equipment | Substations - Safe and Reliable Network | N/A | No | 0% | Safety security & reliability | Program | 0 | 0% | 100% | 0 | 0 | 0 | 0 | 0 | 0 | 0% | 0% | 100% | 0% | 0% | 0% | 0% | 100% | 0% | 0% | 0% | 0% | 0% | 0% | 0% | 0% | 0% | 0% | 0% | 0% | 0% | 0% | 0% | 0% | 0% | 100% | 0% | 0% | 0% | 0% | 0% | 0% | 100% | 100% | 0% | 0% | 0% | 100% | 0% | 0% | 0% | 0% | 0% | 0% | 0% | 0% | 0% | 100% | 0 | 1 | 2 | 187 | N/A | N/A | FY22 | FY22 | 0.96207 | Yes
0 |  | 82 | Reactor Renewal program | FALSE | Replacement Expenditure | Substation | Repex | N/A | N/A | Substations - Reactive plant | Substations - Safe and Reliable Network | N/A | No | 0% | Safety security & reliability | Program | 0 | 0% | 100% | 0 | 0 | 0 | 0 | 0 | 0 | 0% | 0% | 0% | 0% | 0% | 0% | 0% | 100% | 0% | 0% | 0% | 0% | 0% | 0% | 0% | 0% | 0% | 0% | 0% | 0% | 0% | 0% | 0% | 0% | 0% | 100% | 0% | 0% | 0% | 0% | 0% | 0% | 100% | 100% | 0% | 0% | 0% | 100% | 0% | 0% | 0% | 0% | 0% | 0% | 0% | 0% | 0% | 100% | 0 | 1 | 2 | 189 | N/A | N/A | FY22 | FY22 | 0.96207 | Yes
0 |  | 83 | Molong No1 Transformer Renewal | TRUE | Replacement Expenditure | Substation | Repex | N/A | N/A | Substations - Power Transformers | Substations - Safe and Reliable Network | N/A | No | 0% | Safety security & reliability | Project | 0 | 15.09% | 84.91% | 0.058621 | 0.3198 | 1.9973 | 0 | 0 | 2.3757 | 0% | 0% | 100% | 0% | 0% | 0% | 0% | 92.3% | 7.7% | 0% | 0% | 0% | 0% | 0% | 0% | 0% | 0% | 0% | 0% | 0% | 0% | 0% | 0% | 0% | 0% | 100% | 0% | 0% | 0% | 0% | 0% | 0% | 100% | 92.3% | 5.742% | 71.51% | 22.75% | 0% | 0% | 7.7% | 15.58% | 70.13% | 14.29% | 0% | 0% | 0% | 0% | 0% | 0 | 2 | 4 | 193 | N/A | N/A | FY22 | FY22 | 0.96207 | Yes
0 |  | 84 | Yass No3 Transformer Renewal | TRUE | Replacement Expenditure | Substation | Repex | N/A | N/A | Substations - Power Transformers | Substations - Safe and Reliable Network | N/A | No | 0% | Safety security & reliability | Project | 0 | 14.67% | 85.33% | 0 | 0 | 0.14768 | 1.3714 | 0.044594 | 1.5637 | 0% | 0% | 0% | 0% | 100% | 0% | 0% | 95% | 5% | 0% | 0% | 0% | 0% | 0% | 0% | 0% | 0% | 0% | 0% | 0% | 0% | 0% | 0% | 0% | 0% | 100% | 0% | 0% | 0% | 0% | 0% | 0% | 100% | 95% | 0% | 100% | 0% | 0% | 0% | 5% | 40% | 58% | 2% | 0% | 0% | 0% | 0% | 0% | 0 | 2 | 4 | 197 | N/A | N/A | FY22 | FY22 | 0.96207 | Yes
0 |  | 85 | Substation Noise Compliance | FALSE | Replacement Expenditure | Substation | Repex | N/A | N/A | Substations - Site Establishment and supporting assets | Substations - Compliance | N/A | No | 0% | Safety security & reliability | Program | 0 | 0% | 100% | 0 | 0 | 0 | 0 | 0 | 0 | 0% | 0% | 0% | 0% | 0% | 0% | 0% | 100% | 0% | 0% | 0% | 0% | 0% | 0% | 0% | 0% | 0% | 0% | 0% | 0% | 0% | 0% | 0% | 0% | 0% | 100% | 0% | 0% | 0% | 0% | 0% | 0% | 100% | 100% | 100% | 0% | 0% | 0% | 0% | 0% | 0% | 0% | 0% | 0% | 0% | 0% | 0% | 100% | 0 | 1 | 2 | 199 | N/A | N/A | FY22 | FY22 | 0.96207 | Yes
0 |  | 86 | Conductor Replacement | TRUE | Replacement Expenditure | Transmission Lines | Repex | N/A | N/A | TL - Overhead conductors | TL - Safe and Reliable Network | N/A | No | 0% | Safety security & reliability | Program | 0 | 12.41% | 87.59% | 0 | 0.39405 | 20.4966 | 9.7232 | 0.90694 | 31.5208 | 0% | 0% | 20.81% | 47.14% | 30.65% | 100% | 0% | 0% | 0% | 0% | 0% | 0% | 0% | 0% | 0% | 0% | 0% | 0% | 0% | 0% | 0% | 0% | 0% | 0% | 0% | 100% | 100% | 0% | 4.074% | 22.02% | 73.9% | 0% | 0% | 0% | 0% | 0% | 0% | 0% | 100% | 0% | 0% | 0% | 0% | 0% | 0% | 0% | 0% | 100% | 0 | 1 | 2 | 201 | N/A | N/A | FY22 | FY22 | 0.96207 | Yes
0 |  | 87 | Earthwire Capacity Replacement | FALSE | Replacement Expenditure | Transmission Lines | Repex | N/A | N/A | TL - Overhead conductors | TL - Safe and Reliable Network | N/A | No | 0% | Safety security & reliability | Program | 0 | 0% | 100% | 0 | 0 | 0 | 0 | 0 | 0 | 0% | 0% | 0% | 0% | 0% | 100% | 0% | 0% | 0% | 0% | 0% | 0% | 0% | 0% | 0% | 0% | 0% | 0% | 0% | 0% | 0% | 0% | 0% | 0% | 0% | 100% | 100% | 0% | 0% | 0% | 100% | 0% | 0% | 0% | 0% | 0% | 0% | 0% | 100% | 0% | 0% | 0% | 0% | 0% | 0% | 0% | 0% | 100% | 0 | 1 | 2 | 203 | N/A | N/A | FY22 | FY22 | 0.96207 | Yes
0 |  | 88 | Low Spans - Main grid | TRUE | Replacement Expenditure | Transmission Lines | Repex | N/A | N/A | TL - Transmission towers | TL - Compliance | N/A | No | 0% | Safety security & reliability | Program | 0 | 9.811% | 90.19% | 0 | 0.1649 | 8.341 | 2.5988 | 0 | 11.1046 | 0% | 0% | 22.77% | 77.23% | 0% | 100% | 0% | 0% | 0% | 0% | 0% | 0% | 0% | 0% | 0% | 0% | 0% | 0% | 0% | 0% | 0% | 0% | 0% | 0% | 0% | 100% | 100% | 0% | 37.92% | 60.8% | 1.281% | 0% | 0% | 0% | 0% | 0% | 0% | 0% | 100% | 0% | 0% | 0% | 0% | 0% | 0% | 0% | 0% | 100% | 0 | 1 | 2 | 205 | N/A | N/A | FY22 | FY22 | 0.96207 | Yes
0 |  | 89 | Low Spans -132kV TL | TRUE | Replacement Expenditure | Transmission Lines | Repex | N/A | N/A | TL - Insulators | TL - Change in generation mix | N/A | No | 0% | Energy transition | Program | 0 | 12.31% | 87.69% | 0.039013 | 1.6172 | 0.57714 | 0 | 0 | 2.2334 | 0% | 73.5% | 26.5% | 0% | 0% | 100% | 0% | 0% | 0% | 0% | 0% | 0% | 0% | 0% | 0% | 0% | 0% | 0% | 0% | 0% | 0% | 0% | 0% | 0% | 0% | 100% | 100% | 0% | 60.88% | 38.11% | 1.017% | 0% | 0% | 0% | 0% | 0% | 0% | 0% | 100% | 0% | 0% | 0% | 0% | 0% | 0% | 0% | 0% | 100% | 0 | 1 | 2 | 207 | N/A | N/A | FY22 | FY22 | 0.96207 | Yes
0 |  | 90 | Various lines- Insulator condition | FALSE | Replacement Expenditure | Transmission Lines | Repex | N/A | N/A | TL - Insulators | TL - Safe and Reliable Network | N/A | No | 0% | Safety security & reliability | Program | 0 | 0% | 100% | 0 | 0 | 0 | 0 | 0 | 0 | 35.91% | 0% | 0% | 0% | 63.29% | 100% | 0% | 0% | 0% | 0% | 0% | 0% | 0% | 0% | 0% | 0% | 0% | 0% | 0% | 0% | 0% | 0% | 0% | 0% | 0% | 100% | 100% | 0% | 0% | 86.28% | 13.72% | 0% | 0% | 0% | 0% | 0% | 0% | 0% | 100% | 0% | 0% | 0% | 0% | 0% | 0% | 0% | 0% | 100% | 0 | 1 | 2 | 209 | N/A | N/A | FY22 | FY22 | 0.96207 | Yes
0 |  | 91 | Asbestos (Carryover from RP2) | TRUE | Replacement Expenditure | Transmission Lines | Repex | N/A | N/A | TL - Transmission towers | TL - Compliance | N/A | No | 0% | Safety security & reliability | Program | 0 | 18.52% | 81.48% | 6.1705 | 6.1278 | 6.1278 | 0.11135 | 0.129 | 18.6665 | 20% | 20% | 20% | 20% | 20% | 100% | 0% | 0% | 0% | 0% | 0% | 0% | 0% | 0% | 0% | 0% | 0% | 0% | 0% | 0% | 0% | 0% | 0% | 0% | 0% | 100% | 100% | 0% | 100% | 0% | 0% | 0% | 0% | 0% | 0% | 0% | 0% | 0% | 100% | 0% | 0% | 0% | 0% | 0% | 0% | 0% | 0% | 100% | 0 | 1 | 2 | 211 | N/A | N/A | FY22 | FY22 | 0.96207 | Yes
0 |  | 92 | Public Safety Enhancements - Climbing deterrents, signage, aerial marker balls, earthing | TRUE | Replacement Expenditure | Transmission Lines | Repex | N/A | N/A | TL - Transmission towers | TL - Compliance | N/A | No | 0% | Safety security & reliability | Program | 0 | 15.39% | 84.61% | 5.9395 | 0 | 0 | 0 | 0 | 5.9395 | 37.01% | 17.59% | 22.7% | 22.7% | 0% | 100% | 0% | 0% | 0% | 0% | 0% | 0% | 0% | 0% | 0% | 0% | 0% | 0% | 0% | 0% | 0% | 0% | 0% | 0% | 0% | 100% | 100% | 0% | 100% | 0% | 0% | 0% | 0% | 0% | 0% | 0% | 0% | 0% | 100% | 0% | 0% | 0% | 0% | 0% | 0% | 0% | 0% | 100% | 0 | 1 | 2 | 213 | N/A | N/A | FY22 | FY22 | 0.96207 | Yes
0 |  | 93 | Underground Cable Capital Spares RP3 | TRUE | Replacement Expenditure | Transmission Lines | Repex | N/A | N/A | TL - Underground cables | TL - Safe and Reliable Network | N/A | No | 0% | Safety security & reliability | Project | 0 | 0% | 100% | 0.55191 | 0.5504 | 0.5504 | 0.5504 | 0.5504 | 2.7535 | 0% | 0% | 0% | 0% | 100% | 0% | 100% | 0% | 0% | 0% | 0% | 0% | 0% | 0% | 0% | 0% | 0% | 0% | 0% | 0% | 0% | 0% | 0% | 0% | 0% | 100% | 100% | 0% | 0% | 0% | 0% | 100% | 0% | 0% | 0% | 0% | 0% | 0% | 100% | 0% | 0% | 0% | 0% | 0% | 0% | 0% | 0% | 100% | 0 | 1 | 2 | 215 | N/A | N/A | FY22 | FY22 | 0.96207 | Yes
0 |  | 94 | Cable Monitoring Systems Renewal RP3 | TRUE | Replacement Expenditure | Transmission Lines | Repex | N/A | N/A | TL - Underground cables | TL - Safe and Reliable Network | N/A | No | 0% | Safety security & reliability | Project | 0 | 27.36% | 72.64% | 1.0886 | 2.1932 | 0.025799 | 0 | 0 | 3.3076 | 0% | 0% | 100% | 0% | 0% | 0% | 100% | 0% | 0% | 0% | 0% | 0% | 0% | 0% | 0% | 0% | 0% | 0% | 0% | 0% | 0% | 0% | 0% | 0% | 0% | 100% | 100% | 0% | 0% | 0% | 0% | 100% | 0% | 0% | 0% | 0% | 0% | 0% | 100% | 0% | 0% | 0% | 0% | 0% | 0% | 0% | 0% | 100% | 0 | 1 | 2 | 217 | N/A | N/A | FY22 | FY22 | 0.96207 | Yes
0 |  | 95 | TL Digital Twin Programme | FALSE | Replacement Expenditure | Digital Infrastructure | Repex | N/A | N/A | DI - Protection systems | DI - Safe and Reliable Network | N/A | No | 0% | Safety security & reliability | Program | 0 | 0% | 100% | 0 | 0 | 0 | 0 | 0 | 0 | 0% | 0% | 0% | 0% | 0% | 0% | 0% | 0% | 100% | 0% | 0% | 0% | 0% | 0% | 0% | 0% | 0% | 0% | 0% | 0% | 0% | 0% | 0% | 0% | 0% | 100% | 0% | 0% | 0% | 0% | 0% | 0% | 100% | 0% | 0% | 0% | 0% | 0% | 100% | 100% | 100% | 0% | 0% | 0% | 0% | 0% | 0% | 0% | 0 | 1 | 2 | 219 | N/A | N/A | FY22 | FY22 | 0.96207 | Yes
0 |  | 96 | Lower Tumut Secondary Systems Renewal | TRUE | Replacement Expenditure | Digital Infrastructure | Repex | N/A | N/A | DI - Protection systems | DI - Safe and Reliable Network | N/A | No | 0% | Safety security & reliability | Project | 0 | 18.7% | 81.3% | 0 | 0 | 0 | 0 | 0 | 0 | 0% | 0% | 0% | 0% | 100% | 0% | 0% | 0% | 90.69% | 0% | 9.309% | 0% | 0% | 0% | 0% | 0% | 0% | 0% | 0% | 0% | 0% | 0% | 0% | 0% | 0% | 100% | 0% | 0% | 0% | 0% | 0% | 0% | 100% | 0% | 0% | 0% | 0% | 0% | 100% | 100% | 61.67% | 18.19% | 10.82% | 0% | 0% | 0% | 9.309% | 0% | 0 | 2 | 4 | 223 | N/A | N/A | FY22 | FY22 | 0.96207 | Yes
0 |  | 97 | Tenterfield Secondary Systems Renewal | TRUE | Replacement Expenditure | Digital Infrastructure | Repex | N/A | N/A | DI - Protection systems | DI - Safe and Reliable Network | N/A | No | 0% | Safety security & reliability | Project | 0 | 18.91% | 81.09% | 0.4678 | 0.42527 | 0.21264 | 0.4678 | 0.48906 | 2.0626 | 10% | 11% | 14% | 32% | 33% | 0% | 0% | 0% | 100% | 0% | 0% | 0% | 0% | 0% | 0% | 0% | 0% | 0% | 0% | 0% | 0% | 0% | 0% | 0% | 0% | 100% | 0% | 0% | 0% | 0% | 0% | 0% | 100% | 0% | 0% | 0% | 0% | 0% | 100% | 100% | 60.44% | 35.02% | 4.545% | 0% | 0% | 0% | 0% | 0% | 0 | 1 | 2 | 225 | N/A | N/A | FY22 | FY22 | 0.96207 | Yes
0 |  | 98 | YSN Secondary Systems Renewal | FALSE | Replacement Expenditure | Digital Infrastructure | Repex | N/A | N/A | DI - Protection systems | DI - Safe and Reliable Network | N/A | No | 0% | Safety security & reliability | Project | 0 | 0% | 100% | 0 | 0 | 0 | 0 | 0 | 0 | 0% | 0% | 0% | 0% | 0% | 0% | 0% | 0% | 100% | 0% | 0% | 0% | 0% | 0% | 0% | 0% | 0% | 0% | 0% | 0% | 0% | 0% | 0% | 0% | 0% | 100% | 0% | 0% | 0% | 0% | 0% | 0% | 100% | 0% | 0% | 0% | 0% | 0% | 100% | 100% | 90.59% | 3.195% | 6.22% | 0% | 0% | 0% | 0% | 0% | 0 | 1 | 2 | 227 | N/A | N/A | FY22 | FY22 | 0.96207 | Yes
0 |  | 99 | ER0 Secondary Systems Renewal | FALSE | Replacement Expenditure | Digital Infrastructure | Repex | N/A | N/A | DI - Protection systems | DI - Safe and Reliable Network | N/A | No | 0% | Safety security & reliability | Project | 0 | 0% | 100% | 0 | 0 | 0 | 0 | 0 | 0 | 0% | 0% | 0% | 0% | 0% | [20 empty] | 0% | 0% | 0% | 0% | 0% | 0% | 0% | 100% | 0% | 0% | 0% | 0% | 0% | 100% | 0% | 0% | 0% | 0% | 0% | 0% | 0% | 0% | 100% | 0 | 0 | 0 | 227 | N/A | N/A | FY22 | FY22 | 0.96207 | Yes | bar: 1 to 20
0 |  | 100 | BER Secondary Systems Renewal | TRUE | Replacement Expenditure | Digital Infrastructure | Repex | N/A | N/A | DI - Protection systems | DI - Safe and Reliable Network | N/A | No | 0% | Safety security & reliability | Project | 0 | 19.84% | 80.16% | 0.48846 | 0.44406 | 0.22203 | 0.48846 | 0.51067 | 2.1537 | 10% | 11% | 14% | 32% | 33% | 0% | 0% | 0% | 100% | 0% | 0% | 0% | 0% | 0% | 0% | 0% | 0% | 0% | 0% | 0% | 0% | 0% | 0% | 0% | 0% | 100% | 0% | 0% | 0% | 0% | 0% | 0% | 100% | 0% | 0% | 0% | 0% | 0% | 100% | 100% | 84.29% | 6.838% | 8.874% | 0% | 0% | 0% | 0% | 0% | 0 | 1 | 2 | 229 | N/A | N/A | FY22 | FY22 | 0.96207 | Yes
0 |  | 101 | BRG Secondary Systems Renewal | TRUE | Replacement Expenditure | Digital Infrastructure | Repex | N/A | N/A | DI - Protection systems | DI - Safe and Reliable Network | N/A | No | 0% | Safety security & reliability | Project | 0 | 19.12% | 80.88% | 0 | 0 | 0 | 0 | 0 | 0 | 10% | 11% | 14% | 32% | 33% | 0% | 0% | 0% | 100% | 0% | 0% | 0% | 0% | 0% | 0% | 0% | 0% | 0% | 0% | 0% | 0% | 0% | 0% | 0% | 0% | 100% | 0% | 0% | 0% | 0% | 0% | 0% | 100% | 0% | 0% | 0% | 0% | 0% | 100% | 100% | 87.15% | 12.85% | 0% | 0% | 0% | 0% | 0% | 0% | 0 | 1 | 2 | 231 | N/A | N/A | FY22 | FY22 | 0.96207 | Yes
0 |  | 102 | LSM Secondary Systems Renewal | TRUE | Replacement Expenditure | Digital Infrastructure | Repex | N/A | N/A | DI - Protection systems | DI - Safe and Reliable Network | N/A | No | 0% | Safety security & reliability | Project | 0 | 20.59% | 79.41% | 0.63653 | 0.57866 | 0.28933 | 0.63653 | 0.66546 | 2.8065 | 10% | 11% | 14% | 32% | 33% | 0% | 0% | 0% | 100% | 0% | 0% | 0% | 0% | 0% | 0% | 0% | 0% | 0% | 0% | 0% | 0% | 0% | 0% | 0% | 0% | 100% | 0% | 0% | 0% | 0% | 0% | 0% | 100% | 0% | 0% | 0% | 0% | 0% | 100% | 100% | 83.14% | 16.86% | 0% | 0% | 0% | 0% | 0% | 0% | 0 | 1 | 2 | 233 | N/A | N/A | FY22 | FY22 | 0.96207 | Yes
0 |  | 103 | MPP Secondary Systems Renewal | TRUE | Replacement Expenditure | Digital Infrastructure | Repex | N/A | N/A | DI - Protection systems | DI - Safe and Reliable Network | N/A | No | 0% | Safety security & reliability | Project | 0 | 18.99% | 81.01% | 0.48164 | 0.43785 | 0.21893 | 0.48164 | 0.50353 | 2.1236 | 10% | 11% | 14% | 32% | 33% | 0% | 0% | 0% | 100% | 0% | 0% | 0% | 0% | 0% | 0% | 0% | 0% | 0% | 0% | 0% | 0% | 0% | 0% | 0% | 0% | 100% | 0% | 0% | 0% | 0% | 0% | 0% | 100% | 0% | 0% | 0% | 0% | 0% | 100% | 100% | 80.88% | 7.291% | 11.83% | 0% | 0% | 0% | 0% | 0% | 0 | 1 | 2 | 235 | N/A | N/A | FY22 | FY22 | 0.96207 | Yes
0 |  | 104 | INV Secondary Systems Renewal | TRUE | Replacement Expenditure | Digital Infrastructure | Repex | N/A | N/A | DI - Protection systems | DI - Safe and Reliable Network | N/A | Yes | 0% | Safety security & reliability | Project | 0 | 39.25% | 60.75% | 0.47536 | 0.43214 | 0.21607 | 0.47536 | 0.49696 | 2.0959 | 10% | 11% | 14% | 32% | 33% | 0% | 0% | 0% | 100% | 0% | 0% | 0% | 0% | 0% | 0% | 0% | 0% | 0% | 0% | 0% | 0% | 0% | 0% | 0% | 0% | 100% | 0% | 0% | 0% | 0% | 0% | 0% | 100% | 0% | 0% | 0% | 0% | 0% | 100% | 100% | 75.07% | 17.4% | 7.527% | 0% | 0% | 0% | 0% | 0% | 0 | 1 | 2 | 237 | N/A | N/A | FY22 | FY22 | 0.96207 | Yes
0 |  | 105 | COF Secondary Systems Renewal | FALSE | Replacement Expenditure | Digital Infrastructure | Repex | N/A | N/A | DI - Protection systems | DI - Safe and Reliable Network | N/A | No | 0% | Safety security & reliability | Project | 0 | 0% | 100% | 0 | 0 | 0 | 0 | 0 | 0 | 0% | 0% | 0% | 0% | 0% | 0% | 0% | 0% | 96.1% | 0% | 3.901% | 0% | 0% | 0% | 0% | 0% | 0% | 0% | 0% | 0% | 0% | 0% | 0% | 0% | 0% | 100% | 0% | 0% | 0% | 0% | 0% | 0% | 100% | 0% | 0% | 0% | 0% | 0% | 100% | 100% | 58.9% | 34.56% | 2.639% | 0% | 0% | 0% | 3.901% | 0% | 0 | 2 | 4 | 241 | N/A | N/A | FY22 | FY22 | 0.96207 | Yes
0 |  | 106 | GNS Secondary Systems Renewal | FALSE | Replacement Expenditure | Digital Infrastructure | Repex | N/A | N/A | DI - Protection systems | DI - Safe and Reliable Network | N/A | Yes | 0% | Safety security & reliability | Project | 0 | 0% | 100% | 0 | 0 | 0 | 0 | 0 | 0 | 0% | 0% | 0% | 0% | 0% | 0% | 0% | 0% | 100% | 0% | 0% | 0% | 0% | 0% | 0% | 0% | 0% | 0% | 0% | 0% | 0% | 0% | 0% | 0% | 0% | 100% | 0% | 0% | 0% | 0% | 0% | 0% | 100% | 0% | 0% | 0% | 0% | 0% | 100% | 100% | 45.48% | 49.2% | 5.32% | 0% | 0% | 0% | 0% | 0% | 0 | 1 | 2 | 243 | N/A | N/A | FY22 | FY22 | 0.96207 | Yes
0 |  | 107 | BRD Secondary Systems Renewal | FALSE | Replacement Expenditure | Digital Infrastructure | Repex | N/A | N/A | DI - Protection systems | DI - Safe and Reliable Network | N/A | No | 0% | Safety security & reliability | Project | 0 | 0% | 100% | 0 | 0 | 0 | 0 | 0 | 0 | 0% | 0% | 0% | 0% | 0% | 0% | 0% | 0% | 96.96% | 0% | 3.041% | 0% | 0% | 0% | 0% | 0% | 0% | 0% | 0% | 0% | 0% | 0% | 0% | 0% | 0% | 100% | 0% | 0% | 0% | 0% | 0% | 0% | 100% | 0% | 0% | 0% | 0% | 0% | 100% | 100% | 39.07% | 50.18% | 7.712% | 0% | 0% | 0% | 3.041% | 0% | 0 | 2 | 4 | 247 | N/A | N/A | FY22 | FY22 | 0.96207 | Yes
0 |  | 108 | AR1 Secondary Systems Renewal | FALSE | Replacement Expenditure | Digital Infrastructure | Repex | N/A | N/A | DI - Protection systems | DI - Safe and Reliable Network | N/A | No | 0% | Safety security & reliability | Project | 0 | 0% | 100% | 0 | 0 | 0 | 0 | 0 | 0 | 0% | 0% | 0% | 0% | 0% | 0% | 0% | 0% | 96.08% | 0% | 3.918% | 0% | 0% | 0% | 0% | 0% | 0% | 0% | 0% | 0% | 0% | 0% | 0% | 0% | 0% | 100% | 0% | 0% | 0% | 0% | 0% | 0% | 100% | 0% | 0% | 0% | 0% | 0% | 100% | 100% | 57.42% | 37.01% | 1.656% | 0% | 0% | 0% | 3.918% | 0% | 0 | 2 | 4 | 251 | N/A | N/A | FY22 | FY22 | 0.96207 | Yes
0 |  | 109 | WL1 Secondary Systems Renewal | TRUE | Replacement Expenditure | Digital Infrastructure | Repex | N/A | N/A | DI - Protection systems | DI - Safe and Reliable Network | N/A | No | 0% | Safety security & reliability | Project | 0 | 40.07% | 59.93% | 0.53371 | 0.4852 | 0.2426 | 0.53371 | 0.55797 | 2.3532 | 10% | 11% | 14% | 32% | 33% | 0% | 0% | 0% | 95.37% | 0% | 4.635% | 0% | 0% | 0% | 0% | 0% | 0% | 0% | 0% | 0% | 0% | 0% | 0% | 0% | 0% | 100% | 0% | 0% | 0% | 0% | 0% | 0% | 100% | 0% | 0% | 0% | 0% | 0% | 100% | 100% | 89.33% | 6.039% | 0% | 0% | 0% | 0% | 4.635% | 0% | 0 | 2 | 4 | 255 | N/A | N/A | FY22 | FY22 | 0.96207 | Yes
0 |  | 110 | Busbar Protection Relay Replacements | TRUE | Replacement Expenditure | Digital Infrastructure | Repex | N/A | N/A | DI - Protection systems | DI - Safe and Reliable Network | N/A | No | 0% | Safety security & reliability | Program | 0 | 53.27% | 46.73% | 0.59545 | 0.54132 | 0.27066 | 0.59545 | 0.62252 | 2.6254 | 10% | 11% | 14% | 32% | 33% | 0% | 0% | 0% | 100% | 0% | 0% | 0% | 0% | 0% | 0% | 0% | 0% | 0% | 0% | 0% | 0% | 0% | 0% | 0% | 0% | 100% | 0% | 0% | 0% | 0% | 0% | 0% | 100% | 0% | 0% | 0% | 0% | 0% | 100% | 100% | 100% | 0% | 0% | 0% | 0% | 0% | 0% | 0% | 0 | 1 | 2 | 257 | N/A | N/A | FY22 | FY22 | 0.96207 | Yes
0 |  | 111 | Capacitor Protection Relay Replacements | TRUE | Replacement Expenditure | Digital Infrastructure | Repex | N/A | N/A | DI - Protection systems | DI - Safe and Reliable Network | N/A | No | 0% | Safety security & reliability | Program | 0 | 62.35% | 37.65% | 0.37578 | 0.34162 | 0.17081 | 0.37578 | 0.39286 | 1.6568 | 10% | 11% | 14% | 32% | 33% | 0% | 0% | 0% | 100% | 0% | 0% | 0% | 0% | 0% | 0% | 0% | 0% | 0% | 0% | 0% | 0% | 0% | 0% | 0% | 0% | 100% | 0% | 0% | 0% | 0% | 0% | 0% | 100% | 0% | 0% | 0% | 0% | 0% | 100% | 100% | 100% | 0% | 0% | 0% | 0% | 0% | 0% | 0% | 0 | 1 | 2 | 259 | N/A | N/A | FY22 | FY22 | 0.96207 | Yes
0 |  | 112 | Reactor Protection Relay Replacements | TRUE | Replacement Expenditure | Digital Infrastructure | Repex | N/A | N/A | DI - Protection systems | DI - Safe and Reliable Network | N/A | No | 0% | Safety security & reliability | Program | 0 | 62.35% | 37.65% | 0.19421 | 0.17655 | 0.088275 | 0.19421 | 0.20303 | 0.85627 | 10% | 11% | 14% | 32% | 33% | 0% | 0% | 0% | 100% | 0% | 0% | 0% | 0% | 0% | 0% | 0% | 0% | 0% | 0% | 0% | 0% | 0% | 0% | 0% | 0% | 100% | 0% | 0% | 0% | 0% | 0% | 0% | 100% | 0% | 0% | 0% | 0% | 0% | 100% | 100% | 100% | 0% | 0% | 0% | 0% | 0% | 0% | 0% | 0 | 1 | 2 | 261 | N/A | N/A | FY22 | FY22 | 0.96207 | Yes
0 |  | 113 | Transformer Protection Relay Replacements | TRUE | Replacement Expenditure | Digital Infrastructure | Repex | N/A | N/A | DI - Protection systems | DI - Safe and Reliable Network | N/A | No | 0% | Safety security & reliability | Program | 0 | 54.8% | 45.2% | 1.1357 | 1.0325 | 0.51624 | 1.1357 | 1.1874 | 5.0075 | 10% | 11% | 14% | 32% | 33% | 0% | 0% | 0% | 100% | 0% | 0% | 0% | 0% | 0% | 0% | 0% | 0% | 0% | 0% | 0% | 0% | 0% | 0% | 0% | 0% | 100% | 0% | 0% | 0% | 0% | 0% | 0% | 100% | 0% | 0% | 0% | 0% | 0% | 100% | 100% | 100% | 0% | 0% | 0% | 0% | 0% | 0% | 0% | 0 | 1 | 2 | 263 | N/A | N/A | FY22 | FY22 | 0.96207 | Yes
0 |  | 114 | UFLS Protection Relay Replacements | TRUE | Replacement Expenditure | Digital Infrastructure | Repex | N/A | N/A | DI - Protection systems | DI - Safe and Reliable Network | N/A | No | 0% | Safety security & reliability | Program | 0 | 58.38% | 41.62% | 0.090783 | 0.08253 | 0.041265 | 0.090783 | 0.094909 | 0.40027 | 10% | 11% | 14% | 32% | 33% | 0% | 0% | 0% | 100% | 0% | 0% | 0% | 0% | 0% | 0% | 0% | 0% | 0% | 0% | 0% | 0% | 0% | 0% | 0% | 0% | 100% | 0% | 0% | 0% | 0% | 0% | 0% | 100% | 0% | 0% | 0% | 0% | 0% | 100% | 100% | 100% | 0% | 0% | 0% | 0% | 0% | 0% | 0% | 0 | 1 | 2 | 265 | N/A | N/A | FY22 | FY22 | 0.96207 | Yes
0 |  | 115 | Digital Intertrips | FALSE | Replacement Expenditure | Digital Infrastructure | Repex | N/A | N/A | DI - Protection systems | DI - Safe and Reliable Network | N/A | Yes | 0% | Safety security & reliability | Program | 0 | 0% | 100% | 0 | 0 | 0 | 0 | 0 | 0 | 0% | 0% | 0% | 0% | 0% | [20 empty] | 0% | 0% | 0% | 0% | 0% | 0% | 0% | 100% | 0% | 0% | 0% | 0% | 0% | 100% | 0% | 0% | 0% | 0% | 0% | 0% | 0% | 0% | 100% | 0 | 0 | 0 | 265 | N/A | N/A | FY22 | FY22 | 0.96207 | Yes | bar: 1 to 20
0 |  | 116 | Temporary protection renewal for recall periods | TRUE | Replacement Expenditure | Digital Infrastructure | Repex | N/A | N/A | DI - Protection systems | DI - Safe and Reliable Network | N/A | No | 0% | Safety security & reliability | Program | 0 | 26.35% | 73.65% | 0.13491 | 0.12264 | 0.061322 | 0.13491 | 0.14104 | 0.59482 | 10% | 11% | 14% | 32% | 33% | 0% | 0% | 0% | 100% | 0% | 0% | 0% | 0% | 0% | 0% | 0% | 0% | 0% | 0% | 0% | 0% | 0% | 0% | 0% | 0% | 100% | 0% | 0% | 0% | 0% | 0% | 0% | 100% | 0% | 0% | 0% | 0% | 0% | 100% | 100% | 100% | 0% | 0% | 0% | 0% | 0% | 0% | 0% | 0 | 1 | 2 | 267 | N/A | N/A | FY22 | FY22 | 0.96207 | Yes
0 |  | 117 | Time Domain Protection Proof of Concept | FALSE | Replacement Expenditure | Digital Infrastructure | Repex | N/A | N/A | DI - Protection systems | DI - Safe and Reliable Network | N/A | No | 0% | Safety security & reliability | Program | 0 | 0% | 100% | 0 | 0 | 0 | 0 | 0 | 0 | 0% | 0% | 0% | 0% | 0% | 0% | 0% | 0% | 100% | 0% | 0% | 0% | 0% | 0% | 0% | 0% | 0% | 0% | 0% | 0% | 0% | 0% | 0% | 0% | 0% | 100% | 0% | 0% | 0% | 0% | 0% | 0% | 100% | 0% | 0% | 0% | 0% | 0% | 100% | 100% | 100% | 0% | 0% | 0% | 0% | 0% | 0% | 0% | 0 | 1 | 2 | 269 | N/A | N/A | FY22 | FY22 | 0.96207 | Yes
0 |  | 118 | Market Metering Protection Relay Replacements | FALSE | Replacement Expenditure | Digital Infrastructure | Repex | N/A | N/A | DI - Market metering systems | DI - Safe and Reliable Network | N/A | No | 0% | Safety security & reliability | Program | 0 | 0% | 100% | 0 | 0 | 0 | 0 | 0 | 0 | 0% | 0% | 0% | 0% | 0% | 0% | 0% | 0% | 100% | 0% | 0% | 0% | 0% | 0% | 0% | 0% | 0% | 0% | 0% | 0% | 0% | 0% | 0% | 0% | 0% | 100% | 0% | 0% | 0% | 0% | 0% | 0% | 100% | 0% | 0% | 0% | 0% | 0% | 100% | 100% | 0% | 0% | 100% | 0% | 0% | 0% | 0% | 0% | 0 | 1 | 2 | 271 | N/A | N/A | FY22 | FY22 | 0.96207 | Yes
0 |  | 119 | NiCd / Chargers Renewal | FALSE | Replacement Expenditure | Digital Infrastructure | Repex | N/A | N/A | DI - AC/DC & Auxiliary systems | DI - Safe and Reliable Network | N/A | No | 0% | Safety security & reliability | Program | 0 | 0% | 100% | 0 | 0 | 0 | 0 | 0 | 0 | 0% | 0% | 0% | 0% | 0% | 0% | 0% | 0% | 0% | 0% | 100% | 0% | 0% | 0% | 0% | 0% | 0% | 0% | 0% | 0% | 0% | 0% | 0% | 0% | 0% | 100% | 0% | 0% | 0% | 0% | 0% | 0% | 100% | 0% | 0% | 0% | 0% | 0% | 100% | 100% | 0% | 0% | 0% | 0% | 0% | 0% | 100% | 0% | 0 | 1 | 2 | 273 | N/A | N/A | FY22 | FY22 | 0.96207 | Yes
0 |  | 120 | RPS Renewal | FALSE | Replacement Expenditure | Digital Infrastructure | Repex | N/A | N/A | DI - AC/DC & Auxiliary systems | DI - Safe and Reliable Network | N/A | Yes | 0% | Safety security & reliability | Program | 0 | 0% | 100% | 0 | 0 | 0 | 0 | 0 | 0 | 0% | 0% | 0% | 0% | 0% | 0% | 0% | 0% | 0% | 0% | 100% | 0% | 0% | 0% | 0% | 0% | 0% | 0% | 0% | 0% | 0% | 0% | 0% | 0% | 0% | 100% | 0% | 0% | 0% | 0% | 0% | 0% | 100% | 0% | 0% | 0% | 0% | 0% | 100% | 100% | 0% | 0% | 0% | 0% | 0% | 0% | 100% | 0% | 0 | 1 | 2 | 275 | N/A | N/A | FY22 | FY22 | 0.96207 | Yes
0 |  | 121 | RTU Renewal Program | FALSE | Replacement Expenditure | Digital Infrastructure | Repex | N/A | N/A | DI - Control systems | DI - Safe and Reliable Network | N/A | No | 0% | Safety security & reliability | Program | 0 | 0% | 100% | 0 | 0 | 0 | 0 | 0 | 0 | 0% | 0% | 0% | 0% | 0% | 0% | 0% | 0% | 100% | 0% | 0% | 0% | 0% | 0% | 0% | 0% | 0% | 0% | 0% | 0% | 0% | 0% | 0% | 0% | 0% | 100% | 0% | 0% | 0% | 0% | 0% | 0% | 100% | 0% | 0% | 0% | 0% | 0% | 100% | 100% | 0% | 100% | 0% | 0% | 0% | 0% | 0% | 0% | 0 | 1 | 2 | 277 | N/A | N/A | FY22 | FY22 | 0.96207 | Yes
0 |  | 122 | HMI/Gateway Renewal Programs | FALSE | Replacement Expenditure | Digital Infrastructure | Repex | N/A | N/A | DI - Control systems | DI - Safe and Reliable Network | N/A | No | 0% | Safety security & reliability | Program | 0 | 0% | 100% | 0 | 0 | 0 | 0 | 0 | 0 | 0% | 0% | 0% | 0% | 0% | 0% | 0% | 0% | 100% | 0% | 0% | 0% | 0% | 0% | 0% | 0% | 0% | 0% | 0% | 0% | 0% | 0% | 0% | 0% | 0% | 100% | 0% | 0% | 0% | 0% | 0% | 0% | 100% | 0% | 0% | 0% | 0% | 0% | 100% | 100% | 0% | 100% | 0% | 0% | 0% | 0% | 0% | 0% | 0 | 1 | 2 | 279 | N/A | N/A | FY22 | FY22 | 0.96207 | Yes
0 |  | 123 | OTN Network Replacement | TRUE | Replacement Expenditure | Digital Infrastructure | Repex | N/A | N/A | DI - Communications systems | DI - Compliance | N/A | No | 0% | Safety security & reliability | Program | 0 | 27.99% | 72.01% | 4.2723 | 4.2723 | 0 | 0 | 0 | 8.5445 | 0% | 100% | 0% | 0% | 0% | 0% | 0% | 0% | 0% | 100% | 0% | 0% | 0% | 0% | 0% | 0% | 0% | 0% | 0% | 0% | 0% | 0% | 0% | 0% | 0% | 100% | 0% | 0% | 0% | 0% | 0% | 0% | 100% | 0% | 0% | 0% | 0% | 0% | 100% | 100% | 0% | 0% | 0% | 0% | 100% | 0% | 0% | 0% | 0 | 1 | 2 | 281 | N/A | N/A | FY22 | FY22 | 0.96207 | Yes
0 |  | 124 | Multiplexer Renewal program | TRUE | Replacement Expenditure | Digital Infrastructure | Repex | N/A | N/A | DI - Communications systems | DI - Safe and Reliable Network | N/A | No | 0% | Safety security & reliability | Program | 0 | 33.46% | 66.54% | 1.5252 | 1.3866 | 0.69328 | 1.5252 | 1.5945 | 6.7248 | 10% | 11% | 14% | 32% | 33% | 0% | 0% | 0% | 0% | 100% | 0% | 0% | 0% | 0% | 0% | 0% | 0% | 0% | 0% | 0% | 0% | 0% | 0% | 0% | 0% | 100% | 0% | 0% | 0% | 0% | 0% | 0% | 100% | 0% | 0% | 0% | 0% | 0% | 100% | 100% | 0% | 0% | 0% | 0% | 100% | 0% | 0% | 0% | 0 | 1 | 2 | 283 | N/A | N/A | FY22 | FY22 | 0.96207 | Yes
0 |  | 125 | Microwave Renewal Program | TRUE | Replacement Expenditure | Digital Infrastructure | Repex | N/A | N/A | DI - Communications systems | DI - Safe and Reliable Network | N/A | No | 0% | Safety security & reliability | Program | 0 | 27.43% | 72.57% | 1.4839 | 1.349 | 0.67449 | 1.4839 | 1.5513 | 6.5425 | 10% | 11% | 14% | 32% | 33% | 0% | 0% | 0% | 0% | 100% | 0% | 0% | 0% | 0% | 0% | 0% | 0% | 0% | 0% | 0% | 0% | 0% | 0% | 0% | 0% | 100% | 0% | 0% | 0% | 0% | 0% | 0% | 100% | 0% | 0% | 0% | 0% | 0% | 100% | 100% | 0% | 0% | 0% | 0% | 100% | 0% | 0% | 0% | 0 | 1 | 2 | 285 | N/A | N/A | FY22 | FY22 | 0.96207 | Yes
0 |  | 126 | OPGW rollout | FALSE | Replacement Expenditure | Digital Infrastructure | Repex | N/A | N/A | DI - OPGW | DI - Safe and Reliable Network | N/A | No | 0% | Safety security & reliability | Program | 0 | 0% | 100% | 0 | 0 | 0 | 0 | 0 | 0 | 0% | 0% | 0% | 0% | 0% | 100% | 0% | 0% | 0% | 0% | 0% | 0% | 0% | 0% | 0% | 0% | 0% | 0% | 0% | 0% | 0% | 0% | 0% | 0% | 0% | 100% | 100% | 0% | 0% | 0% | 0% | 0% | 100% | 0% | 0% | 0% | 0% | 0% | 100% | 0% | 0% | 0% | 0% | 0% | 0% | 0% | 0% | 100% | 0 | 1 | 2 | 287 | N/A | N/A | FY22 | FY22 | 0.96207 | Yes
0 |  | 127 | DI - Capital spares | TRUE | Replacement Expenditure | Digital Infrastructure | Repex | N/A | N/A | DI - Protection systems | DI - Safe and Reliable Network | N/A | No | 0% | Safety security & reliability | Program | 0 | 0% | 100% | 0.40491 | 0.40491 | 0.40491 | 0.40491 | 0.40491 | 2.0245 | 20% | 20% | 20% | 20% | 20% | 0% | 0% | 0% | 100% | 0% | 0% | 0% | 0% | 0% | 0% | 0% | 0% | 0% | 0% | 0% | 0% | 0% | 0% | 0% | 0% | 100% | 0% | 0% | 0% | 0% | 0% | 0% | 100% | 0% | 0% | 0% | 0% | 0% | 100% | 100% | 50% | 20% | 30% | 0% | 0% | 0% | 0% | 0% | 0 | 1 | 2 | 289 | N/A | N/A | FY22 | FY22 | 0.96207 | Yes
0 |  | 128 | Comms Alarm System Renewals | TRUE | Replacement Expenditure | Digital Infrastructure | Repex | N/A | N/A | DI - Communications systems | DI - Safe and Reliable Network | N/A | No | 0% | Safety security & reliability | Program | 0 | 48.78% | 51.22% | 1.0277 | 0.93425 | 0.46713 | 1.0277 | 1.0744 | 4.5311 | 10% | 11% | 14% | 32% | 33% | 0% | 0% | 0% | 0% | 100% | 0% | 0% | 0% | 0% | 0% | 0% | 0% | 0% | 0% | 0% | 0% | 0% | 0% | 0% | 0% | 100% | 0% | 0% | 0% | 0% | 0% | 0% | 100% | 0% | 0% | 0% | 0% | 0% | 100% | 100% | 0% | 0% | 0% | 0% | 100% | 0% | 0% | 0% | 0 | 1 | 2 | 291 | N/A | N/A | FY22 | FY22 | 0.96207 | Yes
0 |  | 129 | Operational Building Refurbs | TRUE | Replacement Expenditure | Digital Infrastructure | Repex | N/A | N/A | DI - Network Buildings & Security | DI - Safe and Reliable Network | N/A | No | 0% | Safety security & reliability | Program | 0 | 2.425% | 97.58% | 2.4638 | 1.9711 | 0.98553 | 2.1682 | 2.2667 | 9.8553 | 10% | 11% | 14% | 32% | 33% | 0% | 0% | 0% | 0% | 0% | 100% | 0% | 0% | 0% | 0% | 0% | 0% | 0% | 0% | 0% | 0% | 0% | 0% | 0% | 0% | 100% | 0% | 0% | 0% | 0% | 0% | 0% | 100% | 0% | 0% | 0% | 0% | 0% | 100% | 100% | 0% | 0% | 0% | 100% | 0% | 0% | 0% | 0% | 0 | 1 | 2 | 293 | N/A | N/A | FY22 | FY22 | 0.96207 | Yes
0 |  | 130 | Palisade Gate Renewals | TRUE | Replacement Expenditure | Digital Infrastructure | Repex | N/A | N/A | DI - Network Buildings & Security | DI - Safe and Reliable Network | N/A | No | 0% | Safety security & reliability | Program | 0 | 12.06% | 87.94% | 2.0246 | 2.0246 | 0 | 0 | 0 | 4.0493 | 0% | 100% | 0% | 0% | 0% | 0% | 0% | 0% | 0% | 0% | 100% | 0% | 0% | 0% | 0% | 0% | 0% | 0% | 0% | 0% | 0% | 0% | 0% | 0% | 0% | 100% | 0% | 0% | 0% | 0% | 0% | 0% | 100% | 0% | 0% | 0% | 0% | 0% | 100% | 100% | 0% | 0% | 0% | 100% | 0% | 0% | 0% | 0% | 0 | 1 | 2 | 295 | N/A | N/A | FY22 | FY22 | 0.96207 | Yes
0 |  | 131 | Fire Systems Renewals | TRUE | Replacement Expenditure | Digital Infrastructure | Repex | N/A | N/A | DI - Network Buildings & Security | DI - Safe and Reliable Network | N/A | No | 0% | Safety security & reliability | Program | 0 | 2.425% | 97.58% | 1.9464 | 1.9464 | 0 | 0 | 0 | 3.8929 | 0% | 100% | 0% | 0% | 0% | 0% | 0% | 0% | 0% | 0% | 100% | 0% | 0% | 0% | 0% | 0% | 0% | 0% | 0% | 0% | 0% | 0% | 0% | 0% | 0% | 100% | 0% | 0% | 0% | 0% | 0% | 0% | 100% | 0% | 0% | 0% | 0% | 0% | 100% | 100% | 0% | 0% | 0% | 100% | 0% | 0% | 0% | 0% | 0 | 1 | 2 | 297 | N/A | N/A | FY22 | FY22 | 0.96207 | Yes
0 |  | 132 | Fire Systems (Mechanical) Renewal | FALSE | Replacement Expenditure | Digital Infrastructure | Repex | N/A | N/A | DI - Network Buildings & Security | DI - Safe and Reliable Network | N/A | No | 0% | Safety security & reliability | Program | 0 | 0% | 100% | 0 | 0 | 0 | 0 | 0 | 0 | 0% | 0% | 0% | 0% | 0% | 0% | 0% | 0% | 0% | 0% | 100% | 0% | 0% | 0% | 0% | 0% | 0% | 0% | 0% | 0% | 0% | 0% | 0% | 0% | 0% | 100% | 0% | 0% | 0% | 0% | 0% | 0% | 100% | 0% | 0% | 0% | 0% | 0% | 100% | 100% | 0% | 0% | 0% | 100% | 0% | 0% | 0% | 0% | 0 | 1 | 2 | 299 | N/A | N/A | FY22 | FY22 | 0.96207 | Yes
0 |  | 133 | SCADA Duplicate Comms | FALSE | Replacement Expenditure | Digital Infrastructure | Repex | N/A | N/A | DI - Control systems | DI - Safe and Reliable Network | N/A | No | 0% | Safety security & reliability | Program | 0 | 0% | 100% | 0 | 0 | 0 | 0 | 0 | 0 | 0% | 0% | 0% | 0% | 0% | 0% | 0% | 0% | 100% | 0% | 0% | 0% | 0% | 0% | 0% | 0% | 0% | 0% | 0% | 0% | 0% | 0% | 0% | 0% | 0% | 100% | 0% | 0% | 0% | 0% | 0% | 0% | 100% | 0% | 0% | 0% | 0% | 0% | 100% | 100% | 0% | 100% | 0% | 0% | 0% | 0% | 0% | 0% | 0 | 1 | 2 | 301 | N/A | N/A | FY22 | FY22 | 0.96207 | Yes
0 |  | 134 | AMC Enhancements | FALSE | Replacement Expenditure | Digital Infrastructure | Repex | N/A | N/A | DI - SCADA | DI - Safe and Reliable Network | N/A | No | 0% | Safety security & reliability | Program | 0 | 0% | 100% | 0 | 0 | 0 | 0 | 0 | 0 | 0% | 0% | 0% | 0% | 0% | 0% | 0% | 0% | 0% | 0% | 100% | 0% | 0% | 0% | 0% | 0% | 0% | 0% | 0% | 0% | 0% | 0% | 0% | 0% | 0% | 100% | 0% | 0% | 0% | 0% | 0% | 0% | 100% | 0% | 0% | 0% | 0% | 0% | 100% | 100% | 0% | 0% | 0% | 100% | 0% | 0% | 0% | 0% | 0 | 1 | 2 | 303 | N/A | N/A | FY22 | FY22 | 0.96207 | Yes
0 |  | 135 | SCADA Hardware Renewal | FALSE | Replacement Expenditure | Digital Infrastructure | Repex | N/A | N/A | DI - SCADA | DI - Safe and Reliable Network | N/A | No | 0% | Safety security & reliability | Program | 0 | 0% | 100% | 0 | 0 | 0 | 0 | 0 | 0 | 0% | 0% | 0% | 0% | 0% | 0% | 0% | 0% | 100% | 0% | 0% | 0% | 0% | 0% | 0% | 0% | 0% | 0% | 0% | 0% | 0% | 0% | 0% | 0% | 0% | 100% | 0% | 0% | 0% | 0% | 0% | 0% | 100% | 0% | 0% | 0% | 0% | 0% | 100% | 100% | 0% | 100% | 0% | 0% | 0% | 0% | 0% | 0% | 0 | 1 | 2 | 305 | N/A | N/A | FY22 | FY22 | 0.96207 | Yes
0 |  | 136 | FY24-28 SSZ Core Refresh | FALSE | Replacement Expenditure | Digital Infrastructure | Repex | N/A | N/A | DI - Communications systems | DI - Cyber/physical security | N/A | No | 0% | Safety security & reliability | Program | 0 | 0% | 100% | 0 | 0 | 0 | 0 | 0 | 0 | 0% | 0% | 0% | 0% | 0% | 0% | 0% | 0% | 0% | 100% | 0% | 0% | 0% | 0% | 0% | 0% | 0% | 0% | 0% | 0% | 0% | 0% | 0% | 0% | 0% | 100% | 0% | 0% | 0% | 0% | 0% | 0% | 100% | 0% | 0% | 0% | 0% | 0% | 100% | 100% | 0% | 0% | 0% | 0% | 100% | 0% | 0% | 0% | 0 | 1 | 2 | 307 | N/A | N/A | FY22 | FY22 | 0.96207 | Yes
0 |  | 137 | FY24-28 Critical Infrastructure Uplift OT Environment | TRUE | Replacement Expenditure | Digital Infrastructure | Repex | N/A | N/A | DI - SCADA | DI - Cyber/physical security | N/A | No | 0% | Safety security & reliability | Program | 0 | 12.98% | 87.02% | 0.61466 | 2.2635 | 0.7118 | 0 | 0 | 3.59 | 0% | 0% | 100% | 0% | 0% | 0% | 0% | 0% | 0% | 100% | 0% | 0% | 0% | 0% | 0% | 0% | 0% | 0% | 0% | 0% | 0% | 0% | 0% | 0% | 0% | 100% | 0% | 0% | 0% | 0% | 0% | 0% | 100% | 0% | 0% | 0% | 0% | 0% | 100% | 100% | 0% | 0% | 0% | 0% | 100% | 0% | 0% | 0% | 0 | 1 | 2 | 309 | N/A | N/A | FY22 | FY22 | 0.96207 | Yes
0 |  | 138 | Lismore 415V AC DIst. Replacement | FALSE | Replacement Expenditure | Digital Infrastructure | Repex | N/A | N/A | DI - AC/DC & Auxiliary systems | DI - Safe and Reliable Network | N/A | Yes | 0% | Safety security & reliability | Project | 0 | 0% | 100% | 0 | 0 | 0 | 0 | 0 | 0 | 0% | 0% | 0% | 0% | 0% | 0% | 0% | 0% | 0% | 0% | 100% | 0% | 0% | 0% | 0% | 0% | 0% | 0% | 0% | 0% | 0% | 0% | 0% | 0% | 0% | 100% | 0% | 0% | 0% | 0% | 0% | 0% | 100% | 0% | 0% | 0% | 0% | 0% | 100% | 100% | 0% | 0% | 0% | 0% | 0% | 0% | 100% | 0% | 0 | 1 | 2 | 311 | N/A | N/A | FY22 | FY22 | 0.96207 | Yes
0 |  | 139 | BKH SVC Server Upgrade | TRUE | Replacement Expenditure | Digital Infrastructure | Repex | N/A | N/A | DI - Control systems | DI - Safe and Reliable Network | N/A | No | 0% | Safety security & reliability | Project | 0 | 13.53% | 86.47% | 0.41793 | 0.41793 | 0 | 0 | 0 | 0.83587 | 0% | 100% | 0% | 0% | 0% | 0% | 0% | 0% | 100% | 0% | 0% | 0% | 0% | 0% | 0% | 0% | 0% | 0% | 0% | 0% | 0% | 0% | 0% | 0% | 0% | 100% | 0% | 0% | 0% | 0% | 0% | 0% | 100% | 0% | 0% | 0% | 0% | 0% | 100% | 100% | 0% | 100% | 0% | 0% | 0% | 0% | 0% | 0% | 0 | 1 | 2 | 313 | N/A | N/A | FY22 | FY22 | 0.96207 | Yes
0 |  | 140 | Cable 41 (26F) Bridge Works | FALSE | Replacement Expenditure | Transmission Lines | Repex | N/A | N/A | TL - Underground cables | TL - Safe and Reliable Network | N/A | Yes | 0% | Safety security & reliability | Project | 0 | 0% | 100% | 0 | 0 | 0 | 0 | 0 | 0 | 0% | 0% | 0% | 0% | 0% | 0% | 100% | 0% | 0% | 0% | 0% | 0% | 0% | 0% | 0% | 0% | 0% | 0% | 0% | 0% | 0% | 0% | 0% | 0% | 0% | 100% | 100% | 0% | 0% | 0% | 0% | 100% | 0% | 0% | 0% | 0% | 0% | 0% | 100% | 0% | 0% | 0% | 0% | 0% | 0% | 0% | 0% | 100% | 0 | 1 | 2 | 315 | N/A | N/A | FY22 | FY22 | 0.96207 | Yes
0 |  | 141 | Line 23 - Vales Point Munmorah Refurb | TRUE | Replacement Expenditure | Transmission Lines | Repex | N/A | N/A | TL - Transmission towers | TL - Safe and Reliable Network | N/A | Yes | 0% | Safety security & reliability | Project | 0 | 10.34% | 89.66% | 10.4132 | 0.54811 | 0 | 0 | 0 | 10.9613 | 0% | 100% | 0% | 0% | 0% | 100% | 0% | 0% | 0% | 0% | 0% | 0% | 0% | 0% | 0% | 0% | 0% | 0% | 0% | 0% | 0% | 0% | 0% | 0% | 0% | 100% | 100% | 0% | 71.96% | 8.216% | 19.82% | 0% | 0% | 0% | 0% | 0% | 0% | 0% | 100% | 0% | 0% | 0% | 0% | 0% | 0% | 0% | 0% | 100% | 0 | 1 | 2 | 317 | N/A | N/A | FY22 | FY22 | 0.96207 | Yes
0 |  | 142 | Line 992 Refurbishment | TRUE | Replacement Expenditure | Transmission Lines | Repex | N/A | N/A | TL - Transmission poles | TL - Safe and Reliable Network | N/A | No | 0% | Safety security & reliability | Program | 0 | 13.46% | 86.54% | 0 | 0.12694 | 5.5827 | 0 | 0 | 5.7096 | 0% | 0% | 100% | 0% | 0% | 100% | 0% | 0% | 0% | 0% | 0% | 0% | 0% | 0% | 0% | 0% | 0% | 0% | 0% | 0% | 0% | 0% | 0% | 0% | 0% | 100% | 100% | 96.04% | 0% | 0.8577% | 3.1% | 0% | 0% | 0% | 0% | 0% | 0% | 0% | 100% | 0% | 0% | 0% | 0% | 0% | 0% | 0% | 0% | 100% | 0 | 1 | 2 | 319 | N/A | N/A | FY22 | FY22 | 0.96207 | Yes
0 |  | 143 | Misc Plant Tools and Test Equip | TRUE | Replacement Expenditure | Substation | Repex | N/A | N/A | Substations - Site Establishment and supporting assets | Substations - Safe and Reliable Network | N/A | No | 0% | Safety security & reliability | Program | 0 | 0% | 100% | 5.2847 | 2.155 | 2.0317 | 1.1531 | 1.1421 | 11.7666 | 20% | 20% | 20% | 20% | 20% | 0% | 0% | 100% | 0% | 0% | 0% | 0% | 0% | 0% | 0% | 0% | 0% | 0% | 0% | 0% | 0% | 0% | 0% | 0% | 0% | 100% | 0% | 0% | 0% | 0% | 0% | 0% | 100% | 100% | 100% | 0% | 0% | 0% | 0% | 0% | 0% | 0% | 0% | 0% | 0% | 0% | 0% | 100% | 0 | 1 | 2 | 321 | N/A | N/A | FY22 | FY22 | 0.96207 | Yes
0 |  | 144 | Increase capacity for generation in the Molong to Parkes area | TRUE | Augmentation Expenditure | Augmentations | Augex | Economic Benefits | N/A | N/A | N/A | N/A | No | 0% | Energy transition | Project | 0 | 14.48% | 85.52% | 2.3179 | 4.0724 | 0 | 0 | 0 | 6.3903 | 0% | 100% | 0% | 0% | 0% | 100% | 0% | 0% | 0% | 0% | 0% | 0% | 0% | 0% | 0% | 0% | 0% | 0% | 0% | 0% | 0% | 0% | 0% | 0% | 0% | 100% | 100% | 0% | 0% | 0% | 0% | 0% | 100% | 0% | 0% | 0% | 0% | 0% | 100% | 0% | 0% | 0% | 0% | 0% | 0% | 0% | 0% | 100% | 0 | 1 | 2 | 323 | 6.3903 | 11 | FY22 | FY22 | 0.96207 | Yes
0 |  | 145 | Increase capacity for generation in Wagga North area | TRUE | Augmentation Expenditure | Augmentations | Augex | Economic Benefits | N/A | N/A | N/A | N/A | No | 0% | Energy transition | Project | 0 | 13.96% | 86.04% | 0.28344 | 9.9204 | 0 | 0 | 0 | 10.2039 | 0% | 100% | 0% | 0% | 0% | 60% | 0% | 15% | 5% | 0% | 0% | 0% | 0% | 20% | 0% | 0% | 0% | 0% | 0% | 0% | 0% | 0% | 0% | 0% | 0% | 100% | 60% | 0% | 0% | 0% | 0% | 0% | 100% | 15% | 0% | 0% | 0% | 0% | 100% | 5% | 0% | 0% | 0% | 0% | 0% | 0% | 0% | 100% | 0 | 4 | 8 | 331 | 10.2039 | 6 | FY22 | FY22 | 0.96207 | Yes
0 |  | 146 | Supply to Western Sydney Priority Growth area | TRUE | Augmentation Expenditure | Augex - Major Project | Augex | Augex - Major Project | N/A | N/A | N/A | N/A | Yes | 0% | Localised maximum demand growth | Project | 0 | 9.174% | 90.83% | c-i-c | c-i-c | c-i-c | c-i-c | c-i-c | c-i-c | 0% | 0% | 0% | 0% | 100% | 15% | 0% | 60% | 5% | 0% | 0% | 0% | 0% | 20% | 0% | 0% | 0% | 0% | 0% | 0% | 0% | 0% | 0% | 0% | 0% | 100% | 15% | 0% | 0% | 0% | 0% | 0% | 100% | 60% | 0% | 0% | 0% | 0% | 100% | 5% | 0% | 0% | 0% | 0% | 0% | 0% | 0% | 100% | 0 | 4 | 8 | 339 | c-i-c | c-i-c | FY22 | FY22 | 0.96207 | Yes
0 |  | 147 | Increase capacity of 132 kV busbars at Wagga Substation | TRUE | Augmentation Expenditure | Augmentations | Augex | Economic Benefits | N/A | N/A | N/A | N/A | No | 0% | Energy transition | Project | 0 | 30.7% | 69.3% | 0.44227 | 2.1229 | 2.5652 | 0.17691 | 0 | 5.3073 | 0% | 0% | 80% | 20% | 0% | 0% | 0% | 100% | 0% | 0% | 0% | 0% | 0% | 0% | 0% | 0% | 0% | 0% | 0% | 0% | 0% | 0% | 0% | 0% | 0% | 100% | 0% | 0% | 0% | 0% | 0% | 0% | 100% | 100% | 0% | 0% | 0% | 0% | 100% | 0% | 0% | 0% | 0% | 0% | 0% | 0% | 0% | 100% | 0 | 1 | 2 | 341 | 5.3073 | 12 | FY22 | FY22 | 0.96207 | Yes
0 |  | 148 | Supply to Sydney West Area | TRUE | Augmentation Expenditure | Augmentations | Augex | Demand | N/A | N/A | N/A | N/A | No | 0% | Localised maximum demand growth | Project | 0 | 9.116% | 90.88% | 16.8951 | 0.49114 | 0 | 0 | 0 | 17.3862 | 0% | 100% | 0% | 0% | 0% | 0% | 0% | 95% | 5% | 0% | 0% | 0% | 0% | 0% | 0% | 0% | 0% | 0% | 0% | 0% | 0% | 0% | 0% | 0% | 0% | 100% | 0% | 0% | 0% | 0% | 0% | 0% | 100% | 95% | 0% | 0% | 0% | 0% | 100% | 5% | 0% | 0% | 0% | 0% | 0% | 0% | 0% | 100% | 0 | 2 | 4 | 345 | 17.3862 | 5 | FY22 | FY22 | 0.96207 | Yes
0 |  | 149 | Maintain quality of supply in ACT | FALSE | Augmentation Expenditure | Augmentations | Augex | Compliance | N/A | N/A | N/A | N/A | No | 0% | Safety security & reliability | Project | 0 | 0% | 100% | 0 | 0 | 0 | 0 | 0 | 0 | 0% | 0% | 0% | 100% | 0% | 0% | 0% | 95% | 5% | 0% | 0% | 0% | 0% | 0% | 0% | 0% | 0% | 0% | 0% | 0% | 0% | 0% | 0% | 0% | 0% | 100% | 0% | 0% | 0% | 0% | 0% | 0% | 100% | 95% | 0% | 0% | 0% | 0% | 100% | 5% | 0% | 0% | 0% | 0% | 0% | 0% | 0% | 100% | 0 | 2 | 4 | 349 | 0 | 14 | FY22 | FY22 | 0.96207 | Yes
0 |  | 150 | Improve voltage control in Southern NSW area | TRUE | Augmentation Expenditure | Augmentations | Augex | Compliance | N/A | N/A | N/A | N/A | No | 0% | Energy transition | Project | 0 | 9.207% | 90.79% | 0.8675 | 1.9689 | 17.7204 | 0.1852 | 0 | 20.742 | 0% | 0% | 50% | 50% | 0% | 0% | 0% | 95% | 5% | 0% | 0% | 0% | 0% | 0% | 0% | 0% | 0% | 0% | 0% | 0% | 0% | 0% | 0% | 0% | 0% | 100% | 0% | 0% | 0% | 0% | 0% | 0% | 100% | 95% | 0% | 0% | 0% | 0% | 100% | 5% | 0% | 0% | 0% | 0% | 0% | 0% | 0% | 100% | 0 | 2 | 4 | 353 | 20.742 | 3 | FY22 | FY22 | 0.96207 | Yes
0 |  | 151 | Improve operational response to busbar trips | FALSE | Augmentation Expenditure | Augmentations | Augex | Economic Benefits | N/A | N/A | N/A | N/A | Yes | 0% | Safety security & reliability | Project | 0 | 0% | 100% | 0 | 0 | 0 | 0 | 0 | 0 | 0% | 0% | 0% | 100% | 0% | 0% | 0% | 0% | 100% | 0% | 0% | 0% | 0% | 0% | 0% | 0% | 0% | 0% | 0% | 0% | 0% | 0% | 0% | 0% | 0% | 100% | 0% | 0% | 0% | 0% | 0% | 0% | 100% | 0% | 0% | 0% | 0% | 0% | 100% | 100% | 0% | 0% | 0% | 0% | 0% | 0% | 0% | 100% | 0 | 1 | 2 | 355 | 0 | 15 | FY22 | FY22 | 0.96207 | Yes
0 |  | 152 | Maintain Voltage in Greater Sydney area | TRUE | Augmentation Expenditure | Augmentations | Augex | Compliance | N/A | N/A | N/A | N/A | No | 0% | Energy transition | Project | 0 | 14.35% | 85.65% | 1.1805 | 7.7407 | 0.25157 | 0 | 0 | 9.1727 | 0% | 0% | 100% | 0% | 0% | 0% | 0% | 95% | 5% | 0% | 0% | 0% | 0% | 0% | 0% | 0% | 0% | 0% | 0% | 0% | 0% | 0% | 0% | 0% | 0% | 100% | 0% | 0% | 0% | 0% | 0% | 0% | 100% | 95% | 0% | 0% | 0% | 0% | 100% | 5% | 0% | 0% | 0% | 0% | 0% | 0% | 0% | 100% | 0 | 2 | 4 | 359 | 9.1727 | 7 | FY22 | FY22 | 0.96207 | Yes
0 |  | 153 | Manage multiple contingencies in North West NSW area | FALSE | Augmentation Expenditure | Augmentations | Augex | Economic Benefits | N/A | N/A | N/A | N/A | Yes | 0% | Safety security & reliability | Project | 0 | 41.25% | 58.75% | 0 | 0 | 0 | 0 | 0 | 0 | 0% | 0% | 100% | 0% | 0% | 0% | 0% | 0% | 80% | 20% | 0% | 0% | 0% | 0% | 0% | 0% | 0% | 0% | 0% | 0% | 0% | 0% | 0% | 0% | 0% | 100% | 0% | 0% | 0% | 0% | 0% | 0% | 100% | 0% | 0% | 0% | 0% | 0% | 100% | 100% | 0% | 0% | 0% | 0% | 0% | 0% | 0% | 100% | 0 | 2 | 4 | 363 | 0 | 16 | FY22 | FY22 | 0.96207 | Yes
0 |  | 154 | Manage multiple contingencies in Sydney Northwest area | FALSE | Augmentation Expenditure | Augmentations | Augex | Economic Benefits | N/A | N/A | N/A | N/A | Yes | 0% | Safety security & reliability | Project | 0 | 34.42% | 65.58% | 0 | 0 | 0 | 0 | 0 | 0 | 0% | 0% | 0% | 0% | 90% | 0% | 0% | 0% | 80% | 20% | 0% | 0% | 0% | 0% | 0% | 0% | 0% | 0% | 0% | 0% | 0% | 0% | 0% | 0% | 0% | 100% | 0% | 0% | 0% | 0% | 0% | 0% | 100% | 0% | 0% | 0% | 0% | 0% | 100% | 100% | 0% | 0% | 0% | 0% | 0% | 0% | 0% | 100% | 0 | 2 | 4 | 367 | 0 | 17 | FY22 | FY22 | 0.96207 | Yes
0 |  | 155 | Manage multiple contingencies in the Bayswater to Sydney area | FALSE | Augmentation Expenditure | Augmentations | Augex | Economic Benefits | N/A | N/A | N/A | N/A | Yes | 0% | Safety security & reliability | Project | 0 | 33.64% | 66.36% | 0 | 0 | 0 | 0 | 0 | 0 | 0% | 0% | 0% | 100% | 0% | 0% | 0% | 0% | 80% | 20% | 0% | 0% | 0% | 0% | 0% | 0% | 0% | 0% | 0% | 0% | 0% | 0% | 0% | 0% | 0% | 100% | 0% | 0% | 0% | 0% | 0% | 0% | 100% | 0% | 0% | 0% | 0% | 0% | 100% | 100% | 0% | 0% | 0% | 0% | 0% | 0% | 0% | 100% | 0 | 2 | 4 | 371 | 0 | 18 | FY22 | FY22 | 0.96207 | Yes
0 |  | 156 | Supply to Strathnairn area (EVOEnergy) | TRUE | Connections | Connections | Augex | Connections | N/A | N/A | N/A | N/A | Yes | 0% | Localised maximum demand growth | Project | 0 | 23.49% | 76.51% | c-i-c | c-i-c | c-i-c | c-i-c | c-i-c | c-i-c | 0% | 0% | 0% | 0% | 100% | 0% | 0% | 80% | 20% | 0% | 0% | 0% | 0% | 0% | 0% | 0% | 0% | 0% | 0% | 0% | 0% | 0% | 0% | 0% | 0% | 100% | 0% | 0% | 0% | 0% | 0% | 0% | 100% | 80% | 0% | 0% | 0% | 0% | 100% | 20% | 0% | 0% | 0% | 0% | 0% | 0% | 0% | 100% | 0 | 2 | 4 | 375 | c-i-c | c-i-c | FY22 | FY22 | 0.96207 | Yes
0 |  | 157 | Condition of AusGrid cables 9SA and 92P | TRUE | Connections | Connections | Augex | Connections | N/A | N/A | N/A | N/A | Yes | 0% | Safety security & reliability | Project | 0 | 79.37% | 20.63% | c-i-c | c-i-c | c-i-c | c-i-c | c-i-c | c-i-c | 0% | 0% | 0% | 0% | 100% | 0% | 0% | 0% | 100% | 0% | 0% | 0% | 0% | 0% | 0% | 0% | 0% | 0% | 0% | 0% | 0% | 0% | 0% | 0% | 0% | 100% | 0% | 0% | 0% | 0% | 0% | 0% | 100% | 0% | 0% | 0% | 0% | 0% | 100% | 100% | 0% | 0% | 0% | 0% | 0% | 0% | 0% | 100% | 0 | 1 | 2 | 377 | c-i-c | c-i-c | FY22 | FY22 | 0.96207 | Yes
0 |  | 158 | Improve voltage regulation following under frequency load shedding events | FALSE | Augmentation Expenditure | Augmentations | Augex | Compliance | N/A | N/A | N/A | N/A | Yes | 0% | Energy transition | Project | 0 | 0% | 100% | 0 | 0 | 0 | 0 | 0 | 0 | 0% | 25% | 25% | 25% | 25% | 0% | 0% | 0% | 100% | 0% | 0% | 0% | 0% | 0% | 0% | 0% | 0% | 0% | 0% | 0% | 0% | 0% | 0% | 0% | 0% | 100% | 0% | 0% | 0% | 0% | 0% | 0% | 100% | 0% | 0% | 0% | 0% | 0% | 100% | 100% | 0% | 0% | 0% | 0% | 0% | 0% | 0% | 100% | 0 | 1 | 2 | 379 | 0 | 19 | FY22 | FY22 | 0.96207 | Yes
0 |  | 159 | Supply to Far West NSW Network | FALSE | Augmentation Expenditure | Augmentations | Augex | Demand | N/A | N/A | N/A | N/A | Yes | 0% | Localised maximum demand growth | Project | 0 | 7.169% | 92.83% | 0 | 0 | 0 | 0 | 0 | 0 | 0% | 0% | 0% | 0% | 50% | 0% | 0% | 95% | 5% | 0% | 0% | 0% | 0% | 0% | 0% | 0% | 0% | 0% | 0% | 0% | 0% | 0% | 0% | 0% | 0% | 100% | 0% | 0% | 0% | 0% | 0% | 0% | 100% | 95% | 0% | 0% | 0% | 0% | 100% | 5% | 0% | 0% | 0% | 0% | 0% | 0% | 0% | 100% | 0 | 2 | 4 | 383 | 0 | 20 | FY22 | FY22 | 0.96207 | Yes
0 |  | 160 | Strategic property acquisition for Western Sydney Priority Growth Area | TRUE | Augmentation Expenditure | Augmentations | Augex | Strategic Property | N/A | N/A | N/A | N/A | No | 0% | Localised maximum demand growth | Project | 0 | 0.6481% | 99.35% | c-i-c | c-i-c | c-i-c | c-i-c | c-i-c | c-i-c | 100% | 0% | 0% | 0% | 0% | 0% | 0% | 0% | 0% | 0% | 0% | 0% | 0% | 100% | 0% | 0% | 0% | 0% | 0% | 0% | 0% | 0% | 0% | 0% | 0% | 100% | 0% | 0% | 0% | 0% | 0% | 0% | 100% | 0% | 0% | 0% | 0% | 0% | 100% | 0% | 0% | 0% | 0% | 0% | 0% | 0% | 0% | 100% | 0 | 1 | 2 | 385 | c-i-c | c-i-c | FY22 | FY22 | 0.96207 | Yes
0 |  | 161 | Maintain Voltage in the Vineyard Area | TRUE | Augmentation Expenditure | Augmentations | Augex | Demand | N/A | N/A | N/A | N/A | No | 0% | Localised maximum demand growth | Project | 0 | 9.493% | 90.51% | 6.1526 | 32.3766 | 0.90776 | 0 | 0 | 39.437 | 0% | 0% | 100% | 0% | 0% | 0% | 0% | 95% | 5% | 0% | 0% | 0% | 0% | 0% | 0% | 0% | 0% | 0% | 0% | 0% | 0% | 0% | 0% | 0% | 0% | 100% | 0% | 0% | 0% | 0% | 0% | 0% | 100% | 95% | 0% | 0% | 0% | 0% | 100% | 5% | 0% | 0% | 0% | 0% | 0% | 0% | 0% | 100% | 0 | 2 | 4 | 389 | 39.437 | 1 | FY22 | FY22 | 0.96207 | Yes
0 |  | 162 | Voltage control under light load conditions | TRUE | Augmentation Expenditure | Augmentations | Augex | Compliance | N/A | N/A | N/A | N/A | No | 0% | Energy transition | Project | 0 | 14.25% | 85.75% | 2.7603 | 2.0083 | 0 | 0 | 0 | 4.7686 | 0% | 100% | 0% | 0% | 0% | 0% | 0% | 95% | 5% | 0% | 0% | 0% | 0% | 0% | 0% | 0% | 0% | 0% | 0% | 0% | 0% | 0% | 0% | 0% | 0% | 100% | 0% | 0% | 0% | 0% | 0% | 0% | 100% | 95% | 0% | 0% | 0% | 0% | 100% | 5% | 0% | 0% | 0% | 0% | 0% | 0% | 0% | 100% | 0 | 2 | 4 | 393 | 4.7686 | 13 | FY22 | FY22 | 0.96207 | Yes
0 |  | 163 | Maintain voltage in Beryl area | TRUE | Augmentation Expenditure | Augmentations | Augex | Demand | N/A | N/A | N/A | N/A | Yes | 0% | Localised maximum demand growth | Project | 0 | 5.593% | 94.41% | 0 | 1.3725 | 6.5169 | 12.5203 | 0 | 20.4097 | 0% | 0% | 100% | 0% | 0% | 0% | 0% | 100% | 0% | 0% | 0% | 0% | 0% | 0% | 0% | 0% | 0% | 0% | 0% | 0% | 0% | 0% | 0% | 0% | 0% | 100% | 0% | 0% | 0% | 0% | 0% | 0% | 100% | 100% | 0% | 0% | 0% | 0% | 100% | 0% | 0% | 0% | 0% | 0% | 0% | 0% | 0% | 100% | 0 | 1 | 2 | 395 | 20.4097 | 4 | FY22 | FY22 | 0.96207 | Yes
0 |  | 164 | Maintain voltage in Alpine area | TRUE | Augmentation Expenditure | Augmentations | Augex | Compliance | N/A | N/A | N/A | N/A | No | 0% | Localised maximum demand growth | Project | 0 | 5.361% | 94.64% | 0 | 0.30113 | 1.8068 | 14.8559 | 5.5208 | 22.4847 | 0% | 0% | 0% | 0% | 100% | 0% | 0% | 95% | 5% | 0% | 0% | 0% | 0% | 0% | 0% | 0% | 0% | 0% | 0% | 0% | 0% | 0% | 0% | 0% | 0% | 100% | 0% | 0% | 0% | 0% | 0% | 0% | 100% | 95% | 0% | 0% | 0% | 0% | 100% | 5% | 0% | 0% | 0% | 0% | 0% | 0% | 0% | 100% | 0 | 2 | 4 | 399 | 22.4847 | 2 | FY22 | FY22 | 0.96207 | Yes
0 |  | 165 | Supply to North West Slopes Area Stage 1 | TRUE | Augmentation Expenditure | Augmentations | Augex | Demand | N/A | N/A | N/A | N/A | No | 0% | Localised maximum demand growth | Project | 0 | 33% | 67% | 0.80268 | 7.0256 | 0.30936 | 0 | 0 | 8.1376 | 0% | 0% | 100% | 0% | 0% | 0% | 0% | 100% | 0% | 0% | 0% | 0% | 0% | 0% | 0% | 0% | 0% | 0% | 0% | 0% | 0% | 0% | 0% | 0% | 0% | 100% | 0% | 0% | 0% | 0% | 0% | 0% | 100% | 100% | 0% | 0% | 0% | 0% | 100% | 0% | 0% | 0% | 0% | 0% | 0% | 0% | 0% | 100% | 0 | 1 | 2 | 401 | 8.1376 | 8 | FY22 | FY22 | 0.96207 | Yes
0 |  | 166 | Improving stability in South-Western NSW | FALSE | Augmentation Expenditure | Augmentations | Augex | Compliance | N/A | N/A | N/A | N/A | No | 0% | Energy transition | Project | 0 | 5% | 95% | 0 | 0 | 0 | 0 | 0 | 0 | 0% | 0% | 100% | 0% | 0% | 50% | 0% | 25% | 5% | 0% | 0% | 0% | 0% | 20% | 0% | 0% | 0% | 0% | 0% | 0% | 0% | 0% | 0% | 0% | 0% | 100% | 50% | 0% | 0% | 0% | 0% | 0% | 100% | 25% | 0% | 0% | 0% | 0% | 100% | 5% | 0% | 0% | 0% | 0% | 0% | 0% | 0% | 100% | 0 | 4 | 8 | 409 | 0 | 21 | FY22 | FY22 | 0.96207 | Yes
0 |  | 167 | NSW Oscillation Monitoring (PMU Installation) | TRUE | Augmentation Expenditure | Augmentations | Augex | Compliance | N/A | N/A | N/A | N/A | No | 0% | Safety security & reliability | Project | 0 | 56.09% | 43.91% | 3.3836 | 2.4271 | 1.235 | 0 | 0 | 7.0457 | 0% | 50% | 50% | 0% | 0% | 0% | 0% | 0% | 100% | 0% | 0% | 0% | 0% | 0% | 0% | 0% | 0% | 0% | 0% | 0% | 0% | 0% | 0% | 0% | 0% | 100% | 0% | 0% | 0% | 0% | 0% | 0% | 100% | 0% | 0% | 0% | 0% | 0% | 100% | 100% | 0% | 0% | 0% | 0% | 0% | 0% | 0% | 100% | 0 | 1 | 2 | 411 | 7.0457 | 10 | FY22 | FY22 | 0.96207 | Yes
0 |  | 168 | Maintaining Reliable Supply to Deniliquin, Coleambally and Finley area (Maintain Voltage in South Western Subsystem) | TRUE | Augmentation Expenditure | Augmentations | Augex | Compliance | N/A | N/A | N/A | N/A | No | 0% | Safety security & reliability | Project | 0 | 14% | 86% | 1.6212 | 4.9914 | 0.52733 | 0 | 0 | 7.1399 | 0% | 100% | 0% | 0% | 0% | 0% | 0% | 100% | 0% | 0% | 0% | 0% | 0% | 0% | 0% | 0% | 0% | 0% | 0% | 0% | 0% | 0% | 0% | 0% | 0% | 100% | 0% | 0% | 0% | 0% | 0% | 0% | 100% | 100% | 0% | 0% | 0% | 0% | 100% | 0% | 0% | 0% | 0% | 0% | 0% | 0% | 0% | 100% | 0 | 1 | 2 | 413 | 7.1399 | 9 | FY22 | FY22 | 0.96207 | Yes
0 |  | 169 | Supply to Panorama area | TRUE | Connections | Connections | Augex | Demand | N/A | N/A | N/A | N/A | No | 0% | Localised maximum demand growth | Project | 0 | 29% | 71% | 0 | 0 | 0 | 0 | 0 | 0 | 0% | 90% | 10% | 0% | 0% | 0% | 0% | 74.1% | 7.798% | 4.27% | 0% | 0% | 11.93% | 1.899% | 0% | 0% | 0% | 0% | 0% | 0% | 0% | 0% | 0% | 0% | 0% | 100% | 11.93% | 0% | 0% | 0% | 0% | 0% | 100% | 74.1% | 0% | 0% | 0% | 0% | 100% | 12.07% | 0% | 0% | 0% | 0% | 0% | 0% | 0% | 100% | 0 | 5 | 10 | 423 | 0 | 22 | FY22 | FY22 | 0.96207 | Yes
0 |  | 170 | System Security Roadmap - Situational Awareness and Digital Twin | TRUE | Augmentation Expenditure | Augmentations | Augex | System Security Roadmap | N/A | N/A | N/A | N/A | No | 0% | Energy transition | Project | 0 | 13% | 87% | 0 | 0 | 0 | 0 | 0 | 0 | 0% | 37.92% | 24.39% | 0% | 37.69% | 0% | 0% | 0% | 0% | 0% | 100% | 0% | 0% | 0% | 0% | 0% | 0% | 0% | 0% | 0% | 0% | 0% | 0% | 0% | 0% | 100% | 0% | 0% | 0% | 0% | 0% | 0% | 100% | 0% | 0% | 0% | 0% | 0% | 100% | 100% | 0% | 0% | 0% | 0% | 0% | 0% | 0% | 100% | 0 | 1 | 2 | 425 | 0 | 23 | FY22 | FY22 | 0.96207 | Yes
0 |  | 171 | ICT Forecast (Trend 2009-23) | TRUE | Non-network - ICT | Information Technology | ICT | N/A | N/A | N/A | N/A | N/A | No | 0% | Safety security & reliability | Program | 5 | 64% | 36% | 15.3814 | 15.3814 | 15.3814 | 15.3814 | 15.3814 | 76.907 | 20% | 20% | 20% | 20% | 20% | 0% | 0% | 0% | 0% | 0% | 70% | 0% | 0% | 0% | 0% | 0% | 0% | 0% | 0% | 0% | 0% | 0% | 0% | 0% | 30% | 100% | 0% | 0% | 0% | 0% | 0% | 0% | 100% | 0% | 0% | 0% | 0% | 0% | 100% | 70% | 0% | 0% | 0% | 0% | 0% | 0% | 0% | 100% | 0 | 2 | 4 | 429 | N/A | N/A | FY23 | FY23 | 0.89219 | Yes
0 |  | 172 | Agricultural | FALSE | Non-network - Other | Fleet | Fleet & Property | N/A | Agricultural | N/A | N/A | N/A | No | 0% | Safety security & reliability | Program | 8 | 0% | 100% | 0 | 0 | 0 | 0 | 0 | 0 | 20% | 20% | 20% | 20% | 20% | 0% | 0% | 0% | 0% | 0% | 0% | 100% | 0% | 0% | 0% | 0% | 0% | 0% | 0% | 0% | 0% | 0% | 0% | 0% | 0% | 100% | 0% | 0% | 0% | 0% | 0% | 0% | 100% | 0% | 0% | 0% | 0% | 0% | 100% | 0% | 0% | 0% | 0% | 0% | 0% | 0% | 0% | 100% | 0 | 1 | 2 | 431 | N/A | N/A | FY21 | FY21 | 0.99572 | Yes
0 |  | 173 | Excavation | TRUE | Non-network - Other | Fleet | Fleet & Property | N/A | Excavation | N/A | N/A | N/A | No | 0% | Safety security & reliability | Program | 8 | 0% | 100% | 0 | 0 | 0.18919 | 0 | 0.074679 | 0.26387 | 20% | 20% | 20% | 20% | 20% | 0% | 0% | 0% | 0% | 0% | 0% | 100% | 0% | 0% | 0% | 0% | 0% | 0% | 0% | 0% | 0% | 0% | 0% | 0% | 0% | 100% | 0% | 0% | 0% | 0% | 0% | 0% | 100% | 0% | 0% | 0% | 0% | 0% | 100% | 0% | 0% | 0% | 0% | 0% | 0% | 0% | 0% | 100% | 0 | 1 | 2 | 433 | N/A | N/A | FY21 | FY21 | 0.99572 | Yes
0 |  | 174 | Heavy Commercial | TRUE | Non-network - Other | Fleet | Fleet & Property | N/A | Heavy Commercial | N/A | N/A | N/A | No | 0% | Safety security & reliability | Program | 8 | 0% | 100% | 0.61735 | 0.26885 | 0.41323 | 1.2496 | 0.51778 | 3.0668 | 20% | 20% | 20% | 20% | 20% | 0% | 0% | 0% | 0% | 0% | 0% | 100% | 0% | 0% | 0% | 0% | 0% | 0% | 0% | 0% | 0% | 0% | 0% | 0% | 0% | 100% | 0% | 0% | 0% | 0% | 0% | 0% | 100% | 0% | 0% | 0% | 0% | 0% | 100% | 0% | 0% | 0% | 0% | 0% | 0% | 0% | 0% | 100% | 0 | 1 | 2 | 435 | N/A | N/A | FY21 | FY21 | 0.99572 | Yes
0 |  | 175 | Light Commercial | TRUE | Non-network - Other | Fleet | Fleet & Property | N/A | Light Commercial | N/A | N/A | N/A | No | 0% | Safety security & reliability | Program | 8 | 0% | 100% | 6.2432 | 6.5568 | 6.1894 | 6.1884 | 5.6478 | 30.8256 | 20% | 20% | 20% | 20% | 20% | 0% | 0% | 0% | 0% | 0% | 0% | 100% | 0% | 0% | 0% | 0% | 0% | 0% | 0% | 0% | 0% | 0% | 0% | 0% | 0% | 100% | 0% | 0% | 0% | 0% | 0% | 0% | 100% | 0% | 0% | 0% | 0% | 0% | 100% | 0% | 0% | 0% | 0% | 0% | 0% | 0% | 0% | 100% | 0 | 1 | 2 | 437 | N/A | N/A | FY21 | FY21 | 0.99572 | Yes
0 |  | 176 | Material Handling | TRUE | Non-network - Other | Fleet | Fleet & Property | N/A | Material Handling | N/A | N/A | N/A | No | 0% | Safety security & reliability | Program | 8 | 0% | 100% | 0.67211 | 1.0953 | 1.0953 | 1.1451 | 1.0455 | 5.0533 | 20% | 20% | 20% | 20% | 20% | 0% | 0% | 0% | 0% | 0% | 0% | 100% | 0% | 0% | 0% | 0% | 0% | 0% | 0% | 0% | 0% | 0% | 0% | 0% | 0% | 100% | 0% | 0% | 0% | 0% | 0% | 0% | 100% | 0% | 0% | 0% | 0% | 0% | 100% | 0% | 0% | 0% | 0% | 0% | 0% | 0% | 0% | 100% | 0 | 1 | 2 | 439 | N/A | N/A | FY21 | FY21 | 0.99572 | Yes
0 |  | 177 | Motorcycle/ATV | TRUE | Non-network - Other | Fleet | Fleet & Property | N/A | Motorcycle/ATV | N/A | N/A | N/A | No | 0% | Safety security & reliability | Program | 8 | 0% | 100% | 0.27183 | 0.02091 | 0.16728 | 0.14637 | 0 | 0.6064 | 20% | 20% | 20% | 20% | 20% | 0% | 0% | 0% | 0% | 0% | 0% | 100% | 0% | 0% | 0% | 0% | 0% | 0% | 0% | 0% | 0% | 0% | 0% | 0% | 0% | 100% | 0% | 0% | 0% | 0% | 0% | 0% | 100% | 0% | 0% | 0% | 0% | 0% | 100% | 0% | 0% | 0% | 0% | 0% | 0% | 0% | 0% | 100% | 0 | 1 | 2 | 441 | N/A | N/A | FY21 | FY21 | 0.99572 | Yes
0 |  | 178 | Other | TRUE | Non-network - Other | Fleet | Fleet & Property | N/A | Other Fleet | N/A | N/A | N/A | No | 0% | Safety security & reliability | Program | 8 | 0% | 100% | 0 | 0.039829 | 0 | 0 | 0.28378 | 0.32361 | 20% | 20% | 20% | 20% | 20% | 0% | 0% | 0% | 0% | 0% | 0% | 100% | 0% | 0% | 0% | 0% | 0% | 0% | 0% | 0% | 0% | 0% | 0% | 0% | 0% | 100% | 0% | 0% | 0% | 0% | 0% | 0% | 100% | 0% | 0% | 0% | 0% | 0% | 100% | 0% | 0% | 0% | 0% | 0% | 0% | 0% | 0% | 100% | 0 | 1 | 2 | 443 | N/A | N/A | FY21 | FY21 | 0.99572 | Yes
0 |  | 179 | Passenger | TRUE | Non-network - Other | Fleet | Fleet & Property | N/A | Passenger | N/A | N/A | N/A | No | 0% | Safety security & reliability | Program | 8 | 0% | 100% | 0.6061 | 0.49547 | 0.51952 | 0.50509 | 0.82257 | 2.9487 | 20% | 20% | 20% | 20% | 20% | 0% | 0% | 0% | 0% | 0% | 0% | 100% | 0% | 0% | 0% | 0% | 0% | 0% | 0% | 0% | 0% | 0% | 0% | 0% | 0% | 100% | 0% | 0% | 0% | 0% | 0% | 0% | 100% | 0% | 0% | 0% | 0% | 0% | 100% | 0% | 0% | 0% | 0% | 0% | 0% | 0% | 0% | 100% | 0 | 1 | 2 | 445 | N/A | N/A | FY22 | FY22 | 0.96207 | Yes
0 |  | 180 | Plant | TRUE | Non-network - Other | Fleet | Fleet & Property | N/A | Plant | N/A | N/A | N/A | No | 0% | Safety security & reliability | Program | 8 | 0% | 100% | 0.014936 | 0.16429 | 0 | 0 | 0.029872 | 0.2091 | 20% | 20% | 20% | 20% | 20% | 0% | 0% | 0% | 0% | 0% | 0% | 100% | 0% | 0% | 0% | 0% | 0% | 0% | 0% | 0% | 0% | 0% | 0% | 0% | 0% | 100% | 0% | 0% | 0% | 0% | 0% | 0% | 100% | 0% | 0% | 0% | 0% | 0% | 100% | 0% | 0% | 0% | 0% | 0% | 0% | 0% | 0% | 100% | 0 | 1 | 2 | 447 | N/A | N/A | FY21 | FY21 | 0.99572 | Yes
0 |  | 181 | Trailer | TRUE | Non-network - Other | Fleet | Fleet & Property | N/A | Trailer | N/A | N/A | N/A | No | 0% | Safety security & reliability | Program | 8 | 0% | 100% | 0.16131 | 0.53769 | 0.38634 | 0.21607 | 0.73186 | 2.0333 | 20% | 20% | 20% | 20% | 20% | 0% | 0% | 0% | 0% | 0% | 0% | 100% | 0% | 0% | 0% | 0% | 0% | 0% | 0% | 0% | 0% | 0% | 0% | 0% | 0% | 100% | 0% | 0% | 0% | 0% | 0% | 0% | 100% | 0% | 0% | 0% | 0% | 0% | 100% | 0% | 0% | 0% | 0% | 0% | 0% | 0% | 0% | 100% | 0 | 1 | 2 | 449 | N/A | N/A | FY21 | FY21 | 0.99572 | Yes
0 |  | 182 | Tracking units | FALSE | Non-network - Other | Fleet | Fleet & Property | N/A | Tracking units | N/A | N/A | N/A | No | 0% | Safety security & reliability | Program | 8 | 0% | 100% | 0 | 0 | 0 | 0 | 0 | 0 | 20% | 20% | 20% | 20% | 20% | 0% | 0% | 0% | 0% | 0% | 0% | 100% | 0% | 0% | 0% | 0% | 0% | 0% | 0% | 0% | 0% | 0% | 0% | 0% | 0% | 100% | 0% | 0% | 0% | 0% | 0% | 0% | 100% | 0% | 0% | 0% | 0% | 0% | 100% | 0% | 0% | 0% | 0% | 0% | 0% | 0% | 0% | 100% | 0 | 1 | 2 | 451 | N/A | N/A | FY21 | FY21 | 0.99572 | Yes
0 |  | 183 | Deferred p2-3 works for FY22-23 | FALSE | Non-network - Other | Property | Fleet & Property | N/A | Other Property | N/A | N/A | N/A | No | 0% | Safety security & reliability | Project | 40 | 20% | 80% | 0 | 0 | 0 | 0 | 0 | 0 | 20% | 20% | 20% | 20% | 20% | 0% | 0% | 0% | 0% | 0% | 0% | 0% | 0% | 0% | 0% | 0% | 0% | 0% | 0% | 0% | 0% | 0% | 0% | 100% | 0% | 100% | 0% | 0% | 0% | 0% | 0% | 0% | 100% | 0% | 0% | 0% | 0% | 0% | 100% | 0% | 0% | 0% | 0% | 0% | 0% | 0% | 0% | 100% | 0 | 1 | 2 | 453 | N/A | N/A | FY21 | FY21 | 0.99572 | Yes
0 |  | 184 | 180 Thomas Street - Ultimo drainage project | FALSE | Non-network - Other | Property | Fleet & Property | N/A | Haymarket Office | N/A | N/A | N/A | No | 0% | Safety security & reliability | Project | 40 | 20% | 80% | 0 | 0 | 0 | 0 | 0 | 0 | 20% | 20% | 20% | 20% | 20% | 0% | 0% | 0% | 0% | 0% | 0% | 0% | 0% | 0% | 0% | 0% | 0% | 0% | 0% | 0% | 0% | 0% | 0% | 100% | 0% | 100% | 0% | 0% | 0% | 0% | 0% | 0% | 100% | 0% | 0% | 0% | 0% | 0% | 100% | 0% | 0% | 0% | 0% | 0% | 0% | 0% | 0% | 100% | 0 | 1 | 2 | 455 | N/A | N/A | FY21 | FY21 | 0.99572 | Yes
0 |  | 185 | Yass Old System Control Block demolition | FALSE | Non-network - Other | Property | Fleet & Property | N/A | Yass Depot | N/A | N/A | N/A | No | 0% | Safety security & reliability | Project | 40 | 20% | 80% | 0 | 0 | 0 | 0 | 0 | 0 | 20% | 20% | 20% | 20% | 20% | 0% | 0% | 0% | 0% | 0% | 0% | 0% | 0% | 0% | 0% | 0% | 0% | 0% | 0% | 0% | 0% | 0% | 0% | 100% | 0% | 100% | 0% | 0% | 0% | 0% | 0% | 0% | 100% | 0% | 0% | 0% | 0% | 0% | 100% | 0% | 0% | 0% | 0% | 0% | 0% | 0% | 0% | 100% | 0 | 1 | 2 | 457 | N/A | N/A | FY21 | FY21 | 0.99572 | Yes
0 |  | 186 | Ultimo Prescribed 2020 Audit Recommended Cap Works - reviewed and prioritised | TRUE | Non-network - Other | Property | Fleet & Property | N/A | Haymarket Office | N/A | N/A | N/A | No | 0% | Safety security & reliability | Program | 40 | 8% | 92% | 0.0079658 | 0.04182 | 0.077667 | 0.04182 | 0.022902 | 0.19217 | 20% | 20% | 20% | 20% | 20% | 0% | 0% | 0% | 0% | 0% | 0% | 0% | 0% | 0% | 0% | 0% | 0% | 0% | 0% | 0% | 0% | 0% | 0% | 100% | 0% | 100% | 0% | 0% | 0% | 0% | 0% | 0% | 100% | 0% | 0% | 0% | 0% | 0% | 100% | 0% | 0% | 0% | 0% | 0% | 0% | 0% | 0% | 100% | 0 | 1 | 2 | 459 | N/A | N/A | FY21 | FY21 | 0.99572 | Yes
0 |  | 187 | Wallgrove 2020 Audit Recommended Cap Works - reviewed and prioritised | TRUE | Non-network - Other | Property | Fleet & Property | N/A | Wallgrove Depot | N/A | N/A | N/A | No | 0% | Safety security & reliability | Program | 40 | 7.5% | 92.5% | 0.17705 | 3.4763 | 0.27917 | 1.4437 | 0.099729 | 5.4759 | 20% | 20% | 20% | 20% | 20% | 0% | 0% | 0% | 0% | 0% | 0% | 0% | 0% | 0% | 0% | 0% | 0% | 0% | 0% | 0% | 0% | 0% | 0% | 100% | 0% | 100% | 0% | 0% | 0% | 0% | 0% | 0% | 100% | 0% | 0% | 0% | 0% | 0% | 100% | 0% | 0% | 0% | 0% | 0% | 0% | 0% | 0% | 100% | 0 | 1 | 2 | 461 | N/A | N/A | FY21 | FY21 | 0.99572 | Yes
0 |  | 188 | Waratah 2020 Audit Recommended Cap Works - reviewed and prioritised | TRUE | Non-network - Other | Property | Fleet & Property | N/A | Waratah West Depot | N/A | N/A | N/A | No | 0% | Safety security & reliability | Program | 40 | 7.5% | 92.5% | 4.1639 | 0.31813 | 0.90013 | 0.42628 | 1.5186 | 7.327 | 20% | 20% | 20% | 20% | 20% | 0% | 0% | 0% | 0% | 0% | 0% | 0% | 0% | 0% | 0% | 0% | 0% | 0% | 0% | 0% | 0% | 0% | 0% | 100% | 0% | 100% | 0% | 0% | 0% | 0% | 0% | 0% | 100% | 0% | 0% | 0% | 0% | 0% | 100% | 0% | 0% | 0% | 0% | 0% | 0% | 0% | 0% | 100% | 0 | 1 | 2 | 463 | N/A | N/A | FY21 | FY21 | 0.99572 | Yes
0 |  | 189 | Orange 2020 Audit Recommended Cap Works - reviewed and prioritised | TRUE | Non-network - Other | Property | Fleet & Property | N/A | Orange Depot | N/A | N/A | N/A | No | 0% | Safety security & reliability | Program | 40 | 7.5% | 92.5% | 0.11186 | 0 | 0.078305 | 0.41576 | 1.0169 | 1.6229 | 20% | 20% | 20% | 20% | 20% | 0% | 0% | 0% | 0% | 0% | 0% | 0% | 0% | 0% | 0% | 0% | 0% | 0% | 0% | 0% | 0% | 0% | 0% | 100% | 0% | 100% | 0% | 0% | 0% | 0% | 0% | 0% | 100% | 0% | 0% | 0% | 0% | 0% | 100% | 0% | 0% | 0% | 0% | 0% | 0% | 0% | 0% | 100% | 0 | 1 | 2 | 465 | N/A | N/A | FY21 | FY21 | 0.99572 | Yes
0 |  | 190 | Tamworth 2020 Audit Recommended Cap Works - reviewed and prioritised | TRUE | Non-network - Other | Property | Fleet & Property | N/A | Tamworth Depot | N/A | N/A | N/A | No | 0% | Safety security & reliability | Program | 40 | 7.5% | 92.5% | 0.013975 | 0.0052011 | 0.018634 | 0.017702 | 0.032609 | 0.088122 | 20% | 20% | 20% | 20% | 20% | 0% | 0% | 0% | 0% | 0% | 0% | 0% | 0% | 0% | 0% | 0% | 0% | 0% | 0% | 0% | 0% | 0% | 0% | 100% | 0% | 100% | 0% | 0% | 0% | 0% | 0% | 0% | 100% | 0% | 0% | 0% | 0% | 0% | 100% | 0% | 0% | 0% | 0% | 0% | 0% | 0% | 0% | 100% | 0 | 1 | 2 | 467 | N/A | N/A | FY21 | FY21 | 0.99572 | Yes
0 |  | 191 | Yass 2020 Audit Recommended Cap Works - reviewed and prioritised | TRUE | Non-network - Other | Property | Fleet & Property | N/A | Yass Depot | N/A | N/A | N/A | No | 0% | Safety security & reliability | Program | 40 | 7.5% | 92.5% | 0.37681 | 0.34737 | 0.23302 | 0.92463 | 0.070839 | 1.9527 | 20% | 20% | 20% | 20% | 20% | 0% | 0% | 0% | 0% | 0% | 0% | 0% | 0% | 0% | 0% | 0% | 0% | 0% | 0% | 0% | 0% | 0% | 0% | 100% | 0% | 100% | 0% | 0% | 0% | 0% | 0% | 0% | 100% | 0% | 0% | 0% | 0% | 0% | 100% | 0% | 0% | 0% | 0% | 0% | 0% | 0% | 0% | 100% | 0 | 1 | 2 | 469 | N/A | N/A | FY21 | FY21 | 0.99572 | Yes
0 |  | 192 | Wagga 2020 Audit Recommended Cap Works - reviewed and prioritised | TRUE | Non-network - Other | Property | Fleet & Property | N/A | Wagga Depot | N/A | N/A | N/A | No | 0% | Safety security & reliability | Program | 40 | 7.5% | 92.5% | 0 | 0.16253 | 1.9609 | 0.30637 | 0 | 2.4298 | 20% | 20% | 20% | 20% | 20% | 0% | 0% | 0% | 0% | 0% | 0% | 0% | 0% | 0% | 0% | 0% | 0% | 0% | 0% | 0% | 0% | 0% | 0% | 100% | 0% | 100% | 0% | 0% | 0% | 0% | 0% | 0% | 100% | 0% | 0% | 0% | 0% | 0% | 100% | 0% | 0% | 0% | 0% | 0% | 0% | 0% | 0% | 100% | 0 | 1 | 2 | 471 | N/A | N/A | FY21 | FY21 | 0.99572 | Yes
0 |  | 193 | Property leases | TRUE | Non-network - Other | Property | Fleet & Property | N/A | Other Property | N/A | N/A | N/A | No | 0% | Safety security & reliability | Program | 5 | 0% | 100% | 0.058111 | 0.6635 | 0 | 0.58943 | 2.0834 | 3.3944 | 0% | 0% | 0% | 0% | 0% | 0% | 0% | 0% | 0% | 0% | 0% | 0% | 0% | 100% | 0% | 0% | 0% | 0% | 0% | 0% | 0% | 0% | 0% | 0% | 0% | 100% | 0% | 0% | 0% | 0% | 0% | 0% | 100% | 0% | 0% | 0% | 0% | 0% | 100% | 0% | 0% | 0% | 0% | 0% | 0% | 0% | 0% | 100% | 0 | 1 | 2 | 473 | N/A | N/A | FY21 | FY21 | 0.99572 | Yes
0 |  | 194 | [Project Name] | FALSE | [Spare] | [Spare] | [Spare] | N/A | N/A | N/A | N/A | N/A | N/A | 0% | N/A | Project |  | 40% | 100% | 0 | 0 | 0 | 0 | 0 | 3.409 | 0% | 0% | 0% | 0% | 0% | [20 empty] | 100% | 0% | 0% | 0% | 0% | 0% | 0% | 100% | 0% | 0% | 0% | 0% | 0% | 100% | 0% | 0% | 0% | 0% | 0% | 0% | 0% | 0% | 100% | 0 | 1 | 2 | 499 | N/A | N/A | FY21 | FY21 | 0.99572 | Yes | bar: 1 to 20
0 |  | 195 | [Project Name] | FALSE | [Spare] | [Spare] | [Spare] | N/A | N/A | N/A | N/A | N/A | N/A | 0% | N/A | Project |  | 40% | 60% | 0 | 0 | 0 | 0 | 0 | 0 | 0% | 0% | 0% | 0% | 0% | [20 empty] | 0% | 0% | 0% | 0% | 0% | 0% | 0% | 100% | 0% | 0% | 0% | 0% | 0% | 100% | 0% | 0% | 0% | 0% | 0% | 0% | 0% | 0% | 100% | 0 | 0 | 0 | 475 | N/A | N/A | FY21 | FY21 | 0.99572 | Yes | bar: 1 to 20
0 |  | 196 | [Project Name] | FALSE | [Spare] | [Spare] | [Spare] | N/A | N/A | N/A | N/A | N/A | N/A | 0% | N/A | Project |  | 40% | 60% | 0 | 0 | 0 | 0 | 0 | 0 | 0% | 0% | 0% | 0% | 0% | [20 empty] | 0% | 0% | 0% | 0% | 0% | 0% | 0% | 100% | 0% | 0% | 0% | 0% | 0% | 100% | 0% | 0% | 0% | 0% | 0% | 0% | 0% | 0% | 100% | 0 | 0 | 0 | 475 | N/A | N/A | FY21 | FY21 | 0.99572 | Yes | bar: 1 to 20
0 |  | 197 | [Project Name] | FALSE | [Spare] | [Spare] | [Spare] | N/A | N/A | N/A | N/A | N/A | N/A | 0% | N/A | Project |  | 40% | 60% | 0 | 0 | 0 | 0 | 0 | 0 | 0% | 0% | 0% | 0% | 0% | [20 empty] | 0% | 0% | 0% | 0% | 0% | 0% | 0% | 100% | 0% | 0% | 0% | 0% | 0% | 100% | 0% | 0% | 0% | 0% | 0% | 0% | 0% | 0% | 100% | 0 | 0 | 0 | 475 | N/A | N/A | FY21 | FY21 | 0.99572 | Yes | bar: 1 to 20
0 |  | 198 | [Project Name] | FALSE | [Spare] | [Spare] | [Spare] | N/A | N/A | N/A | N/A | N/A | N/A | 0% | N/A | Project |  | 40% | 60% | 0 | 0 | 0 | 0 | 0 | 0 | 0% | 0% | 0% | 0% | 0% | [20 empty] | 0% | 0% | 0% | 0% | 0% | 0% | 0% | 100% | 0% | 0% | 0% | 0% | 0% | 100% | 0% | 0% | 0% | 0% | 0% | 0% | 0% | 0% | 100% | 0 | 0 | 0 | 475 | N/A | N/A | FY21 | FY21 | 0.99572 | Yes | bar: 1 to 20
0 |  | 199 | [Project Name] | FALSE | [Spare] | [Spare] | [Spare] | N/A | N/A | N/A | N/A | N/A | N/A | 0% | N/A | Project |  | 40% | 60% | 0 | 0 | 0 | 0 | 0 | 0 | 0% | 0% | 0% | 0% | 0% | [20 empty] | 0% | 0% | 0% | 0% | 0% | 0% | 0% | 100% | 0% | 0% | 0% | 0% | 0% | 100% | 0% | 0% | 0% | 0% | 0% | 0% | 0% | 0% | 100% | 0 | 0 | 0 | 475 | N/A | N/A | FY21 | FY21 | 0.99572 | Yes | bar: 1 to 20
0 |  | 200 | [Project Name] | FALSE | [Spare] | [Spare] | [Spare] | N/A | Other Property | N/A | N/A | N/A | N/A | 0% | N/A | Project |  | 40% | 60% | 0 | 0 | 0 | 0 | 0 | 0 | 0% | 0% | 0% | 0% | 0% | [20 empty] | 0% | 0% | 0% | 0% | 0% | 0% | 0% | 100% | 0% | 0% | 0% | 0% | 0% | 100% | 0% | 0% | 0% | 0% | 0% | 0% | 0% | 0% | 100% | 0 | 0 | 0 | 475 | N/A | N/A | FY21 | FY21 | 0.99572 | Yes | bar: 1 to 20
0 |  | 201 | [Project Name] | FALSE | [Spare] | [Spare] | [Spare] | N/A | N/A | N/A | N/A | N/A | N/A | 0% | N/A | Project |  | 40% | 60% | 0 | 0 | 0 | 0 | 0 | 0 | 0% | 0% | 0% | 0% | 0% | [20 empty] | 0% | 0% | 0% | 0% | 0% | 0% | 0% | 100% | 0% | 0% | 0% | 0% | 0% | 100% | 0% | 0% | 0% | 0% | 0% | 0% | 0% | 0% | 100% | 0 | 0 | 0 | 475 | N/A | N/A | FY21 | FY21 | 0.99572 | Yes | bar: 1 to 20
0 |  | 202 | [Project Name] | FALSE | [Spare] | [Spare] | [Spare] | N/A | N/A | N/A | N/A | N/A | N/A | 0% | N/A | Project |  | 40% | 60% | 0 | 0 | 0 | 0 | 0 | 0 | 0% | 0% | 0% | 0% | 0% | [20 empty] | 0% | 0% | 0% | 0% | 0% | 0% | 0% | 100% | 0% | 0% | 0% | 0% | 0% | 100% | 0% | 0% | 0% | 0% | 0% | 0% | 0% | 0% | 100% | 0 | 0 | 0 | 475 | N/A | N/A | FY21 | FY21 | 0.99572 | Yes | bar: 1 to 20
0 |  | 203 | [Project Name] | FALSE | [Spare] | [Spare] | [Spare] | N/A | N/A | N/A | N/A | N/A | N/A | 0% | N/A | Project |  | 40% | 60% | 0 | 0 | 0 | 0 | 0 | 0 | 0% | 0% | 0% | 0% | 0% | [20 empty] | 0% | 0% | 0% | 0% | 0% | 0% | 0% | 100% | 0% | 0% | 0% | 0% | 0% | 100% | 0% | 0% | 0% | 0% | 0% | 0% | 0% | 0% | 100% | 0 | 0 | 0 | 475 | N/A | N/A | FY21 | FY21 | 0.99572 | Yes | bar: 1 to 20
0 |  | 204 | [Project Name] | FALSE | [Spare] | [Spare] | [Spare] | N/A | N/A | N/A | N/A | N/A | N/A | 0% | N/A | Project |  | 40% | 60% | 0 | 0 | 0 | 0 | 0 | 0 | 0% | 0% | 0% | 0% | 0% | [20 empty] | 0% | 0% | 0% | 0% | 0% | 0% | 0% | 100% | 0% | 0% | 0% | 0% | 0% | 100% | 0% | 0% | 0% | 0% | 0% | 0% | 0% | 0% | 100% | 0 | 0 | 0 | 475 | N/A | N/A | FY21 | FY21 | 0.99572 | Yes | bar: 1 to 20
0 |  | 205 | [Project Name] | FALSE | [Spare] | [Spare] | [Spare] | N/A | N/A | N/A | N/A | N/A | N/A | 0% | N/A | Project |  | 40% | 60% | 0 | 0 | 0 | 0 | 0 | 0 | 0% | 0% | 0% | 0% | 0% | [20 empty] | 0% | 0% | 0% | 0% | 0% | 0% | 0% | 100% | 0% | 0% | 0% | 0% | 0% | 100% | 0% | 0% | 0% | 0% | 0% | 0% | 0% | 0% | 100% | 0 | 0 | 0 | 475 | N/A | N/A | FY21 | FY21 | 0.99572 | Yes | bar: 1 to 20
0 |  | 206 | [Project Name] | FALSE | [Spare] | [Spare] | [Spare] | N/A | N/A | N/A | N/A | N/A | N/A | 0% | N/A | Project |  | 40% | 60% | 0 | 0 | 0 | 0 | 0 | 0 | 0% | 0% | 0% | 0% | 0% | [20 empty] | 0% | 0% | 0% | 0% | 0% | 0% | 0% | 100% | 0% | 0% | 0% | 0% | 0% | 100% | 0% | 0% | 0% | 0% | 0% | 0% | 0% | 0% | 100% | 0 | 0 | 0 | 475 | N/A | N/A | FY21 | FY21 | 0.99572 | Yes | bar: 1 to 20
0 |  | 207 | [Project Name] | FALSE | [Spare] | [Spare] | [Spare] | N/A | N/A | N/A | N/A | N/A | N/A | 0% | N/A | Project |  | 40% | 60% | 0 | 0 | 0 | 0 | 0 | 0 | 0% | 0% | 0% | 0% | 0% | [20 empty] | 0% | 0% | 0% | 0% | 0% | 0% | 0% | 100% | 0% | 0% | 0% | 0% | 0% | 100% | 0% | 0% | 0% | 0% | 0% | 0% | 0% | 0% | 100% | 0 | 0 | 0 | 475 | N/A | N/A | FY21 | FY21 | 0.99572 | Yes | bar: 1 to 20
0 |  | 208 | [Project Name] | FALSE | [Spare] | [Spare] | [Spare] | N/A | N/A | N/A | N/A | N/A | N/A | 0% | N/A | Project |  | 40% | 60% | 0 | 0 | 0 | 0 | 0 | 0 | 0% | 0% | 0% | 0% | 0% | [20 empty] | 0% | 0% | 0% | 0% | 0% | 0% | 0% | 100% | 0% | 0% | 0% | 0% | 0% | 100% | 0% | 0% | 0% | 0% | 0% | 0% | 0% | 0% | 100% | 0 | 0 | 0 | 475 | N/A | N/A | FY21 | FY21 | 0.99572 | Yes | bar: 1 to 20
0 |  | 209 | [Project Name] | FALSE | [Spare] | [Spare] | [Spare] | N/A | N/A | N/A | N/A | N/A | N/A | 0% | N/A | Project |  | 40% | 60% | 0 | 0 | 0 | 0 | 0 | 0 | 0% | 0% | 0% | 0% | 0% | [20 empty] | 0% | 0% | 0% | 0% | 0% | 0% | 0% | 100% | 0% | 0% | 0% | 0% | 0% | 100% | 0% | 0% | 0% | 0% | 0% | 0% | 0% | 0% | 100% | 0 | 0 | 0 | 475 | N/A | N/A | FY21 | FY21 | 0.99572 | Yes | bar: 1 to 20
0 |  | 210 | [Project Name] | FALSE | [Spare] | [Spare] | [Spare] | N/A | N/A | N/A | N/A | N/A | N/A | 0% | N/A | Project |  | 40% | 60% | 0 | 0 | 0 | 0 | 0 | 0 | 0% | 0% | 0% | 0% | 0% | [20 empty] | 0% | 0% | 0% | 0% | 0% | 0% | 0% | 100% | 0% | 0% | 0% | 0% | 0% | 100% | 0% | 0% | 0% | 0% | 0% | 0% | 0% | 0% | 100% | 0 | 0 | 0 | 475 | N/A | N/A | FY21 | FY21 | 0.99572 | Yes | bar: 1 to 20
0 |  | 211 | [Project Name] | FALSE | [Spare] | [Spare] | [Spare] | N/A | N/A | N/A | N/A | N/A | N/A | 0% | N/A | Project |  | 40% | 60% | 0 | 0 | 0 | 0 | 0 | 0 | 0% | 0% | 0% | 0% | 0% | [20 empty] | 0% | 0% | 0% | 0% | 0% | 0% | 0% | 100% | 0% | 0% | 0% | 0% | 0% | 100% | 0% | 0% | 0% | 0% | 0% | 0% | 0% | 0% | 100% | 0 | 0 | 0 | 475 | N/A | N/A | FY21 | FY21 | 0.99572 | Yes | bar: 1 to 20
0 |  | 212 | [Project Name] | FALSE | [Spare] | [Spare] | [Spare] | N/A | N/A | N/A | N/A | N/A | N/A | 0% | N/A | Project |  | 40% | 60% | 0 | 0 | 0 | 0 | 0 | 0 | 0% | 0% | 0% | 0% | 0% | [20 empty] | 0% | 0% | 0% | 0% | 0% | 0% | 0% | 100% | 0% | 0% | 0% | 0% | 0% | 100% | 0% | 0% | 0% | 0% | 0% | 0% | 0% | 0% | 100% | 0 | 0 | 0 | 475 | N/A | N/A | FY21 | FY21 | 0.99572 | Yes | bar: 1 to 20
0 |  | 213 | [Project Name] | FALSE | [Spare] | [Spare] | [Spare] | N/A | N/A | N/A | N/A | N/A | N/A | 0% | N/A | Project |  | 40% | 60% | 0 | 0 | 0 | 0 | 0 | 0 | 0% | 0% | 0% | 0% | 0% | [20 empty] | 0% | 0% | 0% | 0% | 0% | 0% | 0% | 100% | 0% | 0% | 0% | 0% | 0% | 100% | 0% | 0% | 0% | 0% | 0% | 0% | 0% | 0% | 100% | 0 | 0 | 0 | 475 | N/A | N/A | FY21 | FY21 | 0.99572 | Yes | bar: 1 to 20
0 |  | 214 | [Project Name] | FALSE | [Spare] | [Spare] | [Spare] | N/A | N/A | N/A | N/A | N/A | N/A | 0% | N/A | Project |  | 40% | 60% | 0 | 0 | 0 | 0 | 0 | 0 | 0% | 0% | 0% | 0% | 0% | [20 empty] | 0% | 0% | 0% | 0% | 0% | 0% | 0% | 100% | 0% | 0% | 0% | 0% | 0% | 100% | 0% | 0% | 0% | 0% | 0% | 0% | 0% | 0% | 100% | 0 | 0 | 0 | 475 | N/A | N/A | FY21 | FY21 | 0.99572 | Yes | bar: 1 to 20
0 |  | 215 | [Project Name] | FALSE | [Spare] | [Spare] | [Spare] | N/A | N/A | N/A | N/A | N/A | N/A | 0% | N/A | Project |  | 40% | 60% | 0 | 0 | 0 | 0 | 0 | 0 | 0% | 0% | 0% | 0% | 0% | [20 empty] | 0% | 0% | 0% | 0% | 0% | 0% | 0% | 100% | 0% | 0% | 0% | 0% | 0% | 100% | 0% | 0% | 0% | 0% | 0% | 0% | 0% | 0% | 100% | 0 | 0 | 0 | 475 | N/A | N/A | FY21 | FY21 | 0.99572 | Yes | bar: 1 to 20
0 |  | 216 | [Project Name] | FALSE | [Spare] | [Spare] | [Spare] | N/A | N/A | N/A | N/A | N/A | N/A | 0% | N/A | Project |  | 40% | 60% | 0 | 0 | 0 | 0 | 0 | 0 | 0% | 0% | 0% | 0% | 0% | [20 empty] | 0% | 0% | 0% | 0% | 0% | 0% | 0% | 100% | 0% | 0% | 0% | 0% | 0% | 100% | 0% | 0% | 0% | 0% | 0% | 0% | 0% | 0% | 100% | 0 | 0 | 0 | 475 | N/A | N/A | FY21 | FY21 | 0.99572 | Yes | bar: 1 to 20
0 |  | 217 | [Project Name] | FALSE | [Spare] | [Spare] | [Spare] | N/A | N/A | N/A | N/A | N/A | N/A | 0% | N/A | Project |  | 40% | 60% | 0 | 0 | 0 | 0 | 0 | 0 | 0% | 0% | 0% | 0% | 0% | [20 empty] | 0% | 0% | 0% | 0% | 0% | 0% | 0% | 100% | 0% | 0% | 0% | 0% | 0% | 100% | 0% | 0% | 0% | 0% | 0% | 0% | 0% | 0% | 100% | 0 | 0 | 0 | 475 | N/A | N/A | FY21 | FY21 | 0.99572 | Yes | bar: 1 to 20
0 |  | 218 | [Project Name] | FALSE | [Spare] | [Spare] | [Spare] | N/A | N/A | N/A | N/A | N/A | N/A | 0% | N/A | Project |  | 40% | 60% | 0 | 0 | 0 | 0 | 0 | 0 | 0% | 0% | 0% | 0% | 0% | [20 empty] | 0% | 0% | 0% | 0% | 0% | 0% | 0% | 100% | 0% | 0% | 0% | 0% | 0% | 100% | 0% | 0% | 0% | 0% | 0% | 0% | 0% | 0% | 100% | 0 | 0 | 0 | 475 | N/A | N/A | FY21 | FY21 | 0.99572 | Yes | bar: 1 to 20
0 |  | 219 | [Project Name] | FALSE | [Spare] | [Spare] | [Spare] | N/A | N/A | N/A | N/A | N/A | N/A | 0% | N/A | Project |  | 40% | 60% | 0 | 0 | 0 | 0 | 0 | 0 | 0% | 0% | 0% | 0% | 0% | [20 empty] | 0% | 0% | 0% | 0% | 0% | 0% | 0% | 100% | 0% | 0% | 0% | 0% | 0% | 100% | 0% | 0% | 0% | 0% | 0% | 0% | 0% | 0% | 100% | 0 | 0 | 0 | 475 | N/A | N/A | FY21 | FY21 | 0.99572 | Yes | bar: 1 to 20
0 |  | 220 | [Project Name] | FALSE | [Spare] | [Spare] | [Spare] | N/A | N/A | N/A | N/A | N/A | N/A | 0% | N/A | Project |  | 40% | 60% | 0 | 0 | 0 | 0 | 0 | 0 | 0% | 0% | 0% | 0% | 0% | [20 empty] | 0% | 0% | 0% | 0% | 0% | 0% | 0% | 100% | 0% | 0% | 0% | 0% | 0% | 100% | 0% | 0% | 0% | 0% | 0% | 0% | 0% | 0% | 100% | 0 | 0 | 0 | 475 | N/A | N/A | FY21 | FY21 | 0.99572 | Yes | bar: 1 to 20
0 |  | 221 | [Project Name] | FALSE | [Spare] | [Spare] | [Spare] | N/A | N/A | N/A | N/A | N/A | N/A | 0% | N/A | Project |  | 40% | 60% | 0 | 0 | 0 | 0 | 0 | 0 | 0% | 0% | 0% | 0% | 0% | [20 empty] | 0% | 0% | 0% | 0% | 0% | 0% | 0% | 100% | 0% | 0% | 0% | 0% | 0% | 100% | 0% | 0% | 0% | 0% | 0% | 0% | 0% | 0% | 100% | 0 | 0 | 0 | 475 | N/A | N/A | FY21 | FY21 | 0.99572 | Yes | bar: 1 to 20
0 |  | 222 | [Project Name] | FALSE | [Spare] | [Spare] | [Spare] | N/A | N/A | N/A | N/A | N/A | N/A | 0% | N/A | Project |  | 40% | 60% | 0 | 0 | 0 | 0 | 0 | 0 | 0% | 0% | 0% | 0% | 0% | [20 empty] | 0% | 0% | 0% | 0% | 0% | 0% | 0% | 100% | 0% | 0% | 0% | 0% | 0% | 100% | 0% | 0% | 0% | 0% | 0% | 0% | 0% | 0% | 100% | 0 | 0 | 0 | 475 | N/A | N/A | FY21 | FY21 | 0.99572 | Yes | bar: 1 to 20
0 |  | 223 | [Project Name] | FALSE | [Spare] | [Spare] | [Spare] | N/A | N/A | N/A | N/A | N/A | N/A | 0% | N/A | Project |  | 40% | 60% | 0 | 0 | 0 | 0 | 0 | 0 | 0% | 0% | 0% | 0% | 0% | [20 empty] | 0% | 0% | 0% | 0% | 0% | 0% | 0% | 100% | 0% | 0% | 0% | 0% | 0% | 100% | 0% | 0% | 0% | 0% | 0% | 0% | 0% | 0% | 100% | 0 | 0 | 0 | 475 | N/A | N/A | FY21 | FY21 | 0.99572 | Yes | bar: 1 to 20
0 |  | 224 | [Project Name] | FALSE | [Spare] | [Spare] | [Spare] | N/A | N/A | N/A | N/A | N/A | N/A | 0% | N/A | Project |  | 40% | 60% | 0 | 0 | 0 | 0 | 0 | 0 | 0% | 0% | 0% | 0% | 0% | [20 empty] | 0% | 0% | 0% | 0% | 0% | 0% | 0% | 100% | 0% | 0% | 0% | 0% | 0% | 100% | 0% | 0% | 0% | 0% | 0% | 0% | 0% | 0% | 100% | 0 | 0 | 0 | 475 | N/A | N/A | FY21 | FY21 | 0.99572 | Yes | bar: 1 to 20
0 |  | 225 | [Project Name] | FALSE | [Spare] | [Spare] | [Spare] | N/A | N/A | N/A | N/A | N/A | N/A | 0% | N/A | Project |  | 40% | 60% | 0 | 0 | 0 | 0 | 0 | 0 | 0% | 0% | 0% | 0% | 0% | [20 empty] | 0% | 0% | 0% | 0% | 0% | 0% | 0% | 100% | 0% | 0% | 0% | 0% | 0% | 100% | 0% | 0% | 0% | 0% | 0% | 0% | 0% | 0% | 100% | 0 | 0 | 0 | 475 | N/A | N/A | FY21 | FY21 | 0.99572 | Yes | bar: 1 to 20
0 |  | 226 | [Project Name] | FALSE | [Spare] | [Spare] | [Spare] | N/A | N/A | N/A | N/A | N/A | N/A | 0% | N/A | Project |  | 40% | 60% | 0 | 0 | 0 | 0 | 0 | 0 | 0% | 0% | 0% | 0% | 0% | [20 empty] | 0% | 0% | 0% | 0% | 0% | 0% | 0% | 100% | 0% | 0% | 0% | 0% | 0% | 100% | 0% | 0% | 0% | 0% | 0% | 0% | 0% | 0% | 100% | 0 | 0 | 0 | 475 | N/A | N/A | FY21 | FY21 | 0.99572 | Yes | bar: 1 to 20
0 |  | 227 | [Project Name] | FALSE | [Spare] | [Spare] | [Spare] | N/A | N/A | N/A | N/A | N/A | N/A | 0% | N/A | Project |  | 40% | 60% | 0 | 0 | 0 | 0 | 0 | 0 | 0% | 0% | 0% | 0% | 0% | [20 empty] | 0% | 0% | 0% | 0% | 0% | 0% | 0% | 100% | 0% | 0% | 0% | 0% | 0% | 100% | 0% | 0% | 0% | 0% | 0% | 0% | 0% | 0% | 100% | 0 | 0 | 0 | 475 | N/A | N/A | FY21 | FY21 | 0.99572 | Yes | bar: 1 to 20
0 |  | 228 | [Project Name] | FALSE | [Spare] | [Spare] | [Spare] | N/A | N/A | N/A | N/A | N/A | N/A | 0% | N/A | Project |  | 40% | 60% | 0 | 0 | 0 | 0 | 0 | 0 | 0% | 0% | 0% | 0% | 0% | [20 empty] | 0% | 0% | 0% | 0% | 0% | 0% | 0% | 100% | 0% | 0% | 0% | 0% | 0% | 100% | 0% | 0% | 0% | 0% | 0% | 0% | 0% | 0% | 100% | 0 | 0 | 0 | 475 | N/A | N/A | FY21 | FY21 | 0.99572 | Yes | bar: 1 to 20
0 |  | 229 | [Project Name] | FALSE | [Spare] | [Spare] | [Spare] | N/A | N/A | N/A | N/A | N/A | N/A | 0% | N/A | Project |  | 40% | 60% | 0 | 0 | 0 | 0 | 0 | 0 | 0% | 0% | 0% | 0% | 0% | [20 empty] | 0% | 0% | 0% | 0% | 0% | 0% | 0% | 100% | 0% | 0% | 0% | 0% | 0% | 100% | 0% | 0% | 0% | 0% | 0% | 0% | 0% | 0% | 100% | 0 | 0 | 0 | 475 | N/A | N/A | FY21 | FY21 | 0.99572 | Yes | bar: 1 to 20
0 |  | 230 | [Project Name] | FALSE | [Spare] | [Spare] | [Spare] | N/A | N/A | N/A | N/A | N/A | N/A | 0% | N/A | Project |  | 40% | 60% | 0 | 0 | 0 | 0 | 0 | 0 | 0% | 0% | 0% | 0% | 0% | [20 empty] | 0% | 0% | 0% | 0% | 0% | 0% | 0% | 100% | 0% | 0% | 0% | 0% | 0% | 100% | 0% | 0% | 0% | 0% | 0% | 0% | 0% | 0% | 100% | 0 | 0 | 0 | 475 | N/A | N/A | FY21 | FY21 | 0.99572 | Yes | bar: 1 to 20
0 |  | 231 | [Project Name] | FALSE | [Spare] | [Spare] | [Spare] | N/A | N/A | N/A | N/A | N/A | N/A | 0% | N/A | Project |  | 40% | 60% | 0 | 0 | 0 | 0 | 0 | 0 | 0% | 0% | 0% | 0% | 0% | [20 empty] | 0% | 0% | 0% | 0% | 0% | 0% | 0% | 100% | 0% | 0% | 0% | 0% | 0% | 100% | 0% | 0% | 0% | 0% | 0% | 0% | 0% | 0% | 100% | 0 | 0 | 0 | 475 | N/A | N/A | FY21 | FY21 | 0.99572 | Yes | bar: 1 to 20
0 |  | 232 | [Project Name] | FALSE | [Spare] | [Spare] | [Spare] | N/A | N/A | N/A | N/A | N/A | N/A | 0% | N/A | Project |  | 40% | 60% | 0 | 0 | 0 | 0 | 0 | 0 | 0% | 0% | 0% | 0% | 0% | [20 empty] | 0% | 0% | 0% | 0% | 0% | 0% | 0% | 100% | 0% | 0% | 0% | 0% | 0% | 100% | 0% | 0% | 0% | 0% | 0% | 0% | 0% | 0% | 100% | 0 | 0 | 0 | 475 | N/A | N/A | FY21 | FY21 | 0.99572 | Yes | bar: 1 to 20
0 |  | 233 | [Project Name] | FALSE | [Spare] | [Spare] | [Spare] | N/A | N/A | N/A | N/A | N/A | N/A | 0% | N/A | Project |  | 40% | 60% | 0 | 0 | 0 | 0 | 0 | 0 | 0% | 0% | 0% | 0% | 0% | [20 empty] | 0% | 0% | 0% | 0% | 0% | 0% | 0% | 100% | 0% | 0% | 0% | 0% | 0% | 100% | 0% | 0% | 0% | 0% | 0% | 0% | 0% | 0% | 100% | 0 | 0 | 0 | 475 | N/A | N/A | FY21 | FY21 | 0.99572 | Yes | bar: 1 to 20
0 |  | 234 | [Project Name] | FALSE | [Spare] | [Spare] | [Spare] | N/A | N/A | N/A | N/A | N/A | N/A | 0% | N/A | Project |  | 40% | 60% | 0 | 0 | 0 | 0 | 0 | 0 | 0% | 0% | 0% | 0% | 0% | [20 empty] | 0% | 0% | 0% | 0% | 0% | 0% | 0% | 100% | 0% | 0% | 0% | 0% | 0% | 100% | 0% | 0% | 0% | 0% | 0% | 0% | 0% | 0% | 100% | 0 | 0 | 0 | 475 | N/A | N/A | FY21 | FY21 | 0.99572 | Yes | bar: 1 to 20
0 |  | 235 | [Project Name] | FALSE | [Spare] | [Spare] | [Spare] | N/A | N/A | N/A | N/A | N/A | N/A | 0% | N/A | Project |  | 40% | 60% | 0 | 0 | 0 | 0 | 0 | 0 | 0% | 0% | 0% | 0% | 0% | [20 empty] | 0% | 0% | 0% | 0% | 0% | 0% | 0% | 100% | 0% | 0% | 0% | 0% | 0% | 100% | 0% | 0% | 0% | 0% | 0% | 0% | 0% | 0% | 100% | 0 | 0 | 0 | 475 | N/A | N/A | FY21 | FY21 | 0.99572 | Yes | bar: 1 to 20
0 |  | 236 | [Project Name] | FALSE | [Spare] | [Spare] | [Spare] | N/A | N/A | N/A | N/A | N/A | N/A | 0% | N/A | Project |  | 40% | 60% | 0 | 0 | 0 | 0 | 0 | 0 | 0% | 0% | 0% | 0% | 0% | [20 empty] | 0% | 0% | 0% | 0% | 0% | 0% | 0% | 100% | 0% | 0% | 0% | 0% | 0% | 100% | 0% | 0% | 0% | 0% | 0% | 0% | 0% | 0% | 100% | 0 | 0 | 0 | 475 | N/A | N/A | FY21 | FY21 | 0.99572 | Yes | bar: 1 to 20
0 |  | 237 | [Project Name] | FALSE | [Spare] | [Spare] | [Spare] | N/A | N/A | N/A | N/A | N/A | N/A | 0% | N/A | Project |  | 40% | 60% | 0 | 0 | 0 | 0 | 0 | 0 | 0% | 0% | 0% | 0% | 0% | [20 empty] | 0% | 0% | 0% | 0% | 0% | 0% | 0% | 100% | 0% | 0% | 0% | 0% | 0% | 100% | 0% | 0% | 0% | 0% | 0% | 0% | 0% | 0% | 100% | 0 | 0 | 0 | 475 | N/A | N/A | FY21 | FY21 | 0.99572 | Yes | bar: 1 to 20
0 |  | 238 | [Project Name] | FALSE | [Spare] | [Spare] | [Spare] | N/A | N/A | N/A | N/A | N/A | N/A | 0% | N/A | Project |  | 40% | 60% | 0 | 0 | 0 | 0 | 0 | 0 | 0% | 0% | 0% | 0% | 0% | [20 empty] | 0% | 0% | 0% | 0% | 0% | 0% | 0% | 100% | 0% | 0% | 0% | 0% | 0% | 100% | 0% | 0% | 0% | 0% | 0% | 0% | 0% | 0% | 100% | 0 | 0 | 0 | 475 | N/A | N/A | FY21 | FY21 | 0.99572 | Yes | bar: 1 to 20
0 |  | 239 | [Project Name] | FALSE | [Spare] | [Spare] | [Spare] | N/A | N/A | N/A | N/A | N/A | N/A | 0% | N/A | Project |  | 40% | 60% | 0 | 0 | 0 | 0 | 0 | 0 | 0% | 0% | 0% | 0% | 0% | [20 empty] | 0% | 0% | 0% | 0% | 0% | 0% | 0% | 100% | 0% | 0% | 0% | 0% | 0% | 100% | 0% | 0% | 0% | 0% | 0% | 0% | 0% | 0% | 100% | 0 | 0 | 0 | 475 | N/A | N/A | FY21 | FY21 | 0.99572 | Yes | bar: 1 to 20
0 |  | 240 | [Project Name] | FALSE | [Spare] | [Spare] | [Spare] | N/A | N/A | N/A | N/A | N/A | N/A | 0% | N/A | Project |  | 40% | 60% | 0 | 0 | 0 | 0 | 0 | 0 | 0% | 0% | 0% | 0% | 0% | [20 empty] | 0% | 0% | 0% | 0% | 0% | 0% | 0% | 100% | 0% | 0% | 0% | 0% | 0% | 100% | 0% | 0% | 0% | 0% | 0% | 0% | 0% | 0% | 100% | 0 | 0 | 0 | 475 | N/A | N/A | FY21 | FY21 | 0.99572 | Yes | bar: 1 to 20
0 |  | 241 | [Project Name] | FALSE | [Spare] | [Spare] | [Spare] | N/A | N/A | N/A | N/A | N/A | N/A | 0% | N/A | Project |  | 40% | 60% | 0 | 0 | 0 | 0 | 0 | 0 | 0% | 0% | 0% | 0% | 0% | [20 empty] | 0% | 0% | 0% | 0% | 0% | 0% | 0% | 100% | 0% | 0% | 0% | 0% | 0% | 100% | 0% | 0% | 0% | 0% | 0% | 0% | 0% | 0% | 100% | 0 | 0 | 0 | 475 | N/A | N/A | FY21 | FY21 | 0.99572 | Yes | bar: 1 to 20
0 |  | 242 | [Project Name] | FALSE | [Spare] | [Spare] | [Spare] | N/A | N/A | N/A | N/A | N/A | N/A | 0% | N/A | Project |  | 40% | 60% | 0 | 0 | 0 | 0 | 0 | 0 | 0% | 0% | 0% | 0% | 0% | [20 empty] | 0% | 0% | 0% | 0% | 0% | 0% | 0% | 100% | 0% | 0% | 0% | 0% | 0% | 100% | 0% | 0% | 0% | 0% | 0% | 0% | 0% | 0% | 100% | 0 | 0 | 0 | 475 | N/A | N/A | FY21 | FY21 | 0.99572 | Yes | bar: 1 to 20
0 |  | 243 | [Project Name] | FALSE | [Spare] | [Spare] | [Spare] | N/A | N/A | N/A | N/A | N/A | N/A | 0% | N/A | Project |  | 40% | 60% | 0 | 0 | 0 | 0 | 0 | 0 | 0% | 0% | 0% | 0% | 0% | [20 empty] | 0% | 0% | 0% | 0% | 0% | 0% | 0% | 100% | 0% | 0% | 0% | 0% | 0% | 100% | 0% | 0% | 0% | 0% | 0% | 0% | 0% | 0% | 100% | 0 | 0 | 0 | 475 | N/A | N/A | FY21 | FY21 | 0.99572 | Yes | bar: 1 to 20
0 |  | 244 | [Project Name] | FALSE | [Spare] | [Spare] | [Spare] | N/A | N/A | N/A | N/A | N/A | N/A | 0% | N/A | Project |  | 40% | 60% | 0 | 0 | 0 | 0 | 0 | 0 | 0% | 0% | 0% | 0% | 0% | [20 empty] | 0% | 0% | 0% | 0% | 0% | 0% | 0% | 100% | 0% | 0% | 0% | 0% | 0% | 100% | 0% | 0% | 0% | 0% | 0% | 0% | 0% | 0% | 100% | 0 | 0 | 0 | 475 | N/A | N/A | FY21 | FY21 | 0.99572 | Yes | bar: 1 to 20
0 |  | 245 | [Project Name] | FALSE | [Spare] | [Spare] | [Spare] | N/A | N/A | N/A | N/A | N/A | N/A | 0% | N/A | Project |  | 40% | 60% | 0 | 0 | 0 | 0 | 0 | 0 | 0% | 0% | 0% | 0% | 0% | [20 empty] | 0% | 0% | 0% | 0% | 0% | 0% | 0% | 100% | 0% | 0% | 0% | 0% | 0% | 100% | 0% | 0% | 0% | 0% | 0% | 0% | 0% | 0% | 100% | 0 | 0 | 0 | 475 | N/A | N/A | FY21 | FY21 | 0.99572 | Yes | bar: 1 to 20
0 |  | 246 | [Project Name] | FALSE | [Spare] | [Spare] | [Spare] | N/A | N/A | N/A | N/A | N/A | N/A | 0% | N/A | Project |  | 40% | 60% | 0 | 0 | 0 | 0 | 0 | 0 | 0% | 0% | 0% | 0% | 0% | [20 empty] | 0% | 0% | 0% | 0% | 0% | 0% | 0% | 100% | 0% | 0% | 0% | 0% | 0% | 100% | 0% | 0% | 0% | 0% | 0% | 0% | 0% | 0% | 100% | 0 | 0 | 0 | 475 | N/A | N/A | FY21 | FY21 | 0.99572 | Yes | bar: 1 to 20
0 |  | 247 | [Project Name] | FALSE | [Spare] | [Spare] | [Spare] | N/A | N/A | N/A | N/A | N/A | N/A | 0% | N/A | Project |  | 40% | 60% | 0 | 0 | 0 | 0 | 0 | 0 | 0% | 0% | 0% | 0% | 0% | [20 empty] | 0% | 0% | 0% | 0% | 0% | 0% | 0% | 100% | 0% | 0% | 0% | 0% | 0% | 100% | 0% | 0% | 0% | 0% | 0% | 0% | 0% | 0% | 100% | 0 | 0 | 0 | 475 | N/A | N/A | FY21 | FY21 | 0.99572 | Yes | bar: 1 to 20
0 |  | 248 | [Project Name] | FALSE | [Spare] | [Spare] | [Spare] | N/A | N/A | N/A | N/A | N/A | N/A | 0% | N/A | Project |  | 40% | 60% | 0 | 0 | 0 | 0 | 0 | 0 | 0% | 0% | 0% | 0% | 0% | [20 empty] | 0% | 0% | 0% | 0% | 0% | 0% | 0% | 100% | 0% | 0% | 0% | 0% | 0% | 100% | 0% | 0% | 0% | 0% | 0% | 0% | 0% | 0% | 100% | 0 | 0 | 0 | 475 | N/A | N/A | FY21 | FY21 | 0.99572 | Yes | bar: 1 to 20
0 |  | 249 | [Project Name] | FALSE | [Spare] | [Spare] | [Spare] | N/A | N/A | N/A | N/A | N/A | N/A | 0% | N/A | Project |  | 40% | 60% | 0 | 0 | 0 | 0 | 0 | 0 | 0% | 0% | 0% | 0% | 0% | [20 empty] | 0% | 0% | 0% | 0% | 0% | 0% | 0% | 100% | 0% | 0% | 0% | 0% | 0% | 100% | 0% | 0% | 0% | 0% | 0% | 0% | 0% | 0% | 100% | 0 | 0 | 0 | 475 | N/A | N/A | FY21 | FY21 | 0.99572 | Yes | bar: 1 to 20
0 |  | 250 | [Project Name] | FALSE | [Spare] | [Spare] | [Spare] | N/A | N/A | N/A | N/A | N/A | N/A | 0% | N/A | Project |  | 40% | 60% | 0 | 0 | 0 | 0 | 0 | 0 | 0% | 0% | 0% | 0% | 0% | [20 empty] | 0% | 0% | 0% | 0% | 0% | 0% | 0% | 100% | 0% | 0% | 0% | 0% | 0% | 100% | 0% | 0% | 0% | 0% | 0% | 0% | 0% | 0% | 100% | 0 | 0 | 0 | 475 | N/A | N/A | FY21 | FY21 | 0.99572 | Yes | bar: 1 to 20
0 |  | 251 | [Project Name] | FALSE | [Spare] | [Spare] | [Spare] | N/A | N/A | N/A | N/A | N/A | N/A | 0% | N/A | Project |  | 40% | 60% | 0 | 0 | 0 | 0 | 0 | 0 | 0% | 0% | 0% | 0% | 0% | [20 empty] | 0% | 0% | 0% | 0% | 0% | 0% | 0% | 100% | 0% | 0% | 0% | 0% | 0% | 100% | 0% | 0% | 0% | 0% | 0% | 0% | 0% | 0% | 100% | 0 | 0 | 0 | 475 | N/A | N/A | FY21 | FY21 | 0.99572 | Yes | bar: 1 to 20
0 |  | 252 | [Project Name] | FALSE | [Spare] | [Spare] | [Spare] | N/A | N/A | N/A | N/A | N/A | N/A | 0% | N/A | Project |  | 40% | 60% | 0 | 0 | 0 | 0 | 0 | 0 | 0% | 0% | 0% | 0% | 0% | [20 empty] | 0% | 0% | 0% | 0% | 0% | 0% | 0% | 100% | 0% | 0% | 0% | 0% | 0% | 100% | 0% | 0% | 0% | 0% | 0% | 0% | 0% | 0% | 100% | 0 | 0 | 0 | 475 | N/A | N/A | FY21 | FY21 | 0.99572 | Yes | bar: 1 to 20
0 |  | 253 | [Project Name] | FALSE | [Spare] | [Spare] | [Spare] | N/A | N/A | N/A | N/A | N/A | N/A | 0% | N/A | Project |  | 40% | 60% | 0 | 0 | 0 | 0 | 0 | 0 | 0% | 0% | 0% | 0% | 0% | [20 empty] | 0% | 0% | 0% | 0% | 0% | 0% | 0% | 100% | 0% | 0% | 0% | 0% | 0% | 100% | 0% | 0% | 0% | 0% | 0% | 0% | 0% | 0% | 100% | 0 | 0 | 0 | 475 | N/A | N/A | FY21 | FY21 | 0.99572 | Yes | bar: 1 to 20
0 |  | 254 | [Project Name] | FALSE | [Spare] | [Spare] | [Spare] | N/A | N/A | N/A | N/A | N/A | N/A | 0% | N/A | Project |  | 40% | 60% | 0 | 0 | 0 | 0 | 0 | 0 | 0% | 0% | 0% | 0% | 0% | [20 empty] | 0% | 0% | 0% | 0% | 0% | 0% | 0% | 100% | 0% | 0% | 0% | 0% | 0% | 100% | 0% | 0% | 0% | 0% | 0% | 0% | 0% | 0% | 100% | 0 | 0 | 0 | 475 | N/A | N/A | FY21 | FY21 | 0.99572 | Yes | bar: 1 to 20
0 |  | 255 | [Project Name] | FALSE | [Spare] | [Spare] | [Spare] | N/A | N/A | N/A | N/A | N/A | N/A | 0% | N/A | Project |  | 40% | 60% | 0 | 0 | 0 | 0 | 0 | 0 | 0% | 0% | 0% | 0% | 0% | [20 empty] | 0% | 0% | 0% | 0% | 0% | 0% | 0% | 100% | 0% | 0% | 0% | 0% | 0% | 100% | 0% | 0% | 0% | 0% | 0% | 0% | 0% | 0% | 100% | 0 | 0 | 0 | 475 | N/A | N/A | FY21 | FY21 | 0.99572 | Yes | bar: 1 to 20
0 |  | 256 | [Project Name] | FALSE | [Spare] | [Spare] | [Spare] | N/A | N/A | N/A | N/A | N/A | N/A | 0% | N/A | Project |  | 40% | 60% | 0 | 0 | 0 | 0 | 0 | 0 | 0% | 0% | 0% | 0% | 0% | [20 empty] | 0% | 0% | 0% | 0% | 0% | 0% | 0% | 100% | 0% | 0% | 0% | 0% | 0% | 100% | 0% | 0% | 0% | 0% | 0% | 0% | 0% | 0% | 100% | 0 | 0 | 0 | 475 | N/A | N/A | FY21 | FY21 | 0.99572 | Yes | bar: 1 to 20
0 |  | 257 | [Project Name] | FALSE | [Spare] | [Spare] | [Spare] | N/A | N/A | N/A | N/A | N/A | N/A | 0% | N/A | Project |  | 40% | 60% | 0 | 0 | 0 | 0 | 0 | 0 | 0% | 0% | 0% | 0% | 0% | [20 empty] | 0% | 0% | 0% | 0% | 0% | 0% | 0% | 100% | 0% | 0% | 0% | 0% | 0% | 100% | 0% | 0% | 0% | 0% | 0% | 0% | 0% | 0% | 100% | 0 | 0 | 0 | 475 | N/A | N/A | FY21 | FY21 | 0.99572 | Yes | bar: 1 to 20
0 |  | 258 | [Project Name] | FALSE | [Spare] | [Spare] | [Spare] | N/A | N/A | N/A | N/A | N/A | N/A | 0% | N/A | Project |  | 40% | 60% | 0 | 0 | 0 | 0 | 0 | 0 | 0% | 0% | 0% | 0% | 0% | [20 empty] | 0% | 0% | 0% | 0% | 0% | 0% | 0% | 100% | 0% | 0% | 0% | 0% | 0% | 100% | 0% | 0% | 0% | 0% | 0% | 0% | 0% | 0% | 100% | 0 | 0 | 0 | 475 | N/A | N/A | FY21 | FY21 | 0.99572 | Yes | bar: 1 to 20
0 |  | 259 | [Project Name] | FALSE | [Spare] | [Spare] | [Spare] | N/A | N/A | N/A | N/A | N/A | N/A | 0% | N/A | Project |  | 40% | 60% | 0 | 0 | 0 | 0 | 0 | 0 | 0% | 0% | 0% | 0% | 0% | [20 empty] | 0% | 0% | 0% | 0% | 0% | 0% | 0% | 100% | 0% | 0% | 0% | 0% | 0% | 100% | 0% | 0% | 0% | 0% | 0% | 0% | 0% | 0% | 100% | 0 | 0 | 0 | 475 | N/A | N/A | FY21 | FY21 | 0.99572 | Yes | bar: 1 to 20
0 |  | 260 | [Project Name] | FALSE | [Spare] | [Spare] | [Spare] | N/A | N/A | N/A | N/A | N/A | N/A | 0% | N/A | Project |  | 40% | 60% | 0 | 0 | 0 | 0 | 0 | 0 | 0% | 0% | 0% | 0% | 0% | [20 empty] | 0% | 0% | 0% | 0% | 0% | 0% | 0% | 100% | 0% | 0% | 0% | 0% | 0% | 100% | 0% | 0% | 0% | 0% | 0% | 0% | 0% | 0% | 100% | 0 | 0 | 0 | 475 | N/A | N/A | FY21 | FY21 | 0.99572 | Yes | bar: 1 to 20
0 |  | 261 | [Project Name] | FALSE | [Spare] | [Spare] | [Spare] | N/A | N/A | N/A | N/A | N/A | N/A | 0% | N/A | Project |  | 40% | 60% | 0 | 0 | 0 | 0 | 0 | 0 | 0% | 0% | 0% | 0% | 0% | [20 empty] | 0% | 0% | 0% | 0% | 0% | 0% | 0% | 100% | 0% | 0% | 0% | 0% | 0% | 100% | 0% | 0% | 0% | 0% | 0% | 0% | 0% | 0% | 100% | 0 | 0 | 0 | 475 | N/A | N/A | FY21 | FY21 | 0.99572 | Yes | bar: 1 to 20
0 |  | 262 | [Project Name] | FALSE | [Spare] | [Spare] | [Spare] | N/A | N/A | N/A | N/A | N/A | N/A | 0% | N/A | Project |  | 40% | 60% | 0 | 0 | 0 | 0 | 0 | 0 | 0% | 0% | 0% | 0% | 0% | [20 empty] | 0% | 0% | 0% | 0% | 0% | 0% | 0% | 100% | 0% | 0% | 0% | 0% | 0% | 100% | 0% | 0% | 0% | 0% | 0% | 0% | 0% | 0% | 100% | 0 | 0 | 0 | 475 | N/A | N/A | FY21 | FY21 | 0.99572 | Yes | bar: 1 to 20
0 |  | 263 | [Project Name] | FALSE | [Spare] | [Spare] | [Spare] | N/A | N/A | N/A | N/A | N/A | N/A | 0% | N/A | Project |  | 40% | 60% | 0 | 0 | 0 | 0 | 0 | 0 | 0% | 0% | 0% | 0% | 0% | [20 empty] | 0% | 0% | 0% | 0% | 0% | 0% | 0% | 100% | 0% | 0% | 0% | 0% | 0% | 100% | 0% | 0% | 0% | 0% | 0% | 0% | 0% | 0% | 100% | 0 | 0 | 0 | 475 | N/A | N/A | FY21 | FY21 | 0.99572 | Yes | bar: 1 to 20
0 |  | 264 | [Project Name] | FALSE | [Spare] | [Spare] | [Spare] | N/A | N/A | N/A | N/A | N/A | N/A | 0% | N/A | Project |  | 40% | 60% | 0 | 0 | 0 | 0 | 0 | 0 | 0% | 0% | 0% | 0% | 0% | [20 empty] | 0% | 0% | 0% | 0% | 0% | 0% | 0% | 100% | 0% | 0% | 0% | 0% | 0% | 100% | 0% | 0% | 0% | 0% | 0% | 0% | 0% | 0% | 100% | 0 | 0 | 0 | 475 | N/A | N/A | FY21 | FY21 | 0.99572 | Yes | bar: 1 to 20
0 |  | 265 | [Project Name] | FALSE | [Spare] | [Spare] | [Spare] | N/A | N/A | N/A | N/A | N/A | N/A | 0% | N/A | Project |  | 40% | 60% | 0 | 0 | 0 | 0 | 0 | 0 | 0% | 0% | 0% | 0% | 0% | [20 empty] | 0% | 0% | 0% | 0% | 0% | 0% | 0% | 100% | 0% | 0% | 0% | 0% | 0% | 100% | 0% | 0% | 0% | 0% | 0% | 0% | 0% | 0% | 100% | 0 | 0 | 0 | 475 | N/A | N/A | FY21 | FY21 | 0.99572 | Yes | bar: 1 to 20
0 |  | 266 | [Project Name] | FALSE | [Spare] | [Spare] | [Spare] | N/A | N/A | N/A | N/A | N/A | N/A | 0% | N/A | Project |  | 40% | 60% | 0 | 0 | 0 | 0 | 0 | 0 | 0% | 0% | 0% | 0% | 0% | [20 empty] | 0% | 0% | 0% | 0% | 0% | 0% | 0% | 100% | 0% | 0% | 0% | 0% | 0% | 100% | 0% | 0% | 0% | 0% | 0% | 0% | 0% | 0% | 100% | 0 | 0 | 0 | 475 | N/A | N/A | FY21 | FY21 | 0.99572 | Yes | bar: 1 to 20
0 |  | 267 | [Project Name] | FALSE | [Spare] | [Spare] | [Spare] | N/A | N/A | N/A | N/A | N/A | N/A | 0% | N/A | Project |  | 40% | 60% | 0 | 0 | 0 | 0 | 0 | 0 | 0% | 0% | 0% | 0% | 0% | [20 empty] | 0% | 0% | 0% | 0% | 0% | 0% | 0% | 100% | 0% | 0% | 0% | 0% | 0% | 100% | 0% | 0% | 0% | 0% | 0% | 0% | 0% | 0% | 100% | 0 | 0 | 0 | 475 | N/A | N/A | FY21 | FY21 | 0.99572 | Yes | bar: 1 to 20
0 |  | 268 | [Project Name] | FALSE | [Spare] | [Spare] | [Spare] | N/A | N/A | N/A | N/A | N/A | N/A | 0% | N/A | Project |  | 40% | 60% | 0 | 0 | 0 | 0 | 0 | 0 | 0% | 0% | 0% | 0% | 0% | [20 empty] | 0% | 0% | 0% | 0% | 0% | 0% | 0% | 100% | 0% | 0% | 0% | 0% | 0% | 100% | 0% | 0% | 0% | 0% | 0% | 0% | 0% | 0% | 100% | 0 | 0 | 0 | 475 | N/A | N/A | FY21 | FY21 | 0.99572 | Yes | bar: 1 to 20
0 |  | 269 | [Project Name] | FALSE | [Spare] | [Spare] | [Spare] | N/A | N/A | N/A | N/A | N/A | N/A | 0% | N/A | Project |  | 40% | 60% | 0 | 0 | 0 | 0 | 0 | 0 | 0% | 0% | 0% | 0% | 0% | [20 empty] | 0% | 0% | 0% | 0% | 0% | 0% | 0% | 100% | 0% | 0% | 0% | 0% | 0% | 100% | 0% | 0% | 0% | 0% | 0% | 0% | 0% | 0% | 100% | 0 | 0 | 0 | 475 | N/A | N/A | FY21 | FY21 | 0.99572 | Yes | bar: 1 to 20
0 |  | 270 | [Project Name] | FALSE | [Spare] | [Spare] | [Spare] | N/A | N/A | N/A | N/A | N/A | N/A | 0% | N/A | Project |  | 40% | 60% | 0 | 0 | 0 | 0 | 0 | 0 | 0% | 0% | 0% | 0% | 0% | [20 empty] | 0% | 0% | 0% | 0% | 0% | 0% | 0% | 100% | 0% | 0% | 0% | 0% | 0% | 100% | 0% | 0% | 0% | 0% | 0% | 0% | 0% | 0% | 100% | 0 | 0 | 0 | 475 | N/A | N/A | FY21 | FY21 | 0.99572 | Yes | bar: 1 to 20
0 |  | 271 | [Project Name] | FALSE | [Spare] | [Spare] | [Spare] | N/A | N/A | N/A | N/A | N/A | N/A | 0% | N/A | Project |  | 40% | 60% | 0 | 0 | 0 | 0 | 0 | 0 | 0% | 0% | 0% | 0% | 0% | [20 empty] | 0% | 0% | 0% | 0% | 0% | 0% | 0% | 100% | 0% | 0% | 0% | 0% | 0% | 100% | 0% | 0% | 0% | 0% | 0% | 0% | 0% | 0% | 100% | 0 | 0 | 0 | 475 | N/A | N/A | FY21 | FY21 | 0.99572 | Yes | bar: 1 to 20
0 |  | 272 | [Project Name] | FALSE | [Spare] | [Spare] | [Spare] | N/A | N/A | N/A | N/A | N/A | N/A | 0% | N/A | Project |  | 40% | 60% | 0 | 0 | 0 | 0 | 0 | 0 | 0% | 0% | 0% | 0% | 0% | [20 empty] | 0% | 0% | 0% | 0% | 0% | 0% | 0% | 100% | 0% | 0% | 0% | 0% | 0% | 100% | 0% | 0% | 0% | 0% | 0% | 0% | 0% | 0% | 100% | 0 | 0 | 0 | 475 | N/A | N/A | FY21 | FY21 | 0.99572 | Yes | bar: 1 to 20
0 |  | 273 | [Project Name] | FALSE | [Spare] | [Spare] | [Spare] | N/A | N/A | N/A | N/A | N/A | N/A | 0% | N/A | Project |  | 40% | 60% | 0 | 0 | 0 | 0 | 0 | 0 | 0% | 0% | 0% | 0% | 0% | [20 empty] | 0% | 0% | 0% | 0% | 0% | 0% | 0% | 100% | 0% | 0% | 0% | 0% | 0% | 100% | 0% | 0% | 0% | 0% | 0% | 0% | 0% | 0% | 100% | 0 | 0 | 0 | 475 | N/A | N/A | FY21 | FY21 | 0.99572 | Yes | bar: 1 to 20
0 |  | 274 | [Project Name] | FALSE | [Spare] | [Spare] | [Spare] | N/A | N/A | N/A | N/A | N/A | N/A | 0% | N/A | Project |  | 40% | 60% | 0 | 0 | 0 | 0 | 0 | 0 | 0% | 0% | 0% | 0% | 0% | [20 empty] | 0% | 0% | 0% | 0% | 0% | 0% | 0% | 100% | 0% | 0% | 0% | 0% | 0% | 100% | 0% | 0% | 0% | 0% | 0% | 0% | 0% | 0% | 100% | 0 | 0 | 0 | 475 | N/A | N/A | FY21 | FY21 | 0.99572 | Yes | bar: 1 to 20
0 |  | 275 | [Project Name] | FALSE | [Spare] | [Spare] | [Spare] | N/A | N/A | N/A | N/A | N/A | N/A | 0% | N/A | Project |  | 40% | 60% | 0 | 0 | 0 | 0 | 0 | 0 | 0% | 0% | 0% | 0% | 0% | [20 empty] | 0% | 0% | 0% | 0% | 0% | 0% | 0% | 100% | 0% | 0% | 0% | 0% | 0% | 100% | 0% | 0% | 0% | 0% | 0% | 0% | 0% | 0% | 100% | 0 | 0 | 0 | 475 | N/A | N/A | FY21 | FY21 | 0.99572 | Yes | bar: 1 to 20
|  |  | Total | [16 empty] | 225.148 | 249.314 | 199.8357 | 193.6504 | 219.1926 | 1090.5498
End

## Overheads
| Inputs - Fixed & Variable Overheads |  |  |  |  | Commercial in Confidence
| TransGrid Capex Forecast Model |  |  |  |  | AER draft decision amendments
| WB Check |  | 0 |  |  | Transgrid revised proposal amendments to AER's draft decision
| Sheet Check |  | 0 |  |  |  | AER final decision amendments
Table of Contents
Input ¦ Historical Overheads
Input ¦ Indexation
|  |  |  | Year | [5 empty] | 2018 | 2019 | 2020 | 2021 | 2022
|  |  |  | Nominal (Mid Period) to Real 2023 (End Period) | [5 empty] | 1.1779 | 1.1565 | 1.136 | 1.1208 | 1.097
Input ¦ Historical capex and allocations to network and corporate overheads
|  |  |  | Include Period? (1=Yes, 0=No) | [5 empty] | 0 | 1 | 1 | 1 | 1
|  |  | Historical & Estimated Capex |  | Source | Unit | Basis | Timing |  | FY18 | FY19 | FY20 | FY21 | FY22 | 4 Yr Total | 4 Yr Average | Proportion of Direct | Proportion of Total | Attract Network OH? | Attract Corporate OH?
|  |  |  | Replacement Expenditure | CA RIN, 2.1.1 | $Million | Nominal | Mid Period |  | 160.2714 | 131.3024 | 153.8761 | 148.3756 | 147.3181 | 580.8721 | 145.218 | N/A | N/A | TRUE | TRUE
|  |  |  | Connections | CA RIN, 2.1.1 | $Million | Nominal | Mid Period |  | 0.33435 | 0.78003 | 1.1299 | 1.9612 | 7.1046 | 10.9757 | 2.7439 | N/A | N/A | TRUE | TRUE
|  |  |  | Augmentation Expenditure | CA RIN, 2.1.1 | $Million | Nominal | Mid Period |  | 4.4274 | 22.8962 | 102.2736 | 565.6727 | 239.0898 | 929.9322 | 232.4831 | N/A | N/A | TRUE | TRUE
|  |  |  | Non-network - ICT | CA RIN, 2.1.1 | $Million | Nominal | Mid Period |  | 19.6454 | 20.2234 | 19.1504 | 18.667 | 27.7692 | 85.81 | 21.4525 | N/A | N/A | FALSE | TRUE
|  |  |  | Non-network - Other | CA RIN, 2.1.1 | $Million | Nominal | Mid Period |  | 9.9457 | 8.5803 | 9.7584 | 11.2439 | 11.4244 | 41.007 | 10.2518 | N/A | N/A | FALSE | TRUE
|  |  |  | Capitalised Network Overheads | CA RIN, 2.1.1 | $Million | Nominal | Mid Period |  | 30.7802 | 22.294 | 25.6508 | 28.3957 | 32.8461 | 109.1867 | 27.2967 | 7.155% | 6.113% | FALSE | FALSE
|  |  |  | Capitalised Corporate Overheads | CA RIN, 2.1.1 | $Million | Nominal | Mid Period |  | 1.0506 | 3.2115 | 6.2305 | 6.8831 | 7.9619 | 24.287 | 6.0717 | 1.47% | 1.36% | FALSE | FALSE
|  |  |  | Balancing item | CA RIN, 2.1.1 | $Million | Nominal | Mid Period |  | 2.5142 | 0.92725 | -1.618 | 0.33437 | 4.4919 | 4.1356 | 1.0339 | N/A | N/A | TRUE | TRUE
|  |  |  | Total Capex | Calculated | $Million | Nominal | Mid Period |  | 228.9693 | 210.215 | 316.4517 | 781.5336 | 478.0061 | 1786.2063 | N/A | N/A | N/A
|  |  | Historical & Estimated Capex |  | Source | Unit | Basis | Timing |  | FY18 | FY19 | FY20 | FY21 | FY22 | 4 Yr Total | 4 Yr Average
|  |  |  | Replacement Expenditure | Calculated | $Million | $Real 23 | Mid Period |  | 0 | 151.857 | 174.7967 | 166.3042 | 161.6105 | 654.5683 | 163.6421
|  |  |  | Connections | Calculated | $Million | $Real 23 | Mid Period |  | 0 | 0.90214 | 1.2835 | 2.1982 | 7.7939 | 12.1776 | 3.0444
|  |  |  | Augmentation Expenditure | Calculated | $Million | $Real 23 | Mid Period |  | 0 | 26.4804 | 116.1784 | 634.0246 | 262.2856 | 1038.969 | 259.7423
|  |  |  | Non-network - ICT | Calculated | $Million | $Real 23 | Mid Period |  | 0 | 23.3893 | 21.754 | 20.9226 | 30.4633 | 96.5292 | 24.1323
|  |  |  | Non-network - Other | Calculated | $Million | $Real 23 | Mid Period |  | 0 | 9.9235 | 11.0851 | 12.6025 | 12.5328 | 46.1439 | 11.536
|  |  |  | Capitalised Network Overheads | Calculated | $Million | $Real 23 | Mid Period |  | 0 | 25.7839 | 29.1382 | 31.8269 | 36.0328 | 122.7818 | 30.6955
|  |  |  | Capitalised Corporate Overheads | Calculated | $Million | $Real 23 | Mid Period |  | 0 | 3.7143 | 7.0775 | 7.7148 | 8.7343 | 27.241 | 6.8102
|  |  |  | Balancing item | Calculated | $Million | $Real 23 | Mid Period |  | 0 | 1.0724 | -1.8379 | 0.37477 | 4.9277 | 4.537 | 1.1342
|  |  |  | Total Capex | Calculated | $Million | $Real 23 | Mid Period |  | 0 | 243.1229 | 359.4755 | 875.9685 | 524.381 | 2002.9479 | N/A
Inputs ¦ Forecast Overheads
Input ¦ Proportion of fixed and variable overheads
|  |  | Fixed vs. Variable Proportion |  | Source | Unit | Basis | Timing |  | Proportion
|  |  |  | Proportion of fixed costs | TGD | Percent | N/A | N/A |  | 75%
|  |  |  | Proportion of variable costs | Calculated | Percent | N/A | N/A |  | 25%
|  |  | Fixed vs. Variable Amounts |  | Source | Unit | Basis | Timing |  | 4 Yr Average | Fixed (Annual) | Variable (Annual) | Direct escalated capex attracting overheads | Variable Rate
|  |  |  | Capitalised Network Overheads | Calculated | $Million | $Real 23 | End Period |  | 30.6955 | 23.0216 | 7.6739 | 1710.252 | 1.795%
|  |  |  | Capitalised Corporate Overheads | Calculated | $Million | $Real 23 | End Period |  | 6.8102 | 5.1077 | 1.7026 | 1852.9251 | 0.3675%
Calc ¦ Fixed overheads including escalation
|  |  | Rate of Change Factor |  | Source | Unit | Basis | Timing |  | FY18 | FY19 | FY20 | FY21 | FY22 | FY23 | FY24 | FY25 | FY26 | FY27 | FY28
|  |  |  | Overall Rate of Change | Calculated | Percent | N/A | N/A | [5 empty] | -1.533% | -2.443% | 0.2749% | 0.9206% | 0.8129% | 0.3049% | 0.2119%
|  |  |  | Rate of Change Factor | Calculated | Factor | N/A | N/A |  |  |  |  | 1 | 0.98467 | 0.96061 | 0.96326 | 0.97212 | 0.98002 | 0.98301 | 0.9851
[14 empty] | 0.98467 | 0.96061 | 0.96326 | 0.97212 | 0.98002 | 0.98301 | 0.9851
|  |  | Fixed Overheads | [6 empty] | FY24: FY24; FY25: FY25; FY26: FY26; FY27: FY27; FY28: FY28
|  |  |  | Network Overheads | Calculated | $Million | $Real 23 | End Period |  | FY24: 22.1757; FY25: 22.3798; FY26: 22.5617; FY27: 22.6305; FY28: 22.6785
|  |  |  | Corporate Overheads | Calculated | $Million | $Real 23 | End Period |  | FY24: 4.92; FY25: 4.9653; FY26: 5.0057; FY27: 5.0209; FY28: 5.0316
|  |  |  | Total Fixed Overheads | Calculated | $Million | $Real 23 | Mid Period |  | FY24: 27.0957; FY25: 27.3451; FY26: 27.5674; FY27: 27.6514; FY28: 27.71
Calc ¦ Variable Overheads
|  |  | Capex Item |  | Source | Unit | Basis | Timing |  | FY24: FY24; FY25: FY25; FY26: FY26; FY27: FY27; FY28: FY28
|  |  |  | Direct escalated capex excluding OH | Calculated | $Million | $Real 23 | End Period |  | FY24: 248.519; FY25: 268.8126; FY26: 218.3919; FY27: 217.3072; FY28: 246.087 | Applied to variable corporate overheads
|  |  |  | Less non network expenditure | Calculated | $Million | $Real 23 | End Period |  | FY24: -32.3892; FY25: -33.3225; FY26: -31.5685; FY27: -32.861; FY28: -33.3262
|  |  |  | Direct escalated capex attracting network OH | Calculated | $Million | $Real 23 | End Period |  | FY24: 216.1298; FY25: 235.4901; FY26: 186.8235; FY27: 184.4462; FY28: 212.7608 | Applied to variable network overheads
|  |  | Variable Overheads | [6 empty] | FY24: FY24; FY25: FY25; FY26: FY26; FY27: FY27; FY28: FY28
|  |  |  | Network Overheads | Calculated | $Million | $Real 23 | End Period |  | FY24: 3.8791; FY25: 4.2266; FY26: 3.3531; FY27: 3.3104; FY28: 3.8186
|  |  |  | Corporate Overheads | Calculated | $Million | $Real 23 | End Period |  | FY24: 0.91341; FY25: 0.98799; FY26: 0.80268; FY27: 0.79869; FY28: 0.90447
|  |  |  | Total Variable Overheads | Calculated | $Million | $Real 23 | Mid Period |  | FY24: 4.7925; FY25: 5.2146; FY26: 4.1558; FY27: 4.1091; FY28: 4.7231
Calcs ¦ Checks
|  |  |  | Calculated Network Overheads (Calc. Sheet) | Calculated | $Million | $Real 23 | End Period |  | FY24: 26.0548; FY25: 26.6064; FY26: 25.9148; FY27: 25.9409; FY28: 26.4971
|  |  |  | Calculated Corporate Overheads (Calc. Sheet) | Calculated | $Million | $Real 23 | End Period |  | FY24: 5.8334; FY25: 5.9533; FY26: 5.8083; FY27: 5.8196; FY28: 5.936
|  |  |  | Calculated Network Overheads (Output Sheet) | Calculated | $Million | $Real 23 | End Period |  | FY24: 26.0548; FY25: 26.6064; FY26: 25.9148; FY27: 25.9409; FY28: 26.4971
|  |  |  | Calculated Corporate Overheads (Output Sheet) | Calculated | $Million | $Real 23 | End Period |  | FY24: 5.8334; FY25: 5.9533; FY26: 5.8083; FY27: 5.8196; FY28: 5.936
0 |  |  |  | Network Overheads Check 1 | Calculated | N/A | N/A | N/A |  | FY24: 0; FY25: 0; FY26: 0; FY27: 0; FY28: 0
0 |  |  |  | Corporate Overheads Check 1 | Calculated | N/A | N/A | N/A |  | FY24: 0; FY25: 0; FY26: 0; FY27: 0; FY28: 0
0 |  |  |  | Network Overheads Check 2 | Calculated | N/A | N/A | N/A |  | FY24: 0; FY25: 0; FY26: 0; FY27: 0; FY28: 0
0 |  |  |  | Corporate Overheads Check 2 | Calculated | N/A | N/A | N/A |  | FY24: 0; FY25: 0; FY26: 0; FY27: 0; FY28: 0
Calcs ¦ Rate of Change
Input ¦ Forecast price change
|  |  | Rate of Change Factor |  | Source | Unit | Basis | Timing | Weighting |  |  |  |  | FY22 | FY23 | FY24 | FY25 | FY26 | FY27 | FY28
|  |  |  | WPI - BIS Oxford | BIS | Percent | N/A | N/A | 70.4% |  |  |  |  | -2.177% | -3.47% | 0.3905% | 1.308% | 1.155% | 0.433% | 0.3009%
|  |  |  | CPI | TGD | Percent | N/A | N/A | 29.6% | bar: FY22 to FY28
|  |  |  | Forecast price change | Calculated | Percent | N/A | N/A | N/A |  |  |  |  | -1.533% | -2.443% | 0.2749% | 0.9206% | 0.8129% | 0.3049% | 0.2119%
0 |  |  |  | Check - Alignment to opex model | Calculated | N/A | N/A | N/A | N/A | [6 empty] | 0 | 0 | 0 | 0 | 0
Calc ¦ Overall rate of change
|  |  | Rate of Change Factor |  | Source | Unit | Basis | Timing | [5 empty] | FY22 | FY23 | FY24 | FY25 | FY26 | FY27 | FY28
|  |  |  | Forecast price change | Calculated | Percent | N/A | N/A | [5 empty] | -1.533% | -2.443% | 0.2749% | 0.9206% | 0.8129% | 0.3049% | 0.2119%
|  |  |  | Overall rate of change | Calculated | Percent | N/A | N/A | [5 empty] | -1.533% | -2.443% | 0.2749% | 0.9206% | 0.8129% | 0.3049% | 0.2119%
0 |  |  |  | Check - Alignment to opex model | Calculated | N/A | N/A | N/A | [7 empty] | 0 | 0 | 0 | 0 | 0
End

## Contin_Proj_Input
Inputs - Next period (2023-2028) contingent projects
TransGrid Capex Forecast Model
WB Check |  | 0 | [5 empty] | Real 2020 (End Period) to Real 2021 (End Period) | 1.0086 | 1.0086 | 1.0086 | 1.0086 | 1.0086 | 1.0086 | 1.0086
Sheet Check |  | 0 |  | AER draft decision amendments |  |  |  | Real 2026 (End Period) to Real 2021 (End Period) | 0.82192 | 0.82192 | 0.82192 | 0.82192 | 0.82192 | 0.82192 | 0.82192 |  |  | Real 2021 (Mid Period) to Real 2023 (End Period) | 1.1208 | 1.1208 | 1.1208 | 1.1208 | 1.1208 | 1.1208 | 1.1208
Table of Contents |  |  |  | Transgrid revised proposal amendments to AER's draft decision
|  |  |  | AER final decision amendments |  |  |  |  | Escalated Cost (OER) ($M) ($Real 21) | [9 empty] | Escalated Cost (OER) ($M) ($Real 23)
[9 empty] | 2024 | 2025 | 2026 | 2027 | 2028 | RP3 | Total Cost |  |  |  | 2024 | 2025 | 2026 | 2027 | 2028 | RP3 | Total Cost
| Index | ID | Project Asset Class | Header Project Description | Project Name | Category | FY24-FY28 |  | FY24 | FY25 | FY26 | FY27 | FY28 | FY24 - FY28 | Total Project Cost | Contingent RP3 | Rank FY24-28 |  | FY24 | FY25 | FY26 | FY27 | FY28 | FY24 - FY28 | Total Project Cost | Total 24-28 ($Real 23) | Input Basis | Conversion to $Real 21 (Mid)
| 1 | 2162 | Augex |  |  |  | 0 | [8 empty] | N/A | N/A |  | 0 | 0 | 0 | 0 | 0 | 0 | 0 | 0 | 2021 | 0.99572
| 2 | N2205 | Augex |  |  |  | 0 | [8 empty] | N/A | N/A |  | 0 | 0 | 0 | 0 | 0 | 0 | 0 | 0 | 2021 | 0.99572
| 3 | 1687 | Augex |  |  |  | 0 | [8 empty] | N/A | N/A |  | 0 | 0 | 0 | 0 | 0 | 0 | 0 | 0 | 2021 | 0.99572
| 4 | N2208 | Augex |  |  |  | 0 | [8 empty] | N/A | N/A |  | 0 | 0 | 0 | 0 | 0 | 0 | 0 | 0 | 2021 | 0.99572
| 5 | N2371 | Augex |  |  |  | 0 | [8 empty] | N/A | N/A |  | 0 | 0 | 0 | 0 | 0 | 0 | 0 | 0 | 2021 | 0.99572
| 6 | N2293 | Augex |  |  |  | 0 | [8 empty] | N/A | N/A |  | 0 | 0 | 0 | 0 | 0 | 0 | 0 | 0 | 2021 | 0.99572
| 7 | 2145 | Augex |  |  |  | 0 | [8 empty] | N/A | N/A |  | 0 | 0 | 0 | 0 | 0 | 0 | 0 | 0 | 2021 | 0.99572
| 8 | 1422 | Augex |  |  |  | 0 | [8 empty] | N/A | N/A |  | 0 | 0 | 0 | 0 | 0 | 0 | 0 | 0 | 2021 | 0.99572
| 9 | N2584 | Augex |  |  |  | 0 | [8 empty] | N/A | N/A |  | 0 | 0 | 0 | 0 | 0 | 0 | 0 | 0 | 2021 | 0.99572
| 10 | 1473 | Augex |  |  |  | 0 | [8 empty] | N/A | N/A |  | 0 | 0 | 0 | 0 | 0 | 0 | 0 | 0 | 2021 | 0.99572
| 11 | 1491 | Augex |  |  |  | 0 | [8 empty] | N/A | N/A |  | 0 | 0 | 0 | 0 | 0 | 0 | 0 | 0 | 2021 | 0.99572
| 12 | 1522 | Augex |  |  |  | 0 | [8 empty] | N/A | N/A |  | 0 | 0 | 0 | 0 | 0 | 0 | 0 | 0 | 2021 | 0.99572
| 13 | 1443 | Augex |  |  |  | 0 | [8 empty] | N/A | N/A |  | 0 | 0 | 0 | 0 | 0 | 0 | 0 | 0 | 2021 | 0.99572
| 14 | 1440 | Augex |  |  |  | 0 | [8 empty] | N/A | N/A |  | 0 | 0 | 0 | 0 | 0 | 0 | 0 | 0 | 2021 | 0.99572
| 15 | 1520 | Augex |  |  |  | 0 | [8 empty] | N/A | N/A |  | 0 | 0 | 0 | 0 | 0 | 0 | 0 | 0 | 2021 | 0.99572
| 16 | 1698 | Augex |  |  |  | 0 | [8 empty] | N/A | N/A |  | 0 | 0 | 0 | 0 | 0 | 0 | 0 | 0 | 2021 | 0.99572
| 17 | 2137 | Augex |  |  |  | 0 | [8 empty] | N/A | N/A |  | 0 | 0 | 0 | 0 | 0 | 0 | 0 | 0 | 2021 | 0.99572
| 18 | N2360 | Augex |  |  |  | 0 | [8 empty] | N/A | N/A |  | 0 | 0 | 0 | 0 | 0 | 0 | 0 | 0 | 2021 | 0.99572
| 19 | N2649 | Augex |  |  |  | 0 | [8 empty] | N/A | N/A |  | 0 | 0 | 0 | 0 | 0 | 0 | 0 | 0 | 2021 | 0.99572
| 20 | 1316 | Augex |  |  |  | 0 | [8 empty] | N/A | N/A |  | 0 | 0 | 0 | 0 | 0 | 0 | 0 | 0 | 2021 | 0.99572
| 21 | N2645 | Augex |  |  |  | 0 | [8 empty] | N/A | N/A |  | 0 | 0 | 0 | 0 | 0 | 0 | 0 | 0 | 2021 | 0.99572
| 22 | 1693 | Augex |  |  |  | 0 | [8 empty] | N/A | N/A |  | 0 | 0 | 0 | 0 | 0 | 0 | 0 | 0 | 2021 | 0.99572
| 23 | N2363 | Augex |  |  |  | 0 | [8 empty] | N/A | N/A |  | 0 | 0 | 0 | 0 | 0 | 0 | 0 | 0 | 2022 | 0.96207
| 24 | N2636 | Augex |  |  |  | 0 | [8 empty] | N/A | N/A |  | 0 | 0 | 0 | 0 | 0 | 0 | 0 | 0 | 2021 | 0.99572
| 25 | N2393 | Augex |  |  |  | 0 | [8 empty] | N/A | N/A |  | 0 | 0 | 0 | 0 | 0 | 0 | 0 | 0 | 2021 | 0.99572
| 26 | N2746 | Augex |  |  |  | 0 | [8 empty] | N/A | N/A |  | 0 | 0 | 0 | 0 | 0 | 0 | 0 | 0 | 2021 | 0.99572
| 27 | SSR | Augex |  |  |  | 0 | [8 empty] | N/A | N/A |  | 0 | 0 | 0 | 0 | 0 | 0 | 0 | 0 | 2021 | 0.99572
| 28 | N2657 | Contingent RP3 | Supply to ACT -Network Capability | Supply to ACT -Network Capability | Demand | 67.7093 |  | 0 | 0 | 7.9658 | 19.9145 | 39.829 | 67.7093 | 89.6152 | 67.7093 | 14 |  | 0 | 0 | 8.9283 | 22.3208 | 44.6416 | 75.8908 | 100.4437 | 75.8908 | 2021 | 0.99572
| 29 | N2384 | Contingent RP3 | Supply to Bathurst Orange and Parkes Stage 1 | Supply to Bathurst Orange and Parkes Stage 1 | Demand | 87.8488 |  | 4.2003 | 22.0982 | 58.8304 | 2.7198 | 0 | 87.8488 | 87.8488 | 87.8488 | 13 |  | 4.7078 | 24.7684 | 65.939 | 3.0485 | 0 | 98.4638 | 98.4638 | 98.4638 | 2022 | 0.96207
| 30 | N2384 | Contingent RP3 | Supply to Bathurst Orange and Parkes Stage 2 | Supply to Bathurst Orange and Parkes Stage 2 | Demand | 119.8199 |  | 0.45845 | 0.93804 | 3.1493 | 11.5924 | 103.6817 | 119.8199 | 130.2034 | 119.8199 | 10 |  | 0.51385 | 1.0514 | 3.5299 | 12.9931 | 116.2099 | 134.2981 | 145.9363 | 134.2981 | 2022 | 0.96207
| 31 | TBA | Contingent RP3 | Moree Special Activation Precinct | Moree Special Activation Precinct | Demand | 40.4069 |  | 0 | 0 | 0 | 19.2414 | 21.1655 | 40.4069 | 40.4069 | 40.4069 | 17 |  | 0 | 0 | 0 | 21.5664 | 23.723 | 45.2894 | 45.2894 | 45.2894 | 2022 | 0.96207
| 32 | N2534 | Contingent RP3 | Manage increased fault levels in Southern NSW | Manage increased fault levels in Southern NSW | Compliance | 48.432 |  | 2.2902 | 11.1521 | 30.1705 | 4.8193 | 0 | 48.432 | 48.432 | 48.432 | 16 |  | 2.5669 | 12.4997 | 33.816 | 5.4016 | 0 | 54.2842 | 54.2842 | 54.2842 | 2021 | 0.99572
| 33 | SSRCP | Contingent RP3 | Maintain Power system Security in NSW | Maintain Power system Security in NSW | Compliance | 57.7241 |  | 4.8103 | 9.6207 | 14.431 | 19.2414 | 9.6207 | 57.7241 | 96.2069 | 57.7241 | 15 |  | 5.3916 | 10.7832 | 16.1748 | 21.5664 | 10.7832 | 64.6991 | 107.8318 | 64.6991 | 2022 | 0.96207
| 34 | 1693 | Contingent RP3 | Supply to North West Slopes Area Stage 1 | Supply to North West Slopes Area Stage 1 | Demand | 118.5269 |  | 5.4355 | 31.4293 | 63.109 | 17.2171 | 1.336 | 118.5269 | 118.5269 | 118.5269 | 11 |  | 6.0923 | 35.227 | 70.7346 | 19.2975 | 1.4974 | 132.8488 | 132.8488 | 132.8488 | 2022 | 0.96207
| 35 | 1693 | Contingent RP3 | Supply to North West Slopes Area Stage 2 | Supply to North West Slopes Area Stage 2 | Demand | 38.0565 |  | 0 | 0 | 1.3068 | 3.7747 | 32.975 | 38.0565 | 118.5272 | 38.0565 | 18 |  | 0 | 0 | 1.4647 | 4.2309 | 36.9594 | 42.655 | 132.8492 | 42.655 | 2022 | 0.96207
| 36 | N2363 | Contingent RP3 | Improving stability in South-Western NSW | Improving stability in South-Western NSW | 0% | 0 |  | 0 | 0 | 0 | 0 | 0 | 0 | 0 | 0 | 19 |  | 0 | 0 | 0 | 0 | 0 | 0 | 0 | 0 | 2022 | 0.96207
| 37 | 0 | Contingent RP3 | 0 | 0% | 0% | 0 |  | 0 | 0 | 0 | 0 | 0 | 0 | 0 | 0 | 20 |  | 0 | 0 | 0 | 0 | 0 | 0 | 0 | 0 | 2021 | 0.99572
| 38 | 0 | Contingent RP3 | 0 | 0% | 0% | 0 |  | 0 | 0 | 0 | 0 | 0 | 0 | 0 | 0 | 21 |  | 0 | 0 | 0 | 0 | 0 | 0 | 0 | 0 | 2021 | 0.99572
| 39 | N2588 | Contingent RP3 | Renewable Energy Zone in South Western NSW | Renewable Energy Zone in South Western NSW | Economic Benefits | 986.9623 |  | 0 | 0 | 140.9946 | 281.9892 | 563.9784 | 986.9623 | 1409.9461 | 986.9623 | 3 |  | 0 | 0 | 158.0314 | 316.0628 | 632.1256 | 1106.2198 | 1580.314 | 1106.2198 | 2021 | 0.99572
| 40 | N2596 | Contingent RP3 | Renewable energy zone in Hunter region | Renewable energy zone in Hunter region | Economic Benefits | 224.038 |  | 0 | 0 | 24.8931 | 74.6793 | 124.4656 | 224.038 | 248.9312 | 224.038 | 7 |  | 0 | 0 | 27.901 | 83.7031 | 139.5051 | 251.1092 | 279.0102 | 251.1092 | 2021 | 0.99572
| 41 | N2597 | Contingent RP3 | Renewable energy zone in Illawarra region | Renewable energy zone in Illawarra region | Economic Benefits | 224.038 |  | 0 | 0 | 24.8931 | 74.6793 | 124.4656 | 224.038 | 248.9312 | 224.038 | 8 |  | 0 | 0 | 27.901 | 83.7031 | 139.5051 | 251.1092 | 279.0102 | 251.1092 | 2021 | 0.99572
| 42 | 1903 | Contingent RP3 | Renewable Energy Zone in Central West NSW area | Renewable Energy Zone in Central West NSW area | Economic Benefits | 639.7351 |  | 78.3349 | 372.0908 | 189.3094 | 0 | 0 | 639.7351 | 652.7909 | 639.7351 | 5 |  | 87.8003 | 417.0516 | 212.1842 | 0 | 0 | 717.0361 | 731.6695 | 717.0361 | 2020 | 1.0043
| 43 | N2414 | Contingent RP3 | Renewable Energy Zone in New England area | Renewable Energy Zone in New England area | Economic Benefits | 1896.8555 |  | 39.829 | 139.4015 | 871.2591 | 846.366 | 0 | 1896.8555 | 1896.8555 | 1896.8555 | 2 |  | 44.6416 | 156.2457 | 976.5358 | 948.6348 | 0 | 2126.058 | 2126.058 | 2126.058 | 2021 | 0.99572
| 44 | TBA | Contingent RP3 | Waratah Super Battery Components: Southern line upgrades, northern terminal equipment upgrades, SIPS scheme | Waratah Super Battery Components: Southern line upgrades, northern terminal equipment upgrades, SIPS scheme | 0% | 95.5334 |  | 32.7103 | 62.8231 | 0 | 0 | 0 | 95.5334 | 103.3262 | 95.5334 | 12 |  | 36.6628 | 70.4142 | 0 | 0 | 0 | 107.077 | 115.8114 | 107.077 | 2022 | 0.96207
| 45 | N2417 | Contingent RP3 | Sydney Ring (Reinforcing Sydney Newcastle and Wollongong Supply) - Hunter Transmission Project option (Contestable) | Sydney Ring (Reinforcing Sydney Newcastle and Wollongong Supply) - Hunter Transmission Project option (Contestable) | Economic Benefits | 876.2377 |  | 87.6238 | 175.2475 | 350.4951 | 258.8884 | 3.9829 | 876.2377 | 876.2377 | 876.2377 | 4 |  | 98.2116 | 196.4232 | 392.8464 | 290.1706 | 4.4642 | 982.116 | 982.116 | 982.116 | 2021 | 0.99572
| 46 | 0 | Contingent RP3 | 0 | 0% | 0% | 0 |  | 0 | 0 | 0 | 0 | 0 | 0 | 0 | 0 | 22 |  | 0 | 0 | 0 | 0 | 0 | 0 | 0 | 0 | 2021 | 0.99572
| 47 | 0 | Contingent RP3 | 0 | 0% | 0% | 0 |  | 0 | 0 | 0 | 0 | 0 | 0 | 0 | 0 | 23 |  | 0 | 0 | 0 | 0 | 0 | 0 | 0 | 0 | 2021 | 0.99572
| 48 | 1901 | Contingent RP3 | Humelink | Humelink | Economic Benefits | 3302.8187 |  | 596.6382 | 477.3106 | 1114.4349 | 1114.4349 | 0 | 3302.8187 | 3302.8187 | 3302.8187 | 1 |  | 668.7317 | 534.9854 | 1249.0954 | 1249.0954 | 0 | 3701.9078 | 3701.9078 | 3701.9078 | 2021 | 0.99572
| 49 | 1746 | Contingent RP3 | VNI West | VNI West | Economic Benefits | 591.56 |  | 181.1223 | 54.964 | 98.975 | 8.2645 | 248.2342 | 591.56 | 1644.041 | 591.56 | 6 |  | 203.0078 | 61.6055 | 110.9345 | 9.2631 | 278.229 | 663.0399 | 1842.6952 | 663.0399 | 2021 | 0.99572
| 50 | N2413 | Contingent RP3 | QNI Connect | QNI Connect | Economic Benefits | 150.8523 |  | 0 | 0 | 0 | 0 | 150.8523 | 150.8523 | 1247.643 | 150.8523 | 9 |  | 0 | 0 | 0 | 0 | 169.0802 | 169.0802 | 1398.3993 | 169.0802 | 2021 | 0.99572
| 51 | [5 empty] | 0 | [8 empty] | N/A | N/A |  | 0 | 0 | 0 | 0 | 0 | 0 | 0 | 0 | 2021 | 0.99572
| 52 | [5 empty] | 0 | [8 empty] | N/A | N/A |  | 0 | 0 | 0 | 0 | 0 | 0 | 0 | 0 | 2021 | 0.99572
| 53 | [5 empty] | 0 | [8 empty] | N/A | N/A |  | 0 | 0 | 0 | 0 | 0 | 0 | 0 | 0 | 2021 | 0.99572
| 54 | [5 empty] | 0 | [8 empty] | N/A | N/A |  | 0 | 0 | 0 | 0 | 0 | 0 | 0 | 0 | 2021 | 0.99572
| 55 | [5 empty] | 0 | [8 empty] | N/A | N/A |  | 0 | 0 | 0 | 0 | 0 | 0 | 0 | 0 | 2021 | 0.99572
| 56 | [5 empty] | 0 | [8 empty] | N/A | N/A |  | 0 | 0 | 0 | 0 | 0 | 0 | 0 | 0 | 2021 | 0.99572
| 57 | [5 empty] | 0 | [8 empty] | N/A | N/A |  | 0 | 0 | 0 | 0 | 0 | 0 | 0 | 0 | 2021 | 0.99572
| 58 | [5 empty] | 0 | [8 empty] | N/A | N/A |  | 0 | 0 | 0 | 0 | 0 | 0 | 0 | 0 | 2021 | 0.99572
| 59 | [5 empty] | 0 | [8 empty] | N/A | N/A |  | 0 | 0 | 0 | 0 | 0 | 0 | 0 | 0 | 2021 | 0.99572
| 60 | [5 empty] | 0 | [8 empty] | N/A | N/A |  | 0 | 0 | 0 | 0 | 0 | 0 | 0 | 0 | 2021 | 0.99572
| 61 | [5 empty] | 0 | [8 empty] | N/A | N/A |  | 0 | 0 | 0 | 0 | 0 | 0 | 0 | 0 | 2021 | 0.99572
| 62 | [5 empty] | 0 | [8 empty] | N/A | N/A |  | 0 | 0 | 0 | 0 | 0 | 0 | 0 | 0 | 2021 | 0.99572
| 63 | [5 empty] | 0 | [8 empty] | N/A | N/A |  | 0 | 0 | 0 | 0 | 0 | 0 | 0 | 0 | 2021 | 0.99572
| 64 | [5 empty] | 0 | [8 empty] | N/A | N/A |  | 0 | 0 | 0 | 0 | 0 | 0 | 0 | 0 | 2021 | 0.99572
| 65 | [5 empty] | 0 | [8 empty] | N/A | N/A |  | 0 | 0 | 0 | 0 | 0 | 0 | 0 | 0 | 2021 | 0.99572
| 66 | [5 empty] | 0 | [8 empty] | N/A | N/A |  | 0 | 0 | 0 | 0 | 0 | 0 | 0 | 0 | 2021 | 0.99572
| 67 | [5 empty] | 0 | [8 empty] | N/A | N/A |  | 0 | 0 | 0 | 0 | 0 | 0 | 0 | 0 | 2021 | 0.99572
| 68 | [5 empty] | 0 | [8 empty] | N/A | N/A |  | 0 | 0 | 0 | 0 | 0 | 0 | 0 | 0 | 2021 | 0.99572
| 69 | [5 empty] | 0 | [8 empty] | N/A | N/A |  | 0 | 0 | 0 | 0 | 0 | 0 | 0 | 0 | 2021 | 0.99572
| 70 | [5 empty] | 0 | [8 empty] | N/A | N/A |  | 0 | 0 | 0 | 0 | 0 | 0 | 0 | 0 | 2021 | 0.99572
| 71 | [5 empty] | 0 | [8 empty] | N/A | N/A |  | 0 | 0 | 0 | 0 | 0 | 0 | 0 | 0 | 2021 | 0.99572
| 72 | [5 empty] | 0 | [8 empty] | N/A | N/A |  | 0 | 0 | 0 | 0 | 0 | 0 | 0 | 0 | 2021 | 0.99572
| 73 | [5 empty] | 0 | [8 empty] | N/A | N/A |  | 0 | 0 | 0 | 0 | 0 | 0 | 0 | 0 | 2021 | 0.99572
| 74 | [5 empty] | 0 | [8 empty] | N/A | N/A |  | 0 | 0 | 0 | 0 | 0 | 0 | 0 | 0 | 2021 | 0.99572
| 75 | [5 empty] | 0 | [8 empty] | N/A | N/A |  | 0 | 0 | 0 | 0 | 0 | 0 | 0 | 0 | 2021 | 0.99572
|  | Totals |  |  |  |  | 9567.1553 |  | 1033.4533 | 1357.0759 | 2994.2171 | 2757.8223 | 1424.5868 | 9567.1553 | 12361.2885 |  |  |  | 1158.3284 | 1521.0553 | 3356.0171 | 3091.058 | 1596.7237 | 10723.1825 | 13854.9389 | 10723.1825
End

## Current_Period_Capex_Input
Inputs - Current period (2018-2023) capex impacting next period (2023-2028)
TransGrid Capex Forecast Model
| WB Check |  | 0 | [5 empty] | AER draft decision amendments
| Sheet Check |  | 0 | [5 empty] | Transgrid revised proposal amendments to AER's draft decision
| Table of Contents | [8 empty] | AER final decision amendments
Input ¦ Current period actionable ISP capex deferred to next period and not included in next period forecast
[8 empty] | Nominal, Mid Period | [5 empty] | Real 2023, End Period
|  | As Incurred - PEC |  | Source | Unit | Basis | Timing | FY24 | FY25 | FY26 | FY27 | FY28 | FY24 - FY28 | FY24 | FY25 | FY26 | FY27 | FY28 | FY24 - FY28
|  | 1 | Transmission Lines (pre 2004-05) | TransGrid | $Million | Various | Various | 0 | 0 | 0 | 0 | 0 | 0 | 0 | 0 | 0 | 0 | 0 | 0
|  | 2 | Underground Cables (pre 2004-05) | TransGrid | $Million | Various | Various | 0 | 0 | 0 | 0 | 0 | 0 | 0 | 0 | 0 | 0 | 0 | 0
|  | 3 | Substations including Buildings (pre 2004-05) | TransGrid | $Million | Various | Various | 0 | 0 | 0 | 0 | 0 | 0 | 0 | 0 | 0 | 0 | 0 | 0
|  | 4 | Transmission Lines (2004-09) | TransGrid | $Million | Various | Various | 0 | 0 | 0 | 0 | 0 | 0 | 0 | 0 | 0 | 0 | 0 | 0
|  | 5 | Underground Cables (2004-09) | TransGrid | $Million | Various | Various | 0 | 0 | 0 | 0 | 0 | 0 | 0 | 0 | 0 | 0 | 0 | 0
|  | 6 | Substations including Buildings (2004-09) | TransGrid | $Million | Various | Various | 0 | 0 | 0 | 0 | 0 | 0 | 0 | 0 | 0 | 0 | 0 | 0
|  | 7 | SCADA and Communications (2004-09) | TransGrid | $Million | Various | Various | 0 | 0 | 0 | 0 | 0 | 0 | 0 | 0 | 0 | 0 | 0 | 0
|  | 8 | Transmission Lines & Cables (09-14) | TransGrid | $Million | Various | Various | 0 | 0 | 0 | 0 | 0 | 0 | 0 | 0 | 0 | 0 | 0 | 0
|  | 9 | Substations (09-14) | TransGrid | $Million | Various | Various | 0 | 0 | 0 | 0 | 0 | 0 | 0 | 0 | 0 | 0 | 0 | 0
|  | 10 | Secondary Systems (09-14) | TransGrid | $Million | Various | Various | 0 | 0 | 0 | 0 | 0 | 0 | 0 | 0 | 0 | 0 | 0 | 0
|  | 11 | Communications (09-14) | TransGrid | $Million | Various | Various | 0 | 0 | 0 | 0 | 0 | 0 | 0 | 0 | 0 | 0 | 0 | 0
|  | 12 | Minor Plant, Motor Vehicles & Mobile Plant (2009-14) | TransGrid | $Million | Various | Various | 0 | 0 | 0 | 0 | 0 | 0 | 0 | 0 | 0 | 0 | 0 | 0
|  | 13 | Transmission Lines (2014-18) | TransGrid | $Million | Various | Various | 0 | 0 | 0 | 0 | 0 | 0 | 0 | 0 | 0 | 0 | 0 | 0
|  | 14 | Underground Cables (2014-18) | TransGrid | $Million | Various | Various | 0 | 0 | 0 | 0 | 0 | 0 | 0 | 0 | 0 | 0 | 0 | 0
|  | 15 | Substations (2014-18) | TransGrid | $Million | Various | Various | 0 | 0 | 0 | 0 | 0 | 0 | 0 | 0 | 0 | 0 | 0 | 0
|  | 16 | Secondary Systems (2014-18) | TransGrid | $Million | Various | Various | 0 | 0 | 0 | 0 | 0 | 0 | 0 | 0 | 0 | 0 | 0 | 0
|  | 17 | Communications (short life) (2014-18) | TransGrid | $Million | Various | Various | 0 | 0 | 0 | 0 | 0 | 0 | 0 | 0 | 0 | 0 | 0 | 0
|  | 18 | Business IT (2014-18) | TransGrid | $Million | Various | Various | 0 | 0 | 0 | 0 | 0 | 0 | 0 | 0 | 0 | 0 | 0 | 0
|  | 19 | Minor Plant, Motor Vehicles & Mobile Plant (2014-18) | TransGrid | $Million | Various | Various | 0 | 0 | 0 | 0 | 0 | 0 | 0 | 0 | 0 | 0 | 0 | 0
|  | 20 | Transmission Line Life Extension (2014-18) | TransGrid | $Million | Various | Various | 0 | 0 | 0 | 0 | 0 | 0 | 0 | 0 | 0 | 0 | 0 | 0
|  | 21 | Residual - other | TransGrid | $Million | Various | Various | 0 | 0 | 0 | 0 | 0 | 0 | 0 | 0 | 0 | 0 | 0 | 0
|  | 22 | Transmission Lines (2018 onwards) | TransGrid | $Million | Various | Various | 619.4111 | 87.8241 | 0 | 0 | 0 | 707.2352 | 610.5631 | 84.1141 | 0 | 0 | 0 | 694.6771
|  | 23 | Underground Cables (2018 onwards) | TransGrid | $Million | Various | Various | 0 | 0 | 0 | 0 | 0 | 0 | 0 | 0 | 0 | 0 | 0 | 0
|  | 24 | Substations (2018 onwards) | TransGrid | $Million | Various | Various | 134.8743 | 63.3377 | 0 | 0 | 0 | 198.212 | 132.9477 | 60.662 | 0 | 0 | 0 | 193.6097
|  | 25 | Secondary Systems (2018-23) | TransGrid | $Million | Various | Various | 5.4325 | 2.7106 | 0 | 0 | 0 | 8.1431 | 5.3549 | 2.5961 | 0 | 0 | 0 | 7.951
|  | 26 | Communications (short life) (2018 onwards) | TransGrid | $Million | Various | Various | 0.24882 | 0.1227 | 0 | 0 | 0 | 0.37153 | 0.24527 | 0.11752 | 0 | 0 | 0 | 0.36279
|  | 27 | Business IT (2018 onwards) | TransGrid | $Million | Various | Various | 0 | 0 | 0 | 0 | 0 | 0 | 0 | 0 | 0 | 0 | 0 | 0
|  | 28 | Minor Plant, Motor Vehicles & Mobile Plant (2018 onwards) | TransGrid | $Million | Various | Various | 0 | 0 | 0 | 0 | 0 | 0 | 0 | 0 | 0 | 0 | 0 | 0
|  | 29 | Transmission Line Life Extension (2018 onwards) | TransGrid | $Million | Various | Various | 0 | 0 | 0 | 0 | 0 | 0 | 0 | 0 | 0 | 0 | 0 | 0
|  | 30 | Land and Easements | TransGrid | $Million | Various | Various | 51.0896 | 80.9625 | 0 | 0 | 0 | 132.0521 | 50.3598 | 77.5423 | 0 | 0 | 0 | 127.9021
|  | 31 | Synchronous Condensers | TransGrid | $Million | Various | Various | 80.7729 | 0 | 0 | 0 | 0 | 80.7729 | 79.6191 | 0 | 0 | 0 | 0 | 79.6191
|  | 32 | Leasehold Land and Property | TransGrid | $Million | Various | Various | 0 | 0 | 0 | 0 | 0 | 0 | 0 | 0 | 0 | 0 | 0 | 0
|  | 33 | [Spare] | TransGrid | $Million | Various | Various | 0 | 0 | 0 | 0 | 0 | 0 | 0 | 0 | 0 | 0 | 0 | 0
|  | 34 | [Spare] | TransGrid | $Million | Various | Various | 0 | 0 | 0 | 0 | 0 | 0 | 0 | 0 | 0 | 0 | 0 | 0
|  | 35 | [Spare] | TransGrid | $Million | Various | Various | 0 | 0 | 0 | 0 | 0 | 0 | 0 | 0 | 0 | 0 | 0 | 0
|  | 36 | [Spare] | TransGrid | $Million | Various | Various | 0 | 0 | 0 | 0 | 0 | 0 | 0 | 0 | 0 | 0 | 0 | 0
|  | 37 | [Spare] | TransGrid | $Million | Various | Various | 0 | 0 | 0 | 0 | 0 | 0 | 0 | 0 | 0 | 0 | 0 | 0
|  | 38 | [Spare] | TransGrid | $Million | Various | Various | 0 | 0 | 0 | 0 | 0 | 0 | 0 | 0 | 0 | 0 | 0 | 0
|  | 39 | [Spare] | TransGrid | $Million | Various | Various | 0 | 0 | 0 | 0 | 0 | 0 | 0 | 0 | 0 | 0 | 0 | 0
|  | 40 | [Spare] | TransGrid | $Million | Various | Various | 0 | 0 | 0 | 0 | 0 | 0 | 0 | 0 | 0 | 0 | 0 | 0
|  | 41 | [Spare] | TransGrid | $Million | Various | Various | 0 | 0 | 0 | 0 | 0 | 0 | 0 | 0 | 0 | 0 | 0 | 0
|  | 42 | [Spare] | TransGrid | $Million | Various | Various | 0 | 0 | 0 | 0 | 0 | 0 | 0 | 0 | 0 | 0 | 0 | 0
|  | 43 | [Spare] | TransGrid | $Million | Various | Various | 0 | 0 | 0 | 0 | 0 | 0 | 0 | 0 | 0 | 0 | 0 | 0
|  | 44 | [Spare] | TransGrid | $Million | Various | Various | 0 | 0 | 0 | 0 | 0 | 0 | 0 | 0 | 0 | 0 | 0 | 0
|  | 45 | [Spare] | TransGrid | $Million | Various | Various | 0 | 0 | 0 | 0 | 0 | 0 | 0 | 0 | 0 | 0 | 0 | 0
|  | 46 | [Spare] | TransGrid | $Million | Various | Various | 0 | 0 | 0 | 0 | 0 | 0 | 0 | 0 | 0 | 0 | 0 | 0
|  | 47 | Spare straight-line tax asset class | TransGrid | $Million | Various | Various | 0 | 0 | 0 | 0 | 0 | 0 | 0 | 0 | 0 | 0 | 0 | 0
|  | 48 | Buildings | TransGrid | $Million | Various | Various | 0 | 0 | 0 | 0 | 0 | 0 | 0 | 0 | 0 | 0 | 0 | 0
|  | 49 | In-house software | TransGrid | $Million | Various | Various | 0 | 0 | 0 | 0 | 0 | 0 | 0 | 0 | 0 | 0 | 0 | 0
|  | 50 | Equity raising costs | TransGrid | $Million | Various | Various | 0 | 0 | 0 | 0 | 0 | 0 | 0 | 0 | 0 | 0 | 0 | 0
|  |  | Total Capex - As Incurred - PEC | Calculated | $Million | Various | Various | 891.8291 | 234.9577 | 0 | 0 | 0 | 1126.7868 | 879.0897 | 225.0321 | 0 | 0 | 0 | 1104.1218
0 |  |  | Check - Source | Calculated | N/A | N/A | N/A | 0 | 0 | 0 | 0 | 0
Input ¦ Capex incurred in the current period to be commissioned next period (including PEC and other capex)
[8 empty] | Nominal, Mid Period | [5 empty] | Real 2023, End Period
|  | As Commissioned |  | Source | Unit | Basis | Timing | FY24 | FY25 | FY26 | FY27 | FY28 | FY24 - FY28 | FY24 | FY25 | FY26 | FY27 | FY28 | FY24 - FY28
|  | 1 | Transmission Lines (pre 2004-05) | TransGrid | $Million | Various | Various | 0 | 0 | 0 | 0 | 0 | 0 | 0 | 0 | 0 | 0 | 0 | 0
|  | 2 | Underground Cables (pre 2004-05) | TransGrid | $Million | Various | Various | 0 | 0 | 0 | 0 | 0 | 0 | 0 | 0 | 0 | 0 | 0 | 0
|  | 3 | Substations including Buildings (pre 2004-05) | TransGrid | $Million | Various | Various | 0 | 0 | 0 | 0 | 0 | 0 | 0 | 0 | 0 | 0 | 0 | 0
|  | 4 | Transmission Lines (2004-09) | TransGrid | $Million | Various | Various | 0 | 0 | 0 | 0 | 0 | 0 | 0 | 0 | 0 | 0 | 0 | 0
|  | 5 | Underground Cables (2004-09) | TransGrid | $Million | Various | Various | 0 | 0 | 0 | 0 | 0 | 0 | 0 | 0 | 0 | 0 | 0 | 0
|  | 6 | Substations including Buildings (2004-09) | TransGrid | $Million | Various | Various | 0 | 0 | 0 | 0 | 0 | 0 | 0 | 0 | 0 | 0 | 0 | 0
|  | 7 | SCADA and Communications (2004-09) | TransGrid | $Million | Various | Various | 0 | 0 | 0 | 0 | 0 | 0 | 0 | 0 | 0 | 0 | 0 | 0
|  | 8 | Transmission Lines & Cables (09-14) | TransGrid | $Million | Various | Various | 0 | 0 | 0 | 0 | 0 | 0 | 0 | 0 | 0 | 0 | 0 | 0
|  | 9 | Substations (09-14) | TransGrid | $Million | Various | Various | 0 | 0 | 0 | 0 | 0 | 0 | 0 | 0 | 0 | 0 | 0 | 0
|  | 10 | Secondary Systems (09-14) | TransGrid | $Million | Various | Various | 0 | 0 | 0 | 0 | 0 | 0 | 0 | 0 | 0 | 0 | 0 | 0
|  | 11 | Communications (09-14) | TransGrid | $Million | Various | Various | 0 | 0 | 0 | 0 | 0 | 0 | 0 | 0 | 0 | 0 | 0 | 0
|  | 12 | Minor Plant, Motor Vehicles & Mobile Plant (2009-14) | TransGrid | $Million | Various | Various | 0 | 0 | 0 | 0 | 0 | 0 | 0 | 0 | 0 | 0 | 0 | 0
|  | 13 | Transmission Lines (2014-18) | TransGrid | $Million | Various | Various | 0 | 0 | 0 | 0 | 0 | 0 | 0 | 0 | 0 | 0 | 0 | 0
|  | 14 | Underground Cables (2014-18) | TransGrid | $Million | Various | Various | 0 | 0 | 0 | 0 | 0 | 0 | 0 | 0 | 0 | 0 | 0 | 0
|  | 15 | Substations (2014-18) | TransGrid | $Million | Various | Various | 0 | 0 | 0 | 0 | 0 | 0 | 0 | 0 | 0 | 0 | 0 | 0
|  | 16 | Secondary Systems (2014-18) | TransGrid | $Million | Various | Various | 0 | 0 | 0 | 0 | 0 | 0 | 0 | 0 | 0 | 0 | 0 | 0
|  | 17 | Communications (short life) (2014-18) | TransGrid | $Million | Various | Various | 0 | 0 | 0 | 0 | 0 | 0 | 0 | 0 | 0 | 0 | 0 | 0
|  | 18 | Business IT (2014-18) | TransGrid | $Million | Various | Various | 0 | 0 | 0 | 0 | 0 | 0 | 0 | 0 | 0 | 0 | 0 | 0
|  | 19 | Minor Plant, Motor Vehicles & Mobile Plant (2014-18) | TransGrid | $Million | Various | Various | 0 | 0 | 0 | 0 | 0 | 0 | 0 | 0 | 0 | 0 | 0 | 0
|  | 20 | Transmission Line Life Extension (2014-18) | TransGrid | $Million | Various | Various | 0 | 0 | 0 | 0 | 0 | 0 | 0 | 0 | 0 | 0 | 0 | 0
|  | 21 | Residual - other | TransGrid | $Million | Various | Various | 0 | 0 | 0 | 0 | 0 | 0 | 0 | 0 | 0 | 0 | 0 | 0
|  | 22 | Transmission Lines (2018 onwards) | TransGrid | $Million | Various | Various | 492.6777 | 854.1755 | 1.5652 | 0.50807 | 0.46909 | 1349.3956 | 485.6401 | 818.0914 | 1.4566 | 0.4594 | 0.41211 | 1306.0596
|  | 23 | Underground Cables (2018 onwards) | TransGrid | $Million | Various | Various | 8.8745 | 0.54462 | 0.7995 | 0.1598 | 0.19041 | 10.5689 | 8.7478 | 0.52161 | 0.74401 | 0.14449 | 0.16728 | 10.3251
|  | 24 | Substations (2018 onwards) | TransGrid | $Million | Various | Various | 248.4559 | 137.6759 | 0.67226 | 0.20397 | 0 | 387.0081 | 244.9068 | 131.8599 | 0.6256 | 0.18443 | 0 | 377.5768
|  | 25 | Secondary Systems (2018-23) | TransGrid | $Million | Various | Various | 28.4291 | 11.8419 | 0.29994 | 0.078646 | 0 | 40.6495 | 28.023 | 11.3416 | 0.27912 | 0.071111 | 0 | 39.7148
|  | 26 | Communications (short life) (2018 onwards) | TransGrid | $Million | Various | Various | 17.5845 | 2.3131 | 0 | 0 | 0.28492 | 20.1824 | 17.3333 | 2.2153 | 0 | 0 | 0.25032 | 19.7989
|  | 27 | Business IT (2018 onwards) | TransGrid | $Million | Various | Various | 0 | 0.072363 | 0 | 0 | 0 | 0.072363 | 0 | 0.069306 | 0 | 0 | 0 | 0.069306
|  | 28 | Minor Plant, Motor Vehicles & Mobile Plant (2018 onwards) | TransGrid | $Million | Various | Various | 0 | 0 | 0 | 0 | 0 | 0 | 0 | 0 | 0 | 0 | 0 | 0
|  | 29 | Transmission Line Life Extension (2018 onwards) | TransGrid | $Million | Various | Various | 4.2456 | 3.6799 | 3.0377 | 0.95927 | 0.79656 | 12.7191 | 4.185 | 3.5244 | 2.8269 | 0.86737 | 0.69981 | 12.1035
|  | 30 | Land and Easements | TransGrid | $Million | Various | Various | 78.8774 | 202.4476 | 0 | 0 | 0 | 281.325 | 77.7507 | 193.8953 | 0 | 0 | 0 | 271.646
|  | 31 | Synchronous Condensers | TransGrid | $Million | Various | Various | 54.2656 | 80.8851 | 0 | 0 | 0 | 135.1507 | 53.4904 | 77.4682 | 0 | 0 | 0 | 130.9586
|  | 32 | Leasehold Land and Property | TransGrid | $Million | Various | Various | 0 | 0 | 0 | 0 | 0 | 0 | 0 | 0 | 0 | 0 | 0 | 0
|  | 33 | [Spare] | TransGrid | $Million | Various | Various | 0 | 0 | 0 | 0 | 0 | 0 | 0 | 0 | 0 | 0 | 0 | 0
|  | 34 | [Spare] | TransGrid | $Million | Various | Various | 0 | 0 | 0 | 0 | 0 | 0 | 0 | 0 | 0 | 0 | 0 | 0
|  | 35 | [Spare] | TransGrid | $Million | Various | Various | 0 | 0 | 0 | 0 | 0 | 0 | 0 | 0 | 0 | 0 | 0 | 0
|  | 36 | [Spare] | TransGrid | $Million | Various | Various | 0 | 0 | 0 | 0 | 0 | 0 | 0 | 0 | 0 | 0 | 0 | 0
|  | 37 | [Spare] | TransGrid | $Million | Various | Various | 0 | 0 | 0 | 0 | 0 | 0 | 0 | 0 | 0 | 0 | 0 | 0
|  | 38 | [Spare] | TransGrid | $Million | Various | Various | 0 | 0 | 0 | 0 | 0 | 0 | 0 | 0 | 0 | 0 | 0 | 0
|  | 39 | [Spare] | TransGrid | $Million | Various | Various | 0 | 0 | 0 | 0 | 0 | 0 | 0 | 0 | 0 | 0 | 0 | 0
|  | 40 | [Spare] | TransGrid | $Million | Various | Various | 0 | 0 | 0 | 0 | 0 | 0 | 0 | 0 | 0 | 0 | 0 | 0
|  | 41 | [Spare] | TransGrid | $Million | Various | Various | 0 | 0 | 0 | 0 | 0 | 0 | 0 | 0 | 0 | 0 | 0 | 0
|  | 42 | [Spare] | TransGrid | $Million | Various | Various | 0 | 0 | 0 | 0 | 0 | 0 | 0 | 0 | 0 | 0 | 0 | 0
|  | 43 | [Spare] | TransGrid | $Million | Various | Various | 0 | 0 | 0 | 0 | 0 | 0 | 0 | 0 | 0 | 0 | 0 | 0
|  | 44 | [Spare] | TransGrid | $Million | Various | Various | 0 | 0 | 0 | 0 | 0 | 0 | 0 | 0 | 0 | 0 | 0 | 0
|  | 45 | [Spare] | TransGrid | $Million | Various | Various | 0 | 0 | 0 | 0 | 0 | 0 | 0 | 0 | 0 | 0 | 0 | 0
|  | 46 | [Spare] | TransGrid | $Million | Various | Various | 0 | 0 | 0 | 0 | 0 | 0 | 0 | 0 | 0 | 0 | 0 | 0
|  | 47 | Spare straight-line tax asset class | TransGrid | $Million | Various | Various | 0 | 0 | 0 | 0 | 0 | 0 | 0 | 0 | 0 | 0 | 0 | 0
|  | 48 | Buildings | TransGrid | $Million | Various | Various | 0 | 0 | 0 | 0 | 0 | 0 | 0 | 0 | 0 | 0 | 0 | 0
|  | 49 | In-house software | TransGrid | $Million | Various | Various | 0 | 0 | 0 | 0 | 0 | 0 | 0 | 0 | 0 | 0 | 0 | 0
|  | 50 | Equity raising costs | TransGrid | $Million | Various | Various | 0 | 0 | 0 | 0 | 0 | 0 | 0 | 0 | 0 | 0 | 0 | 0
|  |  | Total Capex - As Commissioned | Calculated | $Million | Various | Various | 933.4103 | 1293.6359 | 6.3746 | 1.9098 | 1.741 | 2237.0716 | 920.077 | 1238.9872 | 5.9322 | 1.7268 | 1.5295 | 2168.2526
0 |  |  | Check - Source | Calculated | N/A | N/A | N/A | 0 | 0 | 0 | 0 | 0
Input ¦ PEC Forecast by Driver
[8 empty] | Nominal, Mid Period | [5 empty] | Real 2023, End Period
|  | As Incurred - PEC |  | Source | Unit | Basis | Timing | FY24 | FY25 | FY26 | FY27 | FY28 | FY24 - FY28 | FY24 | FY25 | FY26 | FY27 | FY28 | FY24 - FY28
|  | 1 | Direct escalated capex | TransGrid | $Million | Various | Various | 884.6668 | 232.7453 | 0 | 0 | 0 | 1117.4121 | 872.0297 | 222.9131 | 0 | 0 | 0 | 1094.9429
|  | 2 | Network overheads | TransGrid | $Million | Various | Various | 5.7649 | 1.7807 | 0 | 0 | 0 | 7.5456 | 5.6826 | 1.7055 | 0 | 0 | 0 | 7.3881
|  | 3 | Corporate overheads | TransGrid | $Million | Various | Various | 1.3974 | 0.43165 | 0 | 0 | 0 | 1.8291 | 1.3775 | 0.41341 | 0 | 0 | 0 | 1.7909
|  |  | Total Capex - As Incurred - PEC | Calculated | $Million | Various | Various | 891.8291 | 234.9577 | 0 | 0 | 0 | 1126.7868 | 879.0897 | 225.0321 | 0 | 0 | 0 | 1104.1218
0 |  |  | Check - Source | Calculated | N/A | N/A | N/A | 0 | 0
End

## Capex_Forecast
Calculation - Capex Forecast Detail
TransGrid Capex Forecast Model
WB Check |  | 0
Sheet Check |  | 0
Table of Contents |  |  |  | Convert From | Convert From Timing | Convert To | Convert To Timing | [20 empty] | Criteria | Criteria
|  | Real 2021 (Mid Period) to Real 2023 (End Period) |  | 2021 | Mid Period | 2023 | End Period | [20 empty] | NCIPAP | N/A |  | 1.1208 | 1.1208 | 1.1208 | 1.1208 | 1.1208
Commercial in Confidence
|  |  |  | Asset Classification | [14 empty] | Input Cost | Overheads | Escalation Year |  | Calculations | [7 empty] | Direct Unescalated Capex, As Incurred ($M) $Real 23 | [5 empty] | Escalated Capex, As Incurred ($M) $Real 23 | [5 empty] | Network Overhead, As Incurred ($M) $Real 23 | [5 empty] | Corporate Overhead, As Incurred ($M) $Real 23 | [5 empty] | Total Capex, As Incurred (Escalated + OH) ($M) $Real 23 | [5 empty] | As Commission Percentage |  |  |  |  | Direct Unescalated Capex, As Commissioned ($M) $Real 23 | [5 empty] | Escalated Capex, As Commissioned ($M) $Real 23 | [5 empty] | Network Overhead, As Commissioned ($M) $Real 23 | [5 empty] | Corporate Overhead, As Commissioned ($M) $Real 23 | [5 empty] | Total Capex, As Commissioned (Escalated + OH) ($M) $Real 23 | [5 empty] | Transmission Lines - Secondary Allocation for Repex | [6 empty] | Substation - Secondary Allocation for Repex | [5 empty] | Digital Infrastructure - Secondary Allocation for Repex | [8 empty] | Additional Calc.
| Index | Project Name | Apply As Commissioned Percentages? (If FALSE, AC = AI) | Input Cost Category | Asset Class - Current | Asset Class Allocation % | RIN Level 1 | RIN Level 2 | RIN Level 3 | Augex Driver | Fleet & Property Allocation | Repex Subcategory 1 | Repex Subcategory 2 | ICT Category (FY19-23) | Previously Allowed but Not Undertaken | Immediately Expensed % | Key External Driver | PTRM Asset Classification | Labour Weighting (n%) | Network Overhead Applicable? | 0 | Escalation Column | Project Match | Input Cost Category (1 or 2) | Offset Height | Asset Category | Match Escalation Row | NCIPAP Project | Contingent Projects | Project Overall Inclusion | FY24 | FY25 | FY26 | FY27 | FY28 | FY24 - FY28 | FY24 | FY25 | FY26 | FY27 | FY28 | FY24 - FY28 | FY24 | FY25 | FY26 | FY27 | FY28 | FY24 - FY28 | FY24 | FY25 | FY26 | FY27 | FY28 | FY24 - FY28 | FY24 | FY25 | FY26 | FY27 | FY28 | FY24 - FY28 | FY24 | FY25 | FY26 | FY27 | FY28 | FY24 | FY25 | FY26 | FY27 | FY28 | FY24 - FY28 | FY24 | FY25 | FY26 | FY27 | FY28 | FY24 - FY28 | FY24 | FY25 | FY26 | FY27 | FY28 | FY24 - FY28 | FY24 | FY25 | FY26 | FY27 | FY28 | FY24 - FY28 | FY24 | FY25 | FY26 | FY27 | FY28 | FY24 - FY28 | Asset Class Included In Secondary Allocation? | Transmission Lines - Poles | Transmission Lines - Towers | Transmission Lines - Insulators | Transmission Lines - Overhead Conductor | Transmission Lines - Underground Cable | Transmission Lines - Others | Asset Class Included In Secondary Allocation? | Substation - Site Establishment and Supporting Assets | Substation - Power Transformers | Substation - Switchbay Equipment | Substation - Reactive Plant | Substation - Others | Asset Class Included In Secondary Allocation? | Digital Infrastructure - Protection Systems | Digital Infrastructure - Control Systems & SCADA | Digital Infrastructure - Market Metering Systems | Digital Infrastructure - Network Property | Digital Infrastructure - Communications Systems | Digital Infrastructure - Optical Fibre Systems | Digital Infrastructure - AC/DC and Auxiliary Systems | Digital Infrastructure - Others | Augex Total 24-28 ($Real 23) | Augex Ranking
| 1 | Increase capacity for Generation between DNT and WG1 | TRUE | Labour | Substations | 100% | Augmentation Expenditure | NCIPAP | NCIPAP | N/A | N/A | N/A | N/A | N/A | No | 0% | N/A | Substations (2018 onwards) | 20% | TRUE | FY22 | 2 | 1 | 1 | 1 | 3 | 1 | TRUE | FALSE | FALSE | 0.11091 | 0.7468 | 0 | 0 | 0 | 0.85771 | 0.10748 | 0.73316 | 0 | 0 | 0 | 0.84064 | 0.0076906 | 0.052461 | 0 | 0 | 0 | 0.060152 | 0.0014614 | 0.0099687 | 0 | 0 | 0 | 0.01143 | 0.11663 | 0.79559 | 0 | 0 | 0 | 0.91222 | 0% | 100% | 0% | 0% | 0% | 0 | 0.85771 | 0 | 0 | 0 | 0.85771 | 0 | 0.84064 | 0 | 0 | 0 | 0.84064 | 0 | 0.060152 | 0 | 0 | 0 | 0.060152 | 0 | 0.01143 | 0 | 0 | 0 | 0.01143 | 0 | 0.91222 | 0 | 0 | 0 | 0.91222 | FALSE | 0% | 0% | 0% | 0% | 0% | 0% | TRUE | 0% | 0% | 0% | 0% | 0% | FALSE | 0% | 0% | 0% | 0% | 0% | 0% | 0% | 0% | N/A | N/A
| 2 | Increase capacity for Generation between DNT and WG1 | TRUE | Non-Labour | Substations | 100% | Augmentation Expenditure | NCIPAP | NCIPAP | N/A | N/A | N/A | N/A | N/A | No | 0% | N/A | Substations (2018 onwards) | 80% | TRUE | FY22 | 2 | 1 | 2 | 2 | 3 | 2 | TRUE | FALSE | FALSE | 0.44364 | 2.9872 | 0 | 0 | 0 | 3.4308 | 0.44364 | 2.9872 | 0 | 0 | 0 | 3.4308 | 0.031744 | 0.21375 | 0 | 0 | 0 | 0.24549 | 0.0060321 | 0.040617 | 0 | 0 | 0 | 0.046649 | 0.48141 | 3.2416 | 0 | 0 | 0 | 3.723 | 0% | 100% | 0% | 0% | 0% | 0 | 3.4308 | 0 | 0 | 0 | 3.4308 | 0 | 3.4308 | 0 | 0 | 0 | 3.4308 | 0 | 0.24549 | 0 | 0 | 0 | 0.24549 | 0 | 0.046649 | 0 | 0 | 0 | 0.046649 | 0 | 3.723 | 0 | 0 | 0 | 3.723 | FALSE | 0% | 0% | 0% | 0% | 0% | 0% | TRUE | 0% | 0% | 0% | 0% | 0% | FALSE | 0% | 0% | 0% | 0% | 0% | 0% | 0% | 0% | N/A | N/A
| 3 | Darlington Point 330/220 kV Transformer Tripping Scheme | TRUE | Labour | Secondary Systems | 100% | Augmentation Expenditure | NCIPAP | NCIPAP | N/A | N/A | N/A | N/A | N/A | No | 0% | N/A | Secondary Systems (2018-23) | 20% | TRUE | FY22 | 2 | 2 | 1 | 1 | 4 | 1 | TRUE | FALSE | FALSE | 0.02453 | 0.031861 | 0 | 0 | 0 | 0.056391 | 0.023771 | 0.031279 | 0 | 0 | 0 | 0.05505 | 0.0017009 | 0.0022382 | 0 | 0 | 0 | 0.0039391 | 0.00032322 | 0.0004253 | 0 | 0 | 0 | 0.00074852 | 0.025795 | 0.033942 | 0 | 0 | 0 | 0.059738 | 0% | 100% | 0% | 0% | 0% | 0 | 0.056391 | 0 | 0 | 0 | 0.056391 | 0 | 0.05505 | 0 | 0 | 0 | 0.05505 | 0 | 0.0039391 | 0 | 0 | 0 | 0.0039391 | 0 | 0.00074852 | 0 | 0 | 0 | 0.00074852 | 0 | 0.059738 | 0 | 0 | 0 | 0.059738 | FALSE | 0% | 0% | 0% | 0% | 0% | 0% | FALSE | 0% | 0% | 0% | 0% | 0% | TRUE | 0% | 0% | 0% | 0% | 0% | 0% | 0% | 0% | N/A | N/A
| 4 | Darlington Point 330/220 kV Transformer Tripping Scheme | TRUE | Non-Labour | Secondary Systems | 100% | Augmentation Expenditure | NCIPAP | NCIPAP | N/A | N/A | N/A | N/A | N/A | No | 0% | N/A | Secondary Systems (2018-23) | 80% | TRUE | FY22 | 2 | 2 | 2 | 2 | 4 | 2 | TRUE | FALSE | FALSE | 0.09812 | 0.12744 | 0 | 0 | 0 | 0.22556 | 0.09812 | 0.12744 | 0 | 0 | 0 | 0.22556 | 0.007021 | 0.0091192 | 0 | 0 | 0 | 0.01614 | 0.0013341 | 0.0017328 | 0 | 0 | 0 | 0.003067 | 0.10648 | 0.1383 | 0 | 0 | 0 | 0.24477 | 0% | 100% | 0% | 0% | 0% | 0 | 0.22556 | 0 | 0 | 0 | 0.22556 | 0 | 0.22556 | 0 | 0 | 0 | 0.22556 | 0 | 0.01614 | 0 | 0 | 0 | 0.01614 | 0 | 0.003067 | 0 | 0 | 0 | 0.003067 | 0 | 0.24477 | 0 | 0 | 0 | 0.24477 | FALSE | 0% | 0% | 0% | 0% | 0% | 0% | FALSE | 0% | 0% | 0% | 0% | 0% | TRUE | 0% | 0% | 0% | 0% | 0% | 0% | 0% | 0% | N/A | N/A
| 5 | Increase capacity for generation X5 Voltage Stability constraints | TRUE | Labour | Substations | 100% | Augmentation Expenditure | NCIPAP | NCIPAP | N/A | N/A | N/A | N/A | N/A | No | 0% | N/A | Substations (2018 onwards) | 12% | TRUE | FY22 | 2 | 3 | 1 | 1 | 3 | 1 | TRUE | FALSE | FALSE | 0.11939 | 0.61051 | 0 | 0 | 0 | 0.7299 | 0.1157 | 0.59936 | 0 | 0 | 0 | 0.71505 | 0.0082787 | 0.042887 | 0 | 0 | 0 | 0.051165 | 0.0015731 | 0.0081494 | 0 | 0 | 0 | 0.0097225 | 0.12555 | 0.65039 | 0 | 0 | 0 | 0.77594 | 0% | 100% | 0% | 0% | 0% | 0 | 0.7299 | 0 | 0 | 0 | 0.7299 | 0 | 0.71505 | 0 | 0 | 0 | 0.71505 | 0 | 0.051165 | 0 | 0 | 0 | 0.051165 | 0 | 0.0097225 | 0 | 0 | 0 | 0.0097225 | 0 | 0.77594 | 0 | 0 | 0 | 0.77594 | FALSE | 0% | 0% | 0% | 0% | 0% | 0% | TRUE | 0% | 0% | 0% | 0% | 0% | FALSE | 0% | 0% | 0% | 0% | 0% | 0% | 0% | 0% | N/A | N/A
| 6 | Increase capacity for generation X5 Voltage Stability constraints | TRUE | Non-Labour | Substations | 100% | Augmentation Expenditure | NCIPAP | NCIPAP | N/A | N/A | N/A | N/A | N/A | No | 0% | N/A | Substations (2018 onwards) | 88% | TRUE | FY22 | 2 | 3 | 2 | 2 | 3 | 2 | TRUE | FALSE | FALSE | 0.87553 | 4.477 | 0 | 0 | 0 | 5.3526 | 0.87553 | 4.477 | 0 | 0 | 0 | 5.3526 | 0.062648 | 0.32035 | 0 | 0 | 0 | 0.383 | 0.011905 | 0.060874 | 0 | 0 | 0 | 0.072779 | 0.95008 | 4.8583 | 0 | 0 | 0 | 5.8084 | 0% | 100% | 0% | 0% | 0% | 0 | 5.3526 | 0 | 0 | 0 | 5.3526 | 0 | 5.3526 | 0 | 0 | 0 | 5.3526 | 0 | 0.383 | 0 | 0 | 0 | 0.383 | 0 | 0.072779 | 0 | 0 | 0 | 0.072779 | 0 | 5.8084 | 0 | 0 | 0 | 5.8084 | FALSE | 0% | 0% | 0% | 0% | 0% | 0% | TRUE | 0% | 0% | 0% | 0% | 0% | FALSE | 0% | 0% | 0% | 0% | 0% | 0% | 0% | 0% | N/A | N/A
| 7 | 94T Dynamic Ratings | TRUE | Labour | Secondary Systems | 100% | Augmentation Expenditure | NCIPAP | NCIPAP | N/A | N/A | N/A | N/A | N/A | No | 0% | N/A | Secondary Systems (2018-23) | 20% | TRUE | FY22 | 2 | 4 | 1 | 1 | 4 | 1 | TRUE | FALSE | FALSE | 0.0021758 | 0.07602 | 0 | 0 | 0 | 0.078196 | 0.0021085 | 0.074632 | 0 | 0 | 0 | 0.07674 | 0.00015087 | 0.0053403 | 0 | 0 | 0 | 0.0054911 | 2.8669e-05 | 0.0010148 | 0 | 0 | 0 | 0.0010434 | 0.002288 | 0.080987 | 0 | 0 | 0 | 0.083275 | 0% | 100% | 0% | 0% | 0% | 0 | 0.078196 | 0 | 0 | 0 | 0.078196 | 0 | 0.07674 | 0 | 0 | 0 | 0.07674 | 0 | 0.0054911 | 0 | 0 | 0 | 0.0054911 | 0 | 0.0010434 | 0 | 0 | 0 | 0.0010434 | 0 | 0.083275 | 0 | 0 | 0 | 0.083275 | FALSE | 0% | 0% | 0% | 0% | 0% | 0% | FALSE | 0% | 0% | 0% | 0% | 0% | TRUE | 0% | 0% | 0% | 0% | 0% | 0% | 0% | 0% | N/A | N/A
| 8 | 94T Dynamic Ratings | TRUE | Non-Labour | Secondary Systems | 100% | Augmentation Expenditure | NCIPAP | NCIPAP | N/A | N/A | N/A | N/A | N/A | No | 0% | N/A | Secondary Systems (2018-23) | 80% | TRUE | FY22 | 2 | 4 | 2 | 2 | 4 | 2 | TRUE | FALSE | FALSE | 0.0087032 | 0.30408 | 0 | 0 | 0 | 0.31278 | 0.0087032 | 0.30408 | 0 | 0 | 0 | 0.31278 | 0.00062276 | 0.021758 | 0 | 0 | 0 | 0.022381 | 0.00011834 | 0.0041346 | 0 | 0 | 0 | 0.0042529 | 0.0094443 | 0.32997 | 0 | 0 | 0 | 0.33942 | 0% | 100% | 0% | 0% | 0% | 0 | 0.31278 | 0 | 0 | 0 | 0.31278 | 0 | 0.31278 | 0 | 0 | 0 | 0.31278 | 0 | 0.022381 | 0 | 0 | 0 | 0.022381 | 0 | 0.0042529 | 0 | 0 | 0 | 0.0042529 | 0 | 0.33942 | 0 | 0 | 0 | 0.33942 | FALSE | 0% | 0% | 0% | 0% | 0% | 0% | FALSE | 0% | 0% | 0% | 0% | 0% | TRUE | 0% | 0% | 0% | 0% | 0% | 0% | 0% | 0% | N/A | N/A
| 9 | Increase capacity in Yass Transformers | TRUE | Labour | Secondary Systems | 100% | Augmentation Expenditure | NCIPAP | NCIPAP | N/A | N/A | N/A | N/A | N/A | No | 0% | N/A | Secondary Systems (2018-23) | 17% | TRUE | FY22 | 2 | 5 | 1 | 1 | 4 | 1 | TRUE | FALSE | FALSE | 0.18933 | 0.09058 | 0 | 0 | 0 | 0.27991 | 0.18348 | 0.088926 | 0 | 0 | 0 | 0.2724 | 0.013129 | 0.0063631 | 0 | 0 | 0 | 0.019492 | 0.0024947 | 0.0012091 | 0 | 0 | 0 | 0.0037038 | 0.1991 | 0.096498 | 0 | 0 | 0 | 0.2956 | 0% | 100% | 0% | 0% | 0% | 0 | 0.27991 | 0 | 0 | 0 | 0.27991 | 0 | 0.2724 | 0 | 0 | 0 | 0.2724 | 0 | 0.019492 | 0 | 0 | 0 | 0.019492 | 0 | 0.0037038 | 0 | 0 | 0 | 0.0037038 | 0 | 0.2956 | 0 | 0 | 0 | 0.2956 | FALSE | 0% | 0% | 0% | 0% | 0% | 0% | FALSE | 0% | 0% | 0% | 0% | 0% | TRUE | 0% | 0% | 0% | 0% | 0% | 0% | 0% | 0% | N/A | N/A
| 10 | Increase capacity in Yass Transformers | TRUE | Non-Labour | Secondary Systems | 100% | Augmentation Expenditure | NCIPAP | NCIPAP | N/A | N/A | N/A | N/A | N/A | No | 0% | N/A | Secondary Systems (2018-23) | 83% | TRUE | FY22 | 2 | 5 | 2 | 2 | 4 | 2 | TRUE | FALSE | FALSE | 0.92439 | 0.44224 | 0 | 0 | 0 | 1.3666 | 0.92439 | 0.44224 | 0 | 0 | 0 | 1.3666 | 0.066145 | 0.031645 | 0 | 0 | 0 | 0.097789 | 0.012569 | 0.0060132 | 0 | 0 | 0 | 0.018582 | 1.0031 | 0.4799 | 0 | 0 | 0 | 1.483 | 0% | 100% | 0% | 0% | 0% | 0 | 1.3666 | 0 | 0 | 0 | 1.3666 | 0 | 1.3666 | 0 | 0 | 0 | 1.3666 | 0 | 0.097789 | 0 | 0 | 0 | 0.097789 | 0 | 0.018582 | 0 | 0 | 0 | 0.018582 | 0 | 1.483 | 0 | 0 | 0 | 1.483 | FALSE | 0% | 0% | 0% | 0% | 0% | 0% | FALSE | 0% | 0% | 0% | 0% | 0% | TRUE | 0% | 0% | 0% | 0% | 0% | 0% | 0% | 0% | N/A | N/A
| 11 | Maintain capacity during Climate Change (DLR ) | TRUE | Labour | Secondary Systems | 100% | Augmentation Expenditure | NCIPAP | NCIPAP | N/A | N/A | N/A | N/A | N/A | No | 0% | N/A | Secondary Systems (2018-23) | 20% | TRUE | FY22 | 2 | 6 | 1 | 1 | 4 | 1 | TRUE | FALSE | FALSE | 0.010481 | 0.028615 | 1.1421 | 0.0051789 | 0 | 1.1863 | 0.010156 | 0.028092 | 1.1341 | 0.0051653 | 0 | 1.1776 | 0.00072674 | 0.0020101 | 0.081153 | 0.0003696 | 0 | 0.08426 | 0.0001381 | 0.00038197 | 0.015421 | 7.0233e-05 | 0 | 0.016011 | 0.011021 | 0.030485 | 1.2307 | 0.0056052 | 0 | 1.2778 | 25% | 25% | 25% | 25% | 0% | 0.29658 | 0.29658 | 0.29658 | 0.29658 | 0 | 1.1863 | 0.29439 | 0.29439 | 0.29439 | 0.29439 | 0 | 1.1776 | 0.021065 | 0.021065 | 0.021065 | 0.021065 | 0 | 0.08426 | 0.0040028 | 0.0040028 | 0.0040028 | 0.0040028 | 0 | 0.016011 | 0.31946 | 0.31946 | 0.31946 | 0.31946 | 0 | 1.2778 | FALSE | 0% | 0% | 0% | 0% | 0% | 0% | FALSE | 0% | 0% | 0% | 0% | 0% | TRUE | 0% | 0% | 0% | 0% | 0% | 0% | 0% | 0% | N/A | N/A
| 12 | Maintain capacity during Climate Change (DLR ) | TRUE | Non-Labour | Secondary Systems | 100% | Augmentation Expenditure | NCIPAP | NCIPAP | N/A | N/A | N/A | N/A | N/A | No | 0% | N/A | Secondary Systems (2018-23) | 80% | TRUE | FY22 | 2 | 6 | 2 | 2 | 4 | 2 | TRUE | FALSE | FALSE | 0.041922 | 0.11446 | 4.5682 | 0.020716 | 0 | 4.7453 | 0.041922 | 0.11446 | 4.5682 | 0.020716 | 0 | 4.7453 | 0.0029997 | 0.0081902 | 0.32688 | 0.0014823 | 0 | 0.33955 | 0.00057002 | 0.0015563 | 0.062114 | 0.00028167 | 0 | 0.064522 | 0.045492 | 0.12421 | 4.9572 | 0.02248 | 0 | 5.1494 | 25% | 25% | 25% | 25% | 0% | 1.1863 | 1.1863 | 1.1863 | 1.1863 | 0 | 4.7453 | 1.1863 | 1.1863 | 1.1863 | 1.1863 | 0 | 4.7453 | 0.084887 | 0.084887 | 0.084887 | 0.084887 | 0 | 0.33955 | 0.01613 | 0.01613 | 0.01613 | 0.01613 | 0 | 0.064522 | 1.2873 | 1.2873 | 1.2873 | 1.2873 | 0 | 5.1494 | FALSE | 0% | 0% | 0% | 0% | 0% | 0% | FALSE | 0% | 0% | 0% | 0% | 0% | TRUE | 0% | 0% | 0% | 0% | 0% | 0% | 0% | 0% | N/A | N/A
| 13 | Auxiliary transformer renewal program | FALSE | Labour | Substations | 100% | Replacement Expenditure | Substation | Repex | N/A | N/A | Substations - Site Establishment and supporting assets | Substations - Safe and Reliable Network | N/A | No | 0% | Safety security & reliability | Substations (2018 onwards) | 0% | TRUE | FY22 | 2 | 7 | 1 | 1 | 3 | 1 | FALSE | FALSE | TRUE | 0 | 0 | 0 | 0 | 0 | 0 | 0 | 0 | 0 | 0 | 0 | 0 | 0 | 0 | 0 | 0 | 0 | 0 | 0 | 0 | 0 | 0 | 0 | 0 | 0 | 0 | 0 | 0 | 0 | 0 | 0% | 100% | 0% | 0% | 0% | 0 | 0 | 0 | 0 | 0 | 0 | 0 | 0 | 0 | 0 | 0 | 0 | 0 | 0 | 0 | 0 | 0 | 0 | 0 | 0 | 0 | 0 | 0 | 0 | 0 | 0 | 0 | 0 | 0 | 0 | FALSE | 0% | 0% | 0% | 0% | 0% | 0% | TRUE | 100% | 0% | 0% | 0% | 0% | FALSE | 0% | 0% | 0% | 0% | 0% | 0% | 0% | 0% | N/A | N/A
| 14 | Auxiliary transformer renewal program | FALSE | Non-Labour | Substations | 100% | Replacement Expenditure | Substation | Repex | N/A | N/A | Substations - Site Establishment and supporting assets | Substations - Safe and Reliable Network | N/A | No | 0% | Safety security & reliability | Substations (2018 onwards) | 100% | TRUE | FY22 | 2 | 7 | 2 | 2 | 3 | 2 | FALSE | FALSE | TRUE | 0 | 0 | 0 | 0 | 0 | 0 | 0 | 0 | 0 | 0 | 0 | 0 | 0 | 0 | 0 | 0 | 0 | 0 | 0 | 0 | 0 | 0 | 0 | 0 | 0 | 0 | 0 | 0 | 0 | 0 | 0% | 100% | 0% | 0% | 0% | 0 | 0 | 0 | 0 | 0 | 0 | 0 | 0 | 0 | 0 | 0 | 0 | 0 | 0 | 0 | 0 | 0 | 0 | 0 | 0 | 0 | 0 | 0 | 0 | 0 | 0 | 0 | 0 | 0 | 0 | FALSE | 0% | 0% | 0% | 0% | 0% | 0% | TRUE | 100% | 0% | 0% | 0% | 0% | FALSE | 0% | 0% | 0% | 0% | 0% | 0% | 0% | 0% | N/A | N/A
| 15 | Circuit Breaker Program | TRUE | Labour | Substations | 100% | Replacement Expenditure | Substation | Repex | N/A | N/A | Substations - Switchbay Equipment | Substations - Safe and Reliable Network | N/A | No | 0% | Safety security & reliability | Substations (2018 onwards) | 28.65% | TRUE | FY22 | 2 | 8 | 1 | 1 | 3 | 1 | FALSE | FALSE | TRUE | 2.0733 | 1.8848 | 0.9424 | 2.0733 | 2.1675 | 9.1413 | 2.0091 | 1.8504 | 0.93587 | 2.0678 | 2.1683 | 9.0316 | 0.24221 | 0.20906 | 0.12982 | 0.29083 | 0.27004 | 1.142 | 0.04716 | 0.04098 | 0.02489 | 0.055378 | 0.052304 | 0.22071 | 2.2985 | 2.1004 | 1.0906 | 2.414 | 2.4907 | 10.3942 | 10% | 11% | 14% | 32% | 33% | 0.91413 | 1.0055 | 1.2798 | 2.9252 | 3.0166 | 9.1413 | 0.90316 | 0.99347 | 1.2644 | 2.8901 | 2.9804 | 9.0316 | 0.1142 | 0.12561 | 0.15987 | 0.36543 | 0.37684 | 1.142 | 0.022071 | 0.024278 | 0.0309 | 0.070628 | 0.072835 | 0.22071 | 1.0394 | 1.1434 | 1.4552 | 3.3262 | 3.4301 | 10.3942 | FALSE | 0% | 0% | 0% | 0% | 0% | 0% | TRUE | 0% | 0% | 100% | 0% | 0% | FALSE | 0% | 0% | 0% | 0% | 0% | 0% | 0% | 0% | N/A | N/A
| 16 | Circuit Breaker Program | TRUE | Non-Labour | Substations | 100% | Replacement Expenditure | Substation | Repex | N/A | N/A | Substations - Switchbay Equipment | Substations - Safe and Reliable Network | N/A | No | 0% | Safety security & reliability | Substations (2018 onwards) | 71.35% | TRUE | FY22 | 2 | 8 | 2 | 2 | 3 | 2 | FALSE | FALSE | TRUE | 5.164 | 4.6945 | 2.3473 | 5.164 | 5.3987 | 22.7685 | 5.164 | 4.6945 | 2.3473 | 5.164 | 5.3987 | 22.7685 | 0.62253 | 0.5304 | 0.3256 | 0.72628 | 0.67235 | 2.8772 | 0.12121 | 0.10397 | 0.062428 | 0.13829 | 0.13023 | 0.55613 | 5.9077 | 5.3289 | 2.7353 | 6.0286 | 6.2013 | 26.2018 | 10% | 11% | 14% | 32% | 33% | 2.2768 | 2.5045 | 3.1876 | 7.2859 | 7.5136 | 22.7685 | 2.2768 | 2.5045 | 3.1876 | 7.2859 | 7.5136 | 22.7685 | 0.28772 | 0.31649 | 0.4028 | 0.92069 | 0.94946 | 2.8772 | 0.055613 | 0.061174 | 0.077858 | 0.17796 | 0.18352 | 0.55613 | 2.6202 | 2.8822 | 3.6682 | 8.3846 | 8.6466 | 26.2018 | FALSE | 0% | 0% | 0% | 0% | 0% | 0% | TRUE | 0% | 0% | 100% | 0% | 0% | FALSE | 0% | 0% | 0% | 0% | 0% | 0% | 0% | 0% | N/A | N/A
| 17 | Cowra substation Secondary Systems Renewal | TRUE | Labour | Secondary Systems | 100% | Replacement Expenditure | Digital Infrastructure | Repex | N/A | N/A | DI - Protection systems | DI - Safe and Reliable Network | N/A | Yes | 0% | Safety security & reliability | Secondary Systems (2018-23) | 33.12% | TRUE | FY22 | 2 | 9 | 1 | 1 | 4 | 1 | FALSE | FALSE | TRUE | 0.18453 | 0.16776 | 0.083879 | 0.18453 | 0.19292 | 0.81362 | 0.17882 | 0.16469 | 0.083298 | 0.18405 | 0.19299 | 0.80386 | 0.021558 | 0.018608 | 0.011554 | 0.025885 | 0.024035 | 0.10164 | 0.0041975 | 0.0036474 | 0.0022154 | 0.0049289 | 0.0046553 | 0.019644 | 0.20458 | 0.18695 | 0.097067 | 0.21486 | 0.22168 | 0.92514 | 10% | 11% | 14% | 32% | 33% | 0.081362 | 0.089499 | 0.11391 | 0.26036 | 0.2685 | 0.81362 | 0.080386 | 0.088424 | 0.11254 | 0.25723 | 0.26527 | 0.80386 | 0.010164 | 0.01118 | 0.01423 | 0.032525 | 0.033541 | 0.10164 | 0.0019644 | 0.0021609 | 0.0027502 | 0.0062862 | 0.0064827 | 0.019644 | 0.092514 | 0.10177 | 0.12952 | 0.29605 | 0.3053 | 0.92514 | FALSE | 0% | 0% | 0% | 0% | 0% | 0% | FALSE | 0% | 0% | 0% | 0% | 0% | TRUE | 86.55% | 5.851% | 7.594% | 0% | 0% | 0% | 0% | 0% | N/A | N/A
| 18 | Cowra substation Secondary Systems Renewal | TRUE | Non-Labour | Secondary Systems | 100% | Replacement Expenditure | Digital Infrastructure | Repex | N/A | N/A | DI - Protection systems | DI - Safe and Reliable Network | N/A | Yes | 0% | Safety security & reliability | Secondary Systems (2018-23) | 66.88% | TRUE | FY22 | 2 | 9 | 2 | 2 | 4 | 2 | FALSE | FALSE | TRUE | 0.3727 | 0.33881 | 0.16941 | 0.3727 | 0.38964 | 1.6433 | 0.3727 | 0.33881 | 0.16941 | 0.3727 | 0.38964 | 1.6433 | 0.044929 | 0.03828 | 0.023499 | 0.052417 | 0.048525 | 0.20765 | 0.0087482 | 0.0075036 | 0.0045055 | 0.009981 | 0.0093987 | 0.040137 | 0.42637 | 0.3846 | 0.19741 | 0.43509 | 0.44756 | 1.891 | 10% | 11% | 14% | 32% | 33% | 0.16433 | 0.18076 | 0.23006 | 0.52584 | 0.54227 | 1.6433 | 0.16433 | 0.18076 | 0.23006 | 0.52584 | 0.54227 | 1.6433 | 0.020765 | 0.022842 | 0.029071 | 0.066448 | 0.068525 | 0.20765 | 0.0040137 | 0.0044151 | 0.0056192 | 0.012844 | 0.013245 | 0.040137 | 0.1891 | 0.20801 | 0.26475 | 0.60513 | 0.62404 | 1.891 | FALSE | 0% | 0% | 0% | 0% | 0% | 0% | FALSE | 0% | 0% | 0% | 0% | 0% | TRUE | 86.55% | 5.851% | 7.594% | 0% | 0% | 0% | 0% | 0% | N/A | N/A
| 19 | Dumaresq Secondary Systems Renewal | FALSE | Labour | Secondary Systems | 86.52% | Replacement Expenditure | Digital Infrastructure | Repex | N/A | N/A | DI - Protection systems | DI - Safe and Reliable Network | N/A | No | 0% | Safety security & reliability | Secondary Systems (2018-23) | 0% | TRUE | FY22 | 2 | 10 | 1 | 1 | 4 | 1 | FALSE | FALSE | TRUE | 0 | 0 | 0 | 0 | 0 | 0 | 0 | 0 | 0 | 0 | 0 | 0 | 0 | 0 | 0 | 0 | 0 | 0 | 0 | 0 | 0 | 0 | 0 | 0 | 0 | 0 | 0 | 0 | 0 | 0 | 0% | 0% | 0% | 0% | 0% | 0 | 0 | 0 | 0 | 0 | 0 | 0 | 0 | 0 | 0 | 0 | 0 | 0 | 0 | 0 | 0 | 0 | 0 | 0 | 0 | 0 | 0 | 0 | 0 | 0 | 0 | 0 | 0 | 0 | 0 | FALSE | 0% | 0% | 0% | 0% | 0% | 0% | FALSE | 0% | 0% | 0% | 0% | 0% | TRUE | 38.5% | 42.95% | 5.067% | 0% | 0% | 0% | 13.48% | 0% | N/A | N/A
| 20 | Dumaresq Secondary Systems Renewal | FALSE | Labour | Business IT | 13.48% | Replacement Expenditure | Digital Infrastructure | Repex | N/A | N/A | DI - Protection systems | DI - Safe and Reliable Network | N/A | No | 0% | Safety security & reliability | Business IT (2018 onwards) | 0% | TRUE | FY22 | 2 | 10 | 1 | 2 | 6 | 1 | FALSE | FALSE | TRUE | 0 | 0 | 0 | 0 | 0 | 0 | 0 | 0 | 0 | 0 | 0 | 0 | 0 | 0 | 0 | 0 | 0 | 0 | 0 | 0 | 0 | 0 | 0 | 0 | 0 | 0 | 0 | 0 | 0 | 0 | 0% | 0% | 0% | 0% | 0% | 0 | 0 | 0 | 0 | 0 | 0 | 0 | 0 | 0 | 0 | 0 | 0 | 0 | 0 | 0 | 0 | 0 | 0 | 0 | 0 | 0 | 0 | 0 | 0 | 0 | 0 | 0 | 0 | 0 | 0 | FALSE | 0% | 0% | 0% | 0% | 0% | 0% | FALSE | 0% | 0% | 0% | 0% | 0% | TRUE | 38.5% | 42.95% | 5.067% | 0% | 0% | 0% | 13.48% | 0% | N/A | N/A
| 21 | Dumaresq Secondary Systems Renewal | FALSE | Non-Labour | Secondary Systems | 86.52% | Replacement Expenditure | Digital Infrastructure | Repex | N/A | N/A | DI - Protection systems | DI - Safe and Reliable Network | N/A | No | 0% | Safety security & reliability | Secondary Systems (2018-23) | 100% | TRUE | FY22 | 2 | 10 | 2 | 3 | 4 | 2 | FALSE | FALSE | TRUE | 0 | 0 | 0 | 0 | 0 | 0 | 0 | 0 | 0 | 0 | 0 | 0 | 0 | 0 | 0 | 0 | 0 | 0 | 0 | 0 | 0 | 0 | 0 | 0 | 0 | 0 | 0 | 0 | 0 | 0 | 0% | 0% | 0% | 0% | 0% | 0 | 0 | 0 | 0 | 0 | 0 | 0 | 0 | 0 | 0 | 0 | 0 | 0 | 0 | 0 | 0 | 0 | 0 | 0 | 0 | 0 | 0 | 0 | 0 | 0 | 0 | 0 | 0 | 0 | 0 | FALSE | 0% | 0% | 0% | 0% | 0% | 0% | FALSE | 0% | 0% | 0% | 0% | 0% | TRUE | 38.5% | 42.95% | 5.067% | 0% | 0% | 0% | 13.48% | 0% | N/A | N/A
| 22 | Dumaresq Secondary Systems Renewal | FALSE | Non-Labour | Business IT | 13.48% | Replacement Expenditure | Digital Infrastructure | Repex | N/A | N/A | DI - Protection systems | DI - Safe and Reliable Network | N/A | No | 0% | Safety security & reliability | Business IT (2018 onwards) | 100% | TRUE | FY22 | 2 | 10 | 2 | 4 | 6 | 2 | FALSE | FALSE | TRUE | 0 | 0 | 0 | 0 | 0 | 0 | 0 | 0 | 0 | 0 | 0 | 0 | 0 | 0 | 0 | 0 | 0 | 0 | 0 | 0 | 0 | 0 | 0 | 0 | 0 | 0 | 0 | 0 | 0 | 0 | 0% | 0% | 0% | 0% | 0% | 0 | 0 | 0 | 0 | 0 | 0 | 0 | 0 | 0 | 0 | 0 | 0 | 0 | 0 | 0 | 0 | 0 | 0 | 0 | 0 | 0 | 0 | 0 | 0 | 0 | 0 | 0 | 0 | 0 | 0 | FALSE | 0% | 0% | 0% | 0% | 0% | 0% | FALSE | 0% | 0% | 0% | 0% | 0% | TRUE | 38.5% | 42.95% | 5.067% | 0% | 0% | 0% | 13.48% | 0% | N/A | N/A
| 23 | Finley Secondary Systems Renewal | TRUE | Labour | Secondary Systems | 100% | Replacement Expenditure | Digital Infrastructure | Repex | N/A | N/A | DI - Protection systems | DI - Safe and Reliable Network | N/A | No | 0% | Safety security & reliability | Secondary Systems (2018-23) | 37.89% | TRUE | FY22 | 2 | 11 | 1 | 1 | 4 | 1 | FALSE | FALSE | TRUE | 0.2632 | 0.23927 | 0.11963 | 0.2632 | 0.27516 | 1.1605 | 0.25505 | 0.2349 | 0.11881 | 0.26251 | 0.27526 | 1.1465 | 0.030747 | 0.02654 | 0.01648 | 0.036919 | 0.034281 | 0.14497 | 0.0059868 | 0.0052022 | 0.0031598 | 0.00703 | 0.0066398 | 0.028019 | 0.29179 | 0.26664 | 0.13845 | 0.30645 | 0.31618 | 1.3195 | 10% | 11% | 14% | 32% | 33% | 0.11605 | 0.12765 | 0.16246 | 0.37135 | 0.38295 | 1.1605 | 0.11465 | 0.12612 | 0.16051 | 0.36689 | 0.37835 | 1.1465 | 0.014497 | 0.015946 | 0.020295 | 0.04639 | 0.047839 | 0.14497 | 0.0028019 | 0.0030821 | 0.0039226 | 0.008966 | 0.0092462 | 0.028019 | 0.13195 | 0.14515 | 0.18473 | 0.42225 | 0.43544 | 1.3195 | FALSE | 0% | 0% | 0% | 0% | 0% | 0% | FALSE | 0% | 0% | 0% | 0% | 0% | TRUE | 83.57% | 5.022% | 11.41% | 0% | 0% | 0% | 0% | 0% | N/A | N/A
| 24 | Finley Secondary Systems Renewal | TRUE | Non-Labour | Secondary Systems | 100% | Replacement Expenditure | Digital Infrastructure | Repex | N/A | N/A | DI - Protection systems | DI - Safe and Reliable Network | N/A | No | 0% | Safety security & reliability | Secondary Systems (2018-23) | 62.11% | TRUE | FY22 | 2 | 11 | 2 | 2 | 4 | 2 | FALSE | FALSE | TRUE | 0.4315 | 0.39228 | 0.19614 | 0.4315 | 0.45112 | 1.9025 | 0.4315 | 0.39228 | 0.19614 | 0.4315 | 0.45112 | 1.9025 | 0.052018 | 0.044321 | 0.027207 | 0.060688 | 0.056182 | 0.24042 | 0.010129 | 0.0086876 | 0.0052165 | 0.011556 | 0.010882 | 0.04647 | 0.49365 | 0.44528 | 0.22856 | 0.50375 | 0.51818 | 2.1894 | 10% | 11% | 14% | 32% | 33% | 0.19025 | 0.20928 | 0.26636 | 0.60881 | 0.62784 | 1.9025 | 0.19025 | 0.20928 | 0.26636 | 0.60881 | 0.62784 | 1.9025 | 0.024042 | 0.026446 | 0.033658 | 0.076933 | 0.079337 | 0.24042 | 0.004647 | 0.0051117 | 0.0065058 | 0.01487 | 0.015335 | 0.04647 | 0.21894 | 0.24084 | 0.30652 | 0.70062 | 0.72251 | 2.1894 | FALSE | 0% | 0% | 0% | 0% | 0% | 0% | FALSE | 0% | 0% | 0% | 0% | 0% | TRUE | 83.57% | 5.022% | 11.41% | 0% | 0% | 0% | 0% | 0% | N/A | N/A
| 25 | Fire Extinguisher Renewal | TRUE | Labour | Business IT | 100% | Replacement Expenditure | Digital Infrastructure | Repex | N/A | N/A | DI - Network Buildings & Security | DI - Compliance | N/A | No | 0% | Safety security & reliability | Business IT (2018 onwards) | 19.64% | TRUE | FY22 | 2 | 12 | 1 | 1 | 6 | 1 | FALSE | FALSE | TRUE | 0.078228 | 0.078228 | 0 | 0 | 0 | 0.15646 | 0.075808 | 0.076799 | 0 | 0 | 0 | 0.15261 | 0.0091387 | 0.008677 | 0 | 0 | 0 | 0.017816 | 0.0017794 | 0.0017008 | 0 | 0 | 0 | 0.0034802 | 0.086726 | 0.087177 | 0 | 0 | 0 | 0.1739 | 0% | 100% | 0% | 0% | 0% | 0 | 0.15646 | 0 | 0 | 0 | 0.15646 | 0 | 0.15261 | 0 | 0 | 0 | 0.15261 | 0 | 0.017816 | 0 | 0 | 0 | 0.017816 | 0 | 0.0034802 | 0 | 0 | 0 | 0.0034802 | 0 | 0.1739 | 0 | 0 | 0 | 0.1739 | FALSE | 0% | 0% | 0% | 0% | 0% | 0% | FALSE | 0% | 0% | 0% | 0% | 0% | TRUE | 0% | 0% | 0% | 100% | 0% | 0% | 0% | 0% | N/A | N/A
| 26 | Fire Extinguisher Renewal | TRUE | Non-Labour | Business IT | 100% | Replacement Expenditure | Digital Infrastructure | Repex | N/A | N/A | DI - Network Buildings & Security | DI - Compliance | N/A | No | 0% | Safety security & reliability | Business IT (2018 onwards) | 80.36% | TRUE | FY22 | 2 | 12 | 2 | 2 | 6 | 2 | FALSE | FALSE | TRUE | 0.32005 | 0.32005 | 0 | 0 | 0 | 0.6401 | 0.32005 | 0.32005 | 0 | 0 | 0 | 0.6401 | 0.038582 | 0.03616 | 0 | 0 | 0 | 0.074743 | 0.0075124 | 0.007088 | 0 | 0 | 0 | 0.0146 | 0.36615 | 0.3633 | 0 | 0 | 0 | 0.72944 | 0% | 100% | 0% | 0% | 0% | 0 | 0.6401 | 0 | 0 | 0 | 0.6401 | 0 | 0.6401 | 0 | 0 | 0 | 0.6401 | 0 | 0.074743 | 0 | 0 | 0 | 0.074743 | 0 | 0.0146 | 0 | 0 | 0 | 0.0146 | 0 | 0.72944 | 0 | 0 | 0 | 0.72944 | FALSE | 0% | 0% | 0% | 0% | 0% | 0% | FALSE | 0% | 0% | 0% | 0% | 0% | TRUE | 0% | 0% | 0% | 100% | 0% | 0% | 0% | 0% | N/A | N/A
| 27 | Fit OLCM to OIP bushings | TRUE | Labour | Substations | 100% | Replacement Expenditure | Substation | Repex | N/A | N/A | Substations - Site Establishment and supporting assets | Substations - Safe and Reliable Network | N/A | No | 0% | Safety security & reliability | Substations (2018 onwards) | 36.21% | TRUE | FY22 | 2 | 13 | 1 | 1 | 3 | 1 | FALSE | FALSE | TRUE | 0.41108 | 0.37371 | 0.18685 | 0.41108 | 0.42977 | 1.8125 | 0.39836 | 0.36688 | 0.18556 | 0.41 | 0.42993 | 1.7907 | 0.048023 | 0.041452 | 0.02574 | 0.057663 | 0.053543 | 0.22642 | 0.0093507 | 0.0081252 | 0.0049351 | 0.01098 | 0.010371 | 0.043762 | 0.45574 | 0.41646 | 0.21624 | 0.47864 | 0.49384 | 2.0609 | 10% | 11% | 14% | 32% | 33% | 0.18125 | 0.19937 | 0.25375 | 0.58 | 0.59812 | 1.8125 | 0.17907 | 0.19698 | 0.2507 | 0.57304 | 0.59094 | 1.7907 | 0.022642 | 0.024906 | 0.031699 | 0.072455 | 0.074719 | 0.22642 | 0.0043762 | 0.0048138 | 0.0061266 | 0.014004 | 0.014441 | 0.043762 | 0.20609 | 0.2267 | 0.28853 | 0.65949 | 0.6801 | 2.0609 | FALSE | 0% | 0% | 0% | 0% | 0% | 0% | TRUE | 100% | 0% | 0% | 0% | 0% | FALSE | 0% | 0% | 0% | 0% | 0% | 0% | 0% | 0% | N/A | N/A
| 28 | Fit OLCM to OIP bushings | TRUE | Non-Labour | Substations | 100% | Replacement Expenditure | Substation | Repex | N/A | N/A | Substations - Site Establishment and supporting assets | Substations - Safe and Reliable Network | N/A | No | 0% | Safety security & reliability | Substations (2018 onwards) | 63.79% | TRUE | FY22 | 2 | 13 | 2 | 2 | 3 | 2 | FALSE | FALSE | TRUE | 0.72415 | 0.65832 | 0.32916 | 0.72415 | 0.75707 | 3.1929 | 0.72415 | 0.65832 | 0.32916 | 0.72415 | 0.75707 | 3.1929 | 0.087298 | 0.074379 | 0.045659 | 0.10185 | 0.094285 | 0.40347 | 0.016998 | 0.01458 | 0.0087543 | 0.019393 | 0.018262 | 0.077987 | 0.82845 | 0.74728 | 0.38357 | 0.84539 | 0.86961 | 3.6743 | 10% | 11% | 14% | 32% | 33% | 0.31929 | 0.35121 | 0.447 | 1.0217 | 1.0536 | 3.1929 | 0.31929 | 0.35121 | 0.447 | 1.0217 | 1.0536 | 3.1929 | 0.040347 | 0.044381 | 0.056485 | 0.12911 | 0.13314 | 0.40347 | 0.0077987 | 0.0085785 | 0.010918 | 0.024956 | 0.025736 | 0.077987 | 0.36743 | 0.40417 | 0.5144 | 1.1758 | 1.2125 | 3.6743 | FALSE | 0% | 0% | 0% | 0% | 0% | 0% | TRUE | 100% | 0% | 0% | 0% | 0% | FALSE | 0% | 0% | 0% | 0% | 0% | 0% | 0% | 0% | N/A | N/A
| 29 | Forbes Secondary Systems Renewal | TRUE | Labour | Secondary Systems | 100% | Replacement Expenditure | Digital Infrastructure | Repex | N/A | N/A | DI - Protection systems | DI - Safe and Reliable Network | N/A | No | 0% | Safety security & reliability | Secondary Systems (2018-23) | 18.86% | TRUE | FY22 | 2 | 14 | 1 | 1 | 4 | 1 | FALSE | FALSE | TRUE | 0 | 0 | 0 | 0 | 0 | 0 | 0 | 0 | 0 | 0 | 0 | 0 | 0 | 0 | 0 | 0 | 0 | 0 | 0 | 0 | 0 | 0 | 0 | 0 | 0 | 0 | 0 | 0 | 0 | 0 | 10% | 11% | 14% | 32% | 33% | 0 | 0 | 0 | 0 | 0 | 0 | 0 | 0 | 0 | 0 | 0 | 0 | 0 | 0 | 0 | 0 | 0 | 0 | 0 | 0 | 0 | 0 | 0 | 0 | 0 | 0 | 0 | 0 | 0 | 0 | FALSE | 0% | 0% | 0% | 0% | 0% | 0% | FALSE | 0% | 0% | 0% | 0% | 0% | TRUE | 90.47% | 0% | 9.525% | 0% | 0% | 0% | 0% | 0% | N/A | N/A
| 30 | Forbes Secondary Systems Renewal | TRUE | Non-Labour | Secondary Systems | 100% | Replacement Expenditure | Digital Infrastructure | Repex | N/A | N/A | DI - Protection systems | DI - Safe and Reliable Network | N/A | No | 0% | Safety security & reliability | Secondary Systems (2018-23) | 81.14% | TRUE | FY22 | 2 | 14 | 2 | 2 | 4 | 2 | FALSE | FALSE | TRUE | 0 | 0 | 0 | 0 | 0 | 0 | 0 | 0 | 0 | 0 | 0 | 0 | 0 | 0 | 0 | 0 | 0 | 0 | 0 | 0 | 0 | 0 | 0 | 0 | 0 | 0 | 0 | 0 | 0 | 0 | 10% | 11% | 14% | 32% | 33% | 0 | 0 | 0 | 0 | 0 | 0 | 0 | 0 | 0 | 0 | 0 | 0 | 0 | 0 | 0 | 0 | 0 | 0 | 0 | 0 | 0 | 0 | 0 | 0 | 0 | 0 | 0 | 0 | 0 | 0 | FALSE | 0% | 0% | 0% | 0% | 0% | 0% | FALSE | 0% | 0% | 0% | 0% | 0% | TRUE | 90.47% | 0% | 9.525% | 0% | 0% | 0% | 0% | 0% | N/A | N/A
| 31 | FY24-28 SCADA Secure Remote Access Protocol Refresh | FALSE | Labour | Secondary Systems | 100% | Replacement Expenditure | Digital Infrastructure | Repex | N/A | N/A | DI - SCADA | DI - Cyber/physical security | N/A | No | 0% | Safety security & reliability | Secondary Systems (2018-23) | 0% | TRUE | FY22 | 2 | 15 | 1 | 1 | 4 | 1 | FALSE | FALSE | TRUE | 0 | 0 | 0 | 0 | 0 | 0 | 0 | 0 | 0 | 0 | 0 | 0 | 0 | 0 | 0 | 0 | 0 | 0 | 0 | 0 | 0 | 0 | 0 | 0 | 0 | 0 | 0 | 0 | 0 | 0 | 0% | 0% | 0% | 0% | 0% | 0 | 0 | 0 | 0 | 0 | 0 | 0 | 0 | 0 | 0 | 0 | 0 | 0 | 0 | 0 | 0 | 0 | 0 | 0 | 0 | 0 | 0 | 0 | 0 | 0 | 0 | 0 | 0 | 0 | 0 | FALSE | 0% | 0% | 0% | 0% | 0% | 0% | FALSE | 0% | 0% | 0% | 0% | 0% | TRUE | 0% | 100% | 0% | 0% | 0% | 0% | 0% | 0% | N/A | N/A
| 32 | FY24-28 SCADA Secure Remote Access Protocol Refresh | FALSE | Non-Labour | Secondary Systems | 100% | Replacement Expenditure | Digital Infrastructure | Repex | N/A | N/A | DI - SCADA | DI - Cyber/physical security | N/A | No | 0% | Safety security & reliability | Secondary Systems (2018-23) | 100% | TRUE | FY22 | 2 | 15 | 2 | 2 | 4 | 2 | FALSE | FALSE | TRUE | 0 | 0 | 0 | 0 | 0 | 0 | 0 | 0 | 0 | 0 | 0 | 0 | 0 | 0 | 0 | 0 | 0 | 0 | 0 | 0 | 0 | 0 | 0 | 0 | 0 | 0 | 0 | 0 | 0 | 0 | 0% | 0% | 0% | 0% | 0% | 0 | 0 | 0 | 0 | 0 | 0 | 0 | 0 | 0 | 0 | 0 | 0 | 0 | 0 | 0 | 0 | 0 | 0 | 0 | 0 | 0 | 0 | 0 | 0 | 0 | 0 | 0 | 0 | 0 | 0 | FALSE | 0% | 0% | 0% | 0% | 0% | 0% | FALSE | 0% | 0% | 0% | 0% | 0% | TRUE | 0% | 100% | 0% | 0% | 0% | 0% | 0% | 0% | N/A | N/A
| 33 | Gunnedah Secondary Systems Renewal | TRUE | Labour | Secondary Systems | 100% | Replacement Expenditure | Digital Infrastructure | Repex | N/A | N/A | DI - Protection systems | DI - Safe and Reliable Network | N/A | No | 0% | Safety security & reliability | Secondary Systems (2018-23) | 37.11% | TRUE | FY22 | 2 | 16 | 1 | 1 | 4 | 1 | FALSE | FALSE | TRUE | 0 | 0 | 0 | 0 | 0 | 0 | 0 | 0 | 0 | 0 | 0 | 0 | 0 | 0 | 0 | 0 | 0 | 0 | 0 | 0 | 0 | 0 | 0 | 0 | 0 | 0 | 0 | 0 | 0 | 0 | 10% | 11% | 14% | 32% | 33% | 0 | 0 | 0 | 0 | 0 | 0 | 0 | 0 | 0 | 0 | 0 | 0 | 0 | 0 | 0 | 0 | 0 | 0 | 0 | 0 | 0 | 0 | 0 | 0 | 0 | 0 | 0 | 0 | 0 | 0 | FALSE | 0% | 0% | 0% | 0% | 0% | 0% | FALSE | 0% | 0% | 0% | 0% | 0% | TRUE | 78.05% | 17.47% | 4.486% | 0% | 0% | 0% | 0% | 0% | N/A | N/A
| 34 | Gunnedah Secondary Systems Renewal | TRUE | Non-Labour | Secondary Systems | 100% | Replacement Expenditure | Digital Infrastructure | Repex | N/A | N/A | DI - Protection systems | DI - Safe and Reliable Network | N/A | No | 0% | Safety security & reliability | Secondary Systems (2018-23) | 62.89% | TRUE | FY22 | 2 | 16 | 2 | 2 | 4 | 2 | FALSE | FALSE | TRUE | 0 | 0 | 0 | 0 | 0 | 0 | 0 | 0 | 0 | 0 | 0 | 0 | 0 | 0 | 0 | 0 | 0 | 0 | 0 | 0 | 0 | 0 | 0 | 0 | 0 | 0 | 0 | 0 | 0 | 0 | 10% | 11% | 14% | 32% | 33% | 0 | 0 | 0 | 0 | 0 | 0 | 0 | 0 | 0 | 0 | 0 | 0 | 0 | 0 | 0 | 0 | 0 | 0 | 0 | 0 | 0 | 0 | 0 | 0 | 0 | 0 | 0 | 0 | 0 | 0 | FALSE | 0% | 0% | 0% | 0% | 0% | 0% | FALSE | 0% | 0% | 0% | 0% | 0% | TRUE | 78.05% | 17.47% | 4.486% | 0% | 0% | 0% | 0% | 0% | N/A | N/A
| 35 | Kemps Creek Secondary Systems Renewal | TRUE | Labour | Secondary Systems | 96.67% | Replacement Expenditure | Digital Infrastructure | Repex | N/A | N/A | DI - Protection systems | DI - Safe and Reliable Network | N/A | No | 0% | Safety security & reliability | Secondary Systems (2018-23) | 14.88% | TRUE | FY22 | 2 | 17 | 1 | 1 | 4 | 1 | FALSE | FALSE | TRUE | 0 | 0 | 0 | 0 | 0 | 0 | 0 | 0 | 0 | 0 | 0 | 0 | 0 | 0 | 0 | 0 | 0 | 0 | 0 | 0 | 0 | 0 | 0 | 0 | 0 | 0 | 0 | 0 | 0 | 0 | 10% | 11% | 14% | 32% | 33% | 0 | 0 | 0 | 0 | 0 | 0 | 0 | 0 | 0 | 0 | 0 | 0 | 0 | 0 | 0 | 0 | 0 | 0 | 0 | 0 | 0 | 0 | 0 | 0 | 0 | 0 | 0 | 0 | 0 | 0 | FALSE | 0% | 0% | 0% | 0% | 0% | 0% | FALSE | 0% | 0% | 0% | 0% | 0% | TRUE | 86.63% | 10.04% | 0% | 0% | 3.334% | 0% | 0% | 0% | N/A | N/A
| 36 | Kemps Creek Secondary Systems Renewal | TRUE | Labour | Communications (short life) | 3.334% | Replacement Expenditure | Digital Infrastructure | Repex | N/A | N/A | DI - Protection systems | DI - Safe and Reliable Network | N/A | No | 0% | Safety security & reliability | Communications (short life) (2018 onwards) | 14.88% | TRUE | FY22 | 2 | 17 | 1 | 2 | 5 | 1 | FALSE | FALSE | TRUE | 0 | 0 | 0 | 0 | 0 | 0 | 0 | 0 | 0 | 0 | 0 | 0 | 0 | 0 | 0 | 0 | 0 | 0 | 0 | 0 | 0 | 0 | 0 | 0 | 0 | 0 | 0 | 0 | 0 | 0 | 10% | 11% | 14% | 32% | 33% | 0 | 0 | 0 | 0 | 0 | 0 | 0 | 0 | 0 | 0 | 0 | 0 | 0 | 0 | 0 | 0 | 0 | 0 | 0 | 0 | 0 | 0 | 0 | 0 | 0 | 0 | 0 | 0 | 0 | 0 | FALSE | 0% | 0% | 0% | 0% | 0% | 0% | FALSE | 0% | 0% | 0% | 0% | 0% | TRUE | 86.63% | 10.04% | 0% | 0% | 3.334% | 0% | 0% | 0% | N/A | N/A
| 37 | Kemps Creek Secondary Systems Renewal | TRUE | Non-Labour | Secondary Systems | 96.67% | Replacement Expenditure | Digital Infrastructure | Repex | N/A | N/A | DI - Protection systems | DI - Safe and Reliable Network | N/A | No | 0% | Safety security & reliability | Secondary Systems (2018-23) | 85.12% | TRUE | FY22 | 2 | 17 | 2 | 3 | 4 | 2 | FALSE | FALSE | TRUE | 0 | 0 | 0 | 0 | 0 | 0 | 0 | 0 | 0 | 0 | 0 | 0 | 0 | 0 | 0 | 0 | 0 | 0 | 0 | 0 | 0 | 0 | 0 | 0 | 0 | 0 | 0 | 0 | 0 | 0 | 10% | 11% | 14% | 32% | 33% | 0 | 0 | 0 | 0 | 0 | 0 | 0 | 0 | 0 | 0 | 0 | 0 | 0 | 0 | 0 | 0 | 0 | 0 | 0 | 0 | 0 | 0 | 0 | 0 | 0 | 0 | 0 | 0 | 0 | 0 | FALSE | 0% | 0% | 0% | 0% | 0% | 0% | FALSE | 0% | 0% | 0% | 0% | 0% | TRUE | 86.63% | 10.04% | 0% | 0% | 3.334% | 0% | 0% | 0% | N/A | N/A
| 38 | Kemps Creek Secondary Systems Renewal | TRUE | Non-Labour | Communications (short life) | 3.334% | Replacement Expenditure | Digital Infrastructure | Repex | N/A | N/A | DI - Protection systems | DI - Safe and Reliable Network | N/A | No | 0% | Safety security & reliability | Communications (short life) (2018 onwards) | 85.12% | TRUE | FY22 | 2 | 17 | 2 | 4 | 5 | 2 | FALSE | FALSE | TRUE | 0 | 0 | 0 | 0 | 0 | 0 | 0 | 0 | 0 | 0 | 0 | 0 | 0 | 0 | 0 | 0 | 0 | 0 | 0 | 0 | 0 | 0 | 0 | 0 | 0 | 0 | 0 | 0 | 0 | 0 | 10% | 11% | 14% | 32% | 33% | 0 | 0 | 0 | 0 | 0 | 0 | 0 | 0 | 0 | 0 | 0 | 0 | 0 | 0 | 0 | 0 | 0 | 0 | 0 | 0 | 0 | 0 | 0 | 0 | 0 | 0 | 0 | 0 | 0 | 0 | FALSE | 0% | 0% | 0% | 0% | 0% | 0% | FALSE | 0% | 0% | 0% | 0% | 0% | TRUE | 86.63% | 10.04% | 0% | 0% | 3.334% | 0% | 0% | 0% | N/A | N/A
| 39 | Kempsey Secondary Systems Renewal | TRUE | Labour | Secondary Systems | 95.08% | Replacement Expenditure | Digital Infrastructure | Repex | N/A | N/A | DI - Protection systems | DI - Safe and Reliable Network | N/A | No | 0% | Safety security & reliability | Secondary Systems (2018-23) | 19.7% | TRUE | FY22 | 2 | 18 | 1 | 1 | 4 | 1 | FALSE | FALSE | TRUE | 0 | 0 | 0.28629 | 1.1527 | 0.52967 | 1.9686 | 0 | 0 | 0.28431 | 1.1496 | 0.52987 | 1.9638 | 0 | 0 | 0.039438 | 0.16169 | 0.06599 | 0.26712 | 0 | 0 | 0.0075615 | 0.030788 | 0.012781 | 0.051131 | 0 | 0 | 0.33131 | 1.3421 | 0.60864 | 2.2821 | 0% | 0% | 0% | 0% | 100% | 0 | 0 | 0 | 0 | 1.9686 | 1.9686 | 0 | 0 | 0 | 0 | 1.9638 | 1.9638 | 0 | 0 | 0 | 0 | 0.26712 | 0.26712 | 0 | 0 | 0 | 0 | 0.051131 | 0.051131 | 0 | 0 | 0 | 0 | 2.2821 | 2.2821 | FALSE | 0% | 0% | 0% | 0% | 0% | 0% | FALSE | 0% | 0% | 0% | 0% | 0% | TRUE | 54.04% | 29.94% | 11.1% | 0% | 0% | 0% | 4.924% | 0% | N/A | N/A
| 40 | Kempsey Secondary Systems Renewal | TRUE | Labour | Business IT | 4.924% | Replacement Expenditure | Digital Infrastructure | Repex | N/A | N/A | DI - Protection systems | DI - Safe and Reliable Network | N/A | No | 0% | Safety security & reliability | Business IT (2018 onwards) | 19.7% | TRUE | FY22 | 2 | 18 | 1 | 2 | 6 | 1 | FALSE | FALSE | TRUE | 0 | 0 | 0.014826 | 0.059694 | 0.02743 | 0.10195 | 0 | 0 | 0.014724 | 0.059537 | 0.02744 | 0.1017 | 0 | 0 | 0.0020424 | 0.0083734 | 0.0034174 | 0.013833 | 0 | 0 | 0.00039159 | 0.0015944 | 0.00066191 | 0.0026479 | 0 | 0 | 0.017158 | 0.069505 | 0.03152 | 0.11818 | 0% | 0% | 0% | 0% | 100% | 0 | 0 | 0 | 0 | 0.10195 | 0.10195 | 0 | 0 | 0 | 0 | 0.1017 | 0.1017 | 0 | 0 | 0 | 0 | 0.013833 | 0.013833 | 0 | 0 | 0 | 0 | 0.0026479 | 0.0026479 | 0 | 0 | 0 | 0 | 0.11818 | 0.11818 | FALSE | 0% | 0% | 0% | 0% | 0% | 0% | FALSE | 0% | 0% | 0% | 0% | 0% | TRUE | 54.04% | 29.94% | 11.1% | 0% | 0% | 0% | 4.924% | 0% | N/A | N/A
| 41 | Kempsey Secondary Systems Renewal | TRUE | Non-Labour | Secondary Systems | 95.08% | Replacement Expenditure | Digital Infrastructure | Repex | N/A | N/A | DI - Protection systems | DI - Safe and Reliable Network | N/A | No | 0% | Safety security & reliability | Secondary Systems (2018-23) | 80.3% | TRUE | FY22 | 2 | 18 | 2 | 3 | 4 | 2 | FALSE | FALSE | TRUE | 0 | 0 | 1.1668 | 4.6978 | 2.1587 | 8.0234 | 0 | 0 | 1.1668 | 4.6978 | 2.1587 | 8.0234 | 0 | 0 | 0.16185 | 0.66071 | 0.26885 | 1.0914 | 0 | 0 | 0.031032 | 0.12581 | 0.052072 | 0.20891 | 0 | 0 | 1.3597 | 5.4844 | 2.4796 | 9.3237 | 0% | 0% | 0% | 0% | 100% | 0 | 0 | 0 | 0 | 8.0234 | 8.0234 | 0 | 0 | 0 | 0 | 8.0234 | 8.0234 | 0 | 0 | 0 | 0 | 1.0914 | 1.0914 | 0 | 0 | 0 | 0 | 0.20891 | 0.20891 | 0 | 0 | 0 | 0 | 9.3237 | 9.3237 | FALSE | 0% | 0% | 0% | 0% | 0% | 0% | FALSE | 0% | 0% | 0% | 0% | 0% | TRUE | 54.04% | 29.94% | 11.1% | 0% | 0% | 0% | 4.924% | 0% | N/A | N/A
| 42 | Kempsey Secondary Systems Renewal | TRUE | Non-Labour | Business IT | 4.924% | Replacement Expenditure | Digital Infrastructure | Repex | N/A | N/A | DI - Protection systems | DI - Safe and Reliable Network | N/A | No | 0% | Safety security & reliability | Business IT (2018 onwards) | 80.3% | TRUE | FY22 | 2 | 18 | 2 | 4 | 6 | 2 | FALSE | FALSE | TRUE | 0 | 0 | 0.060426 | 0.24329 | 0.11179 | 0.41551 | 0 | 0 | 0.060426 | 0.24329 | 0.11179 | 0.41551 | 0 | 0 | 0.0083819 | 0.034216 | 0.013923 | 0.056521 | 0 | 0 | 0.0016071 | 0.0065154 | 0.0026967 | 0.010819 | 0 | 0 | 0.070415 | 0.28402 | 0.12841 | 0.48285 | 0% | 0% | 0% | 0% | 100% | 0 | 0 | 0 | 0 | 0.41551 | 0.41551 | 0 | 0 | 0 | 0 | 0.41551 | 0.41551 | 0 | 0 | 0 | 0 | 0.056521 | 0.056521 | 0 | 0 | 0 | 0 | 0.010819 | 0.010819 | 0 | 0 | 0 | 0 | 0.48285 | 0.48285 | FALSE | 0% | 0% | 0% | 0% | 0% | 0% | FALSE | 0% | 0% | 0% | 0% | 0% | TRUE | 54.04% | 29.94% | 11.1% | 0% | 0% | 0% | 4.924% | 0% | N/A | N/A
| 43 | Line 1 Refurbishment | FALSE | Labour | Transmission Lines | 100% | Replacement Expenditure | Transmission Lines | Repex | N/A | N/A | TL - Transmission towers | TL - Safe and Reliable Network | N/A | No | 0% | Safety security & reliability | Transmission Lines (2018 onwards) | 0% | TRUE | FY22 | 2 | 19 | 1 | 1 | 1 | 1 | FALSE | FALSE | TRUE | 0 | 0 | 0 | 0 | 0 | 0 | 0 | 0 | 0 | 0 | 0 | 0 | 0 | 0 | 0 | 0 | 0 | 0 | 0 | 0 | 0 | 0 | 0 | 0 | 0 | 0 | 0 | 0 | 0 | 0 | 0% | 0% | 0% | 0% | 0% | 0 | 0 | 0 | 0 | 0 | 0 | 0 | 0 | 0 | 0 | 0 | 0 | 0 | 0 | 0 | 0 | 0 | 0 | 0 | 0 | 0 | 0 | 0 | 0 | 0 | 0 | 0 | 0 | 0 | 0 | TRUE | 0% | 40% | 60% | 0% | 0% | 0% | FALSE | 0% | 0% | 0% | 0% | 0% | FALSE | 0% | 0% | 0% | 0% | 0% | 0% | 0% | 0% | N/A | N/A
| 44 | Line 1 Refurbishment | FALSE | Non-Labour | Transmission Lines | 100% | Replacement Expenditure | Transmission Lines | Repex | N/A | N/A | TL - Transmission towers | TL - Safe and Reliable Network | N/A | No | 0% | Safety security & reliability | Transmission Lines (2018 onwards) | 100% | TRUE | FY22 | 2 | 19 | 2 | 2 | 1 | 2 | FALSE | FALSE | TRUE | 0 | 0 | 0 | 0 | 0 | 0 | 0 | 0 | 0 | 0 | 0 | 0 | 0 | 0 | 0 | 0 | 0 | 0 | 0 | 0 | 0 | 0 | 0 | 0 | 0 | 0 | 0 | 0 | 0 | 0 | 0% | 0% | 0% | 0% | 0% | 0 | 0 | 0 | 0 | 0 | 0 | 0 | 0 | 0 | 0 | 0 | 0 | 0 | 0 | 0 | 0 | 0 | 0 | 0 | 0 | 0 | 0 | 0 | 0 | 0 | 0 | 0 | 0 | 0 | 0 | TRUE | 0% | 40% | 60% | 0% | 0% | 0% | FALSE | 0% | 0% | 0% | 0% | 0% | FALSE | 0% | 0% | 0% | 0% | 0% | 0% | 0% | 0% | N/A | N/A
| 45 | Line 11 - Sydney Sth - Dapto - Twr Repl | TRUE | Labour | Transmission Lines | 100% | Replacement Expenditure | Transmission Lines | Repex | N/A | N/A | TL - Transmission towers | TL - Safe and Reliable Network | N/A | Yes | 0% | Safety security & reliability | Transmission Lines (2018 onwards) | 8.989% | TRUE | FY22 | 2 | 20 | 1 | 1 | 1 | 1 | FALSE | FALSE | TRUE | 0 | 0.028285 | 0.052386 | 0.088653 | 2.7213 | 2.8906 | 0 | 0.027768 | 0.052023 | 0.08842 | 2.7223 | 2.8905 | 0 | 0.0031374 | 0.0072162 | 0.012436 | 0.33903 | 0.36182 | 0 | 0.00061498 | 0.0013836 | 0.0023679 | 0.065666 | 0.070032 | 0 | 0.031521 | 0.060623 | 0.10322 | 3.127 | 3.3223 | 0% | 0% | 0% | 0% | 100% | 0 | 0 | 0 | 0 | 2.8906 | 2.8906 | 0 | 0 | 0 | 0 | 2.8905 | 2.8905 | 0 | 0 | 0 | 0 | 0.36182 | 0.36182 | 0 | 0 | 0 | 0 | 0.070032 | 0.070032 | 0 | 0 | 0 | 0 | 3.3223 | 3.3223 | TRUE | 0% | 56.62% | 1.846% | 41.54% | 0% | 0% | FALSE | 0% | 0% | 0% | 0% | 0% | FALSE | 0% | 0% | 0% | 0% | 0% | 0% | 0% | 0% | N/A | N/A
| 46 | Line 11 - Sydney Sth - Dapto - Twr Repl | TRUE | Non-Labour | Transmission Lines | 100% | Replacement Expenditure | Transmission Lines | Repex | N/A | N/A | TL - Transmission towers | TL - Safe and Reliable Network | N/A | Yes | 0% | Safety security & reliability | Transmission Lines (2018 onwards) | 91.01% | TRUE | FY22 | 2 | 20 | 2 | 2 | 1 | 2 | FALSE | FALSE | TRUE | 0 | 0.28639 | 0.53042 | 0.89763 | 27.5533 | 29.2678 | 0 | 0.28639 | 0.53042 | 0.89763 | 27.5533 | 29.2678 | 0 | 0.032357 | 0.073576 | 0.12624 | 3.4315 | 3.6636 | 0 | 0.0063426 | 0.014107 | 0.024039 | 0.66463 | 0.70912 | 0 | 0.32509 | 0.6181 | 1.0479 | 31.6494 | 33.6405 | 0% | 0% | 0% | 0% | 100% | 0 | 0 | 0 | 0 | 29.2678 | 29.2678 | 0 | 0 | 0 | 0 | 29.2678 | 29.2678 | 0 | 0 | 0 | 0 | 3.6636 | 3.6636 | 0 | 0 | 0 | 0 | 0.70912 | 0.70912 | 0 | 0 | 0 | 0 | 33.6405 | 33.6405 | TRUE | 0% | 56.62% | 1.846% | 41.54% | 0% | 0% | FALSE | 0% | 0% | 0% | 0% | 0% | FALSE | 0% | 0% | 0% | 0% | 0% | 0% | 0% | 0% | N/A | N/A
| 47 | Line 12 Refurbishment | TRUE | Labour | Transmission Lines | 100% | Replacement Expenditure | Transmission Lines | Repex | N/A | N/A | TL - Transmission towers | TL - Safe and Reliable Network | N/A | Yes | 0% | Safety security & reliability | Transmission Lines (2018 onwards) | 12.64% | TRUE | FY22 | 2 | 21 | 1 | 1 | 1 | 1 | FALSE | FALSE | TRUE | 0.011156 | 0.55002 | 0 | 0 | 0 | 0.56117 | 0.01081 | 0.53997 | 0 | 0 | 0 | 0.55078 | 0.0013032 | 0.061008 | 0 | 0 | 0 | 0.062311 | 0.00025375 | 0.011959 | 0 | 0 | 0 | 0.012212 | 0.012367 | 0.61294 | 0 | 0 | 0 | 0.62531 | 0% | 100% | 0% | 0% | 0% | 0 | 0.56117 | 0 | 0 | 0 | 0.56117 | 0 | 0.55078 | 0 | 0 | 0 | 0.55078 | 0 | 0.062311 | 0 | 0 | 0 | 0.062311 | 0 | 0.012212 | 0 | 0 | 0 | 0.012212 | 0 | 0.62531 | 0 | 0 | 0 | 0.62531 | TRUE | 0% | 25.39% | 21.53% | 53.08% | 0% | 0% | FALSE | 0% | 0% | 0% | 0% | 0% | FALSE | 0% | 0% | 0% | 0% | 0% | 0% | 0% | 0% | N/A | N/A
| 48 | Line 12 Refurbishment | TRUE | Non-Labour | Transmission Lines | 100% | Replacement Expenditure | Transmission Lines | Repex | N/A | N/A | TL - Transmission towers | TL - Safe and Reliable Network | N/A | Yes | 0% | Safety security & reliability | Transmission Lines (2018 onwards) | 87.36% | TRUE | FY22 | 2 | 21 | 2 | 2 | 1 | 2 | FALSE | FALSE | TRUE | 0.077122 | 3.8024 | 0 | 0 | 0 | 3.8796 | 0.077122 | 3.8024 | 0 | 0 | 0 | 3.8796 | 0.0092971 | 0.42961 | 0 | 0 | 0 | 0.43891 | 0.0018103 | 0.084211 | 0 | 0 | 0 | 0.086021 | 0.088229 | 4.3163 | 0 | 0 | 0 | 4.4045 | 0% | 100% | 0% | 0% | 0% | 0 | 3.8796 | 0 | 0 | 0 | 3.8796 | 0 | 3.8796 | 0 | 0 | 0 | 3.8796 | 0 | 0.43891 | 0 | 0 | 0 | 0.43891 | 0 | 0.086021 | 0 | 0 | 0 | 0.086021 | 0 | 4.4045 | 0 | 0 | 0 | 4.4045 | TRUE | 0% | 25.39% | 21.53% | 53.08% | 0% | 0% | FALSE | 0% | 0% | 0% | 0% | 0% | FALSE | 0% | 0% | 0% | 0% | 0% | 0% | 0% | 0% | N/A | N/A
| 49 | Line 12/76 Refurbishment | TRUE | Labour | Transmission Lines | 100% | Replacement Expenditure | Transmission Lines | Repex | N/A | N/A | TL - Transmission towers | TL - Safe and Reliable Network | N/A | No | 0% | Safety security & reliability | Transmission Lines (2018 onwards) | 13.32% | TRUE | FY22 | 2 | 22 | 1 | 1 | 1 | 1 | FALSE | FALSE | TRUE | 0.67231 | 0.03567 | 0 | 0 | 0 | 0.70798 | 0.65151 | 0.035019 | 0 | 0 | 0 | 0.68653 | 0.07854 | 0.0039565 | 0 | 0 | 0 | 0.082497 | 0.015293 | 0.00077555 | 0 | 0 | 0 | 0.016068 | 0.74534 | 0.039751 | 0 | 0 | 0 | 0.78509 | 0% | 100% | 0% | 0% | 0% | 0 | 0.70798 | 0 | 0 | 0 | 0.70798 | 0 | 0.68653 | 0 | 0 | 0 | 0.68653 | 0 | 0.082497 | 0 | 0 | 0 | 0.082497 | 0 | 0.016068 | 0 | 0 | 0 | 0.016068 | 0 | 0.78509 | 0 | 0 | 0 | 0.78509 | TRUE | 0% | 5.541% | 50.52% | 43.94% | 0% | 0% | FALSE | 0% | 0% | 0% | 0% | 0% | FALSE | 0% | 0% | 0% | 0% | 0% | 0% | 0% | 0% | N/A | N/A
| 50 | Line 12/76 Refurbishment | TRUE | Non-Labour | Transmission Lines | 100% | Replacement Expenditure | Transmission Lines | Repex | N/A | N/A | TL - Transmission towers | TL - Safe and Reliable Network | N/A | No | 0% | Safety security & reliability | Transmission Lines (2018 onwards) | 86.68% | TRUE | FY22 | 2 | 22 | 2 | 2 | 1 | 2 | FALSE | FALSE | TRUE | 4.3737 | 0.23205 | 0 | 0 | 0 | 4.6058 | 4.3737 | 0.23205 | 0 | 0 | 0 | 4.6058 | 0.52726 | 0.026218 | 0 | 0 | 0 | 0.55347 | 0.10266 | 0.0051392 | 0 | 0 | 0 | 0.1078 | 5.0036 | 0.26341 | 0 | 0 | 0 | 5.267 | 0% | 100% | 0% | 0% | 0% | 0 | 4.6058 | 0 | 0 | 0 | 4.6058 | 0 | 4.6058 | 0 | 0 | 0 | 4.6058 | 0 | 0.55347 | 0 | 0 | 0 | 0.55347 | 0 | 0.1078 | 0 | 0 | 0 | 0.1078 | 0 | 5.267 | 0 | 0 | 0 | 5.267 | TRUE | 0% | 5.541% | 50.52% | 43.94% | 0% | 0% | FALSE | 0% | 0% | 0% | 0% | 0% | FALSE | 0% | 0% | 0% | 0% | 0% | 0% | 0% | 0% | N/A | N/A
| 51 | Line 13 kemps creek sydney south refurb | TRUE | Labour | Transmission Lines | 100% | Replacement Expenditure | Transmission Lines | Repex | N/A | N/A | TL - Transmission towers | TL - Safe and Reliable Network | N/A | Yes | 0% | Safety security & reliability | Transmission Lines (2018 onwards) | 13.04% | TRUE | FY22 | 2 | 23 | 1 | 1 | 1 | 1 | FALSE | FALSE | TRUE | 0.37419 | 0 | 0 | 0 | 0 | 0.37419 | 0.36262 | 0 | 0 | 0 | 0 | 0.36262 | 0.043714 | 0 | 0 | 0 | 0 | 0.043714 | 0.0085116 | 0 | 0 | 0 | 0 | 0.0085116 | 0.41484 | 0 | 0 | 0 | 0 | 0.41484 | 100% | 0% | 0% | 0% | 0% | 0.37419 | 0 | 0 | 0 | 0 | 0.37419 | 0.36262 | 0 | 0 | 0 | 0 | 0.36262 | 0.043714 | 0 | 0 | 0 | 0 | 0.043714 | 0.0085116 | 0 | 0 | 0 | 0 | 0.0085116 | 0.41484 | 0 | 0 | 0 | 0 | 0.41484 | TRUE | 0% | 38.82% | 32.91% | 28.27% | 0% | 0% | FALSE | 0% | 0% | 0% | 0% | 0% | FALSE | 0% | 0% | 0% | 0% | 0% | 0% | 0% | 0% | N/A | N/A
| 52 | Line 13 kemps creek sydney south refurb | TRUE | Non-Labour | Transmission Lines | 100% | Replacement Expenditure | Transmission Lines | Repex | N/A | N/A | TL - Transmission towers | TL - Safe and Reliable Network | N/A | Yes | 0% | Safety security & reliability | Transmission Lines (2018 onwards) | 86.96% | TRUE | FY22 | 2 | 23 | 2 | 2 | 1 | 2 | FALSE | FALSE | TRUE | 2.4943 | 0 | 0 | 0 | 0 | 2.4943 | 2.4943 | 0 | 0 | 0 | 0 | 2.4943 | 0.30069 | 0 | 0 | 0 | 0 | 0.30069 | 0.058548 | 0 | 0 | 0 | 0 | 0.058548 | 2.8536 | 0 | 0 | 0 | 0 | 2.8536 | 100% | 0% | 0% | 0% | 0% | 2.4943 | 0 | 0 | 0 | 0 | 2.4943 | 2.4943 | 0 | 0 | 0 | 0 | 2.4943 | 0.30069 | 0 | 0 | 0 | 0 | 0.30069 | 0.058548 | 0 | 0 | 0 | 0 | 0.058548 | 2.8536 | 0 | 0 | 0 | 0 | 2.8536 | TRUE | 0% | 38.82% | 32.91% | 28.27% | 0% | 0% | FALSE | 0% | 0% | 0% | 0% | 0% | FALSE | 0% | 0% | 0% | 0% | 0% | 0% | 0% | 0% | N/A | N/A
| 53 | Line 13/78 Refurbishment | TRUE | Labour | Transmission Lines | 100% | Replacement Expenditure | Transmission Lines | Repex | N/A | N/A | TL - Transmission towers | TL - Safe and Reliable Network | N/A | No | 0% | Safety security & reliability | Transmission Lines (2018 onwards) | 13.49% | TRUE | FY22 | 2 | 24 | 1 | 1 | 1 | 1 | FALSE | FALSE | TRUE | 0.57425 | 0 | 0 | 0 | 0 | 0.57425 | 0.55649 | 0 | 0 | 0 | 0 | 0.55649 | 0.067086 | 0 | 0 | 0 | 0 | 0.067086 | 0.013062 | 0 | 0 | 0 | 0 | 0.013062 | 0.63664 | 0 | 0 | 0 | 0 | 0.63664 | 100% | 0% | 0% | 0% | 0% | 0.57425 | 0 | 0 | 0 | 0 | 0.57425 | 0.55649 | 0 | 0 | 0 | 0 | 0.55649 | 0.067086 | 0 | 0 | 0 | 0 | 0.067086 | 0.013062 | 0 | 0 | 0 | 0 | 0.013062 | 0.63664 | 0 | 0 | 0 | 0 | 0.63664 | TRUE | 0% | 6.448% | 53.66% | 39.89% | 0% | 0% | FALSE | 0% | 0% | 0% | 0% | 0% | FALSE | 0% | 0% | 0% | 0% | 0% | 0% | 0% | 0% | N/A | N/A
| 54 | Line 13/78 Refurbishment | TRUE | Non-Labour | Transmission Lines | 100% | Replacement Expenditure | Transmission Lines | Repex | N/A | N/A | TL - Transmission towers | TL - Safe and Reliable Network | N/A | No | 0% | Safety security & reliability | Transmission Lines (2018 onwards) | 86.51% | TRUE | FY22 | 2 | 24 | 2 | 2 | 1 | 2 | FALSE | FALSE | TRUE | 3.6834 | 0 | 0 | 0 | 0 | 3.6834 | 3.6834 | 0 | 0 | 0 | 0 | 3.6834 | 0.44404 | 0 | 0 | 0 | 0 | 0.44404 | 0.08646 | 0 | 0 | 0 | 0 | 0.08646 | 4.2139 | 0 | 0 | 0 | 0 | 4.2139 | 100% | 0% | 0% | 0% | 0% | 3.6834 | 0 | 0 | 0 | 0 | 3.6834 | 3.6834 | 0 | 0 | 0 | 0 | 3.6834 | 0.44404 | 0 | 0 | 0 | 0 | 0.44404 | 0.08646 | 0 | 0 | 0 | 0 | 0.08646 | 4.2139 | 0 | 0 | 0 | 0 | 4.2139 | TRUE | 0% | 6.448% | 53.66% | 39.89% | 0% | 0% | FALSE | 0% | 0% | 0% | 0% | 0% | FALSE | 0% | 0% | 0% | 0% | 0% | 0% | 0% | 0% | N/A | N/A
| 55 | Line 16 Marulan Avon refurb | TRUE | Labour | Transmission Lines | 100% | Replacement Expenditure | Transmission Lines | Repex | N/A | N/A | TL - Transmission towers | TL - Safe and Reliable Network | N/A | Yes | 0% | Safety security & reliability | Transmission Lines (2018 onwards) | 13.38% | TRUE | FY22 | 2 | 25 | 1 | 1 | 1 | 1 | FALSE | FALSE | TRUE | 0.080341 | 1.0405 | 0 | 0 | 0 | 1.1208 | 0.077856 | 1.0215 | 0 | 0 | 0 | 1.0994 | 0.0093856 | 0.11541 | 0 | 0 | 0 | 0.1248 | 0.0018275 | 0.022623 | 0 | 0 | 0 | 0.02445 | 0.089069 | 1.1595 | 0 | 0 | 0 | 1.2486 | 0% | 100% | 0% | 0% | 0% | 0 | 1.1208 | 0 | 0 | 0 | 1.1208 | 0 | 1.0994 | 0 | 0 | 0 | 1.0994 | 0 | 0.1248 | 0 | 0 | 0 | 0.1248 | 0 | 0.02445 | 0 | 0 | 0 | 0.02445 | 0 | 1.2486 | 0 | 0 | 0 | 1.2486 | TRUE | 0% | 21.51% | 47.1% | 31.39% | 0% | 0% | FALSE | 0% | 0% | 0% | 0% | 0% | FALSE | 0% | 0% | 0% | 0% | 0% | 0% | 0% | 0% | N/A | N/A
| 56 | Line 16 Marulan Avon refurb | TRUE | Non-Labour | Transmission Lines | 100% | Replacement Expenditure | Transmission Lines | Repex | N/A | N/A | TL - Transmission towers | TL - Safe and Reliable Network | N/A | Yes | 0% | Safety security & reliability | Transmission Lines (2018 onwards) | 86.62% | TRUE | FY22 | 2 | 25 | 2 | 2 | 1 | 2 | FALSE | FALSE | TRUE | 0.52033 | 6.7388 | 0 | 0 | 0 | 7.2591 | 0.52033 | 6.7388 | 0 | 0 | 0 | 7.2591 | 0.062726 | 0.76137 | 0 | 0 | 0 | 0.82409 | 0.012213 | 0.14924 | 0 | 0 | 0 | 0.16145 | 0.59527 | 7.6494 | 0 | 0 | 0 | 8.2447 | 0% | 100% | 0% | 0% | 0% | 0 | 7.2591 | 0 | 0 | 0 | 7.2591 | 0 | 7.2591 | 0 | 0 | 0 | 7.2591 | 0 | 0.82409 | 0 | 0 | 0 | 0.82409 | 0 | 0.16145 | 0 | 0 | 0 | 0.16145 | 0 | 8.2447 | 0 | 0 | 0 | 8.2447 | TRUE | 0% | 21.51% | 47.1% | 31.39% | 0% | 0% | FALSE | 0% | 0% | 0% | 0% | 0% | FALSE | 0% | 0% | 0% | 0% | 0% | 0% | 0% | 0% | N/A | N/A
| 57 | Line 24/90 Refurbishment | TRUE | Labour | Transmission Lines | 100% | Replacement Expenditure | Transmission Lines | Repex | N/A | N/A | TL - Transmission towers | TL - Safe and Reliable Network | N/A | No | 0% | Safety security & reliability | Transmission Lines (2018 onwards) | 25.3% | TRUE | FY22 | 2 | 26 | 1 | 1 | 1 | 1 | FALSE | FALSE | TRUE | 0.24735 | 0 | 0 | 0 | 0 | 0.24735 | 0.2397 | 0 | 0 | 0 | 0 | 0.2397 | 0.028896 | 0 | 0 | 0 | 0 | 0.028896 | 0.0056264 | 0 | 0 | 0 | 0 | 0.0056264 | 0.27422 | 0 | 0 | 0 | 0 | 0.27422 | 100% | 0% | 0% | 0% | 0% | 0.24735 | 0 | 0 | 0 | 0 | 0.24735 | 0.2397 | 0 | 0 | 0 | 0 | 0.2397 | 0.028896 | 0 | 0 | 0 | 0 | 0.028896 | 0.0056264 | 0 | 0 | 0 | 0 | 0.0056264 | 0.27422 | 0 | 0 | 0 | 0 | 0.27422 | TRUE | 0% | 8.479% | 80.57% | 10.95% | 0% | 0% | FALSE | 0% | 0% | 0% | 0% | 0% | FALSE | 0% | 0% | 0% | 0% | 0% | 0% | 0% | 0% | N/A | N/A
| 58 | Line 24/90 Refurbishment | TRUE | Non-Labour | Transmission Lines | 100% | Replacement Expenditure | Transmission Lines | Repex | N/A | N/A | TL - Transmission towers | TL - Safe and Reliable Network | N/A | No | 0% | Safety security & reliability | Transmission Lines (2018 onwards) | 74.7% | TRUE | FY22 | 2 | 26 | 2 | 2 | 1 | 2 | FALSE | FALSE | TRUE | 0.73043 | 0 | 0 | 0 | 0 | 0.73043 | 0.73043 | 0 | 0 | 0 | 0 | 0.73043 | 0.088055 | 0 | 0 | 0 | 0 | 0.088055 | 0.017145 | 0 | 0 | 0 | 0 | 0.017145 | 0.83563 | 0 | 0 | 0 | 0 | 0.83563 | 100% | 0% | 0% | 0% | 0% | 0.73043 | 0 | 0 | 0 | 0 | 0.73043 | 0.73043 | 0 | 0 | 0 | 0 | 0.73043 | 0.088055 | 0 | 0 | 0 | 0 | 0.088055 | 0.017145 | 0 | 0 | 0 | 0 | 0.017145 | 0.83563 | 0 | 0 | 0 | 0 | 0.83563 | TRUE | 0% | 8.479% | 80.57% | 10.95% | 0% | 0% | FALSE | 0% | 0% | 0% | 0% | 0% | FALSE | 0% | 0% | 0% | 0% | 0% | 0% | 0% | 0% | N/A | N/A
| 59 | Line 25/92 Refurbishment | TRUE | Labour | Transmission Lines | 100% | Replacement Expenditure | Transmission Lines | Repex | N/A | N/A | TL - Transmission towers | TL - Safe and Reliable Network | N/A | No | 0% | Safety security & reliability | Transmission Lines (2018 onwards) | 12.56% | TRUE | FY22 | 2 | 27 | 1 | 1 | 1 | 1 | FALSE | FALSE | TRUE | 0 | 0 | 0.0082038 | 0.43238 | 0.021346 | 0.46193 | 0 | 0 | 0.008147 | 0.43124 | 0.021354 | 0.46074 | 0 | 0 | 0.0011301 | 0.060651 | 0.0026594 | 0.06444 | 0 | 0 | 0.00021668 | 0.011549 | 0.00051508 | 0.012281 | 0 | 0 | 0.0094938 | 0.50344 | 0.024528 | 0.53746 | 0% | 0% | 0% | 0% | 100% | 0 | 0 | 0 | 0 | 0.46193 | 0.46193 | 0 | 0 | 0 | 0 | 0.46074 | 0.46074 | 0 | 0 | 0 | 0 | 0.06444 | 0.06444 | 0 | 0 | 0 | 0 | 0.012281 | 0.012281 | 0 | 0 | 0 | 0 | 0.53746 | 0.53746 | TRUE | 0% | 38.04% | 55.6% | 6.352% | 0% | 0% | FALSE | 0% | 0% | 0% | 0% | 0% | FALSE | 0% | 0% | 0% | 0% | 0% | 0% | 0% | 0% | N/A | N/A
| 60 | Line 25/92 Refurbishment | TRUE | Non-Labour | Transmission Lines | 100% | Replacement Expenditure | Transmission Lines | Repex | N/A | N/A | TL - Transmission towers | TL - Safe and Reliable Network | N/A | No | 0% | Safety security & reliability | Transmission Lines (2018 onwards) | 87.44% | TRUE | FY22 | 2 | 27 | 2 | 2 | 1 | 2 | FALSE | FALSE | TRUE | 0 | 0 | 0.057112 | 3.0101 | 0.1486 | 3.2158 | 0 | 0 | 0.057112 | 3.0101 | 0.1486 | 3.2158 | 0 | 0 | 0.0079222 | 0.42334 | 0.018507 | 0.44977 | 0 | 0 | 0.0015189 | 0.080611 | 0.0035845 | 0.085715 | 0 | 0 | 0.066553 | 3.514 | 0.17069 | 3.7513 | 0% | 0% | 0% | 0% | 100% | 0 | 0 | 0 | 0 | 3.2158 | 3.2158 | 0 | 0 | 0 | 0 | 3.2158 | 3.2158 | 0 | 0 | 0 | 0 | 0.44977 | 0.44977 | 0 | 0 | 0 | 0 | 0.085715 | 0.085715 | 0 | 0 | 0 | 0 | 3.7513 | 3.7513 | TRUE | 0% | 38.04% | 55.6% | 6.352% | 0% | 0% | FALSE | 0% | 0% | 0% | 0% | 0% | FALSE | 0% | 0% | 0% | 0% | 0% | 0% | 0% | 0% | N/A | N/A
| 61 | Line 25/93 Refubishment | FALSE | Labour | Transmission Lines | 100% | Replacement Expenditure | Transmission Lines | Repex | N/A | N/A | TL - Transmission towers | TL - Safe and Reliable Network | N/A | No | 0% | Safety security & reliability | Transmission Lines (2018 onwards) | 0% | TRUE | FY22 | 2 | 28 | 1 | 1 | 1 | 1 | FALSE | FALSE | TRUE | 0 | 0 | 0 | 0 | 0 | 0 | 0 | 0 | 0 | 0 | 0 | 0 | 0 | 0 | 0 | 0 | 0 | 0 | 0 | 0 | 0 | 0 | 0 | 0 | 0 | 0 | 0 | 0 | 0 | 0 | 0% | 0% | 0% | 0% | 0% | 0 | 0 | 0 | 0 | 0 | 0 | 0 | 0 | 0 | 0 | 0 | 0 | 0 | 0 | 0 | 0 | 0 | 0 | 0 | 0 | 0 | 0 | 0 | 0 | 0 | 0 | 0 | 0 | 0 | 0 | TRUE | 0% | 0% | 100% | 0% | 0% | 0% | FALSE | 0% | 0% | 0% | 0% | 0% | FALSE | 0% | 0% | 0% | 0% | 0% | 0% | 0% | 0% | N/A | N/A
| 62 | Line 25/93 Refubishment | FALSE | Non-Labour | Transmission Lines | 100% | Replacement Expenditure | Transmission Lines | Repex | N/A | N/A | TL - Transmission towers | TL - Safe and Reliable Network | N/A | No | 0% | Safety security & reliability | Transmission Lines (2018 onwards) | 100% | TRUE | FY22 | 2 | 28 | 2 | 2 | 1 | 2 | FALSE | FALSE | TRUE | 0 | 0 | 0 | 0 | 0 | 0 | 0 | 0 | 0 | 0 | 0 | 0 | 0 | 0 | 0 | 0 | 0 | 0 | 0 | 0 | 0 | 0 | 0 | 0 | 0 | 0 | 0 | 0 | 0 | 0 | 0% | 0% | 0% | 0% | 0% | 0 | 0 | 0 | 0 | 0 | 0 | 0 | 0 | 0 | 0 | 0 | 0 | 0 | 0 | 0 | 0 | 0 | 0 | 0 | 0 | 0 | 0 | 0 | 0 | 0 | 0 | 0 | 0 | 0 | 0 | TRUE | 0% | 0% | 100% | 0% | 0% | 0% | FALSE | 0% | 0% | 0% | 0% | 0% | FALSE | 0% | 0% | 0% | 0% | 0% | 0% | 0% | 0% | N/A | N/A
| 63 | Line 29/26 Refurbishment | TRUE | Labour | Transmission Lines | 100% | Replacement Expenditure | Transmission Lines | Repex | N/A | N/A | TL - Transmission towers | TL - Safe and Reliable Network | N/A | No | 0% | Safety security & reliability | Transmission Lines (2018 onwards) | 12.96% | TRUE | FY22 | 2 | 29 | 1 | 1 | 1 | 1 | FALSE | FALSE | TRUE | 0 | 0 | 0 | 0.011965 | 0.5899 | 0.60187 | 0 | 0 | 0 | 0.011933 | 0.59012 | 0.60206 | 0 | 0 | 0 | 0.0016783 | 0.073494 | 0.075172 | 0 | 0 | 0 | 0.00031957 | 0.014235 | 0.014554 | 0 | 0 | 0 | 0.013931 | 0.67785 | 0.69178 | 0% | 0% | 0% | 0% | 100% | 0 | 0 | 0 | 0 | 0.60187 | 0.60187 | 0 | 0 | 0 | 0 | 0.60206 | 0.60206 | 0 | 0 | 0 | 0 | 0.075172 | 0.075172 | 0 | 0 | 0 | 0 | 0.014554 | 0.014554 | 0 | 0 | 0 | 0 | 0.69178 | 0.69178 | TRUE | 0% | 36.14% | 43.25% | 20.61% | 0% | 0% | FALSE | 0% | 0% | 0% | 0% | 0% | FALSE | 0% | 0% | 0% | 0% | 0% | 0% | 0% | 0% | N/A | N/A
| 64 | Line 29/26 Refurbishment | TRUE | Non-Labour | Transmission Lines | 100% | Replacement Expenditure | Transmission Lines | Repex | N/A | N/A | TL - Transmission towers | TL - Safe and Reliable Network | N/A | No | 0% | Safety security & reliability | Transmission Lines (2018 onwards) | 87.04% | TRUE | FY22 | 2 | 29 | 2 | 2 | 1 | 2 | FALSE | FALSE | TRUE | 0 | 0 | 0 | 0.08033 | 3.9606 | 4.0409 | 0 | 0 | 0 | 0.08033 | 3.9606 | 4.0409 | 0 | 0 | 0 | 0.011298 | 0.49325 | 0.50455 | 0 | 0 | 0 | 0.0021513 | 0.095536 | 0.097688 | 0 | 0 | 0 | 0.093779 | 4.5494 | 4.6432 | 0% | 0% | 0% | 0% | 100% | 0 | 0 | 0 | 0 | 4.0409 | 4.0409 | 0 | 0 | 0 | 0 | 4.0409 | 4.0409 | 0 | 0 | 0 | 0 | 0.50455 | 0.50455 | 0 | 0 | 0 | 0 | 0.097688 | 0.097688 | 0 | 0 | 0 | 0 | 4.6432 | 4.6432 | TRUE | 0% | 36.14% | 43.25% | 20.61% | 0% | 0% | FALSE | 0% | 0% | 0% | 0% | 0% | FALSE | 0% | 0% | 0% | 0% | 0% | 0% | 0% | 0% | N/A | N/A
| 65 | Line 76/77 Refurbishment | FALSE | Labour | Transmission Lines | 100% | Replacement Expenditure | Transmission Lines | Repex | N/A | N/A | TL - Transmission towers | TL - Safe and Reliable Network | N/A | No | 0% | Safety security & reliability | Transmission Lines (2018 onwards) | 0% | TRUE | FY22 | 2 | 30 | 1 | 1 | 1 | 1 | FALSE | FALSE | TRUE | 0 | 0 | 0 | 0 | 0 | 0 | 0 | 0 | 0 | 0 | 0 | 0 | 0 | 0 | 0 | 0 | 0 | 0 | 0 | 0 | 0 | 0 | 0 | 0 | 0 | 0 | 0 | 0 | 0 | 0 | 0% | 0% | 0% | 0% | 0% | 0 | 0 | 0 | 0 | 0 | 0 | 0 | 0 | 0 | 0 | 0 | 0 | 0 | 0 | 0 | 0 | 0 | 0 | 0 | 0 | 0 | 0 | 0 | 0 | 0 | 0 | 0 | 0 | 0 | 0 | TRUE | 0% | 40% | 60% | 0% | 0% | 0% | FALSE | 0% | 0% | 0% | 0% | 0% | FALSE | 0% | 0% | 0% | 0% | 0% | 0% | 0% | 0% | N/A | N/A
| 66 | Line 76/77 Refurbishment | FALSE | Non-Labour | Transmission Lines | 100% | Replacement Expenditure | Transmission Lines | Repex | N/A | N/A | TL - Transmission towers | TL - Safe and Reliable Network | N/A | No | 0% | Safety security & reliability | Transmission Lines (2018 onwards) | 100% | TRUE | FY22 | 2 | 30 | 2 | 2 | 1 | 2 | FALSE | FALSE | TRUE | 0 | 0 | 0 | 0 | 0 | 0 | 0 | 0 | 0 | 0 | 0 | 0 | 0 | 0 | 0 | 0 | 0 | 0 | 0 | 0 | 0 | 0 | 0 | 0 | 0 | 0 | 0 | 0 | 0 | 0 | 0% | 0% | 0% | 0% | 0% | 0 | 0 | 0 | 0 | 0 | 0 | 0 | 0 | 0 | 0 | 0 | 0 | 0 | 0 | 0 | 0 | 0 | 0 | 0 | 0 | 0 | 0 | 0 | 0 | 0 | 0 | 0 | 0 | 0 | 0 | TRUE | 0% | 40% | 60% | 0% | 0% | 0% | FALSE | 0% | 0% | 0% | 0% | 0% | FALSE | 0% | 0% | 0% | 0% | 0% | 0% | 0% | 0% | N/A | N/A
| 67 | Line 76/78 Refurbishment | TRUE | Labour | Transmission Lines | 100% | Replacement Expenditure | Transmission Lines | Repex | N/A | N/A | TL - Transmission towers | TL - Safe and Reliable Network | N/A | No | 0% | Safety security & reliability | Transmission Lines (2018 onwards) | 12.63% | TRUE | FY22 | 2 | 31 | 1 | 1 | 1 | 1 | FALSE | FALSE | TRUE | 0.43559 | 0 | 0 | 0 | 0 | 0.43559 | 0.42212 | 0 | 0 | 0 | 0 | 0.42212 | 0.050887 | 0 | 0 | 0 | 0 | 0.050887 | 0.0099083 | 0 | 0 | 0 | 0 | 0.0099083 | 0.48292 | 0 | 0 | 0 | 0 | 0.48292 | 100% | 0% | 0% | 0% | 0% | 0.43559 | 0 | 0 | 0 | 0 | 0.43559 | 0.42212 | 0 | 0 | 0 | 0 | 0.42212 | 0.050887 | 0 | 0 | 0 | 0 | 0.050887 | 0.0099083 | 0 | 0 | 0 | 0 | 0.0099083 | 0.48292 | 0 | 0 | 0 | 0 | 0.48292 | TRUE | 0% | 9.25% | 75.22% | 15.53% | 0% | 0% | FALSE | 0% | 0% | 0% | 0% | 0% | FALSE | 0% | 0% | 0% | 0% | 0% | 0% | 0% | 0% | N/A | N/A
| 68 | Line 76/78 Refurbishment | TRUE | Non-Labour | Transmission Lines | 100% | Replacement Expenditure | Transmission Lines | Repex | N/A | N/A | TL - Transmission towers | TL - Safe and Reliable Network | N/A | No | 0% | Safety security & reliability | Transmission Lines (2018 onwards) | 87.37% | TRUE | FY22 | 2 | 31 | 2 | 2 | 1 | 2 | FALSE | FALSE | TRUE | 3.0141 | 0 | 0 | 0 | 0 | 3.0141 | 3.0141 | 0 | 0 | 0 | 0 | 3.0141 | 0.36335 | 0 | 0 | 0 | 0 | 0.36335 | 0.070749 | 0 | 0 | 0 | 0 | 0.070749 | 3.4482 | 0 | 0 | 0 | 0 | 3.4482 | 100% | 0% | 0% | 0% | 0% | 3.0141 | 0 | 0 | 0 | 0 | 3.0141 | 3.0141 | 0 | 0 | 0 | 0 | 3.0141 | 0.36335 | 0 | 0 | 0 | 0 | 0.36335 | 0.070749 | 0 | 0 | 0 | 0 | 0.070749 | 3.4482 | 0 | 0 | 0 | 0 | 3.4482 | TRUE | 0% | 9.25% | 75.22% | 15.53% | 0% | 0% | FALSE | 0% | 0% | 0% | 0% | 0% | FALSE | 0% | 0% | 0% | 0% | 0% | 0% | 0% | 0% | N/A | N/A
| 69 | Line 82 Refurbishment | FALSE | Labour | Transmission Lines | 100% | Replacement Expenditure | Transmission Lines | Repex | N/A | N/A | TL - Transmission towers | TL - Safe and Reliable Network | N/A | No | 0% | Safety security & reliability | Transmission Lines (2018 onwards) | 0% | TRUE | FY22 | 2 | 32 | 1 | 1 | 1 | 1 | FALSE | FALSE | TRUE | 0 | 0 | 0 | 0 | 0 | 0 | 0 | 0 | 0 | 0 | 0 | 0 | 0 | 0 | 0 | 0 | 0 | 0 | 0 | 0 | 0 | 0 | 0 | 0 | 0 | 0 | 0 | 0 | 0 | 0 | 0% | 0% | 0% | 0% | 0% | 0 | 0 | 0 | 0 | 0 | 0 | 0 | 0 | 0 | 0 | 0 | 0 | 0 | 0 | 0 | 0 | 0 | 0 | 0 | 0 | 0 | 0 | 0 | 0 | 0 | 0 | 0 | 0 | 0 | 0 | TRUE | 0% | 0% | 100% | 0% | 0% | 0% | FALSE | 0% | 0% | 0% | 0% | 0% | FALSE | 0% | 0% | 0% | 0% | 0% | 0% | 0% | 0% | N/A | N/A
| 70 | Line 82 Refurbishment | FALSE | Non-Labour | Transmission Lines | 100% | Replacement Expenditure | Transmission Lines | Repex | N/A | N/A | TL - Transmission towers | TL - Safe and Reliable Network | N/A | No | 0% | Safety security & reliability | Transmission Lines (2018 onwards) | 100% | TRUE | FY22 | 2 | 32 | 2 | 2 | 1 | 2 | FALSE | FALSE | TRUE | 0 | 0 | 0 | 0 | 0 | 0 | 0 | 0 | 0 | 0 | 0 | 0 | 0 | 0 | 0 | 0 | 0 | 0 | 0 | 0 | 0 | 0 | 0 | 0 | 0 | 0 | 0 | 0 | 0 | 0 | 0% | 0% | 0% | 0% | 0% | 0 | 0 | 0 | 0 | 0 | 0 | 0 | 0 | 0 | 0 | 0 | 0 | 0 | 0 | 0 | 0 | 0 | 0 | 0 | 0 | 0 | 0 | 0 | 0 | 0 | 0 | 0 | 0 | 0 | 0 | TRUE | 0% | 0% | 100% | 0% | 0% | 0% | FALSE | 0% | 0% | 0% | 0% | 0% | FALSE | 0% | 0% | 0% | 0% | 0% | 0% | 0% | 0% | N/A | N/A
| 71 | Line 82/95 Refurbishment | TRUE | Labour | Transmission Lines | 100% | Replacement Expenditure | Transmission Lines | Repex | N/A | N/A | TL - Transmission towers | TL - Safe and Reliable Network | N/A | No | 0% | Safety security & reliability | Transmission Lines (2018 onwards) | 12.67% | TRUE | FY22 | 2 | 33 | 1 | 1 | 1 | 1 | FALSE | FALSE | TRUE | 0 | 0.0098254 | 0.51784 | 0.025565 | 0 | 0.55323 | 0 | 0.009646 | 0.51426 | 0.025498 | 0 | 0.5494 | 0 | 0.0010898 | 0.071334 | 0.0035861 | 0 | 0.07601 | 0 | 0.00021363 | 0.013677 | 0.00068284 | 0 | 0.014574 | 0 | 0.010949 | 0.59927 | 0.029767 | 0 | 0.63998 | 0% | 0% | 0% | 100% | 0% | 0 | 0 | 0 | 0.55323 | 0 | 0.55323 | 0 | 0 | 0 | 0.5494 | 0 | 0.5494 | 0 | 0 | 0 | 0.07601 | 0 | 0.07601 | 0 | 0 | 0 | 0.014574 | 0 | 0.014574 | 0 | 0 | 0 | 0.63998 | 0 | 0.63998 | TRUE | 0% | 27.33% | 57.53% | 15.15% | 0% | 0% | FALSE | 0% | 0% | 0% | 0% | 0% | FALSE | 0% | 0% | 0% | 0% | 0% | 0% | 0% | 0% | N/A | N/A
| 72 | Line 82/95 Refurbishment | TRUE | Non-Labour | Transmission Lines | 100% | Replacement Expenditure | Transmission Lines | Repex | N/A | N/A | TL - Transmission towers | TL - Safe and Reliable Network | N/A | No | 0% | Safety security & reliability | Transmission Lines (2018 onwards) | 87.33% | TRUE | FY22 | 2 | 33 | 2 | 2 | 1 | 2 | FALSE | FALSE | TRUE | 0 | 0.06771 | 3.5686 | 0.17618 | 0 | 3.8125 | 0 | 0.06771 | 3.5686 | 0.17618 | 0 | 3.8125 | 0 | 0.0076501 | 0.49501 | 0.024778 | 0 | 0.52744 | 0 | 0.0014995 | 0.09491 | 0.0047181 | 0 | 0.10113 | 0 | 0.07686 | 4.1585 | 0.20567 | 0 | 4.4411 | 0% | 0% | 0% | 100% | 0% | 0 | 0 | 0 | 3.8125 | 0 | 3.8125 | 0 | 0 | 0 | 3.8125 | 0 | 3.8125 | 0 | 0 | 0 | 0.52744 | 0 | 0.52744 | 0 | 0 | 0 | 0.10113 | 0 | 0.10113 | 0 | 0 | 0 | 4.4411 | 0 | 4.4411 | TRUE | 0% | 27.33% | 57.53% | 15.15% | 0% | 0% | FALSE | 0% | 0% | 0% | 0% | 0% | FALSE | 0% | 0% | 0% | 0% | 0% | 0% | 0% | 0% | N/A | N/A
| 73 | Line 8C/8E Refurbishment | TRUE | Labour | Transmission Lines | 100% | Replacement Expenditure | Transmission Lines | Repex | N/A | N/A | TL - Insulators | TL - Safe and Reliable Network | N/A | No | 0% | Safety security & reliability | Transmission Lines (2018 onwards) | 13.23% | TRUE | FY22 | 2 | 34 | 1 | 1 | 1 | 1 | FALSE | FALSE | TRUE | 0 | 0.019115 | 0.043796 | 0.53594 | 1.9379 | 2.5367 | 0 | 0.018766 | 0.043492 | 0.53453 | 1.9386 | 2.5354 | 0 | 0.0021202 | 0.006033 | 0.075177 | 0.24143 | 0.32476 | 0 | 0.0004156 | 0.0011567 | 0.014315 | 0.046762 | 0.062649 | 0 | 0.021302 | 0.050682 | 0.62402 | 2.2268 | 2.9228 | 0% | 0% | 0% | 0% | 100% | 0 | 0 | 0 | 0 | 2.5367 | 2.5367 | 0 | 0 | 0 | 0 | 2.5354 | 2.5354 | 0 | 0 | 0 | 0 | 0.32476 | 0.32476 | 0 | 0 | 0 | 0 | 0.062649 | 0.062649 | 0 | 0 | 0 | 0 | 2.9228 | 2.9228 | TRUE | 0% | 12.62% | 73.87% | 13.51% | 0% | 0% | FALSE | 0% | 0% | 0% | 0% | 0% | FALSE | 0% | 0% | 0% | 0% | 0% | 0% | 0% | 0% | N/A | N/A
| 74 | Line 8C/8E Refurbishment | TRUE | Non-Labour | Transmission Lines | 100% | Replacement Expenditure | Transmission Lines | Repex | N/A | N/A | TL - Insulators | TL - Safe and Reliable Network | N/A | No | 0% | Safety security & reliability | Transmission Lines (2018 onwards) | 86.77% | TRUE | FY22 | 2 | 34 | 2 | 2 | 1 | 2 | FALSE | FALSE | TRUE | 0 | 0.12539 | 0.28728 | 3.5155 | 12.7116 | 16.6398 | 0 | 0.12539 | 0.28728 | 3.5155 | 12.7116 | 16.6398 | 0 | 0.014166 | 0.03985 | 0.49443 | 1.5831 | 2.1315 | 0 | 0.0027769 | 0.0076405 | 0.094147 | 0.30663 | 0.41119 | 0 | 0.14233 | 0.33477 | 4.1041 | 14.6014 | 19.1826 | 0% | 0% | 0% | 0% | 100% | 0 | 0 | 0 | 0 | 16.6398 | 16.6398 | 0 | 0 | 0 | 0 | 16.6398 | 16.6398 | 0 | 0 | 0 | 0 | 2.1315 | 2.1315 | 0 | 0 | 0 | 0 | 0.41119 | 0.41119 | 0 | 0 | 0 | 0 | 19.1826 | 19.1826 | TRUE | 0% | 12.62% | 73.87% | 13.51% | 0% | 0% | FALSE | 0% | 0% | 0% | 0% | 0% | FALSE | 0% | 0% | 0% | 0% | 0% | 0% | 0% | 0% | N/A | N/A
| 75 | Line 8C/8J Refurbishment | TRUE | Labour | Transmission Lines | 100% | Replacement Expenditure | Transmission Lines | Repex | N/A | N/A | TL - Insulators | TL - Safe and Reliable Network | N/A | No | 0% | Safety security & reliability | Transmission Lines (2018 onwards) | 12.6% | TRUE | FY22 | 2 | 35 | 1 | 1 | 1 | 1 | FALSE | FALSE | TRUE | 0.01184 | 0.070275 | 0.98936 | 0 | 0 | 1.0715 | 0.011474 | 0.068992 | 0.98251 | 0 | 0 | 1.063 | 0.0013832 | 0.0077949 | 0.13629 | 0 | 0 | 0.14546 | 0.00026931 | 0.0015279 | 0.026131 | 0 | 0 | 0.027928 | 0.013126 | 0.078315 | 1.1449 | 0 | 0 | 1.2364 | 0% | 0% | 100% | 0% | 0% | 0 | 0 | 1.0715 | 0 | 0 | 1.0715 | 0 | 0 | 1.063 | 0 | 0 | 1.063 | 0 | 0 | 0.14546 | 0 | 0 | 0.14546 | 0 | 0 | 0.027928 | 0 | 0 | 0.027928 | 0 | 0 | 1.2364 | 0 | 0 | 1.2364 | TRUE | 0% | 2.093% | 91.56% | 6.345% | 0% | 0% | FALSE | 0% | 0% | 0% | 0% | 0% | FALSE | 0% | 0% | 0% | 0% | 0% | 0% | 0% | 0% | N/A | N/A
| 76 | Line 8C/8J Refurbishment | TRUE | Non-Labour | Transmission Lines | 100% | Replacement Expenditure | Transmission Lines | Repex | N/A | N/A | TL - Insulators | TL - Safe and Reliable Network | N/A | No | 0% | Safety security & reliability | Transmission Lines (2018 onwards) | 87.4% | TRUE | FY22 | 2 | 35 | 2 | 2 | 1 | 2 | FALSE | FALSE | TRUE | 0.082133 | 0.4875 | 6.8632 | 0 | 0 | 7.4328 | 0.082133 | 0.4875 | 6.8632 | 0 | 0 | 7.4328 | 0.0099012 | 0.055079 | 0.95201 | 0 | 0 | 1.017 | 0.0019279 | 0.010796 | 0.18253 | 0 | 0 | 0.19526 | 0.093962 | 0.55338 | 7.9977 | 0 | 0 | 8.6451 | 0% | 0% | 100% | 0% | 0% | 0 | 0 | 7.4328 | 0 | 0 | 7.4328 | 0 | 0 | 7.4328 | 0 | 0 | 7.4328 | 0 | 0 | 1.017 | 0 | 0 | 1.017 | 0 | 0 | 0.19526 | 0 | 0 | 0.19526 | 0 | 0 | 8.6451 | 0 | 0 | 8.6451 | TRUE | 0% | 2.093% | 91.56% | 6.345% | 0% | 0% | FALSE | 0% | 0% | 0% | 0% | 0% | FALSE | 0% | 0% | 0% | 0% | 0% | 0% | 0% | 0% | N/A | N/A
| 77 | Line 8L/8M Refurbishment | TRUE | Labour | Transmission Lines | 100% | Replacement Expenditure | Transmission Lines | Repex | N/A | N/A | TL - Insulators | TL - Safe and Reliable Network | N/A | No | 0% | Safety security & reliability | Transmission Lines (2018 onwards) | 12.46% | TRUE | FY22 | 2 | 36 | 1 | 1 | 1 | 1 | FALSE | FALSE | TRUE | 0 | 0 | 0 | 0 | 0.010436 | 0.010436 | 0 | 0 | 0 | 0 | 0.01044 | 0.01044 | 0 | 0 | 0 | 0 | 0.0013002 | 0.0013002 | 0 | 0 | 0 | 0 | 0.00025183 | 0.00025183 | 0 | 0 | 0 | 0 | 0.011992 | 0.011992 | 0% | 0% | 0% | 0% | 0% | 0 | 0 | 0 | 0 | 0 | 0 | 0 | 0 | 0 | 0 | 0 | 0 | 0 | 0 | 0 | 0 | 0 | 0 | 0 | 0 | 0 | 0 | 0 | 0 | 0 | 0 | 0 | 0 | 0 | 0 | TRUE | 0% | 4.217% | 77.51% | 18.27% | 0% | 0% | FALSE | 0% | 0% | 0% | 0% | 0% | FALSE | 0% | 0% | 0% | 0% | 0% | 0% | 0% | 0% | N/A | N/A
| 78 | Line 8L/8M Refurbishment | TRUE | Non-Labour | Transmission Lines | 100% | Replacement Expenditure | Transmission Lines | Repex | N/A | N/A | TL - Insulators | TL - Safe and Reliable Network | N/A | No | 0% | Safety security & reliability | Transmission Lines (2018 onwards) | 87.54% | TRUE | FY22 | 2 | 36 | 2 | 2 | 1 | 2 | FALSE | FALSE | TRUE | 0 | 0 | 0 | 0 | 0.073309 | 0.073309 | 0 | 0 | 0 | 0 | 0.073309 | 0.073309 | 0 | 0 | 0 | 0 | 0.0091299 | 0.0091299 | 0 | 0 | 0 | 0 | 0.0017683 | 0.0017683 | 0 | 0 | 0 | 0 | 0.084207 | 0.084207 | 0% | 0% | 0% | 0% | 0% | 0 | 0 | 0 | 0 | 0 | 0 | 0 | 0 | 0 | 0 | 0 | 0 | 0 | 0 | 0 | 0 | 0 | 0 | 0 | 0 | 0 | 0 | 0 | 0 | 0 | 0 | 0 | 0 | 0 | 0 | TRUE | 0% | 4.217% | 77.51% | 18.27% | 0% | 0% | FALSE | 0% | 0% | 0% | 0% | 0% | FALSE | 0% | 0% | 0% | 0% | 0% | 0% | 0% | 0% | N/A | N/A
| 79 | Line 90/92 Refurbishment | TRUE | Labour | Transmission Lines | 100% | Replacement Expenditure | Transmission Lines | Repex | N/A | N/A | TL - Transmission towers | TL - Safe and Reliable Network | N/A | No | 0% | Safety security & reliability | Transmission Lines (2018 onwards) | 24.58% | TRUE | FY22 | 2 | 37 | 1 | 1 | 1 | 1 | FALSE | FALSE | TRUE | 0.009128 | 0.31892 | 0 | 0 | 0 | 0.32805 | 0.0088456 | 0.3131 | 0 | 0 | 0 | 0.32194 | 0.0010664 | 0.035375 | 0 | 0 | 0 | 0.036441 | 0.00020763 | 0.0069341 | 0 | 0 | 0 | 0.0071417 | 0.01012 | 0.35541 | 0 | 0 | 0 | 0.36553 | 0% | 100% | 0% | 0% | 0% | 0 | 0.32805 | 0 | 0 | 0 | 0.32805 | 0 | 0.32194 | 0 | 0 | 0 | 0.32194 | 0 | 0.036441 | 0 | 0 | 0 | 0.036441 | 0 | 0.0071417 | 0 | 0 | 0 | 0.0071417 | 0 | 0.36553 | 0 | 0 | 0 | 0.36553 | TRUE | 0% | 1.741% | 92.28% | 5.981% | 0% | 0% | FALSE | 0% | 0% | 0% | 0% | 0% | FALSE | 0% | 0% | 0% | 0% | 0% | 0% | 0% | 0% | N/A | N/A
| 80 | Line 90/92 Refurbishment | TRUE | Non-Labour | Transmission Lines | 100% | Replacement Expenditure | Transmission Lines | Repex | N/A | N/A | TL - Transmission towers | TL - Safe and Reliable Network | N/A | No | 0% | Safety security & reliability | Transmission Lines (2018 onwards) | 75.42% | TRUE | FY22 | 2 | 37 | 2 | 2 | 1 | 2 | FALSE | FALSE | TRUE | 0.028011 | 0.97869 | 0 | 0 | 0 | 1.0067 | 0.028011 | 0.97869 | 0 | 0 | 0 | 1.0067 | 0.0033768 | 0.11058 | 0 | 0 | 0 | 0.11395 | 0.0006575 | 0.021675 | 0 | 0 | 0 | 0.022332 | 0.032046 | 1.1109 | 0 | 0 | 0 | 1.143 | 0% | 100% | 0% | 0% | 0% | 0 | 1.0067 | 0 | 0 | 0 | 1.0067 | 0 | 1.0067 | 0 | 0 | 0 | 1.0067 | 0 | 0.11395 | 0 | 0 | 0 | 0.11395 | 0 | 0.022332 | 0 | 0 | 0 | 0.022332 | 0 | 1.143 | 0 | 0 | 0 | 1.143 | TRUE | 0% | 1.741% | 92.28% | 5.981% | 0% | 0% | FALSE | 0% | 0% | 0% | 0% | 0% | FALSE | 0% | 0% | 0% | 0% | 0% | 0% | 0% | 0% | N/A | N/A
| 81 | Line 92/93 Refurbishment | TRUE | Labour | Transmission Lines | 100% | Replacement Expenditure | Transmission Lines | Repex | N/A | N/A | TL - Transmission towers | TL - Safe and Reliable Network | N/A | No | 0% | Safety security & reliability | Transmission Lines (2018 onwards) | 23.5% | TRUE | FY22 | 2 | 38 | 1 | 1 | 1 | 1 | FALSE | FALSE | TRUE | 0.013694 | 0.53705 | 0 | 0 | 0 | 0.55075 | 0.013271 | 0.52725 | 0 | 0 | 0 | 0.54052 | 0.0015998 | 0.05957 | 0 | 0 | 0 | 0.06117 | 0.0003115 | 0.011677 | 0 | 0 | 0 | 0.011988 | 0.015182 | 0.59849 | 0 | 0 | 0 | 0.61367 | 0% | 100% | 0% | 0% | 0% | 0 | 0.55075 | 0 | 0 | 0 | 0.55075 | 0 | 0.54052 | 0 | 0 | 0 | 0.54052 | 0 | 0.06117 | 0 | 0 | 0 | 0.06117 | 0 | 0.011988 | 0 | 0 | 0 | 0.011988 | 0 | 0.61367 | 0 | 0 | 0 | 0.61367 | TRUE | 0% | 1.736% | 45.68% | 52.58% | 0% | 0% | FALSE | 0% | 0% | 0% | 0% | 0% | FALSE | 0% | 0% | 0% | 0% | 0% | 0% | 0% | 0% | N/A | N/A
| 82 | Line 92/93 Refurbishment | TRUE | Non-Labour | Transmission Lines | 100% | Replacement Expenditure | Transmission Lines | Repex | N/A | N/A | TL - Transmission towers | TL - Safe and Reliable Network | N/A | No | 0% | Safety security & reliability | Transmission Lines (2018 onwards) | 76.5% | TRUE | FY22 | 2 | 38 | 2 | 2 | 1 | 2 | FALSE | FALSE | TRUE | 0.044573 | 1.748 | 0 | 0 | 0 | 1.7926 | 0.044573 | 1.748 | 0 | 0 | 0 | 1.7926 | 0.0053733 | 0.1975 | 0 | 0 | 0 | 0.20287 | 0.0010462 | 0.038713 | 0 | 0 | 0 | 0.039759 | 0.050992 | 1.9842 | 0 | 0 | 0 | 2.0352 | 0% | 100% | 0% | 0% | 0% | 0 | 1.7926 | 0 | 0 | 0 | 1.7926 | 0 | 1.7926 | 0 | 0 | 0 | 1.7926 | 0 | 0.20287 | 0 | 0 | 0 | 0.20287 | 0 | 0.039759 | 0 | 0 | 0 | 0.039759 | 0 | 2.0352 | 0 | 0 | 0 | 2.0352 | TRUE | 0% | 1.736% | 45.68% | 52.58% | 0% | 0% | FALSE | 0% | 0% | 0% | 0% | 0% | FALSE | 0% | 0% | 0% | 0% | 0% | 0% | 0% | 0% | N/A | N/A
| 83 | Line 94/96 Refurbishment | TRUE | Labour | Transmission Lines | 100% | Replacement Expenditure | Transmission Lines | Repex | N/A | N/A | TL - Transmission towers | TL - Safe and Reliable Network | N/A | No | 0% | Safety security & reliability | Transmission Lines (2018 onwards) | 12.37% | TRUE | FY22 | 2 | 39 | 1 | 1 | 1 | 1 | FALSE | FALSE | TRUE | 0 | 0 | 0.0075911 | 0.40008 | 0.019751 | 0.42743 | 0 | 0 | 0.0075385 | 0.39903 | 0.019759 | 0.42633 | 0 | 0 | 0.0010457 | 0.056121 | 0.0024607 | 0.059627 | 0 | 0 | 0.00020049 | 0.010686 | 0.00047661 | 0.011363 | 0 | 0 | 0.0087847 | 0.46584 | 0.022696 | 0.49732 | 0% | 0% | 0% | 0% | 100% | 0 | 0 | 0 | 0 | 0.42743 | 0.42743 | 0 | 0 | 0 | 0 | 0.42633 | 0.42633 | 0 | 0 | 0 | 0 | 0.059627 | 0.059627 | 0 | 0 | 0 | 0 | 0.011363 | 0.011363 | 0 | 0 | 0 | 0 | 0.49732 | 0.49732 | TRUE | 0% | 34.95% | 43.36% | 21.69% | 0% | 0% | FALSE | 0% | 0% | 0% | 0% | 0% | FALSE | 0% | 0% | 0% | 0% | 0% | 0% | 0% | 0% | N/A | N/A
| 84 | Line 94/96 Refurbishment | TRUE | Non-Labour | Transmission Lines | 100% | Replacement Expenditure | Transmission Lines | Repex | N/A | N/A | TL - Transmission towers | TL - Safe and Reliable Network | N/A | No | 0% | Safety security & reliability | Transmission Lines (2018 onwards) | 87.63% | TRUE | FY22 | 2 | 39 | 2 | 2 | 1 | 2 | FALSE | FALSE | TRUE | 0 | 0 | 0.05376 | 2.8334 | 0.13988 | 3.027 | 0 | 0 | 0.05376 | 2.8334 | 0.13988 | 3.027 | 0 | 0 | 0.0074571 | 0.39849 | 0.01742 | 0.42337 | 0 | 0 | 0.0014298 | 0.075879 | 0.0033741 | 0.080683 | 0 | 0 | 0.062646 | 3.3077 | 0.16067 | 3.5311 | 0% | 0% | 0% | 0% | 100% | 0 | 0 | 0 | 0 | 3.027 | 3.027 | 0 | 0 | 0 | 0 | 3.027 | 3.027 | 0 | 0 | 0 | 0 | 0.42337 | 0.42337 | 0 | 0 | 0 | 0 | 0.080683 | 0.080683 | 0 | 0 | 0 | 0 | 3.5311 | 3.5311 | TRUE | 0% | 34.95% | 43.36% | 21.69% | 0% | 0% | FALSE | 0% | 0% | 0% | 0% | 0% | FALSE | 0% | 0% | 0% | 0% | 0% | 0% | 0% | 0% | N/A | N/A
| 85 | Line 947 Refurbishment | TRUE | Labour | Transmission Lines | 100% | Replacement Expenditure | Transmission Lines | Repex | N/A | N/A | TL - Transmission poles | TL - Safe and Reliable Network | N/A | No | 0% | Safety security & reliability | Transmission Lines (2018 onwards) | 13.54% | TRUE | FY22 | 2 | 40 | 1 | 1 | 1 | 1 | FALSE | FALSE | TRUE | 0 | 0 | 0 | 0.018892 | 0.74088 | 0.75978 | 0 | 0 | 0 | 0.018842 | 0.74116 | 0.76 | 0 | 0 | 0 | 0.00265 | 0.092304 | 0.094954 | 0 | 0 | 0 | 0.0005046 | 0.017878 | 0.018383 | 0 | 0 | 0 | 0.021997 | 0.85134 | 0.87334 | 0% | 0% | 0% | 0% | 100% | 0 | 0 | 0 | 0 | 0.75978 | 0.75978 | 0 | 0 | 0 | 0 | 0.76 | 0.76 | 0 | 0 | 0 | 0 | 0.094954 | 0.094954 | 0 | 0 | 0 | 0 | 0.018383 | 0.018383 | 0 | 0 | 0 | 0 | 0.87334 | 0.87334 | TRUE | 95.81% | 0% | 0.8544% | 3.337% | 0% | 0% | FALSE | 0% | 0% | 0% | 0% | 0% | FALSE | 0% | 0% | 0% | 0% | 0% | 0% | 0% | 0% | N/A | N/A
| 86 | Line 947 Refurbishment | TRUE | Non-Labour | Transmission Lines | 100% | Replacement Expenditure | Transmission Lines | Repex | N/A | N/A | TL - Transmission poles | TL - Safe and Reliable Network | N/A | No | 0% | Safety security & reliability | Transmission Lines (2018 onwards) | 86.46% | TRUE | FY22 | 2 | 40 | 2 | 2 | 1 | 2 | FALSE | FALSE | TRUE | 0 | 0 | 0 | 0.12068 | 4.7329 | 4.8536 | 0 | 0 | 0 | 0.12068 | 4.7329 | 4.8536 | 0 | 0 | 0 | 0.016973 | 0.58943 | 0.6064 | 0 | 0 | 0 | 0.0032319 | 0.11416 | 0.1174 | 0 | 0 | 0 | 0.14089 | 5.4365 | 5.5774 | 0% | 0% | 0% | 0% | 100% | 0 | 0 | 0 | 0 | 4.8536 | 4.8536 | 0 | 0 | 0 | 0 | 4.8536 | 4.8536 | 0 | 0 | 0 | 0 | 0.6064 | 0.6064 | 0 | 0 | 0 | 0 | 0.1174 | 0.1174 | 0 | 0 | 0 | 0 | 5.5774 | 5.5774 | TRUE | 95.81% | 0% | 0.8544% | 3.337% | 0% | 0% | FALSE | 0% | 0% | 0% | 0% | 0% | FALSE | 0% | 0% | 0% | 0% | 0% | 0% | 0% | 0% | N/A | N/A
| 87 | Line 94M Refurbishment | TRUE | Labour | Transmission Lines | 100% | Replacement Expenditure | Transmission Lines | Repex | N/A | N/A | TL - Transmission poles | TL - Safe and Reliable Network | N/A | No | 0% | Safety security & reliability | Transmission Lines (2018 onwards) | 13.72% | TRUE | FY22 | 2 | 41 | 1 | 1 | 1 | 1 | FALSE | FALSE | TRUE | 0 | 0.021793 | 0.9584 | 0 | 0 | 0.9802 | 0 | 0.021395 | 0.95176 | 0 | 0 | 0.97316 | 0 | 0.0024173 | 0.13202 | 0 | 0 | 0.13444 | 0 | 0.00047383 | 0.025313 | 0 | 0 | 0.025787 | 0 | 0.024286 | 1.1091 | 0 | 0 | 1.1334 | 0% | 0% | 100% | 0% | 0% | 0 | 0 | 0.9802 | 0 | 0 | 0.9802 | 0 | 0 | 0.97316 | 0 | 0 | 0.97316 | 0 | 0 | 0.13444 | 0 | 0 | 0.13444 | 0 | 0 | 0.025787 | 0 | 0 | 0.025787 | 0 | 0 | 1.1334 | 0 | 0 | 1.1334 | TRUE | 95.94% | 0% | 0.7187% | 3.344% | 0% | 0% | FALSE | 0% | 0% | 0% | 0% | 0% | FALSE | 0% | 0% | 0% | 0% | 0% | 0% | 0% | 0% | N/A | N/A
| 88 | Line 94M Refurbishment | TRUE | Non-Labour | Transmission Lines | 100% | Replacement Expenditure | Transmission Lines | Repex | N/A | N/A | TL - Transmission poles | TL - Safe and Reliable Network | N/A | No | 0% | Safety security & reliability | Transmission Lines (2018 onwards) | 86.28% | TRUE | FY22 | 2 | 41 | 2 | 2 | 1 | 2 | FALSE | FALSE | TRUE | 0 | 0.13707 | 6.028 | 0 | 0 | 6.1651 | 0 | 0.13707 | 6.028 | 0 | 0 | 6.1651 | 0 | 0.015487 | 0.83616 | 0 | 0 | 0.85165 | 0 | 0.0030356 | 0.16032 | 0 | 0 | 0.16336 | 0 | 0.15559 | 7.0245 | 0 | 0 | 7.1801 | 0% | 0% | 100% | 0% | 0% | 0 | 0 | 6.1651 | 0 | 0 | 6.1651 | 0 | 0 | 6.1651 | 0 | 0 | 6.1651 | 0 | 0 | 0.85165 | 0 | 0 | 0.85165 | 0 | 0 | 0.16336 | 0 | 0 | 0.16336 | 0 | 0 | 7.1801 | 0 | 0 | 7.1801 | TRUE | 95.94% | 0% | 0.7187% | 3.344% | 0% | 0% | FALSE | 0% | 0% | 0% | 0% | 0% | FALSE | 0% | 0% | 0% | 0% | 0% | 0% | 0% | 0% | N/A | N/A
| 89 | Line 94U Refurbishment | TRUE | Labour | Transmission Lines | 100% | Replacement Expenditure | Transmission Lines | Repex | N/A | N/A | TL - Transmission poles | TL - Safe and Reliable Network | N/A | No | 0% | Safety security & reliability | Transmission Lines (2018 onwards) | 9.829% | TRUE | FY22 | 2 | 42 | 1 | 1 | 1 | 1 | FALSE | FALSE | TRUE | 0 | 0 | 0.034575 | 1.8222 | 0.08996 | 1.9468 | 0 | 0 | 0.034335 | 1.8174 | 0.089994 | 1.9418 | 0 | 0 | 0.0047627 | 0.25561 | 0.011208 | 0.27158 | 0 | 0 | 0.00091317 | 0.048672 | 0.0021708 | 0.051756 | 0 | 0 | 0.040011 | 2.1217 | 0.10337 | 2.2651 | 0% | 0% | 0% | 0% | 100% | 0 | 0 | 0 | 0 | 1.9468 | 1.9468 | 0 | 0 | 0 | 0 | 1.9418 | 1.9418 | 0 | 0 | 0 | 0 | 0.27158 | 0.27158 | 0 | 0 | 0 | 0 | 0.051756 | 0.051756 | 0 | 0 | 0 | 0 | 2.2651 | 2.2651 | TRUE | 90.61% | 0% | 3.552% | 5.841% | 0% | 0% | FALSE | 0% | 0% | 0% | 0% | 0% | FALSE | 0% | 0% | 0% | 0% | 0% | 0% | 0% | 0% | N/A | N/A
| 90 | Line 94U Refurbishment | TRUE | Non-Labour | Transmission Lines | 100% | Replacement Expenditure | Transmission Lines | Repex | N/A | N/A | TL - Transmission poles | TL - Safe and Reliable Network | N/A | No | 0% | Safety security & reliability | Transmission Lines (2018 onwards) | 90.17% | TRUE | FY22 | 2 | 42 | 2 | 2 | 1 | 2 | FALSE | FALSE | TRUE | 0 | 0 | 0.31719 | 16.7174 | 0.8253 | 17.8599 | 0 | 0 | 0.31719 | 16.7174 | 0.8253 | 17.8599 | 0 | 0 | 0.043999 | 2.3512 | 0.10278 | 2.498 | 0 | 0 | 0.008436 | 0.4477 | 0.019908 | 0.47604 | 0 | 0 | 0.36963 | 19.5162 | 0.94799 | 20.8339 | 0% | 0% | 0% | 0% | 100% | 0 | 0 | 0 | 0 | 17.8599 | 17.8599 | 0 | 0 | 0 | 0 | 17.8599 | 17.8599 | 0 | 0 | 0 | 0 | 2.498 | 2.498 | 0 | 0 | 0 | 0 | 0.47604 | 0.47604 | 0 | 0 | 0 | 0 | 20.8339 | 20.8339 | TRUE | 90.61% | 0% | 3.552% | 5.841% | 0% | 0% | FALSE | 0% | 0% | 0% | 0% | 0% | FALSE | 0% | 0% | 0% | 0% | 0% | 0% | 0% | 0% | N/A | N/A
| 91 | Line 95 Refurbishment | TRUE | Labour | Transmission Lines | 100% | Replacement Expenditure | Transmission Lines | Repex | N/A | N/A | TL - Transmission towers | TL - Safe and Reliable Network | N/A | No | 0% | Safety security & reliability | Transmission Lines (2018 onwards) | 25.83% | TRUE | FY22 | 2 | 43 | 1 | 1 | 1 | 1 | FALSE | FALSE | TRUE | 0 | 0.013111 | 0.51417 | 0 | 0 | 0.52728 | 0 | 0.012871 | 0.51061 | 0 | 0 | 0.52348 | 0 | 0.0014542 | 0.070828 | 0 | 0 | 0.072282 | 0 | 0.00028506 | 0.01358 | 0 | 0 | 0.013865 | 0 | 0.014611 | 0.59502 | 0 | 0 | 0.60963 | 0% | 0% | 100% | 0% | 0% | 0 | 0 | 0.52728 | 0 | 0 | 0.52728 | 0 | 0 | 0.52348 | 0 | 0 | 0.52348 | 0 | 0 | 0.072282 | 0 | 0 | 0.072282 | 0 | 0 | 0.013865 | 0 | 0 | 0.013865 | 0 | 0 | 0.60963 | 0 | 0 | 0.60963 | TRUE | 0% | 67.78% | 26.15% | 6.068% | 0% | 0% | FALSE | 0% | 0% | 0% | 0% | 0% | FALSE | 0% | 0% | 0% | 0% | 0% | 0% | 0% | 0% | N/A | N/A
| 92 | Line 95 Refurbishment | TRUE | Non-Labour | Transmission Lines | 100% | Replacement Expenditure | Transmission Lines | Repex | N/A | N/A | TL - Transmission towers | TL - Safe and Reliable Network | N/A | No | 0% | Safety security & reliability | Transmission Lines (2018 onwards) | 74.17% | TRUE | FY22 | 2 | 43 | 2 | 2 | 1 | 2 | FALSE | FALSE | TRUE | 0 | 0.037644 | 1.4763 | 0 | 0 | 1.514 | 0 | 0.037644 | 1.4763 | 0 | 0 | 1.514 | 0 | 0.0042532 | 0.20479 | 0 | 0 | 0.20904 | 0 | 0.0008337 | 0.039264 | 0 | 0 | 0.040098 | 0 | 0.042731 | 1.7204 | 0 | 0 | 1.7631 | 0% | 0% | 100% | 0% | 0% | 0 | 0 | 1.514 | 0 | 0 | 1.514 | 0 | 0 | 1.514 | 0 | 0 | 1.514 | 0 | 0 | 0.20904 | 0 | 0 | 0.20904 | 0 | 0 | 0.040098 | 0 | 0 | 0.040098 | 0 | 0 | 1.7631 | 0 | 0 | 1.7631 | TRUE | 0% | 67.78% | 26.15% | 6.068% | 0% | 0% | FALSE | 0% | 0% | 0% | 0% | 0% | FALSE | 0% | 0% | 0% | 0% | 0% | 0% | 0% | 0% | N/A | N/A
| 93 | Line 963 Refurb | TRUE | Labour | Transmission Lines | 100% | Replacement Expenditure | Transmission Lines | Repex | N/A | N/A | TL - Transmission poles | TL - Safe and Reliable Network | N/A | No | 0% | Safety security & reliability | Transmission Lines (2018 onwards) | 12.81% | TRUE | FY22 | 2 | 44 | 1 | 1 | 1 | 1 | FALSE | FALSE | TRUE | 0.014768 | 0.37533 | 0.65728 | 0 | 0 | 1.0474 | 0.014311 | 0.36847 | 0.65273 | 0 | 0 | 1.0355 | 0.0017252 | 0.041631 | 0.090542 | 0 | 0 | 0.1339 | 0.00033592 | 0.0081604 | 0.01736 | 0 | 0 | 0.025856 | 0.016372 | 0.41827 | 0.76063 | 0 | 0 | 1.1953 | 0% | 0% | 100% | 0% | 0% | 0 | 0 | 1.0474 | 0 | 0 | 1.0474 | 0 | 0 | 1.0355 | 0 | 0 | 1.0355 | 0 | 0 | 0.1339 | 0 | 0 | 0.1339 | 0 | 0 | 0.025856 | 0 | 0 | 0.025856 | 0 | 0 | 1.1953 | 0 | 0 | 1.1953 | TRUE | 43.62% | 0% | 33.06% | 23.32% | 0% | 0% | FALSE | 0% | 0% | 0% | 0% | 0% | FALSE | 0% | 0% | 0% | 0% | 0% | 0% | 0% | 0% | N/A | N/A
| 94 | Line 963 Refurb | TRUE | Non-Labour | Transmission Lines | 100% | Replacement Expenditure | Transmission Lines | Repex | N/A | N/A | TL - Transmission poles | TL - Safe and Reliable Network | N/A | No | 0% | Safety security & reliability | Transmission Lines (2018 onwards) | 87.19% | TRUE | FY22 | 2 | 44 | 2 | 2 | 1 | 2 | FALSE | FALSE | TRUE | 0.10049 | 2.5539 | 4.4725 | 0 | 0 | 7.1269 | 0.10049 | 2.5539 | 4.4725 | 0 | 0 | 7.1269 | 0.012114 | 0.28855 | 0.62039 | 0 | 0 | 0.92105 | 0.0023587 | 0.056561 | 0.11895 | 0 | 0 | 0.17787 | 0.11496 | 2.899 | 5.2118 | 0 | 0 | 8.2258 | 0% | 0% | 100% | 0% | 0% | 0 | 0 | 7.1269 | 0 | 0 | 7.1269 | 0 | 0 | 7.1269 | 0 | 0 | 7.1269 | 0 | 0 | 0.92105 | 0 | 0 | 0.92105 | 0 | 0 | 0.17787 | 0 | 0 | 0.17787 | 0 | 0 | 8.2258 | 0 | 0 | 8.2258 | TRUE | 43.62% | 0% | 33.06% | 23.32% | 0% | 0% | FALSE | 0% | 0% | 0% | 0% | 0% | FALSE | 0% | 0% | 0% | 0% | 0% | 0% | 0% | 0% | N/A | N/A
| 95 | Line 963/96P Refurbishment | FALSE | Labour | Transmission Lines | 100% | Replacement Expenditure | Transmission Lines | Repex | N/A | N/A | TL - Transmission poles | TL - Safe and Reliable Network | N/A | No | 0% | Safety security & reliability | Transmission Lines (2018 onwards) | 0% | TRUE | FY22 | 2 | 45 | 1 | 1 | 1 | 1 | FALSE | FALSE | TRUE | 0 | 0 | 0 | 0 | 0 | 0 | 0 | 0 | 0 | 0 | 0 | 0 | 0 | 0 | 0 | 0 | 0 | 0 | 0 | 0 | 0 | 0 | 0 | 0 | 0 | 0 | 0 | 0 | 0 | 0 | 0% | 0% | 0% | 0% | 0% | 0 | 0 | 0 | 0 | 0 | 0 | 0 | 0 | 0 | 0 | 0 | 0 | 0 | 0 | 0 | 0 | 0 | 0 | 0 | 0 | 0 | 0 | 0 | 0 | 0 | 0 | 0 | 0 | 0 | 0 | TRUE | 0% | 0% | 100% | 0% | 0% | 0% | FALSE | 0% | 0% | 0% | 0% | 0% | FALSE | 0% | 0% | 0% | 0% | 0% | 0% | 0% | 0% | N/A | N/A
| 96 | Line 963/96P Refurbishment | FALSE | Non-Labour | Transmission Lines | 100% | Replacement Expenditure | Transmission Lines | Repex | N/A | N/A | TL - Transmission poles | TL - Safe and Reliable Network | N/A | No | 0% | Safety security & reliability | Transmission Lines (2018 onwards) | 100% | TRUE | FY22 | 2 | 45 | 2 | 2 | 1 | 2 | FALSE | FALSE | TRUE | 0 | 0 | 0 | 0 | 0 | 0 | 0 | 0 | 0 | 0 | 0 | 0 | 0 | 0 | 0 | 0 | 0 | 0 | 0 | 0 | 0 | 0 | 0 | 0 | 0 | 0 | 0 | 0 | 0 | 0 | 0% | 0% | 0% | 0% | 0% | 0 | 0 | 0 | 0 | 0 | 0 | 0 | 0 | 0 | 0 | 0 | 0 | 0 | 0 | 0 | 0 | 0 | 0 | 0 | 0 | 0 | 0 | 0 | 0 | 0 | 0 | 0 | 0 | 0 | 0 | TRUE | 0% | 0% | 100% | 0% | 0% | 0% | FALSE | 0% | 0% | 0% | 0% | 0% | FALSE | 0% | 0% | 0% | 0% | 0% | 0% | 0% | 0% | N/A | N/A
| 97 | Line 964 Refurbishment | TRUE | Labour | Transmission Lines | 100% | Replacement Expenditure | Transmission Lines | Repex | N/A | N/A | TL - Transmission poles | TL - Safe and Reliable Network | N/A | No | 0% | Safety security & reliability | Transmission Lines (2018 onwards) | 12.8% | TRUE | FY22 | 2 | 46 | 1 | 1 | 1 | 1 | FALSE | FALSE | TRUE | 0.0090545 | 0.3551 | 0 | 0 | 0 | 0.36415 | 0.0087744 | 0.34861 | 0 | 0 | 0 | 0.35738 | 0.0010578 | 0.039387 | 0 | 0 | 0 | 0.040445 | 0.00020596 | 0.0077205 | 0 | 0 | 0 | 0.0079265 | 0.010038 | 0.39572 | 0 | 0 | 0 | 0.40576 | 0% | 100% | 0% | 0% | 0% | 0 | 0.36415 | 0 | 0 | 0 | 0.36415 | 0 | 0.35738 | 0 | 0 | 0 | 0.35738 | 0 | 0.040445 | 0 | 0 | 0 | 0.040445 | 0 | 0.0079265 | 0 | 0 | 0 | 0.0079265 | 0 | 0.40576 | 0 | 0 | 0 | 0.40576 | TRUE | 66.99% | 0% | 29.58% | 3.424% | 0% | 0% | FALSE | 0% | 0% | 0% | 0% | 0% | FALSE | 0% | 0% | 0% | 0% | 0% | 0% | 0% | 0% | N/A | N/A
| 98 | Line 964 Refurbishment | TRUE | Non-Labour | Transmission Lines | 100% | Replacement Expenditure | Transmission Lines | Repex | N/A | N/A | TL - Transmission poles | TL - Safe and Reliable Network | N/A | No | 0% | Safety security & reliability | Transmission Lines (2018 onwards) | 87.2% | TRUE | FY22 | 2 | 46 | 2 | 2 | 1 | 2 | FALSE | FALSE | TRUE | 0.061711 | 2.4202 | 0 | 0 | 0 | 2.4819 | 0.061711 | 2.4202 | 0 | 0 | 0 | 2.4819 | 0.0074394 | 0.27344 | 0 | 0 | 0 | 0.28088 | 0.0014485 | 0.053598 | 0 | 0 | 0 | 0.055047 | 0.070599 | 2.7472 | 0 | 0 | 0 | 2.8178 | 0% | 100% | 0% | 0% | 0% | 0 | 2.4819 | 0 | 0 | 0 | 2.4819 | 0 | 2.4819 | 0 | 0 | 0 | 2.4819 | 0 | 0.28088 | 0 | 0 | 0 | 0.28088 | 0 | 0.055047 | 0 | 0 | 0 | 0.055047 | 0 | 2.8178 | 0 | 0 | 0 | 2.8178 | TRUE | 66.99% | 0% | 29.58% | 3.424% | 0% | 0% | FALSE | 0% | 0% | 0% | 0% | 0% | FALSE | 0% | 0% | 0% | 0% | 0% | 0% | 0% | 0% | N/A | N/A
| 99 | Line 965 Refurbishment | FALSE | Labour | Transmission Lines | 100% | Replacement Expenditure | Transmission Lines | Repex | N/A | N/A | TL - Transmission poles | TL - Safe and Reliable Network | N/A | No | 0% | Safety security & reliability | Transmission Lines (2018 onwards) | 0% | TRUE | FY22 | 2 | 47 | 1 | 1 | 1 | 1 | FALSE | FALSE | TRUE | 0 | 0 | 0 | 0 | 0 | 0 | 0 | 0 | 0 | 0 | 0 | 0 | 0 | 0 | 0 | 0 | 0 | 0 | 0 | 0 | 0 | 0 | 0 | 0 | 0 | 0 | 0 | 0 | 0 | 0 | 0% | 0% | 0% | 0% | 0% | 0 | 0 | 0 | 0 | 0 | 0 | 0 | 0 | 0 | 0 | 0 | 0 | 0 | 0 | 0 | 0 | 0 | 0 | 0 | 0 | 0 | 0 | 0 | 0 | 0 | 0 | 0 | 0 | 0 | 0 | TRUE | 70% | 0% | 30% | 0% | 0% | 0% | FALSE | 0% | 0% | 0% | 0% | 0% | FALSE | 0% | 0% | 0% | 0% | 0% | 0% | 0% | 0% | N/A | N/A
| 100 | Line 965 Refurbishment | FALSE | Non-Labour | Transmission Lines | 100% | Replacement Expenditure | Transmission Lines | Repex | N/A | N/A | TL - Transmission poles | TL - Safe and Reliable Network | N/A | No | 0% | Safety security & reliability | Transmission Lines (2018 onwards) | 100% | TRUE | FY22 | 2 | 47 | 2 | 2 | 1 | 2 | FALSE | FALSE | TRUE | 0 | 0 | 0 | 0 | 0 | 0 | 0 | 0 | 0 | 0 | 0 | 0 | 0 | 0 | 0 | 0 | 0 | 0 | 0 | 0 | 0 | 0 | 0 | 0 | 0 | 0 | 0 | 0 | 0 | 0 | 0% | 0% | 0% | 0% | 0% | 0 | 0 | 0 | 0 | 0 | 0 | 0 | 0 | 0 | 0 | 0 | 0 | 0 | 0 | 0 | 0 | 0 | 0 | 0 | 0 | 0 | 0 | 0 | 0 | 0 | 0 | 0 | 0 | 0 | 0 | TRUE | 70% | 0% | 30% | 0% | 0% | 0% | FALSE | 0% | 0% | 0% | 0% | 0% | FALSE | 0% | 0% | 0% | 0% | 0% | 0% | 0% | 0% | N/A | N/A
| 101 | Line 966 Refurbishment | TRUE | Labour | Transmission Lines | 100% | Replacement Expenditure | Transmission Lines | Repex | N/A | N/A | TL - Transmission poles | TL - Safe and Reliable Network | N/A | No | 0% | Safety security & reliability | Transmission Lines (2018 onwards) | 13.53% | TRUE | FY22 | 2 | 48 | 1 | 1 | 1 | 1 | FALSE | FALSE | TRUE | 0.037121 | 1.8302 | 0 | 0 | 0 | 1.8673 | 0.035972 | 1.7968 | 0 | 0 | 0 | 1.8328 | 0.0043365 | 0.20301 | 0 | 0 | 0 | 0.20734 | 0.00084437 | 0.039793 | 0 | 0 | 0 | 0.040637 | 0.041153 | 2.0396 | 0 | 0 | 0 | 2.0807 | 0% | 100% | 0% | 0% | 0% | 0 | 1.8673 | 0 | 0 | 0 | 1.8673 | 0 | 1.8328 | 0 | 0 | 0 | 1.8328 | 0 | 0.20734 | 0 | 0 | 0 | 0.20734 | 0 | 0.040637 | 0 | 0 | 0 | 0.040637 | 0 | 2.0807 | 0 | 0 | 0 | 2.0807 | TRUE | 95.98% | 0% | 0.8171% | 3.199% | 0% | 0% | FALSE | 0% | 0% | 0% | 0% | 0% | FALSE | 0% | 0% | 0% | 0% | 0% | 0% | 0% | 0% | N/A | N/A
| 102 | Line 966 Refurbishment | TRUE | Non-Labour | Transmission Lines | 100% | Replacement Expenditure | Transmission Lines | Repex | N/A | N/A | TL - Transmission poles | TL - Safe and Reliable Network | N/A | No | 0% | Safety security & reliability | Transmission Lines (2018 onwards) | 86.47% | TRUE | FY22 | 2 | 48 | 2 | 2 | 1 | 2 | FALSE | FALSE | TRUE | 0.23719 | 11.6947 | 0 | 0 | 0 | 11.9319 | 0.23719 | 11.6947 | 0 | 0 | 0 | 11.9319 | 0.028594 | 1.3213 | 0 | 0 | 0 | 1.3499 | 0.0055676 | 0.259 | 0 | 0 | 0 | 0.26457 | 0.27136 | 13.275 | 0 | 0 | 0 | 13.5464 | 0% | 100% | 0% | 0% | 0% | 0 | 11.9319 | 0 | 0 | 0 | 11.9319 | 0 | 11.9319 | 0 | 0 | 0 | 11.9319 | 0 | 1.3499 | 0 | 0 | 0 | 1.3499 | 0 | 0.26457 | 0 | 0 | 0 | 0.26457 | 0 | 13.5464 | 0 | 0 | 0 | 13.5464 | TRUE | 95.98% | 0% | 0.8171% | 3.199% | 0% | 0% | FALSE | 0% | 0% | 0% | 0% | 0% | FALSE | 0% | 0% | 0% | 0% | 0% | 0% | 0% | 0% | N/A | N/A
| 103 | Line 977/1 Refurbishment | TRUE | Labour | Transmission Lines | 100% | Replacement Expenditure | Transmission Lines | Repex | N/A | N/A | TL - Transmission poles | TL - Safe and Reliable Network | N/A | No | 0% | Safety security & reliability | Transmission Lines (2018 onwards) | 14.19% | TRUE | FY22 | 2 | 49 | 1 | 1 | 1 | 1 | FALSE | FALSE | TRUE | 0.014532 | 0.086254 | 1.2143 | 0 | 0 | 1.3151 | 0.014082 | 0.084679 | 1.2059 | 0 | 0 | 1.3047 | 0.0016976 | 0.0095672 | 0.16727 | 0 | 0 | 0.17854 | 0.00033055 | 0.0018753 | 0.032072 | 0 | 0 | 0.034278 | 0.01611 | 0.096121 | 1.4052 | 0 | 0 | 1.5175 | 0% | 0% | 100% | 0% | 0% | 0 | 0 | 1.3151 | 0 | 0 | 1.3151 | 0 | 0 | 1.3047 | 0 | 0 | 1.3047 | 0 | 0 | 0.17854 | 0 | 0 | 0.17854 | 0 | 0 | 0.034278 | 0 | 0 | 0.034278 | 0 | 0 | 1.5175 | 0 | 0 | 1.5175 | TRUE | 45.22% | 0% | 51.41% | 3.378% | 0% | 0% | FALSE | 0% | 0% | 0% | 0% | 0% | FALSE | 0% | 0% | 0% | 0% | 0% | 0% | 0% | 0% | N/A | N/A
| 104 | Line 977/1 Refurbishment | TRUE | Non-Labour | Transmission Lines | 100% | Replacement Expenditure | Transmission Lines | Repex | N/A | N/A | TL - Transmission poles | TL - Safe and Reliable Network | N/A | No | 0% | Safety security & reliability | Transmission Lines (2018 onwards) | 85.81% | TRUE | FY22 | 2 | 49 | 2 | 2 | 1 | 2 | FALSE | FALSE | TRUE | 0.087886 | 0.52165 | 7.3439 | 0 | 0 | 7.9534 | 0.087886 | 0.52165 | 7.3439 | 0 | 0 | 7.9534 | 0.010595 | 0.058937 | 1.0187 | 0 | 0 | 1.0882 | 0.0020629 | 0.011553 | 0.19532 | 0 | 0 | 0.20893 | 0.10054 | 0.59214 | 8.5579 | 0 | 0 | 9.2506 | 0% | 0% | 100% | 0% | 0% | 0 | 0 | 7.9534 | 0 | 0 | 7.9534 | 0 | 0 | 7.9534 | 0 | 0 | 7.9534 | 0 | 0 | 1.0882 | 0 | 0 | 1.0882 | 0 | 0 | 0.20893 | 0 | 0 | 0.20893 | 0 | 0 | 9.2506 | 0 | 0 | 9.2506 | TRUE | 45.22% | 0% | 51.41% | 3.378% | 0% | 0% | FALSE | 0% | 0% | 0% | 0% | 0% | FALSE | 0% | 0% | 0% | 0% | 0% | 0% | 0% | 0% | N/A | N/A
| 105 | Line 978 Refurbishment | FALSE | Labour | Transmission Lines | 100% | Replacement Expenditure | Transmission Lines | Repex | N/A | N/A | TL - Transmission poles | TL - Safe and Reliable Network | N/A | No | 0% | Safety security & reliability | Transmission Lines (2018 onwards) | 0% | TRUE | FY22 | 2 | 50 | 1 | 1 | 1 | 1 | FALSE | FALSE | TRUE | 0 | 0 | 0 | 0 | 0 | 0 | 0 | 0 | 0 | 0 | 0 | 0 | 0 | 0 | 0 | 0 | 0 | 0 | 0 | 0 | 0 | 0 | 0 | 0 | 0 | 0 | 0 | 0 | 0 | 0 | 0% | 0% | 0% | 0% | 0% | 0 | 0 | 0 | 0 | 0 | 0 | 0 | 0 | 0 | 0 | 0 | 0 | 0 | 0 | 0 | 0 | 0 | 0 | 0 | 0 | 0 | 0 | 0 | 0 | 0 | 0 | 0 | 0 | 0 | 0 | TRUE | 0% | 0% | 100% | 0% | 0% | 0% | FALSE | 0% | 0% | 0% | 0% | 0% | FALSE | 0% | 0% | 0% | 0% | 0% | 0% | 0% | 0% | N/A | N/A
| 106 | Line 978 Refurbishment | FALSE | Non-Labour | Transmission Lines | 100% | Replacement Expenditure | Transmission Lines | Repex | N/A | N/A | TL - Transmission poles | TL - Safe and Reliable Network | N/A | No | 0% | Safety security & reliability | Transmission Lines (2018 onwards) | 100% | TRUE | FY22 | 2 | 50 | 2 | 2 | 1 | 2 | FALSE | FALSE | TRUE | 0 | 0 | 0 | 0 | 0 | 0 | 0 | 0 | 0 | 0 | 0 | 0 | 0 | 0 | 0 | 0 | 0 | 0 | 0 | 0 | 0 | 0 | 0 | 0 | 0 | 0 | 0 | 0 | 0 | 0 | 0% | 0% | 0% | 0% | 0% | 0 | 0 | 0 | 0 | 0 | 0 | 0 | 0 | 0 | 0 | 0 | 0 | 0 | 0 | 0 | 0 | 0 | 0 | 0 | 0 | 0 | 0 | 0 | 0 | 0 | 0 | 0 | 0 | 0 | 0 | TRUE | 0% | 0% | 100% | 0% | 0% | 0% | FALSE | 0% | 0% | 0% | 0% | 0% | FALSE | 0% | 0% | 0% | 0% | 0% | 0% | 0% | 0% | N/A | N/A
| 107 | Line 991 Refurbishment | FALSE | Labour | Transmission Lines | 100% | Replacement Expenditure | Transmission Lines | Repex | N/A | N/A | TL - Transmission poles | TL - Safe and Reliable Network | N/A | No | 0% | Safety security & reliability | Transmission Lines (2018 onwards) | 0% | TRUE | FY22 | 2 | 51 | 1 | 1 | 1 | 1 | FALSE | FALSE | TRUE | 0 | 0 | 0 | 0 | 0 | 0 | 0 | 0 | 0 | 0 | 0 | 0 | 0 | 0 | 0 | 0 | 0 | 0 | 0 | 0 | 0 | 0 | 0 | 0 | 0 | 0 | 0 | 0 | 0 | 0 | 0% | 0% | 0% | 0% | 0% | 0 | 0 | 0 | 0 | 0 | 0 | 0 | 0 | 0 | 0 | 0 | 0 | 0 | 0 | 0 | 0 | 0 | 0 | 0 | 0 | 0 | 0 | 0 | 0 | 0 | 0 | 0 | 0 | 0 | 0 | TRUE | 70% | 0% | 30% | 0% | 0% | 0% | FALSE | 0% | 0% | 0% | 0% | 0% | FALSE | 0% | 0% | 0% | 0% | 0% | 0% | 0% | 0% | N/A | N/A
| 108 | Line 991 Refurbishment | FALSE | Non-Labour | Transmission Lines | 100% | Replacement Expenditure | Transmission Lines | Repex | N/A | N/A | TL - Transmission poles | TL - Safe and Reliable Network | N/A | No | 0% | Safety security & reliability | Transmission Lines (2018 onwards) | 100% | TRUE | FY22 | 2 | 51 | 2 | 2 | 1 | 2 | FALSE | FALSE | TRUE | 0 | 0 | 0 | 0 | 0 | 0 | 0 | 0 | 0 | 0 | 0 | 0 | 0 | 0 | 0 | 0 | 0 | 0 | 0 | 0 | 0 | 0 | 0 | 0 | 0 | 0 | 0 | 0 | 0 | 0 | 0% | 0% | 0% | 0% | 0% | 0 | 0 | 0 | 0 | 0 | 0 | 0 | 0 | 0 | 0 | 0 | 0 | 0 | 0 | 0 | 0 | 0 | 0 | 0 | 0 | 0 | 0 | 0 | 0 | 0 | 0 | 0 | 0 | 0 | 0 | TRUE | 70% | 0% | 30% | 0% | 0% | 0% | FALSE | 0% | 0% | 0% | 0% | 0% | FALSE | 0% | 0% | 0% | 0% | 0% | 0% | 0% | 0% | N/A | N/A
| 109 | Line 99B Refurbishment | TRUE | Labour | Transmission Lines | 100% | Replacement Expenditure | Transmission Lines | Repex | N/A | N/A | TL - Transmission poles | TL - Safe and Reliable Network | N/A | No | 0% | Safety security & reliability | Transmission Lines (2018 onwards) | 12.79% | TRUE | FY22 | 2 | 52 | 1 | 1 | 1 | 1 | FALSE | FALSE | TRUE | 0.010941 | 0.42907 | 0 | 0 | 0 | 0.44001 | 0.010602 | 0.42124 | 0 | 0 | 0 | 0.43184 | 0.0012781 | 0.047593 | 0 | 0 | 0 | 0.048871 | 0.00024887 | 0.0093289 | 0 | 0 | 0 | 0.0095778 | 0.012129 | 0.47816 | 0 | 0 | 0 | 0.49029 | 0% | 100% | 0% | 0% | 0% | 0 | 0.44001 | 0 | 0 | 0 | 0.44001 | 0 | 0.43184 | 0 | 0 | 0 | 0.43184 | 0 | 0.048871 | 0 | 0 | 0 | 0.048871 | 0 | 0.0095778 | 0 | 0 | 0 | 0.0095778 | 0 | 0.49029 | 0 | 0 | 0 | 0.49029 | TRUE | 96.02% | 0% | 0.9221% | 3.054% | 0% | 0% | FALSE | 0% | 0% | 0% | 0% | 0% | FALSE | 0% | 0% | 0% | 0% | 0% | 0% | 0% | 0% | N/A | N/A
| 110 | Line 99B Refurbishment | TRUE | Non-Labour | Transmission Lines | 100% | Replacement Expenditure | Transmission Lines | Repex | N/A | N/A | TL - Transmission poles | TL - Safe and Reliable Network | N/A | No | 0% | Safety security & reliability | Transmission Lines (2018 onwards) | 87.21% | TRUE | FY22 | 2 | 52 | 2 | 2 | 1 | 2 | FALSE | FALSE | TRUE | 0.074604 | 2.9258 | 0 | 0 | 0 | 3.0004 | 0.074604 | 2.9258 | 0 | 0 | 0 | 3.0004 | 0.0089937 | 0.33057 | 0 | 0 | 0 | 0.33956 | 0.0017512 | 0.064797 | 0 | 0 | 0 | 0.066548 | 0.085349 | 3.3212 | 0 | 0 | 0 | 3.4065 | 0% | 100% | 0% | 0% | 0% | 0 | 3.0004 | 0 | 0 | 0 | 3.0004 | 0 | 3.0004 | 0 | 0 | 0 | 3.0004 | 0 | 0.33956 | 0 | 0 | 0 | 0.33956 | 0 | 0.066548 | 0 | 0 | 0 | 0.066548 | 0 | 3.4065 | 0 | 0 | 0 | 3.4065 | TRUE | 96.02% | 0% | 0.9221% | 3.054% | 0% | 0% | FALSE | 0% | 0% | 0% | 0% | 0% | FALSE | 0% | 0% | 0% | 0% | 0% | 0% | 0% | 0% | N/A | N/A
| 111 | Line 99Z Refurbishment | TRUE | Labour | Transmission Lines | 100% | Replacement Expenditure | Transmission Lines | Repex | N/A | N/A | TL - Transmission poles | TL - Safe and Reliable Network | N/A | Yes | 0% | Safety security & reliability | Transmission Lines (2018 onwards) | 12.55% | TRUE | FY22 | 2 | 53 | 1 | 1 | 1 | 1 | FALSE | FALSE | TRUE | 0.35163 | 0 | 0 | 0 | 0 | 0.35163 | 0.34075 | 0 | 0 | 0 | 0 | 0.34075 | 0.041078 | 0 | 0 | 0 | 0 | 0.041078 | 0.0079983 | 0 | 0 | 0 | 0 | 0.0079983 | 0.38983 | 0 | 0 | 0 | 0 | 0.38983 | 100% | 0% | 0% | 0% | 0% | 0.35163 | 0 | 0 | 0 | 0 | 0.35163 | 0.34075 | 0 | 0 | 0 | 0 | 0.34075 | 0.041078 | 0 | 0 | 0 | 0 | 0.041078 | 0.0079983 | 0 | 0 | 0 | 0 | 0.0079983 | 0.38983 | 0 | 0 | 0 | 0 | 0.38983 | TRUE | 95.51% | 0% | 1.728% | 2.766% | 0% | 0% | FALSE | 0% | 0% | 0% | 0% | 0% | FALSE | 0% | 0% | 0% | 0% | 0% | 0% | 0% | 0% | N/A | N/A
| 112 | Line 99Z Refurbishment | TRUE | Non-Labour | Transmission Lines | 100% | Replacement Expenditure | Transmission Lines | Repex | N/A | N/A | TL - Transmission poles | TL - Safe and Reliable Network | N/A | Yes | 0% | Safety security & reliability | Transmission Lines (2018 onwards) | 87.45% | TRUE | FY22 | 2 | 53 | 2 | 2 | 1 | 2 | FALSE | FALSE | TRUE | 2.4493 | 0 | 0 | 0 | 0 | 2.4493 | 2.4493 | 0 | 0 | 0 | 0 | 2.4493 | 0.29527 | 0 | 0 | 0 | 0 | 0.29527 | 0.057492 | 0 | 0 | 0 | 0 | 0.057492 | 2.8021 | 0 | 0 | 0 | 0 | 2.8021 | 100% | 0% | 0% | 0% | 0% | 2.4493 | 0 | 0 | 0 | 0 | 2.4493 | 2.4493 | 0 | 0 | 0 | 0 | 2.4493 | 0.29527 | 0 | 0 | 0 | 0 | 0.29527 | 0.057492 | 0 | 0 | 0 | 0 | 0.057492 | 2.8021 | 0 | 0 | 0 | 0 | 2.8021 | TRUE | 95.51% | 0% | 1.728% | 2.766% | 0% | 0% | FALSE | 0% | 0% | 0% | 0% | 0% | FALSE | 0% | 0% | 0% | 0% | 0% | 0% | 0% | 0% | N/A | N/A
| 113 | Line 9ML Refurbishment | TRUE | Labour | Transmission Lines | 100% | Replacement Expenditure | Transmission Lines | Repex | N/A | N/A | TL - Transmission poles | TL - Safe and Reliable Network | N/A | No | 0% | Safety security & reliability | Transmission Lines (2018 onwards) | 13.71% | TRUE | FY22 | 2 | 54 | 1 | 1 | 1 | 1 | FALSE | FALSE | TRUE | 0.70445 | 0 | 0 | 0 | 0 | 0.70445 | 0.68266 | 0 | 0 | 0 | 0 | 0.68266 | 0.082295 | 0 | 0 | 0 | 0 | 0.082295 | 0.016024 | 0 | 0 | 0 | 0 | 0.016024 | 0.78097 | 0 | 0 | 0 | 0 | 0.78097 | 100% | 0% | 0% | 0% | 0% | 0.70445 | 0 | 0 | 0 | 0 | 0.70445 | 0.68266 | 0 | 0 | 0 | 0 | 0.68266 | 0.082295 | 0 | 0 | 0 | 0 | 0.082295 | 0.016024 | 0 | 0 | 0 | 0 | 0.016024 | 0.78097 | 0 | 0 | 0 | 0 | 0.78097 | TRUE | 95.83% | 0% | 0.737% | 3.429% | 0% | 0% | FALSE | 0% | 0% | 0% | 0% | 0% | FALSE | 0% | 0% | 0% | 0% | 0% | 0% | 0% | 0% | N/A | N/A
| 114 | Line 9ML Refurbishment | TRUE | Non-Labour | Transmission Lines | 100% | Replacement Expenditure | Transmission Lines | Repex | N/A | N/A | TL - Transmission poles | TL - Safe and Reliable Network | N/A | No | 0% | Safety security & reliability | Transmission Lines (2018 onwards) | 86.29% | TRUE | FY22 | 2 | 54 | 2 | 2 | 1 | 2 | FALSE | FALSE | TRUE | 4.4331 | 0 | 0 | 0 | 0 | 4.4331 | 4.4331 | 0 | 0 | 0 | 0 | 4.4331 | 0.53442 | 0 | 0 | 0 | 0 | 0.53442 | 0.10406 | 0 | 0 | 0 | 0 | 0.10406 | 5.0716 | 0 | 0 | 0 | 0 | 5.0716 | 100% | 0% | 0% | 0% | 0% | 4.4331 | 0 | 0 | 0 | 0 | 4.4331 | 4.4331 | 0 | 0 | 0 | 0 | 4.4331 | 0.53442 | 0 | 0 | 0 | 0 | 0.53442 | 0.10406 | 0 | 0 | 0 | 0 | 0.10406 | 5.0716 | 0 | 0 | 0 | 0 | 5.0716 | TRUE | 95.83% | 0% | 0.737% | 3.429% | 0% | 0% | FALSE | 0% | 0% | 0% | 0% | 0% | FALSE | 0% | 0% | 0% | 0% | 0% | 0% | 0% | 0% | N/A | N/A
| 115 | Line 9W/96 Refurbishment | TRUE | Labour | Transmission Lines | 100% | Replacement Expenditure | Transmission Lines | Repex | N/A | N/A | TL - Transmission towers | TL - Safe and Reliable Network | N/A | No | 0% | Safety security & reliability | Transmission Lines (2018 onwards) | 24.97% | TRUE | FY22 | 2 | 55 | 1 | 1 | 1 | 1 | FALSE | FALSE | TRUE | 0 | 0 | 0.0089614 | 0.3131 | 0 | 0.32206 | 0 | 0 | 0.0088993 | 0.31228 | 0 | 0.32118 | 0 | 0 | 0.0012344 | 0.043919 | 0 | 0.045154 | 0 | 0 | 0.00023668 | 0.008363 | 0 | 0.0085996 | 0 | 0 | 0.01037 | 0.36456 | 0 | 0.37493 | 0% | 0% | 0% | 100% | 0% | 0 | 0 | 0 | 0.32206 | 0 | 0.32206 | 0 | 0 | 0 | 0.32118 | 0 | 0.32118 | 0 | 0 | 0 | 0.045154 | 0 | 0.045154 | 0 | 0 | 0 | 0.0085996 | 0 | 0.0085996 | 0 | 0 | 0 | 0.37493 | 0 | 0.37493 | TRUE | 0% | 9.579% | 90.42% | 0% | 0% | 0% | FALSE | 0% | 0% | 0% | 0% | 0% | FALSE | 0% | 0% | 0% | 0% | 0% | 0% | 0% | 0% | N/A | N/A
| 116 | Line 9W/96 Refurbishment | TRUE | Non-Labour | Transmission Lines | 100% | Replacement Expenditure | Transmission Lines | Repex | N/A | N/A | TL - Transmission towers | TL - Safe and Reliable Network | N/A | No | 0% | Safety security & reliability | Transmission Lines (2018 onwards) | 75.03% | TRUE | FY22 | 2 | 55 | 2 | 2 | 1 | 2 | FALSE | FALSE | TRUE | 0 | 0 | 0.02693 | 0.94091 | 0 | 0.96784 | 0 | 0 | 0.02693 | 0.94091 | 0 | 0.96784 | 0 | 0 | 0.0037356 | 0.13233 | 0 | 0.13607 | 0 | 0 | 0.00071623 | 0.025198 | 0 | 0.025914 | 0 | 0 | 0.031382 | 1.0984 | 0 | 1.1298 | 0% | 0% | 0% | 100% | 0% | 0 | 0 | 0 | 0.96784 | 0 | 0.96784 | 0 | 0 | 0 | 0.96784 | 0 | 0.96784 | 0 | 0 | 0 | 0.13607 | 0 | 0.13607 | 0 | 0 | 0 | 0.025914 | 0 | 0.025914 | 0 | 0 | 0 | 1.1298 | 0 | 1.1298 | TRUE | 0% | 9.579% | 90.42% | 0% | 0% | 0% | FALSE | 0% | 0% | 0% | 0% | 0% | FALSE | 0% | 0% | 0% | 0% | 0% | 0% | 0% | 0% | N/A | N/A
| 117 | Nambucca Secondary Systems Renewal | TRUE | Labour | Secondary Systems | 95.11% | Replacement Expenditure | Digital Infrastructure | Repex | N/A | N/A | DI - Protection systems | DI - Safe and Reliable Network | N/A | No | 0% | Safety security & reliability | Secondary Systems (2018-23) | 19.9% | TRUE | FY22 | 2 | 56 | 1 | 1 | 4 | 1 | FALSE | FALSE | TRUE | 0 | 0 | 0 | 0 | 0 | 0 | 0 | 0 | 0 | 0 | 0 | 0 | 0 | 0 | 0 | 0 | 0 | 0 | 0 | 0 | 0 | 0 | 0 | 0 | 0 | 0 | 0 | 0 | 0 | 0 | 0% | 0% | 0% | 0% | 100% | 0 | 0 | 0 | 0 | 0 | 0 | 0 | 0 | 0 | 0 | 0 | 0 | 0 | 0 | 0 | 0 | 0 | 0 | 0 | 0 | 0 | 0 | 0 | 0 | 0 | 0 | 0 | 0 | 0 | 0 | FALSE | 0% | 0% | 0% | 0% | 0% | 0% | FALSE | 0% | 0% | 0% | 0% | 0% | TRUE | 43.19% | 47.78% | 4.134% | 0% | 0% | 0% | 4.89% | 0% | N/A | N/A
| 118 | Nambucca Secondary Systems Renewal | TRUE | Labour | Business IT | 4.89% | Replacement Expenditure | Digital Infrastructure | Repex | N/A | N/A | DI - Protection systems | DI - Safe and Reliable Network | N/A | No | 0% | Safety security & reliability | Business IT (2018 onwards) | 19.9% | TRUE | FY22 | 2 | 56 | 1 | 2 | 6 | 1 | FALSE | FALSE | TRUE | 0 | 0 | 0 | 0 | 0 | 0 | 0 | 0 | 0 | 0 | 0 | 0 | 0 | 0 | 0 | 0 | 0 | 0 | 0 | 0 | 0 | 0 | 0 | 0 | 0 | 0 | 0 | 0 | 0 | 0 | 0% | 0% | 0% | 0% | 100% | 0 | 0 | 0 | 0 | 0 | 0 | 0 | 0 | 0 | 0 | 0 | 0 | 0 | 0 | 0 | 0 | 0 | 0 | 0 | 0 | 0 | 0 | 0 | 0 | 0 | 0 | 0 | 0 | 0 | 0 | FALSE | 0% | 0% | 0% | 0% | 0% | 0% | FALSE | 0% | 0% | 0% | 0% | 0% | TRUE | 43.19% | 47.78% | 4.134% | 0% | 0% | 0% | 4.89% | 0% | N/A | N/A
| 119 | Nambucca Secondary Systems Renewal | TRUE | Non-Labour | Secondary Systems | 95.11% | Replacement Expenditure | Digital Infrastructure | Repex | N/A | N/A | DI - Protection systems | DI - Safe and Reliable Network | N/A | No | 0% | Safety security & reliability | Secondary Systems (2018-23) | 80.1% | TRUE | FY22 | 2 | 56 | 2 | 3 | 4 | 2 | FALSE | FALSE | TRUE | 0 | 0 | 0 | 0 | 0 | 0 | 0 | 0 | 0 | 0 | 0 | 0 | 0 | 0 | 0 | 0 | 0 | 0 | 0 | 0 | 0 | 0 | 0 | 0 | 0 | 0 | 0 | 0 | 0 | 0 | 0% | 0% | 0% | 0% | 100% | 0 | 0 | 0 | 0 | 0 | 0 | 0 | 0 | 0 | 0 | 0 | 0 | 0 | 0 | 0 | 0 | 0 | 0 | 0 | 0 | 0 | 0 | 0 | 0 | 0 | 0 | 0 | 0 | 0 | 0 | FALSE | 0% | 0% | 0% | 0% | 0% | 0% | FALSE | 0% | 0% | 0% | 0% | 0% | TRUE | 43.19% | 47.78% | 4.134% | 0% | 0% | 0% | 4.89% | 0% | N/A | N/A
| 120 | Nambucca Secondary Systems Renewal | TRUE | Non-Labour | Business IT | 4.89% | Replacement Expenditure | Digital Infrastructure | Repex | N/A | N/A | DI - Protection systems | DI - Safe and Reliable Network | N/A | No | 0% | Safety security & reliability | Business IT (2018 onwards) | 80.1% | TRUE | FY22 | 2 | 56 | 2 | 4 | 6 | 2 | FALSE | FALSE | TRUE | 0 | 0 | 0 | 0 | 0 | 0 | 0 | 0 | 0 | 0 | 0 | 0 | 0 | 0 | 0 | 0 | 0 | 0 | 0 | 0 | 0 | 0 | 0 | 0 | 0 | 0 | 0 | 0 | 0 | 0 | 0% | 0% | 0% | 0% | 100% | 0 | 0 | 0 | 0 | 0 | 0 | 0 | 0 | 0 | 0 | 0 | 0 | 0 | 0 | 0 | 0 | 0 | 0 | 0 | 0 | 0 | 0 | 0 | 0 | 0 | 0 | 0 | 0 | 0 | 0 | FALSE | 0% | 0% | 0% | 0% | 0% | 0% | FALSE | 0% | 0% | 0% | 0% | 0% | TRUE | 43.19% | 47.78% | 4.134% | 0% | 0% | 0% | 4.89% | 0% | N/A | N/A
| 121 | Narrabri Secondary Systems Renewal | TRUE | Labour | Secondary Systems | 87.66% | Replacement Expenditure | Digital Infrastructure | Repex | N/A | N/A | DI - Protection systems | DI - Safe and Reliable Network | N/A | No | 0% | Safety security & reliability | Secondary Systems (2018-23) | 19.43% | TRUE | FY22 | 2 | 57 | 1 | 1 | 4 | 1 | FALSE | FALSE | TRUE | 0.32443 | 1.1941 | 0.37561 | 0 | 0 | 1.8941 | 0.31439 | 1.1723 | 0.37301 | 0 | 0 | 1.8597 | 0.0379 | 0.13245 | 0.051741 | 0 | 0 | 0.22209 | 0.0073796 | 0.025962 | 0.0099204 | 0 | 0 | 0.043262 | 0.35967 | 1.3307 | 0.43467 | 0 | 0 | 2.125 | 0% | 0% | 100% | 0% | 0% | 0 | 0 | 1.8941 | 0 | 0 | 1.8941 | 0 | 0 | 1.8597 | 0 | 0 | 1.8597 | 0 | 0 | 0.22209 | 0 | 0 | 0.22209 | 0 | 0 | 0.043262 | 0 | 0 | 0.043262 | 0 | 0 | 2.125 | 0 | 0 | 2.125 | FALSE | 0% | 0% | 0% | 0% | 0% | 0% | FALSE | 0% | 0% | 0% | 0% | 0% | TRUE | 67.4% | 16.08% | 4.174% | 0% | 0% | 0% | 12.34% | 0% | N/A | N/A
| 122 | Narrabri Secondary Systems Renewal | TRUE | Labour | Business IT | 12.34% | Replacement Expenditure | Digital Infrastructure | Repex | N/A | N/A | DI - Protection systems | DI - Safe and Reliable Network | N/A | No | 0% | Safety security & reliability | Business IT (2018 onwards) | 19.43% | TRUE | FY22 | 2 | 57 | 1 | 2 | 6 | 1 | FALSE | FALSE | TRUE | 0.045682 | 0.16814 | 0.052889 | 0 | 0 | 0.26671 | 0.044269 | 0.16507 | 0.052522 | 0 | 0 | 0.26186 | 0.0053367 | 0.01865 | 0.0072855 | 0 | 0 | 0.031272 | 0.0010391 | 0.0036557 | 0.0013969 | 0 | 0 | 0.0060917 | 0.050645 | 0.18738 | 0.061205 | 0 | 0 | 0.29923 | 0% | 0% | 100% | 0% | 0% | 0 | 0 | 0.26671 | 0 | 0 | 0.26671 | 0 | 0 | 0.26186 | 0 | 0 | 0.26186 | 0 | 0 | 0.031272 | 0 | 0 | 0.031272 | 0 | 0 | 0.0060917 | 0 | 0 | 0.0060917 | 0 | 0 | 0.29923 | 0 | 0 | 0.29923 | FALSE | 0% | 0% | 0% | 0% | 0% | 0% | FALSE | 0% | 0% | 0% | 0% | 0% | TRUE | 67.4% | 16.08% | 4.174% | 0% | 0% | 0% | 12.34% | 0% | N/A | N/A
| 123 | Narrabri Secondary Systems Renewal | TRUE | Non-Labour | Secondary Systems | 87.66% | Replacement Expenditure | Digital Infrastructure | Repex | N/A | N/A | DI - Protection systems | DI - Safe and Reliable Network | N/A | No | 0% | Safety security & reliability | Secondary Systems (2018-23) | 80.57% | TRUE | FY22 | 2 | 57 | 2 | 3 | 4 | 2 | FALSE | FALSE | TRUE | 1.3455 | 4.9522 | 1.5577 | 0 | 0 | 7.8554 | 1.3455 | 4.9522 | 1.5577 | 0 | 0 | 7.8554 | 0.1622 | 0.55951 | 0.21608 | 0 | 0 | 0.93779 | 0.031582 | 0.10967 | 0.041429 | 0 | 0 | 0.18268 | 1.5392 | 5.6214 | 1.8152 | 0 | 0 | 8.9758 | 0% | 0% | 100% | 0% | 0% | 0 | 0 | 7.8554 | 0 | 0 | 7.8554 | 0 | 0 | 7.8554 | 0 | 0 | 7.8554 | 0 | 0 | 0.93779 | 0 | 0 | 0.93779 | 0 | 0 | 0.18268 | 0 | 0 | 0.18268 | 0 | 0 | 8.9758 | 0 | 0 | 8.9758 | FALSE | 0% | 0% | 0% | 0% | 0% | 0% | FALSE | 0% | 0% | 0% | 0% | 0% | TRUE | 67.4% | 16.08% | 4.174% | 0% | 0% | 0% | 12.34% | 0% | N/A | N/A
| 124 | Narrabri Secondary Systems Renewal | TRUE | Non-Labour | Business IT | 12.34% | Replacement Expenditure | Digital Infrastructure | Repex | N/A | N/A | DI - Protection systems | DI - Safe and Reliable Network | N/A | No | 0% | Safety security & reliability | Business IT (2018 onwards) | 80.57% | TRUE | FY22 | 2 | 57 | 2 | 4 | 6 | 2 | FALSE | FALSE | TRUE | 0.18945 | 0.69731 | 0.21934 | 0 | 0 | 1.1061 | 0.18945 | 0.69731 | 0.21934 | 0 | 0 | 1.1061 | 0.022839 | 0.078784 | 0.030425 | 0 | 0 | 0.13205 | 0.004447 | 0.015443 | 0.0058336 | 0 | 0 | 0.025724 | 0.21674 | 0.79154 | 0.2556 | 0 | 0 | 1.2639 | 0% | 0% | 100% | 0% | 0% | 0 | 0 | 1.1061 | 0 | 0 | 1.1061 | 0 | 0 | 1.1061 | 0 | 0 | 1.1061 | 0 | 0 | 0.13205 | 0 | 0 | 0.13205 | 0 | 0 | 0.025724 | 0 | 0 | 0.025724 | 0 | 0 | 1.2639 | 0 | 0 | 1.2639 | FALSE | 0% | 0% | 0% | 0% | 0% | 0% | FALSE | 0% | 0% | 0% | 0% | 0% | TRUE | 67.4% | 16.08% | 4.174% | 0% | 0% | 0% | 12.34% | 0% | N/A | N/A
| 125 | Newcastle Secondary Systems Renewal | TRUE | Labour | Secondary Systems | 92.57% | Replacement Expenditure | Digital Infrastructure | Repex | N/A | N/A | DI - Protection systems | DI - Safe and Reliable Network | N/A | No | 0% | Safety security & reliability | Secondary Systems (2018-23) | 14.59% | TRUE | FY22 | 2 | 58 | 1 | 1 | 4 | 1 | FALSE | FALSE | TRUE | 0.25762 | 0.2342 | 0.1171 | 0.25762 | 0.26933 | 1.1359 | 0.24965 | 0.22993 | 0.11629 | 0.25695 | 0.26943 | 1.1223 | 0.030096 | 0.025978 | 0.016131 | 0.036138 | 0.033555 | 0.1419 | 0.0058601 | 0.0050921 | 0.0030929 | 0.0068812 | 0.0064992 | 0.027425 | 0.28561 | 0.261 | 0.13551 | 0.29997 | 0.30949 | 1.2916 | 10% | 11% | 14% | 32% | 33% | 0.11359 | 0.12495 | 0.15902 | 0.36348 | 0.37484 | 1.1359 | 0.11223 | 0.12345 | 0.15712 | 0.35912 | 0.37034 | 1.1223 | 0.01419 | 0.015609 | 0.019866 | 0.045407 | 0.046826 | 0.1419 | 0.0027425 | 0.0030168 | 0.0038396 | 0.0087761 | 0.0090504 | 0.027425 | 0.12916 | 0.14207 | 0.18082 | 0.4133 | 0.42622 | 1.2916 | FALSE | 0% | 0% | 0% | 0% | 0% | 0% | FALSE | 0% | 0% | 0% | 0% | 0% | TRUE | 76.03% | 2.419% | 14.13% | 0% | 0% | 0% | 7.426% | 0% | N/A | N/A
| 126 | Newcastle Secondary Systems Renewal | TRUE | Labour | Business IT | 7.426% | Replacement Expenditure | Digital Infrastructure | Repex | N/A | N/A | DI - Protection systems | DI - Safe and Reliable Network | N/A | No | 0% | Safety security & reliability | Business IT (2018 onwards) | 14.59% | TRUE | FY22 | 2 | 58 | 1 | 2 | 6 | 1 | FALSE | FALSE | TRUE | 0.020665 | 0.018786 | 0.0093931 | 0.020665 | 0.021604 | 0.091113 | 0.020026 | 0.018443 | 0.009328 | 0.02061 | 0.021612 | 0.090019 | 0.0024141 | 0.0020838 | 0.0012939 | 0.0028987 | 0.0026916 | 0.011382 | 0.00047005 | 0.00040845 | 0.00024809 | 0.00055196 | 0.00052132 | 0.0021999 | 0.02291 | 0.020935 | 0.01087 | 0.024061 | 0.024825 | 0.1036 | 10% | 11% | 14% | 32% | 33% | 0.0091113 | 0.010022 | 0.012756 | 0.029156 | 0.030067 | 0.091113 | 0.0090019 | 0.0099021 | 0.012603 | 0.028806 | 0.029706 | 0.090019 | 0.0011382 | 0.001252 | 0.0015935 | 0.0036423 | 0.0037561 | 0.011382 | 0.00021999 | 0.00024199 | 0.00030798 | 0.00070396 | 0.00072596 | 0.0021999 | 0.01036 | 0.011396 | 0.014504 | 0.033152 | 0.034188 | 0.1036 | FALSE | 0% | 0% | 0% | 0% | 0% | 0% | FALSE | 0% | 0% | 0% | 0% | 0% | TRUE | 76.03% | 2.419% | 14.13% | 0% | 0% | 0% | 7.426% | 0% | N/A | N/A
| 127 | Newcastle Secondary Systems Renewal | TRUE | Non-Labour | Secondary Systems | 92.57% | Replacement Expenditure | Digital Infrastructure | Repex | N/A | N/A | DI - Protection systems | DI - Safe and Reliable Network | N/A | No | 0% | Safety security & reliability | Secondary Systems (2018-23) | 85.41% | TRUE | FY22 | 2 | 58 | 2 | 3 | 4 | 2 | FALSE | FALSE | TRUE | 1.5081 | 1.371 | 0.6855 | 1.5081 | 1.5766 | 6.6493 | 1.5081 | 1.371 | 0.6855 | 1.5081 | 1.5766 | 6.6493 | 0.1818 | 0.1549 | 0.095087 | 0.2121 | 0.19635 | 0.84024 | 0.035399 | 0.030363 | 0.018231 | 0.040388 | 0.038031 | 0.16241 | 1.7253 | 1.5563 | 0.79882 | 1.7606 | 1.811 | 7.652 | 10% | 11% | 14% | 32% | 33% | 0.66493 | 0.73142 | 0.9309 | 2.1278 | 2.1943 | 6.6493 | 0.66493 | 0.73142 | 0.9309 | 2.1278 | 2.1943 | 6.6493 | 0.084024 | 0.092427 | 0.11763 | 0.26888 | 0.27728 | 0.84024 | 0.016241 | 0.017865 | 0.022738 | 0.051972 | 0.053596 | 0.16241 | 0.7652 | 0.84172 | 1.0713 | 2.4486 | 2.5252 | 7.652 | FALSE | 0% | 0% | 0% | 0% | 0% | 0% | FALSE | 0% | 0% | 0% | 0% | 0% | TRUE | 76.03% | 2.419% | 14.13% | 0% | 0% | 0% | 7.426% | 0% | N/A | N/A
| 128 | Newcastle Secondary Systems Renewal | TRUE | Non-Labour | Business IT | 7.426% | Replacement Expenditure | Digital Infrastructure | Repex | N/A | N/A | DI - Protection systems | DI - Safe and Reliable Network | N/A | No | 0% | Safety security & reliability | Business IT (2018 onwards) | 85.41% | TRUE | FY22 | 2 | 58 | 2 | 4 | 6 | 2 | FALSE | FALSE | TRUE | 0.12097 | 0.10997 | 0.054986 | 0.12097 | 0.12647 | 0.53336 | 0.12097 | 0.10997 | 0.054986 | 0.12097 | 0.12647 | 0.53336 | 0.014583 | 0.012425 | 0.0076272 | 0.017013 | 0.01575 | 0.067398 | 0.0028395 | 0.0024355 | 0.0014624 | 0.0032396 | 0.0030506 | 0.013028 | 0.13839 | 0.12483 | 0.064075 | 0.14122 | 0.14527 | 0.61379 | 10% | 11% | 14% | 32% | 33% | 0.053336 | 0.05867 | 0.074671 | 0.17068 | 0.17601 | 0.53336 | 0.053336 | 0.05867 | 0.074671 | 0.17068 | 0.17601 | 0.53336 | 0.0067398 | 0.0074138 | 0.0094358 | 0.021568 | 0.022241 | 0.067398 | 0.0013028 | 0.001433 | 0.0018239 | 0.0041688 | 0.0042991 | 0.013028 | 0.061379 | 0.067517 | 0.08593 | 0.19641 | 0.20255 | 0.61379 | FALSE | 0% | 0% | 0% | 0% | 0% | 0% | FALSE | 0% | 0% | 0% | 0% | 0% | TRUE | 76.03% | 2.419% | 14.13% | 0% | 0% | 0% | 7.426% | 0% | N/A | N/A
| 129 | OLCM replacements | FALSE | Labour | Substations | 100% | Replacement Expenditure | Substation | Repex | N/A | N/A | Substations - Site Establishment and supporting assets | Substations - Safe and Reliable Network | N/A | No | 0% | Safety security & reliability | Substations (2018 onwards) | 0% | TRUE | FY22 | 2 | 59 | 1 | 1 | 3 | 1 | FALSE | FALSE | TRUE | 0 | 0 | 0 | 0 | 0 | 0 | 0 | 0 | 0 | 0 | 0 | 0 | 0 | 0 | 0 | 0 | 0 | 0 | 0 | 0 | 0 | 0 | 0 | 0 | 0 | 0 | 0 | 0 | 0 | 0 | 10% | 11% | 14% | 32% | 33% | 0 | 0 | 0 | 0 | 0 | 0 | 0 | 0 | 0 | 0 | 0 | 0 | 0 | 0 | 0 | 0 | 0 | 0 | 0 | 0 | 0 | 0 | 0 | 0 | 0 | 0 | 0 | 0 | 0 | 0 | FALSE | 0% | 0% | 0% | 0% | 0% | 0% | TRUE | 100% | 0% | 0% | 0% | 0% | FALSE | 0% | 0% | 0% | 0% | 0% | 0% | 0% | 0% | N/A | N/A
| 130 | OLCM replacements | FALSE | Non-Labour | Substations | 100% | Replacement Expenditure | Substation | Repex | N/A | N/A | Substations - Site Establishment and supporting assets | Substations - Safe and Reliable Network | N/A | No | 0% | Safety security & reliability | Substations (2018 onwards) | 100% | TRUE | FY22 | 2 | 59 | 2 | 2 | 3 | 2 | FALSE | FALSE | TRUE | 0 | 0 | 0 | 0 | 0 | 0 | 0 | 0 | 0 | 0 | 0 | 0 | 0 | 0 | 0 | 0 | 0 | 0 | 0 | 0 | 0 | 0 | 0 | 0 | 0 | 0 | 0 | 0 | 0 | 0 | 10% | 11% | 14% | 32% | 33% | 0 | 0 | 0 | 0 | 0 | 0 | 0 | 0 | 0 | 0 | 0 | 0 | 0 | 0 | 0 | 0 | 0 | 0 | 0 | 0 | 0 | 0 | 0 | 0 | 0 | 0 | 0 | 0 | 0 | 0 | FALSE | 0% | 0% | 0% | 0% | 0% | 0% | TRUE | 100% | 0% | 0% | 0% | 0% | FALSE | 0% | 0% | 0% | 0% | 0% | 0% | 0% | 0% | N/A | N/A
| 131 | Panorama Secondary Systems Renewal | TRUE | Labour | Secondary Systems | 100% | Replacement Expenditure | Digital Infrastructure | Repex | N/A | N/A | DI - Protection systems | DI - Safe and Reliable Network | N/A | No | 0% | Safety security & reliability | Secondary Systems (2018-23) | 37.12% | TRUE | FY22 | 2 | 60 | 1 | 1 | 4 | 1 | FALSE | FALSE | TRUE | 0.19691 | 0.17901 | 0.089506 | 0.19691 | 0.20586 | 0.86821 | 0.19082 | 0.17574 | 0.088886 | 0.1964 | 0.20594 | 0.85779 | 0.023004 | 0.019856 | 0.01233 | 0.027622 | 0.025648 | 0.10846 | 0.0044791 | 0.0038921 | 0.002364 | 0.0052596 | 0.0049676 | 0.020962 | 0.21831 | 0.19949 | 0.10358 | 0.22928 | 0.23656 | 0.98721 | 10% | 11% | 14% | 32% | 33% | 0.086821 | 0.095503 | 0.12155 | 0.27783 | 0.28651 | 0.86821 | 0.085779 | 0.094357 | 0.12009 | 0.27449 | 0.28307 | 0.85779 | 0.010846 | 0.01193 | 0.015184 | 0.034707 | 0.035791 | 0.10846 | 0.0020962 | 0.0023059 | 0.0029347 | 0.006708 | 0.0069176 | 0.020962 | 0.098721 | 0.10859 | 0.13821 | 0.31591 | 0.32578 | 0.98721 | FALSE | 0% | 0% | 0% | 0% | 0% | 0% | FALSE | 0% | 0% | 0% | 0% | 0% | TRUE | 83.93% | 0% | 16.07% | 0% | 0% | 0% | 0% | 0% | N/A | N/A
| 132 | Panorama Secondary Systems Renewal | TRUE | Non-Labour | Secondary Systems | 100% | Replacement Expenditure | Digital Infrastructure | Repex | N/A | N/A | DI - Protection systems | DI - Safe and Reliable Network | N/A | No | 0% | Safety security & reliability | Secondary Systems (2018-23) | 62.88% | TRUE | FY22 | 2 | 60 | 2 | 2 | 4 | 2 | FALSE | FALSE | TRUE | 0.33358 | 0.30326 | 0.15163 | 0.33358 | 0.34875 | 1.4708 | 0.33358 | 0.30326 | 0.15163 | 0.33358 | 0.34875 | 1.4708 | 0.040214 | 0.034263 | 0.021033 | 0.046916 | 0.043433 | 0.18586 | 0.0078301 | 0.0067161 | 0.0040327 | 0.0089335 | 0.0084123 | 0.035925 | 0.38163 | 0.34424 | 0.17669 | 0.38943 | 0.40059 | 1.6926 | 10% | 11% | 14% | 32% | 33% | 0.14708 | 0.16179 | 0.20591 | 0.47065 | 0.48536 | 1.4708 | 0.14708 | 0.16179 | 0.20591 | 0.47065 | 0.48536 | 1.4708 | 0.018586 | 0.020444 | 0.02602 | 0.059475 | 0.061333 | 0.18586 | 0.0035925 | 0.0039517 | 0.0050295 | 0.011496 | 0.011855 | 0.035925 | 0.16926 | 0.18618 | 0.23696 | 0.54163 | 0.55855 | 1.6926 | FALSE | 0% | 0% | 0% | 0% | 0% | 0% | FALSE | 0% | 0% | 0% | 0% | 0% | TRUE | 83.93% | 0% | 16.07% | 0% | 0% | 0% | 0% | 0% | N/A | N/A
| 133 | Physical Security Upgrade | TRUE | Labour | Business IT | 100% | Replacement Expenditure | Digital Infrastructure | Repex | N/A | N/A | DI - Network Buildings & Security | DI - Cyber/physical security | N/A | No | 0% | Safety security & reliability | Business IT (2018 onwards) | 7.652% | TRUE | FY22 | 2 | 61 | 1 | 1 | 6 | 1 | FALSE | FALSE | TRUE | 0.53943 | 0.53943 | 0.53943 | 0.53943 | 0.53943 | 2.6972 | 0.52275 | 0.52958 | 0.5357 | 0.53802 | 0.53964 | 2.6657 | 0.063018 | 0.059834 | 0.074308 | 0.075668 | 0.067206 | 0.34003 | 0.01227 | 0.011728 | 0.014247 | 0.014408 | 0.013017 | 0.065671 | 0.59804 | 0.60115 | 0.62425 | 0.62809 | 0.61986 | 3.0714 | 20% | 20% | 20% | 20% | 20% | 0.53943 | 0.53943 | 0.53943 | 0.53943 | 0.53943 | 2.6972 | 0.53314 | 0.53314 | 0.53314 | 0.53314 | 0.53314 | 2.6657 | 0.068007 | 0.068007 | 0.068007 | 0.068007 | 0.068007 | 0.34003 | 0.013134 | 0.013134 | 0.013134 | 0.013134 | 0.013134 | 0.065671 | 0.61428 | 0.61428 | 0.61428 | 0.61428 | 0.61428 | 3.0714 | FALSE | 0% | 0% | 0% | 0% | 0% | 0% | FALSE | 0% | 0% | 0% | 0% | 0% | TRUE | 0% | 0% | 0% | 100% | 0% | 0% | 0% | 0% | N/A | N/A
| 134 | Physical Security Upgrade | TRUE | Non-Labour | Business IT | 100% | Replacement Expenditure | Digital Infrastructure | Repex | N/A | N/A | DI - Network Buildings & Security | DI - Cyber/physical security | N/A | No | 0% | Safety security & reliability | Business IT (2018 onwards) | 92.35% | TRUE | FY22 | 2 | 61 | 2 | 2 | 6 | 2 | FALSE | FALSE | TRUE | 6.5098 | 6.5098 | 6.5098 | 6.5098 | 6.5098 | 32.5491 | 6.5098 | 6.5098 | 6.5098 | 6.5098 | 6.5098 | 32.5491 | 0.78477 | 0.7355 | 0.903 | 0.91556 | 0.81073 | 4.1495 | 0.1528 | 0.14417 | 0.17313 | 0.17434 | 0.15703 | 0.80147 | 7.4474 | 7.3895 | 7.5859 | 7.5997 | 7.4776 | 37.5001 | 20% | 20% | 20% | 20% | 20% | 6.5098 | 6.5098 | 6.5098 | 6.5098 | 6.5098 | 32.5491 | 6.5098 | 6.5098 | 6.5098 | 6.5098 | 6.5098 | 32.5491 | 0.82991 | 0.82991 | 0.82991 | 0.82991 | 0.82991 | 4.1495 | 0.16029 | 0.16029 | 0.16029 | 0.16029 | 0.16029 | 0.80147 | 7.5 | 7.5 | 7.5 | 7.5 | 7.5 | 37.5001 | FALSE | 0% | 0% | 0% | 0% | 0% | 0% | FALSE | 0% | 0% | 0% | 0% | 0% | TRUE | 0% | 0% | 0% | 100% | 0% | 0% | 0% | 0% | N/A | N/A
| 135 | Regentville Secondary Systems Renewal | TRUE | Labour | Secondary Systems | 95.47% | Replacement Expenditure | Digital Infrastructure | Repex | N/A | N/A | DI - Protection systems | DI - Safe and Reliable Network | N/A | No | 0% | Safety security & reliability | Secondary Systems (2018-23) | 19.66% | TRUE | FY22 | 2 | 62 | 1 | 1 | 4 | 1 | FALSE | FALSE | TRUE | 0 | 0 | 0.29691 | 0.98931 | 0.26055 | 1.5468 | 0 | 0 | 0.29485 | 0.98671 | 0.26064 | 1.5422 | 0 | 0 | 0.0409 | 0.13877 | 0.03246 | 0.21213 | 0 | 0 | 0.0078419 | 0.026425 | 0.0062872 | 0.040554 | 0 | 0 | 0.3436 | 1.1519 | 0.29939 | 1.7949 | 0% | 0% | 0% | 0% | 100% | 0 | 0 | 0 | 0 | 1.5468 | 1.5468 | 0 | 0 | 0 | 0 | 1.5422 | 1.5422 | 0 | 0 | 0 | 0 | 0.21213 | 0.21213 | 0 | 0 | 0 | 0 | 0.040554 | 0.040554 | 0 | 0 | 0 | 0 | 1.7949 | 1.7949 | FALSE | 0% | 0% | 0% | 0% | 0% | 0% | FALSE | 0% | 0% | 0% | 0% | 0% | TRUE | 47.33% | 44.3% | 3.833% | 0% | 0% | 0% | 4.534% | 0% | N/A | N/A
| 136 | Regentville Secondary Systems Renewal | TRUE | Labour | Business IT | 4.534% | Replacement Expenditure | Digital Infrastructure | Repex | N/A | N/A | DI - Protection systems | DI - Safe and Reliable Network | N/A | No | 0% | Safety security & reliability | Business IT (2018 onwards) | 19.66% | TRUE | FY22 | 2 | 62 | 1 | 2 | 6 | 1 | FALSE | FALSE | TRUE | 0 | 0 | 0.0141 | 0.046982 | 0.012373 | 0.073456 | 0 | 0 | 0.014003 | 0.046859 | 0.012378 | 0.07324 | 0 | 0 | 0.0019423 | 0.0065903 | 0.0015416 | 0.010074 | 0 | 0 | 0.00037241 | 0.0012549 | 0.00029858 | 0.0019259 | 0 | 0 | 0.016317 | 0.054704 | 0.014218 | 0.08524 | 0% | 0% | 0% | 0% | 100% | 0 | 0 | 0 | 0 | 0.073456 | 0.073456 | 0 | 0 | 0 | 0 | 0.07324 | 0.07324 | 0 | 0 | 0 | 0 | 0.010074 | 0.010074 | 0 | 0 | 0 | 0 | 0.0019259 | 0.0019259 | 0 | 0 | 0 | 0 | 0.08524 | 0.08524 | FALSE | 0% | 0% | 0% | 0% | 0% | 0% | FALSE | 0% | 0% | 0% | 0% | 0% | TRUE | 47.33% | 44.3% | 3.833% | 0% | 0% | 0% | 4.534% | 0% | N/A | N/A
| 137 | Regentville Secondary Systems Renewal | TRUE | Non-Labour | Secondary Systems | 95.47% | Replacement Expenditure | Digital Infrastructure | Repex | N/A | N/A | DI - Protection systems | DI - Safe and Reliable Network | N/A | No | 0% | Safety security & reliability | Secondary Systems (2018-23) | 80.34% | TRUE | FY22 | 2 | 62 | 2 | 3 | 4 | 2 | FALSE | FALSE | TRUE | 0 | 0 | 1.213 | 4.0416 | 1.0644 | 6.319 | 0 | 0 | 1.213 | 4.0416 | 1.0644 | 6.319 | 0 | 0 | 0.16826 | 0.56842 | 0.13256 | 0.86924 | 0 | 0 | 0.03226 | 0.10824 | 0.025675 | 0.16617 | 0 | 0 | 1.4135 | 4.7183 | 1.2227 | 7.3544 | 0% | 0% | 0% | 0% | 100% | 0 | 0 | 0 | 0 | 6.319 | 6.319 | 0 | 0 | 0 | 0 | 6.319 | 6.319 | 0 | 0 | 0 | 0 | 0.86924 | 0.86924 | 0 | 0 | 0 | 0 | 0.16617 | 0.16617 | 0 | 0 | 0 | 0 | 7.3544 | 7.3544 | FALSE | 0% | 0% | 0% | 0% | 0% | 0% | FALSE | 0% | 0% | 0% | 0% | 0% | TRUE | 47.33% | 44.3% | 3.833% | 0% | 0% | 0% | 4.534% | 0% | N/A | N/A
| 138 | Regentville Secondary Systems Renewal | TRUE | Non-Labour | Business IT | 4.534% | Replacement Expenditure | Digital Infrastructure | Repex | N/A | N/A | DI - Protection systems | DI - Safe and Reliable Network | N/A | No | 0% | Safety security & reliability | Business IT (2018 onwards) | 80.34% | TRUE | FY22 | 2 | 62 | 2 | 4 | 6 | 2 | FALSE | FALSE | TRUE | 0 | 0 | 0.057604 | 0.19194 | 0.050549 | 0.30009 | 0 | 0 | 0.057604 | 0.19194 | 0.050549 | 0.30009 | 0 | 0 | 0.0079905 | 0.026995 | 0.0062954 | 0.04128 | 0 | 0 | 0.001532 | 0.0051402 | 0.0012193 | 0.0078916 | 0 | 0 | 0.067127 | 0.22407 | 0.058064 | 0.34926 | 0% | 0% | 0% | 0% | 100% | 0 | 0 | 0 | 0 | 0.30009 | 0.30009 | 0 | 0 | 0 | 0 | 0.30009 | 0.30009 | 0 | 0 | 0 | 0 | 0.04128 | 0.04128 | 0 | 0 | 0 | 0 | 0.0078916 | 0.0078916 | 0 | 0 | 0 | 0 | 0.34926 | 0.34926 | FALSE | 0% | 0% | 0% | 0% | 0% | 0% | FALSE | 0% | 0% | 0% | 0% | 0% | TRUE | 47.33% | 44.3% | 3.833% | 0% | 0% | 0% | 4.534% | 0% | N/A | N/A
| 139 | Sydney east Secondary Systems Renewal | TRUE | Labour | Secondary Systems | 94.61% | Replacement Expenditure | Digital Infrastructure | Repex | N/A | N/A | DI - Protection systems | DI - Safe and Reliable Network | N/A | No | 0% | Safety security & reliability | Secondary Systems (2018-23) | 20.28% | TRUE | FY22 | 2 | 63 | 1 | 1 | 4 | 1 | FALSE | FALSE | TRUE | 1.7713 | 2.2533 | 0.13676 | 0 | 0 | 4.1614 | 1.7165 | 2.2122 | 0.13581 | 0 | 0 | 4.0645 | 0.20693 | 0.24994 | 0.018839 | 0 | 0 | 0.4757 | 0.040291 | 0.048992 | 0.0036121 | 0 | 0 | 0.092895 | 1.9637 | 2.5111 | 0.15827 | 0 | 0 | 4.6331 | 0% | 0% | 100% | 0% | 0% | 0 | 0 | 4.1614 | 0 | 0 | 4.1614 | 0 | 0 | 4.0645 | 0 | 0 | 4.0645 | 0 | 0 | 0.4757 | 0 | 0 | 0.4757 | 0 | 0 | 0.092895 | 0 | 0 | 0.092895 | 0 | 0 | 4.6331 | 0 | 0 | 4.6331 | FALSE | 0% | 0% | 0% | 0% | 0% | 0% | FALSE | 0% | 0% | 0% | 0% | 0% | TRUE | 66.45% | 18.37% | 9.796% | 0% | 0% | 0% | 5.388% | 0% | N/A | N/A
| 140 | Sydney east Secondary Systems Renewal | TRUE | Labour | Business IT | 5.388% | Replacement Expenditure | Digital Infrastructure | Repex | N/A | N/A | DI - Protection systems | DI - Safe and Reliable Network | N/A | No | 0% | Safety security & reliability | Business IT (2018 onwards) | 20.28% | TRUE | FY22 | 2 | 63 | 1 | 2 | 6 | 1 | FALSE | FALSE | TRUE | 0.10087 | 0.12832 | 0.007788 | 0 | 0 | 0.23697 | 0.097748 | 0.12597 | 0.007734 | 0 | 0 | 0.23145 | 0.011784 | 0.014233 | 0.0010728 | 0 | 0 | 0.027089 | 0.0022944 | 0.0027899 | 0.00020569 | 0 | 0 | 0.00529 | 0.11183 | 0.14299 | 0.0090125 | 0 | 0 | 0.26383 | 0% | 0% | 100% | 0% | 0% | 0 | 0 | 0.23697 | 0 | 0 | 0.23697 | 0 | 0 | 0.23145 | 0 | 0 | 0.23145 | 0 | 0 | 0.027089 | 0 | 0 | 0.027089 | 0 | 0 | 0.00529 | 0 | 0 | 0.00529 | 0 | 0 | 0.26383 | 0 | 0 | 0.26383 | FALSE | 0% | 0% | 0% | 0% | 0% | 0% | FALSE | 0% | 0% | 0% | 0% | 0% | TRUE | 66.45% | 18.37% | 9.796% | 0% | 0% | 0% | 5.388% | 0% | N/A | N/A
| 141 | Sydney east Secondary Systems Renewal | TRUE | Non-Labour | Secondary Systems | 94.61% | Replacement Expenditure | Digital Infrastructure | Repex | N/A | N/A | DI - Protection systems | DI - Safe and Reliable Network | N/A | No | 0% | Safety security & reliability | Secondary Systems (2018-23) | 79.72% | TRUE | FY22 | 2 | 63 | 2 | 3 | 4 | 2 | FALSE | FALSE | TRUE | 6.9614 | 8.8557 | 0.53749 | 0 | 0 | 16.3546 | 6.9614 | 8.8557 | 0.53749 | 0 | 0 | 16.3546 | 0.83921 | 1.0005 | 0.074556 | 0 | 0 | 1.9143 | 0.1634 | 0.19612 | 0.014295 | 0 | 0 | 0.37382 | 7.964 | 10.0524 | 0.62634 | 0 | 0 | 18.6428 | 0% | 0% | 100% | 0% | 0% | 0 | 0 | 16.3546 | 0 | 0 | 16.3546 | 0 | 0 | 16.3546 | 0 | 0 | 16.3546 | 0 | 0 | 1.9143 | 0 | 0 | 1.9143 | 0 | 0 | 0.37382 | 0 | 0 | 0.37382 | 0 | 0 | 18.6428 | 0 | 0 | 18.6428 | FALSE | 0% | 0% | 0% | 0% | 0% | 0% | FALSE | 0% | 0% | 0% | 0% | 0% | TRUE | 66.45% | 18.37% | 9.796% | 0% | 0% | 0% | 5.388% | 0% | N/A | N/A
| 142 | Sydney east Secondary Systems Renewal | TRUE | Non-Labour | Business IT | 5.388% | Replacement Expenditure | Digital Infrastructure | Repex | N/A | N/A | DI - Protection systems | DI - Safe and Reliable Network | N/A | No | 0% | Safety security & reliability | Business IT (2018 onwards) | 79.72% | TRUE | FY22 | 2 | 63 | 2 | 4 | 6 | 2 | FALSE | FALSE | TRUE | 0.39642 | 0.5043 | 0.030608 | 0 | 0 | 0.93133 | 0.39642 | 0.5043 | 0.030608 | 0 | 0 | 0.93133 | 0.047789 | 0.056977 | 0.0042457 | 0 | 0 | 0.10901 | 0.0093051 | 0.011168 | 0.00081403 | 0 | 0 | 0.021288 | 0.45352 | 0.57244 | 0.035667 | 0 | 0 | 1.0616 | 0% | 0% | 100% | 0% | 0% | 0 | 0 | 0.93133 | 0 | 0 | 0.93133 | 0 | 0 | 0.93133 | 0 | 0 | 0.93133 | 0 | 0 | 0.10901 | 0 | 0 | 0.10901 | 0 | 0 | 0.021288 | 0 | 0 | 0.021288 | 0 | 0 | 1.0616 | 0 | 0 | 1.0616 | FALSE | 0% | 0% | 0% | 0% | 0% | 0% | FALSE | 0% | 0% | 0% | 0% | 0% | TRUE | 66.45% | 18.37% | 9.796% | 0% | 0% | 0% | 5.388% | 0% | N/A | N/A
| 143 | Tamworth Transformer Renewals | TRUE | Labour | Substations | 99.3% | Replacement Expenditure | Substation | Repex | N/A | N/A | Substations - Power Transformers | Substations - Safe and Reliable Network | N/A | Yes | 0% | Safety security & reliability | Substations (2018 onwards) | 8.977% | TRUE | FY22 | 2 | 64 | 1 | 1 | 3 | 1 | FALSE | FALSE | TRUE | 0.025959 | 0.13932 | 0.36563 | 0 | 0 | 0.53091 | 0.025156 | 0.13678 | 0.3631 | 0 | 0 | 0.52503 | 0.0030325 | 0.015454 | 0.050367 | 0 | 0 | 0.068853 | 0.00059047 | 0.0030292 | 0.009657 | 0 | 0 | 0.013277 | 0.028779 | 0.15526 | 0.42312 | 0 | 0 | 0.60716 | 0% | 0% | 100% | 0% | 0% | 0 | 0 | 0.53091 | 0 | 0 | 0.53091 | 0 | 0 | 0.52503 | 0 | 0 | 0.52503 | 0 | 0 | 0.068853 | 0 | 0 | 0.068853 | 0 | 0 | 0.013277 | 0 | 0 | 0.013277 | 0 | 0 | 0.60716 | 0 | 0 | 0.60716 | FALSE | 0% | 0% | 0% | 0% | 0% | 0% | TRUE | 0.3021% | 99.7% | 0% | 0% | 0% | FALSE | 0% | 0% | 0% | 0% | 0% | 0% | 0% | 0% | N/A | N/A
| 144 | Tamworth Transformer Renewals | TRUE | Labour | Secondary Systems | 0.7% | Replacement Expenditure | Substation | Repex | N/A | N/A | Substations - Power Transformers | Substations - Safe and Reliable Network | N/A | Yes | 0% | Safety security & reliability | Secondary Systems (2018-23) | 8.977% | TRUE | FY22 | 2 | 64 | 1 | 2 | 4 | 1 | FALSE | FALSE | TRUE | 0.00018299 | 0.00098213 | 0.0025775 | 0 | 0 | 0.0037426 | 0.00017733 | 0.00096419 | 0.0025596 | 0 | 0 | 0.0037011 | 2.1377e-05 | 0.00010894 | 0.00035505 | 0 | 0 | 0.00048537 | 4.1624e-06 | 2.1354e-05 | 6.8075e-05 | 0 | 0 | 9.3591e-05 | 0.00020287 | 0.0010945 | 0.0029827 | 0 | 0 | 0.0042801 | 0% | 0% | 100% | 0% | 0% | 0 | 0 | 0.0037426 | 0 | 0 | 0.0037426 | 0 | 0 | 0.0037011 | 0 | 0 | 0.0037011 | 0 | 0 | 0.00048537 | 0 | 0 | 0.00048537 | 0 | 0 | 9.3591e-05 | 0 | 0 | 9.3591e-05 | 0 | 0 | 0.0042801 | 0 | 0 | 0.0042801 | FALSE | 0% | 0% | 0% | 0% | 0% | 0% | FALSE | 0% | 0% | 0% | 0% | 0% | TRUE | 0% | 42.86% | 57.14% | 0% | 0% | 0% | 0% | 0% | N/A | N/A
| 145 | Tamworth Transformer Renewals | TRUE | Non-Labour | Substations | 99.3% | Replacement Expenditure | Substation | Repex | N/A | N/A | Substations - Power Transformers | Substations - Safe and Reliable Network | N/A | Yes | 0% | Safety security & reliability | Substations (2018 onwards) | 91.02% | TRUE | FY22 | 2 | 64 | 2 | 3 | 3 | 2 | FALSE | FALSE | TRUE | 0.26322 | 1.4127 | 3.7075 | 0 | 0 | 5.3834 | 0.26322 | 1.4127 | 3.7075 | 0 | 0 | 5.3834 | 0.031731 | 0.15961 | 0.51427 | 0 | 0 | 0.70561 | 0.0061784 | 0.031286 | 0.098603 | 0 | 0 | 0.13607 | 0.30112 | 1.6036 | 4.3203 | 0 | 0 | 6.225 | 0% | 0% | 100% | 0% | 0% | 0 | 0 | 5.3834 | 0 | 0 | 5.3834 | 0 | 0 | 5.3834 | 0 | 0 | 5.3834 | 0 | 0 | 0.70561 | 0 | 0 | 0.70561 | 0 | 0 | 0.13607 | 0 | 0 | 0.13607 | 0 | 0 | 6.225 | 0 | 0 | 6.225 | FALSE | 0% | 0% | 0% | 0% | 0% | 0% | TRUE | 0.3021% | 99.7% | 0% | 0% | 0% | FALSE | 0% | 0% | 0% | 0% | 0% | 0% | 0% | 0% | N/A | N/A
| 146 | Tamworth Transformer Renewals | TRUE | Non-Labour | Secondary Systems | 0.7% | Replacement Expenditure | Substation | Repex | N/A | N/A | Substations - Power Transformers | Substations - Safe and Reliable Network | N/A | Yes | 0% | Safety security & reliability | Secondary Systems (2018-23) | 91.02% | TRUE | FY22 | 2 | 64 | 2 | 4 | 4 | 2 | FALSE | FALSE | TRUE | 0.0018555 | 0.0099586 | 0.026135 | 0 | 0 | 0.037949 | 0.0018555 | 0.0099586 | 0.026135 | 0 | 0 | 0.037949 | 0.00022368 | 0.0011252 | 0.0036253 | 0 | 0 | 0.0049741 | 4.3553e-05 | 0.00022055 | 0.00069509 | 0 | 0 | 0.00095919 | 0.0021227 | 0.011304 | 0.030455 | 0 | 0 | 0.043883 | 0% | 0% | 100% | 0% | 0% | 0 | 0 | 0.037949 | 0 | 0 | 0.037949 | 0 | 0 | 0.037949 | 0 | 0 | 0.037949 | 0 | 0 | 0.0049741 | 0 | 0 | 0.0049741 | 0 | 0 | 0.00095919 | 0 | 0 | 0.00095919 | 0 | 0 | 0.043883 | 0 | 0 | 0.043883 | FALSE | 0% | 0% | 0% | 0% | 0% | 0% | FALSE | 0% | 0% | 0% | 0% | 0% | TRUE | 0% | 42.86% | 57.14% | 0% | 0% | 0% | 0% | 0% | N/A | N/A
| 147 | Tenterfield Transformer Renewals | TRUE | Labour | Substations | 95% | Replacement Expenditure | Substation | Repex | N/A | N/A | Substations - Power Transformers | Substations - Safe and Reliable Network | N/A | No | 0% | Safety security & reliability | Substations (2018 onwards) | 14.19% | TRUE | FY22 | 2 | 65 | 1 | 1 | 3 | 1 | FALSE | FALSE | TRUE | 0 | 0 | 0.032734 | 0.23471 | 0.17061 | 0.43805 | 0 | 0 | 0.032508 | 0.23409 | 0.17067 | 0.43727 | 0 | 0 | 0.0045092 | 0.032923 | 0.021255 | 0.058688 | 0 | 0 | 0.00086457 | 0.0062691 | 0.0041169 | 0.011251 | 0 | 0 | 0.037881 | 0.27329 | 0.19604 | 0.50721 | 0% | 0% | 0% | 0% | 0% | 0 | 0 | 0 | 0 | 0 | 0 | 0 | 0 | 0 | 0 | 0 | 0 | 0 | 0 | 0 | 0 | 0 | 0 | 0 | 0 | 0 | 0 | 0 | 0 | 0 | 0 | 0 | 0 | 0 | 0 | FALSE | 0% | 0% | 0% | 0% | 0% | 0% | TRUE | 0% | 78.95% | 21.05% | 0% | 0% | FALSE | 0% | 0% | 0% | 0% | 0% | 0% | 0% | 0% | N/A | N/A
| 148 | Tenterfield Transformer Renewals | TRUE | Labour | Secondary Systems | 5% | Replacement Expenditure | Substation | Repex | N/A | N/A | Substations - Power Transformers | Substations - Safe and Reliable Network | N/A | No | 0% | Safety security & reliability | Secondary Systems (2018-23) | 14.19% | TRUE | FY22 | 2 | 65 | 1 | 2 | 4 | 1 | FALSE | FALSE | TRUE | 0 | 0 | 0.0017229 | 0.012353 | 0.0089794 | 0.023055 | 0 | 0 | 0.0017109 | 0.012321 | 0.0089827 | 0.023014 | 0 | 0 | 0.00023733 | 0.0017328 | 0.0011187 | 0.0030888 | 0 | 0 | 4.5504e-05 | 0.00032995 | 0.00021668 | 0.00059214 | 0 | 0 | 0.0019938 | 0.014383 | 0.010318 | 0.026695 | 0% | 0% | 0% | 0% | 0% | 0 | 0 | 0 | 0 | 0 | 0 | 0 | 0 | 0 | 0 | 0 | 0 | 0 | 0 | 0 | 0 | 0 | 0 | 0 | 0 | 0 | 0 | 0 | 0 | 0 | 0 | 0 | 0 | 0 | 0 | FALSE | 0% | 0% | 0% | 0% | 0% | 0% | FALSE | 0% | 0% | 0% | 0% | 0% | TRUE | 16% | 70% | 14% | 0% | 0% | 0% | 0% | 0% | N/A | N/A
| 149 | Tenterfield Transformer Renewals | TRUE | Non-Labour | Substations | 95% | Replacement Expenditure | Substation | Repex | N/A | N/A | Substations - Power Transformers | Substations - Safe and Reliable Network | N/A | No | 0% | Safety security & reliability | Substations (2018 onwards) | 85.81% | TRUE | FY22 | 2 | 65 | 2 | 3 | 3 | 2 | FALSE | FALSE | TRUE | 0 | 0 | 0.198 | 1.4197 | 1.0319 | 2.6496 | 0 | 0 | 0.198 | 1.4197 | 1.0319 | 2.6496 | 0 | 0 | 0.027465 | 0.19966 | 0.12852 | 0.35565 | 0 | 0 | 0.0052659 | 0.038019 | 0.024892 | 0.068177 | 0 | 0 | 0.23073 | 1.6573 | 1.1853 | 3.0734 | 0% | 0% | 0% | 0% | 0% | 0 | 0 | 0 | 0 | 0 | 0 | 0 | 0 | 0 | 0 | 0 | 0 | 0 | 0 | 0 | 0 | 0 | 0 | 0 | 0 | 0 | 0 | 0 | 0 | 0 | 0 | 0 | 0 | 0 | 0 | FALSE | 0% | 0% | 0% | 0% | 0% | 0% | TRUE | 0% | 78.95% | 21.05% | 0% | 0% | FALSE | 0% | 0% | 0% | 0% | 0% | 0% | 0% | 0% | N/A | N/A
| 150 | Tenterfield Transformer Renewals | TRUE | Non-Labour | Secondary Systems | 5% | Replacement Expenditure | Substation | Repex | N/A | N/A | Substations - Power Transformers | Substations - Safe and Reliable Network | N/A | No | 0% | Safety security & reliability | Secondary Systems (2018-23) | 85.81% | TRUE | FY22 | 2 | 65 | 2 | 4 | 4 | 2 | FALSE | FALSE | TRUE | 0 | 0 | 0.010421 | 0.074719 | 0.054312 | 0.13945 | 0 | 0 | 0.010421 | 0.074719 | 0.054312 | 0.13945 | 0 | 0 | 0.0014455 | 0.010509 | 0.006764 | 0.018718 | 0 | 0 | 0.00027715 | 0.002001 | 0.0013101 | 0.0035883 | 0 | 0 | 0.012144 | 0.087229 | 0.062387 | 0.16176 | 0% | 0% | 0% | 0% | 0% | 0 | 0 | 0 | 0 | 0 | 0 | 0 | 0 | 0 | 0 | 0 | 0 | 0 | 0 | 0 | 0 | 0 | 0 | 0 | 0 | 0 | 0 | 0 | 0 | 0 | 0 | 0 | 0 | 0 | 0 | FALSE | 0% | 0% | 0% | 0% | 0% | 0% | FALSE | 0% | 0% | 0% | 0% | 0% | TRUE | 16% | 70% | 14% | 0% | 0% | 0% | 0% | 0% | N/A | N/A
| 151 | Tomago Secondary Systems Renewal | TRUE | Labour | Secondary Systems | 93.65% | Replacement Expenditure | Digital Infrastructure | Repex | N/A | N/A | DI - Protection systems | DI - Safe and Reliable Network | N/A | No | 0% | Safety security & reliability | Secondary Systems (2018-23) | 15.11% | TRUE | FY22 | 2 | 66 | 1 | 1 | 4 | 1 | FALSE | FALSE | TRUE | 0 | 0.90405 | 0.90158 | 0.90158 | 0.47425 | 3.1815 | 0 | 0.88754 | 0.89533 | 0.89921 | 0.47443 | 3.1565 | 0 | 0.10028 | 0.12419 | 0.12647 | 0.059085 | 0.41002 | 0 | 0.019656 | 0.023812 | 0.024081 | 0.011444 | 0.078993 | 0 | 1.0075 | 1.0433 | 1.0498 | 0.54496 | 3.6455 | 0% | 0% | 0% | 0% | 100% | 0 | 0 | 0 | 0 | 3.1815 | 3.1815 | 0 | 0 | 0 | 0 | 3.1565 | 3.1565 | 0 | 0 | 0 | 0 | 0.41002 | 0.41002 | 0 | 0 | 0 | 0 | 0.078993 | 0.078993 | 0 | 0 | 0 | 0 | 3.6455 | 3.6455 | FALSE | 0% | 0% | 0% | 0% | 0% | 0% | FALSE | 0% | 0% | 0% | 0% | 0% | TRUE | 43.37% | 38.63% | 11.64% | 0% | 0% | 0% | 6.354% | 0% | N/A | N/A
| 152 | Tomago Secondary Systems Renewal | TRUE | Labour | Business IT | 6.354% | Replacement Expenditure | Digital Infrastructure | Repex | N/A | N/A | DI - Protection systems | DI - Safe and Reliable Network | N/A | No | 0% | Safety security & reliability | Business IT (2018 onwards) | 15.11% | TRUE | FY22 | 2 | 66 | 1 | 2 | 6 | 1 | FALSE | FALSE | TRUE | 0 | 0.061341 | 0.061173 | 0.061173 | 0.032179 | 0.21587 | 0 | 0.060221 | 0.06075 | 0.061013 | 0.032191 | 0.21417 | 0 | 0.0068039 | 0.0084268 | 0.008581 | 0.004009 | 0.027821 | 0 | 0.0013337 | 0.0016157 | 0.001634 | 0.0007765 | 0.0053598 | 0 | 0.068358 | 0.070792 | 0.071228 | 0.036976 | 0.24735 | 0% | 0% | 0% | 0% | 100% | 0 | 0 | 0 | 0 | 0.21587 | 0.21587 | 0 | 0 | 0 | 0 | 0.21417 | 0.21417 | 0 | 0 | 0 | 0 | 0.027821 | 0.027821 | 0 | 0 | 0 | 0 | 0.0053598 | 0.0053598 | 0 | 0 | 0 | 0 | 0.24735 | 0.24735 | FALSE | 0% | 0% | 0% | 0% | 0% | 0% | FALSE | 0% | 0% | 0% | 0% | 0% | TRUE | 43.37% | 38.63% | 11.64% | 0% | 0% | 0% | 6.354% | 0% | N/A | N/A
| 153 | Tomago Secondary Systems Renewal | TRUE | Non-Labour | Secondary Systems | 93.65% | Replacement Expenditure | Digital Infrastructure | Repex | N/A | N/A | DI - Protection systems | DI - Safe and Reliable Network | N/A | No | 0% | Safety security & reliability | Secondary Systems (2018-23) | 84.89% | TRUE | FY22 | 2 | 66 | 2 | 3 | 4 | 2 | FALSE | FALSE | TRUE | 0 | 5.0808 | 5.0669 | 5.0669 | 2.6653 | 17.8799 | 0 | 5.0808 | 5.0669 | 5.0669 | 2.6653 | 17.8799 | 0 | 0.57404 | 0.70285 | 0.71262 | 0.33194 | 2.3214 | 0 | 0.11252 | 0.13476 | 0.13569 | 0.064292 | 0.44727 | 0 | 5.7674 | 5.9045 | 5.9152 | 3.0616 | 20.6487 | 0% | 0% | 0% | 0% | 100% | 0 | 0 | 0 | 0 | 17.8799 | 17.8799 | 0 | 0 | 0 | 0 | 17.8799 | 17.8799 | 0 | 0 | 0 | 0 | 2.3214 | 2.3214 | 0 | 0 | 0 | 0 | 0.44727 | 0.44727 | 0 | 0 | 0 | 0 | 20.6487 | 20.6487 | FALSE | 0% | 0% | 0% | 0% | 0% | 0% | FALSE | 0% | 0% | 0% | 0% | 0% | TRUE | 43.37% | 38.63% | 11.64% | 0% | 0% | 0% | 6.354% | 0% | N/A | N/A
| 154 | Tomago Secondary Systems Renewal | TRUE | Non-Labour | Business IT | 6.354% | Replacement Expenditure | Digital Infrastructure | Repex | N/A | N/A | DI - Protection systems | DI - Safe and Reliable Network | N/A | No | 0% | Safety security & reliability | Business IT (2018 onwards) | 84.89% | TRUE | FY22 | 2 | 66 | 2 | 4 | 6 | 2 | FALSE | FALSE | TRUE | 0 | 0.34474 | 0.3438 | 0.3438 | 0.18085 | 1.2132 | 0 | 0.34474 | 0.3438 | 0.3438 | 0.18085 | 1.2132 | 0 | 0.03895 | 0.047689 | 0.048353 | 0.022523 | 0.15751 | 0 | 0.0076348 | 0.0091436 | 0.0092071 | 0.0043623 | 0.030348 | 0 | 0.39132 | 0.40063 | 0.40136 | 0.20773 | 1.401 | 0% | 0% | 0% | 0% | 100% | 0 | 0 | 0 | 0 | 1.2132 | 1.2132 | 0 | 0 | 0 | 0 | 1.2132 | 1.2132 | 0 | 0 | 0 | 0 | 0.15751 | 0.15751 | 0 | 0 | 0 | 0 | 0.030348 | 0.030348 | 0 | 0 | 0 | 0 | 1.401 | 1.401 | FALSE | 0% | 0% | 0% | 0% | 0% | 0% | FALSE | 0% | 0% | 0% | 0% | 0% | TRUE | 43.37% | 38.63% | 11.64% | 0% | 0% | 0% | 6.354% | 0% | N/A | N/A
| 155 | Transformer Compound Wall Renewal | TRUE | Labour | Substations | 100% | Replacement Expenditure | Substation | Repex | N/A | N/A | Substations - Site Establishment and supporting assets | Substations - Safe and Reliable Network | N/A | Yes | 0% | Safety security & reliability | Substations (2018 onwards) | 29.29% | TRUE | FY22 | 2 | 67 | 1 | 1 | 3 | 1 | FALSE | FALSE | TRUE | 0.17519 | 0.15927 | 0.079634 | 0.17519 | 0.18316 | 0.77245 | 0.16977 | 0.15636 | 0.079082 | 0.17473 | 0.18323 | 0.76317 | 0.020467 | 0.017666 | 0.01097 | 0.024575 | 0.022819 | 0.096496 | 0.0039851 | 0.0034628 | 0.0021033 | 0.0046795 | 0.0044197 | 0.01865 | 0.19423 | 0.17749 | 0.092155 | 0.20399 | 0.21046 | 0.87832 | 10% | 11% | 14% | 32% | 33% | 0.077245 | 0.084969 | 0.10814 | 0.24718 | 0.25491 | 0.77245 | 0.076317 | 0.083949 | 0.10684 | 0.24422 | 0.25185 | 0.76317 | 0.0096496 | 0.010615 | 0.013509 | 0.030879 | 0.031844 | 0.096496 | 0.001865 | 0.0020515 | 0.002611 | 0.0059681 | 0.0061546 | 0.01865 | 0.087832 | 0.096615 | 0.12296 | 0.28106 | 0.28985 | 0.87832 | FALSE | 0% | 0% | 0% | 0% | 0% | 0% | TRUE | 100% | 0% | 0% | 0% | 0% | FALSE | 0% | 0% | 0% | 0% | 0% | 0% | 0% | 0% | N/A | N/A
| 156 | Transformer Compound Wall Renewal | TRUE | Non-Labour | Substations | 100% | Replacement Expenditure | Substation | Repex | N/A | N/A | Substations - Site Establishment and supporting assets | Substations - Safe and Reliable Network | N/A | Yes | 0% | Safety security & reliability | Substations (2018 onwards) | 70.71% | TRUE | FY22 | 2 | 67 | 2 | 2 | 3 | 2 | FALSE | FALSE | TRUE | 0.42301 | 0.38455 | 0.19228 | 0.42301 | 0.44223 | 1.8651 | 0.42301 | 0.38455 | 0.19228 | 0.42301 | 0.44223 | 1.8651 | 0.050994 | 0.043448 | 0.026671 | 0.059493 | 0.055076 | 0.23568 | 0.0099291 | 0.0085165 | 0.0051137 | 0.011328 | 0.010667 | 0.045555 | 0.48393 | 0.43652 | 0.22406 | 0.49383 | 0.50798 | 2.1463 | 10% | 11% | 14% | 32% | 33% | 0.18651 | 0.20516 | 0.26111 | 0.59682 | 0.61547 | 1.8651 | 0.18651 | 0.20516 | 0.26111 | 0.59682 | 0.61547 | 1.8651 | 0.023568 | 0.025925 | 0.032995 | 0.075418 | 0.077775 | 0.23568 | 0.0045555 | 0.0050111 | 0.0063777 | 0.014578 | 0.015033 | 0.045555 | 0.21463 | 0.23609 | 0.30048 | 0.68682 | 0.70828 | 2.1463 | FALSE | 0% | 0% | 0% | 0% | 0% | 0% | TRUE | 100% | 0% | 0% | 0% | 0% | FALSE | 0% | 0% | 0% | 0% | 0% | 0% | 0% | 0% | N/A | N/A
| 157 | Transmission Line Protection Relay Replacements | TRUE | Labour | Secondary Systems | 100% | Replacement Expenditure | Digital Infrastructure | Repex | N/A | N/A | DI - Protection systems | DI - Safe and Reliable Network | N/A | No | 0% | Safety security & reliability | Secondary Systems (2018-23) | 52.1% | TRUE | FY22 | 2 | 68 | 1 | 1 | 4 | 1 | FALSE | FALSE | TRUE | 1.5124 | 1.3749 | 0.68744 | 1.5124 | 1.5811 | 6.6681 | 1.4656 | 1.3498 | 0.68267 | 1.5084 | 1.5817 | 6.5881 | 0.17668 | 0.1525 | 0.094696 | 0.21214 | 0.19698 | 0.833 | 0.034401 | 0.029893 | 0.018156 | 0.040395 | 0.038153 | 0.161 | 1.6767 | 1.5322 | 0.79553 | 1.7609 | 1.8168 | 7.5821 | 10% | 11% | 14% | 32% | 33% | 0.66681 | 0.73349 | 0.93354 | 2.1338 | 2.2005 | 6.6681 | 0.65881 | 0.72469 | 0.92233 | 2.1082 | 2.1741 | 6.5881 | 0.0833 | 0.09163 | 0.11662 | 0.26656 | 0.27489 | 0.833 | 0.0161 | 0.01771 | 0.02254 | 0.051519 | 0.053129 | 0.161 | 0.75821 | 0.83403 | 1.0615 | 2.4263 | 2.5021 | 7.5821 | FALSE | 0% | 0% | 0% | 0% | 0% | 0% | FALSE | 0% | 0% | 0% | 0% | 0% | TRUE | 100% | 0% | 0% | 0% | 0% | 0% | 0% | 0% | N/A | N/A
| 158 | Transmission Line Protection Relay Replacements | TRUE | Non-Labour | Secondary Systems | 100% | Replacement Expenditure | Digital Infrastructure | Repex | N/A | N/A | DI - Protection systems | DI - Safe and Reliable Network | N/A | No | 0% | Safety security & reliability | Secondary Systems (2018-23) | 47.9% | TRUE | FY22 | 2 | 68 | 2 | 2 | 4 | 2 | FALSE | FALSE | TRUE | 1.3903 | 1.2639 | 0.63194 | 1.3903 | 1.4535 | 6.1298 | 1.3903 | 1.2639 | 0.63194 | 1.3903 | 1.4535 | 6.1298 | 0.1676 | 0.1428 | 0.087658 | 0.19553 | 0.18101 | 0.77459 | 0.032633 | 0.02799 | 0.016807 | 0.037232 | 0.03506 | 0.14972 | 1.5905 | 1.4347 | 0.7364 | 1.623 | 1.6695 | 7.0541 | 10% | 11% | 14% | 32% | 33% | 0.61298 | 0.67428 | 0.85817 | 1.9615 | 2.0228 | 6.1298 | 0.61298 | 0.67428 | 0.85817 | 1.9615 | 2.0228 | 6.1298 | 0.077459 | 0.085205 | 0.10844 | 0.24787 | 0.25562 | 0.77459 | 0.014972 | 0.016469 | 0.020961 | 0.047911 | 0.049408 | 0.14972 | 0.70541 | 0.77595 | 0.98757 | 2.2573 | 2.3279 | 7.0541 | FALSE | 0% | 0% | 0% | 0% | 0% | 0% | FALSE | 0% | 0% | 0% | 0% | 0% | TRUE | 100% | 0% | 0% | 0% | 0% | 0% | 0% | 0% | N/A | N/A
| 159 | Wallerwang Secondary Systems Renewal | TRUE | Labour | Secondary Systems | 91.01% | Replacement Expenditure | Digital Infrastructure | Repex | N/A | N/A | DI - Protection systems | DI - Safe and Reliable Network | N/A | No | 0% | Safety security & reliability | Secondary Systems (2018-23) | 19.17% | TRUE | FY22 | 2 | 71 | 1 | 1 | 4 | 1 | FALSE | FALSE | TRUE | 0 | 0 | 0.43333 | 1.2766 | 0.050631 | 1.7606 | 0 | 0 | 0.43033 | 1.2733 | 0.05065 | 1.7543 | 0 | 0 | 0.059692 | 0.17908 | 0.006308 | 0.24508 | 0 | 0 | 0.011445 | 0.034099 | 0.0012218 | 0.046766 | 0 | 0 | 0.50147 | 1.4865 | 0.05818 | 2.0461 | 0% | 0% | 0% | 0% | 100% | 0 | 0 | 0 | 0 | 1.7606 | 1.7606 | 0 | 0 | 0 | 0 | 1.7543 | 1.7543 | 0 | 0 | 0 | 0 | 0.24508 | 0.24508 | 0 | 0 | 0 | 0 | 0.046766 | 0.046766 | 0 | 0 | 0 | 0 | 2.0461 | 2.0461 | FALSE | 0% | 0% | 0% | 0% | 0% | 0% | FALSE | 0% | 0% | 0% | 0% | 0% | TRUE | 48.15% | 39.06% | 3.802% | 0% | 0% | 0% | 8.993% | 0% | N/A | N/A
| 160 | Wallerwang Secondary Systems Renewal | TRUE | Labour | Business IT | 8.993% | Replacement Expenditure | Digital Infrastructure | Repex | N/A | N/A | DI - Protection systems | DI - Safe and Reliable Network | N/A | No | 0% | Safety security & reliability | Business IT (2018 onwards) | 19.17% | TRUE | FY22 | 2 | 71 | 1 | 2 | 6 | 1 | FALSE | FALSE | TRUE | 0 | 0 | 0.042822 | 0.12616 | 0.0050034 | 0.17398 | 0 | 0 | 0.042525 | 0.12583 | 0.0050052 | 0.17336 | 0 | 0 | 0.0058988 | 0.017696 | 0.00062335 | 0.024219 | 0 | 0 | 0.001131 | 0.0033697 | 0.00012073 | 0.0046214 | 0 | 0 | 0.049555 | 0.14689 | 0.0057493 | 0.2022 | 0% | 0% | 0% | 0% | 100% | 0 | 0 | 0 | 0 | 0.17398 | 0.17398 | 0 | 0 | 0 | 0 | 0.17336 | 0.17336 | 0 | 0 | 0 | 0 | 0.024219 | 0.024219 | 0 | 0 | 0 | 0 | 0.0046214 | 0.0046214 | 0 | 0 | 0 | 0 | 0.2022 | 0.2022 | FALSE | 0% | 0% | 0% | 0% | 0% | 0% | FALSE | 0% | 0% | 0% | 0% | 0% | TRUE | 48.15% | 39.06% | 3.802% | 0% | 0% | 0% | 8.993% | 0% | N/A | N/A
| 161 | Wallerwang Secondary Systems Renewal | TRUE | Non-Labour | Secondary Systems | 91.01% | Replacement Expenditure | Digital Infrastructure | Repex | N/A | N/A | DI - Protection systems | DI - Safe and Reliable Network | N/A | No | 0% | Safety security & reliability | Secondary Systems (2018-23) | 80.83% | TRUE | FY22 | 2 | 71 | 2 | 3 | 4 | 2 | FALSE | FALSE | TRUE | 0 | 0 | 1.8272 | 5.3832 | 0.2135 | 7.4239 | 0 | 0 | 1.8272 | 5.3832 | 0.2135 | 7.4239 | 0 | 0 | 0.25346 | 0.7571 | 0.026589 | 1.0372 | 0 | 0 | 0.048596 | 0.14416 | 0.0051499 | 0.19791 | 0 | 0 | 2.1293 | 6.2845 | 0.24523 | 8.659 | 0% | 0% | 0% | 0% | 100% | 0 | 0 | 0 | 0 | 7.4239 | 7.4239 | 0 | 0 | 0 | 0 | 7.4239 | 7.4239 | 0 | 0 | 0 | 0 | 1.0372 | 1.0372 | 0 | 0 | 0 | 0 | 0.19791 | 0.19791 | 0 | 0 | 0 | 0 | 8.659 | 8.659 | FALSE | 0% | 0% | 0% | 0% | 0% | 0% | FALSE | 0% | 0% | 0% | 0% | 0% | TRUE | 48.15% | 39.06% | 3.802% | 0% | 0% | 0% | 8.993% | 0% | N/A | N/A
| 162 | Wallerwang Secondary Systems Renewal | TRUE | Non-Labour | Business IT | 8.993% | Replacement Expenditure | Digital Infrastructure | Repex | N/A | N/A | DI - Protection systems | DI - Safe and Reliable Network | N/A | No | 0% | Safety security & reliability | Business IT (2018 onwards) | 80.83% | TRUE | FY22 | 2 | 71 | 2 | 4 | 6 | 2 | FALSE | FALSE | TRUE | 0 | 0 | 0.18056 | 0.53196 | 0.021098 | 0.73363 | 0 | 0 | 0.18056 | 0.53196 | 0.021098 | 0.73363 | 0 | 0 | 0.025047 | 0.074817 | 0.0026275 | 0.10249 | 0 | 0 | 0.0048023 | 0.014246 | 0.00050891 | 0.019557 | 0 | 0 | 0.21041 | 0.62103 | 0.024234 | 0.85567 | 0% | 0% | 0% | 0% | 100% | 0 | 0 | 0 | 0 | 0.73363 | 0.73363 | 0 | 0 | 0 | 0 | 0.73363 | 0.73363 | 0 | 0 | 0 | 0 | 0.10249 | 0.10249 | 0 | 0 | 0 | 0 | 0.019557 | 0.019557 | 0 | 0 | 0 | 0 | 0.85567 | 0.85567 | FALSE | 0% | 0% | 0% | 0% | 0% | 0% | FALSE | 0% | 0% | 0% | 0% | 0% | TRUE | 48.15% | 39.06% | 3.802% | 0% | 0% | 0% | 8.993% | 0% | N/A | N/A
| 163 | Line 86 | TRUE | Labour | Transmission Lines | 100% | Replacement Expenditure | Transmission Lines | Repex | N/A | N/A | TL - Transmission poles | TL - Safe and Reliable Network | N/A | Yes | 0% | Safety security & reliability | Transmission Lines (2018 onwards) | 35.22% | TRUE | FY22 | 2 | 72 | 1 | 1 | 1 | 1 | FALSE | FALSE | TRUE | 0 | 0 | 0.038187 | 0.12984 | 3.8989 | 4.0669 | 0 | 0 | 0.037922 | 0.12949 | 3.9003 | 4.0678 | 0 | 0 | 0.0052603 | 0.018212 | 0.48575 | 0.50922 | 0 | 0 | 0.0010086 | 0.0034679 | 0.094083 | 0.098559 | 0 | 0 | 0.044191 | 0.15117 | 4.4802 | 4.6755 | 0% | 0% | 0% | 0% | 100% | 0 | 0 | 0 | 0 | 4.0669 | 4.0669 | 0 | 0 | 0 | 0 | 4.0678 | 4.0678 | 0 | 0 | 0 | 0 | 0.50922 | 0.50922 | 0 | 0 | 0 | 0 | 0.098559 | 0.098559 | 0 | 0 | 0 | 0 | 4.6755 | 4.6755 | TRUE | 95% | 0% | 5% | 0% | 0% | 0% | FALSE | 0% | 0% | 0% | 0% | 0% | FALSE | 0% | 0% | 0% | 0% | 0% | 0% | 0% | 0% | N/A | N/A
| 164 | Line 86 | TRUE | Non-Labour | Transmission Lines | 100% | Replacement Expenditure | Transmission Lines | Repex | N/A | N/A | TL - Transmission poles | TL - Safe and Reliable Network | N/A | Yes | 0% | Safety security & reliability | Transmission Lines (2018 onwards) | 64.78% | TRUE | FY22 | 2 | 72 | 2 | 2 | 1 | 2 | FALSE | FALSE | TRUE | 0 | 0 | 0.070225 | 0.23876 | 7.17 | 7.4789 | 0 | 0 | 0.070225 | 0.23876 | 7.17 | 7.4789 | 0 | 0 | 0.0097411 | 0.03358 | 0.89294 | 0.93626 | 0 | 0 | 0.0018677 | 0.0063942 | 0.17295 | 0.18121 | 0 | 0 | 0.081834 | 0.27874 | 8.2358 | 8.5964 | 0% | 0% | 0% | 0% | 100% | 0 | 0 | 0 | 0 | 7.4789 | 7.4789 | 0 | 0 | 0 | 0 | 7.4789 | 7.4789 | 0 | 0 | 0 | 0 | 0.93626 | 0.93626 | 0 | 0 | 0 | 0 | 0.18121 | 0.18121 | 0 | 0 | 0 | 0 | 8.5964 | 8.5964 | TRUE | 95% | 0% | 5% | 0% | 0% | 0% | FALSE | 0% | 0% | 0% | 0% | 0% | FALSE | 0% | 0% | 0% | 0% | 0% | 0% | 0% | 0% | N/A | N/A
| 165 | CT Program | TRUE | Labour | Substations | 100% | Replacement Expenditure | Substation | Repex | N/A | N/A | Substations - Switchbay Equipment | Substations - Safe and Reliable Network | N/A | No | 0% | Safety security & reliability | Substations (2018 onwards) | 47.13% | TRUE | FY22 | 2 | 73 | 1 | 1 | 3 | 1 | FALSE | FALSE | TRUE | 0.67569 | 0.61426 | 0.30713 | 0.67569 | 0.7064 | 2.9792 | 0.65479 | 0.60305 | 0.305 | 0.67392 | 0.70667 | 2.9434 | 0.078936 | 0.068134 | 0.042308 | 0.094781 | 0.088008 | 0.37217 | 0.01537 | 0.013355 | 0.0081119 | 0.018048 | 0.017046 | 0.071931 | 0.74909 | 0.68454 | 0.35542 | 0.78674 | 0.81172 | 3.3875 | 10% | 11% | 14% | 32% | 33% | 0.29792 | 0.32771 | 0.41709 | 0.95334 | 0.98313 | 2.9792 | 0.29434 | 0.32378 | 0.41208 | 0.9419 | 0.97133 | 2.9434 | 0.037217 | 0.040938 | 0.052103 | 0.11909 | 0.12282 | 0.37217 | 0.0071931 | 0.0079124 | 0.01007 | 0.023018 | 0.023737 | 0.071931 | 0.33875 | 0.37263 | 0.47425 | 1.084 | 1.1179 | 3.3875 | FALSE | 0% | 0% | 0% | 0% | 0% | 0% | TRUE | 0% | 0% | 100% | 0% | 0% | FALSE | 0% | 0% | 0% | 0% | 0% | 0% | 0% | 0% | N/A | N/A
| 166 | CT Program | TRUE | Non-Labour | Substations | 100% | Replacement Expenditure | Substation | Repex | N/A | N/A | Substations - Switchbay Equipment | Substations - Safe and Reliable Network | N/A | No | 0% | Safety security & reliability | Substations (2018 onwards) | 52.87% | TRUE | FY22 | 2 | 73 | 2 | 2 | 3 | 2 | FALSE | FALSE | TRUE | 0.758 | 0.68909 | 0.34455 | 0.758 | 0.79246 | 3.3421 | 0.758 | 0.68909 | 0.34455 | 0.758 | 0.79246 | 3.3421 | 0.091378 | 0.077856 | 0.047793 | 0.10661 | 0.098692 | 0.42233 | 0.017792 | 0.015261 | 0.0091635 | 0.0203 | 0.019115 | 0.081632 | 0.86717 | 0.78221 | 0.4015 | 0.88491 | 0.91026 | 3.8461 | 10% | 11% | 14% | 32% | 33% | 0.33421 | 0.36763 | 0.46789 | 1.0695 | 1.1029 | 3.3421 | 0.33421 | 0.36763 | 0.46789 | 1.0695 | 1.1029 | 3.3421 | 0.042233 | 0.046456 | 0.059126 | 0.13514 | 0.13937 | 0.42233 | 0.0081632 | 0.0089795 | 0.011428 | 0.026122 | 0.026939 | 0.081632 | 0.38461 | 0.42307 | 0.53845 | 1.2307 | 1.2692 | 3.8461 | FALSE | 0% | 0% | 0% | 0% | 0% | 0% | TRUE | 0% | 0% | 100% | 0% | 0% | FALSE | 0% | 0% | 0% | 0% | 0% | 0% | 0% | 0% | N/A | N/A
| 167 | VT Program | TRUE | Labour | Substations | 100% | Replacement Expenditure | Substation | Repex | N/A | N/A | Substations - Switchbay Equipment | Substations - Safe and Reliable Network | N/A | No | 0% | Safety security & reliability | Substations (2018 onwards) | 41.88% | TRUE | FY22 | 2 | 74 | 1 | 1 | 3 | 1 | FALSE | FALSE | TRUE | 1.1405 | 1.0368 | 0.51839 | 1.1405 | 1.1923 | 5.0284 | 1.1052 | 1.0178 | 0.5148 | 1.1375 | 1.1927 | 4.968 | 0.13323 | 0.115 | 0.071409 | 0.15998 | 0.14854 | 0.62816 | 0.025941 | 0.022542 | 0.013692 | 0.030462 | 0.028771 | 0.12141 | 1.2643 | 1.1554 | 0.5999 | 1.3279 | 1.3701 | 5.7176 | 10% | 11% | 14% | 32% | 33% | 0.50284 | 0.55312 | 0.70397 | 1.6091 | 1.6594 | 5.0284 | 0.4968 | 0.54648 | 0.69552 | 1.5898 | 1.6394 | 4.968 | 0.062816 | 0.069097 | 0.087942 | 0.20101 | 0.20729 | 0.62816 | 0.012141 | 0.013355 | 0.016997 | 0.03885 | 0.040064 | 0.12141 | 0.57176 | 0.62893 | 0.80046 | 1.8296 | 1.8868 | 5.7176 | FALSE | 0% | 0% | 0% | 0% | 0% | 0% | TRUE | 0% | 0% | 100% | 0% | 0% | FALSE | 0% | 0% | 0% | 0% | 0% | 0% | 0% | 0% | N/A | N/A
| 168 | VT Program | TRUE | Non-Labour | Substations | 100% | Replacement Expenditure | Substation | Repex | N/A | N/A | Substations - Switchbay Equipment | Substations - Safe and Reliable Network | N/A | No | 0% | Safety security & reliability | Substations (2018 onwards) | 58.12% | TRUE | FY22 | 2 | 74 | 2 | 2 | 3 | 2 | FALSE | FALSE | TRUE | 1.5828 | 1.4389 | 0.71943 | 1.5828 | 1.6547 | 6.9785 | 1.5828 | 1.4389 | 0.71943 | 1.5828 | 1.6547 | 6.9785 | 0.1908 | 0.16257 | 0.099795 | 0.2226 | 0.20607 | 0.88184 | 0.037151 | 0.031866 | 0.019134 | 0.042387 | 0.039914 | 0.17045 | 1.8107 | 1.6333 | 0.83836 | 1.8477 | 1.9007 | 8.0308 | 10% | 11% | 14% | 32% | 33% | 0.69785 | 0.76764 | 0.97699 | 2.2331 | 2.3029 | 6.9785 | 0.69785 | 0.76764 | 0.97699 | 2.2331 | 2.3029 | 6.9785 | 0.088184 | 0.097003 | 0.12346 | 0.28219 | 0.29101 | 0.88184 | 0.017045 | 0.01875 | 0.023863 | 0.054545 | 0.056249 | 0.17045 | 0.80308 | 0.88339 | 1.1243 | 2.5699 | 2.6502 | 8.0308 | FALSE | 0% | 0% | 0% | 0% | 0% | 0% | TRUE | 0% | 0% | 100% | 0% | 0% | FALSE | 0% | 0% | 0% | 0% | 0% | 0% | 0% | 0% | N/A | N/A
| 169 | Disconnector | TRUE | Labour | Substations | 100% | Replacement Expenditure | Substation | Repex | N/A | N/A | Substations - Switchbay Equipment | Substations - Safe and Reliable Network | N/A | No | 0% | Safety security & reliability | Substations (2018 onwards) | 41.17% | TRUE | FY22 | 2 | 75 | 1 | 1 | 3 | 1 | FALSE | FALSE | TRUE | 1.4308 | 1.3007 | 0.65034 | 1.4308 | 1.4958 | 6.3083 | 1.3865 | 1.2769 | 0.64584 | 1.427 | 1.4963 | 6.2326 | 0.16714 | 0.14427 | 0.089586 | 0.2007 | 0.18635 | 0.78805 | 0.032545 | 0.02828 | 0.017177 | 0.038216 | 0.036094 | 0.15231 | 1.5862 | 1.4495 | 0.7526 | 1.6659 | 1.7188 | 7.173 | 10% | 11% | 14% | 32% | 33% | 0.63083 | 0.69391 | 0.88316 | 2.0187 | 2.0817 | 6.3083 | 0.62326 | 0.68559 | 0.87256 | 1.9944 | 2.0568 | 6.2326 | 0.078805 | 0.086685 | 0.11033 | 0.25218 | 0.26006 | 0.78805 | 0.015231 | 0.016754 | 0.021324 | 0.048739 | 0.050263 | 0.15231 | 0.7173 | 0.78902 | 1.0042 | 2.2953 | 2.3671 | 7.173 | FALSE | 0% | 0% | 0% | 0% | 0% | 0% | TRUE | 0% | 0% | 100% | 0% | 0% | FALSE | 0% | 0% | 0% | 0% | 0% | 0% | 0% | 0% | N/A | N/A
| 170 | Disconnector | TRUE | Non-Labour | Substations | 100% | Replacement Expenditure | Substation | Repex | N/A | N/A | Substations - Switchbay Equipment | Substations - Safe and Reliable Network | N/A | No | 0% | Safety security & reliability | Substations (2018 onwards) | 58.83% | TRUE | FY22 | 2 | 75 | 2 | 2 | 3 | 2 | FALSE | FALSE | TRUE | 2.0441 | 1.8583 | 0.92914 | 2.0441 | 2.137 | 9.0127 | 2.0441 | 1.8583 | 0.92914 | 2.0441 | 2.137 | 9.0127 | 0.24642 | 0.20995 | 0.12888 | 0.28749 | 0.26614 | 1.1389 | 0.047981 | 0.041155 | 0.024711 | 0.054742 | 0.051549 | 0.22014 | 2.3385 | 2.1094 | 1.0827 | 2.3863 | 2.4547 | 10.3717 | 10% | 11% | 14% | 32% | 33% | 0.90127 | 0.99139 | 1.2618 | 2.8841 | 2.9742 | 9.0127 | 0.90127 | 0.99139 | 1.2618 | 2.8841 | 2.9742 | 9.0127 | 0.11389 | 0.12528 | 0.15944 | 0.36445 | 0.37583 | 1.1389 | 0.022014 | 0.024215 | 0.030819 | 0.070444 | 0.072645 | 0.22014 | 1.0372 | 1.1409 | 1.452 | 3.3189 | 3.4227 | 10.3717 | FALSE | 0% | 0% | 0% | 0% | 0% | 0% | TRUE | 0% | 0% | 100% | 0% | 0% | FALSE | 0% | 0% | 0% | 0% | 0% | 0% | 0% | 0% | N/A | N/A
| 171 | Steelwork Program | TRUE | Labour | Substations | 100% | Replacement Expenditure | Substation | Repex | N/A | N/A | Substations - Site Establishment and supporting assets | Substations - Safe and Reliable Network | N/A | Yes | 0% | Safety security & reliability | Substations (2018 onwards) | 13.03% | TRUE | FY22 | 2 | 76 | 1 | 1 | 3 | 1 | FALSE | FALSE | TRUE | 0.98421 | 0.98421 | 0.98421 | 0.98421 | 0.98421 | 4.921 | 0.95376 | 0.96623 | 0.97739 | 0.98162 | 0.98457 | 4.8636 | 0.11498 | 0.10917 | 0.13558 | 0.13806 | 0.12262 | 0.6204 | 0.022387 | 0.021399 | 0.025995 | 0.026288 | 0.02375 | 0.11982 | 1.0911 | 1.0968 | 1.139 | 1.146 | 1.1309 | 5.6038 | 20% | 20% | 20% | 20% | 20% | 0.98421 | 0.98421 | 0.98421 | 0.98421 | 0.98421 | 4.921 | 0.97271 | 0.97271 | 0.97271 | 0.97271 | 0.97271 | 4.8636 | 0.12408 | 0.12408 | 0.12408 | 0.12408 | 0.12408 | 0.6204 | 0.023964 | 0.023964 | 0.023964 | 0.023964 | 0.023964 | 0.11982 | 1.1208 | 1.1208 | 1.1208 | 1.1208 | 1.1208 | 5.6038 | FALSE | 0% | 0% | 0% | 0% | 0% | 0% | TRUE | 100% | 0% | 0% | 0% | 0% | FALSE | 0% | 0% | 0% | 0% | 0% | 0% | 0% | 0% | N/A | N/A
| 172 | Steelwork Program | TRUE | Non-Labour | Substations | 100% | Replacement Expenditure | Substation | Repex | N/A | N/A | Substations - Site Establishment and supporting assets | Substations - Safe and Reliable Network | N/A | Yes | 0% | Safety security & reliability | Substations (2018 onwards) | 86.97% | TRUE | FY22 | 2 | 76 | 2 | 2 | 3 | 2 | FALSE | FALSE | TRUE | 6.5675 | 6.5675 | 6.5675 | 6.5675 | 6.5675 | 32.8374 | 6.5675 | 6.5675 | 6.5675 | 6.5675 | 6.5675 | 32.8374 | 0.79172 | 0.74201 | 0.91099 | 0.92366 | 0.81791 | 4.1863 | 0.15416 | 0.14545 | 0.17467 | 0.17588 | 0.15842 | 0.80857 | 7.5133 | 7.4549 | 7.6531 | 7.667 | 7.5438 | 37.8322 | 20% | 20% | 20% | 20% | 20% | 6.5675 | 6.5675 | 6.5675 | 6.5675 | 6.5675 | 32.8374 | 6.5675 | 6.5675 | 6.5675 | 6.5675 | 6.5675 | 32.8374 | 0.83726 | 0.83726 | 0.83726 | 0.83726 | 0.83726 | 4.1863 | 0.16171 | 0.16171 | 0.16171 | 0.16171 | 0.16171 | 0.80857 | 7.5664 | 7.5664 | 7.5664 | 7.5664 | 7.5664 | 37.8322 | FALSE | 0% | 0% | 0% | 0% | 0% | 0% | TRUE | 100% | 0% | 0% | 0% | 0% | FALSE | 0% | 0% | 0% | 0% | 0% | 0% | 0% | 0% | N/A | N/A
| 173 | Transformer refurbishment program | TRUE | Labour | Substations | 97.78% | Replacement Expenditure | Substation | Repex | N/A | N/A | Substations - Power Transformers | Substations - Safe and Reliable Network | N/A | No | 0% | Safety security & reliability | Substations (2018 onwards) | 13.78% | TRUE | FY22 | 2 | 77 | 1 | 1 | 3 | 1 | FALSE | FALSE | TRUE | 0.14308 | 0.48961 | 0.53642 | 0.69088 | 0.39726 | 2.2572 | 0.13865 | 0.48067 | 0.5327 | 0.68906 | 0.3974 | 2.2385 | 0.016715 | 0.054307 | 0.073893 | 0.096911 | 0.049492 | 0.29132 | 0.0032545 | 0.010645 | 0.014168 | 0.018453 | 0.009586 | 0.056107 | 0.15862 | 0.54562 | 0.62076 | 0.80442 | 0.45648 | 2.5859 | 0% | 25.89% | 0% | 49.99% | 24.13% | 0 | 0.58429 | 0 | 1.1283 | 0.54465 | 2.2572 | 0 | 0.57944 | 0 | 1.1189 | 0.54013 | 2.2385 | 0 | 0.075409 | 0 | 0.14562 | 0.070293 | 0.29132 | 0 | 0.014523 | 0 | 0.028045 | 0.013538 | 0.056107 | 0 | 0.66937 | 0 | 1.2926 | 0.62396 | 2.5859 | FALSE | 0% | 0% | 0% | 0% | 0% | 0% | TRUE | 4.473% | 87.74% | 7.782% | 0% | 0% | FALSE | 0% | 0% | 0% | 0% | 0% | 0% | 0% | 0% | N/A | N/A
| 174 | Transformer refurbishment program | TRUE | Labour | Secondary Systems | 2.219% | Replacement Expenditure | Substation | Repex | N/A | N/A | Substations - Power Transformers | Substations - Safe and Reliable Network | N/A | No | 0% | Safety security & reliability | Secondary Systems (2018-23) | 13.78% | TRUE | FY22 | 2 | 77 | 1 | 2 | 4 | 1 | FALSE | FALSE | TRUE | 0.0032469 | 0.011111 | 0.012173 | 0.015678 | 0.0090149 | 0.051223 | 0.0031464 | 0.010908 | 0.012089 | 0.015637 | 0.0090183 | 0.050798 | 0.0003793 | 0.0012324 | 0.0016768 | 0.0021992 | 0.0011231 | 0.0066109 | 7.3855e-05 | 0.00024157 | 0.00032151 | 0.00041876 | 0.00021754 | 0.0012732 | 0.0035996 | 0.012382 | 0.014087 | 0.018255 | 0.010359 | 0.058682 | 0% | 25.89% | 0% | 49.99% | 24.13% | 0 | 0.013259 | 0 | 0.025604 | 0.01236 | 0.051223 | 0 | 0.013149 | 0 | 0.025392 | 0.012257 | 0.050798 | 0 | 0.0017112 | 0 | 0.0033045 | 0.0015952 | 0.0066109 | 0 | 0.00032958 | 0 | 0.00063643 | 0.00030722 | 0.0012732 | 0 | 0.01519 | 0 | 0.029332 | 0.014159 | 0.058682 | FALSE | 0% | 0% | 0% | 0% | 0% | 0% | FALSE | 0% | 0% | 0% | 0% | 0% | TRUE | 16.11% | 77.15% | 6.747% | 0% | 0% | 0% | 0% | 0% | N/A | N/A
| 175 | Transformer refurbishment program | TRUE | Non-Labour | Substations | 97.78% | Replacement Expenditure | Substation | Repex | N/A | N/A | Substations - Power Transformers | Substations - Safe and Reliable Network | N/A | No | 0% | Safety security & reliability | Substations (2018 onwards) | 86.22% | TRUE | FY22 | 2 | 77 | 2 | 3 | 3 | 2 | FALSE | FALSE | TRUE | 0.89486 | 3.0622 | 3.355 | 4.321 | 2.4846 | 14.1176 | 0.89486 | 3.0622 | 3.355 | 4.321 | 2.4846 | 14.1176 | 0.10788 | 0.34598 | 0.46538 | 0.60771 | 0.30943 | 1.8364 | 0.021005 | 0.067817 | 0.089228 | 0.11572 | 0.059932 | 0.3537 | 1.0237 | 3.476 | 3.9096 | 5.0444 | 2.8539 | 16.3076 | 0% | 25.89% | 0% | 49.99% | 24.13% | 0 | 3.6544 | 0 | 7.0567 | 3.4064 | 14.1176 | 0 | 3.6544 | 0 | 7.0567 | 3.4064 | 14.1176 | 0 | 0.47535 | 0 | 0.91792 | 0.4431 | 1.8364 | 0 | 0.091557 | 0 | 0.1768 | 0.085345 | 0.3537 | 0 | 4.2213 | 0 | 8.1514 | 3.9349 | 16.3076 | FALSE | 0% | 0% | 0% | 0% | 0% | 0% | TRUE | 4.473% | 87.74% | 7.782% | 0% | 0% | FALSE | 0% | 0% | 0% | 0% | 0% | 0% | 0% | 0% | N/A | N/A
| 176 | Transformer refurbishment program | TRUE | Non-Labour | Secondary Systems | 2.219% | Replacement Expenditure | Substation | Repex | N/A | N/A | Substations - Power Transformers | Substations - Safe and Reliable Network | N/A | No | 0% | Safety security & reliability | Secondary Systems (2018-23) | 86.22% | TRUE | FY22 | 2 | 77 | 2 | 4 | 4 | 2 | FALSE | FALSE | TRUE | 0.020307 | 0.06949 | 0.076134 | 0.098056 | 0.056382 | 0.32037 | 0.020307 | 0.06949 | 0.076134 | 0.098056 | 0.056382 | 0.32037 | 0.002448 | 0.0078512 | 0.010561 | 0.013791 | 0.0070218 | 0.041673 | 0.00047666 | 0.001539 | 0.0020249 | 0.002626 | 0.00136 | 0.0080265 | 0.023232 | 0.07888 | 0.08872 | 0.11447 | 0.064764 | 0.37007 | 0% | 25.89% | 0% | 49.99% | 24.13% | 0 | 0.082929 | 0 | 0.16014 | 0.077302 | 0.32037 | 0 | 0.082929 | 0 | 0.16014 | 0.077302 | 0.32037 | 0 | 0.010787 | 0 | 0.02083 | 0.010055 | 0.041673 | 0 | 0.0020777 | 0 | 0.0040121 | 0.0019367 | 0.0080265 | 0 | 0.095794 | 0 | 0.18498 | 0.089294 | 0.37007 | FALSE | 0% | 0% | 0% | 0% | 0% | 0% | FALSE | 0% | 0% | 0% | 0% | 0% | TRUE | 16.11% | 77.15% | 6.747% | 0% | 0% | 0% | 0% | 0% | N/A | N/A
| 177 | Air Cored Reactors | FALSE | Labour | Substations | 100% | Replacement Expenditure | Substation | Repex | N/A | N/A | Substations - Reactive plant | Substations - Safe and Reliable Network | N/A | No | 0% | Safety security & reliability | Substations (2018 onwards) | 0% | TRUE | FY22 | 2 | 78 | 1 | 1 | 3 | 1 | FALSE | FALSE | TRUE | 0 | 0 | 0 | 0 | 0 | 0 | 0 | 0 | 0 | 0 | 0 | 0 | 0 | 0 | 0 | 0 | 0 | 0 | 0 | 0 | 0 | 0 | 0 | 0 | 0 | 0 | 0 | 0 | 0 | 0 | 0% | 0% | 0% | 0% | 0% | 0 | 0 | 0 | 0 | 0 | 0 | 0 | 0 | 0 | 0 | 0 | 0 | 0 | 0 | 0 | 0 | 0 | 0 | 0 | 0 | 0 | 0 | 0 | 0 | 0 | 0 | 0 | 0 | 0 | 0 | FALSE | 0% | 0% | 0% | 0% | 0% | 0% | TRUE | 0% | 0% | 0% | 100% | 0% | FALSE | 0% | 0% | 0% | 0% | 0% | 0% | 0% | 0% | N/A | N/A
| 178 | Air Cored Reactors | FALSE | Non-Labour | Substations | 100% | Replacement Expenditure | Substation | Repex | N/A | N/A | Substations - Reactive plant | Substations - Safe and Reliable Network | N/A | No | 0% | Safety security & reliability | Substations (2018 onwards) | 100% | TRUE | FY22 | 2 | 78 | 2 | 2 | 3 | 2 | FALSE | FALSE | TRUE | 0 | 0 | 0 | 0 | 0 | 0 | 0 | 0 | 0 | 0 | 0 | 0 | 0 | 0 | 0 | 0 | 0 | 0 | 0 | 0 | 0 | 0 | 0 | 0 | 0 | 0 | 0 | 0 | 0 | 0 | 0% | 0% | 0% | 0% | 0% | 0 | 0 | 0 | 0 | 0 | 0 | 0 | 0 | 0 | 0 | 0 | 0 | 0 | 0 | 0 | 0 | 0 | 0 | 0 | 0 | 0 | 0 | 0 | 0 | 0 | 0 | 0 | 0 | 0 | 0 | FALSE | 0% | 0% | 0% | 0% | 0% | 0% | TRUE | 0% | 0% | 0% | 100% | 0% | FALSE | 0% | 0% | 0% | 0% | 0% | 0% | 0% | 0% | N/A | N/A
| 179 | Capacitor Banks | TRUE | Labour | Substations | 97.07% | Replacement Expenditure | Substation | Repex | N/A | N/A | Substations - Reactive plant | Substations - Safe and Reliable Network | N/A | No | 0% | Safety security & reliability | Substations (2018 onwards) | 12.78% | TRUE | FY22 | 2 | 79 | 1 | 1 | 3 | 1 | FALSE | FALSE | TRUE | 0.29749 | 0.063426 | 0.3367 | 0.40406 | 0.43743 | 1.5391 | 0.28829 | 0.062267 | 0.33437 | 0.403 | 0.4376 | 1.5255 | 0.034753 | 0.0070352 | 0.046381 | 0.056679 | 0.054498 | 0.19935 | 0.0067668 | 0.001379 | 0.0088928 | 0.010793 | 0.010556 | 0.038387 | 0.32981 | 0.070682 | 0.38964 | 0.47047 | 0.50265 | 1.7633 | 17.28% | 0% | 21.44% | 21.51% | 39.77% | 0.26601 | 0 | 0.32996 | 0.33101 | 0.61213 | 1.5391 | 0.26366 | 0 | 0.32705 | 0.32809 | 0.60672 | 1.5255 | 0.034454 | 0 | 0.042737 | 0.042873 | 0.079283 | 0.19935 | 0.0066345 | 0 | 0.0082296 | 0.0082557 | 0.015267 | 0.038387 | 0.30475 | 0 | 0.37802 | 0.37921 | 0.70127 | 1.7633 | FALSE | 0% | 0% | 0% | 0% | 0% | 0% | TRUE | 0% | 0% | 3.163% | 96.84% | 0% | FALSE | 0% | 0% | 0% | 0% | 0% | 0% | 0% | 0% | N/A | N/A
| 180 | Capacitor Banks | TRUE | Labour | Secondary Systems | 2.93% | Replacement Expenditure | Substation | Repex | N/A | N/A | Substations - Reactive plant | Substations - Safe and Reliable Network | N/A | No | 0% | Safety security & reliability | Secondary Systems (2018-23) | 12.78% | TRUE | FY22 | 2 | 79 | 1 | 2 | 4 | 1 | FALSE | FALSE | TRUE | 0.0089795 | 0.0019145 | 0.010163 | 0.012196 | 0.013204 | 0.046457 | 0.0087017 | 0.0018795 | 0.010093 | 0.012164 | 0.013209 | 0.046047 | 0.001049 | 0.00021235 | 0.0014 | 0.0017108 | 0.001645 | 0.0060172 | 0.00020425 | 4.1625e-05 | 0.00026842 | 0.00032577 | 0.00031861 | 0.0011587 | 0.009955 | 0.0021335 | 0.011761 | 0.014201 | 0.015172 | 0.053223 | 17.28% | 0% | 21.44% | 21.51% | 39.77% | 0.0080293 | 0 | 0.0099598 | 0.0099913 | 0.018477 | 0.046457 | 0.0079584 | 0 | 0.0098718 | 0.0099031 | 0.018314 | 0.046047 | 0.00104 | 0 | 0.00129 | 0.0012941 | 0.0023931 | 0.0060172 | 0.00020026 | 0 | 0.00024841 | 0.00024919 | 0.00046083 | 0.0011587 | 0.0091986 | 0 | 0.01141 | 0.011446 | 0.021168 | 0.053223 | FALSE | 0% | 0% | 0% | 0% | 0% | 0% | FALSE | 0% | 0% | 0% | 0% | 0% | TRUE | 10.24% | 86.35% | 3.413% | 0% | 0% | 0% | 0% | 0% | N/A | N/A
| 181 | Capacitor Banks | TRUE | Non-Labour | Substations | 97.07% | Replacement Expenditure | Substation | Repex | N/A | N/A | Substations - Reactive plant | Substations - Safe and Reliable Network | N/A | No | 0% | Safety security & reliability | Substations (2018 onwards) | 87.22% | TRUE | FY22 | 2 | 79 | 2 | 3 | 3 | 2 | FALSE | FALSE | TRUE | 2.0305 | 0.43292 | 2.2982 | 2.758 | 2.9857 | 10.5053 | 2.0305 | 0.43292 | 2.2982 | 2.758 | 2.9857 | 10.5053 | 0.24478 | 0.048912 | 0.31879 | 0.38789 | 0.37184 | 1.3722 | 0.047662 | 0.0095876 | 0.061122 | 0.07386 | 0.072021 | 0.26425 | 2.323 | 0.49142 | 2.6781 | 3.2197 | 3.4296 | 12.1418 | 17.28% | 0% | 21.44% | 21.51% | 39.77% | 1.8157 | 0 | 2.2522 | 2.2593 | 4.1781 | 10.5053 | 1.8157 | 0 | 2.2522 | 2.2593 | 4.1781 | 10.5053 | 0.23716 | 0 | 0.29418 | 0.29511 | 0.54575 | 1.3722 | 0.045671 | 0 | 0.056652 | 0.056832 | 0.1051 | 0.26425 | 2.0985 | 0 | 2.603 | 2.6113 | 4.829 | 12.1418 | FALSE | 0% | 0% | 0% | 0% | 0% | 0% | TRUE | 0% | 0% | 3.163% | 96.84% | 0% | FALSE | 0% | 0% | 0% | 0% | 0% | 0% | 0% | 0% | N/A | N/A
| 182 | Capacitor Banks | TRUE | Non-Labour | Secondary Systems | 2.93% | Replacement Expenditure | Substation | Repex | N/A | N/A | Substations - Reactive plant | Substations - Safe and Reliable Network | N/A | No | 0% | Safety security & reliability | Secondary Systems (2018-23) | 87.22% | TRUE | FY22 | 2 | 79 | 2 | 4 | 4 | 2 | FALSE | FALSE | TRUE | 0.06129 | 0.013067 | 0.069369 | 0.083248 | 0.090122 | 0.3171 | 0.06129 | 0.013067 | 0.069369 | 0.083248 | 0.090122 | 0.3171 | 0.0073886 | 0.0014764 | 0.0096224 | 0.011708 | 0.011224 | 0.041419 | 0.0014386 | 0.0002894 | 0.0018449 | 0.0022294 | 0.0021739 | 0.0079763 | 0.070118 | 0.014833 | 0.080836 | 0.097185 | 0.10352 | 0.36649 | 17.28% | 0% | 21.44% | 21.51% | 39.77% | 0.054805 | 0 | 0.067981 | 0.068197 | 0.12611 | 0.3171 | 0.054805 | 0 | 0.067981 | 0.068197 | 0.12611 | 0.3171 | 0.0071586 | 0 | 0.0088797 | 0.0089079 | 0.016473 | 0.041419 | 0.0013786 | 0 | 0.00171 | 0.0017154 | 0.0031723 | 0.0079763 | 0.063342 | 0 | 0.078571 | 0.07882 | 0.14576 | 0.36649 | FALSE | 0% | 0% | 0% | 0% | 0% | 0% | FALSE | 0% | 0% | 0% | 0% | 0% | TRUE | 10.24% | 86.35% | 3.413% | 0% | 0% | 0% | 0% | 0% | N/A | N/A
| 183 | Subs - Capital spares | TRUE | Labour | Substations | 100% | Replacement Expenditure | Substation | Repex | N/A | N/A | Substations - Site Establishment and supporting assets | Substations - Safe and Reliable Network | N/A | No | 0% | Safety security & reliability | Substations (2018 onwards) | 0% | TRUE | FY22 | 2 | 80 | 1 | 1 | 3 | 1 | FALSE | FALSE | TRUE | 0 | 0 | 0 | 0 | 0 | 0 | 0 | 0 | 0 | 0 | 0 | 0 | 0 | 0 | 0 | 0 | 0 | 0 | 0 | 0 | 0 | 0 | 0 | 0 | 0 | 0 | 0 | 0 | 0 | 0 | 20% | 20% | 20% | 20% | 20% | 0 | 0 | 0 | 0 | 0 | 0 | 0 | 0 | 0 | 0 | 0 | 0 | 0 | 0 | 0 | 0 | 0 | 0 | 0 | 0 | 0 | 0 | 0 | 0 | 0 | 0 | 0 | 0 | 0 | 0 | FALSE | 0% | 0% | 0% | 0% | 0% | 0% | TRUE | 100% | 0% | 0% | 0% | 0% | FALSE | 0% | 0% | 0% | 0% | 0% | 0% | 0% | 0% | N/A | N/A
| 184 | Subs - Capital spares | TRUE | Non-Labour | Substations | 100% | Replacement Expenditure | Substation | Repex | N/A | N/A | Substations - Site Establishment and supporting assets | Substations - Safe and Reliable Network | N/A | No | 0% | Safety security & reliability | Substations (2018 onwards) | 100% | TRUE | FY22 | 2 | 80 | 2 | 2 | 3 | 2 | FALSE | FALSE | TRUE | 13.0828 | 1.1659 | 1.1659 | 1.1659 | 1.1659 | 17.7463 | 13.0828 | 1.1659 | 1.1659 | 1.1659 | 1.1659 | 17.7463 | 1.5771 | 0.13172 | 0.16172 | 0.16397 | 0.1452 | 2.1798 | 0.30709 | 0.02582 | 0.031008 | 0.031223 | 0.028123 | 0.42326 | 14.967 | 1.3234 | 1.3586 | 1.3611 | 1.3392 | 20.3493 | 20% | 20% | 20% | 20% | 20% | 3.5493 | 3.5493 | 3.5493 | 3.5493 | 3.5493 | 17.7463 | 3.5493 | 3.5493 | 3.5493 | 3.5493 | 3.5493 | 17.7463 | 0.43595 | 0.43595 | 0.43595 | 0.43595 | 0.43595 | 2.1798 | 0.084652 | 0.084652 | 0.084652 | 0.084652 | 0.084652 | 0.42326 | 4.0699 | 4.0699 | 4.0699 | 4.0699 | 4.0699 | 20.3493 | FALSE | 0% | 0% | 0% | 0% | 0% | 0% | TRUE | 100% | 0% | 0% | 0% | 0% | FALSE | 0% | 0% | 0% | 0% | 0% | 0% | 0% | 0% | N/A | N/A
| 185 | 33kV Air core reactor switching duty | FALSE | Labour | Substations | 100% | Replacement Expenditure | Substation | Repex | N/A | N/A | Substations - Switchbay Equipment | Substations - Safe and Reliable Network | N/A | No | 0% | Safety security & reliability | Substations (2018 onwards) | 0% | TRUE | FY22 | 2 | 81 | 1 | 1 | 3 | 1 | FALSE | FALSE | TRUE | 0 | 0 | 0 | 0 | 0 | 0 | 0 | 0 | 0 | 0 | 0 | 0 | 0 | 0 | 0 | 0 | 0 | 0 | 0 | 0 | 0 | 0 | 0 | 0 | 0 | 0 | 0 | 0 | 0 | 0 | 0% | 0% | 100% | 0% | 0% | 0 | 0 | 0 | 0 | 0 | 0 | 0 | 0 | 0 | 0 | 0 | 0 | 0 | 0 | 0 | 0 | 0 | 0 | 0 | 0 | 0 | 0 | 0 | 0 | 0 | 0 | 0 | 0 | 0 | 0 | FALSE | 0% | 0% | 0% | 0% | 0% | 0% | TRUE | 0% | 0% | 0% | 100% | 0% | FALSE | 0% | 0% | 0% | 0% | 0% | 0% | 0% | 0% | N/A | N/A
| 186 | 33kV Air core reactor switching duty | FALSE | Non-Labour | Substations | 100% | Replacement Expenditure | Substation | Repex | N/A | N/A | Substations - Switchbay Equipment | Substations - Safe and Reliable Network | N/A | No | 0% | Safety security & reliability | Substations (2018 onwards) | 100% | TRUE | FY22 | 2 | 81 | 2 | 2 | 3 | 2 | FALSE | FALSE | TRUE | 0 | 0 | 0 | 0 | 0 | 0 | 0 | 0 | 0 | 0 | 0 | 0 | 0 | 0 | 0 | 0 | 0 | 0 | 0 | 0 | 0 | 0 | 0 | 0 | 0 | 0 | 0 | 0 | 0 | 0 | 0% | 0% | 100% | 0% | 0% | 0 | 0 | 0 | 0 | 0 | 0 | 0 | 0 | 0 | 0 | 0 | 0 | 0 | 0 | 0 | 0 | 0 | 0 | 0 | 0 | 0 | 0 | 0 | 0 | 0 | 0 | 0 | 0 | 0 | 0 | FALSE | 0% | 0% | 0% | 0% | 0% | 0% | TRUE | 0% | 0% | 0% | 100% | 0% | FALSE | 0% | 0% | 0% | 0% | 0% | 0% | 0% | 0% | N/A | N/A
| 187 | Reactor Renewal program | FALSE | Labour | Substations | 100% | Replacement Expenditure | Substation | Repex | N/A | N/A | Substations - Reactive plant | Substations - Safe and Reliable Network | N/A | No | 0% | Safety security & reliability | Substations (2018 onwards) | 0% | TRUE | FY22 | 2 | 82 | 1 | 1 | 3 | 1 | FALSE | FALSE | TRUE | 0 | 0 | 0 | 0 | 0 | 0 | 0 | 0 | 0 | 0 | 0 | 0 | 0 | 0 | 0 | 0 | 0 | 0 | 0 | 0 | 0 | 0 | 0 | 0 | 0 | 0 | 0 | 0 | 0 | 0 | 0% | 0% | 0% | 0% | 0% | 0 | 0 | 0 | 0 | 0 | 0 | 0 | 0 | 0 | 0 | 0 | 0 | 0 | 0 | 0 | 0 | 0 | 0 | 0 | 0 | 0 | 0 | 0 | 0 | 0 | 0 | 0 | 0 | 0 | 0 | FALSE | 0% | 0% | 0% | 0% | 0% | 0% | TRUE | 0% | 0% | 0% | 100% | 0% | FALSE | 0% | 0% | 0% | 0% | 0% | 0% | 0% | 0% | N/A | N/A
| 188 | Reactor Renewal program | FALSE | Non-Labour | Substations | 100% | Replacement Expenditure | Substation | Repex | N/A | N/A | Substations - Reactive plant | Substations - Safe and Reliable Network | N/A | No | 0% | Safety security & reliability | Substations (2018 onwards) | 100% | TRUE | FY22 | 2 | 82 | 2 | 2 | 3 | 2 | FALSE | FALSE | TRUE | 0 | 0 | 0 | 0 | 0 | 0 | 0 | 0 | 0 | 0 | 0 | 0 | 0 | 0 | 0 | 0 | 0 | 0 | 0 | 0 | 0 | 0 | 0 | 0 | 0 | 0 | 0 | 0 | 0 | 0 | 0% | 0% | 0% | 0% | 0% | 0 | 0 | 0 | 0 | 0 | 0 | 0 | 0 | 0 | 0 | 0 | 0 | 0 | 0 | 0 | 0 | 0 | 0 | 0 | 0 | 0 | 0 | 0 | 0 | 0 | 0 | 0 | 0 | 0 | 0 | FALSE | 0% | 0% | 0% | 0% | 0% | 0% | TRUE | 0% | 0% | 0% | 100% | 0% | FALSE | 0% | 0% | 0% | 0% | 0% | 0% | 0% | 0% | N/A | N/A
| 189 | Molong No1 Transformer Renewal | TRUE | Labour | Substations | 92.3% | Replacement Expenditure | Substation | Repex | N/A | N/A | Substations - Power Transformers | Substations - Safe and Reliable Network | N/A | No | 0% | Safety security & reliability | Substations (2018 onwards) | 15.09% | TRUE | FY22 | 2 | 83 | 1 | 1 | 3 | 1 | FALSE | FALSE | TRUE | 0.0091501 | 0.049917 | 0.31176 | 0 | 0 | 0.37083 | 0.0088671 | 0.049006 | 0.3096 | 0 | 0 | 0.36747 | 0.0010689 | 0.0055368 | 0.042945 | 0 | 0 | 0.049551 | 0.00020813 | 0.0010853 | 0.0082341 | 0 | 0 | 0.0095275 | 0.010144 | 0.055628 | 0.36078 | 0 | 0 | 0.42655 | 0% | 0% | 100% | 0% | 0% | 0 | 0 | 0.37083 | 0 | 0 | 0.37083 | 0 | 0 | 0.36747 | 0 | 0 | 0.36747 | 0 | 0 | 0.049551 | 0 | 0 | 0.049551 | 0 | 0 | 0.0095275 | 0 | 0 | 0.0095275 | 0 | 0 | 0.42655 | 0 | 0 | 0.42655 | FALSE | 0% | 0% | 0% | 0% | 0% | 0% | TRUE | 5.742% | 71.51% | 22.75% | 0% | 0% | FALSE | 0% | 0% | 0% | 0% | 0% | 0% | 0% | 0% | N/A | N/A
| 190 | Molong No1 Transformer Renewal | TRUE | Labour | Secondary Systems | 7.7% | Replacement Expenditure | Substation | Repex | N/A | N/A | Substations - Power Transformers | Substations - Safe and Reliable Network | N/A | No | 0% | Safety security & reliability | Secondary Systems (2018-23) | 15.09% | TRUE | FY22 | 2 | 83 | 1 | 2 | 4 | 1 | FALSE | FALSE | TRUE | 0.00076334 | 0.0041643 | 0.026008 | 0 | 0 | 0.030936 | 0.00073972 | 0.0040882 | 0.025828 | 0 | 0 | 0.030656 | 8.9175e-05 | 0.0004619 | 0.0035827 | 0 | 0 | 0.0041337 | 1.7363e-05 | 9.054e-05 | 0.00068692 | 0 | 0 | 0.00079482 | 0.00084626 | 0.0046407 | 0.030097 | 0 | 0 | 0.035584 | 0% | 0% | 100% | 0% | 0% | 0 | 0 | 0.030936 | 0 | 0 | 0.030936 | 0 | 0 | 0.030656 | 0 | 0 | 0.030656 | 0 | 0 | 0.0041337 | 0 | 0 | 0.0041337 | 0 | 0 | 0.00079482 | 0 | 0 | 0.00079482 | 0 | 0 | 0.035584 | 0 | 0 | 0.035584 | FALSE | 0% | 0% | 0% | 0% | 0% | 0% | FALSE | 0% | 0% | 0% | 0% | 0% | TRUE | 15.58% | 70.13% | 14.29% | 0% | 0% | 0% | 0% | 0% | N/A | N/A
| 191 | Molong No1 Transformer Renewal | TRUE | Non-Labour | Substations | 92.3% | Replacement Expenditure | Substation | Repex | N/A | N/A | Substations - Power Transformers | Substations - Safe and Reliable Network | N/A | No | 0% | Safety security & reliability | Substations (2018 onwards) | 84.91% | TRUE | FY22 | 2 | 83 | 2 | 3 | 3 | 2 | FALSE | FALSE | TRUE | 0.051495 | 0.28092 | 1.7545 | 0 | 0 | 2.0869 | 0.051495 | 0.28092 | 1.7545 | 0 | 0 | 2.0869 | 0.0062078 | 0.03174 | 0.24337 | 0 | 0 | 0.28132 | 0.0012087 | 0.0062215 | 0.046663 | 0 | 0 | 0.054093 | 0.058911 | 0.31888 | 2.0445 | 0 | 0 | 2.4223 | 0% | 0% | 100% | 0% | 0% | 0 | 0 | 2.0869 | 0 | 0 | 2.0869 | 0 | 0 | 2.0869 | 0 | 0 | 2.0869 | 0 | 0 | 0.28132 | 0 | 0 | 0.28132 | 0 | 0 | 0.054093 | 0 | 0 | 0.054093 | 0 | 0 | 2.4223 | 0 | 0 | 2.4223 | FALSE | 0% | 0% | 0% | 0% | 0% | 0% | TRUE | 5.742% | 71.51% | 22.75% | 0% | 0% | FALSE | 0% | 0% | 0% | 0% | 0% | 0% | 0% | 0% | N/A | N/A
| 192 | Molong No1 Transformer Renewal | TRUE | Non-Labour | Secondary Systems | 7.7% | Replacement Expenditure | Substation | Repex | N/A | N/A | Substations - Power Transformers | Substations - Safe and Reliable Network | N/A | No | 0% | Safety security & reliability | Secondary Systems (2018-23) | 84.91% | TRUE | FY22 | 2 | 83 | 2 | 4 | 4 | 2 | FALSE | FALSE | TRUE | 0.0042959 | 0.023436 | 0.14637 | 0 | 0 | 0.1741 | 0.0042959 | 0.023436 | 0.14637 | 0 | 0 | 0.1741 | 0.00051788 | 0.0026478 | 0.020303 | 0 | 0 | 0.023469 | 0.00010084 | 0.00051902 | 0.0038928 | 0 | 0 | 0.0045126 | 0.0049146 | 0.026602 | 0.17056 | 0 | 0 | 0.20208 | 0% | 0% | 100% | 0% | 0% | 0 | 0 | 0.1741 | 0 | 0 | 0.1741 | 0 | 0 | 0.1741 | 0 | 0 | 0.1741 | 0 | 0 | 0.023469 | 0 | 0 | 0.023469 | 0 | 0 | 0.0045126 | 0 | 0 | 0.0045126 | 0 | 0 | 0.20208 | 0 | 0 | 0.20208 | FALSE | 0% | 0% | 0% | 0% | 0% | 0% | FALSE | 0% | 0% | 0% | 0% | 0% | TRUE | 15.58% | 70.13% | 14.29% | 0% | 0% | 0% | 0% | 0% | N/A | N/A
| 193 | Yass No3 Transformer Renewal | TRUE | Labour | Substations | 95% | Replacement Expenditure | Substation | Repex | N/A | N/A | Substations - Power Transformers | Substations - Safe and Reliable Network | N/A | No | 0% | Safety security & reliability | Substations (2018 onwards) | 14.67% | TRUE | FY22 | 2 | 84 | 1 | 1 | 3 | 1 | FALSE | FALSE | TRUE | 0 | 0 | 0.023064 | 0.21418 | 0.0069645 | 0.24421 | 0 | 0 | 0.022905 | 0.21362 | 0.0069671 | 0.24349 | 0 | 0 | 0.0031772 | 0.030044 | 0.00086768 | 0.034089 | 0 | 0 | 0.00060917 | 0.0057208 | 0.00016806 | 0.006498 | 0 | 0 | 0.026691 | 0.24938 | 0.0080029 | 0.28408 | 0% | 0% | 0% | 0% | 100% | 0 | 0 | 0 | 0 | 0.24421 | 0.24421 | 0 | 0 | 0 | 0 | 0.24349 | 0.24349 | 0 | 0 | 0 | 0 | 0.034089 | 0.034089 | 0 | 0 | 0 | 0 | 0.006498 | 0.006498 | 0 | 0 | 0 | 0 | 0.28408 | 0.28408 | FALSE | 0% | 0% | 0% | 0% | 0% | 0% | TRUE | 0% | 100% | 0% | 0% | 0% | FALSE | 0% | 0% | 0% | 0% | 0% | 0% | 0% | 0% | N/A | N/A
| 194 | Yass No3 Transformer Renewal | TRUE | Labour | Secondary Systems | 5% | Replacement Expenditure | Substation | Repex | N/A | N/A | Substations - Power Transformers | Substations - Safe and Reliable Network | N/A | No | 0% | Safety security & reliability | Secondary Systems (2018-23) | 14.67% | TRUE | FY22 | 2 | 84 | 1 | 2 | 4 | 1 | FALSE | FALSE | TRUE | 0 | 0 | 0.0012139 | 0.011273 | 0.00036655 | 0.012853 | 0 | 0 | 0.0012055 | 0.011243 | 0.00036669 | 0.012815 | 0 | 0 | 0.00016722 | 0.0015813 | 4.5667e-05 | 0.0017941 | 0 | 0 | 3.2061e-05 | 0.0003011 | 8.8452e-06 | 0.000342 | 0 | 0 | 0.0014048 | 0.013125 | 0.0004212 | 0.014951 | 0% | 0% | 0% | 0% | 100% | 0 | 0 | 0 | 0 | 0.012853 | 0.012853 | 0 | 0 | 0 | 0 | 0.012815 | 0.012815 | 0 | 0 | 0 | 0 | 0.0017941 | 0.0017941 | 0 | 0 | 0 | 0 | 0.000342 | 0.000342 | 0 | 0 | 0 | 0 | 0.014951 | 0.014951 | FALSE | 0% | 0% | 0% | 0% | 0% | 0% | FALSE | 0% | 0% | 0% | 0% | 0% | TRUE | 40% | 58% | 2% | 0% | 0% | 0% | 0% | 0% | N/A | N/A
| 195 | Yass No3 Transformer Renewal | TRUE | Non-Labour | Substations | 95% | Replacement Expenditure | Substation | Repex | N/A | N/A | Substations - Power Transformers | Substations - Safe and Reliable Network | N/A | No | 0% | Safety security & reliability | Substations (2018 onwards) | 85.33% | TRUE | FY22 | 2 | 84 | 2 | 3 | 3 | 2 | FALSE | FALSE | TRUE | 0 | 0 | 0.13418 | 1.2461 | 0.040519 | 1.4208 | 0 | 0 | 0.13418 | 1.2461 | 0.040519 | 1.4208 | 0 | 0 | 0.018613 | 0.17525 | 0.0050462 | 0.19891 | 0 | 0 | 0.0035688 | 0.033371 | 0.00097737 | 0.037917 | 0 | 0 | 0.15637 | 1.4547 | 0.046542 | 1.6576 | 0% | 0% | 0% | 0% | 100% | 0 | 0 | 0 | 0 | 1.4208 | 1.4208 | 0 | 0 | 0 | 0 | 1.4208 | 1.4208 | 0 | 0 | 0 | 0 | 0.19891 | 0.19891 | 0 | 0 | 0 | 0 | 0.037917 | 0.037917 | 0 | 0 | 0 | 0 | 1.6576 | 1.6576 | FALSE | 0% | 0% | 0% | 0% | 0% | 0% | TRUE | 0% | 100% | 0% | 0% | 0% | FALSE | 0% | 0% | 0% | 0% | 0% | 0% | 0% | 0% | N/A | N/A
| 196 | Yass No3 Transformer Renewal | TRUE | Non-Labour | Secondary Systems | 5% | Replacement Expenditure | Substation | Repex | N/A | N/A | Substations - Power Transformers | Substations - Safe and Reliable Network | N/A | No | 0% | Safety security & reliability | Secondary Systems (2018-23) | 85.33% | TRUE | FY22 | 2 | 84 | 2 | 4 | 4 | 2 | FALSE | FALSE | TRUE | 0 | 0 | 0.0070624 | 0.065583 | 0.0021326 | 0.074778 | 0 | 0 | 0.0070624 | 0.065583 | 0.0021326 | 0.074778 | 0 | 0 | 0.00097964 | 0.0092237 | 0.00026559 | 0.010469 | 0 | 0 | 0.00018783 | 0.0017563 | 5.1441e-05 | 0.0019956 | 0 | 0 | 0.0082298 | 0.076563 | 0.0024496 | 0.087242 | 0% | 0% | 0% | 0% | 100% | 0 | 0 | 0 | 0 | 0.074778 | 0.074778 | 0 | 0 | 0 | 0 | 0.074778 | 0.074778 | 0 | 0 | 0 | 0 | 0.010469 | 0.010469 | 0 | 0 | 0 | 0 | 0.0019956 | 0.0019956 | 0 | 0 | 0 | 0 | 0.087242 | 0.087242 | FALSE | 0% | 0% | 0% | 0% | 0% | 0% | FALSE | 0% | 0% | 0% | 0% | 0% | TRUE | 40% | 58% | 2% | 0% | 0% | 0% | 0% | 0% | N/A | N/A
| 197 | Substation Noise Compliance | FALSE | Labour | Substations | 100% | Replacement Expenditure | Substation | Repex | N/A | N/A | Substations - Site Establishment and supporting assets | Substations - Compliance | N/A | No | 0% | Safety security & reliability | Substations (2018 onwards) | 0% | TRUE | FY22 | 2 | 85 | 1 | 1 | 3 | 1 | FALSE | FALSE | TRUE | 0 | 0 | 0 | 0 | 0 | 0 | 0 | 0 | 0 | 0 | 0 | 0 | 0 | 0 | 0 | 0 | 0 | 0 | 0 | 0 | 0 | 0 | 0 | 0 | 0 | 0 | 0 | 0 | 0 | 0 | 0% | 0% | 0% | 0% | 0% | 0 | 0 | 0 | 0 | 0 | 0 | 0 | 0 | 0 | 0 | 0 | 0 | 0 | 0 | 0 | 0 | 0 | 0 | 0 | 0 | 0 | 0 | 0 | 0 | 0 | 0 | 0 | 0 | 0 | 0 | FALSE | 0% | 0% | 0% | 0% | 0% | 0% | TRUE | 100% | 0% | 0% | 0% | 0% | FALSE | 0% | 0% | 0% | 0% | 0% | 0% | 0% | 0% | N/A | N/A
| 198 | Substation Noise Compliance | FALSE | Non-Labour | Substations | 100% | Replacement Expenditure | Substation | Repex | N/A | N/A | Substations - Site Establishment and supporting assets | Substations - Compliance | N/A | No | 0% | Safety security & reliability | Substations (2018 onwards) | 100% | TRUE | FY22 | 2 | 85 | 2 | 2 | 3 | 2 | FALSE | FALSE | TRUE | 0 | 0 | 0 | 0 | 0 | 0 | 0 | 0 | 0 | 0 | 0 | 0 | 0 | 0 | 0 | 0 | 0 | 0 | 0 | 0 | 0 | 0 | 0 | 0 | 0 | 0 | 0 | 0 | 0 | 0 | 0% | 0% | 0% | 0% | 0% | 0 | 0 | 0 | 0 | 0 | 0 | 0 | 0 | 0 | 0 | 0 | 0 | 0 | 0 | 0 | 0 | 0 | 0 | 0 | 0 | 0 | 0 | 0 | 0 | 0 | 0 | 0 | 0 | 0 | 0 | FALSE | 0% | 0% | 0% | 0% | 0% | 0% | TRUE | 100% | 0% | 0% | 0% | 0% | FALSE | 0% | 0% | 0% | 0% | 0% | 0% | 0% | 0% | N/A | N/A
| 199 | Conductor Replacement | TRUE | Labour | Transmission Lines | 100% | Replacement Expenditure | Transmission Lines | Repex | N/A | N/A | TL - Overhead conductors | TL - Safe and Reliable Network | N/A | No | 0% | Safety security & reliability | Transmission Lines (2018 onwards) | 12.41% | TRUE | FY22 | 2 | 86 | 1 | 1 | 1 | 1 | FALSE | FALSE | TRUE | 0 | 0.05481 | 2.851 | 1.3524 | 0.12615 | 4.3844 | 0 | 0.053809 | 2.8312 | 1.3489 | 0.1262 | 4.3601 | 0 | 0.0060796 | 0.39273 | 0.18971 | 0.015717 | 0.60424 | 0 | 0.0011917 | 0.075299 | 0.036124 | 0.0030441 | 0.11566 | 0 | 0.061081 | 3.2993 | 1.5747 | 0.14496 | 5.08 | 0% | 0% | 20.81% | 47.14% | 30.65% | 0 | 0 | 0.91218 | 2.0668 | 1.3436 | 4.3226 | 0 | 0 | 0.90713 | 2.0554 | 1.3362 | 4.2987 | 0 | 0 | 0.12571 | 0.28484 | 0.18517 | 0.59572 | 0 | 0 | 0.024063 | 0.054522 | 0.035444 | 0.11403 | 0 | 0 | 1.0569 | 2.3947 | 1.5568 | 5.0085 | TRUE | 0% | 4.074% | 22.02% | 73.9% | 0% | 0% | FALSE | 0% | 0% | 0% | 0% | 0% | FALSE | 0% | 0% | 0% | 0% | 0% | 0% | 0% | 0% | N/A | N/A
| 200 | Conductor Replacement | TRUE | Non-Labour | Transmission Lines | 100% | Replacement Expenditure | Transmission Lines | Repex | N/A | N/A | TL - Overhead conductors | TL - Safe and Reliable Network | N/A | No | 0% | Safety security & reliability | Transmission Lines (2018 onwards) | 87.59% | TRUE | FY22 | 2 | 86 | 2 | 2 | 1 | 2 | FALSE | FALSE | TRUE | 0 | 0.38685 | 20.1223 | 9.5456 | 0.89038 | 30.9452 | 0 | 0.38685 | 20.1223 | 9.5456 | 0.89038 | 30.9452 | 0 | 0.043708 | 2.7912 | 1.3425 | 0.11089 | 4.2883 | 0 | 0.0085675 | 0.53517 | 0.25564 | 0.021477 | 0.82085 | 0 | 0.43913 | 23.4487 | 11.1438 | 1.0227 | 36.0544 | 0% | 0% | 20.81% | 47.14% | 30.65% | 0 | 0 | 6.4382 | 14.5877 | 9.4833 | 30.5091 | 0 | 0 | 6.4382 | 14.5877 | 9.4833 | 30.5091 | 0 | 0 | 0.89219 | 2.0215 | 1.3142 | 4.2279 | 0 | 0 | 0.17078 | 0.38695 | 0.25155 | 0.80929 | 0 | 0 | 7.5011 | 16.9962 | 11.049 | 35.5463 | TRUE | 0% | 4.074% | 22.02% | 73.9% | 0% | 0% | FALSE | 0% | 0% | 0% | 0% | 0% | FALSE | 0% | 0% | 0% | 0% | 0% | 0% | 0% | 0% | N/A | N/A
| 201 | Earthwire Capacity Replacement | FALSE | Labour | Transmission Lines | 100% | Replacement Expenditure | Transmission Lines | Repex | N/A | N/A | TL - Overhead conductors | TL - Safe and Reliable Network | N/A | No | 0% | Safety security & reliability | Transmission Lines (2018 onwards) | 0% | TRUE | FY22 | 2 | 87 | 1 | 1 | 1 | 1 | FALSE | FALSE | TRUE | 0 | 0 | 0 | 0 | 0 | 0 | 0 | 0 | 0 | 0 | 0 | 0 | 0 | 0 | 0 | 0 | 0 | 0 | 0 | 0 | 0 | 0 | 0 | 0 | 0 | 0 | 0 | 0 | 0 | 0 | 0% | 0% | 0% | 0% | 0% | 0 | 0 | 0 | 0 | 0 | 0 | 0 | 0 | 0 | 0 | 0 | 0 | 0 | 0 | 0 | 0 | 0 | 0 | 0 | 0 | 0 | 0 | 0 | 0 | 0 | 0 | 0 | 0 | 0 | 0 | TRUE | 0% | 0% | 0% | 100% | 0% | 0% | FALSE | 0% | 0% | 0% | 0% | 0% | FALSE | 0% | 0% | 0% | 0% | 0% | 0% | 0% | 0% | N/A | N/A
| 202 | Earthwire Capacity Replacement | FALSE | Non-Labour | Transmission Lines | 100% | Replacement Expenditure | Transmission Lines | Repex | N/A | N/A | TL - Overhead conductors | TL - Safe and Reliable Network | N/A | No | 0% | Safety security & reliability | Transmission Lines (2018 onwards) | 100% | TRUE | FY22 | 2 | 87 | 2 | 2 | 1 | 2 | FALSE | FALSE | TRUE | 0 | 0 | 0 | 0 | 0 | 0 | 0 | 0 | 0 | 0 | 0 | 0 | 0 | 0 | 0 | 0 | 0 | 0 | 0 | 0 | 0 | 0 | 0 | 0 | 0 | 0 | 0 | 0 | 0 | 0 | 0% | 0% | 0% | 0% | 0% | 0 | 0 | 0 | 0 | 0 | 0 | 0 | 0 | 0 | 0 | 0 | 0 | 0 | 0 | 0 | 0 | 0 | 0 | 0 | 0 | 0 | 0 | 0 | 0 | 0 | 0 | 0 | 0 | 0 | 0 | TRUE | 0% | 0% | 0% | 100% | 0% | 0% | FALSE | 0% | 0% | 0% | 0% | 0% | FALSE | 0% | 0% | 0% | 0% | 0% | 0% | 0% | 0% | N/A | N/A
| 203 | Low Spans - Main grid | TRUE | Labour | Transmission Lines | 100% | Replacement Expenditure | Transmission Lines | Repex | N/A | N/A | TL - Transmission towers | TL - Compliance | N/A | No | 0% | Safety security & reliability | Transmission Lines (2018 onwards) | 9.811% | TRUE | FY22 | 2 | 88 | 1 | 1 | 1 | 1 | FALSE | FALSE | TRUE | 0 | 0.018133 | 0.91717 | 0.28576 | 0 | 1.2211 | 0 | 0.017802 | 0.91082 | 0.28501 | 0 | 1.2136 | 0 | 0.0020113 | 0.12634 | 0.040084 | 0 | 0.16844 | 0 | 0.00039425 | 0.024224 | 0.0076327 | 0 | 0.032251 | 0 | 0.020207 | 1.0614 | 0.33273 | 0 | 1.4143 | 0% | 0% | 22.77% | 77.23% | 0% | 0 | 0 | 0.27803 | 0.94304 | 0 | 1.2211 | 0 | 0 | 0.27633 | 0.9373 | 0 | 1.2136 | 0 | 0 | 0.038352 | 0.13009 | 0 | 0.16844 | 0 | 0 | 0.0073433 | 0.024908 | 0 | 0.032251 | 0 | 0 | 0.32203 | 1.0923 | 0 | 1.4143 | TRUE | 0% | 37.92% | 60.8% | 1.281% | 0% | 0% | FALSE | 0% | 0% | 0% | 0% | 0% | FALSE | 0% | 0% | 0% | 0% | 0% | 0% | 0% | 0% | N/A | N/A
| 204 | Low Spans - Main grid | TRUE | Non-Labour | Transmission Lines | 100% | Replacement Expenditure | Transmission Lines | Repex | N/A | N/A | TL - Transmission towers | TL - Compliance | N/A | No | 0% | Safety security & reliability | Transmission Lines (2018 onwards) | 90.19% | TRUE | FY22 | 2 | 88 | 2 | 2 | 1 | 2 | FALSE | FALSE | TRUE | 0 | 0.1667 | 8.4316 | 2.627 | 0 | 11.2254 | 0 | 0.1667 | 8.4316 | 2.627 | 0 | 11.2254 | 0 | 0.018834 | 1.1696 | 0.36947 | 0 | 1.5579 | 0 | 0.0036918 | 0.22425 | 0.070353 | 0 | 0.29829 | 0 | 0.18922 | 9.8255 | 3.0668 | 0 | 13.0815 | 0% | 0% | 22.77% | 77.23% | 0% | 0 | 0 | 2.5559 | 8.6694 | 0 | 11.2254 | 0 | 0 | 2.5559 | 8.6694 | 0 | 11.2254 | 0 | 0 | 0.35472 | 1.2032 | 0 | 1.5579 | 0 | 0 | 0.067919 | 0.23037 | 0 | 0.29829 | 0 | 0 | 2.9786 | 10.103 | 0 | 13.0815 | TRUE | 0% | 37.92% | 60.8% | 1.281% | 0% | 0% | FALSE | 0% | 0% | 0% | 0% | 0% | FALSE | 0% | 0% | 0% | 0% | 0% | 0% | 0% | 0% | N/A | N/A
| 205 | Low Spans -132kV TL | TRUE | Labour | Transmission Lines | 100% | Replacement Expenditure | Transmission Lines | Repex | N/A | N/A | TL - Insulators | TL - Change in generation mix | N/A | No | 0% | Energy transition | Transmission Lines (2018 onwards) | 12.31% | TRUE | FY22 | 2 | 89 | 1 | 1 | 1 | 1 | FALSE | FALSE | TRUE | 0.0053824 | 0.22312 | 0.079625 | 0 | 0 | 0.30813 | 0.0052159 | 0.21904 | 0.079073 | 0 | 0 | 0.30333 | 0.00062878 | 0.024748 | 0.010968 | 0 | 0 | 0.036345 | 0.00012243 | 0.0048511 | 0.002103 | 0 | 0 | 0.0070765 | 0.0059671 | 0.24864 | 0.092144 | 0 | 0 | 0.34675 | 0% | 73.5% | 26.5% | 0% | 0% | 0 | 0.22647 | 0.081655 | 0 | 0 | 0.30813 | 0 | 0.22295 | 0.080385 | 0 | 0 | 0.30333 | 0 | 0.026714 | 0.0096317 | 0 | 0 | 0.036345 | 0 | 0.0052012 | 0.0018753 | 0 | 0 | 0.0070765 | 0 | 0.25486 | 0.091892 | 0 | 0 | 0.34675 | TRUE | 0% | 60.88% | 38.11% | 1.017% | 0% | 0% | FALSE | 0% | 0% | 0% | 0% | 0% | FALSE | 0% | 0% | 0% | 0% | 0% | 0% | 0% | 0% | N/A | N/A
| 206 | Low Spans -132kV TL | TRUE | Non-Labour | Transmission Lines | 100% | Replacement Expenditure | Transmission Lines | Repex | N/A | N/A | TL - Insulators | TL - Change in generation mix | N/A | No | 0% | Energy transition | Transmission Lines (2018 onwards) | 87.69% | TRUE | FY22 | 2 | 89 | 2 | 2 | 1 | 2 | FALSE | FALSE | TRUE | 0.038345 | 1.5895 | 0.56726 | 0 | 0 | 2.1951 | 0.038345 | 1.5895 | 0.56726 | 0 | 0 | 2.1951 | 0.0046226 | 0.17959 | 0.078686 | 0 | 0 | 0.2629 | 0.00090006 | 0.035203 | 0.015087 | 0 | 0 | 0.051189 | 0.043868 | 1.8043 | 0.66103 | 0 | 0 | 2.5092 | 0% | 73.5% | 26.5% | 0% | 0% | 0 | 1.6134 | 0.58172 | 0 | 0 | 2.1951 | 0 | 1.6134 | 0.58172 | 0 | 0 | 2.1951 | 0 | 0.19323 | 0.06967 | 0 | 0 | 0.2629 | 0 | 0.037624 | 0.013565 | 0 | 0 | 0.051189 | 0 | 1.8443 | 0.66496 | 0 | 0 | 2.5092 | TRUE | 0% | 60.88% | 38.11% | 1.017% | 0% | 0% | FALSE | 0% | 0% | 0% | 0% | 0% | FALSE | 0% | 0% | 0% | 0% | 0% | 0% | 0% | 0% | N/A | N/A
| 207 | Various lines- Insulator condition | FALSE | Labour | Transmission Lines | 100% | Replacement Expenditure | Transmission Lines | Repex | N/A | N/A | TL - Insulators | TL - Safe and Reliable Network | N/A | No | 0% | Safety security & reliability | Transmission Lines (2018 onwards) | 0% | TRUE | FY22 | 2 | 90 | 1 | 1 | 1 | 1 | FALSE | FALSE | TRUE | 0 | 0 | 0 | 0 | 0 | 0 | 0 | 0 | 0 | 0 | 0 | 0 | 0 | 0 | 0 | 0 | 0 | 0 | 0 | 0 | 0 | 0 | 0 | 0 | 0 | 0 | 0 | 0 | 0 | 0 | 35.91% | 0% | 0% | 0% | 63.29% | 0 | 0 | 0 | 0 | 0 | 0 | 0 | 0 | 0 | 0 | 0 | 0 | 0 | 0 | 0 | 0 | 0 | 0 | 0 | 0 | 0 | 0 | 0 | 0 | 0 | 0 | 0 | 0 | 0 | 0 | TRUE | 0% | 0% | 86.28% | 13.72% | 0% | 0% | FALSE | 0% | 0% | 0% | 0% | 0% | FALSE | 0% | 0% | 0% | 0% | 0% | 0% | 0% | 0% | N/A | N/A
| 208 | Various lines- Insulator condition | FALSE | Non-Labour | Transmission Lines | 100% | Replacement Expenditure | Transmission Lines | Repex | N/A | N/A | TL - Insulators | TL - Safe and Reliable Network | N/A | No | 0% | Safety security & reliability | Transmission Lines (2018 onwards) | 100% | TRUE | FY22 | 2 | 90 | 2 | 2 | 1 | 2 | FALSE | FALSE | TRUE | 0 | 0 | 0 | 0 | 0 | 0 | 0 | 0 | 0 | 0 | 0 | 0 | 0 | 0 | 0 | 0 | 0 | 0 | 0 | 0 | 0 | 0 | 0 | 0 | 0 | 0 | 0 | 0 | 0 | 0 | 35.91% | 0% | 0% | 0% | 63.29% | 0 | 0 | 0 | 0 | 0 | 0 | 0 | 0 | 0 | 0 | 0 | 0 | 0 | 0 | 0 | 0 | 0 | 0 | 0 | 0 | 0 | 0 | 0 | 0 | 0 | 0 | 0 | 0 | 0 | 0 | TRUE | 0% | 0% | 86.28% | 13.72% | 0% | 0% | FALSE | 0% | 0% | 0% | 0% | 0% | FALSE | 0% | 0% | 0% | 0% | 0% | 0% | 0% | 0% | N/A | N/A
| 209 | Asbestos (Carryover from RP2) | TRUE | Labour | Transmission Lines | 100% | Replacement Expenditure | Transmission Lines | Repex | N/A | N/A | TL - Transmission towers | TL - Compliance | N/A | No | 0% | Safety security & reliability | Transmission Lines (2018 onwards) | 18.52% | TRUE | FY22 | 2 | 91 | 1 | 1 | 1 | 1 | FALSE | FALSE | TRUE | 1.2808 | 1.2719 | 1.2719 | 0.023112 | 0.026775 | 3.8744 | 1.2411 | 1.2487 | 1.2631 | 0.023051 | 0.026785 | 3.8027 | 0.14962 | 0.14108 | 0.17521 | 0.003242 | 0.0033357 | 0.47248 | 0.029133 | 0.027654 | 0.033593 | 0.00061732 | 0.00064609 | 0.091643 | 1.4199 | 1.4174 | 1.4719 | 0.026911 | 0.030766 | 4.3669 | 20% | 20% | 20% | 20% | 20% | 0.77489 | 0.77489 | 0.77489 | 0.77489 | 0.77489 | 3.8744 | 0.76055 | 0.76055 | 0.76055 | 0.76055 | 0.76055 | 3.8027 | 0.094497 | 0.094497 | 0.094497 | 0.094497 | 0.094497 | 0.47248 | 0.018329 | 0.018329 | 0.018329 | 0.018329 | 0.018329 | 0.091643 | 0.87337 | 0.87337 | 0.87337 | 0.87337 | 0.87337 | 4.3669 | TRUE | 0% | 100% | 0% | 0% | 0% | 0% | FALSE | 0% | 0% | 0% | 0% | 0% | FALSE | 0% | 0% | 0% | 0% | 0% | 0% | 0% | 0% | N/A | N/A
| 210 | Asbestos (Carryover from RP2) | TRUE | Non-Labour | Transmission Lines | 100% | Replacement Expenditure | Transmission Lines | Repex | N/A | N/A | TL - Transmission towers | TL - Compliance | N/A | No | 0% | Safety security & reliability | Transmission Lines (2018 onwards) | 81.48% | TRUE | FY22 | 2 | 91 | 2 | 2 | 1 | 2 | FALSE | FALSE | TRUE | 5.6353 | 5.5964 | 5.5964 | 0.10169 | 0.11781 | 17.0476 | 5.6353 | 5.5964 | 5.5964 | 0.10169 | 0.11781 | 17.0476 | 0.67934 | 0.6323 | 0.77629 | 0.014302 | 0.014672 | 2.1169 | 0.13228 | 0.12394 | 0.14884 | 0.0027234 | 0.0028417 | 0.41062 | 6.4469 | 6.3526 | 6.5215 | 0.11872 | 0.13532 | 19.5751 | 20% | 20% | 20% | 20% | 20% | 3.4095 | 3.4095 | 3.4095 | 3.4095 | 3.4095 | 17.0476 | 3.4095 | 3.4095 | 3.4095 | 3.4095 | 3.4095 | 17.0476 | 0.42338 | 0.42338 | 0.42338 | 0.42338 | 0.42338 | 2.1169 | 0.082125 | 0.082125 | 0.082125 | 0.082125 | 0.082125 | 0.41062 | 3.915 | 3.915 | 3.915 | 3.915 | 3.915 | 19.5751 | TRUE | 0% | 100% | 0% | 0% | 0% | 0% | FALSE | 0% | 0% | 0% | 0% | 0% | FALSE | 0% | 0% | 0% | 0% | 0% | 0% | 0% | 0% | N/A | N/A
| 211 | Public Safety Enhancements - Climbing deterrents, signage, aerial marker balls, earthing | TRUE | Labour | Transmission Lines | 100% | Replacement Expenditure | Transmission Lines | Repex | N/A | N/A | TL - Transmission towers | TL - Compliance | N/A | No | 0% | Safety security & reliability | Transmission Lines (2018 onwards) | 15.39% | TRUE | FY22 | 2 | 92 | 1 | 1 | 1 | 1 | FALSE | FALSE | TRUE | 1.0242 | 0 | 0 | 0 | 0 | 1.0242 | 0.99256 | 0 | 0 | 0 | 0 | 0.99256 | 0.11965 | 0 | 0 | 0 | 0 | 0.11965 | 0.023298 | 0 | 0 | 0 | 0 | 0.023298 | 1.1355 | 0 | 0 | 0 | 0 | 1.1355 | 37.01% | 17.59% | 22.7% | 22.7% | 0% | 0.37912 | 0.18018 | 0.23247 | 0.23247 | 0 | 1.0242 | 0.36739 | 0.17461 | 0.22528 | 0.22528 | 0 | 0.99256 | 0.044289 | 0.021049 | 0.027158 | 0.027158 | 0 | 0.11965 | 0.0086236 | 0.0040985 | 0.0052879 | 0.0052879 | 0 | 0.023298 | 0.4203 | 0.19975 | 0.25773 | 0.25773 | 0 | 1.1355 | TRUE | 0% | 100% | 0% | 0% | 0% | 0% | FALSE | 0% | 0% | 0% | 0% | 0% | FALSE | 0% | 0% | 0% | 0% | 0% | 0% | 0% | 0% | N/A | N/A
| 212 | Public Safety Enhancements - Climbing deterrents, signage, aerial marker balls, earthing | TRUE | Non-Labour | Transmission Lines | 100% | Replacement Expenditure | Transmission Lines | Repex | N/A | N/A | TL - Transmission towers | TL - Compliance | N/A | No | 0% | Safety security & reliability | Transmission Lines (2018 onwards) | 84.61% | TRUE | FY22 | 2 | 92 | 2 | 2 | 1 | 2 | FALSE | FALSE | TRUE | 5.6329 | 0 | 0 | 0 | 0 | 5.6329 | 5.6329 | 0 | 0 | 0 | 0 | 5.6329 | 0.67906 | 0 | 0 | 0 | 0 | 0.67906 | 0.13222 | 0 | 0 | 0 | 0 | 0.13222 | 6.4442 | 0 | 0 | 0 | 0 | 6.4442 | 37.01% | 17.59% | 22.7% | 22.7% | 0% | 2.085 | 0.99092 | 1.2785 | 1.2785 | 0 | 5.6329 | 2.085 | 0.99092 | 1.2785 | 1.2785 | 0 | 5.6329 | 0.25135 | 0.11946 | 0.15413 | 0.15413 | 0 | 0.67906 | 0.048941 | 0.02326 | 0.03001 | 0.03001 | 0 | 0.13222 | 2.3853 | 1.1336 | 1.4626 | 1.4626 | 0 | 6.4442 | TRUE | 0% | 100% | 0% | 0% | 0% | 0% | FALSE | 0% | 0% | 0% | 0% | 0% | FALSE | 0% | 0% | 0% | 0% | 0% | 0% | 0% | 0% | N/A | N/A
| 213 | Underground Cable Capital Spares RP3 | TRUE | Labour | Underground Cables | 100% | Replacement Expenditure | Transmission Lines | Repex | N/A | N/A | TL - Underground cables | TL - Safe and Reliable Network | N/A | No | 0% | Safety security & reliability | Underground Cables (2018 onwards) | 0% | TRUE | FY22 | 2 | 93 | 1 | 1 | 2 | 1 | FALSE | FALSE | TRUE | 0 | 0 | 0 | 0 | 0 | 0 | 0 | 0 | 0 | 0 | 0 | 0 | 0 | 0 | 0 | 0 | 0 | 0 | 0 | 0 | 0 | 0 | 0 | 0 | 0 | 0 | 0 | 0 | 0 | 0 | 0% | 0% | 0% | 0% | 100% | 0 | 0 | 0 | 0 | 0 | 0 | 0 | 0 | 0 | 0 | 0 | 0 | 0 | 0 | 0 | 0 | 0 | 0 | 0 | 0 | 0 | 0 | 0 | 0 | 0 | 0 | 0 | 0 | 0 | 0 | TRUE | 0% | 0% | 0% | 0% | 100% | 0% | FALSE | 0% | 0% | 0% | 0% | 0% | FALSE | 0% | 0% | 0% | 0% | 0% | 0% | 0% | 0% | N/A | N/A
| 214 | Underground Cable Capital Spares RP3 | TRUE | Non-Labour | Underground Cables | 100% | Replacement Expenditure | Transmission Lines | Repex | N/A | N/A | TL - Underground cables | TL - Safe and Reliable Network | N/A | No | 0% | Safety security & reliability | Underground Cables (2018 onwards) | 100% | TRUE | FY22 | 2 | 93 | 2 | 2 | 2 | 2 | FALSE | FALSE | TRUE | 0.6186 | 0.61691 | 0.61691 | 0.61691 | 0.61691 | 3.0862 | 0.6186 | 0.61691 | 0.61691 | 0.61691 | 0.61691 | 3.0862 | 0.074573 | 0.0697 | 0.085573 | 0.086764 | 0.07683 | 0.39344 | 0.01452 | 0.013662 | 0.016407 | 0.016521 | 0.014881 | 0.075992 | 0.70769 | 0.70027 | 0.71889 | 0.7202 | 0.70862 | 3.5557 | 0% | 0% | 0% | 0% | 100% | 0 | 0 | 0 | 0 | 3.0862 | 3.0862 | 0 | 0 | 0 | 0 | 3.0862 | 3.0862 | 0 | 0 | 0 | 0 | 0.39344 | 0.39344 | 0 | 0 | 0 | 0 | 0.075992 | 0.075992 | 0 | 0 | 0 | 0 | 3.5557 | 3.5557 | TRUE | 0% | 0% | 0% | 0% | 100% | 0% | FALSE | 0% | 0% | 0% | 0% | 0% | FALSE | 0% | 0% | 0% | 0% | 0% | 0% | 0% | 0% | N/A | N/A
| 215 | Cable Monitoring Systems Renewal RP3 | TRUE | Labour | Underground Cables | 100% | Replacement Expenditure | Transmission Lines | Repex | N/A | N/A | TL - Underground cables | TL - Safe and Reliable Network | N/A | No | 0% | Safety security & reliability | Underground Cables (2018 onwards) | 27.36% | TRUE | FY22 | 2 | 94 | 1 | 1 | 2 | 1 | FALSE | FALSE | TRUE | 0.33384 | 0.67256 | 0.0079117 | 0 | 0 | 1.0143 | 0.32351 | 0.66028 | 0.0078568 | 0 | 0 | 0.99165 | 0.039 | 0.0746 | 0.0010898 | 0 | 0 | 0.11469 | 0.0075937 | 0.014623 | 0.00020896 | 0 | 0 | 0.022426 | 0.37011 | 0.7495 | 0.0091557 | 0 | 0 | 1.1288 | 0% | 0% | 100% | 0% | 0% | 0 | 0 | 1.0143 | 0 | 0 | 1.0143 | 0 | 0 | 0.99165 | 0 | 0 | 0.99165 | 0 | 0 | 0.11469 | 0 | 0 | 0.11469 | 0 | 0 | 0.022426 | 0 | 0 | 0.022426 | 0 | 0 | 1.1288 | 0 | 0 | 1.1288 | TRUE | 0% | 0% | 0% | 0% | 100% | 0% | FALSE | 0% | 0% | 0% | 0% | 0% | FALSE | 0% | 0% | 0% | 0% | 0% | 0% | 0% | 0% | N/A | N/A
| 216 | Cable Monitoring Systems Renewal RP3 | TRUE | Non-Labour | Underground Cables | 100% | Replacement Expenditure | Transmission Lines | Repex | N/A | N/A | TL - Underground cables | TL - Safe and Reliable Network | N/A | No | 0% | Safety security & reliability | Underground Cables (2018 onwards) | 72.64% | TRUE | FY22 | 2 | 94 | 2 | 2 | 2 | 2 | FALSE | FALSE | TRUE | 0.88632 | 1.7856 | 0.021005 | 0 | 0 | 2.6929 | 0.88632 | 1.7856 | 0.021005 | 0 | 0 | 2.6929 | 0.10685 | 0.20174 | 0.0029137 | 0 | 0 | 0.3115 | 0.020804 | 0.039545 | 0.00055864 | 0 | 0 | 0.060908 | 1.014 | 2.0269 | 0.024477 | 0 | 0 | 3.0653 | 0% | 0% | 100% | 0% | 0% | 0 | 0 | 2.6929 | 0 | 0 | 2.6929 | 0 | 0 | 2.6929 | 0 | 0 | 2.6929 | 0 | 0 | 0.3115 | 0 | 0 | 0.3115 | 0 | 0 | 0.060908 | 0 | 0 | 0.060908 | 0 | 0 | 3.0653 | 0 | 0 | 3.0653 | TRUE | 0% | 0% | 0% | 0% | 100% | 0% | FALSE | 0% | 0% | 0% | 0% | 0% | FALSE | 0% | 0% | 0% | 0% | 0% | 0% | 0% | 0% | N/A | N/A
| 217 | TL Digital Twin Programme | FALSE | Labour | Secondary Systems | 100% | Replacement Expenditure | Digital Infrastructure | Repex | N/A | N/A | DI - Protection systems | DI - Safe and Reliable Network | N/A | No | 0% | Safety security & reliability | Secondary Systems (2018-23) | 0% | TRUE | FY22 | 2 | 95 | 1 | 1 | 4 | 1 | FALSE | FALSE | TRUE | 0 | 0 | 0 | 0 | 0 | 0 | 0 | 0 | 0 | 0 | 0 | 0 | 0 | 0 | 0 | 0 | 0 | 0 | 0 | 0 | 0 | 0 | 0 | 0 | 0 | 0 | 0 | 0 | 0 | 0 | 0% | 0% | 0% | 0% | 0% | 0 | 0 | 0 | 0 | 0 | 0 | 0 | 0 | 0 | 0 | 0 | 0 | 0 | 0 | 0 | 0 | 0 | 0 | 0 | 0 | 0 | 0 | 0 | 0 | 0 | 0 | 0 | 0 | 0 | 0 | FALSE | 0% | 0% | 0% | 0% | 0% | 0% | FALSE | 0% | 0% | 0% | 0% | 0% | TRUE | 100% | 0% | 0% | 0% | 0% | 0% | 0% | 0% | N/A | N/A
| 218 | TL Digital Twin Programme | FALSE | Non-Labour | Secondary Systems | 100% | Replacement Expenditure | Digital Infrastructure | Repex | N/A | N/A | DI - Protection systems | DI - Safe and Reliable Network | N/A | No | 0% | Safety security & reliability | Secondary Systems (2018-23) | 100% | TRUE | FY22 | 2 | 95 | 2 | 2 | 4 | 2 | FALSE | FALSE | TRUE | 0 | 0 | 0 | 0 | 0 | 0 | 0 | 0 | 0 | 0 | 0 | 0 | 0 | 0 | 0 | 0 | 0 | 0 | 0 | 0 | 0 | 0 | 0 | 0 | 0 | 0 | 0 | 0 | 0 | 0 | 0% | 0% | 0% | 0% | 0% | 0 | 0 | 0 | 0 | 0 | 0 | 0 | 0 | 0 | 0 | 0 | 0 | 0 | 0 | 0 | 0 | 0 | 0 | 0 | 0 | 0 | 0 | 0 | 0 | 0 | 0 | 0 | 0 | 0 | 0 | FALSE | 0% | 0% | 0% | 0% | 0% | 0% | FALSE | 0% | 0% | 0% | 0% | 0% | TRUE | 100% | 0% | 0% | 0% | 0% | 0% | 0% | 0% | N/A | N/A
| 219 | Lower Tumut Secondary Systems Renewal | TRUE | Labour | Secondary Systems | 90.69% | Replacement Expenditure | Digital Infrastructure | Repex | N/A | N/A | DI - Protection systems | DI - Safe and Reliable Network | N/A | No | 0% | Safety security & reliability | Secondary Systems (2018-23) | 18.7% | TRUE | FY22 | 2 | 96 | 1 | 1 | 4 | 1 | FALSE | FALSE | TRUE | 0 | 0 | 0 | 0 | 0 | 0 | 0 | 0 | 0 | 0 | 0 | 0 | 0 | 0 | 0 | 0 | 0 | 0 | 0 | 0 | 0 | 0 | 0 | 0 | 0 | 0 | 0 | 0 | 0 | 0 | 0% | 0% | 0% | 0% | 100% | 0 | 0 | 0 | 0 | 0 | 0 | 0 | 0 | 0 | 0 | 0 | 0 | 0 | 0 | 0 | 0 | 0 | 0 | 0 | 0 | 0 | 0 | 0 | 0 | 0 | 0 | 0 | 0 | 0 | 0 | FALSE | 0% | 0% | 0% | 0% | 0% | 0% | FALSE | 0% | 0% | 0% | 0% | 0% | TRUE | 61.67% | 18.19% | 10.82% | 0% | 0% | 0% | 9.309% | 0% | N/A | N/A
| 220 | Lower Tumut Secondary Systems Renewal | TRUE | Labour | Business IT | 9.309% | Replacement Expenditure | Digital Infrastructure | Repex | N/A | N/A | DI - Protection systems | DI - Safe and Reliable Network | N/A | No | 0% | Safety security & reliability | Business IT (2018 onwards) | 18.7% | TRUE | FY22 | 2 | 96 | 1 | 2 | 6 | 1 | FALSE | FALSE | TRUE | 0 | 0 | 0 | 0 | 0 | 0 | 0 | 0 | 0 | 0 | 0 | 0 | 0 | 0 | 0 | 0 | 0 | 0 | 0 | 0 | 0 | 0 | 0 | 0 | 0 | 0 | 0 | 0 | 0 | 0 | 0% | 0% | 0% | 0% | 100% | 0 | 0 | 0 | 0 | 0 | 0 | 0 | 0 | 0 | 0 | 0 | 0 | 0 | 0 | 0 | 0 | 0 | 0 | 0 | 0 | 0 | 0 | 0 | 0 | 0 | 0 | 0 | 0 | 0 | 0 | FALSE | 0% | 0% | 0% | 0% | 0% | 0% | FALSE | 0% | 0% | 0% | 0% | 0% | TRUE | 61.67% | 18.19% | 10.82% | 0% | 0% | 0% | 9.309% | 0% | N/A | N/A
| 221 | Lower Tumut Secondary Systems Renewal | TRUE | Non-Labour | Secondary Systems | 90.69% | Replacement Expenditure | Digital Infrastructure | Repex | N/A | N/A | DI - Protection systems | DI - Safe and Reliable Network | N/A | No | 0% | Safety security & reliability | Secondary Systems (2018-23) | 81.3% | TRUE | FY22 | 2 | 96 | 2 | 3 | 4 | 2 | FALSE | FALSE | TRUE | 0 | 0 | 0 | 0 | 0 | 0 | 0 | 0 | 0 | 0 | 0 | 0 | 0 | 0 | 0 | 0 | 0 | 0 | 0 | 0 | 0 | 0 | 0 | 0 | 0 | 0 | 0 | 0 | 0 | 0 | 0% | 0% | 0% | 0% | 100% | 0 | 0 | 0 | 0 | 0 | 0 | 0 | 0 | 0 | 0 | 0 | 0 | 0 | 0 | 0 | 0 | 0 | 0 | 0 | 0 | 0 | 0 | 0 | 0 | 0 | 0 | 0 | 0 | 0 | 0 | FALSE | 0% | 0% | 0% | 0% | 0% | 0% | FALSE | 0% | 0% | 0% | 0% | 0% | TRUE | 61.67% | 18.19% | 10.82% | 0% | 0% | 0% | 9.309% | 0% | N/A | N/A
| 222 | Lower Tumut Secondary Systems Renewal | TRUE | Non-Labour | Business IT | 9.309% | Replacement Expenditure | Digital Infrastructure | Repex | N/A | N/A | DI - Protection systems | DI - Safe and Reliable Network | N/A | No | 0% | Safety security & reliability | Business IT (2018 onwards) | 81.3% | TRUE | FY22 | 2 | 96 | 2 | 4 | 6 | 2 | FALSE | FALSE | TRUE | 0 | 0 | 0 | 0 | 0 | 0 | 0 | 0 | 0 | 0 | 0 | 0 | 0 | 0 | 0 | 0 | 0 | 0 | 0 | 0 | 0 | 0 | 0 | 0 | 0 | 0 | 0 | 0 | 0 | 0 | 0% | 0% | 0% | 0% | 100% | 0 | 0 | 0 | 0 | 0 | 0 | 0 | 0 | 0 | 0 | 0 | 0 | 0 | 0 | 0 | 0 | 0 | 0 | 0 | 0 | 0 | 0 | 0 | 0 | 0 | 0 | 0 | 0 | 0 | 0 | FALSE | 0% | 0% | 0% | 0% | 0% | 0% | FALSE | 0% | 0% | 0% | 0% | 0% | TRUE | 61.67% | 18.19% | 10.82% | 0% | 0% | 0% | 9.309% | 0% | N/A | N/A
| 223 | Tenterfield Secondary Systems Renewal | TRUE | Labour | Secondary Systems | 100% | Replacement Expenditure | Digital Infrastructure | Repex | N/A | N/A | DI - Protection systems | DI - Safe and Reliable Network | N/A | No | 0% | Safety security & reliability | Secondary Systems (2018-23) | 18.91% | TRUE | FY22 | 2 | 97 | 1 | 1 | 4 | 1 | FALSE | FALSE | TRUE | 0.099158 | 0.090144 | 0.045072 | 0.099158 | 0.10367 | 0.4372 | 0.09609 | 0.088497 | 0.04476 | 0.098897 | 0.1037 | 0.43195 | 0.011584 | 0.0099987 | 0.0062087 | 0.013909 | 0.012915 | 0.054616 | 0.0022555 | 0.0019599 | 0.0011904 | 0.0026485 | 0.0025015 | 0.010556 | 0.10993 | 0.10046 | 0.052159 | 0.11546 | 0.11912 | 0.49712 | 10% | 11% | 14% | 32% | 33% | 0.04372 | 0.048092 | 0.061207 | 0.1399 | 0.14427 | 0.4372 | 0.043195 | 0.047514 | 0.060473 | 0.13822 | 0.14254 | 0.43195 | 0.0054616 | 0.0060077 | 0.0076462 | 0.017477 | 0.018023 | 0.054616 | 0.0010556 | 0.0011611 | 0.0014778 | 0.0033779 | 0.0034834 | 0.010556 | 0.049712 | 0.054683 | 0.069597 | 0.15908 | 0.16405 | 0.49712 | FALSE | 0% | 0% | 0% | 0% | 0% | 0% | FALSE | 0% | 0% | 0% | 0% | 0% | TRUE | 60.44% | 35.02% | 4.545% | 0% | 0% | 0% | 0% | 0% | N/A | N/A
| 224 | Tenterfield Secondary Systems Renewal | TRUE | Non-Labour | Secondary Systems | 100% | Replacement Expenditure | Digital Infrastructure | Repex | N/A | N/A | DI - Protection systems | DI - Safe and Reliable Network | N/A | No | 0% | Safety security & reliability | Secondary Systems (2018-23) | 81.09% | TRUE | FY22 | 2 | 97 | 2 | 2 | 4 | 2 | FALSE | FALSE | TRUE | 0.42517 | 0.38651 | 0.19326 | 0.42517 | 0.44449 | 1.8746 | 0.42517 | 0.38651 | 0.19326 | 0.42517 | 0.44449 | 1.8746 | 0.051254 | 0.04367 | 0.026807 | 0.059796 | 0.055357 | 0.23688 | 0.0099798 | 0.00856 | 0.0051399 | 0.011386 | 0.010722 | 0.045788 | 0.4864 | 0.43874 | 0.2252 | 0.49635 | 0.51057 | 2.1573 | 10% | 11% | 14% | 32% | 33% | 0.18746 | 0.20621 | 0.26244 | 0.59987 | 0.61862 | 1.8746 | 0.18746 | 0.20621 | 0.26244 | 0.59987 | 0.61862 | 1.8746 | 0.023688 | 0.026057 | 0.033164 | 0.075803 | 0.078172 | 0.23688 | 0.0045788 | 0.0050366 | 0.0064103 | 0.014652 | 0.01511 | 0.045788 | 0.21573 | 0.2373 | 0.30202 | 0.69033 | 0.7119 | 2.1573 | FALSE | 0% | 0% | 0% | 0% | 0% | 0% | FALSE | 0% | 0% | 0% | 0% | 0% | TRUE | 60.44% | 35.02% | 4.545% | 0% | 0% | 0% | 0% | 0% | N/A | N/A
| 225 | YSN Secondary Systems Renewal | FALSE | Labour | Secondary Systems | 100% | Replacement Expenditure | Digital Infrastructure | Repex | N/A | N/A | DI - Protection systems | DI - Safe and Reliable Network | N/A | No | 0% | Safety security & reliability | Secondary Systems (2018-23) | 0% | TRUE | FY22 | 2 | 98 | 1 | 1 | 4 | 1 | FALSE | FALSE | TRUE | 0 | 0 | 0 | 0 | 0 | 0 | 0 | 0 | 0 | 0 | 0 | 0 | 0 | 0 | 0 | 0 | 0 | 0 | 0 | 0 | 0 | 0 | 0 | 0 | 0 | 0 | 0 | 0 | 0 | 0 | 0% | 0% | 0% | 0% | 0% | 0 | 0 | 0 | 0 | 0 | 0 | 0 | 0 | 0 | 0 | 0 | 0 | 0 | 0 | 0 | 0 | 0 | 0 | 0 | 0 | 0 | 0 | 0 | 0 | 0 | 0 | 0 | 0 | 0 | 0 | FALSE | 0% | 0% | 0% | 0% | 0% | 0% | FALSE | 0% | 0% | 0% | 0% | 0% | TRUE | 90.59% | 3.195% | 6.22% | 0% | 0% | 0% | 0% | 0% | N/A | N/A
| 226 | YSN Secondary Systems Renewal | FALSE | Non-Labour | Secondary Systems | 100% | Replacement Expenditure | Digital Infrastructure | Repex | N/A | N/A | DI - Protection systems | DI - Safe and Reliable Network | N/A | No | 0% | Safety security & reliability | Secondary Systems (2018-23) | 100% | TRUE | FY22 | 2 | 98 | 2 | 2 | 4 | 2 | FALSE | FALSE | TRUE | 0 | 0 | 0 | 0 | 0 | 0 | 0 | 0 | 0 | 0 | 0 | 0 | 0 | 0 | 0 | 0 | 0 | 0 | 0 | 0 | 0 | 0 | 0 | 0 | 0 | 0 | 0 | 0 | 0 | 0 | 0% | 0% | 0% | 0% | 0% | 0 | 0 | 0 | 0 | 0 | 0 | 0 | 0 | 0 | 0 | 0 | 0 | 0 | 0 | 0 | 0 | 0 | 0 | 0 | 0 | 0 | 0 | 0 | 0 | 0 | 0 | 0 | 0 | 0 | 0 | FALSE | 0% | 0% | 0% | 0% | 0% | 0% | FALSE | 0% | 0% | 0% | 0% | 0% | TRUE | 90.59% | 3.195% | 6.22% | 0% | 0% | 0% | 0% | 0% | N/A | N/A
| 227 | BER Secondary Systems Renewal | TRUE | Labour | Secondary Systems | 100% | Replacement Expenditure | Digital Infrastructure | Repex | N/A | N/A | DI - Protection systems | DI - Safe and Reliable Network | N/A | No | 0% | Safety security & reliability | Secondary Systems (2018-23) | 19.84% | TRUE | FY22 | 2 | 100 | 1 | 1 | 4 | 1 | FALSE | FALSE | TRUE | 0.10863 | 0.098759 | 0.049379 | 0.10863 | 0.11357 | 0.47898 | 0.10527 | 0.096955 | 0.049037 | 0.10835 | 0.11362 | 0.47323 | 0.012691 | 0.010954 | 0.0068021 | 0.015238 | 0.01415 | 0.059835 | 0.0024711 | 0.0021472 | 0.0013042 | 0.0029017 | 0.0027406 | 0.011565 | 0.12044 | 0.11006 | 0.057144 | 0.12649 | 0.13051 | 0.54463 | 10% | 11% | 14% | 32% | 33% | 0.047898 | 0.052688 | 0.067057 | 0.15327 | 0.15806 | 0.47898 | 0.047323 | 0.052055 | 0.066252 | 0.15143 | 0.15617 | 0.47323 | 0.0059835 | 0.0065819 | 0.0083769 | 0.019147 | 0.019746 | 0.059835 | 0.0011565 | 0.0012721 | 0.0016191 | 0.0037007 | 0.0038164 | 0.011565 | 0.054463 | 0.059909 | 0.076248 | 0.17428 | 0.17973 | 0.54463 | FALSE | 0% | 0% | 0% | 0% | 0% | 0% | FALSE | 0% | 0% | 0% | 0% | 0% | TRUE | 84.29% | 6.838% | 8.874% | 0% | 0% | 0% | 0% | 0% | N/A | N/A
| 228 | BER Secondary Systems Renewal | TRUE | Non-Labour | Secondary Systems | 100% | Replacement Expenditure | Digital Infrastructure | Repex | N/A | N/A | DI - Protection systems | DI - Safe and Reliable Network | N/A | No | 0% | Safety security & reliability | Secondary Systems (2018-23) | 80.16% | TRUE | FY22 | 2 | 100 | 2 | 2 | 4 | 2 | FALSE | FALSE | TRUE | 0.43885 | 0.39895 | 0.19948 | 0.43885 | 0.4588 | 1.9349 | 0.43885 | 0.39895 | 0.19948 | 0.43885 | 0.4588 | 1.9349 | 0.052904 | 0.045075 | 0.02767 | 0.061721 | 0.057138 | 0.24451 | 0.010301 | 0.0088355 | 0.0053053 | 0.011753 | 0.011067 | 0.047261 | 0.50205 | 0.45287 | 0.23245 | 0.51232 | 0.527 | 2.2267 | 10% | 11% | 14% | 32% | 33% | 0.19349 | 0.21284 | 0.27089 | 0.61918 | 0.63853 | 1.9349 | 0.19349 | 0.21284 | 0.27089 | 0.61918 | 0.63853 | 1.9349 | 0.024451 | 0.026896 | 0.034231 | 0.078243 | 0.080688 | 0.24451 | 0.0047261 | 0.0051987 | 0.0066166 | 0.015124 | 0.015596 | 0.047261 | 0.22267 | 0.24494 | 0.31174 | 0.71254 | 0.73481 | 2.2267 | FALSE | 0% | 0% | 0% | 0% | 0% | 0% | FALSE | 0% | 0% | 0% | 0% | 0% | TRUE | 84.29% | 6.838% | 8.874% | 0% | 0% | 0% | 0% | 0% | N/A | N/A
| 229 | BRG Secondary Systems Renewal | TRUE | Labour | Secondary Systems | 100% | Replacement Expenditure | Digital Infrastructure | Repex | N/A | N/A | DI - Protection systems | DI - Safe and Reliable Network | N/A | No | 0% | Safety security & reliability | Secondary Systems (2018-23) | 19.12% | TRUE | FY22 | 2 | 101 | 1 | 1 | 4 | 1 | FALSE | FALSE | TRUE | 0 | 0 | 0 | 0 | 0 | 0 | 0 | 0 | 0 | 0 | 0 | 0 | 0 | 0 | 0 | 0 | 0 | 0 | 0 | 0 | 0 | 0 | 0 | 0 | 0 | 0 | 0 | 0 | 0 | 0 | 10% | 11% | 14% | 32% | 33% | 0 | 0 | 0 | 0 | 0 | 0 | 0 | 0 | 0 | 0 | 0 | 0 | 0 | 0 | 0 | 0 | 0 | 0 | 0 | 0 | 0 | 0 | 0 | 0 | 0 | 0 | 0 | 0 | 0 | 0 | FALSE | 0% | 0% | 0% | 0% | 0% | 0% | FALSE | 0% | 0% | 0% | 0% | 0% | TRUE | 87.15% | 12.85% | 0% | 0% | 0% | 0% | 0% | 0% | N/A | N/A
| 230 | BRG Secondary Systems Renewal | TRUE | Non-Labour | Secondary Systems | 100% | Replacement Expenditure | Digital Infrastructure | Repex | N/A | N/A | DI - Protection systems | DI - Safe and Reliable Network | N/A | No | 0% | Safety security & reliability | Secondary Systems (2018-23) | 80.88% | TRUE | FY22 | 2 | 101 | 2 | 2 | 4 | 2 | FALSE | FALSE | TRUE | 0 | 0 | 0 | 0 | 0 | 0 | 0 | 0 | 0 | 0 | 0 | 0 | 0 | 0 | 0 | 0 | 0 | 0 | 0 | 0 | 0 | 0 | 0 | 0 | 0 | 0 | 0 | 0 | 0 | 0 | 10% | 11% | 14% | 32% | 33% | 0 | 0 | 0 | 0 | 0 | 0 | 0 | 0 | 0 | 0 | 0 | 0 | 0 | 0 | 0 | 0 | 0 | 0 | 0 | 0 | 0 | 0 | 0 | 0 | 0 | 0 | 0 | 0 | 0 | 0 | FALSE | 0% | 0% | 0% | 0% | 0% | 0% | FALSE | 0% | 0% | 0% | 0% | 0% | TRUE | 87.15% | 12.85% | 0% | 0% | 0% | 0% | 0% | 0% | N/A | N/A
| 231 | LSM Secondary Systems Renewal | TRUE | Labour | Secondary Systems | 100% | Replacement Expenditure | Digital Infrastructure | Repex | N/A | N/A | DI - Protection systems | DI - Safe and Reliable Network | N/A | No | 0% | Safety security & reliability | Secondary Systems (2018-23) | 20.59% | TRUE | FY22 | 2 | 102 | 1 | 1 | 4 | 1 | FALSE | FALSE | TRUE | 0.14689 | 0.13353 | 0.066766 | 0.14689 | 0.15356 | 0.64763 | 0.14234 | 0.13109 | 0.066303 | 0.1465 | 0.15362 | 0.63986 | 0.017159 | 0.014811 | 0.0091971 | 0.020604 | 0.019132 | 0.080903 | 0.0033411 | 0.0029033 | 0.0017634 | 0.0039233 | 0.0037055 | 0.015637 | 0.16284 | 0.14881 | 0.077264 | 0.17103 | 0.17646 | 0.7364 | 10% | 11% | 14% | 32% | 33% | 0.064763 | 0.071239 | 0.090668 | 0.20724 | 0.21372 | 0.64763 | 0.063986 | 0.070384 | 0.08958 | 0.20475 | 0.21115 | 0.63986 | 0.0080903 | 0.0088994 | 0.011326 | 0.025889 | 0.026698 | 0.080903 | 0.0015637 | 0.00172 | 0.0021891 | 0.0050037 | 0.0051601 | 0.015637 | 0.07364 | 0.081004 | 0.1031 | 0.23565 | 0.24301 | 0.7364 | FALSE | 0% | 0% | 0% | 0% | 0% | 0% | FALSE | 0% | 0% | 0% | 0% | 0% | TRUE | 83.14% | 16.86% | 0% | 0% | 0% | 0% | 0% | 0% | N/A | N/A
| 232 | LSM Secondary Systems Renewal | TRUE | Non-Labour | Secondary Systems | 100% | Replacement Expenditure | Digital Infrastructure | Repex | N/A | N/A | DI - Protection systems | DI - Safe and Reliable Network | N/A | No | 0% | Safety security & reliability | Secondary Systems (2018-23) | 79.41% | TRUE | FY22 | 2 | 102 | 2 | 2 | 4 | 2 | FALSE | FALSE | TRUE | 0.56656 | 0.51505 | 0.25753 | 0.56656 | 0.59231 | 2.498 | 0.56656 | 0.51505 | 0.25753 | 0.56656 | 0.59231 | 2.498 | 0.068299 | 0.058192 | 0.035722 | 0.079682 | 0.073766 | 0.31566 | 0.013299 | 0.011407 | 0.0068491 | 0.015173 | 0.014287 | 0.061014 | 0.64815 | 0.58465 | 0.3001 | 0.66141 | 0.68036 | 2.8747 | 10% | 11% | 14% | 32% | 33% | 0.2498 | 0.27478 | 0.34972 | 0.79936 | 0.82434 | 2.498 | 0.2498 | 0.27478 | 0.34972 | 0.79936 | 0.82434 | 2.498 | 0.031566 | 0.034723 | 0.044192 | 0.10101 | 0.10417 | 0.31566 | 0.0061014 | 0.0067116 | 0.008542 | 0.019525 | 0.020135 | 0.061014 | 0.28747 | 0.31621 | 0.40245 | 0.91989 | 0.94864 | 2.8747 | FALSE | 0% | 0% | 0% | 0% | 0% | 0% | FALSE | 0% | 0% | 0% | 0% | 0% | TRUE | 83.14% | 16.86% | 0% | 0% | 0% | 0% | 0% | 0% | N/A | N/A
| 233 | MPP Secondary Systems Renewal | TRUE | Labour | Secondary Systems | 100% | Replacement Expenditure | Digital Infrastructure | Repex | N/A | N/A | DI - Protection systems | DI - Safe and Reliable Network | N/A | No | 0% | Safety security & reliability | Secondary Systems (2018-23) | 18.99% | TRUE | FY22 | 2 | 103 | 1 | 1 | 4 | 1 | FALSE | FALSE | TRUE | 0.10254 | 0.093219 | 0.04661 | 0.10254 | 0.1072 | 0.45211 | 0.099369 | 0.091517 | 0.046287 | 0.10227 | 0.10724 | 0.44669 | 0.011979 | 0.01034 | 0.0064206 | 0.014384 | 0.013356 | 0.056479 | 0.0023325 | 0.0020268 | 0.001231 | 0.0027389 | 0.0025869 | 0.010916 | 0.11368 | 0.10388 | 0.053938 | 0.11939 | 0.12319 | 0.51408 | 10% | 11% | 14% | 32% | 33% | 0.045211 | 0.049733 | 0.063296 | 0.14468 | 0.1492 | 0.45211 | 0.044669 | 0.049136 | 0.062536 | 0.14294 | 0.14741 | 0.44669 | 0.0056479 | 0.0062127 | 0.0079071 | 0.018073 | 0.018638 | 0.056479 | 0.0010916 | 0.0012008 | 0.0015282 | 0.0034931 | 0.0036023 | 0.010916 | 0.051408 | 0.056549 | 0.071972 | 0.16451 | 0.16965 | 0.51408 | FALSE | 0% | 0% | 0% | 0% | 0% | 0% | FALSE | 0% | 0% | 0% | 0% | 0% | TRUE | 80.88% | 7.291% | 11.83% | 0% | 0% | 0% | 0% | 0% | N/A | N/A
| 234 | MPP Secondary Systems Renewal | TRUE | Non-Labour | Secondary Systems | 100% | Replacement Expenditure | Digital Infrastructure | Repex | N/A | N/A | DI - Protection systems | DI - Safe and Reliable Network | N/A | No | 0% | Safety security & reliability | Secondary Systems (2018-23) | 81.01% | TRUE | FY22 | 2 | 103 | 2 | 2 | 4 | 2 | FALSE | FALSE | TRUE | 0.4373 | 0.39754 | 0.19877 | 0.4373 | 0.45717 | 1.9281 | 0.4373 | 0.39754 | 0.19877 | 0.4373 | 0.45717 | 1.9281 | 0.052717 | 0.044916 | 0.027572 | 0.061502 | 0.056936 | 0.24364 | 0.010265 | 0.0088042 | 0.0052865 | 0.011711 | 0.011028 | 0.047094 | 0.50028 | 0.45126 | 0.23163 | 0.51051 | 0.52514 | 2.2188 | 10% | 11% | 14% | 32% | 33% | 0.19281 | 0.21209 | 0.26993 | 0.61699 | 0.63627 | 1.9281 | 0.19281 | 0.21209 | 0.26993 | 0.61699 | 0.63627 | 1.9281 | 0.024364 | 0.026801 | 0.03411 | 0.077966 | 0.080402 | 0.24364 | 0.0047094 | 0.0051803 | 0.0065932 | 0.01507 | 0.015541 | 0.047094 | 0.22188 | 0.24407 | 0.31063 | 0.71002 | 0.73221 | 2.2188 | FALSE | 0% | 0% | 0% | 0% | 0% | 0% | FALSE | 0% | 0% | 0% | 0% | 0% | TRUE | 80.88% | 7.291% | 11.83% | 0% | 0% | 0% | 0% | 0% | N/A | N/A
| 235 | INV Secondary Systems Renewal | TRUE | Labour | Secondary Systems | 100% | Replacement Expenditure | Digital Infrastructure | Repex | N/A | N/A | DI - Protection systems | DI - Safe and Reliable Network | N/A | Yes | 0% | Safety security & reliability | Secondary Systems (2018-23) | 39.25% | TRUE | FY22 | 2 | 104 | 1 | 1 | 4 | 1 | FALSE | FALSE | TRUE | 0.20912 | 0.19011 | 0.095053 | 0.20912 | 0.21862 | 0.92202 | 0.20265 | 0.18663 | 0.094395 | 0.20857 | 0.2187 | 0.91095 | 0.02443 | 0.021087 | 0.013094 | 0.029334 | 0.027237 | 0.11518 | 0.0047567 | 0.0041333 | 0.0025105 | 0.0055856 | 0.0052755 | 0.022262 | 0.23183 | 0.21185 | 0.11 | 0.24349 | 0.25122 | 1.0484 | 10% | 11% | 14% | 32% | 33% | 0.092202 | 0.10142 | 0.12908 | 0.29505 | 0.30427 | 0.92202 | 0.091095 | 0.1002 | 0.12753 | 0.2915 | 0.30061 | 0.91095 | 0.011518 | 0.01267 | 0.016125 | 0.036858 | 0.03801 | 0.11518 | 0.0022262 | 0.0024488 | 0.0031166 | 0.0071237 | 0.0073463 | 0.022262 | 0.10484 | 0.11532 | 0.14678 | 0.33549 | 0.34597 | 1.0484 | FALSE | 0% | 0% | 0% | 0% | 0% | 0% | FALSE | 0% | 0% | 0% | 0% | 0% | TRUE | 75.07% | 17.4% | 7.527% | 0% | 0% | 0% | 0% | 0% | N/A | N/A
| 236 | INV Secondary Systems Renewal | TRUE | Non-Labour | Secondary Systems | 100% | Replacement Expenditure | Digital Infrastructure | Repex | N/A | N/A | DI - Protection systems | DI - Safe and Reliable Network | N/A | Yes | 0% | Safety security & reliability | Secondary Systems (2018-23) | 60.75% | TRUE | FY22 | 2 | 104 | 2 | 2 | 4 | 2 | FALSE | FALSE | TRUE | 0.32368 | 0.29425 | 0.14713 | 0.32368 | 0.33839 | 1.4271 | 0.32368 | 0.29425 | 0.14713 | 0.32368 | 0.33839 | 1.4271 | 0.03902 | 0.033246 | 0.020408 | 0.045523 | 0.042143 | 0.18034 | 0.0075976 | 0.0065167 | 0.003913 | 0.0086683 | 0.0081625 | 0.034858 | 0.3703 | 0.33402 | 0.17145 | 0.37787 | 0.3887 | 1.6423 | 10% | 11% | 14% | 32% | 33% | 0.14271 | 0.15698 | 0.1998 | 0.45668 | 0.47095 | 1.4271 | 0.14271 | 0.15698 | 0.1998 | 0.45668 | 0.47095 | 1.4271 | 0.018034 | 0.019837 | 0.025248 | 0.057709 | 0.059512 | 0.18034 | 0.0034858 | 0.0038344 | 0.0048801 | 0.011155 | 0.011503 | 0.034858 | 0.16423 | 0.18066 | 0.22993 | 0.52554 | 0.54197 | 1.6423 | FALSE | 0% | 0% | 0% | 0% | 0% | 0% | FALSE | 0% | 0% | 0% | 0% | 0% | TRUE | 75.07% | 17.4% | 7.527% | 0% | 0% | 0% | 0% | 0% | N/A | N/A
| 237 | COF Secondary Systems Renewal | FALSE | Labour | Secondary Systems | 96.1% | Replacement Expenditure | Digital Infrastructure | Repex | N/A | N/A | DI - Protection systems | DI - Safe and Reliable Network | N/A | No | 0% | Safety security & reliability | Secondary Systems (2018-23) | 0% | TRUE | FY22 | 2 | 105 | 1 | 1 | 4 | 1 | FALSE | FALSE | TRUE | 0 | 0 | 0 | 0 | 0 | 0 | 0 | 0 | 0 | 0 | 0 | 0 | 0 | 0 | 0 | 0 | 0 | 0 | 0 | 0 | 0 | 0 | 0 | 0 | 0 | 0 | 0 | 0 | 0 | 0 | 0% | 0% | 0% | 0% | 0% | 0 | 0 | 0 | 0 | 0 | 0 | 0 | 0 | 0 | 0 | 0 | 0 | 0 | 0 | 0 | 0 | 0 | 0 | 0 | 0 | 0 | 0 | 0 | 0 | 0 | 0 | 0 | 0 | 0 | 0 | FALSE | 0% | 0% | 0% | 0% | 0% | 0% | FALSE | 0% | 0% | 0% | 0% | 0% | TRUE | 58.9% | 34.56% | 2.639% | 0% | 0% | 0% | 3.901% | 0% | N/A | N/A
| 238 | COF Secondary Systems Renewal | FALSE | Labour | Business IT | 3.901% | Replacement Expenditure | Digital Infrastructure | Repex | N/A | N/A | DI - Protection systems | DI - Safe and Reliable Network | N/A | No | 0% | Safety security & reliability | Business IT (2018 onwards) | 0% | TRUE | FY22 | 2 | 105 | 1 | 2 | 6 | 1 | FALSE | FALSE | TRUE | 0 | 0 | 0 | 0 | 0 | 0 | 0 | 0 | 0 | 0 | 0 | 0 | 0 | 0 | 0 | 0 | 0 | 0 | 0 | 0 | 0 | 0 | 0 | 0 | 0 | 0 | 0 | 0 | 0 | 0 | 0% | 0% | 0% | 0% | 0% | 0 | 0 | 0 | 0 | 0 | 0 | 0 | 0 | 0 | 0 | 0 | 0 | 0 | 0 | 0 | 0 | 0 | 0 | 0 | 0 | 0 | 0 | 0 | 0 | 0 | 0 | 0 | 0 | 0 | 0 | FALSE | 0% | 0% | 0% | 0% | 0% | 0% | FALSE | 0% | 0% | 0% | 0% | 0% | TRUE | 58.9% | 34.56% | 2.639% | 0% | 0% | 0% | 3.901% | 0% | N/A | N/A
| 239 | COF Secondary Systems Renewal | FALSE | Non-Labour | Secondary Systems | 96.1% | Replacement Expenditure | Digital Infrastructure | Repex | N/A | N/A | DI - Protection systems | DI - Safe and Reliable Network | N/A | No | 0% | Safety security & reliability | Secondary Systems (2018-23) | 100% | TRUE | FY22 | 2 | 105 | 2 | 3 | 4 | 2 | FALSE | FALSE | TRUE | 0 | 0 | 0 | 0 | 0 | 0 | 0 | 0 | 0 | 0 | 0 | 0 | 0 | 0 | 0 | 0 | 0 | 0 | 0 | 0 | 0 | 0 | 0 | 0 | 0 | 0 | 0 | 0 | 0 | 0 | 0% | 0% | 0% | 0% | 0% | 0 | 0 | 0 | 0 | 0 | 0 | 0 | 0 | 0 | 0 | 0 | 0 | 0 | 0 | 0 | 0 | 0 | 0 | 0 | 0 | 0 | 0 | 0 | 0 | 0 | 0 | 0 | 0 | 0 | 0 | FALSE | 0% | 0% | 0% | 0% | 0% | 0% | FALSE | 0% | 0% | 0% | 0% | 0% | TRUE | 58.9% | 34.56% | 2.639% | 0% | 0% | 0% | 3.901% | 0% | N/A | N/A
| 240 | COF Secondary Systems Renewal | FALSE | Non-Labour | Business IT | 3.901% | Replacement Expenditure | Digital Infrastructure | Repex | N/A | N/A | DI - Protection systems | DI - Safe and Reliable Network | N/A | No | 0% | Safety security & reliability | Business IT (2018 onwards) | 100% | TRUE | FY22 | 2 | 105 | 2 | 4 | 6 | 2 | FALSE | FALSE | TRUE | 0 | 0 | 0 | 0 | 0 | 0 | 0 | 0 | 0 | 0 | 0 | 0 | 0 | 0 | 0 | 0 | 0 | 0 | 0 | 0 | 0 | 0 | 0 | 0 | 0 | 0 | 0 | 0 | 0 | 0 | 0% | 0% | 0% | 0% | 0% | 0 | 0 | 0 | 0 | 0 | 0 | 0 | 0 | 0 | 0 | 0 | 0 | 0 | 0 | 0 | 0 | 0 | 0 | 0 | 0 | 0 | 0 | 0 | 0 | 0 | 0 | 0 | 0 | 0 | 0 | FALSE | 0% | 0% | 0% | 0% | 0% | 0% | FALSE | 0% | 0% | 0% | 0% | 0% | TRUE | 58.9% | 34.56% | 2.639% | 0% | 0% | 0% | 3.901% | 0% | N/A | N/A
| 241 | GNS Secondary Systems Renewal | FALSE | Labour | Secondary Systems | 100% | Replacement Expenditure | Digital Infrastructure | Repex | N/A | N/A | DI - Protection systems | DI - Safe and Reliable Network | N/A | Yes | 0% | Safety security & reliability | Secondary Systems (2018-23) | 0% | TRUE | FY22 | 2 | 106 | 1 | 1 | 4 | 1 | FALSE | FALSE | TRUE | 0 | 0 | 0 | 0 | 0 | 0 | 0 | 0 | 0 | 0 | 0 | 0 | 0 | 0 | 0 | 0 | 0 | 0 | 0 | 0 | 0 | 0 | 0 | 0 | 0 | 0 | 0 | 0 | 0 | 0 | 0% | 0% | 0% | 0% | 0% | 0 | 0 | 0 | 0 | 0 | 0 | 0 | 0 | 0 | 0 | 0 | 0 | 0 | 0 | 0 | 0 | 0 | 0 | 0 | 0 | 0 | 0 | 0 | 0 | 0 | 0 | 0 | 0 | 0 | 0 | FALSE | 0% | 0% | 0% | 0% | 0% | 0% | FALSE | 0% | 0% | 0% | 0% | 0% | TRUE | 45.48% | 49.2% | 5.32% | 0% | 0% | 0% | 0% | 0% | N/A | N/A
| 242 | GNS Secondary Systems Renewal | FALSE | Non-Labour | Secondary Systems | 100% | Replacement Expenditure | Digital Infrastructure | Repex | N/A | N/A | DI - Protection systems | DI - Safe and Reliable Network | N/A | Yes | 0% | Safety security & reliability | Secondary Systems (2018-23) | 100% | TRUE | FY22 | 2 | 106 | 2 | 2 | 4 | 2 | FALSE | FALSE | TRUE | 0 | 0 | 0 | 0 | 0 | 0 | 0 | 0 | 0 | 0 | 0 | 0 | 0 | 0 | 0 | 0 | 0 | 0 | 0 | 0 | 0 | 0 | 0 | 0 | 0 | 0 | 0 | 0 | 0 | 0 | 0% | 0% | 0% | 0% | 0% | 0 | 0 | 0 | 0 | 0 | 0 | 0 | 0 | 0 | 0 | 0 | 0 | 0 | 0 | 0 | 0 | 0 | 0 | 0 | 0 | 0 | 0 | 0 | 0 | 0 | 0 | 0 | 0 | 0 | 0 | FALSE | 0% | 0% | 0% | 0% | 0% | 0% | FALSE | 0% | 0% | 0% | 0% | 0% | TRUE | 45.48% | 49.2% | 5.32% | 0% | 0% | 0% | 0% | 0% | N/A | N/A
| 243 | BRD Secondary Systems Renewal | FALSE | Labour | Secondary Systems | 96.96% | Replacement Expenditure | Digital Infrastructure | Repex | N/A | N/A | DI - Protection systems | DI - Safe and Reliable Network | N/A | No | 0% | Safety security & reliability | Secondary Systems (2018-23) | 0% | TRUE | FY22 | 2 | 107 | 1 | 1 | 4 | 1 | FALSE | FALSE | TRUE | 0 | 0 | 0 | 0 | 0 | 0 | 0 | 0 | 0 | 0 | 0 | 0 | 0 | 0 | 0 | 0 | 0 | 0 | 0 | 0 | 0 | 0 | 0 | 0 | 0 | 0 | 0 | 0 | 0 | 0 | 0% | 0% | 0% | 0% | 0% | 0 | 0 | 0 | 0 | 0 | 0 | 0 | 0 | 0 | 0 | 0 | 0 | 0 | 0 | 0 | 0 | 0 | 0 | 0 | 0 | 0 | 0 | 0 | 0 | 0 | 0 | 0 | 0 | 0 | 0 | FALSE | 0% | 0% | 0% | 0% | 0% | 0% | FALSE | 0% | 0% | 0% | 0% | 0% | TRUE | 39.07% | 50.18% | 7.712% | 0% | 0% | 0% | 3.041% | 0% | N/A | N/A
| 244 | BRD Secondary Systems Renewal | FALSE | Labour | Business IT | 3.041% | Replacement Expenditure | Digital Infrastructure | Repex | N/A | N/A | DI - Protection systems | DI - Safe and Reliable Network | N/A | No | 0% | Safety security & reliability | Business IT (2018 onwards) | 0% | TRUE | FY22 | 2 | 107 | 1 | 2 | 6 | 1 | FALSE | FALSE | TRUE | 0 | 0 | 0 | 0 | 0 | 0 | 0 | 0 | 0 | 0 | 0 | 0 | 0 | 0 | 0 | 0 | 0 | 0 | 0 | 0 | 0 | 0 | 0 | 0 | 0 | 0 | 0 | 0 | 0 | 0 | 0% | 0% | 0% | 0% | 0% | 0 | 0 | 0 | 0 | 0 | 0 | 0 | 0 | 0 | 0 | 0 | 0 | 0 | 0 | 0 | 0 | 0 | 0 | 0 | 0 | 0 | 0 | 0 | 0 | 0 | 0 | 0 | 0 | 0 | 0 | FALSE | 0% | 0% | 0% | 0% | 0% | 0% | FALSE | 0% | 0% | 0% | 0% | 0% | TRUE | 39.07% | 50.18% | 7.712% | 0% | 0% | 0% | 3.041% | 0% | N/A | N/A
| 245 | BRD Secondary Systems Renewal | FALSE | Non-Labour | Secondary Systems | 96.96% | Replacement Expenditure | Digital Infrastructure | Repex | N/A | N/A | DI - Protection systems | DI - Safe and Reliable Network | N/A | No | 0% | Safety security & reliability | Secondary Systems (2018-23) | 100% | TRUE | FY22 | 2 | 107 | 2 | 3 | 4 | 2 | FALSE | FALSE | TRUE | 0 | 0 | 0 | 0 | 0 | 0 | 0 | 0 | 0 | 0 | 0 | 0 | 0 | 0 | 0 | 0 | 0 | 0 | 0 | 0 | 0 | 0 | 0 | 0 | 0 | 0 | 0 | 0 | 0 | 0 | 0% | 0% | 0% | 0% | 0% | 0 | 0 | 0 | 0 | 0 | 0 | 0 | 0 | 0 | 0 | 0 | 0 | 0 | 0 | 0 | 0 | 0 | 0 | 0 | 0 | 0 | 0 | 0 | 0 | 0 | 0 | 0 | 0 | 0 | 0 | FALSE | 0% | 0% | 0% | 0% | 0% | 0% | FALSE | 0% | 0% | 0% | 0% | 0% | TRUE | 39.07% | 50.18% | 7.712% | 0% | 0% | 0% | 3.041% | 0% | N/A | N/A
| 246 | BRD Secondary Systems Renewal | FALSE | Non-Labour | Business IT | 3.041% | Replacement Expenditure | Digital Infrastructure | Repex | N/A | N/A | DI - Protection systems | DI - Safe and Reliable Network | N/A | No | 0% | Safety security & reliability | Business IT (2018 onwards) | 100% | TRUE | FY22 | 2 | 107 | 2 | 4 | 6 | 2 | FALSE | FALSE | TRUE | 0 | 0 | 0 | 0 | 0 | 0 | 0 | 0 | 0 | 0 | 0 | 0 | 0 | 0 | 0 | 0 | 0 | 0 | 0 | 0 | 0 | 0 | 0 | 0 | 0 | 0 | 0 | 0 | 0 | 0 | 0% | 0% | 0% | 0% | 0% | 0 | 0 | 0 | 0 | 0 | 0 | 0 | 0 | 0 | 0 | 0 | 0 | 0 | 0 | 0 | 0 | 0 | 0 | 0 | 0 | 0 | 0 | 0 | 0 | 0 | 0 | 0 | 0 | 0 | 0 | FALSE | 0% | 0% | 0% | 0% | 0% | 0% | FALSE | 0% | 0% | 0% | 0% | 0% | TRUE | 39.07% | 50.18% | 7.712% | 0% | 0% | 0% | 3.041% | 0% | N/A | N/A
| 247 | AR1 Secondary Systems Renewal | FALSE | Labour | Secondary Systems | 96.08% | Replacement Expenditure | Digital Infrastructure | Repex | N/A | N/A | DI - Protection systems | DI - Safe and Reliable Network | N/A | No | 0% | Safety security & reliability | Secondary Systems (2018-23) | 0% | TRUE | FY22 | 2 | 108 | 1 | 1 | 4 | 1 | FALSE | FALSE | TRUE | 0 | 0 | 0 | 0 | 0 | 0 | 0 | 0 | 0 | 0 | 0 | 0 | 0 | 0 | 0 | 0 | 0 | 0 | 0 | 0 | 0 | 0 | 0 | 0 | 0 | 0 | 0 | 0 | 0 | 0 | 0% | 0% | 0% | 0% | 0% | 0 | 0 | 0 | 0 | 0 | 0 | 0 | 0 | 0 | 0 | 0 | 0 | 0 | 0 | 0 | 0 | 0 | 0 | 0 | 0 | 0 | 0 | 0 | 0 | 0 | 0 | 0 | 0 | 0 | 0 | FALSE | 0% | 0% | 0% | 0% | 0% | 0% | FALSE | 0% | 0% | 0% | 0% | 0% | TRUE | 57.42% | 37.01% | 1.656% | 0% | 0% | 0% | 3.918% | 0% | N/A | N/A
| 248 | AR1 Secondary Systems Renewal | FALSE | Labour | Business IT | 3.918% | Replacement Expenditure | Digital Infrastructure | Repex | N/A | N/A | DI - Protection systems | DI - Safe and Reliable Network | N/A | No | 0% | Safety security & reliability | Business IT (2018 onwards) | 0% | TRUE | FY22 | 2 | 108 | 1 | 2 | 6 | 1 | FALSE | FALSE | TRUE | 0 | 0 | 0 | 0 | 0 | 0 | 0 | 0 | 0 | 0 | 0 | 0 | 0 | 0 | 0 | 0 | 0 | 0 | 0 | 0 | 0 | 0 | 0 | 0 | 0 | 0 | 0 | 0 | 0 | 0 | 0% | 0% | 0% | 0% | 0% | 0 | 0 | 0 | 0 | 0 | 0 | 0 | 0 | 0 | 0 | 0 | 0 | 0 | 0 | 0 | 0 | 0 | 0 | 0 | 0 | 0 | 0 | 0 | 0 | 0 | 0 | 0 | 0 | 0 | 0 | FALSE | 0% | 0% | 0% | 0% | 0% | 0% | FALSE | 0% | 0% | 0% | 0% | 0% | TRUE | 57.42% | 37.01% | 1.656% | 0% | 0% | 0% | 3.918% | 0% | N/A | N/A
| 249 | AR1 Secondary Systems Renewal | FALSE | Non-Labour | Secondary Systems | 96.08% | Replacement Expenditure | Digital Infrastructure | Repex | N/A | N/A | DI - Protection systems | DI - Safe and Reliable Network | N/A | No | 0% | Safety security & reliability | Secondary Systems (2018-23) | 100% | TRUE | FY22 | 2 | 108 | 2 | 3 | 4 | 2 | FALSE | FALSE | TRUE | 0 | 0 | 0 | 0 | 0 | 0 | 0 | 0 | 0 | 0 | 0 | 0 | 0 | 0 | 0 | 0 | 0 | 0 | 0 | 0 | 0 | 0 | 0 | 0 | 0 | 0 | 0 | 0 | 0 | 0 | 0% | 0% | 0% | 0% | 0% | 0 | 0 | 0 | 0 | 0 | 0 | 0 | 0 | 0 | 0 | 0 | 0 | 0 | 0 | 0 | 0 | 0 | 0 | 0 | 0 | 0 | 0 | 0 | 0 | 0 | 0 | 0 | 0 | 0 | 0 | FALSE | 0% | 0% | 0% | 0% | 0% | 0% | FALSE | 0% | 0% | 0% | 0% | 0% | TRUE | 57.42% | 37.01% | 1.656% | 0% | 0% | 0% | 3.918% | 0% | N/A | N/A
| 250 | AR1 Secondary Systems Renewal | FALSE | Non-Labour | Business IT | 3.918% | Replacement Expenditure | Digital Infrastructure | Repex | N/A | N/A | DI - Protection systems | DI - Safe and Reliable Network | N/A | No | 0% | Safety security & reliability | Business IT (2018 onwards) | 100% | TRUE | FY22 | 2 | 108 | 2 | 4 | 6 | 2 | FALSE | FALSE | TRUE | 0 | 0 | 0 | 0 | 0 | 0 | 0 | 0 | 0 | 0 | 0 | 0 | 0 | 0 | 0 | 0 | 0 | 0 | 0 | 0 | 0 | 0 | 0 | 0 | 0 | 0 | 0 | 0 | 0 | 0 | 0% | 0% | 0% | 0% | 0% | 0 | 0 | 0 | 0 | 0 | 0 | 0 | 0 | 0 | 0 | 0 | 0 | 0 | 0 | 0 | 0 | 0 | 0 | 0 | 0 | 0 | 0 | 0 | 0 | 0 | 0 | 0 | 0 | 0 | 0 | FALSE | 0% | 0% | 0% | 0% | 0% | 0% | FALSE | 0% | 0% | 0% | 0% | 0% | TRUE | 57.42% | 37.01% | 1.656% | 0% | 0% | 0% | 3.918% | 0% | N/A | N/A
| 251 | WL1 Secondary Systems Renewal | TRUE | Labour | Secondary Systems | 95.37% | Replacement Expenditure | Digital Infrastructure | Repex | N/A | N/A | DI - Protection systems | DI - Safe and Reliable Network | N/A | No | 0% | Safety security & reliability | Secondary Systems (2018-23) | 40.07% | TRUE | FY22 | 2 | 109 | 1 | 1 | 4 | 1 | FALSE | FALSE | TRUE | 0.2286 | 0.20782 | 0.10391 | 0.2286 | 0.23899 | 1.0079 | 0.22153 | 0.20402 | 0.10319 | 0.228 | 0.23908 | 0.99581 | 0.026705 | 0.023051 | 0.014314 | 0.032066 | 0.029775 | 0.12591 | 0.0051998 | 0.0045184 | 0.0027444 | 0.0061059 | 0.005767 | 0.024335 | 0.25343 | 0.23159 | 0.12025 | 0.26617 | 0.27462 | 1.1461 | 10% | 11% | 14% | 32% | 33% | 0.10079 | 0.11087 | 0.14111 | 0.32253 | 0.33261 | 1.0079 | 0.099581 | 0.10954 | 0.13941 | 0.31866 | 0.32862 | 0.99581 | 0.012591 | 0.01385 | 0.017627 | 0.040291 | 0.04155 | 0.12591 | 0.0024335 | 0.0026769 | 0.003407 | 0.0077873 | 0.0080307 | 0.024335 | 0.11461 | 0.12607 | 0.16045 | 0.36674 | 0.3782 | 1.1461 | FALSE | 0% | 0% | 0% | 0% | 0% | 0% | FALSE | 0% | 0% | 0% | 0% | 0% | TRUE | 89.33% | 6.039% | 0% | 0% | 0% | 0% | 4.635% | 0% | N/A | N/A
| 252 | WL1 Secondary Systems Renewal | TRUE | Labour | Business IT | 4.635% | Replacement Expenditure | Digital Infrastructure | Repex | N/A | N/A | DI - Protection systems | DI - Safe and Reliable Network | N/A | No | 0% | Safety security & reliability | Business IT (2018 onwards) | 40.07% | TRUE | FY22 | 2 | 109 | 1 | 2 | 6 | 1 | FALSE | FALSE | TRUE | 0.01111 | 0.0101 | 0.00505 | 0.01111 | 0.011615 | 0.048985 | 0.010766 | 0.0099155 | 0.005015 | 0.011081 | 0.011619 | 0.048397 | 0.0012979 | 0.0011203 | 0.00069564 | 0.0015584 | 0.0014471 | 0.0061193 | 0.00025271 | 0.00021959 | 0.00013338 | 0.00029675 | 0.00028028 | 0.0011827 | 0.012317 | 0.011255 | 0.005844 | 0.012936 | 0.013347 | 0.055699 | 10% | 11% | 14% | 32% | 33% | 0.0048985 | 0.0053883 | 0.0068579 | 0.015675 | 0.016165 | 0.048985 | 0.0048397 | 0.0053236 | 0.0067755 | 0.015487 | 0.015971 | 0.048397 | 0.00061193 | 0.00067312 | 0.0008567 | 0.0019582 | 0.0020194 | 0.0061193 | 0.00011827 | 0.0001301 | 0.00016558 | 0.00037847 | 0.00039029 | 0.0011827 | 0.0055699 | 0.0061269 | 0.0077978 | 0.017824 | 0.018381 | 0.055699 | FALSE | 0% | 0% | 0% | 0% | 0% | 0% | FALSE | 0% | 0% | 0% | 0% | 0% | TRUE | 89.33% | 6.039% | 0% | 0% | 0% | 0% | 4.635% | 0% | N/A | N/A
| 253 | WL1 Secondary Systems Renewal | TRUE | Non-Labour | Secondary Systems | 95.37% | Replacement Expenditure | Digital Infrastructure | Repex | N/A | N/A | DI - Protection systems | DI - Safe and Reliable Network | N/A | No | 0% | Safety security & reliability | Secondary Systems (2018-23) | 59.93% | TRUE | FY22 | 2 | 109 | 2 | 3 | 4 | 2 | FALSE | FALSE | TRUE | 0.34188 | 0.3108 | 0.1554 | 0.34188 | 0.35742 | 1.5074 | 0.34188 | 0.3108 | 0.1554 | 0.34188 | 0.35742 | 1.5074 | 0.041214 | 0.035115 | 0.021556 | 0.048083 | 0.044513 | 0.19048 | 0.0080249 | 0.0068832 | 0.004133 | 0.0091558 | 0.0086216 | 0.036818 | 0.39112 | 0.3528 | 0.18109 | 0.39912 | 0.41056 | 1.7347 | 10% | 11% | 14% | 32% | 33% | 0.15074 | 0.16581 | 0.21103 | 0.48236 | 0.49744 | 1.5074 | 0.15074 | 0.16581 | 0.21103 | 0.48236 | 0.49744 | 1.5074 | 0.019048 | 0.020953 | 0.026667 | 0.060954 | 0.062859 | 0.19048 | 0.0036818 | 0.00405 | 0.0051546 | 0.011782 | 0.01215 | 0.036818 | 0.17347 | 0.19082 | 0.24286 | 0.5551 | 0.57245 | 1.7347 | FALSE | 0% | 0% | 0% | 0% | 0% | 0% | FALSE | 0% | 0% | 0% | 0% | 0% | TRUE | 89.33% | 6.039% | 0% | 0% | 0% | 0% | 4.635% | 0% | N/A | N/A
| 254 | WL1 Secondary Systems Renewal | TRUE | Non-Labour | Business IT | 4.635% | Replacement Expenditure | Digital Infrastructure | Repex | N/A | N/A | DI - Protection systems | DI - Safe and Reliable Network | N/A | No | 0% | Safety security & reliability | Business IT (2018 onwards) | 59.93% | TRUE | FY22 | 2 | 109 | 2 | 4 | 6 | 2 | FALSE | FALSE | TRUE | 0.016616 | 0.015105 | 0.0075525 | 0.016616 | 0.017371 | 0.073259 | 0.016616 | 0.015105 | 0.0075525 | 0.016616 | 0.017371 | 0.073259 | 0.002003 | 0.0017066 | 0.0010476 | 0.0023368 | 0.0021633 | 0.0092575 | 0.00039001 | 0.00033453 | 0.00020087 | 0.00044497 | 0.00041901 | 0.0017894 | 0.019009 | 0.017146 | 0.008801 | 0.019397 | 0.019953 | 0.084306 | 10% | 11% | 14% | 32% | 33% | 0.0073259 | 0.0080585 | 0.010256 | 0.023443 | 0.024176 | 0.073259 | 0.0073259 | 0.0080585 | 0.010256 | 0.023443 | 0.024176 | 0.073259 | 0.00092575 | 0.0010183 | 0.001296 | 0.0029624 | 0.003055 | 0.0092575 | 0.00017894 | 0.00019683 | 0.00025051 | 0.0005726 | 0.0005905 | 0.0017894 | 0.0084306 | 0.0092737 | 0.011803 | 0.026978 | 0.027821 | 0.084306 | FALSE | 0% | 0% | 0% | 0% | 0% | 0% | FALSE | 0% | 0% | 0% | 0% | 0% | TRUE | 89.33% | 6.039% | 0% | 0% | 0% | 0% | 4.635% | 0% | N/A | N/A
| 255 | Busbar Protection Relay Replacements | TRUE | Labour | Secondary Systems | 100% | Replacement Expenditure | Digital Infrastructure | Repex | N/A | N/A | DI - Protection systems | DI - Safe and Reliable Network | N/A | No | 0% | Safety security & reliability | Secondary Systems (2018-23) | 53.27% | TRUE | FY22 | 2 | 110 | 1 | 1 | 4 | 1 | FALSE | FALSE | TRUE | 0.35556 | 0.32323 | 0.16162 | 0.35556 | 0.37172 | 1.5677 | 0.34456 | 0.31733 | 0.1605 | 0.35462 | 0.37186 | 1.5489 | 0.041537 | 0.035853 | 0.022263 | 0.049875 | 0.046311 | 0.19584 | 0.0080877 | 0.0070278 | 0.0042685 | 0.0094969 | 0.0089698 | 0.037851 | 0.39418 | 0.36021 | 0.18703 | 0.41399 | 0.42714 | 1.7825 | 10% | 11% | 14% | 32% | 33% | 0.15677 | 0.17244 | 0.21947 | 0.50166 | 0.51733 | 1.5677 | 0.15489 | 0.17037 | 0.21684 | 0.49563 | 0.51112 | 1.5489 | 0.019584 | 0.021542 | 0.027417 | 0.062668 | 0.064627 | 0.19584 | 0.0037851 | 0.0041636 | 0.0052991 | 0.012112 | 0.012491 | 0.037851 | 0.17825 | 0.19608 | 0.24956 | 0.57042 | 0.58824 | 1.7825 | FALSE | 0% | 0% | 0% | 0% | 0% | 0% | FALSE | 0% | 0% | 0% | 0% | 0% | TRUE | 100% | 0% | 0% | 0% | 0% | 0% | 0% | 0% | N/A | N/A
| 256 | Busbar Protection Relay Replacements | TRUE | Non-Labour | Secondary Systems | 100% | Replacement Expenditure | Digital Infrastructure | Repex | N/A | N/A | DI - Protection systems | DI - Safe and Reliable Network | N/A | No | 0% | Safety security & reliability | Secondary Systems (2018-23) | 46.73% | TRUE | FY22 | 2 | 110 | 2 | 2 | 4 | 2 | FALSE | FALSE | TRUE | 0.31185 | 0.2835 | 0.14175 | 0.31185 | 0.32602 | 1.375 | 0.31185 | 0.2835 | 0.14175 | 0.31185 | 0.32602 | 1.375 | 0.037594 | 0.03203 | 0.019662 | 0.043859 | 0.040602 | 0.17375 | 0.0073199 | 0.0062785 | 0.0037699 | 0.0083514 | 0.0078642 | 0.033584 | 0.35676 | 0.32181 | 0.16518 | 0.36406 | 0.37449 | 1.5823 | 10% | 11% | 14% | 32% | 33% | 0.1375 | 0.15125 | 0.19249 | 0.43999 | 0.45374 | 1.375 | 0.1375 | 0.15125 | 0.19249 | 0.43999 | 0.45374 | 1.375 | 0.017375 | 0.019112 | 0.024325 | 0.055599 | 0.057337 | 0.17375 | 0.0033584 | 0.0036942 | 0.0047017 | 0.010747 | 0.011083 | 0.033584 | 0.15823 | 0.17405 | 0.22152 | 0.50633 | 0.52216 | 1.5823 | FALSE | 0% | 0% | 0% | 0% | 0% | 0% | FALSE | 0% | 0% | 0% | 0% | 0% | TRUE | 100% | 0% | 0% | 0% | 0% | 0% | 0% | 0% | N/A | N/A
| 257 | Capacitor Protection Relay Replacements | TRUE | Labour | Secondary Systems | 100% | Replacement Expenditure | Digital Infrastructure | Repex | N/A | N/A | DI - Protection systems | DI - Safe and Reliable Network | N/A | No | 0% | Safety security & reliability | Secondary Systems (2018-23) | 62.35% | TRUE | FY22 | 2 | 111 | 1 | 1 | 4 | 1 | FALSE | FALSE | TRUE | 0.26263 | 0.23875 | 0.11938 | 0.26263 | 0.27456 | 1.1579 | 0.2545 | 0.23439 | 0.11855 | 0.26194 | 0.27467 | 1.144 | 0.03068 | 0.026482 | 0.016444 | 0.036839 | 0.034207 | 0.14465 | 0.0059738 | 0.0051909 | 0.0031529 | 0.0070148 | 0.0066254 | 0.027958 | 0.29116 | 0.26606 | 0.13815 | 0.30579 | 0.3155 | 1.3167 | 10% | 11% | 14% | 32% | 33% | 0.11579 | 0.12737 | 0.16211 | 0.37054 | 0.38212 | 1.1579 | 0.1144 | 0.12584 | 0.16017 | 0.36609 | 0.37753 | 1.144 | 0.014465 | 0.015912 | 0.020251 | 0.046289 | 0.047735 | 0.14465 | 0.0027958 | 0.0030754 | 0.0039141 | 0.0089465 | 0.0092261 | 0.027958 | 0.13167 | 0.14483 | 0.18433 | 0.42133 | 0.43449 | 1.3167 | FALSE | 0% | 0% | 0% | 0% | 0% | 0% | FALSE | 0% | 0% | 0% | 0% | 0% | TRUE | 100% | 0% | 0% | 0% | 0% | 0% | 0% | 0% | N/A | N/A
| 258 | Capacitor Protection Relay Replacements | TRUE | Non-Labour | Secondary Systems | 100% | Replacement Expenditure | Digital Infrastructure | Repex | N/A | N/A | DI - Protection systems | DI - Safe and Reliable Network | N/A | No | 0% | Safety security & reliability | Secondary Systems (2018-23) | 37.65% | TRUE | FY22 | 2 | 111 | 2 | 2 | 4 | 2 | FALSE | FALSE | TRUE | 0.15856 | 0.14415 | 0.072073 | 0.15856 | 0.16577 | 0.69911 | 0.15856 | 0.14415 | 0.072073 | 0.15856 | 0.16577 | 0.69911 | 0.019115 | 0.016286 | 0.0099974 | 0.0223 | 0.020645 | 0.088343 | 0.0037218 | 0.0031923 | 0.0019168 | 0.0042463 | 0.0039986 | 0.017076 | 0.1814 | 0.16362 | 0.083987 | 0.18511 | 0.19041 | 0.80452 | 10% | 11% | 14% | 32% | 33% | 0.069911 | 0.076902 | 0.097875 | 0.22371 | 0.2307 | 0.69911 | 0.069911 | 0.076902 | 0.097875 | 0.22371 | 0.2307 | 0.69911 | 0.0088343 | 0.0097177 | 0.012368 | 0.02827 | 0.029153 | 0.088343 | 0.0017076 | 0.0018783 | 0.0023906 | 0.0054643 | 0.005635 | 0.017076 | 0.080452 | 0.088498 | 0.11263 | 0.25745 | 0.26549 | 0.80452 | FALSE | 0% | 0% | 0% | 0% | 0% | 0% | FALSE | 0% | 0% | 0% | 0% | 0% | TRUE | 100% | 0% | 0% | 0% | 0% | 0% | 0% | 0% | N/A | N/A
| 259 | Reactor Protection Relay Replacements | TRUE | Labour | Secondary Systems | 100% | Replacement Expenditure | Digital Infrastructure | Repex | N/A | N/A | DI - Protection systems | DI - Safe and Reliable Network | N/A | No | 0% | Safety security & reliability | Secondary Systems (2018-23) | 62.35% | TRUE | FY22 | 2 | 112 | 1 | 1 | 4 | 1 | FALSE | FALSE | TRUE | 0.13573 | 0.12339 | 0.061694 | 0.13573 | 0.1419 | 0.59843 | 0.13153 | 0.12113 | 0.061267 | 0.13537 | 0.14195 | 0.59125 | 0.015856 | 0.013686 | 0.0084985 | 0.019039 | 0.017678 | 0.074757 | 0.0030873 | 0.0026827 | 0.0016294 | 0.0036253 | 0.003424 | 0.014449 | 0.15047 | 0.1375 | 0.071394 | 0.15803 | 0.16305 | 0.68045 | 10% | 11% | 14% | 32% | 33% | 0.059843 | 0.065827 | 0.08378 | 0.1915 | 0.19748 | 0.59843 | 0.059125 | 0.065037 | 0.082775 | 0.1892 | 0.19511 | 0.59125 | 0.0074757 | 0.0082233 | 0.010466 | 0.023922 | 0.02467 | 0.074757 | 0.0014449 | 0.0015894 | 0.0020228 | 0.0046236 | 0.0047681 | 0.014449 | 0.068045 | 0.07485 | 0.095264 | 0.21775 | 0.22455 | 0.68045 | FALSE | 0% | 0% | 0% | 0% | 0% | 0% | FALSE | 0% | 0% | 0% | 0% | 0% | TRUE | 100% | 0% | 0% | 0% | 0% | 0% | 0% | 0% | N/A | N/A
| 260 | Reactor Protection Relay Replacements | TRUE | Non-Labour | Secondary Systems | 100% | Replacement Expenditure | Digital Infrastructure | Repex | N/A | N/A | DI - Protection systems | DI - Safe and Reliable Network | N/A | No | 0% | Safety security & reliability | Secondary Systems (2018-23) | 37.65% | TRUE | FY22 | 2 | 112 | 2 | 2 | 4 | 2 | FALSE | FALSE | TRUE | 0.081945 | 0.074495 | 0.037248 | 0.081945 | 0.08567 | 0.3613 | 0.081945 | 0.074495 | 0.037248 | 0.081945 | 0.08567 | 0.3613 | 0.0098786 | 0.0084167 | 0.0051667 | 0.011525 | 0.010669 | 0.045656 | 0.0019235 | 0.0016498 | 0.00099063 | 0.0021945 | 0.0020665 | 0.0088249 | 0.093747 | 0.084562 | 0.043405 | 0.095664 | 0.098405 | 0.41578 | 10% | 11% | 14% | 32% | 33% | 0.03613 | 0.039743 | 0.050582 | 0.11562 | 0.11923 | 0.3613 | 0.03613 | 0.039743 | 0.050582 | 0.11562 | 0.11923 | 0.3613 | 0.0045656 | 0.0050222 | 0.0063919 | 0.01461 | 0.015067 | 0.045656 | 0.00088249 | 0.00097074 | 0.0012355 | 0.002824 | 0.0029122 | 0.0088249 | 0.041578 | 0.045736 | 0.05821 | 0.13305 | 0.13721 | 0.41578 | FALSE | 0% | 0% | 0% | 0% | 0% | 0% | FALSE | 0% | 0% | 0% | 0% | 0% | TRUE | 100% | 0% | 0% | 0% | 0% | 0% | 0% | 0% | N/A | N/A
| 261 | Transformer Protection Relay Replacements | TRUE | Labour | Secondary Systems | 100% | Replacement Expenditure | Digital Infrastructure | Repex | N/A | N/A | DI - Protection systems | DI - Safe and Reliable Network | N/A | No | 0% | Safety security & reliability | Secondary Systems (2018-23) | 54.8% | TRUE | FY22 | 2 | 113 | 1 | 1 | 4 | 1 | FALSE | FALSE | TRUE | 0.69752 | 0.63411 | 0.31706 | 0.69752 | 0.72923 | 3.0754 | 0.67594 | 0.62253 | 0.31486 | 0.69569 | 0.7295 | 3.0385 | 0.081486 | 0.070335 | 0.043675 | 0.097843 | 0.090851 | 0.38419 | 0.015866 | 0.013787 | 0.008374 | 0.018631 | 0.017597 | 0.074255 | 0.7733 | 0.70665 | 0.36691 | 0.81216 | 0.83795 | 3.497 | 10% | 11% | 14% | 32% | 33% | 0.30754 | 0.3383 | 0.43056 | 0.98414 | 1.0149 | 3.0754 | 0.30385 | 0.33424 | 0.42539 | 0.97233 | 1.0027 | 3.0385 | 0.038419 | 0.042261 | 0.053787 | 0.12294 | 0.12678 | 0.38419 | 0.0074255 | 0.008168 | 0.010396 | 0.023762 | 0.024504 | 0.074255 | 0.3497 | 0.38467 | 0.48958 | 1.119 | 1.154 | 3.497 | FALSE | 0% | 0% | 0% | 0% | 0% | 0% | FALSE | 0% | 0% | 0% | 0% | 0% | TRUE | 100% | 0% | 0% | 0% | 0% | 0% | 0% | 0% | N/A | N/A
| 262 | Transformer Protection Relay Replacements | TRUE | Non-Labour | Secondary Systems | 100% | Replacement Expenditure | Digital Infrastructure | Repex | N/A | N/A | DI - Protection systems | DI - Safe and Reliable Network | N/A | No | 0% | Safety security & reliability | Secondary Systems (2018-23) | 45.2% | TRUE | FY22 | 2 | 113 | 2 | 2 | 4 | 2 | FALSE | FALSE | TRUE | 0.57544 | 0.52313 | 0.26156 | 0.57544 | 0.6016 | 2.5372 | 0.57544 | 0.52313 | 0.26156 | 0.57544 | 0.6016 | 2.5372 | 0.06937 | 0.059105 | 0.036282 | 0.080931 | 0.074923 | 0.32061 | 0.013507 | 0.011586 | 0.0069565 | 0.015411 | 0.014512 | 0.061971 | 0.65832 | 0.59382 | 0.3048 | 0.67178 | 0.69103 | 2.9198 | 10% | 11% | 14% | 32% | 33% | 0.25372 | 0.27909 | 0.3552 | 0.8119 | 0.83727 | 2.5372 | 0.25372 | 0.27909 | 0.3552 | 0.8119 | 0.83727 | 2.5372 | 0.032061 | 0.035267 | 0.044886 | 0.1026 | 0.1058 | 0.32061 | 0.0061971 | 0.0068168 | 0.008676 | 0.019831 | 0.020451 | 0.061971 | 0.29198 | 0.32117 | 0.40877 | 0.93432 | 0.96352 | 2.9198 | FALSE | 0% | 0% | 0% | 0% | 0% | 0% | FALSE | 0% | 0% | 0% | 0% | 0% | TRUE | 100% | 0% | 0% | 0% | 0% | 0% | 0% | 0% | N/A | N/A
| 263 | UFLS Protection Relay Replacements | TRUE | Labour | Secondary Systems | 100% | Replacement Expenditure | Digital Infrastructure | Repex | N/A | N/A | DI - Protection systems | DI - Safe and Reliable Network | N/A | No | 0% | Safety security & reliability | Secondary Systems (2018-23) | 58.38% | TRUE | FY22 | 2 | 114 | 1 | 1 | 4 | 1 | FALSE | FALSE | TRUE | 0.059403 | 0.054003 | 0.027001 | 0.059403 | 0.062103 | 0.26191 | 0.057565 | 0.053016 | 0.026814 | 0.059247 | 0.062126 | 0.25877 | 0.0069396 | 0.0059899 | 0.0037195 | 0.0083326 | 0.0077372 | 0.032719 | 0.0013512 | 0.0011741 | 0.00071315 | 0.0015867 | 0.0014986 | 0.0063237 | 0.065856 | 0.06018 | 0.031247 | 0.069166 | 0.071362 | 0.29781 | 10% | 11% | 14% | 32% | 33% | 0.026191 | 0.02881 | 0.036668 | 0.083812 | 0.086431 | 0.26191 | 0.025877 | 0.028465 | 0.036228 | 0.082806 | 0.085394 | 0.25877 | 0.0032719 | 0.0035991 | 0.0045806 | 0.01047 | 0.010797 | 0.032719 | 0.00063237 | 0.00069561 | 0.00088532 | 0.0020236 | 0.0020868 | 0.0063237 | 0.029781 | 0.032759 | 0.041694 | 0.0953 | 0.098278 | 0.29781 | FALSE | 0% | 0% | 0% | 0% | 0% | 0% | FALSE | 0% | 0% | 0% | 0% | 0% | TRUE | 100% | 0% | 0% | 0% | 0% | 0% | 0% | 0% | N/A | N/A
| 264 | UFLS Protection Relay Replacements | TRUE | Non-Labour | Secondary Systems | 100% | Replacement Expenditure | Digital Infrastructure | Repex | N/A | N/A | DI - Protection systems | DI - Safe and Reliable Network | N/A | No | 0% | Safety security & reliability | Secondary Systems (2018-23) | 41.62% | TRUE | FY22 | 2 | 114 | 2 | 2 | 4 | 2 | FALSE | FALSE | TRUE | 0.042349 | 0.038499 | 0.01925 | 0.042349 | 0.044274 | 0.18672 | 0.042349 | 0.038499 | 0.01925 | 0.042349 | 0.044274 | 0.18672 | 0.0051053 | 0.0043498 | 0.0026702 | 0.0059561 | 0.0055139 | 0.023595 | 0.00099405 | 0.00085263 | 0.00051196 | 0.0011341 | 0.001068 | 0.0045608 | 0.048449 | 0.043702 | 0.022432 | 0.04944 | 0.050856 | 0.21488 | 10% | 11% | 14% | 32% | 33% | 0.018672 | 0.020539 | 0.026141 | 0.059751 | 0.061618 | 0.18672 | 0.018672 | 0.020539 | 0.026141 | 0.059751 | 0.061618 | 0.18672 | 0.0023595 | 0.0025955 | 0.0033033 | 0.0075505 | 0.0077864 | 0.023595 | 0.00045608 | 0.00050168 | 0.00063851 | 0.0014594 | 0.001505 | 0.0045608 | 0.021488 | 0.023637 | 0.030083 | 0.068761 | 0.07091 | 0.21488 | FALSE | 0% | 0% | 0% | 0% | 0% | 0% | FALSE | 0% | 0% | 0% | 0% | 0% | TRUE | 100% | 0% | 0% | 0% | 0% | 0% | 0% | 0% | N/A | N/A
| 265 | Temporary protection renewal for recall periods | TRUE | Labour | Secondary Systems | 100% | Replacement Expenditure | Digital Infrastructure | Repex | N/A | N/A | DI - Protection systems | DI - Safe and Reliable Network | N/A | No | 0% | Safety security & reliability | Secondary Systems (2018-23) | 26.35% | TRUE | FY22 | 2 | 116 | 1 | 1 | 4 | 1 | FALSE | FALSE | TRUE | 0.039845 | 0.036223 | 0.018111 | 0.039845 | 0.041656 | 0.17568 | 0.038612 | 0.035561 | 0.017986 | 0.03974 | 0.041672 | 0.17357 | 0.0046548 | 0.0040178 | 0.0024949 | 0.0055892 | 0.0051898 | 0.021946 | 0.00090634 | 0.00078756 | 0.00047835 | 0.0010643 | 0.0010052 | 0.0042417 | 0.044174 | 0.040367 | 0.020959 | 0.046394 | 0.047867 | 0.19976 | 10% | 11% | 14% | 32% | 33% | 0.017568 | 0.019325 | 0.024595 | 0.056218 | 0.057975 | 0.17568 | 0.017357 | 0.019093 | 0.0243 | 0.055543 | 0.057279 | 0.17357 | 0.0021946 | 0.0024141 | 0.0030725 | 0.0070229 | 0.0072423 | 0.021946 | 0.00042417 | 0.00046659 | 0.00059384 | 0.0013573 | 0.0013998 | 0.0042417 | 0.019976 | 0.021974 | 0.027966 | 0.063923 | 0.065921 | 0.19976 | FALSE | 0% | 0% | 0% | 0% | 0% | 0% | FALSE | 0% | 0% | 0% | 0% | 0% | TRUE | 100% | 0% | 0% | 0% | 0% | 0% | 0% | 0% | N/A | N/A
| 266 | Temporary protection renewal for recall periods | TRUE | Non-Labour | Secondary Systems | 100% | Replacement Expenditure | Digital Infrastructure | Repex | N/A | N/A | DI - Protection systems | DI - Safe and Reliable Network | N/A | No | 0% | Safety security & reliability | Secondary Systems (2018-23) | 73.65% | TRUE | FY22 | 2 | 116 | 2 | 2 | 4 | 2 | FALSE | FALSE | TRUE | 0.11136 | 0.10124 | 0.05062 | 0.11136 | 0.11643 | 0.49101 | 0.11136 | 0.10124 | 0.05062 | 0.11136 | 0.11643 | 0.49101 | 0.013425 | 0.011438 | 0.0070216 | 0.015662 | 0.0145 | 0.062047 | 0.002614 | 0.0022421 | 0.0013463 | 0.0029824 | 0.0028084 | 0.011993 | 0.1274 | 0.11492 | 0.058988 | 0.13001 | 0.13373 | 0.56505 | 10% | 11% | 14% | 32% | 33% | 0.049101 | 0.054012 | 0.068742 | 0.15712 | 0.16203 | 0.49101 | 0.049101 | 0.054012 | 0.068742 | 0.15712 | 0.16203 | 0.49101 | 0.0062047 | 0.0068252 | 0.0086866 | 0.019855 | 0.020476 | 0.062047 | 0.0011993 | 0.0013193 | 0.001679 | 0.0038378 | 0.0039578 | 0.011993 | 0.056505 | 0.062156 | 0.079108 | 0.18082 | 0.18647 | 0.56505 | FALSE | 0% | 0% | 0% | 0% | 0% | 0% | FALSE | 0% | 0% | 0% | 0% | 0% | TRUE | 100% | 0% | 0% | 0% | 0% | 0% | 0% | 0% | N/A | N/A
| 267 | Time Domain Protection Proof of Concept | FALSE | Labour | Secondary Systems | 100% | Replacement Expenditure | Digital Infrastructure | Repex | N/A | N/A | DI - Protection systems | DI - Safe and Reliable Network | N/A | No | 0% | Safety security & reliability | Secondary Systems (2018-23) | 0% | TRUE | FY22 | 2 | 117 | 1 | 1 | 4 | 1 | FALSE | FALSE | TRUE | 0 | 0 | 0 | 0 | 0 | 0 | 0 | 0 | 0 | 0 | 0 | 0 | 0 | 0 | 0 | 0 | 0 | 0 | 0 | 0 | 0 | 0 | 0 | 0 | 0 | 0 | 0 | 0 | 0 | 0 | 0% | 0% | 0% | 0% | 0% | 0 | 0 | 0 | 0 | 0 | 0 | 0 | 0 | 0 | 0 | 0 | 0 | 0 | 0 | 0 | 0 | 0 | 0 | 0 | 0 | 0 | 0 | 0 | 0 | 0 | 0 | 0 | 0 | 0 | 0 | FALSE | 0% | 0% | 0% | 0% | 0% | 0% | FALSE | 0% | 0% | 0% | 0% | 0% | TRUE | 100% | 0% | 0% | 0% | 0% | 0% | 0% | 0% | N/A | N/A
| 268 | Time Domain Protection Proof of Concept | FALSE | Non-Labour | Secondary Systems | 100% | Replacement Expenditure | Digital Infrastructure | Repex | N/A | N/A | DI - Protection systems | DI - Safe and Reliable Network | N/A | No | 0% | Safety security & reliability | Secondary Systems (2018-23) | 100% | TRUE | FY22 | 2 | 117 | 2 | 2 | 4 | 2 | FALSE | FALSE | TRUE | 0 | 0 | 0 | 0 | 0 | 0 | 0 | 0 | 0 | 0 | 0 | 0 | 0 | 0 | 0 | 0 | 0 | 0 | 0 | 0 | 0 | 0 | 0 | 0 | 0 | 0 | 0 | 0 | 0 | 0 | 0% | 0% | 0% | 0% | 0% | 0 | 0 | 0 | 0 | 0 | 0 | 0 | 0 | 0 | 0 | 0 | 0 | 0 | 0 | 0 | 0 | 0 | 0 | 0 | 0 | 0 | 0 | 0 | 0 | 0 | 0 | 0 | 0 | 0 | 0 | FALSE | 0% | 0% | 0% | 0% | 0% | 0% | FALSE | 0% | 0% | 0% | 0% | 0% | TRUE | 100% | 0% | 0% | 0% | 0% | 0% | 0% | 0% | N/A | N/A
| 269 | Market Metering Protection Relay Replacements | FALSE | Labour | Secondary Systems | 100% | Replacement Expenditure | Digital Infrastructure | Repex | N/A | N/A | DI - Market metering systems | DI - Safe and Reliable Network | N/A | No | 0% | Safety security & reliability | Secondary Systems (2018-23) | 0% | TRUE | FY22 | 2 | 118 | 1 | 1 | 4 | 1 | FALSE | FALSE | TRUE | 0 | 0 | 0 | 0 | 0 | 0 | 0 | 0 | 0 | 0 | 0 | 0 | 0 | 0 | 0 | 0 | 0 | 0 | 0 | 0 | 0 | 0 | 0 | 0 | 0 | 0 | 0 | 0 | 0 | 0 | 0% | 0% | 0% | 0% | 0% | 0 | 0 | 0 | 0 | 0 | 0 | 0 | 0 | 0 | 0 | 0 | 0 | 0 | 0 | 0 | 0 | 0 | 0 | 0 | 0 | 0 | 0 | 0 | 0 | 0 | 0 | 0 | 0 | 0 | 0 | FALSE | 0% | 0% | 0% | 0% | 0% | 0% | FALSE | 0% | 0% | 0% | 0% | 0% | TRUE | 0% | 0% | 100% | 0% | 0% | 0% | 0% | 0% | N/A | N/A
| 270 | Market Metering Protection Relay Replacements | FALSE | Non-Labour | Secondary Systems | 100% | Replacement Expenditure | Digital Infrastructure | Repex | N/A | N/A | DI - Market metering systems | DI - Safe and Reliable Network | N/A | No | 0% | Safety security & reliability | Secondary Systems (2018-23) | 100% | TRUE | FY22 | 2 | 118 | 2 | 2 | 4 | 2 | FALSE | FALSE | TRUE | 0 | 0 | 0 | 0 | 0 | 0 | 0 | 0 | 0 | 0 | 0 | 0 | 0 | 0 | 0 | 0 | 0 | 0 | 0 | 0 | 0 | 0 | 0 | 0 | 0 | 0 | 0 | 0 | 0 | 0 | 0% | 0% | 0% | 0% | 0% | 0 | 0 | 0 | 0 | 0 | 0 | 0 | 0 | 0 | 0 | 0 | 0 | 0 | 0 | 0 | 0 | 0 | 0 | 0 | 0 | 0 | 0 | 0 | 0 | 0 | 0 | 0 | 0 | 0 | 0 | FALSE | 0% | 0% | 0% | 0% | 0% | 0% | FALSE | 0% | 0% | 0% | 0% | 0% | TRUE | 0% | 0% | 100% | 0% | 0% | 0% | 0% | 0% | N/A | N/A
| 271 | NiCd / Chargers Renewal | FALSE | Labour | Business IT | 100% | Replacement Expenditure | Digital Infrastructure | Repex | N/A | N/A | DI - AC/DC & Auxiliary systems | DI - Safe and Reliable Network | N/A | No | 0% | Safety security & reliability | Business IT (2018 onwards) | 0% | TRUE | FY22 | 2 | 119 | 1 | 1 | 6 | 1 | FALSE | FALSE | TRUE | 0 | 0 | 0 | 0 | 0 | 0 | 0 | 0 | 0 | 0 | 0 | 0 | 0 | 0 | 0 | 0 | 0 | 0 | 0 | 0 | 0 | 0 | 0 | 0 | 0 | 0 | 0 | 0 | 0 | 0 | 0% | 0% | 0% | 0% | 0% | 0 | 0 | 0 | 0 | 0 | 0 | 0 | 0 | 0 | 0 | 0 | 0 | 0 | 0 | 0 | 0 | 0 | 0 | 0 | 0 | 0 | 0 | 0 | 0 | 0 | 0 | 0 | 0 | 0 | 0 | FALSE | 0% | 0% | 0% | 0% | 0% | 0% | FALSE | 0% | 0% | 0% | 0% | 0% | TRUE | 0% | 0% | 0% | 0% | 0% | 0% | 100% | 0% | N/A | N/A
| 272 | NiCd / Chargers Renewal | FALSE | Non-Labour | Business IT | 100% | Replacement Expenditure | Digital Infrastructure | Repex | N/A | N/A | DI - AC/DC & Auxiliary systems | DI - Safe and Reliable Network | N/A | No | 0% | Safety security & reliability | Business IT (2018 onwards) | 100% | TRUE | FY22 | 2 | 119 | 2 | 2 | 6 | 2 | FALSE | FALSE | TRUE | 0 | 0 | 0 | 0 | 0 | 0 | 0 | 0 | 0 | 0 | 0 | 0 | 0 | 0 | 0 | 0 | 0 | 0 | 0 | 0 | 0 | 0 | 0 | 0 | 0 | 0 | 0 | 0 | 0 | 0 | 0% | 0% | 0% | 0% | 0% | 0 | 0 | 0 | 0 | 0 | 0 | 0 | 0 | 0 | 0 | 0 | 0 | 0 | 0 | 0 | 0 | 0 | 0 | 0 | 0 | 0 | 0 | 0 | 0 | 0 | 0 | 0 | 0 | 0 | 0 | FALSE | 0% | 0% | 0% | 0% | 0% | 0% | FALSE | 0% | 0% | 0% | 0% | 0% | TRUE | 0% | 0% | 0% | 0% | 0% | 0% | 100% | 0% | N/A | N/A
| 273 | RPS Renewal | FALSE | Labour | Business IT | 100% | Replacement Expenditure | Digital Infrastructure | Repex | N/A | N/A | DI - AC/DC & Auxiliary systems | DI - Safe and Reliable Network | N/A | Yes | 0% | Safety security & reliability | Business IT (2018 onwards) | 0% | TRUE | FY22 | 2 | 120 | 1 | 1 | 6 | 1 | FALSE | FALSE | TRUE | 0 | 0 | 0 | 0 | 0 | 0 | 0 | 0 | 0 | 0 | 0 | 0 | 0 | 0 | 0 | 0 | 0 | 0 | 0 | 0 | 0 | 0 | 0 | 0 | 0 | 0 | 0 | 0 | 0 | 0 | 0% | 0% | 0% | 0% | 0% | 0 | 0 | 0 | 0 | 0 | 0 | 0 | 0 | 0 | 0 | 0 | 0 | 0 | 0 | 0 | 0 | 0 | 0 | 0 | 0 | 0 | 0 | 0 | 0 | 0 | 0 | 0 | 0 | 0 | 0 | FALSE | 0% | 0% | 0% | 0% | 0% | 0% | FALSE | 0% | 0% | 0% | 0% | 0% | TRUE | 0% | 0% | 0% | 0% | 0% | 0% | 100% | 0% | N/A | N/A
| 274 | RPS Renewal | FALSE | Non-Labour | Business IT | 100% | Replacement Expenditure | Digital Infrastructure | Repex | N/A | N/A | DI - AC/DC & Auxiliary systems | DI - Safe and Reliable Network | N/A | Yes | 0% | Safety security & reliability | Business IT (2018 onwards) | 100% | TRUE | FY22 | 2 | 120 | 2 | 2 | 6 | 2 | FALSE | FALSE | TRUE | 0 | 0 | 0 | 0 | 0 | 0 | 0 | 0 | 0 | 0 | 0 | 0 | 0 | 0 | 0 | 0 | 0 | 0 | 0 | 0 | 0 | 0 | 0 | 0 | 0 | 0 | 0 | 0 | 0 | 0 | 0% | 0% | 0% | 0% | 0% | 0 | 0 | 0 | 0 | 0 | 0 | 0 | 0 | 0 | 0 | 0 | 0 | 0 | 0 | 0 | 0 | 0 | 0 | 0 | 0 | 0 | 0 | 0 | 0 | 0 | 0 | 0 | 0 | 0 | 0 | FALSE | 0% | 0% | 0% | 0% | 0% | 0% | FALSE | 0% | 0% | 0% | 0% | 0% | TRUE | 0% | 0% | 0% | 0% | 0% | 0% | 100% | 0% | N/A | N/A
| 275 | RTU Renewal Program | FALSE | Labour | Secondary Systems | 100% | Replacement Expenditure | Digital Infrastructure | Repex | N/A | N/A | DI - Control systems | DI - Safe and Reliable Network | N/A | No | 0% | Safety security & reliability | Secondary Systems (2018-23) | 0% | TRUE | FY22 | 2 | 121 | 1 | 1 | 4 | 1 | FALSE | FALSE | TRUE | 0 | 0 | 0 | 0 | 0 | 0 | 0 | 0 | 0 | 0 | 0 | 0 | 0 | 0 | 0 | 0 | 0 | 0 | 0 | 0 | 0 | 0 | 0 | 0 | 0 | 0 | 0 | 0 | 0 | 0 | 0% | 0% | 0% | 0% | 0% | 0 | 0 | 0 | 0 | 0 | 0 | 0 | 0 | 0 | 0 | 0 | 0 | 0 | 0 | 0 | 0 | 0 | 0 | 0 | 0 | 0 | 0 | 0 | 0 | 0 | 0 | 0 | 0 | 0 | 0 | FALSE | 0% | 0% | 0% | 0% | 0% | 0% | FALSE | 0% | 0% | 0% | 0% | 0% | TRUE | 0% | 100% | 0% | 0% | 0% | 0% | 0% | 0% | N/A | N/A
| 276 | RTU Renewal Program | FALSE | Non-Labour | Secondary Systems | 100% | Replacement Expenditure | Digital Infrastructure | Repex | N/A | N/A | DI - Control systems | DI - Safe and Reliable Network | N/A | No | 0% | Safety security & reliability | Secondary Systems (2018-23) | 100% | TRUE | FY22 | 2 | 121 | 2 | 2 | 4 | 2 | FALSE | FALSE | TRUE | 0 | 0 | 0 | 0 | 0 | 0 | 0 | 0 | 0 | 0 | 0 | 0 | 0 | 0 | 0 | 0 | 0 | 0 | 0 | 0 | 0 | 0 | 0 | 0 | 0 | 0 | 0 | 0 | 0 | 0 | 0% | 0% | 0% | 0% | 0% | 0 | 0 | 0 | 0 | 0 | 0 | 0 | 0 | 0 | 0 | 0 | 0 | 0 | 0 | 0 | 0 | 0 | 0 | 0 | 0 | 0 | 0 | 0 | 0 | 0 | 0 | 0 | 0 | 0 | 0 | FALSE | 0% | 0% | 0% | 0% | 0% | 0% | FALSE | 0% | 0% | 0% | 0% | 0% | TRUE | 0% | 100% | 0% | 0% | 0% | 0% | 0% | 0% | N/A | N/A
| 277 | HMI/Gateway Renewal Programs | FALSE | Labour | Secondary Systems | 100% | Replacement Expenditure | Digital Infrastructure | Repex | N/A | N/A | DI - Control systems | DI - Safe and Reliable Network | N/A | No | 0% | Safety security & reliability | Secondary Systems (2018-23) | 0% | TRUE | FY22 | 2 | 122 | 1 | 1 | 4 | 1 | FALSE | FALSE | TRUE | 0 | 0 | 0 | 0 | 0 | 0 | 0 | 0 | 0 | 0 | 0 | 0 | 0 | 0 | 0 | 0 | 0 | 0 | 0 | 0 | 0 | 0 | 0 | 0 | 0 | 0 | 0 | 0 | 0 | 0 | 0% | 0% | 0% | 0% | 0% | 0 | 0 | 0 | 0 | 0 | 0 | 0 | 0 | 0 | 0 | 0 | 0 | 0 | 0 | 0 | 0 | 0 | 0 | 0 | 0 | 0 | 0 | 0 | 0 | 0 | 0 | 0 | 0 | 0 | 0 | FALSE | 0% | 0% | 0% | 0% | 0% | 0% | FALSE | 0% | 0% | 0% | 0% | 0% | TRUE | 0% | 100% | 0% | 0% | 0% | 0% | 0% | 0% | N/A | N/A
| 278 | HMI/Gateway Renewal Programs | FALSE | Non-Labour | Secondary Systems | 100% | Replacement Expenditure | Digital Infrastructure | Repex | N/A | N/A | DI - Control systems | DI - Safe and Reliable Network | N/A | No | 0% | Safety security & reliability | Secondary Systems (2018-23) | 100% | TRUE | FY22 | 2 | 122 | 2 | 2 | 4 | 2 | FALSE | FALSE | TRUE | 0 | 0 | 0 | 0 | 0 | 0 | 0 | 0 | 0 | 0 | 0 | 0 | 0 | 0 | 0 | 0 | 0 | 0 | 0 | 0 | 0 | 0 | 0 | 0 | 0 | 0 | 0 | 0 | 0 | 0 | 0% | 0% | 0% | 0% | 0% | 0 | 0 | 0 | 0 | 0 | 0 | 0 | 0 | 0 | 0 | 0 | 0 | 0 | 0 | 0 | 0 | 0 | 0 | 0 | 0 | 0 | 0 | 0 | 0 | 0 | 0 | 0 | 0 | 0 | 0 | FALSE | 0% | 0% | 0% | 0% | 0% | 0% | FALSE | 0% | 0% | 0% | 0% | 0% | TRUE | 0% | 100% | 0% | 0% | 0% | 0% | 0% | 0% | N/A | N/A
| 279 | OTN Network Replacement | TRUE | Labour | Communications (short life) | 100% | Replacement Expenditure | Digital Infrastructure | Repex | N/A | N/A | DI - Communications systems | DI - Compliance | N/A | No | 0% | Safety security & reliability | Communications (short life) (2018 onwards) | 27.99% | TRUE | FY22 | 2 | 123 | 1 | 1 | 5 | 1 | FALSE | FALSE | TRUE | 1.3401 | 1.3401 | 0 | 0 | 0 | 2.6802 | 1.2986 | 1.3156 | 0 | 0 | 0 | 2.6143 | 0.15655 | 0.14864 | 0 | 0 | 0 | 0.3052 | 0.030483 | 0.029137 | 0 | 0 | 0 | 0.05962 | 1.4857 | 1.4934 | 0 | 0 | 0 | 2.9791 | 0% | 100% | 0% | 0% | 0% | 0 | 2.6802 | 0 | 0 | 0 | 2.6802 | 0 | 2.6143 | 0 | 0 | 0 | 2.6143 | 0 | 0.3052 | 0 | 0 | 0 | 0.3052 | 0 | 0.05962 | 0 | 0 | 0 | 0.05962 | 0 | 2.9791 | 0 | 0 | 0 | 2.9791 | FALSE | 0% | 0% | 0% | 0% | 0% | 0% | FALSE | 0% | 0% | 0% | 0% | 0% | TRUE | 0% | 0% | 0% | 0% | 100% | 0% | 0% | 0% | N/A | N/A
| 280 | OTN Network Replacement | TRUE | Non-Labour | Communications (short life) | 100% | Replacement Expenditure | Digital Infrastructure | Repex | N/A | N/A | DI - Communications systems | DI - Compliance | N/A | No | 0% | Safety security & reliability | Communications (short life) (2018 onwards) | 72.01% | TRUE | FY22 | 2 | 123 | 2 | 2 | 5 | 2 | FALSE | FALSE | TRUE | 3.4484 | 3.4484 | 0 | 0 | 0 | 6.8968 | 3.4484 | 3.4484 | 0 | 0 | 0 | 6.8968 | 0.41571 | 0.38961 | 0 | 0 | 0 | 0.80532 | 0.080943 | 0.07637 | 0 | 0 | 0 | 0.15731 | 3.945 | 3.9144 | 0 | 0 | 0 | 7.8594 | 0% | 100% | 0% | 0% | 0% | 0 | 6.8968 | 0 | 0 | 0 | 6.8968 | 0 | 6.8968 | 0 | 0 | 0 | 6.8968 | 0 | 0.80532 | 0 | 0 | 0 | 0.80532 | 0 | 0.15731 | 0 | 0 | 0 | 0.15731 | 0 | 7.8594 | 0 | 0 | 0 | 7.8594 | FALSE | 0% | 0% | 0% | 0% | 0% | 0% | FALSE | 0% | 0% | 0% | 0% | 0% | TRUE | 0% | 0% | 0% | 0% | 100% | 0% | 0% | 0% | N/A | N/A
| 281 | Multiplexer Renewal program | TRUE | Labour | Communications (short life) | 100% | Replacement Expenditure | Digital Infrastructure | Repex | N/A | N/A | DI - Communications systems | DI - Safe and Reliable Network | N/A | No | 0% | Safety security & reliability | Communications (short life) (2018 onwards) | 33.46% | TRUE | FY22 | 2 | 124 | 1 | 1 | 5 | 1 | FALSE | FALSE | TRUE | 0.57208 | 0.52007 | 0.26004 | 0.57208 | 0.59808 | 2.5223 | 0.55438 | 0.51057 | 0.25823 | 0.57057 | 0.59831 | 2.4921 | 0.066831 | 0.057686 | 0.03582 | 0.080247 | 0.074512 | 0.3151 | 0.013013 | 0.011307 | 0.006868 | 0.01528 | 0.014432 | 0.060901 | 0.63422 | 0.57957 | 0.30092 | 0.6661 | 0.68725 | 2.8681 | 10% | 11% | 14% | 32% | 33% | 0.25223 | 0.27746 | 0.35313 | 0.80715 | 0.83237 | 2.5223 | 0.24921 | 0.27413 | 0.34889 | 0.79746 | 0.82238 | 2.4921 | 0.03151 | 0.034661 | 0.044114 | 0.10083 | 0.10398 | 0.3151 | 0.0060901 | 0.0066991 | 0.0085261 | 0.019488 | 0.020097 | 0.060901 | 0.28681 | 0.31549 | 0.40153 | 0.91778 | 0.94646 | 2.8681 | FALSE | 0% | 0% | 0% | 0% | 0% | 0% | FALSE | 0% | 0% | 0% | 0% | 0% | TRUE | 0% | 0% | 0% | 0% | 100% | 0% | 0% | 0% | N/A | N/A
| 282 | Multiplexer Renewal program | TRUE | Non-Labour | Communications (short life) | 100% | Replacement Expenditure | Digital Infrastructure | Repex | N/A | N/A | DI - Communications systems | DI - Safe and Reliable Network | N/A | No | 0% | Safety security & reliability | Communications (short life) (2018 onwards) | 66.54% | TRUE | FY22 | 2 | 124 | 2 | 2 | 5 | 2 | FALSE | FALSE | TRUE | 1.1374 | 1.034 | 0.51701 | 1.1374 | 1.1891 | 5.015 | 1.1374 | 1.034 | 0.51701 | 1.1374 | 1.1891 | 5.015 | 0.13712 | 0.11683 | 0.071716 | 0.15997 | 0.14809 | 0.63372 | 0.026698 | 0.0229 | 0.01375 | 0.030461 | 0.028684 | 0.12249 | 1.3012 | 1.1738 | 0.60248 | 1.3279 | 1.3659 | 5.7712 | 10% | 11% | 14% | 32% | 33% | 0.5015 | 0.55165 | 0.7021 | 1.6048 | 1.655 | 5.015 | 0.5015 | 0.55165 | 0.7021 | 1.6048 | 1.655 | 5.015 | 0.063372 | 0.06971 | 0.088721 | 0.20279 | 0.20913 | 0.63372 | 0.012249 | 0.013474 | 0.017149 | 0.039198 | 0.040423 | 0.12249 | 0.57712 | 0.63484 | 0.80797 | 1.8468 | 1.9045 | 5.7712 | FALSE | 0% | 0% | 0% | 0% | 0% | 0% | FALSE | 0% | 0% | 0% | 0% | 0% | TRUE | 0% | 0% | 0% | 0% | 100% | 0% | 0% | 0% | N/A | N/A
| 283 | Microwave Renewal Program | TRUE | Labour | Communications (short life) | 100% | Replacement Expenditure | Digital Infrastructure | Repex | N/A | N/A | DI - Communications systems | DI - Safe and Reliable Network | N/A | No | 0% | Safety security & reliability | Communications (short life) (2018 onwards) | 27.43% | TRUE | FY22 | 2 | 125 | 1 | 1 | 5 | 1 | FALSE | FALSE | TRUE | 0.45616 | 0.41469 | 0.20735 | 0.45616 | 0.4769 | 2.0113 | 0.44205 | 0.40712 | 0.20591 | 0.45496 | 0.47708 | 1.9871 | 0.05329 | 0.045998 | 0.028562 | 0.063987 | 0.059415 | 0.25125 | 0.010376 | 0.0090163 | 0.0054764 | 0.012184 | 0.011508 | 0.048561 | 0.50572 | 0.46213 | 0.23995 | 0.53114 | 0.548 | 2.2869 | 10% | 11% | 14% | 32% | 33% | 0.20113 | 0.22124 | 0.28158 | 0.6436 | 0.66372 | 2.0113 | 0.19871 | 0.21858 | 0.2782 | 0.63588 | 0.65575 | 1.9871 | 0.025125 | 0.027638 | 0.035175 | 0.080401 | 0.082913 | 0.25125 | 0.0048561 | 0.0053417 | 0.0067985 | 0.015539 | 0.016025 | 0.048561 | 0.22869 | 0.25156 | 0.32017 | 0.73182 | 0.75469 | 2.2869 | FALSE | 0% | 0% | 0% | 0% | 0% | 0% | FALSE | 0% | 0% | 0% | 0% | 0% | TRUE | 0% | 0% | 0% | 0% | 100% | 0% | 0% | 0% | N/A | N/A
| 284 | Microwave Renewal Program | TRUE | Non-Labour | Communications (short life) | 100% | Replacement Expenditure | Digital Infrastructure | Repex | N/A | N/A | DI - Communications systems | DI - Safe and Reliable Network | N/A | No | 0% | Safety security & reliability | Communications (short life) (2018 onwards) | 72.57% | TRUE | FY22 | 2 | 125 | 2 | 2 | 5 | 2 | FALSE | FALSE | TRUE | 1.207 | 1.0973 | 0.54864 | 1.207 | 1.2619 | 5.3218 | 1.207 | 1.0973 | 0.54864 | 1.207 | 1.2619 | 5.3218 | 0.14551 | 0.12397 | 0.076104 | 0.16976 | 0.15715 | 0.6725 | 0.028332 | 0.024301 | 0.014592 | 0.032325 | 0.030439 | 0.12999 | 1.3809 | 1.2456 | 0.63934 | 1.4091 | 1.4495 | 6.1243 | 10% | 11% | 14% | 32% | 33% | 0.53218 | 0.5854 | 0.74506 | 1.703 | 1.7562 | 5.3218 | 0.53218 | 0.5854 | 0.74506 | 1.703 | 1.7562 | 5.3218 | 0.06725 | 0.073975 | 0.09415 | 0.2152 | 0.22192 | 0.6725 | 0.012999 | 0.014299 | 0.018198 | 0.041596 | 0.042896 | 0.12999 | 0.61243 | 0.67368 | 0.85741 | 1.9598 | 2.021 | 6.1243 | FALSE | 0% | 0% | 0% | 0% | 0% | 0% | FALSE | 0% | 0% | 0% | 0% | 0% | TRUE | 0% | 0% | 0% | 0% | 100% | 0% | 0% | 0% | N/A | N/A
| 285 | OPGW rollout | FALSE | Labour | Transmission Lines | 100% | Replacement Expenditure | Digital Infrastructure | Repex | N/A | N/A | DI - OPGW | DI - Safe and Reliable Network | N/A | No | 0% | Safety security & reliability | Transmission Lines (2018 onwards) | 0% | TRUE | FY22 | 2 | 126 | 1 | 1 | 1 | 1 | FALSE | FALSE | TRUE | 0 | 0 | 0 | 0 | 0 | 0 | 0 | 0 | 0 | 0 | 0 | 0 | 0 | 0 | 0 | 0 | 0 | 0 | 0 | 0 | 0 | 0 | 0 | 0 | 0 | 0 | 0 | 0 | 0 | 0 | 0% | 0% | 0% | 0% | 0% | 0 | 0 | 0 | 0 | 0 | 0 | 0 | 0 | 0 | 0 | 0 | 0 | 0 | 0 | 0 | 0 | 0 | 0 | 0 | 0 | 0 | 0 | 0 | 0 | 0 | 0 | 0 | 0 | 0 | 0 | TRUE | 0% | 0% | 0% | 0% | 0% | 100% | FALSE | 0% | 0% | 0% | 0% | 0% | FALSE | 0% | 0% | 0% | 0% | 0% | 0% | 0% | 0% | N/A | N/A
| 286 | OPGW rollout | FALSE | Non-Labour | Transmission Lines | 100% | Replacement Expenditure | Digital Infrastructure | Repex | N/A | N/A | DI - OPGW | DI - Safe and Reliable Network | N/A | No | 0% | Safety security & reliability | Transmission Lines (2018 onwards) | 100% | TRUE | FY22 | 2 | 126 | 2 | 2 | 1 | 2 | FALSE | FALSE | TRUE | 0 | 0 | 0 | 0 | 0 | 0 | 0 | 0 | 0 | 0 | 0 | 0 | 0 | 0 | 0 | 0 | 0 | 0 | 0 | 0 | 0 | 0 | 0 | 0 | 0 | 0 | 0 | 0 | 0 | 0 | 0% | 0% | 0% | 0% | 0% | 0 | 0 | 0 | 0 | 0 | 0 | 0 | 0 | 0 | 0 | 0 | 0 | 0 | 0 | 0 | 0 | 0 | 0 | 0 | 0 | 0 | 0 | 0 | 0 | 0 | 0 | 0 | 0 | 0 | 0 | TRUE | 0% | 0% | 0% | 0% | 0% | 100% | FALSE | 0% | 0% | 0% | 0% | 0% | FALSE | 0% | 0% | 0% | 0% | 0% | 0% | 0% | 0% | N/A | N/A
| 287 | DI - Capital spares | TRUE | Labour | Secondary Systems | 100% | Replacement Expenditure | Digital Infrastructure | Repex | N/A | N/A | DI - Protection systems | DI - Safe and Reliable Network | N/A | No | 0% | Safety security & reliability | Secondary Systems (2018-23) | 0% | TRUE | FY22 | 2 | 127 | 1 | 1 | 4 | 1 | FALSE | FALSE | TRUE | 0 | 0 | 0 | 0 | 0 | 0 | 0 | 0 | 0 | 0 | 0 | 0 | 0 | 0 | 0 | 0 | 0 | 0 | 0 | 0 | 0 | 0 | 0 | 0 | 0 | 0 | 0 | 0 | 0 | 0 | 20% | 20% | 20% | 20% | 20% | 0 | 0 | 0 | 0 | 0 | 0 | 0 | 0 | 0 | 0 | 0 | 0 | 0 | 0 | 0 | 0 | 0 | 0 | 0 | 0 | 0 | 0 | 0 | 0 | 0 | 0 | 0 | 0 | 0 | 0 | FALSE | 0% | 0% | 0% | 0% | 0% | 0% | FALSE | 0% | 0% | 0% | 0% | 0% | TRUE | 50% | 20% | 30% | 0% | 0% | 0% | 0% | 0% | N/A | N/A
| 288 | DI - Capital spares | TRUE | Non-Labour | Secondary Systems | 100% | Replacement Expenditure | Digital Infrastructure | Repex | N/A | N/A | DI - Protection systems | DI - Safe and Reliable Network | N/A | No | 0% | Safety security & reliability | Secondary Systems (2018-23) | 100% | TRUE | FY22 | 2 | 127 | 2 | 2 | 4 | 2 | FALSE | FALSE | TRUE | 0.45383 | 0.45383 | 0.45383 | 0.45383 | 0.45383 | 2.2692 | 0.45383 | 0.45383 | 0.45383 | 0.45383 | 0.45383 | 2.2692 | 0.05471 | 0.051275 | 0.062953 | 0.063828 | 0.05652 | 0.28929 | 0.010653 | 0.010051 | 0.01207 | 0.012154 | 0.010947 | 0.055875 | 0.5192 | 0.51516 | 0.52886 | 0.52982 | 0.5213 | 2.6143 | 20% | 20% | 20% | 20% | 20% | 0.45383 | 0.45383 | 0.45383 | 0.45383 | 0.45383 | 2.2692 | 0.45383 | 0.45383 | 0.45383 | 0.45383 | 0.45383 | 2.2692 | 0.057857 | 0.057857 | 0.057857 | 0.057857 | 0.057857 | 0.28929 | 0.011175 | 0.011175 | 0.011175 | 0.011175 | 0.011175 | 0.055875 | 0.52287 | 0.52287 | 0.52287 | 0.52287 | 0.52287 | 2.6143 | FALSE | 0% | 0% | 0% | 0% | 0% | 0% | FALSE | 0% | 0% | 0% | 0% | 0% | TRUE | 50% | 20% | 30% | 0% | 0% | 0% | 0% | 0% | N/A | N/A
| 289 | Comms Alarm System Renewals | TRUE | Labour | Communications (short life) | 100% | Replacement Expenditure | Digital Infrastructure | Repex | N/A | N/A | DI - Communications systems | DI - Safe and Reliable Network | N/A | No | 0% | Safety security & reliability | Communications (short life) (2018 onwards) | 48.78% | TRUE | FY22 | 2 | 128 | 1 | 1 | 5 | 1 | FALSE | FALSE | TRUE | 0.56187 | 0.51079 | 0.25539 | 0.56187 | 0.58741 | 2.4773 | 0.54449 | 0.50146 | 0.25362 | 0.56039 | 0.58763 | 2.4476 | 0.065638 | 0.056656 | 0.035181 | 0.078815 | 0.073183 | 0.30947 | 0.012781 | 0.011106 | 0.0067454 | 0.015008 | 0.014174 | 0.059814 | 0.6229 | 0.56922 | 0.29555 | 0.65421 | 0.67498 | 2.8169 | 10% | 11% | 14% | 32% | 33% | 0.24773 | 0.27251 | 0.34683 | 0.79274 | 0.81752 | 2.4773 | 0.24476 | 0.26923 | 0.34266 | 0.78323 | 0.8077 | 2.4476 | 0.030947 | 0.034042 | 0.043326 | 0.099031 | 0.10213 | 0.30947 | 0.0059814 | 0.0065795 | 0.0083739 | 0.01914 | 0.019738 | 0.059814 | 0.28169 | 0.30986 | 0.39436 | 0.9014 | 0.92957 | 2.8169 | FALSE | 0% | 0% | 0% | 0% | 0% | 0% | FALSE | 0% | 0% | 0% | 0% | 0% | TRUE | 0% | 0% | 0% | 0% | 100% | 0% | 0% | 0% | N/A | N/A
| 290 | Comms Alarm System Renewals | TRUE | Non-Labour | Communications (short life) | 100% | Replacement Expenditure | Digital Infrastructure | Repex | N/A | N/A | DI - Communications systems | DI - Safe and Reliable Network | N/A | No | 0% | Safety security & reliability | Communications (short life) (2018 onwards) | 51.22% | TRUE | FY22 | 2 | 128 | 2 | 2 | 5 | 2 | FALSE | FALSE | TRUE | 0.58999 | 0.53635 | 0.26818 | 0.58999 | 0.6168 | 2.6013 | 0.58999 | 0.53635 | 0.26818 | 0.58999 | 0.6168 | 2.6013 | 0.071124 | 0.060599 | 0.037199 | 0.082977 | 0.076816 | 0.32872 | 0.013849 | 0.011878 | 0.0071324 | 0.0158 | 0.014878 | 0.063538 | 0.67496 | 0.60883 | 0.31251 | 0.68876 | 0.7085 | 2.9936 | 10% | 11% | 14% | 32% | 33% | 0.26013 | 0.28614 | 0.36418 | 0.83242 | 0.85843 | 2.6013 | 0.26013 | 0.28614 | 0.36418 | 0.83242 | 0.85843 | 2.6013 | 0.032872 | 0.036159 | 0.04602 | 0.10519 | 0.10848 | 0.32872 | 0.0063538 | 0.0069892 | 0.0088953 | 0.020332 | 0.020967 | 0.063538 | 0.29936 | 0.32929 | 0.4191 | 0.95794 | 0.98787 | 2.9936 | FALSE | 0% | 0% | 0% | 0% | 0% | 0% | FALSE | 0% | 0% | 0% | 0% | 0% | TRUE | 0% | 0% | 0% | 0% | 100% | 0% | 0% | 0% | N/A | N/A
| 291 | Operational Building Refurbs | TRUE | Labour | Business IT | 100% | Replacement Expenditure | Digital Infrastructure | Repex | N/A | N/A | DI - Network Buildings & Security | DI - Safe and Reliable Network | N/A | No | 0% | Safety security & reliability | Business IT (2018 onwards) | 2.425% | TRUE | FY22 | 2 | 129 | 1 | 1 | 6 | 1 | FALSE | FALSE | TRUE | 0.066959 | 0.053567 | 0.026784 | 0.058924 | 0.061602 | 0.26784 | 0.064887 | 0.052589 | 0.026598 | 0.058769 | 0.061625 | 0.26447 | 0.0078223 | 0.0059416 | 0.0036895 | 0.0082654 | 0.0076748 | 0.033394 | 0.0015231 | 0.0011647 | 0.0007074 | 0.0015739 | 0.0014865 | 0.0064555 | 0.074233 | 0.059695 | 0.030995 | 0.068608 | 0.070786 | 0.30432 | 10% | 11% | 14% | 32% | 33% | 0.026784 | 0.029462 | 0.037497 | 0.085707 | 0.088386 | 0.26784 | 0.026447 | 0.029092 | 0.037026 | 0.08463 | 0.087275 | 0.26447 | 0.0033394 | 0.0036733 | 0.0046751 | 0.010686 | 0.01102 | 0.033394 | 0.00064555 | 0.00071011 | 0.00090377 | 0.0020658 | 0.0021303 | 0.0064555 | 0.030432 | 0.033475 | 0.042604 | 0.097382 | 0.10042 | 0.30432 | FALSE | 0% | 0% | 0% | 0% | 0% | 0% | FALSE | 0% | 0% | 0% | 0% | 0% | TRUE | 0% | 0% | 0% | 100% | 0% | 0% | 0% | 0% | N/A | N/A
| 292 | Operational Building Refurbs | TRUE | Non-Labour | Business IT | 100% | Replacement Expenditure | Digital Infrastructure | Repex | N/A | N/A | DI - Network Buildings & Security | DI - Safe and Reliable Network | N/A | No | 0% | Safety security & reliability | Business IT (2018 onwards) | 97.58% | TRUE | FY22 | 2 | 129 | 2 | 2 | 6 | 2 | FALSE | FALSE | TRUE | 2.6946 | 2.1557 | 1.0778 | 2.3712 | 2.479 | 10.7783 | 2.6946 | 2.1557 | 1.0778 | 2.3712 | 2.479 | 10.7783 | 0.32484 | 0.24355 | 0.14951 | 0.3335 | 0.30874 | 1.3601 | 0.063249 | 0.047741 | 0.028666 | 0.063503 | 0.059798 | 0.26296 | 3.0827 | 2.447 | 1.256 | 2.7682 | 2.8476 | 12.4014 | 10% | 11% | 14% | 32% | 33% | 1.0778 | 1.1856 | 1.509 | 3.4491 | 3.5569 | 10.7783 | 1.0778 | 1.1856 | 1.509 | 3.4491 | 3.5569 | 10.7783 | 0.13601 | 0.14961 | 0.19042 | 0.43524 | 0.44884 | 1.3601 | 0.026296 | 0.028925 | 0.036814 | 0.084146 | 0.086776 | 0.26296 | 1.2401 | 1.3642 | 1.7362 | 3.9685 | 4.0925 | 12.4014 | FALSE | 0% | 0% | 0% | 0% | 0% | 0% | FALSE | 0% | 0% | 0% | 0% | 0% | TRUE | 0% | 0% | 0% | 100% | 0% | 0% | 0% | 0% | N/A | N/A
| 293 | Palisade Gate Renewals | TRUE | Labour | Business IT | 100% | Replacement Expenditure | Digital Infrastructure | Repex | N/A | N/A | DI - Network Buildings & Security | DI - Safe and Reliable Network | N/A | No | 0% | Safety security & reliability | Business IT (2018 onwards) | 12.06% | TRUE | FY22 | 2 | 130 | 1 | 1 | 6 | 1 | FALSE | FALSE | TRUE | 0.27363 | 0.27363 | 0 | 0 | 0 | 0.54726 | 0.26516 | 0.26863 | 0 | 0 | 0 | 0.53379 | 0.031966 | 0.030351 | 0 | 0 | 0 | 0.062317 | 0.0062241 | 0.0059493 | 0 | 0 | 0 | 0.012173 | 0.30335 | 0.30493 | 0 | 0 | 0 | 0.60828 | 0% | 100% | 0% | 0% | 0% | 0 | 0.54726 | 0 | 0 | 0 | 0.54726 | 0 | 0.53379 | 0 | 0 | 0 | 0.53379 | 0 | 0.062317 | 0 | 0 | 0 | 0.062317 | 0 | 0.012173 | 0 | 0 | 0 | 0.012173 | 0 | 0.60828 | 0 | 0 | 0 | 0.60828 | FALSE | 0% | 0% | 0% | 0% | 0% | 0% | FALSE | 0% | 0% | 0% | 0% | 0% | TRUE | 0% | 0% | 0% | 100% | 0% | 0% | 0% | 0% | N/A | N/A
| 294 | Palisade Gate Renewals | TRUE | Non-Labour | Business IT | 100% | Replacement Expenditure | Digital Infrastructure | Repex | N/A | N/A | DI - Network Buildings & Security | DI - Safe and Reliable Network | N/A | No | 0% | Safety security & reliability | Business IT (2018 onwards) | 87.94% | TRUE | FY22 | 2 | 130 | 2 | 2 | 6 | 2 | FALSE | FALSE | TRUE | 1.9957 | 1.9957 | 0 | 0 | 0 | 3.9913 | 1.9957 | 1.9957 | 0 | 0 | 0 | 3.9913 | 0.24058 | 0.22548 | 0 | 0 | 0 | 0.46605 | 0.046843 | 0.044197 | 0 | 0 | 0 | 0.09104 | 2.2831 | 2.2653 | 0 | 0 | 0 | 4.5484 | 0% | 100% | 0% | 0% | 0% | 0 | 3.9913 | 0 | 0 | 0 | 3.9913 | 0 | 3.9913 | 0 | 0 | 0 | 3.9913 | 0 | 0.46605 | 0 | 0 | 0 | 0.46605 | 0 | 0.09104 | 0 | 0 | 0 | 0.09104 | 0 | 4.5484 | 0 | 0 | 0 | 4.5484 | FALSE | 0% | 0% | 0% | 0% | 0% | 0% | FALSE | 0% | 0% | 0% | 0% | 0% | TRUE | 0% | 0% | 0% | 100% | 0% | 0% | 0% | 0% | N/A | N/A
| 295 | Fire Systems Renewals | TRUE | Labour | Business IT | 100% | Replacement Expenditure | Digital Infrastructure | Repex | N/A | N/A | DI - Network Buildings & Security | DI - Safe and Reliable Network | N/A | No | 0% | Safety security & reliability | Business IT (2018 onwards) | 2.425% | TRUE | FY22 | 2 | 131 | 1 | 1 | 6 | 1 | FALSE | FALSE | TRUE | 0.052898 | 0.052898 | 0 | 0 | 0 | 0.1058 | 0.051261 | 0.051931 | 0 | 0 | 0 | 0.10319 | 0.0061796 | 0.0058674 | 0 | 0 | 0 | 0.012047 | 0.0012032 | 0.0011501 | 0 | 0 | 0 | 0.0023533 | 0.058644 | 0.058949 | 0 | 0 | 0 | 0.11759 | 0% | 100% | 0% | 0% | 0% | 0 | 0.1058 | 0 | 0 | 0 | 0.1058 | 0 | 0.10319 | 0 | 0 | 0 | 0.10319 | 0 | 0.012047 | 0 | 0 | 0 | 0.012047 | 0 | 0.0023533 | 0 | 0 | 0 | 0.0023533 | 0 | 0.11759 | 0 | 0 | 0 | 0.11759 | FALSE | 0% | 0% | 0% | 0% | 0% | 0% | FALSE | 0% | 0% | 0% | 0% | 0% | TRUE | 0% | 0% | 0% | 100% | 0% | 0% | 0% | 0% | N/A | N/A
| 296 | Fire Systems Renewals | TRUE | Non-Labour | Business IT | 100% | Replacement Expenditure | Digital Infrastructure | Repex | N/A | N/A | DI - Network Buildings & Security | DI - Safe and Reliable Network | N/A | No | 0% | Safety security & reliability | Business IT (2018 onwards) | 97.58% | TRUE | FY22 | 2 | 131 | 2 | 2 | 6 | 2 | FALSE | FALSE | TRUE | 2.1287 | 2.1287 | 0 | 0 | 0 | 4.2574 | 2.1287 | 2.1287 | 0 | 0 | 0 | 4.2574 | 0.25662 | 0.24051 | 0 | 0 | 0 | 0.49713 | 0.049967 | 0.047144 | 0 | 0 | 0 | 0.097111 | 2.4353 | 2.4164 | 0 | 0 | 0 | 4.8517 | 0% | 100% | 0% | 0% | 0% | 0 | 4.2574 | 0 | 0 | 0 | 4.2574 | 0 | 4.2574 | 0 | 0 | 0 | 4.2574 | 0 | 0.49713 | 0 | 0 | 0 | 0.49713 | 0 | 0.097111 | 0 | 0 | 0 | 0.097111 | 0 | 4.8517 | 0 | 0 | 0 | 4.8517 | FALSE | 0% | 0% | 0% | 0% | 0% | 0% | FALSE | 0% | 0% | 0% | 0% | 0% | TRUE | 0% | 0% | 0% | 100% | 0% | 0% | 0% | 0% | N/A | N/A
| 297 | Fire Systems (Mechanical) Renewal | FALSE | Labour | Business IT | 100% | Replacement Expenditure | Digital Infrastructure | Repex | N/A | N/A | DI - Network Buildings & Security | DI - Safe and Reliable Network | N/A | No | 0% | Safety security & reliability | Business IT (2018 onwards) | 0% | TRUE | FY22 | 2 | 132 | 1 | 1 | 6 | 1 | FALSE | FALSE | TRUE | 0 | 0 | 0 | 0 | 0 | 0 | 0 | 0 | 0 | 0 | 0 | 0 | 0 | 0 | 0 | 0 | 0 | 0 | 0 | 0 | 0 | 0 | 0 | 0 | 0 | 0 | 0 | 0 | 0 | 0 | 0% | 0% | 0% | 0% | 0% | 0 | 0 | 0 | 0 | 0 | 0 | 0 | 0 | 0 | 0 | 0 | 0 | 0 | 0 | 0 | 0 | 0 | 0 | 0 | 0 | 0 | 0 | 0 | 0 | 0 | 0 | 0 | 0 | 0 | 0 | FALSE | 0% | 0% | 0% | 0% | 0% | 0% | FALSE | 0% | 0% | 0% | 0% | 0% | TRUE | 0% | 0% | 0% | 100% | 0% | 0% | 0% | 0% | N/A | N/A
| 298 | Fire Systems (Mechanical) Renewal | FALSE | Non-Labour | Business IT | 100% | Replacement Expenditure | Digital Infrastructure | Repex | N/A | N/A | DI - Network Buildings & Security | DI - Safe and Reliable Network | N/A | No | 0% | Safety security & reliability | Business IT (2018 onwards) | 100% | TRUE | FY22 | 2 | 132 | 2 | 2 | 6 | 2 | FALSE | FALSE | TRUE | 0 | 0 | 0 | 0 | 0 | 0 | 0 | 0 | 0 | 0 | 0 | 0 | 0 | 0 | 0 | 0 | 0 | 0 | 0 | 0 | 0 | 0 | 0 | 0 | 0 | 0 | 0 | 0 | 0 | 0 | 0% | 0% | 0% | 0% | 0% | 0 | 0 | 0 | 0 | 0 | 0 | 0 | 0 | 0 | 0 | 0 | 0 | 0 | 0 | 0 | 0 | 0 | 0 | 0 | 0 | 0 | 0 | 0 | 0 | 0 | 0 | 0 | 0 | 0 | 0 | FALSE | 0% | 0% | 0% | 0% | 0% | 0% | FALSE | 0% | 0% | 0% | 0% | 0% | TRUE | 0% | 0% | 0% | 100% | 0% | 0% | 0% | 0% | N/A | N/A
| 299 | SCADA Duplicate Comms | FALSE | Labour | Secondary Systems | 100% | Replacement Expenditure | Digital Infrastructure | Repex | N/A | N/A | DI - Control systems | DI - Safe and Reliable Network | N/A | No | 0% | Safety security & reliability | Secondary Systems (2018-23) | 0% | TRUE | FY22 | 2 | 133 | 1 | 1 | 4 | 1 | FALSE | FALSE | TRUE | 0 | 0 | 0 | 0 | 0 | 0 | 0 | 0 | 0 | 0 | 0 | 0 | 0 | 0 | 0 | 0 | 0 | 0 | 0 | 0 | 0 | 0 | 0 | 0 | 0 | 0 | 0 | 0 | 0 | 0 | 0% | 0% | 0% | 0% | 0% | 0 | 0 | 0 | 0 | 0 | 0 | 0 | 0 | 0 | 0 | 0 | 0 | 0 | 0 | 0 | 0 | 0 | 0 | 0 | 0 | 0 | 0 | 0 | 0 | 0 | 0 | 0 | 0 | 0 | 0 | FALSE | 0% | 0% | 0% | 0% | 0% | 0% | FALSE | 0% | 0% | 0% | 0% | 0% | TRUE | 0% | 100% | 0% | 0% | 0% | 0% | 0% | 0% | N/A | N/A
| 300 | SCADA Duplicate Comms | FALSE | Non-Labour | Secondary Systems | 100% | Replacement Expenditure | Digital Infrastructure | Repex | N/A | N/A | DI - Control systems | DI - Safe and Reliable Network | N/A | No | 0% | Safety security & reliability | Secondary Systems (2018-23) | 100% | TRUE | FY22 | 2 | 133 | 2 | 2 | 4 | 2 | FALSE | FALSE | TRUE | 0 | 0 | 0 | 0 | 0 | 0 | 0 | 0 | 0 | 0 | 0 | 0 | 0 | 0 | 0 | 0 | 0 | 0 | 0 | 0 | 0 | 0 | 0 | 0 | 0 | 0 | 0 | 0 | 0 | 0 | 0% | 0% | 0% | 0% | 0% | 0 | 0 | 0 | 0 | 0 | 0 | 0 | 0 | 0 | 0 | 0 | 0 | 0 | 0 | 0 | 0 | 0 | 0 | 0 | 0 | 0 | 0 | 0 | 0 | 0 | 0 | 0 | 0 | 0 | 0 | FALSE | 0% | 0% | 0% | 0% | 0% | 0% | FALSE | 0% | 0% | 0% | 0% | 0% | TRUE | 0% | 100% | 0% | 0% | 0% | 0% | 0% | 0% | N/A | N/A
| 301 | AMC Enhancements | FALSE | Labour | Business IT | 100% | Replacement Expenditure | Digital Infrastructure | Repex | N/A | N/A | DI - SCADA | DI - Safe and Reliable Network | N/A | No | 0% | Safety security & reliability | Business IT (2018 onwards) | 0% | TRUE | FY22 | 2 | 134 | 1 | 1 | 6 | 1 | FALSE | FALSE | TRUE | 0 | 0 | 0 | 0 | 0 | 0 | 0 | 0 | 0 | 0 | 0 | 0 | 0 | 0 | 0 | 0 | 0 | 0 | 0 | 0 | 0 | 0 | 0 | 0 | 0 | 0 | 0 | 0 | 0 | 0 | 0% | 0% | 0% | 0% | 0% | 0 | 0 | 0 | 0 | 0 | 0 | 0 | 0 | 0 | 0 | 0 | 0 | 0 | 0 | 0 | 0 | 0 | 0 | 0 | 0 | 0 | 0 | 0 | 0 | 0 | 0 | 0 | 0 | 0 | 0 | FALSE | 0% | 0% | 0% | 0% | 0% | 0% | FALSE | 0% | 0% | 0% | 0% | 0% | TRUE | 0% | 0% | 0% | 100% | 0% | 0% | 0% | 0% | N/A | N/A
| 302 | AMC Enhancements | FALSE | Non-Labour | Business IT | 100% | Replacement Expenditure | Digital Infrastructure | Repex | N/A | N/A | DI - SCADA | DI - Safe and Reliable Network | N/A | No | 0% | Safety security & reliability | Business IT (2018 onwards) | 100% | TRUE | FY22 | 2 | 134 | 2 | 2 | 6 | 2 | FALSE | FALSE | TRUE | 0 | 0 | 0 | 0 | 0 | 0 | 0 | 0 | 0 | 0 | 0 | 0 | 0 | 0 | 0 | 0 | 0 | 0 | 0 | 0 | 0 | 0 | 0 | 0 | 0 | 0 | 0 | 0 | 0 | 0 | 0% | 0% | 0% | 0% | 0% | 0 | 0 | 0 | 0 | 0 | 0 | 0 | 0 | 0 | 0 | 0 | 0 | 0 | 0 | 0 | 0 | 0 | 0 | 0 | 0 | 0 | 0 | 0 | 0 | 0 | 0 | 0 | 0 | 0 | 0 | FALSE | 0% | 0% | 0% | 0% | 0% | 0% | FALSE | 0% | 0% | 0% | 0% | 0% | TRUE | 0% | 0% | 0% | 100% | 0% | 0% | 0% | 0% | N/A | N/A
| 303 | SCADA Hardware Renewal | FALSE | Labour | Secondary Systems | 100% | Replacement Expenditure | Digital Infrastructure | Repex | N/A | N/A | DI - SCADA | DI - Safe and Reliable Network | N/A | No | 0% | Safety security & reliability | Secondary Systems (2018-23) | 0% | TRUE | FY22 | 2 | 135 | 1 | 1 | 4 | 1 | FALSE | FALSE | TRUE | 0 | 0 | 0 | 0 | 0 | 0 | 0 | 0 | 0 | 0 | 0 | 0 | 0 | 0 | 0 | 0 | 0 | 0 | 0 | 0 | 0 | 0 | 0 | 0 | 0 | 0 | 0 | 0 | 0 | 0 | 0% | 0% | 0% | 0% | 0% | 0 | 0 | 0 | 0 | 0 | 0 | 0 | 0 | 0 | 0 | 0 | 0 | 0 | 0 | 0 | 0 | 0 | 0 | 0 | 0 | 0 | 0 | 0 | 0 | 0 | 0 | 0 | 0 | 0 | 0 | FALSE | 0% | 0% | 0% | 0% | 0% | 0% | FALSE | 0% | 0% | 0% | 0% | 0% | TRUE | 0% | 100% | 0% | 0% | 0% | 0% | 0% | 0% | N/A | N/A
| 304 | SCADA Hardware Renewal | FALSE | Non-Labour | Secondary Systems | 100% | Replacement Expenditure | Digital Infrastructure | Repex | N/A | N/A | DI - SCADA | DI - Safe and Reliable Network | N/A | No | 0% | Safety security & reliability | Secondary Systems (2018-23) | 100% | TRUE | FY22 | 2 | 135 | 2 | 2 | 4 | 2 | FALSE | FALSE | TRUE | 0 | 0 | 0 | 0 | 0 | 0 | 0 | 0 | 0 | 0 | 0 | 0 | 0 | 0 | 0 | 0 | 0 | 0 | 0 | 0 | 0 | 0 | 0 | 0 | 0 | 0 | 0 | 0 | 0 | 0 | 0% | 0% | 0% | 0% | 0% | 0 | 0 | 0 | 0 | 0 | 0 | 0 | 0 | 0 | 0 | 0 | 0 | 0 | 0 | 0 | 0 | 0 | 0 | 0 | 0 | 0 | 0 | 0 | 0 | 0 | 0 | 0 | 0 | 0 | 0 | FALSE | 0% | 0% | 0% | 0% | 0% | 0% | FALSE | 0% | 0% | 0% | 0% | 0% | TRUE | 0% | 100% | 0% | 0% | 0% | 0% | 0% | 0% | N/A | N/A
| 305 | FY24-28 SSZ Core Refresh | FALSE | Labour | Communications (short life) | 100% | Replacement Expenditure | Digital Infrastructure | Repex | N/A | N/A | DI - Communications systems | DI - Cyber/physical security | N/A | No | 0% | Safety security & reliability | Communications (short life) (2018 onwards) | 0% | TRUE | FY22 | 2 | 136 | 1 | 1 | 5 | 1 | FALSE | FALSE | TRUE | 0 | 0 | 0 | 0 | 0 | 0 | 0 | 0 | 0 | 0 | 0 | 0 | 0 | 0 | 0 | 0 | 0 | 0 | 0 | 0 | 0 | 0 | 0 | 0 | 0 | 0 | 0 | 0 | 0 | 0 | 0% | 0% | 0% | 0% | 0% | 0 | 0 | 0 | 0 | 0 | 0 | 0 | 0 | 0 | 0 | 0 | 0 | 0 | 0 | 0 | 0 | 0 | 0 | 0 | 0 | 0 | 0 | 0 | 0 | 0 | 0 | 0 | 0 | 0 | 0 | FALSE | 0% | 0% | 0% | 0% | 0% | 0% | FALSE | 0% | 0% | 0% | 0% | 0% | TRUE | 0% | 0% | 0% | 0% | 100% | 0% | 0% | 0% | N/A | N/A
| 306 | FY24-28 SSZ Core Refresh | FALSE | Non-Labour | Communications (short life) | 100% | Replacement Expenditure | Digital Infrastructure | Repex | N/A | N/A | DI - Communications systems | DI - Cyber/physical security | N/A | No | 0% | Safety security & reliability | Communications (short life) (2018 onwards) | 100% | TRUE | FY22 | 2 | 136 | 2 | 2 | 5 | 2 | FALSE | FALSE | TRUE | 0 | 0 | 0 | 0 | 0 | 0 | 0 | 0 | 0 | 0 | 0 | 0 | 0 | 0 | 0 | 0 | 0 | 0 | 0 | 0 | 0 | 0 | 0 | 0 | 0 | 0 | 0 | 0 | 0 | 0 | 0% | 0% | 0% | 0% | 0% | 0 | 0 | 0 | 0 | 0 | 0 | 0 | 0 | 0 | 0 | 0 | 0 | 0 | 0 | 0 | 0 | 0 | 0 | 0 | 0 | 0 | 0 | 0 | 0 | 0 | 0 | 0 | 0 | 0 | 0 | FALSE | 0% | 0% | 0% | 0% | 0% | 0% | FALSE | 0% | 0% | 0% | 0% | 0% | TRUE | 0% | 0% | 0% | 0% | 100% | 0% | 0% | 0% | N/A | N/A
| 307 | FY24-28 Critical Infrastructure Uplift OT Environment | TRUE | Labour | Communications (short life) | 100% | Replacement Expenditure | Digital Infrastructure | Repex | N/A | N/A | DI - SCADA | DI - Cyber/physical security | N/A | No | 0% | Safety security & reliability | Communications (short life) (2018 onwards) | 12.98% | TRUE | FY22 | 2 | 137 | 1 | 1 | 5 | 1 | FALSE | FALSE | TRUE | 0.089405 | 0.32923 | 0.10353 | 0 | 0 | 0.52217 | 0.086639 | 0.32322 | 0.10282 | 0 | 0 | 0.51268 | 0.010444 | 0.036519 | 0.014262 | 0 | 0 | 0.061225 | 0.0020337 | 0.0071583 | 0.0027345 | 0 | 0 | 0.011926 | 0.099117 | 0.3669 | 0.11981 | 0 | 0 | 0.58583 | 0% | 0% | 100% | 0% | 0% | 0 | 0 | 0.52217 | 0 | 0 | 0.52217 | 0 | 0 | 0.51268 | 0 | 0 | 0.51268 | 0 | 0 | 0.061225 | 0 | 0 | 0.061225 | 0 | 0 | 0.011926 | 0 | 0 | 0.011926 | 0 | 0 | 0.58583 | 0 | 0 | 0.58583 | FALSE | 0% | 0% | 0% | 0% | 0% | 0% | FALSE | 0% | 0% | 0% | 0% | 0% | TRUE | 0% | 0% | 0% | 0% | 100% | 0% | 0% | 0% | N/A | N/A
| 308 | FY24-28 Critical Infrastructure Uplift OT Environment | TRUE | Non-Labour | Communications (short life) | 100% | Replacement Expenditure | Digital Infrastructure | Repex | N/A | N/A | DI - SCADA | DI - Cyber/physical security | N/A | No | 0% | Safety security & reliability | Communications (short life) (2018 onwards) | 87.02% | TRUE | FY22 | 2 | 137 | 2 | 2 | 5 | 2 | FALSE | FALSE | TRUE | 0.59953 | 2.2078 | 0.69428 | 0 | 0 | 3.5016 | 0.59953 | 2.2078 | 0.69428 | 0 | 0 | 3.5016 | 0.072274 | 0.24944 | 0.096306 | 0 | 0 | 0.41802 | 0.014073 | 0.048895 | 0.018465 | 0 | 0 | 0.081432 | 0.68588 | 2.5061 | 0.80905 | 0 | 0 | 4.001 | 0% | 0% | 100% | 0% | 0% | 0 | 0 | 3.5016 | 0 | 0 | 3.5016 | 0 | 0 | 3.5016 | 0 | 0 | 3.5016 | 0 | 0 | 0.41802 | 0 | 0 | 0.41802 | 0 | 0 | 0.081432 | 0 | 0 | 0.081432 | 0 | 0 | 4.001 | 0 | 0 | 4.001 | FALSE | 0% | 0% | 0% | 0% | 0% | 0% | FALSE | 0% | 0% | 0% | 0% | 0% | TRUE | 0% | 0% | 0% | 0% | 100% | 0% | 0% | 0% | N/A | N/A
| 309 | Lismore 415V AC DIst. Replacement | FALSE | Labour | Business IT | 100% | Replacement Expenditure | Digital Infrastructure | Repex | N/A | N/A | DI - AC/DC & Auxiliary systems | DI - Safe and Reliable Network | N/A | Yes | 0% | Safety security & reliability | Business IT (2018 onwards) | 0% | TRUE | FY22 | 2 | 138 | 1 | 1 | 6 | 1 | FALSE | FALSE | TRUE | 0 | 0 | 0 | 0 | 0 | 0 | 0 | 0 | 0 | 0 | 0 | 0 | 0 | 0 | 0 | 0 | 0 | 0 | 0 | 0 | 0 | 0 | 0 | 0 | 0 | 0 | 0 | 0 | 0 | 0 | 0% | 0% | 0% | 0% | 0% | 0 | 0 | 0 | 0 | 0 | 0 | 0 | 0 | 0 | 0 | 0 | 0 | 0 | 0 | 0 | 0 | 0 | 0 | 0 | 0 | 0 | 0 | 0 | 0 | 0 | 0 | 0 | 0 | 0 | 0 | FALSE | 0% | 0% | 0% | 0% | 0% | 0% | FALSE | 0% | 0% | 0% | 0% | 0% | TRUE | 0% | 0% | 0% | 0% | 0% | 0% | 100% | 0% | N/A | N/A
| 310 | Lismore 415V AC DIst. Replacement | FALSE | Non-Labour | Business IT | 100% | Replacement Expenditure | Digital Infrastructure | Repex | N/A | N/A | DI - AC/DC & Auxiliary systems | DI - Safe and Reliable Network | N/A | Yes | 0% | Safety security & reliability | Business IT (2018 onwards) | 100% | TRUE | FY22 | 2 | 138 | 2 | 2 | 6 | 2 | FALSE | FALSE | TRUE | 0 | 0 | 0 | 0 | 0 | 0 | 0 | 0 | 0 | 0 | 0 | 0 | 0 | 0 | 0 | 0 | 0 | 0 | 0 | 0 | 0 | 0 | 0 | 0 | 0 | 0 | 0 | 0 | 0 | 0 | 0% | 0% | 0% | 0% | 0% | 0 | 0 | 0 | 0 | 0 | 0 | 0 | 0 | 0 | 0 | 0 | 0 | 0 | 0 | 0 | 0 | 0 | 0 | 0 | 0 | 0 | 0 | 0 | 0 | 0 | 0 | 0 | 0 | 0 | 0 | FALSE | 0% | 0% | 0% | 0% | 0% | 0% | FALSE | 0% | 0% | 0% | 0% | 0% | TRUE | 0% | 0% | 0% | 0% | 0% | 0% | 100% | 0% | N/A | N/A
| 311 | BKH SVC Server Upgrade | TRUE | Labour | Secondary Systems | 100% | Replacement Expenditure | Digital Infrastructure | Repex | N/A | N/A | DI - Control systems | DI - Safe and Reliable Network | N/A | No | 0% | Safety security & reliability | Secondary Systems (2018-23) | 13.53% | TRUE | FY22 | 2 | 139 | 1 | 1 | 4 | 1 | FALSE | FALSE | TRUE | 0.063372 | 0.063372 | 0 | 0 | 0 | 0.12674 | 0.061412 | 0.062215 | 0 | 0 | 0 | 0.12363 | 0.0074033 | 0.0070292 | 0 | 0 | 0 | 0.014433 | 0.0014415 | 0.0013778 | 0 | 0 | 0 | 0.0028193 | 0.070257 | 0.070622 | 0 | 0 | 0 | 0.14088 | 0% | 100% | 0% | 0% | 0% | 0 | 0.12674 | 0 | 0 | 0 | 0.12674 | 0 | 0.12363 | 0 | 0 | 0 | 0.12363 | 0 | 0.014433 | 0 | 0 | 0 | 0.014433 | 0 | 0.0028193 | 0 | 0 | 0 | 0.0028193 | 0 | 0.14088 | 0 | 0 | 0 | 0.14088 | FALSE | 0% | 0% | 0% | 0% | 0% | 0% | FALSE | 0% | 0% | 0% | 0% | 0% | TRUE | 0% | 100% | 0% | 0% | 0% | 0% | 0% | 0% | N/A | N/A
| 312 | BKH SVC Server Upgrade | TRUE | Non-Labour | Secondary Systems | 100% | Replacement Expenditure | Digital Infrastructure | Repex | N/A | N/A | DI - Control systems | DI - Safe and Reliable Network | N/A | No | 0% | Safety security & reliability | Secondary Systems (2018-23) | 86.47% | TRUE | FY22 | 2 | 139 | 2 | 2 | 4 | 2 | FALSE | FALSE | TRUE | 0.40506 | 0.40506 | 0 | 0 | 0 | 0.81013 | 0.40506 | 0.40506 | 0 | 0 | 0 | 0.81013 | 0.048831 | 0.045765 | 0 | 0 | 0 | 0.094596 | 0.0095079 | 0.0089708 | 0 | 0 | 0 | 0.018479 | 0.4634 | 0.4598 | 0 | 0 | 0 | 0.9232 | 0% | 100% | 0% | 0% | 0% | 0 | 0.81013 | 0 | 0 | 0 | 0.81013 | 0 | 0.81013 | 0 | 0 | 0 | 0.81013 | 0 | 0.094596 | 0 | 0 | 0 | 0.094596 | 0 | 0.018479 | 0 | 0 | 0 | 0.018479 | 0 | 0.9232 | 0 | 0 | 0 | 0.9232 | FALSE | 0% | 0% | 0% | 0% | 0% | 0% | FALSE | 0% | 0% | 0% | 0% | 0% | TRUE | 0% | 100% | 0% | 0% | 0% | 0% | 0% | 0% | N/A | N/A
| 313 | Cable 41 (26F) Bridge Works | FALSE | Labour | Underground Cables | 100% | Replacement Expenditure | Transmission Lines | Repex | N/A | N/A | TL - Underground cables | TL - Safe and Reliable Network | N/A | Yes | 0% | Safety security & reliability | Underground Cables (2018 onwards) | 0% | TRUE | FY22 | 2 | 140 | 1 | 1 | 2 | 1 | FALSE | FALSE | TRUE | 0 | 0 | 0 | 0 | 0 | 0 | 0 | 0 | 0 | 0 | 0 | 0 | 0 | 0 | 0 | 0 | 0 | 0 | 0 | 0 | 0 | 0 | 0 | 0 | 0 | 0 | 0 | 0 | 0 | 0 | 0% | 0% | 0% | 0% | 0% | 0 | 0 | 0 | 0 | 0 | 0 | 0 | 0 | 0 | 0 | 0 | 0 | 0 | 0 | 0 | 0 | 0 | 0 | 0 | 0 | 0 | 0 | 0 | 0 | 0 | 0 | 0 | 0 | 0 | 0 | TRUE | 0% | 0% | 0% | 0% | 100% | 0% | FALSE | 0% | 0% | 0% | 0% | 0% | FALSE | 0% | 0% | 0% | 0% | 0% | 0% | 0% | 0% | N/A | N/A
| 314 | Cable 41 (26F) Bridge Works | FALSE | Non-Labour | Underground Cables | 100% | Replacement Expenditure | Transmission Lines | Repex | N/A | N/A | TL - Underground cables | TL - Safe and Reliable Network | N/A | Yes | 0% | Safety security & reliability | Underground Cables (2018 onwards) | 100% | TRUE | FY22 | 2 | 140 | 2 | 2 | 2 | 2 | FALSE | FALSE | TRUE | 0 | 0 | 0 | 0 | 0 | 0 | 0 | 0 | 0 | 0 | 0 | 0 | 0 | 0 | 0 | 0 | 0 | 0 | 0 | 0 | 0 | 0 | 0 | 0 | 0 | 0 | 0 | 0 | 0 | 0 | 0% | 0% | 0% | 0% | 0% | 0 | 0 | 0 | 0 | 0 | 0 | 0 | 0 | 0 | 0 | 0 | 0 | 0 | 0 | 0 | 0 | 0 | 0 | 0 | 0 | 0 | 0 | 0 | 0 | 0 | 0 | 0 | 0 | 0 | 0 | TRUE | 0% | 0% | 0% | 0% | 100% | 0% | FALSE | 0% | 0% | 0% | 0% | 0% | FALSE | 0% | 0% | 0% | 0% | 0% | 0% | 0% | 0% | N/A | N/A
| 315 | Line 23 - Vales Point Munmorah Refurb | TRUE | Labour | Transmission Lines | 100% | Replacement Expenditure | Transmission Lines | Repex | N/A | N/A | TL - Transmission towers | TL - Safe and Reliable Network | N/A | Yes | 0% | Safety security & reliability | Transmission Lines (2018 onwards) | 10.34% | TRUE | FY22 | 2 | 141 | 1 | 1 | 1 | 1 | FALSE | FALSE | TRUE | 1.2068 | 0.063519 | 0 | 0 | 0 | 1.2703 | 1.1694 | 0.062358 | 0 | 0 | 0 | 1.2318 | 0.14098 | 0.0070454 | 0 | 0 | 0 | 0.14802 | 0.02745 | 0.001381 | 0 | 0 | 0 | 0.028831 | 1.3379 | 0.070785 | 0 | 0 | 0 | 1.4086 | 0% | 100% | 0% | 0% | 0% | 0 | 1.2703 | 0 | 0 | 0 | 1.2703 | 0 | 1.2318 | 0 | 0 | 0 | 1.2318 | 0 | 0.14802 | 0 | 0 | 0 | 0.14802 | 0 | 0.028831 | 0 | 0 | 0 | 0.028831 | 0 | 1.4086 | 0 | 0 | 0 | 1.4086 | TRUE | 0% | 71.96% | 8.216% | 19.82% | 0% | 0% | FALSE | 0% | 0% | 0% | 0% | 0% | FALSE | 0% | 0% | 0% | 0% | 0% | 0% | 0% | 0% | N/A | N/A
| 316 | Line 23 - Vales Point Munmorah Refurb | TRUE | Non-Labour | Transmission Lines | 100% | Replacement Expenditure | Transmission Lines | Repex | N/A | N/A | TL - Transmission towers | TL - Safe and Reliable Network | N/A | Yes | 0% | Safety security & reliability | Transmission Lines (2018 onwards) | 89.66% | TRUE | FY22 | 2 | 141 | 2 | 2 | 1 | 2 | FALSE | FALSE | TRUE | 10.4647 | 0.55082 | 0 | 0 | 0 | 11.0155 | 10.4647 | 0.55082 | 0 | 0 | 0 | 11.0155 | 1.2615 | 0.062233 | 0 | 0 | 0 | 1.3238 | 0.24563 | 0.012199 | 0 | 0 | 0 | 0.25783 | 11.9719 | 0.62525 | 0 | 0 | 0 | 12.5971 | 0% | 100% | 0% | 0% | 0% | 0 | 11.0155 | 0 | 0 | 0 | 11.0155 | 0 | 11.0155 | 0 | 0 | 0 | 11.0155 | 0 | 1.3238 | 0 | 0 | 0 | 1.3238 | 0 | 0.25783 | 0 | 0 | 0 | 0.25783 | 0 | 12.5971 | 0 | 0 | 0 | 12.5971 | TRUE | 0% | 71.96% | 8.216% | 19.82% | 0% | 0% | FALSE | 0% | 0% | 0% | 0% | 0% | FALSE | 0% | 0% | 0% | 0% | 0% | 0% | 0% | 0% | N/A | N/A
| 317 | Line 992 Refurbishment | TRUE | Labour | Transmission Lines | 100% | Replacement Expenditure | Transmission Lines | Repex | N/A | N/A | TL - Transmission poles | TL - Safe and Reliable Network | N/A | No | 0% | Safety security & reliability | Transmission Lines (2018 onwards) | 13.46% | TRUE | FY22 | 2 | 142 | 1 | 1 | 1 | 1 | FALSE | FALSE | TRUE | 0 | 0.019149 | 0.84214 | 0 | 0 | 0.86129 | 0 | 0.0188 | 0.8363 | 0 | 0 | 0.8551 | 0 | 0.002124 | 0.11601 | 0 | 0 | 0.11813 | 0 | 0.00041635 | 0.022242 | 0 | 0 | 0.022659 | 0 | 0.02134 | 0.97455 | 0 | 0 | 0.99589 | 0% | 0% | 100% | 0% | 0% | 0 | 0 | 0.86129 | 0 | 0 | 0.86129 | 0 | 0 | 0.8551 | 0 | 0 | 0.8551 | 0 | 0 | 0.11813 | 0 | 0 | 0.11813 | 0 | 0 | 0.022659 | 0 | 0 | 0.022659 | 0 | 0 | 0.99589 | 0 | 0 | 0.99589 | TRUE | 96.04% | 0% | 0.8577% | 3.1% | 0% | 0% | FALSE | 0% | 0% | 0% | 0% | 0% | FALSE | 0% | 0% | 0% | 0% | 0% | 0% | 0% | 0% | N/A | N/A
| 318 | Line 992 Refurbishment | TRUE | Non-Labour | Transmission Lines | 100% | Replacement Expenditure | Transmission Lines | Repex | N/A | N/A | TL - Transmission poles | TL - Safe and Reliable Network | N/A | No | 0% | Safety security & reliability | Transmission Lines (2018 onwards) | 86.54% | TRUE | FY22 | 2 | 142 | 2 | 2 | 1 | 2 | FALSE | FALSE | TRUE | 0 | 0.12313 | 5.4151 | 0 | 0 | 5.5382 | 0 | 0.12313 | 5.4151 | 0 | 0 | 5.5382 | 0 | 0.013912 | 0.75114 | 0 | 0 | 0.76505 | 0 | 0.002727 | 0.14402 | 0 | 0 | 0.14675 | 0 | 0.13977 | 6.3102 | 0 | 0 | 6.45 | 0% | 0% | 100% | 0% | 0% | 0 | 0 | 5.5382 | 0 | 0 | 5.5382 | 0 | 0 | 5.5382 | 0 | 0 | 5.5382 | 0 | 0 | 0.76505 | 0 | 0 | 0.76505 | 0 | 0 | 0.14675 | 0 | 0 | 0.14675 | 0 | 0 | 6.45 | 0 | 0 | 6.45 | TRUE | 96.04% | 0% | 0.8577% | 3.1% | 0% | 0% | FALSE | 0% | 0% | 0% | 0% | 0% | FALSE | 0% | 0% | 0% | 0% | 0% | 0% | 0% | 0% | N/A | N/A
| 319 | Misc Plant Tools and Test Equip | TRUE | Labour | Substations | 100% | Replacement Expenditure | Substation | Repex | N/A | N/A | Substations - Site Establishment and supporting assets | Substations - Safe and Reliable Network | N/A | No | 0% | Safety security & reliability | Substations (2018 onwards) | 0% | TRUE | FY22 | 2 | 143 | 1 | 1 | 3 | 1 | FALSE | FALSE | TRUE | 0 | 0 | 0 | 0 | 0 | 0 | 0 | 0 | 0 | 0 | 0 | 0 | 0 | 0 | 0 | 0 | 0 | 0 | 0 | 0 | 0 | 0 | 0 | 0 | 0 | 0 | 0 | 0 | 0 | 0 | 20% | 20% | 20% | 20% | 20% | 0 | 0 | 0 | 0 | 0 | 0 | 0 | 0 | 0 | 0 | 0 | 0 | 0 | 0 | 0 | 0 | 0 | 0 | 0 | 0 | 0 | 0 | 0 | 0 | 0 | 0 | 0 | 0 | 0 | 0 | FALSE | 0% | 0% | 0% | 0% | 0% | 0% | TRUE | 100% | 0% | 0% | 0% | 0% | FALSE | 0% | 0% | 0% | 0% | 0% | 0% | 0% | 0% | N/A | N/A
| 320 | Misc Plant Tools and Test Equip | TRUE | Non-Labour | Substations | 100% | Replacement Expenditure | Substation | Repex | N/A | N/A | Substations - Site Establishment and supporting assets | Substations - Safe and Reliable Network | N/A | No | 0% | Safety security & reliability | Substations (2018 onwards) | 100% | TRUE | FY22 | 2 | 143 | 2 | 2 | 3 | 2 | FALSE | FALSE | TRUE | 5.9233 | 2.4154 | 2.2772 | 1.2925 | 1.2801 | 13.1884 | 5.9233 | 2.4154 | 2.2772 | 1.2925 | 1.2801 | 13.1884 | 0.71406 | 0.27289 | 0.31588 | 0.18177 | 0.15942 | 1.644 | 0.13904 | 0.053492 | 0.060565 | 0.034613 | 0.030878 | 0.31858 | 6.7764 | 2.7417 | 2.6537 | 1.5088 | 1.4704 | 15.1511 | 20% | 20% | 20% | 20% | 20% | 2.6377 | 2.6377 | 2.6377 | 2.6377 | 2.6377 | 13.1884 | 2.6377 | 2.6377 | 2.6377 | 2.6377 | 2.6377 | 13.1884 | 0.32881 | 0.32881 | 0.32881 | 0.32881 | 0.32881 | 1.644 | 0.063717 | 0.063717 | 0.063717 | 0.063717 | 0.063717 | 0.31858 | 3.0302 | 3.0302 | 3.0302 | 3.0302 | 3.0302 | 15.1511 | FALSE | 0% | 0% | 0% | 0% | 0% | 0% | TRUE | 100% | 0% | 0% | 0% | 0% | FALSE | 0% | 0% | 0% | 0% | 0% | 0% | 0% | 0% | N/A | N/A
| 321 | Increase capacity for generation in the Molong to Parkes area | TRUE | Labour | Transmission Lines | 100% | Augmentation Expenditure | Augmentations | Augex | Economic Benefits | N/A | N/A | N/A | N/A | No | 0% | Energy transition | Transmission Lines (2018 onwards) | 14.48% | TRUE | FY22 | 2 | 144 | 1 | 1 | 1 | 1 | FALSE | FALSE | TRUE | 0.37615 | 0.66089 | 0 | 0 | 0 | 1.037 | 0.36451 | 0.64882 | 0 | 0 | 0 | 1.0133 | 0.043943 | 0.073305 | 0 | 0 | 0 | 0.11725 | 0.0085561 | 0.014369 | 0 | 0 | 0 | 0.022925 | 0.41701 | 0.73649 | 0 | 0 | 0 | 1.1535 | 0% | 100% | 0% | 0% | 0% | 0 | 1.037 | 0 | 0 | 0 | 1.037 | 0 | 1.0133 | 0 | 0 | 0 | 1.0133 | 0 | 0.11725 | 0 | 0 | 0 | 0.11725 | 0 | 0.022925 | 0 | 0 | 0 | 0.022925 | 0 | 1.1535 | 0 | 0 | 0 | 1.1535 | TRUE | 0% | 0% | 0% | 0% | 0% | 0% | FALSE | 0% | 0% | 0% | 0% | 0% | FALSE | 0% | 0% | 0% | 0% | 0% | 0% | 0% | 0% | 1.0133 | 29
| 322 | Increase capacity for generation in the Molong to Parkes area | TRUE | Non-Labour | Transmission Lines | 100% | Augmentation Expenditure | Augmentations | Augex | Economic Benefits | N/A | N/A | N/A | N/A | No | 0% | Energy transition | Transmission Lines (2018 onwards) | 85.52% | TRUE | FY22 | 2 | 144 | 2 | 2 | 1 | 2 | FALSE | FALSE | TRUE | 2.2218 | 3.9036 | 0 | 0 | 0 | 6.1254 | 2.2218 | 3.9036 | 0 | 0 | 0 | 6.1254 | 0.26784 | 0.44104 | 0 | 0 | 0 | 0.70888 | 0.052151 | 0.086452 | 0 | 0 | 0 | 0.1386 | 2.5418 | 4.4311 | 0 | 0 | 0 | 6.9729 | 0% | 100% | 0% | 0% | 0% | 0 | 6.1254 | 0 | 0 | 0 | 6.1254 | 0 | 6.1254 | 0 | 0 | 0 | 6.1254 | 0 | 0.70888 | 0 | 0 | 0 | 0.70888 | 0 | 0.1386 | 0 | 0 | 0 | 0.1386 | 0 | 6.9729 | 0 | 0 | 0 | 6.9729 | TRUE | 0% | 0% | 0% | 0% | 0% | 0% | FALSE | 0% | 0% | 0% | 0% | 0% | FALSE | 0% | 0% | 0% | 0% | 0% | 0% | 0% | 0% | 6.1254 | 8
| 323 | Increase capacity for generation in Wagga North area | TRUE | Labour | Transmission Lines | 60% | Augmentation Expenditure | Augmentations | Augex | Economic Benefits | N/A | N/A | N/A | N/A | No | 0% | Energy transition | Transmission Lines (2018 onwards) | 13.96% | TRUE | FY22 | 2 | 145 | 1 | 1 | 1 | 1 | FALSE | FALSE | TRUE | 0.026609 | 0.93133 | 0 | 0 | 0 | 0.95794 | 0.025786 | 0.91432 | 0 | 0 | 0 | 0.94011 | 0.0031086 | 0.1033 | 0 | 0 | 0 | 0.10641 | 0.00060527 | 0.020249 | 0 | 0 | 0 | 0.020854 | 0.0295 | 1.0379 | 0 | 0 | 0 | 1.0674 | 0% | 100% | 0% | 0% | 0% | 0 | 0.95794 | 0 | 0 | 0 | 0.95794 | 0 | 0.94011 | 0 | 0 | 0 | 0.94011 | 0 | 0.10641 | 0 | 0 | 0 | 0.10641 | 0 | 0.020854 | 0 | 0 | 0 | 0.020854 | 0 | 1.0674 | 0 | 0 | 0 | 1.0674 | TRUE | 0% | 0% | 0% | 0% | 0% | 0% | FALSE | 0% | 0% | 0% | 0% | 0% | FALSE | 0% | 0% | 0% | 0% | 0% | 0% | 0% | 0% | 0.94011 | 30
| 324 | Increase capacity for generation in Wagga North area | TRUE | Labour | Substations | 15% | Augmentation Expenditure | Augmentations | Augex | Economic Benefits | N/A | N/A | N/A | N/A | No | 0% | Energy transition | Substations (2018 onwards) | 13.96% | TRUE | FY22 | 2 | 145 | 1 | 2 | 3 | 1 | FALSE | FALSE | TRUE | 0.0066524 | 0.23283 | 0 | 0 | 0 | 0.23948 | 0.0064466 | 0.22858 | 0 | 0 | 0 | 0.23503 | 0.00077714 | 0.025826 | 0 | 0 | 0 | 0.026603 | 0.00015132 | 0.0050623 | 0 | 0 | 0 | 0.0052136 | 0.007375 | 0.25947 | 0 | 0 | 0 | 0.26684 | 0% | 100% | 0% | 0% | 0% | 0 | 0.23948 | 0 | 0 | 0 | 0.23948 | 0 | 0.23503 | 0 | 0 | 0 | 0.23503 | 0 | 0.026603 | 0 | 0 | 0 | 0.026603 | 0 | 0.0052136 | 0 | 0 | 0 | 0.0052136 | 0 | 0.26684 | 0 | 0 | 0 | 0.26684 | FALSE | 0% | 0% | 0% | 0% | 0% | 0% | TRUE | 0% | 0% | 0% | 0% | 0% | FALSE | 0% | 0% | 0% | 0% | 0% | 0% | 0% | 0% | 0.23503 | 36
| 325 | Increase capacity for generation in Wagga North area | TRUE | Labour | Secondary Systems | 5% | Augmentation Expenditure | Augmentations | Augex | Economic Benefits | N/A | N/A | N/A | N/A | No | 0% | Energy transition | Secondary Systems (2018-23) | 13.96% | TRUE | FY22 | 2 | 145 | 1 | 3 | 4 | 1 | FALSE | FALSE | TRUE | 0.0022175 | 0.077611 | 0 | 0 | 0 | 0.079828 | 0.0021489 | 0.076193 | 0 | 0 | 0 | 0.078342 | 0.00025905 | 0.0086086 | 0 | 0 | 0 | 0.0088676 | 5.0439e-05 | 0.0016874 | 0 | 0 | 0 | 0.0017379 | 0.0024583 | 0.086489 | 0 | 0 | 0 | 0.088948 | 0% | 100% | 0% | 0% | 0% | 0 | 0.079828 | 0 | 0 | 0 | 0.079828 | 0 | 0.078342 | 0 | 0 | 0 | 0.078342 | 0 | 0.0088676 | 0 | 0 | 0 | 0.0088676 | 0 | 0.0017379 | 0 | 0 | 0 | 0.0017379 | 0 | 0.088948 | 0 | 0 | 0 | 0.088948 | FALSE | 0% | 0% | 0% | 0% | 0% | 0% | FALSE | 0% | 0% | 0% | 0% | 0% | TRUE | 0% | 0% | 0% | 0% | 0% | 0% | 0% | 0% | 0.078342 | 41
| 326 | Increase capacity for generation in Wagga North area | TRUE | Labour | Land and Easements | 20% | Augmentation Expenditure | Augmentations | Augex | Economic Benefits | N/A | N/A | N/A | N/A | No | 0% | Energy transition | Land and Easements | 13.96% | TRUE | FY22 | 2 | 145 | 1 | 4 | 9 | 1 | FALSE | FALSE | TRUE | 0.0088698 | 0.31044 | 0 | 0 | 0 | 0.31931 | 0.0085954 | 0.30477 | 0 | 0 | 0 | 0.31337 | 0.0010362 | 0.034434 | 0 | 0 | 0 | 0.03547 | 0.00020176 | 0.0067497 | 0 | 0 | 0 | 0.0069515 | 0.0098334 | 0.34596 | 0 | 0 | 0 | 0.35579 | 0% | 100% | 0% | 0% | 0% | 0 | 0.31931 | 0 | 0 | 0 | 0.31931 | 0 | 0.31337 | 0 | 0 | 0 | 0.31337 | 0 | 0.03547 | 0 | 0 | 0 | 0.03547 | 0 | 0.0069515 | 0 | 0 | 0 | 0.0069515 | 0 | 0.35579 | 0 | 0 | 0 | 0.35579 | FALSE | 0% | 0% | 0% | 0% | 0% | 0% | FALSE | 0% | 0% | 0% | 0% | 0% | FALSE | 0% | 0% | 0% | 0% | 0% | 0% | 0% | 0% | 0.31337 | 35
| 327 | Increase capacity for generation in Wagga North area | TRUE | Non-Labour | Transmission Lines | 60% | Augmentation Expenditure | Augmentations | Augex | Economic Benefits | N/A | N/A | N/A | N/A | No | 0% | Energy transition | Transmission Lines (2018 onwards) | 86.04% | TRUE | FY22 | 2 | 145 | 2 | 5 | 1 | 2 | FALSE | FALSE | TRUE | 0.164 | 5.7401 | 0 | 0 | 0 | 5.9041 | 0.164 | 5.7401 | 0 | 0 | 0 | 5.9041 | 0.019771 | 0.64854 | 0 | 0 | 0 | 0.66831 | 0.0038496 | 0.12712 | 0 | 0 | 0 | 0.13097 | 0.18762 | 6.5158 | 0 | 0 | 0 | 6.7034 | 0% | 100% | 0% | 0% | 0% | 0 | 5.9041 | 0 | 0 | 0 | 5.9041 | 0 | 5.9041 | 0 | 0 | 0 | 5.9041 | 0 | 0.66831 | 0 | 0 | 0 | 0.66831 | 0 | 0.13097 | 0 | 0 | 0 | 0.13097 | 0 | 6.7034 | 0 | 0 | 0 | 6.7034 | TRUE | 0% | 0% | 0% | 0% | 0% | 0% | FALSE | 0% | 0% | 0% | 0% | 0% | FALSE | 0% | 0% | 0% | 0% | 0% | 0% | 0% | 0% | 5.9041 | 10
| 328 | Increase capacity for generation in Wagga North area | TRUE | Non-Labour | Substations | 15% | Augmentation Expenditure | Augmentations | Augex | Economic Benefits | N/A | N/A | N/A | N/A | No | 0% | Energy transition | Substations (2018 onwards) | 86.04% | TRUE | FY22 | 2 | 145 | 2 | 6 | 3 | 2 | FALSE | FALSE | TRUE | 0.041001 | 1.435 | 0 | 0 | 0 | 1.476 | 0.041001 | 1.435 | 0 | 0 | 0 | 1.476 | 0.0049427 | 0.16213 | 0 | 0 | 0 | 0.16708 | 0.0009624 | 0.031781 | 0 | 0 | 0 | 0.032744 | 0.046906 | 1.629 | 0 | 0 | 0 | 1.6759 | 0% | 100% | 0% | 0% | 0% | 0 | 1.476 | 0 | 0 | 0 | 1.476 | 0 | 1.476 | 0 | 0 | 0 | 1.476 | 0 | 0.16708 | 0 | 0 | 0 | 0.16708 | 0 | 0.032744 | 0 | 0 | 0 | 0.032744 | 0 | 1.6759 | 0 | 0 | 0 | 1.6759 | FALSE | 0% | 0% | 0% | 0% | 0% | 0% | TRUE | 0% | 0% | 0% | 0% | 0% | FALSE | 0% | 0% | 0% | 0% | 0% | 0% | 0% | 0% | 1.476 | 22
| 329 | Increase capacity for generation in Wagga North area | TRUE | Non-Labour | Secondary Systems | 5% | Augmentation Expenditure | Augmentations | Augex | Economic Benefits | N/A | N/A | N/A | N/A | No | 0% | Energy transition | Secondary Systems (2018-23) | 86.04% | TRUE | FY22 | 2 | 145 | 2 | 7 | 4 | 2 | FALSE | FALSE | TRUE | 0.013667 | 0.47835 | 0 | 0 | 0 | 0.49201 | 0.013667 | 0.47835 | 0 | 0 | 0 | 0.49201 | 0.0016476 | 0.054045 | 0 | 0 | 0 | 0.055692 | 0.0003208 | 0.010594 | 0 | 0 | 0 | 0.010915 | 0.015635 | 0.54298 | 0 | 0 | 0 | 0.55862 | 0% | 100% | 0% | 0% | 0% | 0 | 0.49201 | 0 | 0 | 0 | 0.49201 | 0 | 0.49201 | 0 | 0 | 0 | 0.49201 | 0 | 0.055692 | 0 | 0 | 0 | 0.055692 | 0 | 0.010915 | 0 | 0 | 0 | 0.010915 | 0 | 0.55862 | 0 | 0 | 0 | 0.55862 | FALSE | 0% | 0% | 0% | 0% | 0% | 0% | FALSE | 0% | 0% | 0% | 0% | 0% | TRUE | 0% | 0% | 0% | 0% | 0% | 0% | 0% | 0% | 0.49201 | 33
| 330 | Increase capacity for generation in Wagga North area | TRUE | Non-Labour | Land and Easements | 20% | Augmentation Expenditure | Augmentations | Augex | Economic Benefits | N/A | N/A | N/A | N/A | No | 0% | Energy transition | Land and Easements | 86.04% | TRUE | FY22 | 2 | 145 | 2 | 8 | 9 | 2 | FALSE | FALSE | TRUE | 0.054668 | 1.9134 | 0 | 0 | 0 | 1.968 | 0.054668 | 1.9134 | 0 | 0 | 0 | 1.968 | 0.0065903 | 0.21618 | 0 | 0 | 0 | 0.22277 | 0.0012832 | 0.042375 | 0 | 0 | 0 | 0.043658 | 0.062542 | 2.1719 | 0 | 0 | 0 | 2.2345 | 0% | 100% | 0% | 0% | 0% | 0 | 1.968 | 0 | 0 | 0 | 1.968 | 0 | 1.968 | 0 | 0 | 0 | 1.968 | 0 | 0.22277 | 0 | 0 | 0 | 0.22277 | 0 | 0.043658 | 0 | 0 | 0 | 0.043658 | 0 | 2.2345 | 0 | 0 | 0 | 2.2345 | FALSE | 0% | 0% | 0% | 0% | 0% | 0% | FALSE | 0% | 0% | 0% | 0% | 0% | FALSE | 0% | 0% | 0% | 0% | 0% | 0% | 0% | 0% | 1.968 | 19
| 331 | Supply to Western Sydney Priority Growth area | TRUE | Labour | Transmission Lines | 15% | Augmentation Expenditure | Augex - Major Project | Augex | Augex - Major Project | N/A | N/A | N/A | N/A | Yes | 0% | Localised maximum demand growth | Transmission Lines (2018 onwards) | 9.174% | TRUE | FY22 | 2 | 146 | 1 | 1 | 1 | 1 | FALSE | FALSE | TRUE | c-i-c | c-i-c | c-i-c | c-i-c | c-i-c | c-i-c | c-i-c | c-i-c | c-i-c | c-i-c | c-i-c | c-i-c | c-i-c | c-i-c | c-i-c | c-i-c | c-i-c | c-i-c | c-i-c | c-i-c | c-i-c | c-i-c | c-i-c | c-i-c | c-i-c | c-i-c | c-i-c | c-i-c | c-i-c | c-i-c | c-i-c | c-i-c | c-i-c | c-i-c | c-i-c | c-i-c | c-i-c | c-i-c | c-i-c | c-i-c | c-i-c | c-i-c | c-i-c | c-i-c | c-i-c | c-i-c | c-i-c | c-i-c | c-i-c | c-i-c | c-i-c | c-i-c | c-i-c | c-i-c | c-i-c | c-i-c | c-i-c | c-i-c | c-i-c | c-i-c | c-i-c | c-i-c | c-i-c | c-i-c | c-i-c | TRUE | 0% | 0% | 0% | 0% | 0% | 0% | FALSE | 0% | 0% | 0% | 0% | 0% | FALSE | 0% | 0% | 0% | 0% | 0% | 0% | 0% | 0% | c-i-c | c-i-c
| 332 | Supply to Western Sydney Priority Growth area | TRUE | Labour | Substations | 60% | Augmentation Expenditure | Augex - Major Project | Augex | Augex - Major Project | N/A | N/A | N/A | N/A | Yes | 0% | Localised maximum demand growth | Substations (2018 onwards) | 9.174% | TRUE | FY22 | 2 | 146 | 1 | 2 | 3 | 1 | FALSE | FALSE | TRUE | c-i-c | c-i-c | c-i-c | c-i-c | c-i-c | c-i-c | c-i-c | c-i-c | c-i-c | c-i-c | c-i-c | c-i-c | c-i-c | c-i-c | c-i-c | c-i-c | c-i-c | c-i-c | c-i-c | c-i-c | c-i-c | c-i-c | c-i-c | c-i-c | c-i-c | c-i-c | c-i-c | c-i-c | c-i-c | c-i-c | c-i-c | c-i-c | c-i-c | c-i-c | c-i-c | c-i-c | c-i-c | c-i-c | c-i-c | c-i-c | c-i-c | c-i-c | c-i-c | c-i-c | c-i-c | c-i-c | c-i-c | c-i-c | c-i-c | c-i-c | c-i-c | c-i-c | c-i-c | c-i-c | c-i-c | c-i-c | c-i-c | c-i-c | c-i-c | c-i-c | c-i-c | c-i-c | c-i-c | c-i-c | c-i-c | FALSE | 0% | 0% | 0% | 0% | 0% | 0% | TRUE | 0% | 0% | 0% | 0% | 0% | FALSE | 0% | 0% | 0% | 0% | 0% | 0% | 0% | 0% | c-i-c | c-i-c
| 333 | Supply to Western Sydney Priority Growth area | TRUE | Labour | Secondary Systems | 5% | Augmentation Expenditure | Augex - Major Project | Augex | Augex - Major Project | N/A | N/A | N/A | N/A | Yes | 0% | Localised maximum demand growth | Secondary Systems (2018-23) | 9.174% | TRUE | FY22 | 2 | 146 | 1 | 3 | 4 | 1 | FALSE | FALSE | TRUE | c-i-c | c-i-c | c-i-c | c-i-c | c-i-c | c-i-c | c-i-c | c-i-c | c-i-c | c-i-c | c-i-c | c-i-c | c-i-c | c-i-c | c-i-c | c-i-c | c-i-c | c-i-c | c-i-c | c-i-c | c-i-c | c-i-c | c-i-c | c-i-c | c-i-c | c-i-c | c-i-c | c-i-c | c-i-c | c-i-c | c-i-c | c-i-c | c-i-c | c-i-c | c-i-c | c-i-c | c-i-c | c-i-c | c-i-c | c-i-c | c-i-c | c-i-c | c-i-c | c-i-c | c-i-c | c-i-c | c-i-c | c-i-c | c-i-c | c-i-c | c-i-c | c-i-c | c-i-c | c-i-c | c-i-c | c-i-c | c-i-c | c-i-c | c-i-c | c-i-c | c-i-c | c-i-c | c-i-c | c-i-c | c-i-c | FALSE | 0% | 0% | 0% | 0% | 0% | 0% | FALSE | 0% | 0% | 0% | 0% | 0% | TRUE | 0% | 0% | 0% | 0% | 0% | 0% | 0% | 0% | c-i-c | c-i-c
| 334 | Supply to Western Sydney Priority Growth area | TRUE | Labour | Land and Easements | 20% | Augmentation Expenditure | Augex - Major Project | Augex | Augex - Major Project | N/A | N/A | N/A | N/A | Yes | 0% | Localised maximum demand growth | Land and Easements | 9.174% | TRUE | FY22 | 2 | 146 | 1 | 4 | 9 | 1 | FALSE | FALSE | TRUE | c-i-c | c-i-c | c-i-c | c-i-c | c-i-c | c-i-c | c-i-c | c-i-c | c-i-c | c-i-c | c-i-c | c-i-c | c-i-c | c-i-c | c-i-c | c-i-c | c-i-c | c-i-c | c-i-c | c-i-c | c-i-c | c-i-c | c-i-c | c-i-c | c-i-c | c-i-c | c-i-c | c-i-c | c-i-c | c-i-c | c-i-c | c-i-c | c-i-c | c-i-c | c-i-c | c-i-c | c-i-c | c-i-c | c-i-c | c-i-c | c-i-c | c-i-c | c-i-c | c-i-c | c-i-c | c-i-c | c-i-c | c-i-c | c-i-c | c-i-c | c-i-c | c-i-c | c-i-c | c-i-c | c-i-c | c-i-c | c-i-c | c-i-c | c-i-c | c-i-c | c-i-c | c-i-c | c-i-c | c-i-c | c-i-c | FALSE | 0% | 0% | 0% | 0% | 0% | 0% | FALSE | 0% | 0% | 0% | 0% | 0% | FALSE | 0% | 0% | 0% | 0% | 0% | 0% | 0% | 0% | c-i-c | c-i-c
| 335 | Supply to Western Sydney Priority Growth area | TRUE | Non-Labour | Transmission Lines | 15% | Augmentation Expenditure | Augex - Major Project | Augex | Augex - Major Project | N/A | N/A | N/A | N/A | Yes | 0% | Localised maximum demand growth | Transmission Lines (2018 onwards) | 90.83% | TRUE | FY22 | 2 | 146 | 2 | 5 | 1 | 2 | FALSE | FALSE | TRUE | c-i-c | c-i-c | c-i-c | c-i-c | c-i-c | c-i-c | c-i-c | c-i-c | c-i-c | c-i-c | c-i-c | c-i-c | c-i-c | c-i-c | c-i-c | c-i-c | c-i-c | c-i-c | c-i-c | c-i-c | c-i-c | c-i-c | c-i-c | c-i-c | c-i-c | c-i-c | c-i-c | c-i-c | c-i-c | c-i-c | c-i-c | c-i-c | c-i-c | c-i-c | c-i-c | c-i-c | c-i-c | c-i-c | c-i-c | c-i-c | c-i-c | c-i-c | c-i-c | c-i-c | c-i-c | c-i-c | c-i-c | c-i-c | c-i-c | c-i-c | c-i-c | c-i-c | c-i-c | c-i-c | c-i-c | c-i-c | c-i-c | c-i-c | c-i-c | c-i-c | c-i-c | c-i-c | c-i-c | c-i-c | c-i-c | TRUE | 0% | 0% | 0% | 0% | 0% | 0% | FALSE | 0% | 0% | 0% | 0% | 0% | FALSE | 0% | 0% | 0% | 0% | 0% | 0% | 0% | 0% | c-i-c | c-i-c
| 336 | Supply to Western Sydney Priority Growth area | TRUE | Non-Labour | Substations | 60% | Augmentation Expenditure | Augex - Major Project | Augex | Augex - Major Project | N/A | N/A | N/A | N/A | Yes | 0% | Localised maximum demand growth | Substations (2018 onwards) | 90.83% | TRUE | FY22 | 2 | 146 | 2 | 6 | 3 | 2 | FALSE | FALSE | TRUE | c-i-c | c-i-c | c-i-c | c-i-c | c-i-c | c-i-c | c-i-c | c-i-c | c-i-c | c-i-c | c-i-c | c-i-c | c-i-c | c-i-c | c-i-c | c-i-c | c-i-c | c-i-c | c-i-c | c-i-c | c-i-c | c-i-c | c-i-c | c-i-c | c-i-c | c-i-c | c-i-c | c-i-c | c-i-c | c-i-c | c-i-c | c-i-c | c-i-c | c-i-c | c-i-c | c-i-c | c-i-c | c-i-c | c-i-c | c-i-c | c-i-c | c-i-c | c-i-c | c-i-c | c-i-c | c-i-c | c-i-c | c-i-c | c-i-c | c-i-c | c-i-c | c-i-c | c-i-c | c-i-c | c-i-c | c-i-c | c-i-c | c-i-c | c-i-c | c-i-c | c-i-c | c-i-c | c-i-c | c-i-c | c-i-c | FALSE | 0% | 0% | 0% | 0% | 0% | 0% | TRUE | 0% | 0% | 0% | 0% | 0% | FALSE | 0% | 0% | 0% | 0% | 0% | 0% | 0% | 0% | c-i-c | c-i-c
| 337 | Supply to Western Sydney Priority Growth area | TRUE | Non-Labour | Secondary Systems | 5% | Augmentation Expenditure | Augex - Major Project | Augex | Augex - Major Project | N/A | N/A | N/A | N/A | Yes | 0% | Localised maximum demand growth | Secondary Systems (2018-23) | 90.83% | TRUE | FY22 | 2 | 146 | 2 | 7 | 4 | 2 | FALSE | FALSE | TRUE | c-i-c | c-i-c | c-i-c | c-i-c | c-i-c | c-i-c | c-i-c | c-i-c | c-i-c | c-i-c | c-i-c | c-i-c | c-i-c | c-i-c | c-i-c | c-i-c | c-i-c | c-i-c | c-i-c | c-i-c | c-i-c | c-i-c | c-i-c | c-i-c | c-i-c | c-i-c | c-i-c | c-i-c | c-i-c | c-i-c | c-i-c | c-i-c | c-i-c | c-i-c | c-i-c | c-i-c | c-i-c | c-i-c | c-i-c | c-i-c | c-i-c | c-i-c | c-i-c | c-i-c | c-i-c | c-i-c | c-i-c | c-i-c | c-i-c | c-i-c | c-i-c | c-i-c | c-i-c | c-i-c | c-i-c | c-i-c | c-i-c | c-i-c | c-i-c | c-i-c | c-i-c | c-i-c | c-i-c | c-i-c | c-i-c | FALSE | 0% | 0% | 0% | 0% | 0% | 0% | FALSE | 0% | 0% | 0% | 0% | 0% | TRUE | 0% | 0% | 0% | 0% | 0% | 0% | 0% | 0% | c-i-c | c-i-c
| 338 | Supply to Western Sydney Priority Growth area | TRUE | Non-Labour | Land and Easements | 20% | Augmentation Expenditure | Augex - Major Project | Augex | Augex - Major Project | N/A | N/A | N/A | N/A | Yes | 0% | Localised maximum demand growth | Land and Easements | 90.83% | TRUE | FY22 | 2 | 146 | 2 | 8 | 9 | 2 | FALSE | FALSE | TRUE | c-i-c | c-i-c | c-i-c | c-i-c | c-i-c | c-i-c | c-i-c | c-i-c | c-i-c | c-i-c | c-i-c | c-i-c | c-i-c | c-i-c | c-i-c | c-i-c | c-i-c | c-i-c | c-i-c | c-i-c | c-i-c | c-i-c | c-i-c | c-i-c | c-i-c | c-i-c | c-i-c | c-i-c | c-i-c | c-i-c | c-i-c | c-i-c | c-i-c | c-i-c | c-i-c | c-i-c | c-i-c | c-i-c | c-i-c | c-i-c | c-i-c | c-i-c | c-i-c | c-i-c | c-i-c | c-i-c | c-i-c | c-i-c | c-i-c | c-i-c | c-i-c | c-i-c | c-i-c | c-i-c | c-i-c | c-i-c | c-i-c | c-i-c | c-i-c | c-i-c | c-i-c | c-i-c | c-i-c | c-i-c | c-i-c | FALSE | 0% | 0% | 0% | 0% | 0% | 0% | FALSE | 0% | 0% | 0% | 0% | 0% | FALSE | 0% | 0% | 0% | 0% | 0% | 0% | 0% | 0% | c-i-c | c-i-c
| 339 | Increase capacity of 132 kV busbars at Wagga Substation | TRUE | Labour | Substations | 100% | Augmentation Expenditure | Augmentations | Augex | Economic Benefits | N/A | N/A | N/A | N/A | No | 0% | Energy transition | Substations (2018 onwards) | 30.7% | TRUE | FY22 | 2 | 147 | 1 | 1 | 3 | 1 | FALSE | FALSE | TRUE | 0.1522 | 0.73056 | 0.88276 | 0.06088 | 0 | 1.8264 | 0.14749 | 0.71722 | 0.87665 | 0.06072 | 0 | 1.8021 | 0.01778 | 0.081034 | 0.1216 | 0.0085398 | 0 | 0.22896 | 0.003462 | 0.015884 | 0.023315 | 0.0016261 | 0 | 0.044287 | 0.16873 | 0.81414 | 1.0216 | 0.070886 | 0 | 2.0753 | 0% | 0% | 80% | 20% | 0% | 0 | 0 | 1.4611 | 0.36528 | 0 | 1.8264 | 0 | 0 | 1.4417 | 0.36042 | 0 | 1.8021 | 0 | 0 | 0.18316 | 0.045791 | 0 | 0.22896 | 0 | 0 | 0.03543 | 0.0088575 | 0 | 0.044287 | 0 | 0 | 1.6603 | 0.41506 | 0 | 2.0753 | FALSE | 0% | 0% | 0% | 0% | 0% | 0% | TRUE | 0% | 0% | 0% | 0% | 0% | FALSE | 0% | 0% | 0% | 0% | 0% | 0% | 0% | 0% | 1.8021 | 20
| 340 | Increase capacity of 132 kV busbars at Wagga Substation | TRUE | Non-Labour | Substations | 100% | Augmentation Expenditure | Augmentations | Augex | Economic Benefits | N/A | N/A | N/A | N/A | No | 0% | Energy transition | Substations (2018 onwards) | 69.3% | TRUE | FY22 | 2 | 147 | 2 | 2 | 3 | 2 | FALSE | FALSE | TRUE | 0.34351 | 1.6489 | 1.9924 | 0.13741 | 0 | 4.1222 | 0.34351 | 1.6489 | 1.9924 | 0.13741 | 0 | 4.1222 | 0.041411 | 0.18629 | 0.27637 | 0.019325 | 0 | 0.5234 | 0.0080632 | 0.036517 | 0.052989 | 0.0036798 | 0 | 0.10125 | 0.39299 | 1.8717 | 2.3217 | 0.16041 | 0 | 4.7468 | 0% | 0% | 80% | 20% | 0% | 0 | 0 | 3.2977 | 0.82444 | 0 | 4.1222 | 0 | 0 | 3.2977 | 0.82444 | 0 | 4.1222 | 0 | 0 | 0.41872 | 0.10468 | 0 | 0.5234 | 0 | 0 | 0.080999 | 0.02025 | 0 | 0.10125 | 0 | 0 | 3.7975 | 0.94937 | 0 | 4.7468 | FALSE | 0% | 0% | 0% | 0% | 0% | 0% | TRUE | 0% | 0% | 0% | 0% | 0% | FALSE | 0% | 0% | 0% | 0% | 0% | 0% | 0% | 0% | 4.1222 | 13
| 341 | Supply to Sydney West Area | TRUE | Labour | Substations | 95% | Augmentation Expenditure | Augmentations | Augex | Demand | N/A | N/A | N/A | N/A | No | 0% | Localised maximum demand growth | Substations (2018 onwards) | 9.116% | TRUE | FY22 | 2 | 148 | 1 | 1 | 3 | 1 | FALSE | FALSE | TRUE | 1.64 | 0.047674 | 0 | 0 | 0 | 1.6877 | 1.5892 | 0.046803 | 0 | 0 | 0 | 1.6361 | 0.19159 | 0.005288 | 0 | 0 | 0 | 0.19687 | 0.037304 | 0.0010365 | 0 | 0 | 0 | 0.03834 | 1.8181 | 0.053128 | 0 | 0 | 0 | 1.8713 | 0% | 100% | 0% | 0% | 0% | 0 | 1.6877 | 0 | 0 | 0 | 1.6877 | 0 | 1.6361 | 0 | 0 | 0 | 1.6361 | 0 | 0.19687 | 0 | 0 | 0 | 0.19687 | 0 | 0.03834 | 0 | 0 | 0 | 0.03834 | 0 | 1.8713 | 0 | 0 | 0 | 1.8713 | FALSE | 0% | 0% | 0% | 0% | 0% | 0% | TRUE | 0% | 0% | 0% | 0% | 0% | FALSE | 0% | 0% | 0% | 0% | 0% | 0% | 0% | 0% | 1.6361 | 21
| 342 | Supply to Sydney West Area | TRUE | Labour | Secondary Systems | 5% | Augmentation Expenditure | Augmentations | Augex | Demand | N/A | N/A | N/A | N/A | No | 0% | Localised maximum demand growth | Secondary Systems (2018-23) | 9.116% | TRUE | FY22 | 2 | 148 | 1 | 2 | 4 | 1 | FALSE | FALSE | TRUE | 0.086315 | 0.0025092 | 0 | 0 | 0 | 0.088824 | 0.083645 | 0.0024633 | 0 | 0 | 0 | 0.086108 | 0.010083 | 0.00027831 | 0 | 0 | 0 | 0.010362 | 0.0019634 | 5.4554e-05 | 0 | 0 | 0 | 0.0020179 | 0.095691 | 0.0027962 | 0 | 0 | 0 | 0.098488 | 0% | 100% | 0% | 0% | 0% | 0 | 0.088824 | 0 | 0 | 0 | 0.088824 | 0 | 0.086108 | 0 | 0 | 0 | 0.086108 | 0 | 0.010362 | 0 | 0 | 0 | 0.010362 | 0 | 0.0020179 | 0 | 0 | 0 | 0.0020179 | 0 | 0.098488 | 0 | 0 | 0 | 0.098488 | FALSE | 0% | 0% | 0% | 0% | 0% | 0% | FALSE | 0% | 0% | 0% | 0% | 0% | TRUE | 0% | 0% | 0% | 0% | 0% | 0% | 0% | 0% | 0.086108 | 40
| 343 | Supply to Sydney West Area | TRUE | Non-Labour | Substations | 95% | Augmentation Expenditure | Augmentations | Augex | Demand | N/A | N/A | N/A | N/A | No | 0% | Localised maximum demand growth | Substations (2018 onwards) | 90.88% | TRUE | FY22 | 2 | 148 | 2 | 3 | 3 | 2 | FALSE | FALSE | TRUE | 16.3497 | 0.47528 | 0 | 0 | 0 | 16.825 | 16.3497 | 0.47528 | 0 | 0 | 0 | 16.825 | 1.971 | 0.053699 | 0 | 0 | 0 | 2.0247 | 0.38377 | 0.010526 | 0 | 0 | 0 | 0.3943 | 18.7045 | 0.53951 | 0 | 0 | 0 | 19.244 | 0% | 100% | 0% | 0% | 0% | 0 | 16.825 | 0 | 0 | 0 | 16.825 | 0 | 16.825 | 0 | 0 | 0 | 16.825 | 0 | 2.0247 | 0 | 0 | 0 | 2.0247 | 0 | 0.3943 | 0 | 0 | 0 | 0.3943 | 0 | 19.244 | 0 | 0 | 0 | 19.244 | FALSE | 0% | 0% | 0% | 0% | 0% | 0% | TRUE | 0% | 0% | 0% | 0% | 0% | FALSE | 0% | 0% | 0% | 0% | 0% | 0% | 0% | 0% | 16.825 | 5
| 344 | Supply to Sydney West Area | TRUE | Non-Labour | Secondary Systems | 5% | Augmentation Expenditure | Augmentations | Augex | Demand | N/A | N/A | N/A | N/A | No | 0% | Localised maximum demand growth | Secondary Systems (2018-23) | 90.88% | TRUE | FY22 | 2 | 148 | 2 | 4 | 4 | 2 | FALSE | FALSE | TRUE | 0.86051 | 0.025015 | 0 | 0 | 0 | 0.88553 | 0.86051 | 0.025015 | 0 | 0 | 0 | 0.88553 | 0.10374 | 0.0028263 | 0 | 0 | 0 | 0.10656 | 0.020199 | 0.00055399 | 0 | 0 | 0 | 0.020753 | 0.98445 | 0.028395 | 0 | 0 | 0 | 1.0128 | 0% | 100% | 0% | 0% | 0% | 0 | 0.88553 | 0 | 0 | 0 | 0.88553 | 0 | 0.88553 | 0 | 0 | 0 | 0.88553 | 0 | 0.10656 | 0 | 0 | 0 | 0.10656 | 0 | 0.020753 | 0 | 0 | 0 | 0.020753 | 0 | 1.0128 | 0 | 0 | 0 | 1.0128 | FALSE | 0% | 0% | 0% | 0% | 0% | 0% | FALSE | 0% | 0% | 0% | 0% | 0% | TRUE | 0% | 0% | 0% | 0% | 0% | 0% | 0% | 0% | 0.88553 | 31
| 345 | Maintain quality of supply in ACT | FALSE | Labour | Substations | 95% | Augmentation Expenditure | Augmentations | Augex | Compliance | N/A | N/A | N/A | N/A | No | 0% | Safety security & reliability | Substations (2018 onwards) | 0% | TRUE | FY22 | 2 | 149 | 1 | 1 | 3 | 1 | FALSE | FALSE | TRUE | 0 | 0 | 0 | 0 | 0 | 0 | 0 | 0 | 0 | 0 | 0 | 0 | 0 | 0 | 0 | 0 | 0 | 0 | 0 | 0 | 0 | 0 | 0 | 0 | 0 | 0 | 0 | 0 | 0 | 0 | 0% | 0% | 0% | 100% | 0% | 0 | 0 | 0 | 0 | 0 | 0 | 0 | 0 | 0 | 0 | 0 | 0 | 0 | 0 | 0 | 0 | 0 | 0 | 0 | 0 | 0 | 0 | 0 | 0 | 0 | 0 | 0 | 0 | 0 | 0 | FALSE | 0% | 0% | 0% | 0% | 0% | 0% | TRUE | 0% | 0% | 0% | 0% | 0% | FALSE | 0% | 0% | 0% | 0% | 0% | 0% | 0% | 0% | 0 | 45
| 346 | Maintain quality of supply in ACT | FALSE | Labour | Secondary Systems | 5% | Augmentation Expenditure | Augmentations | Augex | Compliance | N/A | N/A | N/A | N/A | No | 0% | Safety security & reliability | Secondary Systems (2018-23) | 0% | TRUE | FY22 | 2 | 149 | 1 | 2 | 4 | 1 | FALSE | FALSE | TRUE | 0 | 0 | 0 | 0 | 0 | 0 | 0 | 0 | 0 | 0 | 0 | 0 | 0 | 0 | 0 | 0 | 0 | 0 | 0 | 0 | 0 | 0 | 0 | 0 | 0 | 0 | 0 | 0 | 0 | 0 | 0% | 0% | 0% | 100% | 0% | 0 | 0 | 0 | 0 | 0 | 0 | 0 | 0 | 0 | 0 | 0 | 0 | 0 | 0 | 0 | 0 | 0 | 0 | 0 | 0 | 0 | 0 | 0 | 0 | 0 | 0 | 0 | 0 | 0 | 0 | FALSE | 0% | 0% | 0% | 0% | 0% | 0% | FALSE | 0% | 0% | 0% | 0% | 0% | TRUE | 0% | 0% | 0% | 0% | 0% | 0% | 0% | 0% | 0 | 46
| 347 | Maintain quality of supply in ACT | FALSE | Non-Labour | Substations | 95% | Augmentation Expenditure | Augmentations | Augex | Compliance | N/A | N/A | N/A | N/A | No | 0% | Safety security & reliability | Substations (2018 onwards) | 100% | TRUE | FY22 | 2 | 149 | 2 | 3 | 3 | 2 | FALSE | FALSE | TRUE | 0 | 0 | 0 | 0 | 0 | 0 | 0 | 0 | 0 | 0 | 0 | 0 | 0 | 0 | 0 | 0 | 0 | 0 | 0 | 0 | 0 | 0 | 0 | 0 | 0 | 0 | 0 | 0 | 0 | 0 | 0% | 0% | 0% | 100% | 0% | 0 | 0 | 0 | 0 | 0 | 0 | 0 | 0 | 0 | 0 | 0 | 0 | 0 | 0 | 0 | 0 | 0 | 0 | 0 | 0 | 0 | 0 | 0 | 0 | 0 | 0 | 0 | 0 | 0 | 0 | FALSE | 0% | 0% | 0% | 0% | 0% | 0% | TRUE | 0% | 0% | 0% | 0% | 0% | FALSE | 0% | 0% | 0% | 0% | 0% | 0% | 0% | 0% | 0 | 47
| 348 | Maintain quality of supply in ACT | FALSE | Non-Labour | Secondary Systems | 5% | Augmentation Expenditure | Augmentations | Augex | Compliance | N/A | N/A | N/A | N/A | No | 0% | Safety security & reliability | Secondary Systems (2018-23) | 100% | TRUE | FY22 | 2 | 149 | 2 | 4 | 4 | 2 | FALSE | FALSE | TRUE | 0 | 0 | 0 | 0 | 0 | 0 | 0 | 0 | 0 | 0 | 0 | 0 | 0 | 0 | 0 | 0 | 0 | 0 | 0 | 0 | 0 | 0 | 0 | 0 | 0 | 0 | 0 | 0 | 0 | 0 | 0% | 0% | 0% | 100% | 0% | 0 | 0 | 0 | 0 | 0 | 0 | 0 | 0 | 0 | 0 | 0 | 0 | 0 | 0 | 0 | 0 | 0 | 0 | 0 | 0 | 0 | 0 | 0 | 0 | 0 | 0 | 0 | 0 | 0 | 0 | FALSE | 0% | 0% | 0% | 0% | 0% | 0% | FALSE | 0% | 0% | 0% | 0% | 0% | TRUE | 0% | 0% | 0% | 0% | 0% | 0% | 0% | 0% | 0 | 48
| 349 | Improve voltage control in Southern NSW area | TRUE | Labour | Substations | 95% | Augmentation Expenditure | Augmentations | Augex | Compliance | N/A | N/A | N/A | N/A | No | 0% | Energy transition | Substations (2018 onwards) | 9.207% | TRUE | FY22 | 2 | 150 | 1 | 1 | 3 | 1 | FALSE | FALSE | TRUE | 0.085047 | 0.19303 | 1.7373 | 0.018156 | 0 | 2.0335 | 0.082416 | 0.1895 | 1.7252 | 0.018108 | 0 | 2.0152 | 0.0099354 | 0.021411 | 0.23931 | 0.0025468 | 0 | 0.2732 | 0.0019345 | 0.0041968 | 0.045884 | 0.00048495 | 0 | 0.0525 | 0.094286 | 0.21511 | 2.0104 | 0.02114 | 0 | 2.341 | 0% | 0% | 50% | 50% | 0% | 0 | 0 | 1.0167 | 1.0167 | 0 | 2.0335 | 0 | 0 | 1.0076 | 1.0076 | 0 | 2.0152 | 0 | 0 | 0.1366 | 0.1366 | 0 | 0.2732 | 0 | 0 | 0.02625 | 0.02625 | 0 | 0.0525 | 0 | 0 | 1.1705 | 1.1705 | 0 | 2.341 | FALSE | 0% | 0% | 0% | 0% | 0% | 0% | TRUE | 0% | 0% | 0% | 0% | 0% | FALSE | 0% | 0% | 0% | 0% | 0% | 0% | 0% | 0% | 2.0152 | 17
| 350 | Improve voltage control in Southern NSW area | TRUE | Labour | Secondary Systems | 5% | Augmentation Expenditure | Augmentations | Augex | Compliance | N/A | N/A | N/A | N/A | No | 0% | Energy transition | Secondary Systems (2018-23) | 9.207% | TRUE | FY22 | 2 | 150 | 1 | 2 | 4 | 1 | FALSE | FALSE | TRUE | 0.0044762 | 0.010159 | 0.091435 | 0.00095559 | 0 | 0.10703 | 0.0043377 | 0.0099739 | 0.090801 | 0.00095308 | 0 | 0.10607 | 0.00052292 | 0.0011269 | 0.012595 | 0.00013404 | 0 | 0.014379 | 0.00010182 | 0.00022089 | 0.0024149 | 2.5524e-05 | 0 | 0.0027632 | 0.0049624 | 0.011322 | 0.10581 | 0.0011126 | 0 | 0.12321 | 0% | 0% | 50% | 50% | 0% | 0 | 0 | 0.053513 | 0.053513 | 0 | 0.10703 | 0 | 0 | 0.053033 | 0.053033 | 0 | 0.10607 | 0 | 0 | 0.0071896 | 0.0071896 | 0 | 0.014379 | 0 | 0 | 0.0013816 | 0.0013816 | 0 | 0.0027632 | 0 | 0 | 0.061604 | 0.061604 | 0 | 0.12321 | FALSE | 0% | 0% | 0% | 0% | 0% | 0% | FALSE | 0% | 0% | 0% | 0% | 0% | TRUE | 0% | 0% | 0% | 0% | 0% | 0% | 0% | 0% | 0.10607 | 39
| 351 | Improve voltage control in Southern NSW area | TRUE | Non-Labour | Substations | 95% | Augmentation Expenditure | Augmentations | Augex | Compliance | N/A | N/A | N/A | N/A | No | 0% | Energy transition | Substations (2018 onwards) | 90.79% | TRUE | FY22 | 2 | 150 | 2 | 3 | 3 | 2 | FALSE | FALSE | TRUE | 0.83866 | 1.9035 | 17.1313 | 0.17904 | 0 | 20.0525 | 0.83866 | 1.9035 | 17.1313 | 0.17904 | 0 | 20.0525 | 0.1011 | 0.21506 | 2.3763 | 0.025181 | 0 | 2.7177 | 0.019686 | 0.042156 | 0.45562 | 0.0047948 | 0 | 0.52226 | 0.95945 | 2.1607 | 19.9632 | 0.20902 | 0 | 23.2924 | 0% | 0% | 50% | 50% | 0% | 0 | 0 | 10.0262 | 10.0262 | 0 | 20.0525 | 0 | 0 | 10.0262 | 10.0262 | 0 | 20.0525 | 0 | 0 | 1.3588 | 1.3588 | 0 | 2.7177 | 0 | 0 | 0.26113 | 0.26113 | 0 | 0.52226 | 0 | 0 | 11.6462 | 11.6462 | 0 | 23.2924 | FALSE | 0% | 0% | 0% | 0% | 0% | 0% | TRUE | 0% | 0% | 0% | 0% | 0% | FALSE | 0% | 0% | 0% | 0% | 0% | 0% | 0% | 0% | 20.0525 | 4
| 352 | Improve voltage control in Southern NSW area | TRUE | Non-Labour | Secondary Systems | 5% | Augmentation Expenditure | Augmentations | Augex | Compliance | N/A | N/A | N/A | N/A | No | 0% | Energy transition | Secondary Systems (2018-23) | 90.79% | TRUE | FY22 | 2 | 150 | 2 | 4 | 4 | 2 | FALSE | FALSE | TRUE | 0.04414 | 0.10018 | 0.90165 | 0.0094231 | 0 | 1.0554 | 0.04414 | 0.10018 | 0.90165 | 0.0094231 | 0 | 1.0554 | 0.0053211 | 0.011319 | 0.12507 | 0.0013253 | 0 | 0.14304 | 0.0010361 | 0.0022187 | 0.02398 | 0.00025236 | 0 | 0.027487 | 0.050497 | 0.11372 | 1.0507 | 0.011001 | 0 | 1.2259 | 0% | 0% | 50% | 50% | 0% | 0 | 0 | 0.5277 | 0.5277 | 0 | 1.0554 | 0 | 0 | 0.5277 | 0.5277 | 0 | 1.0554 | 0 | 0 | 0.071518 | 0.071518 | 0 | 0.14304 | 0 | 0 | 0.013744 | 0.013744 | 0 | 0.027487 | 0 | 0 | 0.61296 | 0.61296 | 0 | 1.2259 | FALSE | 0% | 0% | 0% | 0% | 0% | 0% | FALSE | 0% | 0% | 0% | 0% | 0% | TRUE | 0% | 0% | 0% | 0% | 0% | 0% | 0% | 0% | 1.0554 | 28
| 353 | Improve operational response to busbar trips | FALSE | Labour | Secondary Systems | 100% | Augmentation Expenditure | Augmentations | Augex | Economic Benefits | N/A | N/A | N/A | N/A | Yes | 0% | Safety security & reliability | Secondary Systems (2018-23) | 0% | TRUE | FY22 | 2 | 151 | 1 | 1 | 4 | 1 | FALSE | FALSE | TRUE | 0 | 0 | 0 | 0 | 0 | 0 | 0 | 0 | 0 | 0 | 0 | 0 | 0 | 0 | 0 | 0 | 0 | 0 | 0 | 0 | 0 | 0 | 0 | 0 | 0 | 0 | 0 | 0 | 0 | 0 | 0% | 0% | 0% | 100% | 0% | 0 | 0 | 0 | 0 | 0 | 0 | 0 | 0 | 0 | 0 | 0 | 0 | 0 | 0 | 0 | 0 | 0 | 0 | 0 | 0 | 0 | 0 | 0 | 0 | 0 | 0 | 0 | 0 | 0 | 0 | FALSE | 0% | 0% | 0% | 0% | 0% | 0% | FALSE | 0% | 0% | 0% | 0% | 0% | TRUE | 0% | 0% | 0% | 0% | 0% | 0% | 0% | 0% | 0 | 49
| 354 | Improve operational response to busbar trips | FALSE | Non-Labour | Secondary Systems | 100% | Augmentation Expenditure | Augmentations | Augex | Economic Benefits | N/A | N/A | N/A | N/A | Yes | 0% | Safety security & reliability | Secondary Systems (2018-23) | 100% | TRUE | FY22 | 2 | 151 | 2 | 2 | 4 | 2 | FALSE | FALSE | TRUE | 0 | 0 | 0 | 0 | 0 | 0 | 0 | 0 | 0 | 0 | 0 | 0 | 0 | 0 | 0 | 0 | 0 | 0 | 0 | 0 | 0 | 0 | 0 | 0 | 0 | 0 | 0 | 0 | 0 | 0 | 0% | 0% | 0% | 100% | 0% | 0 | 0 | 0 | 0 | 0 | 0 | 0 | 0 | 0 | 0 | 0 | 0 | 0 | 0 | 0 | 0 | 0 | 0 | 0 | 0 | 0 | 0 | 0 | 0 | 0 | 0 | 0 | 0 | 0 | 0 | FALSE | 0% | 0% | 0% | 0% | 0% | 0% | FALSE | 0% | 0% | 0% | 0% | 0% | TRUE | 0% | 0% | 0% | 0% | 0% | 0% | 0% | 0% | 0 | 50
| 355 | Maintain Voltage in Greater Sydney area | TRUE | Labour | Substations | 95% | Augmentation Expenditure | Augmentations | Augex | Compliance | N/A | N/A | N/A | N/A | No | 0% | Energy transition | Substations (2018 onwards) | 14.35% | TRUE | FY22 | 2 | 152 | 1 | 1 | 3 | 1 | FALSE | FALSE | TRUE | 0.18031 | 1.1824 | 0.038427 | 0 | 0 | 1.4011 | 0.17473 | 1.1608 | 0.038161 | 0 | 0 | 1.3737 | 0.021064 | 0.13115 | 0.0052934 | 0 | 0 | 0.15751 | 0.0041015 | 0.025707 | 0.0010149 | 0 | 0 | 0.030824 | 0.1999 | 1.3176 | 0.044469 | 0 | 0 | 1.562 | 0% | 0% | 100% | 0% | 0% | 0 | 0 | 1.4011 | 0 | 0 | 1.4011 | 0 | 0 | 1.3737 | 0 | 0 | 1.3737 | 0 | 0 | 0.15751 | 0 | 0 | 0.15751 | 0 | 0 | 0.030824 | 0 | 0 | 0.030824 | 0 | 0 | 1.562 | 0 | 0 | 1.562 | FALSE | 0% | 0% | 0% | 0% | 0% | 0% | TRUE | 0% | 0% | 0% | 0% | 0% | FALSE | 0% | 0% | 0% | 0% | 0% | 0% | 0% | 0% | 1.3737 | 23
| 356 | Maintain Voltage in Greater Sydney area | TRUE | Labour | Secondary Systems | 5% | Augmentation Expenditure | Augmentations | Augex | Compliance | N/A | N/A | N/A | N/A | No | 0% | Energy transition | Secondary Systems (2018-23) | 14.35% | TRUE | FY22 | 2 | 152 | 1 | 2 | 4 | 1 | FALSE | FALSE | TRUE | 0.0094901 | 0.06223 | 0.0020225 | 0 | 0 | 0.073743 | 0.0091965 | 0.061094 | 0.0020085 | 0 | 0 | 0.072299 | 0.0011087 | 0.0069025 | 0.0002786 | 0 | 0 | 0.0082898 | 0.00021587 | 0.001353 | 5.3417e-05 | 0 | 0 | 0.0016223 | 0.010521 | 0.069349 | 0.0023405 | 0 | 0 | 0.082211 | 0% | 0% | 100% | 0% | 0% | 0 | 0 | 0.073743 | 0 | 0 | 0.073743 | 0 | 0 | 0.072299 | 0 | 0 | 0.072299 | 0 | 0 | 0.0082898 | 0 | 0 | 0.0082898 | 0 | 0 | 0.0016223 | 0 | 0 | 0.0016223 | 0 | 0 | 0.082211 | 0 | 0 | 0.082211 | FALSE | 0% | 0% | 0% | 0% | 0% | 0% | FALSE | 0% | 0% | 0% | 0% | 0% | TRUE | 0% | 0% | 0% | 0% | 0% | 0% | 0% | 0% | 0.072299 | 42
| 357 | Maintain Voltage in Greater Sydney area | TRUE | Non-Labour | Substations | 95% | Augmentation Expenditure | Augmentations | Augex | Compliance | N/A | N/A | N/A | N/A | No | 0% | Energy transition | Substations (2018 onwards) | 85.65% | TRUE | FY22 | 2 | 152 | 2 | 3 | 3 | 2 | FALSE | FALSE | TRUE | 1.0766 | 7.0598 | 0.22944 | 0 | 0 | 8.3659 | 1.0766 | 7.0598 | 0.22944 | 0 | 0 | 8.3659 | 0.12979 | 0.79764 | 0.031827 | 0 | 0 | 0.95926 | 0.025271 | 0.15635 | 0.0061023 | 0 | 0 | 0.18772 | 1.2317 | 8.0138 | 0.26737 | 0 | 0 | 9.5129 | 0% | 0% | 100% | 0% | 0% | 0 | 0 | 8.3659 | 0 | 0 | 8.3659 | 0 | 0 | 8.3659 | 0 | 0 | 8.3659 | 0 | 0 | 0.95926 | 0 | 0 | 0.95926 | 0 | 0 | 0.18772 | 0 | 0 | 0.18772 | 0 | 0 | 9.5129 | 0 | 0 | 9.5129 | FALSE | 0% | 0% | 0% | 0% | 0% | 0% | TRUE | 0% | 0% | 0% | 0% | 0% | FALSE | 0% | 0% | 0% | 0% | 0% | 0% | 0% | 0% | 8.3659 | 6
| 358 | Maintain Voltage in Greater Sydney area | TRUE | Non-Labour | Secondary Systems | 5% | Augmentation Expenditure | Augmentations | Augex | Compliance | N/A | N/A | N/A | N/A | No | 0% | Energy transition | Secondary Systems (2018-23) | 85.65% | TRUE | FY22 | 2 | 152 | 2 | 4 | 4 | 2 | FALSE | FALSE | TRUE | 0.056664 | 0.37157 | 0.012076 | 0 | 0 | 0.44031 | 0.056664 | 0.37157 | 0.012076 | 0 | 0 | 0.44031 | 0.006831 | 0.041981 | 0.0016751 | 0 | 0 | 0.050487 | 0.0013301 | 0.008229 | 0.00032117 | 0 | 0 | 0.0098802 | 0.064825 | 0.42178 | 0.014072 | 0 | 0 | 0.50068 | 0% | 0% | 100% | 0% | 0% | 0 | 0 | 0.44031 | 0 | 0 | 0.44031 | 0 | 0 | 0.44031 | 0 | 0 | 0.44031 | 0 | 0 | 0.050487 | 0 | 0 | 0.050487 | 0 | 0 | 0.0098802 | 0 | 0 | 0.0098802 | 0 | 0 | 0.50068 | 0 | 0 | 0.50068 | FALSE | 0% | 0% | 0% | 0% | 0% | 0% | FALSE | 0% | 0% | 0% | 0% | 0% | TRUE | 0% | 0% | 0% | 0% | 0% | 0% | 0% | 0% | 0.44031 | 34
| 359 | Manage multiple contingencies in North West NSW area | FALSE | Labour | Secondary Systems | 80% | Augmentation Expenditure | Augmentations | Augex | Economic Benefits | N/A | N/A | N/A | N/A | Yes | 0% | Safety security & reliability | Secondary Systems (2018-23) | 41.25% | TRUE | FY22 | 2 | 153 | 1 | 1 | 4 | 1 | FALSE | FALSE | TRUE | 0 | 0 | 0 | 0 | 0 | 0 | 0 | 0 | 0 | 0 | 0 | 0 | 0 | 0 | 0 | 0 | 0 | 0 | 0 | 0 | 0 | 0 | 0 | 0 | 0 | 0 | 0 | 0 | 0 | 0 | 0% | 0% | 100% | 0% | 0% | 0 | 0 | 0 | 0 | 0 | 0 | 0 | 0 | 0 | 0 | 0 | 0 | 0 | 0 | 0 | 0 | 0 | 0 | 0 | 0 | 0 | 0 | 0 | 0 | 0 | 0 | 0 | 0 | 0 | 0 | FALSE | 0% | 0% | 0% | 0% | 0% | 0% | FALSE | 0% | 0% | 0% | 0% | 0% | TRUE | 0% | 0% | 0% | 0% | 0% | 0% | 0% | 0% | 0 | 51
| 360 | Manage multiple contingencies in North West NSW area | FALSE | Labour | Communications (short life) | 20% | Augmentation Expenditure | Augmentations | Augex | Economic Benefits | N/A | N/A | N/A | N/A | Yes | 0% | Safety security & reliability | Communications (short life) (2018 onwards) | 41.25% | TRUE | FY22 | 2 | 153 | 1 | 2 | 5 | 1 | FALSE | FALSE | TRUE | 0 | 0 | 0 | 0 | 0 | 0 | 0 | 0 | 0 | 0 | 0 | 0 | 0 | 0 | 0 | 0 | 0 | 0 | 0 | 0 | 0 | 0 | 0 | 0 | 0 | 0 | 0 | 0 | 0 | 0 | 0% | 0% | 100% | 0% | 0% | 0 | 0 | 0 | 0 | 0 | 0 | 0 | 0 | 0 | 0 | 0 | 0 | 0 | 0 | 0 | 0 | 0 | 0 | 0 | 0 | 0 | 0 | 0 | 0 | 0 | 0 | 0 | 0 | 0 | 0 | FALSE | 0% | 0% | 0% | 0% | 0% | 0% | FALSE | 0% | 0% | 0% | 0% | 0% | TRUE | 0% | 0% | 0% | 0% | 0% | 0% | 0% | 0% | 0 | 52
| 361 | Manage multiple contingencies in North West NSW area | FALSE | Non-Labour | Secondary Systems | 80% | Augmentation Expenditure | Augmentations | Augex | Economic Benefits | N/A | N/A | N/A | N/A | Yes | 0% | Safety security & reliability | Secondary Systems (2018-23) | 58.75% | TRUE | FY22 | 2 | 153 | 2 | 3 | 4 | 2 | FALSE | FALSE | TRUE | 0 | 0 | 0 | 0 | 0 | 0 | 0 | 0 | 0 | 0 | 0 | 0 | 0 | 0 | 0 | 0 | 0 | 0 | 0 | 0 | 0 | 0 | 0 | 0 | 0 | 0 | 0 | 0 | 0 | 0 | 0% | 0% | 100% | 0% | 0% | 0 | 0 | 0 | 0 | 0 | 0 | 0 | 0 | 0 | 0 | 0 | 0 | 0 | 0 | 0 | 0 | 0 | 0 | 0 | 0 | 0 | 0 | 0 | 0 | 0 | 0 | 0 | 0 | 0 | 0 | FALSE | 0% | 0% | 0% | 0% | 0% | 0% | FALSE | 0% | 0% | 0% | 0% | 0% | TRUE | 0% | 0% | 0% | 0% | 0% | 0% | 0% | 0% | 0 | 53
| 362 | Manage multiple contingencies in North West NSW area | FALSE | Non-Labour | Communications (short life) | 20% | Augmentation Expenditure | Augmentations | Augex | Economic Benefits | N/A | N/A | N/A | N/A | Yes | 0% | Safety security & reliability | Communications (short life) (2018 onwards) | 58.75% | TRUE | FY22 | 2 | 153 | 2 | 4 | 5 | 2 | FALSE | FALSE | TRUE | 0 | 0 | 0 | 0 | 0 | 0 | 0 | 0 | 0 | 0 | 0 | 0 | 0 | 0 | 0 | 0 | 0 | 0 | 0 | 0 | 0 | 0 | 0 | 0 | 0 | 0 | 0 | 0 | 0 | 0 | 0% | 0% | 100% | 0% | 0% | 0 | 0 | 0 | 0 | 0 | 0 | 0 | 0 | 0 | 0 | 0 | 0 | 0 | 0 | 0 | 0 | 0 | 0 | 0 | 0 | 0 | 0 | 0 | 0 | 0 | 0 | 0 | 0 | 0 | 0 | FALSE | 0% | 0% | 0% | 0% | 0% | 0% | FALSE | 0% | 0% | 0% | 0% | 0% | TRUE | 0% | 0% | 0% | 0% | 0% | 0% | 0% | 0% | 0 | 54
| 363 | Manage multiple contingencies in Sydney Northwest area | FALSE | Labour | Secondary Systems | 80% | Augmentation Expenditure | Augmentations | Augex | Economic Benefits | N/A | N/A | N/A | N/A | Yes | 0% | Safety security & reliability | Secondary Systems (2018-23) | 34.42% | TRUE | FY22 | 2 | 154 | 1 | 1 | 4 | 1 | FALSE | FALSE | TRUE | 0 | 0 | 0 | 0 | 0 | 0 | 0 | 0 | 0 | 0 | 0 | 0 | 0 | 0 | 0 | 0 | 0 | 0 | 0 | 0 | 0 | 0 | 0 | 0 | 0 | 0 | 0 | 0 | 0 | 0 | 0% | 0% | 0% | 0% | 90% | 0 | 0 | 0 | 0 | 0 | 0 | 0 | 0 | 0 | 0 | 0 | 0 | 0 | 0 | 0 | 0 | 0 | 0 | 0 | 0 | 0 | 0 | 0 | 0 | 0 | 0 | 0 | 0 | 0 | 0 | FALSE | 0% | 0% | 0% | 0% | 0% | 0% | FALSE | 0% | 0% | 0% | 0% | 0% | TRUE | 0% | 0% | 0% | 0% | 0% | 0% | 0% | 0% | 0 | 55
| 364 | Manage multiple contingencies in Sydney Northwest area | FALSE | Labour | Communications (short life) | 20% | Augmentation Expenditure | Augmentations | Augex | Economic Benefits | N/A | N/A | N/A | N/A | Yes | 0% | Safety security & reliability | Communications (short life) (2018 onwards) | 34.42% | TRUE | FY22 | 2 | 154 | 1 | 2 | 5 | 1 | FALSE | FALSE | TRUE | 0 | 0 | 0 | 0 | 0 | 0 | 0 | 0 | 0 | 0 | 0 | 0 | 0 | 0 | 0 | 0 | 0 | 0 | 0 | 0 | 0 | 0 | 0 | 0 | 0 | 0 | 0 | 0 | 0 | 0 | 0% | 0% | 0% | 0% | 90% | 0 | 0 | 0 | 0 | 0 | 0 | 0 | 0 | 0 | 0 | 0 | 0 | 0 | 0 | 0 | 0 | 0 | 0 | 0 | 0 | 0 | 0 | 0 | 0 | 0 | 0 | 0 | 0 | 0 | 0 | FALSE | 0% | 0% | 0% | 0% | 0% | 0% | FALSE | 0% | 0% | 0% | 0% | 0% | TRUE | 0% | 0% | 0% | 0% | 0% | 0% | 0% | 0% | 0 | 56
| 365 | Manage multiple contingencies in Sydney Northwest area | FALSE | Non-Labour | Secondary Systems | 80% | Augmentation Expenditure | Augmentations | Augex | Economic Benefits | N/A | N/A | N/A | N/A | Yes | 0% | Safety security & reliability | Secondary Systems (2018-23) | 65.58% | TRUE | FY22 | 2 | 154 | 2 | 3 | 4 | 2 | FALSE | FALSE | TRUE | 0 | 0 | 0 | 0 | 0 | 0 | 0 | 0 | 0 | 0 | 0 | 0 | 0 | 0 | 0 | 0 | 0 | 0 | 0 | 0 | 0 | 0 | 0 | 0 | 0 | 0 | 0 | 0 | 0 | 0 | 0% | 0% | 0% | 0% | 90% | 0 | 0 | 0 | 0 | 0 | 0 | 0 | 0 | 0 | 0 | 0 | 0 | 0 | 0 | 0 | 0 | 0 | 0 | 0 | 0 | 0 | 0 | 0 | 0 | 0 | 0 | 0 | 0 | 0 | 0 | FALSE | 0% | 0% | 0% | 0% | 0% | 0% | FALSE | 0% | 0% | 0% | 0% | 0% | TRUE | 0% | 0% | 0% | 0% | 0% | 0% | 0% | 0% | 0 | 57
| 366 | Manage multiple contingencies in Sydney Northwest area | FALSE | Non-Labour | Communications (short life) | 20% | Augmentation Expenditure | Augmentations | Augex | Economic Benefits | N/A | N/A | N/A | N/A | Yes | 0% | Safety security & reliability | Communications (short life) (2018 onwards) | 65.58% | TRUE | FY22 | 2 | 154 | 2 | 4 | 5 | 2 | FALSE | FALSE | TRUE | 0 | 0 | 0 | 0 | 0 | 0 | 0 | 0 | 0 | 0 | 0 | 0 | 0 | 0 | 0 | 0 | 0 | 0 | 0 | 0 | 0 | 0 | 0 | 0 | 0 | 0 | 0 | 0 | 0 | 0 | 0% | 0% | 0% | 0% | 90% | 0 | 0 | 0 | 0 | 0 | 0 | 0 | 0 | 0 | 0 | 0 | 0 | 0 | 0 | 0 | 0 | 0 | 0 | 0 | 0 | 0 | 0 | 0 | 0 | 0 | 0 | 0 | 0 | 0 | 0 | FALSE | 0% | 0% | 0% | 0% | 0% | 0% | FALSE | 0% | 0% | 0% | 0% | 0% | TRUE | 0% | 0% | 0% | 0% | 0% | 0% | 0% | 0% | 0 | 58
| 367 | Manage multiple contingencies in the Bayswater to Sydney area | FALSE | Labour | Secondary Systems | 80% | Augmentation Expenditure | Augmentations | Augex | Economic Benefits | N/A | N/A | N/A | N/A | Yes | 0% | Safety security & reliability | Secondary Systems (2018-23) | 33.64% | TRUE | FY22 | 2 | 155 | 1 | 1 | 4 | 1 | FALSE | FALSE | TRUE | 0 | 0 | 0 | 0 | 0 | 0 | 0 | 0 | 0 | 0 | 0 | 0 | 0 | 0 | 0 | 0 | 0 | 0 | 0 | 0 | 0 | 0 | 0 | 0 | 0 | 0 | 0 | 0 | 0 | 0 | 0% | 0% | 0% | 100% | 0% | 0 | 0 | 0 | 0 | 0 | 0 | 0 | 0 | 0 | 0 | 0 | 0 | 0 | 0 | 0 | 0 | 0 | 0 | 0 | 0 | 0 | 0 | 0 | 0 | 0 | 0 | 0 | 0 | 0 | 0 | FALSE | 0% | 0% | 0% | 0% | 0% | 0% | FALSE | 0% | 0% | 0% | 0% | 0% | TRUE | 0% | 0% | 0% | 0% | 0% | 0% | 0% | 0% | 0 | 59
| 368 | Manage multiple contingencies in the Bayswater to Sydney area | FALSE | Labour | Communications (short life) | 20% | Augmentation Expenditure | Augmentations | Augex | Economic Benefits | N/A | N/A | N/A | N/A | Yes | 0% | Safety security & reliability | Communications (short life) (2018 onwards) | 33.64% | TRUE | FY22 | 2 | 155 | 1 | 2 | 5 | 1 | FALSE | FALSE | TRUE | 0 | 0 | 0 | 0 | 0 | 0 | 0 | 0 | 0 | 0 | 0 | 0 | 0 | 0 | 0 | 0 | 0 | 0 | 0 | 0 | 0 | 0 | 0 | 0 | 0 | 0 | 0 | 0 | 0 | 0 | 0% | 0% | 0% | 100% | 0% | 0 | 0 | 0 | 0 | 0 | 0 | 0 | 0 | 0 | 0 | 0 | 0 | 0 | 0 | 0 | 0 | 0 | 0 | 0 | 0 | 0 | 0 | 0 | 0 | 0 | 0 | 0 | 0 | 0 | 0 | FALSE | 0% | 0% | 0% | 0% | 0% | 0% | FALSE | 0% | 0% | 0% | 0% | 0% | TRUE | 0% | 0% | 0% | 0% | 0% | 0% | 0% | 0% | 0 | 60
| 369 | Manage multiple contingencies in the Bayswater to Sydney area | FALSE | Non-Labour | Secondary Systems | 80% | Augmentation Expenditure | Augmentations | Augex | Economic Benefits | N/A | N/A | N/A | N/A | Yes | 0% | Safety security & reliability | Secondary Systems (2018-23) | 66.36% | TRUE | FY22 | 2 | 155 | 2 | 3 | 4 | 2 | FALSE | FALSE | TRUE | 0 | 0 | 0 | 0 | 0 | 0 | 0 | 0 | 0 | 0 | 0 | 0 | 0 | 0 | 0 | 0 | 0 | 0 | 0 | 0 | 0 | 0 | 0 | 0 | 0 | 0 | 0 | 0 | 0 | 0 | 0% | 0% | 0% | 100% | 0% | 0 | 0 | 0 | 0 | 0 | 0 | 0 | 0 | 0 | 0 | 0 | 0 | 0 | 0 | 0 | 0 | 0 | 0 | 0 | 0 | 0 | 0 | 0 | 0 | 0 | 0 | 0 | 0 | 0 | 0 | FALSE | 0% | 0% | 0% | 0% | 0% | 0% | FALSE | 0% | 0% | 0% | 0% | 0% | TRUE | 0% | 0% | 0% | 0% | 0% | 0% | 0% | 0% | 0 | 61
| 370 | Manage multiple contingencies in the Bayswater to Sydney area | FALSE | Non-Labour | Communications (short life) | 20% | Augmentation Expenditure | Augmentations | Augex | Economic Benefits | N/A | N/A | N/A | N/A | Yes | 0% | Safety security & reliability | Communications (short life) (2018 onwards) | 66.36% | TRUE | FY22 | 2 | 155 | 2 | 4 | 5 | 2 | FALSE | FALSE | TRUE | 0 | 0 | 0 | 0 | 0 | 0 | 0 | 0 | 0 | 0 | 0 | 0 | 0 | 0 | 0 | 0 | 0 | 0 | 0 | 0 | 0 | 0 | 0 | 0 | 0 | 0 | 0 | 0 | 0 | 0 | 0% | 0% | 0% | 100% | 0% | 0 | 0 | 0 | 0 | 0 | 0 | 0 | 0 | 0 | 0 | 0 | 0 | 0 | 0 | 0 | 0 | 0 | 0 | 0 | 0 | 0 | 0 | 0 | 0 | 0 | 0 | 0 | 0 | 0 | 0 | FALSE | 0% | 0% | 0% | 0% | 0% | 0% | FALSE | 0% | 0% | 0% | 0% | 0% | TRUE | 0% | 0% | 0% | 0% | 0% | 0% | 0% | 0% | 0 | 62
| 371 | Supply to Strathnairn area (EVOEnergy) | TRUE | Labour | Substations | 80% | Connections | Connections | Augex | Connections | N/A | N/A | N/A | N/A | Yes | 0% | Localised maximum demand growth | Substations (2018 onwards) | 23.49% | TRUE | FY22 | 2 | 156 | 1 | 1 | 3 | 1 | FALSE | FALSE | TRUE | c-i-c | c-i-c | c-i-c | c-i-c | c-i-c | c-i-c | c-i-c | c-i-c | c-i-c | c-i-c | c-i-c | c-i-c | c-i-c | c-i-c | c-i-c | c-i-c | c-i-c | c-i-c | c-i-c | c-i-c | c-i-c | c-i-c | c-i-c | c-i-c | c-i-c | c-i-c | c-i-c | c-i-c | c-i-c | c-i-c | c-i-c | c-i-c | c-i-c | c-i-c | c-i-c | c-i-c | c-i-c | c-i-c | c-i-c | c-i-c | c-i-c | c-i-c | c-i-c | c-i-c | c-i-c | c-i-c | c-i-c | c-i-c | c-i-c | c-i-c | c-i-c | c-i-c | c-i-c | c-i-c | c-i-c | c-i-c | c-i-c | c-i-c | c-i-c | c-i-c | c-i-c | c-i-c | c-i-c | c-i-c | c-i-c | FALSE | 0% | 0% | 0% | 0% | 0% | 0% | TRUE | 0% | 0% | 0% | 0% | 0% | FALSE | 0% | 0% | 0% | 0% | 0% | 0% | 0% | 0% | c-i-c | c-i-c
| 372 | Supply to Strathnairn area (EVOEnergy) | TRUE | Labour | Secondary Systems | 20% | Connections | Connections | Augex | Connections | N/A | N/A | N/A | N/A | Yes | 0% | Localised maximum demand growth | Secondary Systems (2018-23) | 23.49% | TRUE | FY22 | 2 | 156 | 1 | 2 | 4 | 1 | FALSE | FALSE | TRUE | c-i-c | c-i-c | c-i-c | c-i-c | c-i-c | c-i-c | c-i-c | c-i-c | c-i-c | c-i-c | c-i-c | c-i-c | c-i-c | c-i-c | c-i-c | c-i-c | c-i-c | c-i-c | c-i-c | c-i-c | c-i-c | c-i-c | c-i-c | c-i-c | c-i-c | c-i-c | c-i-c | c-i-c | c-i-c | c-i-c | c-i-c | c-i-c | c-i-c | c-i-c | c-i-c | c-i-c | c-i-c | c-i-c | c-i-c | c-i-c | c-i-c | c-i-c | c-i-c | c-i-c | c-i-c | c-i-c | c-i-c | c-i-c | c-i-c | c-i-c | c-i-c | c-i-c | c-i-c | c-i-c | c-i-c | c-i-c | c-i-c | c-i-c | c-i-c | c-i-c | c-i-c | c-i-c | c-i-c | c-i-c | c-i-c | FALSE | 0% | 0% | 0% | 0% | 0% | 0% | FALSE | 0% | 0% | 0% | 0% | 0% | TRUE | 0% | 0% | 0% | 0% | 0% | 0% | 0% | 0% | c-i-c | c-i-c
| 373 | Supply to Strathnairn area (EVOEnergy) | TRUE | Non-Labour | Substations | 80% | Connections | Connections | Augex | Connections | N/A | N/A | N/A | N/A | Yes | 0% | Localised maximum demand growth | Substations (2018 onwards) | 76.51% | TRUE | FY22 | 2 | 156 | 2 | 3 | 3 | 2 | FALSE | FALSE | TRUE | c-i-c | c-i-c | c-i-c | c-i-c | c-i-c | c-i-c | c-i-c | c-i-c | c-i-c | c-i-c | c-i-c | c-i-c | c-i-c | c-i-c | c-i-c | c-i-c | c-i-c | c-i-c | c-i-c | c-i-c | c-i-c | c-i-c | c-i-c | c-i-c | c-i-c | c-i-c | c-i-c | c-i-c | c-i-c | c-i-c | c-i-c | c-i-c | c-i-c | c-i-c | c-i-c | c-i-c | c-i-c | c-i-c | c-i-c | c-i-c | c-i-c | c-i-c | c-i-c | c-i-c | c-i-c | c-i-c | c-i-c | c-i-c | c-i-c | c-i-c | c-i-c | c-i-c | c-i-c | c-i-c | c-i-c | c-i-c | c-i-c | c-i-c | c-i-c | c-i-c | c-i-c | c-i-c | c-i-c | c-i-c | c-i-c | FALSE | 0% | 0% | 0% | 0% | 0% | 0% | TRUE | 0% | 0% | 0% | 0% | 0% | FALSE | 0% | 0% | 0% | 0% | 0% | 0% | 0% | 0% | c-i-c | c-i-c
| 374 | Supply to Strathnairn area (EVOEnergy) | TRUE | Non-Labour | Secondary Systems | 20% | Connections | Connections | Augex | Connections | N/A | N/A | N/A | N/A | Yes | 0% | Localised maximum demand growth | Secondary Systems (2018-23) | 76.51% | TRUE | FY22 | 2 | 156 | 2 | 4 | 4 | 2 | FALSE | FALSE | TRUE | c-i-c | c-i-c | c-i-c | c-i-c | c-i-c | c-i-c | c-i-c | c-i-c | c-i-c | c-i-c | c-i-c | c-i-c | c-i-c | c-i-c | c-i-c | c-i-c | c-i-c | c-i-c | c-i-c | c-i-c | c-i-c | c-i-c | c-i-c | c-i-c | c-i-c | c-i-c | c-i-c | c-i-c | c-i-c | c-i-c | c-i-c | c-i-c | c-i-c | c-i-c | c-i-c | c-i-c | c-i-c | c-i-c | c-i-c | c-i-c | c-i-c | c-i-c | c-i-c | c-i-c | c-i-c | c-i-c | c-i-c | c-i-c | c-i-c | c-i-c | c-i-c | c-i-c | c-i-c | c-i-c | c-i-c | c-i-c | c-i-c | c-i-c | c-i-c | c-i-c | c-i-c | c-i-c | c-i-c | c-i-c | c-i-c | FALSE | 0% | 0% | 0% | 0% | 0% | 0% | FALSE | 0% | 0% | 0% | 0% | 0% | TRUE | 0% | 0% | 0% | 0% | 0% | 0% | 0% | 0% | c-i-c | c-i-c
| 375 | Condition of AusGrid cables 9SA and 92P | TRUE | Labour | Secondary Systems | 100% | Connections | Connections | Augex | Connections | N/A | N/A | N/A | N/A | Yes | 0% | Safety security & reliability | Secondary Systems (2018-23) | 79.37% | TRUE | FY22 | 2 | 157 | 1 | 1 | 4 | 1 | FALSE | FALSE | TRUE | c-i-c | c-i-c | c-i-c | c-i-c | c-i-c | c-i-c | c-i-c | c-i-c | c-i-c | c-i-c | c-i-c | c-i-c | c-i-c | c-i-c | c-i-c | c-i-c | c-i-c | c-i-c | c-i-c | c-i-c | c-i-c | c-i-c | c-i-c | c-i-c | c-i-c | c-i-c | c-i-c | c-i-c | c-i-c | c-i-c | c-i-c | c-i-c | c-i-c | c-i-c | c-i-c | c-i-c | c-i-c | c-i-c | c-i-c | c-i-c | c-i-c | c-i-c | c-i-c | c-i-c | c-i-c | c-i-c | c-i-c | c-i-c | c-i-c | c-i-c | c-i-c | c-i-c | c-i-c | c-i-c | c-i-c | c-i-c | c-i-c | c-i-c | c-i-c | c-i-c | c-i-c | c-i-c | c-i-c | c-i-c | c-i-c | FALSE | 0% | 0% | 0% | 0% | 0% | 0% | FALSE | 0% | 0% | 0% | 0% | 0% | TRUE | 0% | 0% | 0% | 0% | 0% | 0% | 0% | 0% | c-i-c | c-i-c
| 376 | Condition of AusGrid cables 9SA and 92P | TRUE | Non-Labour | Secondary Systems | 100% | Connections | Connections | Augex | Connections | N/A | N/A | N/A | N/A | Yes | 0% | Safety security & reliability | Secondary Systems (2018-23) | 20.63% | TRUE | FY22 | 2 | 157 | 2 | 2 | 4 | 2 | FALSE | FALSE | TRUE | c-i-c | c-i-c | c-i-c | c-i-c | c-i-c | c-i-c | c-i-c | c-i-c | c-i-c | c-i-c | c-i-c | c-i-c | c-i-c | c-i-c | c-i-c | c-i-c | c-i-c | c-i-c | c-i-c | c-i-c | c-i-c | c-i-c | c-i-c | c-i-c | c-i-c | c-i-c | c-i-c | c-i-c | c-i-c | c-i-c | c-i-c | c-i-c | c-i-c | c-i-c | c-i-c | c-i-c | c-i-c | c-i-c | c-i-c | c-i-c | c-i-c | c-i-c | c-i-c | c-i-c | c-i-c | c-i-c | c-i-c | c-i-c | c-i-c | c-i-c | c-i-c | c-i-c | c-i-c | c-i-c | c-i-c | c-i-c | c-i-c | c-i-c | c-i-c | c-i-c | c-i-c | c-i-c | c-i-c | c-i-c | c-i-c | FALSE | 0% | 0% | 0% | 0% | 0% | 0% | FALSE | 0% | 0% | 0% | 0% | 0% | TRUE | 0% | 0% | 0% | 0% | 0% | 0% | 0% | 0% | c-i-c | c-i-c
| 377 | Improve voltage regulation following under frequency load shedding events | FALSE | Labour | Secondary Systems | 100% | Augmentation Expenditure | Augmentations | Augex | Compliance | N/A | N/A | N/A | N/A | Yes | 0% | Energy transition | Secondary Systems (2018-23) | 0% | TRUE | FY22 | 2 | 158 | 1 | 1 | 4 | 1 | FALSE | FALSE | TRUE | 0 | 0 | 0 | 0 | 0 | 0 | 0 | 0 | 0 | 0 | 0 | 0 | 0 | 0 | 0 | 0 | 0 | 0 | 0 | 0 | 0 | 0 | 0 | 0 | 0 | 0 | 0 | 0 | 0 | 0 | 0% | 25% | 25% | 25% | 25% | 0 | 0 | 0 | 0 | 0 | 0 | 0 | 0 | 0 | 0 | 0 | 0 | 0 | 0 | 0 | 0 | 0 | 0 | 0 | 0 | 0 | 0 | 0 | 0 | 0 | 0 | 0 | 0 | 0 | 0 | FALSE | 0% | 0% | 0% | 0% | 0% | 0% | FALSE | 0% | 0% | 0% | 0% | 0% | TRUE | 0% | 0% | 0% | 0% | 0% | 0% | 0% | 0% | 0 | 63
| 378 | Improve voltage regulation following under frequency load shedding events | FALSE | Non-Labour | Secondary Systems | 100% | Augmentation Expenditure | Augmentations | Augex | Compliance | N/A | N/A | N/A | N/A | Yes | 0% | Energy transition | Secondary Systems (2018-23) | 100% | TRUE | FY22 | 2 | 158 | 2 | 2 | 4 | 2 | FALSE | FALSE | TRUE | 0 | 0 | 0 | 0 | 0 | 0 | 0 | 0 | 0 | 0 | 0 | 0 | 0 | 0 | 0 | 0 | 0 | 0 | 0 | 0 | 0 | 0 | 0 | 0 | 0 | 0 | 0 | 0 | 0 | 0 | 0% | 25% | 25% | 25% | 25% | 0 | 0 | 0 | 0 | 0 | 0 | 0 | 0 | 0 | 0 | 0 | 0 | 0 | 0 | 0 | 0 | 0 | 0 | 0 | 0 | 0 | 0 | 0 | 0 | 0 | 0 | 0 | 0 | 0 | 0 | FALSE | 0% | 0% | 0% | 0% | 0% | 0% | FALSE | 0% | 0% | 0% | 0% | 0% | TRUE | 0% | 0% | 0% | 0% | 0% | 0% | 0% | 0% | 0 | 64
| 379 | Supply to Far West NSW Network | FALSE | Labour | Substations | 95% | Augmentation Expenditure | Augmentations | Augex | Demand | N/A | N/A | N/A | N/A | Yes | 0% | Localised maximum demand growth | Substations (2018 onwards) | 7.169% | TRUE | FY22 | 2 | 159 | 1 | 1 | 3 | 1 | FALSE | FALSE | TRUE | 0 | 0 | 0 | 0 | 0 | 0 | 0 | 0 | 0 | 0 | 0 | 0 | 0 | 0 | 0 | 0 | 0 | 0 | 0 | 0 | 0 | 0 | 0 | 0 | 0 | 0 | 0 | 0 | 0 | 0 | 0% | 0% | 0% | 0% | 50% | 0 | 0 | 0 | 0 | 0 | 0 | 0 | 0 | 0 | 0 | 0 | 0 | 0 | 0 | 0 | 0 | 0 | 0 | 0 | 0 | 0 | 0 | 0 | 0 | 0 | 0 | 0 | 0 | 0 | 0 | FALSE | 0% | 0% | 0% | 0% | 0% | 0% | TRUE | 0% | 0% | 0% | 0% | 0% | FALSE | 0% | 0% | 0% | 0% | 0% | 0% | 0% | 0% | 0 | 65
| 380 | Supply to Far West NSW Network | FALSE | Labour | Secondary Systems | 5% | Augmentation Expenditure | Augmentations | Augex | Demand | N/A | N/A | N/A | N/A | Yes | 0% | Localised maximum demand growth | Secondary Systems (2018-23) | 7.169% | TRUE | FY22 | 2 | 159 | 1 | 2 | 4 | 1 | FALSE | FALSE | TRUE | 0 | 0 | 0 | 0 | 0 | 0 | 0 | 0 | 0 | 0 | 0 | 0 | 0 | 0 | 0 | 0 | 0 | 0 | 0 | 0 | 0 | 0 | 0 | 0 | 0 | 0 | 0 | 0 | 0 | 0 | 0% | 0% | 0% | 0% | 50% | 0 | 0 | 0 | 0 | 0 | 0 | 0 | 0 | 0 | 0 | 0 | 0 | 0 | 0 | 0 | 0 | 0 | 0 | 0 | 0 | 0 | 0 | 0 | 0 | 0 | 0 | 0 | 0 | 0 | 0 | FALSE | 0% | 0% | 0% | 0% | 0% | 0% | FALSE | 0% | 0% | 0% | 0% | 0% | TRUE | 0% | 0% | 0% | 0% | 0% | 0% | 0% | 0% | 0 | 66
| 381 | Supply to Far West NSW Network | FALSE | Non-Labour | Substations | 95% | Augmentation Expenditure | Augmentations | Augex | Demand | N/A | N/A | N/A | N/A | Yes | 0% | Localised maximum demand growth | Substations (2018 onwards) | 92.83% | TRUE | FY22 | 2 | 159 | 2 | 3 | 3 | 2 | FALSE | FALSE | TRUE | 0 | 0 | 0 | 0 | 0 | 0 | 0 | 0 | 0 | 0 | 0 | 0 | 0 | 0 | 0 | 0 | 0 | 0 | 0 | 0 | 0 | 0 | 0 | 0 | 0 | 0 | 0 | 0 | 0 | 0 | 0% | 0% | 0% | 0% | 50% | 0 | 0 | 0 | 0 | 0 | 0 | 0 | 0 | 0 | 0 | 0 | 0 | 0 | 0 | 0 | 0 | 0 | 0 | 0 | 0 | 0 | 0 | 0 | 0 | 0 | 0 | 0 | 0 | 0 | 0 | FALSE | 0% | 0% | 0% | 0% | 0% | 0% | TRUE | 0% | 0% | 0% | 0% | 0% | FALSE | 0% | 0% | 0% | 0% | 0% | 0% | 0% | 0% | 0 | 67
| 382 | Supply to Far West NSW Network | FALSE | Non-Labour | Secondary Systems | 5% | Augmentation Expenditure | Augmentations | Augex | Demand | N/A | N/A | N/A | N/A | Yes | 0% | Localised maximum demand growth | Secondary Systems (2018-23) | 92.83% | TRUE | FY22 | 2 | 159 | 2 | 4 | 4 | 2 | FALSE | FALSE | TRUE | 0 | 0 | 0 | 0 | 0 | 0 | 0 | 0 | 0 | 0 | 0 | 0 | 0 | 0 | 0 | 0 | 0 | 0 | 0 | 0 | 0 | 0 | 0 | 0 | 0 | 0 | 0 | 0 | 0 | 0 | 0% | 0% | 0% | 0% | 50% | 0 | 0 | 0 | 0 | 0 | 0 | 0 | 0 | 0 | 0 | 0 | 0 | 0 | 0 | 0 | 0 | 0 | 0 | 0 | 0 | 0 | 0 | 0 | 0 | 0 | 0 | 0 | 0 | 0 | 0 | FALSE | 0% | 0% | 0% | 0% | 0% | 0% | FALSE | 0% | 0% | 0% | 0% | 0% | TRUE | 0% | 0% | 0% | 0% | 0% | 0% | 0% | 0% | 0 | 68
| 383 | Strategic property acquisition for Western Sydney Priority Growth Area | TRUE | Labour | Land and Easements | 100% | Augmentation Expenditure | Augmentations | Augex | Strategic Property | N/A | N/A | N/A | N/A | No | 0% | Localised maximum demand growth | Land and Easements | 0.6481% | TRUE | FY22 | 2 | 160 | 1 | 1 | 9 | 1 | FALSE | FALSE | TRUE | c-i-c | c-i-c | c-i-c | c-i-c | c-i-c | c-i-c | c-i-c | c-i-c | c-i-c | c-i-c | c-i-c | c-i-c | c-i-c | c-i-c | c-i-c | c-i-c | c-i-c | c-i-c | c-i-c | c-i-c | c-i-c | c-i-c | c-i-c | c-i-c | c-i-c | c-i-c | c-i-c | c-i-c | c-i-c | c-i-c | c-i-c | c-i-c | c-i-c | c-i-c | c-i-c | c-i-c | c-i-c | c-i-c | c-i-c | c-i-c | c-i-c | c-i-c | c-i-c | c-i-c | c-i-c | c-i-c | c-i-c | c-i-c | c-i-c | c-i-c | c-i-c | c-i-c | c-i-c | c-i-c | c-i-c | c-i-c | c-i-c | c-i-c | c-i-c | c-i-c | c-i-c | c-i-c | c-i-c | c-i-c | c-i-c | FALSE | 0% | 0% | 0% | 0% | 0% | 0% | FALSE | 0% | 0% | 0% | 0% | 0% | FALSE | 0% | 0% | 0% | 0% | 0% | 0% | 0% | 0% | c-i-c | c-i-c
| 384 | Strategic property acquisition for Western Sydney Priority Growth Area | TRUE | Non-Labour | Land and Easements | 100% | Augmentation Expenditure | Augmentations | Augex | Strategic Property | N/A | N/A | N/A | N/A | No | 0% | Localised maximum demand growth | Land and Easements | 99.35% | TRUE | FY22 | 2 | 160 | 2 | 2 | 9 | 2 | FALSE | FALSE | TRUE | c-i-c | c-i-c | c-i-c | c-i-c | c-i-c | c-i-c | c-i-c | c-i-c | c-i-c | c-i-c | c-i-c | c-i-c | c-i-c | c-i-c | c-i-c | c-i-c | c-i-c | c-i-c | c-i-c | c-i-c | c-i-c | c-i-c | c-i-c | c-i-c | c-i-c | c-i-c | c-i-c | c-i-c | c-i-c | c-i-c | c-i-c | c-i-c | c-i-c | c-i-c | c-i-c | c-i-c | c-i-c | c-i-c | c-i-c | c-i-c | c-i-c | c-i-c | c-i-c | c-i-c | c-i-c | c-i-c | c-i-c | c-i-c | c-i-c | c-i-c | c-i-c | c-i-c | c-i-c | c-i-c | c-i-c | c-i-c | c-i-c | c-i-c | c-i-c | c-i-c | c-i-c | c-i-c | c-i-c | c-i-c | c-i-c | FALSE | 0% | 0% | 0% | 0% | 0% | 0% | FALSE | 0% | 0% | 0% | 0% | 0% | FALSE | 0% | 0% | 0% | 0% | 0% | 0% | 0% | 0% | c-i-c | c-i-c
| 385 | Maintain Voltage in the Vineyard Area | TRUE | Labour | Substations | 95% | Augmentation Expenditure | Augmentations | Augex | Demand | N/A | N/A | N/A | N/A | No | 0% | Localised maximum demand growth | Substations (2018 onwards) | 9.493% | TRUE | FY22 | 2 | 161 | 1 | 1 | 3 | 1 | FALSE | FALSE | TRUE | 0.62189 | 3.2725 | 0.091754 | 0 | 0 | 3.9862 | 0.60265 | 3.2128 | 0.091118 | 0 | 0 | 3.9065 | 0.07265 | 0.36299 | 0.012639 | 0 | 0 | 0.44828 | 0.014146 | 0.071152 | 0.0024234 | 0 | 0 | 0.087721 | 0.68944 | 3.6469 | 0.10618 | 0 | 0 | 4.4425 | 0% | 0% | 100% | 0% | 0% | 0 | 0 | 3.9862 | 0 | 0 | 3.9862 | 0 | 0 | 3.9065 | 0 | 0 | 3.9065 | 0 | 0 | 0.44828 | 0 | 0 | 0.44828 | 0 | 0 | 0.087721 | 0 | 0 | 0.087721 | 0 | 0 | 4.4425 | 0 | 0 | 4.4425 | FALSE | 0% | 0% | 0% | 0% | 0% | 0% | TRUE | 0% | 0% | 0% | 0% | 0% | FALSE | 0% | 0% | 0% | 0% | 0% | 0% | 0% | 0% | 3.9065 | 14
| 386 | Maintain Voltage in the Vineyard Area | TRUE | Labour | Secondary Systems | 5% | Augmentation Expenditure | Augmentations | Augex | Demand | N/A | N/A | N/A | N/A | No | 0% | Localised maximum demand growth | Secondary Systems (2018-23) | 9.493% | TRUE | FY22 | 2 | 161 | 1 | 2 | 4 | 1 | FALSE | FALSE | TRUE | 0.032731 | 0.17224 | 0.0048291 | 0 | 0 | 0.2098 | 0.031718 | 0.16909 | 0.0047957 | 0 | 0 | 0.20561 | 0.0038237 | 0.019105 | 0.00066522 | 0 | 0 | 0.023594 | 0.00074451 | 0.0037449 | 0.00012755 | 0 | 0 | 0.0046169 | 0.036287 | 0.19194 | 0.0055885 | 0 | 0 | 0.23382 | 0% | 0% | 100% | 0% | 0% | 0 | 0 | 0.2098 | 0 | 0 | 0.2098 | 0 | 0 | 0.20561 | 0 | 0 | 0.20561 | 0 | 0 | 0.023594 | 0 | 0 | 0.023594 | 0 | 0 | 0.0046169 | 0 | 0 | 0.0046169 | 0 | 0 | 0.23382 | 0 | 0 | 0.23382 | FALSE | 0% | 0% | 0% | 0% | 0% | 0% | FALSE | 0% | 0% | 0% | 0% | 0% | TRUE | 0% | 0% | 0% | 0% | 0% | 0% | 0% | 0% | 0.20561 | 38
| 387 | Maintain Voltage in the Vineyard Area | TRUE | Non-Labour | Substations | 95% | Augmentation Expenditure | Augmentations | Augex | Demand | N/A | N/A | N/A | N/A | No | 0% | Localised maximum demand growth | Substations (2018 onwards) | 90.51% | TRUE | FY22 | 2 | 161 | 2 | 3 | 3 | 2 | FALSE | FALSE | TRUE | 5.9293 | 31.2018 | 0.87482 | 0 | 0 | 38.006 | 5.9293 | 31.2018 | 0.87482 | 0 | 0 | 38.006 | 0.71479 | 3.5253 | 0.12135 | 0 | 0 | 4.3614 | 0.13918 | 0.69101 | 0.023267 | 0 | 0 | 0.85346 | 6.7833 | 35.4181 | 1.0194 | 0 | 0 | 43.2208 | 0% | 0% | 100% | 0% | 0% | 0 | 0 | 38.006 | 0 | 0 | 38.006 | 0 | 0 | 38.006 | 0 | 0 | 38.006 | 0 | 0 | 4.3614 | 0 | 0 | 4.3614 | 0 | 0 | 0.85346 | 0 | 0 | 0.85346 | 0 | 0 | 43.2208 | 0 | 0 | 43.2208 | FALSE | 0% | 0% | 0% | 0% | 0% | 0% | TRUE | 0% | 0% | 0% | 0% | 0% | FALSE | 0% | 0% | 0% | 0% | 0% | 0% | 0% | 0% | 38.006 | 1
| 388 | Maintain Voltage in the Vineyard Area | TRUE | Non-Labour | Secondary Systems | 5% | Augmentation Expenditure | Augmentations | Augex | Demand | N/A | N/A | N/A | N/A | No | 0% | Localised maximum demand growth | Secondary Systems (2018-23) | 90.51% | TRUE | FY22 | 2 | 161 | 2 | 4 | 4 | 2 | FALSE | FALSE | TRUE | 0.31207 | 1.6422 | 0.046043 | 0 | 0 | 2.0003 | 0.31207 | 1.6422 | 0.046043 | 0 | 0 | 2.0003 | 0.03762 | 0.18554 | 0.0063868 | 0 | 0 | 0.22955 | 0.0073251 | 0.036369 | 0.0012246 | 0 | 0 | 0.044919 | 0.35701 | 1.8641 | 0.053654 | 0 | 0 | 2.2748 | 0% | 0% | 100% | 0% | 0% | 0 | 0 | 2.0003 | 0 | 0 | 2.0003 | 0 | 0 | 2.0003 | 0 | 0 | 2.0003 | 0 | 0 | 0.22955 | 0 | 0 | 0.22955 | 0 | 0 | 0.044919 | 0 | 0 | 0.044919 | 0 | 0 | 2.2748 | 0 | 0 | 2.2748 | FALSE | 0% | 0% | 0% | 0% | 0% | 0% | FALSE | 0% | 0% | 0% | 0% | 0% | TRUE | 0% | 0% | 0% | 0% | 0% | 0% | 0% | 0% | 2.0003 | 18
| 389 | Voltage control under light load conditions | TRUE | Labour | Substations | 95% | Augmentation Expenditure | Augmentations | Augex | Compliance | N/A | N/A | N/A | N/A | No | 0% | Energy transition | Substations (2018 onwards) | 14.25% | TRUE | FY22 | 2 | 162 | 1 | 1 | 3 | 1 | FALSE | FALSE | TRUE | 0.41875 | 0.30468 | 0 | 0 | 0 | 0.72342 | 0.40579 | 0.29911 | 0 | 0 | 0 | 0.70491 | 0.048919 | 0.033795 | 0 | 0 | 0 | 0.082714 | 0.0095251 | 0.0066243 | 0 | 0 | 0 | 0.016149 | 0.46424 | 0.33953 | 0 | 0 | 0 | 0.80377 | 0% | 100% | 0% | 0% | 0% | 0 | 0.72342 | 0 | 0 | 0 | 0.72342 | 0 | 0.70491 | 0 | 0 | 0 | 0.70491 | 0 | 0.082714 | 0 | 0 | 0 | 0.082714 | 0 | 0.016149 | 0 | 0 | 0 | 0.016149 | 0 | 0.80377 | 0 | 0 | 0 | 0.80377 | FALSE | 0% | 0% | 0% | 0% | 0% | 0% | TRUE | 0% | 0% | 0% | 0% | 0% | FALSE | 0% | 0% | 0% | 0% | 0% | 0% | 0% | 0% | 0.70491 | 32
| 390 | Voltage control under light load conditions | TRUE | Labour | Secondary Systems | 5% | Augmentation Expenditure | Augmentations | Augex | Compliance | N/A | N/A | N/A | N/A | No | 0% | Energy transition | Secondary Systems (2018-23) | 14.25% | TRUE | FY22 | 2 | 162 | 1 | 2 | 4 | 1 | FALSE | FALSE | TRUE | 0.022039 | 0.016036 | 0 | 0 | 0 | 0.038075 | 0.021358 | 0.015743 | 0 | 0 | 0 | 0.0371 | 0.0025747 | 0.0017787 | 0 | 0 | 0 | 0.0043533 | 0.00050132 | 0.00034865 | 0 | 0 | 0 | 0.00084997 | 0.024434 | 0.01787 | 0 | 0 | 0 | 0.042304 | 0% | 100% | 0% | 0% | 0% | 0 | 0.038075 | 0 | 0 | 0 | 0.038075 | 0 | 0.0371 | 0 | 0 | 0 | 0.0371 | 0 | 0.0043533 | 0 | 0 | 0 | 0.0043533 | 0 | 0.00084997 | 0 | 0 | 0 | 0.00084997 | 0 | 0.042304 | 0 | 0 | 0 | 0.042304 | FALSE | 0% | 0% | 0% | 0% | 0% | 0% | FALSE | 0% | 0% | 0% | 0% | 0% | TRUE | 0% | 0% | 0% | 0% | 0% | 0% | 0% | 0% | 0.0371 | 44
| 391 | Voltage control under light load conditions | TRUE | Non-Labour | Substations | 95% | Augmentation Expenditure | Augmentations | Augex | Compliance | N/A | N/A | N/A | N/A | No | 0% | Energy transition | Substations (2018 onwards) | 85.75% | TRUE | FY22 | 2 | 162 | 2 | 3 | 3 | 2 | FALSE | FALSE | TRUE | 2.5204 | 1.8338 | 0 | 0 | 0 | 4.3542 | 2.5204 | 1.8338 | 0 | 0 | 0 | 4.3542 | 0.30384 | 0.20719 | 0 | 0 | 0 | 0.51102 | 0.05916 | 0.040612 | 0 | 0 | 0 | 0.099772 | 2.8834 | 2.0816 | 0 | 0 | 0 | 4.965 | 0% | 100% | 0% | 0% | 0% | 0 | 4.3542 | 0 | 0 | 0 | 4.3542 | 0 | 4.3542 | 0 | 0 | 0 | 4.3542 | 0 | 0.51102 | 0 | 0 | 0 | 0.51102 | 0 | 0.099772 | 0 | 0 | 0 | 0.099772 | 0 | 4.965 | 0 | 0 | 0 | 4.965 | FALSE | 0% | 0% | 0% | 0% | 0% | 0% | TRUE | 0% | 0% | 0% | 0% | 0% | FALSE | 0% | 0% | 0% | 0% | 0% | 0% | 0% | 0% | 4.3542 | 11
| 392 | Voltage control under light load conditions | TRUE | Non-Labour | Secondary Systems | 5% | Augmentation Expenditure | Augmentations | Augex | Compliance | N/A | N/A | N/A | N/A | No | 0% | Energy transition | Secondary Systems (2018-23) | 85.75% | TRUE | FY22 | 2 | 162 | 2 | 4 | 4 | 2 | FALSE | FALSE | TRUE | 0.13265 | 0.096515 | 0 | 0 | 0 | 0.22917 | 0.13265 | 0.096515 | 0 | 0 | 0 | 0.22917 | 0.015991 | 0.010905 | 0 | 0 | 0 | 0.026896 | 0.0031137 | 0.0021375 | 0 | 0 | 0 | 0.0052512 | 0.15176 | 0.10956 | 0 | 0 | 0 | 0.26131 | 0% | 100% | 0% | 0% | 0% | 0 | 0.22917 | 0 | 0 | 0 | 0.22917 | 0 | 0.22917 | 0 | 0 | 0 | 0.22917 | 0 | 0.026896 | 0 | 0 | 0 | 0.026896 | 0 | 0.0052512 | 0 | 0 | 0 | 0.0052512 | 0 | 0.26131 | 0 | 0 | 0 | 0.26131 | FALSE | 0% | 0% | 0% | 0% | 0% | 0% | FALSE | 0% | 0% | 0% | 0% | 0% | TRUE | 0% | 0% | 0% | 0% | 0% | 0% | 0% | 0% | 0.22917 | 37
| 393 | Maintain voltage in Beryl area | TRUE | Labour | Substations | 100% | Augmentation Expenditure | Augmentations | Augex | Demand | N/A | N/A | N/A | N/A | Yes | 0% | Localised maximum demand growth | Substations (2018 onwards) | 5.593% | TRUE | FY22 | 2 | 163 | 1 | 1 | 3 | 1 | FALSE | FALSE | TRUE | 0 | 0.086033 | 0.4085 | 0.78482 | 0 | 1.2794 | 0 | 0.084462 | 0.40567 | 0.78276 | 0 | 1.2729 | 0 | 0.0095427 | 0.056272 | 0.11009 | 0 | 0.1759 | 0 | 0.0018705 | 0.010789 | 0.020963 | 0 | 0.033622 | 0 | 0.095875 | 0.47273 | 0.91381 | 0 | 1.4824 | 0% | 0% | 100% | 0% | 0% | 0 | 0 | 1.2794 | 0 | 0 | 1.2794 | 0 | 0 | 1.2729 | 0 | 0 | 1.2729 | 0 | 0 | 0.1759 | 0 | 0 | 0.1759 | 0 | 0 | 0.033622 | 0 | 0 | 0.033622 | 0 | 0 | 1.4824 | 0 | 0 | 1.4824 | FALSE | 0% | 0% | 0% | 0% | 0% | 0% | TRUE | 0% | 0% | 0% | 0% | 0% | FALSE | 0% | 0% | 0% | 0% | 0% | 0% | 0% | 0% | 1.2729 | 25
| 394 | Maintain voltage in Beryl area | TRUE | Non-Labour | Substations | 100% | Augmentation Expenditure | Augmentations | Augex | Demand | N/A | N/A | N/A | N/A | Yes | 0% | Localised maximum demand growth | Substations (2018 onwards) | 94.41% | TRUE | FY22 | 2 | 163 | 2 | 2 | 3 | 2 | FALSE | FALSE | TRUE | 0 | 1.4523 | 6.8958 | 13.2484 | 0 | 21.5965 | 0 | 1.4523 | 6.8958 | 13.2484 | 0 | 21.5965 | 0 | 0.16409 | 0.95654 | 1.8633 | 0 | 2.9839 | 0 | 0.032164 | 0.1834 | 0.3548 | 0 | 0.57036 | 0 | 1.6486 | 8.0358 | 15.4665 | 0 | 25.1508 | 0% | 0% | 100% | 0% | 0% | 0 | 0 | 21.5965 | 0 | 0 | 21.5965 | 0 | 0 | 21.5965 | 0 | 0 | 21.5965 | 0 | 0 | 2.9839 | 0 | 0 | 2.9839 | 0 | 0 | 0.57036 | 0 | 0 | 0.57036 | 0 | 0 | 25.1508 | 0 | 0 | 25.1508 | FALSE | 0% | 0% | 0% | 0% | 0% | 0% | TRUE | 0% | 0% | 0% | 0% | 0% | FALSE | 0% | 0% | 0% | 0% | 0% | 0% | 0% | 0% | 21.5965 | 3
| 395 | Maintain voltage in Alpine area | TRUE | Labour | Substations | 95% | Augmentation Expenditure | Augmentations | Augex | Compliance | N/A | N/A | N/A | N/A | No | 0% | Localised maximum demand growth | Substations (2018 onwards) | 5.361% | TRUE | FY22 | 2 | 164 | 1 | 1 | 3 | 1 | FALSE | FALSE | TRUE | 0 | 0.01719 | 0.10314 | 0.84805 | 0.31515 | 1.2835 | 0 | 0.016876 | 0.10243 | 0.84582 | 0.31527 | 1.2804 | 0 | 0.0019067 | 0.014208 | 0.11896 | 0.039264 | 0.17434 | 0 | 0.00037375 | 0.0027241 | 0.022652 | 0.0076049 | 0.033354 | 0 | 0.019157 | 0.11936 | 0.98743 | 0.36214 | 1.4881 | 0% | 0% | 0% | 0% | 100% | 0 | 0 | 0 | 0 | 1.2835 | 1.2835 | 0 | 0 | 0 | 0 | 1.2804 | 1.2804 | 0 | 0 | 0 | 0 | 0.17434 | 0.17434 | 0 | 0 | 0 | 0 | 0.033354 | 0.033354 | 0 | 0 | 0 | 0 | 1.4881 | 1.4881 | FALSE | 0% | 0% | 0% | 0% | 0% | 0% | TRUE | 0% | 0% | 0% | 0% | 0% | FALSE | 0% | 0% | 0% | 0% | 0% | 0% | 0% | 0% | 1.2804 | 24
| 396 | Maintain voltage in Alpine area | TRUE | Labour | Secondary Systems | 5% | Augmentation Expenditure | Augmentations | Augex | Compliance | N/A | N/A | N/A | N/A | No | 0% | Localised maximum demand growth | Secondary Systems (2018-23) | 5.361% | TRUE | FY22 | 2 | 164 | 1 | 2 | 4 | 1 | FALSE | FALSE | TRUE | 0 | 0.00090475 | 0.0054285 | 0.044634 | 0.016587 | 0.067554 | 0 | 0.00088822 | 0.0053909 | 0.044517 | 0.016593 | 0.067389 | 0 | 0.00010035 | 0.00074778 | 0.006261 | 0.0020665 | 0.0091756 | 0 | 1.9671e-05 | 0.00014338 | 0.0011922 | 0.00040026 | 0.0017555 | 0 | 0.0010082 | 0.006282 | 0.05197 | 0.01906 | 0.07832 | 0% | 0% | 0% | 0% | 100% | 0 | 0 | 0 | 0 | 0.067554 | 0.067554 | 0 | 0 | 0 | 0 | 0.067389 | 0.067389 | 0 | 0 | 0 | 0 | 0.0091756 | 0.0091756 | 0 | 0 | 0 | 0 | 0.0017555 | 0.0017555 | 0 | 0 | 0 | 0 | 0.07832 | 0.07832 | FALSE | 0% | 0% | 0% | 0% | 0% | 0% | FALSE | 0% | 0% | 0% | 0% | 0% | TRUE | 0% | 0% | 0% | 0% | 0% | 0% | 0% | 0% | 0.067389 | 43
| 397 | Maintain voltage in Alpine area | TRUE | Non-Labour | Substations | 95% | Augmentation Expenditure | Augmentations | Augex | Compliance | N/A | N/A | N/A | N/A | No | 0% | Localised maximum demand growth | Substations (2018 onwards) | 94.64% | TRUE | FY22 | 2 | 164 | 2 | 3 | 3 | 2 | FALSE | FALSE | TRUE | 0 | 0.30345 | 1.8207 | 14.9704 | 5.5633 | 22.6579 | 0 | 0.30345 | 1.8207 | 14.9704 | 5.5633 | 22.6579 | 0 | 0.034285 | 0.25256 | 2.1055 | 0.69285 | 3.0852 | 0 | 0.0067205 | 0.048424 | 0.40092 | 0.1342 | 0.59026 | 0 | 0.34446 | 2.1217 | 17.4768 | 6.3904 | 26.3334 | 0% | 0% | 0% | 0% | 100% | 0 | 0 | 0 | 0 | 22.6579 | 22.6579 | 0 | 0 | 0 | 0 | 22.6579 | 22.6579 | 0 | 0 | 0 | 0 | 3.0852 | 3.0852 | 0 | 0 | 0 | 0 | 0.59026 | 0.59026 | 0 | 0 | 0 | 0 | 26.3334 | 26.3334 | FALSE | 0% | 0% | 0% | 0% | 0% | 0% | TRUE | 0% | 0% | 0% | 0% | 0% | FALSE | 0% | 0% | 0% | 0% | 0% | 0% | 0% | 0% | 22.6579 | 2
| 398 | Maintain voltage in Alpine area | TRUE | Non-Labour | Secondary Systems | 5% | Augmentation Expenditure | Augmentations | Augex | Compliance | N/A | N/A | N/A | N/A | No | 0% | Localised maximum demand growth | Secondary Systems (2018-23) | 94.64% | TRUE | FY22 | 2 | 164 | 2 | 4 | 4 | 2 | FALSE | FALSE | TRUE | 0 | 0.015971 | 0.095828 | 0.78792 | 0.29281 | 1.1925 | 0 | 0.015971 | 0.095828 | 0.78792 | 0.29281 | 1.1925 | 0 | 0.0018045 | 0.013293 | 0.11081 | 0.036466 | 0.16238 | 0 | 0.00035371 | 0.0025486 | 0.021101 | 0.007063 | 0.031066 | 0 | 0.018129 | 0.11167 | 0.91983 | 0.33634 | 1.386 | 0% | 0% | 0% | 0% | 100% | 0 | 0 | 0 | 0 | 1.1925 | 1.1925 | 0 | 0 | 0 | 0 | 1.1925 | 1.1925 | 0 | 0 | 0 | 0 | 0.16238 | 0.16238 | 0 | 0 | 0 | 0 | 0.031066 | 0.031066 | 0 | 0 | 0 | 0 | 1.386 | 1.386 | FALSE | 0% | 0% | 0% | 0% | 0% | 0% | FALSE | 0% | 0% | 0% | 0% | 0% | TRUE | 0% | 0% | 0% | 0% | 0% | 0% | 0% | 0% | 1.1925 | 26
| 399 | Supply to North West Slopes Area Stage 1 | TRUE | Labour | Substations | 100% | Augmentation Expenditure | Augmentations | Augex | Demand | N/A | N/A | N/A | N/A | No | 0% | Localised maximum demand growth | Substations (2018 onwards) | 33% | TRUE | FY22 | 2 | 165 | 1 | 1 | 3 | 1 | FALSE | FALSE | TRUE | 0.29689 | 2.5986 | 0.11442 | 0 | 0 | 3.0099 | 0.28771 | 2.5511 | 0.11363 | 0 | 0 | 2.9525 | 0.034683 | 0.28823 | 0.015762 | 0 | 0 | 0.33868 | 0.0067532 | 0.056499 | 0.0030221 | 0 | 0 | 0.066274 | 0.32914 | 2.8959 | 0.13241 | 0 | 0 | 3.3574 | 0% | 0% | 100% | 0% | 0% | 0 | 0 | 3.0099 | 0 | 0 | 3.0099 | 0 | 0 | 2.9525 | 0 | 0 | 2.9525 | 0 | 0 | 0.33868 | 0 | 0 | 0.33868 | 0 | 0 | 0.066274 | 0 | 0 | 0.066274 | 0 | 0 | 3.3574 | 0 | 0 | 3.3574 | FALSE | 0% | 0% | 0% | 0% | 0% | 0% | TRUE | 0% | 0% | 0% | 0% | 0% | FALSE | 0% | 0% | 0% | 0% | 0% | 0% | 0% | 0% | 2.9525 | 16
| 400 | Supply to North West Slopes Area Stage 1 | TRUE | Non-Labour | Substations | 100% | Augmentation Expenditure | Augmentations | Augex | Demand | N/A | N/A | N/A | N/A | No | 0% | Localised maximum demand growth | Substations (2018 onwards) | 67% | TRUE | FY22 | 2 | 165 | 2 | 2 | 3 | 2 | FALSE | FALSE | TRUE | 0.60278 | 5.2759 | 0.23231 | 0 | 0 | 6.111 | 0.60278 | 5.2759 | 0.23231 | 0 | 0 | 6.111 | 0.072666 | 0.59609 | 0.032225 | 0 | 0 | 0.70098 | 0.014149 | 0.11684 | 0.0061786 | 0 | 0 | 0.13717 | 0.68959 | 5.9888 | 0.27072 | 0 | 0 | 6.9491 | 0% | 0% | 100% | 0% | 0% | 0 | 0 | 6.111 | 0 | 0 | 6.111 | 0 | 0 | 6.111 | 0 | 0 | 6.111 | 0 | 0 | 0.70098 | 0 | 0 | 0.70098 | 0 | 0 | 0.13717 | 0 | 0 | 0.13717 | 0 | 0 | 6.9491 | 0 | 0 | 6.9491 | FALSE | 0% | 0% | 0% | 0% | 0% | 0% | TRUE | 0% | 0% | 0% | 0% | 0% | FALSE | 0% | 0% | 0% | 0% | 0% | 0% | 0% | 0% | 6.111 | 9
| 401 | Improving stability in South-Western NSW | FALSE | Labour | Transmission Lines | 50% | Augmentation Expenditure | Augmentations | Augex | Compliance | N/A | N/A | N/A | N/A | No | 0% | Energy transition | Transmission Lines (2018 onwards) | 5% | TRUE | FY22 | 2 | 166 | 1 | 1 | 1 | 1 | FALSE | FALSE | TRUE | 0 | 0 | 0 | 0 | 0 | 0 | 0 | 0 | 0 | 0 | 0 | 0 | 0 | 0 | 0 | 0 | 0 | 0 | 0 | 0 | 0 | 0 | 0 | 0 | 0 | 0 | 0 | 0 | 0 | 0 | 0% | 0% | 100% | 0% | 0% | 0 | 0 | 0 | 0 | 0 | 0 | 0 | 0 | 0 | 0 | 0 | 0 | 0 | 0 | 0 | 0 | 0 | 0 | 0 | 0 | 0 | 0 | 0 | 0 | 0 | 0 | 0 | 0 | 0 | 0 | TRUE | 0% | 0% | 0% | 0% | 0% | 0% | FALSE | 0% | 0% | 0% | 0% | 0% | FALSE | 0% | 0% | 0% | 0% | 0% | 0% | 0% | 0% | 0 | 69
| 402 | Improving stability in South-Western NSW | FALSE | Labour | Substations | 25% | Augmentation Expenditure | Augmentations | Augex | Compliance | N/A | N/A | N/A | N/A | No | 0% | Energy transition | Substations (2018 onwards) | 5% | TRUE | FY22 | 2 | 166 | 1 | 2 | 3 | 1 | FALSE | FALSE | TRUE | 0 | 0 | 0 | 0 | 0 | 0 | 0 | 0 | 0 | 0 | 0 | 0 | 0 | 0 | 0 | 0 | 0 | 0 | 0 | 0 | 0 | 0 | 0 | 0 | 0 | 0 | 0 | 0 | 0 | 0 | 0% | 0% | 100% | 0% | 0% | 0 | 0 | 0 | 0 | 0 | 0 | 0 | 0 | 0 | 0 | 0 | 0 | 0 | 0 | 0 | 0 | 0 | 0 | 0 | 0 | 0 | 0 | 0 | 0 | 0 | 0 | 0 | 0 | 0 | 0 | FALSE | 0% | 0% | 0% | 0% | 0% | 0% | TRUE | 0% | 0% | 0% | 0% | 0% | FALSE | 0% | 0% | 0% | 0% | 0% | 0% | 0% | 0% | 0 | 70
| 403 | Improving stability in South-Western NSW | FALSE | Labour | Secondary Systems | 5% | Augmentation Expenditure | Augmentations | Augex | Compliance | N/A | N/A | N/A | N/A | No | 0% | Energy transition | Secondary Systems (2018-23) | 5% | TRUE | FY22 | 2 | 166 | 1 | 3 | 4 | 1 | FALSE | FALSE | TRUE | 0 | 0 | 0 | 0 | 0 | 0 | 0 | 0 | 0 | 0 | 0 | 0 | 0 | 0 | 0 | 0 | 0 | 0 | 0 | 0 | 0 | 0 | 0 | 0 | 0 | 0 | 0 | 0 | 0 | 0 | 0% | 0% | 100% | 0% | 0% | 0 | 0 | 0 | 0 | 0 | 0 | 0 | 0 | 0 | 0 | 0 | 0 | 0 | 0 | 0 | 0 | 0 | 0 | 0 | 0 | 0 | 0 | 0 | 0 | 0 | 0 | 0 | 0 | 0 | 0 | FALSE | 0% | 0% | 0% | 0% | 0% | 0% | FALSE | 0% | 0% | 0% | 0% | 0% | TRUE | 0% | 0% | 0% | 0% | 0% | 0% | 0% | 0% | 0 | 71
| 404 | Improving stability in South-Western NSW | FALSE | Labour | Land and Easements | 20% | Augmentation Expenditure | Augmentations | Augex | Compliance | N/A | N/A | N/A | N/A | No | 0% | Energy transition | Land and Easements | 5% | TRUE | FY22 | 2 | 166 | 1 | 4 | 9 | 1 | FALSE | FALSE | TRUE | 0 | 0 | 0 | 0 | 0 | 0 | 0 | 0 | 0 | 0 | 0 | 0 | 0 | 0 | 0 | 0 | 0 | 0 | 0 | 0 | 0 | 0 | 0 | 0 | 0 | 0 | 0 | 0 | 0 | 0 | 0% | 0% | 100% | 0% | 0% | 0 | 0 | 0 | 0 | 0 | 0 | 0 | 0 | 0 | 0 | 0 | 0 | 0 | 0 | 0 | 0 | 0 | 0 | 0 | 0 | 0 | 0 | 0 | 0 | 0 | 0 | 0 | 0 | 0 | 0 | FALSE | 0% | 0% | 0% | 0% | 0% | 0% | FALSE | 0% | 0% | 0% | 0% | 0% | FALSE | 0% | 0% | 0% | 0% | 0% | 0% | 0% | 0% | 0 | 72
| 405 | Improving stability in South-Western NSW | FALSE | Non-Labour | Transmission Lines | 50% | Augmentation Expenditure | Augmentations | Augex | Compliance | N/A | N/A | N/A | N/A | No | 0% | Energy transition | Transmission Lines (2018 onwards) | 95% | TRUE | FY22 | 2 | 166 | 2 | 5 | 1 | 2 | FALSE | FALSE | TRUE | 0 | 0 | 0 | 0 | 0 | 0 | 0 | 0 | 0 | 0 | 0 | 0 | 0 | 0 | 0 | 0 | 0 | 0 | 0 | 0 | 0 | 0 | 0 | 0 | 0 | 0 | 0 | 0 | 0 | 0 | 0% | 0% | 100% | 0% | 0% | 0 | 0 | 0 | 0 | 0 | 0 | 0 | 0 | 0 | 0 | 0 | 0 | 0 | 0 | 0 | 0 | 0 | 0 | 0 | 0 | 0 | 0 | 0 | 0 | 0 | 0 | 0 | 0 | 0 | 0 | TRUE | 0% | 0% | 0% | 0% | 0% | 0% | FALSE | 0% | 0% | 0% | 0% | 0% | FALSE | 0% | 0% | 0% | 0% | 0% | 0% | 0% | 0% | 0 | 73
| 406 | Improving stability in South-Western NSW | FALSE | Non-Labour | Substations | 25% | Augmentation Expenditure | Augmentations | Augex | Compliance | N/A | N/A | N/A | N/A | No | 0% | Energy transition | Substations (2018 onwards) | 95% | TRUE | FY22 | 2 | 166 | 2 | 6 | 3 | 2 | FALSE | FALSE | TRUE | 0 | 0 | 0 | 0 | 0 | 0 | 0 | 0 | 0 | 0 | 0 | 0 | 0 | 0 | 0 | 0 | 0 | 0 | 0 | 0 | 0 | 0 | 0 | 0 | 0 | 0 | 0 | 0 | 0 | 0 | 0% | 0% | 100% | 0% | 0% | 0 | 0 | 0 | 0 | 0 | 0 | 0 | 0 | 0 | 0 | 0 | 0 | 0 | 0 | 0 | 0 | 0 | 0 | 0 | 0 | 0 | 0 | 0 | 0 | 0 | 0 | 0 | 0 | 0 | 0 | FALSE | 0% | 0% | 0% | 0% | 0% | 0% | TRUE | 0% | 0% | 0% | 0% | 0% | FALSE | 0% | 0% | 0% | 0% | 0% | 0% | 0% | 0% | 0 | 74
| 407 | Improving stability in South-Western NSW | FALSE | Non-Labour | Secondary Systems | 5% | Augmentation Expenditure | Augmentations | Augex | Compliance | N/A | N/A | N/A | N/A | No | 0% | Energy transition | Secondary Systems (2018-23) | 95% | TRUE | FY22 | 2 | 166 | 2 | 7 | 4 | 2 | FALSE | FALSE | TRUE | 0 | 0 | 0 | 0 | 0 | 0 | 0 | 0 | 0 | 0 | 0 | 0 | 0 | 0 | 0 | 0 | 0 | 0 | 0 | 0 | 0 | 0 | 0 | 0 | 0 | 0 | 0 | 0 | 0 | 0 | 0% | 0% | 100% | 0% | 0% | 0 | 0 | 0 | 0 | 0 | 0 | 0 | 0 | 0 | 0 | 0 | 0 | 0 | 0 | 0 | 0 | 0 | 0 | 0 | 0 | 0 | 0 | 0 | 0 | 0 | 0 | 0 | 0 | 0 | 0 | FALSE | 0% | 0% | 0% | 0% | 0% | 0% | FALSE | 0% | 0% | 0% | 0% | 0% | TRUE | 0% | 0% | 0% | 0% | 0% | 0% | 0% | 0% | 0 | 75
| 408 | Improving stability in South-Western NSW | FALSE | Non-Labour | Land and Easements | 20% | Augmentation Expenditure | Augmentations | Augex | Compliance | N/A | N/A | N/A | N/A | No | 0% | Energy transition | Land and Easements | 95% | TRUE | FY22 | 2 | 166 | 2 | 8 | 9 | 2 | FALSE | FALSE | TRUE | 0 | 0 | 0 | 0 | 0 | 0 | 0 | 0 | 0 | 0 | 0 | 0 | 0 | 0 | 0 | 0 | 0 | 0 | 0 | 0 | 0 | 0 | 0 | 0 | 0 | 0 | 0 | 0 | 0 | 0 | 0% | 0% | 100% | 0% | 0% | 0 | 0 | 0 | 0 | 0 | 0 | 0 | 0 | 0 | 0 | 0 | 0 | 0 | 0 | 0 | 0 | 0 | 0 | 0 | 0 | 0 | 0 | 0 | 0 | 0 | 0 | 0 | 0 | 0 | 0 | FALSE | 0% | 0% | 0% | 0% | 0% | 0% | FALSE | 0% | 0% | 0% | 0% | 0% | FALSE | 0% | 0% | 0% | 0% | 0% | 0% | 0% | 0% | 0 | 76
| 409 | NSW Oscillation Monitoring (PMU Installation) | TRUE | Labour | Secondary Systems | 100% | Augmentation Expenditure | Augmentations | Augex | Compliance | N/A | N/A | N/A | N/A | No | 0% | Safety security & reliability | Secondary Systems (2018-23) | 56.09% | TRUE | FY22 | 2 | 167 | 1 | 1 | 4 | 1 | FALSE | FALSE | TRUE | 2.1273 | 1.5259 | 0.77641 | 0 | 0 | 4.4296 | 2.0615 | 1.498 | 0.77103 | 0 | 0 | 4.3305 | 0.24851 | 0.16925 | 0.10695 | 0 | 0 | 0.52472 | 0.048388 | 0.033176 | 0.020506 | 0 | 0 | 0.10207 | 2.3584 | 1.7005 | 0.89849 | 0 | 0 | 4.9573 | 0% | 50% | 50% | 0% | 0% | 0 | 2.2148 | 2.2148 | 0 | 0 | 4.4296 | 0 | 2.1653 | 2.1653 | 0 | 0 | 4.3305 | 0 | 0.26236 | 0.26236 | 0 | 0 | 0.52472 | 0 | 0.051035 | 0.051035 | 0 | 0 | 0.10207 | 0 | 2.4787 | 2.4787 | 0 | 0 | 4.9573 | FALSE | 0% | 0% | 0% | 0% | 0% | 0% | FALSE | 0% | 0% | 0% | 0% | 0% | TRUE | 0% | 0% | 0% | 0% | 0% | 0% | 0% | 0% | 4.3305 | 12
| 410 | NSW Oscillation Monitoring (PMU Installation) | TRUE | Non-Labour | Secondary Systems | 100% | Augmentation Expenditure | Augmentations | Augex | Compliance | N/A | N/A | N/A | N/A | No | 0% | Safety security & reliability | Secondary Systems (2018-23) | 43.91% | TRUE | FY22 | 2 | 167 | 2 | 2 | 4 | 2 | FALSE | FALSE | TRUE | 1.6652 | 1.1945 | 0.60777 | 0 | 0 | 3.4674 | 1.6652 | 1.1945 | 0.60777 | 0 | 0 | 3.4674 | 0.20074 | 0.13495 | 0.084305 | 0 | 0 | 0.42 | 0.039087 | 0.026453 | 0.016164 | 0 | 0 | 0.081704 | 1.905 | 1.3559 | 0.70824 | 0 | 0 | 3.9692 | 0% | 50% | 50% | 0% | 0% | 0 | 1.7337 | 1.7337 | 0 | 0 | 3.4674 | 0 | 1.7337 | 1.7337 | 0 | 0 | 3.4674 | 0 | 0.21 | 0.21 | 0 | 0 | 0.42 | 0 | 0.040852 | 0.040852 | 0 | 0 | 0.081704 | 0 | 1.9846 | 1.9846 | 0 | 0 | 3.9692 | FALSE | 0% | 0% | 0% | 0% | 0% | 0% | FALSE | 0% | 0% | 0% | 0% | 0% | TRUE | 0% | 0% | 0% | 0% | 0% | 0% | 0% | 0% | 3.4674 | 15
| 411 | Maintaining Reliable Supply to Deniliquin, Coleambally and Finley area (Maintain Voltage in South Western Subsystem) | TRUE | Labour | Substations | 100% | Augmentation Expenditure | Augmentations | Augex | Compliance | N/A | N/A | N/A | N/A | No | 0% | Safety security & reliability | Substations (2018 onwards) | 14% | TRUE | FY22 | 2 | 168 | 1 | 1 | 3 | 1 | FALSE | FALSE | TRUE | 0.25439 | 0.78324 | 0.082747 | 0 | 0 | 1.1204 | 0.24652 | 0.76893 | 0.082173 | 0 | 0 | 1.0976 | 0.029718 | 0.086876 | 0.011399 | 0 | 0 | 0.12799 | 0.0057865 | 0.017029 | 0.0021855 | 0 | 0 | 0.025001 | 0.28203 | 0.87284 | 0.095757 | 0 | 0 | 1.2506 | 0% | 100% | 0% | 0% | 0% | 0 | 1.1204 | 0 | 0 | 0 | 1.1204 | 0 | 1.0976 | 0 | 0 | 0 | 1.0976 | 0 | 0.12799 | 0 | 0 | 0 | 0.12799 | 0 | 0.025001 | 0 | 0 | 0 | 0.025001 | 0 | 1.2506 | 0 | 0 | 0 | 1.2506 | FALSE | 0% | 0% | 0% | 0% | 0% | 0% | TRUE | 0% | 0% | 0% | 0% | 0% | FALSE | 0% | 0% | 0% | 0% | 0% | 0% | 0% | 0% | 1.0976 | 27
| 412 | Maintaining Reliable Supply to Deniliquin, Coleambally and Finley area (Maintain Voltage in South Western Subsystem) | TRUE | Non-Labour | Substations | 100% | Augmentation Expenditure | Augmentations | Augex | Compliance | N/A | N/A | N/A | N/A | No | 0% | Safety security & reliability | Substations (2018 onwards) | 86% | TRUE | FY22 | 2 | 168 | 2 | 2 | 3 | 2 | FALSE | FALSE | TRUE | 1.5627 | 4.8113 | 0.5083 | 0 | 0 | 6.8823 | 1.5627 | 4.8113 | 0.5083 | 0 | 0 | 6.8823 | 0.18838 | 0.5436 | 0.070508 | 0 | 0 | 0.80249 | 0.03668 | 0.10655 | 0.013519 | 0 | 0 | 0.15675 | 1.7878 | 5.4615 | 0.59233 | 0 | 0 | 7.8415 | 0% | 100% | 0% | 0% | 0% | 0 | 6.8823 | 0 | 0 | 0 | 6.8823 | 0 | 6.8823 | 0 | 0 | 0 | 6.8823 | 0 | 0.80249 | 0 | 0 | 0 | 0.80249 | 0 | 0.15675 | 0 | 0 | 0 | 0.15675 | 0 | 7.8415 | 0 | 0 | 0 | 7.8415 | FALSE | 0% | 0% | 0% | 0% | 0% | 0% | TRUE | 0% | 0% | 0% | 0% | 0% | FALSE | 0% | 0% | 0% | 0% | 0% | 0% | 0% | 0% | 6.8823 | 7
| 413 | Supply to Panorama area | TRUE | Labour | Substations | 74.1% | Connections | Connections | Augex | Demand | N/A | N/A | N/A | N/A | No | 0% | Localised maximum demand growth | Substations (2018 onwards) | 29% | TRUE | FY22 | 2 | 169 | 1 | 1 | 3 | 1 | FALSE | FALSE | TRUE | 0 | 0 | 0 | 0 | 0 | 0 | 0 | 0 | 0 | 0 | 0 | 0 | 0 | 0 | 0 | 0 | 0 | 0 | 0 | 0 | 0 | 0 | 0 | 0 | 0 | 0 | 0 | 0 | 0 | 0 | 0% | 90% | 10% | 0% | 0% | 0 | 0 | 0 | 0 | 0 | 0 | 0 | 0 | 0 | 0 | 0 | 0 | 0 | 0 | 0 | 0 | 0 | 0 | 0 | 0 | 0 | 0 | 0 | 0 | 0 | 0 | 0 | 0 | 0 | 0 | FALSE | 0% | 0% | 0% | 0% | 0% | 0% | TRUE | 0% | 0% | 0% | 0% | 0% | FALSE | 0% | 0% | 0% | 0% | 0% | 0% | 0% | 0% | 0 | 77
| 414 | Supply to Panorama area | TRUE | Labour | Secondary Systems | 7.798% | Connections | Connections | Augex | Demand | N/A | N/A | N/A | N/A | No | 0% | Localised maximum demand growth | Secondary Systems (2018-23) | 29% | TRUE | FY22 | 2 | 169 | 1 | 2 | 4 | 1 | FALSE | FALSE | TRUE | 0 | 0 | 0 | 0 | 0 | 0 | 0 | 0 | 0 | 0 | 0 | 0 | 0 | 0 | 0 | 0 | 0 | 0 | 0 | 0 | 0 | 0 | 0 | 0 | 0 | 0 | 0 | 0 | 0 | 0 | 0% | 90% | 10% | 0% | 0% | 0 | 0 | 0 | 0 | 0 | 0 | 0 | 0 | 0 | 0 | 0 | 0 | 0 | 0 | 0 | 0 | 0 | 0 | 0 | 0 | 0 | 0 | 0 | 0 | 0 | 0 | 0 | 0 | 0 | 0 | FALSE | 0% | 0% | 0% | 0% | 0% | 0% | FALSE | 0% | 0% | 0% | 0% | 0% | TRUE | 0% | 0% | 0% | 0% | 0% | 0% | 0% | 0% | 0 | 78
| 415 | Supply to Panorama area | TRUE | Labour | Communications (short life) | 4.27% | Connections | Connections | Augex | Demand | N/A | N/A | N/A | N/A | No | 0% | Localised maximum demand growth | Communications (short life) (2018 onwards) | 29% | TRUE | FY22 | 2 | 169 | 1 | 3 | 5 | 1 | FALSE | FALSE | TRUE | 0 | 0 | 0 | 0 | 0 | 0 | 0 | 0 | 0 | 0 | 0 | 0 | 0 | 0 | 0 | 0 | 0 | 0 | 0 | 0 | 0 | 0 | 0 | 0 | 0 | 0 | 0 | 0 | 0 | 0 | 0% | 90% | 10% | 0% | 0% | 0 | 0 | 0 | 0 | 0 | 0 | 0 | 0 | 0 | 0 | 0 | 0 | 0 | 0 | 0 | 0 | 0 | 0 | 0 | 0 | 0 | 0 | 0 | 0 | 0 | 0 | 0 | 0 | 0 | 0 | FALSE | 0% | 0% | 0% | 0% | 0% | 0% | FALSE | 0% | 0% | 0% | 0% | 0% | TRUE | 0% | 0% | 0% | 0% | 0% | 0% | 0% | 0% | 0 | 79
| 416 | Supply to Panorama area | TRUE | Labour | Transmission Line Life Extension | 11.93% | Connections | Connections | Augex | Demand | N/A | N/A | N/A | N/A | No | 0% | Localised maximum demand growth | Transmission Line Life Extension (2018 onwards) | 29% | TRUE | FY22 | 2 | 169 | 1 | 4 | 8 | 1 | FALSE | FALSE | TRUE | 0 | 0 | 0 | 0 | 0 | 0 | 0 | 0 | 0 | 0 | 0 | 0 | 0 | 0 | 0 | 0 | 0 | 0 | 0 | 0 | 0 | 0 | 0 | 0 | 0 | 0 | 0 | 0 | 0 | 0 | 0% | 90% | 10% | 0% | 0% | 0 | 0 | 0 | 0 | 0 | 0 | 0 | 0 | 0 | 0 | 0 | 0 | 0 | 0 | 0 | 0 | 0 | 0 | 0 | 0 | 0 | 0 | 0 | 0 | 0 | 0 | 0 | 0 | 0 | 0 | TRUE | 0% | 0% | 0% | 0% | 0% | 0% | FALSE | 0% | 0% | 0% | 0% | 0% | FALSE | 0% | 0% | 0% | 0% | 0% | 0% | 0% | 0% | 0 | 80
| 417 | Supply to Panorama area | TRUE | Labour | Land and Easements | 1.899% | Connections | Connections | Augex | Demand | N/A | N/A | N/A | N/A | No | 0% | Localised maximum demand growth | Land and Easements | 29% | TRUE | FY22 | 2 | 169 | 1 | 5 | 9 | 1 | FALSE | FALSE | TRUE | 0 | 0 | 0 | 0 | 0 | 0 | 0 | 0 | 0 | 0 | 0 | 0 | 0 | 0 | 0 | 0 | 0 | 0 | 0 | 0 | 0 | 0 | 0 | 0 | 0 | 0 | 0 | 0 | 0 | 0 | 0% | 90% | 10% | 0% | 0% | 0 | 0 | 0 | 0 | 0 | 0 | 0 | 0 | 0 | 0 | 0 | 0 | 0 | 0 | 0 | 0 | 0 | 0 | 0 | 0 | 0 | 0 | 0 | 0 | 0 | 0 | 0 | 0 | 0 | 0 | FALSE | 0% | 0% | 0% | 0% | 0% | 0% | FALSE | 0% | 0% | 0% | 0% | 0% | FALSE | 0% | 0% | 0% | 0% | 0% | 0% | 0% | 0% | 0 | 81
| 418 | Supply to Panorama area | TRUE | Non-Labour | Substations | 74.1% | Connections | Connections | Augex | Demand | N/A | N/A | N/A | N/A | No | 0% | Localised maximum demand growth | Substations (2018 onwards) | 71% | TRUE | FY22 | 2 | 169 | 2 | 6 | 3 | 2 | FALSE | FALSE | TRUE | 0 | 0 | 0 | 0 | 0 | 0 | 0 | 0 | 0 | 0 | 0 | 0 | 0 | 0 | 0 | 0 | 0 | 0 | 0 | 0 | 0 | 0 | 0 | 0 | 0 | 0 | 0 | 0 | 0 | 0 | 0% | 90% | 10% | 0% | 0% | 0 | 0 | 0 | 0 | 0 | 0 | 0 | 0 | 0 | 0 | 0 | 0 | 0 | 0 | 0 | 0 | 0 | 0 | 0 | 0 | 0 | 0 | 0 | 0 | 0 | 0 | 0 | 0 | 0 | 0 | FALSE | 0% | 0% | 0% | 0% | 0% | 0% | TRUE | 0% | 0% | 0% | 0% | 0% | FALSE | 0% | 0% | 0% | 0% | 0% | 0% | 0% | 0% | 0 | 82
| 419 | Supply to Panorama area | TRUE | Non-Labour | Secondary Systems | 7.798% | Connections | Connections | Augex | Demand | N/A | N/A | N/A | N/A | No | 0% | Localised maximum demand growth | Secondary Systems (2018-23) | 71% | TRUE | FY22 | 2 | 169 | 2 | 7 | 4 | 2 | FALSE | FALSE | TRUE | 0 | 0 | 0 | 0 | 0 | 0 | 0 | 0 | 0 | 0 | 0 | 0 | 0 | 0 | 0 | 0 | 0 | 0 | 0 | 0 | 0 | 0 | 0 | 0 | 0 | 0 | 0 | 0 | 0 | 0 | 0% | 90% | 10% | 0% | 0% | 0 | 0 | 0 | 0 | 0 | 0 | 0 | 0 | 0 | 0 | 0 | 0 | 0 | 0 | 0 | 0 | 0 | 0 | 0 | 0 | 0 | 0 | 0 | 0 | 0 | 0 | 0 | 0 | 0 | 0 | FALSE | 0% | 0% | 0% | 0% | 0% | 0% | FALSE | 0% | 0% | 0% | 0% | 0% | TRUE | 0% | 0% | 0% | 0% | 0% | 0% | 0% | 0% | 0 | 83
| 420 | Supply to Panorama area | TRUE | Non-Labour | Communications (short life) | 4.27% | Connections | Connections | Augex | Demand | N/A | N/A | N/A | N/A | No | 0% | Localised maximum demand growth | Communications (short life) (2018 onwards) | 71% | TRUE | FY22 | 2 | 169 | 2 | 8 | 5 | 2 | FALSE | FALSE | TRUE | 0 | 0 | 0 | 0 | 0 | 0 | 0 | 0 | 0 | 0 | 0 | 0 | 0 | 0 | 0 | 0 | 0 | 0 | 0 | 0 | 0 | 0 | 0 | 0 | 0 | 0 | 0 | 0 | 0 | 0 | 0% | 90% | 10% | 0% | 0% | 0 | 0 | 0 | 0 | 0 | 0 | 0 | 0 | 0 | 0 | 0 | 0 | 0 | 0 | 0 | 0 | 0 | 0 | 0 | 0 | 0 | 0 | 0 | 0 | 0 | 0 | 0 | 0 | 0 | 0 | FALSE | 0% | 0% | 0% | 0% | 0% | 0% | FALSE | 0% | 0% | 0% | 0% | 0% | TRUE | 0% | 0% | 0% | 0% | 0% | 0% | 0% | 0% | 0 | 84
| 421 | Supply to Panorama area | TRUE | Non-Labour | Transmission Line Life Extension | 11.93% | Connections | Connections | Augex | Demand | N/A | N/A | N/A | N/A | No | 0% | Localised maximum demand growth | Transmission Line Life Extension (2018 onwards) | 71% | TRUE | FY22 | 2 | 169 | 2 | 9 | 8 | 2 | FALSE | FALSE | TRUE | 0 | 0 | 0 | 0 | 0 | 0 | 0 | 0 | 0 | 0 | 0 | 0 | 0 | 0 | 0 | 0 | 0 | 0 | 0 | 0 | 0 | 0 | 0 | 0 | 0 | 0 | 0 | 0 | 0 | 0 | 0% | 90% | 10% | 0% | 0% | 0 | 0 | 0 | 0 | 0 | 0 | 0 | 0 | 0 | 0 | 0 | 0 | 0 | 0 | 0 | 0 | 0 | 0 | 0 | 0 | 0 | 0 | 0 | 0 | 0 | 0 | 0 | 0 | 0 | 0 | TRUE | 0% | 0% | 0% | 0% | 0% | 0% | FALSE | 0% | 0% | 0% | 0% | 0% | FALSE | 0% | 0% | 0% | 0% | 0% | 0% | 0% | 0% | 0 | 85
| 422 | Supply to Panorama area | TRUE | Non-Labour | Land and Easements | 1.899% | Connections | Connections | Augex | Demand | N/A | N/A | N/A | N/A | No | 0% | Localised maximum demand growth | Land and Easements | 71% | TRUE | FY22 | 2 | 169 | 2 | 10 | 9 | 2 | FALSE | FALSE | TRUE | 0 | 0 | 0 | 0 | 0 | 0 | 0 | 0 | 0 | 0 | 0 | 0 | 0 | 0 | 0 | 0 | 0 | 0 | 0 | 0 | 0 | 0 | 0 | 0 | 0 | 0 | 0 | 0 | 0 | 0 | 0% | 90% | 10% | 0% | 0% | 0 | 0 | 0 | 0 | 0 | 0 | 0 | 0 | 0 | 0 | 0 | 0 | 0 | 0 | 0 | 0 | 0 | 0 | 0 | 0 | 0 | 0 | 0 | 0 | 0 | 0 | 0 | 0 | 0 | 0 | FALSE | 0% | 0% | 0% | 0% | 0% | 0% | FALSE | 0% | 0% | 0% | 0% | 0% | FALSE | 0% | 0% | 0% | 0% | 0% | 0% | 0% | 0% | 0 | 86
| 423 | System Security Roadmap - Situational Awareness and Digital Twin | TRUE | Labour | Business IT | 100% | Augmentation Expenditure | Augmentations | Augex | System Security Roadmap | N/A | N/A | N/A | N/A | No | 0% | Energy transition | Business IT (2018 onwards) | 13% | TRUE | FY22 | 2 | 170 | 1 | 1 | 6 | 1 | FALSE | FALSE | TRUE | 0 | 0 | 0 | 0 | 0 | 0 | 0 | 0 | 0 | 0 | 0 | 0 | 0 | 0 | 0 | 0 | 0 | 0 | 0 | 0 | 0 | 0 | 0 | 0 | 0 | 0 | 0 | 0 | 0 | 0 | 0% | 37.92% | 24.39% | 0% | 37.69% | 0 | 0 | 0 | 0 | 0 | 0 | 0 | 0 | 0 | 0 | 0 | 0 | 0 | 0 | 0 | 0 | 0 | 0 | 0 | 0 | 0 | 0 | 0 | 0 | 0 | 0 | 0 | 0 | 0 | 0 | FALSE | 0% | 0% | 0% | 0% | 0% | 0% | FALSE | 0% | 0% | 0% | 0% | 0% | TRUE | 0% | 0% | 0% | 0% | 0% | 0% | 0% | 0% | 0 | 87
| 424 | System Security Roadmap - Situational Awareness and Digital Twin | TRUE | Non-Labour | Business IT | 100% | Augmentation Expenditure | Augmentations | Augex | System Security Roadmap | N/A | N/A | N/A | N/A | No | 0% | Energy transition | Business IT (2018 onwards) | 87% | TRUE | FY22 | 2 | 170 | 2 | 2 | 6 | 2 | FALSE | FALSE | TRUE | 0 | 0 | 0 | 0 | 0 | 0 | 0 | 0 | 0 | 0 | 0 | 0 | 0 | 0 | 0 | 0 | 0 | 0 | 0 | 0 | 0 | 0 | 0 | 0 | 0 | 0 | 0 | 0 | 0 | 0 | 0% | 37.92% | 24.39% | 0% | 37.69% | 0 | 0 | 0 | 0 | 0 | 0 | 0 | 0 | 0 | 0 | 0 | 0 | 0 | 0 | 0 | 0 | 0 | 0 | 0 | 0 | 0 | 0 | 0 | 0 | 0 | 0 | 0 | 0 | 0 | 0 | FALSE | 0% | 0% | 0% | 0% | 0% | 0% | FALSE | 0% | 0% | 0% | 0% | 0% | TRUE | 0% | 0% | 0% | 0% | 0% | 0% | 0% | 0% | 0 | 88
| 425 | ICT Forecast (Trend 2009-23) | TRUE | Labour | Business IT | 70% | Non-network - ICT | Information Technology | ICT | N/A | N/A | N/A | N/A | N/A | No | 0% | Safety security & reliability | Business IT (2018 onwards) | 64% | FALSE | FY23 | 3 | 171 | 1 | 1 | 6 | 1 | FALSE | FALSE | TRUE | 7.7235 | 7.7235 | 7.7235 | 7.7235 | 7.7235 | 38.6176 | 7.7537 | 7.8551 | 7.9458 | 7.9802 | 8.0042 | 39.5388 | 0 | 0 | 0 | 0 | 0 | 0 | 0.182 | 0.17396 | 0.21132 | 0.21371 | 0.19307 | 0.97407 | 7.9357 | 8.029 | 8.1571 | 8.1939 | 8.1973 | 40.5129 | 20% | 20% | 20% | 20% | 20% | 7.7235 | 7.7235 | 7.7235 | 7.7235 | 7.7235 | 38.6176 | 7.9078 | 7.9078 | 7.9078 | 7.9078 | 7.9078 | 39.5388 | 0 | 0 | 0 | 0 | 0 | 0 | 0.19481 | 0.19481 | 0.19481 | 0.19481 | 0.19481 | 0.97407 | 8.1026 | 8.1026 | 8.1026 | 8.1026 | 8.1026 | 40.5129 | FALSE | 0% | 0% | 0% | 0% | 0% | 0% | FALSE | 0% | 0% | 0% | 0% | 0% | TRUE | 0% | 0% | 0% | 0% | 0% | 0% | 0% | 0% | N/A | N/A
| 426 | ICT Forecast (Trend 2009-23) | TRUE | Labour | In-house software | 30% | Non-network - ICT | Information Technology | ICT | N/A | N/A | N/A | N/A | N/A | No | 0% | Safety security & reliability | In-house software | 64% | FALSE | FY23 | 3 | 171 | 1 | 2 | 20 | 1 | FALSE | FALSE | TRUE | 3.3101 | 3.3101 | 3.3101 | 3.3101 | 3.3101 | 16.5504 | 3.323 | 3.3665 | 3.4053 | 3.4201 | 3.4304 | 16.9452 | 0 | 0 | 0 | 0 | 0 | 0 | 0.078 | 0.074555 | 0.090568 | 0.091591 | 0.082746 | 0.41746 | 3.401 | 3.441 | 3.4959 | 3.5117 | 3.5131 | 17.3627 | 20% | 20% | 20% | 20% | 20% | 3.3101 | 3.3101 | 3.3101 | 3.3101 | 3.3101 | 16.5504 | 3.389 | 3.389 | 3.389 | 3.389 | 3.389 | 16.9452 | 0 | 0 | 0 | 0 | 0 | 0 | 0.083492 | 0.083492 | 0.083492 | 0.083492 | 0.083492 | 0.41746 | 3.4725 | 3.4725 | 3.4725 | 3.4725 | 3.4725 | 17.3627 | FALSE | 0% | 0% | 0% | 0% | 0% | 0% | FALSE | 0% | 0% | 0% | 0% | 0% | FALSE | 0% | 0% | 0% | 0% | 0% | 0% | 0% | 0% | N/A | N/A
| 427 | ICT Forecast (Trend 2009-23) | TRUE | Non-Labour | Business IT | 70% | Non-network - ICT | Information Technology | ICT | N/A | N/A | N/A | N/A | N/A | No | 0% | Safety security & reliability | Business IT (2018 onwards) | 36% | FALSE | FY23 | 3 | 171 | 2 | 3 | 6 | 2 | FALSE | FALSE | TRUE | 4.3445 | 4.3445 | 4.3445 | 4.3445 | 4.3445 | 21.7224 | 4.3445 | 4.3445 | 4.3445 | 4.3445 | 4.3445 | 21.7224 | 0 | 0 | 0 | 0 | 0 | 0 | 0.10198 | 0.096215 | 0.11555 | 0.11635 | 0.1048 | 0.53488 | 4.4465 | 4.4407 | 4.46 | 4.4608 | 4.4493 | 22.2573 | 20% | 20% | 20% | 20% | 20% | 4.3445 | 4.3445 | 4.3445 | 4.3445 | 4.3445 | 21.7224 | 4.3445 | 4.3445 | 4.3445 | 4.3445 | 4.3445 | 21.7224 | 0 | 0 | 0 | 0 | 0 | 0 | 0.10698 | 0.10698 | 0.10698 | 0.10698 | 0.10698 | 0.53488 | 4.4515 | 4.4515 | 4.4515 | 4.4515 | 4.4515 | 22.2573 | FALSE | 0% | 0% | 0% | 0% | 0% | 0% | FALSE | 0% | 0% | 0% | 0% | 0% | TRUE | 0% | 0% | 0% | 0% | 0% | 0% | 0% | 0% | N/A | N/A
| 428 | ICT Forecast (Trend 2009-23) | TRUE | Non-Labour | In-house software | 30% | Non-network - ICT | Information Technology | ICT | N/A | N/A | N/A | N/A | N/A | No | 0% | Safety security & reliability | In-house software | 36% | FALSE | FY23 | 3 | 171 | 2 | 4 | 20 | 2 | FALSE | FALSE | TRUE | 1.8619 | 1.8619 | 1.8619 | 1.8619 | 1.8619 | 9.3096 | 1.8619 | 1.8619 | 1.8619 | 1.8619 | 1.8619 | 9.3096 | 0 | 0 | 0 | 0 | 0 | 0 | 0.043704 | 0.041235 | 0.049519 | 0.049863 | 0.044912 | 0.22923 | 1.9056 | 1.9032 | 1.9114 | 1.9118 | 1.9068 | 9.5388 | 20% | 20% | 20% | 20% | 20% | 1.8619 | 1.8619 | 1.8619 | 1.8619 | 1.8619 | 9.3096 | 1.8619 | 1.8619 | 1.8619 | 1.8619 | 1.8619 | 9.3096 | 0 | 0 | 0 | 0 | 0 | 0 | 0.045847 | 0.045847 | 0.045847 | 0.045847 | 0.045847 | 0.22923 | 1.9078 | 1.9078 | 1.9078 | 1.9078 | 1.9078 | 9.5388 | FALSE | 0% | 0% | 0% | 0% | 0% | 0% | FALSE | 0% | 0% | 0% | 0% | 0% | FALSE | 0% | 0% | 0% | 0% | 0% | 0% | 0% | 0% | N/A | N/A
| 429 | Agricultural | FALSE | Labour | Minor Plant, Motor Vehicles & Mobile Plant | 100% | Non-network - Other | Fleet | Fleet & Property | N/A | Agricultural | N/A | N/A | N/A | No | 0% | Safety security & reliability | Minor Plant, Motor Vehicles & Mobile Plant (2018 onwards) | 0% | FALSE | FY21 | 1 | 172 | 1 | 1 | 7 | 1 | FALSE | FALSE | TRUE | 0 | 0 | 0 | 0 | 0 | 0 | 0 | 0 | 0 | 0 | 0 | 0 | 0 | 0 | 0 | 0 | 0 | 0 | 0 | 0 | 0 | 0 | 0 | 0 | 0 | 0 | 0 | 0 | 0 | 0 | 20% | 20% | 20% | 20% | 20% | 0 | 0 | 0 | 0 | 0 | 0 | 0 | 0 | 0 | 0 | 0 | 0 | 0 | 0 | 0 | 0 | 0 | 0 | 0 | 0 | 0 | 0 | 0 | 0 | 0 | 0 | 0 | 0 | 0 | 0 | FALSE | 0% | 0% | 0% | 0% | 0% | 0% | FALSE | 0% | 0% | 0% | 0% | 0% | FALSE | 0% | 0% | 0% | 0% | 0% | 0% | 0% | 0% | N/A | N/A
| 430 | Agricultural | FALSE | Non-Labour | Minor Plant, Motor Vehicles & Mobile Plant | 100% | Non-network - Other | Fleet | Fleet & Property | N/A | Agricultural | N/A | N/A | N/A | No | 0% | Safety security & reliability | Minor Plant, Motor Vehicles & Mobile Plant (2018 onwards) | 100% | FALSE | FY21 | 1 | 172 | 2 | 2 | 7 | 2 | FALSE | FALSE | TRUE | 0 | 0 | 0 | 0 | 0 | 0 | 0 | 0 | 0 | 0 | 0 | 0 | 0 | 0 | 0 | 0 | 0 | 0 | 0 | 0 | 0 | 0 | 0 | 0 | 0 | 0 | 0 | 0 | 0 | 0 | 20% | 20% | 20% | 20% | 20% | 0 | 0 | 0 | 0 | 0 | 0 | 0 | 0 | 0 | 0 | 0 | 0 | 0 | 0 | 0 | 0 | 0 | 0 | 0 | 0 | 0 | 0 | 0 | 0 | 0 | 0 | 0 | 0 | 0 | 0 | FALSE | 0% | 0% | 0% | 0% | 0% | 0% | FALSE | 0% | 0% | 0% | 0% | 0% | FALSE | 0% | 0% | 0% | 0% | 0% | 0% | 0% | 0% | N/A | N/A
| 431 | Excavation | TRUE | Labour | Minor Plant, Motor Vehicles & Mobile Plant | 100% | Non-network - Other | Fleet | Fleet & Property | N/A | Excavation | N/A | N/A | N/A | No | 0% | Safety security & reliability | Minor Plant, Motor Vehicles & Mobile Plant (2018 onwards) | 0% | FALSE | FY21 | 1 | 173 | 1 | 1 | 7 | 1 | FALSE | FALSE | TRUE | 0 | 0 | 0 | 0 | 0 | 0 | 0 | 0 | 0 | 0 | 0 | 0 | 0 | 0 | 0 | 0 | 0 | 0 | 0 | 0 | 0 | 0 | 0 | 0 | 0 | 0 | 0 | 0 | 0 | 0 | 20% | 20% | 20% | 20% | 20% | 0 | 0 | 0 | 0 | 0 | 0 | 0 | 0 | 0 | 0 | 0 | 0 | 0 | 0 | 0 | 0 | 0 | 0 | 0 | 0 | 0 | 0 | 0 | 0 | 0 | 0 | 0 | 0 | 0 | 0 | FALSE | 0% | 0% | 0% | 0% | 0% | 0% | FALSE | 0% | 0% | 0% | 0% | 0% | FALSE | 0% | 0% | 0% | 0% | 0% | 0% | 0% | 0% | N/A | N/A
| 432 | Excavation | TRUE | Non-Labour | Minor Plant, Motor Vehicles & Mobile Plant | 100% | Non-network - Other | Fleet | Fleet & Property | N/A | Excavation | N/A | N/A | N/A | No | 0% | Safety security & reliability | Minor Plant, Motor Vehicles & Mobile Plant (2018 onwards) | 100% | FALSE | FY21 | 1 | 173 | 2 | 2 | 7 | 2 | FALSE | FALSE | TRUE | 0 | 0 | 0.21205 | 0 | 0.083703 | 0.29575 | 0 | 0 | 0.21205 | 0 | 0.083703 | 0.29575 | 0 | 0 | 0 | 0 | 0 | 0 | 0 | 0 | 0.0056396 | 0 | 0.0020191 | 0.0076587 | 0 | 0 | 0.21769 | 0 | 0.085722 | 0.30341 | 20% | 20% | 20% | 20% | 20% | 0.05915 | 0.05915 | 0.05915 | 0.05915 | 0.05915 | 0.29575 | 0.05915 | 0.05915 | 0.05915 | 0.05915 | 0.05915 | 0.29575 | 0 | 0 | 0 | 0 | 0 | 0 | 0.0015317 | 0.0015317 | 0.0015317 | 0.0015317 | 0.0015317 | 0.0076587 | 0.060682 | 0.060682 | 0.060682 | 0.060682 | 0.060682 | 0.30341 | FALSE | 0% | 0% | 0% | 0% | 0% | 0% | FALSE | 0% | 0% | 0% | 0% | 0% | FALSE | 0% | 0% | 0% | 0% | 0% | 0% | 0% | 0% | N/A | N/A
| 433 | Heavy Commercial | TRUE | Labour | Minor Plant, Motor Vehicles & Mobile Plant | 100% | Non-network - Other | Fleet | Fleet & Property | N/A | Heavy Commercial | N/A | N/A | N/A | No | 0% | Safety security & reliability | Minor Plant, Motor Vehicles & Mobile Plant (2018 onwards) | 0% | FALSE | FY21 | 1 | 174 | 1 | 1 | 7 | 1 | FALSE | FALSE | TRUE | 0 | 0 | 0 | 0 | 0 | 0 | 0 | 0 | 0 | 0 | 0 | 0 | 0 | 0 | 0 | 0 | 0 | 0 | 0 | 0 | 0 | 0 | 0 | 0 | 0 | 0 | 0 | 0 | 0 | 0 | 20% | 20% | 20% | 20% | 20% | 0 | 0 | 0 | 0 | 0 | 0 | 0 | 0 | 0 | 0 | 0 | 0 | 0 | 0 | 0 | 0 | 0 | 0 | 0 | 0 | 0 | 0 | 0 | 0 | 0 | 0 | 0 | 0 | 0 | 0 | FALSE | 0% | 0% | 0% | 0% | 0% | 0% | FALSE | 0% | 0% | 0% | 0% | 0% | FALSE | 0% | 0% | 0% | 0% | 0% | 0% | 0% | 0% | N/A | N/A
| 434 | Heavy Commercial | TRUE | Non-Labour | Minor Plant, Motor Vehicles & Mobile Plant | 100% | Non-network - Other | Fleet | Fleet & Property | N/A | Heavy Commercial | N/A | N/A | N/A | No | 0% | Safety security & reliability | Minor Plant, Motor Vehicles & Mobile Plant (2018 onwards) | 100% | FALSE | FY21 | 1 | 174 | 2 | 2 | 7 | 2 | FALSE | FALSE | TRUE | 0.69195 | 0.30133 | 0.46316 | 1.4006 | 0.58034 | 3.4374 | 0.69195 | 0.30133 | 0.46316 | 1.4006 | 0.58034 | 3.4374 | 0 | 0 | 0 | 0 | 0 | 0 | 0.016242 | 0.0066735 | 0.012318 | 0.03751 | 0.013999 | 0.086742 | 0.70819 | 0.308 | 0.47548 | 1.4381 | 0.59434 | 3.5241 | 20% | 20% | 20% | 20% | 20% | 0.68748 | 0.68748 | 0.68748 | 0.68748 | 0.68748 | 3.4374 | 0.68748 | 0.68748 | 0.68748 | 0.68748 | 0.68748 | 3.4374 | 0 | 0 | 0 | 0 | 0 | 0 | 0.017348 | 0.017348 | 0.017348 | 0.017348 | 0.017348 | 0.086742 | 0.70483 | 0.70483 | 0.70483 | 0.70483 | 0.70483 | 3.5241 | FALSE | 0% | 0% | 0% | 0% | 0% | 0% | FALSE | 0% | 0% | 0% | 0% | 0% | FALSE | 0% | 0% | 0% | 0% | 0% | 0% | 0% | 0% | N/A | N/A
| 435 | Light Commercial | TRUE | Labour | Minor Plant, Motor Vehicles & Mobile Plant | 100% | Non-network - Other | Fleet | Fleet & Property | N/A | Light Commercial | N/A | N/A | N/A | No | 0% | Safety security & reliability | Minor Plant, Motor Vehicles & Mobile Plant (2018 onwards) | 0% | FALSE | FY21 | 1 | 175 | 1 | 1 | 7 | 1 | FALSE | FALSE | TRUE | 0 | 0 | 0 | 0 | 0 | 0 | 0 | 0 | 0 | 0 | 0 | 0 | 0 | 0 | 0 | 0 | 0 | 0 | 0 | 0 | 0 | 0 | 0 | 0 | 0 | 0 | 0 | 0 | 0 | 0 | 20% | 20% | 20% | 20% | 20% | 0 | 0 | 0 | 0 | 0 | 0 | 0 | 0 | 0 | 0 | 0 | 0 | 0 | 0 | 0 | 0 | 0 | 0 | 0 | 0 | 0 | 0 | 0 | 0 | 0 | 0 | 0 | 0 | 0 | 0 | FALSE | 0% | 0% | 0% | 0% | 0% | 0% | FALSE | 0% | 0% | 0% | 0% | 0% | FALSE | 0% | 0% | 0% | 0% | 0% | 0% | 0% | 0% | N/A | N/A
| 436 | Light Commercial | TRUE | Non-Labour | Minor Plant, Motor Vehicles & Mobile Plant | 100% | Non-network - Other | Fleet | Fleet & Property | N/A | Light Commercial | N/A | N/A | N/A | No | 0% | Safety security & reliability | Minor Plant, Motor Vehicles & Mobile Plant (2018 onwards) | 100% | FALSE | FY21 | 1 | 175 | 2 | 2 | 7 | 2 | FALSE | FALSE | TRUE | 6.9976 | 7.3491 | 6.9373 | 6.9362 | 6.3302 | 34.5504 | 6.9976 | 7.3491 | 6.9373 | 6.9362 | 6.3302 | 34.5504 | 0 | 0 | 0 | 0 | 0 | 0 | 0.16425 | 0.16276 | 0.1845 | 0.18576 | 0.15269 | 0.84996 | 7.1618 | 7.5119 | 7.1218 | 7.1219 | 6.4829 | 35.4004 | 20% | 20% | 20% | 20% | 20% | 6.9101 | 6.9101 | 6.9101 | 6.9101 | 6.9101 | 34.5504 | 6.9101 | 6.9101 | 6.9101 | 6.9101 | 6.9101 | 34.5504 | 0 | 0 | 0 | 0 | 0 | 0 | 0.16999 | 0.16999 | 0.16999 | 0.16999 | 0.16999 | 0.84996 | 7.0801 | 7.0801 | 7.0801 | 7.0801 | 7.0801 | 35.4004 | FALSE | 0% | 0% | 0% | 0% | 0% | 0% | FALSE | 0% | 0% | 0% | 0% | 0% | FALSE | 0% | 0% | 0% | 0% | 0% | 0% | 0% | 0% | N/A | N/A
| 437 | Material Handling | TRUE | Labour | Minor Plant, Motor Vehicles & Mobile Plant | 100% | Non-network - Other | Fleet | Fleet & Property | N/A | Material Handling | N/A | N/A | N/A | No | 0% | Safety security & reliability | Minor Plant, Motor Vehicles & Mobile Plant (2018 onwards) | 0% | FALSE | FY21 | 1 | 176 | 1 | 1 | 7 | 1 | FALSE | FALSE | TRUE | 0 | 0 | 0 | 0 | 0 | 0 | 0 | 0 | 0 | 0 | 0 | 0 | 0 | 0 | 0 | 0 | 0 | 0 | 0 | 0 | 0 | 0 | 0 | 0 | 0 | 0 | 0 | 0 | 0 | 0 | 20% | 20% | 20% | 20% | 20% | 0 | 0 | 0 | 0 | 0 | 0 | 0 | 0 | 0 | 0 | 0 | 0 | 0 | 0 | 0 | 0 | 0 | 0 | 0 | 0 | 0 | 0 | 0 | 0 | 0 | 0 | 0 | 0 | 0 | 0 | FALSE | 0% | 0% | 0% | 0% | 0% | 0% | FALSE | 0% | 0% | 0% | 0% | 0% | FALSE | 0% | 0% | 0% | 0% | 0% | 0% | 0% | 0% | N/A | N/A
| 438 | Material Handling | TRUE | Non-Labour | Minor Plant, Motor Vehicles & Mobile Plant | 100% | Non-network - Other | Fleet | Fleet & Property | N/A | Material Handling | N/A | N/A | N/A | No | 0% | Safety security & reliability | Minor Plant, Motor Vehicles & Mobile Plant (2018 onwards) | 100% | FALSE | FY21 | 1 | 176 | 2 | 2 | 7 | 2 | FALSE | FALSE | TRUE | 0.75333 | 1.2276 | 1.2276 | 1.2834 | 1.1718 | 5.6639 | 0.75333 | 1.2276 | 1.2276 | 1.2834 | 1.1718 | 5.6639 | 0 | 0 | 0 | 0 | 0 | 0 | 0.017683 | 0.027188 | 0.03265 | 0.034371 | 0.028267 | 0.14016 | 0.77101 | 1.2548 | 1.2603 | 1.3178 | 1.2001 | 5.8041 | 20% | 20% | 20% | 20% | 20% | 1.1328 | 1.1328 | 1.1328 | 1.1328 | 1.1328 | 5.6639 | 1.1328 | 1.1328 | 1.1328 | 1.1328 | 1.1328 | 5.6639 | 0 | 0 | 0 | 0 | 0 | 0 | 0.028032 | 0.028032 | 0.028032 | 0.028032 | 0.028032 | 0.14016 | 1.1608 | 1.1608 | 1.1608 | 1.1608 | 1.1608 | 5.8041 | FALSE | 0% | 0% | 0% | 0% | 0% | 0% | FALSE | 0% | 0% | 0% | 0% | 0% | FALSE | 0% | 0% | 0% | 0% | 0% | 0% | 0% | 0% | N/A | N/A
| 439 | Motorcycle/ATV | TRUE | Labour | Minor Plant, Motor Vehicles & Mobile Plant | 100% | Non-network - Other | Fleet | Fleet & Property | N/A | Motorcycle/ATV | N/A | N/A | N/A | No | 0% | Safety security & reliability | Minor Plant, Motor Vehicles & Mobile Plant (2018 onwards) | 0% | FALSE | FY21 | 1 | 177 | 1 | 1 | 7 | 1 | FALSE | FALSE | TRUE | 0 | 0 | 0 | 0 | 0 | 0 | 0 | 0 | 0 | 0 | 0 | 0 | 0 | 0 | 0 | 0 | 0 | 0 | 0 | 0 | 0 | 0 | 0 | 0 | 0 | 0 | 0 | 0 | 0 | 0 | 20% | 20% | 20% | 20% | 20% | 0 | 0 | 0 | 0 | 0 | 0 | 0 | 0 | 0 | 0 | 0 | 0 | 0 | 0 | 0 | 0 | 0 | 0 | 0 | 0 | 0 | 0 | 0 | 0 | 0 | 0 | 0 | 0 | 0 | 0 | FALSE | 0% | 0% | 0% | 0% | 0% | 0% | FALSE | 0% | 0% | 0% | 0% | 0% | FALSE | 0% | 0% | 0% | 0% | 0% | 0% | 0% | 0% | N/A | N/A
| 440 | Motorcycle/ATV | TRUE | Non-Labour | Minor Plant, Motor Vehicles & Mobile Plant | 100% | Non-network - Other | Fleet | Fleet & Property | N/A | Motorcycle/ATV | N/A | N/A | N/A | No | 0% | Safety security & reliability | Minor Plant, Motor Vehicles & Mobile Plant (2018 onwards) | 100% | FALSE | FY21 | 1 | 177 | 2 | 2 | 7 | 2 | FALSE | FALSE | TRUE | 0.30468 | 0.023437 | 0.18749 | 0.16406 | 0 | 0.67967 | 0.30468 | 0.023437 | 0.18749 | 0.16406 | 0 | 0.67967 | 0 | 0 | 0 | 0 | 0 | 0 | 0.0071516 | 0.00051905 | 0.0049866 | 0.0043936 | 0 | 0.017051 | 0.31183 | 0.023956 | 0.19248 | 0.16845 | 0 | 0.69672 | 20% | 20% | 20% | 20% | 20% | 0.13593 | 0.13593 | 0.13593 | 0.13593 | 0.13593 | 0.67967 | 0.13593 | 0.13593 | 0.13593 | 0.13593 | 0.13593 | 0.67967 | 0 | 0 | 0 | 0 | 0 | 0 | 0.0034102 | 0.0034102 | 0.0034102 | 0.0034102 | 0.0034102 | 0.017051 | 0.13934 | 0.13934 | 0.13934 | 0.13934 | 0.13934 | 0.69672 | FALSE | 0% | 0% | 0% | 0% | 0% | 0% | FALSE | 0% | 0% | 0% | 0% | 0% | FALSE | 0% | 0% | 0% | 0% | 0% | 0% | 0% | 0% | N/A | N/A
| 441 | Other | TRUE | Labour | Minor Plant, Motor Vehicles & Mobile Plant | 100% | Non-network - Other | Fleet | Fleet & Property | N/A | Other Fleet | N/A | N/A | N/A | No | 0% | Safety security & reliability | Minor Plant, Motor Vehicles & Mobile Plant (2018 onwards) | 0% | FALSE | FY21 | 1 | 178 | 1 | 1 | 7 | 1 | FALSE | FALSE | TRUE | 0 | 0 | 0 | 0 | 0 | 0 | 0 | 0 | 0 | 0 | 0 | 0 | 0 | 0 | 0 | 0 | 0 | 0 | 0 | 0 | 0 | 0 | 0 | 0 | 0 | 0 | 0 | 0 | 0 | 0 | 20% | 20% | 20% | 20% | 20% | 0 | 0 | 0 | 0 | 0 | 0 | 0 | 0 | 0 | 0 | 0 | 0 | 0 | 0 | 0 | 0 | 0 | 0 | 0 | 0 | 0 | 0 | 0 | 0 | 0 | 0 | 0 | 0 | 0 | 0 | FALSE | 0% | 0% | 0% | 0% | 0% | 0% | FALSE | 0% | 0% | 0% | 0% | 0% | FALSE | 0% | 0% | 0% | 0% | 0% | 0% | 0% | 0% | N/A | N/A
| 442 | Other | TRUE | Non-Labour | Minor Plant, Motor Vehicles & Mobile Plant | 100% | Non-network - Other | Fleet | Fleet & Property | N/A | Other Fleet | N/A | N/A | N/A | No | 0% | Safety security & reliability | Minor Plant, Motor Vehicles & Mobile Plant (2018 onwards) | 100% | FALSE | FY21 | 1 | 178 | 2 | 2 | 7 | 2 | FALSE | FALSE | TRUE | 0 | 0.044642 | 0 | 0 | 0.31807 | 0.36271 | 0 | 0.044642 | 0 | 0 | 0.31807 | 0.36271 | 0 | 0 | 0 | 0 | 0 | 0 | 0 | 0.00098866 | 0 | 0 | 0.0076724 | 0.0086611 | 0 | 0.04563 | 0 | 0 | 0.32574 | 0.37137 | 20% | 20% | 20% | 20% | 20% | 0.072543 | 0.072543 | 0.072543 | 0.072543 | 0.072543 | 0.36271 | 0.072543 | 0.072543 | 0.072543 | 0.072543 | 0.072543 | 0.36271 | 0 | 0 | 0 | 0 | 0 | 0 | 0.0017322 | 0.0017322 | 0.0017322 | 0.0017322 | 0.0017322 | 0.0086611 | 0.074275 | 0.074275 | 0.074275 | 0.074275 | 0.074275 | 0.37137 | FALSE | 0% | 0% | 0% | 0% | 0% | 0% | FALSE | 0% | 0% | 0% | 0% | 0% | FALSE | 0% | 0% | 0% | 0% | 0% | 0% | 0% | 0% | N/A | N/A
| 443 | Passenger | TRUE | Labour | Minor Plant, Motor Vehicles & Mobile Plant | 100% | Non-network - Other | Fleet | Fleet & Property | N/A | Passenger | N/A | N/A | N/A | No | 0% | Safety security & reliability | Minor Plant, Motor Vehicles & Mobile Plant (2018 onwards) | 0% | FALSE | FY22 | 2 | 179 | 1 | 1 | 7 | 1 | FALSE | FALSE | TRUE | 0 | 0 | 0 | 0 | 0 | 0 | 0 | 0 | 0 | 0 | 0 | 0 | 0 | 0 | 0 | 0 | 0 | 0 | 0 | 0 | 0 | 0 | 0 | 0 | 0 | 0 | 0 | 0 | 0 | 0 | 20% | 20% | 20% | 20% | 20% | 0 | 0 | 0 | 0 | 0 | 0 | 0 | 0 | 0 | 0 | 0 | 0 | 0 | 0 | 0 | 0 | 0 | 0 | 0 | 0 | 0 | 0 | 0 | 0 | 0 | 0 | 0 | 0 | 0 | 0 | FALSE | 0% | 0% | 0% | 0% | 0% | 0% | FALSE | 0% | 0% | 0% | 0% | 0% | FALSE | 0% | 0% | 0% | 0% | 0% | 0% | 0% | 0% | N/A | N/A
| 444 | Passenger | TRUE | Non-Labour | Minor Plant, Motor Vehicles & Mobile Plant | 100% | Non-network - Other | Fleet | Fleet & Property | N/A | Passenger | N/A | N/A | N/A | No | 0% | Safety security & reliability | Minor Plant, Motor Vehicles & Mobile Plant (2018 onwards) | 100% | FALSE | FY22 | 2 | 179 | 2 | 2 | 7 | 2 | FALSE | FALSE | TRUE | 0.67934 | 0.55533 | 0.58229 | 0.56612 | 0.92196 | 3.305 | 0.67934 | 0.55533 | 0.58229 | 0.56612 | 0.92196 | 3.305 | 0 | 0 | 0 | 0 | 0 | 0 | 0.015946 | 0.012299 | 0.015487 | 0.015161 | 0.022239 | 0.081131 | 0.69529 | 0.56763 | 0.59778 | 0.58128 | 0.9442 | 3.3862 | 20% | 20% | 20% | 20% | 20% | 0.66101 | 0.66101 | 0.66101 | 0.66101 | 0.66101 | 3.305 | 0.66101 | 0.66101 | 0.66101 | 0.66101 | 0.66101 | 3.305 | 0 | 0 | 0 | 0 | 0 | 0 | 0.016226 | 0.016226 | 0.016226 | 0.016226 | 0.016226 | 0.081131 | 0.67724 | 0.67724 | 0.67724 | 0.67724 | 0.67724 | 3.3862 | FALSE | 0% | 0% | 0% | 0% | 0% | 0% | FALSE | 0% | 0% | 0% | 0% | 0% | FALSE | 0% | 0% | 0% | 0% | 0% | 0% | 0% | 0% | N/A | N/A
| 445 | Plant | TRUE | Labour | Minor Plant, Motor Vehicles & Mobile Plant | 100% | Non-network - Other | Fleet | Fleet & Property | N/A | Plant | N/A | N/A | N/A | No | 0% | Safety security & reliability | Minor Plant, Motor Vehicles & Mobile Plant (2018 onwards) | 0% | FALSE | FY21 | 1 | 180 | 1 | 1 | 7 | 1 | FALSE | FALSE | TRUE | 0 | 0 | 0 | 0 | 0 | 0 | 0 | 0 | 0 | 0 | 0 | 0 | 0 | 0 | 0 | 0 | 0 | 0 | 0 | 0 | 0 | 0 | 0 | 0 | 0 | 0 | 0 | 0 | 0 | 0 | 20% | 20% | 20% | 20% | 20% | 0 | 0 | 0 | 0 | 0 | 0 | 0 | 0 | 0 | 0 | 0 | 0 | 0 | 0 | 0 | 0 | 0 | 0 | 0 | 0 | 0 | 0 | 0 | 0 | 0 | 0 | 0 | 0 | 0 | 0 | FALSE | 0% | 0% | 0% | 0% | 0% | 0% | FALSE | 0% | 0% | 0% | 0% | 0% | FALSE | 0% | 0% | 0% | 0% | 0% | 0% | 0% | 0% | N/A | N/A
| 446 | Plant | TRUE | Non-Labour | Minor Plant, Motor Vehicles & Mobile Plant | 100% | Non-network - Other | Fleet | Fleet & Property | N/A | Plant | N/A | N/A | N/A | No | 0% | Safety security & reliability | Minor Plant, Motor Vehicles & Mobile Plant (2018 onwards) | 100% | FALSE | FY21 | 1 | 180 | 2 | 2 | 7 | 2 | FALSE | FALSE | TRUE | 0.016741 | 0.18415 | 0 | 0 | 0.033481 | 0.23437 | 0.016741 | 0.18415 | 0 | 0 | 0.033481 | 0.23437 | 0 | 0 | 0 | 0 | 0 | 0 | 0.00039295 | 0.0040782 | 0 | 0 | 0.00080762 | 0.0052788 | 0.017134 | 0.18822 | 0 | 0 | 0.034289 | 0.23965 | 20% | 20% | 20% | 20% | 20% | 0.046874 | 0.046874 | 0.046874 | 0.046874 | 0.046874 | 0.23437 | 0.046874 | 0.046874 | 0.046874 | 0.046874 | 0.046874 | 0.23437 | 0 | 0 | 0 | 0 | 0 | 0 | 0.0010558 | 0.0010558 | 0.0010558 | 0.0010558 | 0.0010558 | 0.0052788 | 0.047929 | 0.047929 | 0.047929 | 0.047929 | 0.047929 | 0.23965 | FALSE | 0% | 0% | 0% | 0% | 0% | 0% | FALSE | 0% | 0% | 0% | 0% | 0% | FALSE | 0% | 0% | 0% | 0% | 0% | 0% | 0% | 0% | N/A | N/A
| 447 | Trailer | TRUE | Labour | Minor Plant, Motor Vehicles & Mobile Plant | 100% | Non-network - Other | Fleet | Fleet & Property | N/A | Trailer | N/A | N/A | N/A | No | 0% | Safety security & reliability | Minor Plant, Motor Vehicles & Mobile Plant (2018 onwards) | 0% | FALSE | FY21 | 1 | 181 | 1 | 1 | 7 | 1 | FALSE | FALSE | TRUE | 0 | 0 | 0 | 0 | 0 | 0 | 0 | 0 | 0 | 0 | 0 | 0 | 0 | 0 | 0 | 0 | 0 | 0 | 0 | 0 | 0 | 0 | 0 | 0 | 0 | 0 | 0 | 0 | 0 | 0 | 20% | 20% | 20% | 20% | 20% | 0 | 0 | 0 | 0 | 0 | 0 | 0 | 0 | 0 | 0 | 0 | 0 | 0 | 0 | 0 | 0 | 0 | 0 | 0 | 0 | 0 | 0 | 0 | 0 | 0 | 0 | 0 | 0 | 0 | 0 | FALSE | 0% | 0% | 0% | 0% | 0% | 0% | FALSE | 0% | 0% | 0% | 0% | 0% | FALSE | 0% | 0% | 0% | 0% | 0% | 0% | 0% | 0% | N/A | N/A
| 448 | Trailer | TRUE | Non-Labour | Minor Plant, Motor Vehicles & Mobile Plant | 100% | Non-network - Other | Fleet | Fleet & Property | N/A | Trailer | N/A | N/A | N/A | No | 0% | Safety security & reliability | Minor Plant, Motor Vehicles & Mobile Plant (2018 onwards) | 100% | FALSE | FY21 | 1 | 181 | 2 | 2 | 7 | 2 | FALSE | FALSE | TRUE | 0.1808 | 0.60266 | 0.43302 | 0.24218 | 0.82029 | 2.279 | 0.1808 | 0.60266 | 0.43302 | 0.24218 | 0.82029 | 2.279 | 0 | 0 | 0 | 0 | 0 | 0 | 0.0042438 | 0.013347 | 0.011517 | 0.0064857 | 0.019787 | 0.05538 | 0.18504 | 0.61601 | 0.44454 | 0.24867 | 0.84008 | 2.3343 | 20% | 20% | 20% | 20% | 20% | 0.45579 | 0.45579 | 0.45579 | 0.45579 | 0.45579 | 2.279 | 0.45579 | 0.45579 | 0.45579 | 0.45579 | 0.45579 | 2.279 | 0 | 0 | 0 | 0 | 0 | 0 | 0.011076 | 0.011076 | 0.011076 | 0.011076 | 0.011076 | 0.05538 | 0.46687 | 0.46687 | 0.46687 | 0.46687 | 0.46687 | 2.3343 | FALSE | 0% | 0% | 0% | 0% | 0% | 0% | FALSE | 0% | 0% | 0% | 0% | 0% | FALSE | 0% | 0% | 0% | 0% | 0% | 0% | 0% | 0% | N/A | N/A
| 449 | Tracking units | FALSE | Labour | Minor Plant, Motor Vehicles & Mobile Plant | 100% | Non-network - Other | Fleet | Fleet & Property | N/A | Tracking units | N/A | N/A | N/A | No | 0% | Safety security & reliability | Minor Plant, Motor Vehicles & Mobile Plant (2018 onwards) | 0% | FALSE | FY21 | 1 | 182 | 1 | 1 | 7 | 1 | FALSE | FALSE | TRUE | 0 | 0 | 0 | 0 | 0 | 0 | 0 | 0 | 0 | 0 | 0 | 0 | 0 | 0 | 0 | 0 | 0 | 0 | 0 | 0 | 0 | 0 | 0 | 0 | 0 | 0 | 0 | 0 | 0 | 0 | 20% | 20% | 20% | 20% | 20% | 0 | 0 | 0 | 0 | 0 | 0 | 0 | 0 | 0 | 0 | 0 | 0 | 0 | 0 | 0 | 0 | 0 | 0 | 0 | 0 | 0 | 0 | 0 | 0 | 0 | 0 | 0 | 0 | 0 | 0 | FALSE | 0% | 0% | 0% | 0% | 0% | 0% | FALSE | 0% | 0% | 0% | 0% | 0% | FALSE | 0% | 0% | 0% | 0% | 0% | 0% | 0% | 0% | N/A | N/A
| 450 | Tracking units | FALSE | Non-Labour | Minor Plant, Motor Vehicles & Mobile Plant | 100% | Non-network - Other | Fleet | Fleet & Property | N/A | Tracking units | N/A | N/A | N/A | No | 0% | Safety security & reliability | Minor Plant, Motor Vehicles & Mobile Plant (2018 onwards) | 100% | FALSE | FY21 | 1 | 182 | 2 | 2 | 7 | 2 | FALSE | FALSE | TRUE | 0 | 0 | 0 | 0 | 0 | 0 | 0 | 0 | 0 | 0 | 0 | 0 | 0 | 0 | 0 | 0 | 0 | 0 | 0 | 0 | 0 | 0 | 0 | 0 | 0 | 0 | 0 | 0 | 0 | 0 | 20% | 20% | 20% | 20% | 20% | 0 | 0 | 0 | 0 | 0 | 0 | 0 | 0 | 0 | 0 | 0 | 0 | 0 | 0 | 0 | 0 | 0 | 0 | 0 | 0 | 0 | 0 | 0 | 0 | 0 | 0 | 0 | 0 | 0 | 0 | FALSE | 0% | 0% | 0% | 0% | 0% | 0% | FALSE | 0% | 0% | 0% | 0% | 0% | FALSE | 0% | 0% | 0% | 0% | 0% | 0% | 0% | 0% | N/A | N/A
| 451 | Deferred p2-3 works for FY22-23 | FALSE | Labour | Buildings | 100% | Non-network - Other | Property | Fleet & Property | N/A | Other Property | N/A | N/A | N/A | No | 0% | Safety security & reliability | Buildings | 20% | FALSE | FY21 | 1 | 183 | 1 | 1 | 19 | 1 | FALSE | FALSE | TRUE | 0 | 0 | 0 | 0 | 0 | 0 | 0 | 0 | 0 | 0 | 0 | 0 | 0 | 0 | 0 | 0 | 0 | 0 | 0 | 0 | 0 | 0 | 0 | 0 | 0 | 0 | 0 | 0 | 0 | 0 | 20% | 20% | 20% | 20% | 20% | 0 | 0 | 0 | 0 | 0 | 0 | 0 | 0 | 0 | 0 | 0 | 0 | 0 | 0 | 0 | 0 | 0 | 0 | 0 | 0 | 0 | 0 | 0 | 0 | 0 | 0 | 0 | 0 | 0 | 0 | FALSE | 0% | 0% | 0% | 0% | 0% | 0% | FALSE | 0% | 0% | 0% | 0% | 0% | FALSE | 0% | 0% | 0% | 0% | 0% | 0% | 0% | 0% | N/A | N/A
| 452 | Deferred p2-3 works for FY22-23 | FALSE | Non-Labour | Buildings | 100% | Non-network - Other | Property | Fleet & Property | N/A | Other Property | N/A | N/A | N/A | No | 0% | Safety security & reliability | Buildings | 80% | FALSE | FY21 | 1 | 183 | 2 | 2 | 19 | 2 | FALSE | FALSE | TRUE | 0 | 0 | 0 | 0 | 0 | 0 | 0 | 0 | 0 | 0 | 0 | 0 | 0 | 0 | 0 | 0 | 0 | 0 | 0 | 0 | 0 | 0 | 0 | 0 | 0 | 0 | 0 | 0 | 0 | 0 | 20% | 20% | 20% | 20% | 20% | 0 | 0 | 0 | 0 | 0 | 0 | 0 | 0 | 0 | 0 | 0 | 0 | 0 | 0 | 0 | 0 | 0 | 0 | 0 | 0 | 0 | 0 | 0 | 0 | 0 | 0 | 0 | 0 | 0 | 0 | FALSE | 0% | 0% | 0% | 0% | 0% | 0% | FALSE | 0% | 0% | 0% | 0% | 0% | FALSE | 0% | 0% | 0% | 0% | 0% | 0% | 0% | 0% | N/A | N/A
| 453 | 180 Thomas Street - Ultimo drainage project | FALSE | Labour | Buildings | 100% | Non-network - Other | Property | Fleet & Property | N/A | Haymarket Office | N/A | N/A | N/A | No | 0% | Safety security & reliability | Buildings | 20% | FALSE | FY21 | 1 | 184 | 1 | 1 | 19 | 1 | FALSE | FALSE | TRUE | 0 | 0 | 0 | 0 | 0 | 0 | 0 | 0 | 0 | 0 | 0 | 0 | 0 | 0 | 0 | 0 | 0 | 0 | 0 | 0 | 0 | 0 | 0 | 0 | 0 | 0 | 0 | 0 | 0 | 0 | 20% | 20% | 20% | 20% | 20% | 0 | 0 | 0 | 0 | 0 | 0 | 0 | 0 | 0 | 0 | 0 | 0 | 0 | 0 | 0 | 0 | 0 | 0 | 0 | 0 | 0 | 0 | 0 | 0 | 0 | 0 | 0 | 0 | 0 | 0 | FALSE | 0% | 0% | 0% | 0% | 0% | 0% | FALSE | 0% | 0% | 0% | 0% | 0% | FALSE | 0% | 0% | 0% | 0% | 0% | 0% | 0% | 0% | N/A | N/A
| 454 | 180 Thomas Street - Ultimo drainage project | FALSE | Non-Labour | Buildings | 100% | Non-network - Other | Property | Fleet & Property | N/A | Haymarket Office | N/A | N/A | N/A | No | 0% | Safety security & reliability | Buildings | 80% | FALSE | FY21 | 1 | 184 | 2 | 2 | 19 | 2 | FALSE | FALSE | TRUE | 0 | 0 | 0 | 0 | 0 | 0 | 0 | 0 | 0 | 0 | 0 | 0 | 0 | 0 | 0 | 0 | 0 | 0 | 0 | 0 | 0 | 0 | 0 | 0 | 0 | 0 | 0 | 0 | 0 | 0 | 20% | 20% | 20% | 20% | 20% | 0 | 0 | 0 | 0 | 0 | 0 | 0 | 0 | 0 | 0 | 0 | 0 | 0 | 0 | 0 | 0 | 0 | 0 | 0 | 0 | 0 | 0 | 0 | 0 | 0 | 0 | 0 | 0 | 0 | 0 | FALSE | 0% | 0% | 0% | 0% | 0% | 0% | FALSE | 0% | 0% | 0% | 0% | 0% | FALSE | 0% | 0% | 0% | 0% | 0% | 0% | 0% | 0% | N/A | N/A
| 455 | Yass Old System Control Block demolition | FALSE | Labour | Buildings | 100% | Non-network - Other | Property | Fleet & Property | N/A | Yass Depot | N/A | N/A | N/A | No | 0% | Safety security & reliability | Buildings | 20% | FALSE | FY21 | 1 | 185 | 1 | 1 | 19 | 1 | FALSE | FALSE | TRUE | 0 | 0 | 0 | 0 | 0 | 0 | 0 | 0 | 0 | 0 | 0 | 0 | 0 | 0 | 0 | 0 | 0 | 0 | 0 | 0 | 0 | 0 | 0 | 0 | 0 | 0 | 0 | 0 | 0 | 0 | 20% | 20% | 20% | 20% | 20% | 0 | 0 | 0 | 0 | 0 | 0 | 0 | 0 | 0 | 0 | 0 | 0 | 0 | 0 | 0 | 0 | 0 | 0 | 0 | 0 | 0 | 0 | 0 | 0 | 0 | 0 | 0 | 0 | 0 | 0 | FALSE | 0% | 0% | 0% | 0% | 0% | 0% | FALSE | 0% | 0% | 0% | 0% | 0% | FALSE | 0% | 0% | 0% | 0% | 0% | 0% | 0% | 0% | N/A | N/A
| 456 | Yass Old System Control Block demolition | FALSE | Non-Labour | Buildings | 100% | Non-network - Other | Property | Fleet & Property | N/A | Yass Depot | N/A | N/A | N/A | No | 0% | Safety security & reliability | Buildings | 80% | FALSE | FY21 | 1 | 185 | 2 | 2 | 19 | 2 | FALSE | FALSE | TRUE | 0 | 0 | 0 | 0 | 0 | 0 | 0 | 0 | 0 | 0 | 0 | 0 | 0 | 0 | 0 | 0 | 0 | 0 | 0 | 0 | 0 | 0 | 0 | 0 | 0 | 0 | 0 | 0 | 0 | 0 | 20% | 20% | 20% | 20% | 20% | 0 | 0 | 0 | 0 | 0 | 0 | 0 | 0 | 0 | 0 | 0 | 0 | 0 | 0 | 0 | 0 | 0 | 0 | 0 | 0 | 0 | 0 | 0 | 0 | 0 | 0 | 0 | 0 | 0 | 0 | FALSE | 0% | 0% | 0% | 0% | 0% | 0% | FALSE | 0% | 0% | 0% | 0% | 0% | FALSE | 0% | 0% | 0% | 0% | 0% | 0% | 0% | 0% | N/A | N/A
| 457 | Ultimo Prescribed 2020 Audit Recommended Cap Works - reviewed and prioritised | TRUE | Labour | Buildings | 100% | Non-network - Other | Property | Fleet & Property | N/A | Haymarket Office | N/A | N/A | N/A | No | 0% | Safety security & reliability | Buildings | 8% | FALSE | FY21 | 1 | 186 | 1 | 1 | 19 | 1 | FALSE | FALSE | TRUE | 0.00071427 | 0.0037499 | 0.0069641 | 0.0037499 | 0.0020535 | 0.017232 | 0.0006771 | 0.0036013 | 0.0067653 | 0.0036586 | 0.0020096 | 0.016712 | 0 | 0 | 0 | 0 | 0 | 0 | 1.5893e-05 | 7.9756e-05 | 0.00017993 | 9.798e-05 | 4.8474e-05 | 0.00042203 | 0.00069299 | 0.003681 | 0.0069452 | 0.0037566 | 0.002058 | 0.017134 | 20% | 20% | 20% | 20% | 20% | 0.0034463 | 0.0034463 | 0.0034463 | 0.0034463 | 0.0034463 | 0.017232 | 0.0033424 | 0.0033424 | 0.0033424 | 0.0033424 | 0.0033424 | 0.016712 | 0 | 0 | 0 | 0 | 0 | 0 | 8.4406e-05 | 8.4406e-05 | 8.4406e-05 | 8.4406e-05 | 8.4406e-05 | 0.00042203 | 0.0034268 | 0.0034268 | 0.0034268 | 0.0034268 | 0.0034268 | 0.017134 | FALSE | 0% | 0% | 0% | 0% | 0% | 0% | FALSE | 0% | 0% | 0% | 0% | 0% | FALSE | 0% | 0% | 0% | 0% | 0% | 0% | 0% | 0% | N/A | N/A
| 458 | Ultimo Prescribed 2020 Audit Recommended Cap Works - reviewed and prioritised | TRUE | Non-Labour | Buildings | 100% | Non-network - Other | Property | Fleet & Property | N/A | Haymarket Office | N/A | N/A | N/A | No | 0% | Safety security & reliability | Buildings | 92% | FALSE | FY21 | 1 | 186 | 2 | 2 | 19 | 2 | FALSE | FALSE | TRUE | 0.0082141 | 0.043124 | 0.080087 | 0.043124 | 0.023615 | 0.19816 | 0.0082141 | 0.043124 | 0.080087 | 0.043124 | 0.023615 | 0.19816 | 0 | 0 | 0 | 0 | 0 | 0 | 0.00019281 | 0.00095505 | 0.00213 | 0.0011549 | 0.00056964 | 0.0050024 | 0.0084069 | 0.044079 | 0.082217 | 0.044279 | 0.024185 | 0.20317 | 20% | 20% | 20% | 20% | 20% | 0.039633 | 0.039633 | 0.039633 | 0.039633 | 0.039633 | 0.19816 | 0.039633 | 0.039633 | 0.039633 | 0.039633 | 0.039633 | 0.19816 | 0 | 0 | 0 | 0 | 0 | 0 | 0.0010005 | 0.0010005 | 0.0010005 | 0.0010005 | 0.0010005 | 0.0050024 | 0.040633 | 0.040633 | 0.040633 | 0.040633 | 0.040633 | 0.20317 | FALSE | 0% | 0% | 0% | 0% | 0% | 0% | FALSE | 0% | 0% | 0% | 0% | 0% | FALSE | 0% | 0% | 0% | 0% | 0% | 0% | 0% | 0% | N/A | N/A
| 459 | Wallgrove 2020 Audit Recommended Cap Works - reviewed and prioritised | TRUE | Labour | Buildings | 100% | Non-network - Other | Property | Fleet & Property | N/A | Wallgrove Depot | N/A | N/A | N/A | No | 0% | Safety security & reliability | Buildings | 7.5% | FALSE | FY21 | 1 | 187 | 1 | 1 | 19 | 1 | FALSE | FALSE | TRUE | 0.014883 | 0.29222 | 0.023467 | 0.12136 | 0.0083834 | 0.46032 | 0.014108 | 0.28064 | 0.022797 | 0.11841 | 0.008204 | 0.44416 | 0 | 0 | 0 | 0 | 0 | 0 | 0.00033116 | 0.0062152 | 0.00060632 | 0.0031711 | 0.00019789 | 0.010522 | 0.01444 | 0.28686 | 0.023404 | 0.12158 | 0.0084019 | 0.45468 | 20% | 20% | 20% | 20% | 20% | 0.092064 | 0.092064 | 0.092064 | 0.092064 | 0.092064 | 0.46032 | 0.088832 | 0.088832 | 0.088832 | 0.088832 | 0.088832 | 0.44416 | 0 | 0 | 0 | 0 | 0 | 0 | 0.0021043 | 0.0021043 | 0.0021043 | 0.0021043 | 0.0021043 | 0.010522 | 0.090936 | 0.090936 | 0.090936 | 0.090936 | 0.090936 | 0.45468 | FALSE | 0% | 0% | 0% | 0% | 0% | 0% | FALSE | 0% | 0% | 0% | 0% | 0% | FALSE | 0% | 0% | 0% | 0% | 0% | 0% | 0% | 0% | N/A | N/A
| 460 | Wallgrove 2020 Audit Recommended Cap Works - reviewed and prioritised | TRUE | Non-Labour | Buildings | 100% | Non-network - Other | Property | Fleet & Property | N/A | Wallgrove Depot | N/A | N/A | N/A | No | 0% | Safety security & reliability | Buildings | 92.5% | FALSE | FY21 | 1 | 187 | 2 | 2 | 19 | 2 | FALSE | FALSE | TRUE | 0.18356 | 3.6041 | 0.28943 | 1.4968 | 0.1034 | 5.6773 | 0.18356 | 3.6041 | 0.28943 | 1.4968 | 0.1034 | 5.6773 | 0 | 0 | 0 | 0 | 0 | 0 | 0.0043086 | 0.079818 | 0.0076977 | 0.040086 | 0.0024941 | 0.1344 | 0.18786 | 3.6839 | 0.29713 | 1.5369 | 0.10589 | 5.8117 | 20% | 20% | 20% | 20% | 20% | 1.1355 | 1.1355 | 1.1355 | 1.1355 | 1.1355 | 5.6773 | 1.1355 | 1.1355 | 1.1355 | 1.1355 | 1.1355 | 5.6773 | 0 | 0 | 0 | 0 | 0 | 0 | 0.026881 | 0.026881 | 0.026881 | 0.026881 | 0.026881 | 0.1344 | 1.1623 | 1.1623 | 1.1623 | 1.1623 | 1.1623 | 5.8117 | FALSE | 0% | 0% | 0% | 0% | 0% | 0% | FALSE | 0% | 0% | 0% | 0% | 0% | FALSE | 0% | 0% | 0% | 0% | 0% | 0% | 0% | 0% | N/A | N/A
| 461 | Waratah 2020 Audit Recommended Cap Works - reviewed and prioritised | TRUE | Labour | Buildings | 100% | Non-network - Other | Property | Fleet & Property | N/A | Waratah West Depot | N/A | N/A | N/A | No | 0% | Safety security & reliability | Buildings | 7.5% | FALSE | FY21 | 1 | 188 | 1 | 1 | 19 | 1 | FALSE | FALSE | TRUE | 0.35003 | 0.026743 | 0.075667 | 0.035834 | 0.12765 | 0.61593 | 0.33181 | 0.025683 | 0.073507 | 0.034962 | 0.12492 | 0.59089 | 0 | 0 | 0 | 0 | 0 | 0 | 0.0077886 | 0.00056879 | 0.001955 | 0.0009363 | 0.0030133 | 0.014262 | 0.3396 | 0.026252 | 0.075462 | 0.035898 | 0.12793 | 0.60515 | 20% | 20% | 20% | 20% | 20% | 0.12319 | 0.12319 | 0.12319 | 0.12319 | 0.12319 | 0.61593 | 0.11818 | 0.11818 | 0.11818 | 0.11818 | 0.11818 | 0.59089 | 0 | 0 | 0 | 0 | 0 | 0 | 0.0028524 | 0.0028524 | 0.0028524 | 0.0028524 | 0.0028524 | 0.014262 | 0.12103 | 0.12103 | 0.12103 | 0.12103 | 0.12103 | 0.60515 | FALSE | 0% | 0% | 0% | 0% | 0% | 0% | FALSE | 0% | 0% | 0% | 0% | 0% | FALSE | 0% | 0% | 0% | 0% | 0% | 0% | 0% | 0% | N/A | N/A
| 462 | Waratah 2020 Audit Recommended Cap Works - reviewed and prioritised | TRUE | Non-Labour | Buildings | 100% | Non-network - Other | Property | Fleet & Property | N/A | Waratah West Depot | N/A | N/A | N/A | No | 0% | Safety security & reliability | Buildings | 92.5% | FALSE | FY21 | 1 | 188 | 2 | 2 | 19 | 2 | FALSE | FALSE | TRUE | 4.317 | 0.32983 | 0.93323 | 0.44195 | 1.5744 | 7.5964 | 4.317 | 0.32983 | 0.93323 | 0.44195 | 1.5744 | 7.5964 | 0 | 0 | 0 | 0 | 0 | 0 | 0.10133 | 0.0073046 | 0.02482 | 0.011836 | 0.037977 | 0.18327 | 4.4183 | 0.33713 | 0.95805 | 0.45379 | 1.6124 | 7.7797 | 20% | 20% | 20% | 20% | 20% | 1.5193 | 1.5193 | 1.5193 | 1.5193 | 1.5193 | 7.5964 | 1.5193 | 1.5193 | 1.5193 | 1.5193 | 1.5193 | 7.5964 | 0 | 0 | 0 | 0 | 0 | 0 | 0.036654 | 0.036654 | 0.036654 | 0.036654 | 0.036654 | 0.18327 | 1.5559 | 1.5559 | 1.5559 | 1.5559 | 1.5559 | 7.7797 | FALSE | 0% | 0% | 0% | 0% | 0% | 0% | FALSE | 0% | 0% | 0% | 0% | 0% | FALSE | 0% | 0% | 0% | 0% | 0% | 0% | 0% | 0% | N/A | N/A
| 463 | Orange 2020 Audit Recommended Cap Works - reviewed and prioritised | TRUE | Labour | Buildings | 100% | Non-network - Other | Property | Fleet & Property | N/A | Orange Depot | N/A | N/A | N/A | No | 0% | Safety security & reliability | Buildings | 7.5% | FALSE | FY21 | 1 | 189 | 1 | 1 | 19 | 1 | FALSE | FALSE | TRUE | 0.0094036 | 0 | 0.0065825 | 0.03495 | 0.085486 | 0.13642 | 0.0089142 | 0 | 0.0063946 | 0.034099 | 0.083656 | 0.13306 | 0 | 0 | 0 | 0 | 0 | 0 | 0.00020924 | 0 | 0.00017007 | 0.00091319 | 0.0020179 | 0.0033104 | 0.0091235 | 0 | 0.0065646 | 0.035012 | 0.085674 | 0.13637 | 20% | 20% | 20% | 20% | 20% | 0.027284 | 0.027284 | 0.027284 | 0.027284 | 0.027284 | 0.13642 | 0.026613 | 0.026613 | 0.026613 | 0.026613 | 0.026613 | 0.13306 | 0 | 0 | 0 | 0 | 0 | 0 | 0.00066209 | 0.00066209 | 0.00066209 | 0.00066209 | 0.00066209 | 0.0033104 | 0.027275 | 0.027275 | 0.027275 | 0.027275 | 0.027275 | 0.13637 | FALSE | 0% | 0% | 0% | 0% | 0% | 0% | FALSE | 0% | 0% | 0% | 0% | 0% | FALSE | 0% | 0% | 0% | 0% | 0% | 0% | 0% | 0% | N/A | N/A
| 464 | Orange 2020 Audit Recommended Cap Works - reviewed and prioritised | TRUE | Non-Labour | Buildings | 100% | Non-network - Other | Property | Fleet & Property | N/A | Orange Depot | N/A | N/A | N/A | No | 0% | Safety security & reliability | Buildings | 92.5% | FALSE | FY21 | 1 | 189 | 2 | 2 | 19 | 2 | FALSE | FALSE | TRUE | 0.11598 | 0 | 0.081184 | 0.43105 | 1.0543 | 1.6825 | 0.11598 | 0 | 0.081184 | 0.43105 | 1.0543 | 1.6825 | 0 | 0 | 0 | 0 | 0 | 0 | 0.0027223 | 0 | 0.0021592 | 0.011544 | 0.025432 | 0.041857 | 0.1187 | 0 | 0.083343 | 0.44259 | 1.0798 | 1.7244 | 20% | 20% | 20% | 20% | 20% | 0.33651 | 0.33651 | 0.33651 | 0.33651 | 0.33651 | 1.6825 | 0.33651 | 0.33651 | 0.33651 | 0.33651 | 0.33651 | 1.6825 | 0 | 0 | 0 | 0 | 0 | 0 | 0.0083715 | 0.0083715 | 0.0083715 | 0.0083715 | 0.0083715 | 0.041857 | 0.34488 | 0.34488 | 0.34488 | 0.34488 | 0.34488 | 1.7244 | FALSE | 0% | 0% | 0% | 0% | 0% | 0% | FALSE | 0% | 0% | 0% | 0% | 0% | FALSE | 0% | 0% | 0% | 0% | 0% | 0% | 0% | 0% | N/A | N/A
| 465 | Tamworth 2020 Audit Recommended Cap Works - reviewed and prioritised | TRUE | Labour | Buildings | 100% | Non-network - Other | Property | Fleet & Property | N/A | Tamworth Depot | N/A | N/A | N/A | No | 0% | Safety security & reliability | Buildings | 7.5% | FALSE | FY21 | 1 | 190 | 1 | 1 | 19 | 1 | FALSE | FALSE | TRUE | 0.0011748 | 0.00043722 | 0.0015664 | 0.0014881 | 0.0027412 | 0.0074077 | 0.0011137 | 0.00041989 | 0.0015217 | 0.0014519 | 0.0026825 | 0.0071896 | 0 | 0 | 0 | 0 | 0 | 0 | 2.6141e-05 | 9.2991e-06 | 4.0471e-05 | 3.8882e-05 | 6.4707e-05 | 0.0001795 | 0.0011398 | 0.00042919 | 0.0015622 | 0.0014907 | 0.0027472 | 0.0073691 | 20% | 20% | 20% | 20% | 20% | 0.0014815 | 0.0014815 | 0.0014815 | 0.0014815 | 0.0014815 | 0.0074077 | 0.0014379 | 0.0014379 | 0.0014379 | 0.0014379 | 0.0014379 | 0.0071896 | 0 | 0 | 0 | 0 | 0 | 0 | 3.59e-05 | 3.59e-05 | 3.59e-05 | 3.59e-05 | 3.59e-05 | 0.0001795 | 0.0014738 | 0.0014738 | 0.0014738 | 0.0014738 | 0.0014738 | 0.0073691 | FALSE | 0% | 0% | 0% | 0% | 0% | 0% | FALSE | 0% | 0% | 0% | 0% | 0% | FALSE | 0% | 0% | 0% | 0% | 0% | 0% | 0% | 0% | N/A | N/A
| 466 | Tamworth 2020 Audit Recommended Cap Works - reviewed and prioritised | TRUE | Non-Labour | Buildings | 100% | Non-network - Other | Property | Fleet & Property | N/A | Tamworth Depot | N/A | N/A | N/A | No | 0% | Safety security & reliability | Buildings | 92.5% | FALSE | FY21 | 1 | 190 | 2 | 2 | 19 | 2 | FALSE | FALSE | TRUE | 0.014489 | 0.0053924 | 0.019319 | 0.018353 | 0.033808 | 0.091362 | 0.014489 | 0.0053924 | 0.019319 | 0.018353 | 0.033808 | 0.091362 | 0 | 0 | 0 | 0 | 0 | 0 | 0.0003401 | 0.00011942 | 0.00051381 | 0.0004915 | 0.00081551 | 0.0022803 | 0.014829 | 0.0055118 | 0.019833 | 0.018845 | 0.034624 | 0.093642 | 20% | 20% | 20% | 20% | 20% | 0.018272 | 0.018272 | 0.018272 | 0.018272 | 0.018272 | 0.091362 | 0.018272 | 0.018272 | 0.018272 | 0.018272 | 0.018272 | 0.091362 | 0 | 0 | 0 | 0 | 0 | 0 | 0.00045607 | 0.00045607 | 0.00045607 | 0.00045607 | 0.00045607 | 0.0022803 | 0.018728 | 0.018728 | 0.018728 | 0.018728 | 0.018728 | 0.093642 | FALSE | 0% | 0% | 0% | 0% | 0% | 0% | FALSE | 0% | 0% | 0% | 0% | 0% | FALSE | 0% | 0% | 0% | 0% | 0% | 0% | 0% | 0% | N/A | N/A
| 467 | Yass 2020 Audit Recommended Cap Works - reviewed and prioritised | TRUE | Labour | Buildings | 100% | Non-network - Other | Property | Fleet & Property | N/A | Yass Depot | N/A | N/A | N/A | No | 0% | Safety security & reliability | Buildings | 7.5% | FALSE | FY21 | 1 | 191 | 1 | 1 | 19 | 1 | FALSE | FALSE | TRUE | 0.031676 | 0.0292 | 0.019588 | 0.077727 | 0.0059549 | 0.16415 | 0.030027 | 0.028043 | 0.019029 | 0.075835 | 0.0058274 | 0.15876 | 0 | 0 | 0 | 0 | 0 | 0 | 0.00070482 | 0.00062106 | 0.0005061 | 0.0020309 | 0.00014057 | 0.0040034 | 0.030732 | 0.028664 | 0.019535 | 0.077866 | 0.005968 | 0.16277 | 20% | 20% | 20% | 20% | 20% | 0.032829 | 0.032829 | 0.032829 | 0.032829 | 0.032829 | 0.16415 | 0.031752 | 0.031752 | 0.031752 | 0.031752 | 0.031752 | 0.15876 | 0 | 0 | 0 | 0 | 0 | 0 | 0.00080069 | 0.00080069 | 0.00080069 | 0.00080069 | 0.00080069 | 0.0040034 | 0.032553 | 0.032553 | 0.032553 | 0.032553 | 0.032553 | 0.16277 | FALSE | 0% | 0% | 0% | 0% | 0% | 0% | FALSE | 0% | 0% | 0% | 0% | 0% | FALSE | 0% | 0% | 0% | 0% | 0% | 0% | 0% | 0% | N/A | N/A
| 468 | Yass 2020 Audit Recommended Cap Works - reviewed and prioritised | TRUE | Non-Labour | Buildings | 100% | Non-network - Other | Property | Fleet & Property | N/A | Yass Depot | N/A | N/A | N/A | No | 0% | Safety security & reliability | Buildings | 92.5% | FALSE | FY21 | 1 | 191 | 2 | 2 | 19 | 2 | FALSE | FALSE | TRUE | 0.39067 | 0.36014 | 0.24159 | 0.95863 | 0.073444 | 2.0245 | 0.39067 | 0.36014 | 0.24159 | 0.95863 | 0.073444 | 2.0245 | 0 | 0 | 0 | 0 | 0 | 0 | 0.00917 | 0.0079759 | 0.0064253 | 0.025673 | 0.0017716 | 0.051015 | 0.39984 | 0.36812 | 0.24802 | 0.98431 | 0.075215 | 2.0755 | 20% | 20% | 20% | 20% | 20% | 0.40489 | 0.40489 | 0.40489 | 0.40489 | 0.40489 | 2.0245 | 0.40489 | 0.40489 | 0.40489 | 0.40489 | 0.40489 | 2.0245 | 0 | 0 | 0 | 0 | 0 | 0 | 0.010203 | 0.010203 | 0.010203 | 0.010203 | 0.010203 | 0.051015 | 0.4151 | 0.4151 | 0.4151 | 0.4151 | 0.4151 | 2.0755 | FALSE | 0% | 0% | 0% | 0% | 0% | 0% | FALSE | 0% | 0% | 0% | 0% | 0% | FALSE | 0% | 0% | 0% | 0% | 0% | 0% | 0% | 0% | N/A | N/A
| 469 | Wagga 2020 Audit Recommended Cap Works - reviewed and prioritised | TRUE | Labour | Buildings | 100% | Non-network - Other | Property | Fleet & Property | N/A | Wagga Depot | N/A | N/A | N/A | No | 0% | Safety security & reliability | Buildings | 7.5% | FALSE | FY21 | 1 | 192 | 1 | 1 | 19 | 1 | FALSE | FALSE | TRUE | 0 | 0.013663 | 0.16484 | 0.025754 | 0 | 0.20426 | 0 | 0.013121 | 0.16014 | 0.025127 | 0 | 0.19838 | 0 | 0 | 0 | 0 | 0 | 0 | 0 | 0.00029059 | 0.0042589 | 0.00067292 | 0 | 0.0052225 | 0 | 0.013412 | 0.16439 | 0.0258 | 0 | 0.20361 | 20% | 20% | 20% | 20% | 20% | 0.040852 | 0.040852 | 0.040852 | 0.040852 | 0.040852 | 0.20426 | 0.039677 | 0.039677 | 0.039677 | 0.039677 | 0.039677 | 0.19838 | 0 | 0 | 0 | 0 | 0 | 0 | 0.0010445 | 0.0010445 | 0.0010445 | 0.0010445 | 0.0010445 | 0.0052225 | 0.040721 | 0.040721 | 0.040721 | 0.040721 | 0.040721 | 0.20361 | FALSE | 0% | 0% | 0% | 0% | 0% | 0% | FALSE | 0% | 0% | 0% | 0% | 0% | FALSE | 0% | 0% | 0% | 0% | 0% | 0% | 0% | 0% | N/A | N/A
| 470 | Wagga 2020 Audit Recommended Cap Works - reviewed and prioritised | TRUE | Non-Labour | Buildings | 100% | Non-network - Other | Property | Fleet & Property | N/A | Wagga Depot | N/A | N/A | N/A | No | 0% | Safety security & reliability | Buildings | 92.5% | FALSE | FY21 | 1 | 192 | 2 | 2 | 19 | 2 | FALSE | FALSE | TRUE | 0 | 0.16851 | 2.033 | 0.31763 | 0 | 2.5192 | 0 | 0.16851 | 2.033 | 0.31763 | 0 | 2.5192 | 0 | 0 | 0 | 0 | 0 | 0 | 0 | 0.0037319 | 0.054071 | 0.0085064 | 0 | 0.066309 | 0 | 0.17224 | 2.0871 | 0.32614 | 0 | 2.5855 | 20% | 20% | 20% | 20% | 20% | 0.50384 | 0.50384 | 0.50384 | 0.50384 | 0.50384 | 2.5192 | 0.50384 | 0.50384 | 0.50384 | 0.50384 | 0.50384 | 2.5192 | 0 | 0 | 0 | 0 | 0 | 0 | 0.013262 | 0.013262 | 0.013262 | 0.013262 | 0.013262 | 0.066309 | 0.5171 | 0.5171 | 0.5171 | 0.5171 | 0.5171 | 2.5855 | FALSE | 0% | 0% | 0% | 0% | 0% | 0% | FALSE | 0% | 0% | 0% | 0% | 0% | FALSE | 0% | 0% | 0% | 0% | 0% | 0% | 0% | 0% | N/A | N/A
| 471 | Property leases | TRUE | Labour | Land and Easements | 100% | Non-network - Other | Property | Fleet & Property | N/A | Other Property | N/A | N/A | N/A | No | 0% | Safety security & reliability | Land and Easements | 0% | FALSE | FY21 | 1 | 193 | 1 | 1 | 9 | 1 | FALSE | FALSE | TRUE | 0 | 0 | 0 | 0 | 0 | 0 | 0 | 0 | 0 | 0 | 0 | 0 | 0 | 0 | 0 | 0 | 0 | 0 | 0 | 0 | 0 | 0 | 0 | 0 | 0 | 0 | 0 | 0 | 0 | 0 | 0% | 0% | 0% | 0% | 0% | 0 | 0 | 0 | 0 | 0 | 0 | 0 | 0 | 0 | 0 | 0 | 0 | 0 | 0 | 0 | 0 | 0 | 0 | 0 | 0 | 0 | 0 | 0 | 0 | 0 | 0 | 0 | 0 | 0 | 0 | FALSE | 0% | 0% | 0% | 0% | 0% | 0% | FALSE | 0% | 0% | 0% | 0% | 0% | FALSE | 0% | 0% | 0% | 0% | 0% | 0% | 0% | 0% | N/A | N/A
| 472 | Property leases | TRUE | Non-Labour | Land and Easements | 100% | Non-network - Other | Property | Fleet & Property | N/A | Other Property | N/A | N/A | N/A | No | 0% | Safety security & reliability | Land and Easements | 100% | FALSE | FY21 | 1 | 193 | 2 | 2 | 9 | 2 | FALSE | FALSE | TRUE | 0.065133 | 0.74367 | 0 | 0.66065 | 2.3351 | 3.8046 | 0.065133 | 0.74367 | 0 | 0.66065 | 2.3351 | 3.8046 | 0 | 0 | 0 | 0 | 0 | 0 | 0.0015288 | 0.01647 | 0 | 0.017693 | 0.056327 | 0.092018 | 0.066662 | 0.76014 | 0 | 0.67835 | 2.3914 | 3.8966 | 0% | 0% | 0% | 0% | 0% | 0 | 0 | 0 | 0 | 0 | 0 | 0 | 0 | 0 | 0 | 0 | 0 | 0 | 0 | 0 | 0 | 0 | 0 | 0 | 0 | 0 | 0 | 0 | 0 | 0 | 0 | 0 | 0 | 0 | 0 | FALSE | 0% | 0% | 0% | 0% | 0% | 0% | FALSE | 0% | 0% | 0% | 0% | 0% | FALSE | 0% | 0% | 0% | 0% | 0% | 0% | 0% | 0% | N/A | N/A
| 473 | [Project Name] | FALSE | Labour | N/A | N/A | [Spare] | [Spare] | [Spare] | N/A | N/A | N/A | N/A | N/A | N/A | 0% | N/A | N/A | 40% | FALSE | FY21 | 1 | 194 | 1 | 1 | N/A | 1 | FALSE | FALSE | TRUE | 0 | 0 | 0 | 0 | 0 | 0 | 0 | 0 | 0 | 0 | 0 | 0 | 0 | 0 | 0 | 0 | 0 | 0 | 0 | 0 | 0 | 0 | 0 | 0 | 0 | 0 | 0 | 0 | 0 | 0 | 0% | 0% | 0% | 0% | 0% | 0 | 0 | 0 | 0 | 0 | 0 | 0 | 0 | 0 | 0 | 0 | 0 | 0 | 0 | 0 | 0 | 0 | 0 | 0 | 0 | 0 | 0 | 0 | 0 | 0 | 0 | 0 | 0 | 0 | 0 | FALSE | 0% | 0% | 0% | 0% | 0% | 0% | FALSE | 0% | 0% | 0% | 0% | 0% | FALSE | 0% | 0% | 0% | 0% | 0% | 0% | 0% | 0% | N/A | N/A
| 474 | [Project Name] | FALSE | Non-Labour | N/A | N/A | [Spare] | [Spare] | [Spare] | N/A | N/A | N/A | N/A | N/A | N/A | 0% | N/A | N/A | 100% | FALSE | FY21 | 1 | 194 | 2 | 2 | N/A | 2 | FALSE | FALSE | TRUE | 0 | 0 | 0 | 0 | 0 | 0 | 0 | 0 | 0 | 0 | 0 | 0 | 0 | 0 | 0 | 0 | 0 | 0 | 0 | 0 | 0 | 0 | 0 | 0 | 0 | 0 | 0 | 0 | 0 | 0 | 0% | 0% | 0% | 0% | 0% | 0 | 0 | 0 | 0 | 0 | 0 | 0 | 0 | 0 | 0 | 0 | 0 | 0 | 0 | 0 | 0 | 0 | 0 | 0 | 0 | 0 | 0 | 0 | 0 | 0 | 0 | 0 | 0 | 0 | 0 | FALSE | 0% | 0% | 0% | 0% | 0% | 0% | FALSE | 0% | 0% | 0% | 0% | 0% | FALSE | 0% | 0% | 0% | 0% | 0% | 0% | 0% | 0% | N/A | N/A
| 475 | N/A | N/A | Labour | N/A | N/A | N/A | N/A | N/A | N/A | N/A | N/A | N/A | N/A | N/A | 0% | 0 | N/A | 0% | FALSE | 0 | 1 | N/A | 1 | N/A | N/A | 1 | FALSE | FALSE | TRUE | 0 | 0 | 0 | 0 | 0 | 0 | 0 | 0 | 0 | 0 | 0 | 0 | 0 | 0 | 0 | 0 | 0 | 0 | 0 | 0 | 0 | 0 | 0 | 0 | 0 | 0 | 0 | 0 | 0 | 0 | 0% | 0% | 0% | 0% | 0% | 0 | 0 | 0 | 0 | 0 | 0 | 0 | 0 | 0 | 0 | 0 | 0 | 0 | 0 | 0 | 0 | 0 | 0 | 0 | 0 | 0 | 0 | 0 | 0 | 0 | 0 | 0 | 0 | 0 | 0 | FALSE | 0% | 0% | 0% | 0% | 0% | 0% | FALSE | 0% | 0% | 0% | 0% | 0% | FALSE | 0% | 0% | 0% | 0% | 0% | 0% | 0% | 0% | N/A | N/A
| 476 | N/A | N/A | N/A | N/A | N/A | N/A | N/A | N/A | N/A | N/A | N/A | N/A | N/A | N/A | 0% | 0 | N/A | 0% | FALSE | 0 | 1 | N/A | N/A | N/A | N/A | N/A | FALSE | FALSE | TRUE | 0 | 0 | 0 | 0 | 0 | 0 | 0 | 0 | 0 | 0 | 0 | 0 | 0 | 0 | 0 | 0 | 0 | 0 | 0 | 0 | 0 | 0 | 0 | 0 | 0 | 0 | 0 | 0 | 0 | 0 | 0% | 0% | 0% | 0% | 0% | 0 | 0 | 0 | 0 | 0 | 0 | 0 | 0 | 0 | 0 | 0 | 0 | 0 | 0 | 0 | 0 | 0 | 0 | 0 | 0 | 0 | 0 | 0 | 0 | 0 | 0 | 0 | 0 | 0 | 0 | FALSE | 0% | 0% | 0% | 0% | 0% | 0% | FALSE | 0% | 0% | 0% | 0% | 0% | FALSE | 0% | 0% | 0% | 0% | 0% | 0% | 0% | 0% | N/A | N/A
| 477 | N/A | N/A | N/A | N/A | N/A | N/A | N/A | N/A | N/A | N/A | N/A | N/A | N/A | N/A | 0% | 0 | N/A | 0% | FALSE | 0 | 1 | N/A | N/A | N/A | N/A | N/A | FALSE | FALSE | TRUE | 0 | 0 | 0 | 0 | 0 | 0 | 0 | 0 | 0 | 0 | 0 | 0 | 0 | 0 | 0 | 0 | 0 | 0 | 0 | 0 | 0 | 0 | 0 | 0 | 0 | 0 | 0 | 0 | 0 | 0 | 0% | 0% | 0% | 0% | 0% | 0 | 0 | 0 | 0 | 0 | 0 | 0 | 0 | 0 | 0 | 0 | 0 | 0 | 0 | 0 | 0 | 0 | 0 | 0 | 0 | 0 | 0 | 0 | 0 | 0 | 0 | 0 | 0 | 0 | 0 | FALSE | 0% | 0% | 0% | 0% | 0% | 0% | FALSE | 0% | 0% | 0% | 0% | 0% | FALSE | 0% | 0% | 0% | 0% | 0% | 0% | 0% | 0% | N/A | N/A
| 478 | N/A | N/A | N/A | N/A | N/A | N/A | N/A | N/A | N/A | N/A | N/A | N/A | N/A | N/A | 0% | 0 | N/A | 0% | FALSE | 0 | 1 | N/A | N/A | N/A | N/A | N/A | FALSE | FALSE | TRUE | 0 | 0 | 0 | 0 | 0 | 0 | 0 | 0 | 0 | 0 | 0 | 0 | 0 | 0 | 0 | 0 | 0 | 0 | 0 | 0 | 0 | 0 | 0 | 0 | 0 | 0 | 0 | 0 | 0 | 0 | 0% | 0% | 0% | 0% | 0% | 0 | 0 | 0 | 0 | 0 | 0 | 0 | 0 | 0 | 0 | 0 | 0 | 0 | 0 | 0 | 0 | 0 | 0 | 0 | 0 | 0 | 0 | 0 | 0 | 0 | 0 | 0 | 0 | 0 | 0 | FALSE | 0% | 0% | 0% | 0% | 0% | 0% | FALSE | 0% | 0% | 0% | 0% | 0% | FALSE | 0% | 0% | 0% | 0% | 0% | 0% | 0% | 0% | N/A | N/A
| 479 | N/A | N/A | N/A | N/A | N/A | N/A | N/A | N/A | N/A | N/A | N/A | N/A | N/A | N/A | 0% | 0 | N/A | 0% | FALSE | 0 | 1 | N/A | N/A | N/A | N/A | N/A | FALSE | FALSE | TRUE | 0 | 0 | 0 | 0 | 0 | 0 | 0 | 0 | 0 | 0 | 0 | 0 | 0 | 0 | 0 | 0 | 0 | 0 | 0 | 0 | 0 | 0 | 0 | 0 | 0 | 0 | 0 | 0 | 0 | 0 | 0% | 0% | 0% | 0% | 0% | 0 | 0 | 0 | 0 | 0 | 0 | 0 | 0 | 0 | 0 | 0 | 0 | 0 | 0 | 0 | 0 | 0 | 0 | 0 | 0 | 0 | 0 | 0 | 0 | 0 | 0 | 0 | 0 | 0 | 0 | FALSE | 0% | 0% | 0% | 0% | 0% | 0% | FALSE | 0% | 0% | 0% | 0% | 0% | FALSE | 0% | 0% | 0% | 0% | 0% | 0% | 0% | 0% | N/A | N/A
| 480 | N/A | N/A | N/A | N/A | N/A | N/A | N/A | N/A | N/A | N/A | N/A | N/A | N/A | N/A | 0% | 0 | N/A | 0% | FALSE | 0 | 1 | N/A | N/A | N/A | N/A | N/A | FALSE | FALSE | TRUE | 0 | 0 | 0 | 0 | 0 | 0 | 0 | 0 | 0 | 0 | 0 | 0 | 0 | 0 | 0 | 0 | 0 | 0 | 0 | 0 | 0 | 0 | 0 | 0 | 0 | 0 | 0 | 0 | 0 | 0 | 0% | 0% | 0% | 0% | 0% | 0 | 0 | 0 | 0 | 0 | 0 | 0 | 0 | 0 | 0 | 0 | 0 | 0 | 0 | 0 | 0 | 0 | 0 | 0 | 0 | 0 | 0 | 0 | 0 | 0 | 0 | 0 | 0 | 0 | 0 | FALSE | 0% | 0% | 0% | 0% | 0% | 0% | FALSE | 0% | 0% | 0% | 0% | 0% | FALSE | 0% | 0% | 0% | 0% | 0% | 0% | 0% | 0% | N/A | N/A
| 481 | N/A | N/A | N/A | N/A | N/A | N/A | N/A | N/A | N/A | N/A | N/A | N/A | N/A | N/A | 0% | 0 | N/A | 0% | FALSE | 0 | 1 | N/A | N/A | N/A | N/A | N/A | FALSE | FALSE | TRUE | 0 | 0 | 0 | 0 | 0 | 0 | 0 | 0 | 0 | 0 | 0 | 0 | 0 | 0 | 0 | 0 | 0 | 0 | 0 | 0 | 0 | 0 | 0 | 0 | 0 | 0 | 0 | 0 | 0 | 0 | 0% | 0% | 0% | 0% | 0% | 0 | 0 | 0 | 0 | 0 | 0 | 0 | 0 | 0 | 0 | 0 | 0 | 0 | 0 | 0 | 0 | 0 | 0 | 0 | 0 | 0 | 0 | 0 | 0 | 0 | 0 | 0 | 0 | 0 | 0 | FALSE | 0% | 0% | 0% | 0% | 0% | 0% | FALSE | 0% | 0% | 0% | 0% | 0% | FALSE | 0% | 0% | 0% | 0% | 0% | 0% | 0% | 0% | N/A | N/A
| 482 | N/A | N/A | N/A | N/A | N/A | N/A | N/A | N/A | N/A | N/A | N/A | N/A | N/A | N/A | 0% | 0 | N/A | 0% | FALSE | 0 | 1 | N/A | N/A | N/A | N/A | N/A | FALSE | FALSE | TRUE | 0 | 0 | 0 | 0 | 0 | 0 | 0 | 0 | 0 | 0 | 0 | 0 | 0 | 0 | 0 | 0 | 0 | 0 | 0 | 0 | 0 | 0 | 0 | 0 | 0 | 0 | 0 | 0 | 0 | 0 | 0% | 0% | 0% | 0% | 0% | 0 | 0 | 0 | 0 | 0 | 0 | 0 | 0 | 0 | 0 | 0 | 0 | 0 | 0 | 0 | 0 | 0 | 0 | 0 | 0 | 0 | 0 | 0 | 0 | 0 | 0 | 0 | 0 | 0 | 0 | FALSE | 0% | 0% | 0% | 0% | 0% | 0% | FALSE | 0% | 0% | 0% | 0% | 0% | FALSE | 0% | 0% | 0% | 0% | 0% | 0% | 0% | 0% | N/A | N/A
| 483 | N/A | N/A | N/A | N/A | N/A | N/A | N/A | N/A | N/A | N/A | N/A | N/A | N/A | N/A | 0% | 0 | N/A | 0% | FALSE | 0 | 1 | N/A | N/A | N/A | N/A | N/A | FALSE | FALSE | TRUE | 0 | 0 | 0 | 0 | 0 | 0 | 0 | 0 | 0 | 0 | 0 | 0 | 0 | 0 | 0 | 0 | 0 | 0 | 0 | 0 | 0 | 0 | 0 | 0 | 0 | 0 | 0 | 0 | 0 | 0 | 0% | 0% | 0% | 0% | 0% | 0 | 0 | 0 | 0 | 0 | 0 | 0 | 0 | 0 | 0 | 0 | 0 | 0 | 0 | 0 | 0 | 0 | 0 | 0 | 0 | 0 | 0 | 0 | 0 | 0 | 0 | 0 | 0 | 0 | 0 | FALSE | 0% | 0% | 0% | 0% | 0% | 0% | FALSE | 0% | 0% | 0% | 0% | 0% | FALSE | 0% | 0% | 0% | 0% | 0% | 0% | 0% | 0% | N/A | N/A
| 484 | N/A | N/A | N/A | N/A | N/A | N/A | N/A | N/A | N/A | N/A | N/A | N/A | N/A | N/A | 0% | 0 | N/A | 0% | FALSE | 0 | 1 | N/A | N/A | N/A | N/A | N/A | FALSE | FALSE | TRUE | 0 | 0 | 0 | 0 | 0 | 0 | 0 | 0 | 0 | 0 | 0 | 0 | 0 | 0 | 0 | 0 | 0 | 0 | 0 | 0 | 0 | 0 | 0 | 0 | 0 | 0 | 0 | 0 | 0 | 0 | 0% | 0% | 0% | 0% | 0% | 0 | 0 | 0 | 0 | 0 | 0 | 0 | 0 | 0 | 0 | 0 | 0 | 0 | 0 | 0 | 0 | 0 | 0 | 0 | 0 | 0 | 0 | 0 | 0 | 0 | 0 | 0 | 0 | 0 | 0 | FALSE | 0% | 0% | 0% | 0% | 0% | 0% | FALSE | 0% | 0% | 0% | 0% | 0% | FALSE | 0% | 0% | 0% | 0% | 0% | 0% | 0% | 0% | N/A | N/A
| 485 | N/A | N/A | N/A | N/A | N/A | N/A | N/A | N/A | N/A | N/A | N/A | N/A | N/A | N/A | 0% | 0 | N/A | 0% | FALSE | 0 | 1 | N/A | N/A | N/A | N/A | N/A | FALSE | FALSE | TRUE | 0 | 0 | 0 | 0 | 0 | 0 | 0 | 0 | 0 | 0 | 0 | 0 | 0 | 0 | 0 | 0 | 0 | 0 | 0 | 0 | 0 | 0 | 0 | 0 | 0 | 0 | 0 | 0 | 0 | 0 | 0% | 0% | 0% | 0% | 0% | 0 | 0 | 0 | 0 | 0 | 0 | 0 | 0 | 0 | 0 | 0 | 0 | 0 | 0 | 0 | 0 | 0 | 0 | 0 | 0 | 0 | 0 | 0 | 0 | 0 | 0 | 0 | 0 | 0 | 0 | FALSE | 0% | 0% | 0% | 0% | 0% | 0% | FALSE | 0% | 0% | 0% | 0% | 0% | FALSE | 0% | 0% | 0% | 0% | 0% | 0% | 0% | 0% | N/A | N/A
| 486 | N/A | N/A | N/A | N/A | N/A | N/A | N/A | N/A | N/A | N/A | N/A | N/A | N/A | N/A | 0% | 0 | N/A | 0% | FALSE | 0 | 1 | N/A | N/A | N/A | N/A | N/A | FALSE | FALSE | TRUE | 0 | 0 | 0 | 0 | 0 | 0 | 0 | 0 | 0 | 0 | 0 | 0 | 0 | 0 | 0 | 0 | 0 | 0 | 0 | 0 | 0 | 0 | 0 | 0 | 0 | 0 | 0 | 0 | 0 | 0 | 0% | 0% | 0% | 0% | 0% | 0 | 0 | 0 | 0 | 0 | 0 | 0 | 0 | 0 | 0 | 0 | 0 | 0 | 0 | 0 | 0 | 0 | 0 | 0 | 0 | 0 | 0 | 0 | 0 | 0 | 0 | 0 | 0 | 0 | 0 | FALSE | 0% | 0% | 0% | 0% | 0% | 0% | FALSE | 0% | 0% | 0% | 0% | 0% | FALSE | 0% | 0% | 0% | 0% | 0% | 0% | 0% | 0% | N/A | N/A
| 487 | N/A | N/A | N/A | N/A | N/A | N/A | N/A | N/A | N/A | N/A | N/A | N/A | N/A | N/A | 0% | 0 | N/A | 0% | FALSE | 0 | 1 | N/A | N/A | N/A | N/A | N/A | FALSE | FALSE | TRUE | 0 | 0 | 0 | 0 | 0 | 0 | 0 | 0 | 0 | 0 | 0 | 0 | 0 | 0 | 0 | 0 | 0 | 0 | 0 | 0 | 0 | 0 | 0 | 0 | 0 | 0 | 0 | 0 | 0 | 0 | 0% | 0% | 0% | 0% | 0% | 0 | 0 | 0 | 0 | 0 | 0 | 0 | 0 | 0 | 0 | 0 | 0 | 0 | 0 | 0 | 0 | 0 | 0 | 0 | 0 | 0 | 0 | 0 | 0 | 0 | 0 | 0 | 0 | 0 | 0 | FALSE | 0% | 0% | 0% | 0% | 0% | 0% | FALSE | 0% | 0% | 0% | 0% | 0% | FALSE | 0% | 0% | 0% | 0% | 0% | 0% | 0% | 0% | N/A | N/A
| 488 | N/A | N/A | N/A | N/A | N/A | N/A | N/A | N/A | N/A | N/A | N/A | N/A | N/A | N/A | 0% | 0 | N/A | 0% | FALSE | 0 | 1 | N/A | N/A | N/A | N/A | N/A | FALSE | FALSE | TRUE | 0 | 0 | 0 | 0 | 0 | 0 | 0 | 0 | 0 | 0 | 0 | 0 | 0 | 0 | 0 | 0 | 0 | 0 | 0 | 0 | 0 | 0 | 0 | 0 | 0 | 0 | 0 | 0 | 0 | 0 | 0% | 0% | 0% | 0% | 0% | 0 | 0 | 0 | 0 | 0 | 0 | 0 | 0 | 0 | 0 | 0 | 0 | 0 | 0 | 0 | 0 | 0 | 0 | 0 | 0 | 0 | 0 | 0 | 0 | 0 | 0 | 0 | 0 | 0 | 0 | FALSE | 0% | 0% | 0% | 0% | 0% | 0% | FALSE | 0% | 0% | 0% | 0% | 0% | FALSE | 0% | 0% | 0% | 0% | 0% | 0% | 0% | 0% | N/A | N/A
| 489 | N/A | N/A | N/A | N/A | N/A | N/A | N/A | N/A | N/A | N/A | N/A | N/A | N/A | N/A | 0% | 0 | N/A | 0% | FALSE | 0 | 1 | N/A | N/A | N/A | N/A | N/A | FALSE | FALSE | TRUE | 0 | 0 | 0 | 0 | 0 | 0 | 0 | 0 | 0 | 0 | 0 | 0 | 0 | 0 | 0 | 0 | 0 | 0 | 0 | 0 | 0 | 0 | 0 | 0 | 0 | 0 | 0 | 0 | 0 | 0 | 0% | 0% | 0% | 0% | 0% | 0 | 0 | 0 | 0 | 0 | 0 | 0 | 0 | 0 | 0 | 0 | 0 | 0 | 0 | 0 | 0 | 0 | 0 | 0 | 0 | 0 | 0 | 0 | 0 | 0 | 0 | 0 | 0 | 0 | 0 | FALSE | 0% | 0% | 0% | 0% | 0% | 0% | FALSE | 0% | 0% | 0% | 0% | 0% | FALSE | 0% | 0% | 0% | 0% | 0% | 0% | 0% | 0% | N/A | N/A
| 490 | N/A | N/A | N/A | N/A | N/A | N/A | N/A | N/A | N/A | N/A | N/A | N/A | N/A | N/A | 0% | 0 | N/A | 0% | FALSE | 0 | 1 | N/A | N/A | N/A | N/A | N/A | FALSE | FALSE | TRUE | 0 | 0 | 0 | 0 | 0 | 0 | 0 | 0 | 0 | 0 | 0 | 0 | 0 | 0 | 0 | 0 | 0 | 0 | 0 | 0 | 0 | 0 | 0 | 0 | 0 | 0 | 0 | 0 | 0 | 0 | 0% | 0% | 0% | 0% | 0% | 0 | 0 | 0 | 0 | 0 | 0 | 0 | 0 | 0 | 0 | 0 | 0 | 0 | 0 | 0 | 0 | 0 | 0 | 0 | 0 | 0 | 0 | 0 | 0 | 0 | 0 | 0 | 0 | 0 | 0 | FALSE | 0% | 0% | 0% | 0% | 0% | 0% | FALSE | 0% | 0% | 0% | 0% | 0% | FALSE | 0% | 0% | 0% | 0% | 0% | 0% | 0% | 0% | N/A | N/A
| 491 | N/A | N/A | N/A | N/A | N/A | N/A | N/A | N/A | N/A | N/A | N/A | N/A | N/A | N/A | 0% | 0 | N/A | 0% | FALSE | 0 | 1 | N/A | N/A | N/A | N/A | N/A | FALSE | FALSE | TRUE | 0 | 0 | 0 | 0 | 0 | 0 | 0 | 0 | 0 | 0 | 0 | 0 | 0 | 0 | 0 | 0 | 0 | 0 | 0 | 0 | 0 | 0 | 0 | 0 | 0 | 0 | 0 | 0 | 0 | 0 | 0% | 0% | 0% | 0% | 0% | 0 | 0 | 0 | 0 | 0 | 0 | 0 | 0 | 0 | 0 | 0 | 0 | 0 | 0 | 0 | 0 | 0 | 0 | 0 | 0 | 0 | 0 | 0 | 0 | 0 | 0 | 0 | 0 | 0 | 0 | FALSE | 0% | 0% | 0% | 0% | 0% | 0% | FALSE | 0% | 0% | 0% | 0% | 0% | FALSE | 0% | 0% | 0% | 0% | 0% | 0% | 0% | 0% | N/A | N/A
| 492 | N/A | N/A | N/A | N/A | N/A | N/A | N/A | N/A | N/A | N/A | N/A | N/A | N/A | N/A | 0% | 0 | N/A | 0% | FALSE | 0 | 1 | N/A | N/A | N/A | N/A | N/A | FALSE | FALSE | TRUE | 0 | 0 | 0 | 0 | 0 | 0 | 0 | 0 | 0 | 0 | 0 | 0 | 0 | 0 | 0 | 0 | 0 | 0 | 0 | 0 | 0 | 0 | 0 | 0 | 0 | 0 | 0 | 0 | 0 | 0 | 0% | 0% | 0% | 0% | 0% | 0 | 0 | 0 | 0 | 0 | 0 | 0 | 0 | 0 | 0 | 0 | 0 | 0 | 0 | 0 | 0 | 0 | 0 | 0 | 0 | 0 | 0 | 0 | 0 | 0 | 0 | 0 | 0 | 0 | 0 | FALSE | 0% | 0% | 0% | 0% | 0% | 0% | FALSE | 0% | 0% | 0% | 0% | 0% | FALSE | 0% | 0% | 0% | 0% | 0% | 0% | 0% | 0% | N/A | N/A
| 493 | N/A | N/A | N/A | N/A | N/A | N/A | N/A | N/A | N/A | N/A | N/A | N/A | N/A | N/A | 0% | 0 | N/A | 0% | FALSE | 0 | 1 | N/A | N/A | N/A | N/A | N/A | FALSE | FALSE | TRUE | 0 | 0 | 0 | 0 | 0 | 0 | 0 | 0 | 0 | 0 | 0 | 0 | 0 | 0 | 0 | 0 | 0 | 0 | 0 | 0 | 0 | 0 | 0 | 0 | 0 | 0 | 0 | 0 | 0 | 0 | 0% | 0% | 0% | 0% | 0% | 0 | 0 | 0 | 0 | 0 | 0 | 0 | 0 | 0 | 0 | 0 | 0 | 0 | 0 | 0 | 0 | 0 | 0 | 0 | 0 | 0 | 0 | 0 | 0 | 0 | 0 | 0 | 0 | 0 | 0 | FALSE | 0% | 0% | 0% | 0% | 0% | 0% | FALSE | 0% | 0% | 0% | 0% | 0% | FALSE | 0% | 0% | 0% | 0% | 0% | 0% | 0% | 0% | N/A | N/A
| 494 | N/A | N/A | N/A | N/A | N/A | N/A | N/A | N/A | N/A | N/A | N/A | N/A | N/A | N/A | 0% | 0 | N/A | 0% | FALSE | 0 | 1 | N/A | N/A | N/A | N/A | N/A | FALSE | FALSE | TRUE | 0 | 0 | 0 | 0 | 0 | 0 | 0 | 0 | 0 | 0 | 0 | 0 | 0 | 0 | 0 | 0 | 0 | 0 | 0 | 0 | 0 | 0 | 0 | 0 | 0 | 0 | 0 | 0 | 0 | 0 | 0% | 0% | 0% | 0% | 0% | 0 | 0 | 0 | 0 | 0 | 0 | 0 | 0 | 0 | 0 | 0 | 0 | 0 | 0 | 0 | 0 | 0 | 0 | 0 | 0 | 0 | 0 | 0 | 0 | 0 | 0 | 0 | 0 | 0 | 0 | FALSE | 0% | 0% | 0% | 0% | 0% | 0% | FALSE | 0% | 0% | 0% | 0% | 0% | FALSE | 0% | 0% | 0% | 0% | 0% | 0% | 0% | 0% | N/A | N/A
| 495 | N/A | N/A | N/A | N/A | N/A | N/A | N/A | N/A | N/A | N/A | N/A | N/A | N/A | N/A | 0% | 0 | N/A | 0% | FALSE | 0 | 1 | N/A | N/A | N/A | N/A | N/A | FALSE | FALSE | TRUE | 0 | 0 | 0 | 0 | 0 | 0 | 0 | 0 | 0 | 0 | 0 | 0 | 0 | 0 | 0 | 0 | 0 | 0 | 0 | 0 | 0 | 0 | 0 | 0 | 0 | 0 | 0 | 0 | 0 | 0 | 0% | 0% | 0% | 0% | 0% | 0 | 0 | 0 | 0 | 0 | 0 | 0 | 0 | 0 | 0 | 0 | 0 | 0 | 0 | 0 | 0 | 0 | 0 | 0 | 0 | 0 | 0 | 0 | 0 | 0 | 0 | 0 | 0 | 0 | 0 | FALSE | 0% | 0% | 0% | 0% | 0% | 0% | FALSE | 0% | 0% | 0% | 0% | 0% | FALSE | 0% | 0% | 0% | 0% | 0% | 0% | 0% | 0% | N/A | N/A
| 496 | N/A | N/A | N/A | N/A | N/A | N/A | N/A | N/A | N/A | N/A | N/A | N/A | N/A | N/A | 0% | 0 | N/A | 0% | FALSE | 0 | 1 | N/A | N/A | N/A | N/A | N/A | FALSE | FALSE | TRUE | 0 | 0 | 0 | 0 | 0 | 0 | 0 | 0 | 0 | 0 | 0 | 0 | 0 | 0 | 0 | 0 | 0 | 0 | 0 | 0 | 0 | 0 | 0 | 0 | 0 | 0 | 0 | 0 | 0 | 0 | 0% | 0% | 0% | 0% | 0% | 0 | 0 | 0 | 0 | 0 | 0 | 0 | 0 | 0 | 0 | 0 | 0 | 0 | 0 | 0 | 0 | 0 | 0 | 0 | 0 | 0 | 0 | 0 | 0 | 0 | 0 | 0 | 0 | 0 | 0 | FALSE | 0% | 0% | 0% | 0% | 0% | 0% | FALSE | 0% | 0% | 0% | 0% | 0% | FALSE | 0% | 0% | 0% | 0% | 0% | 0% | 0% | 0% | N/A | N/A
| 497 | N/A | N/A | N/A | N/A | N/A | N/A | N/A | N/A | N/A | N/A | N/A | N/A | N/A | N/A | 0% | 0 | N/A | 0% | FALSE | 0 | 1 | N/A | N/A | N/A | N/A | N/A | FALSE | FALSE | TRUE | 0 | 0 | 0 | 0 | 0 | 0 | 0 | 0 | 0 | 0 | 0 | 0 | 0 | 0 | 0 | 0 | 0 | 0 | 0 | 0 | 0 | 0 | 0 | 0 | 0 | 0 | 0 | 0 | 0 | 0 | 0% | 0% | 0% | 0% | 0% | 0 | 0 | 0 | 0 | 0 | 0 | 0 | 0 | 0 | 0 | 0 | 0 | 0 | 0 | 0 | 0 | 0 | 0 | 0 | 0 | 0 | 0 | 0 | 0 | 0 | 0 | 0 | 0 | 0 | 0 | FALSE | 0% | 0% | 0% | 0% | 0% | 0% | FALSE | 0% | 0% | 0% | 0% | 0% | FALSE | 0% | 0% | 0% | 0% | 0% | 0% | 0% | 0% | N/A | N/A
| 498 | N/A | N/A | N/A | N/A | N/A | N/A | N/A | N/A | N/A | N/A | N/A | N/A | N/A | N/A | 0% | 0 | N/A | 0% | FALSE | 0 | 1 | N/A | N/A | N/A | N/A | N/A | FALSE | FALSE | TRUE | 0 | 0 | 0 | 0 | 0 | 0 | 0 | 0 | 0 | 0 | 0 | 0 | 0 | 0 | 0 | 0 | 0 | 0 | 0 | 0 | 0 | 0 | 0 | 0 | 0 | 0 | 0 | 0 | 0 | 0 | 0% | 0% | 0% | 0% | 0% | 0 | 0 | 0 | 0 | 0 | 0 | 0 | 0 | 0 | 0 | 0 | 0 | 0 | 0 | 0 | 0 | 0 | 0 | 0 | 0 | 0 | 0 | 0 | 0 | 0 | 0 | 0 | 0 | 0 | 0 | FALSE | 0% | 0% | 0% | 0% | 0% | 0% | FALSE | 0% | 0% | 0% | 0% | 0% | FALSE | 0% | 0% | 0% | 0% | 0% | 0% | 0% | 0% | N/A | N/A
| 499 | N/A | N/A | N/A | N/A | N/A | N/A | N/A | N/A | N/A | N/A | N/A | N/A | N/A | N/A | 0% | 0 | N/A | 0% | FALSE | 0 | 1 | N/A | N/A | N/A | N/A | N/A | FALSE | FALSE | TRUE | 0 | 0 | 0 | 0 | 0 | 0 | 0 | 0 | 0 | 0 | 0 | 0 | 0 | 0 | 0 | 0 | 0 | 0 | 0 | 0 | 0 | 0 | 0 | 0 | 0 | 0 | 0 | 0 | 0 | 0 | 0% | 0% | 0% | 0% | 0% | 0 | 0 | 0 | 0 | 0 | 0 | 0 | 0 | 0 | 0 | 0 | 0 | 0 | 0 | 0 | 0 | 0 | 0 | 0 | 0 | 0 | 0 | 0 | 0 | 0 | 0 | 0 | 0 | 0 | 0 | FALSE | 0% | 0% | 0% | 0% | 0% | 0% | FALSE | 0% | 0% | 0% | 0% | 0% | FALSE | 0% | 0% | 0% | 0% | 0% | 0% | 0% | 0% | N/A | N/A
| 500 | N/A | N/A | N/A | N/A | N/A | N/A | N/A | N/A | N/A | N/A | N/A | N/A | N/A | N/A | 0% | 0 | N/A | 0% | FALSE | 0 | 1 | N/A | N/A | N/A | N/A | N/A | FALSE | FALSE | TRUE | 0 | 0 | 0 | 0 | 0 | 0 | 0 | 0 | 0 | 0 | 0 | 0 | 0 | 0 | 0 | 0 | 0 | 0 | 0 | 0 | 0 | 0 | 0 | 0 | 0 | 0 | 0 | 0 | 0 | 0 | 0% | 0% | 0% | 0% | 0% | 0 | 0 | 0 | 0 | 0 | 0 | 0 | 0 | 0 | 0 | 0 | 0 | 0 | 0 | 0 | 0 | 0 | 0 | 0 | 0 | 0 | 0 | 0 | 0 | 0 | 0 | 0 | 0 | 0 | 0 | FALSE | 0% | 0% | 0% | 0% | 0% | 0% | FALSE | 0% | 0% | 0% | 0% | 0% | FALSE | 0% | 0% | 0% | 0% | 0% | 0% | 0% | 0% | N/A | N/A
| 501 | N/A | N/A | N/A | N/A | N/A | N/A | N/A | N/A | N/A | N/A | N/A | N/A | N/A | N/A | 0% | 0 | N/A | 0% | FALSE | 0 | 1 | N/A | N/A | N/A | N/A | N/A | FALSE | FALSE | TRUE | 0 | 0 | 0 | 0 | 0 | 0 | 0 | 0 | 0 | 0 | 0 | 0 | 0 | 0 | 0 | 0 | 0 | 0 | 0 | 0 | 0 | 0 | 0 | 0 | 0 | 0 | 0 | 0 | 0 | 0 | 0% | 0% | 0% | 0% | 0% | 0 | 0 | 0 | 0 | 0 | 0 | 0 | 0 | 0 | 0 | 0 | 0 | 0 | 0 | 0 | 0 | 0 | 0 | 0 | 0 | 0 | 0 | 0 | 0 | 0 | 0 | 0 | 0 | 0 | 0 | FALSE | 0% | 0% | 0% | 0% | 0% | 0% | FALSE | 0% | 0% | 0% | 0% | 0% | FALSE | 0% | 0% | 0% | 0% | 0% | 0% | 0% | 0% | N/A | N/A
| 502 | N/A | N/A | N/A | N/A | N/A | N/A | N/A | N/A | N/A | N/A | N/A | N/A | N/A | N/A | 0% | 0 | N/A | 0% | FALSE | 0 | 1 | N/A | N/A | N/A | N/A | N/A | FALSE | FALSE | TRUE | 0 | 0 | 0 | 0 | 0 | 0 | 0 | 0 | 0 | 0 | 0 | 0 | 0 | 0 | 0 | 0 | 0 | 0 | 0 | 0 | 0 | 0 | 0 | 0 | 0 | 0 | 0 | 0 | 0 | 0 | 0% | 0% | 0% | 0% | 0% | 0 | 0 | 0 | 0 | 0 | 0 | 0 | 0 | 0 | 0 | 0 | 0 | 0 | 0 | 0 | 0 | 0 | 0 | 0 | 0 | 0 | 0 | 0 | 0 | 0 | 0 | 0 | 0 | 0 | 0 | FALSE | 0% | 0% | 0% | 0% | 0% | 0% | FALSE | 0% | 0% | 0% | 0% | 0% | FALSE | 0% | 0% | 0% | 0% | 0% | 0% | 0% | 0% | N/A | N/A
| 503 | N/A | N/A | N/A | N/A | N/A | N/A | N/A | N/A | N/A | N/A | N/A | N/A | N/A | N/A | 0% | 0 | N/A | 0% | FALSE | 0 | 1 | N/A | N/A | N/A | N/A | N/A | FALSE | FALSE | TRUE | 0 | 0 | 0 | 0 | 0 | 0 | 0 | 0 | 0 | 0 | 0 | 0 | 0 | 0 | 0 | 0 | 0 | 0 | 0 | 0 | 0 | 0 | 0 | 0 | 0 | 0 | 0 | 0 | 0 | 0 | 0% | 0% | 0% | 0% | 0% | 0 | 0 | 0 | 0 | 0 | 0 | 0 | 0 | 0 | 0 | 0 | 0 | 0 | 0 | 0 | 0 | 0 | 0 | 0 | 0 | 0 | 0 | 0 | 0 | 0 | 0 | 0 | 0 | 0 | 0 | FALSE | 0% | 0% | 0% | 0% | 0% | 0% | FALSE | 0% | 0% | 0% | 0% | 0% | FALSE | 0% | 0% | 0% | 0% | 0% | 0% | 0% | 0% | N/A | N/A
| 504 | N/A | N/A | N/A | N/A | N/A | N/A | N/A | N/A | N/A | N/A | N/A | N/A | N/A | N/A | 0% | 0 | N/A | 0% | FALSE | 0 | 1 | N/A | N/A | N/A | N/A | N/A | FALSE | FALSE | TRUE | 0 | 0 | 0 | 0 | 0 | 0 | 0 | 0 | 0 | 0 | 0 | 0 | 0 | 0 | 0 | 0 | 0 | 0 | 0 | 0 | 0 | 0 | 0 | 0 | 0 | 0 | 0 | 0 | 0 | 0 | 0% | 0% | 0% | 0% | 0% | 0 | 0 | 0 | 0 | 0 | 0 | 0 | 0 | 0 | 0 | 0 | 0 | 0 | 0 | 0 | 0 | 0 | 0 | 0 | 0 | 0 | 0 | 0 | 0 | 0 | 0 | 0 | 0 | 0 | 0 | FALSE | 0% | 0% | 0% | 0% | 0% | 0% | FALSE | 0% | 0% | 0% | 0% | 0% | FALSE | 0% | 0% | 0% | 0% | 0% | 0% | 0% | 0% | N/A | N/A
| 505 | N/A | N/A | N/A | N/A | N/A | N/A | N/A | N/A | N/A | N/A | N/A | N/A | N/A | N/A | 0% | 0 | N/A | 0% | FALSE | 0 | 1 | N/A | N/A | N/A | N/A | N/A | FALSE | FALSE | TRUE | 0 | 0 | 0 | 0 | 0 | 0 | 0 | 0 | 0 | 0 | 0 | 0 | 0 | 0 | 0 | 0 | 0 | 0 | 0 | 0 | 0 | 0 | 0 | 0 | 0 | 0 | 0 | 0 | 0 | 0 | 0% | 0% | 0% | 0% | 0% | 0 | 0 | 0 | 0 | 0 | 0 | 0 | 0 | 0 | 0 | 0 | 0 | 0 | 0 | 0 | 0 | 0 | 0 | 0 | 0 | 0 | 0 | 0 | 0 | 0 | 0 | 0 | 0 | 0 | 0 | FALSE | 0% | 0% | 0% | 0% | 0% | 0% | FALSE | 0% | 0% | 0% | 0% | 0% | FALSE | 0% | 0% | 0% | 0% | 0% | 0% | 0% | 0% | N/A | N/A
| 506 | N/A | N/A | N/A | N/A | N/A | N/A | N/A | N/A | N/A | N/A | N/A | N/A | N/A | N/A | 0% | 0 | N/A | 0% | FALSE | 0 | 1 | N/A | N/A | N/A | N/A | N/A | FALSE | FALSE | TRUE | 0 | 0 | 0 | 0 | 0 | 0 | 0 | 0 | 0 | 0 | 0 | 0 | 0 | 0 | 0 | 0 | 0 | 0 | 0 | 0 | 0 | 0 | 0 | 0 | 0 | 0 | 0 | 0 | 0 | 0 | 0% | 0% | 0% | 0% | 0% | 0 | 0 | 0 | 0 | 0 | 0 | 0 | 0 | 0 | 0 | 0 | 0 | 0 | 0 | 0 | 0 | 0 | 0 | 0 | 0 | 0 | 0 | 0 | 0 | 0 | 0 | 0 | 0 | 0 | 0 | FALSE | 0% | 0% | 0% | 0% | 0% | 0% | FALSE | 0% | 0% | 0% | 0% | 0% | FALSE | 0% | 0% | 0% | 0% | 0% | 0% | 0% | 0% | N/A | N/A
| 507 | N/A | N/A | N/A | N/A | N/A | N/A | N/A | N/A | N/A | N/A | N/A | N/A | N/A | N/A | 0% | 0 | N/A | 0% | FALSE | 0 | 1 | N/A | N/A | N/A | N/A | N/A | FALSE | FALSE | TRUE | 0 | 0 | 0 | 0 | 0 | 0 | 0 | 0 | 0 | 0 | 0 | 0 | 0 | 0 | 0 | 0 | 0 | 0 | 0 | 0 | 0 | 0 | 0 | 0 | 0 | 0 | 0 | 0 | 0 | 0 | 0% | 0% | 0% | 0% | 0% | 0 | 0 | 0 | 0 | 0 | 0 | 0 | 0 | 0 | 0 | 0 | 0 | 0 | 0 | 0 | 0 | 0 | 0 | 0 | 0 | 0 | 0 | 0 | 0 | 0 | 0 | 0 | 0 | 0 | 0 | FALSE | 0% | 0% | 0% | 0% | 0% | 0% | FALSE | 0% | 0% | 0% | 0% | 0% | FALSE | 0% | 0% | 0% | 0% | 0% | 0% | 0% | 0% | N/A | N/A
| 508 | N/A | N/A | N/A | N/A | N/A | N/A | N/A | N/A | N/A | N/A | N/A | N/A | N/A | N/A | 0% | 0 | N/A | 0% | FALSE | 0 | 1 | N/A | N/A | N/A | N/A | N/A | FALSE | FALSE | TRUE | 0 | 0 | 0 | 0 | 0 | 0 | 0 | 0 | 0 | 0 | 0 | 0 | 0 | 0 | 0 | 0 | 0 | 0 | 0 | 0 | 0 | 0 | 0 | 0 | 0 | 0 | 0 | 0 | 0 | 0 | 0% | 0% | 0% | 0% | 0% | 0 | 0 | 0 | 0 | 0 | 0 | 0 | 0 | 0 | 0 | 0 | 0 | 0 | 0 | 0 | 0 | 0 | 0 | 0 | 0 | 0 | 0 | 0 | 0 | 0 | 0 | 0 | 0 | 0 | 0 | FALSE | 0% | 0% | 0% | 0% | 0% | 0% | FALSE | 0% | 0% | 0% | 0% | 0% | FALSE | 0% | 0% | 0% | 0% | 0% | 0% | 0% | 0% | N/A | N/A
| 509 | N/A | N/A | N/A | N/A | N/A | N/A | N/A | N/A | N/A | N/A | N/A | N/A | N/A | N/A | 0% | 0 | N/A | 0% | FALSE | 0 | 1 | N/A | N/A | N/A | N/A | N/A | FALSE | FALSE | TRUE | 0 | 0 | 0 | 0 | 0 | 0 | 0 | 0 | 0 | 0 | 0 | 0 | 0 | 0 | 0 | 0 | 0 | 0 | 0 | 0 | 0 | 0 | 0 | 0 | 0 | 0 | 0 | 0 | 0 | 0 | 0% | 0% | 0% | 0% | 0% | 0 | 0 | 0 | 0 | 0 | 0 | 0 | 0 | 0 | 0 | 0 | 0 | 0 | 0 | 0 | 0 | 0 | 0 | 0 | 0 | 0 | 0 | 0 | 0 | 0 | 0 | 0 | 0 | 0 | 0 | FALSE | 0% | 0% | 0% | 0% | 0% | 0% | FALSE | 0% | 0% | 0% | 0% | 0% | FALSE | 0% | 0% | 0% | 0% | 0% | 0% | 0% | 0% | N/A | N/A
| 510 | N/A | N/A | N/A | N/A | N/A | N/A | N/A | N/A | N/A | N/A | N/A | N/A | N/A | N/A | 0% | 0 | N/A | 0% | FALSE | 0 | 1 | N/A | N/A | N/A | N/A | N/A | FALSE | FALSE | TRUE | 0 | 0 | 0 | 0 | 0 | 0 | 0 | 0 | 0 | 0 | 0 | 0 | 0 | 0 | 0 | 0 | 0 | 0 | 0 | 0 | 0 | 0 | 0 | 0 | 0 | 0 | 0 | 0 | 0 | 0 | 0% | 0% | 0% | 0% | 0% | 0 | 0 | 0 | 0 | 0 | 0 | 0 | 0 | 0 | 0 | 0 | 0 | 0 | 0 | 0 | 0 | 0 | 0 | 0 | 0 | 0 | 0 | 0 | 0 | 0 | 0 | 0 | 0 | 0 | 0 | FALSE | 0% | 0% | 0% | 0% | 0% | 0% | FALSE | 0% | 0% | 0% | 0% | 0% | FALSE | 0% | 0% | 0% | 0% | 0% | 0% | 0% | 0% | N/A | N/A
| 511 | N/A | N/A | N/A | N/A | N/A | N/A | N/A | N/A | N/A | N/A | N/A | N/A | N/A | N/A | 0% | 0 | N/A | 0% | FALSE | 0 | 1 | N/A | N/A | N/A | N/A | N/A | FALSE | FALSE | TRUE | 0 | 0 | 0 | 0 | 0 | 0 | 0 | 0 | 0 | 0 | 0 | 0 | 0 | 0 | 0 | 0 | 0 | 0 | 0 | 0 | 0 | 0 | 0 | 0 | 0 | 0 | 0 | 0 | 0 | 0 | 0% | 0% | 0% | 0% | 0% | 0 | 0 | 0 | 0 | 0 | 0 | 0 | 0 | 0 | 0 | 0 | 0 | 0 | 0 | 0 | 0 | 0 | 0 | 0 | 0 | 0 | 0 | 0 | 0 | 0 | 0 | 0 | 0 | 0 | 0 | FALSE | 0% | 0% | 0% | 0% | 0% | 0% | FALSE | 0% | 0% | 0% | 0% | 0% | FALSE | 0% | 0% | 0% | 0% | 0% | 0% | 0% | 0% | N/A | N/A
| 512 | N/A | N/A | N/A | N/A | N/A | N/A | N/A | N/A | N/A | N/A | N/A | N/A | N/A | N/A | 0% | 0 | N/A | 0% | FALSE | 0 | 1 | N/A | N/A | N/A | N/A | N/A | FALSE | FALSE | TRUE | 0 | 0 | 0 | 0 | 0 | 0 | 0 | 0 | 0 | 0 | 0 | 0 | 0 | 0 | 0 | 0 | 0 | 0 | 0 | 0 | 0 | 0 | 0 | 0 | 0 | 0 | 0 | 0 | 0 | 0 | 0% | 0% | 0% | 0% | 0% | 0 | 0 | 0 | 0 | 0 | 0 | 0 | 0 | 0 | 0 | 0 | 0 | 0 | 0 | 0 | 0 | 0 | 0 | 0 | 0 | 0 | 0 | 0 | 0 | 0 | 0 | 0 | 0 | 0 | 0 | FALSE | 0% | 0% | 0% | 0% | 0% | 0% | FALSE | 0% | 0% | 0% | 0% | 0% | FALSE | 0% | 0% | 0% | 0% | 0% | 0% | 0% | 0% | N/A | N/A
| 513 | N/A | N/A | N/A | N/A | N/A | N/A | N/A | N/A | N/A | N/A | N/A | N/A | N/A | N/A | 0% | 0 | N/A | 0% | FALSE | 0 | 1 | N/A | N/A | N/A | N/A | N/A | FALSE | FALSE | TRUE | 0 | 0 | 0 | 0 | 0 | 0 | 0 | 0 | 0 | 0 | 0 | 0 | 0 | 0 | 0 | 0 | 0 | 0 | 0 | 0 | 0 | 0 | 0 | 0 | 0 | 0 | 0 | 0 | 0 | 0 | 0% | 0% | 0% | 0% | 0% | 0 | 0 | 0 | 0 | 0 | 0 | 0 | 0 | 0 | 0 | 0 | 0 | 0 | 0 | 0 | 0 | 0 | 0 | 0 | 0 | 0 | 0 | 0 | 0 | 0 | 0 | 0 | 0 | 0 | 0 | FALSE | 0% | 0% | 0% | 0% | 0% | 0% | FALSE | 0% | 0% | 0% | 0% | 0% | FALSE | 0% | 0% | 0% | 0% | 0% | 0% | 0% | 0% | N/A | N/A
| 514 | N/A | N/A | N/A | N/A | N/A | N/A | N/A | N/A | N/A | N/A | N/A | N/A | N/A | N/A | 0% | 0 | N/A | 0% | FALSE | 0 | 1 | N/A | N/A | N/A | N/A | N/A | FALSE | FALSE | TRUE | 0 | 0 | 0 | 0 | 0 | 0 | 0 | 0 | 0 | 0 | 0 | 0 | 0 | 0 | 0 | 0 | 0 | 0 | 0 | 0 | 0 | 0 | 0 | 0 | 0 | 0 | 0 | 0 | 0 | 0 | 0% | 0% | 0% | 0% | 0% | 0 | 0 | 0 | 0 | 0 | 0 | 0 | 0 | 0 | 0 | 0 | 0 | 0 | 0 | 0 | 0 | 0 | 0 | 0 | 0 | 0 | 0 | 0 | 0 | 0 | 0 | 0 | 0 | 0 | 0 | FALSE | 0% | 0% | 0% | 0% | 0% | 0% | FALSE | 0% | 0% | 0% | 0% | 0% | FALSE | 0% | 0% | 0% | 0% | 0% | 0% | 0% | 0% | N/A | N/A
| 515 | N/A | N/A | N/A | N/A | N/A | N/A | N/A | N/A | N/A | N/A | N/A | N/A | N/A | N/A | 0% | 0 | N/A | 0% | FALSE | 0 | 1 | N/A | N/A | N/A | N/A | N/A | FALSE | FALSE | TRUE | 0 | 0 | 0 | 0 | 0 | 0 | 0 | 0 | 0 | 0 | 0 | 0 | 0 | 0 | 0 | 0 | 0 | 0 | 0 | 0 | 0 | 0 | 0 | 0 | 0 | 0 | 0 | 0 | 0 | 0 | 0% | 0% | 0% | 0% | 0% | 0 | 0 | 0 | 0 | 0 | 0 | 0 | 0 | 0 | 0 | 0 | 0 | 0 | 0 | 0 | 0 | 0 | 0 | 0 | 0 | 0 | 0 | 0 | 0 | 0 | 0 | 0 | 0 | 0 | 0 | FALSE | 0% | 0% | 0% | 0% | 0% | 0% | FALSE | 0% | 0% | 0% | 0% | 0% | FALSE | 0% | 0% | 0% | 0% | 0% | 0% | 0% | 0% | N/A | N/A
| 516 | N/A | N/A | N/A | N/A | N/A | N/A | N/A | N/A | N/A | N/A | N/A | N/A | N/A | N/A | 0% | 0 | N/A | 0% | FALSE | 0 | 1 | N/A | N/A | N/A | N/A | N/A | FALSE | FALSE | TRUE | 0 | 0 | 0 | 0 | 0 | 0 | 0 | 0 | 0 | 0 | 0 | 0 | 0 | 0 | 0 | 0 | 0 | 0 | 0 | 0 | 0 | 0 | 0 | 0 | 0 | 0 | 0 | 0 | 0 | 0 | 0% | 0% | 0% | 0% | 0% | 0 | 0 | 0 | 0 | 0 | 0 | 0 | 0 | 0 | 0 | 0 | 0 | 0 | 0 | 0 | 0 | 0 | 0 | 0 | 0 | 0 | 0 | 0 | 0 | 0 | 0 | 0 | 0 | 0 | 0 | FALSE | 0% | 0% | 0% | 0% | 0% | 0% | FALSE | 0% | 0% | 0% | 0% | 0% | FALSE | 0% | 0% | 0% | 0% | 0% | 0% | 0% | 0% | N/A | N/A
| 517 | N/A | N/A | N/A | N/A | N/A | N/A | N/A | N/A | N/A | N/A | N/A | N/A | N/A | N/A | 0% | 0 | N/A | 0% | FALSE | 0 | 1 | N/A | N/A | N/A | N/A | N/A | FALSE | FALSE | TRUE | 0 | 0 | 0 | 0 | 0 | 0 | 0 | 0 | 0 | 0 | 0 | 0 | 0 | 0 | 0 | 0 | 0 | 0 | 0 | 0 | 0 | 0 | 0 | 0 | 0 | 0 | 0 | 0 | 0 | 0 | 0% | 0% | 0% | 0% | 0% | 0 | 0 | 0 | 0 | 0 | 0 | 0 | 0 | 0 | 0 | 0 | 0 | 0 | 0 | 0 | 0 | 0 | 0 | 0 | 0 | 0 | 0 | 0 | 0 | 0 | 0 | 0 | 0 | 0 | 0 | FALSE | 0% | 0% | 0% | 0% | 0% | 0% | FALSE | 0% | 0% | 0% | 0% | 0% | FALSE | 0% | 0% | 0% | 0% | 0% | 0% | 0% | 0% | N/A | N/A
| 518 | N/A | N/A | N/A | N/A | N/A | N/A | N/A | N/A | N/A | N/A | N/A | N/A | N/A | N/A | 0% | 0 | N/A | 0% | FALSE | 0 | 1 | N/A | N/A | N/A | N/A | N/A | FALSE | FALSE | TRUE | 0 | 0 | 0 | 0 | 0 | 0 | 0 | 0 | 0 | 0 | 0 | 0 | 0 | 0 | 0 | 0 | 0 | 0 | 0 | 0 | 0 | 0 | 0 | 0 | 0 | 0 | 0 | 0 | 0 | 0 | 0% | 0% | 0% | 0% | 0% | 0 | 0 | 0 | 0 | 0 | 0 | 0 | 0 | 0 | 0 | 0 | 0 | 0 | 0 | 0 | 0 | 0 | 0 | 0 | 0 | 0 | 0 | 0 | 0 | 0 | 0 | 0 | 0 | 0 | 0 | FALSE | 0% | 0% | 0% | 0% | 0% | 0% | FALSE | 0% | 0% | 0% | 0% | 0% | FALSE | 0% | 0% | 0% | 0% | 0% | 0% | 0% | 0% | N/A | N/A
| 519 | N/A | N/A | N/A | N/A | N/A | N/A | N/A | N/A | N/A | N/A | N/A | N/A | N/A | N/A | 0% | 0 | N/A | 0% | FALSE | 0 | 1 | N/A | N/A | N/A | N/A | N/A | FALSE | FALSE | TRUE | 0 | 0 | 0 | 0 | 0 | 0 | 0 | 0 | 0 | 0 | 0 | 0 | 0 | 0 | 0 | 0 | 0 | 0 | 0 | 0 | 0 | 0 | 0 | 0 | 0 | 0 | 0 | 0 | 0 | 0 | 0% | 0% | 0% | 0% | 0% | 0 | 0 | 0 | 0 | 0 | 0 | 0 | 0 | 0 | 0 | 0 | 0 | 0 | 0 | 0 | 0 | 0 | 0 | 0 | 0 | 0 | 0 | 0 | 0 | 0 | 0 | 0 | 0 | 0 | 0 | FALSE | 0% | 0% | 0% | 0% | 0% | 0% | FALSE | 0% | 0% | 0% | 0% | 0% | FALSE | 0% | 0% | 0% | 0% | 0% | 0% | 0% | 0% | N/A | N/A
| 520 | N/A | N/A | N/A | N/A | N/A | N/A | N/A | N/A | N/A | N/A | N/A | N/A | N/A | N/A | 0% | 0 | N/A | 0% | FALSE | 0 | 1 | N/A | N/A | N/A | N/A | N/A | FALSE | FALSE | TRUE | 0 | 0 | 0 | 0 | 0 | 0 | 0 | 0 | 0 | 0 | 0 | 0 | 0 | 0 | 0 | 0 | 0 | 0 | 0 | 0 | 0 | 0 | 0 | 0 | 0 | 0 | 0 | 0 | 0 | 0 | 0% | 0% | 0% | 0% | 0% | 0 | 0 | 0 | 0 | 0 | 0 | 0 | 0 | 0 | 0 | 0 | 0 | 0 | 0 | 0 | 0 | 0 | 0 | 0 | 0 | 0 | 0 | 0 | 0 | 0 | 0 | 0 | 0 | 0 | 0 | FALSE | 0% | 0% | 0% | 0% | 0% | 0% | FALSE | 0% | 0% | 0% | 0% | 0% | FALSE | 0% | 0% | 0% | 0% | 0% | 0% | 0% | 0% | N/A | N/A
| 521 | N/A | N/A | N/A | N/A | N/A | N/A | N/A | N/A | N/A | N/A | N/A | N/A | N/A | N/A | 0% | 0 | N/A | 0% | FALSE | 0 | 1 | N/A | N/A | N/A | N/A | N/A | FALSE | FALSE | TRUE | 0 | 0 | 0 | 0 | 0 | 0 | 0 | 0 | 0 | 0 | 0 | 0 | 0 | 0 | 0 | 0 | 0 | 0 | 0 | 0 | 0 | 0 | 0 | 0 | 0 | 0 | 0 | 0 | 0 | 0 | 0% | 0% | 0% | 0% | 0% | 0 | 0 | 0 | 0 | 0 | 0 | 0 | 0 | 0 | 0 | 0 | 0 | 0 | 0 | 0 | 0 | 0 | 0 | 0 | 0 | 0 | 0 | 0 | 0 | 0 | 0 | 0 | 0 | 0 | 0 | FALSE | 0% | 0% | 0% | 0% | 0% | 0% | FALSE | 0% | 0% | 0% | 0% | 0% | FALSE | 0% | 0% | 0% | 0% | 0% | 0% | 0% | 0% | N/A | N/A
| 522 | N/A | N/A | N/A | N/A | N/A | N/A | N/A | N/A | N/A | N/A | N/A | N/A | N/A | N/A | 0% | 0 | N/A | 0% | FALSE | 0 | 1 | N/A | N/A | N/A | N/A | N/A | FALSE | FALSE | TRUE | 0 | 0 | 0 | 0 | 0 | 0 | 0 | 0 | 0 | 0 | 0 | 0 | 0 | 0 | 0 | 0 | 0 | 0 | 0 | 0 | 0 | 0 | 0 | 0 | 0 | 0 | 0 | 0 | 0 | 0 | 0% | 0% | 0% | 0% | 0% | 0 | 0 | 0 | 0 | 0 | 0 | 0 | 0 | 0 | 0 | 0 | 0 | 0 | 0 | 0 | 0 | 0 | 0 | 0 | 0 | 0 | 0 | 0 | 0 | 0 | 0 | 0 | 0 | 0 | 0 | FALSE | 0% | 0% | 0% | 0% | 0% | 0% | FALSE | 0% | 0% | 0% | 0% | 0% | FALSE | 0% | 0% | 0% | 0% | 0% | 0% | 0% | 0% | N/A | N/A
| 523 | N/A | N/A | N/A | N/A | N/A | N/A | N/A | N/A | N/A | N/A | N/A | N/A | N/A | N/A | 0% | 0 | N/A | 0% | FALSE | 0 | 1 | N/A | N/A | N/A | N/A | N/A | FALSE | FALSE | TRUE | 0 | 0 | 0 | 0 | 0 | 0 | 0 | 0 | 0 | 0 | 0 | 0 | 0 | 0 | 0 | 0 | 0 | 0 | 0 | 0 | 0 | 0 | 0 | 0 | 0 | 0 | 0 | 0 | 0 | 0 | 0% | 0% | 0% | 0% | 0% | 0 | 0 | 0 | 0 | 0 | 0 | 0 | 0 | 0 | 0 | 0 | 0 | 0 | 0 | 0 | 0 | 0 | 0 | 0 | 0 | 0 | 0 | 0 | 0 | 0 | 0 | 0 | 0 | 0 | 0 | FALSE | 0% | 0% | 0% | 0% | 0% | 0% | FALSE | 0% | 0% | 0% | 0% | 0% | FALSE | 0% | 0% | 0% | 0% | 0% | 0% | 0% | 0% | N/A | N/A
| 524 | N/A | N/A | N/A | N/A | N/A | N/A | N/A | N/A | N/A | N/A | N/A | N/A | N/A | N/A | 0% | 0 | N/A | 0% | FALSE | 0 | 1 | N/A | N/A | N/A | N/A | N/A | FALSE | FALSE | TRUE | 0 | 0 | 0 | 0 | 0 | 0 | 0 | 0 | 0 | 0 | 0 | 0 | 0 | 0 | 0 | 0 | 0 | 0 | 0 | 0 | 0 | 0 | 0 | 0 | 0 | 0 | 0 | 0 | 0 | 0 | 0% | 0% | 0% | 0% | 0% | 0 | 0 | 0 | 0 | 0 | 0 | 0 | 0 | 0 | 0 | 0 | 0 | 0 | 0 | 0 | 0 | 0 | 0 | 0 | 0 | 0 | 0 | 0 | 0 | 0 | 0 | 0 | 0 | 0 | 0 | FALSE | 0% | 0% | 0% | 0% | 0% | 0% | FALSE | 0% | 0% | 0% | 0% | 0% | FALSE | 0% | 0% | 0% | 0% | 0% | 0% | 0% | 0% | N/A | N/A
| 525 | N/A | N/A | N/A | N/A | N/A | N/A | N/A | N/A | N/A | N/A | N/A | N/A | N/A | N/A | 0% | 0 | N/A | 0% | FALSE | 0 | 1 | N/A | N/A | N/A | N/A | N/A | FALSE | FALSE | TRUE | 0 | 0 | 0 | 0 | 0 | 0 | 0 | 0 | 0 | 0 | 0 | 0 | 0 | 0 | 0 | 0 | 0 | 0 | 0 | 0 | 0 | 0 | 0 | 0 | 0 | 0 | 0 | 0 | 0 | 0 | 0% | 0% | 0% | 0% | 0% | 0 | 0 | 0 | 0 | 0 | 0 | 0 | 0 | 0 | 0 | 0 | 0 | 0 | 0 | 0 | 0 | 0 | 0 | 0 | 0 | 0 | 0 | 0 | 0 | 0 | 0 | 0 | 0 | 0 | 0 | FALSE | 0% | 0% | 0% | 0% | 0% | 0% | FALSE | 0% | 0% | 0% | 0% | 0% | FALSE | 0% | 0% | 0% | 0% | 0% | 0% | 0% | 0% | N/A | N/A
| 526 | N/A | N/A | N/A | N/A | N/A | N/A | N/A | N/A | N/A | N/A | N/A | N/A | N/A | N/A | 0% | 0 | N/A | 0% | FALSE | 0 | 1 | N/A | N/A | N/A | N/A | N/A | FALSE | FALSE | TRUE | 0 | 0 | 0 | 0 | 0 | 0 | 0 | 0 | 0 | 0 | 0 | 0 | 0 | 0 | 0 | 0 | 0 | 0 | 0 | 0 | 0 | 0 | 0 | 0 | 0 | 0 | 0 | 0 | 0 | 0 | 0% | 0% | 0% | 0% | 0% | 0 | 0 | 0 | 0 | 0 | 0 | 0 | 0 | 0 | 0 | 0 | 0 | 0 | 0 | 0 | 0 | 0 | 0 | 0 | 0 | 0 | 0 | 0 | 0 | 0 | 0 | 0 | 0 | 0 | 0 | FALSE | 0% | 0% | 0% | 0% | 0% | 0% | FALSE | 0% | 0% | 0% | 0% | 0% | FALSE | 0% | 0% | 0% | 0% | 0% | 0% | 0% | 0% | N/A | N/A
| 527 | N/A | N/A | N/A | N/A | N/A | N/A | N/A | N/A | N/A | N/A | N/A | N/A | N/A | N/A | 0% | 0 | N/A | 0% | FALSE | 0 | 1 | N/A | N/A | N/A | N/A | N/A | FALSE | FALSE | TRUE | 0 | 0 | 0 | 0 | 0 | 0 | 0 | 0 | 0 | 0 | 0 | 0 | 0 | 0 | 0 | 0 | 0 | 0 | 0 | 0 | 0 | 0 | 0 | 0 | 0 | 0 | 0 | 0 | 0 | 0 | 0% | 0% | 0% | 0% | 0% | 0 | 0 | 0 | 0 | 0 | 0 | 0 | 0 | 0 | 0 | 0 | 0 | 0 | 0 | 0 | 0 | 0 | 0 | 0 | 0 | 0 | 0 | 0 | 0 | 0 | 0 | 0 | 0 | 0 | 0 | FALSE | 0% | 0% | 0% | 0% | 0% | 0% | FALSE | 0% | 0% | 0% | 0% | 0% | FALSE | 0% | 0% | 0% | 0% | 0% | 0% | 0% | 0% | N/A | N/A
| 528 | N/A | N/A | N/A | N/A | N/A | N/A | N/A | N/A | N/A | N/A | N/A | N/A | N/A | N/A | 0% | 0 | N/A | 0% | FALSE | 0 | 1 | N/A | N/A | N/A | N/A | N/A | FALSE | FALSE | TRUE | 0 | 0 | 0 | 0 | 0 | 0 | 0 | 0 | 0 | 0 | 0 | 0 | 0 | 0 | 0 | 0 | 0 | 0 | 0 | 0 | 0 | 0 | 0 | 0 | 0 | 0 | 0 | 0 | 0 | 0 | 0% | 0% | 0% | 0% | 0% | 0 | 0 | 0 | 0 | 0 | 0 | 0 | 0 | 0 | 0 | 0 | 0 | 0 | 0 | 0 | 0 | 0 | 0 | 0 | 0 | 0 | 0 | 0 | 0 | 0 | 0 | 0 | 0 | 0 | 0 | FALSE | 0% | 0% | 0% | 0% | 0% | 0% | FALSE | 0% | 0% | 0% | 0% | 0% | FALSE | 0% | 0% | 0% | 0% | 0% | 0% | 0% | 0% | N/A | N/A
| 529 | N/A | N/A | N/A | N/A | N/A | N/A | N/A | N/A | N/A | N/A | N/A | N/A | N/A | N/A | 0% | 0 | N/A | 0% | FALSE | 0 | 1 | N/A | N/A | N/A | N/A | N/A | FALSE | FALSE | TRUE | 0 | 0 | 0 | 0 | 0 | 0 | 0 | 0 | 0 | 0 | 0 | 0 | 0 | 0 | 0 | 0 | 0 | 0 | 0 | 0 | 0 | 0 | 0 | 0 | 0 | 0 | 0 | 0 | 0 | 0 | 0% | 0% | 0% | 0% | 0% | 0 | 0 | 0 | 0 | 0 | 0 | 0 | 0 | 0 | 0 | 0 | 0 | 0 | 0 | 0 | 0 | 0 | 0 | 0 | 0 | 0 | 0 | 0 | 0 | 0 | 0 | 0 | 0 | 0 | 0 | FALSE | 0% | 0% | 0% | 0% | 0% | 0% | FALSE | 0% | 0% | 0% | 0% | 0% | FALSE | 0% | 0% | 0% | 0% | 0% | 0% | 0% | 0% | N/A | N/A
| 530 | N/A | N/A | N/A | N/A | N/A | N/A | N/A | N/A | N/A | N/A | N/A | N/A | N/A | N/A | 0% | 0 | N/A | 0% | FALSE | 0 | 1 | N/A | N/A | N/A | N/A | N/A | FALSE | FALSE | TRUE | 0 | 0 | 0 | 0 | 0 | 0 | 0 | 0 | 0 | 0 | 0 | 0 | 0 | 0 | 0 | 0 | 0 | 0 | 0 | 0 | 0 | 0 | 0 | 0 | 0 | 0 | 0 | 0 | 0 | 0 | 0% | 0% | 0% | 0% | 0% | 0 | 0 | 0 | 0 | 0 | 0 | 0 | 0 | 0 | 0 | 0 | 0 | 0 | 0 | 0 | 0 | 0 | 0 | 0 | 0 | 0 | 0 | 0 | 0 | 0 | 0 | 0 | 0 | 0 | 0 | FALSE | 0% | 0% | 0% | 0% | 0% | 0% | FALSE | 0% | 0% | 0% | 0% | 0% | FALSE | 0% | 0% | 0% | 0% | 0% | 0% | 0% | 0% | N/A | N/A
| 531 | N/A | N/A | N/A | N/A | N/A | N/A | N/A | N/A | N/A | N/A | N/A | N/A | N/A | N/A | 0% | 0 | N/A | 0% | FALSE | 0 | 1 | N/A | N/A | N/A | N/A | N/A | FALSE | FALSE | TRUE | 0 | 0 | 0 | 0 | 0 | 0 | 0 | 0 | 0 | 0 | 0 | 0 | 0 | 0 | 0 | 0 | 0 | 0 | 0 | 0 | 0 | 0 | 0 | 0 | 0 | 0 | 0 | 0 | 0 | 0 | 0% | 0% | 0% | 0% | 0% | 0 | 0 | 0 | 0 | 0 | 0 | 0 | 0 | 0 | 0 | 0 | 0 | 0 | 0 | 0 | 0 | 0 | 0 | 0 | 0 | 0 | 0 | 0 | 0 | 0 | 0 | 0 | 0 | 0 | 0 | FALSE | 0% | 0% | 0% | 0% | 0% | 0% | FALSE | 0% | 0% | 0% | 0% | 0% | FALSE | 0% | 0% | 0% | 0% | 0% | 0% | 0% | 0% | N/A | N/A
| 532 | N/A | N/A | N/A | N/A | N/A | N/A | N/A | N/A | N/A | N/A | N/A | N/A | N/A | N/A | 0% | 0 | N/A | 0% | FALSE | 0 | 1 | N/A | N/A | N/A | N/A | N/A | FALSE | FALSE | TRUE | 0 | 0 | 0 | 0 | 0 | 0 | 0 | 0 | 0 | 0 | 0 | 0 | 0 | 0 | 0 | 0 | 0 | 0 | 0 | 0 | 0 | 0 | 0 | 0 | 0 | 0 | 0 | 0 | 0 | 0 | 0% | 0% | 0% | 0% | 0% | 0 | 0 | 0 | 0 | 0 | 0 | 0 | 0 | 0 | 0 | 0 | 0 | 0 | 0 | 0 | 0 | 0 | 0 | 0 | 0 | 0 | 0 | 0 | 0 | 0 | 0 | 0 | 0 | 0 | 0 | FALSE | 0% | 0% | 0% | 0% | 0% | 0% | FALSE | 0% | 0% | 0% | 0% | 0% | FALSE | 0% | 0% | 0% | 0% | 0% | 0% | 0% | 0% | N/A | N/A
| 533 | N/A | N/A | N/A | N/A | N/A | N/A | N/A | N/A | N/A | N/A | N/A | N/A | N/A | N/A | 0% | 0 | N/A | 0% | FALSE | 0 | 1 | N/A | N/A | N/A | N/A | N/A | FALSE | FALSE | TRUE | 0 | 0 | 0 | 0 | 0 | 0 | 0 | 0 | 0 | 0 | 0 | 0 | 0 | 0 | 0 | 0 | 0 | 0 | 0 | 0 | 0 | 0 | 0 | 0 | 0 | 0 | 0 | 0 | 0 | 0 | 0% | 0% | 0% | 0% | 0% | 0 | 0 | 0 | 0 | 0 | 0 | 0 | 0 | 0 | 0 | 0 | 0 | 0 | 0 | 0 | 0 | 0 | 0 | 0 | 0 | 0 | 0 | 0 | 0 | 0 | 0 | 0 | 0 | 0 | 0 | FALSE | 0% | 0% | 0% | 0% | 0% | 0% | FALSE | 0% | 0% | 0% | 0% | 0% | FALSE | 0% | 0% | 0% | 0% | 0% | 0% | 0% | 0% | N/A | N/A
| 534 | N/A | N/A | N/A | N/A | N/A | N/A | N/A | N/A | N/A | N/A | N/A | N/A | N/A | N/A | 0% | 0 | N/A | 0% | FALSE | 0 | 1 | N/A | N/A | N/A | N/A | N/A | FALSE | FALSE | TRUE | 0 | 0 | 0 | 0 | 0 | 0 | 0 | 0 | 0 | 0 | 0 | 0 | 0 | 0 | 0 | 0 | 0 | 0 | 0 | 0 | 0 | 0 | 0 | 0 | 0 | 0 | 0 | 0 | 0 | 0 | 0% | 0% | 0% | 0% | 0% | 0 | 0 | 0 | 0 | 0 | 0 | 0 | 0 | 0 | 0 | 0 | 0 | 0 | 0 | 0 | 0 | 0 | 0 | 0 | 0 | 0 | 0 | 0 | 0 | 0 | 0 | 0 | 0 | 0 | 0 | FALSE | 0% | 0% | 0% | 0% | 0% | 0% | FALSE | 0% | 0% | 0% | 0% | 0% | FALSE | 0% | 0% | 0% | 0% | 0% | 0% | 0% | 0% | N/A | N/A
| 535 | N/A | N/A | N/A | N/A | N/A | N/A | N/A | N/A | N/A | N/A | N/A | N/A | N/A | N/A | 0% | 0 | N/A | 0% | FALSE | 0 | 1 | N/A | N/A | N/A | N/A | N/A | FALSE | FALSE | TRUE | 0 | 0 | 0 | 0 | 0 | 0 | 0 | 0 | 0 | 0 | 0 | 0 | 0 | 0 | 0 | 0 | 0 | 0 | 0 | 0 | 0 | 0 | 0 | 0 | 0 | 0 | 0 | 0 | 0 | 0 | 0% | 0% | 0% | 0% | 0% | 0 | 0 | 0 | 0 | 0 | 0 | 0 | 0 | 0 | 0 | 0 | 0 | 0 | 0 | 0 | 0 | 0 | 0 | 0 | 0 | 0 | 0 | 0 | 0 | 0 | 0 | 0 | 0 | 0 | 0 | FALSE | 0% | 0% | 0% | 0% | 0% | 0% | FALSE | 0% | 0% | 0% | 0% | 0% | FALSE | 0% | 0% | 0% | 0% | 0% | 0% | 0% | 0% | N/A | N/A
| 536 | N/A | N/A | N/A | N/A | N/A | N/A | N/A | N/A | N/A | N/A | N/A | N/A | N/A | N/A | 0% | 0 | N/A | 0% | FALSE | 0 | 1 | N/A | N/A | N/A | N/A | N/A | FALSE | FALSE | TRUE | 0 | 0 | 0 | 0 | 0 | 0 | 0 | 0 | 0 | 0 | 0 | 0 | 0 | 0 | 0 | 0 | 0 | 0 | 0 | 0 | 0 | 0 | 0 | 0 | 0 | 0 | 0 | 0 | 0 | 0 | 0% | 0% | 0% | 0% | 0% | 0 | 0 | 0 | 0 | 0 | 0 | 0 | 0 | 0 | 0 | 0 | 0 | 0 | 0 | 0 | 0 | 0 | 0 | 0 | 0 | 0 | 0 | 0 | 0 | 0 | 0 | 0 | 0 | 0 | 0 | FALSE | 0% | 0% | 0% | 0% | 0% | 0% | FALSE | 0% | 0% | 0% | 0% | 0% | FALSE | 0% | 0% | 0% | 0% | 0% | 0% | 0% | 0% | N/A | N/A
| 537 | N/A | N/A | N/A | N/A | N/A | N/A | N/A | N/A | N/A | N/A | N/A | N/A | N/A | N/A | 0% | 0 | N/A | 0% | FALSE | 0 | 1 | N/A | N/A | N/A | N/A | N/A | FALSE | FALSE | TRUE | 0 | 0 | 0 | 0 | 0 | 0 | 0 | 0 | 0 | 0 | 0 | 0 | 0 | 0 | 0 | 0 | 0 | 0 | 0 | 0 | 0 | 0 | 0 | 0 | 0 | 0 | 0 | 0 | 0 | 0 | 0% | 0% | 0% | 0% | 0% | 0 | 0 | 0 | 0 | 0 | 0 | 0 | 0 | 0 | 0 | 0 | 0 | 0 | 0 | 0 | 0 | 0 | 0 | 0 | 0 | 0 | 0 | 0 | 0 | 0 | 0 | 0 | 0 | 0 | 0 | FALSE | 0% | 0% | 0% | 0% | 0% | 0% | FALSE | 0% | 0% | 0% | 0% | 0% | FALSE | 0% | 0% | 0% | 0% | 0% | 0% | 0% | 0% | N/A | N/A
| 538 | N/A | N/A | N/A | N/A | N/A | N/A | N/A | N/A | N/A | N/A | N/A | N/A | N/A | N/A | 0% | 0 | N/A | 0% | FALSE | 0 | 1 | N/A | N/A | N/A | N/A | N/A | FALSE | FALSE | TRUE | 0 | 0 | 0 | 0 | 0 | 0 | 0 | 0 | 0 | 0 | 0 | 0 | 0 | 0 | 0 | 0 | 0 | 0 | 0 | 0 | 0 | 0 | 0 | 0 | 0 | 0 | 0 | 0 | 0 | 0 | 0% | 0% | 0% | 0% | 0% | 0 | 0 | 0 | 0 | 0 | 0 | 0 | 0 | 0 | 0 | 0 | 0 | 0 | 0 | 0 | 0 | 0 | 0 | 0 | 0 | 0 | 0 | 0 | 0 | 0 | 0 | 0 | 0 | 0 | 0 | FALSE | 0% | 0% | 0% | 0% | 0% | 0% | FALSE | 0% | 0% | 0% | 0% | 0% | FALSE | 0% | 0% | 0% | 0% | 0% | 0% | 0% | 0% | N/A | N/A
| 539 | N/A | N/A | N/A | N/A | N/A | N/A | N/A | N/A | N/A | N/A | N/A | N/A | N/A | N/A | 0% | 0 | N/A | 0% | FALSE | 0 | 1 | N/A | N/A | N/A | N/A | N/A | FALSE | FALSE | TRUE | 0 | 0 | 0 | 0 | 0 | 0 | 0 | 0 | 0 | 0 | 0 | 0 | 0 | 0 | 0 | 0 | 0 | 0 | 0 | 0 | 0 | 0 | 0 | 0 | 0 | 0 | 0 | 0 | 0 | 0 | 0% | 0% | 0% | 0% | 0% | 0 | 0 | 0 | 0 | 0 | 0 | 0 | 0 | 0 | 0 | 0 | 0 | 0 | 0 | 0 | 0 | 0 | 0 | 0 | 0 | 0 | 0 | 0 | 0 | 0 | 0 | 0 | 0 | 0 | 0 | FALSE | 0% | 0% | 0% | 0% | 0% | 0% | FALSE | 0% | 0% | 0% | 0% | 0% | FALSE | 0% | 0% | 0% | 0% | 0% | 0% | 0% | 0% | N/A | N/A
| 540 | N/A | N/A | N/A | N/A | N/A | N/A | N/A | N/A | N/A | N/A | N/A | N/A | N/A | N/A | 0% | 0 | N/A | 0% | FALSE | 0 | 1 | N/A | N/A | N/A | N/A | N/A | FALSE | FALSE | TRUE | 0 | 0 | 0 | 0 | 0 | 0 | 0 | 0 | 0 | 0 | 0 | 0 | 0 | 0 | 0 | 0 | 0 | 0 | 0 | 0 | 0 | 0 | 0 | 0 | 0 | 0 | 0 | 0 | 0 | 0 | 0% | 0% | 0% | 0% | 0% | 0 | 0 | 0 | 0 | 0 | 0 | 0 | 0 | 0 | 0 | 0 | 0 | 0 | 0 | 0 | 0 | 0 | 0 | 0 | 0 | 0 | 0 | 0 | 0 | 0 | 0 | 0 | 0 | 0 | 0 | FALSE | 0% | 0% | 0% | 0% | 0% | 0% | FALSE | 0% | 0% | 0% | 0% | 0% | FALSE | 0% | 0% | 0% | 0% | 0% | 0% | 0% | 0% | N/A | N/A
| 541 | N/A | N/A | N/A | N/A | N/A | N/A | N/A | N/A | N/A | N/A | N/A | N/A | N/A | N/A | 0% | 0 | N/A | 0% | FALSE | 0 | 1 | N/A | N/A | N/A | N/A | N/A | FALSE | FALSE | TRUE | 0 | 0 | 0 | 0 | 0 | 0 | 0 | 0 | 0 | 0 | 0 | 0 | 0 | 0 | 0 | 0 | 0 | 0 | 0 | 0 | 0 | 0 | 0 | 0 | 0 | 0 | 0 | 0 | 0 | 0 | 0% | 0% | 0% | 0% | 0% | 0 | 0 | 0 | 0 | 0 | 0 | 0 | 0 | 0 | 0 | 0 | 0 | 0 | 0 | 0 | 0 | 0 | 0 | 0 | 0 | 0 | 0 | 0 | 0 | 0 | 0 | 0 | 0 | 0 | 0 | FALSE | 0% | 0% | 0% | 0% | 0% | 0% | FALSE | 0% | 0% | 0% | 0% | 0% | FALSE | 0% | 0% | 0% | 0% | 0% | 0% | 0% | 0% | N/A | N/A
| 542 | N/A | N/A | N/A | N/A | N/A | N/A | N/A | N/A | N/A | N/A | N/A | N/A | N/A | N/A | 0% | 0 | N/A | 0% | FALSE | 0 | 1 | N/A | N/A | N/A | N/A | N/A | FALSE | FALSE | TRUE | 0 | 0 | 0 | 0 | 0 | 0 | 0 | 0 | 0 | 0 | 0 | 0 | 0 | 0 | 0 | 0 | 0 | 0 | 0 | 0 | 0 | 0 | 0 | 0 | 0 | 0 | 0 | 0 | 0 | 0 | 0% | 0% | 0% | 0% | 0% | 0 | 0 | 0 | 0 | 0 | 0 | 0 | 0 | 0 | 0 | 0 | 0 | 0 | 0 | 0 | 0 | 0 | 0 | 0 | 0 | 0 | 0 | 0 | 0 | 0 | 0 | 0 | 0 | 0 | 0 | FALSE | 0% | 0% | 0% | 0% | 0% | 0% | FALSE | 0% | 0% | 0% | 0% | 0% | FALSE | 0% | 0% | 0% | 0% | 0% | 0% | 0% | 0% | N/A | N/A
| 543 | N/A | N/A | N/A | N/A | N/A | N/A | N/A | N/A | N/A | N/A | N/A | N/A | N/A | N/A | 0% | 0 | N/A | 0% | FALSE | 0 | 1 | N/A | N/A | N/A | N/A | N/A | FALSE | FALSE | TRUE | 0 | 0 | 0 | 0 | 0 | 0 | 0 | 0 | 0 | 0 | 0 | 0 | 0 | 0 | 0 | 0 | 0 | 0 | 0 | 0 | 0 | 0 | 0 | 0 | 0 | 0 | 0 | 0 | 0 | 0 | 0% | 0% | 0% | 0% | 0% | 0 | 0 | 0 | 0 | 0 | 0 | 0 | 0 | 0 | 0 | 0 | 0 | 0 | 0 | 0 | 0 | 0 | 0 | 0 | 0 | 0 | 0 | 0 | 0 | 0 | 0 | 0 | 0 | 0 | 0 | FALSE | 0% | 0% | 0% | 0% | 0% | 0% | FALSE | 0% | 0% | 0% | 0% | 0% | FALSE | 0% | 0% | 0% | 0% | 0% | 0% | 0% | 0% | N/A | N/A
| 544 | N/A | N/A | N/A | N/A | N/A | N/A | N/A | N/A | N/A | N/A | N/A | N/A | N/A | N/A | 0% | 0 | N/A | 0% | FALSE | 0 | 1 | N/A | N/A | N/A | N/A | N/A | FALSE | FALSE | TRUE | 0 | 0 | 0 | 0 | 0 | 0 | 0 | 0 | 0 | 0 | 0 | 0 | 0 | 0 | 0 | 0 | 0 | 0 | 0 | 0 | 0 | 0 | 0 | 0 | 0 | 0 | 0 | 0 | 0 | 0 | 0% | 0% | 0% | 0% | 0% | 0 | 0 | 0 | 0 | 0 | 0 | 0 | 0 | 0 | 0 | 0 | 0 | 0 | 0 | 0 | 0 | 0 | 0 | 0 | 0 | 0 | 0 | 0 | 0 | 0 | 0 | 0 | 0 | 0 | 0 | FALSE | 0% | 0% | 0% | 0% | 0% | 0% | FALSE | 0% | 0% | 0% | 0% | 0% | FALSE | 0% | 0% | 0% | 0% | 0% | 0% | 0% | 0% | N/A | N/A
| 545 | N/A | N/A | N/A | N/A | N/A | N/A | N/A | N/A | N/A | N/A | N/A | N/A | N/A | N/A | 0% | 0 | N/A | 0% | FALSE | 0 | 1 | N/A | N/A | N/A | N/A | N/A | FALSE | FALSE | TRUE | 0 | 0 | 0 | 0 | 0 | 0 | 0 | 0 | 0 | 0 | 0 | 0 | 0 | 0 | 0 | 0 | 0 | 0 | 0 | 0 | 0 | 0 | 0 | 0 | 0 | 0 | 0 | 0 | 0 | 0 | 0% | 0% | 0% | 0% | 0% | 0 | 0 | 0 | 0 | 0 | 0 | 0 | 0 | 0 | 0 | 0 | 0 | 0 | 0 | 0 | 0 | 0 | 0 | 0 | 0 | 0 | 0 | 0 | 0 | 0 | 0 | 0 | 0 | 0 | 0 | FALSE | 0% | 0% | 0% | 0% | 0% | 0% | FALSE | 0% | 0% | 0% | 0% | 0% | FALSE | 0% | 0% | 0% | 0% | 0% | 0% | 0% | 0% | N/A | N/A
| 546 | N/A | N/A | N/A | N/A | N/A | N/A | N/A | N/A | N/A | N/A | N/A | N/A | N/A | N/A | 0% | 0 | N/A | 0% | FALSE | 0 | 1 | N/A | N/A | N/A | N/A | N/A | FALSE | FALSE | TRUE | 0 | 0 | 0 | 0 | 0 | 0 | 0 | 0 | 0 | 0 | 0 | 0 | 0 | 0 | 0 | 0 | 0 | 0 | 0 | 0 | 0 | 0 | 0 | 0 | 0 | 0 | 0 | 0 | 0 | 0 | 0% | 0% | 0% | 0% | 0% | 0 | 0 | 0 | 0 | 0 | 0 | 0 | 0 | 0 | 0 | 0 | 0 | 0 | 0 | 0 | 0 | 0 | 0 | 0 | 0 | 0 | 0 | 0 | 0 | 0 | 0 | 0 | 0 | 0 | 0 | FALSE | 0% | 0% | 0% | 0% | 0% | 0% | FALSE | 0% | 0% | 0% | 0% | 0% | FALSE | 0% | 0% | 0% | 0% | 0% | 0% | 0% | 0% | N/A | N/A
| 547 | N/A | N/A | N/A | N/A | N/A | N/A | N/A | N/A | N/A | N/A | N/A | N/A | N/A | N/A | 0% | 0 | N/A | 0% | FALSE | 0 | 1 | N/A | N/A | N/A | N/A | N/A | FALSE | FALSE | TRUE | 0 | 0 | 0 | 0 | 0 | 0 | 0 | 0 | 0 | 0 | 0 | 0 | 0 | 0 | 0 | 0 | 0 | 0 | 0 | 0 | 0 | 0 | 0 | 0 | 0 | 0 | 0 | 0 | 0 | 0 | 0% | 0% | 0% | 0% | 0% | 0 | 0 | 0 | 0 | 0 | 0 | 0 | 0 | 0 | 0 | 0 | 0 | 0 | 0 | 0 | 0 | 0 | 0 | 0 | 0 | 0 | 0 | 0 | 0 | 0 | 0 | 0 | 0 | 0 | 0 | FALSE | 0% | 0% | 0% | 0% | 0% | 0% | FALSE | 0% | 0% | 0% | 0% | 0% | FALSE | 0% | 0% | 0% | 0% | 0% | 0% | 0% | 0% | N/A | N/A
| 548 | N/A | N/A | N/A | N/A | N/A | N/A | N/A | N/A | N/A | N/A | N/A | N/A | N/A | N/A | 0% | 0 | N/A | 0% | FALSE | 0 | 1 | N/A | N/A | N/A | N/A | N/A | FALSE | FALSE | TRUE | 0 | 0 | 0 | 0 | 0 | 0 | 0 | 0 | 0 | 0 | 0 | 0 | 0 | 0 | 0 | 0 | 0 | 0 | 0 | 0 | 0 | 0 | 0 | 0 | 0 | 0 | 0 | 0 | 0 | 0 | 0% | 0% | 0% | 0% | 0% | 0 | 0 | 0 | 0 | 0 | 0 | 0 | 0 | 0 | 0 | 0 | 0 | 0 | 0 | 0 | 0 | 0 | 0 | 0 | 0 | 0 | 0 | 0 | 0 | 0 | 0 | 0 | 0 | 0 | 0 | FALSE | 0% | 0% | 0% | 0% | 0% | 0% | FALSE | 0% | 0% | 0% | 0% | 0% | FALSE | 0% | 0% | 0% | 0% | 0% | 0% | 0% | 0% | N/A | N/A
| 549 | N/A | N/A | N/A | N/A | N/A | N/A | N/A | N/A | N/A | N/A | N/A | N/A | N/A | N/A | 0% | 0 | N/A | 0% | FALSE | 0 | 1 | N/A | N/A | N/A | N/A | N/A | FALSE | FALSE | TRUE | 0 | 0 | 0 | 0 | 0 | 0 | 0 | 0 | 0 | 0 | 0 | 0 | 0 | 0 | 0 | 0 | 0 | 0 | 0 | 0 | 0 | 0 | 0 | 0 | 0 | 0 | 0 | 0 | 0 | 0 | 0% | 0% | 0% | 0% | 0% | 0 | 0 | 0 | 0 | 0 | 0 | 0 | 0 | 0 | 0 | 0 | 0 | 0 | 0 | 0 | 0 | 0 | 0 | 0 | 0 | 0 | 0 | 0 | 0 | 0 | 0 | 0 | 0 | 0 | 0 | FALSE | 0% | 0% | 0% | 0% | 0% | 0% | FALSE | 0% | 0% | 0% | 0% | 0% | FALSE | 0% | 0% | 0% | 0% | 0% | 0% | 0% | 0% | N/A | N/A
| 550 | N/A | N/A | N/A | N/A | N/A | N/A | N/A | N/A | N/A | N/A | N/A | N/A | N/A | N/A | 0% | 0 | N/A | 0% | FALSE | 0 | 1 | N/A | N/A | N/A | N/A | N/A | FALSE | FALSE | TRUE | 0 | 0 | 0 | 0 | 0 | 0 | 0 | 0 | 0 | 0 | 0 | 0 | 0 | 0 | 0 | 0 | 0 | 0 | 0 | 0 | 0 | 0 | 0 | 0 | 0 | 0 | 0 | 0 | 0 | 0 | 0% | 0% | 0% | 0% | 0% | 0 | 0 | 0 | 0 | 0 | 0 | 0 | 0 | 0 | 0 | 0 | 0 | 0 | 0 | 0 | 0 | 0 | 0 | 0 | 0 | 0 | 0 | 0 | 0 | 0 | 0 | 0 | 0 | 0 | 0 | FALSE | 0% | 0% | 0% | 0% | 0% | 0% | FALSE | 0% | 0% | 0% | 0% | 0% | FALSE | 0% | 0% | 0% | 0% | 0% | 0% | 0% | 0% | N/A | N/A
| 551 | N/A | N/A | N/A | N/A | N/A | N/A | N/A | N/A | N/A | N/A | N/A | N/A | N/A | N/A | 0% | 0 | N/A | 0% | FALSE | 0 | 1 | N/A | N/A | N/A | N/A | N/A | FALSE | FALSE | TRUE | 0 | 0 | 0 | 0 | 0 | 0 | 0 | 0 | 0 | 0 | 0 | 0 | 0 | 0 | 0 | 0 | 0 | 0 | 0 | 0 | 0 | 0 | 0 | 0 | 0 | 0 | 0 | 0 | 0 | 0 | 0% | 0% | 0% | 0% | 0% | 0 | 0 | 0 | 0 | 0 | 0 | 0 | 0 | 0 | 0 | 0 | 0 | 0 | 0 | 0 | 0 | 0 | 0 | 0 | 0 | 0 | 0 | 0 | 0 | 0 | 0 | 0 | 0 | 0 | 0 | FALSE | 0% | 0% | 0% | 0% | 0% | 0% | FALSE | 0% | 0% | 0% | 0% | 0% | FALSE | 0% | 0% | 0% | 0% | 0% | 0% | 0% | 0% | N/A | N/A
| 552 | N/A | N/A | N/A | N/A | N/A | N/A | N/A | N/A | N/A | N/A | N/A | N/A | N/A | N/A | 0% | 0 | N/A | 0% | FALSE | 0 | 1 | N/A | N/A | N/A | N/A | N/A | FALSE | FALSE | TRUE | 0 | 0 | 0 | 0 | 0 | 0 | 0 | 0 | 0 | 0 | 0 | 0 | 0 | 0 | 0 | 0 | 0 | 0 | 0 | 0 | 0 | 0 | 0 | 0 | 0 | 0 | 0 | 0 | 0 | 0 | 0% | 0% | 0% | 0% | 0% | 0 | 0 | 0 | 0 | 0 | 0 | 0 | 0 | 0 | 0 | 0 | 0 | 0 | 0 | 0 | 0 | 0 | 0 | 0 | 0 | 0 | 0 | 0 | 0 | 0 | 0 | 0 | 0 | 0 | 0 | FALSE | 0% | 0% | 0% | 0% | 0% | 0% | FALSE | 0% | 0% | 0% | 0% | 0% | FALSE | 0% | 0% | 0% | 0% | 0% | 0% | 0% | 0% | N/A | N/A
| 553 | N/A | N/A | N/A | N/A | N/A | N/A | N/A | N/A | N/A | N/A | N/A | N/A | N/A | N/A | 0% | 0 | N/A | 0% | FALSE | 0 | 1 | N/A | N/A | N/A | N/A | N/A | FALSE | FALSE | TRUE | 0 | 0 | 0 | 0 | 0 | 0 | 0 | 0 | 0 | 0 | 0 | 0 | 0 | 0 | 0 | 0 | 0 | 0 | 0 | 0 | 0 | 0 | 0 | 0 | 0 | 0 | 0 | 0 | 0 | 0 | 0% | 0% | 0% | 0% | 0% | 0 | 0 | 0 | 0 | 0 | 0 | 0 | 0 | 0 | 0 | 0 | 0 | 0 | 0 | 0 | 0 | 0 | 0 | 0 | 0 | 0 | 0 | 0 | 0 | 0 | 0 | 0 | 0 | 0 | 0 | FALSE | 0% | 0% | 0% | 0% | 0% | 0% | FALSE | 0% | 0% | 0% | 0% | 0% | FALSE | 0% | 0% | 0% | 0% | 0% | 0% | 0% | 0% | N/A | N/A
| 554 | N/A | N/A | N/A | N/A | N/A | N/A | N/A | N/A | N/A | N/A | N/A | N/A | N/A | N/A | 0% | 0 | N/A | 0% | FALSE | 0 | 1 | N/A | N/A | N/A | N/A | N/A | FALSE | FALSE | TRUE | 0 | 0 | 0 | 0 | 0 | 0 | 0 | 0 | 0 | 0 | 0 | 0 | 0 | 0 | 0 | 0 | 0 | 0 | 0 | 0 | 0 | 0 | 0 | 0 | 0 | 0 | 0 | 0 | 0 | 0 | 0% | 0% | 0% | 0% | 0% | 0 | 0 | 0 | 0 | 0 | 0 | 0 | 0 | 0 | 0 | 0 | 0 | 0 | 0 | 0 | 0 | 0 | 0 | 0 | 0 | 0 | 0 | 0 | 0 | 0 | 0 | 0 | 0 | 0 | 0 | FALSE | 0% | 0% | 0% | 0% | 0% | 0% | FALSE | 0% | 0% | 0% | 0% | 0% | FALSE | 0% | 0% | 0% | 0% | 0% | 0% | 0% | 0% | N/A | N/A
| 555 | N/A | N/A | N/A | N/A | N/A | N/A | N/A | N/A | N/A | N/A | N/A | N/A | N/A | N/A | 0% | 0 | N/A | 0% | FALSE | 0 | 1 | N/A | N/A | N/A | N/A | N/A | FALSE | FALSE | TRUE | 0 | 0 | 0 | 0 | 0 | 0 | 0 | 0 | 0 | 0 | 0 | 0 | 0 | 0 | 0 | 0 | 0 | 0 | 0 | 0 | 0 | 0 | 0 | 0 | 0 | 0 | 0 | 0 | 0 | 0 | 0% | 0% | 0% | 0% | 0% | 0 | 0 | 0 | 0 | 0 | 0 | 0 | 0 | 0 | 0 | 0 | 0 | 0 | 0 | 0 | 0 | 0 | 0 | 0 | 0 | 0 | 0 | 0 | 0 | 0 | 0 | 0 | 0 | 0 | 0 | FALSE | 0% | 0% | 0% | 0% | 0% | 0% | FALSE | 0% | 0% | 0% | 0% | 0% | FALSE | 0% | 0% | 0% | 0% | 0% | 0% | 0% | 0% | N/A | N/A
| 556 | N/A | N/A | N/A | N/A | N/A | N/A | N/A | N/A | N/A | N/A | N/A | N/A | N/A | N/A | 0% | 0 | N/A | 0% | FALSE | 0 | 1 | N/A | N/A | N/A | N/A | N/A | FALSE | FALSE | TRUE | 0 | 0 | 0 | 0 | 0 | 0 | 0 | 0 | 0 | 0 | 0 | 0 | 0 | 0 | 0 | 0 | 0 | 0 | 0 | 0 | 0 | 0 | 0 | 0 | 0 | 0 | 0 | 0 | 0 | 0 | 0% | 0% | 0% | 0% | 0% | 0 | 0 | 0 | 0 | 0 | 0 | 0 | 0 | 0 | 0 | 0 | 0 | 0 | 0 | 0 | 0 | 0 | 0 | 0 | 0 | 0 | 0 | 0 | 0 | 0 | 0 | 0 | 0 | 0 | 0 | FALSE | 0% | 0% | 0% | 0% | 0% | 0% | FALSE | 0% | 0% | 0% | 0% | 0% | FALSE | 0% | 0% | 0% | 0% | 0% | 0% | 0% | 0% | N/A | N/A
| 557 | N/A | N/A | N/A | N/A | N/A | N/A | N/A | N/A | N/A | N/A | N/A | N/A | N/A | N/A | 0% | 0 | N/A | 0% | FALSE | 0 | 1 | N/A | N/A | N/A | N/A | N/A | FALSE | FALSE | TRUE | 0 | 0 | 0 | 0 | 0 | 0 | 0 | 0 | 0 | 0 | 0 | 0 | 0 | 0 | 0 | 0 | 0 | 0 | 0 | 0 | 0 | 0 | 0 | 0 | 0 | 0 | 0 | 0 | 0 | 0 | 0% | 0% | 0% | 0% | 0% | 0 | 0 | 0 | 0 | 0 | 0 | 0 | 0 | 0 | 0 | 0 | 0 | 0 | 0 | 0 | 0 | 0 | 0 | 0 | 0 | 0 | 0 | 0 | 0 | 0 | 0 | 0 | 0 | 0 | 0 | FALSE | 0% | 0% | 0% | 0% | 0% | 0% | FALSE | 0% | 0% | 0% | 0% | 0% | FALSE | 0% | 0% | 0% | 0% | 0% | 0% | 0% | 0% | N/A | N/A
| 558 | N/A | N/A | N/A | N/A | N/A | N/A | N/A | N/A | N/A | N/A | N/A | N/A | N/A | N/A | 0% | 0 | N/A | 0% | FALSE | 0 | 1 | N/A | N/A | N/A | N/A | N/A | FALSE | FALSE | TRUE | 0 | 0 | 0 | 0 | 0 | 0 | 0 | 0 | 0 | 0 | 0 | 0 | 0 | 0 | 0 | 0 | 0 | 0 | 0 | 0 | 0 | 0 | 0 | 0 | 0 | 0 | 0 | 0 | 0 | 0 | 0% | 0% | 0% | 0% | 0% | 0 | 0 | 0 | 0 | 0 | 0 | 0 | 0 | 0 | 0 | 0 | 0 | 0 | 0 | 0 | 0 | 0 | 0 | 0 | 0 | 0 | 0 | 0 | 0 | 0 | 0 | 0 | 0 | 0 | 0 | FALSE | 0% | 0% | 0% | 0% | 0% | 0% | FALSE | 0% | 0% | 0% | 0% | 0% | FALSE | 0% | 0% | 0% | 0% | 0% | 0% | 0% | 0% | N/A | N/A
| 559 | N/A | N/A | N/A | N/A | N/A | N/A | N/A | N/A | N/A | N/A | N/A | N/A | N/A | N/A | 0% | 0 | N/A | 0% | FALSE | 0 | 1 | N/A | N/A | N/A | N/A | N/A | FALSE | FALSE | TRUE | 0 | 0 | 0 | 0 | 0 | 0 | 0 | 0 | 0 | 0 | 0 | 0 | 0 | 0 | 0 | 0 | 0 | 0 | 0 | 0 | 0 | 0 | 0 | 0 | 0 | 0 | 0 | 0 | 0 | 0 | 0% | 0% | 0% | 0% | 0% | 0 | 0 | 0 | 0 | 0 | 0 | 0 | 0 | 0 | 0 | 0 | 0 | 0 | 0 | 0 | 0 | 0 | 0 | 0 | 0 | 0 | 0 | 0 | 0 | 0 | 0 | 0 | 0 | 0 | 0 | FALSE | 0% | 0% | 0% | 0% | 0% | 0% | FALSE | 0% | 0% | 0% | 0% | 0% | FALSE | 0% | 0% | 0% | 0% | 0% | 0% | 0% | 0% | N/A | N/A
| 560 | N/A | N/A | N/A | N/A | N/A | N/A | N/A | N/A | N/A | N/A | N/A | N/A | N/A | N/A | 0% | 0 | N/A | 0% | FALSE | 0 | 1 | N/A | N/A | N/A | N/A | N/A | FALSE | FALSE | TRUE | 0 | 0 | 0 | 0 | 0 | 0 | 0 | 0 | 0 | 0 | 0 | 0 | 0 | 0 | 0 | 0 | 0 | 0 | 0 | 0 | 0 | 0 | 0 | 0 | 0 | 0 | 0 | 0 | 0 | 0 | 0% | 0% | 0% | 0% | 0% | 0 | 0 | 0 | 0 | 0 | 0 | 0 | 0 | 0 | 0 | 0 | 0 | 0 | 0 | 0 | 0 | 0 | 0 | 0 | 0 | 0 | 0 | 0 | 0 | 0 | 0 | 0 | 0 | 0 | 0 | FALSE | 0% | 0% | 0% | 0% | 0% | 0% | FALSE | 0% | 0% | 0% | 0% | 0% | FALSE | 0% | 0% | 0% | 0% | 0% | 0% | 0% | 0% | N/A | N/A
| 561 | N/A | N/A | N/A | N/A | N/A | N/A | N/A | N/A | N/A | N/A | N/A | N/A | N/A | N/A | 0% | 0 | N/A | 0% | FALSE | 0 | 1 | N/A | N/A | N/A | N/A | N/A | FALSE | FALSE | TRUE | 0 | 0 | 0 | 0 | 0 | 0 | 0 | 0 | 0 | 0 | 0 | 0 | 0 | 0 | 0 | 0 | 0 | 0 | 0 | 0 | 0 | 0 | 0 | 0 | 0 | 0 | 0 | 0 | 0 | 0 | 0% | 0% | 0% | 0% | 0% | 0 | 0 | 0 | 0 | 0 | 0 | 0 | 0 | 0 | 0 | 0 | 0 | 0 | 0 | 0 | 0 | 0 | 0 | 0 | 0 | 0 | 0 | 0 | 0 | 0 | 0 | 0 | 0 | 0 | 0 | FALSE | 0% | 0% | 0% | 0% | 0% | 0% | FALSE | 0% | 0% | 0% | 0% | 0% | FALSE | 0% | 0% | 0% | 0% | 0% | 0% | 0% | 0% | N/A | N/A
| 562 | N/A | N/A | N/A | N/A | N/A | N/A | N/A | N/A | N/A | N/A | N/A | N/A | N/A | N/A | 0% | 0 | N/A | 0% | FALSE | 0 | 1 | N/A | N/A | N/A | N/A | N/A | FALSE | FALSE | TRUE | 0 | 0 | 0 | 0 | 0 | 0 | 0 | 0 | 0 | 0 | 0 | 0 | 0 | 0 | 0 | 0 | 0 | 0 | 0 | 0 | 0 | 0 | 0 | 0 | 0 | 0 | 0 | 0 | 0 | 0 | 0% | 0% | 0% | 0% | 0% | 0 | 0 | 0 | 0 | 0 | 0 | 0 | 0 | 0 | 0 | 0 | 0 | 0 | 0 | 0 | 0 | 0 | 0 | 0 | 0 | 0 | 0 | 0 | 0 | 0 | 0 | 0 | 0 | 0 | 0 | FALSE | 0% | 0% | 0% | 0% | 0% | 0% | FALSE | 0% | 0% | 0% | 0% | 0% | FALSE | 0% | 0% | 0% | 0% | 0% | 0% | 0% | 0% | N/A | N/A
| 563 | N/A | N/A | N/A | N/A | N/A | N/A | N/A | N/A | N/A | N/A | N/A | N/A | N/A | N/A | 0% | 0 | N/A | 0% | FALSE | 0 | 1 | N/A | N/A | N/A | N/A | N/A | FALSE | FALSE | TRUE | 0 | 0 | 0 | 0 | 0 | 0 | 0 | 0 | 0 | 0 | 0 | 0 | 0 | 0 | 0 | 0 | 0 | 0 | 0 | 0 | 0 | 0 | 0 | 0 | 0 | 0 | 0 | 0 | 0 | 0 | 0% | 0% | 0% | 0% | 0% | 0 | 0 | 0 | 0 | 0 | 0 | 0 | 0 | 0 | 0 | 0 | 0 | 0 | 0 | 0 | 0 | 0 | 0 | 0 | 0 | 0 | 0 | 0 | 0 | 0 | 0 | 0 | 0 | 0 | 0 | FALSE | 0% | 0% | 0% | 0% | 0% | 0% | FALSE | 0% | 0% | 0% | 0% | 0% | FALSE | 0% | 0% | 0% | 0% | 0% | 0% | 0% | 0% | N/A | N/A
| 564 | N/A | N/A | N/A | N/A | N/A | N/A | N/A | N/A | N/A | N/A | N/A | N/A | N/A | N/A | 0% | 0 | N/A | 0% | FALSE | 0 | 1 | N/A | N/A | N/A | N/A | N/A | FALSE | FALSE | TRUE | 0 | 0 | 0 | 0 | 0 | 0 | 0 | 0 | 0 | 0 | 0 | 0 | 0 | 0 | 0 | 0 | 0 | 0 | 0 | 0 | 0 | 0 | 0 | 0 | 0 | 0 | 0 | 0 | 0 | 0 | 0% | 0% | 0% | 0% | 0% | 0 | 0 | 0 | 0 | 0 | 0 | 0 | 0 | 0 | 0 | 0 | 0 | 0 | 0 | 0 | 0 | 0 | 0 | 0 | 0 | 0 | 0 | 0 | 0 | 0 | 0 | 0 | 0 | 0 | 0 | FALSE | 0% | 0% | 0% | 0% | 0% | 0% | FALSE | 0% | 0% | 0% | 0% | 0% | FALSE | 0% | 0% | 0% | 0% | 0% | 0% | 0% | 0% | N/A | N/A
| 565 | N/A | N/A | N/A | N/A | N/A | N/A | N/A | N/A | N/A | N/A | N/A | N/A | N/A | N/A | 0% | 0 | N/A | 0% | FALSE | 0 | 1 | N/A | N/A | N/A | N/A | N/A | FALSE | FALSE | TRUE | 0 | 0 | 0 | 0 | 0 | 0 | 0 | 0 | 0 | 0 | 0 | 0 | 0 | 0 | 0 | 0 | 0 | 0 | 0 | 0 | 0 | 0 | 0 | 0 | 0 | 0 | 0 | 0 | 0 | 0 | 0% | 0% | 0% | 0% | 0% | 0 | 0 | 0 | 0 | 0 | 0 | 0 | 0 | 0 | 0 | 0 | 0 | 0 | 0 | 0 | 0 | 0 | 0 | 0 | 0 | 0 | 0 | 0 | 0 | 0 | 0 | 0 | 0 | 0 | 0 | FALSE | 0% | 0% | 0% | 0% | 0% | 0% | FALSE | 0% | 0% | 0% | 0% | 0% | FALSE | 0% | 0% | 0% | 0% | 0% | 0% | 0% | 0% | N/A | N/A
| 566 | N/A | N/A | N/A | N/A | N/A | N/A | N/A | N/A | N/A | N/A | N/A | N/A | N/A | N/A | 0% | 0 | N/A | 0% | FALSE | 0 | 1 | N/A | N/A | N/A | N/A | N/A | FALSE | FALSE | TRUE | 0 | 0 | 0 | 0 | 0 | 0 | 0 | 0 | 0 | 0 | 0 | 0 | 0 | 0 | 0 | 0 | 0 | 0 | 0 | 0 | 0 | 0 | 0 | 0 | 0 | 0 | 0 | 0 | 0 | 0 | 0% | 0% | 0% | 0% | 0% | 0 | 0 | 0 | 0 | 0 | 0 | 0 | 0 | 0 | 0 | 0 | 0 | 0 | 0 | 0 | 0 | 0 | 0 | 0 | 0 | 0 | 0 | 0 | 0 | 0 | 0 | 0 | 0 | 0 | 0 | FALSE | 0% | 0% | 0% | 0% | 0% | 0% | FALSE | 0% | 0% | 0% | 0% | 0% | FALSE | 0% | 0% | 0% | 0% | 0% | 0% | 0% | 0% | N/A | N/A
| 567 | N/A | N/A | N/A | N/A | N/A | N/A | N/A | N/A | N/A | N/A | N/A | N/A | N/A | N/A | 0% | 0 | N/A | 0% | FALSE | 0 | 1 | N/A | N/A | N/A | N/A | N/A | FALSE | FALSE | TRUE | 0 | 0 | 0 | 0 | 0 | 0 | 0 | 0 | 0 | 0 | 0 | 0 | 0 | 0 | 0 | 0 | 0 | 0 | 0 | 0 | 0 | 0 | 0 | 0 | 0 | 0 | 0 | 0 | 0 | 0 | 0% | 0% | 0% | 0% | 0% | 0 | 0 | 0 | 0 | 0 | 0 | 0 | 0 | 0 | 0 | 0 | 0 | 0 | 0 | 0 | 0 | 0 | 0 | 0 | 0 | 0 | 0 | 0 | 0 | 0 | 0 | 0 | 0 | 0 | 0 | FALSE | 0% | 0% | 0% | 0% | 0% | 0% | FALSE | 0% | 0% | 0% | 0% | 0% | FALSE | 0% | 0% | 0% | 0% | 0% | 0% | 0% | 0% | N/A | N/A
| 568 | N/A | N/A | N/A | N/A | N/A | N/A | N/A | N/A | N/A | N/A | N/A | N/A | N/A | N/A | 0% | 0 | N/A | 0% | FALSE | 0 | 1 | N/A | N/A | N/A | N/A | N/A | FALSE | FALSE | TRUE | 0 | 0 | 0 | 0 | 0 | 0 | 0 | 0 | 0 | 0 | 0 | 0 | 0 | 0 | 0 | 0 | 0 | 0 | 0 | 0 | 0 | 0 | 0 | 0 | 0 | 0 | 0 | 0 | 0 | 0 | 0% | 0% | 0% | 0% | 0% | 0 | 0 | 0 | 0 | 0 | 0 | 0 | 0 | 0 | 0 | 0 | 0 | 0 | 0 | 0 | 0 | 0 | 0 | 0 | 0 | 0 | 0 | 0 | 0 | 0 | 0 | 0 | 0 | 0 | 0 | FALSE | 0% | 0% | 0% | 0% | 0% | 0% | FALSE | 0% | 0% | 0% | 0% | 0% | FALSE | 0% | 0% | 0% | 0% | 0% | 0% | 0% | 0% | N/A | N/A
| 569 | N/A | N/A | N/A | N/A | N/A | N/A | N/A | N/A | N/A | N/A | N/A | N/A | N/A | N/A | 0% | 0 | N/A | 0% | FALSE | 0 | 1 | N/A | N/A | N/A | N/A | N/A | FALSE | FALSE | TRUE | 0 | 0 | 0 | 0 | 0 | 0 | 0 | 0 | 0 | 0 | 0 | 0 | 0 | 0 | 0 | 0 | 0 | 0 | 0 | 0 | 0 | 0 | 0 | 0 | 0 | 0 | 0 | 0 | 0 | 0 | 0% | 0% | 0% | 0% | 0% | 0 | 0 | 0 | 0 | 0 | 0 | 0 | 0 | 0 | 0 | 0 | 0 | 0 | 0 | 0 | 0 | 0 | 0 | 0 | 0 | 0 | 0 | 0 | 0 | 0 | 0 | 0 | 0 | 0 | 0 | FALSE | 0% | 0% | 0% | 0% | 0% | 0% | FALSE | 0% | 0% | 0% | 0% | 0% | FALSE | 0% | 0% | 0% | 0% | 0% | 0% | 0% | 0% | N/A | N/A
| 570 | N/A | N/A | N/A | N/A | N/A | N/A | N/A | N/A | N/A | N/A | N/A | N/A | N/A | N/A | 0% | 0 | N/A | 0% | FALSE | 0 | 1 | N/A | N/A | N/A | N/A | N/A | FALSE | FALSE | TRUE | 0 | 0 | 0 | 0 | 0 | 0 | 0 | 0 | 0 | 0 | 0 | 0 | 0 | 0 | 0 | 0 | 0 | 0 | 0 | 0 | 0 | 0 | 0 | 0 | 0 | 0 | 0 | 0 | 0 | 0 | 0% | 0% | 0% | 0% | 0% | 0 | 0 | 0 | 0 | 0 | 0 | 0 | 0 | 0 | 0 | 0 | 0 | 0 | 0 | 0 | 0 | 0 | 0 | 0 | 0 | 0 | 0 | 0 | 0 | 0 | 0 | 0 | 0 | 0 | 0 | FALSE | 0% | 0% | 0% | 0% | 0% | 0% | FALSE | 0% | 0% | 0% | 0% | 0% | FALSE | 0% | 0% | 0% | 0% | 0% | 0% | 0% | 0% | N/A | N/A
| 571 | N/A | N/A | N/A | N/A | N/A | N/A | N/A | N/A | N/A | N/A | N/A | N/A | N/A | N/A | 0% | 0 | N/A | 0% | FALSE | 0 | 1 | N/A | N/A | N/A | N/A | N/A | FALSE | FALSE | TRUE | 0 | 0 | 0 | 0 | 0 | 0 | 0 | 0 | 0 | 0 | 0 | 0 | 0 | 0 | 0 | 0 | 0 | 0 | 0 | 0 | 0 | 0 | 0 | 0 | 0 | 0 | 0 | 0 | 0 | 0 | 0% | 0% | 0% | 0% | 0% | 0 | 0 | 0 | 0 | 0 | 0 | 0 | 0 | 0 | 0 | 0 | 0 | 0 | 0 | 0 | 0 | 0 | 0 | 0 | 0 | 0 | 0 | 0 | 0 | 0 | 0 | 0 | 0 | 0 | 0 | FALSE | 0% | 0% | 0% | 0% | 0% | 0% | FALSE | 0% | 0% | 0% | 0% | 0% | FALSE | 0% | 0% | 0% | 0% | 0% | 0% | 0% | 0% | N/A | N/A
| 572 | N/A | N/A | N/A | N/A | N/A | N/A | N/A | N/A | N/A | N/A | N/A | N/A | N/A | N/A | 0% | 0 | N/A | 0% | FALSE | 0 | 1 | N/A | N/A | N/A | N/A | N/A | FALSE | FALSE | TRUE | 0 | 0 | 0 | 0 | 0 | 0 | 0 | 0 | 0 | 0 | 0 | 0 | 0 | 0 | 0 | 0 | 0 | 0 | 0 | 0 | 0 | 0 | 0 | 0 | 0 | 0 | 0 | 0 | 0 | 0 | 0% | 0% | 0% | 0% | 0% | 0 | 0 | 0 | 0 | 0 | 0 | 0 | 0 | 0 | 0 | 0 | 0 | 0 | 0 | 0 | 0 | 0 | 0 | 0 | 0 | 0 | 0 | 0 | 0 | 0 | 0 | 0 | 0 | 0 | 0 | FALSE | 0% | 0% | 0% | 0% | 0% | 0% | FALSE | 0% | 0% | 0% | 0% | 0% | FALSE | 0% | 0% | 0% | 0% | 0% | 0% | 0% | 0% | N/A | N/A
| 573 | N/A | N/A | N/A | N/A | N/A | N/A | N/A | N/A | N/A | N/A | N/A | N/A | N/A | N/A | 0% | 0 | N/A | 0% | FALSE | 0 | 1 | N/A | N/A | N/A | N/A | N/A | FALSE | FALSE | TRUE | 0 | 0 | 0 | 0 | 0 | 0 | 0 | 0 | 0 | 0 | 0 | 0 | 0 | 0 | 0 | 0 | 0 | 0 | 0 | 0 | 0 | 0 | 0 | 0 | 0 | 0 | 0 | 0 | 0 | 0 | 0% | 0% | 0% | 0% | 0% | 0 | 0 | 0 | 0 | 0 | 0 | 0 | 0 | 0 | 0 | 0 | 0 | 0 | 0 | 0 | 0 | 0 | 0 | 0 | 0 | 0 | 0 | 0 | 0 | 0 | 0 | 0 | 0 | 0 | 0 | FALSE | 0% | 0% | 0% | 0% | 0% | 0% | FALSE | 0% | 0% | 0% | 0% | 0% | FALSE | 0% | 0% | 0% | 0% | 0% | 0% | 0% | 0% | N/A | N/A
| 574 | N/A | N/A | N/A | N/A | N/A | N/A | N/A | N/A | N/A | N/A | N/A | N/A | N/A | N/A | 0% | 0 | N/A | 0% | FALSE | 0 | 1 | N/A | N/A | N/A | N/A | N/A | FALSE | FALSE | TRUE | 0 | 0 | 0 | 0 | 0 | 0 | 0 | 0 | 0 | 0 | 0 | 0 | 0 | 0 | 0 | 0 | 0 | 0 | 0 | 0 | 0 | 0 | 0 | 0 | 0 | 0 | 0 | 0 | 0 | 0 | 0% | 0% | 0% | 0% | 0% | 0 | 0 | 0 | 0 | 0 | 0 | 0 | 0 | 0 | 0 | 0 | 0 | 0 | 0 | 0 | 0 | 0 | 0 | 0 | 0 | 0 | 0 | 0 | 0 | 0 | 0 | 0 | 0 | 0 | 0 | FALSE | 0% | 0% | 0% | 0% | 0% | 0% | FALSE | 0% | 0% | 0% | 0% | 0% | FALSE | 0% | 0% | 0% | 0% | 0% | 0% | 0% | 0% | N/A | N/A
| 575 | N/A | N/A | N/A | N/A | N/A | N/A | N/A | N/A | N/A | N/A | N/A | N/A | N/A | N/A | 0% | 0 | N/A | 0% | FALSE | 0 | 1 | N/A | N/A | N/A | N/A | N/A | FALSE | FALSE | TRUE | 0 | 0 | 0 | 0 | 0 | 0 | 0 | 0 | 0 | 0 | 0 | 0 | 0 | 0 | 0 | 0 | 0 | 0 | 0 | 0 | 0 | 0 | 0 | 0 | 0 | 0 | 0 | 0 | 0 | 0 | 0% | 0% | 0% | 0% | 0% | 0 | 0 | 0 | 0 | 0 | 0 | 0 | 0 | 0 | 0 | 0 | 0 | 0 | 0 | 0 | 0 | 0 | 0 | 0 | 0 | 0 | 0 | 0 | 0 | 0 | 0 | 0 | 0 | 0 | 0 | FALSE | 0% | 0% | 0% | 0% | 0% | 0% | FALSE | 0% | 0% | 0% | 0% | 0% | FALSE | 0% | 0% | 0% | 0% | 0% | 0% | 0% | 0% | N/A | N/A
| 576 | N/A | N/A | N/A | N/A | N/A | N/A | N/A | N/A | N/A | N/A | N/A | N/A | N/A | N/A | 0% | 0 | N/A | 0% | FALSE | 0 | 1 | N/A | N/A | N/A | N/A | N/A | FALSE | FALSE | TRUE | 0 | 0 | 0 | 0 | 0 | 0 | 0 | 0 | 0 | 0 | 0 | 0 | 0 | 0 | 0 | 0 | 0 | 0 | 0 | 0 | 0 | 0 | 0 | 0 | 0 | 0 | 0 | 0 | 0 | 0 | 0% | 0% | 0% | 0% | 0% | 0 | 0 | 0 | 0 | 0 | 0 | 0 | 0 | 0 | 0 | 0 | 0 | 0 | 0 | 0 | 0 | 0 | 0 | 0 | 0 | 0 | 0 | 0 | 0 | 0 | 0 | 0 | 0 | 0 | 0 | FALSE | 0% | 0% | 0% | 0% | 0% | 0% | FALSE | 0% | 0% | 0% | 0% | 0% | FALSE | 0% | 0% | 0% | 0% | 0% | 0% | 0% | 0% | N/A | N/A
| 577 | N/A | N/A | N/A | N/A | N/A | N/A | N/A | N/A | N/A | N/A | N/A | N/A | N/A | N/A | 0% | 0 | N/A | 0% | FALSE | 0 | 1 | N/A | N/A | N/A | N/A | N/A | FALSE | FALSE | TRUE | 0 | 0 | 0 | 0 | 0 | 0 | 0 | 0 | 0 | 0 | 0 | 0 | 0 | 0 | 0 | 0 | 0 | 0 | 0 | 0 | 0 | 0 | 0 | 0 | 0 | 0 | 0 | 0 | 0 | 0 | 0% | 0% | 0% | 0% | 0% | 0 | 0 | 0 | 0 | 0 | 0 | 0 | 0 | 0 | 0 | 0 | 0 | 0 | 0 | 0 | 0 | 0 | 0 | 0 | 0 | 0 | 0 | 0 | 0 | 0 | 0 | 0 | 0 | 0 | 0 | FALSE | 0% | 0% | 0% | 0% | 0% | 0% | FALSE | 0% | 0% | 0% | 0% | 0% | FALSE | 0% | 0% | 0% | 0% | 0% | 0% | 0% | 0% | N/A | N/A
| 578 | N/A | N/A | N/A | N/A | N/A | N/A | N/A | N/A | N/A | N/A | N/A | N/A | N/A | N/A | 0% | 0 | N/A | 0% | FALSE | 0 | 1 | N/A | N/A | N/A | N/A | N/A | FALSE | FALSE | TRUE | 0 | 0 | 0 | 0 | 0 | 0 | 0 | 0 | 0 | 0 | 0 | 0 | 0 | 0 | 0 | 0 | 0 | 0 | 0 | 0 | 0 | 0 | 0 | 0 | 0 | 0 | 0 | 0 | 0 | 0 | 0% | 0% | 0% | 0% | 0% | 0 | 0 | 0 | 0 | 0 | 0 | 0 | 0 | 0 | 0 | 0 | 0 | 0 | 0 | 0 | 0 | 0 | 0 | 0 | 0 | 0 | 0 | 0 | 0 | 0 | 0 | 0 | 0 | 0 | 0 | FALSE | 0% | 0% | 0% | 0% | 0% | 0% | FALSE | 0% | 0% | 0% | 0% | 0% | FALSE | 0% | 0% | 0% | 0% | 0% | 0% | 0% | 0% | N/A | N/A
| 579 | N/A | N/A | N/A | N/A | N/A | N/A | N/A | N/A | N/A | N/A | N/A | N/A | N/A | N/A | 0% | 0 | N/A | 0% | FALSE | 0 | 1 | N/A | N/A | N/A | N/A | N/A | FALSE | FALSE | TRUE | 0 | 0 | 0 | 0 | 0 | 0 | 0 | 0 | 0 | 0 | 0 | 0 | 0 | 0 | 0 | 0 | 0 | 0 | 0 | 0 | 0 | 0 | 0 | 0 | 0 | 0 | 0 | 0 | 0 | 0 | 0% | 0% | 0% | 0% | 0% | 0 | 0 | 0 | 0 | 0 | 0 | 0 | 0 | 0 | 0 | 0 | 0 | 0 | 0 | 0 | 0 | 0 | 0 | 0 | 0 | 0 | 0 | 0 | 0 | 0 | 0 | 0 | 0 | 0 | 0 | FALSE | 0% | 0% | 0% | 0% | 0% | 0% | FALSE | 0% | 0% | 0% | 0% | 0% | FALSE | 0% | 0% | 0% | 0% | 0% | 0% | 0% | 0% | N/A | N/A
| 580 | N/A | N/A | N/A | N/A | N/A | N/A | N/A | N/A | N/A | N/A | N/A | N/A | N/A | N/A | 0% | 0 | N/A | 0% | FALSE | 0 | 1 | N/A | N/A | N/A | N/A | N/A | FALSE | FALSE | TRUE | 0 | 0 | 0 | 0 | 0 | 0 | 0 | 0 | 0 | 0 | 0 | 0 | 0 | 0 | 0 | 0 | 0 | 0 | 0 | 0 | 0 | 0 | 0 | 0 | 0 | 0 | 0 | 0 | 0 | 0 | 0% | 0% | 0% | 0% | 0% | 0 | 0 | 0 | 0 | 0 | 0 | 0 | 0 | 0 | 0 | 0 | 0 | 0 | 0 | 0 | 0 | 0 | 0 | 0 | 0 | 0 | 0 | 0 | 0 | 0 | 0 | 0 | 0 | 0 | 0 | FALSE | 0% | 0% | 0% | 0% | 0% | 0% | FALSE | 0% | 0% | 0% | 0% | 0% | FALSE | 0% | 0% | 0% | 0% | 0% | 0% | 0% | 0% | N/A | N/A
| 581 | N/A | N/A | N/A | N/A | N/A | N/A | N/A | N/A | N/A | N/A | N/A | N/A | N/A | N/A | 0% | 0 | N/A | 0% | FALSE | 0 | 1 | N/A | N/A | N/A | N/A | N/A | FALSE | FALSE | TRUE | 0 | 0 | 0 | 0 | 0 | 0 | 0 | 0 | 0 | 0 | 0 | 0 | 0 | 0 | 0 | 0 | 0 | 0 | 0 | 0 | 0 | 0 | 0 | 0 | 0 | 0 | 0 | 0 | 0 | 0 | 0% | 0% | 0% | 0% | 0% | 0 | 0 | 0 | 0 | 0 | 0 | 0 | 0 | 0 | 0 | 0 | 0 | 0 | 0 | 0 | 0 | 0 | 0 | 0 | 0 | 0 | 0 | 0 | 0 | 0 | 0 | 0 | 0 | 0 | 0 | FALSE | 0% | 0% | 0% | 0% | 0% | 0% | FALSE | 0% | 0% | 0% | 0% | 0% | FALSE | 0% | 0% | 0% | 0% | 0% | 0% | 0% | 0% | N/A | N/A
| 582 | N/A | N/A | N/A | N/A | N/A | N/A | N/A | N/A | N/A | N/A | N/A | N/A | N/A | N/A | 0% | 0 | N/A | 0% | FALSE | 0 | 1 | N/A | N/A | N/A | N/A | N/A | FALSE | FALSE | TRUE | 0 | 0 | 0 | 0 | 0 | 0 | 0 | 0 | 0 | 0 | 0 | 0 | 0 | 0 | 0 | 0 | 0 | 0 | 0 | 0 | 0 | 0 | 0 | 0 | 0 | 0 | 0 | 0 | 0 | 0 | 0% | 0% | 0% | 0% | 0% | 0 | 0 | 0 | 0 | 0 | 0 | 0 | 0 | 0 | 0 | 0 | 0 | 0 | 0 | 0 | 0 | 0 | 0 | 0 | 0 | 0 | 0 | 0 | 0 | 0 | 0 | 0 | 0 | 0 | 0 | FALSE | 0% | 0% | 0% | 0% | 0% | 0% | FALSE | 0% | 0% | 0% | 0% | 0% | FALSE | 0% | 0% | 0% | 0% | 0% | 0% | 0% | 0% | N/A | N/A
| 583 | N/A | N/A | N/A | N/A | N/A | N/A | N/A | N/A | N/A | N/A | N/A | N/A | N/A | N/A | 0% | 0 | N/A | 0% | FALSE | 0 | 1 | N/A | N/A | N/A | N/A | N/A | FALSE | FALSE | TRUE | 0 | 0 | 0 | 0 | 0 | 0 | 0 | 0 | 0 | 0 | 0 | 0 | 0 | 0 | 0 | 0 | 0 | 0 | 0 | 0 | 0 | 0 | 0 | 0 | 0 | 0 | 0 | 0 | 0 | 0 | 0% | 0% | 0% | 0% | 0% | 0 | 0 | 0 | 0 | 0 | 0 | 0 | 0 | 0 | 0 | 0 | 0 | 0 | 0 | 0 | 0 | 0 | 0 | 0 | 0 | 0 | 0 | 0 | 0 | 0 | 0 | 0 | 0 | 0 | 0 | FALSE | 0% | 0% | 0% | 0% | 0% | 0% | FALSE | 0% | 0% | 0% | 0% | 0% | FALSE | 0% | 0% | 0% | 0% | 0% | 0% | 0% | 0% | N/A | N/A
| 584 | N/A | N/A | N/A | N/A | N/A | N/A | N/A | N/A | N/A | N/A | N/A | N/A | N/A | N/A | 0% | 0 | N/A | 0% | FALSE | 0 | 1 | N/A | N/A | N/A | N/A | N/A | FALSE | FALSE | TRUE | 0 | 0 | 0 | 0 | 0 | 0 | 0 | 0 | 0 | 0 | 0 | 0 | 0 | 0 | 0 | 0 | 0 | 0 | 0 | 0 | 0 | 0 | 0 | 0 | 0 | 0 | 0 | 0 | 0 | 0 | 0% | 0% | 0% | 0% | 0% | 0 | 0 | 0 | 0 | 0 | 0 | 0 | 0 | 0 | 0 | 0 | 0 | 0 | 0 | 0 | 0 | 0 | 0 | 0 | 0 | 0 | 0 | 0 | 0 | 0 | 0 | 0 | 0 | 0 | 0 | FALSE | 0% | 0% | 0% | 0% | 0% | 0% | FALSE | 0% | 0% | 0% | 0% | 0% | FALSE | 0% | 0% | 0% | 0% | 0% | 0% | 0% | 0% | N/A | N/A
| 585 | N/A | N/A | N/A | N/A | N/A | N/A | N/A | N/A | N/A | N/A | N/A | N/A | N/A | N/A | 0% | 0 | N/A | 0% | FALSE | 0 | 1 | N/A | N/A | N/A | N/A | N/A | FALSE | FALSE | TRUE | 0 | 0 | 0 | 0 | 0 | 0 | 0 | 0 | 0 | 0 | 0 | 0 | 0 | 0 | 0 | 0 | 0 | 0 | 0 | 0 | 0 | 0 | 0 | 0 | 0 | 0 | 0 | 0 | 0 | 0 | 0% | 0% | 0% | 0% | 0% | 0 | 0 | 0 | 0 | 0 | 0 | 0 | 0 | 0 | 0 | 0 | 0 | 0 | 0 | 0 | 0 | 0 | 0 | 0 | 0 | 0 | 0 | 0 | 0 | 0 | 0 | 0 | 0 | 0 | 0 | FALSE | 0% | 0% | 0% | 0% | 0% | 0% | FALSE | 0% | 0% | 0% | 0% | 0% | FALSE | 0% | 0% | 0% | 0% | 0% | 0% | 0% | 0% | N/A | N/A
| 586 | N/A | N/A | N/A | N/A | N/A | N/A | N/A | N/A | N/A | N/A | N/A | N/A | N/A | N/A | 0% | 0 | N/A | 0% | FALSE | 0 | 1 | N/A | N/A | N/A | N/A | N/A | FALSE | FALSE | TRUE | 0 | 0 | 0 | 0 | 0 | 0 | 0 | 0 | 0 | 0 | 0 | 0 | 0 | 0 | 0 | 0 | 0 | 0 | 0 | 0 | 0 | 0 | 0 | 0 | 0 | 0 | 0 | 0 | 0 | 0 | 0% | 0% | 0% | 0% | 0% | 0 | 0 | 0 | 0 | 0 | 0 | 0 | 0 | 0 | 0 | 0 | 0 | 0 | 0 | 0 | 0 | 0 | 0 | 0 | 0 | 0 | 0 | 0 | 0 | 0 | 0 | 0 | 0 | 0 | 0 | FALSE | 0% | 0% | 0% | 0% | 0% | 0% | FALSE | 0% | 0% | 0% | 0% | 0% | FALSE | 0% | 0% | 0% | 0% | 0% | 0% | 0% | 0% | N/A | N/A
| 587 | N/A | N/A | N/A | N/A | N/A | N/A | N/A | N/A | N/A | N/A | N/A | N/A | N/A | N/A | 0% | 0 | N/A | 0% | FALSE | 0 | 1 | N/A | N/A | N/A | N/A | N/A | FALSE | FALSE | TRUE | 0 | 0 | 0 | 0 | 0 | 0 | 0 | 0 | 0 | 0 | 0 | 0 | 0 | 0 | 0 | 0 | 0 | 0 | 0 | 0 | 0 | 0 | 0 | 0 | 0 | 0 | 0 | 0 | 0 | 0 | 0% | 0% | 0% | 0% | 0% | 0 | 0 | 0 | 0 | 0 | 0 | 0 | 0 | 0 | 0 | 0 | 0 | 0 | 0 | 0 | 0 | 0 | 0 | 0 | 0 | 0 | 0 | 0 | 0 | 0 | 0 | 0 | 0 | 0 | 0 | FALSE | 0% | 0% | 0% | 0% | 0% | 0% | FALSE | 0% | 0% | 0% | 0% | 0% | FALSE | 0% | 0% | 0% | 0% | 0% | 0% | 0% | 0% | N/A | N/A
| 588 | N/A | N/A | N/A | N/A | N/A | N/A | N/A | N/A | N/A | N/A | N/A | N/A | N/A | N/A | 0% | 0 | N/A | 0% | FALSE | 0 | 1 | N/A | N/A | N/A | N/A | N/A | FALSE | FALSE | TRUE | 0 | 0 | 0 | 0 | 0 | 0 | 0 | 0 | 0 | 0 | 0 | 0 | 0 | 0 | 0 | 0 | 0 | 0 | 0 | 0 | 0 | 0 | 0 | 0 | 0 | 0 | 0 | 0 | 0 | 0 | 0% | 0% | 0% | 0% | 0% | 0 | 0 | 0 | 0 | 0 | 0 | 0 | 0 | 0 | 0 | 0 | 0 | 0 | 0 | 0 | 0 | 0 | 0 | 0 | 0 | 0 | 0 | 0 | 0 | 0 | 0 | 0 | 0 | 0 | 0 | FALSE | 0% | 0% | 0% | 0% | 0% | 0% | FALSE | 0% | 0% | 0% | 0% | 0% | FALSE | 0% | 0% | 0% | 0% | 0% | 0% | 0% | 0% | N/A | N/A
| 589 | N/A | N/A | N/A | N/A | N/A | N/A | N/A | N/A | N/A | N/A | N/A | N/A | N/A | N/A | 0% | 0 | N/A | 0% | FALSE | 0 | 1 | N/A | N/A | N/A | N/A | N/A | FALSE | FALSE | TRUE | 0 | 0 | 0 | 0 | 0 | 0 | 0 | 0 | 0 | 0 | 0 | 0 | 0 | 0 | 0 | 0 | 0 | 0 | 0 | 0 | 0 | 0 | 0 | 0 | 0 | 0 | 0 | 0 | 0 | 0 | 0% | 0% | 0% | 0% | 0% | 0 | 0 | 0 | 0 | 0 | 0 | 0 | 0 | 0 | 0 | 0 | 0 | 0 | 0 | 0 | 0 | 0 | 0 | 0 | 0 | 0 | 0 | 0 | 0 | 0 | 0 | 0 | 0 | 0 | 0 | FALSE | 0% | 0% | 0% | 0% | 0% | 0% | FALSE | 0% | 0% | 0% | 0% | 0% | FALSE | 0% | 0% | 0% | 0% | 0% | 0% | 0% | 0% | N/A | N/A
| 590 | N/A | N/A | N/A | N/A | N/A | N/A | N/A | N/A | N/A | N/A | N/A | N/A | N/A | N/A | 0% | 0 | N/A | 0% | FALSE | 0 | 1 | N/A | N/A | N/A | N/A | N/A | FALSE | FALSE | TRUE | 0 | 0 | 0 | 0 | 0 | 0 | 0 | 0 | 0 | 0 | 0 | 0 | 0 | 0 | 0 | 0 | 0 | 0 | 0 | 0 | 0 | 0 | 0 | 0 | 0 | 0 | 0 | 0 | 0 | 0 | 0% | 0% | 0% | 0% | 0% | 0 | 0 | 0 | 0 | 0 | 0 | 0 | 0 | 0 | 0 | 0 | 0 | 0 | 0 | 0 | 0 | 0 | 0 | 0 | 0 | 0 | 0 | 0 | 0 | 0 | 0 | 0 | 0 | 0 | 0 | FALSE | 0% | 0% | 0% | 0% | 0% | 0% | FALSE | 0% | 0% | 0% | 0% | 0% | FALSE | 0% | 0% | 0% | 0% | 0% | 0% | 0% | 0% | N/A | N/A
| 591 | N/A | N/A | N/A | N/A | N/A | N/A | N/A | N/A | N/A | N/A | N/A | N/A | N/A | N/A | 0% | 0 | N/A | 0% | FALSE | 0 | 1 | N/A | N/A | N/A | N/A | N/A | FALSE | FALSE | TRUE | 0 | 0 | 0 | 0 | 0 | 0 | 0 | 0 | 0 | 0 | 0 | 0 | 0 | 0 | 0 | 0 | 0 | 0 | 0 | 0 | 0 | 0 | 0 | 0 | 0 | 0 | 0 | 0 | 0 | 0 | 0% | 0% | 0% | 0% | 0% | 0 | 0 | 0 | 0 | 0 | 0 | 0 | 0 | 0 | 0 | 0 | 0 | 0 | 0 | 0 | 0 | 0 | 0 | 0 | 0 | 0 | 0 | 0 | 0 | 0 | 0 | 0 | 0 | 0 | 0 | FALSE | 0% | 0% | 0% | 0% | 0% | 0% | FALSE | 0% | 0% | 0% | 0% | 0% | FALSE | 0% | 0% | 0% | 0% | 0% | 0% | 0% | 0% | N/A | N/A
| 592 | N/A | N/A | N/A | N/A | N/A | N/A | N/A | N/A | N/A | N/A | N/A | N/A | N/A | N/A | 0% | 0 | N/A | 0% | FALSE | 0 | 1 | N/A | N/A | N/A | N/A | N/A | FALSE | FALSE | TRUE | 0 | 0 | 0 | 0 | 0 | 0 | 0 | 0 | 0 | 0 | 0 | 0 | 0 | 0 | 0 | 0 | 0 | 0 | 0 | 0 | 0 | 0 | 0 | 0 | 0 | 0 | 0 | 0 | 0 | 0 | 0% | 0% | 0% | 0% | 0% | 0 | 0 | 0 | 0 | 0 | 0 | 0 | 0 | 0 | 0 | 0 | 0 | 0 | 0 | 0 | 0 | 0 | 0 | 0 | 0 | 0 | 0 | 0 | 0 | 0 | 0 | 0 | 0 | 0 | 0 | FALSE | 0% | 0% | 0% | 0% | 0% | 0% | FALSE | 0% | 0% | 0% | 0% | 0% | FALSE | 0% | 0% | 0% | 0% | 0% | 0% | 0% | 0% | N/A | N/A
| 593 | N/A | N/A | N/A | N/A | N/A | N/A | N/A | N/A | N/A | N/A | N/A | N/A | N/A | N/A | 0% | 0 | N/A | 0% | FALSE | 0 | 1 | N/A | N/A | N/A | N/A | N/A | FALSE | FALSE | TRUE | 0 | 0 | 0 | 0 | 0 | 0 | 0 | 0 | 0 | 0 | 0 | 0 | 0 | 0 | 0 | 0 | 0 | 0 | 0 | 0 | 0 | 0 | 0 | 0 | 0 | 0 | 0 | 0 | 0 | 0 | 0% | 0% | 0% | 0% | 0% | 0 | 0 | 0 | 0 | 0 | 0 | 0 | 0 | 0 | 0 | 0 | 0 | 0 | 0 | 0 | 0 | 0 | 0 | 0 | 0 | 0 | 0 | 0 | 0 | 0 | 0 | 0 | 0 | 0 | 0 | FALSE | 0% | 0% | 0% | 0% | 0% | 0% | FALSE | 0% | 0% | 0% | 0% | 0% | FALSE | 0% | 0% | 0% | 0% | 0% | 0% | 0% | 0% | N/A | N/A
| 594 | N/A | N/A | N/A | N/A | N/A | N/A | N/A | N/A | N/A | N/A | N/A | N/A | N/A | N/A | 0% | 0 | N/A | 0% | FALSE | 0 | 1 | N/A | N/A | N/A | N/A | N/A | FALSE | FALSE | TRUE | 0 | 0 | 0 | 0 | 0 | 0 | 0 | 0 | 0 | 0 | 0 | 0 | 0 | 0 | 0 | 0 | 0 | 0 | 0 | 0 | 0 | 0 | 0 | 0 | 0 | 0 | 0 | 0 | 0 | 0 | 0% | 0% | 0% | 0% | 0% | 0 | 0 | 0 | 0 | 0 | 0 | 0 | 0 | 0 | 0 | 0 | 0 | 0 | 0 | 0 | 0 | 0 | 0 | 0 | 0 | 0 | 0 | 0 | 0 | 0 | 0 | 0 | 0 | 0 | 0 | FALSE | 0% | 0% | 0% | 0% | 0% | 0% | FALSE | 0% | 0% | 0% | 0% | 0% | FALSE | 0% | 0% | 0% | 0% | 0% | 0% | 0% | 0% | N/A | N/A
| 595 | N/A | N/A | N/A | N/A | N/A | N/A | N/A | N/A | N/A | N/A | N/A | N/A | N/A | N/A | 0% | 0 | N/A | 0% | FALSE | 0 | 1 | N/A | N/A | N/A | N/A | N/A | FALSE | FALSE | TRUE | 0 | 0 | 0 | 0 | 0 | 0 | 0 | 0 | 0 | 0 | 0 | 0 | 0 | 0 | 0 | 0 | 0 | 0 | 0 | 0 | 0 | 0 | 0 | 0 | 0 | 0 | 0 | 0 | 0 | 0 | 0% | 0% | 0% | 0% | 0% | 0 | 0 | 0 | 0 | 0 | 0 | 0 | 0 | 0 | 0 | 0 | 0 | 0 | 0 | 0 | 0 | 0 | 0 | 0 | 0 | 0 | 0 | 0 | 0 | 0 | 0 | 0 | 0 | 0 | 0 | FALSE | 0% | 0% | 0% | 0% | 0% | 0% | FALSE | 0% | 0% | 0% | 0% | 0% | FALSE | 0% | 0% | 0% | 0% | 0% | 0% | 0% | 0% | N/A | N/A
| 596 | N/A | N/A | N/A | N/A | N/A | N/A | N/A | N/A | N/A | N/A | N/A | N/A | N/A | N/A | 0% | 0 | N/A | 0% | FALSE | 0 | 1 | N/A | N/A | N/A | N/A | N/A | FALSE | FALSE | TRUE | 0 | 0 | 0 | 0 | 0 | 0 | 0 | 0 | 0 | 0 | 0 | 0 | 0 | 0 | 0 | 0 | 0 | 0 | 0 | 0 | 0 | 0 | 0 | 0 | 0 | 0 | 0 | 0 | 0 | 0 | 0% | 0% | 0% | 0% | 0% | 0 | 0 | 0 | 0 | 0 | 0 | 0 | 0 | 0 | 0 | 0 | 0 | 0 | 0 | 0 | 0 | 0 | 0 | 0 | 0 | 0 | 0 | 0 | 0 | 0 | 0 | 0 | 0 | 0 | 0 | FALSE | 0% | 0% | 0% | 0% | 0% | 0% | FALSE | 0% | 0% | 0% | 0% | 0% | FALSE | 0% | 0% | 0% | 0% | 0% | 0% | 0% | 0% | N/A | N/A
| 597 | N/A | N/A | N/A | N/A | N/A | N/A | N/A | N/A | N/A | N/A | N/A | N/A | N/A | N/A | 0% | 0 | N/A | 0% | FALSE | 0 | 1 | N/A | N/A | N/A | N/A | N/A | FALSE | FALSE | TRUE | 0 | 0 | 0 | 0 | 0 | 0 | 0 | 0 | 0 | 0 | 0 | 0 | 0 | 0 | 0 | 0 | 0 | 0 | 0 | 0 | 0 | 0 | 0 | 0 | 0 | 0 | 0 | 0 | 0 | 0 | 0% | 0% | 0% | 0% | 0% | 0 | 0 | 0 | 0 | 0 | 0 | 0 | 0 | 0 | 0 | 0 | 0 | 0 | 0 | 0 | 0 | 0 | 0 | 0 | 0 | 0 | 0 | 0 | 0 | 0 | 0 | 0 | 0 | 0 | 0 | FALSE | 0% | 0% | 0% | 0% | 0% | 0% | FALSE | 0% | 0% | 0% | 0% | 0% | FALSE | 0% | 0% | 0% | 0% | 0% | 0% | 0% | 0% | N/A | N/A
| 598 | N/A | N/A | N/A | N/A | N/A | N/A | N/A | N/A | N/A | N/A | N/A | N/A | N/A | N/A | 0% | 0 | N/A | 0% | FALSE | 0 | 1 | N/A | N/A | N/A | N/A | N/A | FALSE | FALSE | TRUE | 0 | 0 | 0 | 0 | 0 | 0 | 0 | 0 | 0 | 0 | 0 | 0 | 0 | 0 | 0 | 0 | 0 | 0 | 0 | 0 | 0 | 0 | 0 | 0 | 0 | 0 | 0 | 0 | 0 | 0 | 0% | 0% | 0% | 0% | 0% | 0 | 0 | 0 | 0 | 0 | 0 | 0 | 0 | 0 | 0 | 0 | 0 | 0 | 0 | 0 | 0 | 0 | 0 | 0 | 0 | 0 | 0 | 0 | 0 | 0 | 0 | 0 | 0 | 0 | 0 | FALSE | 0% | 0% | 0% | 0% | 0% | 0% | FALSE | 0% | 0% | 0% | 0% | 0% | FALSE | 0% | 0% | 0% | 0% | 0% | 0% | 0% | 0% | N/A | N/A
| 599 | N/A | N/A | N/A | N/A | N/A | N/A | N/A | N/A | N/A | N/A | N/A | N/A | N/A | N/A | 0% | 0 | N/A | 0% | FALSE | 0 | 1 | N/A | N/A | N/A | N/A | N/A | FALSE | FALSE | TRUE | 0 | 0 | 0 | 0 | 0 | 0 | 0 | 0 | 0 | 0 | 0 | 0 | 0 | 0 | 0 | 0 | 0 | 0 | 0 | 0 | 0 | 0 | 0 | 0 | 0 | 0 | 0 | 0 | 0 | 0 | 0% | 0% | 0% | 0% | 0% | 0 | 0 | 0 | 0 | 0 | 0 | 0 | 0 | 0 | 0 | 0 | 0 | 0 | 0 | 0 | 0 | 0 | 0 | 0 | 0 | 0 | 0 | 0 | 0 | 0 | 0 | 0 | 0 | 0 | 0 | FALSE | 0% | 0% | 0% | 0% | 0% | 0% | FALSE | 0% | 0% | 0% | 0% | 0% | FALSE | 0% | 0% | 0% | 0% | 0% | 0% | 0% | 0% | N/A | N/A
| 600 | N/A | N/A | N/A | N/A | N/A | N/A | N/A | N/A | N/A | N/A | N/A | N/A | N/A | N/A | 0% | 0 | N/A | 0% | FALSE | 0 | 1 | N/A | N/A | N/A | N/A | N/A | FALSE | FALSE | TRUE | 0 | 0 | 0 | 0 | 0 | 0 | 0 | 0 | 0 | 0 | 0 | 0 | 0 | 0 | 0 | 0 | 0 | 0 | 0 | 0 | 0 | 0 | 0 | 0 | 0 | 0 | 0 | 0 | 0 | 0 | 0% | 0% | 0% | 0% | 0% | 0 | 0 | 0 | 0 | 0 | 0 | 0 | 0 | 0 | 0 | 0 | 0 | 0 | 0 | 0 | 0 | 0 | 0 | 0 | 0 | 0 | 0 | 0 | 0 | 0 | 0 | 0 | 0 | 0 | 0 | FALSE | 0% | 0% | 0% | 0% | 0% | 0% | FALSE | 0% | 0% | 0% | 0% | 0% | FALSE | 0% | 0% | 0% | 0% | 0% | 0% | 0% | 0% | N/A | N/A
| 601 | N/A | N/A | N/A | N/A | N/A | N/A | N/A | N/A | N/A | N/A | N/A | N/A | N/A | N/A | 0% | 0 | N/A | 0% | FALSE | 0 | 1 | N/A | N/A | N/A | N/A | N/A | FALSE | FALSE | TRUE | 0 | 0 | 0 | 0 | 0 | 0 | 0 | 0 | 0 | 0 | 0 | 0 | 0 | 0 | 0 | 0 | 0 | 0 | 0 | 0 | 0 | 0 | 0 | 0 | 0 | 0 | 0 | 0 | 0 | 0 | 0% | 0% | 0% | 0% | 0% | 0 | 0 | 0 | 0 | 0 | 0 | 0 | 0 | 0 | 0 | 0 | 0 | 0 | 0 | 0 | 0 | 0 | 0 | 0 | 0 | 0 | 0 | 0 | 0 | 0 | 0 | 0 | 0 | 0 | 0 | FALSE | 0% | 0% | 0% | 0% | 0% | 0% | FALSE | 0% | 0% | 0% | 0% | 0% | FALSE | 0% | 0% | 0% | 0% | 0% | 0% | 0% | 0% | N/A | N/A
| 602 | N/A | N/A | N/A | N/A | N/A | N/A | N/A | N/A | N/A | N/A | N/A | N/A | N/A | N/A | 0% | 0 | N/A | 0% | FALSE | 0 | 1 | N/A | N/A | N/A | N/A | N/A | FALSE | FALSE | TRUE | 0 | 0 | 0 | 0 | 0 | 0 | 0 | 0 | 0 | 0 | 0 | 0 | 0 | 0 | 0 | 0 | 0 | 0 | 0 | 0 | 0 | 0 | 0 | 0 | 0 | 0 | 0 | 0 | 0 | 0 | 0% | 0% | 0% | 0% | 0% | 0 | 0 | 0 | 0 | 0 | 0 | 0 | 0 | 0 | 0 | 0 | 0 | 0 | 0 | 0 | 0 | 0 | 0 | 0 | 0 | 0 | 0 | 0 | 0 | 0 | 0 | 0 | 0 | 0 | 0 | FALSE | 0% | 0% | 0% | 0% | 0% | 0% | FALSE | 0% | 0% | 0% | 0% | 0% | FALSE | 0% | 0% | 0% | 0% | 0% | 0% | 0% | 0% | N/A | N/A
| 603 | N/A | N/A | N/A | N/A | N/A | N/A | N/A | N/A | N/A | N/A | N/A | N/A | N/A | N/A | 0% | 0 | N/A | 0% | FALSE | 0 | 1 | N/A | N/A | N/A | N/A | N/A | FALSE | FALSE | TRUE | 0 | 0 | 0 | 0 | 0 | 0 | 0 | 0 | 0 | 0 | 0 | 0 | 0 | 0 | 0 | 0 | 0 | 0 | 0 | 0 | 0 | 0 | 0 | 0 | 0 | 0 | 0 | 0 | 0 | 0 | 0% | 0% | 0% | 0% | 0% | 0 | 0 | 0 | 0 | 0 | 0 | 0 | 0 | 0 | 0 | 0 | 0 | 0 | 0 | 0 | 0 | 0 | 0 | 0 | 0 | 0 | 0 | 0 | 0 | 0 | 0 | 0 | 0 | 0 | 0 | FALSE | 0% | 0% | 0% | 0% | 0% | 0% | FALSE | 0% | 0% | 0% | 0% | 0% | FALSE | 0% | 0% | 0% | 0% | 0% | 0% | 0% | 0% | N/A | N/A
| 604 | N/A | N/A | N/A | N/A | N/A | N/A | N/A | N/A | N/A | N/A | N/A | N/A | N/A | N/A | 0% | 0 | N/A | 0% | FALSE | 0 | 1 | N/A | N/A | N/A | N/A | N/A | FALSE | FALSE | TRUE | 0 | 0 | 0 | 0 | 0 | 0 | 0 | 0 | 0 | 0 | 0 | 0 | 0 | 0 | 0 | 0 | 0 | 0 | 0 | 0 | 0 | 0 | 0 | 0 | 0 | 0 | 0 | 0 | 0 | 0 | 0% | 0% | 0% | 0% | 0% | 0 | 0 | 0 | 0 | 0 | 0 | 0 | 0 | 0 | 0 | 0 | 0 | 0 | 0 | 0 | 0 | 0 | 0 | 0 | 0 | 0 | 0 | 0 | 0 | 0 | 0 | 0 | 0 | 0 | 0 | FALSE | 0% | 0% | 0% | 0% | 0% | 0% | FALSE | 0% | 0% | 0% | 0% | 0% | FALSE | 0% | 0% | 0% | 0% | 0% | 0% | 0% | 0% | N/A | N/A
| 605 | N/A | N/A | N/A | N/A | N/A | N/A | N/A | N/A | N/A | N/A | N/A | N/A | N/A | N/A | 0% | 0 | N/A | 0% | FALSE | 0 | 1 | N/A | N/A | N/A | N/A | N/A | FALSE | FALSE | TRUE | 0 | 0 | 0 | 0 | 0 | 0 | 0 | 0 | 0 | 0 | 0 | 0 | 0 | 0 | 0 | 0 | 0 | 0 | 0 | 0 | 0 | 0 | 0 | 0 | 0 | 0 | 0 | 0 | 0 | 0 | 0% | 0% | 0% | 0% | 0% | 0 | 0 | 0 | 0 | 0 | 0 | 0 | 0 | 0 | 0 | 0 | 0 | 0 | 0 | 0 | 0 | 0 | 0 | 0 | 0 | 0 | 0 | 0 | 0 | 0 | 0 | 0 | 0 | 0 | 0 | FALSE | 0% | 0% | 0% | 0% | 0% | 0% | FALSE | 0% | 0% | 0% | 0% | 0% | FALSE | 0% | 0% | 0% | 0% | 0% | 0% | 0% | 0% | N/A | N/A
| 606 | N/A | N/A | N/A | N/A | N/A | N/A | N/A | N/A | N/A | N/A | N/A | N/A | N/A | N/A | 0% | 0 | N/A | 0% | FALSE | 0 | 1 | N/A | N/A | N/A | N/A | N/A | FALSE | FALSE | TRUE | 0 | 0 | 0 | 0 | 0 | 0 | 0 | 0 | 0 | 0 | 0 | 0 | 0 | 0 | 0 | 0 | 0 | 0 | 0 | 0 | 0 | 0 | 0 | 0 | 0 | 0 | 0 | 0 | 0 | 0 | 0% | 0% | 0% | 0% | 0% | 0 | 0 | 0 | 0 | 0 | 0 | 0 | 0 | 0 | 0 | 0 | 0 | 0 | 0 | 0 | 0 | 0 | 0 | 0 | 0 | 0 | 0 | 0 | 0 | 0 | 0 | 0 | 0 | 0 | 0 | FALSE | 0% | 0% | 0% | 0% | 0% | 0% | FALSE | 0% | 0% | 0% | 0% | 0% | FALSE | 0% | 0% | 0% | 0% | 0% | 0% | 0% | 0% | N/A | N/A
| 607 | N/A | N/A | N/A | N/A | N/A | N/A | N/A | N/A | N/A | N/A | N/A | N/A | N/A | N/A | 0% | 0 | N/A | 0% | FALSE | 0 | 1 | N/A | N/A | N/A | N/A | N/A | FALSE | FALSE | TRUE | 0 | 0 | 0 | 0 | 0 | 0 | 0 | 0 | 0 | 0 | 0 | 0 | 0 | 0 | 0 | 0 | 0 | 0 | 0 | 0 | 0 | 0 | 0 | 0 | 0 | 0 | 0 | 0 | 0 | 0 | 0% | 0% | 0% | 0% | 0% | 0 | 0 | 0 | 0 | 0 | 0 | 0 | 0 | 0 | 0 | 0 | 0 | 0 | 0 | 0 | 0 | 0 | 0 | 0 | 0 | 0 | 0 | 0 | 0 | 0 | 0 | 0 | 0 | 0 | 0 | FALSE | 0% | 0% | 0% | 0% | 0% | 0% | FALSE | 0% | 0% | 0% | 0% | 0% | FALSE | 0% | 0% | 0% | 0% | 0% | 0% | 0% | 0% | N/A | N/A
| 608 | N/A | N/A | N/A | N/A | N/A | N/A | N/A | N/A | N/A | N/A | N/A | N/A | N/A | N/A | 0% | 0 | N/A | 0% | FALSE | 0 | 1 | N/A | N/A | N/A | N/A | N/A | FALSE | FALSE | TRUE | 0 | 0 | 0 | 0 | 0 | 0 | 0 | 0 | 0 | 0 | 0 | 0 | 0 | 0 | 0 | 0 | 0 | 0 | 0 | 0 | 0 | 0 | 0 | 0 | 0 | 0 | 0 | 0 | 0 | 0 | 0% | 0% | 0% | 0% | 0% | 0 | 0 | 0 | 0 | 0 | 0 | 0 | 0 | 0 | 0 | 0 | 0 | 0 | 0 | 0 | 0 | 0 | 0 | 0 | 0 | 0 | 0 | 0 | 0 | 0 | 0 | 0 | 0 | 0 | 0 | FALSE | 0% | 0% | 0% | 0% | 0% | 0% | FALSE | 0% | 0% | 0% | 0% | 0% | FALSE | 0% | 0% | 0% | 0% | 0% | 0% | 0% | 0% | N/A | N/A
| 609 | N/A | N/A | N/A | N/A | N/A | N/A | N/A | N/A | N/A | N/A | N/A | N/A | N/A | N/A | 0% | 0 | N/A | 0% | FALSE | 0 | 1 | N/A | N/A | N/A | N/A | N/A | FALSE | FALSE | TRUE | 0 | 0 | 0 | 0 | 0 | 0 | 0 | 0 | 0 | 0 | 0 | 0 | 0 | 0 | 0 | 0 | 0 | 0 | 0 | 0 | 0 | 0 | 0 | 0 | 0 | 0 | 0 | 0 | 0 | 0 | 0% | 0% | 0% | 0% | 0% | 0 | 0 | 0 | 0 | 0 | 0 | 0 | 0 | 0 | 0 | 0 | 0 | 0 | 0 | 0 | 0 | 0 | 0 | 0 | 0 | 0 | 0 | 0 | 0 | 0 | 0 | 0 | 0 | 0 | 0 | FALSE | 0% | 0% | 0% | 0% | 0% | 0% | FALSE | 0% | 0% | 0% | 0% | 0% | FALSE | 0% | 0% | 0% | 0% | 0% | 0% | 0% | 0% | N/A | N/A
| 610 | N/A | N/A | N/A | N/A | N/A | N/A | N/A | N/A | N/A | N/A | N/A | N/A | N/A | N/A | 0% | 0 | N/A | 0% | FALSE | 0 | 1 | N/A | N/A | N/A | N/A | N/A | FALSE | FALSE | TRUE | 0 | 0 | 0 | 0 | 0 | 0 | 0 | 0 | 0 | 0 | 0 | 0 | 0 | 0 | 0 | 0 | 0 | 0 | 0 | 0 | 0 | 0 | 0 | 0 | 0 | 0 | 0 | 0 | 0 | 0 | 0% | 0% | 0% | 0% | 0% | 0 | 0 | 0 | 0 | 0 | 0 | 0 | 0 | 0 | 0 | 0 | 0 | 0 | 0 | 0 | 0 | 0 | 0 | 0 | 0 | 0 | 0 | 0 | 0 | 0 | 0 | 0 | 0 | 0 | 0 | FALSE | 0% | 0% | 0% | 0% | 0% | 0% | FALSE | 0% | 0% | 0% | 0% | 0% | FALSE | 0% | 0% | 0% | 0% | 0% | 0% | 0% | 0% | N/A | N/A
| 611 | N/A | N/A | N/A | N/A | N/A | N/A | N/A | N/A | N/A | N/A | N/A | N/A | N/A | N/A | 0% | 0 | N/A | 0% | FALSE | 0 | 1 | N/A | N/A | N/A | N/A | N/A | FALSE | FALSE | TRUE | 0 | 0 | 0 | 0 | 0 | 0 | 0 | 0 | 0 | 0 | 0 | 0 | 0 | 0 | 0 | 0 | 0 | 0 | 0 | 0 | 0 | 0 | 0 | 0 | 0 | 0 | 0 | 0 | 0 | 0 | 0% | 0% | 0% | 0% | 0% | 0 | 0 | 0 | 0 | 0 | 0 | 0 | 0 | 0 | 0 | 0 | 0 | 0 | 0 | 0 | 0 | 0 | 0 | 0 | 0 | 0 | 0 | 0 | 0 | 0 | 0 | 0 | 0 | 0 | 0 | FALSE | 0% | 0% | 0% | 0% | 0% | 0% | FALSE | 0% | 0% | 0% | 0% | 0% | FALSE | 0% | 0% | 0% | 0% | 0% | 0% | 0% | 0% | N/A | N/A
| 612 | N/A | N/A | N/A | N/A | N/A | N/A | N/A | N/A | N/A | N/A | N/A | N/A | N/A | N/A | 0% | 0 | N/A | 0% | FALSE | 0 | 1 | N/A | N/A | N/A | N/A | N/A | FALSE | FALSE | TRUE | 0 | 0 | 0 | 0 | 0 | 0 | 0 | 0 | 0 | 0 | 0 | 0 | 0 | 0 | 0 | 0 | 0 | 0 | 0 | 0 | 0 | 0 | 0 | 0 | 0 | 0 | 0 | 0 | 0 | 0 | 0% | 0% | 0% | 0% | 0% | 0 | 0 | 0 | 0 | 0 | 0 | 0 | 0 | 0 | 0 | 0 | 0 | 0 | 0 | 0 | 0 | 0 | 0 | 0 | 0 | 0 | 0 | 0 | 0 | 0 | 0 | 0 | 0 | 0 | 0 | FALSE | 0% | 0% | 0% | 0% | 0% | 0% | FALSE | 0% | 0% | 0% | 0% | 0% | FALSE | 0% | 0% | 0% | 0% | 0% | 0% | 0% | 0% | N/A | N/A
| 613 | N/A | N/A | N/A | N/A | N/A | N/A | N/A | N/A | N/A | N/A | N/A | N/A | N/A | N/A | 0% | 0 | N/A | 0% | FALSE | 0 | 1 | N/A | N/A | N/A | N/A | N/A | FALSE | FALSE | TRUE | 0 | 0 | 0 | 0 | 0 | 0 | 0 | 0 | 0 | 0 | 0 | 0 | 0 | 0 | 0 | 0 | 0 | 0 | 0 | 0 | 0 | 0 | 0 | 0 | 0 | 0 | 0 | 0 | 0 | 0 | 0% | 0% | 0% | 0% | 0% | 0 | 0 | 0 | 0 | 0 | 0 | 0 | 0 | 0 | 0 | 0 | 0 | 0 | 0 | 0 | 0 | 0 | 0 | 0 | 0 | 0 | 0 | 0 | 0 | 0 | 0 | 0 | 0 | 0 | 0 | FALSE | 0% | 0% | 0% | 0% | 0% | 0% | FALSE | 0% | 0% | 0% | 0% | 0% | FALSE | 0% | 0% | 0% | 0% | 0% | 0% | 0% | 0% | N/A | N/A
| 614 | N/A | N/A | N/A | N/A | N/A | N/A | N/A | N/A | N/A | N/A | N/A | N/A | N/A | N/A | 0% | 0 | N/A | 0% | FALSE | 0 | 1 | N/A | N/A | N/A | N/A | N/A | FALSE | FALSE | TRUE | 0 | 0 | 0 | 0 | 0 | 0 | 0 | 0 | 0 | 0 | 0 | 0 | 0 | 0 | 0 | 0 | 0 | 0 | 0 | 0 | 0 | 0 | 0 | 0 | 0 | 0 | 0 | 0 | 0 | 0 | 0% | 0% | 0% | 0% | 0% | 0 | 0 | 0 | 0 | 0 | 0 | 0 | 0 | 0 | 0 | 0 | 0 | 0 | 0 | 0 | 0 | 0 | 0 | 0 | 0 | 0 | 0 | 0 | 0 | 0 | 0 | 0 | 0 | 0 | 0 | FALSE | 0% | 0% | 0% | 0% | 0% | 0% | FALSE | 0% | 0% | 0% | 0% | 0% | FALSE | 0% | 0% | 0% | 0% | 0% | 0% | 0% | 0% | N/A | N/A
| 615 | N/A | N/A | N/A | N/A | N/A | N/A | N/A | N/A | N/A | N/A | N/A | N/A | N/A | N/A | 0% | 0 | N/A | 0% | FALSE | 0 | 1 | N/A | N/A | N/A | N/A | N/A | FALSE | FALSE | TRUE | 0 | 0 | 0 | 0 | 0 | 0 | 0 | 0 | 0 | 0 | 0 | 0 | 0 | 0 | 0 | 0 | 0 | 0 | 0 | 0 | 0 | 0 | 0 | 0 | 0 | 0 | 0 | 0 | 0 | 0 | 0% | 0% | 0% | 0% | 0% | 0 | 0 | 0 | 0 | 0 | 0 | 0 | 0 | 0 | 0 | 0 | 0 | 0 | 0 | 0 | 0 | 0 | 0 | 0 | 0 | 0 | 0 | 0 | 0 | 0 | 0 | 0 | 0 | 0 | 0 | FALSE | 0% | 0% | 0% | 0% | 0% | 0% | FALSE | 0% | 0% | 0% | 0% | 0% | FALSE | 0% | 0% | 0% | 0% | 0% | 0% | 0% | 0% | N/A | N/A
| 616 | N/A | N/A | N/A | N/A | N/A | N/A | N/A | N/A | N/A | N/A | N/A | N/A | N/A | N/A | 0% | 0 | N/A | 0% | FALSE | 0 | 1 | N/A | N/A | N/A | N/A | N/A | FALSE | FALSE | TRUE | 0 | 0 | 0 | 0 | 0 | 0 | 0 | 0 | 0 | 0 | 0 | 0 | 0 | 0 | 0 | 0 | 0 | 0 | 0 | 0 | 0 | 0 | 0 | 0 | 0 | 0 | 0 | 0 | 0 | 0 | 0% | 0% | 0% | 0% | 0% | 0 | 0 | 0 | 0 | 0 | 0 | 0 | 0 | 0 | 0 | 0 | 0 | 0 | 0 | 0 | 0 | 0 | 0 | 0 | 0 | 0 | 0 | 0 | 0 | 0 | 0 | 0 | 0 | 0 | 0 | FALSE | 0% | 0% | 0% | 0% | 0% | 0% | FALSE | 0% | 0% | 0% | 0% | 0% | FALSE | 0% | 0% | 0% | 0% | 0% | 0% | 0% | 0% | N/A | N/A
| 617 | N/A | N/A | N/A | N/A | N/A | N/A | N/A | N/A | N/A | N/A | N/A | N/A | N/A | N/A | 0% | 0 | N/A | 0% | FALSE | 0 | 1 | N/A | N/A | N/A | N/A | N/A | FALSE | FALSE | TRUE | 0 | 0 | 0 | 0 | 0 | 0 | 0 | 0 | 0 | 0 | 0 | 0 | 0 | 0 | 0 | 0 | 0 | 0 | 0 | 0 | 0 | 0 | 0 | 0 | 0 | 0 | 0 | 0 | 0 | 0 | 0% | 0% | 0% | 0% | 0% | 0 | 0 | 0 | 0 | 0 | 0 | 0 | 0 | 0 | 0 | 0 | 0 | 0 | 0 | 0 | 0 | 0 | 0 | 0 | 0 | 0 | 0 | 0 | 0 | 0 | 0 | 0 | 0 | 0 | 0 | FALSE | 0% | 0% | 0% | 0% | 0% | 0% | FALSE | 0% | 0% | 0% | 0% | 0% | FALSE | 0% | 0% | 0% | 0% | 0% | 0% | 0% | 0% | N/A | N/A
| 618 | N/A | N/A | N/A | N/A | N/A | N/A | N/A | N/A | N/A | N/A | N/A | N/A | N/A | N/A | 0% | 0 | N/A | 0% | FALSE | 0 | 1 | N/A | N/A | N/A | N/A | N/A | FALSE | FALSE | TRUE | 0 | 0 | 0 | 0 | 0 | 0 | 0 | 0 | 0 | 0 | 0 | 0 | 0 | 0 | 0 | 0 | 0 | 0 | 0 | 0 | 0 | 0 | 0 | 0 | 0 | 0 | 0 | 0 | 0 | 0 | 0% | 0% | 0% | 0% | 0% | 0 | 0 | 0 | 0 | 0 | 0 | 0 | 0 | 0 | 0 | 0 | 0 | 0 | 0 | 0 | 0 | 0 | 0 | 0 | 0 | 0 | 0 | 0 | 0 | 0 | 0 | 0 | 0 | 0 | 0 | FALSE | 0% | 0% | 0% | 0% | 0% | 0% | FALSE | 0% | 0% | 0% | 0% | 0% | FALSE | 0% | 0% | 0% | 0% | 0% | 0% | 0% | 0% | N/A | N/A
| 619 | N/A | N/A | N/A | N/A | N/A | N/A | N/A | N/A | N/A | N/A | N/A | N/A | N/A | N/A | 0% | 0 | N/A | 0% | FALSE | 0 | 1 | N/A | N/A | N/A | N/A | N/A | FALSE | FALSE | TRUE | 0 | 0 | 0 | 0 | 0 | 0 | 0 | 0 | 0 | 0 | 0 | 0 | 0 | 0 | 0 | 0 | 0 | 0 | 0 | 0 | 0 | 0 | 0 | 0 | 0 | 0 | 0 | 0 | 0 | 0 | 0% | 0% | 0% | 0% | 0% | 0 | 0 | 0 | 0 | 0 | 0 | 0 | 0 | 0 | 0 | 0 | 0 | 0 | 0 | 0 | 0 | 0 | 0 | 0 | 0 | 0 | 0 | 0 | 0 | 0 | 0 | 0 | 0 | 0 | 0 | FALSE | 0% | 0% | 0% | 0% | 0% | 0% | FALSE | 0% | 0% | 0% | 0% | 0% | FALSE | 0% | 0% | 0% | 0% | 0% | 0% | 0% | 0% | N/A | N/A
| 620 | N/A | N/A | N/A | N/A | N/A | N/A | N/A | N/A | N/A | N/A | N/A | N/A | N/A | N/A | 0% | 0 | N/A | 0% | FALSE | 0 | 1 | N/A | N/A | N/A | N/A | N/A | FALSE | FALSE | TRUE | 0 | 0 | 0 | 0 | 0 | 0 | 0 | 0 | 0 | 0 | 0 | 0 | 0 | 0 | 0 | 0 | 0 | 0 | 0 | 0 | 0 | 0 | 0 | 0 | 0 | 0 | 0 | 0 | 0 | 0 | 0% | 0% | 0% | 0% | 0% | 0 | 0 | 0 | 0 | 0 | 0 | 0 | 0 | 0 | 0 | 0 | 0 | 0 | 0 | 0 | 0 | 0 | 0 | 0 | 0 | 0 | 0 | 0 | 0 | 0 | 0 | 0 | 0 | 0 | 0 | FALSE | 0% | 0% | 0% | 0% | 0% | 0% | FALSE | 0% | 0% | 0% | 0% | 0% | FALSE | 0% | 0% | 0% | 0% | 0% | 0% | 0% | 0% | N/A | N/A
| 621 | N/A | N/A | N/A | N/A | N/A | N/A | N/A | N/A | N/A | N/A | N/A | N/A | N/A | N/A | 0% | 0 | N/A | 0% | FALSE | 0 | 1 | N/A | N/A | N/A | N/A | N/A | FALSE | FALSE | TRUE | 0 | 0 | 0 | 0 | 0 | 0 | 0 | 0 | 0 | 0 | 0 | 0 | 0 | 0 | 0 | 0 | 0 | 0 | 0 | 0 | 0 | 0 | 0 | 0 | 0 | 0 | 0 | 0 | 0 | 0 | 0% | 0% | 0% | 0% | 0% | 0 | 0 | 0 | 0 | 0 | 0 | 0 | 0 | 0 | 0 | 0 | 0 | 0 | 0 | 0 | 0 | 0 | 0 | 0 | 0 | 0 | 0 | 0 | 0 | 0 | 0 | 0 | 0 | 0 | 0 | FALSE | 0% | 0% | 0% | 0% | 0% | 0% | FALSE | 0% | 0% | 0% | 0% | 0% | FALSE | 0% | 0% | 0% | 0% | 0% | 0% | 0% | 0% | N/A | N/A
| 622 | N/A | N/A | N/A | N/A | N/A | N/A | N/A | N/A | N/A | N/A | N/A | N/A | N/A | N/A | 0% | 0 | N/A | 0% | FALSE | 0 | 1 | N/A | N/A | N/A | N/A | N/A | FALSE | FALSE | TRUE | 0 | 0 | 0 | 0 | 0 | 0 | 0 | 0 | 0 | 0 | 0 | 0 | 0 | 0 | 0 | 0 | 0 | 0 | 0 | 0 | 0 | 0 | 0 | 0 | 0 | 0 | 0 | 0 | 0 | 0 | 0% | 0% | 0% | 0% | 0% | 0 | 0 | 0 | 0 | 0 | 0 | 0 | 0 | 0 | 0 | 0 | 0 | 0 | 0 | 0 | 0 | 0 | 0 | 0 | 0 | 0 | 0 | 0 | 0 | 0 | 0 | 0 | 0 | 0 | 0 | FALSE | 0% | 0% | 0% | 0% | 0% | 0% | FALSE | 0% | 0% | 0% | 0% | 0% | FALSE | 0% | 0% | 0% | 0% | 0% | 0% | 0% | 0% | N/A | N/A
| 623 | N/A | N/A | N/A | N/A | N/A | N/A | N/A | N/A | N/A | N/A | N/A | N/A | N/A | N/A | 0% | 0 | N/A | 0% | FALSE | 0 | 1 | N/A | N/A | N/A | N/A | N/A | FALSE | FALSE | TRUE | 0 | 0 | 0 | 0 | 0 | 0 | 0 | 0 | 0 | 0 | 0 | 0 | 0 | 0 | 0 | 0 | 0 | 0 | 0 | 0 | 0 | 0 | 0 | 0 | 0 | 0 | 0 | 0 | 0 | 0 | 0% | 0% | 0% | 0% | 0% | 0 | 0 | 0 | 0 | 0 | 0 | 0 | 0 | 0 | 0 | 0 | 0 | 0 | 0 | 0 | 0 | 0 | 0 | 0 | 0 | 0 | 0 | 0 | 0 | 0 | 0 | 0 | 0 | 0 | 0 | FALSE | 0% | 0% | 0% | 0% | 0% | 0% | FALSE | 0% | 0% | 0% | 0% | 0% | FALSE | 0% | 0% | 0% | 0% | 0% | 0% | 0% | 0% | N/A | N/A
| 624 | N/A | N/A | N/A | N/A | N/A | N/A | N/A | N/A | N/A | N/A | N/A | N/A | N/A | N/A | 0% | 0 | N/A | 0% | FALSE | 0 | 1 | N/A | N/A | N/A | N/A | N/A | FALSE | FALSE | TRUE | 0 | 0 | 0 | 0 | 0 | 0 | 0 | 0 | 0 | 0 | 0 | 0 | 0 | 0 | 0 | 0 | 0 | 0 | 0 | 0 | 0 | 0 | 0 | 0 | 0 | 0 | 0 | 0 | 0 | 0 | 0% | 0% | 0% | 0% | 0% | 0 | 0 | 0 | 0 | 0 | 0 | 0 | 0 | 0 | 0 | 0 | 0 | 0 | 0 | 0 | 0 | 0 | 0 | 0 | 0 | 0 | 0 | 0 | 0 | 0 | 0 | 0 | 0 | 0 | 0 | FALSE | 0% | 0% | 0% | 0% | 0% | 0% | FALSE | 0% | 0% | 0% | 0% | 0% | FALSE | 0% | 0% | 0% | 0% | 0% | 0% | 0% | 0% | N/A | N/A
| 625 | N/A | N/A | N/A | N/A | N/A | N/A | N/A | N/A | N/A | N/A | N/A | N/A | N/A | N/A | 0% | 0 | N/A | 0% | FALSE | 0 | 1 | N/A | N/A | N/A | N/A | N/A | FALSE | FALSE | TRUE | 0 | 0 | 0 | 0 | 0 | 0 | 0 | 0 | 0 | 0 | 0 | 0 | 0 | 0 | 0 | 0 | 0 | 0 | 0 | 0 | 0 | 0 | 0 | 0 | 0 | 0 | 0 | 0 | 0 | 0 | 0% | 0% | 0% | 0% | 0% | 0 | 0 | 0 | 0 | 0 | 0 | 0 | 0 | 0 | 0 | 0 | 0 | 0 | 0 | 0 | 0 | 0 | 0 | 0 | 0 | 0 | 0 | 0 | 0 | 0 | 0 | 0 | 0 | 0 | 0 | FALSE | 0% | 0% | 0% | 0% | 0% | 0% | FALSE | 0% | 0% | 0% | 0% | 0% | FALSE | 0% | 0% | 0% | 0% | 0% | 0% | 0% | 0% | N/A | N/A
| 626 | N/A | N/A | N/A | N/A | N/A | N/A | N/A | N/A | N/A | N/A | N/A | N/A | N/A | N/A | 0% | 0 | N/A | 0% | FALSE | 0 | 1 | N/A | N/A | N/A | N/A | N/A | FALSE | FALSE | TRUE | 0 | 0 | 0 | 0 | 0 | 0 | 0 | 0 | 0 | 0 | 0 | 0 | 0 | 0 | 0 | 0 | 0 | 0 | 0 | 0 | 0 | 0 | 0 | 0 | 0 | 0 | 0 | 0 | 0 | 0 | 0% | 0% | 0% | 0% | 0% | 0 | 0 | 0 | 0 | 0 | 0 | 0 | 0 | 0 | 0 | 0 | 0 | 0 | 0 | 0 | 0 | 0 | 0 | 0 | 0 | 0 | 0 | 0 | 0 | 0 | 0 | 0 | 0 | 0 | 0 | FALSE | 0% | 0% | 0% | 0% | 0% | 0% | FALSE | 0% | 0% | 0% | 0% | 0% | FALSE | 0% | 0% | 0% | 0% | 0% | 0% | 0% | 0% | N/A | N/A
| 627 | N/A | N/A | N/A | N/A | N/A | N/A | N/A | N/A | N/A | N/A | N/A | N/A | N/A | N/A | 0% | 0 | N/A | 0% | FALSE | 0 | 1 | N/A | N/A | N/A | N/A | N/A | FALSE | FALSE | TRUE | 0 | 0 | 0 | 0 | 0 | 0 | 0 | 0 | 0 | 0 | 0 | 0 | 0 | 0 | 0 | 0 | 0 | 0 | 0 | 0 | 0 | 0 | 0 | 0 | 0 | 0 | 0 | 0 | 0 | 0 | 0% | 0% | 0% | 0% | 0% | 0 | 0 | 0 | 0 | 0 | 0 | 0 | 0 | 0 | 0 | 0 | 0 | 0 | 0 | 0 | 0 | 0 | 0 | 0 | 0 | 0 | 0 | 0 | 0 | 0 | 0 | 0 | 0 | 0 | 0 | FALSE | 0% | 0% | 0% | 0% | 0% | 0% | FALSE | 0% | 0% | 0% | 0% | 0% | FALSE | 0% | 0% | 0% | 0% | 0% | 0% | 0% | 0% | N/A | N/A
| 628 | N/A | N/A | N/A | N/A | N/A | N/A | N/A | N/A | N/A | N/A | N/A | N/A | N/A | N/A | 0% | 0 | N/A | 0% | FALSE | 0 | 1 | N/A | N/A | N/A | N/A | N/A | FALSE | FALSE | TRUE | 0 | 0 | 0 | 0 | 0 | 0 | 0 | 0 | 0 | 0 | 0 | 0 | 0 | 0 | 0 | 0 | 0 | 0 | 0 | 0 | 0 | 0 | 0 | 0 | 0 | 0 | 0 | 0 | 0 | 0 | 0% | 0% | 0% | 0% | 0% | 0 | 0 | 0 | 0 | 0 | 0 | 0 | 0 | 0 | 0 | 0 | 0 | 0 | 0 | 0 | 0 | 0 | 0 | 0 | 0 | 0 | 0 | 0 | 0 | 0 | 0 | 0 | 0 | 0 | 0 | FALSE | 0% | 0% | 0% | 0% | 0% | 0% | FALSE | 0% | 0% | 0% | 0% | 0% | FALSE | 0% | 0% | 0% | 0% | 0% | 0% | 0% | 0% | N/A | N/A
| 629 | N/A | N/A | N/A | N/A | N/A | N/A | N/A | N/A | N/A | N/A | N/A | N/A | N/A | N/A | 0% | 0 | N/A | 0% | FALSE | 0 | 1 | N/A | N/A | N/A | N/A | N/A | FALSE | FALSE | TRUE | 0 | 0 | 0 | 0 | 0 | 0 | 0 | 0 | 0 | 0 | 0 | 0 | 0 | 0 | 0 | 0 | 0 | 0 | 0 | 0 | 0 | 0 | 0 | 0 | 0 | 0 | 0 | 0 | 0 | 0 | 0% | 0% | 0% | 0% | 0% | 0 | 0 | 0 | 0 | 0 | 0 | 0 | 0 | 0 | 0 | 0 | 0 | 0 | 0 | 0 | 0 | 0 | 0 | 0 | 0 | 0 | 0 | 0 | 0 | 0 | 0 | 0 | 0 | 0 | 0 | FALSE | 0% | 0% | 0% | 0% | 0% | 0% | FALSE | 0% | 0% | 0% | 0% | 0% | FALSE | 0% | 0% | 0% | 0% | 0% | 0% | 0% | 0% | N/A | N/A
| 630 | N/A | N/A | N/A | N/A | N/A | N/A | N/A | N/A | N/A | N/A | N/A | N/A | N/A | N/A | 0% | 0 | N/A | 0% | FALSE | 0 | 1 | N/A | N/A | N/A | N/A | N/A | FALSE | FALSE | TRUE | 0 | 0 | 0 | 0 | 0 | 0 | 0 | 0 | 0 | 0 | 0 | 0 | 0 | 0 | 0 | 0 | 0 | 0 | 0 | 0 | 0 | 0 | 0 | 0 | 0 | 0 | 0 | 0 | 0 | 0 | 0% | 0% | 0% | 0% | 0% | 0 | 0 | 0 | 0 | 0 | 0 | 0 | 0 | 0 | 0 | 0 | 0 | 0 | 0 | 0 | 0 | 0 | 0 | 0 | 0 | 0 | 0 | 0 | 0 | 0 | 0 | 0 | 0 | 0 | 0 | FALSE | 0% | 0% | 0% | 0% | 0% | 0% | FALSE | 0% | 0% | 0% | 0% | 0% | FALSE | 0% | 0% | 0% | 0% | 0% | 0% | 0% | 0% | N/A | N/A
| 631 | N/A | N/A | N/A | N/A | N/A | N/A | N/A | N/A | N/A | N/A | N/A | N/A | N/A | N/A | 0% | 0 | N/A | 0% | FALSE | 0 | 1 | N/A | N/A | N/A | N/A | N/A | FALSE | FALSE | TRUE | 0 | 0 | 0 | 0 | 0 | 0 | 0 | 0 | 0 | 0 | 0 | 0 | 0 | 0 | 0 | 0 | 0 | 0 | 0 | 0 | 0 | 0 | 0 | 0 | 0 | 0 | 0 | 0 | 0 | 0 | 0% | 0% | 0% | 0% | 0% | 0 | 0 | 0 | 0 | 0 | 0 | 0 | 0 | 0 | 0 | 0 | 0 | 0 | 0 | 0 | 0 | 0 | 0 | 0 | 0 | 0 | 0 | 0 | 0 | 0 | 0 | 0 | 0 | 0 | 0 | FALSE | 0% | 0% | 0% | 0% | 0% | 0% | FALSE | 0% | 0% | 0% | 0% | 0% | FALSE | 0% | 0% | 0% | 0% | 0% | 0% | 0% | 0% | N/A | N/A
| 632 | N/A | N/A | N/A | N/A | N/A | N/A | N/A | N/A | N/A | N/A | N/A | N/A | N/A | N/A | 0% | 0 | N/A | 0% | FALSE | 0 | 1 | N/A | N/A | N/A | N/A | N/A | FALSE | FALSE | TRUE | 0 | 0 | 0 | 0 | 0 | 0 | 0 | 0 | 0 | 0 | 0 | 0 | 0 | 0 | 0 | 0 | 0 | 0 | 0 | 0 | 0 | 0 | 0 | 0 | 0 | 0 | 0 | 0 | 0 | 0 | 0% | 0% | 0% | 0% | 0% | 0 | 0 | 0 | 0 | 0 | 0 | 0 | 0 | 0 | 0 | 0 | 0 | 0 | 0 | 0 | 0 | 0 | 0 | 0 | 0 | 0 | 0 | 0 | 0 | 0 | 0 | 0 | 0 | 0 | 0 | FALSE | 0% | 0% | 0% | 0% | 0% | 0% | FALSE | 0% | 0% | 0% | 0% | 0% | FALSE | 0% | 0% | 0% | 0% | 0% | 0% | 0% | 0% | N/A | N/A
| 633 | N/A | N/A | N/A | N/A | N/A | N/A | N/A | N/A | N/A | N/A | N/A | N/A | N/A | N/A | 0% | 0 | N/A | 0% | FALSE | 0 | 1 | N/A | N/A | N/A | N/A | N/A | FALSE | FALSE | TRUE | 0 | 0 | 0 | 0 | 0 | 0 | 0 | 0 | 0 | 0 | 0 | 0 | 0 | 0 | 0 | 0 | 0 | 0 | 0 | 0 | 0 | 0 | 0 | 0 | 0 | 0 | 0 | 0 | 0 | 0 | 0% | 0% | 0% | 0% | 0% | 0 | 0 | 0 | 0 | 0 | 0 | 0 | 0 | 0 | 0 | 0 | 0 | 0 | 0 | 0 | 0 | 0 | 0 | 0 | 0 | 0 | 0 | 0 | 0 | 0 | 0 | 0 | 0 | 0 | 0 | FALSE | 0% | 0% | 0% | 0% | 0% | 0% | FALSE | 0% | 0% | 0% | 0% | 0% | FALSE | 0% | 0% | 0% | 0% | 0% | 0% | 0% | 0% | N/A | N/A
| 634 | N/A | N/A | N/A | N/A | N/A | N/A | N/A | N/A | N/A | N/A | N/A | N/A | N/A | N/A | 0% | 0 | N/A | 0% | FALSE | 0 | 1 | N/A | N/A | N/A | N/A | N/A | FALSE | FALSE | TRUE | 0 | 0 | 0 | 0 | 0 | 0 | 0 | 0 | 0 | 0 | 0 | 0 | 0 | 0 | 0 | 0 | 0 | 0 | 0 | 0 | 0 | 0 | 0 | 0 | 0 | 0 | 0 | 0 | 0 | 0 | 0% | 0% | 0% | 0% | 0% | 0 | 0 | 0 | 0 | 0 | 0 | 0 | 0 | 0 | 0 | 0 | 0 | 0 | 0 | 0 | 0 | 0 | 0 | 0 | 0 | 0 | 0 | 0 | 0 | 0 | 0 | 0 | 0 | 0 | 0 | FALSE | 0% | 0% | 0% | 0% | 0% | 0% | FALSE | 0% | 0% | 0% | 0% | 0% | FALSE | 0% | 0% | 0% | 0% | 0% | 0% | 0% | 0% | N/A | N/A
| 635 | N/A | N/A | N/A | N/A | N/A | N/A | N/A | N/A | N/A | N/A | N/A | N/A | N/A | N/A | 0% | 0 | N/A | 0% | FALSE | 0 | 1 | N/A | N/A | N/A | N/A | N/A | FALSE | FALSE | TRUE | 0 | 0 | 0 | 0 | 0 | 0 | 0 | 0 | 0 | 0 | 0 | 0 | 0 | 0 | 0 | 0 | 0 | 0 | 0 | 0 | 0 | 0 | 0 | 0 | 0 | 0 | 0 | 0 | 0 | 0 | 0% | 0% | 0% | 0% | 0% | 0 | 0 | 0 | 0 | 0 | 0 | 0 | 0 | 0 | 0 | 0 | 0 | 0 | 0 | 0 | 0 | 0 | 0 | 0 | 0 | 0 | 0 | 0 | 0 | 0 | 0 | 0 | 0 | 0 | 0 | FALSE | 0% | 0% | 0% | 0% | 0% | 0% | FALSE | 0% | 0% | 0% | 0% | 0% | FALSE | 0% | 0% | 0% | 0% | 0% | 0% | 0% | 0% | N/A | N/A
| 636 | N/A | N/A | N/A | N/A | N/A | N/A | N/A | N/A | N/A | N/A | N/A | N/A | N/A | N/A | 0% | 0 | N/A | 0% | FALSE | 0 | 1 | N/A | N/A | N/A | N/A | N/A | FALSE | FALSE | TRUE | 0 | 0 | 0 | 0 | 0 | 0 | 0 | 0 | 0 | 0 | 0 | 0 | 0 | 0 | 0 | 0 | 0 | 0 | 0 | 0 | 0 | 0 | 0 | 0 | 0 | 0 | 0 | 0 | 0 | 0 | 0% | 0% | 0% | 0% | 0% | 0 | 0 | 0 | 0 | 0 | 0 | 0 | 0 | 0 | 0 | 0 | 0 | 0 | 0 | 0 | 0 | 0 | 0 | 0 | 0 | 0 | 0 | 0 | 0 | 0 | 0 | 0 | 0 | 0 | 0 | FALSE | 0% | 0% | 0% | 0% | 0% | 0% | FALSE | 0% | 0% | 0% | 0% | 0% | FALSE | 0% | 0% | 0% | 0% | 0% | 0% | 0% | 0% | N/A | N/A
| 637 | N/A | N/A | N/A | N/A | N/A | N/A | N/A | N/A | N/A | N/A | N/A | N/A | N/A | N/A | 0% | 0 | N/A | 0% | FALSE | 0 | 1 | N/A | N/A | N/A | N/A | N/A | FALSE | FALSE | TRUE | 0 | 0 | 0 | 0 | 0 | 0 | 0 | 0 | 0 | 0 | 0 | 0 | 0 | 0 | 0 | 0 | 0 | 0 | 0 | 0 | 0 | 0 | 0 | 0 | 0 | 0 | 0 | 0 | 0 | 0 | 0% | 0% | 0% | 0% | 0% | 0 | 0 | 0 | 0 | 0 | 0 | 0 | 0 | 0 | 0 | 0 | 0 | 0 | 0 | 0 | 0 | 0 | 0 | 0 | 0 | 0 | 0 | 0 | 0 | 0 | 0 | 0 | 0 | 0 | 0 | FALSE | 0% | 0% | 0% | 0% | 0% | 0% | FALSE | 0% | 0% | 0% | 0% | 0% | FALSE | 0% | 0% | 0% | 0% | 0% | 0% | 0% | 0% | N/A | N/A
| 638 | N/A | N/A | N/A | N/A | N/A | N/A | N/A | N/A | N/A | N/A | N/A | N/A | N/A | N/A | 0% | 0 | N/A | 0% | FALSE | 0 | 1 | N/A | N/A | N/A | N/A | N/A | FALSE | FALSE | TRUE | 0 | 0 | 0 | 0 | 0 | 0 | 0 | 0 | 0 | 0 | 0 | 0 | 0 | 0 | 0 | 0 | 0 | 0 | 0 | 0 | 0 | 0 | 0 | 0 | 0 | 0 | 0 | 0 | 0 | 0 | 0% | 0% | 0% | 0% | 0% | 0 | 0 | 0 | 0 | 0 | 0 | 0 | 0 | 0 | 0 | 0 | 0 | 0 | 0 | 0 | 0 | 0 | 0 | 0 | 0 | 0 | 0 | 0 | 0 | 0 | 0 | 0 | 0 | 0 | 0 | FALSE | 0% | 0% | 0% | 0% | 0% | 0% | FALSE | 0% | 0% | 0% | 0% | 0% | FALSE | 0% | 0% | 0% | 0% | 0% | 0% | 0% | 0% | N/A | N/A
| 639 | N/A | N/A | N/A | N/A | N/A | N/A | N/A | N/A | N/A | N/A | N/A | N/A | N/A | N/A | 0% | 0 | N/A | 0% | FALSE | 0 | 1 | N/A | N/A | N/A | N/A | N/A | FALSE | FALSE | TRUE | 0 | 0 | 0 | 0 | 0 | 0 | 0 | 0 | 0 | 0 | 0 | 0 | 0 | 0 | 0 | 0 | 0 | 0 | 0 | 0 | 0 | 0 | 0 | 0 | 0 | 0 | 0 | 0 | 0 | 0 | 0% | 0% | 0% | 0% | 0% | 0 | 0 | 0 | 0 | 0 | 0 | 0 | 0 | 0 | 0 | 0 | 0 | 0 | 0 | 0 | 0 | 0 | 0 | 0 | 0 | 0 | 0 | 0 | 0 | 0 | 0 | 0 | 0 | 0 | 0 | FALSE | 0% | 0% | 0% | 0% | 0% | 0% | FALSE | 0% | 0% | 0% | 0% | 0% | FALSE | 0% | 0% | 0% | 0% | 0% | 0% | 0% | 0% | N/A | N/A
| 640 | N/A | N/A | N/A | N/A | N/A | N/A | N/A | N/A | N/A | N/A | N/A | N/A | N/A | N/A | 0% | 0 | N/A | 0% | FALSE | 0 | 1 | N/A | N/A | N/A | N/A | N/A | FALSE | FALSE | TRUE | 0 | 0 | 0 | 0 | 0 | 0 | 0 | 0 | 0 | 0 | 0 | 0 | 0 | 0 | 0 | 0 | 0 | 0 | 0 | 0 | 0 | 0 | 0 | 0 | 0 | 0 | 0 | 0 | 0 | 0 | 0% | 0% | 0% | 0% | 0% | 0 | 0 | 0 | 0 | 0 | 0 | 0 | 0 | 0 | 0 | 0 | 0 | 0 | 0 | 0 | 0 | 0 | 0 | 0 | 0 | 0 | 0 | 0 | 0 | 0 | 0 | 0 | 0 | 0 | 0 | FALSE | 0% | 0% | 0% | 0% | 0% | 0% | FALSE | 0% | 0% | 0% | 0% | 0% | FALSE | 0% | 0% | 0% | 0% | 0% | 0% | 0% | 0% | N/A | N/A
| 641 | N/A | N/A | N/A | N/A | N/A | N/A | N/A | N/A | N/A | N/A | N/A | N/A | N/A | N/A | 0% | 0 | N/A | 0% | FALSE | 0 | 1 | N/A | N/A | N/A | N/A | N/A | FALSE | FALSE | TRUE | 0 | 0 | 0 | 0 | 0 | 0 | 0 | 0 | 0 | 0 | 0 | 0 | 0 | 0 | 0 | 0 | 0 | 0 | 0 | 0 | 0 | 0 | 0 | 0 | 0 | 0 | 0 | 0 | 0 | 0 | 0% | 0% | 0% | 0% | 0% | 0 | 0 | 0 | 0 | 0 | 0 | 0 | 0 | 0 | 0 | 0 | 0 | 0 | 0 | 0 | 0 | 0 | 0 | 0 | 0 | 0 | 0 | 0 | 0 | 0 | 0 | 0 | 0 | 0 | 0 | FALSE | 0% | 0% | 0% | 0% | 0% | 0% | FALSE | 0% | 0% | 0% | 0% | 0% | FALSE | 0% | 0% | 0% | 0% | 0% | 0% | 0% | 0% | N/A | N/A
| 642 | N/A | N/A | N/A | N/A | N/A | N/A | N/A | N/A | N/A | N/A | N/A | N/A | N/A | N/A | 0% | 0 | N/A | 0% | FALSE | 0 | 1 | N/A | N/A | N/A | N/A | N/A | FALSE | FALSE | TRUE | 0 | 0 | 0 | 0 | 0 | 0 | 0 | 0 | 0 | 0 | 0 | 0 | 0 | 0 | 0 | 0 | 0 | 0 | 0 | 0 | 0 | 0 | 0 | 0 | 0 | 0 | 0 | 0 | 0 | 0 | 0% | 0% | 0% | 0% | 0% | 0 | 0 | 0 | 0 | 0 | 0 | 0 | 0 | 0 | 0 | 0 | 0 | 0 | 0 | 0 | 0 | 0 | 0 | 0 | 0 | 0 | 0 | 0 | 0 | 0 | 0 | 0 | 0 | 0 | 0 | FALSE | 0% | 0% | 0% | 0% | 0% | 0% | FALSE | 0% | 0% | 0% | 0% | 0% | FALSE | 0% | 0% | 0% | 0% | 0% | 0% | 0% | 0% | N/A | N/A
| 643 | N/A | N/A | N/A | N/A | N/A | N/A | N/A | N/A | N/A | N/A | N/A | N/A | N/A | N/A | 0% | 0 | N/A | 0% | FALSE | 0 | 1 | N/A | N/A | N/A | N/A | N/A | FALSE | FALSE | TRUE | 0 | 0 | 0 | 0 | 0 | 0 | 0 | 0 | 0 | 0 | 0 | 0 | 0 | 0 | 0 | 0 | 0 | 0 | 0 | 0 | 0 | 0 | 0 | 0 | 0 | 0 | 0 | 0 | 0 | 0 | 0% | 0% | 0% | 0% | 0% | 0 | 0 | 0 | 0 | 0 | 0 | 0 | 0 | 0 | 0 | 0 | 0 | 0 | 0 | 0 | 0 | 0 | 0 | 0 | 0 | 0 | 0 | 0 | 0 | 0 | 0 | 0 | 0 | 0 | 0 | FALSE | 0% | 0% | 0% | 0% | 0% | 0% | FALSE | 0% | 0% | 0% | 0% | 0% | FALSE | 0% | 0% | 0% | 0% | 0% | 0% | 0% | 0% | N/A | N/A
| 644 | N/A | N/A | N/A | N/A | N/A | N/A | N/A | N/A | N/A | N/A | N/A | N/A | N/A | N/A | 0% | 0 | N/A | 0% | FALSE | 0 | 1 | N/A | N/A | N/A | N/A | N/A | FALSE | FALSE | TRUE | 0 | 0 | 0 | 0 | 0 | 0 | 0 | 0 | 0 | 0 | 0 | 0 | 0 | 0 | 0 | 0 | 0 | 0 | 0 | 0 | 0 | 0 | 0 | 0 | 0 | 0 | 0 | 0 | 0 | 0 | 0% | 0% | 0% | 0% | 0% | 0 | 0 | 0 | 0 | 0 | 0 | 0 | 0 | 0 | 0 | 0 | 0 | 0 | 0 | 0 | 0 | 0 | 0 | 0 | 0 | 0 | 0 | 0 | 0 | 0 | 0 | 0 | 0 | 0 | 0 | FALSE | 0% | 0% | 0% | 0% | 0% | 0% | FALSE | 0% | 0% | 0% | 0% | 0% | FALSE | 0% | 0% | 0% | 0% | 0% | 0% | 0% | 0% | N/A | N/A
| 645 | N/A | N/A | N/A | N/A | N/A | N/A | N/A | N/A | N/A | N/A | N/A | N/A | N/A | N/A | 0% | 0 | N/A | 0% | FALSE | 0 | 1 | N/A | N/A | N/A | N/A | N/A | FALSE | FALSE | TRUE | 0 | 0 | 0 | 0 | 0 | 0 | 0 | 0 | 0 | 0 | 0 | 0 | 0 | 0 | 0 | 0 | 0 | 0 | 0 | 0 | 0 | 0 | 0 | 0 | 0 | 0 | 0 | 0 | 0 | 0 | 0% | 0% | 0% | 0% | 0% | 0 | 0 | 0 | 0 | 0 | 0 | 0 | 0 | 0 | 0 | 0 | 0 | 0 | 0 | 0 | 0 | 0 | 0 | 0 | 0 | 0 | 0 | 0 | 0 | 0 | 0 | 0 | 0 | 0 | 0 | FALSE | 0% | 0% | 0% | 0% | 0% | 0% | FALSE | 0% | 0% | 0% | 0% | 0% | FALSE | 0% | 0% | 0% | 0% | 0% | 0% | 0% | 0% | N/A | N/A
| 646 | N/A | N/A | N/A | N/A | N/A | N/A | N/A | N/A | N/A | N/A | N/A | N/A | N/A | N/A | 0% | 0 | N/A | 0% | FALSE | 0 | 1 | N/A | N/A | N/A | N/A | N/A | FALSE | FALSE | TRUE | 0 | 0 | 0 | 0 | 0 | 0 | 0 | 0 | 0 | 0 | 0 | 0 | 0 | 0 | 0 | 0 | 0 | 0 | 0 | 0 | 0 | 0 | 0 | 0 | 0 | 0 | 0 | 0 | 0 | 0 | 0% | 0% | 0% | 0% | 0% | 0 | 0 | 0 | 0 | 0 | 0 | 0 | 0 | 0 | 0 | 0 | 0 | 0 | 0 | 0 | 0 | 0 | 0 | 0 | 0 | 0 | 0 | 0 | 0 | 0 | 0 | 0 | 0 | 0 | 0 | FALSE | 0% | 0% | 0% | 0% | 0% | 0% | FALSE | 0% | 0% | 0% | 0% | 0% | FALSE | 0% | 0% | 0% | 0% | 0% | 0% | 0% | 0% | N/A | N/A
| 647 | N/A | N/A | N/A | N/A | N/A | N/A | N/A | N/A | N/A | N/A | N/A | N/A | N/A | N/A | 0% | 0 | N/A | 0% | FALSE | 0 | 1 | N/A | N/A | N/A | N/A | N/A | FALSE | FALSE | TRUE | 0 | 0 | 0 | 0 | 0 | 0 | 0 | 0 | 0 | 0 | 0 | 0 | 0 | 0 | 0 | 0 | 0 | 0 | 0 | 0 | 0 | 0 | 0 | 0 | 0 | 0 | 0 | 0 | 0 | 0 | 0% | 0% | 0% | 0% | 0% | 0 | 0 | 0 | 0 | 0 | 0 | 0 | 0 | 0 | 0 | 0 | 0 | 0 | 0 | 0 | 0 | 0 | 0 | 0 | 0 | 0 | 0 | 0 | 0 | 0 | 0 | 0 | 0 | 0 | 0 | FALSE | 0% | 0% | 0% | 0% | 0% | 0% | FALSE | 0% | 0% | 0% | 0% | 0% | FALSE | 0% | 0% | 0% | 0% | 0% | 0% | 0% | 0% | N/A | N/A
| 648 | N/A | N/A | N/A | N/A | N/A | N/A | N/A | N/A | N/A | N/A | N/A | N/A | N/A | N/A | 0% | 0 | N/A | 0% | FALSE | 0 | 1 | N/A | N/A | N/A | N/A | N/A | FALSE | FALSE | TRUE | 0 | 0 | 0 | 0 | 0 | 0 | 0 | 0 | 0 | 0 | 0 | 0 | 0 | 0 | 0 | 0 | 0 | 0 | 0 | 0 | 0 | 0 | 0 | 0 | 0 | 0 | 0 | 0 | 0 | 0 | 0% | 0% | 0% | 0% | 0% | 0 | 0 | 0 | 0 | 0 | 0 | 0 | 0 | 0 | 0 | 0 | 0 | 0 | 0 | 0 | 0 | 0 | 0 | 0 | 0 | 0 | 0 | 0 | 0 | 0 | 0 | 0 | 0 | 0 | 0 | FALSE | 0% | 0% | 0% | 0% | 0% | 0% | FALSE | 0% | 0% | 0% | 0% | 0% | FALSE | 0% | 0% | 0% | 0% | 0% | 0% | 0% | 0% | N/A | N/A
| 649 | N/A | N/A | N/A | N/A | N/A | N/A | N/A | N/A | N/A | N/A | N/A | N/A | N/A | N/A | 0% | 0 | N/A | 0% | FALSE | 0 | 1 | N/A | N/A | N/A | N/A | N/A | FALSE | FALSE | TRUE | 0 | 0 | 0 | 0 | 0 | 0 | 0 | 0 | 0 | 0 | 0 | 0 | 0 | 0 | 0 | 0 | 0 | 0 | 0 | 0 | 0 | 0 | 0 | 0 | 0 | 0 | 0 | 0 | 0 | 0 | 0% | 0% | 0% | 0% | 0% | 0 | 0 | 0 | 0 | 0 | 0 | 0 | 0 | 0 | 0 | 0 | 0 | 0 | 0 | 0 | 0 | 0 | 0 | 0 | 0 | 0 | 0 | 0 | 0 | 0 | 0 | 0 | 0 | 0 | 0 | FALSE | 0% | 0% | 0% | 0% | 0% | 0% | FALSE | 0% | 0% | 0% | 0% | 0% | FALSE | 0% | 0% | 0% | 0% | 0% | 0% | 0% | 0% | N/A | N/A
| 650 | N/A | N/A | N/A | N/A | N/A | N/A | N/A | N/A | N/A | N/A | N/A | N/A | N/A | N/A | 0% | 0 | N/A | 0% | FALSE | 0 | 1 | N/A | N/A | N/A | N/A | N/A | FALSE | FALSE | TRUE | 0 | 0 | 0 | 0 | 0 | 0 | 0 | 0 | 0 | 0 | 0 | 0 | 0 | 0 | 0 | 0 | 0 | 0 | 0 | 0 | 0 | 0 | 0 | 0 | 0 | 0 | 0 | 0 | 0 | 0 | 0% | 0% | 0% | 0% | 0% | 0 | 0 | 0 | 0 | 0 | 0 | 0 | 0 | 0 | 0 | 0 | 0 | 0 | 0 | 0 | 0 | 0 | 0 | 0 | 0 | 0 | 0 | 0 | 0 | 0 | 0 | 0 | 0 | 0 | 0 | FALSE | 0% | 0% | 0% | 0% | 0% | 0% | FALSE | 0% | 0% | 0% | 0% | 0% | FALSE | 0% | 0% | 0% | 0% | 0% | 0% | 0% | 0% | N/A | N/A
| 651 | N/A | N/A | N/A | N/A | N/A | N/A | N/A | N/A | N/A | N/A | N/A | N/A | N/A | N/A | 0% | 0 | N/A | 0% | FALSE | 0 | 1 | N/A | N/A | N/A | N/A | N/A | FALSE | FALSE | TRUE | 0 | 0 | 0 | 0 | 0 | 0 | 0 | 0 | 0 | 0 | 0 | 0 | 0 | 0 | 0 | 0 | 0 | 0 | 0 | 0 | 0 | 0 | 0 | 0 | 0 | 0 | 0 | 0 | 0 | 0 | 0% | 0% | 0% | 0% | 0% | 0 | 0 | 0 | 0 | 0 | 0 | 0 | 0 | 0 | 0 | 0 | 0 | 0 | 0 | 0 | 0 | 0 | 0 | 0 | 0 | 0 | 0 | 0 | 0 | 0 | 0 | 0 | 0 | 0 | 0 | FALSE | 0% | 0% | 0% | 0% | 0% | 0% | FALSE | 0% | 0% | 0% | 0% | 0% | FALSE | 0% | 0% | 0% | 0% | 0% | 0% | 0% | 0% | N/A | N/A
| 652 | N/A | N/A | N/A | N/A | N/A | N/A | N/A | N/A | N/A | N/A | N/A | N/A | N/A | N/A | 0% | 0 | N/A | 0% | FALSE | 0 | 1 | N/A | N/A | N/A | N/A | N/A | FALSE | FALSE | TRUE | 0 | 0 | 0 | 0 | 0 | 0 | 0 | 0 | 0 | 0 | 0 | 0 | 0 | 0 | 0 | 0 | 0 | 0 | 0 | 0 | 0 | 0 | 0 | 0 | 0 | 0 | 0 | 0 | 0 | 0 | 0% | 0% | 0% | 0% | 0% | 0 | 0 | 0 | 0 | 0 | 0 | 0 | 0 | 0 | 0 | 0 | 0 | 0 | 0 | 0 | 0 | 0 | 0 | 0 | 0 | 0 | 0 | 0 | 0 | 0 | 0 | 0 | 0 | 0 | 0 | FALSE | 0% | 0% | 0% | 0% | 0% | 0% | FALSE | 0% | 0% | 0% | 0% | 0% | FALSE | 0% | 0% | 0% | 0% | 0% | 0% | 0% | 0% | N/A | N/A
| 653 | N/A | N/A | N/A | N/A | N/A | N/A | N/A | N/A | N/A | N/A | N/A | N/A | N/A | N/A | 0% | 0 | N/A | 0% | FALSE | 0 | 1 | N/A | N/A | N/A | N/A | N/A | FALSE | FALSE | TRUE | 0 | 0 | 0 | 0 | 0 | 0 | 0 | 0 | 0 | 0 | 0 | 0 | 0 | 0 | 0 | 0 | 0 | 0 | 0 | 0 | 0 | 0 | 0 | 0 | 0 | 0 | 0 | 0 | 0 | 0 | 0% | 0% | 0% | 0% | 0% | 0 | 0 | 0 | 0 | 0 | 0 | 0 | 0 | 0 | 0 | 0 | 0 | 0 | 0 | 0 | 0 | 0 | 0 | 0 | 0 | 0 | 0 | 0 | 0 | 0 | 0 | 0 | 0 | 0 | 0 | FALSE | 0% | 0% | 0% | 0% | 0% | 0% | FALSE | 0% | 0% | 0% | 0% | 0% | FALSE | 0% | 0% | 0% | 0% | 0% | 0% | 0% | 0% | N/A | N/A
| 654 | N/A | N/A | N/A | N/A | N/A | N/A | N/A | N/A | N/A | N/A | N/A | N/A | N/A | N/A | 0% | 0 | N/A | 0% | FALSE | 0 | 1 | N/A | N/A | N/A | N/A | N/A | FALSE | FALSE | TRUE | 0 | 0 | 0 | 0 | 0 | 0 | 0 | 0 | 0 | 0 | 0 | 0 | 0 | 0 | 0 | 0 | 0 | 0 | 0 | 0 | 0 | 0 | 0 | 0 | 0 | 0 | 0 | 0 | 0 | 0 | 0% | 0% | 0% | 0% | 0% | 0 | 0 | 0 | 0 | 0 | 0 | 0 | 0 | 0 | 0 | 0 | 0 | 0 | 0 | 0 | 0 | 0 | 0 | 0 | 0 | 0 | 0 | 0 | 0 | 0 | 0 | 0 | 0 | 0 | 0 | FALSE | 0% | 0% | 0% | 0% | 0% | 0% | FALSE | 0% | 0% | 0% | 0% | 0% | FALSE | 0% | 0% | 0% | 0% | 0% | 0% | 0% | 0% | N/A | N/A
| 655 | N/A | N/A | N/A | N/A | N/A | N/A | N/A | N/A | N/A | N/A | N/A | N/A | N/A | N/A | 0% | 0 | N/A | 0% | FALSE | 0 | 1 | N/A | N/A | N/A | N/A | N/A | FALSE | FALSE | TRUE | 0 | 0 | 0 | 0 | 0 | 0 | 0 | 0 | 0 | 0 | 0 | 0 | 0 | 0 | 0 | 0 | 0 | 0 | 0 | 0 | 0 | 0 | 0 | 0 | 0 | 0 | 0 | 0 | 0 | 0 | 0% | 0% | 0% | 0% | 0% | 0 | 0 | 0 | 0 | 0 | 0 | 0 | 0 | 0 | 0 | 0 | 0 | 0 | 0 | 0 | 0 | 0 | 0 | 0 | 0 | 0 | 0 | 0 | 0 | 0 | 0 | 0 | 0 | 0 | 0 | FALSE | 0% | 0% | 0% | 0% | 0% | 0% | FALSE | 0% | 0% | 0% | 0% | 0% | FALSE | 0% | 0% | 0% | 0% | 0% | 0% | 0% | 0% | N/A | N/A
| 656 | N/A | N/A | N/A | N/A | N/A | N/A | N/A | N/A | N/A | N/A | N/A | N/A | N/A | N/A | 0% | 0 | N/A | 0% | FALSE | 0 | 1 | N/A | N/A | N/A | N/A | N/A | FALSE | FALSE | TRUE | 0 | 0 | 0 | 0 | 0 | 0 | 0 | 0 | 0 | 0 | 0 | 0 | 0 | 0 | 0 | 0 | 0 | 0 | 0 | 0 | 0 | 0 | 0 | 0 | 0 | 0 | 0 | 0 | 0 | 0 | 0% | 0% | 0% | 0% | 0% | 0 | 0 | 0 | 0 | 0 | 0 | 0 | 0 | 0 | 0 | 0 | 0 | 0 | 0 | 0 | 0 | 0 | 0 | 0 | 0 | 0 | 0 | 0 | 0 | 0 | 0 | 0 | 0 | 0 | 0 | FALSE | 0% | 0% | 0% | 0% | 0% | 0% | FALSE | 0% | 0% | 0% | 0% | 0% | FALSE | 0% | 0% | 0% | 0% | 0% | 0% | 0% | 0% | N/A | N/A
| 657 | N/A | N/A | N/A | N/A | N/A | N/A | N/A | N/A | N/A | N/A | N/A | N/A | N/A | N/A | 0% | 0 | N/A | 0% | FALSE | 0 | 1 | N/A | N/A | N/A | N/A | N/A | FALSE | FALSE | TRUE | 0 | 0 | 0 | 0 | 0 | 0 | 0 | 0 | 0 | 0 | 0 | 0 | 0 | 0 | 0 | 0 | 0 | 0 | 0 | 0 | 0 | 0 | 0 | 0 | 0 | 0 | 0 | 0 | 0 | 0 | 0% | 0% | 0% | 0% | 0% | 0 | 0 | 0 | 0 | 0 | 0 | 0 | 0 | 0 | 0 | 0 | 0 | 0 | 0 | 0 | 0 | 0 | 0 | 0 | 0 | 0 | 0 | 0 | 0 | 0 | 0 | 0 | 0 | 0 | 0 | FALSE | 0% | 0% | 0% | 0% | 0% | 0% | FALSE | 0% | 0% | 0% | 0% | 0% | FALSE | 0% | 0% | 0% | 0% | 0% | 0% | 0% | 0% | N/A | N/A
| 658 | N/A | N/A | N/A | N/A | N/A | N/A | N/A | N/A | N/A | N/A | N/A | N/A | N/A | N/A | 0% | 0 | N/A | 0% | FALSE | 0 | 1 | N/A | N/A | N/A | N/A | N/A | FALSE | FALSE | TRUE | 0 | 0 | 0 | 0 | 0 | 0 | 0 | 0 | 0 | 0 | 0 | 0 | 0 | 0 | 0 | 0 | 0 | 0 | 0 | 0 | 0 | 0 | 0 | 0 | 0 | 0 | 0 | 0 | 0 | 0 | 0% | 0% | 0% | 0% | 0% | 0 | 0 | 0 | 0 | 0 | 0 | 0 | 0 | 0 | 0 | 0 | 0 | 0 | 0 | 0 | 0 | 0 | 0 | 0 | 0 | 0 | 0 | 0 | 0 | 0 | 0 | 0 | 0 | 0 | 0 | FALSE | 0% | 0% | 0% | 0% | 0% | 0% | FALSE | 0% | 0% | 0% | 0% | 0% | FALSE | 0% | 0% | 0% | 0% | 0% | 0% | 0% | 0% | N/A | N/A
| 659 | N/A | N/A | N/A | N/A | N/A | N/A | N/A | N/A | N/A | N/A | N/A | N/A | N/A | N/A | 0% | 0 | N/A | 0% | FALSE | 0 | 1 | N/A | N/A | N/A | N/A | N/A | FALSE | FALSE | TRUE | 0 | 0 | 0 | 0 | 0 | 0 | 0 | 0 | 0 | 0 | 0 | 0 | 0 | 0 | 0 | 0 | 0 | 0 | 0 | 0 | 0 | 0 | 0 | 0 | 0 | 0 | 0 | 0 | 0 | 0 | 0% | 0% | 0% | 0% | 0% | 0 | 0 | 0 | 0 | 0 | 0 | 0 | 0 | 0 | 0 | 0 | 0 | 0 | 0 | 0 | 0 | 0 | 0 | 0 | 0 | 0 | 0 | 0 | 0 | 0 | 0 | 0 | 0 | 0 | 0 | FALSE | 0% | 0% | 0% | 0% | 0% | 0% | FALSE | 0% | 0% | 0% | 0% | 0% | FALSE | 0% | 0% | 0% | 0% | 0% | 0% | 0% | 0% | N/A | N/A
| 660 | N/A | N/A | N/A | N/A | N/A | N/A | N/A | N/A | N/A | N/A | N/A | N/A | N/A | N/A | 0% | 0 | N/A | 0% | FALSE | 0 | 1 | N/A | N/A | N/A | N/A | N/A | FALSE | FALSE | TRUE | 0 | 0 | 0 | 0 | 0 | 0 | 0 | 0 | 0 | 0 | 0 | 0 | 0 | 0 | 0 | 0 | 0 | 0 | 0 | 0 | 0 | 0 | 0 | 0 | 0 | 0 | 0 | 0 | 0 | 0 | 0% | 0% | 0% | 0% | 0% | 0 | 0 | 0 | 0 | 0 | 0 | 0 | 0 | 0 | 0 | 0 | 0 | 0 | 0 | 0 | 0 | 0 | 0 | 0 | 0 | 0 | 0 | 0 | 0 | 0 | 0 | 0 | 0 | 0 | 0 | FALSE | 0% | 0% | 0% | 0% | 0% | 0% | FALSE | 0% | 0% | 0% | 0% | 0% | FALSE | 0% | 0% | 0% | 0% | 0% | 0% | 0% | 0% | N/A | N/A
| 661 | N/A | N/A | N/A | N/A | N/A | N/A | N/A | N/A | N/A | N/A | N/A | N/A | N/A | N/A | 0% | 0 | N/A | 0% | FALSE | 0 | 1 | N/A | N/A | N/A | N/A | N/A | FALSE | FALSE | TRUE | 0 | 0 | 0 | 0 | 0 | 0 | 0 | 0 | 0 | 0 | 0 | 0 | 0 | 0 | 0 | 0 | 0 | 0 | 0 | 0 | 0 | 0 | 0 | 0 | 0 | 0 | 0 | 0 | 0 | 0 | 0% | 0% | 0% | 0% | 0% | 0 | 0 | 0 | 0 | 0 | 0 | 0 | 0 | 0 | 0 | 0 | 0 | 0 | 0 | 0 | 0 | 0 | 0 | 0 | 0 | 0 | 0 | 0 | 0 | 0 | 0 | 0 | 0 | 0 | 0 | FALSE | 0% | 0% | 0% | 0% | 0% | 0% | FALSE | 0% | 0% | 0% | 0% | 0% | FALSE | 0% | 0% | 0% | 0% | 0% | 0% | 0% | 0% | N/A | N/A
| 662 | N/A | N/A | N/A | N/A | N/A | N/A | N/A | N/A | N/A | N/A | N/A | N/A | N/A | N/A | 0% | 0 | N/A | 0% | FALSE | 0 | 1 | N/A | N/A | N/A | N/A | N/A | FALSE | FALSE | TRUE | 0 | 0 | 0 | 0 | 0 | 0 | 0 | 0 | 0 | 0 | 0 | 0 | 0 | 0 | 0 | 0 | 0 | 0 | 0 | 0 | 0 | 0 | 0 | 0 | 0 | 0 | 0 | 0 | 0 | 0 | 0% | 0% | 0% | 0% | 0% | 0 | 0 | 0 | 0 | 0 | 0 | 0 | 0 | 0 | 0 | 0 | 0 | 0 | 0 | 0 | 0 | 0 | 0 | 0 | 0 | 0 | 0 | 0 | 0 | 0 | 0 | 0 | 0 | 0 | 0 | FALSE | 0% | 0% | 0% | 0% | 0% | 0% | FALSE | 0% | 0% | 0% | 0% | 0% | FALSE | 0% | 0% | 0% | 0% | 0% | 0% | 0% | 0% | N/A | N/A
| 663 | N/A | N/A | N/A | N/A | N/A | N/A | N/A | N/A | N/A | N/A | N/A | N/A | N/A | N/A | 0% | 0 | N/A | 0% | FALSE | 0 | 1 | N/A | N/A | N/A | N/A | N/A | FALSE | FALSE | TRUE | 0 | 0 | 0 | 0 | 0 | 0 | 0 | 0 | 0 | 0 | 0 | 0 | 0 | 0 | 0 | 0 | 0 | 0 | 0 | 0 | 0 | 0 | 0 | 0 | 0 | 0 | 0 | 0 | 0 | 0 | 0% | 0% | 0% | 0% | 0% | 0 | 0 | 0 | 0 | 0 | 0 | 0 | 0 | 0 | 0 | 0 | 0 | 0 | 0 | 0 | 0 | 0 | 0 | 0 | 0 | 0 | 0 | 0 | 0 | 0 | 0 | 0 | 0 | 0 | 0 | FALSE | 0% | 0% | 0% | 0% | 0% | 0% | FALSE | 0% | 0% | 0% | 0% | 0% | FALSE | 0% | 0% | 0% | 0% | 0% | 0% | 0% | 0% | N/A | N/A
| 664 | N/A | N/A | N/A | N/A | N/A | N/A | N/A | N/A | N/A | N/A | N/A | N/A | N/A | N/A | 0% | 0 | N/A | 0% | FALSE | 0 | 1 | N/A | N/A | N/A | N/A | N/A | FALSE | FALSE | TRUE | 0 | 0 | 0 | 0 | 0 | 0 | 0 | 0 | 0 | 0 | 0 | 0 | 0 | 0 | 0 | 0 | 0 | 0 | 0 | 0 | 0 | 0 | 0 | 0 | 0 | 0 | 0 | 0 | 0 | 0 | 0% | 0% | 0% | 0% | 0% | 0 | 0 | 0 | 0 | 0 | 0 | 0 | 0 | 0 | 0 | 0 | 0 | 0 | 0 | 0 | 0 | 0 | 0 | 0 | 0 | 0 | 0 | 0 | 0 | 0 | 0 | 0 | 0 | 0 | 0 | FALSE | 0% | 0% | 0% | 0% | 0% | 0% | FALSE | 0% | 0% | 0% | 0% | 0% | FALSE | 0% | 0% | 0% | 0% | 0% | 0% | 0% | 0% | N/A | N/A
| 665 | N/A | N/A | N/A | N/A | N/A | N/A | N/A | N/A | N/A | N/A | N/A | N/A | N/A | N/A | 0% | 0 | N/A | 0% | FALSE | 0 | 1 | N/A | N/A | N/A | N/A | N/A | FALSE | FALSE | TRUE | 0 | 0 | 0 | 0 | 0 | 0 | 0 | 0 | 0 | 0 | 0 | 0 | 0 | 0 | 0 | 0 | 0 | 0 | 0 | 0 | 0 | 0 | 0 | 0 | 0 | 0 | 0 | 0 | 0 | 0 | 0% | 0% | 0% | 0% | 0% | 0 | 0 | 0 | 0 | 0 | 0 | 0 | 0 | 0 | 0 | 0 | 0 | 0 | 0 | 0 | 0 | 0 | 0 | 0 | 0 | 0 | 0 | 0 | 0 | 0 | 0 | 0 | 0 | 0 | 0 | FALSE | 0% | 0% | 0% | 0% | 0% | 0% | FALSE | 0% | 0% | 0% | 0% | 0% | FALSE | 0% | 0% | 0% | 0% | 0% | 0% | 0% | 0% | N/A | N/A
| 666 | N/A | N/A | N/A | N/A | N/A | N/A | N/A | N/A | N/A | N/A | N/A | N/A | N/A | N/A | 0% | 0 | N/A | 0% | FALSE | 0 | 1 | N/A | N/A | N/A | N/A | N/A | FALSE | FALSE | TRUE | 0 | 0 | 0 | 0 | 0 | 0 | 0 | 0 | 0 | 0 | 0 | 0 | 0 | 0 | 0 | 0 | 0 | 0 | 0 | 0 | 0 | 0 | 0 | 0 | 0 | 0 | 0 | 0 | 0 | 0 | 0% | 0% | 0% | 0% | 0% | 0 | 0 | 0 | 0 | 0 | 0 | 0 | 0 | 0 | 0 | 0 | 0 | 0 | 0 | 0 | 0 | 0 | 0 | 0 | 0 | 0 | 0 | 0 | 0 | 0 | 0 | 0 | 0 | 0 | 0 | FALSE | 0% | 0% | 0% | 0% | 0% | 0% | FALSE | 0% | 0% | 0% | 0% | 0% | FALSE | 0% | 0% | 0% | 0% | 0% | 0% | 0% | 0% | N/A | N/A
| 667 | N/A | N/A | N/A | N/A | N/A | N/A | N/A | N/A | N/A | N/A | N/A | N/A | N/A | N/A | 0% | 0 | N/A | 0% | FALSE | 0 | 1 | N/A | N/A | N/A | N/A | N/A | FALSE | FALSE | TRUE | 0 | 0 | 0 | 0 | 0 | 0 | 0 | 0 | 0 | 0 | 0 | 0 | 0 | 0 | 0 | 0 | 0 | 0 | 0 | 0 | 0 | 0 | 0 | 0 | 0 | 0 | 0 | 0 | 0 | 0 | 0% | 0% | 0% | 0% | 0% | 0 | 0 | 0 | 0 | 0 | 0 | 0 | 0 | 0 | 0 | 0 | 0 | 0 | 0 | 0 | 0 | 0 | 0 | 0 | 0 | 0 | 0 | 0 | 0 | 0 | 0 | 0 | 0 | 0 | 0 | FALSE | 0% | 0% | 0% | 0% | 0% | 0% | FALSE | 0% | 0% | 0% | 0% | 0% | FALSE | 0% | 0% | 0% | 0% | 0% | 0% | 0% | 0% | N/A | N/A
| 668 | N/A | N/A | N/A | N/A | N/A | N/A | N/A | N/A | N/A | N/A | N/A | N/A | N/A | N/A | 0% | 0 | N/A | 0% | FALSE | 0 | 1 | N/A | N/A | N/A | N/A | N/A | FALSE | FALSE | TRUE | 0 | 0 | 0 | 0 | 0 | 0 | 0 | 0 | 0 | 0 | 0 | 0 | 0 | 0 | 0 | 0 | 0 | 0 | 0 | 0 | 0 | 0 | 0 | 0 | 0 | 0 | 0 | 0 | 0 | 0 | 0% | 0% | 0% | 0% | 0% | 0 | 0 | 0 | 0 | 0 | 0 | 0 | 0 | 0 | 0 | 0 | 0 | 0 | 0 | 0 | 0 | 0 | 0 | 0 | 0 | 0 | 0 | 0 | 0 | 0 | 0 | 0 | 0 | 0 | 0 | FALSE | 0% | 0% | 0% | 0% | 0% | 0% | FALSE | 0% | 0% | 0% | 0% | 0% | FALSE | 0% | 0% | 0% | 0% | 0% | 0% | 0% | 0% | N/A | N/A
| 669 | N/A | N/A | N/A | N/A | N/A | N/A | N/A | N/A | N/A | N/A | N/A | N/A | N/A | N/A | 0% | 0 | N/A | 0% | FALSE | 0 | 1 | N/A | N/A | N/A | N/A | N/A | FALSE | FALSE | TRUE | 0 | 0 | 0 | 0 | 0 | 0 | 0 | 0 | 0 | 0 | 0 | 0 | 0 | 0 | 0 | 0 | 0 | 0 | 0 | 0 | 0 | 0 | 0 | 0 | 0 | 0 | 0 | 0 | 0 | 0 | 0% | 0% | 0% | 0% | 0% | 0 | 0 | 0 | 0 | 0 | 0 | 0 | 0 | 0 | 0 | 0 | 0 | 0 | 0 | 0 | 0 | 0 | 0 | 0 | 0 | 0 | 0 | 0 | 0 | 0 | 0 | 0 | 0 | 0 | 0 | FALSE | 0% | 0% | 0% | 0% | 0% | 0% | FALSE | 0% | 0% | 0% | 0% | 0% | FALSE | 0% | 0% | 0% | 0% | 0% | 0% | 0% | 0% | N/A | N/A
| 670 | N/A | N/A | N/A | N/A | N/A | N/A | N/A | N/A | N/A | N/A | N/A | N/A | N/A | N/A | 0% | 0 | N/A | 0% | FALSE | 0 | 1 | N/A | N/A | N/A | N/A | N/A | FALSE | FALSE | TRUE | 0 | 0 | 0 | 0 | 0 | 0 | 0 | 0 | 0 | 0 | 0 | 0 | 0 | 0 | 0 | 0 | 0 | 0 | 0 | 0 | 0 | 0 | 0 | 0 | 0 | 0 | 0 | 0 | 0 | 0 | 0% | 0% | 0% | 0% | 0% | 0 | 0 | 0 | 0 | 0 | 0 | 0 | 0 | 0 | 0 | 0 | 0 | 0 | 0 | 0 | 0 | 0 | 0 | 0 | 0 | 0 | 0 | 0 | 0 | 0 | 0 | 0 | 0 | 0 | 0 | FALSE | 0% | 0% | 0% | 0% | 0% | 0% | FALSE | 0% | 0% | 0% | 0% | 0% | FALSE | 0% | 0% | 0% | 0% | 0% | 0% | 0% | 0% | N/A | N/A
| 671 | N/A | N/A | N/A | N/A | N/A | N/A | N/A | N/A | N/A | N/A | N/A | N/A | N/A | N/A | 0% | 0 | N/A | 0% | FALSE | 0 | 1 | N/A | N/A | N/A | N/A | N/A | FALSE | FALSE | TRUE | 0 | 0 | 0 | 0 | 0 | 0 | 0 | 0 | 0 | 0 | 0 | 0 | 0 | 0 | 0 | 0 | 0 | 0 | 0 | 0 | 0 | 0 | 0 | 0 | 0 | 0 | 0 | 0 | 0 | 0 | 0% | 0% | 0% | 0% | 0% | 0 | 0 | 0 | 0 | 0 | 0 | 0 | 0 | 0 | 0 | 0 | 0 | 0 | 0 | 0 | 0 | 0 | 0 | 0 | 0 | 0 | 0 | 0 | 0 | 0 | 0 | 0 | 0 | 0 | 0 | FALSE | 0% | 0% | 0% | 0% | 0% | 0% | FALSE | 0% | 0% | 0% | 0% | 0% | FALSE | 0% | 0% | 0% | 0% | 0% | 0% | 0% | 0% | N/A | N/A
| 672 | N/A | N/A | N/A | N/A | N/A | N/A | N/A | N/A | N/A | N/A | N/A | N/A | N/A | N/A | 0% | 0 | N/A | 0% | FALSE | 0 | 1 | N/A | N/A | N/A | N/A | N/A | FALSE | FALSE | TRUE | 0 | 0 | 0 | 0 | 0 | 0 | 0 | 0 | 0 | 0 | 0 | 0 | 0 | 0 | 0 | 0 | 0 | 0 | 0 | 0 | 0 | 0 | 0 | 0 | 0 | 0 | 0 | 0 | 0 | 0 | 0% | 0% | 0% | 0% | 0% | 0 | 0 | 0 | 0 | 0 | 0 | 0 | 0 | 0 | 0 | 0 | 0 | 0 | 0 | 0 | 0 | 0 | 0 | 0 | 0 | 0 | 0 | 0 | 0 | 0 | 0 | 0 | 0 | 0 | 0 | FALSE | 0% | 0% | 0% | 0% | 0% | 0% | FALSE | 0% | 0% | 0% | 0% | 0% | FALSE | 0% | 0% | 0% | 0% | 0% | 0% | 0% | 0% | N/A | N/A
| 673 | N/A | N/A | N/A | N/A | N/A | N/A | N/A | N/A | N/A | N/A | N/A | N/A | N/A | N/A | 0% | 0 | N/A | 0% | FALSE | 0 | 1 | N/A | N/A | N/A | N/A | N/A | FALSE | FALSE | TRUE | 0 | 0 | 0 | 0 | 0 | 0 | 0 | 0 | 0 | 0 | 0 | 0 | 0 | 0 | 0 | 0 | 0 | 0 | 0 | 0 | 0 | 0 | 0 | 0 | 0 | 0 | 0 | 0 | 0 | 0 | 0% | 0% | 0% | 0% | 0% | 0 | 0 | 0 | 0 | 0 | 0 | 0 | 0 | 0 | 0 | 0 | 0 | 0 | 0 | 0 | 0 | 0 | 0 | 0 | 0 | 0 | 0 | 0 | 0 | 0 | 0 | 0 | 0 | 0 | 0 | FALSE | 0% | 0% | 0% | 0% | 0% | 0% | FALSE | 0% | 0% | 0% | 0% | 0% | FALSE | 0% | 0% | 0% | 0% | 0% | 0% | 0% | 0% | N/A | N/A
| 674 | N/A | N/A | N/A | N/A | N/A | N/A | N/A | N/A | N/A | N/A | N/A | N/A | N/A | N/A | 0% | 0 | N/A | 0% | FALSE | 0 | 1 | N/A | N/A | N/A | N/A | N/A | FALSE | FALSE | TRUE | 0 | 0 | 0 | 0 | 0 | 0 | 0 | 0 | 0 | 0 | 0 | 0 | 0 | 0 | 0 | 0 | 0 | 0 | 0 | 0 | 0 | 0 | 0 | 0 | 0 | 0 | 0 | 0 | 0 | 0 | 0% | 0% | 0% | 0% | 0% | 0 | 0 | 0 | 0 | 0 | 0 | 0 | 0 | 0 | 0 | 0 | 0 | 0 | 0 | 0 | 0 | 0 | 0 | 0 | 0 | 0 | 0 | 0 | 0 | 0 | 0 | 0 | 0 | 0 | 0 | FALSE | 0% | 0% | 0% | 0% | 0% | 0% | FALSE | 0% | 0% | 0% | 0% | 0% | FALSE | 0% | 0% | 0% | 0% | 0% | 0% | 0% | 0% | N/A | N/A
| 675 | N/A | N/A | N/A | N/A | N/A | N/A | N/A | N/A | N/A | N/A | N/A | N/A | N/A | N/A | 0% | 0 | N/A | 0% | FALSE | 0 | 1 | N/A | N/A | N/A | N/A | N/A | FALSE | FALSE | TRUE | 0 | 0 | 0 | 0 | 0 | 0 | 0 | 0 | 0 | 0 | 0 | 0 | 0 | 0 | 0 | 0 | 0 | 0 | 0 | 0 | 0 | 0 | 0 | 0 | 0 | 0 | 0 | 0 | 0 | 0 | 0% | 0% | 0% | 0% | 0% | 0 | 0 | 0 | 0 | 0 | 0 | 0 | 0 | 0 | 0 | 0 | 0 | 0 | 0 | 0 | 0 | 0 | 0 | 0 | 0 | 0 | 0 | 0 | 0 | 0 | 0 | 0 | 0 | 0 | 0 | FALSE | 0% | 0% | 0% | 0% | 0% | 0% | FALSE | 0% | 0% | 0% | 0% | 0% | FALSE | 0% | 0% | 0% | 0% | 0% | 0% | 0% | 0% | N/A | N/A
| 676 | N/A | N/A | N/A | N/A | N/A | N/A | N/A | N/A | N/A | N/A | N/A | N/A | N/A | N/A | 0% | 0 | N/A | 0% | FALSE | 0 | 1 | N/A | N/A | N/A | N/A | N/A | FALSE | FALSE | TRUE | 0 | 0 | 0 | 0 | 0 | 0 | 0 | 0 | 0 | 0 | 0 | 0 | 0 | 0 | 0 | 0 | 0 | 0 | 0 | 0 | 0 | 0 | 0 | 0 | 0 | 0 | 0 | 0 | 0 | 0 | 0% | 0% | 0% | 0% | 0% | 0 | 0 | 0 | 0 | 0 | 0 | 0 | 0 | 0 | 0 | 0 | 0 | 0 | 0 | 0 | 0 | 0 | 0 | 0 | 0 | 0 | 0 | 0 | 0 | 0 | 0 | 0 | 0 | 0 | 0 | FALSE | 0% | 0% | 0% | 0% | 0% | 0% | FALSE | 0% | 0% | 0% | 0% | 0% | FALSE | 0% | 0% | 0% | 0% | 0% | 0% | 0% | 0% | N/A | N/A
| 677 | N/A | N/A | N/A | N/A | N/A | N/A | N/A | N/A | N/A | N/A | N/A | N/A | N/A | N/A | 0% | 0 | N/A | 0% | FALSE | 0 | 1 | N/A | N/A | N/A | N/A | N/A | FALSE | FALSE | TRUE | 0 | 0 | 0 | 0 | 0 | 0 | 0 | 0 | 0 | 0 | 0 | 0 | 0 | 0 | 0 | 0 | 0 | 0 | 0 | 0 | 0 | 0 | 0 | 0 | 0 | 0 | 0 | 0 | 0 | 0 | 0% | 0% | 0% | 0% | 0% | 0 | 0 | 0 | 0 | 0 | 0 | 0 | 0 | 0 | 0 | 0 | 0 | 0 | 0 | 0 | 0 | 0 | 0 | 0 | 0 | 0 | 0 | 0 | 0 | 0 | 0 | 0 | 0 | 0 | 0 | FALSE | 0% | 0% | 0% | 0% | 0% | 0% | FALSE | 0% | 0% | 0% | 0% | 0% | FALSE | 0% | 0% | 0% | 0% | 0% | 0% | 0% | 0% | N/A | N/A
| 678 | N/A | N/A | N/A | N/A | N/A | N/A | N/A | N/A | N/A | N/A | N/A | N/A | N/A | N/A | 0% | 0 | N/A | 0% | FALSE | 0 | 1 | N/A | N/A | N/A | N/A | N/A | FALSE | FALSE | TRUE | 0 | 0 | 0 | 0 | 0 | 0 | 0 | 0 | 0 | 0 | 0 | 0 | 0 | 0 | 0 | 0 | 0 | 0 | 0 | 0 | 0 | 0 | 0 | 0 | 0 | 0 | 0 | 0 | 0 | 0 | 0% | 0% | 0% | 0% | 0% | 0 | 0 | 0 | 0 | 0 | 0 | 0 | 0 | 0 | 0 | 0 | 0 | 0 | 0 | 0 | 0 | 0 | 0 | 0 | 0 | 0 | 0 | 0 | 0 | 0 | 0 | 0 | 0 | 0 | 0 | FALSE | 0% | 0% | 0% | 0% | 0% | 0% | FALSE | 0% | 0% | 0% | 0% | 0% | FALSE | 0% | 0% | 0% | 0% | 0% | 0% | 0% | 0% | N/A | N/A
| 679 | N/A | N/A | N/A | N/A | N/A | N/A | N/A | N/A | N/A | N/A | N/A | N/A | N/A | N/A | 0% | 0 | N/A | 0% | FALSE | 0 | 1 | N/A | N/A | N/A | N/A | N/A | FALSE | FALSE | TRUE | 0 | 0 | 0 | 0 | 0 | 0 | 0 | 0 | 0 | 0 | 0 | 0 | 0 | 0 | 0 | 0 | 0 | 0 | 0 | 0 | 0 | 0 | 0 | 0 | 0 | 0 | 0 | 0 | 0 | 0 | 0% | 0% | 0% | 0% | 0% | 0 | 0 | 0 | 0 | 0 | 0 | 0 | 0 | 0 | 0 | 0 | 0 | 0 | 0 | 0 | 0 | 0 | 0 | 0 | 0 | 0 | 0 | 0 | 0 | 0 | 0 | 0 | 0 | 0 | 0 | FALSE | 0% | 0% | 0% | 0% | 0% | 0% | FALSE | 0% | 0% | 0% | 0% | 0% | FALSE | 0% | 0% | 0% | 0% | 0% | 0% | 0% | 0% | N/A | N/A
| 680 | N/A | N/A | N/A | N/A | N/A | N/A | N/A | N/A | N/A | N/A | N/A | N/A | N/A | N/A | 0% | 0 | N/A | 0% | FALSE | 0 | 1 | N/A | N/A | N/A | N/A | N/A | FALSE | FALSE | TRUE | 0 | 0 | 0 | 0 | 0 | 0 | 0 | 0 | 0 | 0 | 0 | 0 | 0 | 0 | 0 | 0 | 0 | 0 | 0 | 0 | 0 | 0 | 0 | 0 | 0 | 0 | 0 | 0 | 0 | 0 | 0% | 0% | 0% | 0% | 0% | 0 | 0 | 0 | 0 | 0 | 0 | 0 | 0 | 0 | 0 | 0 | 0 | 0 | 0 | 0 | 0 | 0 | 0 | 0 | 0 | 0 | 0 | 0 | 0 | 0 | 0 | 0 | 0 | 0 | 0 | FALSE | 0% | 0% | 0% | 0% | 0% | 0% | FALSE | 0% | 0% | 0% | 0% | 0% | FALSE | 0% | 0% | 0% | 0% | 0% | 0% | 0% | 0% | N/A | N/A
| 681 | N/A | N/A | N/A | N/A | N/A | N/A | N/A | N/A | N/A | N/A | N/A | N/A | N/A | N/A | 0% | 0 | N/A | 0% | FALSE | 0 | 1 | N/A | N/A | N/A | N/A | N/A | FALSE | FALSE | TRUE | 0 | 0 | 0 | 0 | 0 | 0 | 0 | 0 | 0 | 0 | 0 | 0 | 0 | 0 | 0 | 0 | 0 | 0 | 0 | 0 | 0 | 0 | 0 | 0 | 0 | 0 | 0 | 0 | 0 | 0 | 0% | 0% | 0% | 0% | 0% | 0 | 0 | 0 | 0 | 0 | 0 | 0 | 0 | 0 | 0 | 0 | 0 | 0 | 0 | 0 | 0 | 0 | 0 | 0 | 0 | 0 | 0 | 0 | 0 | 0 | 0 | 0 | 0 | 0 | 0 | FALSE | 0% | 0% | 0% | 0% | 0% | 0% | FALSE | 0% | 0% | 0% | 0% | 0% | FALSE | 0% | 0% | 0% | 0% | 0% | 0% | 0% | 0% | N/A | N/A
| 682 | N/A | N/A | N/A | N/A | N/A | N/A | N/A | N/A | N/A | N/A | N/A | N/A | N/A | N/A | 0% | 0 | N/A | 0% | FALSE | 0 | 1 | N/A | N/A | N/A | N/A | N/A | FALSE | FALSE | TRUE | 0 | 0 | 0 | 0 | 0 | 0 | 0 | 0 | 0 | 0 | 0 | 0 | 0 | 0 | 0 | 0 | 0 | 0 | 0 | 0 | 0 | 0 | 0 | 0 | 0 | 0 | 0 | 0 | 0 | 0 | 0% | 0% | 0% | 0% | 0% | 0 | 0 | 0 | 0 | 0 | 0 | 0 | 0 | 0 | 0 | 0 | 0 | 0 | 0 | 0 | 0 | 0 | 0 | 0 | 0 | 0 | 0 | 0 | 0 | 0 | 0 | 0 | 0 | 0 | 0 | FALSE | 0% | 0% | 0% | 0% | 0% | 0% | FALSE | 0% | 0% | 0% | 0% | 0% | FALSE | 0% | 0% | 0% | 0% | 0% | 0% | 0% | 0% | N/A | N/A
| 683 | N/A | N/A | N/A | N/A | N/A | N/A | N/A | N/A | N/A | N/A | N/A | N/A | N/A | N/A | 0% | 0 | N/A | 0% | FALSE | 0 | 1 | N/A | N/A | N/A | N/A | N/A | FALSE | FALSE | TRUE | 0 | 0 | 0 | 0 | 0 | 0 | 0 | 0 | 0 | 0 | 0 | 0 | 0 | 0 | 0 | 0 | 0 | 0 | 0 | 0 | 0 | 0 | 0 | 0 | 0 | 0 | 0 | 0 | 0 | 0 | 0% | 0% | 0% | 0% | 0% | 0 | 0 | 0 | 0 | 0 | 0 | 0 | 0 | 0 | 0 | 0 | 0 | 0 | 0 | 0 | 0 | 0 | 0 | 0 | 0 | 0 | 0 | 0 | 0 | 0 | 0 | 0 | 0 | 0 | 0 | FALSE | 0% | 0% | 0% | 0% | 0% | 0% | FALSE | 0% | 0% | 0% | 0% | 0% | FALSE | 0% | 0% | 0% | 0% | 0% | 0% | 0% | 0% | N/A | N/A
| 684 | N/A | N/A | N/A | N/A | N/A | N/A | N/A | N/A | N/A | N/A | N/A | N/A | N/A | N/A | 0% | 0 | N/A | 0% | FALSE | 0 | 1 | N/A | N/A | N/A | N/A | N/A | FALSE | FALSE | TRUE | 0 | 0 | 0 | 0 | 0 | 0 | 0 | 0 | 0 | 0 | 0 | 0 | 0 | 0 | 0 | 0 | 0 | 0 | 0 | 0 | 0 | 0 | 0 | 0 | 0 | 0 | 0 | 0 | 0 | 0 | 0% | 0% | 0% | 0% | 0% | 0 | 0 | 0 | 0 | 0 | 0 | 0 | 0 | 0 | 0 | 0 | 0 | 0 | 0 | 0 | 0 | 0 | 0 | 0 | 0 | 0 | 0 | 0 | 0 | 0 | 0 | 0 | 0 | 0 | 0 | FALSE | 0% | 0% | 0% | 0% | 0% | 0% | FALSE | 0% | 0% | 0% | 0% | 0% | FALSE | 0% | 0% | 0% | 0% | 0% | 0% | 0% | 0% | N/A | N/A
| 685 | N/A | N/A | N/A | N/A | N/A | N/A | N/A | N/A | N/A | N/A | N/A | N/A | N/A | N/A | 0% | 0 | N/A | 0% | FALSE | 0 | 1 | N/A | N/A | N/A | N/A | N/A | FALSE | FALSE | TRUE | 0 | 0 | 0 | 0 | 0 | 0 | 0 | 0 | 0 | 0 | 0 | 0 | 0 | 0 | 0 | 0 | 0 | 0 | 0 | 0 | 0 | 0 | 0 | 0 | 0 | 0 | 0 | 0 | 0 | 0 | 0% | 0% | 0% | 0% | 0% | 0 | 0 | 0 | 0 | 0 | 0 | 0 | 0 | 0 | 0 | 0 | 0 | 0 | 0 | 0 | 0 | 0 | 0 | 0 | 0 | 0 | 0 | 0 | 0 | 0 | 0 | 0 | 0 | 0 | 0 | FALSE | 0% | 0% | 0% | 0% | 0% | 0% | FALSE | 0% | 0% | 0% | 0% | 0% | FALSE | 0% | 0% | 0% | 0% | 0% | 0% | 0% | 0% | N/A | N/A
| 686 | N/A | N/A | N/A | N/A | N/A | N/A | N/A | N/A | N/A | N/A | N/A | N/A | N/A | N/A | 0% | 0 | N/A | 0% | FALSE | 0 | 1 | N/A | N/A | N/A | N/A | N/A | FALSE | FALSE | TRUE | 0 | 0 | 0 | 0 | 0 | 0 | 0 | 0 | 0 | 0 | 0 | 0 | 0 | 0 | 0 | 0 | 0 | 0 | 0 | 0 | 0 | 0 | 0 | 0 | 0 | 0 | 0 | 0 | 0 | 0 | 0% | 0% | 0% | 0% | 0% | 0 | 0 | 0 | 0 | 0 | 0 | 0 | 0 | 0 | 0 | 0 | 0 | 0 | 0 | 0 | 0 | 0 | 0 | 0 | 0 | 0 | 0 | 0 | 0 | 0 | 0 | 0 | 0 | 0 | 0 | FALSE | 0% | 0% | 0% | 0% | 0% | 0% | FALSE | 0% | 0% | 0% | 0% | 0% | FALSE | 0% | 0% | 0% | 0% | 0% | 0% | 0% | 0% | N/A | N/A
| 687 | N/A | N/A | N/A | N/A | N/A | N/A | N/A | N/A | N/A | N/A | N/A | N/A | N/A | N/A | 0% | 0 | N/A | 0% | FALSE | 0 | 1 | N/A | N/A | N/A | N/A | N/A | FALSE | FALSE | TRUE | 0 | 0 | 0 | 0 | 0 | 0 | 0 | 0 | 0 | 0 | 0 | 0 | 0 | 0 | 0 | 0 | 0 | 0 | 0 | 0 | 0 | 0 | 0 | 0 | 0 | 0 | 0 | 0 | 0 | 0 | 0% | 0% | 0% | 0% | 0% | 0 | 0 | 0 | 0 | 0 | 0 | 0 | 0 | 0 | 0 | 0 | 0 | 0 | 0 | 0 | 0 | 0 | 0 | 0 | 0 | 0 | 0 | 0 | 0 | 0 | 0 | 0 | 0 | 0 | 0 | FALSE | 0% | 0% | 0% | 0% | 0% | 0% | FALSE | 0% | 0% | 0% | 0% | 0% | FALSE | 0% | 0% | 0% | 0% | 0% | 0% | 0% | 0% | N/A | N/A
| 688 | N/A | N/A | N/A | N/A | N/A | N/A | N/A | N/A | N/A | N/A | N/A | N/A | N/A | N/A | 0% | 0 | N/A | 0% | FALSE | 0 | 1 | N/A | N/A | N/A | N/A | N/A | FALSE | FALSE | TRUE | 0 | 0 | 0 | 0 | 0 | 0 | 0 | 0 | 0 | 0 | 0 | 0 | 0 | 0 | 0 | 0 | 0 | 0 | 0 | 0 | 0 | 0 | 0 | 0 | 0 | 0 | 0 | 0 | 0 | 0 | 0% | 0% | 0% | 0% | 0% | 0 | 0 | 0 | 0 | 0 | 0 | 0 | 0 | 0 | 0 | 0 | 0 | 0 | 0 | 0 | 0 | 0 | 0 | 0 | 0 | 0 | 0 | 0 | 0 | 0 | 0 | 0 | 0 | 0 | 0 | FALSE | 0% | 0% | 0% | 0% | 0% | 0% | FALSE | 0% | 0% | 0% | 0% | 0% | FALSE | 0% | 0% | 0% | 0% | 0% | 0% | 0% | 0% | N/A | N/A
| 689 | N/A | N/A | N/A | N/A | N/A | N/A | N/A | N/A | N/A | N/A | N/A | N/A | N/A | N/A | 0% | 0 | N/A | 0% | FALSE | 0 | 1 | N/A | N/A | N/A | N/A | N/A | FALSE | FALSE | TRUE | 0 | 0 | 0 | 0 | 0 | 0 | 0 | 0 | 0 | 0 | 0 | 0 | 0 | 0 | 0 | 0 | 0 | 0 | 0 | 0 | 0 | 0 | 0 | 0 | 0 | 0 | 0 | 0 | 0 | 0 | 0% | 0% | 0% | 0% | 0% | 0 | 0 | 0 | 0 | 0 | 0 | 0 | 0 | 0 | 0 | 0 | 0 | 0 | 0 | 0 | 0 | 0 | 0 | 0 | 0 | 0 | 0 | 0 | 0 | 0 | 0 | 0 | 0 | 0 | 0 | FALSE | 0% | 0% | 0% | 0% | 0% | 0% | FALSE | 0% | 0% | 0% | 0% | 0% | FALSE | 0% | 0% | 0% | 0% | 0% | 0% | 0% | 0% | N/A | N/A
| 690 | N/A | N/A | N/A | N/A | N/A | N/A | N/A | N/A | N/A | N/A | N/A | N/A | N/A | N/A | 0% | 0 | N/A | 0% | FALSE | 0 | 1 | N/A | N/A | N/A | N/A | N/A | FALSE | FALSE | TRUE | 0 | 0 | 0 | 0 | 0 | 0 | 0 | 0 | 0 | 0 | 0 | 0 | 0 | 0 | 0 | 0 | 0 | 0 | 0 | 0 | 0 | 0 | 0 | 0 | 0 | 0 | 0 | 0 | 0 | 0 | 0% | 0% | 0% | 0% | 0% | 0 | 0 | 0 | 0 | 0 | 0 | 0 | 0 | 0 | 0 | 0 | 0 | 0 | 0 | 0 | 0 | 0 | 0 | 0 | 0 | 0 | 0 | 0 | 0 | 0 | 0 | 0 | 0 | 0 | 0 | FALSE | 0% | 0% | 0% | 0% | 0% | 0% | FALSE | 0% | 0% | 0% | 0% | 0% | FALSE | 0% | 0% | 0% | 0% | 0% | 0% | 0% | 0% | N/A | N/A
| 691 | N/A | N/A | N/A | N/A | N/A | N/A | N/A | N/A | N/A | N/A | N/A | N/A | N/A | N/A | 0% | 0 | N/A | 0% | FALSE | 0 | 1 | N/A | N/A | N/A | N/A | N/A | FALSE | FALSE | TRUE | 0 | 0 | 0 | 0 | 0 | 0 | 0 | 0 | 0 | 0 | 0 | 0 | 0 | 0 | 0 | 0 | 0 | 0 | 0 | 0 | 0 | 0 | 0 | 0 | 0 | 0 | 0 | 0 | 0 | 0 | 0% | 0% | 0% | 0% | 0% | 0 | 0 | 0 | 0 | 0 | 0 | 0 | 0 | 0 | 0 | 0 | 0 | 0 | 0 | 0 | 0 | 0 | 0 | 0 | 0 | 0 | 0 | 0 | 0 | 0 | 0 | 0 | 0 | 0 | 0 | FALSE | 0% | 0% | 0% | 0% | 0% | 0% | FALSE | 0% | 0% | 0% | 0% | 0% | FALSE | 0% | 0% | 0% | 0% | 0% | 0% | 0% | 0% | N/A | N/A
| 692 | N/A | N/A | N/A | N/A | N/A | N/A | N/A | N/A | N/A | N/A | N/A | N/A | N/A | N/A | 0% | 0 | N/A | 0% | FALSE | 0 | 1 | N/A | N/A | N/A | N/A | N/A | FALSE | FALSE | TRUE | 0 | 0 | 0 | 0 | 0 | 0 | 0 | 0 | 0 | 0 | 0 | 0 | 0 | 0 | 0 | 0 | 0 | 0 | 0 | 0 | 0 | 0 | 0 | 0 | 0 | 0 | 0 | 0 | 0 | 0 | 0% | 0% | 0% | 0% | 0% | 0 | 0 | 0 | 0 | 0 | 0 | 0 | 0 | 0 | 0 | 0 | 0 | 0 | 0 | 0 | 0 | 0 | 0 | 0 | 0 | 0 | 0 | 0 | 0 | 0 | 0 | 0 | 0 | 0 | 0 | FALSE | 0% | 0% | 0% | 0% | 0% | 0% | FALSE | 0% | 0% | 0% | 0% | 0% | FALSE | 0% | 0% | 0% | 0% | 0% | 0% | 0% | 0% | N/A | N/A
| 693 | N/A | N/A | N/A | N/A | N/A | N/A | N/A | N/A | N/A | N/A | N/A | N/A | N/A | N/A | 0% | 0 | N/A | 0% | FALSE | 0 | 1 | N/A | N/A | N/A | N/A | N/A | FALSE | FALSE | TRUE | 0 | 0 | 0 | 0 | 0 | 0 | 0 | 0 | 0 | 0 | 0 | 0 | 0 | 0 | 0 | 0 | 0 | 0 | 0 | 0 | 0 | 0 | 0 | 0 | 0 | 0 | 0 | 0 | 0 | 0 | 0% | 0% | 0% | 0% | 0% | 0 | 0 | 0 | 0 | 0 | 0 | 0 | 0 | 0 | 0 | 0 | 0 | 0 | 0 | 0 | 0 | 0 | 0 | 0 | 0 | 0 | 0 | 0 | 0 | 0 | 0 | 0 | 0 | 0 | 0 | FALSE | 0% | 0% | 0% | 0% | 0% | 0% | FALSE | 0% | 0% | 0% | 0% | 0% | FALSE | 0% | 0% | 0% | 0% | 0% | 0% | 0% | 0% | N/A | N/A
| 694 | N/A | N/A | N/A | N/A | N/A | N/A | N/A | N/A | N/A | N/A | N/A | N/A | N/A | N/A | 0% | 0 | N/A | 0% | FALSE | 0 | 1 | N/A | N/A | N/A | N/A | N/A | FALSE | FALSE | TRUE | 0 | 0 | 0 | 0 | 0 | 0 | 0 | 0 | 0 | 0 | 0 | 0 | 0 | 0 | 0 | 0 | 0 | 0 | 0 | 0 | 0 | 0 | 0 | 0 | 0 | 0 | 0 | 0 | 0 | 0 | 0% | 0% | 0% | 0% | 0% | 0 | 0 | 0 | 0 | 0 | 0 | 0 | 0 | 0 | 0 | 0 | 0 | 0 | 0 | 0 | 0 | 0 | 0 | 0 | 0 | 0 | 0 | 0 | 0 | 0 | 0 | 0 | 0 | 0 | 0 | FALSE | 0% | 0% | 0% | 0% | 0% | 0% | FALSE | 0% | 0% | 0% | 0% | 0% | FALSE | 0% | 0% | 0% | 0% | 0% | 0% | 0% | 0% | N/A | N/A
| 695 | N/A | N/A | N/A | N/A | N/A | N/A | N/A | N/A | N/A | N/A | N/A | N/A | N/A | N/A | 0% | 0 | N/A | 0% | FALSE | 0 | 1 | N/A | N/A | N/A | N/A | N/A | FALSE | FALSE | TRUE | 0 | 0 | 0 | 0 | 0 | 0 | 0 | 0 | 0 | 0 | 0 | 0 | 0 | 0 | 0 | 0 | 0 | 0 | 0 | 0 | 0 | 0 | 0 | 0 | 0 | 0 | 0 | 0 | 0 | 0 | 0% | 0% | 0% | 0% | 0% | 0 | 0 | 0 | 0 | 0 | 0 | 0 | 0 | 0 | 0 | 0 | 0 | 0 | 0 | 0 | 0 | 0 | 0 | 0 | 0 | 0 | 0 | 0 | 0 | 0 | 0 | 0 | 0 | 0 | 0 | FALSE | 0% | 0% | 0% | 0% | 0% | 0% | FALSE | 0% | 0% | 0% | 0% | 0% | FALSE | 0% | 0% | 0% | 0% | 0% | 0% | 0% | 0% | N/A | N/A
| 696 | N/A | N/A | N/A | N/A | N/A | N/A | N/A | N/A | N/A | N/A | N/A | N/A | N/A | N/A | 0% | 0 | N/A | 0% | FALSE | 0 | 1 | N/A | N/A | N/A | N/A | N/A | FALSE | FALSE | TRUE | 0 | 0 | 0 | 0 | 0 | 0 | 0 | 0 | 0 | 0 | 0 | 0 | 0 | 0 | 0 | 0 | 0 | 0 | 0 | 0 | 0 | 0 | 0 | 0 | 0 | 0 | 0 | 0 | 0 | 0 | 0% | 0% | 0% | 0% | 0% | 0 | 0 | 0 | 0 | 0 | 0 | 0 | 0 | 0 | 0 | 0 | 0 | 0 | 0 | 0 | 0 | 0 | 0 | 0 | 0 | 0 | 0 | 0 | 0 | 0 | 0 | 0 | 0 | 0 | 0 | FALSE | 0% | 0% | 0% | 0% | 0% | 0% | FALSE | 0% | 0% | 0% | 0% | 0% | FALSE | 0% | 0% | 0% | 0% | 0% | 0% | 0% | 0% | N/A | N/A
| 697 | N/A | N/A | N/A | N/A | N/A | N/A | N/A | N/A | N/A | N/A | N/A | N/A | N/A | N/A | 0% | 0 | N/A | 0% | FALSE | 0 | 1 | N/A | N/A | N/A | N/A | N/A | FALSE | FALSE | TRUE | 0 | 0 | 0 | 0 | 0 | 0 | 0 | 0 | 0 | 0 | 0 | 0 | 0 | 0 | 0 | 0 | 0 | 0 | 0 | 0 | 0 | 0 | 0 | 0 | 0 | 0 | 0 | 0 | 0 | 0 | 0% | 0% | 0% | 0% | 0% | 0 | 0 | 0 | 0 | 0 | 0 | 0 | 0 | 0 | 0 | 0 | 0 | 0 | 0 | 0 | 0 | 0 | 0 | 0 | 0 | 0 | 0 | 0 | 0 | 0 | 0 | 0 | 0 | 0 | 0 | FALSE | 0% | 0% | 0% | 0% | 0% | 0% | FALSE | 0% | 0% | 0% | 0% | 0% | FALSE | 0% | 0% | 0% | 0% | 0% | 0% | 0% | 0% | N/A | N/A
| 698 | N/A | N/A | N/A | N/A | N/A | N/A | N/A | N/A | N/A | N/A | N/A | N/A | N/A | N/A | 0% | 0 | N/A | 0% | FALSE | 0 | 1 | N/A | N/A | N/A | N/A | N/A | FALSE | FALSE | TRUE | 0 | 0 | 0 | 0 | 0 | 0 | 0 | 0 | 0 | 0 | 0 | 0 | 0 | 0 | 0 | 0 | 0 | 0 | 0 | 0 | 0 | 0 | 0 | 0 | 0 | 0 | 0 | 0 | 0 | 0 | 0% | 0% | 0% | 0% | 0% | 0 | 0 | 0 | 0 | 0 | 0 | 0 | 0 | 0 | 0 | 0 | 0 | 0 | 0 | 0 | 0 | 0 | 0 | 0 | 0 | 0 | 0 | 0 | 0 | 0 | 0 | 0 | 0 | 0 | 0 | FALSE | 0% | 0% | 0% | 0% | 0% | 0% | FALSE | 0% | 0% | 0% | 0% | 0% | FALSE | 0% | 0% | 0% | 0% | 0% | 0% | 0% | 0% | N/A | N/A
| 699 | N/A | N/A | N/A | N/A | N/A | N/A | N/A | N/A | N/A | N/A | N/A | N/A | N/A | N/A | 0% | 0 | N/A | 0% | FALSE | 0 | 1 | N/A | N/A | N/A | N/A | N/A | FALSE | FALSE | TRUE | 0 | 0 | 0 | 0 | 0 | 0 | 0 | 0 | 0 | 0 | 0 | 0 | 0 | 0 | 0 | 0 | 0 | 0 | 0 | 0 | 0 | 0 | 0 | 0 | 0 | 0 | 0 | 0 | 0 | 0 | 0% | 0% | 0% | 0% | 0% | 0 | 0 | 0 | 0 | 0 | 0 | 0 | 0 | 0 | 0 | 0 | 0 | 0 | 0 | 0 | 0 | 0 | 0 | 0 | 0 | 0 | 0 | 0 | 0 | 0 | 0 | 0 | 0 | 0 | 0 | FALSE | 0% | 0% | 0% | 0% | 0% | 0% | FALSE | 0% | 0% | 0% | 0% | 0% | FALSE | 0% | 0% | 0% | 0% | 0% | 0% | 0% | 0% | N/A | N/A
| 700 | N/A | N/A | N/A | N/A | N/A | N/A | N/A | N/A | N/A | N/A | N/A | N/A | N/A | N/A | 0% | 0 | N/A | 0% | FALSE | 0 | 1 | N/A | N/A | N/A | N/A | N/A | FALSE | FALSE | TRUE | 0 | 0 | 0 | 0 | 0 | 0 | 0 | 0 | 0 | 0 | 0 | 0 | 0 | 0 | 0 | 0 | 0 | 0 | 0 | 0 | 0 | 0 | 0 | 0 | 0 | 0 | 0 | 0 | 0 | 0 | 0% | 0% | 0% | 0% | 0% | 0 | 0 | 0 | 0 | 0 | 0 | 0 | 0 | 0 | 0 | 0 | 0 | 0 | 0 | 0 | 0 | 0 | 0 | 0 | 0 | 0 | 0 | 0 | 0 | 0 | 0 | 0 | 0 | 0 | 0 | FALSE | 0% | 0% | 0% | 0% | 0% | 0% | FALSE | 0% | 0% | 0% | 0% | 0% | FALSE | 0% | 0% | 0% | 0% | 0% | 0% | 0% | 0% | N/A | N/A
| 701 | N/A | N/A | N/A | N/A | N/A | N/A | N/A | N/A | N/A | N/A | N/A | N/A | N/A | N/A | 0% | 0 | N/A | 0% | FALSE | 0 | 1 | N/A | N/A | N/A | N/A | N/A | FALSE | FALSE | TRUE | 0 | 0 | 0 | 0 | 0 | 0 | 0 | 0 | 0 | 0 | 0 | 0 | 0 | 0 | 0 | 0 | 0 | 0 | 0 | 0 | 0 | 0 | 0 | 0 | 0 | 0 | 0 | 0 | 0 | 0 | 0% | 0% | 0% | 0% | 0% | 0 | 0 | 0 | 0 | 0 | 0 | 0 | 0 | 0 | 0 | 0 | 0 | 0 | 0 | 0 | 0 | 0 | 0 | 0 | 0 | 0 | 0 | 0 | 0 | 0 | 0 | 0 | 0 | 0 | 0 | FALSE | 0% | 0% | 0% | 0% | 0% | 0% | FALSE | 0% | 0% | 0% | 0% | 0% | FALSE | 0% | 0% | 0% | 0% | 0% | 0% | 0% | 0% | N/A | N/A
| 702 | N/A | N/A | N/A | N/A | N/A | N/A | N/A | N/A | N/A | N/A | N/A | N/A | N/A | N/A | 0% | 0 | N/A | 0% | FALSE | 0 | 1 | N/A | N/A | N/A | N/A | N/A | FALSE | FALSE | TRUE | 0 | 0 | 0 | 0 | 0 | 0 | 0 | 0 | 0 | 0 | 0 | 0 | 0 | 0 | 0 | 0 | 0 | 0 | 0 | 0 | 0 | 0 | 0 | 0 | 0 | 0 | 0 | 0 | 0 | 0 | 0% | 0% | 0% | 0% | 0% | 0 | 0 | 0 | 0 | 0 | 0 | 0 | 0 | 0 | 0 | 0 | 0 | 0 | 0 | 0 | 0 | 0 | 0 | 0 | 0 | 0 | 0 | 0 | 0 | 0 | 0 | 0 | 0 | 0 | 0 | FALSE | 0% | 0% | 0% | 0% | 0% | 0% | FALSE | 0% | 0% | 0% | 0% | 0% | FALSE | 0% | 0% | 0% | 0% | 0% | 0% | 0% | 0% | N/A | N/A
| 703 | N/A | N/A | N/A | N/A | N/A | N/A | N/A | N/A | N/A | N/A | N/A | N/A | N/A | N/A | 0% | 0 | N/A | 0% | FALSE | 0 | 1 | N/A | N/A | N/A | N/A | N/A | FALSE | FALSE | TRUE | 0 | 0 | 0 | 0 | 0 | 0 | 0 | 0 | 0 | 0 | 0 | 0 | 0 | 0 | 0 | 0 | 0 | 0 | 0 | 0 | 0 | 0 | 0 | 0 | 0 | 0 | 0 | 0 | 0 | 0 | 0% | 0% | 0% | 0% | 0% | 0 | 0 | 0 | 0 | 0 | 0 | 0 | 0 | 0 | 0 | 0 | 0 | 0 | 0 | 0 | 0 | 0 | 0 | 0 | 0 | 0 | 0 | 0 | 0 | 0 | 0 | 0 | 0 | 0 | 0 | FALSE | 0% | 0% | 0% | 0% | 0% | 0% | FALSE | 0% | 0% | 0% | 0% | 0% | FALSE | 0% | 0% | 0% | 0% | 0% | 0% | 0% | 0% | N/A | N/A
| 704 | N/A | N/A | N/A | N/A | N/A | N/A | N/A | N/A | N/A | N/A | N/A | N/A | N/A | N/A | 0% | 0 | N/A | 0% | FALSE | 0 | 1 | N/A | N/A | N/A | N/A | N/A | FALSE | FALSE | TRUE | 0 | 0 | 0 | 0 | 0 | 0 | 0 | 0 | 0 | 0 | 0 | 0 | 0 | 0 | 0 | 0 | 0 | 0 | 0 | 0 | 0 | 0 | 0 | 0 | 0 | 0 | 0 | 0 | 0 | 0 | 0% | 0% | 0% | 0% | 0% | 0 | 0 | 0 | 0 | 0 | 0 | 0 | 0 | 0 | 0 | 0 | 0 | 0 | 0 | 0 | 0 | 0 | 0 | 0 | 0 | 0 | 0 | 0 | 0 | 0 | 0 | 0 | 0 | 0 | 0 | FALSE | 0% | 0% | 0% | 0% | 0% | 0% | FALSE | 0% | 0% | 0% | 0% | 0% | FALSE | 0% | 0% | 0% | 0% | 0% | 0% | 0% | 0% | N/A | N/A
| 705 | N/A | N/A | N/A | N/A | N/A | N/A | N/A | N/A | N/A | N/A | N/A | N/A | N/A | N/A | 0% | 0 | N/A | 0% | FALSE | 0 | 1 | N/A | N/A | N/A | N/A | N/A | FALSE | FALSE | TRUE | 0 | 0 | 0 | 0 | 0 | 0 | 0 | 0 | 0 | 0 | 0 | 0 | 0 | 0 | 0 | 0 | 0 | 0 | 0 | 0 | 0 | 0 | 0 | 0 | 0 | 0 | 0 | 0 | 0 | 0 | 0% | 0% | 0% | 0% | 0% | 0 | 0 | 0 | 0 | 0 | 0 | 0 | 0 | 0 | 0 | 0 | 0 | 0 | 0 | 0 | 0 | 0 | 0 | 0 | 0 | 0 | 0 | 0 | 0 | 0 | 0 | 0 | 0 | 0 | 0 | FALSE | 0% | 0% | 0% | 0% | 0% | 0% | FALSE | 0% | 0% | 0% | 0% | 0% | FALSE | 0% | 0% | 0% | 0% | 0% | 0% | 0% | 0% | N/A | N/A
| 706 | N/A | N/A | N/A | N/A | N/A | N/A | N/A | N/A | N/A | N/A | N/A | N/A | N/A | N/A | 0% | 0 | N/A | 0% | FALSE | 0 | 1 | N/A | N/A | N/A | N/A | N/A | FALSE | FALSE | TRUE | 0 | 0 | 0 | 0 | 0 | 0 | 0 | 0 | 0 | 0 | 0 | 0 | 0 | 0 | 0 | 0 | 0 | 0 | 0 | 0 | 0 | 0 | 0 | 0 | 0 | 0 | 0 | 0 | 0 | 0 | 0% | 0% | 0% | 0% | 0% | 0 | 0 | 0 | 0 | 0 | 0 | 0 | 0 | 0 | 0 | 0 | 0 | 0 | 0 | 0 | 0 | 0 | 0 | 0 | 0 | 0 | 0 | 0 | 0 | 0 | 0 | 0 | 0 | 0 | 0 | FALSE | 0% | 0% | 0% | 0% | 0% | 0% | FALSE | 0% | 0% | 0% | 0% | 0% | FALSE | 0% | 0% | 0% | 0% | 0% | 0% | 0% | 0% | N/A | N/A
| 707 | N/A | N/A | N/A | N/A | N/A | N/A | N/A | N/A | N/A | N/A | N/A | N/A | N/A | N/A | 0% | 0 | N/A | 0% | FALSE | 0 | 1 | N/A | N/A | N/A | N/A | N/A | FALSE | FALSE | TRUE | 0 | 0 | 0 | 0 | 0 | 0 | 0 | 0 | 0 | 0 | 0 | 0 | 0 | 0 | 0 | 0 | 0 | 0 | 0 | 0 | 0 | 0 | 0 | 0 | 0 | 0 | 0 | 0 | 0 | 0 | 0% | 0% | 0% | 0% | 0% | 0 | 0 | 0 | 0 | 0 | 0 | 0 | 0 | 0 | 0 | 0 | 0 | 0 | 0 | 0 | 0 | 0 | 0 | 0 | 0 | 0 | 0 | 0 | 0 | 0 | 0 | 0 | 0 | 0 | 0 | FALSE | 0% | 0% | 0% | 0% | 0% | 0% | FALSE | 0% | 0% | 0% | 0% | 0% | FALSE | 0% | 0% | 0% | 0% | 0% | 0% | 0% | 0% | N/A | N/A
| 708 | N/A | N/A | N/A | N/A | N/A | N/A | N/A | N/A | N/A | N/A | N/A | N/A | N/A | N/A | 0% | 0 | N/A | 0% | FALSE | 0 | 1 | N/A | N/A | N/A | N/A | N/A | FALSE | FALSE | TRUE | 0 | 0 | 0 | 0 | 0 | 0 | 0 | 0 | 0 | 0 | 0 | 0 | 0 | 0 | 0 | 0 | 0 | 0 | 0 | 0 | 0 | 0 | 0 | 0 | 0 | 0 | 0 | 0 | 0 | 0 | 0% | 0% | 0% | 0% | 0% | 0 | 0 | 0 | 0 | 0 | 0 | 0 | 0 | 0 | 0 | 0 | 0 | 0 | 0 | 0 | 0 | 0 | 0 | 0 | 0 | 0 | 0 | 0 | 0 | 0 | 0 | 0 | 0 | 0 | 0 | FALSE | 0% | 0% | 0% | 0% | 0% | 0% | FALSE | 0% | 0% | 0% | 0% | 0% | FALSE | 0% | 0% | 0% | 0% | 0% | 0% | 0% | 0% | N/A | N/A
| 709 | N/A | N/A | N/A | N/A | N/A | N/A | N/A | N/A | N/A | N/A | N/A | N/A | N/A | N/A | 0% | 0 | N/A | 0% | FALSE | 0 | 1 | N/A | N/A | N/A | N/A | N/A | FALSE | FALSE | TRUE | 0 | 0 | 0 | 0 | 0 | 0 | 0 | 0 | 0 | 0 | 0 | 0 | 0 | 0 | 0 | 0 | 0 | 0 | 0 | 0 | 0 | 0 | 0 | 0 | 0 | 0 | 0 | 0 | 0 | 0 | 0% | 0% | 0% | 0% | 0% | 0 | 0 | 0 | 0 | 0 | 0 | 0 | 0 | 0 | 0 | 0 | 0 | 0 | 0 | 0 | 0 | 0 | 0 | 0 | 0 | 0 | 0 | 0 | 0 | 0 | 0 | 0 | 0 | 0 | 0 | FALSE | 0% | 0% | 0% | 0% | 0% | 0% | FALSE | 0% | 0% | 0% | 0% | 0% | FALSE | 0% | 0% | 0% | 0% | 0% | 0% | 0% | 0% | N/A | N/A
| 710 | N/A | N/A | N/A | N/A | N/A | N/A | N/A | N/A | N/A | N/A | N/A | N/A | N/A | N/A | 0% | 0 | N/A | 0% | FALSE | 0 | 1 | N/A | N/A | N/A | N/A | N/A | FALSE | FALSE | TRUE | 0 | 0 | 0 | 0 | 0 | 0 | 0 | 0 | 0 | 0 | 0 | 0 | 0 | 0 | 0 | 0 | 0 | 0 | 0 | 0 | 0 | 0 | 0 | 0 | 0 | 0 | 0 | 0 | 0 | 0 | 0% | 0% | 0% | 0% | 0% | 0 | 0 | 0 | 0 | 0 | 0 | 0 | 0 | 0 | 0 | 0 | 0 | 0 | 0 | 0 | 0 | 0 | 0 | 0 | 0 | 0 | 0 | 0 | 0 | 0 | 0 | 0 | 0 | 0 | 0 | FALSE | 0% | 0% | 0% | 0% | 0% | 0% | FALSE | 0% | 0% | 0% | 0% | 0% | FALSE | 0% | 0% | 0% | 0% | 0% | 0% | 0% | 0% | N/A | N/A
| 711 | N/A | N/A | N/A | N/A | N/A | N/A | N/A | N/A | N/A | N/A | N/A | N/A | N/A | N/A | 0% | 0 | N/A | 0% | FALSE | 0 | 1 | N/A | N/A | N/A | N/A | N/A | FALSE | FALSE | TRUE | 0 | 0 | 0 | 0 | 0 | 0 | 0 | 0 | 0 | 0 | 0 | 0 | 0 | 0 | 0 | 0 | 0 | 0 | 0 | 0 | 0 | 0 | 0 | 0 | 0 | 0 | 0 | 0 | 0 | 0 | 0% | 0% | 0% | 0% | 0% | 0 | 0 | 0 | 0 | 0 | 0 | 0 | 0 | 0 | 0 | 0 | 0 | 0 | 0 | 0 | 0 | 0 | 0 | 0 | 0 | 0 | 0 | 0 | 0 | 0 | 0 | 0 | 0 | 0 | 0 | FALSE | 0% | 0% | 0% | 0% | 0% | 0% | FALSE | 0% | 0% | 0% | 0% | 0% | FALSE | 0% | 0% | 0% | 0% | 0% | 0% | 0% | 0% | N/A | N/A
| 712 | N/A | N/A | N/A | N/A | N/A | N/A | N/A | N/A | N/A | N/A | N/A | N/A | N/A | N/A | 0% | 0 | N/A | 0% | FALSE | 0 | 1 | N/A | N/A | N/A | N/A | N/A | FALSE | FALSE | TRUE | 0 | 0 | 0 | 0 | 0 | 0 | 0 | 0 | 0 | 0 | 0 | 0 | 0 | 0 | 0 | 0 | 0 | 0 | 0 | 0 | 0 | 0 | 0 | 0 | 0 | 0 | 0 | 0 | 0 | 0 | 0% | 0% | 0% | 0% | 0% | 0 | 0 | 0 | 0 | 0 | 0 | 0 | 0 | 0 | 0 | 0 | 0 | 0 | 0 | 0 | 0 | 0 | 0 | 0 | 0 | 0 | 0 | 0 | 0 | 0 | 0 | 0 | 0 | 0 | 0 | FALSE | 0% | 0% | 0% | 0% | 0% | 0% | FALSE | 0% | 0% | 0% | 0% | 0% | FALSE | 0% | 0% | 0% | 0% | 0% | 0% | 0% | 0% | N/A | N/A
| 713 | N/A | N/A | N/A | N/A | N/A | N/A | N/A | N/A | N/A | N/A | N/A | N/A | N/A | N/A | 0% | 0 | N/A | 0% | FALSE | 0 | 1 | N/A | N/A | N/A | N/A | N/A | FALSE | FALSE | TRUE | 0 | 0 | 0 | 0 | 0 | 0 | 0 | 0 | 0 | 0 | 0 | 0 | 0 | 0 | 0 | 0 | 0 | 0 | 0 | 0 | 0 | 0 | 0 | 0 | 0 | 0 | 0 | 0 | 0 | 0 | 0% | 0% | 0% | 0% | 0% | 0 | 0 | 0 | 0 | 0 | 0 | 0 | 0 | 0 | 0 | 0 | 0 | 0 | 0 | 0 | 0 | 0 | 0 | 0 | 0 | 0 | 0 | 0 | 0 | 0 | 0 | 0 | 0 | 0 | 0 | FALSE | 0% | 0% | 0% | 0% | 0% | 0% | FALSE | 0% | 0% | 0% | 0% | 0% | FALSE | 0% | 0% | 0% | 0% | 0% | 0% | 0% | 0% | N/A | N/A
| 714 | N/A | N/A | N/A | N/A | N/A | N/A | N/A | N/A | N/A | N/A | N/A | N/A | N/A | N/A | 0% | 0 | N/A | 0% | FALSE | 0 | 1 | N/A | N/A | N/A | N/A | N/A | FALSE | FALSE | TRUE | 0 | 0 | 0 | 0 | 0 | 0 | 0 | 0 | 0 | 0 | 0 | 0 | 0 | 0 | 0 | 0 | 0 | 0 | 0 | 0 | 0 | 0 | 0 | 0 | 0 | 0 | 0 | 0 | 0 | 0 | 0% | 0% | 0% | 0% | 0% | 0 | 0 | 0 | 0 | 0 | 0 | 0 | 0 | 0 | 0 | 0 | 0 | 0 | 0 | 0 | 0 | 0 | 0 | 0 | 0 | 0 | 0 | 0 | 0 | 0 | 0 | 0 | 0 | 0 | 0 | FALSE | 0% | 0% | 0% | 0% | 0% | 0% | FALSE | 0% | 0% | 0% | 0% | 0% | FALSE | 0% | 0% | 0% | 0% | 0% | 0% | 0% | 0% | N/A | N/A
| 715 | N/A | N/A | N/A | N/A | N/A | N/A | N/A | N/A | N/A | N/A | N/A | N/A | N/A | N/A | 0% | 0 | N/A | 0% | FALSE | 0 | 1 | N/A | N/A | N/A | N/A | N/A | FALSE | FALSE | TRUE | 0 | 0 | 0 | 0 | 0 | 0 | 0 | 0 | 0 | 0 | 0 | 0 | 0 | 0 | 0 | 0 | 0 | 0 | 0 | 0 | 0 | 0 | 0 | 0 | 0 | 0 | 0 | 0 | 0 | 0 | 0% | 0% | 0% | 0% | 0% | 0 | 0 | 0 | 0 | 0 | 0 | 0 | 0 | 0 | 0 | 0 | 0 | 0 | 0 | 0 | 0 | 0 | 0 | 0 | 0 | 0 | 0 | 0 | 0 | 0 | 0 | 0 | 0 | 0 | 0 | FALSE | 0% | 0% | 0% | 0% | 0% | 0% | FALSE | 0% | 0% | 0% | 0% | 0% | FALSE | 0% | 0% | 0% | 0% | 0% | 0% | 0% | 0% | N/A | N/A
| 716 | N/A | N/A | N/A | N/A | N/A | N/A | N/A | N/A | N/A | N/A | N/A | N/A | N/A | N/A | 0% | 0 | N/A | 0% | FALSE | 0 | 1 | N/A | N/A | N/A | N/A | N/A | FALSE | FALSE | TRUE | 0 | 0 | 0 | 0 | 0 | 0 | 0 | 0 | 0 | 0 | 0 | 0 | 0 | 0 | 0 | 0 | 0 | 0 | 0 | 0 | 0 | 0 | 0 | 0 | 0 | 0 | 0 | 0 | 0 | 0 | 0% | 0% | 0% | 0% | 0% | 0 | 0 | 0 | 0 | 0 | 0 | 0 | 0 | 0 | 0 | 0 | 0 | 0 | 0 | 0 | 0 | 0 | 0 | 0 | 0 | 0 | 0 | 0 | 0 | 0 | 0 | 0 | 0 | 0 | 0 | FALSE | 0% | 0% | 0% | 0% | 0% | 0% | FALSE | 0% | 0% | 0% | 0% | 0% | FALSE | 0% | 0% | 0% | 0% | 0% | 0% | 0% | 0% | N/A | N/A
| 717 | N/A | N/A | N/A | N/A | N/A | N/A | N/A | N/A | N/A | N/A | N/A | N/A | N/A | N/A | 0% | 0 | N/A | 0% | FALSE | 0 | 1 | N/A | N/A | N/A | N/A | N/A | FALSE | FALSE | TRUE | 0 | 0 | 0 | 0 | 0 | 0 | 0 | 0 | 0 | 0 | 0 | 0 | 0 | 0 | 0 | 0 | 0 | 0 | 0 | 0 | 0 | 0 | 0 | 0 | 0 | 0 | 0 | 0 | 0 | 0 | 0% | 0% | 0% | 0% | 0% | 0 | 0 | 0 | 0 | 0 | 0 | 0 | 0 | 0 | 0 | 0 | 0 | 0 | 0 | 0 | 0 | 0 | 0 | 0 | 0 | 0 | 0 | 0 | 0 | 0 | 0 | 0 | 0 | 0 | 0 | FALSE | 0% | 0% | 0% | 0% | 0% | 0% | FALSE | 0% | 0% | 0% | 0% | 0% | FALSE | 0% | 0% | 0% | 0% | 0% | 0% | 0% | 0% | N/A | N/A
| 718 | N/A | N/A | N/A | N/A | N/A | N/A | N/A | N/A | N/A | N/A | N/A | N/A | N/A | N/A | 0% | 0 | N/A | 0% | FALSE | 0 | 1 | N/A | N/A | N/A | N/A | N/A | FALSE | FALSE | TRUE | 0 | 0 | 0 | 0 | 0 | 0 | 0 | 0 | 0 | 0 | 0 | 0 | 0 | 0 | 0 | 0 | 0 | 0 | 0 | 0 | 0 | 0 | 0 | 0 | 0 | 0 | 0 | 0 | 0 | 0 | 0% | 0% | 0% | 0% | 0% | 0 | 0 | 0 | 0 | 0 | 0 | 0 | 0 | 0 | 0 | 0 | 0 | 0 | 0 | 0 | 0 | 0 | 0 | 0 | 0 | 0 | 0 | 0 | 0 | 0 | 0 | 0 | 0 | 0 | 0 | FALSE | 0% | 0% | 0% | 0% | 0% | 0% | FALSE | 0% | 0% | 0% | 0% | 0% | FALSE | 0% | 0% | 0% | 0% | 0% | 0% | 0% | 0% | N/A | N/A
| 719 | N/A | N/A | N/A | N/A | N/A | N/A | N/A | N/A | N/A | N/A | N/A | N/A | N/A | N/A | 0% | 0 | N/A | 0% | FALSE | 0 | 1 | N/A | N/A | N/A | N/A | N/A | FALSE | FALSE | TRUE | 0 | 0 | 0 | 0 | 0 | 0 | 0 | 0 | 0 | 0 | 0 | 0 | 0 | 0 | 0 | 0 | 0 | 0 | 0 | 0 | 0 | 0 | 0 | 0 | 0 | 0 | 0 | 0 | 0 | 0 | 0% | 0% | 0% | 0% | 0% | 0 | 0 | 0 | 0 | 0 | 0 | 0 | 0 | 0 | 0 | 0 | 0 | 0 | 0 | 0 | 0 | 0 | 0 | 0 | 0 | 0 | 0 | 0 | 0 | 0 | 0 | 0 | 0 | 0 | 0 | FALSE | 0% | 0% | 0% | 0% | 0% | 0% | FALSE | 0% | 0% | 0% | 0% | 0% | FALSE | 0% | 0% | 0% | 0% | 0% | 0% | 0% | 0% | N/A | N/A
| 720 | N/A | N/A | N/A | N/A | N/A | N/A | N/A | N/A | N/A | N/A | N/A | N/A | N/A | N/A | 0% | 0 | N/A | 0% | FALSE | 0 | 1 | N/A | N/A | N/A | N/A | N/A | FALSE | FALSE | TRUE | 0 | 0 | 0 | 0 | 0 | 0 | 0 | 0 | 0 | 0 | 0 | 0 | 0 | 0 | 0 | 0 | 0 | 0 | 0 | 0 | 0 | 0 | 0 | 0 | 0 | 0 | 0 | 0 | 0 | 0 | 0% | 0% | 0% | 0% | 0% | 0 | 0 | 0 | 0 | 0 | 0 | 0 | 0 | 0 | 0 | 0 | 0 | 0 | 0 | 0 | 0 | 0 | 0 | 0 | 0 | 0 | 0 | 0 | 0 | 0 | 0 | 0 | 0 | 0 | 0 | FALSE | 0% | 0% | 0% | 0% | 0% | 0% | FALSE | 0% | 0% | 0% | 0% | 0% | FALSE | 0% | 0% | 0% | 0% | 0% | 0% | 0% | 0% | N/A | N/A
| 721 | N/A | N/A | N/A | N/A | N/A | N/A | N/A | N/A | N/A | N/A | N/A | N/A | N/A | N/A | 0% | 0 | N/A | 0% | FALSE | 0 | 1 | N/A | N/A | N/A | N/A | N/A | FALSE | FALSE | TRUE | 0 | 0 | 0 | 0 | 0 | 0 | 0 | 0 | 0 | 0 | 0 | 0 | 0 | 0 | 0 | 0 | 0 | 0 | 0 | 0 | 0 | 0 | 0 | 0 | 0 | 0 | 0 | 0 | 0 | 0 | 0% | 0% | 0% | 0% | 0% | 0 | 0 | 0 | 0 | 0 | 0 | 0 | 0 | 0 | 0 | 0 | 0 | 0 | 0 | 0 | 0 | 0 | 0 | 0 | 0 | 0 | 0 | 0 | 0 | 0 | 0 | 0 | 0 | 0 | 0 | FALSE | 0% | 0% | 0% | 0% | 0% | 0% | FALSE | 0% | 0% | 0% | 0% | 0% | FALSE | 0% | 0% | 0% | 0% | 0% | 0% | 0% | 0% | N/A | N/A
| 722 | N/A | N/A | N/A | N/A | N/A | N/A | N/A | N/A | N/A | N/A | N/A | N/A | N/A | N/A | 0% | 0 | N/A | 0% | FALSE | 0 | 1 | N/A | N/A | N/A | N/A | N/A | FALSE | FALSE | TRUE | 0 | 0 | 0 | 0 | 0 | 0 | 0 | 0 | 0 | 0 | 0 | 0 | 0 | 0 | 0 | 0 | 0 | 0 | 0 | 0 | 0 | 0 | 0 | 0 | 0 | 0 | 0 | 0 | 0 | 0 | 0% | 0% | 0% | 0% | 0% | 0 | 0 | 0 | 0 | 0 | 0 | 0 | 0 | 0 | 0 | 0 | 0 | 0 | 0 | 0 | 0 | 0 | 0 | 0 | 0 | 0 | 0 | 0 | 0 | 0 | 0 | 0 | 0 | 0 | 0 | FALSE | 0% | 0% | 0% | 0% | 0% | 0% | FALSE | 0% | 0% | 0% | 0% | 0% | FALSE | 0% | 0% | 0% | 0% | 0% | 0% | 0% | 0% | N/A | N/A
| 723 | N/A | N/A | N/A | N/A | N/A | N/A | N/A | N/A | N/A | N/A | N/A | N/A | N/A | N/A | 0% | 0 | N/A | 0% | FALSE | 0 | 1 | N/A | N/A | N/A | N/A | N/A | FALSE | FALSE | TRUE | 0 | 0 | 0 | 0 | 0 | 0 | 0 | 0 | 0 | 0 | 0 | 0 | 0 | 0 | 0 | 0 | 0 | 0 | 0 | 0 | 0 | 0 | 0 | 0 | 0 | 0 | 0 | 0 | 0 | 0 | 0% | 0% | 0% | 0% | 0% | 0 | 0 | 0 | 0 | 0 | 0 | 0 | 0 | 0 | 0 | 0 | 0 | 0 | 0 | 0 | 0 | 0 | 0 | 0 | 0 | 0 | 0 | 0 | 0 | 0 | 0 | 0 | 0 | 0 | 0 | FALSE | 0% | 0% | 0% | 0% | 0% | 0% | FALSE | 0% | 0% | 0% | 0% | 0% | FALSE | 0% | 0% | 0% | 0% | 0% | 0% | 0% | 0% | N/A | N/A
| 724 | N/A | N/A | N/A | N/A | N/A | N/A | N/A | N/A | N/A | N/A | N/A | N/A | N/A | N/A | 0% | 0 | N/A | 0% | FALSE | 0 | 1 | N/A | N/A | N/A | N/A | N/A | FALSE | FALSE | TRUE | 0 | 0 | 0 | 0 | 0 | 0 | 0 | 0 | 0 | 0 | 0 | 0 | 0 | 0 | 0 | 0 | 0 | 0 | 0 | 0 | 0 | 0 | 0 | 0 | 0 | 0 | 0 | 0 | 0 | 0 | 0% | 0% | 0% | 0% | 0% | 0 | 0 | 0 | 0 | 0 | 0 | 0 | 0 | 0 | 0 | 0 | 0 | 0 | 0 | 0 | 0 | 0 | 0 | 0 | 0 | 0 | 0 | 0 | 0 | 0 | 0 | 0 | 0 | 0 | 0 | FALSE | 0% | 0% | 0% | 0% | 0% | 0% | FALSE | 0% | 0% | 0% | 0% | 0% | FALSE | 0% | 0% | 0% | 0% | 0% | 0% | 0% | 0% | N/A | N/A
| 725 | N/A | N/A | N/A | N/A | N/A | N/A | N/A | N/A | N/A | N/A | N/A | N/A | N/A | N/A | 0% | 0 | N/A | 0% | FALSE | 0 | 1 | N/A | N/A | N/A | N/A | N/A | FALSE | FALSE | TRUE | 0 | 0 | 0 | 0 | 0 | 0 | 0 | 0 | 0 | 0 | 0 | 0 | 0 | 0 | 0 | 0 | 0 | 0 | 0 | 0 | 0 | 0 | 0 | 0 | 0 | 0 | 0 | 0 | 0 | 0 | 0% | 0% | 0% | 0% | 0% | 0 | 0 | 0 | 0 | 0 | 0 | 0 | 0 | 0 | 0 | 0 | 0 | 0 | 0 | 0 | 0 | 0 | 0 | 0 | 0 | 0 | 0 | 0 | 0 | 0 | 0 | 0 | 0 | 0 | 0 | FALSE | 0% | 0% | 0% | 0% | 0% | 0% | FALSE | 0% | 0% | 0% | 0% | 0% | FALSE | 0% | 0% | 0% | 0% | 0% | 0% | 0% | 0% | N/A | N/A
| 726 | N/A | N/A | N/A | N/A | N/A | N/A | N/A | N/A | N/A | N/A | N/A | N/A | N/A | N/A | 0% | 0 | N/A | 0% | FALSE | 0 | 1 | N/A | N/A | N/A | N/A | N/A | FALSE | FALSE | TRUE | 0 | 0 | 0 | 0 | 0 | 0 | 0 | 0 | 0 | 0 | 0 | 0 | 0 | 0 | 0 | 0 | 0 | 0 | 0 | 0 | 0 | 0 | 0 | 0 | 0 | 0 | 0 | 0 | 0 | 0 | 0% | 0% | 0% | 0% | 0% | 0 | 0 | 0 | 0 | 0 | 0 | 0 | 0 | 0 | 0 | 0 | 0 | 0 | 0 | 0 | 0 | 0 | 0 | 0 | 0 | 0 | 0 | 0 | 0 | 0 | 0 | 0 | 0 | 0 | 0 | FALSE | 0% | 0% | 0% | 0% | 0% | 0% | FALSE | 0% | 0% | 0% | 0% | 0% | FALSE | 0% | 0% | 0% | 0% | 0% | 0% | 0% | 0% | N/A | N/A
| 727 | N/A | N/A | N/A | N/A | N/A | N/A | N/A | N/A | N/A | N/A | N/A | N/A | N/A | N/A | 0% | 0 | N/A | 0% | FALSE | 0 | 1 | N/A | N/A | N/A | N/A | N/A | FALSE | FALSE | TRUE | 0 | 0 | 0 | 0 | 0 | 0 | 0 | 0 | 0 | 0 | 0 | 0 | 0 | 0 | 0 | 0 | 0 | 0 | 0 | 0 | 0 | 0 | 0 | 0 | 0 | 0 | 0 | 0 | 0 | 0 | 0% | 0% | 0% | 0% | 0% | 0 | 0 | 0 | 0 | 0 | 0 | 0 | 0 | 0 | 0 | 0 | 0 | 0 | 0 | 0 | 0 | 0 | 0 | 0 | 0 | 0 | 0 | 0 | 0 | 0 | 0 | 0 | 0 | 0 | 0 | FALSE | 0% | 0% | 0% | 0% | 0% | 0% | FALSE | 0% | 0% | 0% | 0% | 0% | FALSE | 0% | 0% | 0% | 0% | 0% | 0% | 0% | 0% | N/A | N/A
| 728 | N/A | N/A | N/A | N/A | N/A | N/A | N/A | N/A | N/A | N/A | N/A | N/A | N/A | N/A | 0% | 0 | N/A | 0% | FALSE | 0 | 1 | N/A | N/A | N/A | N/A | N/A | FALSE | FALSE | TRUE | 0 | 0 | 0 | 0 | 0 | 0 | 0 | 0 | 0 | 0 | 0 | 0 | 0 | 0 | 0 | 0 | 0 | 0 | 0 | 0 | 0 | 0 | 0 | 0 | 0 | 0 | 0 | 0 | 0 | 0 | 0% | 0% | 0% | 0% | 0% | 0 | 0 | 0 | 0 | 0 | 0 | 0 | 0 | 0 | 0 | 0 | 0 | 0 | 0 | 0 | 0 | 0 | 0 | 0 | 0 | 0 | 0 | 0 | 0 | 0 | 0 | 0 | 0 | 0 | 0 | FALSE | 0% | 0% | 0% | 0% | 0% | 0% | FALSE | 0% | 0% | 0% | 0% | 0% | FALSE | 0% | 0% | 0% | 0% | 0% | 0% | 0% | 0% | N/A | N/A
| 729 | N/A | N/A | N/A | N/A | N/A | N/A | N/A | N/A | N/A | N/A | N/A | N/A | N/A | N/A | 0% | 0 | N/A | 0% | FALSE | 0 | 1 | N/A | N/A | N/A | N/A | N/A | FALSE | FALSE | TRUE | 0 | 0 | 0 | 0 | 0 | 0 | 0 | 0 | 0 | 0 | 0 | 0 | 0 | 0 | 0 | 0 | 0 | 0 | 0 | 0 | 0 | 0 | 0 | 0 | 0 | 0 | 0 | 0 | 0 | 0 | 0% | 0% | 0% | 0% | 0% | 0 | 0 | 0 | 0 | 0 | 0 | 0 | 0 | 0 | 0 | 0 | 0 | 0 | 0 | 0 | 0 | 0 | 0 | 0 | 0 | 0 | 0 | 0 | 0 | 0 | 0 | 0 | 0 | 0 | 0 | FALSE | 0% | 0% | 0% | 0% | 0% | 0% | FALSE | 0% | 0% | 0% | 0% | 0% | FALSE | 0% | 0% | 0% | 0% | 0% | 0% | 0% | 0% | N/A | N/A
| 730 | N/A | N/A | N/A | N/A | N/A | N/A | N/A | N/A | N/A | N/A | N/A | N/A | N/A | N/A | 0% | 0 | N/A | 0% | FALSE | 0 | 1 | N/A | N/A | N/A | N/A | N/A | FALSE | FALSE | TRUE | 0 | 0 | 0 | 0 | 0 | 0 | 0 | 0 | 0 | 0 | 0 | 0 | 0 | 0 | 0 | 0 | 0 | 0 | 0 | 0 | 0 | 0 | 0 | 0 | 0 | 0 | 0 | 0 | 0 | 0 | 0% | 0% | 0% | 0% | 0% | 0 | 0 | 0 | 0 | 0 | 0 | 0 | 0 | 0 | 0 | 0 | 0 | 0 | 0 | 0 | 0 | 0 | 0 | 0 | 0 | 0 | 0 | 0 | 0 | 0 | 0 | 0 | 0 | 0 | 0 | FALSE | 0% | 0% | 0% | 0% | 0% | 0% | FALSE | 0% | 0% | 0% | 0% | 0% | FALSE | 0% | 0% | 0% | 0% | 0% | 0% | 0% | 0% | N/A | N/A
| 731 | N/A | N/A | N/A | N/A | N/A | N/A | N/A | N/A | N/A | N/A | N/A | N/A | N/A | N/A | 0% | 0 | N/A | 0% | FALSE | 0 | 1 | N/A | N/A | N/A | N/A | N/A | FALSE | FALSE | TRUE | 0 | 0 | 0 | 0 | 0 | 0 | 0 | 0 | 0 | 0 | 0 | 0 | 0 | 0 | 0 | 0 | 0 | 0 | 0 | 0 | 0 | 0 | 0 | 0 | 0 | 0 | 0 | 0 | 0 | 0 | 0% | 0% | 0% | 0% | 0% | 0 | 0 | 0 | 0 | 0 | 0 | 0 | 0 | 0 | 0 | 0 | 0 | 0 | 0 | 0 | 0 | 0 | 0 | 0 | 0 | 0 | 0 | 0 | 0 | 0 | 0 | 0 | 0 | 0 | 0 | FALSE | 0% | 0% | 0% | 0% | 0% | 0% | FALSE | 0% | 0% | 0% | 0% | 0% | FALSE | 0% | 0% | 0% | 0% | 0% | 0% | 0% | 0% | N/A | N/A
| 732 | N/A | N/A | N/A | N/A | N/A | N/A | N/A | N/A | N/A | N/A | N/A | N/A | N/A | N/A | 0% | 0 | N/A | 0% | FALSE | 0 | 1 | N/A | N/A | N/A | N/A | N/A | FALSE | FALSE | TRUE | 0 | 0 | 0 | 0 | 0 | 0 | 0 | 0 | 0 | 0 | 0 | 0 | 0 | 0 | 0 | 0 | 0 | 0 | 0 | 0 | 0 | 0 | 0 | 0 | 0 | 0 | 0 | 0 | 0 | 0 | 0% | 0% | 0% | 0% | 0% | 0 | 0 | 0 | 0 | 0 | 0 | 0 | 0 | 0 | 0 | 0 | 0 | 0 | 0 | 0 | 0 | 0 | 0 | 0 | 0 | 0 | 0 | 0 | 0 | 0 | 0 | 0 | 0 | 0 | 0 | FALSE | 0% | 0% | 0% | 0% | 0% | 0% | FALSE | 0% | 0% | 0% | 0% | 0% | FALSE | 0% | 0% | 0% | 0% | 0% | 0% | 0% | 0% | N/A | N/A
| 733 | N/A | N/A | N/A | N/A | N/A | N/A | N/A | N/A | N/A | N/A | N/A | N/A | N/A | N/A | 0% | 0 | N/A | 0% | FALSE | 0 | 1 | N/A | N/A | N/A | N/A | N/A | FALSE | FALSE | TRUE | 0 | 0 | 0 | 0 | 0 | 0 | 0 | 0 | 0 | 0 | 0 | 0 | 0 | 0 | 0 | 0 | 0 | 0 | 0 | 0 | 0 | 0 | 0 | 0 | 0 | 0 | 0 | 0 | 0 | 0 | 0% | 0% | 0% | 0% | 0% | 0 | 0 | 0 | 0 | 0 | 0 | 0 | 0 | 0 | 0 | 0 | 0 | 0 | 0 | 0 | 0 | 0 | 0 | 0 | 0 | 0 | 0 | 0 | 0 | 0 | 0 | 0 | 0 | 0 | 0 | FALSE | 0% | 0% | 0% | 0% | 0% | 0% | FALSE | 0% | 0% | 0% | 0% | 0% | FALSE | 0% | 0% | 0% | 0% | 0% | 0% | 0% | 0% | N/A | N/A
| 734 | N/A | N/A | N/A | N/A | N/A | N/A | N/A | N/A | N/A | N/A | N/A | N/A | N/A | N/A | 0% | 0 | N/A | 0% | FALSE | 0 | 1 | N/A | N/A | N/A | N/A | N/A | FALSE | FALSE | TRUE | 0 | 0 | 0 | 0 | 0 | 0 | 0 | 0 | 0 | 0 | 0 | 0 | 0 | 0 | 0 | 0 | 0 | 0 | 0 | 0 | 0 | 0 | 0 | 0 | 0 | 0 | 0 | 0 | 0 | 0 | 0% | 0% | 0% | 0% | 0% | 0 | 0 | 0 | 0 | 0 | 0 | 0 | 0 | 0 | 0 | 0 | 0 | 0 | 0 | 0 | 0 | 0 | 0 | 0 | 0 | 0 | 0 | 0 | 0 | 0 | 0 | 0 | 0 | 0 | 0 | FALSE | 0% | 0% | 0% | 0% | 0% | 0% | FALSE | 0% | 0% | 0% | 0% | 0% | FALSE | 0% | 0% | 0% | 0% | 0% | 0% | 0% | 0% | N/A | N/A
| 735 | N/A | N/A | N/A | N/A | N/A | N/A | N/A | N/A | N/A | N/A | N/A | N/A | N/A | N/A | 0% | 0 | N/A | 0% | FALSE | 0 | 1 | N/A | N/A | N/A | N/A | N/A | FALSE | FALSE | TRUE | 0 | 0 | 0 | 0 | 0 | 0 | 0 | 0 | 0 | 0 | 0 | 0 | 0 | 0 | 0 | 0 | 0 | 0 | 0 | 0 | 0 | 0 | 0 | 0 | 0 | 0 | 0 | 0 | 0 | 0 | 0% | 0% | 0% | 0% | 0% | 0 | 0 | 0 | 0 | 0 | 0 | 0 | 0 | 0 | 0 | 0 | 0 | 0 | 0 | 0 | 0 | 0 | 0 | 0 | 0 | 0 | 0 | 0 | 0 | 0 | 0 | 0 | 0 | 0 | 0 | FALSE | 0% | 0% | 0% | 0% | 0% | 0% | FALSE | 0% | 0% | 0% | 0% | 0% | FALSE | 0% | 0% | 0% | 0% | 0% | 0% | 0% | 0% | N/A | N/A
| 736 | N/A | N/A | N/A | N/A | N/A | N/A | N/A | N/A | N/A | N/A | N/A | N/A | N/A | N/A | 0% | 0 | N/A | 0% | FALSE | 0 | 1 | N/A | N/A | N/A | N/A | N/A | FALSE | FALSE | TRUE | 0 | 0 | 0 | 0 | 0 | 0 | 0 | 0 | 0 | 0 | 0 | 0 | 0 | 0 | 0 | 0 | 0 | 0 | 0 | 0 | 0 | 0 | 0 | 0 | 0 | 0 | 0 | 0 | 0 | 0 | 0% | 0% | 0% | 0% | 0% | 0 | 0 | 0 | 0 | 0 | 0 | 0 | 0 | 0 | 0 | 0 | 0 | 0 | 0 | 0 | 0 | 0 | 0 | 0 | 0 | 0 | 0 | 0 | 0 | 0 | 0 | 0 | 0 | 0 | 0 | FALSE | 0% | 0% | 0% | 0% | 0% | 0% | FALSE | 0% | 0% | 0% | 0% | 0% | FALSE | 0% | 0% | 0% | 0% | 0% | 0% | 0% | 0% | N/A | N/A
| 737 | N/A | N/A | N/A | N/A | N/A | N/A | N/A | N/A | N/A | N/A | N/A | N/A | N/A | N/A | 0% | 0 | N/A | 0% | FALSE | 0 | 1 | N/A | N/A | N/A | N/A | N/A | FALSE | FALSE | TRUE | 0 | 0 | 0 | 0 | 0 | 0 | 0 | 0 | 0 | 0 | 0 | 0 | 0 | 0 | 0 | 0 | 0 | 0 | 0 | 0 | 0 | 0 | 0 | 0 | 0 | 0 | 0 | 0 | 0 | 0 | 0% | 0% | 0% | 0% | 0% | 0 | 0 | 0 | 0 | 0 | 0 | 0 | 0 | 0 | 0 | 0 | 0 | 0 | 0 | 0 | 0 | 0 | 0 | 0 | 0 | 0 | 0 | 0 | 0 | 0 | 0 | 0 | 0 | 0 | 0 | FALSE | 0% | 0% | 0% | 0% | 0% | 0% | FALSE | 0% | 0% | 0% | 0% | 0% | FALSE | 0% | 0% | 0% | 0% | 0% | 0% | 0% | 0% | N/A | N/A
| 738 | N/A | N/A | N/A | N/A | N/A | N/A | N/A | N/A | N/A | N/A | N/A | N/A | N/A | N/A | 0% | 0 | N/A | 0% | FALSE | 0 | 1 | N/A | N/A | N/A | N/A | N/A | FALSE | FALSE | TRUE | 0 | 0 | 0 | 0 | 0 | 0 | 0 | 0 | 0 | 0 | 0 | 0 | 0 | 0 | 0 | 0 | 0 | 0 | 0 | 0 | 0 | 0 | 0 | 0 | 0 | 0 | 0 | 0 | 0 | 0 | 0% | 0% | 0% | 0% | 0% | 0 | 0 | 0 | 0 | 0 | 0 | 0 | 0 | 0 | 0 | 0 | 0 | 0 | 0 | 0 | 0 | 0 | 0 | 0 | 0 | 0 | 0 | 0 | 0 | 0 | 0 | 0 | 0 | 0 | 0 | FALSE | 0% | 0% | 0% | 0% | 0% | 0% | FALSE | 0% | 0% | 0% | 0% | 0% | FALSE | 0% | 0% | 0% | 0% | 0% | 0% | 0% | 0% | N/A | N/A
| 739 | N/A | N/A | N/A | N/A | N/A | N/A | N/A | N/A | N/A | N/A | N/A | N/A | N/A | N/A | 0% | 0 | N/A | 0% | FALSE | 0 | 1 | N/A | N/A | N/A | N/A | N/A | FALSE | FALSE | TRUE | 0 | 0 | 0 | 0 | 0 | 0 | 0 | 0 | 0 | 0 | 0 | 0 | 0 | 0 | 0 | 0 | 0 | 0 | 0 | 0 | 0 | 0 | 0 | 0 | 0 | 0 | 0 | 0 | 0 | 0 | 0% | 0% | 0% | 0% | 0% | 0 | 0 | 0 | 0 | 0 | 0 | 0 | 0 | 0 | 0 | 0 | 0 | 0 | 0 | 0 | 0 | 0 | 0 | 0 | 0 | 0 | 0 | 0 | 0 | 0 | 0 | 0 | 0 | 0 | 0 | FALSE | 0% | 0% | 0% | 0% | 0% | 0% | FALSE | 0% | 0% | 0% | 0% | 0% | FALSE | 0% | 0% | 0% | 0% | 0% | 0% | 0% | 0% | N/A | N/A
| 740 | N/A | N/A | N/A | N/A | N/A | N/A | N/A | N/A | N/A | N/A | N/A | N/A | N/A | N/A | 0% | 0 | N/A | 0% | FALSE | 0 | 1 | N/A | N/A | N/A | N/A | N/A | FALSE | FALSE | TRUE | 0 | 0 | 0 | 0 | 0 | 0 | 0 | 0 | 0 | 0 | 0 | 0 | 0 | 0 | 0 | 0 | 0 | 0 | 0 | 0 | 0 | 0 | 0 | 0 | 0 | 0 | 0 | 0 | 0 | 0 | 0% | 0% | 0% | 0% | 0% | 0 | 0 | 0 | 0 | 0 | 0 | 0 | 0 | 0 | 0 | 0 | 0 | 0 | 0 | 0 | 0 | 0 | 0 | 0 | 0 | 0 | 0 | 0 | 0 | 0 | 0 | 0 | 0 | 0 | 0 | FALSE | 0% | 0% | 0% | 0% | 0% | 0% | FALSE | 0% | 0% | 0% | 0% | 0% | FALSE | 0% | 0% | 0% | 0% | 0% | 0% | 0% | 0% | N/A | N/A
| 741 | N/A | N/A | N/A | N/A | N/A | N/A | N/A | N/A | N/A | N/A | N/A | N/A | N/A | N/A | 0% | 0 | N/A | 0% | FALSE | 0 | 1 | N/A | N/A | N/A | N/A | N/A | FALSE | FALSE | TRUE | 0 | 0 | 0 | 0 | 0 | 0 | 0 | 0 | 0 | 0 | 0 | 0 | 0 | 0 | 0 | 0 | 0 | 0 | 0 | 0 | 0 | 0 | 0 | 0 | 0 | 0 | 0 | 0 | 0 | 0 | 0% | 0% | 0% | 0% | 0% | 0 | 0 | 0 | 0 | 0 | 0 | 0 | 0 | 0 | 0 | 0 | 0 | 0 | 0 | 0 | 0 | 0 | 0 | 0 | 0 | 0 | 0 | 0 | 0 | 0 | 0 | 0 | 0 | 0 | 0 | FALSE | 0% | 0% | 0% | 0% | 0% | 0% | FALSE | 0% | 0% | 0% | 0% | 0% | FALSE | 0% | 0% | 0% | 0% | 0% | 0% | 0% | 0% | N/A | N/A
| 742 | N/A | N/A | N/A | N/A | N/A | N/A | N/A | N/A | N/A | N/A | N/A | N/A | N/A | N/A | 0% | 0 | N/A | 0% | FALSE | 0 | 1 | N/A | N/A | N/A | N/A | N/A | FALSE | FALSE | TRUE | 0 | 0 | 0 | 0 | 0 | 0 | 0 | 0 | 0 | 0 | 0 | 0 | 0 | 0 | 0 | 0 | 0 | 0 | 0 | 0 | 0 | 0 | 0 | 0 | 0 | 0 | 0 | 0 | 0 | 0 | 0% | 0% | 0% | 0% | 0% | 0 | 0 | 0 | 0 | 0 | 0 | 0 | 0 | 0 | 0 | 0 | 0 | 0 | 0 | 0 | 0 | 0 | 0 | 0 | 0 | 0 | 0 | 0 | 0 | 0 | 0 | 0 | 0 | 0 | 0 | FALSE | 0% | 0% | 0% | 0% | 0% | 0% | FALSE | 0% | 0% | 0% | 0% | 0% | FALSE | 0% | 0% | 0% | 0% | 0% | 0% | 0% | 0% | N/A | N/A
| 743 | N/A | N/A | N/A | N/A | N/A | N/A | N/A | N/A | N/A | N/A | N/A | N/A | N/A | N/A | 0% | 0 | N/A | 0% | FALSE | 0 | 1 | N/A | N/A | N/A | N/A | N/A | FALSE | FALSE | TRUE | 0 | 0 | 0 | 0 | 0 | 0 | 0 | 0 | 0 | 0 | 0 | 0 | 0 | 0 | 0 | 0 | 0 | 0 | 0 | 0 | 0 | 0 | 0 | 0 | 0 | 0 | 0 | 0 | 0 | 0 | 0% | 0% | 0% | 0% | 0% | 0 | 0 | 0 | 0 | 0 | 0 | 0 | 0 | 0 | 0 | 0 | 0 | 0 | 0 | 0 | 0 | 0 | 0 | 0 | 0 | 0 | 0 | 0 | 0 | 0 | 0 | 0 | 0 | 0 | 0 | FALSE | 0% | 0% | 0% | 0% | 0% | 0% | FALSE | 0% | 0% | 0% | 0% | 0% | FALSE | 0% | 0% | 0% | 0% | 0% | 0% | 0% | 0% | N/A | N/A
| 744 | N/A | N/A | N/A | N/A | N/A | N/A | N/A | N/A | N/A | N/A | N/A | N/A | N/A | N/A | 0% | 0 | N/A | 0% | FALSE | 0 | 1 | N/A | N/A | N/A | N/A | N/A | FALSE | FALSE | TRUE | 0 | 0 | 0 | 0 | 0 | 0 | 0 | 0 | 0 | 0 | 0 | 0 | 0 | 0 | 0 | 0 | 0 | 0 | 0 | 0 | 0 | 0 | 0 | 0 | 0 | 0 | 0 | 0 | 0 | 0 | 0% | 0% | 0% | 0% | 0% | 0 | 0 | 0 | 0 | 0 | 0 | 0 | 0 | 0 | 0 | 0 | 0 | 0 | 0 | 0 | 0 | 0 | 0 | 0 | 0 | 0 | 0 | 0 | 0 | 0 | 0 | 0 | 0 | 0 | 0 | FALSE | 0% | 0% | 0% | 0% | 0% | 0% | FALSE | 0% | 0% | 0% | 0% | 0% | FALSE | 0% | 0% | 0% | 0% | 0% | 0% | 0% | 0% | N/A | N/A
| 745 | N/A | N/A | N/A | N/A | N/A | N/A | N/A | N/A | N/A | N/A | N/A | N/A | N/A | N/A | 0% | 0 | N/A | 0% | FALSE | 0 | 1 | N/A | N/A | N/A | N/A | N/A | FALSE | FALSE | TRUE | 0 | 0 | 0 | 0 | 0 | 0 | 0 | 0 | 0 | 0 | 0 | 0 | 0 | 0 | 0 | 0 | 0 | 0 | 0 | 0 | 0 | 0 | 0 | 0 | 0 | 0 | 0 | 0 | 0 | 0 | 0% | 0% | 0% | 0% | 0% | 0 | 0 | 0 | 0 | 0 | 0 | 0 | 0 | 0 | 0 | 0 | 0 | 0 | 0 | 0 | 0 | 0 | 0 | 0 | 0 | 0 | 0 | 0 | 0 | 0 | 0 | 0 | 0 | 0 | 0 | FALSE | 0% | 0% | 0% | 0% | 0% | 0% | FALSE | 0% | 0% | 0% | 0% | 0% | FALSE | 0% | 0% | 0% | 0% | 0% | 0% | 0% | 0% | N/A | N/A
| 746 | N/A | N/A | N/A | N/A | N/A | N/A | N/A | N/A | N/A | N/A | N/A | N/A | N/A | N/A | 0% | 0 | N/A | 0% | FALSE | 0 | 1 | N/A | N/A | N/A | N/A | N/A | FALSE | FALSE | TRUE | 0 | 0 | 0 | 0 | 0 | 0 | 0 | 0 | 0 | 0 | 0 | 0 | 0 | 0 | 0 | 0 | 0 | 0 | 0 | 0 | 0 | 0 | 0 | 0 | 0 | 0 | 0 | 0 | 0 | 0 | 0% | 0% | 0% | 0% | 0% | 0 | 0 | 0 | 0 | 0 | 0 | 0 | 0 | 0 | 0 | 0 | 0 | 0 | 0 | 0 | 0 | 0 | 0 | 0 | 0 | 0 | 0 | 0 | 0 | 0 | 0 | 0 | 0 | 0 | 0 | FALSE | 0% | 0% | 0% | 0% | 0% | 0% | FALSE | 0% | 0% | 0% | 0% | 0% | FALSE | 0% | 0% | 0% | 0% | 0% | 0% | 0% | 0% | N/A | N/A
| 747 | N/A | N/A | N/A | N/A | N/A | N/A | N/A | N/A | N/A | N/A | N/A | N/A | N/A | N/A | 0% | 0 | N/A | 0% | FALSE | 0 | 1 | N/A | N/A | N/A | N/A | N/A | FALSE | FALSE | TRUE | 0 | 0 | 0 | 0 | 0 | 0 | 0 | 0 | 0 | 0 | 0 | 0 | 0 | 0 | 0 | 0 | 0 | 0 | 0 | 0 | 0 | 0 | 0 | 0 | 0 | 0 | 0 | 0 | 0 | 0 | 0% | 0% | 0% | 0% | 0% | 0 | 0 | 0 | 0 | 0 | 0 | 0 | 0 | 0 | 0 | 0 | 0 | 0 | 0 | 0 | 0 | 0 | 0 | 0 | 0 | 0 | 0 | 0 | 0 | 0 | 0 | 0 | 0 | 0 | 0 | FALSE | 0% | 0% | 0% | 0% | 0% | 0% | FALSE | 0% | 0% | 0% | 0% | 0% | FALSE | 0% | 0% | 0% | 0% | 0% | 0% | 0% | 0% | N/A | N/A
| 748 | N/A | N/A | N/A | N/A | N/A | N/A | N/A | N/A | N/A | N/A | N/A | N/A | N/A | N/A | 0% | 0 | N/A | 0% | FALSE | 0 | 1 | N/A | N/A | N/A | N/A | N/A | FALSE | FALSE | TRUE | 0 | 0 | 0 | 0 | 0 | 0 | 0 | 0 | 0 | 0 | 0 | 0 | 0 | 0 | 0 | 0 | 0 | 0 | 0 | 0 | 0 | 0 | 0 | 0 | 0 | 0 | 0 | 0 | 0 | 0 | 0% | 0% | 0% | 0% | 0% | 0 | 0 | 0 | 0 | 0 | 0 | 0 | 0 | 0 | 0 | 0 | 0 | 0 | 0 | 0 | 0 | 0 | 0 | 0 | 0 | 0 | 0 | 0 | 0 | 0 | 0 | 0 | 0 | 0 | 0 | FALSE | 0% | 0% | 0% | 0% | 0% | 0% | FALSE | 0% | 0% | 0% | 0% | 0% | FALSE | 0% | 0% | 0% | 0% | 0% | 0% | 0% | 0% | N/A | N/A
| 749 | N/A | N/A | N/A | N/A | N/A | N/A | N/A | N/A | N/A | N/A | N/A | N/A | N/A | N/A | 0% | 0 | N/A | 0% | FALSE | 0 | 1 | N/A | N/A | N/A | N/A | N/A | FALSE | FALSE | TRUE | 0 | 0 | 0 | 0 | 0 | 0 | 0 | 0 | 0 | 0 | 0 | 0 | 0 | 0 | 0 | 0 | 0 | 0 | 0 | 0 | 0 | 0 | 0 | 0 | 0 | 0 | 0 | 0 | 0 | 0 | 0% | 0% | 0% | 0% | 0% | 0 | 0 | 0 | 0 | 0 | 0 | 0 | 0 | 0 | 0 | 0 | 0 | 0 | 0 | 0 | 0 | 0 | 0 | 0 | 0 | 0 | 0 | 0 | 0 | 0 | 0 | 0 | 0 | 0 | 0 | FALSE | 0% | 0% | 0% | 0% | 0% | 0% | FALSE | 0% | 0% | 0% | 0% | 0% | FALSE | 0% | 0% | 0% | 0% | 0% | 0% | 0% | 0% | N/A | N/A
| 750 | N/A | N/A | N/A | N/A | N/A | N/A | N/A | N/A | N/A | N/A | N/A | N/A | N/A | N/A | 0% | 0 | N/A | 0% | FALSE | 0 | 1 | N/A | N/A | N/A | N/A | N/A | FALSE | FALSE | TRUE | 0 | 0 | 0 | 0 | 0 | 0 | 0 | 0 | 0 | 0 | 0 | 0 | 0 | 0 | 0 | 0 | 0 | 0 | 0 | 0 | 0 | 0 | 0 | 0 | 0 | 0 | 0 | 0 | 0 | 0 | 0% | 0% | 0% | 0% | 0% | 0 | 0 | 0 | 0 | 0 | 0 | 0 | 0 | 0 | 0 | 0 | 0 | 0 | 0 | 0 | 0 | 0 | 0 | 0 | 0 | 0 | 0 | 0 | 0 | 0 | 0 | 0 | 0 | 0 | 0 | FALSE | 0% | 0% | 0% | 0% | 0% | 0% | FALSE | 0% | 0% | 0% | 0% | 0% | FALSE | 0% | 0% | 0% | 0% | 0% | 0% | 0% | 0% | N/A | N/A
| 751 | N/A | N/A | N/A | N/A | N/A | N/A | N/A | N/A | N/A | N/A | N/A | N/A | N/A | N/A | 0% | 0 | N/A | 0% | FALSE | 0 | 1 | N/A | N/A | N/A | N/A | N/A | FALSE | FALSE | TRUE | 0 | 0 | 0 | 0 | 0 | 0 | 0 | 0 | 0 | 0 | 0 | 0 | 0 | 0 | 0 | 0 | 0 | 0 | 0 | 0 | 0 | 0 | 0 | 0 | 0 | 0 | 0 | 0 | 0 | 0 | 0% | 0% | 0% | 0% | 0% | 0 | 0 | 0 | 0 | 0 | 0 | 0 | 0 | 0 | 0 | 0 | 0 | 0 | 0 | 0 | 0 | 0 | 0 | 0 | 0 | 0 | 0 | 0 | 0 | 0 | 0 | 0 | 0 | 0 | 0 | FALSE | 0% | 0% | 0% | 0% | 0% | 0% | FALSE | 0% | 0% | 0% | 0% | 0% | FALSE | 0% | 0% | 0% | 0% | 0% | 0% | 0% | 0% | N/A | N/A
| 752 | N/A | N/A | N/A | N/A | N/A | N/A | N/A | N/A | N/A | N/A | N/A | N/A | N/A | N/A | 0% | 0 | N/A | 0% | FALSE | 0 | 1 | N/A | N/A | N/A | N/A | N/A | FALSE | FALSE | TRUE | 0 | 0 | 0 | 0 | 0 | 0 | 0 | 0 | 0 | 0 | 0 | 0 | 0 | 0 | 0 | 0 | 0 | 0 | 0 | 0 | 0 | 0 | 0 | 0 | 0 | 0 | 0 | 0 | 0 | 0 | 0% | 0% | 0% | 0% | 0% | 0 | 0 | 0 | 0 | 0 | 0 | 0 | 0 | 0 | 0 | 0 | 0 | 0 | 0 | 0 | 0 | 0 | 0 | 0 | 0 | 0 | 0 | 0 | 0 | 0 | 0 | 0 | 0 | 0 | 0 | FALSE | 0% | 0% | 0% | 0% | 0% | 0% | FALSE | 0% | 0% | 0% | 0% | 0% | FALSE | 0% | 0% | 0% | 0% | 0% | 0% | 0% | 0% | N/A | N/A
| 753 | N/A | N/A | N/A | N/A | N/A | N/A | N/A | N/A | N/A | N/A | N/A | N/A | N/A | N/A | 0% | 0 | N/A | 0% | FALSE | 0 | 1 | N/A | N/A | N/A | N/A | N/A | FALSE | FALSE | TRUE | 0 | 0 | 0 | 0 | 0 | 0 | 0 | 0 | 0 | 0 | 0 | 0 | 0 | 0 | 0 | 0 | 0 | 0 | 0 | 0 | 0 | 0 | 0 | 0 | 0 | 0 | 0 | 0 | 0 | 0 | 0% | 0% | 0% | 0% | 0% | 0 | 0 | 0 | 0 | 0 | 0 | 0 | 0 | 0 | 0 | 0 | 0 | 0 | 0 | 0 | 0 | 0 | 0 | 0 | 0 | 0 | 0 | 0 | 0 | 0 | 0 | 0 | 0 | 0 | 0 | FALSE | 0% | 0% | 0% | 0% | 0% | 0% | FALSE | 0% | 0% | 0% | 0% | 0% | FALSE | 0% | 0% | 0% | 0% | 0% | 0% | 0% | 0% | N/A | N/A
| 754 | N/A | N/A | N/A | N/A | N/A | N/A | N/A | N/A | N/A | N/A | N/A | N/A | N/A | N/A | 0% | 0 | N/A | 0% | FALSE | 0 | 1 | N/A | N/A | N/A | N/A | N/A | FALSE | FALSE | TRUE | 0 | 0 | 0 | 0 | 0 | 0 | 0 | 0 | 0 | 0 | 0 | 0 | 0 | 0 | 0 | 0 | 0 | 0 | 0 | 0 | 0 | 0 | 0 | 0 | 0 | 0 | 0 | 0 | 0 | 0 | 0% | 0% | 0% | 0% | 0% | 0 | 0 | 0 | 0 | 0 | 0 | 0 | 0 | 0 | 0 | 0 | 0 | 0 | 0 | 0 | 0 | 0 | 0 | 0 | 0 | 0 | 0 | 0 | 0 | 0 | 0 | 0 | 0 | 0 | 0 | FALSE | 0% | 0% | 0% | 0% | 0% | 0% | FALSE | 0% | 0% | 0% | 0% | 0% | FALSE | 0% | 0% | 0% | 0% | 0% | 0% | 0% | 0% | N/A | N/A
| 755 | N/A | N/A | N/A | N/A | N/A | N/A | N/A | N/A | N/A | N/A | N/A | N/A | N/A | N/A | 0% | 0 | N/A | 0% | FALSE | 0 | 1 | N/A | N/A | N/A | N/A | N/A | FALSE | FALSE | TRUE | 0 | 0 | 0 | 0 | 0 | 0 | 0 | 0 | 0 | 0 | 0 | 0 | 0 | 0 | 0 | 0 | 0 | 0 | 0 | 0 | 0 | 0 | 0 | 0 | 0 | 0 | 0 | 0 | 0 | 0 | 0% | 0% | 0% | 0% | 0% | 0 | 0 | 0 | 0 | 0 | 0 | 0 | 0 | 0 | 0 | 0 | 0 | 0 | 0 | 0 | 0 | 0 | 0 | 0 | 0 | 0 | 0 | 0 | 0 | 0 | 0 | 0 | 0 | 0 | 0 | FALSE | 0% | 0% | 0% | 0% | 0% | 0% | FALSE | 0% | 0% | 0% | 0% | 0% | FALSE | 0% | 0% | 0% | 0% | 0% | 0% | 0% | 0% | N/A | N/A
| 756 | N/A | N/A | N/A | N/A | N/A | N/A | N/A | N/A | N/A | N/A | N/A | N/A | N/A | N/A | 0% | 0 | N/A | 0% | FALSE | 0 | 1 | N/A | N/A | N/A | N/A | N/A | FALSE | FALSE | TRUE | 0 | 0 | 0 | 0 | 0 | 0 | 0 | 0 | 0 | 0 | 0 | 0 | 0 | 0 | 0 | 0 | 0 | 0 | 0 | 0 | 0 | 0 | 0 | 0 | 0 | 0 | 0 | 0 | 0 | 0 | 0% | 0% | 0% | 0% | 0% | 0 | 0 | 0 | 0 | 0 | 0 | 0 | 0 | 0 | 0 | 0 | 0 | 0 | 0 | 0 | 0 | 0 | 0 | 0 | 0 | 0 | 0 | 0 | 0 | 0 | 0 | 0 | 0 | 0 | 0 | FALSE | 0% | 0% | 0% | 0% | 0% | 0% | FALSE | 0% | 0% | 0% | 0% | 0% | FALSE | 0% | 0% | 0% | 0% | 0% | 0% | 0% | 0% | N/A | N/A
| 757 | N/A | N/A | N/A | N/A | N/A | N/A | N/A | N/A | N/A | N/A | N/A | N/A | N/A | N/A | 0% | 0 | N/A | 0% | FALSE | 0 | 1 | N/A | N/A | N/A | N/A | N/A | FALSE | FALSE | TRUE | 0 | 0 | 0 | 0 | 0 | 0 | 0 | 0 | 0 | 0 | 0 | 0 | 0 | 0 | 0 | 0 | 0 | 0 | 0 | 0 | 0 | 0 | 0 | 0 | 0 | 0 | 0 | 0 | 0 | 0 | 0% | 0% | 0% | 0% | 0% | 0 | 0 | 0 | 0 | 0 | 0 | 0 | 0 | 0 | 0 | 0 | 0 | 0 | 0 | 0 | 0 | 0 | 0 | 0 | 0 | 0 | 0 | 0 | 0 | 0 | 0 | 0 | 0 | 0 | 0 | FALSE | 0% | 0% | 0% | 0% | 0% | 0% | FALSE | 0% | 0% | 0% | 0% | 0% | FALSE | 0% | 0% | 0% | 0% | 0% | 0% | 0% | 0% | N/A | N/A
| 758 | N/A | N/A | N/A | N/A | N/A | N/A | N/A | N/A | N/A | N/A | N/A | N/A | N/A | N/A | 0% | 0 | N/A | 0% | FALSE | 0 | 1 | N/A | N/A | N/A | N/A | N/A | FALSE | FALSE | TRUE | 0 | 0 | 0 | 0 | 0 | 0 | 0 | 0 | 0 | 0 | 0 | 0 | 0 | 0 | 0 | 0 | 0 | 0 | 0 | 0 | 0 | 0 | 0 | 0 | 0 | 0 | 0 | 0 | 0 | 0 | 0% | 0% | 0% | 0% | 0% | 0 | 0 | 0 | 0 | 0 | 0 | 0 | 0 | 0 | 0 | 0 | 0 | 0 | 0 | 0 | 0 | 0 | 0 | 0 | 0 | 0 | 0 | 0 | 0 | 0 | 0 | 0 | 0 | 0 | 0 | FALSE | 0% | 0% | 0% | 0% | 0% | 0% | FALSE | 0% | 0% | 0% | 0% | 0% | FALSE | 0% | 0% | 0% | 0% | 0% | 0% | 0% | 0% | N/A | N/A
| 759 | N/A | N/A | N/A | N/A | N/A | N/A | N/A | N/A | N/A | N/A | N/A | N/A | N/A | N/A | 0% | 0 | N/A | 0% | FALSE | 0 | 1 | N/A | N/A | N/A | N/A | N/A | FALSE | FALSE | TRUE | 0 | 0 | 0 | 0 | 0 | 0 | 0 | 0 | 0 | 0 | 0 | 0 | 0 | 0 | 0 | 0 | 0 | 0 | 0 | 0 | 0 | 0 | 0 | 0 | 0 | 0 | 0 | 0 | 0 | 0 | 0% | 0% | 0% | 0% | 0% | 0 | 0 | 0 | 0 | 0 | 0 | 0 | 0 | 0 | 0 | 0 | 0 | 0 | 0 | 0 | 0 | 0 | 0 | 0 | 0 | 0 | 0 | 0 | 0 | 0 | 0 | 0 | 0 | 0 | 0 | FALSE | 0% | 0% | 0% | 0% | 0% | 0% | FALSE | 0% | 0% | 0% | 0% | 0% | FALSE | 0% | 0% | 0% | 0% | 0% | 0% | 0% | 0% | N/A | N/A
| 760 | N/A | N/A | N/A | N/A | N/A | N/A | N/A | N/A | N/A | N/A | N/A | N/A | N/A | N/A | 0% | 0 | N/A | 0% | FALSE | 0 | 1 | N/A | N/A | N/A | N/A | N/A | FALSE | FALSE | TRUE | 0 | 0 | 0 | 0 | 0 | 0 | 0 | 0 | 0 | 0 | 0 | 0 | 0 | 0 | 0 | 0 | 0 | 0 | 0 | 0 | 0 | 0 | 0 | 0 | 0 | 0 | 0 | 0 | 0 | 0 | 0% | 0% | 0% | 0% | 0% | 0 | 0 | 0 | 0 | 0 | 0 | 0 | 0 | 0 | 0 | 0 | 0 | 0 | 0 | 0 | 0 | 0 | 0 | 0 | 0 | 0 | 0 | 0 | 0 | 0 | 0 | 0 | 0 | 0 | 0 | FALSE | 0% | 0% | 0% | 0% | 0% | 0% | FALSE | 0% | 0% | 0% | 0% | 0% | FALSE | 0% | 0% | 0% | 0% | 0% | 0% | 0% | 0% | N/A | N/A
| 761 | N/A | N/A | N/A | N/A | N/A | N/A | N/A | N/A | N/A | N/A | N/A | N/A | N/A | N/A | 0% | 0 | N/A | 0% | FALSE | 0 | 1 | N/A | N/A | N/A | N/A | N/A | FALSE | FALSE | TRUE | 0 | 0 | 0 | 0 | 0 | 0 | 0 | 0 | 0 | 0 | 0 | 0 | 0 | 0 | 0 | 0 | 0 | 0 | 0 | 0 | 0 | 0 | 0 | 0 | 0 | 0 | 0 | 0 | 0 | 0 | 0% | 0% | 0% | 0% | 0% | 0 | 0 | 0 | 0 | 0 | 0 | 0 | 0 | 0 | 0 | 0 | 0 | 0 | 0 | 0 | 0 | 0 | 0 | 0 | 0 | 0 | 0 | 0 | 0 | 0 | 0 | 0 | 0 | 0 | 0 | FALSE | 0% | 0% | 0% | 0% | 0% | 0% | FALSE | 0% | 0% | 0% | 0% | 0% | FALSE | 0% | 0% | 0% | 0% | 0% | 0% | 0% | 0% | N/A | N/A
| 762 | N/A | N/A | N/A | N/A | N/A | N/A | N/A | N/A | N/A | N/A | N/A | N/A | N/A | N/A | 0% | 0 | N/A | 0% | FALSE | 0 | 1 | N/A | N/A | N/A | N/A | N/A | FALSE | FALSE | TRUE | 0 | 0 | 0 | 0 | 0 | 0 | 0 | 0 | 0 | 0 | 0 | 0 | 0 | 0 | 0 | 0 | 0 | 0 | 0 | 0 | 0 | 0 | 0 | 0 | 0 | 0 | 0 | 0 | 0 | 0 | 0% | 0% | 0% | 0% | 0% | 0 | 0 | 0 | 0 | 0 | 0 | 0 | 0 | 0 | 0 | 0 | 0 | 0 | 0 | 0 | 0 | 0 | 0 | 0 | 0 | 0 | 0 | 0 | 0 | 0 | 0 | 0 | 0 | 0 | 0 | FALSE | 0% | 0% | 0% | 0% | 0% | 0% | FALSE | 0% | 0% | 0% | 0% | 0% | FALSE | 0% | 0% | 0% | 0% | 0% | 0% | 0% | 0% | N/A | N/A
| 763 | N/A | N/A | N/A | N/A | N/A | N/A | N/A | N/A | N/A | N/A | N/A | N/A | N/A | N/A | 0% | 0 | N/A | 0% | FALSE | 0 | 1 | N/A | N/A | N/A | N/A | N/A | FALSE | FALSE | TRUE | 0 | 0 | 0 | 0 | 0 | 0 | 0 | 0 | 0 | 0 | 0 | 0 | 0 | 0 | 0 | 0 | 0 | 0 | 0 | 0 | 0 | 0 | 0 | 0 | 0 | 0 | 0 | 0 | 0 | 0 | 0% | 0% | 0% | 0% | 0% | 0 | 0 | 0 | 0 | 0 | 0 | 0 | 0 | 0 | 0 | 0 | 0 | 0 | 0 | 0 | 0 | 0 | 0 | 0 | 0 | 0 | 0 | 0 | 0 | 0 | 0 | 0 | 0 | 0 | 0 | FALSE | 0% | 0% | 0% | 0% | 0% | 0% | FALSE | 0% | 0% | 0% | 0% | 0% | FALSE | 0% | 0% | 0% | 0% | 0% | 0% | 0% | 0% | N/A | N/A
| 764 | N/A | N/A | N/A | N/A | N/A | N/A | N/A | N/A | N/A | N/A | N/A | N/A | N/A | N/A | 0% | 0 | N/A | 0% | FALSE | 0 | 1 | N/A | N/A | N/A | N/A | N/A | FALSE | FALSE | TRUE | 0 | 0 | 0 | 0 | 0 | 0 | 0 | 0 | 0 | 0 | 0 | 0 | 0 | 0 | 0 | 0 | 0 | 0 | 0 | 0 | 0 | 0 | 0 | 0 | 0 | 0 | 0 | 0 | 0 | 0 | 0% | 0% | 0% | 0% | 0% | 0 | 0 | 0 | 0 | 0 | 0 | 0 | 0 | 0 | 0 | 0 | 0 | 0 | 0 | 0 | 0 | 0 | 0 | 0 | 0 | 0 | 0 | 0 | 0 | 0 | 0 | 0 | 0 | 0 | 0 | FALSE | 0% | 0% | 0% | 0% | 0% | 0% | FALSE | 0% | 0% | 0% | 0% | 0% | FALSE | 0% | 0% | 0% | 0% | 0% | 0% | 0% | 0% | N/A | N/A
| 765 | N/A | N/A | N/A | N/A | N/A | N/A | N/A | N/A | N/A | N/A | N/A | N/A | N/A | N/A | 0% | 0 | N/A | 0% | FALSE | 0 | 1 | N/A | N/A | N/A | N/A | N/A | FALSE | FALSE | TRUE | 0 | 0 | 0 | 0 | 0 | 0 | 0 | 0 | 0 | 0 | 0 | 0 | 0 | 0 | 0 | 0 | 0 | 0 | 0 | 0 | 0 | 0 | 0 | 0 | 0 | 0 | 0 | 0 | 0 | 0 | 0% | 0% | 0% | 0% | 0% | 0 | 0 | 0 | 0 | 0 | 0 | 0 | 0 | 0 | 0 | 0 | 0 | 0 | 0 | 0 | 0 | 0 | 0 | 0 | 0 | 0 | 0 | 0 | 0 | 0 | 0 | 0 | 0 | 0 | 0 | FALSE | 0% | 0% | 0% | 0% | 0% | 0% | FALSE | 0% | 0% | 0% | 0% | 0% | FALSE | 0% | 0% | 0% | 0% | 0% | 0% | 0% | 0% | N/A | N/A
| 766 | N/A | N/A | N/A | N/A | N/A | N/A | N/A | N/A | N/A | N/A | N/A | N/A | N/A | N/A | 0% | 0 | N/A | 0% | FALSE | 0 | 1 | N/A | N/A | N/A | N/A | N/A | FALSE | FALSE | TRUE | 0 | 0 | 0 | 0 | 0 | 0 | 0 | 0 | 0 | 0 | 0 | 0 | 0 | 0 | 0 | 0 | 0 | 0 | 0 | 0 | 0 | 0 | 0 | 0 | 0 | 0 | 0 | 0 | 0 | 0 | 0% | 0% | 0% | 0% | 0% | 0 | 0 | 0 | 0 | 0 | 0 | 0 | 0 | 0 | 0 | 0 | 0 | 0 | 0 | 0 | 0 | 0 | 0 | 0 | 0 | 0 | 0 | 0 | 0 | 0 | 0 | 0 | 0 | 0 | 0 | FALSE | 0% | 0% | 0% | 0% | 0% | 0% | FALSE | 0% | 0% | 0% | 0% | 0% | FALSE | 0% | 0% | 0% | 0% | 0% | 0% | 0% | 0% | N/A | N/A
| 767 | N/A | N/A | N/A | N/A | N/A | N/A | N/A | N/A | N/A | N/A | N/A | N/A | N/A | N/A | 0% | 0 | N/A | 0% | FALSE | 0 | 1 | N/A | N/A | N/A | N/A | N/A | FALSE | FALSE | TRUE | 0 | 0 | 0 | 0 | 0 | 0 | 0 | 0 | 0 | 0 | 0 | 0 | 0 | 0 | 0 | 0 | 0 | 0 | 0 | 0 | 0 | 0 | 0 | 0 | 0 | 0 | 0 | 0 | 0 | 0 | 0% | 0% | 0% | 0% | 0% | 0 | 0 | 0 | 0 | 0 | 0 | 0 | 0 | 0 | 0 | 0 | 0 | 0 | 0 | 0 | 0 | 0 | 0 | 0 | 0 | 0 | 0 | 0 | 0 | 0 | 0 | 0 | 0 | 0 | 0 | FALSE | 0% | 0% | 0% | 0% | 0% | 0% | FALSE | 0% | 0% | 0% | 0% | 0% | FALSE | 0% | 0% | 0% | 0% | 0% | 0% | 0% | 0% | N/A | N/A
| 768 | N/A | N/A | N/A | N/A | N/A | N/A | N/A | N/A | N/A | N/A | N/A | N/A | N/A | N/A | 0% | 0 | N/A | 0% | FALSE | 0 | 1 | N/A | N/A | N/A | N/A | N/A | FALSE | FALSE | TRUE | 0 | 0 | 0 | 0 | 0 | 0 | 0 | 0 | 0 | 0 | 0 | 0 | 0 | 0 | 0 | 0 | 0 | 0 | 0 | 0 | 0 | 0 | 0 | 0 | 0 | 0 | 0 | 0 | 0 | 0 | 0% | 0% | 0% | 0% | 0% | 0 | 0 | 0 | 0 | 0 | 0 | 0 | 0 | 0 | 0 | 0 | 0 | 0 | 0 | 0 | 0 | 0 | 0 | 0 | 0 | 0 | 0 | 0 | 0 | 0 | 0 | 0 | 0 | 0 | 0 | FALSE | 0% | 0% | 0% | 0% | 0% | 0% | FALSE | 0% | 0% | 0% | 0% | 0% | FALSE | 0% | 0% | 0% | 0% | 0% | 0% | 0% | 0% | N/A | N/A
| 769 | N/A | N/A | N/A | N/A | N/A | N/A | N/A | N/A | N/A | N/A | N/A | N/A | N/A | N/A | 0% | 0 | N/A | 0% | FALSE | 0 | 1 | N/A | N/A | N/A | N/A | N/A | FALSE | FALSE | TRUE | 0 | 0 | 0 | 0 | 0 | 0 | 0 | 0 | 0 | 0 | 0 | 0 | 0 | 0 | 0 | 0 | 0 | 0 | 0 | 0 | 0 | 0 | 0 | 0 | 0 | 0 | 0 | 0 | 0 | 0 | 0% | 0% | 0% | 0% | 0% | 0 | 0 | 0 | 0 | 0 | 0 | 0 | 0 | 0 | 0 | 0 | 0 | 0 | 0 | 0 | 0 | 0 | 0 | 0 | 0 | 0 | 0 | 0 | 0 | 0 | 0 | 0 | 0 | 0 | 0 | FALSE | 0% | 0% | 0% | 0% | 0% | 0% | FALSE | 0% | 0% | 0% | 0% | 0% | FALSE | 0% | 0% | 0% | 0% | 0% | 0% | 0% | 0% | N/A | N/A
| 770 | N/A | N/A | N/A | N/A | N/A | N/A | N/A | N/A | N/A | N/A | N/A | N/A | N/A | N/A | 0% | 0 | N/A | 0% | FALSE | 0 | 1 | N/A | N/A | N/A | N/A | N/A | FALSE | FALSE | TRUE | 0 | 0 | 0 | 0 | 0 | 0 | 0 | 0 | 0 | 0 | 0 | 0 | 0 | 0 | 0 | 0 | 0 | 0 | 0 | 0 | 0 | 0 | 0 | 0 | 0 | 0 | 0 | 0 | 0 | 0 | 0% | 0% | 0% | 0% | 0% | 0 | 0 | 0 | 0 | 0 | 0 | 0 | 0 | 0 | 0 | 0 | 0 | 0 | 0 | 0 | 0 | 0 | 0 | 0 | 0 | 0 | 0 | 0 | 0 | 0 | 0 | 0 | 0 | 0 | 0 | FALSE | 0% | 0% | 0% | 0% | 0% | 0% | FALSE | 0% | 0% | 0% | 0% | 0% | FALSE | 0% | 0% | 0% | 0% | 0% | 0% | 0% | 0% | N/A | N/A
| 771 | N/A | N/A | N/A | N/A | N/A | N/A | N/A | N/A | N/A | N/A | N/A | N/A | N/A | N/A | 0% | 0 | N/A | 0% | FALSE | 0 | 1 | N/A | N/A | N/A | N/A | N/A | FALSE | FALSE | TRUE | 0 | 0 | 0 | 0 | 0 | 0 | 0 | 0 | 0 | 0 | 0 | 0 | 0 | 0 | 0 | 0 | 0 | 0 | 0 | 0 | 0 | 0 | 0 | 0 | 0 | 0 | 0 | 0 | 0 | 0 | 0% | 0% | 0% | 0% | 0% | 0 | 0 | 0 | 0 | 0 | 0 | 0 | 0 | 0 | 0 | 0 | 0 | 0 | 0 | 0 | 0 | 0 | 0 | 0 | 0 | 0 | 0 | 0 | 0 | 0 | 0 | 0 | 0 | 0 | 0 | FALSE | 0% | 0% | 0% | 0% | 0% | 0% | FALSE | 0% | 0% | 0% | 0% | 0% | FALSE | 0% | 0% | 0% | 0% | 0% | 0% | 0% | 0% | N/A | N/A
| 772 | N/A | N/A | N/A | N/A | N/A | N/A | N/A | N/A | N/A | N/A | N/A | N/A | N/A | N/A | 0% | 0 | N/A | 0% | FALSE | 0 | 1 | N/A | N/A | N/A | N/A | N/A | FALSE | FALSE | TRUE | 0 | 0 | 0 | 0 | 0 | 0 | 0 | 0 | 0 | 0 | 0 | 0 | 0 | 0 | 0 | 0 | 0 | 0 | 0 | 0 | 0 | 0 | 0 | 0 | 0 | 0 | 0 | 0 | 0 | 0 | 0% | 0% | 0% | 0% | 0% | 0 | 0 | 0 | 0 | 0 | 0 | 0 | 0 | 0 | 0 | 0 | 0 | 0 | 0 | 0 | 0 | 0 | 0 | 0 | 0 | 0 | 0 | 0 | 0 | 0 | 0 | 0 | 0 | 0 | 0 | FALSE | 0% | 0% | 0% | 0% | 0% | 0% | FALSE | 0% | 0% | 0% | 0% | 0% | FALSE | 0% | 0% | 0% | 0% | 0% | 0% | 0% | 0% | N/A | N/A
| 773 | N/A | N/A | N/A | N/A | N/A | N/A | N/A | N/A | N/A | N/A | N/A | N/A | N/A | N/A | 0% | 0 | N/A | 0% | FALSE | 0 | 1 | N/A | N/A | N/A | N/A | N/A | FALSE | FALSE | TRUE | 0 | 0 | 0 | 0 | 0 | 0 | 0 | 0 | 0 | 0 | 0 | 0 | 0 | 0 | 0 | 0 | 0 | 0 | 0 | 0 | 0 | 0 | 0 | 0 | 0 | 0 | 0 | 0 | 0 | 0 | 0% | 0% | 0% | 0% | 0% | 0 | 0 | 0 | 0 | 0 | 0 | 0 | 0 | 0 | 0 | 0 | 0 | 0 | 0 | 0 | 0 | 0 | 0 | 0 | 0 | 0 | 0 | 0 | 0 | 0 | 0 | 0 | 0 | 0 | 0 | FALSE | 0% | 0% | 0% | 0% | 0% | 0% | FALSE | 0% | 0% | 0% | 0% | 0% | FALSE | 0% | 0% | 0% | 0% | 0% | 0% | 0% | 0% | N/A | N/A
| 774 | N/A | N/A | N/A | N/A | N/A | N/A | N/A | N/A | N/A | N/A | N/A | N/A | N/A | N/A | 0% | 0 | N/A | 0% | FALSE | 0 | 1 | N/A | N/A | N/A | N/A | N/A | FALSE | FALSE | TRUE | 0 | 0 | 0 | 0 | 0 | 0 | 0 | 0 | 0 | 0 | 0 | 0 | 0 | 0 | 0 | 0 | 0 | 0 | 0 | 0 | 0 | 0 | 0 | 0 | 0 | 0 | 0 | 0 | 0 | 0 | 0% | 0% | 0% | 0% | 0% | 0 | 0 | 0 | 0 | 0 | 0 | 0 | 0 | 0 | 0 | 0 | 0 | 0 | 0 | 0 | 0 | 0 | 0 | 0 | 0 | 0 | 0 | 0 | 0 | 0 | 0 | 0 | 0 | 0 | 0 | FALSE | 0% | 0% | 0% | 0% | 0% | 0% | FALSE | 0% | 0% | 0% | 0% | 0% | FALSE | 0% | 0% | 0% | 0% | 0% | 0% | 0% | 0% | N/A | N/A
| 775 | N/A | N/A | N/A | N/A | N/A | N/A | N/A | N/A | N/A | N/A | N/A | N/A | N/A | N/A | 0% | 0 | N/A | 0% | FALSE | 0 | 1 | N/A | N/A | N/A | N/A | N/A | FALSE | FALSE | TRUE | 0 | 0 | 0 | 0 | 0 | 0 | 0 | 0 | 0 | 0 | 0 | 0 | 0 | 0 | 0 | 0 | 0 | 0 | 0 | 0 | 0 | 0 | 0 | 0 | 0 | 0 | 0 | 0 | 0 | 0 | 0% | 0% | 0% | 0% | 0% | 0 | 0 | 0 | 0 | 0 | 0 | 0 | 0 | 0 | 0 | 0 | 0 | 0 | 0 | 0 | 0 | 0 | 0 | 0 | 0 | 0 | 0 | 0 | 0 | 0 | 0 | 0 | 0 | 0 | 0 | FALSE | 0% | 0% | 0% | 0% | 0% | 0% | FALSE | 0% | 0% | 0% | 0% | 0% | FALSE | 0% | 0% | 0% | 0% | 0% | 0% | 0% | 0% | N/A | N/A
| 776 | N/A | N/A | N/A | N/A | N/A | N/A | N/A | N/A | N/A | N/A | N/A | N/A | N/A | N/A | 0% | 0 | N/A | 0% | FALSE | 0 | 1 | N/A | N/A | N/A | N/A | N/A | FALSE | FALSE | TRUE | 0 | 0 | 0 | 0 | 0 | 0 | 0 | 0 | 0 | 0 | 0 | 0 | 0 | 0 | 0 | 0 | 0 | 0 | 0 | 0 | 0 | 0 | 0 | 0 | 0 | 0 | 0 | 0 | 0 | 0 | 0% | 0% | 0% | 0% | 0% | 0 | 0 | 0 | 0 | 0 | 0 | 0 | 0 | 0 | 0 | 0 | 0 | 0 | 0 | 0 | 0 | 0 | 0 | 0 | 0 | 0 | 0 | 0 | 0 | 0 | 0 | 0 | 0 | 0 | 0 | FALSE | 0% | 0% | 0% | 0% | 0% | 0% | FALSE | 0% | 0% | 0% | 0% | 0% | FALSE | 0% | 0% | 0% | 0% | 0% | 0% | 0% | 0% | N/A | N/A
| 777 | N/A | N/A | N/A | N/A | N/A | N/A | N/A | N/A | N/A | N/A | N/A | N/A | N/A | N/A | 0% | 0 | N/A | 0% | FALSE | 0 | 1 | N/A | N/A | N/A | N/A | N/A | FALSE | FALSE | TRUE | 0 | 0 | 0 | 0 | 0 | 0 | 0 | 0 | 0 | 0 | 0 | 0 | 0 | 0 | 0 | 0 | 0 | 0 | 0 | 0 | 0 | 0 | 0 | 0 | 0 | 0 | 0 | 0 | 0 | 0 | 0% | 0% | 0% | 0% | 0% | 0 | 0 | 0 | 0 | 0 | 0 | 0 | 0 | 0 | 0 | 0 | 0 | 0 | 0 | 0 | 0 | 0 | 0 | 0 | 0 | 0 | 0 | 0 | 0 | 0 | 0 | 0 | 0 | 0 | 0 | FALSE | 0% | 0% | 0% | 0% | 0% | 0% | FALSE | 0% | 0% | 0% | 0% | 0% | FALSE | 0% | 0% | 0% | 0% | 0% | 0% | 0% | 0% | N/A | N/A
| 778 | N/A | N/A | N/A | N/A | N/A | N/A | N/A | N/A | N/A | N/A | N/A | N/A | N/A | N/A | 0% | 0 | N/A | 0% | FALSE | 0 | 1 | N/A | N/A | N/A | N/A | N/A | FALSE | FALSE | TRUE | 0 | 0 | 0 | 0 | 0 | 0 | 0 | 0 | 0 | 0 | 0 | 0 | 0 | 0 | 0 | 0 | 0 | 0 | 0 | 0 | 0 | 0 | 0 | 0 | 0 | 0 | 0 | 0 | 0 | 0 | 0% | 0% | 0% | 0% | 0% | 0 | 0 | 0 | 0 | 0 | 0 | 0 | 0 | 0 | 0 | 0 | 0 | 0 | 0 | 0 | 0 | 0 | 0 | 0 | 0 | 0 | 0 | 0 | 0 | 0 | 0 | 0 | 0 | 0 | 0 | FALSE | 0% | 0% | 0% | 0% | 0% | 0% | FALSE | 0% | 0% | 0% | 0% | 0% | FALSE | 0% | 0% | 0% | 0% | 0% | 0% | 0% | 0% | N/A | N/A
| 779 | N/A | N/A | N/A | N/A | N/A | N/A | N/A | N/A | N/A | N/A | N/A | N/A | N/A | N/A | 0% | 0 | N/A | 0% | FALSE | 0 | 1 | N/A | N/A | N/A | N/A | N/A | FALSE | FALSE | TRUE | 0 | 0 | 0 | 0 | 0 | 0 | 0 | 0 | 0 | 0 | 0 | 0 | 0 | 0 | 0 | 0 | 0 | 0 | 0 | 0 | 0 | 0 | 0 | 0 | 0 | 0 | 0 | 0 | 0 | 0 | 0% | 0% | 0% | 0% | 0% | 0 | 0 | 0 | 0 | 0 | 0 | 0 | 0 | 0 | 0 | 0 | 0 | 0 | 0 | 0 | 0 | 0 | 0 | 0 | 0 | 0 | 0 | 0 | 0 | 0 | 0 | 0 | 0 | 0 | 0 | FALSE | 0% | 0% | 0% | 0% | 0% | 0% | FALSE | 0% | 0% | 0% | 0% | 0% | FALSE | 0% | 0% | 0% | 0% | 0% | 0% | 0% | 0% | N/A | N/A
| 780 | N/A | N/A | N/A | N/A | N/A | N/A | N/A | N/A | N/A | N/A | N/A | N/A | N/A | N/A | 0% | 0 | N/A | 0% | FALSE | 0 | 1 | N/A | N/A | N/A | N/A | N/A | FALSE | FALSE | TRUE | 0 | 0 | 0 | 0 | 0 | 0 | 0 | 0 | 0 | 0 | 0 | 0 | 0 | 0 | 0 | 0 | 0 | 0 | 0 | 0 | 0 | 0 | 0 | 0 | 0 | 0 | 0 | 0 | 0 | 0 | 0% | 0% | 0% | 0% | 0% | 0 | 0 | 0 | 0 | 0 | 0 | 0 | 0 | 0 | 0 | 0 | 0 | 0 | 0 | 0 | 0 | 0 | 0 | 0 | 0 | 0 | 0 | 0 | 0 | 0 | 0 | 0 | 0 | 0 | 0 | FALSE | 0% | 0% | 0% | 0% | 0% | 0% | FALSE | 0% | 0% | 0% | 0% | 0% | FALSE | 0% | 0% | 0% | 0% | 0% | 0% | 0% | 0% | N/A | N/A
| 781 | N/A | N/A | N/A | N/A | N/A | N/A | N/A | N/A | N/A | N/A | N/A | N/A | N/A | N/A | 0% | 0 | N/A | 0% | FALSE | 0 | 1 | N/A | N/A | N/A | N/A | N/A | FALSE | FALSE | TRUE | 0 | 0 | 0 | 0 | 0 | 0 | 0 | 0 | 0 | 0 | 0 | 0 | 0 | 0 | 0 | 0 | 0 | 0 | 0 | 0 | 0 | 0 | 0 | 0 | 0 | 0 | 0 | 0 | 0 | 0 | 0% | 0% | 0% | 0% | 0% | 0 | 0 | 0 | 0 | 0 | 0 | 0 | 0 | 0 | 0 | 0 | 0 | 0 | 0 | 0 | 0 | 0 | 0 | 0 | 0 | 0 | 0 | 0 | 0 | 0 | 0 | 0 | 0 | 0 | 0 | FALSE | 0% | 0% | 0% | 0% | 0% | 0% | FALSE | 0% | 0% | 0% | 0% | 0% | FALSE | 0% | 0% | 0% | 0% | 0% | 0% | 0% | 0% | N/A | N/A
| 782 | N/A | N/A | N/A | N/A | N/A | N/A | N/A | N/A | N/A | N/A | N/A | N/A | N/A | N/A | 0% | 0 | N/A | 0% | FALSE | 0 | 1 | N/A | N/A | N/A | N/A | N/A | FALSE | FALSE | TRUE | 0 | 0 | 0 | 0 | 0 | 0 | 0 | 0 | 0 | 0 | 0 | 0 | 0 | 0 | 0 | 0 | 0 | 0 | 0 | 0 | 0 | 0 | 0 | 0 | 0 | 0 | 0 | 0 | 0 | 0 | 0% | 0% | 0% | 0% | 0% | 0 | 0 | 0 | 0 | 0 | 0 | 0 | 0 | 0 | 0 | 0 | 0 | 0 | 0 | 0 | 0 | 0 | 0 | 0 | 0 | 0 | 0 | 0 | 0 | 0 | 0 | 0 | 0 | 0 | 0 | FALSE | 0% | 0% | 0% | 0% | 0% | 0% | FALSE | 0% | 0% | 0% | 0% | 0% | FALSE | 0% | 0% | 0% | 0% | 0% | 0% | 0% | 0% | N/A | N/A
| 783 | N/A | N/A | N/A | N/A | N/A | N/A | N/A | N/A | N/A | N/A | N/A | N/A | N/A | N/A | 0% | 0 | N/A | 0% | FALSE | 0 | 1 | N/A | N/A | N/A | N/A | N/A | FALSE | FALSE | TRUE | 0 | 0 | 0 | 0 | 0 | 0 | 0 | 0 | 0 | 0 | 0 | 0 | 0 | 0 | 0 | 0 | 0 | 0 | 0 | 0 | 0 | 0 | 0 | 0 | 0 | 0 | 0 | 0 | 0 | 0 | 0% | 0% | 0% | 0% | 0% | 0 | 0 | 0 | 0 | 0 | 0 | 0 | 0 | 0 | 0 | 0 | 0 | 0 | 0 | 0 | 0 | 0 | 0 | 0 | 0 | 0 | 0 | 0 | 0 | 0 | 0 | 0 | 0 | 0 | 0 | FALSE | 0% | 0% | 0% | 0% | 0% | 0% | FALSE | 0% | 0% | 0% | 0% | 0% | FALSE | 0% | 0% | 0% | 0% | 0% | 0% | 0% | 0% | N/A | N/A
| 784 | N/A | N/A | N/A | N/A | N/A | N/A | N/A | N/A | N/A | N/A | N/A | N/A | N/A | N/A | 0% | 0 | N/A | 0% | FALSE | 0 | 1 | N/A | N/A | N/A | N/A | N/A | FALSE | FALSE | TRUE | 0 | 0 | 0 | 0 | 0 | 0 | 0 | 0 | 0 | 0 | 0 | 0 | 0 | 0 | 0 | 0 | 0 | 0 | 0 | 0 | 0 | 0 | 0 | 0 | 0 | 0 | 0 | 0 | 0 | 0 | 0% | 0% | 0% | 0% | 0% | 0 | 0 | 0 | 0 | 0 | 0 | 0 | 0 | 0 | 0 | 0 | 0 | 0 | 0 | 0 | 0 | 0 | 0 | 0 | 0 | 0 | 0 | 0 | 0 | 0 | 0 | 0 | 0 | 0 | 0 | FALSE | 0% | 0% | 0% | 0% | 0% | 0% | FALSE | 0% | 0% | 0% | 0% | 0% | FALSE | 0% | 0% | 0% | 0% | 0% | 0% | 0% | 0% | N/A | N/A
| 785 | N/A | N/A | N/A | N/A | N/A | N/A | N/A | N/A | N/A | N/A | N/A | N/A | N/A | N/A | 0% | 0 | N/A | 0% | FALSE | 0 | 1 | N/A | N/A | N/A | N/A | N/A | FALSE | FALSE | TRUE | 0 | 0 | 0 | 0 | 0 | 0 | 0 | 0 | 0 | 0 | 0 | 0 | 0 | 0 | 0 | 0 | 0 | 0 | 0 | 0 | 0 | 0 | 0 | 0 | 0 | 0 | 0 | 0 | 0 | 0 | 0% | 0% | 0% | 0% | 0% | 0 | 0 | 0 | 0 | 0 | 0 | 0 | 0 | 0 | 0 | 0 | 0 | 0 | 0 | 0 | 0 | 0 | 0 | 0 | 0 | 0 | 0 | 0 | 0 | 0 | 0 | 0 | 0 | 0 | 0 | FALSE | 0% | 0% | 0% | 0% | 0% | 0% | FALSE | 0% | 0% | 0% | 0% | 0% | FALSE | 0% | 0% | 0% | 0% | 0% | 0% | 0% | 0% | N/A | N/A
| 786 | N/A | N/A | N/A | N/A | N/A | N/A | N/A | N/A | N/A | N/A | N/A | N/A | N/A | N/A | 0% | 0 | N/A | 0% | FALSE | 0 | 1 | N/A | N/A | N/A | N/A | N/A | FALSE | FALSE | TRUE | 0 | 0 | 0 | 0 | 0 | 0 | 0 | 0 | 0 | 0 | 0 | 0 | 0 | 0 | 0 | 0 | 0 | 0 | 0 | 0 | 0 | 0 | 0 | 0 | 0 | 0 | 0 | 0 | 0 | 0 | 0% | 0% | 0% | 0% | 0% | 0 | 0 | 0 | 0 | 0 | 0 | 0 | 0 | 0 | 0 | 0 | 0 | 0 | 0 | 0 | 0 | 0 | 0 | 0 | 0 | 0 | 0 | 0 | 0 | 0 | 0 | 0 | 0 | 0 | 0 | FALSE | 0% | 0% | 0% | 0% | 0% | 0% | FALSE | 0% | 0% | 0% | 0% | 0% | FALSE | 0% | 0% | 0% | 0% | 0% | 0% | 0% | 0% | N/A | N/A
| 787 | N/A | N/A | N/A | N/A | N/A | N/A | N/A | N/A | N/A | N/A | N/A | N/A | N/A | N/A | 0% | 0 | N/A | 0% | FALSE | 0 | 1 | N/A | N/A | N/A | N/A | N/A | FALSE | FALSE | TRUE | 0 | 0 | 0 | 0 | 0 | 0 | 0 | 0 | 0 | 0 | 0 | 0 | 0 | 0 | 0 | 0 | 0 | 0 | 0 | 0 | 0 | 0 | 0 | 0 | 0 | 0 | 0 | 0 | 0 | 0 | 0% | 0% | 0% | 0% | 0% | 0 | 0 | 0 | 0 | 0 | 0 | 0 | 0 | 0 | 0 | 0 | 0 | 0 | 0 | 0 | 0 | 0 | 0 | 0 | 0 | 0 | 0 | 0 | 0 | 0 | 0 | 0 | 0 | 0 | 0 | FALSE | 0% | 0% | 0% | 0% | 0% | 0% | FALSE | 0% | 0% | 0% | 0% | 0% | FALSE | 0% | 0% | 0% | 0% | 0% | 0% | 0% | 0% | N/A | N/A
| 788 | N/A | N/A | N/A | N/A | N/A | N/A | N/A | N/A | N/A | N/A | N/A | N/A | N/A | N/A | 0% | 0 | N/A | 0% | FALSE | 0 | 1 | N/A | N/A | N/A | N/A | N/A | FALSE | FALSE | TRUE | 0 | 0 | 0 | 0 | 0 | 0 | 0 | 0 | 0 | 0 | 0 | 0 | 0 | 0 | 0 | 0 | 0 | 0 | 0 | 0 | 0 | 0 | 0 | 0 | 0 | 0 | 0 | 0 | 0 | 0 | 0% | 0% | 0% | 0% | 0% | 0 | 0 | 0 | 0 | 0 | 0 | 0 | 0 | 0 | 0 | 0 | 0 | 0 | 0 | 0 | 0 | 0 | 0 | 0 | 0 | 0 | 0 | 0 | 0 | 0 | 0 | 0 | 0 | 0 | 0 | FALSE | 0% | 0% | 0% | 0% | 0% | 0% | FALSE | 0% | 0% | 0% | 0% | 0% | FALSE | 0% | 0% | 0% | 0% | 0% | 0% | 0% | 0% | N/A | N/A
| 789 | N/A | N/A | N/A | N/A | N/A | N/A | N/A | N/A | N/A | N/A | N/A | N/A | N/A | N/A | 0% | 0 | N/A | 0% | FALSE | 0 | 1 | N/A | N/A | N/A | N/A | N/A | FALSE | FALSE | TRUE | 0 | 0 | 0 | 0 | 0 | 0 | 0 | 0 | 0 | 0 | 0 | 0 | 0 | 0 | 0 | 0 | 0 | 0 | 0 | 0 | 0 | 0 | 0 | 0 | 0 | 0 | 0 | 0 | 0 | 0 | 0% | 0% | 0% | 0% | 0% | 0 | 0 | 0 | 0 | 0 | 0 | 0 | 0 | 0 | 0 | 0 | 0 | 0 | 0 | 0 | 0 | 0 | 0 | 0 | 0 | 0 | 0 | 0 | 0 | 0 | 0 | 0 | 0 | 0 | 0 | FALSE | 0% | 0% | 0% | 0% | 0% | 0% | FALSE | 0% | 0% | 0% | 0% | 0% | FALSE | 0% | 0% | 0% | 0% | 0% | 0% | 0% | 0% | N/A | N/A
| 790 | N/A | N/A | N/A | N/A | N/A | N/A | N/A | N/A | N/A | N/A | N/A | N/A | N/A | N/A | 0% | 0 | N/A | 0% | FALSE | 0 | 1 | N/A | N/A | N/A | N/A | N/A | FALSE | FALSE | TRUE | 0 | 0 | 0 | 0 | 0 | 0 | 0 | 0 | 0 | 0 | 0 | 0 | 0 | 0 | 0 | 0 | 0 | 0 | 0 | 0 | 0 | 0 | 0 | 0 | 0 | 0 | 0 | 0 | 0 | 0 | 0% | 0% | 0% | 0% | 0% | 0 | 0 | 0 | 0 | 0 | 0 | 0 | 0 | 0 | 0 | 0 | 0 | 0 | 0 | 0 | 0 | 0 | 0 | 0 | 0 | 0 | 0 | 0 | 0 | 0 | 0 | 0 | 0 | 0 | 0 | FALSE | 0% | 0% | 0% | 0% | 0% | 0% | FALSE | 0% | 0% | 0% | 0% | 0% | FALSE | 0% | 0% | 0% | 0% | 0% | 0% | 0% | 0% | N/A | N/A
| 791 | N/A | N/A | N/A | N/A | N/A | N/A | N/A | N/A | N/A | N/A | N/A | N/A | N/A | N/A | 0% | 0 | N/A | 0% | FALSE | 0 | 1 | N/A | N/A | N/A | N/A | N/A | FALSE | FALSE | TRUE | 0 | 0 | 0 | 0 | 0 | 0 | 0 | 0 | 0 | 0 | 0 | 0 | 0 | 0 | 0 | 0 | 0 | 0 | 0 | 0 | 0 | 0 | 0 | 0 | 0 | 0 | 0 | 0 | 0 | 0 | 0% | 0% | 0% | 0% | 0% | 0 | 0 | 0 | 0 | 0 | 0 | 0 | 0 | 0 | 0 | 0 | 0 | 0 | 0 | 0 | 0 | 0 | 0 | 0 | 0 | 0 | 0 | 0 | 0 | 0 | 0 | 0 | 0 | 0 | 0 | FALSE | 0% | 0% | 0% | 0% | 0% | 0% | FALSE | 0% | 0% | 0% | 0% | 0% | FALSE | 0% | 0% | 0% | 0% | 0% | 0% | 0% | 0% | N/A | N/A
| 792 | N/A | N/A | N/A | N/A | N/A | N/A | N/A | N/A | N/A | N/A | N/A | N/A | N/A | N/A | 0% | 0 | N/A | 0% | FALSE | 0 | 1 | N/A | N/A | N/A | N/A | N/A | FALSE | FALSE | TRUE | 0 | 0 | 0 | 0 | 0 | 0 | 0 | 0 | 0 | 0 | 0 | 0 | 0 | 0 | 0 | 0 | 0 | 0 | 0 | 0 | 0 | 0 | 0 | 0 | 0 | 0 | 0 | 0 | 0 | 0 | 0% | 0% | 0% | 0% | 0% | 0 | 0 | 0 | 0 | 0 | 0 | 0 | 0 | 0 | 0 | 0 | 0 | 0 | 0 | 0 | 0 | 0 | 0 | 0 | 0 | 0 | 0 | 0 | 0 | 0 | 0 | 0 | 0 | 0 | 0 | FALSE | 0% | 0% | 0% | 0% | 0% | 0% | FALSE | 0% | 0% | 0% | 0% | 0% | FALSE | 0% | 0% | 0% | 0% | 0% | 0% | 0% | 0% | N/A | N/A
| 793 | N/A | N/A | N/A | N/A | N/A | N/A | N/A | N/A | N/A | N/A | N/A | N/A | N/A | N/A | 0% | 0 | N/A | 0% | FALSE | 0 | 1 | N/A | N/A | N/A | N/A | N/A | FALSE | FALSE | TRUE | 0 | 0 | 0 | 0 | 0 | 0 | 0 | 0 | 0 | 0 | 0 | 0 | 0 | 0 | 0 | 0 | 0 | 0 | 0 | 0 | 0 | 0 | 0 | 0 | 0 | 0 | 0 | 0 | 0 | 0 | 0% | 0% | 0% | 0% | 0% | 0 | 0 | 0 | 0 | 0 | 0 | 0 | 0 | 0 | 0 | 0 | 0 | 0 | 0 | 0 | 0 | 0 | 0 | 0 | 0 | 0 | 0 | 0 | 0 | 0 | 0 | 0 | 0 | 0 | 0 | FALSE | 0% | 0% | 0% | 0% | 0% | 0% | FALSE | 0% | 0% | 0% | 0% | 0% | FALSE | 0% | 0% | 0% | 0% | 0% | 0% | 0% | 0% | N/A | N/A
| 794 | N/A | N/A | N/A | N/A | N/A | N/A | N/A | N/A | N/A | N/A | N/A | N/A | N/A | N/A | 0% | 0 | N/A | 0% | FALSE | 0 | 1 | N/A | N/A | N/A | N/A | N/A | FALSE | FALSE | TRUE | 0 | 0 | 0 | 0 | 0 | 0 | 0 | 0 | 0 | 0 | 0 | 0 | 0 | 0 | 0 | 0 | 0 | 0 | 0 | 0 | 0 | 0 | 0 | 0 | 0 | 0 | 0 | 0 | 0 | 0 | 0% | 0% | 0% | 0% | 0% | 0 | 0 | 0 | 0 | 0 | 0 | 0 | 0 | 0 | 0 | 0 | 0 | 0 | 0 | 0 | 0 | 0 | 0 | 0 | 0 | 0 | 0 | 0 | 0 | 0 | 0 | 0 | 0 | 0 | 0 | FALSE | 0% | 0% | 0% | 0% | 0% | 0% | FALSE | 0% | 0% | 0% | 0% | 0% | FALSE | 0% | 0% | 0% | 0% | 0% | 0% | 0% | 0% | N/A | N/A
| 795 | N/A | N/A | N/A | N/A | N/A | N/A | N/A | N/A | N/A | N/A | N/A | N/A | N/A | N/A | 0% | 0 | N/A | 0% | FALSE | 0 | 1 | N/A | N/A | N/A | N/A | N/A | FALSE | FALSE | TRUE | 0 | 0 | 0 | 0 | 0 | 0 | 0 | 0 | 0 | 0 | 0 | 0 | 0 | 0 | 0 | 0 | 0 | 0 | 0 | 0 | 0 | 0 | 0 | 0 | 0 | 0 | 0 | 0 | 0 | 0 | 0% | 0% | 0% | 0% | 0% | 0 | 0 | 0 | 0 | 0 | 0 | 0 | 0 | 0 | 0 | 0 | 0 | 0 | 0 | 0 | 0 | 0 | 0 | 0 | 0 | 0 | 0 | 0 | 0 | 0 | 0 | 0 | 0 | 0 | 0 | FALSE | 0% | 0% | 0% | 0% | 0% | 0% | FALSE | 0% | 0% | 0% | 0% | 0% | FALSE | 0% | 0% | 0% | 0% | 0% | 0% | 0% | 0% | N/A | N/A
| 796 | N/A | N/A | N/A | N/A | N/A | N/A | N/A | N/A | N/A | N/A | N/A | N/A | N/A | N/A | 0% | 0 | N/A | 0% | FALSE | 0 | 1 | N/A | N/A | N/A | N/A | N/A | FALSE | FALSE | TRUE | 0 | 0 | 0 | 0 | 0 | 0 | 0 | 0 | 0 | 0 | 0 | 0 | 0 | 0 | 0 | 0 | 0 | 0 | 0 | 0 | 0 | 0 | 0 | 0 | 0 | 0 | 0 | 0 | 0 | 0 | 0% | 0% | 0% | 0% | 0% | 0 | 0 | 0 | 0 | 0 | 0 | 0 | 0 | 0 | 0 | 0 | 0 | 0 | 0 | 0 | 0 | 0 | 0 | 0 | 0 | 0 | 0 | 0 | 0 | 0 | 0 | 0 | 0 | 0 | 0 | FALSE | 0% | 0% | 0% | 0% | 0% | 0% | FALSE | 0% | 0% | 0% | 0% | 0% | FALSE | 0% | 0% | 0% | 0% | 0% | 0% | 0% | 0% | N/A | N/A
| 797 | N/A | N/A | N/A | N/A | N/A | N/A | N/A | N/A | N/A | N/A | N/A | N/A | N/A | N/A | 0% | 0 | N/A | 0% | FALSE | 0 | 1 | N/A | N/A | N/A | N/A | N/A | FALSE | FALSE | TRUE | 0 | 0 | 0 | 0 | 0 | 0 | 0 | 0 | 0 | 0 | 0 | 0 | 0 | 0 | 0 | 0 | 0 | 0 | 0 | 0 | 0 | 0 | 0 | 0 | 0 | 0 | 0 | 0 | 0 | 0 | 0% | 0% | 0% | 0% | 0% | 0 | 0 | 0 | 0 | 0 | 0 | 0 | 0 | 0 | 0 | 0 | 0 | 0 | 0 | 0 | 0 | 0 | 0 | 0 | 0 | 0 | 0 | 0 | 0 | 0 | 0 | 0 | 0 | 0 | 0 | FALSE | 0% | 0% | 0% | 0% | 0% | 0% | FALSE | 0% | 0% | 0% | 0% | 0% | FALSE | 0% | 0% | 0% | 0% | 0% | 0% | 0% | 0% | N/A | N/A
| 798 | N/A | N/A | N/A | N/A | N/A | N/A | N/A | N/A | N/A | N/A | N/A | N/A | N/A | N/A | 0% | 0 | N/A | 0% | FALSE | 0 | 1 | N/A | N/A | N/A | N/A | N/A | FALSE | FALSE | TRUE | 0 | 0 | 0 | 0 | 0 | 0 | 0 | 0 | 0 | 0 | 0 | 0 | 0 | 0 | 0 | 0 | 0 | 0 | 0 | 0 | 0 | 0 | 0 | 0 | 0 | 0 | 0 | 0 | 0 | 0 | 0% | 0% | 0% | 0% | 0% | 0 | 0 | 0 | 0 | 0 | 0 | 0 | 0 | 0 | 0 | 0 | 0 | 0 | 0 | 0 | 0 | 0 | 0 | 0 | 0 | 0 | 0 | 0 | 0 | 0 | 0 | 0 | 0 | 0 | 0 | FALSE | 0% | 0% | 0% | 0% | 0% | 0% | FALSE | 0% | 0% | 0% | 0% | 0% | FALSE | 0% | 0% | 0% | 0% | 0% | 0% | 0% | 0% | N/A | N/A
| 799 | N/A | N/A | N/A | N/A | N/A | N/A | N/A | N/A | N/A | N/A | N/A | N/A | N/A | N/A | 0% | 0 | N/A | 0% | FALSE | 0 | 1 | N/A | N/A | N/A | N/A | N/A | FALSE | FALSE | TRUE | 0 | 0 | 0 | 0 | 0 | 0 | 0 | 0 | 0 | 0 | 0 | 0 | 0 | 0 | 0 | 0 | 0 | 0 | 0 | 0 | 0 | 0 | 0 | 0 | 0 | 0 | 0 | 0 | 0 | 0 | 0% | 0% | 0% | 0% | 0% | 0 | 0 | 0 | 0 | 0 | 0 | 0 | 0 | 0 | 0 | 0 | 0 | 0 | 0 | 0 | 0 | 0 | 0 | 0 | 0 | 0 | 0 | 0 | 0 | 0 | 0 | 0 | 0 | 0 | 0 | FALSE | 0% | 0% | 0% | 0% | 0% | 0% | FALSE | 0% | 0% | 0% | 0% | 0% | FALSE | 0% | 0% | 0% | 0% | 0% | 0% | 0% | 0% | N/A | N/A
| 800 | N/A | N/A | N/A | N/A | N/A | N/A | N/A | N/A | N/A | N/A | N/A | N/A | N/A | N/A | 0% | 0 | N/A | 0% | FALSE | 0 | 1 | N/A | N/A | N/A | N/A | N/A | FALSE | FALSE | TRUE | 0 | 0 | 0 | 0 | 0 | 0 | 0 | 0 | 0 | 0 | 0 | 0 | 0 | 0 | 0 | 0 | 0 | 0 | 0 | 0 | 0 | 0 | 0 | 0 | 0 | 0 | 0 | 0 | 0 | 0 | 0% | 0% | 0% | 0% | 0% | 0 | 0 | 0 | 0 | 0 | 0 | 0 | 0 | 0 | 0 | 0 | 0 | 0 | 0 | 0 | 0 | 0 | 0 | 0 | 0 | 0 | 0 | 0 | 0 | 0 | 0 | 0 | 0 | 0 | 0 | FALSE | 0% | 0% | 0% | 0% | 0% | 0% | FALSE | 0% | 0% | 0% | 0% | 0% | FALSE | 0% | 0% | 0% | 0% | 0% | 0% | 0% | 0% | N/A | N/A
| 801 | N/A | N/A | N/A | N/A | N/A | N/A | N/A | N/A | N/A | N/A | N/A | N/A | N/A | N/A | 0% | 0 | N/A | 0% | FALSE | 0 | 1 | N/A | N/A | N/A | N/A | N/A | FALSE | FALSE | TRUE | 0 | 0 | 0 | 0 | 0 | 0 | 0 | 0 | 0 | 0 | 0 | 0 | 0 | 0 | 0 | 0 | 0 | 0 | 0 | 0 | 0 | 0 | 0 | 0 | 0 | 0 | 0 | 0 | 0 | 0 | 0% | 0% | 0% | 0% | 0% | 0 | 0 | 0 | 0 | 0 | 0 | 0 | 0 | 0 | 0 | 0 | 0 | 0 | 0 | 0 | 0 | 0 | 0 | 0 | 0 | 0 | 0 | 0 | 0 | 0 | 0 | 0 | 0 | 0 | 0 | FALSE | 0% | 0% | 0% | 0% | 0% | 0% | FALSE | 0% | 0% | 0% | 0% | 0% | FALSE | 0% | 0% | 0% | 0% | 0% | 0% | 0% | 0% | N/A | N/A
| 802 | N/A | N/A | N/A | N/A | N/A | N/A | N/A | N/A | N/A | N/A | N/A | N/A | N/A | N/A | 0% | 0 | N/A | 0% | FALSE | 0 | 1 | N/A | N/A | N/A | N/A | N/A | FALSE | FALSE | TRUE | 0 | 0 | 0 | 0 | 0 | 0 | 0 | 0 | 0 | 0 | 0 | 0 | 0 | 0 | 0 | 0 | 0 | 0 | 0 | 0 | 0 | 0 | 0 | 0 | 0 | 0 | 0 | 0 | 0 | 0 | 0% | 0% | 0% | 0% | 0% | 0 | 0 | 0 | 0 | 0 | 0 | 0 | 0 | 0 | 0 | 0 | 0 | 0 | 0 | 0 | 0 | 0 | 0 | 0 | 0 | 0 | 0 | 0 | 0 | 0 | 0 | 0 | 0 | 0 | 0 | FALSE | 0% | 0% | 0% | 0% | 0% | 0% | FALSE | 0% | 0% | 0% | 0% | 0% | FALSE | 0% | 0% | 0% | 0% | 0% | 0% | 0% | 0% | N/A | N/A
| 803 | N/A | N/A | N/A | N/A | N/A | N/A | N/A | N/A | N/A | N/A | N/A | N/A | N/A | N/A | 0% | 0 | N/A | 0% | FALSE | 0 | 1 | N/A | N/A | N/A | N/A | N/A | FALSE | FALSE | TRUE | 0 | 0 | 0 | 0 | 0 | 0 | 0 | 0 | 0 | 0 | 0 | 0 | 0 | 0 | 0 | 0 | 0 | 0 | 0 | 0 | 0 | 0 | 0 | 0 | 0 | 0 | 0 | 0 | 0 | 0 | 0% | 0% | 0% | 0% | 0% | 0 | 0 | 0 | 0 | 0 | 0 | 0 | 0 | 0 | 0 | 0 | 0 | 0 | 0 | 0 | 0 | 0 | 0 | 0 | 0 | 0 | 0 | 0 | 0 | 0 | 0 | 0 | 0 | 0 | 0 | FALSE | 0% | 0% | 0% | 0% | 0% | 0% | FALSE | 0% | 0% | 0% | 0% | 0% | FALSE | 0% | 0% | 0% | 0% | 0% | 0% | 0% | 0% | N/A | N/A
| 804 | N/A | N/A | N/A | N/A | N/A | N/A | N/A | N/A | N/A | N/A | N/A | N/A | N/A | N/A | 0% | 0 | N/A | 0% | FALSE | 0 | 1 | N/A | N/A | N/A | N/A | N/A | FALSE | FALSE | TRUE | 0 | 0 | 0 | 0 | 0 | 0 | 0 | 0 | 0 | 0 | 0 | 0 | 0 | 0 | 0 | 0 | 0 | 0 | 0 | 0 | 0 | 0 | 0 | 0 | 0 | 0 | 0 | 0 | 0 | 0 | 0% | 0% | 0% | 0% | 0% | 0 | 0 | 0 | 0 | 0 | 0 | 0 | 0 | 0 | 0 | 0 | 0 | 0 | 0 | 0 | 0 | 0 | 0 | 0 | 0 | 0 | 0 | 0 | 0 | 0 | 0 | 0 | 0 | 0 | 0 | FALSE | 0% | 0% | 0% | 0% | 0% | 0% | FALSE | 0% | 0% | 0% | 0% | 0% | FALSE | 0% | 0% | 0% | 0% | 0% | 0% | 0% | 0% | N/A | N/A
| 805 | N/A | N/A | N/A | N/A | N/A | N/A | N/A | N/A | N/A | N/A | N/A | N/A | N/A | N/A | 0% | 0 | N/A | 0% | FALSE | 0 | 1 | N/A | N/A | N/A | N/A | N/A | FALSE | FALSE | TRUE | 0 | 0 | 0 | 0 | 0 | 0 | 0 | 0 | 0 | 0 | 0 | 0 | 0 | 0 | 0 | 0 | 0 | 0 | 0 | 0 | 0 | 0 | 0 | 0 | 0 | 0 | 0 | 0 | 0 | 0 | 0% | 0% | 0% | 0% | 0% | 0 | 0 | 0 | 0 | 0 | 0 | 0 | 0 | 0 | 0 | 0 | 0 | 0 | 0 | 0 | 0 | 0 | 0 | 0 | 0 | 0 | 0 | 0 | 0 | 0 | 0 | 0 | 0 | 0 | 0 | FALSE | 0% | 0% | 0% | 0% | 0% | 0% | FALSE | 0% | 0% | 0% | 0% | 0% | FALSE | 0% | 0% | 0% | 0% | 0% | 0% | 0% | 0% | N/A | N/A
| 806 | N/A | N/A | N/A | N/A | N/A | N/A | N/A | N/A | N/A | N/A | N/A | N/A | N/A | N/A | 0% | 0 | N/A | 0% | FALSE | 0 | 1 | N/A | N/A | N/A | N/A | N/A | FALSE | FALSE | TRUE | 0 | 0 | 0 | 0 | 0 | 0 | 0 | 0 | 0 | 0 | 0 | 0 | 0 | 0 | 0 | 0 | 0 | 0 | 0 | 0 | 0 | 0 | 0 | 0 | 0 | 0 | 0 | 0 | 0 | 0 | 0% | 0% | 0% | 0% | 0% | 0 | 0 | 0 | 0 | 0 | 0 | 0 | 0 | 0 | 0 | 0 | 0 | 0 | 0 | 0 | 0 | 0 | 0 | 0 | 0 | 0 | 0 | 0 | 0 | 0 | 0 | 0 | 0 | 0 | 0 | FALSE | 0% | 0% | 0% | 0% | 0% | 0% | FALSE | 0% | 0% | 0% | 0% | 0% | FALSE | 0% | 0% | 0% | 0% | 0% | 0% | 0% | 0% | N/A | N/A
| 807 | N/A | N/A | N/A | N/A | N/A | N/A | N/A | N/A | N/A | N/A | N/A | N/A | N/A | N/A | 0% | 0 | N/A | 0% | FALSE | 0 | 1 | N/A | N/A | N/A | N/A | N/A | FALSE | FALSE | TRUE | 0 | 0 | 0 | 0 | 0 | 0 | 0 | 0 | 0 | 0 | 0 | 0 | 0 | 0 | 0 | 0 | 0 | 0 | 0 | 0 | 0 | 0 | 0 | 0 | 0 | 0 | 0 | 0 | 0 | 0 | 0% | 0% | 0% | 0% | 0% | 0 | 0 | 0 | 0 | 0 | 0 | 0 | 0 | 0 | 0 | 0 | 0 | 0 | 0 | 0 | 0 | 0 | 0 | 0 | 0 | 0 | 0 | 0 | 0 | 0 | 0 | 0 | 0 | 0 | 0 | FALSE | 0% | 0% | 0% | 0% | 0% | 0% | FALSE | 0% | 0% | 0% | 0% | 0% | FALSE | 0% | 0% | 0% | 0% | 0% | 0% | 0% | 0% | N/A | N/A
| 808 | N/A | N/A | N/A | N/A | N/A | N/A | N/A | N/A | N/A | N/A | N/A | N/A | N/A | N/A | 0% | 0 | N/A | 0% | FALSE | 0 | 1 | N/A | N/A | N/A | N/A | N/A | FALSE | FALSE | TRUE | 0 | 0 | 0 | 0 | 0 | 0 | 0 | 0 | 0 | 0 | 0 | 0 | 0 | 0 | 0 | 0 | 0 | 0 | 0 | 0 | 0 | 0 | 0 | 0 | 0 | 0 | 0 | 0 | 0 | 0 | 0% | 0% | 0% | 0% | 0% | 0 | 0 | 0 | 0 | 0 | 0 | 0 | 0 | 0 | 0 | 0 | 0 | 0 | 0 | 0 | 0 | 0 | 0 | 0 | 0 | 0 | 0 | 0 | 0 | 0 | 0 | 0 | 0 | 0 | 0 | FALSE | 0% | 0% | 0% | 0% | 0% | 0% | FALSE | 0% | 0% | 0% | 0% | 0% | FALSE | 0% | 0% | 0% | 0% | 0% | 0% | 0% | 0% | N/A | N/A
| 809 | N/A | N/A | N/A | N/A | N/A | N/A | N/A | N/A | N/A | N/A | N/A | N/A | N/A | N/A | 0% | 0 | N/A | 0% | FALSE | 0 | 1 | N/A | N/A | N/A | N/A | N/A | FALSE | FALSE | TRUE | 0 | 0 | 0 | 0 | 0 | 0 | 0 | 0 | 0 | 0 | 0 | 0 | 0 | 0 | 0 | 0 | 0 | 0 | 0 | 0 | 0 | 0 | 0 | 0 | 0 | 0 | 0 | 0 | 0 | 0 | 0% | 0% | 0% | 0% | 0% | 0 | 0 | 0 | 0 | 0 | 0 | 0 | 0 | 0 | 0 | 0 | 0 | 0 | 0 | 0 | 0 | 0 | 0 | 0 | 0 | 0 | 0 | 0 | 0 | 0 | 0 | 0 | 0 | 0 | 0 | FALSE | 0% | 0% | 0% | 0% | 0% | 0% | FALSE | 0% | 0% | 0% | 0% | 0% | FALSE | 0% | 0% | 0% | 0% | 0% | 0% | 0% | 0% | N/A | N/A
| 810 | N/A | N/A | N/A | N/A | N/A | N/A | N/A | N/A | N/A | N/A | N/A | N/A | N/A | N/A | 0% | 0 | N/A | 0% | FALSE | 0 | 1 | N/A | N/A | N/A | N/A | N/A | FALSE | FALSE | TRUE | 0 | 0 | 0 | 0 | 0 | 0 | 0 | 0 | 0 | 0 | 0 | 0 | 0 | 0 | 0 | 0 | 0 | 0 | 0 | 0 | 0 | 0 | 0 | 0 | 0 | 0 | 0 | 0 | 0 | 0 | 0% | 0% | 0% | 0% | 0% | 0 | 0 | 0 | 0 | 0 | 0 | 0 | 0 | 0 | 0 | 0 | 0 | 0 | 0 | 0 | 0 | 0 | 0 | 0 | 0 | 0 | 0 | 0 | 0 | 0 | 0 | 0 | 0 | 0 | 0 | FALSE | 0% | 0% | 0% | 0% | 0% | 0% | FALSE | 0% | 0% | 0% | 0% | 0% | FALSE | 0% | 0% | 0% | 0% | 0% | 0% | 0% | 0% | N/A | N/A
| 811 | N/A | N/A | N/A | N/A | N/A | N/A | N/A | N/A | N/A | N/A | N/A | N/A | N/A | N/A | 0% | 0 | N/A | 0% | FALSE | 0 | 1 | N/A | N/A | N/A | N/A | N/A | FALSE | FALSE | TRUE | 0 | 0 | 0 | 0 | 0 | 0 | 0 | 0 | 0 | 0 | 0 | 0 | 0 | 0 | 0 | 0 | 0 | 0 | 0 | 0 | 0 | 0 | 0 | 0 | 0 | 0 | 0 | 0 | 0 | 0 | 0% | 0% | 0% | 0% | 0% | 0 | 0 | 0 | 0 | 0 | 0 | 0 | 0 | 0 | 0 | 0 | 0 | 0 | 0 | 0 | 0 | 0 | 0 | 0 | 0 | 0 | 0 | 0 | 0 | 0 | 0 | 0 | 0 | 0 | 0 | FALSE | 0% | 0% | 0% | 0% | 0% | 0% | FALSE | 0% | 0% | 0% | 0% | 0% | FALSE | 0% | 0% | 0% | 0% | 0% | 0% | 0% | 0% | N/A | N/A
| 812 | N/A | N/A | N/A | N/A | N/A | N/A | N/A | N/A | N/A | N/A | N/A | N/A | N/A | N/A | 0% | 0 | N/A | 0% | FALSE | 0 | 1 | N/A | N/A | N/A | N/A | N/A | FALSE | FALSE | TRUE | 0 | 0 | 0 | 0 | 0 | 0 | 0 | 0 | 0 | 0 | 0 | 0 | 0 | 0 | 0 | 0 | 0 | 0 | 0 | 0 | 0 | 0 | 0 | 0 | 0 | 0 | 0 | 0 | 0 | 0 | 0% | 0% | 0% | 0% | 0% | 0 | 0 | 0 | 0 | 0 | 0 | 0 | 0 | 0 | 0 | 0 | 0 | 0 | 0 | 0 | 0 | 0 | 0 | 0 | 0 | 0 | 0 | 0 | 0 | 0 | 0 | 0 | 0 | 0 | 0 | FALSE | 0% | 0% | 0% | 0% | 0% | 0% | FALSE | 0% | 0% | 0% | 0% | 0% | FALSE | 0% | 0% | 0% | 0% | 0% | 0% | 0% | 0% | N/A | N/A
| 813 | N/A | N/A | N/A | N/A | N/A | N/A | N/A | N/A | N/A | N/A | N/A | N/A | N/A | N/A | 0% | 0 | N/A | 0% | FALSE | 0 | 1 | N/A | N/A | N/A | N/A | N/A | FALSE | FALSE | TRUE | 0 | 0 | 0 | 0 | 0 | 0 | 0 | 0 | 0 | 0 | 0 | 0 | 0 | 0 | 0 | 0 | 0 | 0 | 0 | 0 | 0 | 0 | 0 | 0 | 0 | 0 | 0 | 0 | 0 | 0 | 0% | 0% | 0% | 0% | 0% | 0 | 0 | 0 | 0 | 0 | 0 | 0 | 0 | 0 | 0 | 0 | 0 | 0 | 0 | 0 | 0 | 0 | 0 | 0 | 0 | 0 | 0 | 0 | 0 | 0 | 0 | 0 | 0 | 0 | 0 | FALSE | 0% | 0% | 0% | 0% | 0% | 0% | FALSE | 0% | 0% | 0% | 0% | 0% | FALSE | 0% | 0% | 0% | 0% | 0% | 0% | 0% | 0% | N/A | N/A
| 814 | N/A | N/A | N/A | N/A | N/A | N/A | N/A | N/A | N/A | N/A | N/A | N/A | N/A | N/A | 0% | 0 | N/A | 0% | FALSE | 0 | 1 | N/A | N/A | N/A | N/A | N/A | FALSE | FALSE | TRUE | 0 | 0 | 0 | 0 | 0 | 0 | 0 | 0 | 0 | 0 | 0 | 0 | 0 | 0 | 0 | 0 | 0 | 0 | 0 | 0 | 0 | 0 | 0 | 0 | 0 | 0 | 0 | 0 | 0 | 0 | 0% | 0% | 0% | 0% | 0% | 0 | 0 | 0 | 0 | 0 | 0 | 0 | 0 | 0 | 0 | 0 | 0 | 0 | 0 | 0 | 0 | 0 | 0 | 0 | 0 | 0 | 0 | 0 | 0 | 0 | 0 | 0 | 0 | 0 | 0 | FALSE | 0% | 0% | 0% | 0% | 0% | 0% | FALSE | 0% | 0% | 0% | 0% | 0% | FALSE | 0% | 0% | 0% | 0% | 0% | 0% | 0% | 0% | N/A | N/A
| 815 | N/A | N/A | N/A | N/A | N/A | N/A | N/A | N/A | N/A | N/A | N/A | N/A | N/A | N/A | 0% | 0 | N/A | 0% | FALSE | 0 | 1 | N/A | N/A | N/A | N/A | N/A | FALSE | FALSE | TRUE | 0 | 0 | 0 | 0 | 0 | 0 | 0 | 0 | 0 | 0 | 0 | 0 | 0 | 0 | 0 | 0 | 0 | 0 | 0 | 0 | 0 | 0 | 0 | 0 | 0 | 0 | 0 | 0 | 0 | 0 | 0% | 0% | 0% | 0% | 0% | 0 | 0 | 0 | 0 | 0 | 0 | 0 | 0 | 0 | 0 | 0 | 0 | 0 | 0 | 0 | 0 | 0 | 0 | 0 | 0 | 0 | 0 | 0 | 0 | 0 | 0 | 0 | 0 | 0 | 0 | FALSE | 0% | 0% | 0% | 0% | 0% | 0% | FALSE | 0% | 0% | 0% | 0% | 0% | FALSE | 0% | 0% | 0% | 0% | 0% | 0% | 0% | 0% | N/A | N/A
| 816 | N/A | N/A | N/A | N/A | N/A | N/A | N/A | N/A | N/A | N/A | N/A | N/A | N/A | N/A | 0% | 0 | N/A | 0% | FALSE | 0 | 1 | N/A | N/A | N/A | N/A | N/A | FALSE | FALSE | TRUE | 0 | 0 | 0 | 0 | 0 | 0 | 0 | 0 | 0 | 0 | 0 | 0 | 0 | 0 | 0 | 0 | 0 | 0 | 0 | 0 | 0 | 0 | 0 | 0 | 0 | 0 | 0 | 0 | 0 | 0 | 0% | 0% | 0% | 0% | 0% | 0 | 0 | 0 | 0 | 0 | 0 | 0 | 0 | 0 | 0 | 0 | 0 | 0 | 0 | 0 | 0 | 0 | 0 | 0 | 0 | 0 | 0 | 0 | 0 | 0 | 0 | 0 | 0 | 0 | 0 | FALSE | 0% | 0% | 0% | 0% | 0% | 0% | FALSE | 0% | 0% | 0% | 0% | 0% | FALSE | 0% | 0% | 0% | 0% | 0% | 0% | 0% | 0% | N/A | N/A
| 817 | N/A | N/A | N/A | N/A | N/A | N/A | N/A | N/A | N/A | N/A | N/A | N/A | N/A | N/A | 0% | 0 | N/A | 0% | FALSE | 0 | 1 | N/A | N/A | N/A | N/A | N/A | FALSE | FALSE | TRUE | 0 | 0 | 0 | 0 | 0 | 0 | 0 | 0 | 0 | 0 | 0 | 0 | 0 | 0 | 0 | 0 | 0 | 0 | 0 | 0 | 0 | 0 | 0 | 0 | 0 | 0 | 0 | 0 | 0 | 0 | 0% | 0% | 0% | 0% | 0% | 0 | 0 | 0 | 0 | 0 | 0 | 0 | 0 | 0 | 0 | 0 | 0 | 0 | 0 | 0 | 0 | 0 | 0 | 0 | 0 | 0 | 0 | 0 | 0 | 0 | 0 | 0 | 0 | 0 | 0 | FALSE | 0% | 0% | 0% | 0% | 0% | 0% | FALSE | 0% | 0% | 0% | 0% | 0% | FALSE | 0% | 0% | 0% | 0% | 0% | 0% | 0% | 0% | N/A | N/A
| 818 | N/A | N/A | N/A | N/A | N/A | N/A | N/A | N/A | N/A | N/A | N/A | N/A | N/A | N/A | 0% | 0 | N/A | 0% | FALSE | 0 | 1 | N/A | N/A | N/A | N/A | N/A | FALSE | FALSE | TRUE | 0 | 0 | 0 | 0 | 0 | 0 | 0 | 0 | 0 | 0 | 0 | 0 | 0 | 0 | 0 | 0 | 0 | 0 | 0 | 0 | 0 | 0 | 0 | 0 | 0 | 0 | 0 | 0 | 0 | 0 | 0% | 0% | 0% | 0% | 0% | 0 | 0 | 0 | 0 | 0 | 0 | 0 | 0 | 0 | 0 | 0 | 0 | 0 | 0 | 0 | 0 | 0 | 0 | 0 | 0 | 0 | 0 | 0 | 0 | 0 | 0 | 0 | 0 | 0 | 0 | FALSE | 0% | 0% | 0% | 0% | 0% | 0% | FALSE | 0% | 0% | 0% | 0% | 0% | FALSE | 0% | 0% | 0% | 0% | 0% | 0% | 0% | 0% | N/A | N/A
| 819 | N/A | N/A | N/A | N/A | N/A | N/A | N/A | N/A | N/A | N/A | N/A | N/A | N/A | N/A | 0% | 0 | N/A | 0% | FALSE | 0 | 1 | N/A | N/A | N/A | N/A | N/A | FALSE | FALSE | TRUE | 0 | 0 | 0 | 0 | 0 | 0 | 0 | 0 | 0 | 0 | 0 | 0 | 0 | 0 | 0 | 0 | 0 | 0 | 0 | 0 | 0 | 0 | 0 | 0 | 0 | 0 | 0 | 0 | 0 | 0 | 0% | 0% | 0% | 0% | 0% | 0 | 0 | 0 | 0 | 0 | 0 | 0 | 0 | 0 | 0 | 0 | 0 | 0 | 0 | 0 | 0 | 0 | 0 | 0 | 0 | 0 | 0 | 0 | 0 | 0 | 0 | 0 | 0 | 0 | 0 | FALSE | 0% | 0% | 0% | 0% | 0% | 0% | FALSE | 0% | 0% | 0% | 0% | 0% | FALSE | 0% | 0% | 0% | 0% | 0% | 0% | 0% | 0% | N/A | N/A
| 820 | N/A | N/A | N/A | N/A | N/A | N/A | N/A | N/A | N/A | N/A | N/A | N/A | N/A | N/A | 0% | 0 | N/A | 0% | FALSE | 0 | 1 | N/A | N/A | N/A | N/A | N/A | FALSE | FALSE | TRUE | 0 | 0 | 0 | 0 | 0 | 0 | 0 | 0 | 0 | 0 | 0 | 0 | 0 | 0 | 0 | 0 | 0 | 0 | 0 | 0 | 0 | 0 | 0 | 0 | 0 | 0 | 0 | 0 | 0 | 0 | 0% | 0% | 0% | 0% | 0% | 0 | 0 | 0 | 0 | 0 | 0 | 0 | 0 | 0 | 0 | 0 | 0 | 0 | 0 | 0 | 0 | 0 | 0 | 0 | 0 | 0 | 0 | 0 | 0 | 0 | 0 | 0 | 0 | 0 | 0 | FALSE | 0% | 0% | 0% | 0% | 0% | 0% | FALSE | 0% | 0% | 0% | 0% | 0% | FALSE | 0% | 0% | 0% | 0% | 0% | 0% | 0% | 0% | N/A | N/A
| 821 | N/A | N/A | N/A | N/A | N/A | N/A | N/A | N/A | N/A | N/A | N/A | N/A | N/A | N/A | 0% | 0 | N/A | 0% | FALSE | 0 | 1 | N/A | N/A | N/A | N/A | N/A | FALSE | FALSE | TRUE | 0 | 0 | 0 | 0 | 0 | 0 | 0 | 0 | 0 | 0 | 0 | 0 | 0 | 0 | 0 | 0 | 0 | 0 | 0 | 0 | 0 | 0 | 0 | 0 | 0 | 0 | 0 | 0 | 0 | 0 | 0% | 0% | 0% | 0% | 0% | 0 | 0 | 0 | 0 | 0 | 0 | 0 | 0 | 0 | 0 | 0 | 0 | 0 | 0 | 0 | 0 | 0 | 0 | 0 | 0 | 0 | 0 | 0 | 0 | 0 | 0 | 0 | 0 | 0 | 0 | FALSE | 0% | 0% | 0% | 0% | 0% | 0% | FALSE | 0% | 0% | 0% | 0% | 0% | FALSE | 0% | 0% | 0% | 0% | 0% | 0% | 0% | 0% | N/A | N/A
| 822 | N/A | N/A | N/A | N/A | N/A | N/A | N/A | N/A | N/A | N/A | N/A | N/A | N/A | N/A | 0% | 0 | N/A | 0% | FALSE | 0 | 1 | N/A | N/A | N/A | N/A | N/A | FALSE | FALSE | TRUE | 0 | 0 | 0 | 0 | 0 | 0 | 0 | 0 | 0 | 0 | 0 | 0 | 0 | 0 | 0 | 0 | 0 | 0 | 0 | 0 | 0 | 0 | 0 | 0 | 0 | 0 | 0 | 0 | 0 | 0 | 0% | 0% | 0% | 0% | 0% | 0 | 0 | 0 | 0 | 0 | 0 | 0 | 0 | 0 | 0 | 0 | 0 | 0 | 0 | 0 | 0 | 0 | 0 | 0 | 0 | 0 | 0 | 0 | 0 | 0 | 0 | 0 | 0 | 0 | 0 | FALSE | 0% | 0% | 0% | 0% | 0% | 0% | FALSE | 0% | 0% | 0% | 0% | 0% | FALSE | 0% | 0% | 0% | 0% | 0% | 0% | 0% | 0% | N/A | N/A
| 823 | N/A | N/A | N/A | N/A | N/A | N/A | N/A | N/A | N/A | N/A | N/A | N/A | N/A | N/A | 0% | 0 | N/A | 0% | FALSE | 0 | 1 | N/A | N/A | N/A | N/A | N/A | FALSE | FALSE | TRUE | 0 | 0 | 0 | 0 | 0 | 0 | 0 | 0 | 0 | 0 | 0 | 0 | 0 | 0 | 0 | 0 | 0 | 0 | 0 | 0 | 0 | 0 | 0 | 0 | 0 | 0 | 0 | 0 | 0 | 0 | 0% | 0% | 0% | 0% | 0% | 0 | 0 | 0 | 0 | 0 | 0 | 0 | 0 | 0 | 0 | 0 | 0 | 0 | 0 | 0 | 0 | 0 | 0 | 0 | 0 | 0 | 0 | 0 | 0 | 0 | 0 | 0 | 0 | 0 | 0 | FALSE | 0% | 0% | 0% | 0% | 0% | 0% | FALSE | 0% | 0% | 0% | 0% | 0% | FALSE | 0% | 0% | 0% | 0% | 0% | 0% | 0% | 0% | N/A | N/A
| 824 | N/A | N/A | N/A | N/A | N/A | N/A | N/A | N/A | N/A | N/A | N/A | N/A | N/A | N/A | 0% | 0 | N/A | 0% | FALSE | 0 | 1 | N/A | N/A | N/A | N/A | N/A | FALSE | FALSE | TRUE | 0 | 0 | 0 | 0 | 0 | 0 | 0 | 0 | 0 | 0 | 0 | 0 | 0 | 0 | 0 | 0 | 0 | 0 | 0 | 0 | 0 | 0 | 0 | 0 | 0 | 0 | 0 | 0 | 0 | 0 | 0% | 0% | 0% | 0% | 0% | 0 | 0 | 0 | 0 | 0 | 0 | 0 | 0 | 0 | 0 | 0 | 0 | 0 | 0 | 0 | 0 | 0 | 0 | 0 | 0 | 0 | 0 | 0 | 0 | 0 | 0 | 0 | 0 | 0 | 0 | FALSE | 0% | 0% | 0% | 0% | 0% | 0% | FALSE | 0% | 0% | 0% | 0% | 0% | FALSE | 0% | 0% | 0% | 0% | 0% | 0% | 0% | 0% | N/A | N/A
| 825 | N/A | N/A | N/A | N/A | N/A | N/A | N/A | N/A | N/A | N/A | N/A | N/A | N/A | N/A | 0% | 0 | N/A | 0% | FALSE | 0 | 1 | N/A | N/A | N/A | N/A | N/A | FALSE | FALSE | TRUE | 0 | 0 | 0 | 0 | 0 | 0 | 0 | 0 | 0 | 0 | 0 | 0 | 0 | 0 | 0 | 0 | 0 | 0 | 0 | 0 | 0 | 0 | 0 | 0 | 0 | 0 | 0 | 0 | 0 | 0 | 0% | 0% | 0% | 0% | 0% | 0 | 0 | 0 | 0 | 0 | 0 | 0 | 0 | 0 | 0 | 0 | 0 | 0 | 0 | 0 | 0 | 0 | 0 | 0 | 0 | 0 | 0 | 0 | 0 | 0 | 0 | 0 | 0 | 0 | 0 | FALSE | 0% | 0% | 0% | 0% | 0% | 0% | FALSE | 0% | 0% | 0% | 0% | 0% | FALSE | 0% | 0% | 0% | 0% | 0% | 0% | 0% | 0% | N/A | N/A
| 826 | N/A | N/A | N/A | N/A | N/A | N/A | N/A | N/A | N/A | N/A | N/A | N/A | N/A | N/A | 0% | 0 | N/A | 0% | FALSE | 0 | 1 | N/A | N/A | N/A | N/A | N/A | FALSE | FALSE | TRUE | 0 | 0 | 0 | 0 | 0 | 0 | 0 | 0 | 0 | 0 | 0 | 0 | 0 | 0 | 0 | 0 | 0 | 0 | 0 | 0 | 0 | 0 | 0 | 0 | 0 | 0 | 0 | 0 | 0 | 0 | 0% | 0% | 0% | 0% | 0% | 0 | 0 | 0 | 0 | 0 | 0 | 0 | 0 | 0 | 0 | 0 | 0 | 0 | 0 | 0 | 0 | 0 | 0 | 0 | 0 | 0 | 0 | 0 | 0 | 0 | 0 | 0 | 0 | 0 | 0 | FALSE | 0% | 0% | 0% | 0% | 0% | 0% | FALSE | 0% | 0% | 0% | 0% | 0% | FALSE | 0% | 0% | 0% | 0% | 0% | 0% | 0% | 0% | N/A | N/A
| 827 | N/A | N/A | N/A | N/A | N/A | N/A | N/A | N/A | N/A | N/A | N/A | N/A | N/A | N/A | 0% | 0 | N/A | 0% | FALSE | 0 | 1 | N/A | N/A | N/A | N/A | N/A | FALSE | FALSE | TRUE | 0 | 0 | 0 | 0 | 0 | 0 | 0 | 0 | 0 | 0 | 0 | 0 | 0 | 0 | 0 | 0 | 0 | 0 | 0 | 0 | 0 | 0 | 0 | 0 | 0 | 0 | 0 | 0 | 0 | 0 | 0% | 0% | 0% | 0% | 0% | 0 | 0 | 0 | 0 | 0 | 0 | 0 | 0 | 0 | 0 | 0 | 0 | 0 | 0 | 0 | 0 | 0 | 0 | 0 | 0 | 0 | 0 | 0 | 0 | 0 | 0 | 0 | 0 | 0 | 0 | FALSE | 0% | 0% | 0% | 0% | 0% | 0% | FALSE | 0% | 0% | 0% | 0% | 0% | FALSE | 0% | 0% | 0% | 0% | 0% | 0% | 0% | 0% | N/A | N/A
| 828 | N/A | N/A | N/A | N/A | N/A | N/A | N/A | N/A | N/A | N/A | N/A | N/A | N/A | N/A | 0% | 0 | N/A | 0% | FALSE | 0 | 1 | N/A | N/A | N/A | N/A | N/A | FALSE | FALSE | TRUE | 0 | 0 | 0 | 0 | 0 | 0 | 0 | 0 | 0 | 0 | 0 | 0 | 0 | 0 | 0 | 0 | 0 | 0 | 0 | 0 | 0 | 0 | 0 | 0 | 0 | 0 | 0 | 0 | 0 | 0 | 0% | 0% | 0% | 0% | 0% | 0 | 0 | 0 | 0 | 0 | 0 | 0 | 0 | 0 | 0 | 0 | 0 | 0 | 0 | 0 | 0 | 0 | 0 | 0 | 0 | 0 | 0 | 0 | 0 | 0 | 0 | 0 | 0 | 0 | 0 | FALSE | 0% | 0% | 0% | 0% | 0% | 0% | FALSE | 0% | 0% | 0% | 0% | 0% | FALSE | 0% | 0% | 0% | 0% | 0% | 0% | 0% | 0% | N/A | N/A
| 829 | N/A | N/A | N/A | N/A | N/A | N/A | N/A | N/A | N/A | N/A | N/A | N/A | N/A | N/A | 0% | 0 | N/A | 0% | FALSE | 0 | 1 | N/A | N/A | N/A | N/A | N/A | FALSE | FALSE | TRUE | 0 | 0 | 0 | 0 | 0 | 0 | 0 | 0 | 0 | 0 | 0 | 0 | 0 | 0 | 0 | 0 | 0 | 0 | 0 | 0 | 0 | 0 | 0 | 0 | 0 | 0 | 0 | 0 | 0 | 0 | 0% | 0% | 0% | 0% | 0% | 0 | 0 | 0 | 0 | 0 | 0 | 0 | 0 | 0 | 0 | 0 | 0 | 0 | 0 | 0 | 0 | 0 | 0 | 0 | 0 | 0 | 0 | 0 | 0 | 0 | 0 | 0 | 0 | 0 | 0 | FALSE | 0% | 0% | 0% | 0% | 0% | 0% | FALSE | 0% | 0% | 0% | 0% | 0% | FALSE | 0% | 0% | 0% | 0% | 0% | 0% | 0% | 0% | N/A | N/A
| 830 | N/A | N/A | N/A | N/A | N/A | N/A | N/A | N/A | N/A | N/A | N/A | N/A | N/A | N/A | 0% | 0 | N/A | 0% | FALSE | 0 | 1 | N/A | N/A | N/A | N/A | N/A | FALSE | FALSE | TRUE | 0 | 0 | 0 | 0 | 0 | 0 | 0 | 0 | 0 | 0 | 0 | 0 | 0 | 0 | 0 | 0 | 0 | 0 | 0 | 0 | 0 | 0 | 0 | 0 | 0 | 0 | 0 | 0 | 0 | 0 | 0% | 0% | 0% | 0% | 0% | 0 | 0 | 0 | 0 | 0 | 0 | 0 | 0 | 0 | 0 | 0 | 0 | 0 | 0 | 0 | 0 | 0 | 0 | 0 | 0 | 0 | 0 | 0 | 0 | 0 | 0 | 0 | 0 | 0 | 0 | FALSE | 0% | 0% | 0% | 0% | 0% | 0% | FALSE | 0% | 0% | 0% | 0% | 0% | FALSE | 0% | 0% | 0% | 0% | 0% | 0% | 0% | 0% | N/A | N/A
| 831 | N/A | N/A | N/A | N/A | N/A | N/A | N/A | N/A | N/A | N/A | N/A | N/A | N/A | N/A | 0% | 0 | N/A | 0% | FALSE | 0 | 1 | N/A | N/A | N/A | N/A | N/A | FALSE | FALSE | TRUE | 0 | 0 | 0 | 0 | 0 | 0 | 0 | 0 | 0 | 0 | 0 | 0 | 0 | 0 | 0 | 0 | 0 | 0 | 0 | 0 | 0 | 0 | 0 | 0 | 0 | 0 | 0 | 0 | 0 | 0 | 0% | 0% | 0% | 0% | 0% | 0 | 0 | 0 | 0 | 0 | 0 | 0 | 0 | 0 | 0 | 0 | 0 | 0 | 0 | 0 | 0 | 0 | 0 | 0 | 0 | 0 | 0 | 0 | 0 | 0 | 0 | 0 | 0 | 0 | 0 | FALSE | 0% | 0% | 0% | 0% | 0% | 0% | FALSE | 0% | 0% | 0% | 0% | 0% | FALSE | 0% | 0% | 0% | 0% | 0% | 0% | 0% | 0% | N/A | N/A
| 832 | N/A | N/A | N/A | N/A | N/A | N/A | N/A | N/A | N/A | N/A | N/A | N/A | N/A | N/A | 0% | 0 | N/A | 0% | FALSE | 0 | 1 | N/A | N/A | N/A | N/A | N/A | FALSE | FALSE | TRUE | 0 | 0 | 0 | 0 | 0 | 0 | 0 | 0 | 0 | 0 | 0 | 0 | 0 | 0 | 0 | 0 | 0 | 0 | 0 | 0 | 0 | 0 | 0 | 0 | 0 | 0 | 0 | 0 | 0 | 0 | 0% | 0% | 0% | 0% | 0% | 0 | 0 | 0 | 0 | 0 | 0 | 0 | 0 | 0 | 0 | 0 | 0 | 0 | 0 | 0 | 0 | 0 | 0 | 0 | 0 | 0 | 0 | 0 | 0 | 0 | 0 | 0 | 0 | 0 | 0 | FALSE | 0% | 0% | 0% | 0% | 0% | 0% | FALSE | 0% | 0% | 0% | 0% | 0% | FALSE | 0% | 0% | 0% | 0% | 0% | 0% | 0% | 0% | N/A | N/A
| 833 | N/A | N/A | N/A | N/A | N/A | N/A | N/A | N/A | N/A | N/A | N/A | N/A | N/A | N/A | 0% | 0 | N/A | 0% | FALSE | 0 | 1 | N/A | N/A | N/A | N/A | N/A | FALSE | FALSE | TRUE | 0 | 0 | 0 | 0 | 0 | 0 | 0 | 0 | 0 | 0 | 0 | 0 | 0 | 0 | 0 | 0 | 0 | 0 | 0 | 0 | 0 | 0 | 0 | 0 | 0 | 0 | 0 | 0 | 0 | 0 | 0% | 0% | 0% | 0% | 0% | 0 | 0 | 0 | 0 | 0 | 0 | 0 | 0 | 0 | 0 | 0 | 0 | 0 | 0 | 0 | 0 | 0 | 0 | 0 | 0 | 0 | 0 | 0 | 0 | 0 | 0 | 0 | 0 | 0 | 0 | FALSE | 0% | 0% | 0% | 0% | 0% | 0% | FALSE | 0% | 0% | 0% | 0% | 0% | FALSE | 0% | 0% | 0% | 0% | 0% | 0% | 0% | 0% | N/A | N/A
| 834 | N/A | N/A | N/A | N/A | N/A | N/A | N/A | N/A | N/A | N/A | N/A | N/A | N/A | N/A | 0% | 0 | N/A | 0% | FALSE | 0 | 1 | N/A | N/A | N/A | N/A | N/A | FALSE | FALSE | TRUE | 0 | 0 | 0 | 0 | 0 | 0 | 0 | 0 | 0 | 0 | 0 | 0 | 0 | 0 | 0 | 0 | 0 | 0 | 0 | 0 | 0 | 0 | 0 | 0 | 0 | 0 | 0 | 0 | 0 | 0 | 0% | 0% | 0% | 0% | 0% | 0 | 0 | 0 | 0 | 0 | 0 | 0 | 0 | 0 | 0 | 0 | 0 | 0 | 0 | 0 | 0 | 0 | 0 | 0 | 0 | 0 | 0 | 0 | 0 | 0 | 0 | 0 | 0 | 0 | 0 | FALSE | 0% | 0% | 0% | 0% | 0% | 0% | FALSE | 0% | 0% | 0% | 0% | 0% | FALSE | 0% | 0% | 0% | 0% | 0% | 0% | 0% | 0% | N/A | N/A
| 835 | N/A | N/A | N/A | N/A | N/A | N/A | N/A | N/A | N/A | N/A | N/A | N/A | N/A | N/A | 0% | 0 | N/A | 0% | FALSE | 0 | 1 | N/A | N/A | N/A | N/A | N/A | FALSE | FALSE | TRUE | 0 | 0 | 0 | 0 | 0 | 0 | 0 | 0 | 0 | 0 | 0 | 0 | 0 | 0 | 0 | 0 | 0 | 0 | 0 | 0 | 0 | 0 | 0 | 0 | 0 | 0 | 0 | 0 | 0 | 0 | 0% | 0% | 0% | 0% | 0% | 0 | 0 | 0 | 0 | 0 | 0 | 0 | 0 | 0 | 0 | 0 | 0 | 0 | 0 | 0 | 0 | 0 | 0 | 0 | 0 | 0 | 0 | 0 | 0 | 0 | 0 | 0 | 0 | 0 | 0 | FALSE | 0% | 0% | 0% | 0% | 0% | 0% | FALSE | 0% | 0% | 0% | 0% | 0% | FALSE | 0% | 0% | 0% | 0% | 0% | 0% | 0% | 0% | N/A | N/A
| 836 | N/A | N/A | N/A | N/A | N/A | N/A | N/A | N/A | N/A | N/A | N/A | N/A | N/A | N/A | 0% | 0 | N/A | 0% | FALSE | 0 | 1 | N/A | N/A | N/A | N/A | N/A | FALSE | FALSE | TRUE | 0 | 0 | 0 | 0 | 0 | 0 | 0 | 0 | 0 | 0 | 0 | 0 | 0 | 0 | 0 | 0 | 0 | 0 | 0 | 0 | 0 | 0 | 0 | 0 | 0 | 0 | 0 | 0 | 0 | 0 | 0% | 0% | 0% | 0% | 0% | 0 | 0 | 0 | 0 | 0 | 0 | 0 | 0 | 0 | 0 | 0 | 0 | 0 | 0 | 0 | 0 | 0 | 0 | 0 | 0 | 0 | 0 | 0 | 0 | 0 | 0 | 0 | 0 | 0 | 0 | FALSE | 0% | 0% | 0% | 0% | 0% | 0% | FALSE | 0% | 0% | 0% | 0% | 0% | FALSE | 0% | 0% | 0% | 0% | 0% | 0% | 0% | 0% | N/A | N/A
| 837 | N/A | N/A | N/A | N/A | N/A | N/A | N/A | N/A | N/A | N/A | N/A | N/A | N/A | N/A | 0% | 0 | N/A | 0% | FALSE | 0 | 1 | N/A | N/A | N/A | N/A | N/A | FALSE | FALSE | TRUE | 0 | 0 | 0 | 0 | 0 | 0 | 0 | 0 | 0 | 0 | 0 | 0 | 0 | 0 | 0 | 0 | 0 | 0 | 0 | 0 | 0 | 0 | 0 | 0 | 0 | 0 | 0 | 0 | 0 | 0 | 0% | 0% | 0% | 0% | 0% | 0 | 0 | 0 | 0 | 0 | 0 | 0 | 0 | 0 | 0 | 0 | 0 | 0 | 0 | 0 | 0 | 0 | 0 | 0 | 0 | 0 | 0 | 0 | 0 | 0 | 0 | 0 | 0 | 0 | 0 | FALSE | 0% | 0% | 0% | 0% | 0% | 0% | FALSE | 0% | 0% | 0% | 0% | 0% | FALSE | 0% | 0% | 0% | 0% | 0% | 0% | 0% | 0% | N/A | N/A
| 838 | N/A | N/A | N/A | N/A | N/A | N/A | N/A | N/A | N/A | N/A | N/A | N/A | N/A | N/A | 0% | 0 | N/A | 0% | FALSE | 0 | 1 | N/A | N/A | N/A | N/A | N/A | FALSE | FALSE | TRUE | 0 | 0 | 0 | 0 | 0 | 0 | 0 | 0 | 0 | 0 | 0 | 0 | 0 | 0 | 0 | 0 | 0 | 0 | 0 | 0 | 0 | 0 | 0 | 0 | 0 | 0 | 0 | 0 | 0 | 0 | 0% | 0% | 0% | 0% | 0% | 0 | 0 | 0 | 0 | 0 | 0 | 0 | 0 | 0 | 0 | 0 | 0 | 0 | 0 | 0 | 0 | 0 | 0 | 0 | 0 | 0 | 0 | 0 | 0 | 0 | 0 | 0 | 0 | 0 | 0 | FALSE | 0% | 0% | 0% | 0% | 0% | 0% | FALSE | 0% | 0% | 0% | 0% | 0% | FALSE | 0% | 0% | 0% | 0% | 0% | 0% | 0% | 0% | N/A | N/A
| 839 | N/A | N/A | N/A | N/A | N/A | N/A | N/A | N/A | N/A | N/A | N/A | N/A | N/A | N/A | 0% | 0 | N/A | 0% | FALSE | 0 | 1 | N/A | N/A | N/A | N/A | N/A | FALSE | FALSE | TRUE | 0 | 0 | 0 | 0 | 0 | 0 | 0 | 0 | 0 | 0 | 0 | 0 | 0 | 0 | 0 | 0 | 0 | 0 | 0 | 0 | 0 | 0 | 0 | 0 | 0 | 0 | 0 | 0 | 0 | 0 | 0% | 0% | 0% | 0% | 0% | 0 | 0 | 0 | 0 | 0 | 0 | 0 | 0 | 0 | 0 | 0 | 0 | 0 | 0 | 0 | 0 | 0 | 0 | 0 | 0 | 0 | 0 | 0 | 0 | 0 | 0 | 0 | 0 | 0 | 0 | FALSE | 0% | 0% | 0% | 0% | 0% | 0% | FALSE | 0% | 0% | 0% | 0% | 0% | FALSE | 0% | 0% | 0% | 0% | 0% | 0% | 0% | 0% | N/A | N/A
| 840 | N/A | N/A | N/A | N/A | N/A | N/A | N/A | N/A | N/A | N/A | N/A | N/A | N/A | N/A | 0% | 0 | N/A | 0% | FALSE | 0 | 1 | N/A | N/A | N/A | N/A | N/A | FALSE | FALSE | TRUE | 0 | 0 | 0 | 0 | 0 | 0 | 0 | 0 | 0 | 0 | 0 | 0 | 0 | 0 | 0 | 0 | 0 | 0 | 0 | 0 | 0 | 0 | 0 | 0 | 0 | 0 | 0 | 0 | 0 | 0 | 0% | 0% | 0% | 0% | 0% | 0 | 0 | 0 | 0 | 0 | 0 | 0 | 0 | 0 | 0 | 0 | 0 | 0 | 0 | 0 | 0 | 0 | 0 | 0 | 0 | 0 | 0 | 0 | 0 | 0 | 0 | 0 | 0 | 0 | 0 | FALSE | 0% | 0% | 0% | 0% | 0% | 0% | FALSE | 0% | 0% | 0% | 0% | 0% | FALSE | 0% | 0% | 0% | 0% | 0% | 0% | 0% | 0% | N/A | N/A
| 841 | N/A | N/A | N/A | N/A | N/A | N/A | N/A | N/A | N/A | N/A | N/A | N/A | N/A | N/A | 0% | 0 | N/A | 0% | FALSE | 0 | 1 | N/A | N/A | N/A | N/A | N/A | FALSE | FALSE | TRUE | 0 | 0 | 0 | 0 | 0 | 0 | 0 | 0 | 0 | 0 | 0 | 0 | 0 | 0 | 0 | 0 | 0 | 0 | 0 | 0 | 0 | 0 | 0 | 0 | 0 | 0 | 0 | 0 | 0 | 0 | 0% | 0% | 0% | 0% | 0% | 0 | 0 | 0 | 0 | 0 | 0 | 0 | 0 | 0 | 0 | 0 | 0 | 0 | 0 | 0 | 0 | 0 | 0 | 0 | 0 | 0 | 0 | 0 | 0 | 0 | 0 | 0 | 0 | 0 | 0 | FALSE | 0% | 0% | 0% | 0% | 0% | 0% | FALSE | 0% | 0% | 0% | 0% | 0% | FALSE | 0% | 0% | 0% | 0% | 0% | 0% | 0% | 0% | N/A | N/A
| 842 | N/A | N/A | N/A | N/A | N/A | N/A | N/A | N/A | N/A | N/A | N/A | N/A | N/A | N/A | 0% | 0 | N/A | 0% | FALSE | 0 | 1 | N/A | N/A | N/A | N/A | N/A | FALSE | FALSE | TRUE | 0 | 0 | 0 | 0 | 0 | 0 | 0 | 0 | 0 | 0 | 0 | 0 | 0 | 0 | 0 | 0 | 0 | 0 | 0 | 0 | 0 | 0 | 0 | 0 | 0 | 0 | 0 | 0 | 0 | 0 | 0% | 0% | 0% | 0% | 0% | 0 | 0 | 0 | 0 | 0 | 0 | 0 | 0 | 0 | 0 | 0 | 0 | 0 | 0 | 0 | 0 | 0 | 0 | 0 | 0 | 0 | 0 | 0 | 0 | 0 | 0 | 0 | 0 | 0 | 0 | FALSE | 0% | 0% | 0% | 0% | 0% | 0% | FALSE | 0% | 0% | 0% | 0% | 0% | FALSE | 0% | 0% | 0% | 0% | 0% | 0% | 0% | 0% | N/A | N/A
| 843 | N/A | N/A | N/A | N/A | N/A | N/A | N/A | N/A | N/A | N/A | N/A | N/A | N/A | N/A | 0% | 0 | N/A | 0% | FALSE | 0 | 1 | N/A | N/A | N/A | N/A | N/A | FALSE | FALSE | TRUE | 0 | 0 | 0 | 0 | 0 | 0 | 0 | 0 | 0 | 0 | 0 | 0 | 0 | 0 | 0 | 0 | 0 | 0 | 0 | 0 | 0 | 0 | 0 | 0 | 0 | 0 | 0 | 0 | 0 | 0 | 0% | 0% | 0% | 0% | 0% | 0 | 0 | 0 | 0 | 0 | 0 | 0 | 0 | 0 | 0 | 0 | 0 | 0 | 0 | 0 | 0 | 0 | 0 | 0 | 0 | 0 | 0 | 0 | 0 | 0 | 0 | 0 | 0 | 0 | 0 | FALSE | 0% | 0% | 0% | 0% | 0% | 0% | FALSE | 0% | 0% | 0% | 0% | 0% | FALSE | 0% | 0% | 0% | 0% | 0% | 0% | 0% | 0% | N/A | N/A
| 844 | N/A | N/A | N/A | N/A | N/A | N/A | N/A | N/A | N/A | N/A | N/A | N/A | N/A | N/A | 0% | 0 | N/A | 0% | FALSE | 0 | 1 | N/A | N/A | N/A | N/A | N/A | FALSE | FALSE | TRUE | 0 | 0 | 0 | 0 | 0 | 0 | 0 | 0 | 0 | 0 | 0 | 0 | 0 | 0 | 0 | 0 | 0 | 0 | 0 | 0 | 0 | 0 | 0 | 0 | 0 | 0 | 0 | 0 | 0 | 0 | 0% | 0% | 0% | 0% | 0% | 0 | 0 | 0 | 0 | 0 | 0 | 0 | 0 | 0 | 0 | 0 | 0 | 0 | 0 | 0 | 0 | 0 | 0 | 0 | 0 | 0 | 0 | 0 | 0 | 0 | 0 | 0 | 0 | 0 | 0 | FALSE | 0% | 0% | 0% | 0% | 0% | 0% | FALSE | 0% | 0% | 0% | 0% | 0% | FALSE | 0% | 0% | 0% | 0% | 0% | 0% | 0% | 0% | N/A | N/A
| 845 | N/A | N/A | N/A | N/A | N/A | N/A | N/A | N/A | N/A | N/A | N/A | N/A | N/A | N/A | 0% | 0 | N/A | 0% | FALSE | 0 | 1 | N/A | N/A | N/A | N/A | N/A | FALSE | FALSE | TRUE | 0 | 0 | 0 | 0 | 0 | 0 | 0 | 0 | 0 | 0 | 0 | 0 | 0 | 0 | 0 | 0 | 0 | 0 | 0 | 0 | 0 | 0 | 0 | 0 | 0 | 0 | 0 | 0 | 0 | 0 | 0% | 0% | 0% | 0% | 0% | 0 | 0 | 0 | 0 | 0 | 0 | 0 | 0 | 0 | 0 | 0 | 0 | 0 | 0 | 0 | 0 | 0 | 0 | 0 | 0 | 0 | 0 | 0 | 0 | 0 | 0 | 0 | 0 | 0 | 0 | FALSE | 0% | 0% | 0% | 0% | 0% | 0% | FALSE | 0% | 0% | 0% | 0% | 0% | FALSE | 0% | 0% | 0% | 0% | 0% | 0% | 0% | 0% | N/A | N/A
| 846 | N/A | N/A | N/A | N/A | N/A | N/A | N/A | N/A | N/A | N/A | N/A | N/A | N/A | N/A | 0% | 0 | N/A | 0% | FALSE | 0 | 1 | N/A | N/A | N/A | N/A | N/A | FALSE | FALSE | TRUE | 0 | 0 | 0 | 0 | 0 | 0 | 0 | 0 | 0 | 0 | 0 | 0 | 0 | 0 | 0 | 0 | 0 | 0 | 0 | 0 | 0 | 0 | 0 | 0 | 0 | 0 | 0 | 0 | 0 | 0 | 0% | 0% | 0% | 0% | 0% | 0 | 0 | 0 | 0 | 0 | 0 | 0 | 0 | 0 | 0 | 0 | 0 | 0 | 0 | 0 | 0 | 0 | 0 | 0 | 0 | 0 | 0 | 0 | 0 | 0 | 0 | 0 | 0 | 0 | 0 | FALSE | 0% | 0% | 0% | 0% | 0% | 0% | FALSE | 0% | 0% | 0% | 0% | 0% | FALSE | 0% | 0% | 0% | 0% | 0% | 0% | 0% | 0% | N/A | N/A
| 847 | N/A | N/A | N/A | N/A | N/A | N/A | N/A | N/A | N/A | N/A | N/A | N/A | N/A | N/A | 0% | 0 | N/A | 0% | FALSE | 0 | 1 | N/A | N/A | N/A | N/A | N/A | FALSE | FALSE | TRUE | 0 | 0 | 0 | 0 | 0 | 0 | 0 | 0 | 0 | 0 | 0 | 0 | 0 | 0 | 0 | 0 | 0 | 0 | 0 | 0 | 0 | 0 | 0 | 0 | 0 | 0 | 0 | 0 | 0 | 0 | 0% | 0% | 0% | 0% | 0% | 0 | 0 | 0 | 0 | 0 | 0 | 0 | 0 | 0 | 0 | 0 | 0 | 0 | 0 | 0 | 0 | 0 | 0 | 0 | 0 | 0 | 0 | 0 | 0 | 0 | 0 | 0 | 0 | 0 | 0 | FALSE | 0% | 0% | 0% | 0% | 0% | 0% | FALSE | 0% | 0% | 0% | 0% | 0% | FALSE | 0% | 0% | 0% | 0% | 0% | 0% | 0% | 0% | N/A | N/A
| 848 | N/A | N/A | N/A | N/A | N/A | N/A | N/A | N/A | N/A | N/A | N/A | N/A | N/A | N/A | 0% | 0 | N/A | 0% | FALSE | 0 | 1 | N/A | N/A | N/A | N/A | N/A | FALSE | FALSE | TRUE | 0 | 0 | 0 | 0 | 0 | 0 | 0 | 0 | 0 | 0 | 0 | 0 | 0 | 0 | 0 | 0 | 0 | 0 | 0 | 0 | 0 | 0 | 0 | 0 | 0 | 0 | 0 | 0 | 0 | 0 | 0% | 0% | 0% | 0% | 0% | 0 | 0 | 0 | 0 | 0 | 0 | 0 | 0 | 0 | 0 | 0 | 0 | 0 | 0 | 0 | 0 | 0 | 0 | 0 | 0 | 0 | 0 | 0 | 0 | 0 | 0 | 0 | 0 | 0 | 0 | FALSE | 0% | 0% | 0% | 0% | 0% | 0% | FALSE | 0% | 0% | 0% | 0% | 0% | FALSE | 0% | 0% | 0% | 0% | 0% | 0% | 0% | 0% | N/A | N/A
| 849 | N/A | N/A | N/A | N/A | N/A | N/A | N/A | N/A | N/A | N/A | N/A | N/A | N/A | N/A | 0% | 0 | N/A | 0% | FALSE | 0 | 1 | N/A | N/A | N/A | N/A | N/A | FALSE | FALSE | TRUE | 0 | 0 | 0 | 0 | 0 | 0 | 0 | 0 | 0 | 0 | 0 | 0 | 0 | 0 | 0 | 0 | 0 | 0 | 0 | 0 | 0 | 0 | 0 | 0 | 0 | 0 | 0 | 0 | 0 | 0 | 0% | 0% | 0% | 0% | 0% | 0 | 0 | 0 | 0 | 0 | 0 | 0 | 0 | 0 | 0 | 0 | 0 | 0 | 0 | 0 | 0 | 0 | 0 | 0 | 0 | 0 | 0 | 0 | 0 | 0 | 0 | 0 | 0 | 0 | 0 | FALSE | 0% | 0% | 0% | 0% | 0% | 0% | FALSE | 0% | 0% | 0% | 0% | 0% | FALSE | 0% | 0% | 0% | 0% | 0% | 0% | 0% | 0% | N/A | N/A
| 850 | N/A | N/A | N/A | N/A | N/A | N/A | N/A | N/A | N/A | N/A | N/A | N/A | N/A | N/A | 0% | 0 | N/A | 0% | FALSE | 0 | 1 | N/A | N/A | N/A | N/A | N/A | FALSE | FALSE | TRUE | 0 | 0 | 0 | 0 | 0 | 0 | 0 | 0 | 0 | 0 | 0 | 0 | 0 | 0 | 0 | 0 | 0 | 0 | 0 | 0 | 0 | 0 | 0 | 0 | 0 | 0 | 0 | 0 | 0 | 0 | 0% | 0% | 0% | 0% | 0% | 0 | 0 | 0 | 0 | 0 | 0 | 0 | 0 | 0 | 0 | 0 | 0 | 0 | 0 | 0 | 0 | 0 | 0 | 0 | 0 | 0 | 0 | 0 | 0 | 0 | 0 | 0 | 0 | 0 | 0 | FALSE | 0% | 0% | 0% | 0% | 0% | 0% | FALSE | 0% | 0% | 0% | 0% | 0% | FALSE | 0% | 0% | 0% | 0% | 0% | 0% | 0% | 0% | N/A | N/A
| 851 | N/A | N/A | N/A | N/A | N/A | N/A | N/A | N/A | N/A | N/A | N/A | N/A | N/A | N/A | 0% | 0 | N/A | 0% | FALSE | 0 | 1 | N/A | N/A | N/A | N/A | N/A | FALSE | FALSE | TRUE | 0 | 0 | 0 | 0 | 0 | 0 | 0 | 0 | 0 | 0 | 0 | 0 | 0 | 0 | 0 | 0 | 0 | 0 | 0 | 0 | 0 | 0 | 0 | 0 | 0 | 0 | 0 | 0 | 0 | 0 | 0% | 0% | 0% | 0% | 0% | 0 | 0 | 0 | 0 | 0 | 0 | 0 | 0 | 0 | 0 | 0 | 0 | 0 | 0 | 0 | 0 | 0 | 0 | 0 | 0 | 0 | 0 | 0 | 0 | 0 | 0 | 0 | 0 | 0 | 0 | FALSE | 0% | 0% | 0% | 0% | 0% | 0% | FALSE | 0% | 0% | 0% | 0% | 0% | FALSE | 0% | 0% | 0% | 0% | 0% | 0% | 0% | 0% | N/A | N/A
| 852 | N/A | N/A | N/A | N/A | N/A | N/A | N/A | N/A | N/A | N/A | N/A | N/A | N/A | N/A | 0% | 0 | N/A | 0% | FALSE | 0 | 1 | N/A | N/A | N/A | N/A | N/A | FALSE | FALSE | TRUE | 0 | 0 | 0 | 0 | 0 | 0 | 0 | 0 | 0 | 0 | 0 | 0 | 0 | 0 | 0 | 0 | 0 | 0 | 0 | 0 | 0 | 0 | 0 | 0 | 0 | 0 | 0 | 0 | 0 | 0 | 0% | 0% | 0% | 0% | 0% | 0 | 0 | 0 | 0 | 0 | 0 | 0 | 0 | 0 | 0 | 0 | 0 | 0 | 0 | 0 | 0 | 0 | 0 | 0 | 0 | 0 | 0 | 0 | 0 | 0 | 0 | 0 | 0 | 0 | 0 | FALSE | 0% | 0% | 0% | 0% | 0% | 0% | FALSE | 0% | 0% | 0% | 0% | 0% | FALSE | 0% | 0% | 0% | 0% | 0% | 0% | 0% | 0% | N/A | N/A
| 853 | N/A | N/A | N/A | N/A | N/A | N/A | N/A | N/A | N/A | N/A | N/A | N/A | N/A | N/A | 0% | 0 | N/A | 0% | FALSE | 0 | 1 | N/A | N/A | N/A | N/A | N/A | FALSE | FALSE | TRUE | 0 | 0 | 0 | 0 | 0 | 0 | 0 | 0 | 0 | 0 | 0 | 0 | 0 | 0 | 0 | 0 | 0 | 0 | 0 | 0 | 0 | 0 | 0 | 0 | 0 | 0 | 0 | 0 | 0 | 0 | 0% | 0% | 0% | 0% | 0% | 0 | 0 | 0 | 0 | 0 | 0 | 0 | 0 | 0 | 0 | 0 | 0 | 0 | 0 | 0 | 0 | 0 | 0 | 0 | 0 | 0 | 0 | 0 | 0 | 0 | 0 | 0 | 0 | 0 | 0 | FALSE | 0% | 0% | 0% | 0% | 0% | 0% | FALSE | 0% | 0% | 0% | 0% | 0% | FALSE | 0% | 0% | 0% | 0% | 0% | 0% | 0% | 0% | N/A | N/A
| 854 | N/A | N/A | N/A | N/A | N/A | N/A | N/A | N/A | N/A | N/A | N/A | N/A | N/A | N/A | 0% | 0 | N/A | 0% | FALSE | 0 | 1 | N/A | N/A | N/A | N/A | N/A | FALSE | FALSE | TRUE | 0 | 0 | 0 | 0 | 0 | 0 | 0 | 0 | 0 | 0 | 0 | 0 | 0 | 0 | 0 | 0 | 0 | 0 | 0 | 0 | 0 | 0 | 0 | 0 | 0 | 0 | 0 | 0 | 0 | 0 | 0% | 0% | 0% | 0% | 0% | 0 | 0 | 0 | 0 | 0 | 0 | 0 | 0 | 0 | 0 | 0 | 0 | 0 | 0 | 0 | 0 | 0 | 0 | 0 | 0 | 0 | 0 | 0 | 0 | 0 | 0 | 0 | 0 | 0 | 0 | FALSE | 0% | 0% | 0% | 0% | 0% | 0% | FALSE | 0% | 0% | 0% | 0% | 0% | FALSE | 0% | 0% | 0% | 0% | 0% | 0% | 0% | 0% | N/A | N/A
| 855 | N/A | N/A | N/A | N/A | N/A | N/A | N/A | N/A | N/A | N/A | N/A | N/A | N/A | N/A | 0% | 0 | N/A | 0% | FALSE | 0 | 1 | N/A | N/A | N/A | N/A | N/A | FALSE | FALSE | TRUE | 0 | 0 | 0 | 0 | 0 | 0 | 0 | 0 | 0 | 0 | 0 | 0 | 0 | 0 | 0 | 0 | 0 | 0 | 0 | 0 | 0 | 0 | 0 | 0 | 0 | 0 | 0 | 0 | 0 | 0 | 0% | 0% | 0% | 0% | 0% | 0 | 0 | 0 | 0 | 0 | 0 | 0 | 0 | 0 | 0 | 0 | 0 | 0 | 0 | 0 | 0 | 0 | 0 | 0 | 0 | 0 | 0 | 0 | 0 | 0 | 0 | 0 | 0 | 0 | 0 | FALSE | 0% | 0% | 0% | 0% | 0% | 0% | FALSE | 0% | 0% | 0% | 0% | 0% | FALSE | 0% | 0% | 0% | 0% | 0% | 0% | 0% | 0% | N/A | N/A
| 856 | N/A | N/A | N/A | N/A | N/A | N/A | N/A | N/A | N/A | N/A | N/A | N/A | N/A | N/A | 0% | 0 | N/A | 0% | FALSE | 0 | 1 | N/A | N/A | N/A | N/A | N/A | FALSE | FALSE | TRUE | 0 | 0 | 0 | 0 | 0 | 0 | 0 | 0 | 0 | 0 | 0 | 0 | 0 | 0 | 0 | 0 | 0 | 0 | 0 | 0 | 0 | 0 | 0 | 0 | 0 | 0 | 0 | 0 | 0 | 0 | 0% | 0% | 0% | 0% | 0% | 0 | 0 | 0 | 0 | 0 | 0 | 0 | 0 | 0 | 0 | 0 | 0 | 0 | 0 | 0 | 0 | 0 | 0 | 0 | 0 | 0 | 0 | 0 | 0 | 0 | 0 | 0 | 0 | 0 | 0 | FALSE | 0% | 0% | 0% | 0% | 0% | 0% | FALSE | 0% | 0% | 0% | 0% | 0% | FALSE | 0% | 0% | 0% | 0% | 0% | 0% | 0% | 0% | N/A | N/A
| 857 | N/A | N/A | N/A | N/A | N/A | N/A | N/A | N/A | N/A | N/A | N/A | N/A | N/A | N/A | 0% | 0 | N/A | 0% | FALSE | 0 | 1 | N/A | N/A | N/A | N/A | N/A | FALSE | FALSE | TRUE | 0 | 0 | 0 | 0 | 0 | 0 | 0 | 0 | 0 | 0 | 0 | 0 | 0 | 0 | 0 | 0 | 0 | 0 | 0 | 0 | 0 | 0 | 0 | 0 | 0 | 0 | 0 | 0 | 0 | 0 | 0% | 0% | 0% | 0% | 0% | 0 | 0 | 0 | 0 | 0 | 0 | 0 | 0 | 0 | 0 | 0 | 0 | 0 | 0 | 0 | 0 | 0 | 0 | 0 | 0 | 0 | 0 | 0 | 0 | 0 | 0 | 0 | 0 | 0 | 0 | FALSE | 0% | 0% | 0% | 0% | 0% | 0% | FALSE | 0% | 0% | 0% | 0% | 0% | FALSE | 0% | 0% | 0% | 0% | 0% | 0% | 0% | 0% | N/A | N/A
| 858 | N/A | N/A | N/A | N/A | N/A | N/A | N/A | N/A | N/A | N/A | N/A | N/A | N/A | N/A | 0% | 0 | N/A | 0% | FALSE | 0 | 1 | N/A | N/A | N/A | N/A | N/A | FALSE | FALSE | TRUE | 0 | 0 | 0 | 0 | 0 | 0 | 0 | 0 | 0 | 0 | 0 | 0 | 0 | 0 | 0 | 0 | 0 | 0 | 0 | 0 | 0 | 0 | 0 | 0 | 0 | 0 | 0 | 0 | 0 | 0 | 0% | 0% | 0% | 0% | 0% | 0 | 0 | 0 | 0 | 0 | 0 | 0 | 0 | 0 | 0 | 0 | 0 | 0 | 0 | 0 | 0 | 0 | 0 | 0 | 0 | 0 | 0 | 0 | 0 | 0 | 0 | 0 | 0 | 0 | 0 | FALSE | 0% | 0% | 0% | 0% | 0% | 0% | FALSE | 0% | 0% | 0% | 0% | 0% | FALSE | 0% | 0% | 0% | 0% | 0% | 0% | 0% | 0% | N/A | N/A
| 859 | N/A | N/A | N/A | N/A | N/A | N/A | N/A | N/A | N/A | N/A | N/A | N/A | N/A | N/A | 0% | 0 | N/A | 0% | FALSE | 0 | 1 | N/A | N/A | N/A | N/A | N/A | FALSE | FALSE | TRUE | 0 | 0 | 0 | 0 | 0 | 0 | 0 | 0 | 0 | 0 | 0 | 0 | 0 | 0 | 0 | 0 | 0 | 0 | 0 | 0 | 0 | 0 | 0 | 0 | 0 | 0 | 0 | 0 | 0 | 0 | 0% | 0% | 0% | 0% | 0% | 0 | 0 | 0 | 0 | 0 | 0 | 0 | 0 | 0 | 0 | 0 | 0 | 0 | 0 | 0 | 0 | 0 | 0 | 0 | 0 | 0 | 0 | 0 | 0 | 0 | 0 | 0 | 0 | 0 | 0 | FALSE | 0% | 0% | 0% | 0% | 0% | 0% | FALSE | 0% | 0% | 0% | 0% | 0% | FALSE | 0% | 0% | 0% | 0% | 0% | 0% | 0% | 0% | N/A | N/A
| 860 | N/A | N/A | N/A | N/A | N/A | N/A | N/A | N/A | N/A | N/A | N/A | N/A | N/A | N/A | 0% | 0 | N/A | 0% | FALSE | 0 | 1 | N/A | N/A | N/A | N/A | N/A | FALSE | FALSE | TRUE | 0 | 0 | 0 | 0 | 0 | 0 | 0 | 0 | 0 | 0 | 0 | 0 | 0 | 0 | 0 | 0 | 0 | 0 | 0 | 0 | 0 | 0 | 0 | 0 | 0 | 0 | 0 | 0 | 0 | 0 | 0% | 0% | 0% | 0% | 0% | 0 | 0 | 0 | 0 | 0 | 0 | 0 | 0 | 0 | 0 | 0 | 0 | 0 | 0 | 0 | 0 | 0 | 0 | 0 | 0 | 0 | 0 | 0 | 0 | 0 | 0 | 0 | 0 | 0 | 0 | FALSE | 0% | 0% | 0% | 0% | 0% | 0% | FALSE | 0% | 0% | 0% | 0% | 0% | FALSE | 0% | 0% | 0% | 0% | 0% | 0% | 0% | 0% | N/A | N/A
| 861 | N/A | N/A | N/A | N/A | N/A | N/A | N/A | N/A | N/A | N/A | N/A | N/A | N/A | N/A | 0% | 0 | N/A | 0% | FALSE | 0 | 1 | N/A | N/A | N/A | N/A | N/A | FALSE | FALSE | TRUE | 0 | 0 | 0 | 0 | 0 | 0 | 0 | 0 | 0 | 0 | 0 | 0 | 0 | 0 | 0 | 0 | 0 | 0 | 0 | 0 | 0 | 0 | 0 | 0 | 0 | 0 | 0 | 0 | 0 | 0 | 0% | 0% | 0% | 0% | 0% | 0 | 0 | 0 | 0 | 0 | 0 | 0 | 0 | 0 | 0 | 0 | 0 | 0 | 0 | 0 | 0 | 0 | 0 | 0 | 0 | 0 | 0 | 0 | 0 | 0 | 0 | 0 | 0 | 0 | 0 | FALSE | 0% | 0% | 0% | 0% | 0% | 0% | FALSE | 0% | 0% | 0% | 0% | 0% | FALSE | 0% | 0% | 0% | 0% | 0% | 0% | 0% | 0% | N/A | N/A
| 862 | N/A | N/A | N/A | N/A | N/A | N/A | N/A | N/A | N/A | N/A | N/A | N/A | N/A | N/A | 0% | 0 | N/A | 0% | FALSE | 0 | 1 | N/A | N/A | N/A | N/A | N/A | FALSE | FALSE | TRUE | 0 | 0 | 0 | 0 | 0 | 0 | 0 | 0 | 0 | 0 | 0 | 0 | 0 | 0 | 0 | 0 | 0 | 0 | 0 | 0 | 0 | 0 | 0 | 0 | 0 | 0 | 0 | 0 | 0 | 0 | 0% | 0% | 0% | 0% | 0% | 0 | 0 | 0 | 0 | 0 | 0 | 0 | 0 | 0 | 0 | 0 | 0 | 0 | 0 | 0 | 0 | 0 | 0 | 0 | 0 | 0 | 0 | 0 | 0 | 0 | 0 | 0 | 0 | 0 | 0 | FALSE | 0% | 0% | 0% | 0% | 0% | 0% | FALSE | 0% | 0% | 0% | 0% | 0% | FALSE | 0% | 0% | 0% | 0% | 0% | 0% | 0% | 0% | N/A | N/A
| 863 | N/A | N/A | N/A | N/A | N/A | N/A | N/A | N/A | N/A | N/A | N/A | N/A | N/A | N/A | 0% | 0 | N/A | 0% | FALSE | 0 | 1 | N/A | N/A | N/A | N/A | N/A | FALSE | FALSE | TRUE | 0 | 0 | 0 | 0 | 0 | 0 | 0 | 0 | 0 | 0 | 0 | 0 | 0 | 0 | 0 | 0 | 0 | 0 | 0 | 0 | 0 | 0 | 0 | 0 | 0 | 0 | 0 | 0 | 0 | 0 | 0% | 0% | 0% | 0% | 0% | 0 | 0 | 0 | 0 | 0 | 0 | 0 | 0 | 0 | 0 | 0 | 0 | 0 | 0 | 0 | 0 | 0 | 0 | 0 | 0 | 0 | 0 | 0 | 0 | 0 | 0 | 0 | 0 | 0 | 0 | FALSE | 0% | 0% | 0% | 0% | 0% | 0% | FALSE | 0% | 0% | 0% | 0% | 0% | FALSE | 0% | 0% | 0% | 0% | 0% | 0% | 0% | 0% | N/A | N/A
| 864 | N/A | N/A | N/A | N/A | N/A | N/A | N/A | N/A | N/A | N/A | N/A | N/A | N/A | N/A | 0% | 0 | N/A | 0% | FALSE | 0 | 1 | N/A | N/A | N/A | N/A | N/A | FALSE | FALSE | TRUE | 0 | 0 | 0 | 0 | 0 | 0 | 0 | 0 | 0 | 0 | 0 | 0 | 0 | 0 | 0 | 0 | 0 | 0 | 0 | 0 | 0 | 0 | 0 | 0 | 0 | 0 | 0 | 0 | 0 | 0 | 0% | 0% | 0% | 0% | 0% | 0 | 0 | 0 | 0 | 0 | 0 | 0 | 0 | 0 | 0 | 0 | 0 | 0 | 0 | 0 | 0 | 0 | 0 | 0 | 0 | 0 | 0 | 0 | 0 | 0 | 0 | 0 | 0 | 0 | 0 | FALSE | 0% | 0% | 0% | 0% | 0% | 0% | FALSE | 0% | 0% | 0% | 0% | 0% | FALSE | 0% | 0% | 0% | 0% | 0% | 0% | 0% | 0% | N/A | N/A
| 865 | N/A | N/A | N/A | N/A | N/A | N/A | N/A | N/A | N/A | N/A | N/A | N/A | N/A | N/A | 0% | 0 | N/A | 0% | FALSE | 0 | 1 | N/A | N/A | N/A | N/A | N/A | FALSE | FALSE | TRUE | 0 | 0 | 0 | 0 | 0 | 0 | 0 | 0 | 0 | 0 | 0 | 0 | 0 | 0 | 0 | 0 | 0 | 0 | 0 | 0 | 0 | 0 | 0 | 0 | 0 | 0 | 0 | 0 | 0 | 0 | 0% | 0% | 0% | 0% | 0% | 0 | 0 | 0 | 0 | 0 | 0 | 0 | 0 | 0 | 0 | 0 | 0 | 0 | 0 | 0 | 0 | 0 | 0 | 0 | 0 | 0 | 0 | 0 | 0 | 0 | 0 | 0 | 0 | 0 | 0 | FALSE | 0% | 0% | 0% | 0% | 0% | 0% | FALSE | 0% | 0% | 0% | 0% | 0% | FALSE | 0% | 0% | 0% | 0% | 0% | 0% | 0% | 0% | N/A | N/A
| 866 | N/A | N/A | N/A | N/A | N/A | N/A | N/A | N/A | N/A | N/A | N/A | N/A | N/A | N/A | 0% | 0 | N/A | 0% | FALSE | 0 | 1 | N/A | N/A | N/A | N/A | N/A | FALSE | FALSE | TRUE | 0 | 0 | 0 | 0 | 0 | 0 | 0 | 0 | 0 | 0 | 0 | 0 | 0 | 0 | 0 | 0 | 0 | 0 | 0 | 0 | 0 | 0 | 0 | 0 | 0 | 0 | 0 | 0 | 0 | 0 | 0% | 0% | 0% | 0% | 0% | 0 | 0 | 0 | 0 | 0 | 0 | 0 | 0 | 0 | 0 | 0 | 0 | 0 | 0 | 0 | 0 | 0 | 0 | 0 | 0 | 0 | 0 | 0 | 0 | 0 | 0 | 0 | 0 | 0 | 0 | FALSE | 0% | 0% | 0% | 0% | 0% | 0% | FALSE | 0% | 0% | 0% | 0% | 0% | FALSE | 0% | 0% | 0% | 0% | 0% | 0% | 0% | 0% | N/A | N/A
| 867 | N/A | N/A | N/A | N/A | N/A | N/A | N/A | N/A | N/A | N/A | N/A | N/A | N/A | N/A | 0% | 0 | N/A | 0% | FALSE | 0 | 1 | N/A | N/A | N/A | N/A | N/A | FALSE | FALSE | TRUE | 0 | 0 | 0 | 0 | 0 | 0 | 0 | 0 | 0 | 0 | 0 | 0 | 0 | 0 | 0 | 0 | 0 | 0 | 0 | 0 | 0 | 0 | 0 | 0 | 0 | 0 | 0 | 0 | 0 | 0 | 0% | 0% | 0% | 0% | 0% | 0 | 0 | 0 | 0 | 0 | 0 | 0 | 0 | 0 | 0 | 0 | 0 | 0 | 0 | 0 | 0 | 0 | 0 | 0 | 0 | 0 | 0 | 0 | 0 | 0 | 0 | 0 | 0 | 0 | 0 | FALSE | 0% | 0% | 0% | 0% | 0% | 0% | FALSE | 0% | 0% | 0% | 0% | 0% | FALSE | 0% | 0% | 0% | 0% | 0% | 0% | 0% | 0% | N/A | N/A
| 868 | N/A | N/A | N/A | N/A | N/A | N/A | N/A | N/A | N/A | N/A | N/A | N/A | N/A | N/A | 0% | 0 | N/A | 0% | FALSE | 0 | 1 | N/A | N/A | N/A | N/A | N/A | FALSE | FALSE | TRUE | 0 | 0 | 0 | 0 | 0 | 0 | 0 | 0 | 0 | 0 | 0 | 0 | 0 | 0 | 0 | 0 | 0 | 0 | 0 | 0 | 0 | 0 | 0 | 0 | 0 | 0 | 0 | 0 | 0 | 0 | 0% | 0% | 0% | 0% | 0% | 0 | 0 | 0 | 0 | 0 | 0 | 0 | 0 | 0 | 0 | 0 | 0 | 0 | 0 | 0 | 0 | 0 | 0 | 0 | 0 | 0 | 0 | 0 | 0 | 0 | 0 | 0 | 0 | 0 | 0 | FALSE | 0% | 0% | 0% | 0% | 0% | 0% | FALSE | 0% | 0% | 0% | 0% | 0% | FALSE | 0% | 0% | 0% | 0% | 0% | 0% | 0% | 0% | N/A | N/A
| 869 | N/A | N/A | N/A | N/A | N/A | N/A | N/A | N/A | N/A | N/A | N/A | N/A | N/A | N/A | 0% | 0 | N/A | 0% | FALSE | 0 | 1 | N/A | N/A | N/A | N/A | N/A | FALSE | FALSE | TRUE | 0 | 0 | 0 | 0 | 0 | 0 | 0 | 0 | 0 | 0 | 0 | 0 | 0 | 0 | 0 | 0 | 0 | 0 | 0 | 0 | 0 | 0 | 0 | 0 | 0 | 0 | 0 | 0 | 0 | 0 | 0% | 0% | 0% | 0% | 0% | 0 | 0 | 0 | 0 | 0 | 0 | 0 | 0 | 0 | 0 | 0 | 0 | 0 | 0 | 0 | 0 | 0 | 0 | 0 | 0 | 0 | 0 | 0 | 0 | 0 | 0 | 0 | 0 | 0 | 0 | FALSE | 0% | 0% | 0% | 0% | 0% | 0% | FALSE | 0% | 0% | 0% | 0% | 0% | FALSE | 0% | 0% | 0% | 0% | 0% | 0% | 0% | 0% | N/A | N/A
| 870 | N/A | N/A | N/A | N/A | N/A | N/A | N/A | N/A | N/A | N/A | N/A | N/A | N/A | N/A | 0% | 0 | N/A | 0% | FALSE | 0 | 1 | N/A | N/A | N/A | N/A | N/A | FALSE | FALSE | TRUE | 0 | 0 | 0 | 0 | 0 | 0 | 0 | 0 | 0 | 0 | 0 | 0 | 0 | 0 | 0 | 0 | 0 | 0 | 0 | 0 | 0 | 0 | 0 | 0 | 0 | 0 | 0 | 0 | 0 | 0 | 0% | 0% | 0% | 0% | 0% | 0 | 0 | 0 | 0 | 0 | 0 | 0 | 0 | 0 | 0 | 0 | 0 | 0 | 0 | 0 | 0 | 0 | 0 | 0 | 0 | 0 | 0 | 0 | 0 | 0 | 0 | 0 | 0 | 0 | 0 | FALSE | 0% | 0% | 0% | 0% | 0% | 0% | FALSE | 0% | 0% | 0% | 0% | 0% | FALSE | 0% | 0% | 0% | 0% | 0% | 0% | 0% | 0% | N/A | N/A
| 871 | N/A | N/A | N/A | N/A | N/A | N/A | N/A | N/A | N/A | N/A | N/A | N/A | N/A | N/A | 0% | 0 | N/A | 0% | FALSE | 0 | 1 | N/A | N/A | N/A | N/A | N/A | FALSE | FALSE | TRUE | 0 | 0 | 0 | 0 | 0 | 0 | 0 | 0 | 0 | 0 | 0 | 0 | 0 | 0 | 0 | 0 | 0 | 0 | 0 | 0 | 0 | 0 | 0 | 0 | 0 | 0 | 0 | 0 | 0 | 0 | 0% | 0% | 0% | 0% | 0% | 0 | 0 | 0 | 0 | 0 | 0 | 0 | 0 | 0 | 0 | 0 | 0 | 0 | 0 | 0 | 0 | 0 | 0 | 0 | 0 | 0 | 0 | 0 | 0 | 0 | 0 | 0 | 0 | 0 | 0 | FALSE | 0% | 0% | 0% | 0% | 0% | 0% | FALSE | 0% | 0% | 0% | 0% | 0% | FALSE | 0% | 0% | 0% | 0% | 0% | 0% | 0% | 0% | N/A | N/A
| 872 | N/A | N/A | N/A | N/A | N/A | N/A | N/A | N/A | N/A | N/A | N/A | N/A | N/A | N/A | 0% | 0 | N/A | 0% | FALSE | 0 | 1 | N/A | N/A | N/A | N/A | N/A | FALSE | FALSE | TRUE | 0 | 0 | 0 | 0 | 0 | 0 | 0 | 0 | 0 | 0 | 0 | 0 | 0 | 0 | 0 | 0 | 0 | 0 | 0 | 0 | 0 | 0 | 0 | 0 | 0 | 0 | 0 | 0 | 0 | 0 | 0% | 0% | 0% | 0% | 0% | 0 | 0 | 0 | 0 | 0 | 0 | 0 | 0 | 0 | 0 | 0 | 0 | 0 | 0 | 0 | 0 | 0 | 0 | 0 | 0 | 0 | 0 | 0 | 0 | 0 | 0 | 0 | 0 | 0 | 0 | FALSE | 0% | 0% | 0% | 0% | 0% | 0% | FALSE | 0% | 0% | 0% | 0% | 0% | FALSE | 0% | 0% | 0% | 0% | 0% | 0% | 0% | 0% | N/A | N/A
| 873 | N/A | N/A | N/A | N/A | N/A | N/A | N/A | N/A | N/A | N/A | N/A | N/A | N/A | N/A | 0% | 0 | N/A | 0% | FALSE | 0 | 1 | N/A | N/A | N/A | N/A | N/A | FALSE | FALSE | TRUE | 0 | 0 | 0 | 0 | 0 | 0 | 0 | 0 | 0 | 0 | 0 | 0 | 0 | 0 | 0 | 0 | 0 | 0 | 0 | 0 | 0 | 0 | 0 | 0 | 0 | 0 | 0 | 0 | 0 | 0 | 0% | 0% | 0% | 0% | 0% | 0 | 0 | 0 | 0 | 0 | 0 | 0 | 0 | 0 | 0 | 0 | 0 | 0 | 0 | 0 | 0 | 0 | 0 | 0 | 0 | 0 | 0 | 0 | 0 | 0 | 0 | 0 | 0 | 0 | 0 | FALSE | 0% | 0% | 0% | 0% | 0% | 0% | FALSE | 0% | 0% | 0% | 0% | 0% | FALSE | 0% | 0% | 0% | 0% | 0% | 0% | 0% | 0% | N/A | N/A
| 874 | N/A | N/A | N/A | N/A | N/A | N/A | N/A | N/A | N/A | N/A | N/A | N/A | N/A | N/A | 0% | 0 | N/A | 0% | FALSE | 0 | 1 | N/A | N/A | N/A | N/A | N/A | FALSE | FALSE | TRUE | 0 | 0 | 0 | 0 | 0 | 0 | 0 | 0 | 0 | 0 | 0 | 0 | 0 | 0 | 0 | 0 | 0 | 0 | 0 | 0 | 0 | 0 | 0 | 0 | 0 | 0 | 0 | 0 | 0 | 0 | 0% | 0% | 0% | 0% | 0% | 0 | 0 | 0 | 0 | 0 | 0 | 0 | 0 | 0 | 0 | 0 | 0 | 0 | 0 | 0 | 0 | 0 | 0 | 0 | 0 | 0 | 0 | 0 | 0 | 0 | 0 | 0 | 0 | 0 | 0 | FALSE | 0% | 0% | 0% | 0% | 0% | 0% | FALSE | 0% | 0% | 0% | 0% | 0% | FALSE | 0% | 0% | 0% | 0% | 0% | 0% | 0% | 0% | N/A | N/A
| 875 | N/A | N/A | N/A | N/A | N/A | N/A | N/A | N/A | N/A | N/A | N/A | N/A | N/A | N/A | 0% | 0 | N/A | 0% | FALSE | 0 | 1 | N/A | N/A | N/A | N/A | N/A | FALSE | FALSE | TRUE | 0 | 0 | 0 | 0 | 0 | 0 | 0 | 0 | 0 | 0 | 0 | 0 | 0 | 0 | 0 | 0 | 0 | 0 | 0 | 0 | 0 | 0 | 0 | 0 | 0 | 0 | 0 | 0 | 0 | 0 | 0% | 0% | 0% | 0% | 0% | 0 | 0 | 0 | 0 | 0 | 0 | 0 | 0 | 0 | 0 | 0 | 0 | 0 | 0 | 0 | 0 | 0 | 0 | 0 | 0 | 0 | 0 | 0 | 0 | 0 | 0 | 0 | 0 | 0 | 0 | FALSE | 0% | 0% | 0% | 0% | 0% | 0% | FALSE | 0% | 0% | 0% | 0% | 0% | FALSE | 0% | 0% | 0% | 0% | 0% | 0% | 0% | 0% | N/A | N/A
| 876 | N/A | N/A | N/A | N/A | N/A | N/A | N/A | N/A | N/A | N/A | N/A | N/A | N/A | N/A | 0% | 0 | N/A | 0% | FALSE | 0 | 1 | N/A | N/A | N/A | N/A | N/A | FALSE | FALSE | TRUE | 0 | 0 | 0 | 0 | 0 | 0 | 0 | 0 | 0 | 0 | 0 | 0 | 0 | 0 | 0 | 0 | 0 | 0 | 0 | 0 | 0 | 0 | 0 | 0 | 0 | 0 | 0 | 0 | 0 | 0 | 0% | 0% | 0% | 0% | 0% | 0 | 0 | 0 | 0 | 0 | 0 | 0 | 0 | 0 | 0 | 0 | 0 | 0 | 0 | 0 | 0 | 0 | 0 | 0 | 0 | 0 | 0 | 0 | 0 | 0 | 0 | 0 | 0 | 0 | 0 | FALSE | 0% | 0% | 0% | 0% | 0% | 0% | FALSE | 0% | 0% | 0% | 0% | 0% | FALSE | 0% | 0% | 0% | 0% | 0% | 0% | 0% | 0% | N/A | N/A
| 877 | N/A | N/A | N/A | N/A | N/A | N/A | N/A | N/A | N/A | N/A | N/A | N/A | N/A | N/A | 0% | 0 | N/A | 0% | FALSE | 0 | 1 | N/A | N/A | N/A | N/A | N/A | FALSE | FALSE | TRUE | 0 | 0 | 0 | 0 | 0 | 0 | 0 | 0 | 0 | 0 | 0 | 0 | 0 | 0 | 0 | 0 | 0 | 0 | 0 | 0 | 0 | 0 | 0 | 0 | 0 | 0 | 0 | 0 | 0 | 0 | 0% | 0% | 0% | 0% | 0% | 0 | 0 | 0 | 0 | 0 | 0 | 0 | 0 | 0 | 0 | 0 | 0 | 0 | 0 | 0 | 0 | 0 | 0 | 0 | 0 | 0 | 0 | 0 | 0 | 0 | 0 | 0 | 0 | 0 | 0 | FALSE | 0% | 0% | 0% | 0% | 0% | 0% | FALSE | 0% | 0% | 0% | 0% | 0% | FALSE | 0% | 0% | 0% | 0% | 0% | 0% | 0% | 0% | N/A | N/A
| 878 | N/A | N/A | N/A | N/A | N/A | N/A | N/A | N/A | N/A | N/A | N/A | N/A | N/A | N/A | 0% | 0 | N/A | 0% | FALSE | 0 | 1 | N/A | N/A | N/A | N/A | N/A | FALSE | FALSE | TRUE | 0 | 0 | 0 | 0 | 0 | 0 | 0 | 0 | 0 | 0 | 0 | 0 | 0 | 0 | 0 | 0 | 0 | 0 | 0 | 0 | 0 | 0 | 0 | 0 | 0 | 0 | 0 | 0 | 0 | 0 | 0% | 0% | 0% | 0% | 0% | 0 | 0 | 0 | 0 | 0 | 0 | 0 | 0 | 0 | 0 | 0 | 0 | 0 | 0 | 0 | 0 | 0 | 0 | 0 | 0 | 0 | 0 | 0 | 0 | 0 | 0 | 0 | 0 | 0 | 0 | FALSE | 0% | 0% | 0% | 0% | 0% | 0% | FALSE | 0% | 0% | 0% | 0% | 0% | FALSE | 0% | 0% | 0% | 0% | 0% | 0% | 0% | 0% | N/A | N/A
| 879 | N/A | N/A | N/A | N/A | N/A | N/A | N/A | N/A | N/A | N/A | N/A | N/A | N/A | N/A | 0% | 0 | N/A | 0% | FALSE | 0 | 1 | N/A | N/A | N/A | N/A | N/A | FALSE | FALSE | TRUE | 0 | 0 | 0 | 0 | 0 | 0 | 0 | 0 | 0 | 0 | 0 | 0 | 0 | 0 | 0 | 0 | 0 | 0 | 0 | 0 | 0 | 0 | 0 | 0 | 0 | 0 | 0 | 0 | 0 | 0 | 0% | 0% | 0% | 0% | 0% | 0 | 0 | 0 | 0 | 0 | 0 | 0 | 0 | 0 | 0 | 0 | 0 | 0 | 0 | 0 | 0 | 0 | 0 | 0 | 0 | 0 | 0 | 0 | 0 | 0 | 0 | 0 | 0 | 0 | 0 | FALSE | 0% | 0% | 0% | 0% | 0% | 0% | FALSE | 0% | 0% | 0% | 0% | 0% | FALSE | 0% | 0% | 0% | 0% | 0% | 0% | 0% | 0% | N/A | N/A
| 880 | N/A | N/A | N/A | N/A | N/A | N/A | N/A | N/A | N/A | N/A | N/A | N/A | N/A | N/A | 0% | 0 | N/A | 0% | FALSE | 0 | 1 | N/A | N/A | N/A | N/A | N/A | FALSE | FALSE | TRUE | 0 | 0 | 0 | 0 | 0 | 0 | 0 | 0 | 0 | 0 | 0 | 0 | 0 | 0 | 0 | 0 | 0 | 0 | 0 | 0 | 0 | 0 | 0 | 0 | 0 | 0 | 0 | 0 | 0 | 0 | 0% | 0% | 0% | 0% | 0% | 0 | 0 | 0 | 0 | 0 | 0 | 0 | 0 | 0 | 0 | 0 | 0 | 0 | 0 | 0 | 0 | 0 | 0 | 0 | 0 | 0 | 0 | 0 | 0 | 0 | 0 | 0 | 0 | 0 | 0 | FALSE | 0% | 0% | 0% | 0% | 0% | 0% | FALSE | 0% | 0% | 0% | 0% | 0% | FALSE | 0% | 0% | 0% | 0% | 0% | 0% | 0% | 0% | N/A | N/A
| 881 | N/A | N/A | N/A | N/A | N/A | N/A | N/A | N/A | N/A | N/A | N/A | N/A | N/A | N/A | 0% | 0 | N/A | 0% | FALSE | 0 | 1 | N/A | N/A | N/A | N/A | N/A | FALSE | FALSE | TRUE | 0 | 0 | 0 | 0 | 0 | 0 | 0 | 0 | 0 | 0 | 0 | 0 | 0 | 0 | 0 | 0 | 0 | 0 | 0 | 0 | 0 | 0 | 0 | 0 | 0 | 0 | 0 | 0 | 0 | 0 | 0% | 0% | 0% | 0% | 0% | 0 | 0 | 0 | 0 | 0 | 0 | 0 | 0 | 0 | 0 | 0 | 0 | 0 | 0 | 0 | 0 | 0 | 0 | 0 | 0 | 0 | 0 | 0 | 0 | 0 | 0 | 0 | 0 | 0 | 0 | FALSE | 0% | 0% | 0% | 0% | 0% | 0% | FALSE | 0% | 0% | 0% | 0% | 0% | FALSE | 0% | 0% | 0% | 0% | 0% | 0% | 0% | 0% | N/A | N/A
| 882 | N/A | N/A | N/A | N/A | N/A | N/A | N/A | N/A | N/A | N/A | N/A | N/A | N/A | N/A | 0% | 0 | N/A | 0% | FALSE | 0 | 1 | N/A | N/A | N/A | N/A | N/A | FALSE | FALSE | TRUE | 0 | 0 | 0 | 0 | 0 | 0 | 0 | 0 | 0 | 0 | 0 | 0 | 0 | 0 | 0 | 0 | 0 | 0 | 0 | 0 | 0 | 0 | 0 | 0 | 0 | 0 | 0 | 0 | 0 | 0 | 0% | 0% | 0% | 0% | 0% | 0 | 0 | 0 | 0 | 0 | 0 | 0 | 0 | 0 | 0 | 0 | 0 | 0 | 0 | 0 | 0 | 0 | 0 | 0 | 0 | 0 | 0 | 0 | 0 | 0 | 0 | 0 | 0 | 0 | 0 | FALSE | 0% | 0% | 0% | 0% | 0% | 0% | FALSE | 0% | 0% | 0% | 0% | 0% | FALSE | 0% | 0% | 0% | 0% | 0% | 0% | 0% | 0% | N/A | N/A
| 883 | N/A | N/A | N/A | N/A | N/A | N/A | N/A | N/A | N/A | N/A | N/A | N/A | N/A | N/A | 0% | 0 | N/A | 0% | FALSE | 0 | 1 | N/A | N/A | N/A | N/A | N/A | FALSE | FALSE | TRUE | 0 | 0 | 0 | 0 | 0 | 0 | 0 | 0 | 0 | 0 | 0 | 0 | 0 | 0 | 0 | 0 | 0 | 0 | 0 | 0 | 0 | 0 | 0 | 0 | 0 | 0 | 0 | 0 | 0 | 0 | 0% | 0% | 0% | 0% | 0% | 0 | 0 | 0 | 0 | 0 | 0 | 0 | 0 | 0 | 0 | 0 | 0 | 0 | 0 | 0 | 0 | 0 | 0 | 0 | 0 | 0 | 0 | 0 | 0 | 0 | 0 | 0 | 0 | 0 | 0 | FALSE | 0% | 0% | 0% | 0% | 0% | 0% | FALSE | 0% | 0% | 0% | 0% | 0% | FALSE | 0% | 0% | 0% | 0% | 0% | 0% | 0% | 0% | N/A | N/A
| 884 | N/A | N/A | N/A | N/A | N/A | N/A | N/A | N/A | N/A | N/A | N/A | N/A | N/A | N/A | 0% | 0 | N/A | 0% | FALSE | 0 | 1 | N/A | N/A | N/A | N/A | N/A | FALSE | FALSE | TRUE | 0 | 0 | 0 | 0 | 0 | 0 | 0 | 0 | 0 | 0 | 0 | 0 | 0 | 0 | 0 | 0 | 0 | 0 | 0 | 0 | 0 | 0 | 0 | 0 | 0 | 0 | 0 | 0 | 0 | 0 | 0% | 0% | 0% | 0% | 0% | 0 | 0 | 0 | 0 | 0 | 0 | 0 | 0 | 0 | 0 | 0 | 0 | 0 | 0 | 0 | 0 | 0 | 0 | 0 | 0 | 0 | 0 | 0 | 0 | 0 | 0 | 0 | 0 | 0 | 0 | FALSE | 0% | 0% | 0% | 0% | 0% | 0% | FALSE | 0% | 0% | 0% | 0% | 0% | FALSE | 0% | 0% | 0% | 0% | 0% | 0% | 0% | 0% | N/A | N/A
| 885 | N/A | N/A | N/A | N/A | N/A | N/A | N/A | N/A | N/A | N/A | N/A | N/A | N/A | N/A | 0% | 0 | N/A | 0% | FALSE | 0 | 1 | N/A | N/A | N/A | N/A | N/A | FALSE | FALSE | TRUE | 0 | 0 | 0 | 0 | 0 | 0 | 0 | 0 | 0 | 0 | 0 | 0 | 0 | 0 | 0 | 0 | 0 | 0 | 0 | 0 | 0 | 0 | 0 | 0 | 0 | 0 | 0 | 0 | 0 | 0 | 0% | 0% | 0% | 0% | 0% | 0 | 0 | 0 | 0 | 0 | 0 | 0 | 0 | 0 | 0 | 0 | 0 | 0 | 0 | 0 | 0 | 0 | 0 | 0 | 0 | 0 | 0 | 0 | 0 | 0 | 0 | 0 | 0 | 0 | 0 | FALSE | 0% | 0% | 0% | 0% | 0% | 0% | FALSE | 0% | 0% | 0% | 0% | 0% | FALSE | 0% | 0% | 0% | 0% | 0% | 0% | 0% | 0% | N/A | N/A
| 886 | N/A | N/A | N/A | N/A | N/A | N/A | N/A | N/A | N/A | N/A | N/A | N/A | N/A | N/A | 0% | 0 | N/A | 0% | FALSE | 0 | 1 | N/A | N/A | N/A | N/A | N/A | FALSE | FALSE | TRUE | 0 | 0 | 0 | 0 | 0 | 0 | 0 | 0 | 0 | 0 | 0 | 0 | 0 | 0 | 0 | 0 | 0 | 0 | 0 | 0 | 0 | 0 | 0 | 0 | 0 | 0 | 0 | 0 | 0 | 0 | 0% | 0% | 0% | 0% | 0% | 0 | 0 | 0 | 0 | 0 | 0 | 0 | 0 | 0 | 0 | 0 | 0 | 0 | 0 | 0 | 0 | 0 | 0 | 0 | 0 | 0 | 0 | 0 | 0 | 0 | 0 | 0 | 0 | 0 | 0 | FALSE | 0% | 0% | 0% | 0% | 0% | 0% | FALSE | 0% | 0% | 0% | 0% | 0% | FALSE | 0% | 0% | 0% | 0% | 0% | 0% | 0% | 0% | N/A | N/A
| 887 | N/A | N/A | N/A | N/A | N/A | N/A | N/A | N/A | N/A | N/A | N/A | N/A | N/A | N/A | 0% | 0 | N/A | 0% | FALSE | 0 | 1 | N/A | N/A | N/A | N/A | N/A | FALSE | FALSE | TRUE | 0 | 0 | 0 | 0 | 0 | 0 | 0 | 0 | 0 | 0 | 0 | 0 | 0 | 0 | 0 | 0 | 0 | 0 | 0 | 0 | 0 | 0 | 0 | 0 | 0 | 0 | 0 | 0 | 0 | 0 | 0% | 0% | 0% | 0% | 0% | 0 | 0 | 0 | 0 | 0 | 0 | 0 | 0 | 0 | 0 | 0 | 0 | 0 | 0 | 0 | 0 | 0 | 0 | 0 | 0 | 0 | 0 | 0 | 0 | 0 | 0 | 0 | 0 | 0 | 0 | FALSE | 0% | 0% | 0% | 0% | 0% | 0% | FALSE | 0% | 0% | 0% | 0% | 0% | FALSE | 0% | 0% | 0% | 0% | 0% | 0% | 0% | 0% | N/A | N/A
| 888 | N/A | N/A | N/A | N/A | N/A | N/A | N/A | N/A | N/A | N/A | N/A | N/A | N/A | N/A | 0% | 0 | N/A | 0% | FALSE | 0 | 1 | N/A | N/A | N/A | N/A | N/A | FALSE | FALSE | TRUE | 0 | 0 | 0 | 0 | 0 | 0 | 0 | 0 | 0 | 0 | 0 | 0 | 0 | 0 | 0 | 0 | 0 | 0 | 0 | 0 | 0 | 0 | 0 | 0 | 0 | 0 | 0 | 0 | 0 | 0 | 0% | 0% | 0% | 0% | 0% | 0 | 0 | 0 | 0 | 0 | 0 | 0 | 0 | 0 | 0 | 0 | 0 | 0 | 0 | 0 | 0 | 0 | 0 | 0 | 0 | 0 | 0 | 0 | 0 | 0 | 0 | 0 | 0 | 0 | 0 | FALSE | 0% | 0% | 0% | 0% | 0% | 0% | FALSE | 0% | 0% | 0% | 0% | 0% | FALSE | 0% | 0% | 0% | 0% | 0% | 0% | 0% | 0% | N/A | N/A
| 889 | N/A | N/A | N/A | N/A | N/A | N/A | N/A | N/A | N/A | N/A | N/A | N/A | N/A | N/A | 0% | 0 | N/A | 0% | FALSE | 0 | 1 | N/A | N/A | N/A | N/A | N/A | FALSE | FALSE | TRUE | 0 | 0 | 0 | 0 | 0 | 0 | 0 | 0 | 0 | 0 | 0 | 0 | 0 | 0 | 0 | 0 | 0 | 0 | 0 | 0 | 0 | 0 | 0 | 0 | 0 | 0 | 0 | 0 | 0 | 0 | 0% | 0% | 0% | 0% | 0% | 0 | 0 | 0 | 0 | 0 | 0 | 0 | 0 | 0 | 0 | 0 | 0 | 0 | 0 | 0 | 0 | 0 | 0 | 0 | 0 | 0 | 0 | 0 | 0 | 0 | 0 | 0 | 0 | 0 | 0 | FALSE | 0% | 0% | 0% | 0% | 0% | 0% | FALSE | 0% | 0% | 0% | 0% | 0% | FALSE | 0% | 0% | 0% | 0% | 0% | 0% | 0% | 0% | N/A | N/A
| 890 | N/A | N/A | N/A | N/A | N/A | N/A | N/A | N/A | N/A | N/A | N/A | N/A | N/A | N/A | 0% | 0 | N/A | 0% | FALSE | 0 | 1 | N/A | N/A | N/A | N/A | N/A | FALSE | FALSE | TRUE | 0 | 0 | 0 | 0 | 0 | 0 | 0 | 0 | 0 | 0 | 0 | 0 | 0 | 0 | 0 | 0 | 0 | 0 | 0 | 0 | 0 | 0 | 0 | 0 | 0 | 0 | 0 | 0 | 0 | 0 | 0% | 0% | 0% | 0% | 0% | 0 | 0 | 0 | 0 | 0 | 0 | 0 | 0 | 0 | 0 | 0 | 0 | 0 | 0 | 0 | 0 | 0 | 0 | 0 | 0 | 0 | 0 | 0 | 0 | 0 | 0 | 0 | 0 | 0 | 0 | FALSE | 0% | 0% | 0% | 0% | 0% | 0% | FALSE | 0% | 0% | 0% | 0% | 0% | FALSE | 0% | 0% | 0% | 0% | 0% | 0% | 0% | 0% | N/A | N/A
| 891 | N/A | N/A | N/A | N/A | N/A | N/A | N/A | N/A | N/A | N/A | N/A | N/A | N/A | N/A | 0% | 0 | N/A | 0% | FALSE | 0 | 1 | N/A | N/A | N/A | N/A | N/A | FALSE | FALSE | TRUE | 0 | 0 | 0 | 0 | 0 | 0 | 0 | 0 | 0 | 0 | 0 | 0 | 0 | 0 | 0 | 0 | 0 | 0 | 0 | 0 | 0 | 0 | 0 | 0 | 0 | 0 | 0 | 0 | 0 | 0 | 0% | 0% | 0% | 0% | 0% | 0 | 0 | 0 | 0 | 0 | 0 | 0 | 0 | 0 | 0 | 0 | 0 | 0 | 0 | 0 | 0 | 0 | 0 | 0 | 0 | 0 | 0 | 0 | 0 | 0 | 0 | 0 | 0 | 0 | 0 | FALSE | 0% | 0% | 0% | 0% | 0% | 0% | FALSE | 0% | 0% | 0% | 0% | 0% | FALSE | 0% | 0% | 0% | 0% | 0% | 0% | 0% | 0% | N/A | N/A
| 892 | N/A | N/A | N/A | N/A | N/A | N/A | N/A | N/A | N/A | N/A | N/A | N/A | N/A | N/A | 0% | 0 | N/A | 0% | FALSE | 0 | 1 | N/A | N/A | N/A | N/A | N/A | FALSE | FALSE | TRUE | 0 | 0 | 0 | 0 | 0 | 0 | 0 | 0 | 0 | 0 | 0 | 0 | 0 | 0 | 0 | 0 | 0 | 0 | 0 | 0 | 0 | 0 | 0 | 0 | 0 | 0 | 0 | 0 | 0 | 0 | 0% | 0% | 0% | 0% | 0% | 0 | 0 | 0 | 0 | 0 | 0 | 0 | 0 | 0 | 0 | 0 | 0 | 0 | 0 | 0 | 0 | 0 | 0 | 0 | 0 | 0 | 0 | 0 | 0 | 0 | 0 | 0 | 0 | 0 | 0 | FALSE | 0% | 0% | 0% | 0% | 0% | 0% | FALSE | 0% | 0% | 0% | 0% | 0% | FALSE | 0% | 0% | 0% | 0% | 0% | 0% | 0% | 0% | N/A | N/A
| 893 | N/A | N/A | N/A | N/A | N/A | N/A | N/A | N/A | N/A | N/A | N/A | N/A | N/A | N/A | 0% | 0 | N/A | 0% | FALSE | 0 | 1 | N/A | N/A | N/A | N/A | N/A | FALSE | FALSE | TRUE | 0 | 0 | 0 | 0 | 0 | 0 | 0 | 0 | 0 | 0 | 0 | 0 | 0 | 0 | 0 | 0 | 0 | 0 | 0 | 0 | 0 | 0 | 0 | 0 | 0 | 0 | 0 | 0 | 0 | 0 | 0% | 0% | 0% | 0% | 0% | 0 | 0 | 0 | 0 | 0 | 0 | 0 | 0 | 0 | 0 | 0 | 0 | 0 | 0 | 0 | 0 | 0 | 0 | 0 | 0 | 0 | 0 | 0 | 0 | 0 | 0 | 0 | 0 | 0 | 0 | FALSE | 0% | 0% | 0% | 0% | 0% | 0% | FALSE | 0% | 0% | 0% | 0% | 0% | FALSE | 0% | 0% | 0% | 0% | 0% | 0% | 0% | 0% | N/A | N/A
| 894 | N/A | N/A | N/A | N/A | N/A | N/A | N/A | N/A | N/A | N/A | N/A | N/A | N/A | N/A | 0% | 0 | N/A | 0% | FALSE | 0 | 1 | N/A | N/A | N/A | N/A | N/A | FALSE | FALSE | TRUE | 0 | 0 | 0 | 0 | 0 | 0 | 0 | 0 | 0 | 0 | 0 | 0 | 0 | 0 | 0 | 0 | 0 | 0 | 0 | 0 | 0 | 0 | 0 | 0 | 0 | 0 | 0 | 0 | 0 | 0 | 0% | 0% | 0% | 0% | 0% | 0 | 0 | 0 | 0 | 0 | 0 | 0 | 0 | 0 | 0 | 0 | 0 | 0 | 0 | 0 | 0 | 0 | 0 | 0 | 0 | 0 | 0 | 0 | 0 | 0 | 0 | 0 | 0 | 0 | 0 | FALSE | 0% | 0% | 0% | 0% | 0% | 0% | FALSE | 0% | 0% | 0% | 0% | 0% | FALSE | 0% | 0% | 0% | 0% | 0% | 0% | 0% | 0% | N/A | N/A
| 895 | N/A | N/A | N/A | N/A | N/A | N/A | N/A | N/A | N/A | N/A | N/A | N/A | N/A | N/A | 0% | 0 | N/A | 0% | FALSE | 0 | 1 | N/A | N/A | N/A | N/A | N/A | FALSE | FALSE | TRUE | 0 | 0 | 0 | 0 | 0 | 0 | 0 | 0 | 0 | 0 | 0 | 0 | 0 | 0 | 0 | 0 | 0 | 0 | 0 | 0 | 0 | 0 | 0 | 0 | 0 | 0 | 0 | 0 | 0 | 0 | 0% | 0% | 0% | 0% | 0% | 0 | 0 | 0 | 0 | 0 | 0 | 0 | 0 | 0 | 0 | 0 | 0 | 0 | 0 | 0 | 0 | 0 | 0 | 0 | 0 | 0 | 0 | 0 | 0 | 0 | 0 | 0 | 0 | 0 | 0 | FALSE | 0% | 0% | 0% | 0% | 0% | 0% | FALSE | 0% | 0% | 0% | 0% | 0% | FALSE | 0% | 0% | 0% | 0% | 0% | 0% | 0% | 0% | N/A | N/A
| 896 | N/A | N/A | N/A | N/A | N/A | N/A | N/A | N/A | N/A | N/A | N/A | N/A | N/A | N/A | 0% | 0 | N/A | 0% | FALSE | 0 | 1 | N/A | N/A | N/A | N/A | N/A | FALSE | FALSE | TRUE | 0 | 0 | 0 | 0 | 0 | 0 | 0 | 0 | 0 | 0 | 0 | 0 | 0 | 0 | 0 | 0 | 0 | 0 | 0 | 0 | 0 | 0 | 0 | 0 | 0 | 0 | 0 | 0 | 0 | 0 | 0% | 0% | 0% | 0% | 0% | 0 | 0 | 0 | 0 | 0 | 0 | 0 | 0 | 0 | 0 | 0 | 0 | 0 | 0 | 0 | 0 | 0 | 0 | 0 | 0 | 0 | 0 | 0 | 0 | 0 | 0 | 0 | 0 | 0 | 0 | FALSE | 0% | 0% | 0% | 0% | 0% | 0% | FALSE | 0% | 0% | 0% | 0% | 0% | FALSE | 0% | 0% | 0% | 0% | 0% | 0% | 0% | 0% | N/A | N/A
| 897 | N/A | N/A | N/A | N/A | N/A | N/A | N/A | N/A | N/A | N/A | N/A | N/A | N/A | N/A | 0% | 0 | N/A | 0% | FALSE | 0 | 1 | N/A | N/A | N/A | N/A | N/A | FALSE | FALSE | TRUE | 0 | 0 | 0 | 0 | 0 | 0 | 0 | 0 | 0 | 0 | 0 | 0 | 0 | 0 | 0 | 0 | 0 | 0 | 0 | 0 | 0 | 0 | 0 | 0 | 0 | 0 | 0 | 0 | 0 | 0 | 0% | 0% | 0% | 0% | 0% | 0 | 0 | 0 | 0 | 0 | 0 | 0 | 0 | 0 | 0 | 0 | 0 | 0 | 0 | 0 | 0 | 0 | 0 | 0 | 0 | 0 | 0 | 0 | 0 | 0 | 0 | 0 | 0 | 0 | 0 | FALSE | 0% | 0% | 0% | 0% | 0% | 0% | FALSE | 0% | 0% | 0% | 0% | 0% | FALSE | 0% | 0% | 0% | 0% | 0% | 0% | 0% | 0% | N/A | N/A
| 898 | N/A | N/A | N/A | N/A | N/A | N/A | N/A | N/A | N/A | N/A | N/A | N/A | N/A | N/A | 0% | 0 | N/A | 0% | FALSE | 0 | 1 | N/A | N/A | N/A | N/A | N/A | FALSE | FALSE | TRUE | 0 | 0 | 0 | 0 | 0 | 0 | 0 | 0 | 0 | 0 | 0 | 0 | 0 | 0 | 0 | 0 | 0 | 0 | 0 | 0 | 0 | 0 | 0 | 0 | 0 | 0 | 0 | 0 | 0 | 0 | 0% | 0% | 0% | 0% | 0% | 0 | 0 | 0 | 0 | 0 | 0 | 0 | 0 | 0 | 0 | 0 | 0 | 0 | 0 | 0 | 0 | 0 | 0 | 0 | 0 | 0 | 0 | 0 | 0 | 0 | 0 | 0 | 0 | 0 | 0 | FALSE | 0% | 0% | 0% | 0% | 0% | 0% | FALSE | 0% | 0% | 0% | 0% | 0% | FALSE | 0% | 0% | 0% | 0% | 0% | 0% | 0% | 0% | N/A | N/A
| 899 | N/A | N/A | N/A | N/A | N/A | N/A | N/A | N/A | N/A | N/A | N/A | N/A | N/A | N/A | 0% | 0 | N/A | 0% | FALSE | 0 | 1 | N/A | N/A | N/A | N/A | N/A | FALSE | FALSE | TRUE | 0 | 0 | 0 | 0 | 0 | 0 | 0 | 0 | 0 | 0 | 0 | 0 | 0 | 0 | 0 | 0 | 0 | 0 | 0 | 0 | 0 | 0 | 0 | 0 | 0 | 0 | 0 | 0 | 0 | 0 | 0% | 0% | 0% | 0% | 0% | 0 | 0 | 0 | 0 | 0 | 0 | 0 | 0 | 0 | 0 | 0 | 0 | 0 | 0 | 0 | 0 | 0 | 0 | 0 | 0 | 0 | 0 | 0 | 0 | 0 | 0 | 0 | 0 | 0 | 0 | FALSE | 0% | 0% | 0% | 0% | 0% | 0% | FALSE | 0% | 0% | 0% | 0% | 0% | FALSE | 0% | 0% | 0% | 0% | 0% | 0% | 0% | 0% | N/A | N/A
| 900 | N/A | N/A | N/A | N/A | N/A | N/A | N/A | N/A | N/A | N/A | N/A | N/A | N/A | N/A | 0% | 0 | N/A | 0% | FALSE | 0 | 1 | N/A | N/A | N/A | N/A | N/A | FALSE | FALSE | TRUE | 0 | 0 | 0 | 0 | 0 | 0 | 0 | 0 | 0 | 0 | 0 | 0 | 0 | 0 | 0 | 0 | 0 | 0 | 0 | 0 | 0 | 0 | 0 | 0 | 0 | 0 | 0 | 0 | 0 | 0 | 0% | 0% | 0% | 0% | 0% | 0 | 0 | 0 | 0 | 0 | 0 | 0 | 0 | 0 | 0 | 0 | 0 | 0 | 0 | 0 | 0 | 0 | 0 | 0 | 0 | 0 | 0 | 0 | 0 | 0 | 0 | 0 | 0 | 0 | 0 | FALSE | 0% | 0% | 0% | 0% | 0% | 0% | FALSE | 0% | 0% | 0% | 0% | 0% | FALSE | 0% | 0% | 0% | 0% | 0% | 0% | 0% | 0% | N/A | N/A
| 901 | N/A | N/A | N/A | N/A | N/A | N/A | N/A | N/A | N/A | N/A | N/A | N/A | N/A | N/A | 0% | 0 | N/A | 0% | FALSE | 0 | 1 | N/A | N/A | N/A | N/A | N/A | FALSE | FALSE | TRUE | 0 | 0 | 0 | 0 | 0 | 0 | 0 | 0 | 0 | 0 | 0 | 0 | 0 | 0 | 0 | 0 | 0 | 0 | 0 | 0 | 0 | 0 | 0 | 0 | 0 | 0 | 0 | 0 | 0 | 0 | 0% | 0% | 0% | 0% | 0% | 0 | 0 | 0 | 0 | 0 | 0 | 0 | 0 | 0 | 0 | 0 | 0 | 0 | 0 | 0 | 0 | 0 | 0 | 0 | 0 | 0 | 0 | 0 | 0 | 0 | 0 | 0 | 0 | 0 | 0 | FALSE | 0% | 0% | 0% | 0% | 0% | 0% | FALSE | 0% | 0% | 0% | 0% | 0% | FALSE | 0% | 0% | 0% | 0% | 0% | 0% | 0% | 0% | N/A | N/A
| 902 | N/A | N/A | N/A | N/A | N/A | N/A | N/A | N/A | N/A | N/A | N/A | N/A | N/A | N/A | 0% | 0 | N/A | 0% | FALSE | 0 | 1 | N/A | N/A | N/A | N/A | N/A | FALSE | FALSE | TRUE | 0 | 0 | 0 | 0 | 0 | 0 | 0 | 0 | 0 | 0 | 0 | 0 | 0 | 0 | 0 | 0 | 0 | 0 | 0 | 0 | 0 | 0 | 0 | 0 | 0 | 0 | 0 | 0 | 0 | 0 | 0% | 0% | 0% | 0% | 0% | 0 | 0 | 0 | 0 | 0 | 0 | 0 | 0 | 0 | 0 | 0 | 0 | 0 | 0 | 0 | 0 | 0 | 0 | 0 | 0 | 0 | 0 | 0 | 0 | 0 | 0 | 0 | 0 | 0 | 0 | FALSE | 0% | 0% | 0% | 0% | 0% | 0% | FALSE | 0% | 0% | 0% | 0% | 0% | FALSE | 0% | 0% | 0% | 0% | 0% | 0% | 0% | 0% | N/A | N/A
| 903 | N/A | N/A | N/A | N/A | N/A | N/A | N/A | N/A | N/A | N/A | N/A | N/A | N/A | N/A | 0% | 0 | N/A | 0% | FALSE | 0 | 1 | N/A | N/A | N/A | N/A | N/A | FALSE | FALSE | TRUE | 0 | 0 | 0 | 0 | 0 | 0 | 0 | 0 | 0 | 0 | 0 | 0 | 0 | 0 | 0 | 0 | 0 | 0 | 0 | 0 | 0 | 0 | 0 | 0 | 0 | 0 | 0 | 0 | 0 | 0 | 0% | 0% | 0% | 0% | 0% | 0 | 0 | 0 | 0 | 0 | 0 | 0 | 0 | 0 | 0 | 0 | 0 | 0 | 0 | 0 | 0 | 0 | 0 | 0 | 0 | 0 | 0 | 0 | 0 | 0 | 0 | 0 | 0 | 0 | 0 | FALSE | 0% | 0% | 0% | 0% | 0% | 0% | FALSE | 0% | 0% | 0% | 0% | 0% | FALSE | 0% | 0% | 0% | 0% | 0% | 0% | 0% | 0% | N/A | N/A
| 904 | N/A | N/A | N/A | N/A | N/A | N/A | N/A | N/A | N/A | N/A | N/A | N/A | N/A | N/A | 0% | 0 | N/A | 0% | FALSE | 0 | 1 | N/A | N/A | N/A | N/A | N/A | FALSE | FALSE | TRUE | 0 | 0 | 0 | 0 | 0 | 0 | 0 | 0 | 0 | 0 | 0 | 0 | 0 | 0 | 0 | 0 | 0 | 0 | 0 | 0 | 0 | 0 | 0 | 0 | 0 | 0 | 0 | 0 | 0 | 0 | 0% | 0% | 0% | 0% | 0% | 0 | 0 | 0 | 0 | 0 | 0 | 0 | 0 | 0 | 0 | 0 | 0 | 0 | 0 | 0 | 0 | 0 | 0 | 0 | 0 | 0 | 0 | 0 | 0 | 0 | 0 | 0 | 0 | 0 | 0 | FALSE | 0% | 0% | 0% | 0% | 0% | 0% | FALSE | 0% | 0% | 0% | 0% | 0% | FALSE | 0% | 0% | 0% | 0% | 0% | 0% | 0% | 0% | N/A | N/A
| 905 | N/A | N/A | N/A | N/A | N/A | N/A | N/A | N/A | N/A | N/A | N/A | N/A | N/A | N/A | 0% | 0 | N/A | 0% | FALSE | 0 | 1 | N/A | N/A | N/A | N/A | N/A | FALSE | FALSE | TRUE | 0 | 0 | 0 | 0 | 0 | 0 | 0 | 0 | 0 | 0 | 0 | 0 | 0 | 0 | 0 | 0 | 0 | 0 | 0 | 0 | 0 | 0 | 0 | 0 | 0 | 0 | 0 | 0 | 0 | 0 | 0% | 0% | 0% | 0% | 0% | 0 | 0 | 0 | 0 | 0 | 0 | 0 | 0 | 0 | 0 | 0 | 0 | 0 | 0 | 0 | 0 | 0 | 0 | 0 | 0 | 0 | 0 | 0 | 0 | 0 | 0 | 0 | 0 | 0 | 0 | FALSE | 0% | 0% | 0% | 0% | 0% | 0% | FALSE | 0% | 0% | 0% | 0% | 0% | FALSE | 0% | 0% | 0% | 0% | 0% | 0% | 0% | 0% | N/A | N/A
| 906 | N/A | N/A | N/A | N/A | N/A | N/A | N/A | N/A | N/A | N/A | N/A | N/A | N/A | N/A | 0% | 0 | N/A | 0% | FALSE | 0 | 1 | N/A | N/A | N/A | N/A | N/A | FALSE | FALSE | TRUE | 0 | 0 | 0 | 0 | 0 | 0 | 0 | 0 | 0 | 0 | 0 | 0 | 0 | 0 | 0 | 0 | 0 | 0 | 0 | 0 | 0 | 0 | 0 | 0 | 0 | 0 | 0 | 0 | 0 | 0 | 0% | 0% | 0% | 0% | 0% | 0 | 0 | 0 | 0 | 0 | 0 | 0 | 0 | 0 | 0 | 0 | 0 | 0 | 0 | 0 | 0 | 0 | 0 | 0 | 0 | 0 | 0 | 0 | 0 | 0 | 0 | 0 | 0 | 0 | 0 | FALSE | 0% | 0% | 0% | 0% | 0% | 0% | FALSE | 0% | 0% | 0% | 0% | 0% | FALSE | 0% | 0% | 0% | 0% | 0% | 0% | 0% | 0% | N/A | N/A
| 907 | N/A | N/A | N/A | N/A | N/A | N/A | N/A | N/A | N/A | N/A | N/A | N/A | N/A | N/A | 0% | 0 | N/A | 0% | FALSE | 0 | 1 | N/A | N/A | N/A | N/A | N/A | FALSE | FALSE | TRUE | 0 | 0 | 0 | 0 | 0 | 0 | 0 | 0 | 0 | 0 | 0 | 0 | 0 | 0 | 0 | 0 | 0 | 0 | 0 | 0 | 0 | 0 | 0 | 0 | 0 | 0 | 0 | 0 | 0 | 0 | 0% | 0% | 0% | 0% | 0% | 0 | 0 | 0 | 0 | 0 | 0 | 0 | 0 | 0 | 0 | 0 | 0 | 0 | 0 | 0 | 0 | 0 | 0 | 0 | 0 | 0 | 0 | 0 | 0 | 0 | 0 | 0 | 0 | 0 | 0 | FALSE | 0% | 0% | 0% | 0% | 0% | 0% | FALSE | 0% | 0% | 0% | 0% | 0% | FALSE | 0% | 0% | 0% | 0% | 0% | 0% | 0% | 0% | N/A | N/A
| 908 | N/A | N/A | N/A | N/A | N/A | N/A | N/A | N/A | N/A | N/A | N/A | N/A | N/A | N/A | 0% | 0 | N/A | 0% | FALSE | 0 | 1 | N/A | N/A | N/A | N/A | N/A | FALSE | FALSE | TRUE | 0 | 0 | 0 | 0 | 0 | 0 | 0 | 0 | 0 | 0 | 0 | 0 | 0 | 0 | 0 | 0 | 0 | 0 | 0 | 0 | 0 | 0 | 0 | 0 | 0 | 0 | 0 | 0 | 0 | 0 | 0% | 0% | 0% | 0% | 0% | 0 | 0 | 0 | 0 | 0 | 0 | 0 | 0 | 0 | 0 | 0 | 0 | 0 | 0 | 0 | 0 | 0 | 0 | 0 | 0 | 0 | 0 | 0 | 0 | 0 | 0 | 0 | 0 | 0 | 0 | FALSE | 0% | 0% | 0% | 0% | 0% | 0% | FALSE | 0% | 0% | 0% | 0% | 0% | FALSE | 0% | 0% | 0% | 0% | 0% | 0% | 0% | 0% | N/A | N/A
| 909 | N/A | N/A | N/A | N/A | N/A | N/A | N/A | N/A | N/A | N/A | N/A | N/A | N/A | N/A | 0% | 0 | N/A | 0% | FALSE | 0 | 1 | N/A | N/A | N/A | N/A | N/A | FALSE | FALSE | TRUE | 0 | 0 | 0 | 0 | 0 | 0 | 0 | 0 | 0 | 0 | 0 | 0 | 0 | 0 | 0 | 0 | 0 | 0 | 0 | 0 | 0 | 0 | 0 | 0 | 0 | 0 | 0 | 0 | 0 | 0 | 0% | 0% | 0% | 0% | 0% | 0 | 0 | 0 | 0 | 0 | 0 | 0 | 0 | 0 | 0 | 0 | 0 | 0 | 0 | 0 | 0 | 0 | 0 | 0 | 0 | 0 | 0 | 0 | 0 | 0 | 0 | 0 | 0 | 0 | 0 | FALSE | 0% | 0% | 0% | 0% | 0% | 0% | FALSE | 0% | 0% | 0% | 0% | 0% | FALSE | 0% | 0% | 0% | 0% | 0% | 0% | 0% | 0% | N/A | N/A
| 910 | N/A | N/A | N/A | N/A | N/A | N/A | N/A | N/A | N/A | N/A | N/A | N/A | N/A | N/A | 0% | 0 | N/A | 0% | FALSE | 0 | 1 | N/A | N/A | N/A | N/A | N/A | FALSE | FALSE | TRUE | 0 | 0 | 0 | 0 | 0 | 0 | 0 | 0 | 0 | 0 | 0 | 0 | 0 | 0 | 0 | 0 | 0 | 0 | 0 | 0 | 0 | 0 | 0 | 0 | 0 | 0 | 0 | 0 | 0 | 0 | 0% | 0% | 0% | 0% | 0% | 0 | 0 | 0 | 0 | 0 | 0 | 0 | 0 | 0 | 0 | 0 | 0 | 0 | 0 | 0 | 0 | 0 | 0 | 0 | 0 | 0 | 0 | 0 | 0 | 0 | 0 | 0 | 0 | 0 | 0 | FALSE | 0% | 0% | 0% | 0% | 0% | 0% | FALSE | 0% | 0% | 0% | 0% | 0% | FALSE | 0% | 0% | 0% | 0% | 0% | 0% | 0% | 0% | N/A | N/A
| 911 | N/A | N/A | N/A | N/A | N/A | N/A | N/A | N/A | N/A | N/A | N/A | N/A | N/A | N/A | 0% | 0 | N/A | 0% | FALSE | 0 | 1 | N/A | N/A | N/A | N/A | N/A | FALSE | FALSE | TRUE | 0 | 0 | 0 | 0 | 0 | 0 | 0 | 0 | 0 | 0 | 0 | 0 | 0 | 0 | 0 | 0 | 0 | 0 | 0 | 0 | 0 | 0 | 0 | 0 | 0 | 0 | 0 | 0 | 0 | 0 | 0% | 0% | 0% | 0% | 0% | 0 | 0 | 0 | 0 | 0 | 0 | 0 | 0 | 0 | 0 | 0 | 0 | 0 | 0 | 0 | 0 | 0 | 0 | 0 | 0 | 0 | 0 | 0 | 0 | 0 | 0 | 0 | 0 | 0 | 0 | FALSE | 0% | 0% | 0% | 0% | 0% | 0% | FALSE | 0% | 0% | 0% | 0% | 0% | FALSE | 0% | 0% | 0% | 0% | 0% | 0% | 0% | 0% | N/A | N/A
| 912 | N/A | N/A | N/A | N/A | N/A | N/A | N/A | N/A | N/A | N/A | N/A | N/A | N/A | N/A | 0% | 0 | N/A | 0% | FALSE | 0 | 1 | N/A | N/A | N/A | N/A | N/A | FALSE | FALSE | TRUE | 0 | 0 | 0 | 0 | 0 | 0 | 0 | 0 | 0 | 0 | 0 | 0 | 0 | 0 | 0 | 0 | 0 | 0 | 0 | 0 | 0 | 0 | 0 | 0 | 0 | 0 | 0 | 0 | 0 | 0 | 0% | 0% | 0% | 0% | 0% | 0 | 0 | 0 | 0 | 0 | 0 | 0 | 0 | 0 | 0 | 0 | 0 | 0 | 0 | 0 | 0 | 0 | 0 | 0 | 0 | 0 | 0 | 0 | 0 | 0 | 0 | 0 | 0 | 0 | 0 | FALSE | 0% | 0% | 0% | 0% | 0% | 0% | FALSE | 0% | 0% | 0% | 0% | 0% | FALSE | 0% | 0% | 0% | 0% | 0% | 0% | 0% | 0% | N/A | N/A
| 913 | N/A | N/A | N/A | N/A | N/A | N/A | N/A | N/A | N/A | N/A | N/A | N/A | N/A | N/A | 0% | 0 | N/A | 0% | FALSE | 0 | 1 | N/A | N/A | N/A | N/A | N/A | FALSE | FALSE | TRUE | 0 | 0 | 0 | 0 | 0 | 0 | 0 | 0 | 0 | 0 | 0 | 0 | 0 | 0 | 0 | 0 | 0 | 0 | 0 | 0 | 0 | 0 | 0 | 0 | 0 | 0 | 0 | 0 | 0 | 0 | 0% | 0% | 0% | 0% | 0% | 0 | 0 | 0 | 0 | 0 | 0 | 0 | 0 | 0 | 0 | 0 | 0 | 0 | 0 | 0 | 0 | 0 | 0 | 0 | 0 | 0 | 0 | 0 | 0 | 0 | 0 | 0 | 0 | 0 | 0 | FALSE | 0% | 0% | 0% | 0% | 0% | 0% | FALSE | 0% | 0% | 0% | 0% | 0% | FALSE | 0% | 0% | 0% | 0% | 0% | 0% | 0% | 0% | N/A | N/A
| 914 | N/A | N/A | N/A | N/A | N/A | N/A | N/A | N/A | N/A | N/A | N/A | N/A | N/A | N/A | 0% | 0 | N/A | 0% | FALSE | 0 | 1 | N/A | N/A | N/A | N/A | N/A | FALSE | FALSE | TRUE | 0 | 0 | 0 | 0 | 0 | 0 | 0 | 0 | 0 | 0 | 0 | 0 | 0 | 0 | 0 | 0 | 0 | 0 | 0 | 0 | 0 | 0 | 0 | 0 | 0 | 0 | 0 | 0 | 0 | 0 | 0% | 0% | 0% | 0% | 0% | 0 | 0 | 0 | 0 | 0 | 0 | 0 | 0 | 0 | 0 | 0 | 0 | 0 | 0 | 0 | 0 | 0 | 0 | 0 | 0 | 0 | 0 | 0 | 0 | 0 | 0 | 0 | 0 | 0 | 0 | FALSE | 0% | 0% | 0% | 0% | 0% | 0% | FALSE | 0% | 0% | 0% | 0% | 0% | FALSE | 0% | 0% | 0% | 0% | 0% | 0% | 0% | 0% | N/A | N/A
| 915 | N/A | N/A | N/A | N/A | N/A | N/A | N/A | N/A | N/A | N/A | N/A | N/A | N/A | N/A | 0% | 0 | N/A | 0% | FALSE | 0 | 1 | N/A | N/A | N/A | N/A | N/A | FALSE | FALSE | TRUE | 0 | 0 | 0 | 0 | 0 | 0 | 0 | 0 | 0 | 0 | 0 | 0 | 0 | 0 | 0 | 0 | 0 | 0 | 0 | 0 | 0 | 0 | 0 | 0 | 0 | 0 | 0 | 0 | 0 | 0 | 0% | 0% | 0% | 0% | 0% | 0 | 0 | 0 | 0 | 0 | 0 | 0 | 0 | 0 | 0 | 0 | 0 | 0 | 0 | 0 | 0 | 0 | 0 | 0 | 0 | 0 | 0 | 0 | 0 | 0 | 0 | 0 | 0 | 0 | 0 | FALSE | 0% | 0% | 0% | 0% | 0% | 0% | FALSE | 0% | 0% | 0% | 0% | 0% | FALSE | 0% | 0% | 0% | 0% | 0% | 0% | 0% | 0% | N/A | N/A
| 916 | N/A | N/A | N/A | N/A | N/A | N/A | N/A | N/A | N/A | N/A | N/A | N/A | N/A | N/A | 0% | 0 | N/A | 0% | FALSE | 0 | 1 | N/A | N/A | N/A | N/A | N/A | FALSE | FALSE | TRUE | 0 | 0 | 0 | 0 | 0 | 0 | 0 | 0 | 0 | 0 | 0 | 0 | 0 | 0 | 0 | 0 | 0 | 0 | 0 | 0 | 0 | 0 | 0 | 0 | 0 | 0 | 0 | 0 | 0 | 0 | 0% | 0% | 0% | 0% | 0% | 0 | 0 | 0 | 0 | 0 | 0 | 0 | 0 | 0 | 0 | 0 | 0 | 0 | 0 | 0 | 0 | 0 | 0 | 0 | 0 | 0 | 0 | 0 | 0 | 0 | 0 | 0 | 0 | 0 | 0 | FALSE | 0% | 0% | 0% | 0% | 0% | 0% | FALSE | 0% | 0% | 0% | 0% | 0% | FALSE | 0% | 0% | 0% | 0% | 0% | 0% | 0% | 0% | N/A | N/A
| 917 | N/A | N/A | N/A | N/A | N/A | N/A | N/A | N/A | N/A | N/A | N/A | N/A | N/A | N/A | 0% | 0 | N/A | 0% | FALSE | 0 | 1 | N/A | N/A | N/A | N/A | N/A | FALSE | FALSE | TRUE | 0 | 0 | 0 | 0 | 0 | 0 | 0 | 0 | 0 | 0 | 0 | 0 | 0 | 0 | 0 | 0 | 0 | 0 | 0 | 0 | 0 | 0 | 0 | 0 | 0 | 0 | 0 | 0 | 0 | 0 | 0% | 0% | 0% | 0% | 0% | 0 | 0 | 0 | 0 | 0 | 0 | 0 | 0 | 0 | 0 | 0 | 0 | 0 | 0 | 0 | 0 | 0 | 0 | 0 | 0 | 0 | 0 | 0 | 0 | 0 | 0 | 0 | 0 | 0 | 0 | FALSE | 0% | 0% | 0% | 0% | 0% | 0% | FALSE | 0% | 0% | 0% | 0% | 0% | FALSE | 0% | 0% | 0% | 0% | 0% | 0% | 0% | 0% | N/A | N/A
| 918 | N/A | N/A | N/A | N/A | N/A | N/A | N/A | N/A | N/A | N/A | N/A | N/A | N/A | N/A | 0% | 0 | N/A | 0% | FALSE | 0 | 1 | N/A | N/A | N/A | N/A | N/A | FALSE | FALSE | TRUE | 0 | 0 | 0 | 0 | 0 | 0 | 0 | 0 | 0 | 0 | 0 | 0 | 0 | 0 | 0 | 0 | 0 | 0 | 0 | 0 | 0 | 0 | 0 | 0 | 0 | 0 | 0 | 0 | 0 | 0 | 0% | 0% | 0% | 0% | 0% | 0 | 0 | 0 | 0 | 0 | 0 | 0 | 0 | 0 | 0 | 0 | 0 | 0 | 0 | 0 | 0 | 0 | 0 | 0 | 0 | 0 | 0 | 0 | 0 | 0 | 0 | 0 | 0 | 0 | 0 | FALSE | 0% | 0% | 0% | 0% | 0% | 0% | FALSE | 0% | 0% | 0% | 0% | 0% | FALSE | 0% | 0% | 0% | 0% | 0% | 0% | 0% | 0% | N/A | N/A
| 919 | N/A | N/A | N/A | N/A | N/A | N/A | N/A | N/A | N/A | N/A | N/A | N/A | N/A | N/A | 0% | 0 | N/A | 0% | FALSE | 0 | 1 | N/A | N/A | N/A | N/A | N/A | FALSE | FALSE | TRUE | 0 | 0 | 0 | 0 | 0 | 0 | 0 | 0 | 0 | 0 | 0 | 0 | 0 | 0 | 0 | 0 | 0 | 0 | 0 | 0 | 0 | 0 | 0 | 0 | 0 | 0 | 0 | 0 | 0 | 0 | 0% | 0% | 0% | 0% | 0% | 0 | 0 | 0 | 0 | 0 | 0 | 0 | 0 | 0 | 0 | 0 | 0 | 0 | 0 | 0 | 0 | 0 | 0 | 0 | 0 | 0 | 0 | 0 | 0 | 0 | 0 | 0 | 0 | 0 | 0 | FALSE | 0% | 0% | 0% | 0% | 0% | 0% | FALSE | 0% | 0% | 0% | 0% | 0% | FALSE | 0% | 0% | 0% | 0% | 0% | 0% | 0% | 0% | N/A | N/A
| 920 | N/A | N/A | N/A | N/A | N/A | N/A | N/A | N/A | N/A | N/A | N/A | N/A | N/A | N/A | 0% | 0 | N/A | 0% | FALSE | 0 | 1 | N/A | N/A | N/A | N/A | N/A | FALSE | FALSE | TRUE | 0 | 0 | 0 | 0 | 0 | 0 | 0 | 0 | 0 | 0 | 0 | 0 | 0 | 0 | 0 | 0 | 0 | 0 | 0 | 0 | 0 | 0 | 0 | 0 | 0 | 0 | 0 | 0 | 0 | 0 | 0% | 0% | 0% | 0% | 0% | 0 | 0 | 0 | 0 | 0 | 0 | 0 | 0 | 0 | 0 | 0 | 0 | 0 | 0 | 0 | 0 | 0 | 0 | 0 | 0 | 0 | 0 | 0 | 0 | 0 | 0 | 0 | 0 | 0 | 0 | FALSE | 0% | 0% | 0% | 0% | 0% | 0% | FALSE | 0% | 0% | 0% | 0% | 0% | FALSE | 0% | 0% | 0% | 0% | 0% | 0% | 0% | 0% | N/A | N/A
| 921 | N/A | N/A | N/A | N/A | N/A | N/A | N/A | N/A | N/A | N/A | N/A | N/A | N/A | N/A | 0% | 0 | N/A | 0% | FALSE | 0 | 1 | N/A | N/A | N/A | N/A | N/A | FALSE | FALSE | TRUE | 0 | 0 | 0 | 0 | 0 | 0 | 0 | 0 | 0 | 0 | 0 | 0 | 0 | 0 | 0 | 0 | 0 | 0 | 0 | 0 | 0 | 0 | 0 | 0 | 0 | 0 | 0 | 0 | 0 | 0 | 0% | 0% | 0% | 0% | 0% | 0 | 0 | 0 | 0 | 0 | 0 | 0 | 0 | 0 | 0 | 0 | 0 | 0 | 0 | 0 | 0 | 0 | 0 | 0 | 0 | 0 | 0 | 0 | 0 | 0 | 0 | 0 | 0 | 0 | 0 | FALSE | 0% | 0% | 0% | 0% | 0% | 0% | FALSE | 0% | 0% | 0% | 0% | 0% | FALSE | 0% | 0% | 0% | 0% | 0% | 0% | 0% | 0% | N/A | N/A
| 922 | N/A | N/A | N/A | N/A | N/A | N/A | N/A | N/A | N/A | N/A | N/A | N/A | N/A | N/A | 0% | 0 | N/A | 0% | FALSE | 0 | 1 | N/A | N/A | N/A | N/A | N/A | FALSE | FALSE | TRUE | 0 | 0 | 0 | 0 | 0 | 0 | 0 | 0 | 0 | 0 | 0 | 0 | 0 | 0 | 0 | 0 | 0 | 0 | 0 | 0 | 0 | 0 | 0 | 0 | 0 | 0 | 0 | 0 | 0 | 0 | 0% | 0% | 0% | 0% | 0% | 0 | 0 | 0 | 0 | 0 | 0 | 0 | 0 | 0 | 0 | 0 | 0 | 0 | 0 | 0 | 0 | 0 | 0 | 0 | 0 | 0 | 0 | 0 | 0 | 0 | 0 | 0 | 0 | 0 | 0 | FALSE | 0% | 0% | 0% | 0% | 0% | 0% | FALSE | 0% | 0% | 0% | 0% | 0% | FALSE | 0% | 0% | 0% | 0% | 0% | 0% | 0% | 0% | N/A | N/A
| 923 | N/A | N/A | N/A | N/A | N/A | N/A | N/A | N/A | N/A | N/A | N/A | N/A | N/A | N/A | 0% | 0 | N/A | 0% | FALSE | 0 | 1 | N/A | N/A | N/A | N/A | N/A | FALSE | FALSE | TRUE | 0 | 0 | 0 | 0 | 0 | 0 | 0 | 0 | 0 | 0 | 0 | 0 | 0 | 0 | 0 | 0 | 0 | 0 | 0 | 0 | 0 | 0 | 0 | 0 | 0 | 0 | 0 | 0 | 0 | 0 | 0% | 0% | 0% | 0% | 0% | 0 | 0 | 0 | 0 | 0 | 0 | 0 | 0 | 0 | 0 | 0 | 0 | 0 | 0 | 0 | 0 | 0 | 0 | 0 | 0 | 0 | 0 | 0 | 0 | 0 | 0 | 0 | 0 | 0 | 0 | FALSE | 0% | 0% | 0% | 0% | 0% | 0% | FALSE | 0% | 0% | 0% | 0% | 0% | FALSE | 0% | 0% | 0% | 0% | 0% | 0% | 0% | 0% | N/A | N/A
| 924 | N/A | N/A | N/A | N/A | N/A | N/A | N/A | N/A | N/A | N/A | N/A | N/A | N/A | N/A | 0% | 0 | N/A | 0% | FALSE | 0 | 1 | N/A | N/A | N/A | N/A | N/A | FALSE | FALSE | TRUE | 0 | 0 | 0 | 0 | 0 | 0 | 0 | 0 | 0 | 0 | 0 | 0 | 0 | 0 | 0 | 0 | 0 | 0 | 0 | 0 | 0 | 0 | 0 | 0 | 0 | 0 | 0 | 0 | 0 | 0 | 0% | 0% | 0% | 0% | 0% | 0 | 0 | 0 | 0 | 0 | 0 | 0 | 0 | 0 | 0 | 0 | 0 | 0 | 0 | 0 | 0 | 0 | 0 | 0 | 0 | 0 | 0 | 0 | 0 | 0 | 0 | 0 | 0 | 0 | 0 | FALSE | 0% | 0% | 0% | 0% | 0% | 0% | FALSE | 0% | 0% | 0% | 0% | 0% | FALSE | 0% | 0% | 0% | 0% | 0% | 0% | 0% | 0% | N/A | N/A
| 925 | N/A | N/A | N/A | N/A | N/A | N/A | N/A | N/A | N/A | N/A | N/A | N/A | N/A | N/A | 0% | 0 | N/A | 0% | FALSE | 0 | 1 | N/A | N/A | N/A | N/A | N/A | FALSE | FALSE | TRUE | 0 | 0 | 0 | 0 | 0 | 0 | 0 | 0 | 0 | 0 | 0 | 0 | 0 | 0 | 0 | 0 | 0 | 0 | 0 | 0 | 0 | 0 | 0 | 0 | 0 | 0 | 0 | 0 | 0 | 0 | 0% | 0% | 0% | 0% | 0% | 0 | 0 | 0 | 0 | 0 | 0 | 0 | 0 | 0 | 0 | 0 | 0 | 0 | 0 | 0 | 0 | 0 | 0 | 0 | 0 | 0 | 0 | 0 | 0 | 0 | 0 | 0 | 0 | 0 | 0 | FALSE | 0% | 0% | 0% | 0% | 0% | 0% | FALSE | 0% | 0% | 0% | 0% | 0% | FALSE | 0% | 0% | 0% | 0% | 0% | 0% | 0% | 0% | N/A | N/A
| 926 | N/A | N/A | N/A | N/A | N/A | N/A | N/A | N/A | N/A | N/A | N/A | N/A | N/A | N/A | 0% | 0 | N/A | 0% | FALSE | 0 | 1 | N/A | N/A | N/A | N/A | N/A | FALSE | FALSE | TRUE | 0 | 0 | 0 | 0 | 0 | 0 | 0 | 0 | 0 | 0 | 0 | 0 | 0 | 0 | 0 | 0 | 0 | 0 | 0 | 0 | 0 | 0 | 0 | 0 | 0 | 0 | 0 | 0 | 0 | 0 | 0% | 0% | 0% | 0% | 0% | 0 | 0 | 0 | 0 | 0 | 0 | 0 | 0 | 0 | 0 | 0 | 0 | 0 | 0 | 0 | 0 | 0 | 0 | 0 | 0 | 0 | 0 | 0 | 0 | 0 | 0 | 0 | 0 | 0 | 0 | FALSE | 0% | 0% | 0% | 0% | 0% | 0% | FALSE | 0% | 0% | 0% | 0% | 0% | FALSE | 0% | 0% | 0% | 0% | 0% | 0% | 0% | 0% | N/A | N/A
| 927 | N/A | N/A | N/A | N/A | N/A | N/A | N/A | N/A | N/A | N/A | N/A | N/A | N/A | N/A | 0% | 0 | N/A | 0% | FALSE | 0 | 1 | N/A | N/A | N/A | N/A | N/A | FALSE | FALSE | TRUE | 0 | 0 | 0 | 0 | 0 | 0 | 0 | 0 | 0 | 0 | 0 | 0 | 0 | 0 | 0 | 0 | 0 | 0 | 0 | 0 | 0 | 0 | 0 | 0 | 0 | 0 | 0 | 0 | 0 | 0 | 0% | 0% | 0% | 0% | 0% | 0 | 0 | 0 | 0 | 0 | 0 | 0 | 0 | 0 | 0 | 0 | 0 | 0 | 0 | 0 | 0 | 0 | 0 | 0 | 0 | 0 | 0 | 0 | 0 | 0 | 0 | 0 | 0 | 0 | 0 | FALSE | 0% | 0% | 0% | 0% | 0% | 0% | FALSE | 0% | 0% | 0% | 0% | 0% | FALSE | 0% | 0% | 0% | 0% | 0% | 0% | 0% | 0% | N/A | N/A
| 928 | N/A | N/A | N/A | N/A | N/A | N/A | N/A | N/A | N/A | N/A | N/A | N/A | N/A | N/A | 0% | 0 | N/A | 0% | FALSE | 0 | 1 | N/A | N/A | N/A | N/A | N/A | FALSE | FALSE | TRUE | 0 | 0 | 0 | 0 | 0 | 0 | 0 | 0 | 0 | 0 | 0 | 0 | 0 | 0 | 0 | 0 | 0 | 0 | 0 | 0 | 0 | 0 | 0 | 0 | 0 | 0 | 0 | 0 | 0 | 0 | 0% | 0% | 0% | 0% | 0% | 0 | 0 | 0 | 0 | 0 | 0 | 0 | 0 | 0 | 0 | 0 | 0 | 0 | 0 | 0 | 0 | 0 | 0 | 0 | 0 | 0 | 0 | 0 | 0 | 0 | 0 | 0 | 0 | 0 | 0 | FALSE | 0% | 0% | 0% | 0% | 0% | 0% | FALSE | 0% | 0% | 0% | 0% | 0% | FALSE | 0% | 0% | 0% | 0% | 0% | 0% | 0% | 0% | N/A | N/A
| 929 | N/A | N/A | N/A | N/A | N/A | N/A | N/A | N/A | N/A | N/A | N/A | N/A | N/A | N/A | 0% | 0 | N/A | 0% | FALSE | 0 | 1 | N/A | N/A | N/A | N/A | N/A | FALSE | FALSE | TRUE | 0 | 0 | 0 | 0 | 0 | 0 | 0 | 0 | 0 | 0 | 0 | 0 | 0 | 0 | 0 | 0 | 0 | 0 | 0 | 0 | 0 | 0 | 0 | 0 | 0 | 0 | 0 | 0 | 0 | 0 | 0% | 0% | 0% | 0% | 0% | 0 | 0 | 0 | 0 | 0 | 0 | 0 | 0 | 0 | 0 | 0 | 0 | 0 | 0 | 0 | 0 | 0 | 0 | 0 | 0 | 0 | 0 | 0 | 0 | 0 | 0 | 0 | 0 | 0 | 0 | FALSE | 0% | 0% | 0% | 0% | 0% | 0% | FALSE | 0% | 0% | 0% | 0% | 0% | FALSE | 0% | 0% | 0% | 0% | 0% | 0% | 0% | 0% | N/A | N/A
| 930 | N/A | N/A | N/A | N/A | N/A | N/A | N/A | N/A | N/A | N/A | N/A | N/A | N/A | N/A | 0% | 0 | N/A | 0% | FALSE | 0 | 1 | N/A | N/A | N/A | N/A | N/A | FALSE | FALSE | TRUE | 0 | 0 | 0 | 0 | 0 | 0 | 0 | 0 | 0 | 0 | 0 | 0 | 0 | 0 | 0 | 0 | 0 | 0 | 0 | 0 | 0 | 0 | 0 | 0 | 0 | 0 | 0 | 0 | 0 | 0 | 0% | 0% | 0% | 0% | 0% | 0 | 0 | 0 | 0 | 0 | 0 | 0 | 0 | 0 | 0 | 0 | 0 | 0 | 0 | 0 | 0 | 0 | 0 | 0 | 0 | 0 | 0 | 0 | 0 | 0 | 0 | 0 | 0 | 0 | 0 | FALSE | 0% | 0% | 0% | 0% | 0% | 0% | FALSE | 0% | 0% | 0% | 0% | 0% | FALSE | 0% | 0% | 0% | 0% | 0% | 0% | 0% | 0% | N/A | N/A
| 931 | N/A | N/A | N/A | N/A | N/A | N/A | N/A | N/A | N/A | N/A | N/A | N/A | N/A | N/A | 0% | 0 | N/A | 0% | FALSE | 0 | 1 | N/A | N/A | N/A | N/A | N/A | FALSE | FALSE | TRUE | 0 | 0 | 0 | 0 | 0 | 0 | 0 | 0 | 0 | 0 | 0 | 0 | 0 | 0 | 0 | 0 | 0 | 0 | 0 | 0 | 0 | 0 | 0 | 0 | 0 | 0 | 0 | 0 | 0 | 0 | 0% | 0% | 0% | 0% | 0% | 0 | 0 | 0 | 0 | 0 | 0 | 0 | 0 | 0 | 0 | 0 | 0 | 0 | 0 | 0 | 0 | 0 | 0 | 0 | 0 | 0 | 0 | 0 | 0 | 0 | 0 | 0 | 0 | 0 | 0 | FALSE | 0% | 0% | 0% | 0% | 0% | 0% | FALSE | 0% | 0% | 0% | 0% | 0% | FALSE | 0% | 0% | 0% | 0% | 0% | 0% | 0% | 0% | N/A | N/A
| 932 | N/A | N/A | N/A | N/A | N/A | N/A | N/A | N/A | N/A | N/A | N/A | N/A | N/A | N/A | 0% | 0 | N/A | 0% | FALSE | 0 | 1 | N/A | N/A | N/A | N/A | N/A | FALSE | FALSE | TRUE | 0 | 0 | 0 | 0 | 0 | 0 | 0 | 0 | 0 | 0 | 0 | 0 | 0 | 0 | 0 | 0 | 0 | 0 | 0 | 0 | 0 | 0 | 0 | 0 | 0 | 0 | 0 | 0 | 0 | 0 | 0% | 0% | 0% | 0% | 0% | 0 | 0 | 0 | 0 | 0 | 0 | 0 | 0 | 0 | 0 | 0 | 0 | 0 | 0 | 0 | 0 | 0 | 0 | 0 | 0 | 0 | 0 | 0 | 0 | 0 | 0 | 0 | 0 | 0 | 0 | FALSE | 0% | 0% | 0% | 0% | 0% | 0% | FALSE | 0% | 0% | 0% | 0% | 0% | FALSE | 0% | 0% | 0% | 0% | 0% | 0% | 0% | 0% | N/A | N/A
| 933 | N/A | N/A | N/A | N/A | N/A | N/A | N/A | N/A | N/A | N/A | N/A | N/A | N/A | N/A | 0% | 0 | N/A | 0% | FALSE | 0 | 1 | N/A | N/A | N/A | N/A | N/A | FALSE | FALSE | TRUE | 0 | 0 | 0 | 0 | 0 | 0 | 0 | 0 | 0 | 0 | 0 | 0 | 0 | 0 | 0 | 0 | 0 | 0 | 0 | 0 | 0 | 0 | 0 | 0 | 0 | 0 | 0 | 0 | 0 | 0 | 0% | 0% | 0% | 0% | 0% | 0 | 0 | 0 | 0 | 0 | 0 | 0 | 0 | 0 | 0 | 0 | 0 | 0 | 0 | 0 | 0 | 0 | 0 | 0 | 0 | 0 | 0 | 0 | 0 | 0 | 0 | 0 | 0 | 0 | 0 | FALSE | 0% | 0% | 0% | 0% | 0% | 0% | FALSE | 0% | 0% | 0% | 0% | 0% | FALSE | 0% | 0% | 0% | 0% | 0% | 0% | 0% | 0% | N/A | N/A
| 934 | N/A | N/A | N/A | N/A | N/A | N/A | N/A | N/A | N/A | N/A | N/A | N/A | N/A | N/A | 0% | 0 | N/A | 0% | FALSE | 0 | 1 | N/A | N/A | N/A | N/A | N/A | FALSE | FALSE | TRUE | 0 | 0 | 0 | 0 | 0 | 0 | 0 | 0 | 0 | 0 | 0 | 0 | 0 | 0 | 0 | 0 | 0 | 0 | 0 | 0 | 0 | 0 | 0 | 0 | 0 | 0 | 0 | 0 | 0 | 0 | 0% | 0% | 0% | 0% | 0% | 0 | 0 | 0 | 0 | 0 | 0 | 0 | 0 | 0 | 0 | 0 | 0 | 0 | 0 | 0 | 0 | 0 | 0 | 0 | 0 | 0 | 0 | 0 | 0 | 0 | 0 | 0 | 0 | 0 | 0 | FALSE | 0% | 0% | 0% | 0% | 0% | 0% | FALSE | 0% | 0% | 0% | 0% | 0% | FALSE | 0% | 0% | 0% | 0% | 0% | 0% | 0% | 0% | N/A | N/A
| 935 | N/A | N/A | N/A | N/A | N/A | N/A | N/A | N/A | N/A | N/A | N/A | N/A | N/A | N/A | 0% | 0 | N/A | 0% | FALSE | 0 | 1 | N/A | N/A | N/A | N/A | N/A | FALSE | FALSE | TRUE | 0 | 0 | 0 | 0 | 0 | 0 | 0 | 0 | 0 | 0 | 0 | 0 | 0 | 0 | 0 | 0 | 0 | 0 | 0 | 0 | 0 | 0 | 0 | 0 | 0 | 0 | 0 | 0 | 0 | 0 | 0% | 0% | 0% | 0% | 0% | 0 | 0 | 0 | 0 | 0 | 0 | 0 | 0 | 0 | 0 | 0 | 0 | 0 | 0 | 0 | 0 | 0 | 0 | 0 | 0 | 0 | 0 | 0 | 0 | 0 | 0 | 0 | 0 | 0 | 0 | FALSE | 0% | 0% | 0% | 0% | 0% | 0% | FALSE | 0% | 0% | 0% | 0% | 0% | FALSE | 0% | 0% | 0% | 0% | 0% | 0% | 0% | 0% | N/A | N/A
| 936 | N/A | N/A | N/A | N/A | N/A | N/A | N/A | N/A | N/A | N/A | N/A | N/A | N/A | N/A | 0% | 0 | N/A | 0% | FALSE | 0 | 1 | N/A | N/A | N/A | N/A | N/A | FALSE | FALSE | TRUE | 0 | 0 | 0 | 0 | 0 | 0 | 0 | 0 | 0 | 0 | 0 | 0 | 0 | 0 | 0 | 0 | 0 | 0 | 0 | 0 | 0 | 0 | 0 | 0 | 0 | 0 | 0 | 0 | 0 | 0 | 0% | 0% | 0% | 0% | 0% | 0 | 0 | 0 | 0 | 0 | 0 | 0 | 0 | 0 | 0 | 0 | 0 | 0 | 0 | 0 | 0 | 0 | 0 | 0 | 0 | 0 | 0 | 0 | 0 | 0 | 0 | 0 | 0 | 0 | 0 | FALSE | 0% | 0% | 0% | 0% | 0% | 0% | FALSE | 0% | 0% | 0% | 0% | 0% | FALSE | 0% | 0% | 0% | 0% | 0% | 0% | 0% | 0% | N/A | N/A
| 937 | N/A | N/A | N/A | N/A | N/A | N/A | N/A | N/A | N/A | N/A | N/A | N/A | N/A | N/A | 0% | 0 | N/A | 0% | FALSE | 0 | 1 | N/A | N/A | N/A | N/A | N/A | FALSE | FALSE | TRUE | 0 | 0 | 0 | 0 | 0 | 0 | 0 | 0 | 0 | 0 | 0 | 0 | 0 | 0 | 0 | 0 | 0 | 0 | 0 | 0 | 0 | 0 | 0 | 0 | 0 | 0 | 0 | 0 | 0 | 0 | 0% | 0% | 0% | 0% | 0% | 0 | 0 | 0 | 0 | 0 | 0 | 0 | 0 | 0 | 0 | 0 | 0 | 0 | 0 | 0 | 0 | 0 | 0 | 0 | 0 | 0 | 0 | 0 | 0 | 0 | 0 | 0 | 0 | 0 | 0 | FALSE | 0% | 0% | 0% | 0% | 0% | 0% | FALSE | 0% | 0% | 0% | 0% | 0% | FALSE | 0% | 0% | 0% | 0% | 0% | 0% | 0% | 0% | N/A | N/A
| 938 | N/A | N/A | N/A | N/A | N/A | N/A | N/A | N/A | N/A | N/A | N/A | N/A | N/A | N/A | 0% | 0 | N/A | 0% | FALSE | 0 | 1 | N/A | N/A | N/A | N/A | N/A | FALSE | FALSE | TRUE | 0 | 0 | 0 | 0 | 0 | 0 | 0 | 0 | 0 | 0 | 0 | 0 | 0 | 0 | 0 | 0 | 0 | 0 | 0 | 0 | 0 | 0 | 0 | 0 | 0 | 0 | 0 | 0 | 0 | 0 | 0% | 0% | 0% | 0% | 0% | 0 | 0 | 0 | 0 | 0 | 0 | 0 | 0 | 0 | 0 | 0 | 0 | 0 | 0 | 0 | 0 | 0 | 0 | 0 | 0 | 0 | 0 | 0 | 0 | 0 | 0 | 0 | 0 | 0 | 0 | FALSE | 0% | 0% | 0% | 0% | 0% | 0% | FALSE | 0% | 0% | 0% | 0% | 0% | FALSE | 0% | 0% | 0% | 0% | 0% | 0% | 0% | 0% | N/A | N/A
| 939 | N/A | N/A | N/A | N/A | N/A | N/A | N/A | N/A | N/A | N/A | N/A | N/A | N/A | N/A | 0% | 0 | N/A | 0% | FALSE | 0 | 1 | N/A | N/A | N/A | N/A | N/A | FALSE | FALSE | TRUE | 0 | 0 | 0 | 0 | 0 | 0 | 0 | 0 | 0 | 0 | 0 | 0 | 0 | 0 | 0 | 0 | 0 | 0 | 0 | 0 | 0 | 0 | 0 | 0 | 0 | 0 | 0 | 0 | 0 | 0 | 0% | 0% | 0% | 0% | 0% | 0 | 0 | 0 | 0 | 0 | 0 | 0 | 0 | 0 | 0 | 0 | 0 | 0 | 0 | 0 | 0 | 0 | 0 | 0 | 0 | 0 | 0 | 0 | 0 | 0 | 0 | 0 | 0 | 0 | 0 | FALSE | 0% | 0% | 0% | 0% | 0% | 0% | FALSE | 0% | 0% | 0% | 0% | 0% | FALSE | 0% | 0% | 0% | 0% | 0% | 0% | 0% | 0% | N/A | N/A
| 940 | N/A | N/A | N/A | N/A | N/A | N/A | N/A | N/A | N/A | N/A | N/A | N/A | N/A | N/A | 0% | 0 | N/A | 0% | FALSE | 0 | 1 | N/A | N/A | N/A | N/A | N/A | FALSE | FALSE | TRUE | 0 | 0 | 0 | 0 | 0 | 0 | 0 | 0 | 0 | 0 | 0 | 0 | 0 | 0 | 0 | 0 | 0 | 0 | 0 | 0 | 0 | 0 | 0 | 0 | 0 | 0 | 0 | 0 | 0 | 0 | 0% | 0% | 0% | 0% | 0% | 0 | 0 | 0 | 0 | 0 | 0 | 0 | 0 | 0 | 0 | 0 | 0 | 0 | 0 | 0 | 0 | 0 | 0 | 0 | 0 | 0 | 0 | 0 | 0 | 0 | 0 | 0 | 0 | 0 | 0 | FALSE | 0% | 0% | 0% | 0% | 0% | 0% | FALSE | 0% | 0% | 0% | 0% | 0% | FALSE | 0% | 0% | 0% | 0% | 0% | 0% | 0% | 0% | N/A | N/A
| 941 | N/A | N/A | N/A | N/A | N/A | N/A | N/A | N/A | N/A | N/A | N/A | N/A | N/A | N/A | 0% | 0 | N/A | 0% | FALSE | 0 | 1 | N/A | N/A | N/A | N/A | N/A | FALSE | FALSE | TRUE | 0 | 0 | 0 | 0 | 0 | 0 | 0 | 0 | 0 | 0 | 0 | 0 | 0 | 0 | 0 | 0 | 0 | 0 | 0 | 0 | 0 | 0 | 0 | 0 | 0 | 0 | 0 | 0 | 0 | 0 | 0% | 0% | 0% | 0% | 0% | 0 | 0 | 0 | 0 | 0 | 0 | 0 | 0 | 0 | 0 | 0 | 0 | 0 | 0 | 0 | 0 | 0 | 0 | 0 | 0 | 0 | 0 | 0 | 0 | 0 | 0 | 0 | 0 | 0 | 0 | FALSE | 0% | 0% | 0% | 0% | 0% | 0% | FALSE | 0% | 0% | 0% | 0% | 0% | FALSE | 0% | 0% | 0% | 0% | 0% | 0% | 0% | 0% | N/A | N/A
| 942 | N/A | N/A | N/A | N/A | N/A | N/A | N/A | N/A | N/A | N/A | N/A | N/A | N/A | N/A | 0% | 0 | N/A | 0% | FALSE | 0 | 1 | N/A | N/A | N/A | N/A | N/A | FALSE | FALSE | TRUE | 0 | 0 | 0 | 0 | 0 | 0 | 0 | 0 | 0 | 0 | 0 | 0 | 0 | 0 | 0 | 0 | 0 | 0 | 0 | 0 | 0 | 0 | 0 | 0 | 0 | 0 | 0 | 0 | 0 | 0 | 0% | 0% | 0% | 0% | 0% | 0 | 0 | 0 | 0 | 0 | 0 | 0 | 0 | 0 | 0 | 0 | 0 | 0 | 0 | 0 | 0 | 0 | 0 | 0 | 0 | 0 | 0 | 0 | 0 | 0 | 0 | 0 | 0 | 0 | 0 | FALSE | 0% | 0% | 0% | 0% | 0% | 0% | FALSE | 0% | 0% | 0% | 0% | 0% | FALSE | 0% | 0% | 0% | 0% | 0% | 0% | 0% | 0% | N/A | N/A
| 943 | N/A | N/A | N/A | N/A | N/A | N/A | N/A | N/A | N/A | N/A | N/A | N/A | N/A | N/A | 0% | 0 | N/A | 0% | FALSE | 0 | 1 | N/A | N/A | N/A | N/A | N/A | FALSE | FALSE | TRUE | 0 | 0 | 0 | 0 | 0 | 0 | 0 | 0 | 0 | 0 | 0 | 0 | 0 | 0 | 0 | 0 | 0 | 0 | 0 | 0 | 0 | 0 | 0 | 0 | 0 | 0 | 0 | 0 | 0 | 0 | 0% | 0% | 0% | 0% | 0% | 0 | 0 | 0 | 0 | 0 | 0 | 0 | 0 | 0 | 0 | 0 | 0 | 0 | 0 | 0 | 0 | 0 | 0 | 0 | 0 | 0 | 0 | 0 | 0 | 0 | 0 | 0 | 0 | 0 | 0 | FALSE | 0% | 0% | 0% | 0% | 0% | 0% | FALSE | 0% | 0% | 0% | 0% | 0% | FALSE | 0% | 0% | 0% | 0% | 0% | 0% | 0% | 0% | N/A | N/A
| 944 | N/A | N/A | N/A | N/A | N/A | N/A | N/A | N/A | N/A | N/A | N/A | N/A | N/A | N/A | 0% | 0 | N/A | 0% | FALSE | 0 | 1 | N/A | N/A | N/A | N/A | N/A | FALSE | FALSE | TRUE | 0 | 0 | 0 | 0 | 0 | 0 | 0 | 0 | 0 | 0 | 0 | 0 | 0 | 0 | 0 | 0 | 0 | 0 | 0 | 0 | 0 | 0 | 0 | 0 | 0 | 0 | 0 | 0 | 0 | 0 | 0% | 0% | 0% | 0% | 0% | 0 | 0 | 0 | 0 | 0 | 0 | 0 | 0 | 0 | 0 | 0 | 0 | 0 | 0 | 0 | 0 | 0 | 0 | 0 | 0 | 0 | 0 | 0 | 0 | 0 | 0 | 0 | 0 | 0 | 0 | FALSE | 0% | 0% | 0% | 0% | 0% | 0% | FALSE | 0% | 0% | 0% | 0% | 0% | FALSE | 0% | 0% | 0% | 0% | 0% | 0% | 0% | 0% | N/A | N/A
| 945 | N/A | N/A | N/A | N/A | N/A | N/A | N/A | N/A | N/A | N/A | N/A | N/A | N/A | N/A | 0% | 0 | N/A | 0% | FALSE | 0 | 1 | N/A | N/A | N/A | N/A | N/A | FALSE | FALSE | TRUE | 0 | 0 | 0 | 0 | 0 | 0 | 0 | 0 | 0 | 0 | 0 | 0 | 0 | 0 | 0 | 0 | 0 | 0 | 0 | 0 | 0 | 0 | 0 | 0 | 0 | 0 | 0 | 0 | 0 | 0 | 0% | 0% | 0% | 0% | 0% | 0 | 0 | 0 | 0 | 0 | 0 | 0 | 0 | 0 | 0 | 0 | 0 | 0 | 0 | 0 | 0 | 0 | 0 | 0 | 0 | 0 | 0 | 0 | 0 | 0 | 0 | 0 | 0 | 0 | 0 | FALSE | 0% | 0% | 0% | 0% | 0% | 0% | FALSE | 0% | 0% | 0% | 0% | 0% | FALSE | 0% | 0% | 0% | 0% | 0% | 0% | 0% | 0% | N/A | N/A
| 946 | N/A | N/A | N/A | N/A | N/A | N/A | N/A | N/A | N/A | N/A | N/A | N/A | N/A | N/A | 0% | 0 | N/A | 0% | FALSE | 0 | 1 | N/A | N/A | N/A | N/A | N/A | FALSE | FALSE | TRUE | 0 | 0 | 0 | 0 | 0 | 0 | 0 | 0 | 0 | 0 | 0 | 0 | 0 | 0 | 0 | 0 | 0 | 0 | 0 | 0 | 0 | 0 | 0 | 0 | 0 | 0 | 0 | 0 | 0 | 0 | 0% | 0% | 0% | 0% | 0% | 0 | 0 | 0 | 0 | 0 | 0 | 0 | 0 | 0 | 0 | 0 | 0 | 0 | 0 | 0 | 0 | 0 | 0 | 0 | 0 | 0 | 0 | 0 | 0 | 0 | 0 | 0 | 0 | 0 | 0 | FALSE | 0% | 0% | 0% | 0% | 0% | 0% | FALSE | 0% | 0% | 0% | 0% | 0% | FALSE | 0% | 0% | 0% | 0% | 0% | 0% | 0% | 0% | N/A | N/A
| 947 | N/A | N/A | N/A | N/A | N/A | N/A | N/A | N/A | N/A | N/A | N/A | N/A | N/A | N/A | 0% | 0 | N/A | 0% | FALSE | 0 | 1 | N/A | N/A | N/A | N/A | N/A | FALSE | FALSE | TRUE | 0 | 0 | 0 | 0 | 0 | 0 | 0 | 0 | 0 | 0 | 0 | 0 | 0 | 0 | 0 | 0 | 0 | 0 | 0 | 0 | 0 | 0 | 0 | 0 | 0 | 0 | 0 | 0 | 0 | 0 | 0% | 0% | 0% | 0% | 0% | 0 | 0 | 0 | 0 | 0 | 0 | 0 | 0 | 0 | 0 | 0 | 0 | 0 | 0 | 0 | 0 | 0 | 0 | 0 | 0 | 0 | 0 | 0 | 0 | 0 | 0 | 0 | 0 | 0 | 0 | FALSE | 0% | 0% | 0% | 0% | 0% | 0% | FALSE | 0% | 0% | 0% | 0% | 0% | FALSE | 0% | 0% | 0% | 0% | 0% | 0% | 0% | 0% | N/A | N/A
| 948 | N/A | N/A | N/A | N/A | N/A | N/A | N/A | N/A | N/A | N/A | N/A | N/A | N/A | N/A | 0% | 0 | N/A | 0% | FALSE | 0 | 1 | N/A | N/A | N/A | N/A | N/A | FALSE | FALSE | TRUE | 0 | 0 | 0 | 0 | 0 | 0 | 0 | 0 | 0 | 0 | 0 | 0 | 0 | 0 | 0 | 0 | 0 | 0 | 0 | 0 | 0 | 0 | 0 | 0 | 0 | 0 | 0 | 0 | 0 | 0 | 0% | 0% | 0% | 0% | 0% | 0 | 0 | 0 | 0 | 0 | 0 | 0 | 0 | 0 | 0 | 0 | 0 | 0 | 0 | 0 | 0 | 0 | 0 | 0 | 0 | 0 | 0 | 0 | 0 | 0 | 0 | 0 | 0 | 0 | 0 | FALSE | 0% | 0% | 0% | 0% | 0% | 0% | FALSE | 0% | 0% | 0% | 0% | 0% | FALSE | 0% | 0% | 0% | 0% | 0% | 0% | 0% | 0% | N/A | N/A
| 949 | N/A | N/A | N/A | N/A | N/A | N/A | N/A | N/A | N/A | N/A | N/A | N/A | N/A | N/A | 0% | 0 | N/A | 0% | FALSE | 0 | 1 | N/A | N/A | N/A | N/A | N/A | FALSE | FALSE | TRUE | 0 | 0 | 0 | 0 | 0 | 0 | 0 | 0 | 0 | 0 | 0 | 0 | 0 | 0 | 0 | 0 | 0 | 0 | 0 | 0 | 0 | 0 | 0 | 0 | 0 | 0 | 0 | 0 | 0 | 0 | 0% | 0% | 0% | 0% | 0% | 0 | 0 | 0 | 0 | 0 | 0 | 0 | 0 | 0 | 0 | 0 | 0 | 0 | 0 | 0 | 0 | 0 | 0 | 0 | 0 | 0 | 0 | 0 | 0 | 0 | 0 | 0 | 0 | 0 | 0 | FALSE | 0% | 0% | 0% | 0% | 0% | 0% | FALSE | 0% | 0% | 0% | 0% | 0% | FALSE | 0% | 0% | 0% | 0% | 0% | 0% | 0% | 0% | N/A | N/A
| 950 | N/A | N/A | N/A | N/A | N/A | N/A | N/A | N/A | N/A | N/A | N/A | N/A | N/A | N/A | 0% | 0 | N/A | 0% | FALSE | 0 | 1 | N/A | N/A | N/A | N/A | N/A | FALSE | FALSE | TRUE | 0 | 0 | 0 | 0 | 0 | 0 | 0 | 0 | 0 | 0 | 0 | 0 | 0 | 0 | 0 | 0 | 0 | 0 | 0 | 0 | 0 | 0 | 0 | 0 | 0 | 0 | 0 | 0 | 0 | 0 | 0% | 0% | 0% | 0% | 0% | 0 | 0 | 0 | 0 | 0 | 0 | 0 | 0 | 0 | 0 | 0 | 0 | 0 | 0 | 0 | 0 | 0 | 0 | 0 | 0 | 0 | 0 | 0 | 0 | 0 | 0 | 0 | 0 | 0 | 0 | FALSE | 0% | 0% | 0% | 0% | 0% | 0% | FALSE | 0% | 0% | 0% | 0% | 0% | FALSE | 0% | 0% | 0% | 0% | 0% | 0% | 0% | 0% | N/A | N/A
| 951 | N/A | N/A | N/A | N/A | N/A | N/A | N/A | N/A | N/A | N/A | N/A | N/A | N/A | N/A | 0% | 0 | N/A | 0% | FALSE | 0 | 1 | N/A | N/A | N/A | N/A | N/A | FALSE | FALSE | TRUE | 0 | 0 | 0 | 0 | 0 | 0 | 0 | 0 | 0 | 0 | 0 | 0 | 0 | 0 | 0 | 0 | 0 | 0 | 0 | 0 | 0 | 0 | 0 | 0 | 0 | 0 | 0 | 0 | 0 | 0 | 0% | 0% | 0% | 0% | 0% | 0 | 0 | 0 | 0 | 0 | 0 | 0 | 0 | 0 | 0 | 0 | 0 | 0 | 0 | 0 | 0 | 0 | 0 | 0 | 0 | 0 | 0 | 0 | 0 | 0 | 0 | 0 | 0 | 0 | 0 | FALSE | 0% | 0% | 0% | 0% | 0% | 0% | FALSE | 0% | 0% | 0% | 0% | 0% | FALSE | 0% | 0% | 0% | 0% | 0% | 0% | 0% | 0% | N/A | N/A
| 952 | N/A | N/A | N/A | N/A | N/A | N/A | N/A | N/A | N/A | N/A | N/A | N/A | N/A | N/A | 0% | 0 | N/A | 0% | FALSE | 0 | 1 | N/A | N/A | N/A | N/A | N/A | FALSE | FALSE | TRUE | 0 | 0 | 0 | 0 | 0 | 0 | 0 | 0 | 0 | 0 | 0 | 0 | 0 | 0 | 0 | 0 | 0 | 0 | 0 | 0 | 0 | 0 | 0 | 0 | 0 | 0 | 0 | 0 | 0 | 0 | 0% | 0% | 0% | 0% | 0% | 0 | 0 | 0 | 0 | 0 | 0 | 0 | 0 | 0 | 0 | 0 | 0 | 0 | 0 | 0 | 0 | 0 | 0 | 0 | 0 | 0 | 0 | 0 | 0 | 0 | 0 | 0 | 0 | 0 | 0 | FALSE | 0% | 0% | 0% | 0% | 0% | 0% | FALSE | 0% | 0% | 0% | 0% | 0% | FALSE | 0% | 0% | 0% | 0% | 0% | 0% | 0% | 0% | N/A | N/A
| 953 | N/A | N/A | N/A | N/A | N/A | N/A | N/A | N/A | N/A | N/A | N/A | N/A | N/A | N/A | 0% | 0 | N/A | 0% | FALSE | 0 | 1 | N/A | N/A | N/A | N/A | N/A | FALSE | FALSE | TRUE | 0 | 0 | 0 | 0 | 0 | 0 | 0 | 0 | 0 | 0 | 0 | 0 | 0 | 0 | 0 | 0 | 0 | 0 | 0 | 0 | 0 | 0 | 0 | 0 | 0 | 0 | 0 | 0 | 0 | 0 | 0% | 0% | 0% | 0% | 0% | 0 | 0 | 0 | 0 | 0 | 0 | 0 | 0 | 0 | 0 | 0 | 0 | 0 | 0 | 0 | 0 | 0 | 0 | 0 | 0 | 0 | 0 | 0 | 0 | 0 | 0 | 0 | 0 | 0 | 0 | FALSE | 0% | 0% | 0% | 0% | 0% | 0% | FALSE | 0% | 0% | 0% | 0% | 0% | FALSE | 0% | 0% | 0% | 0% | 0% | 0% | 0% | 0% | N/A | N/A
| 954 | N/A | N/A | N/A | N/A | N/A | N/A | N/A | N/A | N/A | N/A | N/A | N/A | N/A | N/A | 0% | 0 | N/A | 0% | FALSE | 0 | 1 | N/A | N/A | N/A | N/A | N/A | FALSE | FALSE | TRUE | 0 | 0 | 0 | 0 | 0 | 0 | 0 | 0 | 0 | 0 | 0 | 0 | 0 | 0 | 0 | 0 | 0 | 0 | 0 | 0 | 0 | 0 | 0 | 0 | 0 | 0 | 0 | 0 | 0 | 0 | 0% | 0% | 0% | 0% | 0% | 0 | 0 | 0 | 0 | 0 | 0 | 0 | 0 | 0 | 0 | 0 | 0 | 0 | 0 | 0 | 0 | 0 | 0 | 0 | 0 | 0 | 0 | 0 | 0 | 0 | 0 | 0 | 0 | 0 | 0 | FALSE | 0% | 0% | 0% | 0% | 0% | 0% | FALSE | 0% | 0% | 0% | 0% | 0% | FALSE | 0% | 0% | 0% | 0% | 0% | 0% | 0% | 0% | N/A | N/A
| 955 | N/A | N/A | N/A | N/A | N/A | N/A | N/A | N/A | N/A | N/A | N/A | N/A | N/A | N/A | 0% | 0 | N/A | 0% | FALSE | 0 | 1 | N/A | N/A | N/A | N/A | N/A | FALSE | FALSE | TRUE | 0 | 0 | 0 | 0 | 0 | 0 | 0 | 0 | 0 | 0 | 0 | 0 | 0 | 0 | 0 | 0 | 0 | 0 | 0 | 0 | 0 | 0 | 0 | 0 | 0 | 0 | 0 | 0 | 0 | 0 | 0% | 0% | 0% | 0% | 0% | 0 | 0 | 0 | 0 | 0 | 0 | 0 | 0 | 0 | 0 | 0 | 0 | 0 | 0 | 0 | 0 | 0 | 0 | 0 | 0 | 0 | 0 | 0 | 0 | 0 | 0 | 0 | 0 | 0 | 0 | FALSE | 0% | 0% | 0% | 0% | 0% | 0% | FALSE | 0% | 0% | 0% | 0% | 0% | FALSE | 0% | 0% | 0% | 0% | 0% | 0% | 0% | 0% | N/A | N/A
| 956 | N/A | N/A | N/A | N/A | N/A | N/A | N/A | N/A | N/A | N/A | N/A | N/A | N/A | N/A | 0% | 0 | N/A | 0% | FALSE | 0 | 1 | N/A | N/A | N/A | N/A | N/A | FALSE | FALSE | TRUE | 0 | 0 | 0 | 0 | 0 | 0 | 0 | 0 | 0 | 0 | 0 | 0 | 0 | 0 | 0 | 0 | 0 | 0 | 0 | 0 | 0 | 0 | 0 | 0 | 0 | 0 | 0 | 0 | 0 | 0 | 0% | 0% | 0% | 0% | 0% | 0 | 0 | 0 | 0 | 0 | 0 | 0 | 0 | 0 | 0 | 0 | 0 | 0 | 0 | 0 | 0 | 0 | 0 | 0 | 0 | 0 | 0 | 0 | 0 | 0 | 0 | 0 | 0 | 0 | 0 | FALSE | 0% | 0% | 0% | 0% | 0% | 0% | FALSE | 0% | 0% | 0% | 0% | 0% | FALSE | 0% | 0% | 0% | 0% | 0% | 0% | 0% | 0% | N/A | N/A
| 957 | N/A | N/A | N/A | N/A | N/A | N/A | N/A | N/A | N/A | N/A | N/A | N/A | N/A | N/A | 0% | 0 | N/A | 0% | FALSE | 0 | 1 | N/A | N/A | N/A | N/A | N/A | FALSE | FALSE | TRUE | 0 | 0 | 0 | 0 | 0 | 0 | 0 | 0 | 0 | 0 | 0 | 0 | 0 | 0 | 0 | 0 | 0 | 0 | 0 | 0 | 0 | 0 | 0 | 0 | 0 | 0 | 0 | 0 | 0 | 0 | 0% | 0% | 0% | 0% | 0% | 0 | 0 | 0 | 0 | 0 | 0 | 0 | 0 | 0 | 0 | 0 | 0 | 0 | 0 | 0 | 0 | 0 | 0 | 0 | 0 | 0 | 0 | 0 | 0 | 0 | 0 | 0 | 0 | 0 | 0 | FALSE | 0% | 0% | 0% | 0% | 0% | 0% | FALSE | 0% | 0% | 0% | 0% | 0% | FALSE | 0% | 0% | 0% | 0% | 0% | 0% | 0% | 0% | N/A | N/A
| 958 | N/A | N/A | N/A | N/A | N/A | N/A | N/A | N/A | N/A | N/A | N/A | N/A | N/A | N/A | 0% | 0 | N/A | 0% | FALSE | 0 | 1 | N/A | N/A | N/A | N/A | N/A | FALSE | FALSE | TRUE | 0 | 0 | 0 | 0 | 0 | 0 | 0 | 0 | 0 | 0 | 0 | 0 | 0 | 0 | 0 | 0 | 0 | 0 | 0 | 0 | 0 | 0 | 0 | 0 | 0 | 0 | 0 | 0 | 0 | 0 | 0% | 0% | 0% | 0% | 0% | 0 | 0 | 0 | 0 | 0 | 0 | 0 | 0 | 0 | 0 | 0 | 0 | 0 | 0 | 0 | 0 | 0 | 0 | 0 | 0 | 0 | 0 | 0 | 0 | 0 | 0 | 0 | 0 | 0 | 0 | FALSE | 0% | 0% | 0% | 0% | 0% | 0% | FALSE | 0% | 0% | 0% | 0% | 0% | FALSE | 0% | 0% | 0% | 0% | 0% | 0% | 0% | 0% | N/A | N/A
| 959 | N/A | N/A | N/A | N/A | N/A | N/A | N/A | N/A | N/A | N/A | N/A | N/A | N/A | N/A | 0% | 0 | N/A | 0% | FALSE | 0 | 1 | N/A | N/A | N/A | N/A | N/A | FALSE | FALSE | TRUE | 0 | 0 | 0 | 0 | 0 | 0 | 0 | 0 | 0 | 0 | 0 | 0 | 0 | 0 | 0 | 0 | 0 | 0 | 0 | 0 | 0 | 0 | 0 | 0 | 0 | 0 | 0 | 0 | 0 | 0 | 0% | 0% | 0% | 0% | 0% | 0 | 0 | 0 | 0 | 0 | 0 | 0 | 0 | 0 | 0 | 0 | 0 | 0 | 0 | 0 | 0 | 0 | 0 | 0 | 0 | 0 | 0 | 0 | 0 | 0 | 0 | 0 | 0 | 0 | 0 | FALSE | 0% | 0% | 0% | 0% | 0% | 0% | FALSE | 0% | 0% | 0% | 0% | 0% | FALSE | 0% | 0% | 0% | 0% | 0% | 0% | 0% | 0% | N/A | N/A
| 960 | N/A | N/A | N/A | N/A | N/A | N/A | N/A | N/A | N/A | N/A | N/A | N/A | N/A | N/A | 0% | 0 | N/A | 0% | FALSE | 0 | 1 | N/A | N/A | N/A | N/A | N/A | FALSE | FALSE | TRUE | 0 | 0 | 0 | 0 | 0 | 0 | 0 | 0 | 0 | 0 | 0 | 0 | 0 | 0 | 0 | 0 | 0 | 0 | 0 | 0 | 0 | 0 | 0 | 0 | 0 | 0 | 0 | 0 | 0 | 0 | 0% | 0% | 0% | 0% | 0% | 0 | 0 | 0 | 0 | 0 | 0 | 0 | 0 | 0 | 0 | 0 | 0 | 0 | 0 | 0 | 0 | 0 | 0 | 0 | 0 | 0 | 0 | 0 | 0 | 0 | 0 | 0 | 0 | 0 | 0 | FALSE | 0% | 0% | 0% | 0% | 0% | 0% | FALSE | 0% | 0% | 0% | 0% | 0% | FALSE | 0% | 0% | 0% | 0% | 0% | 0% | 0% | 0% | N/A | N/A
| 961 | N/A | N/A | N/A | N/A | N/A | N/A | N/A | N/A | N/A | N/A | N/A | N/A | N/A | N/A | 0% | 0 | N/A | 0% | FALSE | 0 | 1 | N/A | N/A | N/A | N/A | N/A | FALSE | FALSE | TRUE | 0 | 0 | 0 | 0 | 0 | 0 | 0 | 0 | 0 | 0 | 0 | 0 | 0 | 0 | 0 | 0 | 0 | 0 | 0 | 0 | 0 | 0 | 0 | 0 | 0 | 0 | 0 | 0 | 0 | 0 | 0% | 0% | 0% | 0% | 0% | 0 | 0 | 0 | 0 | 0 | 0 | 0 | 0 | 0 | 0 | 0 | 0 | 0 | 0 | 0 | 0 | 0 | 0 | 0 | 0 | 0 | 0 | 0 | 0 | 0 | 0 | 0 | 0 | 0 | 0 | FALSE | 0% | 0% | 0% | 0% | 0% | 0% | FALSE | 0% | 0% | 0% | 0% | 0% | FALSE | 0% | 0% | 0% | 0% | 0% | 0% | 0% | 0% | N/A | N/A
| 962 | N/A | N/A | N/A | N/A | N/A | N/A | N/A | N/A | N/A | N/A | N/A | N/A | N/A | N/A | 0% | 0 | N/A | 0% | FALSE | 0 | 1 | N/A | N/A | N/A | N/A | N/A | FALSE | FALSE | TRUE | 0 | 0 | 0 | 0 | 0 | 0 | 0 | 0 | 0 | 0 | 0 | 0 | 0 | 0 | 0 | 0 | 0 | 0 | 0 | 0 | 0 | 0 | 0 | 0 | 0 | 0 | 0 | 0 | 0 | 0 | 0% | 0% | 0% | 0% | 0% | 0 | 0 | 0 | 0 | 0 | 0 | 0 | 0 | 0 | 0 | 0 | 0 | 0 | 0 | 0 | 0 | 0 | 0 | 0 | 0 | 0 | 0 | 0 | 0 | 0 | 0 | 0 | 0 | 0 | 0 | FALSE | 0% | 0% | 0% | 0% | 0% | 0% | FALSE | 0% | 0% | 0% | 0% | 0% | FALSE | 0% | 0% | 0% | 0% | 0% | 0% | 0% | 0% | N/A | N/A
| 963 | N/A | N/A | N/A | N/A | N/A | N/A | N/A | N/A | N/A | N/A | N/A | N/A | N/A | N/A | 0% | 0 | N/A | 0% | FALSE | 0 | 1 | N/A | N/A | N/A | N/A | N/A | FALSE | FALSE | TRUE | 0 | 0 | 0 | 0 | 0 | 0 | 0 | 0 | 0 | 0 | 0 | 0 | 0 | 0 | 0 | 0 | 0 | 0 | 0 | 0 | 0 | 0 | 0 | 0 | 0 | 0 | 0 | 0 | 0 | 0 | 0% | 0% | 0% | 0% | 0% | 0 | 0 | 0 | 0 | 0 | 0 | 0 | 0 | 0 | 0 | 0 | 0 | 0 | 0 | 0 | 0 | 0 | 0 | 0 | 0 | 0 | 0 | 0 | 0 | 0 | 0 | 0 | 0 | 0 | 0 | FALSE | 0% | 0% | 0% | 0% | 0% | 0% | FALSE | 0% | 0% | 0% | 0% | 0% | FALSE | 0% | 0% | 0% | 0% | 0% | 0% | 0% | 0% | N/A | N/A
| 964 | N/A | N/A | N/A | N/A | N/A | N/A | N/A | N/A | N/A | N/A | N/A | N/A | N/A | N/A | 0% | 0 | N/A | 0% | FALSE | 0 | 1 | N/A | N/A | N/A | N/A | N/A | FALSE | FALSE | TRUE | 0 | 0 | 0 | 0 | 0 | 0 | 0 | 0 | 0 | 0 | 0 | 0 | 0 | 0 | 0 | 0 | 0 | 0 | 0 | 0 | 0 | 0 | 0 | 0 | 0 | 0 | 0 | 0 | 0 | 0 | 0% | 0% | 0% | 0% | 0% | 0 | 0 | 0 | 0 | 0 | 0 | 0 | 0 | 0 | 0 | 0 | 0 | 0 | 0 | 0 | 0 | 0 | 0 | 0 | 0 | 0 | 0 | 0 | 0 | 0 | 0 | 0 | 0 | 0 | 0 | FALSE | 0% | 0% | 0% | 0% | 0% | 0% | FALSE | 0% | 0% | 0% | 0% | 0% | FALSE | 0% | 0% | 0% | 0% | 0% | 0% | 0% | 0% | N/A | N/A
| 965 | N/A | N/A | N/A | N/A | N/A | N/A | N/A | N/A | N/A | N/A | N/A | N/A | N/A | N/A | 0% | 0 | N/A | 0% | FALSE | 0 | 1 | N/A | N/A | N/A | N/A | N/A | FALSE | FALSE | TRUE | 0 | 0 | 0 | 0 | 0 | 0 | 0 | 0 | 0 | 0 | 0 | 0 | 0 | 0 | 0 | 0 | 0 | 0 | 0 | 0 | 0 | 0 | 0 | 0 | 0 | 0 | 0 | 0 | 0 | 0 | 0% | 0% | 0% | 0% | 0% | 0 | 0 | 0 | 0 | 0 | 0 | 0 | 0 | 0 | 0 | 0 | 0 | 0 | 0 | 0 | 0 | 0 | 0 | 0 | 0 | 0 | 0 | 0 | 0 | 0 | 0 | 0 | 0 | 0 | 0 | FALSE | 0% | 0% | 0% | 0% | 0% | 0% | FALSE | 0% | 0% | 0% | 0% | 0% | FALSE | 0% | 0% | 0% | 0% | 0% | 0% | 0% | 0% | N/A | N/A
| 966 | N/A | N/A | N/A | N/A | N/A | N/A | N/A | N/A | N/A | N/A | N/A | N/A | N/A | N/A | 0% | 0 | N/A | 0% | FALSE | 0 | 1 | N/A | N/A | N/A | N/A | N/A | FALSE | FALSE | TRUE | 0 | 0 | 0 | 0 | 0 | 0 | 0 | 0 | 0 | 0 | 0 | 0 | 0 | 0 | 0 | 0 | 0 | 0 | 0 | 0 | 0 | 0 | 0 | 0 | 0 | 0 | 0 | 0 | 0 | 0 | 0% | 0% | 0% | 0% | 0% | 0 | 0 | 0 | 0 | 0 | 0 | 0 | 0 | 0 | 0 | 0 | 0 | 0 | 0 | 0 | 0 | 0 | 0 | 0 | 0 | 0 | 0 | 0 | 0 | 0 | 0 | 0 | 0 | 0 | 0 | FALSE | 0% | 0% | 0% | 0% | 0% | 0% | FALSE | 0% | 0% | 0% | 0% | 0% | FALSE | 0% | 0% | 0% | 0% | 0% | 0% | 0% | 0% | N/A | N/A
| 967 | N/A | N/A | N/A | N/A | N/A | N/A | N/A | N/A | N/A | N/A | N/A | N/A | N/A | N/A | 0% | 0 | N/A | 0% | FALSE | 0 | 1 | N/A | N/A | N/A | N/A | N/A | FALSE | FALSE | TRUE | 0 | 0 | 0 | 0 | 0 | 0 | 0 | 0 | 0 | 0 | 0 | 0 | 0 | 0 | 0 | 0 | 0 | 0 | 0 | 0 | 0 | 0 | 0 | 0 | 0 | 0 | 0 | 0 | 0 | 0 | 0% | 0% | 0% | 0% | 0% | 0 | 0 | 0 | 0 | 0 | 0 | 0 | 0 | 0 | 0 | 0 | 0 | 0 | 0 | 0 | 0 | 0 | 0 | 0 | 0 | 0 | 0 | 0 | 0 | 0 | 0 | 0 | 0 | 0 | 0 | FALSE | 0% | 0% | 0% | 0% | 0% | 0% | FALSE | 0% | 0% | 0% | 0% | 0% | FALSE | 0% | 0% | 0% | 0% | 0% | 0% | 0% | 0% | N/A | N/A
| 968 | N/A | N/A | N/A | N/A | N/A | N/A | N/A | N/A | N/A | N/A | N/A | N/A | N/A | N/A | 0% | 0 | N/A | 0% | FALSE | 0 | 1 | N/A | N/A | N/A | N/A | N/A | FALSE | FALSE | TRUE | 0 | 0 | 0 | 0 | 0 | 0 | 0 | 0 | 0 | 0 | 0 | 0 | 0 | 0 | 0 | 0 | 0 | 0 | 0 | 0 | 0 | 0 | 0 | 0 | 0 | 0 | 0 | 0 | 0 | 0 | 0% | 0% | 0% | 0% | 0% | 0 | 0 | 0 | 0 | 0 | 0 | 0 | 0 | 0 | 0 | 0 | 0 | 0 | 0 | 0 | 0 | 0 | 0 | 0 | 0 | 0 | 0 | 0 | 0 | 0 | 0 | 0 | 0 | 0 | 0 | FALSE | 0% | 0% | 0% | 0% | 0% | 0% | FALSE | 0% | 0% | 0% | 0% | 0% | FALSE | 0% | 0% | 0% | 0% | 0% | 0% | 0% | 0% | N/A | N/A
| 969 | N/A | N/A | N/A | N/A | N/A | N/A | N/A | N/A | N/A | N/A | N/A | N/A | N/A | N/A | 0% | 0 | N/A | 0% | FALSE | 0 | 1 | N/A | N/A | N/A | N/A | N/A | FALSE | FALSE | TRUE | 0 | 0 | 0 | 0 | 0 | 0 | 0 | 0 | 0 | 0 | 0 | 0 | 0 | 0 | 0 | 0 | 0 | 0 | 0 | 0 | 0 | 0 | 0 | 0 | 0 | 0 | 0 | 0 | 0 | 0 | 0% | 0% | 0% | 0% | 0% | 0 | 0 | 0 | 0 | 0 | 0 | 0 | 0 | 0 | 0 | 0 | 0 | 0 | 0 | 0 | 0 | 0 | 0 | 0 | 0 | 0 | 0 | 0 | 0 | 0 | 0 | 0 | 0 | 0 | 0 | FALSE | 0% | 0% | 0% | 0% | 0% | 0% | FALSE | 0% | 0% | 0% | 0% | 0% | FALSE | 0% | 0% | 0% | 0% | 0% | 0% | 0% | 0% | N/A | N/A
| 970 | N/A | N/A | N/A | N/A | N/A | N/A | N/A | N/A | N/A | N/A | N/A | N/A | N/A | N/A | 0% | 0 | N/A | 0% | FALSE | 0 | 1 | N/A | N/A | N/A | N/A | N/A | FALSE | FALSE | TRUE | 0 | 0 | 0 | 0 | 0 | 0 | 0 | 0 | 0 | 0 | 0 | 0 | 0 | 0 | 0 | 0 | 0 | 0 | 0 | 0 | 0 | 0 | 0 | 0 | 0 | 0 | 0 | 0 | 0 | 0 | 0% | 0% | 0% | 0% | 0% | 0 | 0 | 0 | 0 | 0 | 0 | 0 | 0 | 0 | 0 | 0 | 0 | 0 | 0 | 0 | 0 | 0 | 0 | 0 | 0 | 0 | 0 | 0 | 0 | 0 | 0 | 0 | 0 | 0 | 0 | FALSE | 0% | 0% | 0% | 0% | 0% | 0% | FALSE | 0% | 0% | 0% | 0% | 0% | FALSE | 0% | 0% | 0% | 0% | 0% | 0% | 0% | 0% | N/A | N/A
| 971 | N/A | N/A | N/A | N/A | N/A | N/A | N/A | N/A | N/A | N/A | N/A | N/A | N/A | N/A | 0% | 0 | N/A | 0% | FALSE | 0 | 1 | N/A | N/A | N/A | N/A | N/A | FALSE | FALSE | TRUE | 0 | 0 | 0 | 0 | 0 | 0 | 0 | 0 | 0 | 0 | 0 | 0 | 0 | 0 | 0 | 0 | 0 | 0 | 0 | 0 | 0 | 0 | 0 | 0 | 0 | 0 | 0 | 0 | 0 | 0 | 0% | 0% | 0% | 0% | 0% | 0 | 0 | 0 | 0 | 0 | 0 | 0 | 0 | 0 | 0 | 0 | 0 | 0 | 0 | 0 | 0 | 0 | 0 | 0 | 0 | 0 | 0 | 0 | 0 | 0 | 0 | 0 | 0 | 0 | 0 | FALSE | 0% | 0% | 0% | 0% | 0% | 0% | FALSE | 0% | 0% | 0% | 0% | 0% | FALSE | 0% | 0% | 0% | 0% | 0% | 0% | 0% | 0% | N/A | N/A
| 972 | N/A | N/A | N/A | N/A | N/A | N/A | N/A | N/A | N/A | N/A | N/A | N/A | N/A | N/A | 0% | 0 | N/A | 0% | FALSE | 0 | 1 | N/A | N/A | N/A | N/A | N/A | FALSE | FALSE | TRUE | 0 | 0 | 0 | 0 | 0 | 0 | 0 | 0 | 0 | 0 | 0 | 0 | 0 | 0 | 0 | 0 | 0 | 0 | 0 | 0 | 0 | 0 | 0 | 0 | 0 | 0 | 0 | 0 | 0 | 0 | 0% | 0% | 0% | 0% | 0% | 0 | 0 | 0 | 0 | 0 | 0 | 0 | 0 | 0 | 0 | 0 | 0 | 0 | 0 | 0 | 0 | 0 | 0 | 0 | 0 | 0 | 0 | 0 | 0 | 0 | 0 | 0 | 0 | 0 | 0 | FALSE | 0% | 0% | 0% | 0% | 0% | 0% | FALSE | 0% | 0% | 0% | 0% | 0% | FALSE | 0% | 0% | 0% | 0% | 0% | 0% | 0% | 0% | N/A | N/A
| 973 | N/A | N/A | N/A | N/A | N/A | N/A | N/A | N/A | N/A | N/A | N/A | N/A | N/A | N/A | 0% | 0 | N/A | 0% | FALSE | 0 | 1 | N/A | N/A | N/A | N/A | N/A | FALSE | FALSE | TRUE | 0 | 0 | 0 | 0 | 0 | 0 | 0 | 0 | 0 | 0 | 0 | 0 | 0 | 0 | 0 | 0 | 0 | 0 | 0 | 0 | 0 | 0 | 0 | 0 | 0 | 0 | 0 | 0 | 0 | 0 | 0% | 0% | 0% | 0% | 0% | 0 | 0 | 0 | 0 | 0 | 0 | 0 | 0 | 0 | 0 | 0 | 0 | 0 | 0 | 0 | 0 | 0 | 0 | 0 | 0 | 0 | 0 | 0 | 0 | 0 | 0 | 0 | 0 | 0 | 0 | FALSE | 0% | 0% | 0% | 0% | 0% | 0% | FALSE | 0% | 0% | 0% | 0% | 0% | FALSE | 0% | 0% | 0% | 0% | 0% | 0% | 0% | 0% | N/A | N/A
| 974 | N/A | N/A | N/A | N/A | N/A | N/A | N/A | N/A | N/A | N/A | N/A | N/A | N/A | N/A | 0% | 0 | N/A | 0% | FALSE | 0 | 1 | N/A | N/A | N/A | N/A | N/A | FALSE | FALSE | TRUE | 0 | 0 | 0 | 0 | 0 | 0 | 0 | 0 | 0 | 0 | 0 | 0 | 0 | 0 | 0 | 0 | 0 | 0 | 0 | 0 | 0 | 0 | 0 | 0 | 0 | 0 | 0 | 0 | 0 | 0 | 0% | 0% | 0% | 0% | 0% | 0 | 0 | 0 | 0 | 0 | 0 | 0 | 0 | 0 | 0 | 0 | 0 | 0 | 0 | 0 | 0 | 0 | 0 | 0 | 0 | 0 | 0 | 0 | 0 | 0 | 0 | 0 | 0 | 0 | 0 | FALSE | 0% | 0% | 0% | 0% | 0% | 0% | FALSE | 0% | 0% | 0% | 0% | 0% | FALSE | 0% | 0% | 0% | 0% | 0% | 0% | 0% | 0% | N/A | N/A
| 975 | N/A | N/A | N/A | N/A | N/A | N/A | N/A | N/A | N/A | N/A | N/A | N/A | N/A | N/A | 0% | 0 | N/A | 0% | FALSE | 0 | 1 | N/A | N/A | N/A | N/A | N/A | FALSE | FALSE | TRUE | 0 | 0 | 0 | 0 | 0 | 0 | 0 | 0 | 0 | 0 | 0 | 0 | 0 | 0 | 0 | 0 | 0 | 0 | 0 | 0 | 0 | 0 | 0 | 0 | 0 | 0 | 0 | 0 | 0 | 0 | 0% | 0% | 0% | 0% | 0% | 0 | 0 | 0 | 0 | 0 | 0 | 0 | 0 | 0 | 0 | 0 | 0 | 0 | 0 | 0 | 0 | 0 | 0 | 0 | 0 | 0 | 0 | 0 | 0 | 0 | 0 | 0 | 0 | 0 | 0 | FALSE | 0% | 0% | 0% | 0% | 0% | 0% | FALSE | 0% | 0% | 0% | 0% | 0% | FALSE | 0% | 0% | 0% | 0% | 0% | 0% | 0% | 0% | N/A | N/A
| 976 | N/A | N/A | N/A | N/A | N/A | N/A | N/A | N/A | N/A | N/A | N/A | N/A | N/A | N/A | 0% | 0 | N/A | 0% | FALSE | 0 | 1 | N/A | N/A | N/A | N/A | N/A | FALSE | FALSE | TRUE | 0 | 0 | 0 | 0 | 0 | 0 | 0 | 0 | 0 | 0 | 0 | 0 | 0 | 0 | 0 | 0 | 0 | 0 | 0 | 0 | 0 | 0 | 0 | 0 | 0 | 0 | 0 | 0 | 0 | 0 | 0% | 0% | 0% | 0% | 0% | 0 | 0 | 0 | 0 | 0 | 0 | 0 | 0 | 0 | 0 | 0 | 0 | 0 | 0 | 0 | 0 | 0 | 0 | 0 | 0 | 0 | 0 | 0 | 0 | 0 | 0 | 0 | 0 | 0 | 0 | FALSE | 0% | 0% | 0% | 0% | 0% | 0% | FALSE | 0% | 0% | 0% | 0% | 0% | FALSE | 0% | 0% | 0% | 0% | 0% | 0% | 0% | 0% | N/A | N/A
| 977 | N/A | N/A | N/A | N/A | N/A | N/A | N/A | N/A | N/A | N/A | N/A | N/A | N/A | N/A | 0% | 0 | N/A | 0% | FALSE | 0 | 1 | N/A | N/A | N/A | N/A | N/A | FALSE | FALSE | TRUE | 0 | 0 | 0 | 0 | 0 | 0 | 0 | 0 | 0 | 0 | 0 | 0 | 0 | 0 | 0 | 0 | 0 | 0 | 0 | 0 | 0 | 0 | 0 | 0 | 0 | 0 | 0 | 0 | 0 | 0 | 0% | 0% | 0% | 0% | 0% | 0 | 0 | 0 | 0 | 0 | 0 | 0 | 0 | 0 | 0 | 0 | 0 | 0 | 0 | 0 | 0 | 0 | 0 | 0 | 0 | 0 | 0 | 0 | 0 | 0 | 0 | 0 | 0 | 0 | 0 | FALSE | 0% | 0% | 0% | 0% | 0% | 0% | FALSE | 0% | 0% | 0% | 0% | 0% | FALSE | 0% | 0% | 0% | 0% | 0% | 0% | 0% | 0% | N/A | N/A
| 978 | N/A | N/A | N/A | N/A | N/A | N/A | N/A | N/A | N/A | N/A | N/A | N/A | N/A | N/A | 0% | 0 | N/A | 0% | FALSE | 0 | 1 | N/A | N/A | N/A | N/A | N/A | FALSE | FALSE | TRUE | 0 | 0 | 0 | 0 | 0 | 0 | 0 | 0 | 0 | 0 | 0 | 0 | 0 | 0 | 0 | 0 | 0 | 0 | 0 | 0 | 0 | 0 | 0 | 0 | 0 | 0 | 0 | 0 | 0 | 0 | 0% | 0% | 0% | 0% | 0% | 0 | 0 | 0 | 0 | 0 | 0 | 0 | 0 | 0 | 0 | 0 | 0 | 0 | 0 | 0 | 0 | 0 | 0 | 0 | 0 | 0 | 0 | 0 | 0 | 0 | 0 | 0 | 0 | 0 | 0 | FALSE | 0% | 0% | 0% | 0% | 0% | 0% | FALSE | 0% | 0% | 0% | 0% | 0% | FALSE | 0% | 0% | 0% | 0% | 0% | 0% | 0% | 0% | N/A | N/A
| 979 | N/A | N/A | N/A | N/A | N/A | N/A | N/A | N/A | N/A | N/A | N/A | N/A | N/A | N/A | 0% | 0 | N/A | 0% | FALSE | 0 | 1 | N/A | N/A | N/A | N/A | N/A | FALSE | FALSE | TRUE | 0 | 0 | 0 | 0 | 0 | 0 | 0 | 0 | 0 | 0 | 0 | 0 | 0 | 0 | 0 | 0 | 0 | 0 | 0 | 0 | 0 | 0 | 0 | 0 | 0 | 0 | 0 | 0 | 0 | 0 | 0% | 0% | 0% | 0% | 0% | 0 | 0 | 0 | 0 | 0 | 0 | 0 | 0 | 0 | 0 | 0 | 0 | 0 | 0 | 0 | 0 | 0 | 0 | 0 | 0 | 0 | 0 | 0 | 0 | 0 | 0 | 0 | 0 | 0 | 0 | FALSE | 0% | 0% | 0% | 0% | 0% | 0% | FALSE | 0% | 0% | 0% | 0% | 0% | FALSE | 0% | 0% | 0% | 0% | 0% | 0% | 0% | 0% | N/A | N/A
| 980 | N/A | N/A | N/A | N/A | N/A | N/A | N/A | N/A | N/A | N/A | N/A | N/A | N/A | N/A | 0% | 0 | N/A | 0% | FALSE | 0 | 1 | N/A | N/A | N/A | N/A | N/A | FALSE | FALSE | TRUE | 0 | 0 | 0 | 0 | 0 | 0 | 0 | 0 | 0 | 0 | 0 | 0 | 0 | 0 | 0 | 0 | 0 | 0 | 0 | 0 | 0 | 0 | 0 | 0 | 0 | 0 | 0 | 0 | 0 | 0 | 0% | 0% | 0% | 0% | 0% | 0 | 0 | 0 | 0 | 0 | 0 | 0 | 0 | 0 | 0 | 0 | 0 | 0 | 0 | 0 | 0 | 0 | 0 | 0 | 0 | 0 | 0 | 0 | 0 | 0 | 0 | 0 | 0 | 0 | 0 | FALSE | 0% | 0% | 0% | 0% | 0% | 0% | FALSE | 0% | 0% | 0% | 0% | 0% | FALSE | 0% | 0% | 0% | 0% | 0% | 0% | 0% | 0% | N/A | N/A
| 981 | N/A | N/A | N/A | N/A | N/A | N/A | N/A | N/A | N/A | N/A | N/A | N/A | N/A | N/A | 0% | 0 | N/A | 0% | FALSE | 0 | 1 | N/A | N/A | N/A | N/A | N/A | FALSE | FALSE | TRUE | 0 | 0 | 0 | 0 | 0 | 0 | 0 | 0 | 0 | 0 | 0 | 0 | 0 | 0 | 0 | 0 | 0 | 0 | 0 | 0 | 0 | 0 | 0 | 0 | 0 | 0 | 0 | 0 | 0 | 0 | 0% | 0% | 0% | 0% | 0% | 0 | 0 | 0 | 0 | 0 | 0 | 0 | 0 | 0 | 0 | 0 | 0 | 0 | 0 | 0 | 0 | 0 | 0 | 0 | 0 | 0 | 0 | 0 | 0 | 0 | 0 | 0 | 0 | 0 | 0 | FALSE | 0% | 0% | 0% | 0% | 0% | 0% | FALSE | 0% | 0% | 0% | 0% | 0% | FALSE | 0% | 0% | 0% | 0% | 0% | 0% | 0% | 0% | N/A | N/A
| 982 | N/A | N/A | N/A | N/A | N/A | N/A | N/A | N/A | N/A | N/A | N/A | N/A | N/A | N/A | 0% | 0 | N/A | 0% | FALSE | 0 | 1 | N/A | N/A | N/A | N/A | N/A | FALSE | FALSE | TRUE | 0 | 0 | 0 | 0 | 0 | 0 | 0 | 0 | 0 | 0 | 0 | 0 | 0 | 0 | 0 | 0 | 0 | 0 | 0 | 0 | 0 | 0 | 0 | 0 | 0 | 0 | 0 | 0 | 0 | 0 | 0% | 0% | 0% | 0% | 0% | 0 | 0 | 0 | 0 | 0 | 0 | 0 | 0 | 0 | 0 | 0 | 0 | 0 | 0 | 0 | 0 | 0 | 0 | 0 | 0 | 0 | 0 | 0 | 0 | 0 | 0 | 0 | 0 | 0 | 0 | FALSE | 0% | 0% | 0% | 0% | 0% | 0% | FALSE | 0% | 0% | 0% | 0% | 0% | FALSE | 0% | 0% | 0% | 0% | 0% | 0% | 0% | 0% | N/A | N/A
| 983 | N/A | N/A | N/A | N/A | N/A | N/A | N/A | N/A | N/A | N/A | N/A | N/A | N/A | N/A | 0% | 0 | N/A | 0% | FALSE | 0 | 1 | N/A | N/A | N/A | N/A | N/A | FALSE | FALSE | TRUE | 0 | 0 | 0 | 0 | 0 | 0 | 0 | 0 | 0 | 0 | 0 | 0 | 0 | 0 | 0 | 0 | 0 | 0 | 0 | 0 | 0 | 0 | 0 | 0 | 0 | 0 | 0 | 0 | 0 | 0 | 0% | 0% | 0% | 0% | 0% | 0 | 0 | 0 | 0 | 0 | 0 | 0 | 0 | 0 | 0 | 0 | 0 | 0 | 0 | 0 | 0 | 0 | 0 | 0 | 0 | 0 | 0 | 0 | 0 | 0 | 0 | 0 | 0 | 0 | 0 | FALSE | 0% | 0% | 0% | 0% | 0% | 0% | FALSE | 0% | 0% | 0% | 0% | 0% | FALSE | 0% | 0% | 0% | 0% | 0% | 0% | 0% | 0% | N/A | N/A
| 984 | N/A | N/A | N/A | N/A | N/A | N/A | N/A | N/A | N/A | N/A | N/A | N/A | N/A | N/A | 0% | 0 | N/A | 0% | FALSE | 0 | 1 | N/A | N/A | N/A | N/A | N/A | FALSE | FALSE | TRUE | 0 | 0 | 0 | 0 | 0 | 0 | 0 | 0 | 0 | 0 | 0 | 0 | 0 | 0 | 0 | 0 | 0 | 0 | 0 | 0 | 0 | 0 | 0 | 0 | 0 | 0 | 0 | 0 | 0 | 0 | 0% | 0% | 0% | 0% | 0% | 0 | 0 | 0 | 0 | 0 | 0 | 0 | 0 | 0 | 0 | 0 | 0 | 0 | 0 | 0 | 0 | 0 | 0 | 0 | 0 | 0 | 0 | 0 | 0 | 0 | 0 | 0 | 0 | 0 | 0 | FALSE | 0% | 0% | 0% | 0% | 0% | 0% | FALSE | 0% | 0% | 0% | 0% | 0% | FALSE | 0% | 0% | 0% | 0% | 0% | 0% | 0% | 0% | N/A | N/A
| 985 | N/A | N/A | N/A | N/A | N/A | N/A | N/A | N/A | N/A | N/A | N/A | N/A | N/A | N/A | 0% | 0 | N/A | 0% | FALSE | 0 | 1 | N/A | N/A | N/A | N/A | N/A | FALSE | FALSE | TRUE | 0 | 0 | 0 | 0 | 0 | 0 | 0 | 0 | 0 | 0 | 0 | 0 | 0 | 0 | 0 | 0 | 0 | 0 | 0 | 0 | 0 | 0 | 0 | 0 | 0 | 0 | 0 | 0 | 0 | 0 | 0% | 0% | 0% | 0% | 0% | 0 | 0 | 0 | 0 | 0 | 0 | 0 | 0 | 0 | 0 | 0 | 0 | 0 | 0 | 0 | 0 | 0 | 0 | 0 | 0 | 0 | 0 | 0 | 0 | 0 | 0 | 0 | 0 | 0 | 0 | FALSE | 0% | 0% | 0% | 0% | 0% | 0% | FALSE | 0% | 0% | 0% | 0% | 0% | FALSE | 0% | 0% | 0% | 0% | 0% | 0% | 0% | 0% | N/A | N/A
| 986 | N/A | N/A | N/A | N/A | N/A | N/A | N/A | N/A | N/A | N/A | N/A | N/A | N/A | N/A | 0% | 0 | N/A | 0% | FALSE | 0 | 1 | N/A | N/A | N/A | N/A | N/A | FALSE | FALSE | TRUE | 0 | 0 | 0 | 0 | 0 | 0 | 0 | 0 | 0 | 0 | 0 | 0 | 0 | 0 | 0 | 0 | 0 | 0 | 0 | 0 | 0 | 0 | 0 | 0 | 0 | 0 | 0 | 0 | 0 | 0 | 0% | 0% | 0% | 0% | 0% | 0 | 0 | 0 | 0 | 0 | 0 | 0 | 0 | 0 | 0 | 0 | 0 | 0 | 0 | 0 | 0 | 0 | 0 | 0 | 0 | 0 | 0 | 0 | 0 | 0 | 0 | 0 | 0 | 0 | 0 | FALSE | 0% | 0% | 0% | 0% | 0% | 0% | FALSE | 0% | 0% | 0% | 0% | 0% | FALSE | 0% | 0% | 0% | 0% | 0% | 0% | 0% | 0% | N/A | N/A
| 987 | N/A | N/A | N/A | N/A | N/A | N/A | N/A | N/A | N/A | N/A | N/A | N/A | N/A | N/A | 0% | 0 | N/A | 0% | FALSE | 0 | 1 | N/A | N/A | N/A | N/A | N/A | FALSE | FALSE | TRUE | 0 | 0 | 0 | 0 | 0 | 0 | 0 | 0 | 0 | 0 | 0 | 0 | 0 | 0 | 0 | 0 | 0 | 0 | 0 | 0 | 0 | 0 | 0 | 0 | 0 | 0 | 0 | 0 | 0 | 0 | 0% | 0% | 0% | 0% | 0% | 0 | 0 | 0 | 0 | 0 | 0 | 0 | 0 | 0 | 0 | 0 | 0 | 0 | 0 | 0 | 0 | 0 | 0 | 0 | 0 | 0 | 0 | 0 | 0 | 0 | 0 | 0 | 0 | 0 | 0 | FALSE | 0% | 0% | 0% | 0% | 0% | 0% | FALSE | 0% | 0% | 0% | 0% | 0% | FALSE | 0% | 0% | 0% | 0% | 0% | 0% | 0% | 0% | N/A | N/A
| 988 | N/A | N/A | N/A | N/A | N/A | N/A | N/A | N/A | N/A | N/A | N/A | N/A | N/A | N/A | 0% | 0 | N/A | 0% | FALSE | 0 | 1 | N/A | N/A | N/A | N/A | N/A | FALSE | FALSE | TRUE | 0 | 0 | 0 | 0 | 0 | 0 | 0 | 0 | 0 | 0 | 0 | 0 | 0 | 0 | 0 | 0 | 0 | 0 | 0 | 0 | 0 | 0 | 0 | 0 | 0 | 0 | 0 | 0 | 0 | 0 | 0% | 0% | 0% | 0% | 0% | 0 | 0 | 0 | 0 | 0 | 0 | 0 | 0 | 0 | 0 | 0 | 0 | 0 | 0 | 0 | 0 | 0 | 0 | 0 | 0 | 0 | 0 | 0 | 0 | 0 | 0 | 0 | 0 | 0 | 0 | FALSE | 0% | 0% | 0% | 0% | 0% | 0% | FALSE | 0% | 0% | 0% | 0% | 0% | FALSE | 0% | 0% | 0% | 0% | 0% | 0% | 0% | 0% | N/A | N/A
| 989 | N/A | N/A | N/A | N/A | N/A | N/A | N/A | N/A | N/A | N/A | N/A | N/A | N/A | N/A | 0% | 0 | N/A | 0% | FALSE | 0 | 1 | N/A | N/A | N/A | N/A | N/A | FALSE | FALSE | TRUE | 0 | 0 | 0 | 0 | 0 | 0 | 0 | 0 | 0 | 0 | 0 | 0 | 0 | 0 | 0 | 0 | 0 | 0 | 0 | 0 | 0 | 0 | 0 | 0 | 0 | 0 | 0 | 0 | 0 | 0 | 0% | 0% | 0% | 0% | 0% | 0 | 0 | 0 | 0 | 0 | 0 | 0 | 0 | 0 | 0 | 0 | 0 | 0 | 0 | 0 | 0 | 0 | 0 | 0 | 0 | 0 | 0 | 0 | 0 | 0 | 0 | 0 | 0 | 0 | 0 | FALSE | 0% | 0% | 0% | 0% | 0% | 0% | FALSE | 0% | 0% | 0% | 0% | 0% | FALSE | 0% | 0% | 0% | 0% | 0% | 0% | 0% | 0% | N/A | N/A
| 990 | N/A | N/A | N/A | N/A | N/A | N/A | N/A | N/A | N/A | N/A | N/A | N/A | N/A | N/A | 0% | 0 | N/A | 0% | FALSE | 0 | 1 | N/A | N/A | N/A | N/A | N/A | FALSE | FALSE | TRUE | 0 | 0 | 0 | 0 | 0 | 0 | 0 | 0 | 0 | 0 | 0 | 0 | 0 | 0 | 0 | 0 | 0 | 0 | 0 | 0 | 0 | 0 | 0 | 0 | 0 | 0 | 0 | 0 | 0 | 0 | 0% | 0% | 0% | 0% | 0% | 0 | 0 | 0 | 0 | 0 | 0 | 0 | 0 | 0 | 0 | 0 | 0 | 0 | 0 | 0 | 0 | 0 | 0 | 0 | 0 | 0 | 0 | 0 | 0 | 0 | 0 | 0 | 0 | 0 | 0 | FALSE | 0% | 0% | 0% | 0% | 0% | 0% | FALSE | 0% | 0% | 0% | 0% | 0% | FALSE | 0% | 0% | 0% | 0% | 0% | 0% | 0% | 0% | N/A | N/A
| 991 | N/A | N/A | N/A | N/A | N/A | N/A | N/A | N/A | N/A | N/A | N/A | N/A | N/A | N/A | 0% | 0 | N/A | 0% | FALSE | 0 | 1 | N/A | N/A | N/A | N/A | N/A | FALSE | FALSE | TRUE | 0 | 0 | 0 | 0 | 0 | 0 | 0 | 0 | 0 | 0 | 0 | 0 | 0 | 0 | 0 | 0 | 0 | 0 | 0 | 0 | 0 | 0 | 0 | 0 | 0 | 0 | 0 | 0 | 0 | 0 | 0% | 0% | 0% | 0% | 0% | 0 | 0 | 0 | 0 | 0 | 0 | 0 | 0 | 0 | 0 | 0 | 0 | 0 | 0 | 0 | 0 | 0 | 0 | 0 | 0 | 0 | 0 | 0 | 0 | 0 | 0 | 0 | 0 | 0 | 0 | FALSE | 0% | 0% | 0% | 0% | 0% | 0% | FALSE | 0% | 0% | 0% | 0% | 0% | FALSE | 0% | 0% | 0% | 0% | 0% | 0% | 0% | 0% | N/A | N/A
| 992 | N/A | N/A | N/A | N/A | N/A | N/A | N/A | N/A | N/A | N/A | N/A | N/A | N/A | N/A | 0% | 0 | N/A | 0% | FALSE | 0 | 1 | N/A | N/A | N/A | N/A | N/A | FALSE | FALSE | TRUE | 0 | 0 | 0 | 0 | 0 | 0 | 0 | 0 | 0 | 0 | 0 | 0 | 0 | 0 | 0 | 0 | 0 | 0 | 0 | 0 | 0 | 0 | 0 | 0 | 0 | 0 | 0 | 0 | 0 | 0 | 0% | 0% | 0% | 0% | 0% | 0 | 0 | 0 | 0 | 0 | 0 | 0 | 0 | 0 | 0 | 0 | 0 | 0 | 0 | 0 | 0 | 0 | 0 | 0 | 0 | 0 | 0 | 0 | 0 | 0 | 0 | 0 | 0 | 0 | 0 | FALSE | 0% | 0% | 0% | 0% | 0% | 0% | FALSE | 0% | 0% | 0% | 0% | 0% | FALSE | 0% | 0% | 0% | 0% | 0% | 0% | 0% | 0% | N/A | N/A
| 993 | N/A | N/A | N/A | N/A | N/A | N/A | N/A | N/A | N/A | N/A | N/A | N/A | N/A | N/A | 0% | 0 | N/A | 0% | FALSE | 0 | 1 | N/A | N/A | N/A | N/A | N/A | FALSE | FALSE | TRUE | 0 | 0 | 0 | 0 | 0 | 0 | 0 | 0 | 0 | 0 | 0 | 0 | 0 | 0 | 0 | 0 | 0 | 0 | 0 | 0 | 0 | 0 | 0 | 0 | 0 | 0 | 0 | 0 | 0 | 0 | 0% | 0% | 0% | 0% | 0% | 0 | 0 | 0 | 0 | 0 | 0 | 0 | 0 | 0 | 0 | 0 | 0 | 0 | 0 | 0 | 0 | 0 | 0 | 0 | 0 | 0 | 0 | 0 | 0 | 0 | 0 | 0 | 0 | 0 | 0 | FALSE | 0% | 0% | 0% | 0% | 0% | 0% | FALSE | 0% | 0% | 0% | 0% | 0% | FALSE | 0% | 0% | 0% | 0% | 0% | 0% | 0% | 0% | N/A | N/A
| 994 | N/A | N/A | N/A | N/A | N/A | N/A | N/A | N/A | N/A | N/A | N/A | N/A | N/A | N/A | 0% | 0 | N/A | 0% | FALSE | 0 | 1 | N/A | N/A | N/A | N/A | N/A | FALSE | FALSE | TRUE | 0 | 0 | 0 | 0 | 0 | 0 | 0 | 0 | 0 | 0 | 0 | 0 | 0 | 0 | 0 | 0 | 0 | 0 | 0 | 0 | 0 | 0 | 0 | 0 | 0 | 0 | 0 | 0 | 0 | 0 | 0% | 0% | 0% | 0% | 0% | 0 | 0 | 0 | 0 | 0 | 0 | 0 | 0 | 0 | 0 | 0 | 0 | 0 | 0 | 0 | 0 | 0 | 0 | 0 | 0 | 0 | 0 | 0 | 0 | 0 | 0 | 0 | 0 | 0 | 0 | FALSE | 0% | 0% | 0% | 0% | 0% | 0% | FALSE | 0% | 0% | 0% | 0% | 0% | FALSE | 0% | 0% | 0% | 0% | 0% | 0% | 0% | 0% | N/A | N/A
| 995 | N/A | N/A | N/A | N/A | N/A | N/A | N/A | N/A | N/A | N/A | N/A | N/A | N/A | N/A | 0% | 0 | N/A | 0% | FALSE | 0 | 1 | N/A | N/A | N/A | N/A | N/A | FALSE | FALSE | TRUE | 0 | 0 | 0 | 0 | 0 | 0 | 0 | 0 | 0 | 0 | 0 | 0 | 0 | 0 | 0 | 0 | 0 | 0 | 0 | 0 | 0 | 0 | 0 | 0 | 0 | 0 | 0 | 0 | 0 | 0 | 0% | 0% | 0% | 0% | 0% | 0 | 0 | 0 | 0 | 0 | 0 | 0 | 0 | 0 | 0 | 0 | 0 | 0 | 0 | 0 | 0 | 0 | 0 | 0 | 0 | 0 | 0 | 0 | 0 | 0 | 0 | 0 | 0 | 0 | 0 | FALSE | 0% | 0% | 0% | 0% | 0% | 0% | FALSE | 0% | 0% | 0% | 0% | 0% | FALSE | 0% | 0% | 0% | 0% | 0% | 0% | 0% | 0% | N/A | N/A
| 996 | N/A | N/A | N/A | N/A | N/A | N/A | N/A | N/A | N/A | N/A | N/A | N/A | N/A | N/A | 0% | 0 | N/A | 0% | FALSE | 0 | 1 | N/A | N/A | N/A | N/A | N/A | FALSE | FALSE | TRUE | 0 | 0 | 0 | 0 | 0 | 0 | 0 | 0 | 0 | 0 | 0 | 0 | 0 | 0 | 0 | 0 | 0 | 0 | 0 | 0 | 0 | 0 | 0 | 0 | 0 | 0 | 0 | 0 | 0 | 0 | 0% | 0% | 0% | 0% | 0% | 0 | 0 | 0 | 0 | 0 | 0 | 0 | 0 | 0 | 0 | 0 | 0 | 0 | 0 | 0 | 0 | 0 | 0 | 0 | 0 | 0 | 0 | 0 | 0 | 0 | 0 | 0 | 0 | 0 | 0 | FALSE | 0% | 0% | 0% | 0% | 0% | 0% | FALSE | 0% | 0% | 0% | 0% | 0% | FALSE | 0% | 0% | 0% | 0% | 0% | 0% | 0% | 0% | N/A | N/A
| 997 | N/A | N/A | N/A | N/A | N/A | N/A | N/A | N/A | N/A | N/A | N/A | N/A | N/A | N/A | 0% | 0 | N/A | 0% | FALSE | 0 | 1 | N/A | N/A | N/A | N/A | N/A | FALSE | FALSE | TRUE | 0 | 0 | 0 | 0 | 0 | 0 | 0 | 0 | 0 | 0 | 0 | 0 | 0 | 0 | 0 | 0 | 0 | 0 | 0 | 0 | 0 | 0 | 0 | 0 | 0 | 0 | 0 | 0 | 0 | 0 | 0% | 0% | 0% | 0% | 0% | 0 | 0 | 0 | 0 | 0 | 0 | 0 | 0 | 0 | 0 | 0 | 0 | 0 | 0 | 0 | 0 | 0 | 0 | 0 | 0 | 0 | 0 | 0 | 0 | 0 | 0 | 0 | 0 | 0 | 0 | FALSE | 0% | 0% | 0% | 0% | 0% | 0% | FALSE | 0% | 0% | 0% | 0% | 0% | FALSE | 0% | 0% | 0% | 0% | 0% | 0% | 0% | 0% | N/A | N/A
| 998 | N/A | N/A | N/A | N/A | N/A | N/A | N/A | N/A | N/A | N/A | N/A | N/A | N/A | N/A | 0% | 0 | N/A | 0% | FALSE | 0 | 1 | N/A | N/A | N/A | N/A | N/A | FALSE | FALSE | TRUE | 0 | 0 | 0 | 0 | 0 | 0 | 0 | 0 | 0 | 0 | 0 | 0 | 0 | 0 | 0 | 0 | 0 | 0 | 0 | 0 | 0 | 0 | 0 | 0 | 0 | 0 | 0 | 0 | 0 | 0 | 0% | 0% | 0% | 0% | 0% | 0 | 0 | 0 | 0 | 0 | 0 | 0 | 0 | 0 | 0 | 0 | 0 | 0 | 0 | 0 | 0 | 0 | 0 | 0 | 0 | 0 | 0 | 0 | 0 | 0 | 0 | 0 | 0 | 0 | 0 | FALSE | 0% | 0% | 0% | 0% | 0% | 0% | FALSE | 0% | 0% | 0% | 0% | 0% | FALSE | 0% | 0% | 0% | 0% | 0% | 0% | 0% | 0% | N/A | N/A
| 999 | N/A | N/A | N/A | N/A | N/A | N/A | N/A | N/A | N/A | N/A | N/A | N/A | N/A | N/A | 0% | 0 | N/A | 0% | FALSE | 0 | 1 | N/A | N/A | N/A | N/A | N/A | FALSE | FALSE | TRUE | 0 | 0 | 0 | 0 | 0 | 0 | 0 | 0 | 0 | 0 | 0 | 0 | 0 | 0 | 0 | 0 | 0 | 0 | 0 | 0 | 0 | 0 | 0 | 0 | 0 | 0 | 0 | 0 | 0 | 0 | 0% | 0% | 0% | 0% | 0% | 0 | 0 | 0 | 0 | 0 | 0 | 0 | 0 | 0 | 0 | 0 | 0 | 0 | 0 | 0 | 0 | 0 | 0 | 0 | 0 | 0 | 0 | 0 | 0 | 0 | 0 | 0 | 0 | 0 | 0 | FALSE | 0% | 0% | 0% | 0% | 0% | 0% | FALSE | 0% | 0% | 0% | 0% | 0% | FALSE | 0% | 0% | 0% | 0% | 0% | 0% | 0% | 0% | N/A | N/A
| 1000 | N/A | N/A | N/A | N/A | N/A | N/A | N/A | N/A | N/A | N/A | N/A | N/A | N/A | N/A | 0% | 0 | N/A | 0% | FALSE | 0 | 1 | N/A | N/A | N/A | N/A | N/A | FALSE | FALSE | TRUE | 0 | 0 | 0 | 0 | 0 | 0 | 0 | 0 | 0 | 0 | 0 | 0 | 0 | 0 | 0 | 0 | 0 | 0 | 0 | 0 | 0 | 0 | 0 | 0 | 0 | 0 | 0 | 0 | 0 | 0 | 0% | 0% | 0% | 0% | 0% | 0 | 0 | 0 | 0 | 0 | 0 | 0 | 0 | 0 | 0 | 0 | 0 | 0 | 0 | 0 | 0 | 0 | 0 | 0 | 0 | 0 | 0 | 0 | 0 | 0 | 0 | 0 | 0 | 0 | 0 | FALSE | 0% | 0% | 0% | 0% | 0% | 0% | FALSE | 0% | 0% | 0% | 0% | 0% | FALSE | 0% | 0% | 0% | 0% | 0% | 0% | 0% | 0% | N/A | N/A
|  | Total | [28 empty] | 252.3533 | 279.4393 | 223.9825 | 217.0497 | 245.6783 | 1218.5032 | 251.354 | 278.8205 | 224.0943 | 217.3331 | 246.087 | 1217.6889 | 26.2576 | 27.3225 | 26.3229 | 25.9428 | 26.4971 | 132.3428 | 5.872 | 6.0894 | 5.8859 | 5.82 | 5.936 | 29.6032 | 283.4835 | 312.2324 | 256.303 | 249.0958 | 278.5201 | 1379.6349 | [5 empty] | 125.0151 | 226.1134 | 293.6481 | 167.393 | 398.6974 | 1210.8669 | 125.0642 | 225.756 | 293.2688 | 167.3435 | 398.6213 | 1210.0538 | 11.4081 | 22.4359 | 32.7752 | 17.5557 | 47.6524 | 131.8273 | 2.9993 | 5.1515 | 7.1299 | 4.1689 | 9.9627 | 29.4123 | 139.4716 | 253.3434 | 333.1739 | 189.0681 | 456.2364 | 1371.2934
| Number of Rows Check |  | 0 | This checks if there are enough rows in the calculation block above to accommodate all projects, if not, please insert additional rows above the last row and copy formulas accordingly.
| As Incurred Capex Reconciliation: |  | 0
End

## Capex_Outputs
Calculation - Capex Summary (Exclude NCIPAP,Exclude Contingent Projects)
TransGrid Capex Forecast Model
| WB Check |  | 0
| Sheet Check |  | 0
Table of Contents
Summary - As incurred capex
Capex by Cost Type
|  | As Incurred |  | Source | Unit | Basis | Timing | FY24 | FY25 | FY26 | FY27 | FY28 | FY24 - FY28
|  | 1 | Labour | Calculated | $Million | $Real 23 | End Period | 43.825 | 53.109 | 38.2556 | 38.7126 | 38.7537 | 212.6559
|  | 2 | Non-Labour | Calculated | $Million | $Real 23 | End Period | 179.4535 | 215.373 | 175.7593 | 162.4685 | 140.731 | 873.7852
|  |  | Total Direct Capex | Calculated | $Million | $Real 23 | End Period | 223.2785 | 268.482 | 214.0148 | 201.1811 | 179.4847 | 1086.4411
|  |  | Escalation | Calculated | $Million | $Real 23 | End Period | -0.97994 | -0.58834 | 0.12245 | 0.28739 | 0.40627 | -0.75217
|  |  | Capitalised Network Overheads | Calculated | $Million | $Real 23 | End Period | 22.8938 | 26.5025 | 25.3247 | 23.7134 | 18.2531 | 116.6875
|  |  | Capitalised Corporate Overheads | Calculated | $Million | $Real 23 | End Period | 5.2179 | 5.9329 | 5.6952 | 5.3954 | 4.3393 | 26.5807
|  |  | Total Overheads | Calculated | $Million | $Real 23 | End Period | 28.1118 | 32.4355 | 31.0198 | 29.1088 | 22.5923 | 143.2682
|  |  | Total Capex | Calculated | $Million | $Real 23 | End Period | 250.4104 | 300.3291 | 245.1571 | 230.5773 | 202.4833 | 1228.9572
Total Capex by RAB Asset Class (Escalated + Overhead)
|  | As Incurred |  | Source | Unit | Basis | Timing | FY24 | FY25 | FY26 | FY27 | FY28 | FY24 - FY28
|  | 1 | Transmission Lines | Calculated | $Million | $Real 23 | End Period | 61.6744 | 69.9408 | 95.7404 | 53.9709 | 78.6956 | 360.0221
|  | 2 | Underground Cables | Calculated | $Million | $Real 23 | End Period | 2.0918 | 3.4767 | 0.75252 | 0.7202 | 0.70862 | 7.7498
|  | 3 | Substations | Calculated | $Million | $Real 23 | End Period | 90.8994 | 112.0426 | 75.3705 | 79.5266 | 46.8556 | 404.6947
|  | 4 | Secondary Systems | Calculated | $Million | $Real 23 | End Period | 33.4265 | 47.0493 | 26.7153 | 44.2063 | 24.9332 | 176.3306
|  | 5 | Communications (short life) | Calculated | $Million | $Real 23 | End Period | 11.3356 | 12.9198 | 3.3196 | 5.2772 | 5.4341 | 38.2863
|  | 6 | Business IT | Calculated | $Million | $Real 23 | End Period | 30.1431 | 30.7913 | 23.4678 | 25.7898 | 24.3726 | 134.5645
|  | 7 | Minor Plant, Motor Vehicles & Mobile Plant | Calculated | $Million | $Real 23 | End Period | 9.8503 | 10.5162 | 10.3101 | 10.8763 | 10.5074 | 52.0602
|  | 8 | Transmission Line Life Extension | Calculated | $Million | $Real 23 | End Period | 0 | 0 | 0 | 0 | 0 | 0
|  | 9 | Land and Easements | Calculated | $Million | $Real 23 | End Period | 0.13904 | 3.278 | 0 | 0.67835 | 2.3914 | 6.4869
|  | 10 | Synchronous Condensers | Calculated | $Million | $Real 23 | End Period | 0 | 0 | 0 | 0 | 0 | 0
|  | 11 | Leasehold Land and Property | Calculated | $Million | $Real 23 | End Period | 0 | 0 | 0 | 0 | 0 | 0
|  | 12 | [Spare] | Calculated | $Million | $Real 23 | End Period | 0 | 0 | 0 | 0 | 0 | 0
|  | 13 | [Spare] | Calculated | $Million | $Real 23 | End Period | 0 | 0 | 0 | 0 | 0 | 0
|  | 14 | [Spare] | Calculated | $Million | $Real 23 | End Period | 0 | 0 | 0 | 0 | 0 | 0
|  | 15 | [Spare] | Calculated | $Million | $Real 23 | End Period | 0 | 0 | 0 | 0 | 0 | 0
|  | 16 | [Spare] | Calculated | $Million | $Real 23 | End Period | 0 | 0 | 0 | 0 | 0 | 0
|  | 17 | [Spare] | Calculated | $Million | $Real 23 | End Period | 0 | 0 | 0 | 0 | 0 | 0
|  | 18 | [Spare] | Calculated | $Million | $Real 23 | End Period | 0 | 0 | 0 | 0 | 0 | 0
|  | 19 | Buildings | Calculated | $Million | $Real 23 | End Period | 5.5437 | 4.9703 | 4.0736 | 4.1083 | 3.1648 | 21.8607
|  | 20 | In-house software | Calculated | $Million | $Real 23 | End Period | 5.3066 | 5.3442 | 5.4073 | 5.4234 | 5.4199 | 26.9015
|  |  | Total Capex - As Incurred | Calculated | $Million | $Real 23 | End Period | 250.4104 | 300.3291 | 245.1571 | 230.5773 | 202.4833 | 1228.9572
Total Capex by RIN Category (Escalated + Overhead)
Total Capex by RIN Level 1 (Escalated + Overhead)
|  | As Incurred |  | Source | Unit | Basis | Timing | FY24 | FY25 | FY26 | FY27 | FY28 | FY24 - FY28
|  | 1 | Replacement Expenditure | Calculated | $Million | $Real 23 | End Period | 148.9636 | 148.7111 | 146.9112 | 137.522 | 140.3767 | 722.4847
|  | 2 | Connections | Calculated | $Million | $Real 23 | End Period | 0 | 0 | 0 | 0 | 0 | 0
|  | 3 | Augmentation Expenditure | Calculated | $Million | $Real 23 | End Period | 40.9459 | 85.86 | 35.6576 | 31.0855 | 6.188 | 199.7369
|  | 4 | Non-network - ICT | Calculated | $Million | $Real 23 | End Period | 17.2831 | 17.4279 | 17.5575 | 17.6066 | 17.6409 | 87.516
|  | 5 | Non-network - Other | Calculated | $Million | $Real 23 | End Period | 15.1061 | 15.8946 | 14.011 | 15.2544 | 15.6853 | 75.9514
|  | 6 | Capitalised Network Overheads | Calculated | $Million | $Real 23 | End Period | 22.8938 | 26.5025 | 25.3247 | 23.7134 | 18.2531 | 116.6875
|  | 7 | Capitalised Corporate Overheads | Calculated | $Million | $Real 23 | End Period | 5.2179 | 5.9329 | 5.6952 | 5.3954 | 4.3393 | 26.5807
|  | 8 | [Spare] | Calculated | $Million | $Real 23 | End Period | 0 | 0 | 0 | 0 | 0 | 0
|  |  | Total Capex - As Incurred | Calculated | $Million | $Real 23 | End Period | 250.4104 | 300.3291 | 245.1571 | 230.5773 | 202.4833 | 1228.9572
Total Capex by RIN Level 2 (Escalated + Overhead)
|  | As Incurred |  | Source | Unit | Basis | Timing | FY24 | FY25 | FY26 | FY27 | FY28 | FY24 - FY28
|  | 1 | NCIPAP | Calculated | $Million | $Real 23 | End Period | 0 | 0 | 0 | 0 | 0 | 0
|  | 2 | Transmission Lines | Calculated | $Million | $Real 23 | End Period | 60.5902 | 60.6962 | 96.4929 | 54.6911 | 79.4042 | 351.8747
|  | 3 | Substation | Calculated | $Million | $Real 23 | End Period | 53.4816 | 36.5072 | 37.2286 | 44.656 | 40.3724 | 212.2458
|  | 4 | Digital Infrastructure | Calculated | $Million | $Real 23 | End Period | 56.3461 | 71.603 | 37.4755 | 61.1992 | 41.4686 | 268.0924
|  | 5 | Others | Calculated | $Million | $Real 23 | End Period | 0 | 0 | 0 | 0 | 0 | 0
|  | 6 | Augmentations | Calculated | $Million | $Real 23 | End Period | 46.843 | 97.4623 | 41.5521 | 36.2899 | 7.1079 | 229.2552
|  | 7 | Information Technology | Calculated | $Million | $Real 23 | End Period | 17.6887 | 17.8139 | 18.0244 | 18.0781 | 18.0665 | 89.6716
|  | 8 | Security/Compliance | Calculated | $Million | $Real 23 | End Period | 0 | 0 | 0 | 0 | 0 | 0
|  | 9 | Property | Calculated | $Million | $Real 23 | End Period | 5.6104 | 5.7304 | 4.0736 | 4.7866 | 5.5563 | 25.7573
|  | 10 | Fleet | Calculated | $Million | $Real 23 | End Period | 9.8503 | 10.5162 | 10.3101 | 10.8763 | 10.5074 | 52.0602
|  | 11 | Augex - Major Project | Calculated | $Million | $Real 23 | End Period | 0 | 0 | 0 | 0 | 0 | 0
|  | 12 | Connections | Calculated | $Million | $Real 23 | End Period | 0 | 0 | 0 | 0 | 0 | 0
|  | 13 | [Spare] | Calculated | $Million | $Real 23 | End Period | 0 | 0 | 0 | 0 | 0 | 0
|  |  | Total Capex - As Incurred | Calculated | $Million | $Real 23 | End Period | 250.4104 | 300.3291 | 245.1571 | 230.5773 | 202.4833 | 1228.9572
Total Capex by RIN Level 3 (Escalated + Overhead)
|  | As Incurred |  | Source | Unit | Basis | Timing | FY24 | FY25 | FY26 | FY27 | FY28 | FY24 - FY28
|  | 1 | NCIPAP | Calculated | $Million | $Real 23 | End Period | 0 | 0 | 0 | 0 | 0 | 0
|  | 2 | Repex | Calculated | $Million | $Real 23 | End Period | 170.4179 | 168.8064 | 171.197 | 160.5463 | 161.2453 | 832.2129
|  | 3 | Augex | Calculated | $Million | $Real 23 | End Period | 46.843 | 97.4623 | 41.5521 | 36.2899 | 7.1079 | 229.2552
|  | 4 | ICT | Calculated | $Million | $Real 23 | End Period | 17.6887 | 17.8139 | 18.0244 | 18.0781 | 18.0665 | 89.6716
|  | 5 | Fleet & Property | Calculated | $Million | $Real 23 | End Period | 15.4607 | 16.2466 | 14.3836 | 15.6629 | 16.0636 | 77.8175
|  | 6 | [Spare] | Calculated | $Million | $Real 23 | End Period | 0 | 0 | 0 | 0 | 0 | 0
|  | 7 | [Spare] | Calculated | $Million | $Real 23 | End Period | 0 | 0 | 0 | 0 | 0 | 0
|  | 8 | [Spare] | Calculated | $Million | $Real 23 | End Period | 0 | 0 | 0 | 0 | 0 | 0
|  | 9 | [Spare] | Calculated | $Million | $Real 23 | End Period | 0 | 0 | 0 | 0 | 0 | 0
|  | 10 | [Spare] | Calculated | $Million | $Real 23 | End Period | 0 | 0 | 0 | 0 | 0 | 0
|  |  | Total Capex - As Incurred | Calculated | $Million | $Real 23 | End Period | 250.4104 | 300.3291 | 245.1571 | 230.5773 | 202.4833 | 1228.9572
Checks - As incurred
|  | Checks | [5 empty] | FY24 | FY25 | FY26 | FY27 | FY28 | FY24 - FY28
|  |  | Direct Capex - As Incurred |  |  |  |  | 252.3533 | 279.4393 | 223.9825 | 217.0497 | 245.6783 | 1218.5032
|  |  | NCIPAP Adjustment |  |  |  |  | -2.8491 | -10.0368 | -5.7103 | -0.025895 | 0 | -18.6221
|  |  | Contingent Projects Adjustment |  |  |  |  | 0 | 0 | 0 | 0 | 0 | 0
|  |  | Adjusted Direct Capex |  |  |  |  | 249.5042 | 269.4025 | 218.2722 | 217.0239 | 245.6783 | 1199.8811
0 |  |  | Direct Capex by Cost Type AI Reconciliation | Calculated | N/A | N/A | N/A | 0 | 0 | 0 | 0 | 0 | 0
|  | Checks | [5 empty] | FY24 | FY25 | FY26 | FY27 | FY28 | FY24 - FY28
|  |  | Escalated Capex + Overhead: As Incurred |  |  |  |  | 283.4835 | 312.2324 | 256.303 | 249.0958 | 278.5201 | 1379.6349
|  |  | NCIPAP Adjustment |  |  |  |  | -3.0764 | -10.8601 | -6.1879 | -0.028085 | 0 | -20.1525
|  |  | Contingent Projects Adjustment |  |  |  |  | 0 | 0 | 0 | 0 | 0 | 0
|  |  | Adjusted Escalated Capex + OH |  |  |  |  | 280.4071 | 301.3723 | 250.1151 | 249.0677 | 278.5201 | 1359.4824
0 |  |  | Total Capex by Asset Class AI Reconciliation | Calculated | N/A | N/A | N/A | 0 | 0 | 0 | 0 | 0 | 0
|  | Checks | [5 empty] | FY24 | FY25 | FY26 | FY27 | FY28 | FY24 - FY28
|  |  | Escalated Capex + Overhead: As Incurred |  |  |  |  | 283.4835 | 312.2324 | 256.303 | 249.0958 | 278.5201 | 1379.6349
|  |  | NCIPAP Adjustment |  |  |  |  | -3.0764 | -10.8601 | -6.1879 | -0.028085 | 0 | -20.1525
|  |  | Contingent Projects Adjustment |  |  |  |  | 0 | 0 | 0 | 0 | 0 | 0
|  |  | Adjusted Escalated Capex + OH |  |  |  |  | 280.4071 | 301.3723 | 250.1151 | 249.0677 | 278.5201 | 1359.4824
0 |  |  | Total Capex by RIN 1 AI Reconciliation | Calculated | N/A | N/A | N/A | 0 | 0 | 0 | 0 | 0 | 0
|  | Checks | [5 empty] | FY24 | FY25 | FY26 | FY27 | FY28 | FY24 - FY28
|  |  | Escalated Capex + Overhead: As Incurred |  |  |  |  | 283.4835 | 312.2324 | 256.303 | 249.0958 | 278.5201 | 1379.6349
|  |  | NCIPAP Adjustment |  |  |  |  | -3.0764 | -10.8601 | -6.1879 | -0.028085 | 0 | -20.1525
|  |  | Contingent Projects Adjustment |  |  |  |  | 0 | 0 | 0 | 0 | 0 | 0
|  |  | Adjusted Escalated Capex + OH |  |  |  |  | 280.4071 | 301.3723 | 250.1151 | 249.0677 | 278.5201 | 1359.4824
0 |  |  | Total Capex by RIN 2 AI Reconciliation | Calculated | N/A | N/A | N/A | 0 | 0 | 0 | 0 | 0 | 0
|  | Checks | [5 empty] | FY24 | FY25 | FY26 | FY27 | FY28 | FY24 - FY28
|  |  | Escalated Capex + Overhead: As Incurred |  |  |  |  | 283.4835 | 312.2324 | 256.303 | 249.0958 | 278.5201 | 1379.6349
|  |  | NCIPAP Adjustment |  |  |  |  | -3.0764 | -10.8601 | -6.1879 | -0.028085 | 0 | -20.1525
|  |  | Contingent Projects Adjustment |  |  |  |  | 0 | 0 | 0 | 0 | 0 | 0
|  |  | Adjusted Escalated Capex + OH |  |  |  |  | 280.4071 | 301.3723 | 250.1151 | 249.0677 | 278.5201 | 1359.4824
0 |  |  | Total Capex by RIN 3 AI Reconciliation | Calculated | N/A | N/A | N/A | 0 | 0 | 0 | 0 | 0 | 0
Fleet and Property by category 2023-28 ($M, Real 2022-23)
|  | Fleet & Property Escalated Capex |  | Source | Unit | Basis | Timing | FY24 | FY25 | FY26 | FY27 | FY28 | Avg. Annual | FY24 - FY28 | Name | Category
|  |  | Light Commercial | Calculated | $Million | $Real 23 | End Period | 6.9976 | 7.3491 | 6.9373 | 6.9362 | 6.3302 | 6.9101 | 34.5504 | Light Commercial | Fleet
|  |  | Passenger | Calculated | $Million | $Real 23 | End Period | 0.67934 | 0.55533 | 0.58229 | 0.56612 | 0.92196 | 0.66101 | 3.305 | Passenger | Fleet
|  |  | Tracking units | Calculated | $Million | $Real 23 | End Period | 0 | 0 | 0 | 0 | 0 | 0 | 0 | Tracking units | Fleet
|  |  | Subtotal Fleet | Calculated | $Million | $Real 23 | End Period | 7.6769 | 7.9045 | 7.5196 | 7.5023 | 7.2521 | 7.5711 | 37.8554
|  |  | Agricultural | Calculated | $Million | $Real 23 | End Period | 0 | 0 | 0 | 0 | 0 | 0 | 0 | Agricultural | Plant and equipment
|  |  | Excavation | Calculated | $Million | $Real 23 | End Period | 0 | 0 | 0.21205 | 0 | 0.083703 | 0.05915 | 0.29575 | Excavation | Plant and equipment
|  |  | Heavy Commercial | Calculated | $Million | $Real 23 | End Period | 0.69195 | 0.30133 | 0.46316 | 1.4006 | 0.58034 | 0.68748 | 3.4374 | Heavy Commercial | Plant and equipment
|  |  | Material Handling | Calculated | $Million | $Real 23 | End Period | 0.75333 | 1.2276 | 1.2276 | 1.2834 | 1.1718 | 1.1328 | 5.6639 | Material Handling | Plant and equipment
|  |  | Motorcycle/ATV | Calculated | $Million | $Real 23 | End Period | 0.30468 | 0.023437 | 0.18749 | 0.16406 | 0 | 0.13593 | 0.67967 | Motorcycle/ATV | Plant and equipment
|  |  | Plant | Calculated | $Million | $Real 23 | End Period | 0.016741 | 0.18415 | 0 | 0 | 0.033481 | 0.046874 | 0.23437 | Plant | Plant and equipment
|  |  | Trailer | Calculated | $Million | $Real 23 | End Period | 0.1808 | 0.60266 | 0.43302 | 0.24218 | 0.82029 | 0.45579 | 2.279 | Trailer | Plant and equipment
|  |  | Other Fleet | Calculated | $Million | $Real 23 | End Period | 0 | 0.044642 | 0 | 0 | 0.31807 | 0.072543 | 0.36271 | Other Fleet | Plant and equipment
|  |  | Subtotal Plant and Equipment | Calculated | $Million | $Real 23 | End Period | 1.9475 | 2.3839 | 2.5234 | 3.0903 | 3.0077 | 2.5906 | 12.9528
|  |  | Haymarket Office | Calculated | $Million | $Real 23 | End Period | 0.0088912 | 0.046725 | 0.086852 | 0.046782 | 0.025625 | 0.042975 | 0.21488 | Haymarket Office | Property
|  |  | Wallgrove Depot | Calculated | $Million | $Real 23 | End Period | 0.19766 | 3.8847 | 0.31223 | 1.6152 | 0.1116 | 1.2243 | 6.1215 | Wallgrove Depot | Property
|  |  | Orange Depot | Calculated | $Million | $Real 23 | End Period | 0.12489 | 0 | 0.087579 | 0.46515 | 1.138 | 0.36312 | 1.8156 | Orange Depot | Property
|  |  | Wagga Depot | Calculated | $Million | $Real 23 | End Period | 0 | 0.18163 | 2.1932 | 0.34276 | 0 | 0.54351 | 2.7176 | Wagga Depot | Property
|  |  | Waratah West Depot | Calculated | $Million | $Real 23 | End Period | 4.6488 | 0.35551 | 1.0067 | 0.47692 | 1.6993 | 1.6375 | 8.1873 | Waratah West Depot | Property
|  |  | Tamworth Depot | Calculated | $Million | $Real 23 | End Period | 0.015603 | 0.0058123 | 0.020841 | 0.019805 | 0.036491 | 0.01971 | 0.098552 | Tamworth Depot | Property
|  |  | Yass Depot | Calculated | $Million | $Real 23 | End Period | 0.42069 | 0.38818 | 0.26062 | 1.0345 | 0.079271 | 0.43665 | 2.1832 | Yass Depot | Property
|  |  | Depots | Calculated | $Million | $Real 23 | End Period | 0 | 0 | 0 | 0 | 0 | 0 | 0 | Depots | Property
|  |  | Other Property | Calculated | $Million | $Real 23 | End Period | 0.065133 | 0.74367 | 0 | 0.66065 | 2.3351 | 0.76091 | 3.8046 | Other Property | Property
|  |  | Subtotal Property | Calculated | $Million | $Real 23 | End Period | 5.4817 | 5.6063 | 3.968 | 4.6618 | 5.4254 | 5.0286 | 25.1432
|  |  | Total Non-Network Other | Calculated | $Million | $Real 23 | End Period | 15.1061 | 15.8946 | 14.011 | 15.2544 | 15.6853 | 15.1903 | 75.9514
|  | Checks |  | Source | Unit | Basis | Timing | FY24 | FY25 | FY26 | FY27 | FY28 | Avg. Annual | FY24 - FY28
|  |  | Non-network - Other | Calculated | N/A | N/A | N/A | 15.1061 | 15.8946 | 14.011 | 15.2544 | 15.6853 | 15.1903 | 75.9514
0 |  |  | Non-network - Other Reconciliation | Calculated | N/A | N/A | N/A | 0 | 0 | 0 | 0 | 0
End

## RIN_Outputs
| Outputs - RIN Population Model | [6 empty] | Commercial in Confidence
TransGrid Capex Forecast Model
| WB Check |  | 0
| Sheet Check |  | 0
Table of Contents
2.1.8 - Prescribed Transmission Services Capitalised Overheads
|  | Capitalised Overheads - As Incurred |  | Source | Unit | Basis | Timing | FY24 | FY25 | FY26 | FY27 | FY28 | FY24 - FY28
|  | 1 | Replacement expenditure | Calculated | $Million | $Real 23 | End Period | 21.4543 | 20.0953 | 24.2857 | 23.0243 | 20.8685 | 109.7282
|  | 2 | Connections | Calculated | $Million | $Real 23 | End Period | 0 | 0 | 0 | 0.10949 | 0.38112 | 0.49061
|  | 3 | Augmentation Expenditure | Calculated | $Million | $Real 23 | End Period | 16.7336 | 13.8453 | 6.5978 | 7.7467 | 10.3796 | 55.303
|  | 4 | Non-network | Calculated | $Million | $Real 23 | End Period | 0.76026 | 0.73798 | 0.83959 | 0.88004 | 0.80388 | 4.0218
|  |  | Total Capitalised Overheads | Calculated | $Million | $Real 23 | End Period | 38.9482 | 34.6786 | 31.7232 | 31.7605 | 32.4331 | 169.5436
0 |  |  | Reconciliation Check | Calculated | N/A | N/A | N/A | 0 | 0 | 0 | 0 | 0
2.3.4 - Augex - Total Expenditure
|  | Augex - As Incurred |  | Source | Unit | Basis | Timing | FY24 | FY25 | FY26 | FY27 | FY28 | FY24 - FY28 | RAB Allocations
|  | 1 | Substations | Calculated | $Million | $Real 23 | End Period | 167.682 | 67.2286 | 35.673 | 39.3535 | 44.058 | 353.9951 | Substations
|  | 2 | Lines | Calculated | $Million | $Real 23 | End Period | 622.1872 | 11.3447 | 0.6382 | 2.2777 | 9.5449 | 645.9927 | Transmission Lines | Transmission Line Life Extension
|  | 3 | Other assets | Calculated | $Million | $Real 23 | End Period | 149.3268 | 231.1188 | 3.6011 | 4.639 | 16.2175 | 404.9031 | N/A
|  |  | Total Augex | Calculated | $Million | $Real 23 | End Period | 939.196 | 309.6921 | 39.9122 | 46.2702 | 69.8204 | 1404.8909
0 |  |  | Reconciliation Check | Calculated | N/A | N/A | N/A | 0 | 0 | 0 | 0 | 0
2.2.1 - Replacement Expenditure By Asset Category
|  | Repex - As Incurred |  | Source | Unit | Basis | Timing | FY24 | FY25 | FY26 | FY27 | FY28 | FY24 - FY28 | RIN Level 1
|  | 1 | NCIPAP | Calculated | $Million | $Real 23 | End Period | 0 | 0 | 0 | 0 | 0 | 0 | Replacement Expenditure
|  | 2 | Transmission Lines | Calculated | $Million | $Real 23 | End Period | 52.9624 | 53.4707 | 82.8046 | 46.8477 | 69.1277 | 305.213
|  | 3 | Substation | Calculated | $Million | $Real 23 | End Period | 46.7486 | 32.1613 | 31.9474 | 38.2518 | 35.1474 | 184.2565
|  | 4 | Digital Infrastructure | Calculated | $Million | $Real 23 | End Period | 49.2526 | 63.0792 | 32.1593 | 52.4225 | 36.1017 | 233.0152
|  | 5 | Others | Calculated | $Million | $Real 23 | End Period | 0 | 0 | 0 | 0 | 0 | 0
|  | 6 | Augmentations | Calculated | $Million | $Real 23 | End Period | 0 | 0 | 0 | 0 | 0 | 0
|  | 7 | Information Technology | Calculated | $Million | $Real 23 | End Period | 0 | 0 | 0 | 0 | 0 | 0
|  | 8 | Security/Compliance | Calculated | $Million | $Real 23 | End Period | 0 | 0 | 0 | 0 | 0 | 0
|  | 9 | Property | Calculated | $Million | $Real 23 | End Period | 0 | 0 | 0 | 0 | 0 | 0
|  | 10 | Fleet | Calculated | $Million | $Real 23 | End Period | 0 | 0 | 0 | 0 | 0 | 0
|  | 11 | Augex - Major Project | Calculated | $Million | $Real 23 | End Period | 0 | 0 | 0 | 0 | 0 | 0
|  | 12 | Connections | Calculated | $Million | $Real 23 | End Period | 0 | 0 | 0 | 0 | 0 | 0
|  | 13 | [Spare] | Calculated | $Million | $Real 23 | End Period | 0 | 0 | 0 | 0 | 0 | 0
|  |  | Total Augex | Calculated | $Million | $Real 23 | End Period | 148.9636 | 148.7111 | 146.9112 | 137.522 | 140.3767 | 722.4847
0 |  |  | Reconciliation Check | Calculated | N/A | N/A | N/A | 0 | 0 | 0 | 0 | 0
2.5.1 - Expenditure On Connection Projects
|  | Connections - As Incurred |  | Source | Unit | Basis | Timing | FY24 | FY25 | FY26 | FY27 | FY28 | FY24 - FY28 | RIN Level 1
|  | 371 | Supply to Strathnairn area (EVOEnergy) | Calculated | $Million | $Real 23 | End Period | c-i-c | c-i-c | c-i-c | c-i-c | c-i-c | c-i-c | Connections
|  | 372 | Supply to Strathnairn area (EVOEnergy) | Calculated | $Million | $Real 23 | End Period | c-i-c | c-i-c | c-i-c | c-i-c | c-i-c | c-i-c
|  | 373 | Supply to Strathnairn area (EVOEnergy) | Calculated | $Million | $Real 23 | End Period | c-i-c | c-i-c | c-i-c | c-i-c | c-i-c | c-i-c
|  | 374 | Supply to Strathnairn area (EVOEnergy) | Calculated | $Million | $Real 23 | End Period | c-i-c | c-i-c | c-i-c | c-i-c | c-i-c | c-i-c
|  | 375 | Condition of AusGrid cables 9SA and 92P | Calculated | $Million | $Real 23 | End Period | c-i-c | c-i-c | c-i-c | c-i-c | c-i-c | c-i-c
|  | 376 | Condition of AusGrid cables 9SA and 92P | Calculated | $Million | $Real 23 | End Period | c-i-c | c-i-c | c-i-c | c-i-c | c-i-c | c-i-c
|  | 413 | Supply to Panorama area | Calculated | $Million | $Real 23 | End Period | 0 | 0 | 0 | 0 | 0 | 0
|  | 414 | Supply to Panorama area | Calculated | $Million | $Real 23 | End Period | 0 | 0 | 0 | 0 | 0 | 0
|  | 415 | Supply to Panorama area | Calculated | $Million | $Real 23 | End Period | 0 | 0 | 0 | 0 | 0 | 0
|  | 416 | Supply to Panorama area | Calculated | $Million | $Real 23 | End Period | 0 | 0 | 0 | 0 | 0 | 0
|  | 417 | Supply to Panorama area | Calculated | $Million | $Real 23 | End Period | 0 | 0 | 0 | 0 | 0 | 0
|  | 418 | Supply to Panorama area | Calculated | $Million | $Real 23 | End Period | 0 | 0 | 0 | 0 | 0 | 0
|  | 419 | Supply to Panorama area | Calculated | $Million | $Real 23 | End Period | 0 | 0 | 0 | 0 | 0 | 0
|  | 420 | Supply to Panorama area | Calculated | $Million | $Real 23 | End Period | 0 | 0 | 0 | 0 | 0 | 0
|  | 421 | Supply to Panorama area | Calculated | $Million | $Real 23 | End Period | 0 | 0 | 0 | 0 | 0 | 0
|  | 422 | Supply to Panorama area | Calculated | $Million | $Real 23 | End Period | 0 | 0 | 0 | 0 | 0 | 0
|  |  | N/A | Calculated | $Million | $Real 23 | End Period | 0 | 0 | 0 | 0 | 0 | 0
|  |  | N/A | Calculated | $Million | $Real 23 | End Period | 0 | 0 | 0 | 0 | 0 | 0
|  |  | Total Connections | Calculated | $Million | $Real 23 | End Period | 0 | 0 | 0 | 0.65397 | 2.5637 | 3.2176
0 |  |  | Reconciliation Check | Calculated | N/A | N/A | N/A | 0 | 0 | 0 | 0 | 0
|  | Connections - As Incurred - DIRECT MATERIALS EXPENDITURE |  | Source | Unit | Basis | Timing | FY24 | FY25 | FY26 | FY27 | FY28 | FY24 - FY28 | RIN Level 1
|  | 371 | Supply to Strathnairn area (EVOEnergy) | Calculated | $Million | $Real 23 | End Period | c-i-c | c-i-c | c-i-c | c-i-c | c-i-c | c-i-c | Connections
|  | 372 | Supply to Strathnairn area (EVOEnergy) | Calculated | $Million | $Real 23 | End Period | c-i-c | c-i-c | c-i-c | c-i-c | c-i-c | c-i-c
|  | 373 | Supply to Strathnairn area (EVOEnergy) | Calculated | $Million | $Real 23 | End Period | c-i-c | c-i-c | c-i-c | c-i-c | c-i-c | c-i-c
|  | 374 | Supply to Strathnairn area (EVOEnergy) | Calculated | $Million | $Real 23 | End Period | c-i-c | c-i-c | c-i-c | c-i-c | c-i-c | c-i-c
|  | 375 | Condition of AusGrid cables 9SA and 92P | Calculated | $Million | $Real 23 | End Period | c-i-c | c-i-c | c-i-c | c-i-c | c-i-c | c-i-c
|  | 376 | Condition of AusGrid cables 9SA and 92P | Calculated | $Million | $Real 23 | End Period | c-i-c | c-i-c | c-i-c | c-i-c | c-i-c | c-i-c
|  | 413 | Supply to Panorama area | Calculated | $Million | $Real 23 | End Period | 0 | 0 | 0 | 0 | 0 | 0
|  | 413 | Supply to Panorama area | Calculated | $Million | $Real 23 | End Period | 0 | 0 | 0 | 0 | 0 | 0
|  | 413 | Supply to Panorama area | Calculated | $Million | $Real 23 | End Period | 0 | 0 | 0 | 0 | 0 | 0
|  | 413 | Supply to Panorama area | Calculated | $Million | $Real 23 | End Period | 0 | 0 | 0 | 0 | 0 | 0
|  | 413 | Supply to Panorama area | Calculated | $Million | $Real 23 | End Period | 0 | 0 | 0 | 0 | 0 | 0
|  | 413 | Supply to Panorama area | Calculated | $Million | $Real 23 | End Period | 0 | 0 | 0 | 0 | 0 | 0
|  | 413 | Supply to Panorama area | Calculated | $Million | $Real 23 | End Period | 0 | 0 | 0 | 0 | 0 | 0
|  | 413 | Supply to Panorama area | Calculated | $Million | $Real 23 | End Period | 0 | 0 | 0 | 0 | 0 | 0
|  | 413 | Supply to Panorama area | Calculated | $Million | $Real 23 | End Period | 0 | 0 | 0 | 0 | 0 | 0
|  | 413 | Supply to Panorama area | Calculated | $Million | $Real 23 | End Period | 0 | 0 | 0 | 0 | 0 | 0
|  | 413 | Supply to Panorama area | Calculated | $Million | $Real 23 | End Period | 0 | 0 | 0 | 0 | 0 | 0
|  | 413 | Supply to Panorama area | Calculated | $Million | $Real 23 | End Period | 0 | 0 | 0 | 0 | 0 | 0
|  |  | Sub Total Connections - Direct Non Labour | Calculated | $Million | $Real 23 | End Period | 0 | 0 | 0 | 0.23493 | 0.91656 | 1.1515
|  | Connections - As Incurred - DIRECT LABOUR EXPENDITURE |  | Source | Unit | Basis | Timing | FY24 | FY25 | FY26 | FY27 | FY28 | FY24 - FY28 | RIN Level 1
|  | 371 | Supply to Strathnairn area (EVOEnergy) | Calculated | $Million | $Real 23 | End Period | c-i-c | c-i-c | c-i-c | c-i-c | c-i-c | c-i-c | Connections
|  | 372 | Supply to Strathnairn area (EVOEnergy) | Calculated | $Million | $Real 23 | End Period | c-i-c | c-i-c | c-i-c | c-i-c | c-i-c | c-i-c
|  | 373 | Supply to Strathnairn area (EVOEnergy) | Calculated | $Million | $Real 23 | End Period | c-i-c | c-i-c | c-i-c | c-i-c | c-i-c | c-i-c
|  | 374 | Supply to Strathnairn area (EVOEnergy) | Calculated | $Million | $Real 23 | End Period | c-i-c | c-i-c | c-i-c | c-i-c | c-i-c | c-i-c
|  | 375 | Condition of AusGrid cables 9SA and 92P | Calculated | $Million | $Real 23 | End Period | c-i-c | c-i-c | c-i-c | c-i-c | c-i-c | c-i-c
|  | 376 | Condition of AusGrid cables 9SA and 92P | Calculated | $Million | $Real 23 | End Period | c-i-c | c-i-c | c-i-c | c-i-c | c-i-c | c-i-c
|  | 413 | Supply to Panorama area | Calculated | $Million | $Real 23 | End Period | 0 | 0 | 0 | 0 | 0 | 0
|  | 413 | Supply to Panorama area | Calculated | $Million | $Real 23 | End Period | 0 | 0 | 0 | 0 | 0 | 0
|  | 413 | Supply to Panorama area | Calculated | $Million | $Real 23 | End Period | 0 | 0 | 0 | 0 | 0 | 0
|  | 413 | Supply to Panorama area | Calculated | $Million | $Real 23 | End Period | 0 | 0 | 0 | 0 | 0 | 0
|  | 413 | Supply to Panorama area | Calculated | $Million | $Real 23 | End Period | 0 | 0 | 0 | 0 | 0 | 0
|  | 413 | Supply to Panorama area | Calculated | $Million | $Real 23 | End Period | 0 | 0 | 0 | 0 | 0 | 0
|  | 413 | Supply to Panorama area | Calculated | $Million | $Real 23 | End Period | 0 | 0 | 0 | 0 | 0 | 0
|  | 413 | Supply to Panorama area | Calculated | $Million | $Real 23 | End Period | 0 | 0 | 0 | 0 | 0 | 0
|  | 413 | Supply to Panorama area | Calculated | $Million | $Real 23 | End Period | 0 | 0 | 0 | 0 | 0 | 0
|  | 413 | Supply to Panorama area | Calculated | $Million | $Real 23 | End Period | 0 | 0 | 0 | 0 | 0 | 0
|  | 413 | Supply to Panorama area | Calculated | $Million | $Real 23 | End Period | 0 | 0 | 0 | 0 | 0 | 0
|  | 413 | Supply to Panorama area | Calculated | $Million | $Real 23 | End Period | 0 | 0 | 0 | 0 | 0 | 0
|  |  | Sub Total Connections - Direct Labour | Calculated | $Million | $Real 23 | End Period | 0 | 0 | 0 | 0.41903 | 1.6471 | 2.0661
0 |  |  | Reconciliation Check | Calculated | N/A | N/A | N/A | 0 | 0 | 0 | 0 | 0
2.6.1 - Non-Network Expenditure
|  | Augex - As Incurred |  | Source | Unit | Basis | Timing | FY24 | FY25 | FY26 | FY27 | FY28 | FY24 - FY28 | RIN Allocations
|  | 1 | IT & COMMUNICTIONS - Total IT and communications | Calculated | $Million | $Real 23 | End Period | 17.2831 | 17.4279 | 17.5575 | 17.6066 | 17.6409 | 87.516 | IT & COMMUNICTIONS | Total IT and communications
|  | 2 | MOTOR VEHICLES - Car | Calculated | $Million | $Real 23 | End Period | 9.6244 | 10.2883 | 9.8309 | 10.5926 | 10.1762 | 50.5125 | MOTOR VEHICLES | Car
|  | 3 | MOTOR VEHICLES - Light commercial vehicle | Calculated | $Million | $Real 23 | End Period | 0 | 0 | 0.21205 | 0 | 0.083703 | 0.29575 | MOTOR VEHICLES | Light commercial vehicle
|  | 4 | MOTOR VEHICLES - Elevated work platform (LCV) | Calculated | $Million | $Real 23 | End Period | 0 | 0 | 0 | 0 | 0 | 0 | MOTOR VEHICLES | Elevated work platform (LCV)
|  | 5 | MOTOR VEHICLES - Elevated work platform (HCV) | Calculated | $Million | $Real 23 | End Period | 0 | 0 | 0 | 0 | 0 | 0 | MOTOR VEHICLES | Elevated work platform (HCV)
|  | 6 | MOTOR VEHICLES - Heavy commercial vehicle | Calculated | $Million | $Real 23 | End Period | 0 | 0 | 0 | 0 | 0 | 0 | MOTOR VEHICLES | Heavy commercial vehicle
|  | 7 | BUILDINGS AND PROPERTY - Total buildings and property expenditure | Calculated | $Million | $Real 23 | End Period | 5.4817 | 5.6063 | 3.968 | 4.6618 | 5.4254 | 25.1432 | BUILDINGS AND PROPERTY | Total buildings and property expenditure
|  | 8 | OTHER - Other expenditure | Calculated | $Million | $Real 23 | End Period | 0 | 0 | 0 | 0 | 0 | 0 | OTHER | Other expenditure
|  |  | Total Non Network | Calculated | $Million | $Real 23 | End Period | 32.3892 | 33.3225 | 31.5685 | 32.861 | 33.3262 | 163.4674
0 |  |  | Reconciliation Check | Calculated | N/A | N/A | N/A | 0 | 0 | 0 | 0 | 0
2.10 Overheads
|  | Capitalised Overheads - As Incurred |  | Source | Unit | Basis | Timing | FY24 | FY25 | FY26 | FY27 | FY28 | FY24 - FY28
|  | 1 | Capitalised Network Overheads | Calculated | $Million | $Real 23 | End Period | 31.7373 | 28.3119 | 25.9148 | 25.9409 | 26.4971 | 138.4021
|  | 2 | Capitalised Corporate Overheads | Calculated | $Million | $Real 23 | End Period | 7.2109 | 6.3667 | 5.8083 | 5.8196 | 5.936 | 31.1415
|  |  | Total Capitalised Overheads | Calculated | $Million | $Real 23 | End Period | 38.9482 | 34.6786 | 31.7232 | 31.7605 | 32.4331 | 169.5436
0 |  |  | Reconciliation Check | Calculated | N/A | N/A | N/A | 0 | 0 | 0 | 0 | 0
End

## Project_Outputs
Outputs - Summary by Project
TransGrid Capex Forecast Model
| WB Check |  | 0
| Sheet Check |  | 0
Table of Contents
|  |  | Commercial in Confidence | [9 empty] | Escalated Capex, As Incurred ($M) $Real 23 | [5 empty] | Total Capex, As Incurred (Escalated + OH) ($M) $Real 23
|  | Index | Program / Project Name | RIN Level 1 | RIN Level 2 | RIN Level 3 | Augex Driver | Fleet & Property Allocation | Repex Subcategory 1 | Repex Subcategory 2 | ICT Category (FY19-23) | Project Overall Inclusion | FY24 | FY25 | FY26 | FY27 | FY28 | FY24 - FY28 | FY24 | FY25 | FY26 | FY27 | FY28 | FY24 - FY28
|  | 1 | Increase capacity for Generation between DNT and WG1 | Augmentation Expenditure | NCIPAP | NCIPAP | N/A | N/A | N/A | N/A | N/A | 0 | 0.55112 | 3.7203 | 0 | 0 | 0 | 4.2715 | 0.59804 | 4.0371 | 0 | 0 | 0 | 4.6352
|  | 2 | Darlington Point 330/220 kV Transformer Tripping Scheme | Augmentation Expenditure | NCIPAP | NCIPAP | N/A | N/A | N/A | N/A | N/A | 0 | 0.12189 | 0.15872 | 0 | 0 | 0 | 0.28061 | 0.13227 | 0.17224 | 0 | 0 | 0 | 0.30451
|  | 3 | Increase capacity for generation X5 Voltage Stability constraints | Augmentation Expenditure | NCIPAP | NCIPAP | N/A | N/A | N/A | N/A | N/A | 0 | 0.99122 | 5.0764 | 0 | 0 | 0 | 6.0676 | 1.0756 | 5.5087 | 0 | 0 | 0 | 6.5843
|  | 4 | 94T Dynamic Ratings | Augmentation Expenditure | NCIPAP | NCIPAP | N/A | N/A | N/A | N/A | N/A | 0 | 0.010812 | 0.37871 | 0 | 0 | 0 | 0.38952 | 0.011732 | 0.41096 | 0 | 0 | 0 | 0.42269
|  | 5 | Increase capacity in Yass Transformers | Augmentation Expenditure | NCIPAP | NCIPAP | N/A | N/A | N/A | N/A | N/A | 0 | 1.1079 | 0.53117 | 0 | 0 | 0 | 1.639 | 1.2022 | 0.5764 | 0 | 0 | 0 | 1.7786
|  | 6 | Maintain capacity during Climate Change (DLR ) | Augmentation Expenditure | NCIPAP | NCIPAP | N/A | N/A | N/A | N/A | N/A | 0 | 0.052079 | 0.14255 | 5.7023 | 0.025881 | 0 | 5.9229 | 0.056513 | 0.15469 | 6.1879 | 0.028085 | 0 | 6.4272
|  | 7 | Auxiliary transformer renewal program | Replacement Expenditure | Substation | Repex | N/A | N/A | Substations - Site Establishment and supporting assets | Substations - Safe and Reliable Network | N/A | 1 | 0 | 0 | 0 | 0 | 0 | 0 | 0 | 0 | 0 | 0 | 0 | 0
|  | 8 | Circuit Breaker Program | Replacement Expenditure | Substation | Repex | N/A | N/A | Substations - Switchbay Equipment | Substations - Safe and Reliable Network | N/A | 1 | 7.1731 | 6.5449 | 3.2831 | 7.2318 | 7.567 | 31.8001 | 8.2062 | 7.4293 | 3.8259 | 8.4426 | 8.692 | 36.596
|  | 9 | Cowra substation Secondary Systems Renewal | Replacement Expenditure | Digital Infrastructure | Repex | N/A | N/A | DI - Protection systems | DI - Safe and Reliable Network | N/A | 1 | 0.55152 | 0.50351 | 0.2527 | 0.55674 | 0.58263 | 2.4471 | 0.63095 | 0.57155 | 0.29448 | 0.64996 | 0.66924 | 2.8162
|  | 10 | Dumaresq Secondary Systems Renewal | Replacement Expenditure | Digital Infrastructure | Repex | N/A | N/A | DI - Protection systems | DI - Safe and Reliable Network | N/A | 1 | 0 | 0 | 0 | 0 | 0 | 0 | 0 | 0 | 0 | 0 | 0 | 0
|  | 11 | Finley Secondary Systems Renewal | Replacement Expenditure | Digital Infrastructure | Repex | N/A | N/A | DI - Protection systems | DI - Safe and Reliable Network | N/A | 1 | 0.68656 | 0.62718 | 0.31494 | 0.69401 | 0.72638 | 3.0491 | 0.78544 | 0.71193 | 0.36701 | 0.8102 | 0.83437 | 3.5089
|  | 12 | Fire Extinguisher Renewal | Replacement Expenditure | Digital Infrastructure | Repex | N/A | N/A | DI - Network Buildings & Security | DI - Compliance | N/A | 1 | 0.39586 | 0.39685 | 0 | 0 | 0 | 0.79271 | 0.45287 | 0.45047 | 0 | 0 | 0 | 0.90335
|  | 13 | Fit OLCM to OIP bushings | Replacement Expenditure | Substation | Repex | N/A | N/A | Substations - Site Establishment and supporting assets | Substations - Safe and Reliable Network | N/A | 1 | 1.1225 | 1.0252 | 0.51472 | 1.1342 | 1.187 | 4.9836 | 1.2842 | 1.1637 | 0.59981 | 1.324 | 1.3635 | 5.7352
|  | 14 | Forbes Secondary Systems Renewal | Replacement Expenditure | Digital Infrastructure | Repex | N/A | N/A | DI - Protection systems | DI - Safe and Reliable Network | N/A | 1 | 0 | 0 | 0 | 0 | 0 | 0 | 0 | 0 | 0 | 0 | 0 | 0
|  | 15 | FY24-28 SCADA Secure Remote Access Protocol Refresh | Replacement Expenditure | Digital Infrastructure | Repex | N/A | N/A | DI - SCADA | DI - Cyber/physical security | N/A | 1 | 0 | 0 | 0 | 0 | 0 | 0 | 0 | 0 | 0 | 0 | 0 | 0
|  | 16 | Gunnedah Secondary Systems Renewal | Replacement Expenditure | Digital Infrastructure | Repex | N/A | N/A | DI - Protection systems | DI - Safe and Reliable Network | N/A | 1 | 0 | 0 | 0 | 0 | 0 | 0 | 0 | 0 | 0 | 0 | 0 | 0
|  | 17 | Kemps Creek Secondary Systems Renewal | Replacement Expenditure | Digital Infrastructure | Repex | N/A | N/A | DI - Protection systems | DI - Safe and Reliable Network | N/A | 1 | 0 | 0 | 0 | 0 | 0 | 0 | 0 | 0 | 0 | 0 | 0 | 0
|  | 18 | Kempsey Secondary Systems Renewal | Replacement Expenditure | Digital Infrastructure | Repex | N/A | N/A | DI - Protection systems | DI - Safe and Reliable Network | N/A | 1 | 0 | 0 | 1.5263 | 6.1503 | 2.8278 | 10.5044 | 0 | 0 | 1.7786 | 7.18 | 3.2482 | 12.2068
|  | 19 | Line 1 Refurbishment | Replacement Expenditure | Transmission Lines | Repex | N/A | N/A | TL - Transmission towers | TL - Safe and Reliable Network | N/A | 1 | 0 | 0 | 0 | 0 | 0 | 0 | 0 | 0 | 0 | 0 | 0 | 0
|  | 20 | Line 11 - Sydney Sth - Dapto - Twr Repl | Replacement Expenditure | Transmission Lines | Repex | N/A | N/A | TL - Transmission towers | TL - Safe and Reliable Network | N/A | 1 | 0 | 0.31416 | 0.58244 | 0.98605 | 30.2756 | 32.1583 | 0 | 0.35661 | 0.67872 | 1.1511 | 34.7764 | 36.9629
|  | 21 | Line 12 Refurbishment | Replacement Expenditure | Transmission Lines | Repex | N/A | N/A | TL - Transmission towers | TL - Safe and Reliable Network | N/A | 1 | 0.087932 | 4.3424 | 0 | 0 | 0 | 4.4304 | 0.1006 | 4.9292 | 0 | 0 | 0 | 5.0298
|  | 22 | Line 12/76 Refurbishment | Replacement Expenditure | Transmission Lines | Repex | N/A | N/A | TL - Transmission towers | TL - Safe and Reliable Network | N/A | 1 | 5.0252 | 0.26707 | 0 | 0 | 0 | 5.2923 | 5.749 | 0.30316 | 0 | 0 | 0 | 6.0521
|  | 23 | Line 13 kemps creek sydney south refurb | Replacement Expenditure | Transmission Lines | Repex | N/A | N/A | TL - Transmission towers | TL - Safe and Reliable Network | N/A | 1 | 2.8569 | 0 | 0 | 0 | 0 | 2.8569 | 3.2684 | 0 | 0 | 0 | 0 | 3.2684
|  | 24 | Line 13/78 Refurbishment | Replacement Expenditure | Transmission Lines | Repex | N/A | N/A | TL - Transmission towers | TL - Safe and Reliable Network | N/A | 1 | 4.2399 | 0 | 0 | 0 | 0 | 4.2399 | 4.8506 | 0 | 0 | 0 | 0 | 4.8506
|  | 25 | Line 16 Marulan Avon refurb | Replacement Expenditure | Transmission Lines | Repex | N/A | N/A | TL - Transmission towers | TL - Safe and Reliable Network | N/A | 1 | 0.59818 | 7.7603 | 0 | 0 | 0 | 8.3585 | 0.68434 | 8.8089 | 0 | 0 | 0 | 9.4933
|  | 26 | Line 24/90 Refurbishment | Replacement Expenditure | Transmission Lines | Repex | N/A | N/A | TL - Transmission towers | TL - Safe and Reliable Network | N/A | 1 | 0.97013 | 0 | 0 | 0 | 0 | 0.97013 | 1.1099 | 0 | 0 | 0 | 0 | 1.1099
|  | 27 | Line 25/92 Refurbishment | Replacement Expenditure | Transmission Lines | Repex | N/A | N/A | TL - Transmission towers | TL - Safe and Reliable Network | N/A | 1 | 0 | 0 | 0.065259 | 3.4413 | 0.16995 | 3.6765 | 0 | 0 | 0.076047 | 4.0175 | 0.19522 | 4.2887
|  | 28 | Line 25/93 Refubishment | Replacement Expenditure | Transmission Lines | Repex | N/A | N/A | TL - Transmission towers | TL - Safe and Reliable Network | N/A | 1 | 0 | 0 | 0 | 0 | 0 | 0 | 0 | 0 | 0 | 0 | 0 | 0
|  | 29 | Line 29/26 Refurbishment | Replacement Expenditure | Transmission Lines | Repex | N/A | N/A | TL - Transmission towers | TL - Safe and Reliable Network | N/A | 1 | 0 | 0 | 0 | 0.092263 | 4.5507 | 4.643 | 0 | 0 | 0 | 0.10771 | 5.2272 | 5.335
|  | 30 | Line 76/77 Refurbishment | Replacement Expenditure | Transmission Lines | Repex | N/A | N/A | TL - Transmission towers | TL - Safe and Reliable Network | N/A | 1 | 0 | 0 | 0 | 0 | 0 | 0 | 0 | 0 | 0 | 0 | 0 | 0
|  | 31 | Line 76/78 Refurbishment | Replacement Expenditure | Transmission Lines | Repex | N/A | N/A | TL - Transmission towers | TL - Safe and Reliable Network | N/A | 1 | 3.4362 | 0 | 0 | 0 | 0 | 3.4362 | 3.9311 | 0 | 0 | 0 | 0 | 3.9311
|  | 32 | Line 82 Refurbishment | Replacement Expenditure | Transmission Lines | Repex | N/A | N/A | TL - Transmission towers | TL - Safe and Reliable Network | N/A | 1 | 0 | 0 | 0 | 0 | 0 | 0 | 0 | 0 | 0 | 0 | 0 | 0
|  | 33 | Line 82/95 Refurbishment | Replacement Expenditure | Transmission Lines | Repex | N/A | N/A | TL - Transmission towers | TL - Safe and Reliable Network | N/A | 1 | 0 | 0.077356 | 4.0829 | 0.20167 | 0 | 4.3619 | 0 | 0.087809 | 4.7578 | 0.23544 | 0 | 5.0811
|  | 34 | Line 8C/8E Refurbishment | Replacement Expenditure | Transmission Lines | Repex | N/A | N/A | TL - Insulators | TL - Safe and Reliable Network | N/A | 1 | 0 | 0.14415 | 0.33077 | 4.05 | 14.6503 | 19.1752 | 0 | 0.16363 | 0.38545 | 4.7281 | 16.8282 | 22.1054
|  | 35 | Line 8C/8J Refurbishment | Replacement Expenditure | Transmission Lines | Repex | N/A | N/A | TL - Insulators | TL - Safe and Reliable Network | N/A | 1 | 0.093606 | 0.55649 | 7.8457 | 0 | 0 | 8.4958 | 0.10709 | 0.63169 | 9.1427 | 0 | 0 | 9.8814
|  | 36 | Line 8L/8M Refurbishment | Replacement Expenditure | Transmission Lines | Repex | N/A | N/A | TL - Insulators | TL - Safe and Reliable Network | N/A | 1 | 0 | 0 | 0 | 0 | 0.083749 | 0.083749 | 0 | 0 | 0 | 0 | 0.096199 | 0.096199
|  | 37 | Line 90/92 Refurbishment | Replacement Expenditure | Transmission Lines | Repex | N/A | N/A | TL - Transmission towers | TL - Safe and Reliable Network | N/A | 1 | 0.036857 | 1.2918 | 0 | 0 | 0 | 1.3286 | 0.042165 | 1.4663 | 0 | 0 | 0 | 1.5085
|  | 38 | Line 92/93 Refurbishment | Replacement Expenditure | Transmission Lines | Repex | N/A | N/A | TL - Transmission towers | TL - Safe and Reliable Network | N/A | 1 | 0.057843 | 2.2753 | 0 | 0 | 0 | 2.3331 | 0.066174 | 2.5827 | 0 | 0 | 0 | 2.6489
|  | 39 | Line 94/96 Refurbishment | Replacement Expenditure | Transmission Lines | Repex | N/A | N/A | TL - Transmission towers | TL - Safe and Reliable Network | N/A | 1 | 0 | 0 | 0.061298 | 3.2324 | 0.15964 | 3.4533 | 0 | 0 | 0.071431 | 3.7736 | 0.18337 | 4.0284
|  | 40 | Line 947 Refurbishment | Replacement Expenditure | Transmission Lines | Repex | N/A | N/A | TL - Transmission poles | TL - Safe and Reliable Network | N/A | 1 | 0 | 0 | 0 | 0.13952 | 5.4741 | 5.6136 | 0 | 0 | 0 | 0.16288 | 6.2878 | 6.4507
|  | 41 | Line 94M Refurbishment | Replacement Expenditure | Transmission Lines | Repex | N/A | N/A | TL - Transmission poles | TL - Safe and Reliable Network | N/A | 1 | 0 | 0.15847 | 6.9798 | 0 | 0 | 7.1383 | 0 | 0.17988 | 8.1336 | 0 | 0 | 8.3135
|  | 42 | Line 94U Refurbishment | Replacement Expenditure | Transmission Lines | Repex | N/A | N/A | TL - Transmission poles | TL - Safe and Reliable Network | N/A | 1 | 0 | 0 | 0.35153 | 18.5348 | 0.9153 | 19.8016 | 0 | 0 | 0.40964 | 21.638 | 1.0514 | 23.099
|  | 43 | Line 95 Refurbishment | Replacement Expenditure | Transmission Lines | Repex | N/A | N/A | TL - Transmission towers | TL - Safe and Reliable Network | N/A | 1 | 0 | 0.050516 | 1.9869 | 0 | 0 | 2.0375 | 0 | 0.057342 | 2.3154 | 0 | 0 | 2.3727
|  | 44 | Line 963 Refurb | Replacement Expenditure | Transmission Lines | Repex | N/A | N/A | TL - Transmission poles | TL - Safe and Reliable Network | N/A | 1 | 0.1148 | 2.9224 | 5.1252 | 0 | 0 | 8.1624 | 0.13133 | 3.3173 | 5.9724 | 0 | 0 | 9.4211
|  | 45 | Line 963/96P Refurbishment | Replacement Expenditure | Transmission Lines | Repex | N/A | N/A | TL - Transmission poles | TL - Safe and Reliable Network | N/A | 1 | 0 | 0 | 0 | 0 | 0 | 0 | 0 | 0 | 0 | 0 | 0 | 0
|  | 46 | Line 964 Refurbishment | Replacement Expenditure | Transmission Lines | Repex | N/A | N/A | TL - Transmission poles | TL - Safe and Reliable Network | N/A | 1 | 0.070486 | 2.7688 | 0 | 0 | 0 | 2.8393 | 0.080637 | 3.1429 | 0 | 0 | 0 | 3.2236
|  | 47 | Line 965 Refurbishment | Replacement Expenditure | Transmission Lines | Repex | N/A | N/A | TL - Transmission poles | TL - Safe and Reliable Network | N/A | 1 | 0 | 0 | 0 | 0 | 0 | 0 | 0 | 0 | 0 | 0 | 0 | 0
|  | 48 | Line 966 Refurbishment | Replacement Expenditure | Transmission Lines | Repex | N/A | N/A | TL - Transmission poles | TL - Safe and Reliable Network | N/A | 1 | 0.27317 | 13.4915 | 0 | 0 | 0 | 13.7647 | 0.31251 | 15.3146 | 0 | 0 | 0 | 15.6271
|  | 49 | Line 977/1 Refurbishment | Replacement Expenditure | Transmission Lines | Repex | N/A | N/A | TL - Transmission poles | TL - Safe and Reliable Network | N/A | 1 | 0.10197 | 0.60633 | 8.5498 | 0 | 0 | 9.2581 | 0.11665 | 0.68826 | 9.9632 | 0 | 0 | 10.7681
|  | 50 | Line 978 Refurbishment | Replacement Expenditure | Transmission Lines | Repex | N/A | N/A | TL - Transmission poles | TL - Safe and Reliable Network | N/A | 1 | 0 | 0 | 0 | 0 | 0 | 0 | 0 | 0 | 0 | 0 | 0 | 0
|  | 51 | Line 991 Refurbishment | Replacement Expenditure | Transmission Lines | Repex | N/A | N/A | TL - Transmission poles | TL - Safe and Reliable Network | N/A | 1 | 0 | 0 | 0 | 0 | 0 | 0 | 0 | 0 | 0 | 0 | 0 | 0
|  | 52 | Line 99B Refurbishment | Replacement Expenditure | Transmission Lines | Repex | N/A | N/A | TL - Transmission poles | TL - Safe and Reliable Network | N/A | 1 | 0.085207 | 3.347 | 0 | 0 | 0 | 3.4323 | 0.097479 | 3.7993 | 0 | 0 | 0 | 3.8968
|  | 53 | Line 99Z Refurbishment | Replacement Expenditure | Transmission Lines | Repex | N/A | N/A | TL - Transmission poles | TL - Safe and Reliable Network | N/A | 1 | 2.7901 | 0 | 0 | 0 | 0 | 2.7901 | 3.1919 | 0 | 0 | 0 | 0 | 3.1919
|  | 54 | Line 9ML Refurbishment | Replacement Expenditure | Transmission Lines | Repex | N/A | N/A | TL - Transmission poles | TL - Safe and Reliable Network | N/A | 1 | 5.1158 | 0 | 0 | 0 | 0 | 5.1158 | 5.8526 | 0 | 0 | 0 | 0 | 5.8526
|  | 55 | Line 9W/96 Refurbishment | Replacement Expenditure | Transmission Lines | Repex | N/A | N/A | TL - Transmission towers | TL - Safe and Reliable Network | N/A | 1 | 0 | 0 | 0.035829 | 1.2532 | 0 | 1.289 | 0 | 0 | 0.041752 | 1.463 | 0 | 1.5048
|  | 56 | Nambucca Secondary Systems Renewal | Replacement Expenditure | Digital Infrastructure | Repex | N/A | N/A | DI - Protection systems | DI - Safe and Reliable Network | N/A | 1 | 0 | 0 | 0 | 0 | 0 | 0 | 0 | 0 | 0 | 0 | 0 | 0
|  | 57 | Narrabri Secondary Systems Renewal | Replacement Expenditure | Digital Infrastructure | Repex | N/A | N/A | DI - Protection systems | DI - Safe and Reliable Network | N/A | 1 | 1.8936 | 6.9869 | 2.2026 | 0 | 0 | 11.083 | 2.1663 | 7.931 | 2.5667 | 0 | 0 | 12.664
|  | 58 | Newcastle Secondary Systems Renewal | Replacement Expenditure | Digital Infrastructure | Repex | N/A | N/A | DI - Protection systems | DI - Safe and Reliable Network | N/A | 1 | 1.8987 | 1.7293 | 0.8661 | 1.9066 | 1.9942 | 8.3949 | 2.1722 | 1.963 | 1.0093 | 2.2258 | 2.2906 | 9.6609
|  | 59 | OLCM replacements | Replacement Expenditure | Substation | Repex | N/A | N/A | Substations - Site Establishment and supporting assets | Substations - Safe and Reliable Network | N/A | 1 | 0 | 0 | 0 | 0 | 0 | 0 | 0 | 0 | 0 | 0 | 0 | 0
|  | 60 | Panorama Secondary Systems Renewal | Replacement Expenditure | Digital Infrastructure | Repex | N/A | N/A | DI - Protection systems | DI - Safe and Reliable Network | N/A | 1 | 0.5244 | 0.479 | 0.24051 | 0.52998 | 0.55469 | 2.3286 | 0.59993 | 0.54373 | 0.28027 | 0.61871 | 0.63715 | 2.6798
|  | 61 | Physical Security Upgrade | Replacement Expenditure | Digital Infrastructure | Repex | N/A | N/A | DI - Network Buildings & Security | DI - Cyber/physical security | N/A | 1 | 7.0326 | 7.0394 | 7.0455 | 7.0478 | 7.0495 | 35.2148 | 8.0454 | 7.9906 | 8.2102 | 8.2278 | 8.0974 | 40.5715
|  | 62 | Regentville Secondary Systems Renewal | Replacement Expenditure | Digital Infrastructure | Repex | N/A | N/A | DI - Protection systems | DI - Safe and Reliable Network | N/A | 1 | 0 | 0 | 1.5794 | 5.2671 | 1.388 | 8.2346 | 0 | 0 | 1.8405 | 6.149 | 1.5943 | 9.5838
|  | 63 | Sydney east Secondary Systems Renewal | Replacement Expenditure | Digital Infrastructure | Repex | N/A | N/A | DI - Protection systems | DI - Safe and Reliable Network | N/A | 1 | 9.1721 | 11.6981 | 0.71164 | 0 | 0 | 21.5819 | 10.4931 | 13.2789 | 0.82928 | 0 | 0 | 24.6013
|  | 64 | Tamworth Transformer Renewals | Replacement Expenditure | Substation | Repex | N/A | N/A | Substations - Power Transformers | Substations - Safe and Reliable Network | N/A | 1 | 0.2904 | 1.5604 | 4.0992 | 0 | 0 | 5.9501 | 0.33223 | 1.7713 | 4.7769 | 0 | 0 | 6.8804
|  | 65 | Tenterfield Transformer Renewals | Replacement Expenditure | Substation | Repex | N/A | N/A | Substations - Power Transformers | Substations - Safe and Reliable Network | N/A | 1 | 0 | 0 | 0.24264 | 1.7408 | 1.2659 | 3.2493 | 0 | 0 | 0.28275 | 2.0322 | 1.4541 | 3.7691
|  | 66 | Tomago Secondary Systems Renewal | Replacement Expenditure | Digital Infrastructure | Repex | N/A | N/A | DI - Protection systems | DI - Safe and Reliable Network | N/A | 1 | 0 | 6.3733 | 6.3668 | 6.3709 | 3.3528 | 22.4638 | 0 | 7.2345 | 7.4193 | 7.4376 | 3.8512 | 25.9426
|  | 67 | Transformer Compound Wall Renewal | Replacement Expenditure | Substation | Repex | N/A | N/A | Substations - Site Establishment and supporting assets | Substations - Safe and Reliable Network | N/A | 1 | 0.59278 | 0.54091 | 0.27136 | 0.59774 | 0.62546 | 2.6282 | 0.67816 | 0.614 | 0.31622 | 0.69782 | 0.71844 | 3.0246
|  | 68 | Transmission Line Protection Relay Replacements | Replacement Expenditure | Digital Infrastructure | Repex | N/A | N/A | DI - Protection systems | DI - Safe and Reliable Network | N/A | 1 | 2.8558 | 2.6136 | 1.3146 | 2.8986 | 3.0351 | 12.7179 | 3.2671 | 2.9668 | 1.5319 | 3.3839 | 3.4864 | 14.6362
|  | 69 | Uranquinty Secondary Systems Renewal | Replacement Expenditure | Digital Infrastructure | Repex | N/A | N/A | DI - Protection systems | DI - Safe and Reliable Network | N/A | 0 | 0 | 0 | 0 | 0 | 0 | 0 | 0 | 0 | 0 | 0 | 0 | 0
|  | 70 | Vales point Secondary Systems Renewal | Replacement Expenditure | Digital Infrastructure | Repex | N/A | N/A | DI - Protection systems | DI - Safe and Reliable Network | N/A | 0 | 0 | 0 | 0 | 0 | 0 | 0 | 0 | 0 | 0 | 0 | 0 | 0
|  | 71 | Wallerwang Secondary Systems Renewal | Replacement Expenditure | Digital Infrastructure | Repex | N/A | N/A | DI - Protection systems | DI - Safe and Reliable Network | N/A | 1 | 0 | 0 | 2.4806 | 7.3143 | 0.29025 | 10.0851 | 0 | 0 | 2.8907 | 8.5388 | 0.3334 | 11.7629
|  | 72 | Line 86 | Replacement Expenditure | Transmission Lines | Repex | N/A | N/A | TL - Transmission poles | TL - Safe and Reliable Network | N/A | 1 | 0 | 0 | 0.10815 | 0.36826 | 11.0703 | 11.5467 | 0 | 0 | 0.12602 | 0.42991 | 12.716 | 13.272
|  | 73 | CT Program | Replacement Expenditure | Substation | Repex | N/A | N/A | Substations - Switchbay Equipment | Substations - Safe and Reliable Network | N/A | 1 | 1.4128 | 1.2921 | 0.64955 | 1.4319 | 1.4991 | 6.2855 | 1.6163 | 1.4667 | 0.75693 | 1.6717 | 1.722 | 7.2336
|  | 74 | VT Program | Replacement Expenditure | Substation | Repex | N/A | N/A | Substations - Switchbay Equipment | Substations - Safe and Reliable Network | N/A | 1 | 2.6879 | 2.4567 | 1.2342 | 2.7202 | 2.8474 | 11.9465 | 3.0751 | 2.7887 | 1.4383 | 3.1756 | 3.2707 | 13.7484
|  | 75 | Disconnector | Replacement Expenditure | Substation | Repex | N/A | N/A | Substations - Switchbay Equipment | Substations - Safe and Reliable Network | N/A | 1 | 3.4306 | 3.1352 | 1.575 | 3.4711 | 3.6334 | 15.2453 | 3.9247 | 3.5589 | 1.8353 | 4.0522 | 4.1735 | 17.5447
|  | 76 | Steelwork Program | Replacement Expenditure | Substation | Repex | N/A | N/A | Substations - Site Establishment and supporting assets | Substations - Safe and Reliable Network | N/A | 1 | 7.5212 | 7.5337 | 7.5449 | 7.5491 | 7.552 | 37.7009 | 8.6045 | 8.5517 | 8.7921 | 8.813 | 8.6747 | 43.436
|  | 77 | Transformer refurbishment program | Replacement Expenditure | Substation | Repex | N/A | N/A | Substations - Power Transformers | Substations - Safe and Reliable Network | N/A | 1 | 1.057 | 3.6233 | 3.9759 | 5.1237 | 2.9474 | 16.7272 | 1.2092 | 4.1129 | 4.6331 | 5.9816 | 3.3855 | 19.3223
|  | 78 | Air Cored Reactors | Replacement Expenditure | Substation | Repex | N/A | N/A | Substations - Reactive plant | Substations - Safe and Reliable Network | N/A | 1 | 0 | 0 | 0 | 0 | 0 | 0 | 0 | 0 | 0 | 0 | 0 | 0
|  | 79 | Capacitor Banks | Replacement Expenditure | Substation | Repex | N/A | N/A | Substations - Reactive plant | Substations - Safe and Reliable Network | N/A | 1 | 2.3888 | 0.51013 | 2.712 | 3.2564 | 3.5267 | 12.394 | 2.7328 | 0.57907 | 3.1603 | 3.8016 | 4.0509 | 14.3247
|  | 80 | Subs - Capital spares | Replacement Expenditure | Substation | Repex | N/A | N/A | Substations - Site Establishment and supporting assets | Substations - Safe and Reliable Network | N/A | 1 | 13.0828 | 1.1659 | 1.1659 | 1.1659 | 1.1659 | 17.7463 | 14.967 | 1.3234 | 1.3586 | 1.3611 | 1.3392 | 20.3493
|  | 81 | 33kV Air core reactor switching duty | Replacement Expenditure | Substation | Repex | N/A | N/A | Substations - Switchbay Equipment | Substations - Safe and Reliable Network | N/A | 1 | 0 | 0 | 0 | 0 | 0 | 0 | 0 | 0 | 0 | 0 | 0 | 0
|  | 82 | Reactor Renewal program | Replacement Expenditure | Substation | Repex | N/A | N/A | Substations - Reactive plant | Substations - Safe and Reliable Network | N/A | 1 | 0 | 0 | 0 | 0 | 0 | 0 | 0 | 0 | 0 | 0 | 0 | 0
|  | 83 | Molong No1 Transformer Renewal | Replacement Expenditure | Substation | Repex | N/A | N/A | Substations - Power Transformers | Substations - Safe and Reliable Network | N/A | 1 | 0.065398 | 0.35745 | 2.2363 | 0 | 0 | 2.6592 | 0.074817 | 0.40575 | 2.606 | 0 | 0 | 3.0866
|  | 84 | Yass No3 Transformer Renewal | Replacement Expenditure | Substation | Repex | N/A | N/A | Substations - Power Transformers | Substations - Safe and Reliable Network | N/A | 1 | 0 | 0 | 0.16536 | 1.5365 | 0.049985 | 1.7519 | 0 | 0 | 0.19269 | 1.7938 | 0.057416 | 2.0439
|  | 85 | Substation Noise Compliance | Replacement Expenditure | Substation | Repex | N/A | N/A | Substations - Site Establishment and supporting assets | Substations - Compliance | N/A | 1 | 0 | 0 | 0 | 0 | 0 | 0 | 0 | 0 | 0 | 0 | 0 | 0
|  | 86 | Conductor Replacement | Replacement Expenditure | Transmission Lines | Repex | N/A | N/A | TL - Overhead conductors | TL - Safe and Reliable Network | N/A | 1 | 0 | 0.44066 | 22.9536 | 10.8945 | 1.0166 | 35.3053 | 0 | 0.50021 | 26.748 | 12.7185 | 1.1677 | 41.1344
|  | 87 | Earthwire Capacity Replacement | Replacement Expenditure | Transmission Lines | Repex | N/A | N/A | TL - Overhead conductors | TL - Safe and Reliable Network | N/A | 1 | 0 | 0 | 0 | 0 | 0 | 0 | 0 | 0 | 0 | 0 | 0 | 0
|  | 88 | Low Spans - Main grid | Replacement Expenditure | Transmission Lines | Repex | N/A | N/A | TL - Transmission towers | TL - Compliance | N/A | 1 | 0 | 0.1845 | 9.3425 | 2.912 | 0 | 12.439 | 0 | 0.20943 | 10.8869 | 3.3996 | 0 | 14.4959
|  | 89 | Low Spans -132kV TL | Replacement Expenditure | Transmission Lines | Repex | N/A | N/A | TL - Insulators | TL - Change in generation mix | N/A | 1 | 0.043561 | 1.8086 | 0.64633 | 0 | 0 | 2.4985 | 0.049835 | 2.053 | 0.75318 | 0 | 0 | 2.856
|  | 90 | Various lines- Insulator condition | Replacement Expenditure | Transmission Lines | Repex | N/A | N/A | TL - Insulators | TL - Safe and Reliable Network | N/A | 1 | 0 | 0 | 0 | 0 | 0 | 0 | 0 | 0 | 0 | 0 | 0 | 0
|  | 91 | Asbestos (Carryover from RP2) | Replacement Expenditure | Transmission Lines | Repex | N/A | N/A | TL - Transmission towers | TL - Compliance | N/A | 1 | 6.8764 | 6.8451 | 6.8595 | 0.12474 | 0.14459 | 20.8503 | 7.8668 | 7.77 | 7.9934 | 0.14563 | 0.16609 | 23.942
|  | 92 | Public Safety Enhancements - Climbing deterrents, signage, aerial marker balls, earthing | Replacement Expenditure | Transmission Lines | Repex | N/A | N/A | TL - Transmission towers | TL - Compliance | N/A | 1 | 6.6255 | 0 | 0 | 0 | 0 | 6.6255 | 7.5797 | 0 | 0 | 0 | 0 | 7.5797
|  | 93 | Underground Cable Capital Spares RP3 | Replacement Expenditure | Transmission Lines | Repex | N/A | N/A | TL - Underground cables | TL - Safe and Reliable Network | N/A | 1 | 0.6186 | 0.61691 | 0.61691 | 0.61691 | 0.61691 | 3.0862 | 0.70769 | 0.70027 | 0.71889 | 0.7202 | 0.70862 | 3.5557
|  | 94 | Cable Monitoring Systems Renewal RP3 | Replacement Expenditure | Transmission Lines | Repex | N/A | N/A | TL - Underground cables | TL - Safe and Reliable Network | N/A | 1 | 1.2098 | 2.4459 | 0.028862 | 0 | 0 | 3.6846 | 1.3841 | 2.7764 | 0.033633 | 0 | 0 | 4.1941
|  | 95 | TL Digital Twin Programme | Replacement Expenditure | Digital Infrastructure | Repex | N/A | N/A | DI - Protection systems | DI - Safe and Reliable Network | N/A | 1 | 0 | 0 | 0 | 0 | 0 | 0 | 0 | 0 | 0 | 0 | 0 | 0
|  | 96 | Lower Tumut Secondary Systems Renewal | Replacement Expenditure | Digital Infrastructure | Repex | N/A | N/A | DI - Protection systems | DI - Safe and Reliable Network | N/A | 1 | 0 | 0 | 0 | 0 | 0 | 0 | 0 | 0 | 0 | 0 | 0 | 0
|  | 97 | Tenterfield Secondary Systems Renewal | Replacement Expenditure | Digital Infrastructure | Repex | N/A | N/A | DI - Protection systems | DI - Safe and Reliable Network | N/A | 1 | 0.52126 | 0.47501 | 0.23802 | 0.52406 | 0.5482 | 2.3065 | 0.59633 | 0.5392 | 0.27736 | 0.6118 | 0.62969 | 2.6544
|  | 98 | YSN Secondary Systems Renewal | Replacement Expenditure | Digital Infrastructure | Repex | N/A | N/A | DI - Protection systems | DI - Safe and Reliable Network | N/A | 1 | 0 | 0 | 0 | 0 | 0 | 0 | 0 | 0 | 0 | 0 | 0 | 0
|  | 99 | ER0 Secondary Systems Renewal | Replacement Expenditure | Digital Infrastructure | Repex | N/A | N/A | DI - Protection systems | DI - Safe and Reliable Network | N/A | 0 | 0 | 0 | 0 | 0 | 0 | 0 | 0 | 0 | 0 | 0 | 0 | 0
|  | 100 | BER Secondary Systems Renewal | Replacement Expenditure | Digital Infrastructure | Repex | N/A | N/A | DI - Protection systems | DI - Safe and Reliable Network | N/A | 1 | 0.54412 | 0.49591 | 0.24851 | 0.5472 | 0.57241 | 2.4082 | 0.62249 | 0.56292 | 0.2896 | 0.63881 | 0.65751 | 2.7713
|  | 101 | BRG Secondary Systems Renewal | Replacement Expenditure | Digital Infrastructure | Repex | N/A | N/A | DI - Protection systems | DI - Safe and Reliable Network | N/A | 1 | 0 | 0 | 0 | 0 | 0 | 0 | 0 | 0 | 0 | 0 | 0 | 0
|  | 102 | LSM Secondary Systems Renewal | Replacement Expenditure | Digital Infrastructure | Repex | N/A | N/A | DI - Protection systems | DI - Safe and Reliable Network | N/A | 1 | 0.7089 | 0.64614 | 0.32383 | 0.71305 | 0.74593 | 3.1379 | 0.811 | 0.73346 | 0.37736 | 0.83244 | 0.85682 | 3.6111
|  | 103 | MPP Secondary Systems Renewal | Replacement Expenditure | Digital Infrastructure | Repex | N/A | N/A | DI - Protection systems | DI - Safe and Reliable Network | N/A | 1 | 0.53667 | 0.48906 | 0.24506 | 0.53957 | 0.56442 | 2.3748 | 0.61396 | 0.55515 | 0.28557 | 0.6299 | 0.64832 | 2.7329
|  | 104 | INV Secondary Systems Renewal | Replacement Expenditure | Digital Infrastructure | Repex | N/A | N/A | DI - Protection systems | DI - Safe and Reliable Network | N/A | 1 | 0.52633 | 0.48089 | 0.24152 | 0.53225 | 0.5571 | 2.3381 | 0.60213 | 0.54587 | 0.28145 | 0.62136 | 0.63991 | 2.6907
|  | 105 | COF Secondary Systems Renewal | Replacement Expenditure | Digital Infrastructure | Repex | N/A | N/A | DI - Protection systems | DI - Safe and Reliable Network | N/A | 1 | 0 | 0 | 0 | 0 | 0 | 0 | 0 | 0 | 0 | 0 | 0 | 0
|  | 106 | GNS Secondary Systems Renewal | Replacement Expenditure | Digital Infrastructure | Repex | N/A | N/A | DI - Protection systems | DI - Safe and Reliable Network | N/A | 1 | 0 | 0 | 0 | 0 | 0 | 0 | 0 | 0 | 0 | 0 | 0 | 0
|  | 107 | BRD Secondary Systems Renewal | Replacement Expenditure | Digital Infrastructure | Repex | N/A | N/A | DI - Protection systems | DI - Safe and Reliable Network | N/A | 1 | 0 | 0 | 0 | 0 | 0 | 0 | 0 | 0 | 0 | 0 | 0 | 0
|  | 108 | AR1 Secondary Systems Renewal | Replacement Expenditure | Digital Infrastructure | Repex | N/A | N/A | DI - Protection systems | DI - Safe and Reliable Network | N/A | 1 | 0 | 0 | 0 | 0 | 0 | 0 | 0 | 0 | 0 | 0 | 0 | 0
|  | 109 | WL1 Secondary Systems Renewal | Replacement Expenditure | Digital Infrastructure | Repex | N/A | N/A | DI - Protection systems | DI - Safe and Reliable Network | N/A | 1 | 0.59079 | 0.53984 | 0.27116 | 0.59758 | 0.62549 | 2.6249 | 0.67588 | 0.61279 | 0.31598 | 0.69762 | 0.71848 | 3.0207
|  | 110 | Busbar Protection Relay Replacements | Replacement Expenditure | Digital Infrastructure | Repex | N/A | N/A | DI - Protection systems | DI - Safe and Reliable Network | N/A | 1 | 0.6564 | 0.60083 | 0.30224 | 0.66647 | 0.69788 | 2.9238 | 0.75094 | 0.68202 | 0.35221 | 0.77805 | 0.80162 | 3.3648
|  | 111 | Capacitor Protection Relay Replacements | Replacement Expenditure | Digital Infrastructure | Repex | N/A | N/A | DI - Protection systems | DI - Safe and Reliable Network | N/A | 1 | 0.41306 | 0.37854 | 0.19062 | 0.4205 | 0.44043 | 1.8431 | 0.47255 | 0.42969 | 0.22213 | 0.4909 | 0.50591 | 2.1212
|  | 112 | Reactor Protection Relay Replacements | Replacement Expenditure | Digital Infrastructure | Repex | N/A | N/A | DI - Protection systems | DI - Safe and Reliable Network | N/A | 1 | 0.21347 | 0.19563 | 0.098514 | 0.21731 | 0.22762 | 0.95255 | 0.24422 | 0.22207 | 0.1148 | 0.2537 | 0.26146 | 1.0962
|  | 113 | Transformer Protection Relay Replacements | Replacement Expenditure | Digital Infrastructure | Repex | N/A | N/A | DI - Protection systems | DI - Safe and Reliable Network | N/A | 1 | 1.2514 | 1.1457 | 0.57642 | 1.2711 | 1.3311 | 5.5757 | 1.4316 | 1.3005 | 0.67171 | 1.4839 | 1.529 | 6.4167
|  | 114 | UFLS Protection Relay Replacements | Replacement Expenditure | Digital Infrastructure | Repex | N/A | N/A | DI - Protection systems | DI - Safe and Reliable Network | N/A | 1 | 0.099915 | 0.091516 | 0.046064 | 0.1016 | 0.1064 | 0.44549 | 0.1143 | 0.10388 | 0.053679 | 0.11861 | 0.12222 | 0.51269
|  | 115 | Digital Intertrips | Replacement Expenditure | Digital Infrastructure | Repex | N/A | N/A | DI - Protection systems | DI - Safe and Reliable Network | N/A | 0 | 0 | 0 | 0 | 0 | 0 | 0 | 0 | 0 | 0 | 0 | 0 | 0
|  | 116 | Temporary protection renewal for recall periods | Replacement Expenditure | Digital Infrastructure | Repex | N/A | N/A | DI - Protection systems | DI - Safe and Reliable Network | N/A | 1 | 0.14998 | 0.1368 | 0.068606 | 0.1511 | 0.1581 | 0.66459 | 0.17158 | 0.15529 | 0.079947 | 0.1764 | 0.1816 | 0.76481
|  | 117 | Time Domain Protection Proof of Concept | Replacement Expenditure | Digital Infrastructure | Repex | N/A | N/A | DI - Protection systems | DI - Safe and Reliable Network | N/A | 1 | 0 | 0 | 0 | 0 | 0 | 0 | 0 | 0 | 0 | 0 | 0 | 0
|  | 118 | Market Metering Protection Relay Replacements | Replacement Expenditure | Digital Infrastructure | Repex | N/A | N/A | DI - Market metering systems | DI - Safe and Reliable Network | N/A | 1 | 0 | 0 | 0 | 0 | 0 | 0 | 0 | 0 | 0 | 0 | 0 | 0
|  | 119 | NiCd / Chargers Renewal | Replacement Expenditure | Digital Infrastructure | Repex | N/A | N/A | DI - AC/DC & Auxiliary systems | DI - Safe and Reliable Network | N/A | 1 | 0 | 0 | 0 | 0 | 0 | 0 | 0 | 0 | 0 | 0 | 0 | 0
|  | 120 | RPS Renewal | Replacement Expenditure | Digital Infrastructure | Repex | N/A | N/A | DI - AC/DC & Auxiliary systems | DI - Safe and Reliable Network | N/A | 1 | 0 | 0 | 0 | 0 | 0 | 0 | 0 | 0 | 0 | 0 | 0 | 0
|  | 121 | RTU Renewal Program | Replacement Expenditure | Digital Infrastructure | Repex | N/A | N/A | DI - Control systems | DI - Safe and Reliable Network | N/A | 1 | 0 | 0 | 0 | 0 | 0 | 0 | 0 | 0 | 0 | 0 | 0 | 0
|  | 122 | HMI/Gateway Renewal Programs | Replacement Expenditure | Digital Infrastructure | Repex | N/A | N/A | DI - Control systems | DI - Safe and Reliable Network | N/A | 1 | 0 | 0 | 0 | 0 | 0 | 0 | 0 | 0 | 0 | 0 | 0 | 0
|  | 123 | OTN Network Replacement | Replacement Expenditure | Digital Infrastructure | Repex | N/A | N/A | DI - Communications systems | DI - Compliance | N/A | 1 | 4.747 | 4.764 | 0 | 0 | 0 | 9.511 | 5.4307 | 5.4078 | 0 | 0 | 0 | 10.8385
|  | 124 | Multiplexer Renewal program | Replacement Expenditure | Digital Infrastructure | Repex | N/A | N/A | DI - Communications systems | DI - Safe and Reliable Network | N/A | 1 | 1.6918 | 1.5446 | 0.77525 | 1.708 | 1.7874 | 7.5071 | 1.9355 | 1.7533 | 0.9034 | 1.994 | 2.0532 | 8.6393
|  | 125 | Microwave Renewal Program | Replacement Expenditure | Digital Infrastructure | Repex | N/A | N/A | DI - Communications systems | DI - Safe and Reliable Network | N/A | 1 | 1.6491 | 1.5044 | 0.75455 | 1.662 | 1.739 | 7.309 | 1.8866 | 1.7077 | 0.87929 | 1.9402 | 1.9975 | 8.4113
|  | 126 | OPGW rollout | Replacement Expenditure | Digital Infrastructure | Repex | N/A | N/A | DI - OPGW | DI - Safe and Reliable Network | N/A | 1 | 0 | 0 | 0 | 0 | 0 | 0 | 0 | 0 | 0 | 0 | 0 | 0
|  | 127 | DI - Capital spares | Replacement Expenditure | Digital Infrastructure | Repex | N/A | N/A | DI - Protection systems | DI - Safe and Reliable Network | N/A | 1 | 0.45383 | 0.45383 | 0.45383 | 0.45383 | 0.45383 | 2.2692 | 0.5192 | 0.51516 | 0.52886 | 0.52982 | 0.5213 | 2.6143
|  | 128 | Comms Alarm System Renewals | Replacement Expenditure | Digital Infrastructure | Repex | N/A | N/A | DI - Communications systems | DI - Safe and Reliable Network | N/A | 1 | 1.1345 | 1.0378 | 0.5218 | 1.1504 | 1.2044 | 5.0489 | 1.2979 | 1.178 | 0.60806 | 1.343 | 1.3835 | 5.8104
|  | 129 | Operational Building Refurbs | Replacement Expenditure | Digital Infrastructure | Repex | N/A | N/A | DI - Network Buildings & Security | DI - Safe and Reliable Network | N/A | 1 | 2.7595 | 2.2083 | 1.1044 | 2.43 | 2.5406 | 11.0428 | 3.1569 | 2.5067 | 1.287 | 2.8368 | 2.9183 | 12.7058
|  | 130 | Palisade Gate Renewals | Replacement Expenditure | Digital Infrastructure | Repex | N/A | N/A | DI - Network Buildings & Security | DI - Safe and Reliable Network | N/A | 1 | 2.2608 | 2.2643 | 0 | 0 | 0 | 4.5251 | 2.5864 | 2.5703 | 0 | 0 | 0 | 5.1567
|  | 131 | Fire Systems Renewals | Replacement Expenditure | Digital Infrastructure | Repex | N/A | N/A | DI - Network Buildings & Security | DI - Safe and Reliable Network | N/A | 1 | 2.18 | 2.1807 | 0 | 0 | 0 | 4.3606 | 2.494 | 2.4753 | 0 | 0 | 0 | 4.9693
|  | 132 | Fire Systems (Mechanical) Renewal | Replacement Expenditure | Digital Infrastructure | Repex | N/A | N/A | DI - Network Buildings & Security | DI - Safe and Reliable Network | N/A | 1 | 0 | 0 | 0 | 0 | 0 | 0 | 0 | 0 | 0 | 0 | 0 | 0
|  | 133 | SCADA Duplicate Comms | Replacement Expenditure | Digital Infrastructure | Repex | N/A | N/A | DI - Control systems | DI - Safe and Reliable Network | N/A | 1 | 0 | 0 | 0 | 0 | 0 | 0 | 0 | 0 | 0 | 0 | 0 | 0
|  | 134 | AMC Enhancements | Replacement Expenditure | Digital Infrastructure | Repex | N/A | N/A | DI - SCADA | DI - Safe and Reliable Network | N/A | 1 | 0 | 0 | 0 | 0 | 0 | 0 | 0 | 0 | 0 | 0 | 0 | 0
|  | 135 | SCADA Hardware Renewal | Replacement Expenditure | Digital Infrastructure | Repex | N/A | N/A | DI - SCADA | DI - Safe and Reliable Network | N/A | 1 | 0 | 0 | 0 | 0 | 0 | 0 | 0 | 0 | 0 | 0 | 0 | 0
|  | 136 | FY24-28 SSZ Core Refresh | Replacement Expenditure | Digital Infrastructure | Repex | N/A | N/A | DI - Communications systems | DI - Cyber/physical security | N/A | 1 | 0 | 0 | 0 | 0 | 0 | 0 | 0 | 0 | 0 | 0 | 0 | 0
|  | 137 | FY24-28 Critical Infrastructure Uplift OT Environment | Replacement Expenditure | Digital Infrastructure | Repex | N/A | N/A | DI - SCADA | DI - Cyber/physical security | N/A | 1 | 0.68617 | 2.531 | 0.7971 | 0 | 0 | 4.0143 | 0.78499 | 2.873 | 0.92886 | 0 | 0 | 4.5869
|  | 138 | Lismore 415V AC DIst. Replacement | Replacement Expenditure | Digital Infrastructure | Repex | N/A | N/A | DI - AC/DC & Auxiliary systems | DI - Safe and Reliable Network | N/A | 1 | 0 | 0 | 0 | 0 | 0 | 0 | 0 | 0 | 0 | 0 | 0 | 0
|  | 139 | BKH SVC Server Upgrade | Replacement Expenditure | Digital Infrastructure | Repex | N/A | N/A | DI - Control systems | DI - Safe and Reliable Network | N/A | 1 | 0.46647 | 0.46728 | 0 | 0 | 0 | 0.93375 | 0.53366 | 0.53042 | 0 | 0 | 0 | 1.0641
|  | 140 | Cable 41 (26F) Bridge Works | Replacement Expenditure | Transmission Lines | Repex | N/A | N/A | TL - Underground cables | TL - Safe and Reliable Network | N/A | 1 | 0 | 0 | 0 | 0 | 0 | 0 | 0 | 0 | 0 | 0 | 0 | 0
|  | 141 | Line 23 - Vales Point Munmorah Refurb | Replacement Expenditure | Transmission Lines | Repex | N/A | N/A | TL - Transmission towers | TL - Safe and Reliable Network | N/A | 1 | 11.6341 | 0.61317 | 0 | 0 | 0 | 12.2473 | 13.3097 | 0.69603 | 0 | 0 | 0 | 14.0058
|  | 142 | Line 992 Refurbishment | Replacement Expenditure | Transmission Lines | Repex | N/A | N/A | TL - Transmission poles | TL - Safe and Reliable Network | N/A | 1 | 0 | 0.14193 | 6.2514 | 0 | 0 | 6.3933 | 0 | 0.16111 | 7.2848 | 0 | 0 | 7.4459
|  | 143 | Misc Plant Tools and Test Equip | Replacement Expenditure | Substation | Repex | N/A | N/A | Substations - Site Establishment and supporting assets | Substations - Safe and Reliable Network | N/A | 1 | 5.9233 | 2.4154 | 2.2772 | 1.2925 | 1.2801 | 13.1884 | 6.7764 | 2.7417 | 2.6537 | 1.5088 | 1.4704 | 15.1511
|  | 144 | Increase capacity for generation in the Molong to Parkes area | Augmentation Expenditure | Augmentations | Augex | Economic Benefits | N/A | N/A | N/A | N/A | 1 | 2.5863 | 4.5524 | 0 | 0 | 0 | 7.1387 | 2.9588 | 5.1676 | 0 | 0 | 0 | 8.1264
|  | 145 | Increase capacity for generation in Wagga North area | Augmentation Expenditure | Augmentations | Augex | Economic Benefits | N/A | N/A | N/A | N/A | 1 | 0.31632 | 11.0908 | 0 | 0 | 0 | 11.4071 | 0.36187 | 12.5895 | 0 | 0 | 0 | 12.9513
|  | 146 | Supply to Western Sydney Priority Growth area | Augmentation Expenditure | Augex - Major Project | Augex | Augex - Major Project | N/A | N/A | N/A | N/A | 1 | c-i-c | c-i-c | c-i-c | c-i-c | c-i-c | c-i-c | c-i-c | c-i-c | c-i-c | c-i-c | c-i-c | c-i-c
|  | 147 | Increase capacity of 132 kV busbars at Wagga Substation | Augmentation Expenditure | Augmentations | Augex | Economic Benefits | N/A | N/A | N/A | N/A | 1 | 0.49101 | 2.3661 | 2.869 | 0.19813 | 0 | 5.9243 | 0.56172 | 2.6858 | 3.3433 | 0.2313 | 0 | 6.8221
|  | 148 | Supply to Sydney West Area | Augmentation Expenditure | Augmentations | Augex | Demand | N/A | N/A | N/A | N/A | 1 | 18.8831 | 0.54956 | 0 | 0 | 0 | 19.4327 | 21.6028 | 0.62383 | 0 | 0 | 0 | 22.2266
|  | 149 | Maintain quality of supply in ACT | Augmentation Expenditure | Augmentations | Augex | Compliance | N/A | N/A | N/A | N/A | 1 | 0 | 0 | 0 | 0 | 0 | 0 | 0 | 0 | 0 | 0 | 0 | 0
|  | 150 | Improve voltage control in Southern NSW area | Augmentation Expenditure | Augmentations | Augex | Compliance | N/A | N/A | N/A | N/A | 1 | 0.96955 | 2.2031 | 19.849 | 0.20752 | 0 | 23.2292 | 1.1092 | 2.5008 | 23.1302 | 0.24227 | 0 | 26.9825
|  | 151 | Improve operational response to busbar trips | Augmentation Expenditure | Augmentations | Augex | Economic Benefits | N/A | N/A | N/A | N/A | 1 | 0 | 0 | 0 | 0 | 0 | 0 | 0 | 0 | 0 | 0 | 0 | 0
|  | 152 | Maintain Voltage in Greater Sydney area | Augmentation Expenditure | Augmentations | Augex | Compliance | N/A | N/A | N/A | N/A | 1 | 1.3172 | 8.6533 | 0.28169 | 0 | 0 | 10.2522 | 1.5069 | 9.8226 | 0.32826 | 0 | 0 | 11.6578
|  | 153 | Manage multiple contingencies in North West NSW area | Augmentation Expenditure | Augmentations | Augex | Economic Benefits | N/A | N/A | N/A | N/A | 1 | 0 | 0 | 0 | 0 | 0 | 0 | 0 | 0 | 0 | 0 | 0 | 0
|  | 154 | Manage multiple contingencies in Sydney Northwest area | Augmentation Expenditure | Augmentations | Augex | Economic Benefits | N/A | N/A | N/A | N/A | 1 | 0 | 0 | 0 | 0 | 0 | 0 | 0 | 0 | 0 | 0 | 0 | 0
|  | 155 | Manage multiple contingencies in the Bayswater to Sydney area | Augmentation Expenditure | Augmentations | Augex | Economic Benefits | N/A | N/A | N/A | N/A | 1 | 0 | 0 | 0 | 0 | 0 | 0 | 0 | 0 | 0 | 0 | 0 | 0
|  | 156 | Supply to Strathnairn area (EVOEnergy) | Connections | Connections | Augex | Connections | N/A | N/A | N/A | N/A | 1 | c-i-c | c-i-c | c-i-c | c-i-c | c-i-c | c-i-c | c-i-c | c-i-c | c-i-c | c-i-c | c-i-c | c-i-c
|  | 157 | Condition of AusGrid cables 9SA and 92P | Connections | Connections | Augex | Connections | N/A | N/A | N/A | N/A | 1 | c-i-c | c-i-c | c-i-c | c-i-c | c-i-c | c-i-c | c-i-c | c-i-c | c-i-c | c-i-c | c-i-c | c-i-c
|  | 158 | Improve voltage regulation following under frequency load shedding events | Augmentation Expenditure | Augmentations | Augex | Compliance | N/A | N/A | N/A | N/A | 1 | 0 | 0 | 0 | 0 | 0 | 0 | 0 | 0 | 0 | 0 | 0 | 0
|  | 159 | Supply to Far West NSW Network | Augmentation Expenditure | Augmentations | Augex | Demand | N/A | N/A | N/A | N/A | 1 | 0 | 0 | 0 | 0 | 0 | 0 | 0 | 0 | 0 | 0 | 0 | 0
|  | 160 | Strategic property acquisition for Western Sydney Priority Growth Area | Augmentation Expenditure | Augmentations | Augex | Strategic Property | N/A | N/A | N/A | N/A | 1 | c-i-c | c-i-c | c-i-c | c-i-c | c-i-c | c-i-c | c-i-c | c-i-c | c-i-c | c-i-c | c-i-c | c-i-c
|  | 161 | Maintain Voltage in the Vineyard Area | Augmentation Expenditure | Augmentations | Augex | Demand | N/A | N/A | N/A | N/A | 1 | 6.8758 | 36.2259 | 1.0168 | 0 | 0 | 44.1184 | 7.866 | 41.1211 | 1.1849 | 0 | 0 | 50.172
|  | 162 | Voltage control under light load conditions | Augmentation Expenditure | Augmentations | Augex | Compliance | N/A | N/A | N/A | N/A | 1 | 3.0802 | 2.2452 | 0 | 0 | 0 | 5.3253 | 3.5238 | 2.5485 | 0 | 0 | 0 | 6.0724
|  | 163 | Maintain voltage in Beryl area | Augmentation Expenditure | Augmentations | Augex | Demand | N/A | N/A | N/A | N/A | 1 | 0 | 1.5368 | 7.3015 | 14.0311 | 0 | 22.8694 | 0 | 1.7444 | 8.5085 | 16.3803 | 0 | 26.6332
|  | 164 | Maintain voltage in Alpine area | Augmentation Expenditure | Augmentations | Augex | Compliance | N/A | N/A | N/A | N/A | 1 | 0 | 0.33719 | 2.0244 | 16.6487 | 6.188 | 25.1982 | 0 | 0.38275 | 2.359 | 19.4361 | 7.1079 | 29.2857
|  | 165 | Supply to North West Slopes Area Stage 1 | Augmentation Expenditure | Augmentations | Augex | Demand | N/A | N/A | N/A | N/A | 1 | 0.89049 | 7.827 | 0.34594 | 0 | 0 | 9.0635 | 1.0187 | 8.8847 | 0.40313 | 0 | 0 | 10.3066
|  | 166 | Improving stability in South-Western NSW | Augmentation Expenditure | Augmentations | Augex | Compliance | N/A | N/A | N/A | N/A | 1 | 0 | 0 | 0 | 0 | 0 | 0 | 0 | 0 | 0 | 0 | 0 | 0
|  | 167 | NSW Oscillation Monitoring (PMU Installation) | Augmentation Expenditure | Augmentations | Augex | Compliance | N/A | N/A | N/A | N/A | 1 | 3.7267 | 2.6925 | 1.3788 | 0 | 0 | 7.798 | 4.2634 | 3.0563 | 1.6067 | 0 | 0 | 8.9265
|  | 168 | Maintaining Reliable Supply to Deniliquin, Coleambally and Finley area (Maintain Voltage in South Western Subsystem) | Augmentation Expenditure | Augmentations | Augex | Compliance | N/A | N/A | N/A | N/A | 1 | 1.8092 | 5.5802 | 0.59047 | 0 | 0 | 7.9799 | 2.0698 | 6.3343 | 0.68808 | 0 | 0 | 9.0922
|  | 169 | Supply to Panorama area | Connections | Connections | Augex | Demand | N/A | N/A | N/A | N/A | 1 | 0 | 0 | 0 | 0 | 0 | 0 | 0 | 0 | 0 | 0 | 0 | 0
|  | 170 | System Security Roadmap - Situational Awareness and Digital Twin | Augmentation Expenditure | Augmentations | Augex | System Security Roadmap | N/A | N/A | N/A | N/A | 1 | 0 | 0 | 0 | 0 | 0 | 0 | 0 | 0 | 0 | 0 | 0 | 0
|  | 171 | ICT Forecast (Trend 2009-23) | Non-network - ICT | Information Technology | ICT | N/A | N/A | N/A | N/A | N/A | 1 | 17.2831 | 17.4279 | 17.5575 | 17.6066 | 17.6409 | 87.516 | 17.6887 | 17.8139 | 18.0244 | 18.0781 | 18.0665 | 89.6716
|  | 172 | Agricultural | Non-network - Other | Fleet | Fleet & Property | N/A | Agricultural | N/A | N/A | N/A | 1 | 0 | 0 | 0 | 0 | 0 | 0 | 0 | 0 | 0 | 0 | 0 | 0
|  | 173 | Excavation | Non-network - Other | Fleet | Fleet & Property | N/A | Excavation | N/A | N/A | N/A | 1 | 0 | 0 | 0.21205 | 0 | 0.083703 | 0.29575 | 0 | 0 | 0.21769 | 0 | 0.085722 | 0.30341
|  | 174 | Heavy Commercial | Non-network - Other | Fleet | Fleet & Property | N/A | Heavy Commercial | N/A | N/A | N/A | 1 | 0.69195 | 0.30133 | 0.46316 | 1.4006 | 0.58034 | 3.4374 | 0.70819 | 0.308 | 0.47548 | 1.4381 | 0.59434 | 3.5241
|  | 175 | Light Commercial | Non-network - Other | Fleet | Fleet & Property | N/A | Light Commercial | N/A | N/A | N/A | 1 | 6.9976 | 7.3491 | 6.9373 | 6.9362 | 6.3302 | 34.5504 | 7.1618 | 7.5119 | 7.1218 | 7.1219 | 6.4829 | 35.4004
|  | 176 | Material Handling | Non-network - Other | Fleet | Fleet & Property | N/A | Material Handling | N/A | N/A | N/A | 1 | 0.75333 | 1.2276 | 1.2276 | 1.2834 | 1.1718 | 5.6639 | 0.77101 | 1.2548 | 1.2603 | 1.3178 | 1.2001 | 5.8041
|  | 177 | Motorcycle/ATV | Non-network - Other | Fleet | Fleet & Property | N/A | Motorcycle/ATV | N/A | N/A | N/A | 1 | 0.30468 | 0.023437 | 0.18749 | 0.16406 | 0 | 0.67967 | 0.31183 | 0.023956 | 0.19248 | 0.16845 | 0 | 0.69672
|  | 178 | Other | Non-network - Other | Fleet | Fleet & Property | N/A | Other Fleet | N/A | N/A | N/A | 1 | 0 | 0.044642 | 0 | 0 | 0.31807 | 0.36271 | 0 | 0.04563 | 0 | 0 | 0.32574 | 0.37137
|  | 179 | Passenger | Non-network - Other | Fleet | Fleet & Property | N/A | Passenger | N/A | N/A | N/A | 1 | 0.67934 | 0.55533 | 0.58229 | 0.56612 | 0.92196 | 3.305 | 0.69529 | 0.56763 | 0.59778 | 0.58128 | 0.9442 | 3.3862
|  | 180 | Plant | Non-network - Other | Fleet | Fleet & Property | N/A | Plant | N/A | N/A | N/A | 1 | 0.016741 | 0.18415 | 0 | 0 | 0.033481 | 0.23437 | 0.017134 | 0.18822 | 0 | 0 | 0.034289 | 0.23965
|  | 181 | Trailer | Non-network - Other | Fleet | Fleet & Property | N/A | Trailer | N/A | N/A | N/A | 1 | 0.1808 | 0.60266 | 0.43302 | 0.24218 | 0.82029 | 2.279 | 0.18504 | 0.61601 | 0.44454 | 0.24867 | 0.84008 | 2.3343
|  | 182 | Tracking units | Non-network - Other | Fleet | Fleet & Property | N/A | Tracking units | N/A | N/A | N/A | 1 | 0 | 0 | 0 | 0 | 0 | 0 | 0 | 0 | 0 | 0 | 0 | 0
|  | 183 | Deferred p2-3 works for FY22-23 | Non-network - Other | Property | Fleet & Property | N/A | Other Property | N/A | N/A | N/A | 1 | 0 | 0 | 0 | 0 | 0 | 0 | 0 | 0 | 0 | 0 | 0 | 0
|  | 184 | 180 Thomas Street - Ultimo drainage project | Non-network - Other | Property | Fleet & Property | N/A | Haymarket Office | N/A | N/A | N/A | 1 | 0 | 0 | 0 | 0 | 0 | 0 | 0 | 0 | 0 | 0 | 0 | 0
|  | 185 | Yass Old System Control Block demolition | Non-network - Other | Property | Fleet & Property | N/A | Yass Depot | N/A | N/A | N/A | 1 | 0 | 0 | 0 | 0 | 0 | 0 | 0 | 0 | 0 | 0 | 0 | 0
|  | 186 | Ultimo Prescribed 2020 Audit Recommended Cap Works - reviewed and prioritised | Non-network - Other | Property | Fleet & Property | N/A | Haymarket Office | N/A | N/A | N/A | 1 | 0.0088912 | 0.046725 | 0.086852 | 0.046782 | 0.025625 | 0.21488 | 0.0090999 | 0.04776 | 0.089162 | 0.048035 | 0.026243 | 0.2203
|  | 187 | Wallgrove 2020 Audit Recommended Cap Works - reviewed and prioritised | Non-network - Other | Property | Fleet & Property | N/A | Wallgrove Depot | N/A | N/A | N/A | 1 | 0.19766 | 3.8847 | 0.31223 | 1.6152 | 0.1116 | 6.1215 | 0.2023 | 3.9708 | 0.32053 | 1.6585 | 0.11429 | 6.2664
|  | 188 | Waratah 2020 Audit Recommended Cap Works - reviewed and prioritised | Non-network - Other | Property | Fleet & Property | N/A | Waratah West Depot | N/A | N/A | N/A | 1 | 4.6488 | 0.35551 | 1.0067 | 0.47692 | 1.6993 | 8.1873 | 4.7579 | 0.36338 | 1.0335 | 0.48969 | 1.7403 | 8.3848
|  | 189 | Orange 2020 Audit Recommended Cap Works - reviewed and prioritised | Non-network - Other | Property | Fleet & Property | N/A | Orange Depot | N/A | N/A | N/A | 1 | 0.12489 | 0 | 0.087579 | 0.46515 | 1.138 | 1.8156 | 0.12782 | 0 | 0.089908 | 0.4776 | 1.1654 | 1.8608
|  | 190 | Tamworth 2020 Audit Recommended Cap Works - reviewed and prioritised | Non-network - Other | Property | Fleet & Property | N/A | Tamworth Depot | N/A | N/A | N/A | 1 | 0.015603 | 0.0058123 | 0.020841 | 0.019805 | 0.036491 | 0.098552 | 0.015969 | 0.005941 | 0.021395 | 0.020335 | 0.037371 | 0.10101
|  | 191 | Yass 2020 Audit Recommended Cap Works - reviewed and prioritised | Non-network - Other | Property | Fleet & Property | N/A | Yass Depot | N/A | N/A | N/A | 1 | 0.42069 | 0.38818 | 0.26062 | 1.0345 | 0.079271 | 2.1832 | 0.43057 | 0.39678 | 0.26755 | 1.0622 | 0.081183 | 2.2383
|  | 192 | Wagga 2020 Audit Recommended Cap Works - reviewed and prioritised | Non-network - Other | Property | Fleet & Property | N/A | Wagga Depot | N/A | N/A | N/A | 1 | 0 | 0.18163 | 2.1932 | 0.34276 | 0 | 2.7176 | 0 | 0.18565 | 2.2515 | 0.35194 | 0 | 2.7891
|  | 193 | Property leases | Non-network - Other | Property | Fleet & Property | N/A | Other Property | N/A | N/A | N/A | 1 | 0.065133 | 0.74367 | 0 | 0.66065 | 2.3351 | 3.8046 | 0.066662 | 0.76014 | 0 | 0.67835 | 2.3914 | 3.8966
|  | 194 | [Project Name] | [Spare] | [Spare] | [Spare] | N/A | N/A | N/A | N/A | N/A | 1 | 0 | 0 | 0 | 0 | 0 | 0 | 0 | 0 | 0 | 0 | 0 | 0
|  | 195 | [Project Name] | [Spare] | [Spare] | [Spare] | N/A | N/A | N/A | N/A | N/A | 1 | 0 | 0 | 0 | 0 | 0 | 0 | 0 | 0 | 0 | 0 | 0 | 0
|  | 196 | [Project Name] | [Spare] | [Spare] | [Spare] | N/A | N/A | N/A | N/A | N/A | 1 | 0 | 0 | 0 | 0 | 0 | 0 | 0 | 0 | 0 | 0 | 0 | 0
|  | 197 | [Project Name] | [Spare] | [Spare] | [Spare] | N/A | N/A | N/A | N/A | N/A | 1 | 0 | 0 | 0 | 0 | 0 | 0 | 0 | 0 | 0 | 0 | 0 | 0
|  | 198 | [Project Name] | [Spare] | [Spare] | [Spare] | N/A | N/A | N/A | N/A | N/A | 1 | 0 | 0 | 0 | 0 | 0 | 0 | 0 | 0 | 0 | 0 | 0 | 0
|  | 199 | [Project Name] | [Spare] | [Spare] | [Spare] | N/A | N/A | N/A | N/A | N/A | 1 | 0 | 0 | 0 | 0 | 0 | 0 | 0 | 0 | 0 | 0 | 0 | 0
|  | 200 | [Project Name] | [Spare] | [Spare] | [Spare] | N/A | Other Property | N/A | N/A | N/A | 1 | 0 | 0 | 0 | 0 | 0 | 0 | 0 | 0 | 0 | 0 | 0 | 0
|  | 201 | [Project Name] | [Spare] | [Spare] | [Spare] | N/A | N/A | N/A | N/A | N/A | 1 | 0 | 0 | 0 | 0 | 0 | 0 | 0 | 0 | 0 | 0 | 0 | 0
|  | 202 | [Project Name] | [Spare] | [Spare] | [Spare] | N/A | N/A | N/A | N/A | N/A | 1 | 0 | 0 | 0 | 0 | 0 | 0 | 0 | 0 | 0 | 0 | 0 | 0
|  | 203 | [Project Name] | [Spare] | [Spare] | [Spare] | N/A | N/A | N/A | N/A | N/A | 1 | 0 | 0 | 0 | 0 | 0 | 0 | 0 | 0 | 0 | 0 | 0 | 0
|  | 204 | [Project Name] | [Spare] | [Spare] | [Spare] | N/A | N/A | N/A | N/A | N/A | 1 | 0 | 0 | 0 | 0 | 0 | 0 | 0 | 0 | 0 | 0 | 0 | 0
|  | 205 | [Project Name] | [Spare] | [Spare] | [Spare] | N/A | N/A | N/A | N/A | N/A | 1 | 0 | 0 | 0 | 0 | 0 | 0 | 0 | 0 | 0 | 0 | 0 | 0
|  | 206 | [Project Name] | [Spare] | [Spare] | [Spare] | N/A | N/A | N/A | N/A | N/A | 1 | 0 | 0 | 0 | 0 | 0 | 0 | 0 | 0 | 0 | 0 | 0 | 0
|  | 207 | [Project Name] | [Spare] | [Spare] | [Spare] | N/A | N/A | N/A | N/A | N/A | 1 | 0 | 0 | 0 | 0 | 0 | 0 | 0 | 0 | 0 | 0 | 0 | 0
|  | 208 | [Project Name] | [Spare] | [Spare] | [Spare] | N/A | N/A | N/A | N/A | N/A | 1 | 0 | 0 | 0 | 0 | 0 | 0 | 0 | 0 | 0 | 0 | 0 | 0
|  | 209 | [Project Name] | [Spare] | [Spare] | [Spare] | N/A | N/A | N/A | N/A | N/A | 1 | 0 | 0 | 0 | 0 | 0 | 0 | 0 | 0 | 0 | 0 | 0 | 0
|  | 210 | [Project Name] | [Spare] | [Spare] | [Spare] | N/A | N/A | N/A | N/A | N/A | 1 | 0 | 0 | 0 | 0 | 0 | 0 | 0 | 0 | 0 | 0 | 0 | 0
|  | 211 | [Project Name] | [Spare] | [Spare] | [Spare] | N/A | N/A | N/A | N/A | N/A | 1 | 0 | 0 | 0 | 0 | 0 | 0 | 0 | 0 | 0 | 0 | 0 | 0
|  | 212 | [Project Name] | [Spare] | [Spare] | [Spare] | N/A | N/A | N/A | N/A | N/A | 1 | 0 | 0 | 0 | 0 | 0 | 0 | 0 | 0 | 0 | 0 | 0 | 0
|  |  | Total | N/A | N/A | N/A | N/A | N/A | N/A | N/A | N/A | N/A | 251.354 | 278.8205 | 224.0943 | 217.3331 | 246.087 | 1217.6889 | 283.4835 | 312.2324 | 256.303 | 249.0958 | 278.5201 | 1379.6349
|  |  | Capex excluding NCIPAP | N/A | N/A | N/A | N/A | N/A | N/A | N/A | N/A | N/A | 248.519 | 268.8126 | 218.3919 | 217.3072 | 246.087 | 1199.1178 | 280.4071 | 301.3723 | 250.1151 | 249.0677 | 278.5201 | 1359.4824
0 |  |  | Check - Capex Reconciliation including NCIPAP | N/A | N/A | N/A | N/A | N/A | N/A | N/A | N/A | N/A | 0 | 0 | 0 | 0 | 0 |  | 0 | 0 | 0 | 0 | 0
Contingent Projects
Escalated Cost (OER) ($M) ($Real 23)
| Ref | ID | Project Name | Category | Allocation 1 | Allocation 2 | N/A | N/A | N/A | N/A | N/A | N/A | FY24 | FY25 | FY26 | FY27 | FY28 | FY24 - FY28 | Total Estimated Costs
| 28 | N2657 | Supply to ACT -Network Capability | Demand | Contingent Project | Non REZ | N/A | N/A | N/A | N/A | N/A | N/A | 0 | 0 | 8.9283 | 22.3208 | 44.6416 | 75.8908 | 100.4437
| 29 | N2384 | Supply to Bathurst Orange and Parkes Stage 1 | Demand | Contingent Project | Non REZ | N/A | N/A | N/A | N/A | N/A | N/A | 4.7078 | 24.7684 | 65.939 | 3.0485 | 0 | 98.4638 | 98.4638
| 30 | N2384 | Supply to Bathurst Orange and Parkes Stage 2 | Demand | Contingent Project | Non REZ | N/A | N/A | N/A | N/A | N/A | N/A | 0.51385 | 1.0514 | 3.5299 | 12.9931 | 116.2099 | 134.2981 | 145.9363
| 31 | TBA | Moree Special Activation Precinct | Demand | Contingent Project | Non REZ | N/A | N/A | N/A | N/A | N/A | N/A | 0 | 0 | 0 | 21.5664 | 23.723 | 45.2894 | 45.2894
| 32 | N2534 | Manage increased fault levels in Southern NSW | Compliance | Contingent Project | Non REZ | N/A | N/A | N/A | N/A | N/A | N/A | 2.5669 | 12.4997 | 33.816 | 5.4016 | 0 | 54.2842 | 54.2842
| 33 | SSRCP | Maintain Power system Security in NSW | Compliance | Contingent Project | Non REZ | N/A | N/A | N/A | N/A | N/A | N/A | 5.3916 | 10.7832 | 16.1748 | 21.5664 | 10.7832 | 64.6991 | 107.8318
| 34 | 1693 | Supply to North West Slopes Area Stage 1 | Demand | Contingent Project | Non REZ | N/A | N/A | N/A | N/A | N/A | N/A | 6.0923 | 35.227 | 70.7346 | 19.2975 | 1.4974 | 132.8488 | 132.8488
| 35 | 1693 | Supply to North West Slopes Area Stage 2 | Demand | Contingent Project | Non REZ | N/A | N/A | N/A | N/A | N/A | N/A | 0 | 0 | 1.4647 | 4.2309 | 36.9594 | 42.655 | 132.8492
| 36 | N2363 | Improving stability in South-Western NSW | 0 | Contingent Project | Non REZ | N/A | N/A | N/A | N/A | N/A | N/A | 0 | 0 | 0 | 0 | 0 | 0 | 0
| 37 | 0 | 0 | 0 |  |  | N/A | N/A | N/A | N/A | N/A | N/A | 0 | 0 | 0 | 0 | 0 | 0 | 0
| 37 | 0 | 0 | 0 |  |  | N/A | N/A | N/A | N/A | N/A | N/A | 0 | 0 | 0 | 0 | 0 | 0 | 0
| 39 | N2588 | Renewable Energy Zone in South Western NSW | Economic Benefits | Contingent Project | Renewable Energy Zone | N/A | N/A | N/A | N/A | N/A | N/A | 0 | 0 | 158.0314 | 316.0628 | 632.1256 | 1106.2198 | 1580.314
| 40 | N2596 | Renewable energy zone in Hunter region | Economic Benefits | Contingent Project | Renewable Energy Zone | N/A | N/A | N/A | N/A | N/A | N/A | 0 | 0 | 27.901 | 83.7031 | 139.5051 | 251.1092 | 279.0102
| 41 | N2597 | Renewable energy zone in Illawarra region | Economic Benefits | Contingent Project | Renewable Energy Zone | N/A | N/A | N/A | N/A | N/A | N/A | 0 | 0 | 27.901 | 83.7031 | 139.5051 | 251.1092 | 279.0102
| 42 | 1903 | Renewable Energy Zone in Central West NSW area | Economic Benefits | Contingent Project | Renewable Energy Zone | N/A | N/A | N/A | N/A | N/A | N/A | 87.8003 | 417.0516 | 212.1842 | 0 | 0 | 717.0361 | 731.6695
| 43 | N2414 | Renewable Energy Zone in New England area | Economic Benefits | Contingent Project | Renewable Energy Zone | N/A | N/A | N/A | N/A | N/A | N/A | 44.6416 | 156.2457 | 976.5358 | 948.6348 | 0 | 2126.058 | 2126.058
| 44 | TBA | Waratah Super Battery Components: Southern line upgrades, northern terminal equipment upgrades, SIPS scheme | 0 | Contingent Project | Renewable Energy Zone | N/A | N/A | N/A | N/A | N/A | N/A | 36.6628 | 70.4142 | 0 | 0 | 0 | 107.077 | 115.8114
| 45 | N2417 | Sydney Ring (Reinforcing Sydney Newcastle and Wollongong Supply) - Hunter Transmission Project option (Contestable) | Economic Benefits | Contingent Project | Renewable Energy Zone | N/A | N/A | N/A | N/A | N/A | N/A | 98.2116 | 196.4232 | 392.8464 | 290.1706 | 4.4642 | 982.116 | 982.116
| 37 | 0 | 0 | 0 |  |  | N/A | N/A | N/A | N/A | N/A | N/A | 0 | 0 | 0 | 0 | 0 | 0 | 0
| 37 | 0 | 0 | 0 |  |  | N/A | N/A | N/A | N/A | N/A | N/A | 0 | 0 | 0 | 0 | 0 | 0 | 0
| 48 | 1901 | Humelink | Economic Benefits | Actionable ISP | Non REZ | N/A | N/A | N/A | N/A | N/A | N/A | 668.7317 | 534.9854 | 1249.0954 | 1249.0954 | 0 | 3701.9078 | 3701.9078
| 49 | 1746 | VNI West | Economic Benefits | Actionable ISP | Non REZ | N/A | N/A | N/A | N/A | N/A | N/A | 203.0078 | 61.6055 | 110.9345 | 9.2631 | 278.229 | 663.0399 | 1842.6952
| 50 | N2413 | QNI Connect | Economic Benefits | Future ISP | Non REZ | N/A | N/A | N/A | N/A | N/A | N/A | 0 | 0 | 0 | 0 | 169.0802 | 169.0802 | 1398.3993
| 37 | 0 |  | 0 |  |  | N/A | N/A | N/A | N/A | N/A | N/A | 0 | 0 | 0 | 0 | 0 | 0 | 0
| 37 | 0 |  | 0 |  |  | N/A | N/A | N/A | N/A | N/A | N/A | 0 | 0 | 0 | 0 | 0 | 0 | 0
| 37 | 0 |  | 0 |  |  | N/A | N/A | N/A | N/A | N/A | N/A | 0 | 0 | 0 | 0 | 0 | 0 | 0
| 37 | 0 |  | 0 |  |  | N/A | N/A | N/A | N/A | N/A | N/A | 0 | 0 | 0 | 0 | 0 | 0 | 0
| 37 | 0 |  | 0 |  |  | N/A | N/A | N/A | N/A | N/A | N/A | 0 | 0 | 0 | 0 | 0 | 0 | 0
| 37 | 0 |  | 0 |  |  | N/A | N/A | N/A | N/A | N/A | N/A | 0 | 0 | 0 | 0 | 0 | 0 | 0
| 37 | 0 |  | 0 |  |  | N/A | N/A | N/A | N/A | N/A | N/A | 0 | 0 | 0 | 0 | 0 | 0 | 0
| 37 | 0 |  | 0 |  |  | N/A | N/A | N/A | N/A | N/A | N/A | 0 | 0 | 0 | 0 | 0 | 0 | 0
|  |  | Total | N/A | N/A | N/A | N/A | N/A | N/A | N/A | N/A | N/A | 1158.3284 | 1521.0553 | 3356.0171 | 3091.058 | 1596.7237 | 10723.1825 | 13854.9389
|  |  | Contingent Projects - Non REZ | N/A | Contingent Project | Non REZ | N/A | N/A | N/A | N/A | N/A | N/A | 19.2725 | 84.3297 | 200.5874 | 110.4251 | 233.8145 | 648.4291 | 817.9471
|  |  | Contingent Projects - REZ | N/A | Contingent Project | Renewable Energy Zone | N/A | N/A | N/A | N/A | N/A | N/A | 267.3164 | 840.1348 | 1795.3999 | 1722.2744 | 915.6 | 5540.7254 | 6093.9894
|  |  | Total Contingent Projects | N/A | Contingent Project | N/A | N/A | N/A | N/A | N/A | N/A | N/A | 286.5889 | 924.4644 | 1995.9872 | 1832.6995 | 1149.4145 | 6189.1545 | 6911.9365
|  |  | Actionable ISPs | N/A | Actionable ISP | N/A | N/A | N/A | N/A | N/A | N/A | N/A | 871.7396 | 596.5909 | 1360.0298 | 1258.3585 | 278.229 | 4364.9478 | 5544.6031
|  |  | Future ISPs | N/A | Future ISP | N/A | N/A | N/A | N/A | N/A | N/A | N/A | 0 | 0 | 0 | 0 | 169.0802 | 169.0802 | 1398.3993
|  |  | Total ISPs | N/A | N/A | N/A | N/A | N/A | N/A | N/A | N/A | N/A | 871.7396 | 596.5909 | 1360.0298 | 1258.3585 | 447.3092 | 4534.028 | 6943.0024
|  |  | Contingent RP3 | [9 empty] | 1158.3284 | 1521.0553 | 3356.0171 | 3091.058 | 1596.7237 | 10723.1825
0 |  |  | Check - Contingent RP3 | [9 empty] | 0 | 0 | 0 | 0 | 0
0 |  |  | Check - Reconciliation | [9 empty] | 0 | 0 | 0 | 0 | 0
End

## PTRM_Outputs
Outputs - Capex Flowing Into PTRM (Exclude NCIPAP,Exclude Contingent Projects)
TransGrid Capex Forecast Model
| WB Check |  | 0
| Sheet Check |  | 0
Table of Contents
Outputs for PTRM (Escalated + Overhead)
|  | As Incurred |  | Source | Unit | Basis | Timing | FY24 | FY25 | FY26 | FY27 | FY28 | FY24 - FY28
|  | 1 | Transmission Lines (pre 2004-05) | Calculated | $Million | $Real 23 | End Period | 0 | 0 | 0 | 0 | 0 | 0
|  | 2 | Underground Cables (pre 2004-05) | Calculated | $Million | $Real 23 | End Period | 0 | 0 | 0 | 0 | 0 | 0
|  | 3 | Substations including Buildings (pre 2004-05) | Calculated | $Million | $Real 23 | End Period | 0 | 0 | 0 | 0 | 0 | 0
|  | 4 | Transmission Lines (2004-09) | Calculated | $Million | $Real 23 | End Period | 0 | 0 | 0 | 0 | 0 | 0
|  | 5 | Underground Cables (2004-09) | Calculated | $Million | $Real 23 | End Period | 0 | 0 | 0 | 0 | 0 | 0
|  | 6 | Substations including Buildings (2004-09) | Calculated | $Million | $Real 23 | End Period | 0 | 0 | 0 | 0 | 0 | 0
|  | 7 | SCADA and Communications (2004-09) | Calculated | $Million | $Real 23 | End Period | 0 | 0 | 0 | 0 | 0 | 0
|  | 8 | Transmission Lines & Cables (09-14) | Calculated | $Million | $Real 23 | End Period | 0 | 0 | 0 | 0 | 0 | 0
|  | 9 | Substations (09-14) | Calculated | $Million | $Real 23 | End Period | 0 | 0 | 0 | 0 | 0 | 0
|  | 10 | Secondary Systems (09-14) | Calculated | $Million | $Real 23 | End Period | 0 | 0 | 0 | 0 | 0 | 0
|  | 11 | Communications (09-14) | Calculated | $Million | $Real 23 | End Period | 0 | 0 | 0 | 0 | 0 | 0
|  | 12 | Minor Plant, Motor Vehicles & Mobile Plant (2009-14) | Calculated | $Million | $Real 23 | End Period | 0 | 0 | 0 | 0 | 0 | 0
|  | 13 | Transmission Lines (2014-18) | Calculated | $Million | $Real 23 | End Period | 0 | 0 | 0 | 0 | 0 | 0
|  | 14 | Underground Cables (2014-18) | Calculated | $Million | $Real 23 | End Period | 0 | 0 | 0 | 0 | 0 | 0
|  | 15 | Substations (2014-18) | Calculated | $Million | $Real 23 | End Period | 0 | 0 | 0 | 0 | 0 | 0
|  | 16 | Secondary Systems (2014-18) | Calculated | $Million | $Real 23 | End Period | 0 | 0 | 0 | 0 | 0 | 0
|  | 17 | Communications (short life) (2014-18) | Calculated | $Million | $Real 23 | End Period | 0 | 0 | 0 | 0 | 0 | 0
|  | 18 | Business IT (2014-18) | Calculated | $Million | $Real 23 | End Period | 0 | 0 | 0 | 0 | 0 | 0
|  | 19 | Minor Plant, Motor Vehicles & Mobile Plant (2014-18) | Calculated | $Million | $Real 23 | End Period | 0 | 0 | 0 | 0 | 0 | 0
|  | 20 | Transmission Line Life Extension (2014-18) | Calculated | $Million | $Real 23 | End Period | 0 | 0 | 0 | 0 | 0 | 0
|  | 21 | Residual - other | Calculated | $Million | $Real 23 | End Period | 0 | 0 | 0 | 0 | 0 | 0
|  | 22 | Transmission Lines (2018 onwards) | Calculated | $Million | $Real 23 | End Period | 672.2375 | 154.2113 | 96.4841 | 56.6299 | 89.6594 | 1069.2222
|  | 23 | Underground Cables (2018 onwards) | Calculated | $Million | $Real 23 | End Period | 2.0918 | 3.4767 | 0.75252 | 0.7202 | 0.70862 | 7.7498
|  | 24 | Substations (2018 onwards) | Calculated | $Million | $Real 23 | End Period | 223.847 | 173.3306 | 78.3453 | 90.7736 | 92.919 | 659.2155
|  | 25 | Secondary Systems (2018-23) | Calculated | $Million | $Real 23 | End Period | 38.7814 | 49.6976 | 26.9632 | 45.2453 | 29.3244 | 190.0119
|  | 26 | Communications (short life) (2018 onwards) | Calculated | $Million | $Real 23 | End Period | 11.5809 | 13.0374 | 3.3196 | 5.2772 | 5.4341 | 38.6491
|  | 27 | Business IT (2018 onwards) | Calculated | $Million | $Real 23 | End Period | 30.1431 | 30.7913 | 23.4678 | 25.7898 | 24.3726 | 134.5645
|  | 28 | Minor Plant, Motor Vehicles & Mobile Plant (2018 onwards) | Calculated | $Million | $Real 23 | End Period | 9.8503 | 10.5162 | 10.3101 | 10.8763 | 10.5074 | 52.0602
|  | 29 | Transmission Line Life Extension (2018 onwards) | Calculated | $Million | $Real 23 | End Period | 0 | 0 | 0 | 0 | 0 | 0
|  | 30 | Land and Easements | Calculated | $Million | $Real 23 | End Period | 80.4956 | 81.029 | 0.9916 | 4.2237 | 17.0099 | 183.7498
|  | 31 | Synchronous Condensers | Calculated | $Million | $Real 23 | End Period | 79.6191 | 0 | 0 | 0 | 0 | 79.6191
|  | 32 | Leasehold Land and Property | Calculated | $Million | $Real 23 | End Period | 0 | 0 | 0 | 0 | 0 | 0
|  | 33 | [Spare] | Calculated | $Million | $Real 23 | End Period | 0 | 0 | 0 | 0 | 0 | 0
|  | 34 | [Spare] | Calculated | $Million | $Real 23 | End Period | 0 | 0 | 0 | 0 | 0 | 0
|  | 35 | [Spare] | Calculated | $Million | $Real 23 | End Period | 0 | 0 | 0 | 0 | 0 | 0
|  | 36 | [Spare] | Calculated | $Million | $Real 23 | End Period | 0 | 0 | 0 | 0 | 0 | 0
|  | 37 | [Spare] | Calculated | $Million | $Real 23 | End Period | 0 | 0 | 0 | 0 | 0 | 0
|  | 38 | [Spare] | Calculated | $Million | $Real 23 | End Period | 0 | 0 | 0 | 0 | 0 | 0
|  | 39 | [Spare] | Calculated | $Million | $Real 23 | End Period | 0 | 0 | 0 | 0 | 0 | 0
|  | 40 | [Spare] | Calculated | $Million | $Real 23 | End Period | 0 | 0 | 0 | 0 | 0 | 0
|  | 41 | [Spare] | Calculated | $Million | $Real 23 | End Period | 0 | 0 | 0 | 0 | 0 | 0
|  | 42 | [Spare] | Calculated | $Million | $Real 23 | End Period | 0 | 0 | 0 | 0 | 0 | 0
|  | 43 | [Spare] | Calculated | $Million | $Real 23 | End Period | 0 | 0 | 0 | 0 | 0 | 0
|  | 44 | [Spare] | Calculated | $Million | $Real 23 | End Period | 0 | 0 | 0 | 0 | 0 | 0
|  | 45 | [Spare] | Calculated | $Million | $Real 23 | End Period | 0 | 0 | 0 | 0 | 0 | 0
|  | 46 | [Spare] | Calculated | $Million | $Real 23 | End Period | 0 | 0 | 0 | 0 | 0 | 0
|  | 47 | Spare straight-line tax asset class | Calculated | $Million | $Real 23 | End Period | 0 | 0 | 0 | 0 | 0 | 0
|  | 48 | Buildings | Calculated | $Million | $Real 23 | End Period | 5.5437 | 4.9703 | 4.0736 | 4.1083 | 3.1648 | 21.8607
|  | 49 | In-house software | Calculated | $Million | $Real 23 | End Period | 5.3066 | 5.3442 | 5.4073 | 5.4234 | 5.4199 | 26.9015
|  | 50 | Equity raising costs | Calculated | $Million | $Real 23 | End Period | 0 | 0 | 0 | 0 | 0 | 0
|  |  | Total Capex - As Incurred | Calculated | $Million | $Real 23 | End Period | 1159.4969 | 526.4043 | 250.1151 | 249.0677 | 278.5201 | 2463.6042
|  | As Commissioned |  | Source | Unit | Basis | Timing | FY24 | FY25 | FY26 | FY27 | FY28 | FY24 - FY28
|  | 1 | Transmission Lines (pre 2004-05) | Calculated | $Million | $Real 23 | End Period | 0 | 0 | 0 | 0 | 0 | 0
|  | 2 | Underground Cables (pre 2004-05) | Calculated | $Million | $Real 23 | End Period | 0 | 0 | 0 | 0 | 0 | 0
|  | 3 | Substations including Buildings (pre 2004-05) | Calculated | $Million | $Real 23 | End Period | 0 | 0 | 0 | 0 | 0 | 0
|  | 4 | Transmission Lines (2004-09) | Calculated | $Million | $Real 23 | End Period | 0 | 0 | 0 | 0 | 0 | 0
|  | 5 | Underground Cables (2004-09) | Calculated | $Million | $Real 23 | End Period | 0 | 0 | 0 | 0 | 0 | 0
|  | 6 | Substations including Buildings (2004-09) | Calculated | $Million | $Real 23 | End Period | 0 | 0 | 0 | 0 | 0 | 0
|  | 7 | SCADA and Communications (2004-09) | Calculated | $Million | $Real 23 | End Period | 0 | 0 | 0 | 0 | 0 | 0
|  | 8 | Transmission Lines & Cables (09-14) | Calculated | $Million | $Real 23 | End Period | 0 | 0 | 0 | 0 | 0 | 0
|  | 9 | Substations (09-14) | Calculated | $Million | $Real 23 | End Period | 0 | 0 | 0 | 0 | 0 | 0
|  | 10 | Secondary Systems (09-14) | Calculated | $Million | $Real 23 | End Period | 0 | 0 | 0 | 0 | 0 | 0
|  | 11 | Communications (09-14) | Calculated | $Million | $Real 23 | End Period | 0 | 0 | 0 | 0 | 0 | 0
|  | 12 | Minor Plant, Motor Vehicles & Mobile Plant (2009-14) | Calculated | $Million | $Real 23 | End Period | 0 | 0 | 0 | 0 | 0 | 0
|  | 13 | Transmission Lines (2014-18) | Calculated | $Million | $Real 23 | End Period | 0 | 0 | 0 | 0 | 0 | 0
|  | 14 | Underground Cables (2014-18) | Calculated | $Million | $Real 23 | End Period | 0 | 0 | 0 | 0 | 0 | 0
|  | 15 | Substations (2014-18) | Calculated | $Million | $Real 23 | End Period | 0 | 0 | 0 | 0 | 0 | 0
|  | 16 | Secondary Systems (2014-18) | Calculated | $Million | $Real 23 | End Period | 0 | 0 | 0 | 0 | 0 | 0
|  | 17 | Communications (short life) (2014-18) | Calculated | $Million | $Real 23 | End Period | 0 | 0 | 0 | 0 | 0 | 0
|  | 18 | Business IT (2014-18) | Calculated | $Million | $Real 23 | End Period | 0 | 0 | 0 | 0 | 0 | 0
|  | 19 | Minor Plant, Motor Vehicles & Mobile Plant (2014-18) | Calculated | $Million | $Real 23 | End Period | 0 | 0 | 0 | 0 | 0 | 0
|  | 20 | Transmission Line Life Extension (2014-18) | Calculated | $Million | $Real 23 | End Period | 0 | 0 | 0 | 0 | 0 | 0
|  | 21 | Residual - other | Calculated | $Million | $Real 23 | End Period | 0 | 0 | 0 | 0 | 0 | 0
|  | 22 | Transmission Lines (2018 onwards) | Calculated | $Million | $Real 23 | End Period | 515.4385 | 903.6954 | 68.7835 | 44.1402 | 147.8713 | 1679.9288
|  | 23 | Underground Cables (2018 onwards) | Calculated | $Million | $Real 23 | End Period | 8.7478 | 0.52161 | 4.9381 | 0.14449 | 3.723 | 18.0749
|  | 24 | Substations (2018 onwards) | Calculated | $Million | $Real 23 | End Period | 271.4856 | 199.6838 | 154.771 | 69.4297 | 144.2318 | 839.6019
|  | 25 | Secondary Systems (2018-23) | Calculated | $Million | $Real 23 | End Period | 35.0386 | 26.6276 | 52.7721 | 22.1178 | 85.0312 | 221.5873
|  | 26 | Communications (short life) (2018 onwards) | Calculated | $Million | $Real 23 | End Period | 19.6194 | 15.5686 | 7.7874 | 7.3155 | 7.7944 | 58.0853
|  | 27 | Business IT (2018 onwards) | Calculated | $Million | $Real 23 | End Period | 22.0246 | 33.2589 | 25.4557 | 25.0085 | 28.886 | 134.6338
|  | 28 | Minor Plant, Motor Vehicles & Mobile Plant (2018 onwards) | Calculated | $Million | $Real 23 | End Period | 10.412 | 10.412 | 10.412 | 10.412 | 10.412 | 52.0602
|  | 29 | Transmission Line Life Extension (2018 onwards) | Calculated | $Million | $Real 23 | End Period | 4.185 | 3.5244 | 2.8269 | 0.86737 | 0.69981 | 12.1035
|  | 30 | Land and Easements | Calculated | $Million | $Real 23 | End Period | 107.7475 | 196.4856 | 0 | 0 | 19.364 | 323.5971
|  | 31 | Synchronous Condensers | Calculated | $Million | $Real 23 | End Period | 53.4904 | 77.4682 | 0 | 0 | 0 | 130.9586
|  | 32 | Leasehold Land and Property | Calculated | $Million | $Real 23 | End Period | 0 | 0 | 0 | 0 | 0 | 0
|  | 33 | [Spare] | Calculated | $Million | $Real 23 | End Period | 0 | 0 | 0 | 0 | 0 | 0
|  | 34 | [Spare] | Calculated | $Million | $Real 23 | End Period | 0 | 0 | 0 | 0 | 0 | 0
|  | 35 | [Spare] | Calculated | $Million | $Real 23 | End Period | 0 | 0 | 0 | 0 | 0 | 0
|  | 36 | [Spare] | Calculated | $Million | $Real 23 | End Period | 0 | 0 | 0 | 0 | 0 | 0
|  | 37 | [Spare] | Calculated | $Million | $Real 23 | End Period | 0 | 0 | 0 | 0 | 0 | 0
|  | 38 | [Spare] | Calculated | $Million | $Real 23 | End Period | 0 | 0 | 0 | 0 | 0 | 0
|  | 39 | [Spare] | Calculated | $Million | $Real 23 | End Period | 0 | 0 | 0 | 0 | 0 | 0
|  | 40 | [Spare] | Calculated | $Million | $Real 23 | End Period | 0 | 0 | 0 | 0 | 0 | 0
|  | 41 | [Spare] | Calculated | $Million | $Real 23 | End Period | 0 | 0 | 0 | 0 | 0 | 0
|  | 42 | [Spare] | Calculated | $Million | $Real 23 | End Period | 0 | 0 | 0 | 0 | 0 | 0
|  | 43 | [Spare] | Calculated | $Million | $Real 23 | End Period | 0 | 0 | 0 | 0 | 0 | 0
|  | 44 | [Spare] | Calculated | $Million | $Real 23 | End Period | 0 | 0 | 0 | 0 | 0 | 0
|  | 45 | [Spare] | Calculated | $Million | $Real 23 | End Period | 0 | 0 | 0 | 0 | 0 | 0
|  | 46 | [Spare] | Calculated | $Million | $Real 23 | End Period | 0 | 0 | 0 | 0 | 0 | 0
|  | 47 | Spare straight-line tax asset class | Calculated | $Million | $Real 23 | End Period | 0 | 0 | 0 | 0 | 0 | 0
|  | 48 | Buildings | Calculated | $Million | $Real 23 | End Period | 4.3721 | 4.3721 | 4.3721 | 4.3721 | 4.3721 | 21.8607
|  | 49 | In-house software | Calculated | $Million | $Real 23 | End Period | 5.3803 | 5.3803 | 5.3803 | 5.3803 | 5.3803 | 26.9015
|  | 50 | Equity raising costs | Calculated | $Million | $Real 23 | End Period | 0 | 0 | 0 | 0 | 0 | 0
|  |  | Total Capex - As Commissioned | Calculated | $Million | $Real 23 | End Period | 1057.9418 | 1476.9985 | 337.4993 | 189.1881 | 457.7659 | 3519.3936
Outputs for PTRM Immediately Expense (Escalated + Overhead)
|  | As Commissioned |  | Source | Unit | Basis | Timing | FY24 | FY25 | FY26 | FY27 | FY28 | FY24 - FY28
|  | 1 | Transmission Lines (pre 2004-05) | Calculated | $Million | $Real 23 | End Period | #VALUE! | #VALUE! | #VALUE! | #VALUE! | #VALUE! | #VALUE!
|  | 2 | Underground Cables (pre 2004-05) | Calculated | $Million | $Real 23 | End Period | #VALUE! | #VALUE! | #VALUE! | #VALUE! | #VALUE! | #VALUE!
|  | 3 | Substations including Buildings (pre 2004-05) | Calculated | $Million | $Real 23 | End Period | #VALUE! | #VALUE! | #VALUE! | #VALUE! | #VALUE! | #VALUE!
|  | 4 | Transmission Lines (2004-09) | Calculated | $Million | $Real 23 | End Period | #VALUE! | #VALUE! | #VALUE! | #VALUE! | #VALUE! | #VALUE!
|  | 5 | Underground Cables (2004-09) | Calculated | $Million | $Real 23 | End Period | #VALUE! | #VALUE! | #VALUE! | #VALUE! | #VALUE! | #VALUE!
|  | 6 | Substations including Buildings (2004-09) | Calculated | $Million | $Real 23 | End Period | #VALUE! | #VALUE! | #VALUE! | #VALUE! | #VALUE! | #VALUE!
|  | 7 | SCADA and Communications (2004-09) | Calculated | $Million | $Real 23 | End Period | #VALUE! | #VALUE! | #VALUE! | #VALUE! | #VALUE! | #VALUE!
|  | 8 | Transmission Lines & Cables (09-14) | Calculated | $Million | $Real 23 | End Period | #VALUE! | #VALUE! | #VALUE! | #VALUE! | #VALUE! | #VALUE!
|  | 9 | Substations (09-14) | Calculated | $Million | $Real 23 | End Period | #VALUE! | #VALUE! | #VALUE! | #VALUE! | #VALUE! | #VALUE!
|  | 10 | Secondary Systems (09-14) | Calculated | $Million | $Real 23 | End Period | #VALUE! | #VALUE! | #VALUE! | #VALUE! | #VALUE! | #VALUE!
|  | 11 | Communications (09-14) | Calculated | $Million | $Real 23 | End Period | #VALUE! | #VALUE! | #VALUE! | #VALUE! | #VALUE! | #VALUE!
|  | 12 | Minor Plant, Motor Vehicles & Mobile Plant (2009-14) | Calculated | $Million | $Real 23 | End Period | #VALUE! | #VALUE! | #VALUE! | #VALUE! | #VALUE! | #VALUE!
|  | 13 | Transmission Lines (2014-18) | Calculated | $Million | $Real 23 | End Period | #VALUE! | #VALUE! | #VALUE! | #VALUE! | #VALUE! | #VALUE!
|  | 14 | Underground Cables (2014-18) | Calculated | $Million | $Real 23 | End Period | #VALUE! | #VALUE! | #VALUE! | #VALUE! | #VALUE! | #VALUE!
|  | 15 | Substations (2014-18) | Calculated | $Million | $Real 23 | End Period | #VALUE! | #VALUE! | #VALUE! | #VALUE! | #VALUE! | #VALUE!
|  | 16 | Secondary Systems (2014-18) | Calculated | $Million | $Real 23 | End Period | #VALUE! | #VALUE! | #VALUE! | #VALUE! | #VALUE! | #VALUE!
|  | 17 | Communications (short life) (2014-18) | Calculated | $Million | $Real 23 | End Period | #VALUE! | #VALUE! | #VALUE! | #VALUE! | #VALUE! | #VALUE!
|  | 18 | Business IT (2014-18) | Calculated | $Million | $Real 23 | End Period | #VALUE! | #VALUE! | #VALUE! | #VALUE! | #VALUE! | #VALUE!
|  | 19 | Minor Plant, Motor Vehicles & Mobile Plant (2014-18) | Calculated | $Million | $Real 23 | End Period | #VALUE! | #VALUE! | #VALUE! | #VALUE! | #VALUE! | #VALUE!
|  | 20 | Transmission Line Life Extension (2014-18) | Calculated | $Million | $Real 23 | End Period | #VALUE! | #VALUE! | #VALUE! | #VALUE! | #VALUE! | #VALUE!
|  | 21 | Residual - other | Calculated | $Million | $Real 23 | End Period | #VALUE! | #VALUE! | #VALUE! | #VALUE! | #VALUE! | #VALUE!
|  | 22 | Transmission Lines (2018 onwards) | Calculated | $Million | $Real 23 | End Period | 0 | 0 | 0 | 0 | 0 | 0
|  | 23 | Underground Cables (2018 onwards) | Calculated | $Million | $Real 23 | End Period | 0 | 0 | 0 | 0 | 0 | 0
|  | 24 | Substations (2018 onwards) | Calculated | $Million | $Real 23 | End Period | 0 | 0 | 0 | 0 | 0 | 0
|  | 25 | Secondary Systems (2018-23) | Calculated | $Million | $Real 23 | End Period | 0 | 0 | 0 | 0 | 0 | 0
|  | 26 | Communications (short life) (2018 onwards) | Calculated | $Million | $Real 23 | End Period | 0 | 0 | 0 | 0 | 0 | 0
|  | 27 | Business IT (2018 onwards) | Calculated | $Million | $Real 23 | End Period | 0 | 0 | 0 | 0 | 0 | 0
|  | 28 | Minor Plant, Motor Vehicles & Mobile Plant (2018 onwards) | Calculated | $Million | $Real 23 | End Period | 0 | 0 | 0 | 0 | 0 | 0
|  | 29 | Transmission Line Life Extension (2018 onwards) | Calculated | $Million | $Real 23 | End Period | 0 | 0 | 0 | 0 | 0 | 0
|  | 30 | Land and Easements | Calculated | $Million | $Real 23 | End Period | 0 | 0 | 0 | 0 | 0 | 0
|  | 31 | Synchronous Condensers | Calculated | $Million | $Real 23 | End Period | 0 | 0 | 0 | 0 | 0 | 0
|  | 32 | Leasehold Land and Property | Calculated | $Million | $Real 23 | End Period | 0 | 0 | 0 | 0 | 0 | 0
|  | 33 | [Spare] | Calculated | $Million | $Real 23 | End Period | 0 | 0 | 0 | 0 | 0 | 0
|  | 34 | [Spare] | Calculated | $Million | $Real 23 | End Period | 0 | 0 | 0 | 0 | 0 | 0
|  | 35 | [Spare] | Calculated | $Million | $Real 23 | End Period | 0 | 0 | 0 | 0 | 0 | 0
|  | 36 | [Spare] | Calculated | $Million | $Real 23 | End Period | 0 | 0 | 0 | 0 | 0 | 0
|  | 37 | [Spare] | Calculated | $Million | $Real 23 | End Period | 0 | 0 | 0 | 0 | 0 | 0
|  | 38 | [Spare] | Calculated | $Million | $Real 23 | End Period | 0 | 0 | 0 | 0 | 0 | 0
|  | 39 | [Spare] | Calculated | $Million | $Real 23 | End Period | 0 | 0 | 0 | 0 | 0 | 0
|  | 40 | [Spare] | Calculated | $Million | $Real 23 | End Period | 0 | 0 | 0 | 0 | 0 | 0
|  | 41 | [Spare] | Calculated | $Million | $Real 23 | End Period | 0 | 0 | 0 | 0 | 0 | 0
|  | 42 | [Spare] | Calculated | $Million | $Real 23 | End Period | 0 | 0 | 0 | 0 | 0 | 0
|  | 43 | [Spare] | Calculated | $Million | $Real 23 | End Period | 0 | 0 | 0 | 0 | 0 | 0
|  | 44 | [Spare] | Calculated | $Million | $Real 23 | End Period | 0 | 0 | 0 | 0 | 0 | 0
|  | 45 | [Spare] | Calculated | $Million | $Real 23 | End Period | 0 | 0 | 0 | 0 | 0 | 0
|  | 46 | [Spare] | Calculated | $Million | $Real 23 | End Period | 0 | 0 | 0 | 0 | 0 | 0
|  | 47 | Spare straight-line tax asset class | Calculated | $Million | $Real 23 | End Period | 0 | 0 | 0 | 0 | 0 | 0
|  | 48 | Buildings | Calculated | $Million | $Real 23 | End Period | 0 | 0 | 0 | 0 | 0 | 0
|  | 49 | In-house software | Calculated | $Million | $Real 23 | End Period | 0 | 0 | 0 | 0 | 0 | 0
|  | 50 | Equity raising costs | Calculated | $Million | $Real 23 | End Period | 0 | 0 | 0 | 0 | 0 | 0
|  |  | Total Immediately Expenses AC Capex | Calculated | $Million | $Real 23 | End Period | 0 | 0 | 0 | 0 | 0 | 0
Checks
|  | Checks | [5 empty] | FY24 | FY25 | FY26 | FY27 | FY28 | FY24 - FY28
|  |  | Escalated Capex + Overhead: As Incurred |  |  |  |  | 1162.5733 | 537.2644 | 256.303 | 249.0958 | 278.5201 | 2483.7567
|  |  | NCIPAP Adjustment |  |  |  |  | -3.0764 | -10.8601 | -6.1879 | -0.028085 | 0 | -20.1525
|  |  | Contingent Projects Adjustment |  |  |  |  | 0 | 0 | 0 | 0 | 0 | 0
|  |  | Adjusted Escalated Capex + OH |  |  |  |  | 1159.4969 | 526.4043 | 250.1151 | 249.0677 | 278.5201 | 2463.6042
0 |  |  | Total Capex PTRM AI Reconciliation | Calculated | N/A | N/A | N/A | 0 | 0 | 0 | 0 | 0 | 0
[8 empty] | FY24 | FY25 | FY26 | FY27 | FY28 | FY24 - FY28
|  |  | Escalated Capex + Overhead: As Commissioned |  |  |  |  | 1059.5486 | 1492.3306 | 339.1061 | 190.7949 | 457.7659 | 3539.546
|  |  | NCIPAP Adjustment |  |  |  |  | -1.6068 | -15.3321 | -1.6068 | -1.6068 | 0 | -20.1525
|  |  | Contingent Projects Adjustment |  |  |  |  | 0 | 0 | 0 | 0 | 0 | 0
|  |  | Adjusted Escalated Capex + OH |  |  |  |  | 1057.9418 | 1476.9985 | 337.4993 | 189.1881 | 457.7659 | 3519.3936
0 |  |  | Total Capex PTRM AC Reconciliation | Calculated | N/A | N/A | N/A | 0 | 0 | 0 | 0 | 0 | 0
|  | Checks | [5 empty] | FY24 | FY25 | FY26 | FY27 | FY28 | FY24 - FY28
|  |  | Total Immediately Expenses AC Capex |  |  |  |  | 0 | 0 | 0 | 0 | 0 | 0
0 |  |  | Total Immediately Expenses AC Capex Reconciliation | Calculated | N/A | N/A | N/A | 0 | 0 | 0 | 0 | 0 | 0
End

## LookupTab
Lookup Tables
TransGrid Capex Forecast Model
Table of Contents
Lookup Tables
General
|  | Model Start Year | 2024 | Start_Year
Model Constants
|  | Nominal | Nominal | Nominal
|  | Number of months in a year | 12 | Mths_In_Yr
|  | Million | 1000000 | Million
|  | Rounding Decimal Place | 2 | Round_DP
|  | Not Available / Not Applicable | N/A | NA
|  | Repex | Repex | Repex
|  | Augex | Augex | Augex
|  | ICT | ICT | ICT
|  | Fleet & Property | Fleet & Property | Fleet_And_Property
|  | NCIPAP | NCIPAP | NCIPAP
Unit
|  | Percent | Percent | Unit_Perc
|  | $ | $ | Unit_Dollar
|  | $Thousand | $Thousand | Unit_Dollar_Thousand
|  | $Million | $Million | Unit_Dollar_M
|  | Index | Index | Unit_Index
|  | Name | Name | Unit_Name
| Yes/No List |  | Yes_No
|  | Yes | Yes | Yes
|  | No | No | No
| True/False List |  | True_False
|  | TRUE | TRUE
|  | FALSE | FALSE
| Project/Program |  | Project_Program
|  | Project | Project
|  | Program | Program
| Cash flow timing |  | Cash_Timing | Timing_Adj
|  | Mid Period | Mid Period | 0.5
|  | End Period | End Period | 1
Inflation Index Period
|  | Inflation Index Period |  | Index_Period | Nominal | 2012 | 2013 | 2014 | 2015 | 2016 | 2017 | 2018 | 2019 | 2020 | 2021 | 2022 | 2023 | 2024 | 2025 | 2026 | 2027 | 2028 | 2029 | 2030 | 2031 | 2032 | 2033 | 2034 | 2035 | 2036 | 2037 | 2038 | 2039 | 2040 | 2041 | 2042 | 2043 | 2044
End

## Checks
Checks
TransGrid Capex Forecast Model
WB Check |  | 0
Table of Contents
| Inputs - Inflation profiles |  | 0
| Inputs - Model settings, Escalation and Asset Classifications |  | 0
| Input - Forecast Capex Project Details |  | 0
| Inputs - Fixed & Variable Overheads |  | 0
| Inputs - Next period (2023-2028) contingent projects |  | 0
| Inputs - Current period (2018-2023) capex impacting next period (2023-2028) |  | 0
| Calculation - Capex Forecast Detail |  | 0
| Calculation - Capex Summary (Exclude NCIPAP,Exclude Contingent Projects) |  | 0
| Outputs - RIN Population Model |  | 0
| Outputs - Summary by Project |  | 0
| Outputs - Capex Flowing Into PTRM (Exclude NCIPAP,Exclude Contingent Projects) |  | 0
| Lookup Tables |  | 0
| Total Error Checks |  | 0
End