## Introduction (hidden)
SLUOS Charge Calculation Workbook
Description
This Excel workbook defines the procedure by which Streetlight Use of System (SLUOS) Charges (both Capital and Maintenance charges) are calculated for Essential Energy. Using documented assumptions based on Essential Energy's network and business practices, SLUOS Charges for the various streetlight types are determined. The outputs of this spreadsheet (the capital and maintenance charges) are used in preparation of the yearly streetlight tariff proposal. The spreadsheet is linked with the SLUOS Construction Charge Calculation Model. Note that all cells marked with aqua colour are cells available for datya input. The data entered into these cells has an effect on the final capital and maintenance costs.
A description of each of the sheets is contained below:
Worksheet | Function
Streetlight Tariff Schedule | For the different configurations of streetlights (lantern type, type of pole, number of lights), determines the capital code as well as the capital and maintenance charges.
Tariff Schedule Lookup Table | For each lantern type, defines the different types of equivalent constructions and their capital codes.
Lamp Stock | Contains costs for lamps, Balllasts / Igniters and Starters / PE Cells for a subset of lamp types.
Maintenance Costs | Calculates the cost of maintenance for each lamp code.
Maintenance Model | Contains Modelling data used in support of maintenance cost calculations. This includes pole maintenance, traffic control, labour and Plant and patrols.
Other Maintenance | Provides costing data for other types of defined maintenance that has been carried out on Country Energy's streetlight network.
Capital Code Schedules | Mapping of the SLUOS Capital prices to the Capital Codes.
Puiblic Lighting Charges | Contains the SLUOS Tariff for all defined tariff codes.
Date of Creation | July - August, 2007
Updated | April - May, 2014

## Streetlight Tariff Schedule (hidden)
Streetlight Tariff Schedule
Description
This spreadsheet defines the different lantern typoes and for each type of construction, the capital code, capital charges and maintenance charge.
| LAMP CODE | LAMP SIZE | LANTERN DESCRIPTION | LANTERN TYPE | TOTAL LANTERN WATTS | MAINTENANCE TARIFFS applicable to Tariff Types 1 & 2 |  | CAPITAL CODES REQUIRED TO DETERMINE CAPITAL COMPONENT OF TARIFF
[6 empty] | Maximum per annum/per light | Maximum per annum/per light | SHARED OR NO POLE |  |  |  | WOOD POLE |  |  |  | STEEL POLE |  |  |  | R/BOUT COLUMN
[6 empty] | SPOT REPLACEMENT | BULK REPLACEMENT | Number of devices per pole |  |  |  | Number of devices per pole |  |  |  | Number of devices per pole |  |  |  | Number of devices per pole
[6 empty] | -S | -B | 1 | 2 | 3 | 4 | 1 | 2 | 3 | 4 | 1 | 2 | 3 | 4 | 1 | 2 | 3 | 4
MERCURY VAPOUR 80W | FLU0010-ST | 9 | Fluorescent 9 | STREET LIGHT | 9 | 95.5502 | 26.8769 | 0010 | 0740 | 0820 | 0830 | 0810 | 1260 |  |  | 0990 | 1000 | 1460 | 1500
MERCURY VAPOUR 80W | FLU0020-ST | 11 | Fluorescent 11 | STREET LIGHT | 11 | 95.5502 | 26.8769 | 0010 | 0740 | 0820 | 0830 | 0810 | 1260 |  |  | 0990 | 1000 | 1460 | 1500
MERCURY VAPOUR 80W | FLU0030-ST | 13 | Fluorescent 13 | STREET LIGHT | 13 | 95.5502 | 26.8769 | 0010 | 0740 | 0820 | 0830 | 0810 | 1260 |  |  | 0990 | 1000 | 1460 | 1500
MERCURY VAPOUR 80W | FLU0040-ST | 15 | Fluorescent 15 | STREET LIGHT | 15 | 95.5502 | 26.8769 | 0010 | 0740 | 0820 | 0830 | 0810 | 1260 |  |  | 0990 | 1000 | 1460 | 1500
MERCURY VAPOUR 80W | FLU0050-ST | 20 | Fluorescent 20 | STREET LIGHT | 29 | 95.5502 | 26.8769 | 0010 | 0740 | 0820 | 0830 | 0810 | 1260 |  |  | 0990 | 1000 | 1460 | 1500
MERCURY VAPOUR 80W | FLU0060-ST | Twin 20 | Fluorescent Twin 20 | STREET LIGHT | 50 | 100.4677 | 31.8643 | 0010 | 0740 | 0820 | 0830 | 0810 | 1260 |  |  | 0990 | 1000 | 1460 | 1500
MERCURY VAPOUR 80W | FLU0070-ST | 3x20 | Fluorescent 3x20 | STREET LIGHT | 77 | 105.3851 | 36.8516 | 0010 | 0740 | 0820 | 0830 | 0810 | 1260 |  |  | 0990 | 1000 | 1460 | 1500
MERCURY VAPOUR 80W | FLU0080-ST | 4x20 | Fluorescent 4x20 | STREET LIGHT | 100 | 110.3026 | 41.839 | 0010 | 0740 | 0820 | 0830 | 0810 | 1260 |  |  | 0990 | 1000 | 1460 | 1500
MERCURY VAPOUR 80W | FLU0090-ST | 6x20 | Fluorescent 6x20 | STREET LIGHT | 150 | 120.1376 | 51.8138 | 0010 | 0740 | 0820 | 0830 | 0810 | 1260 |  |  | 0990 | 1000 | 1460 | 1500
MERCURY VAPOUR 80W | FLU0100-ST | 26 | Fluorescent 26 | STREET LIGHT | 32 | 95.5502 | 26.8769 | 0010 | 0740 | 0820 | 0830 | 0810 | 1260 |  |  | 0990 | 1000 | 1460 | 1500
MERCURY VAPOUR 80W | FLU0110-ST | 2x26 | Fluorescent 2x26 | STREET LIGHT | 64 | 100.4677 | 31.8643 | 0010 | 0740 | 0820 | 0830 | 0810 | 1260 |  |  | 0990 | 1000 | 1460 | 1500
MERCURY VAPOUR 80W | FLU0120-ST | 6x36 | Fluorescent 6x36 | STREET LIGHT | 192 | 100.4677 | 31.8643 | 0010 | 0740 | 0820 | 0830 | 0810 | 1260 |  |  | 0990 | 1000 | 1460 | 1500
MERCURY VAPOUR 80W | FLU0130-ST | 40 | Fluorescent 40 | STREET LIGHT | 50 | 94.62 | 25.9404 | 0010 | 0740 | 0820 | 0830 | 0810 | 1260 |  |  | 0990 | 1000 | 1460 | 1500
MERCURY VAPOUR 80W | FLU0140-ST | 2x40 | Fluorescent 2x40 | STREET LIGHT | 100 | 98.6244 | 29.9919 | 0010 | 0740 | 0820 | 0830 | 0810 | 1260 |  |  | 0990 | 1000 | 1460 | 1500
MERCURY VAPOUR 80W | FLU0150-ST | 3x40 | Fluorescent 3x40 | STREET LIGHT | 150 | 102.6288 | 34.0433 | 0010 | 0740 | 0820 | 0830 | 0810 | 1260 |  |  | 0990 | 1000 | 1460 | 1500
MERCURY VAPOUR 80W | FLU0160-ST | 4x40 | Fluorescent 4x40 | STREET LIGHT | 200 | 106.6332 | 38.0948 | 0010 | 0740 | 0820 | 0830 | 0810 | 1260 |  |  | 0990 | 1000 | 1460 | 1500
MERCURY VAPOUR 80W | FLU0170-ST | 6x40 | Fluorescent 6x40 | STREET LIGHT | 300 | 114.642 | 46.1977 | 0010 | 0740 | 0820 | 0830 | 0810 | 1260 |  |  | 0990 | 1000 | 1460 | 1500
MERCURY VAPOUR 80W | FLU0180-ST | 58 | Fluorescent 58 | STREET LIGHT | 72 | 94.62 | 25.9404 | 0010 | 0740 | 0820 | 0830 | 0810 | 1260 |  |  | 0990 | 1000 | 1460 | 1500
MERCURY VAPOUR 80W | FLU0190-ST | 2x58 | Fluorescent 2x58 | STREET LIGHT | 144 | 98.6244 | 29.9919 | 0010 | 0740 | 0820 | 0830 | 0810 | 1260 |  |  | 0990 | 1000 | 1460 | 1500
MERCURY VAPOUR 80W | FLU0200-ST | 4x58 | Fluorescent 4x58 | STREET LIGHT | 288 | 106.6332 | 38.0948 | 0010 | 0740 | 0820 | 0830 | 0810 | 1260 |  |  | 0990 | 1000 | 1460 | 1500
MERCURY VAPOUR 80W | FLU0210-ST | 5x58 | Fluorescent 5x58 | STREET LIGHT | 360 | 106.6332 | 38.0948 | 0010 | 0740 | 0820 | 0830 | 0810 | 1260 |  |  | 0990 | 1000 | 1460 | 1500
MERCURY VAPOUR 80W | FLU0220-ST | 65 | Fluorescent 65 | STREET LIGHT | 81 | 94.62 | 25.9404 | 0010 | 0740 | 0820 | 0830 | 0810 | 1260 |  |  | 0990 | 1000 | 1460 | 1500
MERCURY VAPOUR 80W | FLU0230-ST | 5x65 | Fluorescent 5x65 | STREET LIGHT | 405 | 110.6376 | 42.1462 | 0010 | 0740 | 0820 | 0830 | 0810 | 1260 |  |  | 0990 | 1000 | 1460 | 1500
MERCURY VAPOUR 80W | FLU0240-ST | 80 | Fluorescent 80 | STREET LIGHT | 90 | 94.62 | 25.9404 | 0010 | 0740 | 0820 | 0830 | 0810 | 1260 |  |  | 0990 | 1000 | 1460 | 1500
MERCURY VAPOUR 80W | FLU0250-ST | 2x80 | Fluorescent 2x80 | STREET LIGHT | 180 | 98.6244 | 29.9919 | 0010 | 0740 | 0820 | 0830 | 0810 | 1260 |  |  | 0990 | 1000 | 1460 | 1500
MERCURY VAPOUR 80W | FLU0260-ST | 3x80 | Fluorescent 3x80 | STREET LIGHT | 270 | 102.6288 | 34.0433 | 0010 | 0740 | 0820 | 0830 | 0810 | 1260 |  |  | 0990 | 1000 | 1460 | 1500
MERCURY VAPOUR 80W | FLU0270-ST | 4x80 | Fluorescent 4x80 | STREET LIGHT | 360 | 106.6332 | 38.0948 | 0010 | 0740 | 0820 | 0830 | 0810 | 1260 |  |  | 0990 | 1000 | 1460 | 1500
MERCURY VAPOUR 80W | FLU0280-ST | 5x80 | Fluorescent 5x80 | STREET LIGHT | 450 | 110.6376 | 42.1462 | 0010 | 0740 | 0820 | 0830 | 0810 | 1260 |  |  | 0990 | 1000 | 1460 | 1500
MERCURY VAPOUR 80W | FLU0290-ST | 6x80 | Fluorescent 6x80 | STREET LIGHT | 540 | 114.642 | 46.1977 | 0010 | 0740 | 0820 | 0830 | 0810 | 1260 |  |  | 0990 | 1000 | 1460 | 1500
MERCURY VAPOUR 80W | FLU0300-ST | 2x125 | Fluorescent 2x125 | STREET LIGHT | 280 | 98.6244 | 29.9919 | 0010 | 0740 | 0820 | 0830 | 0810 | 1260 |  |  | 0990 | 1000 | 1460 | 1500
MERCURY VAPOUR 80W | FLU0310-ST | 176 | Fluorescent 176 | STREET LIGHT | 200 | 94.5718 | 25.9404 | 0010 | 0740 | 0820 | 0830 | 0810 | 1260 |  |  | 0990 | 1000 | 1460 | 1500
MERCURY VAPOUR 80W | FLU0320-ST | 236 | Fluorescent 236 | STREET LIGHT | 275 | 94.5718 | 25.9404 | 0010 | 0740 | 0820 | 0830 | 0810 | 1260 |  |  | 0990 | 1000 | 1460 | 1500
HIGH PRESSURE SODIUM 70W (100) | HPS0010-ST | 50 | High Pressure Sodium 50 | STREET LIGHT | 60 | 64.3648 | 52.4329 | Number of devices per pole 1: 0040; Number of devices per pole 2: 0890; Number of devices per pole 3: 0750; Number of devices per pole 4: 0920; Number of devices per pole 1: 0350; Number of devices per pole 2: 0910; Number of devices per pole 1: 0360; Number of devices per pole 2: 0730; Number of devices per pole 4: 0880
HIGH PRESSURE SODIUM 70W TWIN ARC | HPS0010-TA | 50 | High Pressure Sodium 50 | STREET LIGHT | 60 | 45.0155 | 52.3912 | 0090 | 1180 | 1190 | 1200 | 0140 | 1210 |  |  | 0170 | 1220 | 1230 | 1240
HIGH PRESSURE SODIUM 70W (100) | HPS0020-ST | 70 | High Pressure Sodium 70 | STREET LIGHT | 86 | 64.7501 | 52.1355 | Number of devices per pole 1: 0040; Number of devices per pole 2: 0890; Number of devices per pole 3: 0750; Number of devices per pole 4: 0920; Number of devices per pole 1: 0350; Number of devices per pole 2: 0910; Number of devices per pole 1: 0360; Number of devices per pole 2: 0730; Number of devices per pole 4: 0880
HIGH PRESSURE SODIUM 70W TWIN ARC | HPS0020-TA | 70 | High Pressure Sodium 70 | STREET LIGHT | 86 | 49.2484 | 57.1977 | 0090 | 1180 | 1190 | 1200 | 0140 | 1210 |  |  | 0170 | 1220 | 1230 | 1240
HIGH PRESSURE SODIUM 70W (100) | HPS0030-ST | 2x70 | High Pressure Sodium 2x70 | STREET LIGHT | 172 | 70.9737 | 63.7542 | Number of devices per pole 1: 0040; Number of devices per pole 2: 0890; Number of devices per pole 3: 0750; Number of devices per pole 4: 0920; Number of devices per pole 1: 0350; Number of devices per pole 2: 0910; Number of devices per pole 1: 0360; Number of devices per pole 2: 0730; Number of devices per pole 4: 0880
HIGH PRESSURE SODIUM 70W TWIN ARC | HPS0030-TA | 2x70 | High Pressure Sodium 2x70 | STREET LIGHT | 172 | 59.7718 | 79.7185 | 0090 | 1180 | 1190 | 1200 | 0140 | 1210 |  |  | 0170 | 1220 | 1230 | 1240
HIGH PRESSURE SODIUM 70W (100) | HPS0040-ST | 3x70 | High Pressure Sodium 3x70 | STREET LIGHT | 258 | 77.1973 | 75.3728 | Number of devices per pole 1: 0040; Number of devices per pole 2: 0890; Number of devices per pole 3: 0750; Number of devices per pole 4: 0920; Number of devices per pole 1: 0350; Number of devices per pole 2: 0910; Number of devices per pole 1: 0360; Number of devices per pole 2: 0730; Number of devices per pole 4: 0880
HIGH PRESSURE SODIUM 70W TWIN ARC | HPS0040-TA | 3x70 | High Pressure Sodium 3x70 | STREET LIGHT | 258 | 70.2951 | 102.2393 | 0090 | 1180 | 1190 | 1200 | 0140 | 1210 |  |  | 0170 | 1220 | 1230 | 1240
HIGH PRESSURE SODIUM 70W (100) | HPS0050-ST | 4x70 | High Pressure Sodium 4x70 | STREET LIGHT | 344 | 83.4209 | 86.9915 | Number of devices per pole 1: 0040; Number of devices per pole 2: 0890; Number of devices per pole 3: 0750; Number of devices per pole 4: 0920; Number of devices per pole 1: 0350; Number of devices per pole 2: 0910; Number of devices per pole 1: 0360; Number of devices per pole 2: 0730; Number of devices per pole 4: 0880
HIGH PRESSURE SODIUM 70W TWIN ARC | HPS0050-TA | 4x70 | High Pressure Sodium 4x70 | STREET LIGHT | 344 | 80.8185 | 124.7601 | 0090 | 1180 | 1190 | 1200 | 0140 | 1210 |  |  | 0170 | 1220 | 1230 | 1240
HIGH PRESSURE SODIUM 70W (100) | HPS0060-ST | 8x70 | High Pressure Sodium 8x70 | STREET LIGHT | 688 | 79.3865 | 133.4661 | Number of devices per pole 1: 0040; Number of devices per pole 2: 0890; Number of devices per pole 3: 0750; Number of devices per pole 4: 0920; Number of devices per pole 1: 0350; Number of devices per pole 2: 0910; Number of devices per pole 1: 0360; Number of devices per pole 2: 0730; Number of devices per pole 4: 0880
HIGH PRESSURE SODIUM 70W TWIN ARC | HPS0060-TA | 8x70 | High Pressure Sodium 8x70 | STREET LIGHT | 688 | 122.912 | 214.8433 | 0090 | 1180 | 1190 | 1200 | 0140 | 1210 |  |  | 0170 | 1220 | 1230 | 1240
HIGH PRESSURE SODIUM 70W (100) | HPS0070-ST | 100 | High Pressure Sodium 100 | STREET LIGHT | 120 | 64.7501 | 52.1355 | Number of devices per pole 1: 0040; Number of devices per pole 2: 0890; Number of devices per pole 3: 0750; Number of devices per pole 4: 0920; Number of devices per pole 1: 0350; Number of devices per pole 2: 0910; Number of devices per pole 1: 0360; Number of devices per pole 2: 0730; Number of devices per pole 4: 0880
HIGH PRESSURE SODIUM 70W TWIN ARC | HPS0070-TA | 100 | High Pressure Sodium 100 | STREET LIGHT | 120 | 49.2484 | 57.1977 | 0090 | 1180 | 1190 | 1200 | 0140 | 1210 |  |  | 0170 | 1220 | 1230 | 1240
HIGH PRESSURE SODIUM 150W | HPS0080-ST | 120 | High Pressure Sodium 120 | STREET LIGHT | 144 | 67.5764 | 56.8233 | 0050 | 1010 |  |  | 0220 | 0980 |  |  | 0310 | 0690 | 0710 | 0720 |  |  | 1360 | 1370
HIGH PRESSURE SODIUM 150W | HPS0090-ST | 150 | High Pressure Sodium 150 | STREET LIGHT | 173 | 75.6989 | 64.6951 | 0050 | 1010 |  |  | 0220 | 0980 |  |  | 0310 | 0690 | 0710 | 0720 |  |  | 1360 | 1370
HIGH PRESSURE SODIUM 150W | HPS0090-TA | 150 | High Pressure Sodium 150 | STREET LIGHT | 173 | 55.8627 | 70.9104 | 0050 | 1010 |  |  | 0220 | 0980 |  |  | 0310 | 0690 | 0710 | 0720 |  |  | 1360 | 1370
HIGH PRESSURE SODIUM 250W (210/220) | HPS0100-ST | 220 | High Pressure Sodium 220 | STREET LIGHT | 245 | 76.7009 | 65.8257 | 0060 | 0960 | 1020 | 0970 | 0230 | 0760 | 0930 |  | 0320 | 0390 | 0430 | 0470 |  | 0510 | 0550 | 0590
METAL HALIDE/HPS 250W FLOOD (210/220) | HPS0100-ST | 220 | High Pressure Sodium 220 | FLOOD LIGHT | 245 | 76.7009 | 65.8257 | Number of devices per pole 1: 0610; Number of devices per pole 2: 0650; Number of devices per pole 1: 1070; Number of devices per pole 2: 1160; Number of devices per pole 1: 1120; Number of devices per pole 2: 1140; Number of devices per pole 3: 1150; Number of devices per pole 3: 1380; Number of devices per pole 4: 1450
HIGH PRESSURE SODIUM 250W (210/220) | HPS0110-ST | 250 | High Pressure Sodium 250 | STREET LIGHT | 273 | 76.7009 | 65.8257 | 0060 | 0960 | 1020 | 0970 | 0230 | 0760 | 0930 |  | 0320 | 0390 | 0430 | 0470 |  | 0510 | 0550 | 0590
METAL HALIDE/HPS 250W FLOOD (210/220) | HPS0110-ST | 250 | High Pressure Sodium 250 | FLOOD LIGHT | 273 | 76.7009 | 65.8257 | Number of devices per pole 1: 0610; Number of devices per pole 2: 0650; Number of devices per pole 1: 1070; Number of devices per pole 2: 1160; Number of devices per pole 1: 1120; Number of devices per pole 2: 1140; Number of devices per pole 3: 1150; Number of devices per pole 3: 1380; Number of devices per pole 4: 1450
HIGH PRESSURE SODIUM 250W (210/220) | HPS0110-TA | 250 | High Pressure Sodium 250 | STREET LIGHT | 273 | 53.0907 | 68.865 | 0060 | 0960 | 1020 | 0970 | 0230 | 0760 | 0930 |  | 0320 | 0390 | 0430 | 0470 |  | 0510 | 0550 | 0590
METAL HALIDE/HPS 250W FLOOD (210/220) | HPS0110-TA | 250 | High Pressure Sodium 250 | FLOOD LIGHT | 273 | 53.0907 | 68.865 | Number of devices per pole 1: 0610; Number of devices per pole 2: 0650; Number of devices per pole 1: 1070; Number of devices per pole 2: 1160; Number of devices per pole 1: 1120; Number of devices per pole 2: 1140; Number of devices per pole 3: 1150; Number of devices per pole 3: 1380; Number of devices per pole 4: 1450
HIGH PRESSURE SODIUM 2X250 W OR 2X400 W FLOOD | HPS0120-ST | 2x250 | High Pressure Sodium 2x250 | FLOOD LIGHT | 546 | 87.7032 | 83.3761 | Number of devices per pole 2: 1490; Number of devices per pole 3: 0860; Number of devices per pole 4: 0870
HIGH PRESSURE SODIUM 2X250 W OR 2X400 W FLOOD | HPS0120-TA | 2x250 | High Pressure Sodium 2x250 | FLOOD LIGHT | 546 | 64.5746 | 96.5009 | Number of devices per pole 2: 1490; Number of devices per pole 3: 0860; Number of devices per pole 4: 0870
HIGH PRESSURE SODIUM 2X250 W OR 2X400 W FLOOD | HPS0130-ST | 4x250 | High Pressure Sodium 4x250 | FLOOD LIGHT | 1092 | 109.7079 | 118.477 | Number of devices per pole 2: 1490; Number of devices per pole 3: 0860; Number of devices per pole 4: 0870
HIGH PRESSURE SODIUM 2X250 W OR 2X400 W FLOOD | HPS0130-TA | 4x250 | High Pressure Sodium 4x250 | FLOOD LIGHT | 1092 | 87.5425 | 151.7726 | Number of devices per pole 2: 1490; Number of devices per pole 3: 0860; Number of devices per pole 4: 0870
HIGH PRESSURE SODIUM 400W (310/360) | HPS0140-ST | 310 (Retrofit) | High Pressure Sodium 310 (Retrofit) | STREET LIGHT | 350 | 76.7009 | 65.8257 | 0070 | 1030 |  |  | 0240 | 0770 |  | 1060 | 0330 | 0400 | 0440 | 0480 |  | 0520 | 0560 | 0600
HIGH PRESSURE SODIUM 400W (310/360) | HPS0150-ST | 2x310 | High Pressure Sodium 2x310 | STREET LIGHT | 700 | 87.7032 | 83.3761 | 0070 | 1030 |  |  | 0240 | 0770 |  | 1060 | 0330 | 0400 | 0440 | 0480 |  | 0520 | 0560 | 0600
HIGH PRESSURE SODIUM 400W (310/360) | HPS0160-ST | 360 | High Pressure Sodium 360 | STREET LIGHT | 396 | 79.5505 | 70.4172 | 0070 | 1030 |  |  | 0240 | 0770 |  | 1060 | 0330 | 0400 | 0440 | 0480 |  | 0520 | 0560 | 0600
METAL HALIDE/HPS 400W FLOOD (310/360) | HPS0160-ST | 360 | High Pressure Sodium 360 | FLOOD LIGHT | 396 | 79.5505 | 70.4172 | 0620 | 0660 |  |  | 1100 | 0900 | 1250 |  | 1170 | 1130 |  |  |  | 0260 | 0270 | 0280
HIGH PRESSURE SODIUM 400W (310/360) | HPS0170-ST | 400 | High Pressure Sodium 400 | STREET LIGHT | 440 | 79.5505 | 70.4172 | 0070 | 1030 |  |  | 0240 | 0770 |  | 1060 | 0330 | 0400 | 0440 | 0480 |  | 0520 | 0560 | 0600
METAL HALIDE/HPS 400W FLOOD (310/360) | HPS0170-ST | 400 | High Pressure Sodium 400 | FLOOD LIGHT | 440 | 79.5505 | 70.4172 | 0620 | 0660 |  |  | 1100 | 0900 | 1250 |  | 1170 | 1130 |  |  |  | 0260 | 0270 | 0280
HIGH PRESSURE SODIUM 400 W POST TOP | HPS0170-ST | 400 | High Pressure Sodium 400 | POST TOP | 440 | 79.5505 | 70.4172
HIGH PRESSURE SODIUM 400W (310/360) | HPS0170-TA | 400 | High Pressure Sodium 400 | STREET LIGHT | 440 | 58.1263 | 79.4836 | 0070 | 1030 |  |  | 0240 | 0770 |  | 1060 | 0330 | 0400 | 0440 | 0480 |  | 0520 | 0560 | 0600
METAL HALIDE/HPS 400W FLOOD (310/360) | HPS0170-TA | 400 | High Pressure Sodium 400 | FLOOD LIGHT | 440 | 58.1263 | 79.4836 | 0620 | 0660 |  |  | 1100 | 0900 | 1250 |  | 1170 | 1130 |  |  |  | 0260 | 0270 | 0280
HIGH PRESSURE SODIUM 2X250 W OR 2X400 W FLOOD | HPS0180-ST | 2x400 | High Pressure Sodium 2x400 | FLOOD LIGHT | 880 | 93.4024 | 92.5592 | Number of devices per pole 2: 1490; Number of devices per pole 3: 0860; Number of devices per pole 4: 0870
HIGH PRESSURE SODIUM 2X250 W OR 2X400 W FLOOD | HPS0180-TA | 2x400 | High Pressure Sodium 2x400 | FLOOD LIGHT | 880 | 74.6458 | 117.738 | Number of devices per pole 2: 1490; Number of devices per pole 3: 0860; Number of devices per pole 4: 0870
HIGH PRESSURE SODIUM 3X400 W POST TOP | HPS0190-ST | 3x400 | High Pressure Sodium 3x400 | POST TOP | 1320 | 107.2543 | 114.7011 | Number of devices per pole 1: 1470
HIGH PRESSURE SODIUM 3X400 W POST TOP | HPS0200-ST | 4x400 | High Pressure Sodium 4x400 | POST TOP | 1760 | 121.1062 | 136.8431 | Number of devices per pole 1: 1470
HIGH PRESSURE SODIUM 600W HIGH MAST | HPS0210-ST | 600 (Internal Ignitor) | High Pressure Sodium 600 (Internal Ignitor) | HIGH MAST | 650 | 100.6347 | 113.6966 | Number of devices per pole 1: 0190; Number of devices per pole 1: 0250; Number of devices per pole 2: 0700; Number of devices per pole 1: 0340
HIGH PRESSURE SODIUM 600W HIGH MAST | HPS0220-ST | 2x600 | High Pressure Sodium 2x600 | HIGH MAST | 1300 | 135.5708 | 179.1179 | Number of devices per pole 1: 0190; Number of devices per pole 1: 0250; Number of devices per pole 2: 0700; Number of devices per pole 1: 0340
HIGH PRESSURE SODIUM 600W HIGH MAST | HPS0230-ST | 4x600 | High Pressure Sodium 4x600 | HIGH MAST | 2600 | 205.443 | 309.9605 | Number of devices per pole 1: 0190; Number of devices per pole 1: 0250; Number of devices per pole 2: 0700; Number of devices per pole 1: 0340
HIGH PRESSURE SODIUM 600W HIGH MAST | HPS0240-ST | 6x600 | High Pressure Sodium 6x600 | HIGH MAST | 3900 | 275.3152 | 440.8032 | Number of devices per pole 1: 0190; Number of devices per pole 1: 0250; Number of devices per pole 2: 0700; Number of devices per pole 1: 0340
METAL HALIDE 1000W FLOODLIGHT | HPS0250-ST | 1000 | High Pressure Sodium 1000 | FLOOD LIGHT | 1064 | 141.0955 | 191.4333 | Number of devices per pole 1: 0120; Number of devices per pole 2: 1040; Number of devices per pole 1: 1110; Number of devices per pole 2: 0850; Number of devices per pole 3: 0840; Number of devices per pole 4: 1050
METAL HALIDE 1000W FLOODLIGHT | HPS0260-ST | 4x1000 | High Pressure Sodium 4x1000 | FLOOD LIGHT | 4256 | 141.0955 | 191.4333 | Number of devices per pole 1: 0120; Number of devices per pole 2: 1040; Number of devices per pole 1: 1110; Number of devices per pole 2: 0850; Number of devices per pole 3: 0840; Number of devices per pole 4: 1050
MERCURY VAPOUR 80W | INC0010-ST | 30 | Incandescent 30 | STREET LIGHT | 30 | 128.4022 | 18.153 | 0010 | 0740 | 0820 | 0830 | 0810 | 1260 |  |  | 0990 | 1000 | 1460 | 1500
MERCURY VAPOUR 80W | INC0020-ST | 40 | Incandescent 40 | STREET LIGHT | 40 | 128.4022 | 18.153 | 0010 | 0740 | 0820 | 0830 | 0810 | 1260 |  |  | 0990 | 1000 | 1460 | 1500
MERCURY VAPOUR 80W | INC0030-ST | 60 | Incandescent 60 | STREET LIGHT | 60 | 128.4022 | 18.153 | 0010 | 0740 | 0820 | 0830 | 0810 | 1260 |  |  | 0990 | 1000 | 1460 | 1500
MERCURY VAPOUR 80W | INC0040-ST | 75 | Incandescent 75 | STREET LIGHT | 75 | 128.4022 | 18.153 | 0010 | 0740 | 0820 | 0830 | 0810 | 1260 |  |  | 0990 | 1000 | 1460 | 1500
MERCURY VAPOUR 80W | INC0050-ST | 100 | Incandescent 100 | STREET LIGHT | 100 | 128.4022 | 18.153 | 0010 | 0740 | 0820 | 0830 | 0810 | 1260 |  |  | 0990 | 1000 | 1460 | 1500
MERCURY VAPOUR 80W | INC0060-ST | 3x100 | Incandescent 3x100 | STREET LIGHT | 300 | 129.8738 | 19.1506 | 0010 | 0740 | 0820 | 0830 | 0810 | 1260 |  |  | 0990 | 1000 | 1460 | 1500
MERCURY VAPOUR 80W | INC0070-ST | 130 | Incandescent 130 | STREET LIGHT | 130 | 128.4022 | 18.153 | 0010 | 0740 | 0820 | 0830 | 0810 | 1260 |  |  | 0990 | 1000 | 1460 | 1500
MERCURY VAPOUR 80W | INC0080-ST | 150 | Incandescent 150 | STREET LIGHT | 150 | 128.4022 | 20.9032 | 0010 | 0740 | 0820 | 0830 | 0810 | 1260 |  |  | 0990 | 1000 | 1460 | 1500
MERCURY VAPOUR 80W | INC0090-ST | 200 | Incandescent 200 | STREET LIGHT | 200 | 128.4022 | 20.9032 | 0010 | 0740 | 0820 | 0830 | 0810 | 1260 |  |  | 0990 | 1000 | 1460 | 1500
MERCURY VAPOUR 80W | INC0100-ST | 300 | Incandescent 300 | STREET LIGHT | 300 | 128.4022 | 20.9032 | 0010 | 0740 | 0820 | 0830 | 0810 | 1260 |  |  | 0990 | 1000 | 1460 | 1500
BULKHEADS ETC | INC0110-ST | 500 | Incandescent 500 | BULKHEAD | 500 | 128.4022 | 20.9032
MERCURY VAPOUR 80W | INC0110-ST | 500 | Incandescent 500 | STREET LIGHT | 500 | 128.4022 | 20.9032 | 0010 | 0740 | 0820 | 0830 | 0810 | 1260 |  |  | 0990 | 1000 | 1460 | 1500
MERCURY VAPOUR 80W | INC0120-ST | 750 | Incandescent 750 | STREET LIGHT | 750 | 128.4022 | 20.9032 | 0010 | 0740 | 0820 | 0830 | 0810 | 1260 |  |  | 0990 | 1000 | 1460 | 1500
MERCURY VAPOUR 80W | INC0130-ST | 800 | Incandescent 800 | STREET LIGHT | 800 | 128.4022 | 20.9032 | 0010 | 0740 | 0820 | 0830 | 0810 | 1260 |  |  | 0990 | 1000 | 1460 | 1500
NO CAPITAL | INC0140-ST | 1000 | Incandescent 1000 | FLOOD LIGHT | 1000 | 128.4022 | 20.9032 | Number of devices per pole 1: OBSOLETE | OBSOLETE | OBSOLETE
NO CAPITAL | INC0150-ST | 1440 | Incandescent 1440 | FLOOD LIGHT | 1440 | 128.4022 | 20.9032 | Number of devices per pole 1: OBSOLETE | OBSOLETE | OBSOLETE
METAL HALIDE/HPS 400W FLOOD (310/360) | INC0160-ST | 1500 | Incandescent 1500 | FLOOD LIGHT | 1500 | 128.4022 | 20.9032 | 0620 | 0660 |  |  | 1100 | 0900 | 1250 |  | 1170 | 1130 |  |  |  | 0260 | 0270 | 0280
METAL HALIDE/HPS 400W FLOOD (310/360) | INC0170-ST | 2880 | Incandescent 2880 | FLOOD LIGHT | 2880 | 128.4022 | 20.9032 | 0620 | 0660 |  |  | 1100 | 0900 | 1250 |  | 1170 | 1130 |  |  |  | 0260 | 0270 | 0280
HIGH PRESSURE SODIUM 70W (100) | LPS0010-ST | 18 | Low Pressure Sodium 18 | STREET LIGHT | 29 | 88.2135 | 52.3237 | Number of devices per pole 1: 0040; Number of devices per pole 2: 0890; Number of devices per pole 3: 0750; Number of devices per pole 4: 0920; Number of devices per pole 1: 0350; Number of devices per pole 2: 0910; Number of devices per pole 1: 0360; Number of devices per pole 2: 0730; Number of devices per pole 4: 0880
HIGH PRESSURE SODIUM 70W (100) | LPS0020-ST | 35 | Low Pressure Sodium 35 | STREET LIGHT | 60 | 88.2135 | 52.3237 | Number of devices per pole 1: 0040; Number of devices per pole 2: 0890; Number of devices per pole 3: 0750; Number of devices per pole 4: 0920; Number of devices per pole 1: 0350; Number of devices per pole 2: 0910; Number of devices per pole 1: 0360; Number of devices per pole 2: 0730; Number of devices per pole 4: 0880
HIGH PRESSURE SODIUM 70W (100) | LPS0030-ST | 55 | Low Pressure Sodium 55 | STREET LIGHT | 80 | 88.2135 | 52.3237 | Number of devices per pole 1: 0040; Number of devices per pole 2: 0890; Number of devices per pole 3: 0750; Number of devices per pole 4: 0920; Number of devices per pole 1: 0350; Number of devices per pole 2: 0910; Number of devices per pole 1: 0360; Number of devices per pole 2: 0730; Number of devices per pole 4: 0880
HIGH PRESSURE SODIUM 150W | LPS0040-ST | 90/100 | Low Pressure Sodium 90/100 | STREET LIGHT | 120 | 89.7353 | 54.4878 | 0050 | 1010 |  |  | 0220 | 0980 |  |  | 0310 | 0690 | 0710 | 0720 |  |  | 1360 | 1370
HIGH PRESSURE SODIUM 250W (210/220) | LPS0050-ST | 135 | Low Pressure Sodium 135 | STREET LIGHT | 170 | 89.0817 | 57.1143 | 0060 | 0960 | 1020 | 0970 | 0230 | 0760 | 0930 |  | 0320 | 0390 | 0430 | 0470 |  | 0510 | 0550 | 0590
HIGH PRESSURE SODIUM 250W (210/220) | LPS0060-ST | 150 | Low Pressure Sodium 150 | STREET LIGHT | 186 | 102.4891 | 62.2618 | 0060 | 0960 | 1020 | 0970 | 0230 | 0760 | 0930 |  | 0320 | 0390 | 0430 | 0470 |  | 0510 | 0550 | 0590
HIGH PRESSURE SODIUM 250W (210/220) | LPS0070-ST | 160 | Low Pressure Sodium 160 | STREET LIGHT | 194 | 102.4891 | 62.2618 | 0060 | 0960 | 1020 | 0970 | 0230 | 0760 | 0930 |  | 0320 | 0390 | 0430 | 0470 |  | 0510 | 0550 | 0590
HIGH PRESSURE SODIUM 250W (210/220) | LPS0080-ST | 180 | Low Pressure Sodium 180 | STREET LIGHT | 212 | 102.4891 | 62.2618 | 0060 | 0960 | 1020 | 0970 | 0230 | 0760 | 0930 |  | 0320 | 0390 | 0430 | 0470 |  | 0510 | 0550 | 0590
HIGH PRESSURE SODIUM 400W (310/360) | LPS0090-ST | 310 | Low Pressure Sodium 310 | STREET LIGHT | 340 | 102.4891 | 62.2618 | 0070 | 1030 |  |  | 0240 | 0770 |  | 1060 | 0330 | 0400 | 0440 | 0480 |  | 0520 | 0560 | 0600
HIGH PRESSURE SODIUM 70W (100) | MHC0010-ST | 150 | Metal Hallide (Constant Control Gear) 150 | STREET LIGHT | 173 | 101.3494 | 65.2118 | Number of devices per pole 1: 0040; Number of devices per pole 2: 0890; Number of devices per pole 3: 0750; Number of devices per pole 4: 0920; Number of devices per pole 1: 0350; Number of devices per pole 2: 0910; Number of devices per pole 1: 0360; Number of devices per pole 2: 0730; Number of devices per pole 4: 0880
HIGH PRESSURE SODIUM 70W (100) | MHC0020-ST | 250 | Metal Hallide (Constant Control Gear) 250 | STREET LIGHT | 286 | 101.3494 | 65.2118 | Number of devices per pole 1: 0040; Number of devices per pole 2: 0890; Number of devices per pole 3: 0750; Number of devices per pole 4: 0920; Number of devices per pole 1: 0350; Number of devices per pole 2: 0910; Number of devices per pole 1: 0360; Number of devices per pole 2: 0730; Number of devices per pole 4: 0880
HIGH PRESSURE SODIUM 70W (100) | MHC0030-ST | 400 | Metal Hallide (Constant Control Gear) 400 | STREET LIGHT | 449 | 104.3248 | 68.8336 | Number of devices per pole 1: 0040; Number of devices per pole 2: 0890; Number of devices per pole 3: 0750; Number of devices per pole 4: 0920; Number of devices per pole 1: 0350; Number of devices per pole 2: 0910; Number of devices per pole 1: 0360; Number of devices per pole 2: 0730; Number of devices per pole 4: 0880
HIGH PRESSURE SODIUM 70W (100) | MHR0010-ST | 70 | Metal Hallide (Reactor Control Gear) 70 | STREET LIGHT | 81.5 | 101.3494 | 65.2118 | Number of devices per pole 1: 0040; Number of devices per pole 2: 0890; Number of devices per pole 3: 0750; Number of devices per pole 4: 0920; Number of devices per pole 1: 0350; Number of devices per pole 2: 0910; Number of devices per pole 1: 0360; Number of devices per pole 2: 0730; Number of devices per pole 4: 0880
HIGH PRESSURE SODIUM 70W (100) | MHR0020-ST | 100 | Metal Hallide (Reactor Control Gear) 100 | STREET LIGHT | 110 | 101.3494 | 65.2118 | Number of devices per pole 1: 0040; Number of devices per pole 2: 0890; Number of devices per pole 3: 0750; Number of devices per pole 4: 0920; Number of devices per pole 1: 0350; Number of devices per pole 2: 0910; Number of devices per pole 1: 0360; Number of devices per pole 2: 0730; Number of devices per pole 4: 0880
HIGH PRESSURE SODIUM 150W | MHR0030-ST | 150 | Metal Hallide (Reactor Control Gear) 150 | STREET LIGHT | 168 | 115.2954 | 70.9921 | 0050 | 1010 |  |  | 0220 | 0980 |  |  | 0310 | 0690 | 0710 | 0720 |  |  | 1360 | 1370
HIGH PRESSURE SODIUM 150W | MHR0040-ST | 4x150 | Metal Hallide (Reactor Control Gear) 4x150 | STREET LIGHT | 672 | 194.5698 | 175.5057 | 0050 | 1010 |  |  | 0220 | 0980 |  |  | 0310 | 0690 | 0710 | 0720 |  |  | 1360 | 1370
HIGH PRESSURE SODIUM 150W | MHR0050-ST | 175 | Metal Hallide (Reactor Control Gear) 175 | STREET LIGHT | 191 | 115.2954 | 70.9921 | 0050 | 1010 |  |  | 0220 | 0980 |  |  | 0310 | 0690 | 0710 | 0720 |  |  | 1360 | 1370
HIGH PRESSURE SODIUM 250W (210/220) | MHR0060-ST | 250 | Metal Hallide (Reactor Control Gear) 250 | STREET LIGHT | 268 | 115.2954 | 70.9921 | 0060 | 0960 | 1020 | 0970 | 0230 | 0760 | 0930 |  | 0320 | 0390 | 0430 | 0470 |  | 0510 | 0550 | 0590
METAL HALIDE DECORATIVE 250W | MHR0060-ST | 250 | Metal Hallide (Reactor Control Gear) 250 | DECORATIVE | 268 | 115.2954 | 70.9921
METAL HALIDE/HPS 250W FLOOD (210/220) | MHR0060-ST | 250 | Metal Hallide (Reactor Control Gear) 250 | FLOOD LIGHT | 268 | 115.2954 | 70.9921 | Number of devices per pole 1: 0610; Number of devices per pole 2: 0650; Number of devices per pole 1: 1070; Number of devices per pole 2: 1160; Number of devices per pole 1: 1120; Number of devices per pole 2: 1140; Number of devices per pole 3: 1150; Number of devices per pole 3: 1380; Number of devices per pole 4: 1450
HIGH PRESSURE SODIUM 250W (210/220) | MHR0070-ST | 400 | Metal Hallide (Reactor Control Gear) 400 | STREET LIGHT | 425 | 118.2707 | 74.6139 | 0060 | 0960 | 1020 | 0970 | 0230 | 0760 | 0930 |  | 0320 | 0390 | 0430 | 0470 |  | 0510 | 0550 | 0590
METAL HALIDE/HPS 400W FLOOD (310/360) | MHR0070-ST | 400 | Metal Hallide (Reactor Control Gear) 400 | FLOOD LIGHT | 425 | 118.2707 | 74.6139 | 0620 | 0660 |  |  | 1100 | 0900 | 1250 |  | 1170 | 1130 |  |  |  | 0260 | 0270 | 0280
NO CAPITAL | MHR0080-ST | 2x400 | Metal Hallide (Reactor Control Gear) 2x400 | FLOOD LIGHT | 850 | 147.6709 | 113.0737 | Number of devices per pole 1: OBSOLETE | OBSOLETE | OBSOLETE
NO CAPITAL | MHR0090-ST | 500 | Metal Hallide (Reactor Control Gear) 500 | FLOOD LIGHT | 525 | 118.2707 | 74.6139 | Number of devices per pole 1: OBSOLETE | OBSOLETE | OBSOLETE
METAL HALIDE 1000W FLOODLIGHT | MHR0100-ST | 1000 | Metal Hallide (Reactor Control Gear) 1000 | FLOOD LIGHT | 1040 | 188.198 | 168.2056 | Number of devices per pole 1: 0120; Number of devices per pole 2: 1040; Number of devices per pole 1: 1110; Number of devices per pole 2: 0850; Number of devices per pole 3: 0840; Number of devices per pole 4: 1050
METAL HALIDE 1000W FLOODLIGHT | MHR0110-ST | 1500 | Metal Hallide (Reactor Control Gear) 1500 | FLOOD LIGHT | 1560 | 188.198 | 168.2056 | Number of devices per pole 1: 0120; Number of devices per pole 2: 1040; Number of devices per pole 1: 1110; Number of devices per pole 2: 0850; Number of devices per pole 3: 0840; Number of devices per pole 4: 1050
METAL HALIDE 1000W FLOODLIGHT | MHR0120-ST | 2000 | Metal Hallide (Reactor Control Gear) 2000 | FLOOD LIGHT | 2070 | 188.198 | 168.2056 | Number of devices per pole 1: 0120; Number of devices per pole 2: 1040; Number of devices per pole 1: 1110; Number of devices per pole 2: 0850; Number of devices per pole 3: 0840; Number of devices per pole 4: 1050
METAL HALIDE 1000W FLOODLIGHT | MHR0130-ST | 3745 | Metal Hallide (Reactor Control Gear) 3745 | FLOOD LIGHT | 3745 | 188.198 | 168.2056 | Number of devices per pole 1: 0120; Number of devices per pole 2: 1040; Number of devices per pole 1: 1110; Number of devices per pole 2: 0850; Number of devices per pole 3: 0840; Number of devices per pole 4: 1050
MERCURY VAPOUR 80W | MVA0010-ST | 50 | Mercury Vapour 50 | STREET LIGHT | 65 | 67.0289 | 34.1367 | 0010 | 0740 | 0820 | 0830 | 0810 | 1260 |  |  | 0990 | 1000 | 1460 | 1500
MERCURY VAPOUR 80W | MVA0020-ST | 80 | Mercury Vapour 80 | STREET LIGHT | 95.8 | 67.3834 | 34.3961 | 0010 | 0740 | 0820 | 0830 | 0810 | 1260 |  |  | 0990 | 1000 | 1460 | 1500
MERCURY VAPOUR 80W | MVA0030-ST | 2x80 | Mercury Vapour 2x80 | STREET LIGHT | 191.6 | 71.2898 | 41.1742 | 0010 | 0740 | 0820 | 0830 | 0810 | 1260 |  |  | 0990 | 1000 | 1460 | 1500
MERCURY VAPOUR 80W | MVA0040-ST | 3x80 | Mercury Vapour 3x80 | STREET LIGHT | 287.4 | 75.1963 | 47.9522 | 0010 | 0740 | 0820 | 0830 | 0810 | 1260 |  |  | 0990 | 1000 | 1460 | 1500
MERCURY VAPOUR 80W | MVA0050-ST | 4x80 | Mercury Vapour 4x80 | STREET LIGHT | 383.2 | 75.1963 | 47.9522 | 0010 | 0740 | 0820 | 0830 | 0810 | 1260 |  |  | 0990 | 1000 | 1460 | 1500
MERCURY VAPOUR 80W | MVA0060-ST | 6x80 | Mercury Vapour 6x80 | STREET LIGHT | 574.8 | 86.9157 | 68.2864 | 0010 | 0740 | 0820 | 0830 | 0810 | 1260 |  |  | 0990 | 1000 | 1460 | 1500
MERCURY VAPOUR 80W | MVA0070-ST | 7x80 | Mercury Vapour 7x80 | STREET LIGHT | 670.6 | 90.8222 | 75.0644 | 0010 | 0740 | 0820 | 0830 | 0810 | 1260 |  |  | 0990 | 1000 | 1460 | 1500
MERCURY VAPOUR 80W | MVA0080-ST | 125 | Mercury Vapour 125 | STREET LIGHT | 142 | 67.1993 | 34.7641 | 0010 | 0740 | 0820 | 0830 | 0810 | 1260 |  |  | 0990 | 1000 | 1460 | 1500
MERCURY VAPOUR 80W | MVA0090-ST | 2x125 | Mercury Vapour 2x125 | STREET LIGHT | 284 | 71.8721 | 41.9632 | 0010 | 0740 | 0820 | 0830 | 0810 | 1260 |  |  | 0990 | 1000 | 1460 | 1500
MERCURY VAPOUR 80W | MVA0100-ST | 3x125 | Mercury Vapour 3x125 | STREET LIGHT | 426 | 76.5448 | 49.1623 | 0010 | 0740 | 0820 | 0830 | 0810 | 1260 |  |  | 0990 | 1000 | 1460 | 1500
MERCURY VAPOUR 80W | MVA0110-ST | 6x125 | Mercury Vapour 6x125 | STREET LIGHT | 852 | 90.5632 | 70.7596 | 0010 | 0740 | 0820 | 0830 | 0810 | 1260 |  |  | 0990 | 1000 | 1460 | 1500
MERCURY VAPOUR 80W | MVA0120-ST | 160 | Mercury Vapour 160 | STREET LIGHT | 175 | 76.3943 | 39.9115 | 0010 | 0740 | 0820 | 0830 | 0810 | 1260 |  |  | 0990 | 1000 | 1460 | 1500
MERCURY VAPOUR 80W | MVA0130-ST | 2x160 | Mercury Vapour 2x160 | STREET LIGHT | 350 | 81.0671 | 47.1106 | 0010 | 0740 | 0820 | 0830 | 0810 | 1260 |  |  | 0990 | 1000 | 1460 | 1500
MERCURY VAPOUR 80W | MVA0140-ST | 3x160 | Mercury Vapour 3x160 | STREET LIGHT | 525 | 85.7399 | 54.3097 | 0010 | 0740 | 0820 | 0830 | 0810 | 1260 |  |  | 0990 | 1000 | 1460 | 1500
MERCURY VAPOUR 80W | MVA0150-ST | 6x160 | Mercury Vapour 6x160 | STREET LIGHT | 1050 | 99.7582 | 75.907 | 0010 | 0740 | 0820 | 0830 | 0810 | 1260 |  |  | 0990 | 1000 | 1460 | 1500
MERCURY VAPOUR 80W | MVA0160-ST | 9x160 | Mercury Vapour 9x160 | STREET LIGHT | 1575 | 76.3943 | 39.9115 | 0010 | 0740 | 0820 | 0830 | 0810 | 1260 |  |  | 0990 | 1000 | 1460 | 1500
MERCURY VAPOUR 250W | MVA0170-ST | 175 | Mercury Vapour 175 | STREET LIGHT | 195 | 76.3943 | 39.9115 | 0020 | 0940 |  |  | 0200 | 0780 |  |  | 0290 | 0370 | 0410 | 0450 |  | 0490 | 0530 | 0570
MERCURY VAPOUR 250W | MVA0180-ST | 2x175 | Mercury Vapour 2x175 | STREET LIGHT | 390 | 81.0671 | 47.1106 | 0020 | 0940 |  |  | 0200 | 0780 |  |  | 0290 | 0370 | 0410 | 0450 |  | 0490 | 0530 | 0570
MERCURY VAPOUR 250W | MVA0190-ST | 250 | Mercury Vapour 250 | STREET LIGHT | 270 | 79.8877 | 44.7178 | 0020 | 0940 |  |  | 0200 | 0780 |  |  | 0290 | 0370 | 0410 | 0450 |  | 0490 | 0530 | 0570
MERCURY VAPOUR 400W | MVA0220-ST | 400 | Mercury Vapour 400 | STREET LIGHT | 430 | 90.342 | 58.9733 | 0030 | 0950 |  |  | 0210 | 0790 |  |  | 0300 | 0380 | 0420 |  |  | 0500 | 0540 | 0580
MERCURY VAPOUR 400W | MVA0220-ST | 400 | Mercury Vapour 400 | STREET LIGHT | 430 | 90.342 | 58.9733 | 0030 | 0950 |  |  | 0210 | 0790 |  |  | 0300 | 0380 | 0420 |  |  | 0500 | 0540 | 0580
MERCURY VAPOUR 400W | MVA0230-ST | 2x400 | Mercury Vapour 2x400 | STREET LIGHT | 860 | 90.342 | 58.9733 | 0030 | 0950 |  |  | 0210 | 0790 |  |  | 0300 | 0380 | 0420 |  |  | 0500 | 0540 | 0580
MERCURY VAPOUR 400W | MVA0240-ST | 3x400 | Mercury Vapour 3x400 | STREET LIGHT | 1290 | 99.6522 | 72.1038 | 0030 | 0950 |  |  | 0210 | 0790 |  |  | 0300 | 0380 | 0420 |  |  | 0500 | 0540 | 0580
MERCURY VAPOUR 400W | MVA0250-ST | 500 | Mercury Vapour 500 | STREET LIGHT | 530 | 81.0318 | 45.8429 | 0030 | 0950 |  |  | 0210 | 0790 |  |  | 0300 | 0380 | 0420 |  |  | 0500 | 0540 | 0580
MERCURY VAPOUR 400W | MVA0270-ST | 2x700 | Mercury Vapour 2x700 | STREET LIGHT | 1480 | 100.5711 | 74.0862 | 0030 | 0950 |  |  | 0210 | 0790 |  |  | 0300 | 0380 | 0420 |  |  | 0500 | 0540 | 0580
MERCURY VAPOUR 400W | MVA0280-ST | 800 | Mercury Vapour 800 | STREET LIGHT | 850 | 86.1463 | 53.3993 | 0030 | 0950 |  |  | 0210 | 0790 |  |  | 0300 | 0380 | 0420 |  |  | 0500 | 0540 | 0580
HIGH PRESSURE SODIUM 600W HIGH MAST | MVA0260-ST | 700 | Mercury Vapour 700 | HIGH MAST | 740 | 86.1463 | 53.3993 | Number of devices per pole 1: 0190; Number of devices per pole 1: 0250; Number of devices per pole 2: 0700; Number of devices per pole 1: 0340
METAL HALIDE 1000W FLOODLIGHT | MVA0290-ST | 1000 | Mercury Vapour 1000 | FLOOD LIGHT | 1040 | 109.1704 | 91.7514 | Number of devices per pole 1: 0120; Number of devices per pole 2: 1040; Number of devices per pole 1: 1110; Number of devices per pole 2: 0850; Number of devices per pole 3: 0840; Number of devices per pole 4: 1050
METAL HALIDE 1000W FLOODLIGHT | MVA0300-ST | 4x1000 | Mercury Vapour 4x1000 | FLOOD LIGHT | 4160 | 221.5168 | 268.8685 | Number of devices per pole 1: 0120; Number of devices per pole 2: 1040; Number of devices per pole 1: 1110; Number of devices per pole 2: 0850; Number of devices per pole 3: 0840; Number of devices per pole 4: 1050
METAL HALIDE 1000W FLOODLIGHT | MVA0310-ST | 6x1000 | Mercury Vapour 6x1000 | FLOOD LIGHT | 6240 | 296.4144 | 386.9466 | Number of devices per pole 1: 0120; Number of devices per pole 2: 1040; Number of devices per pole 1: 1110; Number of devices per pole 2: 0850; Number of devices per pole 3: 0840; Number of devices per pole 4: 1050
METAL HALIDE 1000W FLOODLIGHT | MVA0320-ST | 1625 | Mercury Vapour 1625 | FLOOD LIGHT | 1690 | 109.1704 | 91.7514 | Number of devices per pole 1: 0120; Number of devices per pole 2: 1040; Number of devices per pole 1: 1110; Number of devices per pole 2: 0850; Number of devices per pole 3: 0840; Number of devices per pole 4: 1050
COMPACT FLUORESCENT 42W | FLU0350-ST | 42 | Compact Fluorescent 1x42 | STREET LIGHT | 46.4 | 80.1451 | 55.2804 | 1620 | 1630 | 1640 | 1650 | 1660 | 1670 | 1680 | 1690 | 1700 | 1710 | 1720 | 1730
T5 2x14W | FLU0360-ST | 2x14 | T5 2x14W | STREET LIGHT | 30.2 | 78.4112 | 56.9925 | 1740 | 1750 | 1760 | 1770 | 1780 | 1790 | 1800 | 1810 | 1820 | 1830 | 1840 | 1850
T5 2x24W | FLU0370-ST | 2x24 | T5 2x24W | STREET LIGHT | 47 | 83.7933 | 65.5959 | 1860 | 1870 | 1880 | 1890 | 1900 | 1910 | 1920 | 1930 | 1940 | 1950 | 1960 | 1970

## Tariff Schedule Lookup Table (hidden)
Tariff Schedule Lookup Table
Description
This spreadsheet contains two types of lookup data: 1. The National Electricity Market Load Tables for Unmetered Connection Points. The lamp codes are generated by Country Energy, not NEMMCO 2. The Mapping of constructions to unique capital codes.
Lamp Code | Description | Nominal Rating | Total Watts | Equivalent / Replacement Construction | Capital Code | Capital Code | Equivalent / Replacement Construction | Dedicated Pole Type | Number of lights
FLU0010 | Fluorescent 9 | 9 | 9 | NO CAPITALNO CAPITAL | 1 | 1 | NO CAPITAL | NO CAPITAL | 1
FLU0020 | Fluorescent 11 | 11 | 11 | MAINTENANCE COMPONENTNO CAPITAL | 5 | 5 | MAINTENANCE COMPONENT | NO CAPITAL | 1
FLU0030 | Fluorescent 13 | 13 | 13 | MERCURY VAPOUR 80WSHARED OR NO POLE1 | 10 | 10 | MERCURY VAPOUR 80W | SHARED OR NO POLE | 1
FLU0040 | Fluorescent 15 | 15 | 15 | MERCURY VAPOUR 250W SHARED OR NO POLE1 | 20 | 20 | MERCURY VAPOUR 250W | SHARED OR NO POLE | 1
FLU0050 | Fluorescent 20 | 20 | 29 | MERCURY VAPOUR 400WSHARED OR NO POLE1 | 30 | 30 | MERCURY VAPOUR 400W | SHARED OR NO POLE | 1
FLU0060 | Fluorescent Twin 20 | Twin 20 | 50 | HIGH PRESSURE SODIUM 70W (100)SHARED OR NO POLE1 | 40 | 40 | HIGH PRESSURE SODIUM 70W (100) | SHARED OR NO POLE | 1
FLU0070 | Fluorescent 3x20 | 3x20 | 77 | HIGH PRESSURE SODIUM 150WSHARED OR NO POLE1 | 50 | 50 | HIGH PRESSURE SODIUM 150W | SHARED OR NO POLE | 1
FLU0080 | Fluorescent 4x20 | 4x20 | 100 | HIGH PRESSURE SODIUM 250W (210/220)SHARED OR NO POLE1 | 60 | 60 | HIGH PRESSURE SODIUM 250W (210/220) | SHARED OR NO POLE | 1
FLU0090 | Fluorescent 6x20 | 6x20 | 150 | HIGH PRESSURE SODIUM 400W (310/360)SHARED OR NO POLE1 | 70 | 70 | HIGH PRESSURE SODIUM 400W (310/360) | SHARED OR NO POLE | 1
FLU0100 | Fluorescent 26 | 26 | 32 | HIGH PRESSURE SODIUM 50W TWIN ARCSHARED OR NO POLE1 | 80 | 80 | HIGH PRESSURE SODIUM 50W TWIN ARC | SHARED OR NO POLE | 1
FLU0110 | Fluorescent 2x26 | 2x26 | 64 | HIGH PRESSURE SODIUM 70W TWIN ARCSHARED OR NO POLE1 | 90 | 90 | HIGH PRESSURE SODIUM 70W TWIN ARC | SHARED OR NO POLE | 1
FLU0120 | Fluorescent 6x36 | 6x36 | 192 | 35W LOW PRESSURE SODIUMSHARED OR NO POLE1 | 100 | 100 | 35W LOW PRESSURE SODIUM | SHARED OR NO POLE | 1
FLU0130 | Fluorescent 40 | 40 | 50 | BULKHEADS ETC1 | 110 | 110 | BULKHEADS ETC |  | 1
FLU0140 | Fluorescent 2x40 | 2x40 | 100 | METAL HALIDE 1000W FLOODLIGHT SHARED OR NO POLE1 | 120 | 120 | METAL HALIDE 1000W FLOODLIGHT | SHARED OR NO POLE | 1
FLU0150 | Fluorescent 3x40 | 3x40 | 150 | HIGH PRESSURE SODIUM 50W TWIN ARCWOOD POLE1 | 140 | 140 | HIGH PRESSURE SODIUM 50W TWIN ARC | WOOD POLE | 1
FLU0160 | Fluorescent 4x40 | 4x40 | 200 | HIGH PRESSURE SODIUM 70W TWIN ARCWOOD POLE1 | 140 | 140 | HIGH PRESSURE SODIUM 70W TWIN ARC | WOOD POLE | 1
FLU0170 | Fluorescent 6x40 | 6x40 | 300 | 35W LOW PRESSURE SODIUMWOOD POLE1 | 150 | 150 | 35W LOW PRESSURE SODIUM | WOOD POLE | 1
FLU0180 | Fluorescent 58 | 58 | 72 | HIGH PRESSURE SODIUM 50W TWIN ARCSTEEL POLE1 | 170 | 170 | HIGH PRESSURE SODIUM 50W TWIN ARC | STEEL POLE | 1
FLU0190 | Fluorescent 2x58 | 2x58 | 144 | HIGH PRESSURE SODIUM 70W TWIN ARCSTEEL POLE1 | 170 | 170 | HIGH PRESSURE SODIUM 70W TWIN ARC | STEEL POLE | 1
FLU0200 | Fluorescent 4x58 | 4x58 | 288 | 35W LOW PRESSURE SODIUMSTEEL POLE1 | 180 | 180 | 35W LOW PRESSURE SODIUM | STEEL POLE | 1
FLU0210 | Fluorescent 5x58 | 5x58 | 360 | HIGH PRESSURE SODIUM 600W HIGH MASTSHARED OR NO POLE1 | 190 | 190 | HIGH PRESSURE SODIUM 600W HIGH MAST | SHARED OR NO POLE | 1
FLU0220 | Fluorescent 65 | 65 | 81 | MERCURY VAPOUR 250W WOOD POLE1 | 200 | 200 | MERCURY VAPOUR 250W | WOOD POLE | 1
FLU0230 | Fluorescent 5x65 | 5x65 | 405 | MERCURY VAPOUR 400WWOOD POLE1 | 210 | 210 | MERCURY VAPOUR 400W | WOOD POLE | 1
FLU0240 | Fluorescent 80 | 80 | 90 | HIGH PRESSURE SODIUM 150WWOOD POLE1 | 220 | 220 | HIGH PRESSURE SODIUM 150W | WOOD POLE | 1
FLU0250 | Fluorescent 2x80 | 2x80 | 180 | HIGH PRESSURE SODIUM 250W (210/220)WOOD POLE1 | 230 | 230 | HIGH PRESSURE SODIUM 250W (210/220) | WOOD POLE | 1
FLU0260 | Fluorescent 3x80 | 3x80 | 270 | HIGH PRESSURE SODIUM 400W (310/360)WOOD POLE1 | 240 | 240 | HIGH PRESSURE SODIUM 400W (310/360) | WOOD POLE | 1
FLU0270 | Fluorescent 4x80 | 4x80 | 360 | HIGH PRESSURE SODIUM 600W HIGH MASTWOOD POLE1 | 250 | 250 | HIGH PRESSURE SODIUM 600W HIGH MAST | WOOD POLE | 1
FLU0280 | Fluorescent 5x80 | 5x80 | 450 | METAL HALIDE/HPS 400W FLOOD (310/360)R/BOUT COLUMN2 | 260 | 260 | METAL HALIDE/HPS 400W FLOOD (310/360) | R/BOUT COLUMN | 2
FLU0290 | Fluorescent 6x80 | 6x80 | 540 | METAL HALIDE/HPS 400W FLOOD (310/360)R/BOUT COLUMN3 | 270 | 270 | METAL HALIDE/HPS 400W FLOOD (310/360) | R/BOUT COLUMN | 3
FLU0300 | Fluorescent 2x125 | 2x125 | 280 | METAL HALIDE/HPS 400W FLOOD (310/360)R/BOUT COLUMN4 | 280 | 280 | METAL HALIDE/HPS 400W FLOOD (310/360) | R/BOUT COLUMN | 4
FLU0310 | Fluorescent 176 | 176 | 200 | MERCURY VAPOUR 250W STEEL POLE1 | 290 | 290 | MERCURY VAPOUR 250W | STEEL POLE | 1
FLU0320 | Fluorescent 236 | 236 | 275 | MERCURY VAPOUR 400WSTEEL POLE1 | 300 | 300 | MERCURY VAPOUR 400W | STEEL POLE | 1
HPS0010 | High Pressure Sodium 50 | 50 | 60 | HIGH PRESSURE SODIUM 150WSTEEL POLE1 | 310 | 310 | HIGH PRESSURE SODIUM 150W | STEEL POLE | 1
HPS0020 | High Pressure Sodium 70 | 70 | 86 | HIGH PRESSURE SODIUM 250W (210/220)STEEL POLE1 | 320 | 320 | HIGH PRESSURE SODIUM 250W (210/220) | STEEL POLE | 1
HPS0030 | High Pressure Sodium 2x70 | 2x70 | 172 | HIGH PRESSURE SODIUM 400W (310/360)STEEL POLE1 | 330 | 330 | HIGH PRESSURE SODIUM 400W (310/360) | STEEL POLE | 1
HPS0040 | High Pressure Sodium 3x70 | 3x70 | 258 | HIGH PRESSURE SODIUM 600W HIGH MASTSTEEL POLE1 | 340 | 340 | HIGH PRESSURE SODIUM 600W HIGH MAST | STEEL POLE | 1
HPS0050 | High Pressure Sodium 4x70 | 4x70 | 344 | HIGH PRESSURE SODIUM 70W (100)WOOD POLE1 | 350 | 350 | HIGH PRESSURE SODIUM 70W (100) | WOOD POLE | 1
HPS0060 | High Pressure Sodium 8x70 | 8x70 | 688 | HIGH PRESSURE SODIUM 70W (100)STEEL POLE1 | 360 | 360 | HIGH PRESSURE SODIUM 70W (100) | STEEL POLE | 1
HPS0070 | High Pressure Sodium 100 | 100 | 120 | MERCURY VAPOUR 250W STEEL POLE2 | 370 | 370 | MERCURY VAPOUR 250W | STEEL POLE | 2
HPS0080 | High Pressure Sodium 120 | 120 | 144 | MERCURY VAPOUR 400WSTEEL POLE2 | 380 | 380 | MERCURY VAPOUR 400W | STEEL POLE | 2
HPS0090 | High Pressure Sodium 150 | 150 | 173 | HIGH PRESSURE SODIUM 250W (210/220)STEEL POLE2 | 390 | 390 | HIGH PRESSURE SODIUM 250W (210/220) | STEEL POLE | 2
HPS0100 | High Pressure Sodium 220 | 220 | 245 | HIGH PRESSURE SODIUM 400W (310/360)STEEL POLE2 | 400 | 400 | HIGH PRESSURE SODIUM 400W (310/360) | STEEL POLE | 2
HPS0110 | High Pressure Sodium 250 | 250 | 273 | MERCURY VAPOUR 250W STEEL POLE3 | 410 | 410 | MERCURY VAPOUR 250W | STEEL POLE | 3
HPS0120 | High Pressure Sodium 2x250 | 2x250 | 546 | MERCURY VAPOUR 400WSTEEL POLE3 | 420 | 420 | MERCURY VAPOUR 400W | STEEL POLE | 3
HPS0130 | High Pressure Sodium 4x250 | 4x250 | 1092 | HIGH PRESSURE SODIUM 250W (210/220)STEEL POLE3 | 430 | 430 | HIGH PRESSURE SODIUM 250W (210/220) | STEEL POLE | 3
HPS0140 | High Pressure Sodium 310 (Retrofit) | 310 (Retrofit) | 350 | HIGH PRESSURE SODIUM 400W (310/360)STEEL POLE3 | 440 | 440 | HIGH PRESSURE SODIUM 400W (310/360) | STEEL POLE | 3
HPS0150 | High Pressure Sodium 2x310 | 2x310 | 700 | MERCURY VAPOUR 250W STEEL POLE4 | 450 | 450 | MERCURY VAPOUR 250W | STEEL POLE | 4
HPS0160 | High Pressure Sodium 360 | 360 | 396 | MERCURY VAPOUR 400W STEEL POLE4 | 460 | 460 | MERCURY VAPOUR 400W | STEEL POLE | 4
HPS0170 | High Pressure Sodium 400 | 400 | 440 | HIGH PRESSURE SODIUM 250W (210/220)STEEL POLE4 | 470 | 470 | HIGH PRESSURE SODIUM 250W (210/220) | STEEL POLE | 4
HPS0180 | High Pressure Sodium 2x400 | 2x400 | 880 | HIGH PRESSURE SODIUM 400W (310/360)STEEL POLE4 | 480 | 480 | HIGH PRESSURE SODIUM 400W (310/360) | STEEL POLE | 4
HPS0190 | High Pressure Sodium 3x400 | 3x400 | 1320 | MERCURY VAPOUR 250W R/BOUT COLUMN2 | 490 | 490 | MERCURY VAPOUR 250W | R/BOUT COLUMN | 2
HPS0200 | High Pressure Sodium 4x400 | 4x400 | 1760 | MERCURY VAPOUR 400WR/BOUT COLUMN2 | 500 | 500 | MERCURY VAPOUR 400W | R/BOUT COLUMN | 2
HPS0210 | High Pressure Sodium 600 (Internal Ignitor) | 600 (Internal Ignitor) | 650 | HIGH PRESSURE SODIUM 250W (210/220)R/BOUT COLUMN2 | 510 | 510 | HIGH PRESSURE SODIUM 250W (210/220) | R/BOUT COLUMN | 2
HPS0220 | High Pressure Sodium 2x600 | 2x600 | 1300 | HIGH PRESSURE SODIUM 400W (310/360)R/BOUT COLUMN2 | 520 | 520 | HIGH PRESSURE SODIUM 400W (310/360) | R/BOUT COLUMN | 2
HPS0230 | High Pressure Sodium 4x600 | 4x600 | 2600 | MERCURY VAPOUR 250W R/BOUT COLUMN3 | 530 | 530 | MERCURY VAPOUR 250W | R/BOUT COLUMN | 3
HPS0240 | High Pressure Sodium 6x600 | 6x600 | 3900 | MERCURY VAPOUR 400WR/BOUT COLUMN3 | 540 | 540 | MERCURY VAPOUR 400W | R/BOUT COLUMN | 3
HPS0250 | High Pressure Sodium 1000 | 1000 | 1064 | HIGH PRESSURE SODIUM 250W (210/220)R/BOUT COLUMN3 | 550 | 550 | HIGH PRESSURE SODIUM 250W (210/220) | R/BOUT COLUMN | 3
HPS0260 | High Pressure Sodium 4x1000 | 4x1000 | 4256 | HIGH PRESSURE SODIUM 400W (310/360)R/BOUT COLUMN3 | 560 | 560 | HIGH PRESSURE SODIUM 400W (310/360) | R/BOUT COLUMN | 3
INC0010 | Incandescent 30 | 30 | 30 | MERCURY VAPOUR 250W R/BOUT COLUMN4 | 570 | 570 | MERCURY VAPOUR 250W | R/BOUT COLUMN | 4
INC0020 | Incandescent 40 | 40 | 40 | MERCURY VAPOUR 400WR/BOUT COLUMN4 | 580 | 580 | MERCURY VAPOUR 400W | R/BOUT COLUMN | 4
INC0030 | Incandescent 60 | 60 | 60 | HIGH PRESSURE SODIUM 250W (210/220)R/BOUT COLUMN4 | 590 | 590 | HIGH PRESSURE SODIUM 250W (210/220) | R/BOUT COLUMN | 4
INC0040 | Incandescent 75 | 75 | 75 | HIGH PRESSURE SODIUM 400W (310/360)R/BOUT COLUMN4 | 600 | 600 | HIGH PRESSURE SODIUM 400W (310/360) | R/BOUT COLUMN | 4
INC0050 | Incandescent 100 | 100 | 100 | METAL HALIDE/HPS 250W FLOOD (210/220)SHARED OR NO POLE1 | 610 | 610 | METAL HALIDE/HPS 250W FLOOD (210/220) | SHARED OR NO POLE | 1
INC0060 | Incandescent 3x100 | 3x100 | 300 | METAL HALIDE/HPS 400W FLOOD (310/360)SHARED OR NO POLE1 | 620 | 620 | METAL HALIDE/HPS 400W FLOOD (310/360) | SHARED OR NO POLE | 1
INC0070 | Incandescent 130 | 130 | 130 | METAL HALIDE/HPS 250W FLOOD (210/220)SHARED OR NO POLE1 | 630 | 630 | METAL HALIDE/HPS 250W FLOOD (210/220) | SHARED OR NO POLE | 1
INC0080 | Incandescent 150 | 150 | 150 | METAL HALIDE/HPS 400W FLOOD (310/360)SHARED OR NO POLE1 | 640 | 640 | METAL HALIDE/HPS 400W FLOOD (310/360) | SHARED OR NO POLE | 1
INC0090 | Incandescent 200 | 200 | 200 | METAL HALIDE/HPS 250W FLOOD (210/220)SHARED OR NO POLE2 | 650 | 650 | METAL HALIDE/HPS 250W FLOOD (210/220) | SHARED OR NO POLE | 2
INC0100 | Incandescent 300 | 300 | 300 | METAL HALIDE/HPS 400W FLOOD (310/360)SHARED OR NO POLE2 | 660 | 660 | METAL HALIDE/HPS 400W FLOOD (310/360) | SHARED OR NO POLE | 2
INC0110 | Incandescent 500 | 500 | 500 | METAL HALIDE/HPS 250W FLOOD (210/220)SHARED OR NO POLE2 | 670 | 670 | METAL HALIDE/HPS 250W FLOOD (210/220) | SHARED OR NO POLE | 2
INC0120 | Incandescent 750 | 750 | 750 | METAL HALIDE/HPS 400W FLOOD (310/360)SHARED OR NO POLE2 | 680 | 680 | METAL HALIDE/HPS 400W FLOOD (310/360) | SHARED OR NO POLE | 2
INC0130 | Incandescent 800 | 800 | 800 | HIGH PRESSURE SODIUM 150WSTEEL POLE2 | 690 | 690 | HIGH PRESSURE SODIUM 150W | STEEL POLE | 2
INC0140 | Incandescent 1000 | 1000 | 1000 | HIGH PRESSURE SODIUM 600W HIGH MASTWOOD POLE2 | 700 | 700 | HIGH PRESSURE SODIUM 600W HIGH MAST | WOOD POLE | 2
INC0150 | Incandescent 1440 | 1440 | 1440 | HIGH PRESSURE SODIUM 150WSTEEL POLE3 | 710 | 710 | HIGH PRESSURE SODIUM 150W | STEEL POLE | 3
INC0160 | Incandescent 1500 | 1500 | 1500 | HIGH PRESSURE SODIUM 150WSTEEL POLE4 | 720 | 720 | HIGH PRESSURE SODIUM 150W | STEEL POLE | 4
INC0170 | Incandescent 2880 | 2880 | 2880 | HIGH PRESSURE SODIUM 70W (100)STEEL POLE2 | 730 | 730 | HIGH PRESSURE SODIUM 70W (100) | STEEL POLE | 2
LPS0010 | Low Pressure Sodium 18 | 18 | 29 | MERCURY VAPOUR 80WSHARED OR NO POLE2 | 740 | 740 | MERCURY VAPOUR 80W | SHARED OR NO POLE | 2
LPS0020 | Low Pressure Sodium 35 | 35 | 60 | HIGH PRESSURE SODIUM 70W (100)SHARED OR NO POLE3 | 750 | 750 | HIGH PRESSURE SODIUM 70W (100) | SHARED OR NO POLE | 3
LPS0030 | Low Pressure Sodium 55 | 55 | 80 | HIGH PRESSURE SODIUM 250W (210/220)WOOD POLE2 | 760 | 760 | HIGH PRESSURE SODIUM 250W (210/220) | WOOD POLE | 2
LPS0040 | Low Pressure Sodium 90/100 | 90/100 | 120 | HIGH PRESSURE SODIUM 400W (310/360)WOOD POLE2 | 770 | 770 | HIGH PRESSURE SODIUM 400W (310/360) | WOOD POLE | 2
LPS0050 | Low Pressure Sodium 135 | 135 | 170 | MERCURY VAPOUR 250W WOOD POLE2 | 780 | 780 | MERCURY VAPOUR 250W | WOOD POLE | 2
LPS0060 | Low Pressure Sodium 150 | 150 | 186 | MERCURY VAPOUR 400WWOOD POLE2 | 790 | 790 | MERCURY VAPOUR 400W | WOOD POLE | 2
LPS0070 | Low Pressure Sodium 160 | 160 | 194 | SV 600W HIGH MASTR/BOUT COLUMN6 | 800 | 800 | SV 600W HIGH MAST | R/BOUT COLUMN | 6
LPS0080 | Low Pressure Sodium 180 | 180 | 212 | MERCURY VAPOUR 80WWOOD POLE1 | 810 | 810 | MERCURY VAPOUR 80W | WOOD POLE | 1
LPS0090 | Low Pressure Sodium 310 | 310 | 340 | MERCURY VAPOUR 80WSHARED OR NO POLE3 | 820 | 820 | MERCURY VAPOUR 80W | SHARED OR NO POLE | 3
MHC0010 | Metal Hallide (Constant Control Gear) 150 | 150 | 173 | MERCURY VAPOUR 80WSHARED OR NO POLE4 | 830 | 830 | MERCURY VAPOUR 80W | SHARED OR NO POLE | 4
MHC0020 | Metal Hallide (Constant Control Gear) 250 | 250 | 286 | METAL HALIDE 1000W FLOODLIGHT R/BOUT COLUMN3 | 840 | 840 | METAL HALIDE 1000W FLOODLIGHT | R/BOUT COLUMN | 3
MHC0030 | Metal Hallide (Constant Control Gear) 400 | 400 | 449 | METAL HALIDE 1000W FLOODLIGHT R/BOUT COLUMN2 | 850 | 850 | METAL HALIDE 1000W FLOODLIGHT | R/BOUT COLUMN | 2
MHR0010 | Metal Hallide (Reactor Control Gear) 70 | 70 | 81.5 | HIGH PRESSURE SODIUM 2X250 W OR 2X400 W FLOODR/BOUT COLUMN3 | 860 | 860 | HIGH PRESSURE SODIUM 2X250 W OR 2X400 W FLOOD | R/BOUT COLUMN | 3
MHR0020 | Metal Hallide (Reactor Control Gear) 100 | 100 | 110 | HIGH PRESSURE SODIUM 2X250 W OR 2X400 W FLOODR/BOUT COLUMN4 | 870 | 870 | HIGH PRESSURE SODIUM 2X250 W OR 2X400 W FLOOD | R/BOUT COLUMN | 4
MHR0030 | Metal Hallide (Reactor Control Gear) 150 | 150 | 168 | HIGH PRESSURE SODIUM 70W (100)STEEL POLE4 | 880 | 880 | HIGH PRESSURE SODIUM 70W (100) | STEEL POLE | 4
MHR0040 | Metal Hallide (Reactor Control Gear) 4x150 | 4x150 | 672 | HIGH PRESSURE SODIUM 70W (100)SHARED OR NO POLE2 | 890 | 890 | HIGH PRESSURE SODIUM 70W (100) | SHARED OR NO POLE | 2
MHR0050 | Metal Hallide (Reactor Control Gear) 175 | 175 | 191 | METAL HALIDE/HPS 400W FLOOD (310/360)WOOD POLE2 | 900 | 900 | METAL HALIDE/HPS 400W FLOOD (310/360) | WOOD POLE | 2
MHR0060 | Metal Hallide (Reactor Control Gear) 250 | 250 | 268 | HIGH PRESSURE SODIUM 70W (100)WOOD POLE2 | 910 | 910 | HIGH PRESSURE SODIUM 70W (100) | WOOD POLE | 2
MHR0070 | Metal Hallide (Reactor Control Gear) 400 | 400 | 425 | HIGH PRESSURE SODIUM 70W (100)SHARED OR NO POLE4 | 920 | 920 | HIGH PRESSURE SODIUM 70W (100) | SHARED OR NO POLE | 4
MHR0080 | Metal Hallide (Reactor Control Gear) 2x400 | 2x400 | 850 | HIGH PRESSURE SODIUM 250W (210/220)WOOD POLE3 | 930 | 930 | HIGH PRESSURE SODIUM 250W (210/220) | WOOD POLE | 3
MHR0090 | Metal Hallide (Reactor Control Gear) 500 | 500 | 525 | MERCURY VAPOUR 250W SHARED OR NO POLE2 | 940 | 940 | MERCURY VAPOUR 250W | SHARED OR NO POLE | 2
MHR0100 | Metal Hallide (Reactor Control Gear) 1000 | 1000 | 1040 | MERCURY VAPOUR 400WSHARED OR NO POLE2 | 950 | 950 | MERCURY VAPOUR 400W | SHARED OR NO POLE | 2
MHR0110 | Metal Hallide (Reactor Control Gear) 1500 | 1500 | 1560 | HIGH PRESSURE SODIUM 250W (210/220)SHARED OR NO POLE2 | 960 | 960 | HIGH PRESSURE SODIUM 250W (210/220) | SHARED OR NO POLE | 2
MHR0120 | Metal Hallide (Reactor Control Gear) 2000 | 2000 | 2070 | HIGH PRESSURE SODIUM 250W (210/220)SHARED OR NO POLE4 | 970 | 970 | HIGH PRESSURE SODIUM 250W (210/220) | SHARED OR NO POLE | 4
MHR0130 | Metal Hallide (Reactor Control Gear) 3745 | 3745 | 3745 | HIGH PRESSURE SODIUM 150WWOOD POLE2 | 980 | 980 | HIGH PRESSURE SODIUM 150W | WOOD POLE | 2
MVA0010 | Mercury Vapour 50 | 50 | 65 | MERCURY VAPOUR 80WSTEEL POLE1 | 990 | 990 | MERCURY VAPOUR 80W | STEEL POLE | 1
MVA0020 | Mercury Vapour 80 | 80 | 95.8 | MERCURY VAPOUR 80WSTEEL POLE2 | 1000 | 1000 | MERCURY VAPOUR 80W | STEEL POLE | 2
MVA0030 | Mercury Vapour 2x80 | 2x80 | 191.6 | HIGH PRESSURE SODIUM 150WSHARED OR NO POLE2 | 1010 | 1010 | HIGH PRESSURE SODIUM 150W | SHARED OR NO POLE | 2
MVA0040 | Mercury Vapour 3x80 | 3x80 | 287.4 | HIGH PRESSURE SODIUM 250W (210/220)SHARED OR NO POLE3 | 1020 | 1020 | HIGH PRESSURE SODIUM 250W (210/220) | SHARED OR NO POLE | 3
MVA0050 | Mercury Vapour 4x80 | 4x80 | 383.2 | HIGH PRESSURE SODIUM 400W (310/360)SHARED OR NO POLE2 | 1030 | 1030 | HIGH PRESSURE SODIUM 400W (310/360) | SHARED OR NO POLE | 2
MVA0060 | Mercury Vapour 6x80 | 6x80 | 574.8 | METAL HALIDE 1000W FLOODLIGHT SHARED OR NO POLE2 | 1040 | 1040 | METAL HALIDE 1000W FLOODLIGHT | SHARED OR NO POLE | 2
MVA0070 | Mercury Vapour 7x80 | 7x80 | 670.6 | METAL HALIDE 1000W FLOODLIGHT R/BOUT COLUMN4 | 1050 | 1050 | METAL HALIDE 1000W FLOODLIGHT | R/BOUT COLUMN | 4
MVA0080 | Mercury Vapour 125 | 125 | 142 | HIGH PRESSURE SODIUM 400W (310/360)WOOD POLE4 | 1060 | 1060 | HIGH PRESSURE SODIUM 400W (310/360) | WOOD POLE | 4
MVA0090 | Mercury Vapour 2x125 | 2x125 | 284 | METAL HALIDE/HPS 250W FLOOD (210/220)WOOD POLE1 | 1070 | 1070 | METAL HALIDE/HPS 250W FLOOD (210/220) | WOOD POLE | 1
MVA0100 | Mercury Vapour 3x125 | 3x125 | 426 | METAL HALIDE/HPS 400W FLOOD (310/360)WOOD POLE1 | 1100 | 1100 | METAL HALIDE/HPS 400W FLOOD (310/360) | WOOD POLE | 1
MVA0110 | Mercury Vapour 6x125 | 6x125 | 852 | METAL HALIDE/HPS 250W FLOOD (210/220)WOOD POLE1 | 1070 | 1070 | METAL HALIDE/HPS 250W FLOOD (210/220) | WOOD POLE | 1
MVA0120 | Mercury Vapour 160 | 160 | 175 | METAL HALIDE/HPS 400W FLOOD (310/360)WOOD POLE1 | 1100 | 1100 | METAL HALIDE/HPS 400W FLOOD (310/360) | WOOD POLE | 1
MVA0130 | Mercury Vapour 2x160 | 2x160 | 350 | METAL HALIDE 1000W FLOODLIGHT WOOD POLE1 | 1110 | 1110 | METAL HALIDE 1000W FLOODLIGHT | WOOD POLE | 1
MVA0140 | Mercury Vapour 3x160 | 3x160 | 525 | METAL HALIDE/HPS 250W FLOOD (210/220)STEEL POLE1 | 1120 | 1120 | METAL HALIDE/HPS 250W FLOOD (210/220) | STEEL POLE | 1
MVA0150 | Mercury Vapour 6x160 | 6x160 | 1050 | METAL HALIDE/HPS 400W FLOOD (310/360)STEEL POLE2 | 1130 | 1130 | METAL HALIDE/HPS 400W FLOOD (310/360) | STEEL POLE | 2
MVA0160 | Mercury Vapour 9x160 | 9x160 | 1575 | METAL HALIDE/HPS 250W FLOOD (210/220)STEEL POLE2 | 1140 | 1140 | METAL HALIDE/HPS 250W FLOOD (210/220) | STEEL POLE | 2
MVA0170 | Mercury Vapour 175 | 175 | 195 | METAL HALIDE/HPS 250W FLOOD (210/220)STEEL POLE3 | 1150 | 1150 | METAL HALIDE/HPS 250W FLOOD (210/220) | STEEL POLE | 3
MVA0180 | Mercury Vapour 2x175 | 2x175 | 390 | METAL HALIDE/HPS 250W FLOOD (210/220)WOOD POLE2 | 1160 | 1160 | METAL HALIDE/HPS 250W FLOOD (210/220) | WOOD POLE | 2
MVA0190 | Mercury Vapour 250 | 250 | 270 | METAL HALIDE/HPS 400W FLOOD (310/360)STEEL POLE1 | 1170 | 1170 | METAL HALIDE/HPS 400W FLOOD (310/360) | STEEL POLE | 1
MVA0200 | Mercury Vapour 2x250 | 2x250 | 540 | HIGH PRESSURE SODIUM 70W TWIN ARCSHARED OR NO POLE2 | 1180 | 1180 | HIGH PRESSURE SODIUM 70W TWIN ARC | SHARED OR NO POLE | 2
MVA0210 | Mercury Vapour 3x250 | 3x250 | 810 | HIGH PRESSURE SODIUM 70W TWIN ARCSHARED OR NO POLE3 | 1190 | 1190 | HIGH PRESSURE SODIUM 70W TWIN ARC | SHARED OR NO POLE | 3
MVA0220 | Mercury Vapour 400 | 400 | 430 | HIGH PRESSURE SODIUM 70W TWIN ARCSHARED OR NO POLE4 | 1200 | 1200 | HIGH PRESSURE SODIUM 70W TWIN ARC | SHARED OR NO POLE | 4
MVA0230 | Mercury Vapour 2x400 | 2x400 | 860 | HIGH PRESSURE SODIUM 70W TWIN ARCWOOD POLE2 | 1210 | 1210 | HIGH PRESSURE SODIUM 70W TWIN ARC | WOOD POLE | 2
MVA0240 | Mercury Vapour 3x400 | 3x400 | 1290 | HIGH PRESSURE SODIUM 70W TWIN ARCSTEEL POLE2 | 1220 | 1220 | HIGH PRESSURE SODIUM 70W TWIN ARC | STEEL POLE | 2
MVA0250 | Mercury Vapour 500 | 500 | 530 | HIGH PRESSURE SODIUM 70W TWIN ARCSTEEL POLE3 | 1230 | 1230 | HIGH PRESSURE SODIUM 70W TWIN ARC | STEEL POLE | 3
MVA0260 | Mercury Vapour 700 | 700 | 740 | HIGH PRESSURE SODIUM 70W TWIN ARCSTEEL POLE4 | 1240 | 1240 | HIGH PRESSURE SODIUM 70W TWIN ARC | STEEL POLE | 4
MVA0270 | Mercury Vapour 2x700 | 2x700 | 1480 | METAL HALIDE/HPS 400W FLOOD (310/360)WOOD POLE3 | 1250 | 1250 | METAL HALIDE/HPS 400W FLOOD (310/360) | WOOD POLE | 3
MVA0280 | Mercury Vapour 800 | 800 | 850 | MERCURY VAPOUR 80WWOOD POLE2 | 1260 | 1260 | MERCURY VAPOUR 80W | WOOD POLE | 2
MVA0290 | Mercury Vapour 1000 | 1000 | 1040 | METAL HALIDE 250W BOSTON 3STEEL POLE1 | 1270 | 1270 | METAL HALIDE 250W BOSTON 3 | STEEL POLE | 1
MVA0300 | Mercury Vapour 4x1000 | 4x1000 | 4160 | METAL HALIDE 250W BOSTON 3STEEL POLE2 | 1280 | 1280 | METAL HALIDE 250W BOSTON 3 | STEEL POLE | 2
MVA0310 | Mercury Vapour 6x1000 | 6x1000 | 6240 | METAL HALIDE 250W BOSTON 3STEEL POLE4 | 1290 | 1290 | METAL HALIDE 250W BOSTON 3 | STEEL POLE | 4
MVA0320 | Mercury Vapour 1625 | 1625 | 1690 | HIGH PRESSURE SODIUM DECORATIVE 150WSTEEL POLE1 | 1300 | 1300 | HIGH PRESSURE SODIUM DECORATIVE 150W | STEEL POLE | 1
FLU0350 | Compact Fluorescent 1x42 | 42 | 46.4 | HIGH PRESSURE SODIUM DECORATIVE 150WSTEEL POLE2 | 1310 | 1310 | HIGH PRESSURE SODIUM DECORATIVE 150W | STEEL POLE | 2
FLU0360 | T5 2x14W | 2x14 | 30.2 | HIGH PRESSURE SODIUM DECORATIVE 150WSTEEL POLE4 | 1320 | 1320 | HIGH PRESSURE SODIUM DECORATIVE 150W | STEEL POLE | 4
FLU0370 | T5 2x24W | 2x24 | 47 | HIGH PRESSURE SODIUM DECORATIVE 250W (210/220)STEEL POLE1 | 1330 | 1330 | HIGH PRESSURE SODIUM DECORATIVE 250W (210/220) | STEEL POLE | 1
|  |  |  | HIGH PRESSURE SODIUM DECORATIVE 250W (210/220)STEEL POLE2 | 1340 | 1340 | HIGH PRESSURE SODIUM DECORATIVE 250W (210/220) | STEEL POLE | 2
|  |  |  | HIGH PRESSURE SODIUM DECORATIVE 250W (210/220)STEEL POLE4 | 1350 | 1350 | HIGH PRESSURE SODIUM DECORATIVE 250W (210/220) | STEEL POLE | 4
|  |  |  | HIGH PRESSURE SODIUM 150WR/BOUT COLUMN3 | 1360 | 1360 | HIGH PRESSURE SODIUM 150W | R/BOUT COLUMN | 3
|  |  |  | HIGH PRESSURE SODIUM 150WR/BOUT COLUMN4 | 1370 | 1370 | HIGH PRESSURE SODIUM 150W | R/BOUT COLUMN | 4
|  |  |  | METAL HALIDE/HPS 250W FLOOD (210/220)R/BOUT COLUMN3 | 1380 | 1380 | METAL HALIDE/HPS 250W FLOOD (210/220) | R/BOUT COLUMN | 3
|  |  |  | METAL HALIDE/HPS 250W FLOOD (210/220)R/BOUT COLUMN4 | 1450 | 1450 | METAL HALIDE/HPS 250W FLOOD (210/220) | R/BOUT COLUMN | 4
|  |  |  | MERCURY VAPOUR 80WSTEEL POLE3 | 1460 | 1460 | MERCURY VAPOUR 80W | STEEL POLE | 3
|  |  |  | HIGH PRESSURE SODIUM 3X400 W POST TOPR/BOUT COLUMN1 | 1470 | 1470 | HIGH PRESSURE SODIUM 3X400 W POST TOP | R/BOUT COLUMN | 1
|  |  |  | HIGH PRESSURE SODIUM 1X400 W POST TOPR/BOUT COLUMN1 | 1480 | 1480 | HIGH PRESSURE SODIUM 1X400 W POST TOP | R/BOUT COLUMN | 1
|  |  |  | HIGH PRESSURE SODIUM 2X250 W OR 2X400 W FLOODR/BOUT COLUMN2 | 1490 | 1490 | HIGH PRESSURE SODIUM 2X250 W OR 2X400 W FLOOD | R/BOUT COLUMN | 2
|  |  |  | MERCURY VAPOUR 80WSTEEL POLE4 | 1500 | 1500 | MERCURY VAPOUR 80W | STEEL POLE | 4
|  |  |  | KENSINGTON 80 WSTEEL POLE1 | 1600 | 1600 | KENSINGTON 80 W | STEEL POLE | 1
|  |  |  | NOSTALGIA 80 WSTEEL POLE1 | 1610 | 1610 | NOSTALGIA 80 W | STEEL POLE | 1
|  |  |  | REXEL OPTISPAN MINOR CFL57SHARED OR NO POLE1 | 7090 | 7090 | REXEL OPTISPAN MINOR CFL57 | SHARED OR NO POLE | 1
|  |  |  | REXEL OPTISPAN MINOR CFL57WOOD POLE1 | 7140 | 7140 | REXEL OPTISPAN MINOR CFL57 | WOOD POLE | 1
|  |  |  | REXEL OPTISPAN MINOR CFL57STEEL POLE1 | 7170 | 7170 | REXEL OPTISPAN MINOR CFL57 | STEEL POLE | 1
|  |  |  | REXEL OPTISPAN MINOR 70 HPSSHARED OR NO POLE1 | 8090 | 8090 | REXEL OPTISPAN MINOR 70 HPS | SHARED OR NO POLE | 1
|  |  |  | REXEL OPTISPAN MINOR 70 HPSWOOD POLE1 | 8140 | 8140 | REXEL OPTISPAN MINOR 70 HPS | WOOD POLE | 1
|  |  |  | REXEL OPTISPAN MINOR 70 HPSSTEEL POLE1 | 8170 | 8170 | REXEL OPTISPAN MINOR 70 HPS | STEEL POLE | 1
|  |  |  | 2000 W MH FLOODLIGHT | 8180 | 8180 | 2000 W MH FLOODLIGHT
|  |  |  | 2000 W MH FLOODLIGHT | 8190 | 8190 | 2000 W MH FLOODLIGHT
|  |  |  | 2000 W MH FLOODLIGHT | 8200 | 8200 | 2000 W MH FLOODLIGHT
|  |  |  | COMPACT FLUORESCENT 42WSHARED OR NO POLE1 | 1620 | 1620 | COMPACT FLUORESCENT 42W | SHARED OR NO POLE | 1
|  |  |  | COMPACT FLUORESCENT 42WSHARED OR NO POLE2 | 1630 | 1630 | COMPACT FLUORESCENT 42W | SHARED OR NO POLE | 2
|  |  |  | COMPACT FLUORESCENT 42WSHARED OR NO POLE3 | 1640 | 1640 | COMPACT FLUORESCENT 42W | SHARED OR NO POLE | 3
|  |  |  | COMPACT FLUORESCENT 42WSHARED OR NO POLE4 | 1650 | 1650 | COMPACT FLUORESCENT 42W | SHARED OR NO POLE | 4
|  |  |  | COMPACT FLUORESCENT 42WWOOD POLE1 | 1660 | 1660 | COMPACT FLUORESCENT 42W | WOOD POLE | 1
|  |  |  | COMPACT FLUORESCENT 42WWOOD POLE2 | 1670 | 1670 | COMPACT FLUORESCENT 42W | WOOD POLE | 2
|  |  |  | COMPACT FLUORESCENT 42WWOOD POLE3 | 1680 | 1680 | COMPACT FLUORESCENT 42W | WOOD POLE | 3
|  |  |  | COMPACT FLUORESCENT 42WWOOD POLE4 | 1690 | 1690 | COMPACT FLUORESCENT 42W | WOOD POLE | 4
|  |  |  | COMPACT FLUORESCENT 42WSTEEL POLE1 | 1700 | 1700 | COMPACT FLUORESCENT 42W | STEEL POLE | 1
|  |  |  | COMPACT FLUORESCENT 42WSTEEL POLE2 | 1710 | 1710 | COMPACT FLUORESCENT 42W | STEEL POLE | 2
|  |  |  | COMPACT FLUORESCENT 42WSTEEL POLE3 | 1720 | 1720 | COMPACT FLUORESCENT 42W | STEEL POLE | 3
|  |  |  | COMPACT FLUORESCENT 42WSTEEL POLE4 | 1730 | 1730 | COMPACT FLUORESCENT 42W | STEEL POLE | 4
|  |  |  | T5 2x14WSHARED OR NO POLE1 | 1740 | 1740 | T5 2x14W | SHARED OR NO POLE | 1
|  |  |  | T5 2x14WSHARED OR NO POLE2 | 1750 | 1750 | T5 2x14W | SHARED OR NO POLE | 2
|  |  |  | T5 2x14WSHARED OR NO POLE3 | 1760 | 1760 | T5 2x14W | SHARED OR NO POLE | 3
|  |  |  | T5 2x14WSHARED OR NO POLE4 | 1770 | 1770 | T5 2x14W | SHARED OR NO POLE | 4
|  |  |  | T5 2x14WWOOD POLE1 | 1780 | 1780 | T5 2x14W | WOOD POLE | 1
|  |  |  | T5 2x14WWOOD POLE2 | 1790 | 1790 | T5 2x14W | WOOD POLE | 2
|  |  |  | T5 2x14WWOOD POLE3 | 1800 | 1800 | T5 2x14W | WOOD POLE | 3
|  |  |  | T5 2x14WWOOD POLE4 | 1810 | 1810 | T5 2x14W | WOOD POLE | 4
|  |  |  | T5 2x14WSTEEL POLE1 | 1820 | 1820 | T5 2x14W | STEEL POLE | 1
|  |  |  | T5 2x14WSTEEL POLE2 | 1830 | 1830 | T5 2x14W | STEEL POLE | 2
|  |  |  | T5 2x14WSTEEL POLE3 | 1840 | 1840 | T5 2x14W | STEEL POLE | 3
|  |  |  | T5 2x14WSTEEL POLE4 | 1850 | 1850 | T5 2x14W | STEEL POLE | 4
|  |  |  | T5 2x24WSHARED OR NO POLE1 | 1860 | 1860 | T5 2x24W | SHARED OR NO POLE | 1
|  |  |  | T5 2x24WSHARED OR NO POLE2 | 1870 | 1870 | T5 2x24W | SHARED OR NO POLE | 2
|  |  |  | T5 2x24WSHARED OR NO POLE3 | 1880 | 1880 | T5 2x24W | SHARED OR NO POLE | 3
|  |  |  | T5 2x24WSHARED OR NO POLE4 | 1890 | 1890 | T5 2x24W | SHARED OR NO POLE | 4
|  |  |  | T5 2x24WWOOD POLE1 | 1900 | 1900 | T5 2x24W | WOOD POLE | 1
|  |  |  | T5 2x24WWOOD POLE2 | 1910 | 1910 | T5 2x24W | WOOD POLE | 2
|  |  |  | T5 2x24WWOOD POLE3 | 1920 | 1920 | T5 2x24W | WOOD POLE | 3
|  |  |  | T5 2x24WWOOD POLE4 | 1930 | 1930 | T5 2x24W | WOOD POLE | 4
|  |  |  | T5 2x24WSTEEL POLE1 | 1940 | 1940 | T5 2x24W | STEEL POLE | 1
|  |  |  | T5 2x24WSTEEL POLE2 | 1950 | 1950 | T5 2x24W | STEEL POLE | 2
|  |  |  | T5 2x24WSTEEL POLE3 | 1960 | 1960 | T5 2x24W | STEEL POLE | 3
|  |  |  | T5 2x24WSTEEL POLE4 | 1970 | 1970 | T5 2x24W | STEEL POLE | 4

## Lamp Stock (hidden)
Lamp Stock
Description
This table records the cost of lamps, ballast / igniters and PE Cells for different types of lanterns. The lamp types are taken from WASP and the prices are taken from stores and are average prices across the different Depots.
Calculations
Note :
Fluoro lanterns have Starters, not PE Cells. Costs for ballasts for HPS0210 are not available as they don’t exist in the catalogue inventory. As such, previous data has been used from original spreadsheets created by Allen Philp
High Pressure Sodium lamps use an igniter. Other lamps use Ballasts. All costs relate to external igniters.
Lamp Type | Description | Lamp Cost | Lamp On-costed | Ballast / Igniter Cost | Ballast / Igniter On-costed | Starter / PE Cell Cost | Starter / PE Cell On-Costed | Remarks
FLU0060 | Fluorescent Twin 20 | 3.8 | 4.94 | 23.4571 | 30.4942 | 0.44 | 0.572 | These prices are for the Starters that are required for these Fluro lights, not for PE cells themselves. Country Energy's existing fluoresecent lights are controlled by Control wires and therefore no PE cell is required.
FLU0130 | Fluorescent 40 | 1.85 | 2.405 | 23.4571 | 30.4942 | 0.36 | 0.468
HPS0010 | High Pressure Sodium 50 | 12.89 | 16.757 | 17.86 | 23.218 | 23.9 | 31.07 | These PE cells are for D2 type cells that are required for the smaller lanterns.
HPS0010-TA | High Pressure Sodium 50 Twin Arc | 24.3 | 31.59 | 17.86 | 23.218 | 23.9 | 31.07 | These PE cells are for D2 type cells that are required for the smaller lanterns.
HPS0020 | High Pressure Sodium 70 | 10.66 | 13.858 | 25.2 | 32.76 | 23.9 | 31.07 | These PE cells are for D2 type cells that are required for the smaller lanterns.
HPS0090 | High Pressure Sodium 150 | 15.3 | 19.89 | 44.15 | 57.395 | 19.46 | 25.298 | These are for Nema based PE cells.
HPS0110 | High Pressure Sodium 250 | 15.72 | 20.436 | 50.8 | 66.04 | 19.46 | 25.298 | These are for Nema based PE cells.
HPS0170 | High Pressure Sodium 400 | 21.41 | 27.833 | 60.72 | 78.936 | 19.46 | 25.298 | These are for Nema based PE cells.
HPS0170-TA | High Pressure Sodium 400 Twin Arc | 52.3 | 67.99 | 60.72 | 78.936 | 19.46 | 25.298 | These are for Nema based PE cells.
HPS0020-TA | High Pressure Sodium 70 Twin Arc | 25.8 | 33.54 | 47.7 | 62.01 | 23.9 | 31.07 | These PE cells are for D2 type cells that are required for the smaller lanterns.
HPS0090-TA | High Pressure Sodium 150 Twin Arc | 35.8 | 46.54 | 63.6 | 82.68 | 19.46 | 25.298 | These are for Nema based PE cells.
HPS0110-TA | High Pressure Sodium 250 Twin Arc | 37.7 | 49.01 | 40.6 | 52.78 | 19.46 | 25.298 | These are for Nema based PE cells.
HPS0200-TA | High Pressure Sodium 4x400 Twin Arc | 52.3 | 67.99 | 60.72 | 78.936 | 19.46 | 25.298 | These are for Nema based PE cells.
MVA0010 | Mercury Vapour 50 | 3.95 | 5.135 | 17.86 | 23.218 | 23.9 | 31.07 | These PE cells are for D2 type cells that are required for the smaller lanterns
MVA0020 | Mercury Vapour 80 | 3.5 | 4.55 | 21.5 | 27.95 | 23.9 | 31.07 | These PE cells are for D2 type cells that are required for the smaller lanterns.
MVA0080 | Mercury Vapour 125 | 3.74 | 4.862 | 26.7 | 34.71 | 19.46 | 25.298 | These are for Nema based PE cells.
MVA0190 | Mercury Vapour 250 | 9.95 | 12.935 | 39.15 | 50.895 | 19.46 | 25.298 | These are for Nema based PE cells.
MVA0220 | Mercury Vapour 400 | 9.86 | 12.818 | 47.9 | 62.27 | 19.46 | 25.298 | These are for Nema based PE cells.
MVA0230 | Mercury Vapour 2x400 | 9.86 | 12.818 | 47.9 | 62.27 | 19.46 | 25.298 | These are for Nema based PE cells.
MHR0060 | Metal Hallide (Reactor Control Gear) 250 | 52.4 | 68.12 | 50.8 | 66.04 | 8 | 10.4 | These are for Button type PE cells that are used for all flood lighting. Same is for 1000w flood light below
MHR0070 | Metal Hallide (Reactor Control Gear) 400 | 56.8 | 73.84 | 60.72 | 78.936 | 8 | 10.4
INC0030 | Incandescent 60 | 1.1 | 1.43 | 0 | 0 | 0 | 0 | No Ballast or igniter nor PE cell are required for this installation. All of these installs will be on control wires so no PE cell required.
MHR0060 | Metal Hallide (Reactor Control Gear) 250 | 52.4 | 68.12 | 50.8 | 66.04 | 25.42 | 33.046
MHR0070 | Metal Hallide (Reactor Control Gear) 400 | 56.8 | 73.84 | 60.72 | 78.936 | 25.42 | 33.046
MHR0100 | Metal Hallide (Reactor Control Gear) 1000 | 215 | 279.5 | 130 | 169 | 25.42 | 33.046 | Cost of PE cells are the same as for the other flood lights ie $25.42. We don't have a cost for the ballasts as they aren’t in the cat inventory. We may have purched these some time but not in any number so wasn't added to the inventory. Have procurred a price for the 1000w lanterns from manufacture
HPS0210 | High Pressure Sodium 600 (Internal Ignitor) | 93.91 | 122.083 | 73.32 | 95.316 | 19.46 | 25.298 | These are for Nema based PE cells.
FLU0350 | Compact Fluorescent 1x42 | 6.5 | 8.45 | 46 | 59.8 | 23.9 | 31.07 | D2 PE cell
FLU0360 | T5 2x14W | 5.8 | 7.54 | 21.82 | 28.366 | 23.9 | 31.07 | D2 PE cell
FLU0370 | T5 2x24W | 12.05 | 15.665 | 34.55 | 44.915 | 23.9 | 31.07 | D2 PE cell
LPS0030 | Low Pressure Sodium 55 | 27.8 | 36.14 | 67 | 87.1 | 19.46 | 25.298 | These are for Nema based PE cells.
LPS0040 | Low Pressure Sodium 90/100 | 31.55 | 41.015 | 69 | 89.7 | 19.46 | 25.298 | These are for Nema based PE cells.
LPS0050 | Low Pressure Sodium 135 | 35.5 | 46.15 | 73.7 | 95.81 | 19.46 | 25.298 | These are for Nema based PE cells.The lamp cost is a weighted average from the field service centres of Grafton, Wagga Wagga and Dubbo.

## Maintenance Costs (hidden)
Maintenance Costs | [29 empty] | EXISTING |  |  | PROPOSED
Description
This sheet models the typical maintenance costs associated for both spot and bulk replacement for each lamp type. | [9 empty] | %
The cells marked with aqua colour define the assumptions used in these calculations.
Assumptions
Paint work maintenance of decorative streetlights has not been modelled but this may be required in the future.
Incandescent lights require less traffic control. The traffic control figure for lights < 150W figure has been used for all lamp codes.
For Streetlight patrols in a bulk maintenance regime, 1 patrol is incorporated as part of the actual replacement procedure.
Calculations
1 | 2 | 3 | 4 | 5 | 6 | 7 | 8 | 9 | 10 | 11 | 12 | 13 | 14 | 15 | 16 | 17 | 18 | 19 | 20 | 21 | 22 | 23 | 24 | 25 | 26 | 27 | 28 | 29 | 30 | 31 | 32 | 33
Note : The count of Lamps in WASP column should be examined by the reader to determine the list of lampo codes that Country Energy currently has in its network.
Material costs have been inflated to 08-09 dollars | [10 empty] | Updated BLR to 4 years for 150W, 250W and 400W HPS, compact fluorescent and fluorescent lamps
Lamp Code | Lantern Watts (Nominal) | Number of Lamps | Count of Lamps in WASP (as of 09-11-2007) | Mapping Code | Lamp Cost | Ballast / Ignitor Cost | Starter / PE Cell Cost | Lamp Replacement Frequency Spot % (Manufacturer's Data expressed as a pecentage chance of failure for year) | Ballast / Ignitor Replacement Frequency (Manufacturer's Data expressed as a pecentage chance of failure for year) | Starter / PE Cell Replacement Frequency expressed as a pecentage chance of failure for year | Bulk Replacement Frequency (Years) | Bulk % (expressed as a pecentage chance of failure for year) | Spot Replacement Percentage under Bulk Replacement Regime | MAINT SPOT COST |  |  |  |  | MAINT BULK COST | [6 empty] | Other Repairs Material Cost | Subtotal Maintenance Cost - Spot | Subtotal Maintenance Cost - Bulk | Street Light Patrol | TOTAL | Total Maintenance Cost - Spot (2 Patrols) | Total Maintenance Cost - Bulk (1.33333333333333 Patrols) | TOTAL
[14 empty] | Labour & Plant | Lamp / Ignitor Cost | Starter / PE Cell Cost | Traffic Control | Total | Spot |  |  | Bulk
[19 empty] | Labour & Plant | Material | Traffic Control | Labour & Plant | Material | Traffic Control | Total |  |  |  |  | SPOT |  |  | SPOT- LAMP ONLY
FLU0010-ST | 9 | 1 | 34 | FLU0060 | 5.0838 | 31.3816 | 0.58865 | 35% | 10% | 20% | 3 | 33.33% | 2.27% | 83.9502 | 4.9175 | 0.094183 | 2.6815 | 91.6433 | 5.4448 | 3.2562 | 0.17391 | 12.3004 | 1.7338 | 0.39289 | 23.302 | 2.9107 | 94.554 | 26.2128 | 0.99616 | #REF! | 95.5502 | 26.8769 | #REF! | [7 empty] | FLU001-ST | 39.1839 | NA | TRUE
FLU0020-ST | 11 | 1 | 0 | FLU0060 | 5.0838 | 31.3816 | 0.58865 | 35% | 10% | 20% | 3 | 33.33% | 2.27% | 83.9502 | 4.9175 | 0.094183 | 2.6815 | 91.6433 | 5.4448 | 3.2562 | 0.17391 | 12.3004 | 1.7338 | 0.39289 | 23.302 | 2.9107 | 94.554 | 26.2128 | 0.99616 | #REF! | 95.5502 | 26.8769 | #REF! | [7 empty] | FLU002-ST | 39.1839 | NA | TRUE
FLU0030-ST | 13 | 1 | 0 | FLU0060 | 5.0838 | 31.3816 | 0.58865 | 35% | 10% | 20% | 3 | 33.33% | 2.27% | 83.9502 | 4.9175 | 0.094183 | 2.6815 | 91.6433 | 5.4448 | 3.2562 | 0.17391 | 12.3004 | 1.7338 | 0.39289 | 23.302 | 2.9107 | 94.554 | 26.2128 | 0.99616 | #REF! | 95.5502 | 26.8769 | #REF! | [7 empty] | FLU003-ST | 39.1839 | NA | TRUE
FLU0040-ST | 15 | 1 | 40 | FLU0060 | 5.0838 | 31.3816 | 0.58865 | 35% | 10% | 20% | 3 | 33.33% | 2.27% | 83.9502 | 4.9175 | 0.094183 | 2.6815 | 91.6433 | 5.4448 | 3.2562 | 0.17391 | 12.3004 | 1.7338 | 0.39289 | 23.302 | 2.9107 | 94.554 | 26.2128 | 0.99616 | #REF! | 95.5502 | 26.8769 | #REF! | [7 empty] | FLU004-ST | 39.1839 | NA | TRUE
FLU0050-ST | 20 | 1 | 447 | FLU0060 | 5.0838 | 31.3816 | 0.58865 | 35% | 10% | 20% | 3 | 33.33% | 2.27% | 83.9502 | 4.9175 | 0.094183 | 2.6815 | 91.6433 | 5.4448 | 3.2562 | 0.17391 | 12.3004 | 1.7338 | 0.39289 | 23.302 | 2.9107 | 94.554 | 26.2128 | 0.99616 | #REF! | 95.5502 | 26.8769 | #REF! | [7 empty] | FLU005-ST | 35.7534 | NA | TRUE
FLU0060-ST | Twin 20 | 2 | 3296 | FLU0060 | 5.0838 | 31.3816 | 0.58865 | 35% | 10% | 20% | 3 | 33.33% | 2.27% | 83.9502 | 9.835 | 0.094183 | 2.6815 | 96.5608 | 5.4448 | 6.5098 | 0.17391 | 12.3004 | 3.4677 | 0.39289 | 28.2894 | 2.9107 | 99.4715 | 31.2001 | 0.99616 | #REF! | 100.4677 | 31.8643 | #REF! | [7 empty] | FLU006-ST | 36.3309 | NA | TRUE
FLU0070-ST | 3x20 | 3 | 44 | FLU0060 | 5.0838 | 31.3816 | 0.58865 | 35% | 10% | 20% | 3 | 33.33% | 2.27% | 83.9502 | 14.7524 | 0.094183 | 2.6815 | 101.4782 | 5.4448 | 9.7634 | 0.17391 | 12.3004 | 5.2015 | 0.39289 | 33.2768 | 2.9107 | 104.389 | 36.1875 | 0.99616 | #REF! | 105.3851 | 36.8516 | #REF! | [7 empty] | FLU007-ST | 36.9084 | NA | TRUE
FLU0080-ST | 4x20 | 4 | 54 | FLU0060 | 5.0838 | 31.3816 | 0.58865 | 35% | 10% | 20% | 3 | 33.33% | 2.27% | 83.9502 | 19.6699 | 0.094183 | 2.6815 | 106.3957 | 5.4448 | 13.0169 | 0.17391 | 12.3004 | 6.9353 | 0.39289 | 38.2642 | 2.9107 | 109.3064 | 41.1749 | 0.99616 | #REF! | 110.3026 | 41.839 | #REF! | [7 empty] | FLU008-ST | 37.4859 | NA | TRUE
FLU0090-ST | 6x20 | 6 | 0 | FLU0060 | 5.0838 | 31.3816 | 0.58865 | 35% | 10% | 20% | 3 | 33.33% | 2.27% | 83.9502 | 29.5049 | 0.094183 | 2.6815 | 116.2307 | 5.4448 | 19.524 | 0.17391 | 12.3004 | 10.403 | 0.39289 | 48.239 | 2.9107 | 119.1414 | 51.1497 | 0.99616 | #REF! | 120.1376 | 51.8138 | #REF! | [8 empty] | 36.3309 | NA | TRUE
FLU0100-ST | 26 | 1 | 75 | FLU0060 | 5.0838 | 31.3816 | 0.58865 | 35% | 10% | 20% | 3 | 33.33% | 2.27% | 83.9502 | 4.9175 | 0.094183 | 2.6815 | 91.6433 | 5.4448 | 3.2562 | 0.17391 | 12.3004 | 1.7338 | 0.39289 | 23.302 | 2.9107 | 94.554 | 26.2128 | 0.99616 | #REF! | 95.5502 | 26.8769 | #REF! | [7 empty] | FLU010-ST | 36.3309 | NA | TRUE
FLU0110-ST | 2x26 | 2 | 0 | FLU0060 | 5.0838 | 31.3816 | 0.58865 | 35% | 10% | 20% | 3 | 33.33% | 2.27% | 83.9502 | 9.835 | 0.094183 | 2.6815 | 96.5608 | 5.4448 | 6.5098 | 0.17391 | 12.3004 | 3.4677 | 0.39289 | 28.2894 | 2.9107 | 99.4715 | 31.2001 | 0.99616 | #REF! | 100.4677 | 31.8643 | #REF! | [7 empty] | FLU011-ST | 37.4859 | NA | TRUE
FLU0120-ST | 6x36 | 2 | 1 | FLU0060 | 5.0838 | 31.3816 | 0.58865 | 35% | 10% | 20% | 3 | 33.33% | 2.27% | 83.9502 | 9.835 | 0.094183 | 2.6815 | 96.5608 | 5.4448 | 6.5098 | 0.17391 | 12.3004 | 3.4677 | 0.39289 | 28.2894 | 2.9107 | 99.4715 | 31.2001 | 0.99616 | #REF! | 100.4677 | 31.8643
FLU0130-ST | 40 | 1 | 8713 | FLU0130 | 2.475 | 31.3816 | 0.48162 | 35% | 10% | 20% | 3 | 33.33% | 2.27% | 83.9502 | 4.0044 | 0.077059 | 2.6815 | 90.7131 | 5.4448 | 3.1965 | 0.17391 | 12.3004 | 0.8571 | 0.39289 | 22.3656 | 2.9107 | 93.6238 | 25.2763 | 0.99616 | #REF! | 94.62 | 25.9404 | #REF! | [7 empty] | FLU013-ST | 35.8112 | NA | TRUE
FLU0140-ST | 2x40 | 2 | 253 | FLU0130 | 2.475 | 31.3816 | 0.48162 | 35% | 10% | 20% | 3 | 33.33% | 2.27% | 83.9502 | 8.0088 | 0.077059 | 2.6815 | 94.7175 | 5.4448 | 6.3909 | 0.17391 | 12.3004 | 1.7142 | 0.39289 | 26.417 | 2.9107 | 97.6282 | 29.3278 | 0.99616 | #REF! | 98.6244 | 29.9919 | #REF! | [7 empty] | FLU014-ST | 36.4464 | NA | TRUE
FLU0150-ST | 3x40 | 3 | 13 | FLU0130 | 2.475 | 31.3816 | 0.48162 | 35% | 10% | 20% | 3 | 33.33% | 2.27% | 83.9502 | 12.0132 | 0.077059 | 2.6815 | 98.7219 | 5.4448 | 9.5852 | 0.17391 | 12.3004 | 2.5713 | 0.39289 | 30.4685 | 2.9107 | 101.6326 | 33.3792 | 0.99616 | #REF! | 102.6288 | 34.0433 | #REF! | [7 empty] | FLU015-ST | 37.0817 | NA | TRUE
FLU0160-ST | 4x40 | 4 | 97 | FLU0130 | 2.475 | 31.3816 | 0.48162 | 35% | 10% | 20% | 3 | 33.33% | 2.27% | 83.9502 | 16.0176 | 0.077059 | 2.6815 | 102.7263 | 5.4448 | 12.7796 | 0.17391 | 12.3004 | 3.4284 | 0.39289 | 34.5199 | 2.9107 | 105.637 | 37.4307 | 0.99616 | #REF! | 106.6332 | 38.0948 | #REF! | [7 empty] | FLU016-ST | 37.7169 | NA | TRUE
FLU0170-ST | 6x40 | 6 | 0 | FLU0130 | 2.475 | 31.3816 | 0.48162 | 35% | 10% | 20% | 3 | 33.33% | 2.27% | 83.9502 | 24.0264 | 0.077059 | 2.6815 | 110.7351 | 5.4448 | 19.1682 | 0.17391 | 12.3004 | 5.1426 | 0.39289 | 42.6228 | 2.9107 | 113.6459 | 45.5336 | 0.99616 | #REF! | 114.642 | 46.1977 | #REF! | [7 empty] | FLU017-ST | 38.9874 | NA | TRUE
FLU0180-ST | 58 | 1 | 0 | FLU0130 | 2.475 | 31.3816 | 0.48162 | 35% | 10% | 20% | 3 | 33.33% | 2.27% | 83.9502 | 4.0044 | 0.077059 | 2.6815 | 90.7131 | 5.4448 | 3.1965 | 0.17391 | 12.3004 | 0.8571 | 0.39289 | 22.3656 | 2.9107 | 93.6238 | 25.2763 | 0.99616 | #REF! | 94.62 | 25.9404 | #REF! | [7 empty] | FLU018-ST | 35.8112 | NA | TRUE
FLU0190-ST | 2x58 | 2 | 8 | FLU0130 | 2.475 | 31.3816 | 0.48162 | 35% | 10% | 20% | 3 | 33.33% | 2.27% | 83.9502 | 8.0088 | 0.077059 | 2.6815 | 94.7175 | 5.4448 | 6.3909 | 0.17391 | 12.3004 | 1.7142 | 0.39289 | 26.417 | 2.9107 | 97.6282 | 29.3278 | 0.99616 | #REF! | 98.6244 | 29.9919 | #REF! | [7 empty] | FLU019-ST | 35.8344 | NA | TRUE
FLU0200-ST | 4x58 | 4 | 0 | FLU0130 | 2.475 | 31.3816 | 0.48162 | 35% | 10% | 20% | 3 | 33.33% | 2.27% | 83.9502 | 16.0176 | 0.077059 | 2.6815 | 102.7263 | 5.4448 | 12.7796 | 0.17391 | 12.3004 | 3.4284 | 0.39289 | 34.5199 | 2.9107 | 105.637 | 37.4307 | 0.99616 | #REF! | 106.6332 | 38.0948 | #REF! | [7 empty] | FLU020-ST | 37.1049 | NA | TRUE
FLU0210-ST | 5x58 | 4 | 0 | FLU0130 | 2.475 | 31.3816 | 0.48162 | 35% | 10% | 20% | 3 | 33.33% | 2.27% | 83.9502 | 16.0176 | 0.077059 | 2.6815 | 102.7263 | 5.4448 | 12.7796 | 0.17391 | 12.3004 | 3.4284 | 0.39289 | 34.5199 | 2.9107 | 105.637 | 37.4307 | 0.99616 | #REF! | 106.6332 | 38.0948
FLU0220-ST | 65 | 1 | 4 | FLU0130 | 2.475 | 31.3816 | 0.48162 | 35% | 10% | 20% | 3 | 33.33% | 2.27% | 83.9502 | 4.0044 | 0.077059 | 2.6815 | 90.7131 | 5.4448 | 3.1965 | 0.17391 | 12.3004 | 0.8571 | 0.39289 | 22.3656 | 2.9107 | 93.6238 | 25.2763 | 0.99616 | #REF! | 94.62 | 25.9404
FLU0230-ST | 5x65 | 5 | 0 | FLU0130 | 2.475 | 31.3816 | 0.48162 | 35% | 10% | 20% | 3 | 33.33% | 2.27% | 83.9502 | 20.022 | 0.077059 | 2.6815 | 106.7307 | 5.4448 | 15.9739 | 0.17391 | 12.3004 | 4.2855 | 0.39289 | 38.5714 | 2.9107 | 109.6414 | 41.4821 | 0.99616 | #REF! | 110.6376 | 42.1462
FLU0240-ST | 80 | 1 | 230 | FLU0130 | 2.475 | 31.3816 | 0.48162 | 35% | 10% | 20% | 3 | 33.33% | 2.27% | 83.9502 | 4.0044 | 0.077059 | 2.6815 | 90.7131 | 5.4448 | 3.1965 | 0.17391 | 12.3004 | 0.8571 | 0.39289 | 22.3656 | 2.9107 | 93.6238 | 25.2763 | 0.99616 | #REF! | 94.62 | 25.9404 | #REF! | [7 empty] | FLU024-ST | 35.8112 | NA | TRUE
FLU0250-ST | 2x80 | 2 | 1 | FLU0130 | 2.475 | 31.3816 | 0.48162 | 35% | 10% | 20% | 3 | 33.33% | 2.27% | 83.9502 | 8.0088 | 0.077059 | 2.6815 | 94.7175 | 5.4448 | 6.3909 | 0.17391 | 12.3004 | 1.7142 | 0.39289 | 26.417 | 2.9107 | 97.6282 | 29.3278 | 0.99616 | #REF! | 98.6244 | 29.9919 | #REF! | [7 empty] | FLU025-ST | 36.4464 | NA | TRUE
FLU0260-ST | 3x80 | 3 | 0 | FLU0130 | 2.475 | 31.3816 | 0.48162 | 35% | 10% | 20% | 3 | 33.33% | 2.27% | 83.9502 | 12.0132 | 0.077059 | 2.6815 | 98.7219 | 5.4448 | 9.5852 | 0.17391 | 12.3004 | 2.5713 | 0.39289 | 30.4685 | 2.9107 | 101.6326 | 33.3792 | 0.99616 | #REF! | 102.6288 | 34.0433 | #REF! | [7 empty] | FLU026-ST | 37.0817 | NA | TRUE
FLU0270-ST | 4x80 | 4 | 3 | FLU0130 | 2.475 | 31.3816 | 0.48162 | 35% | 10% | 20% | 3 | 33.33% | 2.27% | 83.9502 | 16.0176 | 0.077059 | 2.6815 | 102.7263 | 5.4448 | 12.7796 | 0.17391 | 12.3004 | 3.4284 | 0.39289 | 34.5199 | 2.9107 | 105.637 | 37.4307 | 0.99616 | #REF! | 106.6332 | 38.0948 | #REF! | [8 empty] | 37.7169 | NA | TRUE
FLU0280-ST | 5x80 | 5 | 0 | FLU0130 | 2.475 | 31.3816 | 0.48162 | 35% | 10% | 20% | 3 | 33.33% | 2.27% | 83.9502 | 20.022 | 0.077059 | 2.6815 | 106.7307 | 5.4448 | 15.9739 | 0.17391 | 12.3004 | 4.2855 | 0.39289 | 38.5714 | 2.9107 | 109.6414 | 41.4821 | 0.99616 | #REF! | 110.6376 | 42.1462
FLU0290-ST | 6x80 | 6 | 0 | FLU0130 | 2.475 | 31.3816 | 0.48162 | 35% | 10% | 20% | 3 | 33.33% | 2.27% | 83.9502 | 24.0264 | 0.077059 | 2.6815 | 110.7351 | 5.4448 | 19.1682 | 0.17391 | 12.3004 | 5.1426 | 0.39289 | 42.6228 | 2.9107 | 113.6459 | 45.5336 | 0.99616 | #REF! | 114.642 | 46.1977
FLU0300-ST | 2x125 | 2 | 0 | FLU0130 | 2.475 | 31.3816 | 0.48162 | 35% | 10% | 20% | 3 | 33.33% | 2.27% | 83.9502 | 8.0088 | 0.077059 | 2.6815 | 94.7175 | 5.4448 | 6.3909 | 0.17391 | 12.3004 | 1.7142 | 0.39289 | 26.417 | 2.9107 | 97.6282 | 29.3278 | 0.99616 | #REF! | 98.6244 | 29.9919 | #REF! | [7 empty] | FLU030-ST | 42.925 | NA | TRUE
FLU0310-ST | 176 | 1 | 0 | FLU0130 | 2.475 | 31.3816 | 0.48162 | 35% | 10% | 20% | 3 | 33.33% | 2.27% | 83.9502 | 4.0044 | 0.028897 | 2.6815 | 90.6649 | 5.4448 | 3.1965 | 0.17391 | 12.3004 | 0.8571 | 0.39289 | 22.3656 | 2.9107 | 93.5757 | 25.2763 | 0.99616 | #REF! | 94.5718 | 25.9404 | #REF! | [7 empty] | FLU030-ST | 42.925 | NA
FLU0320-ST | 236 | 1 | 0 | FLU0130 | 2.475 | 31.3816 | 0.48162 | 35% | 10% | 20% | 3 | 33.33% | 2.27% | 83.9502 | 4.0044 | 0.028897 | 2.6815 | 90.6649 | 5.4448 | 3.1965 | 0.17391 | 12.3004 | 0.8571 | 0.39289 | 22.3656 | 2.9107 | 93.5757 | 25.2763 | 0.99616 | #REF! | 94.5718 | 25.9404 | #REF! | [7 empty] | FLU030-ST | 42.925 | NA
HPS0010-ST | 50 | 1 | 4147 | HPS0010 | 17.2446 | 23.8936 | 31.9741 | 20% | 10% | 20% | 3 | 33.33% | 9.55% | 47.9715 | 5.8383 | 5.1159 | 1.5323 | 60.4579 | 22.9064 | 4.6469 | 0.73166 | 12.3004 | 7.8798 | 0.39289 | 48.8581 | 2.9107 | 63.3687 | 51.7688 | 0.99616 | #REF! | 64.3648 | 52.4329 | #REF! | -11.9319 | [6 empty] | HPS001-ST | 37.8324 | 35.4234 | TRUE
HPS0010-INT | 50 | 1 | 4147 | HPS0010 | 17.2446 | 23.8936 | 31.9741 | 25% | 10% | 20% | 3 | 33.33% | 9.55% | 59.9644 | 6.7005 | 5.1159 | 1.9153 | 73.6961 | 22.9064 | 4.6469 | 0.73166 | 12.3004 | 7.8798 | 0.39289 | 48.8581 | 2.9107 | 76.6068 | 51.7688 | 0.99616 | #REF! | 77.603 | 52.4329 | #REF! | [8 empty] | NA | NA | TRUE
HPS0010-TA | 50 | 1 | 4147 | HPS0010-TA | 32.5093 | 23.8936 | 31.9741 | 12% | 10% | 20% | 3 | 33.33% | 7.25% | 28.7829 | 6.2905 | 5.1159 | 0.91936 | 41.1086 | 17.3897 | 5.2099 | 0.55545 | 12.3004 | 12.968 | 0.39289 | 48.8163 | 2.9107 | 44.0193 | 51.7271 | 0.99616 | #REF! | 45.0155 | 52.3912 | #REF! | [7 empty] | HPS001-TA | 27.4497 | 29.8727 | FALSE
HPS0020-ST | 70 | 1 | 20752 | HPS0020 | 14.2613 | 33.7133 | 31.9741 | 20% | 10% | 20% | 3 | 33.33% | 9.55% | 47.9715 | 6.2236 | 5.1159 | 1.5323 | 60.8432 | 22.9064 | 5.344 | 0.73166 | 12.3004 | 6.8854 | 0.39289 | 48.5607 | 2.9107 | 63.754 | 51.4714 | 0.99616 | #REF! | 64.7501 | 52.1355 | #REF! | -12.6146 | [6 empty] | HPS002-ST | 39.4406 | 38.4254 | TRUE
HPS0020-TA | 70 | 1 | 20752 | HPS0020-TA | 34.516 | 63.8145 | 31.9741 | 12% | 10% | 20% | 3 | 33.33% | 7.25% | 28.7829 | 10.5234 | 5.1159 | 0.91936 | 45.3415 | 17.3897 | 9.3475 | 0.55545 | 12.3004 | 13.6369 | 0.39289 | 53.6228 | 2.9107 | 48.2522 | 56.5336 | 0.99616 | #REF! | 49.2484 | 57.1977 | #REF! | [7 empty] | HPS002-TA | 27.6477 | 30.2724 | FALSE
HPS0030-ST | 2x70 | 2 | 1 | HPS0020 | 14.2613 | 33.7133 | 31.9741 | 20% | 10% | 20% | 3 | 33.33% | 9.55% | 47.9715 | 12.4472 | 5.1159 | 1.5323 | 67.0668 | 22.9064 | 10.0773 | 0.73166 | 12.3004 | 13.7707 | 0.39289 | 60.1793 | 2.9107 | 69.9776 | 63.0901 | 0.99616 | #REF! | 70.9737 | 63.7542 | #REF! | -7.2195 | [7 empty] | NA | NA | TRUE
HPS0030-TA | 2x70 | 2 | 1 | HPS0020-TA | 34.516 | 63.8145 | 31.9741 | 12% | 10% | 20% | 3 | 33.33% | 7.25% | 28.7829 | 21.0467 | 5.1159 | 0.91936 | 55.8649 | 17.3897 | 18.2313 | 0.55545 | 12.3004 | 27.2739 | 0.39289 | 76.1436 | 2.9107 | 58.7756 | 79.0544 | 0.99616 | #REF! | 59.7718 | 79.7185 | #REF! | 19.9467 | [7 empty] | NA | NA | FALSE
HPS0040-ST | 3x70 | 3 | 0 | HPS0020 | 14.2613 | 33.7133 | 31.9741 | 20% | 10% | 20% | 3 | 33.33% | 9.55% | 47.9715 | 18.6708 | 5.1159 | 1.5323 | 73.2904 | 22.9064 | 14.8106 | 0.73166 | 12.3004 | 20.6561 | 0.39289 | 71.798 | 2.9107 | 76.2011 | 74.7087 | 0.99616 | #REF! | 77.1973 | 75.3728 | #REF! | -1.8245 | [7 empty] | NA | NA | TRUE
HPS0040-TA | 3x70 | 3 | 0 | HPS0020-TA | 34.516 | 63.8145 | 31.9741 | 12% | 10% | 20% | 3 | 33.33% | 7.25% | 28.7829 | 31.5701 | 5.1159 | 0.91936 | 66.3882 | 17.3897 | 27.1152 | 0.55545 | 12.3004 | 40.9108 | 0.39289 | 98.6644 | 2.9107 | 69.299 | 101.5752 | 0.99616 | #REF! | 70.2951 | 102.2393 | #REF! | 31.9441 | [7 empty] | NA | NA | FALSE
HPS0050-ST | 4x70 | 4 | 0 | HPS0020 | 14.2613 | 33.7133 | 31.9741 | 20% | 10% | 20% | 3 | 33.33% | 9.55% | 47.9715 | 24.8943 | 5.1159 | 1.5323 | 79.514 | 22.9064 | 19.5438 | 0.73166 | 12.3004 | 27.5415 | 0.39289 | 83.4166 | 2.9107 | 82.4247 | 86.3274 | 0.99616 | #REF! | 83.4209 | 86.9915 | #REF! | 3.5706 | [7 empty] | NA | NA | FALSE
HPS0050-TA | 4x70 | 4 | 0 | HPS0020-TA | 34.516 | 63.8145 | 31.9741 | 12% | 10% | 20% | 3 | 33.33% | 7.25% | 28.7829 | 42.0935 | 5.1159 | 0.91936 | 76.9116 | 17.3897 | 35.9991 | 0.55545 | 12.3004 | 54.5478 | 0.39289 | 121.1853 | 2.9107 | 79.8223 | 124.096 | 0.99616 | #REF! | 80.8185 | 124.7601 | #REF! | 43.9416 | [7 empty] | NA | NA | FALSE
HPS0060-ST | 8x70 | 8 | 0 | HPS0020 | 14.2613 | 33.7133 | 31.9741 | 12% | 10% | 20% | 3 | 33.33% | 9.55% | 28.7829 | 40.6615 | 5.1159 | 0.91936 | 75.4796 | 22.9064 | 38.477 | 0.73166 | 12.3004 | 55.0829 | 0.39289 | 129.8912 | 2.9107 | 78.3903 | 132.802 | 0.99616 | #REF! | 79.3865 | 133.4661 | #REF! | 54.0796 | [7 empty] | NA | NA
HPS0060-TA | 8x70 | 8 | 0 | HPS0020-TA | 34.516 | 63.8145 | 31.9741 | 12% | 10% | 20% | 3 | 33.33% | 7.25% | 28.7829 | 84.187 | 5.1159 | 0.91936 | 119.0051 | 17.3897 | 71.5345 | 0.55545 | 12.3004 | 109.0956 | 0.39289 | 211.2685 | 2.9107 | 121.9158 | 214.1792 | 0.99616 | #REF! | 122.912 | 214.8433 | #REF! | 91.9313 | [7 empty] | NA | NA
HPS0070-ST | 100 | 1 | 221 | HPS0020 | 14.2613 | 33.7133 | 31.9741 | 20% | 10% | 20% | 3 | 33.33% | 9.55% | 47.9715 | 6.2236 | 5.1159 | 1.5323 | 60.8432 | 22.9064 | 5.344 | 0.73166 | 12.3004 | 6.8854 | 0.39289 | 48.5607 | 2.9107 | 63.754 | 51.4714 | 0.99616 | #REF! | 64.7501 | 52.1355 | #REF! | [7 empty] | HPS007-ST | 39.8124 | NA | TRUE
HPS0070-TA | 100 | 1 | 221 | HPS0020-TA | 34.516 | 63.8145 | 31.9741 | 12% | 10% | 20% | 3 | 33.33% | 7.25% | 28.7829 | 10.5234 | 5.1159 | 0.91936 | 45.3415 | 17.3897 | 9.3475 | 0.55545 | 12.3004 | 13.6369 | 0.39289 | 53.6228 | 2.9107 | 48.2522 | 56.5336 | 0.99616 | #REF! | 49.2484 | 57.1977 | #REF! | [7 empty] | HPS007-TA | 31.8731 | NA | FALSE
HPS0080-ST | 120 | 1 | 104 | HPS0090 | 20.4688 | 59.0652 | 26.0342 | 20% | 10% | 20% | 3 | 33.33% | 9.55% | 47.9715 | 10.0003 | 4.1655 | 1.5323 | 63.6695 | 22.9064 | 8.3585 | 0.73166 | 12.3004 | 8.5585 | 0.39289 | 53.2484 | 2.9107 | 66.5803 | 56.1592 | 0.99616 | #REF! | 67.5764 | 56.8233 | #REF! | [7 empty] | HPS008-ST | 40.8567 | NA | TRUE
HPS0080-TA | 120 | 1 | 104 | HPS0090-TA | 47.8943 | 85.086 | 26.0342 | 12% | 10% | 20% | 3 | 33.33% | 7.25% | 28.7829 | 14.2559 | 4.1655 | 0.91936 | 48.1237 | 17.3897 | 12.3584 | 0.55545 | 12.3004 | 17.7004 | 0.39289 | 60.6972 | 2.9107 | 51.0344 | 63.6079 | 0.99616 | #REF! | 52.0306 | 64.2721 | #REF! | [8 empty] | 31.8869 | NA | FALSE
HPS0090-ST | 150 | 1 | 5672 | HPS0090 | 20.4688 | 59.0652 | 26.0342 | 20% | 10% | 20% | 3 | 33.33% | 9.55% | 47.9715 | 10.0003 | 1.5621 | 12.2581 | 71.792 | 22.9064 | 8.3585 | 5.8533 | 12.3004 | 8.5585 | 3.1431 | 61.1202 | 2.9107 | 74.7027 | 64.031 | 0.99616 | #REF! | 75.6989 | 64.6951 | #REF! | -11.0038 | [6 empty] | HPS009-ST | 42.079 | 40.5023 | TRUE
HPS0090-TA | 150 | 1 | 5672 | HPS0090-TA | 47.8943 | 85.086 | 26.0342 | 12% | 10% | 20% | 3 | 33.33% | 7.25% | 28.7829 | 14.2559 | 1.5621 | 7.3549 | 51.9558 | 17.3897 | 12.3584 | 4.4436 | 12.3004 | 17.7004 | 3.1431 | 67.3356 | 2.9107 | 54.8665 | 70.2463 | 0.99616 | #REF! | 55.8627 | 70.9104 | #REF! | [7 empty] | HPS009-TA | 32.6203 | 38.9334 | FALSE
HPS0100-ST | 220 | 1 | 161 | HPS0110 | 21.0307 | 67.9618 | 26.0342 | 20% | 10% | 20% | 3 | 33.33% | 9.55% | 47.9715 | 11.0023 | 1.5621 | 12.2581 | 72.794 | 22.9064 | 9.3019 | 5.8533 | 12.3004 | 8.7458 | 3.1431 | 62.2509 | 2.9107 | 75.7047 | 65.1616 | 0.99616 | #REF! | 76.7009 | 65.8257 | #REF! | -10.8752 | [6 empty] | HPS010-ST | 41.3889 | 41.0539 | TRUE
HPS0100-TA | 220 | 1 | 161 | HPS0110-TA | 50.4362 | 54.3159 | 26.0342 | 12% | 10% | 20% | 3 | 33.33% | 7.25% | 28.7829 | 11.4839 | 1.5621 | 7.3549 | 49.1838 | 17.3897 | 9.4657 | 4.4436 | 12.3004 | 18.5477 | 3.1431 |  | 2.9107 | 52.0945 | 2.9107 | 0.99616 |  | 53.0907 | 3.5748 | #REF! | -49.5158 | [6 empty] | HPS010-TA | NA | NA | TRUE
HPS0110-ST | 250 | 1 | 15900 | HPS0110 | 21.0307 | 67.9618 | 26.0342 | 20% | 10% | 20% | 3 | 33.33% | 9.55% | 47.9715 | 11.0023 | 1.5621 | 12.2581 | 72.794 | 22.9064 | 9.3019 | 5.8533 | 12.3004 | 8.7458 | 3.1431 | 62.2509 | 2.9107 | 75.7047 | 65.1616 | 0.99616 | #REF! | 76.7009 | 65.8257 | #REF! | -10.8752 | [6 empty] | HPS011-ST | 42.5432 | 42.2082 | TRUE
HPS0110-TA | 250 | 1 | 15900 | HPS0110-TA | 50.4362 | 54.3159 | 26.0342 | 12% | 10% | 20% | 3 | 33.33% | 7.25% | 28.7829 | 11.4839 | 1.5621 | 7.3549 | 49.1838 | 17.3897 | 9.4657 | 4.4436 | 12.3004 | 18.5477 | 3.1431 | 65.2901 | 2.9107 | 52.0945 | 68.2009 | 0.99616 | #REF! | 53.0907 | 68.865 | #REF! | 15.7743 | [6 empty] | HPS011-TA | 32.7655 | 38.3689 | FALSE
HPS0120-ST | 2x250 | 2 | 13 | HPS0110 | 21.0307 | 67.9618 | 26.0342 | 20% | 10% | 20% | 3 | 33.33% | 9.55% | 47.9715 | 22.0046 | 1.5621 | 12.2581 | 83.7963 | 22.9064 | 18.1065 | 5.8533 | 12.3004 | 17.4917 | 3.1431 | 79.8013 | 2.9107 | 86.7071 | 82.712 | 0.99616 | #REF! | 87.7032 | 83.3761 | #REF! | [7 empty] | HPS012-ST | 54.0617 | 52.4603 | TRUE
HPS0120-TA | 2x250 | 2 | 13 | HPS0110-TA | 50.4362 | 54.3159 | 26.0342 | 12% | 10% | 20% | 3 | 33.33% | 7.25% | 28.7829 | 22.9679 | 1.5621 | 7.3549 | 60.6677 | 17.3897 | 18.5539 | 4.4436 | 12.3004 | 37.0954 | 3.1431 | 92.926 | 2.9107 | 63.5784 | 95.8368 | 0.99616 | #REF! | 64.5746 | 96.5009 | #REF! | 31.9263 | [6 empty] | HPS012-TA | 43.8851 | 54.1077 | FALSE
HPS0130-ST | 4x250 | 4 | 0 | HPS0110 | 21.0307 | 67.9618 | 26.0342 | 20% | 10% | 20% | 3 | 33.33% | 9.55% | 47.9715 | 44.0093 | 1.5621 | 12.2581 | 105.801 | 22.9064 | 35.7157 | 5.8533 | 12.3004 | 34.9834 | 3.1431 | 114.9022 | 2.9107 | 108.7117 | 117.8129 | 0.99616 | #REF! | 109.7079 | 118.477 | #REF! | 8.7692 | [7 empty] | NA | NA | FALSE
HPS0130-TA | 4x250 | 4 | 0 | HPS0110-TA | 50.4362 | 54.3159 | 26.0342 | 12% | 10% | 20% | 3 | 33.33% | 7.25% | 28.7829 | 45.9357 | 1.5621 | 7.3549 | 83.6356 | 17.3897 | 36.7304 | 4.4436 | 12.3004 | 74.1907 | 3.1431 | 148.1978 | 2.9107 | 86.5463 | 151.1085 | 0.99616 | #REF! | 87.5425 | 151.7726 | #REF! | 64.2302 | [7 empty] | NA | NA | FALSE
HPS0140-ST | 310 (Retrofit) | 1 | 186 | HPS0110 | 21.0307 | 67.9618 | 26.0342 | 20% | 10% | 20% | 3 | 33.33% | 9.55% | 47.9715 | 11.0023 | 1.5621 | 12.2581 | 72.794 | 22.9064 | 9.3019 | 5.8533 | 12.3004 | 8.7458 | 3.1431 | 62.2509 | 2.9107 | 75.7047 | 65.1616 | 0.99616 | #REF! | 76.7009 | 65.8257 | #REF! | -10.8752 | [6 empty] | HPS014-ST | 43.4547 | 44.3872 | TRUE
HPS0150-ST | 2x310 | 2 | 1 | HPS0110 | 21.0307 | 67.9618 | 26.0342 | 20% | 10% | 20% | 3 | 33.33% | 9.55% | 47.9715 | 22.0046 | 1.5621 | 12.2581 | 83.7963 | 22.9064 | 18.1065 | 5.8533 | 12.3004 | 17.4917 | 3.1431 | 79.8013 | 2.9107 | 86.7071 | 82.712 | 0.99616 | #REF! | 87.7032 | 83.3761 | #REF! | -4.3271 | [7 empty] | NA | NA | TRUE
HPS0150-TA | 2x310 | 2 | 1 | HPS0110-TA | 50.4362 | 54.3159 | 26.0342 | 12% | 10% | 20% | 3 | 33.33% | 7.25% | 28.7829 | 22.9679 | 1.5621 | 7.3549 | 60.6677 | 17.3897 | 18.5539 | 4.4436 | 12.3004 | 37.0954 | 3.1431 | 92.926 | 2.9107 | 63.5784 | 95.8368 | 0.99616 |  | 64.5746 | 96.5009 | #REF! | 31.9263 | [7 empty] | NA | NA | FALSE
HPS0160-ST | 360 | 1 | 133 | HPS0170 | 28.6429 | 81.233 | 26.0342 | 20% | 10% | 20% | 3 | 33.33% | 9.55% | 47.9715 | 13.8519 | 1.5621 | 12.2581 | 75.6436 | 22.9064 | 11.356 | 5.8533 | 12.3004 | 11.2833 | 3.1431 | 66.8424 | 2.9107 | 78.5543 | 69.7531 | 0.99616 | #REF! | 79.5505 | 70.4172 | #REF! | -9.1333 | [6 empty] | HPS016-ST | 44.609 | 45.5415 | TRUE
HPS0160-TA | 360 | 1 | 133 | HPS0170-TA | 69.9685 | 81.233 | 26.0342 | 12% | 10% | 20% | 3 | 33.33% | 7.25% | 28.7829 | 16.5195 | 1.5621 | 7.3549 | 54.2194 | 17.3897 | 13.5735 | 4.4436 | 12.3004 | 25.0584 | 3.1431 | 75.9087 | 2.9107 | 57.1301 | 78.8194 | 0.99616 |  | 58.1263 | 79.4836 | #REF! | 21.3573 | [6 empty] | HPS016-TA | NA | NA | FALSE
HPS0170-ST | 400 | 1 | 1570 | HPS0170 | 28.6429 | 81.233 | 26.0342 | 20% | 10% | 20% | 3 | 33.33% | 9.55% | 47.9715 | 13.8519 | 1.5621 | 12.2581 | 75.6436 | 22.9064 | 11.356 | 5.8533 | 12.3004 | 11.2833 | 3.1431 | 66.8424 | 2.9107 | 78.5543 | 69.7531 | 0.99616 | #REF! | 79.5505 | 70.4172 | #REF! | -9.1333 | [6 empty] | HPS017-ST | 43.4353 | 43.5444 | TRUE
HPS0170-TA | 400 | 1 | 1570 | HPS0170-TA | 69.9685 | 81.233 | 26.0342 | 12% | 10% | 20% | 3 | 33.33% | 7.25% | 28.7829 | 16.5195 | 1.5621 | 7.3549 | 54.2194 | 17.3897 | 13.5735 | 4.4436 | 12.3004 | 25.0584 | 3.1431 | 75.9087 | 2.9107 | 57.1301 | 78.8194 | 0.99616 | #REF! | 58.1263 | 79.4836 | #REF! | [7 empty] | HPS017-TA | 36.3605 | 44.6767 | FALSE
HPS0180-ST | 2x400 | 2 | 55 | HPS0170 | 28.6429 | 81.233 | 26.0342 | 20% | 10% | 20% | 3 | 33.33% | 9.55% | 47.9715 | 27.7038 | 1.5621 | 12.2581 | 89.4955 | 22.9064 | 22.2147 | 5.8533 | 12.3004 | 22.5665 | 3.1431 | 88.9843 | 2.9107 | 92.4062 | 91.8951 | 0.99616 | #REF! | 93.4024 | 92.5592 | #REF! | -0.8432 | [6 empty] | HPS018-ST | 55.8172 | 55.1039 | TRUE
HPS0180-TA | 2x400 | 2 | 55 | HPS0170-TA | 69.9685 | 81.233 | 26.0342 | 12% | 10% | 20% | 3 | 33.33% | 7.25% | 28.7829 | 33.039 | 1.5621 | 7.3549 | 70.7389 | 17.3897 | 26.7695 | 4.4436 | 12.3004 | 50.1169 | 3.1431 | 114.1632 | 2.9107 | 73.6496 | 117.0739 | 0.99616 | #REF! | 74.6458 | 117.738 | #REF! | [7 empty] | HPS018-TA | 49.4574 | 65.1056 | FALSE
HPS0190-ST | 3x400 | 3 | 2 | HPS0170 | 28.6429 | 81.233 | 26.0342 | 20% | 10% | 20% | 3 | 33.33% | 9.55% | 47.9715 | 41.5557 | 1.5621 | 12.2581 | 103.3474 | 22.9064 | 33.0734 | 5.8533 | 12.3004 | 33.8498 | 3.1431 | 111.1263 | 2.9107 | 106.2581 | 114.037 | 0.99616 | #REF! | 107.2543 | 114.7011 | [11 empty] | FALSE
HPS0200-ST | 4x400 | 4 | 0 | HPS0170 | 28.6429 | 81.233 | 26.0342 | 20% | 10% | 20% | 3 | 33.33% | 9.55% | 47.9715 | 55.4076 | 1.5621 | 12.2581 | 117.1993 | 22.9064 | 43.9321 | 5.8533 | 12.3004 | 45.133 | 3.1431 | 133.2683 | 2.9107 | 120.11 | 136.179 | 0.99616 | #REF! | 121.1062 | 136.8431 | #REF! | 15.7369 | [7 empty] | NA | NA | FALSE
HPS0200-TA | 4x400 | 4 | 0 | HPS0170-TA | 69.9685 | 81.233 | 26.0342 | 12% | 10% | 20% | 3 | 33.33% | 7.25% | 28.7829 | 66.0781 | 1.5621 | 7.3549 | 103.7779 | 17.3897 | 53.1616 | 4.4436 | 12.3004 | 100.2338 | 3.1431 | 190.6721 | 2.9107 | 106.6887 | 193.5829 | 0.99616 | #REF! | 107.6848 | 194.247 | #REF! | 86.5621 | [7 empty] | NA | NA | FALSE
HPS0210-ST | 600 (Internal Ignitor) | 1 | 11 | HPS0210 | 125.6356 | 98.0897 | 26.0342 | 20% | 10% | 20% | 3 | 33.33% | 9.55% | 47.9715 | 34.9361 | 1.5621 | 12.2581 | 96.7278 | 22.9064 | 22.3044 | 5.8533 | 12.3004 | 43.6141 | 3.1431 | 110.1217 | 2.9107 | 99.6385 | 113.0325 | 0.99616 | #REF! | 100.6347 | 113.6966 | #REF! | 13.0619 | [6 empty] | HPS021-ST | 47.4173 | 49.9696 | FALSE
HPS0220-ST | 2x600 | 2 | 0 | HPS0210 | 125.6356 | 98.0897 | 26.0342 | 20% | 10% | 20% | 3 | 33.33% | 9.55% | 47.9715 | 69.8722 | 1.5621 | 12.2581 | 131.6639 | 22.9064 | 44.1116 | 5.8533 | 12.3004 | 87.2283 | 3.1431 | 175.5431 | 2.9107 | 134.5746 | 178.4538 | 0.99616 | #REF! | 135.5708 | 179.1179 | #REF! | 43.5471 | [6 empty] | HPS021-ST | 47.4173 | 49.9696
HPS0230-ST | 4x600 | 4 | 0 | HPS0210 | 125.6356 | 98.0897 | 26.0342 | 20% | 10% | 20% | 3 | 33.33% | 9.55% | 47.9715 | 139.7444 | 1.5621 | 12.2581 | 201.5361 | 22.9064 | 87.7259 | 5.8533 | 12.3004 | 174.4566 | 3.1431 | 306.3857 | 2.9107 | 204.4468 | 309.2964 | 0.99616 | #REF! | 205.443 | 309.9605 | #REF! | 104.5176 | [6 empty] | HPS021-ST | 47.4173 | 49.9696
HPS0240-ST | 6x600 | 6 | 0 | HPS0210 | 125.6356 | 98.0897 | 26.0342 | 20% | 10% | 20% | 3 | 33.33% | 9.55% | 47.9715 | 209.6166 | 1.5621 | 12.2581 | 271.4083 | 22.9064 | 131.3403 | 5.8533 | 12.3004 | 261.6849 | 3.1431 | 437.2283 | 2.9107 | 274.319 | 440.1391 | 0.99616 | #REF! | 275.3152 | 440.8032 | #REF! | 165.488 | [7 empty] | NA | NA | FALSE
HPS0250-ST | 1000 | 1 | 31 | MHR0100 | 287.6334 | 173.9179 | 34.0076 | 20% | 10% | 20% | 3 | 33.33% | 9.55% | 47.9715 | 74.9185 | 2.0405 | 12.2581 | 137.1886 | 22.9064 | 45.5103 | 5.8533 | 12.3004 | 98.145 | 3.1431 | 187.8585 | 2.9107 | 140.0993 | 190.7692 | 0.99616 | #REF! | 141.0955 | 191.4333 | #REF! | [7 empty] | HPS025-ST | 56.8248 | 71.7089 | FALSE
HPS0260-ST | 4x1000 | 1 | 0 | MHR0100 | 287.6334 | 173.9179 | 34.0076 | 20% | 10% | 20% | 3 | 33.33% | 9.55% | 47.9715 | 74.9185 | 2.0405 | 12.2581 | 137.1886 | 22.9064 | 45.5103 | 5.8533 | 12.3004 | 98.145 | 3.1431 | 187.8585 | 2.9107 | 140.0993 | 190.7692 | 0.99616 | #REF! | 141.0955 | 191.4333 | #REF! | [7 empty] | HPS025-ST | 56.8248 | 71.7089
INC0010-ST | 30 | 1 | 8 | INC0030 | 1.4716 | 0 | 0 | 50% | 10% | 20% | 3 | 33.33% | 0.56% | 119.9288 | 0.73581 | 0 | 3.8307 | 124.4953 | 1.3432 | 0.008241 | 0.042903 | 12.3004 | 0.49054 | 0.39289 | 14.5782 | 2.9107 | 127.406 | 17.4889 | 0.99616 | #REF! | 128.4022 | 18.153 | #REF! | [7 empty] | INC001-ST | 46.4912 | NA | TRUE
INC0020-ST | 40 | 1 | 0 | INC0030 | 1.4716 | 0 | 0 | 50% | 10% | 20% | 3 | 33.33% | 0.56% | 119.9288 | 0.73581 | 0 | 3.8307 | 124.4953 | 1.3432 | 0.008241 | 0.042903 | 12.3004 | 0.49054 | 0.39289 | 14.5782 | 2.9107 | 127.406 | 17.4889 | 0.99616 | #REF! | 128.4022 | 18.153 | #REF! | [7 empty] | INC002-ST | 46.4912 | NA | TRUE
INC0030-ST | 60 | 1 | 128 | INC0030 | 1.4716 | 0 | 0 | 50% | 10% | 20% | 3 | 33.33% | 0.56% | 119.9288 | 0.73581 | 0 | 3.8307 | 124.4953 | 1.3432 | 0.008241 | 0.042903 | 12.3004 | 0.49054 | 0.39289 | 14.5782 | 2.9107 | 127.406 | 17.4889 | 0.99616 | #REF! | 128.4022 | 18.153 | #REF! | [7 empty] | INC003-ST | 46.5462 | NA | TRUE
INC0040-ST | 75 | 1 | 13 | INC0030 | 1.4716 | 0 | 0 | 50% | 10% | 20% | 3 | 33.33% | 0.56% | 119.9288 | 0.73581 | 0 | 3.8307 | 124.4953 | 1.3432 | 0.008241 | 0.042903 | 12.3004 | 0.49054 | 0.39289 | 14.5782 | 2.9107 | 127.406 | 17.4889 | 0.99616 | #REF! | 128.4022 | 18.153 | #REF! | [7 empty] | INC004-ST | 46.5737 | NA | TRUE
INC0050-ST | 100 | 1 | 45 | INC0030 | 1.4716 | 0 | 0 | 50% | 10% | 20% | 3 | 33.33% | 0.56% | 119.9288 | 0.73581 | 0 | 3.8307 | 124.4953 | 1.3432 | 0.008241 | 0.042903 | 12.3004 | 0.49054 | 0.39289 | 14.5782 | 2.9107 | 127.406 | 17.4889 | 0.99616 | #REF! | 128.4022 | 18.153 | #REF! | [7 empty] | INC005-ST | 46.5737 | NA | TRUE
INC0060-ST | 3x100 | 3 | 0 | INC0030 | 1.4716 | 0 | 0 | 50% | 10% | 20% | 3 | 33.33% | 0.56% | 119.9288 | 2.2074 | 0 | 3.8307 | 125.9669 | 1.3432 | 0.024723 | 0.042903 | 12.3004 | 1.4716 | 0.39289 | 15.5757 | 2.9107 | 128.8776 | 18.4865 | 0.99616 | #REF! | 129.8738 | 19.1506 | #REF! | [7 empty] | INC005-ST | 46.5737 | NA | TRUE
INC0070-ST | 130 | 1 | 0 | INC0030 | 1.4716 | 0 | 0 | 50% | 10% | 20% | 3 | 33.33% | 0.56% | 119.9288 | 0.73581 | 0 | 3.8307 | 124.4953 | 1.3432 | 0.008241 | 0.042903 | 12.3004 | 0.49054 | 0.39289 | 14.5782 | 2.9107 | 127.406 | 17.4889 | 0.99616 | #REF! | 128.4022 | 18.153 | #REF! | [7 empty] | INC007-ST | 46.6012 | NA | TRUE
INC0080-ST | 150 | 1 | 41 | INC0030 | 1.4716 | 0 | 0 | 50% | 10% | 20% | 3 | 33.33% | 0.56% | 119.9288 | 0.73581 | 0 | 3.8307 | 124.4953 | 1.3432 | 0.008241 | 0.042903 | 12.3004 | 0.49054 | 3.1431 | 17.3284 | 2.9107 | 127.406 | 20.2391 | 0.99616 | #REF! | 128.4022 | 20.9032 | #REF! | [7 empty] | INC008-ST | 46.8762 | NA | TRUE
INC0090-ST | 200 | 1 | 3 | INC0030 | 1.4716 | 0 | 0 | 50% | 10% | 20% | 3 | 33.33% | 0.56% | 119.9288 | 0.73581 | 0 | 3.8307 | 124.4953 | 1.3432 | 0.008241 | 0.042903 | 12.3004 | 0.49054 | 3.1431 | 17.3284 | 2.9107 | 127.406 | 20.2391 | 0.99616 | #REF! | 128.4022 | 20.9032 | #REF! | [7 empty] | INC009-ST | 47.7012 | NA | TRUE
INC0100-ST | 300 | 1 | 6 | INC0030 | 1.4716 | 0 | 0 | 50% | 10% | 20% | 3 | 33.33% | 0.56% | 119.9288 | 0.73581 | 0 | 3.8307 | 124.4953 | 1.3432 | 0.008241 | 0.042903 | 12.3004 | 0.49054 | 3.1431 | 17.3284 | 2.9107 | 127.406 | 20.2391 | 0.99616 | #REF! | 128.4022 | 20.9032 | #REF! | [7 empty] | INC010-ST | 49.3512 | NA | TRUE
INC0110-ST | 500 | 1 | 4 | INC0030 | 1.4716 | 0 | 0 | 50% | 10% | 20% | 3 | 33.33% | 0.56% | 119.9288 | 0.73581 | 0 | 3.8307 | 124.4953 | 1.3432 | 0.008241 | 0.042903 | 12.3004 | 0.49054 | 3.1431 | 17.3284 | 2.9107 | 127.406 | 20.2391 | 0.99616 | #REF! | 128.4022 | 20.9032 | #REF! | [7 empty] | INC011-ST | 49.9012 | NA | TRUE
INC0120-ST | 750 | 1 | 0 | INC0030 | 1.4716 | 0 | 0 | 50% | 10% | 20% | 3 | 33.33% | 0.56% | 119.9288 | 0.73581 | 0 | 3.8307 | 124.4953 | 1.3432 | 0.008241 | 0.042903 | 12.3004 | 0.49054 | 3.1431 | 17.3284 | 2.9107 | 127.406 | 20.2391 | 0.99616 | #REF! | 128.4022 | 20.9032 | #REF! | [7 empty] | INC011-ST | 49.9012 | NA | TRUE
INC0130-ST | 800 | 1 | 0 | INC0030 | 1.4716 | 0 | 0 | 50% | 10% | 20% | 3 | 33.33% | 0.56% | 119.9288 | 0.73581 | 0 | 3.8307 | 124.4953 | 1.3432 | 0.008241 | 0.042903 | 12.3004 | 0.49054 | 3.1431 | 17.3284 | 2.9107 | 127.406 | 20.2391 | 0.99616 | #REF! | 128.4022 | 20.9032 | #REF! | [7 empty] | INC013-ST | 51.0012 | NA | TRUE
INC0140-ST | 1000 | 1 | 11 | INC0030 | 1.4716 | 0 | 0 | 50% | 10% | 20% | 3 | 33.33% | 0.56% | 119.9288 | 0.73581 | 0 | 3.8307 | 124.4953 | 1.3432 | 0.008241 | 0.042903 | 12.3004 | 0.49054 | 3.1431 | 17.3284 | 2.9107 | 127.406 | 20.2391 | 0.99616 | #REF! | 128.4022 | 20.9032 | #REF! | [7 empty] | INC014-ST | 51.0012 | NA | TRUE
INC0150-ST | 1440 | 1 | 0 | INC0030 | 1.4716 | 0 | 0 | 50% | 10% | 20% | 3 | 33.33% | 0.56% | 119.9288 | 0.73581 | 0 | 3.8307 | 124.4953 | 1.3432 | 0.008241 | 0.042903 | 12.3004 | 0.49054 | 3.1431 | 17.3284 | 2.9107 | 127.406 | 20.2391 | 0.99616 | #REF! | 128.4022 | 20.9032 | #REF! | [7 empty] | INC014-ST | 51.0012 | NA | TRUE
INC0160-ST |  | 1 | 0 | INC0030 | 1.4716 | 0 | 0 | 50% | 10% | 20% | 3 | 33.33% | 0.56% | 119.9288 | 0.73581 | 0 | 3.8307 | 124.4953 | 1.3432 | 0.008241 | 0.042903 | 12.3004 | 0.49054 | 3.1431 | 17.3284 | 2.9107 | 127.406 | 20.2391 | 0.99616 | #REF! | 128.4022 | 20.9032
INC0170-ST | 2880 | 1 | 0 | INC0030 | 1.4716 | 0 | 0 | 50% | 10% | 20% | 3 | 33.33% | 0.56% | 119.9288 | 0.73581 | 0 | 3.8307 | 124.4953 | 1.3432 | 0.008241 | 0.042903 | 12.3004 | 0.49054 | 3.1431 | 17.3284 | 2.9107 | 127.406 | 20.2391 | 0.99616 | #REF! | 128.4022 | 20.9032 | #REF! | [7 empty] | INC014-ST | 51.0012 | NA | TRUE
LPS0010-ST | 18 | 1 | 3 | LPS0030 | 37.1917 | 89.6346 | 26.0342 | 25% | 10% | 20% | 3 | 33.33% | 4.47% | 59.9644 | 18.2614 | 4.1655 | 1.9153 | 84.3066 | 10.7216 | 10.8587 | 0.34246 | 12.3004 | 14.1328 | 0.39289 | 48.7489 | 2.9107 | 87.2173 | 51.6596 | 0.99616 | #REF! | 88.2135 | 52.3237 | #REF! | [7 empty] | LPS001-ST | 39.3285 | NA | TRUE
LPS0020-ST | 35 | 1 | 6 | LPS0030 | 37.1917 | 89.6346 | 26.0342 | 25% | 10% | 20% | 3 | 33.33% | 4.47% | 59.9644 | 18.2614 | 4.1655 | 1.9153 | 84.3066 | 10.7216 | 10.8587 | 0.34246 | 12.3004 | 14.1328 | 0.39289 | 48.7489 | 2.9107 | 87.2173 | 51.6596 | 0.99616 | #REF! | 88.2135 | 52.3237 | #REF! | [7 empty] | LPS002-ST | 40.9785 | NA | TRUE
LPS0030-ST | 55 | 1 | 737 | LPS0030 | 37.1917 | 89.6346 | 26.0342 | 25% | 10% | 20% | 3 | 33.33% | 4.47% | 59.9644 | 18.2614 | 4.1655 | 1.9153 | 84.3066 | 10.7216 | 10.8587 | 0.34246 | 12.3004 | 14.1328 | 0.39289 | 48.7489 | 2.9107 | 87.2173 | 51.6596 | 0.99616 | #REF! | 88.2135 | 52.3237 | #REF! | [7 empty] | LPS003-ST | 42.5347 | NA | TRUE
LPS0040-ST | 90/100 | 1 | 840 | LPS0040 | 42.2085 | 92.3103 | 26.0342 | 25% | 10% | 20% | 3 | 33.33% | 4.47% | 59.9644 | 19.7832 | 4.1655 | 1.9153 | 85.8284 | 10.7216 | 11.3505 | 0.34246 | 12.3004 | 15.8051 | 0.39289 | 50.913 | 2.9107 | 88.7391 | 53.8237 | 0.99616 | #REF! | 89.7353 | 54.4878 | #REF! | [7 empty] | LPS004-ST | 38.0456 | 57.8438 | TRUE
LPS0050-ST | 135 | 1 | 307 | LPS0050 | 47.493 | 98.5981 | 26.0342 | 25% | 10% | 20% | 3 | 33.33% | 4.47% | 59.9644 | 21.733 | 1.5621 | 1.9153 | 85.1748 | 10.7216 | 12.2155 | 0.34246 | 12.3004 | 17.5666 | 0.39289 | 53.5395 | 2.9107 | 88.0856 | 56.4502 | 0.99616 | #REF! | 89.0817 | 57.1143 | #REF! | [7 empty] | LPS005-ST | 38.9943 | 59.9311 | TRUE
LPS0060-ST | 150 | 1 | 340 | LPS0050 | 47.493 | 98.5981 | 26.0342 | 25% | 10% | 20% | 3 | 33.33% | 4.47% | 59.9644 | 21.733 | 1.5621 | 15.3227 | 98.5822 | 10.7216 | 12.2155 | 2.7397 | 12.3004 | 17.5666 | 3.1431 | 58.6869 | 2.9107 | 101.4929 | 61.5976 | 0.99616 | #REF! | 102.4891 | 62.2618 | #REF! | [7 empty] | LPS006-ST | 42.2338 | 67.058 | TRUE
LPS0070-ST | 160 | 1 | 0 | LPS0050 | 47.493 | 98.5981 | 26.0342 | 25% | 10% | 20% | 3 | 33.33% | 4.47% | 59.9644 | 21.733 | 1.5621 | 15.3227 | 98.5822 | 10.7216 | 12.2155 | 2.7397 | 12.3004 | 17.5666 | 3.1431 | 58.6869 | 2.9107 | 101.4929 | 61.5976 | 0.99616 | #REF! | 102.4891 | 62.2618 | #REF! | [7 empty] | LPS006-ST | 42.2338 | 67.058 | TRUE
LPS0080-ST | 180 | 1 | 4 | LPS0050 | 47.493 | 98.5981 | 26.0342 | 25% | 10% | 20% | 3 | 33.33% | 4.47% | 59.9644 | 21.733 | 1.5621 | 15.3227 | 98.5822 | 10.7216 | 12.2155 | 2.7397 | 12.3004 | 17.5666 | 3.1431 | 58.6869 | 2.9107 | 101.4929 | 61.5976 | 0.99616 | #REF! | 102.4891 | 62.2618 | #REF! | [7 empty] | LPS008-ST | 49.4388 | 82.909 | TRUE
LPS0090-ST | 310 | 1 | 3 | LPS0050 | 47.493 | 98.5981 | 26.0342 | 25% | 10% | 20% | 3 | 33.33% | 4.47% | 59.9644 | 21.733 | 1.5621 | 15.3227 | 98.5822 | 10.7216 | 12.2155 | 2.7397 | 12.3004 | 17.5666 | 3.1431 | 58.6869 | 2.9107 | 101.4929 | 61.5976 | 0.99616 | #REF! | 102.4891 | 62.2618 | #REF! | [7 empty] | LPS009-ST | 58.5994 | 104.8735 | TRUE
MHC0010-ST | 150 | 1 | 0 | MHR0060 | 70.1023 | 67.9618 | 10.7026 | 28% | 10% | 20% | 3 | 33.33% | 5.65% | 67.1601 | 26.4248 | 1.7124 | 2.1452 | 97.4425 | 13.552 | 10.8779 | 0.43287 | 12.3004 | 24.0809 | 0.39289 | 61.6369 | 2.9107 | 100.3533 | 64.5477 | 0.99616 | #REF! | 101.3494 | 65.2118 | #REF! | [7 empty] | MHR001-ST | 50.9303 | 61.669 | TRUE
MHC0020-ST | 250 | 1 | 5 | MHR0060 | 70.1023 | 67.9618 | 10.7026 | 28% | 10% | 20% | 3 | 33.33% | 5.65% | 67.1601 | 26.4248 | 1.7124 | 2.1452 | 97.4425 | 13.552 | 10.8779 | 0.43287 | 12.3004 | 24.0809 | 0.39289 | 61.6369 | 2.9107 | 100.3533 | 64.5477 | 0.99616 | #REF! | 101.3494 | 65.2118 | #REF! | [7 empty] | MHR001-ST | 50.9303 | 61.669 | TRUE
MHC0030-ST | 400 | 1 | 2 | MHR0070 | 75.9887 | 81.233 | 10.7026 | 28% | 10% | 20% | 3 | 33.33% | 5.65% | 67.1601 | 29.4002 | 1.7124 | 2.1452 | 100.4179 | 13.552 | 12.5376 | 0.43287 | 12.3004 | 26.0431 | 0.39289 | 65.2588 | 2.9107 | 103.3286 | 68.1695 | 0.99616 | #REF! | 104.3248 | 68.8336 | #REF! | [7 empty] | MHR001-ST | 50.9303 | 61.669 | TRUE
MHR0010-ST | 70 | 1 | 45 | MHR0060 | 70.1023 | 67.9618 | 10.7026 | 28% | 10% | 20% | 3 | 33.33% | 5.65% | 67.1601 | 26.4248 | 1.7124 | 2.1452 | 97.4425 | 13.552 | 10.8779 | 0.43287 | 12.3004 | 24.0809 | 0.39289 | 61.6369 | 2.9107 | 100.3533 | 64.5477 | 0.99616 | #REF! | 101.3494 | 65.2118 | #REF! | [7 empty] | MHR001-ST | 50.9303 | 61.669 | TRUE
MHR0020-ST | 100 | 1 | 6 | MHR0060 | 70.1023 | 67.9618 | 10.7026 | 28% | 10% | 20% | 3 | 33.33% | 5.65% | 67.1601 | 26.4248 | 1.7124 | 2.1452 | 97.4425 | 13.552 | 10.8779 | 0.43287 | 12.3004 | 24.0809 | 0.39289 | 61.6369 | 2.9107 | 100.3533 | 64.5477 | 0.99616 | #REF! | 101.3494 | 65.2118 | #REF! | [7 empty] | MHR002-ST | 51.04 | 61.7787 | TRUE
MHR0030-ST | 150 | 1 | 55 | MHR0060 | 70.1023 | 67.9618 | 10.7026 | 28% | 10% | 20% | 3 | 33.33% | 5.65% | 67.1601 | 26.4248 | 0.64216 | 17.1614 | 111.3885 | 13.552 | 10.8779 | 3.4629 | 12.3004 | 24.0809 | 3.1431 | 67.4172 | 2.9107 | 114.2992 | 70.3279 | 0.99616 | #REF! | 115.2954 | 70.9921 | #REF! | [7 empty] | MHR003-ST | 45.0279 | 64.9946 | TRUE
MHR0040-ST | 4x150 | 4 | 0 | MHR0060 | 70.1023 | 67.9618 | 10.7026 | 28% | 10% | 20% | 3 | 33.33% | 5.65% | 67.1601 | 105.6993 | 0.64216 | 17.1614 | 190.6629 | 13.552 | 43.1488 | 3.4629 | 12.3004 | 96.3238 | 3.1431 | 171.9309 | 2.9107 | 193.5737 | 174.8416 | 0.99616 | #REF! | 194.5698 | 175.5057 | #REF! | [7 empty] | MHR003-ST | 45.0279 | 64.9946 | TRUE
MHR0050-ST | 175 | 1 | 29 | MHR0060 | 70.1023 | 67.9618 | 10.7026 | 28% | 10% | 20% | 3 | 33.33% | 5.65% | 67.1601 | 26.4248 | 0.64216 | 17.1614 | 111.3885 | 13.552 | 10.8779 | 3.4629 | 12.3004 | 24.0809 | 3.1431 | 67.4172 | 2.9107 | 114.2992 | 70.3279 | 0.99616 | #REF! | 115.2954 | 70.9921 | #REF! | [7 empty] | MHR003-ST | 45.0279 | 64.9946 | TRUE
MHR0060-ST | 250 | 1 | 81 | MHR0060 | 70.1023 | 67.9618 | 10.7026 | 28% | 10% | 20% | 3 | 33.33% | 5.65% | 67.1601 | 26.4248 | 0.64216 | 17.1614 | 111.3885 | 13.552 | 10.8779 | 3.4629 | 12.3004 | 24.0809 | 3.1431 | 67.4172 | 2.9107 | 114.2992 | 70.3279 | 0.99616 | #REF! | 115.2954 | 70.9921 | #REF! | [7 empty] | MHR006-ST | 46.1481 | 66.3097 | TRUE
MHR0070-ST | 400 | 1 | 162 | MHR0070 | 75.9887 | 81.233 | 10.7026 | 28% | 10% | 20% | 3 | 33.33% | 5.65% | 67.1601 | 29.4002 | 0.64216 | 17.1614 | 114.3638 | 13.552 | 12.5376 | 3.4629 | 12.3004 | 26.0431 | 3.1431 | 71.0391 | 2.9107 | 117.2746 | 73.9498 | 0.99616 | #REF! | 118.2707 | 74.6139 | #REF! | [7 empty] | MHR007-ST | 47.798 | 69.3881 | TRUE
MHR0080-ST | 2x400 | 2 | 0 | MHR0070 | 75.9887 | 81.233 | 10.7026 | 28% | 10% | 20% | 3 | 33.33% | 5.65% | 67.1601 | 58.8003 | 0.64216 | 17.1614 | 143.764 | 13.552 | 24.9543 | 3.4629 | 12.3004 | 52.0862 | 3.1431 | 109.4988 | 2.9107 | 146.6747 | 112.4096 | 0.99616 | #REF! | 147.6709 | 113.0737 | #REF! | [7 empty] | MHR007-ST | 47.798 | 69.3881 | TRUE
MHR0090-ST | 500 | 1 | 1 | MHR0070 | 75.9887 | 81.233 | 10.7026 | 28% | 10% | 20% | 3 | 33.33% | 5.65% | 67.1601 | 29.4002 | 0.64216 | 17.1614 | 114.3638 | 13.552 | 12.5376 | 3.4629 | 12.3004 | 26.0431 | 3.1431 | 71.0391 | 2.9107 | 117.2746 | 73.9498 | 0.99616 | #REF! | 118.2707 | 74.6139 | #REF! | 40%/3% | 25%/3.5% | SAVING | SAVING | 33%/2.8% | SAVING | SAVING | MHR009-ST | 45.4285 | 67.0187 | TRUE
MHR0100-ST | 1000 | 1 | 16 | MHR0100 | 287.6334 | 173.9179 | 34.0076 | 28% | 10% | 20% | 3 | 33.33% | 5.65% | 67.1601 | 97.9292 | 2.0405 | 17.1614 | 184.2911 | 13.552 | 34.0274 | 3.4629 | 12.3004 | 98.145 | 3.1431 | 164.6307 | 2.9107 | 187.2019 | 167.5415 | 0.99616 | #REF! | 188.198 | 168.2056 | #REF! | 1 | 90% INITIAL | ON BULK COST | ON SPOT COST | 95% INITIAL | ON BULK COST | ON SPOT COST | MHR010-ST | 55.4601 | 86.7235 | TRUE
MHR0110-ST | 1500 | 1 | 1 | MHR0100 | 287.6334 | 173.9179 | 34.0076 | 28% | 10% | 20% | 3 | 33.33% | 5.65% | 67.1601 | 97.9292 | 2.0405 | 17.1614 | 184.2911 | 13.552 | 34.0274 | 3.4629 | 12.3004 | 98.145 | 3.1431 | 164.6307 | 2.9107 | 187.2019 | 167.5415 | 0.99616 | #REF! | 188.198 | 168.2056 | #REF! | 1 | 90% INITIAL | ON BULK COST | ON SPOT COST | 95% INITIAL | ON BULK COST | ON SPOT COST | MHR010-ST | 55.4601 | 86.7235 | TRUE
MHR0120-ST | 2000 | 1 | 6 | MHR0100 | 287.6334 | 173.9179 | 34.0076 | 28% | 10% | 20% | 3 | 33.33% | 5.65% | 67.1601 | 97.9292 | 2.0405 | 17.1614 | 184.2911 | 13.552 | 34.0274 | 3.4629 | 12.3004 | 98.145 | 3.1431 | 164.6307 | 2.9107 | 187.2019 | 167.5415 | 0.99616 | #REF! | 188.198 | 168.2056 | #REF! |  | -4% SPACING |  |  | -2% SPACING |  |  |  | 77.0201 | 129.0735 | TRUE
MHR0130-ST | 3745 | 1 | 0 | MHR0100 | 287.6334 | 173.9179 | 34.0076 | 28% | 10% | 20% | 3 | 33.33% | 5.65% | 67.1601 | 97.9292 | 2.0405 | 17.1614 | 184.2911 | 13.552 | 34.0274 | 3.4629 | 12.3004 | 98.145 | 3.1431 | 164.6307 | 2.9107 | 187.2019 | 167.5415 | 0.99616 | #REF! | 188.198 | 168.2056 | #REF! |  | -4% SPACING |  |  | -2% SPACING |  |  |  | 77.0201 | 129.0735 | TRUE
MVA0010-ST | 50 | 1 | 9564 | MVA0010 | 5.2844 | 23.8936 | 31.9741 | 22% | 10% | 20% | 3 | 33.33% | 4.47% | 52.7687 | 3.5519 | 5.1159 | 1.6855 | 63.122 | 10.7216 | 2.9114 | 0.34246 | 12.3004 | 3.8931 | 0.39289 | 30.5619 | 2.9107 | 66.0327 | 33.4726 | 0.99616 | #REF! | 67.0289 | 34.1367 | #REF! | 25.5922 | 19.4066 | 0.2417 | 0.71047 | 22.2052 | 0.13235 | 0.66872 | MVA002-ST | 29.8038 | 26.2413 | TRUE
MVA0020-ST | 80 | 1 | 56881 | MVA0020 | 4.6824 | 28.7633 | 31.9741 | 22% | 10% | 20% | 3 | 33.33% | 4.47% | 52.7687 | 3.9065 | 5.1159 | 1.6855 | 63.4765 | 10.7216 | 3.3715 | 0.34246 | 12.3004 | 3.6924 | 0.39289 | 30.8213 | 2.9107 | 66.3872 | 33.732 | 0.99616 | #REF! | 67.3834 | 34.3961 | #REF! | 25.5922 | 19.4066 | 0.2417 | 0.712 | 22.2052 | 0.13235 | 0.67047 | MVA002-ST | 29.8038 | 26.2413 | TRUE
MVA0030-ST | 2x80 | 2 | 1 | MVA0020 | 4.6824 | 28.7633 | 31.9741 | 22% | 10% | 20% | 3 | 33.33% | 4.47% | 52.7687 | 7.8129 | 5.1159 | 1.6855 | 67.383 | 10.7216 | 6.4571 | 0.34246 | 12.3004 | 7.3848 | 0.39289 | 37.5993 | 2.9107 | 70.2937 | 40.5101 | 0.99616 | #REF! | 71.2898 | 41.1742 | #REF! | [8 empty] | 30.4814 | NA | TRUE
MVA0040-ST | 3x80 | 3 | 8 | MVA0020 | 4.6824 | 28.7633 | 31.9741 | 22% | 10% | 20% | 3 | 33.33% | 4.47% | 52.7687 | 11.7194 | 5.1159 | 1.6855 | 71.2894 | 10.7216 | 9.5428 | 0.34246 | 12.3004 | 11.0772 | 0.39289 | 44.3774 | 2.9107 | 74.2001 | 47.2881 | 0.99616 | #REF! | 75.1963 | 47.9522 | [11 empty] | TRUE
MVA0050-ST | 4x80 | 3 | 0 | MVA0020 | 4.6824 | 28.7633 | 31.9741 | 22% | 10% | 20% | 3 | 33.33% | 4.47% | 52.7687 | 11.7194 | 5.1159 | 1.6855 | 71.2894 | 10.7216 | 9.5428 | 0.34246 | 12.3004 | 11.0772 | 0.39289 | 44.3774 | 2.9107 | 74.2001 | 47.2881 | 0.99616 | #REF! | 75.1963 | 47.9522 | [11 empty] | TRUE
MVA0060-ST | 6x80 | 6 | 0 | MVA0020 | 4.6824 | 28.7633 | 31.9741 | 22% | 10% | 20% | 3 | 33.33% | 4.47% | 52.7687 | 23.4388 | 5.1159 | 1.6855 | 83.0088 | 10.7216 | 18.7997 | 0.34246 | 12.3004 | 22.1545 | 0.39289 | 64.7115 | 2.9107 | 85.9195 | 67.6222 | 0.99616 | #REF! | 86.9157 | 68.2864 | [11 empty] | TRUE
MVA0070-ST | 7x80 | 7 | 0 | MVA0020 | 4.6824 | 28.7633 | 31.9741 | 22% | 10% | 20% | 3 | 33.33% | 4.47% | 52.7687 | 27.3452 | 5.1159 | 1.6855 | 86.9153 | 10.7216 | 21.8853 | 0.34246 | 12.3004 | 25.8469 | 0.39289 | 71.4896 | 2.9107 | 89.826 | 74.4003 | 0.99616 | #REF! | 90.8222 | 75.0644 | [11 empty] | TRUE
MVA0080-ST | 125 | 1 | 1077 | MVA0080 | 5.0035 | 35.7201 | 26.0342 | 22% | 10% | 20% | 3 | 33.33% | 4.47% | 52.7687 | 4.6728 | 4.1655 | 1.6855 | 63.2924 | 10.7216 | 4.0284 | 0.34246 | 12.3004 | 3.4034 | 0.39289 | 31.1892 | 2.9107 | 66.2031 | 34.1 | 0.99616 | #REF! | 67.1993 | 34.7641 | #REF! | [7 empty] | MVA008-ST | 29.9756 | NA | TRUE
MVA0090-ST | 2x125 | 2 | 1 | MVA0080 | 5.0035 | 35.7201 | 26.0342 | 22% | 10% | 20% | 3 | 33.33% | 4.47% | 52.7687 | 9.3455 | 4.1655 | 1.6855 | 67.9652 | 10.7216 | 7.8241 | 0.34246 | 12.3004 | 6.8069 | 0.39289 | 38.3883 | 2.9107 | 70.8759 | 41.2991 | 0.99616 | #REF! | 71.8721 | 41.9632 | #REF! | [8 empty] | NA | NA | TRUE
MVA0100-ST | 3x125 | 3 | 0 | MVA0080 | 5.0035 | 35.7201 | 26.0342 | 22% | 10% | 20% | 3 | 33.33% | 4.47% | 52.7687 | 14.0183 | 4.1655 | 1.6855 | 72.6379 | 10.7216 | 11.6197 | 0.34246 | 12.3004 | 10.2103 | 0.39289 | 45.5874 | 2.9107 | 75.5487 | 48.4982 | 0.99616 | #REF! | 76.5448 | 49.1623 | #REF! | [8 empty] | NA | NA | TRUE
MVA0110-ST | 6x125 | 6 | 0 | MVA0080 | 5.0035 | 35.7201 | 26.0342 | 22% | 10% | 20% | 3 | 33.33% | 4.47% | 52.7687 | 28.0366 | 4.1655 | 1.6855 | 86.6563 | 10.7216 | 23.0067 | 0.34246 | 12.3004 | 20.4206 | 0.39289 | 67.1847 | 2.9107 | 89.567 | 70.0955 | 0.99616 | #REF! | 90.5632 | 70.7596 | #REF! | [8 empty] | NA | NA | TRUE
MVA0120-ST | 160 | 1 | 29 | MVA0080 | 5.0035 | 35.7201 | 26.0342 | 22% | 10% | 20% | 3 | 33.33% | 4.47% | 52.7687 | 4.6728 | 1.5621 | 13.4839 | 72.4874 | 10.7216 | 4.0284 | 2.7397 | 12.3004 | 3.4034 | 3.1431 | 36.3367 | 2.9107 | 75.3982 | 39.2474 | 0.99616 | #REF! | 76.3943 | 39.9115 | #REF! | [7 empty] | MVA012-ST | 31.4624 | NA | TRUE
MVA0130-ST | 2x160 | 2 | 0 | MVA0080 | 5.0035 | 35.7201 | 26.0342 | 22% | 10% | 20% | 3 | 33.33% | 4.47% | 52.7687 | 9.3455 | 1.5621 | 13.4839 | 77.1602 | 10.7216 | 7.8241 | 2.7397 | 12.3004 | 6.8069 | 3.1431 | 43.5358 | 2.9107 | 80.0709 | 46.4465 | 0.99616 | #REF! | 81.0671 | 47.1106 | #REF! | [7 empty] | MVA012-ST | 31.4624 | NA | TRUE
MVA0140-ST | 3x160 | 3 | 0 | MVA0080 | 5.0035 | 35.7201 | 26.0342 | 22% | 10% | 20% | 3 | 33.33% | 4.47% | 52.7687 | 14.0183 | 1.5621 | 13.4839 | 81.833 | 10.7216 | 11.6197 | 2.7397 | 12.3004 | 10.2103 | 3.1431 | 50.7349 | 2.9107 | 84.7437 | 53.6456 | 0.99616 | #REF! | 85.7399 | 54.3097 | #REF! | [7 empty] | MVA012-ST | 31.4624 | NA | TRUE
MVA0150-ST | 6x160 | 6 | 0 | MVA0080 | 5.0035 | 35.7201 | 26.0342 | 22% | 10% | 20% | 3 | 33.33% | 4.47% | 52.7687 | 28.0366 | 1.5621 | 13.4839 | 95.8513 | 10.7216 | 23.0067 | 2.7397 | 12.3004 | 20.4206 | 3.1431 | 72.3322 | 2.9107 | 98.762 | 75.2429 | 0.99616 | #REF! | 99.7582 | 75.907 | #REF! | [7 empty] | MVA012-ST | 31.4624 | NA | TRUE
MVA0160-ST | 9x160 | 1 | 0 | MVA0080 | 5.0035 | 35.7201 | 26.0342 | 22% | 10% | 20% | 3 | 33.33% | 4.47% | 52.7687 | 4.6728 | 1.5621 | 13.4839 | 72.4874 | 10.7216 | 4.0284 | 2.7397 | 12.3004 | 3.4034 | 3.1431 | 36.3367 | 2.9107 | 75.3982 | 39.2474 | 0.99616 | #REF! | 76.3943 | 39.9115 | #REF! | [7 empty] | MVA012-ST | 31.4624 | NA | TRUE
MVA0170-ST | 175 | 1 | 1 | MVA0080 | 5.0035 | 35.7201 | 26.0342 | 22% | 10% | 20% | 3 | 33.33% | 4.47% | 52.7687 | 4.6728 | 1.5621 | 13.4839 | 72.4874 | 10.7216 | 4.0284 | 2.7397 | 12.3004 | 3.4034 | 3.1431 | 36.3367 | 2.9107 | 75.3982 | 39.2474 | 0.99616 | #REF! | 76.3943 | 39.9115 | #REF! | [7 empty] | MVA017-ST | 30.4264 | NA | TRUE
MVA0180-ST | 2x175 | 2 | 0 | MVA0080 | 5.0035 | 35.7201 | 26.0342 | 22% | 10% | 20% | 3 | 33.33% | 4.47% | 52.7687 | 9.3455 | 1.5621 | 13.4839 | 77.1602 | 10.7216 | 7.8241 | 2.7397 | 12.3004 | 6.8069 | 3.1431 | 43.5358 | 2.9107 | 80.0709 | 46.4465 | 0.99616 | #REF! | 81.0671 | 47.1106 | #REF! | [7 empty] | MVA017-ST | 30.4264 | NA | TRUE
MVA0190-ST | 250 | 1 | 2917 | MVA0190 | 13.3114 | 52.376 | 26.0342 | 22% | 10% | 20% | 3 | 33.33% | 4.47% | 52.7687 | 8.1661 | 1.5621 | 13.4839 | 75.9808 | 10.7216 | 6.0654 | 2.7397 | 12.3004 | 6.1727 | 3.1431 | 41.1429 | 2.9107 | 78.8915 | 44.0537 | 0.99616 | #REF! | 79.8877 | 44.7178 | #REF! | 36.9175 | 27.182 | 0.26371 | 0.65975 | 31.7744 | 0.13931 | 0.60226 | MVA019-ST | 33.5613 | 37.5666 | TRUE
MVA0200-ST | 2x250 | 2 | 0 | MVA0190 | 13.3114 | 52.376 | 26.0342 | 22% | 10% | 20% | 3 | 33.33% | 4.47% | 52.7687 | 16.3322 | 1.5621 | 13.4839 | 84.1469 | 10.7216 | 11.898 | 2.7397 | 12.3004 | 12.3455 | 3.1431 | 53.1483 | 2.9107 | 87.0576 | 56.0591 | 0.99616 | #REF! | 88.0538 | 56.7232 | #REF! | 41.9104 | 30.5481 | 0.27111 | 0.65307 | 35.9595 | 0.14199 | 0.59162 |  | 36.1981 | 42.5595 | TRUE
MVA0210-ST | 3x250 | 3 | 0 | MVA0190 | 13.3114 | 52.376 | 26.0342 | 22% | 10% | 20% | 3 | 33.33% | 4.47% | 52.7687 | 24.4983 | 1.5621 | 13.4839 | 92.313 | 10.7216 | 17.7306 | 2.7397 | 12.3004 | 18.5182 | 3.1431 | 65.1537 | 2.9107 | 95.2237 | 68.0644 | 0.99616 | #REF! | 96.2199 | 68.7285 | #REF! | 37.9751 | 27.9397 | 0.26426 | 0.70963 | 32.683 | 0.13936 | 0.66033 | MVA022-ST | 34.1846 | 38.6242 | TRUE
MVA0220-ST | 400 | 2 | 4994 | MVA0220 | 13.191 | 64.0821 | 26.0342 | 22% | 10% | 20% | 3 | 33.33% | 4.47% | 52.7687 | 18.6205 | 1.5621 | 13.4839 | 86.4351 | 10.7216 | 14.2284 | 2.7397 | 12.3004 | 12.2652 | 3.1431 | 55.3985 | 2.9107 | 89.3459 | 58.3092 | 0.99616 | #REF! | 90.342 | 58.9733 | #REF! | 41.6096 | 29.6475 | 0.28748 | 0.67183 | 35.3608 | 0.15018 | 0.60859 |  | 35.0287 | 42.2587 | TRUE
MVA0230-ST | 2x400 | 2 | 0 | MVA0230 | 13.191 | 64.0821 | 26.0342 | 22% | 10% | 20% | 3 | 33.33% | 4.47% | 52.7687 | 18.6205 | 1.5621 | 13.4839 | 86.4351 | 10.7216 | 14.2284 | 2.7397 | 12.3004 | 12.2652 | 3.1431 | 55.3985 | 2.9107 | 89.3459 | 58.3092 | 0.99616 | #REF! | 90.342 | 58.9733 | #REF! | 38.6959 | 27.7164 | 0.28374 | 0.69321 | 32.935 | 0.14888 | 0.63544 | MVA025-ST | 33.5379 | 39.345 | TRUE
MVA0240-ST | 3x400 | 3 | 0 | MVA0230 | 13.191 | 64.0821 | 26.0342 | 22% | 10% | 20% | 3 | 33.33% | 4.47% | 52.7687 | 27.9307 | 1.5621 | 13.4839 | 95.7453 | 10.7216 | 21.2263 | 2.7397 | 12.3004 | 18.3978 | 3.1431 | 68.5289 | 2.9107 | 98.6561 | 71.4397 | 0.99616 | #REF! | 99.6522 | 72.1038 | #REF! | 41.6096 | 29.6475 | 0.28748 | 0.70249 | 35.3608 | 0.15018 | 0.64516 |  | 35.0287 | 42.2587 | TRUE
MVA0250-ST | 500 | 1 | 0 | MVA0220 | 13.191 | 64.0821 | 26.0342 | 22% | 10% | 20% | 3 | 33.33% | 4.47% | 52.7687 | 9.3102 | 1.5621 | 13.4839 | 77.1249 | 10.7216 | 7.2306 | 2.7397 | 12.3004 | 6.1326 | 3.1431 | 42.268 | 2.9107 | 80.0356 | 45.1788 | 0.99616 | #REF! | 81.0318 | 45.8429 | #REF! | 38.6959 | 27.7164 | 0.28374 | 0.65796 | 32.935 | 0.14888 | 0.59355 | MVA025-ST | 33.5379 | 39.345 | TRUE
MVA0260-ST | 700 | 1 | 10 | HPS0170 | 28.6429 | 81.233 | 26.0342 | 22% | 10% | 20% | 3 | 33.33% | 4.47% | 52.7687 | 14.4248 | 1.5621 | 13.4839 | 82.2394 | 10.7216 | 9.6364 | 2.7397 | 12.3004 | 11.2833 | 3.1431 | 49.8245 | 2.9107 | 85.1502 | 52.7352 | 0.99616 | #REF! | 86.1463 | 53.3993 | #REF! | 50.2352 | 36.0657 | 0.28206 | 0.58134 | 42.8903 | 0.14621 | 0.50212 | MVA026-ST | 40.4573 | 50.8843 | TRUE
MVA0270-ST | 2x700 | 2 | 0 | HPS0170 | 28.6429 | 81.233 | 26.0342 | 22% | 10% | 20% | 3 | 33.33% | 4.47% | 52.7687 | 28.8495 | 1.5621 | 13.4839 | 96.6642 | 10.7216 | 19.04 | 2.7397 | 12.3004 | 22.5665 | 3.1431 | 70.5114 | 2.9107 | 99.5749 | 73.4221 | 0.99616 | #REF! | 100.5711 | 74.0862 | #REF! | 50.2352 | 36.0657 | 0.28206 | 0.64139 | 42.8903 | 0.14621 | 0.57353 | MVA026-ST | 40.4573 | 50.8843 | TRUE
MVA0280-ST | 800 | 1 | 0 | HPS0170 | 28.6429 | 81.233 | 26.0342 | 22% | 10% | 20% | 3 | 33.33% | 4.47% | 52.7687 | 14.4248 | 1.5621 | 13.4839 | 82.2394 | 10.7216 | 9.6364 | 2.7397 | 12.3004 | 11.2833 | 3.1431 | 49.8245 | 2.9107 | 85.1502 | 52.7352 | 0.99616 | #REF! | 86.1463 | 53.3993 | #REF! | 50.2352 | 36.0657 | 0.28206 | 0.58134 | 42.8903 | 0.14621 | 0.50212 | MVA026-ST | 40.4573 | 50.8843 | TRUE
MVA0290-ST | 1000 | 1 | 0 | HPS0210 | 125.6356 | 98.0897 | 26.0342 | 22% | 10% | 20% | 3 | 33.33% | 4.47% | 52.7687 | 37.4488 | 1.5621 | 13.4839 | 105.2635 | 10.7216 | 15.6576 | 2.7397 | 12.3004 | 43.6141 | 3.1431 | 88.1766 | 2.9107 | 108.1742 | 91.0873 | 0.99616 | #REF! | 109.1704 | 91.7514 | #REF! | 57.3535 | 40.4724 | 0.29433 | 0.62927 | 48.6622 | 0.15154 | 0.55425 | MVA029-ST | 43.6485 | 58.0026 | TRUE
MVA0300-ST | 4x1000 | 4 | 0 | HPS0210 | 125.6356 | 98.0897 | 26.0342 | 22% | 10% | 20% | 3 | 33.33% | 4.47% | 52.7687 | 149.7952 | 1.5621 | 13.4839 | 217.6099 | 10.7216 | 61.9323 | 2.7397 | 12.3004 | 174.4566 | 3.1431 | 265.2937 | 2.9107 | 220.5206 | 268.2044 | 0.99616 | #REF! | 221.5168 | 268.8685 | #REF! | 50.2352 | 36.0657 | 0.28206 | 0.83719 | 42.8903 | 0.14621 | 0.80638 | MVA026-ST | 40.4573 | 50.8843 | FALSE
MVA0310-ST | 6x1000 | 6 | 0 | HPS0210 | 125.6356 | 98.0897 | 26.0342 | 22% | 10% | 20% | 3 | 33.33% | 4.47% | 52.7687 | 224.6928 | 1.5621 | 13.4839 | 292.5075 | 10.7216 | 92.782 | 2.7397 | 12.3004 | 261.6849 | 3.1431 | 383.3718 | 2.9107 | 295.4182 | 386.2825 | 0.99616 | #REF! | 296.4144 | 386.9466 | #REF! | 50.2352 | 36.0657 | 0.28206 | 0.87833 | 42.8903 | 0.14621 | 0.8553 | MVA026-ST | 40.4573 | 50.8843 | FALSE
MVA0320-ST | 1625 | 1 | 0 | HPS0210 | 125.6356 | 98.0897 | 26.0342 | 22% | 10% | 20% | 3 | 33.33% | 4.47% | 52.7687 | 37.4488 | 1.5621 | 13.4839 | 105.2635 | 10.7216 | 15.6576 | 2.7397 | 12.3004 | 43.6141 | 3.1431 | 88.1766 | 2.9107 | 108.1742 | 91.0873 | 0.99616 | #REF! | 109.1704 | 91.7514 | #REF! | 57.3535 | 40.4724 | 0.29433 | 0.62927 | 48.6622 | 0.15154 | 0.55425 | MVA029-ST | 43.6485 | 58.0026 | TRUE
FLU0350-ST | 42 | 1 | 0 | FLU0350 | 8.6959 | 61.5402 | 31.9741 | 22% | 10% | 20% | 3 | 33.33% | 7.93% | 52.7687 | 8.0671 | 1.9184 | 13.4839 | 76.2382 | 19.0207 | 7.3507 | 4.8603 | 12.3004 | 5.0302 | 3.1431 | 51.7055 | 2.9107 | 79.1489 | 54.6162 | 0.99616 | #REF! | 80.1451 | 55.2804 | [11 empty] | TRUE
FLU0360-ST | 2x14 | 2 | 0 | FLU0360 | 7.7594 | 29.1915 | 31.9741 | 22% | 10% | 20% | 3 | 33.33% | 7.93% | 52.7687 | 6.3333 | 1.9184 | 13.4839 | 74.5044 | 19.0207 | 4.6569 | 4.8603 | 12.3004 | 9.4362 | 3.1431 | 53.4176 | 2.9107 | 77.4151 | 56.3284 | 0.99616 | #REF! | 78.4112 | 56.9925 | [11 empty] | TRUE
FLU0370-ST | 2x24 | 2 | 0 | FLU0370 | 16.1209 | 46.222 | 31.9741 | 22% | 10% | 20% | 3 | 33.33% | 7.93% | 52.7687 | 11.7154 | 1.9184 | 13.4839 | 79.8864 | 19.0207 | 7.6861 | 4.8603 | 12.3004 | 15.0105 | 3.1431 | 62.0211 | 2.9107 | 82.7972 | 64.9318 | 0.99616 | #REF! | 83.7933 | 65.5959 | [11 empty] | TRUE

## Maintenance Model (hidden)
Maintenance Model
Description
This spreadhseet provides basic costing and estimates for the following types of maintenance issues: 1. Traffic Control 2. Labour & Plant 3. Patrols 4. Pole Maintenance
Assumptions |  |  |  | Remote BLR = 55.5 (0.15) Remote spot = 16.33 (0.51)
Combination of remote/rural - BLR = 62.33 (0.13) SLR = 18.5 (0.45)
On-costing Rates
Materials On-costing Rate | 30% | Oncost rates sourced from finance 10/04/2008. rates are for 08/09 financial year
Labour On-costing Rate | 130.9%
Plant On-costing Rate | 30%
Task Estimation | Time equally split between travel and replacement/repair for modelling purposes - allows for 2 persons
Spot Replacement Hours | 1 | hours | Based on 18.5 spot replacements per day | Time Estimates for Spot Replacement (minutes)
Bulk Replacement Hours | 0.13 | hours | Based on 62.33 bulk replacements per day | Lantern (includes testing) | 20 |  | Only ever do 1 of these tasks
Spot Replacement Travel Time (return trip from Field service Centre as well as between lights) | 0.69 | hours | Based on 18.5 spot replacements per day | Lamp Replacement | 10
Bulk Replacement Travel Time (return trip from Field service Centre as well as between lights) | 0.13 | hours | Based on 62.33 bulk replacements per day | Ballast | 20
|  |  |  | PE Cell | 10
|  |  |  | Miscelllaneous | 3
Plant Assumptions |  |  |  | Time Estimates for Bulk Replacement (minutes)
Plant Material Type | Hourly Rate | On-costed |  | Lantern (includes testing) | 20
EWP | 47.82 | 62.166 |  | Lamp Replacement | 10
Borer | 76.51 | 99.463 |  | Ballast | 2 | once every 10 years
Ditchwitch | 22.41 | 29.133 |  | PE Cell | 2 | once every 5 years
Trailer/Jinker | 20.13 | 26.169 |  | Miscelllaneous | 3
Ute / Van | 7.61 | 9.893
4 tonne truck | 24.17 | 31.421
Traffic Control Assumptions
Number of Controllers Required | 2
Hourly Rate for Controller | 80
Minimum Hours for Controller | 4
Number of Lights maintained per 4 hour stint | 14.1176
Base Traffic Control Cost | 45.3333
Percentage of Installations Requiring Traffic Control : Spot Replacement, < 150W) | 10% | Minor roads. In many situations, the crew will just put out witches hats
Percentage of Installations Requiring Traffic Control : Bulk Replacement, < 150W) | 10% | As above
Percentage of Installations Requiring Traffic Control : Spot Replacement, >= 150W) | 80% | Traffic Route Lighting - more stringent safety regulations
Percentage of Installations Requiring Traffic Control : Bulk Replacement, >= 150W) | 80% | As above
Labour Rates
CE Standard Labour Rate | 34.54
CE Standard Labour Rate (oncosted) | 79.7616
Pole Inspection and Treatment Rate (oncosted) | 79.7616
Pole Maintenance
Shared Poles - All pole inspection cost is attributed to the reticulation pole. | 84662
Total Number of Dedicated wood streetlight poles as determined from WASP (31-10-2007) | 9618
Total Number of Dedicated steel streetlight poles as determined from WASP(31-10-2007) | 44097
Total Number of Streetlight Poles (shared and dedicated) determined from WASP (2007) | 138377
Pole Treatment Cost | 5
Pole Treatment Time (includes any travel) | 0.5 | hours
Percentage of Poles >= 12 years and hence requiring drill hoile and treatment (as determined from WASP) | 69.3%
Pole Inspection Frequency | 4.5 | years
Pole Maintenance Costs
WOOD POLE | 10.7316
STEEL POLE | 9.9616
R/BOUT COLUMN | 9.9616
SHARED OR NO POLE | 0
NO CAPITAL | 0
Streetlight Patrol
Number of staff for patrol | 1
Number of Patrols per year | 2 | as per Street light management plan CEPG1023
Streetlights per kiliometre | 15
Number of inspections per hour | 180
Lights on PE Control Percentages
Region | PE Cell | Control Wire |  | Total Number of Lights (audit) | Total on PE Cell
Northern | 60% | 40% |  | 17050 | 10230
FNC | 80% | 20% |  | 18941 | 15152.8
SE | 35% | 65% |  | 15685 | 5489.75
Riv | 35% | 65% |  | 13525 | 4733.75
SW | 20% | 80% |  | 16834 | 3366.8
North Western | 20% | 80% |  | 12615 | 2523
MNC | 70% | 30% |  | 23503 | 16452.1
Far West Region | 3% | 97% |  | Not available
CW | Not available | Not available |  | 16325
< 150 W | 80%
>= 150 W | 30%
Calculations
Spot Replacement Labour Cost | 79.7616
Bulk Replacement Labour Cost | 10.369
Spot Replacement Labour Travel Cost | 55.0355
Bulk Replacement Labour Travel Cost | 10.369
Spot Replacement Plant Hours | 1
Bulk Replacement Plant Hours | 0.13
Spot Replacement Plant On-job Cost | 62.166
Bulk Replacement Plant On-job Cost | 8.0816
Spot Replacement Plant Travel Cost | 42.8945
Bulk Replacement Plant Travel Cost | 8.0816
Traffic Control
Spot Replacement Traffic Control Cost | 76.6133
Bulk Replacement Traffic Control Cost | 11.7867
Spot Replacement Traffic Control Cost < 150W | 7.6613
Bulk Replacement Traffic Control Cost < 150W | 1.1787
Spot Replacement Traffic Control Cost >= 150W | 61.2907
Bulk Replacement Traffic Control Cost >= 150W | 9.4293
Labour & Plant
Spot Replacement Labour and Plant Cost | 239.8576
Bulk Replacement Labour and Plant Cost | 36.9012
Streetlight Patrol
Labour Cost per lantern | 0.88624
Plant Cost per lantern | 0.10992

## Other Maintenance (hidden)
Other Maintenance
Description
This sheet determines a provision to apply to each lamp code for other types of maintenance. For the types of stock related to maintenance of streetlights, usage data has been gathered. A weighted average is then determined to arrive at a provision to take.
Assumptions
For each | 5 | maintenance visits, one component is used
Calculations
Maintenance Related Stock Items
Item Number | Description | Unit Cost
44331 | Silicone Sealant Clear 310gm | 5.01
101878 | Coachscrew M20 X 130mm Galv | 1.48
101900 | Screw 12G X 40mm Tek H/H (pack) | 4
111710 | Saddle Conduit 16mm Galv | 0.14
131182 | Spigot Adaptor 32mm to 25mm Pedestrian | 58
131185 | Spigot Adaptor 50mm to 32mm Pedestrian | 82
131187 | Trunion 360 Deg. Sylflood | 31.5
131190 | Spigot Adaptor 40mm to 25mm Streetlight | 31.96
131195 | Spigot Adaptor 50mm to 25mm Streetlight | 32.55
131200 | Adaptor Bracket Streetlight Outreach 3 Way(Pipe) | 158
131201 | Adaptor Bracket Streetlight Outreach 4 Way(Pipe) | 163
200555 | Fuse Holder C/W 6.5A Inline Cartridge | 23
202090 | Cartridge 6.5A Fuse Hrc Suit In Line Fuse Holder | 4.65
282360 | Conduit 20mm Corrugated Flexible PVC Medium Duty Grey UV Sta | 1.42
290170 | Photoelectric S/Light Control D2 Base Only C/W 300mm Leads | 4.45
290346 | Shade Suit Photo Elec Cell | 23.1
502890 | Seal Rubber Suit Optispec Diffuser | 32
503218 | Diffuser Suit Nostalgia Type Lantern | 32
503225 | Bowl Sylvania Urban Glare Shield ` | 36
785855 | Relay Contact To Suit Lcr-212 | 16.5
60007000 | Spigot Adaptor S/L Outreach 45 Deg | 73.36
60030275 | Outreach Galv 2X1.5 Mtr S/L | 170
61010055 | Plug Shorting For Nema Pe Cell Base | 7.39
61010060 | Control Base for NEMA PE Cell Suits Rexel Lanterns | 8
64030004 | Guard Wire Sylvania B3000 Luminaire | 54.75
64030005 | Guard Wire Sylvania Urban Luminaire | 45.85
64030011 | Shroud Full No Guard Philips Tempo | 62.4
64030020 | Guard Mesh For Sentry Floodlight | 35
64030025 | Shieldtop 25 Degrees fro Sentry Floodlight | 75
64030036 | Shield Side 35 Degrees for Sentry Floodlight | 87
64040081 | Diffuser Ec80 Suit Gough Lantern | 25
64040082 | Diffuser Bowl Sylvania Urban 80 W | 31.5
64040090 | Diffuser Bowl Glare Reducing Roadster Max 250W | 84.75
64060250 | Gear Tray 250W S0N GEC PARKWAY | 108
64065000 | Diffuser Toughened Acrylic Bowl To | 23.27
64065005 | Diffuser 250W Sonpe Gec Optispan | 42.5
64065010 | Diffuser Acrylic Bowl Gec Optispec | 63
64065020 | Diffuser Suit Sylvania B3000 Lantern | 97.1
442639 | Cable 4.0mm 7/0.85 SDI Black Cu | 0.72 | per metre
Streetlight Usage Data (Maintenance)
Note : This usage data is gathered for the 12 months ending 31/03/2008. Lamp, PE cell, ballast and ignitor stocks are not considered as they have already been considered in Maintenance Costs sheet.
Date of Extraction : 11/04/2008 data from Peoplesoft for stores issued to Street lighting maintenance projects (project types 11600 and 11601) for the 12 month period ending 31/03/2008
Item | Description |  | 1 | 2 | 3 | 4 | 5 | 6 | 7 | 8 | 9 | 10 | 11 | 12 | Total | Unit Cost | Cost
101900 | Screw 12G X 40mm Tek H/H (pack) |  | 1: 3; 2: 4; 3: 5; 9: 1 | 13 | 4 | 52
111710 | Saddle Conduit 16mm Galv |  | 1: 20; 2: 160; 3: 100; 4: 200; 8: 125 | 605 | 0.14 | 84.7
131182 | Spigot Adaptor 32mm to 25mm Pedestrian |  | 3: 4; 4: 6; 5: 20; 6: -2 | 28 | 58 | 1624
131185 | Spigot Adaptor 50mm to 32mm Pedestrian |  | 2: 3; 3: 4; 6: 2; 8: -2 | 7 | 82 | 574
131187 | Trunion 360 Deg. Sylflood |  | 2: 4 | 4 | 31.5 | 126
131190 | Spigot Adaptor 40mm to 25mm Streetlight |  | 53 |  | 4 | 40 | 26 | 25 |  | 22 |  |  | 16 | 18 | 204 | 31.96 | 6519.84
131195 | Spigot Adaptor 50mm to 25mm Streetlight |  | 143 | 40 | 4 | 10 | 105 |  | 5 | 20 | 195 |  | 53 | 6 | 581 | 32.55 | 18911.55
131201 | Adaptor Bracket Streetlight Outreach 4 Way(Pipe) | [13 empty] | 2 | 163 | 326 | bar: 7; 9
200555 | Fuse Holder C/W 6.5A Inline Cartridge |  | 424 | 130 | 184 | 165 | 386 | 353 | 284 | 230 | 46 | 6 | 24 | 190 | 2422 | 23 | 55706
202090 | Cartridge 6.5A Fuse Hrc Suit In Line Fuse Holder |  | 4: 4; 5: 25; 6: 220; 7: 50; 8: 30; 9: 30 | 359 | 4.65 | 1669.35
282360 | Conduit 20mm Corrugated Flexible PVC Medium Duty Grey UV Sta |  | 4: 50; 7: 20; 9: 15 | 85 | 1.42 | 120.7
290170 | Photoelectric S/Light Control D2 Base Only C/W 300mm Leads |  | 23 | 10 | 3 | 1 | 15 | 21 | 42 | 3 |  |  | 13 | 12 | 143 | 4.45 | 636.35
290346 | Shade Suit Photo Elec Cell |  | 10: 5; 11: 7 | 12 | 23.1 | 277.2
442639 | Cable 4.0mm 7/0.85 SDI Black Cu |  | 100 | 1200 | 100 | 700 | 100 | 300 | 800 | 300 | 300 | 800 | 100 | 600 | 5400 | 0.72 | 3888
44331 | Silicone Sealant Clear 310gm |  | 4: 13; 8: 2; 9: 2; 10: 2 | 19 | 5.01 | 95.19
503218 | Diffuser Suit Nostalgia Type Lantern |  | 1: 16; 4: 2; 10: 100 | 118 | 32 | 3776
503225 | Bowl Sylvania Urban Glare Shield ` |  |  |  | 6 |  | 6 | 2 | 1 | 6 |  | 6 | 11 | 19 | 57 | 36 | 2052
60007000 | Spigot Adaptor S/L Outreach 45 Deg |  | 1: 5 | 5 | 73.36 | 366.8
61010055 | Plug Shorting For Nema Pe Cell Base |  | 3: 12; 11: 1 | 13 | 7.39 | 96.07
61010060 | Control Base for NEMA PE Cell Suits Rexel Lanterns |  | 2: 20; 3: 20; 5: 30; 11: 0 | 70 | 8 | 560
64030005 | Guard Wire Sylvania Urban Luminaire |  | 4: 10; 5: 21; 7: 12; 10: 12; 11: 3; 12: 50 | 108 | 45.85 | 4951.8
64030020 | Guard Mesh For Sentry Floodlight |  | 7: 4; 11: 1; 12: 6 | 11 | 35 | 385
64040081 | Diffuser Ec80 Suit Gough Lantern |  | 9: 17; 11: 1 | 18 | 25 | 450
64040082 | Diffuser Bowl Sylvania Urban 80 W |  | 5: 10; 7: 12; 9: 41; 11: 1; 12: 6 | 70 | 31.5 | 2205
64040090 | Diffuser Bowl Glare Reducing Roadster Max 250W |  | 8: 5; 10: 22; 11: 8 | 35 | 84.75 | 2966.25
64065000 | Diffuser Toughened Acrylic Bowl To |  | 4: 20; 10: 28; 11: 2; 12: 25 | 75 | 23.27 | 1745.25
64065005 | Diffuser 250W Sonpe Gec Optispan |  | 3: 10 | 10 | 42.5 | 425
64065010 | Diffuser Acrylic Bowl Gec Optispec | [13 empty] | 1 | 63 | 63 | bar: 11
64065020 | Diffuser Suit Sylvania B3000 Lantern |  | 7: 2; 8: 18 | 20 | 97.1 | 1942
Grand Total |  |  | 787 | 1571 | 456 | 1221 | 744 | 921 | 1233 | 759 | 648 | 981 | 242 | 932 | 10495 |  | 112595.05
Number of Components | 10495
Weighted Average Unit Component Cost (with on-costing) inflated to 08/09 dollars | 14.5537
Other Maintenance Provision | 2.9107

## RAB Calc 4yr Original devices (hidden)
Assuming write down of existing assets over 4 years
Financial Year ($M nominal) | 2008-09 | 2009-10 | 2010-11 | 2011-12 | 2012-13 | 2013-14 | 2014-15 | 2015-16 | 2016-17 | 2017-18 | 2018-19
Opening value of fixed assets | 14.9317 | 15.937 | 14.4971 | 13.0217 | 11.5097 | 9.9603 | 8.3726 | 6.7455 | 5.0782 | 3.3696 | 1.6188
Indexation | 0.47525 | 0.39444 | 0.3588 | 0.32229 | 0.28487 | 0.24652 | 0.20722 | 0.16695 | 0.12569 | 0.083399 | 0.040065
Capex/Additions (net of cap cons) | 1.82 | 0 | 0 | 0 | 0 | 0 | 0 | 0 | 0 | 0 | 0
Depreciation before deferral | 1.29 | 1.8343 | 1.8343 | 1.8343 | 1.8343 | 1.8343 | 1.8343 | 1.8343 | 1.8343 | 1.8343 | 1.8343
Closing value of fixed assets | 15.937 | 14.4971 | 13.0217 | 11.5097 | 9.9603 | 8.3726 | 6.7455 | 5.0782 | 3.3696 | 1.6188 | -0.17542
Year of Calculation | 2008-09: 2015-16
Asset Remaining life | 2008-09: 4
WACC pre tax real | 2008-09: 7.088%
Total Install Cost | 2008-09: 64807112.9518
Rate per Instal $ | 2008-09: 10.41%
Totals | 2008-09: 58247; 2010-11: 64807112.9518; 2011-12: 6745530.7899; 2014-15: 478156.833
Capital Code | Total Devices | Installation Cost per unit | Total Installation Cost | RAB Allocation | RAB Allocation per Installation | Return of Capital p.a. | Return on Capital | Return on Capital per device | Total Capital Charge per device | Total Capital Charge per device (10 year RAB) | Variance 5 year RAB v 10 year RAB $ | Variance 5 year RAB v 10 year RAB %
1 | 4 | 0 | 0 | 0 | 0 | 0 | 0 | 0 | 0 | 0 | 0 | #DIV/0!
5 | 335 | 0 | 0 | 0 | 0 | 0 | 0 | 0 | 0 | 0 | 0 | #DIV/0!
10 | 28613 | 527.5215 | 15093973.6157 | 1571075.4442 | 54.9077 | 13.7269 | 111365.6556 | 3.8921 | 17.6191 | 17.5015 | 0.11757 | 0.6718%
20 | 1327 | 993.6116 | 1318522.6101 | 137240.1031 | 103.4213 | 25.8553 | 9728.2623 | 7.331 | 33.1864 | 32.9649 | 0.22144 | 0.6718%
30 | 1840 | 997.9365 | 1836203.1643 | 191123.5421 | 103.8715 | 25.9679 | 13547.789 | 7.3629 | 33.3308 | 33.1084 | 0.22241 | 0.6718%
40 | 4357 | 565.0791 | 2462049.7813 | 256265.5833 | 58.817 | 14.7042 | 18165.3814 | 4.1692 | 18.8735 | 18.7475 | 0.12594 | 0.6718%
50 | 1739 | 978.6049 | 1701793.9084 | 177133.3837 | 101.8593 | 25.4648 | 12556.0968 | 7.2203 | 32.6851 | 32.467 | 0.2181 | 0.6718%
60 | 2331 | 982.5285 | 2290273.8942 | 238386.0716 | 102.2677 | 25.5669 | 16897.9926 | 7.2492 | 32.8162 | 32.5972 | 0.21897 | 0.6718%
70 | 314 | 1093.9916 | 343513.3764 | 35755.0268 | 113.8695 | 28.4674 | 2534.4945 | 8.0716 | 36.539 | 36.2952 | 0.24381 | 0.6718%
90 | 1900 | 598.0763 | 1136344.9229 | 118277.9068 | 62.2515 | 15.5629 | 8384.1274 | 4.4127 | 19.9756 | 19.8423 | 0.13329 | 0.6718%
110 | 666 | 250.4259 | 166783.6804 | 17359.8915 | 26.0659 | 6.5165 | 1230.5556 | 1.8477 | 8.3642 | 8.3083 | 0.055812 | 0.6718%
120 | 10 | 1845.1847 | 18451.8472 | 1920.584 | 192.0584 | 48.0146 | 136.1406 | 13.6141 | 61.6287 | 61.2174 | 0.41123 | 0.6718%
140 | 58 | 1634.5029 | 94801.1694 | 9867.5003 | 170.1293 | 42.5323 | 699.4576 | 12.0596 | 54.5919 | 54.2277 | 0.36428 | 0.6718%
170 | 767 | 2707.5059 | 2076657.0116 | 216151.4867 | 281.8142 | 70.4535 | 15321.8944 | 19.9764 | 90.4299 | 89.8265 | 0.60341 | 0.6718%
190 | 8 | 4217.7541 | 33742.0332 | 3512.0824 | 439.0103 | 109.7526 | 248.9539 | 31.1192 | 140.8718 | 139.9318 | 0.94 | 0.6718%
200 | 70 | 2030.0383 | 142102.6781 | 14790.938 | 211.2991 | 52.8248 | 1048.4554 | 14.9779 | 67.8027 | 67.3503 | 0.45243 | 0.6718%
210 | 290 | 2034.3631 | 589965.3128 | 61407.29 | 211.7493 | 52.9373 | 4352.8547 | 15.0098 | 67.9472 | 67.4938 | 0.45339 | 0.6718%
220 | 516 | 2015.0315 | 1039756.2736 | 108224.3544 | 209.7371 | 52.4343 | 7671.4815 | 14.8672 | 67.3015 | 66.8524 | 0.44908 | 0.6718%
230 | 1007 | 2018.9551 | 2033087.8142 | 211616.5313 | 210.1455 | 52.5364 | 15000.4342 | 14.8962 | 67.4325 | 66.9826 | 0.44996 | 0.6718%
240 | 101 | 2130.4183 | 215172.2473 | 22396.4771 | 221.7473 | 55.4368 | 1587.5739 | 15.7186 | 71.1554 | 70.6806 | 0.4748 | 0.6718%
250 | 5 | 5254.1808 | 26270.904 | 2734.4405 | 546.8881 | 136.722 | 193.8308 | 38.7662 | 175.4882 | 174.3172 | 1.171 | 0.6718%
270 | 3 | 6122.1981 | 18366.5942 | 1911.7103 | 637.2368 | 159.3092 | 135.5116 | 45.1705 | 204.4797 | 203.1153 | 1.3644 | 0.6718%
290 | 223 | 2833.5715 | 631886.4498 | 65770.7049 | 294.9359 | 73.734 | 4662.1553 | 20.9065 | 94.6405 | 94.009 | 0.63151 | 0.6718%
300 | 511 | 2837.8964 | 1450165.0672 | 150942.2757 | 295.3861 | 73.8465 | 10699.5406 | 20.9384 | 94.785 | 94.1525 | 0.63247 | 0.6718%
310 | 685 | 2818.5648 | 1930716.8905 | 200961.1235 | 293.3739 | 73.3435 | 14245.1258 | 20.7958 | 94.1393 | 93.5111 | 0.62817 | 0.6718%
320 | 1552 | 2822.4884 | 4380501.9875 | 455950.1216 | 293.7823 | 73.4456 | 32320.0165 | 20.8248 | 94.2703 | 93.6413 | 0.62904 | 0.6718%
330 | 166 | 2933.9516 | 487035.9582 | 50693.7572 | 305.3841 | 76.346 | 3593.4261 | 21.6471 | 97.9932 | 97.3393 | 0.65388 | 0.6718%
350 | 52 | 1601.5058 | 83278.3005 | 8668.1278 | 166.6948 | 41.6737 | 614.4401 | 11.8162 | 53.4898 | 53.1329 | 0.35692 | 0.6718%
360 | 928 | 2674.5087 | 2481944.1104 | 258336.3099 | 278.3796 | 69.5949 | 18312.1648 | 19.7329 | 89.3278 | 88.7318 | 0.59606 | 0.6718%
370 | 44 | 3233.9471 | 142293.6719 | 14810.8178 | 336.6095 | 84.1524 | 1049.8646 | 23.8606 | 108.0129 | 107.2922 | 0.72074 | 0.6718%
380 | 2 | 3242.5969 | 6485.1937 | 675.0196 | 337.5098 | 84.3775 | 47.8488 | 23.9244 | 108.3018 | 107.5792 | 0.72267 | 0.6718%
390 | 117 | 3211.7808 | 375778.357 | 39113.3683 | 334.3023 | 83.5756 | 2772.5504 | 23.697 | 107.2726 | 106.5568 | 0.7158 | 0.6718%
400 | 33 | 3434.7072 | 113345.336 | 11797.6935 | 357.5059 | 89.3765 | 836.2793 | 25.3418 | 114.7183 | 113.9528 | 0.76548 | 0.6718%
430 | 3 | 3601.0733 | 10803.2198 | 1124.4669 | 374.8223 | 93.7056 | 79.7078 | 26.5693 | 120.2748 | 119.4723 | 0.80256 | 0.6718%
440 | 9 | 3935.4627 | 35419.1647 | 3686.6488 | 409.6276 | 102.4069 | 261.328 | 29.0364 | 131.4434 | 130.5663 | 0.87709 | 0.6718%
450 | 4 | 4034.6982 | 16138.7929 | 1679.8268 | 419.9567 | 104.9892 | 119.0745 | 29.7686 | 134.7578 | 133.8586 | 0.8992 | 0.6718%
460 | 4 | 4051.9978 | 16207.9911 | 1687.0294 | 421.7573 | 105.4393 | 119.585 | 29.8963 | 135.3356 | 134.4325 | 0.90306 | 0.6718%
470 | 48 | 3990.3657 | 191537.5535 | 19936.4299 | 415.3423 | 103.8356 | 1413.1935 | 29.4415 | 133.2771 | 132.3878 | 0.88932 | 0.6718%
480 | 4 | 4436.2183 | 17744.8734 | 1846.9977 | 461.7494 | 115.4374 | 130.9244 | 32.7311 | 148.1685 | 147.1798 | 0.98869 | 0.6718%
540 | 3 | 5481.6262 | 16444.8787 | 1711.6861 | 570.562 | 142.6405 | 121.3328 | 40.4443 | 183.0848 | 181.8631 | 1.2217 | 0.6718%
550 | 15 | 5435.4022 | 81531.0326 | 8486.2612 | 565.7507 | 141.4377 | 601.5485 | 40.1032 | 181.5409 | 180.3295 | 1.2114 | 0.6718%
560 | 3 | 5769.7917 | 17309.375 | 1801.6683 | 600.5561 | 150.139 | 127.7112 | 42.5704 | 192.7094 | 191.4235 | 1.2859 | 0.6718%
580 | 8 | 5886.3267 | 47090.6135 | 4901.4864 | 612.6858 | 153.1715 | 347.4418 | 43.4302 | 196.6017 | 195.2898 | 1.3119 | 0.6718%
590 | 52 | 5824.6946 | 302884.1196 | 31526.0789 | 606.2707 | 151.5677 | 2234.7256 | 42.9755 | 194.5432 | 193.245 | 1.2981 | 0.6718%
600 | 4 | 6270.5473 | 25082.189 | 2610.7115 | 652.6779 | 163.1695 | 185.0602 | 46.2651 | 209.4345 | 208.037 | 1.3975 | 0.6718%
610 | 28 | 1137.7568 | 31857.1894 | 3315.8961 | 118.4249 | 29.6062 | 235.0472 | 8.3945 | 38.0008 | 37.7472 | 0.25357 | 0.6718%
620 | 30 | 1053.3662 | 31600.9871 | 3289.2289 | 109.641 | 27.4102 | 233.1569 | 7.7719 | 35.1821 | 34.9474 | 0.23476 | 0.6718%
640 | 6 | 1053.3662 | 6320.1974 | 657.8458 | 109.641 | 27.4102 | 46.6314 | 7.7719 | 35.1821 | 34.9474 | 0.23476 | 0.6718%
660 | 2 | 1513.4964 | 3026.9929 | 315.0684 | 157.5342 | 39.3836 | 22.3336 | 11.1668 | 50.5504 | 50.2131 | 0.33731 | 0.6718%
690 | 128 | 3203.9336 | 410103.507 | 42686.1452 | 333.4855 | 83.3714 | 3025.8067 | 23.6391 | 107.0105 | 106.2964 | 0.71405 | 0.6718%
710 | 3 | 3589.3025 | 10767.9075 | 1120.7913 | 373.5971 | 93.3993 | 79.4473 | 26.4824 | 119.8817 | 119.0818 | 0.79994 | 0.6718%
720 | 4 | 3974.6713 | 15898.6853 | 1654.8349 | 413.7087 | 103.4272 | 117.3029 | 29.3257 | 132.7529 | 131.8671 | 0.88582 | 0.6718%
730 | 28 | 2915.8215 | 81643.0026 | 8497.9158 | 303.497 | 75.8742 | 602.3746 | 21.5134 | 97.3876 | 96.7378 | 0.64984 | 0.6718%
740 | 70 | 731.2767 | 51189.3699 | 5328.1107 | 76.1159 | 19.029 | 377.683 | 5.3955 | 24.4244 | 24.2615 | 0.16298 | 0.6718%
750 | 3 | 1047.7047 | 3143.1141 | 327.155 | 109.0517 | 27.2629 | 23.1904 | 7.7301 | 34.993 | 34.7595 | 0.2335 | 0.6718%
760 | 6 | 2408.2476 | 14449.4854 | 1503.9931 | 250.6655 | 62.6664 | 106.6105 | 17.7684 | 80.4348 | 79.8981 | 0.53672 | 0.6718%
770 | 7 | 2631.1739 | 18418.2172 | 1917.0836 | 273.8691 | 68.4673 | 135.8924 | 19.4132 | 87.8805 | 87.2941 | 0.5864 | 0.6718%
780 | 2 | 2430.4138 | 4860.8276 | 505.9454 | 252.9727 | 63.2432 | 35.8639 | 17.932 | 81.1751 | 80.6335 | 0.54166 | 0.6718%
790 | 18 | 2439.0636 | 43903.1448 | 4569.7147 | 253.873 | 63.4683 | 323.9241 | 17.9958 | 81.464 | 80.9205 | 0.54359 | 0.6718%
810 | 363 | 1563.9482 | 567713.1886 | 59091.1494 | 162.7855 | 40.6964 | 4188.6751 | 11.539 | 52.2354 | 51.8869 | 0.34855 | 0.6718%
820 | 12 | 935.0319 | 11220.3827 | 1167.8878 | 97.324 | 24.331 | 82.7857 | 6.8988 | 31.2298 | 31.0214 | 0.20839 | 0.6718%
840 | 6 | 6122.1981 | 36733.1883 | 3823.4206 | 637.2368 | 159.3092 | 271.0231 | 45.1705 | 204.4797 | 203.1153 | 1.3644 | 0.6718%
850 | 4 | 5503.9737 | 22015.8946 | 2291.5524 | 572.8881 | 143.222 | 162.4367 | 40.6092 | 183.8312 | 182.6045 | 1.2267 | 0.6718%
860 | 12 | 6122.1981 | 73466.3767 | 7646.8413 | 637.2368 | 159.3092 | 542.0462 | 45.1705 | 204.4797 | 203.1153 | 1.3644 | 0.6718%
870 | 36 | 6740.4225 | 242655.2083 | 25257.076 | 701.5854 | 175.3964 | 1790.3474 | 49.7319 | 225.1282 | 223.626 | 1.5022 | 0.6718%
890 | 5 | 806.3919 | 4031.9596 | 419.6716 | 83.9343 | 20.9836 | 29.7484 | 5.9497 | 26.9333 | 26.7535 | 0.17972 | 0.6718%
900 | 2 | 2866.1115 | 5732.223 | 596.6457 | 298.3229 | 74.5807 | 42.2932 | 21.1466 | 95.7273 | 95.0886 | 0.63876 | 0.6718%
910 | 4 | 1842.8186 | 7371.2742 | 767.2485 | 191.8121 | 47.953 | 54.3864 | 13.5966 | 61.5496 | 61.1389 | 0.4107 | 0.6718%
930 | 6 | 2797.54 | 16785.24 | 1747.1131 | 291.1855 | 72.7964 | 123.8441 | 20.6407 | 93.4371 | 92.8136 | 0.62348 | 0.6718%
940 | 36 | 1393.9872 | 50183.5384 | 5223.4174 | 145.0949 | 36.2737 | 370.2619 | 10.2851 | 46.5588 | 46.2481 | 0.31067 | 0.6718%
950 | 38 | 1402.637 | 53300.2043 | 5547.8196 | 145.9953 | 36.4988 | 393.2571 | 10.3489 | 46.8477 | 46.5351 | 0.3126 | 0.6718%
960 | 20 | 1371.8209 | 27436.4184 | 2855.7545 | 142.7877 | 35.6969 | 202.4301 | 10.1215 | 45.8184 | 45.5127 | 0.30573 | 0.6718%
980 | 12 | 2400.4004 | 28804.8046 | 2998.1847 | 249.8487 | 62.4622 | 212.5263 | 17.7105 | 80.1727 | 79.6377 | 0.53497 | 0.6718%
990 | 6360 | 2636.9511 | 16771009.248 | 1745631.8312 | 274.4704 | 68.6176 | 123739.0821 | 19.4558 | 88.0734 | 87.4857 | 0.58769 | 0.6718%
1000 | 10 | 2840.7063 | 28407.0632 | 2956.7853 | 295.6785 | 73.9196 | 209.5917 | 20.9592 | 94.8788 | 94.2457 | 0.6331 | 0.6718%
1010 | 3 | 1363.9737 | 4091.9212 | 425.9128 | 141.9709 | 35.4927 | 30.1908 | 10.0636 | 45.5563 | 45.2524 | 0.30398 | 0.6718%
1020 | 3 | 1761.1134 | 5283.3401 | 549.9232 | 183.3077 | 45.8269 | 38.9813 | 12.9938 | 58.8207 | 58.4282 | 0.39249 | 0.6718%
1030 | 97 | 1594.7472 | 154690.4824 | 16101.1556 | 165.9913 | 41.4978 | 1141.3301 | 11.7663 | 53.2641 | 52.9087 | 0.35542 | 0.6718%
1050 | 4 | 6740.4225 | 26961.6898 | 2806.3418 | 701.5854 | 175.3964 | 198.9275 | 49.7319 | 225.1282 | 223.626 | 1.5022 | 0.6718%
1070 | 10 | 2174.1834 | 21741.8341 | 2263.0265 | 226.3026 | 56.5757 | 160.4146 | 16.0415 | 72.6171 | 72.1326 | 0.48455 | 0.6718%
1080 | 23 | 2247.8871 | 51701.4031 | 5381.4063 | 233.9742 | 58.4935 | 381.4609 | 16.5853 | 75.0788 | 74.5778 | 0.50098 | 0.6718%
1100 | 10 | 2247.8871 | 22478.8709 | 2339.7419 | 233.9742 | 58.4935 | 165.8526 | 16.5853 | 75.0788 | 74.5778 | 0.50098 | 0.6718%
1120 | 6 | 2977.7167 | 17866.3001 | 1859.6366 | 309.9394 | 77.4849 | 131.8203 | 21.9701 | 99.4549 | 98.7913 | 0.66364 | 0.6718%
1130 | 4 | 3669.6448 | 14678.579 | 1527.8386 | 381.9596 | 95.4899 | 108.3008 | 27.0752 | 122.5651 | 121.7473 | 0.81784 | 0.6718%
1160 | 2 | 2718.7041 | 5437.4083 | 565.9596 | 282.9798 | 70.7449 | 40.118 | 20.059 | 90.804 | 90.1981 | 0.60591 | 0.6718%
1170 | 3 | 3051.4204 | 9154.2611 | 952.8329 | 317.611 | 79.4027 | 67.5415 | 22.5138 | 101.9166 | 101.2365 | 0.68006 | 0.6718%
1180 | 2 | 872.3862 | 1744.7724 | 181.6069 | 90.8034 | 22.7009 | 12.8732 | 6.4366 | 29.1375 | 28.943 | 0.19443 | 0.6718%
1200 | 4 | 1421.006 | 5684.0242 | 591.6289 | 147.9072 | 36.9768 | 41.9376 | 10.4844 | 47.4612 | 47.1445 | 0.3167 | 0.6718%
1210 | 2 | 1908.8128 | 3817.6257 | 397.3624 | 198.6812 | 49.6703 | 28.167 | 14.0835 | 63.7538 | 63.3284 | 0.42541 | 0.6718%
1250 | 3 | 3484.3359 | 10453.0076 | 1088.0146 | 362.6715 | 90.6679 | 77.1239 | 25.708 | 116.3758 | 115.5993 | 0.77654 | 0.6718%
1260 | 34 | 1767.7034 | 60101.9142 | 6255.7842 | 183.9937 | 45.9984 | 443.4412 | 13.0424 | 59.0408 | 58.6468 | 0.39396 | 0.6718%
1360 | 3 | 5423.6314 | 16270.8942 | 1693.5767 | 564.5256 | 141.1314 | 120.0492 | 40.0164 | 181.1478 | 179.939 | 1.2087 | 0.6718%
1370 | 4 | 5809.0002 | 23236.001 | 2418.5487 | 604.6372 | 151.1593 | 171.4388 | 42.8597 | 194.019 | 192.7244 | 1.2946 | 0.6718%
1450 | 16 | 6445.6077 | 103129.7237 | 10734.3885 | 670.8993 | 167.7248 | 760.9069 | 47.5567 | 215.2815 | 213.845 | 1.4365 | 0.6718%
1470 | 1 | 6536.6224 | 6536.6224 | 680.3727 | 680.3727 | 170.0932 | 48.2282 | 48.2282 | 218.3214 | 216.8646 | 1.4568 | 0.6718%
1490 | 8 | 5503.9737 | 44031.7893 | 4583.1048 | 572.8881 | 143.222 | 324.8733 | 40.6092 | 183.8312 | 182.6045 | 1.2267 | 0.6718%
1620 | 5 | 587.5572 | 2937.7861 | 305.7832 | 61.1566 | 15.2892 | 21.6754 | 4.3351 | 19.6242 | 19.4933 | 0.13095 | 0.6718%
1700 | 8 | 2696.9868 | 21575.8946 | 2245.7544 | 280.7193 | 70.1798 | 159.1903 | 19.8988 | 90.0786 | 89.4775 | 0.60107 | 0.6718%
Note on AB3: cwaddell: assumed CPI at same level

## RAB Calc 4yr Reduced devices (hidden)
Assuming write down of existing assets over 4 years
Financial Year ($M nominal) | 2008-09 | 2009-10 | 2010-11 | 2011-12 | 2012-13 | 2013-14 | 2014-15 | 2015-16 | 2016-17 | 2017-18 | 2018-19
Opening value of fixed assets | 14.9317 | 15.937 | 14.4971 | 13.0217 | 11.5097 | 9.9603 | 8.3726 | 6.7455 | 5.0782 | 3.3696 | 1.6188
Indexation | 0.47525 | 0.39444 | 0.3588 | 0.32229 | 0.28487 | 0.24652 | 0.20722 | 0.16695 | 0.12569 | 0.083399 | 0.040065
Capex/Additions (net of cap cons) | 1.82 | 0 | 0 | 0 | 0 | 0 | 0 | 0 | 0 | 0 | 0
Depreciation before deferral | 1.29 | 1.8343 | 1.8343 | 1.8343 | 1.8343 | 1.8343 | 1.8343 | 1.8343 | 1.8343 | 1.8343 | 1.8343
Closing value of fixed assets | 15.937 | 14.4971 | 13.0217 | 11.5097 | 9.9603 | 8.3726 | 6.7455 | 5.0782 | 3.3696 | 1.6188 | -0.17542
Year of Calculation | 2008-09: 2015-16
Asset Remaining life | 2008-09: 4
WACC pre tax real | 2008-09: 7.088%
Total Install Cost | 2008-09: 34372173.8501
Rate per Instal $ | 2008-09: 19.62%
Totals | 2008-09: 26973; 2010-11: 34372173.8501; 2011-12: 6745530.7899; 2014-15: 478156.833
Capital Code | Total Devices | Installation Cost per unit | Total Installation Cost | RAB Allocation | RAB Allocation per Installation | Return of Capital p.a. | Return on Capital | Return on Capital per device | Total Capital Charge per device | Total Capital Charge per device (10 year RAB) | Variance 5 year RAB v 10 year RAB $ | Variance 5 year RAB v 10 year RAB %
1 | 0 | 0 | 0 | 0 | 0 | 0 | 0 | 0 | 0
5 | 0 | 0 | 0 | 0 | 0 | 0 | 0 | 0 | 0
10 | 7990 | 527.5215 | 4214897.0464 | 827172.5241 | 103.526 | 25.8815 | 58634.11 | 7.3384 | 33.2199 | 17.5015 | 15.7184 | 89.81%
20 | 235 | 993.6116 | 233498.729 | 45824.069 | 194.996 | 48.749 | 3248.2383 | 13.8223 | 62.5713 | 32.9649 | 29.6064 | 89.81%
30 | 144 | 997.9365 | 143702.8563 | 28201.6507 | 195.8448 | 48.9612 | 1999.0735 | 13.8825 | 62.8437 | 33.1084 | 29.7353 | 89.81%
40 | 3906 | 565.0791 | 2207199.0924 | 433162.2871 | 110.8966 | 27.7242 | 30704.7012 | 7.8609 | 35.5851 | 18.7475 | 16.8375 | 89.81%
50 | 1329 | 978.6049 | 1300565.9024 | 255235.7432 | 192.051 | 48.0127 | 18092.3812 | 13.6135 | 61.6263 | 32.467 | 29.1592 | 89.81%
60 | 2403 | 982.5285 | 2361015.9449 | 463348.8071 | 192.821 | 48.2052 | 32844.4722 | 13.6681 | 61.8734 | 32.5972 | 29.2762 | 89.81%
70 | 132 | 1093.9916 | 144406.8971 | 28339.8186 | 214.6956 | 53.6739 | 2008.8675 | 15.2187 | 68.8926 | 36.2952 | 32.5974 | 89.81%
90 | 1230 | 598.0763 | 735633.8185 | 144367.9586 | 117.3723 | 29.3431 | 10233.5202 | 8.3199 | 37.663 | 19.8423 | 17.8207 | 89.81%
110 | 0 | 250.4259 | 0 | 0 | 0 | 0 | 0 | 0 | 0
120 | 4 | 1845.1847 | 7380.7389 | 1448.4682 | 362.1171 | 90.5293 | 102.6746 | 25.6687 | 116.1979 | 61.2174 | 54.9805 | 89.81%
140 | 246 | 1634.5029 | 402087.7184 | 78909.6173 | 320.7708 | 80.1927 | 5593.5069 | 22.7378 | 102.9305 | 54.2277 | 48.7029 | 89.81%
170 | 685 | 2707.5059 | 1854641.5293 | 363972.9507 | 531.3474 | 132.8368 | 25800.2163 | 37.6645 | 170.5014 | 89.8265 | 80.6749 | 89.81%
190 | 0 | 4217.7541 | 0 | 0 | 0 | 0 | 0 | 0 | 0
200 | 63 | 2030.0383 | 127892.4102 | 25098.8545 | 398.3945 | 99.5986 | 1779.1319 | 28.2402 | 127.8388 | 67.3503 | 60.4885 | 89.81%
210 | 52 | 2034.3631 | 105786.8837 | 20760.6503 | 399.2433 | 99.8108 | 1471.6183 | 28.3004 | 128.1112 | 67.4938 | 60.6174 | 89.81%
220 | 415 | 2015.0315 | 836238.0882 | 164111.5222 | 395.4495 | 98.8624 | 11633.0424 | 28.0314 | 126.8938 | 66.8524 | 60.0414 | 89.81%
230 | 1038 | 2018.9551 | 2095675.4232 | 411275.794 | 396.2195 | 99.0549 | 29153.2775 | 28.086 | 127.1409 | 66.9826 | 60.1583 | 89.81%
240 | 32 | 2130.4183 | 68173.3853 | 13379.0103 | 418.0941 | 104.5235 | 948.3709 | 29.6366 | 134.1601 | 70.6806 | 63.4795 | 89.81%
250 | 0 | 5254.1808 | 0 | 0 | 0 | 0 | 0 | 0 | 0
270 | 0 | 6122.1981 | 0 | 0 | 0 | 0 | 0 | 0 | 0
290 | 124 | 2833.5715 | 351362.8689 | 68954.8779 | 556.0877 | 139.0219 | 4887.8653 | 39.4183 | 178.4402 | 94.009 | 84.4312 | 89.81%
300 | 127 | 2837.8964 | 360412.8445 | 70730.9334 | 556.9365 | 139.2341 | 5013.761 | 39.4784 | 178.7126 | 94.1525 | 84.5601 | 89.81%
310 | 550 | 2818.5648 | 1550210.642 | 304228.4629 | 553.1427 | 138.2857 | 21565.2293 | 39.2095 | 177.4952 | 93.5111 | 83.9841 | 89.81%
320 | 1431 | 2822.4884 | 4038980.8918 | 792649.0214 | 553.9127 | 138.4782 | 56186.9121 | 39.2641 | 177.7423 | 93.6413 | 84.101 | 89.81%
330 | 101 | 2933.9516 | 296329.1071 | 58154.5155 | 575.7873 | 143.9468 | 4122.2818 | 40.8147 | 184.7615 | 97.3393 | 87.4222 | 89.81%
350 | 182 | 1601.5058 | 291474.0516 | 57201.712 | 314.2951 | 78.5738 | 4054.7424 | 22.2788 | 100.8526 | 53.1329 | 47.7197 | 89.81%
360 | 894 | 2674.5087 | 2391010.8132 | 469235.2928 | 524.8717 | 131.2179 | 33261.7356 | 37.2055 | 168.4234 | 88.7318 | 79.6917 | 89.81%
370 | 6 | 3233.9471 | 19403.6825 | 3807.968 | 634.6613 | 158.6653 | 269.9277 | 44.988 | 203.6533 | 107.2922 | 96.3611 | 89.81%
380 | 10 | 3242.5969 | 32425.9687 | 6363.5885 | 636.3588 | 159.0897 | 451.0829 | 45.1083 | 204.198 | 107.5792 | 96.6188 | 89.81%
390 | 97 | 3211.7808 | 311542.7404 | 61140.1873 | 630.3112 | 157.5778 | 4333.9211 | 44.6796 | 202.2574 | 106.5568 | 95.7006 | 89.81%
400 | 12 | 3434.7072 | 41216.4858 | 8088.7254 | 674.0604 | 168.5151 | 573.3692 | 47.7808 | 216.2959 | 113.9528 | 102.3431 | 89.81%
430 | 15 | 3601.0733 | 54016.099 | 10600.6463 | 706.7098 | 176.6774 | 751.4266 | 50.0951 | 226.7725 | 119.4723 | 107.3003 | 89.81%
440 | 0 | 3935.4627 | 0 | 0 | 0 | 0 | 0 | 0 | 0
450 | 0 | 4034.6982 | 0 | 0 | 0 | 0 | 0 | 0 | 0
460 | 0 | 4051.9978 | 0 | 0 | 0 | 0 | 0 | 0 | 0
470 | 8 | 3990.3657 | 31922.9256 | 6264.8664 | 783.1083 | 195.7771 | 444.0849 | 55.5106 | 251.2877 | 132.3878 | 118.8999 | 89.81%
480 | 0 | 4436.2183 | 0 | 0 | 0 | 0 | 0 | 0 | 0
540 | 0 | 5481.6262 | 0 | 0 | 0 | 0 | 0 | 0 | 0
550 | 22 | 5435.4022 | 119578.8478 | 23467.3199 | 1066.6964 | 266.6741 | 1663.4806 | 75.6128 | 342.2868 | 180.3295 | 161.9573 | 89.81%
560 | 0 | 5769.7917 | 0 | 0 | 0 | 0 | 0 | 0 | 0
580 | 0 | 5886.3267 | 0 | 0 | 0 | 0 | 0 | 0 | 0
590 | 177 | 5824.6946 | 1030970.9455 | 202327.7982 | 1143.0949 | 285.7737 | 14342.0025 | 81.0283 | 366.802 | 193.245 | 173.5569 | 89.81%
600 | 14 | 6270.5473 | 87787.6615 | 17228.3073 | 1230.5934 | 307.6483 | 1221.2283 | 87.2306 | 394.8789 | 208.037 | 186.8419 | 89.81%
610 | 91 | 1137.7568 | 103535.8656 | 20318.8885 | 223.2845 | 55.8211 | 1440.3041 | 15.8275 | 71.6486 | 37.7472 | 33.9014 | 89.81%
620 | 76 | 1053.3662 | 80055.834 | 15710.938 | 206.7229 | 51.6807 | 1113.6696 | 14.6535 | 66.3343 | 34.9474 | 31.3869 | 89.81%
640 | 0 | 1053.3662 | 0 | 0 | 0 | 0 | 0 | 0 | 0
660 | 4 | 1513.4964 | 6053.9857 | 1188.0932 | 297.0233 | 74.2558 | 84.218 | 21.0545 | 95.3103 | 50.2131 | 45.0973 | 89.81%
690 | 65 | 3203.9336 | 208255.6871 | 40870.1281 | 628.7712 | 157.1928 | 2897.0783 | 44.5704 | 201.7632 | 106.2964 | 95.4668 | 89.81%
710 | 3 | 3589.3025 | 10767.9075 | 2113.1992 | 704.3997 | 176.0999 | 149.7941 | 49.9314 | 226.0313 | 119.0818 | 106.9495 | 89.81%
720 | 0 | 3974.6713 | 0 | 0 | 0 | 0 | 0 | 0 | 0
730 | 51 | 2915.8215 | 148706.8975 | 29183.6926 | 572.2293 | 143.0573 | 2068.6855 | 40.5625 | 183.6198 | 96.7378 | 86.882 | 89.81%
740 | 51 | 731.2767 | 37295.1124 | 7319.1568 | 143.5129 | 35.8782 | 518.8183 | 10.1729 | 46.0511 | 24.2615 | 21.7897 | 89.81%
750 | 3 | 1047.7047 | 3143.1141 | 616.8354 | 205.6118 | 51.4029 | 43.7244 | 14.5748 | 65.9777 | 34.7595 | 31.2182 | 89.81%
760 | 9 | 2408.2476 | 21674.2281 | 4253.562 | 472.618 | 118.1545 | 301.5137 | 33.5015 | 151.656 | 79.8981 | 71.7579 | 89.81%
770 | 5 | 2631.1739 | 13155.8694 | 2581.8362 | 516.3672 | 129.0918 | 183.0134 | 36.6027 | 165.6945 | 87.2941 | 78.4004 | 89.81%
780 | 0 | 2430.4138 | 0 | 0 | 0 | 0 | 0 | 0 | 0
790 | 0 | 2439.0636 | 0 | 0 | 0 | 0 | 0 | 0 | 0
810 | 398 | 1563.9482 | 622451.3748 | 122155.9315 | 306.9245 | 76.7311 | 8659.0211 | 21.7563 | 98.4874 | 51.8869 | 46.6006 | 89.81%
820 | 2 | 935.0319 | 1870.0638 | 366.9996 | 183.4998 | 45.8749 | 26.0148 | 13.0074 | 58.8823 | 31.0214 | 27.8609 | 89.81%
840 | 8 | 6122.1981 | 48977.5845 | 9611.8391 | 1201.4799 | 300.37 | 681.335 | 85.1669 | 385.5369 | 203.1153 | 182.4216 | 89.81%
850 | 2 | 5503.9737 | 11007.9473 | 2160.307 | 1080.1535 | 270.0384 | 153.1333 | 76.5667 | 346.605 | 182.6045 | 164.0005 | 89.81%
860 | 9 | 6122.1981 | 55099.7825 | 10813.319 | 1201.4799 | 300.37 | 766.5019 | 85.1669 | 385.5369 | 203.1153 | 182.4216 | 89.81%
870 | 16 | 6740.4225 | 107846.7593 | 21164.9004 | 1322.8063 | 330.7016 | 1500.2736 | 93.7671 | 424.4687 | 223.626 | 200.8427 | 89.81%
890 | 101 | 806.3919 | 81445.5832 | 15983.676 | 158.2542 | 39.5636 | 1133.0026 | 11.2178 | 50.7814 | 26.7535 | 24.0279 | 89.81%
900 | 8 | 2866.1115 | 22928.8919 | 4499.7895 | 562.4737 | 140.6184 | 318.9675 | 39.8709 | 180.4894 | 95.0886 | 85.4008 | 89.81%
910 | 2 | 1842.8186 | 3685.6371 | 723.3054 | 361.6527 | 90.4132 | 51.2715 | 25.6357 | 116.0489 | 61.1389 | 54.91 | 89.81%
930 | 5 | 2797.54 | 13987.7 | 2745.0827 | 549.0165 | 137.2541 | 194.5851 | 38.917 | 176.1712 | 92.8136 | 83.3576 | 89.81%
940 | 5 | 1393.9872 | 6969.9359 | 1367.8482 | 273.5696 | 68.3924 | 96.9599 | 19.392 | 87.7844 | 46.2481 | 41.5363 | 89.81%
950 | 27 | 1402.637 | 37871.1978 | 7432.2134 | 275.2672 | 68.8168 | 526.8323 | 19.5123 | 88.3291 | 46.5351 | 41.794 | 89.81%
960 | 57 | 1371.8209 | 78193.7923 | 15345.5128 | 269.2195 | 67.3049 | 1087.7664 | 19.0836 | 86.3885 | 45.5127 | 40.8758 | 89.81%
980 | 12 | 2400.4004 | 28804.8046 | 5652.9359 | 471.078 | 117.7695 | 400.7083 | 33.3924 | 151.1619 | 79.6377 | 71.5241 | 89.81%
990 | 1306 | 2636.9511 | 3443858.1883 | 675856.335 | 517.501 | 129.3753 | 47908.0646 | 36.6831 | 166.0583 | 87.4857 | 78.5726 | 89.81%
1000 | 56 | 2840.7063 | 159079.5539 | 31219.3239 | 557.4879 | 139.372 | 2212.9812 | 39.5175 | 178.8895 | 94.2457 | 84.6438 | 89.81%
1010 | 32 | 1363.9737 | 43647.1596 | 8565.7445 | 267.6795 | 66.9199 | 607.1826 | 18.9745 | 85.8943 | 45.2524 | 40.642 | 89.81%
1020 | 0 | 1761.1134 | 0 | 0 | 0 | 0 | 0 | 0 | 0
1030 | 4 | 1594.7472 | 6378.989 | 1251.875 | 312.9688 | 78.2422 | 88.7391 | 22.1848 | 100.427 | 52.9087 | 47.5183 | 89.81%
1050 | 4 | 6740.4225 | 26961.6898 | 5291.2251 | 1322.8063 | 330.7016 | 375.0684 | 93.7671 | 424.4687 | 223.626 | 200.8427 | 89.81%
1070 | 31 | 2174.1834 | 67399.6857 | 13227.172 | 426.683 | 106.6707 | 937.6079 | 30.2454 | 136.9162 | 72.1326 | 64.7836 | 89.81%
1080 | 38 | 2247.8871 | 85419.7094 | 16763.5973 | 441.1473 | 110.2868 | 1188.2873 | 31.2707 | 141.5575 | 74.5778 | 66.9797 | 89.81%
1100 | 0 | 2247.8871 | 0 | 0 | 0 | 0 | 0 | 0 | 0
1120 | 40 | 2977.7167 | 119108.667 | 23375.047 | 584.3762 | 146.094 | 1656.9398 | 41.4235 | 187.5175 | 98.7913 | 88.7263 | 89.81%
1130 | 20 | 3669.6448 | 73392.895 | 14403.3379 | 720.1669 | 180.0417 | 1020.9804 | 51.049 | 231.0907 | 121.7473 | 109.3435 | 89.81%
1160 | 9 | 2718.7041 | 24468.3371 | 4801.9052 | 533.545 | 133.3863 | 340.383 | 37.8203 | 171.2066 | 90.1981 | 81.0085 | 89.81%
1170 | 30 | 3051.4204 | 91542.6107 | 17965.2152 | 598.8405 | 149.7101 | 1273.464 | 42.4488 | 192.1589 | 101.2365 | 90.9224 | 89.81%
1180 | 0 | 872.3862 | 0 | 0 | 0 | 0 | 0 | 0 | 0
1200 | 0 | 1421.006 | 0 | 0 | 0 | 0 | 0 | 0 | 0
1210 | 2 | 1908.8128 | 3817.6257 | 749.2081 | 374.6041 | 93.651 | 53.1076 | 26.5538 | 120.2048 | 63.3284 | 56.8764 | 89.81%
1250 | 3 | 3484.3359 | 10453.0076 | 2051.4002 | 683.8001 | 170.95 | 145.4135 | 48.4712 | 219.4212 | 115.5993 | 103.8219 | 89.81%
1260 | 6 | 1767.7034 | 10606.2202 | 2081.4681 | 346.9114 | 86.7278 | 147.5448 | 24.5908 | 111.3186 | 58.6468 | 52.6718 | 89.81%
1360 | 6 | 5423.6314 | 32541.7884 | 6386.3181 | 1064.3863 | 266.0966 | 452.694 | 75.449 | 341.5456 | 179.939 | 161.6066 | 89.81%
1370 | 4 | 5809.0002 | 23236.001 | 4560.0596 | 1140.0149 | 285.0037 | 323.2397 | 80.8099 | 365.8137 | 192.7244 | 173.0893 | 89.81%
1450 | 17 | 6445.6077 | 109575.3315 | 21504.1323 | 1264.949 | 316.2372 | 1524.32 | 89.6659 | 405.9031 | 213.845 | 192.0581 | 89.81%
1470 | 0 | 6536.6224 | 0 | 0 | 0 | 0 | 0 | 0 | 0
1490 | 8 | 5503.9737 | 44031.7893 | 8641.228 | 1080.1535 | 270.0384 | 612.5333 | 76.5667 | 346.605 | 182.6045 | 164.0005 | 89.81%
1620 | 673 | 587.5572 | 395426.0042 | 77602.2575 | 115.308 | 28.827 | 5500.8347 | 8.1736 | 37.0006 | 19.4933 | 17.5073 | 89.81%
1700 | 0 | 2696.9868 | 0 | 0 | 0 | 0 | 0 | 0 | 0
Note on AB3: cwaddell: assumed CPI at same level

## RAB Calculations 10yr
Assuming write down of existing assets over 10 years
Financial Year ($M nominal) | 2008-09 | 2009-10 | 2010-11 | 2011-12 | 2012-13 | 2013-14 | 2014-15 | 2015-16 | 2016-17 | 2017-18 | 2018-19
Opening value of fixed assets | 14.9317 | 15.937 | 14.4971 | 13.0217 | 11.5097 | 9.9603 | 8.3726 | 6.8638 | 5.2753 | 3.6039 | 1.8465
Indexation | 0.47525 | 0.39444 | 0.3588 | 0.32229 | 0.28487 | 0.24652 | 0.20722 | 0.16988 | 0.13056 | 0.089197 | 0.045702
Capex/Additions (net of cap cons) | 1.82 | 0 | 0 | 0 | 0 | 0 | 0 | 0 | 0 | 0 | 0
Depreciation before deferral | 1.29 | 1.8343 | 1.8343 | 1.8343 | 1.8343 | 1.8343 | 1.716 | 1.7584 | 1.8019 | 1.8465 | 1.8923
Closing value of fixed assets | 15.937 | 14.4971 | 13.0217 | 11.5097 | 9.9603 | 8.3726 | 6.8638 | 5.2753 | 3.6039 | 1.8465 | 0
Asset Remaining life | 2008-09: 5
WACC pre tax real | 5.06% |  |  |  |  | Indexation | 2.475% | 2.475% | 2.475% | 2.475% | 2.475%
Total Install Cost | 64807112.9518 | Use the closing 2013-14 value (which is the opening 2014-15) |  |  |  | Indexation factor | 1.0248 | 1.0501 | 1.0761 | 1.1027 | 1.13
Rate per Instal $ | 12.92% |  |  |  |  | Real depreciation | 1.6745 | 1.6745 | 1.6745 | 1.6745 | 1.6745
[6 empty] | Nominal depreciation | 1.716 | 1.7584 | 1.8019 | 1.8465 | 1.8923
[6 empty] | Return on capital | 0.43414 | 0.35591 | 0.27354 | 0.18687 | 0.095748
[6 empty] | Total capital cost - Nominal | 2.1501 | 2.1143 | 2.0755 | 2.0334 | 1.988
[6 empty] | Total capital cost - Real | 2.0982 | 2.0134 | 1.9287 | 1.844 | 1.7592
Totals | 2008-09: 58247; 2010-11: 64807112.9518; 2011-12: 8372571.9617; 2013-14: 7409.6834; 2014-15: 434137.5318
Capital Code | Total Devices (New) | Installation Cost per unit | Total Installation Cost | RAB Allocation | RAB Allocation per Installation | Return of Capital p.a. | Return on Capital | Return on Capital per device | Total Capital Charge per device
1 | 4 | 0 | 0 | 0 | 0 | 0 | 0 | 0 | 0
5 | 335 | 0 | 0 | 0 | 0 | 0 | 0 | 0 | 0
10 | 28613 | 527.5215 | 15093973.6157 | 1950023.3004 | 68.1517 | 13.9677 | 101113.2907 | 3.5338 | 17.5015
20 | 1327 | 993.6116 | 1318522.6101 | 170342.8055 | 128.3668 | 26.3088 | 8832.6748 | 6.6561 | 32.9649
30 | 1840 | 997.9365 | 1836203.1643 | 237223.0829 | 128.9256 | 26.4233 | 12300.5743 | 6.6851 | 33.1084
40 | 4357 | 565.0791 | 2462049.7813 | 318077.5694 | 73.0038 | 14.9621 | 16493.0695 | 3.7854 | 18.7475
50 | 1739 | 978.6049 | 1701793.9084 | 219858.4586 | 126.4281 | 25.9114 | 11400.1777 | 6.5556 | 32.467
60 | 2331 | 982.5285 | 2290273.8942 | 295885.4687 | 126.935 | 26.0153 | 15342.3569 | 6.5819 | 32.5972
70 | 314 | 1093.9916 | 343513.3764 | 44379.2407 | 141.3352 | 28.9666 | 2301.1679 | 7.3286 | 36.2952
90 | 1900 | 598.0763 | 1136344.9229 | 146806.8736 | 77.2668 | 15.8358 | 7612.2814 | 4.0065 | 19.8423
110 | 666 | 250.4259 | 166783.6804 | 21547.1466 | 32.3531 | 6.6308 | 1117.2702 | 1.6776 | 8.3083
120 | 10 | 1845.1847 | 18451.8472 | 2383.8343 | 238.3834 | 48.8567 | 123.6074 | 12.3607 | 61.2174
140 | 58 | 1634.5029 | 94801.1694 | 12247.5694 | 211.165 | 43.2783 | 635.0653 | 10.9494 | 54.2277
170 | 767 | 2707.5059 | 2076657.0116 | 268287.8387 | 349.7886 | 71.6892 | 13911.3549 | 18.1374 | 89.8265
190 | 8 | 4217.7541 | 33742.0332 | 4359.2067 | 544.9008 | 111.6774 | 226.0351 | 28.2544 | 139.9318
200 | 70 | 2030.0383 | 142102.6781 | 18358.5542 | 262.2651 | 53.7512 | 951.9342 | 13.5991 | 67.3503
210 | 290 | 2034.3631 | 589965.3128 | 76218.9027 | 262.8238 | 53.8657 | 3952.1292 | 13.628 | 67.4938
220 | 516 | 2015.0315 | 1039756.2736 | 134328.3758 | 260.3263 | 53.3539 | 6965.242 | 13.4985 | 66.8524
230 | 1007 | 2018.9551 | 2033087.8142 | 262659.0393 | 260.8332 | 53.4578 | 13619.4884 | 13.5248 | 66.9826
240 | 101 | 2130.4183 | 215172.2473 | 27798.5709 | 275.2334 | 56.4091 | 1441.4212 | 14.2715 | 70.6806
250 | 5 | 5254.1808 | 26270.904 | 3393.9953 | 678.7991 | 139.1199 | 175.9866 | 35.1973 | 174.3172
270 | 3 | 6122.1981 | 18366.5942 | 2372.8203 | 790.9401 | 162.1032 | 123.0363 | 41.0121 | 203.1153
290 | 223 | 2833.5715 | 631886.4498 | 81634.7856 | 366.0753 | 75.0271 | 4232.9555 | 18.9819 | 94.009
300 | 511 | 2837.8964 | 1450165.0672 | 187349.981 | 366.634 | 75.1416 | 9714.5368 | 19.0108 | 94.1525
310 | 685 | 2818.5648 | 1930716.8905 | 249433.5169 | 364.1365 | 74.6298 | 12933.714 | 18.8813 | 93.5111
320 | 1552 | 2822.4884 | 4380501.9875 | 565926.585 | 364.6434 | 74.7337 | 29344.6234 | 18.9076 | 93.6413
330 | 166 | 2933.9516 | 487035.9582 | 62921.2354 | 379.0436 | 77.685 | 3262.6139 | 19.6543 | 97.3393
350 | 52 | 1601.5058 | 83278.3005 | 10758.9049 | 206.902 | 42.4046 | 557.8745 | 10.7284 | 53.1329
360 | 928 | 2674.5087 | 2481944.1104 | 320647.7611 | 345.5256 | 70.8155 | 16626.3399 | 17.9163 | 88.7318
370 | 44 | 3233.9471 | 142293.6719 | 18383.2291 | 417.8007 | 85.6282 | 953.2136 | 21.6639 | 107.2922
380 | 2 | 3242.5969 | 6485.1937 | 837.8363 | 418.9181 | 85.8573 | 43.4438 | 21.7219 | 107.5792
390 | 117 | 3211.7808 | 375778.357 | 48547.6237 | 414.937 | 85.0413 | 2517.3084 | 21.5155 | 106.5568
400 | 33 | 3434.7072 | 113345.336 | 14643.3306 | 443.7373 | 90.944 | 759.2911 | 23.0088 | 113.9528
430 | 3 | 3601.0733 | 10803.2198 | 1395.6915 | 465.2305 | 95.349 | 72.3699 | 24.1233 | 119.4723
440 | 9 | 3935.4627 | 35419.1647 | 4575.879 | 508.431 | 104.2029 | 237.2701 | 26.3633 | 130.5663
450 | 4 | 4034.6982 | 16138.7929 | 2085.0058 | 521.2514 | 106.8305 | 108.1124 | 27.0281 | 133.8586
460 | 4 | 4051.9978 | 16207.9911 | 2093.9456 | 523.4864 | 107.2885 | 108.576 | 27.144 | 134.4325
470 | 48 | 3990.3657 | 191537.5535 | 24745.1534 | 515.524 | 105.6566 | 1283.0944 | 26.7311 | 132.3878
480 | 4 | 4436.2183 | 17744.8734 | 2292.4988 | 573.1247 | 117.4619 | 118.8715 | 29.7179 | 147.1798
540 | 3 | 5481.6262 | 16444.8787 | 2124.5497 | 708.1832 | 145.1422 | 110.1629 | 36.721 | 181.8631
550 | 15 | 5435.4022 | 81531.0326 | 10533.1715 | 702.2114 | 143.9182 | 546.1697 | 36.4113 | 180.3295
560 | 3 | 5769.7917 | 17309.375 | 2236.2358 | 745.4119 | 152.7722 | 115.9541 | 38.6514 | 191.4235
580 | 8 | 5886.3267 | 47090.6135 | 6083.7388 | 760.4674 | 155.8578 | 315.4562 | 39.432 | 195.2898
590 | 52 | 5824.6946 | 302884.1196 | 39130.2586 | 752.505 | 154.2259 | 2028.9959 | 39.0192 | 193.245
600 | 4 | 6270.5473 | 25082.189 | 3240.4226 | 810.1056 | 166.0312 | 168.0235 | 42.0059 | 208.037
610 | 28 | 1137.7568 | 31857.1894 | 4115.6996 | 146.9893 | 30.1255 | 213.4087 | 7.6217 | 37.7472
620 | 30 | 1053.3662 | 31600.9871 | 4082.6003 | 136.0867 | 27.891 | 211.6924 | 7.0564 | 34.9474
640 | 6 | 1053.3662 | 6320.1974 | 816.5201 | 136.0867 | 27.891 | 42.3385 | 7.0564 | 34.9474
660 | 2 | 1513.4964 | 3026.9929 | 391.0638 | 195.5319 | 40.0743 | 20.2776 | 10.1388 | 50.2131
690 | 128 | 3203.9336 | 410103.507 | 52982.1646 | 413.9232 | 84.8336 | 2747.2497 | 21.4629 | 106.2964
710 | 3 | 3589.3025 | 10767.9075 | 1391.1294 | 463.7098 | 95.0373 | 72.1333 | 24.0444 | 119.0818
720 | 4 | 3974.6713 | 15898.6853 | 2053.9858 | 513.4964 | 105.2411 | 106.504 | 26.626 | 131.8671
730 | 28 | 2915.8215 | 81643.0026 | 10547.6372 | 376.7013 | 77.2049 | 546.9198 | 19.5328 | 96.7378
740 | 70 | 731.2767 | 51189.3699 | 6613.2661 | 94.4752 | 19.3627 | 342.9134 | 4.8988 | 24.2615
750 | 3 | 1047.7047 | 3143.1141 | 406.0657 | 135.3552 | 27.7411 | 21.0555 | 7.0185 | 34.7595
760 | 6 | 2408.2476 | 14449.4854 | 1866.7605 | 311.1267 | 63.7654 | 96.7959 | 16.1327 | 79.8981
770 | 7 | 2631.1739 | 18418.2172 | 2379.4896 | 339.9271 | 69.6681 | 123.3821 | 17.626 | 87.2941
780 | 2 | 2430.4138 | 4860.8276 | 627.9809 | 313.9905 | 64.3523 | 32.5623 | 16.2811 | 80.6335
790 | 18 | 2439.0636 | 43903.1448 | 5671.9428 | 315.1079 | 64.5814 | 294.1036 | 16.3391 | 80.9205
810 | 363 | 1563.9482 | 567713.1886 | 73344.1023 | 202.0499 | 41.4101 | 3803.0641 | 10.4768 | 51.8869
820 | 12 | 935.0319 | 11220.3827 | 1449.5857 | 120.7988 | 24.7577 | 75.1644 | 6.2637 | 31.0214
840 | 6 | 6122.1981 | 36733.1883 | 4745.6405 | 790.9401 | 162.1032 | 246.0726 | 41.0121 | 203.1153
850 | 4 | 5503.9737 | 22015.8946 | 2844.2813 | 711.0703 | 145.7339 | 147.4827 | 36.8707 | 182.6045
860 | 12 | 6122.1981 | 73466.3767 | 9491.2811 | 790.9401 | 162.1032 | 492.1452 | 41.0121 | 203.1153
870 | 36 | 6740.4225 | 242655.2083 | 31349.1545 | 870.8098 | 178.4725 | 1625.5273 | 45.1535 | 223.626
890 | 5 | 806.3919 | 4031.9596 | 520.8976 | 104.1795 | 21.3516 | 27.0098 | 5.402 | 26.7535
900 | 2 | 2866.1115 | 5732.223 | 740.5584 | 370.2792 | 75.8887 | 38.3997 | 19.1998 | 95.0886
910 | 4 | 1842.8186 | 7371.2742 | 952.311 | 238.0777 | 48.794 | 49.3796 | 12.3449 | 61.1389
930 | 6 | 2797.54 | 16785.24 | 2168.5217 | 361.4203 | 74.0731 | 112.4429 | 18.7405 | 92.8136
940 | 36 | 1393.9872 | 50183.5384 | 6483.3205 | 180.0922 | 36.9099 | 336.1754 | 9.3382 | 46.2481
950 | 38 | 1402.637 | 53300.2043 | 6885.9694 | 181.2097 | 37.1389 | 357.0537 | 9.3961 | 46.5351
960 | 20 | 1371.8209 | 27436.4184 | 3544.5706 | 177.2285 | 36.323 | 183.7943 | 9.1897 | 45.5127
980 | 12 | 2400.4004 | 28804.8046 | 3721.3554 | 310.1129 | 63.5576 | 192.961 | 16.0801 | 79.6377
990 | 6360 | 2636.9511 | 16771009.248 | 2166683.1834 | 340.6735 | 69.821 | 112347.6148 | 17.6647 | 87.4857
1000 | 10 | 2840.7063 | 28407.0632 | 3669.9703 | 366.997 | 75.216 | 190.2966 | 19.0297 | 94.2457
1010 | 3 | 1363.9737 | 4091.9212 | 528.6442 | 176.2147 | 36.1152 | 27.4114 | 9.1371 | 45.2524
1020 | 3 | 1761.1134 | 5283.3401 | 682.5662 | 227.5221 | 46.6306 | 35.3927 | 11.7976 | 58.4282
1030 | 97 | 1594.7472 | 154690.4824 | 19984.8001 | 206.0289 | 42.2256 | 1036.2588 | 10.6831 | 52.9087
1050 | 4 | 6740.4225 | 26961.6898 | 3483.2394 | 870.8098 | 178.4725 | 180.6141 | 45.1535 | 223.626
1070 | 10 | 2174.1834 | 21741.8341 | 2808.8749 | 280.8875 | 57.5679 | 145.6468 | 14.5647 | 72.1326
1080 | 23 | 2247.8871 | 51701.4031 | 6679.4168 | 290.4094 | 59.5194 | 346.3435 | 15.0584 | 74.5778
1100 | 10 | 2247.8871 | 22478.8709 | 2904.0943 | 290.4094 | 59.5194 | 150.5841 | 15.0584 | 74.5778
1120 | 6 | 2977.7167 | 17866.3001 | 2308.1862 | 384.6977 | 78.8438 | 119.6849 | 19.9475 | 98.7913
1130 | 4 | 3669.6448 | 14678.579 | 1896.3576 | 474.0894 | 97.1646 | 98.3306 | 24.5826 | 121.7473
1160 | 2 | 2718.7041 | 5437.4083 | 702.4706 | 351.2353 | 71.9857 | 36.4248 | 18.2124 | 90.1981
1170 | 3 | 3051.4204 | 9154.2611 | 1182.6589 | 394.2196 | 80.7953 | 61.3236 | 20.4412 | 101.2365
1180 | 2 | 872.3862 | 1744.7724 | 225.4109 | 112.7055 | 23.099 | 11.6881 | 5.844 | 28.943
1200 | 4 | 1421.006 | 5684.0242 | 734.3315 | 183.5829 | 37.6253 | 38.0768 | 9.5192 | 47.1445
1210 | 2 | 1908.8128 | 3817.6257 | 493.2074 | 246.6037 | 50.5414 | 25.574 | 12.787 | 63.3284
1250 | 3 | 3484.3359 | 10453.0076 | 1350.4468 | 450.1489 | 92.258 | 70.0238 | 23.3413 | 115.5993
1260 | 34 | 1767.7034 | 60101.9142 | 7764.6971 | 228.3734 | 46.8051 | 402.6178 | 11.8417 | 58.6468
1360 | 3 | 5423.6314 | 16270.8942 | 2102.0722 | 700.6907 | 143.6066 | 108.9974 | 36.3325 | 179.939
1370 | 4 | 5809.0002 | 23236.001 | 3001.9095 | 750.4774 | 153.8103 | 155.6561 | 38.914 | 192.7244
1450 | 16 | 6445.6077 | 103129.7237 | 13323.5535 | 832.7221 | 170.6664 | 690.8576 | 43.1786 | 213.845
1470 | 1 | 6536.6224 | 6536.6224 | 844.4805 | 844.4805 | 173.0763 | 43.7883 | 43.7883 | 216.8646
1490 | 8 | 5503.9737 | 44031.7893 | 5688.5627 | 711.0703 | 145.7339 | 294.9653 | 36.8707 | 182.6045
1620 | 5 | 587.5572 | 2937.7861 | 379.539 | 75.9078 | 15.5573 | 19.68 | 3.936 | 19.4933
1700 | 8 | 2696.9868 | 21575.8946 | 2787.4368 | 348.4296 | 71.4106 | 144.5351 | 18.0669 | 89.4775
Note on AB3: cwaddell: assumed CPI at same level
Note on B11: Innes, Nick: AER draft decision

## RAB Calculations 15yr (hidden)
Assuming write down of existing assets over 5 years
[12 empty] | 2005 | 2006 | 2007 | 2008 | 2009 | 2010 | 2011 | 2012 | 2013 | 2014
Financial Year ($M nominal) | 2004-05 | 2005-06 | 2006-07 | 2007-08 | 2008-09 | 2009-10 | 2010-11 | 2011-12 | 2012-13 | 2013-14 | Inflator | 2.344% | 2.669% | 3.538% | 2.332% | 3% | 3.25% | 2.5% | 2.5% | 2.5% | 2.5%
Opening value of fixed assets | 11.5 | 12.488 | 11.6082 | 13.3292 | 14.9317 | 15.937 | 12.9994 | 9.8689 | 6.6602 | 3.3712 | Indexation
Indexation | 0.28803 | 0.3302 | 0.45092 | 0.33891 | 0.47525 | 0.51795 | 0.32499 | 0.24672 | 0.1665 | 0.08428 | Existing Assets | 0.26952 | 0.33327 | 0.41076 | 0.31088 | 0.44795 | 0.51795 | 0.32499 | 0.24672 | 0.1665 | 0.08428
Capex/Additions (net of cap cons) | 1.58 | -0.23 | 2.27 | 2.4037 | 1.82 | 0 | 0 | 0 | 0 | 0 | New Assets | 0.018515 | -0.003069 | 0.040162 | 0.028031 | 0.0273 | 0 | 0 | 0 | 0 | 0
Depreciation before deferral | 0.88 | 0.98 | 1 | 1.14 | 1.29 | 3.4555 | 3.4555 | 3.4555 | 3.4555 | 3.4555 | Total | 0.28803 | 0.3302 | 0.45092 | 0.33891 | 0.47525 | 0.51795 | 0.32499 | 0.24672 | 0.1665 | 0.08428
Closing value of fixed assets | 12.488 | 11.6082 | 13.3292 | 14.9317 | 15.937 | 12.9994 | 9.8689 | 6.6602 | 3.3712 | 0
| Asset Age |  | 10 |  | Average RAB |  | 9767346.3672
| Asset Life |  | 15 |  | Return on |  | 660272.6144
| WACC pre tax real |  | 6.76% |  | return per light |  | 11.3675
| RegDeprec |  | 18617860.3201 |  | Write down period |  | 5
| Total Install Cost |  | #REF!
| Rate per Instal $ |  | #REF!
| Capital Code | Total Devices | Installation Cost per unit | Total Installation Cost | RAB Allocation | RAB Allocation per Installation | Return of Capital p.a. | Return on Capital | Return on Capital per device | Total Capital Charge
| 1 | 4 | #REF! | #REF! | #REF! | #REF! | #REF! | #REF! | #REF! | #REF!
| 5 | 335 | #REF! | #REF! | #REF! | #REF! | #REF! | #REF! | #REF! | #REF!
| 10 | 28613 | 527.5215 | 15093973.6157 | #REF! | #REF! | #REF! | #REF! | #REF! | #REF!
| 20 | 1327 | 993.6116 | 1318522.6101 | #REF! | #REF! | #REF! | #REF! | #REF! | #REF!
| 30 | 1840 | 997.9365 | 1836203.1643 | #REF! | #REF! | #REF! | #REF! | #REF! | #REF!
| 40 | 4357 | 565.0791 | 2462049.7813 | #REF! | #REF! | #REF! | #REF! | #REF! | #REF!
| 50 | 1739 | 978.6049 | 1701793.9084 | #REF! | #REF! | #REF! | #REF! | #REF! | #REF!
| 60 | 2331 | 982.5285 | 2290273.8942 | #REF! | #REF! | #REF! | #REF! | #REF! | #REF!
| 70 | 314 | 1093.9916 | 343513.3764 | #REF! | #REF! | #REF! | #REF! | #REF! | #REF!
| 90 | 1900 | 598.0763 | 1136344.9229 | #REF! | #REF! | #REF! | #REF! | #REF! | #REF!
| 110 | 666 | 250.4259 | 166783.6804 | #REF! | #REF! | #REF! | #REF! | #REF! | #REF!
| 120 | 10 | 1845.1847 | 18451.8472 | #REF! | #REF! | #REF! | #REF! | #REF! | #REF!
| 140 | 58 | 1634.5029 | 94801.1694 | #REF! | #REF! | #REF! | #REF! | #REF! | #REF!
| 170 | 767 | 2707.5059 | 2076657.0116 | #REF! | #REF! | #REF! | #REF! | #REF! | #REF!
| 190 | 8 | 4217.7541 | 33742.0332 | #REF! | #REF! | #REF! | #REF! | #REF! | #REF!
| 200 | 70 | 2030.0383 | 142102.6781 | #REF! | #REF! | #REF! | #REF! | #REF! | #REF!
| 210 | 290 | 2034.3631 | 589965.3128 | #REF! | #REF! | #REF! | #REF! | #REF! | #REF!
| 220 | 516 | 2015.0315 | 1039756.2736 | #REF! | #REF! | #REF! | #REF! | #REF! | #REF!
| 230 | 1007 | 2018.9551 | 2033087.8142 | #REF! | #REF! | #REF! | #REF! | #REF! | #REF!
| 240 | 101 | 2130.4183 | 215172.2473 | #REF! | #REF! | #REF! | #REF! | #REF! | #REF!
| 250 | 5 | 5254.1808 | 26270.904 | #REF! | #REF! | #REF! | #REF! | #REF! | #REF!
| 290 | 223 | 2833.5715 | 631886.4498 | #REF! | #REF! | #REF! | #REF! | #REF! | #REF!
| 300 | 511 | 2837.8964 | 1450165.0672 | #REF! | #REF! | #REF! | #REF! | #REF! | #REF!
| 310 | 685 | 2818.5648 | 1930716.8905 | #REF! | #REF! | #REF! | #REF! | #REF! | #REF!
| 320 | 1552 | 2822.4884 | 4380501.9875 | #REF! | #REF! | #REF! | #REF! | #REF! | #REF!
| 330 | 166 | 2933.9516 | 487035.9582 | #REF! | #REF! | #REF! | #REF! | #REF! | #REF!
| 350 | 52 | 1601.5058 | 83278.3005 | #REF! | #REF! | #REF! | #REF! | #REF! | #REF!
| 360 | 928 | 2674.5087 | 2481944.1104 | #REF! | #REF! | #REF! | #REF! | #REF! | #REF!
| 370 | 44 | 3233.9471 | 142293.6719 | #REF! | #REF! | #REF! | #REF! | #REF! | #REF!
| 380 | 2 | 3242.5969 | 6485.1937 | #REF! | #REF! | #REF! | #REF! | #REF! | #REF!
| 390 | 117 | 3211.7808 | 375778.357 | #REF! | #REF! | #REF! | #REF! | #REF! | #REF!
| 400 | 33 | 3434.7072 | 113345.336 | #REF! | #REF! | #REF! | #REF! | #REF! | #REF!
| 430 | 3 | 3601.0733 | 10803.2198 | #REF! | #REF! | #REF! | #REF! | #REF! | #REF!
| 440 | 9 | 3935.4627 | 35419.1647 | #REF! | #REF! | #REF! | #REF! | #REF! | #REF!
| 450 | 4 | 4034.6982 | 16138.7929 | #REF! | #REF! | #REF! | #REF! | #REF! | #REF!
| 460 | 4 | 4051.9978 | 16207.9911 | #REF! | #REF! | #REF! | #REF! | #REF! | #REF!
| 470 | 48 | 3990.3657 | 191537.5535 | #REF! | #REF! | #REF! | #REF! | #REF! | #REF!
| 550 | 15 | 5435.4022 | 81531.0326 | #REF! | #REF! | #REF! | #REF! | #REF! | #REF!
| 580 | 8 | 5886.3267 | 47090.6135 | #REF! | #REF! | #REF! | #REF! | #REF! | #REF!
| 590 | 52 | 5824.6946 | 302884.1196 | #REF! | #REF! | #REF! | #REF! | #REF! | #REF!
| 610 | 28 | 1137.7568 | 31857.1894 | #REF! | #REF! | #REF! | #REF! | #REF! | #REF!
| 620 | 30 | 1053.3662 | 31600.9871 | #REF! | #REF! | #REF! | #REF! | #REF! | #REF!
| 640 | 6 | 1053.3662 | 6320.1974 | #REF! | #REF! | #REF! | #REF! | #REF! | #REF!
| 660 | 2 | 1513.4964 | 3026.9929 | #REF! | #REF! | #REF! | #REF! | #REF! | #REF!
| 690 | 128 | 3203.9336 | 410103.507 | #REF! | #REF! | #REF! | #REF! | #REF! | #REF!
| 720 | 4 | 3974.6713 | 15898.6853 | #REF! | #REF! | #REF! | #REF! | #REF! | #REF!
| 730 | 28 | 2915.8215 | 81643.0026 | #REF! | #REF! | #REF! | #REF! | #REF! | #REF!
| 740 | 70 | 731.2767 | 51189.3699 | #REF! | #REF! | #REF! | #REF! | #REF! | #REF!
| 750 | 3 | 1047.7047 | 3143.1141 | #REF! | #REF! | #REF! | #REF! | #REF! | #REF!
| 760 | 6 | 2408.2476 | 14449.4854 | #REF! | #REF! | #REF! | #REF! | #REF! | #REF!
| 790 | 18 | 2439.0636 | 43903.1448 | #REF! | #REF! | #REF! | #REF! | #REF! | #REF!
| 810 | 363 | 1563.9482 | 567713.1886 | #REF! | #REF! | #REF! | #REF! | #REF! | #REF!
| 820 | 12 | 935.0319 | 11220.3827 | #REF! | #REF! | #REF! | #REF! | #REF! | #REF!
| 840 | 6 | 6122.1981 | 36733.1883 | #REF! | #REF! | #REF! | #REF! | #REF! | #REF!
| 850 | 4 | 5503.9737 | 22015.8946 | #REF! | #REF! | #REF! | #REF! | #REF! | #REF!
| 860 | 12 | 6122.1981 | 73466.3767 | #REF! | #REF! | #REF! | #REF! | #REF! | #REF!
| 870 | 36 | 6740.4225 | 242655.2083 | #REF! | #REF! | #REF! | #REF! | #REF! | #REF!
| 890 | 5 | 806.3919 | 4031.9596 | #REF! | #REF! | #REF! | #REF! | #REF! | #REF!
| 910 | 4 | 1842.8186 | 7371.2742 | #REF! | #REF! | #REF! | #REF! | #REF! | #REF!
| 940 | 36 | 1393.9872 | 50183.5384 | #REF! | #REF! | #REF! | #REF! | #REF! | #REF!
| 950 | 38 | 1402.637 | 53300.2043 | #REF! | #REF! | #REF! | #REF! | #REF! | #REF!
| 960 | 20 | 1371.8209 | 27436.4184 | #REF! | #REF! | #REF! | #REF! | #REF! | #REF!
| 990 | 6360 | 2636.9511 | 16771009.248 | #REF! | #REF! | #REF! | #REF! | #REF! | #REF!
| 1010 | 3 | 1363.9737 | 4091.9212 | #REF! | #REF! | #REF! | #REF! | #REF! | #REF!
| 1020 | 3 | 1761.1134 | 5283.3401 | #REF! | #REF! | #REF! | #REF! | #REF! | #REF!
| 1030 | 97 | 1594.7472 | 154690.4824 | #REF! | #REF! | #REF! | #REF! | #REF! | #REF!
| 1050 | 4 | 6740.4225 | 26961.6898 | #REF! | #REF! | #REF! | #REF! | #REF! | #REF!
| 1070 | 10 | 2174.1834 | 21741.8341 | #REF! | #REF! | #REF! | #REF! | #REF! | #REF!
| 1100 | 10 | 2247.8871 | 22478.8709 | #REF! | #REF! | #REF! | #REF! | #REF! | #REF!
| 1120 | 6 | 2977.7167 | 17866.3001 | #REF! | #REF! | #REF! | #REF! | #REF! | #REF!
| 1130 | 4 | 3669.6448 | 14678.579 | #REF! | #REF! | #REF! | #REF! | #REF! | #REF!
| 1160 | 2 | 2718.7041 | 5437.4083 | #REF! | #REF! | #REF! | #REF! | #REF! | #REF!
| 1170 | 3 | 3051.4204 | 9154.2611 | #REF! | #REF! | #REF! | #REF! | #REF! | #REF!
| 1180 | 2 | 872.3862 | 1744.7724 | #REF! | #REF! | #REF! | #REF! | #REF! | #REF!
| 1200 | 4 | 1421.006 | 5684.0242 | #REF! | #REF! | #REF! | #REF! | #REF! | #REF!
| 1250 | 3 | 3484.3359 | 10453.0076 | #REF! | #REF! | #REF! | #REF! | #REF! | #REF!
|  | 58084 |  | #REF! |  |  |  | #REF!

## Capital Code Schedules (hidden)
Capital Codes Schedules
Description
This sheet maps the defined capital codes to a SLUOS Capital charge. The sheet is linked to
the SLUOS Construction Charge Workbook.
Calculations
COUNTRY ENERGY |  |  | COUNTRY ENERGY |  |  | COUNTRY ENERGY
CAPITAL COMPONENTS FOR STREET LIGHTING USE OF SYSTEM TARIFFS (Maximum Prices per annum/per light) |  |  | CAPITAL COMPONENTS FOR STREET LIGHTING USE OF SYSTEM TARIFFS (Maximum Prices per annum/per light) |  |  | CAPITAL COMPONENTS FOR STREET LIGHTING USE OF SYSTEM TARIFFS (Maximum Prices per annum/per light)
Capital Code | Tariff Type 1 | Tariff Type 2 | Capital Code | Tariff Type 1 | Tariff Type 2 | Capital Code | Tariff Type 1 | Tariff Type 1 | Tariff Type 2
| Proposed |  |  | (Current) |  |  | Proposed | (Current) | (Current)
| -01- | -02- |  | -01- | -02- |  | -01- | -01- | -02-
1 | 0 | 0 | 1 | 0 | 0 | 1 | 0 | 0 | 0
5 | 0 | 0 | 5 | 0 | 0 | 5 | 0 | 0 | 0
10 | 17.5015 | 0 | 10 | 21.8875 | 0 | 10 | 17.5015 | 21.8875 | 0
20 | 32.9649 | 0 | 20 | 41.2261 | 0 | 20 | 32.9649 | 41.2261 | 0
30 | 33.1084 | 0 | 30 | 41.4056 | 0 | 30 | 33.1084 | 41.4056 | 0
40 | 18.7475 | 0 | 40 | 23.4458 | 0 | 40 | 18.7475 | 23.4458 | 0
50 | 32.467 | 0 | 50 | 40.6035 | 0 | 50 | 32.467 | 40.6035 | 0
60 | 32.5972 | 0 | 60 | 40.7663 | 0 | 60 | 32.5972 | 40.7663 | 0
70 | 36.2952 | 0 | 70 | 45.391 | 0 | 70 | 36.2952 | 45.391 | 0
80 | #N/A | 0 | 80 | #N/A | 0 | 80 | #N/A | #N/A | 0
90 | 19.8423 | 0 | 90 | 24.8149 | 0 | 90 | 19.8423 | 24.8149 | 0
100 | #N/A | 0 | 100 | #N/A | 0 | 100 | #N/A | #N/A | 0
110 | 8.3083 | 0 | 110 | 10.3905 | 0 | 110 | 8.3083 | 10.3905 | 0
120 | 61.2174 | 0 | 120 | 76.5589 | 0 | 120 | 61.2174 | 76.5589 | 0
130 | #N/A | 0 | 130 | #N/A | 0 | 130 | #N/A | #N/A | 0
140 | 54.2277 | 0 | 140 | 67.8175 | 0 | 140 | 54.2277 | 67.8175 | 0
150 | #N/A | 0 | 150 | #N/A | 0 | 150 | #N/A | #N/A | 0
140 | 54.2277 | 0 | 140 | 67.8175 | 0 | 140 | 54.2277 | 67.8175 | 0
170 | 89.8265 | 0 | 170 | 112.3376 | 0 | 170 | 89.8265 | 112.3376 | 0
180 | #N/A | 0 | 180 | #N/A | 0 | 180 | #N/A | #N/A | 0
190 | 139.9318 | 0 | 190 | 174.9997 | 0 | 190 | 139.9318 | 174.9997 | 0
200 | 67.3503 | 0 | 200 | 84.2287 | 0 | 200 | 67.3503 | 84.2287 | 0
210 | 67.4938 | 0 | 210 | 84.4082 | 0 | 210 | 67.4938 | 84.4082 | 0
220 | 66.8524 | 0 | 220 | 83.6061 | 0 | 220 | 66.8524 | 83.6061 | 0
230 | 66.9826 | 0 | 230 | 83.7689 | 0 | 230 | 66.9826 | 83.7689 | 0
240 | 70.6806 | 0 | 240 | 88.3936 | 0 | 240 | 70.6806 | 88.3936 | 0
250 | 174.3172 | 0 | 250 | 218.0022 | 0 | 250 | 174.3172 | 218.0022 | 0
260 | #N/A | 0 | 260 | #N/A | 0 | 260 | #N/A | #N/A | 0
270 | 203.1153 | 0 | 270 | #N/A | 0 | 270 | 203.1153 | #N/A | 0
280 | #N/A | 0 | 280 | #N/A | 0 | 280 | #N/A | #N/A | 0
290 | 94.009 | 0 | 290 | 117.5683 | 0 | 290 | 94.009 | 117.5683 | 0
300 | 94.1525 | 0 | 300 | 117.7477 | 0 | 300 | 94.1525 | 117.7477 | 0
310 | 93.5111 | 0 | 310 | 116.9456 | 0 | 310 | 93.5111 | 116.9456 | 0
320 | 93.6413 | 0 | 320 | 117.1084 | 0 | 320 | 93.6413 | 117.1084 | 0
330 | 97.3393 | 0 | 330 | 121.7332 | 0 | 330 | 97.3393 | 121.7332 | 0
340 | #N/A | 0 | 340 | #N/A | 0 | 340 | #N/A | #N/A | 0
350 | 53.1329 | 0 | 350 | 66.4484 | 0 | 350 | 53.1329 | 66.4484 | 0
360 | 88.7318 | 0 | 360 | 110.9686 | 0 | 360 | 88.7318 | 110.9686 | 0
370 | 107.2922 | 0 | 370 | 134.1803 | 0 | 370 | 107.2922 | 134.1803 | 0
380 | 107.5792 | 0 | 380 | 134.5392 | 0 | 380 | 107.5792 | 134.5392 | 0
390 | 106.5568 | 0 | 390 | 133.2606 | 0 | 390 | 106.5568 | 133.2606 | 0
400 | 113.9528 | 0 | 400 | 142.5101 | 0 | 400 | 113.9528 | 142.5101 | 0
410 | #N/A | 0 | 410 | #N/A | 0 | 410 | #N/A | #N/A | 0
420 | #N/A | 0 | 420 | #N/A | 0 | 420 | #N/A | #N/A | 0
430 | 119.4723 | 0 | 430 | 149.4128 | 0 | 430 | 119.4723 | 149.4128 | 0
440 | 130.5663 | 0 | 440 | 163.287 | 0 | 440 | 130.5663 | 163.287 | 0
450 | 133.8586 | 0 | 450 | 167.4044 | 0 | 450 | 133.8586 | 167.4044 | 0
460 | 134.4325 | 0 | 460 | 168.1222 | 0 | 460 | 134.4325 | 168.1222 | 0
470 | 132.3878 | 0 | 470 | 165.565 | 0 | 470 | 132.3878 | 165.565 | 0
480 | 147.1798 | 0 | 480 | #N/A | 0 | 480 | 147.1798 | #N/A | 0
490 | #N/A | 0 | 490 | #N/A | 0 | 490 | #N/A | #N/A | 0
500 | #N/A | 0 | 500 | #N/A | 0 | 500 | #N/A | #N/A | 0
510 | #N/A | 0 | 510 | #N/A | 0 | 510 | #N/A | #N/A | 0
520 | #N/A | 0 | 520 | #N/A | 0 | 520 | #N/A | #N/A | 0
530 | #N/A | 0 | 530 | #N/A | 0 | 530 | #N/A | #N/A | 0
540 | 181.8631 | 0 | 540 | #N/A | 0 | 540 | 181.8631 | #N/A | 0
550 | 180.3295 | 0 | 550 | 225.5213 | 0 | 550 | 180.3295 | 225.5213 | 0
560 | 191.4235 | 0 | 560 | #N/A | 0 | 560 | 191.4235 | #N/A | 0
570 | #N/A | 0 | 570 | #N/A | 0 | 570 | #N/A | #N/A | 0
580 | 195.2898 | 0 | 580 | 244.2307 | 0 | 580 | 195.2898 | 244.2307 | 0
590 | 193.245 | 0 | 590 | 241.6735 | 0 | 590 | 193.245 | 241.6735 | 0
600 | 208.037 | 0 | 600 | #N/A | 0 | 600 | 208.037 | #N/A | 0
610 | 37.7472 | 0 | 610 | 47.2069 | 0 | 610 | 37.7472 | 47.2069 | 0
620 | 34.9474 | 0 | 620 | 43.7054 | 0 | 620 | 34.9474 | 43.7054 | 0
630 | #N/A | 0 | 630 | #N/A | 0 | 630 | #N/A | #N/A | 0
640 | 34.9474 | 0 | 640 | 43.7054 | 0 | 640 | 34.9474 | 43.7054 | 0
650 | #N/A | 0 | 650 | #N/A | 0 | 650 | #N/A | #N/A | 0
660 | 50.2131 | 0 | 660 | 62.7968 | 0 | 660 | 50.2131 | 62.7968 | 0
670 | #N/A | 0 | 670 | #N/A | 0 | 670 | #N/A | #N/A | 0
680 | #N/A | 0 | 680 | #N/A | 0 | 680 | #N/A | #N/A | 0
690 | 106.2964 | 0 | 690 | 132.935 | 0 | 690 | 106.2964 | 132.935 | 0
700 | #N/A | 0 | 700 | #N/A | 0 | 700 | #N/A | #N/A | 0
710 | 119.0818 | 0 | 710 | #N/A | 0 | 710 | 119.0818 | #N/A | 0
720 | 131.8671 | 0 | 720 | 164.9139 | 0 | 720 | 131.8671 | 164.9139 | 0
730 | 96.7378 | 0 | 730 | 120.9809 | 0 | 730 | 96.7378 | 120.9809 | 0
740 | 24.2615 | 0 | 740 | 30.3415 | 0 | 740 | 24.2615 | 30.3415 | 0
750 | 34.7595 | 0 | 750 | 43.4705 | 0 | 750 | 34.7595 | 43.4705 | 0
760 | 79.8981 | 0 | 760 | 99.9211 | 0 | 760 | 79.8981 | 99.9211 | 0
770 | 87.2941 | 0 | 770 | #N/A | 0 | 770 | 87.2941 | #N/A | 0
780 | 80.6335 | 0 | 780 | #N/A | 0 | 780 | 80.6335 | #N/A | 0
790 | 80.9205 | 0 | 790 | 101.1997 | 0 | 790 | 80.9205 | 101.1997 | 0
800 | #N/A | 0 | 800 | #N/A | 0 | 800 | #N/A | #N/A | 0
810 | 51.8869 | 0 | 810 | 64.8901 | 0 | 810 | 51.8869 | 64.8901 | 0
820 | 31.0214 | 0 | 820 | 38.7956 | 0 | 820 | 31.0214 | 38.7956 | 0
830 | #N/A | 0 | 830 | #N/A | 0 | 830 | #N/A | #N/A | 0
840 | 203.1153 | 0 | 840 | 254.0173 | 0 | 840 | 203.1153 | 254.0173 | 0
850 | 182.6045 | 0 | 850 | 228.3664 | 0 | 850 | 182.6045 | 228.3664 | 0
860 | 203.1153 | 0 | 860 | 254.0173 | 0 | 860 | 203.1153 | 254.0173 | 0
870 | 223.626 | 0 | 870 | 279.6682 | 0 | 870 | 223.626 | 279.6682 | 0
880 | #N/A | 0 | 880 | #N/A | 0 | 880 | #N/A | #N/A | 0
890 | 26.7535 | 0 | 890 | 33.4582 | 0 | 890 | 26.7535 | 33.4582 | 0
900 | 95.0886 | 0 | 900 | #N/A | 0 | 900 | 95.0886 | #N/A | 0
910 | 61.1389 | 0 | 910 | 76.4607 | 0 | 910 | 61.1389 | 76.4607 | 0
920 | #N/A | 0 | 920 | #N/A | 0 | 920 | #N/A | #N/A | 0
930 | 92.8136 | 0 | 930 | #N/A | 0 | 930 | 92.8136 | #N/A | 0
940 | 46.2481 | 0 | 940 | 57.8382 | 0 | 940 | 46.2481 | 57.8382 | 0
950 | 46.5351 | 0 | 950 | 58.1971 | 0 | 950 | 46.5351 | 58.1971 | 0
960 | 45.5127 | 0 | 960 | 56.9185 | 0 | 960 | 45.5127 | 56.9185 | 0
970 | #N/A | 0 | 970 | #N/A | 0 | 970 | #N/A | #N/A | 0
980 | 79.6377 | 0 | 980 | #N/A | 0 | 980 | 79.6377 | #N/A | 0
990 | 87.4857 | 0 | 990 | 109.4102 | 0 | 990 | 87.4857 | 109.4102 | 0
1000 | 94.2457 | 0 | 1000 | #N/A | 0 | 1000 | 94.2457 | #N/A | 0
1010 | 45.2524 | 0 | 1010 | 56.5929 | 0 | 1010 | 45.2524 | 56.5929 | 0
1020 | 58.4282 | 0 | 1020 | 73.0707 | 0 | 1020 | 58.4282 | 73.0707 | 0
1030 | 52.9087 | 0 | 1030 | 66.168 | 0 | 1030 | 52.9087 | 66.168 | 0
1040 | #N/A | 0 | 1040 | #N/A | 0 | 1040 | #N/A | #N/A | 0
1050 | 223.626 | 0 | 1050 | 279.6682 | 0 | 1050 | 223.626 | 279.6682 | 0
1060 | #N/A | 0 | 1060 | #N/A | 0 | 1060 | #N/A | #N/A | 0
1070 | 72.1326 | 0 | 1070 | 90.2095 | 0 | 1070 | 72.1326 | 90.2095 | 0
1080 | 74.5778 | 0 | 1080 | #N/A | 0 | 1080 | 74.5778 | #N/A | 0
1070 | 72.1326 | 0 | 1070 | 90.2095 | 0 | 1070 | 72.1326 | 90.2095 | 0
1100 | 74.5778 | 0 | 1100 | 93.2675 | 0 | 1100 | 74.5778 | 93.2675 | 0
1110 | #N/A | 0 | 1110 | #N/A | 0 | 1110 | #N/A | #N/A | 0
1120 | 98.7913 | 0 | 1120 | 123.549 | 0 | 1120 | 98.7913 | 123.549 | 0
1130 | 121.7473 | 0 | 1130 | 152.2579 | 0 | 1130 | 121.7473 | 152.2579 | 0
1140 | #N/A | 0 | 1140 | #N/A | 0 | 1140 | #N/A | #N/A | 0
1150 | #N/A | 0 | 1150 | #N/A | 0 | 1150 | #N/A | #N/A | 0
1160 | 90.1981 | 0 | 1160 | 112.8023 | 0 | 1160 | 90.1981 | 112.8023 | 0
1170 | 101.2365 | 0 | 1170 | 126.6071 | 0 | 1170 | 101.2365 | 126.6071 | 0
1180 | 28.943 | 0 | 1180 | 36.1963 | 0 | 1180 | 28.943 | 36.1963 | 0
1190 | #N/A | 0 | 1190 | #N/A | 0 | 1190 | #N/A | #N/A | 0
1200 | 47.1445 | 0 | 1200 | 58.9592 | 0 | 1200 | 47.1445 | 58.9592 | 0
1210 | 63.3284 | 0 | 1210 | #N/A | 0 | 1210 | 63.3284 | #N/A | 0
1220 | #N/A | 0 | 1220 | #N/A | 0 | 1220 | #N/A | #N/A | 0
1230 | #N/A | 0 | 1230 | #N/A | 0 | 1230 | #N/A | #N/A | 0
1240 | #N/A | 0 | 1240 | #N/A | 0 | 1240 | #N/A | #N/A | 0
1250 | 115.5993 | 0 | 1250 | 144.5693 | 0 | 1250 | 115.5993 | 144.5693 | 0
1260 | 58.6468 | 0 | 1260 | #N/A | 0 | 1260 | 58.6468 | #N/A | 0
1270 | #N/A | 0 | 1270 | #N/A | 0 | 1270 | #N/A | #N/A | 0
1280 | #N/A | 0 | 1280 | #N/A | 0 | 1280 | #N/A | #N/A | 0
1290 | #N/A | 0 | 1290 | #N/A | 0 | 1290 | #N/A | #N/A | 0
1300 | #N/A | 0 | 1300 | #N/A | 0 | 1300 | #N/A | #N/A | 0
1310 | #N/A | 0 | 1310 | #N/A | 0 | 1310 | #N/A | #N/A | 0
1320 | #N/A | 0 | 1320 | #N/A | 0 | 1320 | #N/A | #N/A | 0
1330 | #N/A | 0 | 1330 | #N/A | 0 | 1330 | #N/A | #N/A | 0
1340 | #N/A | 0 | 1340 | #N/A | 0 | 1340 | #N/A | #N/A | 0
1350 | #N/A | 0 | 1350 | #N/A | 0 | 1350 | #N/A | #N/A | 0
1360 | 179.939 | 0 | 1360 | #N/A | 0 | 1360 | 179.939 | #N/A | 0
1370 | 192.7244 | 0 | 1370 | #N/A | 0 | 1370 | 192.7244 | #N/A | 0
1380 | #N/A | 0 | 1380 | #N/A | 0 | 1380 | #N/A | #N/A | 0
1450 | 213.845 | 0 | 1450 | #N/A | 0 | 1450 | 213.845 | #N/A | 0
1460 | #N/A | 0 | 1460 | #N/A | 0 | 1460 | #N/A | #N/A | 0
1470 | 216.8646 | 0 | 1470 | #N/A | 0 | 1470 | 216.8646 | #N/A | 0
1480 | #N/A | 0 | 1480 | #N/A | 0 | 1480 | #N/A | #N/A | 0
1490 | 182.6045 | 0 | 1490 | #N/A | 0 | 1490 | 182.6045 | #N/A | 0
1500 | #N/A | 0 | 1500 | #N/A | 0 | 1500 | #N/A | #N/A | 0
1600 | #N/A | 0 | 1600 | #N/A | 0 | 1600 | #N/A | #N/A | 0
1610 | #N/A | 0 | 1610 | #N/A | 0 | 1610 | #N/A | #N/A | 0
7080 | #N/A | 0 | 7080 | #N/A | 0 | 7080 | #N/A | #N/A | 0
7130 | #N/A | 0 | 7130 | #N/A | 0 | 7130 | #N/A | #N/A | 0
7160 | #N/A | 0 | 7160 | #N/A | 0 | 7160 | #N/A | #N/A | 0
7090 | #N/A | 0 | 7090 | #N/A | 0 | 7090 | #N/A | #N/A | 0
7140 | #N/A | 0 | 7140 | #N/A | 0 | 7140 | #N/A | #N/A | 0
7170 | #N/A | 0 | 7170 | #N/A | 0 | 7170 | #N/A | #N/A | 0
8090 | #N/A | 0 | 8090 | #N/A | 0 | 8090 | #N/A | #N/A | 0
8140 | #N/A | 0 | 8140 | #N/A | 0 | 8140 | #N/A | #N/A | 0
8170 | #N/A | 0 | 8170 | #N/A | 0 | 8170 | #N/A | #N/A | 0
1390 | #N/A | 0 | 1390 | #N/A | 0 | 1390 | #N/A | #N/A | 0
1395 | #N/A | 0 | 1395 | #N/A | 0 | 1395 | #N/A | #N/A | 0
1400 | #N/A | 0 | 1400 | #N/A | 0 | 1400 | #N/A | #N/A | 0
1410 | #N/A | 0 | 1410 | #N/A | 0 | 1410 | #N/A | #N/A | 0
1420 | #N/A | 0 | 1420 | #N/A | 0 | 1420 | #N/A | #N/A | 0
1430 | #N/A | 0 | 1430 | #N/A | 0 | 1430 | #N/A | #N/A | 0
1440 | #N/A | 0 | 1440 | #N/A | 0 | 1440 | #N/A | #N/A | 0
1445 | #N/A | 0 | 1445 | #N/A | 0 | 1445 | #N/A | #N/A | 0
1510 | #N/A | 0 | 1510 | #N/A | 0 | 1510 | #N/A | #N/A | 0
1520 | #N/A | 0 | 1520 | #N/A | 0 | 1520 | #N/A | #N/A | 0
1530 | #N/A | 0 | 1530 | #N/A | 0 | 1530 | #N/A | #N/A | 0
8180 | #N/A | 0 | 8180 | #N/A | 0 | 8180 | #N/A | #N/A | 0
8190 | #N/A | 0 | 8190 | #N/A | 0 | 8190 | #N/A | #N/A | 0
8200 | #N/A | 0 | 8200 | #N/A | 0 | 8200 | #N/A | #N/A | 0
1620 | 19.4933 | 0 | 1620 | #N/A | 0 | 1620 | 19.4933 | #N/A | 0
1630 | #N/A | 0 | 1630 | #N/A | 0 | 1630 | #N/A | #N/A | 0
1640 | #N/A | 0 | 1640 | #N/A | 0 | 1640 | #N/A | #N/A | 0
1650 | #N/A | 0 | 1650 | #N/A | 0 | 1650 | #N/A | #N/A | 0
1660 | #N/A | 0 | 1660 | #N/A | 0 | 1660 | #N/A | #N/A | 0
1670 | #N/A | 0 | 1670 | #N/A | 0 | 1670 | #N/A | #N/A | 0
1680 | #N/A | 0 | 1680 | #N/A | 0 | 1680 | #N/A | #N/A | 0
1690 | #N/A | 0 | 1690 | #N/A | 0 | 1690 | #N/A | #N/A | 0
1700 | 89.4775 | 0 | 1700 | #N/A | 0 | 1700 | 89.4775 | #N/A | 0
1710 | #N/A | 0 | 1710 | #N/A | 0
1720 | #N/A | 0 | 1720 | #N/A | 0
1730 | #N/A | 0 | 1730 | #N/A | 0
1740 | #N/A | 0 | 1740 | #N/A | 0
1750 | #N/A | 0 | 1750 | #N/A | 0
1760 | #N/A | 0 | 1760 | #N/A | 0
1770 | #N/A | 0 | 1770 | #N/A | 0
1780 | #N/A | 0 | 1780 | #N/A | 0
1790 | #N/A | 0 | 1790 | #N/A | 0
1800 | #N/A | 0 | 1800 | #N/A | 0
1810 | #N/A | 0 | 1810 | #N/A | 0
1820 | #N/A | 0 | 1820 | #N/A | 0
1830 | #N/A | 0 | 1830 | #N/A | 0
1840 | #N/A | 0 | 1840 | #N/A | 0
1850 | #N/A | 0 | 1850 | #N/A | 0
1860 | #N/A | 0 | 1860 | #N/A | 0
1870 | #N/A | 0 | 1870 | #N/A | 0
1880 | #N/A | 0 | 1880 | #N/A | 0
1890 | #N/A | 0 | 1890 | #N/A | 0
1900 | #N/A | 0 | 1900 | #N/A | 0
1910 | #N/A | 0 | 1910 | #N/A | 0
1920 | #N/A | 0 | 1920 | #N/A | 0
1930 | #N/A | 0 | 1930 | #N/A | 0
1940 | #N/A | 0 | 1940 | #N/A | 0
1950 | #N/A | 0 | 1950 | #N/A | 0
1960 | #N/A | 0 | 1960 | #N/A | 0
1970 | #N/A | 0 | 1970 | #N/A | 0

## Public Lighting Charges (hidden)
Public Lighting Use of System Charges
Description
This sheet conatins the summary SLUOS Tariff Information per Tariff Code.
Calculations
Tariff Descriptions | [10 empty] | 2008-09 | 2009-10 | 2010-11 | 2011-12 | 2012-13 | 2013-14 | 2014-15
Tariff Code | Description | Charge SLUOS Capital | Charge SLUOS Maintenance | [6 empty] | Labour portion of opex | 0.65 | 0.65 | 0.65 | 0.65 | 0.65 | 0.65 | 0.65
1 | 1-Unmetered, CE Funded, CE Maintained | Y | Y | [6 empty] | Inflation rate | 4.35% | 2.475% | 2.475% | 2.85% | 3.39% | 1.76% | 2.91%
2 | 2-Unmetered, Funded by Others, CE Maintained | N | Y | [6 empty] | Accumulative Inflation rate | 0% | 2.475% | 5.011% | 8.004% | 11.67% | 13.63% | 16.94%
[10 empty] | Labour Escatator | 0% | 2.54% | 3.6% | 2.4% | 1.7% | 0.6% | 0%
[10 empty] | Accumulative Labour Escatator | 0% | 2.54% | 6.231% | 8.78% | 10.63% | 11.29% | 11.42%
[10 empty] | Total Inflation and Labour escalator per year | 4.35% | 5.015% | 6.075% | 5.25% | 5.09% | 2.36% | 1.093%
1 | 2 | 3 | 4 | 5 | 6 | 7 | 8 | 9 | 10 | 11 | 12 | 13 | 14 | 15 | 16 | 17 | 18 | 19 | 20 | 21 | 22 | 23 | 24 | 25 | 26 | 27 | 28
Tariff Code | Description | Capital Code | Tariff Code | Equivalent Lantern for Capital Calculation | Dedicated Pole | Number of lights per Construction | Tariff Description | Pole Maintenance Cost | SLUOS Capital (Proposed) | SLUOS Capital (Current) | SLUOS Maintenance | SLUOS Tariff 2008/2009 | SLUOS Tariff 2009/2010 (Proposed *) | SLUOS Tariff 2009/2010 (Approved) | SLUOS Tariff 2009/2010 (Current) | SLUOS Tariff 2010/2011 | SLUOS Tariff 2010/2011 (Approved) | SLUOS Tariff 2010/2011 (Proposed *) | SLUOS Tariff 2011/2012 | SLUOS Tariff 2011/2012 (Approved) | SLUOS Tariff 2011/2012 (Proposed *) | SLUOS Tariff 2012/2013 | SLUOS Tariff 2012/2013 (Approved) | SLUOS Tariff 2012/2013 (Proposed *) | SLUOS Tariff 2013/2014 | SLUOS Tariff 2013/2014 (Approved) | SLUOS Tariff 2013/2014 (Proposed *) | SLUOS Tariff 2014/2015 (Proposed *)
FLU0010-ST-0010-002-S | Fluorescent 9 | 10 | 2 | MERCURY VAPOUR 80W | SHARED OR NO POLE | 1 | 2-Unmetered, Funded by Others, CE Maintained | 0 | 0 | 0 | 95.5502 | 95.5502 | 99.5316 | 57.4208 | 57.4208 | 60.2309 | 60.2309 | 104.4026 | 62.7047 | 62.9337 | 109.0876 | 64.9873 | 65.8071 | 114.0682 | 66.8645 | 67.9557 | 116.5442 | 120.0288
FLU0010-ST-0110-001-S | Fluorescent 9 | 110 | 1 | BULKHEADS ETC | SHARED OR NO POLE | 1 | 1-Unmetered, CE Funded, CE Maintained | 0 | 8.3083 | 10.3905 | 95.5502 | 105.9406 | 108.0456 | 68.5398 | 68.0684 | 71.1421 | 71.6251 | 113.1273 | 73.8859 | 74.6527 | 118.061 | 76.4452 | 77.9233 | 123.3457 | 78.606 | 80.4173 | 125.9851 | 129.7444
FLU0020-ST-0010-001-S | Fluorescent 11 | 10 | 1 | MERCURY VAPOUR 80W | SHARED OR NO POLE | 1 | 1-Unmetered, CE Funded, CE Maintained | 0 | 17.5015 | 21.8875 | 95.5502 | 117.4377 | 117.4663 | 80.843 | 79.85 | 83.2152 | 84.2328 | 122.7811 | 86.2579 | 87.6197 | 127.9899 | 89.1234 | 91.3299 | 133.6113 | 91.598 | 94.2059 | 136.4313 | 140.4946
FLU0030-ST-0110-002-S | Fluorescent 13 | 110 | 2 | BULKHEADS ETC | SHARED OR NO POLE | 1 | 2-Unmetered, Funded by Others, CE Maintained | 0 | 0 | 0 | 95.5502 | 95.5502 | 99.5316 | 57.4208 | 57.4208 | 60.2309 | 60.2309 | 104.4026 | 62.7047 | 62.9337 | 109.0876 | 64.9873 | 65.8071 | 114.0682 | 66.8645 | 67.9557 | 116.5442 | 120.0288
FLU0040-ST-0010-002-S | Fluorescent 15 | 10 | 2 | MERCURY VAPOUR 80W | SHARED OR NO POLE | 1 | 2-Unmetered, Funded by Others, CE Maintained | 0 | 0 | 0 | 95.5502 | 95.5502 | 99.5316 | 57.4208 | 57.4208 | 60.2309 | 60.2309 | 104.4026 | 62.7047 | 62.9337 | 109.0876 | 64.9873 | 65.8071 | 114.0682 | 66.8645 | 67.9557 | 116.5442 | 120.0288
FLU0050-ST-0010-001-S | Fluorescent 20 | 10 | 1 | MERCURY VAPOUR 80W | SHARED OR NO POLE | 1 | 1-Unmetered, CE Funded, CE Maintained | 0 | 17.5015 | 21.8875 | 95.5502 | 117.4377 | 117.4663 | 80.843 | 79.85 | 83.2152 | 84.2328 | 122.7811 | 86.2579 | 87.6197 | 127.9899 | 89.1234 | 91.3299 | 133.6113 | 91.598 | 94.2059 | 136.4313 | 140.4946
FLU0050-ST-0010-002-S | Fluorescent 20 | 10 | 2 | MERCURY VAPOUR 80W | SHARED OR NO POLE | 1 | 2-Unmetered, Funded by Others, CE Maintained | 0 | 0 | 0 | 95.5502 | 95.5502 | 99.5316 | 57.4208 | 57.4208 | 60.2309 | 60.2309 | 104.4026 | 62.7047 | 62.9337 | 109.0876 | 64.9873 | 65.8071 | 114.0682 | 66.8645 | 67.9557 | 116.5442 | 120.0288
FLU0050-ST-0110-002-S | Fluorescent 20 | 110 | 2 | BULKHEADS ETC | SHARED OR NO POLE | 1 | 2-Unmetered, Funded by Others, CE Maintained | 0 | 0 | 0 | 95.5502 | 95.5502 | 99.5316 | 57.4208 | 57.4208 | 60.2309 | 60.2309 | 104.4026 | 62.7047 | 62.9337 | 109.0876 | 64.9873 | 65.8071 | 114.0682 | 66.8645 | 67.9557 | 116.5442 | 120.0288
FLU0060-ST-0010-001-S | Fluorescent Twin 20 | 10 | 1 | MERCURY VAPOUR 80W | SHARED OR NO POLE | 1 | 1-Unmetered, CE Funded, CE Maintained | 0 | 17.5015 | 21.8875 | 100.4677 | 122.3551 | 122.5887 | 86.037 | 85.0441 | 88.6635 | 89.681 | 128.1542 | 91.9299 | 93.3124 | 133.6041 | 95.0019 | 97.2825 | 139.4818 | 97.6463 | 100.3529 | 142.4292 | 146.6719
FLU0060-ST-0010-002-S | Fluorescent Twin 20 | 10 | 2 | MERCURY VAPOUR 80W | SHARED OR NO POLE | 1 | 2-Unmetered, Funded by Others, CE Maintained | 0 | 0 | 0 | 100.4677 | 100.4677 | 104.654 | 62.6149 | 62.6149 | 65.6792 | 65.6792 | 109.7756 | 68.3767 | 68.6265 | 114.7018 | 70.8658 | 71.7597 | 119.9387 | 72.9128 | 74.1027 | 122.5422 | 126.2061
FLU0060-ST-0740-002-S | Fluorescent Twin 20 | 740 | 2 | MERCURY VAPOUR 80W | SHARED OR NO POLE | 2 | 2-Unmetered, Funded by Others, CE Maintained | 0 | 0 | 0 | 100.4677 | 100.4677 | 104.654 | 62.6149 | 62.6149 | 65.6792 | 65.6792 | 109.7756 | 68.3767 | 68.6265 | 114.7018 | 70.8658 | 71.7597 | 119.9387 | 72.9128 | 74.1027 | 122.5422 | 126.2061
FLU0060-ST-0990-001-S | Fluorescent Twin 20 | 990 | 1 | MERCURY VAPOUR 80W | STEEL POLE | 1 | 1-Unmetered, CE Funded, CE Maintained | 9.9616 | 87.4857 | 109.4102 | 110.4293 | 219.8395 | 204.6817 | 189.2907 | 184.3271 | 190.6359 | 195.7223 | 212.5301 | 196.5903 | 202.5406 | 220.5629 | 202.3748 | 210.3372 | 229.5222 | 207.7215 | 216.6753 | 234.1032 | 241.0232
FLU0070-ST-0010-001-S | Fluorescent 3x20 | 10 | 1 | MERCURY VAPOUR 80W | SHARED OR NO POLE | 1 | 1-Unmetered, CE Funded, CE Maintained | 0 | 17.5015 | 21.8875 | 105.3851 | 127.2726 | 127.711 | 91.2311 | 90.2381 | 94.1117 | 95.1293 | 133.5273 | 97.6019 | 99.0051 | 139.2183 | 100.8804 | 103.2352 | 145.3523 | 103.6946 | 106.4999 | 148.4272 | 152.8491
FLU0070-ST-0010-002-S | Fluorescent 3x20 | 10 | 2 | MERCURY VAPOUR 80W | SHARED OR NO POLE | 1 | 2-Unmetered, Funded by Others, CE Maintained | 0 | 0 | 0 | 105.3851 | 105.3851 | 109.7764 | 67.8089 | 67.8089 | 71.1274 | 71.1274 | 115.1487 | 74.0487 | 74.3192 | 120.316 | 76.7443 | 77.7124 | 125.8092 | 78.9611 | 80.2497 | 128.5401 | 132.3833
FLU0080-ST-0010-001-S | Fluorescent 4x20 | 10 | 1 | MERCURY VAPOUR 80W | SHARED OR NO POLE | 1 | 1-Unmetered, CE Funded, CE Maintained | 0 | 17.5015 | 21.8875 | 110.3026 | 132.1901 | 132.8334 | 96.4251 | 95.4322 | 99.56 | 100.5775 | 138.9003 | 103.2739 | 104.6979 | 144.8325 | 106.7589 | 109.1878 | 151.2228 | 109.7429 | 112.6469 | 154.4251 | 159.0264
FLU0080-ST-0010-002-S | Fluorescent 4x20 | 10 | 2 | MERCURY VAPOUR 80W | SHARED OR NO POLE | 1 | 2-Unmetered, Funded by Others, CE Maintained | 0 | 0 | 0 | 110.3026 | 110.3026 | 114.8988 | 73.003 | 73.003 | 76.5757 | 76.5757 | 120.5218 | 79.7207 | 80.0119 | 125.9301 | 82.6228 | 83.665 | 131.6797 | 85.0094 | 86.3968 | 134.538 | 138.5606
FLU0080-ST-0990-001-S | Fluorescent 4x20 | 990 | 1 | MERCURY VAPOUR 80W | STEEL POLE | 1 | 1-Unmetered, CE Funded, CE Maintained | 9.9616 | 87.4857 | 109.4102 | 120.2642 | 229.6745 | 214.9265 | 199.6788 | 194.7152 | 201.5324 | 206.6188 | 223.2762 | 207.9343 | 213.9261 | 231.7913 | 214.1318 | 222.2425 | 241.2632 | 219.8181 | 228.9693 | 246.0991 | 253.3778
FLU0100-ST-0010-001-S | Fluorescent 26 | 10 | 1 | MERCURY VAPOUR 80W | SHARED OR NO POLE | 1 | 1-Unmetered, CE Funded, CE Maintained | 0 | 17.5015 | 21.8875 | 95.5502 | 117.4377 | 117.4663 | 80.843 | 79.85 | 83.2152 | 84.2328 | 122.7811 | 86.2579 | 87.6197 | 127.9899 | 89.1234 | 91.3299 | 133.6113 | 91.598 | 94.2059 | 136.4313 | 140.4946
FLU0100-ST-0010-002-S | Fluorescent 26 | 10 | 2 | MERCURY VAPOUR 80W | SHARED OR NO POLE | 1 | 2-Unmetered, Funded by Others, CE Maintained | 0 | 0 | 0 | 95.5502 | 95.5502 | 99.5316 | 57.4208 | 57.4208 | 60.2309 | 60.2309 | 104.4026 | 62.7047 | 62.9337 | 109.0876 | 64.9873 | 65.8071 | 114.0682 | 66.8645 | 67.9557 | 116.5442 | 120.0288
FLU0110-ST-0010-002-S | Fluorescent 2x26 | 10 | 2 | MERCURY VAPOUR 80W | SHARED OR NO POLE | 1 | 2-Unmetered, Funded by Others, CE Maintained | 0 | 0 | 0 | 100.4677 | 100.4677 | 104.654 | 62.6149 | 62.6149 | 65.6792 | 65.6792 | 109.7756 | 68.3767 | 68.6265 | 114.7018 | 70.8658 | 71.7597 | 119.9387 | 72.9128 | 74.1027 | 122.5422 | 126.2061
FLU0130-ST-0010-001-S | Fluorescent 40 | 10 | 1 | MERCURY VAPOUR 80W | SHARED OR NO POLE | 1 | 1-Unmetered, CE Funded, CE Maintained | 0 | 17.5015 | 21.8875 | 94.62 | 116.5075 | 116.4973 | 79.8605 | 78.8675 | 82.1847 | 83.2022 | 121.7648 | 85.1849 | 86.5428 | 126.928 | 88.0114 | 90.2039 | 132.5008 | 90.4539 | 93.0431 | 135.2967 | 139.3261
FLU0130-ST-0010-002-S | Fluorescent 40 | 10 | 2 | MERCURY VAPOUR 80W | SHARED OR NO POLE | 1 | 2-Unmetered, Funded by Others, CE Maintained | 0 | 0 | 0 | 94.62 | 94.62 | 98.5627 | 56.4383 | 56.4383 | 59.2003 | 59.2003 | 103.3862 | 61.6317 | 61.8569 | 108.0256 | 63.8753 | 64.6811 | 112.9577 | 65.7204 | 66.793 | 115.4097 | 118.8603
FLU0130-ST-0110-001-S | Fluorescent 40 | 110 | 1 | BULKHEADS ETC | SHARED OR NO POLE | 1 | 1-Unmetered, CE Funded, CE Maintained | 0 | 8.3083 | 10.3905 | 94.62 | 105.0105 | 107.0766 | 67.5573 | 67.0859 | 70.1115 | 70.5945 | 112.1109 | 72.813 | 73.5758 | 116.999 | 75.3333 | 76.7973 | 122.2353 | 77.4619 | 79.2545 | 124.8505 | 128.5759
FLU0130-ST-0110-002-S | Fluorescent 40 | 110 | 2 | BULKHEADS ETC | SHARED OR NO POLE | 1 | 2-Unmetered, Funded by Others, CE Maintained | 0 | 0 | 0 | 94.62 | 94.62 | 98.5627 | 56.4383 | 56.4383 | 59.2003 | 59.2003 | 103.3862 | 61.6317 | 61.8569 | 108.0256 | 63.8753 | 64.6811 | 112.9577 | 65.7204 | 66.793 | 115.4097 | 118.8603
FLU0130-ST-0740-001-S | Fluorescent 40 | 740 | 1 | MERCURY VAPOUR 80W | SHARED OR NO POLE | 2 | 1-Unmetered, CE Funded, CE Maintained | 0 | 24.2615 | 30.3415 | 94.62 | 124.9615 | 123.4246 | 88.9073 | 87.5308 | 91.0624 | 92.4729 | 128.8635 | 94.2824 | 96.0778 | 134.229 | 97.334 | 100.062 | 140.0494 | 100.0072 | 103.1823 | 142.9781 | 147.231
FLU0130-ST-0740-002-S | Fluorescent 40 | 740 | 2 | MERCURY VAPOUR 80W | SHARED OR NO POLE | 2 | 2-Unmetered, Funded by Others, CE Maintained | 0 | 0 | 0 | 94.62 | 94.62 | 98.5627 | 56.4383 | 56.4383 | 59.2003 | 59.2003 | 103.3862 | 61.6317 | 61.8569 | 108.0256 | 63.8753 | 64.6811 | 112.9577 | 65.7204 | 66.793 | 115.4097 | 118.8603
FLU0130-ST-0810-001-S | Fluorescent 40 | 810 | 1 | MERCURY VAPOUR 80W | WOOD POLE | 1 | 1-Unmetered, CE Funded, CE Maintained | 10.7316 | 51.8869 | 64.8901 | 105.3516 | 170.2417 | 162.9125 | 136.2744 | 133.3306 | 138.2472 | 141.2639 | 169.5991 | 142.813 | 146.4378 | 176.3176 | 147.1981 | 152.2633 | 183.7089 | 151.1541 | 156.9207 | 187.4586 | 193.0164
FLU0130-ST-0810-002-S | Fluorescent 40 | 810 | 2 | MERCURY VAPOUR 80W | WOOD POLE | 1 | 2-Unmetered, Funded by Others, CE Maintained | 10.7316 | 0 | 0 | 105.3516 | 105.3516 | 109.7415 | 66.8345 | 66.8345 | 70.1053 | 70.1053 | 115.1121 | 72.9846 | 73.2512 | 120.2777 | 75.6414 | 76.5956 | 125.7692 | 77.8264 | 79.0965 | 128.4992 | 132.3412
FLU0130-ST-0820-002-S | Fluorescent 40 | 820 | 2 | MERCURY VAPOUR 80W | SHARED OR NO POLE | 3 | 2-Unmetered, Funded by Others, CE Maintained | 0 | 0 | 0 | 94.62 | 94.62 | 98.5627 | 56.4383 | 56.4383 | 59.2003 | 59.2003 | 103.3862 | 61.6317 | 61.8569 | 108.0256 | 63.8753 | 64.6811 | 112.9577 | 65.7204 | 66.793 | 115.4097 | 118.8603
FLU0130-ST-0990-001-S | Fluorescent 40 | 990 | 1 | MERCURY VAPOUR 80W | STEEL POLE | 1 | 1-Unmetered, CE Funded, CE Maintained | 9.9616 | 87.4857 | 109.4102 | 104.5816 | 213.9918 | 198.5904 | 183.1141 | 178.1506 | 184.157 | 189.2434 | 206.1406 | 189.8454 | 195.771 | 213.8868 | 195.3843 | 203.2585 | 222.5413 | 200.5292 | 209.3655 | 226.9707 | 233.6775
FLU0130-ST-0990-002-S | Fluorescent 40 | 990 | 2 | MERCURY VAPOUR 80W | STEEL POLE | 1 | 2-Unmetered, Funded by Others, CE Maintained | 9.9616 | 0 | 0 | 104.5816 | 104.5816 | 108.9394 | 66.0324 | 66.0324 | 69.264 | 69.264 | 114.2707 | 72.1087 | 72.3721 | 119.3986 | 74.7337 | 75.6764 | 124.8499 | 76.8924 | 78.1473 | 127.56 | 131.3739
FLU0140-ST-0010-001-S | Fluorescent 2x40 | 10 | 1 | MERCURY VAPOUR 80W | SHARED OR NO POLE | 1 | 1-Unmetered, CE Funded, CE Maintained | 0 | 17.5015 | 21.8875 | 98.6244 | 120.5119 | 120.6686 | 84.0901 | 83.0971 | 86.6213 | 87.6388 | 126.1402 | 89.8038 | 91.1785 | 131.4997 | 92.7984 | 95.0512 | 137.2813 | 95.3791 | 98.0488 | 140.181 | 144.3564
FLU0140-ST-0010-002-S | Fluorescent 2x40 | 10 | 2 | MERCURY VAPOUR 80W | SHARED OR NO POLE | 1 | 2-Unmetered, Funded by Others, CE Maintained | 0 | 0 | 0 | 98.6244 | 98.6244 | 102.7339 | 60.6679 | 60.6679 | 63.6369 | 63.6369 | 107.7616 | 66.2506 | 66.4926 | 112.5974 | 68.6623 | 69.5285 | 117.7382 | 70.6456 | 71.7986 | 120.2939 | 123.8906
FLU0140-ST-0990-001-S | Fluorescent 2x40 | 990 | 1 | MERCURY VAPOUR 80W | STEEL POLE | 1 | 1-Unmetered, CE Funded, CE Maintained | 9.9616 | 87.4857 | 109.4102 | 108.586 | 217.9963 | 202.7617 | 187.3437 | 182.3802 | 188.5937 | 193.6801 | 210.516 | 194.4642 | 200.4067 | 218.4585 | 200.1713 | 208.1059 | 227.3217 | 205.4544 | 214.3711 | 231.855 | 238.7078
FLU0150-ST-0010-001-S | Fluorescent 3x40 | 10 | 1 | MERCURY VAPOUR 80W | SHARED OR NO POLE | 1 | 1-Unmetered, CE Funded, CE Maintained | 0 | 17.5015 | 21.8875 | 102.6288 | 124.5163 | 124.8399 | 88.3197 | 87.3268 | 91.0579 | 92.0754 | 130.5156 | 94.4226 | 95.8143 | 136.0714 | 97.5854 | 99.8986 | 142.0618 | 100.3044 | 103.0544 | 145.0652 | 149.3867
FLU0150-ST-0010-002-S | Fluorescent 3x40 | 10 | 2 | MERCURY VAPOUR 80W | SHARED OR NO POLE | 1 | 2-Unmetered, Funded by Others, CE Maintained | 0 | 0 | 0 | 102.6288 | 102.6288 | 106.9052 | 64.8976 | 64.8976 | 68.0736 | 68.0736 | 112.137 | 70.8694 | 71.1283 | 117.1691 | 73.4493 | 74.3758 | 122.5187 | 75.5709 | 76.8042 | 125.1781 | 128.9209
FLU0150-ST-0810-002-S | Fluorescent 3x40 | 810 | 2 | MERCURY VAPOUR 80W | WOOD POLE | 1 | 2-Unmetered, Funded by Others, CE Maintained | 10.7316 | 0 | 0 | 113.3604 | 113.3604 | 118.084 | 75.2938 | 75.2938 | 78.9785 | 78.9785 | 123.8629 | 82.2223 | 82.5227 | 129.4212 | 85.2154 | 86.2904 | 135.3301 | 87.6769 | 89.1078 | 138.2677 | 142.4018
FLU0160-ST-0010-001-S | Fluorescent 4x40 | 10 | 1 | MERCURY VAPOUR 80W | SHARED OR NO POLE | 1 | 1-Unmetered, CE Funded, CE Maintained | 0 | 17.5015 | 21.8875 | 106.6332 | 128.5207 | 129.0111 | 92.5494 | 91.5564 | 95.4945 | 96.5121 | 134.891 | 99.0415 | 100.45 | 140.6432 | 102.3724 | 104.746 | 146.8423 | 105.2297 | 108.0601 | 149.9495 | 154.4169
FLU0160-ST-0010-002-S | Fluorescent 4x40 | 10 | 2 | MERCURY VAPOUR 80W | SHARED OR NO POLE | 1 | 2-Unmetered, Funded by Others, CE Maintained | 0 | 0 | 0 | 106.6332 | 106.6332 | 111.0765 | 69.1272 | 69.1272 | 72.5102 | 72.5102 | 116.5124 | 75.4883 | 75.7641 | 121.7409 | 78.2362 | 79.2232 | 127.2991 | 80.4961 | 81.8099 | 130.0624 | 133.9511
FLU0160-ST-0810-002-S | Fluorescent 4x40 | 810 | 2 | MERCURY VAPOUR 80W | WOOD POLE | 1 | 2-Unmetered, Funded by Others, CE Maintained | 10.7316 | 0 | 0 | 117.3648 | 117.3648 | 122.2552 | 79.5234 | 79.5234 | 83.4152 | 83.4152 | 128.2383 | 86.8411 | 87.1584 | 133.9929 | 90.0024 | 91.1378 | 140.1106 | 92.6022 | 94.1135 | 143.1519 | 147.432
FLU0160-ST-0990-001-S | Fluorescent 4x40 | 990 | 1 | MERCURY VAPOUR 80W | STEEL POLE | 1 | 1-Unmetered, CE Funded, CE Maintained | 9.9616 | 87.4857 | 109.4102 | 116.5948 | 226.0051 | 211.1042 | 195.803 | 190.8395 | 197.4669 | 202.5533 | 219.2668 | 203.7019 | 209.6782 | 227.602 | 209.7453 | 217.8006 | 236.8827 | 215.3049 | 224.3824 | 241.6234 | 248.7683
FLU0160-ST-0990-002-S | Fluorescent 4x40 | 990 | 2 | MERCURY VAPOUR 80W | STEEL POLE | 1 | 2-Unmetered, Funded by Others, CE Maintained | 9.9616 | 0 | 0 | 116.5948 | 116.5948 | 121.4532 | 78.7213 | 78.7213 | 82.5738 | 82.5738 | 127.3969 | 85.9652 | 86.2793 | 133.1138 | 89.0946 | 90.2185 | 139.1914 | 91.6682 | 93.1642 | 142.2128 | 146.4648
FLU0170-ST-0010-002-S | Fluorescent 6x40 | 10 | 2 | MERCURY VAPOUR 80W | SHARED OR NO POLE | 1 | 2-Unmetered, Funded by Others, CE Maintained | 0 | 0 | 0 | 114.642 | 114.642 | 119.419 | 77.5864 | 77.5864 | 81.3834 | 81.3834 | 125.2632 | 84.726 | 85.0355 | 130.8843 | 87.8102 | 88.9179 | 136.8601 | 90.3467 | 91.8212 | 139.8309 | 144.0117
FLU0180-ST-0010-001-S | Fluorescent 58 | 10 | 1 | MERCURY VAPOUR 80W | SHARED OR NO POLE | 1 | 1-Unmetered, CE Funded, CE Maintained | 0 | 17.5015 | 21.8875 | 94.62 | 116.5075 | 116.4973 | 79.8605 | 78.8675 | 82.1847 | 83.2022 | 121.7648 | 85.1849 | 86.5428 | 126.928 | 88.0114 | 90.2039 | 132.5008 | 90.4539 | 93.0431 | 135.2967 | 139.3261
FLU0190-ST-0010-001-S | Fluorescent 2x58 | 10 | 1 | MERCURY VAPOUR 80W | SHARED OR NO POLE | 1 | 1-Unmetered, CE Funded, CE Maintained | 0 | 17.5015 | 21.8875 | 98.6244 | 120.5119 | 120.6686 | 84.0901 | 83.0971 | 86.6213 | 87.6388 | 126.1402 | 89.8038 | 91.1785 | 131.4997 | 92.7984 | 95.0512 | 137.2813 | 95.3791 | 98.0488 | 140.181 | 144.3564
FLU0190-ST-0010-002-S | Fluorescent 2x58 | 10 | 2 | MERCURY VAPOUR 80W | SHARED OR NO POLE | 1 | 2-Unmetered, Funded by Others, CE Maintained | 0 | 0 | 0 | 98.6244 | 98.6244 | 102.7339 | 60.6679 | 60.6679 | 63.6369 | 63.6369 | 107.7616 | 66.2506 | 66.4926 | 112.5974 | 68.6623 | 69.5285 | 117.7382 | 70.6456 | 71.7986 | 120.2939 | 123.8906
FLU0200-ST-0010-002-S | Fluorescent 4x58 | 10 | 2 | MERCURY VAPOUR 80W | SHARED OR NO POLE | 1 | 2-Unmetered, Funded by Others, CE Maintained | 0 | 0 | 0 | 106.6332 | 106.6332 | 111.0765 | 69.1272 | 69.1272 | 72.5102 | 72.5102 | 116.5124 | 75.4883 | 75.7641 | 121.7409 | 78.2362 | 79.2232 | 127.2991 | 80.4961 | 81.8099 | 130.0624 | 133.9511
FLU0240-ST-0010-001-S | Fluorescent 80 | 10 | 1 | MERCURY VAPOUR 80W | SHARED OR NO POLE | 1 | 1-Unmetered, CE Funded, CE Maintained | 0 | 17.5015 | 21.8875 | 94.62 | 116.5075 | 116.4973 | 79.8605 | 78.8675 | 82.1847 | 83.2022 | 121.7648 | 85.1849 | 86.5428 | 126.928 | 88.0114 | 90.2039 | 132.5008 | 90.4539 | 93.0431 | 135.2967 | 139.3261
FLU0240-ST-0010-002-S | Fluorescent 80 | 10 | 2 | MERCURY VAPOUR 80W | SHARED OR NO POLE | 1 | 2-Unmetered, Funded by Others, CE Maintained | 0 | 0 | 0 | 94.62 | 94.62 | 98.5627 | 56.4383 | 56.4383 | 59.2003 | 59.2003 | 103.3862 | 61.6317 | 61.8569 | 108.0256 | 63.8753 | 64.6811 | 112.9577 | 65.7204 | 66.793 | 115.4097 | 118.8603
FLU0240-ST-0990-001-S | Fluorescent 80 | 990 | 1 | MERCURY VAPOUR 80W | STEEL POLE | 1 | 1-Unmetered, CE Funded, CE Maintained | 9.9616 | 87.4857 | 109.4102 | 104.5816 | 213.9918 | 198.5904 | 183.1141 | 178.1506 | 184.157 | 189.2434 | 206.1406 | 189.8454 | 195.771 | 213.8868 | 195.3843 | 203.2585 | 222.5413 | 200.5292 | 209.3655 | 226.9707 | 233.6775
FLU0240-ST-0990-002-S | Fluorescent 80 | 990 | 2 | MERCURY VAPOUR 80W | STEEL POLE | 1 | 2-Unmetered, Funded by Others, CE Maintained | 9.9616 | 0 | 0 | 104.5816 | 104.5816 | 108.9394 | 66.0324 | 66.0324 | 69.264 | 69.264 | 114.2707 | 72.1087 | 72.3721 | 119.3986 | 74.7337 | 75.6764 | 124.8499 | 76.8924 | 78.1473 | 127.56 | 131.3739
FLU0240-ST-1000-002-S | Fluorescent 80 | 1000 | 2 | MERCURY VAPOUR 80W | STEEL POLE | 2 | 2-Unmetered, Funded by Others, CE Maintained | 9.9616 | 0 | 0 | 104.5816 | 104.5816 | 108.9394 | 66.0324 | 66.0324 | 69.264 | 69.264 | 114.2707 | 72.1087 | 72.3721 | 119.3986 | 74.7337 | 75.6764 | 124.8499 | 76.8924 | 78.1473 | 127.56 | 131.3739
FLU0240-ST-1260-002-S | Fluorescent 80 | 1260 | 2 | MERCURY VAPOUR 80W | WOOD POLE | 2 | 2-Unmetered, Funded by Others, CE Maintained | 10.7316 | 0 | 0 | 105.3516 | 105.3516 | 109.7415 | 66.8345 | 66.8345 | 70.1053 | 70.1053 | 115.1121 | 72.9846 | 73.2512 | 120.2777 | 75.6414 | 76.5956 | 125.7692 | 77.8264 | 79.0965 | 128.4992 | 132.3412
FLU0250-ST-0010-001-S | Fluorescent 2x80 | 10 | 1 | MERCURY VAPOUR 80W | SHARED OR NO POLE | 1 | 1-Unmetered, CE Funded, CE Maintained | 0 | 17.5015 | 21.8875 | 98.6244 | 120.5119 | 120.6686 | 84.0901 | 83.0971 | 86.6213 | 87.6388 | 126.1402 | 89.8038 | 91.1785 | 131.4997 | 92.7984 | 95.0512 | 137.2813 | 95.3791 | 98.0488 | 140.181 | 144.3564
FLU0250-ST-0010-002-S | Fluorescent 2x80 | 10 | 2 | MERCURY VAPOUR 80W | SHARED OR NO POLE | 1 | 2-Unmetered, Funded by Others, CE Maintained | 0 | 0 | 0 | 98.6244 | 98.6244 | 102.7339 | 60.6679 | 60.6679 | 63.6369 | 63.6369 | 107.7616 | 66.2506 | 66.4926 | 112.5974 | 68.6623 | 69.5285 | 117.7382 | 70.6456 | 71.7986 | 120.2939 | 123.8906
FLU0260-ST-0010-002-S | Fluorescent 3x80 | 10 | 2 | MERCURY VAPOUR 80W | SHARED OR NO POLE | 1 | 2-Unmetered, Funded by Others, CE Maintained | 0 | 0 | 0 | 102.6288 | 102.6288 | 106.9052 | 64.8976 | 64.8976 | 68.0736 | 68.0736 | 112.137 | 70.8694 | 71.1283 | 117.1691 | 73.4493 | 74.3758 | 122.5187 | 75.5709 | 76.8042 | 125.1781 | 128.9209
FLU0270-ST-0010-002-S | Fluorescent 4x80 | 10 | 2 | MERCURY VAPOUR 80W | SHARED OR NO POLE | 1 | 2-Unmetered, Funded by Others, CE Maintained | 0 | 0 | 0 | 106.6332 | 106.6332 | 111.0765 | 69.1272 | 69.1272 | 72.5102 | 72.5102 | 116.5124 | 75.4883 | 75.7641 | 121.7409 | 78.2362 | 79.2232 | 127.2991 | 80.4961 | 81.8099 | 130.0624 | 133.9511
FLU0300-ST-0010-002-S | Fluorescent 2x125 | 10 | 2 | MERCURY VAPOUR 80W | SHARED OR NO POLE | 1 | 2-Unmetered, Funded by Others, CE Maintained | 0 | 0 | 0 | 98.6244 | 98.6244 | 102.7339 | 60.6679 | 60.6679 | 63.6369 | 63.6369 | 107.7616 | 66.2506 | 66.4926 | 112.5974 | 68.6623 | 69.5285 | 117.7382 | 70.6456 | 71.7986 | 120.2939 | 123.8906
HPS0010-ST-0040-001-S | High Pressure Sodium 50 | 40 | 1 | HIGH PRESSURE SODIUM 70W (100) | SHARED OR NO POLE | 1 | 1-Unmetered, CE Funded, CE Maintained | 0 | 18.7475 | 23.4458 | 64.3648 | 87.8106 | 86.2584 | 68.1912 | 67.1275 | 69.8315 | 70.9215 | 90.0151 | 72.2977 | 73.683 | 93.7321 | 74.6356 | 76.7363 | 97.7735 | 76.6845 | 79.1283 | 99.8099 | 102.7771
HPS0010-ST-0040-002-S | High Pressure Sodium 50 | 40 | 2 | HIGH PRESSURE SODIUM 70W (100) | SHARED OR NO POLE | 1 | 2-Unmetered, Funded by Others, CE Maintained | 0 | 0 | 0 | 64.3648 | 64.3648 | 67.0468 | 43.1014 | 43.1014 | 45.2108 | 45.2108 | 70.328 | 47.0676 | 47.2396 | 73.484 | 48.781 | 49.3964 | 76.839 | 50.1901 | 51.0092 | 78.5069 | 80.8542
HPS0010-ST-0090-002-S | High Pressure Sodium 50 | 90 | 2 | HIGH PRESSURE SODIUM 70W TWIN ARC | SHARED OR NO POLE | 1 | 2-Unmetered, Funded by Others, CE Maintained | 0 | 0 | 0 | 64.3648 | 64.3648 | 67.0468 | 43.1014 | 43.1014 | 45.2108 | 45.2108 | 70.328 | 47.0676 | 47.2396 | 73.484 | 48.781 | 49.3964 | 76.839 | 50.1901 | 51.0092 | 78.5069 | 80.8542
HPS0010-ST-0350-001-S | High Pressure Sodium 50 | 350 | 1 | HIGH PRESSURE SODIUM 70W (100) | WOOD POLE | 1 | 1-Unmetered, CE Funded, CE Maintained | 10.7316 | 53.1329 | 66.4484 | 75.0965 | 141.5448 | 132.6736 | 124.6051 | 121.5906 | 125.894 | 128.9832 | 137.8494 | 129.9258 | 133.578 | 143.1217 | 133.8222 | 138.7957 | 148.9815 | 137.3847 | 143.0058 | 151.9718 | 156.4674
HPS0010-ST-0350-002-S | High Pressure Sodium 50 | 350 | 2 | HIGH PRESSURE SODIUM 70W (100) | WOOD POLE | 1 | 2-Unmetered, Funded by Others, CE Maintained | 10.7316 | 0 | 0 | 75.0965 | 75.0965 | 78.2256 | 53.4976 | 53.4976 | 56.1157 | 56.1157 | 82.0539 | 58.4205 | 58.6339 | 85.736 | 60.5471 | 61.3109 | 89.6504 | 62.2961 | 63.3128 | 91.5965 | 94.3351
HPS0010-ST-0360-001-S | High Pressure Sodium 50 | 360 | 1 | HIGH PRESSURE SODIUM 70W (100) | STEEL POLE | 1 | 1-Unmetered, CE Funded, CE Maintained | 9.9616 | 88.7318 | 110.9686 | 74.3265 | 185.295 | 168.3514 | 171.4448 | 166.4106 | 171.8039 | 176.9627 | 174.3909 | 176.9582 | 182.9112 | 180.6909 | 182.0084 | 189.7909 | 187.8139 | 186.7598 | 195.4507 | 191.4839 | 197.1285
HPS0010-ST-0360-002-S | High Pressure Sodium 50 | 360 | 2 | HIGH PRESSURE SODIUM 70W (100) | STEEL POLE | 1 | 2-Unmetered, Funded by Others, CE Maintained | 9.9616 | 0 | 0 | 74.3265 | 74.3265 | 77.4235 | 52.6955 | 52.6955 | 55.2744 | 55.2744 | 81.2126 | 57.5446 | 57.7548 | 84.8569 | 59.6394 | 60.3917 | 88.7312 | 61.3621 | 62.3635 | 90.6573 | 93.3678
HPS0010-ST-0750-001-S | High Pressure Sodium 50 | 750 | 1 | HIGH PRESSURE SODIUM 70W (100) | SHARED OR NO POLE | 3 | 1-Unmetered, CE Funded, CE Maintained | 0 | 34.7595 | 43.4705 | 64.3648 | 107.8353 | 102.6667 | 89.6199 | 87.6478 | 90.8597 | 92.8806 | 106.8295 | 93.8464 | 96.268 | 111.0257 | 96.7175 | 100.0869 | 115.6534 | 99.313 | 103.1444 | 118.0044 | 121.5011
HPS0010-TA-0090-001-S | High Pressure Sodium 50 | 90 | 1 | HIGH PRESSURE SODIUM 70W TWIN ARC | SHARED OR NO POLE | 1 | 1-Unmetered, CE Funded, CE Maintained | 0 | 19.8423 | 24.8149 | 45.0155 | 69.8304 | 67.2246 | 59.1493 | 58.0235 | 60.248 | 61.4017 | 70.0227 | 62.2972 | 63.7114 | 72.8237 | 64.2538 | 66.2913 | 75.8967 | 65.9966 | 68.3356 | 77.4531 | 79.7509
HPS0010-TA-0090-002-S | High Pressure Sodium 50 | 90 | 2 | HIGH PRESSURE SODIUM 70W TWIN ARC | SHARED OR NO POLE | 1 | 2-Unmetered, Funded by Others, CE Maintained | 0 | 0 | 0 | 45.0155 | 45.0155 | 46.8912 | 32.5945 | 32.5945 | 34.1896 | 34.1896 | 49.186 | 35.5938 | 35.7238 | 51.3932 | 36.8895 | 37.3549 | 53.7397 | 37.9551 | 38.5745 | 54.9062 | 56.5478
HPS0010-TA-0140-001-S | High Pressure Sodium 50 | 140 | 1 | HIGH PRESSURE SODIUM 50W TWIN ARC | WOOD POLE | 1 | 1-Unmetered, CE Funded, CE Maintained | 10.7316 | 54.2277 | 67.8175 | 55.7471 | 123.5646 | 113.6398 | 115.5632 | 112.4866 | 116.3106 | 119.4633 | 117.8571 | 119.9252 | 123.6064 | 122.2134 | 123.4404 | 128.3507 | 127.1047 | 126.6968 | 132.2132 | 129.615 | 133.4412
HPS0010-TA-0170-001-S | High Pressure Sodium 50 | 170 | 1 | HIGH PRESSURE SODIUM 50W TWIN ARC | STEEL POLE | 1 | 1-Unmetered, CE Funded, CE Maintained | 9.9616 | 89.8265 | 112.3376 | 54.9771 | 167.3148 | 149.3177 | 162.4029 | 157.3066 | 162.2204 | 167.4429 | 154.3985 | 166.9576 | 172.9396 | 159.7825 | 171.6267 | 179.3459 | 165.9371 | 176.0719 | 184.658 | 169.1271 | 174.1023
HPS0010-TA-0170-002-S | High Pressure Sodium 50 | 170 | 2 | HIGH PRESSURE SODIUM 50W TWIN ARC | STEEL POLE | 1 | 2-Unmetered, Funded by Others, CE Maintained | 9.9616 | 0 | 0 | 54.9771 | 54.9771 | 57.2679 | 42.1886 | 42.1886 | 44.2532 | 44.2532 | 60.0706 | 46.0708 | 46.2391 | 62.7662 | 47.7479 | 48.3502 | 65.6319 | 49.1271 | 49.9289 | 67.0566 | 69.0615
HPS0010-TA-1180-001-S | High Pressure Sodium 50 | 1180 | 1 | HIGH PRESSURE SODIUM 70W TWIN ARC | SHARED OR NO POLE | 2 | 1-Unmetered, CE Funded, CE Maintained | 0 | 28.943 | 36.1963 | 45.0155 | 81.2118 | 76.5506 | 71.3288 | 69.6867 | 72.1998 | 73.8826 | 79.5795 | 74.5448 | 76.5481 | 82.6529 | 76.8045 | 79.563 | 86.059 | 78.858 | 81.9856 | 87.7944 | 90.3931
HPS0010-TA-1200-001-S | High Pressure Sodium 50 | 1200 | 1 | HIGH PRESSURE SODIUM 70W TWIN ARC | SHARED OR NO POLE | 4 | 1-Unmetered, CE Funded, CE Maintained | 0 | 47.1445 | 58.9592 | 45.0155 | 103.9747 | 95.2026 | 95.6877 | 93.0129 | 96.1034 | 98.8444 | 98.6931 | 99.04 | 102.2213 | 102.3112 | 101.906 | 106.1066 | 106.3838 | 104.5807 | 109.2857 | 108.4769 | 111.6774
HPS0020-ST-0040-001-S | High Pressure Sodium 70 | 40 | 1 | HIGH PRESSURE SODIUM 70W (100) | SHARED OR NO POLE | 1 | 1-Unmetered, CE Funded, CE Maintained | 0 | 18.7475 | 23.4458 | 64.7501 | 88.1959 | 86.6597 | 68.5981 | 67.5345 | 70.2584 | 71.3484 | 90.436 | 72.7421 | 74.1291 | 94.172 | 75.0961 | 77.2027 | 98.2335 | 77.1584 | 79.6099 | 100.2798 | 103.2611
HPS0020-ST-0040-002-S | High Pressure Sodium 70 | 40 | 2 | HIGH PRESSURE SODIUM 70W (100) | SHARED OR NO POLE | 1 | 2-Unmetered, Funded by Others, CE Maintained | 0 | 0 | 0 | 64.7501 | 64.7501 | 67.4482 | 43.5084 | 43.5084 | 45.6376 | 45.6376 | 70.749 | 47.512 | 47.6856 | 73.9238 | 49.2416 | 49.8628 | 77.299 | 50.664 | 51.4908 | 78.9769 | 81.3382
HPS0020-ST-0170-002-S | High Pressure Sodium 70 | 170 | 2 | HIGH PRESSURE SODIUM 50W TWIN ARC | STEEL POLE | 1 | 2-Unmetered, Funded by Others, CE Maintained | 9.9616 | 0 | 0 | 74.7117 | 74.7117 | 77.8249 | 53.1025 | 53.1025 | 55.7013 | 55.7013 | 81.6335 | 57.989 | 58.2008 | 85.2968 | 60.1 | 60.8581 | 89.1912 | 61.836 | 62.8452 | 91.1272 | 93.8518
HPS0020-ST-0350-001-S | High Pressure Sodium 70 | 350 | 1 | HIGH PRESSURE SODIUM 70W (100) | WOOD POLE | 1 | 1-Unmetered, CE Funded, CE Maintained | 10.7316 | 53.1329 | 66.4484 | 75.4817 | 141.9301 | 133.0749 | 125.0121 | 121.9976 | 126.3209 | 129.41 | 138.2704 | 130.3702 | 134.0241 | 143.5616 | 134.2828 | 139.2621 | 149.4415 | 137.8586 | 143.4875 | 152.4417 | 156.9514
HPS0020-ST-0350-002-S | High Pressure Sodium 70 | 350 | 2 | HIGH PRESSURE SODIUM 70W (100) | WOOD POLE | 1 | 2-Unmetered, Funded by Others, CE Maintained | 10.7316 | 0 | 0 | 75.4817 | 75.4817 | 78.627 | 53.9046 | 53.9046 | 56.5426 | 56.5426 | 82.4749 | 58.8649 | 59.0799 | 86.1759 | 61.0077 | 61.7773 | 90.1104 | 62.77 | 63.7944 | 92.0664 | 94.8191
HPS0020-ST-0360-001-S | High Pressure Sodium 70 | 360 | 1 | HIGH PRESSURE SODIUM 70W (100) | STEEL POLE | 1 | 1-Unmetered, CE Funded, CE Maintained | 9.9616 | 88.7318 | 110.9686 | 74.7117 | 185.6803 | 168.7528 | 171.8518 | 166.8175 | 172.2308 | 177.3896 | 174.8119 | 177.4026 | 183.3573 | 181.1308 | 182.469 | 190.2573 | 188.2739 | 187.2337 | 195.9323 | 191.9538 | 197.6125
HPS0020-ST-0360-002-S | High Pressure Sodium 70 | 360 | 2 | HIGH PRESSURE SODIUM 70W (100) | STEEL POLE | 1 | 2-Unmetered, Funded by Others, CE Maintained | 9.9616 | 0 | 0 | 74.7117 | 74.7117 | 77.8249 | 53.1025 | 53.1025 | 55.7013 | 55.7013 | 81.6335 | 57.989 | 58.2008 | 85.2968 | 60.1 | 60.8581 | 89.1912 | 61.836 | 62.8452 | 91.1272 | 93.8518
HPS0020-ST-0730-001-S | High Pressure Sodium 70 | 730 | 1 | HIGH PRESSURE SODIUM 70W (100) | STEEL POLE | 2 | 1-Unmetered, CE Funded, CE Maintained | 9.9616 | 96.7378 | 120.9809 | 74.7117 | 195.6927 | 176.9569 | 182.5662 | 177.0777 | 182.7449 | 188.3692 | 183.2191 | 188.1769 | 194.6498 | 189.7776 | 193.51 | 201.9326 | 197.2138 | 198.5479 | 207.9403 | 201.0511 | 206.9745
HPS0020-ST-0730-002-S | High Pressure Sodium 70 | 730 | 2 | HIGH PRESSURE SODIUM 70W (100) | STEEL POLE | 2 | 2-Unmetered, Funded by Others, CE Maintained | 9.9616 | 0 | 0 | 74.7117 | 74.7117 | 77.8249 | 53.1025 | 53.1025 | 55.7013 | 55.7013 | 81.6335 | 57.989 | 58.2008 | 85.2968 | 60.1 | 60.8581 | 89.1912 | 61.836 | 62.8452 | 91.1272 | 93.8518
HPS0020-ST-0750-002-S | High Pressure Sodium 70 | 750 | 2 | HIGH PRESSURE SODIUM 70W (100) | SHARED OR NO POLE | 3 | 2-Unmetered, Funded by Others, CE Maintained | 0 | 0 | 0 | 64.7501 | 64.7501 | 67.4482 | 43.5084 | 43.5084 | 45.6376 | 45.6376 | 70.749 | 47.512 | 47.6856 | 73.9238 | 49.2416 | 49.8628 | 77.299 | 50.664 | 51.4908 | 78.9769 | 81.3382
HPS0020-ST-0880-002-S | High Pressure Sodium 70 | 880 | 2 | HIGH PRESSURE SODIUM 70W (100) | STEEL POLE | 4 | 2-Unmetered, Funded by Others, CE Maintained | 9.9616 | 0 | 0 | 74.7117 | 74.7117 | 77.8249 | 53.1025 | 53.1025 | 55.7013 | 55.7013 | 81.6335 | 57.989 | 58.2008 | 85.2968 | 60.1 | 60.8581 | 89.1912 | 61.836 | 62.8452 | 91.1272 | 93.8518
HPS0020-ST-0890-001-S | High Pressure Sodium 70 | 890 | 1 | HIGH PRESSURE SODIUM 70W (100) | SHARED OR NO POLE | 2 | 1-Unmetered, CE Funded, CE Maintained | 0 | 26.7535 | 33.4582 | 64.7501 | 98.2083 | 94.8639 | 79.3125 | 77.7946 | 80.7725 | 82.3279 | 98.8432 | 83.5165 | 85.4216 | 102.8188 | 86.1371 | 88.878 | 107.1734 | 88.4727 | 91.618 | 109.3771 | 112.6231
HPS0020-ST-0890-002-S | High Pressure Sodium 70 | 890 | 2 | HIGH PRESSURE SODIUM 70W (100) | SHARED OR NO POLE | 2 | 2-Unmetered, Funded by Others, CE Maintained | 0 | 0 | 0 | 64.7501 | 64.7501 | 67.4482 | 43.5084 | 43.5084 | 45.6376 | 45.6376 | 70.749 | 47.512 | 47.6856 | 73.9238 | 49.2416 | 49.8628 | 77.299 | 50.664 | 51.4908 | 78.9769 | 81.3382
HPS0020-ST-0910-001-S | High Pressure Sodium 70 | 910 | 1 | HIGH PRESSURE SODIUM 70W (100) | WOOD POLE | 2 | 1-Unmetered, CE Funded, CE Maintained | 10.7316 | 61.1389 | 76.4607 | 75.4817 | 151.9425 | 141.2791 | 135.7265 | 132.2577 | 136.835 | 140.3896 | 146.6776 | 141.1445 | 145.3166 | 152.2084 | 145.3238 | 150.9374 | 158.3814 | 149.1728 | 155.4955 | 161.539 | 166.3134
HPS0020-ST-0910-002-S | High Pressure Sodium 70 | 910 | 2 | HIGH PRESSURE SODIUM 70W (100) | WOOD POLE | 2 | 2-Unmetered, Funded by Others, CE Maintained | 10.7316 | 0 | 0 | 75.4817 | 75.4817 | 78.627 | 53.9046 | 53.9046 | 56.5426 | 56.5426 | 82.4749 | 58.8649 | 59.0799 | 86.1759 | 61.0077 | 61.7773 | 90.1104 | 62.77 | 63.7944 | 92.0664 | 94.8191
HPS0020-TA-0090-001-S | High Pressure Sodium 70 | 90 | 1 | HIGH PRESSURE SODIUM 70W TWIN ARC | SHARED OR NO POLE | 1 | 1-Unmetered, CE Funded, CE Maintained | 0 | 19.8423 | 24.8149 | 49.2484 | 74.0633 | 71.6339 | 63.6203 | 62.4945 | 64.9378 | 66.0914 | 74.6477 | 67.1796 | 68.6117 | 77.6563 | 69.3139 | 71.4152 | 80.9499 | 71.2029 | 73.6269 | 82.6161 | 85.0682
HPS0020-TA-0090-002-S | High Pressure Sodium 70 | 90 | 2 | HIGH PRESSURE SODIUM 70W TWIN ARC | SHARED OR NO POLE | 1 | 2-Unmetered, Funded by Others, CE Maintained | 0 | 0 | 0 | 49.2484 | 49.2484 | 51.3005 | 37.0654 | 37.0654 | 38.8794 | 38.8794 | 53.8111 | 40.4762 | 40.6241 | 56.2258 | 41.9496 | 42.4788 | 58.7929 | 43.1614 | 43.8658 | 60.0691 | 61.8652
HPS0020-TA-0140-001-S | High Pressure Sodium 70 | 140 | 1 | HIGH PRESSURE SODIUM 50W TWIN ARC | WOOD POLE | 1 | 1-Unmetered, CE Funded, CE Maintained | 10.7316 | 54.2277 | 67.8175 | 59.98 | 127.7975 | 118.0491 | 120.0342 | 116.9576 | 121.0003 | 124.1531 | 122.4821 | 124.8076 | 128.5067 | 127.046 | 128.5006 | 133.4746 | 132.1579 | 131.9031 | 137.5044 | 134.778 | 138.7585
HPS0020-TA-0140-002-S | High Pressure Sodium 70 | 140 | 2 | HIGH PRESSURE SODIUM 50W TWIN ARC | WOOD POLE | 1 | 2-Unmetered, Funded by Others, CE Maintained | 10.7316 | 0 | 0 | 59.98 | 59.98 | 62.4793 | 47.4616 | 47.4616 | 49.7843 | 49.7843 | 65.537 | 51.829 | 52.0184 | 68.4779 | 53.7158 | 54.3934 | 71.6044 | 55.2674 | 56.1694 | 73.1587 | 75.3461
HPS0020-TA-0170-001-S | High Pressure Sodium 70 | 170 | 1 | HIGH PRESSURE SODIUM 50W TWIN ARC | STEEL POLE | 1 | 1-Unmetered, CE Funded, CE Maintained | 9.9616 | 89.8265 | 112.3376 | 59.21 | 171.5477 | 153.727 | 166.8739 | 161.7775 | 166.9102 | 172.1327 | 159.0236 | 171.84 | 177.8399 | 164.6151 | 176.6868 | 184.4699 | 170.9903 | 181.2782 | 189.9492 | 174.29 | 179.4196
HPS0020-TA-0170-002-S | High Pressure Sodium 70 | 170 | 2 | HIGH PRESSURE SODIUM 50W TWIN ARC | STEEL POLE | 1 | 2-Unmetered, Funded by Others, CE Maintained | 9.9616 | 0 | 0 | 59.21 | 59.21 | 61.6772 | 46.6595 | 46.6595 | 48.943 | 48.943 | 64.6956 | 50.9532 | 51.1393 | 67.5988 | 52.808 | 53.4742 | 70.6852 | 54.3334 | 55.2201 | 72.2195 | 74.3788
HPS0070-ST-0040-001-S | High Pressure Sodium 100 | 40 | 1 | HIGH PRESSURE SODIUM 70W (100) | SHARED OR NO POLE | 1 | 1-Unmetered, CE Funded, CE Maintained | 0 | 18.7475 | 23.4458 | 64.7501 | 88.1959 | 86.6597 | 68.5981 | 67.5345 | 70.2584 | 71.3484 | 90.436 | 72.7421 | 74.1291 | 94.172 | 75.0961 | 77.2027 | 98.2335 | 77.1584 | 79.6099 | 100.2798 | 103.2611
HPS0070-ST-0040-002-S | High Pressure Sodium 100 | 40 | 2 | HIGH PRESSURE SODIUM 70W (100) | SHARED OR NO POLE | 1 | 2-Unmetered, Funded by Others, CE Maintained | 0 | 0 | 0 | 64.7501 | 64.7501 | 67.4482 | 43.5084 | 43.5084 | 45.6376 | 45.6376 | 70.749 | 47.512 | 47.6856 | 73.9238 | 49.2416 | 49.8628 | 77.299 | 50.664 | 51.4908 | 78.9769 | 81.3382
HPS0070-ST-0350-001-S | High Pressure Sodium 100 | 350 | 1 | HIGH PRESSURE SODIUM 70W (100) | WOOD POLE | 1 | 1-Unmetered, CE Funded, CE Maintained | 10.7316 | 53.1329 | 66.4484 | 75.4817 | 141.9301 | 133.0749 | 125.0121 | 121.9976 | 126.3209 | 129.41 | 138.2704 | 130.3702 | 134.0241 | 143.5616 | 134.2828 | 139.2621 | 149.4415 | 137.8586 | 143.4875 | 152.4417 | 156.9514
HPS0070-ST-0360-001-S | High Pressure Sodium 100 | 360 | 1 | HIGH PRESSURE SODIUM 70W (100) | STEEL POLE | 1 | 1-Unmetered, CE Funded, CE Maintained | 9.9616 | 88.7318 | 110.9686 | 74.7117 | 185.6803 | 168.7528 | 171.8518 | 166.8175 | 172.2308 | 177.3896 | 174.8119 | 177.4026 | 183.3573 | 181.1308 | 182.469 | 190.2573 | 188.2739 | 187.2337 | 195.9323 | 191.9538 | 197.6125
HPS0070-ST-0360-002-S | High Pressure Sodium 100 | 360 | 2 | HIGH PRESSURE SODIUM 70W (100) | STEEL POLE | 1 | 2-Unmetered, Funded by Others, CE Maintained | 9.9616 | 0 | 0 | 74.7117 | 74.7117 | 77.8249 | 53.1025 | 53.1025 | 55.7013 | 55.7013 | 81.6335 | 57.989 | 58.2008 | 85.2968 | 60.1 | 60.8581 | 89.1912 | 61.836 | 62.8452 | 91.1272 | 93.8518
HPS0080-ST-0050-001-S | High Pressure Sodium 120 | 50 | 1 | HIGH PRESSURE SODIUM 150W | SHARED OR NO POLE | 1 | 1-Unmetered, CE Funded, CE Maintained | 0 | 32.467 | 40.6035 | 67.5764 | 108.1799 | 103.6628 | 89.9441 | 88.1021 | 91.4072 | 93.2949 | 107.9312 | 94.4655 | 96.7523 | 112.2163 | 97.3952 | 100.6313 | 116.9275 | 100.0233 | 103.7205 | 119.3167 | 122.8547
HPS0080-ST-0360-002-S | High Pressure Sodium 120 | 360 | 2 | HIGH PRESSURE SODIUM 70W (100) | STEEL POLE | 1 | 2-Unmetered, Funded by Others, CE Maintained | 9.9616 | 0 | 0 | 77.538 | 77.538 | 80.7689 | 56.0878 | 56.0878 | 58.8326 | 58.8326 | 84.7217 | 61.249 | 61.4727 | 88.5235 | 63.4786 | 64.2794 | 92.5652 | 65.3122 | 66.3781 | 94.5745 | 97.4022
HPS0090-ST-0050-001-S | High Pressure Sodium 150 | 50 | 1 | HIGH PRESSURE SODIUM 150W | SHARED OR NO POLE | 1 | 1-Unmetered, CE Funded, CE Maintained | 0 | 32.467 | 40.6035 | 75.6989 | 116.3024 | 112.1237 | 93.1443 | 91.3022 | 94.764 | 96.6516 | 116.8062 | 97.9602 | 100.2597 | 121.4895 | 101.017 | 104.2989 | 126.6241 | 103.7498 | 107.5078 | 129.2238 | 133.058
HPS0090-ST-0050-002-S | High Pressure Sodium 150 | 50 | 2 | HIGH PRESSURE SODIUM 150W | SHARED OR NO POLE | 1 | 2-Unmetered, Funded by Others, CE Maintained | 0 | 0 | 0 | 75.6989 | 75.6989 | 78.8531 | 49.6938 | 49.6938 | 52.1258 | 52.1258 | 82.7121 | 54.2666 | 54.4649 | 86.4238 | 56.2421 | 56.9516 | 90.3696 | 57.8667 | 58.8111 | 92.3313 | 95.0919
HPS0090-ST-0220-001-S | High Pressure Sodium 150 | 220 | 1 | HIGH PRESSURE SODIUM 150W | WOOD POLE | 1 | 1-Unmetered, CE Funded, CE Maintained | 10.7316 | 66.8524 | 83.6061 | 86.4305 | 170.0366 | 158.5389 | 149.5582 | 145.7653 | 150.8265 | 154.7133 | 164.6405 | 155.5882 | 160.1547 | 170.8792 | 160.2037 | 166.3583 | 177.8321 | 164.45 | 171.3853 | 181.3857 | 186.7482
HPS0090-ST-0220-002-S | High Pressure Sodium 150 | 220 | 2 | HIGH PRESSURE SODIUM 150W | WOOD POLE | 1 | 2-Unmetered, Funded by Others, CE Maintained | 10.7316 | 0 | 0 | 86.4305 | 86.4305 | 90.0319 | 60.09 | 60.09 | 63.0308 | 63.0308 | 94.438 | 65.6195 | 65.8592 | 98.6759 | 68.0082 | 68.8661 | 103.1811 | 69.9727 | 71.1147 | 105.4208 | 108.5728
HPS0090-ST-0310-001-S | High Pressure Sodium 150 | 310 | 1 | HIGH PRESSURE SODIUM 150W | STEEL POLE | 1 | 1-Unmetered, CE Funded, CE Maintained | 9.9616 | 93.5111 | 116.9456 | 85.6605 | 202.6061 | 185.0554 | 184.4334 | 179.128 | 184.9955 | 190.4322 | 191.7939 | 190.5891 | 196.8778 | 198.7926 | 196.0606 | 204.3159 | 206.6814 | 201.1906 | 210.421 | 210.739 | 216.955
HPS0090-ST-0310-002-S | High Pressure Sodium 150 | 310 | 2 | HIGH PRESSURE SODIUM 150W | STEEL POLE | 1 | 2-Unmetered, Funded by Others, CE Maintained | 9.9616 | 0 | 0 | 85.6605 | 85.6605 | 89.2298 | 59.2879 | 59.2879 | 62.1894 | 62.1894 | 93.5967 | 64.7436 | 64.9801 | 97.7968 | 67.1005 | 67.9469 | 102.2618 | 69.0387 | 70.1654 | 104.4816 | 107.6055
HPS0090-ST-0690-001-S | High Pressure Sodium 150 | 690 | 1 | HIGH PRESSURE SODIUM 150W | STEEL POLE | 2 | 1-Unmetered, CE Funded, CE Maintained | 9.9616 | 106.2964 | 132.935 | 85.6605 | 218.5955 | 198.1571 | 201.5439 | 195.5131 | 201.7862 | 207.9662 | 205.2199 | 207.7954 | 214.9116 | 212.6013 | 213.6927 | 222.961 | 220.9582 | 219.2591 | 229.5974 | 225.267 | 231.9058
HPS0090-ST-0690-002-S | High Pressure Sodium 150 | 690 | 2 | HIGH PRESSURE SODIUM 150W | STEEL POLE | 2 | 2-Unmetered, Funded by Others, CE Maintained | 9.9616 | 0 | 0 | 85.6605 | 85.6605 | 89.2298 | 59.2879 | 59.2879 | 62.1894 | 62.1894 | 93.5967 | 64.7436 | 64.9801 | 97.7968 | 67.1005 | 67.9469 | 102.2618 | 69.0387 | 70.1654 | 104.4816 | 107.6055
HPS0090-ST-0710-002-S | High Pressure Sodium 150 | 710 | 2 | HIGH PRESSURE SODIUM 150W | STEEL POLE | 3 | 2-Unmetered, Funded by Others, CE Maintained | 9.9616 | 0 | 0 | 85.6605 | 85.6605 | 89.2298 | 59.2879 | 59.2879 | 62.1894 | 62.1894 | 93.5967 | 64.7436 | 64.9801 | 97.7968 | 67.1005 | 67.9469 | 102.2618 | 69.0387 | 70.1654 | 104.4816 | 107.6055
HPS0090-ST-0720-001-S | High Pressure Sodium 150 | 720 | 1 | HIGH PRESSURE SODIUM 150W | STEEL POLE | 4 | 1-Unmetered, CE Funded, CE Maintained | 9.9616 | 131.8671 | 164.9139 | 85.6605 | 250.5744 | 224.3607 | 235.765 | 228.2834 | 235.3675 | 243.0342 | 232.0719 | 242.2079 | 250.979 | 240.2186 | 248.957 | 260.2512 | 249.5118 | 255.3962 | 267.9504 | 254.3231 | 261.8074
HPS0090-ST-0720-002-S | High Pressure Sodium 150 | 720 | 2 | HIGH PRESSURE SODIUM 150W | STEEL POLE | 4 | 2-Unmetered, Funded by Others, CE Maintained | 9.9616 | 0 | 0 | 85.6605 | 85.6605 | 89.2298 | 59.2879 | 59.2879 | 62.1894 | 62.1894 | 93.5967 | 64.7436 | 64.9801 | 97.7968 | 67.1005 | 67.9469 | 102.2618 | 69.0387 | 70.1654 | 104.4816 | 107.6055
HPS0090-ST-0980-002-S | High Pressure Sodium 150 | 980 | 2 | HIGH PRESSURE SODIUM 150W | WOOD POLE | 2 | 2-Unmetered, Funded by Others, CE Maintained | 10.7316 | 0 | 0 | 86.4305 | 86.4305 | 90.0319 | 60.09 | 60.09 | 63.0308 | 63.0308 | 94.438 | 65.6195 | 65.8592 | 98.6759 | 68.0082 | 68.8661 | 103.1811 | 69.9727 | 71.1147 | 105.4208 | 108.5728
HPS0090-ST-1010-001-S | High Pressure Sodium 150 | 1010 | 1 | HIGH PRESSURE SODIUM 150W | SHARED OR NO POLE | 2 | 1-Unmetered, CE Funded, CE Maintained | 0 | 45.2524 | 56.5929 | 75.6989 | 132.2918 | 125.2255 | 110.2548 | 107.6874 | 111.5547 | 114.1857 | 130.2322 | 115.1664 | 118.2935 | 135.2982 | 118.6491 | 122.944 | 140.9009 | 121.8183 | 126.6842 | 143.7518 | 148.0088
HPS0090-ST-1010-002-S | High Pressure Sodium 150 | 1010 | 2 | HIGH PRESSURE SODIUM 150W | SHARED OR NO POLE | 2 | 2-Unmetered, Funded by Others, CE Maintained | 0 | 0 | 0 | 75.6989 | 75.6989 | 78.8531 | 49.6938 | 49.6938 | 52.1258 | 52.1258 | 82.7121 | 54.2666 | 54.4649 | 86.4238 | 56.2421 | 56.9516 | 90.3696 | 57.8667 | 58.8111 | 92.3313 | 95.0919
HPS0090-ST-1360-002-S | High Pressure Sodium 150 | 1360 | 2 | HIGH PRESSURE SODIUM 150W | R/BOUT COLUMN | 3 | 2-Unmetered, Funded by Others, CE Maintained | 9.9616 | 0 | 0 | 85.6605 | 85.6605 | 89.2298 | 59.2879 | 59.2879 | 62.1894 | 62.1894 | 93.5967 | 64.7436 | 64.9801 | 97.7968 | 67.1005 | 67.9469 | 102.2618 | 69.0387 | 70.1654 | 104.4816 | 107.6055
HPS0090-TA-0050-001-S | High Pressure Sodium 150 | 50 | 1 | HIGH PRESSURE SODIUM 150W | SHARED OR NO POLE | 1 | 1-Unmetered, CE Funded, CE Maintained | 0 | 32.467 | 40.6035 | 55.8627 | 96.4661 | 91.461 | 84.2747 | 82.4326 | 85.4603 | 87.348 | 95.1322 | 88.2744 | 90.5386 | 98.8429 | 90.9787 | 94.1339 | 102.9435 | 93.4215 | 97.0109 | 105.0292 | 108.14
HPS0090-TA-0050-002-S | High Pressure Sodium 150 | 50 | 2 | HIGH PRESSURE SODIUM 150W | SHARED OR NO POLE | 1 | 2-Unmetered, Funded by Others, CE Maintained | 0 | 0 | 0 | 55.8627 | 55.8627 | 58.1904 | 40.8242 | 40.8242 | 42.8221 | 42.8221 | 61.0381 | 44.5809 | 44.7437 | 63.7772 | 46.2037 | 46.7866 | 66.6891 | 47.5384 | 48.3142 | 68.1367 | 70.1739
HPS0090-TA-0220-001-S | High Pressure Sodium 150 | 220 | 1 | HIGH PRESSURE SODIUM 150W | WOOD POLE | 1 | 1-Unmetered, CE Funded, CE Maintained | 10.7316 | 66.8524 | 83.6061 | 66.5943 | 150.2003 | 137.8762 | 140.6886 | 136.8957 | 141.5229 | 145.4096 | 142.9666 | 145.9024 | 150.4336 | 148.2326 | 150.1653 | 156.1933 | 154.1515 | 154.1216 | 160.8884 | 157.1911 | 161.8302
HPS0090-TA-0310-001-S | High Pressure Sodium 150 | 310 | 1 | HIGH PRESSURE SODIUM 150W | STEEL POLE | 1 | 1-Unmetered, CE Funded, CE Maintained | 9.9616 | 93.5111 | 116.9456 | 65.8243 | 182.7699 | 164.3926 | 175.5638 | 170.2584 | 175.6918 | 181.1285 | 170.1199 | 180.9033 | 187.1567 | 176.146 | 186.0223 | 194.1509 | 183.0009 | 190.8623 | 199.9241 | 186.5444 | 192.037
HPS0100-ST-0060-001-S | High Pressure Sodium 220 | 60 | 1 | HIGH PRESSURE SODIUM 250W (210/220) | SHARED OR NO POLE | 1 | 1-Unmetered, CE Funded, CE Maintained | 0 | 32.5972 | 40.7663 | 76.7009 | 117.4672 | 113.3009 | 94.3769 | 92.5275 | 96.0452 | 97.9403 | 118.0377 | 99.2911 | 101.6034 | 122.7741 | 102.3944 | 105.7017 | 127.9657 | 105.1662 | 108.9556 | 130.5939 | 134.4689
HPS0100-ST-0060-002-S | High Pressure Sodium 220 | 60 | 2 | HIGH PRESSURE SODIUM 250W (210/220) | SHARED OR NO POLE | 1 | 2-Unmetered, Funded by Others, CE Maintained | 0 | 0 | 0 | 76.7009 | 76.7009 | 79.8969 | 50.7522 | 50.7522 | 53.236 | 53.236 | 83.807 | 55.4224 | 55.6249 | 87.5678 | 57.44 | 58.1646 | 91.5659 | 59.0991 | 60.0637 | 93.5535 | 96.3506
HPS0100-ST-0230-002-S | High Pressure Sodium 220 | 230 | 2 | HIGH PRESSURE SODIUM 250W (210/220) | WOOD POLE | 1 | 2-Unmetered, Funded by Others, CE Maintained | 10.7316 | 0 | 0 | 87.4325 | 87.4325 | 91.0757 | 61.1484 | 61.1484 | 64.1409 | 64.1409 | 95.5329 | 66.7753 | 67.0192 | 99.8199 | 69.2061 | 70.0791 | 104.3773 | 71.2052 | 72.3673 | 106.643 | 109.8315
HPS0100-ST-0320-001-S | High Pressure Sodium 220 | 320 | 1 | HIGH PRESSURE SODIUM 250W (210/220) | STEEL POLE | 1 | 1-Unmetered, CE Funded, CE Maintained | 9.9616 | 93.6413 | 117.1084 | 86.6625 | 203.7709 | 186.2325 | 185.666 | 180.3532 | 186.2766 | 191.7209 | 193.0254 | 191.9201 | 198.2214 | 200.0772 | 197.438 | 205.7187 | 208.023 | 202.6071 | 211.8688 | 212.1091 | 218.3659
HPS0100-ST-0320-002-S | High Pressure Sodium 220 | 320 | 2 | HIGH PRESSURE SODIUM 250W (210/220) | STEEL POLE | 1 | 2-Unmetered, Funded by Others, CE Maintained | 9.9616 | 0 | 0 | 86.6625 | 86.6625 | 90.2736 | 60.3463 | 60.3463 | 63.2996 | 63.2996 | 94.6915 | 65.8994 | 66.1401 | 98.9408 | 68.2983 | 69.1599 | 103.4581 | 70.2712 | 71.418 | 105.7038 | 108.8643
HPS0100-ST-0390-002-S | High Pressure Sodium 220 | 390 | 2 | HIGH PRESSURE SODIUM 250W (210/220) | STEEL POLE | 2 | 2-Unmetered, Funded by Others, CE Maintained | 9.9616 | 0 | 0 | 86.6625 | 86.6625 | 90.2736 | 60.3463 | 60.3463 | 63.2996 | 63.2996 | 94.6915 | 65.8994 | 66.1401 | 98.9408 | 68.2983 | 69.1599 | 103.4581 | 70.2712 | 71.418 | 105.7038 | 108.8643
HPS0100-ST-0430-001-S | High Pressure Sodium 220 | 430 | 1 | HIGH PRESSURE SODIUM 250W (210/220) | STEEL POLE | 3 | 1-Unmetered, CE Funded, CE Maintained | 9.9616 | 119.4723 | 149.4128 | 86.6625 | 236.0754 | 212.7029 | 220.2354 | 213.4571 | 220.1999 | 227.146 | 220.1509 | 226.683 | 234.6561 | 227.9757 | 233.0613 | 243.3886 | 236.8673 | 239.112 | 250.6122 | 241.461 | 248.572
HPS0110-ST-0060-001-S | High Pressure Sodium 250 | 60 | 1 | HIGH PRESSURE SODIUM 250W (210/220) | SHARED OR NO POLE | 1 | 1-Unmetered, CE Funded, CE Maintained | 0 | 32.5972 | 40.7663 | 76.7009 | 117.4672 | 113.3009 | 94.3769 | 92.5275 | 96.0452 | 97.9403 | 118.0377 | 99.2911 | 101.6034 | 122.7741 | 102.3944 | 105.7017 | 127.9657 | 105.1662 | 108.9556 | 130.5939 | 134.4689
HPS0110-ST-0060-002-S | High Pressure Sodium 250 | 60 | 2 | HIGH PRESSURE SODIUM 250W (210/220) | SHARED OR NO POLE | 1 | 2-Unmetered, Funded by Others, CE Maintained | 0 | 0 | 0 | 76.7009 | 76.7009 | 79.8969 | 50.7522 | 50.7522 | 53.236 | 53.236 | 83.807 | 55.4224 | 55.6249 | 87.5678 | 57.44 | 58.1646 | 91.5659 | 59.0991 | 60.0637 | 93.5535 | 96.3506
HPS0110-ST-0230-001-S | High Pressure Sodium 250 | 230 | 1 | HIGH PRESSURE SODIUM 250W (210/220) | WOOD POLE | 1 | 1-Unmetered, CE Funded, CE Maintained | 10.7316 | 66.9826 | 83.7689 | 87.4325 | 171.2014 | 159.7161 | 150.7908 | 146.9905 | 152.1077 | 156.002 | 165.8721 | 156.9192 | 161.4984 | 172.1638 | 161.5811 | 167.7611 | 179.1737 | 165.8664 | 172.8332 | 182.7558 | 188.1592
HPS0110-ST-0230-002-S | High Pressure Sodium 250 | 230 | 2 | HIGH PRESSURE SODIUM 250W (210/220) | WOOD POLE | 1 | 2-Unmetered, Funded by Others, CE Maintained | 10.7316 | 0 | 0 | 87.4325 | 87.4325 | 91.0757 | 61.1484 | 61.1484 | 64.1409 | 64.1409 | 95.5329 | 66.7753 | 67.0192 | 99.8199 | 69.2061 | 70.0791 | 104.3773 | 71.2052 | 72.3673 | 106.643 | 109.8315
HPS0110-ST-0320-001-S | High Pressure Sodium 250 | 320 | 1 | HIGH PRESSURE SODIUM 250W (210/220) | STEEL POLE | 1 | 1-Unmetered, CE Funded, CE Maintained | 9.9616 | 93.6413 | 117.1084 | 86.6625 | 203.7709 | 186.2325 | 185.666 | 180.3532 | 186.2766 | 191.7209 | 193.0254 | 191.9201 | 198.2214 | 200.0772 | 197.438 | 205.7187 | 208.023 | 202.6071 | 211.8688 | 212.1091 | 218.3659
HPS0110-ST-0320-002-S | High Pressure Sodium 250 | 320 | 2 | HIGH PRESSURE SODIUM 250W (210/220) | STEEL POLE | 1 | 2-Unmetered, Funded by Others, CE Maintained | 9.9616 | 0 | 0 | 86.6625 | 86.6625 | 90.2736 | 60.3463 | 60.3463 | 63.2996 | 63.2996 | 94.6915 | 65.8994 | 66.1401 | 98.9408 | 68.2983 | 69.1599 | 103.4581 | 70.2712 | 71.418 | 105.7038 | 108.8643
HPS0110-ST-0390-001-S | High Pressure Sodium 250 | 390 | 1 | HIGH PRESSURE SODIUM 250W (210/220) | STEEL POLE | 2 | 1-Unmetered, CE Funded, CE Maintained | 9.9616 | 106.5568 | 133.2606 | 86.6625 | 219.9231 | 199.4677 | 202.9507 | 196.9051 | 203.2383 | 209.4334 | 206.5881 | 209.3015 | 216.4388 | 214.0264 | 215.2496 | 224.5537 | 222.4452 | 220.8595 | 231.2405 | 226.7851 | 233.469
HPS0110-ST-0390-002-S | High Pressure Sodium 250 | 390 | 2 | HIGH PRESSURE SODIUM 250W (210/220) | STEEL POLE | 2 | 2-Unmetered, Funded by Others, CE Maintained | 9.9616 | 0 | 0 | 86.6625 | 86.6625 | 90.2736 | 60.3463 | 60.3463 | 63.2996 | 63.2996 | 94.6915 | 65.8994 | 66.1401 | 98.9408 | 68.2983 | 69.1599 | 103.4581 | 70.2712 | 71.418 | 105.7038 | 108.8643
HPS0110-ST-0430-002-S | High Pressure Sodium 250 | 430 | 2 | HIGH PRESSURE SODIUM 250W (210/220) | STEEL POLE | 3 | 2-Unmetered, Funded by Others, CE Maintained | 9.9616 | 0 | 0 | 86.6625 | 86.6625 | 90.2736 | 60.3463 | 60.3463 | 63.2996 | 63.2996 | 94.6915 | 65.8994 | 66.1401 | 98.9408 | 68.2983 | 69.1599 | 103.4581 | 70.2712 | 71.418 | 105.7038 | 108.8643
HPS0110-ST-0470-001-S | High Pressure Sodium 250 | 470 | 1 | HIGH PRESSURE SODIUM 250W (210/220) | STEEL POLE | 4 | 1-Unmetered, CE Funded, CE Maintained | 9.9616 | 132.3878 | 165.565 | 86.6625 | 252.2276 | 225.938 | 237.5202 | 230.0091 | 237.1615 | 244.8585 | 233.7136 | 244.0644 | 252.8735 | 241.925 | 250.8729 | 262.2235 | 251.2894 | 257.3645 | 269.9839 | 256.137 | 263.6751
HPS0110-ST-0470-002-S | High Pressure Sodium 250 | 470 | 2 | HIGH PRESSURE SODIUM 250W (210/220) | STEEL POLE | 4 | 2-Unmetered, Funded by Others, CE Maintained | 9.9616 | 0 | 0 | 86.6625 | 86.6625 | 90.2736 | 60.3463 | 60.3463 | 63.2996 | 63.2996 | 94.6915 | 65.8994 | 66.1401 | 98.9408 | 68.2983 | 69.1599 | 103.4581 | 70.2712 | 71.418 | 105.7038 | 108.8643
HPS0110-ST-0550-001-S | High Pressure Sodium 250 | 550 | 1 | HIGH PRESSURE SODIUM 250W (210/220) | R/BOUT COLUMN | 3 | 1-Unmetered, CE Funded, CE Maintained | 9.9616 | 180.3295 | 225.5213 | 86.6625 | 312.1838 | 275.0663 | 301.6804 | 291.4493 | 300.1224 | 310.6067 | 284.0578 | 308.5835 | 320.4955 | 293.704 | 316.9889 | 332.1379 | 304.8238 | 325.1168 | 341.8909 | 310.6136 | 319.7369
HPS0110-ST-0550-002-S | High Pressure Sodium 250 | 550 | 2 | HIGH PRESSURE SODIUM 250W (210/220) | R/BOUT COLUMN | 3 | 2-Unmetered, Funded by Others, CE Maintained | 9.9616 | 0 | 0 | 86.6625 | 86.6625 | 90.2736 | 60.3463 | 60.3463 | 63.2996 | 63.2996 | 94.6915 | 65.8994 | 66.1401 | 98.9408 | 68.2983 | 69.1599 | 103.4581 | 70.2712 | 71.418 | 105.7038 | 108.8643
HPS0110-ST-0590-001-S | High Pressure Sodium 250 | 590 | 1 | HIGH PRESSURE SODIUM 250W (210/220) | R/BOUT COLUMN | 4 | 1-Unmetered, CE Funded, CE Maintained | 9.9616 | 193.245 | 241.6735 | 86.6625 | 328.3361 | 288.3015 | 318.9651 | 308.0013 | 317.084 | 328.3192 | 297.6206 | 325.965 | 338.7128 | 307.6533 | 334.8005 | 350.9728 | 319.246 | 343.3693 | 361.2626 | 325.2896 | 334.84
HPS0110-ST-0590-002-S | High Pressure Sodium 250 | 590 | 2 | HIGH PRESSURE SODIUM 250W (210/220) | R/BOUT COLUMN | 4 | 2-Unmetered, Funded by Others, CE Maintained | 9.9616 | 0 | 0 | 86.6625 | 86.6625 | 90.2736 | 60.3463 | 60.3463 | 63.2996 | 63.2996 | 94.6915 | 65.8994 | 66.1401 | 98.9408 | 68.2983 | 69.1599 | 103.4581 | 70.2712 | 71.418 | 105.7038 | 108.8643
HPS0110-ST-0610-001-S | High Pressure Sodium 250 | 610 | 1 | METAL HALIDE/HPS 250W FLOOD (210/220) | SHARED OR NO POLE | 1 | 1-Unmetered, CE Funded, CE Maintained | 0 | 37.7472 | 47.2069 | 76.7009 | 123.9078 | 118.5784 | 101.2691 | 99.1275 | 102.8085 | 105.0031 | 123.4458 | 106.2219 | 108.8674 | 128.3363 | 109.4967 | 113.212 | 133.7164 | 112.4443 | 116.68 | 136.4459 | 140.4912
HPS0110-ST-0610-002-S | High Pressure Sodium 250 | 610 | 2 | METAL HALIDE/HPS 250W FLOOD (210/220) | SHARED OR NO POLE | 1 | 2-Unmetered, Funded by Others, CE Maintained | 0 | 0 | 0 | 76.7009 | 76.7009 | 79.8969 | 50.7522 | 50.7522 | 53.236 | 53.236 | 83.807 | 55.4224 | 55.6249 | 87.5678 | 57.44 | 58.1646 | 91.5659 | 59.0991 | 60.0637 | 93.5535 | 96.3506
HPS0110-ST-0650-002-S | High Pressure Sodium 250 | 650 | 2 | METAL HALIDE/HPS 250W FLOOD (210/220) | SHARED OR NO POLE | 2 | 2-Unmetered, Funded by Others, CE Maintained | 0 | 0 | 0 | 76.7009 | 76.7009 | 79.8969 | 50.7522 | 50.7522 | 53.236 | 53.236 | 83.807 | 55.4224 | 55.6249 | 87.5678 | 57.44 | 58.1646 | 91.5659 | 59.0991 | 60.0637 | 93.5535 | 96.3506
HPS0110-ST-0760-001-S | High Pressure Sodium 250 | 760 | 1 | HIGH PRESSURE SODIUM 250W (210/220) | WOOD POLE | 2 | 1-Unmetered, CE Funded, CE Maintained | 10.7316 | 79.8981 | 99.9211 | 87.4325 | 187.3536 | 172.9513 | 168.0756 | 163.5425 | 169.0693 | 173.7146 | 179.4348 | 174.3006 | 179.7157 | 186.113 | 179.3927 | 186.596 | 193.5958 | 184.1189 | 192.2049 | 197.4318 | 203.2622
HPS0110-ST-0760-002-S | High Pressure Sodium 250 | 760 | 2 | HIGH PRESSURE SODIUM 250W (210/220) | WOOD POLE | 2 | 2-Unmetered, Funded by Others, CE Maintained | 10.7316 | 0 | 0 | 87.4325 | 87.4325 | 91.0757 | 61.1484 | 61.1484 | 64.1409 | 64.1409 | 95.5329 | 66.7753 | 67.0192 | 99.8199 | 69.2061 | 70.0791 | 104.3773 | 71.2052 | 72.3673 | 106.643 | 109.8315
HPS0110-ST-0930-002-S | High Pressure Sodium 250 | 930 | 2 | HIGH PRESSURE SODIUM 250W (210/220) | WOOD POLE | 3 | 2-Unmetered, Funded by Others, CE Maintained | 10.7316 | 0 | 0 | 87.4325 | 87.4325 | 91.0757 | 61.1484 | 61.1484 | 64.1409 | 64.1409 | 95.5329 | 66.7753 | 67.0192 | 99.8199 | 69.2061 | 70.0791 | 104.3773 | 71.2052 | 72.3673 | 106.643 | 109.8315
HPS0110-ST-0960-001-S | High Pressure Sodium 250 | 960 | 1 | HIGH PRESSURE SODIUM 250W (210/220) | SHARED OR NO POLE | 2 | 1-Unmetered, CE Funded, CE Maintained | 0 | 45.5127 | 56.9185 | 76.7009 | 133.6194 | 126.5361 | 111.6616 | 109.0794 | 113.0068 | 115.6529 | 131.6005 | 116.6726 | 119.8207 | 136.7234 | 120.206 | 124.5366 | 142.3878 | 123.4187 | 128.3273 | 145.2699 | 149.572
HPS0110-ST-0960-002-S | High Pressure Sodium 250 | 960 | 2 | HIGH PRESSURE SODIUM 250W (210/220) | SHARED OR NO POLE | 2 | 2-Unmetered, Funded by Others, CE Maintained | 0 | 0 | 0 | 76.7009 | 76.7009 | 79.8969 | 50.7522 | 50.7522 | 53.236 | 53.236 | 83.807 | 55.4224 | 55.6249 | 87.5678 | 57.44 | 58.1646 | 91.5659 | 59.0991 | 60.0637 | 93.5535 | 96.3506
HPS0110-ST-0970-002-S | High Pressure Sodium 250 | 970 | 2 | HIGH PRESSURE SODIUM 250W (210/220) | SHARED OR NO POLE | 4 | 2-Unmetered, Funded by Others, CE Maintained | 0 | 0 | 0 | 76.7009 | 76.7009 | 79.8969 | 50.7522 | 50.7522 | 53.236 | 53.236 | 83.807 | 55.4224 | 55.6249 | 87.5678 | 57.44 | 58.1646 | 91.5659 | 59.0991 | 60.0637 | 93.5535 | 96.3506
HPS0110-ST-1070-001-S | High Pressure Sodium 250 | 1070 | 1 | METAL HALIDE/HPS 250W FLOOD (210/220) | WOOD POLE | 1 | 1-Unmetered, CE Funded, CE Maintained | 10.7316 | 72.1326 | 90.2095 | 87.4325 | 177.642 | 164.9936 | 157.683 | 153.5906 | 158.871 | 163.0648 | 171.2802 | 163.85 | 168.7624 | 177.726 | 168.6834 | 175.2714 | 184.9244 | 173.1445 | 180.5575 | 188.6078 | 194.1815
HPS0110-ST-1070-002-S | High Pressure Sodium 250 | 1070 | 2 | METAL HALIDE/HPS 250W FLOOD (210/220) | WOOD POLE | 1 | 2-Unmetered, Funded by Others, CE Maintained | 10.7316 | 0 | 0 | 87.4325 | 87.4325 | 91.0757 | 61.1484 | 61.1484 | 64.1409 | 64.1409 | 95.5329 | 66.7753 | 67.0192 | 99.8199 | 69.2061 | 70.0791 | 104.3773 | 71.2052 | 72.3673 | 106.643 | 109.8315
HPS0110-ST-1120-001-S | High Pressure Sodium 250 | 1120 | 1 | METAL HALIDE/HPS 250W FLOOD (210/220) | STEEL POLE | 1 | 1-Unmetered, CE Funded, CE Maintained | 9.9616 | 98.7913 | 123.549 | 86.6625 | 210.2115 | 191.51 | 192.5582 | 186.9532 | 193.04 | 198.7837 | 198.4335 | 198.8508 | 205.4855 | 205.6394 | 204.5403 | 213.2291 | 213.7738 | 209.8851 | 219.5932 | 217.9611 | 224.3882
HPS0110-ST-1120-002-S | High Pressure Sodium 250 | 1120 | 2 | METAL HALIDE/HPS 250W FLOOD (210/220) | STEEL POLE | 1 | 2-Unmetered, Funded by Others, CE Maintained | 9.9616 | 0 | 0 | 86.6625 | 86.6625 | 90.2736 | 60.3463 | 60.3463 | 63.2996 | 63.2996 | 94.6915 | 65.8994 | 66.1401 | 98.9408 | 68.2983 | 69.1599 | 103.4581 | 70.2712 | 71.418 | 105.7038 | 108.8643
HPS0110-ST-1160-001-S | High Pressure Sodium 250 | 1160 | 1 | METAL HALIDE/HPS 250W FLOOD (210/220) | WOOD POLE | 2 | 1-Unmetered, CE Funded, CE Maintained | 10.7316 | 90.1981 | 112.8023 | 87.4325 | 200.2348 | 183.5062 | 181.86 | 176.7425 | 182.596 | 187.8401 | 190.251 | 188.1621 | 194.2438 | 197.2374 | 193.5973 | 201.6166 | 205.0973 | 198.675 | 207.6536 | 209.1357 | 215.3068
HPS0110-ST-1330-002-S | High Pressure Sodium 250 | 1330 | 2 | HIGH PRESSURE SODIUM DECORATIVE 250W (210/220) | STEEL POLE | 1 | 2-Unmetered, Funded by Others, CE Maintained | 9.9616 | 0 | 0 | 86.6625 | 86.6625 | 90.2736 | 60.3463 | 60.3463 | 63.2996 | 63.2996 | 94.6915 | 65.8994 | 66.1401 | 98.9408 | 68.2983 | 69.1599 | 103.4581 | 70.2712 | 71.418 | 105.7038 | 108.8643
HPS0110-ST-1340-002-S | High Pressure Sodium 250 | 1340 | 2 | HIGH PRESSURE SODIUM DECORATIVE 250W (210/220) | STEEL POLE | 2 | 2-Unmetered, Funded by Others, CE Maintained | 9.9616 | 0 | 0 | 86.6625 | 86.6625 | 90.2736 | 60.3463 | 60.3463 | 63.2996 | 63.2996 | 94.6915 | 65.8994 | 66.1401 | 98.9408 | 68.2983 | 69.1599 | 103.4581 | 70.2712 | 71.418 | 105.7038 | 108.8643
HPS0110-ST-1380-002-S | High Pressure Sodium 250 | 1380 | 2 | METAL HALIDE/HPS 250W FLOOD (210/220) | R/BOUT COLUMN | 3 | 2-Unmetered, Funded by Others, CE Maintained | 9.9616 | 0 | 0 | 86.6625 | 86.6625 | 90.2736 | 60.3463 | 60.3463 | 63.2996 | 63.2996 | 94.6915 | 65.8994 | 66.1401 | 98.9408 | 68.2983 | 69.1599 | 103.4581 | 70.2712 | 71.418 | 105.7038 | 108.8643
HPS0110-ST-1450-002-S | High Pressure Sodium 250 | 1450 | 2 | METAL HALIDE/HPS 250W FLOOD (210/220) | R/BOUT COLUMN | 4 | 2-Unmetered, Funded by Others, CE Maintained | 9.9616 | 0 | 0 | 86.6625 | 86.6625 | 90.2736 | 60.3463 | 60.3463 | 63.2996 | 63.2996 | 94.6915 | 65.8994 | 66.1401 | 98.9408 | 68.2983 | 69.1599 | 103.4581 | 70.2712 | 71.418 | 105.7038 | 108.8643
HPS0110-TA-0060-001-S | High Pressure Sodium 250 | 60 | 1 | HIGH PRESSURE SODIUM 250W (210/220) | SHARED OR NO POLE | 1 | 1-Unmetered, CE Funded, CE Maintained | 0 | 32.5972 | 40.7663 | 53.0907 | 93.8569 | 88.7069 | 81.521 | 79.6716 | 82.5601 | 84.4553 | 92.2401 | 85.2523 | 87.5132 | 95.8188 | 87.8445 | 90.9682 | 99.7797 | 90.196 | 93.7411 | 101.7961 | 104.8101
HPS0110-TA-0060-002-S | High Pressure Sodium 250 | 60 | 2 | HIGH PRESSURE SODIUM 250W (210/220) | SHARED OR NO POLE | 1 | 2-Unmetered, Funded by Others, CE Maintained | 0 | 0 | 0 | 53.0907 | 53.0907 | 55.3029 | 37.8963 | 37.8963 | 39.7509 | 39.7509 | 58.0093 | 41.3835 | 41.5347 | 60.6125 | 42.89 | 43.4311 | 63.3799 | 44.1289 | 44.8491 | 64.7556 | 66.6918
HPS0110-TA-0230-001-S | High Pressure Sodium 250 | 230 | 1 | HIGH PRESSURE SODIUM 250W (210/220) | WOOD POLE | 1 | 1-Unmetered, CE Funded, CE Maintained | 10.7316 | 66.9826 | 83.7689 | 63.8223 | 147.5911 | 135.1221 | 137.935 | 134.1347 | 138.6226 | 142.517 | 140.0745 | 142.8803 | 147.4082 | 145.2085 | 147.0311 | 153.0276 | 150.9877 | 150.8962 | 157.6186 | 153.958 | 158.5003
HPS0110-TA-0320-001-S | High Pressure Sodium 250 | 320 | 1 | HIGH PRESSURE SODIUM 250W (210/220) | STEEL POLE | 1 | 1-Unmetered, CE Funded, CE Maintained | 9.9616 | 93.6413 | 117.1084 | 63.0523 | 180.1607 | 161.6385 | 172.8101 | 167.4973 | 172.7916 | 178.2359 | 167.2278 | 177.8812 | 184.1313 | 173.1219 | 182.8881 | 190.9853 | 179.837 | 187.6368 | 196.6543 | 183.3113 | 188.7071
HPS0110-TA-0320-002-S | High Pressure Sodium 250 | 320 | 2 | HIGH PRESSURE SODIUM 250W (210/220) | STEEL POLE | 1 | 2-Unmetered, Funded by Others, CE Maintained | 9.9616 | 0 | 0 | 63.0523 | 63.0523 | 65.6796 | 47.4904 | 47.4904 | 49.8146 | 49.8146 | 68.8939 | 51.8605 | 52.05 | 71.9855 | 53.7484 | 54.4264 | 75.2721 | 55.3009 | 56.2035 | 76.906 | 79.2054
HPS0110-TA-0470-001-S | High Pressure Sodium 250 | 470 | 1 | HIGH PRESSURE SODIUM 250W (210/220) | STEEL POLE | 4 | 1-Unmetered, CE Funded, CE Maintained | 9.9616 | 132.3878 | 165.565 | 63.0523 | 228.6173 | 201.344 | 224.6643 | 217.1532 | 223.6765 | 231.3735 | 207.9159 | 230.0255 | 238.7833 | 214.9697 | 236.323 | 247.49 | 223.1034 | 242.3942 | 254.7694 | 227.3392 | 234.0162
HPS0110-TA-0590-001-S | High Pressure Sodium 250 | 590 | 1 | HIGH PRESSURE SODIUM 250W (210/220) | R/BOUT COLUMN | 4 | 1-Unmetered, CE Funded, CE Maintained | 9.9616 | 193.245 | 241.6735 | 63.0523 | 304.7258 | 263.7075 | 306.1092 | 295.1454 | 303.599 | 314.8342 | 271.8229 | 311.9261 | 324.6227 | 280.698 | 320.2506 | 336.2393 | 291.06 | 328.3991 | 346.048 | 296.4917 | 305.1811
HPS0110-TA-0590-002-S | High Pressure Sodium 250 | 590 | 2 | HIGH PRESSURE SODIUM 250W (210/220) | R/BOUT COLUMN | 4 | 2-Unmetered, Funded by Others, CE Maintained | 9.9616 | 0 | 0 | 63.0523 | 63.0523 | 65.6796 | 47.4904 | 47.4904 | 49.8146 | 49.8146 | 68.8939 | 51.8605 | 52.05 | 71.9855 | 53.7484 | 54.4264 | 75.2721 | 55.3009 | 56.2035 | 76.906 | 79.2054
HPS0110-TA-0960-001-S | High Pressure Sodium 250 | 960 | 1 | HIGH PRESSURE SODIUM 250W (210/220) | SHARED OR NO POLE | 2 | 1-Unmetered, CE Funded, CE Maintained | 0 | 45.5127 | 56.9185 | 53.0907 | 110.0092 | 101.942 | 98.8057 | 96.2235 | 99.5217 | 102.1678 | 105.8028 | 102.6337 | 105.7305 | 109.7681 | 105.6561 | 109.8031 | 114.2018 | 108.4485 | 113.1128 | 116.472 | 119.9131
HPS0110-TA-1120-002-S | High Pressure Sodium 250 | 1120 | 2 | METAL HALIDE/HPS 250W FLOOD (210/220) | STEEL POLE | 1 | 2-Unmetered, Funded by Others, CE Maintained | 9.9616 | 0 | 0 | 63.0523 | 63.0523 | 65.6796 | 47.4904 | 47.4904 | 49.8146 | 49.8146 | 68.8939 | 51.8605 | 52.05 | 71.9855 | 53.7484 | 54.4264 | 75.2721 | 55.3009 | 56.2035 | 76.906 | 79.2054
HPS0120-ST-0860-002-S | High Pressure Sodium 2x250 | 860 | 2 | HIGH PRESSURE SODIUM 2X250 W OR 2X400 W FLOOD | R/BOUT COLUMN | 3 | 2-Unmetered, Funded by Others, CE Maintained | 9.9616 | 0 | 0 | 97.6648 | 97.6648 | 101.7344 | 71.9675 | 71.9675 | 75.4895 | 75.4895 | 106.7132 | 78.5899 | 78.877 | 111.5019 | 81.4508 | 82.4783 | 116.5927 | 83.8036 | 85.1713 | 119.1235 | 122.6852
HPS0120-ST-0870-002-S | High Pressure Sodium 2x250 | 870 | 2 | HIGH PRESSURE SODIUM 2X250 W OR 2X400 W FLOOD | R/BOUT COLUMN | 4 | 2-Unmetered, Funded by Others, CE Maintained | 9.9616 | 0 | 0 | 97.6648 | 97.6648 | 101.7344 | 71.9675 | 71.9675 | 75.4895 | 75.4895 | 106.7132 | 78.5899 | 78.877 | 111.5019 | 81.4508 | 82.4783 | 116.5927 | 83.8036 | 85.1713 | 119.1235 | 122.6852
HPS0140-ST-0070-001-S | High Pressure Sodium 310 (Retrofit) | 70 | 1 | HIGH PRESSURE SODIUM 400W (310/360) | SHARED OR NO POLE | 1 | 1-Unmetered, CE Funded, CE Maintained | 0 | 36.2952 | 45.391 | 76.7009 | 122.0919 | 117.0904 | 99.3259 | 97.2667 | 100.9016 | 103.0118 | 121.921 | 104.2678 | 106.8194 | 126.7681 | 107.4943 | 111.0945 | 132.095 | 110.3923 | 114.5022 | 134.796 | 138.7933
HPS0140-ST-0070-002-S | High Pressure Sodium 310 (Retrofit) | 70 | 2 | HIGH PRESSURE SODIUM 400W (310/360) | SHARED OR NO POLE | 1 | 2-Unmetered, Funded by Others, CE Maintained | 0 | 0 | 0 | 76.7009 | 76.7009 | 79.8969 | 50.7522 | 50.7522 | 53.236 | 53.236 | 83.807 | 55.4224 | 55.6249 | 87.5678 | 57.44 | 58.1646 | 91.5659 | 59.0991 | 60.0637 | 93.5535 | 96.3506
HPS0140-ST-0240-002-S | High Pressure Sodium 310 (Retrofit) | 240 | 2 | HIGH PRESSURE SODIUM 400W (310/360) | WOOD POLE | 1 | 2-Unmetered, Funded by Others, CE Maintained | 10.7316 | 0 | 0 | 87.4325 | 87.4325 | 91.0757 | 61.1484 | 61.1484 | 64.1409 | 64.1409 | 95.5329 | 66.7753 | 67.0192 | 99.8199 | 69.2061 | 70.0791 | 104.3773 | 71.2052 | 72.3673 | 106.643 | 109.8315
HPS0140-ST-0330-002-S | High Pressure Sodium 310 (Retrofit) | 330 | 2 | HIGH PRESSURE SODIUM 400W (310/360) | STEEL POLE | 1 | 2-Unmetered, Funded by Others, CE Maintained | 9.9616 | 0 | 0 | 86.6625 | 86.6625 | 90.2736 | 60.3463 | 60.3463 | 63.2996 | 63.2996 | 94.6915 | 65.8994 | 66.1401 | 98.9408 | 68.2983 | 69.1599 | 103.4581 | 70.2712 | 71.418 | 105.7038 | 108.8643
HPS0140-ST-0400-002-S | High Pressure Sodium 310 (Retrofit) | 400 | 2 | HIGH PRESSURE SODIUM 400W (310/360) | STEEL POLE | 2 | 2-Unmetered, Funded by Others, CE Maintained | 9.9616 | 0 | 0 | 86.6625 | 86.6625 | 90.2736 | 60.3463 | 60.3463 | 63.2996 | 63.2996 | 94.6915 | 65.8994 | 66.1401 | 98.9408 | 68.2983 | 69.1599 | 103.4581 | 70.2712 | 71.418 | 105.7038 | 108.8643
HPS0140-ST-1030-001-S | High Pressure Sodium 310 (Retrofit) | 1030 | 1 | HIGH PRESSURE SODIUM 400W (310/360) | SHARED OR NO POLE | 2 | 1-Unmetered, CE Funded, CE Maintained | 0 | 52.9087 | 66.168 | 76.7009 | 142.8689 | 134.1151 | 121.5596 | 118.5578 | 122.7198 | 125.7959 | 139.3671 | 126.626 | 130.2528 | 144.7113 | 130.4058 | 135.3223 | 150.6466 | 133.8709 | 139.4204 | 153.674 | 158.2207
HPS0160-ST-0070-001-S | High Pressure Sodium 360 | 70 | 1 | HIGH PRESSURE SODIUM 400W (310/360) | SHARED OR NO POLE | 1 | 1-Unmetered, CE Funded, CE Maintained | 0 | 36.2952 | 45.391 | 79.5505 | 124.9415 | 120.0588 | 102.3357 | 100.2765 | 104.0588 | 106.169 | 125.0346 | 107.5547 | 110.1182 | 130.0214 | 110.9008 | 114.544 | 135.4969 | 113.8972 | 118.0642 | 138.2716 | 142.3729
HPS0160-ST-0070-002-S | High Pressure Sodium 360 | 70 | 2 | HIGH PRESSURE SODIUM 400W (310/360) | SHARED OR NO POLE | 1 | 2-Unmetered, Funded by Others, CE Maintained | 0 | 0 | 0 | 79.5505 | 79.5505 | 82.8652 | 53.7621 | 53.7621 | 56.3931 | 56.3931 | 86.9206 | 58.7093 | 58.9237 | 90.8211 | 60.8464 | 61.614 | 94.9677 | 62.604 | 63.6257 | 97.0291 | 99.9302
HPS0160-ST-0240-001-S | High Pressure Sodium 360 | 240 | 1 | HIGH PRESSURE SODIUM 400W (310/360) | WOOD POLE | 1 | 1-Unmetered, CE Funded, CE Maintained | 10.7316 | 70.6806 | 88.3936 | 90.2821 | 178.6757 | 166.474 | 158.7497 | 154.7396 | 160.1213 | 164.2307 | 172.869 | 165.1827 | 170.0132 | 179.4111 | 170.0874 | 176.6034 | 186.7049 | 174.5974 | 181.9418 | 190.4335 | 196.0631
HPS0160-ST-0240-002-S | High Pressure Sodium 360 | 240 | 2 | HIGH PRESSURE SODIUM 400W (310/360) | WOOD POLE | 1 | 2-Unmetered, Funded by Others, CE Maintained | 10.7316 | 0 | 0 | 90.2821 | 90.2821 | 94.044 | 64.1583 | 64.1583 | 67.2981 | 67.2981 | 98.6464 | 70.0621 | 70.3181 | 103.0732 | 72.6126 | 73.5286 | 107.7791 | 74.71 | 75.9293 | 110.1187 | 113.4111
HPS0160-ST-0330-001-S | High Pressure Sodium 360 | 330 | 1 | HIGH PRESSURE SODIUM 400W (310/360) | STEEL POLE | 1 | 1-Unmetered, CE Funded, CE Maintained | 9.9616 | 97.3393 | 121.7332 | 89.5121 | 211.2453 | 192.9904 | 193.6248 | 188.1022 | 194.2903 | 199.9495 | 200.0223 | 200.1836 | 206.7363 | 207.3245 | 205.9444 | 214.561 | 215.5542 | 211.338 | 220.9774 | 219.7868 | 226.2699
HPS0160-ST-0330-002-S | High Pressure Sodium 360 | 330 | 2 | HIGH PRESSURE SODIUM 400W (310/360) | STEEL POLE | 1 | 2-Unmetered, Funded by Others, CE Maintained | 9.9616 | 0 | 0 | 89.5121 | 89.5121 | 93.242 | 63.3562 | 63.3562 | 66.4568 | 66.4568 | 97.8051 | 69.1862 | 69.439 | 102.1941 | 71.7048 | 72.6093 | 106.8599 | 73.776 | 74.9801 | 109.1795 | 112.4439
HPS0160-ST-1020-001-S | High Pressure Sodium 360 | 1020 | 1 | HIGH PRESSURE SODIUM 250W (210/220) | SHARED OR NO POLE | 3 | 1-Unmetered, CE Funded, CE Maintained | 0 | 58.4282 | 73.0707 | 79.5505 | 152.6212 | 142.7395 | 131.9562 | 128.6413 | 133.1256 | 136.5226 | 148.2768 | 137.3408 | 141.3369 | 153.9259 | 141.4241 | 146.8209 | 160.2118 | 145.176 | 151.2611 | 163.4215 | 168.2546
HPS0160-ST-1030-001-S | High Pressure Sodium 360 | 1030 | 1 | HIGH PRESSURE SODIUM 400W (310/360) | SHARED OR NO POLE | 2 | 1-Unmetered, CE Funded, CE Maintained | 0 | 52.9087 | 66.168 | 79.5505 | 145.7185 | 137.0834 | 124.5695 | 121.5677 | 125.8769 | 128.953 | 142.4807 | 129.9128 | 133.5516 | 147.9646 | 133.8123 | 138.7717 | 154.0484 | 137.3757 | 142.9825 | 157.1497 | 161.8003
HPS0170-ST-0070-001-S | High Pressure Sodium 400 | 70 | 1 | HIGH PRESSURE SODIUM 400W (310/360) | SHARED OR NO POLE | 1 | 1-Unmetered, CE Funded, CE Maintained | 0 | 36.2952 | 45.391 | 79.5505 | 124.9415 | 120.0588 | 102.3357 | 100.2765 | 104.0588 | 106.169 | 125.0346 | 107.5547 | 110.1182 | 130.0214 | 110.9008 | 114.544 | 135.4969 | 113.8972 | 118.0642 | 138.2716 | 142.3729
HPS0170-ST-0070-002-S | High Pressure Sodium 400 | 70 | 2 | HIGH PRESSURE SODIUM 400W (310/360) | SHARED OR NO POLE | 1 | 2-Unmetered, Funded by Others, CE Maintained | 0 | 0 | 0 | 79.5505 | 79.5505 | 82.8652 | 53.7621 | 53.7621 | 56.3931 | 56.3931 | 86.9206 | 58.7093 | 58.9237 | 90.8211 | 60.8464 | 61.614 | 94.9677 | 62.604 | 63.6257 | 97.0291 | 99.9302
HPS0170-ST-0240-001-S | High Pressure Sodium 400 | 240 | 1 | HIGH PRESSURE SODIUM 400W (310/360) | WOOD POLE | 1 | 1-Unmetered, CE Funded, CE Maintained | 10.7316 | 70.6806 | 88.3936 | 90.2821 | 178.6757 | 166.474 | 158.7497 | 154.7396 | 160.1213 | 164.2307 | 172.869 | 165.1827 | 170.0132 | 179.4111 | 170.0874 | 176.6034 | 186.7049 | 174.5974 | 181.9418 | 190.4335 | 196.0631
HPS0170-ST-0240-002-S | High Pressure Sodium 400 | 240 | 2 | HIGH PRESSURE SODIUM 400W (310/360) | WOOD POLE | 1 | 2-Unmetered, Funded by Others, CE Maintained | 10.7316 | 0 | 0 | 90.2821 | 90.2821 | 94.044 | 64.1583 | 64.1583 | 67.2981 | 67.2981 | 98.6464 | 70.0621 | 70.3181 | 103.0732 | 72.6126 | 73.5286 | 107.7791 | 74.71 | 75.9293 | 110.1187 | 113.4111
HPS0170-ST-0270-002-S | High Pressure Sodium 400 | 270 | 2 | METAL HALIDE/HPS 400W FLOOD (310/360) | R/BOUT COLUMN | 3 | 2-Unmetered, Funded by Others, CE Maintained | 9.9616 | 0 | 0 | 89.5121 | 89.5121 | 93.242 | 63.3562 | 63.3562 | 66.4568 | 66.4568 | 97.8051 | 69.1862 | 69.439 | 102.1941 | 71.7048 | 72.6093 | 106.8599 | 73.776 | 74.9801 | 109.1795 | 112.4439
HPS0170-ST-0330-001-S | High Pressure Sodium 400 | 330 | 1 | HIGH PRESSURE SODIUM 400W (310/360) | STEEL POLE | 1 | 1-Unmetered, CE Funded, CE Maintained | 9.9616 | 97.3393 | 121.7332 | 89.5121 | 211.2453 | 192.9904 | 193.6248 | 188.1022 | 194.2903 | 199.9495 | 200.0223 | 200.1836 | 206.7363 | 207.3245 | 205.9444 | 214.561 | 215.5542 | 211.338 | 220.9774 | 219.7868 | 226.2699
HPS0170-ST-0330-002-S | High Pressure Sodium 400 | 330 | 2 | HIGH PRESSURE SODIUM 400W (310/360) | STEEL POLE | 1 | 2-Unmetered, Funded by Others, CE Maintained | 9.9616 | 0 | 0 | 89.5121 | 89.5121 | 93.242 | 63.3562 | 63.3562 | 66.4568 | 66.4568 | 97.8051 | 69.1862 | 69.439 | 102.1941 | 71.7048 | 72.6093 | 106.8599 | 73.776 | 74.9801 | 109.1795 | 112.4439
HPS0170-ST-0400-001-S | High Pressure Sodium 400 | 400 | 1 | HIGH PRESSURE SODIUM 400W (310/360) | STEEL POLE | 2 | 1-Unmetered, CE Funded, CE Maintained | 9.9616 | 113.9528 | 142.5101 | 89.5121 | 232.0222 | 210.0151 | 215.8586 | 209.3934 | 216.1084 | 222.7336 | 217.4684 | 222.5417 | 230.1697 | 225.2677 | 228.8559 | 238.7888 | 234.1058 | 234.8166 | 245.8957 | 238.6649 | 245.6973
HPS0170-ST-0400-002-S | High Pressure Sodium 400 | 400 | 2 | HIGH PRESSURE SODIUM 400W (310/360) | STEEL POLE | 2 | 2-Unmetered, Funded by Others, CE Maintained | 9.9616 | 0 | 0 | 89.5121 | 89.5121 | 93.242 | 63.3562 | 63.3562 | 66.4568 | 66.4568 | 97.8051 | 69.1862 | 69.439 | 102.1941 | 71.7048 | 72.6093 | 106.8599 | 73.776 | 74.9801 | 109.1795 | 112.4439
HPS0170-ST-0440-001-S | High Pressure Sodium 400 | 440 | 1 | HIGH PRESSURE SODIUM 400W (310/360) | STEEL POLE | 3 | 1-Unmetered, CE Funded, CE Maintained | 9.9616 | 130.5663 | 163.287 | 89.5121 | 252.7992 | 227.0397 | 238.0923 | 230.6846 | 237.9265 | 245.5176 | 234.9144 | 244.8999 | 253.6031 | 243.211 | 251.7673 | 263.0166 | 252.6573 | 258.2951 | 270.8139 | 257.5429 | 265.1246
HPS0170-ST-0440-002-S | High Pressure Sodium 400 | 440 | 2 | HIGH PRESSURE SODIUM 400W (310/360) | STEEL POLE | 3 | 2-Unmetered, Funded by Others, CE Maintained | 9.9616 | 0 | 0 | 89.5121 | 89.5121 | 93.242 | 63.3562 | 63.3562 | 66.4568 | 66.4568 | 97.8051 | 69.1862 | 69.439 | 102.1941 | 71.7048 | 72.6093 | 106.8599 | 73.776 | 74.9801 | 109.1795 | 112.4439
HPS0170-ST-0480-002-S | High Pressure Sodium 400 | 480 | 2 | HIGH PRESSURE SODIUM 400W (310/360) | STEEL POLE | 4 | 2-Unmetered, Funded by Others, CE Maintained | 9.9616 | 0 | 0 | 89.5121 | 89.5121 | 93.242 | 63.3562 | 63.3562 | 66.4568 | 66.4568 | 97.8051 | 69.1862 | 69.439 | 102.1941 | 71.7048 | 72.6093 | 106.8599 | 73.776 | 74.9801 | 109.1795 | 112.4439
HPS0170-ST-0560-002-S | High Pressure Sodium 400 | 560 | 2 | HIGH PRESSURE SODIUM 400W (310/360) | R/BOUT COLUMN | 3 | 2-Unmetered, Funded by Others, CE Maintained | 9.9616 | 0 | 0 | 89.5121 | 89.5121 | 93.242 | 63.3562 | 63.3562 | 66.4568 | 66.4568 | 97.8051 | 69.1862 | 69.439 | 102.1941 | 71.7048 | 72.6093 | 106.8599 | 73.776 | 74.9801 | 109.1795 | 112.4439
HPS0170-ST-0600-002-S | High Pressure Sodium 400 | 600 | 2 | HIGH PRESSURE SODIUM 400W (310/360) | R/BOUT COLUMN | 4 | 2-Unmetered, Funded by Others, CE Maintained | 9.9616 | 0 | 0 | 89.5121 | 89.5121 | 93.242 | 63.3562 | 63.3562 | 66.4568 | 66.4568 | 97.8051 | 69.1862 | 69.439 | 102.1941 | 71.7048 | 72.6093 | 106.8599 | 73.776 | 74.9801 | 109.1795 | 112.4439
HPS0170-ST-0620-001-S | High Pressure Sodium 400 | 620 | 1 | METAL HALIDE/HPS 400W FLOOD (310/360) | SHARED OR NO POLE | 1 | 1-Unmetered, CE Funded, CE Maintained | 0 | 34.9474 | 43.7054 | 79.5505 | 123.2559 | 118.6776 | 100.532 | 98.5492 | 102.2887 | 104.3206 | 123.6193 | 105.7408 | 108.2171 | 128.5657 | 109.042 | 112.5784 | 133.9918 | 111.9924 | 116.0426 | 136.7401 | 140.7968
HPS0170-ST-0620-002-S | High Pressure Sodium 400 | 620 | 2 | METAL HALIDE/HPS 400W FLOOD (310/360) | SHARED OR NO POLE | 1 | 2-Unmetered, Funded by Others, CE Maintained | 0 | 0 | 0 | 79.5505 | 79.5505 | 82.8652 | 53.7621 | 53.7621 | 56.3931 | 56.3931 | 86.9206 | 58.7093 | 58.9237 | 90.8211 | 60.8464 | 61.614 | 94.9677 | 62.604 | 63.6257 | 97.0291 | 99.9302
HPS0170-ST-0660-002-S | High Pressure Sodium 400 | 660 | 2 | METAL HALIDE/HPS 400W FLOOD (310/360) | SHARED OR NO POLE | 2 | 2-Unmetered, Funded by Others, CE Maintained | 0 | 0 | 0 | 79.5505 | 79.5505 | 82.8652 | 53.7621 | 53.7621 | 56.3931 | 56.3931 | 86.9206 | 58.7093 | 58.9237 | 90.8211 | 60.8464 | 61.614 | 94.9677 | 62.604 | 63.6257 | 97.0291 | 99.9302
HPS0170-ST-0770-002-S | High Pressure Sodium 400 | 770 | 2 | HIGH PRESSURE SODIUM 400W (310/360) | WOOD POLE | 2 | 2-Unmetered, Funded by Others, CE Maintained | 10.7316 | 0 | 0 | 90.2821 | 90.2821 | 94.044 | 64.1583 | 64.1583 | 67.2981 | 67.2981 | 98.6464 | 70.0621 | 70.3181 | 103.0732 | 72.6126 | 73.5286 | 107.7791 | 74.71 | 75.9293 | 110.1187 | 113.4111
HPS0170-ST-0900-002-S | High Pressure Sodium 400 | 900 | 2 | METAL HALIDE/HPS 400W FLOOD (310/360) | WOOD POLE | 2 | 2-Unmetered, Funded by Others, CE Maintained | 10.7316 | 0 | 0 | 90.2821 | 90.2821 | 94.044 | 64.1583 | 64.1583 | 67.2981 | 67.2981 | 98.6464 | 70.0621 | 70.3181 | 103.0732 | 72.6126 | 73.5286 | 107.7791 | 74.71 | 75.9293 | 110.1187 | 113.4111
HPS0170-ST-1030-001-S | High Pressure Sodium 400 | 1030 | 1 | HIGH PRESSURE SODIUM 400W (310/360) | SHARED OR NO POLE | 2 | 1-Unmetered, CE Funded, CE Maintained | 0 | 52.9087 | 66.168 | 79.5505 | 145.7185 | 137.0834 | 124.5695 | 121.5677 | 125.8769 | 128.953 | 142.4807 | 129.9128 | 133.5516 | 147.9646 | 133.8123 | 138.7717 | 154.0484 | 137.3757 | 142.9825 | 157.1497 | 161.8003
HPS0170-ST-1030-002-S | High Pressure Sodium 400 | 1030 | 2 | HIGH PRESSURE SODIUM 400W (310/360) | SHARED OR NO POLE | 2 | 2-Unmetered, Funded by Others, CE Maintained | 0 | 0 | 0 | 79.5505 | 79.5505 | 82.8652 | 53.7621 | 53.7621 | 56.3931 | 56.3931 | 86.9206 | 58.7093 | 58.9237 | 90.8211 | 60.8464 | 61.614 | 94.9677 | 62.604 | 63.6257 | 97.0291 | 99.9302
HPS0170-ST-1100-001-S | High Pressure Sodium 400 | 1100 | 1 | METAL HALIDE/HPS 400W FLOOD (310/360) | WOOD POLE | 1 | 1-Unmetered, CE Funded, CE Maintained | 10.7316 | 74.5778 | 93.2675 | 90.2821 | 183.5496 | 170.4677 | 163.9654 | 159.7342 | 165.2395 | 169.5754 | 176.9616 | 170.4276 | 175.5103 | 183.6202 | 175.462 | 182.2868 | 191.0568 | 180.105 | 187.7872 | 194.862 | 200.6205
HPS0170-ST-1100-002-S | High Pressure Sodium 400 | 1100 | 2 | METAL HALIDE/HPS 400W FLOOD (310/360) | WOOD POLE | 1 | 2-Unmetered, Funded by Others, CE Maintained | 10.7316 | 0 | 0 | 90.2821 | 90.2821 | 94.044 | 64.1583 | 64.1583 | 67.2981 | 67.2981 | 98.6464 | 70.0621 | 70.3181 | 103.0732 | 72.6126 | 73.5286 | 107.7791 | 74.71 | 75.9293 | 110.1187 | 113.4111
HPS0170-ST-1130-001-S | High Pressure Sodium 400 | 1130 | 1 | METAL HALIDE/HPS 400W FLOOD (310/360) | STEEL POLE | 2 | 1-Unmetered, CE Funded, CE Maintained | 9.9616 | 121.7473 | 152.2579 | 89.5121 | 241.77 | 218.0025 | 226.2899 | 219.3825 | 226.3447 | 233.4231 | 225.6534 | 233.0314 | 241.1638 | 233.6861 | 239.6052 | 250.1557 | 242.8095 | 245.8319 | 257.5865 | 247.5218 | 254.8119
HPS0170-ST-1170-001-S | High Pressure Sodium 400 | 1170 | 1 | METAL HALIDE/HPS 400W FLOOD (310/360) | STEEL POLE | 1 | 1-Unmetered, CE Funded, CE Maintained | 9.9616 | 101.2365 | 126.6071 | 89.5121 | 216.1192 | 196.9841 | 198.8405 | 193.0968 | 199.4084 | 205.2943 | 204.1149 | 205.4284 | 212.2334 | 211.5336 | 211.319 | 220.2445 | 219.9061 | 216.8457 | 226.8228 | 224.2153 | 230.8272
HPS0170-ST-1170-002-S | High Pressure Sodium 400 | 1170 | 2 | METAL HALIDE/HPS 400W FLOOD (310/360) | STEEL POLE | 1 | 2-Unmetered, Funded by Others, CE Maintained | 9.9616 | 0 | 0 | 89.5121 | 89.5121 | 93.242 | 63.3562 | 63.3562 | 66.4568 | 66.4568 | 97.8051 | 69.1862 | 69.439 | 102.1941 | 71.7048 | 72.6093 | 106.8599 | 73.776 | 74.9801 | 109.1795 | 112.4439
HPS0170-ST-1250-001-S | High Pressure Sodium 400 | 1250 | 1 | METAL HALIDE/HPS 400W FLOOD (310/360) | WOOD POLE | 3 | 1-Unmetered, CE Funded, CE Maintained | 10.7316 | 115.5993 | 144.5693 | 90.2821 | 234.8514 | 212.5044 | 218.8642 | 212.3056 | 219.1121 | 225.833 | 220.0387 | 225.6335 | 233.3712 | 227.9251 | 232.0343 | 242.1092 | 236.8636 | 238.0775 | 249.3145 | 241.475 | 248.5899
HPS0170-TA-0070-001-S | High Pressure Sodium 400 | 70 | 1 | HIGH PRESSURE SODIUM 400W (310/360) | SHARED OR NO POLE | 1 | 1-Unmetered, CE Funded, CE Maintained | 0 | 36.2952 | 45.391 | 58.1263 | 103.5173 | 97.7418 | 91.7888 | 89.7296 | 92.9957 | 95.1059 | 101.6255 | 96.0372 | 98.5587 | 105.5618 | 98.964 | 102.4567 | 109.9206 | 101.6157 | 105.5823 | 112.1401 | 115.4601
HPS0180-ST-0860-001-S | High Pressure Sodium 2x400 | 860 | 1 | HIGH PRESSURE SODIUM 2X250 W OR 2X400 W FLOOD | R/BOUT COLUMN | 3 | 1-Unmetered, CE Funded, CE Maintained | 9.9616 | 203.1153 | 254.0173 | 103.364 | 357.3813 | 315.8134 | 349.8152 | 338.2914 | 348.5505 | 360.3596 | 326.2342 | 358.5123 | 371.9693 | 337.3813 | 368.3779 | 385.584 | 350.2059 | 377.8602 | 396.9441 | 356.8762 | 367.3621
HPS0180-ST-0870-001-S | High Pressure Sodium 2x400 | 870 | 1 | HIGH PRESSURE SODIUM 2X250 W OR 2X400 W FLOOD | R/BOUT COLUMN | 4 | 1-Unmetered, CE Funded, CE Maintained | 9.9616 | 223.626 | 279.6682 | 103.364 | 383.0322 | 336.8318 | 377.2647 | 364.5771 | 375.4868 | 388.4884 | 347.7728 | 386.1153 | 400.8998 | 359.5337 | 396.664 | 415.4952 | 373.1093 | 406.8465 | 427.7078 | 380.1828 | 391.3468
HPS0180-ST-0870-002-S | High Pressure Sodium 2x400 | 870 | 2 | HIGH PRESSURE SODIUM 2X250 W OR 2X400 W FLOOD | R/BOUT COLUMN | 4 | 2-Unmetered, Funded by Others, CE Maintained | 9.9616 | 0 | 0 | 103.364 | 103.364 | 107.671 | 77.9872 | 77.9872 | 81.8038 | 81.8038 | 112.9403 | 85.1635 | 85.4747 | 118.0085 | 88.2637 | 89.3772 | 123.3964 | 90.8133 | 92.2954 | 126.0749 | 129.8444
HPS0210-ST-0250-001-S | High Pressure Sodium 600 (Internal Ignitor) | 250 | 1 | HIGH PRESSURE SODIUM 600W HIGH MAST | WOOD POLE | 1 | 1-Unmetered, CE Funded, CE Maintained | 10.7316 | 174.3172 | 218.0022 | 111.3663 | 329.3685 | 294.6383 | 319.7161 | 309.8261 | 319.5849 | 329.7197 | 304.7367 | 328.9743 | 340.6012 | 315.4142 | 338.2162 | 353.2612 | 327.6016 | 346.9916 | 363.7403 | 333.9133 | 343.7388
HPS0250-ST-0120-001-S | High Pressure Sodium 1000 | 120 | 1 | METAL HALIDE 1000W FLOODLIGHT | SHARED OR NO POLE | 1 | 1-Unmetered, CE Funded, CE Maintained | 0 | 61.2174 | 76.5589 | 141.0955 | 217.6544 | 209.7073 | 200.6956 | 197.2224 | 204.9765 | 208.5357 | 218.4527 | 212.083 | 216.5189 | 227.203 | 218.8434 | 225.3893 | 236.799 | 224.8156 | 232.3778 | 241.6585 | 248.8282
HPS0250-ST-0120-002-S | High Pressure Sodium 1000 | 120 | 2 | METAL HALIDE 1000W FLOODLIGHT | SHARED OR NO POLE | 1 | 2-Unmetered, Funded by Others, CE Maintained | 0 | 0 | 0 | 141.0955 | 141.0955 | 146.9747 | 118.7686 | 118.7686 | 124.581 | 124.581 | 154.1675 | 129.6977 | 130.1715 | 161.0857 | 134.4191 | 136.1147 | 168.4404 | 138.3018 | 140.559 | 172.0966 | 177.2422
HPS0250-ST-0850-001-S | High Pressure Sodium 1000 | 850 | 1 | METAL HALIDE 1000W FLOODLIGHT | R/BOUT COLUMN | 2 | 1-Unmetered, CE Funded, CE Maintained | 9.9616 | 182.6045 | 228.3664 | 151.0571 | 379.4235 | 344.4754 | 372.7414 | 362.3812 | 374.4551 | 385.0717 | 356.8074 | 385.9205 | 398.251 | 369.679 | 397.1054 | 413.4057 | 384.2387 | 407.5346 | 425.7984 | 391.7419 | 403.2888
HPS0250-ST-1050-001-S | High Pressure Sodium 1000 | 1050 | 1 | METAL HALIDE 1000W FLOODLIGHT | R/BOUT COLUMN | 4 | 1-Unmetered, CE Funded, CE Maintained | 9.9616 | 223.626 | 279.6682 | 151.0571 | 430.7253 | 386.5122 | 427.6402 | 414.9527 | 428.3277 | 441.3293 | 399.8845 | 441.1264 | 456.1119 | 413.9839 | 453.6777 | 473.2281 | 430.0455 | 465.507 | 487.3257 | 438.3549 | 451.2582
HPS0250-ST-1050-002-S | High Pressure Sodium 1000 | 1050 | 2 | METAL HALIDE 1000W FLOODLIGHT | R/BOUT COLUMN | 4 | 2-Unmetered, Funded by Others, CE Maintained | 9.9616 | 0 | 0 | 151.0571 | 151.0571 | 157.3514 | 128.3627 | 128.3627 | 134.6447 | 134.6447 | 165.052 | 140.1747 | 140.6868 | 172.4587 | 145.2774 | 147.1101 | 180.3326 | 149.4739 | 151.9133 | 184.247 | 189.7558
INC0010-ST-0010-002-S | Incandescent 30 | 10 | 2 | MERCURY VAPOUR 80W | SHARED OR NO POLE | 1 | 2-Unmetered, Funded by Others, CE Maintained | 0 | 0 | 0 | 128.4022 | 128.4022 | 133.7525 | 73.5006 | 73.5006 | 77.0976 | 77.0976 | 140.2982 | 80.2641 | 80.5573 | 146.594 | 83.1859 | 84.2353 | 153.287 | 85.5888 | 86.9856 | 156.6144 | 161.297
INC0010-ST-0810-001-S | Incandescent 30 | 810 | 1 | MERCURY VAPOUR 80W | WOOD POLE | 1 | 1-Unmetered, CE Funded, CE Maintained | 10.7316 | 51.8869 | 64.8901 | 139.1338 | 204.0239 | 198.1024 | 153.3367 | 150.3929 | 156.1445 | 159.1611 | 206.5111 | 161.4453 | 165.1382 | 214.886 | 166.5087 | 171.8175 | 224.0382 | 171.0225 | 177.1134 | 228.6634 | 235.4531
INC0020-ST-0010-001-S | Incandescent 40 | 10 | 1 | MERCURY VAPOUR 80W | SHARED OR NO POLE | 1 | 1-Unmetered, CE Funded, CE Maintained | 0 | 17.5015 | 21.8875 | 128.4022 | 150.2897 | 151.6872 | 96.9227 | 95.9298 | 100.0819 | 101.0995 | 158.6767 | 103.8173 | 105.2432 | 165.4964 | 107.3221 | 109.7581 | 172.8301 | 110.3223 | 113.2358 | 176.5015 | 181.7628
INC0020-ST-0010-002-S | Incandescent 40 | 10 | 2 | MERCURY VAPOUR 80W | SHARED OR NO POLE | 1 | 2-Unmetered, Funded by Others, CE Maintained | 0 | 0 | 0 | 128.4022 | 128.4022 | 133.7525 | 73.5006 | 73.5006 | 77.0976 | 77.0976 | 140.2982 | 80.2641 | 80.5573 | 146.594 | 83.1859 | 84.2353 | 153.287 | 85.5888 | 86.9856 | 156.6144 | 161.297
INC0020-ST-0810-001-S | Incandescent 40 | 810 | 1 | MERCURY VAPOUR 80W | WOOD POLE | 1 | 1-Unmetered, CE Funded, CE Maintained | 10.7316 | 51.8869 | 64.8901 | 139.1338 | 204.0239 | 198.1024 | 153.3367 | 150.3929 | 156.1445 | 159.1611 | 206.5111 | 161.4453 | 165.1382 | 214.886 | 166.5087 | 171.8175 | 224.0382 | 171.0225 | 177.1134 | 228.6634 | 235.4531
INC0020-ST-0830-002-S | Incandescent 40 | 830 | 2 | MERCURY VAPOUR 80W | SHARED OR NO POLE | 4 | 2-Unmetered, Funded by Others, CE Maintained | 0 | 0 | 0 | 128.4022 | 128.4022 | 133.7525 | 73.5006 | 73.5006 | 77.0976 | 77.0976 | 140.2982 | 80.2641 | 80.5573 | 146.594 | 83.1859 | 84.2353 | 153.287 | 85.5888 | 86.9856 | 156.6144 | 161.297
INC0030-ST-0010-001-S | Incandescent 60 | 10 | 1 | MERCURY VAPOUR 80W | SHARED OR NO POLE | 1 | 1-Unmetered, CE Funded, CE Maintained | 0 | 17.5015 | 21.8875 | 128.4022 | 150.2897 | 151.6872 | 96.9227 | 95.9298 | 100.0819 | 101.0995 | 158.6767 | 103.8173 | 105.2432 | 165.4964 | 107.3221 | 109.7581 | 172.8301 | 110.3223 | 113.2358 | 176.5015 | 181.7628
INC0030-ST-0010-002-S | Incandescent 60 | 10 | 2 | MERCURY VAPOUR 80W | SHARED OR NO POLE | 1 | 2-Unmetered, Funded by Others, CE Maintained | 0 | 0 | 0 | 128.4022 | 128.4022 | 133.7525 | 73.5006 | 73.5006 | 77.0976 | 77.0976 | 140.2982 | 80.2641 | 80.5573 | 146.594 | 83.1859 | 84.2353 | 153.287 | 85.5888 | 86.9856 | 156.6144 | 161.297
INC0040-ST-0010-001-S | Incandescent 75 | 10 | 1 | MERCURY VAPOUR 80W | SHARED OR NO POLE | 1 | 1-Unmetered, CE Funded, CE Maintained | 0 | 17.5015 | 21.8875 | 128.4022 | 150.2897 | 151.6872 | 96.9227 | 95.9298 | 100.0819 | 101.0995 | 158.6767 | 103.8173 | 105.2432 | 165.4964 | 107.3221 | 109.7581 | 172.8301 | 110.3223 | 113.2358 | 176.5015 | 181.7628
INC0040-ST-0010-002-S | Incandescent 75 | 10 | 2 | MERCURY VAPOUR 80W | SHARED OR NO POLE | 1 | 2-Unmetered, Funded by Others, CE Maintained | 0 | 0 | 0 | 128.4022 | 128.4022 | 133.7525 | 73.5006 | 73.5006 | 77.0976 | 77.0976 | 140.2982 | 80.2641 | 80.5573 | 146.594 | 83.1859 | 84.2353 | 153.287 | 85.5888 | 86.9856 | 156.6144 | 161.297
INC0040-ST-0810-001-S | Incandescent 75 | 810 | 1 | MERCURY VAPOUR 80W | WOOD POLE | 1 | 1-Unmetered, CE Funded, CE Maintained | 10.7316 | 51.8869 | 64.8901 | 139.1338 | 204.0239 | 198.1024 | 153.3367 | 150.3929 | 156.1445 | 159.1611 | 206.5111 | 161.4453 | 165.1382 | 214.886 | 166.5087 | 171.8175 | 224.0382 | 171.0225 | 177.1134 | 228.6634 | 235.4531
INC0040-ST-0990-001-S | Incandescent 75 | 990 | 1 | MERCURY VAPOUR 80W | STEEL POLE | 1 | 1-Unmetered, CE Funded, CE Maintained | 9.9616 | 87.4857 | 109.4102 | 138.3638 | 247.774 | 233.7802 | 200.1764 | 195.2128 | 202.0543 | 207.1407 | 243.0526 | 208.4777 | 214.4714 | 252.4552 | 214.6949 | 222.8127 | 262.8706 | 220.3976 | 229.5582 | 268.1754 | 276.1142
INC0050-ST-0010-001-S | Incandescent 100 | 10 | 1 | MERCURY VAPOUR 80W | SHARED OR NO POLE | 1 | 1-Unmetered, CE Funded, CE Maintained | 0 | 17.5015 | 21.8875 | 128.4022 | 150.2897 | 151.6872 | 96.9227 | 95.9298 | 100.0819 | 101.0995 | 158.6767 | 103.8173 | 105.2432 | 165.4964 | 107.3221 | 109.7581 | 172.8301 | 110.3223 | 113.2358 | 176.5015 | 181.7628
INC0050-ST-0010-002-S | Incandescent 100 | 10 | 2 | MERCURY VAPOUR 80W | SHARED OR NO POLE | 1 | 2-Unmetered, Funded by Others, CE Maintained | 0 | 0 | 0 | 128.4022 | 128.4022 | 133.7525 | 73.5006 | 73.5006 | 77.0976 | 77.0976 | 140.2982 | 80.2641 | 80.5573 | 146.594 | 83.1859 | 84.2353 | 153.287 | 85.5888 | 86.9856 | 156.6144 | 161.297
INC0050-ST-0110-002-S | Incandescent 100 | 110 | 2 | BULKHEADS ETC | SHARED OR NO POLE | 1 | 2-Unmetered, Funded by Others, CE Maintained | 0 | 0 | 0 | 128.4022 | 128.4022 | 133.7525 | 73.5006 | 73.5006 | 77.0976 | 77.0976 | 140.2982 | 80.2641 | 80.5573 | 146.594 | 83.1859 | 84.2353 | 153.287 | 85.5888 | 86.9856 | 156.6144 | 161.297
INC0050-ST-0810-001-S | Incandescent 100 | 810 | 1 | MERCURY VAPOUR 80W | WOOD POLE | 1 | 1-Unmetered, CE Funded, CE Maintained | 10.7316 | 51.8869 | 64.8901 | 139.1338 | 204.0239 | 198.1024 | 153.3367 | 150.3929 | 156.1445 | 159.1611 | 206.5111 | 161.4453 | 165.1382 | 214.886 | 166.5087 | 171.8175 | 224.0382 | 171.0225 | 177.1134 | 228.6634 | 235.4531
INC0050-ST-0990-001-S | Incandescent 100 | 990 | 1 | MERCURY VAPOUR 80W | STEEL POLE | 1 | 1-Unmetered, CE Funded, CE Maintained | 9.9616 | 87.4857 | 109.4102 | 138.3638 | 247.774 | 233.7802 | 200.1764 | 195.2128 | 202.0543 | 207.1407 | 243.0526 | 208.4777 | 214.4714 | 252.4552 | 214.6949 | 222.8127 | 262.8706 | 220.3976 | 229.5582 | 268.1754 | 276.1142
INC0070-ST-0740-002-S | Incandescent 130 | 740 | 2 | MERCURY VAPOUR 80W | SHARED OR NO POLE | 2 | 2-Unmetered, Funded by Others, CE Maintained | 0 | 0 | 0 | 128.4022 | 128.4022 | 133.7525 | 73.5006 | 73.5006 | 77.0976 | 77.0976 | 140.2982 | 80.2641 | 80.5573 | 146.594 | 83.1859 | 84.2353 | 153.287 | 85.5888 | 86.9856 | 156.6144 | 161.297
INC0080-ST-0010-001-S | Incandescent 150 | 10 | 1 | MERCURY VAPOUR 80W | SHARED OR NO POLE | 1 | 1-Unmetered, CE Funded, CE Maintained | 0 | 17.5015 | 21.8875 | 128.4022 | 150.2897 | 151.6872 | 96.9227 | 95.9298 | 100.0819 | 101.0995 | 158.6767 | 103.8173 | 105.2432 | 165.4964 | 107.3221 | 109.7581 | 172.8301 | 110.3223 | 113.2358 | 176.5015 | 181.7628
INC0080-ST-0010-002-S | Incandescent 150 | 10 | 2 | MERCURY VAPOUR 80W | SHARED OR NO POLE | 1 | 2-Unmetered, Funded by Others, CE Maintained | 0 | 0 | 0 | 128.4022 | 128.4022 | 133.7525 | 73.5006 | 73.5006 | 77.0976 | 77.0976 | 140.2982 | 80.2641 | 80.5573 | 146.594 | 83.1859 | 84.2353 | 153.287 | 85.5888 | 86.9856 | 156.6144 | 161.297
INC0080-ST-0110-002-S | Incandescent 150 | 110 | 2 | BULKHEADS ETC | SHARED OR NO POLE | 1 | 2-Unmetered, Funded by Others, CE Maintained | 0 | 0 | 0 | 128.4022 | 128.4022 | 133.7525 | 73.5006 | 73.5006 | 77.0976 | 77.0976 | 140.2982 | 80.2641 | 80.5573 | 146.594 | 83.1859 | 84.2353 | 153.287 | 85.5888 | 86.9856 | 156.6144 | 161.297
INC0080-ST-0810-001-S | Incandescent 150 | 810 | 1 | MERCURY VAPOUR 80W | WOOD POLE | 1 | 1-Unmetered, CE Funded, CE Maintained | 10.7316 | 51.8869 | 64.8901 | 139.1338 | 204.0239 | 198.1024 | 153.3367 | 150.3929 | 156.1445 | 159.1611 | 206.5111 | 161.4453 | 165.1382 | 214.886 | 166.5087 | 171.8175 | 224.0382 | 171.0225 | 177.1134 | 228.6634 | 235.4531
INC0090-ST-0010-001-S | Incandescent 200 | 10 | 1 | MERCURY VAPOUR 80W | SHARED OR NO POLE | 1 | 1-Unmetered, CE Funded, CE Maintained | 0 | 17.5015 | 21.8875 | 128.4022 | 150.2897 | 151.6872 | 96.9227 | 95.9298 | 100.0819 | 101.0995 | 158.6767 | 103.8173 | 105.2432 | 165.4964 | 107.3221 | 109.7581 | 172.8301 | 110.3223 | 113.2358 | 176.5015 | 181.7628
INC0090-ST-0010-002-S | Incandescent 200 | 10 | 2 | MERCURY VAPOUR 80W | SHARED OR NO POLE | 1 | 2-Unmetered, Funded by Others, CE Maintained | 0 | 0 | 0 | 128.4022 | 128.4022 | 133.7525 | 73.5006 | 73.5006 | 77.0976 | 77.0976 | 140.2982 | 80.2641 | 80.5573 | 146.594 | 83.1859 | 84.2353 | 153.287 | 85.5888 | 86.9856 | 156.6144 | 161.297
INC0090-ST-0810-001-S | Incandescent 200 | 810 | 1 | MERCURY VAPOUR 80W | WOOD POLE | 1 | 1-Unmetered, CE Funded, CE Maintained | 10.7316 | 51.8869 | 64.8901 | 139.1338 | 204.0239 | 198.1024 | 153.3367 | 150.3929 | 156.1445 | 159.1611 | 206.5111 | 161.4453 | 165.1382 | 214.886 | 166.5087 | 171.8175 | 224.0382 | 171.0225 | 177.1134 | 228.6634 | 235.4531
INC0100-ST-0010-001-S | Incandescent 300 | 10 | 1 | MERCURY VAPOUR 80W | SHARED OR NO POLE | 1 | 1-Unmetered, CE Funded, CE Maintained | 0 | 17.5015 | 21.8875 | 128.4022 | 150.2897 | 151.6872 | 96.9227 | 95.9298 | 100.0819 | 101.0995 | 158.6767 | 103.8173 | 105.2432 | 165.4964 | 107.3221 | 109.7581 | 172.8301 | 110.3223 | 113.2358 | 176.5015 | 181.7628
INC0100-ST-0010-002-S | Incandescent 300 | 10 | 2 | MERCURY VAPOUR 80W | SHARED OR NO POLE | 1 | 2-Unmetered, Funded by Others, CE Maintained | 0 | 0 | 0 | 128.4022 | 128.4022 | 133.7525 | 73.5006 | 73.5006 | 77.0976 | 77.0976 | 140.2982 | 80.2641 | 80.5573 | 146.594 | 83.1859 | 84.2353 | 153.287 | 85.5888 | 86.9856 | 156.6144 | 161.297
INC0100-ST-0610-001-S | Incandescent 300 | 610 | 1 | METAL HALIDE/HPS 250W FLOOD (210/220) | SHARED OR NO POLE | 1 | 1-Unmetered, CE Funded, CE Maintained | 0 | 37.7472 | 47.2069 | 128.4022 | 175.609 | 172.4339 | 124.0174 | 121.8758 | 126.6701 | 128.8647 | 179.937 | 131.0635 | 133.7998 | 187.3625 | 135.2427 | 139.2827 | 195.4376 | 138.9339 | 143.6019 | 199.5068 | 205.4376
INC0100-ST-0810-001-S | Incandescent 300 | 810 | 1 | MERCURY VAPOUR 80W | WOOD POLE | 1 | 1-Unmetered, CE Funded, CE Maintained | 10.7316 | 51.8869 | 64.8901 | 139.1338 | 204.0239 | 198.1024 | 153.3367 | 150.3929 | 156.1445 | 159.1611 | 206.5111 | 161.4453 | 165.1382 | 214.886 | 166.5087 | 171.8175 | 224.0382 | 171.0225 | 177.1134 | 228.6634 | 235.4531
INC0100-ST-0990-001-S | Incandescent 300 | 990 | 1 | MERCURY VAPOUR 80W | STEEL POLE | 1 | 1-Unmetered, CE Funded, CE Maintained | 9.9616 | 87.4857 | 109.4102 | 138.3638 | 247.774 | 233.7802 | 200.1764 | 195.2128 | 202.0543 | 207.1407 | 243.0526 | 208.4777 | 214.4714 | 252.4552 | 214.6949 | 222.8127 | 262.8706 | 220.3976 | 229.5582 | 268.1754 | 276.1142
INC0110-ST-0010-001-S | Incandescent 500 | 10 | 1 | MERCURY VAPOUR 80W | SHARED OR NO POLE | 1 | 1-Unmetered, CE Funded, CE Maintained | 0 | 17.5015 | 21.8875 | 128.4022 | 150.2897 | 151.6872 | 96.9227 | 95.9298 | 100.0819 | 101.0995 | 158.6767 | 103.8173 | 105.2432 | 165.4964 | 107.3221 | 109.7581 | 172.8301 | 110.3223 | 113.2358 | 176.5015 | 181.7628
INC0110-ST-0010-002-S | Incandescent 500 | 10 | 2 | MERCURY VAPOUR 80W | SHARED OR NO POLE | 1 | 2-Unmetered, Funded by Others, CE Maintained | 0 | 0 | 0 | 128.4022 | 128.4022 | 133.7525 | 73.5006 | 73.5006 | 77.0976 | 77.0976 | 140.2982 | 80.2641 | 80.5573 | 146.594 | 83.1859 | 84.2353 | 153.287 | 85.5888 | 86.9856 | 156.6144 | 161.297
INC0110-ST-0110-001-S | Incandescent 500 | 110 | 1 | BULKHEADS ETC | SHARED OR NO POLE | 1 | 1-Unmetered, CE Funded, CE Maintained | 0 | 8.3083 | 10.3905 | 128.4022 | 138.7926 | 142.2665 | 84.6196 | 84.1482 | 88.0088 | 88.4918 | 149.0229 | 91.4453 | 92.2763 | 155.5674 | 94.6439 | 96.3515 | 162.5646 | 97.3303 | 99.4472 | 166.0552 | 171.0126
INC0110-ST-0810-001-S | Incandescent 500 | 810 | 1 | MERCURY VAPOUR 80W | WOOD POLE | 1 | 1-Unmetered, CE Funded, CE Maintained | 10.7316 | 51.8869 | 64.8901 | 139.1338 | 204.0239 | 198.1024 | 153.3367 | 150.3929 | 156.1445 | 159.1611 | 206.5111 | 161.4453 | 165.1382 | 214.886 | 166.5087 | 171.8175 | 224.0382 | 171.0225 | 177.1134 | 228.6634 | 235.4531
INC0130-ST-0010-001-S | Incandescent 800 | 10 | 1 | MERCURY VAPOUR 80W | SHARED OR NO POLE | 1 | 1-Unmetered, CE Funded, CE Maintained | 0 | 17.5015 | 21.8875 | 128.4022 | 150.2897 | 151.6872 | 96.9227 | 95.9298 | 100.0819 | 101.0995 | 158.6767 | 103.8173 | 105.2432 | 165.4964 | 107.3221 | 109.7581 | 172.8301 | 110.3223 | 113.2358 | 176.5015 | 181.7628
INC0140-ST-0680-002-S | Incandescent 1000 | 680 | 2 | METAL HALIDE/HPS 400W FLOOD (310/360) | SHARED OR NO POLE | 2 | 2-Unmetered, Funded by Others, CE Maintained | 0 | 0 | 0 | 128.4022 | 128.4022 | 133.7525 | 73.5006 | 73.5006 | 77.0976 | 77.0976 | 140.2982 | 80.2641 | 80.5573 | 146.594 | 83.1859 | 84.2353 | 153.287 | 85.5888 | 86.9856 | 156.6144 | 161.297
INC0140-ST-0900-002-S | Incandescent 1000 | 900 | 2 | METAL HALIDE/HPS 400W FLOOD (310/360) | WOOD POLE | 2 | 2-Unmetered, Funded by Others, CE Maintained | 10.7316 | 0 | 0 | 139.1338 | 139.1338 | 144.9313 | 83.8968 | 83.8968 | 88.0026 | 88.0026 | 152.0241 | 91.6169 | 91.9516 | 158.8461 | 94.952 | 96.1499 | 166.0985 | 97.6948 | 99.2892 | 169.7039 | 174.7779
INC0140-ST-1130-002-S | Incandescent 1000 | 1130 | 2 | METAL HALIDE/HPS 400W FLOOD (310/360) | STEEL POLE | 2 | 2-Unmetered, Funded by Others, CE Maintained | 9.9616 | 0 | 0 | 138.3638 | 138.3638 | 144.1292 | 83.0947 | 83.0947 | 87.1612 | 87.1612 | 151.1827 | 90.741 | 91.0726 | 157.967 | 94.0443 | 95.2306 | 165.1792 | 96.7608 | 98.34 | 168.7647 | 173.8106
INC0160-ST-0640-001-S | Incandescent 1500 | 640 | 1 | METAL HALIDE/HPS 400W FLOOD (310/360) | SHARED OR NO POLE | 1 | 1-Unmetered, CE Funded, CE Maintained | 0 | 34.9474 | 43.7054 | 128.4022 | 172.1076 | 169.5648 | 120.2704 | 118.2877 | 122.9932 | 125.025 | 176.9969 | 127.2956 | 129.8507 | 184.3386 | 131.3815 | 135.1997 | 192.3111 | 134.9772 | 139.4025 | 196.3253 | 202.1635
INC0160-ST-0640-002-S | Incandescent 1500 | 640 | 2 | METAL HALIDE/HPS 400W FLOOD (310/360) | SHARED OR NO POLE | 1 | 2-Unmetered, Funded by Others, CE Maintained | 0 | 0 | 0 | 128.4022 | 128.4022 | 133.7525 | 73.5006 | 73.5006 | 77.0976 | 77.0976 | 140.2982 | 80.2641 | 80.5573 | 146.594 | 83.1859 | 84.2353 | 153.287 | 85.5888 | 86.9856 | 156.6144 | 161.297
INC0160-ST-1170-002-S | Incandescent 1500 | 1170 | 2 | METAL HALIDE/HPS 400W FLOOD (310/360) | STEEL POLE | 1 | 2-Unmetered, Funded by Others, CE Maintained | 9.9616 | 0 | 0 | 138.3638 | 138.3638 | 144.1292 | 83.0947 | 83.0947 | 87.1612 | 87.1612 | 151.1827 | 90.741 | 91.0726 | 157.967 | 94.0443 | 95.2306 | 165.1792 | 96.7608 | 98.34 | 168.7647 | 173.8106
LPS0010-ST-0040-001-S | Low Pressure Sodium 18 | 40 | 1 | HIGH PRESSURE SODIUM 70W (100) | SHARED OR NO POLE | 1 | 1-Unmetered, CE Funded, CE Maintained | 0 | 18.7475 | 23.4458 | 88.2135 | 111.6593 | 111.1008 | 87.1745 | 86.1109 | 89.7439 | 90.8338 | 116.0732 | 93.0279 | 94.489 | 120.9596 | 96.1204 | 98.4921 | 126.2441 | 98.7899 | 101.5945 | 128.8985 | 132.7354
LPS0010-ST-0350-001-S | Low Pressure Sodium 18 | 350 | 1 | HIGH PRESSURE SODIUM 70W (100) | WOOD POLE | 1 | 1-Unmetered, CE Funded, CE Maintained | 10.7316 | 53.1329 | 66.4484 | 98.9451 | 165.3935 | 157.516 | 143.5885 | 140.5739 | 145.8064 | 148.8955 | 163.9076 | 150.656 | 154.384 | 170.3492 | 155.307 | 160.5515 | 177.4521 | 159.4901 | 165.472 | 181.0604 | 186.4257
LPS0010-ST-0350-002-S | Low Pressure Sodium 18 | 350 | 2 | HIGH PRESSURE SODIUM 70W (100) | WOOD POLE | 1 | 2-Unmetered, Funded by Others, CE Maintained | 10.7316 | 0 | 0 | 98.9451 | 98.9451 | 103.068 | 72.481 | 72.481 | 76.0281 | 76.0281 | 108.112 | 79.1507 | 79.4398 | 112.9635 | 82.032 | 83.0668 | 118.121 | 84.4015 | 85.779 | 120.6851 | 124.2934
LPS0020-ST-0040-001-S | Low Pressure Sodium 35 | 40 | 1 | HIGH PRESSURE SODIUM 70W (100) | SHARED OR NO POLE | 1 | 1-Unmetered, CE Funded, CE Maintained | 0 | 18.7475 | 23.4458 | 88.2135 | 111.6593 | 111.1008 | 87.1745 | 86.1109 | 89.7439 | 90.8338 | 116.0732 | 93.0279 | 94.489 | 120.9596 | 96.1204 | 98.4921 | 126.2441 | 98.7899 | 101.5945 | 128.8985 | 132.7354
LPS0020-ST-0040-002-S | Low Pressure Sodium 35 | 40 | 2 | HIGH PRESSURE SODIUM 70W (100) | SHARED OR NO POLE | 1 | 2-Unmetered, Funded by Others, CE Maintained | 0 | 0 | 0 | 88.2135 | 88.2135 | 91.8892 | 62.0848 | 62.0848 | 65.1231 | 65.1231 | 96.3862 | 67.7978 | 68.0455 | 100.7114 | 70.2658 | 71.1522 | 105.3096 | 72.2955 | 73.4754 | 107.5955 | 110.8125
LPS0030-ST-0040-001-S | Low Pressure Sodium 55 | 40 | 1 | HIGH PRESSURE SODIUM 70W (100) | SHARED OR NO POLE | 1 | 1-Unmetered, CE Funded, CE Maintained | 0 | 18.7475 | 23.4458 | 88.2135 | 111.6593 | 111.1008 | 87.1745 | 86.1109 | 89.7439 | 90.8338 | 116.0732 | 93.0279 | 94.489 | 120.9596 | 96.1204 | 98.4921 | 126.2441 | 98.7899 | 101.5945 | 128.8985 | 132.7354
LPS0030-ST-0040-002-S | Low Pressure Sodium 55 | 40 | 2 | HIGH PRESSURE SODIUM 70W (100) | SHARED OR NO POLE | 1 | 2-Unmetered, Funded by Others, CE Maintained | 0 | 0 | 0 | 88.2135 | 88.2135 | 91.8892 | 62.0848 | 62.0848 | 65.1231 | 65.1231 | 96.3862 | 67.7978 | 68.0455 | 100.7114 | 70.2658 | 71.1522 | 105.3096 | 72.2955 | 73.4754 | 107.5955 | 110.8125
LPS0030-ST-0360-001-S | Low Pressure Sodium 55 | 360 | 1 | HIGH PRESSURE SODIUM 70W (100) | STEEL POLE | 1 | 1-Unmetered, CE Funded, CE Maintained | 9.9616 | 88.7318 | 110.9686 | 98.1751 | 209.1436 | 193.1938 | 190.4282 | 185.3939 | 191.7162 | 196.8751 | 200.4491 | 197.6884 | 203.7172 | 207.9184 | 203.4933 | 211.5468 | 216.2845 | 208.8652 | 217.9168 | 220.5725 | 227.0868
LPS0040-ST-0050-001-S | Low Pressure Sodium 90/100 | 50 | 1 | HIGH PRESSURE SODIUM 150W | SHARED OR NO POLE | 1 | 1-Unmetered, CE Funded, CE Maintained | 0 | 32.467 | 40.6035 | 89.7353 | 130.3387 | 126.745 | 107.1426 | 105.3006 | 109.4474 | 111.335 | 132.143 | 113.2466 | 115.602 | 137.5145 | 116.8599 | 120.3416 | 143.3808 | 120.0503 | 124.0744 | 146.3442 | 150.6903
LPS0040-ST-0050-002-S | Low Pressure Sodium 90/100 | 50 | 2 | HIGH PRESSURE SODIUM 150W | SHARED OR NO POLE | 1 | 2-Unmetered, Funded by Others, CE Maintained | 0 | 0 | 0 | 89.7353 | 89.7353 | 93.4744 | 63.6921 | 63.6921 | 66.8092 | 66.8092 | 98.0489 | 69.5531 | 69.8072 | 102.4488 | 72.085 | 72.9944 | 107.1263 | 74.1672 | 75.3777 | 109.4517 | 112.7242
LPS0040-ST-0060-001-S | Low Pressure Sodium 90/100 | 60 | 1 | HIGH PRESSURE SODIUM 250W (210/220) | SHARED OR NO POLE | 1 | 1-Unmetered, CE Funded, CE Maintained | 0 | 32.5972 | 40.7663 | 89.7353 | 130.5015 | 126.8784 | 107.3168 | 105.4674 | 109.6183 | 111.5135 | 132.2797 | 113.4218 | 115.7856 | 137.6551 | 117.0395 | 120.5315 | 143.5261 | 120.2343 | 124.2696 | 146.4921 | 150.8425
LPS0040-ST-0220-001-S | Low Pressure Sodium 90/100 | 220 | 1 | HIGH PRESSURE SODIUM 150W | WOOD POLE | 1 | 1-Unmetered, CE Funded, CE Maintained | 10.7316 | 66.8524 | 83.6061 | 100.4669 | 184.0729 | 173.1602 | 163.5566 | 159.7636 | 165.5099 | 169.3967 | 179.9774 | 170.8747 | 175.497 | 186.9042 | 176.0466 | 182.401 | 194.5888 | 180.7505 | 187.9519 | 198.5061 | 204.3805
LPS0040-ST-0310-001-S | Low Pressure Sodium 90/100 | 310 | 1 | HIGH PRESSURE SODIUM 150W | STEEL POLE | 1 | 1-Unmetered, CE Funded, CE Maintained | 9.9616 | 93.5111 | 116.9456 | 99.6969 | 216.6425 | 199.6766 | 198.4317 | 193.1263 | 199.6789 | 205.1156 | 207.1307 | 205.8756 | 212.2201 | 214.8176 | 211.9036 | 220.3587 | 223.4381 | 217.4912 | 226.9875 | 227.8594 | 234.5873
LPS0050-ST-0060-001-S | Low Pressure Sodium 135 | 60 | 1 | HIGH PRESSURE SODIUM 250W (210/220) | SHARED OR NO POLE | 1 | 1-Unmetered, CE Funded, CE Maintained | 0 | 32.5972 | 40.7663 | 89.0817 | 129.848 | 126.1976 | 106.6265 | 104.7771 | 108.8943 | 110.7895 | 131.5656 | 112.668 | 115.0291 | 136.909 | 116.2582 | 119.7404 | 142.7459 | 119.4305 | 123.4527 | 145.695 | 150.0215
LPS0050-ST-0060-002-S | Low Pressure Sodium 135 | 60 | 2 | HIGH PRESSURE SODIUM 250W (210/220) | SHARED OR NO POLE | 1 | 2-Unmetered, Funded by Others, CE Maintained | 0 | 0 | 0 | 89.0817 | 89.0817 | 92.7936 | 63.0018 | 63.0018 | 66.0851 | 66.0851 | 97.3349 | 68.7993 | 69.0506 | 101.7027 | 71.3038 | 72.2032 | 106.3461 | 73.3634 | 74.5607 | 108.6545 | 111.9032
LPS0050-ST-0230-001-S | Low Pressure Sodium 135 | 230 | 1 | HIGH PRESSURE SODIUM 250W (210/220) | WOOD POLE | 1 | 1-Unmetered, CE Funded, CE Maintained | 10.7316 | 66.9826 | 83.7689 | 99.8133 | 183.5822 | 172.6128 | 163.0405 | 159.2402 | 164.9568 | 168.8511 | 179.4 | 170.296 | 174.9241 | 186.2987 | 175.4449 | 181.7998 | 193.9539 | 180.1307 | 187.3302 | 197.8569 | 203.7118
LPS0050-ST-0230-002-S | Low Pressure Sodium 135 | 230 | 2 | HIGH PRESSURE SODIUM 250W (210/220) | WOOD POLE | 1 | 2-Unmetered, Funded by Others, CE Maintained | 10.7316 | 0 | 0 | 99.8133 | 99.8133 | 103.9724 | 73.398 | 73.398 | 76.9901 | 76.9901 | 109.0607 | 80.1521 | 80.445 | 113.9548 | 83.0699 | 84.1178 | 119.1576 | 85.4694 | 86.8643 | 121.7441 | 125.3841
LPS0060-ST-0060-002-S | Low Pressure Sodium 150 | 60 | 2 | HIGH PRESSURE SODIUM 250W (210/220) | SHARED OR NO POLE | 1 | 2-Unmetered, Funded by Others, CE Maintained | 0 | 0 | 0 | 102.4891 | 102.4891 | 106.7596 | 70.4394 | 70.4394 | 73.8866 | 73.8866 | 111.9843 | 76.9212 | 77.2022 | 117.0096 | 79.7213 | 80.727 | 122.3518 | 82.0241 | 83.3628 | 125.0077 | 128.7453
LPS0060-ST-0230-002-S | Low Pressure Sodium 150 | 230 | 2 | HIGH PRESSURE SODIUM 250W (210/220) | WOOD POLE | 1 | 2-Unmetered, Funded by Others, CE Maintained | 10.7316 | 0 | 0 | 113.2207 | 113.2207 | 117.9384 | 80.8356 | 80.8356 | 84.7916 | 84.7916 | 123.7102 | 88.2741 | 88.5965 | 129.2616 | 91.4875 | 92.6416 | 135.1633 | 94.1301 | 95.6664 | 138.0973 | 142.2262
LPS0060-ST-0320-002-S | Low Pressure Sodium 150 | 320 | 2 | HIGH PRESSURE SODIUM 250W (210/220) | STEEL POLE | 1 | 2-Unmetered, Funded by Others, CE Maintained | 9.9616 | 0 | 0 | 112.4507 | 112.4507 | 117.1363 | 80.0335 | 80.0335 | 83.9502 | 83.9502 | 122.8689 | 87.3982 | 87.7175 | 128.3825 | 90.5797 | 91.7223 | 134.2441 | 93.1961 | 94.7171 | 137.1581 | 141.259
LPS0080-ST-0070-001-S | Low Pressure Sodium 180 | 70 | 1 | HIGH PRESSURE SODIUM 400W (310/360) | SHARED OR NO POLE | 1 | 1-Unmetered, CE Funded, CE Maintained | 0 | 36.2952 | 45.391 | 102.4891 | 147.8801 | 143.9531 | 119.013 | 116.9538 | 121.5523 | 123.6625 | 150.0984 | 125.7666 | 128.3967 | 156.2099 | 129.7757 | 133.657 | 162.881 | 133.3173 | 137.8013 | 166.2502 | 171.188
LPS0080-ST-0230-001-S | Low Pressure Sodium 180 | 230 | 1 | HIGH PRESSURE SODIUM 250W (210/220) | WOOD POLE | 1 | 1-Unmetered, CE Funded, CE Maintained | 10.7316 | 66.9826 | 83.7689 | 113.2207 | 196.9895 | 186.5788 | 170.478 | 166.6777 | 172.7583 | 176.6526 | 194.0494 | 178.418 | 183.0757 | 201.6056 | 183.8624 | 190.3235 | 209.9597 | 188.7914 | 196.1323 | 214.21 | 220.5539
LPS0080-ST-0240-001-S | Low Pressure Sodium 180 | 240 | 1 | HIGH PRESSURE SODIUM 400W (310/360) | WOOD POLE | 1 | 1-Unmetered, CE Funded, CE Maintained | 10.7316 | 70.6806 | 88.3936 | 113.2207 | 201.6143 | 190.3683 | 175.427 | 171.4169 | 177.6148 | 181.7241 | 197.9328 | 183.3947 | 188.2917 | 205.5995 | 188.9623 | 195.7164 | 214.0891 | 194.0175 | 201.6788 | 218.4121 | 224.8782
LPS0090-ST-0070-002-S | Low Pressure Sodium 310 | 70 | 2 | HIGH PRESSURE SODIUM 400W (310/360) | SHARED OR NO POLE | 1 | 2-Unmetered, Funded by Others, CE Maintained | 0 | 0 | 0 | 102.4891 | 102.4891 | 106.7596 | 70.4394 | 70.4394 | 73.8866 | 73.8866 | 111.9843 | 76.9212 | 77.2022 | 117.0096 | 79.7213 | 80.727 | 122.3518 | 82.0241 | 83.3628 | 125.0077 | 128.7453
MHR0010-ST-0040-002-S | Metal Hallide (Reactor Control Gear) 70 | 40 | 2 | HIGH PRESSURE SODIUM 70W (100) | SHARED OR NO POLE | 1 | 2-Unmetered, Funded by Others, CE Maintained | 0 | 0 | 0 | 101.3494 | 101.3494 | 105.5725 | 72.2356 | 72.2356 | 75.7707 | 75.7707 | 110.7391 | 78.8827 | 79.1709 | 115.7085 | 81.7542 | 82.7855 | 120.9914 | 84.1157 | 85.4885 | 123.6177 | 127.3137
MHR0010-ST-0360-002-S | Metal Hallide (Reactor Control Gear) 70 | 360 | 2 | HIGH PRESSURE SODIUM 70W (100) | STEEL POLE | 1 | 2-Unmetered, Funded by Others, CE Maintained | 9.9616 | 0 | 0 | 111.3111 | 111.3111 | 115.9492 | 81.8297 | 81.8297 | 85.8343 | 85.8343 | 121.6237 | 89.3596 | 89.6861 | 127.0815 | 92.6126 | 93.7809 | 132.8836 | 95.2877 | 96.8429 | 135.768 | 139.8274
MHR0030-ST-0050-002-S | Metal Hallide (Reactor Control Gear) 150 | 50 | 2 | HIGH PRESSURE SODIUM 150W | SHARED OR NO POLE | 1 | 2-Unmetered, Funded by Others, CE Maintained | 0 | 0 | 0 | 115.2954 | 115.2954 | 120.0996 | 79.4351 | 79.4351 | 83.3226 | 83.3226 | 125.9771 | 86.7447 | 87.0616 | 131.6303 | 89.9025 | 91.0366 | 137.6401 | 92.4994 | 94.009 | 140.6278 | 144.8324
MHR0030-ST-0310-002-S | Metal Hallide (Reactor Control Gear) 150 | 310 | 2 | HIGH PRESSURE SODIUM 150W | STEEL POLE | 1 | 2-Unmetered, Funded by Others, CE Maintained | 9.9616 | 0 | 0 | 125.257 | 125.257 | 130.4763 | 89.0292 | 89.0292 | 93.3862 | 93.3862 | 136.8616 | 97.2217 | 97.5769 | 143.0033 | 100.7608 | 102.0319 | 149.5323 | 103.6714 | 105.3633 | 152.7782 | 157.3461
MHR0060-ST-0060-002-S | Metal Hallide (Reactor Control Gear) 250 | 60 | 2 | HIGH PRESSURE SODIUM 250W (210/220) | SHARED OR NO POLE | 1 | 2-Unmetered, Funded by Others, CE Maintained | 0 | 0 | 0 | 115.2954 | 115.2954 | 120.0996 | 79.4351 | 79.4351 | 83.3226 | 83.3226 | 125.9771 | 86.7447 | 87.0616 | 131.6303 | 89.9025 | 91.0366 | 137.6401 | 92.4994 | 94.009 | 140.6278 | 144.8324
MHR0060-ST-0320-001-S | Metal Hallide (Reactor Control Gear) 250 | 320 | 1 | HIGH PRESSURE SODIUM 250W (210/220) | STEEL POLE | 1 | 1-Unmetered, CE Funded, CE Maintained | 9.9616 | 93.6413 | 117.1084 | 125.257 | 242.3654 | 226.4352 | 214.3489 | 209.0361 | 216.3632 | 221.8075 | 235.1955 | 223.2424 | 229.6582 | 244.1397 | 229.9005 | 238.5908 | 254.0972 | 236.0073 | 245.8141 | 259.1834 | 266.8478
MHR0060-ST-0320-002-S | Metal Hallide (Reactor Control Gear) 250 | 320 | 2 | HIGH PRESSURE SODIUM 250W (210/220) | STEEL POLE | 1 | 2-Unmetered, Funded by Others, CE Maintained | 9.9616 | 0 | 0 | 125.257 | 125.257 | 130.4763 | 89.0292 | 89.0292 | 93.3862 | 93.3862 | 136.8616 | 97.2217 | 97.5769 | 143.0033 | 100.7608 | 102.0319 | 149.5323 | 103.6714 | 105.3633 | 152.7782 | 157.3461
MHR0060-ST-0390-002-S | Metal Hallide (Reactor Control Gear) 250 | 390 | 2 | HIGH PRESSURE SODIUM 250W (210/220) | STEEL POLE | 2 | 2-Unmetered, Funded by Others, CE Maintained | 9.9616 | 0 | 0 | 125.257 | 125.257 | 130.4763 | 89.0292 | 89.0292 | 93.3862 | 93.3862 | 136.8616 | 97.2217 | 97.5769 | 143.0033 | 100.7608 | 102.0319 | 149.5323 | 103.6714 | 105.3633 | 152.7782 | 157.3461
MHR0060-ST-0430-002-S | Metal Hallide (Reactor Control Gear) 250 | 430 | 2 | HIGH PRESSURE SODIUM 250W (210/220) | STEEL POLE | 3 | 2-Unmetered, Funded by Others, CE Maintained | 9.9616 | 0 | 0 | 125.257 | 125.257 | 130.4763 | 89.0292 | 89.0292 | 93.3862 | 93.3862 | 136.8616 | 97.2217 | 97.5769 | 143.0033 | 100.7608 | 102.0319 | 149.5323 | 103.6714 | 105.3633 | 152.7782 | 157.3461
MHR0060-ST-0610-001-S | Metal Hallide (Reactor Control Gear) 250 | 610 | 1 | METAL HALIDE/HPS 250W FLOOD (210/220) | SHARED OR NO POLE | 1 | 1-Unmetered, CE Funded, CE Maintained | 0 | 37.7472 | 47.2069 | 115.2954 | 162.5023 | 158.781 | 129.952 | 127.8104 | 132.8951 | 135.0897 | 165.6159 | 137.5442 | 140.3042 | 172.3988 | 141.9592 | 146.084 | 179.7906 | 145.8445 | 150.6253 | 183.5202 | 188.973
MHR0060-ST-0610-002-S | Metal Hallide (Reactor Control Gear) 250 | 610 | 2 | METAL HALIDE/HPS 250W FLOOD (210/220) | SHARED OR NO POLE | 1 | 2-Unmetered, Funded by Others, CE Maintained | 0 | 0 | 0 | 115.2954 | 115.2954 | 120.0996 | 79.4351 | 79.4351 | 83.3226 | 83.3226 | 125.9771 | 86.7447 | 87.0616 | 131.6303 | 89.9025 | 91.0366 | 137.6401 | 92.4994 | 94.009 | 140.6278 | 144.8324
MHR0060-ST-0960-002-S | Metal Hallide (Reactor Control Gear) 250 | 960 | 2 | HIGH PRESSURE SODIUM 250W (210/220) | SHARED OR NO POLE | 2 | 2-Unmetered, Funded by Others, CE Maintained | 0 | 0 | 0 | 115.2954 | 115.2954 | 120.0996 | 79.4351 | 79.4351 | 83.3226 | 83.3226 | 125.9771 | 86.7447 | 87.0616 | 131.6303 | 89.9025 | 91.0366 | 137.6401 | 92.4994 | 94.009 | 140.6278 | 144.8324
MHR0060-ST-1120-002-S | Metal Hallide (Reactor Control Gear) 250 | 1120 | 2 | METAL HALIDE/HPS 250W FLOOD (210/220) | STEEL POLE | 1 | 2-Unmetered, Funded by Others, CE Maintained | 9.9616 | 0 | 0 | 125.257 | 125.257 | 130.4763 | 89.0292 | 89.0292 | 93.3862 | 93.3862 | 136.8616 | 97.2217 | 97.5769 | 143.0033 | 100.7608 | 102.0319 | 149.5323 | 103.6714 | 105.3633 | 152.7782 | 157.3461
MHR0060-ST-1270-002-S | Metal Hallide (Reactor Control Gear) 250 | 1270 | 2 | METAL HALIDE 250W BOSTON 3 | STEEL POLE | 1 | 2-Unmetered, Funded by Others, CE Maintained | 9.9616 | 0 | 0 | 125.257 | 125.257 | 130.4763 | 89.0292 | 89.0292 | 93.3862 | 93.3862 | 136.8616 | 97.2217 | 97.5769 | 143.0033 | 100.7608 | 102.0319 | 149.5323 | 103.6714 | 105.3633 | 152.7782 | 157.3461
MHR0060-ST-1280-002-S | Metal Hallide (Reactor Control Gear) 250 | 1280 | 2 | METAL HALIDE 250W BOSTON 3 | STEEL POLE | 2 | 2-Unmetered, Funded by Others, CE Maintained | 9.9616 | 0 | 0 | 125.257 | 125.257 | 130.4763 | 89.0292 | 89.0292 | 93.3862 | 93.3862 | 136.8616 | 97.2217 | 97.5769 | 143.0033 | 100.7608 | 102.0319 | 149.5323 | 103.6714 | 105.3633 | 152.7782 | 157.3461
MHR0060-ST-1290-002-S | Metal Hallide (Reactor Control Gear) 250 | 1290 | 2 | METAL HALIDE 250W BOSTON 3 | STEEL POLE | 4 | 2-Unmetered, Funded by Others, CE Maintained | 9.9616 | 0 | 0 | 125.257 | 125.257 | 130.4763 | 89.0292 | 89.0292 | 93.3862 | 93.3862 | 136.8616 | 97.2217 | 97.5769 | 143.0033 | 100.7608 | 102.0319 | 149.5323 | 103.6714 | 105.3633 | 152.7782 | 157.3461
MHR0070-ST-0070-001-S | Metal Hallide (Reactor Control Gear) 400 | 70 | 1 | HIGH PRESSURE SODIUM 400W (310/360) | SHARED OR NO POLE | 1 | 1-Unmetered, CE Funded, CE Maintained | 0 | 36.2952 | 45.391 | 118.2707 | 163.6617 | 160.3924 | 131.1515 | 129.0922 | 134.2847 | 136.3949 | 167.3422 | 139.022 | 141.7005 | 174.2275 | 143.5136 | 147.5682 | 181.7212 | 147.4521 | 152.1667 | 185.4994 | 191.0127
MHR0070-ST-0070-002-S | Metal Hallide (Reactor Control Gear) 400 | 70 | 2 | HIGH PRESSURE SODIUM 400W (310/360) | SHARED OR NO POLE | 1 | 2-Unmetered, Funded by Others, CE Maintained | 0 | 0 | 0 | 118.2707 | 118.2707 | 123.1989 | 82.5778 | 82.5778 | 86.6191 | 86.6191 | 129.2281 | 90.1766 | 90.506 | 135.0272 | 93.4593 | 94.6383 | 141.1921 | 96.1589 | 97.7283 | 144.2569 | 148.57
MHR0070-ST-0620-001-S | Metal Hallide (Reactor Control Gear) 400 | 620 | 1 | METAL HALIDE/HPS 400W FLOOD (310/360) | SHARED OR NO POLE | 1 | 1-Unmetered, CE Funded, CE Maintained | 0 | 34.9474 | 43.7054 | 118.2707 | 161.9761 | 159.0112 | 129.3477 | 127.3649 | 132.5147 | 134.5465 | 165.9268 | 137.2081 | 139.7994 | 172.7718 | 141.6548 | 145.6027 | 180.2162 | 145.5473 | 150.1452 | 183.9678 | 189.4366
MHR0070-ST-0640-001-S | Metal Hallide (Reactor Control Gear) 400 | 640 | 1 | METAL HALIDE/HPS 400W FLOOD (310/360) | SHARED OR NO POLE | 1 | 1-Unmetered, CE Funded, CE Maintained | 0 | 34.9474 | 43.7054 | 118.2707 | 161.9761 | 159.0112 | 129.3477 | 127.3649 | 132.5147 | 134.5465 | 165.9268 | 137.2081 | 139.7994 | 172.7718 | 141.6548 | 145.6027 | 180.2162 | 145.5473 | 150.1452 | 183.9678 | 189.4366
MHR0070-ST-0640-002-S | Metal Hallide (Reactor Control Gear) 400 | 640 | 2 | METAL HALIDE/HPS 400W FLOOD (310/360) | SHARED OR NO POLE | 1 | 2-Unmetered, Funded by Others, CE Maintained | 0 | 0 | 0 | 118.2707 | 118.2707 | 123.1989 | 82.5778 | 82.5778 | 86.6191 | 86.6191 | 129.2281 | 90.1766 | 90.506 | 135.0272 | 93.4593 | 94.6383 | 141.1921 | 96.1589 | 97.7283 | 144.2569 | 148.57
MHR0070-ST-0680-002-S | Metal Hallide (Reactor Control Gear) 400 | 680 | 2 | METAL HALIDE/HPS 400W FLOOD (310/360) | SHARED OR NO POLE | 2 | 2-Unmetered, Funded by Others, CE Maintained | 0 | 0 | 0 | 118.2707 | 118.2707 | 123.1989 | 82.5778 | 82.5778 | 86.6191 | 86.6191 | 129.2281 | 90.1766 | 90.506 | 135.0272 | 93.4593 | 94.6383 | 141.1921 | 96.1589 | 97.7283 | 144.2569 | 148.57
MHR0070-ST-1100-001-S | Metal Hallide (Reactor Control Gear) 400 | 1100 | 1 | METAL HALIDE/HPS 400W FLOOD (310/360) | WOOD POLE | 1 | 1-Unmetered, CE Funded, CE Maintained | 10.7316 | 74.5778 | 93.2675 | 129.0023 | 222.2699 | 210.8013 | 192.7811 | 188.5499 | 195.4654 | 199.8014 | 219.2691 | 201.8949 | 207.0926 | 227.8263 | 208.0749 | 215.3111 | 237.2811 | 213.6599 | 221.8897 | 242.0897 | 249.2603
MHR0070-ST-1100-002-S | Metal Hallide (Reactor Control Gear) 400 | 1100 | 2 | METAL HALIDE/HPS 400W FLOOD (310/360) | WOOD POLE | 1 | 2-Unmetered, Funded by Others, CE Maintained | 10.7316 | 0 | 0 | 129.0023 | 129.0023 | 134.3777 | 92.974 | 92.974 | 97.524 | 97.524 | 140.954 | 101.5295 | 101.9004 | 147.2792 | 105.2254 | 106.5528 | 154.0035 | 108.2649 | 110.0318 | 157.3464 | 162.0509
MHR0100-ST-0120-001-S | Metal Hallide (Reactor Control Gear) 1000 | 120 | 1 | METAL HALIDE 1000W FLOODLIGHT | SHARED OR NO POLE | 1 | 1-Unmetered, CE Funded, CE Maintained | 0 | 61.2174 | 76.5589 | 188.198 | 264.7569 | 258.7725 | 238.3651 | 234.8919 | 244.4895 | 248.0487 | 269.9191 | 253.2188 | 257.805 | 280.979 | 261.4767 | 268.5604 | 293.0302 | 268.6804 | 276.9585 | 299.1102 | 307.9978
MHR0100-ST-0120-002-S | Metal Hallide (Reactor Control Gear) 1000 | 120 | 2 | METAL HALIDE 1000W FLOODLIGHT | SHARED OR NO POLE | 1 | 2-Unmetered, Funded by Others, CE Maintained | 0 | 0 | 0 | 188.198 | 188.198 | 196.04 | 156.4381 | 156.4381 | 164.094 | 164.094 | 205.6339 | 170.8336 | 171.4577 | 214.8617 | 177.0524 | 179.2859 | 224.6716 | 182.1666 | 185.1397 | 229.5484 | 236.4117
MVA0010-ST-0010-001-S | Mercury Vapour 50 | 10 | 1 | MERCURY VAPOUR 80W | SHARED OR NO POLE | 1 | 1-Unmetered, CE Funded, CE Maintained | 0 | 17.5015 | 21.8875 | 67.0289 | 88.9164 | 87.7565 | 66.8548 | 65.8618 | 68.5425 | 69.56 | 91.6174 | 70.9825 | 72.2885 | 95.4278 | 73.292 | 75.2987 | 99.5624 | 75.3093 | 77.6513 | 101.6434 | 104.6665
MVA0010-ST-0010-002-S | Mercury Vapour 50 | 10 | 2 | MERCURY VAPOUR 80W | SHARED OR NO POLE | 1 | 2-Unmetered, Funded by Others, CE Maintained | 0 | 0 | 0 | 67.0289 | 67.0289 | 69.8219 | 43.4326 | 43.4326 | 45.5582 | 45.5582 | 73.2389 | 47.4293 | 47.6026 | 76.5254 | 49.1559 | 49.7759 | 80.0193 | 50.5757 | 51.4012 | 81.7563 | 84.2007
MVA0010-ST-0810-002-S | Mercury Vapour 50 | 810 | 2 | MERCURY VAPOUR 80W | WOOD POLE | 1 | 2-Unmetered, Funded by Others, CE Maintained | 10.7316 | 0 | 0 | 77.7605 | 77.7605 | 81.0006 | 53.8288 | 53.8288 | 56.4631 | 56.4631 | 84.9647 | 58.7822 | 58.9969 | 88.7775 | 60.922 | 61.6905 | 92.8308 | 62.6818 | 63.7047 | 94.8458 | 97.6816
MVA0010-ST-0990-001-S | Mercury Vapour 50 | 990 | 1 | MERCURY VAPOUR 80W | STEEL POLE | 1 | 1-Unmetered, CE Funded, CE Maintained | 9.9616 | 87.4857 | 109.4102 | 76.9905 | 186.4007 | 169.8496 | 170.1084 | 165.1449 | 170.5149 | 175.6013 | 175.9933 | 175.6429 | 181.5167 | 182.3866 | 180.6649 | 188.3534 | 189.6029 | 185.3845 | 193.9737 | 193.3173 | 199.0179
MVA0010-ST-0990-002-S | Mercury Vapour 50 | 990 | 2 | MERCURY VAPOUR 80W | STEEL POLE | 1 | 2-Unmetered, Funded by Others, CE Maintained | 9.9616 | 0 | 0 | 76.9905 | 76.9905 | 80.1986 | 53.0267 | 53.0267 | 55.6218 | 55.6218 | 84.1234 | 57.9063 | 58.1178 | 87.8984 | 60.0142 | 60.7713 | 91.9115 | 61.7478 | 62.7555 | 93.9066 | 96.7144
MVA0020-ST-0010-001-S | Mercury Vapour 80 | 10 | 1 | MERCURY VAPOUR 80W | SHARED OR NO POLE | 1 | 1-Unmetered, CE Funded, CE Maintained | 0 | 17.5015 | 21.8875 | 67.3834 | 89.2709 | 88.1258 | 67.2293 | 66.2363 | 68.9353 | 69.9528 | 92.0048 | 71.3914 | 72.6989 | 95.8325 | 73.7158 | 75.7279 | 99.9857 | 75.7453 | 78.0945 | 102.0758 | 105.1119
MVA0020-ST-0010-002-S | Mercury Vapour 80 | 10 | 2 | MERCURY VAPOUR 80W | SHARED OR NO POLE | 1 | 2-Unmetered, Funded by Others, CE Maintained | 0 | 0 | 0 | 67.3834 | 67.3834 | 70.1912 | 43.8071 | 43.8071 | 45.951 | 45.951 | 73.6262 | 47.8382 | 48.013 | 76.9302 | 49.5797 | 50.2051 | 80.4426 | 51.0118 | 51.8443 | 82.1887 | 84.6461
MVA0020-ST-0110-002-S | Mercury Vapour 80 | 110 | 2 | BULKHEADS ETC | SHARED OR NO POLE | 1 | 2-Unmetered, Funded by Others, CE Maintained | 0 | 0 | 0 | 67.3834 | 67.3834 | 70.1912 | 43.8071 | 43.8071 | 45.951 | 45.951 | 73.6262 | 47.8382 | 48.013 | 76.9302 | 49.5797 | 50.2051 | 80.4426 | 51.0118 | 51.8443 | 82.1887 | 84.6461
MVA0020-ST-0740-001-S | Mercury Vapour 80 | 740 | 1 | MERCURY VAPOUR 80W | SHARED OR NO POLE | 2 | 1-Unmetered, CE Funded, CE Maintained | 0 | 24.2615 | 30.3415 | 67.3834 | 97.7249 | 95.0531 | 76.2761 | 74.8996 | 77.813 | 79.2235 | 99.1035 | 80.4888 | 82.2338 | 103.1335 | 83.0384 | 85.586 | 107.5342 | 85.2986 | 88.2336 | 109.7572 | 113.0168
MVA0020-ST-0740-002-S | Mercury Vapour 80 | 740 | 2 | MERCURY VAPOUR 80W | SHARED OR NO POLE | 2 | 2-Unmetered, Funded by Others, CE Maintained | 0 | 0 | 0 | 67.3834 | 67.3834 | 70.1912 | 43.8071 | 43.8071 | 45.951 | 45.951 | 73.6262 | 47.8382 | 48.013 | 76.9302 | 49.5797 | 50.2051 | 80.4426 | 51.0118 | 51.8443 | 82.1887 | 84.6461
MVA0020-ST-0810-001-S | Mercury Vapour 80 | 810 | 1 | MERCURY VAPOUR 80W | WOOD POLE | 1 | 1-Unmetered, CE Funded, CE Maintained | 10.7316 | 51.8869 | 64.8901 | 78.115 | 143.0051 | 134.541 | 123.6432 | 120.6994 | 124.9978 | 128.0145 | 139.8392 | 129.0195 | 132.5939 | 145.2222 | 132.9024 | 137.7873 | 151.1937 | 136.4455 | 141.9721 | 154.2377 | 158.8021
MVA0020-ST-0810-002-S | Mercury Vapour 80 | 810 | 2 | MERCURY VAPOUR 80W | WOOD POLE | 1 | 2-Unmetered, Funded by Others, CE Maintained | 10.7316 | 0 | 0 | 78.115 | 78.115 | 81.3699 | 54.2033 | 54.2033 | 56.8559 | 56.8559 | 85.3521 | 59.1911 | 59.4073 | 89.1822 | 61.3458 | 62.1197 | 93.254 | 63.1178 | 64.1479 | 95.2782 | 98.127
MVA0020-ST-0990-001-S | Mercury Vapour 80 | 990 | 1 | MERCURY VAPOUR 80W | STEEL POLE | 1 | 1-Unmetered, CE Funded, CE Maintained | 9.9616 | 87.4857 | 109.4102 | 77.345 | 186.7553 | 170.2189 | 170.4829 | 165.5194 | 170.9077 | 175.9941 | 176.3806 | 176.0519 | 181.9271 | 182.7913 | 181.0887 | 188.7825 | 190.0261 | 185.8206 | 194.4169 | 193.7497 | 199.4632
MVA0020-ST-0990-002-S | Mercury Vapour 80 | 990 | 2 | MERCURY VAPOUR 80W | STEEL POLE | 1 | 2-Unmetered, Funded by Others, CE Maintained | 9.9616 | 0 | 0 | 77.345 | 77.345 | 80.5679 | 53.4012 | 53.4012 | 56.0146 | 56.0146 | 84.5108 | 58.3152 | 58.5282 | 88.3031 | 60.438 | 61.2004 | 92.3348 | 62.1838 | 63.1987 | 94.3391 | 97.1597
MVA0020-ST-1000-002-S | Mercury Vapour 80 | 1000 | 2 | MERCURY VAPOUR 80W | STEEL POLE | 2 | 2-Unmetered, Funded by Others, CE Maintained | 9.9616 | 0 | 0 | 77.345 | 77.345 | 80.5679 | 53.4012 | 53.4012 | 56.0146 | 56.0146 | 84.5108 | 58.3152 | 58.5282 | 88.3031 | 60.438 | 61.2004 | 92.3348 | 62.1838 | 63.1987 | 94.3391 | 97.1597
MVA0020-ST-1260-002-S | Mercury Vapour 80 | 1260 | 2 | MERCURY VAPOUR 80W | WOOD POLE | 2 | 2-Unmetered, Funded by Others, CE Maintained | 10.7316 | 0 | 0 | 78.115 | 78.115 | 81.3699 | 54.2033 | 54.2033 | 56.8559 | 56.8559 | 85.3521 | 59.1911 | 59.4073 | 89.1822 | 61.3458 | 62.1197 | 93.254 | 63.1178 | 64.1479 | 95.2782 | 98.127
MVA0080-ST-0010-001-S | Mercury Vapour 125 | 10 | 1 | MERCURY VAPOUR 80W | SHARED OR NO POLE | 1 | 1-Unmetered, CE Funded, CE Maintained | 0 | 17.5015 | 21.8875 | 67.1993 | 89.0868 | 87.9341 | 67.0348 | 66.0419 | 68.7313 | 69.7489 | 91.8036 | 71.1791 | 72.4858 | 95.6223 | 73.4957 | 75.505 | 99.7659 | 75.5189 | 77.8644 | 101.8513 | 104.8806
MVA0080-ST-0010-002-S | Mercury Vapour 125 | 10 | 2 | MERCURY VAPOUR 80W | SHARED OR NO POLE | 1 | 2-Unmetered, Funded by Others, CE Maintained | 0 | 0 | 0 | 67.1993 | 67.1993 | 69.9994 | 43.6127 | 43.6127 | 45.747 | 45.747 | 73.4251 | 47.6259 | 47.7999 | 76.72 | 49.3596 | 49.9823 | 80.2228 | 50.7854 | 51.6142 | 81.9642 | 84.4148
MVA0080-ST-0810-002-S | Mercury Vapour 125 | 810 | 2 | MERCURY VAPOUR 80W | WOOD POLE | 1 | 2-Unmetered, Funded by Others, CE Maintained | 10.7316 | 0 | 0 | 77.9309 | 77.9309 | 81.1782 | 54.0089 | 54.0089 | 56.652 | 56.652 | 85.151 | 58.9787 | 59.1942 | 88.9721 | 61.1257 | 61.8968 | 93.0342 | 62.8914 | 63.9178 | 95.0537 | 97.8957
MVA0080-ST-0990-001-S | Mercury Vapour 125 | 990 | 1 | MERCURY VAPOUR 80W | STEEL POLE | 1 | 1-Unmetered, CE Funded, CE Maintained | 9.9616 | 87.4857 | 109.4102 | 77.1609 | 186.5712 | 170.0271 | 170.2885 | 165.3249 | 170.7037 | 175.7901 | 176.1795 | 175.8395 | 181.714 | 182.5811 | 180.8686 | 188.5597 | 189.8063 | 185.5942 | 194.1868 | 193.5252 | 199.232
MVA0080-ST-0990-002-S | Mercury Vapour 125 | 990 | 2 | MERCURY VAPOUR 80W | STEEL POLE | 1 | 2-Unmetered, Funded by Others, CE Maintained | 9.9616 | 0 | 0 | 77.1609 | 77.1609 | 80.3761 | 53.2068 | 53.2068 | 55.8106 | 55.8106 | 84.3096 | 58.1029 | 58.3151 | 88.093 | 60.218 | 60.9776 | 92.115 | 61.9574 | 62.9686 | 94.1145 | 96.9285
MVA0120-ST-0010-002-S | Mercury Vapour 160 | 10 | 2 | MERCURY VAPOUR 80W | SHARED OR NO POLE | 1 | 2-Unmetered, Funded by Others, CE Maintained | 0 | 0 | 0 | 76.3943 | 76.3943 | 79.5776 | 47.4078 | 47.4078 | 49.7279 | 49.7279 | 83.472 | 51.7703 | 51.9594 | 87.2178 | 53.6549 | 54.3317 | 91.1999 | 55.2047 | 56.1057 | 93.1795 | 95.9655
MVA0120-ST-0740-002-S | Mercury Vapour 160 | 740 | 2 | MERCURY VAPOUR 80W | SHARED OR NO POLE | 2 | 2-Unmetered, Funded by Others, CE Maintained | 0 | 0 | 0 | 76.3943 | 76.3943 | 79.5776 | 47.4078 | 47.4078 | 49.7279 | 49.7279 | 83.472 | 51.7703 | 51.9594 | 87.2178 | 53.6549 | 54.3317 | 91.1999 | 55.2047 | 56.1057 | 93.1795 | 95.9655
MVA0120-ST-1000-002-S | Mercury Vapour 160 | 1000 | 2 | MERCURY VAPOUR 80W | STEEL POLE | 2 | 2-Unmetered, Funded by Others, CE Maintained | 9.9616 | 0 | 0 | 86.356 | 86.356 | 89.9543 | 57.0019 | 57.0019 | 59.7915 | 59.7915 | 94.3565 | 62.2473 | 62.4747 | 98.5908 | 64.5132 | 65.327 | 103.0921 | 66.3767 | 67.46 | 105.3299 | 108.4791
MVA0170-ST-0020-001-S | Mercury Vapour 175 | 20 | 1 | MERCURY VAPOUR 250W | SHARED OR NO POLE | 1 | 1-Unmetered, CE Funded, CE Maintained | 0 | 32.9649 | 41.2261 | 76.3943 | 117.6205 | 113.3584 | 91.5246 | 89.6543 | 93.02 | 94.9366 | 118.0889 | 96.1338 | 98.4565 | 122.8212 | 99.1164 | 102.4051 | 128.0103 | 101.7914 | 105.5491 | 130.6378 | 134.5138
MVA0190-ST-0020-001-S | Mercury Vapour 250 | 20 | 1 | MERCURY VAPOUR 250W | SHARED OR NO POLE | 1 | 1-Unmetered, CE Funded, CE Maintained | 0 | 32.9649 | 41.2261 | 79.8877 | 121.1138 | 116.9973 | 95.2144 | 93.3441 | 96.8904 | 98.807 | 121.9059 | 100.1632 | 102.5006 | 126.8095 | 103.2925 | 106.6338 | 132.1806 | 106.0881 | 109.9159 | 134.8987 | 138.9021
MVA0190-ST-0020-002-S | Mercury Vapour 250 | 20 | 2 | MERCURY VAPOUR 250W | SHARED OR NO POLE | 1 | 2-Unmetered, Funded by Others, CE Maintained | 0 | 0 | 0 | 79.8877 | 79.8877 | 83.2165 | 51.0976 | 51.0976 | 53.5983 | 53.5983 | 87.289 | 55.7996 | 56.0035 | 91.2061 | 57.8309 | 58.5604 | 95.3702 | 59.5014 | 60.4725 | 97.4404 | 100.3538
MVA0190-ST-0200-001-S | Mercury Vapour 250 | 200 | 1 | MERCURY VAPOUR 250W | WOOD POLE | 1 | 1-Unmetered, CE Funded, CE Maintained | 10.7316 | 67.3503 | 84.2287 | 90.6193 | 174.848 | 163.4125 | 151.6284 | 147.8072 | 152.9529 | 156.8686 | 169.7403 | 157.7913 | 162.3956 | 176.1992 | 162.4791 | 168.6932 | 183.3887 | 166.7883 | 173.7935 | 187.0606 | 192.5923
MVA0190-ST-0200-002-S | Mercury Vapour 250 | 200 | 2 | MERCURY VAPOUR 250W | WOOD POLE | 1 | 2-Unmetered, Funded by Others, CE Maintained | 10.7316 | 0 | 0 | 90.6193 | 90.6193 | 94.3953 | 61.4938 | 61.4938 | 64.5033 | 64.5033 | 99.0149 | 67.1525 | 67.3978 | 103.4581 | 69.597 | 70.475 | 108.1817 | 71.6074 | 72.7761 | 110.5299 | 113.8347
MVA0190-ST-0290-001-S | Mercury Vapour 250 | 290 | 1 | MERCURY VAPOUR 250W | STEEL POLE | 1 | 1-Unmetered, CE Funded, CE Maintained | 9.9616 | 94.009 | 117.5683 | 89.8493 | 207.4176 | 189.9289 | 186.5035 | 181.1698 | 187.1219 | 192.5875 | 196.8936 | 192.7922 | 199.1187 | 204.1126 | 198.3361 | 206.6509 | 212.238 | 203.529 | 212.8291 | 216.4139 | 222.7991
MVA0190-ST-0290-002-S | Mercury Vapour 250 | 290 | 2 | MERCURY VAPOUR 250W | STEEL POLE | 1 | 2-Unmetered, Funded by Others, CE Maintained | 9.9616 | 0 | 0 | 89.8493 | 89.8493 | 93.5932 | 60.6918 | 60.6918 | 63.6619 | 63.6619 | 98.1735 | 66.2766 | 66.5187 | 102.579 | 68.6893 | 69.5558 | 107.2624 | 70.6734 | 71.8268 | 109.5908 | 112.8674
MVA0190-ST-0370-001-S | Mercury Vapour 250 | 370 | 1 | MERCURY VAPOUR 250W | STEEL POLE | 2 | 1-Unmetered, CE Funded, CE Maintained | 9.9616 | 107.2922 | 134.1803 | 89.8493 | 224.0296 | 203.5409 | 204.2803 | 198.193 | 204.5664 | 210.8043 | 210.8424 | 210.6684 | 217.8547 | 218.459 | 216.6548 | 226.022 | 227.0707 | 222.3011 | 232.7523 | 231.5077 | 238.3321
MVA0190-ST-0370-002-S | Mercury Vapour 250 | 370 | 2 | MERCURY VAPOUR 250W | STEEL POLE | 2 | 2-Unmetered, Funded by Others, CE Maintained | 9.9616 | 0 | 0 | 89.8493 | 89.8493 | 93.5932 | 60.6918 | 60.6918 | 63.6619 | 63.6619 | 98.1735 | 66.2766 | 66.5187 | 102.579 | 68.6893 | 69.5558 | 107.2624 | 70.6734 | 71.8268 | 109.5908 | 112.8674
MVA0190-ST-0940-001-S | Mercury Vapour 250 | 940 | 1 | MERCURY VAPOUR 250W | SHARED OR NO POLE | 2 | 1-Unmetered, CE Funded, CE Maintained | 0 | 46.2481 | 57.8382 | 79.8877 | 137.7259 | 130.6092 | 112.9912 | 110.3673 | 114.3349 | 117.0238 | 135.8547 | 118.0395 | 121.2366 | 141.1559 | 121.6112 | 126.0049 | 147.0134 | 124.8602 | 129.8391 | 149.9925 | 154.4351
MVA0220-ST-0030-001-S | Mercury Vapour 400 | 30 | 1 | MERCURY VAPOUR 400W | SHARED OR NO POLE | 1 | 1-Unmetered, CE Funded, CE Maintained | 0 | 33.1084 | 41.4056 | 90.342 | 131.7476 | 128.0343 | 106.4488 | 104.5703 | 108.6616 | 110.5865 | 133.4794 | 112.4148 | 114.8055 | 138.9 | 115.9878 | 119.4981 | 144.8213 | 119.1493 | 123.1994 | 147.8131 | 152.2025
MVA0220-ST-0030-002-S | Mercury Vapour 400 | 30 | 2 | MERCURY VAPOUR 400W | SHARED OR NO POLE | 1 | 2-Unmetered, Funded by Others, CE Maintained | 0 | 0 | 0 | 90.342 | 90.342 | 94.1064 | 62.14 | 62.14 | 65.181 | 65.181 | 98.7119 | 67.8581 | 68.106 | 103.1416 | 70.3283 | 71.2155 | 107.8507 | 72.3598 | 73.5407 | 110.1917 | 113.4864
MVA0220-ST-0210-001-S | Mercury Vapour 400 | 210 | 1 | MERCURY VAPOUR 400W | WOOD POLE | 1 | 1-Unmetered, CE Funded, CE Maintained | 10.7316 | 67.4938 | 84.4082 | 101.0736 | 185.4818 | 174.4495 | 162.8627 | 159.0334 | 164.7241 | 168.6481 | 181.3138 | 170.0428 | 174.7005 | 188.2896 | 175.1744 | 181.5575 | 196.0293 | 179.8495 | 187.0769 | 199.975 | 205.8927
MVA0220-ST-0210-002-S | Mercury Vapour 400 | 210 | 2 | MERCURY VAPOUR 400W | WOOD POLE | 1 | 2-Unmetered, Funded by Others, CE Maintained | 10.7316 | 0 | 0 | 101.0736 | 101.0736 | 105.2852 | 72.5362 | 72.5362 | 76.086 | 76.086 | 110.4378 | 79.211 | 79.5003 | 115.3936 | 82.0945 | 83.1301 | 120.6621 | 84.4658 | 85.8443 | 123.2813 | 126.9673
MVA0220-ST-0300-001-S | Mercury Vapour 400 | 300 | 1 | MERCURY VAPOUR 400W | STEEL POLE | 1 | 1-Unmetered, CE Funded, CE Maintained | 9.9616 | 94.1525 | 117.7477 | 100.3036 | 218.0513 | 200.9659 | 197.7378 | 192.3961 | 198.893 | 204.367 | 208.4671 | 205.0437 | 211.4236 | 216.203 | 211.0314 | 219.5152 | 224.8786 | 216.5901 | 226.1126 | 229.3282 | 236.0995
MVA0220-ST-0300-002-S | Mercury Vapour 400 | 300 | 2 | MERCURY VAPOUR 400W | STEEL POLE | 1 | 2-Unmetered, Funded by Others, CE Maintained | 9.9616 | 0 | 0 | 100.3036 | 100.3036 | 104.4831 | 71.7341 | 71.7341 | 75.2447 | 75.2447 | 109.5964 | 78.3351 | 78.6212 | 114.5145 | 81.1867 | 82.2108 | 119.7429 | 83.5318 | 84.8951 | 122.3421 | 126
MVA0220-ST-0380-002-S | Mercury Vapour 400 | 380 | 2 | MERCURY VAPOUR 400W | STEEL POLE | 2 | 2-Unmetered, Funded by Others, CE Maintained | 9.9616 | 0 | 0 | 100.3036 | 100.3036 | 104.4831 | 71.7341 | 71.7341 | 75.2447 | 75.2447 | 109.5964 | 78.3351 | 78.6212 | 114.5145 | 81.1867 | 82.2108 | 119.7429 | 83.5318 | 84.8951 | 122.3421 | 126
MVA0220-ST-0420-002-S | Mercury Vapour 400 | 420 | 2 | MERCURY VAPOUR 400W | STEEL POLE | 3 | 2-Unmetered, Funded by Others, CE Maintained | 9.9616 | 0 | 0 | 100.3036 | 100.3036 | 104.4831 | 71.7341 | 71.7341 | 75.2447 | 75.2447 | 109.5964 | 78.3351 | 78.6212 | 114.5145 | 81.1867 | 82.2108 | 119.7429 | 83.5318 | 84.8951 | 122.3421 | 126
MVA0220-ST-0460-002-S | Mercury Vapour 400 | 460 | 2 | MERCURY VAPOUR 400W | STEEL POLE | 4 | 2-Unmetered, Funded by Others, CE Maintained | 9.9616 | 0 | 0 | 100.3036 | 100.3036 | 104.4831 | 71.7341 | 71.7341 | 75.2447 | 75.2447 | 109.5964 | 78.3351 | 78.6212 | 114.5145 | 81.1867 | 82.2108 | 119.7429 | 83.5318 | 84.8951 | 122.3421 | 126
MVA0220-ST-0540-002-S | Mercury Vapour 400 | 540 | 2 | MERCURY VAPOUR 400W | R/BOUT COLUMN | 3 | 2-Unmetered, Funded by Others, CE Maintained | 9.9616 | 0 | 0 | 100.3036 | 100.3036 | 104.4831 | 71.7341 | 71.7341 | 75.2447 | 75.2447 | 109.5964 | 78.3351 | 78.6212 | 114.5145 | 81.1867 | 82.2108 | 119.7429 | 83.5318 | 84.8951 | 122.3421 | 126
MVA0220-ST-0580-002-S | Mercury Vapour 400 | 580 | 2 | MERCURY VAPOUR 400W | R/BOUT COLUMN | 4 | 2-Unmetered, Funded by Others, CE Maintained | 9.9616 | 0 | 0 | 100.3036 | 100.3036 | 104.4831 | 71.7341 | 71.7341 | 75.2447 | 75.2447 | 109.5964 | 78.3351 | 78.6212 | 114.5145 | 81.1867 | 82.2108 | 119.7429 | 83.5318 | 84.8951 | 122.3421 | 126
MVA0220-ST-0790-001-S | Mercury Vapour 400 | 790 | 1 | MERCURY VAPOUR 400W | WOOD POLE | 2 | 1-Unmetered, CE Funded, CE Maintained | 10.7316 | 80.9205 | 101.1997 | 101.0736 | 202.2733 | 188.2085 | 180.8316 | 176.2405 | 182.357 | 187.0617 | 195.4134 | 188.1122 | 193.6389 | 202.791 | 193.691 | 201.1379 | 211.0223 | 198.8244 | 207.2154 | 215.2318 | 221.5935
MVA0220-ST-0950-001-S | Mercury Vapour 400 | 950 | 1 | MERCURY VAPOUR 400W | SHARED OR NO POLE | 2 | 1-Unmetered, CE Funded, CE Maintained | 0 | 46.5351 | 58.1971 | 90.342 | 148.5391 | 141.7933 | 124.4176 | 121.7774 | 126.2945 | 129.0001 | 147.579 | 130.4841 | 133.7439 | 153.4013 | 134.5044 | 139.0785 | 159.8143 | 138.1242 | 143.3378 | 163.0699 | 167.9033
MVA0220-ST-0950-002-S | Mercury Vapour 400 | 950 | 2 | MERCURY VAPOUR 400W | SHARED OR NO POLE | 2 | 2-Unmetered, Funded by Others, CE Maintained | 0 | 0 | 0 | 90.342 | 90.342 | 94.1064 | 62.14 | 62.14 | 65.181 | 65.181 | 98.7119 | 67.8581 | 68.106 | 103.1416 | 70.3283 | 71.2155 | 107.8507 | 72.3598 | 73.5407 | 110.1917 | 113.4864
MVA0250-ST-0300-001-S | Mercury Vapour 500 | 300 | 1 | MERCURY VAPOUR 400W | STEEL POLE | 1 | 1-Unmetered, CE Funded, CE Maintained | 9.9616 | 94.1525 | 117.7477 | 90.9934 | 208.7411 | 191.2677 | 187.904 | 182.5622 | 188.5779 | 194.0519 | 198.2943 | 194.3049 | 200.6456 | 205.5737 | 199.9016 | 208.2451 | 213.764 | 205.1389 | 214.4745 | 217.9724 | 224.4041
MVA0260-ST-0190-001-S | Mercury Vapour 700 | 190 | 1 | HIGH PRESSURE SODIUM 600W HIGH MAST | SHARED OR NO POLE | 1 | 1-Unmetered, CE Funded, CE Maintained | 0 | 139.9318 | 174.9997 | 86.1463 | 261.146 | 233.131 | 244.9783 | 237.0392 | 244.3018 | 252.4374 | 241.0716 | 251.3362 | 260.6231 | 249.4835 | 258.2911 | 270.2018 | 259.0973 | 264.954 | 278.177 | 264.0797 | 271.8484
MVA0260-ST-0190-002-S | Mercury Vapour 700 | 190 | 2 | HIGH PRESSURE SODIUM 600W HIGH MAST | SHARED OR NO POLE | 1 | 2-Unmetered, Funded by Others, CE Maintained | 0 | 0 | 0 | 86.1463 | 86.1463 | 89.7359 | 57.7083 | 57.7083 | 60.5325 | 60.5325 | 94.1275 | 63.0186 | 63.2488 | 98.3514 | 65.3127 | 66.1366 | 102.8418 | 67.1993 | 68.296 | 105.0742 | 108.2158
MVA0260-ST-0250-002-S | Mercury Vapour 700 | 250 | 2 | HIGH PRESSURE SODIUM 600W HIGH MAST | WOOD POLE | 1 | 2-Unmetered, Funded by Others, CE Maintained | 10.7316 | 0 | 0 | 96.8779 | 96.8779 | 100.9147 | 68.1045 | 68.1045 | 71.4374 | 71.4374 | 105.8534 | 74.3715 | 74.6432 | 110.6035 | 77.0788 | 78.0511 | 115.6533 | 79.3053 | 80.5996 | 118.1637 | 121.6967
MVA0260-ST-0340-002-S | Mercury Vapour 700 | 340 | 2 | HIGH PRESSURE SODIUM 600W HIGH MAST | STEEL POLE | 1 | 2-Unmetered, Funded by Others, CE Maintained | 9.9616 | 0 | 0 | 96.1079 | 96.1079 | 100.1126 | 67.3024 | 67.3024 | 70.5961 | 70.5961 | 105.012 | 73.4956 | 73.7641 | 109.7244 | 76.171 | 77.1319 | 114.734 | 78.3713 | 79.6503 | 117.2245 | 120.7294
MVA0260-ST-0700-001-S | Mercury Vapour 700 | 700 | 1 | HIGH PRESSURE SODIUM 600W HIGH MAST | WOOD POLE | 2 | 1-Unmetered, CE Funded, CE Maintained | 10.7316 | #N/A | #N/A | 96.8779 | #N/A | #N/A | #N/A | #N/A | #N/A | #N/A | #N/A | #N/A | #N/A | #N/A | #N/A | #N/A | #N/A | #N/A | #N/A | #N/A | #N/A
MVA0290-ST-0120-002-S | Mercury Vapour 1000 | 120 | 2 | METAL HALIDE 1000W FLOODLIGHT | SHARED OR NO POLE | 1 | 2-Unmetered, Funded by Others, CE Maintained | 0 | 0 | 0 | 109.1704 | 109.1704 | 113.7193 | 82.0273 | 82.0273 | 86.0416 | 86.0416 | 119.2846 | 89.5755 | 89.9027 | 124.6375 | 92.8363 | 94.0074 | 130.328 | 95.5179 | 97.0768 | 133.157 | 137.1383
FLU0350-ST-1620-001-S | Compact Fluorescent 1x42 | 1620 | 1 | COMPACT FLUORESCENT 42W | SHARED OR NO POLE | 1 | 1-Unmetered, CE Funded, CE Maintained | 0 | 19.4933 | #N/A | 80.1451 | #N/A | 103.4604 | 77.4573 | #N/A | #N/A | 80.6169 | 108.0404 | #N/A | 83.7968 | 112.5535 | #N/A | 87.2995 | 117.4448 | #N/A | 90.0319 | 119.9047 | 123.4721
FLU0350-ST-1620-002-S | Compact Fluorescent 1x42 | 1620 | 2 | COMPACT FLUORESCENT 42W | SHARED OR NO POLE | 1 | 2-Unmetered, Funded by Others, CE Maintained | 0 | 0 | 0 | 80.1451 | 80.1451 | 83.4846 | 51.3695 | 51.3695 | 53.8835 | 53.8835 | 87.5703 | 56.0965 | 56.3015 | 91.4999 | 58.1386 | 58.872 | 95.6775 | 59.818 | 60.7942 | 97.7544 | 100.6771
FLU0350-ST-1630-001-S | Compact Fluorescent 1x42 | 1630 | 1 | COMPACT FLUORESCENT 42W | SHARED OR NO POLE | 2 | 1-Unmetered, CE Funded, CE Maintained | 0 | #N/A | #N/A | 80.1451 | #N/A | #N/A | #N/A | #N/A | #N/A | #N/A | #N/A | #N/A | #N/A | #N/A | #N/A | #N/A | #N/A | #N/A | #N/A | #N/A | #N/A
FLU0350-ST-1630-002-S | Compact Fluorescent 1x42 | 1630 | 2 | COMPACT FLUORESCENT 42W | SHARED OR NO POLE | 2 | 2-Unmetered, Funded by Others, CE Maintained | 0 | 0 | 0 | 80.1451 | 80.1451 | 83.4846 | 51.3695 | 51.3695 | 53.8835 | 53.8835 | 87.5703 | 56.0965 | 56.3015 | 91.4999 | 58.1386 | 58.872 | 95.6775 | 59.818 | 60.7942 | 97.7544 | 100.6771
FLU0350-ST-1640-001-S | Compact Fluorescent 1x42 | 1640 | 1 | COMPACT FLUORESCENT 42W | SHARED OR NO POLE | 3 | 1-Unmetered, CE Funded, CE Maintained | 0 | #N/A | #N/A | 80.1451 | #N/A | #N/A | #N/A | #N/A | #N/A | #N/A | #N/A | #N/A | #N/A | #N/A | #N/A | #N/A | #N/A | #N/A | #N/A | #N/A | #N/A
FLU0350-ST-1640-002-S | Compact Fluorescent 1x42 | 1640 | 2 | COMPACT FLUORESCENT 42W | SHARED OR NO POLE | 3 | 2-Unmetered, Funded by Others, CE Maintained | 0 | 0 | 0 | 80.1451 | 80.1451 | 83.4846 | 51.3695 | 51.3695 | 53.8835 | 53.8835 | 87.5703 | 56.0965 | 56.3015 | 91.4999 | 58.1386 | 58.872 | 95.6775 | 59.818 | 60.7942 | 97.7544 | 100.6771
FLU0350-ST-1650-001-S | Compact Fluorescent 1x42 | 1650 | 1 | COMPACT FLUORESCENT 42W | SHARED OR NO POLE | 4 | 1-Unmetered, CE Funded, CE Maintained | 0 | #N/A | #N/A | 80.1451 | #N/A | #N/A | #N/A | #N/A | #N/A | #N/A | #N/A | #N/A | #N/A | #N/A | #N/A | #N/A | #N/A | #N/A | #N/A | #N/A | #N/A
FLU0350-ST-1650-002-S | Compact Fluorescent 1x42 | 1650 | 2 | COMPACT FLUORESCENT 42W | SHARED OR NO POLE | 4 | 2-Unmetered, Funded by Others, CE Maintained | 0 | 0 | 0 | 80.1451 | 80.1451 | 83.4846 | 51.3695 | 51.3695 | 53.8835 | 53.8835 | 87.5703 | 56.0965 | 56.3015 | 91.4999 | 58.1386 | 58.872 | 95.6775 | 59.818 | 60.7942 | 97.7544 | 100.6771
FLU0350-ST-1660-001-S | Compact Fluorescent 1x42 | 1660 | 1 | COMPACT FLUORESCENT 42W | WOOD POLE | 1 | 1-Unmetered, CE Funded, CE Maintained | 10.7316 | #N/A | #N/A | 90.8767 | #N/A | #N/A | #N/A | #N/A | #N/A | #N/A | #N/A | #N/A | #N/A | #N/A | #N/A | #N/A | #N/A | #N/A | #N/A | #N/A | #N/A
FLU0350-ST-1660-002-S | Compact Fluorescent 1x42 | 1660 | 2 | COMPACT FLUORESCENT 42W | WOOD POLE | 1 | 2-Unmetered, Funded by Others, CE Maintained | 10.7316 | 0 | 0 | 90.8767 | 90.8767 | 94.6634 | 61.7657 | 61.7657 | 64.7885 | 64.7885 | 99.2961 | 67.4494 | 67.6958 | 103.752 | 69.9047 | 70.7866 | 108.489 | 71.924 | 73.0978 | 110.8439 | 114.158
FLU0350-ST-1670-001-S | Compact Fluorescent 1x42 | 1670 | 1 | COMPACT FLUORESCENT 42W | WOOD POLE | 2 | 1-Unmetered, CE Funded, CE Maintained | 10.7316 | #N/A | #N/A | 90.8767 | #N/A | #N/A | #N/A | #N/A | #N/A | #N/A | #N/A | #N/A | #N/A | #N/A | #N/A | #N/A | #N/A | #N/A | #N/A | #N/A | #N/A
FLU0350-ST-1670-002-S | Compact Fluorescent 1x42 | 1670 | 2 | COMPACT FLUORESCENT 42W | WOOD POLE | 2 | 2-Unmetered, Funded by Others, CE Maintained | 10.7316 | 0 | 0 | 90.8767 | 90.8767 | 94.6634 | 61.7657 | 61.7657 | 64.7885 | 64.7885 | 99.2961 | 67.4494 | 67.6958 | 103.752 | 69.9047 | 70.7866 | 108.489 | 71.924 | 73.0978 | 110.8439 | 114.158
FLU0350-ST-1680-001-S | Compact Fluorescent 1x42 | 1680 | 1 | COMPACT FLUORESCENT 42W | WOOD POLE | 3 | 1-Unmetered, CE Funded, CE Maintained | 10.7316 | #N/A | #N/A | 90.8767 | #N/A | #N/A | #N/A | #N/A | #N/A | #N/A | #N/A | #N/A | #N/A | #N/A | #N/A | #N/A | #N/A | #N/A | #N/A | #N/A | #N/A
FLU0350-ST-1680-002-S | Compact Fluorescent 1x42 | 1680 | 2 | COMPACT FLUORESCENT 42W | WOOD POLE | 3 | 2-Unmetered, Funded by Others, CE Maintained | 10.7316 | 0 | 0 | 90.8767 | 90.8767 | 94.6634 | 61.7657 | 61.7657 | 64.7885 | 64.7885 | 99.2961 | 67.4494 | 67.6958 | 103.752 | 69.9047 | 70.7866 | 108.489 | 71.924 | 73.0978 | 110.8439 | 114.158
FLU0350-ST-1690-001-S | Compact Fluorescent 1x42 | 1690 | 1 | COMPACT FLUORESCENT 42W | WOOD POLE | 4 | 1-Unmetered, CE Funded, CE Maintained | 10.7316 | #N/A | #N/A | 90.8767 | #N/A | #N/A | #N/A | #N/A | #N/A | #N/A | #N/A | #N/A | #N/A | #N/A | #N/A | #N/A | #N/A | #N/A | #N/A | #N/A | #N/A
FLU0350-ST-1690-002-S | Compact Fluorescent 1x42 | 1690 | 2 | COMPACT FLUORESCENT 42W | WOOD POLE | 4 | 2-Unmetered, Funded by Others, CE Maintained | 10.7316 | 0 | 0 | 90.8767 | 90.8767 | 94.6634 | 61.7657 | 61.7657 | 64.7885 | 64.7885 | 99.2961 | 67.4494 | 67.6958 | 103.752 | 69.9047 | 70.7866 | 108.489 | 71.924 | 73.0978 | 110.8439 | 114.158
FLU0350-ST-1700-001-S | Compact Fluorescent 1x42 | 1700 | 1 | COMPACT FLUORESCENT 42W | STEEL POLE | 1 | 1-Unmetered, CE Funded, CE Maintained | 9.9616 | 89.4775 | #N/A | 90.1067 | #N/A | 185.5534 | 180.7109 | #N/A | #N/A | 186.6582 | 192.4163 | #N/A | 193.025 | 199.5123 | #N/A | 200.3541 | 207.4852 | #N/A | 206.3542 | 211.5787 | 217.8235
FLU0350-ST-1700-002-S | Compact Fluorescent 1x42 | 1700 | 2 | COMPACT FLUORESCENT 42W | STEEL POLE | 1 | 2-Unmetered, Funded by Others, CE Maintained | 9.9616 | 0 | 0 | 90.1067 | 90.1067 | 93.8613 | 60.9636 | 60.9636 | 63.9471 | 63.9471 | 98.4548 | 66.5735 | 66.8167 | 102.8729 | 68.997 | 69.8674 | 107.5697 | 70.99 | 72.1486 | 109.9047 | 113.1908
FLU0350-ST-1710-001-S | Compact Fluorescent 1x42 | 1710 | 1 | COMPACT FLUORESCENT 42W | STEEL POLE | 2 | 1-Unmetered, CE Funded, CE Maintained | 9.9616 | #N/A | #N/A | 90.1067 | #N/A | #N/A | #N/A | #N/A | #N/A | #N/A | #N/A | #N/A | #N/A | #N/A | #N/A | #N/A | #N/A | #N/A | #N/A | #N/A | #N/A
FLU0350-ST-1710-002-S | Compact Fluorescent 1x42 | 1710 | 2 | COMPACT FLUORESCENT 42W | STEEL POLE | 2 | 2-Unmetered, Funded by Others, CE Maintained | 9.9616 | 0 | 0 | 90.1067 | 90.1067 | 93.8613 | 60.9636 | 60.9636 | 63.9471 | 63.9471 | 98.4548 | 66.5735 | 66.8167 | 102.8729 | 68.997 | 69.8674 | 107.5697 | 70.99 | 72.1486 | 109.9047 | 113.1908
FLU0350-ST-1720-001-S | Compact Fluorescent 1x42 | 1720 | 1 | COMPACT FLUORESCENT 42W | STEEL POLE | 3 | 1-Unmetered, CE Funded, CE Maintained | 9.9616 | #N/A | #N/A | 90.1067 | #N/A | #N/A | #N/A | #N/A | #N/A | #N/A | #N/A | #N/A | #N/A | #N/A | #N/A | #N/A | #N/A | #N/A | #N/A | #N/A | #N/A
FLU0350-ST-1720-002-S | Compact Fluorescent 1x42 | 1720 | 2 | COMPACT FLUORESCENT 42W | STEEL POLE | 3 | 2-Unmetered, Funded by Others, CE Maintained | 9.9616 | 0 | 0 | 90.1067 | 90.1067 | 93.8613 | 60.9636 | 60.9636 | 63.9471 | 63.9471 | 98.4548 | 66.5735 | 66.8167 | 102.8729 | 68.997 | 69.8674 | 107.5697 | 70.99 | 72.1486 | 109.9047 | 113.1908
FLU0350-ST-1730-001-S | Compact Fluorescent 1x42 | 1730 | 1 | COMPACT FLUORESCENT 42W | STEEL POLE | 4 | 1-Unmetered, CE Funded, CE Maintained | 9.9616 | #N/A | #N/A | 90.1067 | #N/A | #N/A | #N/A | #N/A | #N/A | #N/A | #N/A | #N/A | #N/A | #N/A | #N/A | #N/A | #N/A | #N/A | #N/A | #N/A | #N/A
FLU0350-ST-1730-002-S | Compact Fluorescent 1x42 | 1730 | 2 | COMPACT FLUORESCENT 42W | STEEL POLE | 4 | 2-Unmetered, Funded by Others, CE Maintained | 9.9616 | 0 | 0 | 90.1067 | 90.1067 | 93.8613 | 60.9636 | 60.9636 | 63.9471 | 63.9471 | 98.4548 | 66.5735 | 66.8167 | 102.8729 | 68.997 | 69.8674 | 107.5697 | 70.99 | 72.1486 | 109.9047 | 113.1908
FLU0360-ST-1740-001-S | T5 2x14W | 1740 | 1 | T5 2x14W | SHARED OR NO POLE | 1 | 1-Unmetered, CE Funded, CE Maintained | 0 | #N/A | #N/A | 78.4112 | #N/A | #N/A | #N/A | #N/A | #N/A | #N/A | #N/A | #N/A | #N/A | #N/A | #N/A | #N/A | #N/A | #N/A | #N/A | #N/A | #N/A
FLU0360-ST-1740-002-S | T5 2x14W | 1740 | 2 | T5 2x14W | SHARED OR NO POLE | 1 | 2-Unmetered, Funded by Others, CE Maintained | 0 | 0 | 0 | 78.4112 | 78.4112 | 81.6785 | 49.5382 | 49.5382 | 51.9625 | 51.9625 | 85.6758 | 54.0967 | 54.2943 | 89.5205 | 56.0659 | 56.7732 | 93.6077 | 57.6854 | 58.6269 | 95.6396 | 98.4991
FLU0360-ST-1750-001-S | T5 2x14W | 1750 | 1 | T5 2x14W | SHARED OR NO POLE | 2 | 1-Unmetered, CE Funded, CE Maintained | 0 | #N/A | #N/A | 78.4112 | #N/A | #N/A | #N/A | #N/A | #N/A | #N/A | #N/A | #N/A | #N/A | #N/A | #N/A | #N/A | #N/A | #N/A | #N/A | #N/A | #N/A
FLU0360-ST-1750-002-S | T5 2x14W | 1750 | 2 | T5 2x14W | SHARED OR NO POLE | 2 | 2-Unmetered, Funded by Others, CE Maintained | 0 | 0 | 0 | 78.4112 | 78.4112 | 81.6785 | 49.5382 | 49.5382 | 51.9625 | 51.9625 | 85.6758 | 54.0967 | 54.2943 | 89.5205 | 56.0659 | 56.7732 | 93.6077 | 57.6854 | 58.6269 | 95.6396 | 98.4991
FLU0360-ST-1760-001-S | T5 2x14W | 1760 | 1 | T5 2x14W | SHARED OR NO POLE | 3 | 1-Unmetered, CE Funded, CE Maintained | 0 | #N/A | #N/A | 78.4112 | #N/A | #N/A | #N/A | #N/A | #N/A | #N/A | #N/A | #N/A | #N/A | #N/A | #N/A | #N/A | #N/A | #N/A | #N/A | #N/A | #N/A
FLU0360-ST-1760-002-S | T5 2x14W | 1760 | 2 | T5 2x14W | SHARED OR NO POLE | 3 | 2-Unmetered, Funded by Others, CE Maintained | 0 | 0 | 0 | 78.4112 | 78.4112 | 81.6785 | 49.5382 | 49.5382 | 51.9625 | 51.9625 | 85.6758 | 54.0967 | 54.2943 | 89.5205 | 56.0659 | 56.7732 | 93.6077 | 57.6854 | 58.6269 | 95.6396 | 98.4991
FLU0360-ST-1770-001-S | T5 2x14W | 1770 | 1 | T5 2x14W | SHARED OR NO POLE | 4 | 1-Unmetered, CE Funded, CE Maintained | 0 | #N/A | #N/A | 78.4112 | #N/A | #N/A | #N/A | #N/A | #N/A | #N/A | #N/A | #N/A | #N/A | #N/A | #N/A | #N/A | #N/A | #N/A | #N/A | #N/A | #N/A
FLU0360-ST-1770-002-S | T5 2x14W | 1770 | 2 | T5 2x14W | SHARED OR NO POLE | 4 | 2-Unmetered, Funded by Others, CE Maintained | 0 | 0 | 0 | 78.4112 | 78.4112 | 81.6785 | 49.5382 | 49.5382 | 51.9625 | 51.9625 | 85.6758 | 54.0967 | 54.2943 | 89.5205 | 56.0659 | 56.7732 | 93.6077 | 57.6854 | 58.6269 | 95.6396 | 98.4991
FLU0360-ST-1780-001-S | T5 2x14W | 1780 | 1 | T5 2x14W | WOOD POLE | 1 | 1-Unmetered, CE Funded, CE Maintained | 10.7316 | #N/A | #N/A | 89.1429 | #N/A | #N/A | #N/A | #N/A | #N/A | #N/A | #N/A | #N/A | #N/A | #N/A | #N/A | #N/A | #N/A | #N/A | #N/A | #N/A | #N/A
FLU0360-ST-1780-002-S | T5 2x14W | 1780 | 2 | T5 2x14W | WOOD POLE | 1 | 2-Unmetered, Funded by Others, CE Maintained | 10.7316 | 0 | 0 | 89.1429 | 89.1429 | 92.8573 | 59.9344 | 59.9344 | 62.8675 | 62.8675 | 97.4017 | 65.4495 | 65.6886 | 101.7725 | 67.8321 | 68.6878 | 106.4191 | 69.7914 | 70.9305 | 108.7291 | 111.98
FLU0360-ST-1790-001-S | T5 2x14W | 1790 | 1 | T5 2x14W | WOOD POLE | 2 | 1-Unmetered, CE Funded, CE Maintained | 10.7316 | #N/A | #N/A | 89.1429 | #N/A | #N/A | #N/A | #N/A | #N/A | #N/A | #N/A | #N/A | #N/A | #N/A | #N/A | #N/A | #N/A | #N/A | #N/A | #N/A | #N/A
FLU0360-ST-1790-002-S | T5 2x14W | 1790 | 2 | T5 2x14W | WOOD POLE | 2 | 2-Unmetered, Funded by Others, CE Maintained | 10.7316 | 0 | 0 | 89.1429 | 89.1429 | 92.8573 | 59.9344 | 59.9344 | 62.8675 | 62.8675 | 97.4017 | 65.4495 | 65.6886 | 101.7725 | 67.8321 | 68.6878 | 106.4191 | 69.7914 | 70.9305 | 108.7291 | 111.98
FLU0360-ST-1800-001-S | T5 2x14W | 1800 | 1 | T5 2x14W | WOOD POLE | 3 | 1-Unmetered, CE Funded, CE Maintained | 10.7316 | #N/A | #N/A | 89.1429 | #N/A | #N/A | #N/A | #N/A | #N/A | #N/A | #N/A | #N/A | #N/A | #N/A | #N/A | #N/A | #N/A | #N/A | #N/A | #N/A | #N/A
FLU0360-ST-1800-002-S | T5 2x14W | 1800 | 2 | T5 2x14W | WOOD POLE | 3 | 2-Unmetered, Funded by Others, CE Maintained | 10.7316 | 0 | 0 | 89.1429 | 89.1429 | 92.8573 | 59.9344 | 59.9344 | 62.8675 | 62.8675 | 97.4017 | 65.4495 | 65.6886 | 101.7725 | 67.8321 | 68.6878 | 106.4191 | 69.7914 | 70.9305 | 108.7291 | 111.98
FLU0360-ST-1810-001-S | T5 2x14W | 1810 | 1 | T5 2x14W | WOOD POLE | 4 | 1-Unmetered, CE Funded, CE Maintained | 10.7316 | #N/A | #N/A | 89.1429 | #N/A | #N/A | #N/A | #N/A | #N/A | #N/A | #N/A | #N/A | #N/A | #N/A | #N/A | #N/A | #N/A | #N/A | #N/A | #N/A | #N/A
FLU0360-ST-1810-002-S | T5 2x14W | 1810 | 2 | T5 2x14W | WOOD POLE | 4 | 2-Unmetered, Funded by Others, CE Maintained | 10.7316 | 0 | 0 | 89.1429 | 89.1429 | 92.8573 | 59.9344 | 59.9344 | 62.8675 | 62.8675 | 97.4017 | 65.4495 | 65.6886 | 101.7725 | 67.8321 | 68.6878 | 106.4191 | 69.7914 | 70.9305 | 108.7291 | 111.98
FLU0360-ST-1820-001-S | T5 2x14W | 1820 | 1 | T5 2x14W | STEEL POLE | 1 | 1-Unmetered, CE Funded, CE Maintained | 9.9616 | #N/A | #N/A | 88.3729 | #N/A | #N/A | #N/A | #N/A | #N/A | #N/A | #N/A | #N/A | #N/A | #N/A | #N/A | #N/A | #N/A | #N/A | #N/A | #N/A | #N/A
FLU0360-ST-1820-002-S | T5 2x14W | 1820 | 2 | T5 2x14W | STEEL POLE | 1 | 2-Unmetered, Funded by Others, CE Maintained | 9.9616 | 0 | 0 | 88.3729 | 88.3729 | 92.0552 | 59.1323 | 59.1323 | 62.0262 | 62.0262 | 96.5603 | 64.5736 | 64.8095 | 100.8934 | 66.9243 | 67.7685 | 105.4999 | 68.8574 | 69.9812 | 107.7899 | 111.0128
FLU0360-ST-1830-001-S | T5 2x14W | 1830 | 1 | T5 2x14W | STEEL POLE | 2 | 1-Unmetered, CE Funded, CE Maintained | 9.9616 | #N/A | #N/A | 88.3729 | #N/A | #N/A | #N/A | #N/A | #N/A | #N/A | #N/A | #N/A | #N/A | #N/A | #N/A | #N/A | #N/A | #N/A | #N/A | #N/A | #N/A
FLU0360-ST-1830-002-S | T5 2x14W | 1830 | 2 | T5 2x14W | STEEL POLE | 2 | 2-Unmetered, Funded by Others, CE Maintained | 9.9616 | 0 | 0 | 88.3729 | 88.3729 | 92.0552 | 59.1323 | 59.1323 | 62.0262 | 62.0262 | 96.5603 | 64.5736 | 64.8095 | 100.8934 | 66.9243 | 67.7685 | 105.4999 | 68.8574 | 69.9812 | 107.7899 | 111.0128
FLU0360-ST-1840-001-S | T5 2x14W | 1840 | 1 | T5 2x14W | STEEL POLE | 3 | 1-Unmetered, CE Funded, CE Maintained | 9.9616 | #N/A | #N/A | 88.3729 | #N/A | #N/A | #N/A | #N/A | #N/A | #N/A | #N/A | #N/A | #N/A | #N/A | #N/A | #N/A | #N/A | #N/A | #N/A | #N/A | #N/A
FLU0360-ST-1840-002-S | T5 2x14W | 1840 | 2 | T5 2x14W | STEEL POLE | 3 | 2-Unmetered, Funded by Others, CE Maintained | 9.9616 | 0 | 0 | 88.3729 | 88.3729 | 92.0552 | 59.1323 | 59.1323 | 62.0262 | 62.0262 | 96.5603 | 64.5736 | 64.8095 | 100.8934 | 66.9243 | 67.7685 | 105.4999 | 68.8574 | 69.9812 | 107.7899 | 111.0128
FLU0360-ST-1850-001-S | T5 2x14W | 1850 | 1 | T5 2x14W | STEEL POLE | 4 | 1-Unmetered, CE Funded, CE Maintained | 9.9616 | #N/A | #N/A | 88.3729 | #N/A | #N/A | #N/A | #N/A | #N/A | #N/A | #N/A | #N/A | #N/A | #N/A | #N/A | #N/A | #N/A | #N/A | #N/A | #N/A | #N/A
FLU0360-ST-1850-002-S | T5 2x14W | 1850 | 2 | T5 2x14W | STEEL POLE | 4 | 2-Unmetered, Funded by Others, CE Maintained | 9.9616 | 0 | 0 | 88.3729 | 88.3729 | 92.0552 | 59.1323 | 59.1323 | 62.0262 | 62.0262 | 96.5603 | 64.5736 | 64.8095 | 100.8934 | 66.9243 | 67.7685 | 105.4999 | 68.8574 | 69.9812 | 107.7899 | 111.0128
FLU0370-ST-1860-001-S | T5 2x24W | 1860 | 1 | T5 2x24W | SHARED OR NO POLE | 1 | 1-Unmetered, CE Funded, CE Maintained | 0 | #N/A | #N/A | 83.7933 | #N/A | #N/A | #N/A | #N/A | #N/A | #N/A | #N/A | #N/A | #N/A | #N/A | #N/A | #N/A | #N/A | #N/A | #N/A | #N/A | #N/A
FLU0370-ST-1860-002-S | T5 2x24W | 1860 | 2 | T5 2x24W | SHARED OR NO POLE | 1 | 2-Unmetered, Funded by Others, CE Maintained | 0 | 0 | 0 | 83.7933 | 83.7933 | 87.2849 | 55.223 | 55.223 | 57.9255 | 57.9255 | 91.5565 | 60.3046 | 60.5249 | 95.6651 | 62.4998 | 63.2883 | 100.0328 | 64.3052 | 65.3547 | 102.2042 | 105.26
FLU0370-ST-1870-001-S | T5 2x24W | 1870 | 1 | T5 2x24W | SHARED OR NO POLE | 2 | 1-Unmetered, CE Funded, CE Maintained | 0 | #N/A | #N/A | 83.7933 | #N/A | #N/A | #N/A | #N/A | #N/A | #N/A | #N/A | #N/A | #N/A | #N/A | #N/A | #N/A | #N/A | #N/A | #N/A | #N/A | #N/A
FLU0370-ST-1870-002-S | T5 2x24W | 1870 | 2 | T5 2x24W | SHARED OR NO POLE | 2 | 2-Unmetered, Funded by Others, CE Maintained | 0 | 0 | 0 | 83.7933 | 83.7933 | 87.2849 | 55.223 | 55.223 | 57.9255 | 57.9255 | 91.5565 | 60.3046 | 60.5249 | 95.6651 | 62.4998 | 63.2883 | 100.0328 | 64.3052 | 65.3547 | 102.2042 | 105.26
FLU0370-ST-1880-001-S | T5 2x24W | 1880 | 1 | T5 2x24W | SHARED OR NO POLE | 3 | 1-Unmetered, CE Funded, CE Maintained | 0 | #N/A | #N/A | 83.7933 | #N/A | #N/A | #N/A | #N/A | #N/A | #N/A | #N/A | #N/A | #N/A | #N/A | #N/A | #N/A | #N/A | #N/A | #N/A | #N/A | #N/A
FLU0370-ST-1880-002-S | T5 2x24W | 1880 | 2 | T5 2x24W | SHARED OR NO POLE | 3 | 2-Unmetered, Funded by Others, CE Maintained | 0 | 0 | 0 | 83.7933 | 83.7933 | 87.2849 | 55.223 | 55.223 | 57.9255 | 57.9255 | 91.5565 | 60.3046 | 60.5249 | 95.6651 | 62.4998 | 63.2883 | 100.0328 | 64.3052 | 65.3547 | 102.2042 | 105.26
FLU0370-ST-1890-001-S | T5 2x24W | 1890 | 1 | T5 2x24W | SHARED OR NO POLE | 4 | 1-Unmetered, CE Funded, CE Maintained | 0 | #N/A | #N/A | 83.7933 | #N/A | #N/A | #N/A | #N/A | #N/A | #N/A | #N/A | #N/A | #N/A | #N/A | #N/A | #N/A | #N/A | #N/A | #N/A | #N/A | #N/A
FLU0370-ST-1900-002-S | T5 2x24W | 1900 | 2 | T5 2x24W | WOOD POLE | 1 | 2-Unmetered, Funded by Others, CE Maintained | 10.7316 | 0 | 0 | 94.525 | 94.525 | 98.4637 | 65.6192 | 65.6192 | 68.8305 | 68.8305 | 103.2824 | 71.6575 | 71.9192 | 107.9171 | 74.266 | 75.2028 | 112.8443 | 76.4112 | 77.6583 | 115.2938 | 118.7409
FLU0370-ST-1910-001-S | T5 2x24W | 1910 | 1 | T5 2x24W | WOOD POLE | 2 | 1-Unmetered, CE Funded, CE Maintained | 10.7316 | #N/A | #N/A | 94.525 | #N/A | #N/A | #N/A | #N/A | #N/A | #N/A | #N/A | #N/A | #N/A | #N/A | #N/A | #N/A | #N/A | #N/A | #N/A | #N/A | #N/A
FLU0370-ST-1910-002-S | T5 2x24W | 1910 | 2 | T5 2x24W | WOOD POLE | 2 | 2-Unmetered, Funded by Others, CE Maintained | 10.7316 | 0 | 0 | 94.525 | 94.525 | 98.4637 | 65.6192 | 65.6192 | 68.8305 | 68.8305 | 103.2824 | 71.6575 | 71.9192 | 107.9171 | 74.266 | 75.2028 | 112.8443 | 76.4112 | 77.6583 | 115.2938 | 118.7409
FLU0370-ST-1920-001-S | T5 2x24W | 1920 | 1 | T5 2x24W | WOOD POLE | 3 | 1-Unmetered, CE Funded, CE Maintained | 10.7316 | #N/A | #N/A | 94.525 | #N/A | #N/A | #N/A | #N/A | #N/A | #N/A | #N/A | #N/A | #N/A | #N/A | #N/A | #N/A | #N/A | #N/A | #N/A | #N/A | #N/A
FLU0370-ST-1920-002-S | T5 2x24W | 1920 | 2 | T5 2x24W | WOOD POLE | 3 | 2-Unmetered, Funded by Others, CE Maintained | 10.7316 | 0 | 0 | 94.525 | 94.525 | 98.4637 | 65.6192 | 65.6192 | 68.8305 | 68.8305 | 103.2824 | 71.6575 | 71.9192 | 107.9171 | 74.266 | 75.2028 | 112.8443 | 76.4112 | 77.6583 | 115.2938 | 118.7409
FLU0370-ST-1930-001-S | T5 2x24W | 1930 | 1 | T5 2x24W | WOOD POLE | 4 | 1-Unmetered, CE Funded, CE Maintained | 10.7316 | #N/A | #N/A | 94.525 | #N/A | #N/A | #N/A | #N/A | #N/A | #N/A | #N/A | #N/A | #N/A | #N/A | #N/A | #N/A | #N/A | #N/A | #N/A | #N/A | #N/A
FLU0370-ST-1930-002-S | T5 2x24W | 1930 | 2 | T5 2x24W | WOOD POLE | 4 | 2-Unmetered, Funded by Others, CE Maintained | 10.7316 | 0 | 0 | 94.525 | 94.525 | 98.4637 | 65.6192 | 65.6192 | 68.8305 | 68.8305 | 103.2824 | 71.6575 | 71.9192 | 107.9171 | 74.266 | 75.2028 | 112.8443 | 76.4112 | 77.6583 | 115.2938 | 118.7409
FLU0370-ST-1940-001-S | T5 2x24W | 1940 | 1 | T5 2x24W | STEEL POLE | 1 | 1-Unmetered, CE Funded, CE Maintained | 9.9616 | #N/A | #N/A | 93.755 | #N/A | #N/A | #N/A | #N/A | #N/A | #N/A | #N/A | #N/A | #N/A | #N/A | #N/A | #N/A | #N/A | #N/A | #N/A | #N/A | #N/A
FLU0370-ST-1940-002-S | T5 2x24W | 1940 | 2 | T5 2x24W | STEEL POLE | 1 | 2-Unmetered, Funded by Others, CE Maintained | 9.9616 | 0 | 0 | 93.755 | 93.755 | 97.6616 | 64.8171 | 64.8171 | 67.9892 | 67.9892 | 102.441 | 70.7816 | 71.0401 | 107.038 | 73.3582 | 74.2836 | 111.925 | 75.4772 | 76.709 | 114.3546 | 117.7737
FLU0370-ST-1950-001-S | T5 2x24W | 1950 | 1 | T5 2x24W | STEEL POLE | 2 | 1-Unmetered, CE Funded, CE Maintained | 9.9616 | #N/A | #N/A | 93.755 | #N/A | #N/A | #N/A | #N/A | #N/A | #N/A | #N/A | #N/A | #N/A | #N/A | #N/A | #N/A | #N/A | #N/A | #N/A | #N/A | #N/A
FLU0370-ST-1950-002-S | T5 2x24W | 1950 | 2 | T5 2x24W | STEEL POLE | 2 | 2-Unmetered, Funded by Others, CE Maintained | 9.9616 | 0 | 0 | 93.755 | 93.755 | 97.6616 | 64.8171 | 64.8171 | 67.9892 | 67.9892 | 102.441 | 70.7816 | 71.0401 | 107.038 | 73.3582 | 74.2836 | 111.925 | 75.4772 | 76.709 | 114.3546 | 117.7737
FLU0370-ST-1960-001-S | T5 2x24W | 1960 | 1 | T5 2x24W | STEEL POLE | 3 | 1-Unmetered, CE Funded, CE Maintained | 9.9616 | #N/A | #N/A | 93.755 | #N/A | #N/A | #N/A | #N/A | #N/A | #N/A | #N/A | #N/A | #N/A | #N/A | #N/A | #N/A | #N/A | #N/A | #N/A | #N/A | #N/A
FLU0370-ST-1960-002-S | T5 2x24W | 1960 | 2 | T5 2x24W | STEEL POLE | 3 | 2-Unmetered, Funded by Others, CE Maintained | 9.9616 | 0 | 0 | 93.755 | 93.755 | 97.6616 | 64.8171 | 64.8171 | 67.9892 | 67.9892 | 102.441 | 70.7816 | 71.0401 | 107.038 | 73.3582 | 74.2836 | 111.925 | 75.4772 | 76.709 | 114.3546 | 117.7737
FLU0370-ST-1970-001-S | T5 2x24W | 1970 | 1 | T5 2x24W | STEEL POLE | 4 | 1-Unmetered, CE Funded, CE Maintained | 9.9616 | #N/A | #N/A | 93.755 | #N/A | #N/A | #N/A | #N/A | #N/A | #N/A | #N/A | #N/A | #N/A | #N/A | #N/A | #N/A | #N/A | #N/A | #N/A | #N/A | #N/A
FLU0370-ST-1970-002-S | T5 2x24W | 1970 | 2 | T5 2x24W | STEEL POLE | 4 | 2-Unmetered, Funded by Others, CE Maintained | 9.9616 | 0 | 0 | 93.755 | 93.755 | 97.6616 | 64.8171 | 64.8171 | 67.9892 | 67.9892 | 102.441 | 70.7816 | 71.0401 | 107.038 | 73.3582 | 74.2836 | 111.925 | 75.4772 | 76.709 | 114.3546 | 117.7737
FLU0010-ST-0010-002-B | Fluorescent 9 | 10 | 2 | MERCURY VAPOUR 80W | SHARED OR NO POLE | 1 | 2-Unmetered, Funded by Others, CE Maintained | 0 | 0 | 0 | 26.8769 | 26.8769 | 27.9968 | 36.3721 | 36.3721 | 38.1522 | 38.1522 | 29.3669 | 39.7191 | 39.8642 | 30.6847 | 41.165 | 41.6843 | 32.0857 | 42.3541 | 43.0453 | 32.7822 | 33.7623
FLU0010-ST-0110-001-B | Fluorescent 9 | 110 | 1 | BULKHEADS ETC | SHARED OR NO POLE | 1 | 1-Unmetered, CE Funded, CE Maintained | 0 | 8.3083 | 10.3905 | 26.8769 | 37.2673 | 36.5108 | 47.4912 | 47.0198 | 49.0633 | 49.5464 | 38.0916 | 50.9003 | 51.5832 | 39.6581 | 52.6229 | 53.8005 | 41.3633 | 54.0956 | 55.5068 | 42.223 | 43.4779
FLU0020-ST-0010-001-B | Fluorescent 11 | 10 | 1 | MERCURY VAPOUR 80W | SHARED OR NO POLE | 1 | 1-Unmetered, CE Funded, CE Maintained | 0 | 17.5015 | 21.8875 | 26.8769 | 48.7644 | 45.9315 | 59.7943 | 58.8014 | 61.1365 | 62.154 | 47.7455 | 63.2723 | 64.5501 | 49.5871 | 65.3011 | 67.2071 | 51.6288 | 67.0876 | 69.2955 | 52.6693 | 54.2281
FLU0030-ST-0110-002-B | Fluorescent 13 | 110 | 2 | BULKHEADS ETC | SHARED OR NO POLE | 1 | 2-Unmetered, Funded by Others, CE Maintained | 0 | 0 | 0 | 26.8769 | 26.8769 | 27.9968 | 36.3721 | 36.3721 | 38.1522 | 38.1522 | 29.3669 | 39.7191 | 39.8642 | 30.6847 | 41.165 | 41.6843 | 32.0857 | 42.3541 | 43.0453 | 32.7822 | 33.7623
FLU0040-ST-0010-002-B | Fluorescent 15 | 10 | 2 | MERCURY VAPOUR 80W | SHARED OR NO POLE | 1 | 2-Unmetered, Funded by Others, CE Maintained | 0 | 0 | 0 | 26.8769 | 26.8769 | 27.9968 | 36.3721 | 36.3721 | 38.1522 | 38.1522 | 29.3669 | 39.7191 | 39.8642 | 30.6847 | 41.165 | 41.6843 | 32.0857 | 42.3541 | 43.0453 | 32.7822 | 33.7623
FLU0050-ST-0010-001-B | Fluorescent 20 | 10 | 1 | MERCURY VAPOUR 80W | SHARED OR NO POLE | 1 | 1-Unmetered, CE Funded, CE Maintained | 0 | 17.5015 | 21.8875 | 26.8769 | 48.7644 | 45.9315 | 59.7943 | 58.8014 | 61.1365 | 62.154 | 47.7455 | 63.2723 | 64.5501 | 49.5871 | 65.3011 | 67.2071 | 51.6288 | 67.0876 | 69.2955 | 52.6693 | 54.2281
FLU0050-ST-0010-002-B | Fluorescent 20 | 10 | 2 | MERCURY VAPOUR 80W | SHARED OR NO POLE | 1 | 2-Unmetered, Funded by Others, CE Maintained | 0 | 0 | 0 | 26.8769 | 26.8769 | 27.9968 | 36.3721 | 36.3721 | 38.1522 | 38.1522 | 29.3669 | 39.7191 | 39.8642 | 30.6847 | 41.165 | 41.6843 | 32.0857 | 42.3541 | 43.0453 | 32.7822 | 33.7623
FLU0050-ST-0110-002-B | Fluorescent 20 | 110 | 2 | BULKHEADS ETC | SHARED OR NO POLE | 1 | 2-Unmetered, Funded by Others, CE Maintained | 0 | 0 | 0 | 26.8769 | 26.8769 | 27.9968 | 36.3721 | 36.3721 | 38.1522 | 38.1522 | 29.3669 | 39.7191 | 39.8642 | 30.6847 | 41.165 | 41.6843 | 32.0857 | 42.3541 | 43.0453 | 32.7822 | 33.7623
FLU0060-ST-0010-001-B | Fluorescent Twin 20 | 10 | 1 | MERCURY VAPOUR 80W | SHARED OR NO POLE | 1 | 1-Unmetered, CE Funded, CE Maintained | 0 | 17.5015 | 21.8875 | 31.8643 | 53.7518 | 51.1267 | 65.4773 | 64.4843 | 67.0976 | 68.1151 | 53.1949 | 69.4782 | 70.7787 | 55.2811 | 71.733 | 73.72 | 57.5828 | 73.7052 | 76.0211 | 58.7525 | 60.4932
FLU0060-ST-0010-002-B | Fluorescent Twin 20 | 10 | 2 | MERCURY VAPOUR 80W | SHARED OR NO POLE | 1 | 2-Unmetered, Funded by Others, CE Maintained | 0 | 0 | 0 | 31.8643 | 31.8643 | 33.192 | 42.0551 | 42.0551 | 44.1133 | 44.1133 | 34.8164 | 45.925 | 46.0928 | 36.3787 | 47.5968 | 48.1973 | 38.0397 | 48.9717 | 49.7709 | 38.8654 | 40.0274
FLU0060-ST-0740-002-B | Fluorescent Twin 20 | 740 | 2 | MERCURY VAPOUR 80W | SHARED OR NO POLE | 2 | 2-Unmetered, Funded by Others, CE Maintained | 0 | 0 | 0 | 31.8643 | 31.8643 | 33.192 | 42.0551 | 42.0551 | 44.1133 | 44.1133 | 34.8164 | 45.925 | 46.0928 | 36.3787 | 47.5968 | 48.1973 | 38.0397 | 48.9717 | 49.7709 | 38.8654 | 40.0274
FLU0060-ST-0990-001-B | Fluorescent Twin 20 | 990 | 1 | MERCURY VAPOUR 80W | STEEL POLE | 1 | 1-Unmetered, CE Funded, CE Maintained | 9.9616 | 87.4857 | 109.4102 | 41.8259 | 151.2361 | 133.2197 | 168.7309 | 163.7674 | 169.07 | 174.1564 | 137.5708 | 174.1387 | 180.0069 | 142.2399 | 179.1058 | 186.7747 | 147.6232 | 183.7805 | 192.3435 | 150.4264 | 154.8446
FLU0070-ST-0010-001-B | Fluorescent 3x20 | 10 | 1 | MERCURY VAPOUR 80W | SHARED OR NO POLE | 1 | 1-Unmetered, CE Funded, CE Maintained | 0 | 17.5015 | 21.8875 | 36.8516 | 58.7391 | 56.3219 | 71.1603 | 70.1673 | 73.0587 | 74.0762 | 58.6444 | 75.6842 | 77.0073 | 60.9751 | 78.1648 | 80.233 | 63.5368 | 80.3228 | 82.7467 | 64.8357 | 66.7583
FLU0070-ST-0010-002-B | Fluorescent 3x20 | 10 | 2 | MERCURY VAPOUR 80W | SHARED OR NO POLE | 1 | 2-Unmetered, Funded by Others, CE Maintained | 0 | 0 | 0 | 36.8516 | 36.8516 | 38.3872 | 47.7381 | 47.7381 | 50.0743 | 50.0743 | 40.2658 | 52.131 | 52.3214 | 42.0727 | 54.0287 | 54.7102 | 43.9936 | 55.5893 | 56.4966 | 44.9486 | 46.2925
FLU0080-ST-0010-001-B | Fluorescent 4x20 | 10 | 1 | MERCURY VAPOUR 80W | SHARED OR NO POLE | 1 | 1-Unmetered, CE Funded, CE Maintained | 0 | 17.5015 | 21.8875 | 41.839 | 63.7265 | 61.5171 | 76.8433 | 75.8503 | 79.0198 | 80.0373 | 64.0938 | 81.8901 | 83.2359 | 66.6691 | 84.5967 | 86.746 | 69.4907 | 86.9405 | 89.4724 | 70.9189 | 73.0234
FLU0080-ST-0010-002-B | Fluorescent 4x20 | 10 | 2 | MERCURY VAPOUR 80W | SHARED OR NO POLE | 1 | 2-Unmetered, Funded by Others, CE Maintained | 0 | 0 | 0 | 41.839 | 41.839 | 43.5824 | 53.4211 | 53.4211 | 56.0354 | 56.0354 | 45.7153 | 58.3369 | 58.55 | 47.7667 | 60.4605 | 61.2232 | 49.9476 | 62.2069 | 63.2222 | 51.0318 | 52.5576
FLU0080-ST-0990-001-B | Fluorescent 4x20 | 990 | 1 | MERCURY VAPOUR 80W | STEEL POLE | 1 | 1-Unmetered, CE Funded, CE Maintained | 9.9616 | 87.4857 | 109.4102 | 51.8007 | 161.2109 | 143.6101 | 180.0969 | 175.1333 | 180.9922 | 186.0786 | 148.4697 | 186.5505 | 192.4641 | 153.6279 | 191.9695 | 199.8007 | 159.5311 | 197.0157 | 205.7947 | 162.5929 | 167.3748
FLU0100-ST-0010-001-B | Fluorescent 26 | 10 | 1 | MERCURY VAPOUR 80W | SHARED OR NO POLE | 1 | 1-Unmetered, CE Funded, CE Maintained | 0 | 17.5015 | 21.8875 | 26.8769 | 48.7644 | 45.9315 | 59.7943 | 58.8014 | 61.1365 | 62.154 | 47.7455 | 63.2723 | 64.5501 | 49.5871 | 65.3011 | 67.2071 | 51.6288 | 67.0876 | 69.2955 | 52.6693 | 54.2281
FLU0100-ST-0010-002-B | Fluorescent 26 | 10 | 2 | MERCURY VAPOUR 80W | SHARED OR NO POLE | 1 | 2-Unmetered, Funded by Others, CE Maintained | 0 | 0 | 0 | 26.8769 | 26.8769 | 27.9968 | 36.3721 | 36.3721 | 38.1522 | 38.1522 | 29.3669 | 39.7191 | 39.8642 | 30.6847 | 41.165 | 41.6843 | 32.0857 | 42.3541 | 43.0453 | 32.7822 | 33.7623
FLU0110-ST-0010-002-B | Fluorescent 2x26 | 10 | 2 | MERCURY VAPOUR 80W | SHARED OR NO POLE | 1 | 2-Unmetered, Funded by Others, CE Maintained | 0 | 0 | 0 | 31.8643 | 31.8643 | 33.192 | 42.0551 | 42.0551 | 44.1133 | 44.1133 | 34.8164 | 45.925 | 46.0928 | 36.3787 | 47.5968 | 48.1973 | 38.0397 | 48.9717 | 49.7709 | 38.8654 | 40.0274
FLU0130-ST-0010-001-B | Fluorescent 40 | 10 | 1 | MERCURY VAPOUR 80W | SHARED OR NO POLE | 1 | 1-Unmetered, CE Funded, CE Maintained | 0 | 17.5015 | 21.8875 | 25.9404 | 47.8279 | 44.956 | 58.5905 | 57.5975 | 59.8737 | 60.8913 | 46.7223 | 61.9577 | 63.2307 | 48.518 | 63.9386 | 65.8274 | 50.5109 | 65.6857 | 67.8708 | 51.5271 | 53.0518
FLU0130-ST-0010-002-B | Fluorescent 40 | 10 | 2 | MERCURY VAPOUR 80W | SHARED OR NO POLE | 1 | 2-Unmetered, Funded by Others, CE Maintained | 0 | 0 | 0 | 25.9404 | 25.9404 | 27.0213 | 35.1683 | 35.1683 | 36.8894 | 36.8894 | 28.3437 | 38.4045 | 38.5448 | 29.6156 | 39.8025 | 40.3046 | 30.9678 | 40.9522 | 41.6206 | 31.64 | 32.586
FLU0130-ST-0110-001-B | Fluorescent 40 | 110 | 1 | BULKHEADS ETC | SHARED OR NO POLE | 1 | 1-Unmetered, CE Funded, CE Maintained | 0 | 8.3083 | 10.3905 | 25.9404 | 36.3309 | 35.5353 | 46.2873 | 45.8159 | 47.8006 | 48.2836 | 37.0684 | 49.5857 | 50.2637 | 38.589 | 51.2605 | 52.4208 | 40.2453 | 52.6938 | 54.0821 | 41.0808 | 42.3016
FLU0130-ST-0110-002-B | Fluorescent 40 | 110 | 2 | BULKHEADS ETC | SHARED OR NO POLE | 1 | 2-Unmetered, Funded by Others, CE Maintained | 0 | 0 | 0 | 25.9404 | 25.9404 | 27.0213 | 35.1683 | 35.1683 | 36.8894 | 36.8894 | 28.3437 | 38.4045 | 38.5448 | 29.6156 | 39.8025 | 40.3046 | 30.9678 | 40.9522 | 41.6206 | 31.64 | 32.586
FLU0130-ST-0740-001-B | Fluorescent 40 | 740 | 1 | MERCURY VAPOUR 80W | SHARED OR NO POLE | 2 | 1-Unmetered, CE Funded, CE Maintained | 0 | 24.2615 | 30.3415 | 25.9404 | 56.282 | 51.8833 | 67.6373 | 66.2608 | 68.7514 | 70.162 | 53.821 | 71.0551 | 72.7656 | 55.819 | 73.2612 | 75.6856 | 58.0595 | 75.2391 | 78.0099 | 59.2085 | 60.9567
FLU0130-ST-0740-002-B | Fluorescent 40 | 740 | 2 | MERCURY VAPOUR 80W | SHARED OR NO POLE | 2 | 2-Unmetered, Funded by Others, CE Maintained | 0 | 0 | 0 | 25.9404 | 25.9404 | 27.0213 | 35.1683 | 35.1683 | 36.8894 | 36.8894 | 28.3437 | 38.4045 | 38.5448 | 29.6156 | 39.8025 | 40.3046 | 30.9678 | 40.9522 | 41.6206 | 31.64 | 32.586
FLU0130-ST-0810-001-B | Fluorescent 40 | 810 | 1 | MERCURY VAPOUR 80W | WOOD POLE | 1 | 1-Unmetered, CE Funded, CE Maintained | 10.7316 | 51.8869 | 64.8901 | 36.6721 | 101.5621 | 91.3712 | 115.0044 | 112.0606 | 115.9363 | 118.9529 | 94.5567 | 119.5857 | 123.1257 | 97.9076 | 123.1253 | 127.8868 | 101.7189 | 126.3859 | 131.7483 | 103.689 | 106.7421
FLU0130-ST-0810-002-B | Fluorescent 40 | 810 | 2 | MERCURY VAPOUR 80W | WOOD POLE | 1 | 2-Unmetered, Funded by Others, CE Maintained | 10.7316 | 0 | 0 | 36.6721 | 36.6721 | 38.2001 | 45.5645 | 45.5645 | 47.7944 | 47.7944 | 40.0696 | 49.7573 | 49.9391 | 41.8677 | 51.5686 | 52.2192 | 43.7792 | 53.0582 | 53.9242 | 44.7295 | 46.0669
FLU0130-ST-0820-002-B | Fluorescent 40 | 820 | 2 | MERCURY VAPOUR 80W | SHARED OR NO POLE | 3 | 2-Unmetered, Funded by Others, CE Maintained | 0 | 0 | 0 | 25.9404 | 25.9404 | 27.0213 | 35.1683 | 35.1683 | 36.8894 | 36.8894 | 28.3437 | 38.4045 | 38.5448 | 29.6156 | 39.8025 | 40.3046 | 30.9678 | 40.9522 | 41.6206 | 31.64 | 32.586
FLU0130-ST-0990-001-B | Fluorescent 40 | 990 | 1 | MERCURY VAPOUR 80W | STEEL POLE | 1 | 1-Unmetered, CE Funded, CE Maintained | 9.9616 | 87.4857 | 109.4102 | 35.9021 | 145.3123 | 127.0491 | 161.8441 | 156.8806 | 161.8461 | 166.9325 | 131.0981 | 166.6181 | 172.4589 | 135.4768 | 171.3115 | 178.8821 | 140.5513 | 175.761 | 184.1931 | 143.2011 | 147.4032
FLU0130-ST-0990-002-B | Fluorescent 40 | 990 | 2 | MERCURY VAPOUR 80W | STEEL POLE | 1 | 2-Unmetered, Funded by Others, CE Maintained | 9.9616 | 0 | 0 | 35.9021 | 35.9021 | 37.398 | 44.7624 | 44.7624 | 46.953 | 46.953 | 39.2283 | 48.8814 | 49.06 | 40.9886 | 50.6609 | 51.2999 | 42.86 | 52.1242 | 52.9749 | 43.7904 | 45.0997
FLU0140-ST-0010-001-B | Fluorescent 2x40 | 10 | 1 | MERCURY VAPOUR 80W | SHARED OR NO POLE | 1 | 1-Unmetered, CE Funded, CE Maintained | 0 | 17.5015 | 21.8875 | 29.9919 | 51.8794 | 49.1763 | 63.0719 | 62.0789 | 64.5744 | 65.592 | 51.1491 | 66.8515 | 68.1424 | 53.1434 | 69.0106 | 70.9633 | 55.3476 | 70.9042 | 73.1744 | 56.4687 | 58.1412
FLU0140-ST-0010-002-B | Fluorescent 2x40 | 10 | 2 | MERCURY VAPOUR 80W | SHARED OR NO POLE | 1 | 2-Unmetered, Funded by Others, CE Maintained | 0 | 0 | 0 | 29.9919 | 29.9919 | 31.2416 | 39.6497 | 39.6497 | 41.5901 | 41.5901 | 32.7705 | 43.2983 | 43.4564 | 34.2411 | 44.8744 | 45.4405 | 35.8044 | 46.1707 | 46.9242 | 36.5816 | 37.6754
FLU0140-ST-0990-001-B | Fluorescent 2x40 | 990 | 1 | MERCURY VAPOUR 80W | STEEL POLE | 1 | 1-Unmetered, CE Funded, CE Maintained | 9.9616 | 87.4857 | 109.4102 | 39.9535 | 149.3637 | 131.2693 | 166.3255 | 161.362 | 166.5468 | 171.6332 | 135.5249 | 171.5119 | 177.3706 | 140.1022 | 176.3834 | 184.018 | 145.388 | 180.9794 | 189.4967 | 148.1427 | 152.4926
FLU0150-ST-0010-001-B | Fluorescent 3x40 | 10 | 1 | MERCURY VAPOUR 80W | SHARED OR NO POLE | 1 | 1-Unmetered, CE Funded, CE Maintained | 0 | 17.5015 | 21.8875 | 34.0433 | 55.9308 | 53.3965 | 67.5533 | 66.5603 | 69.2751 | 70.2927 | 55.5759 | 71.7452 | 73.054 | 57.7689 | 74.0825 | 76.0992 | 60.1842 | 76.1226 | 78.4779 | 61.4103 | 63.2306
FLU0150-ST-0010-002-B | Fluorescent 3x40 | 10 | 2 | MERCURY VAPOUR 80W | SHARED OR NO POLE | 1 | 2-Unmetered, Funded by Others, CE Maintained | 0 | 0 | 0 | 34.0433 | 34.0433 | 35.4619 | 44.1311 | 44.1311 | 46.2908 | 46.2908 | 37.1973 | 48.192 | 48.3681 | 38.8665 | 49.9463 | 50.5764 | 40.6411 | 51.3891 | 52.2278 | 41.5232 | 42.7647
FLU0150-ST-0810-002-B | Fluorescent 3x40 | 810 | 2 | MERCURY VAPOUR 80W | WOOD POLE | 1 | 2-Unmetered, Funded by Others, CE Maintained | 10.7316 | 0 | 0 | 44.7749 | 44.7749 | 46.6407 | 54.5273 | 54.5273 | 57.1958 | 57.1958 | 48.9232 | 59.5449 | 59.7624 | 51.1186 | 61.7125 | 62.491 | 53.4525 | 63.4951 | 64.5314 | 54.6128 | 56.2457
FLU0160-ST-0010-001-B | Fluorescent 4x40 | 10 | 1 | MERCURY VAPOUR 80W | SHARED OR NO POLE | 1 | 1-Unmetered, CE Funded, CE Maintained | 0 | 17.5015 | 21.8875 | 38.0948 | 59.9823 | 57.6168 | 72.0346 | 71.0417 | 73.9759 | 74.9934 | 60.0027 | 76.639 | 77.9657 | 62.3943 | 79.1544 | 81.2351 | 65.0208 | 81.341 | 83.7815 | 66.352 | 68.3199
FLU0160-ST-0010-002-B | Fluorescent 4x40 | 10 | 2 | MERCURY VAPOUR 80W | SHARED OR NO POLE | 1 | 2-Unmetered, Funded by Others, CE Maintained | 0 | 0 | 0 | 38.0948 | 38.0948 | 39.6821 | 48.6125 | 48.6125 | 50.9915 | 50.9915 | 41.6241 | 53.0858 | 53.2797 | 43.492 | 55.0183 | 55.7123 | 45.4777 | 56.6075 | 57.5314 | 46.4649 | 47.8541
FLU0160-ST-0810-002-B | Fluorescent 4x40 | 810 | 2 | MERCURY VAPOUR 80W | WOOD POLE | 1 | 2-Unmetered, Funded by Others, CE Maintained | 10.7316 | 0 | 0 | 48.8264 | 48.8264 | 50.8609 | 59.0087 | 59.0087 | 61.8965 | 61.8965 | 53.35 | 64.4387 | 64.6741 | 55.7441 | 66.7844 | 67.6269 | 58.2891 | 68.7135 | 69.8349 | 59.5544 | 61.335
FLU0160-ST-0990-001-B | Fluorescent 4x40 | 990 | 1 | MERCURY VAPOUR 80W | STEEL POLE | 1 | 1-Unmetered, CE Funded, CE Maintained | 9.9616 | 87.4857 | 109.4102 | 48.0564 | 157.4666 | 139.7099 | 175.2883 | 170.3247 | 175.9482 | 181.0346 | 144.3785 | 181.2994 | 187.1939 | 149.3531 | 186.5273 | 194.2898 | 155.0612 | 191.4163 | 200.1039 | 158.0259 | 162.6713
FLU0160-ST-0990-002-B | Fluorescent 4x40 | 990 | 2 | MERCURY VAPOUR 80W | STEEL POLE | 1 | 2-Unmetered, Funded by Others, CE Maintained | 9.9616 | 0 | 0 | 48.0564 | 48.0564 | 50.0588 | 58.2066 | 58.2066 | 61.0552 | 61.0552 | 52.5087 | 63.5628 | 63.795 | 54.865 | 65.8766 | 66.7076 | 57.3699 | 67.7795 | 68.8857 | 58.6152 | 60.3678
FLU0170-ST-0010-002-B | Fluorescent 6x40 | 10 | 2 | MERCURY VAPOUR 80W | SHARED OR NO POLE | 1 | 2-Unmetered, Funded by Others, CE Maintained | 0 | 0 | 0 | 46.1977 | 46.1977 | 48.1227 | 57.5753 | 57.5753 | 60.3929 | 60.3929 | 50.4777 | 62.8733 | 63.103 | 52.7429 | 65.1621 | 65.9841 | 55.151 | 67.0444 | 68.1385 | 56.3481 | 58.0329
FLU0180-ST-0010-001-B | Fluorescent 58 | 10 | 1 | MERCURY VAPOUR 80W | SHARED OR NO POLE | 1 | 1-Unmetered, CE Funded, CE Maintained | 0 | 17.5015 | 21.8875 | 25.9404 | 47.8279 | 44.956 | 58.5905 | 57.5975 | 59.8737 | 60.8913 | 46.7223 | 61.9577 | 63.2307 | 48.518 | 63.9386 | 65.8274 | 50.5109 | 65.6857 | 67.8708 | 51.5271 | 53.0518
FLU0190-ST-0010-001-B | Fluorescent 2x58 | 10 | 1 | MERCURY VAPOUR 80W | SHARED OR NO POLE | 1 | 1-Unmetered, CE Funded, CE Maintained | 0 | 17.5015 | 21.8875 | 29.9919 | 51.8794 | 49.1763 | 63.0719 | 62.0789 | 64.5744 | 65.592 | 51.1491 | 66.8515 | 68.1424 | 53.1434 | 69.0106 | 70.9633 | 55.3476 | 70.9042 | 73.1744 | 56.4687 | 58.1412
FLU0190-ST-0010-002-B | Fluorescent 2x58 | 10 | 2 | MERCURY VAPOUR 80W | SHARED OR NO POLE | 1 | 2-Unmetered, Funded by Others, CE Maintained | 0 | 0 | 0 | 29.9919 | 29.9919 | 31.2416 | 39.6497 | 39.6497 | 41.5901 | 41.5901 | 32.7705 | 43.2983 | 43.4564 | 34.2411 | 44.8744 | 45.4405 | 35.8044 | 46.1707 | 46.9242 | 36.5816 | 37.6754
FLU0200-ST-0010-002-B | Fluorescent 4x58 | 10 | 2 | MERCURY VAPOUR 80W | SHARED OR NO POLE | 1 | 2-Unmetered, Funded by Others, CE Maintained | 0 | 0 | 0 | 38.0948 | 38.0948 | 39.6821 | 48.6125 | 48.6125 | 50.9915 | 50.9915 | 41.6241 | 53.0858 | 53.2797 | 43.492 | 55.0183 | 55.7123 | 45.4777 | 56.6075 | 57.5314 | 46.4649 | 47.8541
FLU0240-ST-0010-001-B | Fluorescent 80 | 10 | 1 | MERCURY VAPOUR 80W | SHARED OR NO POLE | 1 | 1-Unmetered, CE Funded, CE Maintained | 0 | 17.5015 | 21.8875 | 25.9404 | 47.8279 | 44.956 | 58.5905 | 57.5975 | 59.8737 | 60.8913 | 46.7223 | 61.9577 | 63.2307 | 48.518 | 63.9386 | 65.8274 | 50.5109 | 65.6857 | 67.8708 | 51.5271 | 53.0518
FLU0240-ST-0010-002-B | Fluorescent 80 | 10 | 2 | MERCURY VAPOUR 80W | SHARED OR NO POLE | 1 | 2-Unmetered, Funded by Others, CE Maintained | 0 | 0 | 0 | 25.9404 | 25.9404 | 27.0213 | 35.1683 | 35.1683 | 36.8894 | 36.8894 | 28.3437 | 38.4045 | 38.5448 | 29.6156 | 39.8025 | 40.3046 | 30.9678 | 40.9522 | 41.6206 | 31.64 | 32.586
FLU0240-ST-0990-001-B | Fluorescent 80 | 990 | 1 | MERCURY VAPOUR 80W | STEEL POLE | 1 | 1-Unmetered, CE Funded, CE Maintained | 9.9616 | 87.4857 | 109.4102 | 35.9021 | 145.3123 | 127.0491 | 161.8441 | 156.8806 | 161.8461 | 166.9325 | 131.0981 | 166.6181 | 172.4589 | 135.4768 | 171.3115 | 178.8821 | 140.5513 | 175.761 | 184.1931 | 143.2011 | 147.4032
FLU0240-ST-0990-002-B | Fluorescent 80 | 990 | 2 | MERCURY VAPOUR 80W | STEEL POLE | 1 | 2-Unmetered, Funded by Others, CE Maintained | 9.9616 | 0 | 0 | 35.9021 | 35.9021 | 37.398 | 44.7624 | 44.7624 | 46.953 | 46.953 | 39.2283 | 48.8814 | 49.06 | 40.9886 | 50.6609 | 51.2999 | 42.86 | 52.1242 | 52.9749 | 43.7904 | 45.0997
FLU0240-ST-1000-002-B | Fluorescent 80 | 1000 | 2 | MERCURY VAPOUR 80W | STEEL POLE | 2 | 2-Unmetered, Funded by Others, CE Maintained | 9.9616 | 0 | 0 | 35.9021 | 35.9021 | 37.398 | 44.7624 | 44.7624 | 46.953 | 46.953 | 39.2283 | 48.8814 | 49.06 | 40.9886 | 50.6609 | 51.2999 | 42.86 | 52.1242 | 52.9749 | 43.7904 | 45.0997
FLU0240-ST-1260-002-B | Fluorescent 80 | 1260 | 2 | MERCURY VAPOUR 80W | WOOD POLE | 2 | 2-Unmetered, Funded by Others, CE Maintained | 10.7316 | 0 | 0 | 36.6721 | 36.6721 | 38.2001 | 45.5645 | 45.5645 | 47.7944 | 47.7944 | 40.0696 | 49.7573 | 49.9391 | 41.8677 | 51.5686 | 52.2192 | 43.7792 | 53.0582 | 53.9242 | 44.7295 | 46.0669
FLU0250-ST-0010-001-B | Fluorescent 2x80 | 10 | 1 | MERCURY VAPOUR 80W | SHARED OR NO POLE | 1 | 1-Unmetered, CE Funded, CE Maintained | 0 | 17.5015 | 21.8875 | 29.9919 | 51.8794 | 49.1763 | 63.0719 | 62.0789 | 64.5744 | 65.592 | 51.1491 | 66.8515 | 68.1424 | 53.1434 | 69.0106 | 70.9633 | 55.3476 | 70.9042 | 73.1744 | 56.4687 | 58.1412
FLU0250-ST-0010-002-B | Fluorescent 2x80 | 10 | 2 | MERCURY VAPOUR 80W | SHARED OR NO POLE | 1 | 2-Unmetered, Funded by Others, CE Maintained | 0 | 0 | 0 | 29.9919 | 29.9919 | 31.2416 | 39.6497 | 39.6497 | 41.5901 | 41.5901 | 32.7705 | 43.2983 | 43.4564 | 34.2411 | 44.8744 | 45.4405 | 35.8044 | 46.1707 | 46.9242 | 36.5816 | 37.6754
FLU0260-ST-0010-002-B | Fluorescent 3x80 | 10 | 2 | MERCURY VAPOUR 80W | SHARED OR NO POLE | 1 | 2-Unmetered, Funded by Others, CE Maintained | 0 | 0 | 0 | 34.0433 | 34.0433 | 35.4619 | 44.1311 | 44.1311 | 46.2908 | 46.2908 | 37.1973 | 48.192 | 48.3681 | 38.8665 | 49.9463 | 50.5764 | 40.6411 | 51.3891 | 52.2278 | 41.5232 | 42.7647
FLU0270-ST-0010-002-B | Fluorescent 4x80 | 10 | 2 | MERCURY VAPOUR 80W | SHARED OR NO POLE | 1 | 2-Unmetered, Funded by Others, CE Maintained | 0 | 0 | 0 | 38.0948 | 38.0948 | 39.6821 | 48.6125 | 48.6125 | 50.9915 | 50.9915 | 41.6241 | 53.0858 | 53.2797 | 43.492 | 55.0183 | 55.7123 | 45.4777 | 56.6075 | 57.5314 | 46.4649 | 47.8541
FLU0300-ST-0010-002-B | Fluorescent 2x125 | 10 | 2 | MERCURY VAPOUR 80W | SHARED OR NO POLE | 1 | 2-Unmetered, Funded by Others, CE Maintained | 0 | 0 | 0 | 29.9919 | 29.9919 | 31.2416 | 39.6497 | 39.6497 | 41.5901 | 41.5901 | 32.7705 | 43.2983 | 43.4564 | 34.2411 | 44.8744 | 45.4405 | 35.8044 | 46.1707 | 46.9242 | 36.5816 | 37.6754
HPS0010-ST-0040-001-B | High Pressure Sodium 50 | 40 | 1 | HIGH PRESSURE SODIUM 70W (100) | SHARED OR NO POLE | 1 | 1-Unmetered, CE Funded, CE Maintained | 0 | 18.7475 | 23.4458 | 52.4329 | 75.8787 | 73.8293 | 58.0753 | 57.0117 | 59.2206 | 60.3106 | 76.9777 | 61.251 | 62.596 | 80.1097 | 63.1867 | 65.143 | 83.5292 | 64.905 | 67.1565 | 85.2563 | 87.7884
HPS0010-ST-0040-002-B | High Pressure Sodium 50 | 40 | 2 | HIGH PRESSURE SODIUM 70W (100) | SHARED OR NO POLE | 1 | 2-Unmetered, Funded by Others, CE Maintained | 0 | 0 | 0 | 52.4329 | 52.4329 | 54.6177 | 32.9856 | 32.9856 | 34.5999 | 34.5999 | 57.2907 | 36.0209 | 36.1525 | 59.8616 | 37.3322 | 37.8031 | 62.5946 | 38.4106 | 39.0374 | 63.9534 | 65.8655
HPS0010-ST-0090-002-B | High Pressure Sodium 50 | 90 | 2 | HIGH PRESSURE SODIUM 70W TWIN ARC | SHARED OR NO POLE | 1 | 2-Unmetered, Funded by Others, CE Maintained | 0 | 0 | 0 | 52.4329 | 52.4329 | 54.6177 | 32.9856 | 32.9856 | 34.5999 | 34.5999 | 57.2907 | 36.0209 | 36.1525 | 59.8616 | 37.3322 | 37.8031 | 62.5946 | 38.4106 | 39.0374 | 63.9534 | 65.8655
HPS0010-ST-0350-001-B | High Pressure Sodium 50 | 350 | 1 | HIGH PRESSURE SODIUM 70W (100) | WOOD POLE | 1 | 1-Unmetered, CE Funded, CE Maintained | 10.7316 | 53.1329 | 66.4484 | 63.1645 | 129.6129 | 120.2445 | 114.4893 | 111.4748 | 115.2831 | 118.3723 | 124.8121 | 118.8791 | 122.491 | 129.4993 | 122.3734 | 127.2024 | 134.7372 | 125.6052 | 131.0341 | 137.4182 | 141.4787
HPS0010-ST-0350-002-B | High Pressure Sodium 50 | 350 | 2 | HIGH PRESSURE SODIUM 70W (100) | WOOD POLE | 1 | 2-Unmetered, Funded by Others, CE Maintained | 10.7316 | 0 | 0 | 63.1645 | 63.1645 | 65.7965 | 43.3818 | 43.3818 | 45.5049 | 45.5049 | 69.0165 | 47.3738 | 47.5469 | 72.1136 | 49.0983 | 49.7177 | 75.4061 | 50.5166 | 51.341 | 77.0429 | 79.3464
HPS0010-ST-0360-001-B | High Pressure Sodium 50 | 360 | 1 | HIGH PRESSURE SODIUM 70W (100) | STEEL POLE | 1 | 1-Unmetered, CE Funded, CE Maintained | 9.9616 | 88.7318 | 110.9686 | 62.3945 | 173.3631 | 155.9223 | 161.329 | 156.2947 | 161.193 | 166.3518 | 161.3536 | 165.9115 | 171.8242 | 167.0685 | 170.5596 | 178.1977 | 173.5696 | 174.9803 | 183.4789 | 176.9303 | 182.1398
HPS0010-ST-0360-002-B | High Pressure Sodium 50 | 360 | 2 | HIGH PRESSURE SODIUM 70W (100) | STEEL POLE | 1 | 2-Unmetered, Funded by Others, CE Maintained | 9.9616 | 0 | 0 | 62.3945 | 62.3945 | 64.9944 | 42.5797 | 42.5797 | 44.6635 | 44.6635 | 68.1752 | 46.4979 | 46.6678 | 71.2345 | 48.1906 | 48.7985 | 74.4869 | 49.5826 | 50.3918 | 76.1037 | 78.3792
HPS0010-ST-0750-001-B | High Pressure Sodium 50 | 750 | 1 | HIGH PRESSURE SODIUM 70W (100) | SHARED OR NO POLE | 3 | 1-Unmetered, CE Funded, CE Maintained | 0 | 34.7595 | 43.4705 | 52.4329 | 95.9034 | 90.2376 | 79.5041 | 77.532 | 80.2488 | 82.2697 | 93.7921 | 82.7997 | 85.181 | 97.4033 | 85.2687 | 88.4936 | 101.409 | 87.5335 | 91.1726 | 103.4509 | 106.5124
HPS0010-TA-0090-001-B | High Pressure Sodium 50 | 90 | 1 | HIGH PRESSURE SODIUM 70W TWIN ARC | SHARED OR NO POLE | 1 | 1-Unmetered, CE Funded, CE Maintained | 0 | 19.8423 | 24.8149 | 52.3912 | 77.2061 | 74.9076 | 52.5221 | 51.3964 | 53.2966 | 54.4502 | 78.0817 | 55.0602 | 56.448 | 81.2444 | 56.7534 | 58.6962 | 84.7018 | 58.2796 | 60.4926 | 86.4494 | 89.0161
HPS0010-TA-0090-002-B | High Pressure Sodium 50 | 90 | 2 | HIGH PRESSURE SODIUM 70W TWIN ARC | SHARED OR NO POLE | 1 | 2-Unmetered, Funded by Others, CE Maintained | 0 | 0 | 0 | 52.3912 | 52.3912 | 54.5743 | 25.9673 | 25.9673 | 27.2381 | 27.2381 | 57.2451 | 28.3568 | 28.4604 | 59.8139 | 29.3891 | 29.7598 | 62.5448 | 30.238 | 30.7315 | 63.9025 | 65.8131
HPS0010-TA-0140-001-B | High Pressure Sodium 50 | 140 | 1 | HIGH PRESSURE SODIUM 50W TWIN ARC | WOOD POLE | 1 | 1-Unmetered, CE Funded, CE Maintained | 10.7316 | 54.2277 | 67.8175 | 63.1228 | 130.9403 | 121.3228 | 108.9361 | 105.8595 | 109.3591 | 112.5119 | 125.9161 | 112.6883 | 116.343 | 130.6341 | 115.94 | 120.7556 | 135.9098 | 118.9797 | 124.3701 | 138.6113 | 142.7064
HPS0010-TA-0170-001-B | High Pressure Sodium 50 | 170 | 1 | HIGH PRESSURE SODIUM 50W TWIN ARC | STEEL POLE | 1 | 1-Unmetered, CE Funded, CE Maintained | 9.9616 | 89.8265 | 112.3376 | 62.3528 | 174.6905 | 157.0007 | 155.7758 | 150.6794 | 155.2689 | 160.4914 | 162.4576 | 159.7206 | 165.6762 | 168.2032 | 164.1263 | 171.7509 | 174.7422 | 168.3548 | 176.8149 | 178.1233 | 183.3675
HPS0010-TA-0170-002-B | High Pressure Sodium 50 | 170 | 2 | HIGH PRESSURE SODIUM 50W TWIN ARC | STEEL POLE | 1 | 2-Unmetered, Funded by Others, CE Maintained | 9.9616 | 0 | 0 | 62.3528 | 62.3528 | 64.951 | 35.5614 | 35.5614 | 37.3018 | 37.3018 | 68.1296 | 38.8338 | 38.9757 | 71.1869 | 40.2474 | 40.7552 | 74.437 | 41.41 | 42.0858 | 76.0528 | 78.3267
HPS0010-TA-1180-001-B | High Pressure Sodium 50 | 1180 | 1 | HIGH PRESSURE SODIUM 70W TWIN ARC | SHARED OR NO POLE | 2 | 1-Unmetered, CE Funded, CE Maintained | 0 | 28.943 | 36.1963 | 52.3912 | 88.5875 | 84.2336 | 64.7016 | 63.0595 | 65.2484 | 66.9311 | 87.6385 | 67.3078 | 69.2846 | 91.0736 | 69.3041 | 71.968 | 94.8642 | 71.1409 | 74.1426 | 96.7906 | 99.6583
HPS0010-TA-1200-001-B | High Pressure Sodium 50 | 1200 | 1 | HIGH PRESSURE SODIUM 70W TWIN ARC | SHARED OR NO POLE | 4 | 1-Unmetered, CE Funded, CE Maintained | 0 | 47.1445 | 58.9592 | 52.3912 | 111.3504 | 102.8856 | 89.0606 | 86.3858 | 89.152 | 91.8929 | 106.7521 | 91.803 | 94.9579 | 110.7319 | 94.4056 | 98.5116 | 115.1889 | 96.8637 | 101.4427 | 117.4731 | 120.9426
HPS0020-ST-0040-001-B | High Pressure Sodium 70 | 40 | 1 | HIGH PRESSURE SODIUM 70W (100) | SHARED OR NO POLE | 1 | 1-Unmetered, CE Funded, CE Maintained | 0 | 18.7475 | 23.4458 | 52.1355 | 75.5813 | 73.5195 | 57.9613 | 56.8977 | 59.101 | 60.191 | 76.6528 | 61.1265 | 62.471 | 79.7701 | 63.0577 | 65.0124 | 83.1741 | 64.7722 | 67.0216 | 84.8936 | 87.4148
HPS0020-ST-0040-002-B | High Pressure Sodium 70 | 40 | 2 | HIGH PRESSURE SODIUM 70W (100) | SHARED OR NO POLE | 1 | 2-Unmetered, Funded by Others, CE Maintained | 0 | 0 | 0 | 52.1355 | 52.1355 | 54.3079 | 32.8716 | 32.8716 | 34.4803 | 34.4803 | 56.9657 | 35.8964 | 36.0276 | 59.522 | 37.2031 | 37.6725 | 62.2396 | 38.2778 | 38.9025 | 63.5906 | 65.4919
HPS0020-ST-0170-002-B | High Pressure Sodium 70 | 170 | 2 | HIGH PRESSURE SODIUM 50W TWIN ARC | STEEL POLE | 1 | 2-Unmetered, Funded by Others, CE Maintained | 9.9616 | 0 | 0 | 62.0971 | 62.0971 | 64.6847 | 42.4657 | 42.4657 | 44.5439 | 44.5439 | 67.8502 | 46.3734 | 46.5428 | 70.895 | 48.0615 | 48.6678 | 74.1318 | 49.4498 | 50.2568 | 75.741 | 78.0056
HPS0020-ST-0350-001-B | High Pressure Sodium 70 | 350 | 1 | HIGH PRESSURE SODIUM 70W (100) | WOOD POLE | 1 | 1-Unmetered, CE Funded, CE Maintained | 10.7316 | 53.1329 | 66.4484 | 62.8671 | 129.3155 | 119.9347 | 114.3753 | 111.3608 | 115.1635 | 118.2527 | 124.4871 | 118.7546 | 122.366 | 129.1598 | 122.2443 | 127.0718 | 134.3822 | 125.4724 | 130.8991 | 137.0555 | 141.1051
HPS0020-ST-0350-002-B | High Pressure Sodium 70 | 350 | 2 | HIGH PRESSURE SODIUM 70W (100) | WOOD POLE | 1 | 2-Unmetered, Funded by Others, CE Maintained | 10.7316 | 0 | 0 | 62.8671 | 62.8671 | 65.4867 | 43.2678 | 43.2678 | 45.3853 | 45.3853 | 68.6916 | 47.2493 | 47.4219 | 71.7741 | 48.9693 | 49.587 | 75.0511 | 50.3838 | 51.2061 | 76.6802 | 78.9728
HPS0020-ST-0360-001-B | High Pressure Sodium 70 | 360 | 1 | HIGH PRESSURE SODIUM 70W (100) | STEEL POLE | 1 | 1-Unmetered, CE Funded, CE Maintained | 9.9616 | 88.7318 | 110.9686 | 62.0971 | 173.0657 | 155.6126 | 161.215 | 156.1807 | 161.0734 | 166.2322 | 161.0286 | 165.787 | 171.6992 | 166.7289 | 170.4306 | 178.067 | 173.2145 | 174.8475 | 183.3439 | 176.5676 | 181.7662
HPS0020-ST-0360-002-B | High Pressure Sodium 70 | 360 | 2 | HIGH PRESSURE SODIUM 70W (100) | STEEL POLE | 1 | 2-Unmetered, Funded by Others, CE Maintained | 9.9616 | 0 | 0 | 62.0971 | 62.0971 | 64.6847 | 42.4657 | 42.4657 | 44.5439 | 44.5439 | 67.8502 | 46.3734 | 46.5428 | 70.895 | 48.0615 | 48.6678 | 74.1318 | 49.4498 | 50.2568 | 75.741 | 78.0056
HPS0020-ST-0730-001-B | High Pressure Sodium 70 | 730 | 1 | HIGH PRESSURE SODIUM 70W (100) | STEEL POLE | 2 | 1-Unmetered, CE Funded, CE Maintained | 9.9616 | 96.7378 | 120.9809 | 62.0971 | 183.0781 | 163.8167 | 171.9294 | 166.4409 | 171.5875 | 177.2118 | 169.4358 | 176.5613 | 182.9917 | 175.3757 | 181.4716 | 189.7423 | 182.1545 | 186.1617 | 195.352 | 185.6648 | 191.1282
HPS0020-ST-0730-002-B | High Pressure Sodium 70 | 730 | 2 | HIGH PRESSURE SODIUM 70W (100) | STEEL POLE | 2 | 2-Unmetered, Funded by Others, CE Maintained | 9.9616 | 0 | 0 | 62.0971 | 62.0971 | 64.6847 | 42.4657 | 42.4657 | 44.5439 | 44.5439 | 67.8502 | 46.3734 | 46.5428 | 70.895 | 48.0615 | 48.6678 | 74.1318 | 49.4498 | 50.2568 | 75.741 | 78.0056
HPS0020-ST-0750-002-B | High Pressure Sodium 70 | 750 | 2 | HIGH PRESSURE SODIUM 70W (100) | SHARED OR NO POLE | 3 | 2-Unmetered, Funded by Others, CE Maintained | 0 | 0 | 0 | 52.1355 | 52.1355 | 54.3079 | 32.8716 | 32.8716 | 34.4803 | 34.4803 | 56.9657 | 35.8964 | 36.0276 | 59.522 | 37.2031 | 37.6725 | 62.2396 | 38.2778 | 38.9025 | 63.5906 | 65.4919
HPS0020-ST-0880-002-B | High Pressure Sodium 70 | 880 | 2 | HIGH PRESSURE SODIUM 70W (100) | STEEL POLE | 4 | 2-Unmetered, Funded by Others, CE Maintained | 9.9616 | 0 | 0 | 62.0971 | 62.0971 | 64.6847 | 42.4657 | 42.4657 | 44.5439 | 44.5439 | 67.8502 | 46.3734 | 46.5428 | 70.895 | 48.0615 | 48.6678 | 74.1318 | 49.4498 | 50.2568 | 75.741 | 78.0056
HPS0020-ST-0890-001-B | High Pressure Sodium 70 | 890 | 1 | HIGH PRESSURE SODIUM 70W (100) | SHARED OR NO POLE | 2 | 1-Unmetered, CE Funded, CE Maintained | 0 | 26.7535 | 33.4582 | 52.1355 | 85.5937 | 81.7236 | 68.6757 | 67.1578 | 69.6151 | 71.1706 | 85.06 | 71.9008 | 73.7635 | 88.4169 | 74.0987 | 76.6877 | 92.1141 | 76.0865 | 79.0296 | 93.9909 | 96.7768
HPS0020-ST-0890-002-B | High Pressure Sodium 70 | 890 | 2 | HIGH PRESSURE SODIUM 70W (100) | SHARED OR NO POLE | 2 | 2-Unmetered, Funded by Others, CE Maintained | 0 | 0 | 0 | 52.1355 | 52.1355 | 54.3079 | 32.8716 | 32.8716 | 34.4803 | 34.4803 | 56.9657 | 35.8964 | 36.0276 | 59.522 | 37.2031 | 37.6725 | 62.2396 | 38.2778 | 38.9025 | 63.5906 | 65.4919
HPS0020-ST-0910-001-B | High Pressure Sodium 70 | 910 | 1 | HIGH PRESSURE SODIUM 70W (100) | WOOD POLE | 2 | 1-Unmetered, CE Funded, CE Maintained | 10.7316 | 61.1389 | 76.4607 | 62.8671 | 139.3279 | 128.1388 | 125.0897 | 121.6209 | 125.6776 | 129.2322 | 132.8943 | 129.5289 | 133.6585 | 137.8066 | 133.2853 | 138.7471 | 143.3221 | 136.7867 | 142.9072 | 146.1528 | 150.4671
HPS0020-ST-0910-002-B | High Pressure Sodium 70 | 910 | 2 | HIGH PRESSURE SODIUM 70W (100) | WOOD POLE | 2 | 2-Unmetered, Funded by Others, CE Maintained | 10.7316 | 0 | 0 | 62.8671 | 62.8671 | 65.4867 | 43.2678 | 43.2678 | 45.3853 | 45.3853 | 68.6916 | 47.2493 | 47.4219 | 71.7741 | 48.9693 | 49.587 | 75.0511 | 50.3838 | 51.2061 | 76.6802 | 78.9728
HPS0020-TA-0090-001-B | High Pressure Sodium 70 | 90 | 1 | HIGH PRESSURE SODIUM 70W TWIN ARC | SHARED OR NO POLE | 1 | 1-Unmetered, CE Funded, CE Maintained | 0 | 19.8423 | 24.8149 | 57.1977 | 82.0126 | 79.9144 | 57.2051 | 56.0793 | 58.2087 | 59.3623 | 83.3335 | 60.1741 | 61.5806 | 86.7318 | 62.0534 | 64.0631 | 90.4398 | 63.7327 | 66.0347 | 92.3119 | 95.054
HPS0020-TA-0090-002-B | High Pressure Sodium 70 | 90 | 2 | HIGH PRESSURE SODIUM 70W TWIN ARC | SHARED OR NO POLE | 1 | 2-Unmetered, Funded by Others, CE Maintained | 0 | 0 | 0 | 57.1977 | 57.1977 | 59.581 | 30.6502 | 30.6502 | 32.1502 | 32.1502 | 62.4969 | 33.4707 | 33.593 | 65.3014 | 34.6891 | 35.1267 | 68.2828 | 35.6911 | 36.2736 | 69.765 | 71.8509
HPS0020-TA-0140-001-B | High Pressure Sodium 70 | 140 | 1 | HIGH PRESSURE SODIUM 50W TWIN ARC | WOOD POLE | 1 | 1-Unmetered, CE Funded, CE Maintained | 10.7316 | 54.2277 | 67.8175 | 67.9293 | 135.7468 | 126.3296 | 113.619 | 110.5424 | 114.2712 | 117.424 | 131.1679 | 117.8021 | 121.4756 | 136.1215 | 121.24 | 126.1225 | 141.6478 | 124.4328 | 129.9122 | 144.4738 | 148.7442
HPS0020-TA-0140-002-B | High Pressure Sodium 70 | 140 | 2 | HIGH PRESSURE SODIUM 50W TWIN ARC | WOOD POLE | 1 | 2-Unmetered, Funded by Others, CE Maintained | 10.7316 | 0 | 0 | 67.9293 | 67.9293 | 70.7598 | 41.0464 | 41.0464 | 43.0552 | 43.0552 | 74.2227 | 44.8235 | 44.9873 | 77.5534 | 46.4552 | 47.0413 | 81.0943 | 47.7971 | 48.5772 | 82.8546 | 85.3318
HPS0020-TA-0170-001-B | High Pressure Sodium 70 | 170 | 1 | HIGH PRESSURE SODIUM 50W TWIN ARC | STEEL POLE | 1 | 1-Unmetered, CE Funded, CE Maintained | 9.9616 | 89.8265 | 112.3376 | 67.1593 | 179.4969 | 162.0075 | 160.4587 | 155.3624 | 160.181 | 165.4035 | 167.7093 | 164.8345 | 170.8088 | 173.6906 | 169.4263 | 177.1178 | 180.4802 | 173.8079 | 182.357 | 183.9859 | 189.4054
HPS0020-TA-0170-002-B | High Pressure Sodium 70 | 170 | 2 | HIGH PRESSURE SODIUM 50W TWIN ARC | STEEL POLE | 1 | 2-Unmetered, Funded by Others, CE Maintained | 9.9616 | 0 | 0 | 67.1593 | 67.1593 | 69.9577 | 40.2444 | 40.2444 | 42.2139 | 42.2139 | 73.3814 | 43.9476 | 44.1082 | 76.6743 | 45.5475 | 46.122 | 80.175 | 46.8631 | 47.6279 | 81.9154 | 84.3646
HPS0070-ST-0040-001-B | High Pressure Sodium 100 | 40 | 1 | HIGH PRESSURE SODIUM 70W (100) | SHARED OR NO POLE | 1 | 1-Unmetered, CE Funded, CE Maintained | 0 | 18.7475 | 23.4458 | 52.1355 | 75.5813 | 73.5195 | 57.9613 | 56.8977 | 59.101 | 60.191 | 76.6528 | 61.1265 | 62.471 | 79.7701 | 63.0577 | 65.0124 | 83.1741 | 64.7722 | 67.0216 | 84.8936 | 87.4148
HPS0070-ST-0040-002-B | High Pressure Sodium 100 | 40 | 2 | HIGH PRESSURE SODIUM 70W (100) | SHARED OR NO POLE | 1 | 2-Unmetered, Funded by Others, CE Maintained | 0 | 0 | 0 | 52.1355 | 52.1355 | 54.3079 | 32.8716 | 32.8716 | 34.4803 | 34.4803 | 56.9657 | 35.8964 | 36.0276 | 59.522 | 37.2031 | 37.6725 | 62.2396 | 38.2778 | 38.9025 | 63.5906 | 65.4919
HPS0070-ST-0350-001-B | High Pressure Sodium 100 | 350 | 1 | HIGH PRESSURE SODIUM 70W (100) | WOOD POLE | 1 | 1-Unmetered, CE Funded, CE Maintained | 10.7316 | 53.1329 | 66.4484 | 62.8671 | 129.3155 | 119.9347 | 114.3753 | 111.3608 | 115.1635 | 118.2527 | 124.4871 | 118.7546 | 122.366 | 129.1598 | 122.2443 | 127.0718 | 134.3822 | 125.4724 | 130.8991 | 137.0555 | 141.1051
HPS0070-ST-0360-001-B | High Pressure Sodium 100 | 360 | 1 | HIGH PRESSURE SODIUM 70W (100) | STEEL POLE | 1 | 1-Unmetered, CE Funded, CE Maintained | 9.9616 | 88.7318 | 110.9686 | 62.0971 | 173.0657 | 155.6126 | 161.215 | 156.1807 | 161.0734 | 166.2322 | 161.0286 | 165.787 | 171.6992 | 166.7289 | 170.4306 | 178.067 | 173.2145 | 174.8475 | 183.3439 | 176.5676 | 181.7662
HPS0070-ST-0360-002-B | High Pressure Sodium 100 | 360 | 2 | HIGH PRESSURE SODIUM 70W (100) | STEEL POLE | 1 | 2-Unmetered, Funded by Others, CE Maintained | 9.9616 | 0 | 0 | 62.0971 | 62.0971 | 64.6847 | 42.4657 | 42.4657 | 44.5439 | 44.5439 | 67.8502 | 46.3734 | 46.5428 | 70.895 | 48.0615 | 48.6678 | 74.1318 | 49.4498 | 50.2568 | 75.741 | 78.0056
HPS0080-ST-0050-001-B | High Pressure Sodium 120 | 50 | 1 | HIGH PRESSURE SODIUM 150W | SHARED OR NO POLE | 1 | 1-Unmetered, CE Funded, CE Maintained | 0 | 32.467 | 40.6035 | 56.8233 | 97.4267 | 92.4616 | 80.9368 | 79.0947 | 81.9591 | 83.8467 | 96.1818 | 84.6293 | 86.8802 | 99.9396 | 87.2009 | 90.3084 | 104.0903 | 89.5346 | 93.0606 | 106.2009 | 109.3467
HPS0080-ST-0360-002-B | High Pressure Sodium 120 | 360 | 2 | HIGH PRESSURE SODIUM 70W (100) | STEEL POLE | 1 | 2-Unmetered, Funded by Others, CE Maintained | 9.9616 | 0 | 0 | 66.7849 | 66.7849 | 69.5677 | 47.0804 | 47.0804 | 49.3845 | 49.3845 | 72.9723 | 51.4128 | 51.6006 | 76.2469 | 53.2843 | 53.9565 | 79.7281 | 54.8235 | 55.7182 | 81.4587 | 83.8942
HPS0090-ST-0050-001-B | High Pressure Sodium 150 | 50 | 1 | HIGH PRESSURE SODIUM 150W | SHARED OR NO POLE | 1 | 1-Unmetered, CE Funded, CE Maintained | 0 | 32.467 | 40.6035 | 64.6951 | 105.2986 | 100.6614 | 78.4718 | 76.6298 | 79.3735 | 81.2612 | 104.7829 | 81.9376 | 84.1786 | 108.9267 | 84.4112 | 87.4835 | 113.4877 | 86.6643 | 90.1434 | 115.8023 | 119.2352
HPS0090-ST-0050-002-B | High Pressure Sodium 150 | 50 | 2 | HIGH PRESSURE SODIUM 150W | SHARED OR NO POLE | 1 | 2-Unmetered, Funded by Others, CE Maintained | 0 | 0 | 0 | 64.6951 | 64.6951 | 67.3908 | 35.0214 | 35.0214 | 36.7353 | 36.7353 | 70.6889 | 38.2441 | 38.3838 | 73.861 | 39.6362 | 40.1363 | 77.2333 | 40.7812 | 41.4467 | 78.9097 | 81.2691
HPS0090-ST-0220-001-B | High Pressure Sodium 150 | 220 | 1 | HIGH PRESSURE SODIUM 150W | WOOD POLE | 1 | 1-Unmetered, CE Funded, CE Maintained | 10.7316 | 66.8524 | 83.6061 | 75.4267 | 159.0328 | 147.0766 | 134.8858 | 131.0929 | 135.4361 | 139.3228 | 152.6173 | 139.5656 | 144.0736 | 158.3164 | 143.5978 | 149.5429 | 164.6957 | 147.3645 | 154.021 | 167.9642 | 172.9254
HPS0090-ST-0220-002-B | High Pressure Sodium 150 | 220 | 2 | HIGH PRESSURE SODIUM 150W | WOOD POLE | 1 | 2-Unmetered, Funded by Others, CE Maintained | 10.7316 | 0 | 0 | 75.4267 | 75.4267 | 78.5696 | 45.4176 | 45.4176 | 47.6403 | 47.6403 | 82.4147 | 49.5969 | 49.7781 | 86.1131 | 51.4024 | 52.0508 | 90.0447 | 52.8872 | 53.7503 | 91.9993 | 94.75
HPS0090-ST-0310-001-B | High Pressure Sodium 150 | 310 | 1 | HIGH PRESSURE SODIUM 150W | STEEL POLE | 1 | 1-Unmetered, CE Funded, CE Maintained | 9.9616 | 93.5111 | 116.9456 | 74.6567 | 191.6023 | 173.5931 | 169.7609 | 164.4555 | 169.605 | 175.0417 | 179.7706 | 174.5665 | 180.7967 | 186.2298 | 179.4548 | 187.5006 | 193.545 | 184.1051 | 193.0566 | 197.3175 | 203.1322
HPS0090-ST-0310-002-B | High Pressure Sodium 150 | 310 | 2 | HIGH PRESSURE SODIUM 150W | STEEL POLE | 1 | 2-Unmetered, Funded by Others, CE Maintained | 9.9616 | 0 | 0 | 74.6567 | 74.6567 | 77.7675 | 44.6155 | 44.6155 | 46.7989 | 46.7989 | 81.5734 | 48.721 | 48.899 | 85.234 | 50.4946 | 51.1316 | 89.1255 | 51.9532 | 52.8011 | 91.0601 | 93.7827
HPS0090-ST-0690-001-B | High Pressure Sodium 150 | 690 | 1 | HIGH PRESSURE SODIUM 150W | STEEL POLE | 2 | 1-Unmetered, CE Funded, CE Maintained | 9.9616 | 106.2964 | 132.935 | 74.6567 | 207.5917 | 186.6948 | 186.8715 | 180.8407 | 186.3957 | 192.5757 | 193.1966 | 191.7728 | 198.8304 | 200.0385 | 197.0869 | 206.1457 | 207.8218 | 202.1736 | 212.2331 | 211.8455 | 218.083
HPS0090-ST-0690-002-B | High Pressure Sodium 150 | 690 | 2 | HIGH PRESSURE SODIUM 150W | STEEL POLE | 2 | 2-Unmetered, Funded by Others, CE Maintained | 9.9616 | 0 | 0 | 74.6567 | 74.6567 | 77.7675 | 44.6155 | 44.6155 | 46.7989 | 46.7989 | 81.5734 | 48.721 | 48.899 | 85.234 | 50.4946 | 51.1316 | 89.1255 | 51.9532 | 52.8011 | 91.0601 | 93.7827
HPS0090-ST-0710-002-B | High Pressure Sodium 150 | 710 | 2 | HIGH PRESSURE SODIUM 150W | STEEL POLE | 3 | 2-Unmetered, Funded by Others, CE Maintained | 9.9616 | 0 | 0 | 74.6567 | 74.6567 | 77.7675 | 44.6155 | 44.6155 | 46.7989 | 46.7989 | 81.5734 | 48.721 | 48.899 | 85.234 | 50.4946 | 51.1316 | 89.1255 | 51.9532 | 52.8011 | 91.0601 | 93.7827
HPS0090-ST-0720-001-B | High Pressure Sodium 150 | 720 | 1 | HIGH PRESSURE SODIUM 150W | STEEL POLE | 4 | 1-Unmetered, CE Funded, CE Maintained | 9.9616 | 131.8671 | 164.9139 | 74.6567 | 239.5706 | 212.8984 | 221.0925 | 213.611 | 219.9771 | 227.6438 | 220.0487 | 226.1853 | 234.8979 | 227.6558 | 232.3511 | 243.4359 | 236.3754 | 238.3106 | 250.586 | 240.9016 | 247.9846
HPS0090-ST-0720-002-B | High Pressure Sodium 150 | 720 | 2 | HIGH PRESSURE SODIUM 150W | STEEL POLE | 4 | 2-Unmetered, Funded by Others, CE Maintained | 9.9616 | 0 | 0 | 74.6567 | 74.6567 | 77.7675 | 44.6155 | 44.6155 | 46.7989 | 46.7989 | 81.5734 | 48.721 | 48.899 | 85.234 | 50.4946 | 51.1316 | 89.1255 | 51.9532 | 52.8011 | 91.0601 | 93.7827
HPS0090-ST-0980-002-B | High Pressure Sodium 150 | 980 | 2 | HIGH PRESSURE SODIUM 150W | WOOD POLE | 2 | 2-Unmetered, Funded by Others, CE Maintained | 10.7316 | 0 | 0 | 75.4267 | 75.4267 | 78.5696 | 45.4176 | 45.4176 | 47.6403 | 47.6403 | 82.4147 | 49.5969 | 49.7781 | 86.1131 | 51.4024 | 52.0508 | 90.0447 | 52.8872 | 53.7503 | 91.9993 | 94.75
HPS0090-ST-1010-001-B | High Pressure Sodium 150 | 1010 | 1 | HIGH PRESSURE SODIUM 150W | SHARED OR NO POLE | 2 | 1-Unmetered, CE Funded, CE Maintained | 0 | 45.2524 | 56.5929 | 64.6951 | 121.288 | 113.7632 | 95.5824 | 93.015 | 96.1642 | 98.7952 | 118.2089 | 99.1438 | 102.2124 | 122.7354 | 102.0433 | 106.1286 | 127.7645 | 104.7328 | 109.3199 | 130.3303 | 134.186
HPS0090-ST-1010-002-B | High Pressure Sodium 150 | 1010 | 2 | HIGH PRESSURE SODIUM 150W | SHARED OR NO POLE | 2 | 2-Unmetered, Funded by Others, CE Maintained | 0 | 0 | 0 | 64.6951 | 64.6951 | 67.3908 | 35.0214 | 35.0214 | 36.7353 | 36.7353 | 70.6889 | 38.2441 | 38.3838 | 73.861 | 39.6362 | 40.1363 | 77.2333 | 40.7812 | 41.4467 | 78.9097 | 81.2691
HPS0090-ST-1360-002-B | High Pressure Sodium 150 | 1360 | 2 | HIGH PRESSURE SODIUM 150W | R/BOUT COLUMN | 3 | 2-Unmetered, Funded by Others, CE Maintained | 9.9616 | 0 | 0 | 74.6567 | 74.6567 | 77.7675 | 44.6155 | 44.6155 | 46.7989 | 46.7989 | 81.5734 | 48.721 | 48.899 | 85.234 | 50.4946 | 51.1316 | 89.1255 | 51.9532 | 52.8011 | 91.0601 | 93.7827
HPS0090-TA-0050-001-B | High Pressure Sodium 150 | 50 | 1 | HIGH PRESSURE SODIUM 150W | SHARED OR NO POLE | 1 | 1-Unmetered, CE Funded, CE Maintained | 0 | 32.467 | 40.6035 | 70.9104 | 111.5139 | 107.1357 | 81.4941 | 79.6521 | 82.5437 | 84.4313 | 111.5741 | 85.2379 | 87.491 | 116.0226 | 87.8317 | 90.9472 | 120.9076 | 90.1836 | 93.7201 | 123.3832 | 127.0428
HPS0090-TA-0050-002-B | High Pressure Sodium 150 | 50 | 2 | HIGH PRESSURE SODIUM 150W | SHARED OR NO POLE | 1 | 2-Unmetered, Funded by Others, CE Maintained | 0 | 0 | 0 | 70.9104 | 70.9104 | 73.8651 | 38.0436 | 38.0436 | 39.9054 | 39.9054 | 77.48 | 41.5444 | 41.6962 | 80.9569 | 43.0567 | 43.5999 | 84.6531 | 44.3005 | 45.0235 | 86.4907 | 89.0767
HPS0090-TA-0220-001-B | High Pressure Sodium 150 | 220 | 1 | HIGH PRESSURE SODIUM 150W | WOOD POLE | 1 | 1-Unmetered, CE Funded, CE Maintained | 10.7316 | 66.8524 | 83.6061 | 81.642 | 165.2481 | 153.5509 | 137.908 | 134.1151 | 138.6062 | 142.493 | 159.4084 | 142.866 | 147.386 | 165.4123 | 147.0183 | 153.0066 | 172.1156 | 150.8837 | 157.5977 | 175.5451 | 180.733
HPS0090-TA-0310-001-B | High Pressure Sodium 150 | 310 | 1 | HIGH PRESSURE SODIUM 150W | STEEL POLE | 1 | 1-Unmetered, CE Funded, CE Maintained | 9.9616 | 93.5111 | 116.9456 | 80.872 | 197.8176 | 180.0674 | 172.7832 | 167.4778 | 172.7751 | 178.2119 | 186.5617 | 177.8669 | 184.1091 | 193.3257 | 182.8753 | 190.9642 | 200.9649 | 187.6244 | 196.6333 | 204.8984 | 210.9398
HPS0100-ST-0060-001-B | High Pressure Sodium 220 | 60 | 1 | HIGH PRESSURE SODIUM 250W (210/220) | SHARED OR NO POLE | 1 | 1-Unmetered, CE Funded, CE Maintained | 0 | 32.5972 | 40.7663 | 65.8257 | 106.592 | 101.9726 | 87.0582 | 85.2087 | 88.3683 | 90.2635 | 106.155 | 91.299 | 93.582 | 110.3581 | 94.1113 | 97.3141 | 114.9828 | 96.6438 | 100.2941 | 117.3292 | 120.8076
HPS0100-ST-0060-002-B | High Pressure Sodium 220 | 60 | 2 | HIGH PRESSURE SODIUM 250W (210/220) | SHARED OR NO POLE | 1 | 2-Unmetered, Funded by Others, CE Maintained | 0 | 0 | 0 | 65.8257 | 65.8257 | 68.5686 | 43.4335 | 43.4335 | 45.5591 | 45.5591 | 71.9242 | 47.4302 | 47.6035 | 75.1518 | 49.1568 | 49.7769 | 78.583 | 50.5768 | 51.4022 | 80.2888 | 82.6893
HPS0100-ST-0230-002-B | High Pressure Sodium 220 | 230 | 2 | HIGH PRESSURE SODIUM 250W (210/220) | WOOD POLE | 1 | 2-Unmetered, Funded by Others, CE Maintained | 10.7316 | 0 | 0 | 76.5573 | 76.5573 | 79.7474 | 53.8297 | 53.8297 | 56.4641 | 56.4641 | 83.6501 | 58.7831 | 58.9979 | 87.4039 | 60.923 | 61.6915 | 91.3944 | 62.6828 | 63.7058 | 93.3783 | 96.1702
HPS0100-ST-0320-001-B | High Pressure Sodium 220 | 320 | 1 | HIGH PRESSURE SODIUM 250W (210/220) | STEEL POLE | 1 | 1-Unmetered, CE Funded, CE Maintained | 9.9616 | 93.6413 | 117.1084 | 75.7873 | 192.8957 | 174.9042 | 178.3472 | 173.0345 | 178.5997 | 184.044 | 181.1427 | 183.9279 | 190.2001 | 187.6612 | 189.1549 | 197.3311 | 195.0401 | 194.0847 | 203.2073 | 198.8444 | 204.7046
HPS0100-ST-0320-002-B | High Pressure Sodium 220 | 320 | 2 | HIGH PRESSURE SODIUM 250W (210/220) | STEEL POLE | 1 | 2-Unmetered, Funded by Others, CE Maintained | 9.9616 | 0 | 0 | 75.7873 | 75.7873 | 78.9453 | 53.0276 | 53.0276 | 55.6227 | 55.6227 | 82.8088 | 57.9072 | 58.1188 | 86.5248 | 60.0152 | 60.7723 | 90.4752 | 61.7488 | 62.7565 | 92.4391 | 95.203
HPS0100-ST-0390-002-B | High Pressure Sodium 220 | 390 | 2 | HIGH PRESSURE SODIUM 250W (210/220) | STEEL POLE | 2 | 2-Unmetered, Funded by Others, CE Maintained | 9.9616 | 0 | 0 | 75.7873 | 75.7873 | 78.9453 | 53.0276 | 53.0276 | 55.6227 | 55.6227 | 82.8088 | 57.9072 | 58.1188 | 86.5248 | 60.0152 | 60.7723 | 90.4752 | 61.7488 | 62.7565 | 92.4391 | 95.203
HPS0100-ST-0430-001-B | High Pressure Sodium 220 | 430 | 1 | HIGH PRESSURE SODIUM 250W (210/220) | STEEL POLE | 3 | 1-Unmetered, CE Funded, CE Maintained | 9.9616 | 119.4723 | 149.4128 | 75.7873 | 225.2001 | 201.3745 | 212.9167 | 206.1384 | 212.523 | 219.4691 | 208.2681 | 218.6908 | 226.6348 | 215.5597 | 224.7782 | 235.001 | 223.8844 | 230.5896 | 241.9507 | 228.1964 | 234.9107
HPS0110-ST-0060-001-B | High Pressure Sodium 250 | 60 | 1 | HIGH PRESSURE SODIUM 250W (210/220) | SHARED OR NO POLE | 1 | 1-Unmetered, CE Funded, CE Maintained | 0 | 32.5972 | 40.7663 | 65.8257 | 106.592 | 101.9726 | 79.7531 | 77.9037 | 80.7057 | 82.6009 | 106.155 | 83.3217 | 85.5756 | 110.3581 | 85.8436 | 88.9421 | 114.9828 | 88.1374 | 91.6488 | 117.3292 | 120.8076
HPS0110-ST-0060-002-B | High Pressure Sodium 250 | 60 | 2 | HIGH PRESSURE SODIUM 250W (210/220) | SHARED OR NO POLE | 1 | 2-Unmetered, Funded by Others, CE Maintained | 0 | 0 | 0 | 65.8257 | 65.8257 | 68.5686 | 36.1285 | 36.1285 | 37.8965 | 37.8965 | 71.9242 | 39.453 | 39.5971 | 75.1518 | 40.8892 | 41.405 | 78.583 | 42.0703 | 42.7569 | 80.2888 | 82.6893
HPS0110-ST-0230-001-B | High Pressure Sodium 250 | 230 | 1 | HIGH PRESSURE SODIUM 250W (210/220) | WOOD POLE | 1 | 1-Unmetered, CE Funded, CE Maintained | 10.7316 | 66.9826 | 83.7689 | 76.5573 | 160.3262 | 148.3878 | 136.1671 | 132.3668 | 136.7682 | 140.6626 | 153.9894 | 140.9498 | 145.4706 | 159.7478 | 145.0303 | 151.0015 | 166.1908 | 148.8376 | 155.5264 | 169.4911 | 174.4979
HPS0110-ST-0230-002-B | High Pressure Sodium 250 | 230 | 2 | HIGH PRESSURE SODIUM 250W (210/220) | WOOD POLE | 1 | 2-Unmetered, Funded by Others, CE Maintained | 10.7316 | 0 | 0 | 76.5573 | 76.5573 | 79.7474 | 46.5247 | 46.5247 | 48.8015 | 48.8015 | 83.6501 | 50.8059 | 50.9915 | 87.4039 | 52.6553 | 53.3196 | 91.3944 | 54.1763 | 55.0605 | 93.3783 | 96.1702
HPS0110-ST-0320-001-B | High Pressure Sodium 250 | 320 | 1 | HIGH PRESSURE SODIUM 250W (210/220) | STEEL POLE | 1 | 1-Unmetered, CE Funded, CE Maintained | 9.9616 | 93.6413 | 117.1084 | 75.7873 | 192.8957 | 174.9042 | 171.0422 | 165.7294 | 170.9372 | 176.3815 | 181.1427 | 175.9507 | 182.1937 | 187.6612 | 180.8873 | 188.9592 | 195.0401 | 185.5782 | 194.562 | 198.8444 | 204.7046
HPS0110-ST-0320-002-B | High Pressure Sodium 250 | 320 | 2 | HIGH PRESSURE SODIUM 250W (210/220) | STEEL POLE | 1 | 2-Unmetered, Funded by Others, CE Maintained | 9.9616 | 0 | 0 | 75.7873 | 75.7873 | 78.9453 | 45.7226 | 45.7226 | 47.9602 | 47.9602 | 82.8088 | 49.93 | 50.1124 | 86.5248 | 51.7475 | 52.4003 | 90.4752 | 53.2423 | 54.1112 | 92.4391 | 95.203
HPS0110-ST-0390-001-B | High Pressure Sodium 250 | 390 | 1 | HIGH PRESSURE SODIUM 250W (210/220) | STEEL POLE | 2 | 1-Unmetered, CE Funded, CE Maintained | 9.9616 | 106.5568 | 133.2606 | 75.7873 | 209.0479 | 188.1393 | 188.3269 | 182.2814 | 187.8988 | 194.094 | 194.7054 | 193.3321 | 200.411 | 201.6104 | 198.6989 | 207.7941 | 209.4623 | 203.8307 | 213.9337 | 213.5204 | 219.8077
HPS0110-ST-0390-002-B | High Pressure Sodium 250 | 390 | 2 | HIGH PRESSURE SODIUM 250W (210/220) | STEEL POLE | 2 | 2-Unmetered, Funded by Others, CE Maintained | 9.9616 | 0 | 0 | 75.7873 | 75.7873 | 78.9453 | 45.7226 | 45.7226 | 47.9602 | 47.9602 | 82.8088 | 49.93 | 50.1124 | 86.5248 | 51.7475 | 52.4003 | 90.4752 | 53.2423 | 54.1112 | 92.4391 | 95.203
HPS0110-ST-0430-002-B | High Pressure Sodium 250 | 430 | 2 | HIGH PRESSURE SODIUM 250W (210/220) | STEEL POLE | 3 | 2-Unmetered, Funded by Others, CE Maintained | 9.9616 | 0 | 0 | 75.7873 | 75.7873 | 78.9453 | 45.7226 | 45.7226 | 47.9602 | 47.9602 | 82.8088 | 49.93 | 50.1124 | 86.5248 | 51.7475 | 52.4003 | 90.4752 | 53.2423 | 54.1112 | 92.4391 | 95.203
HPS0110-ST-0470-001-B | High Pressure Sodium 250 | 470 | 1 | HIGH PRESSURE SODIUM 250W (210/220) | STEEL POLE | 4 | 1-Unmetered, CE Funded, CE Maintained | 9.9616 | 132.3878 | 165.565 | 75.7873 | 241.3524 | 214.6097 | 222.8964 | 215.3853 | 221.8221 | 229.5191 | 221.8308 | 228.095 | 236.8457 | 229.509 | 234.3221 | 245.4639 | 238.3066 | 240.3356 | 252.6772 | 242.8723 | 250.0138
HPS0110-ST-0470-002-B | High Pressure Sodium 250 | 470 | 2 | HIGH PRESSURE SODIUM 250W (210/220) | STEEL POLE | 4 | 2-Unmetered, Funded by Others, CE Maintained | 9.9616 | 0 | 0 | 75.7873 | 75.7873 | 78.9453 | 45.7226 | 45.7226 | 47.9602 | 47.9602 | 82.8088 | 49.93 | 50.1124 | 86.5248 | 51.7475 | 52.4003 | 90.4752 | 53.2423 | 54.1112 | 92.4391 | 95.203
HPS0110-ST-0550-001-B | High Pressure Sodium 250 | 550 | 1 | HIGH PRESSURE SODIUM 250W (210/220) | R/BOUT COLUMN | 3 | 1-Unmetered, CE Funded, CE Maintained | 9.9616 | 180.3295 | 225.5213 | 75.7873 | 301.3086 | 263.738 | 287.0566 | 276.8255 | 284.783 | 295.2673 | 272.1751 | 292.6141 | 304.4677 | 281.288 | 300.4381 | 315.3783 | 291.8409 | 308.088 | 324.5841 | 297.3489 | 306.0756
HPS0110-ST-0550-002-B | High Pressure Sodium 250 | 550 | 2 | HIGH PRESSURE SODIUM 250W (210/220) | R/BOUT COLUMN | 3 | 2-Unmetered, Funded by Others, CE Maintained | 9.9616 | 0 | 0 | 75.7873 | 75.7873 | 78.9453 | 45.7226 | 45.7226 | 47.9602 | 47.9602 | 82.8088 | 49.93 | 50.1124 | 86.5248 | 51.7475 | 52.4003 | 90.4752 | 53.2423 | 54.1112 | 92.4391 | 95.203
HPS0110-ST-0590-001-B | High Pressure Sodium 250 | 590 | 1 | HIGH PRESSURE SODIUM 250W (210/220) | R/BOUT COLUMN | 4 | 1-Unmetered, CE Funded, CE Maintained | 9.9616 | 193.245 | 241.6735 | 75.7873 | 317.4608 | 276.9731 | 304.3414 | 293.3775 | 301.7446 | 312.9798 | 285.7378 | 309.9955 | 322.685 | 295.2373 | 318.2497 | 334.2132 | 306.2631 | 326.3404 | 343.9558 | 312.0249 | 321.1787
HPS0110-ST-0590-002-B | High Pressure Sodium 250 | 590 | 2 | HIGH PRESSURE SODIUM 250W (210/220) | R/BOUT COLUMN | 4 | 2-Unmetered, Funded by Others, CE Maintained | 9.9616 | 0 | 0 | 75.7873 | 75.7873 | 78.9453 | 45.7226 | 45.7226 | 47.9602 | 47.9602 | 82.8088 | 49.93 | 50.1124 | 86.5248 | 51.7475 | 52.4003 | 90.4752 | 53.2423 | 54.1112 | 92.4391 | 95.203
HPS0110-ST-0610-001-B | High Pressure Sodium 250 | 610 | 1 | METAL HALIDE/HPS 250W FLOOD (210/220) | SHARED OR NO POLE | 1 | 1-Unmetered, CE Funded, CE Maintained | 0 | 37.7472 | 47.2069 | 65.8257 | 113.0326 | 107.25 | 86.6453 | 84.5037 | 87.4691 | 89.6637 | 111.563 | 90.2525 | 92.8396 | 115.9203 | 92.9459 | 96.4524 | 120.7335 | 95.4155 | 99.3732 | 123.1812 | 126.8299
HPS0110-ST-0610-002-B | High Pressure Sodium 250 | 610 | 2 | METAL HALIDE/HPS 250W FLOOD (210/220) | SHARED OR NO POLE | 1 | 2-Unmetered, Funded by Others, CE Maintained | 0 | 0 | 0 | 65.8257 | 65.8257 | 68.5686 | 36.1285 | 36.1285 | 37.8965 | 37.8965 | 71.9242 | 39.453 | 39.5971 | 75.1518 | 40.8892 | 41.405 | 78.583 | 42.0703 | 42.7569 | 80.2888 | 82.6893
HPS0110-ST-0650-002-B | High Pressure Sodium 250 | 650 | 2 | METAL HALIDE/HPS 250W FLOOD (210/220) | SHARED OR NO POLE | 2 | 2-Unmetered, Funded by Others, CE Maintained | 0 | 0 | 0 | 65.8257 | 65.8257 | 68.5686 | 36.1285 | 36.1285 | 37.8965 | 37.8965 | 71.9242 | 39.453 | 39.5971 | 75.1518 | 40.8892 | 41.405 | 78.583 | 42.0703 | 42.7569 | 80.2888 | 82.6893
HPS0110-ST-0760-001-B | High Pressure Sodium 250 | 760 | 1 | HIGH PRESSURE SODIUM 250W (210/220) | WOOD POLE | 2 | 1-Unmetered, CE Funded, CE Maintained | 10.7316 | 79.8981 | 99.9211 | 76.5573 | 176.4784 | 161.6229 | 153.4518 | 148.9188 | 153.7299 | 158.3751 | 167.5521 | 158.3312 | 163.6879 | 173.697 | 162.8419 | 169.8364 | 180.613 | 167.09 | 174.8981 | 184.1671 | 189.601
HPS0110-ST-0760-002-B | High Pressure Sodium 250 | 760 | 2 | HIGH PRESSURE SODIUM 250W (210/220) | WOOD POLE | 2 | 2-Unmetered, Funded by Others, CE Maintained | 10.7316 | 0 | 0 | 76.5573 | 76.5573 | 79.7474 | 46.5247 | 46.5247 | 48.8015 | 48.8015 | 83.6501 | 50.8059 | 50.9915 | 87.4039 | 52.6553 | 53.3196 | 91.3944 | 54.1763 | 55.0605 | 93.3783 | 96.1702
HPS0110-ST-0930-002-B | High Pressure Sodium 250 | 930 | 2 | HIGH PRESSURE SODIUM 250W (210/220) | WOOD POLE | 3 | 2-Unmetered, Funded by Others, CE Maintained | 10.7316 | 0 | 0 | 76.5573 | 76.5573 | 79.7474 | 46.5247 | 46.5247 | 48.8015 | 48.8015 | 83.6501 | 50.8059 | 50.9915 | 87.4039 | 52.6553 | 53.3196 | 91.3944 | 54.1763 | 55.0605 | 93.3783 | 96.1702
HPS0110-ST-0960-001-B | High Pressure Sodium 250 | 960 | 1 | HIGH PRESSURE SODIUM 250W (210/220) | SHARED OR NO POLE | 2 | 1-Unmetered, CE Funded, CE Maintained | 0 | 45.5127 | 56.9185 | 65.8257 | 122.7442 | 115.2077 | 97.0379 | 94.4557 | 97.6674 | 100.3135 | 119.7177 | 100.7031 | 103.7929 | 124.3074 | 103.6553 | 107.777 | 129.4049 | 106.3898 | 111.0205 | 132.0052 | 135.9107
HPS0110-ST-0960-002-B | High Pressure Sodium 250 | 960 | 2 | HIGH PRESSURE SODIUM 250W (210/220) | SHARED OR NO POLE | 2 | 2-Unmetered, Funded by Others, CE Maintained | 0 | 0 | 0 | 65.8257 | 65.8257 | 68.5686 | 36.1285 | 36.1285 | 37.8965 | 37.8965 | 71.9242 | 39.453 | 39.5971 | 75.1518 | 40.8892 | 41.405 | 78.583 | 42.0703 | 42.7569 | 80.2888 | 82.6893
HPS0110-ST-0970-002-B | High Pressure Sodium 250 | 970 | 2 | HIGH PRESSURE SODIUM 250W (210/220) | SHARED OR NO POLE | 4 | 2-Unmetered, Funded by Others, CE Maintained | 0 | 0 | 0 | 65.8257 | 65.8257 | 68.5686 | 36.1285 | 36.1285 | 37.8965 | 37.8965 | 71.9242 | 39.453 | 39.5971 | 75.1518 | 40.8892 | 41.405 | 78.583 | 42.0703 | 42.7569 | 80.2888 | 82.6893
HPS0110-ST-1070-001-B | High Pressure Sodium 250 | 1070 | 1 | METAL HALIDE/HPS 250W FLOOD (210/220) | WOOD POLE | 1 | 1-Unmetered, CE Funded, CE Maintained | 10.7316 | 72.1326 | 90.2095 | 76.5573 | 166.7668 | 153.6652 | 143.0593 | 138.9668 | 143.5316 | 147.7254 | 159.3974 | 147.8805 | 152.7346 | 165.31 | 152.1326 | 158.5118 | 171.9416 | 156.1156 | 163.2507 | 175.3431 | 180.5202
HPS0110-ST-1070-002-B | High Pressure Sodium 250 | 1070 | 2 | METAL HALIDE/HPS 250W FLOOD (210/220) | WOOD POLE | 1 | 2-Unmetered, Funded by Others, CE Maintained | 10.7316 | 0 | 0 | 76.5573 | 76.5573 | 79.7474 | 46.5247 | 46.5247 | 48.8015 | 48.8015 | 83.6501 | 50.8059 | 50.9915 | 87.4039 | 52.6553 | 53.3196 | 91.3944 | 54.1763 | 55.0605 | 93.3783 | 96.1702
HPS0110-ST-1120-001-B | High Pressure Sodium 250 | 1120 | 1 | METAL HALIDE/HPS 250W FLOOD (210/220) | STEEL POLE | 1 | 1-Unmetered, CE Funded, CE Maintained | 9.9616 | 98.7913 | 123.549 | 75.7873 | 199.3363 | 180.1816 | 177.9344 | 172.3294 | 177.7006 | 183.4442 | 186.5507 | 182.8814 | 189.4577 | 193.2234 | 187.9895 | 196.4695 | 200.7909 | 192.8563 | 202.2864 | 204.6964 | 210.7269
HPS0110-ST-1120-002-B | High Pressure Sodium 250 | 1120 | 2 | METAL HALIDE/HPS 250W FLOOD (210/220) | STEEL POLE | 1 | 2-Unmetered, Funded by Others, CE Maintained | 9.9616 | 0 | 0 | 75.7873 | 75.7873 | 78.9453 | 45.7226 | 45.7226 | 47.9602 | 47.9602 | 82.8088 | 49.93 | 50.1124 | 86.5248 | 51.7475 | 52.4003 | 90.4752 | 53.2423 | 54.1112 | 92.4391 | 95.203
HPS0110-ST-1160-001-B | High Pressure Sodium 250 | 1160 | 1 | METAL HALIDE/HPS 250W FLOOD (210/220) | WOOD POLE | 2 | 1-Unmetered, CE Funded, CE Maintained | 10.7316 | 90.1981 | 112.8023 | 76.5573 | 189.3596 | 172.1778 | 167.2362 | 162.1188 | 167.2566 | 172.5007 | 178.3682 | 172.1927 | 178.2161 | 184.8214 | 177.0465 | 184.8571 | 192.1145 | 181.6462 | 190.3468 | 195.871 | 201.6455
HPS0110-ST-1330-002-B | High Pressure Sodium 250 | 1330 | 2 | HIGH PRESSURE SODIUM DECORATIVE 250W (210/220) | STEEL POLE | 1 | 2-Unmetered, Funded by Others, CE Maintained | 9.9616 | 0 | 0 | 75.7873 | 75.7873 | 78.9453 | 45.7226 | 45.7226 | 47.9602 | 47.9602 | 82.8088 | 49.93 | 50.1124 | 86.5248 | 51.7475 | 52.4003 | 90.4752 | 53.2423 | 54.1112 | 92.4391 | 95.203
HPS0110-ST-1340-002-B | High Pressure Sodium 250 | 1340 | 2 | HIGH PRESSURE SODIUM DECORATIVE 250W (210/220) | STEEL POLE | 2 | 2-Unmetered, Funded by Others, CE Maintained | 9.9616 | 0 | 0 | 75.7873 | 75.7873 | 78.9453 | 45.7226 | 45.7226 | 47.9602 | 47.9602 | 82.8088 | 49.93 | 50.1124 | 86.5248 | 51.7475 | 52.4003 | 90.4752 | 53.2423 | 54.1112 | 92.4391 | 95.203
HPS0110-ST-1380-002-B | High Pressure Sodium 250 | 1380 | 2 | METAL HALIDE/HPS 250W FLOOD (210/220) | R/BOUT COLUMN | 3 | 2-Unmetered, Funded by Others, CE Maintained | 9.9616 | 0 | 0 | 75.7873 | 75.7873 | 78.9453 | 45.7226 | 45.7226 | 47.9602 | 47.9602 | 82.8088 | 49.93 | 50.1124 | 86.5248 | 51.7475 | 52.4003 | 90.4752 | 53.2423 | 54.1112 | 92.4391 | 95.203
HPS0110-ST-1450-002-B | High Pressure Sodium 250 | 1450 | 2 | METAL HALIDE/HPS 250W FLOOD (210/220) | R/BOUT COLUMN | 4 | 2-Unmetered, Funded by Others, CE Maintained | 9.9616 | 0 | 0 | 75.7873 | 75.7873 | 78.9453 | 45.7226 | 45.7226 | 47.9602 | 47.9602 | 82.8088 | 49.93 | 50.1124 | 86.5248 | 51.7475 | 52.4003 | 90.4752 | 53.2423 | 54.1112 | 92.4391 | 95.203
HPS0110-TA-0060-001-B | High Pressure Sodium 250 | 60 | 1 | HIGH PRESSURE SODIUM 250W (210/220) | SHARED OR NO POLE | 1 | 1-Unmetered, CE Funded, CE Maintained | 0 | 32.5972 | 40.7663 | 68.865 | 109.6313 | 105.1385 | 77.8797 | 76.0303 | 78.7407 | 80.6359 | 109.4758 | 81.2759 | 83.5223 | 113.828 | 83.7234 | 86.7951 | 118.6111 | 85.9559 | 89.4317 | 121.0363 | 124.6255
HPS0110-TA-0060-002-B | High Pressure Sodium 250 | 60 | 2 | HIGH PRESSURE SODIUM 250W (210/220) | SHARED OR NO POLE | 1 | 2-Unmetered, Funded by Others, CE Maintained | 0 | 0 | 0 | 68.865 | 68.865 | 71.7345 | 34.2551 | 34.2551 | 35.9315 | 35.9315 | 75.2451 | 37.4072 | 37.5439 | 78.6217 | 38.7689 | 39.258 | 82.2113 | 39.8888 | 40.5398 | 83.9958 | 86.5072
HPS0110-TA-0230-001-B | High Pressure Sodium 250 | 230 | 1 | HIGH PRESSURE SODIUM 250W (210/220) | WOOD POLE | 1 | 1-Unmetered, CE Funded, CE Maintained | 10.7316 | 66.9826 | 83.7689 | 79.5966 | 163.3655 | 151.5537 | 134.2937 | 130.4934 | 134.8032 | 138.6975 | 157.3102 | 138.904 | 143.4173 | 163.2177 | 142.91 | 148.8545 | 169.8191 | 146.6561 | 153.3093 | 173.1982 | 178.3158
HPS0110-TA-0320-001-B | High Pressure Sodium 250 | 320 | 1 | HIGH PRESSURE SODIUM 250W (210/220) | STEEL POLE | 1 | 1-Unmetered, CE Funded, CE Maintained | 9.9616 | 93.6413 | 117.1084 | 78.8266 | 195.935 | 178.0701 | 169.1688 | 163.856 | 168.9721 | 174.4164 | 184.4635 | 173.9049 | 180.1404 | 191.131 | 178.767 | 186.8122 | 198.6684 | 183.3967 | 192.3449 | 202.5515 | 208.5225
HPS0110-TA-0320-002-B | High Pressure Sodium 250 | 320 | 2 | HIGH PRESSURE SODIUM 250W (210/220) | STEEL POLE | 1 | 2-Unmetered, Funded by Others, CE Maintained | 9.9616 | 0 | 0 | 78.8266 | 78.8266 | 82.1112 | 43.8492 | 43.8492 | 45.9951 | 45.9951 | 86.1296 | 47.8842 | 48.0591 | 89.9946 | 49.6273 | 50.2533 | 94.1035 | 51.0608 | 51.8942 | 96.1462 | 99.0209
HPS0110-TA-0470-001-B | High Pressure Sodium 250 | 470 | 1 | HIGH PRESSURE SODIUM 250W (210/220) | STEEL POLE | 4 | 1-Unmetered, CE Funded, CE Maintained | 9.9616 | 132.3878 | 165.565 | 78.8266 | 244.3916 | 217.7756 | 221.023 | 213.512 | 219.857 | 227.554 | 225.1517 | 226.0492 | 234.7925 | 232.9788 | 232.2019 | 243.3169 | 241.9349 | 238.1541 | 250.4601 | 246.5794 | 253.8317
HPS0110-TA-0590-001-B | High Pressure Sodium 250 | 590 | 1 | HIGH PRESSURE SODIUM 250W (210/220) | R/BOUT COLUMN | 4 | 1-Unmetered, CE Funded, CE Maintained | 9.9616 | 193.245 | 241.6735 | 78.8266 | 320.5001 | 280.139 | 302.468 | 291.5041 | 299.7795 | 311.0147 | 289.0587 | 307.9498 | 320.6318 | 298.7072 | 316.1295 | 332.0662 | 309.8914 | 324.1589 | 341.7387 | 315.7319 | 324.9966
HPS0110-TA-0590-002-B | High Pressure Sodium 250 | 590 | 2 | HIGH PRESSURE SODIUM 250W (210/220) | R/BOUT COLUMN | 4 | 2-Unmetered, Funded by Others, CE Maintained | 9.9616 | 0 | 0 | 78.8266 | 78.8266 | 82.1112 | 43.8492 | 43.8492 | 45.9951 | 45.9951 | 86.1296 | 47.8842 | 48.0591 | 89.9946 | 49.6273 | 50.2533 | 94.1035 | 51.0608 | 51.8942 | 96.1462 | 99.0209
HPS0110-TA-0960-001-B | High Pressure Sodium 250 | 960 | 1 | HIGH PRESSURE SODIUM 250W (210/220) | SHARED OR NO POLE | 2 | 1-Unmetered, CE Funded, CE Maintained | 0 | 45.5127 | 56.9185 | 68.865 | 125.7835 | 118.3736 | 95.1645 | 92.5823 | 95.7023 | 98.3484 | 123.0385 | 98.6574 | 101.7397 | 127.7772 | 101.535 | 105.63 | 133.0332 | 104.2084 | 108.8035 | 135.7122 | 139.7286
HPS0110-TA-1120-002-B | High Pressure Sodium 250 | 1120 | 2 | METAL HALIDE/HPS 250W FLOOD (210/220) | STEEL POLE | 1 | 2-Unmetered, Funded by Others, CE Maintained | 9.9616 | 0 | 0 | 78.8266 | 78.8266 | 82.1112 | 43.8492 | 43.8492 | 45.9951 | 45.9951 | 86.1296 | 47.8842 | 48.0591 | 89.9946 | 49.6273 | 50.2533 | 94.1035 | 51.0608 | 51.8942 | 96.1462 | 99.0209
HPS0120-ST-0860-002-B | High Pressure Sodium 2x250 | 860 | 2 | HIGH PRESSURE SODIUM 2X250 W OR 2X400 W FLOOD | R/BOUT COLUMN | 3 | 2-Unmetered, Funded by Others, CE Maintained | 9.9616 | 0 | 0 | 93.3378 | 93.3378 | 97.227 | 60.5401 | 60.5401 | 63.5029 | 63.5029 | 101.9852 | 66.111 | 66.3526 | 106.5617 | 68.5177 | 69.382 | 111.427 | 70.4968 | 71.6474 | 113.8457 | 117.2496
HPS0120-ST-0870-002-B | High Pressure Sodium 2x250 | 870 | 2 | HIGH PRESSURE SODIUM 2X250 W OR 2X400 W FLOOD | R/BOUT COLUMN | 4 | 2-Unmetered, Funded by Others, CE Maintained | 9.9616 | 0 | 0 | 93.3378 | 93.3378 | 97.227 | 60.5401 | 60.5401 | 63.5029 | 63.5029 | 101.9852 | 66.111 | 66.3526 | 106.5617 | 68.5177 | 69.382 | 111.427 | 70.4968 | 71.6474 | 113.8457 | 117.2496
HPS0140-ST-0070-001-B | High Pressure Sodium 310 (Retrofit) | 70 | 1 | HIGH PRESSURE SODIUM 400W (310/360) | SHARED OR NO POLE | 1 | 1-Unmetered, CE Funded, CE Maintained | 0 | 36.2952 | 45.391 | 65.8257 | 111.2167 | 105.7621 | 91.0333 | 88.9741 | 92.2032 | 94.3134 | 110.0383 | 95.2122 | 97.7307 | 114.3521 | 98.109 | 101.5908 | 119.1122 | 100.7359 | 104.6882 | 121.5313 | 125.132
HPS0140-ST-0070-002-B | High Pressure Sodium 310 (Retrofit) | 70 | 2 | HIGH PRESSURE SODIUM 400W (310/360) | SHARED OR NO POLE | 1 | 2-Unmetered, Funded by Others, CE Maintained | 0 | 0 | 0 | 65.8257 | 65.8257 | 68.5686 | 42.4596 | 42.4596 | 44.5376 | 44.5376 | 71.9242 | 46.3668 | 46.5362 | 75.1518 | 48.0547 | 48.6609 | 78.583 | 49.4427 | 50.2497 | 80.2888 | 82.6893
HPS0140-ST-0240-002-B | High Pressure Sodium 310 (Retrofit) | 240 | 2 | HIGH PRESSURE SODIUM 400W (310/360) | WOOD POLE | 1 | 2-Unmetered, Funded by Others, CE Maintained | 10.7316 | 0 | 0 | 76.5573 | 76.5573 | 79.7474 | 52.8558 | 52.8558 | 55.4425 | 55.4425 | 83.6501 | 57.7196 | 57.9305 | 87.4039 | 59.8208 | 60.5754 | 91.3944 | 61.5487 | 62.5533 | 93.3783 | 96.1702
HPS0140-ST-0330-002-B | High Pressure Sodium 310 (Retrofit) | 330 | 2 | HIGH PRESSURE SODIUM 400W (310/360) | STEEL POLE | 1 | 2-Unmetered, Funded by Others, CE Maintained | 9.9616 | 0 | 0 | 75.7873 | 75.7873 | 78.9453 | 52.0538 | 52.0538 | 54.6012 | 54.6012 | 82.8088 | 56.8437 | 57.0514 | 86.5248 | 58.913 | 59.6562 | 90.4752 | 60.6147 | 61.604 | 92.4391 | 95.203
HPS0140-ST-0400-002-B | High Pressure Sodium 310 (Retrofit) | 400 | 2 | HIGH PRESSURE SODIUM 400W (310/360) | STEEL POLE | 2 | 2-Unmetered, Funded by Others, CE Maintained | 9.9616 | 0 | 0 | 75.7873 | 75.7873 | 78.9453 | 52.0538 | 52.0538 | 54.6012 | 54.6012 | 82.8088 | 56.8437 | 57.0514 | 86.5248 | 58.913 | 59.6562 | 90.4752 | 60.6147 | 61.604 | 92.4391 | 95.203
HPS0140-ST-1030-001-B | High Pressure Sodium 310 (Retrofit) | 1030 | 1 | HIGH PRESSURE SODIUM 400W (310/360) | SHARED OR NO POLE | 2 | 1-Unmetered, CE Funded, CE Maintained | 0 | 52.9087 | 66.168 | 65.8257 | 131.9937 | 122.7868 | 113.2671 | 110.2653 | 114.0214 | 117.0975 | 127.4843 | 117.5703 | 121.164 | 132.2954 | 121.0205 | 125.8186 | 137.6637 | 124.2145 | 129.6064 | 140.4093 | 144.5594
HPS0160-ST-0070-001-B | High Pressure Sodium 360 | 70 | 1 | HIGH PRESSURE SODIUM 400W (310/360) | SHARED OR NO POLE | 1 | 1-Unmetered, CE Funded, CE Maintained | 0 | 36.2952 | 45.391 | 70.4172 | 115.8082 | 110.5449 | 95.3725 | 93.3133 | 96.7548 | 98.865 | 115.0552 | 99.9507 | 102.4865 | 119.5941 | 103.02 | 106.5638 | 124.5935 | 105.7888 | 109.8235 | 127.1316 | 130.8998
HPS0160-ST-0070-002-B | High Pressure Sodium 360 | 70 | 2 | HIGH PRESSURE SODIUM 400W (310/360) | SHARED OR NO POLE | 1 | 2-Unmetered, Funded by Others, CE Maintained | 0 | 0 | 0 | 70.4172 | 70.4172 | 73.3514 | 46.7988 | 46.7988 | 49.0891 | 49.0891 | 76.9411 | 51.1053 | 51.292 | 80.3938 | 52.9656 | 53.6338 | 84.0644 | 54.4956 | 55.385 | 85.8891 | 88.4571
HPS0160-ST-0240-001-B | High Pressure Sodium 360 | 240 | 1 | HIGH PRESSURE SODIUM 400W (310/360) | WOOD POLE | 1 | 1-Unmetered, CE Funded, CE Maintained | 10.7316 | 70.6806 | 88.3936 | 81.1488 | 169.5424 | 156.9601 | 151.7865 | 147.7764 | 152.8173 | 156.9267 | 162.8896 | 157.5787 | 162.3815 | 168.9838 | 162.2066 | 168.6232 | 175.8016 | 166.4889 | 173.701 | 179.2935 | 184.59
HPS0160-ST-0240-002-B | High Pressure Sodium 360 | 240 | 2 | HIGH PRESSURE SODIUM 400W (310/360) | WOOD POLE | 1 | 2-Unmetered, Funded by Others, CE Maintained | 10.7316 | 0 | 0 | 81.1488 | 81.1488 | 84.5302 | 57.195 | 57.195 | 59.9941 | 59.9941 | 88.667 | 62.4581 | 62.6863 | 92.6459 | 64.7318 | 65.5484 | 96.8758 | 66.6016 | 67.6886 | 98.9787 | 101.938
HPS0160-ST-0330-001-B | High Pressure Sodium 360 | 330 | 1 | HIGH PRESSURE SODIUM 400W (310/360) | STEEL POLE | 1 | 1-Unmetered, CE Funded, CE Maintained | 9.9616 | 97.3393 | 121.7332 | 80.3788 | 202.112 | 183.4765 | 186.6616 | 181.139 | 186.9863 | 192.6455 | 190.0429 | 192.5796 | 199.1045 | 196.8972 | 198.0636 | 206.5808 | 204.6509 | 203.2296 | 212.7367 | 208.6468 | 214.7968
HPS0160-ST-0330-002-B | High Pressure Sodium 360 | 330 | 2 | HIGH PRESSURE SODIUM 400W (310/360) | STEEL POLE | 1 | 2-Unmetered, Funded by Others, CE Maintained | 9.9616 | 0 | 0 | 80.3788 | 80.3788 | 83.7281 | 56.393 | 56.393 | 59.1528 | 59.1528 | 87.8257 | 61.5822 | 61.8072 | 91.7668 | 63.824 | 64.6291 | 95.9566 | 65.6676 | 66.7393 | 98.0395 | 100.9708
HPS0160-ST-1020-001-B | High Pressure Sodium 360 | 1020 | 1 | HIGH PRESSURE SODIUM 250W (210/220) | SHARED OR NO POLE | 3 | 1-Unmetered, CE Funded, CE Maintained | 0 | 58.4282 | 73.0707 | 70.4172 | 143.4879 | 133.2257 | 124.993 | 121.678 | 125.8216 | 129.2186 | 138.2973 | 129.7369 | 133.7051 | 143.4987 | 133.5434 | 138.8407 | 149.3084 | 137.0676 | 143.0203 | 152.2815 | 156.7815
HPS0160-ST-1030-001-B | High Pressure Sodium 360 | 1030 | 1 | HIGH PRESSURE SODIUM 400W (310/360) | SHARED OR NO POLE | 2 | 1-Unmetered, CE Funded, CE Maintained | 0 | 52.9087 | 66.168 | 70.4172 | 136.5852 | 127.5696 | 117.6063 | 114.6045 | 118.5729 | 121.649 | 132.5012 | 122.3088 | 125.9198 | 137.5374 | 125.9315 | 130.7915 | 143.1451 | 129.2673 | 134.7417 | 146.0097 | 150.3272
HPS0170-ST-0070-001-B | High Pressure Sodium 400 | 70 | 1 | HIGH PRESSURE SODIUM 400W (310/360) | SHARED OR NO POLE | 1 | 1-Unmetered, CE Funded, CE Maintained | 0 | 36.2952 | 45.391 | 70.4172 | 115.8082 | 110.5449 | 88.3713 | 86.3121 | 89.4109 | 91.5211 | 115.0552 | 92.3052 | 94.813 | 119.5941 | 95.0962 | 98.54 | 124.5935 | 97.6361 | 101.5377 | 127.1316 | 130.8998
HPS0170-ST-0070-002-B | High Pressure Sodium 400 | 70 | 2 | HIGH PRESSURE SODIUM 400W (310/360) | SHARED OR NO POLE | 1 | 2-Unmetered, Funded by Others, CE Maintained | 0 | 0 | 0 | 70.4172 | 70.4172 | 73.3514 | 39.7976 | 39.7976 | 41.7453 | 41.7453 | 76.9411 | 43.4598 | 43.6186 | 80.3938 | 45.0418 | 45.61 | 84.0644 | 46.3429 | 47.0992 | 85.8891 | 88.4571
HPS0170-ST-0240-001-B | High Pressure Sodium 400 | 240 | 1 | HIGH PRESSURE SODIUM 400W (310/360) | WOOD POLE | 1 | 1-Unmetered, CE Funded, CE Maintained | 10.7316 | 70.6806 | 88.3936 | 81.1488 | 169.5424 | 156.9601 | 144.7853 | 140.7752 | 145.4735 | 149.5828 | 162.8896 | 149.9333 | 154.7081 | 168.9838 | 154.2828 | 160.5994 | 175.8016 | 158.3363 | 165.4153 | 179.2935 | 184.59
HPS0170-ST-0240-002-B | High Pressure Sodium 400 | 240 | 2 | HIGH PRESSURE SODIUM 400W (310/360) | WOOD POLE | 1 | 2-Unmetered, Funded by Others, CE Maintained | 10.7316 | 0 | 0 | 81.1488 | 81.1488 | 84.5302 | 50.1938 | 50.1938 | 52.6502 | 52.6502 | 88.667 | 54.8127 | 55.0129 | 92.6459 | 56.808 | 57.5246 | 96.8758 | 58.4489 | 59.4028 | 98.9787 | 101.938
HPS0170-ST-0270-002-B | High Pressure Sodium 400 | 270 | 2 | METAL HALIDE/HPS 400W FLOOD (310/360) | R/BOUT COLUMN | 3 | 2-Unmetered, Funded by Others, CE Maintained | 9.9616 | 0 | 0 | 80.3788 | 80.3788 | 83.7281 | 49.3917 | 49.3917 | 51.8089 | 51.8089 | 87.8257 | 53.9368 | 54.1338 | 91.7668 | 55.9002 | 56.6054 | 95.9566 | 57.5149 | 58.4536 | 98.0395 | 100.9708
HPS0170-ST-0330-001-B | High Pressure Sodium 400 | 330 | 1 | HIGH PRESSURE SODIUM 400W (310/360) | STEEL POLE | 1 | 1-Unmetered, CE Funded, CE Maintained | 9.9616 | 97.3393 | 121.7332 | 80.3788 | 202.112 | 183.4765 | 179.6604 | 174.1378 | 179.6424 | 185.3017 | 190.0429 | 184.9341 | 191.4311 | 196.8972 | 190.1398 | 198.5571 | 204.6509 | 195.0769 | 204.4509 | 208.6468 | 214.7968
HPS0170-ST-0330-002-B | High Pressure Sodium 400 | 330 | 2 | HIGH PRESSURE SODIUM 400W (310/360) | STEEL POLE | 1 | 2-Unmetered, Funded by Others, CE Maintained | 9.9616 | 0 | 0 | 80.3788 | 80.3788 | 83.7281 | 49.3917 | 49.3917 | 51.8089 | 51.8089 | 87.8257 | 53.9368 | 54.1338 | 91.7668 | 55.9002 | 56.6054 | 95.9566 | 57.5149 | 58.4536 | 98.0395 | 100.9708
HPS0170-ST-0400-001-B | High Pressure Sodium 400 | 400 | 1 | HIGH PRESSURE SODIUM 400W (310/360) | STEEL POLE | 2 | 1-Unmetered, CE Funded, CE Maintained | 9.9616 | 113.9528 | 142.5101 | 80.3788 | 222.8889 | 200.5012 | 201.8941 | 195.429 | 201.4606 | 208.0857 | 207.4889 | 207.2923 | 214.8645 | 214.8405 | 213.0513 | 222.7849 | 223.2024 | 218.5555 | 229.3692 | 227.5248 | 234.2242
HPS0170-ST-0400-002-B | High Pressure Sodium 400 | 400 | 2 | HIGH PRESSURE SODIUM 400W (310/360) | STEEL POLE | 2 | 2-Unmetered, Funded by Others, CE Maintained | 9.9616 | 0 | 0 | 80.3788 | 80.3788 | 83.7281 | 49.3917 | 49.3917 | 51.8089 | 51.8089 | 87.8257 | 53.9368 | 54.1338 | 91.7668 | 55.9002 | 56.6054 | 95.9566 | 57.5149 | 58.4536 | 98.0395 | 100.9708
HPS0170-ST-0440-001-B | High Pressure Sodium 400 | 440 | 1 | HIGH PRESSURE SODIUM 400W (310/360) | STEEL POLE | 3 | 1-Unmetered, CE Funded, CE Maintained | 9.9616 | 130.5663 | 163.287 | 80.3788 | 243.6659 | 217.5259 | 224.1279 | 216.7201 | 223.2787 | 230.8698 | 224.935 | 229.6504 | 238.2979 | 232.7837 | 235.9628 | 247.0126 | 241.7539 | 242.034 | 254.2875 | 246.4029 | 253.6515
HPS0170-ST-0440-002-B | High Pressure Sodium 400 | 440 | 2 | HIGH PRESSURE SODIUM 400W (310/360) | STEEL POLE | 3 | 2-Unmetered, Funded by Others, CE Maintained | 9.9616 | 0 | 0 | 80.3788 | 80.3788 | 83.7281 | 49.3917 | 49.3917 | 51.8089 | 51.8089 | 87.8257 | 53.9368 | 54.1338 | 91.7668 | 55.9002 | 56.6054 | 95.9566 | 57.5149 | 58.4536 | 98.0395 | 100.9708
HPS0170-ST-0480-002-B | High Pressure Sodium 400 | 480 | 2 | HIGH PRESSURE SODIUM 400W (310/360) | STEEL POLE | 4 | 2-Unmetered, Funded by Others, CE Maintained | 9.9616 | 0 | 0 | 80.3788 | 80.3788 | 83.7281 | 49.3917 | 49.3917 | 51.8089 | 51.8089 | 87.8257 | 53.9368 | 54.1338 | 91.7668 | 55.9002 | 56.6054 | 95.9566 | 57.5149 | 58.4536 | 98.0395 | 100.9708
HPS0170-ST-0560-002-B | High Pressure Sodium 400 | 560 | 2 | HIGH PRESSURE SODIUM 400W (310/360) | R/BOUT COLUMN | 3 | 2-Unmetered, Funded by Others, CE Maintained | 9.9616 | 0 | 0 | 80.3788 | 80.3788 | 83.7281 | 49.3917 | 49.3917 | 51.8089 | 51.8089 | 87.8257 | 53.9368 | 54.1338 | 91.7668 | 55.9002 | 56.6054 | 95.9566 | 57.5149 | 58.4536 | 98.0395 | 100.9708
HPS0170-ST-0600-002-B | High Pressure Sodium 400 | 600 | 2 | HIGH PRESSURE SODIUM 400W (310/360) | R/BOUT COLUMN | 4 | 2-Unmetered, Funded by Others, CE Maintained | 9.9616 | 0 | 0 | 80.3788 | 80.3788 | 83.7281 | 49.3917 | 49.3917 | 51.8089 | 51.8089 | 87.8257 | 53.9368 | 54.1338 | 91.7668 | 55.9002 | 56.6054 | 95.9566 | 57.5149 | 58.4536 | 98.0395 | 100.9708
HPS0170-ST-0620-001-B | High Pressure Sodium 400 | 620 | 1 | METAL HALIDE/HPS 400W FLOOD (310/360) | SHARED OR NO POLE | 1 | 1-Unmetered, CE Funded, CE Maintained | 0 | 34.9474 | 43.7054 | 70.4172 | 114.1226 | 109.1637 | 86.5675 | 84.5847 | 87.6409 | 89.6727 | 113.6398 | 90.4913 | 92.9119 | 118.1384 | 93.2374 | 96.5745 | 123.0885 | 95.7313 | 99.5162 | 125.6001 | 129.3237
HPS0170-ST-0620-002-B | High Pressure Sodium 400 | 620 | 2 | METAL HALIDE/HPS 400W FLOOD (310/360) | SHARED OR NO POLE | 1 | 2-Unmetered, Funded by Others, CE Maintained | 0 | 0 | 0 | 70.4172 | 70.4172 | 73.3514 | 39.7976 | 39.7976 | 41.7453 | 41.7453 | 76.9411 | 43.4598 | 43.6186 | 80.3938 | 45.0418 | 45.61 | 84.0644 | 46.3429 | 47.0992 | 85.8891 | 88.4571
HPS0170-ST-0660-002-B | High Pressure Sodium 400 | 660 | 2 | METAL HALIDE/HPS 400W FLOOD (310/360) | SHARED OR NO POLE | 2 | 2-Unmetered, Funded by Others, CE Maintained | 0 | 0 | 0 | 70.4172 | 70.4172 | 73.3514 | 39.7976 | 39.7976 | 41.7453 | 41.7453 | 76.9411 | 43.4598 | 43.6186 | 80.3938 | 45.0418 | 45.61 | 84.0644 | 46.3429 | 47.0992 | 85.8891 | 88.4571
HPS0170-ST-0770-002-B | High Pressure Sodium 400 | 770 | 2 | HIGH PRESSURE SODIUM 400W (310/360) | WOOD POLE | 2 | 2-Unmetered, Funded by Others, CE Maintained | 10.7316 | 0 | 0 | 81.1488 | 81.1488 | 84.5302 | 50.1938 | 50.1938 | 52.6502 | 52.6502 | 88.667 | 54.8127 | 55.0129 | 92.6459 | 56.808 | 57.5246 | 96.8758 | 58.4489 | 59.4028 | 98.9787 | 101.938
HPS0170-ST-0900-002-B | High Pressure Sodium 400 | 900 | 2 | METAL HALIDE/HPS 400W FLOOD (310/360) | WOOD POLE | 2 | 2-Unmetered, Funded by Others, CE Maintained | 10.7316 | 0 | 0 | 81.1488 | 81.1488 | 84.5302 | 50.1938 | 50.1938 | 52.6502 | 52.6502 | 88.667 | 54.8127 | 55.0129 | 92.6459 | 56.808 | 57.5246 | 96.8758 | 58.4489 | 59.4028 | 98.9787 | 101.938
HPS0170-ST-1030-001-B | High Pressure Sodium 400 | 1030 | 1 | HIGH PRESSURE SODIUM 400W (310/360) | SHARED OR NO POLE | 2 | 1-Unmetered, CE Funded, CE Maintained | 0 | 52.9087 | 66.168 | 70.4172 | 136.5852 | 127.5696 | 110.605 | 107.6032 | 111.2291 | 114.3052 | 132.5012 | 114.6633 | 118.2464 | 137.5374 | 118.0077 | 122.7678 | 143.1451 | 121.1146 | 126.456 | 146.0097 | 150.3272
HPS0170-ST-1030-002-B | High Pressure Sodium 400 | 1030 | 2 | HIGH PRESSURE SODIUM 400W (310/360) | SHARED OR NO POLE | 2 | 2-Unmetered, Funded by Others, CE Maintained | 0 | 0 | 0 | 70.4172 | 70.4172 | 73.3514 | 39.7976 | 39.7976 | 41.7453 | 41.7453 | 76.9411 | 43.4598 | 43.6186 | 80.3938 | 45.0418 | 45.61 | 84.0644 | 46.3429 | 47.0992 | 85.8891 | 88.4571
HPS0170-ST-1100-001-B | High Pressure Sodium 400 | 1100 | 1 | METAL HALIDE/HPS 400W FLOOD (310/360) | WOOD POLE | 1 | 1-Unmetered, CE Funded, CE Maintained | 10.7316 | 74.5778 | 93.2675 | 81.1488 | 174.4164 | 160.9538 | 150.0009 | 145.7697 | 150.5916 | 154.9276 | 166.9821 | 155.1781 | 160.2051 | 173.193 | 159.6575 | 166.2829 | 180.1534 | 163.8439 | 171.2607 | 183.722 | 189.1474
HPS0170-ST-1100-002-B | High Pressure Sodium 400 | 1100 | 2 | METAL HALIDE/HPS 400W FLOOD (310/360) | WOOD POLE | 1 | 2-Unmetered, Funded by Others, CE Maintained | 10.7316 | 0 | 0 | 81.1488 | 81.1488 | 84.5302 | 50.1938 | 50.1938 | 52.6502 | 52.6502 | 88.667 | 54.8127 | 55.0129 | 92.6459 | 56.808 | 57.5246 | 96.8758 | 58.4489 | 59.4028 | 98.9787 | 101.938
HPS0170-ST-1130-001-B | High Pressure Sodium 400 | 1130 | 1 | METAL HALIDE/HPS 400W FLOOD (310/360) | STEEL POLE | 2 | 1-Unmetered, CE Funded, CE Maintained | 9.9616 | 121.7473 | 152.2579 | 80.3788 | 232.6368 | 208.4886 | 212.3254 | 205.4181 | 211.6969 | 218.7752 | 215.674 | 217.782 | 225.8587 | 223.2588 | 223.8006 | 234.1517 | 231.9062 | 229.5708 | 241.06 | 236.3818 | 243.3388
HPS0170-ST-1170-001-B | High Pressure Sodium 400 | 1170 | 1 | METAL HALIDE/HPS 400W FLOOD (310/360) | STEEL POLE | 1 | 1-Unmetered, CE Funded, CE Maintained | 9.9616 | 101.2365 | 126.6071 | 80.3788 | 206.9859 | 187.4702 | 184.876 | 179.1323 | 184.7606 | 190.6464 | 194.1354 | 190.179 | 196.9282 | 201.1064 | 195.5144 | 204.2405 | 209.0028 | 200.5846 | 210.2963 | 213.0753 | 219.3541
HPS0170-ST-1170-002-B | High Pressure Sodium 400 | 1170 | 2 | METAL HALIDE/HPS 400W FLOOD (310/360) | STEEL POLE | 1 | 2-Unmetered, Funded by Others, CE Maintained | 9.9616 | 0 | 0 | 80.3788 | 80.3788 | 83.7281 | 49.3917 | 49.3917 | 51.8089 | 51.8089 | 87.8257 | 53.9368 | 54.1338 | 91.7668 | 55.9002 | 56.6054 | 95.9566 | 57.5149 | 58.4536 | 98.0395 | 100.9708
HPS0170-ST-1250-001-B | High Pressure Sodium 400 | 1250 | 1 | METAL HALIDE/HPS 400W FLOOD (310/360) | WOOD POLE | 3 | 1-Unmetered, CE Funded, CE Maintained | 10.7316 | 115.5993 | 144.5693 | 81.1488 | 225.7181 | 202.9906 | 204.8997 | 198.3412 | 204.4642 | 211.1851 | 210.0593 | 210.384 | 218.066 | 217.4979 | 216.2298 | 226.1053 | 225.9602 | 221.8164 | 232.788 | 230.335 | 237.1168
HPS0170-TA-0070-001-B | High Pressure Sodium 400 | 70 | 1 | HIGH PRESSURE SODIUM 400W (310/360) | SHARED OR NO POLE | 1 | 1-Unmetered, CE Funded, CE Maintained | 0 | 36.2952 | 45.391 | 79.4836 | 124.8746 | 119.989 | 90.1075 | 88.0483 | 91.2321 | 93.3423 | 124.9615 | 94.2012 | 96.7159 | 129.945 | 97.0612 | 100.5298 | 135.417 | 99.6578 | 103.5925 | 138.19 | 142.2888
HPS0180-ST-0860-001-B | High Pressure Sodium 2x400 | 860 | 1 | HIGH PRESSURE SODIUM 2X250 W OR 2X400 W FLOOD | R/BOUT COLUMN | 3 | 1-Unmetered, CE Funded, CE Maintained | 9.9616 | 203.1153 | 254.0173 | 102.5208 | 356.5381 | 314.9351 | 339.7065 | 328.1827 | 337.9471 | 349.7562 | 325.3129 | 347.4734 | 360.8901 | 336.4186 | 356.9371 | 373.9989 | 349.1993 | 366.089 | 384.9808 | 355.8478 | 366.3029
HPS0180-ST-0870-001-B | High Pressure Sodium 2x400 | 870 | 1 | HIGH PRESSURE SODIUM 2X250 W OR 2X400 W FLOOD | R/BOUT COLUMN | 4 | 1-Unmetered, CE Funded, CE Maintained | 9.9616 | 223.626 | 279.6682 | 102.5208 | 382.189 | 335.9535 | 367.156 | 354.4684 | 364.8834 | 377.885 | 346.8515 | 375.0764 | 389.8206 | 358.571 | 385.2232 | 403.9101 | 372.1027 | 395.0752 | 415.7445 | 379.1543 | 390.2876
HPS0180-ST-0870-002-B | High Pressure Sodium 2x400 | 870 | 2 | HIGH PRESSURE SODIUM 2X250 W OR 2X400 W FLOOD | R/BOUT COLUMN | 4 | 2-Unmetered, Funded by Others, CE Maintained | 9.9616 | 0 | 0 | 102.5208 | 102.5208 | 106.7927 | 67.8785 | 67.8785 | 71.2004 | 71.2004 | 112.019 | 74.1246 | 74.3954 | 117.0458 | 76.823 | 77.7921 | 122.3897 | 79.0421 | 80.3321 | 125.0464 | 128.7852
HPS0210-ST-0250-001-B | High Pressure Sodium 600 (Internal Ignitor) | 250 | 1 | HIGH PRESSURE SODIUM 600W HIGH MAST | WOOD POLE | 1 | 1-Unmetered, CE Funded, CE Maintained | 10.7316 | 174.3172 | 218.0022 | 124.4282 | 342.4304 | 308.2445 | 329.6909 | 319.801 | 330.0479 | 340.1827 | 319.0087 | 339.867 | 351.5337 | 330.3267 | 349.5055 | 364.6929 | 343.1949 | 358.6069 | 375.5452 | 349.8451 | 360.1469
HPS0250-ST-0120-001-B | High Pressure Sodium 1000 | 120 | 1 | METAL HALIDE 1000W FLOODLIGHT | SHARED OR NO POLE | 1 | 1-Unmetered, CE Funded, CE Maintained | 0 | 61.2174 | 76.5589 | 191.4333 | 267.9922 | 262.1426 | 239.0705 | 235.5973 | 245.2295 | 248.7887 | 273.4542 | 253.9892 | 258.5782 | 284.6727 | 262.2751 | 269.3689 | 296.8926 | 269.5019 | 277.7934 | 303.0564 | 312.0619
HPS0250-ST-0120-002-B | High Pressure Sodium 1000 | 120 | 2 | METAL HALIDE 1000W FLOODLIGHT | SHARED OR NO POLE | 1 | 2-Unmetered, Funded by Others, CE Maintained | 0 | 0 | 0 | 191.4333 | 191.4333 | 199.4101 | 157.1436 | 157.1436 | 164.834 | 164.834 | 209.169 | 171.6039 | 172.2309 | 218.5553 | 177.8508 | 180.0944 | 228.5339 | 182.9881 | 185.9746 | 233.4946 | 240.4759
HPS0250-ST-0850-001-B | High Pressure Sodium 1000 | 850 | 1 | METAL HALIDE 1000W FLOODLIGHT | R/BOUT COLUMN | 2 | 1-Unmetered, CE Funded, CE Maintained | 9.9616 | 182.6045 | 228.3664 | 201.3949 | 429.7614 | 396.9108 | 411.1164 | 400.7562 | 414.7081 | 425.3247 | 411.8088 | 427.8267 | 440.3103 | 427.1487 | 440.5371 | 457.3853 | 444.3322 | 452.2208 | 471.214 | 453.1398 | 466.5225
HPS0250-ST-1050-001-B | High Pressure Sodium 1000 | 1050 | 1 | METAL HALIDE 1000W FLOODLIGHT | R/BOUT COLUMN | 4 | 1-Unmetered, CE Funded, CE Maintained | 9.9616 | 223.626 | 279.6682 | 201.3949 | 481.0631 | 438.9476 | 466.0152 | 453.3277 | 468.5807 | 481.5823 | 454.886 | 483.0326 | 498.1712 | 471.4535 | 497.1094 | 517.2077 | 490.139 | 510.1933 | 532.7413 | 499.7528 | 514.4919
HPS0250-ST-1050-002-B | High Pressure Sodium 1000 | 1050 | 2 | METAL HALIDE 1000W FLOODLIGHT | R/BOUT COLUMN | 4 | 2-Unmetered, Funded by Others, CE Maintained | 9.9616 | 0 | 0 | 201.3949 | 201.3949 | 209.7868 | 166.7377 | 166.7377 | 174.8977 | 174.8977 | 220.0535 | 182.0809 | 182.7461 | 229.9283 | 188.7091 | 191.0897 | 240.4261 | 194.1601 | 197.3289 | 245.645 | 252.9895
INC0010-ST-0010-002-B | Incandescent 30 | 10 | 2 | MERCURY VAPOUR 80W | SHARED OR NO POLE | 1 | 2-Unmetered, Funded by Others, CE Maintained | 0 | 0 | 0 | 18.153 | 18.153 | 18.9094 | 63.2885 | 63.2885 | 66.3858 | 66.3858 | 19.8348 | 69.1123 | 69.3648 | 20.7249 | 71.6282 | 72.5318 | 21.6711 | 73.6972 | 74.9 | 22.1415 | 22.8036
INC0010-ST-0810-001-B | Incandescent 30 | 810 | 1 | MERCURY VAPOUR 80W | WOOD POLE | 1 | 1-Unmetered, CE Funded, CE Maintained | 10.7316 | 51.8869 | 64.8901 | 28.8846 | 93.7747 | 83.2593 | 143.1246 | 140.1808 | 145.4326 | 148.4493 | 86.0478 | 150.2936 | 153.9457 | 89.0169 | 154.951 | 160.1139 | 92.4223 | 159.1309 | 165.0277 | 94.1905 | 96.9596
INC0020-ST-0010-001-B | Incandescent 40 | 10 | 1 | MERCURY VAPOUR 80W | SHARED OR NO POLE | 1 | 1-Unmetered, CE Funded, CE Maintained | 0 | 17.5015 | 21.8875 | 18.153 | 40.0405 | 36.8441 | 86.7107 | 85.7177 | 89.3701 | 90.3876 | 38.2134 | 92.6655 | 94.0507 | 39.6272 | 95.7643 | 98.0545 | 41.2143 | 98.4307 | 101.1501 | 42.0286 | 43.2694
INC0020-ST-0010-002-B | Incandescent 40 | 10 | 2 | MERCURY VAPOUR 80W | SHARED OR NO POLE | 1 | 2-Unmetered, Funded by Others, CE Maintained | 0 | 0 | 0 | 18.153 | 18.153 | 18.9094 | 63.2885 | 63.2885 | 66.3858 | 66.3858 | 19.8348 | 69.1123 | 69.3648 | 20.7249 | 71.6282 | 72.5318 | 21.6711 | 73.6972 | 74.9 | 22.1415 | 22.8036
INC0020-ST-0810-001-B | Incandescent 40 | 810 | 1 | MERCURY VAPOUR 80W | WOOD POLE | 1 | 1-Unmetered, CE Funded, CE Maintained | 10.7316 | 51.8869 | 64.8901 | 28.8846 | 93.7747 | 83.2593 | 143.1246 | 140.1808 | 145.4326 | 148.4493 | 86.0478 | 150.2936 | 153.9457 | 89.0169 | 154.951 | 160.1139 | 92.4223 | 159.1309 | 165.0277 | 94.1905 | 96.9596
INC0020-ST-0830-002-B | Incandescent 40 | 830 | 2 | MERCURY VAPOUR 80W | SHARED OR NO POLE | 4 | 2-Unmetered, Funded by Others, CE Maintained | 0 | 0 | 0 | 18.153 | 18.153 | 18.9094 | 63.2885 | 63.2885 | 66.3858 | 66.3858 | 19.8348 | 69.1123 | 69.3648 | 20.7249 | 71.6282 | 72.5318 | 21.6711 | 73.6972 | 74.9 | 22.1415 | 22.8036
INC0030-ST-0010-001-B | Incandescent 60 | 10 | 1 | MERCURY VAPOUR 80W | SHARED OR NO POLE | 1 | 1-Unmetered, CE Funded, CE Maintained | 0 | 17.5015 | 21.8875 | 18.153 | 40.0405 | 36.8441 | 86.7107 | 85.7177 | 89.3701 | 90.3876 | 38.2134 | 92.6655 | 94.0507 | 39.6272 | 95.7643 | 98.0545 | 41.2143 | 98.4307 | 101.1501 | 42.0286 | 43.2694
INC0030-ST-0010-002-B | Incandescent 60 | 10 | 2 | MERCURY VAPOUR 80W | SHARED OR NO POLE | 1 | 2-Unmetered, Funded by Others, CE Maintained | 0 | 0 | 0 | 18.153 | 18.153 | 18.9094 | 63.2885 | 63.2885 | 66.3858 | 66.3858 | 19.8348 | 69.1123 | 69.3648 | 20.7249 | 71.6282 | 72.5318 | 21.6711 | 73.6972 | 74.9 | 22.1415 | 22.8036
INC0040-ST-0010-001-B | Incandescent 75 | 10 | 1 | MERCURY VAPOUR 80W | SHARED OR NO POLE | 1 | 1-Unmetered, CE Funded, CE Maintained | 0 | 17.5015 | 21.8875 | 18.153 | 40.0405 | 36.8441 | 86.7107 | 85.7177 | 89.3701 | 90.3876 | 38.2134 | 92.6655 | 94.0507 | 39.6272 | 95.7643 | 98.0545 | 41.2143 | 98.4307 | 101.1501 | 42.0286 | 43.2694
INC0040-ST-0010-002-B | Incandescent 75 | 10 | 2 | MERCURY VAPOUR 80W | SHARED OR NO POLE | 1 | 2-Unmetered, Funded by Others, CE Maintained | 0 | 0 | 0 | 18.153 | 18.153 | 18.9094 | 63.2885 | 63.2885 | 66.3858 | 66.3858 | 19.8348 | 69.1123 | 69.3648 | 20.7249 | 71.6282 | 72.5318 | 21.6711 | 73.6972 | 74.9 | 22.1415 | 22.8036
INC0040-ST-0810-001-B | Incandescent 75 | 810 | 1 | MERCURY VAPOUR 80W | WOOD POLE | 1 | 1-Unmetered, CE Funded, CE Maintained | 10.7316 | 51.8869 | 64.8901 | 28.8846 | 93.7747 | 83.2593 | 143.1246 | 140.1808 | 145.4326 | 148.4493 | 86.0478 | 150.2936 | 153.9457 | 89.0169 | 154.951 | 160.1139 | 92.4223 | 159.1309 | 165.0277 | 94.1905 | 96.9596
INC0040-ST-0990-001-B | Incandescent 75 | 990 | 1 | MERCURY VAPOUR 80W | STEEL POLE | 1 | 1-Unmetered, CE Funded, CE Maintained | 9.9616 | 87.4857 | 109.4102 | 28.1146 | 137.5249 | 118.9371 | 189.9643 | 185.0008 | 191.3425 | 196.4289 | 122.5892 | 197.3259 | 203.2789 | 126.586 | 203.1372 | 211.1092 | 131.2547 | 208.506 | 217.4725 | 133.7026 | 137.6207
INC0050-ST-0010-001-B | Incandescent 100 | 10 | 1 | MERCURY VAPOUR 80W | SHARED OR NO POLE | 1 | 1-Unmetered, CE Funded, CE Maintained | 0 | 17.5015 | 21.8875 | 18.153 | 40.0405 | 36.8441 | 86.7107 | 85.7177 | 89.3701 | 90.3876 | 38.2134 | 92.6655 | 94.0507 | 39.6272 | 95.7643 | 98.0545 | 41.2143 | 98.4307 | 101.1501 | 42.0286 | 43.2694
INC0050-ST-0010-002-B | Incandescent 100 | 10 | 2 | MERCURY VAPOUR 80W | SHARED OR NO POLE | 1 | 2-Unmetered, Funded by Others, CE Maintained | 0 | 0 | 0 | 18.153 | 18.153 | 18.9094 | 63.2885 | 63.2885 | 66.3858 | 66.3858 | 19.8348 | 69.1123 | 69.3648 | 20.7249 | 71.6282 | 72.5318 | 21.6711 | 73.6972 | 74.9 | 22.1415 | 22.8036
INC0050-ST-0110-002-B | Incandescent 100 | 110 | 2 | BULKHEADS ETC | SHARED OR NO POLE | 1 | 2-Unmetered, Funded by Others, CE Maintained | 0 | 0 | 0 | 18.153 | 18.153 | 18.9094 | 63.2885 | 63.2885 | 66.3858 | 66.3858 | 19.8348 | 69.1123 | 69.3648 | 20.7249 | 71.6282 | 72.5318 | 21.6711 | 73.6972 | 74.9 | 22.1415 | 22.8036
INC0050-ST-0810-001-B | Incandescent 100 | 810 | 1 | MERCURY VAPOUR 80W | WOOD POLE | 1 | 1-Unmetered, CE Funded, CE Maintained | 10.7316 | 51.8869 | 64.8901 | 28.8846 | 93.7747 | 83.2593 | 143.1246 | 140.1808 | 145.4326 | 148.4493 | 86.0478 | 150.2936 | 153.9457 | 89.0169 | 154.951 | 160.1139 | 92.4223 | 159.1309 | 165.0277 | 94.1905 | 96.9596
INC0050-ST-0990-001-B | Incandescent 100 | 990 | 1 | MERCURY VAPOUR 80W | STEEL POLE | 1 | 1-Unmetered, CE Funded, CE Maintained | 9.9616 | 87.4857 | 109.4102 | 28.1146 | 137.5249 | 118.9371 | 189.9643 | 185.0008 | 191.3425 | 196.4289 | 122.5892 | 197.3259 | 203.2789 | 126.586 | 203.1372 | 211.1092 | 131.2547 | 208.506 | 217.4725 | 133.7026 | 137.6207
INC0070-ST-0740-002-B | Incandescent 130 | 740 | 2 | MERCURY VAPOUR 80W | SHARED OR NO POLE | 2 | 2-Unmetered, Funded by Others, CE Maintained | 0 | 0 | 0 | 18.153 | 18.153 | 18.9094 | 63.2885 | 63.2885 | 66.3858 | 66.3858 | 19.8348 | 69.1123 | 69.3648 | 20.7249 | 71.6282 | 72.5318 | 21.6711 | 73.6972 | 74.9 | 22.1415 | 22.8036
INC0080-ST-0010-001-B | Incandescent 150 | 10 | 1 | MERCURY VAPOUR 80W | SHARED OR NO POLE | 1 | 1-Unmetered, CE Funded, CE Maintained | 0 | 17.5015 | 21.8875 | 20.9032 | 42.7907 | 39.7089 | 89.5755 | 88.5825 | 92.3751 | 93.3926 | 41.2184 | 95.7939 | 97.1906 | 42.7671 | 99.0066 | 101.3378 | 44.4975 | 101.7667 | 104.5406 | 45.3831 | 46.7241
INC0080-ST-0010-002-B | Incandescent 150 | 10 | 2 | MERCURY VAPOUR 80W | SHARED OR NO POLE | 1 | 2-Unmetered, Funded by Others, CE Maintained | 0 | 0 | 0 | 20.9032 | 20.9032 | 21.7742 | 66.1533 | 66.1533 | 69.3908 | 69.3908 | 22.8398 | 72.2407 | 72.5047 | 23.8648 | 74.8705 | 75.815 | 24.9544 | 77.0332 | 78.2904 | 25.496 | 26.2583
INC0080-ST-0110-002-B | Incandescent 150 | 110 | 2 | BULKHEADS ETC | SHARED OR NO POLE | 1 | 2-Unmetered, Funded by Others, CE Maintained | 0 | 0 | 0 | 20.9032 | 20.9032 | 21.7742 | 66.1533 | 66.1533 | 69.3908 | 69.3908 | 22.8398 | 72.2407 | 72.5047 | 23.8648 | 74.8705 | 75.815 | 24.9544 | 77.0332 | 78.2904 | 25.496 | 26.2583
INC0080-ST-0810-001-B | Incandescent 150 | 810 | 1 | MERCURY VAPOUR 80W | WOOD POLE | 1 | 1-Unmetered, CE Funded, CE Maintained | 10.7316 | 51.8869 | 64.8901 | 31.6348 | 96.5249 | 86.1241 | 145.9894 | 143.0456 | 148.4376 | 151.4543 | 89.0528 | 153.422 | 157.0856 | 92.1568 | 158.1933 | 163.3972 | 95.7055 | 162.4669 | 168.4181 | 97.545 | 100.4144
INC0090-ST-0010-001-B | Incandescent 200 | 10 | 1 | MERCURY VAPOUR 80W | SHARED OR NO POLE | 1 | 1-Unmetered, CE Funded, CE Maintained | 0 | 17.5015 | 21.8875 | 20.9032 | 42.7907 | 39.7089 | 89.5755 | 88.5825 | 92.3751 | 93.3926 | 41.2184 | 95.7939 | 97.1906 | 42.7671 | 99.0066 | 101.3378 | 44.4975 | 101.7667 | 104.5406 | 45.3831 | 46.7241
INC0090-ST-0010-002-B | Incandescent 200 | 10 | 2 | MERCURY VAPOUR 80W | SHARED OR NO POLE | 1 | 2-Unmetered, Funded by Others, CE Maintained | 0 | 0 | 0 | 20.9032 | 20.9032 | 21.7742 | 66.1533 | 66.1533 | 69.3908 | 69.3908 | 22.8398 | 72.2407 | 72.5047 | 23.8648 | 74.8705 | 75.815 | 24.9544 | 77.0332 | 78.2904 | 25.496 | 26.2583
INC0090-ST-0810-001-B | Incandescent 200 | 810 | 1 | MERCURY VAPOUR 80W | WOOD POLE | 1 | 1-Unmetered, CE Funded, CE Maintained | 10.7316 | 51.8869 | 64.8901 | 31.6348 | 96.5249 | 86.1241 | 145.9894 | 143.0456 | 148.4376 | 151.4543 | 89.0528 | 153.422 | 157.0856 | 92.1568 | 158.1933 | 163.3972 | 95.7055 | 162.4669 | 168.4181 | 97.545 | 100.4144
INC0100-ST-0010-001-B | Incandescent 300 | 10 | 1 | MERCURY VAPOUR 80W | SHARED OR NO POLE | 1 | 1-Unmetered, CE Funded, CE Maintained | 0 | 17.5015 | 21.8875 | 20.9032 | 42.7907 | 39.7089 | 89.5755 | 88.5825 | 92.3751 | 93.3926 | 41.2184 | 95.7939 | 97.1906 | 42.7671 | 99.0066 | 101.3378 | 44.4975 | 101.7667 | 104.5406 | 45.3831 | 46.7241
INC0100-ST-0010-002-B | Incandescent 300 | 10 | 2 | MERCURY VAPOUR 80W | SHARED OR NO POLE | 1 | 2-Unmetered, Funded by Others, CE Maintained | 0 | 0 | 0 | 20.9032 | 20.9032 | 21.7742 | 66.1533 | 66.1533 | 69.3908 | 69.3908 | 22.8398 | 72.2407 | 72.5047 | 23.8648 | 74.8705 | 75.815 | 24.9544 | 77.0332 | 78.2904 | 25.496 | 26.2583
INC0100-ST-0610-001-B | Incandescent 300 | 610 | 1 | METAL HALIDE/HPS 250W FLOOD (210/220) | SHARED OR NO POLE | 1 | 1-Unmetered, CE Funded, CE Maintained | 0 | 37.7472 | 47.2069 | 20.9032 | 68.1101 | 60.4557 | 116.6702 | 114.5286 | 118.9633 | 121.1579 | 62.4786 | 123.0402 | 125.7472 | 64.6333 | 126.9272 | 130.8624 | 67.1049 | 130.3783 | 134.9067 | 68.3884 | 70.3989
INC0100-ST-0810-001-B | Incandescent 300 | 810 | 1 | MERCURY VAPOUR 80W | WOOD POLE | 1 | 1-Unmetered, CE Funded, CE Maintained | 10.7316 | 51.8869 | 64.8901 | 31.6348 | 96.5249 | 86.1241 | 145.9894 | 143.0456 | 148.4376 | 151.4543 | 89.0528 | 153.422 | 157.0856 | 92.1568 | 158.1933 | 163.3972 | 95.7055 | 162.4669 | 168.4181 | 97.545 | 100.4144
INC0100-ST-0990-001-B | Incandescent 300 | 990 | 1 | MERCURY VAPOUR 80W | STEEL POLE | 1 | 1-Unmetered, CE Funded, CE Maintained | 9.9616 | 87.4857 | 109.4102 | 30.8648 | 140.2751 | 121.802 | 192.8291 | 187.8656 | 194.3475 | 199.4339 | 125.5943 | 200.4544 | 206.4188 | 129.7259 | 206.3795 | 214.3924 | 134.5379 | 211.842 | 220.8629 | 137.0571 | 141.0755
INC0110-ST-0010-001-B | Incandescent 500 | 10 | 1 | MERCURY VAPOUR 80W | SHARED OR NO POLE | 1 | 1-Unmetered, CE Funded, CE Maintained | 0 | 17.5015 | 21.8875 | 20.9032 | 42.7907 | 39.7089 | 89.5755 | 88.5825 | 92.3751 | 93.3926 | 41.2184 | 95.7939 | 97.1906 | 42.7671 | 99.0066 | 101.3378 | 44.4975 | 101.7667 | 104.5406 | 45.3831 | 46.7241
INC0110-ST-0010-002-B | Incandescent 500 | 10 | 2 | MERCURY VAPOUR 80W | SHARED OR NO POLE | 1 | 2-Unmetered, Funded by Others, CE Maintained | 0 | 0 | 0 | 20.9032 | 20.9032 | 21.7742 | 66.1533 | 66.1533 | 69.3908 | 69.3908 | 22.8398 | 72.2407 | 72.5047 | 23.8648 | 74.8705 | 75.815 | 24.9544 | 77.0332 | 78.2904 | 25.496 | 26.2583
INC0110-ST-0110-001-B | Incandescent 500 | 110 | 1 | BULKHEADS ETC | SHARED OR NO POLE | 1 | 1-Unmetered, CE Funded, CE Maintained | 0 | 8.3083 | 10.3905 | 20.9032 | 31.2937 | 30.2882 | 77.2723 | 76.8009 | 80.3019 | 80.785 | 31.5645 | 83.422 | 84.2236 | 32.8381 | 86.3284 | 87.9312 | 34.2319 | 88.7747 | 90.7519 | 34.9369 | 35.9739
INC0110-ST-0810-001-B | Incandescent 500 | 810 | 1 | MERCURY VAPOUR 80W | WOOD POLE | 1 | 1-Unmetered, CE Funded, CE Maintained | 10.7316 | 51.8869 | 64.8901 | 31.6348 | 96.5249 | 86.1241 | 145.9894 | 143.0456 | 148.4376 | 151.4543 | 89.0528 | 153.422 | 157.0856 | 92.1568 | 158.1933 | 163.3972 | 95.7055 | 162.4669 | 168.4181 | 97.545 | 100.4144
INC0130-ST-0010-001-B | Incandescent 800 | 10 | 1 | MERCURY VAPOUR 80W | SHARED OR NO POLE | 1 | 1-Unmetered, CE Funded, CE Maintained | 0 | 17.5015 | 21.8875 | 20.9032 | 42.7907 | 39.7089 | 89.5755 | 88.5825 | 92.3751 | 93.3926 | 41.2184 | 95.7939 | 97.1906 | 42.7671 | 99.0066 | 101.3378 | 44.4975 | 101.7667 | 104.5406 | 45.3831 | 46.7241
INC0140-ST-0680-002-B | Incandescent 1000 | 680 | 2 | METAL HALIDE/HPS 400W FLOOD (310/360) | SHARED OR NO POLE | 2 | 2-Unmetered, Funded by Others, CE Maintained | 0 | 0 | 0 | 20.9032 | 20.9032 | 21.7742 | 66.1533 | 66.1533 | 69.3908 | 69.3908 | 22.8398 | 72.2407 | 72.5047 | 23.8648 | 74.8705 | 75.815 | 24.9544 | 77.0332 | 78.2904 | 25.496 | 26.2583
INC0140-ST-0900-002-B | Incandescent 1000 | 900 | 2 | METAL HALIDE/HPS 400W FLOOD (310/360) | WOOD POLE | 2 | 2-Unmetered, Funded by Others, CE Maintained | 10.7316 | 0 | 0 | 31.6348 | 31.6348 | 32.953 | 76.5495 | 76.5495 | 80.2958 | 80.2958 | 34.5657 | 83.5936 | 83.899 | 36.1168 | 86.6366 | 87.7295 | 37.7658 | 89.1392 | 90.594 | 38.5856 | 39.7393
INC0140-ST-1130-002-B | Incandescent 1000 | 1130 | 2 | METAL HALIDE/HPS 400W FLOOD (310/360) | STEEL POLE | 2 | 2-Unmetered, Funded by Others, CE Maintained | 9.9616 | 0 | 0 | 30.8648 | 30.8648 | 32.1509 | 75.7474 | 75.7474 | 79.4544 | 79.4544 | 33.7244 | 82.7177 | 83.0199 | 35.2377 | 85.7289 | 86.8103 | 36.8466 | 88.2052 | 89.6447 | 37.6464 | 38.772
INC0160-ST-0640-001-B | Incandescent 1500 | 640 | 1 | METAL HALIDE/HPS 400W FLOOD (310/360) | SHARED OR NO POLE | 1 | 1-Unmetered, CE Funded, CE Maintained | 0 | 34.9474 | 43.7054 | 20.9032 | 64.6086 | 57.5866 | 112.9232 | 110.9404 | 115.2864 | 117.3182 | 59.5385 | 119.2723 | 121.798 | 61.6094 | 123.0661 | 126.7794 | 63.9785 | 126.4216 | 130.7073 | 65.207 | 67.1249
INC0160-ST-0640-002-B | Incandescent 1500 | 640 | 2 | METAL HALIDE/HPS 400W FLOOD (310/360) | SHARED OR NO POLE | 1 | 2-Unmetered, Funded by Others, CE Maintained | 0 | 0 | 0 | 20.9032 | 20.9032 | 21.7742 | 66.1533 | 66.1533 | 69.3908 | 69.3908 | 22.8398 | 72.2407 | 72.5047 | 23.8648 | 74.8705 | 75.815 | 24.9544 | 77.0332 | 78.2904 | 25.496 | 26.2583
INC0160-ST-1170-002-B | Incandescent 1500 | 1170 | 2 | METAL HALIDE/HPS 400W FLOOD (310/360) | STEEL POLE | 1 | 2-Unmetered, Funded by Others, CE Maintained | 9.9616 | 0 | 0 | 30.8648 | 30.8648 | 32.1509 | 75.7474 | 75.7474 | 79.4544 | 79.4544 | 33.7244 | 82.7177 | 83.0199 | 35.2377 | 85.7289 | 86.8103 | 36.8466 | 88.2052 | 89.6447 | 37.6464 | 38.772
LPS0010-ST-0040-001-B | Low Pressure Sodium 18 | 40 | 1 | HIGH PRESSURE SODIUM 70W (100) | SHARED OR NO POLE | 1 | 1-Unmetered, CE Funded, CE Maintained | 0 | 18.7475 | 23.4458 | 52.3237 | 75.7695 | 73.7155 | 71.8938 | 70.8301 | 73.7153 | 74.8053 | 76.8584 | 76.3411 | 77.7411 | 79.985 | 78.8261 | 80.9797 | 83.3988 | 80.9961 | 83.5102 | 85.1231 | 87.6512
LPS0010-ST-0350-001-B | Low Pressure Sodium 18 | 350 | 1 | HIGH PRESSURE SODIUM 70W (100) | WOOD POLE | 1 | 1-Unmetered, CE Funded, CE Maintained | 10.7316 | 53.1329 | 66.4484 | 63.0553 | 129.5037 | 120.1307 | 128.3078 | 125.2932 | 129.7778 | 132.867 | 124.6928 | 133.9691 | 137.6361 | 129.3747 | 138.0127 | 143.0391 | 134.6068 | 141.6963 | 147.3878 | 137.285 | 141.3415
LPS0010-ST-0350-002-B | Low Pressure Sodium 18 | 350 | 2 | HIGH PRESSURE SODIUM 70W (100) | WOOD POLE | 1 | 2-Unmetered, Funded by Others, CE Maintained | 10.7316 | 0 | 0 | 63.0553 | 63.0553 | 65.6828 | 57.2002 | 57.2002 | 59.9996 | 59.9996 | 68.8972 | 62.4638 | 62.692 | 71.9889 | 64.7377 | 65.5543 | 75.2757 | 66.6077 | 67.6947 | 76.9097 | 79.2092
LPS0020-ST-0040-001-B | Low Pressure Sodium 35 | 40 | 1 | HIGH PRESSURE SODIUM 70W (100) | SHARED OR NO POLE | 1 | 1-Unmetered, CE Funded, CE Maintained | 0 | 18.7475 | 23.4458 | 52.3237 | 75.7695 | 73.7155 | 71.8938 | 70.8301 | 73.7153 | 74.8053 | 76.8584 | 76.3411 | 77.7411 | 79.985 | 78.8261 | 80.9797 | 83.3988 | 80.9961 | 83.5102 | 85.1231 | 87.6512
LPS0020-ST-0040-002-B | Low Pressure Sodium 35 | 40 | 2 | HIGH PRESSURE SODIUM 70W (100) | SHARED OR NO POLE | 1 | 2-Unmetered, Funded by Others, CE Maintained | 0 | 0 | 0 | 52.3237 | 52.3237 | 54.504 | 46.804 | 46.804 | 49.0946 | 49.0946 | 57.1713 | 51.111 | 51.2977 | 59.7369 | 52.9715 | 53.6398 | 62.4643 | 54.5016 | 55.3911 | 63.8202 | 65.7283
LPS0030-ST-0040-001-B | Low Pressure Sodium 55 | 40 | 1 | HIGH PRESSURE SODIUM 70W (100) | SHARED OR NO POLE | 1 | 1-Unmetered, CE Funded, CE Maintained | 0 | 18.7475 | 23.4458 | 52.3237 | 75.7695 | 73.7155 | 71.8938 | 70.8301 | 73.7153 | 74.8053 | 76.8584 | 76.3411 | 77.7411 | 79.985 | 78.8261 | 80.9797 | 83.3988 | 80.9961 | 83.5102 | 85.1231 | 87.6512
LPS0030-ST-0040-002-B | Low Pressure Sodium 55 | 40 | 2 | HIGH PRESSURE SODIUM 70W (100) | SHARED OR NO POLE | 1 | 2-Unmetered, Funded by Others, CE Maintained | 0 | 0 | 0 | 52.3237 | 52.3237 | 54.504 | 46.804 | 46.804 | 49.0946 | 49.0946 | 57.1713 | 51.111 | 51.2977 | 59.7369 | 52.9715 | 53.6398 | 62.4643 | 54.5016 | 55.3911 | 63.8202 | 65.7283
LPS0030-ST-0360-001-B | Low Pressure Sodium 55 | 360 | 1 | HIGH PRESSURE SODIUM 70W (100) | STEEL POLE | 1 | 1-Unmetered, CE Funded, CE Maintained | 9.9616 | 88.7318 | 110.9686 | 62.2853 | 173.2539 | 155.8086 | 175.1474 | 170.1132 | 175.6877 | 180.8465 | 161.2342 | 181.0015 | 186.9694 | 166.9438 | 186.199 | 194.0343 | 173.4392 | 191.0714 | 199.8326 | 176.7971 | 182.0026
LPS0040-ST-0050-001-B | Low Pressure Sodium 90/100 | 50 | 1 | HIGH PRESSURE SODIUM 150W | SHARED OR NO POLE | 1 | 1-Unmetered, CE Funded, CE Maintained | 0 | 32.467 | 40.6035 | 54.4878 | 95.0913 | 90.0289 | 92.4624 | 90.6204 | 94.0488 | 95.9364 | 93.63 | 97.2156 | 99.5124 | 97.2733 | 100.2453 | 103.5174 | 101.3022 | 102.9558 | 106.7008 | 103.3523 | 106.413
LPS0040-ST-0050-002-B | Low Pressure Sodium 90/100 | 50 | 2 | HIGH PRESSURE SODIUM 150W | SHARED OR NO POLE | 1 | 2-Unmetered, Funded by Others, CE Maintained | 0 | 0 | 0 | 54.4878 | 54.4878 | 56.7583 | 49.012 | 49.012 | 51.4106 | 51.4106 | 59.536 | 53.5221 | 53.7176 | 62.2076 | 55.4704 | 56.1702 | 65.0478 | 57.0727 | 58.0042 | 66.4598 | 68.4469
LPS0040-ST-0060-001-B | Low Pressure Sodium 90/100 | 60 | 1 | HIGH PRESSURE SODIUM 250W (210/220) | SHARED OR NO POLE | 1 | 1-Unmetered, CE Funded, CE Maintained | 0 | 32.5972 | 40.7663 | 54.4878 | 95.2541 | 90.1623 | 92.6366 | 90.7872 | 94.2197 | 96.1149 | 93.7667 | 97.3908 | 99.696 | 97.4139 | 100.4249 | 103.7073 | 101.4476 | 103.1398 | 106.8961 | 103.5002 | 106.5652
LPS0040-ST-0220-001-B | Low Pressure Sodium 90/100 | 220 | 1 | HIGH PRESSURE SODIUM 150W | WOOD POLE | 1 | 1-Unmetered, CE Funded, CE Maintained | 10.7316 | 66.8524 | 83.6061 | 65.2195 | 148.8255 | 136.4441 | 148.8764 | 145.0835 | 150.1113 | 153.9981 | 141.4644 | 154.8436 | 159.4074 | 146.663 | 159.432 | 165.5768 | 152.5103 | 163.656 | 170.5784 | 155.5142 | 160.1032
LPS0040-ST-0310-001-B | Low Pressure Sodium 90/100 | 310 | 1 | HIGH PRESSURE SODIUM 150W | STEEL POLE | 1 | 1-Unmetered, CE Funded, CE Maintained | 9.9616 | 93.5111 | 116.9456 | 64.4495 | 181.3951 | 162.9605 | 183.7515 | 178.4461 | 184.2803 | 189.717 | 168.6177 | 189.8445 | 196.1305 | 174.5764 | 195.2889 | 203.5345 | 181.3596 | 200.3967 | 209.614 | 184.8675 | 190.3099
LPS0050-ST-0060-001-B | Low Pressure Sodium 135 | 60 | 1 | HIGH PRESSURE SODIUM 250W (210/220) | SHARED OR NO POLE | 1 | 1-Unmetered, CE Funded, CE Maintained | 0 | 32.5972 | 40.7663 | 57.1143 | 97.8806 | 92.8982 | 95.3288 | 93.4794 | 97.0436 | 98.9388 | 96.6365 | 100.3306 | 102.6467 | 100.4125 | 103.4718 | 106.7926 | 104.5831 | 106.2747 | 110.0821 | 106.7038 | 109.8645
LPS0050-ST-0060-002-B | Low Pressure Sodium 135 | 60 | 2 | HIGH PRESSURE SODIUM 250W (210/220) | SHARED OR NO POLE | 1 | 2-Unmetered, Funded by Others, CE Maintained | 0 | 0 | 0 | 57.1143 | 57.1143 | 59.4942 | 51.7041 | 51.7041 | 54.2345 | 54.2345 | 62.4058 | 56.4619 | 56.6682 | 65.2062 | 58.5173 | 59.2555 | 68.1833 | 60.2076 | 61.1902 | 69.6633 | 71.7462
LPS0050-ST-0230-001-B | Low Pressure Sodium 135 | 230 | 1 | HIGH PRESSURE SODIUM 250W (210/220) | WOOD POLE | 1 | 1-Unmetered, CE Funded, CE Maintained | 10.7316 | 66.9826 | 83.7689 | 67.8459 | 151.6148 | 139.3134 | 151.7427 | 147.9425 | 153.1062 | 157.0005 | 144.4709 | 157.9587 | 162.5417 | 149.8022 | 162.6584 | 168.852 | 155.7911 | 166.9749 | 173.9597 | 158.8657 | 163.5548
LPS0050-ST-0230-002-B | Low Pressure Sodium 135 | 230 | 2 | HIGH PRESSURE SODIUM 250W (210/220) | WOOD POLE | 1 | 2-Unmetered, Funded by Others, CE Maintained | 10.7316 | 0 | 0 | 67.8459 | 67.8459 | 70.673 | 62.1003 | 62.1003 | 65.1394 | 65.1394 | 74.1316 | 67.8148 | 68.0625 | 77.4582 | 70.2834 | 71.1701 | 80.9947 | 72.3136 | 73.4938 | 82.7529 | 85.2271
LPS0060-ST-0060-002-B | Low Pressure Sodium 150 | 60 | 2 | HIGH PRESSURE SODIUM 250W (210/220) | SHARED OR NO POLE | 1 | 2-Unmetered, Funded by Others, CE Maintained | 0 | 0 | 0 | 62.2618 | 62.2618 | 64.8561 | 55.4614 | 55.4614 | 58.1757 | 58.1757 | 68.0301 | 60.565 | 60.7863 | 71.0829 | 62.7697 | 63.5616 | 74.3283 | 64.5829 | 65.6369 | 75.9418 | 78.2123
LPS0060-ST-0230-002-B | Low Pressure Sodium 150 | 230 | 2 | HIGH PRESSURE SODIUM 250W (210/220) | WOOD POLE | 1 | 2-Unmetered, Funded by Others, CE Maintained | 10.7316 | 0 | 0 | 72.9934 | 72.9934 | 76.0349 | 65.8576 | 65.8576 | 69.0806 | 69.0806 | 79.756 | 71.9179 | 72.1806 | 83.335 | 74.5359 | 75.4761 | 87.1398 | 76.6889 | 77.9405 | 89.0313 | 91.6933
LPS0060-ST-0320-002-B | Low Pressure Sodium 150 | 320 | 2 | HIGH PRESSURE SODIUM 250W (210/220) | STEEL POLE | 1 | 2-Unmetered, Funded by Others, CE Maintained | 9.9616 | 0 | 0 | 72.2234 | 72.2234 | 75.2328 | 65.0556 | 65.0556 | 68.2393 | 68.2393 | 78.9146 | 71.042 | 71.3015 | 82.4559 | 73.6281 | 74.5569 | 86.2206 | 75.7549 | 76.9912 | 88.0921 | 90.726
LPS0080-ST-0070-001-B | Low Pressure Sodium 180 | 70 | 1 | HIGH PRESSURE SODIUM 400W (310/360) | SHARED OR NO POLE | 1 | 1-Unmetered, CE Funded, CE Maintained | 0 | 36.2952 | 45.391 | 62.2618 | 107.6528 | 102.0496 | 104.0351 | 101.9759 | 105.8413 | 107.9515 | 106.1442 | 109.4104 | 111.9807 | 110.2832 | 112.8241 | 116.4915 | 114.8575 | 115.876 | 120.0754 | 117.1843 | 120.655
LPS0080-ST-0230-001-B | Low Pressure Sodium 180 | 230 | 1 | HIGH PRESSURE SODIUM 250W (210/220) | WOOD POLE | 1 | 1-Unmetered, CE Funded, CE Maintained | 10.7316 | 66.9826 | 83.7689 | 72.9934 | 156.7622 | 144.6753 | 155.5001 | 151.6998 | 157.0474 | 160.9417 | 150.0952 | 162.0618 | 166.6597 | 155.6789 | 166.9108 | 173.1581 | 161.9362 | 171.3501 | 178.4064 | 165.1441 | 170.0209
LPS0080-ST-0240-001-B | Low Pressure Sodium 180 | 240 | 1 | HIGH PRESSURE SODIUM 400W (310/360) | WOOD POLE | 1 | 1-Unmetered, CE Funded, CE Maintained | 10.7316 | 70.6806 | 88.3936 | 72.9934 | 161.387 | 148.4648 | 160.4491 | 156.439 | 161.9039 | 166.0132 | 153.9785 | 167.0385 | 171.8758 | 159.6729 | 172.0107 | 178.5509 | 166.0655 | 176.5762 | 183.9529 | 169.3462 | 174.3453
LPS0090-ST-0070-002-B | Low Pressure Sodium 310 | 70 | 2 | HIGH PRESSURE SODIUM 400W (310/360) | SHARED OR NO POLE | 1 | 2-Unmetered, Funded by Others, CE Maintained | 0 | 0 | 0 | 62.2618 | 62.2618 | 64.8561 | 55.4614 | 55.4614 | 58.1757 | 58.1757 | 68.0301 | 60.565 | 60.7863 | 71.0829 | 62.7697 | 63.5616 | 74.3283 | 64.5829 | 65.6369 | 75.9418 | 78.2123
MHR0010-ST-0040-002-B | Metal Hallide (Reactor Control Gear) 70 | 40 | 2 | HIGH PRESSURE SODIUM 70W (100) | SHARED OR NO POLE | 1 | 2-Unmetered, Funded by Others, CE Maintained | 0 | 0 | 0 | 65.2118 | 65.2118 | 67.9291 | 55.9682 | 55.9682 | 58.7072 | 58.7072 | 71.2534 | 61.1184 | 61.3417 | 74.4509 | 63.3432 | 64.1423 | 77.8501 | 65.173 | 66.2366 | 79.5399 | 81.9181
MHR0010-ST-0360-002-B | Metal Hallide (Reactor Control Gear) 70 | 360 | 2 | HIGH PRESSURE SODIUM 70W (100) | STEEL POLE | 1 | 2-Unmetered, Funded by Others, CE Maintained | 9.9616 | 0 | 0 | 75.1734 | 75.1734 | 78.3058 | 65.5623 | 65.5623 | 68.7708 | 68.7708 | 82.138 | 71.5953 | 71.8569 | 85.8239 | 74.2016 | 75.1376 | 89.7423 | 76.345 | 77.5909 | 91.6903 | 94.4318
MHR0030-ST-0050-002-B | Metal Hallide (Reactor Control Gear) 150 | 50 | 2 | HIGH PRESSURE SODIUM 150W | SHARED OR NO POLE | 1 | 2-Unmetered, Funded by Others, CE Maintained | 0 | 0 | 0 | 70.9921 | 70.9921 | 73.9502 | 59.7255 | 59.7255 | 62.6484 | 62.6484 | 77.5692 | 65.2214 | 65.4597 | 81.0501 | 67.5957 | 68.4484 | 84.7506 | 69.5482 | 70.6833 | 86.5903 | 89.1792
MHR0030-ST-0310-002-B | Metal Hallide (Reactor Control Gear) 150 | 310 | 2 | HIGH PRESSURE SODIUM 150W | STEEL POLE | 1 | 2-Unmetered, Funded by Others, CE Maintained | 9.9616 | 0 | 0 | 80.9537 | 80.9537 | 84.3269 | 69.3196 | 69.3196 | 72.712 | 72.712 | 88.4538 | 75.6984 | 75.975 | 92.4231 | 78.454 | 79.4437 | 96.6428 | 80.7202 | 82.0376 | 98.7406 | 101.6929
MHR0060-ST-0060-002-B | Metal Hallide (Reactor Control Gear) 250 | 60 | 2 | HIGH PRESSURE SODIUM 250W (210/220) | SHARED OR NO POLE | 1 | 2-Unmetered, Funded by Others, CE Maintained | 0 | 0 | 0 | 70.9921 | 70.9921 | 73.9502 | 59.7255 | 59.7255 | 62.6484 | 62.6484 | 77.5692 | 65.2214 | 65.4597 | 81.0501 | 67.5957 | 68.4484 | 84.7506 | 69.5482 | 70.6833 | 86.5903 | 89.1792
MHR0060-ST-0320-001-B | Metal Hallide (Reactor Control Gear) 250 | 320 | 1 | HIGH PRESSURE SODIUM 250W (210/220) | STEEL POLE | 1 | 1-Unmetered, CE Funded, CE Maintained | 9.9616 | 93.6413 | 117.1084 | 80.9537 | 198.0621 | 180.2858 | 194.6392 | 189.3265 | 195.6891 | 201.1333 | 186.7877 | 201.7191 | 208.0563 | 193.5595 | 207.5937 | 216.0026 | 201.2078 | 213.0561 | 222.4884 | 205.1459 | 211.1945
MHR0060-ST-0320-002-B | Metal Hallide (Reactor Control Gear) 250 | 320 | 2 | HIGH PRESSURE SODIUM 250W (210/220) | STEEL POLE | 1 | 2-Unmetered, Funded by Others, CE Maintained | 9.9616 | 0 | 0 | 80.9537 | 80.9537 | 84.3269 | 69.3196 | 69.3196 | 72.712 | 72.712 | 88.4538 | 75.6984 | 75.975 | 92.4231 | 78.454 | 79.4437 | 96.6428 | 80.7202 | 82.0376 | 98.7406 | 101.6929
MHR0060-ST-0390-002-B | Metal Hallide (Reactor Control Gear) 250 | 390 | 2 | HIGH PRESSURE SODIUM 250W (210/220) | STEEL POLE | 2 | 2-Unmetered, Funded by Others, CE Maintained | 9.9616 | 0 | 0 | 80.9537 | 80.9537 | 84.3269 | 69.3196 | 69.3196 | 72.712 | 72.712 | 88.4538 | 75.6984 | 75.975 | 92.4231 | 78.454 | 79.4437 | 96.6428 | 80.7202 | 82.0376 | 98.7406 | 101.6929
MHR0060-ST-0430-002-B | Metal Hallide (Reactor Control Gear) 250 | 430 | 2 | HIGH PRESSURE SODIUM 250W (210/220) | STEEL POLE | 3 | 2-Unmetered, Funded by Others, CE Maintained | 9.9616 | 0 | 0 | 80.9537 | 80.9537 | 84.3269 | 69.3196 | 69.3196 | 72.712 | 72.712 | 88.4538 | 75.6984 | 75.975 | 92.4231 | 78.454 | 79.4437 | 96.6428 | 80.7202 | 82.0376 | 98.7406 | 101.6929
MHR0060-ST-0610-001-B | Metal Hallide (Reactor Control Gear) 250 | 610 | 1 | METAL HALIDE/HPS 250W FLOOD (210/220) | SHARED OR NO POLE | 1 | 1-Unmetered, CE Funded, CE Maintained | 0 | 37.7472 | 47.2069 | 70.9921 | 118.1989 | 112.6316 | 110.2424 | 108.1008 | 112.2209 | 114.4156 | 117.208 | 116.0209 | 118.7022 | 121.8186 | 119.6524 | 123.4958 | 126.9012 | 122.8934 | 127.2996 | 129.4827 | 133.3198
MHR0060-ST-0610-002-B | Metal Hallide (Reactor Control Gear) 250 | 610 | 2 | METAL HALIDE/HPS 250W FLOOD (210/220) | SHARED OR NO POLE | 1 | 2-Unmetered, Funded by Others, CE Maintained | 0 | 0 | 0 | 70.9921 | 70.9921 | 73.9502 | 59.7255 | 59.7255 | 62.6484 | 62.6484 | 77.5692 | 65.2214 | 65.4597 | 81.0501 | 67.5957 | 68.4484 | 84.7506 | 69.5482 | 70.6833 | 86.5903 | 89.1792
MHR0060-ST-0960-002-B | Metal Hallide (Reactor Control Gear) 250 | 960 | 2 | HIGH PRESSURE SODIUM 250W (210/220) | SHARED OR NO POLE | 2 | 2-Unmetered, Funded by Others, CE Maintained | 0 | 0 | 0 | 70.9921 | 70.9921 | 73.9502 | 59.7255 | 59.7255 | 62.6484 | 62.6484 | 77.5692 | 65.2214 | 65.4597 | 81.0501 | 67.5957 | 68.4484 | 84.7506 | 69.5482 | 70.6833 | 86.5903 | 89.1792
MHR0060-ST-1120-002-B | Metal Hallide (Reactor Control Gear) 250 | 1120 | 2 | METAL HALIDE/HPS 250W FLOOD (210/220) | STEEL POLE | 1 | 2-Unmetered, Funded by Others, CE Maintained | 9.9616 | 0 | 0 | 80.9537 | 80.9537 | 84.3269 | 69.3196 | 69.3196 | 72.712 | 72.712 | 88.4538 | 75.6984 | 75.975 | 92.4231 | 78.454 | 79.4437 | 96.6428 | 80.7202 | 82.0376 | 98.7406 | 101.6929
MHR0060-ST-1270-002-B | Metal Hallide (Reactor Control Gear) 250 | 1270 | 2 | METAL HALIDE 250W BOSTON 3 | STEEL POLE | 1 | 2-Unmetered, Funded by Others, CE Maintained | 9.9616 | 0 | 0 | 80.9537 | 80.9537 | 84.3269 | 69.3196 | 69.3196 | 72.712 | 72.712 | 88.4538 | 75.6984 | 75.975 | 92.4231 | 78.454 | 79.4437 | 96.6428 | 80.7202 | 82.0376 | 98.7406 | 101.6929
MHR0060-ST-1280-002-B | Metal Hallide (Reactor Control Gear) 250 | 1280 | 2 | METAL HALIDE 250W BOSTON 3 | STEEL POLE | 2 | 2-Unmetered, Funded by Others, CE Maintained | 9.9616 | 0 | 0 | 80.9537 | 80.9537 | 84.3269 | 69.3196 | 69.3196 | 72.712 | 72.712 | 88.4538 | 75.6984 | 75.975 | 92.4231 | 78.454 | 79.4437 | 96.6428 | 80.7202 | 82.0376 | 98.7406 | 101.6929
MHR0060-ST-1290-002-B | Metal Hallide (Reactor Control Gear) 250 | 1290 | 2 | METAL HALIDE 250W BOSTON 3 | STEEL POLE | 4 | 2-Unmetered, Funded by Others, CE Maintained | 9.9616 | 0 | 0 | 80.9537 | 80.9537 | 84.3269 | 69.3196 | 69.3196 | 72.712 | 72.712 | 88.4538 | 75.6984 | 75.975 | 92.4231 | 78.454 | 79.4437 | 96.6428 | 80.7202 | 82.0376 | 98.7406 | 101.6929
MHR0070-ST-0070-001-B | Metal Hallide (Reactor Control Gear) 400 | 70 | 1 | HIGH PRESSURE SODIUM 400W (310/360) | SHARED OR NO POLE | 1 | 1-Unmetered, CE Funded, CE Maintained | 0 | 36.2952 | 45.391 | 74.6139 | 120.0049 | 114.9165 | 111.96 | 109.9008 | 114.154 | 116.2642 | 119.6407 | 118.0645 | 120.6665 | 124.3854 | 121.7932 | 125.5738 | 129.6036 | 125.1043 | 129.4542 | 132.2504 | 136.1716
MHR0070-ST-0070-002-B | Metal Hallide (Reactor Control Gear) 400 | 70 | 2 | HIGH PRESSURE SODIUM 400W (310/360) | SHARED OR NO POLE | 1 | 2-Unmetered, Funded by Others, CE Maintained | 0 | 0 | 0 | 74.6139 | 74.6139 | 77.723 | 63.3863 | 63.3863 | 66.4884 | 66.4884 | 81.5267 | 69.2191 | 69.472 | 85.1851 | 71.7389 | 72.6439 | 89.0744 | 73.8111 | 75.0157 | 91.0079 | 93.729
MHR0070-ST-0620-001-B | Metal Hallide (Reactor Control Gear) 400 | 620 | 1 | METAL HALIDE/HPS 400W FLOOD (310/360) | SHARED OR NO POLE | 1 | 1-Unmetered, CE Funded, CE Maintained | 0 | 34.9474 | 43.7054 | 74.6139 | 118.3193 | 113.5353 | 110.1562 | 108.1734 | 112.384 | 114.4158 | 118.2253 | 116.2506 | 118.7654 | 122.9297 | 119.9344 | 123.6083 | 128.0985 | 123.1995 | 127.4326 | 130.7189 | 134.5955
MHR0070-ST-0640-001-B | Metal Hallide (Reactor Control Gear) 400 | 640 | 1 | METAL HALIDE/HPS 400W FLOOD (310/360) | SHARED OR NO POLE | 1 | 1-Unmetered, CE Funded, CE Maintained | 0 | 34.9474 | 43.7054 | 74.6139 | 118.3193 | 113.5353 | 110.1562 | 108.1734 | 112.384 | 114.4158 | 118.2253 | 116.2506 | 118.7654 | 122.9297 | 119.9344 | 123.6083 | 128.0985 | 123.1995 | 127.4326 | 130.7189 | 134.5955
MHR0070-ST-0640-002-B | Metal Hallide (Reactor Control Gear) 400 | 640 | 2 | METAL HALIDE/HPS 400W FLOOD (310/360) | SHARED OR NO POLE | 1 | 2-Unmetered, Funded by Others, CE Maintained | 0 | 0 | 0 | 74.6139 | 74.6139 | 77.723 | 63.3863 | 63.3863 | 66.4884 | 66.4884 | 81.5267 | 69.2191 | 69.472 | 85.1851 | 71.7389 | 72.6439 | 89.0744 | 73.8111 | 75.0157 | 91.0079 | 93.729
MHR0070-ST-0680-002-B | Metal Hallide (Reactor Control Gear) 400 | 680 | 2 | METAL HALIDE/HPS 400W FLOOD (310/360) | SHARED OR NO POLE | 2 | 2-Unmetered, Funded by Others, CE Maintained | 0 | 0 | 0 | 74.6139 | 74.6139 | 77.723 | 63.3863 | 63.3863 | 66.4884 | 66.4884 | 81.5267 | 69.2191 | 69.472 | 85.1851 | 71.7389 | 72.6439 | 89.0744 | 73.8111 | 75.0157 | 91.0079 | 93.729
MHR0070-ST-1100-001-B | Metal Hallide (Reactor Control Gear) 400 | 1100 | 1 | METAL HALIDE/HPS 400W FLOOD (310/360) | WOOD POLE | 1 | 1-Unmetered, CE Funded, CE Maintained | 10.7316 | 74.5778 | 93.2675 | 85.3455 | 178.6131 | 165.3254 | 173.5896 | 169.3584 | 175.3347 | 179.6707 | 171.5676 | 180.9374 | 186.0586 | 177.9843 | 186.3545 | 193.3167 | 185.1635 | 191.3121 | 199.1772 | 188.8408 | 194.4192
MHR0070-ST-1100-002-B | Metal Hallide (Reactor Control Gear) 400 | 1100 | 2 | METAL HALIDE/HPS 400W FLOOD (310/360) | WOOD POLE | 1 | 2-Unmetered, Funded by Others, CE Maintained | 10.7316 | 0 | 0 | 85.3455 | 85.3455 | 88.9018 | 73.7825 | 73.7825 | 77.3933 | 77.3933 | 93.2525 | 80.572 | 80.8663 | 97.4372 | 83.505 | 84.5584 | 101.8858 | 85.9171 | 87.3193 | 104.0975 | 107.2099
MHR0100-ST-0120-001-B | Metal Hallide (Reactor Control Gear) 1000 | 120 | 1 | METAL HALIDE 1000W FLOODLIGHT | SHARED OR NO POLE | 1 | 1-Unmetered, CE Funded, CE Maintained | 0 | 61.2174 | 76.5589 | 168.2056 | 244.7645 | 237.947 | 238.1144 | 234.6412 | 244.2266 | 247.7858 | 248.0745 | 252.9451 | 257.5303 | 258.154 | 261.193 | 268.2731 | 269.1632 | 268.3886 | 276.6619 | 274.7251 | 282.8835
MHR0100-ST-0120-002-B | Metal Hallide (Reactor Control Gear) 1000 | 120 | 2 | METAL HALIDE 1000W FLOODLIGHT | SHARED OR NO POLE | 1 | 2-Unmetered, Funded by Others, CE Maintained | 0 | 0 | 0 | 168.2056 | 168.2056 | 175.2145 | 156.1875 | 156.1875 | 163.8311 | 163.8311 | 183.7893 | 170.5599 | 171.183 | 192.0367 | 176.7687 | 178.9986 | 200.8045 | 181.8748 | 184.8431 | 205.1633 | 211.2975
MVA0010-ST-0010-001-B | Mercury Vapour 50 | 10 | 1 | MERCURY VAPOUR 80W | SHARED OR NO POLE | 1 | 1-Unmetered, CE Funded, CE Maintained | 0 | 17.5015 | 21.8875 | 34.1367 | 56.0242 | 53.4938 | 52.9897 | 51.9967 | 53.9989 | 55.0164 | 55.6779 | 55.8415 | 57.0922 | 57.8755 | 57.5999 | 59.4086 | 60.2957 | 59.1639 | 61.2424 | 61.5243 | 63.3479
MVA0010-ST-0010-002-B | Mercury Vapour 50 | 10 | 2 | MERCURY VAPOUR 80W | SHARED OR NO POLE | 1 | 2-Unmetered, Funded by Others, CE Maintained | 0 | 0 | 0 | 34.1367 | 34.1367 | 35.5592 | 29.5675 | 29.5675 | 31.0145 | 31.0145 | 37.2994 | 32.2883 | 32.4063 | 38.9732 | 33.4637 | 33.8859 | 40.7526 | 34.4303 | 34.9923 | 41.6372 | 42.8821
MVA0010-ST-0810-002-B | Mercury Vapour 50 | 810 | 2 | MERCURY VAPOUR 80W | WOOD POLE | 1 | 2-Unmetered, Funded by Others, CE Maintained | 10.7316 | 0 | 0 | 44.8683 | 44.8683 | 46.7379 | 39.9637 | 39.9637 | 41.9195 | 41.9195 | 49.0253 | 43.6412 | 43.8006 | 51.2252 | 45.2299 | 45.8004 | 53.564 | 46.5363 | 47.2958 | 54.7267 | 56.363
MVA0010-ST-0990-001-B | Mercury Vapour 50 | 990 | 1 | MERCURY VAPOUR 80W | STEEL POLE | 1 | 1-Unmetered, CE Funded, CE Maintained | 9.9616 | 87.4857 | 109.4102 | 44.0983 | 153.5086 | 135.5869 | 156.2433 | 151.2798 | 155.9713 | 161.0576 | 140.0538 | 160.502 | 166.3204 | 144.8343 | 164.9727 | 172.4633 | 150.3361 | 169.2391 | 177.5648 | 153.1982 | 157.6993
MVA0010-ST-0990-002-B | Mercury Vapour 50 | 990 | 2 | MERCURY VAPOUR 80W | STEEL POLE | 1 | 2-Unmetered, Funded by Others, CE Maintained | 9.9616 | 0 | 0 | 44.0983 | 44.0983 | 45.9359 | 39.1616 | 39.1616 | 41.0782 | 41.0782 | 48.1839 | 42.7653 | 42.9215 | 50.3461 | 44.3221 | 44.8812 | 52.6448 | 45.6023 | 46.3466 | 53.7875 | 55.3957
MVA0020-ST-0010-001-B | Mercury Vapour 80 | 10 | 1 | MERCURY VAPOUR 80W | SHARED OR NO POLE | 1 | 1-Unmetered, CE Funded, CE Maintained | 0 | 17.5015 | 21.8875 | 34.3961 | 56.2836 | 53.764 | 53.2667 | 52.2737 | 54.2894 | 55.3069 | 55.9614 | 56.144 | 57.3958 | 58.1716 | 57.9133 | 59.7261 | 60.6053 | 59.4864 | 61.5702 | 61.8406 | 63.6737
MVA0020-ST-0010-002-B | Mercury Vapour 80 | 10 | 2 | MERCURY VAPOUR 80W | SHARED OR NO POLE | 1 | 2-Unmetered, Funded by Others, CE Maintained | 0 | 0 | 0 | 34.3961 | 34.3961 | 35.8294 | 29.8445 | 29.8445 | 31.3051 | 31.3051 | 37.5828 | 32.5908 | 32.7099 | 39.2693 | 33.7772 | 34.2033 | 41.0622 | 34.7529 | 35.32 | 41.9535 | 43.2079
MVA0020-ST-0110-002-B | Mercury Vapour 80 | 110 | 2 | BULKHEADS ETC | SHARED OR NO POLE | 1 | 2-Unmetered, Funded by Others, CE Maintained | 0 | 0 | 0 | 34.3961 | 34.3961 | 35.8294 | 29.8445 | 29.8445 | 31.3051 | 31.3051 | 37.5828 | 32.5908 | 32.7099 | 39.2693 | 33.7772 | 34.2033 | 41.0622 | 34.7529 | 35.32 | 41.9535 | 43.2079
MVA0020-ST-0740-001-B | Mercury Vapour 80 | 740 | 1 | MERCURY VAPOUR 80W | SHARED OR NO POLE | 2 | 1-Unmetered, CE Funded, CE Maintained | 0 | 24.2615 | 30.3415 | 34.3961 | 64.7377 | 60.6913 | 62.3135 | 60.937 | 63.1671 | 64.5776 | 63.0601 | 65.2414 | 66.9307 | 65.4727 | 67.2359 | 69.5842 | 68.1539 | 69.0397 | 71.7093 | 69.522 | 71.5786
MVA0020-ST-0740-002-B | Mercury Vapour 80 | 740 | 2 | MERCURY VAPOUR 80W | SHARED OR NO POLE | 2 | 2-Unmetered, Funded by Others, CE Maintained | 0 | 0 | 0 | 34.3961 | 34.3961 | 35.8294 | 29.8445 | 29.8445 | 31.3051 | 31.3051 | 37.5828 | 32.5908 | 32.7099 | 39.2693 | 33.7772 | 34.2033 | 41.0622 | 34.7529 | 35.32 | 41.9535 | 43.2079
MVA0020-ST-0810-001-B | Mercury Vapour 80 | 810 | 1 | MERCURY VAPOUR 80W | WOOD POLE | 1 | 1-Unmetered, CE Funded, CE Maintained | 10.7316 | 51.8869 | 64.8901 | 45.1277 | 110.0178 | 100.1792 | 109.6806 | 106.7368 | 110.3519 | 113.3686 | 103.7957 | 113.772 | 117.2908 | 107.5613 | 117.1 | 121.7855 | 111.8134 | 120.1865 | 125.4478 | 114.0025 | 117.364
MVA0020-ST-0810-002-B | Mercury Vapour 80 | 810 | 2 | MERCURY VAPOUR 80W | WOOD POLE | 1 | 2-Unmetered, Funded by Others, CE Maintained | 10.7316 | 0 | 0 | 45.1277 | 45.1277 | 47.0081 | 40.2407 | 40.2407 | 42.21 | 42.21 | 49.3087 | 43.9436 | 44.1042 | 51.5214 | 45.5433 | 46.1178 | 53.8737 | 46.8589 | 47.6236 | 55.0431 | 56.6888
MVA0020-ST-0990-001-B | Mercury Vapour 80 | 990 | 1 | MERCURY VAPOUR 80W | STEEL POLE | 1 | 1-Unmetered, CE Funded, CE Maintained | 9.9616 | 87.4857 | 109.4102 | 44.3577 | 153.768 | 135.8571 | 156.5203 | 151.5568 | 156.2618 | 161.3482 | 140.3372 | 160.8044 | 166.624 | 145.1304 | 165.2862 | 172.7807 | 150.6458 | 169.5616 | 177.8926 | 153.5146 | 158.0251
MVA0020-ST-0990-002-B | Mercury Vapour 80 | 990 | 2 | MERCURY VAPOUR 80W | STEEL POLE | 1 | 2-Unmetered, Funded by Others, CE Maintained | 9.9616 | 0 | 0 | 44.3577 | 44.3577 | 46.2061 | 39.4386 | 39.4386 | 41.3687 | 41.3687 | 48.4673 | 43.0678 | 43.2251 | 50.6423 | 44.6355 | 45.1986 | 52.9544 | 45.9249 | 46.6744 | 54.1039 | 55.7216
MVA0020-ST-1000-002-B | Mercury Vapour 80 | 1000 | 2 | MERCURY VAPOUR 80W | STEEL POLE | 2 | 2-Unmetered, Funded by Others, CE Maintained | 9.9616 | 0 | 0 | 44.3577 | 44.3577 | 46.2061 | 39.4386 | 39.4386 | 41.3687 | 41.3687 | 48.4673 | 43.0678 | 43.2251 | 50.6423 | 44.6355 | 45.1986 | 52.9544 | 45.9249 | 46.6744 | 54.1039 | 55.7216
MVA0020-ST-1260-002-B | Mercury Vapour 80 | 1260 | 2 | MERCURY VAPOUR 80W | WOOD POLE | 2 | 2-Unmetered, Funded by Others, CE Maintained | 10.7316 | 0 | 0 | 45.1277 | 45.1277 | 47.0081 | 40.2407 | 40.2407 | 42.21 | 42.21 | 49.3087 | 43.9436 | 44.1042 | 51.5214 | 45.5433 | 46.1178 | 53.8737 | 46.8589 | 47.6236 | 55.0431 | 56.6888
MVA0080-ST-0010-001-B | Mercury Vapour 125 | 10 | 1 | MERCURY VAPOUR 80W | SHARED OR NO POLE | 1 | 1-Unmetered, CE Funded, CE Maintained | 0 | 17.5015 | 21.8875 | 34.7641 | 56.6516 | 54.1473 | 53.6596 | 52.6667 | 54.7016 | 55.7191 | 56.3634 | 56.5731 | 57.8264 | 58.5917 | 58.358 | 60.1764 | 61.0446 | 59.9439 | 62.0353 | 62.2894 | 64.1359
MVA0080-ST-0010-002-B | Mercury Vapour 125 | 10 | 2 | MERCURY VAPOUR 80W | SHARED OR NO POLE | 1 | 2-Unmetered, Funded by Others, CE Maintained | 0 | 0 | 0 | 34.7641 | 34.7641 | 36.2126 | 30.2374 | 30.2374 | 31.7172 | 31.7172 | 37.9848 | 33.0199 | 33.1405 | 39.6894 | 34.2219 | 34.6536 | 41.5015 | 35.2104 | 35.7851 | 42.4023 | 43.6701
MVA0080-ST-0810-002-B | Mercury Vapour 125 | 810 | 2 | MERCURY VAPOUR 80W | WOOD POLE | 1 | 2-Unmetered, Funded by Others, CE Maintained | 10.7316 | 0 | 0 | 45.4957 | 45.4957 | 47.3914 | 40.6336 | 40.6336 | 42.6222 | 42.6222 | 49.7107 | 44.3728 | 44.5349 | 51.9415 | 45.988 | 46.5682 | 54.3129 | 47.3164 | 48.0887 | 55.4919 | 57.151
MVA0080-ST-0990-001-B | Mercury Vapour 125 | 990 | 1 | MERCURY VAPOUR 80W | STEEL POLE | 1 | 1-Unmetered, CE Funded, CE Maintained | 9.9616 | 87.4857 | 109.4102 | 44.7257 | 154.1359 | 136.2404 | 156.9133 | 151.9497 | 156.6739 | 161.7603 | 140.7392 | 161.2335 | 167.0547 | 145.5505 | 165.7309 | 173.2311 | 151.085 | 170.0192 | 178.3576 | 153.9634 | 158.4873
MVA0080-ST-0990-002-B | Mercury Vapour 125 | 990 | 2 | MERCURY VAPOUR 80W | STEEL POLE | 1 | 2-Unmetered, Funded by Others, CE Maintained | 9.9616 | 0 | 0 | 44.7257 | 44.7257 | 46.5893 | 39.8316 | 39.8316 | 41.7809 | 41.7809 | 48.8694 | 43.4969 | 43.6558 | 51.0624 | 45.0803 | 45.6489 | 53.3937 | 46.3824 | 47.1394 | 54.5527 | 56.1838
MVA0120-ST-0010-002-B | Mercury Vapour 160 | 10 | 2 | MERCURY VAPOUR 80W | SHARED OR NO POLE | 1 | 2-Unmetered, Funded by Others, CE Maintained | 0 | 0 | 0 | 39.9115 | 39.9115 | 41.5746 | 34.2923 | 34.2923 | 35.9705 | 35.9705 | 43.6092 | 37.4478 | 37.5846 | 45.5661 | 38.811 | 39.3006 | 47.6465 | 39.9321 | 40.5838 | 48.6808 | 50.1363
MVA0120-ST-0740-002-B | Mercury Vapour 160 | 740 | 2 | MERCURY VAPOUR 80W | SHARED OR NO POLE | 2 | 2-Unmetered, Funded by Others, CE Maintained | 0 | 0 | 0 | 39.9115 | 39.9115 | 41.5746 | 34.2923 | 34.2923 | 35.9705 | 35.9705 | 43.6092 | 37.4478 | 37.5846 | 45.5661 | 38.811 | 39.3006 | 47.6465 | 39.9321 | 40.5838 | 48.6808 | 50.1363
MVA0120-ST-1000-002-B | Mercury Vapour 160 | 1000 | 2 | MERCURY VAPOUR 80W | STEEL POLE | 2 | 2-Unmetered, Funded by Others, CE Maintained | 9.9616 | 0 | 0 | 49.8731 | 49.8731 | 51.9513 | 43.8864 | 43.8864 | 46.0341 | 46.0341 | 54.4937 | 47.9248 | 48.0999 | 56.9391 | 49.6694 | 50.296 | 59.5387 | 51.1041 | 51.9382 | 60.8311 | 62.6499
MVA0170-ST-0020-001-B | Mercury Vapour 175 | 20 | 1 | MERCURY VAPOUR 250W | SHARED OR NO POLE | 1 | 1-Unmetered, CE Funded, CE Maintained | 0 | 32.9649 | 41.2261 | 39.9115 | 81.1376 | 75.3554 | 78.409 | 76.5387 | 79.2626 | 81.1791 | 78.2261 | 81.8114 | 84.0817 | 81.1696 | 84.2726 | 87.374 | 84.4569 | 86.5189 | 90.0273 | 86.139 | 88.6846
MVA0190-ST-0020-001-B | Mercury Vapour 250 | 20 | 1 | MERCURY VAPOUR 250W | SHARED OR NO POLE | 1 | 1-Unmetered, CE Funded, CE Maintained | 0 | 32.9649 | 41.2261 | 44.7178 | 85.9439 | 80.3619 | 83.4444 | 81.5741 | 84.5443 | 86.4609 | 83.4776 | 87.3101 | 89.6005 | 86.6568 | 89.9715 | 93.1448 | 90.1947 | 92.3823 | 95.9865 | 92.0013 | 94.7222
MVA0190-ST-0020-002-B | Mercury Vapour 250 | 20 | 2 | MERCURY VAPOUR 250W | SHARED OR NO POLE | 1 | 2-Unmetered, Funded by Others, CE Maintained | 0 | 0 | 0 | 44.7178 | 44.7178 | 46.5811 | 39.3276 | 39.3276 | 41.2523 | 41.2523 | 48.8607 | 42.9465 | 43.1034 | 51.0533 | 44.5099 | 45.0714 | 53.3843 | 45.7956 | 46.543 | 54.5431 | 56.1739
MVA0190-ST-0200-001-B | Mercury Vapour 250 | 200 | 1 | MERCURY VAPOUR 250W | WOOD POLE | 1 | 1-Unmetered, CE Funded, CE Maintained | 10.7316 | 67.3503 | 84.2287 | 55.4494 | 139.6781 | 126.7771 | 139.8583 | 136.0372 | 140.6069 | 144.5226 | 131.312 | 144.9382 | 149.4955 | 136.0465 | 149.1581 | 155.2042 | 141.4027 | 153.0825 | 159.864 | 144.1632 | 148.4124
MVA0190-ST-0200-002-B | Mercury Vapour 250 | 200 | 2 | MERCURY VAPOUR 250W | WOOD POLE | 1 | 2-Unmetered, Funded by Others, CE Maintained | 10.7316 | 0 | 0 | 55.4494 | 55.4494 | 57.7599 | 49.7238 | 49.7238 | 52.1572 | 52.1572 | 60.5866 | 54.2994 | 54.4978 | 63.3054 | 56.2761 | 56.986 | 66.1957 | 57.9016 | 58.8466 | 67.6326 | 69.6548
MVA0190-ST-0290-001-B | Mercury Vapour 250 | 290 | 1 | MERCURY VAPOUR 250W | STEEL POLE | 1 | 1-Unmetered, CE Funded, CE Maintained | 9.9616 | 94.009 | 117.5683 | 54.6794 | 172.2477 | 153.2935 | 174.7335 | 169.3998 | 174.7758 | 180.2415 | 158.4653 | 179.9391 | 186.2186 | 163.9599 | 185.0151 | 193.1618 | 170.252 | 189.8232 | 198.8997 | 173.5165 | 178.6192
MVA0190-ST-0290-002-B | Mercury Vapour 250 | 290 | 2 | MERCURY VAPOUR 250W | STEEL POLE | 1 | 2-Unmetered, Funded by Others, CE Maintained | 9.9616 | 0 | 0 | 54.6794 | 54.6794 | 56.9578 | 48.9217 | 48.9217 | 51.3159 | 51.3159 | 59.7453 | 53.4235 | 53.6187 | 62.4263 | 55.3683 | 56.0667 | 65.2765 | 56.9676 | 57.8974 | 66.6934 | 68.6875
MVA0190-ST-0370-001-B | Mercury Vapour 250 | 370 | 1 | MERCURY VAPOUR 250W | STEEL POLE | 2 | 1-Unmetered, CE Funded, CE Maintained | 9.9616 | 107.2922 | 134.1803 | 54.6794 | 188.8597 | 166.9055 | 192.5103 | 186.423 | 192.2204 | 198.4583 | 172.4142 | 197.8153 | 204.9546 | 178.3063 | 203.3338 | 212.533 | 185.0848 | 208.5953 | 218.8229 | 188.6103 | 194.1522
MVA0190-ST-0370-002-B | Mercury Vapour 250 | 370 | 2 | MERCURY VAPOUR 250W | STEEL POLE | 2 | 2-Unmetered, Funded by Others, CE Maintained | 9.9616 | 0 | 0 | 54.6794 | 54.6794 | 56.9578 | 48.9217 | 48.9217 | 51.3159 | 51.3159 | 59.7453 | 53.4235 | 53.6187 | 62.4263 | 55.3683 | 56.0667 | 65.2765 | 56.9676 | 57.8974 | 66.6934 | 68.6875
MVA0190-ST-0940-001-B | Mercury Vapour 250 | 940 | 1 | MERCURY VAPOUR 250W | SHARED OR NO POLE | 2 | 1-Unmetered, CE Funded, CE Maintained | 0 | 46.2481 | 57.8382 | 44.7178 | 102.556 | 93.9739 | 101.2212 | 98.5973 | 101.9889 | 104.6777 | 97.4265 | 105.1864 | 108.3365 | 101.0032 | 108.2902 | 112.5159 | 105.0274 | 111.1545 | 115.9097 | 107.0951 | 110.2552
MVA0220-ST-0030-001-B | Mercury Vapour 400 | 30 | 1 | MERCURY VAPOUR 400W | SHARED OR NO POLE | 1 | 1-Unmetered, CE Funded, CE Maintained | 0 | 33.1084 | 41.4056 | 58.9733 | 100.3789 | 95.3585 | 98.6289 | 96.7504 | 100.4589 | 102.3839 | 99.2046 | 103.8753 | 106.2348 | 103.087 | 107.1374 | 110.5361 | 107.3732 | 110.0433 | 113.9448 | 109.5521 | 112.7976
MVA0220-ST-0030-002-B | Mercury Vapour 400 | 30 | 2 | MERCURY VAPOUR 400W | SHARED OR NO POLE | 1 | 2-Unmetered, Funded by Others, CE Maintained | 0 | 0 | 0 | 58.9733 | 58.9733 | 61.4307 | 54.3201 | 54.3201 | 56.9784 | 56.9784 | 64.437 | 59.3186 | 59.5353 | 67.3286 | 61.478 | 62.2535 | 70.4026 | 63.2538 | 64.2861 | 71.9308 | 74.0815
MVA0220-ST-0210-001-B | Mercury Vapour 400 | 210 | 1 | MERCURY VAPOUR 400W | WOOD POLE | 1 | 1-Unmetered, CE Funded, CE Maintained | 10.7316 | 67.4938 | 84.4082 | 69.7049 | 154.1131 | 141.7737 | 155.0428 | 151.2135 | 156.5215 | 160.4455 | 147.0389 | 161.5033 | 166.1298 | 152.4767 | 166.324 | 172.5955 | 158.5812 | 170.7435 | 177.8223 | 161.714 | 166.4878
MVA0220-ST-0210-002-B | Mercury Vapour 400 | 210 | 2 | MERCURY VAPOUR 400W | WOOD POLE | 1 | 2-Unmetered, Funded by Others, CE Maintained | 10.7316 | 0 | 0 | 69.7049 | 69.7049 | 72.6095 | 64.7163 | 64.7163 | 67.8834 | 67.8834 | 76.1629 | 70.6715 | 70.9296 | 79.5807 | 73.2441 | 74.1681 | 83.214 | 75.3598 | 76.5897 | 85.0203 | 87.5624
MVA0220-ST-0300-001-B | Mercury Vapour 400 | 300 | 1 | MERCURY VAPOUR 400W | STEEL POLE | 1 | 1-Unmetered, CE Funded, CE Maintained | 9.9616 | 94.1525 | 117.7477 | 68.9349 | 186.6827 | 168.2901 | 189.9179 | 184.5761 | 190.6904 | 196.1644 | 174.1922 | 196.5042 | 202.8529 | 180.3901 | 202.181 | 210.5532 | 187.4306 | 207.4841 | 216.858 | 191.0673 | 196.6946
MVA0220-ST-0300-002-B | Mercury Vapour 400 | 300 | 2 | MERCURY VAPOUR 400W | STEEL POLE | 1 | 2-Unmetered, Funded by Others, CE Maintained | 9.9616 | 0 | 0 | 68.9349 | 68.9349 | 71.8074 | 63.9142 | 63.9142 | 67.0421 | 67.0421 | 75.3215 | 69.7956 | 70.0506 | 78.7016 | 72.3363 | 73.2488 | 82.2948 | 74.4258 | 75.6405 | 84.0812 | 86.5951
MVA0220-ST-0380-002-B | Mercury Vapour 400 | 380 | 2 | MERCURY VAPOUR 400W | STEEL POLE | 2 | 2-Unmetered, Funded by Others, CE Maintained | 9.9616 | 0 | 0 | 68.9349 | 68.9349 | 71.8074 | 63.9142 | 63.9142 | 67.0421 | 67.0421 | 75.3215 | 69.7956 | 70.0506 | 78.7016 | 72.3363 | 73.2488 | 82.2948 | 74.4258 | 75.6405 | 84.0812 | 86.5951
MVA0220-ST-0420-002-B | Mercury Vapour 400 | 420 | 2 | MERCURY VAPOUR 400W | STEEL POLE | 3 | 2-Unmetered, Funded by Others, CE Maintained | 9.9616 | 0 | 0 | 68.9349 | 68.9349 | 71.8074 | 63.9142 | 63.9142 | 67.0421 | 67.0421 | 75.3215 | 69.7956 | 70.0506 | 78.7016 | 72.3363 | 73.2488 | 82.2948 | 74.4258 | 75.6405 | 84.0812 | 86.5951
MVA0220-ST-0460-002-B | Mercury Vapour 400 | 460 | 2 | MERCURY VAPOUR 400W | STEEL POLE | 4 | 2-Unmetered, Funded by Others, CE Maintained | 9.9616 | 0 | 0 | 68.9349 | 68.9349 | 71.8074 | 63.9142 | 63.9142 | 67.0421 | 67.0421 | 75.3215 | 69.7956 | 70.0506 | 78.7016 | 72.3363 | 73.2488 | 82.2948 | 74.4258 | 75.6405 | 84.0812 | 86.5951
MVA0220-ST-0540-002-B | Mercury Vapour 400 | 540 | 2 | MERCURY VAPOUR 400W | R/BOUT COLUMN | 3 | 2-Unmetered, Funded by Others, CE Maintained | 9.9616 | 0 | 0 | 68.9349 | 68.9349 | 71.8074 | 63.9142 | 63.9142 | 67.0421 | 67.0421 | 75.3215 | 69.7956 | 70.0506 | 78.7016 | 72.3363 | 73.2488 | 82.2948 | 74.4258 | 75.6405 | 84.0812 | 86.5951
MVA0220-ST-0580-002-B | Mercury Vapour 400 | 580 | 2 | MERCURY VAPOUR 400W | R/BOUT COLUMN | 4 | 2-Unmetered, Funded by Others, CE Maintained | 9.9616 | 0 | 0 | 68.9349 | 68.9349 | 71.8074 | 63.9142 | 63.9142 | 67.0421 | 67.0421 | 75.3215 | 69.7956 | 70.0506 | 78.7016 | 72.3363 | 73.2488 | 82.2948 | 74.4258 | 75.6405 | 84.0812 | 86.5951
MVA0220-ST-0790-001-B | Mercury Vapour 400 | 790 | 1 | MERCURY VAPOUR 400W | WOOD POLE | 2 | 1-Unmetered, CE Funded, CE Maintained | 10.7316 | 80.9205 | 101.1997 | 69.7049 | 170.9046 | 155.5327 | 173.0117 | 168.4206 | 174.1544 | 178.8591 | 161.1385 | 179.5727 | 185.0682 | 166.978 | 184.8406 | 192.1759 | 173.5742 | 189.7184 | 197.9608 | 176.9709 | 182.1886
MVA0220-ST-0950-001-B | Mercury Vapour 400 | 950 | 1 | MERCURY VAPOUR 400W | SHARED OR NO POLE | 2 | 1-Unmetered, CE Funded, CE Maintained | 0 | 46.5351 | 58.1971 | 58.9733 | 117.1704 | 109.1175 | 116.5977 | 113.9575 | 118.0919 | 120.7975 | 113.3041 | 121.9446 | 125.1732 | 117.5884 | 125.654 | 130.1165 | 122.3662 | 129.0182 | 134.0832 | 124.809 | 128.4984
MVA0220-ST-0950-002-B | Mercury Vapour 400 | 950 | 2 | MERCURY VAPOUR 400W | SHARED OR NO POLE | 2 | 2-Unmetered, Funded by Others, CE Maintained | 0 | 0 | 0 | 58.9733 | 58.9733 | 61.4307 | 54.3201 | 54.3201 | 56.9784 | 56.9784 | 64.437 | 59.3186 | 59.5353 | 67.3286 | 61.478 | 62.2535 | 70.4026 | 63.2538 | 64.2861 | 71.9308 | 74.0815
MVA0250-ST-0300-001-B | Mercury Vapour 500 | 300 | 1 | MERCURY VAPOUR 400W | STEEL POLE | 1 | 1-Unmetered, CE Funded, CE Maintained | 9.9616 | 94.1525 | 117.7477 | 55.8045 | 173.5522 | 154.6125 | 176.1144 | 170.7727 | 176.2114 | 181.6854 | 159.8453 | 181.4305 | 187.7241 | 165.3993 | 186.5586 | 194.7337 | 171.7554 | 191.4105 | 200.522 | 175.0519 | 180.2003
MVA0260-ST-0190-001-B | Mercury Vapour 700 | 190 | 1 | HIGH PRESSURE SODIUM 600W HIGH MAST | SHARED OR NO POLE | 1 | 1-Unmetered, CE Funded, CE Maintained | 0 | 139.9318 | 174.9997 | 53.3993 | 228.399 | 199.0195 | 235.6913 | 227.7522 | 234.5603 | 242.6959 | 205.2907 | 241.1947 | 250.4445 | 212.0969 | 247.7804 | 259.5585 | 220.0038 | 254.1396 | 267.1862 | 224.1376 | 230.7121
MVA0260-ST-0190-002-B | Mercury Vapour 700 | 190 | 2 | HIGH PRESSURE SODIUM 600W HIGH MAST | SHARED OR NO POLE | 1 | 2-Unmetered, Funded by Others, CE Maintained | 0 | 0 | 0 | 53.3993 | 53.3993 | 55.6244 | 48.4213 | 48.4213 | 50.791 | 50.791 | 58.3466 | 52.8771 | 53.0702 | 60.9649 | 54.8019 | 55.4932 | 63.7483 | 56.3849 | 57.3051 | 65.1321 | 67.0795
MVA0260-ST-0250-002-B | Mercury Vapour 700 | 250 | 2 | HIGH PRESSURE SODIUM 600W HIGH MAST | WOOD POLE | 1 | 2-Unmetered, Funded by Others, CE Maintained | 10.7316 | 0 | 0 | 64.1309 | 64.1309 | 66.8032 | 58.8175 | 58.8175 | 61.696 | 61.696 | 70.0725 | 64.2299 | 64.4646 | 73.2169 | 66.5681 | 67.4078 | 76.5598 | 68.4909 | 69.6087 | 78.2216 | 80.5604
MVA0260-ST-0340-002-B | Mercury Vapour 700 | 340 | 2 | HIGH PRESSURE SODIUM 600W HIGH MAST | STEEL POLE | 1 | 2-Unmetered, Funded by Others, CE Maintained | 9.9616 | 0 | 0 | 63.3609 | 63.3609 | 66.0011 | 58.0154 | 58.0154 | 60.8547 | 60.8547 | 69.2311 | 63.354 | 63.5855 | 72.3378 | 65.6603 | 66.4886 | 75.6405 | 67.5569 | 68.6595 | 77.2824 | 79.5931
MVA0260-ST-0700-001-B | Mercury Vapour 700 | 700 | 1 | HIGH PRESSURE SODIUM 600W HIGH MAST | WOOD POLE | 2 | 1-Unmetered, CE Funded, CE Maintained | 10.7316 | #N/A | #N/A | 64.1309 | #N/A | #N/A | #N/A | #N/A | #N/A | #N/A | #N/A | #N/A | #N/A | #N/A | #N/A | #N/A | #N/A | #N/A | #N/A | #N/A | #N/A
MVA0290-ST-0120-002-B | Mercury Vapour 1000 | 120 | 2 | METAL HALIDE 1000W FLOODLIGHT | SHARED OR NO POLE | 1 | 2-Unmetered, Funded by Others, CE Maintained | 0 | 0 | 0 | 91.7514 | 91.7514 | 95.5746 | 88.449 | 88.449 | 92.7776 | 92.7776 | 100.2519 | 96.5881 | 96.941 | 104.7507 | 100.1042 | 101.367 | 109.5332 | 102.9958 | 104.6767 | 111.9109 | 115.2569
FLU0350-ST-1620-001-B | Compact Fluorescent 1x42 | 1620 | 1 | COMPACT FLUORESCENT 42W | SHARED OR NO POLE | 1 | 1-Unmetered, CE Funded, CE Maintained | 0 | 19.4933 | #N/A | 55.2804 | #N/A | 77.5596 | 59.6817 | #N/A | #N/A | 61.9715 | 80.8721 | #N/A | 64.3146 | 84.166 | #N/A | 66.9278 | 87.7612 | #N/A | 68.995 | 89.5768 | 92.2374
FLU0350-ST-1620-002-B | Compact Fluorescent 1x42 | 1620 | 2 | COMPACT FLUORESCENT 42W | SHARED OR NO POLE | 1 | 2-Unmetered, Funded by Others, CE Maintained | 0 | 0 | 0 | 55.2804 | 55.2804 | 57.5838 | 33.594 | 33.594 | 35.238 | 35.238 | 60.4019 | 36.6853 | 36.8193 | 63.1124 | 38.0207 | 38.5003 | 65.9939 | 39.119 | 39.7574 | 67.4264 | 69.4424
FLU0350-ST-1630-001-B | Compact Fluorescent 1x42 | 1630 | 1 | COMPACT FLUORESCENT 42W | SHARED OR NO POLE | 2 | 1-Unmetered, CE Funded, CE Maintained | 0 | #N/A | #N/A | 55.2804 | #N/A | #N/A | #N/A | #N/A | #N/A | #N/A | #N/A | #N/A | #N/A | #N/A | #N/A | #N/A | #N/A | #N/A | #N/A | #N/A | #N/A
FLU0350-ST-1630-002-B | Compact Fluorescent 1x42 | 1630 | 2 | COMPACT FLUORESCENT 42W | SHARED OR NO POLE | 2 | 2-Unmetered, Funded by Others, CE Maintained | 0 | 0 | 0 | 55.2804 | 55.2804 | 57.5838 | 33.594 | 33.594 | 35.238 | 35.238 | 60.4019 | 36.6853 | 36.8193 | 63.1124 | 38.0207 | 38.5003 | 65.9939 | 39.119 | 39.7574 | 67.4264 | 69.4424
FLU0350-ST-1640-001-B | Compact Fluorescent 1x42 | 1640 | 1 | COMPACT FLUORESCENT 42W | SHARED OR NO POLE | 3 | 1-Unmetered, CE Funded, CE Maintained | 0 | #N/A | #N/A | 55.2804 | #N/A | #N/A | #N/A | #N/A | #N/A | #N/A | #N/A | #N/A | #N/A | #N/A | #N/A | #N/A | #N/A | #N/A | #N/A | #N/A | #N/A
FLU0350-ST-1640-002-B | Compact Fluorescent 1x42 | 1640 | 2 | COMPACT FLUORESCENT 42W | SHARED OR NO POLE | 3 | 2-Unmetered, Funded by Others, CE Maintained | 0 | 0 | 0 | 55.2804 | 55.2804 | 57.5838 | 33.594 | 33.594 | 35.238 | 35.238 | 60.4019 | 36.6853 | 36.8193 | 63.1124 | 38.0207 | 38.5003 | 65.9939 | 39.119 | 39.7574 | 67.4264 | 69.4424
FLU0350-ST-1650-001-B | Compact Fluorescent 1x42 | 1650 | 1 | COMPACT FLUORESCENT 42W | SHARED OR NO POLE | 4 | 1-Unmetered, CE Funded, CE Maintained | 0 | #N/A | #N/A | 55.2804 | #N/A | #N/A | #N/A | #N/A | #N/A | #N/A | #N/A | #N/A | #N/A | #N/A | #N/A | #N/A | #N/A | #N/A | #N/A | #N/A | #N/A
FLU0350-ST-1650-002-B | Compact Fluorescent 1x42 | 1650 | 2 | COMPACT FLUORESCENT 42W | SHARED OR NO POLE | 4 | 2-Unmetered, Funded by Others, CE Maintained | 0 | 0 | 0 | 55.2804 | 55.2804 | 57.5838 | 33.594 | 33.594 | 35.238 | 35.238 | 60.4019 | 36.6853 | 36.8193 | 63.1124 | 38.0207 | 38.5003 | 65.9939 | 39.119 | 39.7574 | 67.4264 | 69.4424
FLU0350-ST-1660-001-B | Compact Fluorescent 1x42 | 1660 | 1 | COMPACT FLUORESCENT 42W | WOOD POLE | 1 | 1-Unmetered, CE Funded, CE Maintained | 10.7316 | #N/A | #N/A | 66.012 | #N/A | #N/A | #N/A | #N/A | #N/A | #N/A | #N/A | #N/A | #N/A | #N/A | #N/A | #N/A | #N/A | #N/A | #N/A | #N/A | #N/A
FLU0350-ST-1660-002-B | Compact Fluorescent 1x42 | 1660 | 2 | COMPACT FLUORESCENT 42W | WOOD POLE | 1 | 2-Unmetered, Funded by Others, CE Maintained | 10.7316 | 0 | 0 | 66.012 | 66.012 | 68.7626 | 43.9902 | 43.9902 | 46.143 | 46.143 | 72.1278 | 48.0381 | 48.2136 | 75.3645 | 49.7868 | 50.4149 | 78.8054 | 51.225 | 52.061 | 80.516 | 82.9233
FLU0350-ST-1670-001-B | Compact Fluorescent 1x42 | 1670 | 1 | COMPACT FLUORESCENT 42W | WOOD POLE | 2 | 1-Unmetered, CE Funded, CE Maintained | 10.7316 | #N/A | #N/A | 66.012 | #N/A | #N/A | #N/A | #N/A | #N/A | #N/A | #N/A | #N/A | #N/A | #N/A | #N/A | #N/A | #N/A | #N/A | #N/A | #N/A | #N/A
FLU0350-ST-1670-002-B | Compact Fluorescent 1x42 | 1670 | 2 | COMPACT FLUORESCENT 42W | WOOD POLE | 2 | 2-Unmetered, Funded by Others, CE Maintained | 10.7316 | 0 | 0 | 66.012 | 66.012 | 68.7626 | 43.9902 | 43.9902 | 46.143 | 46.143 | 72.1278 | 48.0381 | 48.2136 | 75.3645 | 49.7868 | 50.4149 | 78.8054 | 51.225 | 52.061 | 80.516 | 82.9233
FLU0350-ST-1680-001-B | Compact Fluorescent 1x42 | 1680 | 1 | COMPACT FLUORESCENT 42W | WOOD POLE | 3 | 1-Unmetered, CE Funded, CE Maintained | 10.7316 | #N/A | #N/A | 66.012 | #N/A | #N/A | #N/A | #N/A | #N/A | #N/A | #N/A | #N/A | #N/A | #N/A | #N/A | #N/A | #N/A | #N/A | #N/A | #N/A | #N/A
FLU0350-ST-1680-002-B | Compact Fluorescent 1x42 | 1680 | 2 | COMPACT FLUORESCENT 42W | WOOD POLE | 3 | 2-Unmetered, Funded by Others, CE Maintained | 10.7316 | 0 | 0 | 66.012 | 66.012 | 68.7626 | 43.9902 | 43.9902 | 46.143 | 46.143 | 72.1278 | 48.0381 | 48.2136 | 75.3645 | 49.7868 | 50.4149 | 78.8054 | 51.225 | 52.061 | 80.516 | 82.9233
FLU0350-ST-1690-001-B | Compact Fluorescent 1x42 | 1690 | 1 | COMPACT FLUORESCENT 42W | WOOD POLE | 4 | 1-Unmetered, CE Funded, CE Maintained | 10.7316 | #N/A | #N/A | 66.012 | #N/A | #N/A | #N/A | #N/A | #N/A | #N/A | #N/A | #N/A | #N/A | #N/A | #N/A | #N/A | #N/A | #N/A | #N/A | #N/A | #N/A
FLU0350-ST-1690-002-B | Compact Fluorescent 1x42 | 1690 | 2 | COMPACT FLUORESCENT 42W | WOOD POLE | 4 | 2-Unmetered, Funded by Others, CE Maintained | 10.7316 | 0 | 0 | 66.012 | 66.012 | 68.7626 | 43.9902 | 43.9902 | 46.143 | 46.143 | 72.1278 | 48.0381 | 48.2136 | 75.3645 | 49.7868 | 50.4149 | 78.8054 | 51.225 | 52.061 | 80.516 | 82.9233
FLU0350-ST-1700-001-B | Compact Fluorescent 1x42 | 1700 | 1 | COMPACT FLUORESCENT 42W | STEEL POLE | 1 | 1-Unmetered, CE Funded, CE Maintained | 9.9616 | 89.4775 | #N/A | 65.242 | #N/A | 159.6526 | 162.9354 | #N/A | #N/A | 168.0127 | 165.2479 | #N/A | 173.5429 | 171.1248 | #N/A | 179.9825 | 177.8016 | #N/A | 185.3174 | 181.2508 | 186.5887
FLU0350-ST-1700-002-B | Compact Fluorescent 1x42 | 1700 | 2 | COMPACT FLUORESCENT 42W | STEEL POLE | 1 | 2-Unmetered, Funded by Others, CE Maintained | 9.9616 | 0 | 0 | 65.242 | 65.242 | 67.9605 | 43.1881 | 43.1881 | 45.3016 | 45.3016 | 71.2864 | 47.1622 | 47.3345 | 74.4854 | 48.8791 | 49.4957 | 77.8861 | 50.291 | 51.1117 | 79.5768 | 81.9561
FLU0350-ST-1710-001-B | Compact Fluorescent 1x42 | 1710 | 1 | COMPACT FLUORESCENT 42W | STEEL POLE | 2 | 1-Unmetered, CE Funded, CE Maintained | 9.9616 | #N/A | #N/A | 65.242 | #N/A | #N/A | #N/A | #N/A | #N/A | #N/A | #N/A | #N/A | #N/A | #N/A | #N/A | #N/A | #N/A | #N/A | #N/A | #N/A | #N/A
FLU0350-ST-1710-002-B | Compact Fluorescent 1x42 | 1710 | 2 | COMPACT FLUORESCENT 42W | STEEL POLE | 2 | 2-Unmetered, Funded by Others, CE Maintained | 9.9616 | 0 | 0 | 65.242 | 65.242 | 67.9605 | 43.1881 | 43.1881 | 45.3016 | 45.3016 | 71.2864 | 47.1622 | 47.3345 | 74.4854 | 48.8791 | 49.4957 | 77.8861 | 50.291 | 51.1117 | 79.5768 | 81.9561
FLU0350-ST-1720-001-B | Compact Fluorescent 1x42 | 1720 | 1 | COMPACT FLUORESCENT 42W | STEEL POLE | 3 | 1-Unmetered, CE Funded, CE Maintained | 9.9616 | #N/A | #N/A | 65.242 | #N/A | #N/A | #N/A | #N/A | #N/A | #N/A | #N/A | #N/A | #N/A | #N/A | #N/A | #N/A | #N/A | #N/A | #N/A | #N/A | #N/A
FLU0350-ST-1720-002-B | Compact Fluorescent 1x42 | 1720 | 2 | COMPACT FLUORESCENT 42W | STEEL POLE | 3 | 2-Unmetered, Funded by Others, CE Maintained | 9.9616 | 0 | 0 | 65.242 | 65.242 | 67.9605 | 43.1881 | 43.1881 | 45.3016 | 45.3016 | 71.2864 | 47.1622 | 47.3345 | 74.4854 | 48.8791 | 49.4957 | 77.8861 | 50.291 | 51.1117 | 79.5768 | 81.9561
FLU0350-ST-1730-001-B | Compact Fluorescent 1x42 | 1730 | 1 | COMPACT FLUORESCENT 42W | STEEL POLE | 4 | 1-Unmetered, CE Funded, CE Maintained | 9.9616 | #N/A | #N/A | 65.242 | #N/A | #N/A | #N/A | #N/A | #N/A | #N/A | #N/A | #N/A | #N/A | #N/A | #N/A | #N/A | #N/A | #N/A | #N/A | #N/A | #N/A
FLU0350-ST-1730-002-B | Compact Fluorescent 1x42 | 1730 | 2 | COMPACT FLUORESCENT 42W | STEEL POLE | 4 | 2-Unmetered, Funded by Others, CE Maintained | 9.9616 | 0 | 0 | 65.242 | 65.242 | 67.9605 | 43.1881 | 43.1881 | 45.3016 | 45.3016 | 71.2864 | 47.1622 | 47.3345 | 74.4854 | 48.8791 | 49.4957 | 77.8861 | 50.291 | 51.1117 | 79.5768 | 81.9561
FLU0360-ST-1740-001-B | T5 2x14W | 1740 | 1 | T5 2x14W | SHARED OR NO POLE | 1 | 1-Unmetered, CE Funded, CE Maintained | 0 | #N/A | #N/A | 56.9925 | #N/A | #N/A | #N/A | #N/A | #N/A | #N/A | #N/A | #N/A | #N/A | #N/A | #N/A | #N/A | #N/A | #N/A | #N/A | #N/A | #N/A
FLU0360-ST-1740-002-B | T5 2x14W | 1740 | 2 | T5 2x14W | SHARED OR NO POLE | 1 | 2-Unmetered, Funded by Others, CE Maintained | 0 | 0 | 0 | 56.9925 | 56.9925 | 59.3673 | 33.9557 | 33.9557 | 35.6175 | 35.6175 | 62.2726 | 37.0803 | 37.2158 | 65.0671 | 38.4301 | 38.9149 | 68.0378 | 39.5402 | 40.1855 | 69.5147 | 71.5931
FLU0360-ST-1750-001-B | T5 2x14W | 1750 | 1 | T5 2x14W | SHARED OR NO POLE | 2 | 1-Unmetered, CE Funded, CE Maintained | 0 | #N/A | #N/A | 56.9925 | #N/A | #N/A | #N/A | #N/A | #N/A | #N/A | #N/A | #N/A | #N/A | #N/A | #N/A | #N/A | #N/A | #N/A | #N/A | #N/A | #N/A
FLU0360-ST-1750-002-B | T5 2x14W | 1750 | 2 | T5 2x14W | SHARED OR NO POLE | 2 | 2-Unmetered, Funded by Others, CE Maintained | 0 | 0 | 0 | 56.9925 | 56.9925 | 59.3673 | 33.9557 | 33.9557 | 35.6175 | 35.6175 | 62.2726 | 37.0803 | 37.2158 | 65.0671 | 38.4301 | 38.9149 | 68.0378 | 39.5402 | 40.1855 | 69.5147 | 71.5931
FLU0360-ST-1760-001-B | T5 2x14W | 1760 | 1 | T5 2x14W | SHARED OR NO POLE | 3 | 1-Unmetered, CE Funded, CE Maintained | 0 | #N/A | #N/A | 56.9925 | #N/A | #N/A | #N/A | #N/A | #N/A | #N/A | #N/A | #N/A | #N/A | #N/A | #N/A | #N/A | #N/A | #N/A | #N/A | #N/A | #N/A
FLU0360-ST-1760-002-B | T5 2x14W | 1760 | 2 | T5 2x14W | SHARED OR NO POLE | 3 | 2-Unmetered, Funded by Others, CE Maintained | 0 | 0 | 0 | 56.9925 | 56.9925 | 59.3673 | 33.9557 | 33.9557 | 35.6175 | 35.6175 | 62.2726 | 37.0803 | 37.2158 | 65.0671 | 38.4301 | 38.9149 | 68.0378 | 39.5402 | 40.1855 | 69.5147 | 71.5931
FLU0360-ST-1770-001-B | T5 2x14W | 1770 | 1 | T5 2x14W | SHARED OR NO POLE | 4 | 1-Unmetered, CE Funded, CE Maintained | 0 | #N/A | #N/A | 56.9925 | #N/A | #N/A | #N/A | #N/A | #N/A | #N/A | #N/A | #N/A | #N/A | #N/A | #N/A | #N/A | #N/A | #N/A | #N/A | #N/A | #N/A
FLU0360-ST-1770-002-B | T5 2x14W | 1770 | 2 | T5 2x14W | SHARED OR NO POLE | 4 | 2-Unmetered, Funded by Others, CE Maintained | 0 | 0 | 0 | 56.9925 | 56.9925 | 59.3673 | 33.9557 | 33.9557 | 35.6175 | 35.6175 | 62.2726 | 37.0803 | 37.2158 | 65.0671 | 38.4301 | 38.9149 | 68.0378 | 39.5402 | 40.1855 | 69.5147 | 71.5931
FLU0360-ST-1780-001-B | T5 2x14W | 1780 | 1 | T5 2x14W | WOOD POLE | 1 | 1-Unmetered, CE Funded, CE Maintained | 10.7316 | #N/A | #N/A | 67.7241 | #N/A | #N/A | #N/A | #N/A | #N/A | #N/A | #N/A | #N/A | #N/A | #N/A | #N/A | #N/A | #N/A | #N/A | #N/A | #N/A | #N/A
FLU0360-ST-1780-002-B | T5 2x14W | 1780 | 2 | T5 2x14W | WOOD POLE | 1 | 2-Unmetered, Funded by Others, CE Maintained | 10.7316 | 0 | 0 | 67.7241 | 67.7241 | 70.546 | 44.3519 | 44.3519 | 46.5224 | 46.5224 | 73.9985 | 48.4332 | 48.6101 | 77.3191 | 50.1963 | 50.8295 | 80.8493 | 51.6462 | 52.4891 | 82.6042 | 85.074
FLU0360-ST-1790-001-B | T5 2x14W | 1790 | 1 | T5 2x14W | WOOD POLE | 2 | 1-Unmetered, CE Funded, CE Maintained | 10.7316 | #N/A | #N/A | 67.7241 | #N/A | #N/A | #N/A | #N/A | #N/A | #N/A | #N/A | #N/A | #N/A | #N/A | #N/A | #N/A | #N/A | #N/A | #N/A | #N/A | #N/A
FLU0360-ST-1790-002-B | T5 2x14W | 1790 | 2 | T5 2x14W | WOOD POLE | 2 | 2-Unmetered, Funded by Others, CE Maintained | 10.7316 | 0 | 0 | 67.7241 | 67.7241 | 70.546 | 44.3519 | 44.3519 | 46.5224 | 46.5224 | 73.9985 | 48.4332 | 48.6101 | 77.3191 | 50.1963 | 50.8295 | 80.8493 | 51.6462 | 52.4891 | 82.6042 | 85.074
FLU0360-ST-1800-001-B | T5 2x14W | 1800 | 1 | T5 2x14W | WOOD POLE | 3 | 1-Unmetered, CE Funded, CE Maintained | 10.7316 | #N/A | #N/A | 67.7241 | #N/A | #N/A | #N/A | #N/A | #N/A | #N/A | #N/A | #N/A | #N/A | #N/A | #N/A | #N/A | #N/A | #N/A | #N/A | #N/A | #N/A
FLU0360-ST-1800-002-B | T5 2x14W | 1800 | 2 | T5 2x14W | WOOD POLE | 3 | 2-Unmetered, Funded by Others, CE Maintained | 10.7316 | 0 | 0 | 67.7241 | 67.7241 | 70.546 | 44.3519 | 44.3519 | 46.5224 | 46.5224 | 73.9985 | 48.4332 | 48.6101 | 77.3191 | 50.1963 | 50.8295 | 80.8493 | 51.6462 | 52.4891 | 82.6042 | 85.074
FLU0360-ST-1810-001-B | T5 2x14W | 1810 | 1 | T5 2x14W | WOOD POLE | 4 | 1-Unmetered, CE Funded, CE Maintained | 10.7316 | #N/A | #N/A | 67.7241 | #N/A | #N/A | #N/A | #N/A | #N/A | #N/A | #N/A | #N/A | #N/A | #N/A | #N/A | #N/A | #N/A | #N/A | #N/A | #N/A | #N/A
FLU0360-ST-1810-002-B | T5 2x14W | 1810 | 2 | T5 2x14W | WOOD POLE | 4 | 2-Unmetered, Funded by Others, CE Maintained | 10.7316 | 0 | 0 | 67.7241 | 67.7241 | 70.546 | 44.3519 | 44.3519 | 46.5224 | 46.5224 | 73.9985 | 48.4332 | 48.6101 | 77.3191 | 50.1963 | 50.8295 | 80.8493 | 51.6462 | 52.4891 | 82.6042 | 85.074
FLU0360-ST-1820-001-B | T5 2x14W | 1820 | 1 | T5 2x14W | STEEL POLE | 1 | 1-Unmetered, CE Funded, CE Maintained | 9.9616 | #N/A | #N/A | 66.9541 | #N/A | #N/A | #N/A | #N/A | #N/A | #N/A | #N/A | #N/A | #N/A | #N/A | #N/A | #N/A | #N/A | #N/A | #N/A | #N/A | #N/A
FLU0360-ST-1820-002-B | T5 2x14W | 1820 | 2 | T5 2x14W | STEEL POLE | 1 | 2-Unmetered, Funded by Others, CE Maintained | 9.9616 | 0 | 0 | 66.9541 | 66.9541 | 69.744 | 43.5498 | 43.5498 | 45.6811 | 45.6811 | 73.1572 | 47.5573 | 47.731 | 76.44 | 49.2885 | 49.9103 | 79.93 | 50.7122 | 51.5399 | 81.6651 | 84.1068
FLU0360-ST-1830-001-B | T5 2x14W | 1830 | 1 | T5 2x14W | STEEL POLE | 2 | 1-Unmetered, CE Funded, CE Maintained | 9.9616 | #N/A | #N/A | 66.9541 | #N/A | #N/A | #N/A | #N/A | #N/A | #N/A | #N/A | #N/A | #N/A | #N/A | #N/A | #N/A | #N/A | #N/A | #N/A | #N/A | #N/A
FLU0360-ST-1830-002-B | T5 2x14W | 1830 | 2 | T5 2x14W | STEEL POLE | 2 | 2-Unmetered, Funded by Others, CE Maintained | 9.9616 | 0 | 0 | 66.9541 | 66.9541 | 69.744 | 43.5498 | 43.5498 | 45.6811 | 45.6811 | 73.1572 | 47.5573 | 47.731 | 76.44 | 49.2885 | 49.9103 | 79.93 | 50.7122 | 51.5399 | 81.6651 | 84.1068
FLU0360-ST-1840-001-B | T5 2x14W | 1840 | 1 | T5 2x14W | STEEL POLE | 3 | 1-Unmetered, CE Funded, CE Maintained | 9.9616 | #N/A | #N/A | 66.9541 | #N/A | #N/A | #N/A | #N/A | #N/A | #N/A | #N/A | #N/A | #N/A | #N/A | #N/A | #N/A | #N/A | #N/A | #N/A | #N/A | #N/A
FLU0360-ST-1840-002-B | T5 2x14W | 1840 | 2 | T5 2x14W | STEEL POLE | 3 | 2-Unmetered, Funded by Others, CE Maintained | 9.9616 | 0 | 0 | 66.9541 | 66.9541 | 69.744 | 43.5498 | 43.5498 | 45.6811 | 45.6811 | 73.1572 | 47.5573 | 47.731 | 76.44 | 49.2885 | 49.9103 | 79.93 | 50.7122 | 51.5399 | 81.6651 | 84.1068
FLU0360-ST-1850-001-B | T5 2x14W | 1850 | 1 | T5 2x14W | STEEL POLE | 4 | 1-Unmetered, CE Funded, CE Maintained | 9.9616 | #N/A | #N/A | 66.9541 | #N/A | #N/A | #N/A | #N/A | #N/A | #N/A | #N/A | #N/A | #N/A | #N/A | #N/A | #N/A | #N/A | #N/A | #N/A | #N/A | #N/A
FLU0360-ST-1850-002-B | T5 2x14W | 1850 | 2 | T5 2x14W | STEEL POLE | 4 | 2-Unmetered, Funded by Others, CE Maintained | 9.9616 | 0 | 0 | 66.9541 | 66.9541 | 69.744 | 43.5498 | 43.5498 | 45.6811 | 45.6811 | 73.1572 | 47.5573 | 47.731 | 76.44 | 49.2885 | 49.9103 | 79.93 | 50.7122 | 51.5399 | 81.6651 | 84.1068
FLU0370-ST-1860-001-B | T5 2x24W | 1860 | 1 | T5 2x24W | SHARED OR NO POLE | 1 | 1-Unmetered, CE Funded, CE Maintained | 0 | #N/A | #N/A | 65.5959 | #N/A | #N/A | #N/A | #N/A | #N/A | #N/A | #N/A | #N/A | #N/A | #N/A | #N/A | #N/A | #N/A | #N/A | #N/A | #N/A | #N/A
FLU0370-ST-1860-002-B | T5 2x24W | 1860 | 2 | T5 2x24W | SHARED OR NO POLE | 1 | 2-Unmetered, Funded by Others, CE Maintained | 0 | 0 | 0 | 65.5959 | 65.5959 | 68.3292 | 48.8624 | 48.8624 | 51.2536 | 51.2536 | 71.6732 | 53.3587 | 53.5536 | 74.8895 | 55.3011 | 55.9987 | 78.3087 | 56.8985 | 57.8271 | 80.0085 | 82.4007
FLU0370-ST-1870-001-B | T5 2x24W | 1870 | 1 | T5 2x24W | SHARED OR NO POLE | 2 | 1-Unmetered, CE Funded, CE Maintained | 0 | #N/A | #N/A | 65.5959 | #N/A | #N/A | #N/A | #N/A | #N/A | #N/A | #N/A | #N/A | #N/A | #N/A | #N/A | #N/A | #N/A | #N/A | #N/A | #N/A | #N/A
FLU0370-ST-1870-002-B | T5 2x24W | 1870 | 2 | T5 2x24W | SHARED OR NO POLE | 2 | 2-Unmetered, Funded by Others, CE Maintained | 0 | 0 | 0 | 65.5959 | 65.5959 | 68.3292 | 48.8624 | 48.8624 | 51.2536 | 51.2536 | 71.6732 | 53.3587 | 53.5536 | 74.8895 | 55.3011 | 55.9987 | 78.3087 | 56.8985 | 57.8271 | 80.0085 | 82.4007
FLU0370-ST-1880-001-B | T5 2x24W | 1880 | 1 | T5 2x24W | SHARED OR NO POLE | 3 | 1-Unmetered, CE Funded, CE Maintained | 0 | #N/A | #N/A | 65.5959 | #N/A | #N/A | #N/A | #N/A | #N/A | #N/A | #N/A | #N/A | #N/A | #N/A | #N/A | #N/A | #N/A | #N/A | #N/A | #N/A | #N/A
FLU0370-ST-1880-002-B | T5 2x24W | 1880 | 2 | T5 2x24W | SHARED OR NO POLE | 3 | 2-Unmetered, Funded by Others, CE Maintained | 0 | 0 | 0 | 65.5959 | 65.5959 | 68.3292 | 48.8624 | 48.8624 | 51.2536 | 51.2536 | 71.6732 | 53.3587 | 53.5536 | 74.8895 | 55.3011 | 55.9987 | 78.3087 | 56.8985 | 57.8271 | 80.0085 | 82.4007
FLU0370-ST-1890-001-B | T5 2x24W | 1890 | 1 | T5 2x24W | SHARED OR NO POLE | 4 | 1-Unmetered, CE Funded, CE Maintained | 0 | #N/A | #N/A | 65.5959 | #N/A | #N/A | #N/A | #N/A | #N/A | #N/A | #N/A | #N/A | #N/A | #N/A | #N/A | #N/A | #N/A | #N/A | #N/A | #N/A | #N/A
FLU0370-ST-1900-002-B | T5 2x24W | 1900 | 2 | T5 2x24W | WOOD POLE | 1 | 2-Unmetered, Funded by Others, CE Maintained | 10.7316 | 0 | 0 | 76.3275 | 76.3275 | 79.508 | 59.2586 | 59.2586 | 62.1586 | 62.1586 | 83.399 | 64.7116 | 64.948 | 87.1415 | 67.0672 | 67.9133 | 91.1201 | 69.0045 | 70.1307 | 93.0981 | 95.8816
FLU0370-ST-1910-001-B | T5 2x24W | 1910 | 1 | T5 2x24W | WOOD POLE | 2 | 1-Unmetered, CE Funded, CE Maintained | 10.7316 | #N/A | #N/A | 76.3275 | #N/A | #N/A | #N/A | #N/A | #N/A | #N/A | #N/A | #N/A | #N/A | #N/A | #N/A | #N/A | #N/A | #N/A | #N/A | #N/A | #N/A
FLU0370-ST-1910-002-B | T5 2x24W | 1910 | 2 | T5 2x24W | WOOD POLE | 2 | 2-Unmetered, Funded by Others, CE Maintained | 10.7316 | 0 | 0 | 76.3275 | 76.3275 | 79.508 | 59.2586 | 59.2586 | 62.1586 | 62.1586 | 83.399 | 64.7116 | 64.948 | 87.1415 | 67.0672 | 67.9133 | 91.1201 | 69.0045 | 70.1307 | 93.0981 | 95.8816
FLU0370-ST-1920-001-B | T5 2x24W | 1920 | 1 | T5 2x24W | WOOD POLE | 3 | 1-Unmetered, CE Funded, CE Maintained | 10.7316 | #N/A | #N/A | 76.3275 | #N/A | #N/A | #N/A | #N/A | #N/A | #N/A | #N/A | #N/A | #N/A | #N/A | #N/A | #N/A | #N/A | #N/A | #N/A | #N/A | #N/A
FLU0370-ST-1920-002-B | T5 2x24W | 1920 | 2 | T5 2x24W | WOOD POLE | 3 | 2-Unmetered, Funded by Others, CE Maintained | 10.7316 | 0 | 0 | 76.3275 | 76.3275 | 79.508 | 59.2586 | 59.2586 | 62.1586 | 62.1586 | 83.399 | 64.7116 | 64.948 | 87.1415 | 67.0672 | 67.9133 | 91.1201 | 69.0045 | 70.1307 | 93.0981 | 95.8816
FLU0370-ST-1930-001-B | T5 2x24W | 1930 | 1 | T5 2x24W | WOOD POLE | 4 | 1-Unmetered, CE Funded, CE Maintained | 10.7316 | #N/A | #N/A | 76.3275 | #N/A | #N/A | #N/A | #N/A | #N/A | #N/A | #N/A | #N/A | #N/A | #N/A | #N/A | #N/A | #N/A | #N/A | #N/A | #N/A | #N/A
FLU0370-ST-1930-002-B | T5 2x24W | 1930 | 2 | T5 2x24W | WOOD POLE | 4 | 2-Unmetered, Funded by Others, CE Maintained | 10.7316 | 0 | 0 | 76.3275 | 76.3275 | 79.508 | 59.2586 | 59.2586 | 62.1586 | 62.1586 | 83.399 | 64.7116 | 64.948 | 87.1415 | 67.0672 | 67.9133 | 91.1201 | 69.0045 | 70.1307 | 93.0981 | 95.8816
FLU0370-ST-1940-001-B | T5 2x24W | 1940 | 1 | T5 2x24W | STEEL POLE | 1 | 1-Unmetered, CE Funded, CE Maintained | 9.9616 | #N/A | #N/A | 75.5575 | #N/A | #N/A | #N/A | #N/A | #N/A | #N/A | #N/A | #N/A | #N/A | #N/A | #N/A | #N/A | #N/A | #N/A | #N/A | #N/A | #N/A
FLU0370-ST-1940-002-B | T5 2x24W | 1940 | 2 | T5 2x24W | STEEL POLE | 1 | 2-Unmetered, Funded by Others, CE Maintained | 9.9616 | 0 | 0 | 75.5575 | 75.5575 | 78.7059 | 58.4565 | 58.4565 | 61.3173 | 61.3173 | 82.5577 | 63.8357 | 64.0689 | 86.2624 | 66.1594 | 66.994 | 90.2009 | 68.0705 | 69.1814 | 92.1589 | 94.9143
FLU0370-ST-1950-001-B | T5 2x24W | 1950 | 1 | T5 2x24W | STEEL POLE | 2 | 1-Unmetered, CE Funded, CE Maintained | 9.9616 | #N/A | #N/A | 75.5575 | #N/A | #N/A | #N/A | #N/A | #N/A | #N/A | #N/A | #N/A | #N/A | #N/A | #N/A | #N/A | #N/A | #N/A | #N/A | #N/A | #N/A
FLU0370-ST-1950-002-B | T5 2x24W | 1950 | 2 | T5 2x24W | STEEL POLE | 2 | 2-Unmetered, Funded by Others, CE Maintained | 9.9616 | 0 | 0 | 75.5575 | 75.5575 | 78.7059 | 58.4565 | 58.4565 | 61.3173 | 61.3173 | 82.5577 | 63.8357 | 64.0689 | 86.2624 | 66.1594 | 66.994 | 90.2009 | 68.0705 | 69.1814 | 92.1589 | 94.9143
FLU0370-ST-1960-001-B | T5 2x24W | 1960 | 1 | T5 2x24W | STEEL POLE | 3 | 1-Unmetered, CE Funded, CE Maintained | 9.9616 | #N/A | #N/A | 75.5575 | #N/A | #N/A | #N/A | #N/A | #N/A | #N/A | #N/A | #N/A | #N/A | #N/A | #N/A | #N/A | #N/A | #N/A | #N/A | #N/A | #N/A
FLU0370-ST-1960-002-B | T5 2x24W | 1960 | 2 | T5 2x24W | STEEL POLE | 3 | 2-Unmetered, Funded by Others, CE Maintained | 9.9616 | 0 | 0 | 75.5575 | 75.5575 | 78.7059 | 58.4565 | 58.4565 | 61.3173 | 61.3173 | 82.5577 | 63.8357 | 64.0689 | 86.2624 | 66.1594 | 66.994 | 90.2009 | 68.0705 | 69.1814 | 92.1589 | 94.9143
FLU0370-ST-1970-001-B | T5 2x24W | 1970 | 1 | T5 2x24W | STEEL POLE | 4 | 1-Unmetered, CE Funded, CE Maintained | 9.9616 | #N/A | #N/A | 75.5575 | #N/A | #N/A | #N/A | #N/A | #N/A | #N/A | #N/A | #N/A | #N/A | #N/A | #N/A | #N/A | #N/A | #N/A | #N/A | #N/A | #N/A
FLU0370-ST-1970-002-B | T5 2x24W | 1970 | 2 | T5 2x24W | STEEL POLE | 4 | 2-Unmetered, Funded by Others, CE Maintained | 9.9616 | 0 | 0 | 75.5575 | 75.5575 | 78.7059 | 58.4565 | 58.4565 | 61.3173 | 61.3173 | 82.5577 | 63.8357 | 64.0689 | 86.2624 | 66.1594 | 66.994 | 90.2009 | 68.0705 | 69.1814 | 92.1589 | 94.9143
HPS0020-ST-0005-001-B | High Pressure Sodium 70 | 5 | 1 | MAINTENANCE COMPONENT | NO CAPITAL | 1 | 1-Unmetered, CE Funded, CE Maintained | 0 | 0 | 0 | 52.1355 | 52.1355 | 54.3079 | 32.8716 | 32.8716 | 34.4803 | 34.4803 | 56.9657 | 35.8964 | 36.0276 | 59.522 | 37.2031 | 37.6725 | 62.2396 | 38.2778 | 38.9025 | 63.5906 | 65.4919
HPS0090-ST-0005-001-B | High Pressure Sodium 150 | 5 | 1 | MAINTENANCE COMPONENT | NO CAPITAL | 1 | 1-Unmetered, CE Funded, CE Maintained | 0 | 0 | 0 | 64.6951 | 64.6951 | 67.3908 | 35.0214 | 35.0214 | 36.7353 | 36.7353 | 70.6889 | 38.2441 | 38.3838 | 73.861 | 39.6362 | 40.1363 | 77.2333 | 40.7812 | 41.4467 | 78.9097 | 81.2691
HPS0140-ST-0330-001-B | High Pressure Sodium 310 (Retrofit) | 330 | 1 | HIGH PRESSURE SODIUM 400W (310/360) | STEEL POLE | 1 | 1-Unmetered, CE Funded, CE Maintained | 9.9616 | 97.3393 | 121.7332 | 75.7873 | 197.5205 | 178.6937 | 182.3224 | 176.7998 | 182.4347 | 188.094 | 185.026 | 187.8411 | 194.3487 | 191.6552 | 193.1526 | 201.6079 | 199.1695 | 198.1768 | 207.6013 | 203.0465 | 209.029
FLU0130-ST-0001-001-B | Fluorescent 40 | 1 | 1 | NO CAPITAL | NO CAPITAL | 1 | 1-Unmetered, CE Funded, CE Maintained | 0 | 0 | 0 | 25.9404 | 25.9404 | 27.0213 | 35.1683 | 35.1683 | 36.8894 | 36.8894 | 28.3437 | 38.4045 | 38.5448 | 29.6156 | 39.8025 | 40.3046 | 30.9678 | 40.9522 | 41.6206 | 31.64 | 32.586
HPS0090-ST-0005-001-B | High Pressure Sodium 150 | 5 | 1 | MAINTENANCE COMPONENT | NO CAPITAL | 1 | 1-Unmetered, CE Funded, CE Maintained | 0 | 0 | 0 | 64.6951 | 64.6951 | 67.3908 | 35.0214 | 35.0214 | 36.7353 | 36.7353 | 70.6889 | 38.2441 | 38.3838 | 73.861 | 39.6362 | 40.1363 | 77.2333 | 40.7812 | 41.4467 | 78.9097 | 81.2691
HPS0110-TA-0390-001-B | High Pressure Sodium 250 | 390 | 1 | HIGH PRESSURE SODIUM 250W (210/220) | STEEL POLE | 2 | 1-Unmetered, CE Funded, CE Maintained | 9.9616 | 106.5568 | 133.2606 | 78.8266 | 212.0872 | 191.3053 | 186.4536 | 180.408 | 185.9338 | 192.1289 | 198.0262 | 191.2863 | 198.3578 | 205.0803 | 196.5786 | 205.6471 | 213.0906 | 201.6492 | 211.7166 | 217.2274 | 223.6256
MVA0220-ST-0580-001-B | Mercury Vapour 400 | 580 | 1 | MERCURY VAPOUR 400W | R/BOUT COLUMN | 4 | 1-Unmetered, CE Funded, CE Maintained | 9.9616 | 195.2898 | 244.2307 | 68.9349 | 313.1657 | 271.9306 | 325.2695 | 314.1896 | 323.5118 | 334.8659 | 280.3978 | 332.6129 | 345.5074 | 289.6225 | 341.6584 | 358.0436 | 300.366 | 350.4136 | 368.5519 | 305.9904 | 314.9619
MVA0220-ST-0460-001-B | Mercury Vapour 400 | 460 | 1 | MERCURY VAPOUR 400W | STEEL POLE | 4 | 1-Unmetered, CE Funded, CE Maintained | 9.9616 | 134.4325 | 168.1222 | 68.9349 | 237.0572 | 209.5671 | 243.8245 | 236.1974 | 243.5893 | 251.4052 | 216.4908 | 250.7124 | 259.668 | 223.8942 | 257.7308 | 269.2943 | 232.4095 | 264.4088 | 277.2733 | 236.8378 | 243.797
MVA0020-ST-0005-001-B | Mercury Vapour 80 | 5 | 1 | MAINTENANCE COMPONENT | NO CAPITAL | 1 | 1-Unmetered, CE Funded, CE Maintained | 0 | 0 | 0 | 34.3961 | 34.3961 | 35.8294 | 29.8445 | 29.8445 | 31.3051 | 31.3051 | 37.5828 | 32.5908 | 32.7099 | 39.2693 | 33.7772 | 34.2033 | 41.0622 | 34.7529 | 35.32 | 41.9535 | 43.2079
MVA0080-ST-0005-001-B | Mercury Vapour 125 | 5 | 1 | MAINTENANCE COMPONENT | NO CAPITAL | 1 | 1-Unmetered, CE Funded, CE Maintained | 0 | 0 | 0 | 34.7641 | 34.7641 | 36.2126 | 30.2374 | 30.2374 | 31.7172 | 31.7172 | 37.9848 | 33.0199 | 33.1405 | 39.6894 | 34.2219 | 34.6536 | 41.5015 | 35.2104 | 35.7851 | 42.4023 | 43.6701
FLU0050-ST-0990-001-B | Fluorescent 20 | 990 | 1 | MERCURY VAPOUR 80W | STEEL POLE | 1 | 1-Unmetered, CE Funded, CE Maintained | 9.9616 | 87.4857 | 109.4102 | 36.8385 | 146.2487 | 128.0245 | 163.048 | 158.0844 | 163.1089 | 168.1953 | 132.1213 | 167.9328 | 173.7783 | 136.5459 | 172.674 | 180.2617 | 141.6692 | 177.1628 | 185.6178 | 144.3432 | 148.5795
FLU0070-ST-0990-001-B | Fluorescent 3x20 | 990 | 1 | MERCURY VAPOUR 80W | STEEL POLE | 1 | 1-Unmetered, CE Funded, CE Maintained | 9.9616 | 87.4857 | 109.4102 | 46.8133 | 156.2235 | 138.4149 | 174.4139 | 169.4504 | 175.0311 | 180.1175 | 143.0202 | 180.3446 | 186.2355 | 147.9339 | 185.5377 | 193.2877 | 153.5772 | 190.3981 | 199.0691 | 156.5096 | 161.1097
HPS0170-ST-0660-001-B | High Pressure Sodium 400 | 660 | 1 | METAL HALIDE/HPS 400W FLOOD (310/360) | SHARED OR NO POLE | 2 | 1-Unmetered, CE Funded, CE Maintained | 0 | 50.2131 | 62.7968 | 70.4172 | 133.214 | 124.8072 | 106.9975 | 104.1486 | 107.6889 | 110.6083 | 129.6705 | 111.0356 | 114.4442 | 134.626 | 114.2901 | 118.8367 | 140.135 | 117.3051 | 122.4128 | 142.9466 | 147.1749
LPS0010-ST-0360-001-B | Low Pressure Sodium 18 | 360 | 1 | HIGH PRESSURE SODIUM 70W (100) | STEEL POLE | 1 | 1-Unmetered, CE Funded, CE Maintained | 9.9616 | 88.7318 | 110.9686 | 62.2853 | 173.2539 | 155.8086 | 175.1474 | 170.1132 | 175.6877 | 180.8465 | 161.2342 | 181.0015 | 186.9694 | 166.9438 | 186.199 | 194.0343 | 173.4392 | 191.0714 | 199.8326 | 176.7971 | 182.0026
MVA0020-ST-0820-001-B | Mercury Vapour 80 | 820 | 1 | MERCURY VAPOUR 80W | SHARED OR NO POLE | 3 | 1-Unmetered, CE Funded, CE Maintained | 0 | 31.0214 | 38.7956 | 34.3961 | 73.1917 | 67.6185 | 71.3603 | 69.6003 | 72.0448 | 73.8484 | 70.1588 | 74.3388 | 76.4656 | 72.7737 | 76.5585 | 79.4424 | 75.7024 | 78.593 | 81.8485 | 77.2034 | 79.4835
INC0110-ST-0990-001-B | Incandescent 500 | 990 | 1 | MERCURY VAPOUR 80W | STEEL POLE | 1 | 1-Unmetered, CE Funded, CE Maintained | 9.9616 | 87.4857 | 109.4102 | 30.8648 | 140.2751 | 121.802 | 192.8291 | 187.8656 | 194.3475 | 199.4339 | 125.5943 | 200.4544 | 206.4188 | 129.7259 | 206.3795 | 214.3924 | 134.5379 | 211.842 | 220.8629 | 137.0571 | 141.0755
MVA0190-ST-0450-001-B | Mercury Vapour 250 | 450 | 1 | MERCURY VAPOUR 250W | STEEL POLE | 4 | 1-Unmetered, CE Funded, CE Maintained | 9.9616 | 133.8586 | 167.4044 | 54.6794 | 222.0838 | 194.1294 | 228.064 | 220.4694 | 227.1094 | 234.8919 | 200.3119 | 233.5679 | 242.4266 | 206.9991 | 239.9712 | 251.2753 | 214.7502 | 246.1395 | 258.6693 | 218.7979 | 225.2182
HPS0140-ST-0330-001-B | High Pressure Sodium 310 (Retrofit) | 330 | 1 | HIGH PRESSURE SODIUM 400W (310/360) | STEEL POLE | 1 | 1-Unmetered, CE Funded, CE Maintained | 9.9616 | 97.3393 | 121.7332 | 75.7873 | 197.5205 | 178.6937 | 182.3224 | 176.7998 | 182.4347 | 188.094 | 185.026 | 187.8411 | 194.3487 | 191.6552 | 193.1526 | 201.6079 | 199.1695 | 198.1768 | 207.6013 | 203.0465 | 209.029
HPS0140-ST-0330-001-B | High Pressure Sodium 310 (Retrofit) | 330 | 1 | HIGH PRESSURE SODIUM 400W (310/360) | STEEL POLE | 1 | 1-Unmetered, CE Funded, CE Maintained | 9.9616 | 97.3393 | 121.7332 | 75.7873 | 197.5205 | 178.6937 | 182.3224 | 176.7998 | 182.4347 | 188.094 | 185.026 | 187.8411 | 194.3487 | 191.6552 | 193.1526 | 201.6079 | 199.1695 | 198.1768 | 207.6013 | 203.0465 | 209.029
LPS0050-ST-0320-001-B | Low Pressure Sodium 135 | 320 | 1 | HIGH PRESSURE SODIUM 250W (210/220) | STEEL POLE | 1 | 1-Unmetered, CE Funded, CE Maintained | 9.9616 | 93.6413 | 117.1084 | 67.0759 | 184.1843 | 165.8298 | 186.6179 | 181.3051 | 187.2751 | 192.7194 | 171.6242 | 192.9596 | 199.2647 | 177.7156 | 198.5154 | 206.8097 | 184.6404 | 203.7155 | 212.9953 | 188.219 | 193.7615
FLU0050-ST-0990-001-B | Fluorescent 20 | 990 | 1 | MERCURY VAPOUR 80W | STEEL POLE | 1 | 1-Unmetered, CE Funded, CE Maintained | 9.9616 | 87.4857 | 109.4102 | 36.8385 | 146.2487 | 128.0245 | 163.048 | 158.0844 | 163.1089 | 168.1953 | 132.1213 | 167.9328 | 173.7783 | 136.5459 | 172.674 | 180.2617 | 141.6692 | 177.1628 | 185.6178 | 144.3432 | 148.5795
FLU0070-ST-0990-001-B | Fluorescent 3x20 | 990 | 1 | MERCURY VAPOUR 80W | STEEL POLE | 1 | 1-Unmetered, CE Funded, CE Maintained | 9.9616 | 87.4857 | 109.4102 | 46.8133 | 156.2235 | 138.4149 | 174.4139 | 169.4504 | 175.0311 | 180.1175 | 143.0202 | 180.3446 | 186.2355 | 147.9339 | 185.5377 | 193.2877 | 153.5772 | 190.3981 | 199.0691 | 156.5096 | 161.1097
LPS0010-ST-0360-001-B | Low Pressure Sodium 18 | 360 | 1 | HIGH PRESSURE SODIUM 70W (100) | STEEL POLE | 1 | 1-Unmetered, CE Funded, CE Maintained | 9.9616 | 88.7318 | 110.9686 | 62.2853 | 173.2539 | 155.8086 | 175.1474 | 170.1132 | 175.6877 | 180.8465 | 161.2342 | 181.0015 | 186.9694 | 166.9438 | 186.199 | 194.0343 | 173.4392 | 191.0714 | 199.8326 | 176.7971 | 182.0026
LPS0020-ST-0360-001-B | Low Pressure Sodium 35 | 360 | 1 | HIGH PRESSURE SODIUM 70W (100) | STEEL POLE | 1 | 1-Unmetered, CE Funded, CE Maintained | 9.9616 | 88.7318 | 110.9686 | 62.2853 | 173.2539 | 155.8086 | 175.1474 | 170.1132 | 175.6877 | 180.8465 | 161.2342 | 181.0015 | 186.9694 | 166.9438 | 186.199 | 194.0343 | 173.4392 | 191.0714 | 199.8326 | 176.7971 | 182.0026
HPS0090-ST-0005-001-B | High Pressure Sodium 150 | 5 | 1 | MAINTENANCE COMPONENT | NO CAPITAL | 1 | 1-Unmetered, CE Funded, CE Maintained | 0 | 0 | 0 | 64.6951 | 64.6951 | 67.3908 | 35.0214 | 35.0214 | 36.7353 | 36.7353 | 70.6889 | 38.2441 | 38.3838 | 73.861 | 39.6362 | 40.1363 | 77.2333 | 40.7812 | 41.4467 | 78.9097 | 81.2691
MHR0070-ST-0330-001-B | Metal Hallide (Reactor Control Gear) 400 | 330 | 1 | HIGH PRESSURE SODIUM 400W (310/360) | STEEL POLE | 1 | 1-Unmetered, CE Funded, CE Maintained | 9.9616 | 97.3393 | 121.7332 | 84.5755 | 206.3087 | 187.8481 | 203.2491 | 197.7265 | 204.3855 | 210.0448 | 194.6284 | 210.6935 | 217.2846 | 201.6885 | 216.8368 | 225.5909 | 209.6609 | 222.5451 | 232.3674 | 213.7656 | 220.0686
MVA0220-ST-0380-001-B | Mercury Vapour 400 | 380 | 1 | MERCURY VAPOUR 400W | STEEL POLE | 2 | 1-Unmetered, CE Funded, CE Maintained | 9.9616 | 107.5792 | 134.5392 | 68.9349 | 203.4742 | 182.0491 | 207.8868 | 201.7832 | 208.3234 | 214.578 | 188.2918 | 214.5736 | 221.7913 | 194.8914 | 220.6976 | 230.1336 | 202.4235 | 226.459 | 236.9964 | 206.3242 | 212.3954
HPS0110-ST-0005-001-B | High Pressure Sodium 250 | 5 | 1 | MAINTENANCE COMPONENT | NO CAPITAL | 1 | 1-Unmetered, CE Funded, CE Maintained | 0 | 0 | 0 | 65.8257 | 65.8257 | 68.5686 | 36.1285 | 36.1285 | 37.8965 | 37.8965 | 71.9242 | 39.453 | 39.5971 | 75.1518 | 40.8892 | 41.405 | 78.583 | 42.0703 | 42.7569 | 80.2888 | 82.6893
HPS0250-ST-0840-001-B | High Pressure Sodium 1000 | 840 | 1 | METAL HALIDE 1000W FLOODLIGHT | R/BOUT COLUMN | 3 | 1-Unmetered, CE Funded, CE Maintained | 9.9616 | 203.1153 | 254.0173 | 201.3949 | 455.4122 | 417.9292 | 438.5658 | 427.0419 | 441.6444 | 453.4535 | 433.3474 | 455.4297 | 469.2408 | 449.3011 | 468.8233 | 487.2965 | 467.2356 | 481.2071 | 501.9776 | 476.4463 | 490.5072
MVA0020-ST-0005-001-B | Mercury Vapour 80 | 5 | 1 | MAINTENANCE COMPONENT | NO CAPITAL | 1 | 1-Unmetered, CE Funded, CE Maintained | 0 | 0 | 0 | 34.3961 | 34.3961 | 35.8294 | 29.8445 | 29.8445 | 31.3051 | 31.3051 | 37.5828 | 32.5908 | 32.7099 | 39.2693 | 33.7772 | 34.2033 | 41.0622 | 34.7529 | 35.32 | 41.9535 | 43.2079
FLU0010-ST-0990-001-B | Fluorescent 9 | 990 | 1 | MERCURY VAPOUR 80W | STEEL POLE | 1 | 1-Unmetered, CE Funded, CE Maintained | 9.9616 | 87.4857 | 109.4102 | 36.8385 | 146.2487 | 128.0245 | 163.048 | 158.0844 | 163.1089 | 168.1953 | 132.1213 | 167.9328 | 173.7783 | 136.5459 | 172.674 | 180.2617 | 141.6692 | 177.1628 | 185.6178 | 144.3432 | 148.5795
FLU0010-ST-0990-002-B | Fluorescent 9 | 990 | 2 | MERCURY VAPOUR 80W | STEEL POLE | 1 | 2-Unmetered, Funded by Others, CE Maintained | 9.9616 | 0 | 0 | 36.8385 | 36.8385 | 38.3735 | 45.9663 | 45.9663 | 48.2158 | 48.2158 | 40.2514 | 50.1961 | 50.3795 | 42.0577 | 52.0233 | 52.6796 | 43.9779 | 53.5261 | 54.3996 | 44.9325 | 46.276
FLU0050-ST-0740-001-B | Fluorescent 20 | 740 | 1 | MERCURY VAPOUR 80W | SHARED OR NO POLE | 2 | 1-Unmetered, CE Funded, CE Maintained | 0 | 24.2615 | 30.3415 | 26.8769 | 57.2184 | 52.8587 | 68.8411 | 67.4646 | 70.0142 | 71.4247 | 54.8442 | 72.3697 | 74.0851 | 56.8881 | 74.6237 | 77.0652 | 59.1774 | 76.6409 | 79.4346 | 60.3507 | 62.1331
FLU0050-ST-0810-002-B | Fluorescent 20 | 810 | 2 | MERCURY VAPOUR 80W | WOOD POLE | 1 | 2-Unmetered, Funded by Others, CE Maintained | 10.7316 | 0 | 0 | 37.6085 | 37.6085 | 39.1756 | 46.7683 | 46.7683 | 49.0571 | 49.0571 | 41.0928 | 51.072 | 51.2585 | 42.9368 | 52.9311 | 53.5988 | 44.8972 | 54.4601 | 55.3489 | 45.8717 | 47.2432
FLU0050-ST-0990-002-B | Fluorescent 20 | 990 | 2 | MERCURY VAPOUR 80W | STEEL POLE | 1 | 2-Unmetered, Funded by Others, CE Maintained | 9.9616 | 0 | 0 | 36.8385 | 36.8385 | 38.3735 | 45.9663 | 45.9663 | 48.2158 | 48.2158 | 40.2514 | 50.1961 | 50.3795 | 42.0577 | 52.0233 | 52.6796 | 43.9779 | 53.5261 | 54.3996 | 44.9325 | 46.276
FLU0050-ST-1000-001-B | Fluorescent 20 | 1000 | 1 | MERCURY VAPOUR 80W | STEEL POLE | 2 | 1-Unmetered, CE Funded, CE Maintained | 9.9616 | 94.2457 | #N/A | 36.8385 | #N/A | 134.9518 | 172.0948 | #N/A | #N/A | 177.466 | 139.22 | #N/A | 183.3133 | 143.8469 | #N/A | 190.1199 | 149.2178 | #N/A | 195.757 | 152.0246 | 156.4844
FLU0050-ST-1260-002-B | Fluorescent 20 | 1260 | 2 | MERCURY VAPOUR 80W | WOOD POLE | 2 | 2-Unmetered, Funded by Others, CE Maintained | 10.7316 | 0 | 0 | 37.6085 | 37.6085 | 39.1756 | 46.7683 | 46.7683 | 49.0571 | 49.0571 | 41.0928 | 51.072 | 51.2585 | 42.9368 | 52.9311 | 53.5988 | 44.8972 | 54.4601 | 55.3489 | 45.8717 | 47.2432
FLU0050-ST-1500-002-B | Fluorescent 20 | 1500 | 2 | MERCURY VAPOUR 80W | STEEL POLE | 4 | 2-Unmetered, Funded by Others, CE Maintained | 9.9616 | 0 | 0 | 36.8385 | 36.8385 | 38.3735 | 45.9663 | 45.9663 | 48.2158 | 48.2158 | 40.2514 | 50.1961 | 50.3795 | 42.0577 | 52.0233 | 52.6796 | 43.9779 | 53.5261 | 54.3996 | 44.9325 | 46.276
FLU0060-ST-0740-001-B | Fluorescent Twin 20 | 740 | 1 | MERCURY VAPOUR 80W | SHARED OR NO POLE | 2 | 1-Unmetered, CE Funded, CE Maintained | 0 | 24.2615 | 30.3415 | 31.8643 | 62.2058 | 58.0539 | 74.5241 | 73.1476 | 75.9753 | 77.3858 | 60.2936 | 78.5757 | 80.3137 | 62.5821 | 81.0556 | 83.5782 | 65.1313 | 83.2585 | 86.1602 | 66.4339 | 68.3981
FLU0060-ST-0810-001-B | Fluorescent Twin 20 | 810 | 1 | MERCURY VAPOUR 80W | WOOD POLE | 1 | 1-Unmetered, CE Funded, CE Maintained | 10.7316 | 51.8869 | 64.8901 | 42.5959 | 107.4859 | 97.5419 | 121.8913 | 118.9474 | 123.1601 | 126.1768 | 101.0293 | 127.1063 | 130.6737 | 104.6707 | 130.9196 | 135.7794 | 108.7908 | 134.4054 | 139.8987 | 110.9144 | 114.1835
FLU0060-ST-0810-002-B | Fluorescent Twin 20 | 810 | 2 | MERCURY VAPOUR 80W | WOOD POLE | 1 | 2-Unmetered, Funded by Others, CE Maintained | 10.7316 | 0 | 0 | 42.5959 | 42.5959 | 44.3708 | 52.4513 | 52.4513 | 55.0182 | 55.0182 | 46.5422 | 57.2779 | 57.4871 | 48.6308 | 59.363 | 60.1118 | 50.8511 | 61.0777 | 62.0745 | 51.9549 | 53.5083
FLU0060-ST-0830-002-B | Fluorescent Twin 20 | 830 | 2 | MERCURY VAPOUR 80W | SHARED OR NO POLE | 4 | 2-Unmetered, Funded by Others, CE Maintained | 0 | 0 | 0 | 31.8643 | 31.8643 | 33.192 | 42.0551 | 42.0551 | 44.1133 | 44.1133 | 34.8164 | 45.925 | 46.0928 | 36.3787 | 47.5968 | 48.1973 | 38.0397 | 48.9717 | 49.7709 | 38.8654 | 40.0274
FLU0060-ST-0990-002-B | Fluorescent Twin 20 | 990 | 2 | MERCURY VAPOUR 80W | STEEL POLE | 1 | 2-Unmetered, Funded by Others, CE Maintained | 9.9616 | 0 | 0 | 41.8259 | 41.8259 | 43.5687 | 51.6492 | 51.6492 | 54.1769 | 54.1769 | 45.7009 | 56.402 | 56.6081 | 47.7517 | 58.4552 | 59.1926 | 49.9319 | 60.1437 | 61.1253 | 51.0158 | 52.5411
FLU0060-ST-1000-002-B | Fluorescent Twin 20 | 1000 | 2 | MERCURY VAPOUR 80W | STEEL POLE | 2 | 2-Unmetered, Funded by Others, CE Maintained | 9.9616 | 0 | 0 | 41.8259 | 41.8259 | 43.5687 | 51.6492 | 51.6492 | 54.1769 | 54.1769 | 45.7009 | 56.402 | 56.6081 | 47.7517 | 58.4552 | 59.1926 | 49.9319 | 60.1437 | 61.1253 | 51.0158 | 52.5411
FLU0060-ST-1260-002-B | Fluorescent Twin 20 | 1260 | 2 | MERCURY VAPOUR 80W | WOOD POLE | 2 | 2-Unmetered, Funded by Others, CE Maintained | 10.7316 | 0 | 0 | 42.5959 | 42.5959 | 44.3708 | 52.4513 | 52.4513 | 55.0182 | 55.0182 | 46.5422 | 57.2779 | 57.4871 | 48.6308 | 59.363 | 60.1118 | 50.8511 | 61.0777 | 62.0745 | 51.9549 | 53.5083
FLU0060-ST-1500-002-B | Fluorescent Twin 20 | 1500 | 2 | MERCURY VAPOUR 80W | STEEL POLE | 4 | 2-Unmetered, Funded by Others, CE Maintained | 9.9616 | 0 | 0 | 41.8259 | 41.8259 | 43.5687 | 51.6492 | 51.6492 | 54.1769 | 54.1769 | 45.7009 | 56.402 | 56.6081 | 47.7517 | 58.4552 | 59.1926 | 49.9319 | 60.1437 | 61.1253 | 51.0158 | 52.5411
FLU0070-ST-0990-002-B | Fluorescent 3x20 | 990 | 2 | MERCURY VAPOUR 80W | STEEL POLE | 1 | 2-Unmetered, Funded by Others, CE Maintained | 9.9616 | 0 | 0 | 46.8133 | 46.8133 | 48.7639 | 57.3322 | 57.3322 | 60.138 | 60.138 | 51.1504 | 62.6079 | 62.8367 | 53.4457 | 64.887 | 65.7056 | 55.8859 | 66.7613 | 67.8509 | 57.099 | 58.8062
FLU0070-ST-1000-002-B | Fluorescent 3x20 | 1000 | 2 | MERCURY VAPOUR 80W | STEEL POLE | 2 | 2-Unmetered, Funded by Others, CE Maintained | 9.9616 | 0 | 0 | 46.8133 | 46.8133 | 48.7639 | 57.3322 | 57.3322 | 60.138 | 60.138 | 51.1504 | 62.6079 | 62.8367 | 53.4457 | 64.887 | 65.7056 | 55.8859 | 66.7613 | 67.8509 | 57.099 | 58.8062
FLU0080-ST-0990-002-B | Fluorescent 4x20 | 990 | 2 | MERCURY VAPOUR 80W | STEEL POLE | 1 | 2-Unmetered, Funded by Others, CE Maintained | 9.9616 | 0 | 0 | 51.8007 | 51.8007 | 53.9591 | 63.0152 | 63.0152 | 66.0991 | 66.0991 | 56.5998 | 68.8139 | 69.0653 | 59.1397 | 71.3189 | 72.2185 | 61.8398 | 73.379 | 74.5765 | 63.1822 | 65.0713
FLU0100-ST-0990-002-B | Fluorescent 26 | 990 | 2 | MERCURY VAPOUR 80W | STEEL POLE | 1 | 2-Unmetered, Funded by Others, CE Maintained | 9.9616 | 0 | 0 | 36.8385 | 36.8385 | 38.3735 | 45.9663 | 45.9663 | 48.2158 | 48.2158 | 40.2514 | 50.1961 | 50.3795 | 42.0577 | 52.0233 | 52.6796 | 43.9779 | 53.5261 | 54.3996 | 44.9325 | 46.276
FLU0100-ST-1000-002-B | Fluorescent 26 | 1000 | 2 | MERCURY VAPOUR 80W | STEEL POLE | 2 | 2-Unmetered, Funded by Others, CE Maintained | 9.9616 | 0 | 0 | 36.8385 | 36.8385 | 38.3735 | 45.9663 | 45.9663 | 48.2158 | 48.2158 | 40.2514 | 50.1961 | 50.3795 | 42.0577 | 52.0233 | 52.6796 | 43.9779 | 53.5261 | 54.3996 | 44.9325 | 46.276
FLU0120-ST-0990-002-B | Fluorescent 6x36 | 990 | 2 | MERCURY VAPOUR 80W | STEEL POLE | 1 | 2-Unmetered, Funded by Others, CE Maintained | 9.9616 | 0 | 0 | 41.8259 | 41.8259 | 43.5687 | 51.6492 | 51.6492 | 54.1769 | 54.1769 | 45.7009 | 56.402 | 56.6081 | 47.7517 | 58.4552 | 59.1926 | 49.9319 | 60.1437 | 61.1253 | 51.0158 | 52.5411
FLU0130-ST-1000-001-B | Fluorescent 40 | 1000 | 1 | MERCURY VAPOUR 80W | STEEL POLE | 2 | 1-Unmetered, CE Funded, CE Maintained | 9.9616 | 94.2457 | #N/A | 35.9021 | #N/A | 133.9763 | 170.8909 | #N/A | #N/A | 176.2032 | 138.1969 | #N/A | 181.9939 | 142.7778 | #N/A | 188.7402 | 148.0999 | #N/A | 194.3323 | 150.8824 | 155.3081
FLU0130-ST-1000-002-B | Fluorescent 40 | 1000 | 2 | MERCURY VAPOUR 80W | STEEL POLE | 2 | 2-Unmetered, Funded by Others, CE Maintained | 9.9616 | 0 | 0 | 35.9021 | 35.9021 | 37.398 | 44.7624 | 44.7624 | 46.953 | 46.953 | 39.2283 | 48.8814 | 49.06 | 40.9886 | 50.6609 | 51.2999 | 42.86 | 52.1242 | 52.9749 | 43.7904 | 45.0997
FLU0130-ST-1260-001-B | Fluorescent 40 | 1260 | 1 | MERCURY VAPOUR 80W | WOOD POLE | 2 | 1-Unmetered, CE Funded, CE Maintained | 10.7316 | 58.6468 | #N/A | 36.6721 | #N/A | 98.2985 | 124.0512 | #N/A | #N/A | 128.2237 | 101.6554 | #N/A | 132.6606 | 105.2087 | #N/A | 137.745 | 109.2675 | #N/A | 141.8874 | 111.3704 | 114.647
FLU0140-ST-0740-002-B | Fluorescent 2x40 | 740 | 2 | MERCURY VAPOUR 80W | SHARED OR NO POLE | 2 | 2-Unmetered, Funded by Others, CE Maintained | 0 | 0 | 0 | 29.9919 | 29.9919 | 31.2416 | 39.6497 | 39.6497 | 41.5901 | 41.5901 | 32.7705 | 43.2983 | 43.4564 | 34.2411 | 44.8744 | 45.4405 | 35.8044 | 46.1707 | 46.9242 | 36.5816 | 37.6754
FLU0140-ST-0810-001-B | Fluorescent 2x40 | 810 | 1 | MERCURY VAPOUR 80W | WOOD POLE | 1 | 1-Unmetered, CE Funded, CE Maintained | 10.7316 | 51.8869 | 64.8901 | 40.7235 | 105.6136 | 95.5915 | 119.4858 | 116.542 | 120.637 | 123.6537 | 98.9835 | 124.4795 | 128.0374 | 102.5331 | 128.1972 | 133.0227 | 106.5556 | 131.6043 | 137.0519 | 108.6306 | 111.8314
FLU0140-ST-0810-002-B | Fluorescent 2x40 | 810 | 2 | MERCURY VAPOUR 80W | WOOD POLE | 1 | 2-Unmetered, Funded by Others, CE Maintained | 10.7316 | 0 | 0 | 40.7235 | 40.7235 | 42.4204 | 50.0459 | 50.0459 | 52.4951 | 52.4951 | 44.4964 | 54.6511 | 54.8508 | 46.4931 | 56.6406 | 57.3551 | 48.6159 | 58.2767 | 59.2278 | 49.6712 | 51.1563
FLU0140-ST-0820-002-B | Fluorescent 2x40 | 820 | 2 | MERCURY VAPOUR 80W | SHARED OR NO POLE | 3 | 2-Unmetered, Funded by Others, CE Maintained | 0 | 0 | 0 | 29.9919 | 29.9919 | 31.2416 | 39.6497 | 39.6497 | 41.5901 | 41.5901 | 32.7705 | 43.2983 | 43.4564 | 34.2411 | 44.8744 | 45.4405 | 35.8044 | 46.1707 | 46.9242 | 36.5816 | 37.6754
FLU0140-ST-0830-002-B | Fluorescent 2x40 | 830 | 2 | MERCURY VAPOUR 80W | SHARED OR NO POLE | 4 | 2-Unmetered, Funded by Others, CE Maintained | 0 | 0 | 0 | 29.9919 | 29.9919 | 31.2416 | 39.6497 | 39.6497 | 41.5901 | 41.5901 | 32.7705 | 43.2983 | 43.4564 | 34.2411 | 44.8744 | 45.4405 | 35.8044 | 46.1707 | 46.9242 | 36.5816 | 37.6754
FLU0140-ST-0990-002-B | Fluorescent 2x40 | 990 | 2 | MERCURY VAPOUR 80W | STEEL POLE | 1 | 2-Unmetered, Funded by Others, CE Maintained | 9.9616 | 0 | 0 | 39.9535 | 39.9535 | 41.6183 | 49.2438 | 49.2438 | 51.6537 | 51.6537 | 43.6551 | 53.7752 | 53.9717 | 45.6141 | 55.7328 | 56.4358 | 47.6966 | 57.3427 | 58.2785 | 48.732 | 50.189
FLU0140-ST-1260-002-B | Fluorescent 2x40 | 1260 | 2 | MERCURY VAPOUR 80W | WOOD POLE | 2 | 2-Unmetered, Funded by Others, CE Maintained | 10.7316 | 0 | 0 | 40.7235 | 40.7235 | 42.4204 | 50.0459 | 50.0459 | 52.4951 | 52.4951 | 44.4964 | 54.6511 | 54.8508 | 46.4931 | 56.6406 | 57.3551 | 48.6159 | 58.2767 | 59.2278 | 49.6712 | 51.1563
FLU0150-ST-0990-002-B | Fluorescent 3x40 | 990 | 2 | MERCURY VAPOUR 80W | STEEL POLE | 1 | 2-Unmetered, Funded by Others, CE Maintained | 9.9616 | 0 | 0 | 44.0049 | 44.0049 | 45.8386 | 53.7252 | 53.7252 | 56.3544 | 56.3544 | 48.0819 | 58.669 | 58.8833 | 50.2395 | 60.8047 | 61.5717 | 52.5333 | 62.5611 | 63.5821 | 53.6736 | 55.2784
FLU0150-ST-1000-002-B | Fluorescent 3x40 | 1000 | 2 | MERCURY VAPOUR 80W | STEEL POLE | 2 | 2-Unmetered, Funded by Others, CE Maintained | 9.9616 | 0 | 0 | 44.0049 | 44.0049 | 45.8386 | 53.7252 | 53.7252 | 56.3544 | 56.3544 | 48.0819 | 58.669 | 58.8833 | 50.2395 | 60.8047 | 61.5717 | 52.5333 | 62.5611 | 63.5821 | 53.6736 | 55.2784
FLU0160-ST-0830-002-B | Fluorescent 4x40 | 830 | 2 | MERCURY VAPOUR 80W | SHARED OR NO POLE | 4 | 2-Unmetered, Funded by Others, CE Maintained | 0 | 0 | 0 | 38.0948 | 38.0948 | 39.6821 | 48.6125 | 48.6125 | 50.9915 | 50.9915 | 41.6241 | 53.0858 | 53.2797 | 43.492 | 55.0183 | 55.7123 | 45.4777 | 56.6075 | 57.5314 | 46.4649 | 47.8541
FLU0160-ST-1000-002-B | Fluorescent 4x40 | 1000 | 2 | MERCURY VAPOUR 80W | STEEL POLE | 2 | 2-Unmetered, Funded by Others, CE Maintained | 9.9616 | 0 | 0 | 48.0564 | 48.0564 | 50.0588 | 58.2066 | 58.2066 | 61.0552 | 61.0552 | 52.5087 | 63.5628 | 63.795 | 54.865 | 65.8766 | 66.7076 | 57.3699 | 67.7795 | 68.8857 | 58.6152 | 60.3678
FLU0220-ST-0990-002-B | Fluorescent 65 | 990 | 2 | MERCURY VAPOUR 80W | STEEL POLE | 1 | 2-Unmetered, Funded by Others, CE Maintained | 9.9616 | 0 | 0 | 35.9021 | 35.9021 | 37.398 | 44.7624 | 44.7624 | 46.953 | 46.953 | 39.2283 | 48.8814 | 49.06 | 40.9886 | 50.6609 | 51.2999 | 42.86 | 52.1242 | 52.9749 | 43.7904 | 45.0997
FLU0240-ST-0810-002-B | Fluorescent 80 | 810 | 2 | MERCURY VAPOUR 80W | WOOD POLE | 1 | 2-Unmetered, Funded by Others, CE Maintained | 10.7316 | 0 | 0 | 36.6721 | 36.6721 | 38.2001 | 45.5645 | 45.5645 | 47.7944 | 47.7944 | 40.0696 | 49.7573 | 49.9391 | 41.8677 | 51.5686 | 52.2192 | 43.7792 | 53.0582 | 53.9242 | 44.7295 | 46.0669
FLU0350-ST-1620-001-B | Compact Fluorescent 1x42 | 1620 | 1 | COMPACT FLUORESCENT 42W | SHARED OR NO POLE | 1 | 1-Unmetered, CE Funded, CE Maintained | 0 | 19.4933 | #N/A | 55.2804 | #N/A | 77.5596 | 59.6817 | #N/A | #N/A | 61.9715 | 80.8721 | #N/A | 64.3146 | 84.166 | #N/A | 66.9278 | 87.7612 | #N/A | 68.995 | 89.5768 | 92.2374
FLU0350-ST-1700-001-B | Compact Fluorescent 1x42 | 1700 | 1 | COMPACT FLUORESCENT 42W | STEEL POLE | 1 | 1-Unmetered, CE Funded, CE Maintained | 9.9616 | 89.4775 | #N/A | 65.242 | #N/A | 159.6526 | 162.9354 | #N/A | #N/A | 168.0127 | 165.2479 | #N/A | 173.5429 | 171.1248 | #N/A | 179.9825 | 177.8016 | #N/A | 185.3174 | 181.2508 | 186.5887
HPS0010-ST-0730-002-B | High Pressure Sodium 50 | 730 | 2 | HIGH PRESSURE SODIUM 70W (100) | STEEL POLE | 2 | 2-Unmetered, Funded by Others, CE Maintained | 9.9616 | 0 | 0 | 62.3945 | 62.3945 | 64.9944 | 42.5797 | 42.5797 | 44.6635 | 44.6635 | 68.1752 | 46.4979 | 46.6678 | 71.2345 | 48.1906 | 48.7985 | 74.4869 | 49.5826 | 50.3918 | 76.1037 | 78.3792
HPS0010-ST-0890-002-B | High Pressure Sodium 50 | 890 | 2 | HIGH PRESSURE SODIUM 70W (100) | SHARED OR NO POLE | 2 | 2-Unmetered, Funded by Others, CE Maintained | 0 | 0 | 0 | 52.4329 | 52.4329 | 54.6177 | 32.9856 | 32.9856 | 34.5999 | 34.5999 | 57.2907 | 36.0209 | 36.1525 | 59.8616 | 37.3322 | 37.8031 | 62.5946 | 38.4106 | 39.0374 | 63.9534 | 65.8655
HPS0010-ST-0910-002-B | High Pressure Sodium 50 | 910 | 2 | HIGH PRESSURE SODIUM 70W (100) | WOOD POLE | 2 | 2-Unmetered, Funded by Others, CE Maintained | 10.7316 | 0 | 0 | 63.1645 | 63.1645 | 65.7965 | 43.3818 | 43.3818 | 45.5049 | 45.5049 | 69.0165 | 47.3738 | 47.5469 | 72.1136 | 49.0983 | 49.7177 | 75.4061 | 50.5166 | 51.341 | 77.0429 | 79.3464
HPS0010-TA-0140-002-B | High Pressure Sodium 50 | 140 | 2 | HIGH PRESSURE SODIUM 50W TWIN ARC | WOOD POLE | 1 | 2-Unmetered, Funded by Others, CE Maintained | 10.7316 | 0 | 0 | 63.1228 | 63.1228 | 65.753 | 36.3635 | 36.3635 | 38.1431 | 38.1431 | 68.9709 | 39.7097 | 39.8547 | 72.066 | 41.1552 | 41.6744 | 75.3563 | 42.344 | 43.0351 | 76.992 | 79.294
HPS0010-TA-1210-001-B | High Pressure Sodium 50 | 1210 | 1 | HIGH PRESSURE SODIUM 70W TWIN ARC | WOOD POLE | 2 | 1-Unmetered, CE Funded, CE Maintained | 10.7316 | 63.3284 | #N/A | 63.1228 | #N/A | 130.6488 | 121.1156 | #N/A | #N/A | 124.9928 | 135.4729 | #N/A | 129.1796 | 140.4632 | #N/A | 134.0274 | 146.0722 | #N/A | 138.0202 | 148.9525 | 153.3486
HPS0020-ST-0750-001-B | High Pressure Sodium 70 | 750 | 1 | HIGH PRESSURE SODIUM 70W (100) | SHARED OR NO POLE | 3 | 1-Unmetered, CE Funded, CE Maintained | 0 | 34.7595 | 43.4705 | 52.1355 | 95.606 | 89.9278 | 79.3901 | 77.418 | 80.1292 | 82.1501 | 93.4672 | 82.6752 | 85.056 | 97.0638 | 85.1397 | 88.363 | 101.054 | 87.4007 | 91.0377 | 103.0881 | 106.1388
HPS0070-ST-0350-002-B | High Pressure Sodium 100 | 350 | 2 | HIGH PRESSURE SODIUM 70W (100) | WOOD POLE | 1 | 2-Unmetered, Funded by Others, CE Maintained | 10.7316 | 0 | 0 | 62.8671 | 62.8671 | 65.4867 | 43.2678 | 43.2678 | 45.3853 | 45.3853 | 68.6916 | 47.2493 | 47.4219 | 71.7741 | 48.9693 | 49.587 | 75.0511 | 50.3838 | 51.2061 | 76.6802 | 78.9728
HPS0070-ST-0730-001-B | High Pressure Sodium 100 | 730 | 1 | HIGH PRESSURE SODIUM 70W (100) | STEEL POLE | 2 | 1-Unmetered, CE Funded, CE Maintained | 9.9616 | 96.7378 | 120.9809 | 62.0971 | 183.0781 | 163.8167 | 171.9294 | 166.4409 | 171.5875 | 177.2118 | 169.4358 | 176.5613 | 182.9917 | 175.3757 | 181.4716 | 189.7423 | 182.1545 | 186.1617 | 195.352 | 185.6648 | 191.1282
HPS0070-ST-0730-002-B | High Pressure Sodium 100 | 730 | 2 | HIGH PRESSURE SODIUM 70W (100) | STEEL POLE | 2 | 2-Unmetered, Funded by Others, CE Maintained | 9.9616 | 0 | 0 | 62.0971 | 62.0971 | 64.6847 | 42.4657 | 42.4657 | 44.5439 | 44.5439 | 67.8502 | 46.3734 | 46.5428 | 70.895 | 48.0615 | 48.6678 | 74.1318 | 49.4498 | 50.2568 | 75.741 | 78.0056
HPS0080-ST-0050-002-B | High Pressure Sodium 120 | 50 | 2 | HIGH PRESSURE SODIUM 150W | SHARED OR NO POLE | 1 | 2-Unmetered, Funded by Others, CE Maintained | 0 | 0 | 0 | 56.8233 | 56.8233 | 59.191 | 37.4863 | 37.4863 | 39.3208 | 39.3208 | 62.0878 | 40.9358 | 41.0853 | 64.8739 | 42.426 | 42.9612 | 67.8358 | 43.6515 | 44.3639 | 69.3083 | 71.3806
HPS0080-ST-0220-002-B | High Pressure Sodium 120 | 220 | 2 | HIGH PRESSURE SODIUM 150W | WOOD POLE | 1 | 2-Unmetered, Funded by Others, CE Maintained | 10.7316 | 0 | 0 | 67.5549 | 67.5549 | 70.3698 | 47.8825 | 47.8825 | 50.2258 | 50.2258 | 73.8136 | 52.2887 | 52.4797 | 77.126 | 54.1921 | 54.8757 | 80.6473 | 55.7575 | 56.6675 | 82.3979 | 84.8615
HPS0080-ST-0310-002-B | High Pressure Sodium 120 | 310 | 2 | HIGH PRESSURE SODIUM 150W | STEEL POLE | 1 | 2-Unmetered, Funded by Others, CE Maintained | 9.9616 | 0 | 0 | 66.7849 | 66.7849 | 69.5677 | 47.0804 | 47.0804 | 49.3845 | 49.3845 | 72.9723 | 51.4128 | 51.6006 | 76.2469 | 53.2843 | 53.9565 | 79.7281 | 54.8235 | 55.7182 | 81.4587 | 83.8942
HPS0090-ST-0710-001-B | High Pressure Sodium 150 | 710 | 1 | HIGH PRESSURE SODIUM 150W | STEEL POLE | 3 | 1-Unmetered, CE Funded, CE Maintained | 9.9616 | 119.0818 | #N/A | 74.6567 | #N/A | 199.7966 | 203.982 | #N/A | #N/A | 210.1097 | 206.6227 | #N/A | 216.8642 | 213.8471 | #N/A | 224.7908 | 222.0986 | #N/A | 231.4095 | 226.3736 | 233.0338
HPS0090-ST-0980-001-B | High Pressure Sodium 150 | 980 | 1 | HIGH PRESSURE SODIUM 150W | WOOD POLE | 2 | 1-Unmetered, CE Funded, CE Maintained | 10.7316 | 79.6377 | #N/A | 75.4267 | #N/A | 160.1784 | 151.9963 | #N/A | #N/A | 156.8569 | 166.0433 | #N/A | 162.1074 | 172.1251 | #N/A | 168.188 | 178.9725 | #N/A | 173.1974 | 182.4922 | 187.8763
HPS0090-ST-1360-001-B | High Pressure Sodium 150 | 1360 | 1 | HIGH PRESSURE SODIUM 150W | R/BOUT COLUMN | 3 | 1-Unmetered, CE Funded, CE Maintained | 9.9616 | 179.939 | #N/A | 74.6567 | #N/A | 262.1601 | 285.4269 | #N/A | #N/A | 293.5705 | 270.5296 | #N/A | 302.7035 | 279.5755 | #N/A | 313.5401 | 290.0551 | #N/A | 322.6882 | 295.5261 | 304.1987
HPS0090-ST-1370-002-B | High Pressure Sodium 150 | 1370 | 2 | HIGH PRESSURE SODIUM 150W | R/BOUT COLUMN | 4 | 2-Unmetered, Funded by Others, CE Maintained | 9.9616 | 0 | 0 | 74.6567 | 74.6567 | 77.7675 | 44.6155 | 44.6155 | 46.7989 | 46.7989 | 81.5734 | 48.721 | 48.899 | 85.234 | 50.4946 | 51.1316 | 89.1255 | 51.9532 | 52.8011 | 91.0601 | 93.7827
HPS0090-TA-0220-002-B | High Pressure Sodium 150 | 220 | 2 | HIGH PRESSURE SODIUM 150W | WOOD POLE | 1 | 2-Unmetered, Funded by Others, CE Maintained | 10.7316 | 0 | 0 | 81.642 | 81.642 | 85.0439 | 48.4398 | 48.4398 | 50.8104 | 50.8104 | 89.2059 | 52.8973 | 53.0905 | 93.209 | 54.8229 | 55.5145 | 97.4646 | 56.4065 | 57.327 | 99.5802 | 102.5576
HPS0090-TA-0310-002-B | High Pressure Sodium 150 | 310 | 2 | HIGH PRESSURE SODIUM 150W | STEEL POLE | 1 | 2-Unmetered, Funded by Others, CE Maintained | 9.9616 | 0 | 0 | 80.872 | 80.872 | 84.2418 | 47.6377 | 47.6377 | 49.9691 | 49.9691 | 88.3646 | 52.0214 | 52.2114 | 92.3299 | 53.9151 | 54.5952 | 96.5453 | 55.4725 | 56.3778 | 98.641 | 101.5903
HPS0090-TA-0690-001-B | High Pressure Sodium 150 | 690 | 1 | HIGH PRESSURE SODIUM 150W | STEEL POLE | 2 | 1-Unmetered, CE Funded, CE Maintained | 9.9616 | 106.2964 | 132.935 | 80.872 | 213.8071 | 193.1691 | 189.8937 | 183.8629 | 189.5658 | 195.7459 | 199.9878 | 195.0731 | 202.1428 | 207.1344 | 200.5074 | 209.6093 | 215.2417 | 205.6929 | 215.8098 | 219.4264 | 225.8906
HPS0090-TA-1010-001-B | High Pressure Sodium 150 | 1010 | 1 | HIGH PRESSURE SODIUM 150W | SHARED OR NO POLE | 2 | 1-Unmetered, CE Funded, CE Maintained | 0 | 45.2524 | 56.5929 | 70.9104 | 127.5033 | 120.2375 | 98.6046 | 96.0372 | 99.3344 | 101.9653 | 125.0001 | 102.4442 | 105.5248 | 129.8313 | 105.4638 | 109.5923 | 135.1844 | 108.2521 | 112.8966 | 137.9113 | 141.9936
HPS0090-TA-1370-001-B | High Pressure Sodium 150 | 1370 | 1 | HIGH PRESSURE SODIUM 150W | R/BOUT COLUMN | 4 | 1-Unmetered, CE Funded, CE Maintained | 9.9616 | 192.7244 | #N/A | 80.872 | #N/A | 281.7361 | 305.5597 | #N/A | #N/A | 314.2746 | 290.7468 | #N/A | 324.0497 | 300.48 | #N/A | 335.6488 | 311.7518 | #N/A | 345.4414 | 317.6351 | 326.9571
HPS0100-ST-0230-001-B | High Pressure Sodium 220 | 230 | 1 | HIGH PRESSURE SODIUM 250W (210/220) | WOOD POLE | 1 | 1-Unmetered, CE Funded, CE Maintained | 10.7316 | 66.9826 | 83.7689 | 76.5573 | 160.3262 | 148.3878 | 143.4721 | 139.6718 | 144.4308 | 148.3251 | 153.9894 | 148.927 | 153.477 | 159.7478 | 153.2979 | 159.3735 | 166.1908 | 157.344 | 164.1717 | 169.4911 | 174.4979
HPS0100-ST-0610-001-B | High Pressure Sodium 220 | 610 | 1 | METAL HALIDE/HPS 250W FLOOD (210/220) | SHARED OR NO POLE | 1 | 1-Unmetered, CE Funded, CE Maintained | 0 | 37.7472 | 47.2069 | 65.8257 | 113.0326 | 107.25 | 93.9504 | 91.8088 | 95.1316 | 97.3262 | 111.563 | 98.2297 | 100.846 | 115.9203 | 101.2136 | 104.8244 | 120.7335 | 103.9219 | 108.0185 | 123.1812 | 126.8299
HPS0100-ST-0610-002-B | High Pressure Sodium 220 | 610 | 2 | METAL HALIDE/HPS 250W FLOOD (210/220) | SHARED OR NO POLE | 1 | 2-Unmetered, Funded by Others, CE Maintained | 0 | 0 | 0 | 65.8257 | 65.8257 | 68.5686 | 43.4335 | 43.4335 | 45.5591 | 45.5591 | 71.9242 | 47.4302 | 47.6035 | 75.1518 | 49.1568 | 49.7769 | 78.583 | 50.5768 | 51.4022 | 80.2888 | 82.6893
HPS0100-ST-0760-001-B | High Pressure Sodium 220 | 760 | 1 | HIGH PRESSURE SODIUM 250W (210/220) | WOOD POLE | 2 | 1-Unmetered, CE Funded, CE Maintained | 10.7316 | 79.8981 | 99.9211 | 76.5573 | 176.4784 | 161.6229 | 160.7569 | 156.2238 | 161.3924 | 166.0377 | 167.5521 | 166.3084 | 171.6943 | 173.697 | 171.1096 | 178.2084 | 180.613 | 175.5965 | 183.5434 | 184.1671 | 189.601
HPS0100-ST-0930-002-B | High Pressure Sodium 220 | 930 | 2 | HIGH PRESSURE SODIUM 250W (210/220) | WOOD POLE | 3 | 2-Unmetered, Funded by Others, CE Maintained | 10.7316 | 0 | 0 | 76.5573 | 76.5573 | 79.7474 | 53.8297 | 53.8297 | 56.4641 | 56.4641 | 83.6501 | 58.7831 | 58.9979 | 87.4039 | 60.923 | 61.6915 | 91.3944 | 62.6828 | 63.7058 | 93.3783 | 96.1702
HPS0100-ST-1020-002-B | High Pressure Sodium 220 | 1020 | 2 | HIGH PRESSURE SODIUM 250W (210/220) | SHARED OR NO POLE | 3 | 2-Unmetered, Funded by Others, CE Maintained | 0 | 0 | 0 | 65.8257 | 65.8257 | 68.5686 | 43.4335 | 43.4335 | 45.5591 | 45.5591 | 71.9242 | 47.4302 | 47.6035 | 75.1518 | 49.1568 | 49.7769 | 78.583 | 50.5768 | 51.4022 | 80.2888 | 82.6893
HPS0100-ST-1070-001-B | High Pressure Sodium 220 | 1070 | 1 | METAL HALIDE/HPS 250W FLOOD (210/220) | WOOD POLE | 1 | 1-Unmetered, CE Funded, CE Maintained | 10.7316 | 72.1326 | 90.2095 | 76.5573 | 166.7668 | 153.6652 | 150.3643 | 146.2718 | 151.1941 | 155.3879 | 159.3974 | 155.8578 | 160.741 | 165.31 | 160.4002 | 166.8838 | 171.9416 | 164.6221 | 171.896 | 175.3431 | 180.5202
HPS0100-ST-1070-002-B | High Pressure Sodium 220 | 1070 | 2 | METAL HALIDE/HPS 250W FLOOD (210/220) | WOOD POLE | 1 | 2-Unmetered, Funded by Others, CE Maintained | 10.7316 | 0 | 0 | 76.5573 | 76.5573 | 79.7474 | 53.8297 | 53.8297 | 56.4641 | 56.4641 | 83.6501 | 58.7831 | 58.9979 | 87.4039 | 60.923 | 61.6915 | 91.3944 | 62.6828 | 63.7058 | 93.3783 | 96.1702
HPS0100-ST-1120-002-B | High Pressure Sodium 220 | 1120 | 2 | METAL HALIDE/HPS 250W FLOOD (210/220) | STEEL POLE | 1 | 2-Unmetered, Funded by Others, CE Maintained | 9.9616 | 0 | 0 | 75.7873 | 75.7873 | 78.9453 | 53.0276 | 53.0276 | 55.6227 | 55.6227 | 82.8088 | 57.9072 | 58.1188 | 86.5248 | 60.0152 | 60.7723 | 90.4752 | 61.7488 | 62.7565 | 92.4391 | 95.203
HPS0100-ST-1160-002-B | High Pressure Sodium 220 | 1160 | 2 | METAL HALIDE/HPS 250W FLOOD (210/220) | WOOD POLE | 2 | 2-Unmetered, Funded by Others, CE Maintained | 10.7316 | 0 | 0 | 76.5573 | 76.5573 | 79.7474 | 53.8297 | 53.8297 | 56.4641 | 56.4641 | 83.6501 | 58.7831 | 58.9979 | 87.4039 | 60.923 | 61.6915 | 91.3944 | 62.6828 | 63.7058 | 93.3783 | 96.1702
HPS0110-ST-0510-002-B | High Pressure Sodium 250 | 510 | 2 | HIGH PRESSURE SODIUM 250W (210/220) | R/BOUT COLUMN | 2 | 2-Unmetered, Funded by Others, CE Maintained | 9.9616 | 0 | 0 | 75.7873 | 75.7873 | 78.9453 | 45.7226 | 45.7226 | 47.9602 | 47.9602 | 82.8088 | 49.93 | 50.1124 | 86.5248 | 51.7475 | 52.4003 | 90.4752 | 53.2423 | 54.1112 | 92.4391 | 95.203
HPS0110-ST-0930-001-B | High Pressure Sodium 250 | 930 | 1 | HIGH PRESSURE SODIUM 250W (210/220) | WOOD POLE | 3 | 1-Unmetered, CE Funded, CE Maintained | 10.7316 | 92.8136 | #N/A | 76.5573 | #N/A | 174.8581 | 170.7366 | #N/A | #N/A | 176.0877 | 181.1148 | #N/A | 181.9053 | 187.6463 | #N/A | 188.6714 | 195.0351 | #N/A | 194.2698 | 198.8431 | 204.704
HPS0110-ST-1020-002-B | High Pressure Sodium 250 | 1020 | 2 | HIGH PRESSURE SODIUM 250W (210/220) | SHARED OR NO POLE | 3 | 2-Unmetered, Funded by Others, CE Maintained | 0 | 0 | 0 | 65.8257 | 65.8257 | 68.5686 | 36.1285 | 36.1285 | 37.8965 | 37.8965 | 71.9242 | 39.453 | 39.5971 | 75.1518 | 40.8892 | 41.405 | 78.583 | 42.0703 | 42.7569 | 80.2888 | 82.6893
HPS0110-ST-1140-002-B | High Pressure Sodium 250 | 1140 | 2 | METAL HALIDE/HPS 250W FLOOD (210/220) | STEEL POLE | 2 | 2-Unmetered, Funded by Others, CE Maintained | 9.9616 | 0 | 0 | 75.7873 | 75.7873 | 78.9453 | 45.7226 | 45.7226 | 47.9602 | 47.9602 | 82.8088 | 49.93 | 50.1124 | 86.5248 | 51.7475 | 52.4003 | 90.4752 | 53.2423 | 54.1112 | 92.4391 | 95.203
HPS0110-ST-1160-002-B | High Pressure Sodium 250 | 1160 | 2 | METAL HALIDE/HPS 250W FLOOD (210/220) | WOOD POLE | 2 | 2-Unmetered, Funded by Others, CE Maintained | 10.7316 | 0 | 0 | 76.5573 | 76.5573 | 79.7474 | 46.5247 | 46.5247 | 48.8015 | 48.8015 | 83.6501 | 50.8059 | 50.9915 | 87.4039 | 52.6553 | 53.3196 | 91.3944 | 54.1763 | 55.0605 | 93.3783 | 96.1702
HPS0110-ST-1450-001-B | High Pressure Sodium 250 | 1450 | 1 | METAL HALIDE/HPS 250W FLOOD (210/220) | R/BOUT COLUMN | 4 | 1-Unmetered, CE Funded, CE Maintained | 9.9616 | 213.845 | #N/A | 75.7873 | #N/A | 298.0829 | 331.9102 | #N/A | #N/A | 341.2309 | 307.3701 | #N/A | 351.7413 | 317.4861 | #N/A | 364.2545 | 329.2661 | #N/A | 374.8533 | 335.4327 | 345.2677
HPS0110-TA-0230-002-B | High Pressure Sodium 250 | 230 | 2 | HIGH PRESSURE SODIUM 250W (210/220) | WOOD POLE | 1 | 2-Unmetered, Funded by Others, CE Maintained | 10.7316 | 0 | 0 | 79.5966 | 79.5966 | 82.9133 | 44.6513 | 44.6513 | 46.8365 | 46.8365 | 86.971 | 48.7601 | 48.9382 | 90.8737 | 50.5351 | 51.1726 | 95.0227 | 51.9948 | 52.8434 | 97.0854 | 99.9881
HPS0110-TA-1070-002-B | High Pressure Sodium 250 | 1070 | 2 | METAL HALIDE/HPS 250W FLOOD (210/220) | WOOD POLE | 1 | 2-Unmetered, Funded by Others, CE Maintained | 10.7316 | 0 | 0 | 79.5966 | 79.5966 | 82.9133 | 44.6513 | 44.6513 | 46.8365 | 46.8365 | 86.971 | 48.7601 | 48.9382 | 90.8737 | 50.5351 | 51.1726 | 95.0227 | 51.9948 | 52.8434 | 97.0854 | 99.9881
HPS0110-TA-1120-001-B | High Pressure Sodium 250 | 1120 | 1 | METAL HALIDE/HPS 250W FLOOD (210/220) | STEEL POLE | 1 | 1-Unmetered, CE Funded, CE Maintained | 9.9616 | 98.7913 | 123.549 | 78.8266 | 202.3756 | 183.3475 | 176.061 | 170.456 | 175.7355 | 181.4792 | 189.8716 | 180.8356 | 187.4045 | 196.6932 | 185.8693 | 194.3225 | 204.4192 | 190.6748 | 200.0693 | 208.4034 | 214.5448
HPS0110-TA-1450-001-B | High Pressure Sodium 250 | 1450 | 1 | METAL HALIDE/HPS 250W FLOOD (210/220) | R/BOUT COLUMN | 4 | 1-Unmetered, CE Funded, CE Maintained | 9.9616 | 213.845 | #N/A | 78.8266 | #N/A | 301.2488 | 330.0368 | #N/A | #N/A | 339.2659 | 310.6909 | #N/A | 349.6881 | 320.956 | #N/A | 362.1075 | 332.8944 | #N/A | 372.6362 | 339.1398 | 349.0856
HPS0120-ST-1490-002-B | High Pressure Sodium 2x250 | 1490 | 2 | HIGH PRESSURE SODIUM 2X250 W OR 2X400 W FLOOD | R/BOUT COLUMN | 2 | 2-Unmetered, Funded by Others, CE Maintained | 9.9616 | 0 | 0 | 93.3378 | 93.3378 | 97.227 | 60.5401 | 60.5401 | 63.5029 | 63.5029 | 101.9852 | 66.111 | 66.3526 | 106.5617 | 68.5177 | 69.382 | 111.427 | 70.4968 | 71.6474 | 113.8457 | 117.2496
HPS0140-ST-0240-001-B | High Pressure Sodium 310 (Retrofit) | 240 | 1 | HIGH PRESSURE SODIUM 400W (310/360) | WOOD POLE | 1 | 1-Unmetered, CE Funded, CE Maintained | 10.7316 | 70.6806 | 88.3936 | 76.5573 | 164.9509 | 152.1773 | 147.4473 | 143.4372 | 148.2658 | 152.3751 | 157.8727 | 152.8402 | 157.6257 | 163.7418 | 157.2956 | 163.6502 | 170.3202 | 161.4361 | 168.5657 | 173.6932 | 178.8222
HPS0140-ST-0400-001-B | High Pressure Sodium 310 (Retrofit) | 400 | 1 | HIGH PRESSURE SODIUM 400W (310/360) | STEEL POLE | 2 | 1-Unmetered, CE Funded, CE Maintained | 9.9616 | 113.9528 | 142.5101 | 75.7873 | 218.2974 | 195.7184 | 204.5561 | 198.091 | 204.2529 | 210.878 | 202.472 | 210.1993 | 217.7821 | 209.5984 | 216.0641 | 225.8357 | 217.721 | 221.6553 | 232.5196 | 221.9245 | 228.4564
HPS0160-ST-0400-002-B | High Pressure Sodium 360 | 400 | 2 | HIGH PRESSURE SODIUM 400W (310/360) | STEEL POLE | 2 | 2-Unmetered, Funded by Others, CE Maintained | 9.9616 | 0 | 0 | 80.3788 | 80.3788 | 83.7281 | 56.393 | 56.393 | 59.1528 | 59.1528 | 87.8257 | 61.5822 | 61.8072 | 91.7668 | 63.824 | 64.6291 | 95.9566 | 65.6676 | 66.7393 | 98.0395 | 100.9708
HPS0160-ST-0620-001-B | High Pressure Sodium 360 | 620 | 1 | METAL HALIDE/HPS 400W FLOOD (310/360) | SHARED OR NO POLE | 1 | 1-Unmetered, CE Funded, CE Maintained | 0 | 34.9474 | 43.7054 | 70.4172 | 114.1226 | 109.1637 | 93.5687 | 91.586 | 94.9847 | 97.0166 | 113.6398 | 98.1368 | 100.5853 | 118.1384 | 101.1612 | 104.5982 | 123.0885 | 103.884 | 107.8019 | 125.6001 | 129.3237
HPS0160-ST-0620-002-B | High Pressure Sodium 360 | 620 | 2 | METAL HALIDE/HPS 400W FLOOD (310/360) | SHARED OR NO POLE | 1 | 2-Unmetered, Funded by Others, CE Maintained | 0 | 0 | 0 | 70.4172 | 70.4172 | 73.3514 | 46.7988 | 46.7988 | 49.0891 | 49.0891 | 76.9411 | 51.1053 | 51.292 | 80.3938 | 52.9656 | 53.6338 | 84.0644 | 54.4956 | 55.385 | 85.8891 | 88.4571
HPS0160-ST-0770-001-B | High Pressure Sodium 360 | 770 | 1 | HIGH PRESSURE SODIUM 400W (310/360) | WOOD POLE | 2 | 1-Unmetered, CE Funded, CE Maintained | 10.7316 | 87.2941 | #N/A | 81.1488 | #N/A | 173.9848 | 174.0202 | #N/A | #N/A | 179.7107 | 180.3356 | #N/A | 185.8148 | 186.9271 | #N/A | 192.8509 | 194.3531 | #N/A | 198.6193 | 198.1716 | 204.0174
HPS0160-ST-1130-002-B | High Pressure Sodium 360 | 1130 | 2 | METAL HALIDE/HPS 400W FLOOD (310/360) | STEEL POLE | 2 | 2-Unmetered, Funded by Others, CE Maintained | 9.9616 | 0 | 0 | 80.3788 | 80.3788 | 83.7281 | 56.393 | 56.393 | 59.1528 | 59.1528 | 87.8257 | 61.5822 | 61.8072 | 91.7668 | 63.824 | 64.6291 | 95.9566 | 65.6676 | 66.7393 | 98.0395 | 100.9708
HPS0160-ST-1170-002-B | High Pressure Sodium 360 | 1170 | 2 | METAL HALIDE/HPS 400W FLOOD (310/360) | STEEL POLE | 1 | 2-Unmetered, Funded by Others, CE Maintained | 9.9616 | 0 | 0 | 80.3788 | 80.3788 | 83.7281 | 56.393 | 56.393 | 59.1528 | 59.1528 | 87.8257 | 61.5822 | 61.8072 | 91.7668 | 63.824 | 64.6291 | 95.9566 | 65.6676 | 66.7393 | 98.0395 | 100.9708
HPS0170-ST-0480-001-B | High Pressure Sodium 400 | 480 | 1 | HIGH PRESSURE SODIUM 400W (310/360) | STEEL POLE | 4 | 1-Unmetered, CE Funded, CE Maintained | 9.9616 | 147.1798 | #N/A | 80.3788 | #N/A | 234.5506 | 246.3616 | #N/A | #N/A | 253.6538 | 242.381 | #N/A | 261.7313 | 250.727 | #N/A | 271.2404 | 260.3055 | #N/A | 279.2057 | 265.2809 | 273.0789
HPS0170-ST-0560-001-B | High Pressure Sodium 400 | 560 | 1 | HIGH PRESSURE SODIUM 400W (310/360) | R/BOUT COLUMN | 3 | 1-Unmetered, CE Funded, CE Maintained | 9.9616 | 191.4235 | #N/A | 80.3788 | #N/A | 279.8894 | 305.5728 | #N/A | #N/A | 314.3305 | 288.8419 | #N/A | 324.1372 | 298.512 | #N/A | 335.7619 | 309.7105 | #N/A | 345.5661 | 315.5554 | 324.8164
HPS0170-ST-0600-001-B | High Pressure Sodium 400 | 600 | 1 | HIGH PRESSURE SODIUM 400W (310/360) | R/BOUT COLUMN | 4 | 1-Unmetered, CE Funded, CE Maintained | 9.9616 | 208.037 | #N/A | 80.3788 | #N/A | 296.9141 | 327.8066 | #N/A | #N/A | 337.1145 | 306.288 | #N/A | 347.5706 | 316.4553 | #N/A | 359.9897 | 328.262 | #N/A | 370.4844 | 334.4335 | 344.2438
HPS0170-ST-0770-001-B | High Pressure Sodium 400 | 770 | 1 | HIGH PRESSURE SODIUM 400W (310/360) | WOOD POLE | 2 | 1-Unmetered, CE Funded, CE Maintained | 10.7316 | 87.2941 | #N/A | 81.1488 | #N/A | 173.9848 | 167.019 | #N/A | #N/A | 172.3669 | 180.3356 | #N/A | 178.1414 | 186.9271 | #N/A | 184.8272 | 194.3531 | #N/A | 190.3335 | 198.1716 | 204.0174
HPS0170-ST-0900-001-B | High Pressure Sodium 400 | 900 | 1 | METAL HALIDE/HPS 400W FLOOD (310/360) | WOOD POLE | 2 | 1-Unmetered, CE Funded, CE Maintained | 10.7316 | 95.0886 | #N/A | 81.1488 | #N/A | 181.9722 | 177.4503 | #N/A | #N/A | 183.0564 | 188.5207 | #N/A | 189.1356 | 195.3454 | #N/A | 196.1941 | 203.0568 | #N/A | 202.0244 | 207.0285 | 213.1321
HPS0170-ST-1060-002-B | High Pressure Sodium 400 | 1060 | 2 | HIGH PRESSURE SODIUM 400W (310/360) | WOOD POLE | 4 | 2-Unmetered, Funded by Others, CE Maintained | 10.7316 | 0 | 0 | 81.1488 | 81.1488 | 84.5302 | 50.1938 | 50.1938 | 52.6502 | 52.6502 | 88.667 | 54.8127 | 55.0129 | 92.6459 | 56.808 | 57.5246 | 96.8758 | 58.4489 | 59.4028 | 98.9787 | 101.938
HPS0170-ST-1080-001-B | High Pressure Sodium 400 | 1080 | 1 | HIGH PRESSURE SODIUM 70W TWIN ARC | SHARED OR NO POLE | 2 | 1-Unmetered, CE Funded, CE Maintained | 0 | 74.5778 | #N/A | 70.4172 | #N/A | 149.775 | 139.6047 | #N/A | #N/A | 144.0226 | 155.2562 | #N/A | 148.8108 | 160.9409 | #N/A | 154.3683 | 167.342 | #N/A | 158.9571 | 170.6324 | 175.6665
HPS0170-ST-1080-002-B | High Pressure Sodium 400 | 1080 | 2 | HIGH PRESSURE SODIUM 70W TWIN ARC | SHARED OR NO POLE | 2 | 2-Unmetered, Funded by Others, CE Maintained | 0 | 0 | 0 | 70.4172 | 70.4172 | 73.3514 | 39.7976 | 39.7976 | 41.7453 | 41.7453 | 76.9411 | 43.4598 | 43.6186 | 80.3938 | 45.0418 | 45.61 | 84.0644 | 46.3429 | 47.0992 | 85.8891 | 88.4571
HPS0170-ST-1130-002-B | High Pressure Sodium 400 | 1130 | 2 | METAL HALIDE/HPS 400W FLOOD (310/360) | STEEL POLE | 2 | 2-Unmetered, Funded by Others, CE Maintained | 9.9616 | 0 | 0 | 80.3788 | 80.3788 | 83.7281 | 49.3917 | 49.3917 | 51.8089 | 51.8089 | 87.8257 | 53.9368 | 54.1338 | 91.7668 | 55.9002 | 56.6054 | 95.9566 | 57.5149 | 58.4536 | 98.0395 | 100.9708
HPS0170-TA-0240-001-B | High Pressure Sodium 400 | 240 | 1 | HIGH PRESSURE SODIUM 400W (310/360) | WOOD POLE | 1 | 1-Unmetered, CE Funded, CE Maintained | 10.7316 | 70.6806 | 88.3936 | 90.2152 | 178.6088 | 166.4042 | 146.5215 | 142.5114 | 147.2946 | 151.404 | 172.7959 | 151.8292 | 156.611 | 179.3346 | 156.2478 | 162.5892 | 186.625 | 160.358 | 167.47 | 190.3519 | 195.9791
HPS0170-TA-0330-001-B | High Pressure Sodium 400 | 330 | 1 | HIGH PRESSURE SODIUM 400W (310/360) | STEEL POLE | 1 | 1-Unmetered, CE Funded, CE Maintained | 9.9616 | 97.3393 | 121.7332 | 89.4452 | 211.1783 | 192.9207 | 181.3966 | 175.874 | 181.4636 | 187.1229 | 199.9492 | 186.8301 | 193.334 | 207.248 | 192.1048 | 200.5469 | 215.4743 | 197.0987 | 206.5057 | 219.7052 | 226.1858
HPS0170-TA-0400-001-B | High Pressure Sodium 400 | 400 | 1 | HIGH PRESSURE SODIUM 400W (310/360) | STEEL POLE | 2 | 1-Unmetered, CE Funded, CE Maintained | 9.9616 | 113.9528 | 142.5101 | 89.4452 | 231.9553 | 209.9453 | 203.6303 | 197.1652 | 203.2817 | 209.9069 | 217.3952 | 209.1883 | 216.7674 | 225.1913 | 215.0163 | 224.7746 | 234.0258 | 220.5772 | 231.4239 | 238.5832 | 245.6132
HPS0170-TA-0600-002-B | High Pressure Sodium 400 | 600 | 2 | HIGH PRESSURE SODIUM 400W (310/360) | R/BOUT COLUMN | 4 | 2-Unmetered, Funded by Others, CE Maintained | 9.9616 | 0 | 0 | 89.4452 | 89.4452 | 93.1722 | 51.1279 | 51.1279 | 53.6301 | 53.6301 | 97.732 | 55.8327 | 56.0367 | 102.1176 | 57.8652 | 58.5952 | 106.78 | 59.5367 | 60.5083 | 109.0979 | 112.3598
HPS0170-TA-1080-001-B | High Pressure Sodium 400 | 1080 | 1 | HIGH PRESSURE SODIUM 70W TWIN ARC | SHARED OR NO POLE | 2 | 1-Unmetered, CE Funded, CE Maintained | 0 | 74.5778 | #N/A | 79.4836 | #N/A | 159.2191 | 141.3409 | #N/A | #N/A | 145.8438 | 165.1626 | #N/A | 150.7137 | 171.2918 | #N/A | 156.3581 | 178.1654 | #N/A | 161.0119 | 181.6908 | 187.0555
HPS0180-ST-1490-001-B | High Pressure Sodium 2x400 | 1490 | 1 | HIGH PRESSURE SODIUM 2X250 W OR 2X400 W FLOOD | R/BOUT COLUMN | 2 | 1-Unmetered, CE Funded, CE Maintained | 9.9616 | 182.6045 | #N/A | 102.5208 | #N/A | 293.9167 | 312.2571 | #N/A | #N/A | 321.6274 | 303.7743 | #N/A | 331.9596 | 314.2662 | #N/A | 344.0877 | 326.2958 | #N/A | 354.2171 | 332.5413 | 342.3181
HPS0190-ST-1470-001-B | High Pressure Sodium 3x400 | 1470 | 1 | HIGH PRESSURE SODIUM 3X400 W POST TOP | R/BOUT COLUMN | 1 | 1-Unmetered, CE Funded, CE Maintained | 9.9616 | 216.8646 | #N/A | 124.6628 | #N/A | 352.0893 | 376.5939 | #N/A | #N/A | 388.0037 | 363.9446 | #N/A | 400.5452 | 376.5474 | #N/A | 415.2365 | 390.9856 | #N/A | 427.4816 | 398.4781 | 410.1954
HPS0190-ST-1470-002-B | High Pressure Sodium 3x400 | 1470 | 2 | HIGH PRESSURE SODIUM 3X400 W POST TOP | R/BOUT COLUMN | 1 | 2-Unmetered, Funded by Others, CE Maintained | 9.9616 | 0 | 0 | 124.6628 | 124.6628 | 129.8573 | 86.3652 | 86.3652 | 90.5918 | 90.5918 | 136.2124 | 94.3125 | 94.6571 | 142.3248 | 97.7458 | 98.9788 | 148.8229 | 100.5692 | 102.2105 | 152.0534 | 156.5996
HPS0210-ST-0190-001-B | High Pressure Sodium 600 (Internal Ignitor) | 190 | 1 | HIGH PRESSURE SODIUM 600W HIGH MAST | SHARED OR NO POLE | 1 | 1-Unmetered, CE Funded, CE Maintained | 0 | 139.9318 | 174.9997 | 113.6966 | 288.6962 | 261.8293 | 273.277 | 265.3379 | 273.9854 | 282.121 | 271.1743 | 282.239 | 291.6387 | 280.937 | 290.3188 | 302.6335 | 291.9869 | 297.9068 | 311.6677 | 297.6833 | 306.4566
INC0010-ST-0990-002-B | Incandescent 30 | 990 | 2 | MERCURY VAPOUR 80W | STEEL POLE | 1 | 2-Unmetered, Funded by Others, CE Maintained | 9.9616 | 0 | 0 | 28.1146 | 28.1146 | 29.2861 | 72.8826 | 72.8826 | 76.4494 | 76.4494 | 30.7194 | 79.5893 | 79.88 | 32.0979 | 82.4865 | 83.5271 | 33.5633 | 84.8692 | 86.2543 | 34.2919 | 35.3172
INC0030-ST-0810-002-B | Incandescent 60 | 810 | 2 | MERCURY VAPOUR 80W | WOOD POLE | 1 | 2-Unmetered, Funded by Others, CE Maintained | 10.7316 | 0 | 0 | 28.8846 | 28.8846 | 30.0882 | 73.6847 | 73.6847 | 77.2907 | 77.2907 | 31.5607 | 80.4652 | 80.7591 | 32.977 | 83.3943 | 84.4463 | 34.4826 | 85.8032 | 87.2036 | 35.2311 | 36.2845
INC0030-ST-0820-002-B | Incandescent 60 | 820 | 2 | MERCURY VAPOUR 80W | SHARED OR NO POLE | 3 | 2-Unmetered, Funded by Others, CE Maintained | 0 | 0 | 0 | 18.153 | 18.153 | 18.9094 | 63.2885 | 63.2885 | 66.3858 | 66.3858 | 19.8348 | 69.1123 | 69.3648 | 20.7249 | 71.6282 | 72.5318 | 21.6711 | 73.6972 | 74.9 | 22.1415 | 22.8036
INC0030-ST-0990-002-B | Incandescent 60 | 990 | 2 | MERCURY VAPOUR 80W | STEEL POLE | 1 | 2-Unmetered, Funded by Others, CE Maintained | 9.9616 | 0 | 0 | 28.1146 | 28.1146 | 29.2861 | 72.8826 | 72.8826 | 76.4494 | 76.4494 | 30.7194 | 79.5893 | 79.88 | 32.0979 | 82.4865 | 83.5271 | 33.5633 | 84.8692 | 86.2543 | 34.2919 | 35.3172
INC0050-ST-0810-002-B | Incandescent 100 | 810 | 2 | MERCURY VAPOUR 80W | WOOD POLE | 1 | 2-Unmetered, Funded by Others, CE Maintained | 10.7316 | 0 | 0 | 28.8846 | 28.8846 | 30.0882 | 73.6847 | 73.6847 | 77.2907 | 77.2907 | 31.5607 | 80.4652 | 80.7591 | 32.977 | 83.3943 | 84.4463 | 34.4826 | 85.8032 | 87.2036 | 35.2311 | 36.2845
INC0050-ST-0990-002-B | Incandescent 100 | 990 | 2 | MERCURY VAPOUR 80W | STEEL POLE | 1 | 2-Unmetered, Funded by Others, CE Maintained | 9.9616 | 0 | 0 | 28.1146 | 28.1146 | 29.2861 | 72.8826 | 72.8826 | 76.4494 | 76.4494 | 30.7194 | 79.5893 | 79.88 | 32.0979 | 82.4865 | 83.5271 | 33.5633 | 84.8692 | 86.2543 | 34.2919 | 35.3172
INC0080-ST-0820-002-B | Incandescent 150 | 820 | 2 | MERCURY VAPOUR 80W | SHARED OR NO POLE | 3 | 2-Unmetered, Funded by Others, CE Maintained | 0 | 0 | 0 | 20.9032 | 20.9032 | 21.7742 | 66.1533 | 66.1533 | 69.3908 | 69.3908 | 22.8398 | 72.2407 | 72.5047 | 23.8648 | 74.8705 | 75.815 | 24.9544 | 77.0332 | 78.2904 | 25.496 | 26.2583
INC0080-ST-1000-002-B | Incandescent 150 | 1000 | 2 | MERCURY VAPOUR 80W | STEEL POLE | 2 | 2-Unmetered, Funded by Others, CE Maintained | 9.9616 | 0 | 0 | 30.8648 | 30.8648 | 32.1509 | 75.7474 | 75.7474 | 79.4544 | 79.4544 | 33.7244 | 82.7177 | 83.0199 | 35.2377 | 85.7289 | 86.8103 | 36.8466 | 88.2052 | 89.6447 | 37.6464 | 38.772
INC0100-ST-0740-002-B | Incandescent 300 | 740 | 2 | MERCURY VAPOUR 80W | SHARED OR NO POLE | 2 | 2-Unmetered, Funded by Others, CE Maintained | 0 | 0 | 0 | 20.9032 | 20.9032 | 21.7742 | 66.1533 | 66.1533 | 69.3908 | 69.3908 | 22.8398 | 72.2407 | 72.5047 | 23.8648 | 74.8705 | 75.815 | 24.9544 | 77.0332 | 78.2904 | 25.496 | 26.2583
INC0160-ST-0620-001-B | Incandescent 1500 | 620 | 1 | METAL HALIDE/HPS 400W FLOOD (310/360) | SHARED OR NO POLE | 1 | 1-Unmetered, CE Funded, CE Maintained | 0 | 34.9474 | 43.7054 | 20.9032 | 64.6086 | 57.5866 | 112.9232 | 110.9404 | 115.2864 | 117.3182 | 59.5385 | 119.2723 | 121.798 | 61.6094 | 123.0661 | 126.7794 | 63.9785 | 126.4216 | 130.7073 | 65.207 | 67.1249
INC0160-ST-0620-002-B | Incandescent 1500 | 620 | 2 | METAL HALIDE/HPS 400W FLOOD (310/360) | SHARED OR NO POLE | 1 | 2-Unmetered, Funded by Others, CE Maintained | 0 | 0 | 0 | 20.9032 | 20.9032 | 21.7742 | 66.1533 | 66.1533 | 69.3908 | 69.3908 | 22.8398 | 72.2407 | 72.5047 | 23.8648 | 74.8705 | 75.815 | 24.9544 | 77.0332 | 78.2904 | 25.496 | 26.2583
LPS0030-ST-0350-001-B | Low Pressure Sodium 55 | 350 | 1 | HIGH PRESSURE SODIUM 70W (100) | WOOD POLE | 1 | 1-Unmetered, CE Funded, CE Maintained | 10.7316 | 53.1329 | 66.4484 | 63.0553 | 129.5037 | 120.1307 | 128.3078 | 125.2932 | 129.7778 | 132.867 | 124.6928 | 133.9691 | 137.6361 | 129.3747 | 138.0127 | 143.0391 | 134.6068 | 141.6963 | 147.3878 | 137.285 | 141.3415
LPS0030-ST-0350-002-B | Low Pressure Sodium 55 | 350 | 2 | HIGH PRESSURE SODIUM 70W (100) | WOOD POLE | 1 | 2-Unmetered, Funded by Others, CE Maintained | 10.7316 | 0 | 0 | 63.0553 | 63.0553 | 65.6828 | 57.2002 | 57.2002 | 59.9996 | 59.9996 | 68.8972 | 62.4638 | 62.692 | 71.9889 | 64.7377 | 65.5543 | 75.2757 | 66.6077 | 67.6947 | 76.9097 | 79.2092
LPS0030-ST-0360-002-B | Low Pressure Sodium 55 | 360 | 2 | HIGH PRESSURE SODIUM 70W (100) | STEEL POLE | 1 | 2-Unmetered, Funded by Others, CE Maintained | 9.9616 | 0 | 0 | 62.2853 | 62.2853 | 64.8807 | 56.3982 | 56.3982 | 59.1582 | 59.1582 | 68.0559 | 61.5879 | 61.8129 | 71.1099 | 63.8299 | 64.6351 | 74.3565 | 65.6737 | 66.7455 | 75.9705 | 78.242
LPS0030-ST-0890-001-B | Low Pressure Sodium 55 | 890 | 1 | HIGH PRESSURE SODIUM 70W (100) | SHARED OR NO POLE | 2 | 1-Unmetered, CE Funded, CE Maintained | 0 | 26.7535 | 33.4582 | 52.3237 | 85.7819 | 81.9197 | 82.6082 | 81.0903 | 84.2294 | 85.7849 | 85.2656 | 87.1154 | 89.0336 | 88.6318 | 89.8671 | 92.655 | 92.3387 | 92.3103 | 95.5183 | 94.2204 | 97.0132
LPS0030-ST-0890-002-B | Low Pressure Sodium 55 | 890 | 2 | HIGH PRESSURE SODIUM 70W (100) | SHARED OR NO POLE | 2 | 2-Unmetered, Funded by Others, CE Maintained | 0 | 0 | 0 | 52.3237 | 52.3237 | 54.504 | 46.804 | 46.804 | 49.0946 | 49.0946 | 57.1713 | 51.111 | 51.2977 | 59.7369 | 52.9715 | 53.6398 | 62.4643 | 54.5016 | 55.3911 | 63.8202 | 65.7283
LPS0040-ST-0220-002-B | Low Pressure Sodium 90/100 | 220 | 2 | HIGH PRESSURE SODIUM 150W | WOOD POLE | 1 | 2-Unmetered, Funded by Others, CE Maintained | 10.7316 | 0 | 0 | 65.2195 | 65.2195 | 67.9371 | 59.4082 | 59.4082 | 62.3155 | 62.3155 | 71.2618 | 64.8749 | 65.1119 | 74.4597 | 67.2365 | 68.0847 | 77.8592 | 69.1787 | 70.3077 | 79.5493 | 81.9278
LPS0040-ST-0310-002-B | Low Pressure Sodium 90/100 | 310 | 2 | HIGH PRESSURE SODIUM 150W | STEEL POLE | 1 | 2-Unmetered, Funded by Others, CE Maintained | 9.9616 | 0 | 0 | 64.4495 | 64.4495 | 67.135 | 58.6061 | 58.6061 | 61.4742 | 61.4742 | 70.4205 | 63.999 | 64.2328 | 73.5806 | 66.3288 | 67.1655 | 76.94 | 68.2447 | 69.3585 | 78.6101 | 80.9605
LPS0050-ST-0320-002-B | Low Pressure Sodium 135 | 320 | 2 | HIGH PRESSURE SODIUM 250W (210/220) | STEEL POLE | 1 | 2-Unmetered, Funded by Others, CE Maintained | 9.9616 | 0 | 0 | 67.0759 | 67.0759 | 69.8709 | 61.2982 | 61.2982 | 64.2981 | 64.2981 | 73.2903 | 66.9389 | 67.1834 | 76.5792 | 69.3757 | 70.2508 | 80.0755 | 71.3796 | 72.5446 | 81.8137 | 84.2598
LPS0060-ST-0060-001-B | Low Pressure Sodium 150 | 60 | 1 | HIGH PRESSURE SODIUM 250W (210/220) | SHARED OR NO POLE | 1 | 1-Unmetered, CE Funded, CE Maintained | 0 | 32.5972 | 40.7663 | 62.2618 | 103.028 | 98.2601 | 99.0861 | 97.2367 | 100.9848 | 102.88 | 102.2608 | 104.4337 | 106.7647 | 106.2892 | 107.7242 | 111.0987 | 110.7281 | 110.65 | 114.5288 | 112.9822 | 116.3307
LPS0060-ST-0230-001-B | Low Pressure Sodium 150 | 230 | 1 | HIGH PRESSURE SODIUM 250W (210/220) | WOOD POLE | 1 | 1-Unmetered, CE Funded, CE Maintained | 10.7316 | 66.9826 | 83.7689 | 72.9934 | 156.7622 | 144.6753 | 155.5001 | 151.6998 | 157.0474 | 160.9417 | 150.0952 | 162.0618 | 166.6597 | 155.6789 | 166.9108 | 173.1581 | 161.9362 | 171.3501 | 178.4064 | 165.1441 | 170.0209
LPS0060-ST-0320-001-B | Low Pressure Sodium 150 | 320 | 1 | HIGH PRESSURE SODIUM 250W (210/220) | STEEL POLE | 1 | 1-Unmetered, CE Funded, CE Maintained | 9.9616 | 93.6413 | 117.1084 | 72.2234 | 189.3318 | 171.1917 | 190.3752 | 185.0624 | 191.2163 | 196.6606 | 177.2485 | 197.0627 | 203.3828 | 183.5923 | 202.7678 | 211.1158 | 190.7855 | 208.0908 | 217.442 | 194.4974 | 200.2277
LPS0060-ST-0390-002-B | Low Pressure Sodium 150 | 390 | 2 | HIGH PRESSURE SODIUM 250W (210/220) | STEEL POLE | 2 | 2-Unmetered, Funded by Others, CE Maintained | 9.9616 | 0 | 0 | 72.2234 | 72.2234 | 75.2328 | 65.0556 | 65.0556 | 68.2393 | 68.2393 | 78.9146 | 71.042 | 71.3015 | 82.4559 | 73.6281 | 74.5569 | 86.2206 | 75.7549 | 76.9912 | 88.0921 | 90.726
LPS0060-ST-0470-002-B | Low Pressure Sodium 150 | 470 | 2 | HIGH PRESSURE SODIUM 250W (210/220) | STEEL POLE | 4 | 2-Unmetered, Funded by Others, CE Maintained | 9.9616 | 0 | 0 | 72.2234 | 72.2234 | 75.2328 | 65.0556 | 65.0556 | 68.2393 | 68.2393 | 78.9146 | 71.042 | 71.3015 | 82.4559 | 73.6281 | 74.5569 | 86.2206 | 75.7549 | 76.9912 | 88.0921 | 90.726
LPS0060-ST-0590-002-B | Low Pressure Sodium 150 | 590 | 2 | HIGH PRESSURE SODIUM 250W (210/220) | R/BOUT COLUMN | 4 | 2-Unmetered, Funded by Others, CE Maintained | 9.9616 | 0 | 0 | 72.2234 | 72.2234 | 75.2328 | 65.0556 | 65.0556 | 68.2393 | 68.2393 | 78.9146 | 71.042 | 71.3015 | 82.4559 | 73.6281 | 74.5569 | 86.2206 | 75.7549 | 76.9912 | 88.0921 | 90.726
LPS0060-ST-0960-002-B | Low Pressure Sodium 150 | 960 | 2 | HIGH PRESSURE SODIUM 250W (210/220) | SHARED OR NO POLE | 2 | 2-Unmetered, Funded by Others, CE Maintained | 0 | 0 | 0 | 62.2618 | 62.2618 | 64.8561 | 55.4614 | 55.4614 | 58.1757 | 58.1757 | 68.0301 | 60.565 | 60.7863 | 71.0829 | 62.7697 | 63.5616 | 74.3283 | 64.5829 | 65.6369 | 75.9418 | 78.2123
LPS0080-ST-0060-001-B | Low Pressure Sodium 180 | 60 | 1 | HIGH PRESSURE SODIUM 250W (210/220) | SHARED OR NO POLE | 1 | 1-Unmetered, CE Funded, CE Maintained | 0 | 32.5972 | 40.7663 | 62.2618 | 103.028 | 98.2601 | 99.0861 | 97.2367 | 100.9848 | 102.88 | 102.2608 | 104.4337 | 106.7647 | 106.2892 | 107.7242 | 111.0987 | 110.7281 | 110.65 | 114.5288 | 112.9822 | 116.3307
LPS0080-ST-0060-002-B | Low Pressure Sodium 180 | 60 | 2 | HIGH PRESSURE SODIUM 250W (210/220) | SHARED OR NO POLE | 1 | 2-Unmetered, Funded by Others, CE Maintained | 0 | 0 | 0 | 62.2618 | 62.2618 | 64.8561 | 55.4614 | 55.4614 | 58.1757 | 58.1757 | 68.0301 | 60.565 | 60.7863 | 71.0829 | 62.7697 | 63.5616 | 74.3283 | 64.5829 | 65.6369 | 75.9418 | 78.2123
MHR0010-ST-0730-002-B | Metal Hallide (Reactor Control Gear) 70 | 730 | 2 | HIGH PRESSURE SODIUM 70W (100) | STEEL POLE | 2 | 2-Unmetered, Funded by Others, CE Maintained | 9.9616 | 0 | 0 | 75.1734 | 75.1734 | 78.3058 | 65.5623 | 65.5623 | 68.7708 | 68.7708 | 82.138 | 71.5953 | 71.8569 | 85.8239 | 74.2016 | 75.1376 | 89.7423 | 76.345 | 77.5909 | 91.6903 | 94.4318
MHR0020-ST-0730-001-B | Metal Hallide (Reactor Control Gear) 100 | 730 | 1 | HIGH PRESSURE SODIUM 70W (100) | STEEL POLE | 2 | 1-Unmetered, CE Funded, CE Maintained | 9.9616 | 96.7378 | 120.9809 | 75.1734 | 196.1543 | 177.4378 | 195.026 | 189.5375 | 195.8144 | 201.4387 | 183.7235 | 201.7832 | 208.3058 | 190.3046 | 207.6117 | 216.2122 | 197.7649 | 213.0569 | 222.6861 | 201.6142 | 207.5544
MHR0030-ST-0220-002-B | Metal Hallide (Reactor Control Gear) 150 | 220 | 2 | HIGH PRESSURE SODIUM 150W | WOOD POLE | 1 | 2-Unmetered, Funded by Others, CE Maintained | 10.7316 | 0 | 0 | 81.7237 | 81.7237 | 85.129 | 70.1217 | 70.1217 | 73.5534 | 73.5534 | 89.2951 | 76.5743 | 76.854 | 93.3022 | 79.3618 | 80.363 | 97.562 | 81.6542 | 82.9869 | 99.6798 | 102.6601
MHR0030-ST-0690-002-B | Metal Hallide (Reactor Control Gear) 150 | 690 | 2 | HIGH PRESSURE SODIUM 150W | STEEL POLE | 2 | 2-Unmetered, Funded by Others, CE Maintained | 9.9616 | 0 | 0 | 80.9537 | 80.9537 | 84.3269 | 69.3196 | 69.3196 | 72.712 | 72.712 | 88.4538 | 75.6984 | 75.975 | 92.4231 | 78.454 | 79.4437 | 96.6428 | 80.7202 | 82.0376 | 98.7406 | 101.6929
MHR0030-ST-0710-002-B | Metal Hallide (Reactor Control Gear) 150 | 710 | 2 | HIGH PRESSURE SODIUM 150W | STEEL POLE | 3 | 2-Unmetered, Funded by Others, CE Maintained | 9.9616 | 0 | 0 | 80.9537 | 80.9537 | 84.3269 | 69.3196 | 69.3196 | 72.712 | 72.712 | 88.4538 | 75.6984 | 75.975 | 92.4231 | 78.454 | 79.4437 | 96.6428 | 80.7202 | 82.0376 | 98.7406 | 101.6929
MHR0060-ST-0060-001-B | Metal Hallide (Reactor Control Gear) 250 | 60 | 1 | HIGH PRESSURE SODIUM 250W (210/220) | SHARED OR NO POLE | 1 | 1-Unmetered, CE Funded, CE Maintained | 0 | 32.5972 | 40.7663 | 70.9921 | 111.7583 | 107.3542 | 103.3502 | 101.5007 | 105.4576 | 107.3528 | 111.8 | 109.0902 | 111.4382 | 116.2564 | 112.5501 | 115.9855 | 121.1504 | 115.6153 | 119.5752 | 123.6307 | 127.2975
MHR0060-ST-0590-002-B | Metal Hallide (Reactor Control Gear) 250 | 590 | 2 | HIGH PRESSURE SODIUM 250W (210/220) | R/BOUT COLUMN | 4 | 2-Unmetered, Funded by Others, CE Maintained | 9.9616 | 0 | 0 | 80.9537 | 80.9537 | 84.3269 | 69.3196 | 69.3196 | 72.712 | 72.712 | 88.4538 | 75.6984 | 75.975 | 92.4231 | 78.454 | 79.4437 | 96.6428 | 80.7202 | 82.0376 | 98.7406 | 101.6929
MHR0060-ST-0650-002-B | Metal Hallide (Reactor Control Gear) 250 | 650 | 2 | METAL HALIDE/HPS 250W FLOOD (210/220) | SHARED OR NO POLE | 2 | 2-Unmetered, Funded by Others, CE Maintained | 0 | 0 | 0 | 70.9921 | 70.9921 | 73.9502 | 59.7255 | 59.7255 | 62.6484 | 62.6484 | 77.5692 | 65.2214 | 65.4597 | 81.0501 | 67.5957 | 68.4484 | 84.7506 | 69.5482 | 70.6833 | 86.5903 | 89.1792
MHR0060-ST-1070-001-B | Metal Hallide (Reactor Control Gear) 250 | 1070 | 1 | METAL HALIDE/HPS 250W FLOOD (210/220) | WOOD POLE | 1 | 1-Unmetered, CE Funded, CE Maintained | 10.7316 | 72.1326 | 90.2095 | 81.7237 | 171.9331 | 159.0468 | 166.6563 | 162.5638 | 168.2835 | 172.4772 | 165.0424 | 173.649 | 178.5972 | 171.2083 | 178.8391 | 185.5552 | 178.1092 | 183.5935 | 191.1771 | 181.6446 | 187.0101
MHR0060-ST-1070-002-B | Metal Hallide (Reactor Control Gear) 250 | 1070 | 2 | METAL HALIDE/HPS 250W FLOOD (210/220) | WOOD POLE | 1 | 2-Unmetered, Funded by Others, CE Maintained | 10.7316 | 0 | 0 | 81.7237 | 81.7237 | 85.129 | 70.1217 | 70.1217 | 73.5534 | 73.5534 | 89.2951 | 76.5743 | 76.854 | 93.3022 | 79.3618 | 80.363 | 97.562 | 81.6542 | 82.9869 | 99.6798 | 102.6601
MHR0060-ST-1120-001-B | Metal Hallide (Reactor Control Gear) 250 | 1120 | 1 | METAL HALIDE/HPS 250W FLOOD (210/220) | STEEL POLE | 1 | 1-Unmetered, CE Funded, CE Maintained | 9.9616 | 98.7913 | 123.549 | 80.9537 | 204.5027 | 185.5633 | 201.5314 | 195.9265 | 202.4524 | 208.1961 | 192.1957 | 208.6499 | 215.3203 | 199.1217 | 214.696 | 223.5129 | 206.9585 | 220.3342 | 230.2128 | 210.9979 | 217.2168
MHR0060-ST-1160-002-B | Metal Hallide (Reactor Control Gear) 250 | 1160 | 2 | METAL HALIDE/HPS 250W FLOOD (210/220) | WOOD POLE | 2 | 2-Unmetered, Funded by Others, CE Maintained | 10.7316 | 0 | 0 | 81.7237 | 81.7237 | 85.129 | 70.1217 | 70.1217 | 73.5534 | 73.5534 | 89.2951 | 76.5743 | 76.854 | 93.3022 | 79.3618 | 80.363 | 97.562 | 81.6542 | 82.9869 | 99.6798 | 102.6601
MHR0070-ST-0060-001-B | Metal Hallide (Reactor Control Gear) 400 | 60 | 1 | HIGH PRESSURE SODIUM 250W (210/220) | SHARED OR NO POLE | 1 | 1-Unmetered, CE Funded, CE Maintained | 0 | 32.5972 | 40.7663 | 74.6139 | 115.3802 | 111.127 | 107.011 | 105.1616 | 109.2975 | 111.1927 | 115.7574 | 113.0878 | 115.4504 | 120.3914 | 116.6933 | 120.181 | 125.4742 | 119.8782 | 123.9077 | 128.0483 | 131.8473
MHR0070-ST-0060-002-B | Metal Hallide (Reactor Control Gear) 400 | 60 | 2 | HIGH PRESSURE SODIUM 250W (210/220) | SHARED OR NO POLE | 1 | 2-Unmetered, Funded by Others, CE Maintained | 0 | 0 | 0 | 74.6139 | 74.6139 | 77.723 | 63.3863 | 63.3863 | 66.4884 | 66.4884 | 81.5267 | 69.2191 | 69.472 | 85.1851 | 71.7389 | 72.6439 | 89.0744 | 73.8111 | 75.0157 | 91.0079 | 93.729
MHR0070-ST-0270-001-B | Metal Hallide (Reactor Control Gear) 400 | 270 | 1 | METAL HALIDE/HPS 400W FLOOD (310/360) | R/BOUT COLUMN | 3 | 1-Unmetered, CE Funded, CE Maintained | 9.9616 | 203.1153 | #N/A | 84.5755 | #N/A | 296.2421 | 344.8085 | #N/A | #N/A | 355.1078 | 305.7051 | #N/A | 366.4819 | 315.9309 | #N/A | 379.846 | 327.7761 | #N/A | 391.0188 | 333.9596 | 343.7603
MHR0070-ST-0320-001-B | Metal Hallide (Reactor Control Gear) 400 | 320 | 1 | HIGH PRESSURE SODIUM 250W (210/220) | STEEL POLE | 1 | 1-Unmetered, CE Funded, CE Maintained | 9.9616 | 93.6413 | 117.1084 | 84.5755 | 201.6839 | 184.0586 | 198.3001 | 192.9873 | 199.529 | 204.9733 | 190.7451 | 205.7168 | 212.0685 | 197.6945 | 211.7369 | 220.198 | 205.5315 | 217.319 | 226.8209 | 209.5635 | 215.7443
MHR0070-ST-0320-002-B | Metal Hallide (Reactor Control Gear) 400 | 320 | 2 | HIGH PRESSURE SODIUM 250W (210/220) | STEEL POLE | 1 | 2-Unmetered, Funded by Others, CE Maintained | 9.9616 | 0 | 0 | 84.5755 | 84.5755 | 88.0997 | 72.9804 | 72.9804 | 76.552 | 76.552 | 92.4112 | 79.6961 | 79.9872 | 96.5581 | 82.5972 | 83.6392 | 100.9666 | 84.9831 | 86.3701 | 103.1583 | 106.2426
MHR0070-ST-0390-002-B | Metal Hallide (Reactor Control Gear) 400 | 390 | 2 | HIGH PRESSURE SODIUM 250W (210/220) | STEEL POLE | 2 | 2-Unmetered, Funded by Others, CE Maintained | 9.9616 | 0 | 0 | 84.5755 | 84.5755 | 88.0997 | 72.9804 | 72.9804 | 76.552 | 76.552 | 92.4112 | 79.6961 | 79.9872 | 96.5581 | 82.5972 | 83.6392 | 100.9666 | 84.9831 | 86.3701 | 103.1583 | 106.2426
MHR0070-ST-0470-002-B | Metal Hallide (Reactor Control Gear) 400 | 470 | 2 | HIGH PRESSURE SODIUM 250W (210/220) | STEEL POLE | 4 | 2-Unmetered, Funded by Others, CE Maintained | 9.9616 | 0 | 0 | 84.5755 | 84.5755 | 88.0997 | 72.9804 | 72.9804 | 76.552 | 76.552 | 92.4112 | 79.6961 | 79.9872 | 96.5581 | 82.5972 | 83.6392 | 100.9666 | 84.9831 | 86.3701 | 103.1583 | 106.2426
MHR0070-ST-0620-002-B | Metal Hallide (Reactor Control Gear) 400 | 620 | 2 | METAL HALIDE/HPS 400W FLOOD (310/360) | SHARED OR NO POLE | 1 | 2-Unmetered, Funded by Others, CE Maintained | 0 | 0 | 0 | 74.6139 | 74.6139 | 77.723 | 63.3863 | 63.3863 | 66.4884 | 66.4884 | 81.5267 | 69.2191 | 69.472 | 85.1851 | 71.7389 | 72.6439 | 89.0744 | 73.8111 | 75.0157 | 91.0079 | 93.729
MHR0070-ST-0660-001-B | Metal Hallide (Reactor Control Gear) 400 | 660 | 1 | METAL HALIDE/HPS 400W FLOOD (310/360) | SHARED OR NO POLE | 2 | 1-Unmetered, CE Funded, CE Maintained | 0 | 50.2131 | 62.7968 | 74.6139 | 137.4107 | 129.1788 | 130.5862 | 127.7373 | 132.432 | 135.3514 | 134.256 | 136.7949 | 140.2976 | 139.4173 | 140.9872 | 145.8705 | 145.145 | 144.7733 | 150.3293 | 148.0654 | 152.4468
MHR0070-ST-0660-002-B | Metal Hallide (Reactor Control Gear) 400 | 660 | 2 | METAL HALIDE/HPS 400W FLOOD (310/360) | SHARED OR NO POLE | 2 | 2-Unmetered, Funded by Others, CE Maintained | 0 | 0 | 0 | 74.6139 | 74.6139 | 77.723 | 63.3863 | 63.3863 | 66.4884 | 66.4884 | 81.5267 | 69.2191 | 69.472 | 85.1851 | 71.7389 | 72.6439 | 89.0744 | 73.8111 | 75.0157 | 91.0079 | 93.729
MHR0070-ST-1080-001-B | Metal Hallide (Reactor Control Gear) 400 | 1080 | 1 | HIGH PRESSURE SODIUM 70W TWIN ARC | SHARED OR NO POLE | 2 | 1-Unmetered, CE Funded, CE Maintained | 0 | 74.5778 | #N/A | 74.6139 | #N/A | 154.1466 | 163.1934 | #N/A | #N/A | 168.7657 | 159.8418 | #N/A | 174.6642 | 165.7322 | #N/A | 181.4021 | 172.352 | #N/A | 186.8736 | 175.7512 | 180.9383
MHR0070-ST-1080-002-B | Metal Hallide (Reactor Control Gear) 400 | 1080 | 2 | HIGH PRESSURE SODIUM 70W TWIN ARC | SHARED OR NO POLE | 2 | 2-Unmetered, Funded by Others, CE Maintained | 0 | 0 | 0 | 74.6139 | 74.6139 | 77.723 | 63.3863 | 63.3863 | 66.4884 | 66.4884 | 81.5267 | 69.2191 | 69.472 | 85.1851 | 71.7389 | 72.6439 | 89.0744 | 73.8111 | 75.0157 | 91.0079 | 93.729
MHR0070-ST-1130-001-B | Metal Hallide (Reactor Control Gear) 400 | 1130 | 1 | METAL HALIDE/HPS 400W FLOOD (310/360) | STEEL POLE | 2 | 1-Unmetered, CE Funded, CE Maintained | 9.9616 | 121.7473 | 152.2579 | 84.5755 | 236.8335 | 212.8602 | 235.9141 | 229.0067 | 236.44 | 243.5183 | 220.2595 | 243.5413 | 251.7121 | 228.0501 | 250.4976 | 261.1855 | 236.9162 | 257.039 | 268.9765 | 241.5006 | 248.6107
MHR0070-ST-1170-001-B | Metal Hallide (Reactor Control Gear) 400 | 1170 | 1 | METAL HALIDE/HPS 400W FLOOD (310/360) | STEEL POLE | 1 | 1-Unmetered, CE Funded, CE Maintained | 9.9616 | 101.2365 | 126.6071 | 84.5755 | 211.1826 | 191.8418 | 208.4647 | 202.721 | 209.5037 | 215.3895 | 198.7209 | 215.9383 | 222.7816 | 205.8977 | 222.2115 | 231.2743 | 214.0128 | 228.0528 | 238.2128 | 218.1941 | 224.6259
MHR0070-ST-1170-002-B | Metal Hallide (Reactor Control Gear) 400 | 1170 | 2 | METAL HALIDE/HPS 400W FLOOD (310/360) | STEEL POLE | 1 | 2-Unmetered, Funded by Others, CE Maintained | 9.9616 | 0 | 0 | 84.5755 | 84.5755 | 88.0997 | 72.9804 | 72.9804 | 76.552 | 76.552 | 92.4112 | 79.6961 | 79.9872 | 96.5581 | 82.5972 | 83.6392 | 100.9666 | 84.9831 | 86.3701 | 103.1583 | 106.2426
MHR0110-ST-0120-002-B | Metal Hallide (Reactor Control Gear) 1500 | 120 | 2 | METAL HALIDE 1000W FLOODLIGHT | SHARED OR NO POLE | 1 | 2-Unmetered, Funded by Others, CE Maintained | 0 | 0 | 0 | 168.2056 | 168.2056 | 175.2145 | 156.1875 | 156.1875 | 163.8311 | 163.8311 | 183.7893 | 170.5599 | 171.183 | 192.0367 | 176.7687 | 178.9986 | 200.8045 | 181.8748 | 184.8431 | 205.1633 | 211.2975
MVA0010-ST-0740-001-B | Mercury Vapour 50 | 740 | 1 | MERCURY VAPOUR 80W | SHARED OR NO POLE | 2 | 1-Unmetered, CE Funded, CE Maintained | 0 | 24.2615 | 30.3415 | 34.1367 | 64.4783 | 60.4211 | 62.0365 | 60.66 | 62.8766 | 64.2871 | 62.7766 | 64.939 | 66.6272 | 65.1765 | 66.9224 | 69.2668 | 67.8442 | 68.7172 | 71.3816 | 69.2056 | 71.2528
MVA0010-ST-0740-002-B | Mercury Vapour 50 | 740 | 2 | MERCURY VAPOUR 80W | SHARED OR NO POLE | 2 | 2-Unmetered, Funded by Others, CE Maintained | 0 | 0 | 0 | 34.1367 | 34.1367 | 35.5592 | 29.5675 | 29.5675 | 31.0145 | 31.0145 | 37.2994 | 32.2883 | 32.4063 | 38.9732 | 33.4637 | 33.8859 | 40.7526 | 34.4303 | 34.9923 | 41.6372 | 42.8821
MVA0010-ST-0810-001-B | Mercury Vapour 50 | 810 | 1 | MERCURY VAPOUR 80W | WOOD POLE | 1 | 1-Unmetered, CE Funded, CE Maintained | 10.7316 | 51.8869 | 64.8901 | 44.8683 | 109.7584 | 99.909 | 109.4037 | 106.4598 | 110.0614 | 113.0781 | 103.5123 | 113.4696 | 116.9872 | 107.2652 | 116.7865 | 121.468 | 111.5037 | 119.864 | 125.12 | 113.6862 | 117.0381
MVA0010-ST-1000-002-B | Mercury Vapour 50 | 1000 | 2 | MERCURY VAPOUR 80W | STEEL POLE | 2 | 2-Unmetered, Funded by Others, CE Maintained | 9.9616 | 0 | 0 | 44.0983 | 44.0983 | 45.9359 | 39.1616 | 39.1616 | 41.0782 | 41.0782 | 48.1839 | 42.7653 | 42.9215 | 50.3461 | 44.3221 | 44.8812 | 52.6448 | 45.6023 | 46.3466 | 53.7875 | 55.3957
MVA0010-ST-1260-002-B | Mercury Vapour 50 | 1260 | 2 | MERCURY VAPOUR 80W | WOOD POLE | 2 | 2-Unmetered, Funded by Others, CE Maintained | 10.7316 | 0 | 0 | 44.8683 | 44.8683 | 46.7379 | 39.9637 | 39.9637 | 41.9195 | 41.9195 | 49.0253 | 43.6412 | 43.8006 | 51.2252 | 45.2299 | 45.8004 | 53.564 | 46.5363 | 47.2958 | 54.7267 | 56.363
MVA0020-ST-0820-002-B | Mercury Vapour 80 | 820 | 2 | MERCURY VAPOUR 80W | SHARED OR NO POLE | 3 | 2-Unmetered, Funded by Others, CE Maintained | 0 | 0 | 0 | 34.3961 | 34.3961 | 35.8294 | 29.8445 | 29.8445 | 31.3051 | 31.3051 | 37.5828 | 32.5908 | 32.7099 | 39.2693 | 33.7772 | 34.2033 | 41.0622 | 34.7529 | 35.32 | 41.9535 | 43.2079
MVA0020-ST-0830-002-B | Mercury Vapour 80 | 830 | 2 | MERCURY VAPOUR 80W | SHARED OR NO POLE | 4 | 2-Unmetered, Funded by Others, CE Maintained | 0 | 0 | 0 | 34.3961 | 34.3961 | 35.8294 | 29.8445 | 29.8445 | 31.3051 | 31.3051 | 37.5828 | 32.5908 | 32.7099 | 39.2693 | 33.7772 | 34.2033 | 41.0622 | 34.7529 | 35.32 | 41.9535 | 43.2079
MVA0020-ST-1000-001-B | Mercury Vapour 80 | 1000 | 1 | MERCURY VAPOUR 80W | STEEL POLE | 2 | 1-Unmetered, CE Funded, CE Maintained | 9.9616 | 94.2457 | #N/A | 44.3577 | #N/A | 142.7843 | 165.5671 | #N/A | #N/A | 170.6189 | 147.4359 | #N/A | 176.1589 | 152.4315 | #N/A | 182.6389 | 158.1943 | #N/A | 188.0317 | 161.196 | 165.93
MVA0020-ST-1260-001-B | Mercury Vapour 80 | 1260 | 1 | MERCURY VAPOUR 80W | WOOD POLE | 2 | 1-Unmetered, CE Funded, CE Maintained | 10.7316 | 58.6468 | #N/A | 45.1277 | #N/A | 107.1065 | 118.7274 | #N/A | #N/A | 122.6393 | 110.8944 | #N/A | 126.8257 | 114.8623 | #N/A | 131.6436 | 119.3619 | #N/A | 135.5869 | 121.6839 | 125.2689
MVA0020-ST-1460-002-B | Mercury Vapour 80 | 1460 | 2 | MERCURY VAPOUR 80W | STEEL POLE | 3 | 2-Unmetered, Funded by Others, CE Maintained | 9.9616 | 0 | 0 | 44.3577 | 44.3577 | 46.2061 | 39.4386 | 39.4386 | 41.3687 | 41.3687 | 48.4673 | 43.0678 | 43.2251 | 50.6423 | 44.6355 | 45.1986 | 52.9544 | 45.9249 | 46.6744 | 54.1039 | 55.7216
MVA0020-ST-1500-002-B | Mercury Vapour 80 | 1500 | 2 | MERCURY VAPOUR 80W | STEEL POLE | 4 | 2-Unmetered, Funded by Others, CE Maintained | 9.9616 | 0 | 0 | 44.3577 | 44.3577 | 46.2061 | 39.4386 | 39.4386 | 41.3687 | 41.3687 | 48.4673 | 43.0678 | 43.2251 | 50.6423 | 44.6355 | 45.1986 | 52.9544 | 45.9249 | 46.6744 | 54.1039 | 55.7216
MVA0080-ST-0740-002-B | Mercury Vapour 125 | 740 | 2 | MERCURY VAPOUR 80W | SHARED OR NO POLE | 2 | 2-Unmetered, Funded by Others, CE Maintained | 0 | 0 | 0 | 34.7641 | 34.7641 | 36.2126 | 30.2374 | 30.2374 | 31.7172 | 31.7172 | 37.9848 | 33.0199 | 33.1405 | 39.6894 | 34.2219 | 34.6536 | 41.5015 | 35.2104 | 35.7851 | 42.4023 | 43.6701
MVA0080-ST-0810-001-B | Mercury Vapour 125 | 810 | 1 | MERCURY VAPOUR 80W | WOOD POLE | 1 | 1-Unmetered, CE Funded, CE Maintained | 10.7316 | 51.8869 | 64.8901 | 45.4957 | 110.3858 | 100.5625 | 110.0736 | 107.1297 | 110.7641 | 113.7808 | 104.1978 | 114.2011 | 117.7215 | 107.9814 | 117.5447 | 122.2358 | 112.2526 | 120.6441 | 125.9128 | 114.4513 | 117.8262
MVA0080-ST-0820-001-B | Mercury Vapour 125 | 820 | 1 | MERCURY VAPOUR 80W | SHARED OR NO POLE | 3 | 1-Unmetered, CE Funded, CE Maintained | 0 | 31.0214 | 38.7956 | 34.7641 | 73.5597 | 68.0018 | 71.7532 | 69.9932 | 72.457 | 74.2605 | 70.5608 | 74.7679 | 76.8963 | 73.1938 | 77.0032 | 79.8927 | 76.1417 | 79.0506 | 82.3135 | 77.6522 | 79.9458
MVA0080-ST-1000-001-B | Mercury Vapour 125 | 1000 | 1 | MERCURY VAPOUR 80W | STEEL POLE | 2 | 1-Unmetered, CE Funded, CE Maintained | 9.9616 | 94.2457 | #N/A | 44.7257 | #N/A | 143.1676 | 165.9601 | #N/A | #N/A | 171.0311 | 147.838 | #N/A | 176.5896 | 152.8516 | #N/A | 183.0892 | 158.6335 | #N/A | 188.4967 | 161.6448 | 166.3922
MVA0080-ST-1000-002-B | Mercury Vapour 125 | 1000 | 2 | MERCURY VAPOUR 80W | STEEL POLE | 2 | 2-Unmetered, Funded by Others, CE Maintained | 9.9616 | 0 | 0 | 44.7257 | 44.7257 | 46.5893 | 39.8316 | 39.8316 | 41.7809 | 41.7809 | 48.8694 | 43.4969 | 43.6558 | 51.0624 | 45.0803 | 45.6489 | 53.3937 | 46.3824 | 47.1394 | 54.5527 | 56.1838
MVA0170-ST-0290-002-B | Mercury Vapour 175 | 290 | 2 | MERCURY VAPOUR 250W | STEEL POLE | 1 | 2-Unmetered, Funded by Others, CE Maintained | 9.9616 | 0 | 0 | 49.8731 | 49.8731 | 51.9513 | 43.8864 | 43.8864 | 46.0341 | 46.0341 | 54.4937 | 47.9248 | 48.0999 | 56.9391 | 49.6694 | 50.296 | 59.5387 | 51.1041 | 51.9382 | 60.8311 | 62.6499
MVA0190-ST-0450-002-B | Mercury Vapour 250 | 450 | 2 | MERCURY VAPOUR 250W | STEEL POLE | 4 | 2-Unmetered, Funded by Others, CE Maintained | 9.9616 | 0 | 0 | 54.6794 | 54.6794 | 56.9578 | 48.9217 | 48.9217 | 51.3159 | 51.3159 | 59.7453 | 53.4235 | 53.6187 | 62.4263 | 55.3683 | 56.0667 | 65.2765 | 56.9676 | 57.8974 | 66.6934 | 68.6875
MVA0190-ST-0570-002-B | Mercury Vapour 250 | 570 | 2 | MERCURY VAPOUR 250W | R/BOUT COLUMN | 4 | 2-Unmetered, Funded by Others, CE Maintained | 9.9616 | 0 | 0 | 54.6794 | 54.6794 | 56.9578 | 48.9217 | 48.9217 | 51.3159 | 51.3159 | 59.7453 | 53.4235 | 53.6187 | 62.4263 | 55.3683 | 56.0667 | 65.2765 | 56.9676 | 57.8974 | 66.6934 | 68.6875
MVA0190-ST-0780-001-B | Mercury Vapour 250 | 780 | 1 | MERCURY VAPOUR 250W | WOOD POLE | 2 | 1-Unmetered, CE Funded, CE Maintained | 10.7316 | 80.6335 | #N/A | 55.4494 | #N/A | 140.3891 | 157.6352 | #N/A | #N/A | 162.7394 | 145.2608 | #N/A | 168.2315 | 150.3929 | #N/A | 174.5753 | 156.2354 | #N/A | 179.7872 | 159.257 | 163.9455
MVA0190-ST-0780-002-B | Mercury Vapour 250 | 780 | 2 | MERCURY VAPOUR 250W | WOOD POLE | 2 | 2-Unmetered, Funded by Others, CE Maintained | 10.7316 | 0 | 0 | 55.4494 | 55.4494 | 57.7599 | 49.7238 | 49.7238 | 52.1572 | 52.1572 | 60.5866 | 54.2994 | 54.4978 | 63.3054 | 56.2761 | 56.986 | 66.1957 | 57.9016 | 58.8466 | 67.6326 | 69.6548
MVA0190-ST-0940-002-B | Mercury Vapour 250 | 940 | 2 | MERCURY VAPOUR 250W | SHARED OR NO POLE | 2 | 2-Unmetered, Funded by Others, CE Maintained | 0 | 0 | 0 | 44.7178 | 44.7178 | 46.5811 | 39.3276 | 39.3276 | 41.2523 | 41.2523 | 48.8607 | 42.9465 | 43.1034 | 51.0533 | 44.5099 | 45.0714 | 53.3843 | 45.7956 | 46.543 | 54.5431 | 56.1739
MVA0220-ST-0540-001-B | Mercury Vapour 400 | 540 | 1 | MERCURY VAPOUR 400W | R/BOUT COLUMN | 3 | 1-Unmetered, CE Funded, CE Maintained | 9.9616 | 181.8631 | #N/A | 68.9349 | #N/A | 258.1716 | 307.3006 | #N/A | #N/A | 316.4523 | 266.2983 | #N/A | 326.569 | 275.1211 | #N/A | 338.4632 | 285.373 | #N/A | 348.4135 | 290.7335 | 299.2611
MVA0220-ST-0790-002-B | Mercury Vapour 400 | 790 | 2 | MERCURY VAPOUR 400W | WOOD POLE | 2 | 2-Unmetered, Funded by Others, CE Maintained | 10.7316 | 0 | 0 | 69.7049 | 69.7049 | 72.6095 | 64.7163 | 64.7163 | 67.8834 | 67.8834 | 76.1629 | 70.6715 | 70.9296 | 79.5807 | 73.2441 | 74.1681 | 83.214 | 75.3598 | 76.5897 | 85.0203 | 87.5624
MVA0290-ST-1040-002-B | Mercury Vapour 1000 | 1040 | 2 | METAL HALIDE 1000W FLOODLIGHT | SHARED OR NO POLE | 2 | 2-Unmetered, Funded by Others, CE Maintained | 0 | 0 | 0 | 91.7514 | 91.7514 | 95.5746 | 88.449 | 88.449 | 92.7776 | 92.7776 | 100.2519 | 96.5881 | 96.941 | 104.7507 | 100.1042 | 101.367 | 109.5332 | 102.9958 | 104.6767 | 111.9109 | 115.2569
FLU0010-ST-0010-002-B | Fluorescent 9 | 10 | 2 | MERCURY VAPOUR 80W | SHARED OR NO POLE | 1 | 2-Unmetered, Funded by Others, CE Maintained | 0 | 0 | 0 | 26.8769 | 26.8769 | 27.9968 | 36.3721 | 36.3721 | 38.1522 | 38.1522 | 29.3669 | 39.7191 | 39.8642 | 30.6847 | 41.165 | 41.6843 | 32.0857 | 42.3541 | 43.0453 | 32.7822 | 33.7623
FLU0020-ST-0010-001-B | Fluorescent 11 | 10 | 1 | MERCURY VAPOUR 80W | SHARED OR NO POLE | 1 | 1-Unmetered, CE Funded, CE Maintained | 0 | 17.5015 | 21.8875 | 26.8769 | 48.7644 | 45.9315 | 59.7943 | 58.8014 | 61.1365 | 62.154 | 47.7455 | 63.2723 | 64.5501 | 49.5871 | 65.3011 | 67.2071 | 51.6288 | 67.0876 | 69.2955 | 52.6693 | 54.2281
FLU0040-ST-0010-002-B | Fluorescent 15 | 10 | 2 | MERCURY VAPOUR 80W | SHARED OR NO POLE | 1 | 2-Unmetered, Funded by Others, CE Maintained | 0 | 0 | 0 | 26.8769 | 26.8769 | 27.9968 | 36.3721 | 36.3721 | 38.1522 | 38.1522 | 29.3669 | 39.7191 | 39.8642 | 30.6847 | 41.165 | 41.6843 | 32.0857 | 42.3541 | 43.0453 | 32.7822 | 33.7623
FLU0050-ST-0010-001-B | Fluorescent 20 | 10 | 1 | MERCURY VAPOUR 80W | SHARED OR NO POLE | 1 | 1-Unmetered, CE Funded, CE Maintained | 0 | 17.5015 | 21.8875 | 26.8769 | 48.7644 | 45.9315 | 59.7943 | 58.8014 | 61.1365 | 62.154 | 47.7455 | 63.2723 | 64.5501 | 49.5871 | 65.3011 | 67.2071 | 51.6288 | 67.0876 | 69.2955 | 52.6693 | 54.2281
FLU0050-ST-0010-002-B | Fluorescent 20 | 10 | 2 | MERCURY VAPOUR 80W | SHARED OR NO POLE | 1 | 2-Unmetered, Funded by Others, CE Maintained | 0 | 0 | 0 | 26.8769 | 26.8769 | 27.9968 | 36.3721 | 36.3721 | 38.1522 | 38.1522 | 29.3669 | 39.7191 | 39.8642 | 30.6847 | 41.165 | 41.6843 | 32.0857 | 42.3541 | 43.0453 | 32.7822 | 33.7623
FLU0050-ST-0110-002-B | Fluorescent 20 | 110 | 2 | BULKHEADS ETC | SHARED OR NO POLE | 1 | 2-Unmetered, Funded by Others, CE Maintained | 0 | 0 | 0 | 26.8769 | 26.8769 | 27.9968 | 36.3721 | 36.3721 | 38.1522 | 38.1522 | 29.3669 | 39.7191 | 39.8642 | 30.6847 | 41.165 | 41.6843 | 32.0857 | 42.3541 | 43.0453 | 32.7822 | 33.7623
FLU0050-ST-0990-001-B | Fluorescent 20 | 990 | 1 | MERCURY VAPOUR 80W | STEEL POLE | 1 | 1-Unmetered, CE Funded, CE Maintained | 9.9616 | 87.4857 | 109.4102 | 36.8385 | 146.2487 | 128.0245 | 163.048 | 158.0844 | 163.1089 | 168.1953 | 132.1213 | 167.9328 | 173.7783 | 136.5459 | 172.674 | 180.2617 | 141.6692 | 177.1628 | 185.6178 | 144.3432 | 148.5795
FLU0060-ST-0010-001-B | Fluorescent Twin 20 | 10 | 1 | MERCURY VAPOUR 80W | SHARED OR NO POLE | 1 | 1-Unmetered, CE Funded, CE Maintained | 0 | 17.5015 | 21.8875 | 31.8643 | 53.7518 | 51.1267 | 65.4773 | 64.4843 | 67.0976 | 68.1151 | 53.1949 | 69.4782 | 70.7787 | 55.2811 | 71.733 | 73.72 | 57.5828 | 73.7052 | 76.0211 | 58.7525 | 60.4932
FLU0060-ST-0010-002-B | Fluorescent Twin 20 | 10 | 2 | MERCURY VAPOUR 80W | SHARED OR NO POLE | 1 | 2-Unmetered, Funded by Others, CE Maintained | 0 | 0 | 0 | 31.8643 | 31.8643 | 33.192 | 42.0551 | 42.0551 | 44.1133 | 44.1133 | 34.8164 | 45.925 | 46.0928 | 36.3787 | 47.5968 | 48.1973 | 38.0397 | 48.9717 | 49.7709 | 38.8654 | 40.0274
FLU0060-ST-0740-002-B | Fluorescent Twin 20 | 740 | 2 | MERCURY VAPOUR 80W | SHARED OR NO POLE | 2 | 2-Unmetered, Funded by Others, CE Maintained | 0 | 0 | 0 | 31.8643 | 31.8643 | 33.192 | 42.0551 | 42.0551 | 44.1133 | 44.1133 | 34.8164 | 45.925 | 46.0928 | 36.3787 | 47.5968 | 48.1973 | 38.0397 | 48.9717 | 49.7709 | 38.8654 | 40.0274
FLU0060-ST-0990-001-B | Fluorescent Twin 20 | 990 | 1 | MERCURY VAPOUR 80W | STEEL POLE | 1 | 1-Unmetered, CE Funded, CE Maintained | 9.9616 | 87.4857 | 109.4102 | 41.8259 | 151.2361 | 133.2197 | 168.7309 | 163.7674 | 169.07 | 174.1564 | 137.5708 | 174.1387 | 180.0069 | 142.2399 | 179.1058 | 186.7747 | 147.6232 | 183.7805 | 192.3435 | 150.4264 | 154.8446
FLU0070-ST-0010-001-B | Fluorescent 3x20 | 10 | 1 | MERCURY VAPOUR 80W | SHARED OR NO POLE | 1 | 1-Unmetered, CE Funded, CE Maintained | 0 | 17.5015 | 21.8875 | 36.8516 | 58.7391 | 56.3219 | 71.1603 | 70.1673 | 73.0587 | 74.0762 | 58.6444 | 75.6842 | 77.0073 | 60.9751 | 78.1648 | 80.233 | 63.5368 | 80.3228 | 82.7467 | 64.8357 | 66.7583
FLU0070-ST-0010-002-B | Fluorescent 3x20 | 10 | 2 | MERCURY VAPOUR 80W | SHARED OR NO POLE | 1 | 2-Unmetered, Funded by Others, CE Maintained | 0 | 0 | 0 | 36.8516 | 36.8516 | 38.3872 | 47.7381 | 47.7381 | 50.0743 | 50.0743 | 40.2658 | 52.131 | 52.3214 | 42.0727 | 54.0287 | 54.7102 | 43.9936 | 55.5893 | 56.4966 | 44.9486 | 46.2925
FLU0070-ST-0990-001-B | Fluorescent 3x20 | 990 | 1 | MERCURY VAPOUR 80W | STEEL POLE | 1 | 1-Unmetered, CE Funded, CE Maintained | 9.9616 | 87.4857 | 109.4102 | 46.8133 | 156.2235 | 138.4149 | 174.4139 | 169.4504 | 175.0311 | 180.1175 | 143.0202 | 180.3446 | 186.2355 | 147.9339 | 185.5377 | 193.2877 | 153.5772 | 190.3981 | 199.0691 | 156.5096 | 161.1097
FLU0080-ST-0010-001-B | Fluorescent 4x20 | 10 | 1 | MERCURY VAPOUR 80W | SHARED OR NO POLE | 1 | 1-Unmetered, CE Funded, CE Maintained | 0 | 17.5015 | 21.8875 | 41.839 | 63.7265 | 61.5171 | 76.8433 | 75.8503 | 79.0198 | 80.0373 | 64.0938 | 81.8901 | 83.2359 | 66.6691 | 84.5967 | 86.746 | 69.4907 | 86.9405 | 89.4724 | 70.9189 | 73.0234
FLU0080-ST-0010-002-B | Fluorescent 4x20 | 10 | 2 | MERCURY VAPOUR 80W | SHARED OR NO POLE | 1 | 2-Unmetered, Funded by Others, CE Maintained | 0 | 0 | 0 | 41.839 | 41.839 | 43.5824 | 53.4211 | 53.4211 | 56.0354 | 56.0354 | 45.7153 | 58.3369 | 58.55 | 47.7667 | 60.4605 | 61.2232 | 49.9476 | 62.2069 | 63.2222 | 51.0318 | 52.5576
FLU0080-ST-0990-001-B | Fluorescent 4x20 | 990 | 1 | MERCURY VAPOUR 80W | STEEL POLE | 1 | 1-Unmetered, CE Funded, CE Maintained | 9.9616 | 87.4857 | 109.4102 | 51.8007 | 161.2109 | 143.6101 | 180.0969 | 175.1333 | 180.9922 | 186.0786 | 148.4697 | 186.5505 | 192.4641 | 153.6279 | 191.9695 | 199.8007 | 159.5311 | 197.0157 | 205.7947 | 162.5929 | 167.3748
FLU0100-ST-0010-001-B | Fluorescent 26 | 10 | 1 | MERCURY VAPOUR 80W | SHARED OR NO POLE | 1 | 1-Unmetered, CE Funded, CE Maintained | 0 | 17.5015 | 21.8875 | 26.8769 | 48.7644 | 45.9315 | 59.7943 | 58.8014 | 61.1365 | 62.154 | 47.7455 | 63.2723 | 64.5501 | 49.5871 | 65.3011 | 67.2071 | 51.6288 | 67.0876 | 69.2955 | 52.6693 | 54.2281
FLU0100-ST-0010-002-B | Fluorescent 26 | 10 | 2 | MERCURY VAPOUR 80W | SHARED OR NO POLE | 1 | 2-Unmetered, Funded by Others, CE Maintained | 0 | 0 | 0 | 26.8769 | 26.8769 | 27.9968 | 36.3721 | 36.3721 | 38.1522 | 38.1522 | 29.3669 | 39.7191 | 39.8642 | 30.6847 | 41.165 | 41.6843 | 32.0857 | 42.3541 | 43.0453 | 32.7822 | 33.7623
FLU0110-ST-0010-002-B | Fluorescent 2x26 | 10 | 2 | MERCURY VAPOUR 80W | SHARED OR NO POLE | 1 | 2-Unmetered, Funded by Others, CE Maintained | 0 | 0 | 0 | 31.8643 | 31.8643 | 33.192 | 42.0551 | 42.0551 | 44.1133 | 44.1133 | 34.8164 | 45.925 | 46.0928 | 36.3787 | 47.5968 | 48.1973 | 38.0397 | 48.9717 | 49.7709 | 38.8654 | 40.0274
FLU0130-ST-0010-001-B | Fluorescent 40 | 10 | 1 | MERCURY VAPOUR 80W | SHARED OR NO POLE | 1 | 1-Unmetered, CE Funded, CE Maintained | 0 | 17.5015 | 21.8875 | 25.9404 | 47.8279 | 44.956 | 58.5905 | 57.5975 | 59.8737 | 60.8913 | 46.7223 | 61.9577 | 63.2307 | 48.518 | 63.9386 | 65.8274 | 50.5109 | 65.6857 | 67.8708 | 51.5271 | 53.0518
FLU0130-ST-0010-002-B | Fluorescent 40 | 10 | 2 | MERCURY VAPOUR 80W | SHARED OR NO POLE | 1 | 2-Unmetered, Funded by Others, CE Maintained | 0 | 0 | 0 | 25.9404 | 25.9404 | 27.0213 | 35.1683 | 35.1683 | 36.8894 | 36.8894 | 28.3437 | 38.4045 | 38.5448 | 29.6156 | 39.8025 | 40.3046 | 30.9678 | 40.9522 | 41.6206 | 31.64 | 32.586
FLU0130-ST-0740-001-B | Fluorescent 40 | 740 | 1 | MERCURY VAPOUR 80W | SHARED OR NO POLE | 2 | 1-Unmetered, CE Funded, CE Maintained | 0 | 24.2615 | 30.3415 | 25.9404 | 56.282 | 51.8833 | 67.6373 | 66.2608 | 68.7514 | 70.162 | 53.821 | 71.0551 | 72.7656 | 55.819 | 73.2612 | 75.6856 | 58.0595 | 75.2391 | 78.0099 | 59.2085 | 60.9567
FLU0130-ST-0740-002-B | Fluorescent 40 | 740 | 2 | MERCURY VAPOUR 80W | SHARED OR NO POLE | 2 | 2-Unmetered, Funded by Others, CE Maintained | 0 | 0 | 0 | 25.9404 | 25.9404 | 27.0213 | 35.1683 | 35.1683 | 36.8894 | 36.8894 | 28.3437 | 38.4045 | 38.5448 | 29.6156 | 39.8025 | 40.3046 | 30.9678 | 40.9522 | 41.6206 | 31.64 | 32.586
FLU0130-ST-0810-002-B | Fluorescent 40 | 810 | 2 | MERCURY VAPOUR 80W | WOOD POLE | 1 | 2-Unmetered, Funded by Others, CE Maintained | 10.7316 | 0 | 0 | 36.6721 | 36.6721 | 38.2001 | 45.5645 | 45.5645 | 47.7944 | 47.7944 | 40.0696 | 49.7573 | 49.9391 | 41.8677 | 51.5686 | 52.2192 | 43.7792 | 53.0582 | 53.9242 | 44.7295 | 46.0669
FLU0130-ST-0820-002-B | Fluorescent 40 | 820 | 2 | MERCURY VAPOUR 80W | SHARED OR NO POLE | 3 | 2-Unmetered, Funded by Others, CE Maintained | 0 | 0 | 0 | 25.9404 | 25.9404 | 27.0213 | 35.1683 | 35.1683 | 36.8894 | 36.8894 | 28.3437 | 38.4045 | 38.5448 | 29.6156 | 39.8025 | 40.3046 | 30.9678 | 40.9522 | 41.6206 | 31.64 | 32.586
FLU0130-ST-0990-001-B | Fluorescent 40 | 990 | 1 | MERCURY VAPOUR 80W | STEEL POLE | 1 | 1-Unmetered, CE Funded, CE Maintained | 9.9616 | 87.4857 | 109.4102 | 35.9021 | 145.3123 | 127.0491 | 161.8441 | 156.8806 | 161.8461 | 166.9325 | 131.0981 | 166.6181 | 172.4589 | 135.4768 | 171.3115 | 178.8821 | 140.5513 | 175.761 | 184.1931 | 143.2011 | 147.4032
FLU0130-ST-0990-002-B | Fluorescent 40 | 990 | 2 | MERCURY VAPOUR 80W | STEEL POLE | 1 | 2-Unmetered, Funded by Others, CE Maintained | 9.9616 | 0 | 0 | 35.9021 | 35.9021 | 37.398 | 44.7624 | 44.7624 | 46.953 | 46.953 | 39.2283 | 48.8814 | 49.06 | 40.9886 | 50.6609 | 51.2999 | 42.86 | 52.1242 | 52.9749 | 43.7904 | 45.0997
FLU0140-ST-0010-001-B | Fluorescent 2x40 | 10 | 1 | MERCURY VAPOUR 80W | SHARED OR NO POLE | 1 | 1-Unmetered, CE Funded, CE Maintained | 0 | 17.5015 | 21.8875 | 29.9919 | 51.8794 | 49.1763 | 63.0719 | 62.0789 | 64.5744 | 65.592 | 51.1491 | 66.8515 | 68.1424 | 53.1434 | 69.0106 | 70.9633 | 55.3476 | 70.9042 | 73.1744 | 56.4687 | 58.1412
FLU0140-ST-0010-002-B | Fluorescent 2x40 | 10 | 2 | MERCURY VAPOUR 80W | SHARED OR NO POLE | 1 | 2-Unmetered, Funded by Others, CE Maintained | 0 | 0 | 0 | 29.9919 | 29.9919 | 31.2416 | 39.6497 | 39.6497 | 41.5901 | 41.5901 | 32.7705 | 43.2983 | 43.4564 | 34.2411 | 44.8744 | 45.4405 | 35.8044 | 46.1707 | 46.9242 | 36.5816 | 37.6754
FLU0140-ST-0990-001-B | Fluorescent 2x40 | 990 | 1 | MERCURY VAPOUR 80W | STEEL POLE | 1 | 1-Unmetered, CE Funded, CE Maintained | 9.9616 | 87.4857 | 109.4102 | 39.9535 | 149.3637 | 131.2693 | 166.3255 | 161.362 | 166.5468 | 171.6332 | 135.5249 | 171.5119 | 177.3706 | 140.1022 | 176.3834 | 184.018 | 145.388 | 180.9794 | 189.4967 | 148.1427 | 152.4926
FLU0150-ST-0010-001-B | Fluorescent 3x40 | 10 | 1 | MERCURY VAPOUR 80W | SHARED OR NO POLE | 1 | 1-Unmetered, CE Funded, CE Maintained | 0 | 17.5015 | 21.8875 | 34.0433 | 55.9308 | 53.3965 | 67.5533 | 66.5603 | 69.2751 | 70.2927 | 55.5759 | 71.7452 | 73.054 | 57.7689 | 74.0825 | 76.0992 | 60.1842 | 76.1226 | 78.4779 | 61.4103 | 63.2306
FLU0150-ST-0010-002-B | Fluorescent 3x40 | 10 | 2 | MERCURY VAPOUR 80W | SHARED OR NO POLE | 1 | 2-Unmetered, Funded by Others, CE Maintained | 0 | 0 | 0 | 34.0433 | 34.0433 | 35.4619 | 44.1311 | 44.1311 | 46.2908 | 46.2908 | 37.1973 | 48.192 | 48.3681 | 38.8665 | 49.9463 | 50.5764 | 40.6411 | 51.3891 | 52.2278 | 41.5232 | 42.7647
FLU0150-ST-0810-002-B | Fluorescent 3x40 | 810 | 2 | MERCURY VAPOUR 80W | WOOD POLE | 1 | 2-Unmetered, Funded by Others, CE Maintained | 10.7316 | 0 | 0 | 44.7749 | 44.7749 | 46.6407 | 54.5273 | 54.5273 | 57.1958 | 57.1958 | 48.9232 | 59.5449 | 59.7624 | 51.1186 | 61.7125 | 62.491 | 53.4525 | 63.4951 | 64.5314 | 54.6128 | 56.2457
FLU0160-ST-0010-001-B | Fluorescent 4x40 | 10 | 1 | MERCURY VAPOUR 80W | SHARED OR NO POLE | 1 | 1-Unmetered, CE Funded, CE Maintained | 0 | 17.5015 | 21.8875 | 38.0948 | 59.9823 | 57.6168 | 72.0346 | 71.0417 | 73.9759 | 74.9934 | 60.0027 | 76.639 | 77.9657 | 62.3943 | 79.1544 | 81.2351 | 65.0208 | 81.341 | 83.7815 | 66.352 | 68.3199
FLU0160-ST-0010-002-B | Fluorescent 4x40 | 10 | 2 | MERCURY VAPOUR 80W | SHARED OR NO POLE | 1 | 2-Unmetered, Funded by Others, CE Maintained | 0 | 0 | 0 | 38.0948 | 38.0948 | 39.6821 | 48.6125 | 48.6125 | 50.9915 | 50.9915 | 41.6241 | 53.0858 | 53.2797 | 43.492 | 55.0183 | 55.7123 | 45.4777 | 56.6075 | 57.5314 | 46.4649 | 47.8541
FLU0160-ST-0990-001-B | Fluorescent 4x40 | 990 | 1 | MERCURY VAPOUR 80W | STEEL POLE | 1 | 1-Unmetered, CE Funded, CE Maintained | 9.9616 | 87.4857 | 109.4102 | 48.0564 | 157.4666 | 139.7099 | 175.2883 | 170.3247 | 175.9482 | 181.0346 | 144.3785 | 181.2994 | 187.1939 | 149.3531 | 186.5273 | 194.2898 | 155.0612 | 191.4163 | 200.1039 | 158.0259 | 162.6713
FLU0160-ST-0990-002-B | Fluorescent 4x40 | 990 | 2 | MERCURY VAPOUR 80W | STEEL POLE | 1 | 2-Unmetered, Funded by Others, CE Maintained | 9.9616 | 0 | 0 | 48.0564 | 48.0564 | 50.0588 | 58.2066 | 58.2066 | 61.0552 | 61.0552 | 52.5087 | 63.5628 | 63.795 | 54.865 | 65.8766 | 66.7076 | 57.3699 | 67.7795 | 68.8857 | 58.6152 | 60.3678
FLU0170-ST-0010-002-B | Fluorescent 6x40 | 10 | 2 | MERCURY VAPOUR 80W | SHARED OR NO POLE | 1 | 2-Unmetered, Funded by Others, CE Maintained | 0 | 0 | 0 | 46.1977 | 46.1977 | 48.1227 | 57.5753 | 57.5753 | 60.3929 | 60.3929 | 50.4777 | 62.8733 | 63.103 | 52.7429 | 65.1621 | 65.9841 | 55.151 | 67.0444 | 68.1385 | 56.3481 | 58.0329
FLU0190-ST-0010-001-B | Fluorescent 2x58 | 10 | 1 | MERCURY VAPOUR 80W | SHARED OR NO POLE | 1 | 1-Unmetered, CE Funded, CE Maintained | 0 | 17.5015 | 21.8875 | 29.9919 | 51.8794 | 49.1763 | 63.0719 | 62.0789 | 64.5744 | 65.592 | 51.1491 | 66.8515 | 68.1424 | 53.1434 | 69.0106 | 70.9633 | 55.3476 | 70.9042 | 73.1744 | 56.4687 | 58.1412
FLU0190-ST-0010-002-B | Fluorescent 2x58 | 10 | 2 | MERCURY VAPOUR 80W | SHARED OR NO POLE | 1 | 2-Unmetered, Funded by Others, CE Maintained | 0 | 0 | 0 | 29.9919 | 29.9919 | 31.2416 | 39.6497 | 39.6497 | 41.5901 | 41.5901 | 32.7705 | 43.2983 | 43.4564 | 34.2411 | 44.8744 | 45.4405 | 35.8044 | 46.1707 | 46.9242 | 36.5816 | 37.6754
FLU0200-ST-0010-002-B | Fluorescent 4x58 | 10 | 2 | MERCURY VAPOUR 80W | SHARED OR NO POLE | 1 | 2-Unmetered, Funded by Others, CE Maintained | 0 | 0 | 0 | 38.0948 | 38.0948 | 39.6821 | 48.6125 | 48.6125 | 50.9915 | 50.9915 | 41.6241 | 53.0858 | 53.2797 | 43.492 | 55.0183 | 55.7123 | 45.4777 | 56.6075 | 57.5314 | 46.4649 | 47.8541
FLU0240-ST-0010-001-B | Fluorescent 80 | 10 | 1 | MERCURY VAPOUR 80W | SHARED OR NO POLE | 1 | 1-Unmetered, CE Funded, CE Maintained | 0 | 17.5015 | 21.8875 | 25.9404 | 47.8279 | 44.956 | 58.5905 | 57.5975 | 59.8737 | 60.8913 | 46.7223 | 61.9577 | 63.2307 | 48.518 | 63.9386 | 65.8274 | 50.5109 | 65.6857 | 67.8708 | 51.5271 | 53.0518
FLU0240-ST-0010-002-B | Fluorescent 80 | 10 | 2 | MERCURY VAPOUR 80W | SHARED OR NO POLE | 1 | 2-Unmetered, Funded by Others, CE Maintained | 0 | 0 | 0 | 25.9404 | 25.9404 | 27.0213 | 35.1683 | 35.1683 | 36.8894 | 36.8894 | 28.3437 | 38.4045 | 38.5448 | 29.6156 | 39.8025 | 40.3046 | 30.9678 | 40.9522 | 41.6206 | 31.64 | 32.586
FLU0240-ST-0990-001-B | Fluorescent 80 | 990 | 1 | MERCURY VAPOUR 80W | STEEL POLE | 1 | 1-Unmetered, CE Funded, CE Maintained | 9.9616 | 87.4857 | 109.4102 | 35.9021 | 145.3123 | 127.0491 | 161.8441 | 156.8806 | 161.8461 | 166.9325 | 131.0981 | 166.6181 | 172.4589 | 135.4768 | 171.3115 | 178.8821 | 140.5513 | 175.761 | 184.1931 | 143.2011 | 147.4032
FLU0240-ST-0990-002-B | Fluorescent 80 | 990 | 2 | MERCURY VAPOUR 80W | STEEL POLE | 1 | 2-Unmetered, Funded by Others, CE Maintained | 9.9616 | 0 | 0 | 35.9021 | 35.9021 | 37.398 | 44.7624 | 44.7624 | 46.953 | 46.953 | 39.2283 | 48.8814 | 49.06 | 40.9886 | 50.6609 | 51.2999 | 42.86 | 52.1242 | 52.9749 | 43.7904 | 45.0997
FLU0240-ST-1000-002-B | Fluorescent 80 | 1000 | 2 | MERCURY VAPOUR 80W | STEEL POLE | 2 | 2-Unmetered, Funded by Others, CE Maintained | 9.9616 | 0 | 0 | 35.9021 | 35.9021 | 37.398 | 44.7624 | 44.7624 | 46.953 | 46.953 | 39.2283 | 48.8814 | 49.06 | 40.9886 | 50.6609 | 51.2999 | 42.86 | 52.1242 | 52.9749 | 43.7904 | 45.0997
FLU0240-ST-1260-002-B | Fluorescent 80 | 1260 | 2 | MERCURY VAPOUR 80W | WOOD POLE | 2 | 2-Unmetered, Funded by Others, CE Maintained | 10.7316 | 0 | 0 | 36.6721 | 36.6721 | 38.2001 | 45.5645 | 45.5645 | 47.7944 | 47.7944 | 40.0696 | 49.7573 | 49.9391 | 41.8677 | 51.5686 | 52.2192 | 43.7792 | 53.0582 | 53.9242 | 44.7295 | 46.0669
FLU0250-ST-0010-001-B | Fluorescent 2x80 | 10 | 1 | MERCURY VAPOUR 80W | SHARED OR NO POLE | 1 | 1-Unmetered, CE Funded, CE Maintained | 0 | 17.5015 | 21.8875 | 29.9919 | 51.8794 | 49.1763 | 63.0719 | 62.0789 | 64.5744 | 65.592 | 51.1491 | 66.8515 | 68.1424 | 53.1434 | 69.0106 | 70.9633 | 55.3476 | 70.9042 | 73.1744 | 56.4687 | 58.1412
FLU0250-ST-0010-002-B | Fluorescent 2x80 | 10 | 2 | MERCURY VAPOUR 80W | SHARED OR NO POLE | 1 | 2-Unmetered, Funded by Others, CE Maintained | 0 | 0 | 0 | 29.9919 | 29.9919 | 31.2416 | 39.6497 | 39.6497 | 41.5901 | 41.5901 | 32.7705 | 43.2983 | 43.4564 | 34.2411 | 44.8744 | 45.4405 | 35.8044 | 46.1707 | 46.9242 | 36.5816 | 37.6754
FLU0260-ST-0010-002-B | Fluorescent 3x80 | 10 | 2 | MERCURY VAPOUR 80W | SHARED OR NO POLE | 1 | 2-Unmetered, Funded by Others, CE Maintained | 0 | 0 | 0 | 34.0433 | 34.0433 | 35.4619 | 44.1311 | 44.1311 | 46.2908 | 46.2908 | 37.1973 | 48.192 | 48.3681 | 38.8665 | 49.9463 | 50.5764 | 40.6411 | 51.3891 | 52.2278 | 41.5232 | 42.7647
FLU0270-ST-0010-002-B | Fluorescent 4x80 | 10 | 2 | MERCURY VAPOUR 80W | SHARED OR NO POLE | 1 | 2-Unmetered, Funded by Others, CE Maintained | 0 | 0 | 0 | 38.0948 | 38.0948 | 39.6821 | 48.6125 | 48.6125 | 50.9915 | 50.9915 | 41.6241 | 53.0858 | 53.2797 | 43.492 | 55.0183 | 55.7123 | 45.4777 | 56.6075 | 57.5314 | 46.4649 | 47.8541
FLU0300-ST-0010-002-B | Fluorescent 2x125 | 10 | 2 | MERCURY VAPOUR 80W | SHARED OR NO POLE | 1 | 2-Unmetered, Funded by Others, CE Maintained | 0 | 0 | 0 | 29.9919 | 29.9919 | 31.2416 | 39.6497 | 39.6497 | 41.5901 | 41.5901 | 32.7705 | 43.2983 | 43.4564 | 34.2411 | 44.8744 | 45.4405 | 35.8044 | 46.1707 | 46.9242 | 36.5816 | 37.6754
HPS0010-ST-0040-001-B | High Pressure Sodium 50 | 40 | 1 | HIGH PRESSURE SODIUM 70W (100) | SHARED OR NO POLE | 1 | 1-Unmetered, CE Funded, CE Maintained | 0 | 18.7475 | 23.4458 | 52.4329 | 75.8787 | 73.8293 | 58.0753 | 57.0117 | 59.2206 | 60.3106 | 76.9777 | 61.251 | 62.596 | 80.1097 | 63.1867 | 65.143 | 83.5292 | 64.905 | 67.1565 | 85.2563 | 87.7884
HPS0010-ST-0040-002-B | High Pressure Sodium 50 | 40 | 2 | HIGH PRESSURE SODIUM 70W (100) | SHARED OR NO POLE | 1 | 2-Unmetered, Funded by Others, CE Maintained | 0 | 0 | 0 | 52.4329 | 52.4329 | 54.6177 | 32.9856 | 32.9856 | 34.5999 | 34.5999 | 57.2907 | 36.0209 | 36.1525 | 59.8616 | 37.3322 | 37.8031 | 62.5946 | 38.4106 | 39.0374 | 63.9534 | 65.8655
HPS0010-ST-0090-002-B | High Pressure Sodium 50 | 90 | 2 | HIGH PRESSURE SODIUM 70W TWIN ARC | SHARED OR NO POLE | 1 | 2-Unmetered, Funded by Others, CE Maintained | 0 | 0 | 0 | 52.4329 | 52.4329 | 54.6177 | 32.9856 | 32.9856 | 34.5999 | 34.5999 | 57.2907 | 36.0209 | 36.1525 | 59.8616 | 37.3322 | 37.8031 | 62.5946 | 38.4106 | 39.0374 | 63.9534 | 65.8655
HPS0010-ST-0350-002-B | High Pressure Sodium 50 | 350 | 2 | HIGH PRESSURE SODIUM 70W (100) | WOOD POLE | 1 | 2-Unmetered, Funded by Others, CE Maintained | 10.7316 | 0 | 0 | 63.1645 | 63.1645 | 65.7965 | 43.3818 | 43.3818 | 45.5049 | 45.5049 | 69.0165 | 47.3738 | 47.5469 | 72.1136 | 49.0983 | 49.7177 | 75.4061 | 50.5166 | 51.341 | 77.0429 | 79.3464
HPS0010-ST-0360-001-B | High Pressure Sodium 50 | 360 | 1 | HIGH PRESSURE SODIUM 70W (100) | STEEL POLE | 1 | 1-Unmetered, CE Funded, CE Maintained | 9.9616 | 88.7318 | 110.9686 | 62.3945 | 173.3631 | 155.9223 | 161.329 | 156.2947 | 161.193 | 166.3518 | 161.3536 | 165.9115 | 171.8242 | 167.0685 | 170.5596 | 178.1977 | 173.5696 | 174.9803 | 183.4789 | 176.9303 | 182.1398
HPS0010-ST-0360-002-B | High Pressure Sodium 50 | 360 | 2 | HIGH PRESSURE SODIUM 70W (100) | STEEL POLE | 1 | 2-Unmetered, Funded by Others, CE Maintained | 9.9616 | 0 | 0 | 62.3945 | 62.3945 | 64.9944 | 42.5797 | 42.5797 | 44.6635 | 44.6635 | 68.1752 | 46.4979 | 46.6678 | 71.2345 | 48.1906 | 48.7985 | 74.4869 | 49.5826 | 50.3918 | 76.1037 | 78.3792
HPS0010-ST-0750-001-B | High Pressure Sodium 50 | 750 | 1 | HIGH PRESSURE SODIUM 70W (100) | SHARED OR NO POLE | 3 | 1-Unmetered, CE Funded, CE Maintained | 0 | 34.7595 | 43.4705 | 52.4329 | 95.9034 | 90.2376 | 79.5041 | 77.532 | 80.2488 | 82.2697 | 93.7921 | 82.7997 | 85.181 | 97.4033 | 85.2687 | 88.4936 | 101.409 | 87.5335 | 91.1726 | 103.4509 | 106.5124
HPS0010-TA-0090-001-B | High Pressure Sodium 50 | 90 | 1 | HIGH PRESSURE SODIUM 70W TWIN ARC | SHARED OR NO POLE | 1 | 1-Unmetered, CE Funded, CE Maintained | 0 | 19.8423 | 24.8149 | 52.3912 | 77.2061 | 74.9076 | 52.5221 | 51.3964 | 53.2966 | 54.4502 | 78.0817 | 55.0602 | 56.448 | 81.2444 | 56.7534 | 58.6962 | 84.7018 | 58.2796 | 60.4926 | 86.4494 | 89.0161
HPS0010-TA-0090-002-B | High Pressure Sodium 50 | 90 | 2 | HIGH PRESSURE SODIUM 70W TWIN ARC | SHARED OR NO POLE | 1 | 2-Unmetered, Funded by Others, CE Maintained | 0 | 0 | 0 | 52.3912 | 52.3912 | 54.5743 | 25.9673 | 25.9673 | 27.2381 | 27.2381 | 57.2451 | 28.3568 | 28.4604 | 59.8139 | 29.3891 | 29.7598 | 62.5448 | 30.238 | 30.7315 | 63.9025 | 65.8131
HPS0010-TA-0140-001-B | High Pressure Sodium 50 | 140 | 1 | HIGH PRESSURE SODIUM 50W TWIN ARC | WOOD POLE | 1 | 1-Unmetered, CE Funded, CE Maintained | 10.7316 | 54.2277 | 67.8175 | 63.1228 | 130.9403 | 121.3228 | 108.9361 | 105.8595 | 109.3591 | 112.5119 | 125.9161 | 112.6883 | 116.343 | 130.6341 | 115.94 | 120.7556 | 135.9098 | 118.9797 | 124.3701 | 138.6113 | 142.7064
HPS0010-TA-0170-002-B | High Pressure Sodium 50 | 170 | 2 | HIGH PRESSURE SODIUM 50W TWIN ARC | STEEL POLE | 1 | 2-Unmetered, Funded by Others, CE Maintained | 9.9616 | 0 | 0 | 62.3528 | 62.3528 | 64.951 | 35.5614 | 35.5614 | 37.3018 | 37.3018 | 68.1296 | 38.8338 | 38.9757 | 71.1869 | 40.2474 | 40.7552 | 74.437 | 41.41 | 42.0858 | 76.0528 | 78.3267
HPS0010-TA-1180-001-B | High Pressure Sodium 50 | 1180 | 1 | HIGH PRESSURE SODIUM 70W TWIN ARC | SHARED OR NO POLE | 2 | 1-Unmetered, CE Funded, CE Maintained | 0 | 28.943 | 36.1963 | 52.3912 | 88.5875 | 84.2336 | 64.7016 | 63.0595 | 65.2484 | 66.9311 | 87.6385 | 67.3078 | 69.2846 | 91.0736 | 69.3041 | 71.968 | 94.8642 | 71.1409 | 74.1426 | 96.7906 | 99.6583
HPS0010-TA-1200-001-B | High Pressure Sodium 50 | 1200 | 1 | HIGH PRESSURE SODIUM 70W TWIN ARC | SHARED OR NO POLE | 4 | 1-Unmetered, CE Funded, CE Maintained | 0 | 47.1445 | 58.9592 | 52.3912 | 111.3504 | 102.8856 | 89.0606 | 86.3858 | 89.152 | 91.8929 | 106.7521 | 91.803 | 94.9579 | 110.7319 | 94.4056 | 98.5116 | 115.1889 | 96.8637 | 101.4427 | 117.4731 | 120.9426
HPS0020-ST-0040-001-B | High Pressure Sodium 70 | 40 | 1 | HIGH PRESSURE SODIUM 70W (100) | SHARED OR NO POLE | 1 | 1-Unmetered, CE Funded, CE Maintained | 0 | 18.7475 | 23.4458 | 52.1355 | 75.5813 | 73.5195 | 57.9613 | 56.8977 | 59.101 | 60.191 | 76.6528 | 61.1265 | 62.471 | 79.7701 | 63.0577 | 65.0124 | 83.1741 | 64.7722 | 67.0216 | 84.8936 | 87.4148
HPS0020-ST-0040-002-B | High Pressure Sodium 70 | 40 | 2 | HIGH PRESSURE SODIUM 70W (100) | SHARED OR NO POLE | 1 | 2-Unmetered, Funded by Others, CE Maintained | 0 | 0 | 0 | 52.1355 | 52.1355 | 54.3079 | 32.8716 | 32.8716 | 34.4803 | 34.4803 | 56.9657 | 35.8964 | 36.0276 | 59.522 | 37.2031 | 37.6725 | 62.2396 | 38.2778 | 38.9025 | 63.5906 | 65.4919
HPS0020-ST-0170-002-B | High Pressure Sodium 70 | 170 | 2 | HIGH PRESSURE SODIUM 50W TWIN ARC | STEEL POLE | 1 | 2-Unmetered, Funded by Others, CE Maintained | 9.9616 | 0 | 0 | 62.0971 | 62.0971 | 64.6847 | 42.4657 | 42.4657 | 44.5439 | 44.5439 | 67.8502 | 46.3734 | 46.5428 | 70.895 | 48.0615 | 48.6678 | 74.1318 | 49.4498 | 50.2568 | 75.741 | 78.0056
HPS0020-ST-0350-001-B | High Pressure Sodium 70 | 350 | 1 | HIGH PRESSURE SODIUM 70W (100) | WOOD POLE | 1 | 1-Unmetered, CE Funded, CE Maintained | 10.7316 | 53.1329 | 66.4484 | 62.8671 | 129.3155 | 119.9347 | 114.3753 | 111.3608 | 115.1635 | 118.2527 | 124.4871 | 118.7546 | 122.366 | 129.1598 | 122.2443 | 127.0718 | 134.3822 | 125.4724 | 130.8991 | 137.0555 | 141.1051
HPS0020-ST-0350-002-B | High Pressure Sodium 70 | 350 | 2 | HIGH PRESSURE SODIUM 70W (100) | WOOD POLE | 1 | 2-Unmetered, Funded by Others, CE Maintained | 10.7316 | 0 | 0 | 62.8671 | 62.8671 | 65.4867 | 43.2678 | 43.2678 | 45.3853 | 45.3853 | 68.6916 | 47.2493 | 47.4219 | 71.7741 | 48.9693 | 49.587 | 75.0511 | 50.3838 | 51.2061 | 76.6802 | 78.9728
HPS0020-ST-0360-001-B | High Pressure Sodium 70 | 360 | 1 | HIGH PRESSURE SODIUM 70W (100) | STEEL POLE | 1 | 1-Unmetered, CE Funded, CE Maintained | 9.9616 | 88.7318 | 110.9686 | 62.0971 | 173.0657 | 155.6126 | 161.215 | 156.1807 | 161.0734 | 166.2322 | 161.0286 | 165.787 | 171.6992 | 166.7289 | 170.4306 | 178.067 | 173.2145 | 174.8475 | 183.3439 | 176.5676 | 181.7662
HPS0020-ST-0360-002-B | High Pressure Sodium 70 | 360 | 2 | HIGH PRESSURE SODIUM 70W (100) | STEEL POLE | 1 | 2-Unmetered, Funded by Others, CE Maintained | 9.9616 | 0 | 0 | 62.0971 | 62.0971 | 64.6847 | 42.4657 | 42.4657 | 44.5439 | 44.5439 | 67.8502 | 46.3734 | 46.5428 | 70.895 | 48.0615 | 48.6678 | 74.1318 | 49.4498 | 50.2568 | 75.741 | 78.0056
HPS0020-ST-0730-001-B | High Pressure Sodium 70 | 730 | 1 | HIGH PRESSURE SODIUM 70W (100) | STEEL POLE | 2 | 1-Unmetered, CE Funded, CE Maintained | 9.9616 | 96.7378 | 120.9809 | 62.0971 | 183.0781 | 163.8167 | 171.9294 | 166.4409 | 171.5875 | 177.2118 | 169.4358 | 176.5613 | 182.9917 | 175.3757 | 181.4716 | 189.7423 | 182.1545 | 186.1617 | 195.352 | 185.6648 | 191.1282
HPS0020-ST-0730-002-B | High Pressure Sodium 70 | 730 | 2 | HIGH PRESSURE SODIUM 70W (100) | STEEL POLE | 2 | 2-Unmetered, Funded by Others, CE Maintained | 9.9616 | 0 | 0 | 62.0971 | 62.0971 | 64.6847 | 42.4657 | 42.4657 | 44.5439 | 44.5439 | 67.8502 | 46.3734 | 46.5428 | 70.895 | 48.0615 | 48.6678 | 74.1318 | 49.4498 | 50.2568 | 75.741 | 78.0056
HPS0020-ST-0750-002-B | High Pressure Sodium 70 | 750 | 2 | HIGH PRESSURE SODIUM 70W (100) | SHARED OR NO POLE | 3 | 2-Unmetered, Funded by Others, CE Maintained | 0 | 0 | 0 | 52.1355 | 52.1355 | 54.3079 | 32.8716 | 32.8716 | 34.4803 | 34.4803 | 56.9657 | 35.8964 | 36.0276 | 59.522 | 37.2031 | 37.6725 | 62.2396 | 38.2778 | 38.9025 | 63.5906 | 65.4919
HPS0020-ST-0880-002-B | High Pressure Sodium 70 | 880 | 2 | HIGH PRESSURE SODIUM 70W (100) | STEEL POLE | 4 | 2-Unmetered, Funded by Others, CE Maintained | 9.9616 | 0 | 0 | 62.0971 | 62.0971 | 64.6847 | 42.4657 | 42.4657 | 44.5439 | 44.5439 | 67.8502 | 46.3734 | 46.5428 | 70.895 | 48.0615 | 48.6678 | 74.1318 | 49.4498 | 50.2568 | 75.741 | 78.0056
HPS0020-ST-0890-001-B | High Pressure Sodium 70 | 890 | 1 | HIGH PRESSURE SODIUM 70W (100) | SHARED OR NO POLE | 2 | 1-Unmetered, CE Funded, CE Maintained | 0 | 26.7535 | 33.4582 | 52.1355 | 85.5937 | 81.7236 | 68.6757 | 67.1578 | 69.6151 | 71.1706 | 85.06 | 71.9008 | 73.7635 | 88.4169 | 74.0987 | 76.6877 | 92.1141 | 76.0865 | 79.0296 | 93.9909 | 96.7768
HPS0020-ST-0890-002-B | High Pressure Sodium 70 | 890 | 2 | HIGH PRESSURE SODIUM 70W (100) | SHARED OR NO POLE | 2 | 2-Unmetered, Funded by Others, CE Maintained | 0 | 0 | 0 | 52.1355 | 52.1355 | 54.3079 | 32.8716 | 32.8716 | 34.4803 | 34.4803 | 56.9657 | 35.8964 | 36.0276 | 59.522 | 37.2031 | 37.6725 | 62.2396 | 38.2778 | 38.9025 | 63.5906 | 65.4919
HPS0020-ST-0910-001-B | High Pressure Sodium 70 | 910 | 1 | HIGH PRESSURE SODIUM 70W (100) | WOOD POLE | 2 | 1-Unmetered, CE Funded, CE Maintained | 10.7316 | 61.1389 | 76.4607 | 62.8671 | 139.3279 | 128.1388 | 125.0897 | 121.6209 | 125.6776 | 129.2322 | 132.8943 | 129.5289 | 133.6585 | 137.8066 | 133.2853 | 138.7471 | 143.3221 | 136.7867 | 142.9072 | 146.1528 | 150.4671
HPS0020-ST-0910-002-B | High Pressure Sodium 70 | 910 | 2 | HIGH PRESSURE SODIUM 70W (100) | WOOD POLE | 2 | 2-Unmetered, Funded by Others, CE Maintained | 10.7316 | 0 | 0 | 62.8671 | 62.8671 | 65.4867 | 43.2678 | 43.2678 | 45.3853 | 45.3853 | 68.6916 | 47.2493 | 47.4219 | 71.7741 | 48.9693 | 49.587 | 75.0511 | 50.3838 | 51.2061 | 76.6802 | 78.9728
HPS0020-TA-0090-001-B | High Pressure Sodium 70 | 90 | 1 | HIGH PRESSURE SODIUM 70W TWIN ARC | SHARED OR NO POLE | 1 | 1-Unmetered, CE Funded, CE Maintained | 0 | 19.8423 | 24.8149 | 57.1977 | 82.0126 | 79.9144 | 57.2051 | 56.0793 | 58.2087 | 59.3623 | 83.3335 | 60.1741 | 61.5806 | 86.7318 | 62.0534 | 64.0631 | 90.4398 | 63.7327 | 66.0347 | 92.3119 | 95.054
HPS0020-TA-0090-002-B | High Pressure Sodium 70 | 90 | 2 | HIGH PRESSURE SODIUM 70W TWIN ARC | SHARED OR NO POLE | 1 | 2-Unmetered, Funded by Others, CE Maintained | 0 | 0 | 0 | 57.1977 | 57.1977 | 59.581 | 30.6502 | 30.6502 | 32.1502 | 32.1502 | 62.4969 | 33.4707 | 33.593 | 65.3014 | 34.6891 | 35.1267 | 68.2828 | 35.6911 | 36.2736 | 69.765 | 71.8509
HPS0020-TA-0140-002-B | High Pressure Sodium 70 | 140 | 2 | HIGH PRESSURE SODIUM 50W TWIN ARC | WOOD POLE | 1 | 2-Unmetered, Funded by Others, CE Maintained | 10.7316 | 0 | 0 | 67.9293 | 67.9293 | 70.7598 | 41.0464 | 41.0464 | 43.0552 | 43.0552 | 74.2227 | 44.8235 | 44.9873 | 77.5534 | 46.4552 | 47.0413 | 81.0943 | 47.7971 | 48.5772 | 82.8546 | 85.3318
HPS0020-TA-0170-001-B | High Pressure Sodium 70 | 170 | 1 | HIGH PRESSURE SODIUM 50W TWIN ARC | STEEL POLE | 1 | 1-Unmetered, CE Funded, CE Maintained | 9.9616 | 89.8265 | 112.3376 | 67.1593 | 179.4969 | 162.0075 | 160.4587 | 155.3624 | 160.181 | 165.4035 | 167.7093 | 164.8345 | 170.8088 | 173.6906 | 169.4263 | 177.1178 | 180.4802 | 173.8079 | 182.357 | 183.9859 | 189.4054
HPS0020-TA-0170-002-B | High Pressure Sodium 70 | 170 | 2 | HIGH PRESSURE SODIUM 50W TWIN ARC | STEEL POLE | 1 | 2-Unmetered, Funded by Others, CE Maintained | 9.9616 | 0 | 0 | 67.1593 | 67.1593 | 69.9577 | 40.2444 | 40.2444 | 42.2139 | 42.2139 | 73.3814 | 43.9476 | 44.1082 | 76.6743 | 45.5475 | 46.122 | 80.175 | 46.8631 | 47.6279 | 81.9154 | 84.3646
HPS0070-ST-0040-001-B | High Pressure Sodium 100 | 40 | 1 | HIGH PRESSURE SODIUM 70W (100) | SHARED OR NO POLE | 1 | 1-Unmetered, CE Funded, CE Maintained | 0 | 18.7475 | 23.4458 | 52.1355 | 75.5813 | 73.5195 | 57.9613 | 56.8977 | 59.101 | 60.191 | 76.6528 | 61.1265 | 62.471 | 79.7701 | 63.0577 | 65.0124 | 83.1741 | 64.7722 | 67.0216 | 84.8936 | 87.4148
HPS0070-ST-0040-002-B | High Pressure Sodium 100 | 40 | 2 | HIGH PRESSURE SODIUM 70W (100) | SHARED OR NO POLE | 1 | 2-Unmetered, Funded by Others, CE Maintained | 0 | 0 | 0 | 52.1355 | 52.1355 | 54.3079 | 32.8716 | 32.8716 | 34.4803 | 34.4803 | 56.9657 | 35.8964 | 36.0276 | 59.522 | 37.2031 | 37.6725 | 62.2396 | 38.2778 | 38.9025 | 63.5906 | 65.4919
HPS0070-ST-0360-002-B | High Pressure Sodium 100 | 360 | 2 | HIGH PRESSURE SODIUM 70W (100) | STEEL POLE | 1 | 2-Unmetered, Funded by Others, CE Maintained | 9.9616 | 0 | 0 | 62.0971 | 62.0971 | 64.6847 | 42.4657 | 42.4657 | 44.5439 | 44.5439 | 67.8502 | 46.3734 | 46.5428 | 70.895 | 48.0615 | 48.6678 | 74.1318 | 49.4498 | 50.2568 | 75.741 | 78.0056
HPS0080-ST-0050-001-B | High Pressure Sodium 120 | 50 | 1 | HIGH PRESSURE SODIUM 150W | SHARED OR NO POLE | 1 | 1-Unmetered, CE Funded, CE Maintained | 0 | 32.467 | 40.6035 | 56.8233 | 97.4267 | 92.4616 | 80.9368 | 79.0947 | 81.9591 | 83.8467 | 96.1818 | 84.6293 | 86.8802 | 99.9396 | 87.2009 | 90.3084 | 104.0903 | 89.5346 | 93.0606 | 106.2009 | 109.3467
HPS0090-ST-0005-001-B | High Pressure Sodium 150 | 5 | 1 | MAINTENANCE COMPONENT | NO CAPITAL | 1 | 1-Unmetered, CE Funded, CE Maintained | 0 | 0 | 0 | 64.6951 | 64.6951 | 67.3908 | 35.0214 | 35.0214 | 36.7353 | 36.7353 | 70.6889 | 38.2441 | 38.3838 | 73.861 | 39.6362 | 40.1363 | 77.2333 | 40.7812 | 41.4467 | 78.9097 | 81.2691
HPS0090-ST-0050-001-B | High Pressure Sodium 150 | 50 | 1 | HIGH PRESSURE SODIUM 150W | SHARED OR NO POLE | 1 | 1-Unmetered, CE Funded, CE Maintained | 0 | 32.467 | 40.6035 | 64.6951 | 105.2986 | 100.6614 | 78.4718 | 76.6298 | 79.3735 | 81.2612 | 104.7829 | 81.9376 | 84.1786 | 108.9267 | 84.4112 | 87.4835 | 113.4877 | 86.6643 | 90.1434 | 115.8023 | 119.2352
HPS0090-ST-0050-002-B | High Pressure Sodium 150 | 50 | 2 | HIGH PRESSURE SODIUM 150W | SHARED OR NO POLE | 1 | 2-Unmetered, Funded by Others, CE Maintained | 0 | 0 | 0 | 64.6951 | 64.6951 | 67.3908 | 35.0214 | 35.0214 | 36.7353 | 36.7353 | 70.6889 | 38.2441 | 38.3838 | 73.861 | 39.6362 | 40.1363 | 77.2333 | 40.7812 | 41.4467 | 78.9097 | 81.2691
HPS0090-ST-0220-001-B | High Pressure Sodium 150 | 220 | 1 | HIGH PRESSURE SODIUM 150W | WOOD POLE | 1 | 1-Unmetered, CE Funded, CE Maintained | 10.7316 | 66.8524 | 83.6061 | 75.4267 | 159.0328 | 147.0766 | 134.8858 | 131.0929 | 135.4361 | 139.3228 | 152.6173 | 139.5656 | 144.0736 | 158.3164 | 143.5978 | 149.5429 | 164.6957 | 147.3645 | 154.021 | 167.9642 | 172.9254
HPS0090-ST-0220-002-B | High Pressure Sodium 150 | 220 | 2 | HIGH PRESSURE SODIUM 150W | WOOD POLE | 1 | 2-Unmetered, Funded by Others, CE Maintained | 10.7316 | 0 | 0 | 75.4267 | 75.4267 | 78.5696 | 45.4176 | 45.4176 | 47.6403 | 47.6403 | 82.4147 | 49.5969 | 49.7781 | 86.1131 | 51.4024 | 52.0508 | 90.0447 | 52.8872 | 53.7503 | 91.9993 | 94.75
HPS0090-ST-0310-001-B | High Pressure Sodium 150 | 310 | 1 | HIGH PRESSURE SODIUM 150W | STEEL POLE | 1 | 1-Unmetered, CE Funded, CE Maintained | 9.9616 | 93.5111 | 116.9456 | 74.6567 | 191.6023 | 173.5931 | 169.7609 | 164.4555 | 169.605 | 175.0417 | 179.7706 | 174.5665 | 180.7967 | 186.2298 | 179.4548 | 187.5006 | 193.545 | 184.1051 | 193.0566 | 197.3175 | 203.1322
HPS0090-ST-0310-002-B | High Pressure Sodium 150 | 310 | 2 | HIGH PRESSURE SODIUM 150W | STEEL POLE | 1 | 2-Unmetered, Funded by Others, CE Maintained | 9.9616 | 0 | 0 | 74.6567 | 74.6567 | 77.7675 | 44.6155 | 44.6155 | 46.7989 | 46.7989 | 81.5734 | 48.721 | 48.899 | 85.234 | 50.4946 | 51.1316 | 89.1255 | 51.9532 | 52.8011 | 91.0601 | 93.7827
HPS0090-ST-0690-001-B | High Pressure Sodium 150 | 690 | 1 | HIGH PRESSURE SODIUM 150W | STEEL POLE | 2 | 1-Unmetered, CE Funded, CE Maintained | 9.9616 | 106.2964 | 132.935 | 74.6567 | 207.5917 | 186.6948 | 186.8715 | 180.8407 | 186.3957 | 192.5757 | 193.1966 | 191.7728 | 198.8304 | 200.0385 | 197.0869 | 206.1457 | 207.8218 | 202.1736 | 212.2331 | 211.8455 | 218.083
HPS0090-ST-0690-002-B | High Pressure Sodium 150 | 690 | 2 | HIGH PRESSURE SODIUM 150W | STEEL POLE | 2 | 2-Unmetered, Funded by Others, CE Maintained | 9.9616 | 0 | 0 | 74.6567 | 74.6567 | 77.7675 | 44.6155 | 44.6155 | 46.7989 | 46.7989 | 81.5734 | 48.721 | 48.899 | 85.234 | 50.4946 | 51.1316 | 89.1255 | 51.9532 | 52.8011 | 91.0601 | 93.7827
HPS0090-ST-0710-002-B | High Pressure Sodium 150 | 710 | 2 | HIGH PRESSURE SODIUM 150W | STEEL POLE | 3 | 2-Unmetered, Funded by Others, CE Maintained | 9.9616 | 0 | 0 | 74.6567 | 74.6567 | 77.7675 | 44.6155 | 44.6155 | 46.7989 | 46.7989 | 81.5734 | 48.721 | 48.899 | 85.234 | 50.4946 | 51.1316 | 89.1255 | 51.9532 | 52.8011 | 91.0601 | 93.7827
HPS0090-ST-0720-001-B | High Pressure Sodium 150 | 720 | 1 | HIGH PRESSURE SODIUM 150W | STEEL POLE | 4 | 1-Unmetered, CE Funded, CE Maintained | 9.9616 | 131.8671 | 164.9139 | 74.6567 | 239.5706 | 212.8984 | 221.0925 | 213.611 | 219.9771 | 227.6438 | 220.0487 | 226.1853 | 234.8979 | 227.6558 | 232.3511 | 243.4359 | 236.3754 | 238.3106 | 250.586 | 240.9016 | 247.9846
HPS0090-ST-0720-002-B | High Pressure Sodium 150 | 720 | 2 | HIGH PRESSURE SODIUM 150W | STEEL POLE | 4 | 2-Unmetered, Funded by Others, CE Maintained | 9.9616 | 0 | 0 | 74.6567 | 74.6567 | 77.7675 | 44.6155 | 44.6155 | 46.7989 | 46.7989 | 81.5734 | 48.721 | 48.899 | 85.234 | 50.4946 | 51.1316 | 89.1255 | 51.9532 | 52.8011 | 91.0601 | 93.7827
HPS0090-ST-0980-002-B | High Pressure Sodium 150 | 980 | 2 | HIGH PRESSURE SODIUM 150W | WOOD POLE | 2 | 2-Unmetered, Funded by Others, CE Maintained | 10.7316 | 0 | 0 | 75.4267 | 75.4267 | 78.5696 | 45.4176 | 45.4176 | 47.6403 | 47.6403 | 82.4147 | 49.5969 | 49.7781 | 86.1131 | 51.4024 | 52.0508 | 90.0447 | 52.8872 | 53.7503 | 91.9993 | 94.75
HPS0090-ST-1010-001-B | High Pressure Sodium 150 | 1010 | 1 | HIGH PRESSURE SODIUM 150W | SHARED OR NO POLE | 2 | 1-Unmetered, CE Funded, CE Maintained | 0 | 45.2524 | 56.5929 | 64.6951 | 121.288 | 113.7632 | 95.5824 | 93.015 | 96.1642 | 98.7952 | 118.2089 | 99.1438 | 102.2124 | 122.7354 | 102.0433 | 106.1286 | 127.7645 | 104.7328 | 109.3199 | 130.3303 | 134.186
HPS0090-ST-1010-002-B | High Pressure Sodium 150 | 1010 | 2 | HIGH PRESSURE SODIUM 150W | SHARED OR NO POLE | 2 | 2-Unmetered, Funded by Others, CE Maintained | 0 | 0 | 0 | 64.6951 | 64.6951 | 67.3908 | 35.0214 | 35.0214 | 36.7353 | 36.7353 | 70.6889 | 38.2441 | 38.3838 | 73.861 | 39.6362 | 40.1363 | 77.2333 | 40.7812 | 41.4467 | 78.9097 | 81.2691
HPS0090-ST-1360-002-B | High Pressure Sodium 150 | 1360 | 2 | HIGH PRESSURE SODIUM 150W | R/BOUT COLUMN | 3 | 2-Unmetered, Funded by Others, CE Maintained | 9.9616 | 0 | 0 | 74.6567 | 74.6567 | 77.7675 | 44.6155 | 44.6155 | 46.7989 | 46.7989 | 81.5734 | 48.721 | 48.899 | 85.234 | 50.4946 | 51.1316 | 89.1255 | 51.9532 | 52.8011 | 91.0601 | 93.7827
HPS0090-TA-0050-001-B | High Pressure Sodium 150 | 50 | 1 | HIGH PRESSURE SODIUM 150W | SHARED OR NO POLE | 1 | 1-Unmetered, CE Funded, CE Maintained | 0 | 32.467 | 40.6035 | 70.9104 | 111.5139 | 107.1357 | 81.4941 | 79.6521 | 82.5437 | 84.4313 | 111.5741 | 85.2379 | 87.491 | 116.0226 | 87.8317 | 90.9472 | 120.9076 | 90.1836 | 93.7201 | 123.3832 | 127.0428
HPS0090-TA-0050-002-B | High Pressure Sodium 150 | 50 | 2 | HIGH PRESSURE SODIUM 150W | SHARED OR NO POLE | 1 | 2-Unmetered, Funded by Others, CE Maintained | 0 | 0 | 0 | 70.9104 | 70.9104 | 73.8651 | 38.0436 | 38.0436 | 39.9054 | 39.9054 | 77.48 | 41.5444 | 41.6962 | 80.9569 | 43.0567 | 43.5999 | 84.6531 | 44.3005 | 45.0235 | 86.4907 | 89.0767
HPS0090-TA-0220-001-B | High Pressure Sodium 150 | 220 | 1 | HIGH PRESSURE SODIUM 150W | WOOD POLE | 1 | 1-Unmetered, CE Funded, CE Maintained | 10.7316 | 66.8524 | 83.6061 | 81.642 | 165.2481 | 153.5509 | 137.908 | 134.1151 | 138.6062 | 142.493 | 159.4084 | 142.866 | 147.386 | 165.4123 | 147.0183 | 153.0066 | 172.1156 | 150.8837 | 157.5977 | 175.5451 | 180.733
HPS0090-TA-0310-001-B | High Pressure Sodium 150 | 310 | 1 | HIGH PRESSURE SODIUM 150W | STEEL POLE | 1 | 1-Unmetered, CE Funded, CE Maintained | 9.9616 | 93.5111 | 116.9456 | 80.872 | 197.8176 | 180.0674 | 172.7832 | 167.4778 | 172.7751 | 178.2119 | 186.5617 | 177.8669 | 184.1091 | 193.3257 | 182.8753 | 190.9642 | 200.9649 | 187.6244 | 196.6333 | 204.8984 | 210.9398
HPS0100-ST-0060-001-B | High Pressure Sodium 220 | 60 | 1 | HIGH PRESSURE SODIUM 250W (210/220) | SHARED OR NO POLE | 1 | 1-Unmetered, CE Funded, CE Maintained | 0 | 32.5972 | 40.7663 | 65.8257 | 106.592 | 101.9726 | 87.0582 | 85.2087 | 88.3683 | 90.2635 | 106.155 | 91.299 | 93.582 | 110.3581 | 94.1113 | 97.3141 | 114.9828 | 96.6438 | 100.2941 | 117.3292 | 120.8076
HPS0100-ST-0060-002-B | High Pressure Sodium 220 | 60 | 2 | HIGH PRESSURE SODIUM 250W (210/220) | SHARED OR NO POLE | 1 | 2-Unmetered, Funded by Others, CE Maintained | 0 | 0 | 0 | 65.8257 | 65.8257 | 68.5686 | 43.4335 | 43.4335 | 45.5591 | 45.5591 | 71.9242 | 47.4302 | 47.6035 | 75.1518 | 49.1568 | 49.7769 | 78.583 | 50.5768 | 51.4022 | 80.2888 | 82.6893
HPS0100-ST-0230-002-B | High Pressure Sodium 220 | 230 | 2 | HIGH PRESSURE SODIUM 250W (210/220) | WOOD POLE | 1 | 2-Unmetered, Funded by Others, CE Maintained | 10.7316 | 0 | 0 | 76.5573 | 76.5573 | 79.7474 | 53.8297 | 53.8297 | 56.4641 | 56.4641 | 83.6501 | 58.7831 | 58.9979 | 87.4039 | 60.923 | 61.6915 | 91.3944 | 62.6828 | 63.7058 | 93.3783 | 96.1702
HPS0100-ST-0320-002-B | High Pressure Sodium 220 | 320 | 2 | HIGH PRESSURE SODIUM 250W (210/220) | STEEL POLE | 1 | 2-Unmetered, Funded by Others, CE Maintained | 9.9616 | 0 | 0 | 75.7873 | 75.7873 | 78.9453 | 53.0276 | 53.0276 | 55.6227 | 55.6227 | 82.8088 | 57.9072 | 58.1188 | 86.5248 | 60.0152 | 60.7723 | 90.4752 | 61.7488 | 62.7565 | 92.4391 | 95.203
HPS0110-ST-0005-001-B | High Pressure Sodium 250 | 5 | 1 | MAINTENANCE COMPONENT | NO CAPITAL | 1 | 1-Unmetered, CE Funded, CE Maintained | 0 | 0 | 0 | 65.8257 | 65.8257 | 68.5686 | 36.1285 | 36.1285 | 37.8965 | 37.8965 | 71.9242 | 39.453 | 39.5971 | 75.1518 | 40.8892 | 41.405 | 78.583 | 42.0703 | 42.7569 | 80.2888 | 82.6893
HPS0110-ST-0060-001-B | High Pressure Sodium 250 | 60 | 1 | HIGH PRESSURE SODIUM 250W (210/220) | SHARED OR NO POLE | 1 | 1-Unmetered, CE Funded, CE Maintained | 0 | 32.5972 | 40.7663 | 65.8257 | 106.592 | 101.9726 | 79.7531 | 77.9037 | 80.7057 | 82.6009 | 106.155 | 83.3217 | 85.5756 | 110.3581 | 85.8436 | 88.9421 | 114.9828 | 88.1374 | 91.6488 | 117.3292 | 120.8076
HPS0110-ST-0060-002-B | High Pressure Sodium 250 | 60 | 2 | HIGH PRESSURE SODIUM 250W (210/220) | SHARED OR NO POLE | 1 | 2-Unmetered, Funded by Others, CE Maintained | 0 | 0 | 0 | 65.8257 | 65.8257 | 68.5686 | 36.1285 | 36.1285 | 37.8965 | 37.8965 | 71.9242 | 39.453 | 39.5971 | 75.1518 | 40.8892 | 41.405 | 78.583 | 42.0703 | 42.7569 | 80.2888 | 82.6893
HPS0110-ST-0230-001-B | High Pressure Sodium 250 | 230 | 1 | HIGH PRESSURE SODIUM 250W (210/220) | WOOD POLE | 1 | 1-Unmetered, CE Funded, CE Maintained | 10.7316 | 66.9826 | 83.7689 | 76.5573 | 160.3262 | 148.3878 | 136.1671 | 132.3668 | 136.7682 | 140.6626 | 153.9894 | 140.9498 | 145.4706 | 159.7478 | 145.0303 | 151.0015 | 166.1908 | 148.8376 | 155.5264 | 169.4911 | 174.4979
HPS0110-ST-0230-002-B | High Pressure Sodium 250 | 230 | 2 | HIGH PRESSURE SODIUM 250W (210/220) | WOOD POLE | 1 | 2-Unmetered, Funded by Others, CE Maintained | 10.7316 | 0 | 0 | 76.5573 | 76.5573 | 79.7474 | 46.5247 | 46.5247 | 48.8015 | 48.8015 | 83.6501 | 50.8059 | 50.9915 | 87.4039 | 52.6553 | 53.3196 | 91.3944 | 54.1763 | 55.0605 | 93.3783 | 96.1702
HPS0110-ST-0320-001-B | High Pressure Sodium 250 | 320 | 1 | HIGH PRESSURE SODIUM 250W (210/220) | STEEL POLE | 1 | 1-Unmetered, CE Funded, CE Maintained | 9.9616 | 93.6413 | 117.1084 | 75.7873 | 192.8957 | 174.9042 | 171.0422 | 165.7294 | 170.9372 | 176.3815 | 181.1427 | 175.9507 | 182.1937 | 187.6612 | 180.8873 | 188.9592 | 195.0401 | 185.5782 | 194.562 | 198.8444 | 204.7046
HPS0110-ST-0320-002-B | High Pressure Sodium 250 | 320 | 2 | HIGH PRESSURE SODIUM 250W (210/220) | STEEL POLE | 1 | 2-Unmetered, Funded by Others, CE Maintained | 9.9616 | 0 | 0 | 75.7873 | 75.7873 | 78.9453 | 45.7226 | 45.7226 | 47.9602 | 47.9602 | 82.8088 | 49.93 | 50.1124 | 86.5248 | 51.7475 | 52.4003 | 90.4752 | 53.2423 | 54.1112 | 92.4391 | 95.203
HPS0110-ST-0390-001-B | High Pressure Sodium 250 | 390 | 1 | HIGH PRESSURE SODIUM 250W (210/220) | STEEL POLE | 2 | 1-Unmetered, CE Funded, CE Maintained | 9.9616 | 106.5568 | 133.2606 | 75.7873 | 209.0479 | 188.1393 | 188.3269 | 182.2814 | 187.8988 | 194.094 | 194.7054 | 193.3321 | 200.411 | 201.6104 | 198.6989 | 207.7941 | 209.4623 | 203.8307 | 213.9337 | 213.5204 | 219.8077
HPS0110-ST-0390-002-B | High Pressure Sodium 250 | 390 | 2 | HIGH PRESSURE SODIUM 250W (210/220) | STEEL POLE | 2 | 2-Unmetered, Funded by Others, CE Maintained | 9.9616 | 0 | 0 | 75.7873 | 75.7873 | 78.9453 | 45.7226 | 45.7226 | 47.9602 | 47.9602 | 82.8088 | 49.93 | 50.1124 | 86.5248 | 51.7475 | 52.4003 | 90.4752 | 53.2423 | 54.1112 | 92.4391 | 95.203
HPS0110-ST-0470-001-B | High Pressure Sodium 250 | 470 | 1 | HIGH PRESSURE SODIUM 250W (210/220) | STEEL POLE | 4 | 1-Unmetered, CE Funded, CE Maintained | 9.9616 | 132.3878 | 165.565 | 75.7873 | 241.3524 | 214.6097 | 222.8964 | 215.3853 | 221.8221 | 229.5191 | 221.8308 | 228.095 | 236.8457 | 229.509 | 234.3221 | 245.4639 | 238.3066 | 240.3356 | 252.6772 | 242.8723 | 250.0138
HPS0110-ST-0470-002-B | High Pressure Sodium 250 | 470 | 2 | HIGH PRESSURE SODIUM 250W (210/220) | STEEL POLE | 4 | 2-Unmetered, Funded by Others, CE Maintained | 9.9616 | 0 | 0 | 75.7873 | 75.7873 | 78.9453 | 45.7226 | 45.7226 | 47.9602 | 47.9602 | 82.8088 | 49.93 | 50.1124 | 86.5248 | 51.7475 | 52.4003 | 90.4752 | 53.2423 | 54.1112 | 92.4391 | 95.203
HPS0110-ST-0550-001-B | High Pressure Sodium 250 | 550 | 1 | HIGH PRESSURE SODIUM 250W (210/220) | R/BOUT COLUMN | 3 | 1-Unmetered, CE Funded, CE Maintained | 9.9616 | 180.3295 | 225.5213 | 75.7873 | 301.3086 | 263.738 | 287.0566 | 276.8255 | 284.783 | 295.2673 | 272.1751 | 292.6141 | 304.4677 | 281.288 | 300.4381 | 315.3783 | 291.8409 | 308.088 | 324.5841 | 297.3489 | 306.0756
HPS0110-ST-0550-002-B | High Pressure Sodium 250 | 550 | 2 | HIGH PRESSURE SODIUM 250W (210/220) | R/BOUT COLUMN | 3 | 2-Unmetered, Funded by Others, CE Maintained | 9.9616 | 0 | 0 | 75.7873 | 75.7873 | 78.9453 | 45.7226 | 45.7226 | 47.9602 | 47.9602 | 82.8088 | 49.93 | 50.1124 | 86.5248 | 51.7475 | 52.4003 | 90.4752 | 53.2423 | 54.1112 | 92.4391 | 95.203
HPS0110-ST-0590-001-B | High Pressure Sodium 250 | 590 | 1 | HIGH PRESSURE SODIUM 250W (210/220) | R/BOUT COLUMN | 4 | 1-Unmetered, CE Funded, CE Maintained | 9.9616 | 193.245 | 241.6735 | 75.7873 | 317.4608 | 276.9731 | 304.3414 | 293.3775 | 301.7446 | 312.9798 | 285.7378 | 309.9955 | 322.685 | 295.2373 | 318.2497 | 334.2132 | 306.2631 | 326.3404 | 343.9558 | 312.0249 | 321.1787
HPS0110-ST-0590-002-B | High Pressure Sodium 250 | 590 | 2 | HIGH PRESSURE SODIUM 250W (210/220) | R/BOUT COLUMN | 4 | 2-Unmetered, Funded by Others, CE Maintained | 9.9616 | 0 | 0 | 75.7873 | 75.7873 | 78.9453 | 45.7226 | 45.7226 | 47.9602 | 47.9602 | 82.8088 | 49.93 | 50.1124 | 86.5248 | 51.7475 | 52.4003 | 90.4752 | 53.2423 | 54.1112 | 92.4391 | 95.203
HPS0110-ST-0610-001-B | High Pressure Sodium 250 | 610 | 1 | METAL HALIDE/HPS 250W FLOOD (210/220) | SHARED OR NO POLE | 1 | 1-Unmetered, CE Funded, CE Maintained | 0 | 37.7472 | 47.2069 | 65.8257 | 113.0326 | 107.25 | 86.6453 | 84.5037 | 87.4691 | 89.6637 | 111.563 | 90.2525 | 92.8396 | 115.9203 | 92.9459 | 96.4524 | 120.7335 | 95.4155 | 99.3732 | 123.1812 | 126.8299
HPS0110-ST-0610-002-B | High Pressure Sodium 250 | 610 | 2 | METAL HALIDE/HPS 250W FLOOD (210/220) | SHARED OR NO POLE | 1 | 2-Unmetered, Funded by Others, CE Maintained | 0 | 0 | 0 | 65.8257 | 65.8257 | 68.5686 | 36.1285 | 36.1285 | 37.8965 | 37.8965 | 71.9242 | 39.453 | 39.5971 | 75.1518 | 40.8892 | 41.405 | 78.583 | 42.0703 | 42.7569 | 80.2888 | 82.6893
HPS0110-ST-0650-002-B | High Pressure Sodium 250 | 650 | 2 | METAL HALIDE/HPS 250W FLOOD (210/220) | SHARED OR NO POLE | 2 | 2-Unmetered, Funded by Others, CE Maintained | 0 | 0 | 0 | 65.8257 | 65.8257 | 68.5686 | 36.1285 | 36.1285 | 37.8965 | 37.8965 | 71.9242 | 39.453 | 39.5971 | 75.1518 | 40.8892 | 41.405 | 78.583 | 42.0703 | 42.7569 | 80.2888 | 82.6893
HPS0110-ST-0760-001-B | High Pressure Sodium 250 | 760 | 1 | HIGH PRESSURE SODIUM 250W (210/220) | WOOD POLE | 2 | 1-Unmetered, CE Funded, CE Maintained | 10.7316 | 79.8981 | 99.9211 | 76.5573 | 176.4784 | 161.6229 | 153.4518 | 148.9188 | 153.7299 | 158.3751 | 167.5521 | 158.3312 | 163.6879 | 173.697 | 162.8419 | 169.8364 | 180.613 | 167.09 | 174.8981 | 184.1671 | 189.601
HPS0110-ST-0760-002-B | High Pressure Sodium 250 | 760 | 2 | HIGH PRESSURE SODIUM 250W (210/220) | WOOD POLE | 2 | 2-Unmetered, Funded by Others, CE Maintained | 10.7316 | 0 | 0 | 76.5573 | 76.5573 | 79.7474 | 46.5247 | 46.5247 | 48.8015 | 48.8015 | 83.6501 | 50.8059 | 50.9915 | 87.4039 | 52.6553 | 53.3196 | 91.3944 | 54.1763 | 55.0605 | 93.3783 | 96.1702
HPS0110-ST-0960-001-B | High Pressure Sodium 250 | 960 | 1 | HIGH PRESSURE SODIUM 250W (210/220) | SHARED OR NO POLE | 2 | 1-Unmetered, CE Funded, CE Maintained | 0 | 45.5127 | 56.9185 | 65.8257 | 122.7442 | 115.2077 | 97.0379 | 94.4557 | 97.6674 | 100.3135 | 119.7177 | 100.7031 | 103.7929 | 124.3074 | 103.6553 | 107.777 | 129.4049 | 106.3898 | 111.0205 | 132.0052 | 135.9107
HPS0110-ST-0960-002-B | High Pressure Sodium 250 | 960 | 2 | HIGH PRESSURE SODIUM 250W (210/220) | SHARED OR NO POLE | 2 | 2-Unmetered, Funded by Others, CE Maintained | 0 | 0 | 0 | 65.8257 | 65.8257 | 68.5686 | 36.1285 | 36.1285 | 37.8965 | 37.8965 | 71.9242 | 39.453 | 39.5971 | 75.1518 | 40.8892 | 41.405 | 78.583 | 42.0703 | 42.7569 | 80.2888 | 82.6893
HPS0110-ST-0970-002-B | High Pressure Sodium 250 | 970 | 2 | HIGH PRESSURE SODIUM 250W (210/220) | SHARED OR NO POLE | 4 | 2-Unmetered, Funded by Others, CE Maintained | 0 | 0 | 0 | 65.8257 | 65.8257 | 68.5686 | 36.1285 | 36.1285 | 37.8965 | 37.8965 | 71.9242 | 39.453 | 39.5971 | 75.1518 | 40.8892 | 41.405 | 78.583 | 42.0703 | 42.7569 | 80.2888 | 82.6893
HPS0110-ST-1070-001-B | High Pressure Sodium 250 | 1070 | 1 | METAL HALIDE/HPS 250W FLOOD (210/220) | WOOD POLE | 1 | 1-Unmetered, CE Funded, CE Maintained | 10.7316 | 72.1326 | 90.2095 | 76.5573 | 166.7668 | 153.6652 | 143.0593 | 138.9668 | 143.5316 | 147.7254 | 159.3974 | 147.8805 | 152.7346 | 165.31 | 152.1326 | 158.5118 | 171.9416 | 156.1156 | 163.2507 | 175.3431 | 180.5202
HPS0110-ST-1070-002-B | High Pressure Sodium 250 | 1070 | 2 | METAL HALIDE/HPS 250W FLOOD (210/220) | WOOD POLE | 1 | 2-Unmetered, Funded by Others, CE Maintained | 10.7316 | 0 | 0 | 76.5573 | 76.5573 | 79.7474 | 46.5247 | 46.5247 | 48.8015 | 48.8015 | 83.6501 | 50.8059 | 50.9915 | 87.4039 | 52.6553 | 53.3196 | 91.3944 | 54.1763 | 55.0605 | 93.3783 | 96.1702
HPS0110-ST-1120-001-B | High Pressure Sodium 250 | 1120 | 1 | METAL HALIDE/HPS 250W FLOOD (210/220) | STEEL POLE | 1 | 1-Unmetered, CE Funded, CE Maintained | 9.9616 | 98.7913 | 123.549 | 75.7873 | 199.3363 | 180.1816 | 177.9344 | 172.3294 | 177.7006 | 183.4442 | 186.5507 | 182.8814 | 189.4577 | 193.2234 | 187.9895 | 196.4695 | 200.7909 | 192.8563 | 202.2864 | 204.6964 | 210.7269
HPS0110-ST-1120-002-B | High Pressure Sodium 250 | 1120 | 2 | METAL HALIDE/HPS 250W FLOOD (210/220) | STEEL POLE | 1 | 2-Unmetered, Funded by Others, CE Maintained | 9.9616 | 0 | 0 | 75.7873 | 75.7873 | 78.9453 | 45.7226 | 45.7226 | 47.9602 | 47.9602 | 82.8088 | 49.93 | 50.1124 | 86.5248 | 51.7475 | 52.4003 | 90.4752 | 53.2423 | 54.1112 | 92.4391 | 95.203
HPS0110-ST-1160-001-B | High Pressure Sodium 250 | 1160 | 1 | METAL HALIDE/HPS 250W FLOOD (210/220) | WOOD POLE | 2 | 1-Unmetered, CE Funded, CE Maintained | 10.7316 | 90.1981 | 112.8023 | 76.5573 | 189.3596 | 172.1778 | 167.2362 | 162.1188 | 167.2566 | 172.5007 | 178.3682 | 172.1927 | 178.2161 | 184.8214 | 177.0465 | 184.8571 | 192.1145 | 181.6462 | 190.3468 | 195.871 | 201.6455
HPS0110-ST-1380-002-B | High Pressure Sodium 250 | 1380 | 2 | METAL HALIDE/HPS 250W FLOOD (210/220) | R/BOUT COLUMN | 3 | 2-Unmetered, Funded by Others, CE Maintained | 9.9616 | 0 | 0 | 75.7873 | 75.7873 | 78.9453 | 45.7226 | 45.7226 | 47.9602 | 47.9602 | 82.8088 | 49.93 | 50.1124 | 86.5248 | 51.7475 | 52.4003 | 90.4752 | 53.2423 | 54.1112 | 92.4391 | 95.203
HPS0110-ST-1450-002-B | High Pressure Sodium 250 | 1450 | 2 | METAL HALIDE/HPS 250W FLOOD (210/220) | R/BOUT COLUMN | 4 | 2-Unmetered, Funded by Others, CE Maintained | 9.9616 | 0 | 0 | 75.7873 | 75.7873 | 78.9453 | 45.7226 | 45.7226 | 47.9602 | 47.9602 | 82.8088 | 49.93 | 50.1124 | 86.5248 | 51.7475 | 52.4003 | 90.4752 | 53.2423 | 54.1112 | 92.4391 | 95.203
HPS0110-TA-0060-001-B | High Pressure Sodium 250 | 60 | 1 | HIGH PRESSURE SODIUM 250W (210/220) | SHARED OR NO POLE | 1 | 1-Unmetered, CE Funded, CE Maintained | 0 | 32.5972 | 40.7663 | 68.865 | 109.6313 | 105.1385 | 77.8797 | 76.0303 | 78.7407 | 80.6359 | 109.4758 | 81.2759 | 83.5223 | 113.828 | 83.7234 | 86.7951 | 118.6111 | 85.9559 | 89.4317 | 121.0363 | 124.6255
HPS0110-TA-0060-002-B | High Pressure Sodium 250 | 60 | 2 | HIGH PRESSURE SODIUM 250W (210/220) | SHARED OR NO POLE | 1 | 2-Unmetered, Funded by Others, CE Maintained | 0 | 0 | 0 | 68.865 | 68.865 | 71.7345 | 34.2551 | 34.2551 | 35.9315 | 35.9315 | 75.2451 | 37.4072 | 37.5439 | 78.6217 | 38.7689 | 39.258 | 82.2113 | 39.8888 | 40.5398 | 83.9958 | 86.5072
HPS0110-TA-0230-001-B | High Pressure Sodium 250 | 230 | 1 | HIGH PRESSURE SODIUM 250W (210/220) | WOOD POLE | 1 | 1-Unmetered, CE Funded, CE Maintained | 10.7316 | 66.9826 | 83.7689 | 79.5966 | 163.3655 | 151.5537 | 134.2937 | 130.4934 | 134.8032 | 138.6975 | 157.3102 | 138.904 | 143.4173 | 163.2177 | 142.91 | 148.8545 | 169.8191 | 146.6561 | 153.3093 | 173.1982 | 178.3158
HPS0110-TA-0320-001-B | High Pressure Sodium 250 | 320 | 1 | HIGH PRESSURE SODIUM 250W (210/220) | STEEL POLE | 1 | 1-Unmetered, CE Funded, CE Maintained | 9.9616 | 93.6413 | 117.1084 | 78.8266 | 195.935 | 178.0701 | 169.1688 | 163.856 | 168.9721 | 174.4164 | 184.4635 | 173.9049 | 180.1404 | 191.131 | 178.767 | 186.8122 | 198.6684 | 183.3967 | 192.3449 | 202.5515 | 208.5225
HPS0110-TA-0320-002-B | High Pressure Sodium 250 | 320 | 2 | HIGH PRESSURE SODIUM 250W (210/220) | STEEL POLE | 1 | 2-Unmetered, Funded by Others, CE Maintained | 9.9616 | 0 | 0 | 78.8266 | 78.8266 | 82.1112 | 43.8492 | 43.8492 | 45.9951 | 45.9951 | 86.1296 | 47.8842 | 48.0591 | 89.9946 | 49.6273 | 50.2533 | 94.1035 | 51.0608 | 51.8942 | 96.1462 | 99.0209
HPS0110-TA-0390-001-B | High Pressure Sodium 250 | 390 | 1 | HIGH PRESSURE SODIUM 250W (210/220) | STEEL POLE | 2 | 1-Unmetered, CE Funded, CE Maintained | 9.9616 | 106.5568 | 133.2606 | 78.8266 | 212.0872 | 191.3053 | 186.4536 | 180.408 | 185.9338 | 192.1289 | 198.0262 | 191.2863 | 198.3578 | 205.0803 | 196.5786 | 205.6471 | 213.0906 | 201.6492 | 211.7166 | 217.2274 | 223.6256
HPS0110-TA-0470-001-B | High Pressure Sodium 250 | 470 | 1 | HIGH PRESSURE SODIUM 250W (210/220) | STEEL POLE | 4 | 1-Unmetered, CE Funded, CE Maintained | 9.9616 | 132.3878 | 165.565 | 78.8266 | 244.3916 | 217.7756 | 221.023 | 213.512 | 219.857 | 227.554 | 225.1517 | 226.0492 | 234.7925 | 232.9788 | 232.2019 | 243.3169 | 241.9349 | 238.1541 | 250.4601 | 246.5794 | 253.8317
HPS0110-TA-0590-001-B | High Pressure Sodium 250 | 590 | 1 | HIGH PRESSURE SODIUM 250W (210/220) | R/BOUT COLUMN | 4 | 1-Unmetered, CE Funded, CE Maintained | 9.9616 | 193.245 | 241.6735 | 78.8266 | 320.5001 | 280.139 | 302.468 | 291.5041 | 299.7795 | 311.0147 | 289.0587 | 307.9498 | 320.6318 | 298.7072 | 316.1295 | 332.0662 | 309.8914 | 324.1589 | 341.7387 | 315.7319 | 324.9966
HPS0110-TA-0590-002-B | High Pressure Sodium 250 | 590 | 2 | HIGH PRESSURE SODIUM 250W (210/220) | R/BOUT COLUMN | 4 | 2-Unmetered, Funded by Others, CE Maintained | 9.9616 | 0 | 0 | 78.8266 | 78.8266 | 82.1112 | 43.8492 | 43.8492 | 45.9951 | 45.9951 | 86.1296 | 47.8842 | 48.0591 | 89.9946 | 49.6273 | 50.2533 | 94.1035 | 51.0608 | 51.8942 | 96.1462 | 99.0209
HPS0110-TA-0960-001-B | High Pressure Sodium 250 | 960 | 1 | HIGH PRESSURE SODIUM 250W (210/220) | SHARED OR NO POLE | 2 | 1-Unmetered, CE Funded, CE Maintained | 0 | 45.5127 | 56.9185 | 68.865 | 125.7835 | 118.3736 | 95.1645 | 92.5823 | 95.7023 | 98.3484 | 123.0385 | 98.6574 | 101.7397 | 127.7772 | 101.535 | 105.63 | 133.0332 | 104.2084 | 108.8035 | 135.7122 | 139.7286
HPS0110-TA-1120-002-B | High Pressure Sodium 250 | 1120 | 2 | METAL HALIDE/HPS 250W FLOOD (210/220) | STEEL POLE | 1 | 2-Unmetered, Funded by Others, CE Maintained | 9.9616 | 0 | 0 | 78.8266 | 78.8266 | 82.1112 | 43.8492 | 43.8492 | 45.9951 | 45.9951 | 86.1296 | 47.8842 | 48.0591 | 89.9946 | 49.6273 | 50.2533 | 94.1035 | 51.0608 | 51.8942 | 96.1462 | 99.0209
HPS0120-ST-0860-002-B | High Pressure Sodium 2x250 | 860 | 2 | HIGH PRESSURE SODIUM 2X250 W OR 2X400 W FLOOD | R/BOUT COLUMN | 3 | 2-Unmetered, Funded by Others, CE Maintained | 9.9616 | 0 | 0 | 93.3378 | 93.3378 | 97.227 | 60.5401 | 60.5401 | 63.5029 | 63.5029 | 101.9852 | 66.111 | 66.3526 | 106.5617 | 68.5177 | 69.382 | 111.427 | 70.4968 | 71.6474 | 113.8457 | 117.2496
HPS0120-ST-0870-002-B | High Pressure Sodium 2x250 | 870 | 2 | HIGH PRESSURE SODIUM 2X250 W OR 2X400 W FLOOD | R/BOUT COLUMN | 4 | 2-Unmetered, Funded by Others, CE Maintained | 9.9616 | 0 | 0 | 93.3378 | 93.3378 | 97.227 | 60.5401 | 60.5401 | 63.5029 | 63.5029 | 101.9852 | 66.111 | 66.3526 | 106.5617 | 68.5177 | 69.382 | 111.427 | 70.4968 | 71.6474 | 113.8457 | 117.2496
HPS0140-ST-0070-001-B | High Pressure Sodium 310 (Retrofit) | 70 | 1 | HIGH PRESSURE SODIUM 400W (310/360) | SHARED OR NO POLE | 1 | 1-Unmetered, CE Funded, CE Maintained | 0 | 36.2952 | 45.391 | 65.8257 | 111.2167 | 105.7621 | 91.0333 | 88.9741 | 92.2032 | 94.3134 | 110.0383 | 95.2122 | 97.7307 | 114.3521 | 98.109 | 101.5908 | 119.1122 | 100.7359 | 104.6882 | 121.5313 | 125.132
HPS0140-ST-0070-002-B | High Pressure Sodium 310 (Retrofit) | 70 | 2 | HIGH PRESSURE SODIUM 400W (310/360) | SHARED OR NO POLE | 1 | 2-Unmetered, Funded by Others, CE Maintained | 0 | 0 | 0 | 65.8257 | 65.8257 | 68.5686 | 42.4596 | 42.4596 | 44.5376 | 44.5376 | 71.9242 | 46.3668 | 46.5362 | 75.1518 | 48.0547 | 48.6609 | 78.583 | 49.4427 | 50.2497 | 80.2888 | 82.6893
HPS0140-ST-0240-002-B | High Pressure Sodium 310 (Retrofit) | 240 | 2 | HIGH PRESSURE SODIUM 400W (310/360) | WOOD POLE | 1 | 2-Unmetered, Funded by Others, CE Maintained | 10.7316 | 0 | 0 | 76.5573 | 76.5573 | 79.7474 | 52.8558 | 52.8558 | 55.4425 | 55.4425 | 83.6501 | 57.7196 | 57.9305 | 87.4039 | 59.8208 | 60.5754 | 91.3944 | 61.5487 | 62.5533 | 93.3783 | 96.1702
HPS0140-ST-0330-001-B | High Pressure Sodium 310 (Retrofit) | 330 | 1 | HIGH PRESSURE SODIUM 400W (310/360) | STEEL POLE | 1 | 1-Unmetered, CE Funded, CE Maintained | 9.9616 | 97.3393 | 121.7332 | 75.7873 | 197.5205 | 178.6937 | 182.3224 | 176.7998 | 182.4347 | 188.094 | 185.026 | 187.8411 | 194.3487 | 191.6552 | 193.1526 | 201.6079 | 199.1695 | 198.1768 | 207.6013 | 203.0465 | 209.029
HPS0140-ST-0330-002-B | High Pressure Sodium 310 (Retrofit) | 330 | 2 | HIGH PRESSURE SODIUM 400W (310/360) | STEEL POLE | 1 | 2-Unmetered, Funded by Others, CE Maintained | 9.9616 | 0 | 0 | 75.7873 | 75.7873 | 78.9453 | 52.0538 | 52.0538 | 54.6012 | 54.6012 | 82.8088 | 56.8437 | 57.0514 | 86.5248 | 58.913 | 59.6562 | 90.4752 | 60.6147 | 61.604 | 92.4391 | 95.203
HPS0140-ST-0400-002-B | High Pressure Sodium 310 (Retrofit) | 400 | 2 | HIGH PRESSURE SODIUM 400W (310/360) | STEEL POLE | 2 | 2-Unmetered, Funded by Others, CE Maintained | 9.9616 | 0 | 0 | 75.7873 | 75.7873 | 78.9453 | 52.0538 | 52.0538 | 54.6012 | 54.6012 | 82.8088 | 56.8437 | 57.0514 | 86.5248 | 58.913 | 59.6562 | 90.4752 | 60.6147 | 61.604 | 92.4391 | 95.203
HPS0140-ST-1030-001-B | High Pressure Sodium 310 (Retrofit) | 1030 | 1 | HIGH PRESSURE SODIUM 400W (310/360) | SHARED OR NO POLE | 2 | 1-Unmetered, CE Funded, CE Maintained | 0 | 52.9087 | 66.168 | 65.8257 | 131.9937 | 122.7868 | 113.2671 | 110.2653 | 114.0214 | 117.0975 | 127.4843 | 117.5703 | 121.164 | 132.2954 | 121.0205 | 125.8186 | 137.6637 | 124.2145 | 129.6064 | 140.4093 | 144.5594
HPS0160-ST-0070-001-B | High Pressure Sodium 360 | 70 | 1 | HIGH PRESSURE SODIUM 400W (310/360) | SHARED OR NO POLE | 1 | 1-Unmetered, CE Funded, CE Maintained | 0 | 36.2952 | 45.391 | 70.4172 | 115.8082 | 110.5449 | 95.3725 | 93.3133 | 96.7548 | 98.865 | 115.0552 | 99.9507 | 102.4865 | 119.5941 | 103.02 | 106.5638 | 124.5935 | 105.7888 | 109.8235 | 127.1316 | 130.8998
HPS0160-ST-0070-002-B | High Pressure Sodium 360 | 70 | 2 | HIGH PRESSURE SODIUM 400W (310/360) | SHARED OR NO POLE | 1 | 2-Unmetered, Funded by Others, CE Maintained | 0 | 0 | 0 | 70.4172 | 70.4172 | 73.3514 | 46.7988 | 46.7988 | 49.0891 | 49.0891 | 76.9411 | 51.1053 | 51.292 | 80.3938 | 52.9656 | 53.6338 | 84.0644 | 54.4956 | 55.385 | 85.8891 | 88.4571
HPS0160-ST-0240-001-B | High Pressure Sodium 360 | 240 | 1 | HIGH PRESSURE SODIUM 400W (310/360) | WOOD POLE | 1 | 1-Unmetered, CE Funded, CE Maintained | 10.7316 | 70.6806 | 88.3936 | 81.1488 | 169.5424 | 156.9601 | 151.7865 | 147.7764 | 152.8173 | 156.9267 | 162.8896 | 157.5787 | 162.3815 | 168.9838 | 162.2066 | 168.6232 | 175.8016 | 166.4889 | 173.701 | 179.2935 | 184.59
HPS0160-ST-0240-002-B | High Pressure Sodium 360 | 240 | 2 | HIGH PRESSURE SODIUM 400W (310/360) | WOOD POLE | 1 | 2-Unmetered, Funded by Others, CE Maintained | 10.7316 | 0 | 0 | 81.1488 | 81.1488 | 84.5302 | 57.195 | 57.195 | 59.9941 | 59.9941 | 88.667 | 62.4581 | 62.6863 | 92.6459 | 64.7318 | 65.5484 | 96.8758 | 66.6016 | 67.6886 | 98.9787 | 101.938
HPS0160-ST-0330-001-B | High Pressure Sodium 360 | 330 | 1 | HIGH PRESSURE SODIUM 400W (310/360) | STEEL POLE | 1 | 1-Unmetered, CE Funded, CE Maintained | 9.9616 | 97.3393 | 121.7332 | 80.3788 | 202.112 | 183.4765 | 186.6616 | 181.139 | 186.9863 | 192.6455 | 190.0429 | 192.5796 | 199.1045 | 196.8972 | 198.0636 | 206.5808 | 204.6509 | 203.2296 | 212.7367 | 208.6468 | 214.7968
HPS0160-ST-0330-002-B | High Pressure Sodium 360 | 330 | 2 | HIGH PRESSURE SODIUM 400W (310/360) | STEEL POLE | 1 | 2-Unmetered, Funded by Others, CE Maintained | 9.9616 | 0 | 0 | 80.3788 | 80.3788 | 83.7281 | 56.393 | 56.393 | 59.1528 | 59.1528 | 87.8257 | 61.5822 | 61.8072 | 91.7668 | 63.824 | 64.6291 | 95.9566 | 65.6676 | 66.7393 | 98.0395 | 100.9708
HPS0160-ST-1020-001-B | High Pressure Sodium 360 | 1020 | 1 | HIGH PRESSURE SODIUM 250W (210/220) | SHARED OR NO POLE | 3 | 1-Unmetered, CE Funded, CE Maintained | 0 | 58.4282 | 73.0707 | 70.4172 | 143.4879 | 133.2257 | 124.993 | 121.678 | 125.8216 | 129.2186 | 138.2973 | 129.7369 | 133.7051 | 143.4987 | 133.5434 | 138.8407 | 149.3084 | 137.0676 | 143.0203 | 152.2815 | 156.7815
HPS0160-ST-1030-001-B | High Pressure Sodium 360 | 1030 | 1 | HIGH PRESSURE SODIUM 400W (310/360) | SHARED OR NO POLE | 2 | 1-Unmetered, CE Funded, CE Maintained | 0 | 52.9087 | 66.168 | 70.4172 | 136.5852 | 127.5696 | 117.6063 | 114.6045 | 118.5729 | 121.649 | 132.5012 | 122.3088 | 125.9198 | 137.5374 | 125.9315 | 130.7915 | 143.1451 | 129.2673 | 134.7417 | 146.0097 | 150.3272
HPS0170-ST-0070-001-B | High Pressure Sodium 400 | 70 | 1 | HIGH PRESSURE SODIUM 400W (310/360) | SHARED OR NO POLE | 1 | 1-Unmetered, CE Funded, CE Maintained | 0 | 36.2952 | 45.391 | 70.4172 | 115.8082 | 110.5449 | 88.3713 | 86.3121 | 89.4109 | 91.5211 | 115.0552 | 92.3052 | 94.813 | 119.5941 | 95.0962 | 98.54 | 124.5935 | 97.6361 | 101.5377 | 127.1316 | 130.8998
HPS0170-ST-0070-002-B | High Pressure Sodium 400 | 70 | 2 | HIGH PRESSURE SODIUM 400W (310/360) | SHARED OR NO POLE | 1 | 2-Unmetered, Funded by Others, CE Maintained | 0 | 0 | 0 | 70.4172 | 70.4172 | 73.3514 | 39.7976 | 39.7976 | 41.7453 | 41.7453 | 76.9411 | 43.4598 | 43.6186 | 80.3938 | 45.0418 | 45.61 | 84.0644 | 46.3429 | 47.0992 | 85.8891 | 88.4571
HPS0170-ST-0240-001-B | High Pressure Sodium 400 | 240 | 1 | HIGH PRESSURE SODIUM 400W (310/360) | WOOD POLE | 1 | 1-Unmetered, CE Funded, CE Maintained | 10.7316 | 70.6806 | 88.3936 | 81.1488 | 169.5424 | 156.9601 | 144.7853 | 140.7752 | 145.4735 | 149.5828 | 162.8896 | 149.9333 | 154.7081 | 168.9838 | 154.2828 | 160.5994 | 175.8016 | 158.3363 | 165.4153 | 179.2935 | 184.59
HPS0170-ST-0240-002-B | High Pressure Sodium 400 | 240 | 2 | HIGH PRESSURE SODIUM 400W (310/360) | WOOD POLE | 1 | 2-Unmetered, Funded by Others, CE Maintained | 10.7316 | 0 | 0 | 81.1488 | 81.1488 | 84.5302 | 50.1938 | 50.1938 | 52.6502 | 52.6502 | 88.667 | 54.8127 | 55.0129 | 92.6459 | 56.808 | 57.5246 | 96.8758 | 58.4489 | 59.4028 | 98.9787 | 101.938
HPS0170-ST-0330-001-B | High Pressure Sodium 400 | 330 | 1 | HIGH PRESSURE SODIUM 400W (310/360) | STEEL POLE | 1 | 1-Unmetered, CE Funded, CE Maintained | 9.9616 | 97.3393 | 121.7332 | 80.3788 | 202.112 | 183.4765 | 179.6604 | 174.1378 | 179.6424 | 185.3017 | 190.0429 | 184.9341 | 191.4311 | 196.8972 | 190.1398 | 198.5571 | 204.6509 | 195.0769 | 204.4509 | 208.6468 | 214.7968
HPS0170-ST-0330-002-B | High Pressure Sodium 400 | 330 | 2 | HIGH PRESSURE SODIUM 400W (310/360) | STEEL POLE | 1 | 2-Unmetered, Funded by Others, CE Maintained | 9.9616 | 0 | 0 | 80.3788 | 80.3788 | 83.7281 | 49.3917 | 49.3917 | 51.8089 | 51.8089 | 87.8257 | 53.9368 | 54.1338 | 91.7668 | 55.9002 | 56.6054 | 95.9566 | 57.5149 | 58.4536 | 98.0395 | 100.9708
HPS0170-ST-0400-001-B | High Pressure Sodium 400 | 400 | 1 | HIGH PRESSURE SODIUM 400W (310/360) | STEEL POLE | 2 | 1-Unmetered, CE Funded, CE Maintained | 9.9616 | 113.9528 | 142.5101 | 80.3788 | 222.8889 | 200.5012 | 201.8941 | 195.429 | 201.4606 | 208.0857 | 207.4889 | 207.2923 | 214.8645 | 214.8405 | 213.0513 | 222.7849 | 223.2024 | 218.5555 | 229.3692 | 227.5248 | 234.2242
HPS0170-ST-0400-002-B | High Pressure Sodium 400 | 400 | 2 | HIGH PRESSURE SODIUM 400W (310/360) | STEEL POLE | 2 | 2-Unmetered, Funded by Others, CE Maintained | 9.9616 | 0 | 0 | 80.3788 | 80.3788 | 83.7281 | 49.3917 | 49.3917 | 51.8089 | 51.8089 | 87.8257 | 53.9368 | 54.1338 | 91.7668 | 55.9002 | 56.6054 | 95.9566 | 57.5149 | 58.4536 | 98.0395 | 100.9708
HPS0170-ST-0440-001-B | High Pressure Sodium 400 | 440 | 1 | HIGH PRESSURE SODIUM 400W (310/360) | STEEL POLE | 3 | 1-Unmetered, CE Funded, CE Maintained | 9.9616 | 130.5663 | 163.287 | 80.3788 | 243.6659 | 217.5259 | 224.1279 | 216.7201 | 223.2787 | 230.8698 | 224.935 | 229.6504 | 238.2979 | 232.7837 | 235.9628 | 247.0126 | 241.7539 | 242.034 | 254.2875 | 246.4029 | 253.6515
HPS0170-ST-0440-002-B | High Pressure Sodium 400 | 440 | 2 | HIGH PRESSURE SODIUM 400W (310/360) | STEEL POLE | 3 | 2-Unmetered, Funded by Others, CE Maintained | 9.9616 | 0 | 0 | 80.3788 | 80.3788 | 83.7281 | 49.3917 | 49.3917 | 51.8089 | 51.8089 | 87.8257 | 53.9368 | 54.1338 | 91.7668 | 55.9002 | 56.6054 | 95.9566 | 57.5149 | 58.4536 | 98.0395 | 100.9708
HPS0170-ST-0480-002-B | High Pressure Sodium 400 | 480 | 2 | HIGH PRESSURE SODIUM 400W (310/360) | STEEL POLE | 4 | 2-Unmetered, Funded by Others, CE Maintained | 9.9616 | 0 | 0 | 80.3788 | 80.3788 | 83.7281 | 49.3917 | 49.3917 | 51.8089 | 51.8089 | 87.8257 | 53.9368 | 54.1338 | 91.7668 | 55.9002 | 56.6054 | 95.9566 | 57.5149 | 58.4536 | 98.0395 | 100.9708
HPS0170-ST-0560-002-B | High Pressure Sodium 400 | 560 | 2 | HIGH PRESSURE SODIUM 400W (310/360) | R/BOUT COLUMN | 3 | 2-Unmetered, Funded by Others, CE Maintained | 9.9616 | 0 | 0 | 80.3788 | 80.3788 | 83.7281 | 49.3917 | 49.3917 | 51.8089 | 51.8089 | 87.8257 | 53.9368 | 54.1338 | 91.7668 | 55.9002 | 56.6054 | 95.9566 | 57.5149 | 58.4536 | 98.0395 | 100.9708
HPS0170-ST-0600-002-B | High Pressure Sodium 400 | 600 | 2 | HIGH PRESSURE SODIUM 400W (310/360) | R/BOUT COLUMN | 4 | 2-Unmetered, Funded by Others, CE Maintained | 9.9616 | 0 | 0 | 80.3788 | 80.3788 | 83.7281 | 49.3917 | 49.3917 | 51.8089 | 51.8089 | 87.8257 | 53.9368 | 54.1338 | 91.7668 | 55.9002 | 56.6054 | 95.9566 | 57.5149 | 58.4536 | 98.0395 | 100.9708
HPS0170-ST-0620-001-B | High Pressure Sodium 400 | 620 | 1 | METAL HALIDE/HPS 400W FLOOD (310/360) | SHARED OR NO POLE | 1 | 1-Unmetered, CE Funded, CE Maintained | 0 | 34.9474 | 43.7054 | 70.4172 | 114.1226 | 109.1637 | 86.5675 | 84.5847 | 87.6409 | 89.6727 | 113.6398 | 90.4913 | 92.9119 | 118.1384 | 93.2374 | 96.5745 | 123.0885 | 95.7313 | 99.5162 | 125.6001 | 129.3237
HPS0170-ST-0620-002-B | High Pressure Sodium 400 | 620 | 2 | METAL HALIDE/HPS 400W FLOOD (310/360) | SHARED OR NO POLE | 1 | 2-Unmetered, Funded by Others, CE Maintained | 0 | 0 | 0 | 70.4172 | 70.4172 | 73.3514 | 39.7976 | 39.7976 | 41.7453 | 41.7453 | 76.9411 | 43.4598 | 43.6186 | 80.3938 | 45.0418 | 45.61 | 84.0644 | 46.3429 | 47.0992 | 85.8891 | 88.4571
HPS0170-ST-0660-001-B | High Pressure Sodium 400 | 660 | 1 | METAL HALIDE/HPS 400W FLOOD (310/360) | SHARED OR NO POLE | 2 | 1-Unmetered, CE Funded, CE Maintained | 0 | 50.2131 | 62.7968 | 70.4172 | 133.214 | 124.8072 | 106.9975 | 104.1486 | 107.6889 | 110.6083 | 129.6705 | 111.0356 | 114.4442 | 134.626 | 114.2901 | 118.8367 | 140.135 | 117.3051 | 122.4128 | 142.9466 | 147.1749
HPS0170-ST-0660-002-B | High Pressure Sodium 400 | 660 | 2 | METAL HALIDE/HPS 400W FLOOD (310/360) | SHARED OR NO POLE | 2 | 2-Unmetered, Funded by Others, CE Maintained | 0 | 0 | 0 | 70.4172 | 70.4172 | 73.3514 | 39.7976 | 39.7976 | 41.7453 | 41.7453 | 76.9411 | 43.4598 | 43.6186 | 80.3938 | 45.0418 | 45.61 | 84.0644 | 46.3429 | 47.0992 | 85.8891 | 88.4571
HPS0170-ST-0770-002-B | High Pressure Sodium 400 | 770 | 2 | HIGH PRESSURE SODIUM 400W (310/360) | WOOD POLE | 2 | 2-Unmetered, Funded by Others, CE Maintained | 10.7316 | 0 | 0 | 81.1488 | 81.1488 | 84.5302 | 50.1938 | 50.1938 | 52.6502 | 52.6502 | 88.667 | 54.8127 | 55.0129 | 92.6459 | 56.808 | 57.5246 | 96.8758 | 58.4489 | 59.4028 | 98.9787 | 101.938
HPS0170-ST-0900-002-B | High Pressure Sodium 400 | 900 | 2 | METAL HALIDE/HPS 400W FLOOD (310/360) | WOOD POLE | 2 | 2-Unmetered, Funded by Others, CE Maintained | 10.7316 | 0 | 0 | 81.1488 | 81.1488 | 84.5302 | 50.1938 | 50.1938 | 52.6502 | 52.6502 | 88.667 | 54.8127 | 55.0129 | 92.6459 | 56.808 | 57.5246 | 96.8758 | 58.4489 | 59.4028 | 98.9787 | 101.938
HPS0170-ST-1030-001-B | High Pressure Sodium 400 | 1030 | 1 | HIGH PRESSURE SODIUM 400W (310/360) | SHARED OR NO POLE | 2 | 1-Unmetered, CE Funded, CE Maintained | 0 | 52.9087 | 66.168 | 70.4172 | 136.5852 | 127.5696 | 110.605 | 107.6032 | 111.2291 | 114.3052 | 132.5012 | 114.6633 | 118.2464 | 137.5374 | 118.0077 | 122.7678 | 143.1451 | 121.1146 | 126.456 | 146.0097 | 150.3272
HPS0170-ST-1030-002-B | High Pressure Sodium 400 | 1030 | 2 | HIGH PRESSURE SODIUM 400W (310/360) | SHARED OR NO POLE | 2 | 2-Unmetered, Funded by Others, CE Maintained | 0 | 0 | 0 | 70.4172 | 70.4172 | 73.3514 | 39.7976 | 39.7976 | 41.7453 | 41.7453 | 76.9411 | 43.4598 | 43.6186 | 80.3938 | 45.0418 | 45.61 | 84.0644 | 46.3429 | 47.0992 | 85.8891 | 88.4571
HPS0170-ST-1100-001-B | High Pressure Sodium 400 | 1100 | 1 | METAL HALIDE/HPS 400W FLOOD (310/360) | WOOD POLE | 1 | 1-Unmetered, CE Funded, CE Maintained | 10.7316 | 74.5778 | 93.2675 | 81.1488 | 174.4164 | 160.9538 | 150.0009 | 145.7697 | 150.5916 | 154.9276 | 166.9821 | 155.1781 | 160.2051 | 173.193 | 159.6575 | 166.2829 | 180.1534 | 163.8439 | 171.2607 | 183.722 | 189.1474
HPS0170-ST-1100-002-B | High Pressure Sodium 400 | 1100 | 2 | METAL HALIDE/HPS 400W FLOOD (310/360) | WOOD POLE | 1 | 2-Unmetered, Funded by Others, CE Maintained | 10.7316 | 0 | 0 | 81.1488 | 81.1488 | 84.5302 | 50.1938 | 50.1938 | 52.6502 | 52.6502 | 88.667 | 54.8127 | 55.0129 | 92.6459 | 56.808 | 57.5246 | 96.8758 | 58.4489 | 59.4028 | 98.9787 | 101.938
HPS0170-ST-1130-001-B | High Pressure Sodium 400 | 1130 | 1 | METAL HALIDE/HPS 400W FLOOD (310/360) | STEEL POLE | 2 | 1-Unmetered, CE Funded, CE Maintained | 9.9616 | 121.7473 | 152.2579 | 80.3788 | 232.6368 | 208.4886 | 212.3254 | 205.4181 | 211.6969 | 218.7752 | 215.674 | 217.782 | 225.8587 | 223.2588 | 223.8006 | 234.1517 | 231.9062 | 229.5708 | 241.06 | 236.3818 | 243.3388
HPS0170-ST-1170-001-B | High Pressure Sodium 400 | 1170 | 1 | METAL HALIDE/HPS 400W FLOOD (310/360) | STEEL POLE | 1 | 1-Unmetered, CE Funded, CE Maintained | 9.9616 | 101.2365 | 126.6071 | 80.3788 | 206.9859 | 187.4702 | 184.876 | 179.1323 | 184.7606 | 190.6464 | 194.1354 | 190.179 | 196.9282 | 201.1064 | 195.5144 | 204.2405 | 209.0028 | 200.5846 | 210.2963 | 213.0753 | 219.3541
HPS0170-ST-1170-002-B | High Pressure Sodium 400 | 1170 | 2 | METAL HALIDE/HPS 400W FLOOD (310/360) | STEEL POLE | 1 | 2-Unmetered, Funded by Others, CE Maintained | 9.9616 | 0 | 0 | 80.3788 | 80.3788 | 83.7281 | 49.3917 | 49.3917 | 51.8089 | 51.8089 | 87.8257 | 53.9368 | 54.1338 | 91.7668 | 55.9002 | 56.6054 | 95.9566 | 57.5149 | 58.4536 | 98.0395 | 100.9708
HPS0170-ST-1250-001-B | High Pressure Sodium 400 | 1250 | 1 | METAL HALIDE/HPS 400W FLOOD (310/360) | WOOD POLE | 3 | 1-Unmetered, CE Funded, CE Maintained | 10.7316 | 115.5993 | 144.5693 | 81.1488 | 225.7181 | 202.9906 | 204.8997 | 198.3412 | 204.4642 | 211.1851 | 210.0593 | 210.384 | 218.066 | 217.4979 | 216.2298 | 226.1053 | 225.9602 | 221.8164 | 232.788 | 230.335 | 237.1168
HPS0170-TA-0070-001-B | High Pressure Sodium 400 | 70 | 1 | HIGH PRESSURE SODIUM 400W (310/360) | SHARED OR NO POLE | 1 | 1-Unmetered, CE Funded, CE Maintained | 0 | 36.2952 | 45.391 | 79.4836 | 124.8746 | 119.989 | 90.1075 | 88.0483 | 91.2321 | 93.3423 | 124.9615 | 94.2012 | 96.7159 | 129.945 | 97.0612 | 100.5298 | 135.417 | 99.6578 | 103.5925 | 138.19 | 142.2888
HPS0180-ST-0860-001-B | High Pressure Sodium 2x400 | 860 | 1 | HIGH PRESSURE SODIUM 2X250 W OR 2X400 W FLOOD | R/BOUT COLUMN | 3 | 1-Unmetered, CE Funded, CE Maintained | 9.9616 | 203.1153 | 254.0173 | 102.5208 | 356.5381 | 314.9351 | 339.7065 | 328.1827 | 337.9471 | 349.7562 | 325.3129 | 347.4734 | 360.8901 | 336.4186 | 356.9371 | 373.9989 | 349.1993 | 366.089 | 384.9808 | 355.8478 | 366.3029
HPS0180-ST-0870-001-B | High Pressure Sodium 2x400 | 870 | 1 | HIGH PRESSURE SODIUM 2X250 W OR 2X400 W FLOOD | R/BOUT COLUMN | 4 | 1-Unmetered, CE Funded, CE Maintained | 9.9616 | 223.626 | 279.6682 | 102.5208 | 382.189 | 335.9535 | 367.156 | 354.4684 | 364.8834 | 377.885 | 346.8515 | 375.0764 | 389.8206 | 358.571 | 385.2232 | 403.9101 | 372.1027 | 395.0752 | 415.7445 | 379.1543 | 390.2876
HPS0210-ST-0250-001-B | High Pressure Sodium 600 (Internal Ignitor) | 250 | 1 | HIGH PRESSURE SODIUM 600W HIGH MAST | WOOD POLE | 1 | 1-Unmetered, CE Funded, CE Maintained | 10.7316 | 174.3172 | 218.0022 | 124.4282 | 342.4304 | 308.2445 | 329.6909 | 319.801 | 330.0479 | 340.1827 | 319.0087 | 339.867 | 351.5337 | 330.3267 | 349.5055 | 364.6929 | 343.1949 | 358.6069 | 375.5452 | 349.8451 | 360.1469
HPS0250-ST-0120-001-B | High Pressure Sodium 1000 | 120 | 1 | METAL HALIDE 1000W FLOODLIGHT | SHARED OR NO POLE | 1 | 1-Unmetered, CE Funded, CE Maintained | 0 | 61.2174 | 76.5589 | 191.4333 | 267.9922 | 262.1426 | 239.0705 | 235.5973 | 245.2295 | 248.7887 | 273.4542 | 253.9892 | 258.5782 | 284.6727 | 262.2751 | 269.3689 | 296.8926 | 269.5019 | 277.7934 | 303.0564 | 312.0619
HPS0250-ST-0120-002-B | High Pressure Sodium 1000 | 120 | 2 | METAL HALIDE 1000W FLOODLIGHT | SHARED OR NO POLE | 1 | 2-Unmetered, Funded by Others, CE Maintained | 0 | 0 | 0 | 191.4333 | 191.4333 | 199.4101 | 157.1436 | 157.1436 | 164.834 | 164.834 | 209.169 | 171.6039 | 172.2309 | 218.5553 | 177.8508 | 180.0944 | 228.5339 | 182.9881 | 185.9746 | 233.4946 | 240.4759
HPS0250-ST-0840-001-B | High Pressure Sodium 1000 | 840 | 1 | METAL HALIDE 1000W FLOODLIGHT | R/BOUT COLUMN | 3 | 1-Unmetered, CE Funded, CE Maintained | 9.9616 | 203.1153 | 254.0173 | 201.3949 | 455.4122 | 417.9292 | 438.5658 | 427.0419 | 441.6444 | 453.4535 | 433.3474 | 455.4297 | 469.2408 | 449.3011 | 468.8233 | 487.2965 | 467.2356 | 481.2071 | 501.9776 | 476.4463 | 490.5072
HPS0250-ST-0850-001-B | High Pressure Sodium 1000 | 850 | 1 | METAL HALIDE 1000W FLOODLIGHT | R/BOUT COLUMN | 2 | 1-Unmetered, CE Funded, CE Maintained | 9.9616 | 182.6045 | 228.3664 | 201.3949 | 429.7614 | 396.9108 | 411.1164 | 400.7562 | 414.7081 | 425.3247 | 411.8088 | 427.8267 | 440.3103 | 427.1487 | 440.5371 | 457.3853 | 444.3322 | 452.2208 | 471.214 | 453.1398 | 466.5225
HPS0250-ST-1050-001-B | High Pressure Sodium 1000 | 1050 | 1 | METAL HALIDE 1000W FLOODLIGHT | R/BOUT COLUMN | 4 | 1-Unmetered, CE Funded, CE Maintained | 9.9616 | 223.626 | 279.6682 | 201.3949 | 481.0631 | 438.9476 | 466.0152 | 453.3277 | 468.5807 | 481.5823 | 454.886 | 483.0326 | 498.1712 | 471.4535 | 497.1094 | 517.2077 | 490.139 | 510.1933 | 532.7413 | 499.7528 | 514.4919
INC0010-ST-0010-002-B | Incandescent 30 | 10 | 2 | MERCURY VAPOUR 80W | SHARED OR NO POLE | 1 | 2-Unmetered, Funded by Others, CE Maintained | 0 | 0 | 0 | 18.153 | 18.153 | 18.9094 | 63.2885 | 63.2885 | 66.3858 | 66.3858 | 19.8348 | 69.1123 | 69.3648 | 20.7249 | 71.6282 | 72.5318 | 21.6711 | 73.6972 | 74.9 | 22.1415 | 22.8036
INC0020-ST-0010-001-B | Incandescent 40 | 10 | 1 | MERCURY VAPOUR 80W | SHARED OR NO POLE | 1 | 1-Unmetered, CE Funded, CE Maintained | 0 | 17.5015 | 21.8875 | 18.153 | 40.0405 | 36.8441 | 86.7107 | 85.7177 | 89.3701 | 90.3876 | 38.2134 | 92.6655 | 94.0507 | 39.6272 | 95.7643 | 98.0545 | 41.2143 | 98.4307 | 101.1501 | 42.0286 | 43.2694
INC0020-ST-0010-002-B | Incandescent 40 | 10 | 2 | MERCURY VAPOUR 80W | SHARED OR NO POLE | 1 | 2-Unmetered, Funded by Others, CE Maintained | 0 | 0 | 0 | 18.153 | 18.153 | 18.9094 | 63.2885 | 63.2885 | 66.3858 | 66.3858 | 19.8348 | 69.1123 | 69.3648 | 20.7249 | 71.6282 | 72.5318 | 21.6711 | 73.6972 | 74.9 | 22.1415 | 22.8036
INC0020-ST-0810-001-B | Incandescent 40 | 810 | 1 | MERCURY VAPOUR 80W | WOOD POLE | 1 | 1-Unmetered, CE Funded, CE Maintained | 10.7316 | 51.8869 | 64.8901 | 28.8846 | 93.7747 | 83.2593 | 143.1246 | 140.1808 | 145.4326 | 148.4493 | 86.0478 | 150.2936 | 153.9457 | 89.0169 | 154.951 | 160.1139 | 92.4223 | 159.1309 | 165.0277 | 94.1905 | 96.9596
INC0020-ST-0830-002-B | Incandescent 40 | 830 | 2 | MERCURY VAPOUR 80W | SHARED OR NO POLE | 4 | 2-Unmetered, Funded by Others, CE Maintained | 0 | 0 | 0 | 18.153 | 18.153 | 18.9094 | 63.2885 | 63.2885 | 66.3858 | 66.3858 | 19.8348 | 69.1123 | 69.3648 | 20.7249 | 71.6282 | 72.5318 | 21.6711 | 73.6972 | 74.9 | 22.1415 | 22.8036
INC0030-ST-0010-001-B | Incandescent 60 | 10 | 1 | MERCURY VAPOUR 80W | SHARED OR NO POLE | 1 | 1-Unmetered, CE Funded, CE Maintained | 0 | 17.5015 | 21.8875 | 18.153 | 40.0405 | 36.8441 | 86.7107 | 85.7177 | 89.3701 | 90.3876 | 38.2134 | 92.6655 | 94.0507 | 39.6272 | 95.7643 | 98.0545 | 41.2143 | 98.4307 | 101.1501 | 42.0286 | 43.2694
INC0030-ST-0010-002-B | Incandescent 60 | 10 | 2 | MERCURY VAPOUR 80W | SHARED OR NO POLE | 1 | 2-Unmetered, Funded by Others, CE Maintained | 0 | 0 | 0 | 18.153 | 18.153 | 18.9094 | 63.2885 | 63.2885 | 66.3858 | 66.3858 | 19.8348 | 69.1123 | 69.3648 | 20.7249 | 71.6282 | 72.5318 | 21.6711 | 73.6972 | 74.9 | 22.1415 | 22.8036
INC0040-ST-0010-001-B | Incandescent 75 | 10 | 1 | MERCURY VAPOUR 80W | SHARED OR NO POLE | 1 | 1-Unmetered, CE Funded, CE Maintained | 0 | 17.5015 | 21.8875 | 18.153 | 40.0405 | 36.8441 | 86.7107 | 85.7177 | 89.3701 | 90.3876 | 38.2134 | 92.6655 | 94.0507 | 39.6272 | 95.7643 | 98.0545 | 41.2143 | 98.4307 | 101.1501 | 42.0286 | 43.2694
INC0040-ST-0010-002-B | Incandescent 75 | 10 | 2 | MERCURY VAPOUR 80W | SHARED OR NO POLE | 1 | 2-Unmetered, Funded by Others, CE Maintained | 0 | 0 | 0 | 18.153 | 18.153 | 18.9094 | 63.2885 | 63.2885 | 66.3858 | 66.3858 | 19.8348 | 69.1123 | 69.3648 | 20.7249 | 71.6282 | 72.5318 | 21.6711 | 73.6972 | 74.9 | 22.1415 | 22.8036
INC0040-ST-0810-001-B | Incandescent 75 | 810 | 1 | MERCURY VAPOUR 80W | WOOD POLE | 1 | 1-Unmetered, CE Funded, CE Maintained | 10.7316 | 51.8869 | 64.8901 | 28.8846 | 93.7747 | 83.2593 | 143.1246 | 140.1808 | 145.4326 | 148.4493 | 86.0478 | 150.2936 | 153.9457 | 89.0169 | 154.951 | 160.1139 | 92.4223 | 159.1309 | 165.0277 | 94.1905 | 96.9596
INC0040-ST-0990-001-B | Incandescent 75 | 990 | 1 | MERCURY VAPOUR 80W | STEEL POLE | 1 | 1-Unmetered, CE Funded, CE Maintained | 9.9616 | 87.4857 | 109.4102 | 28.1146 | 137.5249 | 118.9371 | 189.9643 | 185.0008 | 191.3425 | 196.4289 | 122.5892 | 197.3259 | 203.2789 | 126.586 | 203.1372 | 211.1092 | 131.2547 | 208.506 | 217.4725 | 133.7026 | 137.6207
INC0050-ST-0010-001-B | Incandescent 100 | 10 | 1 | MERCURY VAPOUR 80W | SHARED OR NO POLE | 1 | 1-Unmetered, CE Funded, CE Maintained | 0 | 17.5015 | 21.8875 | 18.153 | 40.0405 | 36.8441 | 86.7107 | 85.7177 | 89.3701 | 90.3876 | 38.2134 | 92.6655 | 94.0507 | 39.6272 | 95.7643 | 98.0545 | 41.2143 | 98.4307 | 101.1501 | 42.0286 | 43.2694
INC0050-ST-0010-002-B | Incandescent 100 | 10 | 2 | MERCURY VAPOUR 80W | SHARED OR NO POLE | 1 | 2-Unmetered, Funded by Others, CE Maintained | 0 | 0 | 0 | 18.153 | 18.153 | 18.9094 | 63.2885 | 63.2885 | 66.3858 | 66.3858 | 19.8348 | 69.1123 | 69.3648 | 20.7249 | 71.6282 | 72.5318 | 21.6711 | 73.6972 | 74.9 | 22.1415 | 22.8036
INC0050-ST-0110-002-B | Incandescent 100 | 110 | 2 | BULKHEADS ETC | SHARED OR NO POLE | 1 | 2-Unmetered, Funded by Others, CE Maintained | 0 | 0 | 0 | 18.153 | 18.153 | 18.9094 | 63.2885 | 63.2885 | 66.3858 | 66.3858 | 19.8348 | 69.1123 | 69.3648 | 20.7249 | 71.6282 | 72.5318 | 21.6711 | 73.6972 | 74.9 | 22.1415 | 22.8036
INC0050-ST-0810-001-B | Incandescent 100 | 810 | 1 | MERCURY VAPOUR 80W | WOOD POLE | 1 | 1-Unmetered, CE Funded, CE Maintained | 10.7316 | 51.8869 | 64.8901 | 28.8846 | 93.7747 | 83.2593 | 143.1246 | 140.1808 | 145.4326 | 148.4493 | 86.0478 | 150.2936 | 153.9457 | 89.0169 | 154.951 | 160.1139 | 92.4223 | 159.1309 | 165.0277 | 94.1905 | 96.9596
INC0070-ST-0740-002-B | Incandescent 130 | 740 | 2 | MERCURY VAPOUR 80W | SHARED OR NO POLE | 2 | 2-Unmetered, Funded by Others, CE Maintained | 0 | 0 | 0 | 18.153 | 18.153 | 18.9094 | 63.2885 | 63.2885 | 66.3858 | 66.3858 | 19.8348 | 69.1123 | 69.3648 | 20.7249 | 71.6282 | 72.5318 | 21.6711 | 73.6972 | 74.9 | 22.1415 | 22.8036
INC0080-ST-0010-001-B | Incandescent 150 | 10 | 1 | MERCURY VAPOUR 80W | SHARED OR NO POLE | 1 | 1-Unmetered, CE Funded, CE Maintained | 0 | 17.5015 | 21.8875 | 20.9032 | 42.7907 | 39.7089 | 89.5755 | 88.5825 | 92.3751 | 93.3926 | 41.2184 | 95.7939 | 97.1906 | 42.7671 | 99.0066 | 101.3378 | 44.4975 | 101.7667 | 104.5406 | 45.3831 | 46.7241
INC0080-ST-0010-002-B | Incandescent 150 | 10 | 2 | MERCURY VAPOUR 80W | SHARED OR NO POLE | 1 | 2-Unmetered, Funded by Others, CE Maintained | 0 | 0 | 0 | 20.9032 | 20.9032 | 21.7742 | 66.1533 | 66.1533 | 69.3908 | 69.3908 | 22.8398 | 72.2407 | 72.5047 | 23.8648 | 74.8705 | 75.815 | 24.9544 | 77.0332 | 78.2904 | 25.496 | 26.2583
INC0080-ST-0110-002-B | Incandescent 150 | 110 | 2 | BULKHEADS ETC | SHARED OR NO POLE | 1 | 2-Unmetered, Funded by Others, CE Maintained | 0 | 0 | 0 | 20.9032 | 20.9032 | 21.7742 | 66.1533 | 66.1533 | 69.3908 | 69.3908 | 22.8398 | 72.2407 | 72.5047 | 23.8648 | 74.8705 | 75.815 | 24.9544 | 77.0332 | 78.2904 | 25.496 | 26.2583
INC0080-ST-0810-001-B | Incandescent 150 | 810 | 1 | MERCURY VAPOUR 80W | WOOD POLE | 1 | 1-Unmetered, CE Funded, CE Maintained | 10.7316 | 51.8869 | 64.8901 | 31.6348 | 96.5249 | 86.1241 | 145.9894 | 143.0456 | 148.4376 | 151.4543 | 89.0528 | 153.422 | 157.0856 | 92.1568 | 158.1933 | 163.3972 | 95.7055 | 162.4669 | 168.4181 | 97.545 | 100.4144
INC0090-ST-0010-001-B | Incandescent 200 | 10 | 1 | MERCURY VAPOUR 80W | SHARED OR NO POLE | 1 | 1-Unmetered, CE Funded, CE Maintained | 0 | 17.5015 | 21.8875 | 20.9032 | 42.7907 | 39.7089 | 89.5755 | 88.5825 | 92.3751 | 93.3926 | 41.2184 | 95.7939 | 97.1906 | 42.7671 | 99.0066 | 101.3378 | 44.4975 | 101.7667 | 104.5406 | 45.3831 | 46.7241
INC0090-ST-0010-002-B | Incandescent 200 | 10 | 2 | MERCURY VAPOUR 80W | SHARED OR NO POLE | 1 | 2-Unmetered, Funded by Others, CE Maintained | 0 | 0 | 0 | 20.9032 | 20.9032 | 21.7742 | 66.1533 | 66.1533 | 69.3908 | 69.3908 | 22.8398 | 72.2407 | 72.5047 | 23.8648 | 74.8705 | 75.815 | 24.9544 | 77.0332 | 78.2904 | 25.496 | 26.2583
INC0090-ST-0810-001-B | Incandescent 200 | 810 | 1 | MERCURY VAPOUR 80W | WOOD POLE | 1 | 1-Unmetered, CE Funded, CE Maintained | 10.7316 | 51.8869 | 64.8901 | 31.6348 | 96.5249 | 86.1241 | 145.9894 | 143.0456 | 148.4376 | 151.4543 | 89.0528 | 153.422 | 157.0856 | 92.1568 | 158.1933 | 163.3972 | 95.7055 | 162.4669 | 168.4181 | 97.545 | 100.4144
INC0100-ST-0010-001-B | Incandescent 300 | 10 | 1 | MERCURY VAPOUR 80W | SHARED OR NO POLE | 1 | 1-Unmetered, CE Funded, CE Maintained | 0 | 17.5015 | 21.8875 | 20.9032 | 42.7907 | 39.7089 | 89.5755 | 88.5825 | 92.3751 | 93.3926 | 41.2184 | 95.7939 | 97.1906 | 42.7671 | 99.0066 | 101.3378 | 44.4975 | 101.7667 | 104.5406 | 45.3831 | 46.7241
INC0100-ST-0010-002-B | Incandescent 300 | 10 | 2 | MERCURY VAPOUR 80W | SHARED OR NO POLE | 1 | 2-Unmetered, Funded by Others, CE Maintained | 0 | 0 | 0 | 20.9032 | 20.9032 | 21.7742 | 66.1533 | 66.1533 | 69.3908 | 69.3908 | 22.8398 | 72.2407 | 72.5047 | 23.8648 | 74.8705 | 75.815 | 24.9544 | 77.0332 | 78.2904 | 25.496 | 26.2583
INC0100-ST-0610-001-B | Incandescent 300 | 610 | 1 | METAL HALIDE/HPS 250W FLOOD (210/220) | SHARED OR NO POLE | 1 | 1-Unmetered, CE Funded, CE Maintained | 0 | 37.7472 | 47.2069 | 20.9032 | 68.1101 | 60.4557 | 116.6702 | 114.5286 | 118.9633 | 121.1579 | 62.4786 | 123.0402 | 125.7472 | 64.6333 | 126.9272 | 130.8624 | 67.1049 | 130.3783 | 134.9067 | 68.3884 | 70.3989
INC0100-ST-0810-001-B | Incandescent 300 | 810 | 1 | MERCURY VAPOUR 80W | WOOD POLE | 1 | 1-Unmetered, CE Funded, CE Maintained | 10.7316 | 51.8869 | 64.8901 | 31.6348 | 96.5249 | 86.1241 | 145.9894 | 143.0456 | 148.4376 | 151.4543 | 89.0528 | 153.422 | 157.0856 | 92.1568 | 158.1933 | 163.3972 | 95.7055 | 162.4669 | 168.4181 | 97.545 | 100.4144
INC0100-ST-0990-001-B | Incandescent 300 | 990 | 1 | MERCURY VAPOUR 80W | STEEL POLE | 1 | 1-Unmetered, CE Funded, CE Maintained | 9.9616 | 87.4857 | 109.4102 | 30.8648 | 140.2751 | 121.802 | 192.8291 | 187.8656 | 194.3475 | 199.4339 | 125.5943 | 200.4544 | 206.4188 | 129.7259 | 206.3795 | 214.3924 | 134.5379 | 211.842 | 220.8629 | 137.0571 | 141.0755
INC0110-ST-0010-001-B | Incandescent 500 | 10 | 1 | MERCURY VAPOUR 80W | SHARED OR NO POLE | 1 | 1-Unmetered, CE Funded, CE Maintained | 0 | 17.5015 | 21.8875 | 20.9032 | 42.7907 | 39.7089 | 89.5755 | 88.5825 | 92.3751 | 93.3926 | 41.2184 | 95.7939 | 97.1906 | 42.7671 | 99.0066 | 101.3378 | 44.4975 | 101.7667 | 104.5406 | 45.3831 | 46.7241
INC0110-ST-0010-002-B | Incandescent 500 | 10 | 2 | MERCURY VAPOUR 80W | SHARED OR NO POLE | 1 | 2-Unmetered, Funded by Others, CE Maintained | 0 | 0 | 0 | 20.9032 | 20.9032 | 21.7742 | 66.1533 | 66.1533 | 69.3908 | 69.3908 | 22.8398 | 72.2407 | 72.5047 | 23.8648 | 74.8705 | 75.815 | 24.9544 | 77.0332 | 78.2904 | 25.496 | 26.2583
INC0110-ST-0110-001-B | Incandescent 500 | 110 | 1 | BULKHEADS ETC | SHARED OR NO POLE | 1 | 1-Unmetered, CE Funded, CE Maintained | 0 | 8.3083 | 10.3905 | 20.9032 | 31.2937 | 30.2882 | 77.2723 | 76.8009 | 80.3019 | 80.785 | 31.5645 | 83.422 | 84.2236 | 32.8381 | 86.3284 | 87.9312 | 34.2319 | 88.7747 | 90.7519 | 34.9369 | 35.9739
INC0110-ST-0990-001-B | Incandescent 500 | 990 | 1 | MERCURY VAPOUR 80W | STEEL POLE | 1 | 1-Unmetered, CE Funded, CE Maintained | 9.9616 | 87.4857 | 109.4102 | 30.8648 | 140.2751 | 121.802 | 192.8291 | 187.8656 | 194.3475 | 199.4339 | 125.5943 | 200.4544 | 206.4188 | 129.7259 | 206.3795 | 214.3924 | 134.5379 | 211.842 | 220.8629 | 137.0571 | 141.0755
INC0130-ST-0010-001-B | Incandescent 800 | 10 | 1 | MERCURY VAPOUR 80W | SHARED OR NO POLE | 1 | 1-Unmetered, CE Funded, CE Maintained | 0 | 17.5015 | 21.8875 | 20.9032 | 42.7907 | 39.7089 | 89.5755 | 88.5825 | 92.3751 | 93.3926 | 41.2184 | 95.7939 | 97.1906 | 42.7671 | 99.0066 | 101.3378 | 44.4975 | 101.7667 | 104.5406 | 45.3831 | 46.7241
INC0140-ST-0680-002-B | Incandescent 1000 | 680 | 2 | METAL HALIDE/HPS 400W FLOOD (310/360) | SHARED OR NO POLE | 2 | 2-Unmetered, Funded by Others, CE Maintained | 0 | 0 | 0 | 20.9032 | 20.9032 | 21.7742 | 66.1533 | 66.1533 | 69.3908 | 69.3908 | 22.8398 | 72.2407 | 72.5047 | 23.8648 | 74.8705 | 75.815 | 24.9544 | 77.0332 | 78.2904 | 25.496 | 26.2583
INC0140-ST-0900-002-B | Incandescent 1000 | 900 | 2 | METAL HALIDE/HPS 400W FLOOD (310/360) | WOOD POLE | 2 | 2-Unmetered, Funded by Others, CE Maintained | 10.7316 | 0 | 0 | 31.6348 | 31.6348 | 32.953 | 76.5495 | 76.5495 | 80.2958 | 80.2958 | 34.5657 | 83.5936 | 83.899 | 36.1168 | 86.6366 | 87.7295 | 37.7658 | 89.1392 | 90.594 | 38.5856 | 39.7393
INC0140-ST-1130-002-B | Incandescent 1000 | 1130 | 2 | METAL HALIDE/HPS 400W FLOOD (310/360) | STEEL POLE | 2 | 2-Unmetered, Funded by Others, CE Maintained | 9.9616 | 0 | 0 | 30.8648 | 30.8648 | 32.1509 | 75.7474 | 75.7474 | 79.4544 | 79.4544 | 33.7244 | 82.7177 | 83.0199 | 35.2377 | 85.7289 | 86.8103 | 36.8466 | 88.2052 | 89.6447 | 37.6464 | 38.772
INC0160-ST-0640-001-B | Incandescent 1500 | 640 | 1 | METAL HALIDE/HPS 400W FLOOD (310/360) | SHARED OR NO POLE | 1 | 1-Unmetered, CE Funded, CE Maintained | 0 | 34.9474 | 43.7054 | 20.9032 | 64.6086 | 57.5866 | 112.9232 | 110.9404 | 115.2864 | 117.3182 | 59.5385 | 119.2723 | 121.798 | 61.6094 | 123.0661 | 126.7794 | 63.9785 | 126.4216 | 130.7073 | 65.207 | 67.1249
INC0160-ST-0640-002-B | Incandescent 1500 | 640 | 2 | METAL HALIDE/HPS 400W FLOOD (310/360) | SHARED OR NO POLE | 1 | 2-Unmetered, Funded by Others, CE Maintained | 0 | 0 | 0 | 20.9032 | 20.9032 | 21.7742 | 66.1533 | 66.1533 | 69.3908 | 69.3908 | 22.8398 | 72.2407 | 72.5047 | 23.8648 | 74.8705 | 75.815 | 24.9544 | 77.0332 | 78.2904 | 25.496 | 26.2583
INC0160-ST-1170-002-B | Incandescent 1500 | 1170 | 2 | METAL HALIDE/HPS 400W FLOOD (310/360) | STEEL POLE | 1 | 2-Unmetered, Funded by Others, CE Maintained | 9.9616 | 0 | 0 | 30.8648 | 30.8648 | 32.1509 | 75.7474 | 75.7474 | 79.4544 | 79.4544 | 33.7244 | 82.7177 | 83.0199 | 35.2377 | 85.7289 | 86.8103 | 36.8466 | 88.2052 | 89.6447 | 37.6464 | 38.772
LPS0010-ST-0040-001-B | Low Pressure Sodium 18 | 40 | 1 | HIGH PRESSURE SODIUM 70W (100) | SHARED OR NO POLE | 1 | 1-Unmetered, CE Funded, CE Maintained | 0 | 18.7475 | 23.4458 | 52.3237 | 75.7695 | 73.7155 | 71.8938 | 70.8301 | 73.7153 | 74.8053 | 76.8584 | 76.3411 | 77.7411 | 79.985 | 78.8261 | 80.9797 | 83.3988 | 80.9961 | 83.5102 | 85.1231 | 87.6512
LPS0010-ST-0350-001-B | Low Pressure Sodium 18 | 350 | 1 | HIGH PRESSURE SODIUM 70W (100) | WOOD POLE | 1 | 1-Unmetered, CE Funded, CE Maintained | 10.7316 | 53.1329 | 66.4484 | 63.0553 | 129.5037 | 120.1307 | 128.3078 | 125.2932 | 129.7778 | 132.867 | 124.6928 | 133.9691 | 137.6361 | 129.3747 | 138.0127 | 143.0391 | 134.6068 | 141.6963 | 147.3878 | 137.285 | 141.3415
LPS0010-ST-0360-001-B | Low Pressure Sodium 18 | 360 | 1 | HIGH PRESSURE SODIUM 70W (100) | STEEL POLE | 1 | 1-Unmetered, CE Funded, CE Maintained | 9.9616 | 88.7318 | 110.9686 | 62.2853 | 173.2539 | 155.8086 | 175.1474 | 170.1132 | 175.6877 | 180.8465 | 161.2342 | 181.0015 | 186.9694 | 166.9438 | 186.199 | 194.0343 | 173.4392 | 191.0714 | 199.8326 | 176.7971 | 182.0026
LPS0020-ST-0040-001-B | Low Pressure Sodium 35 | 40 | 1 | HIGH PRESSURE SODIUM 70W (100) | SHARED OR NO POLE | 1 | 1-Unmetered, CE Funded, CE Maintained | 0 | 18.7475 | 23.4458 | 52.3237 | 75.7695 | 73.7155 | 71.8938 | 70.8301 | 73.7153 | 74.8053 | 76.8584 | 76.3411 | 77.7411 | 79.985 | 78.8261 | 80.9797 | 83.3988 | 80.9961 | 83.5102 | 85.1231 | 87.6512
LPS0020-ST-0360-001-B | Low Pressure Sodium 35 | 360 | 1 | HIGH PRESSURE SODIUM 70W (100) | STEEL POLE | 1 | 1-Unmetered, CE Funded, CE Maintained | 9.9616 | 88.7318 | 110.9686 | 62.2853 | 173.2539 | 155.8086 | 175.1474 | 170.1132 | 175.6877 | 180.8465 | 161.2342 | 181.0015 | 186.9694 | 166.9438 | 186.199 | 194.0343 | 173.4392 | 191.0714 | 199.8326 | 176.7971 | 182.0026
LPS0030-ST-0040-001-B | Low Pressure Sodium 55 | 40 | 1 | HIGH PRESSURE SODIUM 70W (100) | SHARED OR NO POLE | 1 | 1-Unmetered, CE Funded, CE Maintained | 0 | 18.7475 | 23.4458 | 52.3237 | 75.7695 | 73.7155 | 71.8938 | 70.8301 | 73.7153 | 74.8053 | 76.8584 | 76.3411 | 77.7411 | 79.985 | 78.8261 | 80.9797 | 83.3988 | 80.9961 | 83.5102 | 85.1231 | 87.6512
LPS0030-ST-0040-002-B | Low Pressure Sodium 55 | 40 | 2 | HIGH PRESSURE SODIUM 70W (100) | SHARED OR NO POLE | 1 | 2-Unmetered, Funded by Others, CE Maintained | 0 | 0 | 0 | 52.3237 | 52.3237 | 54.504 | 46.804 | 46.804 | 49.0946 | 49.0946 | 57.1713 | 51.111 | 51.2977 | 59.7369 | 52.9715 | 53.6398 | 62.4643 | 54.5016 | 55.3911 | 63.8202 | 65.7283
LPS0030-ST-0360-001-B | Low Pressure Sodium 55 | 360 | 1 | HIGH PRESSURE SODIUM 70W (100) | STEEL POLE | 1 | 1-Unmetered, CE Funded, CE Maintained | 9.9616 | 88.7318 | 110.9686 | 62.2853 | 173.2539 | 155.8086 | 175.1474 | 170.1132 | 175.6877 | 180.8465 | 161.2342 | 181.0015 | 186.9694 | 166.9438 | 186.199 | 194.0343 | 173.4392 | 191.0714 | 199.8326 | 176.7971 | 182.0026
LPS0040-ST-0050-001-B | Low Pressure Sodium 90/100 | 50 | 1 | HIGH PRESSURE SODIUM 150W | SHARED OR NO POLE | 1 | 1-Unmetered, CE Funded, CE Maintained | 0 | 32.467 | 40.6035 | 54.4878 | 95.0913 | 90.0289 | 92.4624 | 90.6204 | 94.0488 | 95.9364 | 93.63 | 97.2156 | 99.5124 | 97.2733 | 100.2453 | 103.5174 | 101.3022 | 102.9558 | 106.7008 | 103.3523 | 106.413
LPS0040-ST-0050-002-B | Low Pressure Sodium 90/100 | 50 | 2 | HIGH PRESSURE SODIUM 150W | SHARED OR NO POLE | 1 | 2-Unmetered, Funded by Others, CE Maintained | 0 | 0 | 0 | 54.4878 | 54.4878 | 56.7583 | 49.012 | 49.012 | 51.4106 | 51.4106 | 59.536 | 53.5221 | 53.7176 | 62.2076 | 55.4704 | 56.1702 | 65.0478 | 57.0727 | 58.0042 | 66.4598 | 68.4469
LPS0040-ST-0060-001-B | Low Pressure Sodium 90/100 | 60 | 1 | HIGH PRESSURE SODIUM 250W (210/220) | SHARED OR NO POLE | 1 | 1-Unmetered, CE Funded, CE Maintained | 0 | 32.5972 | 40.7663 | 54.4878 | 95.2541 | 90.1623 | 92.6366 | 90.7872 | 94.2197 | 96.1149 | 93.7667 | 97.3908 | 99.696 | 97.4139 | 100.4249 | 103.7073 | 101.4476 | 103.1398 | 106.8961 | 103.5002 | 106.5652
LPS0040-ST-0220-001-B | Low Pressure Sodium 90/100 | 220 | 1 | HIGH PRESSURE SODIUM 150W | WOOD POLE | 1 | 1-Unmetered, CE Funded, CE Maintained | 10.7316 | 66.8524 | 83.6061 | 65.2195 | 148.8255 | 136.4441 | 148.8764 | 145.0835 | 150.1113 | 153.9981 | 141.4644 | 154.8436 | 159.4074 | 146.663 | 159.432 | 165.5768 | 152.5103 | 163.656 | 170.5784 | 155.5142 | 160.1032
LPS0040-ST-0310-001-B | Low Pressure Sodium 90/100 | 310 | 1 | HIGH PRESSURE SODIUM 150W | STEEL POLE | 1 | 1-Unmetered, CE Funded, CE Maintained | 9.9616 | 93.5111 | 116.9456 | 64.4495 | 181.3951 | 162.9605 | 183.7515 | 178.4461 | 184.2803 | 189.717 | 168.6177 | 189.8445 | 196.1305 | 174.5764 | 195.2889 | 203.5345 | 181.3596 | 200.3967 | 209.614 | 184.8675 | 190.3099
LPS0050-ST-0060-001-B | Low Pressure Sodium 135 | 60 | 1 | HIGH PRESSURE SODIUM 250W (210/220) | SHARED OR NO POLE | 1 | 1-Unmetered, CE Funded, CE Maintained | 0 | 32.5972 | 40.7663 | 57.1143 | 97.8806 | 92.8982 | 95.3288 | 93.4794 | 97.0436 | 98.9388 | 96.6365 | 100.3306 | 102.6467 | 100.4125 | 103.4718 | 106.7926 | 104.5831 | 106.2747 | 110.0821 | 106.7038 | 109.8645
LPS0050-ST-0060-002-B | Low Pressure Sodium 135 | 60 | 2 | HIGH PRESSURE SODIUM 250W (210/220) | SHARED OR NO POLE | 1 | 2-Unmetered, Funded by Others, CE Maintained | 0 | 0 | 0 | 57.1143 | 57.1143 | 59.4942 | 51.7041 | 51.7041 | 54.2345 | 54.2345 | 62.4058 | 56.4619 | 56.6682 | 65.2062 | 58.5173 | 59.2555 | 68.1833 | 60.2076 | 61.1902 | 69.6633 | 71.7462
LPS0050-ST-0230-001-B | Low Pressure Sodium 135 | 230 | 1 | HIGH PRESSURE SODIUM 250W (210/220) | WOOD POLE | 1 | 1-Unmetered, CE Funded, CE Maintained | 10.7316 | 66.9826 | 83.7689 | 67.8459 | 151.6148 | 139.3134 | 151.7427 | 147.9425 | 153.1062 | 157.0005 | 144.4709 | 157.9587 | 162.5417 | 149.8022 | 162.6584 | 168.852 | 155.7911 | 166.9749 | 173.9597 | 158.8657 | 163.5548
LPS0050-ST-0320-001-B | Low Pressure Sodium 135 | 320 | 1 | HIGH PRESSURE SODIUM 250W (210/220) | STEEL POLE | 1 | 1-Unmetered, CE Funded, CE Maintained | 9.9616 | 93.6413 | 117.1084 | 67.0759 | 184.1843 | 165.8298 | 186.6179 | 181.3051 | 187.2751 | 192.7194 | 171.6242 | 192.9596 | 199.2647 | 177.7156 | 198.5154 | 206.8097 | 184.6404 | 203.7155 | 212.9953 | 188.219 | 193.7615
LPS0060-ST-0060-002-B | Low Pressure Sodium 150 | 60 | 2 | HIGH PRESSURE SODIUM 250W (210/220) | SHARED OR NO POLE | 1 | 2-Unmetered, Funded by Others, CE Maintained | 0 | 0 | 0 | 62.2618 | 62.2618 | 64.8561 | 55.4614 | 55.4614 | 58.1757 | 58.1757 | 68.0301 | 60.565 | 60.7863 | 71.0829 | 62.7697 | 63.5616 | 74.3283 | 64.5829 | 65.6369 | 75.9418 | 78.2123
LPS0060-ST-0230-002-B | Low Pressure Sodium 150 | 230 | 2 | HIGH PRESSURE SODIUM 250W (210/220) | WOOD POLE | 1 | 2-Unmetered, Funded by Others, CE Maintained | 10.7316 | 0 | 0 | 72.9934 | 72.9934 | 76.0349 | 65.8576 | 65.8576 | 69.0806 | 69.0806 | 79.756 | 71.9179 | 72.1806 | 83.335 | 74.5359 | 75.4761 | 87.1398 | 76.6889 | 77.9405 | 89.0313 | 91.6933
LPS0060-ST-0320-002-B | Low Pressure Sodium 150 | 320 | 2 | HIGH PRESSURE SODIUM 250W (210/220) | STEEL POLE | 1 | 2-Unmetered, Funded by Others, CE Maintained | 9.9616 | 0 | 0 | 72.2234 | 72.2234 | 75.2328 | 65.0556 | 65.0556 | 68.2393 | 68.2393 | 78.9146 | 71.042 | 71.3015 | 82.4559 | 73.6281 | 74.5569 | 86.2206 | 75.7549 | 76.9912 | 88.0921 | 90.726
LPS0080-ST-0070-001-B | Low Pressure Sodium 180 | 70 | 1 | HIGH PRESSURE SODIUM 400W (310/360) | SHARED OR NO POLE | 1 | 1-Unmetered, CE Funded, CE Maintained | 0 | 36.2952 | 45.391 | 62.2618 | 107.6528 | 102.0496 | 104.0351 | 101.9759 | 105.8413 | 107.9515 | 106.1442 | 109.4104 | 111.9807 | 110.2832 | 112.8241 | 116.4915 | 114.8575 | 115.876 | 120.0754 | 117.1843 | 120.655
LPS0080-ST-0230-001-B | Low Pressure Sodium 180 | 230 | 1 | HIGH PRESSURE SODIUM 250W (210/220) | WOOD POLE | 1 | 1-Unmetered, CE Funded, CE Maintained | 10.7316 | 66.9826 | 83.7689 | 72.9934 | 156.7622 | 144.6753 | 155.5001 | 151.6998 | 157.0474 | 160.9417 | 150.0952 | 162.0618 | 166.6597 | 155.6789 | 166.9108 | 173.1581 | 161.9362 | 171.3501 | 178.4064 | 165.1441 | 170.0209
LPS0080-ST-0240-001-B | Low Pressure Sodium 180 | 240 | 1 | HIGH PRESSURE SODIUM 400W (310/360) | WOOD POLE | 1 | 1-Unmetered, CE Funded, CE Maintained | 10.7316 | 70.6806 | 88.3936 | 72.9934 | 161.387 | 148.4648 | 160.4491 | 156.439 | 161.9039 | 166.0132 | 153.9785 | 167.0385 | 171.8758 | 159.6729 | 172.0107 | 178.5509 | 166.0655 | 176.5762 | 183.9529 | 169.3462 | 174.3453
LPS0090-ST-0070-002-B | Low Pressure Sodium 310 | 70 | 2 | HIGH PRESSURE SODIUM 400W (310/360) | SHARED OR NO POLE | 1 | 2-Unmetered, Funded by Others, CE Maintained | 0 | 0 | 0 | 62.2618 | 62.2618 | 64.8561 | 55.4614 | 55.4614 | 58.1757 | 58.1757 | 68.0301 | 60.565 | 60.7863 | 71.0829 | 62.7697 | 63.5616 | 74.3283 | 64.5829 | 65.6369 | 75.9418 | 78.2123
MHR0010-ST-0040-002-B | Metal Hallide (Reactor Control Gear) 70 | 40 | 2 | HIGH PRESSURE SODIUM 70W (100) | SHARED OR NO POLE | 1 | 2-Unmetered, Funded by Others, CE Maintained | 0 | 0 | 0 | 65.2118 | 65.2118 | 67.9291 | 55.9682 | 55.9682 | 58.7072 | 58.7072 | 71.2534 | 61.1184 | 61.3417 | 74.4509 | 63.3432 | 64.1423 | 77.8501 | 65.173 | 66.2366 | 79.5399 | 81.9181
MHR0010-ST-0360-002-B | Metal Hallide (Reactor Control Gear) 70 | 360 | 2 | HIGH PRESSURE SODIUM 70W (100) | STEEL POLE | 1 | 2-Unmetered, Funded by Others, CE Maintained | 9.9616 | 0 | 0 | 75.1734 | 75.1734 | 78.3058 | 65.5623 | 65.5623 | 68.7708 | 68.7708 | 82.138 | 71.5953 | 71.8569 | 85.8239 | 74.2016 | 75.1376 | 89.7423 | 76.345 | 77.5909 | 91.6903 | 94.4318
MHR0030-ST-0050-002-B | Metal Hallide (Reactor Control Gear) 150 | 50 | 2 | HIGH PRESSURE SODIUM 150W | SHARED OR NO POLE | 1 | 2-Unmetered, Funded by Others, CE Maintained | 0 | 0 | 0 | 70.9921 | 70.9921 | 73.9502 | 59.7255 | 59.7255 | 62.6484 | 62.6484 | 77.5692 | 65.2214 | 65.4597 | 81.0501 | 67.5957 | 68.4484 | 84.7506 | 69.5482 | 70.6833 | 86.5903 | 89.1792
MHR0030-ST-0310-002-B | Metal Hallide (Reactor Control Gear) 150 | 310 | 2 | HIGH PRESSURE SODIUM 150W | STEEL POLE | 1 | 2-Unmetered, Funded by Others, CE Maintained | 9.9616 | 0 | 0 | 80.9537 | 80.9537 | 84.3269 | 69.3196 | 69.3196 | 72.712 | 72.712 | 88.4538 | 75.6984 | 75.975 | 92.4231 | 78.454 | 79.4437 | 96.6428 | 80.7202 | 82.0376 | 98.7406 | 101.6929
MHR0060-ST-0060-002-B | Metal Hallide (Reactor Control Gear) 250 | 60 | 2 | HIGH PRESSURE SODIUM 250W (210/220) | SHARED OR NO POLE | 1 | 2-Unmetered, Funded by Others, CE Maintained | 0 | 0 | 0 | 70.9921 | 70.9921 | 73.9502 | 59.7255 | 59.7255 | 62.6484 | 62.6484 | 77.5692 | 65.2214 | 65.4597 | 81.0501 | 67.5957 | 68.4484 | 84.7506 | 69.5482 | 70.6833 | 86.5903 | 89.1792
MHR0060-ST-0390-002-B | Metal Hallide (Reactor Control Gear) 250 | 390 | 2 | HIGH PRESSURE SODIUM 250W (210/220) | STEEL POLE | 2 | 2-Unmetered, Funded by Others, CE Maintained | 9.9616 | 0 | 0 | 80.9537 | 80.9537 | 84.3269 | 69.3196 | 69.3196 | 72.712 | 72.712 | 88.4538 | 75.6984 | 75.975 | 92.4231 | 78.454 | 79.4437 | 96.6428 | 80.7202 | 82.0376 | 98.7406 | 101.6929
MHR0060-ST-0430-002-B | Metal Hallide (Reactor Control Gear) 250 | 430 | 2 | HIGH PRESSURE SODIUM 250W (210/220) | STEEL POLE | 3 | 2-Unmetered, Funded by Others, CE Maintained | 9.9616 | 0 | 0 | 80.9537 | 80.9537 | 84.3269 | 69.3196 | 69.3196 | 72.712 | 72.712 | 88.4538 | 75.6984 | 75.975 | 92.4231 | 78.454 | 79.4437 | 96.6428 | 80.7202 | 82.0376 | 98.7406 | 101.6929
MHR0060-ST-0610-002-B | Metal Hallide (Reactor Control Gear) 250 | 610 | 2 | METAL HALIDE/HPS 250W FLOOD (210/220) | SHARED OR NO POLE | 1 | 2-Unmetered, Funded by Others, CE Maintained | 0 | 0 | 0 | 70.9921 | 70.9921 | 73.9502 | 59.7255 | 59.7255 | 62.6484 | 62.6484 | 77.5692 | 65.2214 | 65.4597 | 81.0501 | 67.5957 | 68.4484 | 84.7506 | 69.5482 | 70.6833 | 86.5903 | 89.1792
MHR0060-ST-0960-002-B | Metal Hallide (Reactor Control Gear) 250 | 960 | 2 | HIGH PRESSURE SODIUM 250W (210/220) | SHARED OR NO POLE | 2 | 2-Unmetered, Funded by Others, CE Maintained | 0 | 0 | 0 | 70.9921 | 70.9921 | 73.9502 | 59.7255 | 59.7255 | 62.6484 | 62.6484 | 77.5692 | 65.2214 | 65.4597 | 81.0501 | 67.5957 | 68.4484 | 84.7506 | 69.5482 | 70.6833 | 86.5903 | 89.1792
MHR0060-ST-1120-002-B | Metal Hallide (Reactor Control Gear) 250 | 1120 | 2 | METAL HALIDE/HPS 250W FLOOD (210/220) | STEEL POLE | 1 | 2-Unmetered, Funded by Others, CE Maintained | 9.9616 | 0 | 0 | 80.9537 | 80.9537 | 84.3269 | 69.3196 | 69.3196 | 72.712 | 72.712 | 88.4538 | 75.6984 | 75.975 | 92.4231 | 78.454 | 79.4437 | 96.6428 | 80.7202 | 82.0376 | 98.7406 | 101.6929
MHR0060-ST-1270-002-B | Metal Hallide (Reactor Control Gear) 250 | 1270 | 2 | METAL HALIDE 250W BOSTON 3 | STEEL POLE | 1 | 2-Unmetered, Funded by Others, CE Maintained | 9.9616 | 0 | 0 | 80.9537 | 80.9537 | 84.3269 | 69.3196 | 69.3196 | 72.712 | 72.712 | 88.4538 | 75.6984 | 75.975 | 92.4231 | 78.454 | 79.4437 | 96.6428 | 80.7202 | 82.0376 | 98.7406 | 101.6929
MHR0060-ST-1280-002-B | Metal Hallide (Reactor Control Gear) 250 | 1280 | 2 | METAL HALIDE 250W BOSTON 3 | STEEL POLE | 2 | 2-Unmetered, Funded by Others, CE Maintained | 9.9616 | 0 | 0 | 80.9537 | 80.9537 | 84.3269 | 69.3196 | 69.3196 | 72.712 | 72.712 | 88.4538 | 75.6984 | 75.975 | 92.4231 | 78.454 | 79.4437 | 96.6428 | 80.7202 | 82.0376 | 98.7406 | 101.6929
MHR0060-ST-1290-002-B | Metal Hallide (Reactor Control Gear) 250 | 1290 | 2 | METAL HALIDE 250W BOSTON 3 | STEEL POLE | 4 | 2-Unmetered, Funded by Others, CE Maintained | 9.9616 | 0 | 0 | 80.9537 | 80.9537 | 84.3269 | 69.3196 | 69.3196 | 72.712 | 72.712 | 88.4538 | 75.6984 | 75.975 | 92.4231 | 78.454 | 79.4437 | 96.6428 | 80.7202 | 82.0376 | 98.7406 | 101.6929
MHR0070-ST-0070-001-B | Metal Hallide (Reactor Control Gear) 400 | 70 | 1 | HIGH PRESSURE SODIUM 400W (310/360) | SHARED OR NO POLE | 1 | 1-Unmetered, CE Funded, CE Maintained | 0 | 36.2952 | 45.391 | 74.6139 | 120.0049 | 114.9165 | 111.96 | 109.9008 | 114.154 | 116.2642 | 119.6407 | 118.0645 | 120.6665 | 124.3854 | 121.7932 | 125.5738 | 129.6036 | 125.1043 | 129.4542 | 132.2504 | 136.1716
MHR0070-ST-0070-002-B | Metal Hallide (Reactor Control Gear) 400 | 70 | 2 | HIGH PRESSURE SODIUM 400W (310/360) | SHARED OR NO POLE | 1 | 2-Unmetered, Funded by Others, CE Maintained | 0 | 0 | 0 | 74.6139 | 74.6139 | 77.723 | 63.3863 | 63.3863 | 66.4884 | 66.4884 | 81.5267 | 69.2191 | 69.472 | 85.1851 | 71.7389 | 72.6439 | 89.0744 | 73.8111 | 75.0157 | 91.0079 | 93.729
MHR0070-ST-0330-001-B | Metal Hallide (Reactor Control Gear) 400 | 330 | 1 | HIGH PRESSURE SODIUM 400W (310/360) | STEEL POLE | 1 | 1-Unmetered, CE Funded, CE Maintained | 9.9616 | 97.3393 | 121.7332 | 84.5755 | 206.3087 | 187.8481 | 203.2491 | 197.7265 | 204.3855 | 210.0448 | 194.6284 | 210.6935 | 217.2846 | 201.6885 | 216.8368 | 225.5909 | 209.6609 | 222.5451 | 232.3674 | 213.7656 | 220.0686
MHR0070-ST-0620-001-B | Metal Hallide (Reactor Control Gear) 400 | 620 | 1 | METAL HALIDE/HPS 400W FLOOD (310/360) | SHARED OR NO POLE | 1 | 1-Unmetered, CE Funded, CE Maintained | 0 | 34.9474 | 43.7054 | 74.6139 | 118.3193 | 113.5353 | 110.1562 | 108.1734 | 112.384 | 114.4158 | 118.2253 | 116.2506 | 118.7654 | 122.9297 | 119.9344 | 123.6083 | 128.0985 | 123.1995 | 127.4326 | 130.7189 | 134.5955
MHR0070-ST-0640-001-B | Metal Hallide (Reactor Control Gear) 400 | 640 | 1 | METAL HALIDE/HPS 400W FLOOD (310/360) | SHARED OR NO POLE | 1 | 1-Unmetered, CE Funded, CE Maintained | 0 | 34.9474 | 43.7054 | 74.6139 | 118.3193 | 113.5353 | 110.1562 | 108.1734 | 112.384 | 114.4158 | 118.2253 | 116.2506 | 118.7654 | 122.9297 | 119.9344 | 123.6083 | 128.0985 | 123.1995 | 127.4326 | 130.7189 | 134.5955
MHR0070-ST-0640-002-B | Metal Hallide (Reactor Control Gear) 400 | 640 | 2 | METAL HALIDE/HPS 400W FLOOD (310/360) | SHARED OR NO POLE | 1 | 2-Unmetered, Funded by Others, CE Maintained | 0 | 0 | 0 | 74.6139 | 74.6139 | 77.723 | 63.3863 | 63.3863 | 66.4884 | 66.4884 | 81.5267 | 69.2191 | 69.472 | 85.1851 | 71.7389 | 72.6439 | 89.0744 | 73.8111 | 75.0157 | 91.0079 | 93.729
MHR0070-ST-0680-002-B | Metal Hallide (Reactor Control Gear) 400 | 680 | 2 | METAL HALIDE/HPS 400W FLOOD (310/360) | SHARED OR NO POLE | 2 | 2-Unmetered, Funded by Others, CE Maintained | 0 | 0 | 0 | 74.6139 | 74.6139 | 77.723 | 63.3863 | 63.3863 | 66.4884 | 66.4884 | 81.5267 | 69.2191 | 69.472 | 85.1851 | 71.7389 | 72.6439 | 89.0744 | 73.8111 | 75.0157 | 91.0079 | 93.729
MHR0070-ST-1100-001-B | Metal Hallide (Reactor Control Gear) 400 | 1100 | 1 | METAL HALIDE/HPS 400W FLOOD (310/360) | WOOD POLE | 1 | 1-Unmetered, CE Funded, CE Maintained | 10.7316 | 74.5778 | 93.2675 | 85.3455 | 178.6131 | 165.3254 | 173.5896 | 169.3584 | 175.3347 | 179.6707 | 171.5676 | 180.9374 | 186.0586 | 177.9843 | 186.3545 | 193.3167 | 185.1635 | 191.3121 | 199.1772 | 188.8408 | 194.4192
MHR0070-ST-1100-002-B | Metal Hallide (Reactor Control Gear) 400 | 1100 | 2 | METAL HALIDE/HPS 400W FLOOD (310/360) | WOOD POLE | 1 | 2-Unmetered, Funded by Others, CE Maintained | 10.7316 | 0 | 0 | 85.3455 | 85.3455 | 88.9018 | 73.7825 | 73.7825 | 77.3933 | 77.3933 | 93.2525 | 80.572 | 80.8663 | 97.4372 | 83.505 | 84.5584 | 101.8858 | 85.9171 | 87.3193 | 104.0975 | 107.2099
MHR0100-ST-0120-001-B | Metal Hallide (Reactor Control Gear) 1000 | 120 | 1 | METAL HALIDE 1000W FLOODLIGHT | SHARED OR NO POLE | 1 | 1-Unmetered, CE Funded, CE Maintained | 0 | 61.2174 | 76.5589 | 168.2056 | 244.7645 | 237.947 | 238.1144 | 234.6412 | 244.2266 | 247.7858 | 248.0745 | 252.9451 | 257.5303 | 258.154 | 261.193 | 268.2731 | 269.1632 | 268.3886 | 276.6619 | 274.7251 | 282.8835
MHR0100-ST-0120-002-B | Metal Hallide (Reactor Control Gear) 1000 | 120 | 2 | METAL HALIDE 1000W FLOODLIGHT | SHARED OR NO POLE | 1 | 2-Unmetered, Funded by Others, CE Maintained | 0 | 0 | 0 | 168.2056 | 168.2056 | 175.2145 | 156.1875 | 156.1875 | 163.8311 | 163.8311 | 183.7893 | 170.5599 | 171.183 | 192.0367 | 176.7687 | 178.9986 | 200.8045 | 181.8748 | 184.8431 | 205.1633 | 211.2975
MVA0010-ST-0010-001-B | Mercury Vapour 50 | 10 | 1 | MERCURY VAPOUR 80W | SHARED OR NO POLE | 1 | 1-Unmetered, CE Funded, CE Maintained | 0 | 17.5015 | 21.8875 | 34.1367 | 56.0242 | 53.4938 | 52.9897 | 51.9967 | 53.9989 | 55.0164 | 55.6779 | 55.8415 | 57.0922 | 57.8755 | 57.5999 | 59.4086 | 60.2957 | 59.1639 | 61.2424 | 61.5243 | 63.3479
MVA0010-ST-0010-002-B | Mercury Vapour 50 | 10 | 2 | MERCURY VAPOUR 80W | SHARED OR NO POLE | 1 | 2-Unmetered, Funded by Others, CE Maintained | 0 | 0 | 0 | 34.1367 | 34.1367 | 35.5592 | 29.5675 | 29.5675 | 31.0145 | 31.0145 | 37.2994 | 32.2883 | 32.4063 | 38.9732 | 33.4637 | 33.8859 | 40.7526 | 34.4303 | 34.9923 | 41.6372 | 42.8821
MVA0010-ST-0810-002-B | Mercury Vapour 50 | 810 | 2 | MERCURY VAPOUR 80W | WOOD POLE | 1 | 2-Unmetered, Funded by Others, CE Maintained | 10.7316 | 0 | 0 | 44.8683 | 44.8683 | 46.7379 | 39.9637 | 39.9637 | 41.9195 | 41.9195 | 49.0253 | 43.6412 | 43.8006 | 51.2252 | 45.2299 | 45.8004 | 53.564 | 46.5363 | 47.2958 | 54.7267 | 56.363
MVA0010-ST-0990-001-B | Mercury Vapour 50 | 990 | 1 | MERCURY VAPOUR 80W | STEEL POLE | 1 | 1-Unmetered, CE Funded, CE Maintained | 9.9616 | 87.4857 | 109.4102 | 44.0983 | 153.5086 | 135.5869 | 156.2433 | 151.2798 | 155.9713 | 161.0576 | 140.0538 | 160.502 | 166.3204 | 144.8343 | 164.9727 | 172.4633 | 150.3361 | 169.2391 | 177.5648 | 153.1982 | 157.6993
MVA0010-ST-0990-002-B | Mercury Vapour 50 | 990 | 2 | MERCURY VAPOUR 80W | STEEL POLE | 1 | 2-Unmetered, Funded by Others, CE Maintained | 9.9616 | 0 | 0 | 44.0983 | 44.0983 | 45.9359 | 39.1616 | 39.1616 | 41.0782 | 41.0782 | 48.1839 | 42.7653 | 42.9215 | 50.3461 | 44.3221 | 44.8812 | 52.6448 | 45.6023 | 46.3466 | 53.7875 | 55.3957
MVA0020-ST-0005-001-B | Mercury Vapour 80 | 5 | 1 | MAINTENANCE COMPONENT | NO CAPITAL | 1 | 1-Unmetered, CE Funded, CE Maintained | 0 | 0 | 0 | 34.3961 | 34.3961 | 35.8294 | 29.8445 | 29.8445 | 31.3051 | 31.3051 | 37.5828 | 32.5908 | 32.7099 | 39.2693 | 33.7772 | 34.2033 | 41.0622 | 34.7529 | 35.32 | 41.9535 | 43.2079
MVA0020-ST-0010-001-B | Mercury Vapour 80 | 10 | 1 | MERCURY VAPOUR 80W | SHARED OR NO POLE | 1 | 1-Unmetered, CE Funded, CE Maintained | 0 | 17.5015 | 21.8875 | 34.3961 | 56.2836 | 53.764 | 53.2667 | 52.2737 | 54.2894 | 55.3069 | 55.9614 | 56.144 | 57.3958 | 58.1716 | 57.9133 | 59.7261 | 60.6053 | 59.4864 | 61.5702 | 61.8406 | 63.6737
MVA0020-ST-0010-002-B | Mercury Vapour 80 | 10 | 2 | MERCURY VAPOUR 80W | SHARED OR NO POLE | 1 | 2-Unmetered, Funded by Others, CE Maintained | 0 | 0 | 0 | 34.3961 | 34.3961 | 35.8294 | 29.8445 | 29.8445 | 31.3051 | 31.3051 | 37.5828 | 32.5908 | 32.7099 | 39.2693 | 33.7772 | 34.2033 | 41.0622 | 34.7529 | 35.32 | 41.9535 | 43.2079
MVA0020-ST-0740-001-B | Mercury Vapour 80 | 740 | 1 | MERCURY VAPOUR 80W | SHARED OR NO POLE | 2 | 1-Unmetered, CE Funded, CE Maintained | 0 | 24.2615 | 30.3415 | 34.3961 | 64.7377 | 60.6913 | 62.3135 | 60.937 | 63.1671 | 64.5776 | 63.0601 | 65.2414 | 66.9307 | 65.4727 | 67.2359 | 69.5842 | 68.1539 | 69.0397 | 71.7093 | 69.522 | 71.5786
MVA0020-ST-0740-002-B | Mercury Vapour 80 | 740 | 2 | MERCURY VAPOUR 80W | SHARED OR NO POLE | 2 | 2-Unmetered, Funded by Others, CE Maintained | 0 | 0 | 0 | 34.3961 | 34.3961 | 35.8294 | 29.8445 | 29.8445 | 31.3051 | 31.3051 | 37.5828 | 32.5908 | 32.7099 | 39.2693 | 33.7772 | 34.2033 | 41.0622 | 34.7529 | 35.32 | 41.9535 | 43.2079
MVA0020-ST-0810-001-B | Mercury Vapour 80 | 810 | 1 | MERCURY VAPOUR 80W | WOOD POLE | 1 | 1-Unmetered, CE Funded, CE Maintained | 10.7316 | 51.8869 | 64.8901 | 45.1277 | 110.0178 | 100.1792 | 109.6806 | 106.7368 | 110.3519 | 113.3686 | 103.7957 | 113.772 | 117.2908 | 107.5613 | 117.1 | 121.7855 | 111.8134 | 120.1865 | 125.4478 | 114.0025 | 117.364
MVA0020-ST-0810-002-B | Mercury Vapour 80 | 810 | 2 | MERCURY VAPOUR 80W | WOOD POLE | 1 | 2-Unmetered, Funded by Others, CE Maintained | 10.7316 | 0 | 0 | 45.1277 | 45.1277 | 47.0081 | 40.2407 | 40.2407 | 42.21 | 42.21 | 49.3087 | 43.9436 | 44.1042 | 51.5214 | 45.5433 | 46.1178 | 53.8737 | 46.8589 | 47.6236 | 55.0431 | 56.6888
MVA0020-ST-0820-001-B | Mercury Vapour 80 | 820 | 1 | MERCURY VAPOUR 80W | SHARED OR NO POLE | 3 | 1-Unmetered, CE Funded, CE Maintained | 0 | 31.0214 | 38.7956 | 34.3961 | 73.1917 | 67.6185 | 71.3603 | 69.6003 | 72.0448 | 73.8484 | 70.1588 | 74.3388 | 76.4656 | 72.7737 | 76.5585 | 79.4424 | 75.7024 | 78.593 | 81.8485 | 77.2034 | 79.4835
MVA0020-ST-0990-001-B | Mercury Vapour 80 | 990 | 1 | MERCURY VAPOUR 80W | STEEL POLE | 1 | 1-Unmetered, CE Funded, CE Maintained | 9.9616 | 87.4857 | 109.4102 | 44.3577 | 153.768 | 135.8571 | 156.5203 | 151.5568 | 156.2618 | 161.3482 | 140.3372 | 160.8044 | 166.624 | 145.1304 | 165.2862 | 172.7807 | 150.6458 | 169.5616 | 177.8926 | 153.5146 | 158.0251
MVA0020-ST-0990-002-B | Mercury Vapour 80 | 990 | 2 | MERCURY VAPOUR 80W | STEEL POLE | 1 | 2-Unmetered, Funded by Others, CE Maintained | 9.9616 | 0 | 0 | 44.3577 | 44.3577 | 46.2061 | 39.4386 | 39.4386 | 41.3687 | 41.3687 | 48.4673 | 43.0678 | 43.2251 | 50.6423 | 44.6355 | 45.1986 | 52.9544 | 45.9249 | 46.6744 | 54.1039 | 55.7216
MVA0020-ST-1000-002-B | Mercury Vapour 80 | 1000 | 2 | MERCURY VAPOUR 80W | STEEL POLE | 2 | 2-Unmetered, Funded by Others, CE Maintained | 9.9616 | 0 | 0 | 44.3577 | 44.3577 | 46.2061 | 39.4386 | 39.4386 | 41.3687 | 41.3687 | 48.4673 | 43.0678 | 43.2251 | 50.6423 | 44.6355 | 45.1986 | 52.9544 | 45.9249 | 46.6744 | 54.1039 | 55.7216
MVA0020-ST-1260-002-B | Mercury Vapour 80 | 1260 | 2 | MERCURY VAPOUR 80W | WOOD POLE | 2 | 2-Unmetered, Funded by Others, CE Maintained | 10.7316 | 0 | 0 | 45.1277 | 45.1277 | 47.0081 | 40.2407 | 40.2407 | 42.21 | 42.21 | 49.3087 | 43.9436 | 44.1042 | 51.5214 | 45.5433 | 46.1178 | 53.8737 | 46.8589 | 47.6236 | 55.0431 | 56.6888
MVA0080-ST-0005-001-B | Mercury Vapour 125 | 5 | 1 | MAINTENANCE COMPONENT | NO CAPITAL | 1 | 1-Unmetered, CE Funded, CE Maintained | 0 | 0 | 0 | 34.7641 | 34.7641 | 36.2126 | 30.2374 | 30.2374 | 31.7172 | 31.7172 | 37.9848 | 33.0199 | 33.1405 | 39.6894 | 34.2219 | 34.6536 | 41.5015 | 35.2104 | 35.7851 | 42.4023 | 43.6701
MVA0080-ST-0010-001-B | Mercury Vapour 125 | 10 | 1 | MERCURY VAPOUR 80W | SHARED OR NO POLE | 1 | 1-Unmetered, CE Funded, CE Maintained | 0 | 17.5015 | 21.8875 | 34.7641 | 56.6516 | 54.1473 | 53.6596 | 52.6667 | 54.7016 | 55.7191 | 56.3634 | 56.5731 | 57.8264 | 58.5917 | 58.358 | 60.1764 | 61.0446 | 59.9439 | 62.0353 | 62.2894 | 64.1359
MVA0080-ST-0010-002-B | Mercury Vapour 125 | 10 | 2 | MERCURY VAPOUR 80W | SHARED OR NO POLE | 1 | 2-Unmetered, Funded by Others, CE Maintained | 0 | 0 | 0 | 34.7641 | 34.7641 | 36.2126 | 30.2374 | 30.2374 | 31.7172 | 31.7172 | 37.9848 | 33.0199 | 33.1405 | 39.6894 | 34.2219 | 34.6536 | 41.5015 | 35.2104 | 35.7851 | 42.4023 | 43.6701
MVA0080-ST-0810-002-B | Mercury Vapour 125 | 810 | 2 | MERCURY VAPOUR 80W | WOOD POLE | 1 | 2-Unmetered, Funded by Others, CE Maintained | 10.7316 | 0 | 0 | 45.4957 | 45.4957 | 47.3914 | 40.6336 | 40.6336 | 42.6222 | 42.6222 | 49.7107 | 44.3728 | 44.5349 | 51.9415 | 45.988 | 46.5682 | 54.3129 | 47.3164 | 48.0887 | 55.4919 | 57.151
MVA0080-ST-0990-001-B | Mercury Vapour 125 | 990 | 1 | MERCURY VAPOUR 80W | STEEL POLE | 1 | 1-Unmetered, CE Funded, CE Maintained | 9.9616 | 87.4857 | 109.4102 | 44.7257 | 154.1359 | 136.2404 | 156.9133 | 151.9497 | 156.6739 | 161.7603 | 140.7392 | 161.2335 | 167.0547 | 145.5505 | 165.7309 | 173.2311 | 151.085 | 170.0192 | 178.3576 | 153.9634 | 158.4873
MVA0080-ST-0990-002-B | Mercury Vapour 125 | 990 | 2 | MERCURY VAPOUR 80W | STEEL POLE | 1 | 2-Unmetered, Funded by Others, CE Maintained | 9.9616 | 0 | 0 | 44.7257 | 44.7257 | 46.5893 | 39.8316 | 39.8316 | 41.7809 | 41.7809 | 48.8694 | 43.4969 | 43.6558 | 51.0624 | 45.0803 | 45.6489 | 53.3937 | 46.3824 | 47.1394 | 54.5527 | 56.1838
MVA0120-ST-0010-002-B | Mercury Vapour 160 | 10 | 2 | MERCURY VAPOUR 80W | SHARED OR NO POLE | 1 | 2-Unmetered, Funded by Others, CE Maintained | 0 | 0 | 0 | 39.9115 | 39.9115 | 41.5746 | 34.2923 | 34.2923 | 35.9705 | 35.9705 | 43.6092 | 37.4478 | 37.5846 | 45.5661 | 38.811 | 39.3006 | 47.6465 | 39.9321 | 40.5838 | 48.6808 | 50.1363
MVA0120-ST-0740-002-B | Mercury Vapour 160 | 740 | 2 | MERCURY VAPOUR 80W | SHARED OR NO POLE | 2 | 2-Unmetered, Funded by Others, CE Maintained | 0 | 0 | 0 | 39.9115 | 39.9115 | 41.5746 | 34.2923 | 34.2923 | 35.9705 | 35.9705 | 43.6092 | 37.4478 | 37.5846 | 45.5661 | 38.811 | 39.3006 | 47.6465 | 39.9321 | 40.5838 | 48.6808 | 50.1363
MVA0120-ST-1000-002-B | Mercury Vapour 160 | 1000 | 2 | MERCURY VAPOUR 80W | STEEL POLE | 2 | 2-Unmetered, Funded by Others, CE Maintained | 9.9616 | 0 | 0 | 49.8731 | 49.8731 | 51.9513 | 43.8864 | 43.8864 | 46.0341 | 46.0341 | 54.4937 | 47.9248 | 48.0999 | 56.9391 | 49.6694 | 50.296 | 59.5387 | 51.1041 | 51.9382 | 60.8311 | 62.6499
MVA0170-ST-0020-001-B | Mercury Vapour 175 | 20 | 1 | MERCURY VAPOUR 250W | SHARED OR NO POLE | 1 | 1-Unmetered, CE Funded, CE Maintained | 0 | 32.9649 | 41.2261 | 39.9115 | 81.1376 | 75.3554 | 78.409 | 76.5387 | 79.2626 | 81.1791 | 78.2261 | 81.8114 | 84.0817 | 81.1696 | 84.2726 | 87.374 | 84.4569 | 86.5189 | 90.0273 | 86.139 | 88.6846
MVA0190-ST-0020-001-B | Mercury Vapour 250 | 20 | 1 | MERCURY VAPOUR 250W | SHARED OR NO POLE | 1 | 1-Unmetered, CE Funded, CE Maintained | 0 | 32.9649 | 41.2261 | 44.7178 | 85.9439 | 80.3619 | 83.4444 | 81.5741 | 84.5443 | 86.4609 | 83.4776 | 87.3101 | 89.6005 | 86.6568 | 89.9715 | 93.1448 | 90.1947 | 92.3823 | 95.9865 | 92.0013 | 94.7222
MVA0190-ST-0020-002-B | Mercury Vapour 250 | 20 | 2 | MERCURY VAPOUR 250W | SHARED OR NO POLE | 1 | 2-Unmetered, Funded by Others, CE Maintained | 0 | 0 | 0 | 44.7178 | 44.7178 | 46.5811 | 39.3276 | 39.3276 | 41.2523 | 41.2523 | 48.8607 | 42.9465 | 43.1034 | 51.0533 | 44.5099 | 45.0714 | 53.3843 | 45.7956 | 46.543 | 54.5431 | 56.1739
MVA0190-ST-0200-001-B | Mercury Vapour 250 | 200 | 1 | MERCURY VAPOUR 250W | WOOD POLE | 1 | 1-Unmetered, CE Funded, CE Maintained | 10.7316 | 67.3503 | 84.2287 | 55.4494 | 139.6781 | 126.7771 | 139.8583 | 136.0372 | 140.6069 | 144.5226 | 131.312 | 144.9382 | 149.4955 | 136.0465 | 149.1581 | 155.2042 | 141.4027 | 153.0825 | 159.864 | 144.1632 | 148.4124
MVA0190-ST-0200-002-B | Mercury Vapour 250 | 200 | 2 | MERCURY VAPOUR 250W | WOOD POLE | 1 | 2-Unmetered, Funded by Others, CE Maintained | 10.7316 | 0 | 0 | 55.4494 | 55.4494 | 57.7599 | 49.7238 | 49.7238 | 52.1572 | 52.1572 | 60.5866 | 54.2994 | 54.4978 | 63.3054 | 56.2761 | 56.986 | 66.1957 | 57.9016 | 58.8466 | 67.6326 | 69.6548
MVA0190-ST-0290-001-B | Mercury Vapour 250 | 290 | 1 | MERCURY VAPOUR 250W | STEEL POLE | 1 | 1-Unmetered, CE Funded, CE Maintained | 9.9616 | 94.009 | 117.5683 | 54.6794 | 172.2477 | 153.2935 | 174.7335 | 169.3998 | 174.7758 | 180.2415 | 158.4653 | 179.9391 | 186.2186 | 163.9599 | 185.0151 | 193.1618 | 170.252 | 189.8232 | 198.8997 | 173.5165 | 178.6192
MVA0190-ST-0290-002-B | Mercury Vapour 250 | 290 | 2 | MERCURY VAPOUR 250W | STEEL POLE | 1 | 2-Unmetered, Funded by Others, CE Maintained | 9.9616 | 0 | 0 | 54.6794 | 54.6794 | 56.9578 | 48.9217 | 48.9217 | 51.3159 | 51.3159 | 59.7453 | 53.4235 | 53.6187 | 62.4263 | 55.3683 | 56.0667 | 65.2765 | 56.9676 | 57.8974 | 66.6934 | 68.6875
MVA0190-ST-0370-001-B | Mercury Vapour 250 | 370 | 1 | MERCURY VAPOUR 250W | STEEL POLE | 2 | 1-Unmetered, CE Funded, CE Maintained | 9.9616 | 107.2922 | 134.1803 | 54.6794 | 188.8597 | 166.9055 | 192.5103 | 186.423 | 192.2204 | 198.4583 | 172.4142 | 197.8153 | 204.9546 | 178.3063 | 203.3338 | 212.533 | 185.0848 | 208.5953 | 218.8229 | 188.6103 | 194.1522
MVA0190-ST-0370-002-B | Mercury Vapour 250 | 370 | 2 | MERCURY VAPOUR 250W | STEEL POLE | 2 | 2-Unmetered, Funded by Others, CE Maintained | 9.9616 | 0 | 0 | 54.6794 | 54.6794 | 56.9578 | 48.9217 | 48.9217 | 51.3159 | 51.3159 | 59.7453 | 53.4235 | 53.6187 | 62.4263 | 55.3683 | 56.0667 | 65.2765 | 56.9676 | 57.8974 | 66.6934 | 68.6875
MVA0190-ST-0450-001-B | Mercury Vapour 250 | 450 | 1 | MERCURY VAPOUR 250W | STEEL POLE | 4 | 1-Unmetered, CE Funded, CE Maintained | 9.9616 | 133.8586 | 167.4044 | 54.6794 | 222.0838 | 194.1294 | 228.064 | 220.4694 | 227.1094 | 234.8919 | 200.3119 | 233.5679 | 242.4266 | 206.9991 | 239.9712 | 251.2753 | 214.7502 | 246.1395 | 258.6693 | 218.7979 | 225.2182
MVA0190-ST-0940-001-B | Mercury Vapour 250 | 940 | 1 | MERCURY VAPOUR 250W | SHARED OR NO POLE | 2 | 1-Unmetered, CE Funded, CE Maintained | 0 | 46.2481 | 57.8382 | 44.7178 | 102.556 | 93.9739 | 101.2212 | 98.5973 | 101.9889 | 104.6777 | 97.4265 | 105.1864 | 108.3365 | 101.0032 | 108.2902 | 112.5159 | 105.0274 | 111.1545 | 115.9097 | 107.0951 | 110.2552
MVA0220-ST-0030-001-B | Mercury Vapour 400 | 30 | 1 | MERCURY VAPOUR 400W | SHARED OR NO POLE | 1 | 1-Unmetered, CE Funded, CE Maintained | 0 | 33.1084 | 41.4056 | 58.9733 | 100.3789 | 95.3585 | 98.6289 | 96.7504 | 100.4589 | 102.3839 | 99.2046 | 103.8753 | 106.2348 | 103.087 | 107.1374 | 110.5361 | 107.3732 | 110.0433 | 113.9448 | 109.5521 | 112.7976
MVA0220-ST-0030-002-B | Mercury Vapour 400 | 30 | 2 | MERCURY VAPOUR 400W | SHARED OR NO POLE | 1 | 2-Unmetered, Funded by Others, CE Maintained | 0 | 0 | 0 | 58.9733 | 58.9733 | 61.4307 | 54.3201 | 54.3201 | 56.9784 | 56.9784 | 64.437 | 59.3186 | 59.5353 | 67.3286 | 61.478 | 62.2535 | 70.4026 | 63.2538 | 64.2861 | 71.9308 | 74.0815
MVA0220-ST-0210-001-B | Mercury Vapour 400 | 210 | 1 | MERCURY VAPOUR 400W | WOOD POLE | 1 | 1-Unmetered, CE Funded, CE Maintained | 10.7316 | 67.4938 | 84.4082 | 69.7049 | 154.1131 | 141.7737 | 155.0428 | 151.2135 | 156.5215 | 160.4455 | 147.0389 | 161.5033 | 166.1298 | 152.4767 | 166.324 | 172.5955 | 158.5812 | 170.7435 | 177.8223 | 161.714 | 166.4878
MVA0220-ST-0210-002-B | Mercury Vapour 400 | 210 | 2 | MERCURY VAPOUR 400W | WOOD POLE | 1 | 2-Unmetered, Funded by Others, CE Maintained | 10.7316 | 0 | 0 | 69.7049 | 69.7049 | 72.6095 | 64.7163 | 64.7163 | 67.8834 | 67.8834 | 76.1629 | 70.6715 | 70.9296 | 79.5807 | 73.2441 | 74.1681 | 83.214 | 75.3598 | 76.5897 | 85.0203 | 87.5624
MVA0220-ST-0300-001-B | Mercury Vapour 400 | 300 | 1 | MERCURY VAPOUR 400W | STEEL POLE | 1 | 1-Unmetered, CE Funded, CE Maintained | 9.9616 | 94.1525 | 117.7477 | 68.9349 | 186.6827 | 168.2901 | 189.9179 | 184.5761 | 190.6904 | 196.1644 | 174.1922 | 196.5042 | 202.8529 | 180.3901 | 202.181 | 210.5532 | 187.4306 | 207.4841 | 216.858 | 191.0673 | 196.6946
MVA0220-ST-0300-002-B | Mercury Vapour 400 | 300 | 2 | MERCURY VAPOUR 400W | STEEL POLE | 1 | 2-Unmetered, Funded by Others, CE Maintained | 9.9616 | 0 | 0 | 68.9349 | 68.9349 | 71.8074 | 63.9142 | 63.9142 | 67.0421 | 67.0421 | 75.3215 | 69.7956 | 70.0506 | 78.7016 | 72.3363 | 73.2488 | 82.2948 | 74.4258 | 75.6405 | 84.0812 | 86.5951
MVA0220-ST-0380-001-B | Mercury Vapour 400 | 380 | 1 | MERCURY VAPOUR 400W | STEEL POLE | 2 | 1-Unmetered, CE Funded, CE Maintained | 9.9616 | 107.5792 | 134.5392 | 68.9349 | 203.4742 | 182.0491 | 207.8868 | 201.7832 | 208.3234 | 214.578 | 188.2918 | 214.5736 | 221.7913 | 194.8914 | 220.6976 | 230.1336 | 202.4235 | 226.459 | 236.9964 | 206.3242 | 212.3954
MVA0220-ST-0380-002-B | Mercury Vapour 400 | 380 | 2 | MERCURY VAPOUR 400W | STEEL POLE | 2 | 2-Unmetered, Funded by Others, CE Maintained | 9.9616 | 0 | 0 | 68.9349 | 68.9349 | 71.8074 | 63.9142 | 63.9142 | 67.0421 | 67.0421 | 75.3215 | 69.7956 | 70.0506 | 78.7016 | 72.3363 | 73.2488 | 82.2948 | 74.4258 | 75.6405 | 84.0812 | 86.5951
MVA0220-ST-0420-002-B | Mercury Vapour 400 | 420 | 2 | MERCURY VAPOUR 400W | STEEL POLE | 3 | 2-Unmetered, Funded by Others, CE Maintained | 9.9616 | 0 | 0 | 68.9349 | 68.9349 | 71.8074 | 63.9142 | 63.9142 | 67.0421 | 67.0421 | 75.3215 | 69.7956 | 70.0506 | 78.7016 | 72.3363 | 73.2488 | 82.2948 | 74.4258 | 75.6405 | 84.0812 | 86.5951
MVA0220-ST-0460-001-B | Mercury Vapour 400 | 460 | 1 | MERCURY VAPOUR 400W | STEEL POLE | 4 | 1-Unmetered, CE Funded, CE Maintained | 9.9616 | 134.4325 | 168.1222 | 68.9349 | 237.0572 | 209.5671 | 243.8245 | 236.1974 | 243.5893 | 251.4052 | 216.4908 | 250.7124 | 259.668 | 223.8942 | 257.7308 | 269.2943 | 232.4095 | 264.4088 | 277.2733 | 236.8378 | 243.797
MVA0220-ST-0460-002-B | Mercury Vapour 400 | 460 | 2 | MERCURY VAPOUR 400W | STEEL POLE | 4 | 2-Unmetered, Funded by Others, CE Maintained | 9.9616 | 0 | 0 | 68.9349 | 68.9349 | 71.8074 | 63.9142 | 63.9142 | 67.0421 | 67.0421 | 75.3215 | 69.7956 | 70.0506 | 78.7016 | 72.3363 | 73.2488 | 82.2948 | 74.4258 | 75.6405 | 84.0812 | 86.5951
MVA0220-ST-0540-002-B | Mercury Vapour 400 | 540 | 2 | MERCURY VAPOUR 400W | R/BOUT COLUMN | 3 | 2-Unmetered, Funded by Others, CE Maintained | 9.9616 | 0 | 0 | 68.9349 | 68.9349 | 71.8074 | 63.9142 | 63.9142 | 67.0421 | 67.0421 | 75.3215 | 69.7956 | 70.0506 | 78.7016 | 72.3363 | 73.2488 | 82.2948 | 74.4258 | 75.6405 | 84.0812 | 86.5951
MVA0220-ST-0580-001-B | Mercury Vapour 400 | 580 | 1 | MERCURY VAPOUR 400W | R/BOUT COLUMN | 4 | 1-Unmetered, CE Funded, CE Maintained | 9.9616 | 195.2898 | 244.2307 | 68.9349 | 313.1657 | 271.9306 | 325.2695 | 314.1896 | 323.5118 | 334.8659 | 280.3978 | 332.6129 | 345.5074 | 289.6225 | 341.6584 | 358.0436 | 300.366 | 350.4136 | 368.5519 | 305.9904 | 314.9619
MVA0220-ST-0580-002-B | Mercury Vapour 400 | 580 | 2 | MERCURY VAPOUR 400W | R/BOUT COLUMN | 4 | 2-Unmetered, Funded by Others, CE Maintained | 9.9616 | 0 | 0 | 68.9349 | 68.9349 | 71.8074 | 63.9142 | 63.9142 | 67.0421 | 67.0421 | 75.3215 | 69.7956 | 70.0506 | 78.7016 | 72.3363 | 73.2488 | 82.2948 | 74.4258 | 75.6405 | 84.0812 | 86.5951
MVA0220-ST-0790-001-B | Mercury Vapour 400 | 790 | 1 | MERCURY VAPOUR 400W | WOOD POLE | 2 | 1-Unmetered, CE Funded, CE Maintained | 10.7316 | 80.9205 | 101.1997 | 69.7049 | 170.9046 | 155.5327 | 173.0117 | 168.4206 | 174.1544 | 178.8591 | 161.1385 | 179.5727 | 185.0682 | 166.978 | 184.8406 | 192.1759 | 173.5742 | 189.7184 | 197.9608 | 176.9709 | 182.1886
MVA0220-ST-0950-001-B | Mercury Vapour 400 | 950 | 1 | MERCURY VAPOUR 400W | SHARED OR NO POLE | 2 | 1-Unmetered, CE Funded, CE Maintained | 0 | 46.5351 | 58.1971 | 58.9733 | 117.1704 | 109.1175 | 116.5977 | 113.9575 | 118.0919 | 120.7975 | 113.3041 | 121.9446 | 125.1732 | 117.5884 | 125.654 | 130.1165 | 122.3662 | 129.0182 | 134.0832 | 124.809 | 128.4984
MVA0220-ST-0950-002-B | Mercury Vapour 400 | 950 | 2 | MERCURY VAPOUR 400W | SHARED OR NO POLE | 2 | 2-Unmetered, Funded by Others, CE Maintained | 0 | 0 | 0 | 58.9733 | 58.9733 | 61.4307 | 54.3201 | 54.3201 | 56.9784 | 56.9784 | 64.437 | 59.3186 | 59.5353 | 67.3286 | 61.478 | 62.2535 | 70.4026 | 63.2538 | 64.2861 | 71.9308 | 74.0815
MVA0250-ST-0300-001-B | Mercury Vapour 500 | 300 | 1 | MERCURY VAPOUR 400W | STEEL POLE | 1 | 1-Unmetered, CE Funded, CE Maintained | 9.9616 | 94.1525 | 117.7477 | 55.8045 | 173.5522 | 154.6125 | 176.1144 | 170.7727 | 176.2114 | 181.6854 | 159.8453 | 181.4305 | 187.7241 | 165.3993 | 186.5586 | 194.7337 | 171.7554 | 191.4105 | 200.522 | 175.0519 | 180.2003
MVA0260-ST-0190-001-B | Mercury Vapour 700 | 190 | 1 | HIGH PRESSURE SODIUM 600W HIGH MAST | SHARED OR NO POLE | 1 | 1-Unmetered, CE Funded, CE Maintained | 0 | 139.9318 | 174.9997 | 53.3993 | 228.399 | 199.0195 | 235.6913 | 227.7522 | 234.5603 | 242.6959 | 205.2907 | 241.1947 | 250.4445 | 212.0969 | 247.7804 | 259.5585 | 220.0038 | 254.1396 | 267.1862 | 224.1376 | 230.7121
MVA0260-ST-0190-002-B | Mercury Vapour 700 | 190 | 2 | HIGH PRESSURE SODIUM 600W HIGH MAST | SHARED OR NO POLE | 1 | 2-Unmetered, Funded by Others, CE Maintained | 0 | 0 | 0 | 53.3993 | 53.3993 | 55.6244 | 48.4213 | 48.4213 | 50.791 | 50.791 | 58.3466 | 52.8771 | 53.0702 | 60.9649 | 54.8019 | 55.4932 | 63.7483 | 56.3849 | 57.3051 | 65.1321 | 67.0795
MVA0260-ST-0250-002-B | Mercury Vapour 700 | 250 | 2 | HIGH PRESSURE SODIUM 600W HIGH MAST | WOOD POLE | 1 | 2-Unmetered, Funded by Others, CE Maintained | 10.7316 | 0 | 0 | 64.1309 | 64.1309 | 66.8032 | 58.8175 | 58.8175 | 61.696 | 61.696 | 70.0725 | 64.2299 | 64.4646 | 73.2169 | 66.5681 | 67.4078 | 76.5598 | 68.4909 | 69.6087 | 78.2216 | 80.5604
MVA0260-ST-0340-002-B | Mercury Vapour 700 | 340 | 2 | HIGH PRESSURE SODIUM 600W HIGH MAST | STEEL POLE | 1 | 2-Unmetered, Funded by Others, CE Maintained | 9.9616 | 0 | 0 | 63.3609 | 63.3609 | 66.0011 | 58.0154 | 58.0154 | 60.8547 | 60.8547 | 69.2311 | 63.354 | 63.5855 | 72.3378 | 65.6603 | 66.4886 | 75.6405 | 67.5569 | 68.6595 | 77.2824 | 79.5931
MVA0290-ST-0120-002-B | Mercury Vapour 1000 | 120 | 2 | METAL HALIDE 1000W FLOODLIGHT | SHARED OR NO POLE | 1 | 2-Unmetered, Funded by Others, CE Maintained | 0 | 0 | 0 | 91.7514 | 91.7514 | 95.5746 | 88.449 | 88.449 | 92.7776 | 92.7776 | 100.2519 | 96.5881 | 96.941 | 104.7507 | 100.1042 | 101.367 | 109.5332 | 102.9958 | 104.6767 | 111.9109 | 115.2569
FLU0010-ST-0010-002-B | Fluorescent 9 | 10 | 2 | MERCURY VAPOUR 80W | SHARED OR NO POLE | 1 | 2-Unmetered, Funded by Others, CE Maintained | 0 | 0 | 0 | 26.8769 | 26.8769 | 27.9968 | 36.3721 | 88.449 | 92.7776 | 38.1522 | 29.3669 | 96.5881 | 39.8642 | 30.6847 | 100.1042 | 41.6843 | 32.0857 | 102.9958 | 43.0453 | 32.7822 | 33.7623
HPS0170-TA-0600-001-B | High Pressure Sodium 400 | 600 | 1 | HIGH PRESSURE SODIUM 400W (310/360) | R/BOUT COLUMN | 4 | 1-Unmetered, CE Funded, CE Maintained | 9.9616 | 208.037 | #N/A | 89.4452 | #N/A | 306.3582 | 329.5428 |  |  | 338.9357 | 316.1943 | 96.5881 | 349.4735 | 326.8061 | 100.1042 | 361.9795 | 339.0854 | 102.9958 | 372.5391 | 345.4918 | 355.6328
FLU0010-ST-0010-002-B | Fluorescent 9 | 10 | 2 | MERCURY VAPOUR 80W | SHARED OR NO POLE | 1 | 2-Unmetered, Funded by Others, CE Maintained | 0 | 0 | 0 | 26.8769 | 26.8769 | 27.9968 | 36.3721 | 88.449 | 92.7776 | 38.1522 | 29.3669 | 96.5881 | 39.8642 | 30.6847 | 100.1042 | 41.6843 | 32.0857 | 102.9958 | 43.0453 | 32.7822 | 33.7623

## Bulk Tarriff Rates (hidden)
Tarriff Code | Capital | Maintenance | SLUOS | 2009/2010 | 2010/2011 | 2011/2012 | 2012/2013 | 2013/2014
FLU0010-ST-0010-002-B | 0 | 27.9858 | 27.9858 | 36.3721 | 38.1522 | 39.7191 | 41.165 | 42.3541
FLU0010-ST-0110-001-B | 8.3083 | 27.9858 | 36.2941 | 47.4912 | 49.0633 | 50.9003 | 52.6229 | 54.0956
FLU0020-ST-0010-001-B | 17.5015 | 27.9858 | 45.4873 | 59.7943 | 61.1365 | 63.2723 | 65.3011 | 67.0876
FLU0030-ST-0110-002-B | 0 | 27.9858 | 27.9858 | 36.3721 | 38.1522 | 39.7191 | 41.165 | 42.3541
FLU0040-ST-0010-002-B | 0 | 27.9858 | 27.9858 | 36.3721 | 38.1522 | 39.7191 | 41.165 | 42.3541
FLU0050-ST-0010-001-B | 17.5015 | 27.9858 | 45.4873 | 59.7943 | 61.1365 | 63.2723 | 65.3011 | 67.0876
FLU0050-ST-0010-002-B | 0 | 27.9858 | 27.9858 | 36.3721 | 38.1522 | 39.7191 | 41.165 | 42.3541
FLU0050-ST-0110-002-B | 0 | 27.9858 | 27.9858 | 36.3721 | 38.1522 | 39.7191 | 41.165 | 42.3541
FLU0060-ST-0010-001-B | 17.5015 | 33.179 | 50.6805 | 65.4773 | 67.0976 | 69.4782 | 71.733 | 73.7052
FLU0060-ST-0010-002-B | 0 | 33.179 | 33.179 | 42.0551 | 44.1133 | 45.925 | 47.5968 | 48.9717
FLU0060-ST-0740-002-B | 0 | 33.179 | 33.179 | 42.0551 | 44.1133 | 45.925 | 47.5968 | 48.9717
FLU0060-ST-0990-001-B | 87.4857 | 43.5516 | 131.0374 | 168.7309 | 169.07 | 174.1387 | 179.1058 | 183.7805
FLU0070-ST-0010-001-B | 17.5015 | 38.3721 | 55.8736 | 71.1603 | 73.0587 | 75.6842 | 78.1648 | 80.3228
FLU0070-ST-0010-002-B | 0 | 38.3721 | 38.3721 | 47.7381 | 50.0743 | 52.131 | 54.0287 | 55.5893
FLU0080-ST-0010-001-B | 17.5015 | 43.5653 | 61.0668 | 76.8433 | 79.0198 | 81.8901 | 84.5967 | 86.9405
FLU0080-ST-0010-002-B | 0 | 43.5653 | 43.5653 | 53.4211 | 56.0354 | 58.3369 | 60.4605 | 62.2069
FLU0080-ST-0990-001-B | 87.4857 | 53.9379 | 141.4237 | 180.0969 | 180.9922 | 186.5505 | 191.9695 | 197.0157
FLU0100-ST-0010-001-B | 17.5015 | 27.9858 | 45.4873 | 59.7943 | 61.1365 | 63.2723 | 65.3011 | 67.0876
FLU0100-ST-0010-002-B | 0 | 27.9858 | 27.9858 | 36.3721 | 38.1522 | 39.7191 | 41.165 | 42.3541
FLU0110-ST-0010-002-B | 0 | 33.179 | 33.179 | 42.0551 | 44.1133 | 45.925 | 47.5968 | 48.9717
FLU0130-ST-0010-001-B | 17.5015 | 27.0107 | 44.5122 | 58.5905 | 59.8737 | 61.9577 | 63.9386 | 65.6857
FLU0130-ST-0010-002-B | 0 | 27.0107 | 27.0107 | 35.1683 | 36.8894 | 38.4045 | 39.8025 | 40.9522
FLU0130-ST-0110-001-B | 8.3083 | 27.0107 | 35.3191 | 46.2873 | 47.8006 | 49.5857 | 51.2605 | 52.6938
FLU0130-ST-0110-002-B | 0 | 27.0107 | 27.0107 | 35.1683 | 36.8894 | 38.4045 | 39.8025 | 40.9522
FLU0130-ST-0740-001-B | 24.2615 | 27.0107 | 51.2722 | 67.6373 | 68.7514 | 71.0551 | 73.2612 | 75.2391
FLU0130-ST-0740-002-B | 0 | 27.0107 | 27.0107 | 35.1683 | 36.8894 | 38.4045 | 39.8025 | 40.9522
FLU0130-ST-0810-001-B | 51.8869 | 38.1851 | 90.072 | 115.0044 | 115.9363 | 119.5857 | 123.1253 | 126.3859
FLU0130-ST-0810-002-B | 0 | 38.1851 | 38.1851 | 45.5645 | 47.7944 | 49.7573 | 51.5686 | 53.0582
FLU0130-ST-0820-002-B | 0 | 27.0107 | 27.0107 | 35.1683 | 36.8894 | 38.4045 | 39.8025 | 40.9522
FLU0130-ST-0990-001-B | 87.4857 | 37.3834 | 124.8691 | 161.8441 | 161.8461 | 166.6181 | 171.3115 | 175.761
FLU0130-ST-0990-002-B | 0 | 37.3834 | 37.3834 | 44.7624 | 46.953 | 48.8814 | 50.6609 | 52.1242
FLU0140-ST-0010-001-B | 17.5015 | 31.2293 | 48.7308 | 63.0719 | 64.5744 | 66.8515 | 69.0106 | 70.9042
FLU0140-ST-0010-002-B | 0 | 31.2293 | 31.2293 | 39.6497 | 41.5901 | 43.2983 | 44.8744 | 46.1707
FLU0140-ST-0990-001-B | 87.4857 | 41.602 | 129.0877 | 166.3255 | 166.5468 | 171.5119 | 176.3834 | 180.9794
FLU0150-ST-0010-001-B | 17.5015 | 35.448 | 52.9495 | 67.5533 | 69.2751 | 71.7452 | 74.0825 | 76.1226
FLU0150-ST-0010-002-B | 0 | 35.448 | 35.448 | 44.1311 | 46.2908 | 48.192 | 49.9463 | 51.3891
FLU0150-ST-0810-002-B | 0 | 46.6224 | 46.6224 | 54.5273 | 57.1958 | 59.5449 | 61.7125 | 63.4951
FLU0160-ST-0010-001-B | 17.5015 | 39.6666 | 57.1681 | 72.0346 | 73.9759 | 76.639 | 79.1544 | 81.341
FLU0160-ST-0010-002-B | 0 | 39.6666 | 39.6666 | 48.6125 | 50.9915 | 53.0858 | 55.0183 | 56.6075
FLU0160-ST-0810-002-B | 0 | 50.841 | 50.841 | 59.0087 | 61.8965 | 64.4387 | 66.7844 | 68.7135
FLU0160-ST-0990-001-B | 87.4857 | 50.0392 | 137.5249 | 175.2883 | 175.9482 | 181.2994 | 186.5273 | 191.4163
FLU0160-ST-0990-002-B | 0 | 50.0392 | 50.0392 | 58.2066 | 61.0552 | 63.5628 | 65.8766 | 67.7795
FLU0170-ST-0010-002-B | 0 | 48.1038 | 48.1038 | 57.5753 | 60.3929 | 62.8733 | 65.1621 | 67.0444
FLU0180-ST-0010-001-B | 17.5015 | 27.0107 | 44.5122 | 58.5905 | 59.8737 | 61.9577 | 63.9386 | 65.6857
FLU0190-ST-0010-001-B | 17.5015 | 31.2293 | 48.7308 | 63.0719 | 64.5744 | 66.8515 | 69.0106 | 70.9042
FLU0190-ST-0010-002-B | 0 | 31.2293 | 31.2293 | 39.6497 | 41.5901 | 43.2983 | 44.8744 | 46.1707
FLU0200-ST-0010-002-B | 0 | 39.6666 | 39.6666 | 48.6125 | 50.9915 | 53.0858 | 55.0183 | 56.6075
FLU0240-ST-0010-001-B | 17.5015 | 27.0107 | 44.5122 | 58.5905 | 59.8737 | 61.9577 | 63.9386 | 65.6857
FLU0240-ST-0010-002-B | 0 | 27.0107 | 27.0107 | 35.1683 | 36.8894 | 38.4045 | 39.8025 | 40.9522
FLU0240-ST-0990-001-B | 87.4857 | 37.3834 | 124.8691 | 161.8441 | 161.8461 | 166.6181 | 171.3115 | 175.761
FLU0240-ST-0990-002-B | 0 | 37.3834 | 37.3834 | 44.7624 | 46.953 | 48.8814 | 50.6609 | 52.1242
FLU0240-ST-1000-002-B | 0 | 37.3834 | 37.3834 | 44.7624 | 46.953 | 48.8814 | 50.6609 | 52.1242
FLU0240-ST-1260-002-B | 0 | 38.1851 | 38.1851 | 45.5645 | 47.7944 | 49.7573 | 51.5686 | 53.0582
FLU0250-ST-0010-001-B | 17.5015 | 31.2293 | 48.7308 | 63.0719 | 64.5744 | 66.8515 | 69.0106 | 70.9042
FLU0250-ST-0010-002-B | 0 | 31.2293 | 31.2293 | 39.6497 | 41.5901 | 43.2983 | 44.8744 | 46.1707
FLU0260-ST-0010-002-B | 0 | 35.448 | 35.448 | 44.1311 | 46.2908 | 48.192 | 49.9463 | 51.3891
FLU0270-ST-0010-002-B | 0 | 39.6666 | 39.6666 | 48.6125 | 50.9915 | 53.0858 | 55.0183 | 56.6075
FLU0300-ST-0010-002-B | 0 | 31.2293 | 31.2293 | 39.6497 | 41.5901 | 43.2983 | 44.8744 | 46.1707
HPS0010-ST-0040-001-B | 18.7475 | 54.5963 | 73.3439 | 58.0753 | 59.2206 | 61.251 | 63.1867 | 64.905
HPS0010-ST-0040-002-B | 0 | 54.5963 | 54.5963 | 32.9856 | 34.5999 | 36.0209 | 37.3322 | 38.4106
HPS0010-ST-0090-002-B | 0 | 54.5963 | 54.5963 | 32.9856 | 34.5999 | 36.0209 | 37.3322 | 38.4106
HPS0010-ST-0350-001-B | 53.1329 | 65.7707 | 118.9036 | 114.4893 | 115.2831 | 118.8791 | 122.3734 | 125.6052
HPS0010-ST-0350-002-B | 0 | 65.7707 | 65.7707 | 43.3818 | 45.5049 | 47.3738 | 49.0983 | 50.5166
HPS0010-ST-0360-001-B | 88.7318 | 64.9689 | 153.7007 | 161.329 | 161.193 | 165.9115 | 170.5596 | 174.9803
HPS0010-ST-0360-002-B | 0 | 64.9689 | 64.9689 | 42.5797 | 44.6635 | 46.4979 | 48.1906 | 49.5826
HPS0010-ST-0750-001-B | 34.7595 | 54.5963 | 89.3559 | 79.5041 | 80.2488 | 82.7997 | 85.2687 | 87.5335
HPS0010-TA-0090-001-B | 19.8423 | 54.5528 | 74.3951 | 52.5221 | 53.2966 | 55.0602 | 56.7534 | 58.2796
HPS0010-TA-0090-002-B | 0 | 54.5528 | 54.5528 | 25.9673 | 27.2381 | 28.3568 | 29.3891 | 30.238
HPS0010-TA-0140-001-B | 54.2277 | 65.7273 | 119.9549 | 108.9361 | 109.3591 | 112.6883 | 115.94 | 118.9797
HPS0010-TA-0170-001-B | 89.8265 | 64.9255 | 154.752 | 155.7758 | 155.2689 | 159.7206 | 164.1263 | 168.3548
HPS0010-TA-0170-002-B | 0 | 64.9255 | 64.9255 | 35.5614 | 37.3018 | 38.8338 | 40.2474 | 41.41
HPS0010-TA-1180-001-B | 28.943 | 54.5528 | 83.4959 | 64.7016 | 65.2484 | 67.3078 | 69.3041 | 71.1409
HPS0010-TA-1200-001-B | 47.1445 | 54.5528 | 101.6974 | 89.0606 | 89.152 | 91.803 | 94.4056 | 96.8637
HPS0020-ST-0040-001-B | 18.7475 | 54.2866 | 73.0342 | 57.9613 | 59.101 | 61.1265 | 63.0577 | 64.7722
HPS0020-ST-0040-002-B | 0 | 54.2866 | 54.2866 | 32.8716 | 34.4803 | 35.8964 | 37.2031 | 38.2778
HPS0020-ST-0170-002-B | 0 | 64.6593 | 64.6593 | 42.4657 | 44.5439 | 46.3734 | 48.0615 | 49.4498
HPS0020-ST-0350-001-B | 53.1329 | 65.461 | 118.594 | 114.3753 | 115.1635 | 118.7546 | 122.2443 | 125.4724
HPS0020-ST-0350-002-B | 0 | 65.461 | 65.461 | 43.2678 | 45.3853 | 47.2493 | 48.9693 | 50.3838
HPS0020-ST-0360-001-B | 88.7318 | 64.6593 | 153.3911 | 161.215 | 161.0734 | 165.787 | 170.4306 | 174.8475
HPS0020-ST-0360-002-B | 0 | 64.6593 | 64.6593 | 42.4657 | 44.5439 | 46.3734 | 48.0615 | 49.4498
HPS0020-ST-0730-001-B | 96.7378 | 64.6593 | 161.3971 | 171.9294 | 171.5875 | 176.5613 | 181.4716 | 186.1617
HPS0020-ST-0730-002-B | 0 | 64.6593 | 64.6593 | 42.4657 | 44.5439 | 46.3734 | 48.0615 | 49.4498
HPS0020-ST-0750-002-B | 0 | 54.2866 | 54.2866 | 32.8716 | 34.4803 | 35.8964 | 37.2031 | 38.2778
HPS0020-ST-0880-002-B | 0 | 64.6593 | 64.6593 | 42.4657 | 44.5439 | 46.3734 | 48.0615 | 49.4498
HPS0020-ST-0890-001-B | 26.7535 | 54.2866 | 81.0402 | 68.6757 | 69.6151 | 71.9008 | 74.0987 | 76.0865
HPS0020-ST-0890-002-B | 0 | 54.2866 | 54.2866 | 32.8716 | 34.4803 | 35.8964 | 37.2031 | 38.2778
HPS0020-ST-0910-001-B | 61.1389 | 65.461 | 126.6 | 125.0897 | 125.6776 | 129.5289 | 133.2853 | 136.7867
HPS0020-ST-0910-002-B | 0 | 65.461 | 65.461 | 43.2678 | 45.3853 | 47.2493 | 48.9693 | 50.3838
HPS0020-TA-0090-001-B | 19.8423 | 59.5577 | 79.3999 | 57.2051 | 58.2087 | 60.1741 | 62.0534 | 63.7327
HPS0020-TA-0090-002-B | 0 | 59.5577 | 59.5577 | 30.6502 | 32.1502 | 33.4707 | 34.6891 | 35.6911
HPS0020-TA-0140-001-B | 54.2277 | 70.7321 | 124.9597 | 113.619 | 114.2712 | 117.8021 | 121.24 | 124.4328
HPS0020-TA-0140-002-B | 0 | 70.7321 | 70.7321 | 41.0464 | 43.0552 | 44.8235 | 46.4552 | 47.7971
HPS0020-TA-0170-001-B | 89.8265 | 69.9303 | 159.7568 | 160.4587 | 160.181 | 164.8345 | 169.4263 | 173.8079
HPS0020-TA-0170-002-B | 0 | 69.9303 | 69.9303 | 40.2444 | 42.2139 | 43.9476 | 45.5475 | 46.8631
HPS0070-ST-0040-001-B | 18.7475 | 54.2866 | 73.0342 | 57.9613 | 59.101 | 61.1265 | 63.0577 | 64.7722
HPS0070-ST-0040-002-B | 0 | 54.2866 | 54.2866 | 32.8716 | 34.4803 | 35.8964 | 37.2031 | 38.2778
HPS0070-ST-0350-001-B | 53.1329 | 65.461 | 118.594 | 114.3753 | 115.1635 | 118.7546 | 122.2443 | 125.4724
HPS0070-ST-0360-001-B | 88.7318 | 64.6593 | 153.3911 | 161.215 | 161.0734 | 165.787 | 170.4306 | 174.8475
HPS0070-ST-0360-002-B | 0 | 64.6593 | 64.6593 | 42.4657 | 44.5439 | 46.3734 | 48.0615 | 49.4498
HPS0080-ST-0050-001-B | 32.467 | 59.1678 | 91.6348 | 80.9368 | 81.9591 | 84.6293 | 87.2009 | 89.5346
HPS0080-ST-0360-002-B | 0 | 69.5404 | 69.5404 | 47.0804 | 49.3845 | 51.4128 | 53.2843 | 54.8235
HPS0090-ST-0050-001-B | 32.467 | 67.3644 | 99.8314 | 78.4718 | 79.3735 | 81.9376 | 84.4112 | 86.6643
HPS0090-ST-0050-002-B | 0 | 67.3644 | 67.3644 | 35.0214 | 36.7353 | 38.2441 | 39.6362 | 40.7812
HPS0090-ST-0220-001-B | 66.8524 | 78.5388 | 145.3912 | 134.8858 | 135.4361 | 139.5656 | 143.5978 | 147.3645
HPS0090-ST-0220-002-B | 0 | 78.5388 | 78.5388 | 45.4176 | 47.6403 | 49.5969 | 51.4024 | 52.8872
HPS0090-ST-0310-001-B | 93.5111 | 77.737 | 171.2482 | 169.7609 | 169.605 | 174.5665 | 179.4548 | 184.1051
HPS0090-ST-0310-002-B | 0 | 77.737 | 77.737 | 44.6155 | 46.7989 | 48.721 | 50.4946 | 51.9532
HPS0090-ST-0690-001-B | 106.2964 | 77.737 | 184.0335 | 186.8715 | 186.3957 | 191.7728 | 197.0869 | 202.1736
HPS0090-ST-0690-002-B | 0 | 77.737 | 77.737 | 44.6155 | 46.7989 | 48.721 | 50.4946 | 51.9532
HPS0090-ST-0710-002-B | 0 | 77.737 | 77.737 | 44.6155 | 46.7989 | 48.721 | 50.4946 | 51.9532
HPS0090-ST-0720-001-B | 131.8671 | 77.737 | 209.6041 | 221.0925 | 219.9771 | 226.1853 | 232.3511 | 238.3106
HPS0090-ST-0720-002-B | 0 | 77.737 | 77.737 | 44.6155 | 46.7989 | 48.721 | 50.4946 | 51.9532
HPS0090-ST-0980-002-B | 0 | 78.5388 | 78.5388 | 45.4176 | 47.6403 | 49.5969 | 51.4024 | 52.8872
HPS0090-ST-1010-001-B | 45.2524 | 67.3644 | 112.6168 | 95.5824 | 96.1642 | 99.1438 | 102.0433 | 104.7328
HPS0090-ST-1010-002-B | 0 | 67.3644 | 67.3644 | 35.0214 | 36.7353 | 38.2441 | 39.6362 | 40.7812
HPS0090-ST-1360-002-B | 0 | 77.737 | 77.737 | 44.6155 | 46.7989 | 48.721 | 50.4946 | 51.9532
HPS0090-TA-0050-001-B | 32.467 | 73.8362 | 106.3032 | 81.4941 | 82.5437 | 85.2379 | 87.8317 | 90.1836
HPS0090-TA-0050-002-B | 0 | 73.8362 | 73.8362 | 38.0436 | 39.9054 | 41.5444 | 43.0567 | 44.3005
HPS0090-TA-0220-001-B | 66.8524 | 85.0106 | 151.863 | 137.908 | 138.6062 | 142.866 | 147.0183 | 150.8837
HPS0090-TA-0310-001-B | 93.5111 | 84.2088 | 177.7199 | 172.7832 | 172.7751 | 177.8669 | 182.8753 | 187.6244
HPS0100-ST-0060-001-B | 32.5972 | 68.5417 | 101.1389 | 87.0582 | 88.3683 | 91.299 | 94.1113 | 96.6438
HPS0100-ST-0060-002-B | 0 | 68.5417 | 68.5417 | 43.4335 | 45.5591 | 47.4302 | 49.1568 | 50.5768
HPS0100-ST-0230-002-B | 0 | 79.7161 | 79.7161 | 53.8297 | 56.4641 | 58.7831 | 60.923 | 62.6828
HPS0100-ST-0320-001-B | 93.6413 | 78.9143 | 172.5556 | 178.3472 | 178.5997 | 183.9279 | 189.1549 | 194.0847
HPS0100-ST-0320-002-B | 0 | 78.9143 | 78.9143 | 53.0276 | 55.6227 | 57.9072 | 60.0152 | 61.7488
HPS0100-ST-0390-002-B | 0 | 78.9143 | 78.9143 | 53.0276 | 55.6227 | 57.9072 | 60.0152 | 61.7488
HPS0100-ST-0430-001-B | 119.4723 | 78.9143 | 198.3866 | 212.9167 | 212.523 | 218.6908 | 224.7782 | 230.5896
HPS0110-ST-0060-001-B | 32.5972 | 68.5417 | 101.1389 | 79.7531 | 80.7057 | 83.3217 | 85.8436 | 88.1374
HPS0110-ST-0060-002-B | 0 | 68.5417 | 68.5417 | 36.1285 | 37.8965 | 39.453 | 40.8892 | 42.0703
HPS0110-ST-0230-001-B | 66.9826 | 79.7161 | 146.6987 | 136.1671 | 136.7682 | 140.9498 | 145.0303 | 148.8376
HPS0110-ST-0230-002-B | 0 | 79.7161 | 79.7161 | 46.5247 | 48.8015 | 50.8059 | 52.6553 | 54.1763
HPS0110-ST-0320-001-B | 93.6413 | 78.9143 | 172.5556 | 171.0422 | 170.9372 | 175.9507 | 180.8873 | 185.5782
HPS0110-ST-0320-002-B | 0 | 78.9143 | 78.9143 | 45.7226 | 47.9602 | 49.93 | 51.7475 | 53.2423
HPS0110-ST-0390-001-B | 106.5568 | 78.9143 | 185.4711 | 188.3269 | 187.8988 | 193.3321 | 198.6989 | 203.8307
HPS0110-ST-0390-002-B | 0 | 78.9143 | 78.9143 | 45.7226 | 47.9602 | 49.93 | 51.7475 | 53.2423
HPS0110-ST-0430-002-B | 0 | 78.9143 | 78.9143 | 45.7226 | 47.9602 | 49.93 | 51.7475 | 53.2423
HPS0110-ST-0470-001-B | 132.3878 | 78.9143 | 211.3021 | 222.8964 | 221.8221 | 228.095 | 234.3221 | 240.3356
HPS0110-ST-0470-002-B | 0 | 78.9143 | 78.9143 | 45.7226 | 47.9602 | 49.93 | 51.7475 | 53.2423
HPS0110-ST-0550-001-B | 180.3295 | 78.9143 | 259.2439 | 287.0566 | 284.783 | 292.6141 | 300.4381 | 308.088
HPS0110-ST-0550-002-B | 0 | 78.9143 | 78.9143 | 45.7226 | 47.9602 | 49.93 | 51.7475 | 53.2423
HPS0110-ST-0590-001-B | 193.245 | 78.9143 | 272.1593 | 304.3414 | 301.7446 | 309.9955 | 318.2497 | 326.3404
HPS0110-ST-0590-002-B | 0 | 78.9143 | 78.9143 | 45.7226 | 47.9602 | 49.93 | 51.7475 | 53.2423
HPS0110-ST-0610-001-B | 37.7472 | 68.5417 | 106.2889 | 86.6453 | 87.4691 | 90.2525 | 92.9459 | 95.4155
HPS0110-ST-0610-002-B | 0 | 68.5417 | 68.5417 | 36.1285 | 37.8965 | 39.453 | 40.8892 | 42.0703
HPS0110-ST-0650-002-B | 0 | 68.5417 | 68.5417 | 36.1285 | 37.8965 | 39.453 | 40.8892 | 42.0703
HPS0110-ST-0760-001-B | 79.8981 | 79.7161 | 159.6142 | 153.4518 | 153.7299 | 158.3312 | 162.8419 | 167.09
HPS0110-ST-0760-002-B | 0 | 79.7161 | 79.7161 | 46.5247 | 48.8015 | 50.8059 | 52.6553 | 54.1763
HPS0110-ST-0930-002-B | 0 | 79.7161 | 79.7161 | 46.5247 | 48.8015 | 50.8059 | 52.6553 | 54.1763
HPS0110-ST-0960-001-B | 45.5127 | 68.5417 | 114.0544 | 97.0379 | 97.6674 | 100.7031 | 103.6553 | 106.3898
HPS0110-ST-0960-002-B | 0 | 68.5417 | 68.5417 | 36.1285 | 37.8965 | 39.453 | 40.8892 | 42.0703
HPS0110-ST-0970-002-B | 0 | 68.5417 | 68.5417 | 36.1285 | 37.8965 | 39.453 | 40.8892 | 42.0703
HPS0110-ST-1070-001-B | 72.1326 | 79.7161 | 151.8486 | 143.0593 | 143.5316 | 147.8805 | 152.1326 | 156.1156
HPS0110-ST-1070-002-B | 0 | 79.7161 | 79.7161 | 46.5247 | 48.8015 | 50.8059 | 52.6553 | 54.1763
HPS0110-ST-1120-001-B | 98.7913 | 78.9143 | 177.7056 | 177.9344 | 177.7006 | 182.8814 | 187.9895 | 192.8563
HPS0110-ST-1120-002-B | 0 | 78.9143 | 78.9143 | 45.7226 | 47.9602 | 49.93 | 51.7475 | 53.2423
HPS0110-ST-1160-001-B | 90.1981 | 79.7161 | 169.9141 | 167.2362 | 167.2566 | 172.1927 | 177.0465 | 181.6462
HPS0110-ST-1330-002-B | 0 | 78.9143 | 78.9143 | 45.7226 | 47.9602 | 49.93 | 51.7475 | 53.2423
HPS0110-ST-1340-002-B | 0 | 78.9143 | 78.9143 | 45.7226 | 47.9602 | 49.93 | 51.7475 | 53.2423
HPS0110-ST-1380-002-B | 0 | 78.9143 | 78.9143 | 45.7226 | 47.9602 | 49.93 | 51.7475 | 53.2423
HPS0110-ST-1450-002-B | 0 | 78.9143 | 78.9143 | 45.7226 | 47.9602 | 49.93 | 51.7475 | 53.2423
HPS0110-TA-0060-001-B | 32.5972 | 71.7063 | 104.3035 | 77.8797 | 78.7407 | 81.2759 | 83.7234 | 85.9559
HPS0110-TA-0060-002-B | 0 | 71.7063 | 71.7063 | 34.2551 | 35.9315 | 37.4072 | 38.7689 | 39.8888
HPS0110-TA-0230-001-B | 66.9826 | 82.8807 | 149.8633 | 134.2937 | 134.8032 | 138.904 | 142.91 | 146.6561
HPS0110-TA-0320-001-B | 93.6413 | 82.079 | 175.7203 | 169.1688 | 168.9721 | 173.9049 | 178.767 | 183.3967
HPS0110-TA-0320-002-B | 0 | 82.079 | 82.079 | 43.8492 | 45.9951 | 47.8842 | 49.6273 | 51.0608
HPS0110-TA-0470-001-B | 132.3878 | 82.079 | 214.4668 | 221.023 | 219.857 | 226.0492 | 232.2019 | 238.1541
HPS0110-TA-0590-001-B | 193.245 | 82.079 | 275.324 | 302.468 | 299.7795 | 307.9498 | 316.1295 | 324.1589
HPS0110-TA-0590-002-B | 0 | 82.079 | 82.079 | 43.8492 | 45.9951 | 47.8842 | 49.6273 | 51.0608
HPS0110-TA-0960-001-B | 45.5127 | 71.7063 | 117.219 | 95.1645 | 95.7023 | 98.6574 | 101.535 | 104.2084
HPS0110-TA-1120-002-B | 0 | 82.079 | 82.079 | 43.8492 | 45.9951 | 47.8842 | 49.6273 | 51.0608
HPS0120-ST-0860-002-B | 0 | 97.1889 | 97.1889 | 60.5401 | 63.5029 | 66.111 | 68.5177 | 70.4968
HPS0120-ST-0870-002-B | 0 | 97.1889 | 97.1889 | 60.5401 | 63.5029 | 66.111 | 68.5177 | 70.4968
HPS0140-ST-0070-001-B | 36.2952 | 68.5417 | 104.8369 | 91.0333 | 92.2032 | 95.2122 | 98.109 | 100.7359
HPS0140-ST-0070-002-B | 0 | 68.5417 | 68.5417 | 42.4596 | 44.5376 | 46.3668 | 48.0547 | 49.4427
HPS0140-ST-0240-002-B | 0 | 79.7161 | 79.7161 | 52.8558 | 55.4425 | 57.7196 | 59.8208 | 61.5487
HPS0140-ST-0330-002-B | 0 | 78.9143 | 78.9143 | 52.0538 | 54.6012 | 56.8437 | 58.913 | 60.6147
HPS0140-ST-0400-002-B | 0 | 78.9143 | 78.9143 | 52.0538 | 54.6012 | 56.8437 | 58.913 | 60.6147
HPS0140-ST-1030-001-B | 52.9087 | 68.5417 | 121.4504 | 113.2671 | 114.0214 | 117.5703 | 121.0205 | 124.2145
HPS0160-ST-0070-001-B | 36.2952 | 73.3226 | 109.6178 | 95.3725 | 96.7548 | 99.9507 | 103.02 | 105.7888
HPS0160-ST-0070-002-B | 0 | 73.3226 | 73.3226 | 46.7988 | 49.0891 | 51.1053 | 52.9656 | 54.4956
HPS0160-ST-0240-001-B | 70.6806 | 84.497 | 155.1776 | 151.7865 | 152.8173 | 157.5787 | 162.2066 | 166.4889
HPS0160-ST-0240-002-B | 0 | 84.497 | 84.497 | 57.195 | 59.9941 | 62.4581 | 64.7318 | 66.6016
HPS0160-ST-0330-001-B | 97.3393 | 83.6953 | 181.0345 | 186.6616 | 186.9863 | 192.5796 | 198.0636 | 203.2296
HPS0160-ST-0330-002-B | 0 | 83.6953 | 83.6953 | 56.393 | 59.1528 | 61.5822 | 63.824 | 65.6676
HPS0160-ST-1020-001-B | 58.4282 | 73.3226 | 131.7508 | 124.993 | 125.8216 | 129.7369 | 133.5434 | 137.0676
HPS0160-ST-1030-001-B | 52.9087 | 73.3226 | 126.2313 | 117.6063 | 118.5729 | 122.3088 | 125.9315 | 129.2673
HPS0170-ST-0070-001-B | 36.2952 | 73.3226 | 109.6178 | 88.3713 | 89.4109 | 92.3052 | 95.0962 | 97.6361
HPS0170-ST-0070-002-B | 0 | 73.3226 | 73.3226 | 39.7976 | 41.7453 | 43.4598 | 45.0418 | 46.3429
HPS0170-ST-0240-001-B | 70.6806 | 84.497 | 155.1776 | 144.7853 | 145.4735 | 149.9333 | 154.2828 | 158.3363
HPS0170-ST-0240-002-B | 0 | 84.497 | 84.497 | 50.1938 | 52.6502 | 54.8127 | 56.808 | 58.4489
HPS0170-ST-0270-002-B | 0 | 83.6953 | 83.6953 | 49.3917 | 51.8089 | 53.9368 | 55.9002 | 57.5149
HPS0170-ST-0330-001-B | 97.3393 | 83.6953 | 181.0345 | 179.6604 | 179.6424 | 184.9341 | 190.1398 | 195.0769
HPS0170-ST-0330-002-B | 0 | 83.6953 | 83.6953 | 49.3917 | 51.8089 | 53.9368 | 55.9002 | 57.5149
HPS0170-ST-0400-001-B | 113.9528 | 83.6953 | 197.648 | 201.8941 | 201.4606 | 207.2923 | 213.0513 | 218.5555
HPS0170-ST-0400-002-B | 0 | 83.6953 | 83.6953 | 49.3917 | 51.8089 | 53.9368 | 55.9002 | 57.5149
HPS0170-ST-0440-001-B | 130.5663 | 83.6953 | 214.2615 | 224.1279 | 223.2787 | 229.6504 | 235.9628 | 242.034
HPS0170-ST-0440-002-B | 0 | 83.6953 | 83.6953 | 49.3917 | 51.8089 | 53.9368 | 55.9002 | 57.5149
HPS0170-ST-0480-002-B | 0 | 83.6953 | 83.6953 | 49.3917 | 51.8089 | 53.9368 | 55.9002 | 57.5149
HPS0170-ST-0560-002-B | 0 | 83.6953 | 83.6953 | 49.3917 | 51.8089 | 53.9368 | 55.9002 | 57.5149
HPS0170-ST-0600-002-B | 0 | 83.6953 | 83.6953 | 49.3917 | 51.8089 | 53.9368 | 55.9002 | 57.5149
HPS0170-ST-0620-001-B | 34.9474 | 73.3226 | 108.27 | 86.5675 | 87.6409 | 90.4913 | 93.2374 | 95.7313
HPS0170-ST-0620-002-B | 0 | 73.3226 | 73.3226 | 39.7976 | 41.7453 | 43.4598 | 45.0418 | 46.3429
HPS0170-ST-0660-002-B | 0 | 73.3226 | 73.3226 | 39.7976 | 41.7453 | 43.4598 | 45.0418 | 46.3429
HPS0170-ST-0770-002-B | 0 | 84.497 | 84.497 | 50.1938 | 52.6502 | 54.8127 | 56.808 | 58.4489
HPS0170-ST-0900-002-B | 0 | 84.497 | 84.497 | 50.1938 | 52.6502 | 54.8127 | 56.808 | 58.4489
HPS0170-ST-1030-001-B | 52.9087 | 73.3226 | 126.2313 | 110.605 | 111.2291 | 114.6633 | 118.0077 | 121.1146
HPS0170-ST-1030-002-B | 0 | 73.3226 | 73.3226 | 39.7976 | 41.7453 | 43.4598 | 45.0418 | 46.3429
HPS0170-ST-1100-001-B | 74.5778 | 84.497 | 159.0749 | 150.0009 | 150.5916 | 155.1781 | 159.6575 | 163.8439
HPS0170-ST-1100-002-B | 0 | 84.497 | 84.497 | 50.1938 | 52.6502 | 54.8127 | 56.808 | 58.4489
HPS0170-ST-1130-001-B | 121.7473 | 83.6953 | 205.4425 | 212.3254 | 211.6969 | 217.782 | 223.8006 | 229.5708
HPS0170-ST-1170-001-B | 101.2365 | 83.6953 | 184.9318 | 184.876 | 184.7606 | 190.179 | 195.5144 | 200.5846
HPS0170-ST-1170-002-B | 0 | 83.6953 | 83.6953 | 49.3917 | 51.8089 | 53.9368 | 55.9002 | 57.5149
HPS0170-ST-1250-001-B | 115.5993 | 84.497 | 200.0963 | 204.8997 | 204.4642 | 210.384 | 216.2298 | 221.8164
HPS0170-TA-0070-001-B | 36.2952 | 82.763 | 119.0582 | 90.1075 | 91.2321 | 94.2012 | 97.0612 | 99.6578
HPS0180-ST-0860-001-B | 203.1153 | 106.7508 | 309.8661 | 339.7065 | 337.9471 | 347.4734 | 356.9371 | 366.089
HPS0180-ST-0870-001-B | 223.626 | 106.7508 | 330.3768 | 367.156 | 364.8834 | 375.0764 | 385.2232 | 395.0752
HPS0180-ST-0870-002-B | 0 | 106.7508 | 106.7508 | 67.8785 | 71.2004 | 74.1246 | 76.823 | 79.0421
HPS0210-ST-0250-001-B | 174.3172 | 129.5621 | 303.8793 | 329.6909 | 330.0479 | 339.867 | 349.5055 | 358.6069
HPS0250-ST-0120-001-B | 61.2174 | 199.3319 | 260.5493 | 239.0705 | 245.2295 | 253.9892 | 262.2751 | 269.5019
HPS0250-ST-0120-002-B | 0 | 199.3319 | 199.3319 | 157.1436 | 164.834 | 171.6039 | 177.8508 | 182.9881
HPS0250-ST-0850-001-B | 182.6045 | 209.7045 | 392.309 | 411.1164 | 414.7081 | 427.8267 | 440.5371 | 452.2208
HPS0250-ST-1050-001-B | 223.626 | 209.7045 | 433.3305 | 466.0152 | 468.5807 | 483.0326 | 497.1094 | 510.1933
HPS0250-ST-1050-002-B | 0 | 209.7045 | 209.7045 | 166.7377 | 174.8977 | 182.0809 | 188.7091 | 194.1601
INC0010-ST-0010-002-B | 0 | 18.902 | 18.902 | 63.2885 | 66.3858 | 69.1123 | 71.6282 | 73.6972
INC0010-ST-0810-001-B | 51.8869 | 30.0764 | 81.9633 | 143.1246 | 145.4326 | 150.2936 | 154.951 | 159.1309
INC0020-ST-0010-001-B | 17.5015 | 18.902 | 36.4035 | 86.7107 | 89.3701 | 92.6655 | 95.7643 | 98.4307
INC0020-ST-0010-002-B | 0 | 18.902 | 18.902 | 63.2885 | 66.3858 | 69.1123 | 71.6282 | 73.6972
INC0020-ST-0810-001-B | 51.8869 | 30.0764 | 81.9633 | 143.1246 | 145.4326 | 150.2936 | 154.951 | 159.1309
INC0020-ST-0830-002-B | 0 | 18.902 | 18.902 | 63.2885 | 66.3858 | 69.1123 | 71.6282 | 73.6972
INC0030-ST-0010-001-B | 17.5015 | 18.902 | 36.4035 | 86.7107 | 89.3701 | 92.6655 | 95.7643 | 98.4307
INC0030-ST-0010-002-B | 0 | 18.902 | 18.902 | 63.2885 | 66.3858 | 69.1123 | 71.6282 | 73.6972
INC0040-ST-0010-001-B | 17.5015 | 18.902 | 36.4035 | 86.7107 | 89.3701 | 92.6655 | 95.7643 | 98.4307
INC0040-ST-0010-002-B | 0 | 18.902 | 18.902 | 63.2885 | 66.3858 | 69.1123 | 71.6282 | 73.6972
INC0040-ST-0810-001-B | 51.8869 | 30.0764 | 81.9633 | 143.1246 | 145.4326 | 150.2936 | 154.951 | 159.1309
INC0040-ST-0990-001-B | 87.4857 | 29.2746 | 116.7604 | 189.9643 | 191.3425 | 197.3259 | 203.1372 | 208.506
INC0050-ST-0010-001-B | 17.5015 | 18.902 | 36.4035 | 86.7107 | 89.3701 | 92.6655 | 95.7643 | 98.4307
INC0050-ST-0010-002-B | 0 | 18.902 | 18.902 | 63.2885 | 66.3858 | 69.1123 | 71.6282 | 73.6972
INC0050-ST-0110-002-B | 0 | 18.902 | 18.902 | 63.2885 | 66.3858 | 69.1123 | 71.6282 | 73.6972
INC0050-ST-0810-001-B | 51.8869 | 30.0764 | 81.9633 | 143.1246 | 145.4326 | 150.2936 | 154.951 | 159.1309
INC0050-ST-0990-001-B | 87.4857 | 29.2746 | 116.7604 | 189.9643 | 191.3425 | 197.3259 | 203.1372 | 208.506
INC0070-ST-0740-002-B | 0 | 18.902 | 18.902 | 63.2885 | 66.3858 | 69.1123 | 71.6282 | 73.6972
INC0080-ST-0010-001-B | 17.5015 | 21.7657 | 39.2672 | 89.5755 | 92.3751 | 95.7939 | 99.0066 | 101.7667
INC0080-ST-0010-002-B | 0 | 21.7657 | 21.7657 | 66.1533 | 69.3908 | 72.2407 | 74.8705 | 77.0332
INC0080-ST-0110-002-B | 0 | 21.7657 | 21.7657 | 66.1533 | 69.3908 | 72.2407 | 74.8705 | 77.0332
INC0080-ST-0810-001-B | 51.8869 | 32.9401 | 84.827 | 145.9894 | 148.4376 | 153.422 | 158.1933 | 162.4669
INC0090-ST-0010-001-B | 17.5015 | 21.7657 | 39.2672 | 89.5755 | 92.3751 | 95.7939 | 99.0066 | 101.7667
INC0090-ST-0010-002-B | 0 | 21.7657 | 21.7657 | 66.1533 | 69.3908 | 72.2407 | 74.8705 | 77.0332
INC0090-ST-0810-001-B | 51.8869 | 32.9401 | 84.827 | 145.9894 | 148.4376 | 153.422 | 158.1933 | 162.4669
INC0100-ST-0010-001-B | 17.5015 | 21.7657 | 39.2672 | 89.5755 | 92.3751 | 95.7939 | 99.0066 | 101.7667
INC0100-ST-0010-002-B | 0 | 21.7657 | 21.7657 | 66.1533 | 69.3908 | 72.2407 | 74.8705 | 77.0332
INC0100-ST-0610-001-B | 37.7472 | 21.7657 | 59.5129 | 116.6702 | 118.9633 | 123.0402 | 126.9272 | 130.3783
INC0100-ST-0810-001-B | 51.8869 | 32.9401 | 84.827 | 145.9894 | 148.4376 | 153.422 | 158.1933 | 162.4669
INC0100-ST-0990-001-B | 87.4857 | 32.1383 | 119.6241 | 192.8291 | 194.3475 | 200.4544 | 206.3795 | 211.842
INC0110-ST-0010-001-B | 17.5015 | 21.7657 | 39.2672 | 89.5755 | 92.3751 | 95.7939 | 99.0066 | 101.7667
INC0110-ST-0010-002-B | 0 | 21.7657 | 21.7657 | 66.1533 | 69.3908 | 72.2407 | 74.8705 | 77.0332
INC0110-ST-0110-001-B | 8.3083 | 21.7657 | 30.074 | 77.2723 | 80.3019 | 83.422 | 86.3284 | 88.7747
INC0110-ST-0810-001-B | 51.8869 | 32.9401 | 84.827 | 145.9894 | 148.4376 | 153.422 | 158.1933 | 162.4669
INC0130-ST-0010-001-B | 17.5015 | 21.7657 | 39.2672 | 89.5755 | 92.3751 | 95.7939 | 99.0066 | 101.7667
INC0140-ST-0680-002-B | 0 | 21.7657 | 21.7657 | 66.1533 | 69.3908 | 72.2407 | 74.8705 | 77.0332
INC0140-ST-0900-002-B | 0 | 32.9401 | 32.9401 | 76.5495 | 80.2958 | 83.5936 | 86.6366 | 89.1392
INC0140-ST-1130-002-B | 0 | 32.1383 | 32.1383 | 75.7474 | 79.4544 | 82.7177 | 85.7289 | 88.2052
INC0160-ST-0640-001-B | 34.9474 | 21.7657 | 56.7131 | 112.9232 | 115.2864 | 119.2723 | 123.0661 | 126.4216
INC0160-ST-0640-002-B | 0 | 21.7657 | 21.7657 | 66.1533 | 69.3908 | 72.2407 | 74.8705 | 77.0332
INC0160-ST-1170-002-B | 0 | 32.1383 | 32.1383 | 75.7474 | 79.4544 | 82.7177 | 85.7289 | 88.2052
LPS0010-ST-0040-001-B | 18.7475 | 54.4826 | 73.2302 | 71.8938 | 73.7153 | 76.3411 | 78.8261 | 80.9961
LPS0010-ST-0350-001-B | 53.1329 | 65.657 | 118.7899 | 128.3078 | 129.7778 | 133.9691 | 138.0127 | 141.6963
LPS0010-ST-0350-002-B | 0 | 65.657 | 65.657 | 57.2002 | 59.9996 | 62.4638 | 64.7377 | 66.6077
LPS0020-ST-0040-001-B | 18.7475 | 54.4826 | 73.2302 | 71.8938 | 73.7153 | 76.3411 | 78.8261 | 80.9961
LPS0020-ST-0040-002-B | 0 | 54.4826 | 54.4826 | 46.804 | 49.0946 | 51.111 | 52.9715 | 54.5016
LPS0030-ST-0040-001-B | 18.7475 | 54.4826 | 73.2302 | 71.8938 | 73.7153 | 76.3411 | 78.8261 | 80.9961
LPS0030-ST-0040-002-B | 0 | 54.4826 | 54.4826 | 46.804 | 49.0946 | 51.111 | 52.9715 | 54.5016
LPS0030-ST-0360-001-B | 88.7318 | 64.8552 | 153.587 | 175.1474 | 175.6877 | 181.0015 | 186.199 | 191.0714
LPS0040-ST-0050-001-B | 32.467 | 56.736 | 89.203 | 92.4624 | 94.0488 | 97.2156 | 100.2453 | 102.9558
LPS0040-ST-0050-002-B | 0 | 56.736 | 56.736 | 49.012 | 51.4106 | 53.5221 | 55.4704 | 57.0727
LPS0040-ST-0060-001-B | 32.5972 | 56.736 | 89.3332 | 92.6366 | 94.2197 | 97.3908 | 100.4249 | 103.1398
LPS0040-ST-0220-001-B | 66.8524 | 67.9104 | 134.7628 | 148.8764 | 150.1113 | 154.8436 | 159.432 | 163.656
LPS0040-ST-0310-001-B | 93.5111 | 67.1086 | 160.6198 | 183.7515 | 184.2803 | 189.8445 | 195.2889 | 200.3967
LPS0050-ST-0060-001-B | 32.5972 | 59.4708 | 92.068 | 95.3288 | 97.0436 | 100.3306 | 103.4718 | 106.2747
LPS0050-ST-0060-002-B | 0 | 59.4708 | 59.4708 | 51.7041 | 54.2345 | 56.4619 | 58.5173 | 60.2076
LPS0050-ST-0230-001-B | 66.9826 | 70.6452 | 137.6278 | 151.7427 | 153.1062 | 157.9587 | 162.6584 | 166.9749
LPS0050-ST-0230-002-B | 0 | 70.6452 | 70.6452 | 62.1003 | 65.1394 | 67.8148 | 70.2834 | 72.3136
LPS0060-ST-0060-002-B | 0 | 64.8307 | 64.8307 | 55.4614 | 58.1757 | 60.565 | 62.7697 | 64.5829
LPS0060-ST-0230-002-B | 0 | 76.0051 | 76.0051 | 65.8576 | 69.0806 | 71.9179 | 74.5359 | 76.6889
LPS0060-ST-0320-002-B | 0 | 75.2033 | 75.2033 | 65.0556 | 68.2393 | 71.042 | 73.6281 | 75.7549
LPS0080-ST-0070-001-B | 36.2952 | 64.8307 | 101.1259 | 104.0351 | 105.8413 | 109.4104 | 112.8241 | 115.876
LPS0080-ST-0230-001-B | 66.9826 | 76.0051 | 142.9877 | 155.5001 | 157.0474 | 162.0618 | 166.9108 | 171.3501
LPS0080-ST-0240-001-B | 70.6806 | 76.0051 | 146.6857 | 160.4491 | 161.9039 | 167.0385 | 172.0107 | 176.5762
LPS0090-ST-0070-002-B | 0 | 64.8307 | 64.8307 | 55.4614 | 58.1757 | 60.565 | 62.7697 | 64.5829
MHR0010-ST-0040-002-B | 0 | 67.9024 | 67.9024 | 55.9682 | 58.7072 | 61.1184 | 63.3432 | 65.173
MHR0010-ST-0360-002-B | 0 | 78.275 | 78.275 | 65.5623 | 68.7708 | 71.5953 | 74.2016 | 76.345
MHR0030-ST-0050-002-B | 0 | 73.9212 | 73.9212 | 59.7255 | 62.6484 | 65.2214 | 67.5957 | 69.5482
MHR0030-ST-0310-002-B | 0 | 84.2938 | 84.2938 | 69.3196 | 72.712 | 75.6984 | 78.454 | 80.7202
MHR0060-ST-0060-002-B | 0 | 73.9212 | 73.9212 | 59.7255 | 62.6484 | 65.2214 | 67.5957 | 69.5482
MHR0060-ST-0320-001-B | 93.6413 | 84.2938 | 177.9351 | 194.6392 | 195.6891 | 201.7191 | 207.5937 | 213.0561
MHR0060-ST-0320-002-B | 0 | 84.2938 | 84.2938 | 69.3196 | 72.712 | 75.6984 | 78.454 | 80.7202
MHR0060-ST-0390-002-B | 0 | 84.2938 | 84.2938 | 69.3196 | 72.712 | 75.6984 | 78.454 | 80.7202
MHR0060-ST-0430-002-B | 0 | 84.2938 | 84.2938 | 69.3196 | 72.712 | 75.6984 | 78.454 | 80.7202
MHR0060-ST-0610-001-B | 37.7472 | 73.9212 | 111.6684 | 110.2424 | 112.2209 | 116.0209 | 119.6524 | 122.8934
MHR0060-ST-0610-002-B | 0 | 73.9212 | 73.9212 | 59.7255 | 62.6484 | 65.2214 | 67.5957 | 69.5482
MHR0060-ST-0960-002-B | 0 | 73.9212 | 73.9212 | 59.7255 | 62.6484 | 65.2214 | 67.5957 | 69.5482
MHR0060-ST-1120-002-B | 0 | 84.2938 | 84.2938 | 69.3196 | 72.712 | 75.6984 | 78.454 | 80.7202
MHR0060-ST-1270-002-B | 0 | 84.2938 | 84.2938 | 69.3196 | 72.712 | 75.6984 | 78.454 | 80.7202
MHR0060-ST-1280-002-B | 0 | 84.2938 | 84.2938 | 69.3196 | 72.712 | 75.6984 | 78.454 | 80.7202
MHR0060-ST-1290-002-B | 0 | 84.2938 | 84.2938 | 69.3196 | 72.712 | 75.6984 | 78.454 | 80.7202
MHR0070-ST-0070-001-B | 36.2952 | 77.6925 | 113.9877 | 111.96 | 114.154 | 118.0645 | 121.7932 | 125.1043
MHR0070-ST-0070-002-B | 0 | 77.6925 | 77.6925 | 63.3863 | 66.4884 | 69.2191 | 71.7389 | 73.8111
MHR0070-ST-0620-001-B | 34.9474 | 77.6925 | 112.6399 | 110.1562 | 112.384 | 116.2506 | 119.9344 | 123.1995
MHR0070-ST-0640-001-B | 34.9474 | 77.6925 | 112.6399 | 110.1562 | 112.384 | 116.2506 | 119.9344 | 123.1995
MHR0070-ST-0640-002-B | 0 | 77.6925 | 77.6925 | 63.3863 | 66.4884 | 69.2191 | 71.7389 | 73.8111
MHR0070-ST-0680-002-B | 0 | 77.6925 | 77.6925 | 63.3863 | 66.4884 | 69.2191 | 71.7389 | 73.8111
MHR0070-ST-1100-001-B | 74.5778 | 88.8669 | 163.4447 | 173.5896 | 175.3347 | 180.9374 | 186.3545 | 191.3121
MHR0070-ST-1100-002-B | 0 | 88.8669 | 88.8669 | 73.7825 | 77.3933 | 80.572 | 83.505 | 85.9171
MHR0100-ST-0120-001-B | 61.2174 | 175.1457 | 236.3632 | 238.1144 | 244.2266 | 252.9451 | 261.193 | 268.3886
MHR0100-ST-0120-002-B | 0 | 175.1457 | 175.1457 | 156.1875 | 163.8311 | 170.5599 | 176.7687 | 181.8748
MVA0010-ST-0010-001-B | 17.5015 | 35.5452 | 53.0467 | 52.9897 | 53.9989 | 55.8415 | 57.5999 | 59.1639
MVA0010-ST-0010-002-B | 0 | 35.5452 | 35.5452 | 29.5675 | 31.0145 | 32.2883 | 33.4637 | 34.4303
MVA0010-ST-0810-002-B | 0 | 46.7196 | 46.7196 | 39.9637 | 41.9195 | 43.6412 | 45.2299 | 46.5363
MVA0010-ST-0990-001-B | 87.4857 | 45.9178 | 133.4036 | 156.2433 | 155.9713 | 160.502 | 164.9727 | 169.2391
MVA0010-ST-0990-002-B | 0 | 45.9178 | 45.9178 | 39.1616 | 41.0782 | 42.7653 | 44.3221 | 45.6023
MVA0020-ST-0010-001-B | 17.5015 | 35.8153 | 53.3168 | 53.2667 | 54.2894 | 56.144 | 57.9133 | 59.4864
MVA0020-ST-0010-002-B | 0 | 35.8153 | 35.8153 | 29.8445 | 31.3051 | 32.5908 | 33.7772 | 34.7529
MVA0020-ST-0110-002-B | 0 | 35.8153 | 35.8153 | 29.8445 | 31.3051 | 32.5908 | 33.7772 | 34.7529
MVA0020-ST-0740-001-B | 24.2615 | 35.8153 | 60.0768 | 62.3135 | 63.1671 | 65.2414 | 67.2359 | 69.0397
MVA0020-ST-0740-002-B | 0 | 35.8153 | 35.8153 | 29.8445 | 31.3051 | 32.5908 | 33.7772 | 34.7529
MVA0020-ST-0810-001-B | 51.8869 | 46.9897 | 98.8766 | 109.6806 | 110.3519 | 113.772 | 117.1 | 120.1865
MVA0020-ST-0810-002-B | 0 | 46.9897 | 46.9897 | 40.2407 | 42.21 | 43.9436 | 45.5433 | 46.8589
MVA0020-ST-0990-001-B | 87.4857 | 46.1879 | 133.6737 | 156.5203 | 156.2618 | 160.8044 | 165.2862 | 169.5616
MVA0020-ST-0990-002-B | 0 | 46.1879 | 46.1879 | 39.4386 | 41.3687 | 43.0678 | 44.6355 | 45.9249
MVA0020-ST-1000-002-B | 0 | 46.1879 | 46.1879 | 39.4386 | 41.3687 | 43.0678 | 44.6355 | 45.9249
MVA0020-ST-1260-002-B | 0 | 46.9897 | 46.9897 | 40.2407 | 42.21 | 43.9436 | 45.5433 | 46.8589
MVA0080-ST-0010-001-B | 17.5015 | 36.1984 | 53.6999 | 53.6596 | 54.7016 | 56.5731 | 58.358 | 59.9439
MVA0080-ST-0010-002-B | 0 | 36.1984 | 36.1984 | 30.2374 | 31.7172 | 33.0199 | 34.2219 | 35.2104
MVA0080-ST-0810-002-B | 0 | 47.3728 | 47.3728 | 40.6336 | 42.6222 | 44.3728 | 45.988 | 47.3164
MVA0080-ST-0990-001-B | 87.4857 | 46.5711 | 134.0568 | 156.9133 | 156.6739 | 161.2335 | 165.7309 | 170.0192
MVA0080-ST-0990-002-B | 0 | 46.5711 | 46.5711 | 39.8316 | 41.7809 | 43.4969 | 45.0803 | 46.3824
MVA0120-ST-0010-002-B | 0 | 41.5583 | 41.5583 | 34.2923 | 35.9705 | 37.4478 | 38.811 | 39.9321
MVA0120-ST-0740-002-B | 0 | 41.5583 | 41.5583 | 34.2923 | 35.9705 | 37.4478 | 38.811 | 39.9321
MVA0120-ST-1000-002-B | 0 | 51.9309 | 51.9309 | 43.8864 | 46.0341 | 47.9248 | 49.6694 | 51.1041
MVA0170-ST-0020-001-B | 32.9649 | 41.5583 | 74.5232 | 78.409 | 79.2626 | 81.8114 | 84.2726 | 86.5189
MVA0190-ST-0020-001-B | 32.9649 | 46.5628 | 79.5278 | 83.4444 | 84.5443 | 87.3101 | 89.9715 | 92.3823
MVA0190-ST-0020-002-B | 0 | 46.5628 | 46.5628 | 39.3276 | 41.2523 | 42.9465 | 44.5099 | 45.7956
MVA0190-ST-0200-001-B | 67.3503 | 57.7372 | 125.0875 | 139.8583 | 140.6069 | 144.9382 | 149.1581 | 153.0825
MVA0190-ST-0200-002-B | 0 | 57.7372 | 57.7372 | 49.7238 | 52.1572 | 54.2994 | 56.2761 | 57.9016
MVA0190-ST-0290-001-B | 94.009 | 56.9355 | 150.9445 | 174.7335 | 174.7758 | 179.9391 | 185.0151 | 189.8232
MVA0190-ST-0290-002-B | 0 | 56.9355 | 56.9355 | 48.9217 | 51.3159 | 53.4235 | 55.3683 | 56.9676
MVA0190-ST-0370-001-B | 107.2922 | 56.9355 | 164.2277 | 192.5103 | 192.2204 | 197.8153 | 203.3338 | 208.5953
MVA0190-ST-0370-002-B | 0 | 56.9355 | 56.9355 | 48.9217 | 51.3159 | 53.4235 | 55.3683 | 56.9676
MVA0190-ST-0940-001-B | 46.2481 | 46.5628 | 92.811 | 101.2212 | 101.9889 | 105.1864 | 108.2902 | 111.1545
MVA0220-ST-0030-001-B | 33.1084 | 61.4066 | 94.515 | 98.6289 | 100.4589 | 103.8753 | 107.1374 | 110.0433
MVA0220-ST-0030-002-B | 0 | 61.4066 | 61.4066 | 54.3201 | 56.9784 | 59.3186 | 61.478 | 63.2538
MVA0220-ST-0210-001-B | 67.4938 | 72.581 | 140.0747 | 155.0428 | 156.5215 | 161.5033 | 166.324 | 170.7435
MVA0220-ST-0210-002-B | 0 | 72.581 | 72.581 | 64.7163 | 67.8834 | 70.6715 | 73.2441 | 75.3598
MVA0220-ST-0300-001-B | 94.1525 | 71.7792 | 165.9317 | 189.9179 | 190.6904 | 196.5042 | 202.181 | 207.4841
MVA0220-ST-0300-002-B | 0 | 71.7792 | 71.7792 | 63.9142 | 67.0421 | 69.7956 | 72.3363 | 74.4258
MVA0220-ST-0380-002-B | 0 | 71.7792 | 71.7792 | 63.9142 | 67.0421 | 69.7956 | 72.3363 | 74.4258
MVA0220-ST-0420-002-B | 0 | 71.7792 | 71.7792 | 63.9142 | 67.0421 | 69.7956 | 72.3363 | 74.4258
MVA0220-ST-0460-002-B | 0 | 71.7792 | 71.7792 | 63.9142 | 67.0421 | 69.7956 | 72.3363 | 74.4258
MVA0220-ST-0540-002-B | 0 | 71.7792 | 71.7792 | 63.9142 | 67.0421 | 69.7956 | 72.3363 | 74.4258
MVA0220-ST-0580-002-B | 0 | 71.7792 | 71.7792 | 63.9142 | 67.0421 | 69.7956 | 72.3363 | 74.4258
MVA0220-ST-0790-001-B | 80.9205 | 72.581 | 153.5014 | 173.0117 | 174.1544 | 179.5727 | 184.8406 | 189.7184
MVA0220-ST-0950-001-B | 46.5351 | 61.4066 | 107.9416 | 116.5977 | 118.0919 | 121.9446 | 125.654 | 129.0182
MVA0220-ST-0950-002-B | 0 | 61.4066 | 61.4066 | 54.3201 | 56.9784 | 59.3186 | 61.478 | 63.2538
MVA0250-ST-0300-001-B | 94.1525 | 58.107 | 152.2595 | 176.1144 | 176.2114 | 181.4305 | 186.5586 | 191.4105
MVA0260-ST-0190-001-B | 139.9318 | 55.6026 | 195.5344 | 235.6913 | 234.5603 | 241.1947 | 247.7804 | 254.1396
MVA0260-ST-0190-002-B | 0 | 55.6026 | 55.6026 | 48.4213 | 50.791 | 52.8771 | 54.8019 | 56.3849
MVA0260-ST-0250-002-B | 0 | 66.777 | 66.777 | 58.8175 | 61.696 | 64.2299 | 66.5681 | 68.4909
MVA0260-ST-0340-002-B | 0 | 65.9752 | 65.9752 | 58.0154 | 60.8547 | 63.354 | 65.6603 | 67.5569
MVA0260-ST-0700-001-B | #N/A | 66.777 | #N/A | #N/A | #N/A | #N/A | #N/A | #N/A
MVA0290-ST-0120-002-B | 0 | 95.5371 | 95.5371 | 88.449 | 92.7776 | 96.5881 | 100.1042 | 102.9958
FLU0350-ST-1620-001-B | 19.4933 | 57.5612 | 77.0545 | 59.6817 | #N/A | #N/A | #N/A | #N/A
FLU0350-ST-1620-002-B | 0 | 57.5612 | 57.5612 | 33.594 | 35.238 | 36.6853 | 38.0207 | 39.119
FLU0350-ST-1630-001-B | #N/A | 57.5612 | #N/A | #N/A | #N/A | #N/A | #N/A | #N/A
FLU0350-ST-1630-002-B | 0 | 57.5612 | 57.5612 | 33.594 | 35.238 | 36.6853 | 38.0207 | 39.119
FLU0350-ST-1640-001-B | #N/A | 57.5612 | #N/A | #N/A | #N/A | #N/A | #N/A | #N/A
FLU0350-ST-1640-002-B | 0 | 57.5612 | 57.5612 | 33.594 | 35.238 | 36.6853 | 38.0207 | 39.119
FLU0350-ST-1650-001-B | #N/A | 57.5612 | #N/A | #N/A | #N/A | #N/A | #N/A | #N/A
FLU0350-ST-1650-002-B | 0 | 57.5612 | 57.5612 | 33.594 | 35.238 | 36.6853 | 38.0207 | 39.119
FLU0350-ST-1660-001-B | #N/A | 68.7356 | #N/A | #N/A | #N/A | #N/A | #N/A | #N/A
FLU0350-ST-1660-002-B | 0 | 68.7356 | 68.7356 | 43.9902 | 46.143 | 48.0381 | 49.7868 | 51.225
FLU0350-ST-1670-001-B | #N/A | 68.7356 | #N/A | #N/A | #N/A | #N/A | #N/A | #N/A
FLU0350-ST-1670-002-B | 0 | 68.7356 | 68.7356 | 43.9902 | 46.143 | 48.0381 | 49.7868 | 51.225
FLU0350-ST-1680-001-B | #N/A | 68.7356 | #N/A | #N/A | #N/A | #N/A | #N/A | #N/A
FLU0350-ST-1680-002-B | 0 | 68.7356 | 68.7356 | 43.9902 | 46.143 | 48.0381 | 49.7868 | 51.225
FLU0350-ST-1690-001-B | #N/A | 68.7356 | #N/A | #N/A | #N/A | #N/A | #N/A | #N/A
FLU0350-ST-1690-002-B | 0 | 68.7356 | 68.7356 | 43.9902 | 46.143 | 48.0381 | 49.7868 | 51.225
FLU0350-ST-1700-001-B | 89.4775 | 67.9339 | 157.4114 | 162.9354 | #N/A | #N/A | #N/A | #N/A
FLU0350-ST-1700-002-B | 0 | 67.9339 | 67.9339 | 43.1881 | 45.3016 | 47.1622 | 48.8791 | 50.291
FLU0350-ST-1710-001-B | #N/A | 67.9339 | #N/A | #N/A | #N/A | #N/A | #N/A | #N/A
FLU0350-ST-1710-002-B | 0 | 67.9339 | 67.9339 | 43.1881 | 45.3016 | 47.1622 | 48.8791 | 50.291
FLU0350-ST-1720-001-B | #N/A | 67.9339 | #N/A | #N/A | #N/A | #N/A | #N/A | #N/A
FLU0350-ST-1720-002-B | 0 | 67.9339 | 67.9339 | 43.1881 | 45.3016 | 47.1622 | 48.8791 | 50.291
FLU0350-ST-1730-001-B | #N/A | 67.9339 | #N/A | #N/A | #N/A | #N/A | #N/A | #N/A
FLU0350-ST-1730-002-B | 0 | 67.9339 | 67.9339 | 43.1881 | 45.3016 | 47.1622 | 48.8791 | 50.291
FLU0360-ST-1740-001-B | #N/A | 59.344 | #N/A | #N/A | #N/A | #N/A | #N/A | #N/A
FLU0360-ST-1740-002-B | 0 | 59.344 | 59.344 | 33.9557 | 35.6175 | 37.0803 | 38.4301 | 39.5402
FLU0360-ST-1750-001-B | #N/A | 59.344 | #N/A | #N/A | #N/A | #N/A | #N/A | #N/A
FLU0360-ST-1750-002-B | 0 | 59.344 | 59.344 | 33.9557 | 35.6175 | 37.0803 | 38.4301 | 39.5402
FLU0360-ST-1760-001-B | #N/A | 59.344 | #N/A | #N/A | #N/A | #N/A | #N/A | #N/A
FLU0360-ST-1760-002-B | 0 | 59.344 | 59.344 | 33.9557 | 35.6175 | 37.0803 | 38.4301 | 39.5402
FLU0360-ST-1770-001-B | #N/A | 59.344 | #N/A | #N/A | #N/A | #N/A | #N/A | #N/A
FLU0360-ST-1770-002-B | 0 | 59.344 | 59.344 | 33.9557 | 35.6175 | 37.0803 | 38.4301 | 39.5402
FLU0360-ST-1780-001-B | #N/A | 70.5184 | #N/A | #N/A | #N/A | #N/A | #N/A | #N/A
FLU0360-ST-1780-002-B | 0 | 70.5184 | 70.5184 | 44.3519 | 46.5224 | 48.4332 | 50.1963 | 51.6462
FLU0360-ST-1790-001-B | #N/A | 70.5184 | #N/A | #N/A | #N/A | #N/A | #N/A | #N/A
FLU0360-ST-1790-002-B | 0 | 70.5184 | 70.5184 | 44.3519 | 46.5224 | 48.4332 | 50.1963 | 51.6462
FLU0360-ST-1800-001-B | #N/A | 70.5184 | #N/A | #N/A | #N/A | #N/A | #N/A | #N/A
FLU0360-ST-1800-002-B | 0 | 70.5184 | 70.5184 | 44.3519 | 46.5224 | 48.4332 | 50.1963 | 51.6462
FLU0360-ST-1810-001-B | #N/A | 70.5184 | #N/A | #N/A | #N/A | #N/A | #N/A | #N/A
FLU0360-ST-1810-002-B | 0 | 70.5184 | 70.5184 | 44.3519 | 46.5224 | 48.4332 | 50.1963 | 51.6462
FLU0360-ST-1820-001-B | #N/A | 69.7166 | #N/A | #N/A | #N/A | #N/A | #N/A | #N/A
FLU0360-ST-1820-002-B | 0 | 69.7166 | 69.7166 | 43.5498 | 45.6811 | 47.5573 | 49.2885 | 50.7122
FLU0360-ST-1830-001-B | #N/A | 69.7166 | #N/A | #N/A | #N/A | #N/A | #N/A | #N/A
FLU0360-ST-1830-002-B | 0 | 69.7166 | 69.7166 | 43.5498 | 45.6811 | 47.5573 | 49.2885 | 50.7122
FLU0360-ST-1840-001-B | #N/A | 69.7166 | #N/A | #N/A | #N/A | #N/A | #N/A | #N/A
FLU0360-ST-1840-002-B | 0 | 69.7166 | 69.7166 | 43.5498 | 45.6811 | 47.5573 | 49.2885 | 50.7122
FLU0360-ST-1850-001-B | #N/A | 69.7166 | #N/A | #N/A | #N/A | #N/A | #N/A | #N/A
FLU0360-ST-1850-002-B | 0 | 69.7166 | 69.7166 | 43.5498 | 45.6811 | 47.5573 | 49.2885 | 50.7122
FLU0370-ST-1860-001-B | #N/A | 68.3024 | #N/A | #N/A | #N/A | #N/A | #N/A | #N/A
FLU0370-ST-1860-002-B | 0 | 68.3024 | 68.3024 | 48.8624 | 51.2536 | 53.3587 | 55.3011 | 56.8985
FLU0370-ST-1870-001-B | #N/A | 68.3024 | #N/A | #N/A | #N/A | #N/A | #N/A | #N/A
FLU0370-ST-1870-002-B | 0 | 68.3024 | 68.3024 | 48.8624 | 51.2536 | 53.3587 | 55.3011 | 56.8985
FLU0370-ST-1880-001-B | #N/A | 68.3024 | #N/A | #N/A | #N/A | #N/A | #N/A | #N/A
FLU0370-ST-1880-002-B | 0 | 68.3024 | 68.3024 | 48.8624 | 51.2536 | 53.3587 | 55.3011 | 56.8985
FLU0370-ST-1890-001-B | #N/A | 68.3024 | #N/A | #N/A | #N/A | #N/A | #N/A | #N/A
FLU0370-ST-1900-002-B | 0 | 79.4768 | 79.4768 | 59.2586 | 62.1586 | 64.7116 | 67.0672 | 69.0045
FLU0370-ST-1910-001-B | #N/A | 79.4768 | #N/A | #N/A | #N/A | #N/A | #N/A | #N/A
FLU0370-ST-1910-002-B | 0 | 79.4768 | 79.4768 | 59.2586 | 62.1586 | 64.7116 | 67.0672 | 69.0045
FLU0370-ST-1920-001-B | #N/A | 79.4768 | #N/A | #N/A | #N/A | #N/A | #N/A | #N/A
FLU0370-ST-1920-002-B | 0 | 79.4768 | 79.4768 | 59.2586 | 62.1586 | 64.7116 | 67.0672 | 69.0045
FLU0370-ST-1930-001-B | #N/A | 79.4768 | #N/A | #N/A | #N/A | #N/A | #N/A | #N/A
FLU0370-ST-1930-002-B | 0 | 79.4768 | 79.4768 | 59.2586 | 62.1586 | 64.7116 | 67.0672 | 69.0045
FLU0370-ST-1940-001-B | #N/A | 78.6751 | #N/A | #N/A | #N/A | #N/A | #N/A | #N/A
FLU0370-ST-1940-002-B | 0 | 78.6751 | 78.6751 | 58.4565 | 61.3173 | 63.8357 | 66.1594 | 68.0705
FLU0370-ST-1950-001-B | #N/A | 78.6751 | #N/A | #N/A | #N/A | #N/A | #N/A | #N/A
FLU0370-ST-1950-002-B | 0 | 78.6751 | 78.6751 | 58.4565 | 61.3173 | 63.8357 | 66.1594 | 68.0705
FLU0370-ST-1960-001-B | #N/A | 78.6751 | #N/A | #N/A | #N/A | #N/A | #N/A | #N/A
FLU0370-ST-1960-002-B | 0 | 78.6751 | 78.6751 | 58.4565 | 61.3173 | 63.8357 | 66.1594 | 68.0705
FLU0370-ST-1970-001-B | #N/A | 78.6751 | #N/A | #N/A | #N/A | #N/A | #N/A | #N/A
FLU0370-ST-1970-002-B | 0 | 78.6751 | 78.6751 | 58.4565 | 61.3173 | 63.8357 | 66.1594 | 68.0705
HPS0020-ST-0005-001-B | 0 | 54.2866 | 54.2866 | 32.8716 | 34.4803 | 35.8964 | 37.2031 | 38.2778
HPS0090-ST-0005-001-B | 0 | 67.3644 | 67.3644 | 35.0214 | 36.7353 | 38.2441 | 39.6362 | 40.7812
HPS0140-ST-0330-001-B | 97.3393 | 78.9143 | 176.2536 | 182.3224 | 182.4347 | 187.8411 | 193.1526 | 198.1768
FLU0130-ST-0001-001-B | 0 | 27.0107 | 27.0107 | 35.1683 | 36.8894 | 38.4045 | 39.8025 | 40.9522
HPS0090-ST-0005-001-B | 0 | 67.3644 | 67.3644 | 35.0214 | 36.7353 | 38.2441 | 39.6362 | 40.7812
HPS0110-TA-0390-001-B | 106.5568 | 82.079 | 188.6358 | 186.4536 | 185.9338 | 191.2863 | 196.5786 | 201.6492
MVA0220-ST-0580-001-B | 195.2898 | 71.7792 | 267.069 | 325.2695 | 323.5118 | 332.6129 | 341.6584 | 350.4136
MVA0220-ST-0460-001-B | 134.4325 | 71.7792 | 206.2117 | 243.8245 | 243.5893 | 250.7124 | 257.7308 | 264.4088
MVA0020-ST-0005-001-B | 0 | 35.8153 | 35.8153 | 29.8445 | 31.3051 | 32.5908 | 33.7772 | 34.7529
MVA0080-ST-0005-001-B | 0 | 36.1984 | 36.1984 | 30.2374 | 31.7172 | 33.0199 | 34.2219 | 35.2104
FLU0050-ST-0990-001-B | 87.4857 | 38.3584 | 125.8442 | 163.048 | 163.1089 | 167.9328 | 172.674 | 177.1628
FLU0070-ST-0990-001-B | 87.4857 | 48.7448 | 136.2305 | 174.4139 | 175.0311 | 180.3446 | 185.5377 | 190.3981
HPS0170-ST-0660-001-B | 50.2131 | 73.3226 | 123.5357 | 106.9975 | 107.6889 | 111.0356 | 114.2901 | 117.3051
LPS0010-ST-0360-001-B | 88.7318 | 64.8552 | 153.587 | 175.1474 | 175.6877 | 181.0015 | 186.199 | 191.0714
MVA0020-ST-0820-001-B | 31.0214 | 35.8153 | 66.8367 | 71.3603 | 72.0448 | 74.3388 | 76.5585 | 78.593
INC0110-ST-0990-001-B | 87.4857 | 32.1383 | 119.6241 | 192.8291 | 194.3475 | 200.4544 | 206.3795 | 211.842
MVA0190-ST-0450-001-B | 133.8586 | 56.9355 | 190.7941 | 228.064 | 227.1094 | 233.5679 | 239.9712 | 246.1395
HPS0140-ST-0330-001-B | 97.3393 | 78.9143 | 176.2536 | 182.3224 | 182.4347 | 187.8411 | 193.1526 | 198.1768
HPS0140-ST-0330-001-B | 97.3393 | 78.9143 | 176.2536 | 182.3224 | 182.4347 | 187.8411 | 193.1526 | 198.1768
LPS0050-ST-0320-001-B | 93.6413 | 69.8435 | 163.4848 | 186.6179 | 187.2751 | 192.9596 | 198.5154 | 203.7155
FLU0050-ST-0990-001-B | 87.4857 | 38.3584 | 125.8442 | 163.048 | 163.1089 | 167.9328 | 172.674 | 177.1628
FLU0070-ST-0990-001-B | 87.4857 | 48.7448 | 136.2305 | 174.4139 | 175.0311 | 180.3446 | 185.5377 | 190.3981
LPS0010-ST-0360-001-B | 88.7318 | 64.8552 | 153.587 | 175.1474 | 175.6877 | 181.0015 | 186.199 | 191.0714
LPS0020-ST-0360-001-B | 88.7318 | 64.8552 | 153.587 | 175.1474 | 175.6877 | 181.0015 | 186.199 | 191.0714
HPS0090-ST-0005-001-B | 0 | 67.3644 | 67.3644 | 35.0214 | 36.7353 | 38.2441 | 39.6362 | 40.7812
MHR0070-ST-0330-001-B | 97.3393 | 88.0651 | 185.4044 | 203.2491 | 204.3855 | 210.6935 | 216.8368 | 222.5451
MVA0220-ST-0380-001-B | 107.5792 | 71.7792 | 179.3584 | 207.8868 | 208.3234 | 214.5736 | 220.6976 | 226.459
HPS0110-ST-0005-001-B | 0 | 68.5417 | 68.5417 | 36.1285 | 37.8965 | 39.453 | 40.8892 | 42.0703
HPS0250-ST-0840-001-B | 203.1153 | 209.7045 | 412.8198 | 438.5658 | 441.6444 | 455.4297 | 468.8233 | 481.2071
MVA0020-ST-0005-001-B | 0 | 35.8153 | 35.8153 | 29.8445 | 31.3051 | 32.5908 | 33.7772 | 34.7529