## 1.0 Output│PTRM
1.0 Output│PTRM
Forecast Capex as incurred ($2022 m)
| Asset Class Name | 2023 | 2024 | 2025 | 2026 | 2027 | Total
| Pipelines | 82.9245 | 22.6629 | 5.6303 | 6.0579 | 5.5875 | 122.8632
| Compressors | 42.1718 | 1.6572 | 1.3364 | 1.283 | 4.5706 | 51.019
| City Gates & Field Regs | 3.234 | 0.10691 | 0.10691 | 0.10691 | 0.11491 | 3.6696
| Odourant Plants | 0 | 0 | 0 | 0 | 0 | 0
| Gas Quality | 0 | 0 | 0 | 0 | 0.32074 | 0.32074
| Buildings | 0 | 0 | 0 | 0 | 0 | 0
| General Land | 0 | 0 | 0 | 0 | 0 | 0
| Integrity Inspections | 5.834 | 11.349 | 9.6116 | 8.767 | 5.4526 | 41.0143
| Other - short life | 6.4293 | 6.0143 | 7.1181 | 7.7473 | 6.8438 | 34.1528
| Other - long life | 4.3988 | 6.787 | 6.5241 | 4.6303 | 4.2419 | 26.5821
| Total | 144.9924 | 48.5773 | 30.3275 | 28.5924 | 27.1321 | 279.6218 | 611.6598
Forecast Capex as commissioned ($2022 m)
| Asset Class Name | 2023 | 2024 | 2025 | 2026 | 2027 | Total
| Pipelines | 194.1086 | 22.6629 | 5.6303 | 6.0579 | 5.5875 | 234.0473
| Compressors | 98.2496 | 1.6572 | 1.3364 | 1.283 | 4.5706 | 107.0968
| City Gates & Field Regs | 8.818 | 0.10691 | 0.10691 | 0.10691 | 0.11491 | 9.2536
| Odourant Plants | 0 | 0 | 0 | 0 | 0 | 0
| Gas Quality | 0 | 0 | 0 | 0 | 0.32074 | 0.32074
| Buildings | 9.9575 | 0 | 0 | 0 | 0 | 9.9575
| General Land | 0 | 0 | 0 | 0 | 0 | 0
| Integrity Inspections | 5.834 | 11.349 | 9.6116 | 8.767 | 5.4526 | 41.0143
| Other - short life | 6.4293 | 6.0143 | 7.1181 | 7.7473 | 6.8438 | 34.1528
| Other - long life | 4.3988 | 6.787 | 6.5241 | 4.6303 | 4.2419 | 26.5821
| Total | 327.7958 | 48.5773 | 30.3275 | 28.5924 | 27.1321 | 462.4252 | 613.6913
-2.0315

## 1.1 Output│RFM
1.1 Output│RFM |  | Check | TRUE
Capex as incurred (nominal $m)
| Asset Class Name | 2018 | 2019 | 2020 | 2021 | 2022 | Total
| Pipelines | 11.4342 | 18.6815 | 14.1731 | 30.1359 | 86.9581 | 161.3828
| Compressors | 2.1385 | 1.1015 | 2.4997 | 9.2341 | 54.2467 | 69.2205
| City Gates & Field Regs | 0.080308 | 1.2009 | 1.561 | 2.2989 | 5.5191 | 10.6602
| Odourant Plants | 0 | 0 | 0 | 0 | 0 | 0
| Gas Quality | 0 | 0 | 0.0025326 | 0.92897 | 0.67509 | 1.6066
| Other | 10.166 | 14.2453 | 10.2199 | 15.8785 | 14.778 | 65.2877
| Buildings | 0.4351 | 8.1072 | 3.754 | 1.6058 | 9.9781 | 23.8802
| General Land | 0 | 0 | 0 | 0 | 0 | 0
| Total | 24.2542 | 43.3364 | 32.2102 | 60.0822 | 172.1551 | 332.038
Capex as Commissioned (nominal $m)
| Asset Class Name | 2018 | 2019 | 2020 | 2021 | 2022 | Total
| Pipelines | 13.9623 | 10.3016 | -0.21974 | 14.3542 | 7.611 | 46.0094
| Compressors | 5.9256 | 0.23662 | 1.911 | 6.699 | 4.3481 | 19.1204
| City Gates & Field Regs | 0.0027289 | 5e-08 | 2.4512 | 1.4798 | 1.7239 | 5.6576
| Odourant Plants | 0 | 0 | 0 | 0 | 0 | 0
| Gas Quality | 0 | 0 | 0 | 0 | 1.5814 | 1.5814
| Other | 9.1814 | 6.4935 | 16.8075 | 17.9554 | 14.0882 | 64.526
| Buildings | 0.0043886 | 3.1709 | 6.9439 | 4.2266 | 0.025467 | 14.3712
| General Land | 0 | 0 | 0 | 0 | 0 | 0
| Total | 29.0765 | 20.2027 | 27.8939 | 44.715 | 29.3781 | 151.2661
180.772

## 1.2 Output│Tables
Check
1.2 Output│Tables
Historic Capex ($nominal m)
|  | 2018 | 2019 | 2020 | 2021 | 2022 (f) | Total
| Capital expenditure | 24.2542 | 43.3364 | 32.2102 | 60.0822 | 172.1551 | 332.038 | 0
Capex by Asset Class ($ nominal m)
| Asset Class | 2018 | 2019 | 2020 | 2021 | 2022 (f) | Total
| Pipelines | 11.4342 | 18.6815 | 14.1731 | 30.1359 | 86.9581 | 161.3828
| Compressors | 2.1385 | 1.1015 | 2.4997 | 9.2341 | 54.2467 | 69.2205
| City Gates & Field Regs | 0.080308 | 1.2009 | 1.561 | 2.2989 | 5.5191 | 10.6602
| Odourant Plants | 0 | 0 | 0 | 0 | 0 | 0
| Gas Quality | 0 | 0 | 0.0025326 | 0.92897 | 0.67509 | 1.6066
| Other | 10.166 | 14.2453 | 10.2199 | 15.8785 | 14.778 | 65.2877
| Buildings | 0.4351 | 8.1072 | 3.754 | 1.6058 | 9.9781 | 23.8802
| General Land | 0 | 0 | 0 | 0 | 0 | 0
| Total | 24.2542 | 43.3364 | 32.2102 | 60.0822 | 172.1551 | 332.038 | 0
Capex by Asset Category ($nominal m)
| Asset Category | 2018 | 2019 | 2020 | 2021 | 2022 (f) | Total
| Expansion | 12.5769 | 17.0214 | 10.637 | 25.5584 | 139.7846 | 205.5784
| Replacement | 4.3474 | 13.4926 | 13.3257 | 27.5268 | 26.4074 | 85.0998
| Non-System | 7.3298 | 12.8225 | 8.2474 | 6.997 | 5.9631 | 41.3598
| Other capital expenditure | 0 | 0 | 0 | 0 | 0 | 0
| Total | 24.2542 | 43.3364 | 32.2102 | 60.0822 | 172.1551 | 332.038 | 0
Non Augmentation Capex($nominal m)
| Asset Category | 2018 | 2019 | 2020 | 2021 | 2022 (f) | Total
| Non Augmentation capex | 11.6773 | 26.315 | 21.5731 | 34.5237 | 32.3705 | 126.4596 | 0

## 2.0 Input│Historic Capex
2.0 Input│Historic Capex
Input column heading |  |  |  |  | 24254162.4404 | 43336447.9807 | 32210158.6361 | 60082183.5869 | 172155095.8615 |  | 62090405.6547 | 73652202.5859 | 70709280.0164 | 16264241.2743 | 16305957.5999 |  | 29076450.5001 | 20202704.0313 | 27893869.3619 | 44714982.3857 | 29378086.6245
Input column number |  | 2 | 4
Capex # | Project Name | Class | Category |  | 2018 | 2019 | 2020 | 2021 | 2022 (f) | Total | 2018 | 2019 | 2020 | 2021 | 2022 | Total | 2018 | 2019 | 2020 | 2021 | 2022 (f) | Total
1 | Actuate MLV's in T1 areas | Pipelines | Replacement | Yes | 53252.4 | 334377.21 | 760139.9 | 1034349.71 | 1598494.71 | 3780613.93 | 975844.608 | 975844.608 | 0 | 0 | 0 | 1951689.216 | 0 | 0.01 | 0 | 2182119.21 | 1468230.7 | 3650349.92
2 | AGL SomertonT102 | Other | Replacement | No | 0 | 0 | 0 | 15969.62 | 37015.65 | 52985.27 | 0 | 0 | 0 | 0 | 0 | 0 | 0 | 0 | 0 | 0 | 5000 | 5000
3 | Albury Vac.Trailer | Other | Non-System | No | 0 | 0 | 43600 | 0 | 0 | 43600 | 0 | 0 | 0 | 0 | 0 | 0 | 0 | 0 | 43600 | 0 | 0 | 43600
4 | Angelsea Pipeline (Western Route) | Pipelines | Expansion | Yes | 0 | 47918.1 | 0 | -47918.1 | 0 | 0 | 13892897.4469 | 12517449.1259 | 0 | 0 | 0 | 26410346.5728 | 0 | 0 | 0 | 0 | 0 | 0
5 | AS 2885 Design Life reviews of Facilities&Pipelines | City Gates & Field Regs | Replacement | No | 0 | 0 | 0 | 0 | 0 | 0 | 0 | 0 | 0 | 0 | 0 | 0 | 0 | 0 | 0 | 0 | 0 | 0
6 | Asbestos removal and replacement | Other | Non-System | Yes | 0 | 0 | 0 | 104288.51 | 0 | 104288.51 | 71400 | 71400 | 71400 | 71400 | 71400 | 357000 | 0 | 0 | 0 | 104288.51 | 0 | 104288.51
7 | Battery Charger Upgrades | Other | Replacement | No | 0 | 0 | 0 | 0 | 0 | 0 | 0 | 0 | 0 | 0 | 0 | 0 | 0 | 0 | 0 | 0 | 0 | 0
8 | Battery replacement | Other | Replacement | Yes | 66767.76 | 620490.14 | 186558.31 | 263616.25 | 141287.89 | 1278720.35 | 71689.884 | 71689.884 | 71689.884 | 71689.884 | 71689.884 | 358449.42 | 0 | 665525.67 | 21107.12 | 413452.74 | 129767 | 1229852.53
9 | Bay St Unichema | Pipelines | Replacement | No | 0 | 0 | 52189.09 | 111609.14 | 1575296.87 | 1739095.1 | 0 | 0 | 0 | 0 | 0 | 0 | 0 | 0 | 0 | 0 | 1252091.95 | 1252091.95
10 | BCS Admin Board Upgrade | Buildings | Non-System | No | 0 | 0 | 0 | 0 | 0 | 0 | 0 | 0 | 0 | 0 | 0 | 0 | 0 | 0 | 0 | 0 | 0 | 0
11 | BCS Administration Building Distribution Board Upgrade | Compressors | Non-System | No | 0 | 0 | 0 | 0 | 0 | 0 | 0 | 0 | 0 | 0 | 0 | 0 | 0 | 0 | 0 | 0 | 0 | 0
12 | BCS Control Room Fire Suppression System | Compressors | Non-System | Yes | 104547.95 | 0 | 0 | 0 | 0 | 104547.95 | 0 | 0 | 0 | 0 | 83642.7866 | 83642.7866 | 0 | 109787.45 | 0 | 0 | 0 | 109787.45
13 | BCS DEA Upgrade | Compressors | Replacement | No | 0 | 0 | 0 | 0 | 0 | 0 | 0 | 0 | 0 | 0 | 0 | 0 | 0 | 0 | 0 | 0 | 0 | 0
14 | BCS Emergency Lighting | Other | Replacement | No | 0 | 0 | 0 | 0 | 0 | 0 | 0 | 0 | 0 | 0 | 0 | 0 | 0 | 0 | 0 | 0 | 0 | 0
15 | BCS MCC Room Fire Suppression System | Compressors | Replacement | Yes | 0 | 16138.42 | 631355.72 | 1633367.06 | 461546.34 | 2742407.54 | 0 | 0 | 273930.1262 | 0 | 0 | 273930.1262 | 0 | 0 | 0 | 2279000 | 457772.71 | 2736772.71
16 | BCS ROOF REPAIR | Other | Non-System | No | 0 | 0 | 0 | 0 | 0 | 0 | 0 | 0 | 0 | 0 | 0 | 0 | 0 | 0 | 0 | 0 | 0 | 0
17 | BCS Safety and Process Control System and RTU Upgrade | Compressors | Replacement | No | 0 | 0 | 0 | 0 | 0 | 0 | 0 | 0 | 0 | 0 | 0 | 0 | 0 | 0 | 0 | 0 | 0 | 0
18 | BCS Station Isolation and Loading Valves | Compressors | Replacement | No | 0 | 0 | 0 | 0 | 0 | 0 | 0 | 0 | 0 | 0 | 0 | 0 | 5445.73 | 0 | 0 | 0 | 0 | 5445.73
19 | BCS Unit 10 & 11 Cooler Upgrade | Compressors | Replacement | No | 0 | 0 | 0 | 0 | 0 | 0 | 0 | 0 | 0 | 0 | 0 | 0 | 0 | 0 | 0 | 0 | 0 | 0
20 | Bellows UPG | Compressors | Replacement | No | 42836.06 | 83419.06 | 0 | 0 | 0 | 126255.12 | 0 | 0 | 0 | 0 | 0 | 0 | 0 | 126255.12 | 0 | 0 | 0 | 126255.12
21 | BKLYN RiskPipe MOD | Other | Replacement | No | 0 | 0 | 22784.34 | 13341 | 0 | 36125.34 | 0 | 0 | 0 | 0 | 0 | 0 | 0 | 0 | 0 | 36125.34 | 0 | 36125.34
22 | BLP Safety Measures for High Consequence areas-(urban growth, fracture control) | Pipelines | Replacement | Yes | 193441.56 | 11609 | 18055.9 | 1531 | 0 | 224637.46 | 0 | 2541840 | 0 | 0 | 1906380 | 4448220 | 0 | 221108.61 | 0 | 19586.9 | 0 | 240695.51
23 | Brooklyn Compressor Station | Compressors | Replacement | Yes | 6198.76 | 511709.19 | 868673.77 | 973519.73 | 340089.84 | 2700191.29 | 0 | 0 | 2343309.529 | 2343309.529 | 2343309.529 | 7029928.587 | 0 | 0.03 | 943400 | 890239.6 | 806572.56 | 2640212.19
24 | Brooklyn Compressor Station | City Gates & Field Regs | Non-Network | Yes | 0 | 0 | 0 | 0 | 0 | 0 | 0 | 0 | 0 | 0 | 0 |  | 0 | 0 | 0 | 0 | 0 | 0
25 | Brooklyn Kitchen | Other | Non-System | No | 0 | 43561 | 0.01 | 0 | 0 | 43561.01 | 0 | 0 | 0 | 0 | 0 | 0 | 0 | 43561.01 | 0 | 0 | 0 | 43561.01
26 | Chiltern M.Bypass | City Gates & Field Regs | Replacement | No | 0 | 9731.85 | 46778.2 | 0 | 45000 | 101510.05 | 0 | 0 | 0 | 0 | 0 | 0 | 0 | 0 | 0 | 0 | 45000 | 45000
27 | Compressor lagging and pipe coating replacement (expand to GCS, Springhurst/BCS12/WCS A/WCS B, Euroa) | Compressors | Replacement | Yes | 0 | 0 | 0 | 0 | 0 | 0 | 147817.125 | 147817.125 | 147817.125 | 147817.125 | 147817.125 | 739085.625 | 0 | 0 | 0 | 0 | 0 | 0
28 | Compressor Station Vent Stack Upgrade (BCS, WCS, GCS, SCS) | Compressors | Replacement | Yes | 213.5 | 29334.38 | 26057.54 | 0 | 680000 | 735605.42 | 0 | 337005.6744 | 337005.6744 | 337005.6744 | 0 | 1011017.0232 | 0 | 0.01 | 0 | 0 | 680000 | 680000.01
29 | Control Valve Positioner Replacement | City Gates & Field Regs | Replacement | No |  |  |  |  | 677006.58 | 677006.58 | [10 empty] | 662500 | 662500
30 | Coogee Unpiggable | Pipelines | Replacement | No | 0 | 0 | 11611.2 | 124990.87 | 358736.41 | 495338.48 | 0 | 0 | 0 | 0 | 0 | 0 | 0 | 0 | 0 | 0 | 310602.75 | 310602.75
31 | CP - Cathodic Protection Replacement | Pipelines | Replacement | No | 29776 | 0 | 0 | 0 | 0 | 29776 | 0 | 0 | 0 | 0 | 0 | 0 | 61575.99 | 0 | 0 | 0 | 0 | 61575.99
32 | CP - Cathodic Protection Replacement | Other | Replacement | Yes | 230502.07 | 186904.78 | 3076.91 | 181096.7681 | 238273.3531 | 839853.8812 | 237113.6717 | 237113.6717 | 237113.6717 | 237113.6717 | 237113.6717 | 1185568.3584 | 0 | 439438.86 | 0 | 136025.9 | 0 | 575464.76
33 | CP - Cathodic Protection Replacement | City Gates & Field Regs | Replacement | Yes | 0 | 0 | 59689.8 | 70124.09 | 0 | 129813.89 | 0 | 0 | 0 | 0 | 0 | 0 | 0 | 0 | 0 | 129813.89 | 0 | 129813.89
34 | CP - Corrosion Protection Testing Equipment | Other | Replacement | No | 0 | 0 | 0 | 0 | 0 | 0 | 0 | 0 | 0 | 0 | 0 | 0 | 0 | 0 | 0 | 0 | 0 | 0
35 | CS Type B compliance upgrade | Compressors | Replacement | No | 1733 | 0 | 0 | 0 | 0 | 1733 | 0 | 0 | 0 | 0 | 0 | 0 | 202871.31 | 0 | 0 | 0 | 0 | 202871.31
36 | Culcairn Injection Gas Quality equipment | Gas Quality | Replacement | Yes | 0 | 0 | 2532.6 | 928966.47 | 675093.48 | 1606592.55 | 993439.608 | 0 | 0 | 0 | 0 | 993439.608 | 0 | 0 | 0 | 0 | 1581448.06 | 1581448.06
37 | Dandenong Complex asbestos removal | Buildings | Non-System | No | 0 | 0 | 0 | 0 | 0 | 0 | 0 | 0 | 0 | 0 | 0 | 0 | 0 | 0 | 0 | 0 | 0 | 0
38 | Dandenong LNG Isolation Valve Upgrade | Pipelines | Replacement | Yes | 119195.53 | 547360.2 | 0 | 0 | 0 | 666555.73 | 662002.236 | 0 | 0 | 0 | 0 | 662002.236 | 0 | 671000.01 | 260.81 | 0 | 0 | 671260.82
39 | Dandenong Office Purchases | Other | Non-System | No | 0 | 0 | 0 | 0 | 0 | 0 | 0 | 0 | 0 | 0 | 0 | 0 | 0 | 0 | 0 | 0 | 0 | 0
40 | Dandenong refurbishment | Buildings | Non-System | No | 384864.3422 | 5028276.6188 | 3306013.7748 | 1193894.6984 | -25933.1115 | 9887116.3227 | 0 | 0 | 0 | 0 | 0 | 0 | 0 | 0 | 6495848.0312 | 4226605.8514 | -38594.9022 | 10683858.9804
41 | Dandenong Site - Storage shed | Buildings | Non-System | No | 0 | 0 | 0 | 0 | 0 | 0 | 0 | 0 | 0 | 0 | 0 | 0 | 0 | 0 | 0 | 0 | 0 | 0
42 | Dandenong site fire mains replacement | Buildings | Non-System | No | 45116.3775 | 895972.9962 | 5036.8196 | 0 | 0 | 946126.1933 | 0 | 0 | 0 | 0 | 0 | 0 | 0.01 | 987234.6762 | 5097.5281 | 0 | 0 | 992332.2143
43 | Emergency - refurbish and re-testing of pipes | Other | Replacement | No | 0 | 0 | -400 | 400 | 0 | 0 | 0 | 0 | 0 | 0 | 0 | 0 | 0 | 0 | 0 | 0 | 0 | 0
44 | Emergency Response Equipment | Other | Replacement | No | 72171.77 | -498434.57 | -43630.1 | 0 | 0 | -469892.9 | 0 | 0 | 0 | 0 | 0 | 0 | 0.01 | 0.01 | 0 | 0 | 0 | 0.02
45 | Equipment - Field Equipment | Other | Non-System | No | 0 | 0 | 0 | 0 | 0 | 0 | 0 | 0 | 0 | 0 | 0 | 0 | 0 | 0 | 0 | 0 | 0 | 0
46 | Equipment - Victorian low value pool purchases | Other | Non-System | No | 176589.5408 | 563621.5503 | 139245.282 | 231236.81 | 82915.18 | 1193608.3631 | 0 | 0 | 0 | 0 | 0 | 0 | 34038.108 | 540612.658 | 293116.0137 | 234976.71 | 54035.3 | 1156778.7897
47 | Facilities Communication Systems Upgrade | Other | Replacement | No | 0 | 0 | 0 | 0 | 0 | 0 | 0 | 0 | 0 | 0 | 0 | 0 | 0 | 0 | 0 | 0 | 0 | 0
48 | GCS Anti-Surge & Fast-Stop Valves Upgrade | Compressors | Replacement | No | 323988.02 | 0 | 0 | 0 | 0 | 323988.02 | 0 | 0 | 0 | 0 | 0 | 0 | 933000.01 | 579.09 | 0 | 0 | 0 | 933579.1
49 | GCS Control Room and Unit Enclosure 1,2,3&4 Fire Suppression System | Compressors | Replacement | Yes | -44.5 | 0 | 0 | 0 | 0 | -44.5 | 273930.1262 | 0 | 0 | 0 | 0 | 273930.1262 | 0 | 0 | 0 | 0 | 0 | 0
50 | GCS Emergency Lighting Upgrade | Other | Replacement | No | 0 | 0 | 0 | 0 | 0 | 0 | 0 | 0 | 0 | 0 | 0 | 0 | 0 | 0 | 0 | 0 | 0 | 0
51 | GCS GEA Fuel Gas Upgrade | Compressors | Replacement | No | 0 | 0 | 0 | 0 | 0 | 0 | 0 | 0 | 0 | 0 | 0 | 0 | 0 | 0 | 0 | 0 | 0 | 0
52 | GCS Station Valve Upgrade | Compressors | Replacement | No | 0 | 0 | 0 | 0 | 0 | 0 | 0 | 0 | 0 | 0 | 0 | 0 | 0 | 0 | 0 | 0 | 0 | 0
53 | GCS Units 1,2,3&4 Suction/Discharge Actuated Valve Replacement | Compressors | Replacement | No | -3695.2 | 0 | 0 | 0 | 0 | -3695.2 | 0 | 0 | 0 | 0 | 0 | 0 | 0 | 0 | 0 | 0 | 0 | 0
54 | Gippsland LED Upg. | Other | Non-System | No | 0 | 0 | 0 | 32630.45 | 0 | 32630.45 | 0 | 0 | 0 | 0 | 0 | 0 | 0 | 0 | 0 | 32630.45 | 0 | 32630.45
55 | Gooding Ctrl.Syst | Compressors | Replacement | No | 0 | 0 | 19204.1 | 0 | 60795.9 | 80000 | 0 | 0 | 0 | 0 | 0 | 0 | 0 | 0 | 0 | 0 | 80000 | 80000
56 | Hamilton CG Valve | City Gates & Field Regs | Replacement | No | 22766.25 | 790223.03 | 13628.32 | 0 | 0 | 826617.6 | 0 | 0 | 0 | 0 | 0 | 0 | 0 | 0.02 | 826617.58 | 0 | 0 | 826617.6
57 | Hazardous Area Rectification | Other | Replacement | Yes | 68505.52 | 24026.6 | 26285.5 | 219779.44 | 914515.09 | 1253112.15 | 181560 | 181560 | 181560 | 181560 | 181560 | 907800 | 0 | 100124.52 | 0 | 157659.85 | 809908.96 | 1067693.33
58 | Hazardous Areas Review | City Gates & Field Regs | Replacement | No | 0 | 0 | 0 | 0 | 0 | 0 | 0 | 0 | 0 | 0 | 0 | 0 | 0 | 0 | 0 | 0 | 0 | 0
59 | Heater upgrade - Laverton North CG | City Gates & Field Regs | Replacement | No | 0 | 0 | 0 | 0 | 0 | 0 | 0 | 0 | 0 | 0 | 0 | 0 | 0 | 0 | 0 | 0 | 0 | 0
60 | HMI upgrade to CLEAR SCADA at BCS, SCS and WCS & CG, Longford | Other | Non-System | Yes | 0 | 0 | 173058.17 | -49974.19 | 91775.19 | 214859.17 | 62146.56 | 62146.56 | 62146.56 | 62146.56 | 62146.56 | 310732.8 | 0 | 0 | 145900 | -145900 | 25000 | 25000
61 | Iona CG Review | City Gates & Field Regs | Replacement | No | 369.6 | 19803.93 | 180366.52 | 1279472.73 | 572916.23 | 2052929.01 | 0 | 0 | 0 | 0 | 0 | 0 | 0 | 0.01 | 0 | 1349976.4 | 696007.62 | 2045984.03
62 | Iona CS - Inlet Pressure Reduction | Compressors | Replacement | No | 0 | 0 | 0 | 0 | 0 | 0 | 0 | 0 | 0 | 0 | 0 | 0 | 0 | 0 | 0 | 0 | 0 | 0
63 | Iona CS Automation replacement | Compressors | Replacement | Yes | 198 | 23697.25 | 0.01 | 33837.5 | 1013905.17 | 1071637.93 | 0 | 0 | 1196879.7708 | 0 | 0 | 1196879.7708 | 0 | 0.01 | 0 | 0 | 860051 | 860051.01
64 | Iona VFD Upgrade | Compressors | Replacement | No | 0 | 0 | 3891.2 | 5479.13 | 0 | 9370.33 | 0 | 0 | 0 | 0 | 0 | 0 | 0 | 0 | 0 | 0 | 0 | 0
65 | IT Capex purchases (Laptops etc) | Other | Non-System | No | 0 | 0 | 0 | 0 | 0 | 0 | 0 | 0 | 0 | 0 | 0 | 0 | 0 | 0 | 0 | 0 | 0 | 0
66 | Line of Sight Vegetation - Melbourne Region | Other | Replacement | No | 0 | 0 | 0 | 0 | 0 | 0 | 0 | 0 | 0 | 0 | 0 | 0 | 0 | 0 | 0 | 0 | 0 | 0
67 | Line of Sight Vegetation - Otway Region | Other | Replacement | No | 0 | 0 | 0 | 0 | 0 | 0 | 0 | 0 | 0 | 0 | 0 | 0 | 0 | 0 | 0 | 0 | 0 | 0
68 | Lara Balistrade | Other | Non-System | No | 0 | 113716.3 | 148039.06 | -9173.64 | 0 | 252581.72 | 0 | 0 | 0 | 0 | 0 | 0 | 0 | 113700.01 | 138881.71 | 0 | 0 | 252581.72
69 | Lara City Gate Control Hut Fire Suppression System | City Gates & Field Regs | Replacement | Yes | 0 | 6425 | 81750.97 | -586.8 | 0 | 87589.17 | 0 | 0 | 0 | 0 | 83642.7866 | 83642.7866 | 0 | 0 | 87589.17 | 0 | 0 | 87589.17
70 | Lara SWP SCADA HM | Other | Non-System | No | 0 | 0 | 96506.86 | 0 | 0 | 96506.86 | 0 | 0 | 0 | 0 | 0 | 0 | 0 | 0 | 96506.86 | 0 | 0 | 96506.86
71 | Laser Scanner Sys | Other | Non-System | No | 0 | 152874.76 | 0 | 0 | 0 | 152874.76 | 0 | 0 | 0 | 0 | 0 | 0 | 0 | 152874.76 | 0 | 0 | 0 | 152874.76
72 | Leased Assets | Other | Non-System | No | 0 | 163298.69 | 212246.17 | 173.09 | 0 | 375717.95 | 0 | 0 | 0 | 0 | 0 | 0 | 0 | 163298.69 | 212246.17 | 173.09 | 0 | 375717.95
73 | L'ford GasAnalyser | City Gates & Field Regs | Replacement | No | 0 | 0 | 1927.18 | 40247.81 | 15000 | 57174.99 | 0 | 0 | 0 | 0 | 0 | 0 | 0 | 0 | 0 | 0 | 57174.99 | 57174.99
74 | L'ford Upg Flare | City Gates & Field Regs | Replacement | No | 9020.13 | 248011.12 | 258278.34 | -832.02 | 0 | 514477.57 | 0 | 0 | 0 | 0 | 0 | 0 | 0 | 0.02 | 514477.55 | 0 | 0 | 514477.57
75 | Lightning & Earth | Compressors | Replacement | No | 0 | 12681.35 | 279398.69 | 82086.66 | 0 | 374166.7 | 0 | 0 | 0 | 0 | 0 | 0 | 0 | 0 | 0 | 374166.7 | 0 | 374166.7
76 | Liquid management - Longford | City Gates & Field Regs | Replacement | No | 0 | 0 | 0 | 0 | 0 | 0 | 0 | 0 | 0 | 0 | 0 | 0 | 0 | 0 | 0 | 0 | 0 | 0
77 | Liquid Management - Pakenham | City Gates & Field Regs | Replacement | Yes | 45712.92 | 0 | 0 | -45712.92 | 238178 | 238178 | 0 | 0 | 0 | 160145.916 | 0 | 160145.916 | 0 | 0 | 0 | 0 | 238178 | 238178
78 | MCC Switchboard | Other | Replacement | No | 0 | 0 | 0 | 9116.81 | 133890.85 | 143007.66 | 0 | 0 | 0 | 0 | 0 | 0 | 0 | 0 | 0 | 0 | 130303.2 | 130303.2
79 | Metering Inst.LCR | Other | Non-System | No | 0 | 42208.62 | 0.01 | 0 | 0 | 42208.63 | 0 | 0 | 0 | 0 | 0 | 0 | 0 | 0.01 | 42208.62 | 0 | 0 | 42208.63
80 | Not included as part of AA Capex Forecast | Other | Replacement | No | 26414.07 | -26414.07 | 0 | 0 | 0 | 0 | 0 | 0 | 0 | 0 | 0 | 0 | 0 | 0 | 0 | 0 | 0 | 0
81 | Odorant Dandenong Pump Upgrade 700 & 2800 kPa | Gas Quality | Replacement | No | 0 | 0 | 0 | 0 | 0 | 0 | 0 | 0 | 0 | 0 | 0 | 0 | 0 | 0 | 0 | 0 | 0 | 0
82 | Pipeline Integrity | Other | Replacement | No | 0 | 0 | 0 | 0 | 0 | 0 | 0 | 0 | 0 | 0 | 0 | 0 | 0 | 0 | 0 | 0 | 0 | 0
83 | Pakenham Unpiggables | Pipelines | Replacement | No | 0 | 0 | 31844.4 | 245350.76 | 1172195.86 | 1449391.02 | 0 | 0 | 0 | 0 | 0 | 0 | 0 | 0 | 0 | 0 | 1096247.11 | 1096247.11
84 | Pig Trap - Enclosure upgrade | City Gates & Field Regs | Replacement | No | 2728.88 | 0 | 0 | 0 | 0 | 2728.88 | 0 | 0 | 0 | 0 | 0 | 0 | 2728.88 | 0 | 0 | 0 | 0 | 2728.88
85 | Pig Trap - A Branch Valve on Pipeline 108 to Newport Install(124) | Pipelines | Replacement | No | 4958.66 | 0 | -413852.29 | 0 | 0 | -408893.63 | 0 | 0 | 0 | 0 | 0 | 0 | 0 | 0 | 0 | 0 | 0 | 0
86 | Pig Trap - Dandenong to Princes Highway Pipeline Install (129) | City Gates & Field Regs | Replacement | No | -289.49 | 0 | 0 | 0 | 0 | -289.49 | 0 | 0 | 0 | 0 | 0 | 0 | 0 | 0 | 0 | 0 | 0 | 0
87 | Pig Trap - Keon Park Install | City Gates & Field Regs | Replacement | No | 0 | 0 | 0 | 0 | 0 | 0 | 0 | 0 | 0 | 0 | 0 | 0 | 0 | 0 | 0 | 0 | 0 | 0
88 | Pig Trap - Pipe Support Upgrade | City Gates & Field Regs | Replacement | No | 0 | 0 | 0 | 0 | 0 | 0 | 0 | 0 | 0 | 0 | 0 | 0 | 0 | 0 | 0 | 0 | 0 | 0
89 | Pig Trap - Princes Highway to Regent Street Pipeline Install(36) | City Gates & Field Regs | Replacement | No | 0 | 0 | 0 | 0 | 0 | 0 | 0 | 0 | 0 | 0 | 0 | 0 | 0 | 0 | 0 | 0 | 0 | 0
90 | Pig Trap - Somerton to Somerton Pipeline Install (238) | City Gates & Field Regs | Replacement | No | 0 | 0 | 0 | 0 | 0 | 0 | 0 | 0 | 0 | 0 | 0 | 0 | 0 | 0 | 0 | 0 | 0 | 0
91 | Pig Trap Installation James Street to Laverton Pipeline (253) | Pipelines | Replacement | Yes | 57472.89 | 181735.73 | 2545730.68 | 5364945.12 | 1948.67 | 8151833.09 | 0 | 1932705.0856 | 212006.0616 | 0 | 0 | 2144711.1472 | 0.02 | 0.01 | 0 | 8151885.24 | 13696.82 | 8165582.09
92 | Pig Trap Installation Tyers to Maryvale Pipeline (67) | Pipelines | Replacement | Yes | 8321 | 68487.27 | 219425.74 | 374519.02 | 1644999.44 | 2315752.47 | 601672.0031 | 80069.3461 | 0 | 0 | 0 | 681741.3492 | 0 | 0 | 0 | 0 | 648000 | 648000
93 | Pigging Program (T56 Brooklyn - Ballan) | Other | Replacement | No | 160394.27 | 36705.23 | 0 | 0 | 0 | 197099.5 | 0 | 0 | 0 | 0 | 0 | 0 | 516827.32 | 94611.49 | 0 | 0 | 0 | 611438.81
94 | Pigging Program (T59 Euro - Kyabram) | Other | Replacement | No | 254265.99 | 31984.59 | 246444.89 | 0 | 0 | 532695.47 | 0 | 0 | 0 | 0 | 0 | 0 | 455000.01 | 37464.47 | 247328.89 | 0 | 0 | 739793.37
95 | Pigging Program (T74 Keon Park - Wollert) | Other | Replacement | No | 0 | 0 | 0 | 0 | 0 | 0 | 0 | 0 | 0 | 0 | 0 | 0 | 0 | 0 | 0 | 0 | 0 | 0
96 | Pigging Program Inner Ring Main | Other | Replacement | Yes | 0 | 0 | 72706.7 | 394544.32 | 43100 | 510351.02 | 0 | 0 | 3583.872 | 0 | 0 | 3583.872 | 0 | 0 | 0 | 467251.02 | 43100 | 510351.02
97 | Pigging Program T1 Morwell - Dandenong Pigging and Repair Program | Other | Replacement | Yes | 524198.57 | 298933.85 | 1405052.81 | 2448317.26 | 2079847.65 | 6756350.14 | 2027026.8994 | 1134604.8806 | 0 | 0 | 0 | 3161631.78 | 0.01 | 818000.02 | 1091406.25 | 2767096.21 | 2083465.62 | 6759968.11
98 | Pigging Program T108 Newport | Other | Replacement | Yes | 0 | 0 | 0 | 966605.13 | 0 | 966605.13 | 483338.3424 | 0 | 0 | 0 | 0 | 483338.3424 | 0 | 0 | 0 | 966600 | 5.13 | 966605.13
99 | Pigging Program T16 Dandenong – West Melbourne | Other | Replacement | Yes | 93768.49 | 0 | 0 | 0 | 0 | 93768.49 | 0 | 0 | 0 | 1405324.3392 | 0 | 1405324.3392 | 339220.6 | 62093.48 | 0 | 0 | 0 | 401314.08
100 | Pigging Program T57 Ballan - Ballarat | Other | Replacement | Yes | 109864.55 | 323023.38 | 53085.14 | 0.01 | 0 | 485973.08 | 576063.36 | 0 | 0 | 0 | 0 | 576063.36 | 655208.04 | 0.02 | 367193.88 | 12474.63 | 0 | 1034876.57
101 | Pigging Program T60 Longford -Dandenong | Other | Replacement | Yes | 0 | 0 | 0 | 326006.23 | 2328483.6 | 2654489.83 | 0 | 0 | 0 | 0 | 2428541.3376 | 2428541.3376 | 0 | 0 | 0 | 0 | 1054917.2 | 1054917.2
102 | Pigging Program T61 Packenham - Wollert | Other | Replacement | Yes | 442925.87 | 2625542.78 | 1551461.65 | 702981.22 | 63019.83 | 5385931.35 | 0 | 662894.8992 | 0 | 0 | 0 | 662894.8992 | 0.01 | 0.02 | 3144094.49 | 2087266.63 | 155624.76 | 5386985.91
103 | Pigging Program T62 Derrimut - Sunbury | Other | Replacement | Yes | 0 | 220565.06 | 1245.02 | 0 | 0 | 221810.08 | 434315.6736 | 0 | 0 | 0 | 0 | 434315.6736 | 0 | 0.02 | 221810.06 | 0 | 0 | 221810.08
104 | Pigging Program T63 Tyers - Morwell | Other | Replacement | Yes | 0 | 0 | 0 | 911934.87 | 152747.43 | 1064682.3 | 0 | 0 | 0 | 623310.4128 | 0 | 623310.4128 | 0 | 0 | 0 | 0 | 1064682.3 | 1064682.3
105 | Pigging Program T66-70 Mt Franklin -Kyneton - Bendigo | Other | Replacement | Yes | 0 | 3312 | 571461.6 | 4347.2 | 0 | 579120.8 | 0 | 599083.6992 | 0 | 0 | 0 | 599083.6992 | 0 | 0 | 529476 | 49644.8 | 0 | 579120.8
106 | Pigging Program T75 Wandong - Kyneton | Other | Replacement | Yes | 0 | 0 | 0 | 606840.77 | 1615412.54 | 2222253.31 | 0 | 531440.5632 | 0 | 0 | 0 | 531440.5632 | 0 | 0 | 0 | 0 | 2210928.8 | 2210928.8
107 | Pigging Program Tyres to Maryvale (67) | Other | Replacement | Yes | 0 | 0 | 0 | 0 | 0 | 0 | 390853.5552 | 0 | 0 | 0 | 0 | 390853.5552 | 88108.02 | 0 | 0 | 0 | 0 | 88108.02
108 | PIGGING T91 CURDIEVALE | Other | Replacement | No | 0 | 0 | 0 | 0 | 0 | 0 | 0 | 0 | 0 | 0 | 0 | 0 | 0 | 0 | 0 | 0 | 0 | 0
109 | Pipe Support replacement | Pipelines | Replacement | Yes | 24938.92 | 43.98 | 0 | 0 | 0 | 24982.9 | 168107.2616 | 168107.2616 | 168107.2616 | 168107.2616 | 168107.2616 | 840536.3081 | 0 | 117515.47 | 0 | 0 | 0 | 117515.47
110 | Poysties Rd CPU | Other | Replacement | No | 0 | 0 | 28590.05 | 0 | 0 | 28590.05 | 0 | 0 | 0 | 0 | 0 | 0 | 0 | 0 | 0 | 28590.05 | 0 | 28590.05
111 | Purchase and replacement of emergency fittings and Equipment | Other | Replacement | No | 0 | 0 | 0 | 0 | 0 | 0 | 0 | 0 | 0 | 0 | 0 | 0 | 0 | 0 | 0 | 0 | 0 | 0
112 | Regulator upgrade - Dandenong City Gate (exclude filters) | City Gates & Field Regs | Replacement | No | 0 | 0 | 0 | 0 | 0 | 0 | 0 | 0 | 0 | 0 | 0 | 0 | 0 | 0 | 0 | 0 | 0 | 0
113 | Regulator Upgrade - Lara pneumatic control system upgrade | City Gates & Field Regs | Replacement | Yes | 0 | 104922.2 | 917627.27 | -18.74 | 20000 | 1042530.73 | 0 | 631642.956 | 0 | 0 | 0 | 631642.956 | 0 | 0 | 1022530.73 | 0 | 20000 | 1042530.73
114 | Remote CP/critical drainage bond monitoring | Other | Replacement | Yes | 210736.29 | -78845.87 | 346651.43 | 97094 | 0 | 575635.85 | 584514.8533 | 61665.6867 | 61665.6867 | 61665.6867 | 61665.6867 | 831177.6 | 2554.56 | 210801.07 | 339975.73 | 103769.7 | 0 | 657101.06
115 | REPL VENT DUCT IONA | Compressors | Replacement | No | 3280.62 | 0 | 0 | 0 | 0 | 3280.62 | 0 | 0 | 0 | 0 | 0 | 0 | 20835.77 | 0 | 0 | 0 | 0 | 20835.77
116 | RTU & Control System Upgrade - Facilities | Other | Replacement | No | 0 | 0 | 0 | 0 | 0 | 0 | 0 | 0 | 0 | 0 | 0 | 0 | 0 | 0 | 0 | 0 | 0 | 0
117 | RTU replacement | Other | Replacement | Yes | 59887.31 | 10893.5 | 48925.51 | -2787.17 | 0 | 116919.15 | 144652.9728 | 144652.9728 | 144652.9728 | 144652.9728 | 144652.9728 | 723264.864 | 0 | 57938.06 | 0 | 78031.84 | 0 | 135969.9
118 | SCADA - Comms upgrade to IP network-VTS only | Other | Non-System | No | 1813763.93 | -428788.56 | 10311.72 | 0 | 0 | 1395287.09 | 0 | 0 | 0 | 0 | 0 | 0 | 3174000.01 | -469437.29 | 51327.17 | 0 | 0 | 2755889.89
119 | SCADA System Upgrade | Other | Non-System | No | 1050962.5 | 249831.06 | 0 | 0 | 0 | 1300793.56 | 0 | 0 | 0 | 0 | 0 | 0 | 1841000 | 250396.59 | 0 | 0 | 0 | 2091396.59
120 | SCS Vent Modifications | Other | Replacement | No | 0 | 0 | 0 | 0 | 0 | 0 | 0 | 0 | 0 | 0 | 0 | 0 | 24948.65 | 0 | 0 | 0 | 0 | 24948.65
121 | Security - High Risk sites security upgrade | Other | Replacement | No | 0 | 0 | 0 | 0 | 0 | 0 | 0 | 0 | 0 | 0 | 0 | 0 | 0 | 0 | 0 | 0 | 0 | 0
122 | Septic Tank | Other | Non-System | No | 0 | 0 | 36691.5 | 0 | 0 | 36691.5 | 0 | 0 | 0 | 0 | 0 | 0 | 0 | 0 | 36691.5 | 0 | 0 | 36691.5
123 | SMS - GIS & Aerial Photography | Pipelines | Replacement | No | 0 | 0 | 0 | 0 | 0 | 0 | 0 | 0 | 0 | 0 | 0 | 0 | 0 | 0 | 0 | 0 | 0 | 0
124 | Somerton Ink.Valv | Other | Non-System | No | 0 | 3055.6 | -3055.6 | 0 | 0 | 0 | 0 | 0 | 0 | 0 | 0 | 0 | 0 | 0 | 0 | 0 | 0 | 0
125 | Somerton Pig Trap | Pipelines | Replacement | No | 0 | 144423.3 | 76259.96 | 110568.59 | 9056 | 340307.85 | 0 | 0 | 0 | 0 | 0 | 0 | 0 | 0 | 0 | 0 | 0 | 0
126 | Springhurst Valve | Compressors | Replacement | No | 0 | 2585.4 | 196 | 1219.2 | -4000.6 | 0 | 0 | 0 | 0 | 0 | 0 | 0 | 0 | 0 | 0 | 0 | 0 | 0
127 | Spring't Oil Water | Other | Non-System | No | 0 | 0 | 0 | 47883 | 0 | 47883 | 0 | 0 | 0 | 0 | 0 | 0 | 0 | 0 | 0 | 47883 | 0 | 47883
128 | Stonehaven CS - now Winchelsea | Compressors | Expansion | No | 0 | -1663.93 | 345.3 | 1318.63 | 0 | 0 | 0 | 0 | 0 | 0 | 0 | 0 | 0 | 0 | 0 | 0 | 0 | 0
129 | Storage shed-Dandenong, Wollert & Springhurst | Buildings | Non-System | Yes | 0 | 0 | 0 | 159580.7 | 298922.25 | 458502.95 | 0 | 612997.8505 | 612997.8505 | 612997.8505 | 0 | 1838993.5515 | 0 | 0 | 0 | 0 | 64062.14 | 64062.14
130 | SWP_570
131 | T015 Oakleigh PigT | Pipelines | Replacement | No | 0 | 64948.25 | 49142.69 | 254097.53 | 1404804.39 | 1772992.86 | 0 | 0 | 0 | 0 | 0 | 0 | 0 | 0.01 | 0 | 0 | 1075828.28 | 1075828.29
132 | T110 Snowy Unpiggable | Pipelines | Replacement | No | 0 | 109353.44 | 405017.24 | 1375224.5 | 2852300.67 | 4741895.85 | 0 | 0 | 0 | 0 | 0 | 0 | 0 | 0.01 | 0 | 0 | 1735365.27 | 1735365.28
133 | T33 non-piggable and encased sections (unknown technical solution) | Other | Replacement | Yes | 888422.28 | 5679893.36 | 1206117.99 | 2250354.24 | 0 | 10024787.87 | 154794.2208 | 154794.2208 | 154794.2208 | 154794.2208 | 0 | 619176.8832 | 0.01 | 0.02 | 4816205.53 | 5227190.51 | 0 | 10043396.07
134 | T67 PIG GUILDFORD | Other | Replacement | No | 166992.1 | 71474.67 | 0 | 0 | 0 | 238466.77 | 0 | 0 | 0 | 0 | 0 | 0 | 0 | 238466.76 | 0 | 0 | 0 | 238466.76
135 | T92 & DDN3 RTU Upgrade | Other | Replacement | No | 0 | 0 | 0 | 0 | 0 | 0 | 0 | 0 | 0 | 0 | 0 | 0 | 22711.56 | 0 | 0 | 0 | 0 | 22711.56
136 | T99 B'wartha-C ILI | Other | Replacement | No | 0 | 0 | 0 | 698291.58 | 170761.28 | 869052.86 | 0 | 0 | 0 | 0 | 0 | 0 | 0 | 0 | 0 | 0 | 843755.56 | 843755.56
137 | Turbine Overhauls | Compressors | Replacement | Yes | 0 | 423586.22 | 353939.78 | 2723473 | 1786828.34 | 5287827.34 | 0 | 0 | 0 | 1024686.4763 | 3666284.1397 | 4690970.616 | 0 | 0 | 650696.24 | 2850302.76 | 1463686.69 | 4964685.69
138 | Unibolt Enclosure Replacement | Other | Replacement | Yes | 0 | 0 | 0 | 0 | 0 | 0 | 45353.28 | 45353.28 | 45353.28 | 45353.28 | 45353.28 | 226766.4 | 141.93 | 0 | 0 | 0 | 0 | 141.93
139 | Unpiggable Pipeln | Pipelines | Replacement | No | 24048.09 | 196073.52 | -220121.59 | 0 | 0 | 0.02 | 0 | 0 | 0 | 0 | 0 | 0 | 0 | 220000.02 | -220000 | 0 | 0 | 0.02
140 | Valve - Pipeline to LNG plant UV325 valve replacement and loading valve | City Gates & Field Regs | Replacement | No | 0 | 0 | 0 | 0 | 0 | 0 | 0 | 0 | 0 | 0 | 0 | 0 | 0 | 0 | 0 | 0 | 0 | 0
141 | Valve - Actuate MLV's in T1 areas | Pipelines | Replacement | No | 1200 | 0 | 0 | 0 | 0 | 1200 | 0 | 0 | 0 | 0 | 0 | 0 | 1200 | 0 | 0 | 0 | 0 | 1200
142 | Valve - Corio CG Un-regulated Bypass Upgrade | City Gates & Field Regs | Replacement | No | 0 | 0 | 0 | 0 | 0 | 0 | 0 | 0 | 0 | 0 | 0 | 0 | 0 | 0 | 0 | 0 | 0 | 0
143 | Valve - Longford to Dandenong LV10 Vent Stack | Pipelines | Replacement | No | 0 | 0 | 0 | 0 | 0 | 0 | 0 | 0 | 0 | 0 | 0 | 0 | 0 | 0 | 0 | 0 | 0 | 0
144 | Valve - UniBolt Phase 3 Replacement | City Gates & Field Regs | Replacement | No | 0 | 0 | 0 | 0 | 0 | 0 | 0 | 0 | 0 | 0 | 0 | 0 | 0 | 0 | 0 | 0 | 0 | 0
145 | VNIE Looping 6 to 8 | Pipelines | Expansion | Yes | 8699188.67 | 1780686.2015 | 1368180.2895 | 183407.3518 | 10952.43 | 12042414.9428 | 1614752.5925 | 0 | 0 | 0 | 0 | 1614752.5925 | 13891750.24 | 0 | 0 | 3387955.01 | 10953.0526 | 17290658.3026
146 | VTS - BCS 8&9 COOLERS UPG (NEW | Compressors | Replacement | No | 0 | 0 | 0 | 0 | 0 | 0 | 0 | 0 | 0 | 0 | 0 | 0 | 0 | 0 | 0 | 0 | 0 | 0
147 | VTS - BCS LUBE OIL COOLER 8&9 | City Gates & Field Regs | Replacement | No | 0 | 0 | 0 | 0 | 0 | 0 | 0 | 0 | 0 | 0 | 0 | 0 | 0 | 0 | 0 | 0 | 0 | 0
148 | VTS - BKLYN 10&11 COOLER UPGDE | Compressors | Replacement | No | 0 | 0 | 0 | 0 | 0 | 0 | 0 | 0 | 0 | 0 | 0 | 0 | 0 | 0 | 0 | 0 | 0 | 0
149 | VTS - BROOKLYN FIRE SERVICE | Buildings | Non-System | No | 0 | 0 | 0 | 0 | 0 | 0 | 0 | 0 | 0 | 0 | 0 | 0 | 0 | 0 | 0 | 0 | 0 | 0
150 | VTS - EUROA CS NEW (PPOM) | Compressors | Replacement | No | 0 | 0 | 0 | 0 | 0 | 0 | 0 | 0 | 0 | 0 | 0 | 0 | 0 | 0 | 0 | 0 | 0 | 0
151 | VTS - MAOP UPGRADE CAPEX | City Gates & Field Regs | Replacement | No | 0 | 0 | 0 | 0 | 0 | 0 | 0 | 0 | 0 | 0 | 0 | 0 | 0 | 0 | 0 | 0 | 0 | 0
152 | VTS - MORWELL TYERS UPGRADE | City Gates & Field Regs | Replacement | No | 0 | 0 | 0 | 0 | 0 | 0 | 0 | 0 | 0 | 0 | 0 | 0 | 0 | 0 | 0 | 0 | 0 | 0
153 | VTS - SOMERTON PIG TRAP (FEED) | City Gates & Field Regs | Replacement | No | 0 | 0 | 0 | 0 | 0 | 0 | 0 | 0 | 0 | 0 | 0 | 0 | 0 | 0 | 0 | 0 | 0 | 0
154 | VTS - SUNBURY PIPE LOOP (NEW) | Pipelines | Replacement | No | 0 | 0 | 0 | 0 | 0 | 0 | 0 | 0 | 0 | 0 | 0 | 0 | 0 | 0 | 0 | 0 | 0 | 0
155 | VTS - WOLLERT 4 & 5 CAPEX | Compressors | Replacement | No | 0 | 0 | 0 | 0 | 0 | 0 | 0 | 0 | 0 | 0 | 0 | 0 | 0 | 0 | 0 | 0 | 0 | 0
156 | VTS.SIB99 WCS STN-A DISCHRG LQ | Other | Replacement | No | 0 | 0 | 0 | -224626.8 | 0 | -224626.8 | 0 | 0 | 0 | 0 | 0 | 0 | 0 | 0 | 0 | 0 | 0 | 0
157 | VTS16 SIB24 PIGTRAP T15 PRINC | City Gates & Field Regs | Replacement | No | 0 | 0 | 0 | 0 | 0 | 0 | 0 | 0 | 0 | 0 | 0 | 0 | 0 | 0 | 0 | 0 | 0 | 0
158 | VTS16.SIB22 PIG TRAP T64 NEWPO | Pipelines | Replacement | No | 0 | 0 | 0 | 0 | 0 | 0 | 0 | 0 | 0 | 0 | 0 | 0 | 0 | 0 | 0 | 0 | 0 | 0
159 | VTS16.SIB29 RTU UPGRADES FY16 | Other | Replacement | No | 0 | 0 | 0 | 0 | 0 | 0 | 0 | 0 | 0 | 0 | 0 | 0 | 0 | 0 | 0 | 0 | 0 | 0
160 | VTS16.SIB42 WOLL SOFT STARTERS | Other | Replacement | No | 0 | 0 | 0 | 0 | 0 | 0 | 0 | 0 | 0 | 0 | 0 | 0 | 0 | 0 | 0 | 0 | 0 | 0
161 | VTS17.SIB27 SCS CR EPS REMOVAL | Buildings | Non-System | No | 5118.58 | -730 | 0.01 | 0 | 0 | 4388.59 | 0 | 0 | 0 | 0 | 0 | 0 | 4388.59 | 0 | 0 | 0 | 0 | 4388.59
162 | VTS17.SIB30 DND EMERG ENTRANCE | Buildings | Non-System | No | 0 | 0 | 0 | 0 | 0 | 0 | 0 | 0 | 0 | 0 | 0 | 0 | 0 | 0 | 0 | 0 | 0 | 0
163 | WAN Upgrade (Satellite project) | Other | Non-System | Yes | 0 | 0 | 0 | 37922.18 | 638484.68 | 676406.86 | 965931.7584 | 965931.7584 | 965931.7584 | 965931.7584 | 965931.7584 | 4829658.792 | 0 | 0 | 0 | 0 | 675331.29 | 675331.29
164 | Warragul Looping 6" (Southern Route) | Pipelines | Expansion | Yes | 1233744.79 | 7909886.34 | -6724.16 | 3560.86 | 0 | 9140467.83 | 5508000 | 2040000 | 0 | 0 | 0 | 7548000 | 0 | 9072013.98 | 0 | 104160 | 0 | 9176173.98
165 | Water bath inspections | Compressors | Replacement | No | 0 | 0 | 317447.9 | 0 | 0 | 317447.9 | 0 | 0 | 0 | 0 | 0 | 0 | 0 | 0 | 316950 | 305294.78 | 0 | 622244.78
166 | Water bath inspections | City Gates & Field Regs | Replacement | No | 0 | 0 | 0 | 0 | 0 | 0 | 0 | 0 | 0 | 0 | 0 | 0 | 0 | 0 | 0 | 0 | 0 | 0
167 | Water bath inspections | Other | Replacement | No | 0 | 0 | 0 | 304796.88 | 0 | 304796.88 | 0 | 0 | 0 | 0 | 0 | 0 | 0 | 0 | 0 | 0 | 0 | 0
168 | Wichelsea Bi Direction and Brooklyn Reconfiguration | Compressors | Expansion | Yes | 1659254.01 | 0 | -968.4 | 0 | 0 | 1658285.61 | 550800 | 0 | 0 | 0 | 0 | 550800 | 4763448.5 | 0 | 0 | 0 | 0 | 4763448.5
169 | WCS SECURTY REVIEW | Other | Expansion | No | 0 | 0 | 0 | 0 | 0 | 0 | 0 | 0 | 0 | 0 | 0 | 0 | 0 | 18285.99 | 0 | 0 | 0 | 18285.99
170 | Wollert CS A/B Control Room Fire Suppression System | Compressors | Replacement | No | 0 | 0 | -28.89 | 28.89 | 0 | 0 | 0 | 0 | 0 | 0 | 0 | 0 | 0 | 0 | 0 | 0 | 0 | 0
171 | Wollert CS Emergency Lighting | Other | Replacement | No | 0 | 0 | 0 | 0 | 0 | 0 | 0 | 0 | 0 | 0 | 0 | 0 | 0 | 0 | 0 | 0 | 0 | 0
172 | Wollert CS Roof | Other | Non-System | No | 0 | 204609.4 | 0.01 | 0 | 0 | 204609.41 | 0 | 0 | 0 | 0 | 0 | 0 | 0 | 204609.41 | 0 | 0 | 0 | 204609.41
173 | WOLLERT CS/CG PLC HARDWARE UPGRADE | Pipelines | Replacement | No | 0 | 0 | 0 | 0 | 0 | 0 | 0 | 0 | 0 | 0 | 0 | 0 | 0 | 0 | 0 | 0 | 0 | 0
174 | Wollert MCC Room egress requirement | Other | Non-System | No | 0 | 0 | 0 | 0 | 140000 | 140000 | 0 | 0 | 0 | 0 | 0 | 0 | 0 | 0 | 0 | 0 | 140000 | 140000
175 | Wollert Ctrl.Sys | Compressors | Replacement | No | 0 | 0 | 154.1 | 61379.11 | 124557.31 | 186090.52 | 0 | 0 | 0 | 0 | 0 | 0 | 0 | 0 | 0 | 0 | 0 | 0
176 | Wollert to Clonbinane Looping | Pipelines | Expansion | No | 6860.26 | -913.56 | 913.55 | 0 | 0 | 6860.25 | 0 | 0 | 0 | 0 | 0 | 0 | 7770.33 | 0 | 0 | 0 | 0 | 7770.33
177 | WORM (Pipeline) | Pipelines | Expansion | Yes | 977832.52 | 7285510 | 9275283.66 | 20491162.5989 | 76320191.1031 | 114349979.882 | 23413925.7446 | 43585781.9874 | 58089453.928 | 0 | 0 | 125089161.66 | 0 | 0.01 | 0 | 0 | 0 | 0.01
178 | WORM (Compressor) | Compressors | Expansion | Yes | 0 | 0 | 0 | 3718421.689 | 15420677.4841 | 19139099.1731 | [6 empty] | 0 | 0 | 0 | 0 | 0 | 0
179 | WORM (City Gates & Field Regs) | City Gates & Field Regs | Expansion | Yes | 0 | 0 | 0 | 956165.5772 | 3965317.0673 | 4921482.6445 | [6 empty] | 0 | 0 | 0 | 0 | 0 | 0
180 | WORM (Buildings) | Buildings | Expansion | Yes | 0 | 0 | 0 | 252318.3949 | 9705159.719 | 9957478.1139 | [6 empty] | 0 | 0 | 0 | 0 | 0 | 0
181 | Zonal Chromatograph Upgrades | Gas Quality | Replacement | No | 0 | 0 | 0 | 0 | 0 | 0 | 0 | 0 | 0 | 0 | 0 | 0 | 0 | 0 | 0 | 0 | 0 | 0
182 | 57 Clunes Road | City Gates & Field Regs | Replacement | No | 0 | 21817.3 | 972.09 | 0 | -17789.39 | 5000 | 0 | 0 | 0 | 0 | 0 | 0 | 0 | 0 | 0 | 0 | 5000 | 5000
183 | Share of corporate leased properties | Buildings | Non-System | No | 0 | 2183688.5988 | 442914.9135 | 0 | 0 | 2626603.5123 | 0 | 0 | 0 | 0 | 0 | 0 | 0 | 2183688.5988 | 442914.9135 | 0 | 0 | 2626603.5123
184 | Share of corporate leased properties | Other | Non-System | No | 0 | 0 | 0 | 78876.7379 | 0 | 78876.7379 | 0 | 0 | 0 | 0 | 0 | 0 | 0 | 0 | 0 | 78876.7379 | 0 | 78876.7379
185 | Share of corporate motor vehicles | Other | Non-System | No | 0 | 0 | 0 | 239213.0528 | 0 | 239213.0528 | 0 | 0 | 0 | 0 | 0 | 0 | 0 | 0 | 0 | 239213.0528 | 0 | 239213.0528
186 | Corporate Capex | Other | Non-System | No | 0 | 0 | 0 | 0 | 0 | 0 | 0 | 0 | 0 | 0 | 0 | 0 | 0 | 0 | 0 | 0 | 0 | 0
187 | Corporate Transformation and Technology | Other | Non-System | No | 0 | 0 | 0 | 0 | 0 | 0 | 0 | 0 | 0 | 0 | 0 | 0 | 0 | 0 | 0 | 0 | 0 | 0
188 | Corporate - Network Refresh & Capacity upgrade | Other | Non-System | No | 0 | 74058.4762 | 22421.5328 | 0 | 0 | 96480.009 | 0 | 0 | 0 | 0 | 0 | 0 | 0 | 0.00078621 | 0 | 0 | 0 | 0.00078621
189 | Corporate - PPM Refresh | Other | Non-System | No | 0 | 105.7132 | 19642.9167 | 0 | 5565.6108 | 25314.2407 | 0 | 0 | 0 | 0 | 0 | 0 | 0 | 0 | 0 | 0 | 0 | 0
190 | Corporate - Alarm rationalisation | Other | Non-System | No | 63016.1305 | 99856.8593 | 146199.6357 | 76923.1533 | 0 | 385995.7788 | 0 | 0 | 0 | 0 | 0 | 0 | 0 | 67150.3025 | 80204.1992 | 261079.5826 | 0 | 408434.0842
191 | Corporate - Applications | Other | Non-System | No | 258815.5666 | 24873.5356 | 8956.8915 | 9730.9576 | -408.3705 | 301968.581 | 0 | 0 | 0 | 0 | 0 | 0 | 258466.1208 | 38079.7735 | 7462.6308 | 10811.9229 | -408.3705 | 314412.0776
192 | Corporate - Biztalk | Other | Non-System | No | 156608.3119 | 2793.3538 | -541.2849 | 0 | 0 | 158860.3807 | 0 | 0 | 0 | 0 | 0 | 0 | 167768.7114 | 5055.9143 | 0 | 0 | 0 | 172824.6257
193 | Corporate - Compliance | Other | Non-System | No | 98848.4976 | 34991.6201 | 0 | 0 | 0 | 133840.1177 | 0 | 0 | 0 | 0 | 0 | 0 | 0 | 0.00078621 | 124465.5965 | 0 | 0 | 124465.5973
194 | Corporate - Corporate premises | Other | Non-System | No | 129199.0248 | 1361.1467 | 80824.5573 | 539412.0592 | 646024.1841 | 1396820.9721 | 0 | 0 | 0 | 0 | 0 | 0 | 687292.2587 | 5740.9415 | 0 | 14214.6359 | 449779.0484 | 1157026.8844
195 | Corporate - Cybersecurity | Other | Non-System | No | 0 | 698.145 | 36423.0462 | 486196.8394 | 587611.8936 | 1110929.9242 | 0 | 0 | 0 | 0 | 0 | 0 | 0 | 0 | 0 | 47909.7034 | 496467.6729 | 544377.3762
196 | Corporate - Digital space projeect | Other | Non-System | No | 16105.6115 | 238577.1047 | 177243.2138 | 0 | 0 | 431925.9299 | 0 | 0 | 0 | 0 | 0 | 0 | 0 | 0.00078621 | 345368.3512 | 0 | 0 | 345368.352
197 | Corporate - Digital workspace | Other | Non-System | No | 0 | 0 | 0 | 124000.2584 | 0 | 124000.2584 | 0 | 0 | 0 | 0 | 0 | 0 | 0 | 0 | 0 | 223224.0202 | 0 | 223224.0202
198 | Corporate - Energy components upgrade | Other | Non-System | No | 279476.3599 | 133671.2473 | 143065.2813 | 109337.2576 | 0 | 665550.1463 | 0 | 0 | 0 | 0 | 0 | 0 | 266089.0111 | 28753.1197 | 138729.3987 | 262200.1771 | 0 | 695771.7067
199 | Corporate - Engineering framework | Other | Non-System | No | 53624.4321 | 166495.1328 | 8515.365 | 0 | 0 | 228634.9298 | 0 | 0 | 0 | 0 | 0 | 0 | 0 | 174238.0886 | 48144.9103 | 0 | 0 | 222382.9989
200 | Corporate - Enterprise Analytics Program | Other | Non-System | No | 192179.8931 | 111975.3015 | 24375.1277 | -9.8714 | 1466.6056 | 329987.0565 | 0 | 0 | 0 | 0 | 0 | 0 | 0.00092222 | 0.00078621 | 411648.8204 | -1466.6056 | 1466.6056 | 411648.8221
201 | Corporate - Environment Data Improvement | Other | Non-System | No | 0 | 0 | 0 | 135758.2904 | 35001.1377 | 170759.428 | 0 | 0 | 0 | 0 | 0 | 0 | 0 | 0 | 0 | 40334.9179 | 5952.3416 | 46287.2594
202 | Corporate - Finance systems (ie Oracle and Hyperion) | Other | Non-System | No | 6761.7941 | 14246.8705 | 12510.6373 | 191682.3452 | 77210.3782 | 302412.0253 | 0 | 0 | 0 | 0 | 0 | 0 | 167.7942 | 9425.2636 | 11669.4684 | 98157.2007 | 241964.1444 | 361383.8713
203 | Corporate - Gas Harmonisation | Other | Non-System | No | 0 | 100833.4406 | 0.00082052 | 0 | 0 | 100833.4414 | 0 | 0 | 0 | 0 | 0 | 0 | 0 | 0.0015724 | 105233.935 | 0 | 0 | 105233.9366
204 | Corporate - Grid | Other | Non-System | No | 1514155.159 | 1005891.1054 | 838088.8652 | 661673.5783 | 746130.593 | 4765939.3008 | 0 | 0 | 0 | 0 | 0 | 0 | 0.0018444 | 1375338.4011 | 1538234.984 | 957141.8634 | 567108.6927 | 4437823.943
205 | Corporate - Historian | Other | Non-System | No | 153462.822 | 23230.4139 | 0 | 0 | 0 | 176693.2359 | 0 | 0 | 0 | 0 | 0 | 0 | 81483.2365 | 25563.0136 | 61606.8537 | 0 | 0 | 168653.1037
206 | Corporate - HR People Connect | Other | Non-System | No | 58076.2564 | 308931.0447 | 609588.0337 | 331381.0657 | 0 | 1307976.4005 | 0 | 0 | 0 | 0 | 0 | 0 | 0 | 0.00078621 | 809782.4138 | 512633.8663 | 0 | 1322416.2809
207 | Corporate - IOC | Other | Non-System | No | 80117.0736 | 48843.4239 | 144944.6351 | 73784.4852 | 41520.111 | 389209.7287 | 0 | 0 | 0 | 0 | 0 | 0 | 4306.4715 | 110023.363 | 97860.409 | 125428.2756 | 0 | 337618.5191
208 | Corporate - IT purchases | Other | Non-System | No | 50219.4991 | 83408.2232 | 105785.9802 | 136279.0435 | 58877.1439 | 434569.8899 | 0 | 0 | 0 | 0 | 0 | 0 | 66136.1827 | 35136.6876 | 137306.9734 | 258031.2066 | 56443.8518 | 553054.902
209 | Corporate - Major Projects | Other | Non-System | No | 0 | 0 | 0 | 0 | 0 | 0 | 0 | 0 | 0 | 0 | 0 | 0 | 0 | 0 | 0 | 0 | 0 | 0
210 | Corporate - Maximo enhancements | Other | Non-System | No | 26823.9214 | 144958.627 | 327267.5585 | 281250.9244 | 182286.967 | 962587.9983 | 0 | 0 | 0 | 0 | 0 | 0 | 0.00092222 | 74453.6656 | 0 | 17030.6322 | 605137.7922 | 696622.0909
211 | Corporate - Operational efficiencies | Other | Non-System | No | 45065.9381 | 568331.8221 | 533418.5293 | 600248.2503 | 724426.5256 | 2471491.0653 | 0 | 0 | 0 | 0 | 0 | 0 | 1766.9831 | 54053.5744 | 481002.709 | 709500.5362 | 144973.3451 | 1391297.1478
212 | Corporate - Other info technology (e.g. Servers, software upgrades and sundry improvements) | Other | Non-System | No | 342228.8355 | 293305.7396 | 244322.3302 | 556594.7007 | 489198.9168 | 1925650.5228 | 0 | 0 | 0 | 0 | 0 | 0 | 309430.9418 | 103300.8304 | 312535.33 | 595658.7124 | 367029.8871 | 1687955.7017
213 | Corporate - Phones and accessories | Other | Non-System | No | 52018.0158 | 43967.6576 | 26230.8522 | 37276.2369 | -348.4536 | 159144.3088 | 0 | 0 | 0 | 0 | 0 | 0 | 0 | 0 | 115492.2569 | 42343.8 | -348.4536 | 157487.6033
214 | Corporate - Product Building Implementation | Other | Non-System | No | 0 | 0 | 0 | 217284.9967 | 0 | 217284.9967 | 0 | 0 | 0 | 0 | 0 | 0 | 0 | 0 | 0 | 409189.6201 | 0 | 409189.6201
215 | Corporate - RBI - Equipment assessments | Other | Non-System | No | 0 | 0 | 0 | 128433.0607 | 83082.5803 | 211515.6411 | 0 | 0 | 0 | 0 | 0 | 0 | 0 | 0 | 0 | 0 | 0 | 0
216 | Corporate - Scada | Other | Non-System | No | 4614.0409 | 13055.317 | 13057.1735 | 54318.5348 | 14549.9408 | 99595.0071 | 0 | 0 | 0 | 0 | 0 | 0 | -48.8622 | 75653.0348 | 13629.1696 | 13382.065 | 0 | 102615.407
217 | Corporate - Sharepoint | Other | Non-System | No | 0 | 38992.3875 | 99556.7925 | 20002.8859 | 0 | 158552.0659 | 0 | 0 | 0 | 0 | 0 | 0 | 0 | 0.00078621 | 100272.4175 | 61674.0654 | 0 | 161946.4837
218 | Corporate - Transmission EAM Data Management Tool | Other | Non-System | No | 150156.5099 | 272.4674 | 0 | 0 | 0 | 150428.9773 | 0 | 0 | 0 | 0 | 0 | 0 | 161524.7439 | 550693.5988 | 0 | 0 | 0 | 712218.3427
219 | Corporate - X-info | Other | Non-System | No | 17306.7662 | 9576.7717 | 620.3105 | 0 | 0 | 27503.8484 | 0 | 0 | 0 | 0 | 0 | 0 | 1602.827 | 18494.9484 | 6711.0073 | 0 | 0 | 26808.7827
220 | Corporate Capex | Other | Non-System | No | 0 | 0 | 0 | 0 | 0 | 0 | 0 | 0 | 0 | 0 | 0 | 0 | 0 | 0 | 0 | 0 | 0 | 0
221 | Corporate Capex - HSE | Other | Non-System | No | 0 | 0 | 0 | 0 | 0 | 0 | 0 | 0 | 0 | 0 | 0 | 0 | 0 | 0 | 0 | 1868.7395 | 0 | 1868.7395
222 | Corporate Capex - Vehicle - Comms Systems | Other | Non-System | No | 0 | 0 | 0 | 0 | 0 | 0 | 0 | 0 | 0 | 0 | 0 | 0 | 1342.7596 | 0 | 0 | 0 | 0 | 1342.7596
223 | Corporate Capex -IDMT | Other | Non-System | No | 0 | 0 | 0 | 0 | 0 | 0 | 0 | 0 | 0 | 0 | 0 | 0 | 20347.0883 | 0 | 0 | 0 | 0 | 20347.0883
224 | Corporate Finance & IT | Other | Non-System | No | 0 | 0 | 0 | 0 | 0 | 0 | 0 | 0 | 0 | 0 | 0 | 0 | 0 | 0 | 0 | 0 | 0 | 0
225 | Corporate -HSE Initiatives | Other | Non-System | No | 0 | 19972.2169 | 14299.8245 | 45023.6477 | 0 | 79295.6891 | 0 | 0 | 0 | 0 | 0 | 0 | 0 | 0.00078621 | 21048.9809 | 57846.3686 | 0 | 78895.3503
226 | Corporate IT | Other | Non-System | No | 0 | 0 | 0 | 0 | 0 | 0 | 0 | 0 | 0 | 0 | 0 | 0 | 0 | 0 | 0 | 0 | 0 | 0
227 | Corporate Other | Other | Non-System | No | 0 | 0 | 0 | 0 | 0 | 0 | 0 | 0 | 0 | 0 | 0 | 0 | 0 | 0 | 0 | 0 | 0 | 0
228 | Suspense item | Other | Non-System | No | 0 | 0 | 0 | 0 | 0 | 0 | 0 | 0 | 0 | 0 | 0 | 0 | 0 | 0 | 0 | 0 | 0 | 0
229 | EPMO | Other | Non-System | No | 0 | 0 | 0 | 0 | 0 | 0 | 0 | 0 | 0 | 0 | 0 | 0 | 0 | 0 | 0 | 0 | 0 | 0
230 | Operational Technology | Other | Non-System | No | 0 | 0 | 0 | 0 | 0 | 0 | 0 | 0 | 0 | 0 | 0 | 0 | 0 | 0 | 0 | 0 | 0 | 0
231 | Information Technology | Other | Non-System | No | 0 | 0 | 0 | 0 | 0 | 0 | 0 | 0 | 0 | 0 | 0 | 0 | 0 | 0 | 0 | 0 | 0 | 0
232 | SoCI cyber | Other | Non-System | No | 0 | 0 | 0 | 0 | 23420 | 23420 | 0 | 0 | 0 | 0 | 0 | 0 | 0 | 0 | 0 | 0 | 0 | 0
233 | SoCI program | Other | Non-System | No | 0 | 0 | 0 | 0 | 0 | 0 | 0 | 0 | 0 | 0 | 0 | 0 | 0 | 0 | 0 | 0 | 0 | 0
234 | SoCI Physical security | Other | Non-System | No | 0 | 0 | 0 | 0 | 0 | 0 | 0 | 0 | 0 | 0 | 0 | 0 | 0 | 0 | 0 | 0 | 0 | 0
235 | Enterprise Content Management |  |  | No | 0 | 0 | 0 | 0 | 0 | 0 | 0 | 0 | 0 | 0 | 0 | 0 | 0 | 0 | 0 | 0 | 0 | 0
236 | Victoria CRE |  |  | No | 0 | 0 | 0 | 0 | 0 | 0 | 0 | 0 | 0 | 0 | 0 | 0 | 0 | 0 | 0 | 0 | 0 | 0
237 | APA Grid Energy Components Upgrade |  |  | No | 0 | 0 | 0 | 0 | 0 | 0 | 0 | 0 | 0 | 0 | 0 | 0 | 0 | 0 | 0 | 0 | 0 | 0
238 | APA Grid Extend Program | Other | Non-System | Yes | 0 | 0 | 0 | 0 | 0 |  | 266446.6817 | 0 | 0 | 0 | 0 | 266446.6817 | 0 | 0 | 0 | 0 | 0 | 0
239 | APA Grid Services Initiatives Program |  |  | No | 0 | 0 | 0 | 0 | 0 | 0 | 0 | 0 | 0 | 0 | 0 | 0 | 0 | 0 | 0 | 0 | 0 | 0
240 | Hyperion Upgrade to 11.1.2.4 |  |  | No | 0 | 0 | 0 | 0 | 0 | 0 | 0 | 0 | 0 | 0 | 0 | 0 | 0 | 0 | 0 | 0 | 0 | 0
241 | BI - Transmission Dashboard and Enterprise Pilot | Other | Non-System | Yes | 0 | 0 | 0 | 0 | 0 |  | 213157.3454 | 159868.009 | 0 | 0 | 0 | 373025.3544 | 0 | 0 | 0 | 0 | 0 | 0
242 | HR Systems Refresh |  |  | No | 0 | 0 | 0 | 0 | 0 | 0 | 0 | 0 | 0 | 0 | 0 | 0 | 0 | 0 | 0 | 0 | 0 | 0
243 | Transmission EAM Data Management Tool |  |  | No | 0 | 0 | 0 | 0 | 0 | 0 | 0 | 0 | 0 | 0 | 0 | 0 | 0 | 0 | 0 | 0 | 0 | 0
244 | SharePoint Upgrade | Other | Non-System | Yes | 0 | 0 | 0 | 0 | 0 |  | 25981.589 | 0 | 0 | 0 | 0 | 25981.589 | 0 | 0 | 0 | 0 | 0 | 0
245 | eForm Digitisation | Other | Non-System | Yes | 0 | 0 | 0 | 0 | 0 |  | 0 | 0 | 171336.2739 | 442023.9874 | 0 | 613360.2613 | 0 | 0 | 0 | 0 | 0 | 0
246 | Historian Upgrade - version 2012 to 2015 |  |  | No | 0 | 0 | 0 | 0 | 0 | 0 | 0 | 0 | 0 | 0 | 0 | 0 | 0 | 0 | 0 | 0 | 0 | 0
247 | Hazardous Area Platform | Other | Non-System | Yes | 0 | 0 | 0 | 0 | 0 |  | 165462.4621 | 0 | 0 | 0 | 0 | 165462.4621 | 0 | 0 | 0 | 0 | 0 | 0
248 | PPM Refresh | Other | Non-System | Yes | 0 | 0 | 0 | 0 | 0 |  | 319736.018 | 0 | 0 | 0 | 0 | 319736.018 | 0 | 0 | 0 | 0 | 0 | 0
249 | BizTalk Upgrade FY2018 | Other | Non-System | Yes | 0 | 0 | 0 | 0 | 0 |  | 0 | 64463.9934 | 71505.6042 | 0 | 0 | 135969.5977 | 0 | 0 | 0 | 0 | 0 | 0
250 | Automated Testing Tool | Other | Non-System | Yes | 0 | 0 | 0 | 0 | 0 |  | 67379.5698 | 0 | 0 | 0 | 0 | 67379.5698 | 0 | 0 | 0 | 0 | 0 | 0
251 | Code Management Software | Other | Non-System | Yes | 0 | 0 | 0 | 0 | 0 |  | 96552.8836 | 0 | 0 | 0 | 0 | 96552.8836 | 0 | 0 | 0 | 0 | 0 | 0
252 | CRM Upgrade | Other | Non-System | Yes | 0 | 0 | 0 | 0 | 0 |  | 150082.6161 | 6293.2361 | 0 | 0 | 0 | 156375.8522 | 0 | 0 | 0 | 0 | 0 | 0
253 | X-Info Aware Version 2 | Other | Non-System | Yes | 0 | 0 | 0 | 0 | 0 |  | 45837.5154 | 0 | 0 | 0 | 0 | 45837.5154 | 0 | 0 | 0 | 0 | 0 | 0
254 | Supplier Qualification and Compliance | Other | Non-System | Yes | 0 | 0 | 0 | 0 | 0 |  | 74375.8159 | 19776.2099 | 0 | 0 | 0 | 94152.0258 | 0 | 0 | 0 | 0 | 0 | 0
255 | Oracle eBS Upgrade to 12.2 | Other | Non-System | Yes | 0 | 0 | 0 | 0 | 0 |  | 28468.5507 | 136020.3423 | 0 | 0 | 0 | 164488.893 | 0 | 0 | 0 | 0 | 0 | 0
256 | BizTalk System Upgrade 2020 | Other | Non-System | Yes | 0 | 0 | 0 | 0 | 0 |  | 0 | 64463.9934 | 71505.6042 | 0 | 0 | 135969.5977 | 0 | 0 | 0 | 0 | 0 | 0
257 | Applications Renewal | Other | Non-System | Yes | 0 | 0 | 0 | 0 | 0 |  | 735392.8415 | 918708.1585 | 735392.8415 | 918708.1585 | 735392.8415 | 4043594.8414 | 0 | 0 | 0 | 0 | 0 | 0
258 | Infrastructure Renewal | Other | Non-System | Yes | 0 | 0 | 0 | 0 | 0 |  | 239802.0135 | 79934.0045 | 79934.0045 | 79934.0045 | 0 | 479604.0271 | 0 | 0 | 0 | 0 | 0 | 0
259 | Dandenong Relocation |  |  | No | 0 | 0 | 0 | 0 | 0 | 0 | 0 | 0 | 0 | 0 | 0 | 0 | 0 | 0 | 0 | 0 | 0 | 0
260 | All CS buffer Air shutoff system for all compressors | Compressors | Replacement | Yes | 0 | 0 | 0 | 0 | 0 |  | 389365.1168 | 194682.5584 | 0 | 0 | 0 | 584047.6752 | 0 | 0 | 0 | 0 | 0 | 0
261 | WCS A Process Safety | Compressors | Replacement | Yes | 0 | 0 | 0 | 0 | 0 |  | 0 | 0 | 1066415.8752 | 0 | 0 | 1066415.8752 | 0 | 0 | 0 | 0 | 0 | 0
262 | Longford Odorant Pump Power Gas Upgrade | Odourant Plants | Replacement | Yes | 0 | 0 | 0 | 0 | 0 |  | 77080.584 | 0 | 0 | 0 | 0 | 77080.584 | 0 | 0 | 0 | 0 | 0 | 0
263 | GCS compressor unit vent valves & actuators replacement | Compressors | Replacement | Yes | 0 | 0 | 0 | 0 | 0 |  | 142179.6972 | 0 | 0 | 0 | 0 | 142179.6972 | 0 | 0 | 0 | 0 | 0 | 0
264 | GCS unit discharge and station manifold check valves replacement | Compressors | Replacement | Yes | 0 | 0 | 0 | 0 | 0 |  | 0 | 0 | 919992.4068 | 0 | 0 | 919992.4068 | 0 | 0 | 0 | 0 | 0 | 0
265 | GCS Decomm & removal of turbine oil reservoir & auto fill system | Compressors | Replacement | Yes | 0 | 0 | 0 | 0 | 0 |  | 0 | 89731.1748 | 0 | 0 | 0 | 89731.1748 | 0 | 0 | 0 | 0 | 0 | 0
266 | BCS Instrument Air reliability upgrade | Compressors | Replacement | Yes | 0 | 0 | 0 | 0 | 0 |  | 95658.558 | 0 | 0 | 0 | 0 | 95658.558 | 0 | 0 | 0 | 0 | 0 | 0
267 | Iona CS aftercooler augmentation | Compressors | Replacement | Yes | 0 | 0 | 0 | 0 | 0 |  | 0 | 0 | 0 | 1689468.228 | 0 | 1689468.228 | 0 | 0 | 0 | 0 | 0 | 0
268 | Wollert CG Instrument Air Conversion | City Gates & Field Regs | Replacement | Yes | 0 | 0 | 0 | 0 | 3447.15 |  | 0 | 0 | 0 | 514331.4402 | 0 | 514331.4402 | 0 | 0 | 0 | 0 | 0 | 0
269 | Pit installation on LV03 bypass valves on T33 | Pipelines | Replacement | Yes | 0 | 0 | 0 | 0 | 9097.01 |  | 0 | 0 | 235477.2 | 0 | 0 | 235477.2 | 0 | 0 | 0 | 0 | 0 | 0
270 | Dandenong water supply & fire main modification | Buildings | Non-System | Yes | 0 | 0 | 0 | 0 | 0 |  | 306305.1332 | 0 | 0 | 0 | 0 | 306305.1332 | 0 | 0 | 0 | 0 | 0 | 0
271 | Positioner Replacement | Other | Replacement | Yes | 0 | 0 | 0 | 0 | 0 |  | 103524.8592 | 103524.8592 | 103524.8592 | 103524.8592 | 103524.8592 | 517624.296 | 0 | 0 | 0 | 0 | 0 | 0
272 | VTS Safety Management Study aerial photography | Other | Replacement | Yes | 0 | 0 | 0 | 0 | 0 |  | 165715.4487 | 2836.2057 | 0 | 0 | 0 | 168551.6544 | 0 | 0 | 0 | 0 | 0 | 0
273 | WOP Safety Measures for High Consequence areas-(urban growth, fracture control) | Pipelines | Replacement | Yes | 0 | 0 | 0 | 0 | 0 |  | 1142400 | 0 | 0 | 0 | 0 | 1142400 | 0 | 0 | 0 | 0 | 0 | 0
274 | ILP Safety Measures for High Consequence areas-(urban growth, fracture control) | Pipelines | Replacement | Yes | 0 | 0 | 0 | 0 | 0 |  | 27540.6392 | 28618.4392 | 0 | 0 | 0 | 56159.0784 | 0 | 0 | 0 | 0 | 0 | 0
275 | Iona CS Control Room and Unit Enclosure Fire Suppression System | Compressors | Replacement | Yes | 0 | 0 | 0 | 0 | 0 |  | 0 | 0 | 0 | 273930.1262 | 0 | 273930.1262 | 0 | 0 | 0 | 0 | 0 | 0
276 | Emergency- BA escape sets | Other | Replacement | Yes | 0 | 0 | 0 | 0 | 0 |  | 18031.3683 | 0 | 0 | 0 | 0 | 18031.3683 | 0 | 0 | 0 | 0 | 0 | 0
277 | Emergency- Response Equipment | Other | Replacement | Yes | 0 | 0 | 0 | 0 | 0 |  | 262964.8122 | 262964.8122 | 262964.8122 | 262964.8122 | 262964.8122 | 1314824.0611 | 0 | 0 | 0 | 0 | 0 | 0
278 | Emergency- Spark Proof tools | Other | Replacement | Yes | 0 | 0 | 0 | 0 | 0 |  | 1838.3312 | 1838.3312 | 1838.3312 | 1838.3312 | 1838.3312 | 9191.656 | 0 | 0 | 0 | 0 | 0 | 0
279 | Emergency - fully equipped caravan | Other | Replacement | Yes | 0 | 0 | 0 | 0 | 0 |  | 0 | 0 | 101930.6274 | 0 | 0 | 101930.6274 | 0 | 0 | 0 | 0 | 0 | 0
280 | Emergency diesel fuel storage | Other | Replacement | Yes | 0 | 0 | 0 | 0 | 0 |  | 0 | 0 | 0 | 116320.4067 | 0 | 116320.4067 | 0 | 0 | 0 | 0 | 0 | 0
281 | Vent stack for CL600 & 900 pipeline | Pipelines | Replacement | Yes | 0 | 0 | 0 | 0 | 0 |  | 214546.6368 | 0 | 0 | 0 | 0 | 214546.6368 | 0 | 0 | 0 | 0 | 0 | 0
282 | BCG Un-regulated Bypass Upgrade | City Gates & Field Regs | Replacement | Yes | 0 | 0 | 0 | 0 | 0 |  | 0 | 0 | 349193.1648 | 0 | 0 | 349193.1648 | 0 | 0 | 0 | 0 | 0 | 0
283 | Security - Physical | Buildings | Non-System | Yes | 0 | 0 | 0 | 0 | 0 |  | 345099.4245 | 345099.4245 | 345099.4245 | 345099.4245 | 345099.4245 | 1725497.1224 | 0 | 0 | 0 | 0 | 0 | 0
284 | Equipment - Gas Detectors | Other | Non-System | Yes | 0 | 0 | 0 | 0 | 0 |  | 0 | 0 | 23621.6489 | 23621.6489 | 0 | 47243.2977 | 0 | 0 | 0 | 0 | 0 | 0
285 | Pigging Program T33 South Melbourne – Brooklyn | Other | Replacement | Yes | 0 | 0 | 0 | 0 | 0 |  | 0 | 0 | 0 | 1044134.016 | 0 | 1044134.016 | 0 | 0 | 0 | 0 | 0 | 0
286 | Pigging Program T24 Brooklyn - Corio | Other | Replacement | Yes | 0 | 0 | 0 | 0 | 0 |  | 0 | 0 | 0 | 1408276.3008 | 0 | 1408276.3008 | 0 | 0 | 0 | 0 | 0 | 0
287 | Pigging Program T70 Ballan – Bendigo | Other | Replacement | Yes | 0 | 0 | 0 | 0 | 0 |  | 0 | 0 | 567095.1936 | 0 | 0 | 567095.1936 | 0 | 0 | 0 | 0 | 0 | 0
288 | Pigging Program T60 Longford – Tyers | Other | Replacement | Yes | 0 | 0 | 0 | 0 | 0 |  | 0 | 0 | 0 | 0 | 763366.0416 | 763366.0416 | 0 | 0 | 0 | 0 | 0 | 0
289 | Pigging Program T96 & T98 Chiltern- Rutherglen – Koonoomoo | Other | Replacement | Yes | 0 | 0 | 0 | 0 | 0 |  | 0 | 0 | 0 | 0 | 520762.0608 | 520762.0608 | 0 | 0 | 0 | 0 | 0 | 0
290 | Pigging Program T118 Trugannina-Plumpton | Other | Replacement | Yes | 0 | 0 | 0 | 0 | 0 |  | 0 | 0 | 0 | 0 | 522571.6224 | 522571.6224 | 0 | 0 | 0 | 0 | 0 | 0
291 | Pigging Program James Street to Laverton Pipeline (253) | Other | Replacement | Yes | 0 | 0 | 0 | 0 | 0 |  | 0 | 456732.8256 | 0 | 0 | 0 | 456732.8256 | 0 | 0 | 0 | 0 | 0 | 0
292 | Liquid Management - Brooklyn | City Gates & Field Regs | Replacement | Yes | 0 | 0 | 0 | 0 | 0 |  | 0 | 0 | 0 | 0 | 160145.916 | 160145.916 | 0 | 0 | 0 | 0 | 0 | 0
293 | BCS Unit 12 Inlet Filter Replacement/Augmentation | Compressors | Replacement | Yes | 0 | 0 | 0 | 0 | 0 |  | 648433.8084 | 0 | 0 | 0 | 0 | 648433.8084 | 0 | 0 | 0 | 0 | 0 | 0
294 | Coogee decommissioning |  |  | No | 0 | 0 | 0 | 0 | 0 | 0 | 0 | 0 | 0 | 0 | 0 | 0 | 0 | 0 | 0 | 0 | 0 | 0
295 | Compressor Type B Compliance | Compressors | Replacement | Yes | 0 | 0 | 0 | 0 | 0 |  | 221052.9108 | 221052.9108 | 221052.9108 | 221052.9108 | 221052.9108 | 1105264.554 | 0 | 0 | 0 | 0 | 0 | 0
296 | Morwell-Dandenong Fatigue Crack Detection from High Loads | Pipelines | Replacement | Yes | 0 | 0 | 0 | 0 | 0 |  | 266048.64 | 0 | 0 | 0 | 0 | 266048.64 | 0 | 0 | 0 | 0 | 0 | 0
297 | Winchelsea Compressor Unit 2 | Compressors | Expansion | No |  |  |  | 0 | 34362344.1156 |  | 0 | 0 | 0 | 0 | 0 | 0 | 0 | 0 | 0 | 0 | 0 | 0
298 | Low Value Preventative & Reactive Maintenance | Other | Replacement | No |  |  |  | 46980.85 | 17080.8 |  | 0 | 0 | 0 | 0 | 0 | 0 | 0 | 0 | 0 | 0 | 0 | 0
299 | T24 Brooklyn - Corio | Pipelines | Replacement | No |  |  |  | 508514.9 | 0 |  | 0 | 0 | 0 | 0 | 0 | 0 | 0 | 0 | 0 | 508500 | 14.9 | 508514.9
300 | Corporate - Finance - ERP | Other | Non-System | No |  |  |  | 113859.9673 | 920304.4304 |  | 0 | 0 | 0 | 0 | 0 | 0 | 0 | 0 | 0 | 113859.9673 | 918118.1532 | 1031978.1205
301 | Corporate - EPMO | Other | Non-System | No |  |  |  |  | 101001.3572 |  | 0 | 0 | 0 | 0 | 0 | 0 | 0 | 0 | 0 | 0 | 100942.7233 | 100942.7233
302 | Corporate - Learning Management System | Other | Replacement | No |  |  |  |  | 925015.27 |  | 0 | 0 | 0 | 0 | 0 | 0 |  |  |  | 0 | 0 | 0
303 | Pigging Program T96 & T98 Chiltern- Rutherglen – Koonoomoo | Other | Replacement | No |  |  |  |  | 1721.9891 | [10 empty] | 0 | 692744.37 | 692744.37
304 | WollertCS/CG PLC | Other | Replacement | No |  |  |  |  | 219684.89 | [10 empty] | 0 | 15000 | 15000
305 | AEMO IP Comms.UPG | Other | Replacement | No |  |  |  |  | 162 | [12 empty] | 0
306 | T64 4Digs | Other | Replacement | No |  |  |  |  | 5843.71
0
0
0
0
0
0
0
0
0
0
0
0
0
0
0
0
0
0
0
0
0
0
0
0
0
0
0
0
0
0 | [9 empty] | 0 | [5 empty] | 0 | [5 empty] | 0
0 | [9 empty] | 0 | [5 empty] | 0 | [5 empty] | 0
0 | [9 empty] | 0 | [5 empty] | 0 | [5 empty] | 0
0
0
0
0
0
0
0
0
0
0 | 0 | 0 | 0 | 0 | 0 | 0 | 0 | 0 | 0 | 0 | [5 empty] | 0 | [5 empty] | 0
Note on J166: Allen, Mark: Delete to remove double counting

## 3.0 Input│AMP
[6 empty] | 3 | 4 | 5 | 6 | 7
3.0 Input│AMP
Item Ref. | Access Arrangement Description | Business case number | Allocator | Asset Class | Asset Category | 2023 | 2024 | 2025 | 2026 | 2027 | Labour | Material | Plant | Subcontract | Other | Total
1 | WCS A Process Safety | BC203 | VTS | Compressors | Replacement | 0 | 53457.287 | 748402.0187 | 0 | 0 | 12.47% | 18.71% | 0% | 43.65% | 25.17% | 100% | Correct
2 | Brooklyn CS upgrade | BC204 | VTS | Compressors | Replacement | 0 | 0 | 53457.287 | 748402.0187 | 0 | 12.47% | 18.71% | 0% | 43.65% | 25.17% | 100% | Correct
3 | Compressor Station Vent Upgrade | BC205 | VTS | Compressors | Replacement | 0 | 0 | 534572.8705 | 534572.8705 | 1042417.0975 | 15.39% | 47.36% | 0% | 23.68% | 13.57% | 100% | Correct
4 | Iona CS Aftercooler Upgrade | BC211 | VTS | Compressors | Replacement | 0 | 0 | 0 | 0 | 0 | 0% | 0% | 0% | 0% | 0% | 0% | Correct
5 | Battery Charger Upgrades | BC212 | VTS | Other - long life | Replacement | 37420.1009 | 390238.1955 | 213829.1482 | 213829.1482 | 213829.1482 | 18.71% | 56.12% | 0% | 18.71% | 6.467% | 100% | Correct
6 | Wollert CG & T74/T119 PRS Instrument Air | BC216 | VTS | Other - long life | Replacement | 0 | 0 | 0 | 0 | 0 | 0% | 0% | 0% | 0% | 0% | 0% | Correct
7 | T33 LV03 Pit | BC220 | VTS | Other - short life | Replacement | 0 | 0 | 0 | 353737.5599 | 0 | 18.65% | 2.734% | 0% | 43.88% | 34.74% | 100% | Correct
8 | Dandenong City Gate Gas Quality | BC224 | VTS | Gas Quality | Replacement | 0 | 0 | 0 | 0 | 0 | 0% | 0% | 0% | 0% | 0% | 0% | Correct
9 | Control Valve Positioner Replacement | BC225 | VTS | City Gates & Field Regs | Replacement | 106914.5741 | 106914.5741 | 106914.5741 | 106914.5741 | 114906.4385 | 26.72% | 35.78% | 0% | 31.03% | 6.467% | 100% | Correct
10 | SMS Aerial Photography | BC227 | VTS | Other - short life | Replacement | 0 | 0 | 213829.1482 | 0 | 0 | 4.677% | 0% | 0% | 88.86% | 6.467% | 100% | Correct
11 | Encroachment High Consequence | BC230 | VTS | Pipelines | Replacement | 0 | 0 | 940848.2521 | 940848.2521 | 470424.126 | 14.88% | 8.503% | 0% | 63.77% | 12.84% | 100% | Correct
12 | Turbine Overhaul and Minor Upgrades | BC235 | VTS | Compressors | Replacement | 213829.1482 | 1603718.6115 | 0 | 0 | 3528180.9453 | 11.22% | 59.86% | 0% | 11.22% | 17.69% | 100% | Correct
13 | Emergency Response Equipment | BC239 | VTS | Other - short life | Replacement | 0 | 0 | 3207437.223 | 3314351.7971 | 0 | 2.516% | 87.95% | 0% | 3.069% | 6.467% | 100% | Correct
14 | BCS Unregulated Bypass Upgrade | BC242 | VTS | Other - long life | Other capital expenditure | 0 | 0 | 0 | 0 | 0 | 0% | 0% | 0% | 0% | 0% | 0% | Correct
15 | CP Replacement | BC244 | VTS | Other - long life | Replacement | 248469.4702 | 248469.4702 | 248469.4702 | 248469.4702 | 248813.7351 | 20.46% | 48.72% | 0% | 24.35% | 6.467% | 100% | Correct
16 | Hazardous Area Rectification | BC249 | VTS | Other - long life | Replacement | 229866.3343 | 106914.5741 | 213829.1482 | 310052.2649 | 90877.388 | 10.51% | 35.73% | 0% | 47.29% | 6.467% | 100% | Correct
17 | Pipeline Integrity | BC258 | VTS | Integrity Inspections | Replacement | 4444153.3834 | 9927018.2051 | 7377105.6129 | 5559557.8532 | 2245206.0561 | 5.076% | 8.967% | 0% | 77.8% | 8.159% | 100% | Correct
18 | VTS Unpiggables | BC259 | VTS | Pipelines | Replacement | 11036329.6133 | 17615480.4407 | 0 | 0 | 0 | 15.44% | 8.551% | 0% | 69.51% | 6.502% | 100% | Correct
19 | Pipe Support Replacement | BC263 | VTS | Other - short life | Replacement | 0 | 0 | 267286.4352 | 267286.4352 | 374201.0093 | 8.253% | 22.01% | 0% | 55.02% | 14.72% | 100% | Correct
20 | HMI ClearSCADA Upgrade | BC264 | VTS | Other - long life | Replacement | 21382.9148 | 748402.0187 | 0 | 0 | 0 | 9.353% | 37.41% | 0% | 46.77% | 6.467% | 100% | Correct
21 | Liquids Management | BC260 | VTS | Gas Quality | Replacement | 0 | 0 | 0 | 0 | 320743.7223 | 15.59% | 62.36% | 0% | 15.59% | 6.467% | 100% | Correct
22 | BCS Unit 12 Inlet Filter Upgrade | BC267 | VTS | Compressors | Replacement | 0 | 0 | 0 | 0 | 0 | 0% | 0% | 0% | 0% | 0% | 0% | Correct
23 | Type B Compliance | BC271 | VTS | Other - long life | Replacement | 0 | 491807.0409 | 534572.8705 | 534572.8705 | 534572.8705 | 4.772% | 42.95% | 0% | 38.18% | 14.1% | 100% | Correct
24 | VTS Mainline Isolation Valve Upgrade​ | BC275 | VTS | Pipelines | Replacement | 0 | 0 | 641487.4446 | 1069145.741 | 1069145.741 | 8.969% | 38.44% | 0% | 33.31% | 19.28% | 100% | Correct
25 | Reliability Centred Maintenance | BC307 | VTS | Other - short life | Replacement | 0 | 0 | 0 | 0 | 0 | 0% | 0% | 0% | 0% | 0% | 0% | Correct
26 | Arc Flash Risk Mitigation | BC309 | VTS | Other - long life | Replacement | 133643.2176 | 400929.6529 | 267286.4352 | 267286.4352 | 267286.4352 | 11.22% | 37.41% | 0% | 44.9% | 6.467% | 100% | Correct
27 | Critical Spares | BC314 | VTS | Other - short life | Replacement | 0 | 0 | 0 | 0 | 2245206.0561 | 4.454% | 89.08% | 0% | 0% | 6.467% | 100% | Correct
28 | Station Control Logic Review & Rectification | BC317 | VTS | Other - long life | Replacement | 42765.8507 | 277978.0298 | 1847140.4865 | 0 | 0 | 12.81% | 34.6% | 0% | 23.06% | 29.53% | 100% | Correct
29 | VTS Waterbath Integrity | BC328 | VTS | Other - short life | Replacement | 213829.1482 | 427658.2964 | 427658.2964 | 1069145.741 | 0 | 9.353% | 18.71% | 0% | 9.353% | 62.59% | 100% | Correct
30 | VTS Facility Pipework Integrity | BC329 | VTS | Integrity Inspections | Replacement | 641487.4446 | 641487.4446 | 2234514.5987 | 3207437.223 | 3207437.223 | 19.03% | 3.524% | 0% | 63.43% | 14.02% | 100% | Correct
31 | Low Value Preventative & Reactive Maintenance (1) | BC330(1) | VTS | Other - short life | Replacement | 699791.8453 | 421181.0951 | 435329.2972 | 435329.2972 | 435329.2972 | 0% | 92.71% | 0% | 0.8241% | 6.467% | 100% | Correct
32 | Low Value Preventative & Reactive Maintenance (2) | BC330(2) | VTS | Other - long life | Replacement | 36430.1512 | 209473.3693 | 0 | 0 | 0 | 0% | 0% | 0% | 93.53% | 6.467% | 100%
33 | WORM (Pipeline) | WORM | VTS | Pipelines | Expansion | 67840242.2441 | 999517.6246 | 0 | 0 | 0 | 7.779% | 0.03449% | 0% | 79.96% | 12.22% | 100% | Correct
34 | WORM (Compressor) | WORM | VTS | Compressors | Expansion | 12160862.8863 | 0 | 0 | 0 | 0 | 7.354% | 0.035% | 0% | 80.57% | 12.04% | 100%
35 | WORM (City Gates & Field Regs) | WORM | VTS | City Gates & Field Regs | Expansion | 3127079.0279 | 0 | 0 | 0 | 0 | 7.354% | 0.035% | 0% | 80.57% | 12.04% | 100%
36 | WORM (Buildings) | WORM | VTS | Buildings | Expansion | 0 | 0 | 0 | 0 | 0 | 0% | 0% | 0% | 0% | 0% | 0%
37 | Winchelsea Compressor Unit 2 | Winchelsea | VTS | Compressors | Expansion | 29797091.8015 | 0 | 0 | 0 | 0 | 15.81% | 9.162% | 0% | 67.62% | 7.407% | 100%
38 | Pipeline Fracture Resistance Assessment | BC331 | VTS | Integrity Inspections | Replacement | 748402.0187 | 780476.3909 | 0 | 0 | 0 | 17.66% | 22.89% | 0% | 47.75% | 11.7% | 100%

## 3.1 Input│B&T
3.1 Input│B&T
Capex # | Project Name | Allocator | Asset Class | Asset Category | 2023 | 2024 | 2025 | 2026 | 2027 | Direct Labour % | Direct Contractor % | Direct Material % | Direct Other % | 2022 Extension of existing project
39 | Share of corporate properties
40 | Share of corporate motor vehicles
41 | Operational Technology
42 | Information Technology (including Transformation Office)
43 | SoCI cyber
44 | SoCI program
45 | SoCI Physical security
46 | Hydrogen safety
47 | Access Arrangment Costs
0
0
0
0
0
0
0
0
0
0
0
0
0
0
0
0
0
0
As the forecast of the SoCI programs are Confidential, all items recorded in this section of the capex model has been removed to not be able to determine the amounts reported for the SoCI programs.

## 3.2 Input│Other
3.2 Input│Other
Years | Start | Finish | check (years)
Previous AA | 2013-07-01 | 2017-12-31 | 4.5
Current AA | 2018-01-01 | 2022-12-31 | 5
Forecast AA | 2023-01-01 | 2027-12-31 | 5
Allocators
VTS | 100%
APA | 10.45%
Transmission | 11.57%
Victoria | 92.63%
|  |  |  | 2016-12-01 | 2017-12-01 | 2018-12-01 | 2019-12-01 | 2020-12-01 | 2021-12-01
Inflation |  |  |  | 2017 | 2018 | 2019 | 2020 | 2021 | 2022 (f) | 2023 | 2024 | 2025 | 2026 | 2027
CPI |  |  |  | 1.909% | 1.784% | 1.84% | 0.8606% | 3.498% | 6% | 3.25% | 3.062% | 2.875% | 2.688% | 2.5%
Base Year to Dec 2020 |  |  |  | 0.87184 | 0.8874 | 0.90373 | 0.91151 | 0.9434 | 1 | 1.0325 | 1.0641 | 1.0947 | 1.1241 | 1.1522
AER Forecast Inflation |  |  |  |  | 2.45% | 2.45% | 2.45% | 2.45% | 2.45% | 3.25% | 3.062% | 2.875% | 2.688% | 2.5%
AER forecast to base year |  |  |  | 1 | 0.97609 | 0.95274 | 0.92996 | 0.90772 | 0.88602 | 0.85813 | 0.83263 | 0.80936 | 0.78818 | 0.76895
Nominal from Dec 2017 |  |  |  | 1 | 1.0178 | 1.0366 | 1.0455 | 1.0821 | 1.147 | 1.1843 | 1.2205 | 1.2556 | 1.2894 | 1.3216
Inverse of Nominal From 2017 |  |  |  | 1 | 0.98247 | 0.96472 | 0.95648 | 0.92415 | 0.87184 | 0.8444 | 0.81931 | 0.79641 | 0.77557 | 0.75665
Real cost Escalation
Increase
Labour | [9 empty] | 0% | 0% | 0% | 0% | 0% | bar: 2016-12-01 to 2021-12-01
Contractor | [9 empty] | 0% | 0% | 0% | 0% | 0% | bar: 2016-12-01 to 2021-12-01
Materials | [9 empty] | 0% | 0% | 0% | 0% | 0% | bar: 2016-12-01 to 2021-12-01
Other | [9 empty] | 0% | 0% | 0% | 0% | 0% | bar: 2016-12-01 to 2021-12-01
Index
Labour | [9 empty] | 0% | 0% | 0% | 0% | 0% | bar: 2021-12-01
Contractor | [9 empty] | 0% | 0% | 0% | 0% | 0% | bar: 2021-12-01
Materials | [9 empty] | 0% | 0% | 0% | 0% | 0% | bar: 2021-12-01
Other | [9 empty] | 0% | 0% | 0% | 0% | 0% | bar: 2021-12-01
Asset Classes
Pipelines
Compressors
City Gates & Field Regs
Odourant Plants
Gas Quality
Buildings
General Land
Integrity Inspections
Other - short life
Other - long life
Asset Category
Expansion
Replacement
Non system
Formulas:
Start = [Finish, row above]+1
Finish = DATE(YEAR([Start])+5,MONTH([Start]),DAY([Start])-1)

## 4.0 Calc│AER Forecast ($nom)
| 4.0 Calc│AER Forecast ($nom) |  |  |  | Check | 55233943.7836 | 70495593.0971 | 65381399.2336 | 8819012.6192 | 12669238.7797 | 212599187.5131 | 212599187.5131 | TRUE
Capex # | Project Name | Forecast? |  | Category |  | 2018 | 2019 | 2020 | 2021 | 2022 | Total
1 | Actuate MLV's in T1 areas | Yes | Pipelines | Replacement |  | 993254.8597 | 1011535.624 | 0 | 0 | 0 | 2004790.4837
2 | AGL SomertonT102 | No | Other | Replacement |  | 0 | 0 | 0 | 0 | 0 | 0
3 | Albury Vac.Trailer | No | Other | Replacement |  | 0 | 0 | 0 | 0 | 0 | 0
4 | Angelsea Pipeline (Western Route) | Yes | Pipelines | Expansion |  | 14140763.5923 | 12975268.407 | 0 | 0 | 0 | 27116031.9993
5 | AS 2885 Design Life reviews of Facilities&Pipelines | No | City Gates & Field Regs | Replacement |  | 0 | 0 | 0 | 0 | 0 | 0
6 | Asbestos removal and replacement | Yes | Other | Replacement |  | 72673.8626 | 74011.4184 | 74648.3497 | 77259.7681 | 81895.3541 | 380488.7529
7 | Battery Charger Upgrades | No | Other | Replacement |  | 0 | 0 | 0 | 0 | 0 | 0
8 | Battery replacement | Yes | Other | Replacement |  | 72968.9185 | 74311.9047 | 74951.422 | 77573.4427 | 82227.8493 | 382033.5372
9 | Bay St Unichema | No | Pipelines | Replacement |  | 0 | 0 | 0 | 0 | 0 | 0
10 | BCS Admin Board Upgrade | No | Buildings | Replacement |  | 0 | 0 | 0 | 0 | 0 | 0
11 | BCS Administration Building Distribution Board Upgrade | No | Compressors | Replacement |  | 0 | 0 | 0 | 0 | 0 | 0
12 | BCS Control Room Fire Suppression System | Yes | Compressors | Replacement |  | 0 | 0 | 0 | 0 | 95937.754 | 95937.754
13 | BCS DEA Upgrade | No | Compressors | Replacement |  | 0 | 0 | 0 | 0 | 0 | 0
14 | BCS Emergency Lighting | No | Other | Replacement |  | 0 | 0 | 0 | 0 | 0 | 0
15 | BCS MCC Room Fire Suppression System | Yes | Compressors | Replacement |  | 0 | 0 | 286392.603 | 0 | 0 | 286392.603
16 | BCS ROOF REPAIR | No | Other | Replacement |  | 0 | 0 | 0 | 0 | 0 | 0
17 | BCS Safety and Process Control System and RTU Upgrade | No | Compressors | Replacement |  | 0 | 0 | 0 | 0 | 0 | 0
18 | BCS Station Isolation and Loading Valves | No | Compressors | Replacement |  | 0 | 0 | 0 | 0 | 0 | 0
19 | BCS Unit 10 & 11 Cooler Upgrade | No | Compressors | Replacement |  | 0 | 0 | 0 | 0 | 0 | 0
20 | Bellows UPG | No | Compressors | Replacement |  | 0 | 0 | 0 | 0 | 0 | 0
21 | BKLYN RiskPipe MOD | No | Other | Replacement |  | 0 | 0 | 0 | 0 | 0 | 0
22 | BLP Safety Measures for High Consequence areas-(urban growth, fracture control) | Yes | Pipelines | Replacement |  | 0 | 2634806.4942 | 0 | 0 | 2186605.9558 | 4821412.45
23 | Brooklyn Compressor Station | Yes | Compressors | Replacement |  | 0 | 0 | 2449918.6155 | 2535623.9596 | 2687761.3971 | 7673303.9722
24 | Brooklyn Compressor Station | Yes | City Gates & Field Regs | Replacement |  | 0 | 0 | 0 | 0 | 0 | 0
25 | Brooklyn Kitchen | No | Other | Replacement |  | 0 | 0 | 0 | 0 | 0 | 0
26 | Chiltern M.Bypass | No | City Gates & Field Regs | Replacement |  | 0 | 0 | 0 | 0 | 0 | 0
27 | Compressor lagging and pipe coating replacement (expand to GCS, Springhurst/BCS12/WCS A/WCS B, Euroa) | Yes | Compressors | Replacement |  | 150454.3618 | 153223.4605 | 154542.0789 | 159948.4145 | 169545.3193 | 787713.6351
28 | Compressor Station Vent Stack Upgrade (BCS, WCS, GCS, SCS) | Yes | Compressors | Replacement |  | 0 | 349331.4841 | 352337.7791 | 364663.5888 | 0 | 1066332.852
30 | Coogee Unpiggable | No | Pipelines | Replacement |  | 0 | 0 | 0 | 0 | 0 | 0
31 | CP - Cathodic Protection Replacement | No | Pipelines | Replacement |  | 0 | 0 | 0 | 0 | 0 | 0
32 | CP - Cathodic Protection Replacement | Yes | Other | Replacement |  | 241344.0672 | 245785.9826 | 247901.1804 | 256573.4913 | 271967.9008 | 1263572.6223
33 | CP - Cathodic Protection Replacement | Yes | City Gates & Field Regs | Replacement |  | 0 | 0 | 0 | 0 | 0 | 0
34 | CP - Corrosion Protection Testing Equipment | No | Other | Replacement |  | 0 | 0 | 0 | 0 | 0 | 0
35 | CS Type B compliance upgrade | No | Compressors | Replacement |  | 0 | 0 | 0 | 0 | 0 | 0
36 | Culcairn Injection Gas Quality equipment | Yes | Gas Quality | Replacement |  | 1011163.7759 | 0 | 0 | 0 | 0 | 1011163.7759
37 | Dandenong Complex asbestos removal | No | Buildings | Replacement |  | 0 | 0 | 0 | 0 | 0 | 0
38 | Dandenong LNG Isolation Valve Upgrade | Yes | Pipelines | Replacement |  | 673813.159 | 0 | 0 | 0 | 0 | 673813.159
39 | Dandenong Office Purchases | No | Other | Replacement |  | 0 | 0 | 0 | 0 | 0 | 0
40 | Dandenong refurbishment | No | Buildings | Replacement |  | 0 | 0 | 0 | 0 | 0 | 0
41 | Dandenong Site - Storage shed | No | Buildings | Replacement |  | 0 | 0 | 0 | 0 | 0 | 0
42 | Dandenong site fire mains replacement | No | Buildings | Replacement |  | 0 | 0 | 0 | 0 | 0 | 0
43 | Emergency - refurbish and re-testing of pipes | No | Other | Replacement |  | 0 | 0 | 0 | 0 | 0 | 0
44 | Emergency Response Equipment | No | Other | Replacement |  | 0 | 0 | 0 | 0 | 0 | 0
45 | Equipment - Field Equipment | No | Other | Replacement |  | 0 | 0 | 0 | 0 | 0 | 0
46 | Equipment - Victorian low value pool purchases | No | Other | Replacement |  | 0 | 0 | 0 | 0 | 0 | 0
47 | Facilities Communication Systems Upgrade | No | Other | Replacement |  | 0 | 0 | 0 | 0 | 0 | 0
48 | GCS Anti-Surge & Fast-Stop Valves Upgrade | No | Compressors | Replacement |  | 0 | 0 | 0 | 0 | 0 | 0
49 | GCS Control Room and Unit Enclosure 1,2,3&4 Fire Suppression System | Yes | Compressors | Replacement |  | 278817.372 | 0 | 0 | 0 | 0 | 278817.372
50 | GCS Emergency Lighting Upgrade | No | Other | Replacement |  | 0 | 0 | 0 | 0 | 0 | 0
51 | GCS GEA Fuel Gas Upgrade | No | Compressors | Replacement |  | 0 | 0 | 0 | 0 | 0 | 0
52 | GCS Station Valve Upgrade | No | Compressors | Replacement |  | 0 | 0 | 0 | 0 | 0 | 0
53 | GCS Units 1,2,3&4 Suction/Discharge Actuated Valve Replacement | No | Compressors | Replacement |  | 0 | 0 | 0 | 0 | 0 | 0
54 | Gippsland LED Upg. | No | Other | Replacement |  | 0 | 0 | 0 | 0 | 0 | 0
55 | Gooding Ctrl.Syst | No | Compressors | Replacement |  | 0 | 0 | 0 | 0 | 0 | 0
56 | Hamilton CG Valve | No | City Gates & Field Regs | Replacement |  | 0 | 0 | 0 | 0 | 0 | 0
57 | Hazardous Area Rectification | Yes | Other | Replacement |  | 184799.2507 | 188200.4639 | 189820.0892 | 196460.5531 | 208248.1863 | 967528.5431
58 | Hazardous Areas Review | No | City Gates & Field Regs | Replacement |  | 0 | 0 | 0 | 0 | 0 | 0
59 | Heater upgrade - Laverton North CG | No | City Gates & Field Regs | Replacement |  | 0 | 0 | 0 | 0 | 0 | 0
60 | HMI upgrade to CLEAR SCADA at BCS, SCS and WCS & CG, Longford | Yes | Other | Replacement |  | 63255.33 | 64419.5386 | 64973.9236 | 67246.9021 | 71281.7163 | 331177.4105
61 | Iona CG Review | No | City Gates & Field Regs | Replacement |  | 0 | 0 | 0 | 0 | 0 | 0
62 | Iona CS - Inlet Pressure Reduction | No | Compressors | Replacement |  | 0 | 0 | 0 | 0 | 0 | 0
63 | Iona CS Automation replacement | Yes | Compressors | Replacement |  | 0 | 0 | 1251331.9281 | 0 | 0 | 1251331.9281
64 | Iona VFD Upgrade | No | Compressors | Replacement |  | 0 | 0 | 0 | 0 | 0 | 0
65 | IT Capex purchases (Laptops etc) | No | Other | Replacement |  | 0 | 0 | 0 | 0 | 0 | 0
66 | Line of Sight Vegetation - Melbourne Region | No | Other | Replacement |  | 0 | 0 | 0 | 0 | 0 | 0
67 | Line of Sight Vegetation - Otway Region | No | Other | Replacement |  | 0 | 0 | 0 | 0 | 0 | 0
68 | Lara Balistrade | No | Other | Replacement |  | 0 | 0 | 0 | 0 | 0 | 0
69 | Lara City Gate Control Hut Fire Suppression System | Yes | City Gates & Field Regs | Replacement |  | 0 | 0 | 0 | 0 | 95937.754 | 95937.754
70 | Lara SWP SCADA HM | No | Other | Replacement |  | 0 | 0 | 0 | 0 | 0 | 0
71 | Laser Scanner Sys | No | Other | Replacement |  | 0 | 0 | 0 | 0 | 0 | 0
72 | Leased Assets | No | Other | Replacement |  | 0 | 0 | 0 | 0 | 0 | 0
73 | L'ford GasAnalyser | No | City Gates & Field Regs | Replacement |  | 0 | 0 | 0 | 0 | 0 | 0
74 | L'ford Upg Flare | No | City Gates & Field Regs | Replacement |  | 0 | 0 | 0 | 0 | 0 | 0
75 | Lightning & Earth | No | Compressors | Replacement |  | 0 | 0 | 0 | 0 | 0 | 0
76 | Liquid management - Longford | No | City Gates & Field Regs | Replacement |  | 0 | 0 | 0 | 0 | 0 | 0
77 | Liquid Management - Pakenham | Yes | City Gates & Field Regs | Replacement |  | 0 | 0 | 0 | 173289.0242 | 0 | 173289.0242
78 | MCC Switchboard | No | Other | Replacement |  | 0 | 0 | 0 | 0 | 0 | 0
79 | Metering Inst.LCR | No | Other | Replacement |  | 0 | 0 | 0 | 0 | 0 | 0
80 | Not included as part of AA Capex Forecast | No | Other | Replacement |  | 0 | 0 | 0 | 0 | 0 | 0
81 | Odorant Dandenong Pump Upgrade 700 & 2800 kPa | No | Gas Quality | Replacement |  | 0 | 0 | 0 | 0 | 0 | 0
82 | Pipeline Integrity | No | Other | Replacement |  | 0 | 0 | 0 | 0 | 0 | 0
83 | Pakenham Unpiggables | No | Pipelines | Replacement |  | 0 | 0 | 0 | 0 | 0 | 0
84 | Pig Trap - Enclosure upgrade | No | City Gates & Field Regs | Replacement |  | 0 | 0 | 0 | 0 | 0 | 0
85 | Pig Trap - A Branch Valve on Pipeline 108 to Newport Install(124) | No | Pipelines | Replacement |  | 0 | 0 | 0 | 0 | 0 | 0
86 | Pig Trap - Dandenong to Princes Highway Pipeline Install (129) | No | City Gates & Field Regs | Replacement |  | 0 | 0 | 0 | 0 | 0 | 0
87 | Pig Trap - Keon Park Install | No | City Gates & Field Regs | Replacement |  | 0 | 0 | 0 | 0 | 0 | 0
88 | Pig Trap - Pipe Support Upgrade | No | City Gates & Field Regs | Replacement |  | 0 | 0 | 0 | 0 | 0 | 0
89 | Pig Trap - Princes Highway to Regent Street Pipeline Install(36) | No | City Gates & Field Regs | Replacement |  | 0 | 0 | 0 | 0 | 0 | 0
90 | Pig Trap - Somerton to Somerton Pipeline Install (238) | No | City Gates & Field Regs | Replacement |  | 0 | 0 | 0 | 0 | 0 | 0
91 | Pig Trap Installation James Street to Laverton Pipeline (253) | Yes | Pipelines | Replacement |  | 0 | 2003392.7828 | 221651.2973 | 0 | 0 | 2225044.08
92 | Pig Trap Installation Tyers to Maryvale Pipeline (67) | Yes | Pipelines | Replacement |  | 612406.5616 | 82997.8414 | 0 | 0 | 0 | 695404.403
93 | Pigging Program (T56 Brooklyn - Ballan) | No | Other | Replacement |  | 0 | 0 | 0 | 0 | 0 | 0
94 | Pigging Program (T59 Euro - Kyabram) | No | Other | Replacement |  | 0 | 0 | 0 | 0 | 0 | 0
95 | Pigging Program (T74 Keon Park - Wollert) | No | Other | Replacement |  | 0 | 0 | 0 | 0 | 0 | 0
96 | Pigging Program Inner Ring Main | Yes | Other | Replacement |  | 0 | 0 | 3746.9206 | 0 | 0 | 3746.9206
97 | Pigging Program T1 Morwell - Dandenong Pigging and Repair Program | Yes | Other | Replacement |  | 2063191.5185 | 1176102.4722 | 0 | 0 | 0 | 3239293.9906
98 | Pigging Program T108 Newport | Yes | Other | Replacement |  | 491961.6848 | 0 | 0 | 0 | 0 | 491961.6848
99 | Pigging Program T16 Dandenong – West Melbourne | Yes | Other | Replacement |  | 0 | 0 | 0 | 1520658.7185 | 0 | 1520658.7185
100 | Pigging Program T57 Ballan - Ballarat | Yes | Other | Replacement |  | 586341.0292 | 0 | 0 | 0 | 0 | 586341.0292
101 | Pigging Program T60 Longford -Dandenong | Yes | Other | Replacement |  | 0 | 0 | 0 | 0 | 2785521.7494 | 2785521.7494
102 | Pigging Program T61 Packenham - Wollert | Yes | Other | Replacement |  | 0 | 687139.9401 | 0 | 0 | 0 | 687139.9401
103 | Pigging Program T62 Derrimut - Sunbury | Yes | Other | Replacement |  | 442064.3921 | 0 | 0 | 0 | 0 | 442064.3921
104 | Pigging Program T63 Tyers - Morwell | Yes | Other | Replacement |  | 0 | 0 | 0 | 674465.237 | 0 | 674465.237
105 | Pigging Program T66-70 Mt Franklin -Kyneton - Bendigo | Yes | Other | Replacement |  | 0 | 620994.8782 | 0 | 0 | 0 | 620994.8782
106 | Pigging Program T75 Wandong - Kyneton | Yes | Other | Replacement |  | 0 | 550877.7292 | 0 | 0 | 0 | 550877.7292
107 | Pigging Program Tyres to Maryvale (67) | Yes | Other | Replacement |  | 397826.8568 | 0 | 0 | 0 | 0 | 397826.8568
108 | PIGGING T91 CURDIEVALE | No | Other | Replacement |  | 0 | 0 | 0 | 0 | 0 | 0
109 | Pipe Support replacement | Yes | Pipelines | Replacement |  | 171106.4991 | 174255.6985 | 175755.3172 | 181903.7541 | 192817.9793 | 895839.2483
110 | Poysties Rd CPU | No | Other | Replacement |  | 0 | 0 | 0 | 0 | 0 | 0
111 | Purchase and replacement of emergency fittings and Equipment | No | Other | Replacement |  | 0 | 0 | 0 | 0 | 0 | 0
112 | Regulator upgrade - Dandenong City Gate (exclude filters) | No | City Gates & Field Regs | Replacement |  | 0 | 0 | 0 | 0 | 0 | 0
113 | Regulator Upgrade - Lara pneumatic control system upgrade | Yes | City Gates & Field Regs | Replacement |  | 0 | 654744.9731 | 0 | 0 | 0 | 654744.9731
114 | Remote CP/critical drainage bond monitoring | Yes | Other | Replacement |  | 594943.3075 | 63921.0775 | 64471.1729 | 66726.5637 | 70730.1575 | 860792.2791
115 | REPL VENT DUCT IONA | No | Compressors | Replacement |  | 0 | 0 | 0 | 0 | 0 | 0
116 | RTU & Control System Upgrade - Facilities | No | Other | Replacement |  | 0 | 0 | 0 | 0 | 0 | 0
117 | RTU replacement | Yes | Other | Replacement |  | 147233.7573 | 149943.5811 | 151233.9733 | 156524.5816 | 165916.0565 | 770851.9499
118 | SCADA - Comms upgrade to IP network-VTS only | No | Other | Replacement |  | 0 | 0 | 0 | 0 | 0 | 0
119 | SCADA System Upgrade | No | Other | Replacement |  | 0 | 0 | 0 | 0 | 0 | 0
120 | SCS Vent Modifications | No | Other | Replacement |  | 0 | 0 | 0 | 0 | 0 | 0
121 | Security - High Risk sites security upgrade | No | Other | Replacement |  | 0 | 0 | 0 | 0 | 0 | 0
122 | Septic Tank | No | Other | Replacement |  | 0 | 0 | 0 | 0 | 0 | 0
123 | SMS - GIS & Aerial Photography | No | Pipelines | Replacement |  | 0 | 0 | 0 | 0 | 0 | 0
124 | Somerton Ink.Valv | No | Other | Replacement |  | 0 | 0 | 0 | 0 | 0 | 0
125 | Somerton Pig Trap | No | Pipelines | Replacement |  | 0 | 0 | 0 | 0 | 0 | 0
126 | Springhurst Valve | No | Compressors | Replacement |  | 0 | 0 | 0 | 0 | 0 | 0
127 | Spring't Oil Water | No | Other | Replacement |  | 0 | 0 | 0 | 0 | 0 | 0
128 | Stonehaven CS - now Winchelsea | No | Compressors | Expansion |  | 0 | 0 | 0 | 0 | 0 | 0
129 | Storage shed-Dandenong, Wollert & Springhurst | Yes | Buildings | Replacement |  | 0 | 635417.9325 | 640886.2451 | 663306.3271 | 0 | 1939610.5047
131 | T015 Oakleigh PigT | No | Pipelines | Replacement |  | 0 | 0 | 0 | 0 | 0 | 0
132 | T110 Snowy Unpiggable | No | Pipelines | Replacement |  | 0 | 0 | 0 | 0 | 0 | 0
133 | T33 non-piggable and encased sections (unknown technical solution) | Yes | Other | Replacement |  | 157555.9375 | 160455.74 | 161836.5984 | 167498.1176 | 0 | 647346.3935
134 | T67 PIG GUILDFORD | No | Other | Replacement |  | 0 | 0 | 0 | 0 | 0 | 0
135 | T92 & DDN3 RTU Upgrade | No | Other | Replacement |  | 0 | 0 | 0 | 0 | 0 | 0
136 | T99 B'wartha-C ILI | No | Other | Replacement |  | 0 | 0 | 0 | 0 | 0 | 0
137 | Turbine Overhauls | Yes | Compressors | Replacement |  | 0 | 0 | 0 | 1108782.0658 | 4205205.0144 | 5313987.0802
138 | Unibolt Enclosure Replacement | Yes | Other | Replacement |  | 46162.4375 | 47012.053 | 47416.6317 | 49075.4047 | 52019.929 | 241686.4558
139 | Unpiggable Pipeln | No | Pipelines | Replacement |  | 0 | 0 | 0 | 0 | 0 | 0
140 | Valve - Pipeline to LNG plant UV325 valve replacement and loading valve | No | City Gates & Field Regs | Replacement |  | 0 | 0 | 0 | 0 | 0 | 0
141 | Valve - Actuate MLV's in T1 areas | No | Pipelines | Replacement |  | 0 | 0 | 0 | 0 | 0 | 0
142 | Valve - Corio CG Un-regulated Bypass Upgrade | No | City Gates & Field Regs | Replacement |  | 0 | 0 | 0 | 0 | 0 | 0
143 | Valve - Longford to Dandenong LV10 Vent Stack | No | Pipelines | Replacement |  | 0 | 0 | 0 | 0 | 0 | 0
144 | Valve - UniBolt Phase 3 Replacement | No | City Gates & Field Regs | Replacement |  | 0 | 0 | 0 | 0 | 0 | 0
145 | VNIE Looping 6 to 8 | Yes | Pipelines | Expansion |  | 1643561.7378 | 0 | 0 | 0 | 0 | 1643561.7378
146 | VTS - BCS 8&9 COOLERS UPG (NEW | No | Compressors | Replacement |  | 0 | 0 | 0 | 0 | 0 | 0
147 | VTS - BCS LUBE OIL COOLER 8&9 | No | City Gates & Field Regs | Replacement |  | 0 | 0 | 0 | 0 | 0 | 0
148 | VTS - BKLYN 10&11 COOLER UPGDE | No | Compressors | Replacement |  | 0 | 0 | 0 | 0 | 0 | 0
149 | VTS - BROOKLYN FIRE SERVICE | No | Buildings | Replacement |  | 0 | 0 | 0 | 0 | 0 | 0
150 | VTS - EUROA CS NEW (PPOM) | No | Compressors | Replacement |  | 0 | 0 | 0 | 0 | 0 | 0
151 | VTS - MAOP UPGRADE CAPEX | No | City Gates & Field Regs | Replacement |  | 0 | 0 | 0 | 0 | 0 | 0
152 | VTS - MORWELL TYERS UPGRADE | No | City Gates & Field Regs | Replacement |  | 0 | 0 | 0 | 0 | 0 | 0
153 | VTS - SOMERTON PIG TRAP (FEED) | No | City Gates & Field Regs | Replacement |  | 0 | 0 | 0 | 0 | 0 | 0
154 | VTS - SUNBURY PIPE LOOP (NEW) | No | Pipelines | Replacement |  | 0 | 0 | 0 | 0 | 0 | 0
155 | VTS - WOLLERT 4 & 5 CAPEX | No | Compressors | Replacement |  | 0 | 0 | 0 | 0 | 0 | 0
156 | VTS.SIB99 WCS STN-A DISCHRG LQ | No | Other | Replacement |  | 0 | 0 | 0 | 0 | 0 | 0
157 | VTS16 SIB24 PIGTRAP T15 PRINC | No | City Gates & Field Regs | Replacement |  | 0 | 0 | 0 | 0 | 0 | 0
158 | VTS16.SIB22 PIG TRAP T64 NEWPO | No | Pipelines | Replacement |  | 0 | 0 | 0 | 0 | 0 | 0
159 | VTS16.SIB29 RTU UPGRADES FY16 | No | Other | Replacement |  | 0 | 0 | 0 | 0 | 0 | 0
160 | VTS16.SIB42 WOLL SOFT STARTERS | No | Other | Replacement |  | 0 | 0 | 0 | 0 | 0 | 0
161 | VTS17.SIB27 SCS CR EPS REMOVAL | No | Buildings | Replacement |  | 0 | 0 | 0 | 0 | 0 | 0
162 | VTS17.SIB30 DND EMERG ENTRANCE | No | Buildings | Replacement |  | 0 | 0 | 0 | 0 | 0 | 0
163 | WAN Upgrade (Satellite project) | Yes | Other | Replacement |  | 983165.1528 | 1001260.217 | 1009876.9142 | 1045205.3728 | 1107917.6952 | 5147425.3521
164 | Warragul Looping 6" (Southern Route) | Yes | Pipelines | Expansion |  | 5606269.4023 | 2114611.9536 | 0 | 0 | 0 | 7720881.3559
165 | Water bath inspections | No | Compressors | Replacement |  | 0 | 0 | 0 | 0 | 0 | 0
166 | Water bath inspections | No | City Gates & Field Regs | Replacement |  | 0 | 0 | 0 | 0 | 0 | 0
167 | Water bath inspections | No | Other | Replacement |  | 0 | 0 | 0 | 0 | 0 | 0
168 | Wichelsea Bi Direction and Brooklyn Reconfiguration | Yes | Compressors | Expansion |  | 560626.9402 | 0 | 0 | 0 | 0 | 560626.9402
169 | WCS SECURTY REVIEW | No | Other | Expansion |  | 0 | 0 | 0 | 0 | 0 | 0
170 | Wollert CS A/B Control Room Fire Suppression System | No | Compressors | Replacement |  | 0 | 0 | 0 | 0 | 0 | 0
171 | Wollert CS Emergency Lighting | No | Other | Replacement |  | 0 | 0 | 0 | 0 | 0 | 0
172 | Wollert CS Roof | No | Other | Replacement |  | 0 | 0 | 0 | 0 | 0 | 0
173 | WOLLERT CS/CG PLC HARDWARE UPGRADE | No | Pipelines | Replacement |  | 0 | 0 | 0 | 0 | 0 | 0
174 | Wollert MCC Room egress requirement | No | Other | Replacement |  | 0 | 0 | 0 | 0 | 0 | 0
175 | Wollert Ctrl.Sys | No | Compressors | Replacement |  | 0 | 0 | 0 | 0 | 0 | 0
176 | Wollert to Clonbinane Looping | No | Pipelines | Expansion |  | 0 | 0 | 0 | 0 | 0 | 0
177 | WORM (Pipeline) | Yes | Pipelines | Expansion |  | 23831658.5857 | 45179909.6069 | 60732239.0755 | 0 | 0 | 129743807.2681
178 | WORM (Compressor) | Yes | Compressors | Expansion |  | 0 | 0 | 0 | 0 | 0 | 0
179 | WORM (City Gates & Field Regs) | Yes | City Gates & Field Regs | Expansion |  | 0 | 0 | 0 | 0 | 0 | 0
180 | WORM (Buildings) | Yes | Buildings | Expansion |  | 0 | 0 | 0 | 0 | 0 | 0
181 | Zonal Chromatograph Upgrades | No | Gas Quality | Replacement |  | 0 | 0 | 0 | 0 | 0 | 0
182 | 57 Clunes Road | No | City Gates & Field Regs | Replacement |  | 0 | 0 | 0 | 0 | 0 | 0
183 | Share of corporate leased properties | No | Buildings | Replacement |  | 0 | 0 | 0 | 0 | 0 | 0
184 | Share of corporate leased properties | No | Other | Replacement |  | 0 | 0 | 0 | 0 | 0 | 0
185 | Share of corporate motor vehicles | No | Other | Replacement |  | 0 | 0 | 0 | 0 | 0 | 0
186 | Corporate Capex | No | Other | Replacement |  | 0 | 0 | 0 | 0 | 0 | 0
187 | Corporate Transformation and Technology | No | Other | Replacement |  | 0 | 0 | 0 | 0 | 0 | 0
188 | Corporate - Network Refresh & Capacity upgrade | No | Other | Replacement |  | 0 | 0 | 0 | 0 | 0 | 0
189 | Corporate - PPM Refresh | No | Other | Replacement |  | 0 | 0 | 0 | 0 | 0 | 0
190 | Corporate - Alarm rationalisation | No | Other | Replacement |  | 0 | 0 | 0 | 0 | 0 | 0
191 | Corporate - Applications | No | Other | Replacement |  | 0 | 0 | 0 | 0 | 0 | 0
192 | Corporate - Biztalk | No | Other | Replacement |  | 0 | 0 | 0 | 0 | 0 | 0
193 | Corporate - Compliance | No | Other | Replacement |  | 0 | 0 | 0 | 0 | 0 | 0
194 | Corporate - Corporate premises | No | Other | Replacement |  | 0 | 0 | 0 | 0 | 0 | 0
195 | Corporate - Cybersecurity | No | Other | Replacement |  | 0 | 0 | 0 | 0 | 0 | 0
196 | Corporate - Digital space projeect | No | Other | Replacement |  | 0 | 0 | 0 | 0 | 0 | 0
197 | Corporate - Digital workspace | No | Other | Replacement |  | 0 | 0 | 0 | 0 | 0 | 0
198 | Corporate - Energy components upgrade | No | Other | Replacement |  | 0 | 0 | 0 | 0 | 0 | 0
199 | Corporate - Engineering framework | No | Other | Replacement |  | 0 | 0 | 0 | 0 | 0 | 0
200 | Corporate - Enterprise Analytics Program | No | Other | Replacement |  | 0 | 0 | 0 | 0 | 0 | 0
201 | Corporate - Environment Data Improvement | No | Other | Replacement |  | 0 | 0 | 0 | 0 | 0 | 0
202 | Corporate - Finance systems (ie Oracle and Hyperion) | No | Other | Replacement |  | 0 | 0 | 0 | 0 | 0 | 0
203 | Corporate - Gas Harmonisation | No | Other | Replacement |  | 0 | 0 | 0 | 0 | 0 | 0
204 | Corporate - Grid | No | Other | Replacement |  | 0 | 0 | 0 | 0 | 0 | 0
205 | Corporate - Historian | No | Other | Replacement |  | 0 | 0 | 0 | 0 | 0 | 0
206 | Corporate - HR People Connect | No | Other | Replacement |  | 0 | 0 | 0 | 0 | 0 | 0
207 | Corporate - IOC | No | Other | Replacement |  | 0 | 0 | 0 | 0 | 0 | 0
208 | Corporate - IT purchases | No | Other | Replacement |  | 0 | 0 | 0 | 0 | 0 | 0
209 | Corporate - Major Projects | No | Other | Replacement |  | 0 | 0 | 0 | 0 | 0 | 0
210 | Corporate - Maximo enhancements | No | Other | Replacement |  | 0 | 0 | 0 | 0 | 0 | 0
211 | Corporate - Operational efficiencies | No | Other | Replacement |  | 0 | 0 | 0 | 0 | 0 | 0
212 | Corporate - Other info technology (e.g. Servers, software upgrades and sundry improvements) | No | Other | Replacement |  | 0 | 0 | 0 | 0 | 0 | 0
213 | Corporate - Phones and accessories | No | Other | Replacement |  | 0 | 0 | 0 | 0 | 0 | 0
214 | Corporate - Product Building Implementation | No | Other | Replacement |  | 0 | 0 | 0 | 0 | 0 | 0
215 | Corporate - RBI - Equipment assessments | No | Other | Replacement |  | 0 | 0 | 0 | 0 | 0 | 0
216 | Corporate - Scada | No | Other | Replacement |  | 0 | 0 | 0 | 0 | 0 | 0
217 | Corporate - Sharepoint | No | Other | Replacement |  | 0 | 0 | 0 | 0 | 0 | 0
218 | Corporate - Transmission EAM Data Management Tool | No | Other | Replacement |  | 0 | 0 | 0 | 0 | 0 | 0
219 | Corporate - X-info | No | Other | Replacement |  | 0 | 0 | 0 | 0 | 0 | 0
220 | Corporate Capex | No | Other | Replacement |  | 0 | 0 | 0 | 0 | 0 | 0
221 | Corporate Capex - HSE | No | Other | Replacement |  | 0 | 0 | 0 | 0 | 0 | 0
222 | Corporate Capex - Vehicle - Comms Systems | No | Other | Replacement |  | 0 | 0 | 0 | 0 | 0 | 0
223 | Corporate Capex -IDMT | No | Other | Replacement |  | 0 | 0 | 0 | 0 | 0 | 0
224 | Corporate Finance & IT | No | Other | Replacement |  | 0 | 0 | 0 | 0 | 0 | 0
225 | Corporate -HSE Initiatives | No | Other | Replacement |  | 0 | 0 | 0 | 0 | 0 | 0
226 | Corporate IT | No | Other | Replacement |  | 0 | 0 | 0 | 0 | 0 | 0
227 | Corporate Other | No | Other | Replacement |  | 0 | 0 | 0 | 0 | 0 | 0
228 | Suspense item | No | Other | Replacement |  | 0 | 0 | 0 | 0 | 0 | 0
229 | EPMO | No | Other | Replacement |  | 0 | 0 | 0 | 0 | 0 | 0
230 | Operational Technology | No | Other | Replacement |  | 0 | 0 | 0 | 0 | 0 | 0
231 | Information Technology | No | Other | Replacement |  | 0 | 0 | 0 | 0 | 0 | 0
232 | SoCI cyber | No | Other | Replacement |  | 0 | 0 | 0 | 0 | 0 | 0
233 | SoCI program | No | Other | Replacement |  | 0 | 0 | 0 | 0 | 0 | 0
234 | SoCI Physical security | No | Other | Replacement |  | 0 | 0 | 0 | 0 | 0 | 0
235 | Enterprise Content Management | No |  | Replacement |  | 0 | 0 | 0 | 0 | 0 | 0
236 | Victoria CRE | No |  | Replacement |  | 0 | 0 | 0 | 0 | 0 | 0
237 | APA Grid Energy Components Upgrade | No |  | Replacement |  | 0 | 0 | 0 | 0 | 0 | 0
238 | APA Grid Extend Program | Yes | Other | Replacement |  | 0 | 0 | 0 | 0 | 0 | 0
239 | APA Grid Services Initiatives Program | No |  | Replacement |  | 0 | 0 | 0 | 0 | 0 | 0
240 | Hyperion Upgrade to 11.1.2.4 | No |  | Replacement |  | 0 | 0 | 0 | 0 | 0 | 0
241 | BI - Transmission Dashboard and Enterprise Pilot | Yes | Other | Replacement |  | 0 | 0 | 0 | 0 | 0 | 0
242 | HR Systems Refresh | No |  | Replacement |  | 0 | 0 | 0 | 0 | 0 | 0
243 | Transmission EAM Data Management Tool | No |  | Replacement |  | 0 | 0 | 0 | 0 | 0 | 0
244 | SharePoint Upgrade | Yes | Other | Replacement |  | 0 | 0 | 0 | 0 | 0 | 0
245 | eForm Digitisation | Yes | Other | Replacement |  | 0 | 0 | 0 | 0 | 0 | 0
246 | Historian Upgrade - version 2012 to 2015 | No |  | Replacement |  | 0 | 0 | 0 | 0 | 0 | 0
247 | Hazardous Area Platform | Yes | Other | Replacement |  | 0 | 0 | 0 | 0 | 0 | 0
248 | PPM Refresh | Yes | Other | Replacement |  | 0 | 0 | 0 | 0 | 0 | 0
249 | BizTalk Upgrade FY2018 | Yes | Other | Replacement |  | 0 | 0 | 0 | 0 | 0 | 0
250 | Automated Testing Tool | Yes | Other | Replacement |  | 0 | 0 | 0 | 0 | 0 | 0
251 | Code Management Software | Yes | Other | Replacement |  | 0 | 0 | 0 | 0 | 0 | 0
252 | CRM Upgrade | Yes | Other | Replacement |  | 0 | 0 | 0 | 0 | 0 | 0
253 | X-Info Aware Version 2 | Yes | Other | Replacement |  | 0 | 0 | 0 | 0 | 0 | 0
254 | Supplier Qualification and Compliance | Yes | Other | Replacement |  | 0 | 0 | 0 | 0 | 0 | 0
255 | Oracle eBS Upgrade to 12.2 | Yes | Other | Replacement |  | 0 | 0 | 0 | 0 | 0 | 0
256 | BizTalk System Upgrade 2020 | Yes | Other | Replacement |  | 0 | 0 | 0 | 0 | 0 | 0
257 | Applications Renewal | Yes | Other | Replacement |  | 0 | 0 | 0 | 0 | 0 | 0
258 | Infrastructure Renewal | Yes | Other | Replacement |  | 0 | 0 | 0 | 0 | 0 | 0
259 | Dandenong Relocation | No |  | Replacement |  | 0 | 0 | 0 | 0 | 0 | 0
260 | All CS buffer Air shutoff system for all compressors | Yes | Compressors | Replacement |  | 0 | 0 | 0 | 0 | 0 | 0
261 | WCS A Process Safety | Yes | Compressors | Replacement |  | 0 | 0 | 0 | 0 | 0 | 0
262 | Longford Odorant Pump Power Gas Upgrade | Yes | Odourant Plants | Replacement |  | 0 | 0 | 0 | 0 | 0 | 0
263 | GCS compressor unit vent valves & actuators replacement | Yes | Compressors | Replacement |  | 0 | 0 | 0 | 0 | 0 | 0
264 | GCS unit discharge and station manifold check valves replacement | Yes | Compressors | Replacement |  | 0 | 0 | 0 | 0 | 0 | 0
265 | GCS Decomm & removal of turbine oil reservoir & auto fill system | Yes | Compressors | Replacement |  | 0 | 0 | 0 | 0 | 0 | 0
266 | BCS Instrument Air reliability upgrade | Yes | Compressors | Replacement |  | 0 | 0 | 0 | 0 | 0 | 0
267 | Iona CS aftercooler augmentation | Yes | Compressors | Replacement |  | 0 | 0 | 0 | 0 | 0 | 0
268 | Wollert CG Instrument Air Conversion | Yes | City Gates & Field Regs | Replacement |  | 0 | 0 | 0 | 0 | 0 | 0
269 | Pit installation on LV03 bypass valves on T33 | Yes | Pipelines | Replacement |  | 0 | 0 | 0 | 0 | 0 | 0
270 | Dandenong water supply & fire main modification | Yes | Buildings | Replacement |  | 0 | 0 | 0 | 0 | 0 | 0
271 | Positioner Replacement | Yes | Other | Replacement |  | 0 | 0 | 0 | 0 | 0 | 0
272 | VTS Safety Management Study aerial photography | Yes | Other | Replacement |  | 0 | 0 | 0 | 0 | 0 | 0
273 | WOP Safety Measures for High Consequence areas-(urban growth, fracture control) | Yes | Pipelines | Replacement |  | 0 | 0 | 0 | 0 | 0 | 0
274 | ILP Safety Measures for High Consequence areas-(urban growth, fracture control) | Yes | Pipelines | Replacement |  | 0 | 0 | 0 | 0 | 0 | 0
275 | Iona CS Control Room and Unit Enclosure Fire Suppression System | Yes | Compressors | Replacement |  | 0 | 0 | 0 | 0 | 0 | 0
276 | Emergency- BA escape sets | Yes | Other | Replacement |  | 0 | 0 | 0 | 0 | 0 | 0
277 | Emergency- Response Equipment | Yes | Other | Replacement |  | 0 | 0 | 0 | 0 | 0 | 0
278 | Emergency- Spark Proof tools | Yes | Other | Replacement |  | 0 | 0 | 0 | 0 | 0 | 0
279 | Emergency - fully equipped caravan | Yes | Other | Replacement |  | 0 | 0 | 0 | 0 | 0 | 0
280 | Emergency diesel fuel storage | Yes | Other | Replacement |  | 0 | 0 | 0 | 0 | 0 | 0
281 | Vent stack for CL600 & 900 pipeline | Yes | Pipelines | Replacement |  | 0 | 0 | 0 | 0 | 0 | 0
282 | BCG Un-regulated Bypass Upgrade | Yes | City Gates & Field Regs | Replacement |  | 0 | 0 | 0 | 0 | 0 | 0
283 | Security - Physical | Yes | Buildings | Replacement |  | 0 | 0 | 0 | 0 | 0 | 0
284 | Equipment - Gas Detectors | Yes | Other | Replacement |  | 0 | 0 | 0 | 0 | 0 | 0
285 | Pigging Program T33 South Melbourne – Brooklyn | Yes | Other | Replacement |  | 0 | 0 | 0 | 0 | 0 | 0
286 | Pigging Program T24 Brooklyn - Corio | Yes | Other | Replacement |  | 0 | 0 | 0 | 0 | 0 | 0
287 | Pigging Program T70 Ballan – Bendigo | Yes | Other | Replacement |  | 0 | 0 | 0 | 0 | 0 | 0
288 | Pigging Program T60 Longford – Tyers | Yes | Other | Replacement |  | 0 | 0 | 0 | 0 | 0 | 0
289 | Pigging Program T96 & T98 Chiltern- Rutherglen – Koonoomoo | Yes | Other | Replacement |  | 0 | 0 | 0 | 0 | 0 | 0
290 | Pigging Program T118 Trugannina-Plumpton | Yes | Other | Replacement |  | 0 | 0 | 0 | 0 | 0 | 0
291 | Pigging Program James Street to Laverton Pipeline (253) | Yes | Other | Replacement |  | 0 | 0 | 0 | 0 | 0 | 0
292 | Liquid Management - Brooklyn | Yes | City Gates & Field Regs | Replacement |  | 0 | 0 | 0 | 0 | 0 | 0
293 | BCS Unit 12 Inlet Filter Replacement/Augmentation | Yes | Compressors | Replacement |  | 0 | 0 | 0 | 0 | 0 | 0
294 | Coogee decommissioning | No |  | Replacement |  | 0 | 0 | 0 | 0 | 0 | 0
295 | Compressor Type B Compliance | Yes | Compressors | Replacement |  | 0 | 0 | 0 | 0 | 0 | 0
296 | Morwell-Dandenong Fatigue Crack Detection from High Loads | Yes | Pipelines | Replacement |  | 0 | 0 | 0 | 0 | 0 | 0
297 | Winchelsea Compressor Unit 2 | No | Compressors | Expansion |  | 0 | 0 | 0 | 0 | 0 | 0
298 | Low Value Preventative & Reactive Maintenance | No | Other | Replacement |  | 0 | 0 | 0 | 0 | 0 | 0
299 | T24 Brooklyn - Corio | No | Pipelines | Replacement |  | 0 | 0 | 0 | 0 | 0 | 0
300 | Corporate - Finance - ERP | No | Other | Replacement |  | 0 | 0 | 0 | 0 | 0 | 0
301 | Corporate - EPMO | No | Other | Replacement |  | 0 | 0 | 0 | 0 | 0 | 0
302 | Corporate - Learning Management System | No | Other | Replacement |  | 0 | 0 | 0 | 0 | 0 | 0
303 | Pigging Program T96 & T98 Chiltern- Rutherglen – Koonoomoo | No | Other | Replacement |  | 0 | 0 | 0 | 0 | 0 | 0
304 | WollertCS/CG PLC | No | Other | Replacement |  | 0 | 0 | 0 | 0 | 0 | 0
305 | AEMO IP Comms.UPG | No | Other | Replacement |  | 0 | 0 | 0 | 0 | 0 | 0
306 | T64 4Digs | No | Other | Replacement |  | 0 | 0 | 0 | 0 | 0 | 0
0 | 0 | 0 | 0 | Replacement |  | 0 | 0 | 0 | 0 | 0 | 0
0 | 0 | 0 | 0 | Replacement |  | 0 | 0 | 0 | 0 | 0 | 0
0 | 0 | 0 | 0 | Replacement |  | 0 | 0 | 0 | 0 | 0 | 0
0 | 0 | 0 | 0 | Replacement |  | 0 | 0 | 0 | 0 | 0 | 0

## 4.1 Calc│Hist Incurred ($nom)
|  |  |  | Check | TRUE | TRUE | TRUE | TRUE | TRUE
4.1 Calc│Hist Incurred ($nom)
Capex # | Project Name | Class | Category |  | 2018 | 2019 | 2020 | 2021 | 2022 | Total
1 | Actuate MLV's in T1 areas | Pipelines | Replacement |  | 53252.4 | 334377.21 | 760139.9 | 1034349.71 | 1598494.71 | 3780613.93
2 | AGL SomertonT102 | Other | Replacement |  | 0 | 0 | 0 | 15969.62 | 37015.65 | 52985.27
3 | Albury Vac.Trailer | Other | Non-System |  | 0 | 0 | 43600 | 0 | 0 | 43600
4 | Angelsea Pipeline (Western Route) | Pipelines | Expansion |  | 0 | 47918.1 | 0 | -47918.1 | 0 | 0
5 | AS 2885 Design Life reviews of Facilities&Pipelines | City Gates & Field Regs | Replacement |  | 0 | 0 | 0 | 0 | 0 | 0
6 | Asbestos removal and replacement | Other | Non-System |  | 0 | 0 | 0 | 104288.51 | 0 | 104288.51
7 | Battery Charger Upgrades | Other | Replacement |  | 0 | 0 | 0 | 0 | 0 | 0
8 | Battery replacement | Other | Replacement |  | 66767.76 | 620490.14 | 186558.31 | 263616.25 | 141287.89 | 1278720.35
9 | Bay St Unichema | Pipelines | Replacement |  | 0 | 0 | 52189.09 | 111609.14 | 1575296.87 | 1739095.1
10 | BCS Admin Board Upgrade | Buildings | Non-System |  | 0 | 0 | 0 | 0 | 0 | 0
11 | BCS Administration Building Distribution Board Upgrade | Compressors | Non-System |  | 0 | 0 | 0 | 0 | 0 | 0
12 | BCS Control Room Fire Suppression System | Compressors | Non-System |  | 104547.95 | 0 | 0 | 0 | 0 | 104547.95
13 | BCS DEA Upgrade | Compressors | Replacement |  | 0 | 0 | 0 | 0 | 0 | 0
14 | BCS Emergency Lighting | Other | Replacement |  | 0 | 0 | 0 | 0 | 0 | 0
15 | BCS MCC Room Fire Suppression System | Compressors | Replacement |  | 0 | 16138.42 | 631355.72 | 1633367.06 | 461546.34 | 2742407.54
16 | BCS ROOF REPAIR | Other | Non-System |  | 0 | 0 | 0 | 0 | 0 | 0
17 | BCS Safety and Process Control System and RTU Upgrade | Compressors | Replacement |  | 0 | 0 | 0 | 0 | 0 | 0
18 | BCS Station Isolation and Loading Valves | Compressors | Replacement |  | 0 | 0 | 0 | 0 | 0 | 0
19 | BCS Unit 10 & 11 Cooler Upgrade | Compressors | Replacement |  | 0 | 0 | 0 | 0 | 0 | 0
20 | Bellows UPG | Compressors | Replacement |  | 42836.06 | 83419.06 | 0 | 0 | 0 | 126255.12
21 | BKLYN RiskPipe MOD | Other | Replacement |  | 0 | 0 | 22784.34 | 13341 | 0 | 36125.34
22 | BLP Safety Measures for High Consequence areas-(urban growth, fracture control) | Pipelines | Replacement |  | 193441.56 | 11609 | 18055.9 | 1531 | 0 | 224637.46
23 | Brooklyn Compressor Station | Compressors | Replacement |  | 6198.76 | 511709.19 | 868673.77 | 973519.73 | 340089.84 | 2700191.29
24 | Brooklyn Compressor Station | City Gates & Field Regs | Non-Network |  | 0 | 0 | 0 | 0 | 0 | 0
25 | Brooklyn Kitchen | Other | Non-System |  | 0 | 43561 | 0.01 | 0 | 0 | 43561.01
26 | Chiltern M.Bypass | City Gates & Field Regs | Replacement |  | 0 | 9731.85 | 46778.2 | 0 | 45000 | 101510.05
27 | Compressor lagging and pipe coating replacement (expand to GCS, Springhurst/BCS12/WCS A/WCS B, Euroa) | Compressors | Replacement |  | 0 | 0 | 0 | 0 | 0 | 0
28 | Compressor Station Vent Stack Upgrade (BCS, WCS, GCS, SCS) | Compressors | Replacement |  | 213.5 | 29334.38 | 26057.54 | 0 | 680000 | 735605.42
29 | Control Valve Positioner Replacement | City Gates & Field Regs | Replacement |  | 0 | 0 | 0 | 0 | 677006.58 | 677006.58
30 | Coogee Unpiggable | Pipelines | Replacement |  | 0 | 0 | 11611.2 | 124990.87 | 358736.41 | 495338.48
31 | CP - Cathodic Protection Replacement | Pipelines | Replacement |  | 29776 | 0 | 0 | 0 | 0 | 29776
32 | CP - Cathodic Protection Replacement | Other | Replacement |  | 230502.07 | 186904.78 | 3076.91 | 181096.7681 | 238273.3531 | 839853.8812
33 | CP - Cathodic Protection Replacement | City Gates & Field Regs | Replacement |  | 0 | 0 | 59689.8 | 70124.09 | 0 | 129813.89
34 | CP - Corrosion Protection Testing Equipment | Other | Replacement |  | 0 | 0 | 0 | 0 | 0 | 0
35 | CS Type B compliance upgrade | Compressors | Replacement |  | 1733 | 0 | 0 | 0 | 0 | 1733
36 | Culcairn Injection Gas Quality equipment | Gas Quality | Replacement |  | 0 | 0 | 2532.6 | 928966.47 | 675093.48 | 1606592.55
37 | Dandenong Complex asbestos removal | Buildings | Non-System |  | 0 | 0 | 0 | 0 | 0 | 0
38 | Dandenong LNG Isolation Valve Upgrade | Pipelines | Replacement |  | 119195.53 | 547360.2 | 0 | 0 | 0 | 666555.73
39 | Dandenong Office Purchases | Other | Non-System |  | 0 | 0 | 0 | 0 | 0 | 0
40 | Dandenong refurbishment | Buildings | Non-System |  | 384864.3422 | 5028276.6188 | 3306013.7748 | 1193894.6984 | -25933.1115 | 9887116.3227
41 | Dandenong Site - Storage shed | Buildings | Non-System |  | 0 | 0 | 0 | 0 | 0 | 0
42 | Dandenong site fire mains replacement | Buildings | Non-System |  | 45116.3775 | 895972.9962 | 5036.8196 | 0 | 0 | 946126.1933
43 | Emergency - refurbish and re-testing of pipes | Other | Replacement |  | 0 | 0 | -400 | 400 | 0 | 0
44 | Emergency Response Equipment | Other | Replacement |  | 72171.77 | -498434.57 | -43630.1 | 0 | 0 | -469892.9
45 | Equipment - Field Equipment | Other | Non-System |  | 0 | 0 | 0 | 0 | 0 | 0
46 | Equipment - Victorian low value pool purchases | Other | Non-System |  | 176589.5408 | 563621.5503 | 139245.282 | 231236.81 | 82915.18 | 1193608.3631
47 | Facilities Communication Systems Upgrade | Other | Replacement |  | 0 | 0 | 0 | 0 | 0 | 0
48 | GCS Anti-Surge & Fast-Stop Valves Upgrade | Compressors | Replacement |  | 323988.02 | 0 | 0 | 0 | 0 | 323988.02
49 | GCS Control Room and Unit Enclosure 1,2,3&4 Fire Suppression System | Compressors | Replacement |  | -44.5 | 0 | 0 | 0 | 0 | -44.5
50 | GCS Emergency Lighting Upgrade | Other | Replacement |  | 0 | 0 | 0 | 0 | 0 | 0
51 | GCS GEA Fuel Gas Upgrade | Compressors | Replacement |  | 0 | 0 | 0 | 0 | 0 | 0
52 | GCS Station Valve Upgrade | Compressors | Replacement |  | 0 | 0 | 0 | 0 | 0 | 0
53 | GCS Units 1,2,3&4 Suction/Discharge Actuated Valve Replacement | Compressors | Replacement |  | -3695.2 | 0 | 0 | 0 | 0 | -3695.2
54 | Gippsland LED Upg. | Other | Non-System |  | 0 | 0 | 0 | 32630.45 | 0 | 32630.45
55 | Gooding Ctrl.Syst | Compressors | Replacement |  | 0 | 0 | 19204.1 | 0 | 60795.9 | 80000
56 | Hamilton CG Valve | City Gates & Field Regs | Replacement |  | 22766.25 | 790223.03 | 13628.32 | 0 | 0 | 826617.6
57 | Hazardous Area Rectification | Other | Replacement |  | 68505.52 | 24026.6 | 26285.5 | 219779.44 | 914515.09 | 1253112.15
58 | Hazardous Areas Review | City Gates & Field Regs | Replacement |  | 0 | 0 | 0 | 0 | 0 | 0
59 | Heater upgrade - Laverton North CG | City Gates & Field Regs | Replacement |  | 0 | 0 | 0 | 0 | 0 | 0
60 | HMI upgrade to CLEAR SCADA at BCS, SCS and WCS & CG, Longford | Other | Non-System |  | 0 | 0 | 173058.17 | -49974.19 | 91775.19 | 214859.17
61 | Iona CG Review | City Gates & Field Regs | Replacement |  | 369.6 | 19803.93 | 180366.52 | 1279472.73 | 572916.23 | 2052929.01
62 | Iona CS - Inlet Pressure Reduction | Compressors | Replacement |  | 0 | 0 | 0 | 0 | 0 | 0
63 | Iona CS Automation replacement | Compressors | Replacement |  | 198 | 23697.25 | 0.01 | 33837.5 | 1013905.17 | 1071637.93
64 | Iona VFD Upgrade | Compressors | Replacement |  | 0 | 0 | 3891.2 | 5479.13 | 0 | 9370.33
65 | IT Capex purchases (Laptops etc) | Other | Non-System |  | 0 | 0 | 0 | 0 | 0 | 0
66 | Line of Sight Vegetation - Melbourne Region | Other | Replacement |  | 0 | 0 | 0 | 0 | 0 | 0
67 | Line of Sight Vegetation - Otway Region | Other | Replacement |  | 0 | 0 | 0 | 0 | 0 | 0
68 | Lara Balistrade | Other | Non-System |  | 0 | 113716.3 | 148039.06 | -9173.64 | 0 | 252581.72
69 | Lara City Gate Control Hut Fire Suppression System | City Gates & Field Regs | Replacement |  | 0 | 6425 | 81750.97 | -586.8 | 0 | 87589.17
70 | Lara SWP SCADA HM | Other | Non-System |  | 0 | 0 | 96506.86 | 0 | 0 | 96506.86
71 | Laser Scanner Sys | Other | Non-System |  | 0 | 152874.76 | 0 | 0 | 0 | 152874.76
72 | Leased Assets | Other | Non-System |  | 0 | 163298.69 | 212246.17 | 173.09 | 0 | 375717.95
73 | L'ford GasAnalyser | City Gates & Field Regs | Replacement |  | 0 | 0 | 1927.18 | 40247.81 | 15000 | 57174.99
74 | L'ford Upg Flare | City Gates & Field Regs | Replacement |  | 9020.13 | 248011.12 | 258278.34 | -832.02 | 0 | 514477.57
75 | Lightning & Earth | Compressors | Replacement |  | 0 | 12681.35 | 279398.69 | 82086.66 | 0 | 374166.7
76 | Liquid management - Longford | City Gates & Field Regs | Replacement |  | 0 | 0 | 0 | 0 | 0 | 0
77 | Liquid Management - Pakenham | City Gates & Field Regs | Replacement |  | 45712.92 | 0 | 0 | -45712.92 | 238178 | 238178
78 | MCC Switchboard | Other | Replacement |  | 0 | 0 | 0 | 9116.81 | 133890.85 | 143007.66
79 | Metering Inst.LCR | Other | Non-System |  | 0 | 42208.62 | 0.01 | 0 | 0 | 42208.63
80 | Not included as part of AA Capex Forecast | Other | Replacement |  | 26414.07 | -26414.07 | 0 | 0 | 0 | 0
81 | Odorant Dandenong Pump Upgrade 700 & 2800 kPa | Gas Quality | Replacement |  | 0 | 0 | 0 | 0 | 0 | 0
82 | Pipeline Integrity | Other | Replacement |  | 0 | 0 | 0 | 0 | 0 | 0
83 | Pakenham Unpiggables | Pipelines | Replacement |  | 0 | 0 | 31844.4 | 245350.76 | 1172195.86 | 1449391.02
84 | Pig Trap - Enclosure upgrade | City Gates & Field Regs | Replacement |  | 2728.88 | 0 | 0 | 0 | 0 | 2728.88
85 | Pig Trap - A Branch Valve on Pipeline 108 to Newport Install(124) | Pipelines | Replacement |  | 4958.66 | 0 | -413852.29 | 0 | 0 | -408893.63
86 | Pig Trap - Dandenong to Princes Highway Pipeline Install (129) | City Gates & Field Regs | Replacement |  | -289.49 | 0 | 0 | 0 | 0 | -289.49
87 | Pig Trap - Keon Park Install | City Gates & Field Regs | Replacement |  | 0 | 0 | 0 | 0 | 0 | 0
88 | Pig Trap - Pipe Support Upgrade | City Gates & Field Regs | Replacement |  | 0 | 0 | 0 | 0 | 0 | 0
89 | Pig Trap - Princes Highway to Regent Street Pipeline Install(36) | City Gates & Field Regs | Replacement |  | 0 | 0 | 0 | 0 | 0 | 0
90 | Pig Trap - Somerton to Somerton Pipeline Install (238) | City Gates & Field Regs | Replacement |  | 0 | 0 | 0 | 0 | 0 | 0
91 | Pig Trap Installation James Street to Laverton Pipeline (253) | Pipelines | Replacement |  | 57472.89 | 181735.73 | 2545730.68 | 5364945.12 | 1948.67 | 8151833.09
92 | Pig Trap Installation Tyers to Maryvale Pipeline (67) | Pipelines | Replacement |  | 8321 | 68487.27 | 219425.74 | 374519.02 | 1644999.44 | 2315752.47
93 | Pigging Program (T56 Brooklyn - Ballan) | Other | Replacement |  | 160394.27 | 36705.23 | 0 | 0 | 0 | 197099.5
94 | Pigging Program (T59 Euro - Kyabram) | Other | Replacement |  | 254265.99 | 31984.59 | 246444.89 | 0 | 0 | 532695.47
95 | Pigging Program (T74 Keon Park - Wollert) | Other | Replacement |  | 0 | 0 | 0 | 0 | 0 | 0
96 | Pigging Program Inner Ring Main | Other | Replacement |  | 0 | 0 | 72706.7 | 394544.32 | 43100 | 510351.02
97 | Pigging Program T1 Morwell - Dandenong Pigging and Repair Program | Other | Replacement |  | 524198.57 | 298933.85 | 1405052.81 | 2448317.26 | 2079847.65 | 6756350.14
98 | Pigging Program T108 Newport | Other | Replacement |  | 0 | 0 | 0 | 966605.13 | 0 | 966605.13
99 | Pigging Program T16 Dandenong – West Melbourne | Other | Replacement |  | 93768.49 | 0 | 0 | 0 | 0 | 93768.49
100 | Pigging Program T57 Ballan - Ballarat | Other | Replacement |  | 109864.55 | 323023.38 | 53085.14 | 0.01 | 0 | 485973.08
101 | Pigging Program T60 Longford -Dandenong | Other | Replacement |  | 0 | 0 | 0 | 326006.23 | 2328483.6 | 2654489.83
102 | Pigging Program T61 Packenham - Wollert | Other | Replacement |  | 442925.87 | 2625542.78 | 1551461.65 | 702981.22 | 63019.83 | 5385931.35
103 | Pigging Program T62 Derrimut - Sunbury | Other | Replacement |  | 0 | 220565.06 | 1245.02 | 0 | 0 | 221810.08
104 | Pigging Program T63 Tyers - Morwell | Other | Replacement |  | 0 | 0 | 0 | 911934.87 | 152747.43 | 1064682.3
105 | Pigging Program T66-70 Mt Franklin -Kyneton - Bendigo | Other | Replacement |  | 0 | 3312 | 571461.6 | 4347.2 | 0 | 579120.8
106 | Pigging Program T75 Wandong - Kyneton | Other | Replacement |  | 0 | 0 | 0 | 606840.77 | 1615412.54 | 2222253.31
107 | Pigging Program Tyres to Maryvale (67) | Other | Replacement |  | 0 | 0 | 0 | 0 | 0 | 0
108 | PIGGING T91 CURDIEVALE | Other | Replacement |  | 0 | 0 | 0 | 0 | 0 | 0
109 | Pipe Support replacement | Pipelines | Replacement |  | 24938.92 | 43.98 | 0 | 0 | 0 | 24982.9
110 | Poysties Rd CPU | Other | Replacement |  | 0 | 0 | 28590.05 | 0 | 0 | 28590.05
111 | Purchase and replacement of emergency fittings and Equipment | Other | Replacement |  | 0 | 0 | 0 | 0 | 0 | 0
112 | Regulator upgrade - Dandenong City Gate (exclude filters) | City Gates & Field Regs | Replacement |  | 0 | 0 | 0 | 0 | 0 | 0
113 | Regulator Upgrade - Lara pneumatic control system upgrade | City Gates & Field Regs | Replacement |  | 0 | 104922.2 | 917627.27 | -18.74 | 20000 | 1042530.73
114 | Remote CP/critical drainage bond monitoring | Other | Replacement |  | 210736.29 | -78845.87 | 346651.43 | 97094 | 0 | 575635.85
115 | REPL VENT DUCT IONA | Compressors | Replacement |  | 3280.62 | 0 | 0 | 0 | 0 | 3280.62
116 | RTU & Control System Upgrade - Facilities | Other | Replacement |  | 0 | 0 | 0 | 0 | 0 | 0
117 | RTU replacement | Other | Replacement |  | 59887.31 | 10893.5 | 48925.51 | -2787.17 | 0 | 116919.15
118 | SCADA - Comms upgrade to IP network-VTS only | Other | Non-System |  | 1813763.93 | -428788.56 | 10311.72 | 0 | 0 | 1395287.09
119 | SCADA System Upgrade | Other | Non-System |  | 1050962.5 | 249831.06 | 0 | 0 | 0 | 1300793.56
120 | SCS Vent Modifications | Other | Replacement |  | 0 | 0 | 0 | 0 | 0 | 0
121 | Security - High Risk sites security upgrade | Other | Replacement |  | 0 | 0 | 0 | 0 | 0 | 0
122 | Septic Tank | Other | Non-System |  | 0 | 0 | 36691.5 | 0 | 0 | 36691.5
123 | SMS - GIS & Aerial Photography | Pipelines | Replacement |  | 0 | 0 | 0 | 0 | 0 | 0
124 | Somerton Ink.Valv | Other | Non-System |  | 0 | 3055.6 | -3055.6 | 0 | 0 | 0
125 | Somerton Pig Trap | Pipelines | Replacement |  | 0 | 144423.3 | 76259.96 | 110568.59 | 9056 | 340307.85
126 | Springhurst Valve | Compressors | Replacement |  | 0 | 2585.4 | 196 | 1219.2 | -4000.6 | 0
127 | Spring't Oil Water | Other | Non-System |  | 0 | 0 | 0 | 47883 | 0 | 47883
128 | Stonehaven CS - now Winchelsea | Compressors | Expansion |  | 0 | -1663.93 | 345.3 | 1318.63 | 0 | 0
129 | Storage shed-Dandenong, Wollert & Springhurst | Buildings | Non-System |  | 0 | 0 | 0 | 159580.7 | 298922.25 | 458502.95
130 | SWP_570 |  |  |  | 0 | 0 | 0 | 0 | 0 | 0
131 | T015 Oakleigh PigT | Pipelines | Replacement |  | 0 | 64948.25 | 49142.69 | 254097.53 | 1404804.39 | 1772992.86
132 | T110 Snowy Unpiggable | Pipelines | Replacement |  | 0 | 109353.44 | 405017.24 | 1375224.5 | 2852300.67 | 4741895.85
133 | T33 non-piggable and encased sections (unknown technical solution) | Other | Replacement |  | 888422.28 | 5679893.36 | 1206117.99 | 2250354.24 | 0 | 10024787.87
134 | T67 PIG GUILDFORD | Other | Replacement |  | 166992.1 | 71474.67 | 0 | 0 | 0 | 238466.77
135 | T92 & DDN3 RTU Upgrade | Other | Replacement |  | 0 | 0 | 0 | 0 | 0 | 0
136 | T99 B'wartha-C ILI | Other | Replacement |  | 0 | 0 | 0 | 698291.58 | 170761.28 | 869052.86
137 | Turbine Overhauls | Compressors | Replacement |  | 0 | 423586.22 | 353939.78 | 2723473 | 1786828.34 | 5287827.34
138 | Unibolt Enclosure Replacement | Other | Replacement |  | 0 | 0 | 0 | 0 | 0 | 0
139 | Unpiggable Pipeln | Pipelines | Replacement |  | 24048.09 | 196073.52 | -220121.59 | 0 | 0 | 0.02
140 | Valve - Pipeline to LNG plant UV325 valve replacement and loading valve | City Gates & Field Regs | Replacement |  | 0 | 0 | 0 | 0 | 0 | 0
141 | Valve - Actuate MLV's in T1 areas | Pipelines | Replacement |  | 1200 | 0 | 0 | 0 | 0 | 1200
142 | Valve - Corio CG Un-regulated Bypass Upgrade | City Gates & Field Regs | Replacement |  | 0 | 0 | 0 | 0 | 0 | 0
143 | Valve - Longford to Dandenong LV10 Vent Stack | Pipelines | Replacement |  | 0 | 0 | 0 | 0 | 0 | 0
144 | Valve - UniBolt Phase 3 Replacement | City Gates & Field Regs | Replacement |  | 0 | 0 | 0 | 0 | 0 | 0
145 | VNIE Looping 6 to 8 | Pipelines | Expansion |  | 8699188.67 | 1780686.2015 | 1368180.2895 | 183407.3518 | 10952.43 | 12042414.9428
146 | VTS - BCS 8&9 COOLERS UPG (NEW | Compressors | Replacement |  | 0 | 0 | 0 | 0 | 0 | 0
147 | VTS - BCS LUBE OIL COOLER 8&9 | City Gates & Field Regs | Replacement |  | 0 | 0 | 0 | 0 | 0 | 0
148 | VTS - BKLYN 10&11 COOLER UPGDE | Compressors | Replacement |  | 0 | 0 | 0 | 0 | 0 | 0
149 | VTS - BROOKLYN FIRE SERVICE | Buildings | Non-System |  | 0 | 0 | 0 | 0 | 0 | 0
150 | VTS - EUROA CS NEW (PPOM) | Compressors | Replacement |  | 0 | 0 | 0 | 0 | 0 | 0
151 | VTS - MAOP UPGRADE CAPEX | City Gates & Field Regs | Replacement |  | 0 | 0 | 0 | 0 | 0 | 0
152 | VTS - MORWELL TYERS UPGRADE | City Gates & Field Regs | Replacement |  | 0 | 0 | 0 | 0 | 0 | 0
153 | VTS - SOMERTON PIG TRAP (FEED) | City Gates & Field Regs | Replacement |  | 0 | 0 | 0 | 0 | 0 | 0
154 | VTS - SUNBURY PIPE LOOP (NEW) | Pipelines | Replacement |  | 0 | 0 | 0 | 0 | 0 | 0
155 | VTS - WOLLERT 4 & 5 CAPEX | Compressors | Replacement |  | 0 | 0 | 0 | 0 | 0 | 0
156 | VTS.SIB99 WCS STN-A DISCHRG LQ | Other | Replacement |  | 0 | 0 | 0 | -224626.8 | 0 | -224626.8
157 | VTS16 SIB24 PIGTRAP T15 PRINC | City Gates & Field Regs | Replacement |  | 0 | 0 | 0 | 0 | 0 | 0
158 | VTS16.SIB22 PIG TRAP T64 NEWPO | Pipelines | Replacement |  | 0 | 0 | 0 | 0 | 0 | 0
159 | VTS16.SIB29 RTU UPGRADES FY16 | Other | Replacement |  | 0 | 0 | 0 | 0 | 0 | 0
160 | VTS16.SIB42 WOLL SOFT STARTERS | Other | Replacement |  | 0 | 0 | 0 | 0 | 0 | 0
161 | VTS17.SIB27 SCS CR EPS REMOVAL | Buildings | Non-System |  | 5118.58 | -730 | 0.01 | 0 | 0 | 4388.59
162 | VTS17.SIB30 DND EMERG ENTRANCE | Buildings | Non-System |  | 0 | 0 | 0 | 0 | 0 | 0
163 | WAN Upgrade (Satellite project) | Other | Non-System |  | 0 | 0 | 0 | 37922.18 | 638484.68 | 676406.86
164 | Warragul Looping 6" (Southern Route) | Pipelines | Expansion |  | 1233744.79 | 7909886.34 | -6724.16 | 3560.86 | 0 | 9140467.83
165 | Water bath inspections | Compressors | Replacement |  | 0 | 0 | 317447.9 | 0 | 0 | 317447.9
166 | Water bath inspections | City Gates & Field Regs | Replacement |  | 0 | 0 | 0 | 0 | 0 | 0
167 | Water bath inspections | Other | Replacement |  | 0 | 0 | 0 | 304796.88 | 0 | 304796.88
168 | Wichelsea Bi Direction and Brooklyn Reconfiguration | Compressors | Expansion |  | 1659254.01 | 0 | -968.4 | 0 | 0 | 1658285.61
169 | WCS SECURTY REVIEW | Other | Expansion |  | 0 | 0 | 0 | 0 | 0 | 0
170 | Wollert CS A/B Control Room Fire Suppression System | Compressors | Replacement |  | 0 | 0 | -28.89 | 28.89 | 0 | 0
171 | Wollert CS Emergency Lighting | Other | Replacement |  | 0 | 0 | 0 | 0 | 0 | 0
172 | Wollert CS Roof | Other | Non-System |  | 0 | 204609.4 | 0.01 | 0 | 0 | 204609.41
173 | WOLLERT CS/CG PLC HARDWARE UPGRADE | Pipelines | Replacement |  | 0 | 0 | 0 | 0 | 0 | 0
174 | Wollert MCC Room egress requirement | Other | Non-System |  | 0 | 0 | 0 | 0 | 140000 | 140000
175 | Wollert Ctrl.Sys | Compressors | Replacement |  | 0 | 0 | 154.1 | 61379.11 | 124557.31 | 186090.52
176 | Wollert to Clonbinane Looping | Pipelines | Expansion |  | 6860.26 | -913.56 | 913.55 | 0 | 0 | 6860.25
177 | WORM (Pipeline) | Pipelines | Expansion |  | 977832.52 | 7285510 | 9275283.66 | 20491162.5989 | 76320191.1031 | 114349979.882
178 | WORM (Compressor) | Compressors | Expansion |  | 0 | 0 | 0 | 3718421.689 | 15420677.4841 | 19139099.1731
179 | WORM (City Gates & Field Regs) | City Gates & Field Regs | Expansion |  | 0 | 0 | 0 | 956165.5772 | 3965317.0673 | 4921482.6445
180 | WORM (Buildings) | Buildings | Expansion |  | 0 | 0 | 0 | 252318.3949 | 9705159.719 | 9957478.1139
181 | Zonal Chromatograph Upgrades | Gas Quality | Replacement |  | 0 | 0 | 0 | 0 | 0 | 0
182 | 57 Clunes Road | City Gates & Field Regs | Replacement |  | 0 | 21817.3 | 972.09 | 0 | -17789.39 | 5000
183 | Share of corporate leased properties | Buildings | Non-System |  | 0 | 2183688.5988 | 442914.9135 | 0 | 0 | 2626603.5123
184 | Share of corporate leased properties | Other | Non-System |  | 0 | 0 | 0 | 78876.7379 | 0 | 78876.7379
185 | Share of corporate motor vehicles | Other | Non-System |  | 0 | 0 | 0 | 239213.0528 | 0 | 239213.0528
186 | Corporate Capex | Other | Non-System |  | 0 | 0 | 0 | 0 | 0 | 0
187 | Corporate Transformation and Technology | Other | Non-System |  | 0 | 0 | 0 | 0 | 0 | 0
188 | Corporate - Network Refresh & Capacity upgrade | Other | Non-System |  | 0 | 74058.4762 | 22421.5328 | 0 | 0 | 96480.009
189 | Corporate - PPM Refresh | Other | Non-System |  | 0 | 105.7132 | 19642.9167 | 0 | 5565.6108 | 25314.2407
190 | Corporate - Alarm rationalisation | Other | Non-System |  | 63016.1305 | 99856.8593 | 146199.6357 | 76923.1533 | 0 | 385995.7788
191 | Corporate - Applications | Other | Non-System |  | 258815.5666 | 24873.5356 | 8956.8915 | 9730.9576 | -408.3705 | 301968.581
192 | Corporate - Biztalk | Other | Non-System |  | 156608.3119 | 2793.3538 | -541.2849 | 0 | 0 | 158860.3807
193 | Corporate - Compliance | Other | Non-System |  | 98848.4976 | 34991.6201 | 0 | 0 | 0 | 133840.1177
194 | Corporate - Corporate premises | Other | Non-System |  | 129199.0248 | 1361.1467 | 80824.5573 | 539412.0592 | 646024.1841 | 1396820.9721
195 | Corporate - Cybersecurity | Other | Non-System |  | 0 | 698.145 | 36423.0462 | 486196.8394 | 587611.8936 | 1110929.9242
196 | Corporate - Digital space projeect | Other | Non-System |  | 16105.6115 | 238577.1047 | 177243.2138 | 0 | 0 | 431925.9299
197 | Corporate - Digital workspace | Other | Non-System |  | 0 | 0 | 0 | 124000.2584 | 0 | 124000.2584
198 | Corporate - Energy components upgrade | Other | Non-System |  | 279476.3599 | 133671.2473 | 143065.2813 | 109337.2576 | 0 | 665550.1463
199 | Corporate - Engineering framework | Other | Non-System |  | 53624.4321 | 166495.1328 | 8515.365 | 0 | 0 | 228634.9298
200 | Corporate - Enterprise Analytics Program | Other | Non-System |  | 192179.8931 | 111975.3015 | 24375.1277 | -9.8714 | 1466.6056 | 329987.0565
201 | Corporate - Environment Data Improvement | Other | Non-System |  | 0 | 0 | 0 | 135758.2904 | 35001.1377 | 170759.428
202 | Corporate - Finance systems (ie Oracle and Hyperion) | Other | Non-System |  | 6761.7941 | 14246.8705 | 12510.6373 | 191682.3452 | 77210.3782 | 302412.0253
203 | Corporate - Gas Harmonisation | Other | Non-System |  | 0 | 100833.4406 | 0.00082052 | 0 | 0 | 100833.4414
204 | Corporate - Grid | Other | Non-System |  | 1514155.159 | 1005891.1054 | 838088.8652 | 661673.5783 | 746130.593 | 4765939.3008
205 | Corporate - Historian | Other | Non-System |  | 153462.822 | 23230.4139 | 0 | 0 | 0 | 176693.2359
206 | Corporate - HR People Connect | Other | Non-System |  | 58076.2564 | 308931.0447 | 609588.0337 | 331381.0657 | 0 | 1307976.4005
207 | Corporate - IOC | Other | Non-System |  | 80117.0736 | 48843.4239 | 144944.6351 | 73784.4852 | 41520.111 | 389209.7287
208 | Corporate - IT purchases | Other | Non-System |  | 50219.4991 | 83408.2232 | 105785.9802 | 136279.0435 | 58877.1439 | 434569.8899
209 | Corporate - Major Projects | Other | Non-System |  | 0 | 0 | 0 | 0 | 0 | 0
210 | Corporate - Maximo enhancements | Other | Non-System |  | 26823.9214 | 144958.627 | 327267.5585 | 281250.9244 | 182286.967 | 962587.9983
211 | Corporate - Operational efficiencies | Other | Non-System |  | 45065.9381 | 568331.8221 | 533418.5293 | 600248.2503 | 724426.5256 | 2471491.0653
212 | Corporate - Other info technology (e.g. Servers, software upgrades and sundry improvements) | Other | Non-System |  | 342228.8355 | 293305.7396 | 244322.3302 | 556594.7007 | 489198.9168 | 1925650.5228
213 | Corporate - Phones and accessories | Other | Non-System |  | 52018.0158 | 43967.6576 | 26230.8522 | 37276.2369 | -348.4536 | 159144.3088
214 | Corporate - Product Building Implementation | Other | Non-System |  | 0 | 0 | 0 | 217284.9967 | 0 | 217284.9967
215 | Corporate - RBI - Equipment assessments | Other | Non-System |  | 0 | 0 | 0 | 128433.0607 | 83082.5803 | 211515.6411
216 | Corporate - Scada | Other | Non-System |  | 4614.0409 | 13055.317 | 13057.1735 | 54318.5348 | 14549.9408 | 99595.0071
217 | Corporate - Sharepoint | Other | Non-System |  | 0 | 38992.3875 | 99556.7925 | 20002.8859 | 0 | 158552.0659
218 | Corporate - Transmission EAM Data Management Tool | Other | Non-System |  | 150156.5099 | 272.4674 | 0 | 0 | 0 | 150428.9773
219 | Corporate - X-info | Other | Non-System |  | 17306.7662 | 9576.7717 | 620.3105 | 0 | 0 | 27503.8484
220 | Corporate Capex | Other | Non-System |  | 0 | 0 | 0 | 0 | 0 | 0
221 | Corporate Capex - HSE | Other | Non-System |  | 0 | 0 | 0 | 0 | 0 | 0
222 | Corporate Capex - Vehicle - Comms Systems | Other | Non-System |  | 0 | 0 | 0 | 0 | 0 | 0
223 | Corporate Capex -IDMT | Other | Non-System |  | 0 | 0 | 0 | 0 | 0 | 0
224 | Corporate Finance & IT | Other | Non-System |  | 0 | 0 | 0 | 0 | 0 | 0
225 | Corporate -HSE Initiatives | Other | Non-System |  | 0 | 19972.2169 | 14299.8245 | 45023.6477 | 0 | 79295.6891
226 | Corporate IT | Other | Non-System |  | 0 | 0 | 0 | 0 | 0 | 0
227 | Corporate Other | Other | Non-System |  | 0 | 0 | 0 | 0 | 0 | 0
228 | Suspense item | Other | Non-System |  | 0 | 0 | 0 | 0 | 0 | 0
229 | EPMO | Other | Non-System |  | 0 | 0 | 0 | 0 | 0 | 0
230 | Operational Technology | Other | Non-System |  | 0 | 0 | 0 | 0 | 0 | 0
231 | Information Technology | Other | Non-System |  | 0 | 0 | 0 | 0 | 0 | 0
232 | SoCI cyber | Other | Non-System |  | 0 | 0 | 0 | 0 | 23420 | 23420
233 | SoCI program | Other | Non-System |  | 0 | 0 | 0 | 0 | 0 | 0
234 | SoCI Physical security | Other | Non-System |  | 0 | 0 | 0 | 0 | 0 | 0
235 | Enterprise Content Management |  |  |  | 0 | 0 | 0 | 0 | 0 | 0
236 | Victoria CRE |  |  |  | 0 | 0 | 0 | 0 | 0 | 0
237 | APA Grid Energy Components Upgrade |  |  |  | 0 | 0 | 0 | 0 | 0 | 0
238 | APA Grid Extend Program | Other | Non-System |  | 0 | 0 | 0 | 0 | 0 | 0
239 | APA Grid Services Initiatives Program |  |  |  | 0 | 0 | 0 | 0 | 0 | 0
240 | Hyperion Upgrade to 11.1.2.4 |  |  |  | 0 | 0 | 0 | 0 | 0 | 0
241 | BI - Transmission Dashboard and Enterprise Pilot | Other | Non-System |  | 0 | 0 | 0 | 0 | 0 | 0
242 | HR Systems Refresh |  |  |  | 0 | 0 | 0 | 0 | 0 | 0
243 | Transmission EAM Data Management Tool |  |  |  | 0 | 0 | 0 | 0 | 0 | 0
244 | SharePoint Upgrade | Other | Non-System |  | 0 | 0 | 0 | 0 | 0 | 0
245 | eForm Digitisation | Other | Non-System |  | 0 | 0 | 0 | 0 | 0 | 0
246 | Historian Upgrade - version 2012 to 2015 |  |  |  | 0 | 0 | 0 | 0 | 0 | 0
247 | Hazardous Area Platform | Other | Non-System |  | 0 | 0 | 0 | 0 | 0 | 0
248 | PPM Refresh | Other | Non-System |  | 0 | 0 | 0 | 0 | 0 | 0
249 | BizTalk Upgrade FY2018 | Other | Non-System |  | 0 | 0 | 0 | 0 | 0 | 0
250 | Automated Testing Tool | Other | Non-System |  | 0 | 0 | 0 | 0 | 0 | 0
251 | Code Management Software | Other | Non-System |  | 0 | 0 | 0 | 0 | 0 | 0
252 | CRM Upgrade | Other | Non-System |  | 0 | 0 | 0 | 0 | 0 | 0
253 | X-Info Aware Version 2 | Other | Non-System |  | 0 | 0 | 0 | 0 | 0 | 0
254 | Supplier Qualification and Compliance | Other | Non-System |  | 0 | 0 | 0 | 0 | 0 | 0
255 | Oracle eBS Upgrade to 12.2 | Other | Non-System |  | 0 | 0 | 0 | 0 | 0 | 0
256 | BizTalk System Upgrade 2020 | Other | Non-System |  | 0 | 0 | 0 | 0 | 0 | 0
257 | Applications Renewal | Other | Non-System |  | 0 | 0 | 0 | 0 | 0 | 0
258 | Infrastructure Renewal | Other | Non-System |  | 0 | 0 | 0 | 0 | 0 | 0
259 | Dandenong Relocation |  |  |  | 0 | 0 | 0 | 0 | 0 | 0
260 | All CS buffer Air shutoff system for all compressors | Compressors | Replacement |  | 0 | 0 | 0 | 0 | 0 | 0
261 | WCS A Process Safety | Compressors | Replacement |  | 0 | 0 | 0 | 0 | 0 | 0
262 | Longford Odorant Pump Power Gas Upgrade | Odourant Plants | Replacement |  | 0 | 0 | 0 | 0 | 0 | 0
263 | GCS compressor unit vent valves & actuators replacement | Compressors | Replacement |  | 0 | 0 | 0 | 0 | 0 | 0
264 | GCS unit discharge and station manifold check valves replacement | Compressors | Replacement |  | 0 | 0 | 0 | 0 | 0 | 0
265 | GCS Decomm & removal of turbine oil reservoir & auto fill system | Compressors | Replacement |  | 0 | 0 | 0 | 0 | 0 | 0
266 | BCS Instrument Air reliability upgrade | Compressors | Replacement |  | 0 | 0 | 0 | 0 | 0 | 0
267 | Iona CS aftercooler augmentation | Compressors | Replacement |  | 0 | 0 | 0 | 0 | 0 | 0
268 | Wollert CG Instrument Air Conversion | City Gates & Field Regs | Replacement |  | 0 | 0 | 0 | 0 | 3447.15 | 3447.15
269 | Pit installation on LV03 bypass valves on T33 | Pipelines | Replacement |  | 0 | 0 | 0 | 0 | 9097.01 | 9097.01
270 | Dandenong water supply & fire main modification | Buildings | Non-System |  | 0 | 0 | 0 | 0 | 0 | 0
271 | Positioner Replacement | Other | Replacement |  | 0 | 0 | 0 | 0 | 0 | 0
272 | VTS Safety Management Study aerial photography | Other | Replacement |  | 0 | 0 | 0 | 0 | 0 | 0
273 | WOP Safety Measures for High Consequence areas-(urban growth, fracture control) | Pipelines | Replacement |  | 0 | 0 | 0 | 0 | 0 | 0
274 | ILP Safety Measures for High Consequence areas-(urban growth, fracture control) | Pipelines | Replacement |  | 0 | 0 | 0 | 0 | 0 | 0
275 | Iona CS Control Room and Unit Enclosure Fire Suppression System | Compressors | Replacement |  | 0 | 0 | 0 | 0 | 0 | 0
276 | Emergency- BA escape sets | Other | Replacement |  | 0 | 0 | 0 | 0 | 0 | 0
277 | Emergency- Response Equipment | Other | Replacement |  | 0 | 0 | 0 | 0 | 0 | 0
278 | Emergency- Spark Proof tools | Other | Replacement |  | 0 | 0 | 0 | 0 | 0 | 0
279 | Emergency - fully equipped caravan | Other | Replacement |  | 0 | 0 | 0 | 0 | 0 | 0
280 | Emergency diesel fuel storage | Other | Replacement |  | 0 | 0 | 0 | 0 | 0 | 0
281 | Vent stack for CL600 & 900 pipeline | Pipelines | Replacement |  | 0 | 0 | 0 | 0 | 0 | 0
282 | BCG Un-regulated Bypass Upgrade | City Gates & Field Regs | Replacement |  | 0 | 0 | 0 | 0 | 0 | 0
283 | Security - Physical | Buildings | Non-System |  | 0 | 0 | 0 | 0 | 0 | 0
284 | Equipment - Gas Detectors | Other | Non-System |  | 0 | 0 | 0 | 0 | 0 | 0
285 | Pigging Program T33 South Melbourne – Brooklyn | Other | Replacement |  | 0 | 0 | 0 | 0 | 0 | 0
286 | Pigging Program T24 Brooklyn - Corio | Other | Replacement |  | 0 | 0 | 0 | 0 | 0 | 0
287 | Pigging Program T70 Ballan – Bendigo | Other | Replacement |  | 0 | 0 | 0 | 0 | 0 | 0
288 | Pigging Program T60 Longford – Tyers | Other | Replacement |  | 0 | 0 | 0 | 0 | 0 | 0
289 | Pigging Program T96 & T98 Chiltern- Rutherglen – Koonoomoo | Other | Replacement |  | 0 | 0 | 0 | 0 | 0 | 0
290 | Pigging Program T118 Trugannina-Plumpton | Other | Replacement |  | 0 | 0 | 0 | 0 | 0 | 0
291 | Pigging Program James Street to Laverton Pipeline (253) | Other | Replacement |  | 0 | 0 | 0 | 0 | 0 | 0
292 | Liquid Management - Brooklyn | City Gates & Field Regs | Replacement |  | 0 | 0 | 0 | 0 | 0 | 0
293 | BCS Unit 12 Inlet Filter Replacement/Augmentation | Compressors | Replacement |  | 0 | 0 | 0 | 0 | 0 | 0
294 | Coogee decommissioning |  |  |  | 0 | 0 | 0 | 0 | 0 | 0
295 | Compressor Type B Compliance | Compressors | Replacement |  | 0 | 0 | 0 | 0 | 0 | 0
296 | Morwell-Dandenong Fatigue Crack Detection from High Loads | Pipelines | Replacement |  | 0 | 0 | 0 | 0 | 0 | 0
297 | Winchelsea Compressor Unit 2 | Compressors | Expansion |  | 0 | 0 | 0 | 0 | 34362344.1156 | 34362344.1156
298 | Low Value Preventative & Reactive Maintenance | Other | Replacement |  | 0 | 0 | 0 | 46980.85 | 17080.8 | 64061.65
299 | T24 Brooklyn - Corio | Pipelines | Replacement |  | 0 | 0 | 0 | 508514.9 | 0 | 508514.9
300 | Corporate - Finance - ERP | Other | Non-System |  | 0 | 0 | 0 | 113859.9673 | 920304.4304 | 1034164.3977
301 | Corporate - EPMO | Other | Non-System |  | 0 | 0 | 0 | 0 | 101001.3572 | 101001.3572
302 | Corporate - Learning Management System | Other | Replacement |  | 0 | 0 | 0 | 0 | 925015.27 | 925015.27
303 | Pigging Program T96 & T98 Chiltern- Rutherglen – Koonoomoo | Other | Replacement |  | 0 | 0 | 0 | 0 | 1721.9891 | 1721.9891
304 | WollertCS/CG PLC | Other | Replacement |  | 0 | 0 | 0 | 0 | 219684.89 | 219684.89
305 | AEMO IP Comms.UPG | Other | Replacement |  | 0 | 0 | 0 | 0 | 162 | 162
306 | T64 4Digs | Other | Replacement |  | 0 | 0 | 0 | 0 | 5843.71 | 5843.71
0 | 0 | 0 | 0 |  | 0 | 0 | 0 | 0 | 0 | 0
0 | 0 | 0 | 0 |  | 0 | 0 | 0 | 0 | 0 | 0
0 | 0 | 0 | 0 |  | 0 | 0 | 0 | 0 | 0 | 0
0 | 0 | 0 | 0 |  | 0 | 0 | 0 | 0 | 0 | 0
0 | 0 | 0 | 0 |  | 0 | 0 | 0 | 0 | 0 | 0
0 | 0 | 0 | 0 |  | 0 | 0 | 0 | 0 | 0 | 0
0 | 0 | 0 | 0 |  | 0 | 0 | 0 | 0 | 0 | 0

## 4.2 Calc│Hist Com ($nom)
|  |  |  | Check | TRUE | TRUE | TRUE | TRUE | TRUE | TRUE
4.2 Calc│Hist Com ($nom)
Capex # | Project Name | Class | Category |  | 2018 | 2019 | 2020 | 2021 | 2022 | Total
1 | Actuate MLV's in T1 areas | Pipelines | Replacement |  | 0 | 0.01 | 0 | 2182119.21 | 1468230.7 | 3650349.92
2 | AGL SomertonT102 | Other | Replacement |  | 0 | 0 | 0 | 0 | 5000 | 5000
3 | Albury Vac.Trailer | Other | Non-System |  | 0 | 0 | 43600 | 0 | 0 | 43600
4 | Angelsea Pipeline (Western Route) | Pipelines | Expansion |  | 0 | 0 | 0 | 0 | 0 | 0
5 | AS 2885 Design Life reviews of Facilities&Pipelines | City Gates & Field Regs | Replacement |  | 0 | 0 | 0 | 0 | 0 | 0
6 | Asbestos removal and replacement | Other | Non-System |  | 0 | 0 | 0 | 104288.51 | 0 | 104288.51
7 | Battery Charger Upgrades | Other | Replacement |  | 0 | 0 | 0 | 0 | 0 | 0
8 | Battery replacement | Other | Replacement |  | 0 | 665525.67 | 21107.12 | 413452.74 | 129767 | 1229852.53
9 | Bay St Unichema | Pipelines | Replacement |  | 0 | 0 | 0 | 0 | 1252091.95 | 1252091.95
10 | BCS Admin Board Upgrade | Buildings | Non-System |  | 0 | 0 | 0 | 0 | 0 | 0
11 | BCS Administration Building Distribution Board Upgrade | Compressors | Non-System |  | 0 | 0 | 0 | 0 | 0 | 0
12 | BCS Control Room Fire Suppression System | Compressors | Non-System |  | 0 | 109787.45 | 0 | 0 | 0 | 109787.45
13 | BCS DEA Upgrade | Compressors | Replacement |  | 0 | 0 | 0 | 0 | 0 | 0
14 | BCS Emergency Lighting | Other | Replacement |  | 0 | 0 | 0 | 0 | 0 | 0
15 | BCS MCC Room Fire Suppression System | Compressors | Replacement |  | 0 | 0 | 0 | 2279000 | 457772.71 | 2736772.71
16 | BCS ROOF REPAIR | Other | Non-System |  | 0 | 0 | 0 | 0 | 0 | 0
17 | BCS Safety and Process Control System and RTU Upgrade | Compressors | Replacement |  | 0 | 0 | 0 | 0 | 0 | 0
18 | BCS Station Isolation and Loading Valves | Compressors | Replacement |  | 5445.73 | 0 | 0 | 0 | 0 | 5445.73
19 | BCS Unit 10 & 11 Cooler Upgrade | Compressors | Replacement |  | 0 | 0 | 0 | 0 | 0 | 0
20 | Bellows UPG | Compressors | Replacement |  | 0 | 126255.12 | 0 | 0 | 0 | 126255.12
21 | BKLYN RiskPipe MOD | Other | Replacement |  | 0 | 0 | 0 | 36125.34 | 0 | 36125.34
22 | BLP Safety Measures for High Consequence areas-(urban growth, fracture control) | Pipelines | Replacement |  | 0 | 221108.61 | 0 | 19586.9 | 0 | 240695.51
23 | Brooklyn Compressor Station | Compressors | Replacement |  | 0 | 0.03 | 943400 | 890239.6 | 806572.56 | 2640212.19
24 | Brooklyn Compressor Station | City Gates & Field Regs | Non-Network |  | 0 | 0 | 0 | 0 | 0 | 0
25 | Brooklyn Kitchen | Other | Non-System |  | 0 | 43561.01 | 0 | 0 | 0 | 43561.01
26 | Chiltern M.Bypass | City Gates & Field Regs | Replacement |  | 0 | 0 | 0 | 0 | 45000 | 45000
27 | Compressor lagging and pipe coating replacement (expand to GCS, Springhurst/BCS12/WCS A/WCS B, Euroa) | Compressors | Replacement |  | 0 | 0 | 0 | 0 | 0 | 0
28 | Compressor Station Vent Stack Upgrade (BCS, WCS, GCS, SCS) | Compressors | Replacement |  | 0 | 0.01 | 0 | 0 | 680000 | 680000.01
29 | Control Valve Positioner Replacement | City Gates & Field Regs | Replacement |  | 0 | 0 | 0 | 0 | 662500 | 662500
30 | Coogee Unpiggable | Pipelines | Replacement |  | 0 | 0 | 0 | 0 | 310602.75 | 310602.75
31 | CP - Cathodic Protection Replacement | Pipelines | Replacement |  | 61575.99 | 0 | 0 | 0 | 0 | 61575.99
32 | CP - Cathodic Protection Replacement | Other | Replacement |  | 0 | 439438.86 | 0 | 136025.9 | 0 | 575464.76
33 | CP - Cathodic Protection Replacement | City Gates & Field Regs | Replacement |  | 0 | 0 | 0 | 129813.89 | 0 | 129813.89
34 | CP - Corrosion Protection Testing Equipment | Other | Replacement |  | 0 | 0 | 0 | 0 | 0 | 0
35 | CS Type B compliance upgrade | Compressors | Replacement |  | 202871.31 | 0 | 0 | 0 | 0 | 202871.31
36 | Culcairn Injection Gas Quality equipment | Gas Quality | Replacement |  | 0 | 0 | 0 | 0 | 1581448.06 | 1581448.06
37 | Dandenong Complex asbestos removal | Buildings | Non-System |  | 0 | 0 | 0 | 0 | 0 | 0
38 | Dandenong LNG Isolation Valve Upgrade | Pipelines | Replacement |  | 0 | 671000.01 | 260.81 | 0 | 0 | 671260.82
39 | Dandenong Office Purchases | Other | Non-System |  | 0 | 0 | 0 | 0 | 0 | 0
40 | Dandenong refurbishment | Buildings | Non-System |  | 0 | 0 | 6495848.0312 | 4226605.8514 | -38594.9022 | 10683858.9804
41 | Dandenong Site - Storage shed | Buildings | Non-System |  | 0 | 0 | 0 | 0 | 0 | 0
42 | Dandenong site fire mains replacement | Buildings | Non-System |  | 0.01 | 987234.6762 | 5097.5281 | 0 | 0 | 992332.2143
43 | Emergency - refurbish and re-testing of pipes | Other | Replacement |  | 0 | 0 | 0 | 0 | 0 | 0
44 | Emergency Response Equipment | Other | Replacement |  | 0.01 | 0.01 | 0 | 0 | 0 | 0.02
45 | Equipment - Field Equipment | Other | Non-System |  | 0 | 0 | 0 | 0 | 0 | 0
46 | Equipment - Victorian low value pool purchases | Other | Non-System |  | 34038.108 | 540612.658 | 293116.0137 | 234976.71 | 54035.3 | 1156778.7897
47 | Facilities Communication Systems Upgrade | Other | Replacement |  | 0 | 0 | 0 | 0 | 0 | 0
48 | GCS Anti-Surge & Fast-Stop Valves Upgrade | Compressors | Replacement |  | 933000.01 | 579.09 | 0 | 0 | 0 | 933579.1
49 | GCS Control Room and Unit Enclosure 1,2,3&4 Fire Suppression System | Compressors | Replacement |  | 0 | 0 | 0 | 0 | 0 | 0
50 | GCS Emergency Lighting Upgrade | Other | Replacement |  | 0 | 0 | 0 | 0 | 0 | 0
51 | GCS GEA Fuel Gas Upgrade | Compressors | Replacement |  | 0 | 0 | 0 | 0 | 0 | 0
52 | GCS Station Valve Upgrade | Compressors | Replacement |  | 0 | 0 | 0 | 0 | 0 | 0
53 | GCS Units 1,2,3&4 Suction/Discharge Actuated Valve Replacement | Compressors | Replacement |  | 0 | 0 | 0 | 0 | 0 | 0
54 | Gippsland LED Upg. | Other | Non-System |  | 0 | 0 | 0 | 32630.45 | 0 | 32630.45
55 | Gooding Ctrl.Syst | Compressors | Replacement |  | 0 | 0 | 0 | 0 | 80000 | 80000
56 | Hamilton CG Valve | City Gates & Field Regs | Replacement |  | 0 | 0.02 | 826617.58 | 0 | 0 | 826617.6
57 | Hazardous Area Rectification | Other | Replacement |  | 0 | 100124.52 | 0 | 157659.85 | 809908.96 | 1067693.33
58 | Hazardous Areas Review | City Gates & Field Regs | Replacement |  | 0 | 0 | 0 | 0 | 0 | 0
59 | Heater upgrade - Laverton North CG | City Gates & Field Regs | Replacement |  | 0 | 0 | 0 | 0 | 0 | 0
60 | HMI upgrade to CLEAR SCADA at BCS, SCS and WCS & CG, Longford | Other | Non-System |  | 0 | 0 | 145900 | -145900 | 25000 | 25000
61 | Iona CG Review | City Gates & Field Regs | Replacement |  | 0 | 0.01 | 0 | 1349976.4 | 696007.62 | 2045984.03
62 | Iona CS - Inlet Pressure Reduction | Compressors | Replacement |  | 0 | 0 | 0 | 0 | 0 | 0
63 | Iona CS Automation replacement | Compressors | Replacement |  | 0 | 0.01 | 0 | 0 | 860051 | 860051.01
64 | Iona VFD Upgrade | Compressors | Replacement |  | 0 | 0 | 0 | 0 | 0 | 0
65 | IT Capex purchases (Laptops etc) | Other | Non-System |  | 0 | 0 | 0 | 0 | 0 | 0
66 | Line of Sight Vegetation - Melbourne Region | Other | Replacement |  | 0 | 0 | 0 | 0 | 0 | 0
67 | Line of Sight Vegetation - Otway Region | Other | Replacement |  | 0 | 0 | 0 | 0 | 0 | 0
68 | Lara Balistrade | Other | Non-System |  | 0 | 113700.01 | 138881.71 | 0 | 0 | 252581.72
69 | Lara City Gate Control Hut Fire Suppression System | City Gates & Field Regs | Replacement |  | 0 | 0 | 87589.17 | 0 | 0 | 87589.17
70 | Lara SWP SCADA HM | Other | Non-System |  | 0 | 0 | 96506.86 | 0 | 0 | 96506.86
71 | Laser Scanner Sys | Other | Non-System |  | 0 | 152874.76 | 0 | 0 | 0 | 152874.76
72 | Leased Assets | Other | Non-System |  | 0 | 163298.69 | 212246.17 | 173.09 | 0 | 375717.95
73 | L'ford GasAnalyser | City Gates & Field Regs | Replacement |  | 0 | 0 | 0 | 0 | 57174.99 | 57174.99
74 | L'ford Upg Flare | City Gates & Field Regs | Replacement |  | 0 | 0.02 | 514477.55 | 0 | 0 | 514477.57
75 | Lightning & Earth | Compressors | Replacement |  | 0 | 0 | 0 | 374166.7 | 0 | 374166.7
76 | Liquid management - Longford | City Gates & Field Regs | Replacement |  | 0 | 0 | 0 | 0 | 0 | 0
77 | Liquid Management - Pakenham | City Gates & Field Regs | Replacement |  | 0 | 0 | 0 | 0 | 238178 | 238178
78 | MCC Switchboard | Other | Replacement |  | 0 | 0 | 0 | 0 | 130303.2 | 130303.2
79 | Metering Inst.LCR | Other | Non-System |  | 0 | 0.01 | 42208.62 | 0 | 0 | 42208.63
80 | Not included as part of AA Capex Forecast | Other | Replacement |  | 0 | 0 | 0 | 0 | 0 | 0
81 | Odorant Dandenong Pump Upgrade 700 & 2800 kPa | Gas Quality | Replacement |  | 0 | 0 | 0 | 0 | 0 | 0
82 | Pipeline Integrity | Other | Replacement |  | 0 | 0 | 0 | 0 | 0 | 0
83 | Pakenham Unpiggables | Pipelines | Replacement |  | 0 | 0 | 0 | 0 | 1096247.11 | 1096247.11
84 | Pig Trap - Enclosure upgrade | City Gates & Field Regs | Replacement |  | 2728.88 | 0 | 0 | 0 | 0 | 2728.88
85 | Pig Trap - A Branch Valve on Pipeline 108 to Newport Install(124) | Pipelines | Replacement |  | 0 | 0 | 0 | 0 | 0 | 0
86 | Pig Trap - Dandenong to Princes Highway Pipeline Install (129) | City Gates & Field Regs | Replacement |  | 0 | 0 | 0 | 0 | 0 | 0
87 | Pig Trap - Keon Park Install | City Gates & Field Regs | Replacement |  | 0 | 0 | 0 | 0 | 0 | 0
88 | Pig Trap - Pipe Support Upgrade | City Gates & Field Regs | Replacement |  | 0 | 0 | 0 | 0 | 0 | 0
89 | Pig Trap - Princes Highway to Regent Street Pipeline Install(36) | City Gates & Field Regs | Replacement |  | 0 | 0 | 0 | 0 | 0 | 0
90 | Pig Trap - Somerton to Somerton Pipeline Install (238) | City Gates & Field Regs | Replacement |  | 0 | 0 | 0 | 0 | 0 | 0
91 | Pig Trap Installation James Street to Laverton Pipeline (253) | Pipelines | Replacement |  | 0.02 | 0.01 | 0 | 8151885.24 | 13696.82 | 8165582.09
92 | Pig Trap Installation Tyers to Maryvale Pipeline (67) | Pipelines | Replacement |  | 0 | 0 | 0 | 0 | 648000 | 648000
93 | Pigging Program (T56 Brooklyn - Ballan) | Other | Replacement |  | 516827.32 | 94611.49 | 0 | 0 | 0 | 611438.81
94 | Pigging Program (T59 Euro - Kyabram) | Other | Replacement |  | 455000.01 | 37464.47 | 247328.89 | 0 | 0 | 739793.37
95 | Pigging Program (T74 Keon Park - Wollert) | Other | Replacement |  | 0 | 0 | 0 | 0 | 0 | 0
96 | Pigging Program Inner Ring Main | Other | Replacement |  | 0 | 0 | 0 | 467251.02 | 43100 | 510351.02
97 | Pigging Program T1 Morwell - Dandenong Pigging and Repair Program | Other | Replacement |  | 0.01 | 818000.02 | 1091406.25 | 2767096.21 | 2083465.62 | 6759968.11
98 | Pigging Program T108 Newport | Other | Replacement |  | 0 | 0 | 0 | 966600 | 5.13 | 966605.13
99 | Pigging Program T16 Dandenong – West Melbourne | Other | Replacement |  | 339220.6 | 62093.48 | 0 | 0 | 0 | 401314.08
100 | Pigging Program T57 Ballan - Ballarat | Other | Replacement |  | 655208.04 | 0.02 | 367193.88 | 12474.63 | 0 | 1034876.57
101 | Pigging Program T60 Longford -Dandenong | Other | Replacement |  | 0 | 0 | 0 | 0 | 1054917.2 | 1054917.2
102 | Pigging Program T61 Packenham - Wollert | Other | Replacement |  | 0.01 | 0.02 | 3144094.49 | 2087266.63 | 155624.76 | 5386985.91
103 | Pigging Program T62 Derrimut - Sunbury | Other | Replacement |  | 0 | 0.02 | 221810.06 | 0 | 0 | 221810.08
104 | Pigging Program T63 Tyers - Morwell | Other | Replacement |  | 0 | 0 | 0 | 0 | 1064682.3 | 1064682.3
105 | Pigging Program T66-70 Mt Franklin -Kyneton - Bendigo | Other | Replacement |  | 0 | 0 | 529476 | 49644.8 | 0 | 579120.8
106 | Pigging Program T75 Wandong - Kyneton | Other | Replacement |  | 0 | 0 | 0 | 0 | 2210928.8 | 2210928.8
107 | Pigging Program Tyres to Maryvale (67) | Other | Replacement |  | 88108.02 | 0 | 0 | 0 | 0 | 88108.02
108 | PIGGING T91 CURDIEVALE | Other | Replacement |  | 0 | 0 | 0 | 0 | 0 | 0
109 | Pipe Support replacement | Pipelines | Replacement |  | 0 | 117515.47 | 0 | 0 | 0 | 117515.47
110 | Poysties Rd CPU | Other | Replacement |  | 0 | 0 | 0 | 28590.05 | 0 | 28590.05
111 | Purchase and replacement of emergency fittings and Equipment | Other | Replacement |  | 0 | 0 | 0 | 0 | 0 | 0
112 | Regulator upgrade - Dandenong City Gate (exclude filters) | City Gates & Field Regs | Replacement |  | 0 | 0 | 0 | 0 | 0 | 0
113 | Regulator Upgrade - Lara pneumatic control system upgrade | City Gates & Field Regs | Replacement |  | 0 | 0 | 1022530.73 | 0 | 20000 | 1042530.73
114 | Remote CP/critical drainage bond monitoring | Other | Replacement |  | 2554.56 | 210801.07 | 339975.73 | 103769.7 | 0 | 657101.06
115 | REPL VENT DUCT IONA | Compressors | Replacement |  | 20835.77 | 0 | 0 | 0 | 0 | 20835.77
116 | RTU & Control System Upgrade - Facilities | Other | Replacement |  | 0 | 0 | 0 | 0 | 0 | 0
117 | RTU replacement | Other | Replacement |  | 0 | 57938.06 | 0 | 78031.84 | 0 | 135969.9
118 | SCADA - Comms upgrade to IP network-VTS only | Other | Non-System |  | 3174000.01 | -469437.29 | 51327.17 | 0 | 0 | 2755889.89
119 | SCADA System Upgrade | Other | Non-System |  | 1841000 | 250396.59 | 0 | 0 | 0 | 2091396.59
120 | SCS Vent Modifications | Other | Replacement |  | 24948.65 | 0 | 0 | 0 | 0 | 24948.65
121 | Security - High Risk sites security upgrade | Other | Replacement |  | 0 | 0 | 0 | 0 | 0 | 0
122 | Septic Tank | Other | Non-System |  | 0 | 0 | 36691.5 | 0 | 0 | 36691.5
123 | SMS - GIS & Aerial Photography | Pipelines | Replacement |  | 0 | 0 | 0 | 0 | 0 | 0
124 | Somerton Ink.Valv | Other | Non-System |  | 0 | 0 | 0 | 0 | 0 | 0
125 | Somerton Pig Trap | Pipelines | Replacement |  | 0 | 0 | 0 | 0 | 0 | 0
126 | Springhurst Valve | Compressors | Replacement |  | 0 | 0 | 0 | 0 | 0 | 0
127 | Spring't Oil Water | Other | Non-System |  | 0 | 0 | 0 | 47883 | 0 | 47883
128 | Stonehaven CS - now Winchelsea | Compressors | Expansion |  | 0 | 0 | 0 | 0 | 0 | 0
129 | Storage shed-Dandenong, Wollert & Springhurst | Buildings | Non-System |  | 0 | 0 | 0 | 0 | 64062.14 | 64062.14
130 | SWP_570 | 0 | 0
131 | T015 Oakleigh PigT | Pipelines | Replacement |  | 0 | 0.01 | 0 | 0 | 1075828.28 | 1075828.29
132 | T110 Snowy Unpiggable | Pipelines | Replacement |  | 0 | 0.01 | 0 | 0 | 1735365.27 | 1735365.28
133 | T33 non-piggable and encased sections (unknown technical solution) | Other | Replacement |  | 0.01 | 0.02 | 4816205.53 | 5227190.51 | 0 | 10043396.07
134 | T67 PIG GUILDFORD | Other | Replacement |  | 0 | 238466.76 | 0 | 0 | 0 | 238466.76
135 | T92 & DDN3 RTU Upgrade | Other | Replacement |  | 22711.56 | 0 | 0 | 0 | 0 | 22711.56
136 | T99 B'wartha-C ILI | Other | Replacement |  | 0 | 0 | 0 | 0 | 843755.56 | 843755.56
137 | Turbine Overhauls | Compressors | Replacement |  | 0 | 0 | 650696.24 | 2850302.76 | 1463686.69 | 4964685.69
138 | Unibolt Enclosure Replacement | Other | Replacement |  | 141.93 | 0 | 0 | 0 | 0 | 141.93
139 | Unpiggable Pipeln | Pipelines | Replacement |  | 0 | 220000.02 | -220000 | 0 | 0 | 0.02
140 | Valve - Pipeline to LNG plant UV325 valve replacement and loading valve | City Gates & Field Regs | Replacement |  | 0 | 0 | 0 | 0 | 0 | 0
141 | Valve - Actuate MLV's in T1 areas | Pipelines | Replacement |  | 1200 | 0 | 0 | 0 | 0 | 1200
142 | Valve - Corio CG Un-regulated Bypass Upgrade | City Gates & Field Regs | Replacement |  | 0 | 0 | 0 | 0 | 0 | 0
143 | Valve - Longford to Dandenong LV10 Vent Stack | Pipelines | Replacement |  | 0 | 0 | 0 | 0 | 0 | 0
144 | Valve - UniBolt Phase 3 Replacement | City Gates & Field Regs | Replacement |  | 0 | 0 | 0 | 0 | 0 | 0
145 | VNIE Looping 6 to 8 | Pipelines | Expansion |  | 13891750.24 | 0 | 0 | 3387955.01 | 10953.0526 | 17290658.3026
146 | VTS - BCS 8&9 COOLERS UPG (NEW | Compressors | Replacement |  | 0 | 0 | 0 | 0 | 0 | 0
147 | VTS - BCS LUBE OIL COOLER 8&9 | City Gates & Field Regs | Replacement |  | 0 | 0 | 0 | 0 | 0 | 0
148 | VTS - BKLYN 10&11 COOLER UPGDE | Compressors | Replacement |  | 0 | 0 | 0 | 0 | 0 | 0
149 | VTS - BROOKLYN FIRE SERVICE | Buildings | Non-System |  | 0 | 0 | 0 | 0 | 0 | 0
150 | VTS - EUROA CS NEW (PPOM) | Compressors | Replacement |  | 0 | 0 | 0 | 0 | 0 | 0
151 | VTS - MAOP UPGRADE CAPEX | City Gates & Field Regs | Replacement |  | 0 | 0 | 0 | 0 | 0 | 0
152 | VTS - MORWELL TYERS UPGRADE | City Gates & Field Regs | Replacement |  | 0 | 0 | 0 | 0 | 0 | 0
153 | VTS - SOMERTON PIG TRAP (FEED) | City Gates & Field Regs | Replacement |  | 0 | 0 | 0 | 0 | 0 | 0
154 | VTS - SUNBURY PIPE LOOP (NEW) | Pipelines | Replacement |  | 0 | 0 | 0 | 0 | 0 | 0
155 | VTS - WOLLERT 4 & 5 CAPEX | Compressors | Replacement |  | 0 | 0 | 0 | 0 | 0 | 0
156 | VTS.SIB99 WCS STN-A DISCHRG LQ | Other | Replacement |  | 0 | 0 | 0 | 0 | 0 | 0
157 | VTS16 SIB24 PIGTRAP T15 PRINC | City Gates & Field Regs | Replacement |  | 0 | 0 | 0 | 0 | 0 | 0
158 | VTS16.SIB22 PIG TRAP T64 NEWPO | Pipelines | Replacement |  | 0 | 0 | 0 | 0 | 0 | 0
159 | VTS16.SIB29 RTU UPGRADES FY16 | Other | Replacement |  | 0 | 0 | 0 | 0 | 0 | 0
160 | VTS16.SIB42 WOLL SOFT STARTERS | Other | Replacement |  | 0 | 0 | 0 | 0 | 0 | 0
161 | VTS17.SIB27 SCS CR EPS REMOVAL | Buildings | Non-System |  | 4388.59 | 0 | 0 | 0 | 0 | 4388.59
162 | VTS17.SIB30 DND EMERG ENTRANCE | Buildings | Non-System |  | 0 | 0 | 0 | 0 | 0 | 0
163 | WAN Upgrade (Satellite project) | Other | Non-System |  | 0 | 0 | 0 | 0 | 675331.29 | 675331.29
164 | Warragul Looping 6" (Southern Route) | Pipelines | Expansion |  | 0 | 9072013.98 | 0 | 104160 | 0 | 9176173.98
165 | Water bath inspections | Compressors | Replacement |  | 0 | 0 | 316950 | 305294.78 | 0 | 622244.78
166 | Water bath inspections | City Gates & Field Regs | Replacement |  | 0 | 0 | 0 | 0 | 0 | 0
167 | Water bath inspections | Other | Replacement |  | 0 | 0 | 0 | 0 | 0 | 0
168 | Wichelsea Bi Direction and Brooklyn Reconfiguration | Compressors | Expansion |  | 4763448.5 | 0 | 0 | 0 | 0 | 4763448.5
169 | WCS SECURTY REVIEW | Other | Expansion |  | 0 | 18285.99 | 0 | 0 | 0 | 18285.99
170 | Wollert CS A/B Control Room Fire Suppression System | Compressors | Replacement |  | 0 | 0 | 0 | 0 | 0 | 0
171 | Wollert CS Emergency Lighting | Other | Replacement |  | 0 | 0 | 0 | 0 | 0 | 0
172 | Wollert CS Roof | Other | Non-System |  | 0 | 204609.41 | 0 | 0 | 0 | 204609.41
173 | WOLLERT CS/CG PLC HARDWARE UPGRADE | Pipelines | Replacement |  | 0 | 0 | 0 | 0 | 0 | 0
174 | Wollert MCC Room egress requirement | Other | Non-System |  | 0 | 0 | 0 | 0 | 140000 | 140000
175 | Wollert Ctrl.Sys | Compressors | Replacement |  | 0 | 0 | 0 | 0 | 0 | 0
176 | Wollert to Clonbinane Looping | Pipelines | Expansion |  | 7770.33 | 0 | 0 | 0 | 0 | 7770.33
177 | WORM (Pipeline) | Pipelines | Expansion |  | 0 | 0.01 | 0 | 0 | 0 | 0.01
181 | Zonal Chromatograph Upgrades | Gas Quality | Replacement |  | 0 | 0 | 0 | 0 | 0 | 0
182 | 57 Clunes Road | City Gates & Field Regs | Replacement |  | 0 | 0 | 0 | 0 | 5000 | 5000
183 | Share of corporate leased properties | Buildings | Non-System |  | 0 | 2183688.5988 | 442914.9135 | 0 | 0 | 2626603.5123
184 | Share of corporate leased properties | Other | Non-System |  | 0 | 0 | 0 | 78876.7379 | 0 | 78876.7379
185 | Share of corporate motor vehicles | Other | Non-System |  | 0 | 0 | 0 | 239213.0528 | 0 | 239213.0528
186 | Corporate Capex | Other | Non-System |  | 0 | 0 | 0 | 0 | 0 | 0
187 | Corporate Transformation and Technology | Other | Non-System |  | 0 | 0 | 0 | 0 | 0 | 0
188 | Corporate - Network Refresh & Capacity upgrade | Other | Non-System |  | 0 | 0.00078621 | 0 | 0 | 0 | 0.00078621
189 | Corporate - PPM Refresh | Other | Non-System |  | 0 | 0 | 0 | 0 | 0 | 0
190 | Corporate - Alarm rationalisation | Other | Non-System |  | 0 | 67150.3025 | 80204.1992 | 261079.5826 | 0 | 408434.0842
191 | Corporate - Applications | Other | Non-System |  | 258466.1208 | 38079.7735 | 7462.6308 | 10811.9229 | -408.3705 | 314412.0776
192 | Corporate - Biztalk | Other | Non-System |  | 167768.7114 | 5055.9143 | 0 | 0 | 0 | 172824.6257
193 | Corporate - Compliance | Other | Non-System |  | 0 | 0.00078621 | 124465.5965 | 0 | 0 | 124465.5973
194 | Corporate - Corporate premises | Other | Non-System |  | 687292.2587 | 5740.9415 | 0 | 14214.6359 | 449779.0484 | 1157026.8844
195 | Corporate - Cybersecurity | Other | Non-System |  | 0 | 0 | 0 | 47909.7034 | 496467.6729 | 544377.3762
196 | Corporate - Digital space projeect | Other | Non-System |  | 0 | 0.00078621 | 345368.3512 | 0 | 0 | 345368.352
197 | Corporate - Digital workspace | Other | Non-System |  | 0 | 0 | 0 | 223224.0202 | 0 | 223224.0202
198 | Corporate - Energy components upgrade | Other | Non-System |  | 266089.0111 | 28753.1197 | 138729.3987 | 262200.1771 | 0 | 695771.7067
199 | Corporate - Engineering framework | Other | Non-System |  | 0 | 174238.0886 | 48144.9103 | 0 | 0 | 222382.9989
200 | Corporate - Enterprise Analytics Program | Other | Non-System |  | 0.00092222 | 0.00078621 | 411648.8204 | -1466.6056 | 1466.6056 | 411648.8221
201 | Corporate - Environment Data Improvement | Other | Non-System |  | 0 | 0 | 0 | 40334.9179 | 5952.3416 | 46287.2594
202 | Corporate - Finance systems (ie Oracle and Hyperion) | Other | Non-System |  | 167.7942 | 9425.2636 | 11669.4684 | 98157.2007 | 241964.1444 | 361383.8713
203 | Corporate - Gas Harmonisation | Other | Non-System |  | 0 | 0.0015724 | 105233.935 | 0 | 0 | 105233.9366
204 | Corporate - Grid | Other | Non-System |  | 0.0018444 | 1375338.4011 | 1538234.984 | 957141.8634 | 567108.6927 | 4437823.943
205 | Corporate - Historian | Other | Non-System |  | 81483.2365 | 25563.0136 | 61606.8537 | 0 | 0 | 168653.1037
206 | Corporate - HR People Connect | Other | Non-System |  | 0 | 0.00078621 | 809782.4138 | 512633.8663 | 0 | 1322416.2809
207 | Corporate - IOC | Other | Non-System |  | 4306.4715 | 110023.363 | 97860.409 | 125428.2756 | 0 | 337618.5191
208 | Corporate - IT purchases | Other | Non-System |  | 66136.1827 | 35136.6876 | 137306.9734 | 258031.2066 | 56443.8518 | 553054.902
209 | Corporate - Major Projects | Other | Non-System |  | 0 | 0 | 0 | 0 | 0 | 0
210 | Corporate - Maximo enhancements | Other | Non-System |  | 0.00092222 | 74453.6656 | 0 | 17030.6322 | 605137.7922 | 696622.0909
211 | Corporate - Operational efficiencies | Other | Non-System |  | 1766.9831 | 54053.5744 | 481002.709 | 709500.5362 | 144973.3451 | 1391297.1478
212 | Corporate - Other info technology (e.g. Servers, software upgrades and sundry improvements) | Other | Non-System |  | 309430.9418 | 103300.8304 | 312535.33 | 595658.7124 | 367029.8871 | 1687955.7017
213 | Corporate - Phones and accessories | Other | Non-System |  | 0 | 0 | 115492.2569 | 42343.8 | -348.4536 | 157487.6033
214 | Corporate - Product Building Implementation | Other | Non-System |  | 0 | 0 | 0 | 409189.6201 | 0 | 409189.6201
215 | Corporate - RBI - Equipment assessments | Other | Non-System |  | 0 | 0 | 0 | 0 | 0 | 0
216 | Corporate - Scada | Other | Non-System |  | -48.8622 | 75653.0348 | 13629.1696 | 13382.065 | 0 | 102615.407
217 | Corporate - Sharepoint | Other | Non-System |  | 0 | 0.00078621 | 100272.4175 | 61674.0654 | 0 | 161946.4837
218 | Corporate - Transmission EAM Data Management Tool | Other | Non-System |  | 161524.7439 | 550693.5988 | 0 | 0 | 0 | 712218.3427
219 | Corporate - X-info | Other | Non-System |  | 1602.827 | 18494.9484 | 6711.0073 | 0 | 0 | 26808.7827
220 | Corporate Capex | Other | Non-System |  | 0 | 0 | 0 | 0 | 0 | 0
221 | Corporate Capex - HSE | Other | Non-System |  | 0 | 0 | 0 | 1868.7395 | 0 | 1868.7395
222 | Corporate Capex - Vehicle - Comms Systems | Other | Non-System |  | 1342.7596 | 0 | 0 | 0 | 0 | 1342.7596
223 | Corporate Capex -IDMT | Other | Non-System |  | 20347.0883 | 0 | 0 | 0 | 0 | 20347.0883
224 | Corporate Finance & IT | Other | Non-System |  | 0 | 0 | 0 | 0 | 0 | 0
225 | Corporate -HSE Initiatives | Other | Non-System |  | 0 | 0.00078621 | 21048.9809 | 57846.3686 | 0 | 78895.3503
226 | Corporate IT | Other | Non-System |  | 0 | 0 | 0 | 0 | 0 | 0
227 | Corporate Other | Other | Non-System |  | 0 | 0 | 0 | 0 | 0 | 0
228 | Suspense item | Other | Non-System |  | 0 | 0 | 0 | 0 | 0 | 0
229 | EPMO | Other | Non-System |  | 0 | 0 | 0 | 0 | 0 | 0
230 | Operational Technology | Other | Non-System |  | 0 | 0 | 0 | 0 | 0 | 0
231 | Information Technology | Other | Non-System |  | 0 | 0 | 0 | 0 | 0 | 0
232 | SoCI cyber | Other | Non-System |  | 0 | 0 | 0 | 0 | 0 | 0
233 | SoCI program | Other | Non-System |  | 0 | 0 | 0 | 0 | 0 | 0
234 | SoCI Physical security | Other | Non-System |  | 0 | 0 | 0 | 0 | 0 | 0
235 | Enterprise Content Management |  |  |  | 0 | 0 | 0 | 0 | 0 | 0
236 | Victoria CRE |  |  |  | 0 | 0 | 0 | 0 | 0 | 0
237 | APA Grid Energy Components Upgrade |  |  |  | 0 | 0 | 0 | 0 | 0 | 0
238 | APA Grid Extend Program | Other | Non-System |  | 0 | 0 | 0 | 0 | 0 | 0
239 | APA Grid Services Initiatives Program |  |  |  | 0 | 0 | 0 | 0 | 0 | 0
240 | Hyperion Upgrade to 11.1.2.4 |  |  |  | 0 | 0 | 0 | 0 | 0 | 0
241 | BI - Transmission Dashboard and Enterprise Pilot | Other | Non-System |  | 0 | 0 | 0 | 0 | 0 | 0
242 | HR Systems Refresh |  |  |  | 0 | 0 | 0 | 0 | 0 | 0
243 | Transmission EAM Data Management Tool |  |  |  | 0 | 0 | 0 | 0 | 0 | 0
244 | SharePoint Upgrade | Other | Non-System |  | 0 | 0 | 0 | 0 | 0 | 0
245 | eForm Digitisation | Other | Non-System |  | 0 | 0 | 0 | 0 | 0 | 0
246 | Historian Upgrade - version 2012 to 2015 |  |  |  | 0 | 0 | 0 | 0 | 0 | 0
247 | Hazardous Area Platform | Other | Non-System |  | 0 | 0 | 0 | 0 | 0 | 0
248 | PPM Refresh | Other | Non-System |  | 0 | 0 | 0 | 0 | 0 | 0
249 | BizTalk Upgrade FY2018 | Other | Non-System |  | 0 | 0 | 0 | 0 | 0 | 0
250 | Automated Testing Tool | Other | Non-System |  | 0 | 0 | 0 | 0 | 0 | 0
251 | Code Management Software | Other | Non-System |  | 0 | 0 | 0 | 0 | 0 | 0
252 | CRM Upgrade | Other | Non-System |  | 0 | 0 | 0 | 0 | 0 | 0
253 | X-Info Aware Version 2 | Other | Non-System |  | 0 | 0 | 0 | 0 | 0 | 0
254 | Supplier Qualification and Compliance | Other | Non-System |  | 0 | 0 | 0 | 0 | 0 | 0
255 | Oracle eBS Upgrade to 12.2 | Other | Non-System |  | 0 | 0 | 0 | 0 | 0 | 0
256 | BizTalk System Upgrade 2020 | Other | Non-System |  | 0 | 0 | 0 | 0 | 0 | 0
257 | Applications Renewal | Other | Non-System |  | 0 | 0 | 0 | 0 | 0 | 0
258 | Infrastructure Renewal | Other | Non-System |  | 0 | 0 | 0 | 0 | 0 | 0
259 | Dandenong Relocation |  |  |  | 0 | 0 | 0 | 0 | 0 | 0
260 | All CS buffer Air shutoff system for all compressors | Compressors | Replacement |  | 0 | 0 | 0 | 0 | 0 | 0
261 | WCS A Process Safety | Compressors | Replacement |  | 0 | 0 | 0 | 0 | 0 | 0
262 | Longford Odorant Pump Power Gas Upgrade | Odourant Plants | Replacement |  | 0 | 0 | 0 | 0 | 0 | 0
263 | GCS compressor unit vent valves & actuators replacement | Compressors | Replacement |  | 0 | 0 | 0 | 0 | 0 | 0
264 | GCS unit discharge and station manifold check valves replacement | Compressors | Replacement |  | 0 | 0 | 0 | 0 | 0 | 0
265 | GCS Decomm & removal of turbine oil reservoir & auto fill system | Compressors | Replacement |  | 0 | 0 | 0 | 0 | 0 | 0
266 | BCS Instrument Air reliability upgrade | Compressors | Replacement |  | 0 | 0 | 0 | 0 | 0 | 0
267 | Iona CS aftercooler augmentation | Compressors | Replacement |  | 0 | 0 | 0 | 0 | 0 | 0
268 | Wollert CG Instrument Air Conversion | City Gates & Field Regs | Replacement |  | 0 | 0 | 0 | 0 | 0 | 0
269 | Pit installation on LV03 bypass valves on T33 | Pipelines | Replacement |  | 0 | 0 | 0 | 0 | 0 | 0
270 | Dandenong water supply & fire main modification | Buildings | Non-System |  | 0 | 0 | 0 | 0 | 0 | 0
271 | Positioner Replacement | Other | Replacement |  | 0 | 0 | 0 | 0 | 0 | 0
272 | VTS Safety Management Study aerial photography | Other | Replacement |  | 0 | 0 | 0 | 0 | 0 | 0
273 | WOP Safety Measures for High Consequence areas-(urban growth, fracture control) | Pipelines | Replacement |  | 0 | 0 | 0 | 0 | 0 | 0
274 | ILP Safety Measures for High Consequence areas-(urban growth, fracture control) | Pipelines | Replacement |  | 0 | 0 | 0 | 0 | 0 | 0
275 | Iona CS Control Room and Unit Enclosure Fire Suppression System | Compressors | Replacement |  | 0 | 0 | 0 | 0 | 0 | 0
276 | Emergency- BA escape sets | Other | Replacement |  | 0 | 0 | 0 | 0 | 0 | 0
277 | Emergency- Response Equipment | Other | Replacement |  | 0 | 0 | 0 | 0 | 0 | 0
278 | Emergency- Spark Proof tools | Other | Replacement |  | 0 | 0 | 0 | 0 | 0 | 0
279 | Emergency - fully equipped caravan | Other | Replacement |  | 0 | 0 | 0 | 0 | 0 | 0
280 | Emergency diesel fuel storage | Other | Replacement |  | 0 | 0 | 0 | 0 | 0 | 0
281 | Vent stack for CL600 & 900 pipeline | Pipelines | Replacement |  | 0 | 0 | 0 | 0 | 0 | 0
282 | BCG Un-regulated Bypass Upgrade | City Gates & Field Regs | Replacement |  | 0 | 0 | 0 | 0 | 0 | 0
283 | Security - Physical | Buildings | Non-System |  | 0 | 0 | 0 | 0 | 0 | 0
284 | Equipment - Gas Detectors | Other | Non-System |  | 0 | 0 | 0 | 0 | 0 | 0
285 | Pigging Program T33 South Melbourne – Brooklyn | Other | Replacement |  | 0 | 0 | 0 | 0 | 0 | 0
286 | Pigging Program T24 Brooklyn - Corio | Other | Replacement |  | 0 | 0 | 0 | 0 | 0 | 0
287 | Pigging Program T70 Ballan – Bendigo | Other | Replacement |  | 0 | 0 | 0 | 0 | 0 | 0
288 | Pigging Program T60 Longford – Tyers | Other | Replacement |  | 0 | 0 | 0 | 0 | 0 | 0
289 | Pigging Program T96 & T98 Chiltern- Rutherglen – Koonoomoo | Other | Replacement |  | 0 | 0 | 0 | 0 | 0 | 0
290 | Pigging Program T118 Trugannina-Plumpton | Other | Replacement |  | 0 | 0 | 0 | 0 | 0 | 0
291 | Pigging Program James Street to Laverton Pipeline (253) | Other | Replacement |  | 0 | 0 | 0 | 0 | 0 | 0
292 | Liquid Management - Brooklyn | City Gates & Field Regs | Replacement |  | 0 | 0 | 0 | 0 | 0 | 0
293 | BCS Unit 12 Inlet Filter Replacement/Augmentation | Compressors | Replacement |  | 0 | 0 | 0 | 0 | 0 | 0
294 | Coogee decommissioning |  |  |  | 0 | 0 | 0 | 0 | 0 | 0
295 | Compressor Type B Compliance | Compressors | Replacement |  | 0 | 0 | 0 | 0 | 0 | 0
296 | Morwell-Dandenong Fatigue Crack Detection from High Loads | Pipelines | Replacement |  | 0 | 0 | 0 | 0 | 0 | 0
297 | Winchelsea Compressor Unit 2 | Compressors | Expansion |  | 0 | 0 | 0 | 0 | 0 | 0
298 | Low Value Preventative & Reactive Maintenance | Other | Replacement |  | 0 | 0 | 0 | 0 | 0 | 0
299 | T24 Brooklyn - Corio | Pipelines | Replacement |  | 0 | 0 | 0 | 508500 | 14.9 | 508514.9
300 | Corporate - Finance - ERP | Other | Non-System |  | 0 | 0 | 0 | 113859.9673 | 918118.1532 | 1031978.1205
301 | Corporate - EPMO | Other | Non-System |  | 0 | 0 | 0 | 0 | 100942.7233 | 100942.7233
302 | Corporate - Learning Management System | Other | Replacement |  | 0 | 0 | 0 | 0 | 0 | 0
303 | Pigging Program T96 & T98 Chiltern- Rutherglen – Koonoomoo | Other | Replacement |  | 0 | 0 | 0 | 0 | 692744.37 | 692744.37
304 | WollertCS/CG PLC | Other | Replacement |  | 0 | 0 | 0 | 0 | 15000 | 15000
305 | AEMO IP Comms.UPG | Other | Replacement |  | 0 | 0 | 0 | 0 | 0 | 0
306 | T64 4Digs | Other | Replacement |  | 0 | 0 | 0 | 0 | 0 | 0

## 5.0 Calc│Forecast Projects
Please note that due to the SoCI programs being of a Confidential nature, this list does not report all capex projects forecast for the purpose of the CY23 to CY27 VTS Access Arrangement. The total capex forecast reported in tab "1.0 Output│PTRM" has been manually adjusted to reconcile to the total forecast capex for CY23 to CY27.
| 5.0 Calc│Forecast Projects |  | Check | 223334600.9556 | 223334600.9556 | 0 |  |  |  |  | 12 | 15 | 13 | 16
Capex # | Project Name | Business case/ project code | Unit | Allocator | Year | 2023 | 2024 | 2025 | 2026 | 2027 | Labour | Contractor | Materials | Other | Check
1 | WCS A Process Safety | BC203 | 1 | VTS | 2022 | 0 | 53457.287 | 748402.0187 | 0 | 0 | 12.47% | 43.65% | 18.71% | 25.17% | 100%
2 | Brooklyn CS upgrade | BC204 | 1 | VTS | 2022 | 0 | 0 | 53457.287 | 748402.0187 | 0 | 12.47% | 43.65% | 18.71% | 25.17% | 100%
3 | Compressor Station Vent Upgrade | BC205 | 1 | VTS | 2022 | 0 | 0 | 534572.8705 | 534572.8705 | 1042417.0975 | 15.39% | 23.68% | 47.36% | 13.57% | 100%
4 | Iona CS Aftercooler Upgrade | BC211 | 1 | VTS | 2022 | 0 | 0 | 0 | 0 | 0 | 0% | 0% | 0% | 0% | 0%
5 | Battery Charger Upgrades | BC212 | 1 | VTS | 2022 | 37420.1009 | 390238.1955 | 213829.1482 | 213829.1482 | 213829.1482 | 18.71% | 18.71% | 56.12% | 6.467% | 100%
6 | Wollert CG & T74/T119 PRS Instrument Air | BC216 | 1 | VTS | 2022 | 0 | 0 | 0 | 0 | 0 | 0% | 0% | 0% | 0% | 0%
7 | T33 LV03 Pit | BC220 | 1 | VTS | 2022 | 0 | 0 | 0 | 353737.5599 | 0 | 18.65% | 43.88% | 2.734% | 34.74% | 100%
8 | Dandenong City Gate Gas Quality | BC224 | 1 | VTS | 2022 | 0 | 0 | 0 | 0 | 0 | 0% | 0% | 0% | 0% | 0%
9 | Control Valve Positioner Replacement | BC225 | 1 | VTS | 2022 | 106914.5741 | 106914.5741 | 106914.5741 | 106914.5741 | 114906.4385 | 26.72% | 31.03% | 35.78% | 6.467% | 100%
10 | SMS Aerial Photography | BC227 | 1 | VTS | 2022 | 0 | 0 | 213829.1482 | 0 | 0 | 4.677% | 88.86% | 0% | 6.467% | 100%
11 | Encroachment High Consequence | BC230 | 1 | VTS | 2022 | 0 | 0 | 940848.2521 | 940848.2521 | 470424.126 | 14.88% | 63.77% | 8.503% | 12.84% | 100%
12 | Turbine Overhaul and Minor Upgrades | BC235 | 1 | VTS | 2022 | 213829.1482 | 1603718.6115 | 0 | 0 | 3528180.9453 | 11.22% | 11.22% | 59.86% | 17.69% | 100%
13 | Emergency Response Equipment | BC239 | 1 | VTS | 2022 | 0 | 0 | 3207437.223 | 3314351.7971 | 0 | 2.516% | 3.069% | 87.95% | 6.467% | 100%
14 | BCS Unregulated Bypass Upgrade | BC242 | 1 | VTS | 2022 | 0 | 0 | 0 | 0 | 0 | 0% | 0% | 0% | 0% | 0%
15 | CP Replacement | BC244 | 1 | VTS | 2022 | 248469.4702 | 248469.4702 | 248469.4702 | 248469.4702 | 248813.7351 | 20.46% | 24.35% | 48.72% | 6.467% | 100%
16 | Hazardous Area Rectification | BC249 | 1 | VTS | 2022 | 229866.3343 | 106914.5741 | 213829.1482 | 310052.2649 | 90877.388 | 10.51% | 47.29% | 35.73% | 6.467% | 100%
17 | Pipeline Integrity | BC258 | 1 | VTS | 2022 | 4444153.3834 | 9927018.2051 | 7377105.6129 | 5559557.8532 | 2245206.0561 | 5.076% | 77.8% | 8.967% | 8.159% | 100%
18 | VTS Unpiggables | BC259 | 1 | VTS | 2022 | 11036329.6133 | 17615480.4407 | 0 | 0 | 0 | 15.44% | 69.51% | 8.551% | 6.502% | 100%
19 | Pipe Support Replacement | BC263 | 1 | VTS | 2022 | 0 | 0 | 267286.4352 | 267286.4352 | 374201.0093 | 8.253% | 55.02% | 22.01% | 14.72% | 100%
20 | HMI ClearSCADA Upgrade | BC264 | 1 | VTS | 2022 | 21382.9148 | 748402.0187 | 0 | 0 | 0 | 9.353% | 46.77% | 37.41% | 6.467% | 100%
21 | Liquids Management | BC260 | 1 | VTS | 2022 | 0 | 0 | 0 | 0 | 320743.7223 | 15.59% | 15.59% | 62.36% | 6.467% | 100%
22 | BCS Unit 12 Inlet Filter Upgrade | BC267 | 1 | VTS | 2022 | 0 | 0 | 0 | 0 | 0 | 0% | 0% | 0% | 0% | 0%
23 | Type B Compliance | BC271 | 1 | VTS | 2022 | 0 | 491807.0409 | 534572.8705 | 534572.8705 | 534572.8705 | 4.772% | 38.18% | 42.95% | 14.1% | 100%
24 | VTS Mainline Isolation Valve Upgrade​ | BC275 | 1 | VTS | 2022 | 0 | 0 | 641487.4446 | 1069145.741 | 1069145.741 | 8.969% | 33.31% | 38.44% | 19.28% | 100%
25 | Reliability Centred Maintenance | BC307 | 1 | VTS | 2022 | 0 | 0 | 0 | 0 | 0 | 0% | 0% | 0% | 0% | 0%
26 | Arc Flash Risk Mitigation | BC309 | 1 | VTS | 2022 | 133643.2176 | 400929.6529 | 267286.4352 | 267286.4352 | 267286.4352 | 11.22% | 44.9% | 37.41% | 6.467% | 100%
27 | Critical Spares | BC314 | 1 | VTS | 2022 | 0 | 0 | 0 | 0 | 2245206.0561 | 4.454% | 0% | 89.08% | 6.467% | 100%
28 | Station Control Logic Review & Rectification | BC317 | 1 | VTS | 2022 | 42765.8507 | 277978.0298 | 1847140.4865 | 0 | 0 | 12.81% | 23.06% | 34.6% | 29.53% | 100%
29 | VTS Waterbath Integrity | BC328 | 1 | VTS | 2022 | 213829.1482 | 427658.2964 | 427658.2964 | 1069145.741 | 0 | 9.353% | 9.353% | 18.71% | 62.59% | 100%
30 | VTS Facility Pipework Integrity | BC329 | 1 | VTS | 2022 | 641487.4446 | 641487.4446 | 2234514.5987 | 3207437.223 | 3207437.223 | 19.03% | 63.43% | 3.524% | 14.02% | 100%
31 | Low Value Preventative & Reactive Maintenance (1) | BC330(1) | 1 | VTS | 2022 | 699791.8453 | 421181.0951 | 435329.2972 | 435329.2972 | 435329.2972 | 0% | 0.8241% | 92.71% | 6.467% | 100%
32 | Low Value Preventative & Reactive Maintenance (2) | BC330(2) | 1 | VTS | 2022 | 36430.1512 | 209473.3693 | 0 | 0 | 0 | 0% | 93.53% | 0% | 6.467% | 100%
33 | WORM (Pipeline) | WORM | 1 | VTS | 2022 | 67840242.2441 | 999517.6246 | 0 | 0 | 0 | 7.779% | 79.96% | 0.03449% | 12.22% | 100%
34 | WORM (Compressor) | WORM | 1 | VTS | 2023 | 12160862.8863 | 0 | 0 | 0 | 0 | 7.354% | 80.57% | 0.035% | 12.04% | 100%
35 | WORM (City Gates & Field Regs) | WORM | 1 | VTS | 2022 | 3127079.0279 | 0 | 0 | 0 | 0 | 7.354% | 80.57% | 0.035% | 12.04% | 100%
36 | WORM (Buildings) | WORM | 1 | VTS | 2022 | 0 | 0 | 0 | 0 | 0 | 0% | 0% | 0% | 0% | 0%
37 | Winchelsea Compressor Unit 2 | Winchelsea | 1 | VTS | 2022 | 29797091.8015 | 0 | 0 | 0 | 0 | 15.81% | 67.62% | 9.162% | 7.407% | 100%
38 | Pipeline Fracture Resistance Assessment | BC331 | 1 | VTS | 2022 | 748402.0187 | 780476.3909 | 0 | 0 | 0 | 17.66% | 47.75% | 22.89% | 11.7% | 100%
39 | Share of corporate properties | 0 | 1 | 0 | 2022 | 0 | 0 | 0 | 0 | 0 | 0% | 0% | 0% | 0% | 0%
40 | Share of corporate motor vehicles | 0 | 1 | 0 | 2022 | 0 | 0 | 0 | 0 | 0 | 0% | 0% | 0% | 0% | 0%
41 | Operational Technology | 0 | 1 | 0 | 2022 | 0 | 0 | 0 | 0 | 0 | 0% | 0% | 0% | 0% | 0%
42 | Information Technology (including Transformation Office) | 0 | 1 | 0 | 2022 | 0 | 0 | 0 | 0 | 0 | 0% | 0% | 0% | 0% | 0%
43 | SoCI cyber | 0 | 1 | 0 | 2022 | 0 | 0 | 0 | 0 | 0 | 0% | 0% | 0% | 0% | 0%
44 | SoCI program | 0 | 1 | 0 | 2022 | 0 | 0 | 0 | 0 | 0 | 0% | 0% | 0% | 0% | 0%
45 | SoCI Physical security | 0 | 1 | 0 | 2022 | 0 | 0 | 0 | 0 | 0 | 0% | 0% | 0% | 0% | 0%
46 | Hydrogen safety | 0 | 1 | 0 | 2022 | 0 | 0 | 0 | 0 | 0 | 0% | 0% | 0% | 0% | 0%
47 | Access Arrangment Costs | 0 | 1 | 0 | 2022 | 0 | 0 | 0 | 0 | 0 | 0% | 0% | 0% | 0% | 0%
- |  | - | 1 | - |  | 0 | 0 | 0 | 0 | 0 | 0% | 0% | 0% | 0% | 0%
- |  | - | 1 | - |  | 0 | 0 | 0 | 0 | 0 | 0% | 0% | 0% | 0% | 0%
- |  | - | 1 | - |  | 0 | 0 | 0 | 0 | 0 | 0% | 0% | 0% | 0% | 0%
- |  | - | 1 | - |  | 0 | 0 | 0 | 0 | 0 | 0% | 0% | 0% | 0% | 0%
- |  | - | 1 | - |  | 0 | 0 | 0 | 0 | 0 | 0% | 0% | 0% | 0% | 0%
- |  | - | 1 | - |  | 0 | 0 | 0 | 0 | 0 | 0% | 0% | 0% | 0% | 0%
- |  | - | 1 | - |  | 0 | 0 | 0 | 0 | 0 | 0% | 0% | 0% | 0% | 0%
- |  | - | 1 | - |  | 0 | 0 | 0 | 0 | 0 | 0% | 0% | 0% | 0% | 0%
- |  | - | 1 | - |  | 0 | 0 | 0 | 0 | 0 | 0% | 0% | 0% | 0% | 0%
- |  | - | 1 | - |  | 0 | 0 | 0 | 0 | 0 | 0% | 0% | 0% | 0% | 0%
- |  | - | 1 | - |  | 0 | 0 | 0 | 0 | 0 | 0% | 0% | 0% | 0% | 0%
- |  | - | 1 | - |  | 0 | 0 | 0 | 0 | 0 | 0% | 0% | 0% | 0% | 0%
- |  | - | 1 | - |  | 0 | 0 | 0 | 0 | 0 | 0% | 0% | 0% | 0% | 0%
- |  | - | 1 | - |  | 0 | 0 | 0 | 0 | 0 | 0% | 0% | 0% | 0% | 0%
- |  | - | 1 | - |  | 0 | 0 | 0 | 0 | 0 | 0% | 0% | 0% | 0% | 0%
- |  | - | 1 | - |  | 0 | 0 | 0 | 0 | 0 | 0% | 0% | 0% | 0% | 0%
- |  | - | 1 | - |  | 0 | 0 | 0 | 0 | 0 | 0% | 0% | 0% | 0% | 0%
- |  | - | 1 | - |  | 0 | 0 | 0 | 0 | 0 | 0% | 0% | 0% | 0% | 0%
- |  | - | 1 | - |  | 0 | 0 | 0 | 0 | 0 | 0% | 0% | 0% | 0% | 0%
- |  | - | 1 | - |  | 0 | 0 | 0 | 0 | 0 | 0% | 0% | 0% | 0% | 0%
- |  | - | 1 | - |  | 0 | 0 | 0 | 0 | 0 | 0% | 0% | 0% | 0% | 0%
- |  | - | 1 | - |  | 0 | 0 | 0 | 0 | 0 | 0% | 0% | 0% | 0% | 0%
- |  | - | 1 | - |  | 0 | 0 | 0 | 0 | 0 | 0% | 0% | 0% | 0% | 0%
- |  | - | 1 | - |  | 0 | 0 | 0 | 0 | 0 | 0% | 0% | 0% | 0% | 0%
- |  | - | 1 | - |  | 0 | 0 | 0 | 0 | 0 | 0% | 0% | 0% | 0% | 0%
- |  | - | 1 | - |  | 0 | 0 | 0 | 0 | 0 | 0% | 0% | 0% | 0% | 0%
- |  | - | 1 | - |  | 0 | 0 | 0 | 0 | 0 | 0% | 0% | 0% | 0% | 0%
- |  | - | 1 | - |  | 0 | 0 | 0 | 0 | 0 | 0% | 0% | 0% | 0% | 0%
- |  | - | 1 | - |  | 0 | 0 | 0 | 0 | 0 | 0% | 0% | 0% | 0% | 0%
- |  | - | 1 | - |  | 0 | 0 | 0 | 0 | 0 | 0% | 0% | 0% | 0% | 0%
- |  | - | 1 | - |  | 0 | 0 | 0 | 0 | 0 | 0% | 0% | 0% | 0% | 0%
- |  | - | 1 | - |  | 0 | 0 | 0 | 0 | 0 | 0% | 0% | 0% | 0% | 0%
- |  | - | 1 | - |  | 0 | 0 | 0 | 0 | 0 | 0% | 0% | 0% | 0% | 0%
- |  | - | 1 | - |  | 0 | 0 | 0 | 0 | 0 | 0% | 0% | 0% | 0% | 0%
- |  | - | 1 | - |  | 0 | 0 | 0 | 0 | 0 | 0% | 0% | 0% | 0% | 0%
- |  | - | 1 | - |  | 0 | 0 | 0 | 0 | 0 | 0% | 0% | 0% | 0% | 0%
- |  | - | 1 | - |  | 0 | 0 | 0 | 0 | 0 | 0% | 0% | 0% | 0% | 0%
- |  | - | 1 | - |  | 0 | 0 | 0 | 0 | 0 | 0% | 0% | 0% | 0% | 0%
- |  | - | 1 | - |  | 0 | 0 | 0 | 0 | 0 | 0% | 0% | 0% | 0% | 0%
- |  | - | 1 | - |  | 0 | 0 | 0 | 0 | 0 | 0% | 0% | 0% | 0% | 0%
- |  | - | 1 | - |  | 0 | 0 | 0 | 0 | 0 | 0% | 0% | 0% | 0% | 0%
- |  | - | 1 | - |  | 0 | 0 | 0 | 0 | 0 | 0% | 0% | 0% | 0% | 0%
- |  | - | 1 | - |  | 0 | 0 | 0 | 0 | 0 | 0% | 0% | 0% | 0% | 0%
- |  | - | 1 | - |  | 0 | 0 | 0 | 0 | 0 | 0% | 0% | 0% | 0% | 0%
- |  | - | 1 | - |  | 0 | 0 | 0 | 0 | 0 | 0% | 0% | 0% | 0% | 0%
- |  | - | 1 | - |  | 0 | 0 | 0 | 0 | 0 | 0% | 0% | 0% | 0% | 0%
- |  | - | 1 | - |  | 0 | 0 | 0 | 0 | 0 | 0% | 0% | 0% | 0% | 0%
- |  | - | 1 | - |  | 0 | 0 | 0 | 0 | 0 | 0% | 0% | 0% | 0% | 0%
- |  | - | 1 | - |  | 0 | 0 | 0 | 0 | 0 | 0% | 0% | 0% | 0% | 0%
- |  | - | 1 | - |  | 0 | 0 | 0 | 0 | 0 | 0% | 0% | 0% | 0% | 0%
- |  | - | 1 | - |  | 0 | 0 | 0 | 0 | 0 | 0% | 0% | 0% | 0% | 0%
- |  | - | 1 | - |  | 0 | 0 | 0 | 0 | 0 | 0% | 0% | 0% | 0% | 0%
- |  | - | 1 | - |  | 0 | 0 | 0 | 0 | 0 | 0% | 0% | 0% | 0% | 0%
- |  | - | 1 | - |  | 0 | 0 | 0 | 0 | 0 | 0% | 0% | 0% | 0% | 0%
- |  | - | 1 | - |  | 0 | 0 | 0 | 0 | 0 | 0% | 0% | 0% | 0% | 0%
- |  | - | 1 | - |  | 0 | 0 | 0 | 0 | 0 | 0% | 0% | 0% | 0% | 0%
- |  | - | 1 | - |  | 0 | 0 | 0 | 0 | 0 | 0% | 0% | 0% | 0% | 0%
- |  | - | 1 | - |  | 0 | 0 | 0 | 0 | 0 | 0% | 0% | 0% | 0% | 0%
- |  | - | 1 | - |  | 0 | 0 | 0 | 0 | 0 | 0% | 0% | 0% | 0% | 0%
- |  | - | 1 | - |  | 0 | 0 | 0 | 0 | 0 | 0% | 0% | 0% | 0% | 0%
- |  | - | 1 | - |  | 0 | 0 | 0 | 0 | 0 | 0% | 0% | 0% | 0% | 0%
- |  | - | 1 | - |  | 0 | 0 | 0 | 0 | 0 | 0% | 0% | 0% | 0% | 0%
- |  | - | 1 | - |  | 0 | 0 | 0 | 0 | 0 | 0% | 0% | 0% | 0% | 0%
- |  | - | 1 | - |  | 0 | 0 | 0 | 0 | 0 | 0% | 0% | 0% | 0% | 0%
- |  | - | 1 | - |  | 0 | 0 | 0 | 0 | 0 | 0% | 0% | 0% | 0% | 0%
- |  | - | 1 | - |  | 0 | 0 | 0 | 0 | 0 | 0% | 0% | 0% | 0% | 0%
- |  | - | 1 | - |  | 0 | 0 | 0 | 0 | 0 | 0% | 0% | 0% | 0% | 0%
- |  | - | 1 | - |  | 0 | 0 | 0 | 0 | 0 | 0% | 0% | 0% | 0% | 0%
- |  | - | 1 | - |  | 0 | 0 | 0 | 0 | 0 | 0% | 0% | 0% | 0% | 0%
- |  | - | 1 | - |  | 0 | 0 | 0 | 0 | 0 | 0% | 0% | 0% | 0% | 0%
- |  | - | 1 | - |  | 0 | 0 | 0 | 0 | 0 | 0% | 0% | 0% | 0% | 0%
- |  | - | 1 | - |  | 0 | 0 | 0 | 0 | 0 | 0% | 0% | 0% | 0% | 0%
- |  | - | 1 | - |  | 0 | 0 | 0 | 0 | 0 | 0% | 0% | 0% | 0% | 0%
- |  | - |  | - |  | 0 | 0 | 0 | 0 | 0 | 0% | 0% | 0% | 0% | 0%
- |  | - |  | - |  | 0 | 0 | 0 | 0 | 0 | 0% | 0% | 0% | 0% | 0%
- |  | - |  | - |  | 0 | 0 | 0 | 0 | 0 | 0% | 0% | 0% | 0% | 0%
- |  | - |  | - |  | 0 | 0 | 0 | 0 | 0 | 0% | 0% | 0% | 0% | 0%
- |  | - |  | - |  | 0 | 0 | 0 | 0 | 0 | 0% | 0% | 0% | 0% | 0%
- |  | - |  | - |  | 0 | 0 | 0 | 0 | 0 | 0% | 0% | 0% | 0% | 0%
- |  | - |  | - |  | 0 | 0 | 0 | 0 | 0 | 0% | 0% | 0% | 0% | 0%
- |  | - |  | - |  | 0 | 0 | 0 | 0 | 0 | 0% | 0% | 0% | 0% | 0%
- |  | - |  | - |  | 0 | 0 | 0 | 0 | 0 | 0% | 0% | 0% | 0% | 0%
- |  | - |  | - |  | 0 | 0 | 0 | 0 | 0 | 0% | 0% | 0% | 0% | 0%
- |  | - |  | - |  | 0 | 0 | 0 | 0 | 0 | 0% | 0% | 0% | 0% | 0%
- |  | - |  | - |  | 0 | 0 | 0 | 0 | 0 | 0% | 0% | 0% | 0% | 0%
- |  | - |  | - |  | 0 | 0 | 0 | 0 | 0 | 0% | 0% | 0% | 0% | 0%
- |  | - |  | - |  | 0 | 0 | 0 | 0 | 0 | 0% | 0% | 0% | 0% | 0%
- |  | - |  | - |  | 0 | 0 | 0 | 0 | 0 | 0% | 0% | 0% | 0% | 0%
- |  | - |  | - |  | 0 | 0 | 0 | 0 | 0 | 0% | 0% | 0% | 0% | 0%
- |  | - |  | - |  | 0 | 0 | 0 | 0 | 0 | 0% | 0% | 0% | 0% | 0%
- |  | - |  | - |  | 0 | 0 | 0 | 0 | 0 | 0% | 0% | 0% | 0% | 0%
- |  | - |  | - |  | 0 | 0 | 0 | 0 | 0 | 0% | 0% | 0% | 0% | 0%
- |  | - |  | - |  | 0 | 0 | 0 | 0 | 0 | 0% | 0% | 0% | 0% | 0%
- |  | - |  | - |  | 0 | 0 | 0 | 0 | 0 | 0% | 0% | 0% | 0% | 0%
- |  | - |  | - |  | 0 | 0 | 0 | 0 | 0 | 0% | 0% | 0% | 0% | 0%
- |  | - |  | - |  | 0 | 0 | 0 | 0 | 0 | 0% | 0% | 0% | 0% | 0%
- |  | - |  | - |  | 0 | 0 | 0 | 0 | 0 | 0% | 0% | 0% | 0% | 0%
- |  | - |  | - |  | 0 | 0 | 0 | 0 | 0 | 0% | 0% | 0% | 0% | 0%
- |  | - |  | - |  | 0 | 0 | 0 | 0 | 0 | 0% | 0% | 0% | 0% | 0%
- |  | - |  | - |  | 0 | 0 | 0 | 0 | 0 | 0% | 0% | 0% | 0% | 0%
- |  | - |  | - |  | 0 | 0 | 0 | 0 | 0 | 0% | 0% | 0% | 0% | 0%
- |  | - |  | - |  | 0 | 0 | 0 | 0 | 0 | 0% | 0% | 0% | 0% | 0%
- |  | - |  | - |  | 0 | 0 | 0 | 0 | 0 | 0% | 0% | 0% | 0% | 0%
- |  | - |  | - |  | 0 | 0 | 0 | 0 | 0 | 0% | 0% | 0% | 0% | 0%
- |  | - |  | - |  | 0 | 0 | 0 | 0 | 0 | 0% | 0% | 0% | 0% | 0%
- |  | - |  | - |  | 0 | 0 | 0 | 0 | 0 | 0% | 0% | 0% | 0% | 0%
- |  | - |  | - |  | 0 | 0 | 0 | 0 | 0 | 0% | 0% | 0% | 0% | 0%
- |  | - |  | - |  | 0 | 0 | 0 | 0 | 0 | 0% | 0% | 0% | 0% | 0%
- |  | - |  | - |  | 0 | 0 | 0 | 0 | 0 | 0% | 0% | 0% | 0% | 0%
- |  | - |  | - |  | 0 | 0 | 0 | 0 | 0 | 0% | 0% | 0% | 0% | 0%
- |  | - |  | - |  | 0 | 0 | 0 | 0 | 0 | 0% | 0% | 0% | 0% | 0%
- |  | - |  | - |  | 0 | 0 | 0 | 0 | 0 | 0% | 0% | 0% | 0% | 0%
- |  | - |  | - |  | 0 | 0 | 0 | 0 | 0 | 0% | 0% | 0% | 0% | 0%
- |  | - |  | - |  | 0 | 0 | 0 | 0 | 0 | 0% | 0% | 0% | 0% | 0%
- |  | - |  | - |  | 0 | 0 | 0 | 0 | 0 | 0% | 0% | 0% | 0% | 0%
- |  | - |  | - |  | 0 | 0 | 0 | 0 | 0 | 0% | 0% | 0% | 0% | 0%
- |  | - |  | - |  | 0 | 0 | 0 | 0 | 0 | 0% | 0% | 0% | 0% | 0%
- |  | - |  | - |  | 0 | 0 | 0 | 0 | 0 | 0% | 0% | 0% | 0% | 0%
- |  | - |  | - |  | 0 | 0 | 0 | 0 | 0 | 0% | 0% | 0% | 0% | 0%
- |  | - |  | - |  | 0 | 0 | 0 | 0 | 0 | 0% | 0% | 0% | 0% | 0%
- |  | - |  | - |  | 0 | 0 | 0 | 0 | 0 | 0% | 0% | 0% | 0% | 0%
- |  | - |  | - |  | 0 | 0 | 0 | 0 | 0 | 0% | 0% | 0% | 0% | 0%
- |  | - |  | - |  | 0 | 0 | 0 | 0 | 0 | 0% | 0% | 0% | 0% | 0%
- |  | - |  | - |  | 0 | 0 | 0 | 0 | 0 | 0% | 0% | 0% | 0% | 0%
- |  | - |  | - |  | 0 | 0 | 0 | 0 | 0 | 0% | 0% | 0% | 0% | 0%
- |  | - |  | - |  | 0 | 0 | 0 | 0 | 0 | 0% | 0% | 0% | 0% | 0%
- |  | - |  | - |  | 0 | 0 | 0 | 0 | 0 | 0% | 0% | 0% | 0% | 0%
- |  | - |  | - |  | 0 | 0 | 0 | 0 | 0 | 0% | 0% | 0% | 0% | 0%
- |  | - |  | - |  | 0 | 0 | 0 | 0 | 0 | 0% | 0% | 0% | 0% | 0%
- |  | - |  | - |  | 0 | 0 | 0 | 0 | 0 | 0% | 0% | 0% | 0% | 0%
- |  | - |  | - |  | 0 | 0 | 0 | 0 | 0 | 0% | 0% | 0% | 0% | 0%
- |  | - |  | - |  | 0 | 0 | 0 | 0 | 0 | 0% | 0% | 0% | 0% | 0%
- |  | - |  | - |  | 0 | 0 | 0 | 0 | 0 | 0% | 0% | 0% | 0% | 0%
- |  | - |  | - |  | 0 | 0 | 0 | 0 | 0 | 0% | 0% | 0% | 0% | 0%
- |  | - |  | - |  | 0 | 0 | 0 | 0 | 0 | 0% | 0% | 0% | 0% | 0%
- |  | - |  | - |  | 0 | 0 | 0 | 0 | 0 | 0% | 0% | 0% | 0% | 0%
- |  | - |  | - |  | 0 | 0 | 0 | 0 | 0 | 0% | 0% | 0% | 0% | 0%
- |  | - |  | - |  | 0 | 0 | 0 | 0 | 0 | 0% | 0% | 0% | 0% | 0%
- |  | - |  | - |  | 0 | 0 | 0 | 0 | 0 | 0% | 0% | 0% | 0% | 0%
- |  | - |  | - |  | 0 | 0 | 0 | 0 | 0 | 0% | 0% | 0% | 0% | 0%
- |  | - |  | - |  | 0 | 0 | 0 | 0 | 0 | 0% | 0% | 0% | 0% | 0%
- |  | - |  | - |  | 0 | 0 | 0 | 0 | 0 | 0% | 0% | 0% | 0% | 0%

## 5.1 Calc│$ million
Please note that due to the SoCI programs being of a Confidential nature, this list does not report all capex projects forecast for the purpose of the CY23 to CY27 VTS Access Arrangement. The total capex forecast reported in tab "1.0 Output│PTRM" has been manually adjusted to reconcile to the total forecast capex for CY23 to CY27.
| 5.1 Calc│$ million | Check picking up all projects | TRUE |  | Check values | TRUE | TRUE | TRUE | TRUE | TRUE
Capex # | Project Name | Business case/ project code | Unit Input | Converter |  | 2023 | 2024 | 2025 | 2026 | 2027
1 | WCS A Process Safety | BC203 | 1 | 1e-06 |  | 0 | 0.053457 | 0.7484 | 0 | 0
2 | Brooklyn CS upgrade | BC204 | 1 | 1e-06 |  | 0 | 0 | 0.053457 | 0.7484 | 0
3 | Compressor Station Vent Upgrade | BC205 | 1 | 1e-06 |  | 0 | 0 | 0.53457 | 0.53457 | 1.0424
4 | Iona CS Aftercooler Upgrade | BC211 | 1 | 1e-06 |  | 0 | 0 | 0 | 0 | 0
5 | Battery Charger Upgrades | BC212 | 1 | 1e-06 |  | 0.03742 | 0.39024 | 0.21383 | 0.21383 | 0.21383
6 | Wollert CG & T74/T119 PRS Instrument Air | BC216 | 1 | 1e-06 |  | 0 | 0 | 0 | 0 | 0
7 | T33 LV03 Pit | BC220 | 1 | 1e-06 |  | 0 | 0 | 0 | 0.35374 | 0
8 | Dandenong City Gate Gas Quality | BC224 | 1 | 1e-06 |  | 0 | 0 | 0 | 0 | 0
9 | Control Valve Positioner Replacement | BC225 | 1 | 1e-06 |  | 0.10691 | 0.10691 | 0.10691 | 0.10691 | 0.11491
10 | SMS Aerial Photography | BC227 | 1 | 1e-06 |  | 0 | 0 | 0.21383 | 0 | 0
11 | Encroachment High Consequence | BC230 | 1 | 1e-06 |  | 0 | 0 | 0.94085 | 0.94085 | 0.47042
12 | Turbine Overhaul and Minor Upgrades | BC235 | 1 | 1e-06 |  | 0.21383 | 1.6037 | 0 | 0 | 3.5282
13 | Emergency Response Equipment | BC239 | 1 | 1e-06 |  | 0 | 0 | 3.2074 | 3.3144 | 0
14 | BCS Unregulated Bypass Upgrade | BC242 | 1 | 1e-06 |  | 0 | 0 | 0 | 0 | 0
15 | CP Replacement | BC244 | 1 | 1e-06 |  | 0.24847 | 0.24847 | 0.24847 | 0.24847 | 0.24881
16 | Hazardous Area Rectification | BC249 | 1 | 1e-06 |  | 0.22987 | 0.10691 | 0.21383 | 0.31005 | 0.090877
17 | Pipeline Integrity | BC258 | 1 | 1e-06 |  | 4.4442 | 9.927 | 7.3771 | 5.5596 | 2.2452
18 | VTS Unpiggables | BC259 | 1 | 1e-06 |  | 11.0363 | 17.6155 | 0 | 0 | 0
19 | Pipe Support Replacement | BC263 | 1 | 1e-06 |  | 0 | 0 | 0.26729 | 0.26729 | 0.3742
20 | HMI ClearSCADA Upgrade | BC264 | 1 | 1e-06 |  | 0.021383 | 0.7484 | 0 | 0 | 0
21 | Liquids Management | BC260 | 1 | 1e-06 |  | 0 | 0 | 0 | 0 | 0.32074
22 | BCS Unit 12 Inlet Filter Upgrade | BC267 | 1 | 1e-06 |  | 0 | 0 | 0 | 0 | 0
23 | Type B Compliance | BC271 | 1 | 1e-06 |  | 0 | 0.49181 | 0.53457 | 0.53457 | 0.53457
24 | VTS Mainline Isolation Valve Upgrade​ | BC275 | 1 | 1e-06 |  | 0 | 0 | 0.64149 | 1.0691 | 1.0691
25 | Reliability Centred Maintenance | BC307 | 1 | 1e-06 |  | 0 | 0 | 0 | 0 | 0
26 | Arc Flash Risk Mitigation | BC309 | 1 | 1e-06 |  | 0.13364 | 0.40093 | 0.26729 | 0.26729 | 0.26729
27 | Critical Spares | BC314 | 1 | 1e-06 |  | 0 | 0 | 0 | 0 | 2.2452
28 | Station Control Logic Review & Rectification | BC317 | 1 | 1e-06 |  | 0.042766 | 0.27798 | 1.8471 | 0 | 0
29 | VTS Waterbath Integrity | BC328 | 1 | 1e-06 |  | 0.21383 | 0.42766 | 0.42766 | 1.0691 | 0
30 | VTS Facility Pipework Integrity | BC329 | 1 | 1e-06 |  | 0.64149 | 0.64149 | 2.2345 | 3.2074 | 3.2074
31 | Low Value Preventative & Reactive Maintenance (1) | BC330(1) | 1 | 1e-06 |  | 0.69979 | 0.42118 | 0.43533 | 0.43533 | 0.43533
32 | Low Value Preventative & Reactive Maintenance (2) | BC330(2) | 1 | 1e-06 |  | 0.03643 | 0.20947 | 0 | 0 | 0
33 | WORM (Pipeline) | WORM | 1 | 1e-06 |  | 67.8402 | 0.99952 | 0 | 0 | 0
34 | WORM (Compressor) | WORM | 1 | 1e-06 |  | 12.1609 | 0 | 0 | 0 | 0
35 | WORM (City Gates & Field Regs) | WORM | 1 | 1e-06 |  | 3.1271 | 0 | 0 | 0 | 0
36 | WORM (Buildings) | WORM | 1 | 1e-06 |  | 0 | 0 | 0 | 0 | 0
37 | Winchelsea Compressor Unit 2 | Winchelsea | 1 | 1e-06 |  | 29.7971 | 0 | 0 | 0 | 0
38 | Pipeline Fracture Resistance Assessment | BC331 | 1 | 1e-06 |  | 0.7484 | 0.78048 | 0 | 0 | 0
39 | Share of corporate properties | 0 | 1 | 1e-06 |  | 0 | 0 | 0 | 0 | 0
40 | Share of corporate motor vehicles | 0 | 1 | 1e-06 |  | 0 | 0 | 0 | 0 | 0
41 | Operational Technology | 0 | 1 | 1e-06 |  | 0 | 0 | 0 | 0 | 0
42 | Information Technology (including Transformation Office) | 0 | 1 | 1e-06 |  | 0 | 0 | 0 | 0 | 0
43 | SoCI cyber | 0 | 1 | 1e-06 |  | 0 | 0 | 0 | 0 | 0
44 | SoCI program | 0 | 1 | 1e-06 |  | 0 | 0 | 0 | 0 | 0
45 | SoCI Physical security | 0 | 1 | 1e-06 |  | 0 | 0 | 0 | 0 | 0
46 | Hydrogen safety | 0 | 1 | 1e-06 |  | 0 | 0 | 0 | 0 | 0
47 | Access Arrangment Costs | 0 | 1 | 1e-06 |  | 0 | 0 | 0 | 0 | 0
- |  | - | 1 | 1e-06 |  | 0 | 0 | 0 | 0 | 0
- |  | - | 1 | 1e-06 |  | 0 | 0 | 0 | 0 | 0
- |  | - | 1 | 1e-06 |  | 0 | 0 | 0 | 0 | 0
- |  | - | 1 | 1e-06 |  | 0 | 0 | 0 | 0 | 0
- |  | - | 1 | 1e-06 |  | 0 | 0 | 0 | 0 | 0
- |  | - | 1 | 1e-06 |  | 0 | 0 | 0 | 0 | 0
- |  | - | 1 | 1e-06 |  | 0 | 0 | 0 | 0 | 0
- |  | - | 1 | 1e-06 |  | 0 | 0 | 0 | 0 | 0
- |  | - | 1 | 1e-06 |  | 0 | 0 | 0 | 0 | 0
- |  | - | 1 | 1e-06 |  | 0 | 0 | 0 | 0 | 0
- |  | - | 1 | 1e-06 |  | 0 | 0 | 0 | 0 | 0
- |  | - | 1 | 1e-06 |  | 0 | 0 | 0 | 0 | 0
- |  | - | 1 | 1e-06 |  | 0 | 0 | 0 | 0 | 0
- |  | - | 1 | 1e-06 |  | 0 | 0 | 0 | 0 | 0
- |  | - | 1 | 1e-06 |  | 0 | 0 | 0 | 0 | 0
- |  | - | 1 | 1e-06 |  | 0 | 0 | 0 | 0 | 0
- |  | - | 1 | 1e-06 |  | 0 | 0 | 0 | 0 | 0
- |  | - | 1 | 1e-06 |  | 0 | 0 | 0 | 0 | 0
- |  | - | 1 | 1e-06 |  | 0 | 0 | 0 | 0 | 0
- |  | - | 1 | 1e-06 |  | 0 | 0 | 0 | 0 | 0
- |  | - | 1 | 1e-06 |  | 0 | 0 | 0 | 0 | 0
- |  | - | 1 | 1e-06 |  | 0 | 0 | 0 | 0 | 0
- |  | - | 1 | 1e-06 |  | 0 | 0 | 0 | 0 | 0
- |  | - | 1 | 1e-06 |  | 0 | 0 | 0 | 0 | 0
- |  | - | 1 | 1e-06 |  | 0 | 0 | 0 | 0 | 0
- |  | - | 1 | 1e-06 |  | 0 | 0 | 0 | 0 | 0
- |  | - | 1 | 1e-06 |  | 0 | 0 | 0 | 0 | 0
- |  | - | 1 | 1e-06 |  | 0 | 0 | 0 | 0 | 0
- |  | - | 1 | 1e-06 |  | 0 | 0 | 0 | 0 | 0
- |  | - | 1 | 1e-06 |  | 0 | 0 | 0 | 0 | 0
- |  | - | 1 | 1e-06 |  | 0 | 0 | 0 | 0 | 0
- |  | - | 1 | 1e-06 |  | 0 | 0 | 0 | 0 | 0
- |  | - | 1 | 1e-06 |  | 0 | 0 | 0 | 0 | 0
- |  | - | 1 | 1e-06 |  | 0 | 0 | 0 | 0 | 0
- |  | - | 1 | 1e-06 |  | 0 | 0 | 0 | 0 | 0
- |  | - | 1 | 1e-06 |  | 0 | 0 | 0 | 0 | 0
- |  | - | 1 | 1e-06 |  | 0 | 0 | 0 | 0 | 0
- |  | - | 1 | 1e-06 |  | 0 | 0 | 0 | 0 | 0
- |  | - | 1 | 1e-06 |  | 0 | 0 | 0 | 0 | 0
- |  | - | 1 | 1e-06 |  | 0 | 0 | 0 | 0 | 0
- |  | - | 1 | 1e-06 |  | 0 | 0 | 0 | 0 | 0
- |  | - | 1 | 1e-06 |  | 0 | 0 | 0 | 0 | 0
- |  | - | 1 | 1e-06 |  | 0 | 0 | 0 | 0 | 0
- |  | - | 1 | 1e-06 |  | 0 | 0 | 0 | 0 | 0
- |  | - | 1 | 1e-06 |  | 0 | 0 | 0 | 0 | 0
- |  | - | 1 | 1e-06 |  | 0 | 0 | 0 | 0 | 0
- |  | - | 1 | 1e-06 |  | 0 | 0 | 0 | 0 | 0
- |  | - | 1 | 1e-06 |  | 0 | 0 | 0 | 0 | 0
- |  | - | 1 | 1e-06 |  | 0 | 0 | 0 | 0 | 0
- |  | - | 1 | 1e-06 |  | 0 | 0 | 0 | 0 | 0
- |  | - | 1 | 1e-06 |  | 0 | 0 | 0 | 0 | 0
- |  | - | 1 | 1e-06 |  | 0 | 0 | 0 | 0 | 0
- |  | - | 1 | 1e-06 |  | 0 | 0 | 0 | 0 | 0
- |  | - | 1 | 1e-06 |  | 0 | 0 | 0 | 0 | 0
- |  | - | 1 | 1e-06 |  | 0 | 0 | 0 | 0 | 0
- |  | - | 1 | 1e-06 |  | 0 | 0 | 0 | 0 | 0
- |  | - | 1 | 1e-06 |  | 0 | 0 | 0 | 0 | 0
- |  | - | 1 | 1e-06 |  | 0 | 0 | 0 | 0 | 0
- |  | - | 1 | 1e-06 |  | 0 | 0 | 0 | 0 | 0
- |  | - | 1 | 1e-06 |  | 0 | 0 | 0 | 0 | 0
- |  | - | 1 | 1e-06 |  | 0 | 0 | 0 | 0 | 0
- |  | - | 1 | 1e-06 |  | 0 | 0 | 0 | 0 | 0
- |  | - | 1 | 1e-06 |  | 0 | 0 | 0 | 0 | 0
- |  | - | 1 | 1e-06 |  | 0 | 0 | 0 | 0 | 0
- |  | - | 1 | 1e-06 |  | 0 | 0 | 0 | 0 | 0
- |  | - | 1 | 1e-06 |  | 0 | 0 | 0 | 0 | 0
- |  | - | 1 | 1e-06 |  | 0 | 0 | 0 | 0 | 0
- |  | - | 1 | 1e-06 |  | 0 | 0 | 0 | 0 | 0
- |  | - | 1 | 1e-06 |  | 0 | 0 | 0 | 0 | 0
- |  | - | 1 | 1e-06 |  | 0 | 0 | 0 | 0 | 0
- |  | - | 1 | 1e-06 |  | 0 | 0 | 0 | 0 | 0
- |  | - | 1 | 1e-06 |  | 0 | 0 | 0 | 0 | 0
- |  | - | 1 | 1e-06 |  | 0 | 0 | 0 | 0 | 0
- |  | - | 0 | 0 |  | 0 | 0 | 0 | 0 | 0
- |  | - | 0 | 0 |  | 0 | 0 | 0 | 0 | 0
- |  | - | 0 | 0 |  | 0 | 0 | 0 | 0 | 0
- |  | - | 0 | 0 |  | 0 | 0 | 0 | 0 | 0
- |  | - | 0 | 0 |  | 0 | 0 | 0 | 0 | 0
- |  | - | 0 | 0 |  | 0 | 0 | 0 | 0 | 0
- |  | - | 0 | 0 |  | 0 | 0 | 0 | 0 | 0
- |  | - | 0 | 0 |  | 0 | 0 | 0 | 0 | 0
- |  | - | 0 | 0 |  | 0 | 0 | 0 | 0 | 0
- |  | - | 0 | 0 |  | 0 | 0 | 0 | 0 | 0
- |  | - | 0 | 0 |  | 0 | 0 | 0 | 0 | 0
- |  | - | 0 | 0 |  | 0 | 0 | 0 | 0 | 0
- |  | - | 0 | 0 |  | 0 | 0 | 0 | 0 | 0
- |  | - | 0 | 0 |  | 0 | 0 | 0 | 0 | 0
- |  | - | 0 | 0 |  | 0 | 0 | 0 | 0 | 0
- |  | - | 0 | 0 |  | 0 | 0 | 0 | 0 | 0
- |  | - | 0 | 0 |  | 0 | 0 | 0 | 0 | 0
- |  | - | 0 | 0 |  | 0 | 0 | 0 | 0 | 0
- |  | - | 0 | 0 |  | 0 | 0 | 0 | 0 | 0
- |  | - | 0 | 0 |  | 0 | 0 | 0 | 0 | 0
- |  | - | 0 | 0 |  | 0 | 0 | 0 | 0 | 0
- |  | - | 0 | 0 |  | 0 | 0 | 0 | 0 | 0
- |  | - | 0 | 0 |  | 0 | 0 | 0 | 0 | 0
- |  | - | 0 | 0 |  | 0 | 0 | 0 | 0 | 0
- |  | - | 0 | 0 |  | 0 | 0 | 0 | 0 | 0
- |  | - | 0 | 0 |  | 0 | 0 | 0 | 0 | 0
- |  | - | 0 | 0 |  | 0 | 0 | 0 | 0 | 0
- |  | - | 0 | 0 |  | 0 | 0 | 0 | 0 | 0
- |  | - | 0 | 0 |  | 0 | 0 | 0 | 0 | 0
- |  | - | 0 | 0 |  | 0 | 0 | 0 | 0 | 0
- |  | - | 0 | 0 |  | 0 | 0 | 0 | 0 | 0
- |  | - | 0 | 0 |  | 0 | 0 | 0 | 0 | 0
- |  | - | 0 | 0 |  | 0 | 0 | 0 | 0 | 0
- |  | - | 0 | 0 |  | 0 | 0 | 0 | 0 | 0
- |  | - | 0 | 0 |  | 0 | 0 | 0 | 0 | 0
- |  | - | 0 | 0 |  | 0 | 0 | 0 | 0 | 0
- |  | - | 0 | 0 |  | 0 | 0 | 0 | 0 | 0
- |  | - | 0 | 0 |  | 0 | 0 | 0 | 0 | 0
- |  | - | 0 | 0 |  | 0 | 0 | 0 | 0 | 0
- |  | - | 0 | 0 |  | 0 | 0 | 0 | 0 | 0
- |  | - | 0 | 0 |  | 0 | 0 | 0 | 0 | 0
- |  | - | 0 | 0 |  | 0 | 0 | 0 | 0 | 0
- |  | - | 0 | 0 |  | 0 | 0 | 0 | 0 | 0
- |  | - | 0 | 0 |  | 0 | 0 | 0 | 0 | 0
- |  | - | 0 | 0 |  | 0 | 0 | 0 | 0 | 0
- |  | - | 0 | 0 |  | 0 | 0 | 0 | 0 | 0
- |  | - | 0 | 0 |  | 0 | 0 | 0 | 0 | 0
- |  | - | 0 | 0 |  | 0 | 0 | 0 | 0 | 0
- |  | - | 0 | 0 |  | 0 | 0 | 0 | 0 | 0
- |  | - | 0 | 0 |  | 0 | 0 | 0 | 0 | 0
- |  | - | 0 | 0 |  | 0 | 0 | 0 | 0 | 0
- |  | - | 0 | 0 |  | 0 | 0 | 0 | 0 | 0
- |  | - | 0 | 0 |  | 0 | 0 | 0 | 0 | 0
- |  | - | 0 | 0 |  | 0 | 0 | 0 | 0 | 0
- |  | - | 0 | 0 |  | 0 | 0 | 0 | 0 | 0
- |  | - | 0 | 0 |  | 0 | 0 | 0 | 0 | 0
- |  | - | 0 | 0 |  | 0 | 0 | 0 | 0 | 0
- |  | - | 0 | 0 |  | 0 | 0 | 0 | 0 | 0
- |  | - | 0 | 0 |  | 0 | 0 | 0 | 0 | 0
- |  | - | 0 | 0 |  | 0 | 0 | 0 | 0 | 0
- |  | - | 0 | 0 |  | 0 | 0 | 0 | 0 | 0
- |  | - | 0 | 0 |  | 0 | 0 | 0 | 0 | 0
- |  | - | 0 | 0 |  | 0 | 0 | 0 | 0 | 0
- |  | - | 0 | 0 |  | 0 | 0 | 0 | 0 | 0
- |  | - | 0 | 0 |  | 0 | 0 | 0 | 0 | 0
- |  | - | 0 | 0 |  | 0 | 0 | 0 | 0 | 0
- |  | - | 0 | 0 |  | 0 | 0 | 0 | 0 | 0
- |  | - | 0 | 0 |  | 0 | 0 | 0 | 0 | 0
- |  | - | 0 | 0 |  | 0 | 0 | 0 | 0 | 0

## 5.2 Calc│VTS
Please note that due to the SoCI programs being of a Confidential nature, this list does not report all capex projects forecast for the purpose of the CY23 to CY27 VTS Access Arrangement. The total capex forecast reported in tab "1.0 Output│PTRM" has been manually adjusted to reconcile to the total forecast capex for CY23 to CY27.
| 5.2 Calc│VTS | Check picking up all projects | TRUE |  | Check values | TRUE | TRUE | TRUE | TRUE | TRUE
Capex # | Project Name | Business case/ project code | Allocator Class | Allocator |  | 2023 | 2024 | 2025 | 2026 | 2027
1 | WCS A Process Safety | BC203 | VTS | 100% |  | 0 | 0.053457 | 0.7484 | 0 | 0
2 | Brooklyn CS upgrade | BC204 | VTS | 100% |  | 0 | 0 | 0.053457 | 0.7484 | 0
3 | Compressor Station Vent Upgrade | BC205 | VTS | 100% |  | 0 | 0 | 0.53457 | 0.53457 | 1.0424
4 | Iona CS Aftercooler Upgrade | BC211 | VTS | 100% |  | 0 | 0 | 0 | 0 | 0
5 | Battery Charger Upgrades | BC212 | VTS | 100% |  | 0.03742 | 0.39024 | 0.21383 | 0.21383 | 0.21383
6 | Wollert CG & T74/T119 PRS Instrument Air | BC216 | VTS | 100% |  | 0 | 0 | 0 | 0 | 0
7 | T33 LV03 Pit | BC220 | VTS | 100% |  | 0 | 0 | 0 | 0.35374 | 0
8 | Dandenong City Gate Gas Quality | BC224 | VTS | 100% |  | 0 | 0 | 0 | 0 | 0
9 | Control Valve Positioner Replacement | BC225 | VTS | 100% |  | 0.10691 | 0.10691 | 0.10691 | 0.10691 | 0.11491
10 | SMS Aerial Photography | BC227 | VTS | 100% |  | 0 | 0 | 0.21383 | 0 | 0
11 | Encroachment High Consequence | BC230 | VTS | 100% |  | 0 | 0 | 0.94085 | 0.94085 | 0.47042
12 | Turbine Overhaul and Minor Upgrades | BC235 | VTS | 100% |  | 0.21383 | 1.6037 | 0 | 0 | 3.5282
13 | Emergency Response Equipment | BC239 | VTS | 100% |  | 0 | 0 | 3.2074 | 3.3144 | 0
14 | BCS Unregulated Bypass Upgrade | BC242 | VTS | 100% |  | 0 | 0 | 0 | 0 | 0
15 | CP Replacement | BC244 | VTS | 100% |  | 0.24847 | 0.24847 | 0.24847 | 0.24847 | 0.24881
16 | Hazardous Area Rectification | BC249 | VTS | 100% |  | 0.22987 | 0.10691 | 0.21383 | 0.31005 | 0.090877
17 | Pipeline Integrity | BC258 | VTS | 100% |  | 4.4442 | 9.927 | 7.3771 | 5.5596 | 2.2452
18 | VTS Unpiggables | BC259 | VTS | 100% |  | 11.0363 | 17.6155 | 0 | 0 | 0
19 | Pipe Support Replacement | BC263 | VTS | 100% |  | 0 | 0 | 0.26729 | 0.26729 | 0.3742
20 | HMI ClearSCADA Upgrade | BC264 | VTS | 100% |  | 0.021383 | 0.7484 | 0 | 0 | 0
21 | Liquids Management | BC260 | VTS | 100% |  | 0 | 0 | 0 | 0 | 0.32074
22 | BCS Unit 12 Inlet Filter Upgrade | BC267 | VTS | 100% |  | 0 | 0 | 0 | 0 | 0
23 | Type B Compliance | BC271 | VTS | 100% |  | 0 | 0.49181 | 0.53457 | 0.53457 | 0.53457
24 | VTS Mainline Isolation Valve Upgrade​ | BC275 | VTS | 100% |  | 0 | 0 | 0.64149 | 1.0691 | 1.0691
25 | Reliability Centred Maintenance | BC307 | VTS | 100% |  | 0 | 0 | 0 | 0 | 0
26 | Arc Flash Risk Mitigation | BC309 | VTS | 100% |  | 0.13364 | 0.40093 | 0.26729 | 0.26729 | 0.26729
27 | Critical Spares | BC314 | VTS | 100% |  | 0 | 0 | 0 | 0 | 2.2452
28 | Station Control Logic Review & Rectification | BC317 | VTS | 100% |  | 0.042766 | 0.27798 | 1.8471 | 0 | 0
29 | VTS Waterbath Integrity | BC328 | VTS | 100% |  | 0.21383 | 0.42766 | 0.42766 | 1.0691 | 0
30 | VTS Facility Pipework Integrity | BC329 | VTS | 100% |  | 0.64149 | 0.64149 | 2.2345 | 3.2074 | 3.2074
31 | Low Value Preventative & Reactive Maintenance (1) | BC330(1) | VTS | 100% |  | 0.69979 | 0.42118 | 0.43533 | 0.43533 | 0.43533
32 | Low Value Preventative & Reactive Maintenance (2) | BC330(2) | VTS | 100% |  | 0.03643 | 0.20947 | 0 | 0 | 0
33 | WORM (Pipeline) | WORM | VTS | 100% |  | 67.8402 | 0.99952 | 0 | 0 | 0
34 | WORM (Compressor) | WORM | VTS | 100% |  | 12.1609 | 0 | 0 | 0 | 0
35 | WORM (City Gates & Field Regs) | WORM | VTS | 100% |  | 3.1271 | 0 | 0 | 0 | 0
36 | WORM (Buildings) | WORM | VTS | 100% |  | 0 | 0 | 0 | 0 | 0
37 | Winchelsea Compressor Unit 2 | Winchelsea | VTS | 100% |  | 29.7971 | 0 | 0 | 0 | 0
38 | Pipeline Fracture Resistance Assessment | BC331 | VTS | 100% |  | 0.7484 | 0.78048 | 0 | 0 | 0
39 | Share of corporate properties | 0 | 0 | 0% |  | 0 | 0 | 0 | 0 | 0
40 | Share of corporate motor vehicles | 0 | 0 | 0% |  | 0 | 0 | 0 | 0 | 0
41 | Operational Technology | 0 | 0 | 0% |  | 0 | 0 | 0 | 0 | 0
42 | Information Technology (including Transformation Office) | 0 | 0 | 0% |  | 0 | 0 | 0 | 0 | 0
43 | SoCI cyber | 0 | 0 | 0% |  | 0 | 0 | 0 | 0 | 0
44 | SoCI program | 0 | 0 | 0% |  | 0 | 0 | 0 | 0 | 0
45 | SoCI Physical security | 0 | 0 | 0% |  | 0 | 0 | 0 | 0 | 0
46 | Hydrogen safety | 0 | 0 | 0% |  | 0 | 0 | 0 | 0 | 0
47 | Access Arrangment Costs | 0 | 0 | 0% |  | 0 | 0 | 0 | 0 | 0
- |  | - | - | 0% |  | 0 | 0 | 0 | 0 | 0
- |  | - | - | 0% |  | 0 | 0 | 0 | 0 | 0
- |  | - | - | 0% |  | 0 | 0 | 0 | 0 | 0
- |  | - | - | 0% |  | 0 | 0 | 0 | 0 | 0
- |  | - | - | 0% |  | 0 | 0 | 0 | 0 | 0
- |  | - | - | 0% |  | 0 | 0 | 0 | 0 | 0
- |  | - | - | 0% |  | 0 | 0 | 0 | 0 | 0
- |  | - | - | 0% |  | 0 | 0 | 0 | 0 | 0
- |  | - | - | 0% |  | 0 | 0 | 0 | 0 | 0
- |  | - | - | 0% |  | 0 | 0 | 0 | 0 | 0
- |  | - | - | 0% |  | 0 | 0 | 0 | 0 | 0
- |  | - | - | 0% |  | 0 | 0 | 0 | 0 | 0
- |  | - | - | 0% |  | 0 | 0 | 0 | 0 | 0
- |  | - | - | 0% |  | 0 | 0 | 0 | 0 | 0
- |  | - | - | 0% |  | 0 | 0 | 0 | 0 | 0
- |  | - | - | 0% |  | 0 | 0 | 0 | 0 | 0
- |  | - | - | 0% |  | 0 | 0 | 0 | 0 | 0
- |  | - | - | 0% |  | 0 | 0 | 0 | 0 | 0
- |  | - | - | 0% |  | 0 | 0 | 0 | 0 | 0
- |  | - | - | 0% |  | 0 | 0 | 0 | 0 | 0
- |  | - | - | 0% |  | 0 | 0 | 0 | 0 | 0
- |  | - | - | 0% |  | 0 | 0 | 0 | 0 | 0
- |  | - | - | 0% |  | 0 | 0 | 0 | 0 | 0
- |  | - | - | 0% |  | 0 | 0 | 0 | 0 | 0
- |  | - | - | 0% |  | 0 | 0 | 0 | 0 | 0
- |  | - | - | 0% |  | 0 | 0 | 0 | 0 | 0
- |  | - | - | 0% |  | 0 | 0 | 0 | 0 | 0
- |  | - | - | 0% |  | 0 | 0 | 0 | 0 | 0
- |  | - | - | 0% |  | 0 | 0 | 0 | 0 | 0
- |  | - | - | 0% |  | 0 | 0 | 0 | 0 | 0
- |  | - | - | 0% |  | 0 | 0 | 0 | 0 | 0
- |  | - | - | 0% |  | 0 | 0 | 0 | 0 | 0
- |  | - | - | 0% |  | 0 | 0 | 0 | 0 | 0
- |  | - | - | 0% |  | 0 | 0 | 0 | 0 | 0
- |  | - | - | 0% |  | 0 | 0 | 0 | 0 | 0
- |  | - | - | 0% |  | 0 | 0 | 0 | 0 | 0
- |  | - | - | 0% |  | 0 | 0 | 0 | 0 | 0
- |  | - | - | 0% |  | 0 | 0 | 0 | 0 | 0
- |  | - | - | 0% |  | 0 | 0 | 0 | 0 | 0
- |  | - | - | 0% |  | 0 | 0 | 0 | 0 | 0
- |  | - | - | 0% |  | 0 | 0 | 0 | 0 | 0
- |  | - | - | 0% |  | 0 | 0 | 0 | 0 | 0
- |  | - | - | 0% |  | 0 | 0 | 0 | 0 | 0
- |  | - | - | 0% |  | 0 | 0 | 0 | 0 | 0
- |  | - | - | 0% |  | 0 | 0 | 0 | 0 | 0
- |  | - | - | 0% |  | 0 | 0 | 0 | 0 | 0
- |  | - | - | 0% |  | 0 | 0 | 0 | 0 | 0
- |  | - | - | 0% |  | 0 | 0 | 0 | 0 | 0
- |  | - | - | 0% |  | 0 | 0 | 0 | 0 | 0
- |  | - | - | 0% |  | 0 | 0 | 0 | 0 | 0
- |  | - | - | 0% |  | 0 | 0 | 0 | 0 | 0
- |  | - | - | 0% |  | 0 | 0 | 0 | 0 | 0
- |  | - | - | 0% |  | 0 | 0 | 0 | 0 | 0
- |  | - | - | 0% |  | 0 | 0 | 0 | 0 | 0
- |  | - | - | 0% |  | 0 | 0 | 0 | 0 | 0
- |  | - | - | 0% |  | 0 | 0 | 0 | 0 | 0
- |  | - | - | 0% |  | 0 | 0 | 0 | 0 | 0
- |  | - | - | 0% |  | 0 | 0 | 0 | 0 | 0
- |  | - | - | 0% |  | 0 | 0 | 0 | 0 | 0
- |  | - | - | 0% |  | 0 | 0 | 0 | 0 | 0
- |  | - | - | 0% |  | 0 | 0 | 0 | 0 | 0
- |  | - | - | 0% |  | 0 | 0 | 0 | 0 | 0
- |  | - | - | 0% |  | 0 | 0 | 0 | 0 | 0
- |  | - | - | 0% |  | 0 | 0 | 0 | 0 | 0
- |  | - | - | 0% |  | 0 | 0 | 0 | 0 | 0
- |  | - | - | 0% |  | 0 | 0 | 0 | 0 | 0
- |  | - | - | 0% |  | 0 | 0 | 0 | 0 | 0
- |  | - | - | 0% |  | 0 | 0 | 0 | 0 | 0
- |  | - | - | 0% |  | 0 | 0 | 0 | 0 | 0
- |  | - | - | 0% |  | 0 | 0 | 0 | 0 | 0
- |  | - | - | 0% |  | 0 | 0 | 0 | 0 | 0
- |  | - | - | 0% |  | 0 | 0 | 0 | 0 | 0
- |  | - | - | 0% |  | 0 | 0 | 0 | 0 | 0
- |  | - | - | 0% |  | 0 | 0 | 0 | 0 | 0
- |  | - | - | 0% |  | 0 | 0 | 0 | 0 | 0
- |  | - | - | 0% |  | 0 | 0 | 0 | 0 | 0
- |  | - | - | 0% |  | 0 | 0 | 0 | 0 | 0
- |  | - | - | 0% |  | 0 | 0 | 0 | 0 | 0
- |  | - | - | 0% |  | 0 | 0 | 0 | 0 | 0
- |  | - | - | 0% |  | 0 | 0 | 0 | 0 | 0
- |  | - | - | 0% |  | 0 | 0 | 0 | 0 | 0
- |  | - | - | 0% |  | 0 | 0 | 0 | 0 | 0
- |  | - | - | 0% |  | 0 | 0 | 0 | 0 | 0
- |  | - | - | 0% |  | 0 | 0 | 0 | 0 | 0
- |  | - | - | 0% |  | 0 | 0 | 0 | 0 | 0
- |  | - | - | 0% |  | 0 | 0 | 0 | 0 | 0
- |  | - | - | 0% |  | 0 | 0 | 0 | 0 | 0
- |  | - | - | 0% |  | 0 | 0 | 0 | 0 | 0
- |  | - | - | 0% |  | 0 | 0 | 0 | 0 | 0
- |  | - | - | 0% |  | 0 | 0 | 0 | 0 | 0
- |  | - | - | 0% |  | 0 | 0 | 0 | 0 | 0
- |  | - | - | 0% |  | 0 | 0 | 0 | 0 | 0
- |  | - | - | 0% |  | 0 | 0 | 0 | 0 | 0
- |  | - | - | 0% |  | 0 | 0 | 0 | 0 | 0
- |  | - | - | 0% |  | 0 | 0 | 0 | 0 | 0
- |  | - | - | 0% |  | 0 | 0 | 0 | 0 | 0
- |  | - | - | 0% |  | 0 | 0 | 0 | 0 | 0
- |  | - | - | 0% |  | 0 | 0 | 0 | 0 | 0
- |  | - | - | 0% |  | 0 | 0 | 0 | 0 | 0
- |  | - | - | 0% |  | 0 | 0 | 0 | 0 | 0
- |  | - | - | 0% |  | 0 | 0 | 0 | 0 | 0
- |  | - | - | 0% |  | 0 | 0 | 0 | 0 | 0
- |  | - | - | 0% |  | 0 | 0 | 0 | 0 | 0
- |  | - | - | 0% |  | 0 | 0 | 0 | 0 | 0
- |  | - | - | 0% |  | 0 | 0 | 0 | 0 | 0
- |  | - | - | 0% |  | 0 | 0 | 0 | 0 | 0
- |  | - | - | 0% |  | 0 | 0 | 0 | 0 | 0
- |  | - | - | 0% |  | 0 | 0 | 0 | 0 | 0
- |  | - | - | 0% |  | 0 | 0 | 0 | 0 | 0
- |  | - | - | 0% |  | 0 | 0 | 0 | 0 | 0
- |  | - | - | 0% |  | 0 | 0 | 0 | 0 | 0
- |  | - | - | 0% |  | 0 | 0 | 0 | 0 | 0
- |  | - | - | 0% |  | 0 | 0 | 0 | 0 | 0
- |  | - | - | 0% |  | 0 | 0 | 0 | 0 | 0
- |  | - | - | 0% |  | 0 | 0 | 0 | 0 | 0
- |  | - | - | 0% |  | 0 | 0 | 0 | 0 | 0
- |  | - | - | 0% |  | 0 | 0 | 0 | 0 | 0
- |  | - | - | 0% |  | 0 | 0 | 0 | 0 | 0
- |  | - | - | 0% |  | 0 | 0 | 0 | 0 | 0
- |  | - | - | 0% |  | 0 | 0 | 0 | 0 | 0
- |  | - | - | 0% |  | 0 | 0 | 0 | 0 | 0
- |  | - | - | 0% |  | 0 | 0 | 0 | 0 | 0
- |  | - | - | 0% |  | 0 | 0 | 0 | 0 | 0
- |  | - | - | 0% |  | 0 | 0 | 0 | 0 | 0
- |  | - | - | 0% |  | 0 | 0 | 0 | 0 | 0
- |  | - | - | 0% |  | 0 | 0 | 0 | 0 | 0
- |  | - | - | 0% |  | 0 | 0 | 0 | 0 | 0
- |  | - | - | 0% |  | 0 | 0 | 0 | 0 | 0
- |  | - | - | 0% |  | 0 | 0 | 0 | 0 | 0
- |  | - | - | 0% |  | 0 | 0 | 0 | 0 | 0
- |  | - | - | 0% |  | 0 | 0 | 0 | 0 | 0
- |  | - | - | 0% |  | 0 | 0 | 0 | 0 | 0
- |  | - | - | 0% |  | 0 | 0 | 0 | 0 | 0
- |  | - | - | 0% |  | 0 | 0 | 0 | 0 | 0
- |  | - | - | 0% |  | 0 | 0 | 0 | 0 | 0
- |  | - | - | 0% |  | 0 | 0 | 0 | 0 | 0
- |  | - | - | 0% |  | 0 | 0 | 0 | 0 | 0
- |  | - | - | 0% |  | 0 | 0 | 0 | 0 | 0
- |  | - | - | 0% |  | 0 | 0 | 0 | 0 | 0
- |  | - | - | 0% |  | 0 | 0 | 0 | 0 | 0
- |  | - | - | 0% |  | 0 | 0 | 0 | 0 | 0
- |  | - | - | 0% |  | 0 | 0 | 0 | 0 | 0

## 5.3 Calc│Forecast $2022
Please note that due to the SoCI programs being of a Confidential nature, this list does not report all capex projects forecast for the purpose of the CY23 to CY27 VTS Access Arrangement. The total capex forecast reported in tab "1.0 Output│PTRM" has been manually adjusted to reconcile to the total forecast capex for CY23 to CY27.
| 5.3 Calc│Forecast $2022 | Check picking up projects | TRUE |  | Check values | TRUE | TRUE | TRUE | TRUE | TRUE
Capex # | Project Name | Business case/ project code | Input currency | conversion |  | 2023 | 2024 | 2025 | 2026 | 2027
1 | WCS A Process Safety | BC203 | 2022 | 1 |  | 0 | 0.053457 | 0.7484 | 0 | 0
2 | Brooklyn CS upgrade | BC204 | 2022 | 1 |  | 0 | 0 | 0.053457 | 0.7484 | 0
3 | Compressor Station Vent Upgrade | BC205 | 2022 | 1 |  | 0 | 0 | 0.53457 | 0.53457 | 1.0424
4 | Iona CS Aftercooler Upgrade | BC211 | 2022 | 1 |  | 0 | 0 | 0 | 0 | 0
5 | Battery Charger Upgrades | BC212 | 2022 | 1 |  | 0.03742 | 0.39024 | 0.21383 | 0.21383 | 0.21383
6 | Wollert CG & T74/T119 PRS Instrument Air | BC216 | 2022 | 1 |  | 0 | 0 | 0 | 0 | 0
7 | T33 LV03 Pit | BC220 | 2022 | 1 |  | 0 | 0 | 0 | 0.35374 | 0
8 | Dandenong City Gate Gas Quality | BC224 | 2022 | 1 |  | 0 | 0 | 0 | 0 | 0
9 | Control Valve Positioner Replacement | BC225 | 2022 | 1 |  | 0.10691 | 0.10691 | 0.10691 | 0.10691 | 0.11491
10 | SMS Aerial Photography | BC227 | 2022 | 1 |  | 0 | 0 | 0.21383 | 0 | 0
11 | Encroachment High Consequence | BC230 | 2022 | 1 |  | 0 | 0 | 0.94085 | 0.94085 | 0.47042
12 | Turbine Overhaul and Minor Upgrades | BC235 | 2022 | 1 |  | 0.21383 | 1.6037 | 0 | 0 | 3.5282
13 | Emergency Response Equipment | BC239 | 2022 | 1 |  | 0 | 0 | 3.2074 | 3.3144 | 0
14 | BCS Unregulated Bypass Upgrade | BC242 | 2022 | 1 |  | 0 | 0 | 0 | 0 | 0
15 | CP Replacement | BC244 | 2022 | 1 |  | 0.24847 | 0.24847 | 0.24847 | 0.24847 | 0.24881
16 | Hazardous Area Rectification | BC249 | 2022 | 1 |  | 0.22987 | 0.10691 | 0.21383 | 0.31005 | 0.090877
17 | Pipeline Integrity | BC258 | 2022 | 1 |  | 4.4442 | 9.927 | 7.3771 | 5.5596 | 2.2452
18 | VTS Unpiggables | BC259 | 2022 | 1 |  | 11.0363 | 17.6155 | 0 | 0 | 0
19 | Pipe Support Replacement | BC263 | 2022 | 1 |  | 0 | 0 | 0.26729 | 0.26729 | 0.3742
20 | HMI ClearSCADA Upgrade | BC264 | 2022 | 1 |  | 0.021383 | 0.7484 | 0 | 0 | 0
21 | Liquids Management | BC260 | 2022 | 1 |  | 0 | 0 | 0 | 0 | 0.32074
22 | BCS Unit 12 Inlet Filter Upgrade | BC267 | 2022 | 1 |  | 0 | 0 | 0 | 0 | 0
23 | Type B Compliance | BC271 | 2022 | 1 |  | 0 | 0.49181 | 0.53457 | 0.53457 | 0.53457
24 | VTS Mainline Isolation Valve Upgrade​ | BC275 | 2022 | 1 |  | 0 | 0 | 0.64149 | 1.0691 | 1.0691
25 | Reliability Centred Maintenance | BC307 | 2022 | 1 |  | 0 | 0 | 0 | 0 | 0
26 | Arc Flash Risk Mitigation | BC309 | 2022 | 1 |  | 0.13364 | 0.40093 | 0.26729 | 0.26729 | 0.26729
27 | Critical Spares | BC314 | 2022 | 1 |  | 0 | 0 | 0 | 0 | 2.2452
28 | Station Control Logic Review & Rectification | BC317 | 2022 | 1 |  | 0.042766 | 0.27798 | 1.8471 | 0 | 0
29 | VTS Waterbath Integrity | BC328 | 2022 | 1 |  | 0.21383 | 0.42766 | 0.42766 | 1.0691 | 0
30 | VTS Facility Pipework Integrity | BC329 | 2022 | 1 |  | 0.64149 | 0.64149 | 2.2345 | 3.2074 | 3.2074
31 | Low Value Preventative & Reactive Maintenance (1) | BC330(1) | 2022 | 1 |  | 0.69979 | 0.42118 | 0.43533 | 0.43533 | 0.43533
32 | Low Value Preventative & Reactive Maintenance (2) | BC330(2) | 2022 | 1 |  | 0.03643 | 0.20947 | 0 | 0 | 0
33 | WORM (Pipeline) | WORM | 2022 | 1 |  | 67.8402 | 0.99952 | 0 | 0 | 0
34 | WORM (Compressor) | WORM | 2023 | 1 |  | 12.1609 | 0 | 0 | 0 | 0
35 | WORM (City Gates & Field Regs) | WORM | 2022 | 1 |  | 3.1271 | 0 | 0 | 0 | 0
36 | WORM (Buildings) | WORM | 2022 | 1 |  | 0 | 0 | 0 | 0 | 0
37 | Winchelsea Compressor Unit 2 | Winchelsea | 2022 | 1 |  | 29.7971 | 0 | 0 | 0 | 0
38 | Pipeline Fracture Resistance Assessment | BC331 | 2022 | 1 |  | 0.7484 | 0.78048 | 0 | 0 | 0
39 | Share of corporate properties | 0 | 2022 | 1 |  | 0 | 0 | 0 | 0 | 0
40 | Share of corporate motor vehicles | 0 | 2022 | 1 |  | 0 | 0 | 0 | 0 | 0
41 | Operational Technology | 0 | 2022 | 1 |  | 0 | 0 | 0 | 0 | 0
42 | Information Technology (including Transformation Office) | 0 | 2022 | 1 |  | 0 | 0 | 0 | 0 | 0
43 | SoCI cyber | 0 | 2022 | 1 |  | 0 | 0 | 0 | 0 | 0
44 | SoCI program | 0 | 2022 | 1 |  | 0 | 0 | 0 | 0 | 0
45 | SoCI Physical security | 0 | 2022 | 1 |  | 0 | 0 | 0 | 0 | 0
46 | Hydrogen safety | 0 | 2022 | 1 |  | 0 | 0 | 0 | 0 | 0
47 | Access Arrangment Costs | 0 | 2022 | 1 |  | 0 | 0 | 0 | 0 | 0
- |  | - | 0 | 1 |  | 0 | 0 | 0 | 0 | 0
- |  | - | 0 | 1 |  | 0 | 0 | 0 | 0 | 0
- |  | - | 0 | 0 |  | 0 | 0 | 0 | 0 | 0
- |  | - | 0 | 0 |  | 0 | 0 | 0 | 0 | 0
- |  | - | 0 | 0 |  | 0 | 0 | 0 | 0 | 0
- |  | - | 0 | 0 |  | 0 | 0 | 0 | 0 | 0
- |  | - | 0 | 0 |  | 0 | 0 | 0 | 0 | 0
- |  | - | 0 | 0 |  | 0 | 0 | 0 | 0 | 0
- |  | - | 0 | 0 |  | 0 | 0 | 0 | 0 | 0
- |  | - | 0 | 0 |  | 0 | 0 | 0 | 0 | 0
- |  | - | 0 | 0 |  | 0 | 0 | 0 | 0 | 0
- |  | - | 0 | 0 |  | 0 | 0 | 0 | 0 | 0
- |  | - | 0 | 0 |  | 0 | 0 | 0 | 0 | 0
- |  | - | 0 | 0 |  | 0 | 0 | 0 | 0 | 0
- |  | - | 0 | 0 |  | 0 | 0 | 0 | 0 | 0
- |  | - | 0 | 0 |  | 0 | 0 | 0 | 0 | 0
- |  | - | 0 | 0 |  | 0 | 0 | 0 | 0 | 0
- |  | - | 0 | 0 |  | 0 | 0 | 0 | 0 | 0
- |  | - | 0 | 0 |  | 0 | 0 | 0 | 0 | 0
- |  | - | 0 | 0 |  | 0 | 0 | 0 | 0 | 0
- |  | - | 0 | 0 |  | 0 | 0 | 0 | 0 | 0
- |  | - | 0 | 0 |  | 0 | 0 | 0 | 0 | 0
- |  | - | 0 | 0 |  | 0 | 0 | 0 | 0 | 0
- |  | - | 0 | 0 |  | 0 | 0 | 0 | 0 | 0
- |  | - | 0 | 0 |  | 0 | 0 | 0 | 0 | 0
- |  | - | 0 | 0 |  | 0 | 0 | 0 | 0 | 0
- |  | - | 0 | 0 |  | 0 | 0 | 0 | 0 | 0
- |  | - | 0 | 0 |  | 0 | 0 | 0 | 0 | 0
- |  | - | 0 | 0 |  | 0 | 0 | 0 | 0 | 0
- |  | - | 0 | 0 |  | 0 | 0 | 0 | 0 | 0
- |  | - | 0 | 0 |  | 0 | 0 | 0 | 0 | 0
- |  | - | 0 | 0 |  | 0 | 0 | 0 | 0 | 0
- |  | - | 0 | 0 |  | 0 | 0 | 0 | 0 | 0
- |  | - | 0 | 0 |  | 0 | 0 | 0 | 0 | 0
- |  | - | 0 | 0 |  | 0 | 0 | 0 | 0 | 0
- |  | - | 0 | 0 |  | 0 | 0 | 0 | 0 | 0
- |  | - | 0 | 0 |  | 0 | 0 | 0 | 0 | 0
- |  | - | 0 | 0 |  | 0 | 0 | 0 | 0 | 0
- |  | - | 0 | 0 |  | 0 | 0 | 0 | 0 | 0
- |  | - | 0 | 0 |  | 0 | 0 | 0 | 0 | 0
- |  | - | 0 | 0 |  | 0 | 0 | 0 | 0 | 0
- |  | - | 0 | 0 |  | 0 | 0 | 0 | 0 | 0
- |  | - | 0 | 0 |  | 0 | 0 | 0 | 0 | 0
- |  | - | 0 | 0 |  | 0 | 0 | 0 | 0 | 0
- |  | - | 0 | 0 |  | 0 | 0 | 0 | 0 | 0
- |  | - | 0 | 0 |  | 0 | 0 | 0 | 0 | 0
- |  | - | 0 | 0 |  | 0 | 0 | 0 | 0 | 0
- |  | - | 0 | 0 |  | 0 | 0 | 0 | 0 | 0
- |  | - | 0 | 0 |  | 0 | 0 | 0 | 0 | 0
- |  | - | 0 | 0 |  | 0 | 0 | 0 | 0 | 0
- |  | - | 0 | 0 |  | 0 | 0 | 0 | 0 | 0
- |  | - | 0 | 0 |  | 0 | 0 | 0 | 0 | 0
- |  | - | 0 | 0 |  | 0 | 0 | 0 | 0 | 0
- |  | - | 0 | 0 |  | 0 | 0 | 0 | 0 | 0
- |  | - | 0 | 0 |  | 0 | 0 | 0 | 0 | 0
- |  | - | 0 | 0 |  | 0 | 0 | 0 | 0 | 0
- |  | - | 0 | 0 |  | 0 | 0 | 0 | 0 | 0
- |  | - | 0 | 0 |  | 0 | 0 | 0 | 0 | 0
- |  | - | 0 | 0 |  | 0 | 0 | 0 | 0 | 0
- |  | - | 0 | 0 |  | 0 | 0 | 0 | 0 | 0
- |  | - | 0 | 0 |  | 0 | 0 | 0 | 0 | 0
- |  | - | 0 | 0 |  | 0 | 0 | 0 | 0 | 0
- |  | - | 0 | 0 |  | 0 | 0 | 0 | 0 | 0
- |  | - | 0 | 0 |  | 0 | 0 | 0 | 0 | 0
- |  | - | 0 | 0 |  | 0 | 0 | 0 | 0 | 0
- |  | - | 0 | 0 |  | 0 | 0 | 0 | 0 | 0
- |  | - | 0 | 0 |  | 0 | 0 | 0 | 0 | 0
- |  | - | 0 | 0 |  | 0 | 0 | 0 | 0 | 0
- |  | - | 0 | 0 |  | 0 | 0 | 0 | 0 | 0
- |  | - | 0 | 0 |  | 0 | 0 | 0 | 0 | 0
- |  | - | 0 | 0 |  | 0 | 0 | 0 | 0 | 0
- |  | - | 0 | 0 |  | 0 | 0 | 0 | 0 | 0
- |  | - | 0 | 0 |  | 0 | 0 | 0 | 0 | 0
- |  | - | 0 | 0 |  | 0 | 0 | 0 | 0 | 0
- |  | - | 0 | 0 |  | 0 | 0 | 0 | 0 | 0
- |  | - | 0 | 0 |  | 0 | 0 | 0 | 0 | 0
- |  | - | 0 | 0 |  | 0 | 0 | 0 | 0 | 0
- |  | - | 0 | 0 |  | 0 | 0 | 0 | 0 | 0
- |  | - | 0 | 0 |  | 0 | 0 | 0 | 0 | 0
- |  | - | 0 | 0 |  | 0 | 0 | 0 | 0 | 0
- |  | - | 0 | 0 |  | 0 | 0 | 0 | 0 | 0
- |  | - | 0 | 0 |  | 0 | 0 | 0 | 0 | 0
- |  | - | 0 | 0 |  | 0 | 0 | 0 | 0 | 0
- |  | - | 0 | 0 |  | 0 | 0 | 0 | 0 | 0
- |  | - | 0 | 0 |  | 0 | 0 | 0 | 0 | 0
- |  | - | 0 | 0 |  | 0 | 0 | 0 | 0 | 0
- |  | - | 0 | 0 |  | 0 | 0 | 0 | 0 | 0
- |  | - | 0 | 0 |  | 0 | 0 | 0 | 0 | 0
- |  | - | 0 | 0 |  | 0 | 0 | 0 | 0 | 0
- |  | - | 0 | 0 |  | 0 | 0 | 0 | 0 | 0
- |  | - | 0 | 0 |  | 0 | 0 | 0 | 0 | 0
- |  | - | 0 | 0 |  | 0 | 0 | 0 | 0 | 0
- |  | - | 0 | 0 |  | 0 | 0 | 0 | 0 | 0
- |  | - | 0 | 0 |  | 0 | 0 | 0 | 0 | 0
- |  | - | 0 | 0 |  | 0 | 0 | 0 | 0 | 0
- |  | - | 0 | 0 |  | 0 | 0 | 0 | 0 | 0
- |  | - | 0 | 0 |  | 0 | 0 | 0 | 0 | 0
- |  | - | 0 | 0 |  | 0 | 0 | 0 | 0 | 0
- |  | - | 0 | 0 |  | 0 | 0 | 0 | 0 | 0
- |  | - | 0 | 0 |  | 0 | 0 | 0 | 0 | 0
- |  | - | 0 | 0 |  | 0 | 0 | 0 | 0 | 0
- |  | - | 0 | 0 |  | 0 | 0 | 0 | 0 | 0
- |  | - | 0 | 0 |  | 0 | 0 | 0 | 0 | 0
- |  | - | 0 | 0 |  | 0 | 0 | 0 | 0 | 0
- |  | - | 0 | 0 |  | 0 | 0 | 0 | 0 | 0
- |  | - | 0 | 0 |  | 0 | 0 | 0 | 0 | 0
- |  | - | 0 | 0 |  | 0 | 0 | 0 | 0 | 0
- |  | - | 0 | 0 |  | 0 | 0 | 0 | 0 | 0
- |  | - | 0 | 0 |  | 0 | 0 | 0 | 0 | 0
- |  | - | 0 | 0 |  | 0 | 0 | 0 | 0 | 0
- |  | - | 0 | 0 |  | 0 | 0 | 0 | 0 | 0
- |  | - | 0 | 0 |  | 0 | 0 | 0 | 0 | 0
- |  | - | 0 | 0 |  | 0 | 0 | 0 | 0 | 0
- |  | - | 0 | 0 |  | 0 | 0 | 0 | 0 | 0
- |  | - | 0 | 0 |  | 0 | 0 | 0 | 0 | 0
- |  | - | 0 | 0 |  | 0 | 0 | 0 | 0 | 0
- |  | - | 0 | 0 |  | 0 | 0 | 0 | 0 | 0
- |  | - | 0 | 0 |  | 0 | 0 | 0 | 0 | 0
- |  | - | 0 | 0 |  | 0 | 0 | 0 | 0 | 0
- |  | - | 0 | 0 |  | 0 | 0 | 0 | 0 | 0
- |  | - | 0 | 0 |  | 0 | 0 | 0 | 0 | 0
- |  | - | 0 | 0 |  | 0 | 0 | 0 | 0 | 0
- |  | - | 0 | 0 |  | 0 | 0 | 0 | 0 | 0
- |  | - | 0 | 0 |  | 0 | 0 | 0 | 0 | 0
- |  | - | 0 | 0 |  | 0 | 0 | 0 | 0 | 0
- |  | - | 0 | 0 |  | 0 | 0 | 0 | 0 | 0
- |  | - | 0 | 0 |  | 0 | 0 | 0 | 0 | 0
- |  | - | 0 | 0 |  | 0 | 0 | 0 | 0 | 0
- |  | - | 0 | 0 |  | 0 | 0 | 0 | 0 | 0
- |  | - | 0 | 0 |  | 0 | 0 | 0 | 0 | 0
- |  | - | 0 | 0 |  | 0 | 0 | 0 | 0 | 0
- |  | - | 0 | 0 |  | 0 | 0 | 0 | 0 | 0
- |  | - | 0 | 0 |  | 0 | 0 | 0 | 0 | 0
- |  | - | 0 | 0 |  | 0 | 0 | 0 | 0 | 0
- |  | - | 0 | 0 |  | 0 | 0 | 0 | 0 | 0
- |  | - | 0 | 0 |  | 0 | 0 | 0 | 0 | 0
- |  | - | 0 | 0 |  | 0 | 0 | 0 | 0 | 0
- |  | - | 0 | 0 |  | 0 | 0 | 0 | 0 | 0
- |  | - | 0 | 0 |  | 0 | 0 | 0 | 0 | 0
- |  | - | 0 | 0 |  | 0 | 0 | 0 | 0 | 0
- |  | - | 0 | 0 |  | 0 | 0 | 0 | 0 | 0
- |  | - | 0 | 0 |  | 0 | 0 | 0 | 0 | 0

## 5.4 Calc│Escalators
5.4 Calc│Escalators
Capex # | Project Name | Labour | Contractor | Materials | Other | 2023 | 2024 | 2025 | 2026 | 2027
1 | WCS A Process Safety | 12.47% | 43.65% | 18.71% | 25.17% | 1 | 1 | 1 | 1 | 1 | 100%
2 | Brooklyn CS upgrade | 12.47% | 43.65% | 18.71% | 25.17% | 1 | 1 | 1 | 1 | 1 | 100%
3 | Compressor Station Vent Upgrade | 15.39% | 23.68% | 47.36% | 13.57% | 1 | 1 | 1 | 1 | 1 | 100%
4 | Iona CS Aftercooler Upgrade | 0% | 0% | 0% | 0% | 0 | 0 | 0 | 0 | 0 | 0%
5 | Battery Charger Upgrades | 18.71% | 18.71% | 56.12% | 6.467% | 1 | 1 | 1 | 1 | 1 | 100%
6 | Wollert CG & T74/T119 PRS Instrument Air | 0% | 0% | 0% | 0% | 0 | 0 | 0 | 0 | 0 | 0%
7 | T33 LV03 Pit | 18.65% | 43.88% | 2.734% | 34.74% | 1 | 1 | 1 | 1 | 1 | 100%
8 | Dandenong City Gate Gas Quality | 0% | 0% | 0% | 0% | 0 | 0 | 0 | 0 | 0 | 0%
9 | Control Valve Positioner Replacement | 26.72% | 31.03% | 35.78% | 6.467% | 1 | 1 | 1 | 1 | 1 | 100%
10 | SMS Aerial Photography | 4.677% | 88.86% | 0% | 6.467% | 1 | 1 | 1 | 1 | 1 | 100%
11 | Encroachment High Consequence | 14.88% | 63.77% | 8.503% | 12.84% | 1 | 1 | 1 | 1 | 1 | 100%
12 | Turbine Overhaul and Minor Upgrades | 11.22% | 11.22% | 59.86% | 17.69% | 1 | 1 | 1 | 1 | 1 | 100%
13 | Emergency Response Equipment | 2.516% | 3.069% | 87.95% | 6.467% | 1 | 1 | 1 | 1 | 1 | 100%
14 | BCS Unregulated Bypass Upgrade | 0% | 0% | 0% | 0% | 0 | 0 | 0 | 0 | 0 | 0%
15 | CP Replacement | 20.46% | 24.35% | 48.72% | 6.467% | 1 | 1 | 1 | 1 | 1 | 100%
16 | Hazardous Area Rectification | 10.51% | 47.29% | 35.73% | 6.467% | 1 | 1 | 1 | 1 | 1 | 100%
17 | Pipeline Integrity | 5.076% | 77.8% | 8.967% | 8.159% | 1 | 1 | 1 | 1 | 1 | 100%
18 | VTS Unpiggables | 15.44% | 69.51% | 8.551% | 6.502% | 1 | 1 | 1 | 1 | 1 | 100%
19 | Pipe Support Replacement | 8.253% | 55.02% | 22.01% | 14.72% | 1 | 1 | 1 | 1 | 1 | 100%
20 | HMI ClearSCADA Upgrade | 9.353% | 46.77% | 37.41% | 6.467% | 1 | 1 | 1 | 1 | 1 | 100%
21 | Liquids Management | 15.59% | 15.59% | 62.36% | 6.467% | 1 | 1 | 1 | 1 | 1 | 100%
22 | BCS Unit 12 Inlet Filter Upgrade | 0% | 0% | 0% | 0% | 0 | 0 | 0 | 0 | 0 | 0%
23 | Type B Compliance | 4.772% | 38.18% | 42.95% | 14.1% | 1 | 1 | 1 | 1 | 1 | 100%
24 | VTS Mainline Isolation Valve Upgrade​ | 8.969% | 33.31% | 38.44% | 19.28% | 1 | 1 | 1 | 1 | 1 | 100%
25 | Reliability Centred Maintenance | 0% | 0% | 0% | 0% | 0 | 0 | 0 | 0 | 0 | 0%
26 | Arc Flash Risk Mitigation | 11.22% | 44.9% | 37.41% | 6.467% | 1 | 1 | 1 | 1 | 1 | 100%
27 | Critical Spares | 4.454% | 0% | 89.08% | 6.467% | 1 | 1 | 1 | 1 | 1 | 100%
28 | Station Control Logic Review & Rectification | 12.81% | 23.06% | 34.6% | 29.53% | 1 | 1 | 1 | 1 | 1 | 100%
29 | VTS Waterbath Integrity | 9.353% | 9.353% | 18.71% | 62.59% | 1 | 1 | 1 | 1 | 1 | 100%
30 | VTS Facility Pipework Integrity | 19.03% | 63.43% | 3.524% | 14.02% | 1 | 1 | 1 | 1 | 1 | 100%
31 | Low Value Preventative & Reactive Maintenance (1) | 0% | 0.8241% | 92.71% | 6.467% | 1 | 1 | 1 | 1 | 1 | 100%
32 | Low Value Preventative & Reactive Maintenance (2) | 0% | 93.53% | 0% | 6.467% | 1 | 1 | 1 | 1 | 1 | 100%
33 | WORM (Pipeline) | 7.779% | 79.96% | 0.03449% | 12.22% | 1 | 1 | 1 | 1 | 1 | 100%
34 | WORM (Compressor) | 7.354% | 80.57% | 0.035% | 12.04% | 1 | 1 | 1 | 1 | 1 | 100%
35 | WORM (City Gates & Field Regs) | 7.354% | 80.57% | 0.035% | 12.04% | 1 | 1 | 1 | 1 | 1 | 100%
36 | WORM (Buildings) | 0% | 0% | 0% | 0% | 0 | 0 | 0 | 0 | 0 | 0%
37 | Winchelsea Compressor Unit 2 | 15.81% | 67.62% | 9.162% | 7.407% | 1 | 1 | 1 | 1 | 1 | 100%
38 | Pipeline Fracture Resistance Assessment | 17.66% | 47.75% | 22.89% | 11.7% | 1 | 1 | 1 | 1 | 1 | 100%
39 | Share of corporate properties | 0% | 0% | 0% | 0% | 0 | 0 | 0 | 0 | 0 | 0%
40 | Share of corporate motor vehicles | 0% | 0% | 0% | 0% | 0 | 0 | 0 | 0 | 0 | 0%
41 | Operational Technology | 0% | 0% | 0% | 0% | 0 | 0 | 0 | 0 | 0 | 0%
42 | Information Technology (including Transformation Office) | 0% | 0% | 0% | 0% | 0 | 0 | 0 | 0 | 0 | 0%
43 | SoCI cyber | 0% | 0% | 0% | 0% | 0 | 0 | 0 | 0 | 0 | 0%
44 | SoCI program | 0% | 0% | 0% | 0% | 0 | 0 | 0 | 0 | 0 | 0%
45 | SoCI Physical security | 0% | 0% | 0% | 0% | 0 | 0 | 0 | 0 | 0 | 0%
46 | Hydrogen safety | 0% | 0% | 0% | 0% | 0 | 0 | 0 | 0 | 0 | 0%
47 | Access Arrangment Costs | 0% | 0% | 0% | 0% | 0 | 0 | 0 | 0 | 0 | 0%
- |  | 0% | 0% | 0% | 0% | 0 | 0 | 0 | 0 | 0 | 0%
- |  | 0% | 0% | 0% | 0% | 0 | 0 | 0 | 0 | 0 | 0%
- |  | 0% | 0% | 0% | 0% | 0 | 0 | 0 | 0 | 0 | 0%
- |  | 0% | 0% | 0% | 0% | 0 | 0 | 0 | 0 | 0 | 0%
- |  | 0% | 0% | 0% | 0% | 0 | 0 | 0 | 0 | 0 | 0%
- |  | 0% | 0% | 0% | 0% | 0 | 0 | 0 | 0 | 0 | 0%
- |  | 0% | 0% | 0% | 0% | 0 | 0 | 0 | 0 | 0 | 0%
- |  | 0% | 0% | 0% | 0% | 0 | 0 | 0 | 0 | 0 | 0%
- |  | 0% | 0% | 0% | 0% | 0 | 0 | 0 | 0 | 0 | 0%
- |  | 0% | 0% | 0% | 0% | 0 | 0 | 0 | 0 | 0 | 0%
- |  | 0% | 0% | 0% | 0% | 0 | 0 | 0 | 0 | 0 | 0%
- |  | 0% | 0% | 0% | 0% | 0 | 0 | 0 | 0 | 0 | 0%
- |  | 0% | 0% | 0% | 0% | 0 | 0 | 0 | 0 | 0 | 0%
- |  | 0% | 0% | 0% | 0% | 0 | 0 | 0 | 0 | 0 | 0%
- |  | 0% | 0% | 0% | 0% | 0 | 0 | 0 | 0 | 0 | 0%
- |  | 0% | 0% | 0% | 0% | 0 | 0 | 0 | 0 | 0 | 0%
- |  | 0% | 0% | 0% | 0% | 0 | 0 | 0 | 0 | 0 | 0%
- |  | 0% | 0% | 0% | 0% | 0 | 0 | 0 | 0 | 0 | 0%
- |  | 0% | 0% | 0% | 0% | 0 | 0 | 0 | 0 | 0 | 0%
- |  | 0% | 0% | 0% | 0% | 0 | 0 | 0 | 0 | 0 | 0%
- |  | 0% | 0% | 0% | 0% | 0 | 0 | 0 | 0 | 0 | 0%
- |  | 0% | 0% | 0% | 0% | 0 | 0 | 0 | 0 | 0 | 0%
- |  | 0% | 0% | 0% | 0% | 0 | 0 | 0 | 0 | 0 | 0%
- |  | 0% | 0% | 0% | 0% | 0 | 0 | 0 | 0 | 0 | 0%
- |  | 0% | 0% | 0% | 0% | 0 | 0 | 0 | 0 | 0 | 0%
- |  | 0% | 0% | 0% | 0% | 0 | 0 | 0 | 0 | 0 | 0%
- |  | 0% | 0% | 0% | 0% | 0 | 0 | 0 | 0 | 0 | 0%
- |  | 0% | 0% | 0% | 0% | 0 | 0 | 0 | 0 | 0 | 0%
- |  | 0% | 0% | 0% | 0% | 0 | 0 | 0 | 0 | 0 | 0%
- |  | 0% | 0% | 0% | 0% | 0 | 0 | 0 | 0 | 0 | 0%
- |  | 0% | 0% | 0% | 0% | 0 | 0 | 0 | 0 | 0 | 0%
- |  | 0% | 0% | 0% | 0% | 0 | 0 | 0 | 0 | 0 | 0%
- |  | 0% | 0% | 0% | 0% | 0 | 0 | 0 | 0 | 0 | 0%
- |  | 0% | 0% | 0% | 0% | 0 | 0 | 0 | 0 | 0 | 0%
- |  | 0% | 0% | 0% | 0% | 0 | 0 | 0 | 0 | 0 | 0%
- |  | 0% | 0% | 0% | 0% | 0 | 0 | 0 | 0 | 0 | 0%
- |  | 0% | 0% | 0% | 0% | 0 | 0 | 0 | 0 | 0 | 0%
- |  | 0% | 0% | 0% | 0% | 0 | 0 | 0 | 0 | 0 | 0%
- |  | 0% | 0% | 0% | 0% | 0 | 0 | 0 | 0 | 0 | 0%
- |  | 0% | 0% | 0% | 0% | 0 | 0 | 0 | 0 | 0 | 0%
- |  | 0% | 0% | 0% | 0% | 0 | 0 | 0 | 0 | 0 | 0%
- |  | 0% | 0% | 0% | 0% | 0 | 0 | 0 | 0 | 0 | 0%
- |  | 0% | 0% | 0% | 0% | 0 | 0 | 0 | 0 | 0 | 0%
- |  | 0% | 0% | 0% | 0% | 0 | 0 | 0 | 0 | 0 | 0%
- |  | 0% | 0% | 0% | 0% | 0 | 0 | 0 | 0 | 0 | 0%
- |  | 0% | 0% | 0% | 0% | 0 | 0 | 0 | 0 | 0 | 0%
- |  | 0% | 0% | 0% | 0% | 0 | 0 | 0 | 0 | 0 | 0%
- |  | 0% | 0% | 0% | 0% | 0 | 0 | 0 | 0 | 0 | 0%
- |  | 0% | 0% | 0% | 0% | 0 | 0 | 0 | 0 | 0 | 0%
- |  | 0% | 0% | 0% | 0% | 0 | 0 | 0 | 0 | 0 | 0%
- |  | 0% | 0% | 0% | 0% | 0 | 0 | 0 | 0 | 0 | 0%
- |  | 0% | 0% | 0% | 0% | 0 | 0 | 0 | 0 | 0 | 0%
- |  | 0% | 0% | 0% | 0% | 0 | 0 | 0 | 0 | 0 | 0%
- |  | 0% | 0% | 0% | 0% | 0 | 0 | 0 | 0 | 0 | 0%
- |  | 0% | 0% | 0% | 0% | 0 | 0 | 0 | 0 | 0 | 0%
- |  | 0% | 0% | 0% | 0% | 0 | 0 | 0 | 0 | 0 | 0%
- |  | 0% | 0% | 0% | 0% | 0 | 0 | 0 | 0 | 0 | 0%
- |  | 0% | 0% | 0% | 0% | 0 | 0 | 0 | 0 | 0 | 0%
- |  | 0% | 0% | 0% | 0% | 0 | 0 | 0 | 0 | 0 | 0%
- |  | 0% | 0% | 0% | 0% | 0 | 0 | 0 | 0 | 0 | 0%
- |  | 0% | 0% | 0% | 0% | 0 | 0 | 0 | 0 | 0 | 0%
- |  | 0% | 0% | 0% | 0% | 0 | 0 | 0 | 0 | 0 | 0%
- |  | 0% | 0% | 0% | 0% | 0 | 0 | 0 | 0 | 0 | 0%
- |  | 0% | 0% | 0% | 0% | 0 | 0 | 0 | 0 | 0 | 0%
- |  | 0% | 0% | 0% | 0% | 0 | 0 | 0 | 0 | 0 | 0%
- |  | 0% | 0% | 0% | 0% | 0 | 0 | 0 | 0 | 0 | 0%
- |  | 0% | 0% | 0% | 0% | 0 | 0 | 0 | 0 | 0 | 0%
- |  | 0% | 0% | 0% | 0% | 0 | 0 | 0 | 0 | 0 | 0%
- |  | 0% | 0% | 0% | 0% | 0 | 0 | 0 | 0 | 0 | 0%
- |  | 0% | 0% | 0% | 0% | 0 | 0 | 0 | 0 | 0 | 0%
- |  | 0% | 0% | 0% | 0% | 0 | 0 | 0 | 0 | 0 | 0%
- |  | 0% | 0% | 0% | 0% | 0 | 0 | 0 | 0 | 0 | 0%
- |  | 0% | 0% | 0% | 0% | 0 | 0 | 0 | 0 | 0 | 0%
- |  | 0% | 0% | 0% | 0% | 0 | 0 | 0 | 0 | 0 | 0%
- |  | 0% | 0% | 0% | 0% | 0 | 0 | 0 | 0 | 0 | 0%
- |  | 0% | 0% | 0% | 0% | 0 | 0 | 0 | 0 | 0 | 0%
- |  | 0% | 0% | 0% | 0% | 0 | 0 | 0 | 0 | 0 | 0%
- |  | 0% | 0% | 0% | 0% | 0 | 0 | 0 | 0 | 0 | 0%
- |  | 0% | 0% | 0% | 0% | 0 | 0 | 0 | 0 | 0 | 0%
- |  | 0% | 0% | 0% | 0% | 0 | 0 | 0 | 0 | 0 | 0%
- |  | 0% | 0% | 0% | 0% | 0 | 0 | 0 | 0 | 0 | 0%
- |  | 0% | 0% | 0% | 0% | 0 | 0 | 0 | 0 | 0 | 0%
- |  | 0% | 0% | 0% | 0% | 0 | 0 | 0 | 0 | 0 | 0%
- |  | 0% | 0% | 0% | 0% | 0 | 0 | 0 | 0 | 0 | 0%
- |  | 0% | 0% | 0% | 0% | 0 | 0 | 0 | 0 | 0 | 0%
- |  | 0% | 0% | 0% | 0% | 0 | 0 | 0 | 0 | 0 | 0%
- |  | 0% | 0% | 0% | 0% | 0 | 0 | 0 | 0 | 0 | 0%
- |  | 0% | 0% | 0% | 0% | 0 | 0 | 0 | 0 | 0 | 0%
- |  | 0% | 0% | 0% | 0% | 0 | 0 | 0 | 0 | 0 | 0%
- |  | 0% | 0% | 0% | 0% | 0 | 0 | 0 | 0 | 0 | 0%
- |  | 0% | 0% | 0% | 0% | 0 | 0 | 0 | 0 | 0 | 0%
- |  | 0% | 0% | 0% | 0% | 0 | 0 | 0 | 0 | 0 | 0%
- |  | 0% | 0% | 0% | 0% | 0 | 0 | 0 | 0 | 0 | 0%
- |  | 0% | 0% | 0% | 0% | 0 | 0 | 0 | 0 | 0 | 0%
- |  | 0% | 0% | 0% | 0% | 0 | 0 | 0 | 0 | 0 | 0%
- |  | 0% | 0% | 0% | 0% | 0 | 0 | 0 | 0 | 0 | 0%
- |  | 0% | 0% | 0% | 0% | 0 | 0 | 0 | 0 | 0 | 0%
- |  | 0% | 0% | 0% | 0% | 0 | 0 | 0 | 0 | 0 | 0%
- |  | 0% | 0% | 0% | 0% | 0 | 0 | 0 | 0 | 0 | 0%
- |  | 0% | 0% | 0% | 0% | 0 | 0 | 0 | 0 | 0 | 0%
- |  | 0% | 0% | 0% | 0% | 0 | 0 | 0 | 0 | 0 | 0%
- |  | 0% | 0% | 0% | 0% | 0 | 0 | 0 | 0 | 0 | 0%
- |  | 0% | 0% | 0% | 0% | 0 | 0 | 0 | 0 | 0 | 0%
- |  | 0% | 0% | 0% | 0% | 0 | 0 | 0 | 0 | 0 | 0%
- |  | 0% | 0% | 0% | 0% | 0 | 0 | 0 | 0 | 0 | 0%
- |  | 0% | 0% | 0% | 0% | 0 | 0 | 0 | 0 | 0 | 0%
- |  | 0% | 0% | 0% | 0% | 0 | 0 | 0 | 0 | 0 | 0%
- |  | 0% | 0% | 0% | 0% | 0 | 0 | 0 | 0 | 0 | 0%
- |  | 0% | 0% | 0% | 0% | 0 | 0 | 0 | 0 | 0 | 0%
- |  | 0% | 0% | 0% | 0% | 0 | 0 | 0 | 0 | 0 | 0%
- |  | 0% | 0% | 0% | 0% | 0 | 0 | 0 | 0 | 0 | 0%
- |  | 0% | 0% | 0% | 0% | 0 | 0 | 0 | 0 | 0 | 0%
- |  | 0% | 0% | 0% | 0% | 0 | 0 | 0 | 0 | 0 | 0%
- |  | 0% | 0% | 0% | 0% | 0 | 0 | 0 | 0 | 0 | 0%
- |  | 0% | 0% | 0% | 0% | 0 | 0 | 0 | 0 | 0 | 0%
- |  | 0% | 0% | 0% | 0% | 0 | 0 | 0 | 0 | 0 | 0%
- |  | 0% | 0% | 0% | 0% | 0 | 0 | 0 | 0 | 0 | 0%
- |  | 0% | 0% | 0% | 0% | 0 | 0 | 0 | 0 | 0 | 0%
- |  | 0% | 0% | 0% | 0% | 0 | 0 | 0 | 0 | 0 | 0%
- |  | 0% | 0% | 0% | 0% | 0 | 0 | 0 | 0 | 0 | 0%
- |  | 0% | 0% | 0% | 0% | 0 | 0 | 0 | 0 | 0 | 0%
- |  | 0% | 0% | 0% | 0% | 0 | 0 | 0 | 0 | 0 | 0%
- |  | 0% | 0% | 0% | 0% | 0 | 0 | 0 | 0 | 0 | 0%
- |  | 0% | 0% | 0% | 0% | 0 | 0 | 0 | 0 | 0 | 0%
- |  | 0% | 0% | 0% | 0% | 0 | 0 | 0 | 0 | 0 | 0%
- |  | 0% | 0% | 0% | 0% | 0 | 0 | 0 | 0 | 0 | 0%
- |  | 0% | 0% | 0% | 0% | 0 | 0 | 0 | 0 | 0 | 0%
- |  | 0% | 0% | 0% | 0% | 0 | 0 | 0 | 0 | 0 | 0%
- |  | 0% | 0% | 0% | 0% | 0 | 0 | 0 | 0 | 0 | 0%
- |  | 0% | 0% | 0% | 0% | 0 | 0 | 0 | 0 | 0 | 0%
- |  | 0% | 0% | 0% | 0% | 0 | 0 | 0 | 0 | 0 | 0%
- |  | 0% | 0% | 0% | 0% | 0 | 0 | 0 | 0 | 0 | 0%
- |  | 0% | 0% | 0% | 0% | 0 | 0 | 0 | 0 | 0 | 0%
- |  | 0% | 0% | 0% | 0% | 0 | 0 | 0 | 0 | 0 | 0%
- |  | 0% | 0% | 0% | 0% | 0 | 0 | 0 | 0 | 0 | 0%
- |  | 0% | 0% | 0% | 0% | 0 | 0 | 0 | 0 | 0 | 0%
- |  | 0% | 0% | 0% | 0% | 0 | 0 | 0 | 0 | 0 | 0%
- |  | 0% | 0% | 0% | 0% | 0 | 0 | 0 | 0 | 0 | 0%
- |  | 0% | 0% | 0% | 0% | 0 | 0 | 0 | 0 | 0 | 0%
- |  | 0% | 0% | 0% | 0% | 0 | 0 | 0 | 0 | 0 | 0%
- |  | 0% | 0% | 0% | 0% | 0 | 0 | 0 | 0 | 0 | 0%
- |  | 0% | 0% | 0% | 0% | 0 | 0 | 0 | 0 | 0 | 0%

## 5.5 Calc│Escalated capex
Please note that due to the SoCI programs being of a Confidential nature, this list does not report all capex projects forecast for the purpose of the CY23 to CY27 VTS Access Arrangement. The total capex forecast reported in tab "1.0 Output│PTRM" has been manually adjusted to reconcile to the total forecast capex for CY23 to CY27.
| 5.5 Calc│Escalated capex | Check pickup all projects | TRUE |  | Check values | TRUE | TRUE | TRUE | TRUE | TRUE
Capex # | Project Name | Project number | Asset class | Asset category |  | 2023 | 2024 | 2025 | 2026 | 2027 | Forecast total | Zones | Business Cases
1 | WCS A Process Safety | BC203 | Compressors | Replacement |  | 0 | 0.053457 | 0.7484 | 0 | 0 | 0.80186 |  | BC203
2 | Brooklyn CS upgrade | BC204 | Compressors | Replacement |  | 0 | 0 | 0.053457 | 0.7484 | 0 | 0.80186 |  | BC204
3 | Compressor Station Vent Upgrade | BC205 | Compressors | Replacement |  | 0 | 0 | 0.53457 | 0.53457 | 1.0424 | 2.1116 |  | BC205
4 | Iona CS Aftercooler Upgrade | BC211 |  |  |  | 0 | 0 | 0 | 0 | 0 | 0 |  | BC211
5 | Battery Charger Upgrades | BC212 | Other - long life | Replacement |  | 0.03742 | 0.39024 | 0.21383 | 0.21383 | 0.21383 | 1.0691 |  | BC212
6 | Wollert CG & T74/T119 PRS Instrument Air | BC216 |  |  |  | 0 | 0 | 0 | 0 | 0 | 0 |  | BC216
7 | T33 LV03 Pit | BC220 | Other - short life | Replacement |  | 0 | 0 | 0 | 0.35374 | 0 | 0.35374 |  | BC220
8 | Dandenong City Gate Gas Quality | BC224 |  |  |  | 0 | 0 | 0 | 0 | 0 | 0 |  | BC224
9 | Control Valve Positioner Replacement | BC225 | City Gates & Field Regs | Replacement |  | 0.10691 | 0.10691 | 0.10691 | 0.10691 | 0.11491 | 0.54256 |  | BC225
10 | SMS Aerial Photography | BC227 | Other - short life | Replacement |  | 0 | 0 | 0.21383 | 0 | 0 | 0.21383 |  | BC227
11 | Encroachment High Consequence | BC230 | Pipelines | Replacement |  | 0 | 0 | 0.94085 | 0.94085 | 0.47042 | 2.3521 |  | BC230
12 | Turbine Overhaul and Minor Upgrades | BC235 | Compressors | Replacement |  | 0.21383 | 1.6037 | 0 | 0 | 3.5282 | 5.3457 |  | BC235
13 | Emergency Response Equipment | BC239 | Other - short life | Replacement |  | 0 | 0 | 3.2074 | 3.3144 | 0 | 6.5218 |  | BC239
14 | BCS Unregulated Bypass Upgrade | BC242 |  |  |  | 0 | 0 | 0 | 0 | 0 | 0 |  | BC242
15 | CP Replacement | BC244 | Other - long life | Replacement |  | 0.24847 | 0.24847 | 0.24847 | 0.24847 | 0.24881 | 1.2427 |  | BC244
16 | Hazardous Area Rectification | BC249 | Other - long life | Replacement |  | 0.22987 | 0.10691 | 0.21383 | 0.31005 | 0.090877 | 0.95154 |  | BC249
17 | Pipeline Integrity | BC258 | Integrity Inspections | Replacement |  | 4.4442 | 9.927 | 7.3771 | 5.5596 | 2.2452 | 29.553 |  | BC258
18 | VTS Unpiggables | BC259 | Pipelines | Replacement |  | 11.0363 | 17.6155 | 0 | 0 | 0 | 28.6518 |  | BC259
19 | Pipe Support Replacement | BC263 | Other - short life | Replacement |  | 0 | 0 | 0.26729 | 0.26729 | 0.3742 | 0.90877 |  | BC263
20 | HMI ClearSCADA Upgrade | BC264 | Other - long life | Replacement |  | 0.021383 | 0.7484 | 0 | 0 | 0 | 0.76978 |  | BC264
21 | Liquids Management | BC260 | Gas Quality | Replacement |  | 0 | 0 | 0 | 0 | 0.32074 | 0.32074 |  | BC260
22 | BCS Unit 12 Inlet Filter Upgrade | BC267 |  |  |  | 0 | 0 | 0 | 0 | 0 | 0 |  | BC267
23 | Type B Compliance | BC271 | Other - long life | Replacement |  | 0 | 0.49181 | 0.53457 | 0.53457 | 0.53457 | 2.0955 |  | BC271
24 | VTS Mainline Isolation Valve Upgrade​ | BC275 | Pipelines | Replacement |  | 0 | 0 | 0.64149 | 1.0691 | 1.0691 | 2.7798 |  | BC275
25 | Reliability Centred Maintenance | BC307 |  |  |  | 0 | 0 | 0 | 0 | 0 | 0 |  | BC307
26 | Arc Flash Risk Mitigation | BC309 | Other - long life | Replacement |  | 0.13364 | 0.40093 | 0.26729 | 0.26729 | 0.26729 | 1.3364 |  | BC309
27 | Critical Spares | BC314 | Other - short life | Replacement |  | 0 | 0 | 0 | 0 | 2.2452 | 2.2452 |  | BC314
28 | Station Control Logic Review & Rectification | BC317 | Other - long life | Replacement |  | 0.042766 | 0.27798 | 1.8471 | 0 | 0 | 2.1679 |  | BC317
29 | VTS Waterbath Integrity | BC328 | Other - short life | Replacement |  | 0.21383 | 0.42766 | 0.42766 | 1.0691 | 0 | 2.1383 |  | BC328
30 | VTS Facility Pipework Integrity | BC329 | Integrity Inspections | Replacement |  | 0.64149 | 0.64149 | 2.2345 | 3.2074 | 3.2074 | 9.9324 |  | BC329
31 | Low Value Preventative & Reactive Maintenance (1) | BC330(1) | Other - short life | Replacement |  | 0.69979 | 0.42118 | 0.43533 | 0.43533 | 0.43533 | 2.427 |  | BC330
32 | Low Value Preventative & Reactive Maintenance (2) | BC330(2) | Other - long life | Replacement |  | 0.03643 | 0.20947 | 0 | 0 | 0 | 0.2459 |  | BC330
33 | WORM (Pipeline) | WORM | Pipelines | Expansion |  | 67.8402 | 0.99952 | 0 | 0 | 0 | 68.8398 |  | WOR
34 | WORM (Compressor) | WORM | Compressors | Expansion |  | 12.1609 | 0 | 0 | 0 | 0 | 12.1609 |  | WOR
35 | WORM (City Gates & Field Regs) | WORM | City Gates & Field Regs | Expansion |  | 3.1271 | 0 | 0 | 0 | 0 | 3.1271 |  | WOR
36 | WORM (Buildings) | WORM |  |  |  | 0 | 0 | 0 | 0 | 0 | 0 |  | WOR
37 | Winchelsea Compressor Unit 2 | Winchelsea | Compressors | Expansion |  | 29.7971 | 0 | 0 | 0 | 0 | 29.7971 |  | Win
38 | Pipeline Fracture Resistance Assessment | BC331 | Integrity Inspections | Replacement |  | 0.7484 | 0.78048 | 0 | 0 | 0 | 1.5289 |  | BC3
39 | Share of corporate properties | 0 |  |  |  | 0 | 0 | 0 | 0 | 0 | 0 |  | 0
40 | Share of corporate motor vehicles | 0 |  |  |  | 0 | 0 | 0 | 0 | 0 | 0 |  | 0
41 | Operational Technology | 0 |  |  |  | 0 | 0 | 0 | 0 | 0 | 0 |  | 0
42 | Information Technology (including Transformation Office) | 0 |  |  |  | 0 | 0 | 0 | 0 | 0 | 0 |  | 0
43 | SoCI cyber | 0 |  |  |  | 0 | 0 | 0 | 0 | 0 | 0 |  | 0
44 | SoCI program | 0 |  |  |  | 0 | 0 | 0 | 0 | 0 | 0 |  | 0
45 | SoCI Physical security | 0 |  |  |  | 0 | 0 | 0 | 0 | 0 | 0 |  | 0
46 | Hydrogen safety | 0 |  |  |  | 0 | 0 | 0 | 0 | 0 | 0 |  | 0
47 | Access Arrangment Costs | 0 |  |  |  | 0 | 0 | 0 | 0 | 0 | 0 |  | 0
- |  | - |  |  |  | 0 | 0 | 0 | 0 | 0 | 0 |  | -
- |  | - |  |  |  | 0 | 0 | 0 | 0 | 0 | 0 |  | -
- |  | - |  |  |  | 0 | 0 | 0 | 0 | 0 | 0 |  | -
- |  | - |  |  |  | 0 | 0 | 0 | 0 | 0 | 0 |  | -
- |  | - |  |  |  | 0 | 0 | 0 | 0 | 0 | 0 |  | -
- |  | - |  |  |  | 0 | 0 | 0 | 0 | 0 | 0 |  | -
- |  | - |  |  |  | 0 | 0 | 0 | 0 | 0 | 0 |  | -
- |  | - |  |  |  | 0 | 0 | 0 | 0 | 0 | 0 |  | -
- |  | - |  |  |  | 0 | 0 | 0 | 0 | 0 | 0 |  | -
- |  | - |  |  |  | 0 | 0 | 0 | 0 | 0 | 0 |  | -
- |  | - |  |  |  | 0 | 0 | 0 | 0 | 0 | 0 |  | -
- |  | - |  |  |  | 0 | 0 | 0 | 0 | 0 | 0 |  | -
- |  | - |  |  |  | 0 | 0 | 0 | 0 | 0 | 0 |  | -
- |  | - |  |  |  | 0 | 0 | 0 | 0 | 0 | 0 |  | -
- |  | - |  |  |  | 0 | 0 | 0 | 0 | 0 | 0 |  | -
- |  | - |  |  |  | 0 | 0 | 0 | 0 | 0 | 0 |  | -
- |  | - |  |  |  | 0 | 0 | 0 | 0 | 0 | 0 |  | -
- |  | - |  |  |  | 0 | 0 | 0 | 0 | 0 | 0 |  | -
- |  | - |  |  |  | 0 | 0 | 0 | 0 | 0 | 0 |  | -
- |  | - |  |  |  | 0 | 0 | 0 | 0 | 0 | 0 |  | -
- |  | - |  |  |  | 0 | 0 | 0 | 0 | 0 | 0 |  | -
- |  | - |  |  |  | 0 | 0 | 0 | 0 | 0 | 0 |  | -
- |  | - |  |  |  | 0 | 0 | 0 | 0 | 0 | 0 |  | -
- |  | - |  |  |  | 0 | 0 | 0 | 0 | 0 | 0 |  | -
- |  | - |  |  |  | 0 | 0 | 0 | 0 | 0 | 0 |  | -
- |  | - |  |  |  | 0 | 0 | 0 | 0 | 0 | 0 |  | -
- |  | - |  |  |  | 0 | 0 | 0 | 0 | 0 | 0 |  | -
- |  | - |  |  |  | 0 | 0 | 0 | 0 | 0 | 0 |  | -
- |  | - |  |  |  | 0 | 0 | 0 | 0 | 0 | 0 |  | -
- |  | - |  |  |  | 0 | 0 | 0 | 0 | 0 | 0 |  | -
- |  | - |  |  |  | 0 | 0 | 0 | 0 | 0 | 0 |  | -
- |  | - |  |  |  | 0 | 0 | 0 | 0 | 0 | 0 |  | -
- |  | - |  |  |  | 0 | 0 | 0 | 0 | 0 | 0 |  | -
- |  | - |  |  |  | 0 | 0 | 0 | 0 | 0 | 0 |  | -
- |  | - |  |  |  | 0 | 0 | 0 | 0 | 0 | 0 |  | -
- |  | - |  |  |  | 0 | 0 | 0 | 0 | 0 | 0 |  | -
- |  | - |  |  |  | 0 | 0 | 0 | 0 | 0 | 0 |  | -
- |  | - |  |  |  | 0 | 0 | 0 | 0 | 0 | 0 |  | -
- |  | - |  |  |  | 0 | 0 | 0 | 0 | 0 | 0 |  | -
- |  | - |  |  |  | 0 | 0 | 0 | 0 | 0 | 0 |  | -
- |  | - |  |  |  | 0 | 0 | 0 | 0 | 0 | 0 |  | -
- |  | - |  |  |  | 0 | 0 | 0 | 0 | 0 | 0 |  | -
- |  | - |  |  |  | 0 | 0 | 0 | 0 | 0 | 0 |  | -
- |  | - |  |  |  | 0 | 0 | 0 | 0 | 0 | 0 |  | -
- |  | - |  |  |  | 0 | 0 | 0 | 0 | 0 | 0 |  | -
- |  | - |  |  |  | 0 | 0 | 0 | 0 | 0 | 0 |  | -
- |  | - |  |  |  | 0 | 0 | 0 | 0 | 0 | 0 |  | -
- |  | - |  |  |  | 0 | 0 | 0 | 0 | 0 | 0 |  | -
- |  | - |  |  |  | 0 | 0 | 0 | 0 | 0 | 0 |  | -
- |  | - |  |  |  | 0 | 0 | 0 | 0 | 0 | 0 |  | -
- |  | - |  |  |  | 0 | 0 | 0 | 0 | 0 | 0 |  | -
- |  | - |  |  |  | 0 | 0 | 0 | 0 | 0 | 0 |  | -
- |  | - |  |  |  | 0 | 0 | 0 | 0 | 0 | 0 |  | -
- |  | - |  |  |  | 0 | 0 | 0 | 0 | 0 | 0 |  | -
- |  | - |  |  |  | 0 | 0 | 0 | 0 | 0 | 0 |  | -
- |  | - |  |  |  | 0 | 0 | 0 | 0 | 0 | 0 |  | -
- |  | - |  |  |  | 0 | 0 | 0 | 0 | 0 | 0 |  | -
- |  | - |  |  |  | 0 | 0 | 0 | 0 | 0 | 0 |  | -
- |  | - |  |  |  | 0 | 0 | 0 | 0 | 0 | 0 |  | -
- |  | - |  |  |  | 0 | 0 | 0 | 0 | 0 | 0 |  | -
- |  | - |  |  |  | 0 | 0 | 0 | 0 | 0 | 0 |  | -
- |  | - |  |  |  | 0 | 0 | 0 | 0 | 0 | 0 |  | -
- |  | - |  |  |  | 0 | 0 | 0 | 0 | 0 | 0 |  | -
- |  | - |  |  |  | 0 | 0 | 0 | 0 | 0 | 0 |  | -
- |  | - |  |  |  | 0 | 0 | 0 | 0 | 0 | 0 |  | -
- |  | - |  |  |  | 0 | 0 | 0 | 0 | 0 | 0 |  | -
- |  | - |  |  |  | 0 | 0 | 0 | 0 | 0 | 0 |  | -
- |  | - |  |  |  | 0 | 0 | 0 | 0 | 0 | 0 |  | -
- |  | - |  |  |  | 0 | 0 | 0 | 0 | 0 | 0 |  | -
- |  | - |  |  |  | 0 | 0 | 0 | 0 | 0 | 0 |  | -
- |  | - |  |  |  | 0 | 0 | 0 | 0 | 0 | 0 |  | -
- |  | - |  |  |  | 0 | 0 | 0 | 0 | 0 | 0 |  | -
- |  | - |  |  |  | 0 | 0 | 0 | 0 | 0 | 0 |  | -
- |  | - |  |  |  | 0 | 0 | 0 | 0 | 0 | 0 |  | -
- |  | - |  |  |  | 0 | 0 | 0 | 0 | 0 | 0 |  | -
- |  | - |  |  |  | 0 | 0 | 0 | 0 | 0 | 0 |  | -
- |  | - |  |  |  | 0 | 0 | 0 | 0 | 0 | 0 |  | -
- |  | - |  |  |  | 0 | 0 | 0 | 0 | 0 | 0 |  | -
- |  | - |  |  |  | 0 | 0 | 0 | 0 | 0 | 0 |  | -
- |  | - |  |  |  | 0 | 0 | 0 | 0 | 0 | 0 |  | -
- |  | - |  |  |  | 0 | 0 | 0 | 0 | 0 | 0 |  | -
- |  | - |  |  |  | 0 | 0 | 0 | 0 | 0 | 0 |  | -
- |  | - |  |  |  | 0 | 0 | 0 | 0 | 0 | 0 |  | -
- |  | - |  |  |  | 0 | 0 | 0 | 0 | 0 | 0 |  | -
- |  | - |  |  |  | 0 | 0 | 0 | 0 | 0 | 0 |  | -
- |  | - |  |  |  | 0 | 0 | 0 | 0 | 0 | 0 |  | -
- |  | - |  |  |  | 0 | 0 | 0 | 0 | 0 | 0 |  | -
- |  | - |  |  |  | 0 | 0 | 0 | 0 | 0 | 0 |  | -
- |  | - |  |  |  | 0 | 0 | 0 | 0 | 0 | 0 |  | -
- |  | - |  |  |  | 0 | 0 | 0 | 0 | 0 | 0 |  | -
- |  | - |  |  |  | 0 | 0 | 0 | 0 | 0 | 0 |  | -
- |  | - |  |  |  | 0 | 0 | 0 | 0 | 0 | 0 |  | -
- |  | - |  |  |  | 0 | 0 | 0 | 0 | 0 | 0 |  | -
- |  | - |  |  |  | 0 | 0 | 0 | 0 | 0 | 0 |  | -
- |  | - |  |  |  | 0 | 0 | 0 | 0 | 0 | 0 |  | -
- |  | - |  |  |  | 0 | 0 | 0 | 0 | 0 | 0 |  | -
- |  | - |  |  |  | 0 | 0 | 0 | 0 | 0 | 0 |  | -
- |  | - |  |  |  | 0 | 0 | 0 | 0 | 0 | 0 |  | -
- |  | - |  |  |  | 0 | 0 | 0 | 0 | 0 | 0 |  | -
- |  | - |  |  |  | 0 | 0 | 0 | 0 | 0 | 0 |  | -
- |  | - |  |  |  | 0 | 0 | 0 | 0 | 0 | 0 |  | -
- |  | - |  |  |  | 0 | 0 | 0 | 0 | 0 | 0 |  | -
- |  | - |  |  |  | 0 | 0 | 0 | 0 | 0 | 0 |  | -
- |  | - |  |  |  | 0 | 0 | 0 | 0 | 0 | 0 |  | -
- |  | - |  |  |  | 0 | 0 | 0 | 0 | 0 | 0 |  | -
- |  | - |  |  |  | 0 | 0 | 0 | 0 | 0 | 0 |  | -
- |  | - |  |  |  | 0 | 0 | 0 | 0 | 0 | 0 |  | -
- |  | - |  |  |  | 0 | 0 | 0 | 0 | 0 | 0 |  | -
- |  | - |  |  |  | 0 | 0 | 0 | 0 | 0 | 0 |  | -
- |  | - |  |  |  | 0 | 0 | 0 | 0 | 0 | 0 |  | -
- |  | - |  |  |  | 0 | 0 | 0 | 0 | 0 | 0 |  | -
- |  | - |  |  |  | 0 | 0 | 0 | 0 | 0 | 0 |  | -
- |  | - |  |  |  | 0 | 0 | 0 | 0 | 0 | 0 |  | -
- |  | - |  |  |  | 0 | 0 | 0 | 0 | 0 | 0 |  | -
- |  | - |  |  |  | 0 | 0 | 0 | 0 | 0 | 0 |  | -
- |  | - |  |  |  | 0 | 0 | 0 | 0 | 0 | 0 |  | -
- |  | - |  |  |  | 0 | 0 | 0 | 0 | 0 | 0 |  | -
- |  | - |  |  |  | 0 | 0 | 0 | 0 | 0 | 0 |  | -
- |  | - |  |  |  | 0 | 0 | 0 | 0 | 0 | 0 |  | -
- |  | - |  |  |  | 0 | 0 | 0 | 0 | 0 | 0 |  | -
- |  | - |  |  |  | 0 | 0 | 0 | 0 | 0 | 0 |  | -
- |  | - |  |  |  | 0 | 0 | 0 | 0 | 0 | 0 |  | -
- |  | - |  |  |  | 0 | 0 | 0 | 0 | 0 | 0 |  | -
- |  | - |  |  |  | 0 | 0 | 0 | 0 | 0 | 0 |  | -
- |  | - |  |  |  | 0 | 0 | 0 | 0 | 0 | 0 |  | -
- |  | - |  |  |  | 0 | 0 | 0 | 0 | 0 | 0 |  | -
- |  | - |  |  |  | 0 | 0 | 0 | 0 | 0 | 0 |  | -
- |  | - |  |  |  | 0 | 0 | 0 | 0 | 0 | 0 |  | -
- |  | - |  |  |  | 0 | 0 | 0 | 0 | 0 | 0 |  | -
- |  | - |  |  |  | 0 | 0 | 0 | 0 | 0 | 0 |  | -
- |  | - |  |  |  | 0 | 0 | 0 | 0 | 0 | 0 |  | -
- |  | - |  |  |  | 0 | 0 | 0 | 0 | 0 | 0 |  | -
- |  | - |  |  |  | 0 | 0 | 0 | 0 | 0 | 0 |  | -
- |  | - |  |  |  | 0 | 0 | 0 | 0 | 0 | 0 |  | -
- |  | - |  |  |  | 0 | 0 | 0 | 0 | 0 | 0 |  | -
- |  | - |  |  |  | 0 | 0 | 0 | 0 | 0 | 0 |  | -
- |  | - |  |  |  | 0 | 0 | 0 | 0 | 0 | 0 |  | -
- |  | - |  |  |  | 0 | 0 | 0 | 0 | 0 | 0 |  | -
- |  | - |  |  |  | 0 | 0 | 0 | 0 | 0 | 0 |  | -
- |  | - |  |  |  | 0 | 0 | 0 | 0 | 0 | 0 |  | -
- |  | - |  |  |  | 0 | 0 | 0 | 0 | 0 | 0 |  | -
- |  | - |  |  |  | 0 | 0 | 0 | 0 | 0 | 0 |  | -

## 5.6 Calc│As Commissioned
Please note that due to the SoCI programs being of a Confidential nature, this list does not report all capex projects forecast for the purpose of the CY23 to CY27 VTS Access Arrangement. The total capex forecast reported in tab "1.0 Output│PTRM" has been manually adjusted to reconcile to the total forecast capex for CY23 to CY27.
| 5.6 Calc│As Commissioned | Check pickup all projects | TRUE
Capex # | Project Name | Project number | Asset class | Asset category | Completion Year | 2023 | 2024 | 2025 | 2026 | 2027 | Forecast total
1 | WCS A Process Safety | BC203 | Compressors | Replacement | incurred | 0 | 0.053457 | 0.7484 | 0 | 0 | 0.80186
2 | Brooklyn CS upgrade | BC204 | Compressors | Replacement | incurred | 0 | 0 | 0.053457 | 0.7484 | 0 | 0.80186
3 | Compressor Station Vent Upgrade | BC205 | Compressors | Replacement | incurred | 0 | 0 | 0.53457 | 0.53457 | 1.0424 | 2.1116
4 | Iona CS Aftercooler Upgrade | BC211 |  |  | incurred | 0 | 0 | 0 | 0 | 0 | 0
5 | Battery Charger Upgrades | BC212 | Other - long life | Replacement | incurred | 0.03742 | 0.39024 | 0.21383 | 0.21383 | 0.21383 | 1.0691
6 | Wollert CG & T74/T119 PRS Instrument Air | BC216 |  |  | incurred | 0 | 0 | 0 | 0 | 0 | 0
7 | T33 LV03 Pit | BC220 | Other - short life | Replacement | incurred | 0 | 0 | 0 | 0.35374 | 0 | 0.35374
8 | Dandenong City Gate Gas Quality | BC224 |  |  | incurred | 0 | 0 | 0 | 0 | 0 | 0
9 | Control Valve Positioner Replacement | BC225 | City Gates & Field Regs | Replacement | incurred | 0.10691 | 0.10691 | 0.10691 | 0.10691 | 0.11491 | 0.54256
10 | SMS Aerial Photography | BC227 | Other - short life | Replacement | incurred | 0 | 0 | 0.21383 | 0 | 0 | 0.21383
11 | Encroachment High Consequence | BC230 | Pipelines | Replacement | incurred | 0 | 0 | 0.94085 | 0.94085 | 0.47042 | 2.3521
12 | Turbine Overhaul and Minor Upgrades | BC235 | Compressors | Replacement | incurred | 0.21383 | 1.6037 | 0 | 0 | 3.5282 | 5.3457
13 | Emergency Response Equipment | BC239 | Other - short life | Replacement | incurred | 0 | 0 | 3.2074 | 3.3144 | 0 | 6.5218
14 | BCS Unregulated Bypass Upgrade | BC242 |  |  | incurred | 0 | 0 | 0 | 0 | 0 | 0
15 | CP Replacement | BC244 | Other - long life | Replacement | incurred | 0.24847 | 0.24847 | 0.24847 | 0.24847 | 0.24881 | 1.2427
16 | Hazardous Area Rectification | BC249 | Other - long life | Replacement | incurred | 0.22987 | 0.10691 | 0.21383 | 0.31005 | 0.090877 | 0.95154
17 | Pipeline Integrity | BC258 | Integrity Inspections | Replacement | incurred | 4.4442 | 9.927 | 7.3771 | 5.5596 | 2.2452 | 29.553
18 | VTS Unpiggables | BC259 | Pipelines | Replacement | incurred | 11.0363 | 17.6155 | 0 | 0 | 0 | 28.6518
19 | Pipe Support Replacement | BC263 | Other - short life | Replacement | incurred | 0 | 0 | 0.26729 | 0.26729 | 0.3742 | 0.90877
20 | HMI ClearSCADA Upgrade | BC264 | Other - long life | Replacement | incurred | 0.021383 | 0.7484 | 0 | 0 | 0 | 0.76978
21 | Liquids Management | BC260 | Gas Quality | Replacement | incurred | 0 | 0 | 0 | 0 | 0.32074 | 0.32074
22 | BCS Unit 12 Inlet Filter Upgrade | BC267 |  |  | incurred | 0 | 0 | 0 | 0 | 0 | 0
23 | Type B Compliance | BC271 | Other - long life | Replacement | incurred | 0 | 0.49181 | 0.53457 | 0.53457 | 0.53457 | 2.0955
24 | VTS Mainline Isolation Valve Upgrade​ | BC275 | Pipelines | Replacement | incurred | 0 | 0 | 0.64149 | 1.0691 | 1.0691 | 2.7798
25 | Reliability Centred Maintenance | BC307 |  |  | incurred | 0 | 0 | 0 | 0 | 0 | 0
26 | Arc Flash Risk Mitigation | BC309 | Other - long life | Replacement | incurred | 0.13364 | 0.40093 | 0.26729 | 0.26729 | 0.26729 | 1.3364
27 | Critical Spares | BC314 | Other - short life | Replacement | incurred | 0 | 0 | 0 | 0 | 2.2452 | 2.2452
28 | Station Control Logic Review & Rectification | BC317 | Other - long life | Replacement | incurred | 0.042766 | 0.27798 | 1.8471 | 0 | 0 | 2.1679
29 | VTS Waterbath Integrity | BC328 | Other - short life | Replacement | incurred | 0.21383 | 0.42766 | 0.42766 | 1.0691 | 0 | 2.1383
30 | VTS Facility Pipework Integrity | BC329 | Integrity Inspections | Replacement | incurred | 0.64149 | 0.64149 | 2.2345 | 3.2074 | 3.2074 | 9.9324
31 | Low Value Preventative & Reactive Maintenance (1) | BC330(1) | Other - short life | Replacement | incurred | 0.69979 | 0.42118 | 0.43533 | 0.43533 | 0.43533 | 2.427
32 | Low Value Preventative & Reactive Maintenance (2) | BC330(2) | Other - long life | Replacement | incurred | 0.03643 | 0.20947 | 0 | 0 | 0 | 0.2459
33 | WORM (Pipeline) | WORM | Pipelines | Expansion | 2023 | 179.0243 | 0.99952 | 0 | 0 | 0 | 180.0238
34 | WORM (Compressor) | WORM | Compressors | Expansion | 2023 | 33.8764 | 0 | 0 | 0 | 0 | 33.8764
35 | WORM (City Gates & Field Regs) | WORM | City Gates & Field Regs | Expansion | 2023 | 8.7111 | 0 | 0 | 0 | 0 | 8.7111
36 | WORM (Buildings) | WORM | Buildings | Expansion | 2023 | 9.9575 | 0 | 0 | 0 | 0 | 9.9575
37 | Winchelsea Compressor Unit 2 | Winchelsea | Compressors | Expansion | 2023 | 64.1594 | 0 | 0 | 0 | 0 | 64.1594
38 | Pipeline Fracture Resistance Assessment | BC331 | Integrity Inspections | Replacement | incurred | 0.7484 | 0.78048 | 0 | 0 | 0 | 1.5289
39 | Share of corporate properties | 0 | 0 |  | incurred | 0 | 0 | 0 | 0 | 0 | 0
40 | Share of corporate motor vehicles | 0 |  |  | incurred | 0 | 0 | 0 | 0 | 0 | 0
41 | Operational Technology | 0 |  |  | incurred | 0 | 0 | 0 | 0 | 0 | 0
42 | Information Technology (including Transformation Office) | 0 |  |  | incurred | 0 | 0 | 0 | 0 | 0 | 0
43 | SoCI cyber | 0 |  |  | incurred | 0 | 0 | 0 | 0 | 0 | 0
44 | SoCI program | 0 |  |  | incurred | 0 | 0 | 0 | 0 | 0 | 0
45 | SoCI Physical security | 0 |  |  | incurred | 0 | 0 | 0 | 0 | 0 | 0
46 | Hydrogen safety | 0 |  |  | incurred | 0 | 0 | 0 | 0 | 0 | 0
47 | Access Arrangment Costs | 0 |  |  | incurred | 0 | 0 | 0 | 0 | 0 | 0
- |  | - |  |  |  | 0 | 0 | 0 | 0 | 0 | 0
- |  | - |  |  |  | 0 | 0 | 0 | 0 | 0 | 0
- |  | - |  |  |  | 0 | 0 | 0 | 0 | 0 | 0
- |  | - |  |  |  | 0 | 0 | 0 | 0 | 0 | 0
- |  | - |  |  |  | 0 | 0 | 0 | 0 | 0 | 0
- |  | - |  |  |  | 0 | 0 | 0 | 0 | 0 | 0
- |  | - |  |  |  | 0 | 0 | 0 | 0 | 0 | 0
- |  | - |  |  |  | 0 | 0 | 0 | 0 | 0 | 0
- |  | - |  |  |  | 0 | 0 | 0 | 0 | 0 | 0
- |  | - |  |  |  | 0 | 0 | 0 | 0 | 0 | 0
- |  | - |  |  |  | 0 | 0 | 0 | 0 | 0 | 0
- |  | - |  |  |  | 0 | 0 | 0 | 0 | 0 | 0
- |  | - |  |  |  | 0 | 0 | 0 | 0 | 0 | 0
- |  | - |  |  |  | 0 | 0 | 0 | 0 | 0 | 0
- |  | - |  |  |  | 0 | 0 | 0 | 0 | 0 | 0
- |  | - |  |  |  | 0 | 0 | 0 | 0 | 0 | 0
- |  | - |  |  |  | 0 | 0 | 0 | 0 | 0 | 0
- |  | - |  |  |  | 0 | 0 | 0 | 0 | 0 | 0
- |  | - |  |  |  | 0 | 0 | 0 | 0 | 0 | 0
- |  | - |  |  |  | 0 | 0 | 0 | 0 | 0 | 0
- |  | - |  |  |  | 0 | 0 | 0 | 0 | 0 | 0
- |  | - |  |  |  | 0 | 0 | 0 | 0 | 0 | 0
- |  | - |  |  |  | 0 | 0 | 0 | 0 | 0 | 0
- |  | - |  |  |  | 0 | 0 | 0 | 0 | 0 | 0
- |  | - |  |  |  | 0 | 0 | 0 | 0 | 0 | 0
- |  | - |  |  |  | 0 | 0 | 0 | 0 | 0 | 0
- |  | - |  |  |  | 0 | 0 | 0 | 0 | 0 | 0
- |  | - |  |  |  | 0 | 0 | 0 | 0 | 0 | 0
- |  | - |  |  |  | 0 | 0 | 0 | 0 | 0 | 0
- |  | - |  |  |  | 0 | 0 | 0 | 0 | 0 | 0
- |  | - |  |  |  | 0 | 0 | 0 | 0 | 0 | 0
- |  | - |  |  |  | 0 | 0 | 0 | 0 | 0 | 0
- |  | - |  |  |  | 0 | 0 | 0 | 0 | 0 | 0
- |  | - |  |  |  | 0 | 0 | 0 | 0 | 0 | 0
- |  | - |  |  |  | 0 | 0 | 0 | 0 | 0 | 0
- |  | - |  |  |  | 0 | 0 | 0 | 0 | 0 | 0
- |  | - |  |  |  | 0 | 0 | 0 | 0 | 0 | 0
- |  | - |  |  |  | 0 | 0 | 0 | 0 | 0 | 0
- |  | - |  |  |  | 0 | 0 | 0 | 0 | 0 | 0
- |  | - |  |  |  | 0 | 0 | 0 | 0 | 0 | 0
- |  | - |  |  |  | 0 | 0 | 0 | 0 | 0 | 0
- |  | - |  |  |  | 0 | 0 | 0 | 0 | 0 | 0
- |  | - |  |  |  | 0 | 0 | 0 | 0 | 0 | 0
- |  | - |  |  |  | 0 | 0 | 0 | 0 | 0 | 0
- |  | - |  |  |  | 0 | 0 | 0 | 0 | 0 | 0
- |  | - |  |  |  | 0 | 0 | 0 | 0 | 0 | 0
- |  | - |  |  |  | 0 | 0 | 0 | 0 | 0 | 0
- |  | - |  |  |  | 0 | 0 | 0 | 0 | 0 | 0
- |  | - |  |  |  | 0 | 0 | 0 | 0 | 0 | 0
- |  | - |  |  |  | 0 | 0 | 0 | 0 | 0 | 0
- |  | - |  |  |  | 0 | 0 | 0 | 0 | 0 | 0
- |  | - |  |  |  | 0 | 0 | 0 | 0 | 0 | 0
- |  | - |  |  |  | 0 | 0 | 0 | 0 | 0 | 0
- |  | - |  |  |  | 0 | 0 | 0 | 0 | 0 | 0
- |  | - |  |  |  | 0 | 0 | 0 | 0 | 0 | 0
- |  | - |  |  |  | 0 | 0 | 0 | 0 | 0 | 0
- |  | - |  |  |  | 0 | 0 | 0 | 0 | 0 | 0
- |  | - |  |  |  | 0 | 0 | 0 | 0 | 0 | 0
- |  | - |  |  |  | 0 | 0 | 0 | 0 | 0 | 0
- |  | - |  |  |  | 0 | 0 | 0 | 0 | 0 | 0
- |  | - |  |  |  | 0 | 0 | 0 | 0 | 0 | 0
- |  | - |  |  |  | 0 | 0 | 0 | 0 | 0 | 0
- |  | - |  |  |  | 0 | 0 | 0 | 0 | 0 | 0
- |  | - |  |  |  | 0 | 0 | 0 | 0 | 0 | 0
- |  | - |  |  |  | 0 | 0 | 0 | 0 | 0 | 0
- |  | - |  |  |  | 0 | 0 | 0 | 0 | 0 | 0
- |  | - |  |  |  | 0 | 0 | 0 | 0 | 0 | 0
- |  | - |  |  |  | 0 | 0 | 0 | 0 | 0 | 0
- |  | - |  |  |  | 0 | 0 | 0 | 0 | 0 | 0
- |  | - |  |  |  | 0 | 0 | 0 | 0 | 0 | 0
- |  | - |  |  |  | 0 | 0 | 0 | 0 | 0 | 0
- |  | - |  |  |  | 0 | 0 | 0 | 0 | 0 | 0
- |  | - |  |  |  | 0 | 0 | 0 | 0 | 0 | 0
- |  | - |  |  |  | 0 | 0 | 0 | 0 | 0 | 0
- |  | - |  |  |  | 0 | 0 | 0 | 0 | 0 | 0
- |  | - |  |  |  | 0 | 0 | 0 | 0 | 0 | 0
- |  | - |  |  |  | 0 | 0 | 0 | 0 | 0 | 0
- |  | - |  |  |  | 0 | 0 | 0 | 0 | 0 | 0
- |  | - |  |  |  | 0 | 0 | 0 | 0 | 0 | 0
- |  | - |  |  |  | 0 | 0 | 0 | 0 | 0 | 0
- |  | - |  |  |  | 0 | 0 | 0 | 0 | 0 | 0
- |  | - |  |  |  | 0 | 0 | 0 | 0 | 0 | 0
- |  | - |  |  |  | 0 | 0 | 0 | 0 | 0 | 0
- |  | - |  |  |  | 0 | 0 | 0 | 0 | 0 | 0
- |  | - |  |  |  | 0 | 0 | 0 | 0 | 0 | 0
- |  | - |  |  |  | 0 | 0 | 0 | 0 | 0 | 0
- |  | - |  |  |  | 0 | 0 | 0 | 0 | 0 | 0
- |  | - |  |  |  | 0 | 0 | 0 | 0 | 0 | 0
- |  | - |  |  |  | 0 | 0 | 0 | 0 | 0 | 0
- |  | - |  |  |  | 0 | 0 | 0 | 0 | 0 | 0
- |  | - |  |  |  | 0 | 0 | 0 | 0 | 0 | 0
- |  | - |  |  |  | 0 | 0 | 0 | 0 | 0 | 0
- |  | - |  |  |  | 0 | 0 | 0 | 0 | 0 | 0
- |  | - |  |  |  | 0 | 0 | 0 | 0 | 0 | 0
- |  | - |  |  |  | 0 | 0 | 0 | 0 | 0 | 0
- |  | - |  |  |  | 0 | 0 | 0 | 0 | 0 | 0
- |  | - |  |  |  | 0 | 0 | 0 | 0 | 0 | 0
- |  | - |  |  |  | 0 | 0 | 0 | 0 | 0 | 0
- |  | - |  |  |  | 0 | 0 | 0 | 0 | 0 | 0
- |  | - |  |  |  | 0 | 0 | 0 | 0 | 0 | 0
- |  | - |  |  |  | 0 | 0 | 0 | 0 | 0 | 0
- |  | - |  |  |  | 0 | 0 | 0 | 0 | 0 | 0
- |  | - |  |  |  | 0 | 0 | 0 | 0 | 0 | 0
- |  | - |  |  |  | 0 | 0 | 0 | 0 | 0 | 0
- |  | - |  |  |  | 0 | 0 | 0 | 0 | 0 | 0
- |  | - |  |  |  | 0 | 0 | 0 | 0 | 0 | 0
- |  | - |  |  |  | 0 | 0 | 0 | 0 | 0 | 0
- |  | - |  |  |  | 0 | 0 | 0 | 0 | 0 | 0
- |  | - |  |  |  | 0 | 0 | 0 | 0 | 0 | 0
- |  | - |  |  |  | 0 | 0 | 0 | 0 | 0 | 0
- |  | - |  |  |  | 0 | 0 | 0 | 0 | 0 | 0
- |  | - |  |  |  | 0 | 0 | 0 | 0 | 0 | 0
- |  | - |  |  |  | 0 | 0 | 0 | 0 | 0 | 0
- |  | - |  |  |  | 0 | 0 | 0 | 0 | 0 | 0
- |  | - |  |  |  | 0 | 0 | 0 | 0 | 0 | 0
- |  | - | [8 empty] | 0
- |  | - | [8 empty] | 0
- |  | - | [8 empty] | 0
- |  | - | [8 empty] | 0
- |  | - | [8 empty] | 0
- |  | - | [8 empty] | 0
- |  | - | [8 empty] | 0
- |  | - | [8 empty] | 0
- |  | - | [8 empty] | 0
- |  | - | [8 empty] | 0
- |  | - | [8 empty] | 0
- |  | - | [8 empty] | 0
- |  | - | [8 empty] | 0
- |  | - | [8 empty] | 0
- |  | - | [8 empty] | 0
- |  | - | [8 empty] | 0
- |  | - | [8 empty] | 0
- |  | - | [8 empty] | 0
- |  | - | [8 empty] | 0
- |  | - | [8 empty] | 0
- |  | - | [8 empty] | 0
- |  | - | [8 empty] | 0