## Inputs & Allocations--->
Inputs & Allocations

## Tariff Sets
TSS Principles Model
Tariff Sets
Code | Name | Residual Type | Diversity & LRMC Type | Tariff class | Voltage
Diversity & LRMC Type
Small LV Tariff Class
N70 | Residential Flat | Residential | Residential | Small LV | LV
N705 | Residential TOU (Interval data) | Residential | Residential | Small LV | LV
N706 | Residential TOU (Basic data) | Residential | Residential | Small LV | LV
N50 | Control load 1 | CL | Residential | Small LV | LV
N54 | Control load 2 | CL | Residential | Small LV | LV
NC1 | Residential / CL1 | Residential | Residential | Small LV | LV
NC2 | Residential / CL2 | Residential | Residential | Small LV | LV
N90 | General Supply Block | GS | GS | Small LV | LV
NC3 | General Supply / CL1 | GS | GS | Small LV | LV
NC4 | General Supply / CL2 | GS | GS | Small LV | LV
N84 | GS TOU (Basic data) | GS | GS | Small LV | LV
N845 | GS TOU (Interval data) | GS | GS | Small LV | LV
N71 | Residential STOU | Residential | Residential | Small LV | LV
N72 | Residential Demand | Residential | Residential | Small LV | LV
N73 | Residential Transitional Demand | Residential | Residential | Small LV | LV
N91 | GS STOU | GS | GS | Small LV | LV
N92 | GS Demand | GS | GS | Small LV | LV
N93 | GS Transitional Demand | GS | GS | Small LV | LV
Large LV Tariff Class
N19 | LV STOU Demand | N19 | Large LV | Large LV | LV
N89 | LV STOU Transitional | N19 | Large LV | Large LV | LV
HV Demand Tariff Class
N29 | HV STOU Demand | N29 | HV | HV Demand | HV
ST Demand Tariff Class
N39 | ST STOU Demand | N39 | ST | ST Demand | ST
Inter-Distributor Transfer Tariff Class
Unmetered Tariff Class
SL | Streetlighting | GS | GS | Unmetered | LV
TL | Traffic Control Signal Lights | GS | GS | Unmetered | LV
N99 | Unmetered Supply | GS | GS | Unmetered | LV
NW | Nightwatch | GS | GS | Unmetered | LV

## Residual Costs
TSS Principles Model
Residual Cost Inputs (Target Tariff)
Key |  | Import
Input
Calc.
Non- CRNP Residual Cost Allocator
| Customers FY18 | Demand | Allocation | Fixed % | Energy % | Demand % | Total %
Residential | 909018 | 647994.5752 | 48.52% | 100% | 0% | 0% | Ok
CL | 338742 | 50811.3 | 3.805% | 100% | 0% | 0% | Ok
GS | 78967 | 153928.9418 | 11.53% | 100% | 0% | 0% | Ok
GS (Flat) | 76518 | 136588.2612 | 10.23%
GS (TOU) | 2449 | 17340.6806 | 1.299%
N19 | 5182 | 346048.5441 | 25.91% | 100% | 0% | 0% | Ok
N29 | 250 | 81266.8151 | 6.086% | 100% | 0% | 0% | Ok
N39 | 48 | 55351.1974 | 4.145% | 100% | 0% | 0% | Ok
|  | 1335401.3735 | 100%
CRNP Residual Cost Allocator
| Customers FY18 | Demand | Allocation | Fixed % | Energy % | Demand % | Total %
Residual Allocation to CRNP
Code | Name | Residual Type | Allocation % | Fixed % | Energy % | Demand % | Total %
Small LV Tariff Class
N70 | Residential Flat | Residential | 48.52% | 100% | 0% | 0% | Ok
N705 | Residential TOU (Interval data) | Residential | 48.52% | 100% | 0% | 0% | Ok
N706 | Residential TOU (Basic data) | Residential | 48.52% | 100% | 0% | 0% | Ok
N50 | Control load 1 | CL | 3.805% | 100% | 0% | 0% | Ok
N54 | Control load 2 | CL | 3.805% | 100% | 0% | 0% | Ok
NC1 | Residential / CL1 | Residential | 48.52% | 100% | 0% | 0% | Ok
NC2 | Residential / CL2 | Residential | 48.52% | 100% | 0% | 0% | Ok
N90 | General Supply Block | GS | 11.53% | 100% | 0% | 0% | Ok
NC3 | General Supply / CL1 | GS | 11.53% | 100% | 0% | 0% | Ok
NC4 | General Supply / CL2 | GS | 11.53% | 100% | 0% | 0% | Ok
N84 | GS TOU (Basic data) | GS | 11.53% | 100% | 0% | 0% | Ok
N845 | GS TOU (Interval data) | GS | 11.53% | 100% | 0% | 0% | Ok
N71 | Residential STOU | Residential | 48.52% | 100% | 0% | 0% | Ok
N72 | Residential Demand | Residential | 48.52% | 100% | 0% | 0% | Ok
N73 | Residential Transitional Demand | Residential | 48.52% | 100% | 0% | 0% | Ok
N91 | GS STOU | GS | 11.53% | 100% | 0% | 0% | Ok
N92 | GS Demand | GS | 11.53% | 100% | 0% | 0% | Ok
N93 | GS Transitional Demand | GS | 11.53% | 100% | 0% | 0% | Ok
Large LV Tariff Class
N19 | LV STOU Demand | N19 | 25.91% | 100% | 0% | 0% | Ok
N89 | LV STOU Transitional | N19 | 25.91% | 100% | 0% | 0% | Ok
HV Demand Tariff Class
N29 | HV STOU Demand | N29 | 6.086% | 100% | 0% | 0% | Ok
ST Demand Tariff Class
N39 | ST STOU Demand | N39 | 4.145% | 100% | 0% | 0% | Ok
Inter-Distributor Transfer Tariff Class
Unmetered Tariff Class
SL | Streetlighting | GS | 11.53% | 100% | 0% | 0% | Ok
TL | Traffic Control Signal Lights | GS | 11.53% | 100% | 0% | 0% | Ok
N99 | Unmetered Supply | GS | 11.53% | 100% | 0% | 0% | Ok
NW | Nightwatch | GS | 11.53% | 100% | 0% | 0% | Ok

## LRMC - Windows
TSS Principles Model
LRMC Windows
Key |  | Import
Input
Calc.
Costs
Tariff Timing
Days per year (Standard)
New Charging Windows | [6 empty] | Obsolete Charging Windows
Month | High Season | Days | Public Holidays | Business Days | Non-Business Days |  | Month | High Season | Days | Public Holidays | Business Days | Non-Business Days
Jan | High | 31 | 2 | 20 | 11 | New Years Day & Australia Day | Jan | High | 31 | 2 | 20 | 11
Feb | High | 28 | 0 | 20 | 8 |  | Feb | High | 28 | 0 | 20 | 8
Mar | High | 31 | 0 | 22 | 9 |  | Mar | High | 31 | 0 | 22 | 9
Apr | Low | 30 | 3 | 18 | 12 | Good Friday & Easter Monday. Anzac Day | Apr | Low | 30 | 3 | 18 | 12
May | Low | 31 | 0 | 22 | 9 |  | May | Low | 31 | 0 | 22 | 9
Jun | Low | 30 | 1 | 20 | 10 | Queen's Birthday | Jun | High | 30 | 1 | 20 | 10
Jul | Low | 31 | 0 | 22 | 9 |  | Jul | High | 31 | 0 | 22 | 9
Aug | Low | 31 | 0 | 22 | 9 |  | Aug | High | 31 | 0 | 22 | 9
Sep | Low | 30 | 0 | 21 | 9 |  | Sep | Low | 30 | 0 | 21 | 9
Oct | Low | 31 | 1 | 21 | 10 | October Long Weekend | Oct | Low | 31 | 1 | 21 | 10
Nov | High | 30 | 0 | 21 | 9 |  | Nov | High | 30 | 0 | 21 | 9
Dec | High | 31 | 2 | 20 | 11 | Xmas & Boxing Day | Dec | High | 31 | 2 | 20 | 11
|  | 365 | 9 | 249 | 116 |  |  |  | 365 | 9 | 249 | 116
[5 empty] | 365 | [6 empty] | 365
|  |  | Season | Business Days | Non-Business Days |  |  |  |  | Season | Business Days | Non-Business Days
|  |  | High | 103 | 48 |  |  |  |  | High | 167 | 76
|  |  | Low | 146 | 68 |  |  |  |  | Low | 82 | 40
|  |  |  | 249 | 116 | [5 empty] | 249 | 116
Hours per Charging Parameter
New Charging Windows | [6 empty] | Obsolete Charging Windows
Number of hours in each time period - Non-demand tariff | [6 empty] | Number of hours in each time period - Non-demand tariff
Business Days | Non TOU | High Peak / Peak | Low Peak / Shoulder | OP | Total |  | Business Days | Non TOU | High Peak / Peak | Low Peak / Shoulder | OP | Total
Non TOU | 24 |  |  |  | 24 |  | Non TOU | 24 |  |  |  | 24
High Season TOU |  | 4 | 0 | 20 | 24 |  | High Season TOU |  | 7 | 8 | 9 | 24
Low Season TOU |  | 0 | 4 | 20 | 24 |  | Low Season TOU |  | 7 | 8 | 9 | 24
Non Business Days | Non TOU | High Peak / Peak | Low Peak / Shoulder | OP | Total |  | Non Business Days | Non TOU | High Peak / Peak | Low Peak / Shoulder | OP | Total
Non TOU | 24 |  |  |  | 24 |  | Non TOU | 24 |  |  |  | 24
High Season TOU |  | 0 | 0 | 24 | 24 |  | High Season TOU |  | 0 | 0 | 24 | 24
Low Season TOU |  | 0 | 0 | 24 | 24 |  | Low Season TOU |  | 0 | 0 | 24 | 24
Months per year | [6 empty] | Months per year
All Months | Non TOU | High Peak / Peak | Low Peak / Shoulder | OP | Total |  | All Months | Non TOU | High Peak / Peak | Low Peak / Shoulder | OP | Total
Demand tariffs |  | 5 | 7 |  | 12 |  | Demand tariffs |  | 8 | 4 |  | 12
Hours per Year | [6 empty] | Hours per Year
| Non TOU | High Peak / Peak | Low Peak / Shoulder | OP | Total |  |  | Non TOU | High Peak / Peak | Low Peak / Shoulder | OP | Total
Non TOU | 8760 |  |  |  | 8760 |  | Non TOU | 8760 |  |  |  | 8760
TOU |  | 412 | 584 | 7764 | 8760 |  | TOU |  | 1743 | 1992 | 5025 | 8760

## LRMC - Surcharge
TSS Principles Model
LRMC Inputs
Key |  | Import
Input
Calc.
LRMC Type |  | $/kVA | $/kW | PF
LV |  | 101.4216 | 91.2795 | 0.9
HV |  | 8.7917 | 8.0884 | 0.92
ST |  | 8.2119 | 7.8013 | 0.95
1 | 2 | 3 | 4 | 5
Diversity & LRMC Type |  | Diversity Factors | LRMC Value (Energy) | Diversified LRMC Value (Demand)
Residential |  | 40% | 91.2795 | 36.5118 | kW
GS |  | 55% | 91.2795 | 50.2037 | kW
Large LV |  | 80% | 101.4216 | 81.1373 | kVA
HV |  | 80% | 8.7917 | 7.0333 | kVA
ST |  | 80% | 8.2119 | 6.5695 | kVA
Charging Windows
Charging Window Hours/Months |  |  |  | Single and ToU Consumption (c/kWh) |  |  |  | Step Consumption (c/kWh) |  | Demand ($/kVA kW /mth)
|  |  |  | Non-TOU | High Peak / Peak | Low Peak / Shoulder | Off-peak | Step 1 | Step 2 | High Peak | Low Peak
New Charging Windows |  |  |  | 8760 | 412 | 584 | 7764 | 8760 | 8760 | 5 | 7
Obsolete Charging Windows |  |  |  | 8760 | 1743 | 1992 | 5025 | 8760 | 8760 | 8 | 4
LRMC Allocations
Code | Name |  | Fixed ($pa) | Single and ToU Consumption (c/kWh) |  |  |  | Step Consumption (c/kWh) |  | Demand ($/kVA kW /mth) |  | Alpha (LRMC from Demand) | Probability of peak in tariff peak charging window | High Season Discount | Low Season Discount | Demand Diversity
|  | Diversity & LRMC Type |  | Non-TOU | High Peak / Peak | Low Peak / Shoulder | Off-peak | Step 1 | Step 2 | High Season | Low Season
Small LV Tariff Class
N70 | Residential Flat | Residential | [5 empty] | 100% |  |  |  | 0% | 100% | 30% | 70% | 40%
N705 | Residential TOU (Interval data) | Residential |  |  | 90% | 10% | 0% |  |  |  |  | 0% | 100% | 10% | 90% | 40%
N706 | Residential TOU (Basic data) | Residential |  |  | 90% | 10% | 0% |  |  |  |  | 0% | 100% | 10% | 90% | 40%
N50 | Control load 1 | Residential |  | 0% | [7 empty] | 0% | 0% | 30% | 70% | 40%
N54 | Control load 2 | Residential |  | 5% | [7 empty] | 0% | 5% | 30% | 70% | 40%
NC1 | Residential / CL1 | Residential |  | 0% |  |  |  | 100% |  |  |  | 0% | 0% | 30% | 70% | 40%
NC2 | Residential / CL2 | Residential |  | 5% |  |  |  | 100% |  |  |  | 0% | 5% | 30% | 70% | 40%
N90 | General Supply Block | GS | [5 empty] | 100% | 100% |  |  | 0% | 100% | 30% | 70% | 55%
NC3 | General Supply / CL1 | GS |  | 0% |  |  |  | 100% | 100% |  |  | 0% | 0% | 30% | 70% | 55%
NC4 | General Supply / CL2 | GS |  | 5% |  |  |  | 100% | 100% |  |  | 0% | 5% | 30% | 70% | 55%
N84 | GS TOU (Basic data) | GS |  |  | 90% | 10% | 0% |  |  |  |  | 0% | 100% | 10% | 90% | 55%
N845 | GS TOU (Interval data) | GS |  |  | 90% | 10% | 0% |  |  |  |  | 0% | 100% | 10% | 90% | 55%
N71 | Residential STOU | Residential |  |  | 56% | 24% | 0% |  |  |  |  | 0% | 80% | 30% | 70% | 40%
N72 | Residential Demand | Residential | [5 empty] | 0% |  | 56% | 24% | 100% | 80% | 30% | 70% | 40%
N73 | Residential Transitional Demand | Residential | [5 empty] | 0% |  | 56% | 24% | 100% | 80% | 30% | 70% | 40%
N91 | GS STOU | GS |  |  | 56% | 24% | 0% |  |  |  |  | 0% | 80% | 30% | 70% | 55%
N92 | GS Demand | GS | [5 empty] | 0% |  | 56% | 24% | 100% | 80% | 30% | 70% | 55%
N93 | GS Transitional Demand | GS | [5 empty] | 0% |  | 56% | 24% | 100% | 80% | 30% | 70% | 55%
Large LV Tariff Class
N19 | LV STOU Demand | Large LV |  |  | 8% | 8% | 0% |  |  | 32% | 32% | 80% | 80% | 50% | 50% | 80%
N89 | LV STOU Transitional | Large LV |  |  | 40% | 40% | 0% |  |  |  |  | 0% | 80% | 50% | 50% | 80%
HV Demand Tariff Class
N29 | HV STOU Demand | HV |  |  | 8% | 8% | 0% |  |  | 32% | 32% | 80% | 80% | 50% | 50% | 80%
ST Demand Tariff Class
N39 | ST STOU Demand | ST |  |  | 8% | 8% | 0% |  |  | 32% | 32% | 80% | 80% | 50% | 50% | 80%
Inter-Distributor Transfer Tariff Class
Unmetered Tariff Class
SL | Streetlighting | GS |  | 100% | [7 empty] | 0% | 100% | 30% | 70% | 55%
TL | Traffic Control Signal Lights | GS |  | 100% | [7 empty] | 0% | 100% | 30% | 70% | 55%
N99 | Unmetered Supply | GS | [5 empty] | 100% |  |  |  | 0% | 100% | 30% | 70% | 55%
NW | Nightwatch | GS |  | 100% | [7 empty] | 0% | 100% | 30% | 70% | 55%
LRMC Surcharge
Code | Name |  | Fixed ($pa) | Single and ToU Consumption (c/kWh) |  |  |  | Step Consumption (c/kWh) |  | Demand ($/kVA kW /mth)
|  | Diversity Type |  | Non-TOU | High Peak / Peak | Low Peak / Shoulder | Off-peak | Step 1 | Step 2 | High Season | Low Season
Small LV Tariff Class
N70 | Residential Flat | Residential | [5 empty] | 1.042
N705 | Residential TOU (Interval data) | Residential |  |  | 4.713 | 0.458 | 0
N706 | Residential TOU (Basic data) | Residential |  |  | 4.713 | 0.458 | 0
N50 | Control load 1 | Residential |  | 0
N54 | Control load 2 | Residential |  | 0.052
NC1 | Residential / CL1 | Residential |  | 0 |  |  |  | 1.042
NC2 | Residential / CL2 | Residential |  | 0.052 |  |  |  | 1.042
N90 | General Supply Block | GS | [5 empty] | 1.042 | 1.042
NC3 | General Supply / CL1 | GS |  | 0 |  |  |  | 1.042 | 1.042
NC4 | General Supply / CL2 | GS |  | 0.052 |  |  |  | 1.042 | 1.042
N84 | GS TOU (Basic data) | GS |  |  | 4.713 | 0.458 | 0
N845 | GS TOU (Interval data) | GS |  |  | 4.713 | 0.458 | 0
N71 | Residential STOU | Residential |  |  | 12.407 | 3.751 | 0
N72 | Residential Demand | Residential | [5 empty] | 0 |  | 4.089 | 1.252
N73 | Residential Transitional Demand | Residential | [5 empty] | 0 |  | 4.089 | 1.252
N91 | GS STOU | GS |  |  | 12.407 | 3.751 | 0
N92 | GS Demand | GS | [5 empty] | 0 |  | 5.623 | 1.721
N93 | GS Transitional Demand | GS | [5 empty] | 0 |  | 5.623 | 1.721
Large LV Tariff Class
N19 | LV STOU Demand | Large LV |  |  | 1.969 | 1.389 | 0 |  |  | 5.193 | 3.709
N89 | LV STOU Transitional | Large LV |  |  | 9.847 | 6.947 | 0
HV Demand Tariff Class
N29 | HV STOU Demand | HV |  |  | 0.171 | 0.12 | 0 |  |  | 0.45 | 0.322
ST Demand Tariff Class
N39 | ST STOU Demand | ST |  |  | 0.159 | 0.112 | 0 |  |  | 0.42 | 0.3
Inter-Distributor Transfer Tariff Class
Unmetered Tariff Class
SL | Streetlighting | GS |  | 1.042
TL | Traffic Control Signal Lights | GS |  | 1.042
N99 | Unmetered Supply | GS | [5 empty] | 1.042
NW | Nightwatch | GS |  | 1.042

## SA & AC - Allocators
TSS Principles Model
Asset value ($millions)
Key |  | Import
Input
Calc.
Tariff class | FY15 | %
Small LV | 5008.1004 | 85.77%
Large LV | 451.7328 | 7.736%
HV Demand | 178.6374 | 3.059%
ST Demand | 156.0788 | 2.673%
IDT | 44.4395 | 0.7611%
Unmetered | 0 | 0%
Asset Value | 5838.9889 | 100%
Allocate Asset value to tariffs based on Energy.
ie. Tariff Class Value (%) * Energy (%)
where energy (%) = tariff energy / tariff class energy
1 | 2 | 3 | 4 | 5 | 6 | 7 | 8
Code | Name | Tariff Class | FY20 | FY21 | FY22 | FY23 | FY24
Small LV Tariff Class
N70 | Residential Flat | Small LV | 54.15% | 54.64% | 55.47% | 55.99% | 56.16%
N705 | Residential TOU (Interval data) | Small LV | 0.005301% | 0.003881% | 0% | 0% | 0%
N706 | Residential TOU (Basic data) | Small LV | 0.01352% | 0.0002908% | 0% | 0% | 0%
N50 | Control load 1 | Small LV | 5.709% | 5.571% | 5.727% | 5.435% | 5.206%
N54 | Control load 2 | Small LV | 2.853% | 2.806% | 2.877% | 2.719% | 2.604%
NC1 | Residential / CL1 | Small LV | 0.7967% | 0.6977% | 0.6211% | 0.5705% | 0.527%
NC2 | Residential / CL2 | Small LV | 0.2822% | 0.248% | 0.2224% | 0.2058% | 0.1918%
N90 | General Supply Block | Small LV | 16.92% | 15.17% | 14.48% | 13.85% | 13.36%
NC3 | General Supply / CL1 | Small LV | 0.005878% | 0.007335% | 0.01081% | 0.01037% | 0.009881%
NC4 | General Supply / CL2 | Small LV | 0.001886% | 0.001169% | 0.001509% | 0.001367% | 0.00114%
N84 | GS TOU (Basic data) | Small LV | 0.8447% | 0.0879% | 0% | 0% | 0%
N845 | GS TOU (Interval data) | Small LV | 0.01577% | -0.004406% | 0% | 0% | 0%
N71 | Residential STOU | Small LV | 0.125% | 0.03396% | 0.02335% | 0.03413% | 0.04523%
N72 | Residential Demand | Small LV | 1.125% | 0.01853% | 0.03212% | 0.04566% | 0.05962%
N73 | Residential Transitional Demand | Small LV | 1.25% | 3.348% | 2.833% | 3.281% | 3.762%
N91 | GS STOU | Small LV | 0.04237% | 0.02385% | 0.0774% | 0.08362% | 0.08756%
N92 | GS Demand | Small LV | 1.264% | 0.617% | 1.136% | 1.248% | 1.376%
N93 | GS Transitional Demand | Small LV | 0.3661% | 2.503% | 2.257% | 2.302% | 2.373%
Large LV Tariff Class
N19 | LV STOU Demand | Large LV | 7.693% | 7.732% | 7.735% | 7.735% | 7.735%
N89 | LV STOU Transitional | Large LV | 0.04341% | 0.004177% | 0.001619% | 0.001569% | 0.001552%
HV Demand Tariff Class
N29 | HV STOU Demand | HV Demand | 2.257% | 2.276% | 2.286% | 2.285% | 2.284%
ST Demand Tariff Class
N39 | ST STOU Demand | ST Demand | 0.7336% | 0.8297% | 0.8647% | 0.8638% | 0.862%
Inter-Distributor Transfer Tariff Class
Unmetered Tariff Class
SL | Streetlighting | Unmetered | 0% | 0% | 0% | 0% | 0%
TL | Traffic Control Signal Lights | Unmetered | 0% | 0% | 0% | 0% | 0%
N99 | Unmetered Supply | Unmetered | 0% | 0% | 0% | 0% | 0%
NW | Nightwatch | Unmetered | 0% | 0% | 0% | 0% | 0%
Attribution of Scalable Costs
Tariff Class |  |  | FY20
Small LV |  |  | 100%
Large LV |  |  | 100%
HV Demand |  |  | 71.01%
ST Demand |  |  | 20.14%
IDT |  |  | 20.14%
Unmetered |  |  | 100%
Opening RAB (Voltage) |  |  | FY20
Sub-transmission lines and cables |  |  | 589.5367
Distribution lines and cables |  |  | 1488.6552
Low voltage lines and cables |  |  | 848.4926
Total |  |  | 2926.6844
By Voltage
LV |  |  | 28.99%
HV |  |  | 50.86%
ST |  |  | 20.14%
Cumulative by Voltage
LV |  |  | 100%
HV |  |  | 71.01%
ST |  |  | 20.14%
1 | 2 | 3 | 4

## SA & AC - Costs
TSS Principles Model
Building Block Costs ($m)
Key |  | Import
Input
Calc.
Building Block | Cost type | Scaleable | FY20 | FY21 | FY22 | FY23 | FY24
Return on and of Capex
System | Direct | Non Scaleable | 440.9853 | 412.5709 | 402.0416 | 414.4285 | 462.4655
Non System | Indirect | Scaleable | 50.8262 | 51.9273 | 53.3237 | 53.2209 | 44.0898
Opex & Other
Opex | Indirect | Scaleable | 287.0097 | 270.6873 | 270.2118 | 284.189 | 322.6431
EBSS and CESS Adjustments | Indirect | Non Scaleable | 25.1704 | 67.7738 | 75.4333 | 63.5004 | 1.5195
DMIA | Indirect | Non Scaleable | 0.8436 | 0.82377 | 0.81916 | 0.83719 | 0.87255
Debt raising allowance | Indirect | Non Scaleable | 3.3522 | 3.1696 | 3.1303 | 3.256 | 3.6654
Remade decision | Indirect | Non Scaleable | 0 | 0 | 0 | 0 | 0
Tax | Indirect | Scaleable | 27.6647 | 22.6282 | 24.3445 | 25.7349 | 26.0768
Total |  |  | 835.8521 | 829.5807 | 829.3043 | 845.1668 | 861.3327
Check: |  |  | 0 | 0 | 0 | 0 | 0
PTRM Links to Building Blocks
PTRM Input & Cost Calculation |  |  | FY20 | FY21 | FY22 | FY23 | FY24
Inflation |  |  | 2.425% | 2.425% | 2.425% | 2.425% | 2.425%
Cumulative Inflation Index |  | 1 | 1.0242 | 1.0491 | 1.0745 | 1.1006 | 1.1273
Nominal Vanilla WACC |  |  | 5.73% | 5.584% | 5.438% | 5.292% | 5.145%
Real Asset Values
RAB (Opening Value) | [7 empty] | PTRM - 'Input' - Opening Asset Value
System |  |  | 6175.2195 | 6269.0002 | 6339.3444 | 6411.7744 | 6497.364
Non System |  |  | 350.8659 | 363.5808 | 356.7687 | 343.1584 | 328.7158
|  |  | 6526.0854 | 6632.581 | 6696.1131 | 6754.9328 | 6826.0798
Capex | [7 empty] | PTRM - 'Assets' - Real Capex
System |  |  | 316.1368 | 300.9804 | 308.3163 | 328.3806 | 326.3282
Non System |  |  | 49.987 | 35.3379 | 31.9136 | 30.1778 | 23.6078
|  |  | 366.1238 | 336.3183 | 340.2299 | 358.5585 | 349.936
Straight Line Depreciation | [7 empty] | PTRM - 'Assets' - Real Straight Line Depn
System |  |  | 222.356 | 230.6362 | 235.8863 | 242.791 | 250.3764
Non System |  |  | 37.2722 | 42.15 | 45.5239 | 44.6204 | 31.5921
|  |  | 259.6282 | 272.7862 | 281.4102 | 287.4115 | 281.9685
RAB (Closing Value)
System |  |  | 6269.0002 | 6339.3444 | 6411.7744 | 6497.364 | 6573.3158
Non System |  |  | 363.5808 | 356.7687 | 343.1584 | 328.7158 | 320.7315
|  |  | 6632.581 | 6696.1131 | 6754.9328 | 6826.0798 | 6894.0473
Nominal Asset Values
Nominal RAB (Opening Value)
System |  |  | 6324.9608 | 6576.7172 | 6811.7809 | 7056.6731 | 7324.271
Non System |  |  | 359.374 | 381.4273 | 383.3567 | 377.6734 | 370.5508
|  |  | 6684.3348 | 6958.1445 | 7195.1376 | 7434.3465 | 7694.8218
Nominal RAB (Closing Value)
System |  | 6175.2195 | 6421.0156 | 6650.5143 | 6889.6087 | 7150.8713 | 7409.889
Non System |  | 350.8659 | 372.3972 | 374.2808 | 368.7321 | 361.7782 | 361.5504
|  | 6526.0854 | 6793.4128 | 7024.7951 | 7258.3408 | 7512.6495 | 7771.4394
Nominal Straight Line Depreciation
System |  |  | 227.7479 | 241.9571 | 253.4656 | 267.211 | 282.2413
Non System |  |  | 38.176 | 44.219 | 48.9165 | 49.1084 | 35.6128
|  |  | 265.9238 | 286.1761 | 302.3821 | 316.3194 | 317.8541
Inflation on Opening RAB
System |  |  | 149.7413 | 155.7016 | 161.2666 | 167.0644 | 173.3997
Non System |  |  | 8.5081 | 9.0302 | 9.0758 | 8.9413 | 8.7727
|  |  | 158.2494 | 164.7317 | 170.3425 | 176.0057 | 182.1723
Nominal Unsmoothed Revenue Requirement
Unsmoothed Regulatory Depreciation
System |  |  | 78.0065 | 86.2555 | 92.199 | 100.1467 | 108.8417
Non System |  |  | 29.6679 | 35.1888 | 39.8407 | 40.1671 | 26.8401
|  |  | 107.6744 | 121.4443 | 132.0397 | 140.3137 | 135.6818
Unsmoothed Return on Assets
System |  |  | 353.8337 | 358.5362 | 361.6342 | 364.5694 | 367.9467
Non System |  |  | 20.1043 | 20.7939 | 20.3522 | 19.5118 | 18.6152
|  |  | 373.9379 | 379.3301 | 381.9865 | 384.0812 | 386.5619
Unsmoothed Other
OPEX |  |  | 281.0578 | 291.8273 | 305.021 | 318.6731 | 332.6356
EBSS and CESS Adjustments |  |  | 24.6484 | 73.0667 | 85.1507 | 71.2057 | 1.5665
DMIA |  |  | 0.8261 | 0.88811 | 0.92469 | 0.93878 | 0.89957
Debt raising allowance |  |  | 3.2827 | 3.4172 | 3.5336 | 3.651 | 3.779
Remade decision |  |  | -249.1288 | 0 | 0 | 0 | 0
Tax |  |  | 27.091 | 24.3954 | 27.4806 | 28.8576 | 26.8844
|  |  | 87.7772 | 393.5947 | 422.1105 | 423.3262 | 365.765
Total (Unsmoothed) |  |  | 569.3896 | 894.3691 | 936.1366 | 947.7212 | 888.0087
Pro Rata %
Unsmoothed Regulatory Depreciation
System |  |  | 13.7% | 9.644% | 9.849% | 10.57% | 12.26% | 9.53%
Non System |  |  | 5.21% | 3.934% | 4.256% | 4.238% | 3.023% | 3.625%
|  |  | 18.91% | 13.58% | 14.1% | 14.81% | 15.28%
Unsmoothed Return on Assets
System |  |  | 62.14% | 40.09% | 38.63% | 38.47% | 41.44% | 43.23%
Non System |  |  | 3.531% | 2.325% | 2.174% | 2.059% | 2.096% | 2.456%
|  |  | 65.67% | 42.41% | 40.8% | 40.53% | 43.53%
Unsmoothed Other
OPEX |  |  | 49.36% | 32.63% | 32.58% | 33.63% | 37.46% | 34.34%
EBSS and CESS Adjustments |  |  | 4.329% | 8.17% | 9.096% | 7.513% | 0.1764% | 3.011%
DMIA |  |  | 0.1451% | 0.0993% | 0.09878% | 0.09906% | 0.1013% | 0.1009%
Debt raising allowance |  |  | 0.5765% | 0.3821% | 0.3775% | 0.3852% | 0.4256% | 0.4011%
Remade decision |  |  | -43.75% | 0% | 0% | 0% | 0%
Tax |  |  | 4.758% | 2.728% | 2.936% | 3.045% | 3.027% | 3.31%
|  |  | 15.42% | 44.01% | 45.09% | 44.67% | 41.19%
Total (Unsmoothed) |  |  | 100% | 100% | 100% | 100% | 100%
Total (Smoothed) |  |  | 835.8521 | 829.5807 | 829.3043 | 845.1668 | 861.3327
Smoothed Revenue Requirement (Pro Rata)
Regulatory Depreciation
System |  |  | 79.6585 | 80.0071 | 81.6772 | 89.3096 | 105.5721
Non System |  |  | 30.2962 | 32.6397 | 35.294 | 35.8205 | 26.0338
|  |  | 109.9547 | 112.6468 | 116.9712 | 125.1302 | 131.6059
Return on Assets
System |  |  | 361.3268 | 332.5637 | 320.3644 | 325.1188 | 356.8935
Non System |  |  | 20.53 | 19.2876 | 18.0296 | 17.4004 | 18.056
|  |  | 381.8568 | 351.8513 | 338.394 | 342.5192 | 374.9495
Other
OPEX |  |  | 287.0097 | 270.6873 | 270.2118 | 284.189 | 322.6431
EBSS and CESS Adjustments |  |  | 25.1704 | 67.7738 | 75.4333 | 63.5004 | 1.5195
DMIA |  |  | 0.8436 | 0.82377 | 0.81916 | 0.83719 | 0.87255
Debt raising allowance |  |  | 3.3522 | 3.1696 | 3.1303 | 3.256 | 3.6654
Remade decision |  |  | 0 | 0 | 0 | 0 | 0
Tax |  |  | 27.6647 | 22.6282 | 24.3445 | 25.7349 | 26.0768
|  |  | 344.0406 | 365.0826 | 373.9391 | 377.5174 | 354.7774
Total (Smoothed) |  |  | 835.8521 | 829.5807 | 829.3043 | 845.1668 | 861.3327

## Calculation--->
Calculation

## SA & AC
TSS Principles Model
Costs
|  |  |  | FY20 | FY21 | FY22 | FY23 | FY24
Direct Costs
Scaleable
Non Scaleable |  |  |  | 440.9853 | 412.5709 | 402.0416 | 414.4285 | 462.4655
Indirect Costs
Scaleable |  |  |  | 365.5006 | 345.2427 | 347.88 | 363.1448 | 392.8098
Non Scaleable |  |  |  | 29.3662 | 71.7672 | 79.3828 | 67.5936 | 6.0575
Total Cost |  |  |  | 835.8521 | 829.5807 | 829.3043 | 845.1668 | 861.3327
Check: |  |  |  | 0 | 0 | 0 | 0 | 0
Tariff Class Results
Avoidable Costs
Tariff class |  |  |  | FY20 | FY21 | FY22 | FY23 | FY24
Small LV |  |  |  | 378.233 | 353.862 | 344.831 | 355.4553 | 396.6566
Large LV |  |  |  | 34.1168 | 31.9185 | 31.1039 | 32.0622 | 35.7786
HV Demand |  |  |  | 13.4915 | 12.6222 | 12.3 | 12.679 | 14.1486
ST Demand |  |  |  | 11.7877 | 11.0282 | 10.7468 | 11.0779 | 12.3619
IDT |  |  |  | 3.3563 | 3.14 | 3.0599 | 3.1541 | 3.5197
Unmetered |  |  |  | 0 | 0 | 0 | 0 | 0
Stand Alone Costs
Tariff class |  |  | Voltage | FY20 | FY21 | FY22 | FY23 | FY24
Small LV |  |  | LV | 773.0999 | 770.8719 | 772.0938 | 786.1936 | 795.5239
Large LV |  |  | LV | 428.9836 | 448.9284 | 458.3666 | 462.8006 | 434.6458
HV Demand |  |  | HV | 302.3938 | 329.5407 | 338.7068 | 338.1359 | 299.134
ST Demand |  |  | ST | 114.7786 | 152.3393 | 160.2047 | 151.8215 | 97.545
IDT |  |  | ST | 106.3471 | 144.4511 | 152.5178 | 143.8978 | 88.7028
Unmetered |  |  | LV | 394.8668 | 417.0099 | 427.2627 | 430.7383 | 398.8672
Detailed Results
Avoidable Costs
Code | Name | Tariff Class | Voltage | FY20 | FY21 | FY22 | FY23 | FY24
Small LV Tariff Class
N70 | Residential Flat | Small LV | LV | 238.777 | 225.4113 | 222.996 | 232.0217 | 259.7397
N705 | Residential TOU (Interval data) | Small LV | LV | 0.023378 | 0.016013 | 0 | 0 | 0
N706 | Residential TOU (Basic data) | Small LV | LV | 0.059607 | 0.0011996 | 0 | 0 | 0
N50 | Control load 1 | Small LV | LV | 25.1741 | 22.9855 | 23.0236 | 22.5257 | 24.0782
N54 | Control load 2 | Small LV | LV | 12.5831 | 11.5772 | 11.5682 | 11.2679 | 12.0445
NC1 | Residential / CL1 | Small LV | LV | 3.5132 | 2.8785 | 2.4972 | 2.3644 | 2.4371
NC2 | Residential / CL2 | Small LV | LV | 1.2444 | 1.0233 | 0.89396 | 0.85278 | 0.887
N90 | General Supply Block | Small LV | LV | 74.6291 | 62.5924 | 58.2356 | 57.387 | 61.794
NC3 | General Supply / CL1 | Small LV | LV | 0.025923 | 0.030262 | 0.043474 | 0.042988 | 0.045695
NC4 | General Supply / CL2 | Small LV | LV | 0.0083181 | 0.004824 | 0.006066 | 0.0056641 | 0.0052732
N84 | GS TOU (Basic data) | Small LV | LV | 3.725 | 0.36267 | 0 | 0 | 0
N845 | GS TOU (Interval data) | Small LV | LV | 0.069548 | -0.018176 | 0 | 0 | 0
N71 | Residential STOU | Small LV | LV | 0.55133 | 0.1401 | 0.093875 | 0.14146 | 0.20918
N72 | Residential Demand | Small LV | LV | 4.962 | 0.076459 | 0.12915 | 0.18923 | 0.27573
N73 | Residential Transitional Demand | Small LV | LV | 5.5133 | 13.8117 | 11.3899 | 13.5976 | 17.3997
N91 | GS STOU | Small LV | LV | 0.18686 | 0.098417 | 0.31119 | 0.34656 | 0.40494
N92 | GS Demand | Small LV | LV | 5.5724 | 2.5454 | 4.5676 | 5.173 | 6.3621
N93 | GS Transitional Demand | Small LV | LV | 1.6146 | 10.3249 | 9.0751 | 9.5392 | 10.9736
Large LV Tariff Class
N19 | LV STOU Demand | Large LV | LV | 33.9253 | 31.9013 | 31.0974 | 32.0557 | 35.7714
N89 | LV STOU Transitional | Large LV | LV | 0.19144 | 0.017232 | 0.0065107 | 0.0065013 | 0.0071758
HV Demand Tariff Class
N29 | HV STOU Demand | HV Demand | HV | 9.9529 | 9.3886 | 9.1921 | 9.4713 | 10.565
ST Demand Tariff Class
N39 | ST STOU Demand | ST Demand | ST | 3.2352 | 3.4232 | 3.4763 | 3.5799 | 3.9865
Inter-Distributor Transfer Tariff Class
Unmetered Tariff Class
SL | Streetlighting | Unmetered | LV | 0 | 0 | 0 | 0 | 0
TL | Traffic Control Signal Lights | Unmetered | LV | 0 | 0 | 0 | 0 | 0
N99 | Unmetered Supply | Unmetered | LV | 0 | 0 | 0 | 0 | 0
NW | Nightwatch | Unmetered | LV | 0 | 0 | 0 | 0 | 0
Stand Alone Costs
Code | Name | Tariff Class | Voltage | FY20 | FY21 | FY22 | FY23 | FY24
Small LV Tariff Class
N70 | Residential Flat | Small LV | LV | 633.6438 | 642.4211 | 650.2587 | 662.7601 | 658.607
N705 | Residential TOU (Interval data) | Small LV | LV | 394.8902 | 417.0259 | 427.2627 | 430.7383 | 398.8672
N706 | Residential TOU (Basic data) | Small LV | LV | 394.9264 | 417.0111 | 427.2627 | 430.7383 | 398.8672
N50 | Control load 1 | Small LV | LV | 420.0409 | 439.9954 | 450.2864 | 453.2641 | 422.9454
N54 | Control load 2 | Small LV | LV | 407.4499 | 428.5871 | 438.8309 | 442.0063 | 410.9117
NC1 | Residential / CL1 | Small LV | LV | 398.38 | 419.8884 | 429.76 | 433.1027 | 401.3043
NC2 | Residential / CL2 | Small LV | LV | 396.1112 | 418.0332 | 428.1567 | 431.5911 | 399.7542
N90 | General Supply Block | Small LV | LV | 469.4959 | 479.6023 | 485.4984 | 488.1254 | 460.6612
NC3 | General Supply / CL1 | Small LV | LV | 394.8928 | 417.0401 | 427.3062 | 430.7813 | 398.9129
NC4 | General Supply / CL2 | Small LV | LV | 394.8752 | 417.0147 | 427.2688 | 430.744 | 398.8725
N84 | GS TOU (Basic data) | Small LV | LV | 398.5918 | 417.3725 | 427.2627 | 430.7383 | 398.8672
N845 | GS TOU (Interval data) | Small LV | LV | 394.9364 | 416.9917 | 427.2627 | 430.7383 | 398.8672
N71 | Residential STOU | Small LV | LV | 395.4182 | 417.15 | 427.3566 | 430.8798 | 399.0764
N72 | Residential Demand | Small LV | LV | 399.8288 | 417.0863 | 427.3919 | 430.9276 | 399.143
N73 | Residential Transitional Demand | Small LV | LV | 400.3801 | 430.8216 | 438.6526 | 444.3359 | 416.2669
N91 | GS STOU | Small LV | LV | 395.0537 | 417.1083 | 427.5739 | 431.0849 | 399.2722
N92 | GS Demand | Small LV | LV | 400.4392 | 419.5553 | 431.8303 | 435.9114 | 405.2294
N93 | GS Transitional Demand | Small LV | LV | 396.4815 | 427.3348 | 436.3378 | 440.2775 | 409.8408
Large LV Tariff Class
N19 | LV STOU Demand | Large LV | LV | 428.7922 | 448.9112 | 458.3601 | 462.7941 | 434.6387
N89 | LV STOU Transitional | Large LV | LV | 395.0583 | 417.0271 | 427.2692 | 430.7448 | 398.8744
HV Demand Tariff Class
N29 | HV STOU Demand | HV Demand | HV | 298.8553 | 326.3071 | 335.5989 | 334.9282 | 295.5504
ST Demand Tariff Class
N39 | ST STOU Demand | ST Demand | ST | 106.2261 | 144.7344 | 152.9342 | 144.3236 | 89.1696
Inter-Distributor Transfer Tariff Class
Unmetered Tariff Class
SL | Streetlighting | Unmetered | LV | 394.8668 | 417.0099 | 427.2627 | 430.7383 | 398.8672
TL | Traffic Control Signal Lights | Unmetered | LV | 394.8668 | 417.0099 | 427.2627 | 430.7383 | 398.8672
N99 | Unmetered Supply | Unmetered | LV | 394.8668 | 417.0099 | 427.2627 | 430.7383 | 398.8672
NW | Nightwatch | Unmetered | LV | 394.8668 | 417.0099 | 427.2627 | 430.7383 | 398.8672

## FY20
TSS Principles Model
Inputs
Key |  |  | Import
Input
Calc.
Year |  |  | FY20
CPI |  | % | 1.784%
Revenue Allowance |  | $ | 838499992.9778
Revenue from LRMC |  | $ | 132885140.7818
Residual Costs |  | $ | 705614852.196
Residual Costs to CRNP |  | $ | 22781619.8345
Residual Costs to Non-CRNP |  | $ | 682833232.3615
1 | 2 | 3 | 4 | 5 | 6 | 7 | 8 | 9 | 10 | 11 | 12 | 13 | 14 | 15 | 16 | 17 | 18
Residual Costs | [8 empty] | Volumes |  |  |  | Prices
Residual Type |  | Allocation % | Target Residual Cost to Tariff Type | Fixed | Energy | Demand | Target Residual Cost to Charging Parameter |  | Fixed | Energy | Demand |  | Fixed | Energy | Demand
Residential |  | 48.52% | 331340254.0289 | 331340254.0289 | 0 | 0 | 331340254.0289 |  | 938394.2 | 4921364.3438 | 1330112.3279 |  | 353.0928 | 0 | 0
CL |  | 3.805% | 25981435.176 | 25981435.176 | 0 | 0 | 25981435.176 |  | 337190.69 | 729711.6233 | 0 |  | 77.0526 | 0 | 0
GS |  | 11.53% | 78708767.9758 | 78708767.9758 | 0 | 0 | 78708767.9758 |  | 78482.9633 | 1804723.0736 | 453864.4593 |  | 1002.8771 | 0 | 0
N19 |  | 25.91% | 176945636.4162 | 176945636.4162 | 0 | 0 | 176945636.4162 |  | 5867.6667 | 4041745.7864 | 10792374.9765 |  | 30156.0478 | 0 | 0
N29 |  | 6.086% | 41554309.5497 | 41554309.5497 | 0 | 0 | 41554309.5497 |  | 245.17 | 1138983.7072 | 2484702.6656 |  | 169491.8202 | 0 | 0
N39 |  | 4.145% | 28302829.2149 | 28302829.2149 | 0 | 0 | 28302829.2149 |  | 53.31 | 960800.8728 | 1739612.1009 |  | 530910.321 | 0 | 0
CRNP |  |  | 22781619.8345 | 22781619.8345 | 0 | 0 | 22781619.8345 |  | 20 | 3215073.8936 | 6855187.4998
|  |  | 705614852.196 | 705614852.196 | 0 | 0 | 705614852.196 |  | 1360254 | 16812403.3006 | 23655854.03
Target Tariffs | [17 empty] | Forecast Tariffs |  |  | Hardcoded volumes per 2019-20 TSS Principles Model (which matches the 2019-20 IPS)
Code | Name | Residual Type | Fixed ($pa) | Single and ToU Consumption (c/kWh) |  |  |  | Step Consumption (c/kWh) |  | Demand ($/kVA kW /mth) |  |  | Fixed | Energy | Demand | Target Tariff Revenue | CRNP | Code | Name | Residual Type | Fixed ($pa) | Single and ToU Consumption (c/kWh) |  |  |  | Step Consumption (c/kWh) |  | Demand ($/kVA kW /mth) |  | Fixed | Energy | Demand | Actual Tariff Revenue | CRNP | Variance from Target | Fixed | Energy | Demand
|  |  |  | Non-TOU | High Peak / Peak | Low Peak / Shoulder | Off-peak | Step 1 | Step 2 | High Season | Low Season | [10 empty] | Non-TOU | High Peak / Peak | Low Peak / Shoulder | Off-peak | Step 1 | Step 2 | High Season | Low Season
Small LV Tariff Class | [12 empty] | 435769709.1303 | 65118119.5775 | 4796337.1742 | 505684165.882 | 0 | Small LV Tariff Class | [11 empty] | 146305734.9228 | 446532791.3571 | 3211977.632 | 596050503.9119 | 0 | 90366338.0299 | -289463974.2075 | 381414671.7796 | -1584359.5423
N70 | Residential Flat | Residential | 353.0928 |  |  |  |  | 1.042 |  |  |  |  | 312619924.1869 | 48085263.3256 | 0 | 360705187.5125 | 0 | N70 | Residential Flat | Residential | 134.7246 |  |  |  |  | 6.9135 | 6.9135 |  |  | 119281933.5122 | 319037877.1608 | 0 | 438319810.673 | 0 | 77614623.1605 | -193337990.6747 | 270952613.8352 | 0
N705 | Residential TOU (Interval data) | Residential | 353.0928 |  | 4.713 | 0.458 | 0 | [5 empty] | 52511.9641 | 4722.375 | 0 | 57234.3392 | 0 | N705 | Residential TOU (Interval data) | Residential | 148.1202 |  | 10.9334 | 6.6784 | 6.2204 |  |  |  |  | 22028.4361 | 32826.9661 | 0 | 54855.4023 | 0 | -2378.9369 | -30483.528 | 28104.5911 | 0
N706 | Residential TOU (Basic data) | Residential | 353.0928 |  | 4.713 | 0.458 | 0 | [5 empty] | 3598.0158 | 13191.0773 | 0 | 16789.0931 | 0 | N706 | Residential TOU (Basic data) | Residential | 148.1202 |  | 10.9334 | 6.6784 | 6.2204 |  |  |  |  | 1509.3448 | 84849.0213 | 0 | 86358.3661 | 0 | 69569.273 | -2088.671 | 71657.944 | 0
N50 | Control load 1 | CL | 77.0526 | 0 | [8 empty] | 17982891.9304 | 0 | 0 | 17982891.9304 | 0 | N50 | Control load 1 | CL | 11.8584 | 0.8472 | [7 empty] | 2767566.5176 | 4121845.2832 | 0 | 6889411.8009 | 0 | -11093480.1295 | -15215325.4127 | 4121845.2832 | 0
N54 | Control load 2 | CL | 77.0526 | 0.052 | [8 empty] | 7998543.2456 | 126456.7075 | 0 | 8124999.9531 | 0 | N54 | Control load 2 | CL | 11.8584 | 2.5223 | [7 empty] | 1230975.5607 | 6133879.8736 | 0 | 7364855.4343 | 0 | -760144.5189 | -6767567.6849 | 6007423.1661 | 0
NC1 | Residential / CL1 | Residential | 353.0928 | 0 |  |  |  | 1.042 |  |  |  |  | 3166550.5304 | 491397.1759 | 0 | 3657947.7063 | 0 | NC1 | Residential / CL1 | Residential | 146.583 | 0.8472 |  |  |  | 6.9135 | 6.9135 |  |  | 1314562.2073 | 3436035.3086 | 0 | 4750597.5159 | 0 | 1092649.8095 | -1851988.3231 | 2944638.1326 | 0
NC2 | Residential / CL2 | Residential | 353.0928 | 0.052 |  |  |  | 1.042 |  |  |  |  | 1061033.3303 | 174140.0589 | 0 | 1235173.3892 | 0 | NC2 | Residential / CL2 | Residential | 146.583 | 2.5223 |  |  |  | 6.9135 | 6.9135 |  |  | 440477.5175 | 1323540.8409 | 0 | 1764018.3584 | 0 | 528844.9692 | -620555.8128 | 1149400.782 | 0
N90 | General Supply Block | GS | 1002.8771 |  |  |  |  | 1.042 | 1.042 |  |  |  | 72785538.3771 | 15028912.1634 | 0 | 87814450.5405 | 0 | N90 | General Supply Block | GS | 192.8088 |  |  |  |  | 6.4521 | 6.4521 |  |  | 13993431.5765 | 93059543.3486 | 0 | 107052974.9251 | 0 | 19238524.3847 | -58792106.8006 | 78030631.1853 | 0
NC3 | General Supply / CL1 | GS | 1002.8771 | 0 |  |  |  | 1.042 | 1.042 |  |  |  | 39904.4805 | 4569.8887 | 0 | 44474.3692 | 0 | NC3 | General Supply / CL1 | GS | 204.6672 | 0.8472 |  |  |  | 6.4521 | 6.4521 |  |  | 8143.7079 | 28825.8697 | 0 | 36969.5776 | 0 | -7504.7916 | -31760.7726 | 24255.981 | 0
NC4 | General Supply / CL2 | GS | 1002.8771 | 0.052 |  |  |  | 1.042 | 1.042 |  |  |  | 10971.4757 | 1444.0189 | 0 | 12415.4946 | 0 | NC4 | General Supply / CL2 | GS | 204.6672 | 2.5223 |  |  |  | 6.4521 | 6.4521 |  |  | 2239.0592 | 9455.0055 | 0 | 11694.0647 | 0 | -721.4299 | -8732.4165 | 8010.9866 | 0
N84 | GS TOU (Basic data) | GS | 1002.8771 |  | 4.713 | 0.458 | 0 | [5 empty] | 1248632.1541 | 988466.3384 | 0 | 2237098.4926 | 0 | N84 | GS TOU (Basic data) | GS | 212.097 |  | 9.9819 | 5.7269 | 5.2689 |  |  |  |  | 264071.3699 | 4781550.571 | 0 | 5045621.9408 | 0 | 2808523.4483 | -984560.7843 | 3793084.2326 | 0
N845 | GS TOU (Interval data) | GS | 1002.8771 |  | 4.713 | 0.458 | 0 | [5 empty] | 136080.396 | 28520.5497 | 0 | 164600.9457 | 0 | N845 | GS TOU (Interval data) | GS | 212.097 |  | 9.9819 | 5.7269 | 5.2689 |  |  |  |  | 28779.4419 | 99341.1246 | 0 | 128120.5665 | 0 | -36480.3792 | -107300.954 | 70820.5749 | 0
N71 | Residential STOU | Residential | 353.0928 |  | 12.407 | 3.751 | 0 | [5 empty] | 721831.8001 | 136104.7272 | 0 | 857936.5273 | 0 | N71 | Residential STOU | Residential | 148.1202 |  | 17.6915 | 9.0355 | 5.2845 |  |  |  |  | 302803.8653 | 699181.4048 | 0 | 1001985.27 | 0 | 144048.7427 | -419027.9348 | 563076.6775 | 0
N72 | Residential Demand | Residential | 353.0928 |  |  |  |  | 0 |  | 4.089 | 1.252 |  | 6496486.2006 | 0 | 1533602.0126 | 8030088.2132 | 0 | N72 | Residential Demand | Residential | 148.1202 |  |  |  |  | 3.5788 |  | 4.087 | 1.2505 | 2725234.7875 | 3431970.7299 | 1532525.6717 | 7689731.1891 | 0 | -340357.0241 | -3771251.4132 | 3431970.7299 | -1076.3409
N73 | Residential Transitional Demand | Residential | 353.0928 |  |  |  |  | 0 |  | 4.089 | 1.252 |  | 7218318.0007 | 0 | 1704002.2362 | 8922320.2369 | 0 | N73 | Residential Transitional Demand | Residential | 148.1202 |  |  |  |  | 5.2394 |  | 1.0065 | 0.305 | 3028038.6527 | 5582711.5987 | 418139.4785 | 9028889.7299 | 0 | 106569.493 | -4190279.348 | 5582711.5987 | -1285862.7577
N91 | GS STOU | GS | 1002.8771 |  | 12.407 | 3.751 | 0 | [5 empty] | 187041.5966 | 34931.1709 | 0 | 221972.7675 | 0 | N91 | GS STOU | GS | 212.097 |  | 17.5681 | 8.9121 | 5.1611 |  |  |  |  | 39557.151 | 221320.9139 | 0 | 260878.0649 | 0 | 38905.2974 | -147484.4457 | 186389.743 | 0
N92 | GS Demand | GS | 1002.8771 |  |  |  |  | 0 |  | 5.623 | 1.721 |  | 2504396.436 | 0 | 1201824.1392 | 3706220.5752 | 0 | N92 | GS Demand | GS | 212.097 |  |  |  |  | 2.8369 |  | 5.612 | 1.708 | 529651.1029 | 3055179.8429 | 1197615.4221 | 4782446.3679 | 0 | 1076225.7927 | -1974745.3331 | 3055179.8429 | -4208.7171
N93 | GS Transitional Demand | GS | 1002.8771 |  |  |  |  | 0 |  | 5.623 | 1.721 |  | 1535455.0095 | 0 | 356908.7862 | 1892363.7956 | 0 | N93 | GS Transitional Demand | GS | 212.097 |  |  |  |  | 4.4636 |  | 1.0065 | 0.305 | 324731.1118 | 1392856.4931 | 63697.0596 | 1781284.6646 | 0 | -111079.1311 | -1210723.8976 | 1392856.4931 | -293211.7266
Large LV Tariff Class | [12 empty] | 176945636.4162 | 9211556.0801 | 47220882.6497 | 233378075.146 | 0 | Large LV Tariff Class | [11 empty] | 44111005.64 | 35542212.6175 | 87741059.1372 | 167394277.3947 | 0 | -65983797.7513 | -132834630.7762 | 26330656.5374 | 40520176.4875
N19 | LV STOU Demand | N19 | 30156.0478 |  | 1.969 | 1.389 | 0 |  |  | 5.193 | 3.709 |  | 176451579.8333 | 9002300.0329 | 47220882.6497 | 232674762.5159 | 0 | N19 | LV STOU Demand | N19 | 7517.64 |  | 2.5861 | 2.0061 | 0.6171 |  |  | 8.9365 | 7.4725 | 43987841.638 | 33803958.8969 | 87741059.1372 | 165532859.6721 | 0 | -67141902.8438 | -132463738.1953 | 24801658.864 | 40520176.4875
N89 | LV STOU Transitional | N19 | 30156.0478 |  | 9.847 | 6.947 | 0 | [5 empty] | 494056.583 | 209256.0471 | 0 | 703312.6301 | 0 | N89 | LV STOU Transitional | N19 | 7517.64 |  | 16.5888 | 13.6888 | 6.7418 |  |  |  |  | 123164.002 | 1738253.7206 | 0 | 1861417.7226 | 0 | 1158105.0925 | -370892.581 | 1528997.6734 | 0
HV Demand Tariff Class | [12 empty] | 44808000.9945 | 265660.6075 | 1184422.7572 | 46258084.3591 | 3562669.2824 | HV Demand Tariff Class | [11 empty] | 4933643.1438 | 4498124.0634 | 21200748.3318 | 30632515.539 | 4710817.4241 | -15625568.8202 | -39874357.8507 | 4232463.4559 | 20016325.5746
N29 | HV STOU Demand | N29 | 169491.8202 |  | 0.171 | 0.12 | 0 |  |  | 0.45 | 0.322 |  | 41554309.5497 | 203001.0661 | 938104.4608 | 42695415.0767 | 0 | N29 | HV STOU Demand | N29 | 12916.14 |  | 0.5426 | 0.4916 | 0.3716 |  |  | 7.442 | 7.32 | 3166650.0438 | 4435464.522 | 18319583.5491 | 25921698.1149 | 0 | -16773716.9618 | -38387659.5059 | 4232463.4559 | 17381479.0882
ST Demand Tariff Class | [12 empty] | 35845202.2872 | 628418.4499 | 1992334.8969 | 38465955.6339 | 9196833.5347 | ST Demand Tariff Class | [11 empty] | 6349967.8008 | 4297251.7619 | 16542175.871 | 27189395.4337 | 11479667.2774 | -11276560.2002 | -29495234.4864 | 3668833.312 | 14549840.9741
N39 | ST STOU Demand | N39 | 530910.321 |  | 0.159 | 0.112 | 0 |  |  | 0.42 | 0.3 |  | 27241008.5728 | 124396.6993 | 609560.0801 | 27974965.3522 | 0 | N39 | ST STOU Demand | N39 | 20305.68 |  | 0.3706 | 0.3236 | 0.2116 |  |  | 6.405 | 6.3135 | 1041884.4408 | 1761460.0471 | 11049894.2918 | 13853238.7797 | 0 | -14121726.5726 | -26199124.132 | 1637063.3478 | 10440334.2116
```
Inter-Distributor Transfer Tariff Class | [12 empty] | 11985555.3175 | 177164.4795 | 769939.2533 | 12932659.0502 | 12932659.0502 | Inter-Distributor Transfer Tariff Class | [11 empty] | 5596527.96 | 177164.4795 | 1254463.0469 | 7028155.4864 | 7028155.4864 | -5904503.5639 | -6389027.3575 | 0 | 484523.7936
Unmetered Tariff Class | [12 empty] | 260748.0503 | 1520304.8562 | 0 | 1781052.9066 | 0 | Unmetered Tariff Class | [11 empty] | 0 | 8755539.443 | 0 | 8755539.443 | 0 | 6974486.5364 | -260748.0503 | 7235234.5867 | 0
SL | Streetlighting | GS | 1002.8771 | 1.042 | [8 empty] | 0 | 1169880.2963 | 0 | 1169880.2963 | 0 | SL | Streetlighting | GS | 0 | 5.9382 | [7 empty] | 0 | 6666970.4181 | 0 | 6666970.4181 | 0 | 5497090.1217 | 0 | 5497090.1217 | 0
TL | Traffic Control Signal Lights | GS | 1002.8771 | 1.042 | [8 empty] | 2928.4012 | 35456.2293 | 0 | 38384.6305 | 0 | TL | Traffic Control Signal Lights | GS | 0 | 6.4521 | [7 empty] | 0 | 219546.1968 | 0 | 219546.1968 | 0 | 181161.5663 | -2928.4012 | 184089.9675 | 0
N99 | Unmetered Supply | GS | 1002.8771 |  |  |  |  | 1.042 |  |  |  |  | 257819.6492 | 258646.5834 | 0 | 516466.2326 | 0 | N99 | Unmetered Supply | GS | 0 |  |  |  |  | 6.4521 | 6.4521 |  |  | 0 | 1601548.5804 | 0 | 1601548.5804 | 0 | 1085082.3479 | -257819.6492 | 1342901.997 | 0
NW | Nightwatch | GS | 1002.8771 | 1.042 | [8 empty] | 0 | 56321.7472 | 0 | 56321.7472 | 0 | NW | Nightwatch | GS | 0 | 4.9485 | [7 empty] | 0 | 267474.2477 | 0 | 267474.2477 | 0 | 211152.5005 | 0 | 211152.5005 | 0
[13 empty] | 705614852.196 | 76921224.0506 | 55963916.7312 | 838499992.9778 | 25692161.8674 | [12 empty] | 207296879.4674 | 499803083.7224 | 129950424.0188 | 837050387.2086 | 23218640.1878 | -1449605.7692 | -498317972.7286 | 422881859.6717 | 73986507.2876
Target Residual Cost Tariffs | [17 empty] | Forecast Residual Cost Tariffs
Code | Name | Residual Type | Fixed ($pa) | Single and ToU Consumption (c/kWh) |  |  |  | Step Consumption (c/kWh) |  | Demand ($/kVA kW /mth) |  |  | Fixed | Energy | Demand | Target Residual Cost | CRNP | Code | Name | Residual Type | Fixed ($pa) | Single and ToU Consumption (c/kWh) |  |  |  | Step Consumption (c/kWh) |  | Demand ($/kVA kW /mth) |  | Fixed | Energy | Demand | Actual Residual Cost | CRNP
|  |  |  | Non-TOU | High Peak / Peak | Low Peak / Shoulder | Off-peak | Step 1 | Step 2 | High Season | Low Season | [10 empty] | Non-TOU | High Peak / Peak | Low Peak / Shoulder | Off-peak | Step 1 | Step 2 | High Season | Low Season
Small LV Tariff Class | [12 empty] | 435769709.1303 | 0 | 0 | 435769709.1303 | 0 | Small LV Tariff Class | [11 empty] | 146305734.9228 | 381414671.7796 | -1584359.5423 | 526136047.1602 | 0
N70 | Residential Flat | Residential | 353.0928 |  |  |  |  | 0 |  |  |  |  | 312619924.1869 | 0 | 0 | 312619924.1869 | 0 | N70 | Residential Flat | Residential | 134.7246 |  |  |  |  | 5.8715 |  |  |  | 119281933.5122 | 270952613.8352 | 0 | 390234547.3474 | 0
N705 | Residential TOU (Interval data) | Residential | 353.0928 |  | 0 | 0 | 0 | [5 empty] | 52511.9641 | 0 | 0 | 52511.9641 | 0 | N705 | Residential TOU (Interval data) | Residential | 148.1202 |  | 6.2204 | 6.2204 | 6.2204 |  |  |  |  | 22028.4361 | 28104.5911 | 0 | 50133.0272 | 0
N706 | Residential TOU (Basic data) | Residential | 353.0928 |  | 0 | 0 | 0 | [5 empty] | 3598.0158 | 0 | 0 | 3598.0158 | 0 | N706 | Residential TOU (Basic data) | Residential | 148.1202 |  | 6.2204 | 6.2204 | 6.2204 |  |  |  |  | 1509.3448 | 71657.944 | 0 | 73167.2888 | 0
N50 | Control load 1 | CL | 77.0526 | 0 | [8 empty] | 17982891.9304 | 0 | 0 | 17982891.9304 | 0 | N50 | Control load 1 | CL | 11.8584 | 0.8472 | [7 empty] | 2767566.5176 | 4121845.2832 | 0 | 6889411.8009 | 0
N54 | Control load 2 | CL | 77.0526 | 0 | [8 empty] | 7998543.2456 | 0 | 0 | 7998543.2456 | 0 | N54 | Control load 2 | CL | 11.8584 | 2.4703 | [7 empty] | 1230975.5607 | 6007423.1661 | 0 | 7238398.7267 | 0
NC1 | Residential / CL1 | Residential | 353.0928 | 0 |  |  |  | 0 |  |  |  |  | 3166550.5304 | 0 | 0 | 3166550.5304 | 0 | NC1 | Residential / CL1 | Residential | 146.583 | 0.8472 |  |  |  | 5.8715 |  |  |  | 1314562.2073 | 2944638.1326 | 0 | 4259200.3399 | 0
NC2 | Residential / CL2 | Residential | 353.0928 | 0 |  |  |  | 0 |  |  |  |  | 1061033.3303 | 0 | 0 | 1061033.3303 | 0 | NC2 | Residential / CL2 | Residential | 146.583 | 2.4703 |  |  |  | 5.8715 |  |  |  | 440477.5175 | 1149400.782 | 0 | 1589878.2995 | 0
N90 | General Supply Block | GS | 1002.8771 |  |  |  |  | 0 | 0 |  |  |  | 72785538.3771 | 0 | 0 | 72785538.3771 | 0 | N90 | General Supply Block | GS | 192.8088 |  |  |  |  | 5.4101 | 5.4101 |  |  | 13993431.5765 | 78030631.1853 | 0 | 92024062.7618 | 0
NC3 | General Supply / CL1 | GS | 1002.8771 | 0 |  |  |  | 0 | 0 |  |  |  | 39904.4805 | 0 | 0 | 39904.4805 | 0 | NC3 | General Supply / CL1 | GS | 204.6672 | 0.8472 |  |  |  | 5.4101 | 5.4101 |  |  | 8143.7079 | 24255.981 | 0 | 32399.6889 | 0
NC4 | General Supply / CL2 | GS | 1002.8771 | 0 |  |  |  | 0 | 0 |  |  |  | 10971.4757 | 0 | 0 | 10971.4757 | 0 | NC4 | General Supply / CL2 | GS | 204.6672 | 2.4703 |  |  |  | 5.4101 | 5.4101 |  |  | 2239.0592 | 8010.9866 | 0 | 10250.0458 | 0
N84 | GS TOU (Basic data) | GS | 1002.8771 |  | 0 | 0 | 0 | [5 empty] | 1248632.1541 | 0 | 0 | 1248632.1541 | 0 | N84 | GS TOU (Basic data) | GS | 212.097 |  | 5.2689 | 5.2689 | 5.2689 |  |  |  |  | 264071.3699 | 3793084.2326 | 0 | 4057155.6024 | 0
N845 | GS TOU (Interval data) | GS | 1002.8771 |  | 0 | 0 | 0 | [5 empty] | 136080.396 | 0 | 0 | 136080.396 | 0 | N845 | GS TOU (Interval data) | GS | 212.097 |  | 5.2689 | 5.2689 | 5.2689 |  |  |  |  | 28779.4419 | 70820.5749 | 0 | 99600.0168 | 0
N71 | Residential STOU | Residential | 353.0928 |  | 0 | 0 | 0 | [5 empty] | 721831.8001 | 0 | 0 | 721831.8001 | 0 | N71 | Residential STOU | Residential | 148.1202 |  | 5.2845 | 5.2845 | 5.2845 |  |  |  |  | 302803.8653 | 563076.6775 | 0 | 865880.5428 | 0
N72 | Residential Demand | Residential | 353.0928 |  |  |  |  | 0 |  | 0 | 0 |  | 6496486.2006 | 0 | 0 | 6496486.2006 | 0 | N72 | Residential Demand | Residential | 148.1202 |  |  |  |  | 3.5788 |  | -0.002 | -0.0015 | 2725234.7875 | 3431970.7299 | -1076.3409 | 6156129.1765 | 0
N73 | Residential Transitional Demand | Residential | 353.0928 |  |  |  |  | 0 |  | 0 | 0 |  | 7218318.0007 | 0 | 0 | 7218318.0007 | 0 | N73 | Residential Transitional Demand | Residential | 148.1202 |  |  |  |  | 5.2394 |  | -3.0825 | -0.947 | 3028038.6527 | 5582711.5987 | -1285862.7577 | 7324887.4937 | 0
N91 | GS STOU | GS | 1002.8771 |  | 0 | 0 | 0 | [5 empty] | 187041.5966 | 0 | 0 | 187041.5966 | 0 | N91 | GS STOU | GS | 212.097 |  | 5.1611 | 5.1611 | 5.1611 |  |  |  |  | 39557.151 | 186389.743 | 0 | 225946.894 | 0
N92 | GS Demand | GS | 1002.8771 |  |  |  |  | 0 |  | 0 | 0 |  | 2504396.436 | 0 | 0 | 2504396.436 | 0 | N92 | GS Demand | GS | 212.097 |  |  |  |  | 2.8369 |  | -0.011 | -0.013 | 529651.1029 | 3055179.8429 | -4208.7171 | 3580622.2287 | 0
N93 | GS Transitional Demand | GS | 1002.8771 |  |  |  |  | 0 |  | 0 | 0 |  | 1535455.0095 | 0 | 0 | 1535455.0095 | 0 | N93 | GS Transitional Demand | GS | 212.097 |  |  |  |  | 4.4636 |  | -4.6165 | -1.416 | 324731.1118 | 1392856.4931 | -293211.7266 | 1424375.8784 | 0
Large LV Tariff Class | [12 empty] | 176945636.4162 | 0 | 0 | 176945636.4162 | 0 | Large LV Tariff Class | [11 empty] | 44111005.64 | 26330656.5374 | 40520176.4875 | 110961838.6649 | 0
N19 | LV STOU Demand | N19 | 30156.0478 |  | 0 | 0 | 0 |  |  | 0 | 0 |  | 176451579.8333 | 0 | 0 | 176451579.8333 | 0 | N19 | LV STOU Demand | N19 | 7517.64 |  | 0.6171 | 0.6171 | 0.6171 |  |  | 3.7435 | 3.7635 | 43987841.638 | 24801658.864 | 40520176.4875 | 109309676.9895 | 0
N89 | LV STOU Transitional | N19 | 30156.0478 |  | 0 | 0 | 0 | [5 empty] | 494056.583 | 0 | 0 | 494056.583 | 0 | N89 | LV STOU Transitional | N19 | 7517.64 |  | 6.7418 | 6.7418 | 6.7418 |  |  |  |  | 123164.002 | 1528997.6734 | 0 | 1652161.6754 | 0
HV Demand Tariff Class | [12 empty] | 44808000.9945 | 0 | 0 | 44808000.9945 | 3253691.4447 | HV Demand Tariff Class | [11 empty] | 4933643.1438 | 4232463.4559 | 20016325.5746 | 29182432.1743 | 4401839.5864
N29 | HV STOU Demand | N29 | 169491.8202 |  | 0 | 0 | 0 |  |  | 0 | 0 |  | 41554309.5497 | 0 | 0 | 41554309.5497 | 0 | N29 | HV STOU Demand | N29 | 12916.14 |  | 0.3716 | 0.3716 | 0.3716 |  |  | 6.992 | 6.998 | 3166650.0438 | 4232463.4559 | 17381479.0882 | 24780592.5879 | 0
ST Demand Tariff Class | [12 empty] | 35845202.2872 | 0 | 0 | 35845202.2872 | 7542373.0723 | ST Demand Tariff Class | [11 empty] | 6349967.8008 | 3668833.312 | 14549840.9741 | 24568642.087 | 9825206.8149
N39 | ST STOU Demand | N39 | 530910.321 |  | 0 | 0 | 0 |  |  | 0 | 0 |  | 27241008.5728 | 0 | 0 | 27241008.5728 | 0 | N39 | ST STOU Demand | N39 | 20305.68 |  | 0.2116 | 0.2116 | 0.2116 |  |  | 5.985 | 6.0135 | 1041884.4408 | 1637063.3478 | 10440334.2116 | 13119282.0002 | 0
Inter-Distributor Transfer Tariff Class | [12 empty] | 11985555.3175 | 0 | 0 | 11985555.3175 | 11985555.3175 | Inter-Distributor Transfer Tariff Class | [11 empty] | 5596527.96 | 0 | 484523.7936 | 6081051.7536 | 6081051.7536
Unmetered Tariff Class | [12 empty] | 260748.0503 | 0 | 0 | 260748.0503 | 0 | Unmetered Tariff Class | [11 empty] | 0 | 7235234.5867 | 0 | 7235234.5867 | 0
SL | Streetlighting | GS | 1002.8771 | 0 | [8 empty] | 0 | 0 | 0 | 0 | 0 | SL | Streetlighting | GS | 0 | 4.8962 | [7 empty] | 0 | 5497090.1217 | 0 | 5497090.1217 | 0
TL | Traffic Control Signal Lights | GS | 1002.8771 | 0 | [8 empty] | 2928.4012 | 0 | 0 | 2928.4012 | 0 | TL | Traffic Control Signal Lights | GS | 0 | 5.4101 | [7 empty] | 0 | 184089.9675 | 0 | 184089.9675 | 0
N99 | Unmetered Supply | GS | 1002.8771 |  |  |  |  | 0 |  |  |  |  | 257819.6492 | 0 | 0 | 257819.6492 | 0 | N99 | Unmetered Supply | GS | 0 |  |  |  |  | 5.4101 |  |  |  | 0 | 1342901.997 | 0 | 1342901.997 | 0
NW | Nightwatch | GS | 1002.8771 | 0 | [8 empty] | 0 | 0 | 0 | 0 | 0 | NW | Nightwatch | GS | 0 | 3.9065 | [7 empty] | 0 | 211152.5005 | 0 | 211152.5005 | 0
[13 empty] | 705614852.196 | 0 | 0 | 705614852.196 | 22781619.8345 | [12 empty] | 207296879.4674 | 422881859.6717 | 73986507.2876 | 704165246.4268 | 20308098.1549
LRMC Tariffs
Code | Name | Residual Type | Fixed ($pa) | Single and ToU Consumption (c/kWh) |  |  |  | Step Consumption (c/kWh) |  | Demand ($/kVA kW /mth) |  |  | Fixed | Energy | Demand | Total LRMC | CRNP
|  |  |  | Non-TOU | High Peak / Peak | Low Peak / Shoulder | Off-peak | Step 1 | Step 2 | High Season | Low Season
Small LV Tariff Class | [12 empty] | 0 | 65118119.5775 | 4796337.1742 | 69914456.7517 | 0
N70 | Residential Flat | Residential | [5 empty] | 1.042 |  |  |  |  | 0 | 48085263.3256 | 0 | 48085263.3256 | 0
N705 | Residential TOU (Interval data) | Residential |  |  | 4.713 | 0.458 | 0 | [5 empty] | 0 | 4722.375 | 0 | 4722.375 | 0
N706 | Residential TOU (Basic data) | Residential |  |  | 4.713 | 0.458 | 0 | [5 empty] | 0 | 13191.0773 | 0 | 13191.0773 | 0
N50 | Control load 1 | CL |  | 0 | [8 empty] | 0 | 0 | 0 | 0 | 0
N54 | Control load 2 | CL |  | 0.052 | [8 empty] | 0 | 126456.7075 | 0 | 126456.7075 | 0
NC1 | Residential / CL1 | Residential |  | 0 |  |  |  | 1.042 |  |  |  |  | 0 | 491397.1759 | 0 | 491397.1759 | 0
NC2 | Residential / CL2 | Residential |  | 0.052 |  |  |  | 1.042 |  |  |  |  | 0 | 174140.0589 | 0 | 174140.0589 | 0
N90 | General Supply Block | GS | [5 empty] | 1.042 | 1.042 |  |  |  | 0 | 15028912.1634 | 0 | 15028912.1634 | 0
NC3 | General Supply / CL1 | GS |  | 0 |  |  |  | 1.042 | 1.042 |  |  |  | 0 | 4569.8887 | 0 | 4569.8887 | 0
NC4 | General Supply / CL2 | GS |  | 0.052 |  |  |  | 1.042 | 1.042 |  |  |  | 0 | 1444.0189 | 0 | 1444.0189 | 0
N84 | GS TOU (Basic data) | GS |  |  | 4.713 | 0.458 | 0 | [5 empty] | 0 | 988466.3384 | 0 | 988466.3384 | 0
N845 | GS TOU (Interval data) | GS |  |  | 4.713 | 0.458 | 0 | [5 empty] | 0 | 28520.5497 | 0 | 28520.5497 | 0
N71 | Residential STOU | Residential |  |  | 12.407 | 3.751 | 0 | [5 empty] | 0 | 136104.7272 | 0 | 136104.7272 | 0
N72 | Residential Demand | Residential | [5 empty] | 0 |  | 4.089 | 1.252 |  | 0 | 0 | 1533602.0126 | 1533602.0126 | 0
N73 | Residential Transitional Demand | Residential | [5 empty] | 0 |  | 4.089 | 1.252 |  | 0 | 0 | 1704002.2362 | 1704002.2362 | 0
N91 | GS STOU | GS |  |  | 12.407 | 3.751 | 0 | [5 empty] | 0 | 34931.1709 | 0 | 34931.1709 | 0
N92 | GS Demand | GS | [5 empty] | 0 |  | 5.623 | 1.721 |  | 0 | 0 | 1201824.1392 | 1201824.1392 | 0
N93 | GS Transitional Demand | GS | [5 empty] | 0 |  | 5.623 | 1.721 |  | 0 | 0 | 356908.7862 | 356908.7862 | 0
Large LV Tariff Class | [12 empty] | 0 | 9211556.0801 | 47220882.6497 | 56432438.7298 | 0
N19 | LV STOU Demand | N19 |  |  | 1.969 | 1.389 | 0 |  |  | 5.193 | 3.709 |  | 0 | 9002300.0329 | 47220882.6497 | 56223182.6826 | 0
N89 | LV STOU Transitional | N19 |  |  | 9.847 | 6.947 | 0 | [5 empty] | 0 | 209256.0471 | 0 | 209256.0471 | 0
HV Demand Tariff Class | [12 empty] | 0 | 265660.6075 | 1184422.7572 | 1450083.3647 | 308977.8377
N29 | HV STOU Demand | N29 |  |  | 0.171 | 0.12 | 0 |  |  | 0.45 | 0.322 |  | 0 | 203001.0661 | 938104.4608 | 1141105.5269 | 0
ST Demand Tariff Class | [12 empty] | 0 | 628418.4499 | 1992334.8969 | 2620753.3467 | 1654460.4624
N39 | ST STOU Demand | N39 |  |  | 0.159 | 0.112 | 0 |  |  | 0.42 | 0.3 |  | 0 | 124396.6993 | 609560.0801 | 733956.7794 | 0
Inter-Distributor Transfer Tariff Class | [12 empty] | 0 | 177164.4795 | 769939.2533 | 947103.7327 | 947103.7327
Unmetered Tariff Class | [12 empty] | 0 | 1520304.8562 | 0 | 1520304.8562 | 0
SL | Streetlighting | GS |  | 1.042 | [8 empty] | 0 | 1169880.2963 | 0 | 1169880.2963 | 0
TL | Traffic Control Signal Lights | GS |  | 1.042 | [8 empty] | 0 | 35456.2293 | 0 | 35456.2293 | 0
N99 | Unmetered Supply | GS | [5 empty] | 1.042 |  |  |  |  | 0 | 258646.5834 | 0 | 258646.5834 | 0
NW | Nightwatch | GS |  | 1.042 | [8 empty] | 0 | 56321.7472 | 0 | 56321.7472 | 0
[13 empty] | 0 | 76921224.0506 | 55963916.7312 | 132885140.7818 | 2910542.0329
Forecast Volumes |  |  | Hardcoded volumes per 2019-20 TSS Principles Model (which matches the 2019-20 IPS)
Code | Name | Residual Type | Fixed ($pa) | Single and ToU Consumption (c/kWh) |  |  |  | Step Consumption (c/kWh) |  | Demand ($/kVA kW /mth) |  |  | Fixed | Energy | Demand |  | Energy Propn by Class (SA & AC)
|  |  |  | Non-TOU | High Peak / Peak | Low Peak / Shoulder | Off-peak | Step 1 | Step 2 | High Season | Low Season
Small LV Tariff Class | [12 empty] | 1353807.8533 | 7309896.4633 | 1783976.7872
N70 | Residential Flat | Residential | 885376.045 |  |  |  |  | 4614708.5725 |  |  |  |  | 885376.045 | 4614708.5725 | 0 |  | 63.13%
N705 | Residential TOU (Interval data) | Residential | 148.72 |  | 88.3788 | 121.6333 | 241.8011 | [5 empty] | 148.72 | 451.8132 | 0 |  | 0.006181%
N706 | Residential TOU (Basic data) | Residential | 10.19 |  | 250.5702 | 301.6825 | 599.7302 | [5 empty] | 10.19 | 1151.9829 | 0 |  | 0.01576%
N50 | Control load 1 | CL | 233384.48 | 486525.6472 | [8 empty] | 233384.48 | 486525.6472 | 0 |  | 6.656%
N54 | Control load 2 | CL | 103806.21 | 243185.976 | [8 empty] | 103806.21 | 243185.976 | 0 |  | 3.327%
NC1 | Residential / CL1 | Residential | 8968.04 | 20738.34 |  |  |  | 47159.038 |  |  |  |  | 8968.04 | 67897.378 | 0 |  | 0.9288%
NC2 | Residential / CL2 | Residential | 3004.97 | 7722.9068 |  |  |  | 16326.6936 |  |  |  |  | 3004.97 | 24049.6004 | 0 |  | 0.329%
N90 | General Supply Block | GS | 72576.7267 |  |  |  |  | 1296800.4989 | 145513.5283 |  |  |  | 72576.7267 | 1442314.0272 | 0 |  | 19.73%
NC3 | General Supply / CL1 | GS | 39.79 | 62.4364 |  |  |  | 438.569 | 0 |  |  |  | 39.79 | 501.0053 | 0 |  | 0.006854%
NC4 | General Supply / CL2 | GS | 10.94 | 23.3417 |  |  |  | 137.4166 | 0 |  |  |  | 10.94 | 160.7583 | 0 |  | 0.002199%
N84 | GS TOU (Basic data) | GS | 1245.05 |  | 19109.5683 | 19177.3762 | 33703.1148 | [5 empty] | 1245.05 | 71990.0593 | 0 |  | 0.9848%
N845 | GS TOU (Interval data) | GS | 135.69 |  | 562.5041 | 438.8065 | 342.814 | [5 empty] | 135.69 | 1344.1245 | 0 |  | 0.01839%
N71 | Residential STOU | Residential | 2044.3118 |  | 745.8675 | 1161.4222 | 8747.9601 | [5 empty] | 2044.3118 | 10655.2498 | 0 |  | 0.1458%
N72 | Residential Demand | Residential | 18398.8058 |  |  |  |  | 95897.2485 |  | 262522.17 | 367531.038 |  | 18398.8058 | 95897.2485 | 630053.208 |  | 1.312%
N73 | Residential Transitional Demand | Residential | 20443.1175 |  |  |  |  | 106552.4984 |  | 291691.3 | 408367.82 |  | 20443.1175 | 106552.4984 | 700059.12 |  | 1.458%
N91 | GS STOU | GS | 186.505 |  | 202.2702 | 262.2103 | 3146.9539 | [5 empty] | 186.505 | 3611.4344 | 0 |  | 0.0494%
N92 | GS Demand | GS | 2497.2117 |  |  |  |  | 107694.3087 |  | 154713.3313 | 192836.1866 |  | 2497.2117 | 107694.3087 | 347549.5179 |  | 1.473%
N93 | GS Transitional Demand | GS | 1531.05 |  |  |  |  | 31204.7785 |  | 44577.3378 | 61737.6036 |  | 1531.05 | 31204.7785 | 106314.9414 |  | 0.4269%
Large LV Tariff Class | [12 empty] | 5867.6667 | 4041745.7864 | 10792374.9765
N19 | LV STOU Demand | N19 | 5851.2833 |  | 236554.4621 | 312782.0499 | 3469729.9057 |  |  | 4846336.8341 | 5946038.1425 |  | 5851.2833 | 4019066.4178 | 10792374.9765 |  | 99.44%
N89 | LV STOU Transitional | N19 | 16.3833 |  | 1131.8321 | 1407.8673 | 20139.6692 | [5 empty] | 16.3833 | 22679.3686 | 0 |  | 0.5611%
HV Demand Tariff Class | [12 empty] | 251.17 | 1543922.0433 | 3141635.2633
N29 | HV STOU Demand | N29 | 245.17 |  | 60366.1365 | 83145.8106 | 995471.7601 |  |  | 1078360.9569 | 1406341.7087 |  | 245.17 | 1138983.7072 | 2484702.6656 |  | 73.77%
ST Demand Tariff Class | [12 empty] | 62.31 | 2818868.6818 | 5710811.6442
N39 | ST STOU Demand | N39 | 51.31 |  | 37909.3119 | 57250.7976 | 678499.3176 |  |  | 730637.0824 | 1008975.0185 |  | 51.31 | 773659.4271 | 1739612.1009 |  | 27.45%
Inter-Distributor Transfer Tariff Class | [12 empty] | 5 | 952067.7485 | 2227055.3589
Unmetered Tariff Class | [12 empty] | 260 | 145902.5774 | 0
SL | Streetlighting | GS | 0 | 112272.5812 | [8 empty] | 0 | 112272.5812 | 0 |  | 76.95%
TL | Traffic Control Signal Lights | GS | 2.92 | 3402.7091 | [8 empty] | 2.92 | 3402.7091 | 0 |  | 2.332%
N99 | Unmetered Supply | GS | 257.08 |  |  |  |  | 24822.1289 |  |  |  |  | 257.08 | 24822.1289 | 0 |  | 17.01%
NW | Nightwatch | GS | 0 | 5405.1581 | [8 empty] | 0 | 5405.1581 | 0 |  | 3.705%
[13 empty] | 1360254 | 16812403.3006 | 23655854.03

## FY21
TSS Principles Model
Inputs
Key |  |  | Import
Input
Calc.
Year |  |  | FY21
CPI |  | % | 1.84%
Revenue Allowance |  | $ | 844311116.8377
Revenue from LRMC |  | $ | 135853317.4098
Residual Costs |  | $ | 708457799.4278
Residual Costs to CRNP |  | $ | 22873407.7877
Residual Costs to Non-CRNP |  | $ | 685584391.6401
1 | 2 | 3 | 4 | 5 | 6 | 7 | 8 | 9 | 10 | 11 | 12 | 13 | 14 | 15 | 16 | 17 | 18 | 24 | 25 | 26 | 27 | 28 | 29 | 30 | 31 | 32 | 33 | 34 | 35 | 36 | 37 | 38 | 39 | 40 | 41 | 42 | 43 | 44 | 45 | 46 | 47 | 48 | 49
Residual Costs | [8 empty] | Volumes |  |  |  | Prices
Residual Type |  | Allocation % | Target Residual Cost to Tariff Type | Fixed | Energy | Demand | Target Residual Cost to Charging Parameter |  | Fixed | Energy | Demand |  | Fixed | Energy | Demand
Residential |  | 48.52% | 332675235.6482 | 332675235.6482 | 0 | 0 | 332675235.6482 |  | 962838.8 | 4862347.545 | 2393339.8068 |  | 345.515 | 0 | 0
CL |  | 3.805% | 26086115.2986 | 26086115.2986 | 0 | 0 | 26086115.2986 |  | 336518.74 | 690570.1835 | 0 |  | 77.5176 | 0 | 0
GS |  | 11.53% | 79025888.3897 | 79025888.3897 | 0 | 0 | 79025888.3897 |  | 79415.6467 | 1661420.8519 | 978782.3897 |  | 995.0922 | 0 | 0
N19 |  | 25.91% | 177658556.6526 | 177658556.6526 | 0 | 0 | 177658556.6526 |  | 6068.2533 | 3933139.9025 | 10936849.6962 |  | 29276.7205 | 0 | 0
N29 |  | 6.086% | 41721733.3347 | 41721733.3347 | 0 | 0 | 41721733.3347 |  | 246.73 | 1175810.5004 | 2450296.887 |  | 169098.7449 | 0 | 0
N39 |  | 4.145% | 28416862.3163 | 28416862.3163 | 0 | 0 | 28416862.3163 |  | 54.36 | 1085883.2003 | 2032335.4334 |  | 522753.1699 | 0 | 0
CRNP |  |  | 22873407.7877 | 22873407.7877 | 0 | 0 | 22873407.7877 |  | 20 | 3113196.9138 | 6743107.6662
|  |  | 708457799.4278 | 708457799.4278 | 0 | 0 | 708457799.4278 |  | 1385162.53 | 16522369.0974 | 25534711.8793
Target Tariffs | [17 empty] | 27: Forecast Tariffs; 30: Hardcoded volumes per 2020-21 TSS Principles Model (which matches the 2020-21 IPS)
Code | Name | Residual Type | Fixed ($pa) | Single and ToU Consumption (c/kWh) |  |  |  | Step Consumption (c/kWh) |  | Demand ($/kVA kW /mth) |  |  | Fixed | Energy | Demand | Target Tariff Revenue | CRNP |  |  |  | Code | Name | Residual Type | Fixed ($pa) | Single and ToU Consumption (c/kWh) |  |  |  | Step Consumption (c/kWh) |  | Demand ($/kVA kW /mth) |  |  | Fixed | Energy | Demand | Actual Tariff Revenue | CRNP |  | Variance from Target | Fixed | Energy | Demand
|  |  |  | Non-TOU | High Peak / Peak | Low Peak / Shoulder | Off-peak | Step 1 | Step 2 | High Season | Low Season | [6 empty] | 31: Non-TOU; 32: High Peak / Peak; 33: Low Peak / Shoulder; 34: Off-peak; 35: Step 1; 36: Step 2; 37: High Season; 38: Low Season
Small LV Tariff Class | [12 empty] | 437498413.8334 | 61920655.7967 | 9393154.8684 | 508812224.4985 | 0 | 27: Small LV Tariff Class; 40: 156994549.709; 41: 435942310.825; 42: 3588577.2738; 43: 596525437.8079; 44: 0; 46: 87713213.3094; 47: -280503864.1243; 48: 374021655.0282; 49: -5804577.5946
N70 | Residential Flat | Residential | 345.515 |  |  |  |  | 1.0612 |  |  |  |  | 309703250.1966 | 47792892.0622 | 0 | 357496142.2588 | 0 | 27: N70; 28: Residential Flat; 29: Residential; 30: 141.4375; 35: 6.9513; 40: 126777868.0337; 41: 313069774.799; 42: 0; 43: 439847642.8327; 44: 0; 46: 82351500.5739; 47: -182925382.1628; 48: 265276882.7368; 49: 0
N705 | Residential TOU (Interval data) | Residential | 345.515 |  | 4.7997 | 0.46643 | 0 | [5 empty] | 13475.0845 | 3089.031 | 0 | 16564.1155 | 0 |  |  |  | N705 | Residential TOU (Interval data) | Residential | 151.8035 |  | 11.4559 | 7.1226 | 6.6562 | [5 empty] | 5920.3365 | 24385.4183 | 0 | 30305.7548 | 0 |  | 13741.6394 | -7554.748 | 21296.3874 | 0
N706 | Residential TOU (Basic data) | Residential | 345.515 |  | 4.7997 | 0.46643 | 0 | [5 empty] | 345.515 | 333.7668 | 0 | 679.2818 | 0 |  |  |  | N706 | Residential TOU (Basic data) | Residential | 151.8035 |  | 11.4559 | 7.1226 | 6.6562 | [5 empty] | 151.8035 | 1929.0982 | 0 | 2080.9017 | 0 |  | 1401.6199 | -193.7115 | 1595.3314 | 0
N50 | Control load 1 | CL | 77.5176 | 0 | [8 empty] | 18061860.6881 | 0 | 0 | 18061860.6881 | 0 | 27: N50; 28: Control load 1; 29: CL; 30: 11.826; 31: 0.875; 40: 2755498.6814; 41: 4018479.9575; 42: 0; 43: 6773978.6389; 44: 0; 46: -11287882.0491; 47: -15306362.0066; 48: 4018479.9575; 49: 0
N54 | Control load 2 | CL | 77.5176 | 0.052957 | [8 empty] | 8024254.6105 | 122497.7877 | 0 | 8146752.3982 | 0 | 27: N54; 28: Control load 2; 29: CL; 30: 11.826; 31: 2.5789; 40: 1224171.9378; 41: 5965391.0776; 42: 0; 43: 7189563.0154; 44: 0; 46: -957189.3828; 47: -6800082.6727; 48: 5842893.2899; 49: 0
NC1 | Residential / CL1 | Residential | 345.515 | 0 |  |  |  | 1.0612 |  |  |  |  | 2759282.6877 | 426750.2449 | 0 | 3186032.9326 | 0 | 27: NC1; 28: Residential / CL1; 29: Residential; 30: 153.2635; 31: 0.875; 35: 6.9513; 40: 1223962.311; 41: 2946803.6068; 42: 0; 43: 4170765.9178; 44: 0; 46: 984732.9851; 47: -1535320.3767; 48: 2520053.3618; 49: 0
NC2 | Residential / CL2 | Residential | 345.515 | 0.052957 |  |  |  | 1.0612 |  |  |  |  | 934618.0403 | 151588.1152 | 0 | 1086206.1555 | 0 | 27: NC2; 28: Residential / CL2; 29: Residential; 30: 153.2635; 31: 2.5789; 35: 6.9513; 40: 414577.7675; 41: 1137719.0323; 42: 0; 43: 1552296.7998; 44: 0; 46: 466090.6443; 47: -520040.2728; 48: 986130.9172; 49: 0
N90 | General Supply Block | GS | 995.0922 |  |  |  |  | 1.0612 | 1.0612 |  |  |  | 71327905.0962 | 13271178.1026 | 0 | 84599083.1987 | 0 | 27: N90; 28: General Supply Block; 29: GS; 30: 202.429; 35: 6.4715; 36: 7.5228; 40: 14510049.3165; 41: 82556876.2191; 42: 0; 43: 97066925.5356; 44: 0; 46: 12467842.3369; 47: -56817855.7796; 48: 69285698.1165; 49: 0
NC3 | General Supply / CL1 | GS | 995.0922 | 0 |  |  |  | 1.0612 | 1.0612 |  |  |  | 34569.5021 | 5789.2241 | 0 | 40358.7262 | 0 |  |  |  | NC3 | General Supply / CL1 | GS | 214.255 | 0.875 |  |  |  | 6.4715 | 7.5228 |  |  |  | 7443.2187 | 35822.1113 | 0 | 43265.33 | 0 |  | 2906.6038 | -27126.2834 | 30032.8872 | 0
NC4 | General Supply / CL2 | GS | 995.0922 | 0.052957 |  |  |  | 1.0612 | 1.0612 |  |  |  | 9343.9155 | 787.589 | 0 | 10131.5045 | 0 |  |  |  | NC4 | General Supply / CL2 | GS | 214.255 | 2.5789 |  |  |  | 6.4715 | 7.5228 |  |  |  | 2011.8545 | 5329.3811 | 0 | 7341.2355 | 0 |  | -2790.269 | -7332.0611 | 4541.7921 | 0
N84 | GS TOU (Basic data) | GS | 995.0922 |  | 4.7997 | 0.46643 | 0 | [5 empty] | 103157.8886 | 93928.9446 | 0 | 197086.8332 | 0 |  |  |  | N84 | GS TOU (Basic data) | GS | 217.394 |  | 10.4217 | 6.0884 | 5.622 | [5 empty] | 22536.5113 | 501304.4364 | 0 | 523840.9478 | 0 |  | 326754.1146 | -80621.3772 | 407375.4918 | 0
N845 | GS TOU (Interval data) | GS | 995.0922 |  | 4.7997 | 0.46643 | 0 | [5 empty] | -663.3948 | -4287.3684 | 0 | -4950.7632 | 0 |  |  |  | N845 | GS TOU (Interval data) | GS | 217.394 |  | 10.4217 | 6.0884 | 5.622 | [5 empty] | -144.9293 | -24704.6958 | 0 | -24849.6252 | 0 |  | -19898.8619 | 518.4654 | -20417.3274 | 0
N71 | Residential STOU | Residential | 345.515 |  | 12.6353 | 3.82 | 0 | [5 empty] | 193012.7339 | 36820.3485 | 0 | 229833.0824 | 0 |  |  |  | N71 | Residential STOU | Residential | 151.8035 |  | 17.9174 | 9.1021 | 5.2821 | [5 empty] | 84800.9772 | 184682.5966 | 0 | 269483.5738 | 0 |  | 39650.4914 | -108211.7567 | 147862.2481 | 0
N72 | Residential Demand | Residential | 345.515 |  |  |  |  | 0 |  | 4.1643 | 1.275 |  | 104570.1109 | 0 | 32987.9351 | 137558.046 | 0 |  |  |  | N72 | Residential Demand | Residential | 151.8035 |  |  |  |  | 3.4851 |  | 4.161 | 1.2775 |  | 45943.3293 | 53240.5384 | 32988.0176 | 132171.8853 | 0 |  | -5386.1607 | -58626.7816 | 53240.5384 | 0.082446
N73 | Residential Transitional Demand | Residential | 345.515 |  |  |  |  | 0 |  | 4.1643 | 1.275 |  | 18966681.2794 | 0 | 5871520.6603 | 24838201.9397 | 0 |  |  |  | N73 | Residential Transitional Demand | Residential | 151.8035 |  |  |  |  | 5.1174 |  | 1.46 | 0.438 |  | 8333093.2328 | 14121968.9384 | 2045938.4286 | 24501000.5997 | 0 |  | -337201.3399 | -10633588.0465 | 14121968.9384 | -3825582.2318
N91 | GS STOU | GS | 995.0922 |  | 12.6353 | 3.82 | 0 | [5 empty] | 100613.7696 | 19287.9486 | 0 | 119901.7182 | 0 |  |  |  | N91 | GS STOU | GS | 217.394 |  | 17.8873 | 9.072 | 5.252 | [5 empty] | 21980.7073 | 122563.0109 | 0 | 144543.7183 | 0 |  | 24642.0001 | -78633.0622 | 103275.0623 | 0
N92 | GS Demand | GS | 995.0922 |  |  |  |  | 0 |  | 5.7265 | 1.7527 |  | 2668847.1582 | 0 | 690054.7953 | 3358901.9535 | 0 |  |  |  | N92 | GS Demand | GS | 217.394 |  |  |  |  | 3.2337 |  | 5.7305 | 1.752 |  | 583052.8819 | 1644600.4386 | 690335.5596 | 2917988.8801 | 0 |  | -440913.0734 | -2085794.2762 | 1644600.4386 | 280.7642
N93 | GS Transitional Demand | GS | 995.0922 |  |  |  |  | 0 |  | 5.7265 | 1.7527 |  | 4493288.9513 | 0 | 2798591.4776 | 7291880.429 | 0 |  |  |  | N93 | GS Transitional Demand | GS | 217.394 |  |  |  |  | 4.642 |  | 1.679 | 0.511 |  | 981631.7373 | 9576144.8603 | 819315.2682 | 11377091.8658 | 0 |  | 4085211.4368 | -3511657.214 | 9576144.8603 | -1979276.2095
Large LV Tariff Class | [12 empty] | 177658556.6526 | 9017728.8928 | 48865952.8367 | 235542238.3822 | 0 | 27: Large LV Tariff Class; 40: 50167767.37; 41: 36877493.5154; 42: 83909241.2079; 43: 170954502.0934; 44: 0; 46: -64587736.2888; 47: -127490789.2826; 48: 27859764.6226; 49: 35043288.3712
N19 | LV STOU Demand | N19 | 29276.7205 |  | 2.0052 | 1.4146 | 0 |  |  | 5.2886 | 3.7773 |  | 177453619.6092 | 8998567.9665 | 48865952.8367 | 235318140.4125 | 0 |  |  |  | N19 | LV STOU Demand | N19 | 8267.25 |  | 2.7101 | 2.1195 | 0.7049 |  |  | 8.5045 | 6.9715 |  | 50109896.62 | 36708321.4181 | 83909241.2079 | 170727459.2461 | 0 |  | -64590681.1664 | -127343722.9892 | 27709753.4516 | 35043288.3712
N89 | LV STOU Transitional | N19 | 29276.7205 |  | 10.0282 | 7.0749 | 0 | [5 empty] | 204937.0434 | 19160.9263 | 0 | 224097.9697 | 0 |  |  |  | N89 | LV STOU Transitional | N19 | 8267.25 |  | 17.0928 | 14.1395 | 7.0646 | [5 empty] | 57870.75 | 169172.0973 | 0 | 227042.8473 | 0 |  | 2944.8776 | -147066.2934 | 150011.171 | 0
HV Demand Tariff Class | [12 empty] | 44988534.0175 | 276855.6592 | 1199138.0278 | 46464527.7045 | 3590705.2957 | 27: HV Demand Tariff Class; 40: 5448385.1855; 41: 3778371.6485; 42: 21956354.5226; 43: 31183111.3566; 44: 4883120.2974; 46: -15281416.3479; 47: -39540148.832; 48: 3501515.9893; 49: 20757216.4948
N29 | HV STOU Demand | N29 | 169098.7449 |  | 0.17415 | 0.12221 | 0 |  |  | 0.45828 | 0.32793 |  | 41721733.3347 | 212273.1782 | 939815.8958 | 42873822.4088 | 0 |  |  |  | N29 | HV STOU Demand | N29 | 14231.35 |  | 0.4719 | 0.42 | 0.2978 |  |  | 7.8475 | 7.738 |  | 3511300.9855 | 3713800.5256 | 19074889.548 | 26299991.0591 | 0 |  | -16573831.3496 | -38210432.3492 | 3501527.3474 | 18135073.6522
ST Demand Tariff Class | [12 empty] | 35989623.8768 | 573610.7567 | 2116900.6351 | 38680135.2686 | 9227533.148 | 27: ST Demand Tariff Class; 40: 6700220.466; 41: 4044122.7514; 42: 18946521.9263; 43: 29690865.1437; 44: 11431717.4662; 46: -8989270.1249; 47: -29289403.4108; 48: 3470511.9947; 49: 16829621.2913
N39 | ST STOU Demand | N39 | 522753.1699 |  | 0.16193 | 0.11406 | 0 |  |  | 0.42773 | 0.30552 |  | 27371355.9764 | 145415.6177 | 726413.6101 | 28243185.2043 | 0 |  |  |  | N39 | ST STOU Demand | N39 | 22334.35 |  | 0.3243 | 0.2765 | 0.1624 |  |  | 6.716 | 6.6065 |  | 1169426.566 | 1586150.3628 | 13521145.3745 | 16276722.3034 | 0 |  | -11966462.9009 | -26201929.4104 | 1440734.7451 | 12794731.7644
Inter-Distributor Transfer Tariff Class | [12 empty] | 12033845.5444 | 175499.5361 | 784550.5689 | 12993895.6494 | 12993895.6494 | 27: Inter-Distributor Transfer Tariff Class; 40: 5736354.6; 41: 175516.6498; 42: 1233049.8695; 43: 7144921.1193; 44: 7144921.1193; 46: -5848974.5301; 47: -6297490.9444; 48: 17.1137; 49: 448499.3006
Unmetered Tariff Class | [12 empty] | 288825.5031 | 1529269.8314 | 0 | 1818095.3346 | 0 | 27: Unmetered Tariff Class; 40: 0; 41: 8812279.3169; 42: 0; 43: 8812279.3169; 44: 0; 46: 6994183.9823; 47: -288825.5031; 48: 7283009.4854; 49: 0
SL | Streetlighting | GS | 995.0922 | 1.0612 | [8 empty] | 0 | 1165246.7199 | 0 | 1165246.7199 | 0 | 27: SL; 28: Streetlighting; 29: GS; 30: 0; 31: 6.0455; 40: 0; 41: 6638376.9877; 42: 0; 43: 6638376.9877; 44: 0; 46: 5473130.2678; 47: 0; 48: 5473130.2678; 49: 0
TL | Traffic Control Signal Lights | GS | 995.0922 | 1.0612 | [8 empty] | 0 | 38104.5614 | 0 | 38104.5614 | 0 | 27: TL; 28: Traffic Control Signal Lights; 29: GS; 30: 0; 31: 6.5685; 40: 0; 41: 235860.3661; 42: 0; 43: 235860.3661; 44: 0; 46: 197755.8047; 47: 0; 48: 197755.8047; 49: 0
N99 | Unmetered Supply | GS | 995.0922 |  |  |  |  | 1.0612 |  |  |  |  | 288825.5031 | 270205.0506 | 0 | 559030.5537 | 0 | 27: N99; 28: Unmetered Supply; 29: GS; 30: 0; 35: 6.5685; 40: 0; 41: 1672520.5561; 42: 0; 43: 1672520.5561; 44: 0; 46: 1113490.0023; 47: -288825.5031; 48: 1402315.5054; 49: 0
NW | Nightwatch | GS | 995.0922 | 1.0612 | [8 empty] | 0 | 55713.4996 | 0 | 55713.4996 | 0 | 27: NW; 28: Nightwatch; 29: GS; 30: 0; 31: 5.0574; 40: 0; 41: 265521.4071; 42: 0; 43: 265521.4071; 44: 0; 46: 209807.9075; 47: 0; 48: 209807.9075; 49: 0
[13 empty] | 708457799.4278 | 73493620.473 | 62359696.9369 | 844311116.8377 | 25812134.0931 | 40: 225047277.3305; 41: 489630094.7069; 42: 129633744.8002; 43: 844311116.8377; 44: 23459758.883; 46: 0; 47: -483410522.0973; 48: 416136474.234; 49: 67274047.8633
Target Residual Cost Tariffs | [17 empty] | 27: Forecast Residual Cost Tariffs
Code | Name | Residual Type | Fixed ($pa) | Single and ToU Consumption (c/kWh) |  |  |  | Step Consumption (c/kWh) |  | Demand ($/kVA kW /mth) |  |  | Fixed | Energy | Demand | Target Residual Cost | CRNP | 27: Code; 28: Name; 29: Residual Type; 30: Fixed ($pa); 31: Single and ToU Consumption (c/kWh); 35: Step Consumption (c/kWh); 37: Demand ($/kVA kW /mth); 40: Fixed; 41: Energy; 42: Demand; 43: Actual Residual Cost; 44: CRNP
|  |  |  | Non-TOU | High Peak / Peak | Low Peak / Shoulder | Off-peak | Step 1 | Step 2 | High Season | Low Season | [6 empty] | 31: Non-TOU; 32: High Peak / Peak; 33: Low Peak / Shoulder; 34: Off-peak; 35: Step 1; 36: Step 2; 37: High Season; 38: Low Season
Small LV Tariff Class | [12 empty] | 437498413.8334 | 0 | 0 | 437498413.8334 | 0 | 27: Small LV Tariff Class; 40: 156994549.709; 41: 374021655.0282; 42: -5804577.5946; 43: 525211627.1427; 44: 0
N70 | Residential Flat | Residential | 345.515 |  |  |  |  | 0 |  |  |  |  | 309703250.1966 | 0 | 0 | 309703250.1966 | 0 | 27: N70; 28: Residential Flat; 29: Residential; 30: 141.4375; 35: 5.8901; 40: 126777868.0337; 41: 265276882.7368; 42: 0; 43: 392054750.7705; 44: 0
N705 | Residential TOU (Interval data) | Residential | 345.515 |  | 0 | 0 | 0 | [5 empty] | 13475.0845 | 0 | 0 | 13475.0845 | 0 | 27: N705; 28: Residential TOU (Interval data); 29: Residential; 30: 151.8035; 32: 6.6562; 33: 6.6562; 34: 6.6562; 40: 5920.3365; 41: 21296.3874; 42: 0; 43: 27216.7239; 44: 0
N706 | Residential TOU (Basic data) | Residential | 345.515 |  | 0 | 0 | 0 | [5 empty] | 345.515 | 0 | 0 | 345.515 | 0 | 27: N706; 28: Residential TOU (Basic data); 29: Residential; 30: 151.8035; 32: 6.6562; 33: 6.6562; 34: 6.6562; 40: 151.8035; 41: 1595.3314; 42: 0; 43: 1747.1349; 44: 0
N50 | Control load 1 | CL | 77.5176 | 0 | [8 empty] | 18061860.6881 | 0 | 0 | 18061860.6881 | 0 | 27: N50; 28: Control load 1; 29: CL; 30: 11.826; 31: 0.875; 40: 2755498.6814; 41: 4018479.9575; 42: 0; 43: 6773978.6389; 44: 0
N54 | Control load 2 | CL | 77.5176 | 0 | [8 empty] | 8024254.6105 | 0 | 0 | 8024254.6105 | 0 | 27: N54; 28: Control load 2; 29: CL; 30: 11.826; 31: 2.5259; 40: 1224171.9378; 41: 5842893.2899; 42: 0; 43: 7067065.2277; 44: 0
NC1 | Residential / CL1 | Residential | 345.515 | 0 |  |  |  | 0 |  |  |  |  | 2759282.6877 | 0 | 0 | 2759282.6877 | 0 | 27: NC1; 28: Residential / CL1; 29: Residential; 30: 153.2635; 31: 0.875; 35: 5.8901; 40: 1223962.311; 41: 2520053.3618; 42: 0; 43: 3744015.6728; 44: 0
NC2 | Residential / CL2 | Residential | 345.515 | 0 |  |  |  | 0 |  |  |  |  | 934618.0403 | 0 | 0 | 934618.0403 | 0 | 27: NC2; 28: Residential / CL2; 29: Residential; 30: 153.2635; 31: 2.5259; 35: 5.8901; 40: 414577.7675; 41: 986130.9172; 42: 0; 43: 1400708.6847; 44: 0
N90 | General Supply Block | GS | 995.0922 |  |  |  |  | 0 | 0 |  |  |  | 71327905.0962 | 0 | 0 | 71327905.0962 | 0 | 27: N90; 28: General Supply Block; 29: GS; 30: 202.429; 35: 5.4103; 36: 6.4616; 40: 14510049.3165; 41: 69285698.1165; 42: 0; 43: 83795747.433; 44: 0
NC3 | General Supply / CL1 | GS | 995.0922 | 0 |  |  |  | 0 | 0 |  |  |  | 34569.5021 | 0 | 0 | 34569.5021 | 0 | 27: NC3; 28: General Supply / CL1; 29: GS; 30: 214.255; 31: 0.875; 35: 5.4103; 36: 6.4616; 40: 7443.2187; 41: 30032.8872; 42: 0; 43: 37476.1059; 44: 0
NC4 | General Supply / CL2 | GS | 995.0922 | 0 |  |  |  | 0 | 0 |  |  |  | 9343.9155 | 0 | 0 | 9343.9155 | 0 | 27: NC4; 28: General Supply / CL2; 29: GS; 30: 214.255; 31: 2.5259; 35: 5.4103; 36: 6.4616; 40: 2011.8545; 41: 4541.7921; 42: 0; 43: 6553.6465; 44: 0
N84 | GS TOU (Basic data) | GS | 995.0922 |  | 0 | 0 | 0 | [5 empty] | 103157.8886 | 0 | 0 | 103157.8886 | 0 | 27: N84; 28: GS TOU (Basic data); 29: GS; 30: 217.394; 32: 5.622; 33: 5.622; 34: 5.622; 40: 22536.5113; 41: 407375.4918; 42: 0; 43: 429912.0032; 44: 0
N845 | GS TOU (Interval data) | GS | 995.0922 |  | 0 | 0 | 0 | [5 empty] | -663.3948 | 0 | 0 | -663.3948 | 0 | 27: N845; 28: GS TOU (Interval data); 29: GS; 30: 217.394; 32: 5.622; 33: 5.622; 34: 5.622; 40: -144.9293; 41: -20417.3274; 42: 0; 43: -20562.2567; 44: 0
N71 | Residential STOU | Residential | 345.515 |  | 0 | 0 | 0 | [5 empty] | 193012.7339 | 0 | 0 | 193012.7339 | 0 | 27: N71; 28: Residential STOU; 29: Residential; 30: 151.8035; 32: 5.2821; 33: 5.2821; 34: 5.2821; 40: 84800.9772; 41: 147862.2481; 42: 0; 43: 232663.2253; 44: 0
N72 | Residential Demand | Residential | 345.515 |  |  |  |  | 0 |  | 0 | 0 |  | 104570.1109 | 0 | 0 | 104570.1109 | 0 | 27: N72; 28: Residential Demand; 29: Residential; 30: 151.8035; 35: 3.4851; 37: -0.0032577; 38: 0.0024571; 40: 45943.3293; 41: 53240.5384; 42: 0.082446; 43: 99183.9502; 44: 0
N73 | Residential Transitional Demand | Residential | 345.515 |  |  |  |  | 0 |  | 0 | 0 |  | 18966681.2794 | 0 | 0 | 18966681.2794 | 0 | 27: N73; 28: Residential Transitional Demand; 29: Residential; 30: 151.8035; 35: 5.1174; 37: -2.7043; 38: -0.83704; 40: 8333093.2328; 41: 14121968.9384; 42: -3825582.2318; 43: 18629479.9394; 44: 0
N91 | GS STOU | GS | 995.0922 |  | 0 | 0 | 0 | [5 empty] | 100613.7696 | 0 | 0 | 100613.7696 | 0 | 27: N91; 28: GS STOU; 29: GS; 30: 217.394; 32: 5.252; 33: 5.252; 34: 5.252; 40: 21980.7073; 41: 103275.0623; 42: 0; 43: 125255.7696; 44: 0
N92 | GS Demand | GS | 995.0922 |  |  |  |  | 0 |  | 0 | 0 |  | 2668847.1582 | 0 | 0 | 2668847.1582 | 0 | 27: N92; 28: GS Demand; 29: GS; 30: 217.394; 35: 3.2337; 37: 0.0040092; 38: -0.00067485; 40: 583052.8819; 41: 1644600.4386; 42: 280.7642; 43: 2227934.0848; 44: 0
N93 | GS Transitional Demand | GS | 995.0922 |  |  |  |  | 0 |  | 0 | 0 |  | 4493288.9513 | 0 | 0 | 4493288.9513 | 0 | 27: N93; 28: GS Transitional Demand; 29: GS; 30: 217.394; 35: 4.642; 37: -4.0475; 38: -1.2417; 40: 981631.7373; 41: 9576144.8603; 42: -1979276.2095; 43: 8578500.3881; 44: 0
Large LV Tariff Class | [12 empty] | 177658556.6526 | 0 | 0 | 177658556.6526 | 0 | 27: Large LV Tariff Class; 40: 50167767.37; 41: 27859764.6226; 42: 35043288.3712; 43: 113070820.3638; 44: 0
N19 | LV STOU Demand | N19 | 29276.7205 |  | 0 | 0 | 0 |  |  | 0 | 0 |  | 177453619.6092 | 0 | 0 | 177453619.6092 | 0 | 27: N19; 28: LV STOU Demand; 29: N19; 30: 8267.25; 32: 0.70486; 33: 0.70494; 34: 0.7049; 37: 3.2159; 38: 3.1942; 40: 50109896.62; 41: 27709753.4516; 42: 35043288.3712; 43: 112862938.4428; 44: 0
N89 | LV STOU Transitional | N19 | 29276.7205 |  | 0 | 0 | 0 | [5 empty] | 204937.0434 | 0 | 0 | 204937.0434 | 0 | 27: N89; 28: LV STOU Transitional; 29: N19; 30: 8267.25; 32: 7.0646; 33: 7.0646; 34: 7.0646; 40: 57870.75; 41: 150011.171; 42: 0; 43: 207881.921; 44: 0
HV Demand Tariff Class | [12 empty] | 44988534.0175 | 0 | 0 | 44988534.0175 | 3266800.6828 | 27: HV Demand Tariff Class; 40: 5448385.1855; 41: 3501515.9893; 42: 20757216.4948; 43: 29707117.6697; 44: 4559215.6846
N29 | HV STOU Demand | N29 | 169098.7449 |  | 0 | 0 | 0 |  |  | 0 | 0 |  | 41721733.3347 | 0 | 0 | 41721733.3347 | 0 | 27: N29; 28: HV STOU Demand; 29: N29; 30: 14231.35; 32: 0.29775; 33: 0.29779; 34: 0.2978; 37: 7.3892; 38: 7.4101; 40: 3511300.9855; 41: 3501527.3474; 42: 18135073.6522; 43: 25147901.9851; 44: 0
`
ST Demand Tariff Class | [12 empty] | 35989623.8768 | 0 | 0 | 35989623.8768 | 7572761.5606 | 27: ST Demand Tariff Class; 40: 6700220.466; 41: 3470511.9947; 42: 16829621.2913; 43: 27000353.752; 44: 9776945.8788
N39 | ST STOU Demand | N39 | 522753.1699 |  | 0 | 0 | 0 |  |  | 0 | 0 |  | 27371355.9764 | 0 | 0 | 27371355.9764 | 0 | 27: N39; 28: ST STOU Demand; 29: N39; 30: 22334.35; 32: 0.16237; 33: 0.16244; 34: 0.1624; 37: 6.2883; 38: 6.301; 40: 1169426.566; 41: 1440734.7451; 42: 12794731.7644; 43: 15404893.0755; 44: 0
Inter-Distributor Transfer Tariff Class | [12 empty] | 12033845.5444 | 0 | 0 | 12033845.5444 | 12033845.5444 | 27: Inter-Distributor Transfer Tariff Class; 40: 5736354.6; 41: 17.1137; 42: 448499.3006; 43: 6184871.0143; 44: 6184871.0143
Unmetered Tariff Class | [12 empty] | 288825.5031 | 0 | 0 | 288825.5031 | 0 | 27: Unmetered Tariff Class; 40: 0; 41: 7283009.4854; 42: 0; 43: 7283009.4854; 44: 0
SL | Streetlighting | GS | 995.0922 | 0 | [8 empty] | 0 | 0 | 0 | 0 | 0 | 27: SL; 28: Streetlighting; 29: GS; 30: 0; 31: 4.9843; 40: 0; 41: 5473130.2678; 42: 0; 43: 5473130.2678; 44: 0
TL | Traffic Control Signal Lights | GS | 995.0922 | 0 | [8 empty] | 0 | 0 | 0 | 0 | 0 | 27: TL; 28: Traffic Control Signal Lights; 29: GS; 30: 0; 31: 5.5073; 40: 0; 41: 197755.8047; 42: 0; 43: 197755.8047; 44: 0
N99 | Unmetered Supply | GS | 995.0922 |  |  |  |  | 0 |  |  |  |  | 288825.5031 | 0 | 0 | 288825.5031 | 0 | 27: N99; 28: Unmetered Supply; 29: GS; 30: 0; 35: 5.5073; 40: 0; 41: 1402315.5054; 42: 0; 43: 1402315.5054; 44: 0
NW | Nightwatch | GS | 995.0922 | 0 | [8 empty] | 0 | 0 | 0 | 0 | 0 | 27: NW; 28: Nightwatch; 29: GS; 30: 0; 31: 3.9962; 40: 0; 41: 209807.9075; 42: 0; 43: 209807.9075; 44: 0
[13 empty] | 708457799.4278 | 0 | 0 | 708457799.4278 | 22873407.7877 | 40: 225047277.3305; 41: 416136474.234; 42: 67274047.8633; 43: 708457799.4278; 44: 20521032.5776
LRMC Tariffs
Code | Name | Residual Type | Fixed ($pa) | Single and ToU Consumption (c/kWh) |  |  |  | Step Consumption (c/kWh) |  | Demand ($/kVA kW /mth) |  |  | Fixed | Energy | Demand | Total LRMC | CRNP
|  |  |  | Non-TOU | High Peak / Peak | Low Peak / Shoulder | Off-peak | Step 1 | Step 2 | High Season | Low Season
Small LV Tariff Class | [12 empty] | 0 | 61920655.7967 | 9393154.8684 | 71313810.6651 | 0
N70 | Residential Flat | Residential | 0 |  |  |  |  | 1.0612 |  |  |  |  | 0 | 47792892.0622 | 0 | 47792892.0622 | 0
N705 | Residential TOU (Interval data) | Residential | 0 |  | 4.7997 | 0.46643 | 0 | [5 empty] | 0 | 3089.031 | 0 | 3089.031 | 0
N706 | Residential TOU (Basic data) | Residential | 0 |  | 4.7997 | 0.46643 | 0 | [5 empty] | 0 | 333.7668 | 0 | 333.7668 | 0
N50 | Control load 1 | CL | 0 | 0 | [8 empty] | 0 | 0 | 0 | 0 | 0
N54 | Control load 2 | CL | 0 | 0.052957 | [8 empty] | 0 | 122497.7877 | 0 | 122497.7877 | 0
NC1 | Residential / CL1 | Residential | 0 | 0 |  |  |  | 1.0612 |  |  |  |  | 0 | 426750.2449 | 0 | 426750.2449 | 0
NC2 | Residential / CL2 | Residential | 0 | 0.052957 |  |  |  | 1.0612 |  |  |  |  | 0 | 151588.1152 | 0 | 151588.1152 | 0
N90 | General Supply Block | GS | 0 |  |  |  |  | 1.0612 | 1.0612 |  |  |  | 0 | 13271178.1026 | 0 | 13271178.1026 | 0
NC3 | General Supply / CL1 | GS | 0 | 0 |  |  |  | 1.0612 | 1.0612 |  |  |  | 0 | 5789.2241 | 0 | 5789.2241 | 0
NC4 | General Supply / CL2 | GS | 0 | 0.052957 |  |  |  | 1.0612 | 1.0612 |  |  |  | 0 | 787.589 | 0 | 787.589 | 0
N84 | GS TOU (Basic data) | GS | 0 |  | 4.7997 | 0.46643 | 0 | [5 empty] | 0 | 93928.9446 | 0 | 93928.9446 | 0
N845 | GS TOU (Interval data) | GS | 0 |  | 4.7997 | 0.46643 | 0 | [5 empty] | 0 | -4287.3684 | 0 | -4287.3684 | 0
N71 | Residential STOU | Residential | 0 |  | 12.6353 | 3.82 | 0 | [5 empty] | 0 | 36820.3485 | 0 | 36820.3485 | 0
N72 | Residential Demand | Residential | 0 |  |  |  |  | 0 |  | 4.1643 | 1.275 |  | 0 | 0 | 32987.9351 | 32987.9351 | 0
N73 | Residential Transitional Demand | Residential | 0 |  |  |  |  | 0 |  | 4.1643 | 1.275 |  | 0 | 0 | 5871520.6603 | 5871520.6603 | 0
N91 | GS STOU | GS | 0 |  | 12.6353 | 3.82 | 0 | [5 empty] | 0 | 19287.9486 | 0 | 19287.9486 | 0
N92 | GS Demand | GS | 0 |  |  |  |  | 0 |  | 5.7265 | 1.7527 |  | 0 | 0 | 690054.7953 | 690054.7953 | 0
N93 | GS Transitional Demand | GS | 0 |  |  |  |  | 0 |  | 5.7265 | 1.7527 |  | 0 | 0 | 2798591.4776 | 2798591.4776 | 0
Large LV Tariff Class | [12 empty] | 0 | 9017728.8928 | 48865952.8367 | 57883681.7295 | 0
N19 | LV STOU Demand | N19 | 0 |  | 2.0052 | 1.4146 | 0 |  |  | 5.2886 | 3.7773 |  | 0 | 8998567.9665 | 48865952.8367 | 57864520.8032 | 0
N89 | LV STOU Transitional | N19 | 0 |  | 10.0282 | 7.0749 | 0 | [5 empty] | 0 | 19160.9263 | 0 | 19160.9263 | 0
HV Demand Tariff Class | [12 empty] | 0 | 276855.6592 | 1199138.0278 | 1475993.6869 | 323904.6129
N29 | HV STOU Demand | N29 | 0 |  | 0.17415 | 0.12221 | 0 |  |  | 0.45828 | 0.32793 |  | 0 | 212273.1782 | 939815.8958 | 1152089.074 | 0
ST Demand Tariff Class | [12 empty] | 0 | 573610.7567 | 2116900.6351 | 2690511.3918 | 1654771.5875
N39 | ST STOU Demand | N39 | 0 |  | 0.16193 | 0.11406 | 0 |  |  | 0.42773 | 0.30552 |  | 0 | 145415.6177 | 726413.6101 | 871829.2278 | 0
Inter-Distributor Transfer Tariff Class | [12 empty] | 0 | 175499.5361 | 784550.5689 | 960050.105 | 960050.105
Unmetered Tariff Class | [12 empty] | 0 | 1529269.8314 | 0 | 1529269.8314 | 0
SL | Streetlighting | GS | 0 | 1.0612 | [8 empty] | 0 | 1165246.7199 | 0 | 1165246.7199 | 0
TL | Traffic Control Signal Lights | GS | 0 | 1.0612 | [8 empty] | 0 | 38104.5614 | 0 | 38104.5614 | 0
N99 | Unmetered Supply | GS | 0 |  |  |  |  | 1.0612 |  |  |  |  | 0 | 270205.0506 | 0 | 270205.0506 | 0
NW | Nightwatch | GS | 0 | 1.0612 | [8 empty] | 0 | 55713.4996 | 0 | 55713.4996 | 0
[13 empty] | 0 | 73493620.473 | 62359696.9369 | 135853317.4098 | 2938726.3054
Forecast Volumes |  |  | Hardcoded volumes per 2020-21 TSS Principles Model (which matches the 2020-21 IPS)
Code | Name | Residual Type | Fixed ($pa) | Single and ToU Consumption (c/kWh) |  |  |  | Step Consumption (c/kWh) |  | Demand ($/kVA kW /mth) |  |  | Fixed | Energy | Demand |  | Energy Propn by Class (SA & AC)
|  |  |  | Non-TOU | High Peak / Peak | Low Peak / Shoulder | Off-peak | Step 1 | Step 2 | High Season | Low Season
Small LV Tariff Class | [12 empty] | 1378482.9367 | 7070227.9831 | 3372122.1965
N70 | Residential Flat | Residential | 896352.58 |  |  |  |  | 4503758.6466 |  |  |  |  | 896352.58 | 4503758.6466 | 0 |  | 63.7%
N705 | Residential TOU (Interval data) | Residential | 39 |  | 57.9323 | 66.1254 | 195.8911 | [5 empty] | 39 | 319.9488 | 0 |  | 0.004525%
N706 | Residential TOU (Basic data) | Residential | 1 |  | 6.4242 | 5.4502 | 12.0933 | [5 empty] | 1 | 23.9677 | 0 |  | 0.000339%
N50 | Control load 1 | CL | 233003.44 | 459254.8523 | [8 empty] | 233003.44 | 459254.8523 | 0 |  | 6.496%
N54 | Control load 2 | CL | 103515.3 | 231315.3312 | [8 empty] | 103515.3 | 231315.3312 | 0 |  | 3.272%
NC1 | Residential / CL1 | Residential | 7986 | 17297.6436 |  |  |  | 40214.7688 |  |  |  |  | 7986 | 57512.4124 | 0 |  | 0.8134%
NC2 | Residential / CL2 | Residential | 2705 | 6484.4634 |  |  |  | 13961.2908 |  |  |  |  | 2705 | 20445.7542 | 0 |  | 0.2892%
N90 | General Supply Block | GS | 71679.6967 |  |  |  |  | 1096155.056 | 154453.1527 |  |  |  | 71679.6967 | 1250608.2087 | 0 |  | 17.69%
NC3 | General Supply / CL1 | GS | 34.74 | 59.0901 |  |  |  | 545.547 | 0 |  |  |  | 34.74 | 604.6371 | 0 |  | 0.008552%
NC4 | General Supply / CL2 | GS | 9.39 | 23.3312 |  |  |  | 73.0541 | 0 |  |  |  | 9.39 | 96.3852 | 0 |  | 0.001363%
N84 | GS TOU (Basic data) | GS | 103.6667 |  | 1754.3828 | 2084.5793 | 3407.1576 | [5 empty] | 103.6667 | 7246.1197 | 0 |  | 0.1025%
N845 | GS TOU (Interval data) | GS | -0.66667 |  | -79.5124 | -100.9749 | -182.6822 | [5 empty] | -0.66667 | -363.1695 | 0 |  | -0.005137%
N71 | Residential STOU | Residential | 558.6233 |  | 200.824 | 299.6184 | 2298.8696 | [5 empty] | 558.6233 | 2799.312 | 0 |  | 0.03959%
N72 | Residential Demand | Residential | 302.65 |  |  |  |  | 1527.6617 |  | 5627.0673 | 7494.161 |  | 302.65 | 1527.6617 | 13121.2282 |  | 0.02161%
N73 | Residential Transitional Demand | Residential | 54893.9467 |  |  |  |  | 275959.8417 |  | 981803.0246 | 1398415.5539 |  | 54893.9467 | 275959.8417 | 2380218.5785 |  | 3.903%
N91 | GS STOU | GS | 101.11 |  | 109.6952 | 142.0819 | 1714.6199 | [5 empty] | 101.11 | 1966.397 | 0 |  | 0.02781%
N92 | GS Demand | GS | 2682.01 |  |  |  |  | 50858.1637 |  | 87938.7059 | 106394.2952 |  | 2682.01 | 50858.1637 | 194333.0011 |  | 0.7193%
N93 | GS Transitional Demand | GS | 4515.45 |  |  |  |  | 206293.5127 |  | 358271.944 | 426177.4446 |  | 4515.45 | 206293.5127 | 784449.3886 |  | 2.918%
Large LV Tariff Class | [12 empty] | 6068.2533 | 3933139.9025 | 10936849.6962
N19 | LV STOU Demand | N19 | 6061.2533 |  | 231967.9517 | 307307.0032 | 3391741.5272 |  |  | 4998691.1616 | 5938158.5346 |  | 6061.2533 | 3931016.4821 | 10936849.6962 |  | 99.95%
N89 | LV STOU Transitional | N19 | 7 |  | 104.9408 | 122.0833 | 1896.3963 | [5 empty] | 7 | 2123.4204 | 0 |  | 0.05399%
HV Demand Tariff Class | [12 empty] | 252.73 | 1580779.6018 | 3127182.0635
N29 | HV STOU Demand | N29 | 246.73 |  | 61153.848 | 86553.1965 | 1028103.4558 |  |  | 1045591.2 | 1404705.687 |  | 246.73 | 1175810.5004 | 2450296.887 |  | 74.38%
ST Demand Tariff Class | [12 empty] | 63.36 | 2858019.6346 | 5913128.372
N39 | ST STOU Demand | N39 | 52.36 |  | 44198.6583 | 64742.641 | 778202.4086 |  |  | 863208.5272 | 1169126.9062 |  | 52.36 | 887143.7079 | 2032335.4334 |  | 31.04%
Inter-Distributor Transfer Tariff Class | [12 empty] | 5 | 936091.3782 | 2185429.5511
Unmetered Tariff Class | [12 empty] | 290.25 | 144110.5974 | 0
SL | Streetlighting | GS | 0 | 109806.914 | [8 empty] | 0 | 109806.914 | 0 |  | 76.2%
TL | Traffic Control Signal Lights | GS | 0 | 3590.7797 | [8 empty] | 0 | 3590.7797 | 0 |  | 2.492%
N99 | Unmetered Supply | GS | 290.25 |  |  |  |  | 25462.7473 |  |  |  |  | 290.25 | 25462.7473 | 0 |  | 17.67%
NW | Nightwatch | GS | 0 | 5250.1563 | [8 empty] | 0 | 5250.1563 | 0 |  | 3.643%
[13 empty] | 1385162.53 | 16522369.0974 | 25534711.8793

## FY22
TSS Principles Model
Inputs
Key |  |  | Import
Input
Calc.
Year |  |  | FY22
CPI |  | % | 0.8606%
Revenue Allowance |  | $ | 827174252.3452
Revenue from LRMC |  | $ | 134973073.3019
Residual Costs |  | $ | 692201179.0433
Residual Costs to CRNP |  | $ | 22348543.3461
Residual Costs to Non-CRNP |  | $ | 669852635.6972
1 | 2 | 3 | 4 | 5 | 6 | 7 | 8 | 9 | 10 | 11 | 12 | 13 | 14 | 15 | 16 | 17 | 18 | 24 | 25 | 26 | 27 | 28 | 29 | 30 | 31 | 32 | 33 | 34 | 35 | 36 | 37 | 38 | 39 | 40 | 41 | 42 | 43 | 44 | 45 | 46 | 47 | 48 | 49
Residual Costs | [8 empty] | Volumes |  |  |  | Prices
Residual Type |  | Allocation % | Target Residual Cost to Tariff Type | Fixed | Energy | Demand | Target Residual Cost to Charging Parameter |  | Fixed | Energy | Demand |  | Fixed | Energy | Demand
Residential |  | 48.52% | 325041506.4104 | 325041506.4104 | 0 | 0 | 325041506.4104 |  | 978821.16 | 5086043.1507 | 2245412.6738 |  | 332.0745 | 0 | 0
CL |  | 3.805% | 25487530.4936 | 25487530.4936 | 0 | 0 | 25487530.4936 |  | 333854.11 | 739224.0873 | 0 |  | 76.3433 | 0 | 0
GS |  | 11.53% | 77212521.568 | 77212521.568 | 0 | 0 | 77212521.568 |  | 82072.21 | 1686361.9157 | 1099467.4582 |  | 940.7876 | 0 | 0
N19 |  | 25.91% | 173581916.2149 | 173581916.2149 | 0 | 0 | 173581916.2149 |  | 5738.5467 | 3842405.495 | 9889843.0181 |  | 30248.4107 | 0 | 0
N29 |  | 6.086% | 40764365.9642 | 40764365.9642 | 0 | 0 | 40764365.9642 |  | 251 | 1213069.4306 | 2666798.2054 |  | 162407.8325 | 0 | 0
N39 |  | 4.145% | 27764795.0462 | 27764795.0462 | 0 | 0 | 27764795.0462 |  | 54.65 | 1208922.2219 | 2343162.0582 |  | 508047.4848 | 0 | 0
CRNP |  |  | 22348543.3461 | 22348543.3461 | 0 | 0 | 22348543.3461 |  | 20 | 3100703.0254 | 6365612.362
|  |  | 692201179.0433 | 692201179.0433 | 0 | 0 | 692201179.0433 |  | 1400811.6767 | 16876729.3265 | 24610295.7756
Target Tariffs | [17 empty] | 27: Forecast Tariffs
Code | Name | Residual Type | Fixed ($pa) | Single and ToU Consumption (c/kWh) |  |  |  | Step Consumption (c/kWh) |  | Demand ($/kVA kW /mth) |  |  | Fixed | Energy | Demand | Target Tariff Revenue | CRNP |  |  |  | Code | Name | Residual Type | Fixed ($pa) | Single and ToU Consumption (c/kWh) |  |  |  | Step Consumption (c/kWh) |  | Demand ($/kVA kW /mth) |  |  | Fixed | Energy | Demand | Actual Tariff Revenue | CRNP |  | Variance from Target | Fixed | Energy | Demand
|  |  |  | Non-TOU | High Peak / Peak | Low Peak / Shoulder | Off-peak | Step 1 | Step 2 | High Season | Low Season | [6 empty] | 31: Non-TOU; 32: High Peak / Peak; 33: Low Peak / Shoulder; 34: Off-peak; 35: Step 1; 36: Step 2; 37: High Season; 38: Low Season
Small LV Tariff Class | [12 empty] | 427460770.9899 | 65123367.2425 | 9513557.8073 | 502097696.0397 | 0 | 27: Small LV Tariff Class; 40: 167767425.9214; 41: 415954660.7161; 42: 5154838.7242; 43: 588876925.3617; 44: 0; 46: 86779229.322; 47: -259693345.0685; 48: 350831293.4736; 49: -4358719.0831
N70 | Residential Flat | Residential | 332.0745 |  |  |  |  | 1.0703 |  |  |  |  | 306327798.995 | 51004632.5094 | 0 | 357332431.5044 | 0 | 27: N70; 28: Residential Flat; 29: Residential; 30: 148.482; 35: 6.3292; 40: 136969776.2752; 41: 301612096.8874; 42: 0; 43: 438581873.1626; 44: 0; 46: 81249441.6582; 47: -169358022.7198; 48: 250607464.3781; 49: 0
N705 | Residential TOU (Interval data) | Residential | 332.0745 |  | 4.841 | 0.47044 | 0 | [5 empty] | 0 | 0 | 0 | 0 | 0 |  |  |  | N705 | Residential TOU (Interval data) | Residential | 155.563 |  | 11.83 | 7.4594 | 6.989 | [5 empty] | 0 | 0 | 0 | 0 | 0 |  | 0 | 0 | 0 | 0
N706 | Residential TOU (Basic data) | Residential | 332.0745 |  | 4.841 | 0.47044 | 0 | [5 empty] | 0 | 0 | 0 | 0 | 0 |  |  |  | N706 | Residential TOU (Basic data) | Residential | 155.563 |  | 11.83 | 7.4594 | 6.989 | [5 empty] | 0 | 0 | 0 | 0 | 0 |  | 0 | 0 | 0 | 0
N50 | Control load 1 | CL | 76.3433 | 0 | [8 empty] | 17640077.1576 | 0 | 0 | 17640077.1576 | 0 | 27: N50; 28: Control load 1; 29: CL; 30: 13.578; 31: 1.0258; 40: 3137366.4892; 41: 5047071.5915; 42: 0; 43: 8184438.0807; 44: 0; 46: -9455639.0769; 47: -14502710.6684; 48: 5047071.5915; 49: 0
N54 | Control load 2 | CL | 76.3433 | 0.053413 | [8 empty] | 7847453.3359 | 132042.2367 | 0 | 7979495.5727 | 0 | 27: N54; 28: Control load 2; 29: CL; 30: 13.578; 31: 2.6708; 40: 1395704.6164; 41: 6602507.8945; 42: 0; 43: 7998212.5108; 44: 0; 46: 18716.9382; 47: -6451748.7196; 48: 6470465.6577; 49: 0
NC1 | Residential / CL1 | Residential | 332.0745 | 0 |  |  |  | 1.0703 |  |  |  |  | 2475449.0489 | 408329.9718 | 0 | 2883779.0207 | 0 | 27: NC1; 28: Residential / CL1; 29: Residential; 30: 162.06; 31: 1.0258; 35: 6.3292; 40: 1208076.27; 41: 2570706.387; 42: 0; 43: 3778782.657; 44: 0; 46: 895003.6363; 47: -1267372.7789; 48: 2162376.4151; 49: 0
NC2 | Residential / CL2 | Residential | 332.0745 | 0.053413 |  |  |  | 1.0703 |  |  |  |  | 843967.2356 | 153759.5605 | 0 | 997726.7961 | 0 | 27: NC2; 28: Residential / CL2; 29: Residential; 30: 162.06; 31: 2.6708; 35: 6.3292; 40: 411875.49; 41: 1026680.2771; 42: 0; 43: 1438555.7671; 44: 0; 46: 440828.971; 47: -432091.7456; 48: 872920.7166; 49: 0
N90 | General Supply Block | GS | 940.7876 |  |  |  |  | 1.0703 | 1.0703 |  |  |  | 72091337.7238 | 13319913.8193 | 0 | 85411251.5431 | 0 | 27: N90; 28: General Supply Block; 29: GS; 30: 212.5395; 35: 5.9732; 36: 7.2971; 40: 16286626.2921; 41: 75857764.1068; 42: 0; 43: 92144390.3989; 44: 0; 46: 6733138.8558; 47: -55804711.4317; 48: 62537850.2875; 49: 0
NC3 | General Supply / CL1 | GS | 940.7876 | 0 |  |  |  | 1.0703 | 1.0703 |  |  |  | 28223.6295 | 8914.2174 | 0 | 37137.8469 | 0 |  |  |  | NC3 | General Supply / CL1 | GS | 226.1175 | 1.0258 |  |  |  | 5.9732 | 7.2971 |  |  |  | 6783.525 | 50735.2185 | 0 | 57518.7435 | 0 |  | 20380.8966 | -21440.1045 | 41821.0011 | 0
NC4 | General Supply / CL2 | GS | 940.7876 | 0.053413 |  |  |  | 1.0703 | 1.0703 |  |  |  | 6585.5135 | 1190.1828 | 0 | 7775.6963 | 0 |  |  |  | NC4 | General Supply / CL2 | GS | 226.1175 | 2.6708 |  |  |  | 5.9732 | 7.2971 |  |  |  | 1582.8225 | 7102.4339 | 0 | 8685.2564 | 0 |  | 909.56 | -5002.691 | 5912.2511 | 0
N84 | GS TOU (Basic data) | GS | 940.7876 |  | 4.841 | 0.47044 | 0 | [5 empty] | 0 | 0 | 0 | 0 | 0 |  |  |  | N84 | GS TOU (Basic data) | GS | 222.796 |  | 10.7441 | 6.3735 | 5.9031 | [5 empty] | 0 | 0 | 0 | 0 | 0 |  | 0 | 0 | 0 | 0
N845 | GS TOU (Interval data) | GS | 940.7876 |  | 4.841 | 0.47044 | 0 | [5 empty] | 0 | 0 | 0 | 0 | 0 |  |  |  | N845 | GS TOU (Interval data) | GS | 222.796 |  | 10.7441 | 6.3735 | 5.9031 | [5 empty] | 0 | 0 | 0 | 0 | 0 |  | 0 | 0 | 0 | 0
N71 | Residential STOU | Residential | 332.0745 |  | 12.7441 | 3.8529 | 0 | [5 empty] | 124830.1096 | 27043.6309 | 0 | 151873.7405 | 0 |  |  |  | N71 | Residential STOU | Residential | 155.563 |  | 17.6 | 8.7088 | 4.8559 | [5 empty] | 58477.6873 | 124457.3953 | 0 | 182935.0826 | 0 |  | 31061.3422 | -66352.4223 | 97413.7644 | 0
N72 | Residential Demand | Residential | 332.0745 |  |  |  |  | 0 |  | 4.2001 | 1.286 |  | 170045.3678 | 0 | 63076.9766 | 233122.3444 | 0 |  |  |  | N72 | Residential Demand | Residential | 155.563 |  |  |  |  | 2.851 |  | 4.4165 | 1.4965 |  | 79659.1454 | 78683.5915 | 68438.5739 | 226781.3107 | 0 |  | -6341.0337 | -90386.2224 | 78683.5915 | 5361.5973
N73 | Residential Transitional Demand | Residential | 332.0745 |  |  |  |  | 0 |  | 4.2001 | 1.286 |  | 15099415.6535 | 0 | 5520880.2547 | 20620295.9081 | 0 |  |  |  | N73 | Residential Transitional Demand | Residential | 155.563 |  |  |  |  | 4.328 |  | 1.9345 | 0.657 |  | 7073444.9431 | 10534408.9947 | 2627274.2162 | 20235128.1541 | 0 |  | -385167.7541 | -8025970.7103 | 10534408.9947 | -2893606.0384
N91 | GS STOU | GS | 940.7876 |  | 12.7441 | 3.8529 | 0 | [5 empty] | 54938.8628 | 67541.1137 | 0 | 122479.9765 | 0 |  |  |  | N91 | GS STOU | GS | 222.796 |  | 17.6681 | 8.7769 | 4.924 | [5 empty] | 13010.5437 | 394987.9931 | 0 | 407998.5369 | 0 |  | 285518.5603 | -41928.319 | 327446.8794 | 0
N92 | GS Demand | GS | 940.7876 |  |  |  |  | 0 |  | 5.7758 | 1.7678 |  | 1568471.762 | 0 | 1298731.1146 | 2867202.8766 | 0 |  |  |  | N92 | GS Demand | GS | 222.796 |  |  |  |  | 3.5158 |  | 5.986 | 1.971 |  | 371443.2632 | 3431750.5208 | 1374539.1776 | 5177732.9617 | 0 |  | 2310530.0851 | -1197028.4988 | 3431750.5208 | 75808.0631
N93 | GS Transitional Demand | GS | 940.7876 |  |  |  |  | 0 |  | 5.7758 | 1.7678 |  | 3182176.5943 | 0 | 2630869.4615 | 5813046.0558 | 0 |  |  |  | N93 | GS Transitional Demand | GS | 222.796 |  |  |  |  | 4.4426 |  | 2.336 | 0.7665 |  | 753598.5582 | 8615707.424 | 1084586.7565 | 10453892.7386 | 0 |  | 4640846.6828 | -2428578.0361 | 8615707.424 | -1546282.705
Large LV Tariff Class | [12 empty] | 173581916.2149 | 8910353.5032 | 44653085.2948 | 227145355.0129 | 0 | 27: Large LV Tariff Class; 40: 52175727.0753; 41: 36052493.9424; 42: 70547128.7456; 43: 158775349.7633; 44: 0; 46: -68370005.2496; 47: -121406189.1396; 48: 27142140.4391; 49: 25894043.4508
N19 | LV STOU Demand | N19 | 30248.4107 |  | 2.0225 | 1.4267 | 0 |  |  | 5.3341 | 3.8098 |  | 173551667.8042 | 8898323.7487 | 44653085.2948 | 227103076.8477 | 0 |  |  |  | N19 | LV STOU Demand | N19 | 9092.15 |  | 2.7275 | 2.1317 | 0.705 |  |  | 7.957 | 6.424 |  | 52166634.9253 | 35981509.7204 | 70547128.7456 | 158695273.3914 | 0 |  | -68407803.4563 | -121385032.8789 | 27083185.9717 | 25894043.4508
N89 | LV STOU Transitional | N19 | 30248.4107 |  | 10.1145 | 7.1357 | 0 | [5 empty] | 30248.4107 | 12029.7545 | 0 | 42278.1652 | 0 |  |  |  | N89 | LV STOU Transitional | N19 | 9092.15 |  | 17.4445 | 14.4657 | 7.33 | [5 empty] | 9092.15 | 70984.2219 | 0 | 80076.3719 | 0 |  | 37798.2067 | -21156.2607 | 58954.4674 | 0
HV Demand Tariff Class | [12 empty] | 43956205.0351 | 283876.4573 | 1296729.5281 | 45536811.0205 | 3519757.8707 | 27: HV Demand Tariff Class; 40: 6099150; 41: 3235283.6175; 42: 23581299.072; 43: 32915732.6895; 44: 4763048.7202; 46: -12621078.331; 47: -37857055.0351; 48: 2951407.1603; 49: 22284569.5439
N29 | HV STOU Demand | N29 | 162407.8325 |  | 0.17565 | 0.12326 | 0 |  |  | 0.46223 | 0.33075 |  | 40764365.9642 | 217983.3473 | 1034703.8384 | 42017053.1498 | 0 |  |  |  | N29 | HV STOU Demand | N29 | 15651.2 |  | 0.4189 | 0.3666 | 0.2433 |  |  | 7.957 | 7.8475 |  | 3928451.2 | 3169388.6372 | 21054844.1321 | 28152683.9693 | 0 |  | -13864369.1805 | -36835914.7642 | 2951405.2899 | 20020140.2938
ST Demand Tariff Class | [12 empty] | 35163788.3032 | 639202.7725 | 2221224.5055 | 38024215.5812 | 9058439.2499 | 27: ST Demand Tariff Class; 40: 7006925.075; 41: 3768548.6022; 42: 20625195.1369; 43: 31400668.814; 44: 11071404.8065; 46: -6623546.7672; 47: -28156863.2282; 48: 3129345.8297; 49: 18403970.6314
N39 | ST STOU Demand | N39 | 508047.4848 |  | 0.16332 | 0.11504 | 0 |  |  | 0.43141 | 0.30815 |  | 26748700.0766 | 153192.107 | 839607.2553 | 27741499.4388 | 0 |  |  |  | N39 | ST STOU Demand | N39 | 24564.5 |  | 0.2762 | 0.2279 | 0.1129 |  |  | 6.8255 | 6.716 |  | 1293320.925 | 1296747.3672 | 15841112.5517 | 18431180.8438 | 0 |  | -9310318.595 | -25455379.1516 | 1143555.2602 | 15001505.2964
Inter-Distributor Transfer Tariff Class | [12 empty] | 11757711.0182 | 140450.6115 | 664759.4306 | 12562921.0603 | 12562921.0603 | 27: Inter-Distributor Transfer Tariff Class; 40: 5709300.8; 41: 140413.6302; 42: 1062210.9663; 43: 6911925.3965; 44: 6911925.3965; 46: -5650995.6637; 47: -6048410.2182; 48: -36.9812; 49: 397451.5357
Unmetered Tariff Class | [12 empty] | 280787.482 | 1526466.1487 | 0 | 1807253.6307 | 0 | 27: Unmetered Tariff Class; 40: 0; 41: 8293650.3201; 42: 0; 43: 8293650.3201; 44: 0; 46: 6486396.6895; 47: -280787.482; 48: 6767184.1715; 49: 0
SL | Streetlighting | GS | 940.7876 | 1.0703 | [8 empty] | 0 | 1148704.9158 | 0 | 1148704.9158 | 0 | 27: SL; 28: Streetlighting; 29: GS; 30: 0; 31: 5.7277; 40: 0; 41: 6147224.247; 42: 0; 43: 6147224.247; 44: 0; 46: 4998519.3312; 47: 0; 48: 4998519.3312; 49: 0
TL | Traffic Control Signal Lights | GS | 940.7876 | 1.0703 | [8 empty] | 0 | 37606.1453 | 0 | 37606.1453 | 0 | 27: TL; 28: Traffic Control Signal Lights; 29: GS; 30: 0; 31: 6.2232; 40: 0; 41: 218656.7515; 42: 0; 43: 218656.7515; 44: 0; 46: 181050.6062; 47: 0; 48: 181050.6062; 49: 0
N99 | Unmetered Supply | GS | 940.7876 |  |  |  |  | 1.0703 |  |  |  |  | 280787.482 | 278746.82 | 0 | 559534.302 | 0 | 27: N99; 28: Unmetered Supply; 29: GS; 30: 0; 35: 6.2232; 40: 0; 41: 1620742.4; 42: 0; 43: 1620742.4; 44: 0; 46: 1061208.098; 47: -280787.482; 48: 1341995.58; 49: 0
NW | Nightwatch | GS | 940.7876 | 1.0703 | [8 empty] | 0 | 61408.2676 | 0 | 61408.2676 | 0 | 27: NW; 28: Nightwatch; 29: GS; 30: 0; 31: 5.3513; 40: 0; 41: 307026.9216; 42: 0; 43: 307026.9216; 44: 0; 46: 245618.654; 47: 0; 48: 245618.654; 49: 0
[13 empty] | 692201179.0433 | 76623716.7356 | 58349356.5663 | 827174252.3452 | 25141118.1809 | 40: 238758528.8717; 41: 467445050.8285; 42: 120970672.645; 43: 827174252.3452; 44: 22746378.9233; 46: 0; 47: -453442650.1716; 48: 390821334.0929; 49: 62621316.0787
Target Residual Cost Tariffs | [17 empty] | 27: Forecast Residual Cost Tariffs
Code | Name | Residual Type | Fixed ($pa) | Single and ToU Consumption (c/kWh) |  |  |  | Step Consumption (c/kWh) |  | Demand ($/kVA kW /mth) |  |  | Fixed | Energy | Demand | Target Residual Cost | CRNP | 27: Code; 28: Name; 29: Residual Type; 30: Fixed ($pa); 31: Single and ToU Consumption (c/kWh); 35: Step Consumption (c/kWh); 37: Demand ($/kVA kW /mth); 40: Fixed; 41: Energy; 42: Demand; 43: Actual Residual Cost; 44: CRNP
|  |  |  | Non-TOU | High Peak / Peak | Low Peak / Shoulder | Off-peak | Step 1 | Step 2 | High Season | Low Season | [6 empty] | 31: Non-TOU; 32: High Peak / Peak; 33: Low Peak / Shoulder; 34: Off-peak; 35: Step 1; 36: Step 2; 37: High Season; 38: Low Season
Small LV Tariff Class | [12 empty] | 427460770.9899 | 0 | 0 | 427460770.9899 | 0 | 27: Small LV Tariff Class; 40: 167767425.9214; 41: 350831293.4736; 42: -4358719.0831; 43: 514240000.3119; 44: 0
N70 | Residential Flat | Residential | 332.0745 |  |  |  |  | 0 |  |  |  |  | 306327798.995 | 0 | 0 | 306327798.995 | 0 | 27: N70; 28: Residential Flat; 29: Residential; 30: 148.482; 35: 5.2589; 40: 136969776.2752; 41: 250607464.3781; 42: 0; 43: 387577240.6533; 44: 0
N705 | Residential TOU (Interval data) | Residential | 332.0745 |  | 0 | 0 | 0 | [5 empty] | 0 | 0 | 0 | 0 | 0 | 27: N705; 28: Residential TOU (Interval data); 29: Residential; 30: 155.563; 32: 6.989; 33: 6.989; 34: 6.989; 40: 0; 41: 0; 42: 0; 43: 0; 44: 0
N706 | Residential TOU (Basic data) | Residential | 332.0745 |  | 0 | 0 | 0 | [5 empty] | 0 | 0 | 0 | 0 | 0 | 27: N706; 28: Residential TOU (Basic data); 29: Residential; 30: 155.563; 32: 6.989; 33: 6.989; 34: 6.989; 40: 0; 41: 0; 42: 0; 43: 0; 44: 0
N50 | Control load 1 | CL | 76.3433 | 0 | [8 empty] | 17640077.1576 | 0 | 0 | 17640077.1576 | 0 | 27: N50; 28: Control load 1; 29: CL; 30: 13.578; 31: 1.0258; 40: 3137366.4892; 41: 5047071.5915; 42: 0; 43: 8184438.0807; 44: 0
N54 | Control load 2 | CL | 76.3433 | 0 | [8 empty] | 7847453.3359 | 0 | 0 | 7847453.3359 | 0 | 27: N54; 28: Control load 2; 29: CL; 30: 13.578; 31: 2.6174; 40: 1395704.6164; 41: 6470465.6577; 42: 0; 43: 7866170.2741; 44: 0
NC1 | Residential / CL1 | Residential | 332.0745 | 0 |  |  |  | 0 |  |  |  |  | 2475449.0489 | 0 | 0 | 2475449.0489 | 0 | 27: NC1; 28: Residential / CL1; 29: Residential; 30: 162.06; 31: 1.0258; 35: 5.2589; 40: 1208076.27; 41: 2162376.4151; 42: 0; 43: 3370452.6851; 44: 0
NC2 | Residential / CL2 | Residential | 332.0745 | 0 |  |  |  | 0 |  |  |  |  | 843967.2356 | 0 | 0 | 843967.2356 | 0 | 27: NC2; 28: Residential / CL2; 29: Residential; 30: 162.06; 31: 2.6174; 35: 5.2589; 40: 411875.49; 41: 872920.7166; 42: 0; 43: 1284796.2066; 44: 0
N90 | General Supply Block | GS | 940.7876 |  |  |  |  | 0 | 0 |  |  |  | 72091337.7238 | 0 | 0 | 72091337.7238 | 0 | 27: N90; 28: General Supply Block; 29: GS; 30: 212.5395; 35: 4.9029; 36: 6.2268; 40: 16286626.2921; 41: 62537850.2875; 42: 0; 43: 78824476.5796; 44: 0
NC3 | General Supply / CL1 | GS | 940.7876 | 0 |  |  |  | 0 | 0 |  |  |  | 28223.6295 | 0 | 0 | 28223.6295 | 0 | 27: NC3; 28: General Supply / CL1; 29: GS; 30: 226.1175; 31: 1.0258; 35: 4.9029; 36: 6.2268; 40: 6783.525; 41: 41821.0011; 42: 0; 43: 48604.5261; 44: 0
NC4 | General Supply / CL2 | GS | 940.7876 | 0 |  |  |  | 0 | 0 |  |  |  | 6585.5135 | 0 | 0 | 6585.5135 | 0 | 27: NC4; 28: General Supply / CL2; 29: GS; 30: 226.1175; 31: 2.6174; 35: 4.9029; 36: 6.2268; 40: 1582.8225; 41: 5912.2511; 42: 0; 43: 7495.0736; 44: 0
N84 | GS TOU (Basic data) | GS | 940.7876 |  | 0 | 0 | 0 | [5 empty] | 0 | 0 | 0 | 0 | 0 | 27: N84; 28: GS TOU (Basic data); 29: GS; 30: 222.796; 32: 5.9031; 33: 5.9031; 34: 5.9031; 40: 0; 41: 0; 42: 0; 43: 0; 44: 0
N845 | GS TOU (Interval data) | GS | 940.7876 |  | 0 | 0 | 0 | [5 empty] | 0 | 0 | 0 | 0 | 0 | 27: N845; 28: GS TOU (Interval data); 29: GS; 30: 222.796; 32: 5.9031; 33: 5.9031; 34: 5.9031; 40: 0; 41: 0; 42: 0; 43: 0; 44: 0
N71 | Residential STOU | Residential | 332.0745 |  | 0 | 0 | 0 | [5 empty] | 124830.1096 | 0 | 0 | 124830.1096 | 0 | 27: N71; 28: Residential STOU; 29: Residential; 30: 155.563; 32: 4.8559; 33: 4.8559; 34: 4.8559; 40: 58477.6873; 41: 97413.7644; 42: 0; 43: 155891.4518; 44: 0
N72 | Residential Demand | Residential | 332.0745 |  |  |  |  | 0 |  | 0 | 0 |  | 170045.3678 | 0 | 0 | 170045.3678 | 0 | 27: N72; 28: Residential Demand; 29: Residential; 30: 155.563; 35: 2.851; 37: 0.21641; 38: 0.21048; 40: 79659.1454; 41: 78683.5915; 42: 5361.5973; 43: 163704.3341; 44: 0
N73 | Residential Transitional Demand | Residential | 332.0745 |  |  |  |  | 0 |  | 0 | 0 |  | 15099415.6535 | 0 | 0 | 15099415.6535 | 0 | 27: N73; 28: Residential Transitional Demand; 29: Residential; 30: 155.563; 35: 4.328; 37: -2.2656; 38: -0.62902; 40: 7073444.9431; 41: 10534408.9947; 42: -2893606.0384; 43: 14714247.8994; 44: 0
N91 | GS STOU | GS | 940.7876 |  | 0 | 0 | 0 | [5 empty] | 54938.8628 | 0 | 0 | 54938.8628 | 0 | 27: N91; 28: GS STOU; 29: GS; 30: 222.796; 32: 4.924; 33: 4.924; 34: 4.924; 40: 13010.5437; 41: 327446.8794; 42: 0; 43: 340457.4231; 44: 0
N92 | GS Demand | GS | 940.7876 |  |  |  |  | 0 |  | 0 | 0 |  | 1568471.762 | 0 | 0 | 1568471.762 | 0 | 27: N92; 28: GS Demand; 29: GS; 30: 222.796; 35: 3.5158; 37: 0.21023; 38: 0.20324; 40: 371443.2632; 41: 3431750.5208; 42: 75808.0631; 43: 3879001.8472; 44: 0
N93 | GS Transitional Demand | GS | 940.7876 |  |  |  |  | 0 |  | 0 | 0 |  | 3182176.5943 | 0 | 0 | 3182176.5943 | 0 | 27: N93; 28: GS Transitional Demand; 29: GS; 30: 222.796; 35: 4.4426; 37: -3.4398; 38: -1.0013; 40: 753598.5582; 41: 8615707.424; 42: -1546282.705; 43: 7823023.2771; 44: 0
Large LV Tariff Class | [12 empty] | 173581916.2149 | 0 | 0 | 173581916.2149 | 0 | 27: Large LV Tariff Class; 40: 52175727.0753; 41: 27142140.4391; 42: 25894043.4508; 43: 105211910.9653; 44: 0
N19 | LV STOU Demand | N19 | 30248.4107 |  | 0 | 0 | 0 |  |  | 0 | 0 |  | 173551667.8042 | 0 | 0 | 173551667.8042 | 0 | 27: N19; 28: LV STOU Demand; 29: N19; 30: 9092.15; 32: 0.705; 33: 0.70496; 34: 0.705; 37: 2.6229; 38: 2.6142; 40: 52166634.9253; 41: 27083185.9717; 42: 25894043.4508; 43: 105143864.3479; 44: 0
N89 | LV STOU Transitional | N19 | 30248.4107 |  | 0 | 0 | 0 | [5 empty] | 30248.4107 | 0 | 0 | 30248.4107 | 0 | 27: N89; 28: LV STOU Transitional; 29: N19; 30: 9092.15; 32: 7.33; 33: 7.33; 34: 7.33; 40: 9092.15; 41: 58954.4674; 42: 0; 43: 68046.6174; 44: 0
HV Demand Tariff Class | [12 empty] | 43956205.0351 | 0 | 0 | 43956205.0351 | 3191839.0709 | 27: HV Demand Tariff Class; 40: 6099150; 41: 2951407.1603; 42: 22284569.5439; 43: 31335126.7041; 44: 4435129.9205
N29 | HV STOU Demand | N29 | 162407.8325 |  | 0 | 0 | 0 |  |  | 0 | 0 |  | 40764365.9642 | 0 | 0 | 40764365.9642 | 0 | 27: N29; 28: HV STOU Demand; 29: N29; 30: 15651.2; 32: 0.24325; 33: 0.24334; 34: 0.2433; 37: 7.4948; 38: 7.5168; 40: 3928451.2; 41: 2951405.2899; 42: 20020140.2938; 43: 26899996.7837; 44: 0
ST Demand Tariff Class | [12 empty] | 35163788.3032 | 0 | 0 | 35163788.3032 | 7398993.257 | 27: ST Demand Tariff Class; 40: 7006925.075; 41: 3129345.8297; 42: 18403970.6314; 43: 28540241.5361; 44: 9411958.8136
N39 | ST STOU Demand | N39 | 508047.4848 |  | 0 | 0 | 0 |  |  | 0 | 0 |  | 26748700.0766 | 0 | 0 | 26748700.0766 | 0 | 27: N39; 28: ST STOU Demand; 29: N39; 30: 24564.5; 32: 0.11288; 33: 0.11286; 34: 0.1129; 37: 6.3941; 38: 6.4078; 40: 1293320.925; 41: 1143555.2602; 42: 15001505.2964; 43: 17438381.4815; 44: 0
Inter-Distributor Transfer Tariff Class | [12 empty] | 11757711.0182 | 0 | 0 | 11757711.0182 | 11757711.0182 | 27: Inter-Distributor Transfer Tariff Class; 40: 5709300.8; 41: -36.9812; 42: 397451.5357; 43: 6106715.3545; 44: 6106715.3545
Unmetered Tariff Class | [12 empty] | 280787.482 | 0 | 0 | 280787.482 | 0 | 27: Unmetered Tariff Class; 40: 0; 41: 6767184.1715; 42: 0; 43: 6767184.1715; 44: 0
SL | Streetlighting | GS | 940.7876 | 0 | [8 empty] | 0 | 0 | 0 | 0 | 0 | 27: SL; 28: Streetlighting; 29: GS; 30: 0; 31: 4.6574; 40: 0; 41: 4998519.3312; 42: 0; 43: 4998519.3312; 44: 0
TL | Traffic Control Signal Lights | GS | 940.7876 | 0 | [8 empty] | 0 | 0 | 0 | 0 | 0 | 27: TL; 28: Traffic Control Signal Lights; 29: GS; 30: 0; 31: 5.1529; 40: 0; 41: 181050.6062; 42: 0; 43: 181050.6062; 44: 0
N99 | Unmetered Supply | GS | 940.7876 |  |  |  |  | 0 |  |  |  |  | 280787.482 | 0 | 0 | 280787.482 | 0 | 27: N99; 28: Unmetered Supply; 29: GS; 30: 0; 35: 5.1529; 40: 0; 41: 1341995.58; 42: 0; 43: 1341995.58; 44: 0
NW | Nightwatch | GS | 940.7876 | 0 | [8 empty] | 0 | 0 | 0 | 0 | 0 | 27: NW; 28: Nightwatch; 29: GS; 30: 0; 31: 4.281; 40: 0; 41: 245618.654; 42: 0; 43: 245618.654; 44: 0
[13 empty] | 692201179.0433 | 0 | 0 | 692201179.0433 | 22348543.3461 | 40: 238758528.8717; 41: 390821334.0929; 42: 62621316.0787; 43: 692201179.0433; 44: 19953804.0885
LRMC Tariffs
Code | Name | Residual Type | Fixed ($pa) | Single and ToU Consumption (c/kWh) |  |  |  | Step Consumption (c/kWh) |  | Demand ($/kVA kW /mth) |  |  | Fixed | Energy | Demand | Total LRMC | CRNP
|  |  |  | Non-TOU | High Peak / Peak | Low Peak / Shoulder | Off-peak | Step 1 | Step 2 | High Season | Low Season
Small LV Tariff Class | [12 empty] | 0 | 65123367.2425 | 9513557.8073 | 74636925.0498 | 0
N70 | Residential Flat | Residential | 0 |  |  |  |  | 1.0703 |  |  |  |  | 0 | 51004632.5094 | 0 | 51004632.5094 | 0
N705 | Residential TOU (Interval data) | Residential | 0 |  | 4.841 | 0.47044 | 0 | [5 empty] | 0 | 0 | 0 | 0 | 0
N706 | Residential TOU (Basic data) | Residential | 0 |  | 4.841 | 0.47044 | 0 | [5 empty] | 0 | 0 | 0 | 0 | 0
N50 | Control load 1 | CL | 0 | 0 | [8 empty] | 0 | 0 | 0 | 0 | 0
N54 | Control load 2 | CL | 0 | 0.053413 | [8 empty] | 0 | 132042.2367 | 0 | 132042.2367 | 0
NC1 | Residential / CL1 | Residential | 0 | 0 |  |  |  | 1.0703 |  |  |  |  | 0 | 408329.9718 | 0 | 408329.9718 | 0
NC2 | Residential / CL2 | Residential | 0 | 0.053413 |  |  |  | 1.0703 |  |  |  |  | 0 | 153759.5605 | 0 | 153759.5605 | 0
N90 | General Supply Block | GS | 0 |  |  |  |  | 1.0703 | 1.0703 |  |  |  | 0 | 13319913.8193 | 0 | 13319913.8193 | 0
NC3 | General Supply / CL1 | GS | 0 | 0 |  |  |  | 1.0703 | 1.0703 |  |  |  | 0 | 8914.2174 | 0 | 8914.2174 | 0
NC4 | General Supply / CL2 | GS | 0 | 0.053413 |  |  |  | 1.0703 | 1.0703 |  |  |  | 0 | 1190.1828 | 0 | 1190.1828 | 0
N84 | GS TOU (Basic data) | GS | 0 |  | 4.841 | 0.47044 | 0 | [5 empty] | 0 | 0 | 0 | 0 | 0
N845 | GS TOU (Interval data) | GS | 0 |  | 4.841 | 0.47044 | 0 | [5 empty] | 0 | 0 | 0 | 0 | 0
N71 | Residential STOU | Residential | 0 |  | 12.7441 | 3.8529 | 0 | [5 empty] | 0 | 27043.6309 | 0 | 27043.6309 | 0
N72 | Residential Demand | Residential | 0 |  |  |  |  | 0 |  | 4.2001 | 1.286 |  | 0 | 0 | 63076.9766 | 63076.9766 | 0
N73 | Residential Transitional Demand | Residential | 0 |  |  |  |  | 0 |  | 4.2001 | 1.286 |  | 0 | 0 | 5520880.2547 | 5520880.2547 | 0
N91 | GS STOU | GS | 0 |  | 12.7441 | 3.8529 | 0 | [5 empty] | 0 | 67541.1137 | 0 | 67541.1137 | 0
N92 | GS Demand | GS | 0 |  |  |  |  | 0 |  | 5.7758 | 1.7678 |  | 0 | 0 | 1298731.1146 | 1298731.1146 | 0
N93 | GS Transitional Demand | GS | 0 |  |  |  |  | 0 |  | 5.7758 | 1.7678 |  | 0 | 0 | 2630869.4615 | 2630869.4615 | 0
Large LV Tariff Class | [12 empty] | 0 | 8910353.5032 | 44653085.2948 | 53563438.798 | 0
N19 | LV STOU Demand | N19 | 0 |  | 2.0225 | 1.4267 | 0 |  |  | 5.3341 | 3.8098 |  | 0 | 8898323.7487 | 44653085.2948 | 53551409.0435 | 0
N89 | LV STOU Transitional | N19 | 0 |  | 10.1145 | 7.1357 | 0 | [5 empty] | 0 | 12029.7545 | 0 | 12029.7545 | 0
HV Demand Tariff Class | [12 empty] | 0 | 283876.4573 | 1296729.5281 | 1580605.9854 | 327918.7997
N29 | HV STOU Demand | N29 | 0 |  | 0.17565 | 0.12326 | 0 |  |  | 0.46223 | 0.33075 |  | 0 | 217983.3473 | 1034703.8384 | 1252687.1856 | 0
ST Demand Tariff Class | [12 empty] | 0 | 639202.7725 | 2221224.5055 | 2860427.278 | 1659445.993
N39 | ST STOU Demand | N39 | 0 |  | 0.16332 | 0.11504 | 0 |  |  | 0.43141 | 0.30815 |  | 0 | 153192.107 | 839607.2553 | 992799.3623 | 0
Inter-Distributor Transfer Tariff Class | [12 empty] | 0 | 140450.6115 | 664759.4306 | 805210.0421 | 805210.0421
Unmetered Tariff Class | [12 empty] | 0 | 1526466.1487 | 0 | 1526466.1487 | 0
SL | Streetlighting | GS | 0 | 1.0703 | [8 empty] | 0 | 1148704.9158 | 0 | 1148704.9158 | 0
TL | Traffic Control Signal Lights | GS | 0 | 1.0703 | [8 empty] | 0 | 37606.1453 | 0 | 37606.1453 | 0
N99 | Unmetered Supply | GS | 0 |  |  |  |  | 1.0703 |  |  |  |  | 0 | 278746.82 | 0 | 278746.82 | 0
NW | Nightwatch | GS | 0 | 1.0703 | [8 empty] | 0 | 61408.2676 | 0 | 61408.2676 | 0
[13 empty] | 0 | 76623716.7356 | 58349356.5663 | 134973073.3019 | 2792574.8347
Code | Name | Residual Type | Fixed ($pa) | Single and ToU Consumption (c/kWh) |  |  |  | Step Consumption (c/kWh) |  | Demand ($/kVA kW /mth) |  |  | Fixed | Energy | Demand |  | Energy Propn by Class (SA & AC)
|  |  |  | Non-TOU | High Peak / Peak | Low Peak / Shoulder | Off-peak | Step 1 | Step 2 | High Season | Low Season
Small LV Tariff Class | [12 empty] | 1394449.02 | 7369010.1193 | 3344880.1319
N70 | Residential Flat | Residential | 922467.21 |  |  |  |  | 4765406.3213 |  |  |  |  | 922467.21 | 4765406.3213 | 0 |  | 64.67%
N705 | Residential TOU (Interval data) | Residential | 0 |  | 0 | 0 | 0 | [5 empty] | 0 | 0 | 0 |  | 0%
N706 | Residential TOU (Basic data) | Residential | 0 |  | 0 | 0 | 0 | [5 empty] | 0 | 0 | 0 |  | 0%
N50 | Control load 1 | CL | 231062.49 | 492013.2181 | [8 empty] | 231062.49 | 492013.2181 | 0 |  | 6.677%
N54 | Control load 2 | CL | 102791.62 | 247210.8692 | [8 empty] | 102791.62 | 247210.8692 | 0 |  | 3.355%
NC1 | Residential / CL1 | Residential | 7454.5 | 15215.1979 |  |  |  | 38150.6176 |  |  |  |  | 7454.5 | 53365.8155 | 0 |  | 0.7242%
NC2 | Residential / CL2 | Residential | 2541.5 | 4986.717 |  |  |  | 14117.0296 |  |  |  |  | 2541.5 | 19103.7467 | 0 |  | 0.2592%
N90 | General Supply Block | GS | 76628.7033 |  |  |  |  | 1129540.1518 | 114950.758 |  |  |  | 76628.7033 | 1244490.9098 | 0 |  | 16.89%
NC3 | General Supply / CL1 | GS | 30 | 96.1835 |  |  |  | 832.8629 | 0 |  |  |  | 30 | 929.0464 | 0 |  | 0.01261%
NC4 | General Supply / CL2 | GS | 7 | 19.3975 |  |  |  | 110.2318 | 0 |  |  |  | 7 | 129.6293 | 0 |  | 0.001759%
N84 | GS TOU (Basic data) | GS | 0 |  | 0 | 0 | 0 | [5 empty] | 0 | 0 | 0 |  | 0%
N845 | GS TOU (Interval data) | GS | 0 |  | 0 | 0 | 0 | [5 empty] | 0 | 0 | 0 |  | 0%
N71 | Residential STOU | Residential | 375.91 |  | 147.9126 | 212.658 | 1645.5204 | [5 empty] | 375.91 | 2006.091 | 0 |  | 0.02722%
N72 | Residential Demand | Residential | 512.07 |  |  |  |  | 2759.8594 |  | 10535.0037 | 14641.3164 |  | 512.07 | 2759.8594 | 25176.3201 |  | 0.03745%
N73 | Residential Transitional Demand | Residential | 45469.97 |  |  |  |  | 243401.3169 |  | 914738.8899 | 1305497.4637 |  | 45469.97 | 243401.3169 | 2220236.3536 |  | 3.303%
N91 | GS STOU | GS | 58.3967 |  | 382.6115 | 487.4437 | 5779.9629 | [5 empty] | 58.3967 | 6650.018 | 0 |  | 0.09024%
N92 | GS Demand | GS | 1667.19 |  |  |  |  | 97609.3783 |  | 161977.8923 | 205448.7641 |  | 1667.19 | 97609.3783 | 367426.6565 |  | 1.325%
N93 | GS Transitional Demand | GS | 3382.46 |  |  |  |  | 193933.8996 |  | 333531.3679 | 398509.4338 |  | 3382.46 | 193933.8996 | 732040.8017 |  | 2.632%
Large LV Tariff Class | [12 empty] | 5738.5467 | 3842405.495 | 9889843.0181
N19 | LV STOU Demand | N19 | 5737.5467 |  | 232363.2123 | 294292.7919 | 3314945.1999 |  |  | 4575849.4439 | 5313993.5742 |  | 5737.5467 | 3841601.2041 | 9889843.0181 |  | 99.98%
N89 | LV STOU Transitional | N19 | 1 |  | 83.32 | 50.4829 | 670.488 | [5 empty] | 1 | 804.2908 | 0 |  | 0.02093%
HV Demand Tariff Class | [12 empty] | 257 | 1623214.3739 | 3343195.7744
N29 | HV STOU Demand | N29 | 251 |  | 61314.1002 | 89475.3873 | 1062279.9431 |  |  | 1161143.5155 | 1505654.69 |  | 251 | 1213069.4306 | 2666798.2054 |  | 74.73%
ST Demand Tariff Class | [12 empty] | 63.65 | 3131415.552 | 6176736.6108
N39 | ST STOU Demand | N39 | 52.65 |  | 49343.5617 | 63110.5664 | 900470.7433 |  |  | 953754.9674 | 1389407.0908 |  | 52.65 | 1012924.8713 | 2343162.0582 |  | 32.35%
Inter-Distributor Transfer Tariff Class | [12 empty] | 5 | 768064.752 | 1855640.2404
Unmetered Tariff Class | [12 empty] | 298.46 | 142619.0343 | 0
SL | Streetlighting | GS | 0 | 107324.4801 | [8 empty] | 0 | 107324.4801 | 0 |  | 75.25%
TL | Traffic Control Signal Lights | GS | 0 | 3513.5742 | [8 empty] | 0 | 3513.5742 | 0 |  | 2.464%
N99 | Unmetered Supply | GS | 298.46 |  |  |  |  | 26043.5532 |  |  |  |  | 298.46 | 26043.5532 | 0 |  | 18.26%
NW | Nightwatch | GS | 0 | 5737.4268 | [8 empty] | 0 | 5737.4268 | 0 |  | 4.023%
[13 empty] | 1400811.6767 | 16876729.3265 | 24610295.7756

## FY23
TSS Principles Model
Inputs
Key |  |  | Import
Input
Calc.
Year |  |  | FY23
CPI |  | % | 2%
Revenue Allowance |  | $ | 826373321.7351
Revenue from LRMC |  | $ | 141796461.8036
Residual Costs |  | $ | 684576859.9315
Residual Costs to CRNP |  | $ | 22102383.0804
Residual Costs to Non-CRNP |  | $ | 662474476.8511
1 | 2 | 3 | 4 | 5 | 6 | 7 | 8 | 9 | 10 | 11 | 12 | 13 | 14 | 15 | 16 | 17 | 18 | 24 | 25 | 26 | 27 | 28 | 29 | 30 | 31 | 32 | 33 | 34 | 35 | 36 | 37 | 38 | 39 | 40 | 41 | 42 | 43 | 44 | 45 | 46 | 47 | 48 | 49
Residual Costs | [8 empty] | Volumes |  |  |  | Prices
Residual Type |  | Allocation % | Target Residual Cost to Tariff Type | Fixed | Energy | Demand | Target Residual Cost to Charging Parameter |  | Fixed | Energy | Demand |  | Fixed | Energy | Demand
Residential |  | 48.52% | 321461304.2315 | 321461304.2315 | 0 | 0 | 321461304.2315 |  | 996415.27 | 5295152.7389 | 2667710.2888 |  | 322.6178 | 0 | 0
CL |  | 3.805% | 25206795.54 | 25206795.54 | 0 | 0 | 25206795.54 |  | 333043.46 | 718163.0194 | 0 |  | 75.6862 | 0 | 0
GS |  | 11.53% | 76362056.5273 | 76362056.5273 | 0 | 0 | 76362056.5273 |  | 83051.12 | 1683509.3277 | 1179687.9719 |  | 919.4585 | 0 | 0
N19 |  | 25.91% | 171669980.8393 | 171669980.8393 | 0 | 0 | 171669980.8393 |  | 5864.6367 | 3966497.0681 | 10075664.2959 |  | 29272.0573 | 0 | 0
N29 |  | 6.086% | 40315362.7785 | 40315362.7785 | 0 | 0 | 40315362.7785 |  | 252.75 | 1221817.4598 | 2717070.0685 |  | 159506.8755 | 0 | 0
N39 |  | 4.145% | 27458976.9345 | 27458976.9345 | 0 | 0 | 27458976.9345 |  | 55.68 | 1218312.7631 | 2387333.0501 |  | 493156.9133 | 0 | 0
CRNP |  |  | 22102383.0804 | 22102383.0804 | 0 | 0 | 22102383.0804 |  | 20 | 3128638.577 | 6485610.6401
|  |  | 684576859.9315 | 684576859.9315 | 0 | 0 | 684576859.9315 |  | 1418702.9167 | 17232090.9538 | 25513076.3153
Target Tariffs | [17 empty] | 27: Forecast Tariffs
Code | Name | Residual Type | Fixed ($pa) | Single and ToU Consumption (c/kWh) |  |  |  | Step Consumption (c/kWh) |  | Demand ($/kVA kW /mth) |  |  | Fixed | Energy | Demand | Target Tariff Revenue | CRNP |  |  |  | Code | Name | Residual Type | Fixed ($pa) | Single and ToU Consumption (c/kWh) |  |  |  | Step Consumption (c/kWh) |  | Demand ($/kVA kW /mth) |  |  | Fixed | Energy | Demand | Actual Tariff Revenue | CRNP |  | Variance from Target | Fixed | Energy | Demand
|  |  |  | Non-TOU | High Peak / Peak | Low Peak / Shoulder | Off-peak | Step 1 | Step 2 | High Season | Low Season | [6 empty] | 31: Non-TOU; 32: High Peak / Peak; 33: Low Peak / Shoulder; 34: Off-peak; 35: Step 1; 36: Step 2; 37: High Season; 38: Low Season
Small LV Tariff Class | [12 empty] | 422751100.6502 | 67942085.9915 | 11122422.8953 | 501815609.5371 | 0 | 27: Small LV Tariff Class; 40: 179362439.4058; 41: 395153856.8102; 42: 6993327.1204; 43: 581509623.3364; 44: 0; 46: 79694013.7994; 47: -243388661.2444; 48: 327211770.8187; 49: -4129095.7749
N70 | Residential Flat | Residential | 322.6178 |  |  |  |  | 1.0917 |  |  |  |  | 300607554.0604 | 53830227.0968 | 0 | 354437781.1572 | 0 | 27: N70; 28: Residential Flat; 29: Residential; 30: 155.8915; 35: 5.7937; 40: 145255972.3342; 41: 285675079.9068; 42: 0; 43: 430931052.241; 44: 0; 46: 76493271.0839; 47: -155351581.7261; 48: 231844852.81; 49: 0
N705 | Residential TOU (Interval data) | Residential | 322.6178 |  | 4.9379 | 0.47985 | 0 | [5 empty] | 0 | 0 | 0 | 0 | 0 |  |  |  | N705 | Residential TOU (Interval data) | Residential | 159.432 |  | 12.4379 | 7.9799 | 7.5 | [5 empty] | 0 | 0 | 0 | 0 | 0 |  | 0 | 0 | 0 | 0
N706 | Residential TOU (Basic data) | Residential | 322.6178 |  | 4.9379 | 0.47985 | 0 | [5 empty] | 0 | 0 | 0 | 0 | 0 |  |  |  | N706 | Residential TOU (Basic data) | Residential | 159.432 |  | 12.4379 | 7.9799 | 7.5 | [5 empty] | 0 | 0 | 0 | 0 | 0 |  | 0 | 0 | 0 | 0
N50 | Control load 1 | CL | 75.6862 | 0 | [8 empty] | 17445779.2078 | 0 | 0 | 17445779.2078 | 0 | 27: N50; 28: Control load 1; 29: CL; 30: 15.5855; 31: 1.1797; 40: 3592480.1931; 41: 5647269.6937; 42: 0; 43: 9239749.8868; 44: 0; 46: -8206029.321; 47: -13853299.0147; 48: 5647269.6937; 49: 0
N54 | Control load 2 | CL | 75.6862 | 0.054481 | [8 empty] | 7761016.3322 | 130459.8566 | 0 | 7891476.1888 | 0 | 27: N54; 28: Control load 2; 29: CL; 30: 15.5855; 31: 2.6708; 40: 1598168.6527; 41: 6395474.6457; 42: 0; 43: 7993643.2984; 44: 0; 46: 102167.1096; 47: -6162847.6795; 48: 6265014.7891; 49: 0
NC1 | Residential / CL1 | Residential | 322.6178 | 0 |  |  |  | 1.0917 |  |  |  |  | 2267680.5299 | 388050.785 | 0 | 2655731.3148 | 0 | 27: NC1; 28: Residential / CL1; 29: Residential; 30: 171.477; 31: 1.1797; 35: 5.7937; 40: 1205311.833; 41: 2232798.9992; 42: 0; 43: 3438110.8322; 44: 0; 46: 782379.5174; 47: -1062368.6969; 48: 1844748.2143; 49: 0
NC2 | Residential / CL2 | Residential | 322.6178 | 0.054481 |  |  |  | 1.0917 |  |  |  |  | 779121.9917 | 146562.6149 | 0 | 925684.6066 | 0 | 27: NC2; 28: Residential / CL2; 29: Residential; 30: 171.477; 31: 2.6708; 35: 5.7937; 40: 414116.955; 41: 895563.9384; 42: 0; 43: 1309680.8934; 44: 0; 46: 383996.2868; 47: -365005.0367; 48: 749001.3235; 49: 0
N90 | General Supply Block | GS | 919.4585 |  |  |  |  | 1.0917 | 1.0917 |  |  |  | 70744113.1141 | 13314084.4557 | 0 | 84058197.5698 | 0 | 27: N90; 28: General Supply Block; 29: GS; 30: 223.161; 35: 5.7641; 36: 7.0417; 40: 17170244.6345; 41: 71774143.1132; 42: 0; 43: 88944387.7477; 44: 0; 46: 4886190.1779; 47: -53573868.4796; 48: 58460058.6575; 49: 0
NC3 | General Supply / CL1 | GS | 919.4585 | 0 |  |  |  | 1.0917 | 1.0917 |  |  |  | 27124.0251 | 8840.9828 | 0 | 35965.0079 | 0 |  |  |  | NC3 | General Supply / CL1 | GS | 238.7465 | 1.1797 |  |  |  | 5.7641 | 7.0417 |  |  |  | 7043.0217 | 47902.8694 | 0 | 54945.8911 | 0 |  | 18980.8832 | -20081.0034 | 39061.8866 | 0
NC4 | General Supply / CL2 | GS | 919.4585 | 0.054481 |  |  |  | 1.0917 | 1.0917 |  |  |  | 5976.4801 | 1103.075 | 0 | 7079.5552 | 0 |  |  |  | NC4 | General Supply / CL2 | GS | 238.7465 | 2.6708 |  |  |  | 5.7641 | 7.0417 |  |  |  | 1551.8522 | 6308.9216 | 0 | 7860.7739 | 0 |  | 781.2187 | -4424.6279 | 5205.8466 | 0
N84 | GS TOU (Basic data) | GS | 919.4585 |  | 4.9379 | 0.47985 | 0 | [5 empty] | 0 | 0 | 0 | 0 | 0 |  |  |  | N84 | GS TOU (Basic data) | GS | 228.344 |  | 11.2879 | 6.8299 | 6.35 | [5 empty] | 0 | 0 | 0 | 0 | 0 |  | 0 | 0 | 0 | 0
N845 | GS TOU (Interval data) | GS | 919.4585 |  | 4.9379 | 0.47985 | 0 | [5 empty] | 0 | 0 | 0 | 0 | 0 |  |  |  | N845 | GS TOU (Interval data) | GS | 228.344 |  | 11.2879 | 6.8299 | 6.35 | [5 empty] | 0 | 0 | 0 | 0 | 0 |  | 0 | 0 | 0 | 0
N71 | Residential STOU | Residential | 322.6178 |  | 12.999 | 3.93 | 0 | [5 empty] | 180898.2539 | 41098.9297 | 0 | 221997.1836 | 0 |  |  |  | N71 | Residential STOU | Residential | 159.432 |  | 17.386 | 8.317 | 4.387 | [5 empty] | 89396.711 | 172985.7725 | 0 | 262382.4836 | 0 |  | 40385.3 | -91501.5429 | 131886.8428 | 0
N72 | Residential Demand | Residential | 322.6178 |  |  |  |  | 0 |  | 4.2841 | 1.3117 |  | 240408.3337 | 0 | 94286.0797 | 334694.4133 | 0 |  |  |  | N72 | Residential Demand | Residential | 159.432 |  |  |  |  | 2.3301 |  | 4.4841 | 1.5117 |  | 118805.5378 | 93704.8613 | 101608.6296 | 314119.0286 | 0 |  | -20575.3847 | -121602.7959 | 93704.8613 | 7322.5499
N73 | Residential Transitional Demand | Residential | 322.6178 |  |  |  |  | 0 |  | 4.2841 | 1.3117 |  | 17385641.062 | 0 | 6751154.8336 | 24136795.8956 | 0 |  |  |  | N73 | Residential Transitional Demand | Residential | 159.432 |  |  |  |  | 3.5723 |  | 2.3945 | 0.8072 |  | 8591675.689 | 10322802.6996 | 3886007.1209 | 22800485.5095 | 0 |  | -1336310.3861 | -8793965.373 | 10322802.6996 | -2865147.7127
N91 | GS STOU | GS | 919.4585 |  | 12.999 | 3.93 | 0 | [5 empty] | 63697.0186 | 81658.1951 | 0 | 145355.2137 | 0 |  |  |  | N91 | GS STOU | GS | 228.344 |  | 17.726 | 8.657 | 4.727 | [5 empty] | 15818.9112 | 429792.7551 | 0 | 445611.6663 | 0 |  | 300256.4526 | -47878.1074 | 348134.56 | 0
N92 | GS Demand | GS | 919.4585 |  |  |  |  | 0 |  | 5.8913 | 1.8031 |  | 1723800.7576 | 0 | 1454295.0916 | 3178095.8492 | 0 |  |  |  | N92 | GS Demand | GS | 228.344 |  |  |  |  | 3.1579 |  | 6.0913 | 2.0031 |  | 428099.3312 | 3471622.2205 | 1537253.4543 | 5436975.006 | 0 |  | 2258879.1568 | -1295701.4264 | 3471622.2205 | 82958.3627
N93 | GS Transitional Demand | GS | 919.4585 |  |  |  |  | 0 |  | 5.8913 | 1.8031 |  | 3518289.4832 | 0 | 2822686.8904 | 6340976.3736 | 0 |  |  |  | N93 | GS Transitional Demand | GS | 228.344 |  |  |  |  | 3.9406 |  | 3.006 | 0.9885 |  | 873753.7491 | 7988406.4132 | 1468457.9156 | 10330618.0779 | 0 |  | 3989641.7043 | -2644535.734 | 7988406.4132 | -1354228.9748
Large LV Tariff Class | [12 empty] | 171669980.8393 | 9366534.2819 | 46371226.6054 | 227407741.7265 | 0 | 27: Large LV Tariff Class; 40: 58652231.3033; 41: 37187483.4858; 42: 68739521.0255; 43: 164579235.8146; 44: 0; 46: -62828505.9119; 47: -113017749.5359; 48: 27820949.2039; 49: 22368294.4201
N19 | LV STOU Demand | N19 | 29272.0573 |  | 2.0629 | 1.4553 | 0 |  |  | 5.4408 | 3.886 |  | 171640708.7819 | 9355751.9057 | 46371226.6054 | 227367687.293 | 0 |  |  |  | N19 | LV STOU Demand | N19 | 10001 |  | 2.7629 | 2.1553 | 0.7 |  |  | 7.6608 | 6.106 |  | 58642230.3033 | 37115574.9847 | 68739521.0255 | 164497326.3135 | 0 |  | -62870360.9795 | -112998478.4786 | 27759823.079 | 22368294.4201
N89 | LV STOU Transitional | N19 | 29272.0573 |  | 10.3168 | 7.2785 | 0 | [5 empty] | 29272.0573 | 10782.3762 | 0 | 40054.4335 | 0 |  |  |  | N89 | LV STOU Transitional | N19 | 10001 |  | 17.9168 | 14.8785 | 7.6 | [5 empty] | 10001 | 71908.5011 | 0 | 81909.5011 | 0 |  | 41855.0676 | -19271.0573 | 61126.1249 | 0
HV Demand Tariff Class | [12 empty] | 43472045.0188 | 292100.9138 | 1346587.3207 | 45110733.2533 | 3497385.9955 | 27: HV Demand Tariff Class; 40: 6870635.9; 41: 4138386.3576; 42: 22378315.7092; 43: 33387337.9668; 44: 4736947.65; 46: -11723395.2865; 47: -36601409.1188; 48: 3846285.4438; 49: 21031728.3885
N29 | HV STOU Demand | N29 | 159506.8755 |  | 0.17916 | 0.12573 | 0 |  |  | 0.47147 | 0.33736 |  | 40315362.7785 | 224104.6991 | 1073879.7801 | 41613347.2578 | 0 |  |  |  | N29 | HV STOU Demand | N29 | 17213.4 |  | 0.494 | 0.4405 | 0.3148 |  |  | 7.5215 | 7.3874 |  | 4350686.85 | 4070388.8027 | 20229314.664 | 28650390.3167 | 0 |  | -12962956.941 | -35964675.9285 | 3846284.1036 | 19155434.8839
ST Demand Tariff Class | [12 empty] | 34776473.2403 | 658038.9331 | 2301268.6297 | 37735780.8032 | 9040516.3513 | 27: ST Demand Tariff Class; 40: 7499614.996; 41: 4568449.986; 42: 19714172.895; 43: 31782237.877; 44: 11094413.4521; 46: -5953542.9261; 47: -27276858.2443; 48: 3910411.0529; 49: 17412904.2653
N39 | ST STOU Demand | N39 | 493156.9133 |  | 0.16659 | 0.11734 | 0 |  |  | 0.44004 | 0.31431 |  | 26472663.1079 | 154787.1911 | 866439.1573 | 27493889.4563 | 0 |  |  |  | N39 | ST STOU Demand | N39 | 27020.95 |  | 0.3508 | 0.3015 | 0.1842 |  |  | 6.5 | 6.3743 |  | 1450484.596 | 2034654.1442 | 15333621.0468 | 18818759.787 | 0 |  | -8675129.6692 | -25022178.5119 | 1879866.953 | 14467181.8896
Inter-Distributor Transfer Tariff Class | [12 empty] | 11628204.5343 | 144595.9629 | 691533.6657 | 12464334.1629 | 12464334.1629 | 27: Inter-Distributor Transfer Tariff Class; 40: 5720378.55; 41: 144572.3329; 42: 1095377.2396; 43: 6960328.1224; 44: 6960328.1224; 46: -5504006.0405; 47: -5907825.9843; 48: -23.63; 49: 403843.5738
Unmetered Tariff Class | [12 empty] | 279055.6486 | 1560066.6036 | 0 | 1839122.2522 | 0 | 27: Unmetered Tariff Class; 40: 0; 41: 8154558.6178; 42: 0; 43: 8154558.6178; 44: 0; 46: 6315436.3657; 47: -279055.6486; 48: 6594492.0142; 49: 0
SL | Streetlighting | GS | 919.4585 | 1.0917 | [8 empty] | 0 | 1169179.3942 | 0 | 1169179.3942 | 0 | 27: SL; 28: Streetlighting; 29: GS; 30: 0; 31: 5.6149; 40: 0; 41: 6013306.225; 42: 0; 43: 6013306.225; 44: 0; 46: 4844126.8308; 47: 0; 48: 4844126.8308; 49: 0
TL | Traffic Control Signal Lights | GS | 919.4585 | 1.0917 | [8 empty] | 0 | 38887.0046 | 0 | 38887.0046 | 0 | 27: TL; 28: Traffic Control Signal Lights; 29: GS; 30: 0; 31: 6.1007; 40: 0; 41: 217307.2935; 42: 0; 43: 217307.2935; 44: 0; 46: 178420.2889; 47: 0; 48: 178420.2889; 49: 0
N99 | Unmetered Supply | GS | 919.4585 |  |  |  |  | 1.0917 |  |  |  |  | 279055.6486 | 289080.427 | 0 | 568136.0756 | 0 | 27: N99; 28: Unmetered Supply; 29: GS; 30: 0; 35: 6.1007; 40: 0; 41: 1615431.3204; 42: 0; 43: 1615431.3204; 44: 0; 46: 1047295.2447; 47: -279055.6486; 48: 1326350.8933; 49: 0
NW | Nightwatch | GS | 919.4585 | 1.0917 | [8 empty] | 0 | 62919.7778 | 0 | 62919.7778 | 0 | 27: NW; 28: Nightwatch; 29: GS; 30: 0; 31: 5.353; 40: 0; 41: 308513.779; 42: 0; 43: 308513.779; 44: 0; 46: 245594.0012; 47: 0; 48: 245594.0012; 49: 0
[13 empty] | 684576859.9315 | 79963422.6867 | 61833039.1168 | 826373321.7351 | 25002236.5098 | 40: 258105300.1552; 41: 449347307.5902; 42: 118920713.9897; 43: 826373321.7351; 44: 22791689.2246; 46: 0; 47: -426471559.7763; 48: 369383884.9035; 49: 57087674.8729
Target Residual Cost Tariffs | [17 empty] | 27: Forecast Residual Cost Tariffs
Code | Name | Residual Type | Fixed ($pa) | Single and ToU Consumption (c/kWh) |  |  |  | Step Consumption (c/kWh) |  | Demand ($/kVA kW /mth) |  |  | Fixed | Energy | Demand | Target Residual Cost | CRNP | 27: Code; 28: Name; 29: Residual Type; 30: Fixed ($pa); 31: Single and ToU Consumption (c/kWh); 35: Step Consumption (c/kWh); 37: Demand ($/kVA kW /mth); 40: Fixed; 41: Energy; 42: Demand; 43: Actual Residual Cost; 44: CRNP
|  |  |  | Non-TOU | High Peak / Peak | Low Peak / Shoulder | Off-peak | Step 1 | Step 2 | High Season | Low Season | [6 empty] | 31: Non-TOU; 32: High Peak / Peak; 33: Low Peak / Shoulder; 34: Off-peak; 35: Step 1; 36: Step 2; 37: High Season; 38: Low Season
Small LV Tariff Class | [12 empty] | 422751100.6502 | 0 | 0 | 422751100.6502 | 0 | 27: Small LV Tariff Class; 40: 179362439.4058; 41: 327211770.8187; 42: -4129095.7749; 43: 502445114.4496; 44: 0
N70 | Residential Flat | Residential | 322.6178 |  |  |  |  | 0 |  |  |  |  | 300607554.0604 | 0 | 0 | 300607554.0604 | 0 | 27: N70; 28: Residential Flat; 29: Residential; 30: 155.8915; 35: 4.702; 40: 145255972.3342; 41: 231844852.81; 42: 0; 43: 377100825.1442; 44: 0
N705 | Residential TOU (Interval data) | Residential | 322.6178 |  | 0 | 0 | 0 | [5 empty] | 0 | 0 | 0 | 0 | 0 | 27: N705; 28: Residential TOU (Interval data); 29: Residential; 30: 159.432; 32: 7.5; 33: 7.5; 34: 7.5; 40: 0; 41: 0; 42: 0; 43: 0; 44: 0
N706 | Residential TOU (Basic data) | Residential | 322.6178 |  | 0 | 0 | 0 | [5 empty] | 0 | 0 | 0 | 0 | 0 | 27: N706; 28: Residential TOU (Basic data); 29: Residential; 30: 159.432; 32: 7.5; 33: 7.5; 34: 7.5; 40: 0; 41: 0; 42: 0; 43: 0; 44: 0
N50 | Control load 1 | CL | 75.6862 | 0 | [8 empty] | 17445779.2078 | 0 | 0 | 17445779.2078 | 0 | 27: N50; 28: Control load 1; 29: CL; 30: 15.5855; 31: 1.1797; 40: 3592480.1931; 41: 5647269.6937; 42: 0; 43: 9239749.8868; 44: 0
N54 | Control load 2 | CL | 75.6862 | 0 | [8 empty] | 7761016.3322 | 0 | 0 | 7761016.3322 | 0 | 27: N54; 28: Control load 2; 29: CL; 30: 15.5855; 31: 2.6163; 40: 1598168.6527; 41: 6265014.7891; 42: 0; 43: 7863183.4418; 44: 0
NC1 | Residential / CL1 | Residential | 322.6178 | 0 |  |  |  | 0 |  |  |  |  | 2267680.5299 | 0 | 0 | 2267680.5299 | 0 | 27: NC1; 28: Residential / CL1; 29: Residential; 30: 171.477; 31: 1.1797; 35: 4.702; 40: 1205311.833; 41: 1844748.2143; 42: 0; 43: 3050060.0473; 44: 0
NC2 | Residential / CL2 | Residential | 322.6178 | 0 |  |  |  | 0 |  |  |  |  | 779121.9917 | 0 | 0 | 779121.9917 | 0 | 27: NC2; 28: Residential / CL2; 29: Residential; 30: 171.477; 31: 2.6163; 35: 4.702; 40: 414116.955; 41: 749001.3235; 42: 0; 43: 1163118.2785; 44: 0
N90 | General Supply Block | GS | 919.4585 |  |  |  |  | 0 | 0 |  |  |  | 70744113.1141 | 0 | 0 | 70744113.1141 | 0 | 27: N90; 28: General Supply Block; 29: GS; 30: 223.161; 35: 4.6724; 36: 5.95; 40: 17170244.6345; 41: 58460058.6575; 42: 0; 43: 75630303.292; 44: 0
NC3 | General Supply / CL1 | GS | 919.4585 | 0 |  |  |  | 0 | 0 |  |  |  | 27124.0251 | 0 | 0 | 27124.0251 | 0 | 27: NC3; 28: General Supply / CL1; 29: GS; 30: 238.7465; 31: 1.1797; 35: 4.6724; 36: 5.95; 40: 7043.0217; 41: 39061.8866; 42: 0; 43: 46104.9084; 44: 0
NC4 | General Supply / CL2 | GS | 919.4585 | 0 |  |  |  | 0 | 0 |  |  |  | 5976.4801 | 0 | 0 | 5976.4801 | 0 | 27: NC4; 28: General Supply / CL2; 29: GS; 30: 238.7465; 31: 2.6163; 35: 4.6724; 36: 5.95; 40: 1551.8522; 41: 5205.8466; 42: 0; 43: 6757.6988; 44: 0
N84 | GS TOU (Basic data) | GS | 919.4585 |  | 0 | 0 | 0 | [5 empty] | 0 | 0 | 0 | 0 | 0 | 27: N84; 28: GS TOU (Basic data); 29: GS; 30: 228.344; 32: 6.35; 33: 6.35; 34: 6.35; 40: 0; 41: 0; 42: 0; 43: 0; 44: 0
N845 | GS TOU (Interval data) | GS | 919.4585 |  | 0 | 0 | 0 | [5 empty] | 0 | 0 | 0 | 0 | 0 | 27: N845; 28: GS TOU (Interval data); 29: GS; 30: 228.344; 32: 6.35; 33: 6.35; 34: 6.35; 40: 0; 41: 0; 42: 0; 43: 0; 44: 0
N71 | Residential STOU | Residential | 322.6178 |  | 0 | 0 | 0 | [5 empty] | 180898.2539 | 0 | 0 | 180898.2539 | 0 | 27: N71; 28: Residential STOU; 29: Residential; 30: 159.432; 32: 4.387; 33: 4.387; 34: 4.387; 40: 89396.711; 41: 131886.8428; 42: 0; 43: 221283.5539; 44: 0
N72 | Residential Demand | Residential | 322.6178 |  |  |  |  | 0 |  | 0 | 0 |  | 240408.3337 | 0 | 0 | 240408.3337 | 0 | 27: N72; 28: Residential Demand; 29: Residential; 30: 159.432; 35: 2.3301; 37: 0.2; 38: 0.19996; 40: 118805.5378; 41: 93704.8613; 42: 7322.5499; 43: 219832.949; 44: 0
N73 | Residential Transitional Demand | Residential | 322.6178 |  |  |  |  | 0 |  | 0 | 0 |  | 17385641.062 | 0 | 0 | 17385641.062 | 0 | 27: N73; 28: Residential Transitional Demand; 29: Residential; 30: 159.432; 35: 3.5723; 37: -1.8896; 38: -0.50454; 40: 8591675.689; 41: 10322802.6996; 42: -2865147.7127; 43: 16049330.6758; 44: 0
N91 | GS STOU | GS | 919.4585 |  | 0 | 0 | 0 | [5 empty] | 63697.0186 | 0 | 0 | 63697.0186 | 0 | 27: N91; 28: GS STOU; 29: GS; 30: 228.344; 32: 4.727; 33: 4.727; 34: 4.727; 40: 15818.9112; 41: 348134.56; 42: 0; 43: 363953.4712; 44: 0
N92 | GS Demand | GS | 919.4585 |  |  |  |  | 0 |  | 0 | 0 |  | 1723800.7576 | 0 | 0 | 1723800.7576 | 0 | 27: N92; 28: GS Demand; 29: GS; 30: 228.344; 35: 3.1579; 37: 0.20001; 38: 0.19999; 40: 428099.3312; 41: 3471622.2205; 42: 82958.3627; 43: 3982679.9144; 44: 0
N93 | GS Transitional Demand | GS | 919.4585 |  |  |  |  | 0 |  | 0 | 0 |  | 3518289.4832 | 0 | 0 | 3518289.4832 | 0 | 27: N93; 28: GS Transitional Demand; 29: GS; 30: 228.344; 35: 3.9406; 37: -2.8853; 38: -0.81461; 40: 873753.7491; 41: 7988406.4132; 42: -1354228.9748; 43: 7507931.1874; 44: 0
Large LV Tariff Class | [12 empty] | 171669980.8393 | 0 | 0 | 171669980.8393 | 0 | 27: Large LV Tariff Class; 40: 58652231.3033; 41: 27820949.2039; 42: 22368294.4201; 43: 108841474.9274; 44: 0
N19 | LV STOU Demand | N19 | 29272.0573 |  | 0 | 0 | 0 |  |  | 0 | 0 |  | 171640708.7819 | 0 | 0 | 171640708.7819 | 0 | 27: N19; 28: LV STOU Demand; 29: N19; 30: 10001; 32: 0.69995; 33: 0.70003; 34: 0.7; 37: 2.22; 38: 2.22; 40: 58642230.3033; 41: 27759823.079; 42: 22368294.4201; 43: 108770347.8025; 44: 0
N89 | LV STOU Transitional | N19 | 29272.0573 |  | 0 | 0 | 0 | [5 empty] | 29272.0573 | 0 | 0 | 29272.0573 | 0 | 27: N89; 28: LV STOU Transitional; 29: N19; 30: 10001; 32: 7.6; 33: 7.6; 34: 7.6; 40: 10001; 41: 61126.1249; 42: 0; 43: 71127.1249; 44: 0
HV Demand Tariff Class | [12 empty] | 43472045.0188 | 0 | 0 | 43472045.0188 | 3156682.2403 | 27: HV Demand Tariff Class; 40: 6870635.9; 41: 3846285.4438; 42: 21031728.3885; 43: 31748649.7323; 44: 4396243.8948
N29 | HV STOU Demand | N29 | 159506.8755 |  | 0 | 0 | 0 |  |  | 0 | 0 |  | 40315362.7785 | 0 | 0 | 40315362.7785 | 0 | 27: N29; 28: HV STOU Demand; 29: N29; 30: 17213.4; 32: 0.31484; 33: 0.31477; 34: 0.3148; 37: 7.05; 38: 7.05; 40: 4350686.85; 41: 3846284.1036; 42: 19155434.8839; 43: 27352405.8375; 44: 0
ST Demand Tariff Class | [12 empty] | 34776473.2403 | 0 | 0 | 34776473.2403 | 7317496.3058 | 27: ST Demand Tariff Class; 40: 7499614.996; 41: 3910411.0529; 42: 17412904.2653; 43: 28822930.3142; 44: 9371393.4066
N39 | ST STOU Demand | N39 | 493156.9133 |  | 0 | 0 | 0 |  |  | 0 | 0 |  | 26472663.1079 | 0 | 0 | 26472663.1079 | 0 | 27: N39; 28: ST STOU Demand; 29: N39; 30: 27020.95; 32: 0.18421; 33: 0.18416; 34: 0.1842; 37: 6.06; 38: 6.06; 40: 1450484.596; 41: 1879866.953; 42: 14467181.8896; 43: 17797533.4386; 44: 0
Inter-Distributor Transfer Tariff Class | [12 empty] | 11628204.5343 | 0 | 0 | 11628204.5343 | 11628204.5343 | 27: Inter-Distributor Transfer Tariff Class; 40: 5720378.55; 41: -23.63; 42: 403843.5738; 43: 6124198.4938; 44: 6124198.4938
Unmetered Tariff Class | [12 empty] | 279055.6486 | 0 | 0 | 279055.6486 | 0 | 27: Unmetered Tariff Class; 40: 0; 41: 6594492.0142; 42: 0; 43: 6594492.0142; 44: 0
SL | Streetlighting | GS | 919.4585 | 0 | [8 empty] | 0 | 0 | 0 | 0 | 0 | 27: SL; 28: Streetlighting; 29: GS; 30: 0; 31: 4.5232; 40: 0; 41: 4844126.8308; 42: 0; 43: 4844126.8308; 44: 0
TL | Traffic Control Signal Lights | GS | 919.4585 | 0 | [8 empty] | 0 | 0 | 0 | 0 | 0 | 27: TL; 28: Traffic Control Signal Lights; 29: GS; 30: 0; 31: 5.009; 40: 0; 41: 178420.2889; 42: 0; 43: 178420.2889; 44: 0
N99 | Unmetered Supply | GS | 919.4585 |  |  |  |  | 0 |  |  |  |  | 279055.6486 | 0 | 0 | 279055.6486 | 0 | 27: N99; 28: Unmetered Supply; 29: GS; 30: 0; 35: 5.009; 40: 0; 41: 1326350.8933; 42: 0; 43: 1326350.8933; 44: 0
NW | Nightwatch | GS | 919.4585 | 0 | [8 empty] | 0 | 0 | 0 | 0 | 0 | 27: NW; 28: Nightwatch; 29: GS; 30: 0; 31: 4.2613; 40: 0; 41: 245594.0012; 42: 0; 43: 245594.0012; 44: 0
[13 empty] | 684576859.9315 | 0 | 0 | 684576859.9315 | 22102383.0804 | 40: 258105300.1552; 41: 369383884.9035; 42: 57087674.8729; 43: 684576859.9315; 44: 19891835.7952
LRMC Tariffs
Code | Name | Residual Type | Fixed ($pa) | Single and ToU Consumption (c/kWh) |  |  |  | Step Consumption (c/kWh) |  | Demand ($/kVA kW /mth) |  |  | Fixed | Energy | Demand | Total LRMC | CRNP
|  |  |  | Non-TOU | High Peak / Peak | Low Peak / Shoulder | Off-peak | Step 1 | Step 2 | High Season | Low Season
Small LV Tariff Class | [12 empty] | 0 | 67942085.9915 | 11122422.8953 | 79064508.8868 | 0
N70 | Residential Flat | Residential | 0 |  |  |  |  | 1.0917 |  |  |  |  | 0 | 53830227.0968 | 0 | 53830227.0968 | 0
N705 | Residential TOU (Interval data) | Residential | 0 |  | 4.9379 | 0.47985 | 0 | [5 empty] | 0 | 0 | 0 | 0 | 0
N706 | Residential TOU (Basic data) | Residential | 0 |  | 4.9379 | 0.47985 | 0 | [5 empty] | 0 | 0 | 0 | 0 | 0
N50 | Control load 1 | CL | 0 | 0 | [8 empty] | 0 | 0 | 0 | 0 | 0
N54 | Control load 2 | CL | 0 | 0.054481 | [8 empty] | 0 | 130459.8566 | 0 | 130459.8566 | 0
NC1 | Residential / CL1 | Residential | 0 | 0 |  |  |  | 1.0917 |  |  |  |  | 0 | 388050.785 | 0 | 388050.785 | 0
NC2 | Residential / CL2 | Residential | 0 | 0.054481 |  |  |  | 1.0917 |  |  |  |  | 0 | 146562.6149 | 0 | 146562.6149 | 0
N90 | General Supply Block | GS | 0 |  |  |  |  | 1.0917 | 1.0917 |  |  |  | 0 | 13314084.4557 | 0 | 13314084.4557 | 0
NC3 | General Supply / CL1 | GS | 0 | 0 |  |  |  | 1.0917 | 1.0917 |  |  |  | 0 | 8840.9828 | 0 | 8840.9828 | 0
NC4 | General Supply / CL2 | GS | 0 | 0.054481 |  |  |  | 1.0917 | 1.0917 |  |  |  | 0 | 1103.075 | 0 | 1103.075 | 0
N84 | GS TOU (Basic data) | GS | 0 |  | 4.9379 | 0.47985 | 0 | [5 empty] | 0 | 0 | 0 | 0 | 0
N845 | GS TOU (Interval data) | GS | 0 |  | 4.9379 | 0.47985 | 0 | [5 empty] | 0 | 0 | 0 | 0 | 0
N71 | Residential STOU | Residential | 0 |  | 12.999 | 3.93 | 0 | [5 empty] | 0 | 41098.9297 | 0 | 41098.9297 | 0
N72 | Residential Demand | Residential | 0 |  |  |  |  | 0 |  | 4.2841 | 1.3117 |  | 0 | 0 | 94286.0797 | 94286.0797 | 0
N73 | Residential Transitional Demand | Residential | 0 |  |  |  |  | 0 |  | 4.2841 | 1.3117 |  | 0 | 0 | 6751154.8336 | 6751154.8336 | 0
N91 | GS STOU | GS | 0 |  | 12.999 | 3.93 | 0 | [5 empty] | 0 | 81658.1951 | 0 | 81658.1951 | 0
N92 | GS Demand | GS | 0 |  |  |  |  | 0 |  | 5.8913 | 1.8031 |  | 0 | 0 | 1454295.0916 | 1454295.0916 | 0
N93 | GS Transitional Demand | GS | 0 |  |  |  |  | 0 |  | 5.8913 | 1.8031 |  | 0 | 0 | 2822686.8904 | 2822686.8904 | 0
Large LV Tariff Class | [12 empty] | 0 | 9366534.2819 | 46371226.6054 | 55737760.8873 | 0
N19 | LV STOU Demand | N19 | 0 |  | 2.0629 | 1.4553 | 0 |  |  | 5.4408 | 3.886 |  | 0 | 9355751.9057 | 46371226.6054 | 55726978.5111 | 0
N89 | LV STOU Transitional | N19 | 0 |  | 10.3168 | 7.2785 | 0 | [5 empty] | 0 | 10782.3762 | 0 | 10782.3762 | 0
HV Demand Tariff Class | [12 empty] | 0 | 292100.9138 | 1346587.3207 | 1638688.2345 | 340703.7552
N29 | HV STOU Demand | N29 | 0 |  | 0.17916 | 0.12573 | 0 |  |  | 0.47147 | 0.33736 |  | 0 | 224104.6991 | 1073879.7801 | 1297984.4793 | 0
ST Demand Tariff Class | [12 empty] | 0 | 658038.9331 | 2301268.6297 | 2959307.5628 | 1723020.0455
N39 | ST STOU Demand | N39 | 0 |  | 0.16659 | 0.11734 | 0 |  |  | 0.44004 | 0.31431 |  | 0 | 154787.1911 | 866439.1573 | 1021226.3484 | 0
Inter-Distributor Transfer Tariff Class | [12 empty] | 0 | 144595.9629 | 691533.6657 | 836129.6286 | 836129.6286
Unmetered Tariff Class | [12 empty] | 0 | 1560066.6036 | 0 | 1560066.6036 | 0
SL | Streetlighting | GS | 0 | 1.0917 | [8 empty] | 0 | 1169179.3942 | 0 | 1169179.3942 | 0
TL | Traffic Control Signal Lights | GS | 0 | 1.0917 | [8 empty] | 0 | 38887.0046 | 0 | 38887.0046 | 0
N99 | Unmetered Supply | GS | 0 |  |  |  |  | 1.0917 |  |  |  |  | 0 | 289080.427 | 0 | 289080.427 | 0
NW | Nightwatch | GS | 0 | 1.0917 | [8 empty] | 0 | 62919.7778 | 0 | 62919.7778 | 0
[13 empty] | 0 | 79963422.6867 | 61833039.1168 | 141796461.8036 | 2899853.4293
Code | Name | Residual Type | Fixed ($pa) | Single and ToU Consumption (c/kWh) |  |  |  | Step Consumption (c/kWh) |  | Demand ($/kVA kW /mth) |  |  | Fixed | Energy | Demand |  | Energy Propn by Class (SA & AC)
|  |  |  | Non-TOU | High Peak / Peak | Low Peak / Shoulder | Off-peak | Step 1 | Step 2 | High Season | Low Season
Small LV Tariff Class | [12 empty] | 1412206.35 | 7553924.7394 | 3847398.2608
N70 | Residential Flat | Residential | 931776.09 |  |  |  |  | 4930788.2684 |  |  |  |  | 931776.09 | 4930788.2684 | 0 |  | 65.27%
N705 | Residential TOU (Interval data) | Residential | 0 |  | 0 | 0 | 0 | [5 empty] | 0 | 0 | 0 |  | 0%
N706 | Residential TOU (Basic data) | Residential | 0 |  | 0 | 0 | 0 | [5 empty] | 0 | 0 | 0 |  | 0%
N50 | Control load 1 | CL | 230501.44 | 478703.8818 | [8 empty] | 230501.44 | 478703.8818 | 0 |  | 6.337%
N54 | Control load 2 | CL | 102542.02 | 239459.1375 | [8 empty] | 102542.02 | 239459.1375 | 0 |  | 3.17%
NC1 | Residential / CL1 | Residential | 7029 | 14700.9778 |  |  |  | 35545.0155 |  |  |  |  | 7029 | 50245.9933 | 0 |  | 0.6652%
NC2 | Residential / CL2 | Residential | 2415 | 4944.4869 |  |  |  | 13178.2209 |  |  |  |  | 2415 | 18122.7077 | 0 |  | 0.2399%
N90 | General Supply Block | GS | 76941.0633 |  |  |  |  | 1103887.9833 | 115667.1807 |  |  |  | 76941.0633 | 1219555.1641 | 0 |  | 16.14%
NC3 | General Supply / CL1 | GS | 29.5 | 103.7382 |  |  |  | 809.8241 | 0 |  |  |  | 29.5 | 913.5623 | 0 |  | 0.01209%
NC4 | General Supply / CL2 | GS | 6.5 | 20.3449 |  |  |  | 100.0251 | 0 |  |  |  | 6.5 | 120.3701 | 0 |  | 0.001593%
N84 | GS TOU (Basic data) | GS | 0 |  | 0 | 0 | 0 | [5 empty] | 0 | 0 | 0 |  | 0%
N845 | GS TOU (Interval data) | GS | 0 |  | 0 | 0 | 0 | [5 empty] | 0 | 0 | 0 |  | 0%
N71 | Residential STOU | Residential | 560.72 |  | 218.8929 | 321.7609 | 2465.653 | [5 empty] | 560.72 | 3006.3068 | 0 |  | 0.0398%
N72 | Residential Demand | Residential | 745.18 |  |  |  |  | 4021.4953 |  | 15561.7678 | 21054.5126 |  | 745.18 | 4021.4953 | 36616.2804 |  | 0.05324%
N73 | Residential Transitional Demand | Residential | 53889.28 |  |  |  |  | 288967.9674 |  | 1110179.5737 | 1520914.4348 |  | 53889.28 | 288967.9674 | 2631094.0085 |  | 3.825%
N91 | GS STOU | GS | 69.2767 |  | 483.0631 | 480.0285 | 6401.712 | [5 empty] | 69.2767 | 7364.8036 | 0 |  | 0.0975%
N92 | GS Demand | GS | 1874.8 |  |  |  |  | 109934.5204 |  | 172783.4538 | 242013.6798 |  | 1874.8 | 109934.5204 | 414797.1336 |  | 1.455%
N93 | GS Transitional Demand | GS | 3826.48 |  |  |  |  | 202720.5607 |  | 353092.105 | 411798.7333 |  | 3826.48 | 202720.5607 | 764890.8383 |  | 2.684%
Large LV Tariff Class | [12 empty] | 5864.6367 | 3966497.0681 | 10075664.2959
N19 | LV STOU Demand | N19 | 5863.6367 |  | 238370.8139 | 304980.0058 | 3422341.9575 |  |  | 4642085.6927 | 5433578.6032 |  | 5863.6367 | 3965692.7772 | 10075664.2959 |  | 99.98%
N89 | LV STOU Transitional | N19 | 1 |  | 47.4694 | 80.8556 | 675.9659 | [5 empty] | 1 | 804.2908 | 0 |  | 0.02028%
HV Demand Tariff Class | [12 empty] | 258.75 | 1635614.5874 | 3406218.4207
N29 | HV STOU Demand | N29 | 252.75 |  | 62194.5383 | 89621.9782 | 1070000.9432 |  |  | 1172492.4701 | 1544577.5984 |  | 252.75 | 1221817.4598 | 2717070.0685 |  | 74.7%
ST Demand Tariff Class | [12 empty] | 64.68 | 3158089.7208 | 6293174.3886
N39 | ST STOU Demand | N39 | 53.68 |  | 45528.9745 | 67274.2471 | 907766.9092 |  |  | 923182.0641 | 1464150.9861 |  | 53.68 | 1020570.1308 | 2387333.0501 |  | 32.32%
Inter-Distributor Transfer Tariff Class | [12 empty] | 5 | 775064.4916 | 1890620.9494
Unmetered Tariff Class | [12 empty] | 303.5 | 142900.3465 | 0
SL | Streetlighting | GS | 0 | 107095.5177 | [8 empty] | 0 | 107095.5177 | 0 |  | 74.94%
TL | Traffic Control Signal Lights | GS | 0 | 3562.0059 | [8 empty] | 0 | 3562.0059 | 0 |  | 2.493%
N99 | Unmetered Supply | GS | 303.5 |  |  |  |  | 26479.442 |  |  |  |  | 303.5 | 26479.442 | 0 |  | 18.53%
NW | Nightwatch | GS | 0 | 5763.3809 | [8 empty] | 0 | 5763.3809 | 0 |  | 4.033%
[13 empty] | 1418702.9167 | 17232090.9538 | 25513076.3153

## FY24
TSS Principles Model
Inputs
Key |  |  | Import
Input
Calc.
Year |  |  | FY24
CPI |  | % | 2%
Revenue Allowance |  | $ | 838686833.3287
Revenue from LRMC |  | $ | 147443438.1596
Residual Costs |  | $ | 691243395.1691
Residual Costs to CRNP |  | $ | 22317620.1477
Residual Costs to Non-CRNP |  | $ | 668925775.0215
1 | 2 | 3 | 4 | 5 | 6 | 7 | 8 | 9 | 10 | 11 | 12 | 13 | 14 | 15 | 16 | 17 | 18 | 24 | 25 | 26 | 27 | 28 | 29 | 30 | 31 | 32 | 33 | 34 | 35 | 36 | 37 | 38 | 39 | 40 | 41 | 42 | 43 | 44 | 45 | 46 | 47 | 48 | 49
Residual Costs | [8 empty] | Volumes |  |  |  | Prices
Residual Type |  | Allocation % | Target Residual Cost to Tariff Type | Fixed | Energy | Demand | Target Residual Cost to Charging Parameter |  | Fixed | Energy | Demand |  | Fixed | Energy | Demand
Residential |  | 48.52% | 324591753.4733 | 324591753.4733 | 0 | 0 | 324591753.4733 |  | 1015347.17 | 5426458.5687 | 3108461.045 |  | 319.6855 | 0 | 0
CL |  | 3.805% | 25452263.9461 | 25452263.9461 | 0 | 0 | 25452263.9461 |  | 332218.81 | 697701.1422 | 0 |  | 76.613 | 0 | 0
GS |  | 11.53% | 77105684.2636 | 77105684.2636 | 0 | 0 | 77105684.2636 |  | 84304.21 | 1680361.4147 | 1263377.753 |  | 914.6125 | 0 | 0
N19 |  | 25.91% | 173341734.6532 | 173341734.6532 | 0 | 0 | 173341734.6532 |  | 5946.4667 | 4010217.1211 | 10190056.6635 |  | 29150.3752 | 0 | 0
N29 |  | 6.086% | 40707961.1883 | 40707961.1883 | 0 | 0 | 40707961.1883 |  | 256.55 | 1224837.2692 | 2748017.6408 |  | 158674.571 | 0 | 0
N39 |  | 4.145% | 27726377.4969 | 27726377.4969 | 0 | 0 | 27726377.4969 |  | 56.46 | 1221943.1189 | 2414524.9003 |  | 491080.0123 | 0 | 0
CRNP |  |  | 22317620.1477 | 22317620.1477 | 0 | 0 | 22317620.1477 |  | 20 | 3149208.4401 | 6559482.0897
|  |  | 691243395.1691 | 691243395.1691 | 0 | 0 | 691243395.1691 |  | 1438149.6667 | 17410727.075 | 26283920.0923
Target Tariffs | [17 empty] | 27: Forecast Tariffs
Code | Name | Residual Type | Fixed ($pa) | Single and ToU Consumption (c/kWh) |  |  |  | Step Consumption (c/kWh) |  | Demand ($/kVA kW /mth) |  |  | Fixed | Energy | Demand | Target Tariff Revenue | CRNP |  |  |  | Code | Name | Residual Type | Fixed ($pa) | Single and ToU Consumption (c/kWh) |  |  |  | Step Consumption (c/kWh) |  | Demand ($/kVA kW /mth) |  |  | Fixed | Energy | Demand | Actual Tariff Revenue | CRNP |  | Variance from Target | Fixed | Energy | Demand
|  |  |  | Non-TOU | High Peak / Peak | Low Peak / Shoulder | Off-peak | Step 1 | Step 2 | High Season | Low Season | [6 empty] | 31: Non-TOU; 32: High Peak / Peak; 33: Low Peak / Shoulder; 34: Off-peak; 35: Step 1; 36: Step 2; 37: High Season; 38: Low Season
Small LV Tariff Class | [12 empty] | 426872116.7894 | 69951287.2234 | 12804362.1688 | 509627766.1815 | 0 | 27: Small LV Tariff Class; 40: 191954048.3147; 41: 386158267.8625; 42: 9021534.4625; 43: 587133850.6397; 44: 0; 46: 77506084.4581; 47: -234918068.4747; 48: 316206980.6391; 49: -3782827.7063
N70 | Residential Flat | Residential | 319.6855 |  |  |  |  | 1.1136 |  |  |  |  | 301163714.5237 | 55864814.2079 | 0 | 357028528.7316 | 0 | 27: N70; 28: Residential Flat; 29: Residential; 30: 163.6752; 35: 5.5272; 40: 154192271.3735; 41: 277289553.6494; 42: 0; 43: 431481825.0229; 44: 0; 46: 74453296.2913; 47: -146971443.1502; 48: 221424739.4415; 49: 0
N705 | Residential TOU (Interval data) | Residential | 319.6855 |  | 5.0366 | 0.48945 | 0 | [5 empty] | 0 | 0 | 0 | 0 | 0 |  |  |  | N705 | Residential TOU (Interval data) | Residential | 163.3824 |  | 13.0366 | 8.4894 | 8 | [5 empty] | 0 | 0 | 0 | 0 | 0 |  | 0 | 0 | 0 | 0
N706 | Residential TOU (Basic data) | Residential | 319.6855 |  | 5.0366 | 0.48945 | 0 | [5 empty] | 0 | 0 | 0 | 0 | 0 |  |  |  | N706 | Residential TOU (Basic data) | Residential | 163.3824 |  | 13.0366 | 8.4894 | 8 | [5 empty] | 0 | 0 | 0 | 0 | 0 |  | 0 | 0 | 0 | 0
N50 | Control load 1 | CL | 76.613 | 0 | [8 empty] | 17615669.0562 | 0 | 0 | 17615669.0562 | 0 | 27: N50; 28: Control load 1; 29: CL; 30: 17.8974; 31: 1.4156; 40: 4115161.5312; 41: 6583455.4198; 42: 0; 43: 10698616.951; 44: 0; 46: -6917052.1052; 47: -13500507.525; 48: 6583455.4198; 49: 0
N54 | Control load 2 | CL | 76.613 | 0.055571 | [8 empty] | 7836594.89 | 129277.6546 | 0 | 7965872.5445 | 0 | 27: N54; 28: Control load 2; 29: CL; 30: 17.8974; 31: 2.6708; 40: 1830691.3989; 41: 6213254.9925; 42: 0; 43: 8043946.3914; 44: 0; 46: 78073.8469; 47: -6005903.4911; 48: 6083977.3379; 49: 0
NC1 | Residential / CL1 | Residential | 319.6855 | 0 |  |  |  | 1.1136 |  |  |  |  | 2105128.9251 | 370809.6041 | 0 | 2475938.5293 | 0 | 27: NC1; 28: Residential / CL1; 29: Residential; 30: 181.5726; 31: 1.4156; 35: 5.5272; 40: 1195655.571; 41: 2035505.2287; 42: 0; 43: 3231160.7997; 44: 0; 46: 755222.2705; 47: -909473.3541; 48: 1664695.6246; 49: 0
NC2 | Residential / CL2 | Residential | 319.6855 | 0.055571 |  |  |  | 1.1136 |  |  |  |  | 729841.9645 | 141322.7738 | 0 | 871164.7383 | 0 | 27: NC2; 28: Residential / CL2; 29: Residential; 30: 181.5726; 31: 2.6708; 35: 5.5272; 40: 414530.2458; 41: 813413.5013; 42: 0; 43: 1227943.7471; 44: 0; 46: 356779.0088; 47: -315311.7187; 48: 672090.7275; 49: 0
N90 | General Supply Block | GS | 914.6125 |  |  |  |  | 1.1136 | 1.1136 |  |  |  | 70885892.4449 | 13290650.2972 | 0 | 84176542.742 | 0 | 27: N90; 28: General Supply Block; 29: GS; 30: 234.3132; 35: 5.7624; 36: 7.0396; 40: 18160150.1124; 41: 70220961.3809; 42: 0; 43: 88381111.4933; 44: 0; 46: 4204568.7513; 47: -52725742.3324; 48: 56930311.0837; 49: 0
NC3 | General Supply / CL1 | GS | 914.6125 | 0 |  |  |  | 1.1136 | 1.1136 |  |  |  | 26066.4562 | 8712.1142 | 0 | 34778.5705 | 0 |  |  |  | NC3 | General Supply / CL1 | GS | 252.2106 | 1.4156 |  |  |  | 5.7624 | 7.0396 |  |  |  | 7188.0021 | 46502.1658 | 0 | 53690.1679 | 0 |  | 18911.5975 | -18878.4541 | 37790.0516 | 0
NC4 | General Supply / CL2 | GS | 914.6125 | 0.055571 |  |  |  | 1.1136 | 1.1136 |  |  |  | 5030.3687 | 952.0386 | 0 | 5982.4074 | 0 |  |  |  | NC4 | General Supply / CL2 | GS | 252.2106 | 2.6708 |  |  |  | 5.7624 | 7.0396 |  |  |  | 1387.1583 | 5336.8795 | 0 | 6724.0378 | 0 |  | 741.6304 | -3643.2104 | 4384.8409 | 0
N84 | GS TOU (Basic data) | GS | 914.6125 |  | 5.0366 | 0.48945 | 0 | [5 empty] | 0 | 0 | 0 | 0 | 0 |  |  |  | N84 | GS TOU (Basic data) | GS | 234.0204 |  | 12.0366 | 7.4894 | 7 | [5 empty] | 0 | 0 | 0 | 0 | 0 |  | 0 | 0 | 0 | 0
N845 | GS TOU (Interval data) | GS | 914.6125 |  | 5.0366 | 0.48945 | 0 | [5 empty] | 0 | 0 | 0 | 0 | 0 |  |  |  | N845 | GS TOU (Interval data) | GS | 234.0204 |  | 12.0366 | 7.4894 | 7 | [5 empty] | 0 | 0 | 0 | 0 | 0 |  | 0 | 0 | 0 | 0
N71 | Residential STOU | Residential | 319.6855 |  | 13.2589 | 4.0086 | 0 | [5 empty] | 240905.3917 | 56338.3846 | 0 | 297243.7762 | 0 |  |  |  | N71 | Residential STOU | Residential | 163.3824 |  | 17.4449 | 8.1946 | 4.186 | [5 empty] | 123120.0752 | 225462.7583 | 0 | 348582.8334 | 0 |  | 51339.0572 | -117785.3165 | 169124.3737 | 0
N72 | Residential Demand | Residential | 319.6855 |  |  |  |  | 0 |  | 4.3698 | 1.338 |  | 315986.7249 | 0 | 127360.148 | 443346.8729 | 0 |  |  |  | N72 | Residential Demand | Residential | 163.3824 |  |  |  |  | 2.051 |  | 4.5698 | 1.538 |  | 161492.0656 | 109229.2691 | 137059.5806 | 407780.9153 | 0 |  | -35565.9577 | -154494.6593 | 109229.2691 | 9699.4325
N73 | Residential Transitional Demand | Residential | 319.6855 |  |  |  |  | 0 |  | 4.3698 | 1.338 |  | 20036175.9435 | 0 | 8008645.4445 | 28044821.3879 | 0 |  |  |  | N73 | Residential Transitional Demand | Residential | 163.3824 |  |  |  |  | 3.0715 |  | 2.8545 | 0.9607 |  | 10239934.7362 | 10322408.6887 | 5384878.3469 | 25947221.7717 | 0 |  | -2097599.6162 | -9796241.2073 | 10322408.6887 | -2623767.0976
N91 | GS STOU | GS | 914.6125 |  | 13.2589 | 4.0086 | 0 | [5 empty] | 74729.9387 | 88410.1483 | 0 | 163140.087 | 0 |  |  |  | N91 | GS STOU | GS | 234.0204 |  | 18.0009 | 8.7506 | 4.742 | [5 empty] | 19121.0268 | 459297.9365 | 0 | 478418.9634 | 0 |  | 315278.8764 | -55608.9118 | 370887.7882 | 0
N92 | GS Demand | GS | 914.6125 |  |  |  |  | 0 |  | 6.0091 | 1.8392 |  | 1912857.1669 | 0 | 1658106.3774 | 3570963.5443 | 0 |  |  |  | N92 | GS Demand | GS | 234.0204 |  |  |  |  | 3.1664 |  | 6.0091 | 1.8392 |  | 489439.6254 | 3890984.8754 | 1658110.4226 | 6038534.9233 | 0 |  | 2467571.379 | -1423417.5415 | 3890984.8754 | 4.0451
N93 | GS Transitional Demand | GS | 914.6125 |  |  |  |  | 0 |  | 6.0091 | 1.8392 |  | 3923522.9945 | 0 | 3010250.1989 | 6933773.1934 | 0 |  |  |  | N93 | GS Transitional Demand | GS | 234.0204 |  |  |  |  | 3.7475 |  | 3.676 | 1.1251 |  | 1003905.3923 | 7942901.1166 | 1841486.1125 | 10788292.6214 | 0 |  | 3854519.428 | -2919617.6022 | 7942901.1166 | -1168764.0864
Large LV Tariff Class | [12 empty] | 173341734.6532 | 9659075.7028 | 47835527.4465 | 230836337.8025 | 0 | 27: Large LV Tariff Class; 40: 65401024.34; 41: 37917665.5216; 42: 66177774.1981; 43: 169496464.0597; 44: 0; 46: -61339873.7428; 47: -107940710.3132; 48: 28258589.8188; 49: 18342246.7516
N19 | LV STOU Demand | N19 | 29150.3752 |  | 2.1042 | 1.4844 | 0 |  |  | 5.5496 | 3.9637 |  | 173312584.278 | 9648077.6791 | 47835527.4465 | 230796189.4036 | 0 |  |  |  | N19 | LV STOU Demand | N19 | 10998.3 |  | 2.8074 | 2.1876 | 0.7032 |  |  | 7.3496 | 5.7637 |  | 65390026.04 | 37842324.2354 | 66177774.1981 | 169410124.4735 | 0 |  | -61386064.9301 | -107922558.238 | 28194246.5563 | 18342246.7516
N89 | LV STOU Transitional | N19 | 29150.3752 |  | 10.5232 | 7.424 | 0 | [5 empty] | 29150.3752 | 10998.0237 | 0 | 40148.3989 | 0 |  |  |  | N89 | LV STOU Transitional | N19 | 10998.3 |  | 18.5232 | 15.424 | 8 | [5 empty] | 10998.3 | 75341.2862 | 0 | 86339.5862 | 0 |  | 46191.1873 | -18152.0752 | 64343.2625 | 0
HV Demand Tariff Class | [12 empty] | 43895383.7802 | 298786.5017 | 1389163.5222 | 45583333.8041 | 3538387.2997 | 27: HV Demand Tariff Class; 40: 7797736.689; 41: 5075570.9161; 42: 21401147.1914; 43: 34274454.7965; 44: 4754256.6588; 46: -11308879.0077; 47: -36097647.0912; 48: 4776784.4144; 49: 20011983.6692
N29 | HV STOU Demand | N29 | 158674.571 |  | 0.18274 | 0.12824 | 0 |  |  | 0.4809 | 0.34411 |  | 40707961.1883 | 229151.7618 | 1107833.5544 | 42044946.5045 | 0 |  |  |  | N29 | HV STOU Demand | N29 | 18933.18 |  | 0.5727 | 0.5182 | 0.39 |  |  | 7.2309 | 7.0941 |  | 4857307.329 | 5005954.963 | 19656935.8457 | 29520198.1377 | 0 |  | -12524748.3668 | -35850653.8593 | 4776803.2013 | 18549102.2912
ST Demand Tariff Class | [12 empty] | 35115132.9261 | 674306.3866 | 2374029.8056 | 38163469.1184 | 9164692.1116 | 27: ST Demand Tariff Class; 40: 8063582.6556; 41: 5063073.4588; 42: 19287463.5597; 43: 32414119.6742; 44: 11184804.9457; 46: -5749349.4442; 47: -27051550.2705; 48: 4388767.0723; 49: 16913433.7541
N39 | ST STOU Demand | N39 | 491080.0123 |  | 0.16992 | 0.11969 | 0 |  |  | 0.44884 | 0.3206 |  | 26744217.4722 | 158321.8428 | 893834.1042 | 27796373.4192 | 0 |  |  |  | N39 | ST STOU Demand | N39 | 29722.86 |  | 0.4003 | 0.3501 | 0.2304 |  |  | 6.3988 | 6.2706 |  | 1618706.9556 | 2516247.7008 | 15260219.8155 | 19395174.4719 | 0 |  | -8401198.9473 | -25125510.5166 | 2357925.858 | 14366385.7113
Inter-Distributor Transfer Tariff Class | [12 empty] | 11741442.1265 | 149094.2565 | 713398.4763 | 12603934.8593 | 12603934.8593 | 27: Inter-Distributor Transfer Tariff Class; 40: 5843940.3; 41: 149093.2329; 42: 1125535.4172; 43: 7118568.95; 44: 7118568.95; 46: -5485365.9093; 47: -5897501.8265; 48: -1.0236; 49: 412136.9409
Unmetered Tariff Class | [12 empty] | 277584.8937 | 1594406.6691 | 0 | 1871991.5629 | 0 | 27: Unmetered Tariff Class; 40: 0; 41: 8249375.2087; 42: 0; 43: 8249375.2087; 44: 0; 46: 6377383.6458; 47: -277584.8937; 48: 6654968.5395; 49: 0
SL | Streetlighting | GS | 914.6125 | 1.1136 | [8 empty] | 0 | 1194915.2807 | 0 | 1194915.2807 | 0 | 27: SL; 28: Streetlighting; 29: GS; 30: 0; 31: 5.669; 40: 0; 41: 6083220.2684; 42: 0; 43: 6083220.2684; 44: 0; 46: 4888304.9877; 47: 0; 48: 4888304.9877; 49: 0
TL | Traffic Control Signal Lights | GS | 914.6125 | 1.1136 | [8 empty] | 0 | 39742.9823 | 0 | 39742.9823 | 0 | 27: TL; 28: Traffic Control Signal Lights; 29: GS; 30: 0; 31: 6.1595; 40: 0; 41: 219834.517; 42: 0; 43: 219834.517; 44: 0; 46: 180091.5346; 47: 0; 48: 180091.5346; 49: 0
N99 | Unmetered Supply | GS | 914.6125 |  |  |  |  | 1.1136 |  |  |  |  | 277584.8937 | 295443.6431 | 0 | 573028.5368 | 0 | 27: N99; 28: Unmetered Supply; 29: GS; 30: 0; 35: 6.1595; 40: 0; 41: 1634218.3386; 42: 0; 43: 1634218.3386; 44: 0; 46: 1061189.8018; 47: -277584.8937; 48: 1338774.6956; 49: 0
NW | Nightwatch | GS | 914.6125 | 1.1136 | [8 empty] | 0 | 64304.7631 | 0 | 64304.7631 | 0 | 27: NW; 28: Nightwatch; 29: GS; 30: 0; 31: 5.4046; 40: 0; 41: 312102.0847; 42: 0; 43: 312102.0847; 44: 0; 46: 247797.3216; 47: 0; 48: 247797.3216; 49: 0
[13 empty] | 691243395.1691 | 82326956.7401 | 65116481.4195 | 838686833.3287 | 25307014.2706 | 40: 279060332.2993; 41: 442613046.2006; 42: 117013454.8289; 43: 838686833.3287; 44: 23057630.5545; 46: 0; 47: -412183062.8698; 48: 360286089.4605; 49: 51896973.4094
Target Residual Cost Tariffs | [17 empty] | 27: Forecast Residual Cost Tariffs
Code | Name | Residual Type | Fixed ($pa) | Single and ToU Consumption (c/kWh) |  |  |  | Step Consumption (c/kWh) |  | Demand ($/kVA kW /mth) |  |  | Fixed | Energy | Demand | Target Residual Cost | CRNP | 27: Code; 28: Name; 29: Residual Type; 30: Fixed ($pa); 31: Single and ToU Consumption (c/kWh); 35: Step Consumption (c/kWh); 37: Demand ($/kVA kW /mth); 40: Fixed; 41: Energy; 42: Demand; 43: Actual Residual Cost; 44: CRNP
|  |  |  | Non-TOU | High Peak / Peak | Low Peak / Shoulder | Off-peak | Step 1 | Step 2 | High Season | Low Season | [6 empty] | 31: Non-TOU; 32: High Peak / Peak; 33: Low Peak / Shoulder; 34: Off-peak; 35: Step 1; 36: Step 2; 37: High Season; 38: Low Season
Small LV Tariff Class | [12 empty] | 426872116.7894 | 0 | 0 | 426872116.7894 | 0 | 27: Small LV Tariff Class; 40: 191954048.3147; 41: 316206980.6391; 42: -3782827.7063; 43: 504378201.2475; 44: 0
N70 | Residential Flat | Residential | 319.6855 |  |  |  |  | 0 |  |  |  |  | 301163714.5237 | 0 | 0 | 301163714.5237 | 0 | 27: N70; 28: Residential Flat; 29: Residential; 30: 163.6752; 35: 4.4136; 40: 154192271.3735; 41: 221424739.4415; 42: 0; 43: 375617010.815; 44: 0
N705 | Residential TOU (Interval data) | Residential | 319.6855 |  | 0 | 0 | 0 | [5 empty] | 0 | 0 | 0 | 0 | 0 | 27: N705; 28: Residential TOU (Interval data); 29: Residential; 30: 163.3824; 32: 8; 33: 8; 34: 8; 40: 0; 41: 0; 42: 0; 43: 0; 44: 0
N706 | Residential TOU (Basic data) | Residential | 319.6855 |  | 0 | 0 | 0 | [5 empty] | 0 | 0 | 0 | 0 | 0 | 27: N706; 28: Residential TOU (Basic data); 29: Residential; 30: 163.3824; 32: 8; 33: 8; 34: 8; 40: 0; 41: 0; 42: 0; 43: 0; 44: 0
N50 | Control load 1 | CL | 76.613 | 0 | [8 empty] | 17615669.0562 | 0 | 0 | 17615669.0562 | 0 | 27: N50; 28: Control load 1; 29: CL; 30: 17.8974; 31: 1.4156; 40: 4115161.5312; 41: 6583455.4198; 42: 0; 43: 10698616.951; 44: 0
N54 | Control load 2 | CL | 76.613 | 0 | [8 empty] | 7836594.89 | 0 | 0 | 7836594.89 | 0 | 27: N54; 28: Control load 2; 29: CL; 30: 17.8974; 31: 2.6152; 40: 1830691.3989; 41: 6083977.3379; 42: 0; 43: 7914668.7368; 44: 0
NC1 | Residential / CL1 | Residential | 319.6855 | 0 |  |  |  | 0 |  |  |  |  | 2105128.9251 | 0 | 0 | 2105128.9251 | 0 | 27: NC1; 28: Residential / CL1; 29: Residential; 30: 181.5726; 31: 1.4156; 35: 4.4136; 40: 1195655.571; 41: 1664695.6246; 42: 0; 43: 2860351.1956; 44: 0
NC2 | Residential / CL2 | Residential | 319.6855 | 0 |  |  |  | 0 |  |  |  |  | 729841.9645 | 0 | 0 | 729841.9645 | 0 | 27: NC2; 28: Residential / CL2; 29: Residential; 30: 181.5726; 31: 2.6152; 35: 4.4136; 40: 414530.2458; 41: 672090.7275; 42: 0; 43: 1086620.9733; 44: 0
N90 | General Supply Block | GS | 914.6125 |  |  |  |  | 0 | 0 |  |  |  | 70885892.4449 | 0 | 0 | 70885892.4449 | 0 | 27: N90; 28: General Supply Block; 29: GS; 30: 234.3132; 35: 4.6488; 36: 5.926; 40: 18160150.1124; 41: 56930311.0837; 42: 0; 43: 75090461.1961; 44: 0
NC3 | General Supply / CL1 | GS | 914.6125 | 0 |  |  |  | 0 | 0 |  |  |  | 26066.4562 | 0 | 0 | 26066.4562 | 0 | 27: NC3; 28: General Supply / CL1; 29: GS; 30: 252.2106; 31: 1.4156; 35: 4.6488; 36: 5.926; 40: 7188.0021; 41: 37790.0516; 42: 0; 43: 44978.0537; 44: 0
NC4 | General Supply / CL2 | GS | 914.6125 | 0 |  |  |  | 0 | 0 |  |  |  | 5030.3687 | 0 | 0 | 5030.3687 | 0 | 27: NC4; 28: General Supply / CL2; 29: GS; 30: 252.2106; 31: 2.6152; 35: 4.6488; 36: 5.926; 40: 1387.1583; 41: 4384.8409; 42: 0; 43: 5771.9992; 44: 0
N84 | GS TOU (Basic data) | GS | 914.6125 |  | 0 | 0 | 0 | [5 empty] | 0 | 0 | 0 | 0 | 0 | 27: N84; 28: GS TOU (Basic data); 29: GS; 30: 234.0204; 32: 7; 33: 7; 34: 7; 40: 0; 41: 0; 42: 0; 43: 0; 44: 0
N845 | GS TOU (Interval data) | GS | 914.6125 |  | 0 | 0 | 0 | [5 empty] | 0 | 0 | 0 | 0 | 0 | 27: N845; 28: GS TOU (Interval data); 29: GS; 30: 234.0204; 32: 7; 33: 7; 34: 7; 40: 0; 41: 0; 42: 0; 43: 0; 44: 0
N71 | Residential STOU | Residential | 319.6855 |  | 0 | 0 | 0 | [5 empty] | 240905.3917 | 0 | 0 | 240905.3917 | 0 | 27: N71; 28: Residential STOU; 29: Residential; 30: 163.3824; 32: 4.186; 33: 4.186; 34: 4.186; 40: 123120.0752; 41: 169124.3737; 42: 0; 43: 292244.4489; 44: 0
N72 | Residential Demand | Residential | 319.6855 |  |  |  |  | 0 |  | 0 | 0 |  | 315986.7249 | 0 | 0 | 315986.7249 | 0 | 27: N72; 28: Residential Demand; 29: Residential; 30: 163.3824; 35: 2.051; 37: 0.20002; 38: 0.20003; 40: 161492.0656; 41: 109229.2691; 42: 9699.4325; 43: 280420.7672; 44: 0
N73 | Residential Transitional Demand | Residential | 319.6855 |  |  |  |  | 0 |  | 0 | 0 |  | 20036175.9435 | 0 | 0 | 20036175.9435 | 0 | 27: N73; 28: Residential Transitional Demand; 29: Residential; 30: 163.3824; 35: 3.0715; 37: -1.5153; 38: -0.37727; 40: 10239934.7362; 41: 10322408.6887; 42: -2623767.0976; 43: 17938576.3273; 44: 0
N91 | GS STOU | GS | 914.6125 |  | 0 | 0 | 0 | [5 empty] | 74729.9387 | 0 | 0 | 74729.9387 | 0 | 27: N91; 28: GS STOU; 29: GS; 30: 234.0204; 32: 4.742; 33: 4.742; 34: 4.742; 40: 19121.0268; 41: 370887.7882; 42: 0; 43: 390008.8151; 44: 0
N92 | GS Demand | GS | 914.6125 |  |  |  |  | 0 |  | 0 | 0 |  | 1912857.1669 | 0 | 0 | 1912857.1669 | 0 | 27: N92; 28: GS Demand; 29: GS; 30: 234.0204; 35: 3.1664; 37: -1.3324e-05; 38: 2.4466e-05; 40: 489439.6254; 41: 3890984.8754; 42: 4.0451; 43: 4380428.5459; 44: 0
N93 | GS Transitional Demand | GS | 914.6125 |  |  |  |  | 0 |  | 0 | 0 |  | 3923522.9945 | 0 | 0 | 3923522.9945 | 0 | 27: N93; 28: GS Transitional Demand; 29: GS; 30: 234.0204; 35: 3.7475; 37: -2.3331; 38: -0.71408; 40: 1003905.3923; 41: 7942901.1166; 42: -1168764.0864; 43: 7778042.4225; 44: 0
Large LV Tariff Class | [12 empty] | 173341734.6532 | 0 | 0 | 173341734.6532 | 0 | 27: Large LV Tariff Class; 40: 65401024.34; 41: 28258589.8188; 42: 18342246.7516; 43: 112001860.9104; 44: 0
N19 | LV STOU Demand | N19 | 29150.3752 |  | 0 | 0 | 0 |  |  | 0 | 0 |  | 173312584.278 | 0 | 0 | 173312584.278 | 0 | 27: N19; 28: LV STOU Demand; 29: N19; 30: 10998.3; 32: 0.7032; 33: 0.70322; 34: 0.7032; 37: 1.8; 38: 1.8; 40: 65390026.04; 41: 28194246.5563; 42: 18342246.7516; 43: 111926519.3479; 44: 0
N89 | LV STOU Transitional | N19 | 29150.3752 |  | 0 | 0 | 0 | [5 empty] | 29150.3752 | 0 | 0 | 29150.3752 | 0 | 27: N89; 28: LV STOU Transitional; 29: N19; 30: 10998.3; 32: 8; 33: 8; 34: 8; 40: 10998.3; 41: 64343.2625; 42: 0; 43: 75341.5625; 44: 0
HV Demand Tariff Class | [12 empty] | 43895383.7802 | 0 | 0 | 43895383.7802 | 3187422.5919 | 27: HV Demand Tariff Class; 40: 7797736.689; 41: 4776784.4144; 42: 20011983.6692; 43: 32586504.7725; 44: 4403291.951
N29 | HV STOU Demand | N29 | 158674.571 |  | 0 | 0 | 0 |  |  | 0 | 0 |  | 40707961.1883 | 0 | 0 | 40707961.1883 | 0 | 27: N29; 28: HV STOU Demand; 29: N29; 30: 18933.18; 32: 0.38996; 33: 0.38996; 34: 0.39; 37: 6.75; 38: 6.75; 40: 4857307.329; 41: 4776803.2013; 42: 18549102.2912; 43: 28183212.8215; 44: 0
ST Demand Tariff Class | [12 empty] | 35115132.9261 | 0 | 0 | 35115132.9261 | 7388755.4293 | 27: ST Demand Tariff Class; 40: 8063582.6556; 41: 4388767.0723; 42: 16913433.7541; 43: 29365783.482; 44: 9408868.2633
N39 | ST STOU Demand | N39 | 491080.0123 |  | 0 | 0 | 0 |  |  | 0 | 0 |  | 26744217.4722 | 0 | 0 | 26744217.4722 | 0 | 27: N39; 28: ST STOU Demand; 29: N39; 30: 29722.86; 32: 0.23038; 33: 0.23041; 34: 0.2304; 37: 5.95; 38: 5.95; 40: 1618706.9556; 41: 2357925.858; 42: 14366385.7113; 43: 18343018.5249; 44: 0
Inter-Distributor Transfer Tariff Class | [12 empty] | 11741442.1265 | 0 | 0 | 11741442.1265 | 11741442.1265 | 27: Inter-Distributor Transfer Tariff Class; 40: 5843940.3; 41: -1.0236; 42: 412136.9409; 43: 6256076.2172; 44: 6256076.2172
Unmetered Tariff Class | [12 empty] | 277584.8937 | 0 | 0 | 277584.8937 | 0 | 27: Unmetered Tariff Class; 40: 0; 41: 6654968.5395; 42: 0; 43: 6654968.5395; 44: 0
SL | Streetlighting | GS | 914.6125 | 0 | [8 empty] | 0 | 0 | 0 | 0 | 0 | 27: SL; 28: Streetlighting; 29: GS; 30: 0; 31: 4.5554; 40: 0; 41: 4888304.9877; 42: 0; 43: 4888304.9877; 44: 0
TL | Traffic Control Signal Lights | GS | 914.6125 | 0 | [8 empty] | 0 | 0 | 0 | 0 | 0 | 27: TL; 28: Traffic Control Signal Lights; 29: GS; 30: 0; 31: 5.0459; 40: 0; 41: 180091.5346; 42: 0; 43: 180091.5346; 44: 0
N99 | Unmetered Supply | GS | 914.6125 |  |  |  |  | 0 |  |  |  |  | 277584.8937 | 0 | 0 | 277584.8937 | 0 | 27: N99; 28: Unmetered Supply; 29: GS; 30: 0; 35: 5.0459; 40: 0; 41: 1338774.6956; 42: 0; 43: 1338774.6956; 44: 0
NW | Nightwatch | GS | 914.6125 | 0 | [8 empty] | 0 | 0 | 0 | 0 | 0 | 27: NW; 28: Nightwatch; 29: GS; 30: 0; 31: 4.291; 40: 0; 41: 247797.3216; 42: 0; 43: 247797.3216; 44: 0
[13 empty] | 691243395.1691 | 0 | 0 | 691243395.1691 | 22317620.1477 | 40: 279060332.2993; 41: 360286089.4605; 42: 51896973.4094; 43: 691243395.1691; 44: 20068236.4316
LRMC Tariffs
Code | Name | Residual Type | Fixed ($pa) | Single and ToU Consumption (c/kWh) |  |  |  | Step Consumption (c/kWh) |  | Demand ($/kVA kW /mth) |  |  | Fixed | Energy | Demand | Total LRMC | CRNP
|  |  |  | Non-TOU | High Peak / Peak | Low Peak / Shoulder | Off-peak | Step 1 | Step 2 | High Season | Low Season
Small LV Tariff Class | [12 empty] | 0 | 69951287.2234 | 12804362.1688 | 82755649.3922 | 0
N70 | Residential Flat | Residential | 0 |  |  |  |  | 1.1136 |  |  |  |  | 0 | 55864814.2079 | 0 | 55864814.2079 | 0
N705 | Residential TOU (Interval data) | Residential | 0 |  | 5.0366 | 0.48945 | 0 | [5 empty] | 0 | 0 | 0 | 0 | 0
N706 | Residential TOU (Basic data) | Residential | 0 |  | 5.0366 | 0.48945 | 0 | [5 empty] | 0 | 0 | 0 | 0 | 0
N50 | Control load 1 | CL | 0 | 0 | [8 empty] | 0 | 0 | 0 | 0 | 0
N54 | Control load 2 | CL | 0 | 0.055571 | [8 empty] | 0 | 129277.6546 | 0 | 129277.6546 | 0
NC1 | Residential / CL1 | Residential | 0 | 0 |  |  |  | 1.1136 |  |  |  |  | 0 | 370809.6041 | 0 | 370809.6041 | 0
NC2 | Residential / CL2 | Residential | 0 | 0.055571 |  |  |  | 1.1136 |  |  |  |  | 0 | 141322.7738 | 0 | 141322.7738 | 0
N90 | General Supply Block | GS | 0 |  |  |  |  | 1.1136 | 1.1136 |  |  |  | 0 | 13290650.2972 | 0 | 13290650.2972 | 0
NC3 | General Supply / CL1 | GS | 0 | 0 |  |  |  | 1.1136 | 1.1136 |  |  |  | 0 | 8712.1142 | 0 | 8712.1142 | 0
NC4 | General Supply / CL2 | GS | 0 | 0.055571 |  |  |  | 1.1136 | 1.1136 |  |  |  | 0 | 952.0386 | 0 | 952.0386 | 0
N84 | GS TOU (Basic data) | GS | 0 |  | 5.0366 | 0.48945 | 0 | [5 empty] | 0 | 0 | 0 | 0 | 0
N845 | GS TOU (Interval data) | GS | 0 |  | 5.0366 | 0.48945 | 0 | [5 empty] | 0 | 0 | 0 | 0 | 0
N71 | Residential STOU | Residential | 0 |  | 13.2589 | 4.0086 | 0 | [5 empty] | 0 | 56338.3846 | 0 | 56338.3846 | 0
N72 | Residential Demand | Residential | 0 |  |  |  |  | 0 |  | 4.3698 | 1.338 |  | 0 | 0 | 127360.148 | 127360.148 | 0
N73 | Residential Transitional Demand | Residential | 0 |  |  |  |  | 0 |  | 4.3698 | 1.338 |  | 0 | 0 | 8008645.4445 | 8008645.4445 | 0
N91 | GS STOU | GS | 0 |  | 13.2589 | 4.0086 | 0 | [5 empty] | 0 | 88410.1483 | 0 | 88410.1483 | 0
N92 | GS Demand | GS | 0 |  |  |  |  | 0 |  | 6.0091 | 1.8392 |  | 0 | 0 | 1658106.3774 | 1658106.3774 | 0
N93 | GS Transitional Demand | GS | 0 |  |  |  |  | 0 |  | 6.0091 | 1.8392 |  | 0 | 0 | 3010250.1989 | 3010250.1989 | 0
Large LV Tariff Class | [12 empty] | 0 | 9659075.7028 | 47835527.4465 | 57494603.1494 | 0
N19 | LV STOU Demand | N19 | 0 |  | 2.1042 | 1.4844 | 0 |  |  | 5.5496 | 3.9637 |  | 0 | 9648077.6791 | 47835527.4465 | 57483605.1257 | 0
N89 | LV STOU Transitional | N19 | 0 |  | 10.5232 | 7.424 | 0 | [5 empty] | 0 | 10998.0237 | 0 | 10998.0237 | 0
HV Demand Tariff Class | [12 empty] | 0 | 298786.5017 | 1389163.5222 | 1687950.0239 | 350964.7078
N29 | HV STOU Demand | N29 | 0 |  | 0.18274 | 0.12824 | 0 |  |  | 0.4809 | 0.34411 |  | 0 | 229151.7618 | 1107833.5544 | 1336985.3162 | 0
ST Demand Tariff Class | [12 empty] | 0 | 674306.3866 | 2374029.8056 | 3048336.1922 | 1775936.6824
N39 | ST STOU Demand | N39 | 0 |  | 0.16992 | 0.11969 | 0 |  |  | 0.44884 | 0.3206 |  | 0 | 158321.8428 | 893834.1042 | 1052155.947 | 0
Inter-Distributor Transfer Tariff Class | [12 empty] | 0 | 149094.2565 | 713398.4763 | 862492.7328 | 862492.7328
Unmetered Tariff Class | [12 empty] | 0 | 1594406.6691 | 0 | 1594406.6691 | 0
SL | Streetlighting | GS | 0 | 1.1136 | [8 empty] | 0 | 1194915.2807 | 0 | 1194915.2807 | 0
TL | Traffic Control Signal Lights | GS | 0 | 1.1136 | [8 empty] | 0 | 39742.9823 | 0 | 39742.9823 | 0
N99 | Unmetered Supply | GS | 0 |  |  |  |  | 1.1136 |  |  |  |  | 0 | 295443.6431 | 0 | 295443.6431 | 0
NW | Nightwatch | GS | 0 | 1.1136 | [8 empty] | 0 | 64304.7631 | 0 | 64304.7631 | 0
[13 empty] | 0 | 82326956.7401 | 65116481.4195 | 147443438.1596 | 2989394.1229
Code | Name | Residual Type | Fixed ($pa) | Single and ToU Consumption (c/kWh) |  |  |  | Step Consumption (c/kWh) |  | Demand ($/kVA kW /mth) |  |  | Fixed | Energy | Demand |  | Energy Propn by Class (SA & AC)
|  |  |  | Non-TOU | High Peak / Peak | Low Peak / Shoulder | Off-peak | Step 1 | Step 2 | High Season | Low Season
Small LV Tariff Class | [12 empty] | 1431566.69 | 7661338.912 | 4371838.798
N70 | Residential Flat | Residential | 942062.52 |  |  |  |  | 5016817.8038 |  |  |  |  | 942062.52 | 5016817.8038 | 0 |  | 65.48%
N705 | Residential TOU (Interval data) | Residential | 0 |  | 0 | 0 | 0 | [5 empty] | 0 | 0 | 0 |  | 0%
N706 | Residential TOU (Basic data) | Residential | 0 |  | 0 | 0 | 0 | [5 empty] | 0 | 0 | 0 |  | 0%
N50 | Control load 1 | CL | 229930.69 | 465064.6666 | [8 empty] | 229930.69 | 465064.6666 | 0 |  | 6.07%
N54 | Control load 2 | CL | 102288.12 | 232636.4757 | [8 empty] | 102288.12 | 232636.4757 | 0 |  | 3.036%
NC1 | Residential / CL1 | Residential | 6585 | 13772.3629 |  |  |  | 33299.7478 |  |  |  |  | 6585 | 47072.1107 | 0 |  | 0.6144%
NC2 | Residential / CL2 | Residential | 2283 | 4674.2292 |  |  |  | 12457.9206 |  |  |  |  | 2283 | 17132.1498 | 0 |  | 0.2236%
N90 | General Supply Block | GS | 77503.7433 |  |  |  |  | 1080436.1187 | 113101.7455 |  |  |  | 77503.7433 | 1193537.8642 | 0 |  | 15.58%
NC3 | General Supply / CL1 | GS | 28.5 | 100.2216 |  |  |  | 782.3724 | 0 |  |  |  | 28.5 | 882.5941 | 0 |  | 0.01152%
NC4 | General Supply / CL2 | GS | 5.5 | 17.2149 |  |  |  | 84.6367 | 0 |  |  |  | 5.5 | 101.8516 | 0 |  | 0.001329%
N84 | GS TOU (Basic data) | GS | 0 |  | 0 | 0 | 0 | [5 empty] | 0 | 0 | 0 |  | 0%
N845 | GS TOU (Interval data) | GS | 0 |  | 0 | 0 | 0 | [5 empty] | 0 | 0 | 0 |  | 0%
N71 | Residential STOU | Residential | 753.57 |  | 294.1748 | 432.4212 | 3313.6425 | [5 empty] | 753.57 | 4040.2385 | 0 |  | 0.05274%
N72 | Residential Demand | Residential | 988.43 |  |  |  |  | 5325.6591 |  | 20608.4218 | 27882.4541 |  | 988.43 | 5325.6591 | 48490.876 |  | 0.06951%
N73 | Residential Transitional Demand | Residential | 62674.65 |  |  |  |  | 336070.6068 |  | 1291142.151 | 1768828.018 |  | 62674.65 | 336070.6068 | 3059970.169 |  | 4.387%
N91 | GS STOU | GS | 81.7067 |  | 512.8027 | 509.3562 | 6799.1798 | [5 empty] | 81.7067 | 7821.3387 | 0 |  | 0.1021%
N92 | GS Demand | GS | 2091.44 |  |  |  |  | 122883.5547 |  | 193135.3765 | 270520.1345 |  | 2091.44 | 122883.5547 | 463655.5111 |  | 1.604%
N93 | GS Transitional Demand | GS | 4289.82 |  |  |  |  | 211951.9978 |  | 369171.1231 | 430551.1188 |  | 4289.82 | 211951.9978 | 799722.2419 |  | 2.767%
Large LV Tariff Class | [12 empty] | 5946.4667 | 4010217.1211 | 10190056.6635
N19 | LV STOU Demand | N19 | 5945.4667 |  | 240999.0476 | 308342.1755 | 3460071.6072 |  |  | 4694712.5333 | 5495344.1303 |  | 5945.4667 | 4009412.8303 | 10190056.6635 |  | 99.98%
N89 | LV STOU Transitional | N19 | 1 |  | 47.4694 | 80.8556 | 675.9659 | [5 empty] | 1 | 804.2908 | 0 |  | 0.02006%
HV Demand Tariff Class | [12 empty] | 262.55 | 1640296.6045 | 3445015.4293
N29 | HV STOU Demand | N29 | 256.55 |  | 62348.2566 | 89843.4854 | 1072645.5273 |  |  | 1185847.2216 | 1562170.4193 |  | 256.55 | 1224837.2692 | 2748017.6408 |  | 74.67%
ST Demand Tariff Class | [12 empty] | 65.46 | 3173564.2005 | 6364853.9791
N39 | ST STOU Demand | N39 | 54.46 |  | 45655.5301 | 67461.2851 | 910289.3466 |  |  | 933697.1568 | 1480827.7435 |  | 54.46 | 1023406.1618 | 2414524.9003 |  | 32.25%
Inter-Distributor Transfer Tariff Class | [12 empty] | 5 | 782128.0232 | 1912155.2224
Unmetered Tariff Class | [12 empty] | 303.5 | 143182.2137 | 0
SL | Streetlighting | GS | 0 | 107306.7608 | [8 empty] | 0 | 107306.7608 | 0 |  | 74.94%
TL | Traffic Control Signal Lights | GS | 0 | 3569.0319 | [8 empty] | 0 | 3569.0319 | 0 |  | 2.493%
N99 | Unmetered Supply | GS | 303.5 |  |  |  |  | 26531.672 |  |  |  |  | 303.5 | 26531.672 | 0 |  | 18.53%
NW | Nightwatch | GS | 0 | 5774.749 | [8 empty] | 0 | 5774.749 | 0 |  | 4.033%
[13 empty] | 1438149.6667 | 17410727.075 | 26283920.0923

## Summary
TSS Principles Model
Tariff Class
Tariff class | FY20 | [6 empty] | FY21 | [6 empty] | FY22 | [6 empty] | FY23 | [6 empty] | FY24 | [6 empty] | Tariff class | FY20 | FY21 | FY22 | FY23 | FY24
| Actual Tariff | Target Tariff | Avoidable | Stand Alone | LRMC | Actual Tariff Compliance | Target Tariff Compliance | Actual Tariff | Target Tariff | Avoidable | Stand Alone | LRMC | Actual Tariff Compliance | Target Tariff Compliance | Actual Tariff | Target Tariff | Avoidable | Stand Alone | LRMC | Actual Tariff Compliance | Target Tariff Compliance | Actual Tariff | Target Tariff | Avoidable | Stand Alone | LRMC | Actual Tariff Compliance | Target Tariff Compliance | Actual Tariff | Target Tariff | Avoidable | Stand Alone | LRMC | Actual Tariff Compliance | Target Tariff Compliance | Variance to Target
Small LV | 596.0505 | 505.6842 | 378.233 | 773.0999 | 69.9145 | Yes | Yes | 596.5254 | 508.8122 | 353.862 | 770.8719 | 71.3138 | Yes | Yes | 588.8769 | 502.0977 | 344.831 | 772.0938 | 74.6369 | Yes | Yes | 581.5096 | 501.8156 | 355.4553 | 786.1936 | 79.0645 | Yes | Yes | 587.1339 | 509.6278 | 396.6566 | 795.5239 | 82.7556 | Yes | Yes | Small LV | 90.3663 | 87.7132 | 86.7792 | 79.694 | 77.5061
Large LV | 167.3943 | 233.3781 | 34.1168 | 428.9836 | 56.4324 | Yes | Yes | 170.9545 | 235.5422 | 31.9185 | 448.9284 | 57.8837 | Yes | Yes | 158.7753 | 227.1454 | 31.1039 | 458.3666 | 53.5634 | Yes | Yes | 164.5792 | 227.4077 | 32.0622 | 462.8006 | 55.7378 | Yes | Yes | 169.4965 | 230.8363 | 35.7786 | 434.6458 | 57.4946 | Yes | Yes | Large LV | -65.9838 | -64.5877 | -68.37 | -62.8285 | -61.3399
HV Demand | 30.6325 | 46.2581 | 13.4915 | 302.3938 | 1.4501 | Yes | Yes | 31.1831 | 46.4645 | 12.6222 | 329.5407 | 1.476 | Yes | Yes | 32.9157 | 45.5368 | 12.3 | 338.7068 | 1.5806 | Yes | Yes | 33.3873 | 45.1107 | 12.679 | 338.1359 | 1.6387 | Yes | Yes | 34.2745 | 45.5833 | 14.1486 | 299.134 | 1.688 | Yes | Yes | HV Demand | -15.6256 | -15.2814 | -12.6211 | -11.7234 | -11.3089
ST Demand | 27.1894 | 38.466 | 11.7877 | 114.7786 | 2.6208 | Yes | Yes | 29.6909 | 38.6801 | 11.0282 | 152.3393 | 2.6905 | Yes | Yes | 31.4007 | 38.0242 | 10.7468 | 160.2047 | 2.8604 | Yes | Yes | 31.7822 | 37.7358 | 11.0779 | 151.8215 | 2.9593 | Yes | Yes | 32.4141 | 38.1635 | 12.3619 | 97.545 | 3.0483 | Yes | Yes | ST Demand | -11.2766 | -8.9893 | -6.6235 | -5.9535 | -5.7493
IDT | 7.0282 | 12.9327 | 3.3563 | 106.3471 | 0.9471 | Yes | Yes | 7.1449 | 12.9939 | 3.14 | 144.4511 | 0.96005 | Yes | Yes | 6.9119 | 12.5629 | 3.0599 | 152.5178 | 0.80521 | Yes | Yes | 6.9603 | 12.4643 | 3.1541 | 143.8978 | 0.83613 | Yes | Yes | 7.1186 | 12.6039 | 3.5197 | 88.7028 | 0.86249 | Yes | Yes | IDT | -5.9045 | -5.849 | -5.651 | -5.504 | -5.4854
Unmetered | 8.7555 | 1.7811 | 0 | 394.8668 | 1.5203 | Yes | Yes | 8.8123 | 1.8181 | 0 | 417.0099 | 1.5293 | Yes | Yes | 8.2937 | 1.8073 | 0 | 427.2627 | 1.5265 | Yes | Yes | 8.1546 | 1.8391 | 0 | 430.7383 | 1.5601 | Yes | Yes | 8.2494 | 1.872 | 0 | 398.8672 | 1.5944 | Yes | Yes | Unmetered | 6.9745 | 6.9942 | 6.4864 | 6.3154 | 6.3774

## Diversity Factors--->
Diversity Factors

## Residential DF
Residential Diversity
Year | Month | Sum of "kWh Max" | Max of "kWhSum" | Diversity Factor | Sample Size | Average Residential (Individual) | Average Residential (Aggregate)
|  |  | Average | 2.569 |  | 1.7901 | 0.71285
|  |  | Max | 3.3088
|  |  | Min | 1.9621
|  |  | Diversity | 38.93%

## GS DF
General Supply Diversity
Year | Month | Sum of "kWh Max" | Max of "kWhSum" | Diversity Factor | Sample Size | Average GS (Individual) | Average GS (Aggregate)
|  |  | Average | 1.8328 |  | 3.2079 | 1.785
|  |  | Max | 2.3444
|  |  | Min | 1.5574
|  |  | Diversity | 54.56%

## GS TOU DF
General Supply (TOU) Diversity
Year | Month | Sum of N84 "kWh Max" | Max of N84 "kWhSum" | Sum of N845 "kWh Max" | Max of N845 "kWhSum" | Sum of "kWh Max" | Max of "kWh Sum" | Diversity Factor | Sample Size | Average GS (Individual) | Average GS (Aggregate)
[7 empty] | Average | 1.558 |  | 10.9177 | 7.0807
[7 empty] | Max | 1.7167
[7 empty] | Min | 1.4001
[7 empty] | Diversity | 64.19%

## N19 DF
N19 & N89 Diversity
Year | Month | Sum of N19 "kWh Max" | Max of N19 "kWh Sum" | Sum of N89 "kWh Max" | Max of N89 "kWh Sum" | Sum of "kWh Max" | Max of "kWh Sum" | Diversity Factor | Sample Size | Average N19 & N89 (Individual) | Average N19 & N89 (Aggregate)
[7 empty] | Average | 1.2365 |  | 81.6684 | 66.779
[7 empty] | Max | 1.3125
[7 empty] | Min | 1.1767
[7 empty] | Diversity | 80.87%

## N29 DF
N29 Diversity
Tariff | Year | Month | Sum of "kWh Max" | Max of "kWh Sum" | Diversity Factor | Sample Size | Average (Individual) | Average (Aggregate)
|  |  |  | Average | 1.3041 |  | 423.688 | 325.0673
|  |  |  | Max | 1.3669
|  |  |  | Min | 1.2416
|  |  |  | Diversity | 76.68%

## N39 DF
N39 Diversity
Tariff | Year | Month | Sum of "kWh Max" | Max of "kWhSum" | Diversity Factor | Sample Size | Average (Individual) | Average (Aggregate)
|  |  |  | Average | 1.2783 |  | 1473.4284 | 1153.1499
|  |  |  | Max | 1.4004
|  |  |  | Min | 1.2224
|  |  |  | Diversity | 78.23%