## Contents
AusNet Services - Transmission
TRR Capex Forecast Model (2017-18 to 2021-22)
1. Key Assumptions
2. Lookups
3. Project Inputs - Master sheet
4. Individual project sheets (46 in total)
5. Outputs:-
5.1 - Forecast Capex As Incurred
| a. | Direct Expenditure Forecast Summary - As Incurred
| b. | Total Expenditure Forecast - Summary by Asset Class (As Incurred)
| c. | Total Expenditure Forecast - Summary by Replacement Driver (As Incurred)
| d. | Selected As Incurred Forecasts
5.2 - Forecast Capex As Commissioned
| a. | Total Expenditure Forecast - Summary by Asset Class (As Commissioned)
| b. | Total Expenditure Forecast - Summary by Replacement Driver (As Commissioned)
5.3 - Reset RIN outputs:
2.1 Expenditure Summary
2.6 Non Network
2.10 Overheads
2.12 Input Tables
6. Error Checks:-
Error Checks Summary

## Assumptions
Timing Assumptions
Calendar format - Regulatory Years | 1 Apr - 31 Mar
Model start date (year) | 2015/16
Input Dollars stated in | $ 2015/16
Output Table Dollars stated in | $ Mar 2017
Escalation Assumptions
Inflation
|  | 2011-09-30 | 2012-09-30 | 2013-09-30 | 2014-09-30 | 2015-09-30 | 2016-03-31 | 2017-09-30 | 2018-09-30 | 2019-09-30 | 2020-09-30 | 2021-09-30 | 2022-09-30
|  | Actual | Actual | Actual | Actual | Forecast | Forecast | Forecast | Forecast | Forecast | Forecast | Forecast | Forecast
Applies to year |  | 2012/13 | 2013/14 | 2014/15 | 2015/16 | 2016/17 | End '17 | 2017/18 | 2018/19 | 2019/20 | 2020/21 | 2021/22 | 2022/23
CPI - 8 Capital cities (Prior Sept qtr, Re-based in Sep-12) |  | 99.8 | 101.8 | 104 | 106.4 | 108.9004 | 110.1725 | 111.4596 | 114.0789 | 116.7597 | 119.5036 | 122.3119 | 125.1862
Annual inflation (Sept to Sept) |  | 3.52% | 2.004% | 2.161% | 2.308% | 2.35% | 1.168% | 2.35% | 2.35% | 2.35% | 2.35% | 2.35% | 2.35%
Inflation index - nominal to $ March 2017 |  | 1.1039 | 1.0822 | 1.0594 | 1.0355 | 1.0117 | 1 | 0.98845 | 0.96576 | 0.94358 | 0.92192 | 0.90075 | 0.88007
Inflation index - nominal to $ 2015/16 |  | 1.0661 | 1.0452 | 1.0231 | 1 | 0.97704 | 0.96576 | 0.95461 | 0.93269 | 0.91127 | 0.89035 | 0.86991 | 0.84993
Inflation index - $2015/16 to nominal |  |  |  |  | 1 | 1.0235 | 1.0355 | 1.0476 | 1.0722 | 1.0974 | 1.1232 | 1.1495 | 1.1766
Labour Escalation |  | 2015/16: Base year for escalation - 2015/16
|  | 2012/13 | 2013/14 | 2014/15 | 2015/16 | 2016/17 | 2017/18 | 2018/19 | 2019/20 | 2020/21 | 2021/22 | 2022/23
Internal labour escalation rates - Average of CIE (Vic) and DAE (National) utilities forecasts |  |  |  |  | 0.5875% | 0.66% | 0.805% | 0.81% | 0.8275% | 0.895% | 0.91% | 0.91%
Internal labour index |  |  |  | 1 | 1.0059 | 1.0125 | 1.0207 | 1.0289 | 1.0374 | 1.0467 | 1.0563 | 1.0659
External labour escalation rates - Average of CIE (Vic) and DAE (National) construction forecasts |  |  |  |  | 0.41% | 0.6625% | 1.038% | 1.042% | 1.008% | 1.09% | 1.115% | 1.115%
External labour index |  |  |  | 1 | 1.0041 | 1.0108 | 1.0212 | 1.0319 | 1.0423 | 1.0536 | 1.0654 | 1.0773
Materials Escalation
Real cost escalation rates
Asset Category type |  |  |  |  | 2016 | 2017 | 2018 | 2019 | 2020 | 2021 | 2022
Secondary | bar: 2016 to 2022
Switchgear | bar: 2016 to 2022
Transformers | bar: 2016 to 2022
Reactive | bar: 2016 to 2022
Lines and towers | bar: 2016 to 2022
Establishment | bar: 2016 to 2022
Communications | bar: 2016 to 2022
Non System - Other | bar: 2016 to 2022
Land | bar: 2016 to 2022
Easements | bar: 2016 to 2022
Vehicles | bar: 2016 to 2022
Premises | bar: 2016 to 2022
IT | bar: 2016 to 2022
Real cost escalation index
Base year for escalation - 2015/16
Asset Category type |  | 2012/13 | 2013/14 | 2014/15 | 2015/16 | 2016/17 | 2017/18 | 2018/19 | 2019/20 | 2020/21 | 2021/22 | 2022/23
Secondary | bar: 2014/15 to Base year for escalation - 2015/16 2021/22
Switchgear | bar: 2014/15 to Base year for escalation - 2015/16 2021/22
Transformers | bar: 2014/15 to Base year for escalation - 2015/16 2021/22
Reactive | bar: 2014/15 to Base year for escalation - 2015/16 2021/22
Lines and towers | bar: 2014/15 to Base year for escalation - 2015/16 2021/22
Establishment | bar: 2014/15 to Base year for escalation - 2015/16 2021/22
Communications | bar: 2014/15 to Base year for escalation - 2015/16 2021/22
Non System - Other | bar: 2014/15 to Base year for escalation - 2015/16 2021/22
Land | bar: 2014/15 to Base year for escalation - 2015/16 2021/22
Easements | bar: 2014/15 to Base year for escalation - 2015/16 2021/22
Vehicles | bar: 2014/15 to Base year for escalation - 2015/16 2021/22
Premises | bar: 2014/15 to Base year for escalation - 2015/16 2021/22
IT | bar: 2014/15 to Base year for escalation - 2015/16 2021/22
Capital Efficiency
Capital Efficiency Factor - to apply to regulatory years 2018-22 |  | Base year for escalation - 2015/16 2017/18: 0.89%; Base year for escalation - 2015/16 2018/19: (positive values have the effect of reducing Capex)
Capitalised Overhead Assumptions
|  | 2012/13 | 2013/14 | 2014/15 | 2015/16 | 2016/17 | 2017/18 | 2018/19 | 2019/20 | 2020/21 | 2021/22 | 2022/23
|  | Actual | Actual | Actual | Forecast | Forecast | Forecast | Forecast | Forecast | Forecast | Forecast | Forecast
Network Overheads - Replacement Capex only
Repex Overheads - $m, nomimal |  | 11.5812 | 8.7599 | 9.6608 | 7.3529 | 10.3778 | 11.0364 | 11.532 | 12.0031 | 10.5873 | 9.0553
Repex Overheads - $m, real $2015/16 |  | 12.3471 | 9.1557 | 9.8837 | 7.3529 | 10.1395 | 10.5354 | 10.7558 | 10.9381 | 9.4264 | 7.8773
Direct Replacement Capex (As Incurred) - $m, real $2015/16 |  | 151.0589 | 116.3045 | 121.3601 | 123.6932 | 139.6753 | 133.764 | 112.9031 | 117.8152 | 111.0747 | 92.821
Repex Overhead rate |  | 8.174% | 7.872% | 8.144% | 5.944% | 7.259% | 7.876% | 9.527% | 9.284% | 8.487% | 8.487% | 8.732%
Non Network Overheads - General | bar: 2012/13 to 2022/23
Non Network Overheads - IT
IT Capitalised overheads - $m, nominal |  | 0.56065 | 0.86737 | 0.85461 | 0.55163 | 1.5814 | 1.5723 | 1.4173 | 1.2709 | 0.9101 | 0.79334
IT Capitalised overheads - $m, real $2015/16 |  | 0.59773 | 0.90656 | 0.87433 | 0.55163 | 1.5451 | 1.501 | 1.3219 | 1.1581 | 0.81031 | 0.69013
Direct IT Capex (As Incurred) - $m, real $2015/16 |  | 13.3615 | 17.7003 | 18.8519 | 7.3402 | 17.6544 | 23.575 | 21.3998 | 12.7624 | 10.6724 | 9.0896
IT Capex OH rate |  | 4.474% | 5.122% | 4.638% | 7.515% | 8.752% | 6.367% | 6.177% | 9.075% | 7.593% | 7.593% | 7.361%
Historical Direct Capex and Overheads per Historical CA RIN data
Total OHDs from above - $2015/16 |  | 12.9448 | 10.0623 | 10.7581 | 7.9045 | 11.6847 | 12.0364 | 12.0776 | 12.0963 | 10.2367 | 8.5674
Total OHDs - $ Nominal |  | 12.1418 | 9.6273 | 10.5154 | 7.9045 | 11.9592 | 12.6087 | 12.9493 | 13.274 | 11.4974 | 9.8487
| OH Summary Tbl |  |  | Prior | 2015-16 | 2016-17 | 2017-18 | 2018-19 | 2019-20 | 2020-21 | 2021-22 | 2022-23
| Repex_OHD |  |  | 8.008% | 5.944% | 7.259% | 7.876% | 9.527% | 9.284% | 8.487% | 8.487% | 8.732%
| Non_IT_OHD |  |  | 0% | bar: 2015-16 to 2022-23
| IT_OHD |  |  | 4.88% | 7.515% | 8.752% | 6.367% | 6.177% | 9.075% | 7.593% | 7.593% | 7.361%

## Lookups
Asset Category 1 | Project Category 2 |  | Overhead Category | RIN Exp Category
Secondary | Replacement - Major Station |  | Repex_OHD | Transmission Towers | Replacement
Switchgear | Replacement - Major Station CBD |  | Non_IT_OHD | Transmission Tower Support Structures | Replacement
Transformers | Replacement - Other |  | IT_OHD | Conductors | Replacement
Reactive | Security and Compliance |  |  | Transmission Cables | Replacement
Towers and Conductor | Non Network - Other |  |  | Substation Switchbays | Replacement
Establishment | Non Network - Vehicles |  |  | Substation Power Transformers | Replacement
Communications | Non Network - Premises |  |  | Substation Reactive Plant | Replacement
Inventory | Non Network - IT |  |  | Scada Network Control And Protection Systems | Replacement
IT |  |  |  | Other - Replacement | Replacement
Vehicles | Project Category 1 |  |  | It And Communications | Non Network
Other (non-network) | Network |  |  | Motor Vehicles | Non Network
Premises | Non Network |  |  | Buildings And Property | Non Network
Land |  |  |  | Other - Non Network | Non Network
Easements | Denominations
| Thousands | 1000
| Millions | 1000000

## Project_Inputs
Table of Contents
Project Input Control Sheet
[10 empty] | As Incurred Direct Capital Expenditure ($000's) - All values in Real $2015/16 | [12 empty] | As Commissioned Capex %'s | [9 empty] | As Commissioned Direct Capex ($000's) - Real $2015/16
Proj No | Oracle ID | SAP ID | Project name | Location | Bus Case - Y/N | Target compl | Project category 1 | Project category 2 | Overhead Category | Prior (Actual) | 2014-15 (Actual) | 2015-16 (Forecast) | 2016-17 (Forecast) | 2017-18 (Forecast) | 2018-19 (Forecast) | 2019-20 (Forecast) | 2020-21 (Forecast) | 2021-22 (Forecast) | 2022-23 (Forecast) | Forecast Period Total | Overall Forecast Total | Prior Capex | Prior | 2015-16 | 2016-17 | 2017-18 | 2018-19 | 2019-20 | 2020-21 | 2021-22 | 2022-23 | Total | Prior | 2015-16 | 2016-17 | 2017-18 | 2018-19 | 2019-20 | 2020-21 | 2021-22 | 2022-23 | Total | Check
1 | XC17 | TD-0003437 | FBTS Refurbishment | FBTS | Yes | 2017 | Network | Replacement - Major Station | Repex_OHD | 87.7807 | 59.5435 | 1088.9186 | 7921.1797 | 3437.554 | 0 | 0 | 0 | 0 | 0 | 3437.554 | 12594.9765 | 147.3242 |  | 2016-17: 71.1%; 2017-18: 28.1%; 2018-19: 0.8% | 100% | 0 | 0 | 8955.0283 | 3539.1884 | 100.7598 | 0 | 0 | 0 | 0 | 12594.9765 | 0
2 | XC28 | TD-0003456 | HWPS 220kV Switchyard Redevelopment Stage 4 | HWPS | Yes | 2018 | Network | Replacement - Major Station | Repex_OHD | 35.9876 | 18.5658 | 1134.6 | 7604.2597 | 7713.246 | 3649.602 | 0 | 0 | 0 | 0 | 11362.848 | 20156.2611 | 54.5534 |  | 2016-17: 40.48%; 2017-18: 41.4%; 2018-19: 18.12% | 100% | 0 | 0 | 8159.2545 | 8344.6921 | 3652.3145 | 0 | 0 | 0 | 0 | 20156.2611 | 0
3 | XA09 | TD-0003317 | RTS Redevelopment Project | RTS | Yes | 2017 | Network | Replacement - Major Station CBD | Repex_OHD | 50448.7951 | 36789.5484 | 27678.75 | 22138.7516 | 11436.882 | 1094.058 | 0 | 0 | 0 | 0 | 12530.94 | 149586.785 | 87238.3435 | 29% | 2015-16: 24%; 2016-17: 24%; 2017-18: 20%; 2018-19: 3% | 100% | 43380.1677 | 35900.8284 | 35900.8284 | 29917.357 | 4487.6036 | 0 | 0 | 0 | 0 | 149586.785 | 2.9104e-11
4 | XB59 | TD-0003414 | HTS Rebuild | HTS | Yes | 2017 | Network | Replacement - Major Station | Repex_OHD | 1354.2014 | 6450.9802 | 16881.75 | 18923.223 | 3639.548 | 0 | 0 | 0 | 0 | 0 | 3639.548 | 47249.7026 | 7805.1816 |  | 2015-16: 37%; 2016-17: 29%; 2017-18: 34% | 100% | 0 | 17482.39 | 13702.4138 | 16064.8989 | 0 | 0 | 0 | 0 | 0 | 47249.7026 | 0
5 | XC19 | TD-0003439 | SMTS H2 Transformer Replacement | SMTS | Yes | 2019 | Network | Replacement - Major Station | Repex_OHD | 162.7385 | 24.9616 | 2180.1888 | 8414.7736 | 16207.048 | 816.202 |  |  |  |  | 17023.25 | 27805.9125 | 187.7001 |  | 2016-17: 41%; 2017-18: 56%; 2018-19: 3% | 100% | 0 | 0 | 11400.4241 | 15571.311 | 834.1774 | 0 | 0 | 0 | 0 | 27805.9125 | 3.638e-12
6 | Various |  | Other committed projects |  |  |  | Network | Replacement - Major Station | Repex_OHD | 0 | 0 | 0 | 318.7414 | 544.2139 | 0 | 0 | 0 | 0 | 0 | 544.2139 | 862.9553 | 0 | [9 empty] | 0% | 0 | 0 | 0 | 0 | 0 | 0 | 0 | 0 | 0 | 0 | 0
7 | XC21 | TD-0003451 | RWTS B4 220/66kV Transformer and 66kV CB Replacement | RWTS |  | 2018 | Network | Replacement - Major Station | Repex_OHD | 0 | 0 | 276 | 3590 | 6076 | 3867 | 0 | 0 | 0 | 0 | 9943 | 13809 | 0 | [9 empty] | 0% | 0 | 0 | 0 | 0 | 0 | 0 | 0 | 0 | 0 | 0 | 0
8 | XC15 | TD-0003435 | TSTS B2 Transformer and 66kV CB Replacement | TSTS |  | 2021 | Network | Replacement - Major Station | Repex_OHD | 34.298 | 1.5175 | 0 | 0 | 0 | 0 | 581 | 7551 | 12778 | 0 | 20910 | 20945.8155 | 35.8155 | [9 empty] | 0% | 0 | 0 | 0 | 0 | 0 | 0 | 0 | 0 | 0 | 0 | 0
9 | XB61 | TD-0003415 | SVTS Redevelopment Stage 1 | SVTS |  | 2021 | Network | Replacement - Major Station | Repex_OHD | 152.4665 | 13.6869 | 0 | 369.7401 | 1307 | 7841 | 16988 | 20908 | 17968 | 0 | 65012 | 65547.8935 | 166.1534 | [9 empty] | 0% | 0 | 0 | 0 | 0 | 0 | 0 | 0 | 0 | 0 | 0 | 0
10 | XA14 | TD-0003319 | WMTS Redevelopment | WMTS | Yes | 2021 | Network | Replacement - Major Station CBD | Repex_OHD | 5348.4259 | 4189.3259 | 1415.3891 | 7285.5183 | 20885 | 21896 | 25995 | 16000 | 7148 | 0 | 91924 | 110162.6593 | 9537.7518 |  |  |  | 19.79% | 26.12% | 33.24% | 14.41% | 6.438% | 0% | 100% | 0 | 0 | 0 | 21798.807 | 28774.4252 | 36621.9957 | 15875.1902 | 7092.2412 | 0 | 110162.6593 | -1.4552e-11
11 | 284A | TD-0004189 | HYTS 500kV and 275kV CB Replacement | HYTS |  | 2018 | Network | Replacement - Major Station | Repex_OHD | 0 | 0 | 138 | 1800 | 3046 | 1938 | 0 | 0 | 0 | 0 | 4984 | 6922 | 0 | [9 empty] | 0% | 0 | 0 | 0 | 0 | 0 | 0 | 0 | 0 | 0 | 0 | 0
12 | 285A | TD-0004190 | FBTS Transformer and Circuit Breaker Replacement | FBTS |  | 2020 | Network | Replacement - Major Station | Repex_OHD | 0 | 0 | 0 | 0 | 638 | 8289 | 14027 | 8926 | 0 |  | 31880 | 31880 | 0 | [9 empty] | 0% | 0 | 0 | 0 | 0 | 0 | 0 | 0 | 0 | 0 | 0 | 0
13 | XB12 | TD-0003375 | Glenrowan Terminal Station Redevelopment Project | GNTS | Yes | 2015 | Network | Replacement - Major Station | Repex_OHD | 15381.8006 | 4875.2386 | 1555.5003 | 0 | 0 | 0 | 0 | 0 | 0 |  | 0 | 21812.5396 | 20257.0393 | 93% | [8 empty] | 100% | 20285.6618 | 1526.8778 | 0 | 0 | 0 | 0 | 0 | 0 | 0 | 21812.5396 | 3.638e-12 | bar: 2015-16
14 | XB54 | TD-0003400 | Ringwood Terminal Station (RWTS) 220kV Circuit Breaker Replacements | RWTS | Yes | 2015 | Network | Replacement - Major Station | Repex_OHD | 7979.0778 | 5233.286 | 649.65 | 0 | 0 | 0 | 0 | 0 | 0 |  | 0 | 13862.0138 | 13212.3638 | 85% | 2015-16: 15% | 100% | 11782.7117 | 2079.3021 | 0 | 0 | 0 | 0 | 0 | 0 | 0 | 13862.0138 | 0
15 | XB56 | TD-0003412 | HWPS CB Replacement Stage 3 | HWPS | Yes | 2015 | Network | Replacement - Major Station | Repex_OHD | 1741.2866 | 3596.7492 | 2733.321 | 0 | 0 | 0 | 0 | 0 | 0 |  | 0 | 8071.3568 | 5338.0358 | 20.49% | 2015-16: 79.51% | 100% | 1653.6369 | 6417.7199 | 0 | 0 | 0 | 0 | 0 | 0 | 0 | 8071.3568 | 0
16 | XB64 | TD-0003416 | MWTS B2 Transformer Replacement | MWTS | Yes | 2016 | Network | Replacement - Major Station | Repex_OHD | 261.1162 | 2274.3955 | 3367.2 | 0 | 0 | 0 | 0 | 0 | 0 |  | 0 | 5902.7117 | 2535.5117 |  | 2015-16: 100% | 100% | 0 | 5902.7117 | 0 | 0 | 0 | 0 | 0 | 0 | 0 | 5902.7117 | 0
17 | XC16 | TD-0003436 | TTS Bus Tie CB Replacement | TTS | Yes | 2016 | Network | Replacement - Major Station | Repex_OHD | 159.8213 | 88.6499 | 1451.5221 | 0 | 0 | 0 | 0 | 0 | 0 |  | 0 | 1699.9933 | 248.4712 |  | 2015-16: 100% | 100% | 0 | 1699.9933 | 0 | 0 | 0 | 0 | 0 | 0 | 0 | 1699.9933 | 0
18 | XC18 | TD-0003438 | YPS 220kV CB Replacement | YPS | Yes | 2017 | Network | Replacement - Major Station | Repex_OHD | 596.6378 | 2617.94 | 2095.35 | 4301.1878 | 0 | 0 | 0 | 0 | 0 |  | 0 | 9611.1156 | 3214.5777 |  | 2015-16: 32.21%; 2016-17: 67.79% | 100% | 0 | 3095.5037 | 6515.6119 | 0 | 0 | 0 | 0 | 0 | 0 | 9611.1156 | 0
19 |  |  | Other station transformer replacement |  |  |  | Network | Replacement - Major Station | Repex_OHD |  | 9613.3377 | 887.55 | 881.5477 | [6 empty] | 0 | 11382.4354 | 9613.3377 | [9 empty] | 0% | 0 | 0 | 0 | 0 | 0 | 0 | 0 | 0 | 0 | 0 | 0
20 | X834, XC72 | TD-0003273, TD-0003522 | Power transformers - Bushings replacement |  |  |  | Network | Replacement - Other | Repex_OHD | 398.483 | 1232.3021 | 869.25 | 1752.1671 | 680 | 680 | 680 | 680 | 680 |  | 3400 | 7652.2022 | 1630.7851 | [9 empty] | 0% | 0 | 0 | 0 | 0 | 0 | 0 | 0 | 0 | 0 | 0 | 0
21 |  |  | Power transformers - life extension |  |  |  | Network | Replacement - Other | Repex_OHD |  | 0 | 0 | 0 | 1256 | 1256 | 1256 | 1256 | 1256 |  | 6280 | 6280 | 0 | [9 empty] | 0% | 0 | 0 | 0 | 0 | 0 | 0 | 0 | 0 | 0 | 0 | 0
22 | XC69 | TD-0003509 | Power transformers - improved safe access |  |  |  | Network | Security and Compliance | Repex_OHD |  | 0 | 0 | 1001.7588 | 500 | 500 | 500 | 500 | 500 |  | 2500 | 3501.7588 | 0 | [9 empty] | 0% | 0 | 0 | 0 | 0 | 0 | 0 | 0 | 0 | 0 | 0 | 0
23 |  |  | Circuit breakers |  |  |  | Network | Replacement - Other | Repex_OHD |  | 1831.3157 | 1747.65 | 1001.7588 | 5922.4 | 5922.4 | 5922.4 | 5922.4 | 5922.4 |  | 29612 | 34192.7245 | 1831.3157 | [9 empty] | 0% | 0 | 0 | 0 | 0 | 0 | 0 | 0 | 0 | 0 | 0 | 0
24 | Various |  | Instrument transformers |  |  |  | Network | Security and Compliance | Repex_OHD |  | 492.1801 | 1098 | 2595.4659 | 1480 | 1480 | 1480 | 1480 | 1480 |  | 7400 | 11585.646 | 492.1801 | [9 empty] | 0% | 0 | 0 | 0 | 0 | 0 | 0 | 0 | 0 | 0 | 0 | 0
25 |  |  | Disconnectors |  |  |  | Network | Replacement - Other | Repex_OHD |  | 0 | 0 | 0 | 848 | 2440 | 2440 | 2440 | 2440 |  | 10608 | 10608 | 0 | [9 empty] | 0% | 0 | 0 | 0 | 0 | 0 | 0 | 0 | 0 | 0 | 0 | 0
26 | Various |  | Syn Cons |  |  |  | Network | Replacement - Other | Repex_OHD |  | 1746.2856 | 2096.265 | 2126.0599 | 0 | 0 | 0 | 0 | 0 |  | 0 | 5968.6105 | 1746.2856 | [9 empty] | 0% | 0 | 0 | 0 | 0 | 0 | 0 | 0 | 0 | 0 | 0 | 0
27 |  |  | Reactive plant |  |  |  | Network | Replacement - Other | Repex_OHD |  | 2779.9674 | 878.4842 | 7558.7252 | 164 | 164 | 164 | 164 | 164 |  | 820 | 12037.1768 | 2779.9674 | [9 empty] | 0% | 0 | 0 | 0 | 0 | 0 | 0 | 0 | 0 | 0 | 0 | 0
28 |  |  | On-line monitoring |  |  |  | Network | Replacement - Other | Repex_OHD |  | 0 | 0 | 0 | 170 | 200 | 100 | 100 | 100 |  | 670 | 670 | 0 | [9 empty] | 0% | 0 | 0 | 0 | 0 | 0 | 0 | 0 | 0 | 0 | 0 | 0
29 | Various |  | Fire protection systems |  |  |  | Network | Security and Compliance | Repex_OHD |  | 2142.867 | 558.15 | 2375.079 | 1755 | 1755 | 1755 | 1755 | 1755 |  | 8775 | 13851.096 | 2142.867 | [9 empty] | 0% | 0 | 0 | 0 | 0 | 0 | 0 | 0 | 0 | 0 | 0 | 0
30 |  |  | Civils |  |  |  | Network | Replacement - Other | Repex_OHD |  | 0 | 0 | 0 | 1770 | 1770 | 1770 | 1770 | 1770 |  | 8850 | 8850 | 0 | [9 empty] | 0% | 0 | 0 | 0 | 0 | 0 | 0 | 0 | 0 | 0 | 0 | 0
31 |  |  | Infrastructure security |  |  |  | Network | Security and Compliance | Repex_OHD |  | 878.7768 | 805.1997 | 1764.4902 | 2500 | 2500 | 2500 | 2500 | 2500 |  | 12500 | 15948.4667 | 878.7768 | [9 empty] | 0% | 0 | 0 | 0 | 0 | 0 | 0 | 0 | 0 | 0 | 0 | 0
32 |  |  | Structure fall arrests |  |  |  | Network | Security and Compliance | Repex_OHD |  | 43.0176 | 613.05 | 182.138 | 7.7189 | 341.2823 | 529.4755 | 0 | 0 |  | 878.4767 | 1716.6823 | 43.0176 | [9 empty] | 0% | 0 | 0 | 0 | 0 | 0 | 0 | 0 | 0 | 0 | 0 | 0
33 |  |  | Earth wires (incl. OPGW) |  |  |  | Network | Replacement - Other | Repex_OHD |  | 3075.3117 | 164.7 | 0 | 3802 | 3802 | 3802 | 3802 | 3802 |  | 19010 | 22250.0117 | 3075.3117 | [9 empty] | 0% | 0 | 0 | 0 | 0 | 0 | 0 | 0 | 0 | 0 | 0 | 0
34 |  |  | Conductor |  |  |  | Network | Replacement - Other | Repex_OHD |  | 678.5432 | 8014.485 | 409.8104 | 0 | 0 | 0 | 0 | 0 |  | 0 | 9102.8386 | 678.5432 | [9 empty] | 0% | 0 | 0 | 0 | 0 | 0 | 0 | 0 | 0 | 0 | 0 | 0
35 |  |  | Insulators |  |  |  | Network | Security and Compliance | Repex_OHD |  | 1189.1556 | 6325.8397 | 638.0293 | 1134.162 | 1069.909 | 1069.909 | 1069.909 | 886.865 |  | 5230.754 | 13383.7786 | 1189.1556 | [9 empty] | 0% | 0 | 0 | 0 | 0 | 0 | 0 | 0 | 0 | 0 | 0 | 0
36 |  |  | Towers |  |  |  | Network | Replacement - Other | Repex_OHD |  | 59.9269 | 0 | 0 | 23.35 | 3518.887 | 0 | 0 | 0 |  | 3542.237 | 3602.1639 | 59.9269 | [9 empty] | 0% | 0 | 0 | 0 | 0 | 0 | 0 | 0 | 0 | 0 | 0 | 0
37 |  |  | Tower fall arrests |  |  |  | Network | Security and Compliance | Repex_OHD |  | 2358.21 | 3751.5 | 5102.5949 | 4314 | 4314 | 4314 | 4314 | 4314 |  | 21570 | 32782.3049 | 2358.21 | [9 empty] | 0% | 0 | 0 | 0 | 0 | 0 | 0 | 0 | 0 | 0 | 0 | 0
38 |  |  | Secondary & Protection program |  |  |  | Network | Replacement - Other | Repex_OHD |  | 14085.5614 | 22785.8699 | 12766.8144 | 20805 | 17688 | 15005 | 14280 | 15117 |  | 82895 | 132533.2456 | 14085.5614 | [9 empty] | 0% | 0 | 0 | 0 | 0 | 0 | 0 | 0 | 0 | 0 | 0 | 0
39 |  |  | Comms program |  |  |  | Network | Replacement - Other | Repex_OHD |  | 8855.1719 | 6202.785 | 13342.8803 | 8693.0078 | 11740.1138 | 13320.8849 | 12264.9512 | 7436.5035 |  | 53455.4613 | 81856.2985 | 8855.1719 | [9 empty] | 0% | 0 | 0 | 0 | 0 | 0 | 0 | 0 | 0 | 0 | 0 | 0
40 |  |  | Comms program - safety and security |  |  |  | Network | Security and Compliance | Repex_OHD |  | 0 | 887.3963 | 406.1676 | 1333.185 | 283.3425 | 754.8975 | 0 | 1377.5 |  | 3748.925 | 5042.4889 | 0 | [9 empty] | 0% | 0 | 0 | 0 | 0 | 0 | 0 | 0 | 0 | 0 | 0 | 0
41 |  |  | Other station works |  |  |  | Network | Replacement - Other | Repex_OHD |  | 4715.6316 | 3035.5502 | 2182.8864 | [6 empty] | 0 | 9934.0682 | 4715.6316 | [9 empty] | 0% | 0 | 0 | 0 | 0 | 0 | 0 | 0 | 0 | 0 | 0 | 0
42 |  |  | Other station works - security & compliance |  |  |  | Network | Security and Compliance | Repex_OHD |  | 120.271 | [8 empty] | 0 | 120.271 | 120.271 | [9 empty] | 0% | 0 | 0 | 0 | 0 | 0 | 0 | 0 | 0 | 0 | 0 | 0
43 |  |  | Buildings & Property |  |  |  | Non Network | Non Network - Premises | Non_IT_OHD |  | 131.3762 | 2712.8073 | 517.7863 | 213 | 574.9 | 91.75 | 201.53 | 979.33 |  | 2060.51 | 5422.4797 | 131.3762 | [9 empty] | 0% | 0 | 0 | 0 | 0 | 0 | 0 | 0 | 0 | 0 | 0 | 0
44 |  |  | Non-network - Other |  |  |  | Non Network | Non Network - Other | Non_IT_OHD |  | 2153.2519 | 2019.0119 | 2527.7625 | 2838.704 | 2838.704 | 2838.704 | 2838.704 | 2838.704 |  | 14193.5199 | 20893.5461 | 2153.2519 | [9 empty] | 0% | 0 | 0 | 0 | 0 | 0 | 0 | 0 | 0 | 0 | 0 | 0
45 |  |  | IT Strategy |  |  |  | Non Network | Non Network - IT | IT_OHD | 11265.4606 | 18851.8761 | 7320.8815 | 17538.2019 | 23279.633 | 21004.214 | 12452.477 | 10346.502 | 8754.113 |  | 75836.939 | 130813.3592 | 30117.3368 | [9 empty] | 0% | 0 | 0 | 0 | 0 | 0 | 0 | 0 | 0 | 0 | 0 | 0
46 |  |  | Motor Vehicles |  |  |  | Non Network | Non Network - Vehicles | Non_IT_OHD |  | 792.9599 | 1371.1527 | 872.8106 | 1867.8901 | 1465.7382 | 2021.3429 | 1697.5047 | 1697.5047 |  | 8749.9806 | 11786.9037 | 792.9599 | [9 empty] | 0% | 0 | 0 | 0 | 0 | 0 | 0 | 0 | 0 | 0 | 0 | 0
|  |  | TOTAL | [6 empty] | 95408.3775 | 144061.6864 | 136791.7182 | 160212.3103 | 160287.5427 | 136699.3528 | 132358.8407 | 122767.5009 | 103664.9202 | 0 | 655778.1573 | 1192252.2498

## Proj_1
Go To: | Table of Contents
Master Inputs
|  | XC17 |  | Business case? | Yes
| Project name | FBTS Refurbishment
| Project category 1 | Network |  |  | Shaded cells = Inputs
| Project category 2 | Replacement - Major Station
| Regulatory classification | Prescribed
| Overhead Category | Repex_OHD |  | $000's | $000's | $000's | $000's | $000's | $000's | $000's | $000's | $000's | Project | 2017-22
|  |  |  | Prior | 2015-16 | 2016-17 | 2017-18 | 2018-19 | 2019-20 | 2020-21 | 2021-22 | 2022-23 | Total | Total | Check
| Project timing | Direct Expenditure (As incurred) - $ 2015/16 |  | 147.3242 | 1088.9186 | 7921.1797 | 3437.554 | 0 | 0 | 0 | 0 | 0 | 12594.9765 | 3437.554 | ok
| (excluding real cost escalators) | Assumed year commissioned (no BC)
|  | As Commissioned Capex (Direct) - $ 2015/16 |  | 0 | 0 | 8955.0283 | 3539.1884 | 100.7598 | 0 | 0 | 0 | 0 | 12594.9765 | 3639.9482 | ok
| Asset class | Secondary |  | 20.09% | 20.09% | 20.09% | 20.09% | 20.09% | 20.09% | 20.09% | 20.09% | 20.09%
|  | Switchgear |  | 62.08% | 62.08% | 62.08% | 62.08% | 62.08% | 62.08% | 62.08% | 62.08% | 62.08%
|  | Transformers |  | 0% | bar: 2015-16 to 2022-23
|  | Reactive |  | 0% | bar: 2015-16 to 2022-23
|  | Lines and towers |  | 0% | bar: 2015-16 to 2022-23
|  | Establishment |  | 15.9% | 15.9% | 15.9% | 15.9% | 15.9% | 15.9% | 15.9% | 15.9% | 15.9%
|  | Communications |  | 1.934% | 1.934% | 1.934% | 1.934% | 1.934% | 1.934% | 1.934% | 1.934% | 1.934%
Non System
Land
Easements
|  |  | Total | 100% | 100% | 100% | 100% | 100% | 100% | 100% | 100% | 100%
| Input costs % | Labour - internal |  | 10% | 10% | 10% | 10% | 10% | 10% | 10% | 10% | 10%
|  | Labour - external |  | 50% | 50% | 50% | 50% | 50% | 50% | 50% | 50% | 50%
|  | Materials |  | 40% | 40% | 40% | 40% | 40% | 40% | 40% | 40% | 40%
|  |  | Total | 100% | 100% | 100% | 100% | 100% | 100% | 100% | 100% | 100%
Material Escalation
| (By Asset Class) | Secondary |  | 0 | 0 | 0 | 0 | 0 | 0 | 0 | 0 | 0 | 0 | 0
|  | Switchgear |  | 0 | 0 | 0 | 0 | 0 | 0 | 0 | 0 | 0 | 0 | 0
|  | Transformers |  | 0 | 0 | 0 | 0 | 0 | 0 | 0 | 0 | 0 | 0 | 0
|  | Reactive |  | 0 | 0 | 0 | 0 | 0 | 0 | 0 | 0 | 0 | 0 | 0
|  | Lines and towers |  | 0 | 0 | 0 | 0 | 0 | 0 | 0 | 0 | 0 | 0 | 0
|  | Establishment |  | 0 | 0 | 0 | 0 | 0 | 0 | 0 | 0 | 0 | 0 | 0
|  | Communications |  | 0 | 0 | 0 | 0 | 0 | 0 | 0 | 0 | 0 | 0 | 0
|  | Non System |  | 0 | 0 | 0 | 0 | 0 | 0 | 0 | 0 | 0 | 0 | 0
|  | Land |  | 0 | 0 | 0 | 0 | 0 | 0 | 0 | 0 | 0 | 0 | 0
|  | Easements |  | 0 | 0 | 0 | 0 | 0 | 0 | 0 | 0 | 0 | 0 | 0
|  | Total Material escalation |  | 0 | 0 | 0 | 0 | 0 | 0 | 0 | 0 | 0 | 0 | 0
| Labour Escalation | Internal Labour |  | 0 | 0.63974 | 9.9124 | 7.1035 | 0 | 0 | 0 | 0 | 0 | 17.6557 | 7.1035
|  | External Labour |  | 0 | 2.2323 | 42.5849 | 36.5046 | 0 | 0 | 0 | 0 | 0 | 81.3218 | 36.5046
|  | Total Labour Escalation |  | 0 | 2.872 | 52.4973 | 43.6082 | 0 | 0 | 0 | 0 | 0 | 98.9775 | 43.6082
|  | Total Escalation |  | 0 | 2.872 | 52.4973 | 43.6082 | 0 | 0 | 0 | 0 | 0 | 98.9775 | 43.6082
|  | Escalation factors |  | 0 | 0.0026375 | 0.0066275 | 0.012686 | 0 | 0 | 0 | 0 | 0 | 0.0078585 | 0.012686
| Direct Expenditure (Escalated) | Total labour - internal |  | 15.2548 | 113.4152 | 830.4674 | 363.2991 | 0 | 0 | 0 | 0 | 0 | 1322.4364 | 363.2991
| (as incurred) | Total labour - external |  | 76.2739 | 566.0753 | 4145.1125 | 1817.5174 | 0 | 0 | 0 | 0 | 0 | 6604.979 | 1817.5174
|  | Total materials |  | 61.0191 | 451.0111 | 3280.8142 | 1423.7748 | 0 | 0 | 0 | 0 | 0 | 5216.6191 | 1423.7748
|  | Total Direct - As Incurred $ Mar 2017 |  | 152.5477 | 1130.5015 | 8256.394 | 3604.5912 | 0 | 0 | 0 | 0 | 0 | 13144.0345 | 3604.5912 | ok
| Capitalised Overheads | Overhead rate (applied to direct expenditure) |  | 8.008% | 5.944% | 7.259% | 7.876% | 9.527% | 9.284% | 8.487% | 8.487% | 8.732%
|  | Total overhead (as incurred) |  | 12.2163 | 67.2024 | 599.3621 | 283.9014 | 0 | 0 | 0 | 0 | 0 | 962.6822 | 283.9014
|  | Total incl Overhead - As Incurred $ Mar 2017 |  | 164.764 | 1197.7039 | 8855.7561 | 3888.4927 | 0 | 0 | 0 | 0 | 0 | 14106.7167 | 3888.4927
|  | Total overheads (As incurred) - Cumulative |  | 12.2163 | 79.4187 | 678.7808 | 962.6822 | 962.6822 | 962.6822 | 962.6822 | 962.6822 | 962.6822
|  | Labour & Material Escalation - Cumulative |  | 0 | 2.872 | 55.3693 | 98.9775 | 98.9775 | 98.9775 | 98.9775 | 98.9775 | 98.9775
Expenditure By Asset Class - As Incurred
| Asset class breakdown | Secondary |  | 33.101 | 240.6183 | 1779.1182 | 781.1968 | 0 | 0 | 0 | 0 | 0 | 2834.0342 | 781.1968
| (fully absorbed) | Switchgear |  | 102.2818 | 743.5075 | 5497.453 | 2413.8883 | 0 | 0 | 0 | 0 | 0 | 8757.1305 | 2413.8883
| (as incurred) | Transformers |  | 0 | 0 | 0 | 0 | 0 | 0 | 0 | 0 | 0 | 0 | 0
|  | Reactive |  | 0 | 0 | 0 | 0 | 0 | 0 | 0 | 0 | 0 | 0 | 0
|  | Lines and towers |  | 0 | 0 | 0 | 0 | 0 | 0 | 0 | 0 | 0 | 0 | 0
|  | Establishment |  | 26.1952 | 190.4181 | 1407.941 | 618.2158 | 0 | 0 | 0 | 0 | 0 | 2242.7702 | 618.2158
|  | Communications |  | 3.186 | 23.16 | 171.2439 | 75.1918 | 0 | 0 | 0 | 0 | 0 | 272.7818 | 75.1918
|  | Non System |  | 0 | 0 | 0 | 0 | 0 | 0 | 0 | 0 | 0 | 0 | 0
|  | Land |  | 0 | 0 | 0 | 0 | 0 | 0 | 0 | 0 | 0 | 0 | 0
|  | Easements |  | 0 | 0 | 0 | 0 | 0 | 0 | 0 | 0 | 0 | 0 | 0
|  | Total incl Overhead - As Incurred $ Mar 2017 |  | 164.764 | 1197.7039 | 8855.7561 | 3888.4927 | 0 | 0 | 0 | 0 | 0 | 14106.7167 | 3888.4927
|  |  | Check | 0 | 0 | 0 | 0 | 0 | 0 | 0 | 0 | 0 | 0 | 0
| As Commissioned Capex | Direct Expenditure (As Commissioned) - $ 2015/16 |  | 0 | 0 | 8955.0283 | 3539.1884 | 100.7598 | 0 | 0 | 0 | 0 | 12594.9765 | 3639.9482
|  | Labour & Material Escalation - $ 2015/16 |  | 0 | 0 | 55.3693 | 42.8163 | 0.79182 | 0 | 0 | 0 | 0 | 98.9775 | 43.6082
|  | Total Direct Expenditure - $ 2015/16 |  | 0 | 0 | 9010.3976 | 3582.0047 | 101.5516 | 0 | 0 | 0 | 0 | 12693.954 | 3683.5564
|  | Total Direct Expenditure - $ Mar 2017 |  | 0 | 0 | 9329.8729 | 3709.0093 | 105.1523 | 0 | 0 | 0 | 0 | 13144.0345 | 3814.1616
|  | Total overheads (As Commissioned) |  | 0 | 0 | 663.8688 | 291.112 | 7.7015 | 0 | 0 | 0 | 0 | 962.6822 | 298.8134
|  | Total incl Overhead - As commissioned $ Mar 2017 |  | 0 | 0 | 9993.7417 | 4000.1213 | 112.8537 | 0 | 0 | 0 | 0 | 14106.7167 | 4112.975
|  | Total overheads (As Comm) - Cumulative |  | 0 | 0 | 663.8688 | 954.9807 | 962.6822 | 962.6822 | 962.6822 | 962.6822 | 962.6822
|  | Total real cost escalation (As Comm) - Cumulative |  | 0 | 0 | 55.3693 | 98.1856 | 98.9775 | 98.9775 | 98.9775 | 98.9775 | 98.9775
Expenditure By Asset Class - As Commissioned
| Asset class breakdown | Secondary |  | 0 | 0 | 2007.7391 | 803.6229 | 22.6723 | 0 | 0 | 0 | 0 | 2834.0342 | 826.2952
| (fully absorbed) | Switchgear |  | 0 | 0 | 6203.8887 | 2483.1848 | 70.057 | 0 | 0 | 0 | 0 | 8757.1305 | 2553.2418
| (as commissioned) | Transformers |  | 0 | 0 | 0 | 0 | 0 | 0 | 0 | 0 | 0 | 0 | 0
|  | Reactive |  | 0 | 0 | 0 | 0 | 0 | 0 | 0 | 0 | 0 | 0 | 0
|  | Lines and towers |  | 0 | 0 | 0 | 0 | 0 | 0 | 0 | 0 | 0 | 0 | 0
|  | Establishment |  | 0 | 0 | 1588.8648 | 635.9632 | 17.9422 | 0 | 0 | 0 | 0 | 2242.7702 | 653.9054
|  | Communications |  | 0 | 0 | 193.2491 | 77.3504 | 2.1823 | 0 | 0 | 0 | 0 | 272.7818 | 79.5327
|  | Non System |  | 0 | 0 | 0 | 0 | 0 | 0 | 0 | 0 | 0 | 0 | 0
|  | Land |  | 0 | 0 | 0 | 0 | 0 | 0 | 0 | 0 | 0 | 0 | 0
|  | Easements |  | 0 | 0 | 0 | 0 | 0 | 0 | 0 | 0 | 0 | 0 | 0
|  | Total incl Overhead - As commissioned $ Mar 2017 |  | 0 | 0 | 9993.7417 | 4000.1213 | 112.8537 | 0 | 0 | 0 | 0 | 14106.7167 | 4112.975
|  |  | Check | 0 | 0 | 0 | 0 | 0 | 0 | 0 | 0 | 0 | 0 | 0
0
| Expenditure splits for RIN |  |  |  | 2015-16 | 2016-17 | 2017-18 | 2018-19 | 2019-20 | 2020-21 | 2021-22 | 2022-23
| Repex Category | Transmission Towers | bar: 2015-16 to 2022-23
Transmission Tower Support Structures | bar: 2015-16 to 2022-23
Conductors | bar: 2015-16 to 2022-23
Transmission Cables | bar: 2015-16 to 2022-23
|  | Substation Switchbays |  |  | 62.08% | 62.08% | 62.08% | 62.08% | 62.08% | 62.08% | 62.08% | 62.08%
Substation Power Transformers | bar: 2015-16 to 2022-23
Substation Reactive Plant | bar: 2015-16 to 2022-23
|  | Scada Network Control And Protection Systems |  |  | 22.02% | 22.02% | 22.02% | 22.02% | 22.02% | 22.02% | 22.02% | 22.02%
|  | Other |  |  | 15.9% | 15.9% | 15.9% | 15.9% | 15.9% | 15.9% | 15.9% | 15.9%
|  | Total |  |  | 100% | 100% | 100% | 100% | 100% | 100% | 100% | 100%
| Direct Expenditures | Materials - $ Mar 2017 |  |  | 2015-16 | 2016-17 | 2017-18 | 2018-19 | 2019-20 | 2020-21 | 2021-22 | 2022-23 | Total | 2017-22 Total
| (As Incurred) | Transmission Towers |  |  | 0 | 0 | 0 | 0 | 0 | 0 | 0 | 0 | 0 | 0
|  | Transmission Tower Support Structures |  |  | 0 | 0 | 0 | 0 | 0 | 0 | 0 | 0 | 0 | 0
|  | Conductors |  |  | 0 | 0 | 0 | 0 | 0 | 0 | 0 | 0 | 0 | 0
|  | Transmission Cables |  |  | 0 | 0 | 0 | 0 | 0 | 0 | 0 | 0 | 0 | 0
|  | Substation Switchbays |  |  | 279.9775 | 2036.6552 | 883.8472 | 0 | 0 | 0 | 0 | 0 | 3200.4798 | 883.8472
|  | Substation Power Transformers |  |  | 0 | 0 | 0 | 0 | 0 | 0 | 0 | 0 | 0 | 0
|  | Substation Reactive Plant |  |  | 0 | 0 | 0 | 0 | 0 | 0 | 0 | 0 | 0 | 0
|  | Scada Network Control And Protection Systems |  |  | 99.3292 | 722.5555 | 313.5674 | 0 | 0 | 0 | 0 | 0 | 1135.4521 | 313.5674
|  | Other |  |  | 71.7044 | 521.6034 | 226.3602 | 0 | 0 | 0 | 0 | 0 | 819.6681 | 226.3602
|  | Total Materials |  |  | 451.0111 | 3280.8142 | 1423.7748 | 0 | 0 | 0 | 0 | 0 | 5155.6 | 1423.7748
|  | Labour (Internal) - $ Mar 2017 |  |  | 2015-16 | 2016-17 | 2017-18 | 2018-19 | 2019-20 | 2020-21 | 2021-22 | 2022-23 | Total | 2017-22 Total
|  | Transmission Towers |  |  | 0 | 0 | 0 | 0 | 0 | 0 | 0 | 0 | 0 | 0
|  | Transmission Tower Support Structures |  |  | 0 | 0 | 0 | 0 | 0 | 0 | 0 | 0 | 0 | 0
|  | Conductors |  |  | 0 | 0 | 0 | 0 | 0 | 0 | 0 | 0 | 0 | 0
|  | Transmission Cables |  |  | 0 | 0 | 0 | 0 | 0 | 0 | 0 | 0 | 0 | 0
|  | Substation Switchbays |  |  | 70.4056 | 515.5354 | 225.5279 | 0 | 0 | 0 | 0 | 0 | 811.4688 | 225.5279
|  | Substation Power Transformers |  |  | 0 | 0 | 0 | 0 | 0 | 0 | 0 | 0 | 0 | 0
|  | Substation Reactive Plant |  |  | 0 | 0 | 0 | 0 | 0 | 0 | 0 | 0 | 0 | 0
|  | Scada Network Control And Protection Systems |  |  | 24.9782 | 182.8994 | 80.0118 | 0 | 0 | 0 | 0 | 0 | 287.8893 | 80.0118
|  | Other |  |  | 18.0314 | 132.0327 | 57.7595 | 0 | 0 | 0 | 0 | 0 | 207.8236 | 57.7595
|  | Total Internal Labour |  |  | 113.4152 | 830.4674 | 363.2991 | 0 | 0 | 0 | 0 | 0 | 1307.1817 | 363.2991
|  | Labour (External) - $ Mar 2017 |  |  | 2015-16 | 2016-17 | 2017-18 | 2018-19 | 2019-20 | 2020-21 | 2021-22 | 2022-23 | Total | 2017-22 Total
|  | Transmission Towers |  |  | 0 | 0 | 0 | 0 | 0 | 0 | 0 | 0 | 0 | 0
|  | Transmission Tower Support Structures |  |  | 0 | 0 | 0 | 0 | 0 | 0 | 0 | 0 | 0 | 0
|  | Conductors |  |  | 0 | 0 | 0 | 0 | 0 | 0 | 0 | 0 | 0 | 0
|  | Transmission Cables |  |  | 0 | 0 | 0 | 0 | 0 | 0 | 0 | 0 | 0 | 0
|  | Substation Switchbays |  |  | 351.4067 | 2573.192 | 1128.2737 | 0 | 0 | 0 | 0 | 0 | 4052.8724 | 1128.2737
|  | Substation Power Transformers |  |  | 0 | 0 | 0 | 0 | 0 | 0 | 0 | 0 | 0 | 0
|  | Substation Reactive Plant |  |  | 0 | 0 | 0 | 0 | 0 | 0 | 0 | 0 | 0 | 0
|  | Scada Network Control And Protection Systems |  |  | 124.6705 | 912.9057 | 400.2839 | 0 | 0 | 0 | 0 | 0 | 1437.8601 | 400.2839
|  | Other |  |  | 89.998 | 659.0148 | 288.9598 | 0 | 0 | 0 | 0 | 0 | 1037.9726 | 288.9598
|  | Total External Labour |  |  | 566.0753 | 4145.1125 | 1817.5174 | 0 | 0 | 0 | 0 | 0 | 6528.7051 | 1817.5174
|  | Total Direct - $ Mar 2017 |  |  | 2015-16 | 2016-17 | 2017-18 | 2018-19 | 2019-20 | 2020-21 | 2021-22 | 2022-23 | Total | 2017-22 Total
|  | Transmission Towers |  |  | 0 | 0 | 0 | 0 | 0 | 0 | 0 | 0 | 0 | 0
|  | Transmission Tower Support Structures |  |  | 0 | 0 | 0 | 0 | 0 | 0 | 0 | 0 | 0 | 0
|  | Conductors |  |  | 0 | 0 | 0 | 0 | 0 | 0 | 0 | 0 | 0 | 0
|  | Transmission Cables |  |  | 0 | 0 | 0 | 0 | 0 | 0 | 0 | 0 | 0 | 0
|  | Substation Switchbays |  |  | 701.7897 | 5125.3826 | 2237.6487 | 0 | 0 | 0 | 0 | 0 | 8064.821 | 2237.6487
|  | Substation Power Transformers |  |  | 0 | 0 | 0 | 0 | 0 | 0 | 0 | 0 | 0 | 0
|  | Substation Reactive Plant |  |  | 0 | 0 | 0 | 0 | 0 | 0 | 0 | 0 | 0 | 0
|  | Scada Network Control And Protection Systems |  |  | 248.9779 | 1818.3606 | 793.8631 | 0 | 0 | 0 | 0 | 0 | 2861.2015 | 793.8631
|  | Other |  |  | 179.7339 | 1312.6509 | 573.0795 | 0 | 0 | 0 | 0 | 0 | 2065.4642 | 573.0795
|  | Total Direct - $ Mar 2017 |  |  | 1130.5015 | 8256.394 | 3604.5912 | 0 | 0 | 0 | 0 | 0 | 12991.4868 | 3604.5912

## Proj_2
Go To: | Table of Contents
Master Inputs
|  | XC28 |  | Business case? | Yes
| Project name | HWPS 220kV Switchyard Redevelopment Stage 4
| Project category 1 | Network |  |  | Shaded cells = Inputs
| Project category 2 | Replacement - Major Station
| Regulatory classification | Prescribed
| Overhead Category | Repex_OHD |  | $000's | $000's | $000's | $000's | $000's | $000's | $000's | $000's | $000's | Project | 2017-22
|  |  |  | Prior | 2015-16 | 2016-17 | 2017-18 | 2018-19 | 2019-20 | 2020-21 | 2021-22 | 2022-23 | Total | Total | Check
| Project timing | Direct Expenditure (As incurred) - $ 2015/16 |  | 54.5534 | 1134.6 | 7604.2597 | 7713.246 | 3649.602 | 0 | 0 | 0 | 0 | 20156.2611 | 11362.848 | ok
| (excluding real cost escalators) | Assumed year commissioned (no BC)
|  | Direct Expenditure (As Commissioned) - $ 2015/16 |  | 0 | 0 | 8159.2545 | 8344.6921 | 3652.3145 | 0 | 0 | 0 | 0 | 20156.2611 | 11997.0066 | ok
| Asset class | Secondary |  | 5.578% | 5.578% | 5.578% | 5.578% | 5.578% | 5.578% | 5.578% | 5.578% | 5.578%
|  | Switchgear |  | 64.39% | 64.39% | 64.39% | 64.39% | 64.39% | 64.39% | 64.39% | 64.39% | 64.39%
Transformers
Reactive
Lines and towers
|  | Establishment |  | 30.03% | 30.03% | 30.03% | 30.03% | 30.03% | 30.03% | 30.03% | 30.03% | 30.03%
Communications
Non System
Land
Easements
|  |  | Total | 100% | 100% | 100% | 100% | 100% | 100% | 100% | 100% | 100%
| Input costs % | Labour - internal |  | 10% | 10% | 10% | 10% | 10% | 10% | 10% | 10% | 10%
|  | Labour - external |  | 50% | 50% | 50% | 50% | 50% | 50% | 50% | 50% | 50%
|  | Materials |  | 40% | 40% | 40% | 40% | 40% | 40% | 40% | 40% | 40%
|  |  | Total | 100% | 100% | 100% | 100% | 100% | 100% | 100% | 100% | 100%
Material Escalation
| (By Asset Class) | Secondary |  | 0 | 0 | 0 | 0 | 0 | 0 | 0 | 0 | 0 | 0 | 0
|  | Switchgear |  | 0 | 0 | 0 | 0 | 0 | 0 | 0 | 0 | 0 | 0 | 0
|  | Transformers |  | 0 | 0 | 0 | 0 | 0 | 0 | 0 | 0 | 0 | 0 | 0
|  | Reactive |  | 0 | 0 | 0 | 0 | 0 | 0 | 0 | 0 | 0 | 0 | 0
|  | Lines and towers |  | 0 | 0 | 0 | 0 | 0 | 0 | 0 | 0 | 0 | 0 | 0
|  | Establishment |  | 0 | 0 | 0 | 0 | 0 | 0 | 0 | 0 | 0 | 0 | 0
|  | Communications |  | 0 | 0 | 0 | 0 | 0 | 0 | 0 | 0 | 0 | 0 | 0
|  | Non System |  | 0 | 0 | 0 | 0 | 0 | 0 | 0 | 0 | 0 | 0 | 0
|  | Land |  | 0 | 0 | 0 | 0 | 0 | 0 | 0 | 0 | 0 | 0 | 0
|  | Easements |  | 0 | 0 | 0 | 0 | 0 | 0 | 0 | 0 | 0 | 0 | 0
|  | Total Material escalation |  | 0 | 0 | 0 | 0 | 0 | 0 | 0 | 0 | 0 | 0 | 0
| Labour Escalation | Internal Labour |  | 0 | 0.66658 | 9.5158 | 15.939 | 10.559 | 0 | 0 | 0 | 0 | 36.6804 | 26.498
|  | External Labour |  | 0 | 2.3259 | 40.8811 | 81.9097 | 58.184 | 0 | 0 | 0 | 0 | 183.3008 | 140.0937
|  | Total Labour Escalation |  | 0 | 2.9925 | 50.3969 | 97.8488 | 68.743 | 0 | 0 | 0 | 0 | 219.9812 | 166.5918
|  | Total Escalation |  | 0 | 2.9925 | 50.3969 | 97.8488 | 68.743 | 0 | 0 | 0 | 0 | 219.9812 | 166.5918
|  | Escalation factors |  | 0 | 0.0026375 | 0.0066275 | 0.012686 | 0.018836 | 0 | 0 | 0 | 0 | 0.010914 | 0.014661
| Direct Expenditure (Escalated) | Total labour - internal |  | 5.6488 | 118.1731 | 797.241 | 815.1771 | 388.8337 | 0 | 0 | 0 | 0 | 2125.0737 | 1204.0108
| (as incurred) | Total labour - external |  | 28.2438 | 589.8228 | 3979.2699 | 4078.1785 | 1949.7487 | 0 | 0 | 0 | 0 | 10625.2636 | 6027.9272
|  | Total materials |  | 22.595 | 469.9315 | 3149.5514 | 3194.6916 | 1511.6013 | 0 | 0 | 0 | 0 | 8348.3709 | 4706.293
|  | Total Direct - As Incurred $ Mar 2017 |  | 56.4876 | 1177.9273 | 7926.0623 | 8088.0472 | 3850.1837 | 0 | 0 | 0 | 0 | 21098.7082 | 11938.2309 | ok
| Capitalised Overheads | Overhead rate (applied to direct expenditure) |  | 8.008% | 5.944% | 7.259% | 7.876% | 9.527% | 9.284% | 8.487% | 8.487% | 8.732%
|  | Total overhead (as incurred) |  | 4.5236 | 70.0216 | 575.3821 | 637.0231 | 366.7892 | 0 | 0 | 0 | 0 | 1653.7397 | 1003.8123
|  | Total incl Overhead - As Incurred $ Mar 2017 |  | 61.0112 | 1247.949 | 8501.4444 | 8725.0703 | 4216.9729 | 0 | 0 | 0 | 0 | 22752.4479 | 12942.0432
|  | Total overheads (As incurred) - Cumulative |  | 4.5236 | 74.5453 | 649.9273 | 1286.9505 | 1653.7397 | 1653.7397 | 1653.7397 | 1653.7397 | 1653.7397
|  | Labour & Material Escalation - Cumulative |  | 0 | 2.9925 | 53.3894 | 151.2382 | 219.9812 | 219.9812 | 219.9812 | 219.9812 | 219.9812
Expenditure By Asset Class - As Incurred
| Asset class breakdown | Secondary |  | 3.403 | 69.6066 | 474.1836 | 486.6568 | 235.2094 | 0 | 0 | 0 | 0 | 1269.0594 | 721.8661
| (fully absorbed) | Switchgear |  | 39.2865 | 803.5821 | 5474.2696 | 5618.2673 | 2715.4028 | 0 | 0 | 0 | 0 | 14650.8083 | 8333.6701
| (as incurred) | Transformers |  | 0 | 0 | 0 | 0 | 0 | 0 | 0 | 0 | 0 | 0 | 0
|  | Reactive |  | 0 | 0 | 0 | 0 | 0 | 0 | 0 | 0 | 0 | 0 | 0
|  | Lines and towers |  | 0 | 0 | 0 | 0 | 0 | 0 | 0 | 0 | 0 | 0 | 0
|  | Establishment |  | 18.3217 | 374.7602 | 2552.9912 | 2620.1463 | 1266.3607 | 0 | 0 | 0 | 0 | 6832.5801 | 3886.507
|  | Communications |  | 0 | 0 | 0 | 0 | 0 | 0 | 0 | 0 | 0 | 0 | 0
|  | Non System |  | 0 | 0 | 0 | 0 | 0 | 0 | 0 | 0 | 0 | 0 | 0
|  | Land |  | 0 | 0 | 0 | 0 | 0 | 0 | 0 | 0 | 0 | 0 | 0
|  | Easements |  | 0 | 0 | 0 | 0 | 0 | 0 | 0 | 0 | 0 | 0 | 0
|  | Total incl Overhead - As Incurred $ Mar 2017 |  | 61.0112 | 1247.949 | 8501.4444 | 8725.0703 | 4216.9729 | 0 | 0 | 0 | 0 | 22752.4479 | 12942.0432
|  |  | Check | 0 | 0 | 0 | 0 | 0 | 0 | 0 | 0 | 0 | 0 | 0
| As Commissioned Capex | Direct Expenditure (As Commissioned) - $ 2015/16 |  | 0 | 0 | 8159.2545 | 8344.6921 | 3652.3145 | 0 | 0 | 0 | 0 | 20156.2611 | 11997.0066
|  | Labour & Material Escalation - $ 2015/16 |  | 0 | 0 | 53.3894 | 97.8239 | 68.7679 | 0 | 0 | 0 | 0 | 219.9812 | 166.5918
|  | Total Direct Expenditure - $ 2015/16 |  | 0 | 0 | 8212.6439 | 8442.516 | 3721.0824 | 0 | 0 | 0 | 0 | 20376.2423 | 12163.5984
|  | Total Direct Expenditure - $ Mar 2017 |  | 0 | 0 | 8503.8338 | 8741.8563 | 3853.0181 | 0 | 0 | 0 | 0 | 21098.7082 | 12594.8744
|  | Total overheads (As Commissioned) |  | 0 | 0 | 603.3391 | 683.3999 | 367.0006 | 0 | 0 | 0 | 0 | 1653.7397 | 1050.4005
|  | Total incl Overhead - As commissioned $ Mar 2017 |  | 0 | 0 | 9107.1729 | 9425.2562 | 4220.0188 | 0 | 0 | 0 | 0 | 22752.4479 | 13645.275
|  | Total overheads (As Comm) - Cumulative |  | 0 | 0 | 603.3391 | 1286.739 | 1653.7397 | 1653.7397 | 1653.7397 | 1653.7397 | 1653.7397
|  | Total real cost escalation (As Comm) - Cumulative |  | 0 | 0 | 53.3894 | 151.2133 | 219.9812 | 219.9812 | 219.9812 | 219.9812 | 219.9812
Expenditure By Asset Class - As Commissioned
| Asset class breakdown | Secondary |  | 0 | 0 | 507.9692 | 525.7109 | 235.3793 | 0 | 0 | 0 | 0 | 1269.0594 | 761.0902
| (fully absorbed) | Switchgear |  | 0 | 0 | 5864.3116 | 6069.1325 | 2717.3642 | 0 | 0 | 0 | 0 | 14650.8083 | 8786.4967
| (as commissioned) | Transformers |  | 0 | 0 | 0 | 0 | 0 | 0 | 0 | 0 | 0 | 0 | 0
|  | Reactive |  | 0 | 0 | 0 | 0 | 0 | 0 | 0 | 0 | 0 | 0 | 0
|  | Lines and towers |  | 0 | 0 | 0 | 0 | 0 | 0 | 0 | 0 | 0 | 0 | 0
|  | Establishment |  | 0 | 0 | 2734.892 | 2830.4127 | 1267.2754 | 0 | 0 | 0 | 0 | 6832.5801 | 4097.6881
|  | Communications |  | 0 | 0 | 0 | 0 | 0 | 0 | 0 | 0 | 0 | 0 | 0
|  | Non System |  | 0 | 0 | 0 | 0 | 0 | 0 | 0 | 0 | 0 | 0 | 0
|  | Land |  | 0 | 0 | 0 | 0 | 0 | 0 | 0 | 0 | 0 | 0 | 0
|  | Easements |  | 0 | 0 | 0 | 0 | 0 | 0 | 0 | 0 | 0 | 0 | 0
|  | Total incl Overhead - As commissioned $ Mar 2017 |  | 0 | 0 | 9107.1729 | 9425.2562 | 4220.0188 | 0 | 0 | 0 | 0 | 22752.4479 | 13645.275
|  |  | Check | 0 | 0 | 0 | 0 | 0 | 0 | 0 | 0 | 0 | 0 | 0
0
| Expenditure splits for RIN |  |  |  | 2015-16 | 2016-17 | 2017-18 | 2018-19 | 2019-20 | 2020-21 | 2021-22 | 2022-23
| Repex Category | Transmission Towers | bar: 2015-16 to 2022-23
Transmission Tower Support Structures | bar: 2015-16 to 2022-23
Conductors | bar: 2015-16 to 2022-23
Transmission Cables | bar: 2015-16 to 2022-23
|  | Substation Switchbays |  |  | 64.39% | 64.39% | 64.39% | 64.39% | 64.39% | 64.39% | 64.39% | 64.39%
Substation Power Transformers | bar: 2015-16 to 2022-23
Substation Reactive Plant | bar: 2015-16 to 2022-23
|  | Scada Network Control And Protection Systems |  |  | 5.578% | 5.578% | 5.578% | 5.578% | 5.578% | 5.578% | 5.578% | 5.578%
|  | Other |  |  | 30.03% | 30.03% | 30.03% | 30.03% | 30.03% | 30.03% | 30.03% | 30.03%
|  | Total |  |  | 100% | 100% | 100% | 100% | 100% | 100% | 100% | 100%
| Direct Expenditures | Materials - $ Mar 2017 |  |  | 2015-16 | 2016-17 | 2017-18 | 2018-19 | 2019-20 | 2020-21 | 2021-22 | 2022-23 | Total | 2017-22 Total
| (As Incurred) | Transmission Towers |  |  | 0 | 0 | 0 | 0 | 0 | 0 | 0 | 0 | 0 | 0
|  | Transmission Tower Support Structures |  |  | 0 | 0 | 0 | 0 | 0 | 0 | 0 | 0 | 0 | 0
|  | Conductors |  |  | 0 | 0 | 0 | 0 | 0 | 0 | 0 | 0 | 0 | 0
|  | Transmission Cables |  |  | 0 | 0 | 0 | 0 | 0 | 0 | 0 | 0 | 0 | 0
|  | Substation Switchbays |  |  | 302.5994 | 2028.0664 | 2057.1332 | 973.3538 | 0 | 0 | 0 | 0 | 5361.1527 | 3030.4869
|  | Substation Power Transformers |  |  | 0 | 0 | 0 | 0 | 0 | 0 | 0 | 0 | 0 | 0
|  | Substation Reactive Plant |  |  | 0 | 0 | 0 | 0 | 0 | 0 | 0 | 0 | 0 | 0
|  | Scada Network Control And Protection Systems |  |  | 26.2113 | 175.672 | 178.1898 | 84.3123 | 0 | 0 | 0 | 0 | 464.3854 | 262.5021
|  | Other |  |  | 141.1208 | 945.8131 | 959.3687 | 453.9352 | 0 | 0 | 0 | 0 | 2500.2378 | 1413.3039
|  | Total Materials |  |  | 469.9315 | 3149.5514 | 3194.6916 | 1511.6013 | 0 | 0 | 0 | 0 | 8325.7759 | 4706.293
|  | Labour (Internal) - $ Mar 2017 |  |  | 2015-16 | 2016-17 | 2017-18 | 2018-19 | 2019-20 | 2020-21 | 2021-22 | 2022-23 | Total | 2017-22 Total
|  | Transmission Towers |  |  | 0 | 0 | 0 | 0 | 0 | 0 | 0 | 0 | 0 | 0
|  | Transmission Tower Support Structures |  |  | 0 | 0 | 0 | 0 | 0 | 0 | 0 | 0 | 0 | 0
|  | Conductors |  |  | 0 | 0 | 0 | 0 | 0 | 0 | 0 | 0 | 0 | 0
|  | Transmission Cables |  |  | 0 | 0 | 0 | 0 | 0 | 0 | 0 | 0 | 0 | 0
|  | Substation Switchbays |  |  | 76.0943 | 513.3613 | 524.9107 | 250.3787 | 0 | 0 | 0 | 0 | 1364.745 | 775.2894
|  | Substation Power Transformers |  |  | 0 | 0 | 0 | 0 | 0 | 0 | 0 | 0 | 0 | 0
|  | Substation Reactive Plant |  |  | 0 | 0 | 0 | 0 | 0 | 0 | 0 | 0 | 0 | 0
|  | Scada Network Control And Protection Systems |  |  | 6.5913 | 44.4676 | 45.468 | 21.6879 | 0 | 0 | 0 | 0 | 118.2148 | 67.1559
|  | Other |  |  | 35.4875 | 239.4122 | 244.7984 | 116.7671 | 0 | 0 | 0 | 0 | 636.4652 | 361.5655
|  | Total Internal Labour |  |  | 118.1731 | 797.241 | 815.1771 | 388.8337 | 0 | 0 | 0 | 0 | 2119.4249 | 1204.0108
|  | Labour (External) - $ Mar 2017 |  |  | 2015-16 | 2016-17 | 2017-18 | 2018-19 | 2019-20 | 2020-21 | 2021-22 | 2022-23 | Total | 2017-22 Total
|  | Transmission Towers |  |  | 0 | 0 | 0 | 0 | 0 | 0 | 0 | 0 | 0 | 0
|  | Transmission Tower Support Structures |  |  | 0 | 0 | 0 | 0 | 0 | 0 | 0 | 0 | 0 | 0
|  | Conductors |  |  | 0 | 0 | 0 | 0 | 0 | 0 | 0 | 0 | 0 | 0
|  | Transmission Cables |  |  | 0 | 0 | 0 | 0 | 0 | 0 | 0 | 0 | 0 | 0
|  | Substation Switchbays |  |  | 379.8 | 2562.3406 | 2626.03 | 1255.4866 | 0 | 0 | 0 | 0 | 6823.6572 | 3881.5167
|  | Substation Power Transformers |  |  | 0 | 0 | 0 | 0 | 0 | 0 | 0 | 0 | 0 | 0
|  | Substation Reactive Plant |  |  | 0 | 0 | 0 | 0 | 0 | 0 | 0 | 0 | 0 | 0
|  | Scada Network Control And Protection Systems |  |  | 32.8984 | 221.9511 | 227.4679 | 108.7508 | 0 | 0 | 0 | 0 | 591.0682 | 336.2187
|  | Other |  |  | 177.1243 | 1194.9782 | 1224.6806 | 585.5112 | 0 | 0 | 0 | 0 | 3182.2944 | 1810.1918
|  | Total External Labour |  |  | 589.8228 | 3979.2699 | 4078.1785 | 1949.7487 | 0 | 0 | 0 | 0 | 10597.0198 | 6027.9272
|  | Total Direct - $ Mar 2017 |  |  | 2015-16 | 2016-17 | 2017-18 | 2018-19 | 2019-20 | 2020-21 | 2021-22 | 2022-23 | Total | 2017-22 Total
|  | Transmission Towers |  |  | 0 | 0 | 0 | 0 | 0 | 0 | 0 | 0 | 0 | 0
|  | Transmission Tower Support Structures |  |  | 0 | 0 | 0 | 0 | 0 | 0 | 0 | 0 | 0 | 0
|  | Conductors |  |  | 0 | 0 | 0 | 0 | 0 | 0 | 0 | 0 | 0 | 0
|  | Transmission Cables |  |  | 0 | 0 | 0 | 0 | 0 | 0 | 0 | 0 | 0 | 0
|  | Substation Switchbays |  |  | 758.4937 | 5103.7682 | 5208.0739 | 2479.2191 | 0 | 0 | 0 | 0 | 13549.5549 | 7687.293
|  | Substation Power Transformers |  |  | 0 | 0 | 0 | 0 | 0 | 0 | 0 | 0 | 0 | 0
|  | Substation Reactive Plant |  |  | 0 | 0 | 0 | 0 | 0 | 0 | 0 | 0 | 0 | 0
|  | Scada Network Control And Protection Systems |  |  | 65.7011 | 442.0906 | 451.1256 | 214.751 | 0 | 0 | 0 | 0 | 1173.6684 | 665.8767
|  | Other |  |  | 353.7326 | 2380.2035 | 2428.8477 | 1156.2136 | 0 | 0 | 0 | 0 | 6318.9974 | 3585.0613
|  | Total Direct - $ Mar 2017 |  |  | 1177.9273 | 7926.0623 | 8088.0472 | 3850.1837 | 0 | 0 | 0 | 0 | 21042.2206 | 11938.2309

## Proj_3
Go To: | Table of Contents
Master Inputs
|  | XA09 |  | Business case? | Yes
| Project name | RTS Redevelopment Project
| Project category 1 | Network |  |  | Shaded cells = Inputs
| Project category 2 | Replacement - Major Station CBD
| Regulatory classification | Prescribed
| Overhead Category | Repex_OHD |  | $000's | $000's | $000's | $000's | $000's | $000's | $000's | $000's | $000's | Project | 2017-22
|  |  |  | Prior | 2015-16 | 2016-17 | 2017-18 | 2018-19 | 2019-20 | 2020-21 | 2021-22 | 2022-23 | Total | Total | Check
| Project timing | Direct Expenditure (As incurred) - $ 2015/16 |  | 87238.3435 | 27678.75 | 22138.7516 | 11436.882 | 1094.058 | 0 | 0 | 0 | 0 | 149586.785 | 12530.94 | ok
| (excluding real cost escalators) | Assumed year commissioned (no BC)
|  | Direct Expenditure (As Commissioned) - $ 2015/16 |  | 43380.1677 | 35900.8284 | 35900.8284 | 29917.357 | 4487.6036 | 0 | 0 | 0 | 0 | 149586.785 | 34404.9606 | ok
| Asset class | Secondary |  | 6.349% | 6.349% | 6.349% | 6.349% | 6.349% | 6.349% | 6.349% | 6.349% | 6.349%
|  | Switchgear |  | 43.22% | 43.22% | 43.22% | 43.22% | 43.22% | 43.22% | 43.22% | 43.22% | 43.22%
|  | Transformers |  | 34.11% | 34.11% | 34.11% | 34.11% | 34.11% | 34.11% | 34.11% | 34.11% | 34.11%
|  | Reactive |  | 0% | bar: 2015-16 to 2022-23
|  | Lines and towers |  | 9.917% | 9.917% | 9.917% | 9.917% | 9.917% | 9.917% | 9.917% | 9.917% | 9.917%
|  | Establishment |  | 6.403% | 6.403% | 6.403% | 6.403% | 6.403% | 6.403% | 6.403% | 6.403% | 6.403%
Communications
Non System
Land
Easements
|  |  | Total | 100% | 100% | 100% | 100% | 100% | 100% | 100% | 100% | 100%
| Input costs % | Labour - internal |  | 10% | 10% | 10% | 10% | 10% | 10% | 10% | 10% | 10%
|  | Labour - external |  | 50% | 50% | 50% | 50% | 50% | 50% | 50% | 50% | 50%
|  | Materials |  | 40% | 40% | 40% | 40% | 40% | 40% | 40% | 40% | 40%
|  |  | Total | 100% | 100% | 100% | 100% | 100% | 100% | 100% | 100% | 100%
Material Escalation
| (By Asset Class) | Secondary |  | 0 | 0 | 0 | 0 | 0 | 0 | 0 | 0 | 0 | 0 | 0
|  | Switchgear |  | 0 | 0 | 0 | 0 | 0 | 0 | 0 | 0 | 0 | 0 | 0
|  | Transformers |  | 0 | 0 | 0 | 0 | 0 | 0 | 0 | 0 | 0 | 0 | 0
|  | Reactive |  | 0 | 0 | 0 | 0 | 0 | 0 | 0 | 0 | 0 | 0 | 0
|  | Lines and towers |  | 0 | 0 | 0 | 0 | 0 | 0 | 0 | 0 | 0 | 0 | 0
|  | Establishment |  | 0 | 0 | 0 | 0 | 0 | 0 | 0 | 0 | 0 | 0 | 0
|  | Communications |  | 0 | 0 | 0 | 0 | 0 | 0 | 0 | 0 | 0 | 0 | 0
|  | Non System |  | 0 | 0 | 0 | 0 | 0 | 0 | 0 | 0 | 0 | 0 | 0
|  | Land |  | 0 | 0 | 0 | 0 | 0 | 0 | 0 | 0 | 0 | 0 | 0
|  | Easements |  | 0 | 0 | 0 | 0 | 0 | 0 | 0 | 0 | 0 | 0 | 0
|  | Total Material escalation |  | 0 | 0 | 0 | 0 | 0 | 0 | 0 | 0 | 0 | 0 | 0
| Labour Escalation | Internal Labour |  | 0 | 16.2613 | 27.7039 | 23.6338 | 3.1653 | 0 | 0 | 0 | 0 | 70.7643 | 26.7991
|  | External Labour |  | 0 | 56.7414 | 119.0197 | 121.4523 | 17.4421 | 0 | 0 | 0 | 0 | 314.6556 | 138.8944
|  | Total Labour Escalation |  | 0 | 73.0027 | 146.7237 | 145.0861 | 20.6074 | 0 | 0 | 0 | 0 | 385.4199 | 165.6935
|  | Total Escalation |  | 0 | 73.0027 | 146.7237 | 145.0861 | 20.6074 | 0 | 0 | 0 | 0 | 385.4199 | 165.6935
|  | Escalation factors |  | 0 | 0.0026375 | 0.0066275 | 0.012686 | 0.018836 | 0 | 0 | 0 | 0 | 0.0025766 | 0.013223
| Direct Expenditure (Escalated) | Total labour - internal |  | 9033.1491 | 2882.8514 | 2321.0572 | 1208.7109 | 116.5625 | 0 | 0 | 0 | 0 | 15562.3311 | 1325.2733
| (as incurred) | Total labour - external |  | 45165.7457 | 14388.8212 | 11585.0945 | 6046.9543 | 584.4851 | 0 | 0 | 0 | 0 | 77771.1008 | 6631.4394
|  | Total materials |  | 36132.5966 | 11464.0543 | 9169.4838 | 4736.9566 | 453.1397 | 0 | 0 | 0 | 0 | 61956.231 | 5190.0963
|  | Total Direct - As Incurred $ Mar 2017 |  | 90331.4914 | 28735.7269 | 23075.6355 | 11992.6217 | 1154.1873 | 0 | 0 | 0 | 0 | 155289.6628 | 13146.809 | ok
| Capitalised Overheads | Overhead rate (applied to direct expenditure) |  | 8.008% | 5.944% | 7.259% | 7.876% | 9.527% | 9.284% | 8.487% | 8.487% | 8.732%
|  | Total overhead (as incurred) |  | 7233.9011 | 1708.1891 | 1675.1455 | 944.5516 | 109.9541 | 0 | 0 | 0 | 0 | 11671.7413 | 1054.5056
|  | Total incl Overhead - As Incurred $ Mar 2017 |  | 97565.3925 | 30443.916 | 24750.7809 | 12937.1733 | 1264.1414 | 0 | 0 | 0 | 0 | 166961.4041 | 14201.3147
|  | Total overheads (As incurred) - Cumulative |  | 7233.9011 | 8942.0902 | 10617.2357 | 11561.7872 | 11671.7413 | 11671.7413 | 11671.7413 | 11671.7413 | 11671.7413
|  | Labour & Material Escalation - Cumulative |  | 0 | 73.0027 | 219.7264 | 364.8125 | 385.4199 | 385.4199 | 385.4199 | 385.4199 | 385.4199
Expenditure By Asset Class - As Incurred
| Asset class breakdown | Secondary |  | 6194.8596 | 1933.0193 | 1571.5369 | 821.4385 | 80.2659 | 0 | 0 | 0 | 0 | 10601.1202 | 901.7045
| (fully absorbed) | Switchgear |  | 42171.6936 | 13159.0871 | 10698.2847 | 5591.9675 | 546.4128 | 0 | 0 | 0 | 0 | 72167.4457 | 6138.3804
| (as incurred) | Transformers |  | 33276.3971 | 10383.4342 | 8441.6902 | 4412.451 | 431.1577 | 0 | 0 | 0 | 0 | 56945.1302 | 4843.6087
|  | Reactive |  | 0 | 0 | 0 | 0 | 0 | 0 | 0 | 0 | 0 | 0 | 0
|  | Lines and towers |  | 9675.4787 | 3019.0978 | 2454.5143 | 1282.9687 | 125.3638 | 0 | 0 | 0 | 0 | 16557.4234 | 1408.3325
|  | Establishment |  | 6246.9636 | 1949.2776 | 1584.7548 | 828.3475 | 80.941 | 0 | 0 | 0 | 0 | 10690.2846 | 909.2886
|  | Communications |  | 0 | 0 | 0 | 0 | 0 | 0 | 0 | 0 | 0 | 0 | 0
|  | Non System |  | 0 | 0 | 0 | 0 | 0 | 0 | 0 | 0 | 0 | 0 | 0
|  | Land |  | 0 | 0 | 0 | 0 | 0 | 0 | 0 | 0 | 0 | 0 | 0
|  | Easements |  | 0 | 0 | 0 | 0 | 0 | 0 | 0 | 0 | 0 | 0 | 0
|  | Total incl Overhead - As Incurred $ Mar 2017 |  | 97565.3925 | 30443.916 | 24750.7809 | 12937.1733 | 1264.1414 | 0 | 0 | 0 | 0 | 166961.4041 | 14201.3147
|  |  | Check | 0 | 0 | 0 | 0 | 0 | 0 | 0 | 0 | 0 | 0 | 0
| As Commissioned Capex | Direct Expenditure (As Commissioned) - $ 2015/16 |  | 43380.1677 | 35900.8284 | 35900.8284 | 29917.357 | 4487.6036 | 0 | 0 | 0 | 0 | 149586.785 | 34404.9606
|  | Labour & Material Escalation - $ 2015/16 |  | 0 | 50.3644 | 134.2938 | 171.8171 | 28.9446 | 0 | 0 | 0 | 0 | 385.4199 | 200.7617
|  | Total Direct Expenditure - $ 2015/16 |  | 43380.1677 | 35951.1928 | 36035.1222 | 30089.1741 | 4516.5481 | 0 | 0 | 0 | 0 | 149972.2049 | 34605.7222
|  | Total Direct Expenditure - $ Mar 2017 |  | 44918.2674 | 37225.8887 | 37312.794 | 31156.0246 | 4676.6882 | 0 | 0 | 0 | 0 | 155289.6628 | 35832.7128
|  | Total overheads (As Commissioned) |  | 3597.1321 | 2571.9921 | 2753.6078 | 2374.8305 | 374.1788 | 0 | 0 | 0 | 0 | 11671.7413 | 2749.0093
|  | Total incl Overhead - As commissioned $ Mar 2017 |  | 48515.3995 | 39797.8808 | 40066.4018 | 33530.8551 | 5050.867 | 0 | 0 | 0 | 0 | 166961.4041 | 38581.722
|  | Total overheads (As Comm) - Cumulative |  | 3597.1321 | 6169.1242 | 8922.732 | 11297.5625 | 11671.7413 | 11671.7413 | 11671.7413 | 11671.7413 | 11671.7413
|  | Total real cost escalation (As Comm) - Cumulative |  | 0 | 50.3644 | 184.6582 | 356.4753 | 385.4199 | 385.4199 | 385.4199 | 385.4199 | 385.4199
Expenditure By Asset Class - As Commissioned
| Asset class breakdown | Secondary |  | 3080.4579 | 2526.944 | 2543.9936 | 2129.0227 | 320.7019 | 0 | 0 | 0 | 0 | 10601.1202 | 2449.7247
| (fully absorbed) | Switchgear |  | 20970.3104 | 17202.2475 | 17318.3131 | 14493.3865 | 2183.1882 | 0 | 0 | 0 | 0 | 72167.4457 | 16676.5747
| (as commissioned) | Transformers |  | 16547.0323 | 13573.7688 | 13665.3527 | 11436.2892 | 1722.6872 | 0 | 0 | 0 | 0 | 56945.1302 | 13158.9765
|  | Reactive |  | 0 | 0 | 0 | 0 | 0 | 0 | 0 | 0 | 0 | 0 | 0
|  | Lines and towers |  | 4811.2318 | 3946.7227 | 3973.3517 | 3325.227 | 500.8903 | 0 | 0 | 0 | 0 | 16557.4234 | 3826.1172
|  | Establishment |  | 3106.3672 | 2548.1977 | 2565.3907 | 2146.9296 | 323.3993 | 0 | 0 | 0 | 0 | 10690.2846 | 2470.3289
|  | Communications |  | 0 | 0 | 0 | 0 | 0 | 0 | 0 | 0 | 0 | 0 | 0
|  | Non System |  | 0 | 0 | 0 | 0 | 0 | 0 | 0 | 0 | 0 | 0 | 0
|  | Land |  | 0 | 0 | 0 | 0 | 0 | 0 | 0 | 0 | 0 | 0 | 0
|  | Easements |  | 0 | 0 | 0 | 0 | 0 | 0 | 0 | 0 | 0 | 0 | 0
|  | Total incl Overhead - As commissioned $ Mar 2017 |  | 48515.3995 | 39797.8808 | 40066.4018 | 33530.8551 | 5050.867 | 0 | 0 | 0 | 0 | 166961.4041 | 38581.722
|  |  | Check | 0 | 0 | 0 | 0 | 0 | 0 | 0 | 0 | 0 | 0 | 0
0
| Expenditure splits for RIN |  |  |  | 2015-16 | 2016-17 | 2017-18 | 2018-19 | 2019-20 | 2020-21 | 2021-22 | 2022-23
| Repex Category | Transmission Towers |  |  | 4.958% | 4.958% | 4.958% | 4.958% | 4.958% | 4.958% | 4.958% | 4.958%
Transmission Tower Support Structures | bar: 2015-16 to 2022-23
|  | Conductors |  |  | 4.958% | 4.958% | 4.958% | 4.958% | 4.958% | 4.958% | 4.958% | 4.958%
Transmission Cables | bar: 2015-16 to 2022-23
|  | Substation Switchbays |  |  | 43.22% | 43.22% | 43.22% | 43.22% | 43.22% | 43.22% | 43.22% | 43.22%
|  | Substation Power Transformers |  |  | 34.11% | 34.11% | 34.11% | 34.11% | 34.11% | 34.11% | 34.11% | 34.11%
Substation Reactive Plant | bar: 2015-16 to 2022-23
|  | Scada Network Control And Protection Systems |  |  | 6.349% | 6.349% | 6.349% | 6.349% | 6.349% | 6.349% | 6.349% | 6.349%
|  | Other |  |  | 6.403% | 6.403% | 6.403% | 6.403% | 6.403% | 6.403% | 6.403% | 6.403%
|  | Total |  |  | 100% | 100% | 100% | 100% | 100% | 100% | 100% | 100%
| Direct Expenditures | Materials - $ Mar 2017 |  |  | 2015-16 | 2016-17 | 2017-18 | 2018-19 | 2019-20 | 2020-21 | 2021-22 | 2022-23 | Total | 2017-22 Total
| (As Incurred) | Transmission Towers |  |  | 568.4404 | 454.665 | 234.88 | 22.4687 | 0 | 0 | 0 | 0 | 1280.4542 | 257.3488
|  | Transmission Tower Support Structures |  |  | 0 | 0 | 0 | 0 | 0 | 0 | 0 | 0 | 0 | 0
|  | Conductors |  |  | 568.4404 | 454.665 | 234.88 | 22.4687 | 0 | 0 | 0 | 0 | 1280.4542 | 257.3488
|  | Transmission Cables |  |  | 0 | 0 | 0 | 0 | 0 | 0 | 0 | 0 | 0 | 0
|  | Substation Switchbays |  |  | 4955.2262 | 3963.4203 | 2047.5035 | 195.8652 | 0 | 0 | 0 | 0 | 11162.0152 | 2243.3687
|  | Substation Power Transformers |  |  | 3910.0178 | 3127.4141 | 1615.6225 | 154.5513 | 0 | 0 | 0 | 0 | 8807.6058 | 1770.1738
|  | Substation Reactive Plant |  |  | 0 | 0 | 0 | 0 | 0 | 0 | 0 | 0 | 0 | 0
|  | Scada Network Control And Protection Systems |  |  | 727.9037 | 582.2112 | 300.7704 | 28.7718 | 0 | 0 | 0 | 0 | 1639.6571 | 329.5422
|  | Other |  |  | 734.0259 | 587.1081 | 303.3001 | 29.0138 | 0 | 0 | 0 | 0 | 1653.448 | 332.314
|  | Total Materials |  |  | 11464.0543 | 9169.4838 | 4736.9566 | 453.1397 | 0 | 0 | 0 | 0 | 25823.6344 | 5190.0963
|  | Labour (Internal) - $ Mar 2017 |  |  | 2015-16 | 2016-17 | 2017-18 | 2018-19 | 2019-20 | 2020-21 | 2021-22 | 2022-23 | Total | 2017-22 Total
|  | Transmission Towers |  |  | 142.945 | 115.0887 | 59.9334 | 5.7797 | 0 | 0 | 0 | 0 | 323.7468 | 65.7131
|  | Transmission Tower Support Structures |  |  | 0 | 0 | 0 | 0 | 0 | 0 | 0 | 0 | 0 | 0
|  | Conductors |  |  | 142.945 | 115.0887 | 59.9334 | 5.7797 | 0 | 0 | 0 | 0 | 323.7468 | 65.7131
|  | Transmission Cables |  |  | 0 | 0 | 0 | 0 | 0 | 0 | 0 | 0 | 0 | 0
|  | Substation Switchbays |  |  | 1246.0845 | 1003.2544 | 522.4535 | 50.383 | 0 | 0 | 0 | 0 | 2822.1755 | 572.8365
|  | Substation Power Transformers |  |  | 983.2473 | 791.6375 | 412.2521 | 39.7557 | 0 | 0 | 0 | 0 | 2226.8926 | 452.0078
|  | Substation Reactive Plant |  |  | 0 | 0 | 0 | 0 | 0 | 0 | 0 | 0 | 0 | 0
|  | Scada Network Control And Protection Systems |  |  | 183.045 | 147.3742 | 76.7464 | 7.4011 | 0 | 0 | 0 | 0 | 414.5667 | 84.1475
|  | Other |  |  | 184.5846 | 148.6138 | 77.3919 | 7.4633 | 0 | 0 | 0 | 0 | 418.0536 | 84.8552
|  | Total Internal Labour |  |  | 2882.8514 | 2321.0572 | 1208.7109 | 116.5625 | 0 | 0 | 0 | 0 | 6529.1819 | 1325.2733
|  | Labour (External) - $ Mar 2017 |  |  | 2015-16 | 2016-17 | 2017-18 | 2018-19 | 2019-20 | 2020-21 | 2021-22 | 2022-23 | Total | 2017-22 Total
|  | Transmission Towers |  |  | 713.4637 | 574.4421 | 299.8357 | 28.9815 | 0 | 0 | 0 | 0 | 1616.723 | 328.8172
|  | Transmission Tower Support Structures |  |  | 0 | 0 | 0 | 0 | 0 | 0 | 0 | 0 | 0 | 0
|  | Conductors |  |  | 713.4637 | 574.4421 | 299.8357 | 28.9815 | 0 | 0 | 0 | 0 | 1616.723 | 328.8172
|  | Transmission Cables |  |  | 0 | 0 | 0 | 0 | 0 | 0 | 0 | 0 | 0 | 0
|  | Substation Switchbays |  |  | 6219.4282 | 5007.5446 | 2613.7373 | 252.638 | 0 | 0 | 0 | 0 | 14093.3481 | 2866.3753
|  | Substation Power Transformers |  |  | 4907.5611 | 3951.3007 | 2062.4204 | 199.349 | 0 | 0 | 0 | 0 | 11120.6312 | 2261.7693
|  | Substation Reactive Plant |  |  | 0 | 0 | 0 | 0 | 0 | 0 | 0 | 0 | 0 | 0
|  | Scada Network Control And Protection Systems |  |  | 913.6101 | 735.589 | 383.948 | 37.1116 | 0 | 0 | 0 | 0 | 2070.2586 | 421.0595
|  | Other |  |  | 921.2943 | 741.776 | 387.1773 | 37.4237 | 0 | 0 | 0 | 0 | 2087.6713 | 424.601
|  | Total External Labour |  |  | 14388.8212 | 11585.0945 | 6046.9543 | 584.4851 | 0 | 0 | 0 | 0 | 32605.3551 | 6631.4394
|  | Total Direct - $ Mar 2017 |  |  | 2015-16 | 2016-17 | 2017-18 | 2018-19 | 2019-20 | 2020-21 | 2021-22 | 2022-23 | Total | 2017-22 Total
|  | Transmission Towers |  |  | 1424.849 | 1144.1958 | 594.6492 | 57.2299 | 0 | 0 | 0 | 0 | 3220.9239 | 651.879
|  | Transmission Tower Support Structures |  |  | 0 | 0 | 0 | 0 | 0 | 0 | 0 | 0 | 0 | 0
|  | Conductors |  |  | 1424.849 | 1144.1958 | 594.6492 | 57.2299 | 0 | 0 | 0 | 0 | 3220.9239 | 651.879
|  | Transmission Cables |  |  | 0 | 0 | 0 | 0 | 0 | 0 | 0 | 0 | 0 | 0
|  | Substation Switchbays |  |  | 12420.7389 | 9974.2194 | 5183.6943 | 498.8863 | 0 | 0 | 0 | 0 | 28077.5388 | 5682.5805
|  | Substation Power Transformers |  |  | 9800.8262 | 7870.3523 | 4090.2951 | 393.6559 | 0 | 0 | 0 | 0 | 22155.1295 | 4483.951
|  | Substation Reactive Plant |  |  | 0 | 0 | 0 | 0 | 0 | 0 | 0 | 0 | 0 | 0
|  | Scada Network Control And Protection Systems |  |  | 1824.5588 | 1465.1745 | 761.4648 | 73.2845 | 0 | 0 | 0 | 0 | 4124.4825 | 834.7492
|  | Other |  |  | 1839.9049 | 1477.4978 | 767.8693 | 73.9009 | 0 | 0 | 0 | 0 | 4159.1728 | 841.7702
|  | Total Direct - $ Mar 2017 |  |  | 28735.7269 | 23075.6355 | 11992.6217 | 1154.1873 | 0 | 0 | 0 | 0 | 64958.1714 | 13146.809

## Proj_4
Go To: | Table of Contents
Master Inputs
|  | XB59 |  | Business case? | Yes
| Project name | HTS Rebuild
| Project category 1 | Network |  |  | Shaded cells = Inputs
| Project category 2 | Replacement - Major Station
| Regulatory classification | Prescribed
| Overhead Category | Repex_OHD |  | $000's | $000's | $000's | $000's | $000's | $000's | $000's | $000's | $000's | Project | 2017-22
|  |  |  | Prior | 2015-16 | 2016-17 | 2017-18 | 2018-19 | 2019-20 | 2020-21 | 2021-22 | 2022-23 | Total | Total | Check
| Project timing | Direct Expenditure (As incurred) - $ 2015/16 |  | 7805.1816 | 16881.75 | 18923.223 | 3639.548 | 0 | 0 | 0 | 0 | 0 | 47249.7026 | 3639.548 | ok
| (excluding real cost escalators) | Assumed year commissioned (no BC)
|  | Direct Expenditure (As Commissioned) - $ 2015/16 |  | 0 | 17482.39 | 13702.4138 | 16064.8989 | 0 | 0 | 0 | 0 | 0 | 47249.7026 | 16064.8989 | ok
| Asset class | Secondary |  | 13.06% | 13.06% | 13.06% | 13.06% | 13.06% | 13.06% | 13.06% | 13.06% | 13.06%
|  | Switchgear |  | 40.95% | 40.95% | 40.95% | 40.95% | 40.95% | 40.95% | 40.95% | 40.95% | 40.95%
|  | Transformers |  | 32.88% | 32.88% | 32.88% | 32.88% | 32.88% | 32.88% | 32.88% | 32.88% | 32.88%
|  | Reactive |  | 0% | bar: 2015-16 to 2022-23
|  | Lines and towers |  | 1.417% | 1.417% | 1.417% | 1.417% | 1.417% | 1.417% | 1.417% | 1.417% | 1.417%
|  | Establishment |  | 11.35% | 11.35% | 11.35% | 11.35% | 11.35% | 11.35% | 11.35% | 11.35% | 11.35%
|  | Communications |  | 0.333% | 0.333% | 0.333% | 0.333% | 0.333% | 0.333% | 0.333% | 0.333% | 0.333%
Non System
Land
Easements
|  |  | Total | 100% | 100% | 100% | 100% | 100% | 100% | 100% | 100% | 100%
| Input costs % | Labour - internal |  | 10% | 10% | 10% | 10% | 10% | 10% | 10% | 10% | 10%
|  | Labour - external |  | 50% | 50% | 50% | 50% | 50% | 50% | 50% | 50% | 50%
|  | Materials |  | 40% | 40% | 40% | 40% | 40% | 40% | 40% | 40% | 40%
|  |  | Total | 100% | 100% | 100% | 100% | 100% | 100% | 100% | 100% | 100%
Material Escalation
| (By Asset Class) | Secondary |  | 0 | 0 | 0 | 0 | 0 | 0 | 0 | 0 | 0 | 0 | 0
|  | Switchgear |  | 0 | 0 | 0 | 0 | 0 | 0 | 0 | 0 | 0 | 0 | 0
|  | Transformers |  | 0 | 0 | 0 | 0 | 0 | 0 | 0 | 0 | 0 | 0 | 0
|  | Reactive |  | 0 | 0 | 0 | 0 | 0 | 0 | 0 | 0 | 0 | 0 | 0
|  | Lines and towers |  | 0 | 0 | 0 | 0 | 0 | 0 | 0 | 0 | 0 | 0 | 0
|  | Establishment |  | 0 | 0 | 0 | 0 | 0 | 0 | 0 | 0 | 0 | 0 | 0
|  | Communications |  | 0 | 0 | 0 | 0 | 0 | 0 | 0 | 0 | 0 | 0 | 0
|  | Non System |  | 0 | 0 | 0 | 0 | 0 | 0 | 0 | 0 | 0 | 0 | 0
|  | Land |  | 0 | 0 | 0 | 0 | 0 | 0 | 0 | 0 | 0 | 0 | 0
|  | Easements |  | 0 | 0 | 0 | 0 | 0 | 0 | 0 | 0 | 0 | 0 | 0
|  | Total Material escalation |  | 0 | 0 | 0 | 0 | 0 | 0 | 0 | 0 | 0 | 0 | 0
| Labour Escalation | Internal Labour |  | 0 | 9.918 | 23.6801 | 7.5209 | 0 | 0 | 0 | 0 | 0 | 41.1191 | 7.5209
|  | External Labour |  | 0 | 34.6076 | 101.7328 | 38.6497 | 0 | 0 | 0 | 0 | 0 | 174.99 | 38.6497
|  | Total Labour Escalation |  | 0 | 44.5256 | 125.4129 | 46.1706 | 0 | 0 | 0 | 0 | 0 | 216.1091 | 46.1706
|  | Total Escalation |  | 0 | 44.5256 | 125.4129 | 46.1706 | 0 | 0 | 0 | 0 | 0 | 216.1091 | 46.1706
|  | Escalation factors |  | 0 | 0.0026375 | 0.0066275 | 0.012686 | 0 | 0 | 0 | 0 | 0 | 0.0045738 | 0.012686
| Direct Expenditure (Escalated) | Total labour - internal |  | 808.1924 | 1758.3011 | 1983.9367 | 384.6469 | 0 | 0 | 0 | 0 | 0 | 4935.0772 | 384.6469
| (as incurred) | Total labour - external |  | 4040.9622 | 8775.9918 | 9902.425 | 1924.3165 | 0 | 0 | 0 | 0 | 0 | 24643.6954 | 1924.3165
|  | Total materials |  | 3232.7698 | 6992.1257 | 7837.6681 | 1507.4371 | 0 | 0 | 0 | 0 | 0 | 19570.0007 | 1507.4371
|  | Total Direct - As Incurred $ Mar 2017 |  | 8081.9244 | 17526.4185 | 19724.0299 | 3816.4005 | 0 | 0 | 0 | 0 | 0 | 49148.7733 | 3816.4005 | ok
| Capitalised Overheads | Overhead rate (applied to direct expenditure) |  | 8.008% | 5.944% | 7.259% | 7.876% | 9.527% | 9.284% | 8.487% | 8.487% | 8.732%
|  | Total overhead (as incurred) |  | 647.2144 | 1041.8542 | 1431.84 | 300.5837 | 0 | 0 | 0 | 0 | 0 | 3421.4924 | 300.5837
|  | Total incl Overhead - As Incurred $ Mar 2017 |  | 8729.1388 | 18568.2727 | 21155.8699 | 4116.9843 | 0 | 0 | 0 | 0 | 0 | 52570.2657 | 4116.9843
|  | Total overheads (As incurred) - Cumulative |  | 647.2144 | 1689.0686 | 3120.9086 | 3421.4924 | 3421.4924 | 3421.4924 | 3421.4924 | 3421.4924 | 3421.4924
|  | Labour & Material Escalation - Cumulative |  | 0 | 44.5256 | 169.9385 | 216.1091 | 216.1091 | 216.1091 | 216.1091 | 216.1091 | 216.1091
Expenditure By Asset Class - As Incurred
| Asset class breakdown | Secondary |  | 1140.3152 | 2425.6325 | 2763.6586 | 537.8147 | 0 | 0 | 0 | 0 | 0 | 6867.421 | 537.8147
| (fully absorbed) | Switchgear |  | 3574.7961 | 7604.1624 | 8663.8468 | 1686.0059 | 0 | 0 | 0 | 0 | 0 | 21528.8111 | 1686.0059
| (as incurred) | Transformers |  | 2870.1936 | 6105.3603 | 6956.1779 | 1353.6893 | 0 | 0 | 0 | 0 | 0 | 17285.421 | 1353.6893
|  | Reactive |  | 0 | 0 | 0 | 0 | 0 | 0 | 0 | 0 | 0 | 0 | 0
|  | Lines and towers |  | 123.6659 | 263.0572 | 299.7157 | 58.3254 | 0 | 0 | 0 | 0 | 0 | 744.7642 | 58.3254
|  | Establishment |  | 991.1012 | 2108.2306 | 2402.0248 | 467.4399 | 0 | 0 | 0 | 0 | 0 | 5968.7965 | 467.4399
|  | Communications |  | 29.0668 | 61.8298 | 70.4462 | 13.709 | 0 | 0 | 0 | 0 | 0 | 175.0518 | 13.709
|  | Non System |  | 0 | 0 | 0 | 0 | 0 | 0 | 0 | 0 | 0 | 0 | 0
|  | Land |  | 0 | 0 | 0 | 0 | 0 | 0 | 0 | 0 | 0 | 0 | 0
|  | Easements |  | 0 | 0 | 0 | 0 | 0 | 0 | 0 | 0 | 0 | 0 | 0
|  | Total incl Overhead - As Incurred $ Mar 2017 |  | 8729.1388 | 18568.2727 | 21155.8699 | 4116.9843 | 0 | 0 | 0 | 0 | 0 | 52570.2657 | 4116.9843
|  |  | Check | 0 | 0 | 0 | 0 | 0 | 0 | 0 | 0 | 0 | 0 | 0
| As Commissioned Capex | Direct Expenditure (As Commissioned) - $ 2015/16 |  | 0 | 17482.39 | 13702.4138 | 16064.8989 | 0 | 0 | 0 | 0 | 0 | 47249.7026 | 16064.8989
|  | Labour & Material Escalation - $ 2015/16 |  | 0 | 44.5256 | 76.9942 | 94.5893 | 0 | 0 | 0 | 0 | 0 | 216.1091 | 94.5893
|  | Total Direct Expenditure - $ 2015/16 |  | 0 | 17526.9156 | 13779.408 | 16159.4882 | 0 | 0 | 0 | 0 | 0 | 47465.8117 | 16159.4882
|  | Total Direct Expenditure - $ Mar 2017 |  | 0 | 18148.355 | 14267.9747 | 16732.4437 | 0 | 0 | 0 | 0 | 0 | 49148.7733 | 16732.4437
|  | Total overheads (As Commissioned) |  | 0 | 1197.0246 | 1034.6786 | 1189.7891 | 0 | 0 | 0 | 0 | 0 | 3421.4924 | 1189.7891
|  | Total incl Overhead - As commissioned $ Mar 2017 |  | 0 | 19345.3796 | 15302.6533 | 17922.2328 | 0 | 0 | 0 | 0 | 0 | 52570.2657 | 17922.2328
|  | Total overheads (As Comm) - Cumulative |  | 0 | 1197.0246 | 2231.7032 | 3421.4924 | 3421.4924 | 3421.4924 | 3421.4924 | 3421.4924 | 3421.4924
|  | Total real cost escalation (As Comm) - Cumulative |  | 0 | 44.5256 | 121.5198 | 216.1091 | 216.1091 | 216.1091 | 216.1091 | 216.1091 | 216.1091
Expenditure By Asset Class - As Commissioned
| Asset class breakdown | Secondary |  | 0 | 2527.1485 | 1999.0343 | 2341.2383 | 0 | 0 | 0 | 0 | 0 | 6867.421 | 2341.2383
| (fully absorbed) | Switchgear |  | 0 | 7922.4066 | 6266.8112 | 7339.5932 | 0 | 0 | 0 | 0 | 0 | 21528.8111 | 7339.5932
| (as commissioned) | Transformers |  | 0 | 6360.8777 | 5031.6049 | 5892.9384 | 0 | 0 | 0 | 0 | 0 | 17285.421 | 5892.9384
|  | Reactive |  | 0 | 0 | 0 | 0 | 0 | 0 | 0 | 0 | 0 | 0 | 0
|  | Lines and towers |  | 0 | 274.0665 | 216.7931 | 253.9047 | 0 | 0 | 0 | 0 | 0 | 744.7642 | 253.9047
|  | Establishment |  | 0 | 2196.4628 | 1737.4541 | 2034.8796 | 0 | 0 | 0 | 0 | 0 | 5968.7965 | 2034.8796
|  | Communications |  | 0 | 64.4175 | 50.9557 | 59.6786 | 0 | 0 | 0 | 0 | 0 | 175.0518 | 59.6786
|  | Non System |  | 0 | 0 | 0 | 0 | 0 | 0 | 0 | 0 | 0 | 0 | 0
|  | Land |  | 0 | 0 | 0 | 0 | 0 | 0 | 0 | 0 | 0 | 0 | 0
|  | Easements |  | 0 | 0 | 0 | 0 | 0 | 0 | 0 | 0 | 0 | 0 | 0
|  | Total incl Overhead - As commissioned $ Mar 2017 |  | 0 | 19345.3796 | 15302.6533 | 17922.2328 | 0 | 0 | 0 | 0 | 0 | 52570.2657 | 17922.2328
|  |  | Check | 0 | 0 | 0 | 0 | 0 | 0 | 0 | 0 | 0 | 0 | 0
0
| Expenditure splits for RIN |  |  |  | 2015-16 | 2016-17 | 2017-18 | 2018-19 | 2019-20 | 2020-21 | 2021-22 | 2022-23
| Repex Category | Transmission Towers |  |  | 0.7084% | 0.7084% | 0.7084% | 0.7084% | 0.7084% | 0.7084% | 0.7084% | 0.7084%
Transmission Tower Support Structures | bar: 2015-16 to 2022-23
|  | Conductors |  |  | 0.7084% | 0.7084% | 0.7084% | 0.7084% | 0.7084% | 0.7084% | 0.7084% | 0.7084%
Transmission Cables | bar: 2015-16 to 2022-23
|  | Substation Switchbays |  |  | 40.95% | 40.95% | 40.95% | 40.95% | 40.95% | 40.95% | 40.95% | 40.95%
|  | Substation Power Transformers |  |  | 32.88% | 32.88% | 32.88% | 32.88% | 32.88% | 32.88% | 32.88% | 32.88%
Substation Reactive Plant | bar: 2015-16 to 2022-23
|  | Scada Network Control And Protection Systems |  |  | 13.4% | 13.4% | 13.4% | 13.4% | 13.4% | 13.4% | 13.4% | 13.4%
|  | Other |  |  | 11.35% | 11.35% | 11.35% | 11.35% | 11.35% | 11.35% | 11.35% | 11.35%
|  | Total |  |  | 100% | 100% | 100% | 100% | 100% | 100% | 100% | 100%
| Direct Expenditures | Materials - $ Mar 2017 |  |  | 2015-16 | 2016-17 | 2017-18 | 2018-19 | 2019-20 | 2020-21 | 2021-22 | 2022-23 | Total | 2017-22 Total
| (As Incurred) | Transmission Towers |  |  | 49.5288 | 55.5182 | 10.6779 | 0 | 0 | 0 | 0 | 0 | 115.725 | 10.6779
|  | Transmission Tower Support Structures |  |  | 0 | 0 | 0 | 0 | 0 | 0 | 0 | 0 | 0 | 0
|  | Conductors |  |  | 49.5288 | 55.5182 | 10.6779 | 0 | 0 | 0 | 0 | 0 | 115.725 | 10.6779
|  | Transmission Cables |  |  | 0 | 0 | 0 | 0 | 0 | 0 | 0 | 0 | 0 | 0
|  | Substation Switchbays |  |  | 2863.4467 | 3209.717 | 617.3324 | 0 | 0 | 0 | 0 | 0 | 6690.4961 | 617.3324
|  | Substation Power Transformers |  |  | 2299.0532 | 2577.0726 | 495.6544 | 0 | 0 | 0 | 0 | 0 | 5371.7803 | 495.6544
|  | Substation Reactive Plant |  |  | 0 | 0 | 0 | 0 | 0 | 0 | 0 | 0 | 0 | 0
|  | Scada Network Control And Protection Systems |  |  | 936.6864 | 1049.9579 | 201.9409 | 0 | 0 | 0 | 0 | 0 | 2188.5852 | 201.9409
|  | Other |  |  | 793.8818 | 889.8842 | 171.1535 | 0 | 0 | 0 | 0 | 0 | 1854.9194 | 171.1535
|  | Total Materials |  |  | 6992.1257 | 7837.6681 | 1507.4371 | 0 | 0 | 0 | 0 | 0 | 16337.231 | 1507.4371
|  | Labour (Internal) - $ Mar 2017 |  |  | 2015-16 | 2016-17 | 2017-18 | 2018-19 | 2019-20 | 2020-21 | 2021-22 | 2022-23 | Total | 2017-22 Total
|  | Transmission Towers |  |  | 12.4549 | 14.0532 | 2.7247 | 0 | 0 | 0 | 0 | 0 | 29.2328 | 2.7247
|  | Transmission Tower Support Structures |  |  | 0 | 0 | 0 | 0 | 0 | 0 | 0 | 0 | 0 | 0
|  | Conductors |  |  | 12.4549 | 14.0532 | 2.7247 | 0 | 0 | 0 | 0 | 0 | 29.2328 | 2.7247
|  | Transmission Cables |  |  | 0 | 0 | 0 | 0 | 0 | 0 | 0 | 0 | 0 | 0
|  | Substation Switchbays |  |  | 720.0674 | 812.4707 | 157.5223 | 0 | 0 | 0 | 0 | 0 | 1690.0604 | 157.5223
|  | Substation Power Transformers |  |  | 578.14 | 652.3304 | 126.4742 | 0 | 0 | 0 | 0 | 0 | 1356.9446 | 126.4742
|  | Substation Reactive Plant |  |  | 0 | 0 | 0 | 0 | 0 | 0 | 0 | 0 | 0 | 0
|  | Scada Network Control And Protection Systems |  |  | 235.5474 | 265.7742 | 51.5285 | 0 | 0 | 0 | 0 | 0 | 552.85 | 51.5285
|  | Other |  |  | 199.6365 | 225.255 | 43.6726 | 0 | 0 | 0 | 0 | 0 | 468.564 | 43.6726
|  | Total Internal Labour |  |  | 1758.3011 | 1983.9367 | 384.6469 | 0 | 0 | 0 | 0 | 0 | 4126.8847 | 384.6469
|  | Labour (External) - $ Mar 2017 |  |  | 2015-16 | 2016-17 | 2017-18 | 2018-19 | 2019-20 | 2020-21 | 2021-22 | 2022-23 | Total | 2017-22 Total
|  | Transmission Towers |  |  | 62.1648 | 70.1439 | 13.6309 | 0 | 0 | 0 | 0 | 0 | 145.9397 | 13.6309
|  | Transmission Tower Support Structures |  |  | 0 | 0 | 0 | 0 | 0 | 0 | 0 | 0 | 0 | 0
|  | Conductors |  |  | 62.1648 | 70.1439 | 13.6309 | 0 | 0 | 0 | 0 | 0 | 145.9397 | 13.6309
|  | Transmission Cables |  |  | 0 | 0 | 0 | 0 | 0 | 0 | 0 | 0 | 0 | 0
|  | Substation Switchbays |  |  | 3593.9835 | 4055.2855 | 788.0547 | 0 | 0 | 0 | 0 | 0 | 8437.3238 | 788.0547
|  | Substation Power Transformers |  |  | 2885.5991 | 3255.9772 | 632.7269 | 0 | 0 | 0 | 0 | 0 | 6774.3032 | 632.7269
|  | Substation Reactive Plant |  |  | 0 | 0 | 0 | 0 | 0 | 0 | 0 | 0 | 0 | 0
|  | Scada Network Control And Protection Systems |  |  | 1175.6586 | 1326.559 | 257.7873 | 0 | 0 | 0 | 0 | 0 | 2760.0049 | 257.7873
|  | Other |  |  | 996.4209 | 1124.3154 | 218.4857 | 0 | 0 | 0 | 0 | 0 | 2339.222 | 218.4857
|  | Total External Labour |  |  | 8775.9918 | 9902.425 | 1924.3165 | 0 | 0 | 0 | 0 | 0 | 20602.7332 | 1924.3165
|  | Total Direct - $ Mar 2017 |  |  | 2015-16 | 2016-17 | 2017-18 | 2018-19 | 2019-20 | 2020-21 | 2021-22 | 2022-23 | Total | 2017-22 Total
|  | Transmission Towers |  |  | 124.1486 | 139.7154 | 27.0335 | 0 | 0 | 0 | 0 | 0 | 290.8975 | 27.0335
|  | Transmission Tower Support Structures |  |  | 0 | 0 | 0 | 0 | 0 | 0 | 0 | 0 | 0 | 0
|  | Conductors |  |  | 124.1486 | 139.7154 | 27.0335 | 0 | 0 | 0 | 0 | 0 | 290.8975 | 27.0335
|  | Transmission Cables |  |  | 0 | 0 | 0 | 0 | 0 | 0 | 0 | 0 | 0 | 0
|  | Substation Switchbays |  |  | 7177.4976 | 8077.4732 | 1562.9095 | 0 | 0 | 0 | 0 | 0 | 16817.8802 | 1562.9095
|  | Substation Power Transformers |  |  | 5762.7923 | 6485.3802 | 1254.8556 | 0 | 0 | 0 | 0 | 0 | 13503.0281 | 1254.8556
|  | Substation Reactive Plant |  |  | 0 | 0 | 0 | 0 | 0 | 0 | 0 | 0 | 0 | 0
|  | Scada Network Control And Protection Systems |  |  | 2347.8924 | 2642.2911 | 511.2566 | 0 | 0 | 0 | 0 | 0 | 5501.4401 | 511.2566
|  | Other |  |  | 1989.9391 | 2239.4546 | 433.3118 | 0 | 0 | 0 | 0 | 0 | 4662.7055 | 433.3118
|  | Total Direct - $ Mar 2017 |  |  | 17526.4185 | 19724.0299 | 3816.4005 | 0 | 0 | 0 | 0 | 0 | 41066.8489 | 3816.4005

## Proj_5
Go To: | Table of Contents
Master Inputs
|  | XC19 |  | Business case? | Yes
| Project name | SMTS H2 Transformer Replacement
| Project category 1 | Network |  |  | Shaded cells = Inputs
| Project category 2 | Replacement - Major Station
| Regulatory classification | Prescribed
| Overhead Category | Repex_OHD |  | $000's | $000's | $000's | $000's | $000's | $000's | $000's | $000's | $000's | Project | 2017-22
|  |  |  | Prior | 2015-16 | 2016-17 | 2017-18 | 2018-19 | 2019-20 | 2020-21 | 2021-22 | 2022-23 | Total | Total | Check
| Project timing | Direct Expenditure (As incurred) - $ 2015/16 |  | 187.7001 | 2180.1888 | 8414.7736 | 16207.048 | 816.202 | 0 | 0 | 0 | 0 | 27805.9125 | 17023.25 | ok
| (excluding real cost escalators) | Assumed year commissioned (no BC)
|  | Direct Expenditure (As Commissioned) - $ 2015/16 |  | 0 | 0 | 11400.4241 | 15571.311 | 834.1774 | 0 | 0 | 0 | 0 | 27805.9125 | 16405.4884 | ok
| Asset class | Secondary |  | 13.06% | 13.06% | 13.06% | 13.06% | 13.06% | 13.06% | 13.06% | 13.06% | 13.06%
|  | Switchgear |  | 40.95% | 40.95% | 40.95% | 40.95% | 40.95% | 40.95% | 40.95% | 40.95% | 40.95%
|  | Transformers |  | 32.88% | 32.88% | 32.88% | 32.88% | 32.88% | 32.88% | 32.88% | 32.88% | 32.88%
|  | Reactive |  | 0% | bar: 2015-16 to 2022-23
|  | Lines and towers |  | 1.417% | 1.417% | 1.417% | 1.417% | 1.417% | 1.417% | 1.417% | 1.417% | 1.417%
|  | Establishment |  | 11.35% | 11.35% | 11.35% | 11.35% | 11.35% | 11.35% | 11.35% | 11.35% | 11.35%
|  | Communications |  | 0.333% | 0.333% | 0.333% | 0.333% | 0.333% | 0.333% | 0.333% | 0.333% | 0.333%
Non System
Land
Easements
|  |  | Total | 100% | 100% | 100% | 100% | 100% | 100% | 100% | 100% | 100%
| Input costs % | Labour - internal |  | 10% | 10% | 10% | 10% | 10% | 10% | 10% | 10% | 10%
|  | Labour - external |  | 50% | 50% | 50% | 50% | 50% | 50% | 50% | 50% | 50%
|  | Materials |  | 40% | 40% | 40% | 40% | 40% | 40% | 40% | 40% | 40%
|  |  | Total | 100% | 100% | 100% | 100% | 100% | 100% | 100% | 100% | 100%
Material Escalation
| (By Asset Class) | Secondary |  | 0 | 0 | 0 | 0 | 0 | 0 | 0 | 0 | 0 | 0 | 0
|  | Switchgear |  | 0 | 0 | 0 | 0 | 0 | 0 | 0 | 0 | 0 | 0 | 0
|  | Transformers |  | 0 | 0 | 0 | 0 | 0 | 0 | 0 | 0 | 0 | 0 | 0
|  | Reactive |  | 0 | 0 | 0 | 0 | 0 | 0 | 0 | 0 | 0 | 0 | 0
|  | Lines and towers |  | 0 | 0 | 0 | 0 | 0 | 0 | 0 | 0 | 0 | 0 | 0
|  | Establishment |  | 0 | 0 | 0 | 0 | 0 | 0 | 0 | 0 | 0 | 0 | 0
|  | Communications |  | 0 | 0 | 0 | 0 | 0 | 0 | 0 | 0 | 0 | 0 | 0
|  | Non System |  | 0 | 0 | 0 | 0 | 0 | 0 | 0 | 0 | 0 | 0 | 0
|  | Land |  | 0 | 0 | 0 | 0 | 0 | 0 | 0 | 0 | 0 | 0 | 0
|  | Easements |  | 0 | 0 | 0 | 0 | 0 | 0 | 0 | 0 | 0 | 0 | 0
|  | Total Material escalation |  | 0 | 0 | 0 | 0 | 0 | 0 | 0 | 0 | 0 | 0 | 0
| Labour Escalation | Internal Labour |  | 0 | 1.2809 | 10.5301 | 33.4911 | 2.3614 | 0 | 0 | 0 | 0 | 47.6634 | 35.8525
|  | External Labour |  | 0 | 4.4694 | 45.2385 | 172.1084 | 13.0124 | 0 | 0 | 0 | 0 | 234.8287 | 185.1208
|  | Total Labour Escalation |  | 0 | 5.7502 | 55.7686 | 205.5995 | 15.3738 | 0 | 0 | 0 | 0 | 282.4921 | 220.9733
|  | Total Escalation |  | 0 | 5.7502 | 55.7686 | 205.5995 | 15.3738 | 0 | 0 | 0 | 0 | 282.4921 | 220.9733
|  | Escalation factors |  | 0 | 0.0026375 | 0.0066275 | 0.012686 | 0.018836 | 0 | 0 | 0 | 0 | 0.010159 | 0.012981
| Direct Expenditure (Escalated) | Total labour - internal |  | 19.4355 | 227.0753 | 882.2164 | 1712.8475 | 86.9593 | 0 | 0 | 0 | 0 | 2928.5341 | 1799.8068
| (as incurred) | Total labour - external |  | 97.1776 | 1133.373 | 4403.4076 | 8569.0557 | 436.0445 | 0 | 0 | 0 | 0 | 14639.0583 | 9005.1001
|  | Total materials |  | 77.7421 | 902.9961 | 3485.2521 | 6712.6759 | 338.0566 | 0 | 0 | 0 | 0 | 11516.7228 | 7050.7325
|  | Total Direct - As Incurred $ Mar 2017 |  | 194.3553 | 2263.4443 | 8770.8762 | 16994.5791 | 861.0604 | 0 | 0 | 0 | 0 | 29084.3152 | 17855.6395 | ok
| Capitalised Overheads | Overhead rate (applied to direct expenditure) |  | 8.008% | 5.944% | 7.259% | 7.876% | 9.527% | 9.284% | 8.487% | 8.487% | 8.732%
|  | Total overhead (as incurred) |  | 15.5643 | 134.55 | 636.7102 | 1338.511 | 82.0292 | 0 | 0 | 0 | 0 | 2207.3647 | 1420.5402
|  | Total incl Overhead - As Incurred $ Mar 2017 |  | 209.9196 | 2397.9943 | 9407.5864 | 18333.0901 | 943.0896 | 0 | 0 | 0 | 0 | 31291.68 | 19276.1797
|  | Total overheads (As incurred) - Cumulative |  | 15.5643 | 150.1143 | 786.8245 | 2125.3355 | 2207.3647 | 2207.3647 | 2207.3647 | 2207.3647 | 2207.3647
|  | Labour & Material Escalation - Cumulative |  | 0 | 5.7502 | 61.5188 | 267.1183 | 282.4921 | 282.4921 | 282.4921 | 282.4921 | 282.4921
Expenditure By Asset Class - As Incurred
| Asset class breakdown | Secondary |  | 27.4225 | 313.2576 | 1228.9429 | 2394.9099 | 123.1988 | 0 | 0 | 0 | 0 | 4087.7317 | 2518.1087
| (fully absorbed) | Switchgear |  | 85.9672 | 982.0374 | 3852.637 | 7507.8493 | 386.2183 | 0 | 0 | 0 | 0 | 12814.7092 | 7894.0676
| (as incurred) | Transformers |  | 69.0228 | 788.475 | 3093.2713 | 6028.0308 | 310.0936 | 0 | 0 | 0 | 0 | 10288.8935 | 6338.1244
|  | Reactive |  | 0 | 0 | 0 | 0 | 0 | 0 | 0 | 0 | 0 | 0 | 0
|  | Lines and towers |  | 2.9739 | 33.9724 | 133.2775 | 259.7253 | 13.3608 | 0 | 0 | 0 | 0 | 443.31 | 273.0861
|  | Establishment |  | 23.8341 | 272.2668 | 1068.1317 | 2081.5281 | 107.0778 | 0 | 0 | 0 | 0 | 3552.8386 | 2188.6059
|  | Communications |  | 0.699 | 7.985 | 31.326 | 61.0467 | 3.1404 | 0 | 0 | 0 | 0 | 104.197 | 64.187
|  | Non System |  | 0 | 0 | 0 | 0 | 0 | 0 | 0 | 0 | 0 | 0 | 0
|  | Land |  | 0 | 0 | 0 | 0 | 0 | 0 | 0 | 0 | 0 | 0 | 0
|  | Easements |  | 0 | 0 | 0 | 0 | 0 | 0 | 0 | 0 | 0 | 0 | 0
|  | Total incl Overhead - As Incurred $ Mar 2017 |  | 209.9196 | 2397.9943 | 9407.5864 | 18333.0901 | 943.0896 | 0 | 0 | 0 | 0 | 31291.68 | 19276.1797
|  |  | Check | 0 | 0 | 0 | 0 | 0 | 0 | 0 | 0 | 0 | 0 | 0
| As Commissioned Capex | Direct Expenditure (As Commissioned) - $ 2015/16 |  | 0 | 0 | 11400.4241 | 15571.311 | 834.1774 | 0 | 0 | 0 | 0 | 27805.9125 | 16405.4884
|  | Labour & Material Escalation - $ 2015/16 |  | 0 | 0 | 61.5188 | 205.4216 | 15.5517 | 0 | 0 | 0 | 0 | 282.4921 | 220.9733
|  | Total Direct Expenditure - $ 2015/16 |  | 0 | 0 | 11461.9429 | 15776.7326 | 849.7291 | 0 | 0 | 0 | 0 | 28088.4046 | 16626.4617
|  | Total Direct Expenditure - $ Mar 2017 |  | 0 | 0 | 11868.3409 | 16336.117 | 879.8573 | 0 | 0 | 0 | 0 | 29084.3152 | 17215.9743
|  | Total overheads (As Commissioned) |  | 0 | 0 | 831.6476 | 1292.2724 | 83.4447 | 0 | 0 | 0 | 0 | 2207.3647 | 1375.7171
|  | Total incl Overhead - As commissioned $ Mar 2017 |  | 0 | 0 | 12699.9885 | 17628.3894 | 963.302 | 0 | 0 | 0 | 0 | 31291.68 | 18591.6914
|  | Total overheads (As Comm) - Cumulative |  | 0 | 0 | 831.6476 | 2123.92 | 2207.3647 | 2207.3647 | 2207.3647 | 2207.3647 | 2207.3647
|  | Total real cost escalation (As Comm) - Cumulative |  | 0 | 0 | 61.5188 | 266.9404 | 282.4921 | 282.4921 | 282.4921 | 282.4921 | 282.4921
Expenditure By Asset Class - As Commissioned
| Asset class breakdown | Secondary |  | 0 | 0 | 1659.0399 | 2302.8526 | 125.8392 | 0 | 0 | 0 | 0 | 4087.7317 | 2428.6918
| (fully absorbed) | Switchgear |  | 0 | 0 | 5200.9563 | 7219.2571 | 394.4958 | 0 | 0 | 0 | 0 | 12814.7092 | 7613.7529
| (as commissioned) | Transformers |  | 0 | 0 | 4175.833 | 5796.321 | 316.7395 | 0 | 0 | 0 | 0 | 10288.8935 | 6113.0605
|  | Reactive |  | 0 | 0 | 0 | 0 | 0 | 0 | 0 | 0 | 0 | 0 | 0
|  | Lines and towers |  | 0 | 0 | 179.921 | 249.7418 | 13.6471 | 0 | 0 | 0 | 0 | 443.31 | 263.3889
|  | Establishment |  | 0 | 0 | 1441.9491 | 2001.5168 | 109.3727 | 0 | 0 | 0 | 0 | 3552.8386 | 2110.8895
|  | Communications |  | 0 | 0 | 42.2892 | 58.7001 | 3.2077 | 0 | 0 | 0 | 0 | 104.197 | 61.9078
|  | Non System |  | 0 | 0 | 0 | 0 | 0 | 0 | 0 | 0 | 0 | 0 | 0
|  | Land |  | 0 | 0 | 0 | 0 | 0 | 0 | 0 | 0 | 0 | 0 | 0
|  | Easements |  | 0 | 0 | 0 | 0 | 0 | 0 | 0 | 0 | 0 | 0 | 0
|  | Total incl Overhead - As commissioned $ Mar 2017 |  | 0 | 0 | 12699.9885 | 17628.3894 | 963.302 | 0 | 0 | 0 | 0 | 31291.68 | 18591.6914
|  |  | Check | 0 | 0 | 0 | 0 | 0 | 0 | 0 | 0 | 0 | 0 | 0
0
| Expenditure splits for RIN |  |  |  | 2015-16 | 2016-17 | 2017-18 | 2018-19 | 2019-20 | 2020-21 | 2021-22 | 2022-23
| Repex Category | Transmission Towers |  |  | 0.7084% | 0.7084% | 0.7084% | 0.7084% | 0.7084% | 0.7084% | 0.7084% | 0.7084%
Transmission Tower Support Structures | bar: 2015-16 to 2022-23
|  | Conductors |  |  | 0.7084% | 0.7084% | 0.7084% | 0.7084% | 0.7084% | 0.7084% | 0.7084% | 0.7084%
Transmission Cables | bar: 2015-16 to 2022-23
|  | Substation Switchbays |  |  | 40.95% | 40.95% | 40.95% | 40.95% | 40.95% | 40.95% | 40.95% | 40.95%
|  | Substation Power Transformers |  |  | 32.88% | 32.88% | 32.88% | 32.88% | 32.88% | 32.88% | 32.88% | 32.88%
Substation Reactive Plant | bar: 2015-16 to 2022-23
|  | Scada Network Control And Protection Systems |  |  | 13.4% | 13.4% | 13.4% | 13.4% | 13.4% | 13.4% | 13.4% | 13.4%
|  | Other |  |  | 11.35% | 11.35% | 11.35% | 11.35% | 11.35% | 11.35% | 11.35% | 11.35%
|  | Total |  |  | 100% | 100% | 100% | 100% | 100% | 100% | 100% | 100%
| Direct Expenditures | Materials - $ Mar 2017 |  |  | 2015-16 | 2016-17 | 2017-18 | 2018-19 | 2019-20 | 2020-21 | 2021-22 | 2022-23 | Total | 2017-22 Total
| (As Incurred) | Transmission Towers |  |  | 6.3964 | 24.6878 | 47.5493 | 2.3946 | 0 | 0 | 0 | 0 | 81.0282 | 49.9439
|  | Transmission Tower Support Structures |  |  | 0 | 0 | 0 | 0 | 0 | 0 | 0 | 0 | 0 | 0
|  | Conductors |  |  | 6.3964 | 24.6878 | 47.5493 | 2.3946 | 0 | 0 | 0 | 0 | 81.0282 | 49.9439
|  | Transmission Cables |  |  | 0 | 0 | 0 | 0 | 0 | 0 | 0 | 0 | 0 | 0
|  | Substation Switchbays |  |  | 369.799 | 1427.2961 | 2749.0052 | 138.4425 | 0 | 0 | 0 | 0 | 4684.5427 | 2887.4476
|  | Substation Power Transformers |  |  | 296.9106 | 1145.972 | 2207.1684 | 111.1551 | 0 | 0 | 0 | 0 | 3761.206 | 2318.3235
|  | Substation Reactive Plant |  |  | 0 | 0 | 0 | 0 | 0 | 0 | 0 | 0 | 0 | 0
|  | Scada Network Control And Protection Systems |  |  | 120.9681 | 466.895 | 899.2505 | 45.2871 | 0 | 0 | 0 | 0 | 1532.4007 | 944.5376
|  | Other |  |  | 102.5256 | 395.7134 | 762.1532 | 38.3827 | 0 | 0 | 0 | 0 | 1298.775 | 800.536
|  | Total Materials |  |  | 902.9961 | 3485.2521 | 6712.6759 | 338.0566 | 0 | 0 | 0 | 0 | 11438.9807 | 7050.7325
|  | Labour (Internal) - $ Mar 2017 |  |  | 2015-16 | 2016-17 | 2017-18 | 2018-19 | 2019-20 | 2020-21 | 2021-22 | 2022-23 | Total | 2017-22 Total
|  | Transmission Towers |  |  | 1.6085 | 6.2492 | 12.133 | 0.61598 | 0 | 0 | 0 | 0 | 20.6066 | 12.749
|  | Transmission Tower Support Structures |  |  | 0 | 0 | 0 | 0 | 0 | 0 | 0 | 0 | 0 | 0
|  | Conductors |  |  | 1.6085 | 6.2492 | 12.133 | 0.61598 | 0 | 0 | 0 | 0 | 20.6066 | 12.749
|  | Transmission Cables |  |  | 0 | 0 | 0 | 0 | 0 | 0 | 0 | 0 | 0 | 0
|  | Substation Switchbays |  |  | 92.9929 | 361.2892 | 701.453 | 35.612 | 0 | 0 | 0 | 0 | 1191.3471 | 737.065
|  | Substation Power Transformers |  |  | 74.6637 | 290.0781 | 563.1946 | 28.5927 | 0 | 0 | 0 | 0 | 956.5292 | 591.7874
|  | Substation Reactive Plant |  |  | 0 | 0 | 0 | 0 | 0 | 0 | 0 | 0 | 0 | 0
|  | Scada Network Control And Protection Systems |  |  | 30.4197 | 118.1844 | 229.4583 | 11.6493 | 0 | 0 | 0 | 0 | 389.7117 | 241.1076
|  | Other |  |  | 25.782 | 100.1663 | 194.4757 | 9.8733 | 0 | 0 | 0 | 0 | 330.2973 | 204.349
|  | Total Internal Labour |  |  | 227.0753 | 882.2164 | 1712.8475 | 86.9593 | 0 | 0 | 0 | 0 | 2909.0986 | 1799.8068
|  | Labour (External) - $ Mar 2017 |  |  | 2015-16 | 2016-17 | 2017-18 | 2018-19 | 2019-20 | 2020-21 | 2021-22 | 2022-23 | Total | 2017-22 Total
|  | Transmission Towers |  |  | 8.0283 | 31.1916 | 60.699 | 3.0887 | 0 | 0 | 0 | 0 | 103.0076 | 63.7877
|  | Transmission Tower Support Structures |  |  | 0 | 0 | 0 | 0 | 0 | 0 | 0 | 0 | 0 | 0
|  | Conductors |  |  | 8.0283 | 31.1916 | 60.699 | 3.0887 | 0 | 0 | 0 | 0 | 103.0076 | 63.7877
|  | Transmission Cables |  |  | 0 | 0 | 0 | 0 | 0 | 0 | 0 | 0 | 0 | 0
|  | Substation Switchbays |  |  | 464.144 | 1803.3032 | 3509.2381 | 178.5709 | 0 | 0 | 0 | 0 | 5955.2562 | 3687.809
|  | Substation Power Transformers |  |  | 372.6599 | 1447.867 | 2817.5573 | 143.3741 | 0 | 0 | 0 | 0 | 4781.4583 | 2960.9313
|  | Substation Reactive Plant |  |  | 0 | 0 | 0 | 0 | 0 | 0 | 0 | 0 | 0 | 0
|  | Scada Network Control And Protection Systems |  |  | 151.8301 | 589.8939 | 1147.9368 | 58.4138 | 0 | 0 | 0 | 0 | 1948.0746 | 1206.3506
|  | Other |  |  | 128.6825 | 499.9603 | 972.9255 | 49.5082 | 0 | 0 | 0 | 0 | 1651.0764 | 1022.4337
|  | Total External Labour |  |  | 1133.373 | 4403.4076 | 8569.0557 | 436.0445 | 0 | 0 | 0 | 0 | 14541.8807 | 9005.1001
|  | Total Direct - $ Mar 2017 |  |  | 2015-16 | 2016-17 | 2017-18 | 2018-19 | 2019-20 | 2020-21 | 2021-22 | 2022-23 | Total | 2017-22 Total
|  | Transmission Towers |  |  | 16.0331 | 62.1286 | 120.3813 | 6.0993 | 0 | 0 | 0 | 0 | 204.6424 | 126.4806
|  | Transmission Tower Support Structures |  |  | 0 | 0 | 0 | 0 | 0 | 0 | 0 | 0 | 0 | 0
|  | Conductors |  |  | 16.0331 | 62.1286 | 120.3813 | 6.0993 | 0 | 0 | 0 | 0 | 204.6424 | 126.4806
|  | Transmission Cables |  |  | 0 | 0 | 0 | 0 | 0 | 0 | 0 | 0 | 0 | 0
|  | Substation Switchbays |  |  | 926.9359 | 3591.8886 | 6959.6963 | 352.6253 | 0 | 0 | 0 | 0 | 11831.146 | 7312.3216
|  | Substation Power Transformers |  |  | 744.2342 | 2883.9171 | 5587.9203 | 283.1219 | 0 | 0 | 0 | 0 | 9499.1934 | 5871.0422
|  | Substation Reactive Plant |  |  | 0 | 0 | 0 | 0 | 0 | 0 | 0 | 0 | 0 | 0
|  | Scada Network Control And Protection Systems |  |  | 303.2179 | 1174.9733 | 2276.6456 | 115.3503 | 0 | 0 | 0 | 0 | 3870.187 | 2391.9958
|  | Other |  |  | 256.9901 | 995.84 | 1929.5543 | 97.7643 | 0 | 0 | 0 | 0 | 3280.1488 | 2027.3186
|  | Total Direct - $ Mar 2017 |  |  | 2263.4443 | 8770.8762 | 16994.5791 | 861.0604 | 0 | 0 | 0 | 0 | 28889.96 | 17855.6395

## Proj_6
Go To: | Table of Contents
Master Inputs
|  | Various |  | Business case? | 0
| Project name | Other committed projects
| Project category 1 | Network |  |  | Shaded cells = Inputs
| Project category 2 | Replacement - Major Station
| Regulatory classification | Prescribed
| Overhead Category | Repex_OHD |  | $000's | $000's | $000's | $000's | $000's | $000's | $000's | $000's | $000's | Project | 2017-22
|  |  |  | Prior | 2015-16 | 2016-17 | 2017-18 | 2018-19 | 2019-20 | 2020-21 | 2021-22 | 2022-23 | Total | Total | Check
| Project timing | Direct Expenditure (As incurred) - $ 2015/16 |  | 0 | 0 | 318.7414 | 544.2139 | 0 | 0 | 0 | 0 | 0 | 862.9553 | 544.2139 | ok
| (excluding real cost escalators) | Assumed year commissioned (no BC) | bar: 2015-16 to 2022-23
|  | Direct Expenditure (As Commissioned) - $ 2015/16 |  | 0 | 0 | 0 | 862.9553 | 0 | 0 | 0 | 0 | 0 | 862.9553 | 862.9553 | ok
| Asset class | Secondary |  | 13.06% | 13.06% | 13.06% | 13.06% | 13.06% | 13.06% | 13.06% | 13.06% | 13.06%
|  | Switchgear |  | 40.95% | 40.95% | 40.95% | 40.95% | 40.95% | 40.95% | 40.95% | 40.95% | 40.95%
|  | Transformers |  | 32.88% | 32.88% | 32.88% | 32.88% | 32.88% | 32.88% | 32.88% | 32.88% | 32.88%
|  | Reactive |  | 0% | bar: 2015-16 to 2022-23
|  | Lines and towers |  | 1.417% | 1.417% | 1.417% | 1.417% | 1.417% | 1.417% | 1.417% | 1.417% | 1.417%
|  | Establishment |  | 11.35% | 11.35% | 11.35% | 11.35% | 11.35% | 11.35% | 11.35% | 11.35% | 11.35%
|  | Communications |  | 0.333% | 0.333% | 0.333% | 0.333% | 0.333% | 0.333% | 0.333% | 0.333% | 0.333%
Non System
Land
Easements
|  |  | Total | 100% | 100% | 100% | 100% | 100% | 100% | 100% | 100% | 100%
| Input costs % | Labour - internal |  | 10% | 10% | 10% | 10% | 10% | 10% | 10% | 10% | 10%
|  | Labour - external |  | 50% | 50% | 50% | 50% | 50% | 50% | 50% | 50% | 50%
|  | Materials |  | 40% | 40% | 40% | 40% | 40% | 40% | 40% | 40% | 40%
|  |  | Total | 100% | 100% | 100% | 100% | 100% | 100% | 100% | 100% | 100%
Material Escalation
| (By Asset Class) | Secondary |  | 0 | 0 | 0 | 0 | 0 | 0 | 0 | 0 | 0 | 0 | 0
|  | Switchgear |  | 0 | 0 | 0 | 0 | 0 | 0 | 0 | 0 | 0 | 0 | 0
|  | Transformers |  | 0 | 0 | 0 | 0 | 0 | 0 | 0 | 0 | 0 | 0 | 0
|  | Reactive |  | 0 | 0 | 0 | 0 | 0 | 0 | 0 | 0 | 0 | 0 | 0
|  | Lines and towers |  | 0 | 0 | 0 | 0 | 0 | 0 | 0 | 0 | 0 | 0 | 0
|  | Establishment |  | 0 | 0 | 0 | 0 | 0 | 0 | 0 | 0 | 0 | 0 | 0
|  | Communications |  | 0 | 0 | 0 | 0 | 0 | 0 | 0 | 0 | 0 | 0 | 0
|  | Non System |  | 0 | 0 | 0 | 0 | 0 | 0 | 0 | 0 | 0 | 0 | 0
|  | Land |  | 0 | 0 | 0 | 0 | 0 | 0 | 0 | 0 | 0 | 0 | 0
|  | Easements |  | 0 | 0 | 0 | 0 | 0 | 0 | 0 | 0 | 0 | 0 | 0
|  | Total Material escalation |  | 0 | 0 | 0 | 0 | 0 | 0 | 0 | 0 | 0 | 0 | 0
| Labour Escalation | Internal Labour |  | 0 | 0 | 0.39887 | 1.1246 | 0 | 0 | 0 | 0 | 0 | 1.5235 | 1.1246
|  | External Labour |  | 0 | 0 | 1.7136 | 5.7792 | 0 | 0 | 0 | 0 | 0 | 7.4928 | 5.7792
|  | Total Labour Escalation |  | 0 | 0 | 2.1124 | 6.9038 | 0 | 0 | 0 | 0 | 0 | 9.0162 | 6.9038
|  | Total Escalation |  | 0 | 0 | 2.1124 | 6.9038 | 0 | 0 | 0 | 0 | 0 | 9.0162 | 6.9038
|  | Escalation factors |  | 0 | 0 | 0.0066275 | 0.012686 | 0 | 0 | 0 | 0 | 0 | 0.010448 | 0.012686
| Direct Expenditure (Escalated) | Total labour - internal |  | 0 | 0 | 33.4173 | 57.5154 | 0 | 0 | 0 | 0 | 0 | 90.9327 | 57.5154
| (as incurred) | Total labour - external |  | 0 | 0 | 166.7957 | 287.739 | 0 | 0 | 0 | 0 | 0 | 454.5347 | 287.739
|  | Total materials |  | 0 | 0 | 132.0171 | 225.4039 | 0 | 0 | 0 | 0 | 0 | 357.421 | 225.4039
|  | Total Direct - As Incurred $ Mar 2017 |  | 0 | 0 | 332.2302 | 570.6583 | 0 | 0 | 0 | 0 | 0 | 902.8884 | 570.6583 | ok
| Capitalised Overheads | Overhead rate (applied to direct expenditure) |  | 8.008% | 5.944% | 7.259% | 7.876% | 9.527% | 9.284% | 8.487% | 8.487% | 8.732%
|  | Total overhead (as incurred) |  | 0 | 0 | 24.1178 | 44.9456 | 0 | 0 | 0 | 0 | 0 | 69.0635 | 44.9456
|  | Total incl Overhead - As Incurred $ Mar 2017 |  | 0 | 0 | 356.348 | 615.6039 | 0 | 0 | 0 | 0 | 0 | 971.9519 | 615.6039
|  | Total overheads (As incurred) - Cumulative |  | 0 | 0 | 24.1178 | 69.0635 | 69.0635 | 69.0635 | 69.0635 | 69.0635 | 69.0635
|  | Labour & Material Escalation - Cumulative |  | 0 | 0 | 2.1124 | 9.0162 | 9.0162 | 9.0162 | 9.0162 | 9.0162 | 9.0162
Expenditure By Asset Class - As Incurred
| Asset class breakdown | Secondary |  | 0 | 0 | 46.5509 | 80.4183 | 0 | 0 | 0 | 0 | 0 | 126.9692 | 80.4183
| (fully absorbed) | Switchgear |  | 0 | 0 | 145.9332 | 252.1049 | 0 | 0 | 0 | 0 | 0 | 398.0381 | 252.1049
| (as incurred) | Transformers |  | 0 | 0 | 117.1694 | 202.4143 | 0 | 0 | 0 | 0 | 0 | 319.5837 | 202.4143
|  | Reactive |  | 0 | 0 | 0 | 0 | 0 | 0 | 0 | 0 | 0 | 0 | 0
|  | Lines and towers |  | 0 | 0 | 5.0484 | 8.7213 | 0 | 0 | 0 | 0 | 0 | 13.7697 | 8.7213
|  | Establishment |  | 0 | 0 | 40.4595 | 69.8953 | 0 | 0 | 0 | 0 | 0 | 110.3548 | 69.8953
|  | Communications |  | 0 | 0 | 1.1866 | 2.0499 | 0 | 0 | 0 | 0 | 0 | 3.2365 | 2.0499
|  | Non System |  | 0 | 0 | 0 | 0 | 0 | 0 | 0 | 0 | 0 | 0 | 0
|  | Land |  | 0 | 0 | 0 | 0 | 0 | 0 | 0 | 0 | 0 | 0 | 0
|  | Easements |  | 0 | 0 | 0 | 0 | 0 | 0 | 0 | 0 | 0 | 0 | 0
|  | Total incl Overhead - As Incurred $ Mar 2017 |  | 0 | 0 | 356.348 | 615.6039 | 0 | 0 | 0 | 0 | 0 | 971.9519 | 615.6039
|  |  | Check | 0 | 0 | 0 | 0 | 0 | 0 | 0 | 0 | 0 | 0 | 0
| As Commissioned Capex | Direct Expenditure (As Commissioned) - $ 2015/16 |  | 0 | 0 | 0 | 862.9553 | 0 | 0 | 0 | 0 | 0 | 862.9553 | 862.9553
|  | Labour & Material Escalation - $ 2015/16 |  | 0 | 0 | 0 | 9.0162 | 0 | 0 | 0 | 0 | 0 | 9.0162 | 9.0162
|  | Total Direct Expenditure - $ 2015/16 |  | 0 | 0 | 0 | 871.9715 | 0 | 0 | 0 | 0 | 0 | 871.9715 | 871.9715
|  | Total Direct Expenditure - $ Mar 2017 |  | 0 | 0 | 0 | 902.8884 | 0 | 0 | 0 | 0 | 0 | 902.8884 | 902.8884
|  | Total overheads (As Commissioned) |  | 0 | 0 | 0 | 69.0635 | 0 | 0 | 0 | 0 | 0 | 69.0635 | 69.0635
|  | Total incl Overhead - As commissioned $ Mar 2017 |  | 0 | 0 | 0 | 971.9519 | 0 | 0 | 0 | 0 | 0 | 971.9519 | 971.9519
|  | Total overheads (As Comm) - Cumulative |  | 0 | 0 | 0 | 69.0635 | 69.0635 | 69.0635 | 69.0635 | 69.0635 | 69.0635
|  | Total real cost escalation (As Comm) - Cumulative |  | 0 | 0 | 0 | 9.0162 | 9.0162 | 9.0162 | 9.0162 | 9.0162 | 9.0162
Expenditure By Asset Class - As Commissioned
| Asset class breakdown | Secondary |  | 0 | 0 | 0 | 126.9692 | 0 | 0 | 0 | 0 | 0 | 126.9692 | 126.9692
| (fully absorbed) | Switchgear |  | 0 | 0 | 0 | 398.0381 | 0 | 0 | 0 | 0 | 0 | 398.0381 | 398.0381
| (as commissioned) | Transformers |  | 0 | 0 | 0 | 319.5837 | 0 | 0 | 0 | 0 | 0 | 319.5837 | 319.5837
|  | Reactive |  | 0 | 0 | 0 | 0 | 0 | 0 | 0 | 0 | 0 | 0 | 0
|  | Lines and towers |  | 0 | 0 | 0 | 13.7697 | 0 | 0 | 0 | 0 | 0 | 13.7697 | 13.7697
|  | Establishment |  | 0 | 0 | 0 | 110.3548 | 0 | 0 | 0 | 0 | 0 | 110.3548 | 110.3548
|  | Communications |  | 0 | 0 | 0 | 3.2365 | 0 | 0 | 0 | 0 | 0 | 3.2365 | 3.2365
|  | Non System |  | 0 | 0 | 0 | 0 | 0 | 0 | 0 | 0 | 0 | 0 | 0
|  | Land |  | 0 | 0 | 0 | 0 | 0 | 0 | 0 | 0 | 0 | 0 | 0
|  | Easements |  | 0 | 0 | 0 | 0 | 0 | 0 | 0 | 0 | 0 | 0 | 0
|  | Total incl Overhead - As commissioned $ Mar 2017 |  | 0 | 0 | 0 | 971.9519 | 0 | 0 | 0 | 0 | 0 | 971.9519 | 971.9519
|  |  | Check | 0 | 0 | 0 | 0 | 0 | 0 | 0 | 0 | 0 | 0 | 0
0
| Expenditure splits for RIN |  |  |  | 2015-16 | 2016-17 | 2017-18 | 2018-19 | 2019-20 | 2020-21 | 2021-22 | 2022-23
| Repex Category | Transmission Towers |  |  | 0.7084% | 0.7084% | 0.7084% | 0.7084% | 0.7084% | 0.7084% | 0.7084% | 0.7084%
Transmission Tower Support Structures | bar: 2015-16 to 2022-23
|  | Conductors |  |  | 0.7084% | 0.7084% | 0.7084% | 0.7084% | 0.7084% | 0.7084% | 0.7084% | 0.7084%
Transmission Cables | bar: 2015-16 to 2022-23
|  | Substation Switchbays |  |  | 40.95% | 40.95% | 40.95% | 40.95% | 40.95% | 40.95% | 40.95% | 40.95%
|  | Substation Power Transformers |  |  | 32.88% | 32.88% | 32.88% | 32.88% | 32.88% | 32.88% | 32.88% | 32.88%
Substation Reactive Plant | bar: 2015-16 to 2022-23
|  | Scada Network Control And Protection Systems |  |  | 13.4% | 13.4% | 13.4% | 13.4% | 13.4% | 13.4% | 13.4% | 13.4%
|  | Other |  |  | 11.35% | 11.35% | 11.35% | 11.35% | 11.35% | 11.35% | 11.35% | 11.35%
|  | Total |  |  | 100% | 100% | 100% | 100% | 100% | 100% | 100% | 100%
| Direct Expenditures | Materials - $ Mar 2017 |  |  | 2015-16 | 2016-17 | 2017-18 | 2018-19 | 2019-20 | 2020-21 | 2021-22 | 2022-23 | Total | 2017-22 Total
| (As Incurred) | Transmission Towers |  |  | 0 | 0.93514 | 1.5967 | 0 | 0 | 0 | 0 | 0 | 2.5318 | 1.5967
|  | Transmission Tower Support Structures |  |  | 0 | 0 | 0 | 0 | 0 | 0 | 0 | 0 | 0 | 0
|  | Conductors |  |  | 0 | 0.93514 | 1.5967 | 0 | 0 | 0 | 0 | 0 | 2.5318 | 1.5967
|  | Transmission Cables |  |  | 0 | 0 | 0 | 0 | 0 | 0 | 0 | 0 | 0 | 0
|  | Substation Switchbays |  |  | 0 | 54.0642 | 92.3084 | 0 | 0 | 0 | 0 | 0 | 146.3727 | 92.3084
|  | Substation Power Transformers |  |  | 0 | 43.408 | 74.1142 | 0 | 0 | 0 | 0 | 0 | 117.5222 | 74.1142
|  | Substation Reactive Plant |  |  | 0 | 0 | 0 | 0 | 0 | 0 | 0 | 0 | 0 | 0
|  | Scada Network Control And Protection Systems |  |  | 0 | 17.6854 | 30.1958 | 0 | 0 | 0 | 0 | 0 | 47.8812 | 30.1958
|  | Other |  |  | 0 | 14.9891 | 25.5922 | 0 | 0 | 0 | 0 | 0 | 40.5814 | 25.5922
|  | Total Materials |  |  | 0 | 132.0171 | 225.4039 | 0 | 0 | 0 | 0 | 0 | 357.421 | 225.4039
|  | Labour (Internal) - $ Mar 2017 |  |  | 2015-16 | 2016-17 | 2017-18 | 2018-19 | 2019-20 | 2020-21 | 2021-22 | 2022-23 | Total | 2017-22 Total
|  | Transmission Towers |  |  | 0 | 0.23671 | 0.40741 | 0 | 0 | 0 | 0 | 0 | 0.64412 | 0.40741
|  | Transmission Tower Support Structures |  |  | 0 | 0 | 0 | 0 | 0 | 0 | 0 | 0 | 0 | 0
|  | Conductors |  |  | 0 | 0.23671 | 0.40741 | 0 | 0 | 0 | 0 | 0 | 0.64412 | 0.40741
|  | Transmission Cables |  |  | 0 | 0 | 0 | 0 | 0 | 0 | 0 | 0 | 0 | 0
|  | Substation Switchbays |  |  | 0 | 13.6852 | 23.554 | 0 | 0 | 0 | 0 | 0 | 37.2392 | 23.554
|  | Substation Power Transformers |  |  | 0 | 10.9878 | 18.9114 | 0 | 0 | 0 | 0 | 0 | 29.8992 | 18.9114
|  | Substation Reactive Plant |  |  | 0 | 0 | 0 | 0 | 0 | 0 | 0 | 0 | 0 | 0
|  | Scada Network Control And Protection Systems |  |  | 0 | 4.4767 | 7.7049 | 0 | 0 | 0 | 0 | 0 | 12.1816 | 7.7049
|  | Other |  |  | 0 | 3.7942 | 6.5303 | 0 | 0 | 0 | 0 | 0 | 10.3244 | 6.5303
|  | Total Internal Labour |  |  | 0 | 33.4173 | 57.5154 | 0 | 0 | 0 | 0 | 0 | 90.9327 | 57.5154
|  | Labour (External) - $ Mar 2017 |  |  | 2015-16 | 2016-17 | 2017-18 | 2018-19 | 2019-20 | 2020-21 | 2021-22 | 2022-23 | Total | 2017-22 Total
|  | Transmission Towers |  |  | 0 | 1.1815 | 2.0382 | 0 | 0 | 0 | 0 | 0 | 3.2197 | 2.0382
|  | Transmission Tower Support Structures |  |  | 0 | 0 | 0 | 0 | 0 | 0 | 0 | 0 | 0 | 0
|  | Conductors |  |  | 0 | 1.1815 | 2.0382 | 0 | 0 | 0 | 0 | 0 | 3.2197 | 2.0382
|  | Transmission Cables |  |  | 0 | 0 | 0 | 0 | 0 | 0 | 0 | 0 | 0 | 0
|  | Substation Switchbays |  |  | 0 | 68.3069 | 117.8361 | 0 | 0 | 0 | 0 | 0 | 186.1431 | 117.8361
|  | Substation Power Transformers |  |  | 0 | 54.8434 | 94.6103 | 0 | 0 | 0 | 0 | 0 | 149.4538 | 94.6103
|  | Substation Reactive Plant |  |  | 0 | 0 | 0 | 0 | 0 | 0 | 0 | 0 | 0 | 0
|  | Scada Network Control And Protection Systems |  |  | 0 | 22.3445 | 38.5464 | 0 | 0 | 0 | 0 | 0 | 60.8909 | 38.5464
|  | Other |  |  | 0 | 18.9379 | 32.6697 | 0 | 0 | 0 | 0 | 0 | 51.6076 | 32.6697
|  | Total External Labour |  |  | 0 | 166.7957 | 287.739 | 0 | 0 | 0 | 0 | 0 | 454.5347 | 287.739
|  | Total Direct - $ Mar 2017 |  |  | 2015-16 | 2016-17 | 2017-18 | 2018-19 | 2019-20 | 2020-21 | 2021-22 | 2022-23 | Total | 2017-22 Total
|  | Transmission Towers |  |  | 0 | 2.3534 | 4.0423 | 0 | 0 | 0 | 0 | 0 | 6.3956 | 4.0423
|  | Transmission Tower Support Structures |  |  | 0 | 0 | 0 | 0 | 0 | 0 | 0 | 0 | 0 | 0
|  | Conductors |  |  | 0 | 2.3534 | 4.0423 | 0 | 0 | 0 | 0 | 0 | 6.3956 | 4.0423
|  | Transmission Cables |  |  | 0 | 0 | 0 | 0 | 0 | 0 | 0 | 0 | 0 | 0
|  | Substation Switchbays |  |  | 0 | 136.0564 | 233.6985 | 0 | 0 | 0 | 0 | 0 | 369.7549 | 233.6985
|  | Substation Power Transformers |  |  | 0 | 109.2393 | 187.6359 | 0 | 0 | 0 | 0 | 0 | 296.8752 | 187.6359
|  | Substation Reactive Plant |  |  | 0 | 0 | 0 | 0 | 0 | 0 | 0 | 0 | 0 | 0
|  | Scada Network Control And Protection Systems |  |  | 0 | 44.5066 | 76.4471 | 0 | 0 | 0 | 0 | 0 | 120.9537 | 76.4471
|  | Other |  |  | 0 | 37.7212 | 64.7922 | 0 | 0 | 0 | 0 | 0 | 102.5134 | 64.7922
|  | Total Direct - $ Mar 2017 |  |  | 0 | 332.2302 | 570.6583 | 0 | 0 | 0 | 0 | 0 | 902.8884 | 570.6583

## Proj_7
Go To: | Table of Contents
Master Inputs
|  | XC21 |  | Business case? | 0
| Project name | RWTS B4 220/66kV Transformer and 66kV CB Replacement
| Project category 1 | Network |  |  | Shaded cells = Inputs
| Project category 2 | Replacement - Major Station
| Regulatory classification | Prescribed
| Overhead Category | Repex_OHD |  | $000's | $000's | $000's | $000's | $000's | $000's | $000's | $000's | $000's | Project | 2017-22
|  |  |  | Prior | 2015-16 | 2016-17 | 2017-18 | 2018-19 | 2019-20 | 2020-21 | 2021-22 | 2022-23 | Total | Total | Check
| Project timing | Direct Expenditure (As incurred) - $ 2015/16 |  | 0 | 276 | 3590 | 6076 | 3867 | 0 | 0 | 0 | 0 | 13809 | 9943 | ok
| (excluding real cost escalators) | Assumed year commissioned (no BC) | bar: 2015-16 to 2022-23
|  | Direct Expenditure (As Commissioned) - $ 2015/16 |  | 0 | 0 | 0 | 0 | 13809 | 0 | 0 | 0 | 0 | 13809 | 13809 | ok
| Asset class | Secondary |  | 13.06% | 13.06% | 13.06% | 13.06% | 13.06% | 13.06% | 13.06% | 13.06% | 13.06%
|  | Switchgear |  | 40.95% | 40.95% | 40.95% | 40.95% | 40.95% | 40.95% | 40.95% | 40.95% | 40.95%
|  | Transformers |  | 32.88% | 32.88% | 32.88% | 32.88% | 32.88% | 32.88% | 32.88% | 32.88% | 32.88%
|  | Reactive |  | 0% | bar: 2015-16 to 2022-23
|  | Lines and towers |  | 1.417% | 1.417% | 1.417% | 1.417% | 1.417% | 1.417% | 1.417% | 1.417% | 1.417%
|  | Establishment |  | 11.35% | 11.35% | 11.35% | 11.35% | 11.35% | 11.35% | 11.35% | 11.35% | 11.35%
|  | Communications |  | 0.333% | 0.333% | 0.333% | 0.333% | 0.333% | 0.333% | 0.333% | 0.333% | 0.333%
Non System
Land
Easements
|  |  | Total | 100% | 100% | 100% | 100% | 100% | 100% | 100% | 100% | 100%
| Input costs % | Labour - internal |  | 10% | 10% | 10% | 10% | 10% | 10% | 10% | 10% | 10%
|  | Labour - external |  | 50% | 50% | 50% | 50% | 50% | 50% | 50% | 50% | 50%
|  | Materials |  | 40% | 40% | 40% | 40% | 40% | 40% | 40% | 40% | 40%
|  |  | Total | 100% | 100% | 100% | 100% | 100% | 100% | 100% | 100% | 100%
Material Escalation
| (By Asset Class) | Secondary |  | 0 | 0 | 0 | 0 | 0 | 0 | 0 | 0 | 0 | 0 | 0
|  | Switchgear |  | 0 | 0 | 0 | 0 | 0 | 0 | 0 | 0 | 0 | 0 | 0
|  | Transformers |  | 0 | 0 | 0 | 0 | 0 | 0 | 0 | 0 | 0 | 0 | 0
|  | Reactive |  | 0 | 0 | 0 | 0 | 0 | 0 | 0 | 0 | 0 | 0 | 0
|  | Lines and towers |  | 0 | 0 | 0 | 0 | 0 | 0 | 0 | 0 | 0 | 0 | 0
|  | Establishment |  | 0 | 0 | 0 | 0 | 0 | 0 | 0 | 0 | 0 | 0 | 0
|  | Communications |  | 0 | 0 | 0 | 0 | 0 | 0 | 0 | 0 | 0 | 0 | 0
|  | Non System |  | 0 | 0 | 0 | 0 | 0 | 0 | 0 | 0 | 0 | 0 | 0
|  | Land |  | 0 | 0 | 0 | 0 | 0 | 0 | 0 | 0 | 0 | 0 | 0
|  | Easements |  | 0 | 0 | 0 | 0 | 0 | 0 | 0 | 0 | 0 | 0 | 0
|  | Total Material escalation |  | 0 | 0 | 0 | 0 | 0 | 0 | 0 | 0 | 0 | 0 | 0
| Labour Escalation | Internal Labour |  | 0 | 0.16215 | 4.4924 | 12.5558 | 11.188 | 0 | 0 | 0 | 0 | 28.3983 | 23.7437
|  | External Labour |  | 0 | 0.5658 | 19.3001 | 64.5232 | 61.6499 | 0 | 0 | 0 | 0 | 146.039 | 126.1731
|  | Total Labour Escalation |  | 0 | 0.72795 | 23.7926 | 77.079 | 72.8379 | 0 | 0 | 0 | 0 | 174.4374 | 149.9168
|  | Total Escalation |  | 0 | 0.72795 | 23.7926 | 77.079 | 72.8379 | 0 | 0 | 0 | 0 | 174.4374 | 149.9168
|  | Escalation factors |  | 0 | 0.0026375 | 0.0066275 | 0.012686 | 0.018836 | 0 | 0 | 0 | 0 | 0.012632 | 0.015078
| Direct Expenditure (Escalated) | Total labour - internal |  | 0 | 28.7465 | 376.3805 | 642.1442 | 411.9956 | 0 | 0 | 0 | 0 | 1459.2668 | 1054.1398
| (as incurred) | Total labour - external |  | 0 | 143.4788 | 1878.6285 | 3212.5272 | 2065.8905 | 0 | 0 | 0 | 0 | 7300.525 | 5278.4177
|  | Total materials |  | 0 | 114.3144 | 1486.9152 | 2516.573 | 1601.6438 | 0 | 0 | 0 | 0 | 5719.4464 | 4118.2168
|  | Total Direct - As Incurred $ Mar 2017 |  | 0 | 286.5397 | 3741.9243 | 6371.2443 | 4079.5299 | 0 | 0 | 0 | 0 | 14479.2382 | 10450.7742 | ok
| Capitalised Overheads | Overhead rate (applied to direct expenditure) |  | 8.008% | 5.944% | 7.259% | 7.876% | 9.527% | 9.284% | 8.487% | 8.487% | 8.732%
|  | Total overhead (as incurred) |  | 0 | 17.0333 | 271.6401 | 501.8059 | 388.6379 | 0 | 0 | 0 | 0 | 1179.1172 | 890.4438
|  | Total incl Overhead - As Incurred $ Mar 2017 |  | 0 | 303.573 | 4013.5643 | 6873.0503 | 4468.1678 | 0 | 0 | 0 | 0 | 15658.3554 | 11341.2181
|  | Total overheads (As incurred) - Cumulative |  | 0 | 17.0333 | 288.6734 | 790.4793 | 1179.1172 | 1179.1172 | 1179.1172 | 1179.1172 | 1179.1172
|  | Labour & Material Escalation - Cumulative |  | 0 | 0.72795 | 24.5205 | 101.5995 | 174.4374 | 174.4374 | 174.4374 | 174.4374 | 174.4374
Expenditure By Asset Class - As Incurred
| Asset class breakdown | Secondary |  | 0 | 39.6567 | 524.3047 | 897.8484 | 583.691 | 0 | 0 | 0 | 0 | 2045.5008 | 1481.5394
| (fully absorbed) | Switchgear |  | 0 | 124.3206 | 1643.6529 | 2814.6824 | 1829.8241 | 0 | 0 | 0 | 0 | 6412.48 | 4644.5065
| (as incurred) | Transformers |  | 0 | 99.8166 | 1319.6842 | 2259.9005 | 1469.1606 | 0 | 0 | 0 | 0 | 5148.5619 | 3729.061
|  | Reactive |  | 0 | 0 | 0 | 0 | 0 | 0 | 0 | 0 | 0 | 0 | 0
|  | Lines and towers |  | 0 | 4.3007 | 56.8603 | 97.3707 | 63.3006 | 0 | 0 | 0 | 0 | 221.8323 | 160.6713
|  | Establishment |  | 0 | 34.4675 | 455.6977 | 780.362 | 507.3131 | 0 | 0 | 0 | 0 | 1777.8403 | 1287.6751
|  | Communications |  | 0 | 1.0109 | 13.3646 | 22.8863 | 14.8784 | 0 | 0 | 0 | 0 | 52.1402 | 37.7647
|  | Non System |  | 0 | 0 | 0 | 0 | 0 | 0 | 0 | 0 | 0 | 0 | 0
|  | Land |  | 0 | 0 | 0 | 0 | 0 | 0 | 0 | 0 | 0 | 0 | 0
|  | Easements |  | 0 | 0 | 0 | 0 | 0 | 0 | 0 | 0 | 0 | 0 | 0
|  | Total incl Overhead - As Incurred $ Mar 2017 |  | 0 | 303.573 | 4013.5643 | 6873.0503 | 4468.1678 | 0 | 0 | 0 | 0 | 15658.3554 | 11341.2181
|  |  | Check | 0 | 0 | 0 | 0 | 0 | 0 | 0 | 0 | 0 | 0 | 0
| As Commissioned Capex | Direct Expenditure (As Commissioned) - $ 2015/16 |  | 0 | 0 | 0 | 0 | 13809 | 0 | 0 | 0 | 0 | 13809 | 13809
|  | Labour & Material Escalation - $ 2015/16 |  | 0 | 0 | 0 | 0 | 174.4374 | 0 | 0 | 0 | 0 | 174.4374 | 174.4374
|  | Total Direct Expenditure - $ 2015/16 |  | 0 | 0 | 0 | 0 | 13983.4374 | 0 | 0 | 0 | 0 | 13983.4374 | 13983.4374
|  | Total Direct Expenditure - $ Mar 2017 |  | 0 | 0 | 0 | 0 | 14479.2382 | 0 | 0 | 0 | 0 | 14479.2382 | 14479.2382
|  | Total overheads (As Commissioned) |  | 0 | 0 | 0 | 0 | 1179.1172 | 0 | 0 | 0 | 0 | 1179.1172 | 1179.1172
|  | Total incl Overhead - As commissioned $ Mar 2017 |  | 0 | 0 | 0 | 0 | 15658.3554 | 0 | 0 | 0 | 0 | 15658.3554 | 15658.3554
|  | Total overheads (As Comm) - Cumulative |  | 0 | 0 | 0 | 0 | 1179.1172 | 1179.1172 | 1179.1172 | 1179.1172 | 1179.1172
|  | Total real cost escalation (As Comm) - Cumulative |  | 0 | 0 | 0 | 0 | 174.4374 | 174.4374 | 174.4374 | 174.4374 | 174.4374
Expenditure By Asset Class - As Commissioned
| Asset class breakdown | Secondary |  | 0 | 0 | 0 | 0 | 2045.5008 | 0 | 0 | 0 | 0 | 2045.5008 | 2045.5008
| (fully absorbed) | Switchgear |  | 0 | 0 | 0 | 0 | 6412.48 | 0 | 0 | 0 | 0 | 6412.48 | 6412.48
| (as commissioned) | Transformers |  | 0 | 0 | 0 | 0 | 5148.5619 | 0 | 0 | 0 | 0 | 5148.5619 | 5148.5619
|  | Reactive |  | 0 | 0 | 0 | 0 | 0 | 0 | 0 | 0 | 0 | 0 | 0
|  | Lines and towers |  | 0 | 0 | 0 | 0 | 221.8323 | 0 | 0 | 0 | 0 | 221.8323 | 221.8323
|  | Establishment |  | 0 | 0 | 0 | 0 | 1777.8403 | 0 | 0 | 0 | 0 | 1777.8403 | 1777.8403
|  | Communications |  | 0 | 0 | 0 | 0 | 52.1402 | 0 | 0 | 0 | 0 | 52.1402 | 52.1402
|  | Non System |  | 0 | 0 | 0 | 0 | 0 | 0 | 0 | 0 | 0 | 0 | 0
|  | Land |  | 0 | 0 | 0 | 0 | 0 | 0 | 0 | 0 | 0 | 0 | 0
|  | Easements |  | 0 | 0 | 0 | 0 | 0 | 0 | 0 | 0 | 0 | 0 | 0
|  | Total incl Overhead - As commissioned $ Mar 2017 |  | 0 | 0 | 0 | 0 | 15658.3554 | 0 | 0 | 0 | 0 | 15658.3554 | 15658.3554
|  |  | Check | 0 | 0 | 0 | 0 | 0 | 0 | 0 | 0 | 0 | 0 | 0
0
| Expenditure splits for RIN |  |  |  | 2015-16 | 2016-17 | 2017-18 | 2018-19 | 2019-20 | 2020-21 | 2021-22 | 2022-23
| Repex Category | Transmission Towers |  |  | 0.7084% | 0.7084% | 0.7084% | 0.7084% | 0.7084% | 0.7084% | 0.7084% | 0.7084%
Transmission Tower Support Structures | bar: 2015-16 to 2022-23
|  | Conductors |  |  | 0.7084% | 0.7084% | 0.7084% | 0.7084% | 0.7084% | 0.7084% | 0.7084% | 0.7084%
Transmission Cables | bar: 2015-16 to 2022-23
|  | Substation Switchbays |  |  | 40.95% | 40.95% | 40.95% | 40.95% | 40.95% | 40.95% | 40.95% | 40.95%
|  | Substation Power Transformers |  |  | 32.88% | 32.88% | 32.88% | 32.88% | 32.88% | 32.88% | 32.88% | 32.88%
Substation Reactive Plant | bar: 2015-16 to 2022-23
|  | Scada Network Control And Protection Systems |  |  | 13.4% | 13.4% | 13.4% | 13.4% | 13.4% | 13.4% | 13.4% | 13.4%
|  | Other |  |  | 11.35% | 11.35% | 11.35% | 11.35% | 11.35% | 11.35% | 11.35% | 11.35%
|  | Total |  |  | 100% | 100% | 100% | 100% | 100% | 100% | 100% | 100%
| Direct Expenditures | Materials - $ Mar 2017 |  |  | 2015-16 | 2016-17 | 2017-18 | 2018-19 | 2019-20 | 2020-21 | 2021-22 | 2022-23 | Total | 2017-22 Total
| (As Incurred) | Transmission Towers |  |  | 0.80975 | 10.5326 | 17.8262 | 11.3453 | 0 | 0 | 0 | 0 | 40.5138 | 29.1714
|  | Transmission Tower Support Structures |  |  | 0 | 0 | 0 | 0 | 0 | 0 | 0 | 0 | 0 | 0
|  | Conductors |  |  | 0.80975 | 10.5326 | 17.8262 | 11.3453 | 0 | 0 | 0 | 0 | 40.5138 | 29.1714
|  | Transmission Cables |  |  | 0 | 0 | 0 | 0 | 0 | 0 | 0 | 0 | 0 | 0
|  | Substation Switchbays |  |  | 46.8145 | 608.9282 | 1030.5983 | 655.9124 | 0 | 0 | 0 | 0 | 2342.2533 | 1686.5106
|  | Substation Power Transformers |  |  | 37.5873 | 488.9067 | 827.4644 | 526.6302 | 0 | 0 | 0 | 0 | 1880.5885 | 1354.0946
|  | Substation Reactive Plant |  |  | 0 | 0 | 0 | 0 | 0 | 0 | 0 | 0 | 0 | 0
|  | Scada Network Control And Protection Systems |  |  | 15.3139 | 199.1917 | 337.1278 | 214.5611 | 0 | 0 | 0 | 0 | 766.1944 | 551.6889
|  | Other |  |  | 12.9792 | 168.8235 | 285.7302 | 181.8497 | 0 | 0 | 0 | 0 | 649.3825 | 467.5799
|  | Total Materials |  |  | 114.3144 | 1486.9152 | 2516.573 | 1601.6438 | 0 | 0 | 0 | 0 | 5719.4464 | 4118.2168
|  | Labour (Internal) - $ Mar 2017 |  |  | 2015-16 | 2016-17 | 2017-18 | 2018-19 | 2019-20 | 2020-21 | 2021-22 | 2022-23 | Total | 2017-22 Total
|  | Transmission Towers |  |  | 0.20363 | 2.6661 | 4.5486 | 2.9184 | 0 | 0 | 0 | 0 | 10.3367 | 7.467
|  | Transmission Tower Support Structures |  |  | 0 | 0 | 0 | 0 | 0 | 0 | 0 | 0 | 0 | 0
|  | Conductors |  |  | 0.20363 | 2.6661 | 4.5486 | 2.9184 | 0 | 0 | 0 | 0 | 10.3367 | 7.467
|  | Transmission Cables |  |  | 0 | 0 | 0 | 0 | 0 | 0 | 0 | 0 | 0 | 0
|  | Substation Switchbays |  |  | 11.7724 | 154.137 | 262.9738 | 168.7223 | 0 | 0 | 0 | 0 | 597.6055 | 431.696
|  | Substation Power Transformers |  |  | 9.452 | 123.7562 | 211.1409 | 135.4666 | 0 | 0 | 0 | 0 | 479.8157 | 346.6075
|  | Substation Reactive Plant |  |  | 0 | 0 | 0 | 0 | 0 | 0 | 0 | 0 | 0 | 0
|  | Scada Network Control And Protection Systems |  |  | 3.851 | 50.4211 | 86.0236 | 55.1922 | 0 | 0 | 0 | 0 | 195.4878 | 141.2158
|  | Other |  |  | 3.2639 | 42.734 | 72.9087 | 46.7777 | 0 | 0 | 0 | 0 | 165.6843 | 119.6864
|  | Total Internal Labour |  |  | 28.7465 | 376.3805 | 642.1442 | 411.9956 | 0 | 0 | 0 | 0 | 1459.2668 | 1054.1398
|  | Labour (External) - $ Mar 2017 |  |  | 2015-16 | 2016-17 | 2017-18 | 2018-19 | 2019-20 | 2020-21 | 2021-22 | 2022-23 | Total | 2017-22 Total
|  | Transmission Towers |  |  | 1.0163 | 13.3073 | 22.756 | 14.6338 | 0 | 0 | 0 | 0 | 51.7134 | 37.3897
|  | Transmission Tower Support Structures |  |  | 0 | 0 | 0 | 0 | 0 | 0 | 0 | 0 | 0 | 0
|  | Conductors |  |  | 1.0163 | 13.3073 | 22.756 | 14.6338 | 0 | 0 | 0 | 0 | 51.7134 | 37.3897
|  | Transmission Cables |  |  | 0 | 0 | 0 | 0 | 0 | 0 | 0 | 0 | 0 | 0
|  | Substation Switchbays |  |  | 58.7581 | 769.3444 | 1315.6085 | 846.0328 | 0 | 0 | 0 | 0 | 2989.7438 | 2161.6413
|  | Substation Power Transformers |  |  | 47.1767 | 617.7044 | 1056.2984 | 679.2773 | 0 | 0 | 0 | 0 | 2400.4567 | 1735.5756
|  | Substation Reactive Plant |  |  | 0 | 0 | 0 | 0 | 0 | 0 | 0 | 0 | 0 | 0
|  | Scada Network Control And Protection Systems |  |  | 19.2209 | 251.6668 | 430.3599 | 276.753 | 0 | 0 | 0 | 0 | 978.0006 | 707.1129
|  | Other |  |  | 16.2905 | 213.2984 | 364.7484 | 234.56 | 0 | 0 | 0 | 0 | 828.8972 | 599.3084
|  | Total External Labour |  |  | 143.4788 | 1878.6285 | 3212.5272 | 2065.8905 | 0 | 0 | 0 | 0 | 7300.525 | 5278.4177
|  | Total Direct - $ Mar 2017 |  |  | 2015-16 | 2016-17 | 2017-18 | 2018-19 | 2019-20 | 2020-21 | 2021-22 | 2022-23 | Total | 2017-22 Total
|  | Transmission Towers |  |  | 2.0297 | 26.506 | 45.1308 | 28.8974 | 0 | 0 | 0 | 0 | 102.5639 | 74.0282
|  | Transmission Tower Support Structures |  |  | 0 | 0 | 0 | 0 | 0 | 0 | 0 | 0 | 0 | 0
|  | Conductors |  |  | 2.0297 | 26.506 | 45.1308 | 28.8974 | 0 | 0 | 0 | 0 | 102.5639 | 74.0282
|  | Transmission Cables |  |  | 0 | 0 | 0 | 0 | 0 | 0 | 0 | 0 | 0 | 0
|  | Substation Switchbays |  |  | 117.345 | 1532.4096 | 2609.1806 | 1670.6674 | 0 | 0 | 0 | 0 | 5929.6026 | 4279.848
|  | Substation Power Transformers |  |  | 94.216 | 1230.3673 | 2094.9036 | 1341.3741 | 0 | 0 | 0 | 0 | 4760.861 | 3436.2777
|  | Substation Reactive Plant |  |  | 0 | 0 | 0 | 0 | 0 | 0 | 0 | 0 | 0 | 0
|  | Scada Network Control And Protection Systems |  |  | 38.3857 | 501.2796 | 853.5113 | 546.5062 | 0 | 0 | 0 | 0 | 1939.6828 | 1400.0175
|  | Other |  |  | 32.5335 | 424.8558 | 723.3873 | 463.1874 | 0 | 0 | 0 | 0 | 1643.964 | 1186.5747
|  | Total Direct - $ Mar 2017 |  |  | 286.5397 | 3741.9243 | 6371.2443 | 4079.5299 | 0 | 0 | 0 | 0 | 14479.2382 | 10450.7742

## Proj_8
Go To: | Table of Contents
Master Inputs
|  | XC15 |  | Business case? | 0
| Project name | TSTS B2 Transformer and 66kV CB Replacement
| Project category 1 | Network |  |  | Shaded cells = Inputs
| Project category 2 | Replacement - Major Station
| Regulatory classification | Prescribed
| Overhead Category | Repex_OHD |  | $000's | $000's | $000's | $000's | $000's | $000's | $000's | $000's | $000's | Project | 2017-22
|  |  |  | Prior | 2015-16 | 2016-17 | 2017-18 | 2018-19 | 2019-20 | 2020-21 | 2021-22 | 2022-23 | Total | Total | Check
| Project timing | Direct Expenditure (As incurred) - $ 2015/16 |  | 35.8155 | 0 | 0 | 0 | 0 | 581 | 7551 | 12778 | 0 | 20945.8155 | 20910 | ok
| (excluding real cost escalators) | Assumed year commissioned (no BC) | bar: 2015-16 to 2022-23
|  | Direct Expenditure (As Commissioned) - $ 2015/16 |  | 0 | 0 | 0 | 0 | 0 | 0 | 8167.8155 | 12778 | 0 | 20945.8155 | 20945.8155 | ok
| Asset class | Secondary |  | 13.06% | 13.06% | 13.06% | 13.06% | 13.06% | 13.06% | 13.06% | 13.06% | 13.06%
|  | Switchgear |  | 40.95% | 40.95% | 40.95% | 40.95% | 40.95% | 40.95% | 40.95% | 40.95% | 40.95%
|  | Transformers |  | 32.88% | 32.88% | 32.88% | 32.88% | 32.88% | 32.88% | 32.88% | 32.88% | 32.88%
|  | Reactive |  | 0% | bar: 2015-16 to 2022-23
|  | Lines and towers |  | 1.417% | 1.417% | 1.417% | 1.417% | 1.417% | 1.417% | 1.417% | 1.417% | 1.417%
|  | Establishment |  | 11.35% | 11.35% | 11.35% | 11.35% | 11.35% | 11.35% | 11.35% | 11.35% | 11.35%
|  | Communications |  | 0.333% | 0.333% | 0.333% | 0.333% | 0.333% | 0.333% | 0.333% | 0.333% | 0.333%
Non System
Land
Easements
|  |  | Total | 100% | 100% | 100% | 100% | 100% | 100% | 100% | 100% | 100%
| Input costs % | Labour - internal |  | 10% | 10% | 10% | 10% | 10% | 10% | 10% | 10% | 10%
|  | Labour - external |  | 50% | 50% | 50% | 50% | 50% | 50% | 50% | 50% | 50%
|  | Materials |  | 40% | 40% | 40% | 40% | 40% | 40% | 40% | 40% | 40%
|  |  | Total | 100% | 100% | 100% | 100% | 100% | 100% | 100% | 100% | 100%
Material Escalation
| (By Asset Class) | Secondary |  | 0 | 0 | 0 | 0 | 0 | 0 | 0 | 0 | 0 | 0 | 0
|  | Switchgear |  | 0 | 0 | 0 | 0 | 0 | 0 | 0 | 0 | 0 | 0 | 0
|  | Transformers |  | 0 | 0 | 0 | 0 | 0 | 0 | 0 | 0 | 0 | 0 | 0
|  | Reactive |  | 0 | 0 | 0 | 0 | 0 | 0 | 0 | 0 | 0 | 0 | 0
|  | Lines and towers |  | 0 | 0 | 0 | 0 | 0 | 0 | 0 | 0 | 0 | 0 | 0
|  | Establishment |  | 0 | 0 | 0 | 0 | 0 | 0 | 0 | 0 | 0 | 0 | 0
|  | Communications |  | 0 | 0 | 0 | 0 | 0 | 0 | 0 | 0 | 0 | 0 | 0
|  | Non System |  | 0 | 0 | 0 | 0 | 0 | 0 | 0 | 0 | 0 | 0 | 0
|  | Land |  | 0 | 0 | 0 | 0 | 0 | 0 | 0 | 0 | 0 | 0 | 0
|  | Easements |  | 0 | 0 | 0 | 0 | 0 | 0 | 0 | 0 | 0 | 0 | 0
|  | Total Material escalation |  | 0 | 0 | 0 | 0 | 0 | 0 | 0 | 0 | 0 | 0 | 0
| Labour Escalation | Internal Labour |  | 0 | 0 | 0 | 0 | 0 | 2.1756 | 35.2869 | 71.8848 | 0 | 109.3474 | 109.3474
|  | External Labour |  | 0 | 0 | 0 | 0 | 0 | 12.2827 | 202.5263 | 417.7789 | 0 | 632.588 | 632.588
|  | Total Labour Escalation |  | 0 | 0 | 0 | 0 | 0 | 14.4584 | 237.8132 | 489.6638 | 0 | 741.9353 | 741.9353
|  | Total Escalation |  | 0 | 0 | 0 | 0 | 0 | 14.4584 | 237.8132 | 489.6638 | 0 | 741.9353 | 741.9353
|  | Escalation factors |  | 0 | 0 | 0 | 0 | 0 | 0.024885 | 0.031494 | 0.038321 | 0 | 0.035422 | 0.035482
| Direct Expenditure (Escalated) | Total labour - internal |  | 3.7085 | 0 | 0 | 0 | 0 | 62.4128 | 818.4111 | 1397.5396 | 0 | 2282.0721 | 2278.3635
| (as incurred) | Total labour - external |  | 18.5427 | 0 | 0 | 0 | 0 | 313.5183 | 4119.0723 | 7048.1221 | 0 | 11499.2554 | 11480.7127
|  | Total materials |  | 14.8342 | 0 | 0 | 0 | 0 | 240.64 | 3127.4922 | 5292.4242 | 0 | 8675.3906 | 8660.5564
|  | Total Direct - As Incurred $ Mar 2017 |  | 37.0854 | 0 | 0 | 0 | 0 | 616.5711 | 8064.9756 | 13738.0859 | 0 | 22456.718 | 22419.6326 | ok
| Capitalised Overheads | Overhead rate (applied to direct expenditure) |  | 8.008% | 5.944% | 7.259% | 7.876% | 9.527% | 9.284% | 8.487% | 8.487% | 8.732%
|  | Total overhead (as incurred) |  | 2.9699 | 0 | 0 | 0 | 0 | 57.2433 | 684.4371 | 1165.8878 | 0 | 1910.5381 | 1907.5682
|  | Total incl Overhead - As Incurred $ Mar 2017 |  | 40.0553 | 0 | 0 | 0 | 0 | 673.8144 | 8749.4128 | 14903.9737 | 0 | 24367.2561 | 24327.2008
|  | Total overheads (As incurred) - Cumulative |  | 2.9699 | 2.9699 | 2.9699 | 2.9699 | 2.9699 | 60.2132 | 744.6503 | 1910.5381 | 1910.5381
|  | Labour & Material Escalation - Cumulative |  | 0 | 0 | 0 | 0 | 0 | 14.4584 | 252.2716 | 741.9353 | 741.9353
Expenditure By Asset Class - As Incurred
| Asset class breakdown | Secondary |  | 5.2325 | 0 | 0 | 0 | 0 | 88.0225 | 1142.9636 | 1946.9535 | 0 | 3183.1722 | 3177.9396
| (fully absorbed) | Switchgear |  | 16.4036 | 0 | 0 | 0 | 0 | 275.9435 | 3583.0988 | 6103.5422 | 0 | 9978.9881 | 9962.5844
| (as incurred) | Transformers |  | 13.1704 | 0 | 0 | 0 | 0 | 221.5543 | 2876.8598 | 4900.5166 | 0 | 8012.1011 | 7998.9306
|  | Reactive |  | 0 | 0 | 0 | 0 | 0 | 0 | 0 | 0 | 0 | 0 | 0
|  | Lines and towers |  | 0.56746 | 0 | 0 | 0 | 0 | 9.5459 | 123.9531 | 211.145 | 0 | 345.2115 | 344.644
|  | Establishment |  | 4.5479 | 0 | 0 | 0 | 0 | 76.5045 | 993.4031 | 1692.1883 | 0 | 2766.6437 | 2762.0958
|  | Communications |  | 0.13338 | 0 | 0 | 0 | 0 | 2.2437 | 29.1344 | 49.6282 | 0 | 81.1396 | 81.0063
|  | Non System |  | 0 | 0 | 0 | 0 | 0 | 0 | 0 | 0 | 0 | 0 | 0
|  | Land |  | 0 | 0 | 0 | 0 | 0 | 0 | 0 | 0 | 0 | 0 | 0
|  | Easements |  | 0 | 0 | 0 | 0 | 0 | 0 | 0 | 0 | 0 | 0 | 0
|  | Total incl Overhead - As Incurred $ Mar 2017 |  | 40.0553 | 0 | 0 | 0 | 0 | 673.8144 | 8749.4128 | 14903.9737 | 0 | 24367.2561 | 24327.2008
|  |  | Check | 0 | 0 | 0 | 0 | 0 | 0 | 0 | 0 | 0 | 0 | 0
| As Commissioned Capex | Direct Expenditure (As Commissioned) - $ 2015/16 |  | 0 | 0 | 0 | 0 | 0 | 0 | 8167.8155 | 12778 | 0 | 20945.8155 | 20945.8155
|  | Labour & Material Escalation - $ 2015/16 |  | 0 | 0 | 0 | 0 | 0 | 0 | 252.2716 | 489.6638 | 0 | 741.9353 | 741.9353
|  | Total Direct Expenditure - $ 2015/16 |  | 0 | 0 | 0 | 0 | 0 | 0 | 8420.0871 | 13267.6638 | 0 | 21687.7509 | 21687.7509
|  | Total Direct Expenditure - $ Mar 2017 |  | 0 | 0 | 0 | 0 | 0 | 0 | 8718.6321 | 13738.0859 | 0 | 22456.718 | 22456.718
|  | Total overheads (As Commissioned) |  | 0 | 0 | 0 | 0 | 0 | 0 | 744.6503 | 1165.8878 | 0 | 1910.5381 | 1910.5381
|  | Total incl Overhead - As commissioned $ Mar 2017 |  | 0 | 0 | 0 | 0 | 0 | 0 | 9463.2825 | 14903.9737 | 0 | 24367.2561 | 24367.2561
|  | Total overheads (As Comm) - Cumulative |  | 0 | 0 | 0 | 0 | 0 | 0 | 744.6503 | 1910.5381 | 1910.5381
|  | Total real cost escalation (As Comm) - Cumulative |  | 0 | 0 | 0 | 0 | 0 | 0 | 252.2716 | 741.9353 | 741.9353
Expenditure By Asset Class - As Commissioned
| Asset class breakdown | Secondary |  | 0 | 0 | 0 | 0 | 0 | 0 | 1236.2187 | 1946.9535 | 0 | 3183.1722 | 3183.1722
| (fully absorbed) | Switchgear |  | 0 | 0 | 0 | 0 | 0 | 0 | 3875.4459 | 6103.5422 | 0 | 9978.9881 | 9978.9881
| (as commissioned) | Transformers |  | 0 | 0 | 0 | 0 | 0 | 0 | 3111.5845 | 4900.5166 | 0 | 8012.1011 | 8012.1011
|  | Reactive |  | 0 | 0 | 0 | 0 | 0 | 0 | 0 | 0 | 0 | 0 | 0
|  | Lines and towers |  | 0 | 0 | 0 | 0 | 0 | 0 | 134.0665 | 211.145 | 0 | 345.2115 | 345.2115
|  | Establishment |  | 0 | 0 | 0 | 0 | 0 | 0 | 1074.4554 | 1692.1883 | 0 | 2766.6437 | 2766.6437
|  | Communications |  | 0 | 0 | 0 | 0 | 0 | 0 | 31.5114 | 49.6282 | 0 | 81.1396 | 81.1396
|  | Non System |  | 0 | 0 | 0 | 0 | 0 | 0 | 0 | 0 | 0 | 0 | 0
|  | Land |  | 0 | 0 | 0 | 0 | 0 | 0 | 0 | 0 | 0 | 0 | 0
|  | Easements |  | 0 | 0 | 0 | 0 | 0 | 0 | 0 | 0 | 0 | 0 | 0
|  | Total incl Overhead - As commissioned $ Mar 2017 |  | 0 | 0 | 0 | 0 | 0 | 0 | 9463.2825 | 14903.9737 | 0 | 24367.2561 | 24367.2561
|  |  | Check | 0 | 0 | 0 | 0 | 0 | 0 | 0 | 0 | 0 | 0 | 0
0
| Expenditure splits for RIN |  |  |  | 2015-16 | 2016-17 | 2017-18 | 2018-19 | 2019-20 | 2020-21 | 2021-22 | 2022-23
| Repex Category | Transmission Towers |  |  | 0.7084% | 0.7084% | 0.7084% | 0.7084% | 0.7084% | 0.7084% | 0.7084% | 0.7084%
Transmission Tower Support Structures | bar: 2015-16 to 2022-23
|  | Conductors |  |  | 0.7084% | 0.7084% | 0.7084% | 0.7084% | 0.7084% | 0.7084% | 0.7084% | 0.7084%
Transmission Cables | bar: 2015-16 to 2022-23
|  | Substation Switchbays |  |  | 40.95% | 40.95% | 40.95% | 40.95% | 40.95% | 40.95% | 40.95% | 40.95%
|  | Substation Power Transformers |  |  | 32.88% | 32.88% | 32.88% | 32.88% | 32.88% | 32.88% | 32.88% | 32.88%
Substation Reactive Plant | bar: 2015-16 to 2022-23
|  | Scada Network Control And Protection Systems |  |  | 13.4% | 13.4% | 13.4% | 13.4% | 13.4% | 13.4% | 13.4% | 13.4%
|  | Other |  |  | 11.35% | 11.35% | 11.35% | 11.35% | 11.35% | 11.35% | 11.35% | 11.35%
|  | Total |  |  | 100% | 100% | 100% | 100% | 100% | 100% | 100% | 100%
| Direct Expenditures | Materials - $ Mar 2017 |  |  | 2015-16 | 2016-17 | 2017-18 | 2018-19 | 2019-20 | 2020-21 | 2021-22 | 2022-23 | Total | 2017-22 Total
| (As Incurred) | Transmission Towers |  |  | 0 | 0 | 0 | 0 | 1.7046 | 22.1536 | 37.4889 | 0 | 61.3472 | 61.3472
|  | Transmission Tower Support Structures |  |  | 0 | 0 | 0 | 0 | 0 | 0 | 0 | 0 | 0 | 0
|  | Conductors |  |  | 0 | 0 | 0 | 0 | 1.7046 | 22.1536 | 37.4889 | 0 | 61.3472 | 61.3472
|  | Transmission Cables |  |  | 0 | 0 | 0 | 0 | 0 | 0 | 0 | 0 | 0 | 0
|  | Substation Switchbays |  |  | 0 | 0 | 0 | 0 | 98.548 | 1280.7846 | 2167.3773 | 0 | 3546.7099 | 3546.7099
|  | Substation Power Transformers |  |  | 0 | 0 | 0 | 0 | 79.1239 | 1028.3383 | 1740.1811 | 0 | 2847.6433 | 2847.6433
|  | Substation Reactive Plant |  |  | 0 | 0 | 0 | 0 | 0 | 0 | 0 | 0 | 0 | 0
|  | Scada Network Control And Protection Systems |  |  | 0 | 0 | 0 | 0 | 32.2369 | 418.9684 | 708.9893 | 0 | 1160.1945 | 1160.1945
|  | Other |  |  | 0 | 0 | 0 | 0 | 27.3221 | 355.0936 | 600.8987 | 0 | 983.3144 | 983.3144
|  | Total Materials |  |  | 0 | 0 | 0 | 0 | 240.64 | 3127.4922 | 5292.4242 | 0 | 8660.5564 | 8660.5564
|  | Labour (Internal) - $ Mar 2017 |  |  | 2015-16 | 2016-17 | 2017-18 | 2018-19 | 2019-20 | 2020-21 | 2021-22 | 2022-23 | Total | 2017-22 Total
|  | Transmission Towers |  |  | 0 | 0 | 0 | 0 | 0.4421 | 5.7972 | 9.8995 | 0 | 16.1388 | 16.1388
|  | Transmission Tower Support Structures |  |  | 0 | 0 | 0 | 0 | 0 | 0 | 0 | 0 | 0 | 0
|  | Conductors |  |  | 0 | 0 | 0 | 0 | 0.4421 | 5.7972 | 9.8995 | 0 | 16.1388 | 16.1388
|  | Transmission Cables |  |  | 0 | 0 | 0 | 0 | 0 | 0 | 0 | 0 | 0 | 0
|  | Substation Switchbays |  |  | 0 | 0 | 0 | 0 | 25.5596 | 335.1594 | 572.3267 | 0 | 933.0457 | 933.0457
|  | Substation Power Transformers |  |  | 0 | 0 | 0 | 0 | 20.5217 | 269.0985 | 459.5195 | 0 | 749.1397 | 749.1397
|  | Substation Reactive Plant |  |  | 0 | 0 | 0 | 0 | 0 | 0 | 0 | 0 | 0 | 0
|  | Scada Network Control And Protection Systems |  |  | 0 | 0 | 0 | 0 | 8.361 | 109.6368 | 187.2187 | 0 | 305.2165 | 305.2165
|  | Other |  |  | 0 | 0 | 0 | 0 | 7.0863 | 92.9219 | 158.6758 | 0 | 258.684 | 258.684
|  | Total Internal Labour |  |  | 0 | 0 | 0 | 0 | 62.4128 | 818.4111 | 1397.5396 | 0 | 2278.3635 | 2278.3635
|  | Labour (External) - $ Mar 2017 |  |  | 2015-16 | 2016-17 | 2017-18 | 2018-19 | 2019-20 | 2020-21 | 2021-22 | 2022-23 | Total | 2017-22 Total
|  | Transmission Towers |  |  | 0 | 0 | 0 | 0 | 2.2208 | 29.1775 | 49.9255 | 0 | 81.3238 | 81.3238
|  | Transmission Tower Support Structures |  |  | 0 | 0 | 0 | 0 | 0 | 0 | 0 | 0 | 0 | 0
|  | Conductors |  |  | 0 | 0 | 0 | 0 | 2.2208 | 29.1775 | 49.9255 | 0 | 81.3238 | 81.3238
|  | Transmission Cables |  |  | 0 | 0 | 0 | 0 | 0 | 0 | 0 | 0 | 0 | 0
|  | Substation Switchbays |  |  | 0 | 0 | 0 | 0 | 128.3934 | 1686.861 | 2886.3786 | 0 | 4701.633 | 4701.633
|  | Substation Power Transformers |  |  | 0 | 0 | 0 | 0 | 103.0867 | 1354.3759 | 2317.4651 | 0 | 3774.9277 | 3774.9277
|  | Substation Reactive Plant |  |  | 0 | 0 | 0 | 0 | 0 | 0 | 0 | 0 | 0 | 0
|  | Scada Network Control And Protection Systems |  |  | 0 | 0 | 0 | 0 | 41.9999 | 551.8035 | 944.1879 | 0 | 1537.9912 | 1537.9912
|  | Other |  |  | 0 | 0 | 0 | 0 | 35.5967 | 467.677 | 800.2396 | 0 | 1303.5133 | 1303.5133
|  | Total External Labour |  |  | 0 | 0 | 0 | 0 | 313.5183 | 4119.0723 | 7048.1221 | 0 | 11480.7127 | 11480.7127
|  | Total Direct - $ Mar 2017 |  |  | 2015-16 | 2016-17 | 2017-18 | 2018-19 | 2019-20 | 2020-21 | 2021-22 | 2022-23 | Total | 2017-22 Total
|  | Transmission Towers |  |  | 0 | 0 | 0 | 0 | 4.3675 | 57.1284 | 97.3139 | 0 | 158.8097 | 158.8097
|  | Transmission Tower Support Structures |  |  | 0 | 0 | 0 | 0 | 0 | 0 | 0 | 0 | 0 | 0
|  | Conductors |  |  | 0 | 0 | 0 | 0 | 4.3675 | 57.1284 | 97.3139 | 0 | 158.8097 | 158.8097
|  | Transmission Cables |  |  | 0 | 0 | 0 | 0 | 0 | 0 | 0 | 0 | 0 | 0
|  | Substation Switchbays |  |  | 0 | 0 | 0 | 0 | 252.501 | 3302.805 | 5626.0826 | 0 | 9181.3886 | 9181.3886
|  | Substation Power Transformers |  |  | 0 | 0 | 0 | 0 | 202.7323 | 2651.8127 | 4517.1657 | 0 | 7371.7107 | 7371.7107
|  | Substation Reactive Plant |  |  | 0 | 0 | 0 | 0 | 0 | 0 | 0 | 0 | 0 | 0
|  | Scada Network Control And Protection Systems |  |  | 0 | 0 | 0 | 0 | 82.5977 | 1080.4087 | 1840.3958 | 0 | 3003.4022 | 3003.4022
|  | Other |  |  | 0 | 0 | 0 | 0 | 70.0051 | 915.6925 | 1559.8141 | 0 | 2545.5117 | 2545.5117
|  | Total Direct - $ Mar 2017 |  |  | 0 | 0 | 0 | 0 | 616.5711 | 8064.9756 | 13738.0859 | 0 | 22419.6326 | 22419.6326

## Proj_9
Go To: | Table of Contents
Master Inputs
|  | XB61 |  | Business case? | 0
| Project name | SVTS Redevelopment Stage 1
| Project category 1 | Network |  |  | Shaded cells = Inputs
| Project category 2 | Replacement - Major Station
| Regulatory classification | Prescribed
| Overhead Category | Repex_OHD |  | $000's | $000's | $000's | $000's | $000's | $000's | $000's | $000's | $000's | Project | 2017-22
|  |  |  | Prior | 2015-16 | 2016-17 | 2017-18 | 2018-19 | 2019-20 | 2020-21 | 2021-22 | 2022-23 | Total | Total | Check
| Project timing | Direct Expenditure (As incurred) - $ 2015/16 |  | 166.1534 | 0 | 369.7401 | 1307 | 7841 | 16988 | 20908 | 17968 | 0 | 65547.8935 | 65012 | ok
| (excluding real cost escalators) | Assumed year commissioned (no BC) | bar: 2015-16 to 2022-23
|  | Direct Expenditure (As Commissioned) - $ 2015/16 |  | 0 | 0 | 0 | 0 | 0 | 26671.8935 | 20908 | 17968 | 0 | 65547.8935 | 65547.8935 | ok
| Asset class | Secondary |  | 13.06% | 13.06% | 13.06% | 13.06% | 13.06% | 13.06% | 13.06% | 13.06% | 13.06%
|  | Switchgear |  | 40.95% | 40.95% | 40.95% | 40.95% | 40.95% | 40.95% | 40.95% | 40.95% | 40.95%
|  | Transformers |  | 32.88% | 32.88% | 32.88% | 32.88% | 32.88% | 32.88% | 32.88% | 32.88% | 32.88%
|  | Reactive |  | 0% | bar: 2015-16 to 2022-23
|  | Lines and towers |  | 1.417% | 1.417% | 1.417% | 1.417% | 1.417% | 1.417% | 1.417% | 1.417% | 1.417%
|  | Establishment |  | 11.35% | 11.35% | 11.35% | 11.35% | 11.35% | 11.35% | 11.35% | 11.35% | 11.35%
|  | Communications |  | 0.333% | 0.333% | 0.333% | 0.333% | 0.333% | 0.333% | 0.333% | 0.333% | 0.333%
Non System
Land
Easements
|  |  | Total | 100% | 100% | 100% | 100% | 100% | 100% | 100% | 100% | 100%
| Input costs % | Labour - internal |  | 10% | 10% | 10% | 10% | 10% | 10% | 10% | 10% | 10%
|  | Labour - external |  | 50% | 50% | 50% | 50% | 50% | 50% | 50% | 50% | 50%
|  | Materials |  | 40% | 40% | 40% | 40% | 40% | 40% | 40% | 40% | 40%
|  |  | Total | 100% | 100% | 100% | 100% | 100% | 100% | 100% | 100% | 100%
Material Escalation
| (By Asset Class) | Secondary |  | 0 | 0 | 0 | 0 | 0 | 0 | 0 | 0 | 0 | 0 | 0
|  | Switchgear |  | 0 | 0 | 0 | 0 | 0 | 0 | 0 | 0 | 0 | 0 | 0
|  | Transformers |  | 0 | 0 | 0 | 0 | 0 | 0 | 0 | 0 | 0 | 0 | 0
|  | Reactive |  | 0 | 0 | 0 | 0 | 0 | 0 | 0 | 0 | 0 | 0 | 0
|  | Lines and towers |  | 0 | 0 | 0 | 0 | 0 | 0 | 0 | 0 | 0 | 0 | 0
|  | Establishment |  | 0 | 0 | 0 | 0 | 0 | 0 | 0 | 0 | 0 | 0 | 0
|  | Communications |  | 0 | 0 | 0 | 0 | 0 | 0 | 0 | 0 | 0 | 0 | 0
|  | Non System |  | 0 | 0 | 0 | 0 | 0 | 0 | 0 | 0 | 0 | 0 | 0
|  | Land |  | 0 | 0 | 0 | 0 | 0 | 0 | 0 | 0 | 0 | 0 | 0
|  | Easements |  | 0 | 0 | 0 | 0 | 0 | 0 | 0 | 0 | 0 | 0 | 0
|  | Total Material escalation |  | 0 | 0 | 0 | 0 | 0 | 0 | 0 | 0 | 0 | 0 | 0
| Labour Escalation | Internal Labour |  | 0 | 0 | 0.46268 | 2.7009 | 22.6855 | 63.6138 | 97.7061 | 101.082 | 0 | 288.251 | 287.7883
|  | External Labour |  | 0 | 0 | 1.9878 | 13.8795 | 125.0057 | 359.138 | 560.776 | 587.4669 | 0 | 1648.2538 | 1646.266
|  | Total Labour Escalation |  | 0 | 0 | 2.4504 | 16.5804 | 147.6911 | 422.7518 | 658.4821 | 688.549 | 0 | 1936.5047 | 1934.0543
|  | Total Escalation |  | 0 | 0 | 2.4504 | 16.5804 | 147.6911 | 422.7518 | 658.4821 | 688.549 | 0 | 1936.5047 | 1934.0543
|  | Escalation factors |  | 0 | 0 | 0.0066275 | 0.012686 | 0.018836 | 0.024885 | 0.031494 | 0.038321 | 0 | 0.029543 | 0.029749
| Direct Expenditure (Escalated) | Total labour - internal |  | 17.2045 | 0 | 38.7641 | 138.1308 | 835.3911 | 1824.9024 | 2266.1024 | 1965.1739 | 0 | 7085.6691 | 7029.7006
| (as incurred) | Total labour - external |  | 86.0223 | 0 | 193.4831 | 691.0423 | 4188.9443 | 9167.0374 | 11405.3191 | 9910.8356 | 0 | 35642.684 | 35363.1786
|  | Total materials |  | 68.8178 | 0 | 153.1399 | 541.3365 | 3247.6051 | 7036.1326 | 8659.728 | 7442.0314 | 0 | 27148.7914 | 26926.8337
|  | Total Direct - As Incurred $ Mar 2017 |  | 172.0446 | 0 | 385.387 | 1370.5096 | 8271.9405 | 18028.0724 | 22331.1495 | 19318.041 | 0 | 69877.1446 | 69319.713 | ok
| Capitalised Overheads | Overhead rate (applied to direct expenditure) |  | 8.008% | 5.944% | 7.259% | 7.876% | 9.527% | 9.284% | 8.487% | 8.487% | 8.732%
|  | Total overhead (as incurred) |  | 13.7776 | 0 | 27.9767 | 107.9428 | 788.0294 | 1673.751 | 1895.1413 | 1639.4327 | 0 | 6146.0515 | 6104.2972
|  | Total incl Overhead - As Incurred $ Mar 2017 |  | 185.8222 | 0 | 413.3636 | 1478.4524 | 9059.9699 | 19701.8234 | 24226.2908 | 20957.4737 | 0 | 76023.1961 | 75424.0102
|  | Total overheads (As incurred) - Cumulative |  | 13.7776 | 13.7776 | 41.7543 | 149.6971 | 937.7265 | 2611.4775 | 4506.6188 | 6146.0515 | 6146.0515
|  | Labour & Material Escalation - Cumulative |  | 0 | 0 | 2.4504 | 19.0308 | 166.7219 | 589.4737 | 1247.9558 | 1936.5047 | 1936.5047
Expenditure By Asset Class - As Incurred
| Asset class breakdown | Secondary |  | 24.2745 | 0 | 53.999 | 193.1349 | 1183.5327 | 2573.7119 | 3164.7574 | 2737.7414 | 0 | 9931.1519 | 9852.8783
| (fully absorbed) | Switchgear |  | 76.0987 | 0 | 169.2825 | 605.4625 | 3710.2795 | 8068.3791 | 9921.2593 | 8582.5987 | 0 | 31133.3604 | 30887.9791
| (as incurred) | Transformers |  | 61.0995 | 0 | 135.9165 | 486.1241 | 2978.9729 | 6478.0786 | 7965.7508 | 6890.944 | 0 | 24996.8863 | 24799.8703
|  | Reactive |  | 0 | 0 | 0 | 0 | 0 | 0 | 0 | 0 | 0 | 0 | 0
|  | Lines and towers |  | 2.6325 | 0 | 5.8561 | 20.9453 | 128.3528 | 279.1162 | 343.2144 | 296.905 | 0 | 1077.0224 | 1068.5338
|  | Establishment |  | 21.0981 | 0 | 46.9331 | 167.8626 | 1028.6636 | 2236.9332 | 2750.6386 | 2379.499 | 0 | 8631.6282 | 8563.597
|  | Communications |  | 0.61876 | 0 | 1.3764 | 4.923 | 30.1685 | 65.6044 | 80.6702 | 69.7855 | 0 | 253.1469 | 251.1517
|  | Non System |  | 0 | 0 | 0 | 0 | 0 | 0 | 0 | 0 | 0 | 0 | 0
|  | Land |  | 0 | 0 | 0 | 0 | 0 | 0 | 0 | 0 | 0 | 0 | 0
|  | Easements |  | 0 | 0 | 0 | 0 | 0 | 0 | 0 | 0 | 0 | 0 | 0
|  | Total incl Overhead - As Incurred $ Mar 2017 |  | 185.8222 | 0 | 413.3636 | 1478.4524 | 9059.9699 | 19701.8234 | 24226.2908 | 20957.4737 | 0 | 76023.1961 | 75424.0102
|  |  | Check | 0 | 0 | 0 | 0 | 0 | 0 | 0 | 0 | 0 | 0 | 0
| As Commissioned Capex | Direct Expenditure (As Commissioned) - $ 2015/16 |  | 0 | 0 | 0 | 0 | 0 | 26671.8935 | 20908 | 17968 | 0 | 65547.8935 | 65547.8935
|  | Labour & Material Escalation - $ 2015/16 |  | 0 | 0 | 0 | 0 | 0 | 589.4737 | 658.4821 | 688.549 | 0 | 1936.5047 | 1936.5047
|  | Total Direct Expenditure - $ 2015/16 |  | 0 | 0 | 0 | 0 | 0 | 27261.3672 | 21566.4821 | 18656.549 | 0 | 67484.3982 | 67484.3982
|  | Total Direct Expenditure - $ Mar 2017 |  | 0 | 0 | 0 | 0 | 0 | 28227.9541 | 22331.1495 | 19318.041 | 0 | 69877.1446 | 69877.1446
|  | Total overheads (As Commissioned) |  | 0 | 0 | 0 | 0 | 0 | 2611.4775 | 1895.1413 | 1639.4327 | 0 | 6146.0515 | 6146.0515
|  | Total incl Overhead - As commissioned $ Mar 2017 |  | 0 | 0 | 0 | 0 | 0 | 30839.4316 | 24226.2908 | 20957.4737 | 0 | 76023.1961 | 76023.1961
|  | Total overheads (As Comm) - Cumulative |  | 0 | 0 | 0 | 0 | 0 | 2611.4775 | 4506.6188 | 6146.0515 | 6146.0515
|  | Total real cost escalation (As Comm) - Cumulative |  | 0 | 0 | 0 | 0 | 0 | 589.4737 | 1247.9558 | 1936.5047 | 1936.5047
Expenditure By Asset Class - As Commissioned
| Asset class breakdown | Secondary |  | 0 | 0 | 0 | 0 | 0 | 4028.653 | 3164.7574 | 2737.7414 | 0 | 9931.1519 | 9931.1519
| (fully absorbed) | Switchgear |  | 0 | 0 | 0 | 0 | 0 | 12629.5024 | 9921.2593 | 8582.5987 | 0 | 31133.3604 | 31133.3604
| (as commissioned) | Transformers |  | 0 | 0 | 0 | 0 | 0 | 10140.1915 | 7965.7508 | 6890.944 | 0 | 24996.8863 | 24996.8863
|  | Reactive |  | 0 | 0 | 0 | 0 | 0 | 0 | 0 | 0 | 0 | 0 | 0
|  | Lines and towers |  | 0 | 0 | 0 | 0 | 0 | 436.903 | 343.2144 | 296.905 | 0 | 1077.0224 | 1077.0224
|  | Establishment |  | 0 | 0 | 0 | 0 | 0 | 3501.4906 | 2750.6386 | 2379.499 | 0 | 8631.6282 | 8631.6282
|  | Communications |  | 0 | 0 | 0 | 0 | 0 | 102.6911 | 80.6702 | 69.7855 | 0 | 253.1469 | 253.1469
|  | Non System |  | 0 | 0 | 0 | 0 | 0 | 0 | 0 | 0 | 0 | 0 | 0
|  | Land |  | 0 | 0 | 0 | 0 | 0 | 0 | 0 | 0 | 0 | 0 | 0
|  | Easements |  | 0 | 0 | 0 | 0 | 0 | 0 | 0 | 0 | 0 | 0 | 0
|  | Total incl Overhead - As commissioned $ Mar 2017 |  | 0 | 0 | 0 | 0 | 0 | 30839.4316 | 24226.2908 | 20957.4737 | 0 | 76023.1961 | 76023.1961
|  |  | Check | 0 | 0 | 0 | 0 | 0 | 0 | 0 | 0 | 0 | 0 | 0
0
| Expenditure splits for RIN |  |  |  | 2015-16 | 2016-17 | 2017-18 | 2018-19 | 2019-20 | 2020-21 | 2021-22 | 2022-23
| Repex Category | Transmission Towers |  |  | 0.7084% | 0.7084% | 0.7084% | 0.7084% | 0.7084% | 0.7084% | 0.7084% | 0.7084%
Transmission Tower Support Structures | bar: 2015-16 to 2022-23
|  | Conductors |  |  | 0.7084% | 0.7084% | 0.7084% | 0.7084% | 0.7084% | 0.7084% | 0.7084% | 0.7084%
Transmission Cables | bar: 2015-16 to 2022-23
|  | Substation Switchbays |  |  | 40.95% | 40.95% | 40.95% | 40.95% | 40.95% | 40.95% | 40.95% | 40.95%
|  | Substation Power Transformers |  |  | 32.88% | 32.88% | 32.88% | 32.88% | 32.88% | 32.88% | 32.88% | 32.88%
Substation Reactive Plant | bar: 2015-16 to 2022-23
|  | Scada Network Control And Protection Systems |  |  | 13.4% | 13.4% | 13.4% | 13.4% | 13.4% | 13.4% | 13.4% | 13.4%
|  | Other |  |  | 11.35% | 11.35% | 11.35% | 11.35% | 11.35% | 11.35% | 11.35% | 11.35%
|  | Total |  |  | 100% | 100% | 100% | 100% | 100% | 100% | 100% | 100%
| Direct Expenditures | Materials - $ Mar 2017 |  |  | 2015-16 | 2016-17 | 2017-18 | 2018-19 | 2019-20 | 2020-21 | 2021-22 | 2022-23 | Total | 2017-22 Total
| (As Incurred) | Transmission Towers |  |  | 0 | 1.0848 | 3.8346 | 23.0044 | 49.8405 | 61.3413 | 52.7157 | 0 | 191.8213 | 190.7365
|  | Transmission Tower Support Structures |  |  | 0 | 0 | 0 | 0 | 0 | 0 | 0 | 0 | 0 | 0
|  | Conductors |  |  | 0 | 1.0848 | 3.8346 | 23.0044 | 49.8405 | 61.3413 | 52.7157 | 0 | 191.8213 | 190.7365
|  | Transmission Cables |  |  | 0 | 0 | 0 | 0 | 0 | 0 | 0 | 0 | 0 | 0
|  | Substation Switchbays |  |  | 0 | 62.7145 | 221.6906 | 1329.9738 | 2881.4686 | 3546.3707 | 3047.6941 | 0 | 11089.9123 | 11027.1978
|  | Substation Power Transformers |  |  | 0 | 50.3533 | 177.9947 | 1067.8322 | 2313.5229 | 2847.3709 | 2446.9849 | 0 | 8904.059 | 8853.7056
|  | Substation Reactive Plant |  |  | 0 | 0 | 0 | 0 | 0 | 0 | 0 | 0 | 0 | 0
|  | Scada Network Control And Protection Systems |  |  | 0 | 20.5151 | 72.5191 | 435.0591 | 942.5817 | 1160.0835 | 996.9572 | 0 | 3627.7157 | 3607.2006
|  | Other |  |  | 0 | 17.3874 | 61.463 | 368.7311 | 798.8783 | 983.2203 | 844.9638 | 0 | 3074.644 | 3057.2566
|  | Total Materials |  |  | 0 | 153.1399 | 541.3365 | 3247.6051 | 7036.1326 | 8659.728 | 7442.0314 | 0 | 27079.9736 | 26926.8337
|  | Labour (Internal) - $ Mar 2017 |  |  | 2015-16 | 2016-17 | 2017-18 | 2018-19 | 2019-20 | 2020-21 | 2021-22 | 2022-23 | Total | 2017-22 Total
|  | Transmission Towers |  |  | 0 | 0.27459 | 0.97845 | 5.9175 | 12.9267 | 16.052 | 13.9203 | 0 | 50.0696 | 49.795
|  | Transmission Tower Support Structures |  |  | 0 | 0 | 0 | 0 | 0 | 0 | 0 | 0 | 0 | 0
|  | Conductors |  |  | 0 | 0.27459 | 0.97845 | 5.9175 | 12.9267 | 16.052 | 13.9203 | 0 | 50.0696 | 49.795
|  | Transmission Cables |  |  | 0 | 0 | 0 | 0 | 0 | 0 | 0 | 0 | 0 | 0
|  | Substation Switchbays |  |  | 0 | 15.8748 | 56.5679 | 342.1131 | 747.3422 | 928.0244 | 804.7868 | 0 | 2894.7094 | 2878.8345
|  | Substation Power Transformers |  |  | 0 | 12.7459 | 45.4182 | 274.6816 | 600.0389 | 745.1082 | 646.1611 | 0 | 2324.1539 | 2311.408
|  | Substation Reactive Plant |  |  | 0 | 0 | 0 | 0 | 0 | 0 | 0 | 0 | 0 | 0
|  | Scada Network Control And Protection Systems |  |  | 0 | 5.193 | 18.5044 | 111.9115 | 244.4695 | 303.574 | 263.2607 | 0 | 946.913 | 941.7201
|  | Other |  |  | 0 | 4.4012 | 15.6833 | 94.8498 | 207.1983 | 257.2919 | 223.1247 | 0 | 802.5493 | 798.148
|  | Total Internal Labour |  |  | 0 | 38.7641 | 138.1308 | 835.3911 | 1824.9024 | 2266.1024 | 1965.1739 | 0 | 7068.4647 | 7029.7006
|  | Labour (External) - $ Mar 2017 |  |  | 2015-16 | 2016-17 | 2017-18 | 2018-19 | 2019-20 | 2020-21 | 2021-22 | 2022-23 | Total | 2017-22 Total
|  | Transmission Towers |  |  | 0 | 1.3705 | 4.895 | 29.6724 | 64.9348 | 80.7897 | 70.2035 | 0 | 251.866 | 250.4955
|  | Transmission Tower Support Structures |  |  | 0 | 0 | 0 | 0 | 0 | 0 | 0 | 0 | 0 | 0
|  | Conductors |  |  | 0 | 1.3705 | 4.895 | 29.6724 | 64.9348 | 80.7897 | 70.2035 | 0 | 251.866 | 250.4955
|  | Transmission Cables |  |  | 0 | 0 | 0 | 0 | 0 | 0 | 0 | 0 | 0 | 0
|  | Substation Switchbays |  |  | 0 | 79.2361 | 282.9987 | 1715.4753 | 3754.1263 | 4670.7574 | 4058.7299 | 0 | 14561.3237 | 14482.0876
|  | Substation Power Transformers |  |  | 0 | 63.6184 | 227.2189 | 1377.3502 | 3014.1773 | 3750.1378 | 3258.7426 | 0 | 11691.2452 | 11627.6268
|  | Substation Reactive Plant |  |  | 0 | 0 | 0 | 0 | 0 | 0 | 0 | 0 | 0 | 0
|  | Scada Network Control And Protection Systems |  |  | 0 | 25.9196 | 92.5741 | 561.1637 | 1228.0442 | 1527.8913 | 1327.6857 | 0 | 4763.2786 | 4737.3591
|  | Other |  |  | 0 | 21.968 | 78.4605 | 475.6102 | 1040.8199 | 1294.9531 | 1125.2703 | 0 | 4037.0821 | 4015.1142
|  | Total External Labour |  |  | 0 | 193.4831 | 691.0423 | 4188.9443 | 9167.0374 | 11405.3191 | 9910.8356 | 0 | 35556.6617 | 35363.1786
|  | Total Direct - $ Mar 2017 |  |  | 2015-16 | 2016-17 | 2017-18 | 2018-19 | 2019-20 | 2020-21 | 2021-22 | 2022-23 | Total | 2017-22 Total
|  | Transmission Towers |  |  | 0 | 2.7299 | 9.708 | 58.5944 | 127.7021 | 158.183 | 136.8396 | 0 | 493.7569 | 491.027
|  | Transmission Tower Support Structures |  |  | 0 | 0 | 0 | 0 | 0 | 0 | 0 | 0 | 0 | 0
|  | Conductors |  |  | 0 | 2.7299 | 9.708 | 58.5944 | 127.7021 | 158.183 | 136.8396 | 0 | 493.7569 | 491.027
|  | Transmission Cables |  |  | 0 | 0 | 0 | 0 | 0 | 0 | 0 | 0 | 0 | 0
|  | Substation Switchbays |  |  | 0 | 157.8254 | 561.2572 | 3387.5622 | 7382.9371 | 9145.1526 | 7911.2108 | 0 | 28545.9453 | 28388.1199
|  | Substation Power Transformers |  |  | 0 | 126.7176 | 450.6318 | 2719.864 | 5927.7392 | 7342.6169 | 6351.8886 | 0 | 22919.4581 | 22792.7405
|  | Substation Reactive Plant |  |  | 0 | 0 | 0 | 0 | 0 | 0 | 0 | 0 | 0 | 0
|  | Scada Network Control And Protection Systems |  |  | 0 | 51.6276 | 183.5976 | 1108.1343 | 2415.0955 | 2991.5488 | 2587.9036 | 0 | 9337.9074 | 9286.2798
|  | Other |  |  | 0 | 43.7566 | 155.6068 | 939.1912 | 2046.8966 | 2535.4654 | 2193.3588 | 0 | 7914.2754 | 7870.5188
|  | Total Direct - $ Mar 2017 |  |  | 0 | 385.387 | 1370.5096 | 8271.9405 | 18028.0724 | 22331.1495 | 19318.041 | 0 | 69705.1 | 69319.713

## Proj_10
Go To: | Table of Contents
Master Inputs
|  | XA14 |  | Business case? | Yes
| Project name | WMTS Redevelopment
| Project category 1 | Network |  |  | Shaded cells = Inputs
| Project category 2 | Replacement - Major Station CBD
| Regulatory classification | Prescribed
| Overhead Category | Repex_OHD |  | $000's | $000's | $000's | $000's | $000's | $000's | $000's | $000's | $000's | Project | 2017-22
|  |  |  | Prior | 2015-16 | 2016-17 | 2017-18 | 2018-19 | 2019-20 | 2020-21 | 2021-22 | 2022-23 | Total | Total | Check
| Project timing | Direct Expenditure (As incurred) - $ 2015/16 |  | 9537.7518 | 1415.3891 | 7285.5183 | 20885 | 21896 | 25995 | 16000 | 7148 | 0 | 110162.6593 | 91924 | ok
| (excluding real cost escalators) | Assumed year commissioned (no BC)
|  | Direct Expenditure (As Commissioned) - $ 2015/16 |  | 0 | 0 | 0 | 21798.807 | 28774.4252 | 36621.9957 | 15875.1902 | 7092.2412 | 0 | 110162.6593 | 110162.6593 | ok
| Asset class | Secondary |  | 8.545% | 8.545% | 8.545% | 8.545% | 8.545% | 8.545% | 8.545% | 8.545% | 8.545%
|  | Switchgear |  | 49.85% | 49.85% | 49.85% | 49.85% | 49.85% | 49.85% | 49.85% | 49.85% | 49.85%
|  | Transformers |  | 16.1% | 16.1% | 16.1% | 16.1% | 16.1% | 16.1% | 16.1% | 16.1% | 16.1%
|  | Reactive |  | 0% | bar: 2015-16 to 2022-23
|  | Lines and towers |  | 0% | bar: 2015-16 to 2022-23
|  | Establishment |  | 25.51% | 25.51% | 25.51% | 25.51% | 25.51% | 25.51% | 25.51% | 25.51% | 25.51%
|  | Communications |  | 0% | bar: 2015-16 to 2022-23
Non System
Land
Easements
|  |  | Total | 100% | 100% | 100% | 100% | 100% | 100% | 100% | 100% | 100%
| Input costs % | Labour - internal |  | 10% | 10% | 10% | 10% | 10% | 10% | 10% | 10% | 10%
|  | Labour - external |  | 50% | 50% | 50% | 50% | 50% | 50% | 50% | 50% | 50%
|  | Materials |  | 40% | 40% | 40% | 40% | 40% | 40% | 40% | 40% | 40%
|  |  | Total | 100% | 100% | 100% | 100% | 100% | 100% | 100% | 100% | 100%
Material Escalation
| (By Asset Class) | Secondary |  | 0 | 0 | 0 | 0 | 0 | 0 | 0 | 0 | 0 | 0 | 0
|  | Switchgear |  | 0 | 0 | 0 | 0 | 0 | 0 | 0 | 0 | 0 | 0 | 0
|  | Transformers |  | 0 | 0 | 0 | 0 | 0 | 0 | 0 | 0 | 0 | 0 | 0
|  | Reactive |  | 0 | 0 | 0 | 0 | 0 | 0 | 0 | 0 | 0 | 0 | 0
|  | Lines and towers |  | 0 | 0 | 0 | 0 | 0 | 0 | 0 | 0 | 0 | 0 | 0
|  | Establishment |  | 0 | 0 | 0 | 0 | 0 | 0 | 0 | 0 | 0 | 0 | 0
|  | Communications |  | 0 | 0 | 0 | 0 | 0 | 0 | 0 | 0 | 0 | 0 | 0
|  | Non System |  | 0 | 0 | 0 | 0 | 0 | 0 | 0 | 0 | 0 | 0 | 0
|  | Land |  | 0 | 0 | 0 | 0 | 0 | 0 | 0 | 0 | 0 | 0 | 0
|  | Easements |  | 0 | 0 | 0 | 0 | 0 | 0 | 0 | 0 | 0 | 0 | 0
|  | Total Material escalation |  | 0 | 0 | 0 | 0 | 0 | 0 | 0 | 0 | 0 | 0 | 0
| Labour Escalation | Internal Labour |  | 0 | 0.83154 | 9.1169 | 43.1578 | 63.3493 | 97.3417 | 74.7703 | 40.2123 | 0 | 328.7799 | 318.8314
|  | External Labour |  | 0 | 2.9015 | 39.1675 | 221.7853 | 349.0784 | 549.5521 | 429.1379 | 233.7051 | 0 | 1825.3279 | 1783.2589
|  | Total Labour Escalation |  | 0 | 3.7331 | 48.2845 | 264.9431 | 412.4277 | 646.8938 | 503.9082 | 273.9174 | 0 | 2154.1078 | 2102.0902
|  | Total Escalation |  | 0 | 3.7331 | 48.2845 | 264.9431 | 412.4277 | 646.8938 | 503.9082 | 273.9174 | 0 | 2154.1078 | 2102.0902
|  | Escalation factors |  | 0 | 0.0026375 | 0.0066275 | 0.012686 | 0.018836 | 0.024885 | 0.031494 | 0.038321 | 0 | 0.019554 | 0.022868
| Direct Expenditure (Escalated) | Total labour - internal |  | 987.5925 | 147.4184 | 763.8238 | 2207.2385 | 2332.8305 | 2792.4617 | 1734.1515 | 781.7822 | 0 | 11747.299 | 9848.4644
| (as incurred) | Total labour - external |  | 4937.9626 | 735.7912 | 3812.4741 | 11042.4013 | 11697.6309 | 14027.3803 | 8728.0039 | 3942.7122 | 0 | 58924.3565 | 49438.1286
|  | Total materials |  | 3950.3701 | 586.2294 | 3017.5343 | 8650.2018 | 9068.9404 | 10766.6745 | 6626.9203 | 2960.5766 | 0 | 45627.4474 | 38073.3136
|  | Total Direct - As Incurred $ Mar 2017 |  | 9875.9251 | 1469.439 | 7593.8322 | 21899.8416 | 23099.4017 | 27586.5165 | 17089.0756 | 7685.0711 | 0 | 116299.1029 | 97359.9065 | ok
| Capitalised Overheads | Overhead rate (applied to direct expenditure) |  | 8.008% | 5.944% | 7.259% | 7.876% | 9.527% | 9.284% | 8.487% | 8.487% | 8.732%
|  | Total overhead (as incurred) |  | 790.8811 | 87.3505 | 551.2643 | 1724.8547 | 2200.573 | 2561.1701 | 1450.2707 | 652.1964 | 0 | 10018.5607 | 8589.0649
|  | Total incl Overhead - As Incurred $ Mar 2017 |  | 10666.8062 | 1556.7895 | 8145.0965 | 23624.6963 | 25299.9747 | 30147.6866 | 18539.3463 | 8337.2675 | 0 | 126317.6636 | 105948.9714
|  | Total overheads (As incurred) - Cumulative |  | 790.8811 | 878.2315 | 1429.4958 | 3154.3505 | 5354.9235 | 7916.0936 | 9366.3643 | 10018.5607 | 10018.5607
|  | Labour & Material Escalation - Cumulative |  | 0 | 3.7331 | 52.0176 | 316.9607 | 729.3884 | 1376.2822 | 1880.1904 | 2154.1078 | 2154.1078
Expenditure By Asset Class - As Incurred
| Asset class breakdown | Secondary |  | 911.4259 | 133.02 | 695.9583 | 2018.6136 | 2161.7579 | 2575.9709 | 1584.0956 | 712.3783 | 0 | 10793.2203 | 9052.8162
| (fully absorbed) | Switchgear |  | 5317.4938 | 776.0729 | 4060.4 | 11777.1125 | 12612.2531 | 15028.8788 | 9242.0222 | 4156.1989 | 0 | 62970.432 | 52816.4654
| (as incurred) | Transformers |  | 1716.8848 | 250.5744 | 1311.0008 | 3802.5328 | 4072.1787 | 4852.4462 | 2984.0161 | 1341.9319 | 0 | 20331.5657 | 17053.1057
|  | Reactive |  | 0 | 0 | 0 | 0 | 0 | 0 | 0 | 0 | 0 | 0 | 0
|  | Lines and towers |  | 0 | 0 | 0 | 0 | 0 | 0 | 0 | 0 | 0 | 0 | 0
|  | Establishment |  | 2721.0017 | 397.1223 | 2077.7374 | 6026.4374 | 6453.7852 | 7690.3908 | 4729.2126 | 2126.7584 | 0 | 32222.4457 | 27026.5843
|  | Communications |  | 0 | 0 | 0 | 0 | 0 | 0 | 0 | 0 | 0 | 0 | 0
|  | Non System |  | 0 | 0 | 0 | 0 | 0 | 0 | 0 | 0 | 0 | 0 | 0
|  | Land |  | 0 | 0 | 0 | 0 | 0 | 0 | 0 | 0 | 0 | 0 | 0
|  | Easements |  | 0 | 0 | 0 | 0 | 0 | 0 | 0 | 0 | 0 | 0 | 0
|  | Total incl Overhead - As Incurred $ Mar 2017 |  | 10666.8062 | 1556.7895 | 8145.0965 | 23624.6963 | 25299.9748 | 30147.6866 | 18539.3463 | 8337.2675 | 0 | 126317.6637 | 105948.9715
|  |  | Check | 1.0667e-05 | 1.5568e-06 | 8.1451e-06 | 2.3625e-05 | 2.53e-05 | 3.0148e-05 | 1.8539e-05 | 8.3373e-06 | 0 | 0.00012632 | 0.00010595
| As Commissioned Capex | Direct Expenditure (As Commissioned) - $ 2015/16 |  | 0 | 0 | 0 | 21798.807 | 28774.4252 | 36621.9957 | 15875.1902 | 7092.2412 | 0 | 110162.6593 | 110162.6593
|  | Labour & Material Escalation - $ 2015/16 |  | 0 | 0 | 0 | 316.9607 | 287.558 | 774.6194 | 502.0699 | 272.8997 | 0 | 2154.1078 | 2154.1078
|  | Total Direct Expenditure - $ 2015/16 |  | 0 | 0 | 0 | 22115.7677 | 29061.9833 | 37396.6152 | 16377.2601 | 7365.1409 | 0 | 112316.7671 | 112316.7671
|  | Total Direct Expenditure - $ Mar 2017 |  | 0 | 0 | 0 | 22899.9107 | 30092.4133 | 38722.5604 | 16957.937 | 7626.2815 | 0 | 116299.1029 | 116299.1029
|  | Total overheads (As Commissioned) |  | 0 | 0 | 0 | 1768.7572 | 2669.4155 | 3494.3479 | 1438.9134 | 647.1267 | 0 | 10018.5607 | 10018.5607
|  | Total incl Overhead - As commissioned $ Mar 2017 |  | 0 | 0 | 0 | 24668.668 | 32761.8288 | 42216.9083 | 18396.8503 | 8273.4082 | 0 | 126317.6636 | 126317.6636
|  | Total overheads (As Comm) - Cumulative |  | 0 | 0 | 0 | 1768.7572 | 4438.1727 | 7932.5207 | 9371.434 | 10018.5607 | 10018.5607
|  | Total real cost escalation (As Comm) - Cumulative |  | 0 | 0 | 0 | 316.9607 | 604.5187 | 1379.1382 | 1881.2081 | 2154.1078 | 2154.1078
Expenditure By Asset Class - As Commissioned
| Asset class breakdown | Secondary |  | 0 | 0 | 0 | 2107.8158 | 2799.3364 | 3607.2263 | 1571.92 | 706.9219 | 0 | 10793.2204 | 10793.2204
| (fully absorbed) | Switchgear |  | 0 | 0 | 0 | 12297.5413 | 16332.0509 | 21045.4887 | 9170.9867 | 4124.3645 | 0 | 62970.4321 | 62970.4321
| (as commissioned) | Transformers |  | 0 | 0 | 0 | 3970.5662 | 5273.2077 | 6795.0579 | 2961.0805 | 1331.6534 | 0 | 20331.5657 | 20331.5657
|  | Reactive |  | 0 | 0 | 0 | 0 | 0 | 0 | 0 | 0 | 0 | 0 | 0
|  | Lines and towers |  | 0 | 0 | 0 | 0 | 0 | 0 | 0 | 0 | 0 | 0 | 0
|  | Establishment |  | 0 | 0 | 0 | 6292.7448 | 8357.2338 | 10769.1355 | 4692.8632 | 2110.4685 | 0 | 32222.4457 | 32222.4457
|  | Communications |  | 0 | 0 | 0 | 0 | 0 | 0 | 0 | 0 | 0 | 0 | 0
|  | Non System |  | 0 | 0 | 0 | 0 | 0 | 0 | 0 | 0 | 0 | 0 | 0
|  | Land |  | 0 | 0 | 0 | 0 | 0 | 0 | 0 | 0 | 0 | 0 | 0
|  | Easements |  | 0 | 0 | 0 | 0 | 0 | 0 | 0 | 0 | 0 | 0 | 0
|  | Total incl Overhead - As commissioned $ Mar 2017 |  | 0 | 0 | 0 | 24668.668 | 32761.8289 | 42216.9084 | 18396.8504 | 8273.4082 | 0 | 126317.6638 | 126317.6638
|  |  | Check | 0 | 0 | 0 | 4.9337e-05 | 6.5524e-05 | 8.4434e-05 | 3.6794e-05 | 1.6547e-05 | 0 | 0.00025264 | 0.00025264
0.00012632
| Expenditure splits for RIN |  |  |  | 2015-16 | 2016-17 | 2017-18 | 2018-19 | 2019-20 | 2020-21 | 2021-22 | 2022-23
| Repex Category | Transmission Towers | bar: 2015-16 to 2022-23
Transmission Tower Support Structures | bar: 2015-16 to 2022-23
Conductors | bar: 2015-16 to 2022-23
Transmission Cables | bar: 2015-16 to 2022-23
|  | Substation Switchbays |  |  | 49.85% | 49.85% | 49.85% | 49.85% | 49.85% | 49.85% | 49.85% | 49.85%
|  | Substation Power Transformers |  |  | 16.1% | 16.1% | 16.1% | 16.1% | 16.1% | 16.1% | 16.1% | 16.1%
Substation Reactive Plant | bar: 2015-16 to 2022-23
|  | Scada Network Control And Protection Systems |  |  | 8.545% | 8.545% | 8.545% | 8.545% | 8.545% | 8.545% | 8.545% | 8.545%
|  | Other |  |  | 25.51% | 25.51% | 25.51% | 25.51% | 25.51% | 25.51% | 25.51% | 25.51%
|  | Total |  |  | 100% | 100% | 100% | 100% | 100% | 100% | 100% | 100%
| Direct Expenditures | Materials - $ Mar 2017 |  |  | 2015-16 | 2016-17 | 2017-18 | 2018-19 | 2019-20 | 2020-21 | 2021-22 | 2022-23 | Total | 2017-22 Total
| (As Incurred) | Transmission Towers |  |  | 0 | 0 | 0 | 0 | 0 | 0 | 0 | 0 | 0 | 0
|  | Transmission Tower Support Structures |  |  | 0 | 0 | 0 | 0 | 0 | 0 | 0 | 0 | 0 | 0
|  | Conductors |  |  | 0 | 0 | 0 | 0 | 0 | 0 | 0 | 0 | 0 | 0
|  | Transmission Cables |  |  | 0 | 0 | 0 | 0 | 0 | 0 | 0 | 0 | 0 | 0
|  | Substation Switchbays |  |  | 292.2404 | 1504.2666 | 4312.1994 | 4520.9441 | 5367.279 | 3303.5762 | 1475.8727 | 0 | 20776.3783 | 18979.8714
|  | Substation Power Transformers |  |  | 94.3571 | 485.6898 | 1392.3005 | 1459.6989 | 1732.9591 | 1066.6415 | 476.5221 | 0 | 6708.169 | 6128.1222
|  | Substation Reactive Plant |  |  | 0 | 0 | 0 | 0 | 0 | 0 | 0 | 0 | 0 | 0
|  | Scada Network Control And Protection Systems |  |  | 50.0904 | 257.8334 | 739.117 | 774.8962 | 919.9591 | 566.2376 | 252.9666 | 0 | 3561.1004 | 3253.1766
|  | Other |  |  | 149.5416 | 769.7446 | 2206.585 | 2313.4012 | 2746.4772 | 1690.4649 | 755.2152 | 0 | 10631.4297 | 9712.1435
|  | Total Materials |  |  | 586.2294 | 3017.5343 | 8650.2019 | 9068.9404 | 10766.6745 | 6626.9203 | 2960.5766 | 0 | 41677.0774 | 38073.3136
|  | Labour (Internal) - $ Mar 2017 |  |  | 2015-16 | 2016-17 | 2017-18 | 2018-19 | 2019-20 | 2020-21 | 2021-22 | 2022-23 | Total | 2017-22 Total
|  | Transmission Towers |  |  | 0 | 0 | 0 | 0 | 0 | 0 | 0 | 0 | 0 | 0
|  | Transmission Tower Support Structures |  |  | 0 | 0 | 0 | 0 | 0 | 0 | 0 | 0 | 0 | 0
|  | Conductors |  |  | 0 | 0 | 0 | 0 | 0 | 0 | 0 | 0 | 0 | 0
|  | Transmission Cables |  |  | 0 | 0 | 0 | 0 | 0 | 0 | 0 | 0 | 0 | 0
|  | Substation Switchbays |  |  | 73.4893 | 380.7727 | 1100.3272 | 1162.9359 | 1392.0659 | 864.4893 | 389.7251 | 0 | 5363.8054 | 4909.5434
|  | Substation Power Transformers |  |  | 23.7278 | 122.9419 | 355.2679 | 375.4827 | 449.463 | 279.1218 | 125.8324 | 0 | 1731.8376 | 1585.1679
|  | Substation Reactive Plant |  |  | 0 | 0 | 0 | 0 | 0 | 0 | 0 | 0 | 0 | 0
|  | Scada Network Control And Protection Systems |  |  | 12.5962 | 65.265 | 188.5976 | 199.3288 | 238.6021 | 148.1747 | 66.7994 | 0 | 919.3638 | 841.5026
|  | Other |  |  | 37.605 | 194.8442 | 563.0457 | 595.0831 | 712.3307 | 442.3657 | 199.4253 | 0 | 2744.6997 | 2512.2505
|  | Total Internal Labour |  |  | 147.4184 | 763.8238 | 2207.2385 | 2332.8305 | 2792.4617 | 1734.1515 | 781.7822 | 0 | 10759.7065 | 9848.4644
|  | Labour (External) - $ Mar 2017 |  |  | 2015-16 | 2016-17 | 2017-18 | 2018-19 | 2019-20 | 2020-21 | 2021-22 | 2022-23 | Total | 2017-22 Total
|  | Transmission Towers |  |  | 0 | 0 | 0 | 0 | 0 | 0 | 0 | 0 | 0 | 0
|  | Transmission Tower Support Structures |  |  | 0 | 0 | 0 | 0 | 0 | 0 | 0 | 0 | 0 | 0
|  | Conductors |  |  | 0 | 0 | 0 | 0 | 0 | 0 | 0 | 0 | 0 | 0
|  | Transmission Cables |  |  | 0 | 0 | 0 | 0 | 0 | 0 | 0 | 0 | 0 | 0
|  | Substation Switchbays |  |  | 366.7982 | 1900.5509 | 5504.7312 | 5831.3687 | 6992.7687 | 4350.9843 | 1965.4756 | 0 | 26912.6776 | 24645.3285
|  | Substation Power Transformers |  |  | 118.4299 | 613.64 | 1777.339 | 1882.802 | 2257.7888 | 1404.8232 | 634.6026 | 0 | 8689.4254 | 7957.3555
|  | Substation Reactive Plant |  |  | 0 | 0 | 0 | 0 | 0 | 0 | 0 | 0 | 0 | 0
|  | Scada Network Control And Protection Systems |  |  | 62.8697 | 325.7571 | 943.5186 | 999.5048 | 1198.5704 | 745.7648 | 336.8853 | 0 | 4612.8707 | 4224.2439
|  | Other |  |  | 187.6934 | 972.5262 | 2816.8125 | 2983.9554 | 3578.2525 | 2226.4315 | 1005.7487 | 0 | 13771.4204 | 12611.2007
|  | Total External Labour |  |  | 735.7912 | 3812.4741 | 11042.4013 | 11697.6309 | 14027.3804 | 8728.0039 | 3942.7122 | 0 | 53986.394 | 49438.1286
|  | Total Direct - $ Mar 2017 |  |  | 2015-16 | 2016-17 | 2017-18 | 2018-19 | 2019-20 | 2020-21 | 2021-22 | 2022-23 | Total | 2017-22 Total
|  | Transmission Towers |  |  | 0 | 0 | 0 | 0 | 0 | 0 | 0 | 0 | 0 | 0
|  | Transmission Tower Support Structures |  |  | 0 | 0 | 0 | 0 | 0 | 0 | 0 | 0 | 0 | 0
|  | Conductors |  |  | 0 | 0 | 0 | 0 | 0 | 0 | 0 | 0 | 0 | 0
|  | Transmission Cables |  |  | 0 | 0 | 0 | 0 | 0 | 0 | 0 | 0 | 0 | 0
|  | Substation Switchbays |  |  | 732.5279 | 3785.5901 | 10917.2577 | 11515.2487 | 13752.1136 | 8519.0498 | 3831.0734 | 0 | 53052.8613 | 48534.7433
|  | Substation Power Transformers |  |  | 236.5148 | 1222.2716 | 3524.9074 | 3717.9836 | 4440.2109 | 2750.5865 | 1236.9571 | 0 | 17129.432 | 15670.6455
|  | Substation Reactive Plant |  |  | 0 | 0 | 0 | 0 | 0 | 0 | 0 | 0 | 0 | 0
|  | Scada Network Control And Protection Systems |  |  | 125.5563 | 648.8554 | 1871.2333 | 1973.7298 | 2357.1316 | 1460.1771 | 656.6514 | 0 | 9093.3348 | 8318.9231
|  | Other |  |  | 374.8401 | 1937.115 | 5586.4432 | 5892.4397 | 7037.0604 | 4359.2622 | 1960.3892 | 0 | 27147.5498 | 24835.5947
|  | Total Direct - $ Mar 2017 |  |  | 1469.439 | 7593.8322 | 21899.8417 | 23099.4018 | 27586.5165 | 17089.0756 | 7685.0711 | 0 | 106423.1779 | 97359.9066

## Proj_11
Go To: | Table of Contents
Master Inputs
|  | 284A |  | Business case? | 0
| Project name | HYTS 500kV and 275kV CB Replacement
| Project category 1 | Network |  |  | Shaded cells = Inputs
| Project category 2 | Replacement - Major Station
| Regulatory classification | Prescribed
| Overhead Category | Repex_OHD |  | $000's | $000's | $000's | $000's | $000's | $000's | $000's | $000's | $000's | Project | 2017-22
|  |  |  | Prior | 2015-16 | 2016-17 | 2017-18 | 2018-19 | 2019-20 | 2020-21 | 2021-22 | 2022-23 | Total | Total | Check
| Project timing | Direct Expenditure (As incurred) - $ 2015/16 |  | 0 | 138 | 1800 | 3046 | 1938 | 0 | 0 | 0 | 0 | 6922 | 4984 | ok
| (excluding real cost escalators) | Assumed year commissioned (no BC) | bar: 2015-16 to 2022-23
|  | Direct Expenditure (As Commissioned) - $ 2015/16 |  | 0 | 0 | 0 | 4984 | 1938 | 0 | 0 | 0 | 0 | 6922 | 6922 | ok
| Asset class | Secondary |  | 13.06% | 13.06% | 13.06% | 13.06% | 13.06% | 13.06% | 13.06% | 13.06% | 13.06%
|  | Switchgear |  | 40.95% | 40.95% | 40.95% | 40.95% | 40.95% | 40.95% | 40.95% | 40.95% | 40.95%
|  | Transformers |  | 32.88% | 32.88% | 32.88% | 32.88% | 32.88% | 32.88% | 32.88% | 32.88% | 32.88%
|  | Reactive |  | 0% | bar: 2015-16 to 2022-23
|  | Lines and towers |  | 1.417% | 1.417% | 1.417% | 1.417% | 1.417% | 1.417% | 1.417% | 1.417% | 1.417%
|  | Establishment |  | 11.35% | 11.35% | 11.35% | 11.35% | 11.35% | 11.35% | 11.35% | 11.35% | 11.35%
|  | Communications |  | 0.333% | 0.333% | 0.333% | 0.333% | 0.333% | 0.333% | 0.333% | 0.333% | 0.333%
Non System
Land
Easements
|  |  | Total | 100% | 100% | 100% | 100% | 100% | 100% | 100% | 100% | 100%
| Input costs % | Labour - internal |  | 10% | 10% | 10% | 10% | 10% | 10% | 10% | 10% | 10%
|  | Labour - external |  | 50% | 50% | 50% | 50% | 50% | 50% | 50% | 50% | 50%
|  | Materials |  | 40% | 40% | 40% | 40% | 40% | 40% | 40% | 40% | 40%
|  |  | Total | 100% | 100% | 100% | 100% | 100% | 100% | 100% | 100% | 100%
Material Escalation
| (By Asset Class) | Secondary |  | 0 | 0 | 0 | 0 | 0 | 0 | 0 | 0 | 0 | 0 | 0
|  | Switchgear |  | 0 | 0 | 0 | 0 | 0 | 0 | 0 | 0 | 0 | 0 | 0
|  | Transformers |  | 0 | 0 | 0 | 0 | 0 | 0 | 0 | 0 | 0 | 0 | 0
|  | Reactive |  | 0 | 0 | 0 | 0 | 0 | 0 | 0 | 0 | 0 | 0 | 0
|  | Lines and towers |  | 0 | 0 | 0 | 0 | 0 | 0 | 0 | 0 | 0 | 0 | 0
|  | Establishment |  | 0 | 0 | 0 | 0 | 0 | 0 | 0 | 0 | 0 | 0 | 0
|  | Communications |  | 0 | 0 | 0 | 0 | 0 | 0 | 0 | 0 | 0 | 0 | 0
|  | Non System |  | 0 | 0 | 0 | 0 | 0 | 0 | 0 | 0 | 0 | 0 | 0
|  | Land |  | 0 | 0 | 0 | 0 | 0 | 0 | 0 | 0 | 0 | 0 | 0
|  | Easements |  | 0 | 0 | 0 | 0 | 0 | 0 | 0 | 0 | 0 | 0 | 0
|  | Total Material escalation |  | 0 | 0 | 0 | 0 | 0 | 0 | 0 | 0 | 0 | 0 | 0
| Labour Escalation | Internal Labour |  | 0 | 0.081075 | 2.2525 | 6.2944 | 5.607 | 0 | 0 | 0 | 0 | 14.235 | 11.9014
|  | External Labour |  | 0 | 0.2829 | 9.6769 | 32.3466 | 30.8967 | 0 | 0 | 0 | 0 | 73.2031 | 63.2433
|  | Total Labour Escalation |  | 0 | 0.36398 | 11.9294 | 38.641 | 36.5037 | 0 | 0 | 0 | 0 | 87.4381 | 75.1447
|  | Total Escalation |  | 0 | 0.36398 | 11.9294 | 38.641 | 36.5037 | 0 | 0 | 0 | 0 | 87.4381 | 75.1447
|  | Escalation factors |  | 0 | 0.0026375 | 0.0066275 | 0.012686 | 0.018836 | 0 | 0 | 0 | 0 | 0.012632 | 0.015077
| Direct Expenditure (Escalated) | Total labour - internal |  | 0 | 14.3732 | 188.7145 | 321.9176 | 206.4772 | 0 | 0 | 0 | 0 | 731.4825 | 528.3948
| (as incurred) | Total labour - external |  | 0 | 71.7394 | 941.9307 | 1610.4934 | 1035.3493 | 0 | 0 | 0 | 0 | 3659.5128 | 2645.8427
|  | Total materials |  | 0 | 57.1572 | 745.5285 | 1261.5999 | 802.6857 | 0 | 0 | 0 | 0 | 2866.9714 | 2064.2857
|  | Total Direct - As Incurred $ Mar 2017 |  | 0 | 143.2698 | 1876.1737 | 3194.0109 | 2044.5123 | 0 | 0 | 0 | 0 | 7257.9667 | 5238.5232 | ok
| Capitalised Overheads | Overhead rate (applied to direct expenditure) |  | 8.008% | 5.944% | 7.259% | 7.876% | 9.527% | 9.284% | 8.487% | 8.487% | 8.732%
|  | Total overhead (as incurred) |  | 0 | 8.5166 | 136.1984 | 251.5637 | 194.7712 | 0 | 0 | 0 | 0 | 591.0499 | 446.3349
|  | Total incl Overhead - As Incurred $ Mar 2017 |  | 0 | 151.7865 | 2012.3721 | 3445.5746 | 2239.2835 | 0 | 0 | 0 | 0 | 7849.0166 | 5684.858
|  | Total overheads (As incurred) - Cumulative |  | 0 | 8.5166 | 144.715 | 396.2787 | 591.0499 | 591.0499 | 591.0499 | 591.0499 | 591.0499
|  | Labour & Material Escalation - Cumulative |  | 0 | 0.36398 | 12.2934 | 50.9344 | 87.4381 | 87.4381 | 87.4381 | 87.4381 | 87.4381
Expenditure By Asset Class - As Incurred
| Asset class breakdown | Secondary |  | 0 | 19.8284 | 262.8826 | 450.1064 | 292.5247 | 0 | 0 | 0 | 0 | 1025.342 | 742.6311
| (fully absorbed) | Switchgear |  | 0 | 62.1603 | 824.1156 | 1411.0472 | 917.0414 | 0 | 0 | 0 | 0 | 3214.3645 | 2328.0886
| (as incurred) | Transformers |  | 0 | 49.9083 | 661.6801 | 1132.9257 | 736.2899 | 0 | 0 | 0 | 0 | 2580.8041 | 1869.2157
|  | Reactive |  | 0 | 0 | 0 | 0 | 0 | 0 | 0 | 0 | 0 | 0 | 0
|  | Lines and towers |  | 0 | 2.1504 | 28.5093 | 48.8135 | 31.724 | 0 | 0 | 0 | 0 | 111.1972 | 80.5375
|  | Establishment |  | 0 | 17.2337 | 228.4835 | 391.2085 | 254.2469 | 0 | 0 | 0 | 0 | 891.1727 | 645.4554
|  | Communications |  | 0 | 0.50543 | 6.7009 | 11.4733 | 7.4565 | 0 | 0 | 0 | 0 | 26.1362 | 18.9298
|  | Non System |  | 0 | 0 | 0 | 0 | 0 | 0 | 0 | 0 | 0 | 0 | 0
|  | Land |  | 0 | 0 | 0 | 0 | 0 | 0 | 0 | 0 | 0 | 0 | 0
|  | Easements |  | 0 | 0 | 0 | 0 | 0 | 0 | 0 | 0 | 0 | 0 | 0
|  | Total incl Overhead - As Incurred $ Mar 2017 |  | 0 | 151.7865 | 2012.3721 | 3445.5746 | 2239.2835 | 0 | 0 | 0 | 0 | 7849.0166 | 5684.858
|  |  | Check | 0 | 0 | 0 | 0 | 0 | 0 | 0 | 0 | 0 | 0 | 0
| As Commissioned Capex | Direct Expenditure (As Commissioned) - $ 2015/16 |  | 0 | 0 | 0 | 4984 | 1938 | 0 | 0 | 0 | 0 | 6922 | 6922
|  | Labour & Material Escalation - $ 2015/16 |  | 0 | 0 | 0 | 50.9344 | 36.5037 | 0 | 0 | 0 | 0 | 87.4381 | 87.4381
|  | Total Direct Expenditure - $ 2015/16 |  | 0 | 0 | 0 | 5034.9344 | 1974.5037 | 0 | 0 | 0 | 0 | 7009.4381 | 7009.4381
|  | Total Direct Expenditure - $ Mar 2017 |  | 0 | 0 | 0 | 5213.4545 | 2044.5123 | 0 | 0 | 0 | 0 | 7257.9667 | 7257.9667
|  | Total overheads (As Commissioned) |  | 0 | 0 | 0 | 396.2787 | 194.7712 | 0 | 0 | 0 | 0 | 591.0499 | 591.0499
|  | Total incl Overhead - As commissioned $ Mar 2017 |  | 0 | 0 | 0 | 5609.7332 | 2239.2835 | 0 | 0 | 0 | 0 | 7849.0166 | 7849.0166
|  | Total overheads (As Comm) - Cumulative |  | 0 | 0 | 0 | 396.2787 | 591.0499 | 591.0499 | 591.0499 | 591.0499 | 591.0499
|  | Total real cost escalation (As Comm) - Cumulative |  | 0 | 0 | 0 | 50.9344 | 87.4381 | 87.4381 | 87.4381 | 87.4381 | 87.4381
Expenditure By Asset Class - As Commissioned
| Asset class breakdown | Secondary |  | 0 | 0 | 0 | 732.8173 | 292.5247 | 0 | 0 | 0 | 0 | 1025.342 | 1025.342
| (fully absorbed) | Switchgear |  | 0 | 0 | 0 | 2297.3231 | 917.0414 | 0 | 0 | 0 | 0 | 3214.3645 | 3214.3645
| (as commissioned) | Transformers |  | 0 | 0 | 0 | 1844.5142 | 736.2899 | 0 | 0 | 0 | 0 | 2580.8041 | 2580.8041
|  | Reactive |  | 0 | 0 | 0 | 0 | 0 | 0 | 0 | 0 | 0 | 0 | 0
|  | Lines and towers |  | 0 | 0 | 0 | 79.4732 | 31.724 | 0 | 0 | 0 | 0 | 111.1972 | 111.1972
|  | Establishment |  | 0 | 0 | 0 | 636.9257 | 254.2469 | 0 | 0 | 0 | 0 | 891.1727 | 891.1727
|  | Communications |  | 0 | 0 | 0 | 18.6796 | 7.4565 | 0 | 0 | 0 | 0 | 26.1362 | 26.1362
|  | Non System |  | 0 | 0 | 0 | 0 | 0 | 0 | 0 | 0 | 0 | 0 | 0
|  | Land |  | 0 | 0 | 0 | 0 | 0 | 0 | 0 | 0 | 0 | 0 | 0
|  | Easements |  | 0 | 0 | 0 | 0 | 0 | 0 | 0 | 0 | 0 | 0 | 0
|  | Total incl Overhead - As commissioned $ Mar 2017 |  | 0 | 0 | 0 | 5609.7332 | 2239.2835 | 0 | 0 | 0 | 0 | 7849.0166 | 7849.0166
|  |  | Check | 0 | 0 | 0 | 0 | 0 | 0 | 0 | 0 | 0 | 0 | 0
0
| Expenditure splits for RIN |  |  |  | 2015-16 | 2016-17 | 2017-18 | 2018-19 | 2019-20 | 2020-21 | 2021-22 | 2022-23
| Repex Category | Transmission Towers |  |  | 0.7084% | 0.7084% | 0.7084% | 0.7084% | 0.7084% | 0.7084% | 0.7084% | 0.7084%
Transmission Tower Support Structures | bar: 2015-16 to 2022-23
|  | Conductors |  |  | 0.7084% | 0.7084% | 0.7084% | 0.7084% | 0.7084% | 0.7084% | 0.7084% | 0.7084%
Transmission Cables | bar: 2015-16 to 2022-23
|  | Substation Switchbays |  |  | 40.95% | 40.95% | 40.95% | 40.95% | 40.95% | 40.95% | 40.95% | 40.95%
|  | Substation Power Transformers |  |  | 32.88% | 32.88% | 32.88% | 32.88% | 32.88% | 32.88% | 32.88% | 32.88%
Substation Reactive Plant | bar: 2015-16 to 2022-23
|  | Scada Network Control And Protection Systems |  |  | 13.4% | 13.4% | 13.4% | 13.4% | 13.4% | 13.4% | 13.4% | 13.4%
|  | Other |  |  | 11.35% | 11.35% | 11.35% | 11.35% | 11.35% | 11.35% | 11.35% | 11.35%
|  | Total |  |  | 100% | 100% | 100% | 100% | 100% | 100% | 100% | 100%
| Direct Expenditures | Materials - $ Mar 2017 |  |  | 2015-16 | 2016-17 | 2017-18 | 2018-19 | 2019-20 | 2020-21 | 2021-22 | 2022-23 | Total | 2017-22 Total
| (As Incurred) | Transmission Towers |  |  | 0.40487 | 5.281 | 8.9366 | 5.6858 | 0 | 0 | 0 | 0 | 20.3082 | 14.6224
|  | Transmission Tower Support Structures |  |  | 0 | 0 | 0 | 0 | 0 | 0 | 0 | 0 | 0 | 0
|  | Conductors |  |  | 0.40487 | 5.281 | 8.9366 | 5.6858 | 0 | 0 | 0 | 0 | 20.3082 | 14.6224
|  | Transmission Cables |  |  | 0 | 0 | 0 | 0 | 0 | 0 | 0 | 0 | 0 | 0
|  | Substation Switchbays |  |  | 23.4073 | 305.3122 | 516.6561 | 328.7195 | 0 | 0 | 0 | 0 | 1174.095 | 845.3755
|  | Substation Power Transformers |  |  | 18.7936 | 245.1343 | 414.8217 | 263.9279 | 0 | 0 | 0 | 0 | 942.6775 | 678.7496
|  | Substation Reactive Plant |  |  | 0 | 0 | 0 | 0 | 0 | 0 | 0 | 0 | 0 | 0
|  | Scada Network Control And Protection Systems |  |  | 7.657 | 99.8733 | 169.0078 | 107.5302 | 0 | 0 | 0 | 0 | 384.0682 | 276.538
|  | Other |  |  | 6.4896 | 84.6469 | 143.2413 | 91.1365 | 0 | 0 | 0 | 0 | 325.5142 | 234.3778
|  | Total Materials |  |  | 57.1572 | 745.5285 | 1261.5999 | 802.6857 | 0 | 0 | 0 | 0 | 2866.9714 | 2064.2857
|  | Labour (Internal) - $ Mar 2017 |  |  | 2015-16 | 2016-17 | 2017-18 | 2018-19 | 2019-20 | 2020-21 | 2021-22 | 2022-23 | Total | 2017-22 Total
|  | Transmission Towers |  |  | 0.10181 | 1.3368 | 2.2803 | 1.4626 | 0 | 0 | 0 | 0 | 5.1815 | 3.7429
|  | Transmission Tower Support Structures |  |  | 0 | 0 | 0 | 0 | 0 | 0 | 0 | 0 | 0 | 0
|  | Conductors |  |  | 0.10181 | 1.3368 | 2.2803 | 1.4626 | 0 | 0 | 0 | 0 | 5.1815 | 3.7429
|  | Transmission Cables |  |  | 0 | 0 | 0 | 0 | 0 | 0 | 0 | 0 | 0 | 0
|  | Substation Switchbays |  |  | 5.8862 | 77.2832 | 131.8331 | 84.5575 | 0 | 0 | 0 | 0 | 299.56 | 216.3906
|  | Substation Power Transformers |  |  | 4.726 | 62.0505 | 105.8484 | 67.891 | 0 | 0 | 0 | 0 | 240.5159 | 173.7394
|  | Substation Reactive Plant |  |  | 0 | 0 | 0 | 0 | 0 | 0 | 0 | 0 | 0 | 0
|  | Scada Network Control And Protection Systems |  |  | 1.9255 | 25.2808 | 43.1251 | 27.6603 | 0 | 0 | 0 | 0 | 97.9916 | 70.7854
|  | Other |  |  | 1.6319 | 21.4265 | 36.5503 | 23.4433 | 0 | 0 | 0 | 0 | 83.0521 | 59.9936
|  | Total Internal Labour |  |  | 14.3732 | 188.7145 | 321.9176 | 206.4772 | 0 | 0 | 0 | 0 | 731.4825 | 528.3948
|  | Labour (External) - $ Mar 2017 |  |  | 2015-16 | 2016-17 | 2017-18 | 2018-19 | 2019-20 | 2020-21 | 2021-22 | 2022-23 | Total | 2017-22 Total
|  | Transmission Towers |  |  | 0.50817 | 6.6722 | 11.4079 | 7.3339 | 0 | 0 | 0 | 0 | 25.9222 | 18.7419
|  | Transmission Tower Support Structures |  |  | 0 | 0 | 0 | 0 | 0 | 0 | 0 | 0 | 0 | 0
|  | Conductors |  |  | 0.50817 | 6.6722 | 11.4079 | 7.3339 | 0 | 0 | 0 | 0 | 25.9222 | 18.7419
|  | Transmission Cables |  |  | 0 | 0 | 0 | 0 | 0 | 0 | 0 | 0 | 0 | 0
|  | Substation Switchbays |  |  | 29.379 | 385.7437 | 659.5365 | 424.0009 | 0 | 0 | 0 | 0 | 1498.6601 | 1083.5374
|  | Substation Power Transformers |  |  | 23.5884 | 309.7125 | 529.54 | 340.4291 | 0 | 0 | 0 | 0 | 1203.2699 | 869.9691
|  | Substation Reactive Plant |  |  | 0 | 0 | 0 | 0 | 0 | 0 | 0 | 0 | 0 | 0
|  | Scada Network Control And Protection Systems |  |  | 9.6104 | 126.1839 | 215.7466 | 138.6985 | 0 | 0 | 0 | 0 | 490.2395 | 354.4451
|  | Other |  |  | 8.1453 | 106.9463 | 182.8545 | 117.5529 | 0 | 0 | 0 | 0 | 415.4989 | 300.4074
|  | Total External Labour |  |  | 71.7394 | 941.9307 | 1610.4934 | 1035.3493 | 0 | 0 | 0 | 0 | 3659.5128 | 2645.8427
|  | Total Direct - $ Mar 2017 |  |  | 2015-16 | 2016-17 | 2017-18 | 2018-19 | 2019-20 | 2020-21 | 2021-22 | 2022-23 | Total | 2017-22 Total
|  | Transmission Towers |  |  | 1.0149 | 13.2899 | 22.6248 | 14.4823 | 0 | 0 | 0 | 0 | 51.4119 | 37.1071
|  | Transmission Tower Support Structures |  |  | 0 | 0 | 0 | 0 | 0 | 0 | 0 | 0 | 0 | 0
|  | Conductors |  |  | 1.0149 | 13.2899 | 22.6248 | 14.4823 | 0 | 0 | 0 | 0 | 51.4119 | 37.1071
|  | Transmission Cables |  |  | 0 | 0 | 0 | 0 | 0 | 0 | 0 | 0 | 0 | 0
|  | Substation Switchbays |  |  | 58.6725 | 768.3391 | 1308.0257 | 837.2778 | 0 | 0 | 0 | 0 | 2972.3151 | 2145.3035
|  | Substation Power Transformers |  |  | 47.108 | 616.8973 | 1050.2101 | 672.248 | 0 | 0 | 0 | 0 | 2386.4633 | 1722.4581
|  | Substation Reactive Plant |  |  | 0 | 0 | 0 | 0 | 0 | 0 | 0 | 0 | 0 | 0
|  | Scada Network Control And Protection Systems |  |  | 19.1929 | 251.3379 | 427.8794 | 273.8891 | 0 | 0 | 0 | 0 | 972.2993 | 701.7685
|  | Other |  |  | 16.2668 | 213.0196 | 362.6461 | 232.1327 | 0 | 0 | 0 | 0 | 824.0652 | 594.7788
|  | Total Direct - $ Mar 2017 |  |  | 143.2698 | 1876.1737 | 3194.0109 | 2044.5123 | 0 | 0 | 0 | 0 | 7257.9667 | 5238.5232

## Proj_12
Go To: | Table of Contents
Master Inputs
|  | 285A |  | Business case? | 0
| Project name | FBTS Transformer and Circuit Breaker Replacement
| Project category 1 | Network |  |  | Shaded cells = Inputs
| Project category 2 | Replacement - Major Station
| Regulatory classification | Prescribed
| Overhead Category | Repex_OHD |  | $000's | $000's | $000's | $000's | $000's | $000's | $000's | $000's | $000's | Project | 2017-22
|  |  |  | Prior | 2015-16 | 2016-17 | 2017-18 | 2018-19 | 2019-20 | 2020-21 | 2021-22 | 2022-23 | Total | Total | Check
| Project timing | Direct Expenditure (As incurred) - $ 2015/16 |  | 0 | 0 | 0 | 638 | 8289 | 14027 | 8926 | 0 | 0 | 31880 | 31880 | ok
| (excluding real cost escalators) | Assumed year commissioned (no BC) | bar: 2015-16 to 2022-23
|  | Direct Expenditure (As Commissioned) - $ 2015/16 |  | 0 | 0 | 0 | 0 | 0 | 0 | 31880 | 0 | 0 | 31880 | 31880 | ok
| Asset class | Secondary |  | 13.06% | 13.06% | 13.06% | 13.06% | 13.06% | 13.06% | 13.06% | 13.06% | 13.06%
|  | Switchgear |  | 40.95% | 40.95% | 40.95% | 40.95% | 40.95% | 40.95% | 40.95% | 40.95% | 40.95%
|  | Transformers |  | 32.88% | 32.88% | 32.88% | 32.88% | 32.88% | 32.88% | 32.88% | 32.88% | 32.88%
|  | Reactive |  | 0% | bar: 2015-16 to 2022-23
|  | Lines and towers |  | 1.417% | 1.417% | 1.417% | 1.417% | 1.417% | 1.417% | 1.417% | 1.417% | 1.417%
|  | Establishment |  | 11.35% | 11.35% | 11.35% | 11.35% | 11.35% | 11.35% | 11.35% | 11.35% | 11.35%
|  | Communications |  | 0.333% | 0.333% | 0.333% | 0.333% | 0.333% | 0.333% | 0.333% | 0.333% | 0.333%
Non System
Land
Easements
|  |  | Total | 100% | 100% | 100% | 100% | 100% | 100% | 100% | 100% | 100%
| Input costs % | Labour - internal |  | 10% | 10% | 10% | 10% | 10% | 10% | 10% | 10% | 10%
|  | Labour - external |  | 50% | 50% | 50% | 50% | 50% | 50% | 50% | 50% | 50%
|  | Materials |  | 40% | 40% | 40% | 40% | 40% | 40% | 40% | 40% | 40%
|  |  | Total | 100% | 100% | 100% | 100% | 100% | 100% | 100% | 100% | 100%
Material Escalation
| (By Asset Class) | Secondary |  | 0 | 0 | 0 | 0 | 0 | 0 | 0 | 0 | 0 | 0 | 0
|  | Switchgear |  | 0 | 0 | 0 | 0 | 0 | 0 | 0 | 0 | 0 | 0 | 0
|  | Transformers |  | 0 | 0 | 0 | 0 | 0 | 0 | 0 | 0 | 0 | 0 | 0
|  | Reactive |  | 0 | 0 | 0 | 0 | 0 | 0 | 0 | 0 | 0 | 0 | 0
|  | Lines and towers |  | 0 | 0 | 0 | 0 | 0 | 0 | 0 | 0 | 0 | 0 | 0
|  | Establishment |  | 0 | 0 | 0 | 0 | 0 | 0 | 0 | 0 | 0 | 0 | 0
|  | Communications |  | 0 | 0 | 0 | 0 | 0 | 0 | 0 | 0 | 0 | 0 | 0
|  | Non System |  | 0 | 0 | 0 | 0 | 0 | 0 | 0 | 0 | 0 | 0 | 0
|  | Land |  | 0 | 0 | 0 | 0 | 0 | 0 | 0 | 0 | 0 | 0 | 0
|  | Easements |  | 0 | 0 | 0 | 0 | 0 | 0 | 0 | 0 | 0 | 0 | 0
|  | Total Material escalation |  | 0 | 0 | 0 | 0 | 0 | 0 | 0 | 0 | 0 | 0 | 0
| Labour Escalation | Internal Labour |  | 0 | 0 | 0 | 1.3184 | 23.9816 | 52.5259 | 41.7125 | 0 | 0 | 119.5385 | 119.5385
|  | External Labour |  | 0 | 0 | 0 | 6.7752 | 132.1479 | 296.5404 | 239.4053 | 0 | 0 | 674.8688 | 674.8688
|  | Total Labour Escalation |  | 0 | 0 | 0 | 8.0935 | 156.1296 | 349.0663 | 281.1178 | 0 | 0 | 794.4073 | 794.4073
|  | Total Escalation |  | 0 | 0 | 0 | 8.0935 | 156.1296 | 349.0663 | 281.1178 | 0 | 0 | 794.4073 | 794.4073
|  | Escalation factors |  | 0 | 0 | 0 | 0.012686 | 0.018836 | 0.024885 | 0.031494 | 0 | 0 | 0.024919 | 0.024919
| Direct Expenditure (Escalated) | Total labour - internal |  | 0 | 0 | 0 | 67.4273 | 883.1217 | 1506.8228 | 967.4397 | 0 | 0 | 3424.8115 | 3424.8115
| (as incurred) | Total labour - external |  | 0 | 0 | 0 | 337.3259 | 4428.282 | 7569.2273 | 4869.1352 | 0 | 0 | 17203.9704 | 17203.9704
|  | Total materials |  | 0 | 0 | 0 | 264.2484 | 3433.1589 | 5809.7382 | 3696.9931 | 0 | 0 | 13204.1386 | 13204.1386
|  | Total Direct - As Incurred $ Mar 2017 |  | 0 | 0 | 0 | 669.0016 | 8744.5625 | 14885.7883 | 9533.568 | 0 | 0 | 33832.9205 | 33832.9205 | ok
| Capitalised Overheads | Overhead rate (applied to direct expenditure) |  | 8.008% | 5.944% | 7.259% | 7.876% | 9.527% | 9.284% | 8.487% | 8.487% | 8.732%
|  | Total overhead (as incurred) |  | 0 | 0 | 0 | 52.6913 | 833.054 | 1382.017 | 809.0698 | 0 | 0 | 3076.8321 | 3076.8321
|  | Total incl Overhead - As Incurred $ Mar 2017 |  | 0 | 0 | 0 | 721.6929 | 9577.6165 | 16267.8053 | 10342.6378 | 0 | 0 | 36909.7526 | 36909.7526
|  | Total overheads (As incurred) - Cumulative |  | 0 | 0 | 0 | 52.6913 | 885.7452 | 2267.7623 | 3076.8321 | 3076.8321 | 3076.8321
|  | Labour & Material Escalation - Cumulative |  | 0 | 0 | 0 | 8.0935 | 164.2231 | 513.2895 | 794.4073 | 794.4073 | 794.4073
Expenditure By Asset Class - As Incurred
| Asset class breakdown | Secondary |  | 0 | 0 | 0 | 94.277 | 1251.1545 | 2125.1152 | 1351.0917 | 0 | 0 | 4821.6384 | 4821.6384
| (fully absorbed) | Switchgear |  | 0 | 0 | 0 | 295.5509 | 3922.2685 | 6662.0646 | 4235.5635 | 0 | 0 | 15115.4475 | 15115.4475
| (as incurred) | Transformers |  | 0 | 0 | 0 | 237.297 | 3149.1782 | 5348.9527 | 3400.7218 | 0 | 0 | 12136.1497 | 12136.1497
|  | Reactive |  | 0 | 0 | 0 | 0 | 0 | 0 | 0 | 0 | 0 | 0 | 0
|  | Lines and towers |  | 0 | 0 | 0 | 10.2242 | 135.6863 | 230.4664 | 146.5244 | 0 | 0 | 522.9013 | 522.9013
|  | Establishment |  | 0 | 0 | 0 | 81.9406 | 1087.4368 | 1847.0369 | 1174.2969 | 0 | 0 | 4190.7112 | 4190.7112
|  | Communications |  | 0 | 0 | 0 | 2.4031 | 31.8922 | 54.1696 | 34.4396 | 0 | 0 | 122.9044 | 122.9044
|  | Non System |  | 0 | 0 | 0 | 0 | 0 | 0 | 0 | 0 | 0 | 0 | 0
|  | Land |  | 0 | 0 | 0 | 0 | 0 | 0 | 0 | 0 | 0 | 0 | 0
|  | Easements |  | 0 | 0 | 0 | 0 | 0 | 0 | 0 | 0 | 0 | 0 | 0
|  | Total incl Overhead - As Incurred $ Mar 2017 |  | 0 | 0 | 0 | 721.6929 | 9577.6165 | 16267.8053 | 10342.6378 | 0 | 0 | 36909.7526 | 36909.7526
|  |  | Check | 0 | 0 | 0 | 0 | 0 | 0 | 0 | 0 | 0 | 0 | 0
| As Commissioned Capex | Direct Expenditure (As Commissioned) - $ 2015/16 |  | 0 | 0 | 0 | 0 | 0 | 0 | 31880 | 0 | 0 | 31880 | 31880
|  | Labour & Material Escalation - $ 2015/16 |  | 0 | 0 | 0 | 0 | 0 | 0 | 794.4073 | 0 | 0 | 794.4073 | 794.4073
|  | Total Direct Expenditure - $ 2015/16 |  | 0 | 0 | 0 | 0 | 0 | 0 | 32674.4073 | 0 | 0 | 32674.4073 | 32674.4073
|  | Total Direct Expenditure - $ Mar 2017 |  | 0 | 0 | 0 | 0 | 0 | 0 | 33832.9205 | 0 | 0 | 33832.9205 | 33832.9205
|  | Total overheads (As Commissioned) |  | 0 | 0 | 0 | 0 | 0 | 0 | 3076.8321 | 0 | 0 | 3076.8321 | 3076.8321
|  | Total incl Overhead - As commissioned $ Mar 2017 |  | 0 | 0 | 0 | 0 | 0 | 0 | 36909.7526 | 0 | 0 | 36909.7526 | 36909.7526
|  | Total overheads (As Comm) - Cumulative |  | 0 | 0 | 0 | 0 | 0 | 0 | 3076.8321 | 3076.8321 | 3076.8321
|  | Total real cost escalation (As Comm) - Cumulative |  | 0 | 0 | 0 | 0 | 0 | 0 | 794.4073 | 794.4073 | 794.4073
Expenditure By Asset Class - As Commissioned
| Asset class breakdown | Secondary |  | 0 | 0 | 0 | 0 | 0 | 0 | 4821.6384 | 0 | 0 | 4821.6384 | 4821.6384
| (fully absorbed) | Switchgear |  | 0 | 0 | 0 | 0 | 0 | 0 | 15115.4475 | 0 | 0 | 15115.4475 | 15115.4475
| (as commissioned) | Transformers |  | 0 | 0 | 0 | 0 | 0 | 0 | 12136.1497 | 0 | 0 | 12136.1497 | 12136.1497
|  | Reactive |  | 0 | 0 | 0 | 0 | 0 | 0 | 0 | 0 | 0 | 0 | 0
|  | Lines and towers |  | 0 | 0 | 0 | 0 | 0 | 0 | 522.9013 | 0 | 0 | 522.9013 | 522.9013
|  | Establishment |  | 0 | 0 | 0 | 0 | 0 | 0 | 4190.7112 | 0 | 0 | 4190.7112 | 4190.7112
|  | Communications |  | 0 | 0 | 0 | 0 | 0 | 0 | 122.9044 | 0 | 0 | 122.9044 | 122.9044
|  | Non System |  | 0 | 0 | 0 | 0 | 0 | 0 | 0 | 0 | 0 | 0 | 0
|  | Land |  | 0 | 0 | 0 | 0 | 0 | 0 | 0 | 0 | 0 | 0 | 0
|  | Easements |  | 0 | 0 | 0 | 0 | 0 | 0 | 0 | 0 | 0 | 0 | 0
|  | Total incl Overhead - As commissioned $ Mar 2017 |  | 0 | 0 | 0 | 0 | 0 | 0 | 36909.7526 | 0 | 0 | 36909.7526 | 36909.7526
|  |  | Check | 0 | 0 | 0 | 0 | 0 | 0 | 0 | 0 | 0 | 0 | 0
0
| Expenditure splits for RIN |  |  |  | 2015-16 | 2016-17 | 2017-18 | 2018-19 | 2019-20 | 2020-21 | 2021-22 | 2022-23
| Repex Category | Transmission Towers |  |  | 0.7084% | 0.7084% | 0.7084% | 0.7084% | 0.7084% | 0.7084% | 0.7084% | 0.7084%
Transmission Tower Support Structures | bar: 2015-16 to 2022-23
|  | Conductors |  |  | 0.7084% | 0.7084% | 0.7084% | 0.7084% | 0.7084% | 0.7084% | 0.7084% | 0.7084%
Transmission Cables | bar: 2015-16 to 2022-23
|  | Substation Switchbays |  |  | 40.95% | 40.95% | 40.95% | 40.95% | 40.95% | 40.95% | 40.95% | 40.95%
|  | Substation Power Transformers |  |  | 32.88% | 32.88% | 32.88% | 32.88% | 32.88% | 32.88% | 32.88% | 32.88%
Substation Reactive Plant | bar: 2015-16 to 2022-23
|  | Scada Network Control And Protection Systems |  |  | 13.4% | 13.4% | 13.4% | 13.4% | 13.4% | 13.4% | 13.4% | 13.4%
|  | Other |  |  | 11.35% | 11.35% | 11.35% | 11.35% | 11.35% | 11.35% | 11.35% | 11.35%
|  | Total |  |  | 100% | 100% | 100% | 100% | 100% | 100% | 100% | 100%
| Direct Expenditures | Materials - $ Mar 2017 |  |  | 2015-16 | 2016-17 | 2017-18 | 2018-19 | 2019-20 | 2020-21 | 2021-22 | 2022-23 | Total | 2017-22 Total
| (As Incurred) | Transmission Towers |  |  | 0 | 0 | 1.8718 | 24.3188 | 41.1533 | 26.1877 | 0 | 0 | 93.5317 | 93.5317
|  | Transmission Tower Support Structures |  |  | 0 | 0 | 0 | 0 | 0 | 0 | 0 | 0 | 0 | 0
|  | Conductors |  |  | 0 | 0 | 1.8718 | 24.3188 | 41.1533 | 26.1877 | 0 | 0 | 93.5317 | 93.5317
|  | Transmission Cables |  |  | 0 | 0 | 0 | 0 | 0 | 0 | 0 | 0 | 0 | 0
|  | Substation Switchbays |  |  | 0 | 0 | 108.2162 | 1405.9626 | 2379.23 | 1514.0092 | 0 | 0 | 5407.4181 | 5407.4181
|  | Substation Power Transformers |  |  | 0 | 0 | 86.8865 | 1128.8434 | 1910.277 | 1215.5937 | 0 | 0 | 4341.6006 | 4341.6006
|  | Substation Reactive Plant |  |  | 0 | 0 | 0 | 0 | 0 | 0 | 0 | 0 | 0 | 0
|  | Scada Network Control And Protection Systems |  |  | 0 | 0 | 35.3995 | 459.9164 | 778.2902 | 495.2605 | 0 | 0 | 1768.8666 | 1768.8666
|  | Other |  |  | 0 | 0 | 30.0026 | 389.7988 | 659.6342 | 419.7544 | 0 | 0 | 1499.19 | 1499.19
|  | Total Materials |  |  | 0 | 0 | 264.2484 | 3433.1589 | 5809.7382 | 3696.9931 | 0 | 0 | 13204.1386 | 13204.1386
|  | Labour (Internal) - $ Mar 2017 |  |  | 2015-16 | 2016-17 | 2017-18 | 2018-19 | 2019-20 | 2020-21 | 2021-22 | 2022-23 | Total | 2017-22 Total
|  | Transmission Towers |  |  | 0 | 0 | 0.47762 | 6.2556 | 10.6736 | 6.8529 | 0 | 0 | 24.2597 | 24.2597
|  | Transmission Tower Support Structures |  |  | 0 | 0 | 0 | 0 | 0 | 0 | 0 | 0 | 0 | 0
|  | Conductors |  |  | 0 | 0 | 0.47762 | 6.2556 | 10.6736 | 6.8529 | 0 | 0 | 24.2597 | 24.2597
|  | Transmission Cables |  |  | 0 | 0 | 0 | 0 | 0 | 0 | 0 | 0 | 0 | 0
|  | Substation Switchbays |  |  | 0 | 0 | 27.6131 | 361.6599 | 617.0809 | 396.1903 | 0 | 0 | 1402.5442 | 1402.5442
|  | Substation Power Transformers |  |  | 0 | 0 | 22.1705 | 290.3757 | 495.4525 | 318.1 | 0 | 0 | 1126.0987 | 1126.0987
|  | Substation Reactive Plant |  |  | 0 | 0 | 0 | 0 | 0 | 0 | 0 | 0 | 0 | 0
|  | Scada Network Control And Protection Systems |  |  | 0 | 0 | 9.0328 | 118.3057 | 201.8586 | 129.6012 | 0 | 0 | 458.7982 | 458.7982
|  | Other |  |  | 0 | 0 | 7.6556 | 100.2691 | 171.0838 | 109.8425 | 0 | 0 | 388.8511 | 388.8511
|  | Total Internal Labour |  |  | 0 | 0 | 67.4273 | 883.1217 | 1506.8228 | 967.4397 | 0 | 0 | 3424.8115 | 3424.8115
|  | Labour (External) - $ Mar 2017 |  |  | 2015-16 | 2016-17 | 2017-18 | 2018-19 | 2019-20 | 2020-21 | 2021-22 | 2022-23 | Total | 2017-22 Total
|  | Transmission Towers |  |  | 0 | 0 | 2.3895 | 31.3678 | 53.6167 | 34.4906 | 0 | 0 | 121.8645 | 121.8645
|  | Transmission Tower Support Structures |  |  | 0 | 0 | 0 | 0 | 0 | 0 | 0 | 0 | 0 | 0
|  | Conductors |  |  | 0 | 0 | 2.3895 | 31.3678 | 53.6167 | 34.4906 | 0 | 0 | 121.8645 | 121.8645
|  | Transmission Cables |  |  | 0 | 0 | 0 | 0 | 0 | 0 | 0 | 0 | 0 | 0
|  | Substation Switchbays |  |  | 0 | 0 | 138.1432 | 1813.4899 | 3099.7839 | 1994.0301 | 0 | 0 | 7045.4472 | 7045.4472
|  | Substation Power Transformers |  |  | 0 | 0 | 110.9148 | 1456.0459 | 2488.8077 | 1601.0011 | 0 | 0 | 5656.7694 | 5656.7694
|  | Substation Reactive Plant |  |  | 0 | 0 | 0 | 0 | 0 | 0 | 0 | 0 | 0 | 0
|  | Scada Network Control And Protection Systems |  |  | 0 | 0 | 45.1892 | 593.2261 | 1013.9967 | 652.2842 | 0 | 0 | 2304.6962 | 2304.6962
|  | Other |  |  | 0 | 0 | 38.2998 | 502.7845 | 859.4055 | 552.8387 | 0 | 0 | 1953.3285 | 1953.3285
|  | Total External Labour |  |  | 0 | 0 | 337.3259 | 4428.282 | 7569.2273 | 4869.1352 | 0 | 0 | 17203.9704 | 17203.9704
|  | Total Direct - $ Mar 2017 |  |  | 2015-16 | 2016-17 | 2017-18 | 2018-19 | 2019-20 | 2020-21 | 2021-22 | 2022-23 | Total | 2017-22 Total
|  | Transmission Towers |  |  | 0 | 0 | 4.7389 | 61.9422 | 105.4437 | 67.5311 | 0 | 0 | 239.6559 | 239.6559
|  | Transmission Tower Support Structures |  |  | 0 | 0 | 0 | 0 | 0 | 0 | 0 | 0 | 0 | 0
|  | Conductors |  |  | 0 | 0 | 4.7389 | 61.9422 | 105.4437 | 67.5311 | 0 | 0 | 239.6559 | 239.6559
|  | Transmission Cables |  |  | 0 | 0 | 0 | 0 | 0 | 0 | 0 | 0 | 0 | 0
|  | Substation Switchbays |  |  | 0 | 0 | 273.9725 | 3581.1125 | 6096.0948 | 3904.2296 | 0 | 0 | 13855.4094 | 13855.4094
|  | Substation Power Transformers |  |  | 0 | 0 | 219.9718 | 2875.265 | 4894.5371 | 3134.6948 | 0 | 0 | 11124.4687 | 11124.4687
|  | Substation Reactive Plant |  |  | 0 | 0 | 0 | 0 | 0 | 0 | 0 | 0 | 0 | 0
|  | Scada Network Control And Protection Systems |  |  | 0 | 0 | 89.6215 | 1171.4482 | 1994.1455 | 1277.1458 | 0 | 0 | 4532.361 | 4532.361
|  | Other |  |  | 0 | 0 | 75.958 | 992.8524 | 1690.1235 | 1082.4356 | 0 | 0 | 3841.3696 | 3841.3696
|  | Total Direct - $ Mar 2017 |  |  | 0 | 0 | 669.0016 | 8744.5625 | 14885.7883 | 9533.568 | 0 | 0 | 33832.9205 | 33832.9205

## Proj_13
Go To: | Table of Contents
Master Inputs
|  | XB12 |  | Business case? | Yes
| Project name | Glenrowan Terminal Station Redevelopment Project
| Project category 1 | Network |  |  | Shaded cells = Inputs
| Project category 2 | Replacement - Major Station
| Regulatory classification | Prescribed
| Overhead Category | Repex_OHD |  | $000's | $000's | $000's | $000's | $000's | $000's | $000's | $000's | $000's | Project | 2017-22
|  |  |  | Prior | 2015-16 | 2016-17 | 2017-18 | 2018-19 | 2019-20 | 2020-21 | 2021-22 | 2022-23 | Total | Total | Check
| Project timing | Direct Expenditure (As incurred) - $ 2015/16 |  | 20257.0393 | 1555.5003 | 0 | 0 | 0 | 0 | 0 | 0 | 0 | 21812.5396 | 0 | ok
| (excluding real cost escalators) | Assumed year commissioned (no BC)
|  | Direct Expenditure (As Commissioned) - $ 2015/16 |  | 20285.6618 | 1526.8778 | 0 | 0 | 0 | 0 | 0 | 0 | 0 | 21812.5396 | 0 | ok
| Asset class | Secondary |  | 7.343% | 7.343% | 7.343% | 7.343% | 7.343% | 7.343% | 7.343% | 7.343% | 7.343%
|  | Switchgear |  | 39.13% | 39.13% | 39.13% | 39.13% | 39.13% | 39.13% | 39.13% | 39.13% | 39.13%
|  | Transformers |  | 29.04% | 29.04% | 29.04% | 29.04% | 29.04% | 29.04% | 29.04% | 29.04% | 29.04%
|  | Reactive |  | 0% | bar: 2015-16 to 2022-23
|  | Lines and towers |  | 0% | bar: 2015-16 to 2022-23
|  | Establishment |  | 24.15% | 24.15% | 24.15% | 24.15% | 24.15% | 24.15% | 24.15% | 24.15% | 24.15%
|  | Communications |  | 0.333% | 0.333% | 0.333% | 0.333% | 0.333% | 0.333% | 0.333% | 0.333% | 0.333%
Non System
Land
Easements
|  |  | Total | 100% | 100% | 100% | 100% | 100% | 100% | 100% | 100% | 100%
| Input costs % | Labour - internal |  | 10% | 10% | 10% | 10% | 10% | 10% | 10% | 10% | 10%
|  | Labour - external |  | 50% | 50% | 50% | 50% | 50% | 50% | 50% | 50% | 50%
|  | Materials |  | 40% | 40% | 40% | 40% | 40% | 40% | 40% | 40% | 40%
|  |  | Total | 100% | 100% | 100% | 100% | 100% | 100% | 100% | 100% | 100%
Material Escalation
| (By Asset Class) | Secondary |  | 0 | 0 | 0 | 0 | 0 | 0 | 0 | 0 | 0 | 0 | 0
|  | Switchgear |  | 0 | 0 | 0 | 0 | 0 | 0 | 0 | 0 | 0 | 0 | 0
|  | Transformers |  | 0 | 0 | 0 | 0 | 0 | 0 | 0 | 0 | 0 | 0 | 0
|  | Reactive |  | 0 | 0 | 0 | 0 | 0 | 0 | 0 | 0 | 0 | 0 | 0
|  | Lines and towers |  | 0 | 0 | 0 | 0 | 0 | 0 | 0 | 0 | 0 | 0 | 0
|  | Establishment |  | 0 | 0 | 0 | 0 | 0 | 0 | 0 | 0 | 0 | 0 | 0
|  | Communications |  | 0 | 0 | 0 | 0 | 0 | 0 | 0 | 0 | 0 | 0 | 0
|  | Non System |  | 0 | 0 | 0 | 0 | 0 | 0 | 0 | 0 | 0 | 0 | 0
|  | Land |  | 0 | 0 | 0 | 0 | 0 | 0 | 0 | 0 | 0 | 0 | 0
|  | Easements |  | 0 | 0 | 0 | 0 | 0 | 0 | 0 | 0 | 0 | 0 | 0
|  | Total Material escalation |  | 0 | 0 | 0 | 0 | 0 | 0 | 0 | 0 | 0 | 0 | 0
| Labour Escalation | Internal Labour |  | 0 | 0.91386 | 0 | 0 | 0 | 0 | 0 | 0 | 0 | 0.91386 | 0
|  | External Labour |  | 0 | 3.1888 | 0 | 0 | 0 | 0 | 0 | 0 | 0 | 3.1888 | 0
|  | Total Labour Escalation |  | 0 | 4.1026 | 0 | 0 | 0 | 0 | 0 | 0 | 0 | 4.1026 | 0
|  | Total Escalation |  | 0 | 4.1026 | 0 | 0 | 0 | 0 | 0 | 0 | 0 | 4.1026 | 0
|  | Escalation factors |  | 0 | 0.0026375 | 0 | 0 | 0 | 0 | 0 | 0 | 0 | 0.00018809 | 0
| Direct Expenditure (Escalated) | Total labour - internal |  | 2097.5279 | 162.0115 | 0 | 0 | 0 | 0 | 0 | 0 | 0 | 2259.5394 | 0
| (as incurred) | Total labour - external |  | 10487.6394 | 808.6281 | 0 | 0 | 0 | 0 | 0 | 0 | 0 | 11296.2675 | 0
|  | Total materials |  | 8390.1115 | 644.261 | 0 | 0 | 0 | 0 | 0 | 0 | 0 | 9034.3725 | 0
|  | Total Direct - As Incurred $ Mar 2017 |  | 20975.2787 | 1614.9007 | 0 | 0 | 0 | 0 | 0 | 0 | 0 | 22590.1794 | 0 | ok
| Capitalised Overheads | Overhead rate (applied to direct expenditure) |  | 8.008% | 5.944% | 7.259% | 7.876% | 9.527% | 9.284% | 8.487% | 8.487% | 8.732%
|  | Total overhead (as incurred) |  | 1679.7364 | 95.9974 | 0 | 0 | 0 | 0 | 0 | 0 | 0 | 1775.7338 | 0
|  | Total incl Overhead - As Incurred $ Mar 2017 |  | 22655.0151 | 1710.8981 | 0 | 0 | 0 | 0 | 0 | 0 | 0 | 24365.9132 | 0
|  | Total overheads (As incurred) - Cumulative |  | 1679.7364 | 1775.7338 | 1775.7338 | 1775.7338 | 1775.7338 | 1775.7338 | 1775.7338 | 1775.7338 | 1775.7338
|  | Labour & Material Escalation - Cumulative |  | 0 | 4.1026 | 4.1026 | 4.1026 | 4.1026 | 4.1026 | 4.1026 | 4.1026 | 4.1026
Expenditure By Asset Class - As Incurred
| Asset class breakdown | Secondary |  | 1663.4748 | 125.625 | 0 | 0 | 0 | 0 | 0 | 0 | 0 | 1789.0998 | 0
| (fully absorbed) | Switchgear |  | 8865.1656 | 669.4939 | 0 | 0 | 0 | 0 | 0 | 0 | 0 | 9534.6595 | 0
| (as incurred) | Transformers |  | 6580.0449 | 496.9225 | 0 | 0 | 0 | 0 | 0 | 0 | 0 | 7076.9674 | 0
|  | Reactive |  | 0 | 0 | 0 | 0 | 0 | 0 | 0 | 0 | 0 | 0 | 0
|  | Lines and towers |  | 0 | 0 | 0 | 0 | 0 | 0 | 0 | 0 | 0 | 0 | 0
|  | Establishment |  | 5470.8916 | 413.1596 | 0 | 0 | 0 | 0 | 0 | 0 | 0 | 5884.0513 | 0
|  | Communications |  | 75.4381 | 5.6971 | 0 | 0 | 0 | 0 | 0 | 0 | 0 | 81.1352 | 0
|  | Non System |  | 0 | 0 | 0 | 0 | 0 | 0 | 0 | 0 | 0 | 0 | 0
|  | Land |  | 0 | 0 | 0 | 0 | 0 | 0 | 0 | 0 | 0 | 0 | 0
|  | Easements |  | 0 | 0 | 0 | 0 | 0 | 0 | 0 | 0 | 0 | 0 | 0
|  | Total incl Overhead - As Incurred $ Mar 2017 |  | 22655.0151 | 1710.8981 | 0 | 0 | 0 | 0 | 0 | 0 | 0 | 24365.9132 | 0
|  |  | Check | 0 | 0 | 0 | 0 | 0 | 0 | 0 | 0 | 0 | 0 | 0
| As Commissioned Capex | Direct Expenditure (As Commissioned) - $ 2015/16 |  | 20285.6618 | 1526.8778 | 0 | 0 | 0 | 0 | 0 | 0 | 0 | 21812.5396 | 0
|  | Labour & Material Escalation - $ 2015/16 |  | 0 | 4.1026 | 0 | 0 | 0 | 0 | 0 | 0 | 0 | 4.1026 | 0
|  | Total Direct Expenditure - $ 2015/16 |  | 20285.6618 | 1530.9804 | 0 | 0 | 0 | 0 | 0 | 0 | 0 | 21816.6422 | 0
|  | Total Direct Expenditure - $ Mar 2017 |  | 21004.9161 | 1585.2633 | 0 | 0 | 0 | 0 | 0 | 0 | 0 | 22590.1794 | 0
|  | Total overheads (As Commissioned) |  | 1682.1098 | 93.624 | 0 | 0 | 0 | 0 | 0 | 0 | 0 | 1775.7338 | 0
|  | Total incl Overhead - As commissioned $ Mar 2017 |  | 22687.0259 | 1678.8873 | 0 | 0 | 0 | 0 | 0 | 0 | 0 | 24365.9132 | 0
|  | Total overheads (As Comm) - Cumulative |  | 1682.1098 | 1775.7338 | 1775.7338 | 1775.7338 | 1775.7338 | 1775.7338 | 1775.7338 | 1775.7338 | 1775.7338
|  | Total real cost escalation (As Comm) - Cumulative |  | 0 | 4.1026 | 4.1026 | 4.1026 | 4.1026 | 4.1026 | 4.1026 | 4.1026 | 4.1026
Expenditure By Asset Class - As Commissioned
| Asset class breakdown | Secondary |  | 1665.8253 | 123.2745 | 0 | 0 | 0 | 0 | 0 | 0 | 0 | 1789.0998 | 0
| (fully absorbed) | Switchgear |  | 8877.6918 | 656.9677 | 0 | 0 | 0 | 0 | 0 | 0 | 0 | 9534.6595 | 0
| (as commissioned) | Transformers |  | 6589.3423 | 487.6251 | 0 | 0 | 0 | 0 | 0 | 0 | 0 | 7076.9674 | 0
|  | Reactive |  | 0 | 0 | 0 | 0 | 0 | 0 | 0 | 0 | 0 | 0 | 0
|  | Lines and towers |  | 0 | 0 | 0 | 0 | 0 | 0 | 0 | 0 | 0 | 0 | 0
|  | Establishment |  | 5478.6218 | 405.4295 | 0 | 0 | 0 | 0 | 0 | 0 | 0 | 5884.0513 | 0
|  | Communications |  | 75.5447 | 5.5905 | 0 | 0 | 0 | 0 | 0 | 0 | 0 | 81.1352 | 0
|  | Non System |  | 0 | 0 | 0 | 0 | 0 | 0 | 0 | 0 | 0 | 0 | 0
|  | Land |  | 0 | 0 | 0 | 0 | 0 | 0 | 0 | 0 | 0 | 0 | 0
|  | Easements |  | 0 | 0 | 0 | 0 | 0 | 0 | 0 | 0 | 0 | 0 | 0
|  | Total incl Overhead - As commissioned $ Mar 2017 |  | 22687.0259 | 1678.8873 | 0 | 0 | 0 | 0 | 0 | 0 | 0 | 24365.9132 | 0
|  |  | Check | 0 | 0 | 0 | 0 | 0 | 0 | 0 | 0 | 0 | 0 | 0
0
| Expenditure splits for RIN |  |  |  | 2015-16 | 2016-17 | 2017-18 | 2018-19 | 2019-20 | 2020-21 | 2021-22 | 2022-23
| Repex Category | Transmission Towers | bar: 2015-16 to 2022-23
Transmission Tower Support Structures | bar: 2015-16 to 2022-23
Conductors | bar: 2015-16 to 2022-23
Transmission Cables | bar: 2015-16 to 2022-23
|  | Substation Switchbays |  |  | 39.13% | 39.13% | 39.13% | 39.13% | 39.13% | 39.13% | 39.13% | 39.13%
|  | Substation Power Transformers |  |  | 29.04% | 29.04% | 29.04% | 29.04% | 29.04% | 29.04% | 29.04% | 29.04%
Substation Reactive Plant | bar: 2015-16 to 2022-23
|  | Scada Network Control And Protection Systems |  |  | 7.676% | 7.676% | 7.676% | 7.676% | 7.676% | 7.676% | 7.676% | 7.676%
|  | Other |  |  | 24.15% | 24.15% | 24.15% | 24.15% | 24.15% | 24.15% | 24.15% | 24.15%
|  | Total |  |  | 100% | 100% | 100% | 100% | 100% | 100% | 100% | 100%
| Direct Expenditures | Materials - $ Mar 2017 |  |  | 2015-16 | 2016-17 | 2017-18 | 2018-19 | 2019-20 | 2020-21 | 2021-22 | 2022-23 | Total | 2017-22 Total
| (As Incurred) | Transmission Towers |  |  | 0 | 0 | 0 | 0 | 0 | 0 | 0 | 0 | 0 | 0
|  | Transmission Tower Support Structures |  |  | 0 | 0 | 0 | 0 | 0 | 0 | 0 | 0 | 0 | 0
|  | Conductors |  |  | 0 | 0 | 0 | 0 | 0 | 0 | 0 | 0 | 0 | 0
|  | Transmission Cables |  |  | 0 | 0 | 0 | 0 | 0 | 0 | 0 | 0 | 0 | 0
|  | Substation Switchbays |  |  | 252.1067 | 0 | 0 | 0 | 0 | 0 | 0 | 0 | 252.1067 | 0
|  | Substation Power Transformers |  |  | 187.1227 | 0 | 0 | 0 | 0 | 0 | 0 | 0 | 187.1227 | 0
|  | Substation Reactive Plant |  |  | 0 | 0 | 0 | 0 | 0 | 0 | 0 | 0 | 0 | 0
|  | Scada Network Control And Protection Systems |  |  | 49.451 | 0 | 0 | 0 | 0 | 0 | 0 | 0 | 49.451 | 0
|  | Other |  |  | 155.5807 | 0 | 0 | 0 | 0 | 0 | 0 | 0 | 155.5807 | 0
|  | Total Materials |  |  | 644.261 | 0 | 0 | 0 | 0 | 0 | 0 | 0 | 644.261 | 0
|  | Labour (Internal) - $ Mar 2017 |  |  | 2015-16 | 2016-17 | 2017-18 | 2018-19 | 2019-20 | 2020-21 | 2021-22 | 2022-23 | Total | 2017-22 Total
|  | Transmission Towers |  |  | 0 | 0 | 0 | 0 | 0 | 0 | 0 | 0 | 0 | 0
|  | Transmission Tower Support Structures |  |  | 0 | 0 | 0 | 0 | 0 | 0 | 0 | 0 | 0 | 0
|  | Conductors |  |  | 0 | 0 | 0 | 0 | 0 | 0 | 0 | 0 | 0 | 0
|  | Transmission Cables |  |  | 0 | 0 | 0 | 0 | 0 | 0 | 0 | 0 | 0 | 0
|  | Substation Switchbays |  |  | 63.397 | 0 | 0 | 0 | 0 | 0 | 0 | 0 | 63.397 | 0
|  | Substation Power Transformers |  |  | 47.0555 | 0 | 0 | 0 | 0 | 0 | 0 | 0 | 47.0555 | 0
|  | Substation Reactive Plant |  |  | 0 | 0 | 0 | 0 | 0 | 0 | 0 | 0 | 0 | 0
|  | Scada Network Control And Protection Systems |  |  | 12.4354 | 0 | 0 | 0 | 0 | 0 | 0 | 0 | 12.4354 | 0
|  | Other |  |  | 39.1237 | 0 | 0 | 0 | 0 | 0 | 0 | 0 | 39.1237 | 0
|  | Total Internal Labour |  |  | 162.0115 | 0 | 0 | 0 | 0 | 0 | 0 | 0 | 162.0115 | 0
|  | Labour (External) - $ Mar 2017 |  |  | 2015-16 | 2016-17 | 2017-18 | 2018-19 | 2019-20 | 2020-21 | 2021-22 | 2022-23 | Total | 2017-22 Total
|  | Transmission Towers |  |  | 0 | 0 | 0 | 0 | 0 | 0 | 0 | 0 | 0 | 0
|  | Transmission Tower Support Structures |  |  | 0 | 0 | 0 | 0 | 0 | 0 | 0 | 0 | 0 | 0
|  | Conductors |  |  | 0 | 0 | 0 | 0 | 0 | 0 | 0 | 0 | 0 | 0
|  | Transmission Cables |  |  | 0 | 0 | 0 | 0 | 0 | 0 | 0 | 0 | 0 | 0
|  | Substation Switchbays |  |  | 316.4254 | 0 | 0 | 0 | 0 | 0 | 0 | 0 | 316.4254 | 0
|  | Substation Power Transformers |  |  | 234.8623 | 0 | 0 | 0 | 0 | 0 | 0 | 0 | 234.8623 | 0
|  | Substation Reactive Plant |  |  | 0 | 0 | 0 | 0 | 0 | 0 | 0 | 0 | 0 | 0
|  | Scada Network Control And Protection Systems |  |  | 62.0672 | 0 | 0 | 0 | 0 | 0 | 0 | 0 | 62.0672 | 0
|  | Other |  |  | 195.2732 | 0 | 0 | 0 | 0 | 0 | 0 | 0 | 195.2732 | 0
|  | Total External Labour |  |  | 808.6281 | 0 | 0 | 0 | 0 | 0 | 0 | 0 | 808.6281 | 0
|  | Total Direct - $ Mar 2017 |  |  | 2015-16 | 2016-17 | 2017-18 | 2018-19 | 2019-20 | 2020-21 | 2021-22 | 2022-23 | Total | 2017-22 Total
|  | Transmission Towers |  |  | 0 | 0 | 0 | 0 | 0 | 0 | 0 | 0 | 0 | 0
|  | Transmission Tower Support Structures |  |  | 0 | 0 | 0 | 0 | 0 | 0 | 0 | 0 | 0 | 0
|  | Conductors |  |  | 0 | 0 | 0 | 0 | 0 | 0 | 0 | 0 | 0 | 0
|  | Transmission Cables |  |  | 0 | 0 | 0 | 0 | 0 | 0 | 0 | 0 | 0 | 0
|  | Substation Switchbays |  |  | 631.929 | 0 | 0 | 0 | 0 | 0 | 0 | 0 | 631.929 | 0
|  | Substation Power Transformers |  |  | 469.0405 | 0 | 0 | 0 | 0 | 0 | 0 | 0 | 469.0405 | 0
|  | Substation Reactive Plant |  |  | 0 | 0 | 0 | 0 | 0 | 0 | 0 | 0 | 0 | 0
|  | Scada Network Control And Protection Systems |  |  | 123.9536 | 0 | 0 | 0 | 0 | 0 | 0 | 0 | 123.9536 | 0
|  | Other |  |  | 389.9775 | 0 | 0 | 0 | 0 | 0 | 0 | 0 | 389.9775 | 0
|  | Total Direct - $ Mar 2017 |  |  | 1614.9007 | 0 | 0 | 0 | 0 | 0 | 0 | 0 | 1614.9007 | 0

## Proj_14
Go To: | Table of Contents
Master Inputs
|  | XB54 |  | Business case? | Yes
| Project name | Ringwood Terminal Station (RWTS) 220kV Circuit Breaker Replacements
| Project category 1 | Network |  |  | Shaded cells = Inputs
| Project category 2 | Replacement - Major Station
| Regulatory classification | Prescribed
| Overhead Category | Repex_OHD |  | $000's | $000's | $000's | $000's | $000's | $000's | $000's | $000's | $000's | Project | 2017-22
|  |  |  | Prior | 2015-16 | 2016-17 | 2017-18 | 2018-19 | 2019-20 | 2020-21 | 2021-22 | 2022-23 | Total | Total | Check
| Project timing | Direct Expenditure (As incurred) - $ 2015/16 |  | 13212.3638 | 649.65 | 0 | 0 | 0 | 0 | 0 | 0 | 0 | 13862.0138 | 0 | ok
| (excluding real cost escalators) | Assumed year commissioned (no BC)
|  | Direct Expenditure (As Commissioned) - $ 2015/16 |  | 11782.7117 | 2079.3021 | 0 | 0 | 0 | 0 | 0 | 0 | 0 | 13862.0138 | 0 | ok
| Asset class | Secondary
|  | Switchgear |  | 100% | 100% | 100% | 100% | 100% | 100% | 100% | 100% | 100%
Transformers
Reactive
Lines and towers
Establishment
Communications
Non System
Land
Easements
|  |  | Total | 100% | 100% | 100% | 100% | 100% | 100% | 100% | 100% | 100%
| Input costs % | Labour - internal |  | 10% | 10% | 10% | 10% | 10% | 10% | 10% | 10% | 10%
|  | Labour - external |  | 50% | 50% | 50% | 50% | 50% | 50% | 50% | 50% | 50%
|  | Materials |  | 40% | 40% | 40% | 40% | 40% | 40% | 40% | 40% | 40%
|  |  | Total | 100% | 100% | 100% | 100% | 100% | 100% | 100% | 100% | 100%
Material Escalation
| (By Asset Class) | Secondary |  | 0 | 0 | 0 | 0 | 0 | 0 | 0 | 0 | 0 | 0 | 0
|  | Switchgear |  | 0 | 0 | 0 | 0 | 0 | 0 | 0 | 0 | 0 | 0 | 0
|  | Transformers |  | 0 | 0 | 0 | 0 | 0 | 0 | 0 | 0 | 0 | 0 | 0
|  | Reactive |  | 0 | 0 | 0 | 0 | 0 | 0 | 0 | 0 | 0 | 0 | 0
|  | Lines and towers |  | 0 | 0 | 0 | 0 | 0 | 0 | 0 | 0 | 0 | 0 | 0
|  | Establishment |  | 0 | 0 | 0 | 0 | 0 | 0 | 0 | 0 | 0 | 0 | 0
|  | Communications |  | 0 | 0 | 0 | 0 | 0 | 0 | 0 | 0 | 0 | 0 | 0
|  | Non System |  | 0 | 0 | 0 | 0 | 0 | 0 | 0 | 0 | 0 | 0 | 0
|  | Land |  | 0 | 0 | 0 | 0 | 0 | 0 | 0 | 0 | 0 | 0 | 0
|  | Easements |  | 0 | 0 | 0 | 0 | 0 | 0 | 0 | 0 | 0 | 0 | 0
|  | Total Material escalation |  | 0 | 0 | 0 | 0 | 0 | 0 | 0 | 0 | 0 | 0 | 0
| Labour Escalation | Internal Labour |  | 0 | 0.38167 | 0 | 0 | 0 | 0 | 0 | 0 | 0 | 0.38167 | 0
|  | External Labour |  | 0 | 1.3318 | 0 | 0 | 0 | 0 | 0 | 0 | 0 | 1.3318 | 0
|  | Total Labour Escalation |  | 0 | 1.7135 | 0 | 0 | 0 | 0 | 0 | 0 | 0 | 1.7135 | 0
|  | Total Escalation |  | 0 | 1.7135 | 0 | 0 | 0 | 0 | 0 | 0 | 0 | 1.7135 | 0
|  | Escalation factors |  | 0 | 0.0026375 | 0 | 0 | 0 | 0 | 0 | 0 | 0 | 0.00012361 | 0
| Direct Expenditure (Escalated) | Total labour - internal |  | 1368.0825 | 67.6636 | 0 | 0 | 0 | 0 | 0 | 0 | 0 | 1435.7461 | 0
| (as incurred) | Total labour - external |  | 6840.4126 | 337.7211 | 0 | 0 | 0 | 0 | 0 | 0 | 0 | 7178.1337 | 0
|  | Total materials |  | 5472.3301 | 269.0737 | 0 | 0 | 0 | 0 | 0 | 0 | 0 | 5741.4037 | 0
|  | Total Direct - As Incurred $ Mar 2017 |  | 13680.8252 | 674.4584 | 0 | 0 | 0 | 0 | 0 | 0 | 0 | 14355.2836 | 0 | ok
| Capitalised Overheads | Overhead rate (applied to direct expenditure) |  | 8.008% | 5.944% | 7.259% | 7.876% | 9.527% | 9.284% | 8.487% | 8.487% | 8.732%
|  | Total overhead (as incurred) |  | 1095.584 | 40.093 | 0 | 0 | 0 | 0 | 0 | 0 | 0 | 1135.677 | 0
|  | Total incl Overhead - As Incurred $ Mar 2017 |  | 14776.4092 | 714.5514 | 0 | 0 | 0 | 0 | 0 | 0 | 0 | 15490.9606 | 0
|  | Total overheads (As incurred) - Cumulative |  | 1095.584 | 1135.677 | 1135.677 | 1135.677 | 1135.677 | 1135.677 | 1135.677 | 1135.677 | 1135.677
|  | Labour & Material Escalation - Cumulative |  | 0 | 1.7135 | 1.7135 | 1.7135 | 1.7135 | 1.7135 | 1.7135 | 1.7135 | 1.7135
Expenditure By Asset Class - As Incurred
| Asset class breakdown | Secondary |  | 0 | 0 | 0 | 0 | 0 | 0 | 0 | 0 | 0 | 0 | 0
| (fully absorbed) | Switchgear |  | 14776.4092 | 714.5514 | 0 | 0 | 0 | 0 | 0 | 0 | 0 | 15490.9606 | 0
| (as incurred) | Transformers |  | 0 | 0 | 0 | 0 | 0 | 0 | 0 | 0 | 0 | 0 | 0
|  | Reactive |  | 0 | 0 | 0 | 0 | 0 | 0 | 0 | 0 | 0 | 0 | 0
|  | Lines and towers |  | 0 | 0 | 0 | 0 | 0 | 0 | 0 | 0 | 0 | 0 | 0
|  | Establishment |  | 0 | 0 | 0 | 0 | 0 | 0 | 0 | 0 | 0 | 0 | 0
|  | Communications |  | 0 | 0 | 0 | 0 | 0 | 0 | 0 | 0 | 0 | 0 | 0
|  | Non System |  | 0 | 0 | 0 | 0 | 0 | 0 | 0 | 0 | 0 | 0 | 0
|  | Land |  | 0 | 0 | 0 | 0 | 0 | 0 | 0 | 0 | 0 | 0 | 0
|  | Easements |  | 0 | 0 | 0 | 0 | 0 | 0 | 0 | 0 | 0 | 0 | 0
|  | Total incl Overhead - As Incurred $ Mar 2017 |  | 14776.4092 | 714.5514 | 0 | 0 | 0 | 0 | 0 | 0 | 0 | 15490.9606 | 0
|  |  | Check | 0 | 0 | 0 | 0 | 0 | 0 | 0 | 0 | 0 | 0 | 0
| As Commissioned Capex | Direct Expenditure (As Commissioned) - $ 2015/16 |  | 11782.7117 | 2079.3021 | 0 | 0 | 0 | 0 | 0 | 0 | 0 | 13862.0138 | 0
|  | Labour & Material Escalation - $ 2015/16 |  | 0 | 1.7135 | 0 | 0 | 0 | 0 | 0 | 0 | 0 | 1.7135 | 0
|  | Total Direct Expenditure - $ 2015/16 |  | 11782.7117 | 2081.0155 | 0 | 0 | 0 | 0 | 0 | 0 | 0 | 13863.7272 | 0
|  | Total Direct Expenditure - $ Mar 2017 |  | 12200.483 | 2154.8006 | 0 | 0 | 0 | 0 | 0 | 0 | 0 | 14355.2836 | 0
|  | Total overheads (As Commissioned) |  | 977.0356 | 158.6414 | 0 | 0 | 0 | 0 | 0 | 0 | 0 | 1135.677 | 0
|  | Total incl Overhead - As commissioned $ Mar 2017 |  | 13177.5186 | 2313.442 | 0 | 0 | 0 | 0 | 0 | 0 | 0 | 15490.9606 | 0
|  | Total overheads (As Comm) - Cumulative |  | 977.0356 | 1135.677 | 1135.677 | 1135.677 | 1135.677 | 1135.677 | 1135.677 | 1135.677 | 1135.677
|  | Total real cost escalation (As Comm) - Cumulative |  | 0 | 1.7135 | 1.7135 | 1.7135 | 1.7135 | 1.7135 | 1.7135 | 1.7135 | 1.7135
Expenditure By Asset Class - As Commissioned
| Asset class breakdown | Secondary |  | 0 | 0 | 0 | 0 | 0 | 0 | 0 | 0 | 0 | 0 | 0
| (fully absorbed) | Switchgear |  | 13177.5186 | 2313.442 | 0 | 0 | 0 | 0 | 0 | 0 | 0 | 15490.9606 | 0
| (as commissioned) | Transformers |  | 0 | 0 | 0 | 0 | 0 | 0 | 0 | 0 | 0 | 0 | 0
|  | Reactive |  | 0 | 0 | 0 | 0 | 0 | 0 | 0 | 0 | 0 | 0 | 0
|  | Lines and towers |  | 0 | 0 | 0 | 0 | 0 | 0 | 0 | 0 | 0 | 0 | 0
|  | Establishment |  | 0 | 0 | 0 | 0 | 0 | 0 | 0 | 0 | 0 | 0 | 0
|  | Communications |  | 0 | 0 | 0 | 0 | 0 | 0 | 0 | 0 | 0 | 0 | 0
|  | Non System |  | 0 | 0 | 0 | 0 | 0 | 0 | 0 | 0 | 0 | 0 | 0
|  | Land |  | 0 | 0 | 0 | 0 | 0 | 0 | 0 | 0 | 0 | 0 | 0
|  | Easements |  | 0 | 0 | 0 | 0 | 0 | 0 | 0 | 0 | 0 | 0 | 0
|  | Total incl Overhead - As commissioned $ Mar 2017 |  | 13177.5186 | 2313.442 | 0 | 0 | 0 | 0 | 0 | 0 | 0 | 15490.9606 | 0
|  |  | Check | 0 | 0 | 0 | 0 | 0 | 0 | 0 | 0 | 0 | 0 | 0
0
| Expenditure splits for RIN |  |  |  | 2015-16 | 2016-17 | 2017-18 | 2018-19 | 2019-20 | 2020-21 | 2021-22 | 2022-23
| Repex Category | Transmission Towers | bar: 2015-16 to 2022-23
Transmission Tower Support Structures | bar: 2015-16 to 2022-23
Conductors | bar: 2015-16 to 2022-23
Transmission Cables | bar: 2015-16 to 2022-23
|  | Substation Switchbays |  |  | 100% | 100% | 100% | 100% | 100% | 100% | 100% | 100%
Substation Power Transformers | bar: 2015-16 to 2022-23
Substation Reactive Plant | bar: 2015-16 to 2022-23
Scada Network Control And Protection Systems | bar: 2015-16 to 2022-23
Other | bar: 2015-16 to 2022-23
|  | Total |  |  | 100% | 100% | 100% | 100% | 100% | 100% | 100% | 100%
| Direct Expenditures | Materials - $ Mar 2017 |  |  | 2015-16 | 2016-17 | 2017-18 | 2018-19 | 2019-20 | 2020-21 | 2021-22 | 2022-23 | Total | 2017-22 Total
| (As Incurred) | Transmission Towers |  |  | 0 | 0 | 0 | 0 | 0 | 0 | 0 | 0 | 0 | 0
|  | Transmission Tower Support Structures |  |  | 0 | 0 | 0 | 0 | 0 | 0 | 0 | 0 | 0 | 0
|  | Conductors |  |  | 0 | 0 | 0 | 0 | 0 | 0 | 0 | 0 | 0 | 0
|  | Transmission Cables |  |  | 0 | 0 | 0 | 0 | 0 | 0 | 0 | 0 | 0 | 0
|  | Substation Switchbays |  |  | 269.0737 | 0 | 0 | 0 | 0 | 0 | 0 | 0 | 269.0737 | 0
|  | Substation Power Transformers |  |  | 0 | 0 | 0 | 0 | 0 | 0 | 0 | 0 | 0 | 0
|  | Substation Reactive Plant |  |  | 0 | 0 | 0 | 0 | 0 | 0 | 0 | 0 | 0 | 0
|  | Scada Network Control And Protection Systems |  |  | 0 | 0 | 0 | 0 | 0 | 0 | 0 | 0 | 0 | 0
|  | Other |  |  | 0 | 0 | 0 | 0 | 0 | 0 | 0 | 0 | 0 | 0
|  | Total Materials |  |  | 269.0737 | 0 | 0 | 0 | 0 | 0 | 0 | 0 | 269.0737 | 0
|  | Labour (Internal) - $ Mar 2017 |  |  | 2015-16 | 2016-17 | 2017-18 | 2018-19 | 2019-20 | 2020-21 | 2021-22 | 2022-23 | Total | 2017-22 Total
|  | Transmission Towers |  |  | 0 | 0 | 0 | 0 | 0 | 0 | 0 | 0 | 0 | 0
|  | Transmission Tower Support Structures |  |  | 0 | 0 | 0 | 0 | 0 | 0 | 0 | 0 | 0 | 0
|  | Conductors |  |  | 0 | 0 | 0 | 0 | 0 | 0 | 0 | 0 | 0 | 0
|  | Transmission Cables |  |  | 0 | 0 | 0 | 0 | 0 | 0 | 0 | 0 | 0 | 0
|  | Substation Switchbays |  |  | 67.6636 | 0 | 0 | 0 | 0 | 0 | 0 | 0 | 67.6636 | 0
|  | Substation Power Transformers |  |  | 0 | 0 | 0 | 0 | 0 | 0 | 0 | 0 | 0 | 0
|  | Substation Reactive Plant |  |  | 0 | 0 | 0 | 0 | 0 | 0 | 0 | 0 | 0 | 0
|  | Scada Network Control And Protection Systems |  |  | 0 | 0 | 0 | 0 | 0 | 0 | 0 | 0 | 0 | 0
|  | Other |  |  | 0 | 0 | 0 | 0 | 0 | 0 | 0 | 0 | 0 | 0
|  | Total Internal Labour |  |  | 67.6636 | 0 | 0 | 0 | 0 | 0 | 0 | 0 | 67.6636 | 0
|  | Labour (External) - $ Mar 2017 |  |  | 2015-16 | 2016-17 | 2017-18 | 2018-19 | 2019-20 | 2020-21 | 2021-22 | 2022-23 | Total | 2017-22 Total
|  | Transmission Towers |  |  | 0 | 0 | 0 | 0 | 0 | 0 | 0 | 0 | 0 | 0
|  | Transmission Tower Support Structures |  |  | 0 | 0 | 0 | 0 | 0 | 0 | 0 | 0 | 0 | 0
|  | Conductors |  |  | 0 | 0 | 0 | 0 | 0 | 0 | 0 | 0 | 0 | 0
|  | Transmission Cables |  |  | 0 | 0 | 0 | 0 | 0 | 0 | 0 | 0 | 0 | 0
|  | Substation Switchbays |  |  | 337.7211 | 0 | 0 | 0 | 0 | 0 | 0 | 0 | 337.7211 | 0
|  | Substation Power Transformers |  |  | 0 | 0 | 0 | 0 | 0 | 0 | 0 | 0 | 0 | 0
|  | Substation Reactive Plant |  |  | 0 | 0 | 0 | 0 | 0 | 0 | 0 | 0 | 0 | 0
|  | Scada Network Control And Protection Systems |  |  | 0 | 0 | 0 | 0 | 0 | 0 | 0 | 0 | 0 | 0
|  | Other |  |  | 0 | 0 | 0 | 0 | 0 | 0 | 0 | 0 | 0 | 0
|  | Total External Labour |  |  | 337.7211 | 0 | 0 | 0 | 0 | 0 | 0 | 0 | 337.7211 | 0
|  | Total Direct - $ Mar 2017 |  |  | 2015-16 | 2016-17 | 2017-18 | 2018-19 | 2019-20 | 2020-21 | 2021-22 | 2022-23 | Total | 2017-22 Total
|  | Transmission Towers |  |  | 0 | 0 | 0 | 0 | 0 | 0 | 0 | 0 | 0 | 0
|  | Transmission Tower Support Structures |  |  | 0 | 0 | 0 | 0 | 0 | 0 | 0 | 0 | 0 | 0
|  | Conductors |  |  | 0 | 0 | 0 | 0 | 0 | 0 | 0 | 0 | 0 | 0
|  | Transmission Cables |  |  | 0 | 0 | 0 | 0 | 0 | 0 | 0 | 0 | 0 | 0
|  | Substation Switchbays |  |  | 674.4584 | 0 | 0 | 0 | 0 | 0 | 0 | 0 | 674.4584 | 0
|  | Substation Power Transformers |  |  | 0 | 0 | 0 | 0 | 0 | 0 | 0 | 0 | 0 | 0
|  | Substation Reactive Plant |  |  | 0 | 0 | 0 | 0 | 0 | 0 | 0 | 0 | 0 | 0
|  | Scada Network Control And Protection Systems |  |  | 0 | 0 | 0 | 0 | 0 | 0 | 0 | 0 | 0 | 0
|  | Other |  |  | 0 | 0 | 0 | 0 | 0 | 0 | 0 | 0 | 0 | 0
|  | Total Direct - $ Mar 2017 |  |  | 674.4584 | 0 | 0 | 0 | 0 | 0 | 0 | 0 | 674.4584 | 0

## Proj_15
Go To: | Table of Contents
Master Inputs
|  | XB56 |  | Business case? | Yes
| Project name | HWPS CB Replacement Stage 3
| Project category 1 | Network |  |  | Shaded cells = Inputs
| Project category 2 | Replacement - Major Station
| Regulatory classification | Prescribed
| Overhead Category | Repex_OHD |  | $000's | $000's | $000's | $000's | $000's | $000's | $000's | $000's | $000's | Project | 2017-22
|  |  |  | Prior | 2015-16 | 2016-17 | 2017-18 | 2018-19 | 2019-20 | 2020-21 | 2021-22 | 2022-23 | Total | Total | Check
| Project timing | Direct Expenditure (As incurred) - $ 2015/16 |  | 5338.0358 | 2733.321 | 0 | 0 | 0 | 0 | 0 | 0 | 0 | 8071.3568 | 0 | ok
| (excluding real cost escalators) | Assumed year commissioned (no BC)
|  | Direct Expenditure (As Commissioned) - $ 2015/16 |  | 1653.6369 | 6417.7199 | 0 | 0 | 0 | 0 | 0 | 0 | 0 | 8071.3568 | 0 | ok
| Asset class | Secondary
|  | Switchgear |  | 100% | 100% | 100% | 100% | 100% | 100% | 100% | 100% | 100%
Transformers
Reactive
Lines and towers
Establishment
Communications
Non System
Land
Easements
|  |  | Total | 100% | 100% | 100% | 100% | 100% | 100% | 100% | 100% | 100%
| Input costs % | Labour - internal |  | 10% | 10% | 10% | 10% | 10% | 10% | 10% | 10% | 10%
|  | Labour - external |  | 50% | 50% | 50% | 50% | 50% | 50% | 50% | 50% | 50%
|  | Materials |  | 40% | 40% | 40% | 40% | 40% | 40% | 40% | 40% | 40%
|  |  | Total | 100% | 100% | 100% | 100% | 100% | 100% | 100% | 100% | 100%
Material Escalation
| (By Asset Class) | Secondary |  | 0 | 0 | 0 | 0 | 0 | 0 | 0 | 0 | 0 | 0 | 0
|  | Switchgear |  | 0 | 0 | 0 | 0 | 0 | 0 | 0 | 0 | 0 | 0 | 0
|  | Transformers |  | 0 | 0 | 0 | 0 | 0 | 0 | 0 | 0 | 0 | 0 | 0
|  | Reactive |  | 0 | 0 | 0 | 0 | 0 | 0 | 0 | 0 | 0 | 0 | 0
|  | Lines and towers |  | 0 | 0 | 0 | 0 | 0 | 0 | 0 | 0 | 0 | 0 | 0
|  | Establishment |  | 0 | 0 | 0 | 0 | 0 | 0 | 0 | 0 | 0 | 0 | 0
|  | Communications |  | 0 | 0 | 0 | 0 | 0 | 0 | 0 | 0 | 0 | 0 | 0
|  | Non System |  | 0 | 0 | 0 | 0 | 0 | 0 | 0 | 0 | 0 | 0 | 0
|  | Land |  | 0 | 0 | 0 | 0 | 0 | 0 | 0 | 0 | 0 | 0 | 0
|  | Easements |  | 0 | 0 | 0 | 0 | 0 | 0 | 0 | 0 | 0 | 0 | 0
|  | Total Material escalation |  | 0 | 0 | 0 | 0 | 0 | 0 | 0 | 0 | 0 | 0 | 0
| Labour Escalation | Internal Labour |  | 0 | 1.6058 | 0 | 0 | 0 | 0 | 0 | 0 | 0 | 1.6058 | 0
|  | External Labour |  | 0 | 5.6033 | 0 | 0 | 0 | 0 | 0 | 0 | 0 | 5.6033 | 0
|  | Total Labour Escalation |  | 0 | 7.2091 | 0 | 0 | 0 | 0 | 0 | 0 | 0 | 7.2091 | 0
|  | Total Escalation |  | 0 | 7.2091 | 0 | 0 | 0 | 0 | 0 | 0 | 0 | 7.2091 | 0
|  | Escalation factors |  | 0 | 0.0026375 | 0 | 0 | 0 | 0 | 0 | 0 | 0 | 0.00089318 | 0
| Direct Expenditure (Escalated) | Total labour - internal |  | 552.7303 | 284.6862 | 0 | 0 | 0 | 0 | 0 | 0 | 0 | 837.4165 | 0
| (as incurred) | Total labour - external |  | 2763.6514 | 1420.9192 | 0 | 0 | 0 | 0 | 0 | 0 | 0 | 4184.5706 | 0
|  | Total materials |  | 2210.9211 | 1132.0938 | 0 | 0 | 0 | 0 | 0 | 0 | 0 | 3343.0149 | 0
|  | Total Direct - As Incurred $ Mar 2017 |  | 5527.3027 | 2837.6992 | 0 | 0 | 0 | 0 | 0 | 0 | 0 | 8365.0019 | 0 | ok
| Capitalised Overheads | Overhead rate (applied to direct expenditure) |  | 8.008% | 5.944% | 7.259% | 7.876% | 9.527% | 9.284% | 8.487% | 8.487% | 8.732%
|  | Total overhead (as incurred) |  | 442.6359 | 168.6864 | 0 | 0 | 0 | 0 | 0 | 0 | 0 | 611.3223 | 0
|  | Total incl Overhead - As Incurred $ Mar 2017 |  | 5969.9386 | 3006.3856 | 0 | 0 | 0 | 0 | 0 | 0 | 0 | 8976.3242 | 0
|  | Total overheads (As incurred) - Cumulative |  | 442.6359 | 611.3223 | 611.3223 | 611.3223 | 611.3223 | 611.3223 | 611.3223 | 611.3223 | 611.3223
|  | Labour & Material Escalation - Cumulative |  | 0 | 7.2091 | 7.2091 | 7.2091 | 7.2091 | 7.2091 | 7.2091 | 7.2091 | 7.2091
Expenditure By Asset Class - As Incurred
| Asset class breakdown | Secondary |  | 0 | 0 | 0 | 0 | 0 | 0 | 0 | 0 | 0 | 0 | 0
| (fully absorbed) | Switchgear |  | 5969.9386 | 3006.3856 | 0 | 0 | 0 | 0 | 0 | 0 | 0 | 8976.3242 | 0
| (as incurred) | Transformers |  | 0 | 0 | 0 | 0 | 0 | 0 | 0 | 0 | 0 | 0 | 0
|  | Reactive |  | 0 | 0 | 0 | 0 | 0 | 0 | 0 | 0 | 0 | 0 | 0
|  | Lines and towers |  | 0 | 0 | 0 | 0 | 0 | 0 | 0 | 0 | 0 | 0 | 0
|  | Establishment |  | 0 | 0 | 0 | 0 | 0 | 0 | 0 | 0 | 0 | 0 | 0
|  | Communications |  | 0 | 0 | 0 | 0 | 0 | 0 | 0 | 0 | 0 | 0 | 0
|  | Non System |  | 0 | 0 | 0 | 0 | 0 | 0 | 0 | 0 | 0 | 0 | 0
|  | Land |  | 0 | 0 | 0 | 0 | 0 | 0 | 0 | 0 | 0 | 0 | 0
|  | Easements |  | 0 | 0 | 0 | 0 | 0 | 0 | 0 | 0 | 0 | 0 | 0
|  | Total incl Overhead - As Incurred $ Mar 2017 |  | 5969.9386 | 3006.3856 | 0 | 0 | 0 | 0 | 0 | 0 | 0 | 8976.3242 | 0
|  |  | Check | 0 | 0 | 0 | 0 | 0 | 0 | 0 | 0 | 0 | 0 | 0
| As Commissioned Capex | Direct Expenditure (As Commissioned) - $ 2015/16 |  | 1653.6369 | 6417.7199 | 0 | 0 | 0 | 0 | 0 | 0 | 0 | 8071.3568 | 0
|  | Labour & Material Escalation - $ 2015/16 |  | 0 | 7.2091 | 0 | 0 | 0 | 0 | 0 | 0 | 0 | 7.2091 | 0
|  | Total Direct Expenditure - $ 2015/16 |  | 1653.6369 | 6424.929 | 0 | 0 | 0 | 0 | 0 | 0 | 0 | 8078.5659 | 0
|  | Total Direct Expenditure - $ Mar 2017 |  | 1712.2687 | 6652.7332 | 0 | 0 | 0 | 0 | 0 | 0 | 0 | 8365.0019 | 0
|  | Total overheads (As Commissioned) |  | 137.1214 | 474.2009 | 0 | 0 | 0 | 0 | 0 | 0 | 0 | 611.3223 | 0
|  | Total incl Overhead - As commissioned $ Mar 2017 |  | 1849.3901 | 7126.9341 | 0 | 0 | 0 | 0 | 0 | 0 | 0 | 8976.3242 | 0
|  | Total overheads (As Comm) - Cumulative |  | 137.1214 | 611.3223 | 611.3223 | 611.3223 | 611.3223 | 611.3223 | 611.3223 | 611.3223 | 611.3223
|  | Total real cost escalation (As Comm) - Cumulative |  | 0 | 7.2091 | 7.2091 | 7.2091 | 7.2091 | 7.2091 | 7.2091 | 7.2091 | 7.2091
Expenditure By Asset Class - As Commissioned
| Asset class breakdown | Secondary |  | 0 | 0 | 0 | 0 | 0 | 0 | 0 | 0 | 0 | 0 | 0
| (fully absorbed) | Switchgear |  | 1849.3901 | 7126.9341 | 0 | 0 | 0 | 0 | 0 | 0 | 0 | 8976.3242 | 0
| (as commissioned) | Transformers |  | 0 | 0 | 0 | 0 | 0 | 0 | 0 | 0 | 0 | 0 | 0
|  | Reactive |  | 0 | 0 | 0 | 0 | 0 | 0 | 0 | 0 | 0 | 0 | 0
|  | Lines and towers |  | 0 | 0 | 0 | 0 | 0 | 0 | 0 | 0 | 0 | 0 | 0
|  | Establishment |  | 0 | 0 | 0 | 0 | 0 | 0 | 0 | 0 | 0 | 0 | 0
|  | Communications |  | 0 | 0 | 0 | 0 | 0 | 0 | 0 | 0 | 0 | 0 | 0
|  | Non System |  | 0 | 0 | 0 | 0 | 0 | 0 | 0 | 0 | 0 | 0 | 0
|  | Land |  | 0 | 0 | 0 | 0 | 0 | 0 | 0 | 0 | 0 | 0 | 0
|  | Easements |  | 0 | 0 | 0 | 0 | 0 | 0 | 0 | 0 | 0 | 0 | 0
|  | Total incl Overhead - As commissioned $ Mar 2017 |  | 1849.3901 | 7126.9341 | 0 | 0 | 0 | 0 | 0 | 0 | 0 | 8976.3242 | 0
|  |  | Check | 0 | 0 | 0 | 0 | 0 | 0 | 0 | 0 | 0 | 0 | 0
0
| Expenditure splits for RIN |  |  |  | 2015-16 | 2016-17 | 2017-18 | 2018-19 | 2019-20 | 2020-21 | 2021-22 | 2022-23
| Repex Category | Transmission Towers | bar: 2015-16 to 2022-23
Transmission Tower Support Structures | bar: 2015-16 to 2022-23
Conductors | bar: 2015-16 to 2022-23
Transmission Cables | bar: 2015-16 to 2022-23
|  | Substation Switchbays |  |  | 100% | 100% | 100% | 100% | 100% | 100% | 100% | 100%
Substation Power Transformers | bar: 2015-16 to 2022-23
Substation Reactive Plant | bar: 2015-16 to 2022-23
Scada Network Control And Protection Systems | bar: 2015-16 to 2022-23
Other | bar: 2015-16 to 2022-23
|  | Total |  |  | 100% | 100% | 100% | 100% | 100% | 100% | 100% | 100%
| Direct Expenditures | Materials - $ Mar 2017 |  |  | 2015-16 | 2016-17 | 2017-18 | 2018-19 | 2019-20 | 2020-21 | 2021-22 | 2022-23 | Total | 2017-22 Total
| (As Incurred) | Transmission Towers |  |  | 0 | 0 | 0 | 0 | 0 | 0 | 0 | 0 | 0 | 0
|  | Transmission Tower Support Structures |  |  | 0 | 0 | 0 | 0 | 0 | 0 | 0 | 0 | 0 | 0
|  | Conductors |  |  | 0 | 0 | 0 | 0 | 0 | 0 | 0 | 0 | 0 | 0
|  | Transmission Cables |  |  | 0 | 0 | 0 | 0 | 0 | 0 | 0 | 0 | 0 | 0
|  | Substation Switchbays |  |  | 1132.0938 | 0 | 0 | 0 | 0 | 0 | 0 | 0 | 1132.0938 | 0
|  | Substation Power Transformers |  |  | 0 | 0 | 0 | 0 | 0 | 0 | 0 | 0 | 0 | 0
|  | Substation Reactive Plant |  |  | 0 | 0 | 0 | 0 | 0 | 0 | 0 | 0 | 0 | 0
|  | Scada Network Control And Protection Systems |  |  | 0 | 0 | 0 | 0 | 0 | 0 | 0 | 0 | 0 | 0
|  | Other |  |  | 0 | 0 | 0 | 0 | 0 | 0 | 0 | 0 | 0 | 0
|  | Total Materials |  |  | 1132.0938 | 0 | 0 | 0 | 0 | 0 | 0 | 0 | 1132.0938 | 0
|  | Labour (Internal) - $ Mar 2017 |  |  | 2015-16 | 2016-17 | 2017-18 | 2018-19 | 2019-20 | 2020-21 | 2021-22 | 2022-23 | Total | 2017-22 Total
|  | Transmission Towers |  |  | 0 | 0 | 0 | 0 | 0 | 0 | 0 | 0 | 0 | 0
|  | Transmission Tower Support Structures |  |  | 0 | 0 | 0 | 0 | 0 | 0 | 0 | 0 | 0 | 0
|  | Conductors |  |  | 0 | 0 | 0 | 0 | 0 | 0 | 0 | 0 | 0 | 0
|  | Transmission Cables |  |  | 0 | 0 | 0 | 0 | 0 | 0 | 0 | 0 | 0 | 0
|  | Substation Switchbays |  |  | 284.6862 | 0 | 0 | 0 | 0 | 0 | 0 | 0 | 284.6862 | 0
|  | Substation Power Transformers |  |  | 0 | 0 | 0 | 0 | 0 | 0 | 0 | 0 | 0 | 0
|  | Substation Reactive Plant |  |  | 0 | 0 | 0 | 0 | 0 | 0 | 0 | 0 | 0 | 0
|  | Scada Network Control And Protection Systems |  |  | 0 | 0 | 0 | 0 | 0 | 0 | 0 | 0 | 0 | 0
|  | Other |  |  | 0 | 0 | 0 | 0 | 0 | 0 | 0 | 0 | 0 | 0
|  | Total Internal Labour |  |  | 284.6862 | 0 | 0 | 0 | 0 | 0 | 0 | 0 | 284.6862 | 0
|  | Labour (External) - $ Mar 2017 |  |  | 2015-16 | 2016-17 | 2017-18 | 2018-19 | 2019-20 | 2020-21 | 2021-22 | 2022-23 | Total | 2017-22 Total
|  | Transmission Towers |  |  | 0 | 0 | 0 | 0 | 0 | 0 | 0 | 0 | 0 | 0
|  | Transmission Tower Support Structures |  |  | 0 | 0 | 0 | 0 | 0 | 0 | 0 | 0 | 0 | 0
|  | Conductors |  |  | 0 | 0 | 0 | 0 | 0 | 0 | 0 | 0 | 0 | 0
|  | Transmission Cables |  |  | 0 | 0 | 0 | 0 | 0 | 0 | 0 | 0 | 0 | 0
|  | Substation Switchbays |  |  | 1420.9192 | 0 | 0 | 0 | 0 | 0 | 0 | 0 | 1420.9192 | 0
|  | Substation Power Transformers |  |  | 0 | 0 | 0 | 0 | 0 | 0 | 0 | 0 | 0 | 0
|  | Substation Reactive Plant |  |  | 0 | 0 | 0 | 0 | 0 | 0 | 0 | 0 | 0 | 0
|  | Scada Network Control And Protection Systems |  |  | 0 | 0 | 0 | 0 | 0 | 0 | 0 | 0 | 0 | 0
|  | Other |  |  | 0 | 0 | 0 | 0 | 0 | 0 | 0 | 0 | 0 | 0
|  | Total External Labour |  |  | 1420.9192 | 0 | 0 | 0 | 0 | 0 | 0 | 0 | 1420.9192 | 0
|  | Total Direct - $ Mar 2017 |  |  | 2015-16 | 2016-17 | 2017-18 | 2018-19 | 2019-20 | 2020-21 | 2021-22 | 2022-23 | Total | 2017-22 Total
|  | Transmission Towers |  |  | 0 | 0 | 0 | 0 | 0 | 0 | 0 | 0 | 0 | 0
|  | Transmission Tower Support Structures |  |  | 0 | 0 | 0 | 0 | 0 | 0 | 0 | 0 | 0 | 0
|  | Conductors |  |  | 0 | 0 | 0 | 0 | 0 | 0 | 0 | 0 | 0 | 0
|  | Transmission Cables |  |  | 0 | 0 | 0 | 0 | 0 | 0 | 0 | 0 | 0 | 0
|  | Substation Switchbays |  |  | 2837.6992 | 0 | 0 | 0 | 0 | 0 | 0 | 0 | 2837.6992 | 0
|  | Substation Power Transformers |  |  | 0 | 0 | 0 | 0 | 0 | 0 | 0 | 0 | 0 | 0
|  | Substation Reactive Plant |  |  | 0 | 0 | 0 | 0 | 0 | 0 | 0 | 0 | 0 | 0
|  | Scada Network Control And Protection Systems |  |  | 0 | 0 | 0 | 0 | 0 | 0 | 0 | 0 | 0 | 0
|  | Other |  |  | 0 | 0 | 0 | 0 | 0 | 0 | 0 | 0 | 0 | 0
|  | Total Direct - $ Mar 2017 |  |  | 2837.6992 | 0 | 0 | 0 | 0 | 0 | 0 | 0 | 2837.6992 | 0

## Proj_16
Go To: | Table of Contents
Master Inputs
|  | XB64 |  | Business case? | Yes
| Project name | MWTS B2 Transformer Replacement
| Project category 1 | Network |  |  | Shaded cells = Inputs
| Project category 2 | Replacement - Major Station
| Regulatory classification | Prescribed
| Overhead Category | Repex_OHD |  | $000's | $000's | $000's | $000's | $000's | $000's | $000's | $000's | $000's | Project | 2017-22
|  |  |  | Prior | 2015-16 | 2016-17 | 2017-18 | 2018-19 | 2019-20 | 2020-21 | 2021-22 | 2022-23 | Total | Total | Check
| Project timing | Direct Expenditure (As incurred) - $ 2015/16 |  | 2535.5117 | 3367.2 | 0 | 0 | 0 | 0 | 0 | 0 | 0 | 5902.7117 | 0 | ok
| (excluding real cost escalators) | Assumed year commissioned (no BC)
|  | Direct Expenditure (As Commissioned) - $ 2015/16 |  | 0 | 5902.7117 | 0 | 0 | 0 | 0 | 0 | 0 | 0 | 5902.7117 | 0 | ok
| Asset class | Secondary
Switchgear
|  | Transformers |  | 100% | 100% | 100% | 100% | 100% | 100% | 100% | 100% | 100%
Reactive
Lines and towers
Establishment
Communications
Non System
Land
Easements
|  |  | Total | 100% | 100% | 100% | 100% | 100% | 100% | 100% | 100% | 100%
| Input costs % | Labour - internal |  | 10% | 10% | 10% | 10% | 10% | 10% | 10% | 10% | 10%
|  | Labour - external |  | 50% | 50% | 50% | 50% | 50% | 50% | 50% | 50% | 50%
|  | Materials |  | 40% | 40% | 40% | 40% | 40% | 40% | 40% | 40% | 40%
|  |  | Total | 100% | 100% | 100% | 100% | 100% | 100% | 100% | 100% | 100%
Material Escalation
| (By Asset Class) | Secondary |  | 0 | 0 | 0 | 0 | 0 | 0 | 0 | 0 | 0 | 0 | 0
|  | Switchgear |  | 0 | 0 | 0 | 0 | 0 | 0 | 0 | 0 | 0 | 0 | 0
|  | Transformers |  | 0 | 0 | 0 | 0 | 0 | 0 | 0 | 0 | 0 | 0 | 0
|  | Reactive |  | 0 | 0 | 0 | 0 | 0 | 0 | 0 | 0 | 0 | 0 | 0
|  | Lines and towers |  | 0 | 0 | 0 | 0 | 0 | 0 | 0 | 0 | 0 | 0 | 0
|  | Establishment |  | 0 | 0 | 0 | 0 | 0 | 0 | 0 | 0 | 0 | 0 | 0
|  | Communications |  | 0 | 0 | 0 | 0 | 0 | 0 | 0 | 0 | 0 | 0 | 0
|  | Non System |  | 0 | 0 | 0 | 0 | 0 | 0 | 0 | 0 | 0 | 0 | 0
|  | Land |  | 0 | 0 | 0 | 0 | 0 | 0 | 0 | 0 | 0 | 0 | 0
|  | Easements |  | 0 | 0 | 0 | 0 | 0 | 0 | 0 | 0 | 0 | 0 | 0
|  | Total Material escalation |  | 0 | 0 | 0 | 0 | 0 | 0 | 0 | 0 | 0 | 0 | 0
| Labour Escalation | Internal Labour |  | 0 | 1.9782 | 0 | 0 | 0 | 0 | 0 | 0 | 0 | 1.9782 | 0
|  | External Labour |  | 0 | 6.9028 | 0 | 0 | 0 | 0 | 0 | 0 | 0 | 6.9028 | 0
|  | Total Labour Escalation |  | 0 | 8.881 | 0 | 0 | 0 | 0 | 0 | 0 | 0 | 8.881 | 0
|  | Total Escalation |  | 0 | 8.881 | 0 | 0 | 0 | 0 | 0 | 0 | 0 | 8.881 | 0
|  | Escalation factors |  | 0 | 0.0026375 | 0 | 0 | 0 | 0 | 0 | 0 | 0 | 0.0015046 | 0
| Direct Expenditure (Escalated) | Total labour - internal |  | 262.5412 | 350.7072 | 0 | 0 | 0 | 0 | 0 | 0 | 0 | 613.2484 | 0
| (as incurred) | Total labour - external |  | 1312.7058 | 1750.4417 | 0 | 0 | 0 | 0 | 0 | 0 | 0 | 3063.1475 | 0
|  | Total materials |  | 1050.1646 | 1394.6354 | 0 | 0 | 0 | 0 | 0 | 0 | 0 | 2444.8 | 0
|  | Total Direct - As Incurred $ Mar 2017 |  | 2625.4115 | 3495.7843 | 0 | 0 | 0 | 0 | 0 | 0 | 0 | 6121.1958 | 0 | ok
| Capitalised Overheads | Overhead rate (applied to direct expenditure) |  | 8.008% | 5.944% | 7.259% | 7.876% | 9.527% | 9.284% | 8.487% | 8.487% | 8.732%
|  | Total overhead (as incurred) |  | 210.2475 | 207.8061 | 0 | 0 | 0 | 0 | 0 | 0 | 0 | 418.0536 | 0
|  | Total incl Overhead - As Incurred $ Mar 2017 |  | 2835.659 | 3703.5904 | 0 | 0 | 0 | 0 | 0 | 0 | 0 | 6539.2495 | 0
|  | Total overheads (As incurred) - Cumulative |  | 210.2475 | 418.0536 | 418.0536 | 418.0536 | 418.0536 | 418.0536 | 418.0536 | 418.0536 | 418.0536
|  | Labour & Material Escalation - Cumulative |  | 0 | 8.881 | 8.881 | 8.881 | 8.881 | 8.881 | 8.881 | 8.881 | 8.881
Expenditure By Asset Class - As Incurred
| Asset class breakdown | Secondary |  | 0 | 0 | 0 | 0 | 0 | 0 | 0 | 0 | 0 | 0 | 0
| (fully absorbed) | Switchgear |  | 0 | 0 | 0 | 0 | 0 | 0 | 0 | 0 | 0 | 0 | 0
| (as incurred) | Transformers |  | 2835.659 | 3703.5904 | 0 | 0 | 0 | 0 | 0 | 0 | 0 | 6539.2495 | 0
|  | Reactive |  | 0 | 0 | 0 | 0 | 0 | 0 | 0 | 0 | 0 | 0 | 0
|  | Lines and towers |  | 0 | 0 | 0 | 0 | 0 | 0 | 0 | 0 | 0 | 0 | 0
|  | Establishment |  | 0 | 0 | 0 | 0 | 0 | 0 | 0 | 0 | 0 | 0 | 0
|  | Communications |  | 0 | 0 | 0 | 0 | 0 | 0 | 0 | 0 | 0 | 0 | 0
|  | Non System |  | 0 | 0 | 0 | 0 | 0 | 0 | 0 | 0 | 0 | 0 | 0
|  | Land |  | 0 | 0 | 0 | 0 | 0 | 0 | 0 | 0 | 0 | 0 | 0
|  | Easements |  | 0 | 0 | 0 | 0 | 0 | 0 | 0 | 0 | 0 | 0 | 0
|  | Total incl Overhead - As Incurred $ Mar 2017 |  | 2835.659 | 3703.5904 | 0 | 0 | 0 | 0 | 0 | 0 | 0 | 6539.2495 | 0
|  |  | Check | 0 | 0 | 0 | 0 | 0 | 0 | 0 | 0 | 0 | 0 | 0
| As Commissioned Capex | Direct Expenditure (As Commissioned) - $ 2015/16 |  | 0 | 5902.7117 | 0 | 0 | 0 | 0 | 0 | 0 | 0 | 5902.7117 | 0
|  | Labour & Material Escalation - $ 2015/16 |  | 0 | 8.881 | 0 | 0 | 0 | 0 | 0 | 0 | 0 | 8.881 | 0
|  | Total Direct Expenditure - $ 2015/16 |  | 0 | 5911.5927 | 0 | 0 | 0 | 0 | 0 | 0 | 0 | 5911.5927 | 0
|  | Total Direct Expenditure - $ Mar 2017 |  | 0 | 6121.1958 | 0 | 0 | 0 | 0 | 0 | 0 | 0 | 6121.1958 | 0
|  | Total overheads (As Commissioned) |  | 0 | 418.0536 | 0 | 0 | 0 | 0 | 0 | 0 | 0 | 418.0536 | 0
|  | Total incl Overhead - As commissioned $ Mar 2017 |  | 0 | 6539.2495 | 0 | 0 | 0 | 0 | 0 | 0 | 0 | 6539.2495 | 0
|  | Total overheads (As Comm) - Cumulative |  | 0 | 418.0536 | 418.0536 | 418.0536 | 418.0536 | 418.0536 | 418.0536 | 418.0536 | 418.0536
|  | Total real cost escalation (As Comm) - Cumulative |  | 0 | 8.881 | 8.881 | 8.881 | 8.881 | 8.881 | 8.881 | 8.881 | 8.881
Expenditure By Asset Class - As Commissioned
| Asset class breakdown | Secondary |  | 0 | 0 | 0 | 0 | 0 | 0 | 0 | 0 | 0 | 0 | 0
| (fully absorbed) | Switchgear |  | 0 | 0 | 0 | 0 | 0 | 0 | 0 | 0 | 0 | 0 | 0
| (as commissioned) | Transformers |  | 0 | 6539.2495 | 0 | 0 | 0 | 0 | 0 | 0 | 0 | 6539.2495 | 0
|  | Reactive |  | 0 | 0 | 0 | 0 | 0 | 0 | 0 | 0 | 0 | 0 | 0
|  | Lines and towers |  | 0 | 0 | 0 | 0 | 0 | 0 | 0 | 0 | 0 | 0 | 0
|  | Establishment |  | 0 | 0 | 0 | 0 | 0 | 0 | 0 | 0 | 0 | 0 | 0
|  | Communications |  | 0 | 0 | 0 | 0 | 0 | 0 | 0 | 0 | 0 | 0 | 0
|  | Non System |  | 0 | 0 | 0 | 0 | 0 | 0 | 0 | 0 | 0 | 0 | 0
|  | Land |  | 0 | 0 | 0 | 0 | 0 | 0 | 0 | 0 | 0 | 0 | 0
|  | Easements |  | 0 | 0 | 0 | 0 | 0 | 0 | 0 | 0 | 0 | 0 | 0
|  | Total incl Overhead - As commissioned $ Mar 2017 |  | 0 | 6539.2495 | 0 | 0 | 0 | 0 | 0 | 0 | 0 | 6539.2495 | 0
|  |  | Check | 0 | 0 | 0 | 0 | 0 | 0 | 0 | 0 | 0 | 0 | 0
0
| Expenditure splits for RIN |  |  |  | 2015-16 | 2016-17 | 2017-18 | 2018-19 | 2019-20 | 2020-21 | 2021-22 | 2022-23
| Repex Category | Transmission Towers | bar: 2015-16 to 2022-23
Transmission Tower Support Structures | bar: 2015-16 to 2022-23
Conductors | bar: 2015-16 to 2022-23
Transmission Cables | bar: 2015-16 to 2022-23
Substation Switchbays | bar: 2015-16 to 2022-23
|  | Substation Power Transformers |  |  | 100% | 100% | 100% | 100% | 100% | 100% | 100% | 100%
Substation Reactive Plant | bar: 2015-16 to 2022-23
Scada Network Control And Protection Systems | bar: 2015-16 to 2022-23
Other | bar: 2015-16 to 2022-23
|  | Total |  |  | 100% | 100% | 100% | 100% | 100% | 100% | 100% | 100%
| Direct Expenditures | Materials - $ Mar 2017 |  |  | 2015-16 | 2016-17 | 2017-18 | 2018-19 | 2019-20 | 2020-21 | 2021-22 | 2022-23 | Total | 2017-22 Total
| (As Incurred) | Transmission Towers |  |  | 0 | 0 | 0 | 0 | 0 | 0 | 0 | 0 | 0 | 0
|  | Transmission Tower Support Structures |  |  | 0 | 0 | 0 | 0 | 0 | 0 | 0 | 0 | 0 | 0
|  | Conductors |  |  | 0 | 0 | 0 | 0 | 0 | 0 | 0 | 0 | 0 | 0
|  | Transmission Cables |  |  | 0 | 0 | 0 | 0 | 0 | 0 | 0 | 0 | 0 | 0
|  | Substation Switchbays |  |  | 0 | 0 | 0 | 0 | 0 | 0 | 0 | 0 | 0 | 0
|  | Substation Power Transformers |  |  | 1394.6354 | 0 | 0 | 0 | 0 | 0 | 0 | 0 | 1394.6354 | 0
|  | Substation Reactive Plant |  |  | 0 | 0 | 0 | 0 | 0 | 0 | 0 | 0 | 0 | 0
|  | Scada Network Control And Protection Systems |  |  | 0 | 0 | 0 | 0 | 0 | 0 | 0 | 0 | 0 | 0
|  | Other |  |  | 0 | 0 | 0 | 0 | 0 | 0 | 0 | 0 | 0 | 0
|  | Total Materials |  |  | 1394.6354 | 0 | 0 | 0 | 0 | 0 | 0 | 0 | 1394.6354 | 0
|  | Labour (Internal) - $ Mar 2017 |  |  | 2015-16 | 2016-17 | 2017-18 | 2018-19 | 2019-20 | 2020-21 | 2021-22 | 2022-23 | Total | 2017-22 Total
|  | Transmission Towers |  |  | 0 | 0 | 0 | 0 | 0 | 0 | 0 | 0 | 0 | 0
|  | Transmission Tower Support Structures |  |  | 0 | 0 | 0 | 0 | 0 | 0 | 0 | 0 | 0 | 0
|  | Conductors |  |  | 0 | 0 | 0 | 0 | 0 | 0 | 0 | 0 | 0 | 0
|  | Transmission Cables |  |  | 0 | 0 | 0 | 0 | 0 | 0 | 0 | 0 | 0 | 0
|  | Substation Switchbays |  |  | 0 | 0 | 0 | 0 | 0 | 0 | 0 | 0 | 0 | 0
|  | Substation Power Transformers |  |  | 350.7072 | 0 | 0 | 0 | 0 | 0 | 0 | 0 | 350.7072 | 0
|  | Substation Reactive Plant |  |  | 0 | 0 | 0 | 0 | 0 | 0 | 0 | 0 | 0 | 0
|  | Scada Network Control And Protection Systems |  |  | 0 | 0 | 0 | 0 | 0 | 0 | 0 | 0 | 0 | 0
|  | Other |  |  | 0 | 0 | 0 | 0 | 0 | 0 | 0 | 0 | 0 | 0
|  | Total Internal Labour |  |  | 350.7072 | 0 | 0 | 0 | 0 | 0 | 0 | 0 | 350.7072 | 0
|  | Labour (External) - $ Mar 2017 |  |  | 2015-16 | 2016-17 | 2017-18 | 2018-19 | 2019-20 | 2020-21 | 2021-22 | 2022-23 | Total | 2017-22 Total
|  | Transmission Towers |  |  | 0 | 0 | 0 | 0 | 0 | 0 | 0 | 0 | 0 | 0
|  | Transmission Tower Support Structures |  |  | 0 | 0 | 0 | 0 | 0 | 0 | 0 | 0 | 0 | 0
|  | Conductors |  |  | 0 | 0 | 0 | 0 | 0 | 0 | 0 | 0 | 0 | 0
|  | Transmission Cables |  |  | 0 | 0 | 0 | 0 | 0 | 0 | 0 | 0 | 0 | 0
|  | Substation Switchbays |  |  | 0 | 0 | 0 | 0 | 0 | 0 | 0 | 0 | 0 | 0
|  | Substation Power Transformers |  |  | 1750.4417 | 0 | 0 | 0 | 0 | 0 | 0 | 0 | 1750.4417 | 0
|  | Substation Reactive Plant |  |  | 0 | 0 | 0 | 0 | 0 | 0 | 0 | 0 | 0 | 0
|  | Scada Network Control And Protection Systems |  |  | 0 | 0 | 0 | 0 | 0 | 0 | 0 | 0 | 0 | 0
|  | Other |  |  | 0 | 0 | 0 | 0 | 0 | 0 | 0 | 0 | 0 | 0
|  | Total External Labour |  |  | 1750.4417 | 0 | 0 | 0 | 0 | 0 | 0 | 0 | 1750.4417 | 0
|  | Total Direct - $ Mar 2017 |  |  | 2015-16 | 2016-17 | 2017-18 | 2018-19 | 2019-20 | 2020-21 | 2021-22 | 2022-23 | Total | 2017-22 Total
|  | Transmission Towers |  |  | 0 | 0 | 0 | 0 | 0 | 0 | 0 | 0 | 0 | 0
|  | Transmission Tower Support Structures |  |  | 0 | 0 | 0 | 0 | 0 | 0 | 0 | 0 | 0 | 0
|  | Conductors |  |  | 0 | 0 | 0 | 0 | 0 | 0 | 0 | 0 | 0 | 0
|  | Transmission Cables |  |  | 0 | 0 | 0 | 0 | 0 | 0 | 0 | 0 | 0 | 0
|  | Substation Switchbays |  |  | 0 | 0 | 0 | 0 | 0 | 0 | 0 | 0 | 0 | 0
|  | Substation Power Transformers |  |  | 3495.7843 | 0 | 0 | 0 | 0 | 0 | 0 | 0 | 3495.7843 | 0
|  | Substation Reactive Plant |  |  | 0 | 0 | 0 | 0 | 0 | 0 | 0 | 0 | 0 | 0
|  | Scada Network Control And Protection Systems |  |  | 0 | 0 | 0 | 0 | 0 | 0 | 0 | 0 | 0 | 0
|  | Other |  |  | 0 | 0 | 0 | 0 | 0 | 0 | 0 | 0 | 0 | 0
|  | Total Direct - $ Mar 2017 |  |  | 3495.7843 | 0 | 0 | 0 | 0 | 0 | 0 | 0 | 3495.7843 | 0

## Proj_17
Go To: | Table of Contents
Master Inputs
|  | XC16 |  | Business case? | Yes
| Project name | TTS Bus Tie CB Replacement
| Project category 1 | Network |  |  | Shaded cells = Inputs
| Project category 2 | Replacement - Major Station
| Regulatory classification | Prescribed
| Overhead Category | Repex_OHD |  | $000's | $000's | $000's | $000's | $000's | $000's | $000's | $000's | $000's | Project | 2017-22
|  |  |  | Prior | 2015-16 | 2016-17 | 2017-18 | 2018-19 | 2019-20 | 2020-21 | 2021-22 | 2022-23 | Total | Total | Check
| Project timing | Direct Expenditure (As incurred) - $ 2015/16 |  | 248.4712 | 1451.5221 | 0 | 0 | 0 | 0 | 0 | 0 | 0 | 1699.9933 | 0 | ok
| (excluding real cost escalators) | Assumed year commissioned (no BC)
|  | Direct Expenditure (As Commissioned) - $ 2015/16 |  | 0 | 1699.9933 | 0 | 0 | 0 | 0 | 0 | 0 | 0 | 1699.9933 | 0 | ok
| Asset class | Secondary
|  | Switchgear |  | 100% | 100% | 100% | 100% | 100% | 100% | 100% | 100% | 100%
Transformers
Reactive
Lines and towers
Establishment
Communications
Non System
Land
Easements
|  |  | Total | 100% | 100% | 100% | 100% | 100% | 100% | 100% | 100% | 100%
| Input costs % | Labour - internal |  | 10% | 10% | 10% | 10% | 10% | 10% | 10% | 10% | 10%
|  | Labour - external |  | 50% | 50% | 50% | 50% | 50% | 50% | 50% | 50% | 50%
|  | Materials |  | 40% | 40% | 40% | 40% | 40% | 40% | 40% | 40% | 40%
|  |  | Total | 100% | 100% | 100% | 100% | 100% | 100% | 100% | 100% | 100%
Material Escalation
| (By Asset Class) | Secondary |  | 0 | 0 | 0 | 0 | 0 | 0 | 0 | 0 | 0 | 0 | 0
|  | Switchgear |  | 0 | 0 | 0 | 0 | 0 | 0 | 0 | 0 | 0 | 0 | 0
|  | Transformers |  | 0 | 0 | 0 | 0 | 0 | 0 | 0 | 0 | 0 | 0 | 0
|  | Reactive |  | 0 | 0 | 0 | 0 | 0 | 0 | 0 | 0 | 0 | 0 | 0
|  | Lines and towers |  | 0 | 0 | 0 | 0 | 0 | 0 | 0 | 0 | 0 | 0 | 0
|  | Establishment |  | 0 | 0 | 0 | 0 | 0 | 0 | 0 | 0 | 0 | 0 | 0
|  | Communications |  | 0 | 0 | 0 | 0 | 0 | 0 | 0 | 0 | 0 | 0 | 0
|  | Non System |  | 0 | 0 | 0 | 0 | 0 | 0 | 0 | 0 | 0 | 0 | 0
|  | Land |  | 0 | 0 | 0 | 0 | 0 | 0 | 0 | 0 | 0 | 0 | 0
|  | Easements |  | 0 | 0 | 0 | 0 | 0 | 0 | 0 | 0 | 0 | 0 | 0
|  | Total Material escalation |  | 0 | 0 | 0 | 0 | 0 | 0 | 0 | 0 | 0 | 0 | 0
| Labour Escalation | Internal Labour |  | 0 | 0.85277 | 0 | 0 | 0 | 0 | 0 | 0 | 0 | 0.85277 | 0
|  | External Labour |  | 0 | 2.9756 | 0 | 0 | 0 | 0 | 0 | 0 | 0 | 2.9756 | 0
|  | Total Labour Escalation |  | 0 | 3.8284 | 0 | 0 | 0 | 0 | 0 | 0 | 0 | 3.8284 | 0
|  | Total Escalation |  | 0 | 3.8284 | 0 | 0 | 0 | 0 | 0 | 0 | 0 | 3.8284 | 0
|  | Escalation factors |  | 0 | 0.0026375 | 0 | 0 | 0 | 0 | 0 | 0 | 0 | 0.002252 | 0
| Direct Expenditure (Escalated) | Total labour - internal |  | 25.7281 | 151.1818 | 0 | 0 | 0 | 0 | 0 | 0 | 0 | 176.9099 | 0
| (as incurred) | Total labour - external |  | 128.6405 | 754.575 | 0 | 0 | 0 | 0 | 0 | 0 | 0 | 883.2155 | 0
|  | Total materials |  | 102.9124 | 601.1951 | 0 | 0 | 0 | 0 | 0 | 0 | 0 | 704.1075 | 0
|  | Total Direct - As Incurred $ Mar 2017 |  | 257.2811 | 1506.9519 | 0 | 0 | 0 | 0 | 0 | 0 | 0 | 1764.2329 | 0 | ok
| Capitalised Overheads | Overhead rate (applied to direct expenditure) |  | 8.008% | 5.944% | 7.259% | 7.876% | 9.527% | 9.284% | 8.487% | 8.487% | 8.732%
|  | Total overhead (as incurred) |  | 20.6035 | 89.5804 | 0 | 0 | 0 | 0 | 0 | 0 | 0 | 110.1839 | 0
|  | Total incl Overhead - As Incurred $ Mar 2017 |  | 277.8846 | 1596.5323 | 0 | 0 | 0 | 0 | 0 | 0 | 0 | 1874.4169 | 0
|  | Total overheads (As incurred) - Cumulative |  | 20.6035 | 110.1839 | 110.1839 | 110.1839 | 110.1839 | 110.1839 | 110.1839 | 110.1839 | 110.1839
|  | Labour & Material Escalation - Cumulative |  | 0 | 3.8284 | 3.8284 | 3.8284 | 3.8284 | 3.8284 | 3.8284 | 3.8284 | 3.8284
Expenditure By Asset Class - As Incurred
| Asset class breakdown | Secondary |  | 0 | 0 | 0 | 0 | 0 | 0 | 0 | 0 | 0 | 0 | 0
| (fully absorbed) | Switchgear |  | 277.8846 | 1596.5323 | 0 | 0 | 0 | 0 | 0 | 0 | 0 | 1874.4169 | 0
| (as incurred) | Transformers |  | 0 | 0 | 0 | 0 | 0 | 0 | 0 | 0 | 0 | 0 | 0
|  | Reactive |  | 0 | 0 | 0 | 0 | 0 | 0 | 0 | 0 | 0 | 0 | 0
|  | Lines and towers |  | 0 | 0 | 0 | 0 | 0 | 0 | 0 | 0 | 0 | 0 | 0
|  | Establishment |  | 0 | 0 | 0 | 0 | 0 | 0 | 0 | 0 | 0 | 0 | 0
|  | Communications |  | 0 | 0 | 0 | 0 | 0 | 0 | 0 | 0 | 0 | 0 | 0
|  | Non System |  | 0 | 0 | 0 | 0 | 0 | 0 | 0 | 0 | 0 | 0 | 0
|  | Land |  | 0 | 0 | 0 | 0 | 0 | 0 | 0 | 0 | 0 | 0 | 0
|  | Easements |  | 0 | 0 | 0 | 0 | 0 | 0 | 0 | 0 | 0 | 0 | 0
|  | Total incl Overhead - As Incurred $ Mar 2017 |  | 277.8846 | 1596.5323 | 0 | 0 | 0 | 0 | 0 | 0 | 0 | 1874.4169 | 0
|  |  | Check | 0 | 0 | 0 | 0 | 0 | 0 | 0 | 0 | 0 | 0 | 0
| As Commissioned Capex | Direct Expenditure (As Commissioned) - $ 2015/16 |  | 0 | 1699.9933 | 0 | 0 | 0 | 0 | 0 | 0 | 0 | 1699.9933 | 0
|  | Labour & Material Escalation - $ 2015/16 |  | 0 | 3.8284 | 0 | 0 | 0 | 0 | 0 | 0 | 0 | 3.8284 | 0
|  | Total Direct Expenditure - $ 2015/16 |  | 0 | 1703.8217 | 0 | 0 | 0 | 0 | 0 | 0 | 0 | 1703.8217 | 0
|  | Total Direct Expenditure - $ Mar 2017 |  | 0 | 1764.2329 | 0 | 0 | 0 | 0 | 0 | 0 | 0 | 1764.2329 | 0
|  | Total overheads (As Commissioned) |  | 0 | 110.1839 | 0 | 0 | 0 | 0 | 0 | 0 | 0 | 110.1839 | 0
|  | Total incl Overhead - As commissioned $ Mar 2017 |  | 0 | 1874.4169 | 0 | 0 | 0 | 0 | 0 | 0 | 0 | 1874.4169 | 0
|  | Total overheads (As Comm) - Cumulative |  | 0 | 110.1839 | 110.1839 | 110.1839 | 110.1839 | 110.1839 | 110.1839 | 110.1839 | 110.1839
|  | Total real cost escalation (As Comm) - Cumulative |  | 0 | 3.8284 | 3.8284 | 3.8284 | 3.8284 | 3.8284 | 3.8284 | 3.8284 | 3.8284
Expenditure By Asset Class - As Commissioned
| Asset class breakdown | Secondary |  | 0 | 0 | 0 | 0 | 0 | 0 | 0 | 0 | 0 | 0 | 0
| (fully absorbed) | Switchgear |  | 0 | 1874.4169 | 0 | 0 | 0 | 0 | 0 | 0 | 0 | 1874.4169 | 0
| (as commissioned) | Transformers |  | 0 | 0 | 0 | 0 | 0 | 0 | 0 | 0 | 0 | 0 | 0
|  | Reactive |  | 0 | 0 | 0 | 0 | 0 | 0 | 0 | 0 | 0 | 0 | 0
|  | Lines and towers |  | 0 | 0 | 0 | 0 | 0 | 0 | 0 | 0 | 0 | 0 | 0
|  | Establishment |  | 0 | 0 | 0 | 0 | 0 | 0 | 0 | 0 | 0 | 0 | 0
|  | Communications |  | 0 | 0 | 0 | 0 | 0 | 0 | 0 | 0 | 0 | 0 | 0
|  | Non System |  | 0 | 0 | 0 | 0 | 0 | 0 | 0 | 0 | 0 | 0 | 0
|  | Land |  | 0 | 0 | 0 | 0 | 0 | 0 | 0 | 0 | 0 | 0 | 0
|  | Easements |  | 0 | 0 | 0 | 0 | 0 | 0 | 0 | 0 | 0 | 0 | 0
|  | Total incl Overhead - As commissioned $ Mar 2017 |  | 0 | 1874.4169 | 0 | 0 | 0 | 0 | 0 | 0 | 0 | 1874.4169 | 0
|  |  | Check | 0 | 0 | 0 | 0 | 0 | 0 | 0 | 0 | 0 | 0 | 0
0
| Expenditure splits for RIN |  |  |  | 2015-16 | 2016-17 | 2017-18 | 2018-19 | 2019-20 | 2020-21 | 2021-22 | 2022-23
| Repex Category | Transmission Towers | bar: 2015-16 to 2022-23
Transmission Tower Support Structures | bar: 2015-16 to 2022-23
Conductors | bar: 2015-16 to 2022-23
Transmission Cables | bar: 2015-16 to 2022-23
|  | Substation Switchbays |  |  | 100% | 100% | 100% | 100% | 100% | 100% | 100% | 100%
Substation Power Transformers | bar: 2015-16 to 2022-23
Substation Reactive Plant | bar: 2015-16 to 2022-23
Scada Network Control And Protection Systems | bar: 2015-16 to 2022-23
Other | bar: 2015-16 to 2022-23
|  | Total |  |  | 100% | 100% | 100% | 100% | 100% | 100% | 100% | 100%
| Direct Expenditures | Materials - $ Mar 2017 |  |  | 2015-16 | 2016-17 | 2017-18 | 2018-19 | 2019-20 | 2020-21 | 2021-22 | 2022-23 | Total | 2017-22 Total
| (As Incurred) | Transmission Towers |  |  | 0 | 0 | 0 | 0 | 0 | 0 | 0 | 0 | 0 | 0
|  | Transmission Tower Support Structures |  |  | 0 | 0 | 0 | 0 | 0 | 0 | 0 | 0 | 0 | 0
|  | Conductors |  |  | 0 | 0 | 0 | 0 | 0 | 0 | 0 | 0 | 0 | 0
|  | Transmission Cables |  |  | 0 | 0 | 0 | 0 | 0 | 0 | 0 | 0 | 0 | 0
|  | Substation Switchbays |  |  | 601.1951 | 0 | 0 | 0 | 0 | 0 | 0 | 0 | 601.1951 | 0
|  | Substation Power Transformers |  |  | 0 | 0 | 0 | 0 | 0 | 0 | 0 | 0 | 0 | 0
|  | Substation Reactive Plant |  |  | 0 | 0 | 0 | 0 | 0 | 0 | 0 | 0 | 0 | 0
|  | Scada Network Control And Protection Systems |  |  | 0 | 0 | 0 | 0 | 0 | 0 | 0 | 0 | 0 | 0
|  | Other |  |  | 0 | 0 | 0 | 0 | 0 | 0 | 0 | 0 | 0 | 0
|  | Total Materials |  |  | 601.1951 | 0 | 0 | 0 | 0 | 0 | 0 | 0 | 601.1951 | 0
|  | Labour (Internal) - $ Mar 2017 |  |  | 2015-16 | 2016-17 | 2017-18 | 2018-19 | 2019-20 | 2020-21 | 2021-22 | 2022-23 | Total | 2017-22 Total
|  | Transmission Towers |  |  | 0 | 0 | 0 | 0 | 0 | 0 | 0 | 0 | 0 | 0
|  | Transmission Tower Support Structures |  |  | 0 | 0 | 0 | 0 | 0 | 0 | 0 | 0 | 0 | 0
|  | Conductors |  |  | 0 | 0 | 0 | 0 | 0 | 0 | 0 | 0 | 0 | 0
|  | Transmission Cables |  |  | 0 | 0 | 0 | 0 | 0 | 0 | 0 | 0 | 0 | 0
|  | Substation Switchbays |  |  | 151.1818 | 0 | 0 | 0 | 0 | 0 | 0 | 0 | 151.1818 | 0
|  | Substation Power Transformers |  |  | 0 | 0 | 0 | 0 | 0 | 0 | 0 | 0 | 0 | 0
|  | Substation Reactive Plant |  |  | 0 | 0 | 0 | 0 | 0 | 0 | 0 | 0 | 0 | 0
|  | Scada Network Control And Protection Systems |  |  | 0 | 0 | 0 | 0 | 0 | 0 | 0 | 0 | 0 | 0
|  | Other |  |  | 0 | 0 | 0 | 0 | 0 | 0 | 0 | 0 | 0 | 0
|  | Total Internal Labour |  |  | 151.1818 | 0 | 0 | 0 | 0 | 0 | 0 | 0 | 151.1818 | 0
|  | Labour (External) - $ Mar 2017 |  |  | 2015-16 | 2016-17 | 2017-18 | 2018-19 | 2019-20 | 2020-21 | 2021-22 | 2022-23 | Total | 2017-22 Total
|  | Transmission Towers |  |  | 0 | 0 | 0 | 0 | 0 | 0 | 0 | 0 | 0 | 0
|  | Transmission Tower Support Structures |  |  | 0 | 0 | 0 | 0 | 0 | 0 | 0 | 0 | 0 | 0
|  | Conductors |  |  | 0 | 0 | 0 | 0 | 0 | 0 | 0 | 0 | 0 | 0
|  | Transmission Cables |  |  | 0 | 0 | 0 | 0 | 0 | 0 | 0 | 0 | 0 | 0
|  | Substation Switchbays |  |  | 754.575 | 0 | 0 | 0 | 0 | 0 | 0 | 0 | 754.575 | 0
|  | Substation Power Transformers |  |  | 0 | 0 | 0 | 0 | 0 | 0 | 0 | 0 | 0 | 0
|  | Substation Reactive Plant |  |  | 0 | 0 | 0 | 0 | 0 | 0 | 0 | 0 | 0 | 0
|  | Scada Network Control And Protection Systems |  |  | 0 | 0 | 0 | 0 | 0 | 0 | 0 | 0 | 0 | 0
|  | Other |  |  | 0 | 0 | 0 | 0 | 0 | 0 | 0 | 0 | 0 | 0
|  | Total External Labour |  |  | 754.575 | 0 | 0 | 0 | 0 | 0 | 0 | 0 | 754.575 | 0
|  | Total Direct - $ Mar 2017 |  |  | 2015-16 | 2016-17 | 2017-18 | 2018-19 | 2019-20 | 2020-21 | 2021-22 | 2022-23 | Total | 2017-22 Total
|  | Transmission Towers |  |  | 0 | 0 | 0 | 0 | 0 | 0 | 0 | 0 | 0 | 0
|  | Transmission Tower Support Structures |  |  | 0 | 0 | 0 | 0 | 0 | 0 | 0 | 0 | 0 | 0
|  | Conductors |  |  | 0 | 0 | 0 | 0 | 0 | 0 | 0 | 0 | 0 | 0
|  | Transmission Cables |  |  | 0 | 0 | 0 | 0 | 0 | 0 | 0 | 0 | 0 | 0
|  | Substation Switchbays |  |  | 1506.9519 | 0 | 0 | 0 | 0 | 0 | 0 | 0 | 1506.9519 | 0
|  | Substation Power Transformers |  |  | 0 | 0 | 0 | 0 | 0 | 0 | 0 | 0 | 0 | 0
|  | Substation Reactive Plant |  |  | 0 | 0 | 0 | 0 | 0 | 0 | 0 | 0 | 0 | 0
|  | Scada Network Control And Protection Systems |  |  | 0 | 0 | 0 | 0 | 0 | 0 | 0 | 0 | 0 | 0
|  | Other |  |  | 0 | 0 | 0 | 0 | 0 | 0 | 0 | 0 | 0 | 0
|  | Total Direct - $ Mar 2017 |  |  | 1506.9519 | 0 | 0 | 0 | 0 | 0 | 0 | 0 | 1506.9519 | 0

## Proj_18
Go To: | Table of Contents
Master Inputs
|  | XC18 |  | Business case? | Yes
| Project name | YPS 220kV CB Replacement
| Project category 1 | Network |  |  | Shaded cells = Inputs
| Project category 2 | Replacement - Major Station
| Regulatory classification | Prescribed
| Overhead Category | Repex_OHD |  | $000's | $000's | $000's | $000's | $000's | $000's | $000's | $000's | $000's | Project | 2017-22
|  |  |  | Prior | 2015-16 | 2016-17 | 2017-18 | 2018-19 | 2019-20 | 2020-21 | 2021-22 | 2022-23 | Total | Total | Check
| Project timing | Direct Expenditure (As incurred) - $ 2015/16 |  | 3214.5777 | 2095.35 | 4301.1878 | 0 | 0 | 0 | 0 | 0 | 0 | 9611.1156 | 0 | ok
| (excluding real cost escalators) | Assumed year commissioned (no BC)
|  | Direct Expenditure (As Commissioned) - $ 2015/16 |  | 0 | 3095.5037 | 6515.6119 | 0 | 0 | 0 | 0 | 0 | 0 | 9611.1156 | 0 | ok
| Asset class | Secondary
|  | Switchgear |  | 100% | 100% | 100% | 100% | 100% | 100% | 100% | 100% | 100%
Transformers
Reactive
Lines and towers
Establishment
Communications
Non System
Land
Easements
|  |  | Total | 100% | 100% | 100% | 100% | 100% | 100% | 100% | 100% | 100%
| Input costs % | Labour - internal |  | 10% | 10% | 10% | 10% | 10% | 10% | 10% | 10% | 10%
|  | Labour - external |  | 50% | 50% | 50% | 50% | 50% | 50% | 50% | 50% | 50%
|  | Materials |  | 40% | 40% | 40% | 40% | 40% | 40% | 40% | 40% | 40%
|  |  | Total | 100% | 100% | 100% | 100% | 100% | 100% | 100% | 100% | 100%
Material Escalation
| (By Asset Class) | Secondary |  | 0 | 0 | 0 | 0 | 0 | 0 | 0 | 0 | 0 | 0 | 0
|  | Switchgear |  | 0 | 0 | 0 | 0 | 0 | 0 | 0 | 0 | 0 | 0 | 0
|  | Transformers |  | 0 | 0 | 0 | 0 | 0 | 0 | 0 | 0 | 0 | 0 | 0
|  | Reactive |  | 0 | 0 | 0 | 0 | 0 | 0 | 0 | 0 | 0 | 0 | 0
|  | Lines and towers |  | 0 | 0 | 0 | 0 | 0 | 0 | 0 | 0 | 0 | 0 | 0
|  | Establishment |  | 0 | 0 | 0 | 0 | 0 | 0 | 0 | 0 | 0 | 0 | 0
|  | Communications |  | 0 | 0 | 0 | 0 | 0 | 0 | 0 | 0 | 0 | 0 | 0
|  | Non System |  | 0 | 0 | 0 | 0 | 0 | 0 | 0 | 0 | 0 | 0 | 0
|  | Land |  | 0 | 0 | 0 | 0 | 0 | 0 | 0 | 0 | 0 | 0 | 0
|  | Easements |  | 0 | 0 | 0 | 0 | 0 | 0 | 0 | 0 | 0 | 0 | 0
|  | Total Material escalation |  | 0 | 0 | 0 | 0 | 0 | 0 | 0 | 0 | 0 | 0 | 0
| Labour Escalation | Internal Labour |  | 0 | 1.231 | 5.3824 | 0 | 0 | 0 | 0 | 0 | 0 | 6.6134 | 0
|  | External Labour |  | 0 | 4.2955 | 23.1235 | 0 | 0 | 0 | 0 | 0 | 0 | 27.419 | 0
|  | Total Labour Escalation |  | 0 | 5.5265 | 28.5059 | 0 | 0 | 0 | 0 | 0 | 0 | 34.0324 | 0
|  | Total Escalation |  | 0 | 5.5265 | 28.5059 | 0 | 0 | 0 | 0 | 0 | 0 | 34.0324 | 0
|  | Escalation factors |  | 0 | 0.0026375 | 0.0066275 | 0 | 0 | 0 | 0 | 0 | 0 | 0.0035409 | 0
| Direct Expenditure (Escalated) | Total labour - internal |  | 332.8555 | 218.239 | 450.9425 | 0 | 0 | 0 | 0 | 0 | 0 | 1002.0369 | 0
| (as incurred) | Total labour - external |  | 1664.2774 | 1089.2694 | 2250.7894 | 0 | 0 | 0 | 0 | 0 | 0 | 5004.3362 | 0
|  | Total materials |  | 1331.4219 | 867.8573 | 1781.4768 | 0 | 0 | 0 | 0 | 0 | 0 | 3980.756 | 0
|  | Total Direct - As Incurred $ Mar 2017 |  | 3328.5547 | 2175.3658 | 4483.2087 | 0 | 0 | 0 | 0 | 0 | 0 | 9987.1292 | 0 | ok
| Capitalised Overheads | Overhead rate (applied to direct expenditure) |  | 8.008% | 5.944% | 7.259% | 7.876% | 9.527% | 9.284% | 8.487% | 8.487% | 8.732%
|  | Total overhead (as incurred) |  | 266.5564 | 129.3142 | 325.4526 | 0 | 0 | 0 | 0 | 0 | 0 | 721.3232 | 0
|  | Total incl Overhead - As Incurred $ Mar 2017 |  | 3595.1111 | 2304.6799 | 4808.6613 | 0 | 0 | 0 | 0 | 0 | 0 | 10708.4523 | 0
|  | Total overheads (As incurred) - Cumulative |  | 266.5564 | 395.8705 | 721.3232 | 721.3232 | 721.3232 | 721.3232 | 721.3232 | 721.3232 | 721.3232
|  | Labour & Material Escalation - Cumulative |  | 0 | 5.5265 | 34.0324 | 34.0324 | 34.0324 | 34.0324 | 34.0324 | 34.0324 | 34.0324
Expenditure By Asset Class - As Incurred
| Asset class breakdown | Secondary |  | 0 | 0 | 0 | 0 | 0 | 0 | 0 | 0 | 0 | 0 | 0
| (fully absorbed) | Switchgear |  | 3595.1111 | 2304.6799 | 4808.6613 | 0 | 0 | 0 | 0 | 0 | 0 | 10708.4523 | 0
| (as incurred) | Transformers |  | 0 | 0 | 0 | 0 | 0 | 0 | 0 | 0 | 0 | 0 | 0
|  | Reactive |  | 0 | 0 | 0 | 0 | 0 | 0 | 0 | 0 | 0 | 0 | 0
|  | Lines and towers |  | 0 | 0 | 0 | 0 | 0 | 0 | 0 | 0 | 0 | 0 | 0
|  | Establishment |  | 0 | 0 | 0 | 0 | 0 | 0 | 0 | 0 | 0 | 0 | 0
|  | Communications |  | 0 | 0 | 0 | 0 | 0 | 0 | 0 | 0 | 0 | 0 | 0
|  | Non System |  | 0 | 0 | 0 | 0 | 0 | 0 | 0 | 0 | 0 | 0 | 0
|  | Land |  | 0 | 0 | 0 | 0 | 0 | 0 | 0 | 0 | 0 | 0 | 0
|  | Easements |  | 0 | 0 | 0 | 0 | 0 | 0 | 0 | 0 | 0 | 0 | 0
|  | Total incl Overhead - As Incurred $ Mar 2017 |  | 3595.1111 | 2304.6799 | 4808.6613 | 0 | 0 | 0 | 0 | 0 | 0 | 10708.4523 | 0
|  |  | Check | 0 | 0 | 0 | 0 | 0 | 0 | 0 | 0 | 0 | 0 | 0
| As Commissioned Capex | Direct Expenditure (As Commissioned) - $ 2015/16 |  | 0 | 3095.5037 | 6515.6119 | 0 | 0 | 0 | 0 | 0 | 0 | 9611.1156 | 0
|  | Labour & Material Escalation - $ 2015/16 |  | 0 | 5.5265 | 28.5059 | 0 | 0 | 0 | 0 | 0 | 0 | 34.0324 | 0
|  | Total Direct Expenditure - $ 2015/16 |  | 0 | 3101.0302 | 6544.1178 | 0 | 0 | 0 | 0 | 0 | 0 | 9645.148 | 0
|  | Total Direct Expenditure - $ Mar 2017 |  | 0 | 3210.9812 | 6776.148 | 0 | 0 | 0 | 0 | 0 | 0 | 9987.1292 | 0
|  | Total overheads (As Commissioned) |  | 0 | 230.9504 | 490.3727 | 0 | 0 | 0 | 0 | 0 | 0 | 721.3232 | 0
|  | Total incl Overhead - As commissioned $ Mar 2017 |  | 0 | 3441.9316 | 7266.5207 | 0 | 0 | 0 | 0 | 0 | 0 | 10708.4523 | 0
|  | Total overheads (As Comm) - Cumulative |  | 0 | 230.9504 | 721.3232 | 721.3232 | 721.3232 | 721.3232 | 721.3232 | 721.3232 | 721.3232
|  | Total real cost escalation (As Comm) - Cumulative |  | 0 | 5.5265 | 34.0324 | 34.0324 | 34.0324 | 34.0324 | 34.0324 | 34.0324 | 34.0324
Expenditure By Asset Class - As Commissioned
| Asset class breakdown | Secondary |  | 0 | 0 | 0 | 0 | 0 | 0 | 0 | 0 | 0 | 0 | 0
| (fully absorbed) | Switchgear |  | 0 | 3441.9316 | 7266.5207 | 0 | 0 | 0 | 0 | 0 | 0 | 10708.4523 | 0
| (as commissioned) | Transformers |  | 0 | 0 | 0 | 0 | 0 | 0 | 0 | 0 | 0 | 0 | 0
|  | Reactive |  | 0 | 0 | 0 | 0 | 0 | 0 | 0 | 0 | 0 | 0 | 0
|  | Lines and towers |  | 0 | 0 | 0 | 0 | 0 | 0 | 0 | 0 | 0 | 0 | 0
|  | Establishment |  | 0 | 0 | 0 | 0 | 0 | 0 | 0 | 0 | 0 | 0 | 0
|  | Communications |  | 0 | 0 | 0 | 0 | 0 | 0 | 0 | 0 | 0 | 0 | 0
|  | Non System |  | 0 | 0 | 0 | 0 | 0 | 0 | 0 | 0 | 0 | 0 | 0
|  | Land |  | 0 | 0 | 0 | 0 | 0 | 0 | 0 | 0 | 0 | 0 | 0
|  | Easements |  | 0 | 0 | 0 | 0 | 0 | 0 | 0 | 0 | 0 | 0 | 0
|  | Total incl Overhead - As commissioned $ Mar 2017 |  | 0 | 3441.9316 | 7266.5207 | 0 | 0 | 0 | 0 | 0 | 0 | 10708.4523 | 0
|  |  | Check | 0 | 0 | 0 | 0 | 0 | 0 | 0 | 0 | 0 | 0 | 0
0
| Expenditure splits for RIN |  |  |  | 2015-16 | 2016-17 | 2017-18 | 2018-19 | 2019-20 | 2020-21 | 2021-22 | 2022-23
| Repex Category | Transmission Towers | bar: 2015-16 to 2022-23
Transmission Tower Support Structures | bar: 2015-16 to 2022-23
Conductors | bar: 2015-16 to 2022-23
Transmission Cables | bar: 2015-16 to 2022-23
|  | Substation Switchbays |  |  | 100% | 100% | 100% | 100% | 100% | 100% | 100% | 100%
Substation Power Transformers | bar: 2015-16 to 2022-23
Substation Reactive Plant | bar: 2015-16 to 2022-23
Scada Network Control And Protection Systems | bar: 2015-16 to 2022-23
Other | bar: 2015-16 to 2022-23
|  | Total |  |  | 100% | 100% | 100% | 100% | 100% | 100% | 100% | 100%
| Direct Expenditures | Materials - $ Mar 2017 |  |  | 2015-16 | 2016-17 | 2017-18 | 2018-19 | 2019-20 | 2020-21 | 2021-22 | 2022-23 | Total | 2017-22 Total
| (As Incurred) | Transmission Towers |  |  | 0 | 0 | 0 | 0 | 0 | 0 | 0 | 0 | 0 | 0
|  | Transmission Tower Support Structures |  |  | 0 | 0 | 0 | 0 | 0 | 0 | 0 | 0 | 0 | 0
|  | Conductors |  |  | 0 | 0 | 0 | 0 | 0 | 0 | 0 | 0 | 0 | 0
|  | Transmission Cables |  |  | 0 | 0 | 0 | 0 | 0 | 0 | 0 | 0 | 0 | 0
|  | Substation Switchbays |  |  | 867.8573 | 1781.4768 | 0 | 0 | 0 | 0 | 0 | 0 | 2649.3341 | 0
|  | Substation Power Transformers |  |  | 0 | 0 | 0 | 0 | 0 | 0 | 0 | 0 | 0 | 0
|  | Substation Reactive Plant |  |  | 0 | 0 | 0 | 0 | 0 | 0 | 0 | 0 | 0 | 0
|  | Scada Network Control And Protection Systems |  |  | 0 | 0 | 0 | 0 | 0 | 0 | 0 | 0 | 0 | 0
|  | Other |  |  | 0 | 0 | 0 | 0 | 0 | 0 | 0 | 0 | 0 | 0
|  | Total Materials |  |  | 867.8573 | 1781.4768 | 0 | 0 | 0 | 0 | 0 | 0 | 2649.3341 | 0
|  | Labour (Internal) - $ Mar 2017 |  |  | 2015-16 | 2016-17 | 2017-18 | 2018-19 | 2019-20 | 2020-21 | 2021-22 | 2022-23 | Total | 2017-22 Total
|  | Transmission Towers |  |  | 0 | 0 | 0 | 0 | 0 | 0 | 0 | 0 | 0 | 0
|  | Transmission Tower Support Structures |  |  | 0 | 0 | 0 | 0 | 0 | 0 | 0 | 0 | 0 | 0
|  | Conductors |  |  | 0 | 0 | 0 | 0 | 0 | 0 | 0 | 0 | 0 | 0
|  | Transmission Cables |  |  | 0 | 0 | 0 | 0 | 0 | 0 | 0 | 0 | 0 | 0
|  | Substation Switchbays |  |  | 218.239 | 450.9425 | 0 | 0 | 0 | 0 | 0 | 0 | 669.1815 | 0
|  | Substation Power Transformers |  |  | 0 | 0 | 0 | 0 | 0 | 0 | 0 | 0 | 0 | 0
|  | Substation Reactive Plant |  |  | 0 | 0 | 0 | 0 | 0 | 0 | 0 | 0 | 0 | 0
|  | Scada Network Control And Protection Systems |  |  | 0 | 0 | 0 | 0 | 0 | 0 | 0 | 0 | 0 | 0
|  | Other |  |  | 0 | 0 | 0 | 0 | 0 | 0 | 0 | 0 | 0 | 0
|  | Total Internal Labour |  |  | 218.239 | 450.9425 | 0 | 0 | 0 | 0 | 0 | 0 | 669.1815 | 0
|  | Labour (External) - $ Mar 2017 |  |  | 2015-16 | 2016-17 | 2017-18 | 2018-19 | 2019-20 | 2020-21 | 2021-22 | 2022-23 | Total | 2017-22 Total
|  | Transmission Towers |  |  | 0 | 0 | 0 | 0 | 0 | 0 | 0 | 0 | 0 | 0
|  | Transmission Tower Support Structures |  |  | 0 | 0 | 0 | 0 | 0 | 0 | 0 | 0 | 0 | 0
|  | Conductors |  |  | 0 | 0 | 0 | 0 | 0 | 0 | 0 | 0 | 0 | 0
|  | Transmission Cables |  |  | 0 | 0 | 0 | 0 | 0 | 0 | 0 | 0 | 0 | 0
|  | Substation Switchbays |  |  | 1089.2694 | 2250.7894 | 0 | 0 | 0 | 0 | 0 | 0 | 3340.0589 | 0
|  | Substation Power Transformers |  |  | 0 | 0 | 0 | 0 | 0 | 0 | 0 | 0 | 0 | 0
|  | Substation Reactive Plant |  |  | 0 | 0 | 0 | 0 | 0 | 0 | 0 | 0 | 0 | 0
|  | Scada Network Control And Protection Systems |  |  | 0 | 0 | 0 | 0 | 0 | 0 | 0 | 0 | 0 | 0
|  | Other |  |  | 0 | 0 | 0 | 0 | 0 | 0 | 0 | 0 | 0 | 0
|  | Total External Labour |  |  | 1089.2694 | 2250.7894 | 0 | 0 | 0 | 0 | 0 | 0 | 3340.0589 | 0
|  | Total Direct - $ Mar 2017 |  |  | 2015-16 | 2016-17 | 2017-18 | 2018-19 | 2019-20 | 2020-21 | 2021-22 | 2022-23 | Total | 2017-22 Total
|  | Transmission Towers |  |  | 0 | 0 | 0 | 0 | 0 | 0 | 0 | 0 | 0 | 0
|  | Transmission Tower Support Structures |  |  | 0 | 0 | 0 | 0 | 0 | 0 | 0 | 0 | 0 | 0
|  | Conductors |  |  | 0 | 0 | 0 | 0 | 0 | 0 | 0 | 0 | 0 | 0
|  | Transmission Cables |  |  | 0 | 0 | 0 | 0 | 0 | 0 | 0 | 0 | 0 | 0
|  | Substation Switchbays |  |  | 2175.3658 | 4483.2087 | 0 | 0 | 0 | 0 | 0 | 0 | 6658.5744 | 0
|  | Substation Power Transformers |  |  | 0 | 0 | 0 | 0 | 0 | 0 | 0 | 0 | 0 | 0
|  | Substation Reactive Plant |  |  | 0 | 0 | 0 | 0 | 0 | 0 | 0 | 0 | 0 | 0
|  | Scada Network Control And Protection Systems |  |  | 0 | 0 | 0 | 0 | 0 | 0 | 0 | 0 | 0 | 0
|  | Other |  |  | 0 | 0 | 0 | 0 | 0 | 0 | 0 | 0 | 0 | 0
|  | Total Direct - $ Mar 2017 |  |  | 2175.3658 | 4483.2087 | 0 | 0 | 0 | 0 | 0 | 0 | 6658.5744 | 0

## Proj_19
Go To: | Table of Contents
Master Inputs
|  | 0% |  | Business case? | 0
| Project name | Other station transformer replacement
| Project category 1 | Network |  |  | Shaded cells = Inputs
| Project category 2 | Replacement - Major Station
| Regulatory classification | Prescribed
| Overhead Category | Repex_OHD |  | $000's | $000's | $000's | $000's | $000's | $000's | $000's | $000's | $000's | Project | 2017-22
|  |  |  | Prior | 2015-16 | 2016-17 | 2017-18 | 2018-19 | 2019-20 | 2020-21 | 2021-22 | 2022-23 | Total | Total | Check
| Project timing | Direct Expenditure (As incurred) - $ 2015/16 |  | 9613.3377 | 887.55 | 881.5477 | 0 | 0 | 0 | 0 | 0 | 0 | 11382.4354 | 0 | ok
| (excluding real cost escalators) | Assumed year commissioned (no BC) |  | x | bar: 2015-16 to 2022-23
|  | Direct Expenditure (As Commissioned) - $ 2015/16 |  | 9613.3377 | 887.55 | 881.5477 | 0 | 0 | 0 | 0 | 0 | 0 | 11382.4354 | 0 | ok
| Asset class | Secondary
Switchgear
|  | Transformers |  | 100% | 100% | 100% | 100% | 100% | 100% | 100% | 100% | 100%
Reactive
Lines and towers
Establishment
Communications
Non System
Land
Easements
|  |  | Total | 100% | 100% | 100% | 100% | 100% | 100% | 100% | 100% | 100%
| Input costs % | Labour - internal |  | 10% | 10% | 10% | 10% | 10% | 10% | 10% | 10% | 10%
|  | Labour - external |  | 50% | 50% | 50% | 50% | 50% | 50% | 50% | 50% | 50%
|  | Materials |  | 40% | 40% | 40% | 40% | 40% | 40% | 40% | 40% | 40%
|  |  | Total | 100% | 100% | 100% | 100% | 100% | 100% | 100% | 100% | 100%
Material Escalation
| (By Asset Class) | Secondary |  | 0 | 0 | 0 | 0 | 0 | 0 | 0 | 0 | 0 | 0 | 0
|  | Switchgear |  | 0 | 0 | 0 | 0 | 0 | 0 | 0 | 0 | 0 | 0 | 0
|  | Transformers |  | 0 | 0 | 0 | 0 | 0 | 0 | 0 | 0 | 0 | 0 | 0
|  | Reactive |  | 0 | 0 | 0 | 0 | 0 | 0 | 0 | 0 | 0 | 0 | 0
|  | Lines and towers |  | 0 | 0 | 0 | 0 | 0 | 0 | 0 | 0 | 0 | 0 | 0
|  | Establishment |  | 0 | 0 | 0 | 0 | 0 | 0 | 0 | 0 | 0 | 0 | 0
|  | Communications |  | 0 | 0 | 0 | 0 | 0 | 0 | 0 | 0 | 0 | 0 | 0
|  | Non System |  | 0 | 0 | 0 | 0 | 0 | 0 | 0 | 0 | 0 | 0 | 0
|  | Land |  | 0 | 0 | 0 | 0 | 0 | 0 | 0 | 0 | 0 | 0 | 0
|  | Easements |  | 0 | 0 | 0 | 0 | 0 | 0 | 0 | 0 | 0 | 0 | 0
|  | Total Material escalation |  | 0 | 0 | 0 | 0 | 0 | 0 | 0 | 0 | 0 | 0 | 0
| Labour Escalation | Internal Labour |  | 0 | 0.52144 | 1.1031 | 0 | 0 | 0 | 0 | 0 | 0 | 1.6246 | 0
|  | External Labour |  | 0 | 1.8195 | 4.7393 | 0 | 0 | 0 | 0 | 0 | 0 | 6.5587 | 0
|  | Total Labour Escalation |  | 0 | 2.3409 | 5.8424 | 0 | 0 | 0 | 0 | 0 | 0 | 8.1833 | 0
|  | Total Escalation |  | 0 | 2.3409 | 5.8424 | 0 | 0 | 0 | 0 | 0 | 0 | 8.1833 | 0
|  | Escalation factors |  | 0 | 0.0026375 | 0.0066275 | 0 | 0 | 0 | 0 | 0 | 0 | 0.00071894 | 0
| Direct Expenditure (Escalated) | Total labour - internal |  | 995.4191 | 92.4418 | 92.4227 | 0 | 0 | 0 | 0 | 0 | 0 | 1180.2836 | 0
| (as incurred) | Total labour - external |  | 4977.0955 | 461.3936 | 461.3094 | 0 | 0 | 0 | 0 | 0 | 0 | 5899.7985 | 0
|  | Total materials |  | 3981.6764 | 367.6077 | 365.1216 | 0 | 0 | 0 | 0 | 0 | 0 | 4714.4057 | 0
|  | Total Direct - As Incurred $ Mar 2017 |  | 9954.191 | 921.4431 | 918.8537 | 0 | 0 | 0 | 0 | 0 | 0 | 11794.4878 | 0 | ok
| Capitalised Overheads | Overhead rate (applied to direct expenditure) |  | 8.008% | 5.944% | 7.259% | 7.876% | 9.527% | 9.284% | 8.487% | 8.487% | 8.732%
|  | Total overhead (as incurred) |  | 797.1487 | 54.775 | 66.703 | 0 | 0 | 0 | 0 | 0 | 0 | 918.6267 | 0
|  | Total incl Overhead - As Incurred $ Mar 2017 |  | 10751.3397 | 976.2181 | 985.5567 | 0 | 0 | 0 | 0 | 0 | 0 | 12713.1145 | 0
|  | Total overheads (As incurred) - Cumulative |  | 797.1487 | 851.9237 | 918.6267 | 918.6267 | 918.6267 | 918.6267 | 918.6267 | 918.6267 | 918.6267
|  | Labour & Material Escalation - Cumulative |  | 0 | 2.3409 | 8.1833 | 8.1833 | 8.1833 | 8.1833 | 8.1833 | 8.1833 | 8.1833
Expenditure By Asset Class - As Incurred
| Asset class breakdown | Secondary |  | 0 | 0 | 0 | 0 | 0 | 0 | 0 | 0 | 0 | 0 | 0
| (fully absorbed) | Switchgear |  | 0 | 0 | 0 | 0 | 0 | 0 | 0 | 0 | 0 | 0 | 0
| (as incurred) | Transformers |  | 10751.3397 | 976.2181 | 985.5567 | 0 | 0 | 0 | 0 | 0 | 0 | 12713.1145 | 0
|  | Reactive |  | 0 | 0 | 0 | 0 | 0 | 0 | 0 | 0 | 0 | 0 | 0
|  | Lines and towers |  | 0 | 0 | 0 | 0 | 0 | 0 | 0 | 0 | 0 | 0 | 0
|  | Establishment |  | 0 | 0 | 0 | 0 | 0 | 0 | 0 | 0 | 0 | 0 | 0
|  | Communications |  | 0 | 0 | 0 | 0 | 0 | 0 | 0 | 0 | 0 | 0 | 0
|  | Non System |  | 0 | 0 | 0 | 0 | 0 | 0 | 0 | 0 | 0 | 0 | 0
|  | Land |  | 0 | 0 | 0 | 0 | 0 | 0 | 0 | 0 | 0 | 0 | 0
|  | Easements |  | 0 | 0 | 0 | 0 | 0 | 0 | 0 | 0 | 0 | 0 | 0
|  | Total incl Overhead - As Incurred $ Mar 2017 |  | 10751.3397 | 976.2181 | 985.5567 | 0 | 0 | 0 | 0 | 0 | 0 | 12713.1145 | 0
|  |  | Check | 0 | 0 | 0 | 0 | 0 | 0 | 0 | 0 | 0 | 0 | 0
| As Commissioned Capex | Direct Expenditure (As Commissioned) - $ 2015/16 |  | 9613.3377 | 887.55 | 881.5477 | 0 | 0 | 0 | 0 | 0 | 0 | 11382.4354 | 0
|  | Labour & Material Escalation - $ 2015/16 |  | 0 | 2.3409 | 5.8424 | 0 | 0 | 0 | 0 | 0 | 0 | 8.1833 | 0
|  | Total Direct Expenditure - $ 2015/16 |  | 9613.3377 | 889.8909 | 887.3901 | 0 | 0 | 0 | 0 | 0 | 0 | 11390.6187 | 0
|  | Total Direct Expenditure - $ Mar 2017 |  | 9954.191 | 921.4431 | 918.8537 | 0 | 0 | 0 | 0 | 0 | 0 | 11794.4878 | 0
|  | Total overheads (As Commissioned) |  | 797.1487 | 54.775 | 66.703 | 0 | 0 | 0 | 0 | 0 | 0 | 918.6267 | 0
|  | Total incl Overhead - As commissioned $ Mar 2017 |  | 10751.3397 | 976.2181 | 985.5567 | 0 | 0 | 0 | 0 | 0 | 0 | 12713.1145 | 0
|  | Total overheads (As Comm) - Cumulative |  | 797.1487 | 851.9237 | 918.6267 | 918.6267 | 918.6267 | 918.6267 | 918.6267 | 918.6267 | 918.6267
|  | Total real cost escalation (As Comm) - Cumulative |  | 0 | 2.3409 | 8.1833 | 8.1833 | 8.1833 | 8.1833 | 8.1833 | 8.1833 | 8.1833
Expenditure By Asset Class - As Commissioned
| Asset class breakdown | Secondary |  | 0 | 0 | 0 | 0 | 0 | 0 | 0 | 0 | 0 | 0 | 0
| (fully absorbed) | Switchgear |  | 0 | 0 | 0 | 0 | 0 | 0 | 0 | 0 | 0 | 0 | 0
| (as commissioned) | Transformers |  | 10751.3397 | 976.2181 | 985.5567 | 0 | 0 | 0 | 0 | 0 | 0 | 12713.1145 | 0
|  | Reactive |  | 0 | 0 | 0 | 0 | 0 | 0 | 0 | 0 | 0 | 0 | 0
|  | Lines and towers |  | 0 | 0 | 0 | 0 | 0 | 0 | 0 | 0 | 0 | 0 | 0
|  | Establishment |  | 0 | 0 | 0 | 0 | 0 | 0 | 0 | 0 | 0 | 0 | 0
|  | Communications |  | 0 | 0 | 0 | 0 | 0 | 0 | 0 | 0 | 0 | 0 | 0
|  | Non System |  | 0 | 0 | 0 | 0 | 0 | 0 | 0 | 0 | 0 | 0 | 0
|  | Land |  | 0 | 0 | 0 | 0 | 0 | 0 | 0 | 0 | 0 | 0 | 0
|  | Easements |  | 0 | 0 | 0 | 0 | 0 | 0 | 0 | 0 | 0 | 0 | 0
|  | Total incl Overhead - As commissioned $ Mar 2017 |  | 10751.3397 | 976.2181 | 985.5567 | 0 | 0 | 0 | 0 | 0 | 0 | 12713.1145 | 0
|  |  | Check | 0 | 0 | 0 | 0 | 0 | 0 | 0 | 0 | 0 | 0 | 0
0
| Expenditure splits for RIN |  |  |  | 2015-16 | 2016-17 | 2017-18 | 2018-19 | 2019-20 | 2020-21 | 2021-22 | 2022-23
| Repex Category | Transmission Towers | bar: 2015-16 to 2022-23
Transmission Tower Support Structures | bar: 2015-16 to 2022-23
Conductors | bar: 2015-16 to 2022-23
Transmission Cables | bar: 2015-16 to 2022-23
Substation Switchbays | bar: 2015-16 to 2022-23
|  | Substation Power Transformers |  |  | 100% | 100% | 100% | 100% | 100% | 100% | 100% | 100%
Substation Reactive Plant | bar: 2015-16 to 2022-23
Scada Network Control And Protection Systems | bar: 2015-16 to 2022-23
Other | bar: 2015-16 to 2022-23
|  | Total |  |  | 100% | 100% | 100% | 100% | 100% | 100% | 100% | 100%
| Direct Expenditures | Materials - $ Mar 2017 |  |  | 2015-16 | 2016-17 | 2017-18 | 2018-19 | 2019-20 | 2020-21 | 2021-22 | 2022-23 | Total | 2017-22 Total
| (As Incurred) | Transmission Towers |  |  | 0 | 0 | 0 | 0 | 0 | 0 | 0 | 0 | 0 | 0
|  | Transmission Tower Support Structures |  |  | 0 | 0 | 0 | 0 | 0 | 0 | 0 | 0 | 0 | 0
|  | Conductors |  |  | 0 | 0 | 0 | 0 | 0 | 0 | 0 | 0 | 0 | 0
|  | Transmission Cables |  |  | 0 | 0 | 0 | 0 | 0 | 0 | 0 | 0 | 0 | 0
|  | Substation Switchbays |  |  | 0 | 0 | 0 | 0 | 0 | 0 | 0 | 0 | 0 | 0
|  | Substation Power Transformers |  |  | 367.6077 | 365.1216 | 0 | 0 | 0 | 0 | 0 | 0 | 732.7293 | 0
|  | Substation Reactive Plant |  |  | 0 | 0 | 0 | 0 | 0 | 0 | 0 | 0 | 0 | 0
|  | Scada Network Control And Protection Systems |  |  | 0 | 0 | 0 | 0 | 0 | 0 | 0 | 0 | 0 | 0
|  | Other |  |  | 0 | 0 | 0 | 0 | 0 | 0 | 0 | 0 | 0 | 0
|  | Total Materials |  |  | 367.6077 | 365.1216 | 0 | 0 | 0 | 0 | 0 | 0 | 732.7293 | 0
|  | Labour (Internal) - $ Mar 2017 |  |  | 2015-16 | 2016-17 | 2017-18 | 2018-19 | 2019-20 | 2020-21 | 2021-22 | 2022-23 | Total | 2017-22 Total
|  | Transmission Towers |  |  | 0 | 0 | 0 | 0 | 0 | 0 | 0 | 0 | 0 | 0
|  | Transmission Tower Support Structures |  |  | 0 | 0 | 0 | 0 | 0 | 0 | 0 | 0 | 0 | 0
|  | Conductors |  |  | 0 | 0 | 0 | 0 | 0 | 0 | 0 | 0 | 0 | 0
|  | Transmission Cables |  |  | 0 | 0 | 0 | 0 | 0 | 0 | 0 | 0 | 0 | 0
|  | Substation Switchbays |  |  | 0 | 0 | 0 | 0 | 0 | 0 | 0 | 0 | 0 | 0
|  | Substation Power Transformers |  |  | 92.4418 | 92.4227 | 0 | 0 | 0 | 0 | 0 | 0 | 184.8645 | 0
|  | Substation Reactive Plant |  |  | 0 | 0 | 0 | 0 | 0 | 0 | 0 | 0 | 0 | 0
|  | Scada Network Control And Protection Systems |  |  | 0 | 0 | 0 | 0 | 0 | 0 | 0 | 0 | 0 | 0
|  | Other |  |  | 0 | 0 | 0 | 0 | 0 | 0 | 0 | 0 | 0 | 0
|  | Total Internal Labour |  |  | 92.4418 | 92.4227 | 0 | 0 | 0 | 0 | 0 | 0 | 184.8645 | 0
|  | Labour (External) - $ Mar 2017 |  |  | 2015-16 | 2016-17 | 2017-18 | 2018-19 | 2019-20 | 2020-21 | 2021-22 | 2022-23 | Total | 2017-22 Total
|  | Transmission Towers |  |  | 0 | 0 | 0 | 0 | 0 | 0 | 0 | 0 | 0 | 0
|  | Transmission Tower Support Structures |  |  | 0 | 0 | 0 | 0 | 0 | 0 | 0 | 0 | 0 | 0
|  | Conductors |  |  | 0 | 0 | 0 | 0 | 0 | 0 | 0 | 0 | 0 | 0
|  | Transmission Cables |  |  | 0 | 0 | 0 | 0 | 0 | 0 | 0 | 0 | 0 | 0
|  | Substation Switchbays |  |  | 0 | 0 | 0 | 0 | 0 | 0 | 0 | 0 | 0 | 0
|  | Substation Power Transformers |  |  | 461.3936 | 461.3094 | 0 | 0 | 0 | 0 | 0 | 0 | 922.703 | 0
|  | Substation Reactive Plant |  |  | 0 | 0 | 0 | 0 | 0 | 0 | 0 | 0 | 0 | 0
|  | Scada Network Control And Protection Systems |  |  | 0 | 0 | 0 | 0 | 0 | 0 | 0 | 0 | 0 | 0
|  | Other |  |  | 0 | 0 | 0 | 0 | 0 | 0 | 0 | 0 | 0 | 0
|  | Total External Labour |  |  | 461.3936 | 461.3094 | 0 | 0 | 0 | 0 | 0 | 0 | 922.703 | 0
|  | Total Direct - $ Mar 2017 |  |  | 2015-16 | 2016-17 | 2017-18 | 2018-19 | 2019-20 | 2020-21 | 2021-22 | 2022-23 | Total | 2017-22 Total
|  | Transmission Towers |  |  | 0 | 0 | 0 | 0 | 0 | 0 | 0 | 0 | 0 | 0
|  | Transmission Tower Support Structures |  |  | 0 | 0 | 0 | 0 | 0 | 0 | 0 | 0 | 0 | 0
|  | Conductors |  |  | 0 | 0 | 0 | 0 | 0 | 0 | 0 | 0 | 0 | 0
|  | Transmission Cables |  |  | 0 | 0 | 0 | 0 | 0 | 0 | 0 | 0 | 0 | 0
|  | Substation Switchbays |  |  | 0 | 0 | 0 | 0 | 0 | 0 | 0 | 0 | 0 | 0
|  | Substation Power Transformers |  |  | 921.4431 | 918.8537 | 0 | 0 | 0 | 0 | 0 | 0 | 1840.2968 | 0
|  | Substation Reactive Plant |  |  | 0 | 0 | 0 | 0 | 0 | 0 | 0 | 0 | 0 | 0
|  | Scada Network Control And Protection Systems |  |  | 0 | 0 | 0 | 0 | 0 | 0 | 0 | 0 | 0 | 0
|  | Other |  |  | 0 | 0 | 0 | 0 | 0 | 0 | 0 | 0 | 0 | 0
|  | Total Direct - $ Mar 2017 |  |  | 921.4431 | 918.8537 | 0 | 0 | 0 | 0 | 0 | 0 | 1840.2968 | 0

## Proj_20
Go To: | Table of Contents
Master Inputs
|  | X834, XC72 |  | Business case? | 0
| Project name | Power transformers - Bushings replacement
| Project category 1 | Network |  |  | Shaded cells = Inputs
| Project category 2 | Replacement - Other
| Regulatory classification | Prescribed
| Overhead Category | Repex_OHD |  | $000's | $000's | $000's | $000's | $000's | $000's | $000's | $000's | $000's | Project | 2017-22
|  |  |  | Prior | 2015-16 | 2016-17 | 2017-18 | 2018-19 | 2019-20 | 2020-21 | 2021-22 | 2022-23 | Total | Total | Check
| Project timing | Direct Expenditure (As incurred) - $ 2015/16 |  | 1630.7851 | 869.25 | 1752.1671 | 680 | 680 | 680 | 680 | 680 | 0 | 7652.2022 | 3400 | ok
| (excluding real cost escalators) | Assumed year commissioned (no BC) |  | x | bar: 2015-16 to 2022-23
|  | Direct Expenditure (As Commissioned) - $ 2015/16 |  | 1630.7851 | 869.25 | 1752.1671 | 680 | 680 | 680 | 680 | 680 | 0 | 7652.2022 | 3400 | ok
| Asset class | Secondary
Switchgear
|  | Transformers |  | 100% | 100% | 100% | 100% | 100% | 100% | 100% | 100% | 100%
Reactive
Lines and towers
Establishment
Communications
Non System
Land
Easements
|  |  | Total | 100% | 100% | 100% | 100% | 100% | 100% | 100% | 100% | 100%
| Input costs % | Labour - internal |  | 10% | 10% | 10% | 10% | 10% | 10% | 10% | 10% | 10%
|  | Labour - external |  | 50% | 50% | 50% | 50% | 50% | 50% | 50% | 50% | 50%
|  | Materials |  | 40% | 40% | 40% | 40% | 40% | 40% | 40% | 40% | 40%
|  |  | Total | 100% | 100% | 100% | 100% | 100% | 100% | 100% | 100% | 100%
Material Escalation
| (By Asset Class) | Secondary |  | 0 | 0 | 0 | 0 | 0 | 0 | 0 | 0 | 0 | 0 | 0
|  | Switchgear |  | 0 | 0 | 0 | 0 | 0 | 0 | 0 | 0 | 0 | 0 | 0
|  | Transformers |  | 0 | 0 | 0 | 0 | 0 | 0 | 0 | 0 | 0 | 0 | 0
|  | Reactive |  | 0 | 0 | 0 | 0 | 0 | 0 | 0 | 0 | 0 | 0 | 0
|  | Lines and towers |  | 0 | 0 | 0 | 0 | 0 | 0 | 0 | 0 | 0 | 0 | 0
|  | Establishment |  | 0 | 0 | 0 | 0 | 0 | 0 | 0 | 0 | 0 | 0 | 0
|  | Communications |  | 0 | 0 | 0 | 0 | 0 | 0 | 0 | 0 | 0 | 0 | 0
|  | Non System |  | 0 | 0 | 0 | 0 | 0 | 0 | 0 | 0 | 0 | 0 | 0
|  | Land |  | 0 | 0 | 0 | 0 | 0 | 0 | 0 | 0 | 0 | 0 | 0
|  | Easements |  | 0 | 0 | 0 | 0 | 0 | 0 | 0 | 0 | 0 | 0 | 0
|  | Total Material escalation |  | 0 | 0 | 0 | 0 | 0 | 0 | 0 | 0 | 0 | 0 | 0
| Labour Escalation | Internal Labour |  | 0 | 0.51068 | 2.1926 | 1.4052 | 1.9674 | 2.5463 | 3.1777 | 3.8255 | 0 | 15.6254 | 12.9221
|  | External Labour |  | 0 | 1.782 | 9.4198 | 7.2212 | 10.8409 | 14.3757 | 18.2384 | 22.2327 | 0 | 84.1106 | 72.9089
|  | Total Labour Escalation |  | 0 | 2.2926 | 11.6124 | 8.6264 | 12.8083 | 16.922 | 21.4161 | 26.0582 | 0 | 99.736 | 85.831
|  | Total Escalation |  | 0 | 2.2926 | 11.6124 | 8.6264 | 12.8083 | 16.922 | 21.4161 | 26.0582 | 0 | 99.736 | 85.831
|  | Escalation factors |  | 0 | 0.0026375 | 0.0066275 | 0.012686 | 0.018836 | 0.024885 | 0.031494 | 0.038321 | 0 | 0.013034 | 0.025244
| Direct Expenditure (Escalated) | Total labour - internal |  | 168.8607 | 90.5358 | 183.6996 | 71.866 | 72.4482 | 73.0477 | 73.7014 | 74.3721 | 0 | 808.5315 | 365.4354
| (as incurred) | Total labour - external |  | 844.3033 | 451.8803 | 916.9 | 359.5323 | 363.2805 | 366.9405 | 370.9402 | 375.0761 | 0 | 4048.8533 | 1835.7696
|  | Total materials |  | 675.4427 | 360.0282 | 725.717 | 281.6441 | 281.6441 | 281.6441 | 281.6441 | 281.6441 | 0 | 3169.4084 | 1408.2206
|  | Total Direct - As Incurred $ Mar 2017 |  | 1688.6067 | 902.4443 | 1826.3166 | 713.0425 | 717.3727 | 721.6323 | 726.2857 | 731.0924 | 0 | 8026.7932 | 3609.4256 | ok
| Capitalised Overheads | Overhead rate (applied to direct expenditure) |  | 8.008% | 5.944% | 7.259% | 7.876% | 9.527% | 9.284% | 8.487% | 8.487% | 8.732%
|  | Total overhead (as incurred) |  | 135.2265 | 53.6456 | 132.5791 | 56.16 | 68.3408 | 66.9973 | 61.6365 | 62.0444 | 0 | 636.6302 | 315.179
|  | Total incl Overhead - As Incurred $ Mar 2017 |  | 1823.8332 | 956.0899 | 1958.8957 | 769.2025 | 785.7135 | 788.6296 | 787.9222 | 793.1368 | 0 | 8663.4234 | 3924.6046
|  | Total overheads (As incurred) - Cumulative |  | 135.2265 | 188.8721 | 321.4512 | 377.6112 | 445.9519 | 512.9493 | 574.5858 | 636.6302 | 636.6302
|  | Labour & Material Escalation - Cumulative |  | 0 | 2.2926 | 13.9051 | 22.5314 | 35.3397 | 52.2617 | 73.6778 | 99.736 | 99.736
Expenditure By Asset Class - As Incurred
| Asset class breakdown | Secondary |  | 0 | 0 | 0 | 0 | 0 | 0 | 0 | 0 | 0 | 0 | 0
| (fully absorbed) | Switchgear |  | 0 | 0 | 0 | 0 | 0 | 0 | 0 | 0 | 0 | 0 | 0
| (as incurred) | Transformers |  | 1823.8332 | 956.0899 | 1958.8957 | 769.2025 | 785.7135 | 788.6296 | 787.9222 | 793.1368 | 0 | 8663.4234 | 3924.6046
|  | Reactive |  | 0 | 0 | 0 | 0 | 0 | 0 | 0 | 0 | 0 | 0 | 0
|  | Lines and towers |  | 0 | 0 | 0 | 0 | 0 | 0 | 0 | 0 | 0 | 0 | 0
|  | Establishment |  | 0 | 0 | 0 | 0 | 0 | 0 | 0 | 0 | 0 | 0 | 0
|  | Communications |  | 0 | 0 | 0 | 0 | 0 | 0 | 0 | 0 | 0 | 0 | 0
|  | Non System |  | 0 | 0 | 0 | 0 | 0 | 0 | 0 | 0 | 0 | 0 | 0
|  | Land |  | 0 | 0 | 0 | 0 | 0 | 0 | 0 | 0 | 0 | 0 | 0
|  | Easements |  | 0 | 0 | 0 | 0 | 0 | 0 | 0 | 0 | 0 | 0 | 0
|  | Total incl Overhead - As Incurred $ Mar 2017 |  | 1823.8332 | 956.0899 | 1958.8957 | 769.2025 | 785.7135 | 788.6296 | 787.9222 | 793.1368 | 0 | 8663.4234 | 3924.6046
|  |  | Check | 0 | 0 | 0 | 0 | 0 | 0 | 0 | 0 | 0 | 0 | 0
| As Commissioned Capex | Direct Expenditure (As Commissioned) - $ 2015/16 |  | 1630.7851 | 869.25 | 1752.1671 | 680 | 680 | 680 | 680 | 680 | 0 | 7652.2022 | 3400
|  | Labour & Material Escalation - $ 2015/16 |  | 0 | 2.2926 | 11.6124 | 8.6264 | 12.8083 | 16.922 | 21.4161 | 26.0582 | 0 | 99.736 | 85.831
|  | Total Direct Expenditure - $ 2015/16 |  | 1630.7851 | 871.5426 | 1763.7796 | 688.6264 | 692.8083 | 696.922 | 701.4161 | 706.0582 | 0 | 7751.9383 | 3485.831
|  | Total Direct Expenditure - $ Mar 2017 |  | 1688.6067 | 902.4443 | 1826.3166 | 713.0425 | 717.3727 | 721.6323 | 726.2857 | 731.0924 | 0 | 8026.7932 | 3609.4256
|  | Total overheads (As Commissioned) |  | 135.2265 | 53.6456 | 132.5791 | 56.16 | 68.3408 | 66.9973 | 61.6365 | 62.0444 | 0 | 636.6302 | 315.179
|  | Total incl Overhead - As commissioned $ Mar 2017 |  | 1823.8332 | 956.0899 | 1958.8957 | 769.2025 | 785.7135 | 788.6296 | 787.9222 | 793.1368 | 0 | 8663.4234 | 3924.6046
|  | Total overheads (As Comm) - Cumulative |  | 135.2265 | 188.8721 | 321.4512 | 377.6112 | 445.9519 | 512.9493 | 574.5858 | 636.6302 | 636.6302
|  | Total real cost escalation (As Comm) - Cumulative |  | 0 | 2.2926 | 13.9051 | 22.5314 | 35.3397 | 52.2617 | 73.6778 | 99.736 | 99.736
Expenditure By Asset Class - As Commissioned
| Asset class breakdown | Secondary |  | 0 | 0 | 0 | 0 | 0 | 0 | 0 | 0 | 0 | 0 | 0
| (fully absorbed) | Switchgear |  | 0 | 0 | 0 | 0 | 0 | 0 | 0 | 0 | 0 | 0 | 0
| (as commissioned) | Transformers |  | 1823.8332 | 956.0899 | 1958.8957 | 769.2025 | 785.7135 | 788.6296 | 787.9222 | 793.1368 | 0 | 8663.4234 | 3924.6046
|  | Reactive |  | 0 | 0 | 0 | 0 | 0 | 0 | 0 | 0 | 0 | 0 | 0
|  | Lines and towers |  | 0 | 0 | 0 | 0 | 0 | 0 | 0 | 0 | 0 | 0 | 0
|  | Establishment |  | 0 | 0 | 0 | 0 | 0 | 0 | 0 | 0 | 0 | 0 | 0
|  | Communications |  | 0 | 0 | 0 | 0 | 0 | 0 | 0 | 0 | 0 | 0 | 0
|  | Non System |  | 0 | 0 | 0 | 0 | 0 | 0 | 0 | 0 | 0 | 0 | 0
|  | Land |  | 0 | 0 | 0 | 0 | 0 | 0 | 0 | 0 | 0 | 0 | 0
|  | Easements |  | 0 | 0 | 0 | 0 | 0 | 0 | 0 | 0 | 0 | 0 | 0
|  | Total incl Overhead - As commissioned $ Mar 2017 |  | 1823.8332 | 956.0899 | 1958.8957 | 769.2025 | 785.7135 | 788.6296 | 787.9222 | 793.1368 | 0 | 8663.4234 | 3924.6046
|  |  | Check | 0 | 0 | 0 | 0 | 0 | 0 | 0 | 0 | 0 | 0 | 0
0
| Expenditure splits for RIN |  |  |  | 2015-16 | 2016-17 | 2017-18 | 2018-19 | 2019-20 | 2020-21 | 2021-22 | 2022-23
| Repex Category | Transmission Towers | bar: 2015-16 to 2022-23
Transmission Tower Support Structures | bar: 2015-16 to 2022-23
Conductors | bar: 2015-16 to 2022-23
Transmission Cables | bar: 2015-16 to 2022-23
Substation Switchbays | bar: 2015-16 to 2022-23
|  | Substation Power Transformers |  |  | 100% | 100% | 100% | 100% | 100% | 100% | 100% | 100%
Substation Reactive Plant | bar: 2015-16 to 2022-23
Scada Network Control And Protection Systems | bar: 2015-16 to 2022-23
Other | bar: 2015-16 to 2022-23
|  | Total |  |  | 100% | 100% | 100% | 100% | 100% | 100% | 100% | 100%
| Direct Expenditures | Materials - $ Mar 2017 |  |  | 2015-16 | 2016-17 | 2017-18 | 2018-19 | 2019-20 | 2020-21 | 2021-22 | 2022-23 | Total | 2017-22 Total
| (As Incurred) | Transmission Towers |  |  | 0 | 0 | 0 | 0 | 0 | 0 | 0 | 0 | 0 | 0
|  | Transmission Tower Support Structures |  |  | 0 | 0 | 0 | 0 | 0 | 0 | 0 | 0 | 0 | 0
|  | Conductors |  |  | 0 | 0 | 0 | 0 | 0 | 0 | 0 | 0 | 0 | 0
|  | Transmission Cables |  |  | 0 | 0 | 0 | 0 | 0 | 0 | 0 | 0 | 0 | 0
|  | Substation Switchbays |  |  | 0 | 0 | 0 | 0 | 0 | 0 | 0 | 0 | 0 | 0
|  | Substation Power Transformers |  |  | 360.0282 | 725.717 | 281.6441 | 281.6441 | 281.6441 | 281.6441 | 281.6441 | 0 | 2493.9657 | 1408.2206
|  | Substation Reactive Plant |  |  | 0 | 0 | 0 | 0 | 0 | 0 | 0 | 0 | 0 | 0
|  | Scada Network Control And Protection Systems |  |  | 0 | 0 | 0 | 0 | 0 | 0 | 0 | 0 | 0 | 0
|  | Other |  |  | 0 | 0 | 0 | 0 | 0 | 0 | 0 | 0 | 0 | 0
|  | Total Materials |  |  | 360.0282 | 725.717 | 281.6441 | 281.6441 | 281.6441 | 281.6441 | 281.6441 | 0 | 2493.9657 | 1408.2206
|  | Labour (Internal) - $ Mar 2017 |  |  | 2015-16 | 2016-17 | 2017-18 | 2018-19 | 2019-20 | 2020-21 | 2021-22 | 2022-23 | Total | 2017-22 Total
|  | Transmission Towers |  |  | 0 | 0 | 0 | 0 | 0 | 0 | 0 | 0 | 0 | 0
|  | Transmission Tower Support Structures |  |  | 0 | 0 | 0 | 0 | 0 | 0 | 0 | 0 | 0 | 0
|  | Conductors |  |  | 0 | 0 | 0 | 0 | 0 | 0 | 0 | 0 | 0 | 0
|  | Transmission Cables |  |  | 0 | 0 | 0 | 0 | 0 | 0 | 0 | 0 | 0 | 0
|  | Substation Switchbays |  |  | 0 | 0 | 0 | 0 | 0 | 0 | 0 | 0 | 0 | 0
|  | Substation Power Transformers |  |  | 90.5358 | 183.6996 | 71.866 | 72.4482 | 73.0477 | 73.7014 | 74.3721 | 0 | 639.6709 | 365.4354
|  | Substation Reactive Plant |  |  | 0 | 0 | 0 | 0 | 0 | 0 | 0 | 0 | 0 | 0
|  | Scada Network Control And Protection Systems |  |  | 0 | 0 | 0 | 0 | 0 | 0 | 0 | 0 | 0 | 0
|  | Other |  |  | 0 | 0 | 0 | 0 | 0 | 0 | 0 | 0 | 0 | 0
|  | Total Internal Labour |  |  | 90.5358 | 183.6996 | 71.866 | 72.4482 | 73.0477 | 73.7014 | 74.3721 | 0 | 639.6709 | 365.4354
|  | Labour (External) - $ Mar 2017 |  |  | 2015-16 | 2016-17 | 2017-18 | 2018-19 | 2019-20 | 2020-21 | 2021-22 | 2022-23 | Total | 2017-22 Total
|  | Transmission Towers |  |  | 0 | 0 | 0 | 0 | 0 | 0 | 0 | 0 | 0 | 0
|  | Transmission Tower Support Structures |  |  | 0 | 0 | 0 | 0 | 0 | 0 | 0 | 0 | 0 | 0
|  | Conductors |  |  | 0 | 0 | 0 | 0 | 0 | 0 | 0 | 0 | 0 | 0
|  | Transmission Cables |  |  | 0 | 0 | 0 | 0 | 0 | 0 | 0 | 0 | 0 | 0
|  | Substation Switchbays |  |  | 0 | 0 | 0 | 0 | 0 | 0 | 0 | 0 | 0 | 0
|  | Substation Power Transformers |  |  | 451.8803 | 916.9 | 359.5323 | 363.2805 | 366.9405 | 370.9402 | 375.0761 | 0 | 3204.55 | 1835.7696
|  | Substation Reactive Plant |  |  | 0 | 0 | 0 | 0 | 0 | 0 | 0 | 0 | 0 | 0
|  | Scada Network Control And Protection Systems |  |  | 0 | 0 | 0 | 0 | 0 | 0 | 0 | 0 | 0 | 0
|  | Other |  |  | 0 | 0 | 0 | 0 | 0 | 0 | 0 | 0 | 0 | 0
|  | Total External Labour |  |  | 451.8803 | 916.9 | 359.5323 | 363.2805 | 366.9405 | 370.9402 | 375.0761 | 0 | 3204.55 | 1835.7696
|  | Total Direct - $ Mar 2017 |  |  | 2015-16 | 2016-17 | 2017-18 | 2018-19 | 2019-20 | 2020-21 | 2021-22 | 2022-23 | Total | 2017-22 Total
|  | Transmission Towers |  |  | 0 | 0 | 0 | 0 | 0 | 0 | 0 | 0 | 0 | 0
|  | Transmission Tower Support Structures |  |  | 0 | 0 | 0 | 0 | 0 | 0 | 0 | 0 | 0 | 0
|  | Conductors |  |  | 0 | 0 | 0 | 0 | 0 | 0 | 0 | 0 | 0 | 0
|  | Transmission Cables |  |  | 0 | 0 | 0 | 0 | 0 | 0 | 0 | 0 | 0 | 0
|  | Substation Switchbays |  |  | 0 | 0 | 0 | 0 | 0 | 0 | 0 | 0 | 0 | 0
|  | Substation Power Transformers |  |  | 902.4443 | 1826.3166 | 713.0425 | 717.3727 | 721.6323 | 726.2857 | 731.0924 | 0 | 6338.1865 | 3609.4256
|  | Substation Reactive Plant |  |  | 0 | 0 | 0 | 0 | 0 | 0 | 0 | 0 | 0 | 0
|  | Scada Network Control And Protection Systems |  |  | 0 | 0 | 0 | 0 | 0 | 0 | 0 | 0 | 0 | 0
|  | Other |  |  | 0 | 0 | 0 | 0 | 0 | 0 | 0 | 0 | 0 | 0
|  | Total Direct - $ Mar 2017 |  |  | 902.4443 | 1826.3166 | 713.0425 | 717.3727 | 721.6323 | 726.2857 | 731.0924 | 0 | 6338.1865 | 3609.4256

## Proj_21
Go To: | Table of Contents
Master Inputs
|  | 0% |  | Business case? | 0
| Project name | Power transformers - life extension
| Project category 1 | Network |  |  | Shaded cells = Inputs
| Project category 2 | Replacement - Other
| Regulatory classification | Prescribed
| Overhead Category | Repex_OHD |  | $000's | $000's | $000's | $000's | $000's | $000's | $000's | $000's | $000's | Project | 2017-22
|  |  |  | Prior | 2015-16 | 2016-17 | 2017-18 | 2018-19 | 2019-20 | 2020-21 | 2021-22 | 2022-23 | Total | Total | Check
| Project timing | Direct Expenditure (As incurred) - $ 2015/16 |  | 0 | 0 | 0 | 1256 | 1256 | 1256 | 1256 | 1256 | 0 | 6280 | 6280 | ok
| (excluding real cost escalators) | Assumed year commissioned (no BC) | bar: 2015-16 to 2022-23
|  | Direct Expenditure (As Commissioned) - $ 2015/16 |  | 0 | 0 | 0 | 1256 | 1256 | 1256 | 1256 | 1256 | 0 | 6280 | 6280 | ok
| Asset class | Secondary
Switchgear
|  | Transformers |  | 100% | 100% | 100% | 100% | 100% | 100% | 100% | 100% | 100%
Reactive
Lines and towers
Establishment
Communications
Non System
Land
Easements
|  |  | Total | 100% | 100% | 100% | 100% | 100% | 100% | 100% | 100% | 100%
| Input costs % | Labour - internal |  | 10% | 10% | 10% | 10% | 10% | 10% | 10% | 10% | 10%
|  | Labour - external |  | 50% | 50% | 50% | 50% | 50% | 50% | 50% | 50% | 50%
|  | Materials |  | 40% | 40% | 40% | 40% | 40% | 40% | 40% | 40% | 40%
|  |  | Total | 100% | 100% | 100% | 100% | 100% | 100% | 100% | 100% | 100%
Material Escalation
| (By Asset Class) | Secondary |  | 0 | 0 | 0 | 0 | 0 | 0 | 0 | 0 | 0 | 0 | 0
|  | Switchgear |  | 0 | 0 | 0 | 0 | 0 | 0 | 0 | 0 | 0 | 0 | 0
|  | Transformers |  | 0 | 0 | 0 | 0 | 0 | 0 | 0 | 0 | 0 | 0 | 0
|  | Reactive |  | 0 | 0 | 0 | 0 | 0 | 0 | 0 | 0 | 0 | 0 | 0
|  | Lines and towers |  | 0 | 0 | 0 | 0 | 0 | 0 | 0 | 0 | 0 | 0 | 0
|  | Establishment |  | 0 | 0 | 0 | 0 | 0 | 0 | 0 | 0 | 0 | 0 | 0
|  | Communications |  | 0 | 0 | 0 | 0 | 0 | 0 | 0 | 0 | 0 | 0 | 0
|  | Non System |  | 0 | 0 | 0 | 0 | 0 | 0 | 0 | 0 | 0 | 0 | 0
|  | Land |  | 0 | 0 | 0 | 0 | 0 | 0 | 0 | 0 | 0 | 0 | 0
|  | Easements |  | 0 | 0 | 0 | 0 | 0 | 0 | 0 | 0 | 0 | 0 | 0
|  | Total Material escalation |  | 0 | 0 | 0 | 0 | 0 | 0 | 0 | 0 | 0 | 0 | 0
| Labour Escalation | Internal Labour |  | 0 | 0 | 0 | 2.5955 | 3.6338 | 4.7033 | 5.8695 | 7.0658 | 0 | 23.8679 | 23.8679
|  | External Labour |  | 0 | 0 | 0 | 13.3379 | 20.0239 | 26.5527 | 33.6873 | 41.0651 | 0 | 134.6669 | 134.6669
|  | Total Labour Escalation |  | 0 | 0 | 0 | 15.9334 | 23.6577 | 31.256 | 39.5568 | 48.131 | 0 | 158.5348 | 158.5348
|  | Total Escalation |  | 0 | 0 | 0 | 15.9334 | 23.6577 | 31.256 | 39.5568 | 48.131 | 0 | 158.5348 | 158.5348
|  | Escalation factors |  | 0 | 0 | 0 | 0.012686 | 0.018836 | 0.024885 | 0.031494 | 0.038321 | 0 | 0.025244 | 0.025244
| Direct Expenditure (Escalated) | Total labour - internal |  | 0 | 0 | 0 | 132.7408 | 133.816 | 134.9233 | 136.1309 | 137.3697 | 0 | 674.9807 | 674.9807
| (as incurred) | Total labour - external |  | 0 | 0 | 0 | 664.0774 | 671.0004 | 677.7607 | 685.1483 | 692.7877 | 0 | 3390.7745 | 3390.7745
|  | Total materials |  | 0 | 0 | 0 | 520.2132 | 520.2132 | 520.2132 | 520.2132 | 520.2132 | 0 | 2601.0662 | 2601.0662
|  | Total Direct - As Incurred $ Mar 2017 |  | 0 | 0 | 0 | 1317.0314 | 1325.0296 | 1332.8973 | 1341.4924 | 1350.3706 | 0 | 6666.8214 | 6666.8214 | ok
| Capitalised Overheads | Overhead rate (applied to direct expenditure) |  | 8.008% | 5.944% | 7.259% | 7.876% | 9.527% | 9.284% | 8.487% | 8.487% | 8.732%
|  | Total overhead (as incurred) |  | 0 | 0 | 0 | 103.7308 | 126.2294 | 123.748 | 113.8463 | 114.5997 | 0 | 582.1542 | 582.1542
|  | Total incl Overhead - As Incurred $ Mar 2017 |  | 0 | 0 | 0 | 1420.7622 | 1451.2591 | 1456.6453 | 1455.3387 | 1464.9703 | 0 | 7248.9756 | 7248.9756
|  | Total overheads (As incurred) - Cumulative |  | 0 | 0 | 0 | 103.7308 | 229.9602 | 353.7082 | 467.5545 | 582.1542 | 582.1542
|  | Labour & Material Escalation - Cumulative |  | 0 | 0 | 0 | 15.9334 | 39.5911 | 70.847 | 110.4038 | 158.5348 | 158.5348
Expenditure By Asset Class - As Incurred
| Asset class breakdown | Secondary |  | 0 | 0 | 0 | 0 | 0 | 0 | 0 | 0 | 0 | 0 | 0
| (fully absorbed) | Switchgear |  | 0 | 0 | 0 | 0 | 0 | 0 | 0 | 0 | 0 | 0 | 0
| (as incurred) | Transformers |  | 0 | 0 | 0 | 1420.7622 | 1451.2591 | 1456.6453 | 1455.3387 | 1464.9703 | 0 | 7248.9756 | 7248.9756
|  | Reactive |  | 0 | 0 | 0 | 0 | 0 | 0 | 0 | 0 | 0 | 0 | 0
|  | Lines and towers |  | 0 | 0 | 0 | 0 | 0 | 0 | 0 | 0 | 0 | 0 | 0
|  | Establishment |  | 0 | 0 | 0 | 0 | 0 | 0 | 0 | 0 | 0 | 0 | 0
|  | Communications |  | 0 | 0 | 0 | 0 | 0 | 0 | 0 | 0 | 0 | 0 | 0
|  | Non System |  | 0 | 0 | 0 | 0 | 0 | 0 | 0 | 0 | 0 | 0 | 0
|  | Land |  | 0 | 0 | 0 | 0 | 0 | 0 | 0 | 0 | 0 | 0 | 0
|  | Easements |  | 0 | 0 | 0 | 0 | 0 | 0 | 0 | 0 | 0 | 0 | 0
|  | Total incl Overhead - As Incurred $ Mar 2017 |  | 0 | 0 | 0 | 1420.7622 | 1451.2591 | 1456.6453 | 1455.3387 | 1464.9703 | 0 | 7248.9756 | 7248.9756
|  |  | Check | 0 | 0 | 0 | 0 | 0 | 0 | 0 | 0 | 0 | 0 | 0
| As Commissioned Capex | Direct Expenditure (As Commissioned) - $ 2015/16 |  | 0 | 0 | 0 | 1256 | 1256 | 1256 | 1256 | 1256 | 0 | 6280 | 6280
|  | Labour & Material Escalation - $ 2015/16 |  | 0 | 0 | 0 | 15.9334 | 23.6577 | 31.256 | 39.5568 | 48.131 | 0 | 158.5348 | 158.5348
|  | Total Direct Expenditure - $ 2015/16 |  | 0 | 0 | 0 | 1271.9334 | 1279.6577 | 1287.256 | 1295.5568 | 1304.131 | 0 | 6438.5348 | 6438.5348
|  | Total Direct Expenditure - $ Mar 2017 |  | 0 | 0 | 0 | 1317.0314 | 1325.0296 | 1332.8973 | 1341.4924 | 1350.3706 | 0 | 6666.8214 | 6666.8214
|  | Total overheads (As Commissioned) |  | 0 | 0 | 0 | 103.7308 | 126.2294 | 123.748 | 113.8463 | 114.5997 | 0 | 582.1542 | 582.1542
|  | Total incl Overhead - As commissioned $ Mar 2017 |  | 0 | 0 | 0 | 1420.7622 | 1451.2591 | 1456.6453 | 1455.3387 | 1464.9703 | 0 | 7248.9756 | 7248.9756
|  | Total overheads (As Comm) - Cumulative |  | 0 | 0 | 0 | 103.7308 | 229.9602 | 353.7082 | 467.5545 | 582.1542 | 582.1542
|  | Total real cost escalation (As Comm) - Cumulative |  | 0 | 0 | 0 | 15.9334 | 39.5911 | 70.847 | 110.4038 | 158.5348 | 158.5348
Expenditure By Asset Class - As Commissioned
| Asset class breakdown | Secondary |  | 0 | 0 | 0 | 0 | 0 | 0 | 0 | 0 | 0 | 0 | 0
| (fully absorbed) | Switchgear |  | 0 | 0 | 0 | 0 | 0 | 0 | 0 | 0 | 0 | 0 | 0
| (as commissioned) | Transformers |  | 0 | 0 | 0 | 1420.7622 | 1451.2591 | 1456.6453 | 1455.3387 | 1464.9703 | 0 | 7248.9756 | 7248.9756
|  | Reactive |  | 0 | 0 | 0 | 0 | 0 | 0 | 0 | 0 | 0 | 0 | 0
|  | Lines and towers |  | 0 | 0 | 0 | 0 | 0 | 0 | 0 | 0 | 0 | 0 | 0
|  | Establishment |  | 0 | 0 | 0 | 0 | 0 | 0 | 0 | 0 | 0 | 0 | 0
|  | Communications |  | 0 | 0 | 0 | 0 | 0 | 0 | 0 | 0 | 0 | 0 | 0
|  | Non System |  | 0 | 0 | 0 | 0 | 0 | 0 | 0 | 0 | 0 | 0 | 0
|  | Land |  | 0 | 0 | 0 | 0 | 0 | 0 | 0 | 0 | 0 | 0 | 0
|  | Easements |  | 0 | 0 | 0 | 0 | 0 | 0 | 0 | 0 | 0 | 0 | 0
|  | Total incl Overhead - As commissioned $ Mar 2017 |  | 0 | 0 | 0 | 1420.7622 | 1451.2591 | 1456.6453 | 1455.3387 | 1464.9703 | 0 | 7248.9756 | 7248.9756
|  |  | Check | 0 | 0 | 0 | 0 | 0 | 0 | 0 | 0 | 0 | 0 | 0
0
| Expenditure splits for RIN |  |  |  | 2015-16 | 2016-17 | 2017-18 | 2018-19 | 2019-20 | 2020-21 | 2021-22 | 2022-23
| Repex Category | Transmission Towers | bar: 2015-16 to 2022-23
Transmission Tower Support Structures | bar: 2015-16 to 2022-23
Conductors | bar: 2015-16 to 2022-23
Transmission Cables | bar: 2015-16 to 2022-23
Substation Switchbays | bar: 2015-16 to 2022-23
|  | Substation Power Transformers |  |  | 100% | 100% | 100% | 100% | 100% | 100% | 100% | 100%
Substation Reactive Plant | bar: 2015-16 to 2022-23
Scada Network Control And Protection Systems | bar: 2015-16 to 2022-23
Other | bar: 2015-16 to 2022-23
|  | Total |  |  | 100% | 100% | 100% | 100% | 100% | 100% | 100% | 100%
| Direct Expenditures | Materials - $ Mar 2017 |  |  | 2015-16 | 2016-17 | 2017-18 | 2018-19 | 2019-20 | 2020-21 | 2021-22 | 2022-23 | Total | 2017-22 Total
| (As Incurred) | Transmission Towers |  |  | 0 | 0 | 0 | 0 | 0 | 0 | 0 | 0 | 0 | 0
|  | Transmission Tower Support Structures |  |  | 0 | 0 | 0 | 0 | 0 | 0 | 0 | 0 | 0 | 0
|  | Conductors |  |  | 0 | 0 | 0 | 0 | 0 | 0 | 0 | 0 | 0 | 0
|  | Transmission Cables |  |  | 0 | 0 | 0 | 0 | 0 | 0 | 0 | 0 | 0 | 0
|  | Substation Switchbays |  |  | 0 | 0 | 0 | 0 | 0 | 0 | 0 | 0 | 0 | 0
|  | Substation Power Transformers |  |  | 0 | 0 | 520.2132 | 520.2132 | 520.2132 | 520.2132 | 520.2132 | 0 | 2601.0662 | 2601.0662
|  | Substation Reactive Plant |  |  | 0 | 0 | 0 | 0 | 0 | 0 | 0 | 0 | 0 | 0
|  | Scada Network Control And Protection Systems |  |  | 0 | 0 | 0 | 0 | 0 | 0 | 0 | 0 | 0 | 0
|  | Other |  |  | 0 | 0 | 0 | 0 | 0 | 0 | 0 | 0 | 0 | 0
|  | Total Materials |  |  | 0 | 0 | 520.2132 | 520.2132 | 520.2132 | 520.2132 | 520.2132 | 0 | 2601.0662 | 2601.0662
|  | Labour (Internal) - $ Mar 2017 |  |  | 2015-16 | 2016-17 | 2017-18 | 2018-19 | 2019-20 | 2020-21 | 2021-22 | 2022-23 | Total | 2017-22 Total
|  | Transmission Towers |  |  | 0 | 0 | 0 | 0 | 0 | 0 | 0 | 0 | 0 | 0
|  | Transmission Tower Support Structures |  |  | 0 | 0 | 0 | 0 | 0 | 0 | 0 | 0 | 0 | 0
|  | Conductors |  |  | 0 | 0 | 0 | 0 | 0 | 0 | 0 | 0 | 0 | 0
|  | Transmission Cables |  |  | 0 | 0 | 0 | 0 | 0 | 0 | 0 | 0 | 0 | 0
|  | Substation Switchbays |  |  | 0 | 0 | 0 | 0 | 0 | 0 | 0 | 0 | 0 | 0
|  | Substation Power Transformers |  |  | 0 | 0 | 132.7408 | 133.816 | 134.9233 | 136.1309 | 137.3697 | 0 | 674.9807 | 674.9807
|  | Substation Reactive Plant |  |  | 0 | 0 | 0 | 0 | 0 | 0 | 0 | 0 | 0 | 0
|  | Scada Network Control And Protection Systems |  |  | 0 | 0 | 0 | 0 | 0 | 0 | 0 | 0 | 0 | 0
|  | Other |  |  | 0 | 0 | 0 | 0 | 0 | 0 | 0 | 0 | 0 | 0
|  | Total Internal Labour |  |  | 0 | 0 | 132.7408 | 133.816 | 134.9233 | 136.1309 | 137.3697 | 0 | 674.9807 | 674.9807
|  | Labour (External) - $ Mar 2017 |  |  | 2015-16 | 2016-17 | 2017-18 | 2018-19 | 2019-20 | 2020-21 | 2021-22 | 2022-23 | Total | 2017-22 Total
|  | Transmission Towers |  |  | 0 | 0 | 0 | 0 | 0 | 0 | 0 | 0 | 0 | 0
|  | Transmission Tower Support Structures |  |  | 0 | 0 | 0 | 0 | 0 | 0 | 0 | 0 | 0 | 0
|  | Conductors |  |  | 0 | 0 | 0 | 0 | 0 | 0 | 0 | 0 | 0 | 0
|  | Transmission Cables |  |  | 0 | 0 | 0 | 0 | 0 | 0 | 0 | 0 | 0 | 0
|  | Substation Switchbays |  |  | 0 | 0 | 0 | 0 | 0 | 0 | 0 | 0 | 0 | 0
|  | Substation Power Transformers |  |  | 0 | 0 | 664.0774 | 671.0004 | 677.7607 | 685.1483 | 692.7877 | 0 | 3390.7745 | 3390.7745
|  | Substation Reactive Plant |  |  | 0 | 0 | 0 | 0 | 0 | 0 | 0 | 0 | 0 | 0
|  | Scada Network Control And Protection Systems |  |  | 0 | 0 | 0 | 0 | 0 | 0 | 0 | 0 | 0 | 0
|  | Other |  |  | 0 | 0 | 0 | 0 | 0 | 0 | 0 | 0 | 0 | 0
|  | Total External Labour |  |  | 0 | 0 | 664.0774 | 671.0004 | 677.7607 | 685.1483 | 692.7877 | 0 | 3390.7745 | 3390.7745
|  | Total Direct - $ Mar 2017 |  |  | 2015-16 | 2016-17 | 2017-18 | 2018-19 | 2019-20 | 2020-21 | 2021-22 | 2022-23 | Total | 2017-22 Total
|  | Transmission Towers |  |  | 0 | 0 | 0 | 0 | 0 | 0 | 0 | 0 | 0 | 0
|  | Transmission Tower Support Structures |  |  | 0 | 0 | 0 | 0 | 0 | 0 | 0 | 0 | 0 | 0
|  | Conductors |  |  | 0 | 0 | 0 | 0 | 0 | 0 | 0 | 0 | 0 | 0
|  | Transmission Cables |  |  | 0 | 0 | 0 | 0 | 0 | 0 | 0 | 0 | 0 | 0
|  | Substation Switchbays |  |  | 0 | 0 | 0 | 0 | 0 | 0 | 0 | 0 | 0 | 0
|  | Substation Power Transformers |  |  | 0 | 0 | 1317.0314 | 1325.0296 | 1332.8973 | 1341.4924 | 1350.3706 | 0 | 6666.8214 | 6666.8214
|  | Substation Reactive Plant |  |  | 0 | 0 | 0 | 0 | 0 | 0 | 0 | 0 | 0 | 0
|  | Scada Network Control And Protection Systems |  |  | 0 | 0 | 0 | 0 | 0 | 0 | 0 | 0 | 0 | 0
|  | Other |  |  | 0 | 0 | 0 | 0 | 0 | 0 | 0 | 0 | 0 | 0
|  | Total Direct - $ Mar 2017 |  |  | 0 | 0 | 1317.0314 | 1325.0296 | 1332.8973 | 1341.4924 | 1350.3706 | 0 | 6666.8214 | 6666.8214

## Proj_22
Go To: | Table of Contents
Master Inputs
|  | XC69 |  | Business case? | 0
| Project name | Power transformers - improved safe access
| Project category 1 | Network |  |  | Shaded cells = Inputs
| Project category 2 | Security and Compliance
| Regulatory classification | Prescribed
| Overhead Category | Repex_OHD |  | $000's | $000's | $000's | $000's | $000's | $000's | $000's | $000's | $000's | Project | 2017-22
|  |  |  | Prior | 2015-16 | 2016-17 | 2017-18 | 2018-19 | 2019-20 | 2020-21 | 2021-22 | 2022-23 | Total | Total | Check
| Project timing | Direct Expenditure (As incurred) - $ 2015/16 |  | 0 | 0 | 1001.7588 | 500 | 500 | 500 | 500 | 500 | 0 | 3501.7588 | 2500 | ok
| (excluding real cost escalators) | Assumed year commissioned (no BC) | bar: 2015-16 to 2022-23
|  | Direct Expenditure (As Commissioned) - $ 2015/16 |  | 0 | 0 | 1001.7588 | 500 | 500 | 500 | 500 | 500 | 0 | 3501.7588 | 2500 | ok
| Asset class | Secondary
Switchgear
|  | Transformers |  | 100% | 100% | 100% | 100% | 100% | 100% | 100% | 100% | 100%
Reactive
Lines and towers
Establishment
Communications
Non System
Land
Easements
|  |  | Total | 100% | 100% | 100% | 100% | 100% | 100% | 100% | 100% | 100%
| Input costs % | Labour - internal |  | 10% | 10% | 10% | 10% | 10% | 10% | 10% | 10% | 10%
|  | Labour - external |  | 50% | 50% | 50% | 50% | 50% | 50% | 50% | 50% | 50%
|  | Materials |  | 40% | 40% | 40% | 40% | 40% | 40% | 40% | 40% | 40%
|  |  | Total | 100% | 100% | 100% | 100% | 100% | 100% | 100% | 100% | 100%
Material Escalation
| (By Asset Class) | Secondary |  | 0 | 0 | 0 | 0 | 0 | 0 | 0 | 0 | 0 | 0 | 0
|  | Switchgear |  | 0 | 0 | 0 | 0 | 0 | 0 | 0 | 0 | 0 | 0 | 0
|  | Transformers |  | 0 | 0 | 0 | 0 | 0 | 0 | 0 | 0 | 0 | 0 | 0
|  | Reactive |  | 0 | 0 | 0 | 0 | 0 | 0 | 0 | 0 | 0 | 0 | 0
|  | Lines and towers |  | 0 | 0 | 0 | 0 | 0 | 0 | 0 | 0 | 0 | 0 | 0
|  | Establishment |  | 0 | 0 | 0 | 0 | 0 | 0 | 0 | 0 | 0 | 0 | 0
|  | Communications |  | 0 | 0 | 0 | 0 | 0 | 0 | 0 | 0 | 0 | 0 | 0
|  | Non System |  | 0 | 0 | 0 | 0 | 0 | 0 | 0 | 0 | 0 | 0 | 0
|  | Land |  | 0 | 0 | 0 | 0 | 0 | 0 | 0 | 0 | 0 | 0 | 0
|  | Easements |  | 0 | 0 | 0 | 0 | 0 | 0 | 0 | 0 | 0 | 0 | 0
|  | Total Material escalation |  | 0 | 0 | 0 | 0 | 0 | 0 | 0 | 0 | 0 | 0 | 0
| Labour Escalation | Internal Labour |  | 0 | 0 | 1.2536 | 1.0332 | 1.4466 | 1.8723 | 2.3366 | 2.8128 | 0 | 10.7551 | 9.5015
|  | External Labour |  | 0 | 0 | 5.3855 | 5.3097 | 7.9713 | 10.5703 | 13.4106 | 16.3476 | 0 | 58.995 | 53.6095
|  | Total Labour Escalation |  | 0 | 0 | 6.6391 | 6.3429 | 9.4179 | 12.4427 | 15.7471 | 19.1604 | 0 | 69.7501 | 63.111
|  | Total Escalation |  | 0 | 0 | 6.6391 | 6.3429 | 9.4179 | 12.4427 | 15.7471 | 19.1604 | 0 | 69.7501 | 63.111
|  | Escalation factors |  | 0 | 0 | 0.0066275 | 0.012686 | 0.018836 | 0.024885 | 0.031494 | 0.038321 | 0 | 0.019919 | 0.025244
| Direct Expenditure (Escalated) | Total labour - internal |  | 0 | 0 | 105.0258 | 52.8427 | 53.2707 | 53.7115 | 54.1922 | 54.6854 | 0 | 373.7283 | 268.7025
| (as incurred) | Total labour - external |  | 0 | 0 | 524.2152 | 264.362 | 267.118 | 269.8092 | 272.7501 | 275.7913 | 0 | 1874.0458 | 1349.8306
|  | Total materials |  | 0 | 0 | 414.911 | 207.0913 | 207.0913 | 207.0913 | 207.0913 | 207.0913 | 0 | 1450.3673 | 1035.4563
|  | Total Direct - As Incurred $ Mar 2017 |  | 0 | 0 | 1044.1519 | 524.2959 | 527.4799 | 530.612 | 534.0336 | 537.5679 | 0 | 3698.1413 | 2653.9894 | ok
| Capitalised Overheads | Overhead rate (applied to direct expenditure) |  | 8.008% | 5.944% | 7.259% | 7.876% | 9.527% | 9.284% | 8.487% | 8.487% | 8.732%
|  | Total overhead (as incurred) |  | 0 | 0 | 75.7988 | 41.2941 | 50.2506 | 49.2627 | 45.321 | 45.6209 | 0 | 307.5481 | 231.7493
|  | Total incl Overhead - As Incurred $ Mar 2017 |  | 0 | 0 | 1119.9508 | 565.59 | 577.7305 | 579.8747 | 579.3546 | 583.1888 | 0 | 4005.6894 | 2885.7387
|  | Total overheads (As incurred) - Cumulative |  | 0 | 0 | 75.7988 | 117.0929 | 167.3435 | 216.6063 | 261.9272 | 307.5481 | 307.5481
|  | Labour & Material Escalation - Cumulative |  | 0 | 0 | 6.6391 | 12.982 | 22.3999 | 34.8426 | 50.5897 | 69.7501 | 69.7501
Expenditure By Asset Class - As Incurred
| Asset class breakdown | Secondary |  | 0 | 0 | 0 | 0 | 0 | 0 | 0 | 0 | 0 | 0 | 0
| (fully absorbed) | Switchgear |  | 0 | 0 | 0 | 0 | 0 | 0 | 0 | 0 | 0 | 0 | 0
| (as incurred) | Transformers |  | 0 | 0 | 1119.9508 | 565.59 | 577.7305 | 579.8747 | 579.3546 | 583.1888 | 0 | 4005.6894 | 2885.7387
|  | Reactive |  | 0 | 0 | 0 | 0 | 0 | 0 | 0 | 0 | 0 | 0 | 0
|  | Lines and towers |  | 0 | 0 | 0 | 0 | 0 | 0 | 0 | 0 | 0 | 0 | 0
|  | Establishment |  | 0 | 0 | 0 | 0 | 0 | 0 | 0 | 0 | 0 | 0 | 0
|  | Communications |  | 0 | 0 | 0 | 0 | 0 | 0 | 0 | 0 | 0 | 0 | 0
|  | Non System |  | 0 | 0 | 0 | 0 | 0 | 0 | 0 | 0 | 0 | 0 | 0
|  | Land |  | 0 | 0 | 0 | 0 | 0 | 0 | 0 | 0 | 0 | 0 | 0
|  | Easements |  | 0 | 0 | 0 | 0 | 0 | 0 | 0 | 0 | 0 | 0 | 0
|  | Total incl Overhead - As Incurred $ Mar 2017 |  | 0 | 0 | 1119.9508 | 565.59 | 577.7305 | 579.8747 | 579.3546 | 583.1888 | 0 | 4005.6894 | 2885.7387
|  |  | Check | 0 | 0 | 0 | 0 | 0 | 0 | 0 | 0 | 0 | 0 | 0
| As Commissioned Capex | Direct Expenditure (As Commissioned) - $ 2015/16 |  | 0 | 0 | 1001.7588 | 500 | 500 | 500 | 500 | 500 | 0 | 3501.7588 | 2500
|  | Labour & Material Escalation - $ 2015/16 |  | 0 | 0 | 6.6391 | 6.3429 | 9.4179 | 12.4427 | 15.7471 | 19.1604 | 0 | 69.7501 | 63.111
|  | Total Direct Expenditure - $ 2015/16 |  | 0 | 0 | 1008.3979 | 506.3429 | 509.4179 | 512.4427 | 515.7471 | 519.1604 | 0 | 3571.5089 | 2563.111
|  | Total Direct Expenditure - $ Mar 2017 |  | 0 | 0 | 1044.1519 | 524.2959 | 527.4799 | 530.612 | 534.0336 | 537.5679 | 0 | 3698.1413 | 2653.9894
|  | Total overheads (As Commissioned) |  | 0 | 0 | 75.7988 | 41.2941 | 50.2506 | 49.2627 | 45.321 | 45.6209 | 0 | 307.5481 | 231.7493
|  | Total incl Overhead - As commissioned $ Mar 2017 |  | 0 | 0 | 1119.9508 | 565.59 | 577.7305 | 579.8747 | 579.3546 | 583.1888 | 0 | 4005.6894 | 2885.7387
|  | Total overheads (As Comm) - Cumulative |  | 0 | 0 | 75.7988 | 117.0929 | 167.3435 | 216.6063 | 261.9272 | 307.5481 | 307.5481
|  | Total real cost escalation (As Comm) - Cumulative |  | 0 | 0 | 6.6391 | 12.982 | 22.3999 | 34.8426 | 50.5897 | 69.7501 | 69.7501
Expenditure By Asset Class - As Commissioned
| Asset class breakdown | Secondary |  | 0 | 0 | 0 | 0 | 0 | 0 | 0 | 0 | 0 | 0 | 0
| (fully absorbed) | Switchgear |  | 0 | 0 | 0 | 0 | 0 | 0 | 0 | 0 | 0 | 0 | 0
| (as commissioned) | Transformers |  | 0 | 0 | 1119.9508 | 565.59 | 577.7305 | 579.8747 | 579.3546 | 583.1888 | 0 | 4005.6894 | 2885.7387
|  | Reactive |  | 0 | 0 | 0 | 0 | 0 | 0 | 0 | 0 | 0 | 0 | 0
|  | Lines and towers |  | 0 | 0 | 0 | 0 | 0 | 0 | 0 | 0 | 0 | 0 | 0
|  | Establishment |  | 0 | 0 | 0 | 0 | 0 | 0 | 0 | 0 | 0 | 0 | 0
|  | Communications |  | 0 | 0 | 0 | 0 | 0 | 0 | 0 | 0 | 0 | 0 | 0
|  | Non System |  | 0 | 0 | 0 | 0 | 0 | 0 | 0 | 0 | 0 | 0 | 0
|  | Land |  | 0 | 0 | 0 | 0 | 0 | 0 | 0 | 0 | 0 | 0 | 0
|  | Easements |  | 0 | 0 | 0 | 0 | 0 | 0 | 0 | 0 | 0 | 0 | 0
|  | Total incl Overhead - As commissioned $ Mar 2017 |  | 0 | 0 | 1119.9508 | 565.59 | 577.7305 | 579.8747 | 579.3546 | 583.1888 | 0 | 4005.6894 | 2885.7387
|  |  | Check | 0 | 0 | 0 | 0 | 0 | 0 | 0 | 0 | 0 | 0 | 0
0
| Expenditure splits for RIN |  |  |  | 2015-16 | 2016-17 | 2017-18 | 2018-19 | 2019-20 | 2020-21 | 2021-22 | 2022-23
| Repex Category | Transmission Towers | bar: 2015-16 to 2022-23
Transmission Tower Support Structures | bar: 2015-16 to 2022-23
Conductors | bar: 2015-16 to 2022-23
Transmission Cables | bar: 2015-16 to 2022-23
Substation Switchbays | bar: 2015-16 to 2022-23
|  | Substation Power Transformers |  |  | 100% | 100% | 100% | 100% | 100% | 100% | 100% | 100%
Substation Reactive Plant | bar: 2015-16 to 2022-23
Scada Network Control And Protection Systems | bar: 2015-16 to 2022-23
Other | bar: 2015-16 to 2022-23
|  | Total |  |  | 100% | 100% | 100% | 100% | 100% | 100% | 100% | 100%
| Direct Expenditures | Materials - $ Mar 2017 |  |  | 2015-16 | 2016-17 | 2017-18 | 2018-19 | 2019-20 | 2020-21 | 2021-22 | 2022-23 | Total | 2017-22 Total
| (As Incurred) | Transmission Towers |  |  | 0 | 0 | 0 | 0 | 0 | 0 | 0 | 0 | 0 | 0
|  | Transmission Tower Support Structures |  |  | 0 | 0 | 0 | 0 | 0 | 0 | 0 | 0 | 0 | 0
|  | Conductors |  |  | 0 | 0 | 0 | 0 | 0 | 0 | 0 | 0 | 0 | 0
|  | Transmission Cables |  |  | 0 | 0 | 0 | 0 | 0 | 0 | 0 | 0 | 0 | 0
|  | Substation Switchbays |  |  | 0 | 0 | 0 | 0 | 0 | 0 | 0 | 0 | 0 | 0
|  | Substation Power Transformers |  |  | 0 | 414.911 | 207.0913 | 207.0913 | 207.0913 | 207.0913 | 207.0913 | 0 | 1450.3673 | 1035.4563
|  | Substation Reactive Plant |  |  | 0 | 0 | 0 | 0 | 0 | 0 | 0 | 0 | 0 | 0
|  | Scada Network Control And Protection Systems |  |  | 0 | 0 | 0 | 0 | 0 | 0 | 0 | 0 | 0 | 0
|  | Other |  |  | 0 | 0 | 0 | 0 | 0 | 0 | 0 | 0 | 0 | 0
|  | Total Materials |  |  | 0 | 414.911 | 207.0913 | 207.0913 | 207.0913 | 207.0913 | 207.0913 | 0 | 1450.3673 | 1035.4563
|  | Labour (Internal) - $ Mar 2017 |  |  | 2015-16 | 2016-17 | 2017-18 | 2018-19 | 2019-20 | 2020-21 | 2021-22 | 2022-23 | Total | 2017-22 Total
|  | Transmission Towers |  |  | 0 | 0 | 0 | 0 | 0 | 0 | 0 | 0 | 0 | 0
|  | Transmission Tower Support Structures |  |  | 0 | 0 | 0 | 0 | 0 | 0 | 0 | 0 | 0 | 0
|  | Conductors |  |  | 0 | 0 | 0 | 0 | 0 | 0 | 0 | 0 | 0 | 0
|  | Transmission Cables |  |  | 0 | 0 | 0 | 0 | 0 | 0 | 0 | 0 | 0 | 0
|  | Substation Switchbays |  |  | 0 | 0 | 0 | 0 | 0 | 0 | 0 | 0 | 0 | 0
|  | Substation Power Transformers |  |  | 0 | 105.0258 | 52.8427 | 53.2707 | 53.7115 | 54.1922 | 54.6854 | 0 | 373.7283 | 268.7025
|  | Substation Reactive Plant |  |  | 0 | 0 | 0 | 0 | 0 | 0 | 0 | 0 | 0 | 0
|  | Scada Network Control And Protection Systems |  |  | 0 | 0 | 0 | 0 | 0 | 0 | 0 | 0 | 0 | 0
|  | Other |  |  | 0 | 0 | 0 | 0 | 0 | 0 | 0 | 0 | 0 | 0
|  | Total Internal Labour |  |  | 0 | 105.0258 | 52.8427 | 53.2707 | 53.7115 | 54.1922 | 54.6854 | 0 | 373.7283 | 268.7025
|  | Labour (External) - $ Mar 2017 |  |  | 2015-16 | 2016-17 | 2017-18 | 2018-19 | 2019-20 | 2020-21 | 2021-22 | 2022-23 | Total | 2017-22 Total
|  | Transmission Towers |  |  | 0 | 0 | 0 | 0 | 0 | 0 | 0 | 0 | 0 | 0
|  | Transmission Tower Support Structures |  |  | 0 | 0 | 0 | 0 | 0 | 0 | 0 | 0 | 0 | 0
|  | Conductors |  |  | 0 | 0 | 0 | 0 | 0 | 0 | 0 | 0 | 0 | 0
|  | Transmission Cables |  |  | 0 | 0 | 0 | 0 | 0 | 0 | 0 | 0 | 0 | 0
|  | Substation Switchbays |  |  | 0 | 0 | 0 | 0 | 0 | 0 | 0 | 0 | 0 | 0
|  | Substation Power Transformers |  |  | 0 | 524.2152 | 264.362 | 267.118 | 269.8092 | 272.7501 | 275.7913 | 0 | 1874.0458 | 1349.8306
|  | Substation Reactive Plant |  |  | 0 | 0 | 0 | 0 | 0 | 0 | 0 | 0 | 0 | 0
|  | Scada Network Control And Protection Systems |  |  | 0 | 0 | 0 | 0 | 0 | 0 | 0 | 0 | 0 | 0
|  | Other |  |  | 0 | 0 | 0 | 0 | 0 | 0 | 0 | 0 | 0 | 0
|  | Total External Labour |  |  | 0 | 524.2152 | 264.362 | 267.118 | 269.8092 | 272.7501 | 275.7913 | 0 | 1874.0458 | 1349.8306
|  | Total Direct - $ Mar 2017 |  |  | 2015-16 | 2016-17 | 2017-18 | 2018-19 | 2019-20 | 2020-21 | 2021-22 | 2022-23 | Total | 2017-22 Total
|  | Transmission Towers |  |  | 0 | 0 | 0 | 0 | 0 | 0 | 0 | 0 | 0 | 0
|  | Transmission Tower Support Structures |  |  | 0 | 0 | 0 | 0 | 0 | 0 | 0 | 0 | 0 | 0
|  | Conductors |  |  | 0 | 0 | 0 | 0 | 0 | 0 | 0 | 0 | 0 | 0
|  | Transmission Cables |  |  | 0 | 0 | 0 | 0 | 0 | 0 | 0 | 0 | 0 | 0
|  | Substation Switchbays |  |  | 0 | 0 | 0 | 0 | 0 | 0 | 0 | 0 | 0 | 0
|  | Substation Power Transformers |  |  | 0 | 1044.1519 | 524.2959 | 527.4799 | 530.612 | 534.0336 | 537.5679 | 0 | 3698.1413 | 2653.9894
|  | Substation Reactive Plant |  |  | 0 | 0 | 0 | 0 | 0 | 0 | 0 | 0 | 0 | 0
|  | Scada Network Control And Protection Systems |  |  | 0 | 0 | 0 | 0 | 0 | 0 | 0 | 0 | 0 | 0
|  | Other |  |  | 0 | 0 | 0 | 0 | 0 | 0 | 0 | 0 | 0 | 0
|  | Total Direct - $ Mar 2017 |  |  | 0 | 1044.1519 | 524.2959 | 527.4799 | 530.612 | 534.0336 | 537.5679 | 0 | 3698.1413 | 2653.9894

## Proj_23
Go To: | Table of Contents
Master Inputs
|  | 0% |  | Business case? | 0
| Project name | Circuit breakers
| Project category 1 | Network |  |  | Shaded cells = Inputs
| Project category 2 | Replacement - Other
| Regulatory classification | Prescribed
| Overhead Category | Repex_OHD |  | $000's | $000's | $000's | $000's | $000's | $000's | $000's | $000's | $000's | Project | 2017-22
|  |  |  | Prior | 2015-16 | 2016-17 | 2017-18 | 2018-19 | 2019-20 | 2020-21 | 2021-22 | 2022-23 | Total | Total | Check
| Project timing | Direct Expenditure (As incurred) - $ 2015/16 |  | 1831.3157 | 1747.65 | 1001.7588 | 5922.4 | 5922.4 | 5922.4 | 5922.4 | 5922.4 | 0 | 34192.7245 | 29612 | ok
| (excluding real cost escalators) | Assumed year commissioned (no BC) |  | x | bar: 2015-16 to 2022-23
|  | Direct Expenditure (As Commissioned) - $ 2015/16 |  | 1831.3157 | 1747.65 | 1001.7588 | 5922.4 | 5922.4 | 5922.4 | 5922.4 | 5922.4 | 0 | 34192.7245 | 29612 | ok
| Asset class | Secondary
|  | Switchgear |  | 100% | 100% | 100% | 100% | 100% | 100% | 100% | 100% | 100%
Transformers
Reactive
Lines and towers
Establishment
Communications
Non System
Land
Easements
|  |  | Total | 100% | 100% | 100% | 100% | 100% | 100% | 100% | 100% | 100%
| Input costs % | Labour - internal |  | 10% | 10% | 10% | 10% | 10% | 10% | 10% | 10% | 10%
|  | Labour - external |  | 50% | 50% | 50% | 50% | 50% | 50% | 50% | 50% | 50%
|  | Materials |  | 40% | 40% | 40% | 40% | 40% | 40% | 40% | 40% | 40%
|  |  | Total | 100% | 100% | 100% | 100% | 100% | 100% | 100% | 100% | 100%
Material Escalation
| (By Asset Class) | Secondary |  | 0 | 0 | 0 | 0 | 0 | 0 | 0 | 0 | 0 | 0 | 0
|  | Switchgear |  | 0 | 0 | 0 | 0 | 0 | 0 | 0 | 0 | 0 | 0 | 0
|  | Transformers |  | 0 | 0 | 0 | 0 | 0 | 0 | 0 | 0 | 0 | 0 | 0
|  | Reactive |  | 0 | 0 | 0 | 0 | 0 | 0 | 0 | 0 | 0 | 0 | 0
|  | Lines and towers |  | 0 | 0 | 0 | 0 | 0 | 0 | 0 | 0 | 0 | 0 | 0
|  | Establishment |  | 0 | 0 | 0 | 0 | 0 | 0 | 0 | 0 | 0 | 0 | 0
|  | Communications |  | 0 | 0 | 0 | 0 | 0 | 0 | 0 | 0 | 0 | 0 | 0
|  | Non System |  | 0 | 0 | 0 | 0 | 0 | 0 | 0 | 0 | 0 | 0 | 0
|  | Land |  | 0 | 0 | 0 | 0 | 0 | 0 | 0 | 0 | 0 | 0 | 0
|  | Easements |  | 0 | 0 | 0 | 0 | 0 | 0 | 0 | 0 | 0 | 0 | 0
|  | Total Material escalation |  | 0 | 0 | 0 | 0 | 0 | 0 | 0 | 0 | 0 | 0 | 0
| Labour Escalation | Internal Labour |  | 0 | 1.0267 | 1.2536 | 12.2383 | 17.1346 | 22.1772 | 27.6762 | 33.3175 | 0 | 114.8242 | 112.5439
|  | External Labour |  | 0 | 3.5827 | 5.3855 | 62.8921 | 94.4182 | 125.2036 | 158.8454 | 193.6339 | 0 | 643.9615 | 634.9932
|  | Total Labour Escalation |  | 0 | 4.6094 | 6.6391 | 75.1304 | 111.5529 | 147.3808 | 186.5216 | 226.9514 | 0 | 758.7857 | 747.5371
|  | Total Escalation |  | 0 | 4.6094 | 6.6391 | 75.1304 | 111.5529 | 147.3808 | 186.5216 | 226.9514 | 0 | 758.7857 | 747.5371
|  | Escalation factors |  | 0 | 0.0026375 | 0.0066275 | 0.012686 | 0.018836 | 0.024885 | 0.031494 | 0.038321 | 0 | 0.022191 | 0.025244
| Direct Expenditure (Escalated) | Total labour - internal |  | 189.6247 | 182.0247 | 105.0258 | 625.9109 | 630.9808 | 636.2022 | 641.8962 | 647.7374 | 0 | 3659.4026 | 3182.7274
| (as incurred) | Total labour - external |  | 948.1237 | 908.5173 | 524.2152 | 3131.3152 | 3163.9591 | 3195.836 | 3230.6706 | 3266.6926 | 0 | 18369.3297 | 15988.4736
|  | Total materials |  | 758.4989 | 723.8461 | 414.911 | 2452.9545 | 2452.9545 | 2452.9545 | 2452.9545 | 2452.9545 | 0 | 14162.0286 | 12264.7727
|  | Total Direct - As Incurred $ Mar 2017 |  | 1896.2474 | 1814.388 | 1044.1519 | 6210.1806 | 6247.8945 | 6284.9927 | 6325.5213 | 6367.3846 | 0 | 36190.761 | 31435.9737 | ok
| Capitalised Overheads | Overhead rate (applied to direct expenditure) |  | 8.008% | 5.944% | 7.259% | 7.876% | 9.527% | 9.284% | 8.487% | 8.487% | 8.732%
|  | Total overhead (as incurred) |  | 151.8547 | 107.8559 | 75.7988 | 489.1204 | 595.208 | 583.5074 | 536.8177 | 540.3705 | 0 | 3080.5334 | 2745.0239
|  | Total incl Overhead - As Incurred $ Mar 2017 |  | 2048.1021 | 1922.244 | 1119.9508 | 6699.301 | 6843.1024 | 6868.5001 | 6862.339 | 6907.755 | 0 | 39271.2943 | 34180.9975
|  | Total overheads (As incurred) - Cumulative |  | 151.8547 | 259.7107 | 335.5095 | 824.6299 | 1419.8378 | 2003.3452 | 2540.1629 | 3080.5334 | 3080.5334
|  | Labour & Material Escalation - Cumulative |  | 0 | 4.6094 | 11.2485 | 86.379 | 197.9318 | 345.3126 | 531.8343 | 758.7857 | 758.7857
Expenditure By Asset Class - As Incurred
| Asset class breakdown | Secondary |  | 0 | 0 | 0 | 0 | 0 | 0 | 0 | 0 | 0 | 0 | 0
| (fully absorbed) | Switchgear |  | 2048.1021 | 1922.244 | 1119.9508 | 6699.301 | 6843.1024 | 6868.5001 | 6862.339 | 6907.755 | 0 | 39271.2943 | 34180.9975
| (as incurred) | Transformers |  | 0 | 0 | 0 | 0 | 0 | 0 | 0 | 0 | 0 | 0 | 0
|  | Reactive |  | 0 | 0 | 0 | 0 | 0 | 0 | 0 | 0 | 0 | 0 | 0
|  | Lines and towers |  | 0 | 0 | 0 | 0 | 0 | 0 | 0 | 0 | 0 | 0 | 0
|  | Establishment |  | 0 | 0 | 0 | 0 | 0 | 0 | 0 | 0 | 0 | 0 | 0
|  | Communications |  | 0 | 0 | 0 | 0 | 0 | 0 | 0 | 0 | 0 | 0 | 0
|  | Non System |  | 0 | 0 | 0 | 0 | 0 | 0 | 0 | 0 | 0 | 0 | 0
|  | Land |  | 0 | 0 | 0 | 0 | 0 | 0 | 0 | 0 | 0 | 0 | 0
|  | Easements |  | 0 | 0 | 0 | 0 | 0 | 0 | 0 | 0 | 0 | 0 | 0
|  | Total incl Overhead - As Incurred $ Mar 2017 |  | 2048.1021 | 1922.244 | 1119.9508 | 6699.301 | 6843.1024 | 6868.5001 | 6862.339 | 6907.755 | 0 | 39271.2943 | 34180.9975
|  |  | Check | 0 | 0 | 0 | 0 | 0 | 0 | 0 | 0 | 0 | 0 | 0
| As Commissioned Capex | Direct Expenditure (As Commissioned) - $ 2015/16 |  | 1831.3157 | 1747.65 | 1001.7588 | 5922.4 | 5922.4 | 5922.4 | 5922.4 | 5922.4 | 0 | 34192.7245 | 29612
|  | Labour & Material Escalation - $ 2015/16 |  | 0 | 4.6094 | 6.6391 | 75.1304 | 111.5529 | 147.3808 | 186.5216 | 226.9514 | 0 | 758.7857 | 747.5371
|  | Total Direct Expenditure - $ 2015/16 |  | 1831.3157 | 1752.2594 | 1008.3979 | 5997.5304 | 6033.9529 | 6069.7808 | 6108.9216 | 6149.3514 | 0 | 34951.5101 | 30359.5371
|  | Total Direct Expenditure - $ Mar 2017 |  | 1896.2474 | 1814.388 | 1044.1519 | 6210.1806 | 6247.8945 | 6284.9927 | 6325.5213 | 6367.3846 | 0 | 36190.761 | 31435.9737
|  | Total overheads (As Commissioned) |  | 151.8547 | 107.8559 | 75.7988 | 489.1204 | 595.208 | 583.5074 | 536.8177 | 540.3705 | 0 | 3080.5334 | 2745.0239
|  | Total incl Overhead - As commissioned $ Mar 2017 |  | 2048.1021 | 1922.244 | 1119.9508 | 6699.301 | 6843.1024 | 6868.5001 | 6862.339 | 6907.755 | 0 | 39271.2943 | 34180.9975
|  | Total overheads (As Comm) - Cumulative |  | 151.8547 | 259.7107 | 335.5095 | 824.6299 | 1419.8378 | 2003.3452 | 2540.1629 | 3080.5334 | 3080.5334
|  | Total real cost escalation (As Comm) - Cumulative |  | 0 | 4.6094 | 11.2485 | 86.379 | 197.9318 | 345.3126 | 531.8343 | 758.7857 | 758.7857
Expenditure By Asset Class - As Commissioned
| Asset class breakdown | Secondary |  | 0 | 0 | 0 | 0 | 0 | 0 | 0 | 0 | 0 | 0 | 0
| (fully absorbed) | Switchgear |  | 2048.1021 | 1922.244 | 1119.9508 | 6699.301 | 6843.1024 | 6868.5001 | 6862.339 | 6907.755 | 0 | 39271.2943 | 34180.9975
| (as commissioned) | Transformers |  | 0 | 0 | 0 | 0 | 0 | 0 | 0 | 0 | 0 | 0 | 0
|  | Reactive |  | 0 | 0 | 0 | 0 | 0 | 0 | 0 | 0 | 0 | 0 | 0
|  | Lines and towers |  | 0 | 0 | 0 | 0 | 0 | 0 | 0 | 0 | 0 | 0 | 0
|  | Establishment |  | 0 | 0 | 0 | 0 | 0 | 0 | 0 | 0 | 0 | 0 | 0
|  | Communications |  | 0 | 0 | 0 | 0 | 0 | 0 | 0 | 0 | 0 | 0 | 0
|  | Non System |  | 0 | 0 | 0 | 0 | 0 | 0 | 0 | 0 | 0 | 0 | 0
|  | Land |  | 0 | 0 | 0 | 0 | 0 | 0 | 0 | 0 | 0 | 0 | 0
|  | Easements |  | 0 | 0 | 0 | 0 | 0 | 0 | 0 | 0 | 0 | 0 | 0
|  | Total incl Overhead - As commissioned $ Mar 2017 |  | 2048.1021 | 1922.244 | 1119.9508 | 6699.301 | 6843.1024 | 6868.5001 | 6862.339 | 6907.755 | 0 | 39271.2943 | 34180.9975
|  |  | Check | 0 | 0 | 0 | 0 | 0 | 0 | 0 | 0 | 0 | 0 | 0
0
| Expenditure splits for RIN |  |  |  | 2015-16 | 2016-17 | 2017-18 | 2018-19 | 2019-20 | 2020-21 | 2021-22 | 2022-23
| Repex Category | Transmission Towers | bar: 2015-16 to 2022-23
Transmission Tower Support Structures | bar: 2015-16 to 2022-23
Conductors | bar: 2015-16 to 2022-23
Transmission Cables | bar: 2015-16 to 2022-23
|  | Substation Switchbays |  |  | 100% | 100% | 100% | 100% | 100% | 100% | 100% | 100%
Substation Power Transformers | bar: 2015-16 to 2022-23
Substation Reactive Plant | bar: 2015-16 to 2022-23
Scada Network Control And Protection Systems | bar: 2015-16 to 2022-23
Other | bar: 2015-16 to 2022-23
|  | Total |  |  | 100% | 100% | 100% | 100% | 100% | 100% | 100% | 100%
| Direct Expenditures | Materials - $ Mar 2017 |  |  | 2015-16 | 2016-17 | 2017-18 | 2018-19 | 2019-20 | 2020-21 | 2021-22 | 2022-23 | Total | 2017-22 Total
| (As Incurred) | Transmission Towers |  |  | 0 | 0 | 0 | 0 | 0 | 0 | 0 | 0 | 0 | 0
|  | Transmission Tower Support Structures |  |  | 0 | 0 | 0 | 0 | 0 | 0 | 0 | 0 | 0 | 0
|  | Conductors |  |  | 0 | 0 | 0 | 0 | 0 | 0 | 0 | 0 | 0 | 0
|  | Transmission Cables |  |  | 0 | 0 | 0 | 0 | 0 | 0 | 0 | 0 | 0 | 0
|  | Substation Switchbays |  |  | 723.8461 | 414.911 | 2452.9545 | 2452.9545 | 2452.9545 | 2452.9545 | 2452.9545 | 0 | 13403.5297 | 12264.7727
|  | Substation Power Transformers |  |  | 0 | 0 | 0 | 0 | 0 | 0 | 0 | 0 | 0 | 0
|  | Substation Reactive Plant |  |  | 0 | 0 | 0 | 0 | 0 | 0 | 0 | 0 | 0 | 0
|  | Scada Network Control And Protection Systems |  |  | 0 | 0 | 0 | 0 | 0 | 0 | 0 | 0 | 0 | 0
|  | Other |  |  | 0 | 0 | 0 | 0 | 0 | 0 | 0 | 0 | 0 | 0
|  | Total Materials |  |  | 723.8461 | 414.911 | 2452.9545 | 2452.9545 | 2452.9545 | 2452.9545 | 2452.9545 | 0 | 13403.5297 | 12264.7727
|  | Labour (Internal) - $ Mar 2017 |  |  | 2015-16 | 2016-17 | 2017-18 | 2018-19 | 2019-20 | 2020-21 | 2021-22 | 2022-23 | Total | 2017-22 Total
|  | Transmission Towers |  |  | 0 | 0 | 0 | 0 | 0 | 0 | 0 | 0 | 0 | 0
|  | Transmission Tower Support Structures |  |  | 0 | 0 | 0 | 0 | 0 | 0 | 0 | 0 | 0 | 0
|  | Conductors |  |  | 0 | 0 | 0 | 0 | 0 | 0 | 0 | 0 | 0 | 0
|  | Transmission Cables |  |  | 0 | 0 | 0 | 0 | 0 | 0 | 0 | 0 | 0 | 0
|  | Substation Switchbays |  |  | 182.0247 | 105.0258 | 625.9109 | 630.9808 | 636.2022 | 641.8962 | 647.7374 | 0 | 3469.7779 | 3182.7274
|  | Substation Power Transformers |  |  | 0 | 0 | 0 | 0 | 0 | 0 | 0 | 0 | 0 | 0
|  | Substation Reactive Plant |  |  | 0 | 0 | 0 | 0 | 0 | 0 | 0 | 0 | 0 | 0
|  | Scada Network Control And Protection Systems |  |  | 0 | 0 | 0 | 0 | 0 | 0 | 0 | 0 | 0 | 0
|  | Other |  |  | 0 | 0 | 0 | 0 | 0 | 0 | 0 | 0 | 0 | 0
|  | Total Internal Labour |  |  | 182.0247 | 105.0258 | 625.9109 | 630.9808 | 636.2022 | 641.8962 | 647.7374 | 0 | 3469.7779 | 3182.7274
|  | Labour (External) - $ Mar 2017 |  |  | 2015-16 | 2016-17 | 2017-18 | 2018-19 | 2019-20 | 2020-21 | 2021-22 | 2022-23 | Total | 2017-22 Total
|  | Transmission Towers |  |  | 0 | 0 | 0 | 0 | 0 | 0 | 0 | 0 | 0 | 0
|  | Transmission Tower Support Structures |  |  | 0 | 0 | 0 | 0 | 0 | 0 | 0 | 0 | 0 | 0
|  | Conductors |  |  | 0 | 0 | 0 | 0 | 0 | 0 | 0 | 0 | 0 | 0
|  | Transmission Cables |  |  | 0 | 0 | 0 | 0 | 0 | 0 | 0 | 0 | 0 | 0
|  | Substation Switchbays |  |  | 908.5173 | 524.2152 | 3131.3152 | 3163.9591 | 3195.836 | 3230.6706 | 3266.6926 | 0 | 17421.2061 | 15988.4736
|  | Substation Power Transformers |  |  | 0 | 0 | 0 | 0 | 0 | 0 | 0 | 0 | 0 | 0
|  | Substation Reactive Plant |  |  | 0 | 0 | 0 | 0 | 0 | 0 | 0 | 0 | 0 | 0
|  | Scada Network Control And Protection Systems |  |  | 0 | 0 | 0 | 0 | 0 | 0 | 0 | 0 | 0 | 0
|  | Other |  |  | 0 | 0 | 0 | 0 | 0 | 0 | 0 | 0 | 0 | 0
|  | Total External Labour |  |  | 908.5173 | 524.2152 | 3131.3152 | 3163.9591 | 3195.836 | 3230.6706 | 3266.6926 | 0 | 17421.2061 | 15988.4736
|  | Total Direct - $ Mar 2017 |  |  | 2015-16 | 2016-17 | 2017-18 | 2018-19 | 2019-20 | 2020-21 | 2021-22 | 2022-23 | Total | 2017-22 Total
|  | Transmission Towers |  |  | 0 | 0 | 0 | 0 | 0 | 0 | 0 | 0 | 0 | 0
|  | Transmission Tower Support Structures |  |  | 0 | 0 | 0 | 0 | 0 | 0 | 0 | 0 | 0 | 0
|  | Conductors |  |  | 0 | 0 | 0 | 0 | 0 | 0 | 0 | 0 | 0 | 0
|  | Transmission Cables |  |  | 0 | 0 | 0 | 0 | 0 | 0 | 0 | 0 | 0 | 0
|  | Substation Switchbays |  |  | 1814.388 | 1044.1519 | 6210.1806 | 6247.8945 | 6284.9927 | 6325.5213 | 6367.3846 | 0 | 34294.5136 | 31435.9737
|  | Substation Power Transformers |  |  | 0 | 0 | 0 | 0 | 0 | 0 | 0 | 0 | 0 | 0
|  | Substation Reactive Plant |  |  | 0 | 0 | 0 | 0 | 0 | 0 | 0 | 0 | 0 | 0
|  | Scada Network Control And Protection Systems |  |  | 0 | 0 | 0 | 0 | 0 | 0 | 0 | 0 | 0 | 0
|  | Other |  |  | 0 | 0 | 0 | 0 | 0 | 0 | 0 | 0 | 0 | 0
|  | Total Direct - $ Mar 2017 |  |  | 1814.388 | 1044.1519 | 6210.1806 | 6247.8945 | 6284.9927 | 6325.5213 | 6367.3846 | 0 | 34294.5136 | 31435.9737

## Proj_24
Go To: | Table of Contents
Master Inputs
|  | Various |  | Business case? | 0
| Project name | Instrument transformers
| Project category 1 | Network |  |  | Shaded cells = Inputs
| Project category 2 | Security and Compliance
| Regulatory classification | Prescribed
| Overhead Category | Repex_OHD |  | $000's | $000's | $000's | $000's | $000's | $000's | $000's | $000's | $000's | Project | 2017-22
|  |  |  | Prior | 2015-16 | 2016-17 | 2017-18 | 2018-19 | 2019-20 | 2020-21 | 2021-22 | 2022-23 | Total | Total | Check
| Project timing | Direct Expenditure (As incurred) - $ 2015/16 |  | 492.1801 | 1098 | 2595.4659 | 1480 | 1480 | 1480 | 1480 | 1480 | 0 | 11585.646 | 7400 | ok
| (excluding real cost escalators) | Assumed year commissioned (no BC) |  | x | bar: 2015-16 to 2022-23
|  | Direct Expenditure (As Commissioned) - $ 2015/16 |  | 492.1801 | 1098 | 2595.4659 | 1480 | 1480 | 1480 | 1480 | 1480 | 0 | 11585.646 | 7400 | ok
| Asset class | Secondary
|  | Switchgear |  | 100% | 100% | 100% | 100% | 100% | 100% | 100% | 100% | 100%
Transformers
Reactive
Lines and towers
Establishment
Communications
Non System
Land
Easements
|  |  | Total | 100% | 100% | 100% | 100% | 100% | 100% | 100% | 100% | 100%
| Input costs % | Labour - internal |  | 10% | 10% | 10% | 10% | 10% | 10% | 10% | 10% | 10%
|  | Labour - external |  | 50% | 50% | 50% | 50% | 50% | 50% | 50% | 50% | 50%
|  | Materials |  | 40% | 40% | 40% | 40% | 40% | 40% | 40% | 40% | 40%
|  |  | Total | 100% | 100% | 100% | 100% | 100% | 100% | 100% | 100% | 100%
Material Escalation
| (By Asset Class) | Secondary |  | 0 | 0 | 0 | 0 | 0 | 0 | 0 | 0 | 0 | 0 | 0
|  | Switchgear |  | 0 | 0 | 0 | 0 | 0 | 0 | 0 | 0 | 0 | 0 | 0
|  | Transformers |  | 0 | 0 | 0 | 0 | 0 | 0 | 0 | 0 | 0 | 0 | 0
|  | Reactive |  | 0 | 0 | 0 | 0 | 0 | 0 | 0 | 0 | 0 | 0 | 0
|  | Lines and towers |  | 0 | 0 | 0 | 0 | 0 | 0 | 0 | 0 | 0 | 0 | 0
|  | Establishment |  | 0 | 0 | 0 | 0 | 0 | 0 | 0 | 0 | 0 | 0 | 0
|  | Communications |  | 0 | 0 | 0 | 0 | 0 | 0 | 0 | 0 | 0 | 0 | 0
|  | Non System |  | 0 | 0 | 0 | 0 | 0 | 0 | 0 | 0 | 0 | 0 | 0
|  | Land |  | 0 | 0 | 0 | 0 | 0 | 0 | 0 | 0 | 0 | 0 | 0
|  | Easements |  | 0 | 0 | 0 | 0 | 0 | 0 | 0 | 0 | 0 | 0 | 0
|  | Total Material escalation |  | 0 | 0 | 0 | 0 | 0 | 0 | 0 | 0 | 0 | 0 | 0
| Labour Escalation | Internal Labour |  | 0 | 0.64508 | 3.2479 | 3.0583 | 4.2819 | 5.5421 | 6.9163 | 8.326 | 0 | 32.0176 | 28.1246
|  | External Labour |  | 0 | 2.2509 | 13.9534 | 15.7166 | 23.595 | 31.2882 | 39.6953 | 48.3889 | 0 | 174.8883 | 158.684
|  | Total Labour Escalation |  | 0 | 2.896 | 17.2013 | 18.775 | 27.8769 | 36.8303 | 46.6115 | 56.7149 | 0 | 206.9059 | 186.8085
|  | Total Escalation |  | 0 | 2.896 | 17.2013 | 18.775 | 27.8769 | 36.8303 | 46.6115 | 56.7149 | 0 | 206.9059 | 186.8085
|  | Escalation factors |  | 0 | 0.0026375 | 0.0066275 | 0.012686 | 0.018836 | 0.024885 | 0.031494 | 0.038321 | 0 | 0.017859 | 0.025244
| Direct Expenditure (Escalated) | Total labour - internal |  | 50.9631 | 114.361 | 272.1122 | 156.4143 | 157.6813 | 158.9861 | 160.409 | 161.8687 | 0 | 1232.7958 | 795.3594
| (as incurred) | Total labour - external |  | 254.8155 | 570.7962 | 1358.1939 | 782.5116 | 790.6692 | 798.6352 | 807.3404 | 816.3422 | 0 | 6179.3042 | 3995.4986
|  | Total materials |  | 203.8524 | 454.7724 | 1074.9966 | 612.9901 | 612.9901 | 612.9901 | 612.9901 | 612.9901 | 0 | 4798.572 | 3064.9506
|  | Total Direct - As Incurred $ Mar 2017 |  | 509.631 | 1139.9297 | 2705.3027 | 1551.916 | 1561.3406 | 1570.6114 | 1580.7395 | 1591.2011 | 0 | 12210.672 | 7855.8086 | ok
| Capitalised Overheads | Overhead rate (applied to direct expenditure) |  | 8.008% | 5.944% | 7.259% | 7.876% | 9.527% | 9.284% | 8.487% | 8.487% | 8.732%
|  | Total overhead (as incurred) |  | 40.8121 | 67.7629 | 196.3879 | 122.2305 | 148.7417 | 145.8177 | 134.15 | 135.0379 | 0 | 990.9408 | 685.9779
|  | Total incl Overhead - As Incurred $ Mar 2017 |  | 550.4431 | 1207.6925 | 2901.6906 | 1674.1465 | 1710.0823 | 1716.4292 | 1714.8895 | 1726.2389 | 0 | 13201.6128 | 8541.7865
|  | Total overheads (As incurred) - Cumulative |  | 40.8121 | 108.575 | 304.9629 | 427.1934 | 575.9351 | 721.7529 | 855.9029 | 990.9408 | 990.9408
|  | Labour & Material Escalation - Cumulative |  | 0 | 2.896 | 20.0973 | 38.8723 | 66.7492 | 103.5795 | 150.191 | 206.9059 | 206.9059
Expenditure By Asset Class - As Incurred
| Asset class breakdown | Secondary |  | 0 | 0 | 0 | 0 | 0 | 0 | 0 | 0 | 0 | 0 | 0
| (fully absorbed) | Switchgear |  | 550.4431 | 1207.6925 | 2901.6906 | 1674.1465 | 1710.0823 | 1716.4292 | 1714.8895 | 1726.2389 | 0 | 13201.6128 | 8541.7865
| (as incurred) | Transformers |  | 0 | 0 | 0 | 0 | 0 | 0 | 0 | 0 | 0 | 0 | 0
|  | Reactive |  | 0 | 0 | 0 | 0 | 0 | 0 | 0 | 0 | 0 | 0 | 0
|  | Lines and towers |  | 0 | 0 | 0 | 0 | 0 | 0 | 0 | 0 | 0 | 0 | 0
|  | Establishment |  | 0 | 0 | 0 | 0 | 0 | 0 | 0 | 0 | 0 | 0 | 0
|  | Communications |  | 0 | 0 | 0 | 0 | 0 | 0 | 0 | 0 | 0 | 0 | 0
|  | Non System |  | 0 | 0 | 0 | 0 | 0 | 0 | 0 | 0 | 0 | 0 | 0
|  | Land |  | 0 | 0 | 0 | 0 | 0 | 0 | 0 | 0 | 0 | 0 | 0
|  | Easements |  | 0 | 0 | 0 | 0 | 0 | 0 | 0 | 0 | 0 | 0 | 0
|  | Total incl Overhead - As Incurred $ Mar 2017 |  | 550.4431 | 1207.6925 | 2901.6906 | 1674.1465 | 1710.0823 | 1716.4292 | 1714.8895 | 1726.2389 | 0 | 13201.6128 | 8541.7865
|  |  | Check | 0 | 0 | 0 | 0 | 0 | 0 | 0 | 0 | 0 | 0 | 0
| As Commissioned Capex | Direct Expenditure (As Commissioned) - $ 2015/16 |  | 492.1801 | 1098 | 2595.4659 | 1480 | 1480 | 1480 | 1480 | 1480 | 0 | 11585.646 | 7400
|  | Labour & Material Escalation - $ 2015/16 |  | 0 | 2.896 | 17.2013 | 18.775 | 27.8769 | 36.8303 | 46.6115 | 56.7149 | 0 | 206.9059 | 186.8085
|  | Total Direct Expenditure - $ 2015/16 |  | 492.1801 | 1100.896 | 2612.6672 | 1498.775 | 1507.8769 | 1516.8303 | 1526.6115 | 1536.7149 | 0 | 11792.5519 | 7586.8085
|  | Total Direct Expenditure - $ Mar 2017 |  | 509.631 | 1139.9297 | 2705.3027 | 1551.916 | 1561.3406 | 1570.6114 | 1580.7395 | 1591.2011 | 0 | 12210.672 | 7855.8086
|  | Total overheads (As Commissioned) |  | 40.8121 | 67.7629 | 196.3879 | 122.2305 | 148.7417 | 145.8177 | 134.15 | 135.0379 | 0 | 990.9408 | 685.9779
|  | Total incl Overhead - As commissioned $ Mar 2017 |  | 550.4431 | 1207.6925 | 2901.6906 | 1674.1465 | 1710.0823 | 1716.4292 | 1714.8895 | 1726.2389 | 0 | 13201.6128 | 8541.7865
|  | Total overheads (As Comm) - Cumulative |  | 40.8121 | 108.575 | 304.9629 | 427.1934 | 575.9351 | 721.7529 | 855.9029 | 990.9408 | 990.9408
|  | Total real cost escalation (As Comm) - Cumulative |  | 0 | 2.896 | 20.0973 | 38.8723 | 66.7492 | 103.5795 | 150.191 | 206.9059 | 206.9059
Expenditure By Asset Class - As Commissioned
| Asset class breakdown | Secondary |  | 0 | 0 | 0 | 0 | 0 | 0 | 0 | 0 | 0 | 0 | 0
| (fully absorbed) | Switchgear |  | 550.4431 | 1207.6925 | 2901.6906 | 1674.1465 | 1710.0823 | 1716.4292 | 1714.8895 | 1726.2389 | 0 | 13201.6128 | 8541.7865
| (as commissioned) | Transformers |  | 0 | 0 | 0 | 0 | 0 | 0 | 0 | 0 | 0 | 0 | 0
|  | Reactive |  | 0 | 0 | 0 | 0 | 0 | 0 | 0 | 0 | 0 | 0 | 0
|  | Lines and towers |  | 0 | 0 | 0 | 0 | 0 | 0 | 0 | 0 | 0 | 0 | 0
|  | Establishment |  | 0 | 0 | 0 | 0 | 0 | 0 | 0 | 0 | 0 | 0 | 0
|  | Communications |  | 0 | 0 | 0 | 0 | 0 | 0 | 0 | 0 | 0 | 0 | 0
|  | Non System |  | 0 | 0 | 0 | 0 | 0 | 0 | 0 | 0 | 0 | 0 | 0
|  | Land |  | 0 | 0 | 0 | 0 | 0 | 0 | 0 | 0 | 0 | 0 | 0
|  | Easements |  | 0 | 0 | 0 | 0 | 0 | 0 | 0 | 0 | 0 | 0 | 0
|  | Total incl Overhead - As commissioned $ Mar 2017 |  | 550.4431 | 1207.6925 | 2901.6906 | 1674.1465 | 1710.0823 | 1716.4292 | 1714.8895 | 1726.2389 | 0 | 13201.6128 | 8541.7865
|  |  | Check | 0 | 0 | 0 | 0 | 0 | 0 | 0 | 0 | 0 | 0 | 0
0
| Expenditure splits for RIN |  |  |  | 2015-16 | 2016-17 | 2017-18 | 2018-19 | 2019-20 | 2020-21 | 2021-22 | 2022-23
| Repex Category | Transmission Towers | bar: 2015-16 to 2022-23
Transmission Tower Support Structures | bar: 2015-16 to 2022-23
Conductors | bar: 2015-16 to 2022-23
Transmission Cables | bar: 2015-16 to 2022-23
|  | Substation Switchbays |  |  | 100% | 100% | 100% | 100% | 100% | 100% | 100% | 100%
Substation Power Transformers | bar: 2015-16 to 2022-23
Substation Reactive Plant | bar: 2015-16 to 2022-23
Scada Network Control And Protection Systems | bar: 2015-16 to 2022-23
Other | bar: 2015-16 to 2022-23
|  | Total |  |  | 100% | 100% | 100% | 100% | 100% | 100% | 100% | 100%
| Direct Expenditures | Materials - $ Mar 2017 |  |  | 2015-16 | 2016-17 | 2017-18 | 2018-19 | 2019-20 | 2020-21 | 2021-22 | 2022-23 | Total | 2017-22 Total
| (As Incurred) | Transmission Towers |  |  | 0 | 0 | 0 | 0 | 0 | 0 | 0 | 0 | 0 | 0
|  | Transmission Tower Support Structures |  |  | 0 | 0 | 0 | 0 | 0 | 0 | 0 | 0 | 0 | 0
|  | Conductors |  |  | 0 | 0 | 0 | 0 | 0 | 0 | 0 | 0 | 0 | 0
|  | Transmission Cables |  |  | 0 | 0 | 0 | 0 | 0 | 0 | 0 | 0 | 0 | 0
|  | Substation Switchbays |  |  | 454.7724 | 1074.9966 | 612.9901 | 612.9901 | 612.9901 | 612.9901 | 612.9901 | 0 | 4594.7196 | 3064.9506
|  | Substation Power Transformers |  |  | 0 | 0 | 0 | 0 | 0 | 0 | 0 | 0 | 0 | 0
|  | Substation Reactive Plant |  |  | 0 | 0 | 0 | 0 | 0 | 0 | 0 | 0 | 0 | 0
|  | Scada Network Control And Protection Systems |  |  | 0 | 0 | 0 | 0 | 0 | 0 | 0 | 0 | 0 | 0
|  | Other |  |  | 0 | 0 | 0 | 0 | 0 | 0 | 0 | 0 | 0 | 0
|  | Total Materials |  |  | 454.7724 | 1074.9966 | 612.9901 | 612.9901 | 612.9901 | 612.9901 | 612.9901 | 0 | 4594.7196 | 3064.9506
|  | Labour (Internal) - $ Mar 2017 |  |  | 2015-16 | 2016-17 | 2017-18 | 2018-19 | 2019-20 | 2020-21 | 2021-22 | 2022-23 | Total | 2017-22 Total
|  | Transmission Towers |  |  | 0 | 0 | 0 | 0 | 0 | 0 | 0 | 0 | 0 | 0
|  | Transmission Tower Support Structures |  |  | 0 | 0 | 0 | 0 | 0 | 0 | 0 | 0 | 0 | 0
|  | Conductors |  |  | 0 | 0 | 0 | 0 | 0 | 0 | 0 | 0 | 0 | 0
|  | Transmission Cables |  |  | 0 | 0 | 0 | 0 | 0 | 0 | 0 | 0 | 0 | 0
|  | Substation Switchbays |  |  | 114.361 | 272.1122 | 156.4143 | 157.6813 | 158.9861 | 160.409 | 161.8687 | 0 | 1181.8327 | 795.3594
|  | Substation Power Transformers |  |  | 0 | 0 | 0 | 0 | 0 | 0 | 0 | 0 | 0 | 0
|  | Substation Reactive Plant |  |  | 0 | 0 | 0 | 0 | 0 | 0 | 0 | 0 | 0 | 0
|  | Scada Network Control And Protection Systems |  |  | 0 | 0 | 0 | 0 | 0 | 0 | 0 | 0 | 0 | 0
|  | Other |  |  | 0 | 0 | 0 | 0 | 0 | 0 | 0 | 0 | 0 | 0
|  | Total Internal Labour |  |  | 114.361 | 272.1122 | 156.4143 | 157.6813 | 158.9861 | 160.409 | 161.8687 | 0 | 1181.8327 | 795.3594
|  | Labour (External) - $ Mar 2017 |  |  | 2015-16 | 2016-17 | 2017-18 | 2018-19 | 2019-20 | 2020-21 | 2021-22 | 2022-23 | Total | 2017-22 Total
|  | Transmission Towers |  |  | 0 | 0 | 0 | 0 | 0 | 0 | 0 | 0 | 0 | 0
|  | Transmission Tower Support Structures |  |  | 0 | 0 | 0 | 0 | 0 | 0 | 0 | 0 | 0 | 0
|  | Conductors |  |  | 0 | 0 | 0 | 0 | 0 | 0 | 0 | 0 | 0 | 0
|  | Transmission Cables |  |  | 0 | 0 | 0 | 0 | 0 | 0 | 0 | 0 | 0 | 0
|  | Substation Switchbays |  |  | 570.7962 | 1358.1939 | 782.5116 | 790.6692 | 798.6352 | 807.3404 | 816.3422 | 0 | 5924.4887 | 3995.4986
|  | Substation Power Transformers |  |  | 0 | 0 | 0 | 0 | 0 | 0 | 0 | 0 | 0 | 0
|  | Substation Reactive Plant |  |  | 0 | 0 | 0 | 0 | 0 | 0 | 0 | 0 | 0 | 0
|  | Scada Network Control And Protection Systems |  |  | 0 | 0 | 0 | 0 | 0 | 0 | 0 | 0 | 0 | 0
|  | Other |  |  | 0 | 0 | 0 | 0 | 0 | 0 | 0 | 0 | 0 | 0
|  | Total External Labour |  |  | 570.7962 | 1358.1939 | 782.5116 | 790.6692 | 798.6352 | 807.3404 | 816.3422 | 0 | 5924.4887 | 3995.4986
|  | Total Direct - $ Mar 2017 |  |  | 2015-16 | 2016-17 | 2017-18 | 2018-19 | 2019-20 | 2020-21 | 2021-22 | 2022-23 | Total | 2017-22 Total
|  | Transmission Towers |  |  | 0 | 0 | 0 | 0 | 0 | 0 | 0 | 0 | 0 | 0
|  | Transmission Tower Support Structures |  |  | 0 | 0 | 0 | 0 | 0 | 0 | 0 | 0 | 0 | 0
|  | Conductors |  |  | 0 | 0 | 0 | 0 | 0 | 0 | 0 | 0 | 0 | 0
|  | Transmission Cables |  |  | 0 | 0 | 0 | 0 | 0 | 0 | 0 | 0 | 0 | 0
|  | Substation Switchbays |  |  | 1139.9297 | 2705.3027 | 1551.916 | 1561.3406 | 1570.6114 | 1580.7395 | 1591.2011 | 0 | 11701.041 | 7855.8086
|  | Substation Power Transformers |  |  | 0 | 0 | 0 | 0 | 0 | 0 | 0 | 0 | 0 | 0
|  | Substation Reactive Plant |  |  | 0 | 0 | 0 | 0 | 0 | 0 | 0 | 0 | 0 | 0
|  | Scada Network Control And Protection Systems |  |  | 0 | 0 | 0 | 0 | 0 | 0 | 0 | 0 | 0 | 0
|  | Other |  |  | 0 | 0 | 0 | 0 | 0 | 0 | 0 | 0 | 0 | 0
|  | Total Direct - $ Mar 2017 |  |  | 1139.9297 | 2705.3027 | 1551.916 | 1561.3406 | 1570.6114 | 1580.7395 | 1591.2011 | 0 | 11701.041 | 7855.8086

## Proj_25
Go To: | Table of Contents
Master Inputs
|  | 0% |  | Business case? | 0
| Project name | Disconnectors
| Project category 1 | Network |  |  | Shaded cells = Inputs
| Project category 2 | Replacement - Other
| Regulatory classification | Prescribed
| Overhead Category | Repex_OHD |  | $000's | $000's | $000's | $000's | $000's | $000's | $000's | $000's | $000's | Project | 2017-22
|  |  |  | Prior | 2015-16 | 2016-17 | 2017-18 | 2018-19 | 2019-20 | 2020-21 | 2021-22 | 2022-23 | Total | Total | Check
| Project timing | Direct Expenditure (As incurred) - $ 2015/16 |  | 0 | 0 | 0 | 848 | 2440 | 2440 | 2440 | 2440 | 0 | 10608 | 10608 | ok
| (excluding real cost escalators) | Assumed year commissioned (no BC) | bar: 2015-16 to 2022-23
|  | Direct Expenditure (As Commissioned) - $ 2015/16 |  | 0 | 0 | 0 | 848 | 2440 | 2440 | 2440 | 2440 | 0 | 10608 | 10608 | ok
| Asset class | Secondary
|  | Switchgear |  | 100% | 100% | 100% | 100% | 100% | 100% | 100% | 100% | 100%
Transformers
Reactive
Lines and towers
Establishment
Communications
Non System
Land
Easements
|  |  | Total | 100% | 100% | 100% | 100% | 100% | 100% | 100% | 100% | 100%
| Input costs % | Labour - internal |  | 10% | 10% | 10% | 10% | 10% | 10% | 10% | 10% | 10%
|  | Labour - external |  | 50% | 50% | 50% | 50% | 50% | 50% | 50% | 50% | 50%
|  | Materials |  | 40% | 40% | 40% | 40% | 40% | 40% | 40% | 40% | 40%
|  |  | Total | 100% | 100% | 100% | 100% | 100% | 100% | 100% | 100% | 100%
Material Escalation
| (By Asset Class) | Secondary |  | 0 | 0 | 0 | 0 | 0 | 0 | 0 | 0 | 0 | 0 | 0
|  | Switchgear |  | 0 | 0 | 0 | 0 | 0 | 0 | 0 | 0 | 0 | 0 | 0
|  | Transformers |  | 0 | 0 | 0 | 0 | 0 | 0 | 0 | 0 | 0 | 0 | 0
|  | Reactive |  | 0 | 0 | 0 | 0 | 0 | 0 | 0 | 0 | 0 | 0 | 0
|  | Lines and towers |  | 0 | 0 | 0 | 0 | 0 | 0 | 0 | 0 | 0 | 0 | 0
|  | Establishment |  | 0 | 0 | 0 | 0 | 0 | 0 | 0 | 0 | 0 | 0 | 0
|  | Communications |  | 0 | 0 | 0 | 0 | 0 | 0 | 0 | 0 | 0 | 0 | 0
|  | Non System |  | 0 | 0 | 0 | 0 | 0 | 0 | 0 | 0 | 0 | 0 | 0
|  | Land |  | 0 | 0 | 0 | 0 | 0 | 0 | 0 | 0 | 0 | 0 | 0
|  | Easements |  | 0 | 0 | 0 | 0 | 0 | 0 | 0 | 0 | 0 | 0 | 0
|  | Total Material escalation |  | 0 | 0 | 0 | 0 | 0 | 0 | 0 | 0 | 0 | 0 | 0
| Labour Escalation | Internal Labour |  | 0 | 0 | 0 | 1.7524 | 7.0594 | 9.1369 | 11.4025 | 13.7266 | 0 | 43.0777 | 43.0777
|  | External Labour |  | 0 | 0 | 0 | 9.0052 | 38.8999 | 51.5833 | 65.4435 | 79.7762 | 0 | 244.7081 | 244.7081
|  | Total Labour Escalation |  | 0 | 0 | 0 | 10.7576 | 45.9592 | 60.7202 | 76.846 | 93.5029 | 0 | 287.7858 | 287.7858
|  | Total Escalation |  | 0 | 0 | 0 | 10.7576 | 45.9592 | 60.7202 | 76.846 | 93.5029 | 0 | 287.7858 | 287.7858
|  | Escalation factors |  | 0 | 0 | 0 | 0.012686 | 0.018836 | 0.024885 | 0.031494 | 0.038321 | 0 | 0.027129 | 0.027129
| Direct Expenditure (Escalated) | Total labour - internal |  | 0 | 0 | 0 | 89.6212 | 259.961 | 262.1122 | 264.4581 | 266.8647 | 0 | 1143.0171 | 1143.0171
| (as incurred) | Total labour - external |  | 0 | 0 | 0 | 448.358 | 1303.5358 | 1316.6689 | 1331.0206 | 1345.8615 | 0 | 5745.4447 | 5745.4447
|  | Total materials |  | 0 | 0 | 0 | 351.2268 | 1010.6053 | 1010.6053 | 1010.6053 | 1010.6053 | 0 | 4393.6481 | 4393.6481
|  | Total Direct - As Incurred $ Mar 2017 |  | 0 | 0 | 0 | 889.2059 | 2574.1021 | 2589.3864 | 2606.084 | 2623.3315 | 0 | 11282.11 | 11282.11 | ok
| Capitalised Overheads | Overhead rate (applied to direct expenditure) |  | 8.008% | 5.944% | 7.259% | 7.876% | 9.527% | 9.284% | 8.487% | 8.487% | 8.732%
|  | Total overhead (as incurred) |  | 0 | 0 | 0 | 70.0348 | 245.2228 | 240.4022 | 221.1663 | 222.63 | 0 | 999.4561 | 999.4561
|  | Total incl Overhead - As Incurred $ Mar 2017 |  | 0 | 0 | 0 | 959.2407 | 2819.3249 | 2829.7886 | 2827.2503 | 2845.9615 | 0 | 12281.566 | 12281.566
|  | Total overheads (As incurred) - Cumulative |  | 0 | 0 | 0 | 70.0348 | 315.2576 | 555.6598 | 776.8261 | 999.4561 | 999.4561
|  | Labour & Material Escalation - Cumulative |  | 0 | 0 | 0 | 10.7576 | 56.7168 | 117.437 | 194.283 | 287.7858 | 287.7858
Expenditure By Asset Class - As Incurred
| Asset class breakdown | Secondary |  | 0 | 0 | 0 | 0 | 0 | 0 | 0 | 0 | 0 | 0 | 0
| (fully absorbed) | Switchgear |  | 0 | 0 | 0 | 959.2407 | 2819.3249 | 2829.7886 | 2827.2503 | 2845.9615 | 0 | 12281.566 | 12281.566
| (as incurred) | Transformers |  | 0 | 0 | 0 | 0 | 0 | 0 | 0 | 0 | 0 | 0 | 0
|  | Reactive |  | 0 | 0 | 0 | 0 | 0 | 0 | 0 | 0 | 0 | 0 | 0
|  | Lines and towers |  | 0 | 0 | 0 | 0 | 0 | 0 | 0 | 0 | 0 | 0 | 0
|  | Establishment |  | 0 | 0 | 0 | 0 | 0 | 0 | 0 | 0 | 0 | 0 | 0
|  | Communications |  | 0 | 0 | 0 | 0 | 0 | 0 | 0 | 0 | 0 | 0 | 0
|  | Non System |  | 0 | 0 | 0 | 0 | 0 | 0 | 0 | 0 | 0 | 0 | 0
|  | Land |  | 0 | 0 | 0 | 0 | 0 | 0 | 0 | 0 | 0 | 0 | 0
|  | Easements |  | 0 | 0 | 0 | 0 | 0 | 0 | 0 | 0 | 0 | 0 | 0
|  | Total incl Overhead - As Incurred $ Mar 2017 |  | 0 | 0 | 0 | 959.2407 | 2819.3249 | 2829.7886 | 2827.2503 | 2845.9615 | 0 | 12281.566 | 12281.566
|  |  | Check | 0 | 0 | 0 | 0 | 0 | 0 | 0 | 0 | 0 | 0 | 0
| As Commissioned Capex | Direct Expenditure (As Commissioned) - $ 2015/16 |  | 0 | 0 | 0 | 848 | 2440 | 2440 | 2440 | 2440 | 0 | 10608 | 10608
|  | Labour & Material Escalation - $ 2015/16 |  | 0 | 0 | 0 | 10.7576 | 45.9592 | 60.7202 | 76.846 | 93.5029 | 0 | 287.7858 | 287.7858
|  | Total Direct Expenditure - $ 2015/16 |  | 0 | 0 | 0 | 858.7576 | 2485.9592 | 2500.7202 | 2516.846 | 2533.5029 | 0 | 10895.7858 | 10895.7858
|  | Total Direct Expenditure - $ Mar 2017 |  | 0 | 0 | 0 | 889.2059 | 2574.1021 | 2589.3864 | 2606.084 | 2623.3315 | 0 | 11282.11 | 11282.11
|  | Total overheads (As Commissioned) |  | 0 | 0 | 0 | 70.0348 | 245.2228 | 240.4022 | 221.1663 | 222.63 | 0 | 999.4561 | 999.4561
|  | Total incl Overhead - As commissioned $ Mar 2017 |  | 0 | 0 | 0 | 959.2407 | 2819.3249 | 2829.7886 | 2827.2503 | 2845.9615 | 0 | 12281.566 | 12281.566
|  | Total overheads (As Comm) - Cumulative |  | 0 | 0 | 0 | 70.0348 | 315.2576 | 555.6598 | 776.8261 | 999.4561 | 999.4561
|  | Total real cost escalation (As Comm) - Cumulative |  | 0 | 0 | 0 | 10.7576 | 56.7168 | 117.437 | 194.283 | 287.7858 | 287.7858
Expenditure By Asset Class - As Commissioned
| Asset class breakdown | Secondary |  | 0 | 0 | 0 | 0 | 0 | 0 | 0 | 0 | 0 | 0 | 0
| (fully absorbed) | Switchgear |  | 0 | 0 | 0 | 959.2407 | 2819.3249 | 2829.7886 | 2827.2503 | 2845.9615 | 0 | 12281.566 | 12281.566
| (as commissioned) | Transformers |  | 0 | 0 | 0 | 0 | 0 | 0 | 0 | 0 | 0 | 0 | 0
|  | Reactive |  | 0 | 0 | 0 | 0 | 0 | 0 | 0 | 0 | 0 | 0 | 0
|  | Lines and towers |  | 0 | 0 | 0 | 0 | 0 | 0 | 0 | 0 | 0 | 0 | 0
|  | Establishment |  | 0 | 0 | 0 | 0 | 0 | 0 | 0 | 0 | 0 | 0 | 0
|  | Communications |  | 0 | 0 | 0 | 0 | 0 | 0 | 0 | 0 | 0 | 0 | 0
|  | Non System |  | 0 | 0 | 0 | 0 | 0 | 0 | 0 | 0 | 0 | 0 | 0
|  | Land |  | 0 | 0 | 0 | 0 | 0 | 0 | 0 | 0 | 0 | 0 | 0
|  | Easements |  | 0 | 0 | 0 | 0 | 0 | 0 | 0 | 0 | 0 | 0 | 0
|  | Total incl Overhead - As commissioned $ Mar 2017 |  | 0 | 0 | 0 | 959.2407 | 2819.3249 | 2829.7886 | 2827.2503 | 2845.9615 | 0 | 12281.566 | 12281.566
|  |  | Check | 0 | 0 | 0 | 0 | 0 | 0 | 0 | 0 | 0 | 0 | 0
0
| Expenditure splits for RIN |  |  |  | 2015-16 | 2016-17 | 2017-18 | 2018-19 | 2019-20 | 2020-21 | 2021-22 | 2022-23
| Repex Category | Transmission Towers | bar: 2015-16 to 2022-23
Transmission Tower Support Structures | bar: 2015-16 to 2022-23
Conductors | bar: 2015-16 to 2022-23
Transmission Cables | bar: 2015-16 to 2022-23
|  | Substation Switchbays |  |  | 100% | 100% | 100% | 100% | 100% | 100% | 100% | 100%
Substation Power Transformers | bar: 2015-16 to 2022-23
Substation Reactive Plant | bar: 2015-16 to 2022-23
Scada Network Control And Protection Systems | bar: 2015-16 to 2022-23
Other | bar: 2015-16 to 2022-23
|  | Total |  |  | 100% | 100% | 100% | 100% | 100% | 100% | 100% | 100%
| Direct Expenditures | Materials - $ Mar 2017 |  |  | 2015-16 | 2016-17 | 2017-18 | 2018-19 | 2019-20 | 2020-21 | 2021-22 | 2022-23 | Total | 2017-22 Total
| (As Incurred) | Transmission Towers |  |  | 0 | 0 | 0 | 0 | 0 | 0 | 0 | 0 | 0 | 0
|  | Transmission Tower Support Structures |  |  | 0 | 0 | 0 | 0 | 0 | 0 | 0 | 0 | 0 | 0
|  | Conductors |  |  | 0 | 0 | 0 | 0 | 0 | 0 | 0 | 0 | 0 | 0
|  | Transmission Cables |  |  | 0 | 0 | 0 | 0 | 0 | 0 | 0 | 0 | 0 | 0
|  | Substation Switchbays |  |  | 0 | 0 | 351.2268 | 1010.6053 | 1010.6053 | 1010.6053 | 1010.6053 | 0 | 4393.6481 | 4393.6481
|  | Substation Power Transformers |  |  | 0 | 0 | 0 | 0 | 0 | 0 | 0 | 0 | 0 | 0
|  | Substation Reactive Plant |  |  | 0 | 0 | 0 | 0 | 0 | 0 | 0 | 0 | 0 | 0
|  | Scada Network Control And Protection Systems |  |  | 0 | 0 | 0 | 0 | 0 | 0 | 0 | 0 | 0 | 0
|  | Other |  |  | 0 | 0 | 0 | 0 | 0 | 0 | 0 | 0 | 0 | 0
|  | Total Materials |  |  | 0 | 0 | 351.2268 | 1010.6053 | 1010.6053 | 1010.6053 | 1010.6053 | 0 | 4393.6481 | 4393.6481
|  | Labour (Internal) - $ Mar 2017 |  |  | 2015-16 | 2016-17 | 2017-18 | 2018-19 | 2019-20 | 2020-21 | 2021-22 | 2022-23 | Total | 2017-22 Total
|  | Transmission Towers |  |  | 0 | 0 | 0 | 0 | 0 | 0 | 0 | 0 | 0 | 0
|  | Transmission Tower Support Structures |  |  | 0 | 0 | 0 | 0 | 0 | 0 | 0 | 0 | 0 | 0
|  | Conductors |  |  | 0 | 0 | 0 | 0 | 0 | 0 | 0 | 0 | 0 | 0
|  | Transmission Cables |  |  | 0 | 0 | 0 | 0 | 0 | 0 | 0 | 0 | 0 | 0
|  | Substation Switchbays |  |  | 0 | 0 | 89.6212 | 259.961 | 262.1122 | 264.4581 | 266.8647 | 0 | 1143.0171 | 1143.0171
|  | Substation Power Transformers |  |  | 0 | 0 | 0 | 0 | 0 | 0 | 0 | 0 | 0 | 0
|  | Substation Reactive Plant |  |  | 0 | 0 | 0 | 0 | 0 | 0 | 0 | 0 | 0 | 0
|  | Scada Network Control And Protection Systems |  |  | 0 | 0 | 0 | 0 | 0 | 0 | 0 | 0 | 0 | 0
|  | Other |  |  | 0 | 0 | 0 | 0 | 0 | 0 | 0 | 0 | 0 | 0
|  | Total Internal Labour |  |  | 0 | 0 | 89.6212 | 259.961 | 262.1122 | 264.4581 | 266.8647 | 0 | 1143.0171 | 1143.0171
|  | Labour (External) - $ Mar 2017 |  |  | 2015-16 | 2016-17 | 2017-18 | 2018-19 | 2019-20 | 2020-21 | 2021-22 | 2022-23 | Total | 2017-22 Total
|  | Transmission Towers |  |  | 0 | 0 | 0 | 0 | 0 | 0 | 0 | 0 | 0 | 0
|  | Transmission Tower Support Structures |  |  | 0 | 0 | 0 | 0 | 0 | 0 | 0 | 0 | 0 | 0
|  | Conductors |  |  | 0 | 0 | 0 | 0 | 0 | 0 | 0 | 0 | 0 | 0
|  | Transmission Cables |  |  | 0 | 0 | 0 | 0 | 0 | 0 | 0 | 0 | 0 | 0
|  | Substation Switchbays |  |  | 0 | 0 | 448.358 | 1303.5358 | 1316.6689 | 1331.0206 | 1345.8615 | 0 | 5745.4447 | 5745.4447
|  | Substation Power Transformers |  |  | 0 | 0 | 0 | 0 | 0 | 0 | 0 | 0 | 0 | 0
|  | Substation Reactive Plant |  |  | 0 | 0 | 0 | 0 | 0 | 0 | 0 | 0 | 0 | 0
|  | Scada Network Control And Protection Systems |  |  | 0 | 0 | 0 | 0 | 0 | 0 | 0 | 0 | 0 | 0
|  | Other |  |  | 0 | 0 | 0 | 0 | 0 | 0 | 0 | 0 | 0 | 0
|  | Total External Labour |  |  | 0 | 0 | 448.358 | 1303.5358 | 1316.6689 | 1331.0206 | 1345.8615 | 0 | 5745.4447 | 5745.4447
|  | Total Direct - $ Mar 2017 |  |  | 2015-16 | 2016-17 | 2017-18 | 2018-19 | 2019-20 | 2020-21 | 2021-22 | 2022-23 | Total | 2017-22 Total
|  | Transmission Towers |  |  | 0 | 0 | 0 | 0 | 0 | 0 | 0 | 0 | 0 | 0
|  | Transmission Tower Support Structures |  |  | 0 | 0 | 0 | 0 | 0 | 0 | 0 | 0 | 0 | 0
|  | Conductors |  |  | 0 | 0 | 0 | 0 | 0 | 0 | 0 | 0 | 0 | 0
|  | Transmission Cables |  |  | 0 | 0 | 0 | 0 | 0 | 0 | 0 | 0 | 0 | 0
|  | Substation Switchbays |  |  | 0 | 0 | 889.2059 | 2574.1021 | 2589.3864 | 2606.084 | 2623.3315 | 0 | 11282.11 | 11282.11
|  | Substation Power Transformers |  |  | 0 | 0 | 0 | 0 | 0 | 0 | 0 | 0 | 0 | 0
|  | Substation Reactive Plant |  |  | 0 | 0 | 0 | 0 | 0 | 0 | 0 | 0 | 0 | 0
|  | Scada Network Control And Protection Systems |  |  | 0 | 0 | 0 | 0 | 0 | 0 | 0 | 0 | 0 | 0
|  | Other |  |  | 0 | 0 | 0 | 0 | 0 | 0 | 0 | 0 | 0 | 0
|  | Total Direct - $ Mar 2017 |  |  | 0 | 0 | 889.2059 | 2574.1021 | 2589.3864 | 2606.084 | 2623.3315 | 0 | 11282.11 | 11282.11

## Proj_26
Go To: | Table of Contents
Master Inputs
|  | Various |  | Business case? | 0
| Project name | Syn Cons
| Project category 1 | Network |  |  | Shaded cells = Inputs
| Project category 2 | Replacement - Other
| Regulatory classification | Prescribed
| Overhead Category | Repex_OHD |  | $000's | $000's | $000's | $000's | $000's | $000's | $000's | $000's | $000's | Project | 2017-22
|  |  |  | Prior | 2015-16 | 2016-17 | 2017-18 | 2018-19 | 2019-20 | 2020-21 | 2021-22 | 2022-23 | Total | Total | Check
| Project timing | Direct Expenditure (As incurred) - $ 2015/16 |  | 1746.2856 | 2096.265 | 2126.0599 | 0 | 0 | 0 | 0 | 0 | 0 | 5968.6105 | 0 | ok
| (excluding real cost escalators) | Assumed year commissioned (no BC) |  | x | bar: 2015-16 to 2022-23
|  | Direct Expenditure (As Commissioned) - $ 2015/16 |  | 1746.2856 | 2096.265 | 2126.0599 | 0 | 0 | 0 | 0 | 0 | 0 | 5968.6105 | 0 | ok
| Asset class | Secondary
Switchgear
Transformers
|  | Reactive |  | 100% | 100% | 100% | 100% | 100% | 100% | 100% | 100% | 100%
Lines and towers
Establishment
Communications
Non System
Land
Easements
|  |  | Total | 100% | 100% | 100% | 100% | 100% | 100% | 100% | 100% | 100%
| Input costs % | Labour - internal |  | 10% | 10% | 10% | 10% | 10% | 10% | 10% | 10% | 10%
|  | Labour - external |  | 50% | 50% | 50% | 50% | 50% | 50% | 50% | 50% | 50%
|  | Materials |  | 40% | 40% | 40% | 40% | 40% | 40% | 40% | 40% | 40%
|  |  | Total | 100% | 100% | 100% | 100% | 100% | 100% | 100% | 100% | 100%
Material Escalation
| (By Asset Class) | Secondary |  | 0 | 0 | 0 | 0 | 0 | 0 | 0 | 0 | 0 | 0 | 0
|  | Switchgear |  | 0 | 0 | 0 | 0 | 0 | 0 | 0 | 0 | 0 | 0 | 0
|  | Transformers |  | 0 | 0 | 0 | 0 | 0 | 0 | 0 | 0 | 0 | 0 | 0
|  | Reactive |  | 0 | 0 | 0 | 0 | 0 | 0 | 0 | 0 | 0 | 0 | 0
|  | Lines and towers |  | 0 | 0 | 0 | 0 | 0 | 0 | 0 | 0 | 0 | 0 | 0
|  | Establishment |  | 0 | 0 | 0 | 0 | 0 | 0 | 0 | 0 | 0 | 0 | 0
|  | Communications |  | 0 | 0 | 0 | 0 | 0 | 0 | 0 | 0 | 0 | 0 | 0
|  | Non System |  | 0 | 0 | 0 | 0 | 0 | 0 | 0 | 0 | 0 | 0 | 0
|  | Land |  | 0 | 0 | 0 | 0 | 0 | 0 | 0 | 0 | 0 | 0 | 0
|  | Easements |  | 0 | 0 | 0 | 0 | 0 | 0 | 0 | 0 | 0 | 0 | 0
|  | Total Material escalation |  | 0 | 0 | 0 | 0 | 0 | 0 | 0 | 0 | 0 | 0 | 0
| Labour Escalation | Internal Labour |  | 0 | 1.2316 | 2.6605 | 0 | 0 | 0 | 0 | 0 | 0 | 3.8921 | 0
|  | External Labour |  | 0 | 4.2973 | 11.4299 | 0 | 0 | 0 | 0 | 0 | 0 | 15.7272 | 0
|  | Total Labour Escalation |  | 0 | 5.5289 | 14.0904 | 0 | 0 | 0 | 0 | 0 | 0 | 19.6193 | 0
|  | Total Escalation |  | 0 | 5.5289 | 14.0904 | 0 | 0 | 0 | 0 | 0 | 0 | 19.6193 | 0
|  | Escalation factors |  | 0 | 0.0026375 | 0.0066275 | 0 | 0 | 0 | 0 | 0 | 0 | 0.0032871 | 0
| Direct Expenditure (Escalated) | Total labour - internal |  | 180.8202 | 218.3343 | 222.899 | 0 | 0 | 0 | 0 | 0 | 0 | 622.0536 | 0
| (as incurred) | Total labour - external |  | 904.1012 | 1089.7451 | 1112.5562 | 0 | 0 | 0 | 0 | 0 | 0 | 3106.4025 | 0
|  | Total materials |  | 723.281 | 868.2363 | 880.5769 | 0 | 0 | 0 | 0 | 0 | 0 | 2472.0941 | 0
|  | Total Direct - As Incurred $ Mar 2017 |  | 1808.2024 | 2176.3157 | 2216.0321 | 0 | 0 | 0 | 0 | 0 | 0 | 6200.5502 | 0 | ok
| Capitalised Overheads | Overhead rate (applied to direct expenditure) |  | 8.008% | 5.944% | 7.259% | 7.876% | 9.527% | 9.284% | 8.487% | 8.487% | 8.732%
|  | Total overhead (as incurred) |  | 144.804 | 129.3706 | 160.8699 | 0 | 0 | 0 | 0 | 0 | 0 | 435.0445 | 0
|  | Total incl Overhead - As Incurred $ Mar 2017 |  | 1953.0064 | 2305.6863 | 2376.902 | 0 | 0 | 0 | 0 | 0 | 0 | 6635.5947 | 0
|  | Total overheads (As incurred) - Cumulative |  | 144.804 | 274.1746 | 435.0445 | 435.0445 | 435.0445 | 435.0445 | 435.0445 | 435.0445 | 435.0445
|  | Labour & Material Escalation - Cumulative |  | 0 | 5.5289 | 19.6193 | 19.6193 | 19.6193 | 19.6193 | 19.6193 | 19.6193 | 19.6193
Expenditure By Asset Class - As Incurred
| Asset class breakdown | Secondary |  | 0 | 0 | 0 | 0 | 0 | 0 | 0 | 0 | 0 | 0 | 0
| (fully absorbed) | Switchgear |  | 0 | 0 | 0 | 0 | 0 | 0 | 0 | 0 | 0 | 0 | 0
| (as incurred) | Transformers |  | 0 | 0 | 0 | 0 | 0 | 0 | 0 | 0 | 0 | 0 | 0
|  | Reactive |  | 1953.0064 | 2305.6863 | 2376.902 | 0 | 0 | 0 | 0 | 0 | 0 | 6635.5947 | 0
|  | Lines and towers |  | 0 | 0 | 0 | 0 | 0 | 0 | 0 | 0 | 0 | 0 | 0
|  | Establishment |  | 0 | 0 | 0 | 0 | 0 | 0 | 0 | 0 | 0 | 0 | 0
|  | Communications |  | 0 | 0 | 0 | 0 | 0 | 0 | 0 | 0 | 0 | 0 | 0
|  | Non System |  | 0 | 0 | 0 | 0 | 0 | 0 | 0 | 0 | 0 | 0 | 0
|  | Land |  | 0 | 0 | 0 | 0 | 0 | 0 | 0 | 0 | 0 | 0 | 0
|  | Easements |  | 0 | 0 | 0 | 0 | 0 | 0 | 0 | 0 | 0 | 0 | 0
|  | Total incl Overhead - As Incurred $ Mar 2017 |  | 1953.0064 | 2305.6863 | 2376.902 | 0 | 0 | 0 | 0 | 0 | 0 | 6635.5947 | 0
|  |  | Check | 0 | 0 | 0 | 0 | 0 | 0 | 0 | 0 | 0 | 0 | 0
| As Commissioned Capex | Direct Expenditure (As Commissioned) - $ 2015/16 |  | 1746.2856 | 2096.265 | 2126.0599 | 0 | 0 | 0 | 0 | 0 | 0 | 5968.6105 | 0
|  | Labour & Material Escalation - $ 2015/16 |  | 0 | 5.5289 | 14.0904 | 0 | 0 | 0 | 0 | 0 | 0 | 19.6193 | 0
|  | Total Direct Expenditure - $ 2015/16 |  | 1746.2856 | 2101.7939 | 2140.1503 | 0 | 0 | 0 | 0 | 0 | 0 | 5988.2298 | 0
|  | Total Direct Expenditure - $ Mar 2017 |  | 1808.2024 | 2176.3157 | 2216.0321 | 0 | 0 | 0 | 0 | 0 | 0 | 6200.5502 | 0
|  | Total overheads (As Commissioned) |  | 144.804 | 129.3706 | 160.8699 | 0 | 0 | 0 | 0 | 0 | 0 | 435.0445 | 0
|  | Total incl Overhead - As commissioned $ Mar 2017 |  | 1953.0064 | 2305.6863 | 2376.902 | 0 | 0 | 0 | 0 | 0 | 0 | 6635.5947 | 0
|  | Total overheads (As Comm) - Cumulative |  | 144.804 | 274.1746 | 435.0445 | 435.0445 | 435.0445 | 435.0445 | 435.0445 | 435.0445 | 435.0445
|  | Total real cost escalation (As Comm) - Cumulative |  | 0 | 5.5289 | 19.6193 | 19.6193 | 19.6193 | 19.6193 | 19.6193 | 19.6193 | 19.6193
Expenditure By Asset Class - As Commissioned
| Asset class breakdown | Secondary |  | 0 | 0 | 0 | 0 | 0 | 0 | 0 | 0 | 0 | 0 | 0
| (fully absorbed) | Switchgear |  | 0 | 0 | 0 | 0 | 0 | 0 | 0 | 0 | 0 | 0 | 0
| (as commissioned) | Transformers |  | 0 | 0 | 0 | 0 | 0 | 0 | 0 | 0 | 0 | 0 | 0
|  | Reactive |  | 1953.0064 | 2305.6863 | 2376.902 | 0 | 0 | 0 | 0 | 0 | 0 | 6635.5947 | 0
|  | Lines and towers |  | 0 | 0 | 0 | 0 | 0 | 0 | 0 | 0 | 0 | 0 | 0
|  | Establishment |  | 0 | 0 | 0 | 0 | 0 | 0 | 0 | 0 | 0 | 0 | 0
|  | Communications |  | 0 | 0 | 0 | 0 | 0 | 0 | 0 | 0 | 0 | 0 | 0
|  | Non System |  | 0 | 0 | 0 | 0 | 0 | 0 | 0 | 0 | 0 | 0 | 0
|  | Land |  | 0 | 0 | 0 | 0 | 0 | 0 | 0 | 0 | 0 | 0 | 0
|  | Easements |  | 0 | 0 | 0 | 0 | 0 | 0 | 0 | 0 | 0 | 0 | 0
|  | Total incl Overhead - As commissioned $ Mar 2017 |  | 1953.0064 | 2305.6863 | 2376.902 | 0 | 0 | 0 | 0 | 0 | 0 | 6635.5947 | 0
|  |  | Check | 0 | 0 | 0 | 0 | 0 | 0 | 0 | 0 | 0 | 0 | 0
0
| Expenditure splits for RIN |  |  |  | 2015-16 | 2016-17 | 2017-18 | 2018-19 | 2019-20 | 2020-21 | 2021-22 | 2022-23
| Repex Category | Transmission Towers | bar: 2015-16 to 2022-23
Transmission Tower Support Structures | bar: 2015-16 to 2022-23
Conductors | bar: 2015-16 to 2022-23
Transmission Cables | bar: 2015-16 to 2022-23
Substation Switchbays | bar: 2015-16 to 2022-23
Substation Power Transformers | bar: 2015-16 to 2022-23
|  | Substation Reactive Plant |  |  | 100% | 100% | 100% | 100% | 100% | 100% | 100% | 100%
Scada Network Control And Protection Systems | bar: 2015-16 to 2022-23
Other | bar: 2015-16 to 2022-23
|  | Total |  |  | 100% | 100% | 100% | 100% | 100% | 100% | 100% | 100%
| Direct Expenditures | Materials - $ Mar 2017 |  |  | 2015-16 | 2016-17 | 2017-18 | 2018-19 | 2019-20 | 2020-21 | 2021-22 | 2022-23 | Total | 2017-22 Total
| (As Incurred) | Transmission Towers |  |  | 0 | 0 | 0 | 0 | 0 | 0 | 0 | 0 | 0 | 0
|  | Transmission Tower Support Structures |  |  | 0 | 0 | 0 | 0 | 0 | 0 | 0 | 0 | 0 | 0
|  | Conductors |  |  | 0 | 0 | 0 | 0 | 0 | 0 | 0 | 0 | 0 | 0
|  | Transmission Cables |  |  | 0 | 0 | 0 | 0 | 0 | 0 | 0 | 0 | 0 | 0
|  | Substation Switchbays |  |  | 0 | 0 | 0 | 0 | 0 | 0 | 0 | 0 | 0 | 0
|  | Substation Power Transformers |  |  | 0 | 0 | 0 | 0 | 0 | 0 | 0 | 0 | 0 | 0
|  | Substation Reactive Plant |  |  | 868.2363 | 880.5769 | 0 | 0 | 0 | 0 | 0 | 0 | 1748.8132 | 0
|  | Scada Network Control And Protection Systems |  |  | 0 | 0 | 0 | 0 | 0 | 0 | 0 | 0 | 0 | 0
|  | Other |  |  | 0 | 0 | 0 | 0 | 0 | 0 | 0 | 0 | 0 | 0
|  | Total Materials |  |  | 868.2363 | 880.5769 | 0 | 0 | 0 | 0 | 0 | 0 | 1748.8132 | 0
|  | Labour (Internal) - $ Mar 2017 |  |  | 2015-16 | 2016-17 | 2017-18 | 2018-19 | 2019-20 | 2020-21 | 2021-22 | 2022-23 | Total | 2017-22 Total
|  | Transmission Towers |  |  | 0 | 0 | 0 | 0 | 0 | 0 | 0 | 0 | 0 | 0
|  | Transmission Tower Support Structures |  |  | 0 | 0 | 0 | 0 | 0 | 0 | 0 | 0 | 0 | 0
|  | Conductors |  |  | 0 | 0 | 0 | 0 | 0 | 0 | 0 | 0 | 0 | 0
|  | Transmission Cables |  |  | 0 | 0 | 0 | 0 | 0 | 0 | 0 | 0 | 0 | 0
|  | Substation Switchbays |  |  | 0 | 0 | 0 | 0 | 0 | 0 | 0 | 0 | 0 | 0
|  | Substation Power Transformers |  |  | 0 | 0 | 0 | 0 | 0 | 0 | 0 | 0 | 0 | 0
|  | Substation Reactive Plant |  |  | 218.3343 | 222.899 | 0 | 0 | 0 | 0 | 0 | 0 | 441.2333 | 0
|  | Scada Network Control And Protection Systems |  |  | 0 | 0 | 0 | 0 | 0 | 0 | 0 | 0 | 0 | 0
|  | Other |  |  | 0 | 0 | 0 | 0 | 0 | 0 | 0 | 0 | 0 | 0
|  | Total Internal Labour |  |  | 218.3343 | 222.899 | 0 | 0 | 0 | 0 | 0 | 0 | 441.2333 | 0
|  | Labour (External) - $ Mar 2017 |  |  | 2015-16 | 2016-17 | 2017-18 | 2018-19 | 2019-20 | 2020-21 | 2021-22 | 2022-23 | Total | 2017-22 Total
|  | Transmission Towers |  |  | 0 | 0 | 0 | 0 | 0 | 0 | 0 | 0 | 0 | 0
|  | Transmission Tower Support Structures |  |  | 0 | 0 | 0 | 0 | 0 | 0 | 0 | 0 | 0 | 0
|  | Conductors |  |  | 0 | 0 | 0 | 0 | 0 | 0 | 0 | 0 | 0 | 0
|  | Transmission Cables |  |  | 0 | 0 | 0 | 0 | 0 | 0 | 0 | 0 | 0 | 0
|  | Substation Switchbays |  |  | 0 | 0 | 0 | 0 | 0 | 0 | 0 | 0 | 0 | 0
|  | Substation Power Transformers |  |  | 0 | 0 | 0 | 0 | 0 | 0 | 0 | 0 | 0 | 0
|  | Substation Reactive Plant |  |  | 1089.7451 | 1112.5562 | 0 | 0 | 0 | 0 | 0 | 0 | 2202.3013 | 0
|  | Scada Network Control And Protection Systems |  |  | 0 | 0 | 0 | 0 | 0 | 0 | 0 | 0 | 0 | 0
|  | Other |  |  | 0 | 0 | 0 | 0 | 0 | 0 | 0 | 0 | 0 | 0
|  | Total External Labour |  |  | 1089.7451 | 1112.5562 | 0 | 0 | 0 | 0 | 0 | 0 | 2202.3013 | 0
|  | Total Direct - $ Mar 2017 |  |  | 2015-16 | 2016-17 | 2017-18 | 2018-19 | 2019-20 | 2020-21 | 2021-22 | 2022-23 | Total | 2017-22 Total
|  | Transmission Towers |  |  | 0 | 0 | 0 | 0 | 0 | 0 | 0 | 0 | 0 | 0
|  | Transmission Tower Support Structures |  |  | 0 | 0 | 0 | 0 | 0 | 0 | 0 | 0 | 0 | 0
|  | Conductors |  |  | 0 | 0 | 0 | 0 | 0 | 0 | 0 | 0 | 0 | 0
|  | Transmission Cables |  |  | 0 | 0 | 0 | 0 | 0 | 0 | 0 | 0 | 0 | 0
|  | Substation Switchbays |  |  | 0 | 0 | 0 | 0 | 0 | 0 | 0 | 0 | 0 | 0
|  | Substation Power Transformers |  |  | 0 | 0 | 0 | 0 | 0 | 0 | 0 | 0 | 0 | 0
|  | Substation Reactive Plant |  |  | 2176.3157 | 2216.0321 | 0 | 0 | 0 | 0 | 0 | 0 | 4392.3478 | 0
|  | Scada Network Control And Protection Systems |  |  | 0 | 0 | 0 | 0 | 0 | 0 | 0 | 0 | 0 | 0
|  | Other |  |  | 0 | 0 | 0 | 0 | 0 | 0 | 0 | 0 | 0 | 0
|  | Total Direct - $ Mar 2017 |  |  | 2176.3157 | 2216.0321 | 0 | 0 | 0 | 0 | 0 | 0 | 4392.3478 | 0

## Proj_27
Go To: | Table of Contents
Master Inputs
|  | 0% |  | Business case? | 0
| Project name | Reactive plant
| Project category 1 | Network |  |  | Shaded cells = Inputs
| Project category 2 | Replacement - Other
| Regulatory classification | Prescribed
| Overhead Category | Repex_OHD |  | $000's | $000's | $000's | $000's | $000's | $000's | $000's | $000's | $000's | Project | 2017-22
|  |  |  | Prior | 2015-16 | 2016-17 | 2017-18 | 2018-19 | 2019-20 | 2020-21 | 2021-22 | 2022-23 | Total | Total | Check
| Project timing | Direct Expenditure (As incurred) - $ 2015/16 |  | 2779.9674 | 878.4842 | 7558.7252 | 164 | 164 | 164 | 164 | 164 | 0 | 12037.1768 | 820 | ok
| (excluding real cost escalators) | Assumed year commissioned (no BC) |  | x | bar: 2015-16 to 2022-23
|  | Direct Expenditure (As Commissioned) - $ 2015/16 |  | 2779.9674 | 878.4842 | 7558.7252 | 164 | 164 | 164 | 164 | 164 | 0 | 12037.1768 | 820 | ok
| Asset class | Secondary
Switchgear
Transformers
|  | Reactive |  | 100% | 100% | 100% | 100% | 100% | 100% | 100% | 100% | 100%
Lines and towers
Establishment
Communications
Non System
Land
Easements
|  |  | Total | 100% | 100% | 100% | 100% | 100% | 100% | 100% | 100% | 100%
| Input costs % | Labour - internal |  | 10% | 10% | 10% | 10% | 10% | 10% | 10% | 10% | 10%
|  | Labour - external |  | 50% | 50% | 50% | 50% | 50% | 50% | 50% | 50% | 50%
|  | Materials |  | 40% | 40% | 40% | 40% | 40% | 40% | 40% | 40% | 40%
|  |  | Total | 100% | 100% | 100% | 100% | 100% | 100% | 100% | 100% | 100%
Material Escalation
| (By Asset Class) | Secondary |  | 0 | 0 | 0 | 0 | 0 | 0 | 0 | 0 | 0 | 0 | 0
|  | Switchgear |  | 0 | 0 | 0 | 0 | 0 | 0 | 0 | 0 | 0 | 0 | 0
|  | Transformers |  | 0 | 0 | 0 | 0 | 0 | 0 | 0 | 0 | 0 | 0 | 0
|  | Reactive |  | 0 | 0 | 0 | 0 | 0 | 0 | 0 | 0 | 0 | 0 | 0
|  | Lines and towers |  | 0 | 0 | 0 | 0 | 0 | 0 | 0 | 0 | 0 | 0 | 0
|  | Establishment |  | 0 | 0 | 0 | 0 | 0 | 0 | 0 | 0 | 0 | 0 | 0
|  | Communications |  | 0 | 0 | 0 | 0 | 0 | 0 | 0 | 0 | 0 | 0 | 0
|  | Non System |  | 0 | 0 | 0 | 0 | 0 | 0 | 0 | 0 | 0 | 0 | 0
|  | Land |  | 0 | 0 | 0 | 0 | 0 | 0 | 0 | 0 | 0 | 0 | 0
|  | Easements |  | 0 | 0 | 0 | 0 | 0 | 0 | 0 | 0 | 0 | 0 | 0
|  | Total Material escalation |  | 0 | 0 | 0 | 0 | 0 | 0 | 0 | 0 | 0 | 0 | 0
| Labour Escalation | Internal Labour |  | 0 | 0.51611 | 9.4588 | 0.3389 | 0.47448 | 0.61412 | 0.7664 | 0.92261 | 0 | 13.0914 | 3.1165
|  | External Labour |  | 0 | 1.8009 | 40.6363 | 1.7416 | 2.6146 | 3.4671 | 4.3987 | 5.362 | 0 | 60.0211 | 17.5839
|  | Total Labour Escalation |  | 0 | 2.317 | 50.0951 | 2.0805 | 3.0891 | 4.0812 | 5.1651 | 6.2846 | 0 | 73.1125 | 20.7004
|  | Total Escalation |  | 0 | 2.317 | 50.0951 | 2.0805 | 3.0891 | 4.0812 | 5.1651 | 6.2846 | 0 | 73.1125 | 20.7004
|  | Escalation factors |  | 0 | 0.0026375 | 0.0066275 | 0.012686 | 0.018836 | 0.024885 | 0.031494 | 0.038321 | 0 | 0.0060739 | 0.025244
| Direct Expenditure (Escalated) | Total labour - internal |  | 287.8535 | 91.4976 | 792.4671 | 17.3324 | 17.4728 | 17.6174 | 17.7751 | 17.9368 | 0 | 1259.9526 | 88.1344
| (as incurred) | Total labour - external |  | 1439.2673 | 456.6807 | 3955.4419 | 86.7107 | 87.6147 | 88.4974 | 89.462 | 90.4595 | 0 | 6294.1344 | 442.7444
|  | Total materials |  | 1151.4139 | 363.8528 | 3130.6918 | 67.9259 | 67.9259 | 67.9259 | 67.9259 | 67.9259 | 0 | 4985.5882 | 339.6297
|  | Total Direct - As Incurred $ Mar 2017 |  | 2878.5347 | 912.0311 | 7878.6009 | 171.9691 | 173.0134 | 174.0407 | 175.163 | 176.3223 | 0 | 12539.6752 | 870.5085 | ok
| Capitalised Overheads | Overhead rate (applied to direct expenditure) |  | 8.008% | 5.944% | 7.259% | 7.876% | 9.527% | 9.284% | 8.487% | 8.487% | 8.732%
|  | Total overhead (as incurred) |  | 230.518 | 54.2155 | 571.9367 | 13.5445 | 16.4822 | 16.1582 | 14.8653 | 14.9637 | 0 | 932.6839 | 76.0138
|  | Total incl Overhead - As Incurred $ Mar 2017 |  | 3109.0527 | 966.2466 | 8450.5376 | 185.5135 | 189.4956 | 190.1989 | 190.0283 | 191.2859 | 0 | 13472.3592 | 946.5223
|  | Total overheads (As incurred) - Cumulative |  | 230.518 | 284.7335 | 856.6702 | 870.2147 | 886.6968 | 902.855 | 917.7203 | 932.6839 | 932.6839
|  | Labour & Material Escalation - Cumulative |  | 0 | 2.317 | 52.4121 | 54.4926 | 57.5817 | 61.6629 | 66.8279 | 73.1125 | 73.1125
Expenditure By Asset Class - As Incurred
| Asset class breakdown | Secondary |  | 0 | 0 | 0 | 0 | 0 | 0 | 0 | 0 | 0 | 0 | 0
| (fully absorbed) | Switchgear |  | 0 | 0 | 0 | 0 | 0 | 0 | 0 | 0 | 0 | 0 | 0
| (as incurred) | Transformers |  | 0 | 0 | 0 | 0 | 0 | 0 | 0 | 0 | 0 | 0 | 0
|  | Reactive |  | 3109.0527 | 966.2466 | 8450.5376 | 185.5135 | 189.4956 | 190.1989 | 190.0283 | 191.2859 | 0 | 13472.3592 | 946.5223
|  | Lines and towers |  | 0 | 0 | 0 | 0 | 0 | 0 | 0 | 0 | 0 | 0 | 0
|  | Establishment |  | 0 | 0 | 0 | 0 | 0 | 0 | 0 | 0 | 0 | 0 | 0
|  | Communications |  | 0 | 0 | 0 | 0 | 0 | 0 | 0 | 0 | 0 | 0 | 0
|  | Non System |  | 0 | 0 | 0 | 0 | 0 | 0 | 0 | 0 | 0 | 0 | 0
|  | Land |  | 0 | 0 | 0 | 0 | 0 | 0 | 0 | 0 | 0 | 0 | 0
|  | Easements |  | 0 | 0 | 0 | 0 | 0 | 0 | 0 | 0 | 0 | 0 | 0
|  | Total incl Overhead - As Incurred $ Mar 2017 |  | 3109.0527 | 966.2466 | 8450.5376 | 185.5135 | 189.4956 | 190.1989 | 190.0283 | 191.2859 | 0 | 13472.3592 | 946.5223
|  |  | Check | 0 | 0 | 0 | 0 | 0 | 0 | 0 | 0 | 0 | 0 | 0
| As Commissioned Capex | Direct Expenditure (As Commissioned) - $ 2015/16 |  | 2779.9674 | 878.4842 | 7558.7252 | 164 | 164 | 164 | 164 | 164 | 0 | 12037.1768 | 820
|  | Labour & Material Escalation - $ 2015/16 |  | 0 | 2.317 | 50.0951 | 2.0805 | 3.0891 | 4.0812 | 5.1651 | 6.2846 | 0 | 73.1125 | 20.7004
|  | Total Direct Expenditure - $ 2015/16 |  | 2779.9674 | 880.8012 | 7608.8203 | 166.0805 | 167.0891 | 168.0812 | 169.1651 | 170.2846 | 0 | 12110.2893 | 840.7004
|  | Total Direct Expenditure - $ Mar 2017 |  | 2878.5347 | 912.0311 | 7878.6009 | 171.9691 | 173.0134 | 174.0407 | 175.163 | 176.3223 | 0 | 12539.6752 | 870.5085
|  | Total overheads (As Commissioned) |  | 230.518 | 54.2155 | 571.9367 | 13.5445 | 16.4822 | 16.1582 | 14.8653 | 14.9637 | 0 | 932.6839 | 76.0138
|  | Total incl Overhead - As commissioned $ Mar 2017 |  | 3109.0527 | 966.2466 | 8450.5376 | 185.5135 | 189.4956 | 190.1989 | 190.0283 | 191.2859 | 0 | 13472.3592 | 946.5223
|  | Total overheads (As Comm) - Cumulative |  | 230.518 | 284.7335 | 856.6702 | 870.2147 | 886.6968 | 902.855 | 917.7203 | 932.6839 | 932.6839
|  | Total real cost escalation (As Comm) - Cumulative |  | 0 | 2.317 | 52.4121 | 54.4926 | 57.5817 | 61.6629 | 66.8279 | 73.1125 | 73.1125
Expenditure By Asset Class - As Commissioned
| Asset class breakdown | Secondary |  | 0 | 0 | 0 | 0 | 0 | 0 | 0 | 0 | 0 | 0 | 0
| (fully absorbed) | Switchgear |  | 0 | 0 | 0 | 0 | 0 | 0 | 0 | 0 | 0 | 0 | 0
| (as commissioned) | Transformers |  | 0 | 0 | 0 | 0 | 0 | 0 | 0 | 0 | 0 | 0 | 0
|  | Reactive |  | 3109.0527 | 966.2466 | 8450.5376 | 185.5135 | 189.4956 | 190.1989 | 190.0283 | 191.2859 | 0 | 13472.3592 | 946.5223
|  | Lines and towers |  | 0 | 0 | 0 | 0 | 0 | 0 | 0 | 0 | 0 | 0 | 0
|  | Establishment |  | 0 | 0 | 0 | 0 | 0 | 0 | 0 | 0 | 0 | 0 | 0
|  | Communications |  | 0 | 0 | 0 | 0 | 0 | 0 | 0 | 0 | 0 | 0 | 0
|  | Non System |  | 0 | 0 | 0 | 0 | 0 | 0 | 0 | 0 | 0 | 0 | 0
|  | Land |  | 0 | 0 | 0 | 0 | 0 | 0 | 0 | 0 | 0 | 0 | 0
|  | Easements |  | 0 | 0 | 0 | 0 | 0 | 0 | 0 | 0 | 0 | 0 | 0
|  | Total incl Overhead - As commissioned $ Mar 2017 |  | 3109.0527 | 966.2466 | 8450.5376 | 185.5135 | 189.4956 | 190.1989 | 190.0283 | 191.2859 | 0 | 13472.3592 | 946.5223
|  |  | Check | 0 | 0 | 0 | 0 | 0 | 0 | 0 | 0 | 0 | 0 | 0
0
| Expenditure splits for RIN |  |  |  | 2015-16 | 2016-17 | 2017-18 | 2018-19 | 2019-20 | 2020-21 | 2021-22 | 2022-23
| Repex Category | Transmission Towers | bar: 2015-16 to 2022-23
Transmission Tower Support Structures | bar: 2015-16 to 2022-23
Conductors | bar: 2015-16 to 2022-23
Transmission Cables | bar: 2015-16 to 2022-23
Substation Switchbays | bar: 2015-16 to 2022-23
Substation Power Transformers | bar: 2015-16 to 2022-23
|  | Substation Reactive Plant |  |  | 100% | 100% | 100% | 100% | 100% | 100% | 100% | 100%
Scada Network Control And Protection Systems | bar: 2015-16 to 2022-23
Other | bar: 2015-16 to 2022-23
|  | Total |  |  | 100% | 100% | 100% | 100% | 100% | 100% | 100% | 100%
| Direct Expenditures | Materials - $ Mar 2017 |  |  | 2015-16 | 2016-17 | 2017-18 | 2018-19 | 2019-20 | 2020-21 | 2021-22 | 2022-23 | Total | 2017-22 Total
| (As Incurred) | Transmission Towers |  |  | 0 | 0 | 0 | 0 | 0 | 0 | 0 | 0 | 0 | 0
|  | Transmission Tower Support Structures |  |  | 0 | 0 | 0 | 0 | 0 | 0 | 0 | 0 | 0 | 0
|  | Conductors |  |  | 0 | 0 | 0 | 0 | 0 | 0 | 0 | 0 | 0 | 0
|  | Transmission Cables |  |  | 0 | 0 | 0 | 0 | 0 | 0 | 0 | 0 | 0 | 0
|  | Substation Switchbays |  |  | 0 | 0 | 0 | 0 | 0 | 0 | 0 | 0 | 0 | 0
|  | Substation Power Transformers |  |  | 0 | 0 | 0 | 0 | 0 | 0 | 0 | 0 | 0 | 0
|  | Substation Reactive Plant |  |  | 363.8528 | 3130.6918 | 67.9259 | 67.9259 | 67.9259 | 67.9259 | 67.9259 | 0 | 3834.1743 | 339.6297
|  | Scada Network Control And Protection Systems |  |  | 0 | 0 | 0 | 0 | 0 | 0 | 0 | 0 | 0 | 0
|  | Other |  |  | 0 | 0 | 0 | 0 | 0 | 0 | 0 | 0 | 0 | 0
|  | Total Materials |  |  | 363.8528 | 3130.6918 | 67.9259 | 67.9259 | 67.9259 | 67.9259 | 67.9259 | 0 | 3834.1743 | 339.6297
|  | Labour (Internal) - $ Mar 2017 |  |  | 2015-16 | 2016-17 | 2017-18 | 2018-19 | 2019-20 | 2020-21 | 2021-22 | 2022-23 | Total | 2017-22 Total
|  | Transmission Towers |  |  | 0 | 0 | 0 | 0 | 0 | 0 | 0 | 0 | 0 | 0
|  | Transmission Tower Support Structures |  |  | 0 | 0 | 0 | 0 | 0 | 0 | 0 | 0 | 0 | 0
|  | Conductors |  |  | 0 | 0 | 0 | 0 | 0 | 0 | 0 | 0 | 0 | 0
|  | Transmission Cables |  |  | 0 | 0 | 0 | 0 | 0 | 0 | 0 | 0 | 0 | 0
|  | Substation Switchbays |  |  | 0 | 0 | 0 | 0 | 0 | 0 | 0 | 0 | 0 | 0
|  | Substation Power Transformers |  |  | 0 | 0 | 0 | 0 | 0 | 0 | 0 | 0 | 0 | 0
|  | Substation Reactive Plant |  |  | 91.4976 | 792.4671 | 17.3324 | 17.4728 | 17.6174 | 17.7751 | 17.9368 | 0 | 972.0992 | 88.1344
|  | Scada Network Control And Protection Systems |  |  | 0 | 0 | 0 | 0 | 0 | 0 | 0 | 0 | 0 | 0
|  | Other |  |  | 0 | 0 | 0 | 0 | 0 | 0 | 0 | 0 | 0 | 0
|  | Total Internal Labour |  |  | 91.4976 | 792.4671 | 17.3324 | 17.4728 | 17.6174 | 17.7751 | 17.9368 | 0 | 972.0992 | 88.1344
|  | Labour (External) - $ Mar 2017 |  |  | 2015-16 | 2016-17 | 2017-18 | 2018-19 | 2019-20 | 2020-21 | 2021-22 | 2022-23 | Total | 2017-22 Total
|  | Transmission Towers |  |  | 0 | 0 | 0 | 0 | 0 | 0 | 0 | 0 | 0 | 0
|  | Transmission Tower Support Structures |  |  | 0 | 0 | 0 | 0 | 0 | 0 | 0 | 0 | 0 | 0
|  | Conductors |  |  | 0 | 0 | 0 | 0 | 0 | 0 | 0 | 0 | 0 | 0
|  | Transmission Cables |  |  | 0 | 0 | 0 | 0 | 0 | 0 | 0 | 0 | 0 | 0
|  | Substation Switchbays |  |  | 0 | 0 | 0 | 0 | 0 | 0 | 0 | 0 | 0 | 0
|  | Substation Power Transformers |  |  | 0 | 0 | 0 | 0 | 0 | 0 | 0 | 0 | 0 | 0
|  | Substation Reactive Plant |  |  | 456.6807 | 3955.4419 | 86.7107 | 87.6147 | 88.4974 | 89.462 | 90.4595 | 0 | 4854.8671 | 442.7444
|  | Scada Network Control And Protection Systems |  |  | 0 | 0 | 0 | 0 | 0 | 0 | 0 | 0 | 0 | 0
|  | Other |  |  | 0 | 0 | 0 | 0 | 0 | 0 | 0 | 0 | 0 | 0
|  | Total External Labour |  |  | 456.6807 | 3955.4419 | 86.7107 | 87.6147 | 88.4974 | 89.462 | 90.4595 | 0 | 4854.8671 | 442.7444
|  | Total Direct - $ Mar 2017 |  |  | 2015-16 | 2016-17 | 2017-18 | 2018-19 | 2019-20 | 2020-21 | 2021-22 | 2022-23 | Total | 2017-22 Total
|  | Transmission Towers |  |  | 0 | 0 | 0 | 0 | 0 | 0 | 0 | 0 | 0 | 0
|  | Transmission Tower Support Structures |  |  | 0 | 0 | 0 | 0 | 0 | 0 | 0 | 0 | 0 | 0
|  | Conductors |  |  | 0 | 0 | 0 | 0 | 0 | 0 | 0 | 0 | 0 | 0
|  | Transmission Cables |  |  | 0 | 0 | 0 | 0 | 0 | 0 | 0 | 0 | 0 | 0
|  | Substation Switchbays |  |  | 0 | 0 | 0 | 0 | 0 | 0 | 0 | 0 | 0 | 0
|  | Substation Power Transformers |  |  | 0 | 0 | 0 | 0 | 0 | 0 | 0 | 0 | 0 | 0
|  | Substation Reactive Plant |  |  | 912.0311 | 7878.6009 | 171.9691 | 173.0134 | 174.0407 | 175.163 | 176.3223 | 0 | 9661.1405 | 870.5085
|  | Scada Network Control And Protection Systems |  |  | 0 | 0 | 0 | 0 | 0 | 0 | 0 | 0 | 0 | 0
|  | Other |  |  | 0 | 0 | 0 | 0 | 0 | 0 | 0 | 0 | 0 | 0
|  | Total Direct - $ Mar 2017 |  |  | 912.0311 | 7878.6009 | 171.9691 | 173.0134 | 174.0407 | 175.163 | 176.3223 | 0 | 9661.1405 | 870.5085

## Proj_28
Go To: | Table of Contents
Master Inputs
|  | 0% |  | Business case? | 0
| Project name | On-line monitoring
| Project category 1 | Network |  |  | Shaded cells = Inputs
| Project category 2 | Replacement - Other
| Regulatory classification | Prescribed
| Overhead Category | Repex_OHD |  | $000's | $000's | $000's | $000's | $000's | $000's | $000's | $000's | $000's | Project | 2017-22
|  |  |  | Prior | 2015-16 | 2016-17 | 2017-18 | 2018-19 | 2019-20 | 2020-21 | 2021-22 | 2022-23 | Total | Total | Check
| Project timing | Direct Expenditure (As incurred) - $ 2015/16 |  | 0 | 0 | 0 | 170 | 200 | 100 | 100 | 100 | 0 | 670 | 670 | ok
| (excluding real cost escalators) | Assumed year commissioned (no BC) | bar: 2015-16 to 2022-23
|  | Direct Expenditure (As Commissioned) - $ 2015/16 |  | 0 | 0 | 0 | 170 | 200 | 100 | 100 | 100 | 0 | 670 | 670 | ok
| Asset class | Secondary
Switchgear
Transformers
Reactive
Lines and towers
|  | Establishment |  | 100% | 100% | 100% | 100% | 100% | 100% | 100% | 100% | 100%
Communications
Non System
Land
Easements
|  |  | Total | 100% | 100% | 100% | 100% | 100% | 100% | 100% | 100% | 100%
| Input costs % | Labour - internal |  | 10% | 10% | 10% | 10% | 10% | 10% | 10% | 10% | 10%
|  | Labour - external |  | 50% | 50% | 50% | 50% | 50% | 50% | 50% | 50% | 50%
|  | Materials |  | 40% | 40% | 40% | 40% | 40% | 40% | 40% | 40% | 40%
|  |  | Total | 100% | 100% | 100% | 100% | 100% | 100% | 100% | 100% | 100%
Material Escalation
| (By Asset Class) | Secondary |  | 0 | 0 | 0 | 0 | 0 | 0 | 0 | 0 | 0 | 0 | 0
|  | Switchgear |  | 0 | 0 | 0 | 0 | 0 | 0 | 0 | 0 | 0 | 0 | 0
|  | Transformers |  | 0 | 0 | 0 | 0 | 0 | 0 | 0 | 0 | 0 | 0 | 0
|  | Reactive |  | 0 | 0 | 0 | 0 | 0 | 0 | 0 | 0 | 0 | 0 | 0
|  | Lines and towers |  | 0 | 0 | 0 | 0 | 0 | 0 | 0 | 0 | 0 | 0 | 0
|  | Establishment |  | 0 | 0 | 0 | 0 | 0 | 0 | 0 | 0 | 0 | 0 | 0
|  | Communications |  | 0 | 0 | 0 | 0 | 0 | 0 | 0 | 0 | 0 | 0 | 0
|  | Non System |  | 0 | 0 | 0 | 0 | 0 | 0 | 0 | 0 | 0 | 0 | 0
|  | Land |  | 0 | 0 | 0 | 0 | 0 | 0 | 0 | 0 | 0 | 0 | 0
|  | Easements |  | 0 | 0 | 0 | 0 | 0 | 0 | 0 | 0 | 0 | 0 | 0
|  | Total Material escalation |  | 0 | 0 | 0 | 0 | 0 | 0 | 0 | 0 | 0 | 0 | 0
| Labour Escalation | Internal Labour |  | 0 | 0 | 0 | 0.3513 | 0.57864 | 0.37446 | 0.46731 | 0.56257 | 0 | 2.3343 | 2.3343
|  | External Labour |  | 0 | 0 | 0 | 1.8053 | 3.1885 | 2.1141 | 2.6821 | 3.2695 | 0 | 13.0595 | 13.0595
|  | Total Labour Escalation |  | 0 | 0 | 0 | 2.1566 | 3.7672 | 2.4885 | 3.1494 | 3.8321 | 0 | 15.3938 | 15.3938
|  | Total Escalation |  | 0 | 0 | 0 | 2.1566 | 3.7672 | 2.4885 | 3.1494 | 3.8321 | 0 | 15.3938 | 15.3938
|  | Escalation factors |  | 0 | 0 | 0 | 0.012686 | 0.018836 | 0.024885 | 0.031494 | 0.038321 | 0 | 0.022976 | 0.022976
| Direct Expenditure (Escalated) | Total labour - internal |  | 0 | 0 | 0 | 17.9665 | 21.3083 | 10.7423 | 10.8384 | 10.9371 | 0 | 71.7926 | 71.7926
| (as incurred) | Total labour - external |  | 0 | 0 | 0 | 89.8831 | 106.8472 | 53.9618 | 54.55 | 55.1583 | 0 | 360.4004 | 360.4004
|  | Total materials |  | 0 | 0 | 0 | 70.411 | 82.8365 | 41.4183 | 41.4183 | 41.4183 | 0 | 277.5023 | 277.5023
|  | Total Direct - As Incurred $ Mar 2017 |  | 0 | 0 | 0 | 178.2606 | 210.992 | 106.1224 | 106.8067 | 107.5136 | 0 | 709.6953 | 709.6953 | ok
| Capitalised Overheads | Overhead rate (applied to direct expenditure) |  | 8.008% | 5.944% | 7.259% | 7.876% | 9.527% | 9.284% | 8.487% | 8.487% | 8.732%
|  | Total overhead (as incurred) |  | 0 | 0 | 0 | 14.04 | 20.1002 | 9.8525 | 9.0642 | 9.1242 | 0 | 62.1811 | 62.1811
|  | Total incl Overhead - As Incurred $ Mar 2017 |  | 0 | 0 | 0 | 192.3006 | 231.0922 | 115.9749 | 115.8709 | 116.6378 | 0 | 771.8764 | 771.8764
|  | Total overheads (As incurred) - Cumulative |  | 0 | 0 | 0 | 14.04 | 34.1402 | 43.9928 | 53.057 | 62.1811 | 62.1811
|  | Labour & Material Escalation - Cumulative |  | 0 | 0 | 0 | 2.1566 | 5.9237 | 8.4123 | 11.5617 | 15.3938 | 15.3938
Expenditure By Asset Class - As Incurred
| Asset class breakdown | Secondary |  | 0 | 0 | 0 | 0 | 0 | 0 | 0 | 0 | 0 | 0 | 0
| (fully absorbed) | Switchgear |  | 0 | 0 | 0 | 0 | 0 | 0 | 0 | 0 | 0 | 0 | 0
| (as incurred) | Transformers |  | 0 | 0 | 0 | 0 | 0 | 0 | 0 | 0 | 0 | 0 | 0
|  | Reactive |  | 0 | 0 | 0 | 0 | 0 | 0 | 0 | 0 | 0 | 0 | 0
|  | Lines and towers |  | 0 | 0 | 0 | 0 | 0 | 0 | 0 | 0 | 0 | 0 | 0
|  | Establishment |  | 0 | 0 | 0 | 192.3006 | 231.0922 | 115.9749 | 115.8709 | 116.6378 | 0 | 771.8764 | 771.8764
|  | Communications |  | 0 | 0 | 0 | 0 | 0 | 0 | 0 | 0 | 0 | 0 | 0
|  | Non System |  | 0 | 0 | 0 | 0 | 0 | 0 | 0 | 0 | 0 | 0 | 0
|  | Land |  | 0 | 0 | 0 | 0 | 0 | 0 | 0 | 0 | 0 | 0 | 0
|  | Easements |  | 0 | 0 | 0 | 0 | 0 | 0 | 0 | 0 | 0 | 0 | 0
|  | Total incl Overhead - As Incurred $ Mar 2017 |  | 0 | 0 | 0 | 192.3006 | 231.0922 | 115.9749 | 115.8709 | 116.6378 | 0 | 771.8764 | 771.8764
|  |  | Check | 0 | 0 | 0 | 0 | 0 | 0 | 0 | 0 | 0 | 0 | 0
| As Commissioned Capex | Direct Expenditure (As Commissioned) - $ 2015/16 |  | 0 | 0 | 0 | 170 | 200 | 100 | 100 | 100 | 0 | 670 | 670
|  | Labour & Material Escalation - $ 2015/16 |  | 0 | 0 | 0 | 2.1566 | 3.7672 | 2.4885 | 3.1494 | 3.8321 | 0 | 15.3938 | 15.3938
|  | Total Direct Expenditure - $ 2015/16 |  | 0 | 0 | 0 | 172.1566 | 203.7672 | 102.4885 | 103.1494 | 103.8321 | 0 | 685.3938 | 685.3938
|  | Total Direct Expenditure - $ Mar 2017 |  | 0 | 0 | 0 | 178.2606 | 210.992 | 106.1224 | 106.8067 | 107.5136 | 0 | 709.6953 | 709.6953
|  | Total overheads (As Commissioned) |  | 0 | 0 | 0 | 14.04 | 20.1002 | 9.8525 | 9.0642 | 9.1242 | 0 | 62.1811 | 62.1811
|  | Total incl Overhead - As commissioned $ Mar 2017 |  | 0 | 0 | 0 | 192.3006 | 231.0922 | 115.9749 | 115.8709 | 116.6378 | 0 | 771.8764 | 771.8764
|  | Total overheads (As Comm) - Cumulative |  | 0 | 0 | 0 | 14.04 | 34.1402 | 43.9928 | 53.057 | 62.1811 | 62.1811
|  | Total real cost escalation (As Comm) - Cumulative |  | 0 | 0 | 0 | 2.1566 | 5.9237 | 8.4123 | 11.5617 | 15.3938 | 15.3938
Expenditure By Asset Class - As Commissioned
| Asset class breakdown | Secondary |  | 0 | 0 | 0 | 0 | 0 | 0 | 0 | 0 | 0 | 0 | 0
| (fully absorbed) | Switchgear |  | 0 | 0 | 0 | 0 | 0 | 0 | 0 | 0 | 0 | 0 | 0
| (as commissioned) | Transformers |  | 0 | 0 | 0 | 0 | 0 | 0 | 0 | 0 | 0 | 0 | 0
|  | Reactive |  | 0 | 0 | 0 | 0 | 0 | 0 | 0 | 0 | 0 | 0 | 0
|  | Lines and towers |  | 0 | 0 | 0 | 0 | 0 | 0 | 0 | 0 | 0 | 0 | 0
|  | Establishment |  | 0 | 0 | 0 | 192.3006 | 231.0922 | 115.9749 | 115.8709 | 116.6378 | 0 | 771.8764 | 771.8764
|  | Communications |  | 0 | 0 | 0 | 0 | 0 | 0 | 0 | 0 | 0 | 0 | 0
|  | Non System |  | 0 | 0 | 0 | 0 | 0 | 0 | 0 | 0 | 0 | 0 | 0
|  | Land |  | 0 | 0 | 0 | 0 | 0 | 0 | 0 | 0 | 0 | 0 | 0
|  | Easements |  | 0 | 0 | 0 | 0 | 0 | 0 | 0 | 0 | 0 | 0 | 0
|  | Total incl Overhead - As commissioned $ Mar 2017 |  | 0 | 0 | 0 | 192.3006 | 231.0922 | 115.9749 | 115.8709 | 116.6378 | 0 | 771.8764 | 771.8764
|  |  | Check | 0 | 0 | 0 | 0 | 0 | 0 | 0 | 0 | 0 | 0 | 0
0
| Expenditure splits for RIN |  |  |  | 2015-16 | 2016-17 | 2017-18 | 2018-19 | 2019-20 | 2020-21 | 2021-22 | 2022-23
| Repex Category | Transmission Towers | bar: 2015-16 to 2022-23
Transmission Tower Support Structures | bar: 2015-16 to 2022-23
Conductors | bar: 2015-16 to 2022-23
Transmission Cables | bar: 2015-16 to 2022-23
Substation Switchbays | bar: 2015-16 to 2022-23
Substation Power Transformers | bar: 2015-16 to 2022-23
Substation Reactive Plant | bar: 2015-16 to 2022-23
Scada Network Control And Protection Systems | bar: 2015-16 to 2022-23
|  | Other |  |  | 100% | 100% | 100% | 100% | 100% | 100% | 100% | 100%
|  | Total |  |  | 100% | 100% | 100% | 100% | 100% | 100% | 100% | 100%
| Direct Expenditures | Materials - $ Mar 2017 |  |  | 2015-16 | 2016-17 | 2017-18 | 2018-19 | 2019-20 | 2020-21 | 2021-22 | 2022-23 | Total | 2017-22 Total
| (As Incurred) | Transmission Towers |  |  | 0 | 0 | 0 | 0 | 0 | 0 | 0 | 0 | 0 | 0
|  | Transmission Tower Support Structures |  |  | 0 | 0 | 0 | 0 | 0 | 0 | 0 | 0 | 0 | 0
|  | Conductors |  |  | 0 | 0 | 0 | 0 | 0 | 0 | 0 | 0 | 0 | 0
|  | Transmission Cables |  |  | 0 | 0 | 0 | 0 | 0 | 0 | 0 | 0 | 0 | 0
|  | Substation Switchbays |  |  | 0 | 0 | 0 | 0 | 0 | 0 | 0 | 0 | 0 | 0
|  | Substation Power Transformers |  |  | 0 | 0 | 0 | 0 | 0 | 0 | 0 | 0 | 0 | 0
|  | Substation Reactive Plant |  |  | 0 | 0 | 0 | 0 | 0 | 0 | 0 | 0 | 0 | 0
|  | Scada Network Control And Protection Systems |  |  | 0 | 0 | 0 | 0 | 0 | 0 | 0 | 0 | 0 | 0
|  | Other |  |  | 0 | 0 | 70.411 | 82.8365 | 41.4183 | 41.4183 | 41.4183 | 0 | 277.5023 | 277.5023
|  | Total Materials |  |  | 0 | 0 | 70.411 | 82.8365 | 41.4183 | 41.4183 | 41.4183 | 0 | 277.5023 | 277.5023
|  | Labour (Internal) - $ Mar 2017 |  |  | 2015-16 | 2016-17 | 2017-18 | 2018-19 | 2019-20 | 2020-21 | 2021-22 | 2022-23 | Total | 2017-22 Total
|  | Transmission Towers |  |  | 0 | 0 | 0 | 0 | 0 | 0 | 0 | 0 | 0 | 0
|  | Transmission Tower Support Structures |  |  | 0 | 0 | 0 | 0 | 0 | 0 | 0 | 0 | 0 | 0
|  | Conductors |  |  | 0 | 0 | 0 | 0 | 0 | 0 | 0 | 0 | 0 | 0
|  | Transmission Cables |  |  | 0 | 0 | 0 | 0 | 0 | 0 | 0 | 0 | 0 | 0
|  | Substation Switchbays |  |  | 0 | 0 | 0 | 0 | 0 | 0 | 0 | 0 | 0 | 0
|  | Substation Power Transformers |  |  | 0 | 0 | 0 | 0 | 0 | 0 | 0 | 0 | 0 | 0
|  | Substation Reactive Plant |  |  | 0 | 0 | 0 | 0 | 0 | 0 | 0 | 0 | 0 | 0
|  | Scada Network Control And Protection Systems |  |  | 0 | 0 | 0 | 0 | 0 | 0 | 0 | 0 | 0 | 0
|  | Other |  |  | 0 | 0 | 17.9665 | 21.3083 | 10.7423 | 10.8384 | 10.9371 | 0 | 71.7926 | 71.7926
|  | Total Internal Labour |  |  | 0 | 0 | 17.9665 | 21.3083 | 10.7423 | 10.8384 | 10.9371 | 0 | 71.7926 | 71.7926
|  | Labour (External) - $ Mar 2017 |  |  | 2015-16 | 2016-17 | 2017-18 | 2018-19 | 2019-20 | 2020-21 | 2021-22 | 2022-23 | Total | 2017-22 Total
|  | Transmission Towers |  |  | 0 | 0 | 0 | 0 | 0 | 0 | 0 | 0 | 0 | 0
|  | Transmission Tower Support Structures |  |  | 0 | 0 | 0 | 0 | 0 | 0 | 0 | 0 | 0 | 0
|  | Conductors |  |  | 0 | 0 | 0 | 0 | 0 | 0 | 0 | 0 | 0 | 0
|  | Transmission Cables |  |  | 0 | 0 | 0 | 0 | 0 | 0 | 0 | 0 | 0 | 0
|  | Substation Switchbays |  |  | 0 | 0 | 0 | 0 | 0 | 0 | 0 | 0 | 0 | 0
|  | Substation Power Transformers |  |  | 0 | 0 | 0 | 0 | 0 | 0 | 0 | 0 | 0 | 0
|  | Substation Reactive Plant |  |  | 0 | 0 | 0 | 0 | 0 | 0 | 0 | 0 | 0 | 0
|  | Scada Network Control And Protection Systems |  |  | 0 | 0 | 0 | 0 | 0 | 0 | 0 | 0 | 0 | 0
|  | Other |  |  | 0 | 0 | 89.8831 | 106.8472 | 53.9618 | 54.55 | 55.1583 | 0 | 360.4004 | 360.4004
|  | Total External Labour |  |  | 0 | 0 | 89.8831 | 106.8472 | 53.9618 | 54.55 | 55.1583 | 0 | 360.4004 | 360.4004
|  | Total Direct - $ Mar 2017 |  |  | 2015-16 | 2016-17 | 2017-18 | 2018-19 | 2019-20 | 2020-21 | 2021-22 | 2022-23 | Total | 2017-22 Total
|  | Transmission Towers |  |  | 0 | 0 | 0 | 0 | 0 | 0 | 0 | 0 | 0 | 0
|  | Transmission Tower Support Structures |  |  | 0 | 0 | 0 | 0 | 0 | 0 | 0 | 0 | 0 | 0
|  | Conductors |  |  | 0 | 0 | 0 | 0 | 0 | 0 | 0 | 0 | 0 | 0
|  | Transmission Cables |  |  | 0 | 0 | 0 | 0 | 0 | 0 | 0 | 0 | 0 | 0
|  | Substation Switchbays |  |  | 0 | 0 | 0 | 0 | 0 | 0 | 0 | 0 | 0 | 0
|  | Substation Power Transformers |  |  | 0 | 0 | 0 | 0 | 0 | 0 | 0 | 0 | 0 | 0
|  | Substation Reactive Plant |  |  | 0 | 0 | 0 | 0 | 0 | 0 | 0 | 0 | 0 | 0
|  | Scada Network Control And Protection Systems |  |  | 0 | 0 | 0 | 0 | 0 | 0 | 0 | 0 | 0 | 0
|  | Other |  |  | 0 | 0 | 178.2606 | 210.992 | 106.1224 | 106.8067 | 107.5136 | 0 | 709.6953 | 709.6953
|  | Total Direct - $ Mar 2017 |  |  | 0 | 0 | 178.2606 | 210.992 | 106.1224 | 106.8067 | 107.5136 | 0 | 709.6953 | 709.6953

## Proj_29
Go To: | Table of Contents
Master Inputs
|  | Various |  | Business case? | 0
| Project name | Fire protection systems
| Project category 1 | Network |  |  | Shaded cells = Inputs
| Project category 2 | Security and Compliance
| Regulatory classification | Prescribed
| Overhead Category | Repex_OHD |  | $000's | $000's | $000's | $000's | $000's | $000's | $000's | $000's | $000's | Project | 2017-22
|  |  |  | Prior | 2015-16 | 2016-17 | 2017-18 | 2018-19 | 2019-20 | 2020-21 | 2021-22 | 2022-23 | Total | Total | Check
| Project timing | Direct Expenditure (As incurred) - $ 2015/16 |  | 2142.867 | 558.15 | 2375.079 | 1755 | 1755 | 1755 | 1755 | 1755 | 0 | 13851.096 | 8775 | ok
| (excluding real cost escalators) | Assumed year commissioned (no BC) |  | x | bar: 2015-16 to 2022-23
|  | Direct Expenditure (As Commissioned) - $ 2015/16 |  | 2142.867 | 558.15 | 2375.079 | 1755 | 1755 | 1755 | 1755 | 1755 | 0 | 13851.096 | 8775 | ok
| Asset class | Secondary
Switchgear
Transformers
Reactive
Lines and towers
|  | Establishment |  | 100% | 100% | 100% | 100% | 100% | 100% | 100% | 100% | 100%
Communications
Non System
Land
Easements
|  |  | Total | 100% | 100% | 100% | 100% | 100% | 100% | 100% | 100% | 100%
| Input costs % | Labour - internal |  | 10% | 10% | 10% | 10% | 10% | 10% | 10% | 10% | 10%
|  | Labour - external |  | 50% | 50% | 50% | 50% | 50% | 50% | 50% | 50% | 50%
|  | Materials |  | 40% | 40% | 40% | 40% | 40% | 40% | 40% | 40% | 40%
|  |  | Total | 100% | 100% | 100% | 100% | 100% | 100% | 100% | 100% | 100%
Material Escalation
| (By Asset Class) | Secondary |  | 0 | 0 | 0 | 0 | 0 | 0 | 0 | 0 | 0 | 0 | 0
|  | Switchgear |  | 0 | 0 | 0 | 0 | 0 | 0 | 0 | 0 | 0 | 0 | 0
|  | Transformers |  | 0 | 0 | 0 | 0 | 0 | 0 | 0 | 0 | 0 | 0 | 0
|  | Reactive |  | 0 | 0 | 0 | 0 | 0 | 0 | 0 | 0 | 0 | 0 | 0
|  | Lines and towers |  | 0 | 0 | 0 | 0 | 0 | 0 | 0 | 0 | 0 | 0 | 0
|  | Establishment |  | 0 | 0 | 0 | 0 | 0 | 0 | 0 | 0 | 0 | 0 | 0
|  | Communications |  | 0 | 0 | 0 | 0 | 0 | 0 | 0 | 0 | 0 | 0 | 0
|  | Non System |  | 0 | 0 | 0 | 0 | 0 | 0 | 0 | 0 | 0 | 0 | 0
|  | Land |  | 0 | 0 | 0 | 0 | 0 | 0 | 0 | 0 | 0 | 0 | 0
|  | Easements |  | 0 | 0 | 0 | 0 | 0 | 0 | 0 | 0 | 0 | 0 | 0
|  | Total Material escalation |  | 0 | 0 | 0 | 0 | 0 | 0 | 0 | 0 | 0 | 0 | 0
| Labour Escalation | Internal Labour |  | 0 | 0.32791 | 2.9721 | 3.6266 | 5.0775 | 6.5718 | 8.2014 | 9.8731 | 0 | 36.6505 | 33.3504
|  | External Labour |  | 0 | 1.1442 | 12.7686 | 18.637 | 27.9792 | 37.1019 | 47.0711 | 57.38 | 0 | 202.082 | 188.1692
|  | Total Labour Escalation |  | 0 | 1.4721 | 15.7407 | 22.2636 | 33.0567 | 43.6737 | 55.2724 | 67.2531 | 0 | 238.7325 | 221.5196
|  | Total Escalation |  | 0 | 1.4721 | 15.7407 | 22.2636 | 33.0567 | 43.6737 | 55.2724 | 67.2531 | 0 | 238.7325 | 221.5196
|  | Escalation factors |  | 0 | 0.0026375 | 0.0066275 | 0.012686 | 0.018836 | 0.024885 | 0.031494 | 0.038321 | 0 | 0.017236 | 0.025244
| Direct Expenditure (Escalated) | Total labour - internal |  | 221.8845 | 58.1335 | 249.0065 | 185.4778 | 186.9802 | 188.5274 | 190.2147 | 191.9457 | 0 | 1472.1704 | 943.1458
| (as incurred) | Total labour - external |  | 1109.4226 | 290.1547 | 1242.8666 | 927.9107 | 937.5841 | 947.0303 | 957.3529 | 968.0274 | 0 | 7380.3493 | 4737.9054
|  | Total materials |  | 887.538 | 231.176 | 983.7162 | 726.8903 | 726.8903 | 726.8903 | 726.8903 | 726.8903 | 0 | 5736.8818 | 3634.4516
|  | Total Direct - As Incurred $ Mar 2017 |  | 2218.8451 | 579.4642 | 2475.5893 | 1840.2788 | 1851.4546 | 1862.448 | 1874.458 | 1886.8634 | 0 | 14589.4015 | 9315.5028 | ok
| Capitalised Overheads | Overhead rate (applied to direct expenditure) |  | 8.008% | 5.944% | 7.259% | 7.876% | 9.527% | 9.284% | 8.487% | 8.487% | 8.732%
|  | Total overhead (as incurred) |  | 177.6889 | 34.4461 | 179.7122 | 144.9423 | 176.3795 | 172.9122 | 159.0766 | 160.1294 | 0 | 1205.2872 | 813.44
|  | Total incl Overhead - As Incurred $ Mar 2017 |  | 2396.5341 | 613.9104 | 2655.3014 | 1985.2211 | 2027.8341 | 2035.3603 | 2033.5345 | 2046.9928 | 0 | 15794.6886 | 10128.9428
|  | Total overheads (As incurred) - Cumulative |  | 177.6889 | 212.1351 | 391.8472 | 536.7895 | 713.169 | 886.0812 | 1045.1578 | 1205.2872 | 1205.2872
|  | Labour & Material Escalation - Cumulative |  | 0 | 1.4721 | 17.2129 | 39.4765 | 72.5332 | 116.2069 | 171.4794 | 238.7325 | 238.7325
Expenditure By Asset Class - As Incurred
| Asset class breakdown | Secondary |  | 0 | 0 | 0 | 0 | 0 | 0 | 0 | 0 | 0 | 0 | 0
| (fully absorbed) | Switchgear |  | 0 | 0 | 0 | 0 | 0 | 0 | 0 | 0 | 0 | 0 | 0
| (as incurred) | Transformers |  | 0 | 0 | 0 | 0 | 0 | 0 | 0 | 0 | 0 | 0 | 0
|  | Reactive |  | 0 | 0 | 0 | 0 | 0 | 0 | 0 | 0 | 0 | 0 | 0
|  | Lines and towers |  | 0 | 0 | 0 | 0 | 0 | 0 | 0 | 0 | 0 | 0 | 0
|  | Establishment |  | 2396.5341 | 613.9104 | 2655.3014 | 1985.2211 | 2027.8341 | 2035.3603 | 2033.5345 | 2046.9928 | 0 | 15794.6886 | 10128.9428
|  | Communications |  | 0 | 0 | 0 | 0 | 0 | 0 | 0 | 0 | 0 | 0 | 0
|  | Non System |  | 0 | 0 | 0 | 0 | 0 | 0 | 0 | 0 | 0 | 0 | 0
|  | Land |  | 0 | 0 | 0 | 0 | 0 | 0 | 0 | 0 | 0 | 0 | 0
|  | Easements |  | 0 | 0 | 0 | 0 | 0 | 0 | 0 | 0 | 0 | 0 | 0
|  | Total incl Overhead - As Incurred $ Mar 2017 |  | 2396.5341 | 613.9104 | 2655.3014 | 1985.2211 | 2027.8341 | 2035.3603 | 2033.5345 | 2046.9928 | 0 | 15794.6886 | 10128.9428
|  |  | Check | 0 | 0 | 0 | 0 | 0 | 0 | 0 | 0 | 0 | 0 | 0
| As Commissioned Capex | Direct Expenditure (As Commissioned) - $ 2015/16 |  | 2142.867 | 558.15 | 2375.079 | 1755 | 1755 | 1755 | 1755 | 1755 | 0 | 13851.096 | 8775
|  | Labour & Material Escalation - $ 2015/16 |  | 0 | 1.4721 | 15.7407 | 22.2636 | 33.0567 | 43.6737 | 55.2724 | 67.2531 | 0 | 238.7325 | 221.5196
|  | Total Direct Expenditure - $ 2015/16 |  | 2142.867 | 559.6221 | 2390.8197 | 1777.2636 | 1788.0567 | 1798.6737 | 1810.2724 | 1822.2531 | 0 | 14089.8284 | 8996.5196
|  | Total Direct Expenditure - $ Mar 2017 |  | 2218.8451 | 579.4642 | 2475.5893 | 1840.2788 | 1851.4546 | 1862.448 | 1874.458 | 1886.8634 | 0 | 14589.4015 | 9315.5028
|  | Total overheads (As Commissioned) |  | 177.6889 | 34.4461 | 179.7122 | 144.9423 | 176.3795 | 172.9122 | 159.0766 | 160.1294 | 0 | 1205.2872 | 813.44
|  | Total incl Overhead - As commissioned $ Mar 2017 |  | 2396.5341 | 613.9104 | 2655.3014 | 1985.2211 | 2027.8341 | 2035.3603 | 2033.5345 | 2046.9928 | 0 | 15794.6886 | 10128.9428
|  | Total overheads (As Comm) - Cumulative |  | 177.6889 | 212.1351 | 391.8472 | 536.7895 | 713.169 | 886.0812 | 1045.1578 | 1205.2872 | 1205.2872
|  | Total real cost escalation (As Comm) - Cumulative |  | 0 | 1.4721 | 17.2129 | 39.4765 | 72.5332 | 116.2069 | 171.4794 | 238.7325 | 238.7325
Expenditure By Asset Class - As Commissioned
| Asset class breakdown | Secondary |  | 0 | 0 | 0 | 0 | 0 | 0 | 0 | 0 | 0 | 0 | 0
| (fully absorbed) | Switchgear |  | 0 | 0 | 0 | 0 | 0 | 0 | 0 | 0 | 0 | 0 | 0
| (as commissioned) | Transformers |  | 0 | 0 | 0 | 0 | 0 | 0 | 0 | 0 | 0 | 0 | 0
|  | Reactive |  | 0 | 0 | 0 | 0 | 0 | 0 | 0 | 0 | 0 | 0 | 0
|  | Lines and towers |  | 0 | 0 | 0 | 0 | 0 | 0 | 0 | 0 | 0 | 0 | 0
|  | Establishment |  | 2396.5341 | 613.9104 | 2655.3014 | 1985.2211 | 2027.8341 | 2035.3603 | 2033.5345 | 2046.9928 | 0 | 15794.6886 | 10128.9428
|  | Communications |  | 0 | 0 | 0 | 0 | 0 | 0 | 0 | 0 | 0 | 0 | 0
|  | Non System |  | 0 | 0 | 0 | 0 | 0 | 0 | 0 | 0 | 0 | 0 | 0
|  | Land |  | 0 | 0 | 0 | 0 | 0 | 0 | 0 | 0 | 0 | 0 | 0
|  | Easements |  | 0 | 0 | 0 | 0 | 0 | 0 | 0 | 0 | 0 | 0 | 0
|  | Total incl Overhead - As commissioned $ Mar 2017 |  | 2396.5341 | 613.9104 | 2655.3014 | 1985.2211 | 2027.8341 | 2035.3603 | 2033.5345 | 2046.9928 | 0 | 15794.6886 | 10128.9428
|  |  | Check | 0 | 0 | 0 | 0 | 0 | 0 | 0 | 0 | 0 | 0 | 0
0
| Expenditure splits for RIN |  |  |  | 2015-16 | 2016-17 | 2017-18 | 2018-19 | 2019-20 | 2020-21 | 2021-22 | 2022-23
| Repex Category | Transmission Towers | bar: 2015-16 to 2022-23
Transmission Tower Support Structures | bar: 2015-16 to 2022-23
Conductors | bar: 2015-16 to 2022-23
Transmission Cables | bar: 2015-16 to 2022-23
Substation Switchbays | bar: 2015-16 to 2022-23
Substation Power Transformers | bar: 2015-16 to 2022-23
Substation Reactive Plant | bar: 2015-16 to 2022-23
Scada Network Control And Protection Systems | bar: 2015-16 to 2022-23
|  | Other |  |  | 100% | 100% | 100% | 100% | 100% | 100% | 100% | 100%
|  | Total |  |  | 100% | 100% | 100% | 100% | 100% | 100% | 100% | 100%
| Direct Expenditures | Materials - $ Mar 2017 |  |  | 2015-16 | 2016-17 | 2017-18 | 2018-19 | 2019-20 | 2020-21 | 2021-22 | 2022-23 | Total | 2017-22 Total
| (As Incurred) | Transmission Towers |  |  | 0 | 0 | 0 | 0 | 0 | 0 | 0 | 0 | 0 | 0
|  | Transmission Tower Support Structures |  |  | 0 | 0 | 0 | 0 | 0 | 0 | 0 | 0 | 0 | 0
|  | Conductors |  |  | 0 | 0 | 0 | 0 | 0 | 0 | 0 | 0 | 0 | 0
|  | Transmission Cables |  |  | 0 | 0 | 0 | 0 | 0 | 0 | 0 | 0 | 0 | 0
|  | Substation Switchbays |  |  | 0 | 0 | 0 | 0 | 0 | 0 | 0 | 0 | 0 | 0
|  | Substation Power Transformers |  |  | 0 | 0 | 0 | 0 | 0 | 0 | 0 | 0 | 0 | 0
|  | Substation Reactive Plant |  |  | 0 | 0 | 0 | 0 | 0 | 0 | 0 | 0 | 0 | 0
|  | Scada Network Control And Protection Systems |  |  | 0 | 0 | 0 | 0 | 0 | 0 | 0 | 0 | 0 | 0
|  | Other |  |  | 231.176 | 983.7162 | 726.8903 | 726.8903 | 726.8903 | 726.8903 | 726.8903 | 0 | 4849.3437 | 3634.4516
|  | Total Materials |  |  | 231.176 | 983.7162 | 726.8903 | 726.8903 | 726.8903 | 726.8903 | 726.8903 | 0 | 4849.3437 | 3634.4516
|  | Labour (Internal) - $ Mar 2017 |  |  | 2015-16 | 2016-17 | 2017-18 | 2018-19 | 2019-20 | 2020-21 | 2021-22 | 2022-23 | Total | 2017-22 Total
|  | Transmission Towers |  |  | 0 | 0 | 0 | 0 | 0 | 0 | 0 | 0 | 0 | 0
|  | Transmission Tower Support Structures |  |  | 0 | 0 | 0 | 0 | 0 | 0 | 0 | 0 | 0 | 0
|  | Conductors |  |  | 0 | 0 | 0 | 0 | 0 | 0 | 0 | 0 | 0 | 0
|  | Transmission Cables |  |  | 0 | 0 | 0 | 0 | 0 | 0 | 0 | 0 | 0 | 0
|  | Substation Switchbays |  |  | 0 | 0 | 0 | 0 | 0 | 0 | 0 | 0 | 0 | 0
|  | Substation Power Transformers |  |  | 0 | 0 | 0 | 0 | 0 | 0 | 0 | 0 | 0 | 0
|  | Substation Reactive Plant |  |  | 0 | 0 | 0 | 0 | 0 | 0 | 0 | 0 | 0 | 0
|  | Scada Network Control And Protection Systems |  |  | 0 | 0 | 0 | 0 | 0 | 0 | 0 | 0 | 0 | 0
|  | Other |  |  | 58.1335 | 249.0065 | 185.4778 | 186.9802 | 188.5274 | 190.2147 | 191.9457 | 0 | 1250.2859 | 943.1458
|  | Total Internal Labour |  |  | 58.1335 | 249.0065 | 185.4778 | 186.9802 | 188.5274 | 190.2147 | 191.9457 | 0 | 1250.2859 | 943.1458
|  | Labour (External) - $ Mar 2017 |  |  | 2015-16 | 2016-17 | 2017-18 | 2018-19 | 2019-20 | 2020-21 | 2021-22 | 2022-23 | Total | 2017-22 Total
|  | Transmission Towers |  |  | 0 | 0 | 0 | 0 | 0 | 0 | 0 | 0 | 0 | 0
|  | Transmission Tower Support Structures |  |  | 0 | 0 | 0 | 0 | 0 | 0 | 0 | 0 | 0 | 0
|  | Conductors |  |  | 0 | 0 | 0 | 0 | 0 | 0 | 0 | 0 | 0 | 0
|  | Transmission Cables |  |  | 0 | 0 | 0 | 0 | 0 | 0 | 0 | 0 | 0 | 0
|  | Substation Switchbays |  |  | 0 | 0 | 0 | 0 | 0 | 0 | 0 | 0 | 0 | 0
|  | Substation Power Transformers |  |  | 0 | 0 | 0 | 0 | 0 | 0 | 0 | 0 | 0 | 0
|  | Substation Reactive Plant |  |  | 0 | 0 | 0 | 0 | 0 | 0 | 0 | 0 | 0 | 0
|  | Scada Network Control And Protection Systems |  |  | 0 | 0 | 0 | 0 | 0 | 0 | 0 | 0 | 0 | 0
|  | Other |  |  | 290.1547 | 1242.8666 | 927.9107 | 937.5841 | 947.0303 | 957.3529 | 968.0274 | 0 | 6270.9267 | 4737.9054
|  | Total External Labour |  |  | 290.1547 | 1242.8666 | 927.9107 | 937.5841 | 947.0303 | 957.3529 | 968.0274 | 0 | 6270.9267 | 4737.9054
|  | Total Direct - $ Mar 2017 |  |  | 2015-16 | 2016-17 | 2017-18 | 2018-19 | 2019-20 | 2020-21 | 2021-22 | 2022-23 | Total | 2017-22 Total
|  | Transmission Towers |  |  | 0 | 0 | 0 | 0 | 0 | 0 | 0 | 0 | 0 | 0
|  | Transmission Tower Support Structures |  |  | 0 | 0 | 0 | 0 | 0 | 0 | 0 | 0 | 0 | 0
|  | Conductors |  |  | 0 | 0 | 0 | 0 | 0 | 0 | 0 | 0 | 0 | 0
|  | Transmission Cables |  |  | 0 | 0 | 0 | 0 | 0 | 0 | 0 | 0 | 0 | 0
|  | Substation Switchbays |  |  | 0 | 0 | 0 | 0 | 0 | 0 | 0 | 0 | 0 | 0
|  | Substation Power Transformers |  |  | 0 | 0 | 0 | 0 | 0 | 0 | 0 | 0 | 0 | 0
|  | Substation Reactive Plant |  |  | 0 | 0 | 0 | 0 | 0 | 0 | 0 | 0 | 0 | 0
|  | Scada Network Control And Protection Systems |  |  | 0 | 0 | 0 | 0 | 0 | 0 | 0 | 0 | 0 | 0
|  | Other |  |  | 579.4642 | 2475.5893 | 1840.2788 | 1851.4546 | 1862.448 | 1874.458 | 1886.8634 | 0 | 12370.5563 | 9315.5028
|  | Total Direct - $ Mar 2017 |  |  | 579.4642 | 2475.5893 | 1840.2788 | 1851.4546 | 1862.448 | 1874.458 | 1886.8634 | 0 | 12370.5563 | 9315.5028

## Proj_30
Go To: | Table of Contents
Master Inputs
|  | 0% |  | Business case? | 0
| Project name | Civils
| Project category 1 | Network |  |  | Shaded cells = Inputs
| Project category 2 | Replacement - Other
| Regulatory classification | Prescribed
| Overhead Category | Repex_OHD |  | $000's | $000's | $000's | $000's | $000's | $000's | $000's | $000's | $000's | Project | 2017-22
|  |  |  | Prior | 2015-16 | 2016-17 | 2017-18 | 2018-19 | 2019-20 | 2020-21 | 2021-22 | 2022-23 | Total | Total | Check
| Project timing | Direct Expenditure (As incurred) - $ 2015/16 |  | 0 | 0 | 0 | 1770 | 1770 | 1770 | 1770 | 1770 | 0 | 8850 | 8850 | ok
| (excluding real cost escalators) | Assumed year commissioned (no BC) | bar: 2015-16 to 2022-23
|  | Direct Expenditure (As Commissioned) - $ 2015/16 |  | 0 | 0 | 0 | 1770 | 1770 | 1770 | 1770 | 1770 | 0 | 8850 | 8850 | ok
| Asset class | Secondary
Switchgear
Transformers
Reactive
Lines and towers
|  | Establishment |  | 100% | 100% | 100% | 100% | 100% | 100% | 100% | 100% | 100%
Communications
Non System
Land
Easements
|  |  | Total | 100% | 100% | 100% | 100% | 100% | 100% | 100% | 100% | 100%
| Input costs % | Labour - internal |  | 10% | 10% | 10% | 10% | 10% | 10% | 10% | 10% | 10%
|  | Labour - external |  | 50% | 50% | 50% | 50% | 50% | 50% | 50% | 50% | 50%
|  | Materials |  | 40% | 40% | 40% | 40% | 40% | 40% | 40% | 40% | 40%
|  |  | Total | 100% | 100% | 100% | 100% | 100% | 100% | 100% | 100% | 100%
Material Escalation
| (By Asset Class) | Secondary |  | 0 | 0 | 0 | 0 | 0 | 0 | 0 | 0 | 0 | 0 | 0
|  | Switchgear |  | 0 | 0 | 0 | 0 | 0 | 0 | 0 | 0 | 0 | 0 | 0
|  | Transformers |  | 0 | 0 | 0 | 0 | 0 | 0 | 0 | 0 | 0 | 0 | 0
|  | Reactive |  | 0 | 0 | 0 | 0 | 0 | 0 | 0 | 0 | 0 | 0 | 0
|  | Lines and towers |  | 0 | 0 | 0 | 0 | 0 | 0 | 0 | 0 | 0 | 0 | 0
|  | Establishment |  | 0 | 0 | 0 | 0 | 0 | 0 | 0 | 0 | 0 | 0 | 0
|  | Communications |  | 0 | 0 | 0 | 0 | 0 | 0 | 0 | 0 | 0 | 0 | 0
|  | Non System |  | 0 | 0 | 0 | 0 | 0 | 0 | 0 | 0 | 0 | 0 | 0
|  | Land |  | 0 | 0 | 0 | 0 | 0 | 0 | 0 | 0 | 0 | 0 | 0
|  | Easements |  | 0 | 0 | 0 | 0 | 0 | 0 | 0 | 0 | 0 | 0 | 0
|  | Total Material escalation |  | 0 | 0 | 0 | 0 | 0 | 0 | 0 | 0 | 0 | 0 | 0
| Labour Escalation | Internal Labour |  | 0 | 0 | 0 | 3.6576 | 5.1209 | 6.628 | 8.2715 | 9.9574 | 0 | 33.6355 | 33.6355
|  | External Labour |  | 0 | 0 | 0 | 18.7963 | 28.2183 | 37.419 | 47.4734 | 57.8705 | 0 | 189.7775 | 189.7775
|  | Total Labour Escalation |  | 0 | 0 | 0 | 22.4539 | 33.3393 | 44.047 | 55.7448 | 67.8279 | 0 | 223.4129 | 223.4129
|  | Total Escalation |  | 0 | 0 | 0 | 22.4539 | 33.3393 | 44.047 | 55.7448 | 67.8279 | 0 | 223.4129 | 223.4129
|  | Escalation factors |  | 0 | 0 | 0 | 0.012686 | 0.018836 | 0.024885 | 0.031494 | 0.038321 | 0 | 0.025244 | 0.025244
| Direct Expenditure (Escalated) | Total labour - internal |  | 0 | 0 | 0 | 187.0631 | 188.5783 | 190.1388 | 191.8405 | 193.5863 | 0 | 951.2069 | 951.2069
| (as incurred) | Total labour - external |  | 0 | 0 | 0 | 935.8415 | 945.5977 | 955.1246 | 965.5354 | 976.3011 | 0 | 4778.4003 | 4778.4003
|  | Total materials |  | 0 | 0 | 0 | 733.1031 | 733.1031 | 733.1031 | 733.1031 | 733.1031 | 0 | 3665.5153 | 3665.5153
|  | Total Direct - As Incurred $ Mar 2017 |  | 0 | 0 | 0 | 1856.0076 | 1867.279 | 1878.3664 | 1890.479 | 1902.9905 | 0 | 9395.1225 | 9395.1225 | ok
| Capitalised Overheads | Overhead rate (applied to direct expenditure) |  | 8.008% | 5.944% | 7.259% | 7.876% | 9.527% | 9.284% | 8.487% | 8.487% | 8.732%
|  | Total overhead (as incurred) |  | 0 | 0 | 0 | 146.1811 | 177.887 | 174.3901 | 160.4362 | 161.498 | 0 | 820.3924 | 820.3924
|  | Total incl Overhead - As Incurred $ Mar 2017 |  | 0 | 0 | 0 | 2002.1888 | 2045.166 | 2052.7565 | 2050.9152 | 2064.4884 | 0 | 10215.5149 | 10215.5149
|  | Total overheads (As incurred) - Cumulative |  | 0 | 0 | 0 | 146.1811 | 324.0681 | 498.4583 | 658.8945 | 820.3924 | 820.3924
|  | Labour & Material Escalation - Cumulative |  | 0 | 0 | 0 | 22.4539 | 55.7932 | 99.8402 | 155.585 | 223.4129 | 223.4129
Expenditure By Asset Class - As Incurred
| Asset class breakdown | Secondary |  | 0 | 0 | 0 | 0 | 0 | 0 | 0 | 0 | 0 | 0 | 0
| (fully absorbed) | Switchgear |  | 0 | 0 | 0 | 0 | 0 | 0 | 0 | 0 | 0 | 0 | 0
| (as incurred) | Transformers |  | 0 | 0 | 0 | 0 | 0 | 0 | 0 | 0 | 0 | 0 | 0
|  | Reactive |  | 0 | 0 | 0 | 0 | 0 | 0 | 0 | 0 | 0 | 0 | 0
|  | Lines and towers |  | 0 | 0 | 0 | 0 | 0 | 0 | 0 | 0 | 0 | 0 | 0
|  | Establishment |  | 0 | 0 | 0 | 2002.1888 | 2045.166 | 2052.7565 | 2050.9152 | 2064.4884 | 0 | 10215.5149 | 10215.5149
|  | Communications |  | 0 | 0 | 0 | 0 | 0 | 0 | 0 | 0 | 0 | 0 | 0
|  | Non System |  | 0 | 0 | 0 | 0 | 0 | 0 | 0 | 0 | 0 | 0 | 0
|  | Land |  | 0 | 0 | 0 | 0 | 0 | 0 | 0 | 0 | 0 | 0 | 0
|  | Easements |  | 0 | 0 | 0 | 0 | 0 | 0 | 0 | 0 | 0 | 0 | 0
|  | Total incl Overhead - As Incurred $ Mar 2017 |  | 0 | 0 | 0 | 2002.1888 | 2045.166 | 2052.7565 | 2050.9152 | 2064.4884 | 0 | 10215.5149 | 10215.5149
|  |  | Check | 0 | 0 | 0 | 0 | 0 | 0 | 0 | 0 | 0 | 0 | 0
| As Commissioned Capex | Direct Expenditure (As Commissioned) - $ 2015/16 |  | 0 | 0 | 0 | 1770 | 1770 | 1770 | 1770 | 1770 | 0 | 8850 | 8850
|  | Labour & Material Escalation - $ 2015/16 |  | 0 | 0 | 0 | 22.4539 | 33.3393 | 44.047 | 55.7448 | 67.8279 | 0 | 223.4129 | 223.4129
|  | Total Direct Expenditure - $ 2015/16 |  | 0 | 0 | 0 | 1792.4539 | 1803.3393 | 1814.047 | 1825.7448 | 1837.8279 | 0 | 9073.4129 | 9073.4129
|  | Total Direct Expenditure - $ Mar 2017 |  | 0 | 0 | 0 | 1856.0076 | 1867.279 | 1878.3664 | 1890.479 | 1902.9905 | 0 | 9395.1225 | 9395.1225
|  | Total overheads (As Commissioned) |  | 0 | 0 | 0 | 146.1811 | 177.887 | 174.3901 | 160.4362 | 161.498 | 0 | 820.3924 | 820.3924
|  | Total incl Overhead - As commissioned $ Mar 2017 |  | 0 | 0 | 0 | 2002.1888 | 2045.166 | 2052.7565 | 2050.9152 | 2064.4884 | 0 | 10215.5149 | 10215.5149
|  | Total overheads (As Comm) - Cumulative |  | 0 | 0 | 0 | 146.1811 | 324.0681 | 498.4583 | 658.8945 | 820.3924 | 820.3924
|  | Total real cost escalation (As Comm) - Cumulative |  | 0 | 0 | 0 | 22.4539 | 55.7932 | 99.8402 | 155.585 | 223.4129 | 223.4129
Expenditure By Asset Class - As Commissioned
| Asset class breakdown | Secondary |  | 0 | 0 | 0 | 0 | 0 | 0 | 0 | 0 | 0 | 0 | 0
| (fully absorbed) | Switchgear |  | 0 | 0 | 0 | 0 | 0 | 0 | 0 | 0 | 0 | 0 | 0
| (as commissioned) | Transformers |  | 0 | 0 | 0 | 0 | 0 | 0 | 0 | 0 | 0 | 0 | 0
|  | Reactive |  | 0 | 0 | 0 | 0 | 0 | 0 | 0 | 0 | 0 | 0 | 0
|  | Lines and towers |  | 0 | 0 | 0 | 0 | 0 | 0 | 0 | 0 | 0 | 0 | 0
|  | Establishment |  | 0 | 0 | 0 | 2002.1888 | 2045.166 | 2052.7565 | 2050.9152 | 2064.4884 | 0 | 10215.5149 | 10215.5149
|  | Communications |  | 0 | 0 | 0 | 0 | 0 | 0 | 0 | 0 | 0 | 0 | 0
|  | Non System |  | 0 | 0 | 0 | 0 | 0 | 0 | 0 | 0 | 0 | 0 | 0
|  | Land |  | 0 | 0 | 0 | 0 | 0 | 0 | 0 | 0 | 0 | 0 | 0
|  | Easements |  | 0 | 0 | 0 | 0 | 0 | 0 | 0 | 0 | 0 | 0 | 0
|  | Total incl Overhead - As commissioned $ Mar 2017 |  | 0 | 0 | 0 | 2002.1888 | 2045.166 | 2052.7565 | 2050.9152 | 2064.4884 | 0 | 10215.5149 | 10215.5149
|  |  | Check | 0 | 0 | 0 | 0 | 0 | 0 | 0 | 0 | 0 | 0 | 0
0
| Expenditure splits for RIN |  |  |  | 2015-16 | 2016-17 | 2017-18 | 2018-19 | 2019-20 | 2020-21 | 2021-22 | 2022-23
| Repex Category | Transmission Towers | bar: 2015-16 to 2022-23
Transmission Tower Support Structures | bar: 2015-16 to 2022-23
Conductors | bar: 2015-16 to 2022-23
Transmission Cables | bar: 2015-16 to 2022-23
Substation Switchbays | bar: 2015-16 to 2022-23
Substation Power Transformers | bar: 2015-16 to 2022-23
Substation Reactive Plant | bar: 2015-16 to 2022-23
Scada Network Control And Protection Systems | bar: 2015-16 to 2022-23
|  | Other |  |  | 100% | 100% | 100% | 100% | 100% | 100% | 100% | 100%
|  | Total |  |  | 100% | 100% | 100% | 100% | 100% | 100% | 100% | 100%
| Direct Expenditures | Materials - $ Mar 2017 |  |  | 2015-16 | 2016-17 | 2017-18 | 2018-19 | 2019-20 | 2020-21 | 2021-22 | 2022-23 | Total | 2017-22 Total
| (As Incurred) | Transmission Towers |  |  | 0 | 0 | 0 | 0 | 0 | 0 | 0 | 0 | 0 | 0
|  | Transmission Tower Support Structures |  |  | 0 | 0 | 0 | 0 | 0 | 0 | 0 | 0 | 0 | 0
|  | Conductors |  |  | 0 | 0 | 0 | 0 | 0 | 0 | 0 | 0 | 0 | 0
|  | Transmission Cables |  |  | 0 | 0 | 0 | 0 | 0 | 0 | 0 | 0 | 0 | 0
|  | Substation Switchbays |  |  | 0 | 0 | 0 | 0 | 0 | 0 | 0 | 0 | 0 | 0
|  | Substation Power Transformers |  |  | 0 | 0 | 0 | 0 | 0 | 0 | 0 | 0 | 0 | 0
|  | Substation Reactive Plant |  |  | 0 | 0 | 0 | 0 | 0 | 0 | 0 | 0 | 0 | 0
|  | Scada Network Control And Protection Systems |  |  | 0 | 0 | 0 | 0 | 0 | 0 | 0 | 0 | 0 | 0
|  | Other |  |  | 0 | 0 | 733.1031 | 733.1031 | 733.1031 | 733.1031 | 733.1031 | 0 | 3665.5153 | 3665.5153
|  | Total Materials |  |  | 0 | 0 | 733.1031 | 733.1031 | 733.1031 | 733.1031 | 733.1031 | 0 | 3665.5153 | 3665.5153
|  | Labour (Internal) - $ Mar 2017 |  |  | 2015-16 | 2016-17 | 2017-18 | 2018-19 | 2019-20 | 2020-21 | 2021-22 | 2022-23 | Total | 2017-22 Total
|  | Transmission Towers |  |  | 0 | 0 | 0 | 0 | 0 | 0 | 0 | 0 | 0 | 0
|  | Transmission Tower Support Structures |  |  | 0 | 0 | 0 | 0 | 0 | 0 | 0 | 0 | 0 | 0
|  | Conductors |  |  | 0 | 0 | 0 | 0 | 0 | 0 | 0 | 0 | 0 | 0
|  | Transmission Cables |  |  | 0 | 0 | 0 | 0 | 0 | 0 | 0 | 0 | 0 | 0
|  | Substation Switchbays |  |  | 0 | 0 | 0 | 0 | 0 | 0 | 0 | 0 | 0 | 0
|  | Substation Power Transformers |  |  | 0 | 0 | 0 | 0 | 0 | 0 | 0 | 0 | 0 | 0
|  | Substation Reactive Plant |  |  | 0 | 0 | 0 | 0 | 0 | 0 | 0 | 0 | 0 | 0
|  | Scada Network Control And Protection Systems |  |  | 0 | 0 | 0 | 0 | 0 | 0 | 0 | 0 | 0 | 0
|  | Other |  |  | 0 | 0 | 187.0631 | 188.5783 | 190.1388 | 191.8405 | 193.5863 | 0 | 951.2069 | 951.2069
|  | Total Internal Labour |  |  | 0 | 0 | 187.0631 | 188.5783 | 190.1388 | 191.8405 | 193.5863 | 0 | 951.2069 | 951.2069
|  | Labour (External) - $ Mar 2017 |  |  | 2015-16 | 2016-17 | 2017-18 | 2018-19 | 2019-20 | 2020-21 | 2021-22 | 2022-23 | Total | 2017-22 Total
|  | Transmission Towers |  |  | 0 | 0 | 0 | 0 | 0 | 0 | 0 | 0 | 0 | 0
|  | Transmission Tower Support Structures |  |  | 0 | 0 | 0 | 0 | 0 | 0 | 0 | 0 | 0 | 0
|  | Conductors |  |  | 0 | 0 | 0 | 0 | 0 | 0 | 0 | 0 | 0 | 0
|  | Transmission Cables |  |  | 0 | 0 | 0 | 0 | 0 | 0 | 0 | 0 | 0 | 0
|  | Substation Switchbays |  |  | 0 | 0 | 0 | 0 | 0 | 0 | 0 | 0 | 0 | 0
|  | Substation Power Transformers |  |  | 0 | 0 | 0 | 0 | 0 | 0 | 0 | 0 | 0 | 0
|  | Substation Reactive Plant |  |  | 0 | 0 | 0 | 0 | 0 | 0 | 0 | 0 | 0 | 0
|  | Scada Network Control And Protection Systems |  |  | 0 | 0 | 0 | 0 | 0 | 0 | 0 | 0 | 0 | 0
|  | Other |  |  | 0 | 0 | 935.8415 | 945.5977 | 955.1246 | 965.5354 | 976.3011 | 0 | 4778.4003 | 4778.4003
|  | Total External Labour |  |  | 0 | 0 | 935.8415 | 945.5977 | 955.1246 | 965.5354 | 976.3011 | 0 | 4778.4003 | 4778.4003
|  | Total Direct - $ Mar 2017 |  |  | 2015-16 | 2016-17 | 2017-18 | 2018-19 | 2019-20 | 2020-21 | 2021-22 | 2022-23 | Total | 2017-22 Total
|  | Transmission Towers |  |  | 0 | 0 | 0 | 0 | 0 | 0 | 0 | 0 | 0 | 0
|  | Transmission Tower Support Structures |  |  | 0 | 0 | 0 | 0 | 0 | 0 | 0 | 0 | 0 | 0
|  | Conductors |  |  | 0 | 0 | 0 | 0 | 0 | 0 | 0 | 0 | 0 | 0
|  | Transmission Cables |  |  | 0 | 0 | 0 | 0 | 0 | 0 | 0 | 0 | 0 | 0
|  | Substation Switchbays |  |  | 0 | 0 | 0 | 0 | 0 | 0 | 0 | 0 | 0 | 0
|  | Substation Power Transformers |  |  | 0 | 0 | 0 | 0 | 0 | 0 | 0 | 0 | 0 | 0
|  | Substation Reactive Plant |  |  | 0 | 0 | 0 | 0 | 0 | 0 | 0 | 0 | 0 | 0
|  | Scada Network Control And Protection Systems |  |  | 0 | 0 | 0 | 0 | 0 | 0 | 0 | 0 | 0 | 0
|  | Other |  |  | 0 | 0 | 1856.0076 | 1867.279 | 1878.3664 | 1890.479 | 1902.9905 | 0 | 9395.1225 | 9395.1225
|  | Total Direct - $ Mar 2017 |  |  | 0 | 0 | 1856.0076 | 1867.279 | 1878.3664 | 1890.479 | 1902.9905 | 0 | 9395.1225 | 9395.1225

## Proj_31
Go To: | Table of Contents
Master Inputs
|  | 0% |  | Business case? | 0
| Project name | Infrastructure security
| Project category 1 | Network |  |  | Shaded cells = Inputs
| Project category 2 | Security and Compliance
| Regulatory classification | Prescribed
| Overhead Category | Repex_OHD |  | $000's | $000's | $000's | $000's | $000's | $000's | $000's | $000's | $000's | Project | 2017-22
|  |  |  | Prior | 2015-16 | 2016-17 | 2017-18 | 2018-19 | 2019-20 | 2020-21 | 2021-22 | 2022-23 | Total | Total | Check
| Project timing | Direct Expenditure (As incurred) - $ 2015/16 |  | 878.7768 | 805.1997 | 1764.4902 | 2500 | 2500 | 2500 | 2500 | 2500 | 0 | 15948.4667 | 12500 | ok
| (excluding real cost escalators) | Assumed year commissioned (no BC) |  | x | bar: 2015-16 to 2022-23
|  | Direct Expenditure (As Commissioned) - $ 2015/16 |  | 878.7768 | 805.1997 | 1764.4902 | 2500 | 2500 | 2500 | 2500 | 2500 | 0 | 15948.4667 | 12500 | ok
| Asset class | Secondary
Switchgear
Transformers
Reactive
Lines and towers
|  | Establishment |  | 100% | 100% | 100% | 100% | 100% | 100% | 100% | 100% | 100%
Communications
Non System
Land
Easements
|  |  | Total | 100% | 100% | 100% | 100% | 100% | 100% | 100% | 100% | 100%
| Input costs % | Labour - internal |  | 10% | 10% | 10% | 10% | 10% | 10% | 10% | 10% | 10%
|  | Labour - external |  | 50% | 50% | 50% | 50% | 50% | 50% | 50% | 50% | 50%
|  | Materials |  | 40% | 40% | 40% | 40% | 40% | 40% | 40% | 40% | 40%
|  |  | Total | 100% | 100% | 100% | 100% | 100% | 100% | 100% | 100% | 100%
Material Escalation
| (By Asset Class) | Secondary |  | 0 | 0 | 0 | 0 | 0 | 0 | 0 | 0 | 0 | 0 | 0
|  | Switchgear |  | 0 | 0 | 0 | 0 | 0 | 0 | 0 | 0 | 0 | 0 | 0
|  | Transformers |  | 0 | 0 | 0 | 0 | 0 | 0 | 0 | 0 | 0 | 0 | 0
|  | Reactive |  | 0 | 0 | 0 | 0 | 0 | 0 | 0 | 0 | 0 | 0 | 0
|  | Lines and towers |  | 0 | 0 | 0 | 0 | 0 | 0 | 0 | 0 | 0 | 0 | 0
|  | Establishment |  | 0 | 0 | 0 | 0 | 0 | 0 | 0 | 0 | 0 | 0 | 0
|  | Communications |  | 0 | 0 | 0 | 0 | 0 | 0 | 0 | 0 | 0 | 0 | 0
|  | Non System |  | 0 | 0 | 0 | 0 | 0 | 0 | 0 | 0 | 0 | 0 | 0
|  | Land |  | 0 | 0 | 0 | 0 | 0 | 0 | 0 | 0 | 0 | 0 | 0
|  | Easements |  | 0 | 0 | 0 | 0 | 0 | 0 | 0 | 0 | 0 | 0 | 0
|  | Total Material escalation |  | 0 | 0 | 0 | 0 | 0 | 0 | 0 | 0 | 0 | 0 | 0
| Labour Escalation | Internal Labour |  | 0 | 0.47305 | 2.208 | 5.1661 | 7.233 | 9.3616 | 11.6829 | 14.0642 | 0 | 50.1888 | 47.5077
|  | External Labour |  | 0 | 1.6507 | 9.486 | 26.5484 | 39.8564 | 52.8517 | 67.0528 | 81.7379 | 0 | 279.184 | 268.0473
|  | Total Labour Escalation |  | 0 | 2.1237 | 11.6941 | 31.7145 | 47.0894 | 62.2133 | 78.7357 | 95.8021 | 0 | 329.3728 | 315.555
|  | Total Escalation |  | 0 | 2.1237 | 11.6941 | 31.7145 | 47.0894 | 62.2133 | 78.7357 | 95.8021 | 0 | 329.3728 | 315.555
|  | Escalation factors |  | 0 | 0.0026375 | 0.0066275 | 0.012686 | 0.018836 | 0.024885 | 0.031494 | 0.038321 | 0 | 0.020652 | 0.025244
| Direct Expenditure (Escalated) | Total labour - internal |  | 90.9935 | 83.8647 | 184.9916 | 264.2134 | 266.3535 | 268.5576 | 270.9612 | 273.4269 | 0 | 1703.3623 | 1343.5125
| (as incurred) | Total labour - external |  | 454.9675 | 418.5837 | 923.3486 | 1321.8101 | 1335.5899 | 1349.046 | 1363.7506 | 1378.9564 | 0 | 8546.0529 | 6749.153
|  | Total materials |  | 363.974 | 333.4996 | 730.821 | 1035.4563 | 1035.4563 | 1035.4563 | 1035.4563 | 1035.4563 | 0 | 6605.5761 | 5177.2814
|  | Total Direct - As Incurred $ Mar 2017 |  | 909.9349 | 835.9481 | 1839.1612 | 2621.4797 | 2637.3997 | 2653.0599 | 2670.1681 | 2687.8396 | 0 | 16854.9913 | 13269.947 | ok
| Capitalised Overheads | Overhead rate (applied to direct expenditure) |  | 8.008% | 5.944% | 7.259% | 7.876% | 9.527% | 9.284% | 8.487% | 8.487% | 8.732%
|  | Total overhead (as incurred) |  | 72.8692 | 49.6928 | 133.5115 | 206.4705 | 251.2529 | 246.3137 | 226.6048 | 228.1045 | 0 | 1414.8198 | 1158.7464
|  | Total incl Overhead - As Incurred $ Mar 2017 |  | 982.8041 | 885.6409 | 1972.6727 | 2827.9502 | 2888.6526 | 2899.3736 | 2896.7729 | 2915.9441 | 0 | 18269.8111 | 14428.6934
|  | Total overheads (As incurred) - Cumulative |  | 72.8692 | 122.5619 | 256.0734 | 462.5439 | 713.7968 | 960.1105 | 1186.7153 | 1414.8198 | 1414.8198
|  | Labour & Material Escalation - Cumulative |  | 0 | 2.1237 | 13.8178 | 45.5323 | 92.6217 | 154.835 | 233.5707 | 329.3728 | 329.3728
Expenditure By Asset Class - As Incurred
| Asset class breakdown | Secondary |  | 0 | 0 | 0 | 0 | 0 | 0 | 0 | 0 | 0 | 0 | 0
| (fully absorbed) | Switchgear |  | 0 | 0 | 0 | 0 | 0 | 0 | 0 | 0 | 0 | 0 | 0
| (as incurred) | Transformers |  | 0 | 0 | 0 | 0 | 0 | 0 | 0 | 0 | 0 | 0 | 0
|  | Reactive |  | 0 | 0 | 0 | 0 | 0 | 0 | 0 | 0 | 0 | 0 | 0
|  | Lines and towers |  | 0 | 0 | 0 | 0 | 0 | 0 | 0 | 0 | 0 | 0 | 0
|  | Establishment |  | 982.8041 | 885.6409 | 1972.6727 | 2827.9502 | 2888.6526 | 2899.3736 | 2896.7729 | 2915.9441 | 0 | 18269.8111 | 14428.6934
|  | Communications |  | 0 | 0 | 0 | 0 | 0 | 0 | 0 | 0 | 0 | 0 | 0
|  | Non System |  | 0 | 0 | 0 | 0 | 0 | 0 | 0 | 0 | 0 | 0 | 0
|  | Land |  | 0 | 0 | 0 | 0 | 0 | 0 | 0 | 0 | 0 | 0 | 0
|  | Easements |  | 0 | 0 | 0 | 0 | 0 | 0 | 0 | 0 | 0 | 0 | 0
|  | Total incl Overhead - As Incurred $ Mar 2017 |  | 982.8041 | 885.6409 | 1972.6727 | 2827.9502 | 2888.6526 | 2899.3736 | 2896.7729 | 2915.9441 | 0 | 18269.8111 | 14428.6934
|  |  | Check | 0 | 0 | 0 | 0 | 0 | 0 | 0 | 0 | 0 | 0 | 0
| As Commissioned Capex | Direct Expenditure (As Commissioned) - $ 2015/16 |  | 878.7768 | 805.1997 | 1764.4902 | 2500 | 2500 | 2500 | 2500 | 2500 | 0 | 15948.4667 | 12500
|  | Labour & Material Escalation - $ 2015/16 |  | 0 | 2.1237 | 11.6941 | 31.7145 | 47.0894 | 62.2133 | 78.7357 | 95.8021 | 0 | 329.3728 | 315.555
|  | Total Direct Expenditure - $ 2015/16 |  | 878.7768 | 807.3234 | 1776.1843 | 2531.7145 | 2547.0894 | 2562.2133 | 2578.7357 | 2595.8021 | 0 | 16277.8395 | 12815.555
|  | Total Direct Expenditure - $ Mar 2017 |  | 909.9349 | 835.9481 | 1839.1612 | 2621.4797 | 2637.3997 | 2653.0599 | 2670.1681 | 2687.8396 | 0 | 16854.9913 | 13269.947
|  | Total overheads (As Commissioned) |  | 72.8692 | 49.6928 | 133.5115 | 206.4705 | 251.2529 | 246.3137 | 226.6048 | 228.1045 | 0 | 1414.8198 | 1158.7464
|  | Total incl Overhead - As commissioned $ Mar 2017 |  | 982.8041 | 885.6409 | 1972.6727 | 2827.9502 | 2888.6526 | 2899.3736 | 2896.7729 | 2915.9441 | 0 | 18269.8111 | 14428.6934
|  | Total overheads (As Comm) - Cumulative |  | 72.8692 | 122.5619 | 256.0734 | 462.5439 | 713.7968 | 960.1105 | 1186.7153 | 1414.8198 | 1414.8198
|  | Total real cost escalation (As Comm) - Cumulative |  | 0 | 2.1237 | 13.8178 | 45.5323 | 92.6217 | 154.835 | 233.5707 | 329.3728 | 329.3728
Expenditure By Asset Class - As Commissioned
| Asset class breakdown | Secondary |  | 0 | 0 | 0 | 0 | 0 | 0 | 0 | 0 | 0 | 0 | 0
| (fully absorbed) | Switchgear |  | 0 | 0 | 0 | 0 | 0 | 0 | 0 | 0 | 0 | 0 | 0
| (as commissioned) | Transformers |  | 0 | 0 | 0 | 0 | 0 | 0 | 0 | 0 | 0 | 0 | 0
|  | Reactive |  | 0 | 0 | 0 | 0 | 0 | 0 | 0 | 0 | 0 | 0 | 0
|  | Lines and towers |  | 0 | 0 | 0 | 0 | 0 | 0 | 0 | 0 | 0 | 0 | 0
|  | Establishment |  | 982.8041 | 885.6409 | 1972.6727 | 2827.9502 | 2888.6526 | 2899.3736 | 2896.7729 | 2915.9441 | 0 | 18269.8111 | 14428.6934
|  | Communications |  | 0 | 0 | 0 | 0 | 0 | 0 | 0 | 0 | 0 | 0 | 0
|  | Non System |  | 0 | 0 | 0 | 0 | 0 | 0 | 0 | 0 | 0 | 0 | 0
|  | Land |  | 0 | 0 | 0 | 0 | 0 | 0 | 0 | 0 | 0 | 0 | 0
|  | Easements |  | 0 | 0 | 0 | 0 | 0 | 0 | 0 | 0 | 0 | 0 | 0
|  | Total incl Overhead - As commissioned $ Mar 2017 |  | 982.8041 | 885.6409 | 1972.6727 | 2827.9502 | 2888.6526 | 2899.3736 | 2896.7729 | 2915.9441 | 0 | 18269.8111 | 14428.6934
|  |  | Check | 0 | 0 | 0 | 0 | 0 | 0 | 0 | 0 | 0 | 0 | 0
0
| Expenditure splits for RIN |  |  |  | 2015-16 | 2016-17 | 2017-18 | 2018-19 | 2019-20 | 2020-21 | 2021-22 | 2022-23
| Repex Category | Transmission Towers | bar: 2015-16 to 2022-23
Transmission Tower Support Structures | bar: 2015-16 to 2022-23
Conductors | bar: 2015-16 to 2022-23
Transmission Cables | bar: 2015-16 to 2022-23
Substation Switchbays | bar: 2015-16 to 2022-23
Substation Power Transformers | bar: 2015-16 to 2022-23
Substation Reactive Plant | bar: 2015-16 to 2022-23
Scada Network Control And Protection Systems | bar: 2015-16 to 2022-23
|  | Other |  |  | 100% | 100% | 100% | 100% | 100% | 100% | 100% | 100%
|  | Total |  |  | 100% | 100% | 100% | 100% | 100% | 100% | 100% | 100%
| Direct Expenditures | Materials - $ Mar 2017 |  |  | 2015-16 | 2016-17 | 2017-18 | 2018-19 | 2019-20 | 2020-21 | 2021-22 | 2022-23 | Total | 2017-22 Total
| (As Incurred) | Transmission Towers |  |  | 0 | 0 | 0 | 0 | 0 | 0 | 0 | 0 | 0 | 0
|  | Transmission Tower Support Structures |  |  | 0 | 0 | 0 | 0 | 0 | 0 | 0 | 0 | 0 | 0
|  | Conductors |  |  | 0 | 0 | 0 | 0 | 0 | 0 | 0 | 0 | 0 | 0
|  | Transmission Cables |  |  | 0 | 0 | 0 | 0 | 0 | 0 | 0 | 0 | 0 | 0
|  | Substation Switchbays |  |  | 0 | 0 | 0 | 0 | 0 | 0 | 0 | 0 | 0 | 0
|  | Substation Power Transformers |  |  | 0 | 0 | 0 | 0 | 0 | 0 | 0 | 0 | 0 | 0
|  | Substation Reactive Plant |  |  | 0 | 0 | 0 | 0 | 0 | 0 | 0 | 0 | 0 | 0
|  | Scada Network Control And Protection Systems |  |  | 0 | 0 | 0 | 0 | 0 | 0 | 0 | 0 | 0 | 0
|  | Other |  |  | 333.4996 | 730.821 | 1035.4563 | 1035.4563 | 1035.4563 | 1035.4563 | 1035.4563 | 0 | 6241.6021 | 5177.2814
|  | Total Materials |  |  | 333.4996 | 730.821 | 1035.4563 | 1035.4563 | 1035.4563 | 1035.4563 | 1035.4563 | 0 | 6241.6021 | 5177.2814
|  | Labour (Internal) - $ Mar 2017 |  |  | 2015-16 | 2016-17 | 2017-18 | 2018-19 | 2019-20 | 2020-21 | 2021-22 | 2022-23 | Total | 2017-22 Total
|  | Transmission Towers |  |  | 0 | 0 | 0 | 0 | 0 | 0 | 0 | 0 | 0 | 0
|  | Transmission Tower Support Structures |  |  | 0 | 0 | 0 | 0 | 0 | 0 | 0 | 0 | 0 | 0
|  | Conductors |  |  | 0 | 0 | 0 | 0 | 0 | 0 | 0 | 0 | 0 | 0
|  | Transmission Cables |  |  | 0 | 0 | 0 | 0 | 0 | 0 | 0 | 0 | 0 | 0
|  | Substation Switchbays |  |  | 0 | 0 | 0 | 0 | 0 | 0 | 0 | 0 | 0 | 0
|  | Substation Power Transformers |  |  | 0 | 0 | 0 | 0 | 0 | 0 | 0 | 0 | 0 | 0
|  | Substation Reactive Plant |  |  | 0 | 0 | 0 | 0 | 0 | 0 | 0 | 0 | 0 | 0
|  | Scada Network Control And Protection Systems |  |  | 0 | 0 | 0 | 0 | 0 | 0 | 0 | 0 | 0 | 0
|  | Other |  |  | 83.8647 | 184.9916 | 264.2134 | 266.3535 | 268.5576 | 270.9612 | 273.4269 | 0 | 1612.3688 | 1343.5125
|  | Total Internal Labour |  |  | 83.8647 | 184.9916 | 264.2134 | 266.3535 | 268.5576 | 270.9612 | 273.4269 | 0 | 1612.3688 | 1343.5125
|  | Labour (External) - $ Mar 2017 |  |  | 2015-16 | 2016-17 | 2017-18 | 2018-19 | 2019-20 | 2020-21 | 2021-22 | 2022-23 | Total | 2017-22 Total
|  | Transmission Towers |  |  | 0 | 0 | 0 | 0 | 0 | 0 | 0 | 0 | 0 | 0
|  | Transmission Tower Support Structures |  |  | 0 | 0 | 0 | 0 | 0 | 0 | 0 | 0 | 0 | 0
|  | Conductors |  |  | 0 | 0 | 0 | 0 | 0 | 0 | 0 | 0 | 0 | 0
|  | Transmission Cables |  |  | 0 | 0 | 0 | 0 | 0 | 0 | 0 | 0 | 0 | 0
|  | Substation Switchbays |  |  | 0 | 0 | 0 | 0 | 0 | 0 | 0 | 0 | 0 | 0
|  | Substation Power Transformers |  |  | 0 | 0 | 0 | 0 | 0 | 0 | 0 | 0 | 0 | 0
|  | Substation Reactive Plant |  |  | 0 | 0 | 0 | 0 | 0 | 0 | 0 | 0 | 0 | 0
|  | Scada Network Control And Protection Systems |  |  | 0 | 0 | 0 | 0 | 0 | 0 | 0 | 0 | 0 | 0
|  | Other |  |  | 418.5837 | 923.3486 | 1321.8101 | 1335.5899 | 1349.046 | 1363.7506 | 1378.9564 | 0 | 8091.0854 | 6749.153
|  | Total External Labour |  |  | 418.5837 | 923.3486 | 1321.8101 | 1335.5899 | 1349.046 | 1363.7506 | 1378.9564 | 0 | 8091.0854 | 6749.153
|  | Total Direct - $ Mar 2017 |  |  | 2015-16 | 2016-17 | 2017-18 | 2018-19 | 2019-20 | 2020-21 | 2021-22 | 2022-23 | Total | 2017-22 Total
|  | Transmission Towers |  |  | 0 | 0 | 0 | 0 | 0 | 0 | 0 | 0 | 0 | 0
|  | Transmission Tower Support Structures |  |  | 0 | 0 | 0 | 0 | 0 | 0 | 0 | 0 | 0 | 0
|  | Conductors |  |  | 0 | 0 | 0 | 0 | 0 | 0 | 0 | 0 | 0 | 0
|  | Transmission Cables |  |  | 0 | 0 | 0 | 0 | 0 | 0 | 0 | 0 | 0 | 0
|  | Substation Switchbays |  |  | 0 | 0 | 0 | 0 | 0 | 0 | 0 | 0 | 0 | 0
|  | Substation Power Transformers |  |  | 0 | 0 | 0 | 0 | 0 | 0 | 0 | 0 | 0 | 0
|  | Substation Reactive Plant |  |  | 0 | 0 | 0 | 0 | 0 | 0 | 0 | 0 | 0 | 0
|  | Scada Network Control And Protection Systems |  |  | 0 | 0 | 0 | 0 | 0 | 0 | 0 | 0 | 0 | 0
|  | Other |  |  | 835.9481 | 1839.1612 | 2621.4797 | 2637.3997 | 2653.0599 | 2670.1681 | 2687.8396 | 0 | 15945.0563 | 13269.947
|  | Total Direct - $ Mar 2017 |  |  | 835.9481 | 1839.1612 | 2621.4797 | 2637.3997 | 2653.0599 | 2670.1681 | 2687.8396 | 0 | 15945.0563 | 13269.947

## Proj_32
Go To: | Table of Contents
Master Inputs
|  | 0% |  | Business case? | 0
| Project name | Structure fall arrests
| Project category 1 | Network |  |  | Shaded cells = Inputs
| Project category 2 | Security and Compliance
| Regulatory classification | Prescribed
| Overhead Category | Repex_OHD |  | $000's | $000's | $000's | $000's | $000's | $000's | $000's | $000's | $000's | Project | 2017-22
|  |  |  | Prior | 2015-16 | 2016-17 | 2017-18 | 2018-19 | 2019-20 | 2020-21 | 2021-22 | 2022-23 | Total | Total | Check
| Project timing | Direct Expenditure (As incurred) - $ 2015/16 |  | 43.0176 | 613.05 | 182.138 | 7.7189 | 341.2823 | 529.4755 | 0 | 0 | 0 | 1716.6823 | 878.4767 | ok
| (excluding real cost escalators) | Assumed year commissioned (no BC) | bar: 2015-16 to 2022-23
|  | Direct Expenditure (As Commissioned) - $ 2015/16 |  | 0 | 656.0676 | 182.138 | 0 | 349.0012 | 529.4755 | 0 | 0 | 0 | 1716.6823 | 878.4767 | ok
| Asset class | Secondary
|  | Switchgear |  | 100% | 100% | 100% | 100% | 100% | 100% | 100% | 100% | 100%
Transformers
Reactive
Lines and towers
Establishment
Communications
Non System
Land
Easements
|  |  | Total | 100% | 100% | 100% | 100% | 100% | 100% | 100% | 100% | 100%
| Input costs % | Labour - internal |  | 10% | 10% | 10% | 10% | 10% | 10% | 10% | 10% | 10%
|  | Labour - external |  | 50% | 50% | 50% | 50% | 50% | 50% | 50% | 50% | 50%
|  | Materials |  | 40% | 40% | 40% | 40% | 40% | 40% | 40% | 40% | 40%
|  |  | Total | 100% | 100% | 100% | 100% | 100% | 100% | 100% | 100% | 100%
Material Escalation
| (By Asset Class) | Secondary |  | 0 | 0 | 0 | 0 | 0 | 0 | 0 | 0 | 0 | 0 | 0
|  | Switchgear |  | 0 | 0 | 0 | 0 | 0 | 0 | 0 | 0 | 0 | 0 | 0
|  | Transformers |  | 0 | 0 | 0 | 0 | 0 | 0 | 0 | 0 | 0 | 0 | 0
|  | Reactive |  | 0 | 0 | 0 | 0 | 0 | 0 | 0 | 0 | 0 | 0 | 0
|  | Lines and towers |  | 0 | 0 | 0 | 0 | 0 | 0 | 0 | 0 | 0 | 0 | 0
|  | Establishment |  | 0 | 0 | 0 | 0 | 0 | 0 | 0 | 0 | 0 | 0 | 0
|  | Communications |  | 0 | 0 | 0 | 0 | 0 | 0 | 0 | 0 | 0 | 0 | 0
|  | Non System |  | 0 | 0 | 0 | 0 | 0 | 0 | 0 | 0 | 0 | 0 | 0
|  | Land |  | 0 | 0 | 0 | 0 | 0 | 0 | 0 | 0 | 0 | 0 | 0
|  | Easements |  | 0 | 0 | 0 | 0 | 0 | 0 | 0 | 0 | 0 | 0 | 0
|  | Total Material escalation |  | 0 | 0 | 0 | 0 | 0 | 0 | 0 | 0 | 0 | 0 | 0
| Labour Escalation | Internal Labour |  | 0 | 0.36017 | 0.22792 | 0.015951 | 0.98739 | 1.9827 | 0 | 0 | 0 | 3.5741 | 2.986
|  | External Labour |  | 0 | 1.2568 | 0.97919 | 0.08197 | 5.4409 | 11.1935 | 0 | 0 | 0 | 18.9523 | 16.7164
|  | Total Labour Escalation |  | 0 | 1.6169 | 1.2071 | 0.097921 | 6.4283 | 13.1762 | 0 | 0 | 0 | 22.5264 | 19.7024
|  | Total Escalation |  | 0 | 1.6169 | 1.2071 | 0.097921 | 6.4283 | 13.1762 | 0 | 0 | 0 | 22.5264 | 19.7024
|  | Escalation factors |  | 0 | 0.0026375 | 0.0066275 | 0.012686 | 0.018836 | 0.024885 | 0 | 0 | 0 | 0.013122 | 0.022428
| Direct Expenditure (Escalated) | Total labour - internal |  | 4.4543 | 63.8516 | 19.0956 | 0.81577 | 36.3607 | 56.8779 | 0 | 0 | 0 | 181.4558 | 94.0543
| (as incurred) | Total labour - external |  | 22.2714 | 318.6946 | 95.3119 | 4.0812 | 182.3253 | 285.7147 | 0 | 0 | 0 | 908.399 | 472.1212
|  | Total materials |  | 17.8171 | 253.9146 | 75.4384 | 3.197 | 141.3532 | 219.2995 | 0 | 0 | 0 | 711.0198 | 363.8497
|  | Total Direct - As Incurred $ Mar 2017 |  | 44.5429 | 636.4607 | 189.8458 | 8.094 | 360.0391 | 561.8921 | 0 | 0 | 0 | 1800.8746 | 930.0252 | ok
| Capitalised Overheads | Overhead rate (applied to direct expenditure) |  | 8.008% | 5.944% | 7.259% | 7.876% | 9.527% | 9.284% | 8.487% | 8.487% | 8.732%
|  | Total overhead (as incurred) |  | 3.5671 | 37.8343 | 13.7816 | 0.63749 | 34.2993 | 52.1668 | 0 | 0 | 0 | 142.2865 | 87.1036
|  | Total incl Overhead - As Incurred $ Mar 2017 |  | 48.1099 | 674.295 | 203.6274 | 8.7315 | 394.3384 | 614.0589 | 0 | 0 | 0 | 1943.1611 | 1017.1288
|  | Total overheads (As incurred) - Cumulative |  | 3.5671 | 41.4013 | 55.1829 | 55.8204 | 90.1197 | 142.2865 | 142.2865 | 142.2865 | 142.2865
|  | Labour & Material Escalation - Cumulative |  | 0 | 1.6169 | 2.824 | 2.922 | 9.3503 | 22.5264 | 22.5264 | 22.5264 | 22.5264
Expenditure By Asset Class - As Incurred
| Asset class breakdown | Secondary |  | 0 | 0 | 0 | 0 | 0 | 0 | 0 | 0 | 0 | 0 | 0
| (fully absorbed) | Switchgear |  | 48.1099 | 674.295 | 203.6274 | 8.7315 | 394.3384 | 614.0589 | 0 | 0 | 0 | 1943.1611 | 1017.1288
| (as incurred) | Transformers |  | 0 | 0 | 0 | 0 | 0 | 0 | 0 | 0 | 0 | 0 | 0
|  | Reactive |  | 0 | 0 | 0 | 0 | 0 | 0 | 0 | 0 | 0 | 0 | 0
|  | Lines and towers |  | 0 | 0 | 0 | 0 | 0 | 0 | 0 | 0 | 0 | 0 | 0
|  | Establishment |  | 0 | 0 | 0 | 0 | 0 | 0 | 0 | 0 | 0 | 0 | 0
|  | Communications |  | 0 | 0 | 0 | 0 | 0 | 0 | 0 | 0 | 0 | 0 | 0
|  | Non System |  | 0 | 0 | 0 | 0 | 0 | 0 | 0 | 0 | 0 | 0 | 0
|  | Land |  | 0 | 0 | 0 | 0 | 0 | 0 | 0 | 0 | 0 | 0 | 0
|  | Easements |  | 0 | 0 | 0 | 0 | 0 | 0 | 0 | 0 | 0 | 0 | 0
|  | Total incl Overhead - As Incurred $ Mar 2017 |  | 48.1099 | 674.295 | 203.6274 | 8.7315 | 394.3384 | 614.0589 | 0 | 0 | 0 | 1943.1611 | 1017.1288
|  |  | Check | 0 | 0 | 0 | 0 | 0 | 0 | 0 | 0 | 0 | 0 | 0
| As Commissioned Capex | Direct Expenditure (As Commissioned) - $ 2015/16 |  | 0 | 656.0676 | 182.138 | 0 | 349.0012 | 529.4755 | 0 | 0 | 0 | 1716.6823 | 878.4767
|  | Labour & Material Escalation - $ 2015/16 |  | 0 | 1.6169 | 1.2071 | 0 | 6.5262 | 13.1762 | 0 | 0 | 0 | 22.5264 | 19.7024
|  | Total Direct Expenditure - $ 2015/16 |  | 0 | 657.6845 | 183.3451 | 0 | 355.5274 | 542.6516 | 0 | 0 | 0 | 1739.2087 | 898.1791
|  | Total Direct Expenditure - $ Mar 2017 |  | 0 | 681.0036 | 189.8458 | 0 | 368.1331 | 561.8921 | 0 | 0 | 0 | 1800.8746 | 930.0252
|  | Total overheads (As Commissioned) |  | 0 | 41.4013 | 13.7816 | 0 | 34.9368 | 52.1668 | 0 | 0 | 0 | 142.2865 | 87.1036
|  | Total incl Overhead - As commissioned $ Mar 2017 |  | 0 | 722.4049 | 203.6274 | 0 | 403.0699 | 614.0589 | 0 | 0 | 0 | 1943.1611 | 1017.1288
|  | Total overheads (As Comm) - Cumulative |  | 0 | 41.4013 | 55.1829 | 55.1829 | 90.1197 | 142.2865 | 142.2865 | 142.2865 | 142.2865
|  | Total real cost escalation (As Comm) - Cumulative |  | 0 | 1.6169 | 2.824 | 2.824 | 9.3503 | 22.5264 | 22.5264 | 22.5264 | 22.5264
Expenditure By Asset Class - As Commissioned
| Asset class breakdown | Secondary |  | 0 | 0 | 0 | 0 | 0 | 0 | 0 | 0 | 0 | 0 | 0
| (fully absorbed) | Switchgear |  | 0 | 722.4049 | 203.6274 | 0 | 403.0699 | 614.0589 | 0 | 0 | 0 | 1943.1611 | 1017.1288
| (as commissioned) | Transformers |  | 0 | 0 | 0 | 0 | 0 | 0 | 0 | 0 | 0 | 0 | 0
|  | Reactive |  | 0 | 0 | 0 | 0 | 0 | 0 | 0 | 0 | 0 | 0 | 0
|  | Lines and towers |  | 0 | 0 | 0 | 0 | 0 | 0 | 0 | 0 | 0 | 0 | 0
|  | Establishment |  | 0 | 0 | 0 | 0 | 0 | 0 | 0 | 0 | 0 | 0 | 0
|  | Communications |  | 0 | 0 | 0 | 0 | 0 | 0 | 0 | 0 | 0 | 0 | 0
|  | Non System |  | 0 | 0 | 0 | 0 | 0 | 0 | 0 | 0 | 0 | 0 | 0
|  | Land |  | 0 | 0 | 0 | 0 | 0 | 0 | 0 | 0 | 0 | 0 | 0
|  | Easements |  | 0 | 0 | 0 | 0 | 0 | 0 | 0 | 0 | 0 | 0 | 0
|  | Total incl Overhead - As commissioned $ Mar 2017 |  | 0 | 722.4049 | 203.6274 | 0 | 403.0699 | 614.0589 | 0 | 0 | 0 | 1943.1611 | 1017.1288
|  |  | Check | 0 | 0 | 0 | 0 | 0 | 0 | 0 | 0 | 0 | 0 | 0
0
| Expenditure splits for RIN |  |  |  | 2015-16 | 2016-17 | 2017-18 | 2018-19 | 2019-20 | 2020-21 | 2021-22 | 2022-23
| Repex Category | Transmission Towers | bar: 2015-16 to 2022-23
Transmission Tower Support Structures | bar: 2015-16 to 2022-23
Conductors | bar: 2015-16 to 2022-23
Transmission Cables | bar: 2015-16 to 2022-23
Substation Switchbays | bar: 2015-16 to 2022-23
Substation Power Transformers | bar: 2015-16 to 2022-23
Substation Reactive Plant | bar: 2015-16 to 2022-23
Scada Network Control And Protection Systems | bar: 2015-16 to 2022-23
|  | Other |  |  | 100% | 100% | 100% | 100% | 100% | 100% | 100% | 100%
|  | Total |  |  | 100% | 100% | 100% | 100% | 100% | 100% | 100% | 100%
| Direct Expenditures | Materials - $ Mar 2017 |  |  | 2015-16 | 2016-17 | 2017-18 | 2018-19 | 2019-20 | 2020-21 | 2021-22 | 2022-23 | Total | 2017-22 Total
| (As Incurred) | Transmission Towers |  |  | 0 | 0 | 0 | 0 | 0 | 0 | 0 | 0 | 0 | 0
|  | Transmission Tower Support Structures |  |  | 0 | 0 | 0 | 0 | 0 | 0 | 0 | 0 | 0 | 0
|  | Conductors |  |  | 0 | 0 | 0 | 0 | 0 | 0 | 0 | 0 | 0 | 0
|  | Transmission Cables |  |  | 0 | 0 | 0 | 0 | 0 | 0 | 0 | 0 | 0 | 0
|  | Substation Switchbays |  |  | 0 | 0 | 0 | 0 | 0 | 0 | 0 | 0 | 0 | 0
|  | Substation Power Transformers |  |  | 0 | 0 | 0 | 0 | 0 | 0 | 0 | 0 | 0 | 0
|  | Substation Reactive Plant |  |  | 0 | 0 | 0 | 0 | 0 | 0 | 0 | 0 | 0 | 0
|  | Scada Network Control And Protection Systems |  |  | 0 | 0 | 0 | 0 | 0 | 0 | 0 | 0 | 0 | 0
|  | Other |  |  | 253.9146 | 75.4384 | 3.197 | 141.3532 | 219.2995 | 0 | 0 | 0 | 693.2026 | 363.8497
|  | Total Materials |  |  | 253.9146 | 75.4384 | 3.197 | 141.3532 | 219.2995 | 0 | 0 | 0 | 693.2026 | 363.8497
|  | Labour (Internal) - $ Mar 2017 |  |  | 2015-16 | 2016-17 | 2017-18 | 2018-19 | 2019-20 | 2020-21 | 2021-22 | 2022-23 | Total | 2017-22 Total
|  | Transmission Towers |  |  | 0 | 0 | 0 | 0 | 0 | 0 | 0 | 0 | 0 | 0
|  | Transmission Tower Support Structures |  |  | 0 | 0 | 0 | 0 | 0 | 0 | 0 | 0 | 0 | 0
|  | Conductors |  |  | 0 | 0 | 0 | 0 | 0 | 0 | 0 | 0 | 0 | 0
|  | Transmission Cables |  |  | 0 | 0 | 0 | 0 | 0 | 0 | 0 | 0 | 0 | 0
|  | Substation Switchbays |  |  | 0 | 0 | 0 | 0 | 0 | 0 | 0 | 0 | 0 | 0
|  | Substation Power Transformers |  |  | 0 | 0 | 0 | 0 | 0 | 0 | 0 | 0 | 0 | 0
|  | Substation Reactive Plant |  |  | 0 | 0 | 0 | 0 | 0 | 0 | 0 | 0 | 0 | 0
|  | Scada Network Control And Protection Systems |  |  | 0 | 0 | 0 | 0 | 0 | 0 | 0 | 0 | 0 | 0
|  | Other |  |  | 63.8516 | 19.0956 | 0.81577 | 36.3607 | 56.8779 | 0 | 0 | 0 | 177.0015 | 94.0543
|  | Total Internal Labour |  |  | 63.8516 | 19.0956 | 0.81577 | 36.3607 | 56.8779 | 0 | 0 | 0 | 177.0015 | 94.0543
|  | Labour (External) - $ Mar 2017 |  |  | 2015-16 | 2016-17 | 2017-18 | 2018-19 | 2019-20 | 2020-21 | 2021-22 | 2022-23 | Total | 2017-22 Total
|  | Transmission Towers |  |  | 0 | 0 | 0 | 0 | 0 | 0 | 0 | 0 | 0 | 0
|  | Transmission Tower Support Structures |  |  | 0 | 0 | 0 | 0 | 0 | 0 | 0 | 0 | 0 | 0
|  | Conductors |  |  | 0 | 0 | 0 | 0 | 0 | 0 | 0 | 0 | 0 | 0
|  | Transmission Cables |  |  | 0 | 0 | 0 | 0 | 0 | 0 | 0 | 0 | 0 | 0
|  | Substation Switchbays |  |  | 0 | 0 | 0 | 0 | 0 | 0 | 0 | 0 | 0 | 0
|  | Substation Power Transformers |  |  | 0 | 0 | 0 | 0 | 0 | 0 | 0 | 0 | 0 | 0
|  | Substation Reactive Plant |  |  | 0 | 0 | 0 | 0 | 0 | 0 | 0 | 0 | 0 | 0
|  | Scada Network Control And Protection Systems |  |  | 0 | 0 | 0 | 0 | 0 | 0 | 0 | 0 | 0 | 0
|  | Other |  |  | 318.6946 | 95.3119 | 4.0812 | 182.3253 | 285.7147 | 0 | 0 | 0 | 886.1276 | 472.1212
|  | Total External Labour |  |  | 318.6946 | 95.3119 | 4.0812 | 182.3253 | 285.7147 | 0 | 0 | 0 | 886.1276 | 472.1212
|  | Total Direct - $ Mar 2017 |  |  | 2015-16 | 2016-17 | 2017-18 | 2018-19 | 2019-20 | 2020-21 | 2021-22 | 2022-23 | Total | 2017-22 Total
|  | Transmission Towers |  |  | 0 | 0 | 0 | 0 | 0 | 0 | 0 | 0 | 0 | 0
|  | Transmission Tower Support Structures |  |  | 0 | 0 | 0 | 0 | 0 | 0 | 0 | 0 | 0 | 0
|  | Conductors |  |  | 0 | 0 | 0 | 0 | 0 | 0 | 0 | 0 | 0 | 0
|  | Transmission Cables |  |  | 0 | 0 | 0 | 0 | 0 | 0 | 0 | 0 | 0 | 0
|  | Substation Switchbays |  |  | 0 | 0 | 0 | 0 | 0 | 0 | 0 | 0 | 0 | 0
|  | Substation Power Transformers |  |  | 0 | 0 | 0 | 0 | 0 | 0 | 0 | 0 | 0 | 0
|  | Substation Reactive Plant |  |  | 0 | 0 | 0 | 0 | 0 | 0 | 0 | 0 | 0 | 0
|  | Scada Network Control And Protection Systems |  |  | 0 | 0 | 0 | 0 | 0 | 0 | 0 | 0 | 0 | 0
|  | Other |  |  | 636.4607 | 189.8458 | 8.094 | 360.0391 | 561.8921 | 0 | 0 | 0 | 1756.3317 | 930.0252
|  | Total Direct - $ Mar 2017 |  |  | 636.4607 | 189.8458 | 8.094 | 360.0391 | 561.8921 | 0 | 0 | 0 | 1756.3317 | 930.0252

## Proj_33
Go To: | Table of Contents
Master Inputs
|  | 0% |  | Business case? | 0
| Project name | Earth wires (incl. OPGW)
| Project category 1 | Network |  |  | Shaded cells = Inputs
| Project category 2 | Replacement - Other
| Regulatory classification | Prescribed
| Overhead Category | Repex_OHD |  | $000's | $000's | $000's | $000's | $000's | $000's | $000's | $000's | $000's | Project | 2017-22
|  |  |  | Prior | 2015-16 | 2016-17 | 2017-18 | 2018-19 | 2019-20 | 2020-21 | 2021-22 | 2022-23 | Total | Total | Check
| Project timing | Direct Expenditure (As incurred) - $ 2015/16 |  | 3075.3117 | 164.7 | 0 | 3802 | 3802 | 3802 | 3802 | 3802 | 0 | 22250.0117 | 19010 | ok
| (excluding real cost escalators) | Assumed year commissioned (no BC) |  | x | bar: 2015-16 to 2022-23
|  | Direct Expenditure (As Commissioned) - $ 2015/16 |  | 3075.3117 | 164.7 | 0 | 3802 | 3802 | 3802 | 3802 | 3802 | 0 | 22250.0117 | 19010 | ok
| Asset class | Secondary
Switchgear
Transformers
Reactive
|  | Lines and towers |  | 100% | 100% | 100% | 100% | 100% | 100% | 100% | 100% | 100%
Establishment
Communications
Non System
Land
Easements
|  |  | Total | 100% | 100% | 100% | 100% | 100% | 100% | 100% | 100% | 100%
| Input costs % | Labour - internal |  | 10% | 10% | 10% | 10% | 10% | 10% | 10% | 10% | 10%
|  | Labour - external |  | 50% | 50% | 50% | 50% | 50% | 50% | 50% | 50% | 50%
|  | Materials |  | 40% | 40% | 40% | 40% | 40% | 40% | 40% | 40% | 40%
|  |  | Total | 100% | 100% | 100% | 100% | 100% | 100% | 100% | 100% | 100%
Material Escalation
| (By Asset Class) | Secondary |  | 0 | 0 | 0 | 0 | 0 | 0 | 0 | 0 | 0 | 0 | 0
|  | Switchgear |  | 0 | 0 | 0 | 0 | 0 | 0 | 0 | 0 | 0 | 0 | 0
|  | Transformers |  | 0 | 0 | 0 | 0 | 0 | 0 | 0 | 0 | 0 | 0 | 0
|  | Reactive |  | 0 | 0 | 0 | 0 | 0 | 0 | 0 | 0 | 0 | 0 | 0
|  | Lines and towers |  | 0 | 0 | 0 | 0 | 0 | 0 | 0 | 0 | 0 | 0 | 0
|  | Establishment |  | 0 | 0 | 0 | 0 | 0 | 0 | 0 | 0 | 0 | 0 | 0
|  | Communications |  | 0 | 0 | 0 | 0 | 0 | 0 | 0 | 0 | 0 | 0 | 0
|  | Non System |  | 0 | 0 | 0 | 0 | 0 | 0 | 0 | 0 | 0 | 0 | 0
|  | Land |  | 0 | 0 | 0 | 0 | 0 | 0 | 0 | 0 | 0 | 0 | 0
|  | Easements |  | 0 | 0 | 0 | 0 | 0 | 0 | 0 | 0 | 0 | 0 | 0
|  | Total Material escalation |  | 0 | 0 | 0 | 0 | 0 | 0 | 0 | 0 | 0 | 0 | 0
| Labour Escalation | Internal Labour |  | 0 | 0.096761 | 0 | 7.8566 | 10.9999 | 14.2371 | 17.7673 | 21.3888 | 0 | 72.3465 | 72.2497
|  | External Labour |  | 0 | 0.33763 | 0 | 40.3748 | 60.6136 | 80.3769 | 101.9739 | 124.3071 | 0 | 407.9839 | 407.6463
|  | Total Labour Escalation |  | 0 | 0.4344 | 0 | 48.2314 | 71.6135 | 94.614 | 119.7412 | 145.6959 | 0 | 480.3304 | 479.896
|  | Total Escalation |  | 0 | 0.4344 | 0 | 48.2314 | 71.6135 | 94.614 | 119.7412 | 145.6959 | 0 | 480.3304 | 479.896
|  | Escalation factors |  | 0 | 0.0026375 | 0 | 0.012686 | 0.018836 | 0.024885 | 0.031494 | 0.038321 | 0 | 0.021588 | 0.025244
| Direct Expenditure (Escalated) | Total labour - internal |  | 318.4351 | 17.1542 | 0 | 401.8157 | 405.0704 | 408.4224 | 412.0777 | 415.8276 | 0 | 2378.8031 | 2043.2138
| (as incurred) | Total labour - external |  | 1592.1754 | 85.6194 | 0 | 2010.2087 | 2031.1652 | 2051.6292 | 2073.9919 | 2097.1169 | 0 | 11941.9068 | 10264.1119
|  | Total materials |  | 1273.7403 | 68.2159 | 0 | 1574.7219 | 1574.7219 | 1574.7219 | 1574.7219 | 1574.7219 | 0 | 9215.5658 | 7873.6096
|  | Total Direct - As Incurred $ Mar 2017 |  | 3184.3508 | 170.9894 | 0 | 3986.7464 | 4010.9575 | 4034.7734 | 4060.7916 | 4087.6665 | 0 | 23536.2757 | 20180.9354 | ok
| Capitalised Overheads | Overhead rate (applied to direct expenditure) |  | 8.008% | 5.944% | 7.259% | 7.876% | 9.527% | 9.284% | 8.487% | 8.487% | 8.732%
|  | Total overhead (as incurred) |  | 255.0083 | 10.1644 | 0 | 314.0004 | 382.1053 | 374.5939 | 344.6206 | 346.9013 | 0 | 2027.3942 | 1762.2215
|  | Total incl Overhead - As Incurred $ Mar 2017 |  | 3439.3591 | 181.1539 | 0 | 4300.7467 | 4393.0628 | 4409.3674 | 4405.4122 | 4434.5678 | 0 | 25563.6699 | 21943.1569
|  | Total overheads (As incurred) - Cumulative |  | 255.0083 | 265.1727 | 265.1727 | 579.1731 | 961.2784 | 1335.8723 | 1680.4929 | 2027.3942 | 2027.3942
|  | Labour & Material Escalation - Cumulative |  | 0 | 0.4344 | 0.4344 | 48.6658 | 120.2794 | 214.8934 | 334.6345 | 480.3304 | 480.3304
Expenditure By Asset Class - As Incurred
| Asset class breakdown | Secondary |  | 0 | 0 | 0 | 0 | 0 | 0 | 0 | 0 | 0 | 0 | 0
| (fully absorbed) | Switchgear |  | 0 | 0 | 0 | 0 | 0 | 0 | 0 | 0 | 0 | 0 | 0
| (as incurred) | Transformers |  | 0 | 0 | 0 | 0 | 0 | 0 | 0 | 0 | 0 | 0 | 0
|  | Reactive |  | 0 | 0 | 0 | 0 | 0 | 0 | 0 | 0 | 0 | 0 | 0
|  | Lines and towers |  | 3439.3591 | 181.1539 | 0 | 4300.7467 | 4393.0628 | 4409.3674 | 4405.4122 | 4434.5678 | 0 | 25563.6699 | 21943.1569
|  | Establishment |  | 0 | 0 | 0 | 0 | 0 | 0 | 0 | 0 | 0 | 0 | 0
|  | Communications |  | 0 | 0 | 0 | 0 | 0 | 0 | 0 | 0 | 0 | 0 | 0
|  | Non System |  | 0 | 0 | 0 | 0 | 0 | 0 | 0 | 0 | 0 | 0 | 0
|  | Land |  | 0 | 0 | 0 | 0 | 0 | 0 | 0 | 0 | 0 | 0 | 0
|  | Easements |  | 0 | 0 | 0 | 0 | 0 | 0 | 0 | 0 | 0 | 0 | 0
|  | Total incl Overhead - As Incurred $ Mar 2017 |  | 3439.3591 | 181.1539 | 0 | 4300.7467 | 4393.0628 | 4409.3674 | 4405.4122 | 4434.5678 | 0 | 25563.6699 | 21943.1569
|  |  | Check | 0 | 0 | 0 | 0 | 0 | 0 | 0 | 0 | 0 | 0 | 0
| As Commissioned Capex | Direct Expenditure (As Commissioned) - $ 2015/16 |  | 3075.3117 | 164.7 | 0 | 3802 | 3802 | 3802 | 3802 | 3802 | 0 | 22250.0117 | 19010
|  | Labour & Material Escalation - $ 2015/16 |  | 0 | 0.4344 | 0 | 48.2314 | 71.6135 | 94.614 | 119.7412 | 145.6959 | 0 | 480.3304 | 479.896
|  | Total Direct Expenditure - $ 2015/16 |  | 3075.3117 | 165.1344 | 0 | 3850.2314 | 3873.6135 | 3896.614 | 3921.7412 | 3947.6959 | 0 | 22730.3421 | 19489.896
|  | Total Direct Expenditure - $ Mar 2017 |  | 3184.3508 | 170.9894 | 0 | 3986.7464 | 4010.9575 | 4034.7734 | 4060.7916 | 4087.6665 | 0 | 23536.2757 | 20180.9354
|  | Total overheads (As Commissioned) |  | 255.0083 | 10.1644 | 0 | 314.0004 | 382.1053 | 374.5939 | 344.6206 | 346.9013 | 0 | 2027.3942 | 1762.2215
|  | Total incl Overhead - As commissioned $ Mar 2017 |  | 3439.3591 | 181.1539 | 0 | 4300.7467 | 4393.0628 | 4409.3674 | 4405.4122 | 4434.5678 | 0 | 25563.6699 | 21943.1569
|  | Total overheads (As Comm) - Cumulative |  | 255.0083 | 265.1727 | 265.1727 | 579.1731 | 961.2784 | 1335.8723 | 1680.4929 | 2027.3942 | 2027.3942
|  | Total real cost escalation (As Comm) - Cumulative |  | 0 | 0.4344 | 0.4344 | 48.6658 | 120.2794 | 214.8934 | 334.6345 | 480.3304 | 480.3304
Expenditure By Asset Class - As Commissioned
| Asset class breakdown | Secondary |  | 0 | 0 | 0 | 0 | 0 | 0 | 0 | 0 | 0 | 0 | 0
| (fully absorbed) | Switchgear |  | 0 | 0 | 0 | 0 | 0 | 0 | 0 | 0 | 0 | 0 | 0
| (as commissioned) | Transformers |  | 0 | 0 | 0 | 0 | 0 | 0 | 0 | 0 | 0 | 0 | 0
|  | Reactive |  | 0 | 0 | 0 | 0 | 0 | 0 | 0 | 0 | 0 | 0 | 0
|  | Lines and towers |  | 3439.3591 | 181.1539 | 0 | 4300.7467 | 4393.0628 | 4409.3674 | 4405.4122 | 4434.5678 | 0 | 25563.6699 | 21943.1569
|  | Establishment |  | 0 | 0 | 0 | 0 | 0 | 0 | 0 | 0 | 0 | 0 | 0
|  | Communications |  | 0 | 0 | 0 | 0 | 0 | 0 | 0 | 0 | 0 | 0 | 0
|  | Non System |  | 0 | 0 | 0 | 0 | 0 | 0 | 0 | 0 | 0 | 0 | 0
|  | Land |  | 0 | 0 | 0 | 0 | 0 | 0 | 0 | 0 | 0 | 0 | 0
|  | Easements |  | 0 | 0 | 0 | 0 | 0 | 0 | 0 | 0 | 0 | 0 | 0
|  | Total incl Overhead - As commissioned $ Mar 2017 |  | 3439.3591 | 181.1539 | 0 | 4300.7467 | 4393.0628 | 4409.3674 | 4405.4122 | 4434.5678 | 0 | 25563.6699 | 21943.1569
|  |  | Check | 0 | 0 | 0 | 0 | 0 | 0 | 0 | 0 | 0 | 0 | 0
0
| Expenditure splits for RIN |  |  |  | 2015-16 | 2016-17 | 2017-18 | 2018-19 | 2019-20 | 2020-21 | 2021-22 | 2022-23
| Repex Category | Transmission Towers | bar: 2015-16 to 2022-23
Transmission Tower Support Structures | bar: 2015-16 to 2022-23
Conductors | bar: 2015-16 to 2022-23
Transmission Cables | bar: 2015-16 to 2022-23
Substation Switchbays | bar: 2015-16 to 2022-23
Substation Power Transformers | bar: 2015-16 to 2022-23
Substation Reactive Plant | bar: 2015-16 to 2022-23
Scada Network Control And Protection Systems | bar: 2015-16 to 2022-23
|  | Other |  |  | 100% | 100% | 100% | 100% | 100% | 100% | 100% | 100%
|  | Total |  |  | 100% | 100% | 100% | 100% | 100% | 100% | 100% | 100%
| Direct Expenditures | Materials - $ Mar 2017 |  |  | 2015-16 | 2016-17 | 2017-18 | 2018-19 | 2019-20 | 2020-21 | 2021-22 | 2022-23 | Total | 2017-22 Total
| (As Incurred) | Transmission Towers |  |  | 0 | 0 | 0 | 0 | 0 | 0 | 0 | 0 | 0 | 0
|  | Transmission Tower Support Structures |  |  | 0 | 0 | 0 | 0 | 0 | 0 | 0 | 0 | 0 | 0
|  | Conductors |  |  | 0 | 0 | 0 | 0 | 0 | 0 | 0 | 0 | 0 | 0
|  | Transmission Cables |  |  | 0 | 0 | 0 | 0 | 0 | 0 | 0 | 0 | 0 | 0
|  | Substation Switchbays |  |  | 0 | 0 | 0 | 0 | 0 | 0 | 0 | 0 | 0 | 0
|  | Substation Power Transformers |  |  | 0 | 0 | 0 | 0 | 0 | 0 | 0 | 0 | 0 | 0
|  | Substation Reactive Plant |  |  | 0 | 0 | 0 | 0 | 0 | 0 | 0 | 0 | 0 | 0
|  | Scada Network Control And Protection Systems |  |  | 0 | 0 | 0 | 0 | 0 | 0 | 0 | 0 | 0 | 0
|  | Other |  |  | 68.2159 | 0 | 1574.7219 | 1574.7219 | 1574.7219 | 1574.7219 | 1574.7219 | 0 | 7941.8255 | 7873.6096
|  | Total Materials |  |  | 68.2159 | 0 | 1574.7219 | 1574.7219 | 1574.7219 | 1574.7219 | 1574.7219 | 0 | 7941.8255 | 7873.6096
|  | Labour (Internal) - $ Mar 2017 |  |  | 2015-16 | 2016-17 | 2017-18 | 2018-19 | 2019-20 | 2020-21 | 2021-22 | 2022-23 | Total | 2017-22 Total
|  | Transmission Towers |  |  | 0 | 0 | 0 | 0 | 0 | 0 | 0 | 0 | 0 | 0
|  | Transmission Tower Support Structures |  |  | 0 | 0 | 0 | 0 | 0 | 0 | 0 | 0 | 0 | 0
|  | Conductors |  |  | 0 | 0 | 0 | 0 | 0 | 0 | 0 | 0 | 0 | 0
|  | Transmission Cables |  |  | 0 | 0 | 0 | 0 | 0 | 0 | 0 | 0 | 0 | 0
|  | Substation Switchbays |  |  | 0 | 0 | 0 | 0 | 0 | 0 | 0 | 0 | 0 | 0
|  | Substation Power Transformers |  |  | 0 | 0 | 0 | 0 | 0 | 0 | 0 | 0 | 0 | 0
|  | Substation Reactive Plant |  |  | 0 | 0 | 0 | 0 | 0 | 0 | 0 | 0 | 0 | 0
|  | Scada Network Control And Protection Systems |  |  | 0 | 0 | 0 | 0 | 0 | 0 | 0 | 0 | 0 | 0
|  | Other |  |  | 17.1542 | 0 | 401.8157 | 405.0704 | 408.4224 | 412.0777 | 415.8276 | 0 | 2060.368 | 2043.2138
|  | Total Internal Labour |  |  | 17.1542 | 0 | 401.8157 | 405.0704 | 408.4224 | 412.0777 | 415.8276 | 0 | 2060.368 | 2043.2138
|  | Labour (External) - $ Mar 2017 |  |  | 2015-16 | 2016-17 | 2017-18 | 2018-19 | 2019-20 | 2020-21 | 2021-22 | 2022-23 | Total | 2017-22 Total
|  | Transmission Towers |  |  | 0 | 0 | 0 | 0 | 0 | 0 | 0 | 0 | 0 | 0
|  | Transmission Tower Support Structures |  |  | 0 | 0 | 0 | 0 | 0 | 0 | 0 | 0 | 0 | 0
|  | Conductors |  |  | 0 | 0 | 0 | 0 | 0 | 0 | 0 | 0 | 0 | 0
|  | Transmission Cables |  |  | 0 | 0 | 0 | 0 | 0 | 0 | 0 | 0 | 0 | 0
|  | Substation Switchbays |  |  | 0 | 0 | 0 | 0 | 0 | 0 | 0 | 0 | 0 | 0
|  | Substation Power Transformers |  |  | 0 | 0 | 0 | 0 | 0 | 0 | 0 | 0 | 0 | 0
|  | Substation Reactive Plant |  |  | 0 | 0 | 0 | 0 | 0 | 0 | 0 | 0 | 0 | 0
|  | Scada Network Control And Protection Systems |  |  | 0 | 0 | 0 | 0 | 0 | 0 | 0 | 0 | 0 | 0
|  | Other |  |  | 85.6194 | 0 | 2010.2087 | 2031.1652 | 2051.6292 | 2073.9919 | 2097.1169 | 0 | 10349.7314 | 10264.1119
|  | Total External Labour |  |  | 85.6194 | 0 | 2010.2087 | 2031.1652 | 2051.6292 | 2073.9919 | 2097.1169 | 0 | 10349.7314 | 10264.1119
|  | Total Direct - $ Mar 2017 |  |  | 2015-16 | 2016-17 | 2017-18 | 2018-19 | 2019-20 | 2020-21 | 2021-22 | 2022-23 | Total | 2017-22 Total
|  | Transmission Towers |  |  | 0 | 0 | 0 | 0 | 0 | 0 | 0 | 0 | 0 | 0
|  | Transmission Tower Support Structures |  |  | 0 | 0 | 0 | 0 | 0 | 0 | 0 | 0 | 0 | 0
|  | Conductors |  |  | 0 | 0 | 0 | 0 | 0 | 0 | 0 | 0 | 0 | 0
|  | Transmission Cables |  |  | 0 | 0 | 0 | 0 | 0 | 0 | 0 | 0 | 0 | 0
|  | Substation Switchbays |  |  | 0 | 0 | 0 | 0 | 0 | 0 | 0 | 0 | 0 | 0
|  | Substation Power Transformers |  |  | 0 | 0 | 0 | 0 | 0 | 0 | 0 | 0 | 0 | 0
|  | Substation Reactive Plant |  |  | 0 | 0 | 0 | 0 | 0 | 0 | 0 | 0 | 0 | 0
|  | Scada Network Control And Protection Systems |  |  | 0 | 0 | 0 | 0 | 0 | 0 | 0 | 0 | 0 | 0
|  | Other |  |  | 170.9894 | 0 | 3986.7464 | 4010.9575 | 4034.7734 | 4060.7916 | 4087.6665 | 0 | 20351.9249 | 20180.9354
|  | Total Direct - $ Mar 2017 |  |  | 170.9894 | 0 | 3986.7464 | 4010.9575 | 4034.7734 | 4060.7916 | 4087.6665 | 0 | 20351.9249 | 20180.9354

## Proj_34
Go To: | Table of Contents
Master Inputs
|  | 0% |  | Business case? | 0
| Project name | Conductor
| Project category 1 | Network |  |  | Shaded cells = Inputs
| Project category 2 | Replacement - Other
| Regulatory classification | Prescribed
| Overhead Category | Repex_OHD |  | $000's | $000's | $000's | $000's | $000's | $000's | $000's | $000's | $000's | Project | 2017-22
|  |  |  | Prior | 2015-16 | 2016-17 | 2017-18 | 2018-19 | 2019-20 | 2020-21 | 2021-22 | 2022-23 | Total | Total | Check
| Project timing | Direct Expenditure (As incurred) - $ 2015/16 |  | 678.5432 | 8014.485 | 409.8104 | 0 | 0 | 0 | 0 | 0 | 0 | 9102.8386 | 0 | ok
| (excluding real cost escalators) | Assumed year commissioned (no BC) |  | x | bar: 2015-16 to 2022-23
|  | Direct Expenditure (As Commissioned) - $ 2015/16 |  | 678.5432 | 8014.485 | 409.8104 | 0 | 0 | 0 | 0 | 0 | 0 | 9102.8386 | 0 | ok
| Asset class | Secondary
Switchgear
Transformers
Reactive
|  | Lines and towers |  | 100% | 100% | 100% | 100% | 100% | 100% | 100% | 100% | 100%
Establishment
Communications
Non System
Land
Easements
|  |  | Total | 100% | 100% | 100% | 100% | 100% | 100% | 100% | 100% | 100%
| Input costs % | Labour - internal |  | 10% | 10% | 10% | 10% | 10% | 10% | 10% | 10% | 10%
|  | Labour - external |  | 50% | 50% | 50% | 50% | 50% | 50% | 50% | 50% | 50%
|  | Materials |  | 40% | 40% | 40% | 40% | 40% | 40% | 40% | 40% | 40%
|  |  | Total | 100% | 100% | 100% | 100% | 100% | 100% | 100% | 100% | 100%
Material Escalation
| (By Asset Class) | Secondary |  | 0 | 0 | 0 | 0 | 0 | 0 | 0 | 0 | 0 | 0 | 0
|  | Switchgear |  | 0 | 0 | 0 | 0 | 0 | 0 | 0 | 0 | 0 | 0 | 0
|  | Transformers |  | 0 | 0 | 0 | 0 | 0 | 0 | 0 | 0 | 0 | 0 | 0
|  | Reactive |  | 0 | 0 | 0 | 0 | 0 | 0 | 0 | 0 | 0 | 0 | 0
|  | Lines and towers |  | 0 | 0 | 0 | 0 | 0 | 0 | 0 | 0 | 0 | 0 | 0
|  | Establishment |  | 0 | 0 | 0 | 0 | 0 | 0 | 0 | 0 | 0 | 0 | 0
|  | Communications |  | 0 | 0 | 0 | 0 | 0 | 0 | 0 | 0 | 0 | 0 | 0
|  | Non System |  | 0 | 0 | 0 | 0 | 0 | 0 | 0 | 0 | 0 | 0 | 0
|  | Land |  | 0 | 0 | 0 | 0 | 0 | 0 | 0 | 0 | 0 | 0 | 0
|  | Easements |  | 0 | 0 | 0 | 0 | 0 | 0 | 0 | 0 | 0 | 0 | 0
|  | Total Material escalation |  | 0 | 0 | 0 | 0 | 0 | 0 | 0 | 0 | 0 | 0 | 0
| Labour Escalation | Internal Labour |  | 0 | 4.7085 | 0.51283 | 0 | 0 | 0 | 0 | 0 | 0 | 5.2213 | 0
|  | External Labour |  | 0 | 16.4297 | 2.2032 | 0 | 0 | 0 | 0 | 0 | 0 | 18.6329 | 0
|  | Total Labour Escalation |  | 0 | 21.1382 | 2.716 | 0 | 0 | 0 | 0 | 0 | 0 | 23.8542 | 0
|  | Total Escalation |  | 0 | 21.1382 | 2.716 | 0 | 0 | 0 | 0 | 0 | 0 | 23.8542 | 0
|  | Escalation factors |  | 0 | 0.0026375 | 0.0066275 | 0 | 0 | 0 | 0 | 0 | 0 | 0.0026205 | 0
| Direct Expenditure (Escalated) | Total labour - internal |  | 70.2602 | 834.7403 | 42.9651 | 0 | 0 | 0 | 0 | 0 | 0 | 947.9656 | 0
| (as incurred) | Total labour - external |  | 351.3009 | 4166.3367 | 214.4517 | 0 | 0 | 0 | 0 | 0 | 0 | 4732.0892 | 0
|  | Total materials |  | 281.0407 | 3319.4596 | 169.7363 | 0 | 0 | 0 | 0 | 0 | 0 | 3770.2366 | 0
|  | Total Direct - As Incurred $ Mar 2017 |  | 702.6018 | 8320.5366 | 427.1531 | 0 | 0 | 0 | 0 | 0 | 0 | 9450.2914 | 0 | ok
| Capitalised Overheads | Overhead rate (applied to direct expenditure) |  | 8.008% | 5.944% | 7.259% | 7.876% | 9.527% | 9.284% | 8.487% | 8.487% | 8.732%
|  | Total overhead (as incurred) |  | 56.2656 | 494.6125 | 31.0086 | 0 | 0 | 0 | 0 | 0 | 0 | 581.8867 | 0
|  | Total incl Overhead - As Incurred $ Mar 2017 |  | 758.8673 | 8815.1491 | 458.1617 | 0 | 0 | 0 | 0 | 0 | 0 | 10032.1781 | 0
|  | Total overheads (As incurred) - Cumulative |  | 56.2656 | 550.8781 | 581.8867 | 581.8867 | 581.8867 | 581.8867 | 581.8867 | 581.8867 | 581.8867
|  | Labour & Material Escalation - Cumulative |  | 0 | 21.1382 | 23.8542 | 23.8542 | 23.8542 | 23.8542 | 23.8542 | 23.8542 | 23.8542
Expenditure By Asset Class - As Incurred
| Asset class breakdown | Secondary |  | 0 | 0 | 0 | 0 | 0 | 0 | 0 | 0 | 0 | 0 | 0
| (fully absorbed) | Switchgear |  | 0 | 0 | 0 | 0 | 0 | 0 | 0 | 0 | 0 | 0 | 0
| (as incurred) | Transformers |  | 0 | 0 | 0 | 0 | 0 | 0 | 0 | 0 | 0 | 0 | 0
|  | Reactive |  | 0 | 0 | 0 | 0 | 0 | 0 | 0 | 0 | 0 | 0 | 0
|  | Lines and towers |  | 758.8673 | 8815.1491 | 458.1617 | 0 | 0 | 0 | 0 | 0 | 0 | 10032.1781 | 0
|  | Establishment |  | 0 | 0 | 0 | 0 | 0 | 0 | 0 | 0 | 0 | 0 | 0
|  | Communications |  | 0 | 0 | 0 | 0 | 0 | 0 | 0 | 0 | 0 | 0 | 0
|  | Non System |  | 0 | 0 | 0 | 0 | 0 | 0 | 0 | 0 | 0 | 0 | 0
|  | Land |  | 0 | 0 | 0 | 0 | 0 | 0 | 0 | 0 | 0 | 0 | 0
|  | Easements |  | 0 | 0 | 0 | 0 | 0 | 0 | 0 | 0 | 0 | 0 | 0
|  | Total incl Overhead - As Incurred $ Mar 2017 |  | 758.8673 | 8815.1491 | 458.1617 | 0 | 0 | 0 | 0 | 0 | 0 | 10032.1781 | 0
|  |  | Check | 0 | 0 | 0 | 0 | 0 | 0 | 0 | 0 | 0 | 0 | 0
| As Commissioned Capex | Direct Expenditure (As Commissioned) - $ 2015/16 |  | 678.5432 | 8014.485 | 409.8104 | 0 | 0 | 0 | 0 | 0 | 0 | 9102.8386 | 0
|  | Labour & Material Escalation - $ 2015/16 |  | 0 | 21.1382 | 2.716 | 0 | 0 | 0 | 0 | 0 | 0 | 23.8542 | 0
|  | Total Direct Expenditure - $ 2015/16 |  | 678.5432 | 8035.6232 | 412.5264 | 0 | 0 | 0 | 0 | 0 | 0 | 9126.6928 | 0
|  | Total Direct Expenditure - $ Mar 2017 |  | 702.6018 | 8320.5366 | 427.1531 | 0 | 0 | 0 | 0 | 0 | 0 | 9450.2914 | 0
|  | Total overheads (As Commissioned) |  | 56.2656 | 494.6125 | 31.0086 | 0 | 0 | 0 | 0 | 0 | 0 | 581.8867 | 0
|  | Total incl Overhead - As commissioned $ Mar 2017 |  | 758.8673 | 8815.1491 | 458.1617 | 0 | 0 | 0 | 0 | 0 | 0 | 10032.1781 | 0
|  | Total overheads (As Comm) - Cumulative |  | 56.2656 | 550.8781 | 581.8867 | 581.8867 | 581.8867 | 581.8867 | 581.8867 | 581.8867 | 581.8867
|  | Total real cost escalation (As Comm) - Cumulative |  | 0 | 21.1382 | 23.8542 | 23.8542 | 23.8542 | 23.8542 | 23.8542 | 23.8542 | 23.8542
Expenditure By Asset Class - As Commissioned
| Asset class breakdown | Secondary |  | 0 | 0 | 0 | 0 | 0 | 0 | 0 | 0 | 0 | 0 | 0
| (fully absorbed) | Switchgear |  | 0 | 0 | 0 | 0 | 0 | 0 | 0 | 0 | 0 | 0 | 0
| (as commissioned) | Transformers |  | 0 | 0 | 0 | 0 | 0 | 0 | 0 | 0 | 0 | 0 | 0
|  | Reactive |  | 0 | 0 | 0 | 0 | 0 | 0 | 0 | 0 | 0 | 0 | 0
|  | Lines and towers |  | 758.8673 | 8815.1491 | 458.1617 | 0 | 0 | 0 | 0 | 0 | 0 | 10032.1781 | 0
|  | Establishment |  | 0 | 0 | 0 | 0 | 0 | 0 | 0 | 0 | 0 | 0 | 0
|  | Communications |  | 0 | 0 | 0 | 0 | 0 | 0 | 0 | 0 | 0 | 0 | 0
|  | Non System |  | 0 | 0 | 0 | 0 | 0 | 0 | 0 | 0 | 0 | 0 | 0
|  | Land |  | 0 | 0 | 0 | 0 | 0 | 0 | 0 | 0 | 0 | 0 | 0
|  | Easements |  | 0 | 0 | 0 | 0 | 0 | 0 | 0 | 0 | 0 | 0 | 0
|  | Total incl Overhead - As commissioned $ Mar 2017 |  | 758.8673 | 8815.1491 | 458.1617 | 0 | 0 | 0 | 0 | 0 | 0 | 10032.1781 | 0
|  |  | Check | 0 | 0 | 0 | 0 | 0 | 0 | 0 | 0 | 0 | 0 | 0
0
| Expenditure splits for RIN |  |  |  | 2015-16 | 2016-17 | 2017-18 | 2018-19 | 2019-20 | 2020-21 | 2021-22 | 2022-23
| Repex Category | Transmission Towers | bar: 2015-16 to 2022-23
Transmission Tower Support Structures | bar: 2015-16 to 2022-23
|  | Conductors |  |  | 100% | 100% | 100% | 100% | 100% | 100% | 100% | 100%
Transmission Cables | bar: 2015-16 to 2022-23
Substation Switchbays | bar: 2015-16 to 2022-23
Substation Power Transformers | bar: 2015-16 to 2022-23
Substation Reactive Plant | bar: 2015-16 to 2022-23
Scada Network Control And Protection Systems | bar: 2015-16 to 2022-23
Other | bar: 2015-16 to 2022-23
|  | Total |  |  | 100% | 100% | 100% | 100% | 100% | 100% | 100% | 100%
| Direct Expenditures | Materials - $ Mar 2017 |  |  | 2015-16 | 2016-17 | 2017-18 | 2018-19 | 2019-20 | 2020-21 | 2021-22 | 2022-23 | Total | 2017-22 Total
| (As Incurred) | Transmission Towers |  |  | 0 | 0 | 0 | 0 | 0 | 0 | 0 | 0 | 0 | 0
|  | Transmission Tower Support Structures |  |  | 0 | 0 | 0 | 0 | 0 | 0 | 0 | 0 | 0 | 0
|  | Conductors |  |  | 3319.4596 | 169.7363 | 0 | 0 | 0 | 0 | 0 | 0 | 3489.1959 | 0
|  | Transmission Cables |  |  | 0 | 0 | 0 | 0 | 0 | 0 | 0 | 0 | 0 | 0
|  | Substation Switchbays |  |  | 0 | 0 | 0 | 0 | 0 | 0 | 0 | 0 | 0 | 0
|  | Substation Power Transformers |  |  | 0 | 0 | 0 | 0 | 0 | 0 | 0 | 0 | 0 | 0
|  | Substation Reactive Plant |  |  | 0 | 0 | 0 | 0 | 0 | 0 | 0 | 0 | 0 | 0
|  | Scada Network Control And Protection Systems |  |  | 0 | 0 | 0 | 0 | 0 | 0 | 0 | 0 | 0 | 0
|  | Other |  |  | 0 | 0 | 0 | 0 | 0 | 0 | 0 | 0 | 0 | 0
|  | Total Materials |  |  | 3319.4596 | 169.7363 | 0 | 0 | 0 | 0 | 0 | 0 | 3489.1959 | 0
|  | Labour (Internal) - $ Mar 2017 |  |  | 2015-16 | 2016-17 | 2017-18 | 2018-19 | 2019-20 | 2020-21 | 2021-22 | 2022-23 | Total | 2017-22 Total
|  | Transmission Towers |  |  | 0 | 0 | 0 | 0 | 0 | 0 | 0 | 0 | 0 | 0
|  | Transmission Tower Support Structures |  |  | 0 | 0 | 0 | 0 | 0 | 0 | 0 | 0 | 0 | 0
|  | Conductors |  |  | 834.7403 | 42.9651 | 0 | 0 | 0 | 0 | 0 | 0 | 877.7054 | 0
|  | Transmission Cables |  |  | 0 | 0 | 0 | 0 | 0 | 0 | 0 | 0 | 0 | 0
|  | Substation Switchbays |  |  | 0 | 0 | 0 | 0 | 0 | 0 | 0 | 0 | 0 | 0
|  | Substation Power Transformers |  |  | 0 | 0 | 0 | 0 | 0 | 0 | 0 | 0 | 0 | 0
|  | Substation Reactive Plant |  |  | 0 | 0 | 0 | 0 | 0 | 0 | 0 | 0 | 0 | 0
|  | Scada Network Control And Protection Systems |  |  | 0 | 0 | 0 | 0 | 0 | 0 | 0 | 0 | 0 | 0
|  | Other |  |  | 0 | 0 | 0 | 0 | 0 | 0 | 0 | 0 | 0 | 0
|  | Total Internal Labour |  |  | 834.7403 | 42.9651 | 0 | 0 | 0 | 0 | 0 | 0 | 877.7054 | 0
|  | Labour (External) - $ Mar 2017 |  |  | 2015-16 | 2016-17 | 2017-18 | 2018-19 | 2019-20 | 2020-21 | 2021-22 | 2022-23 | Total | 2017-22 Total
|  | Transmission Towers |  |  | 0 | 0 | 0 | 0 | 0 | 0 | 0 | 0 | 0 | 0
|  | Transmission Tower Support Structures |  |  | 0 | 0 | 0 | 0 | 0 | 0 | 0 | 0 | 0 | 0
|  | Conductors |  |  | 4166.3367 | 214.4517 | 0 | 0 | 0 | 0 | 0 | 0 | 4380.7884 | 0
|  | Transmission Cables |  |  | 0 | 0 | 0 | 0 | 0 | 0 | 0 | 0 | 0 | 0
|  | Substation Switchbays |  |  | 0 | 0 | 0 | 0 | 0 | 0 | 0 | 0 | 0 | 0
|  | Substation Power Transformers |  |  | 0 | 0 | 0 | 0 | 0 | 0 | 0 | 0 | 0 | 0
|  | Substation Reactive Plant |  |  | 0 | 0 | 0 | 0 | 0 | 0 | 0 | 0 | 0 | 0
|  | Scada Network Control And Protection Systems |  |  | 0 | 0 | 0 | 0 | 0 | 0 | 0 | 0 | 0 | 0
|  | Other |  |  | 0 | 0 | 0 | 0 | 0 | 0 | 0 | 0 | 0 | 0
|  | Total External Labour |  |  | 4166.3367 | 214.4517 | 0 | 0 | 0 | 0 | 0 | 0 | 4380.7884 | 0
|  | Total Direct - $ Mar 2017 |  |  | 2015-16 | 2016-17 | 2017-18 | 2018-19 | 2019-20 | 2020-21 | 2021-22 | 2022-23 | Total | 2017-22 Total
|  | Transmission Towers |  |  | 0 | 0 | 0 | 0 | 0 | 0 | 0 | 0 | 0 | 0
|  | Transmission Tower Support Structures |  |  | 0 | 0 | 0 | 0 | 0 | 0 | 0 | 0 | 0 | 0
|  | Conductors |  |  | 8320.5366 | 427.1531 | 0 | 0 | 0 | 0 | 0 | 0 | 8747.6896 | 0
|  | Transmission Cables |  |  | 0 | 0 | 0 | 0 | 0 | 0 | 0 | 0 | 0 | 0
|  | Substation Switchbays |  |  | 0 | 0 | 0 | 0 | 0 | 0 | 0 | 0 | 0 | 0
|  | Substation Power Transformers |  |  | 0 | 0 | 0 | 0 | 0 | 0 | 0 | 0 | 0 | 0
|  | Substation Reactive Plant |  |  | 0 | 0 | 0 | 0 | 0 | 0 | 0 | 0 | 0 | 0
|  | Scada Network Control And Protection Systems |  |  | 0 | 0 | 0 | 0 | 0 | 0 | 0 | 0 | 0 | 0
|  | Other |  |  | 0 | 0 | 0 | 0 | 0 | 0 | 0 | 0 | 0 | 0
|  | Total Direct - $ Mar 2017 |  |  | 8320.5366 | 427.1531 | 0 | 0 | 0 | 0 | 0 | 0 | 8747.6896 | 0

## Proj_35
Go To: | Table of Contents
Master Inputs
|  | 0% |  | Business case? | 0
| Project name | Insulators
| Project category 1 | Network |  |  | Shaded cells = Inputs
| Project category 2 | Security and Compliance
| Regulatory classification | Prescribed
| Overhead Category | Repex_OHD |  | $000's | $000's | $000's | $000's | $000's | $000's | $000's | $000's | $000's | Project | 2017-22
|  |  |  | Prior | 2015-16 | 2016-17 | 2017-18 | 2018-19 | 2019-20 | 2020-21 | 2021-22 | 2022-23 | Total | Total | Check
| Project timing | Direct Expenditure (As incurred) - $ 2015/16 |  | 1189.1556 | 6325.8397 | 638.0293 | 1134.162 | 1069.909 | 1069.909 | 1069.909 | 886.865 | 0 | 13383.7786 | 5230.754 | ok
| (excluding real cost escalators) | Assumed year commissioned (no BC) |  | x | bar: 2015-16 to 2022-23
|  | Direct Expenditure (As Commissioned) - $ 2015/16 |  | 1189.1556 | 6325.8397 | 638.0293 | 1134.162 | 1069.909 | 1069.909 | 1069.909 | 886.865 | 0 | 13383.7786 | 5230.754 | ok
| Asset class | Secondary
Switchgear
Transformers
Reactive
|  | Lines and towers |  | 100% | 100% | 100% | 100% | 100% | 100% | 100% | 100% | 100%
Establishment
Communications
Non System
Land
Easements
|  |  | Total | 100% | 100% | 100% | 100% | 100% | 100% | 100% | 100% | 100%
| Input costs % | Labour - internal |  | 10% | 10% | 10% | 10% | 10% | 10% | 10% | 10% | 10%
|  | Labour - external |  | 50% | 50% | 50% | 50% | 50% | 50% | 50% | 50% | 50%
|  | Materials |  | 40% | 40% | 40% | 40% | 40% | 40% | 40% | 40% | 40%
|  |  | Total | 100% | 100% | 100% | 100% | 100% | 100% | 100% | 100% | 100%
Material Escalation
| (By Asset Class) | Secondary |  | 0 | 0 | 0 | 0 | 0 | 0 | 0 | 0 | 0 | 0 | 0
|  | Switchgear |  | 0 | 0 | 0 | 0 | 0 | 0 | 0 | 0 | 0 | 0 | 0
|  | Transformers |  | 0 | 0 | 0 | 0 | 0 | 0 | 0 | 0 | 0 | 0 | 0
|  | Reactive |  | 0 | 0 | 0 | 0 | 0 | 0 | 0 | 0 | 0 | 0 | 0
|  | Lines and towers |  | 0 | 0 | 0 | 0 | 0 | 0 | 0 | 0 | 0 | 0 | 0
|  | Establishment |  | 0 | 0 | 0 | 0 | 0 | 0 | 0 | 0 | 0 | 0 | 0
|  | Communications |  | 0 | 0 | 0 | 0 | 0 | 0 | 0 | 0 | 0 | 0 | 0
|  | Non System |  | 0 | 0 | 0 | 0 | 0 | 0 | 0 | 0 | 0 | 0 | 0
|  | Land |  | 0 | 0 | 0 | 0 | 0 | 0 | 0 | 0 | 0 | 0 | 0
|  | Easements |  | 0 | 0 | 0 | 0 | 0 | 0 | 0 | 0 | 0 | 0 | 0
|  | Total Material escalation |  | 0 | 0 | 0 | 0 | 0 | 0 | 0 | 0 | 0 | 0 | 0
| Labour Escalation | Internal Labour |  | 0 | 3.7164 | 0.79842 | 2.3437 | 3.0954 | 4.0064 | 4.9998 | 4.9892 | 0 | 23.9494 | 19.4346
|  | External Labour |  | 0 | 12.968 | 3.4301 | 12.0441 | 17.0571 | 22.6186 | 28.6962 | 28.9962 | 0 | 125.8102 | 109.4121
|  | Total Labour Escalation |  | 0 | 16.6844 | 4.2285 | 14.3878 | 20.1525 | 26.625 | 33.696 | 33.9854 | 0 | 149.7597 | 128.8467
|  | Total Escalation |  | 0 | 16.6844 | 4.2285 | 14.3878 | 20.1525 | 26.625 | 33.696 | 33.9854 | 0 | 149.7597 | 128.8467
|  | Escalation factors |  | 0 | 0.0026375 | 0.0066275 | 0.012686 | 0.018836 | 0.024885 | 0.031494 | 0.038321 | 0 | 0.01119 | 0.024633
| Direct Expenditure (Escalated) | Total labour - internal |  | 123.1319 | 658.8613 | 66.8919 | 119.8643 | 113.9896 | 114.9329 | 115.9615 | 96.9971 | 0 | 1410.6304 | 561.7454
| (as incurred) | Total labour - external |  | 615.6593 | 3288.493 | 333.8774 | 599.6587 | 571.5839 | 577.3426 | 583.6356 | 489.1793 | 0 | 7059.4298 | 2821.4001
|  | Total materials |  | 492.5275 | 2620.0522 | 264.2606 | 469.7501 | 443.1376 | 443.1376 | 443.1376 | 367.324 | 0 | 5543.3271 | 2166.4869
|  | Total Direct - As Incurred $ Mar 2017 |  | 1231.3187 | 6567.4065 | 665.0299 | 1189.2731 | 1128.7111 | 1135.4131 | 1142.7347 | 953.5004 | 0 | 14013.3873 | 5549.6323 | ok
| Capitalised Overheads | Overhead rate (applied to direct expenditure) |  | 8.008% | 5.944% | 7.259% | 7.876% | 9.527% | 9.284% | 8.487% | 8.487% | 8.732%
|  | Total overhead (as incurred) |  | 98.6061 | 390.3981 | 48.277 | 93.6684 | 107.5271 | 105.4133 | 96.9786 | 80.9192 | 0 | 1021.7877 | 484.5066
|  | Total incl Overhead - As Incurred $ Mar 2017 |  | 1329.9248 | 6957.8045 | 713.3068 | 1282.9415 | 1236.2382 | 1240.8264 | 1239.7133 | 1034.4195 | 0 | 15035.175 | 6034.1389
|  | Total overheads (As incurred) - Cumulative |  | 98.6061 | 489.0042 | 537.2812 | 630.9496 | 738.4766 | 843.8899 | 940.8685 | 1021.7877 | 1021.7877
|  | Labour & Material Escalation - Cumulative |  | 0 | 16.6844 | 20.9129 | 35.3007 | 55.4532 | 82.0782 | 115.7742 | 149.7597 | 149.7597
Expenditure By Asset Class - As Incurred
| Asset class breakdown | Secondary |  | 0 | 0 | 0 | 0 | 0 | 0 | 0 | 0 | 0 | 0 | 0
| (fully absorbed) | Switchgear |  | 0 | 0 | 0 | 0 | 0 | 0 | 0 | 0 | 0 | 0 | 0
| (as incurred) | Transformers |  | 0 | 0 | 0 | 0 | 0 | 0 | 0 | 0 | 0 | 0 | 0
|  | Reactive |  | 0 | 0 | 0 | 0 | 0 | 0 | 0 | 0 | 0 | 0 | 0
|  | Lines and towers |  | 1329.9248 | 6957.8045 | 713.3068 | 1282.9415 | 1236.2382 | 1240.8264 | 1239.7133 | 1034.4195 | 0 | 15035.175 | 6034.1389
|  | Establishment |  | 0 | 0 | 0 | 0 | 0 | 0 | 0 | 0 | 0 | 0 | 0
|  | Communications |  | 0 | 0 | 0 | 0 | 0 | 0 | 0 | 0 | 0 | 0 | 0
|  | Non System |  | 0 | 0 | 0 | 0 | 0 | 0 | 0 | 0 | 0 | 0 | 0
|  | Land |  | 0 | 0 | 0 | 0 | 0 | 0 | 0 | 0 | 0 | 0 | 0
|  | Easements |  | 0 | 0 | 0 | 0 | 0 | 0 | 0 | 0 | 0 | 0 | 0
|  | Total incl Overhead - As Incurred $ Mar 2017 |  | 1329.9248 | 6957.8045 | 713.3068 | 1282.9415 | 1236.2382 | 1240.8264 | 1239.7133 | 1034.4195 | 0 | 15035.175 | 6034.1389
|  |  | Check | 0 | 0 | 0 | 0 | 0 | 0 | 0 | 0 | 0 | 0 | 0
| As Commissioned Capex | Direct Expenditure (As Commissioned) - $ 2015/16 |  | 1189.1556 | 6325.8397 | 638.0293 | 1134.162 | 1069.909 | 1069.909 | 1069.909 | 886.865 | 0 | 13383.7786 | 5230.754
|  | Labour & Material Escalation - $ 2015/16 |  | 0 | 16.6844 | 4.2285 | 14.3878 | 20.1525 | 26.625 | 33.696 | 33.9854 | 0 | 149.7597 | 128.8467
|  | Total Direct Expenditure - $ 2015/16 |  | 1189.1556 | 6342.5241 | 642.2578 | 1148.5498 | 1090.0615 | 1096.534 | 1103.605 | 920.8504 | 0 | 13533.5383 | 5359.6007
|  | Total Direct Expenditure - $ Mar 2017 |  | 1231.3187 | 6567.4065 | 665.0299 | 1189.2731 | 1128.7111 | 1135.4131 | 1142.7347 | 953.5004 | 0 | 14013.3873 | 5549.6323
|  | Total overheads (As Commissioned) |  | 98.6061 | 390.3981 | 48.277 | 93.6684 | 107.5271 | 105.4133 | 96.9786 | 80.9192 | 0 | 1021.7877 | 484.5066
|  | Total incl Overhead - As commissioned $ Mar 2017 |  | 1329.9248 | 6957.8045 | 713.3068 | 1282.9415 | 1236.2382 | 1240.8264 | 1239.7133 | 1034.4195 | 0 | 15035.175 | 6034.1389
|  | Total overheads (As Comm) - Cumulative |  | 98.6061 | 489.0042 | 537.2812 | 630.9496 | 738.4766 | 843.8899 | 940.8685 | 1021.7877 | 1021.7877
|  | Total real cost escalation (As Comm) - Cumulative |  | 0 | 16.6844 | 20.9129 | 35.3007 | 55.4532 | 82.0782 | 115.7742 | 149.7597 | 149.7597
Expenditure By Asset Class - As Commissioned
| Asset class breakdown | Secondary |  | 0 | 0 | 0 | 0 | 0 | 0 | 0 | 0 | 0 | 0 | 0
| (fully absorbed) | Switchgear |  | 0 | 0 | 0 | 0 | 0 | 0 | 0 | 0 | 0 | 0 | 0
| (as commissioned) | Transformers |  | 0 | 0 | 0 | 0 | 0 | 0 | 0 | 0 | 0 | 0 | 0
|  | Reactive |  | 0 | 0 | 0 | 0 | 0 | 0 | 0 | 0 | 0 | 0 | 0
|  | Lines and towers |  | 1329.9248 | 6957.8045 | 713.3068 | 1282.9415 | 1236.2382 | 1240.8264 | 1239.7133 | 1034.4195 | 0 | 15035.175 | 6034.1389
|  | Establishment |  | 0 | 0 | 0 | 0 | 0 | 0 | 0 | 0 | 0 | 0 | 0
|  | Communications |  | 0 | 0 | 0 | 0 | 0 | 0 | 0 | 0 | 0 | 0 | 0
|  | Non System |  | 0 | 0 | 0 | 0 | 0 | 0 | 0 | 0 | 0 | 0 | 0
|  | Land |  | 0 | 0 | 0 | 0 | 0 | 0 | 0 | 0 | 0 | 0 | 0
|  | Easements |  | 0 | 0 | 0 | 0 | 0 | 0 | 0 | 0 | 0 | 0 | 0
|  | Total incl Overhead - As commissioned $ Mar 2017 |  | 1329.9248 | 6957.8045 | 713.3068 | 1282.9415 | 1236.2382 | 1240.8264 | 1239.7133 | 1034.4195 | 0 | 15035.175 | 6034.1389
|  |  | Check | 0 | 0 | 0 | 0 | 0 | 0 | 0 | 0 | 0 | 0 | 0
0
| Expenditure splits for RIN |  |  |  | 2015-16 | 2016-17 | 2017-18 | 2018-19 | 2019-20 | 2020-21 | 2021-22 | 2022-23
| Repex Category | Transmission Towers | bar: 2015-16 to 2022-23
Transmission Tower Support Structures | bar: 2015-16 to 2022-23
|  | Conductors |  |  | 100% | 100% | 100% | 100% | 100% | 100% | 100% | 100%
Transmission Cables | bar: 2015-16 to 2022-23
Substation Switchbays | bar: 2015-16 to 2022-23
Substation Power Transformers | bar: 2015-16 to 2022-23
Substation Reactive Plant | bar: 2015-16 to 2022-23
Scada Network Control And Protection Systems | bar: 2015-16 to 2022-23
Other | bar: 2015-16 to 2022-23
|  | Total |  |  | 100% | 100% | 100% | 100% | 100% | 100% | 100% | 100%
| Direct Expenditures | Materials - $ Mar 2017 |  |  | 2015-16 | 2016-17 | 2017-18 | 2018-19 | 2019-20 | 2020-21 | 2021-22 | 2022-23 | Total | 2017-22 Total
| (As Incurred) | Transmission Towers |  |  | 0 | 0 | 0 | 0 | 0 | 0 | 0 | 0 | 0 | 0
|  | Transmission Tower Support Structures |  |  | 0 | 0 | 0 | 0 | 0 | 0 | 0 | 0 | 0 | 0
|  | Conductors |  |  | 2620.0522 | 264.2606 | 469.7501 | 443.1376 | 443.1376 | 443.1376 | 367.324 | 0 | 5050.7996 | 2166.4869
|  | Transmission Cables |  |  | 0 | 0 | 0 | 0 | 0 | 0 | 0 | 0 | 0 | 0
|  | Substation Switchbays |  |  | 0 | 0 | 0 | 0 | 0 | 0 | 0 | 0 | 0 | 0
|  | Substation Power Transformers |  |  | 0 | 0 | 0 | 0 | 0 | 0 | 0 | 0 | 0 | 0
|  | Substation Reactive Plant |  |  | 0 | 0 | 0 | 0 | 0 | 0 | 0 | 0 | 0 | 0
|  | Scada Network Control And Protection Systems |  |  | 0 | 0 | 0 | 0 | 0 | 0 | 0 | 0 | 0 | 0
|  | Other |  |  | 0 | 0 | 0 | 0 | 0 | 0 | 0 | 0 | 0 | 0
|  | Total Materials |  |  | 2620.0522 | 264.2606 | 469.7501 | 443.1376 | 443.1376 | 443.1376 | 367.324 | 0 | 5050.7996 | 2166.4869
|  | Labour (Internal) - $ Mar 2017 |  |  | 2015-16 | 2016-17 | 2017-18 | 2018-19 | 2019-20 | 2020-21 | 2021-22 | 2022-23 | Total | 2017-22 Total
|  | Transmission Towers |  |  | 0 | 0 | 0 | 0 | 0 | 0 | 0 | 0 | 0 | 0
|  | Transmission Tower Support Structures |  |  | 0 | 0 | 0 | 0 | 0 | 0 | 0 | 0 | 0 | 0
|  | Conductors |  |  | 658.8613 | 66.8919 | 119.8643 | 113.9896 | 114.9329 | 115.9615 | 96.9971 | 0 | 1287.4985 | 561.7454
|  | Transmission Cables |  |  | 0 | 0 | 0 | 0 | 0 | 0 | 0 | 0 | 0 | 0
|  | Substation Switchbays |  |  | 0 | 0 | 0 | 0 | 0 | 0 | 0 | 0 | 0 | 0
|  | Substation Power Transformers |  |  | 0 | 0 | 0 | 0 | 0 | 0 | 0 | 0 | 0 | 0
|  | Substation Reactive Plant |  |  | 0 | 0 | 0 | 0 | 0 | 0 | 0 | 0 | 0 | 0
|  | Scada Network Control And Protection Systems |  |  | 0 | 0 | 0 | 0 | 0 | 0 | 0 | 0 | 0 | 0
|  | Other |  |  | 0 | 0 | 0 | 0 | 0 | 0 | 0 | 0 | 0 | 0
|  | Total Internal Labour |  |  | 658.8613 | 66.8919 | 119.8643 | 113.9896 | 114.9329 | 115.9615 | 96.9971 | 0 | 1287.4985 | 561.7454
|  | Labour (External) - $ Mar 2017 |  |  | 2015-16 | 2016-17 | 2017-18 | 2018-19 | 2019-20 | 2020-21 | 2021-22 | 2022-23 | Total | 2017-22 Total
|  | Transmission Towers |  |  | 0 | 0 | 0 | 0 | 0 | 0 | 0 | 0 | 0 | 0
|  | Transmission Tower Support Structures |  |  | 0 | 0 | 0 | 0 | 0 | 0 | 0 | 0 | 0 | 0
|  | Conductors |  |  | 3288.493 | 333.8774 | 599.6587 | 571.5839 | 577.3426 | 583.6356 | 489.1793 | 0 | 6443.7705 | 2821.4001
|  | Transmission Cables |  |  | 0 | 0 | 0 | 0 | 0 | 0 | 0 | 0 | 0 | 0
|  | Substation Switchbays |  |  | 0 | 0 | 0 | 0 | 0 | 0 | 0 | 0 | 0 | 0
|  | Substation Power Transformers |  |  | 0 | 0 | 0 | 0 | 0 | 0 | 0 | 0 | 0 | 0
|  | Substation Reactive Plant |  |  | 0 | 0 | 0 | 0 | 0 | 0 | 0 | 0 | 0 | 0
|  | Scada Network Control And Protection Systems |  |  | 0 | 0 | 0 | 0 | 0 | 0 | 0 | 0 | 0 | 0
|  | Other |  |  | 0 | 0 | 0 | 0 | 0 | 0 | 0 | 0 | 0 | 0
|  | Total External Labour |  |  | 3288.493 | 333.8774 | 599.6587 | 571.5839 | 577.3426 | 583.6356 | 489.1793 | 0 | 6443.7705 | 2821.4001
|  | Total Direct - $ Mar 2017 |  |  | 2015-16 | 2016-17 | 2017-18 | 2018-19 | 2019-20 | 2020-21 | 2021-22 | 2022-23 | Total | 2017-22 Total
|  | Transmission Towers |  |  | 0 | 0 | 0 | 0 | 0 | 0 | 0 | 0 | 0 | 0
|  | Transmission Tower Support Structures |  |  | 0 | 0 | 0 | 0 | 0 | 0 | 0 | 0 | 0 | 0
|  | Conductors |  |  | 6567.4065 | 665.0299 | 1189.2731 | 1128.7111 | 1135.4131 | 1142.7347 | 953.5004 | 0 | 12782.0686 | 5549.6323
|  | Transmission Cables |  |  | 0 | 0 | 0 | 0 | 0 | 0 | 0 | 0 | 0 | 0
|  | Substation Switchbays |  |  | 0 | 0 | 0 | 0 | 0 | 0 | 0 | 0 | 0 | 0
|  | Substation Power Transformers |  |  | 0 | 0 | 0 | 0 | 0 | 0 | 0 | 0 | 0 | 0
|  | Substation Reactive Plant |  |  | 0 | 0 | 0 | 0 | 0 | 0 | 0 | 0 | 0 | 0
|  | Scada Network Control And Protection Systems |  |  | 0 | 0 | 0 | 0 | 0 | 0 | 0 | 0 | 0 | 0
|  | Other |  |  | 0 | 0 | 0 | 0 | 0 | 0 | 0 | 0 | 0 | 0
|  | Total Direct - $ Mar 2017 |  |  | 6567.4065 | 665.0299 | 1189.2731 | 1128.7111 | 1135.4131 | 1142.7347 | 953.5004 | 0 | 12782.0686 | 5549.6323

## Proj_36
Go To: | Table of Contents
Master Inputs
|  | 0% |  | Business case? | 0
| Project name | Towers
| Project category 1 | Network |  |  | Shaded cells = Inputs
| Project category 2 | Replacement - Other
| Regulatory classification | Prescribed
| Overhead Category | Repex_OHD |  | $000's | $000's | $000's | $000's | $000's | $000's | $000's | $000's | $000's | Project | 2017-22
|  |  |  | Prior | 2015-16 | 2016-17 | 2017-18 | 2018-19 | 2019-20 | 2020-21 | 2021-22 | 2022-23 | Total | Total | Check
| Project timing | Direct Expenditure (As incurred) - $ 2015/16 |  | 59.9269 | 0 | 0 | 23.35 | 3518.887 | 0 | 0 | 0 | 0 | 3602.1639 | 3542.237 | ok
| (excluding real cost escalators) | Assumed year commissioned (no BC) |  | x | bar: 2015-16 to 2022-23
|  | Direct Expenditure (As Commissioned) - $ 2015/16 |  | 59.9269 | 0 | 0 | 0 | 3542.237 | 0 | 0 | 0 | 0 | 3602.1639 | 3542.237 | ok
| Asset class | Secondary
Switchgear
Transformers
Reactive
|  | Lines and towers |  | 100% | 100% | 100% | 100% | 100% | 100% | 100% | 100% | 100%
Establishment
Communications
Non System
Land
Easements
|  |  | Total | 100% | 100% | 100% | 100% | 100% | 100% | 100% | 100% | 100%
| Input costs % | Labour - internal |  | 10% | 10% | 10% | 10% | 10% | 10% | 10% | 10% | 10%
|  | Labour - external |  | 50% | 50% | 50% | 50% | 50% | 50% | 50% | 50% | 50%
|  | Materials |  | 40% | 40% | 40% | 40% | 40% | 40% | 40% | 40% | 40%
|  |  | Total | 100% | 100% | 100% | 100% | 100% | 100% | 100% | 100% | 100%
Material Escalation
| (By Asset Class) | Secondary |  | 0 | 0 | 0 | 0 | 0 | 0 | 0 | 0 | 0 | 0 | 0
|  | Switchgear |  | 0 | 0 | 0 | 0 | 0 | 0 | 0 | 0 | 0 | 0 | 0
|  | Transformers |  | 0 | 0 | 0 | 0 | 0 | 0 | 0 | 0 | 0 | 0 | 0
|  | Reactive |  | 0 | 0 | 0 | 0 | 0 | 0 | 0 | 0 | 0 | 0 | 0
|  | Lines and towers |  | 0 | 0 | 0 | 0 | 0 | 0 | 0 | 0 | 0 | 0 | 0
|  | Establishment |  | 0 | 0 | 0 | 0 | 0 | 0 | 0 | 0 | 0 | 0 | 0
|  | Communications |  | 0 | 0 | 0 | 0 | 0 | 0 | 0 | 0 | 0 | 0 | 0
|  | Non System |  | 0 | 0 | 0 | 0 | 0 | 0 | 0 | 0 | 0 | 0 | 0
|  | Land |  | 0 | 0 | 0 | 0 | 0 | 0 | 0 | 0 | 0 | 0 | 0
|  | Easements |  | 0 | 0 | 0 | 0 | 0 | 0 | 0 | 0 | 0 | 0 | 0
|  | Total Material escalation |  | 0 | 0 | 0 | 0 | 0 | 0 | 0 | 0 | 0 | 0 | 0
| Labour Escalation | Internal Labour |  | 0 | 0 | 0 | 0.048252 | 10.1808 | 0 | 0 | 0 | 0 | 10.2291 | 10.2291
|  | External Labour |  | 0 | 0 | 0 | 0.24796 | 56.1001 | 0 | 0 | 0 | 0 | 56.348 | 56.348
|  | Total Labour Escalation |  | 0 | 0 | 0 | 0.29621 | 66.2809 | 0 | 0 | 0 | 0 | 66.5771 | 66.5771
|  | Total Escalation |  | 0 | 0 | 0 | 0.29621 | 66.2809 | 0 | 0 | 0 | 0 | 66.5771 | 66.5771
|  | Escalation factors |  | 0 | 0 | 0 | 0.012686 | 0.018836 | 0 | 0 | 0 | 0 | 0.018483 | 0.018795
| Direct Expenditure (Escalated) | Total labour - internal |  | 6.2052 | 0 | 0 | 2.4678 | 374.9071 | 0 | 0 | 0 | 0 | 383.5801 | 377.3749
| (as incurred) | Total labour - external |  | 31.0259 | 0 | 0 | 12.3457 | 1879.916 | 0 | 0 | 0 | 0 | 1923.2876 | 1892.2617
|  | Total materials |  | 24.8207 | 0 | 0 | 9.6712 | 1457.4615 | 0 | 0 | 0 | 0 | 1491.9533 | 1467.1326
|  | Total Direct - As Incurred $ Mar 2017 |  | 62.0517 | 0 | 0 | 24.4846 | 3712.2846 | 0 | 0 | 0 | 0 | 3798.821 | 3736.7693 | ok
| Capitalised Overheads | Overhead rate (applied to direct expenditure) |  | 8.008% | 5.944% | 7.259% | 7.876% | 9.527% | 9.284% | 8.487% | 8.487% | 8.732%
|  | Total overhead (as incurred) |  | 4.9692 | 0 | 0 | 1.9284 | 353.6522 | 0 | 0 | 0 | 0 | 360.5498 | 355.5806
|  | Total incl Overhead - As Incurred $ Mar 2017 |  | 67.0209 | 0 | 0 | 26.4131 | 4065.9368 | 0 | 0 | 0 | 0 | 4159.3708 | 4092.3499
|  | Total overheads (As incurred) - Cumulative |  | 4.9692 | 4.9692 | 4.9692 | 6.8976 | 360.5498 | 360.5498 | 360.5498 | 360.5498 | 360.5498
|  | Labour & Material Escalation - Cumulative |  | 0 | 0 | 0 | 0.29621 | 66.5771 | 66.5771 | 66.5771 | 66.5771 | 66.5771
Expenditure By Asset Class - As Incurred
| Asset class breakdown | Secondary |  | 0 | 0 | 0 | 0 | 0 | 0 | 0 | 0 | 0 | 0 | 0
| (fully absorbed) | Switchgear |  | 0 | 0 | 0 | 0 | 0 | 0 | 0 | 0 | 0 | 0 | 0
| (as incurred) | Transformers |  | 0 | 0 | 0 | 0 | 0 | 0 | 0 | 0 | 0 | 0 | 0
|  | Reactive |  | 0 | 0 | 0 | 0 | 0 | 0 | 0 | 0 | 0 | 0 | 0
|  | Lines and towers |  | 67.0209 | 0 | 0 | 26.4131 | 4065.9368 | 0 | 0 | 0 | 0 | 4159.3708 | 4092.3499
|  | Establishment |  | 0 | 0 | 0 | 0 | 0 | 0 | 0 | 0 | 0 | 0 | 0
|  | Communications |  | 0 | 0 | 0 | 0 | 0 | 0 | 0 | 0 | 0 | 0 | 0
|  | Non System |  | 0 | 0 | 0 | 0 | 0 | 0 | 0 | 0 | 0 | 0 | 0
|  | Land |  | 0 | 0 | 0 | 0 | 0 | 0 | 0 | 0 | 0 | 0 | 0
|  | Easements |  | 0 | 0 | 0 | 0 | 0 | 0 | 0 | 0 | 0 | 0 | 0
|  | Total incl Overhead - As Incurred $ Mar 2017 |  | 67.0209 | 0 | 0 | 26.4131 | 4065.9368 | 0 | 0 | 0 | 0 | 4159.3708 | 4092.3499
|  |  | Check | 0 | 0 | 0 | 0 | 0 | 0 | 0 | 0 | 0 | 0 | 0
| As Commissioned Capex | Direct Expenditure (As Commissioned) - $ 2015/16 |  | 59.9269 | 0 | 0 | 0 | 3542.237 | 0 | 0 | 0 | 0 | 3602.1639 | 3542.237
|  | Labour & Material Escalation - $ 2015/16 |  | 0 | 0 | 0 | 0 | 66.5771 | 0 | 0 | 0 | 0 | 66.5771 | 66.5771
|  | Total Direct Expenditure - $ 2015/16 |  | 59.9269 | 0 | 0 | 0 | 3608.8141 | 0 | 0 | 0 | 0 | 3668.741 | 3608.8141
|  | Total Direct Expenditure - $ Mar 2017 |  | 62.0517 | 0 | 0 | 0 | 3736.7693 | 0 | 0 | 0 | 0 | 3798.821 | 3736.7693
|  | Total overheads (As Commissioned) |  | 4.9692 | 0 | 0 | 0 | 355.5806 | 0 | 0 | 0 | 0 | 360.5498 | 355.5806
|  | Total incl Overhead - As commissioned $ Mar 2017 |  | 67.0209 | 0 | 0 | 0 | 4092.3499 | 0 | 0 | 0 | 0 | 4159.3708 | 4092.3499
|  | Total overheads (As Comm) - Cumulative |  | 4.9692 | 4.9692 | 4.9692 | 4.9692 | 360.5498 | 360.5498 | 360.5498 | 360.5498 | 360.5498
|  | Total real cost escalation (As Comm) - Cumulative |  | 0 | 0 | 0 | 0 | 66.5771 | 66.5771 | 66.5771 | 66.5771 | 66.5771
Expenditure By Asset Class - As Commissioned
| Asset class breakdown | Secondary |  | 0 | 0 | 0 | 0 | 0 | 0 | 0 | 0 | 0 | 0 | 0
| (fully absorbed) | Switchgear |  | 0 | 0 | 0 | 0 | 0 | 0 | 0 | 0 | 0 | 0 | 0
| (as commissioned) | Transformers |  | 0 | 0 | 0 | 0 | 0 | 0 | 0 | 0 | 0 | 0 | 0
|  | Reactive |  | 0 | 0 | 0 | 0 | 0 | 0 | 0 | 0 | 0 | 0 | 0
|  | Lines and towers |  | 67.0209 | 0 | 0 | 0 | 4092.3499 | 0 | 0 | 0 | 0 | 4159.3708 | 4092.3499
|  | Establishment |  | 0 | 0 | 0 | 0 | 0 | 0 | 0 | 0 | 0 | 0 | 0
|  | Communications |  | 0 | 0 | 0 | 0 | 0 | 0 | 0 | 0 | 0 | 0 | 0
|  | Non System |  | 0 | 0 | 0 | 0 | 0 | 0 | 0 | 0 | 0 | 0 | 0
|  | Land |  | 0 | 0 | 0 | 0 | 0 | 0 | 0 | 0 | 0 | 0 | 0
|  | Easements |  | 0 | 0 | 0 | 0 | 0 | 0 | 0 | 0 | 0 | 0 | 0
|  | Total incl Overhead - As commissioned $ Mar 2017 |  | 67.0209 | 0 | 0 | 0 | 4092.3499 | 0 | 0 | 0 | 0 | 4159.3708 | 4092.3499
|  |  | Check | 0 | 0 | 0 | 0 | 0 | 0 | 0 | 0 | 0 | 0 | 0
0
| Expenditure splits for RIN |  |  |  | 2015-16 | 2016-17 | 2017-18 | 2018-19 | 2019-20 | 2020-21 | 2021-22 | 2022-23
| Repex Category | Transmission Towers |  |  | 100% | 100% | 100% | 100% | 100% | 100% | 100% | 100%
Transmission Tower Support Structures | bar: 2015-16 to 2022-23
Conductors | bar: 2015-16 to 2022-23
Transmission Cables | bar: 2015-16 to 2022-23
Substation Switchbays | bar: 2015-16 to 2022-23
Substation Power Transformers | bar: 2015-16 to 2022-23
Substation Reactive Plant | bar: 2015-16 to 2022-23
Scada Network Control And Protection Systems | bar: 2015-16 to 2022-23
Other | bar: 2015-16 to 2022-23
|  | Total |  |  | 100% | 100% | 100% | 100% | 100% | 100% | 100% | 100%
| Direct Expenditures | Materials - $ Mar 2017 |  |  | 2015-16 | 2016-17 | 2017-18 | 2018-19 | 2019-20 | 2020-21 | 2021-22 | 2022-23 | Total | 2017-22 Total
| (As Incurred) | Transmission Towers |  |  | 0 | 0 | 9.6712 | 1457.4615 | 0 | 0 | 0 | 0 | 1467.1326 | 1467.1326
|  | Transmission Tower Support Structures |  |  | 0 | 0 | 0 | 0 | 0 | 0 | 0 | 0 | 0 | 0
|  | Conductors |  |  | 0 | 0 | 0 | 0 | 0 | 0 | 0 | 0 | 0 | 0
|  | Transmission Cables |  |  | 0 | 0 | 0 | 0 | 0 | 0 | 0 | 0 | 0 | 0
|  | Substation Switchbays |  |  | 0 | 0 | 0 | 0 | 0 | 0 | 0 | 0 | 0 | 0
|  | Substation Power Transformers |  |  | 0 | 0 | 0 | 0 | 0 | 0 | 0 | 0 | 0 | 0
|  | Substation Reactive Plant |  |  | 0 | 0 | 0 | 0 | 0 | 0 | 0 | 0 | 0 | 0
|  | Scada Network Control And Protection Systems |  |  | 0 | 0 | 0 | 0 | 0 | 0 | 0 | 0 | 0 | 0
|  | Other |  |  | 0 | 0 | 0 | 0 | 0 | 0 | 0 | 0 | 0 | 0
|  | Total Materials |  |  | 0 | 0 | 9.6712 | 1457.4615 | 0 | 0 | 0 | 0 | 1467.1326 | 1467.1326
|  | Labour (Internal) - $ Mar 2017 |  |  | 2015-16 | 2016-17 | 2017-18 | 2018-19 | 2019-20 | 2020-21 | 2021-22 | 2022-23 | Total | 2017-22 Total
|  | Transmission Towers |  |  | 0 | 0 | 2.4678 | 374.9071 | 0 | 0 | 0 | 0 | 377.3749 | 377.3749
|  | Transmission Tower Support Structures |  |  | 0 | 0 | 0 | 0 | 0 | 0 | 0 | 0 | 0 | 0
|  | Conductors |  |  | 0 | 0 | 0 | 0 | 0 | 0 | 0 | 0 | 0 | 0
|  | Transmission Cables |  |  | 0 | 0 | 0 | 0 | 0 | 0 | 0 | 0 | 0 | 0
|  | Substation Switchbays |  |  | 0 | 0 | 0 | 0 | 0 | 0 | 0 | 0 | 0 | 0
|  | Substation Power Transformers |  |  | 0 | 0 | 0 | 0 | 0 | 0 | 0 | 0 | 0 | 0
|  | Substation Reactive Plant |  |  | 0 | 0 | 0 | 0 | 0 | 0 | 0 | 0 | 0 | 0
|  | Scada Network Control And Protection Systems |  |  | 0 | 0 | 0 | 0 | 0 | 0 | 0 | 0 | 0 | 0
|  | Other |  |  | 0 | 0 | 0 | 0 | 0 | 0 | 0 | 0 | 0 | 0
|  | Total Internal Labour |  |  | 0 | 0 | 2.4678 | 374.9071 | 0 | 0 | 0 | 0 | 377.3749 | 377.3749
|  | Labour (External) - $ Mar 2017 |  |  | 2015-16 | 2016-17 | 2017-18 | 2018-19 | 2019-20 | 2020-21 | 2021-22 | 2022-23 | Total | 2017-22 Total
|  | Transmission Towers |  |  | 0 | 0 | 12.3457 | 1879.916 | 0 | 0 | 0 | 0 | 1892.2617 | 1892.2617
|  | Transmission Tower Support Structures |  |  | 0 | 0 | 0 | 0 | 0 | 0 | 0 | 0 | 0 | 0
|  | Conductors |  |  | 0 | 0 | 0 | 0 | 0 | 0 | 0 | 0 | 0 | 0
|  | Transmission Cables |  |  | 0 | 0 | 0 | 0 | 0 | 0 | 0 | 0 | 0 | 0
|  | Substation Switchbays |  |  | 0 | 0 | 0 | 0 | 0 | 0 | 0 | 0 | 0 | 0
|  | Substation Power Transformers |  |  | 0 | 0 | 0 | 0 | 0 | 0 | 0 | 0 | 0 | 0
|  | Substation Reactive Plant |  |  | 0 | 0 | 0 | 0 | 0 | 0 | 0 | 0 | 0 | 0
|  | Scada Network Control And Protection Systems |  |  | 0 | 0 | 0 | 0 | 0 | 0 | 0 | 0 | 0 | 0
|  | Other |  |  | 0 | 0 | 0 | 0 | 0 | 0 | 0 | 0 | 0 | 0
|  | Total External Labour |  |  | 0 | 0 | 12.3457 | 1879.916 | 0 | 0 | 0 | 0 | 1892.2617 | 1892.2617
|  | Total Direct - $ Mar 2017 |  |  | 2015-16 | 2016-17 | 2017-18 | 2018-19 | 2019-20 | 2020-21 | 2021-22 | 2022-23 | Total | 2017-22 Total
|  | Transmission Towers |  |  | 0 | 0 | 24.4846 | 3712.2846 | 0 | 0 | 0 | 0 | 3736.7693 | 3736.7693
|  | Transmission Tower Support Structures |  |  | 0 | 0 | 0 | 0 | 0 | 0 | 0 | 0 | 0 | 0
|  | Conductors |  |  | 0 | 0 | 0 | 0 | 0 | 0 | 0 | 0 | 0 | 0
|  | Transmission Cables |  |  | 0 | 0 | 0 | 0 | 0 | 0 | 0 | 0 | 0 | 0
|  | Substation Switchbays |  |  | 0 | 0 | 0 | 0 | 0 | 0 | 0 | 0 | 0 | 0
|  | Substation Power Transformers |  |  | 0 | 0 | 0 | 0 | 0 | 0 | 0 | 0 | 0 | 0
|  | Substation Reactive Plant |  |  | 0 | 0 | 0 | 0 | 0 | 0 | 0 | 0 | 0 | 0
|  | Scada Network Control And Protection Systems |  |  | 0 | 0 | 0 | 0 | 0 | 0 | 0 | 0 | 0 | 0
|  | Other |  |  | 0 | 0 | 0 | 0 | 0 | 0 | 0 | 0 | 0 | 0
|  | Total Direct - $ Mar 2017 |  |  | 0 | 0 | 24.4846 | 3712.2846 | 0 | 0 | 0 | 0 | 3736.7693 | 3736.7693

## Proj_37
Go To: | Table of Contents
Master Inputs
|  | 0% |  | Business case? | 0
| Project name | Tower fall arrests
| Project category 1 | Network |  |  | Shaded cells = Inputs
| Project category 2 | Security and Compliance
| Regulatory classification | Prescribed
| Overhead Category | Repex_OHD |  | $000's | $000's | $000's | $000's | $000's | $000's | $000's | $000's | $000's | Project | 2017-22
|  |  |  | Prior | 2015-16 | 2016-17 | 2017-18 | 2018-19 | 2019-20 | 2020-21 | 2021-22 | 2022-23 | Total | Total | Check
| Project timing | Direct Expenditure (As incurred) - $ 2015/16 |  | 2358.21 | 3751.5 | 5102.5949 | 4314 | 4314 | 4314 | 4314 | 4314 | 0 | 32782.3049 | 21570 | ok
| (excluding real cost escalators) | Assumed year commissioned (no BC) |  | x | bar: 2015-16 to 2022-23
|  | Direct Expenditure (As Commissioned) - $ 2015/16 |  | 2358.21 | 3751.5 | 5102.5949 | 4314 | 4314 | 4314 | 4314 | 4314 | 0 | 32782.3049 | 21570 | ok
| Asset class | Secondary
Switchgear
Transformers
Reactive
|  | Lines and towers |  | 100% | 100% | 100% | 100% | 100% | 100% | 100% | 100% | 100%
Establishment
Communications
Non System
Land
Easements
|  |  | Total | 100% | 100% | 100% | 100% | 100% | 100% | 100% | 100% | 100%
| Input costs % | Labour - internal |  | 10% | 10% | 10% | 10% | 10% | 10% | 10% | 10% | 10%
|  | Labour - external |  | 50% | 50% | 50% | 50% | 50% | 50% | 50% | 50% | 50%
|  | Materials |  | 40% | 40% | 40% | 40% | 40% | 40% | 40% | 40% | 40%
|  |  | Total | 100% | 100% | 100% | 100% | 100% | 100% | 100% | 100% | 100%
Material Escalation
| (By Asset Class) | Secondary |  | 0 | 0 | 0 | 0 | 0 | 0 | 0 | 0 | 0 | 0 | 0
|  | Switchgear |  | 0 | 0 | 0 | 0 | 0 | 0 | 0 | 0 | 0 | 0 | 0
|  | Transformers |  | 0 | 0 | 0 | 0 | 0 | 0 | 0 | 0 | 0 | 0 | 0
|  | Reactive |  | 0 | 0 | 0 | 0 | 0 | 0 | 0 | 0 | 0 | 0 | 0
|  | Lines and towers |  | 0 | 0 | 0 | 0 | 0 | 0 | 0 | 0 | 0 | 0 | 0
|  | Establishment |  | 0 | 0 | 0 | 0 | 0 | 0 | 0 | 0 | 0 | 0 | 0
|  | Communications |  | 0 | 0 | 0 | 0 | 0 | 0 | 0 | 0 | 0 | 0 | 0
|  | Non System |  | 0 | 0 | 0 | 0 | 0 | 0 | 0 | 0 | 0 | 0 | 0
|  | Land |  | 0 | 0 | 0 | 0 | 0 | 0 | 0 | 0 | 0 | 0 | 0
|  | Easements |  | 0 | 0 | 0 | 0 | 0 | 0 | 0 | 0 | 0 | 0 | 0
|  | Total Material escalation |  | 0 | 0 | 0 | 0 | 0 | 0 | 0 | 0 | 0 | 0 | 0
| Labour Escalation | Internal Labour |  | 0 | 2.204 | 6.3853 | 8.9147 | 12.4812 | 16.1543 | 20.1599 | 24.2691 | 0 | 90.5686 | 81.9793
|  | External Labour |  | 0 | 7.6906 | 27.432 | 45.8119 | 68.7762 | 91.2009 | 115.7063 | 141.047 | 0 | 497.6649 | 462.5424
|  | Total Labour Escalation |  | 0 | 9.8946 | 33.8172 | 54.7266 | 81.2574 | 107.3553 | 135.8663 | 165.3161 | 0 | 588.2335 | 544.5217
|  | Total Escalation |  | 0 | 9.8946 | 33.8172 | 54.7266 | 81.2574 | 107.3553 | 135.8663 | 165.3161 | 0 | 588.2335 | 544.5217
|  | Escalation factors |  | 0 | 0.0026375 | 0.0066275 | 0.012686 | 0.018836 | 0.024885 | 0.031494 | 0.038321 | 0 | 0.017944 | 0.025244
| Direct Expenditure (Escalated) | Total labour - internal |  | 244.1823 | 390.7336 | 534.9631 | 455.9266 | 459.6196 | 463.423 | 467.5706 | 471.8255 | 0 | 3488.2442 | 2318.3652
| (as incurred) | Total labour - external |  | 1220.9117 | 1950.2204 | 2670.1616 | 2280.9154 | 2304.694 | 2327.9138 | 2353.288 | 2379.5272 | 0 | 17487.6321 | 11646.3385
|  | Total materials |  | 976.7294 | 1553.8057 | 2113.4056 | 1786.7834 | 1786.7834 | 1786.7834 | 1786.7834 | 1786.7834 | 0 | 13577.8575 | 8933.9169
|  | Total Direct - As Incurred $ Mar 2017 |  | 2441.8234 | 3894.7597 | 5318.5302 | 4523.6254 | 4551.097 | 4578.1201 | 4607.642 | 4638.1361 | 0 | 34553.7339 | 22898.6206 | ok
| Capitalised Overheads | Overhead rate (applied to direct expenditure) |  | 8.008% | 5.944% | 7.259% | 7.876% | 9.527% | 9.284% | 8.487% | 8.487% | 8.732%
|  | Total overhead (as incurred) |  | 195.5454 | 231.5232 | 386.0917 | 356.2855 | 433.5619 | 425.039 | 391.0292 | 393.6171 | 0 | 2812.6931 | 1999.5328
|  | Total incl Overhead - As Incurred $ Mar 2017 |  | 2637.3688 | 4126.2828 | 5704.6219 | 4879.9109 | 4984.6589 | 5003.1591 | 4998.6713 | 5031.7532 | 0 | 37366.4269 | 24898.1533
|  | Total overheads (As incurred) - Cumulative |  | 195.5454 | 427.0686 | 813.1603 | 1169.4458 | 1603.0077 | 2028.0467 | 2419.0759 | 2812.6931 | 2812.6931
|  | Labour & Material Escalation - Cumulative |  | 0 | 9.8946 | 43.7118 | 98.4384 | 179.6958 | 287.0511 | 422.9174 | 588.2335 | 588.2335
Expenditure By Asset Class - As Incurred
| Asset class breakdown | Secondary |  | 0 | 0 | 0 | 0 | 0 | 0 | 0 | 0 | 0 | 0 | 0
| (fully absorbed) | Switchgear |  | 0 | 0 | 0 | 0 | 0 | 0 | 0 | 0 | 0 | 0 | 0
| (as incurred) | Transformers |  | 0 | 0 | 0 | 0 | 0 | 0 | 0 | 0 | 0 | 0 | 0
|  | Reactive |  | 0 | 0 | 0 | 0 | 0 | 0 | 0 | 0 | 0 | 0 | 0
|  | Lines and towers |  | 2637.3688 | 4126.2828 | 5704.6219 | 4879.9109 | 4984.6589 | 5003.1591 | 4998.6713 | 5031.7532 | 0 | 37366.4269 | 24898.1533
|  | Establishment |  | 0 | 0 | 0 | 0 | 0 | 0 | 0 | 0 | 0 | 0 | 0
|  | Communications |  | 0 | 0 | 0 | 0 | 0 | 0 | 0 | 0 | 0 | 0 | 0
|  | Non System |  | 0 | 0 | 0 | 0 | 0 | 0 | 0 | 0 | 0 | 0 | 0
|  | Land |  | 0 | 0 | 0 | 0 | 0 | 0 | 0 | 0 | 0 | 0 | 0
|  | Easements |  | 0 | 0 | 0 | 0 | 0 | 0 | 0 | 0 | 0 | 0 | 0
|  | Total incl Overhead - As Incurred $ Mar 2017 |  | 2637.3688 | 4126.2828 | 5704.6219 | 4879.9109 | 4984.6589 | 5003.1591 | 4998.6713 | 5031.7532 | 0 | 37366.4269 | 24898.1533
|  |  | Check | 0 | 0 | 0 | 0 | 0 | 0 | 0 | 0 | 0 | 0 | 0
| As Commissioned Capex | Direct Expenditure (As Commissioned) - $ 2015/16 |  | 2358.21 | 3751.5 | 5102.5949 | 4314 | 4314 | 4314 | 4314 | 4314 | 0 | 32782.3049 | 21570
|  | Labour & Material Escalation - $ 2015/16 |  | 0 | 9.8946 | 33.8172 | 54.7266 | 81.2574 | 107.3553 | 135.8663 | 165.3161 | 0 | 588.2335 | 544.5217
|  | Total Direct Expenditure - $ 2015/16 |  | 2358.21 | 3761.3946 | 5136.4121 | 4368.7266 | 4395.2574 | 4421.3553 | 4449.8663 | 4479.3161 | 0 | 33370.5384 | 22114.5217
|  | Total Direct Expenditure - $ Mar 2017 |  | 2441.8234 | 3894.7597 | 5318.5302 | 4523.6254 | 4551.097 | 4578.1201 | 4607.642 | 4638.1361 | 0 | 34553.7339 | 22898.6206
|  | Total overheads (As Commissioned) |  | 195.5454 | 231.5232 | 386.0917 | 356.2855 | 433.5619 | 425.039 | 391.0292 | 393.6171 | 0 | 2812.6931 | 1999.5328
|  | Total incl Overhead - As commissioned $ Mar 2017 |  | 2637.3688 | 4126.2828 | 5704.6219 | 4879.9109 | 4984.6589 | 5003.1591 | 4998.6713 | 5031.7532 | 0 | 37366.4269 | 24898.1533
|  | Total overheads (As Comm) - Cumulative |  | 195.5454 | 427.0686 | 813.1603 | 1169.4458 | 1603.0077 | 2028.0467 | 2419.0759 | 2812.6931 | 2812.6931
|  | Total real cost escalation (As Comm) - Cumulative |  | 0 | 9.8946 | 43.7118 | 98.4384 | 179.6958 | 287.0511 | 422.9174 | 588.2335 | 588.2335
Expenditure By Asset Class - As Commissioned
| Asset class breakdown | Secondary |  | 0 | 0 | 0 | 0 | 0 | 0 | 0 | 0 | 0 | 0 | 0
| (fully absorbed) | Switchgear |  | 0 | 0 | 0 | 0 | 0 | 0 | 0 | 0 | 0 | 0 | 0
| (as commissioned) | Transformers |  | 0 | 0 | 0 | 0 | 0 | 0 | 0 | 0 | 0 | 0 | 0
|  | Reactive |  | 0 | 0 | 0 | 0 | 0 | 0 | 0 | 0 | 0 | 0 | 0
|  | Lines and towers |  | 2637.3688 | 4126.2828 | 5704.6219 | 4879.9109 | 4984.6589 | 5003.1591 | 4998.6713 | 5031.7532 | 0 | 37366.4269 | 24898.1533
|  | Establishment |  | 0 | 0 | 0 | 0 | 0 | 0 | 0 | 0 | 0 | 0 | 0
|  | Communications |  | 0 | 0 | 0 | 0 | 0 | 0 | 0 | 0 | 0 | 0 | 0
|  | Non System |  | 0 | 0 | 0 | 0 | 0 | 0 | 0 | 0 | 0 | 0 | 0
|  | Land |  | 0 | 0 | 0 | 0 | 0 | 0 | 0 | 0 | 0 | 0 | 0
|  | Easements |  | 0 | 0 | 0 | 0 | 0 | 0 | 0 | 0 | 0 | 0 | 0
|  | Total incl Overhead - As commissioned $ Mar 2017 |  | 2637.3688 | 4126.2828 | 5704.6219 | 4879.9109 | 4984.6589 | 5003.1591 | 4998.6713 | 5031.7532 | 0 | 37366.4269 | 24898.1533
|  |  | Check | 0 | 0 | 0 | 0 | 0 | 0 | 0 | 0 | 0 | 0 | 0
0
| Expenditure splits for RIN |  |  |  | 2015-16 | 2016-17 | 2017-18 | 2018-19 | 2019-20 | 2020-21 | 2021-22 | 2022-23
| Repex Category | Transmission Towers | bar: 2015-16 to 2022-23
Transmission Tower Support Structures | bar: 2015-16 to 2022-23
Conductors | bar: 2015-16 to 2022-23
Transmission Cables | bar: 2015-16 to 2022-23
Substation Switchbays | bar: 2015-16 to 2022-23
Substation Power Transformers | bar: 2015-16 to 2022-23
Substation Reactive Plant | bar: 2015-16 to 2022-23
Scada Network Control And Protection Systems | bar: 2015-16 to 2022-23
|  | Other |  |  | 100% | 100% | 100% | 100% | 100% | 100% | 100% | 100%
|  | Total |  |  | 100% | 100% | 100% | 100% | 100% | 100% | 100% | 100%
| Direct Expenditures | Materials - $ Mar 2017 |  |  | 2015-16 | 2016-17 | 2017-18 | 2018-19 | 2019-20 | 2020-21 | 2021-22 | 2022-23 | Total | 2017-22 Total
| (As Incurred) | Transmission Towers |  |  | 0 | 0 | 0 | 0 | 0 | 0 | 0 | 0 | 0 | 0
|  | Transmission Tower Support Structures |  |  | 0 | 0 | 0 | 0 | 0 | 0 | 0 | 0 | 0 | 0
|  | Conductors |  |  | 0 | 0 | 0 | 0 | 0 | 0 | 0 | 0 | 0 | 0
|  | Transmission Cables |  |  | 0 | 0 | 0 | 0 | 0 | 0 | 0 | 0 | 0 | 0
|  | Substation Switchbays |  |  | 0 | 0 | 0 | 0 | 0 | 0 | 0 | 0 | 0 | 0
|  | Substation Power Transformers |  |  | 0 | 0 | 0 | 0 | 0 | 0 | 0 | 0 | 0 | 0
|  | Substation Reactive Plant |  |  | 0 | 0 | 0 | 0 | 0 | 0 | 0 | 0 | 0 | 0
|  | Scada Network Control And Protection Systems |  |  | 0 | 0 | 0 | 0 | 0 | 0 | 0 | 0 | 0 | 0
|  | Other |  |  | 1553.8057 | 2113.4056 | 1786.7834 | 1786.7834 | 1786.7834 | 1786.7834 | 1786.7834 | 0 | 12601.1282 | 8933.9169
|  | Total Materials |  |  | 1553.8057 | 2113.4056 | 1786.7834 | 1786.7834 | 1786.7834 | 1786.7834 | 1786.7834 | 0 | 12601.1282 | 8933.9169
|  | Labour (Internal) - $ Mar 2017 |  |  | 2015-16 | 2016-17 | 2017-18 | 2018-19 | 2019-20 | 2020-21 | 2021-22 | 2022-23 | Total | 2017-22 Total
|  | Transmission Towers |  |  | 0 | 0 | 0 | 0 | 0 | 0 | 0 | 0 | 0 | 0
|  | Transmission Tower Support Structures |  |  | 0 | 0 | 0 | 0 | 0 | 0 | 0 | 0 | 0 | 0
|  | Conductors |  |  | 0 | 0 | 0 | 0 | 0 | 0 | 0 | 0 | 0 | 0
|  | Transmission Cables |  |  | 0 | 0 | 0 | 0 | 0 | 0 | 0 | 0 | 0 | 0
|  | Substation Switchbays |  |  | 0 | 0 | 0 | 0 | 0 | 0 | 0 | 0 | 0 | 0
|  | Substation Power Transformers |  |  | 0 | 0 | 0 | 0 | 0 | 0 | 0 | 0 | 0 | 0
|  | Substation Reactive Plant |  |  | 0 | 0 | 0 | 0 | 0 | 0 | 0 | 0 | 0 | 0
|  | Scada Network Control And Protection Systems |  |  | 0 | 0 | 0 | 0 | 0 | 0 | 0 | 0 | 0 | 0
|  | Other |  |  | 390.7336 | 534.9631 | 455.9266 | 459.6196 | 463.423 | 467.5706 | 471.8255 | 0 | 3244.0619 | 2318.3652
|  | Total Internal Labour |  |  | 390.7336 | 534.9631 | 455.9266 | 459.6196 | 463.423 | 467.5706 | 471.8255 | 0 | 3244.0619 | 2318.3652
|  | Labour (External) - $ Mar 2017 |  |  | 2015-16 | 2016-17 | 2017-18 | 2018-19 | 2019-20 | 2020-21 | 2021-22 | 2022-23 | Total | 2017-22 Total
|  | Transmission Towers |  |  | 0 | 0 | 0 | 0 | 0 | 0 | 0 | 0 | 0 | 0
|  | Transmission Tower Support Structures |  |  | 0 | 0 | 0 | 0 | 0 | 0 | 0 | 0 | 0 | 0
|  | Conductors |  |  | 0 | 0 | 0 | 0 | 0 | 0 | 0 | 0 | 0 | 0
|  | Transmission Cables |  |  | 0 | 0 | 0 | 0 | 0 | 0 | 0 | 0 | 0 | 0
|  | Substation Switchbays |  |  | 0 | 0 | 0 | 0 | 0 | 0 | 0 | 0 | 0 | 0
|  | Substation Power Transformers |  |  | 0 | 0 | 0 | 0 | 0 | 0 | 0 | 0 | 0 | 0
|  | Substation Reactive Plant |  |  | 0 | 0 | 0 | 0 | 0 | 0 | 0 | 0 | 0 | 0
|  | Scada Network Control And Protection Systems |  |  | 0 | 0 | 0 | 0 | 0 | 0 | 0 | 0 | 0 | 0
|  | Other |  |  | 1950.2204 | 2670.1616 | 2280.9154 | 2304.694 | 2327.9138 | 2353.288 | 2379.5272 | 0 | 16266.7204 | 11646.3385
|  | Total External Labour |  |  | 1950.2204 | 2670.1616 | 2280.9154 | 2304.694 | 2327.9138 | 2353.288 | 2379.5272 | 0 | 16266.7204 | 11646.3385
|  | Total Direct - $ Mar 2017 |  |  | 2015-16 | 2016-17 | 2017-18 | 2018-19 | 2019-20 | 2020-21 | 2021-22 | 2022-23 | Total | 2017-22 Total
|  | Transmission Towers |  |  | 0 | 0 | 0 | 0 | 0 | 0 | 0 | 0 | 0 | 0
|  | Transmission Tower Support Structures |  |  | 0 | 0 | 0 | 0 | 0 | 0 | 0 | 0 | 0 | 0
|  | Conductors |  |  | 0 | 0 | 0 | 0 | 0 | 0 | 0 | 0 | 0 | 0
|  | Transmission Cables |  |  | 0 | 0 | 0 | 0 | 0 | 0 | 0 | 0 | 0 | 0
|  | Substation Switchbays |  |  | 0 | 0 | 0 | 0 | 0 | 0 | 0 | 0 | 0 | 0
|  | Substation Power Transformers |  |  | 0 | 0 | 0 | 0 | 0 | 0 | 0 | 0 | 0 | 0
|  | Substation Reactive Plant |  |  | 0 | 0 | 0 | 0 | 0 | 0 | 0 | 0 | 0 | 0
|  | Scada Network Control And Protection Systems |  |  | 0 | 0 | 0 | 0 | 0 | 0 | 0 | 0 | 0 | 0
|  | Other |  |  | 3894.7597 | 5318.5302 | 4523.6254 | 4551.097 | 4578.1201 | 4607.642 | 4638.1361 | 0 | 32111.9104 | 22898.6206
|  | Total Direct - $ Mar 2017 |  |  | 3894.7597 | 5318.5302 | 4523.6254 | 4551.097 | 4578.1201 | 4607.642 | 4638.1361 | 0 | 32111.9104 | 22898.6206

## Proj_38
Go To: | Table of Contents
Master Inputs
|  | 0% |  | Business case? | 0
| Project name | Secondary & Protection program
| Project category 1 | Network |  |  | Shaded cells = Inputs
| Project category 2 | Replacement - Other
| Regulatory classification | Prescribed
| Overhead Category | Repex_OHD |  | $000's | $000's | $000's | $000's | $000's | $000's | $000's | $000's | $000's | Project | 2017-22
|  |  |  | Prior | 2015-16 | 2016-17 | 2017-18 | 2018-19 | 2019-20 | 2020-21 | 2021-22 | 2022-23 | Total | Total | Check
| Project timing | Direct Expenditure (As incurred) - $ 2015/16 |  | 14085.5614 | 22785.8699 | 12766.8144 | 20805 | 17688 | 15005 | 14280 | 15117 | 0 | 132533.2456 | 82895 | ok
| (excluding real cost escalators) | Assumed year commissioned (no BC) |  | x | bar: 2015-16 to 2022-23
|  | Direct Expenditure (As Commissioned) - $ 2015/16 |  | 14085.5614 | 22785.8699 | 12766.8144 | 20805 | 17688 | 15005 | 14280 | 15117 | 0 | 132533.2456 | 82895 | ok
| Asset class | Secondary |  | 100% | 100% | 100% | 100% | 100% | 100% | 100% | 100% | 100%
Switchgear
Transformers
Reactive
Lines and towers
Establishment
Communications
Non System
Land
Easements
|  |  | Total | 100% | 100% | 100% | 100% | 100% | 100% | 100% | 100% | 100%
| Input costs % | Labour - internal |  | 10% | 10% | 10% | 10% | 10% | 10% | 10% | 10% | 10%
|  | Labour - external |  | 50% | 50% | 50% | 50% | 50% | 50% | 50% | 50% | 50%
|  | Materials |  | 40% | 40% | 40% | 40% | 40% | 40% | 40% | 40% | 40%
|  |  | Total | 100% | 100% | 100% | 100% | 100% | 100% | 100% | 100% | 100%
Material Escalation
| (By Asset Class) | Secondary |  | 0 | 0 | 0 | 0 | 0 | 0 | 0 | 0 | 0 | 0 | 0
|  | Switchgear |  | 0 | 0 | 0 | 0 | 0 | 0 | 0 | 0 | 0 | 0 | 0
|  | Transformers |  | 0 | 0 | 0 | 0 | 0 | 0 | 0 | 0 | 0 | 0 | 0
|  | Reactive |  | 0 | 0 | 0 | 0 | 0 | 0 | 0 | 0 | 0 | 0 | 0
|  | Lines and towers |  | 0 | 0 | 0 | 0 | 0 | 0 | 0 | 0 | 0 | 0 | 0
|  | Establishment |  | 0 | 0 | 0 | 0 | 0 | 0 | 0 | 0 | 0 | 0 | 0
|  | Communications |  | 0 | 0 | 0 | 0 | 0 | 0 | 0 | 0 | 0 | 0 | 0
|  | Non System |  | 0 | 0 | 0 | 0 | 0 | 0 | 0 | 0 | 0 | 0 | 0
|  | Land |  | 0 | 0 | 0 | 0 | 0 | 0 | 0 | 0 | 0 | 0 | 0
|  | Easements |  | 0 | 0 | 0 | 0 | 0 | 0 | 0 | 0 | 0 | 0 | 0
|  | Total Material escalation |  | 0 | 0 | 0 | 0 | 0 | 0 | 0 | 0 | 0 | 0 | 0
| Labour Escalation | Internal Labour |  | 0 | 13.3867 | 15.9761 | 42.9925 | 51.1747 | 56.1882 | 66.7325 | 85.0433 | 0 | 331.494 | 302.1312
|  | External Labour |  | 0 | 46.711 | 68.6354 | 220.9357 | 281.9921 | 317.216 | 383.0056 | 494.253 | 0 | 1812.7488 | 1697.4024
|  | Total Labour Escalation |  | 0 | 60.0977 | 84.6115 | 263.9283 | 333.1668 | 373.4042 | 449.7381 | 579.2962 | 0 | 2144.2429 | 1999.5336
|  | Total Escalation |  | 0 | 60.0977 | 84.6115 | 263.9283 | 333.1668 | 373.4042 | 449.7381 | 579.2962 | 0 | 2144.2429 | 1999.5336
|  | Escalation factors |  | 0 | 0.0026375 | 0.0066275 | 0.012686 | 0.018836 | 0.024885 | 0.031494 | 0.038321 | 0 | 0.016179 | 0.024121
| Direct Expenditure (Escalated) | Total labour - internal |  | 1458.4983 | 2373.2386 | 1338.4904 | 2198.7837 | 1884.5043 | 1611.8826 | 1547.7302 | 1653.3579 | 0 | 14066.4858 | 8896.2586
| (as incurred) | Total labour - external |  | 7292.4916 | 11845.2534 | 6680.8081 | 11000.1034 | 9449.5659 | 8096.9741 | 7789.7435 | 8338.2737 | 0 | 70493.2136 | 44674.6605
|  | Total materials |  | 5833.9932 | 9437.5089 | 5287.7913 | 8617.0672 | 7326.0603 | 6214.8087 | 5914.5263 | 6261.1971 | 0 | 54892.9531 | 34333.6597
|  | Total Direct - As Incurred $ Mar 2017 |  | 14584.9831 | 23656.0008 | 13307.0898 | 21815.9543 | 18660.1305 | 15923.6653 | 15252 | 16252.8287 | 0 | 139452.6525 | 87904.5788 | ok
| Capitalised Overheads | Overhead rate (applied to direct expenditure) |  | 8.008% | 5.944% | 7.259% | 7.876% | 9.527% | 9.284% | 8.487% | 8.487% | 8.732%
|  | Total overhead (as incurred) |  | 1167.9905 | 1406.2259 | 966.0107 | 1718.2476 | 1777.6642 | 1478.375 | 1294.3666 | 1379.3023 | 0 | 11188.1828 | 7647.9557
|  | Total incl Overhead - As Incurred $ Mar 2017 |  | 15752.9736 | 25062.2267 | 14273.1005 | 23534.2019 | 20437.7947 | 17402.0403 | 16546.3666 | 17632.131 | 0 | 150640.8353 | 95552.5345
|  | Total overheads (As incurred) - Cumulative |  | 1167.9905 | 2574.2164 | 3540.2271 | 5258.4747 | 7036.1389 | 8514.5139 | 9808.8805 | 11188.1828 | 11188.1828
|  | Labour & Material Escalation - Cumulative |  | 0 | 60.0977 | 144.7093 | 408.6375 | 741.8043 | 1115.2085 | 1564.9466 | 2144.2429 | 2144.2429
Expenditure By Asset Class - As Incurred
| Asset class breakdown | Secondary |  | 15752.9736 | 25062.2267 | 14273.1005 | 23534.2019 | 20437.7947 | 17402.0403 | 16546.3666 | 17632.131 | 0 | 150640.8353 | 95552.5345
| (fully absorbed) | Switchgear |  | 0 | 0 | 0 | 0 | 0 | 0 | 0 | 0 | 0 | 0 | 0
| (as incurred) | Transformers |  | 0 | 0 | 0 | 0 | 0 | 0 | 0 | 0 | 0 | 0 | 0
|  | Reactive |  | 0 | 0 | 0 | 0 | 0 | 0 | 0 | 0 | 0 | 0 | 0
|  | Lines and towers |  | 0 | 0 | 0 | 0 | 0 | 0 | 0 | 0 | 0 | 0 | 0
|  | Establishment |  | 0 | 0 | 0 | 0 | 0 | 0 | 0 | 0 | 0 | 0 | 0
|  | Communications |  | 0 | 0 | 0 | 0 | 0 | 0 | 0 | 0 | 0 | 0 | 0
|  | Non System |  | 0 | 0 | 0 | 0 | 0 | 0 | 0 | 0 | 0 | 0 | 0
|  | Land |  | 0 | 0 | 0 | 0 | 0 | 0 | 0 | 0 | 0 | 0 | 0
|  | Easements |  | 0 | 0 | 0 | 0 | 0 | 0 | 0 | 0 | 0 | 0 | 0
|  | Total incl Overhead - As Incurred $ Mar 2017 |  | 15752.9736 | 25062.2267 | 14273.1005 | 23534.2019 | 20437.7947 | 17402.0403 | 16546.3666 | 17632.131 | 0 | 150640.8353 | 95552.5345
|  |  | Check | 0 | 0 | 0 | 0 | 0 | 0 | 0 | 0 | 0 | 0 | 0
| As Commissioned Capex | Direct Expenditure (As Commissioned) - $ 2015/16 |  | 14085.5614 | 22785.8699 | 12766.8144 | 20805 | 17688 | 15005 | 14280 | 15117 | 0 | 132533.2456 | 82895
|  | Labour & Material Escalation - $ 2015/16 |  | 0 | 60.0977 | 84.6115 | 263.9283 | 333.1668 | 373.4042 | 449.7381 | 579.2962 | 0 | 2144.2429 | 1999.5336
|  | Total Direct Expenditure - $ 2015/16 |  | 14085.5614 | 22845.9676 | 12851.4259 | 21068.9283 | 18021.1668 | 15378.4042 | 14729.7381 | 15696.2962 | 0 | 134677.4884 | 84894.5336
|  | Total Direct Expenditure - $ Mar 2017 |  | 14584.9831 | 23656.0008 | 13307.0898 | 21815.9543 | 18660.1305 | 15923.6653 | 15252 | 16252.8287 | 0 | 139452.6525 | 87904.5788
|  | Total overheads (As Commissioned) |  | 1167.9905 | 1406.2259 | 966.0107 | 1718.2476 | 1777.6642 | 1478.375 | 1294.3666 | 1379.3023 | 0 | 11188.1828 | 7647.9557
|  | Total incl Overhead - As commissioned $ Mar 2017 |  | 15752.9736 | 25062.2267 | 14273.1005 | 23534.2019 | 20437.7947 | 17402.0403 | 16546.3666 | 17632.131 | 0 | 150640.8353 | 95552.5345
|  | Total overheads (As Comm) - Cumulative |  | 1167.9905 | 2574.2164 | 3540.2271 | 5258.4747 | 7036.1389 | 8514.5139 | 9808.8805 | 11188.1828 | 11188.1828
|  | Total real cost escalation (As Comm) - Cumulative |  | 0 | 60.0977 | 144.7093 | 408.6375 | 741.8043 | 1115.2085 | 1564.9466 | 2144.2429 | 2144.2429
Expenditure By Asset Class - As Commissioned
| Asset class breakdown | Secondary |  | 15752.9736 | 25062.2267 | 14273.1005 | 23534.2019 | 20437.7947 | 17402.0403 | 16546.3666 | 17632.131 | 0 | 150640.8353 | 95552.5345
| (fully absorbed) | Switchgear |  | 0 | 0 | 0 | 0 | 0 | 0 | 0 | 0 | 0 | 0 | 0
| (as commissioned) | Transformers |  | 0 | 0 | 0 | 0 | 0 | 0 | 0 | 0 | 0 | 0 | 0
|  | Reactive |  | 0 | 0 | 0 | 0 | 0 | 0 | 0 | 0 | 0 | 0 | 0
|  | Lines and towers |  | 0 | 0 | 0 | 0 | 0 | 0 | 0 | 0 | 0 | 0 | 0
|  | Establishment |  | 0 | 0 | 0 | 0 | 0 | 0 | 0 | 0 | 0 | 0 | 0
|  | Communications |  | 0 | 0 | 0 | 0 | 0 | 0 | 0 | 0 | 0 | 0 | 0
|  | Non System |  | 0 | 0 | 0 | 0 | 0 | 0 | 0 | 0 | 0 | 0 | 0
|  | Land |  | 0 | 0 | 0 | 0 | 0 | 0 | 0 | 0 | 0 | 0 | 0
|  | Easements |  | 0 | 0 | 0 | 0 | 0 | 0 | 0 | 0 | 0 | 0 | 0
|  | Total incl Overhead - As commissioned $ Mar 2017 |  | 15752.9736 | 25062.2267 | 14273.1005 | 23534.2019 | 20437.7947 | 17402.0403 | 16546.3666 | 17632.131 | 0 | 150640.8353 | 95552.5345
|  |  | Check | 0 | 0 | 0 | 0 | 0 | 0 | 0 | 0 | 0 | 0 | 0
0
| Expenditure splits for RIN |  |  |  | 2015-16 | 2016-17 | 2017-18 | 2018-19 | 2019-20 | 2020-21 | 2021-22 | 2022-23
| Repex Category | Transmission Towers | bar: 2015-16 to 2022-23
Transmission Tower Support Structures | bar: 2015-16 to 2022-23
Conductors | bar: 2015-16 to 2022-23
Transmission Cables | bar: 2015-16 to 2022-23
Substation Switchbays | bar: 2015-16 to 2022-23
Substation Power Transformers | bar: 2015-16 to 2022-23
Substation Reactive Plant | bar: 2015-16 to 2022-23
|  | Scada Network Control And Protection Systems |  |  | 100% | 100% | 100% | 100% | 100% | 100% | 100% | 100%
Other | bar: 2015-16 to 2022-23
|  | Total |  |  | 100% | 100% | 100% | 100% | 100% | 100% | 100% | 100%
| Direct Expenditures | Materials - $ Mar 2017 |  |  | 2015-16 | 2016-17 | 2017-18 | 2018-19 | 2019-20 | 2020-21 | 2021-22 | 2022-23 | Total | 2017-22 Total
| (As Incurred) | Transmission Towers |  |  | 0 | 0 | 0 | 0 | 0 | 0 | 0 | 0 | 0 | 0
|  | Transmission Tower Support Structures |  |  | 0 | 0 | 0 | 0 | 0 | 0 | 0 | 0 | 0 | 0
|  | Conductors |  |  | 0 | 0 | 0 | 0 | 0 | 0 | 0 | 0 | 0 | 0
|  | Transmission Cables |  |  | 0 | 0 | 0 | 0 | 0 | 0 | 0 | 0 | 0 | 0
|  | Substation Switchbays |  |  | 0 | 0 | 0 | 0 | 0 | 0 | 0 | 0 | 0 | 0
|  | Substation Power Transformers |  |  | 0 | 0 | 0 | 0 | 0 | 0 | 0 | 0 | 0 | 0
|  | Substation Reactive Plant |  |  | 0 | 0 | 0 | 0 | 0 | 0 | 0 | 0 | 0 | 0
|  | Scada Network Control And Protection Systems |  |  | 9437.5089 | 5287.7913 | 8617.0672 | 7326.0603 | 6214.8087 | 5914.5263 | 6261.1971 | 0 | 49058.9598 | 34333.6597
|  | Other |  |  | 0 | 0 | 0 | 0 | 0 | 0 | 0 | 0 | 0 | 0
|  | Total Materials |  |  | 9437.5089 | 5287.7913 | 8617.0672 | 7326.0603 | 6214.8087 | 5914.5263 | 6261.1971 | 0 | 49058.9598 | 34333.6597
|  | Labour (Internal) - $ Mar 2017 |  |  | 2015-16 | 2016-17 | 2017-18 | 2018-19 | 2019-20 | 2020-21 | 2021-22 | 2022-23 | Total | 2017-22 Total
|  | Transmission Towers |  |  | 0 | 0 | 0 | 0 | 0 | 0 | 0 | 0 | 0 | 0
|  | Transmission Tower Support Structures |  |  | 0 | 0 | 0 | 0 | 0 | 0 | 0 | 0 | 0 | 0
|  | Conductors |  |  | 0 | 0 | 0 | 0 | 0 | 0 | 0 | 0 | 0 | 0
|  | Transmission Cables |  |  | 0 | 0 | 0 | 0 | 0 | 0 | 0 | 0 | 0 | 0
|  | Substation Switchbays |  |  | 0 | 0 | 0 | 0 | 0 | 0 | 0 | 0 | 0 | 0
|  | Substation Power Transformers |  |  | 0 | 0 | 0 | 0 | 0 | 0 | 0 | 0 | 0 | 0
|  | Substation Reactive Plant |  |  | 0 | 0 | 0 | 0 | 0 | 0 | 0 | 0 | 0 | 0
|  | Scada Network Control And Protection Systems |  |  | 2373.2386 | 1338.4904 | 2198.7837 | 1884.5043 | 1611.8826 | 1547.7302 | 1653.3579 | 0 | 12607.9875 | 8896.2586
|  | Other |  |  | 0 | 0 | 0 | 0 | 0 | 0 | 0 | 0 | 0 | 0
|  | Total Internal Labour |  |  | 2373.2386 | 1338.4904 | 2198.7837 | 1884.5043 | 1611.8826 | 1547.7302 | 1653.3579 | 0 | 12607.9875 | 8896.2586
|  | Labour (External) - $ Mar 2017 |  |  | 2015-16 | 2016-17 | 2017-18 | 2018-19 | 2019-20 | 2020-21 | 2021-22 | 2022-23 | Total | 2017-22 Total
|  | Transmission Towers |  |  | 0 | 0 | 0 | 0 | 0 | 0 | 0 | 0 | 0 | 0
|  | Transmission Tower Support Structures |  |  | 0 | 0 | 0 | 0 | 0 | 0 | 0 | 0 | 0 | 0
|  | Conductors |  |  | 0 | 0 | 0 | 0 | 0 | 0 | 0 | 0 | 0 | 0
|  | Transmission Cables |  |  | 0 | 0 | 0 | 0 | 0 | 0 | 0 | 0 | 0 | 0
|  | Substation Switchbays |  |  | 0 | 0 | 0 | 0 | 0 | 0 | 0 | 0 | 0 | 0
|  | Substation Power Transformers |  |  | 0 | 0 | 0 | 0 | 0 | 0 | 0 | 0 | 0 | 0
|  | Substation Reactive Plant |  |  | 0 | 0 | 0 | 0 | 0 | 0 | 0 | 0 | 0 | 0
|  | Scada Network Control And Protection Systems |  |  | 11845.2534 | 6680.8081 | 11000.1034 | 9449.5659 | 8096.9741 | 7789.7435 | 8338.2737 | 0 | 63200.722 | 44674.6605
|  | Other |  |  | 0 | 0 | 0 | 0 | 0 | 0 | 0 | 0 | 0 | 0
|  | Total External Labour |  |  | 11845.2534 | 6680.8081 | 11000.1034 | 9449.5659 | 8096.9741 | 7789.7435 | 8338.2737 | 0 | 63200.722 | 44674.6605
|  | Total Direct - $ Mar 2017 |  |  | 2015-16 | 2016-17 | 2017-18 | 2018-19 | 2019-20 | 2020-21 | 2021-22 | 2022-23 | Total | 2017-22 Total
|  | Transmission Towers |  |  | 0 | 0 | 0 | 0 | 0 | 0 | 0 | 0 | 0 | 0
|  | Transmission Tower Support Structures |  |  | 0 | 0 | 0 | 0 | 0 | 0 | 0 | 0 | 0 | 0
|  | Conductors |  |  | 0 | 0 | 0 | 0 | 0 | 0 | 0 | 0 | 0 | 0
|  | Transmission Cables |  |  | 0 | 0 | 0 | 0 | 0 | 0 | 0 | 0 | 0 | 0
|  | Substation Switchbays |  |  | 0 | 0 | 0 | 0 | 0 | 0 | 0 | 0 | 0 | 0
|  | Substation Power Transformers |  |  | 0 | 0 | 0 | 0 | 0 | 0 | 0 | 0 | 0 | 0
|  | Substation Reactive Plant |  |  | 0 | 0 | 0 | 0 | 0 | 0 | 0 | 0 | 0 | 0
|  | Scada Network Control And Protection Systems |  |  | 23656.0008 | 13307.0898 | 21815.9543 | 18660.1305 | 15923.6653 | 15252 | 16252.8287 | 0 | 124867.6694 | 87904.5788
|  | Other |  |  | 0 | 0 | 0 | 0 | 0 | 0 | 0 | 0 | 0 | 0
|  | Total Direct - $ Mar 2017 |  |  | 23656.0008 | 13307.0898 | 21815.9543 | 18660.1305 | 15923.6653 | 15252 | 16252.8287 | 0 | 124867.6694 | 87904.5788

## Proj_39
Go To: | Table of Contents
Master Inputs
|  | 0% |  | Business case? | 0
| Project name | Comms program
| Project category 1 | Network |  |  | Shaded cells = Inputs
| Project category 2 | Replacement - Other
| Regulatory classification | Prescribed
| Overhead Category | Repex_OHD |  | $000's | $000's | $000's | $000's | $000's | $000's | $000's | $000's | $000's | Project | 2017-22
|  |  |  | Prior | 2015-16 | 2016-17 | 2017-18 | 2018-19 | 2019-20 | 2020-21 | 2021-22 | 2022-23 | Total | Total | Check
| Project timing | Direct Expenditure (As incurred) - $ 2015/16 |  | 8855.1719 | 6202.785 | 13342.8803 | 8693.0078 | 11740.1138 | 13320.8849 | 12264.9512 | 7436.5035 | 0 | 81856.2985 | 53455.4613 | ok
| (excluding real cost escalators) | Assumed year commissioned (no BC) |  | x | bar: 2015-16 to 2022-23
|  | Direct Expenditure (As Commissioned) - $ 2015/16 |  | 8855.1719 | 6202.785 | 13342.8803 | 8693.0078 | 11740.1138 | 13320.8849 | 12264.9512 | 7436.5035 | 0 | 81856.2985 | 53455.4613 | ok
| Asset class | Secondary
Switchgear
Transformers
Reactive
Lines and towers
Establishment
|  | Communications |  | 100% | 100% | 100% | 100% | 100% | 100% | 100% | 100% | 100%
Non System
Land
Easements
|  |  | Total | 100% | 100% | 100% | 100% | 100% | 100% | 100% | 100% | 100%
| Input costs % | Labour - internal |  | 10% | 10% | 10% | 10% | 10% | 10% | 10% | 10% | 10%
|  | Labour - external |  | 50% | 50% | 50% | 50% | 50% | 50% | 50% | 50% | 50%
|  | Materials |  | 40% | 40% | 40% | 40% | 40% | 40% | 40% | 40% | 40%
|  |  | Total | 100% | 100% | 100% | 100% | 100% | 100% | 100% | 100% | 100%
Material Escalation
| (By Asset Class) | Secondary |  | 0 | 0 | 0 | 0 | 0 | 0 | 0 | 0 | 0 | 0 | 0
|  | Switchgear |  | 0 | 0 | 0 | 0 | 0 | 0 | 0 | 0 | 0 | 0 | 0
|  | Transformers |  | 0 | 0 | 0 | 0 | 0 | 0 | 0 | 0 | 0 | 0 | 0
|  | Reactive |  | 0 | 0 | 0 | 0 | 0 | 0 | 0 | 0 | 0 | 0 | 0
|  | Lines and towers |  | 0 | 0 | 0 | 0 | 0 | 0 | 0 | 0 | 0 | 0 | 0
|  | Establishment |  | 0 | 0 | 0 | 0 | 0 | 0 | 0 | 0 | 0 | 0 | 0
|  | Communications |  | 0 | 0 | 0 | 0 | 0 | 0 | 0 | 0 | 0 | 0 | 0
|  | Non System |  | 0 | 0 | 0 | 0 | 0 | 0 | 0 | 0 | 0 | 0 | 0
|  | Land |  | 0 | 0 | 0 | 0 | 0 | 0 | 0 | 0 | 0 | 0 | 0
|  | Easements |  | 0 | 0 | 0 | 0 | 0 | 0 | 0 | 0 | 0 | 0 | 0
|  | Total Material escalation |  | 0 | 0 | 0 | 0 | 0 | 0 | 0 | 0 | 0 | 0 | 0
| Labour Escalation | Internal Labour |  | 0 | 3.6441 | 16.697 | 17.9637 | 33.9664 | 49.8818 | 57.3159 | 41.8353 | 0 | 221.3042 | 200.9631
|  | External Labour |  | 0 | 12.7157 | 71.7324 | 92.3142 | 187.1675 | 281.6126 | 328.9597 | 243.1378 | 0 | 1217.64 | 1133.1918
|  | Total Labour Escalation |  | 0 | 16.3598 | 88.4294 | 110.2778 | 221.1339 | 331.4944 | 386.2756 | 284.9731 | 0 | 1438.9441 | 1334.1549
|  | Total Escalation |  | 0 | 16.3598 | 88.4294 | 110.2778 | 221.1339 | 331.4944 | 386.2756 | 284.9731 | 0 | 1438.9441 | 1334.1549
|  | Escalation factors |  | 0 | 0.0026375 | 0.0066275 | 0.012686 | 0.018836 | 0.024885 | 0.031494 | 0.038321 | 0 | 0.017579 | 0.024958
| Direct Expenditure (Escalated) | Total labour - internal |  | 916.9143 | 646.0446 | 1398.8859 | 918.7236 | 1250.8082 | 1430.9698 | 1329.3302 | 813.3361 | 0 | 8705.0127 | 5743.1678
| (as incurred) | Total labour - external |  | 4584.5717 | 3224.5229 | 6982.2604 | 4596.2021 | 6271.9912 | 7188.1946 | 6690.5339 | 4101.8457 | 0 | 43640.1225 | 28848.7675
|  | Total materials |  | 3667.6574 | 2569.0851 | 5526.3877 | 3600.4919 | 4862.5499 | 5517.2776 | 5079.9284 | 3080.0697 | 0 | 33903.4476 | 22140.3175
|  | Total Direct - As Incurred $ Mar 2017 |  | 9169.1434 | 6439.6526 | 13907.5341 | 9115.4175 | 12385.3492 | 14136.442 | 13099.7924 | 7995.2516 | 0 | 86248.5829 | 56732.2527 | ok
| Capitalised Overheads | Overhead rate (applied to direct expenditure) |  | 8.008% | 5.944% | 7.259% | 7.876% | 9.527% | 9.284% | 8.487% | 8.487% | 8.732%
|  | Total overhead (as incurred) |  | 734.2808 | 382.8038 | 1009.5992 | 717.9399 | 1179.8948 | 1312.4467 | 1111.7187 | 678.52 | 0 | 7127.2039 | 5000.5202
|  | Total incl Overhead - As Incurred $ Mar 2017 |  | 9903.4242 | 6822.4564 | 14917.1333 | 9833.3574 | 13565.244 | 15448.8887 | 14211.5112 | 8673.7716 | 0 | 93375.7868 | 61732.7729
|  | Total overheads (As incurred) - Cumulative |  | 734.2808 | 1117.0845 | 2126.6837 | 2844.6236 | 4024.5185 | 5336.9652 | 6448.6839 | 7127.2039 | 7127.2039
|  | Labour & Material Escalation - Cumulative |  | 0 | 16.3598 | 104.7892 | 215.0671 | 436.201 | 767.6954 | 1153.971 | 1438.9441 | 1438.9441
Expenditure By Asset Class - As Incurred
| Asset class breakdown | Secondary |  | 0 | 0 | 0 | 0 | 0 | 0 | 0 | 0 | 0 | 0 | 0
| (fully absorbed) | Switchgear |  | 0 | 0 | 0 | 0 | 0 | 0 | 0 | 0 | 0 | 0 | 0
| (as incurred) | Transformers |  | 0 | 0 | 0 | 0 | 0 | 0 | 0 | 0 | 0 | 0 | 0
|  | Reactive |  | 0 | 0 | 0 | 0 | 0 | 0 | 0 | 0 | 0 | 0 | 0
|  | Lines and towers |  | 0 | 0 | 0 | 0 | 0 | 0 | 0 | 0 | 0 | 0 | 0
|  | Establishment |  | 0 | 0 | 0 | 0 | 0 | 0 | 0 | 0 | 0 | 0 | 0
|  | Communications |  | 9903.4242 | 6822.4564 | 14917.1333 | 9833.3574 | 13565.244 | 15448.8887 | 14211.5112 | 8673.7716 | 0 | 93375.7868 | 61732.7729
|  | Non System |  | 0 | 0 | 0 | 0 | 0 | 0 | 0 | 0 | 0 | 0 | 0
|  | Land |  | 0 | 0 | 0 | 0 | 0 | 0 | 0 | 0 | 0 | 0 | 0
|  | Easements |  | 0 | 0 | 0 | 0 | 0 | 0 | 0 | 0 | 0 | 0 | 0
|  | Total incl Overhead - As Incurred $ Mar 2017 |  | 9903.4242 | 6822.4564 | 14917.1333 | 9833.3574 | 13565.244 | 15448.8887 | 14211.5112 | 8673.7716 | 0 | 93375.7868 | 61732.7729
|  |  | Check | 0 | 0 | 0 | 0 | 0 | 0 | 0 | 0 | 0 | 0 | 0
| As Commissioned Capex | Direct Expenditure (As Commissioned) - $ 2015/16 |  | 8855.1719 | 6202.785 | 13342.8803 | 8693.0078 | 11740.1138 | 13320.8849 | 12264.9512 | 7436.5035 | 0 | 81856.2985 | 53455.4613
|  | Labour & Material Escalation - $ 2015/16 |  | 0 | 16.3598 | 88.4294 | 110.2778 | 221.1339 | 331.4944 | 386.2756 | 284.9731 | 0 | 1438.9441 | 1334.1549
|  | Total Direct Expenditure - $ 2015/16 |  | 8855.1719 | 6219.1448 | 13431.3097 | 8803.2857 | 11961.2477 | 13652.3793 | 12651.2268 | 7721.4767 | 0 | 83295.2426 | 54789.6162
|  | Total Direct Expenditure - $ Mar 2017 |  | 9169.1434 | 6439.6526 | 13907.5341 | 9115.4175 | 12385.3492 | 14136.442 | 13099.7924 | 7995.2516 | 0 | 86248.5829 | 56732.2527
|  | Total overheads (As Commissioned) |  | 734.2808 | 382.8038 | 1009.5992 | 717.9399 | 1179.8948 | 1312.4467 | 1111.7187 | 678.52 | 0 | 7127.2039 | 5000.5202
|  | Total incl Overhead - As commissioned $ Mar 2017 |  | 9903.4242 | 6822.4564 | 14917.1333 | 9833.3574 | 13565.244 | 15448.8887 | 14211.5112 | 8673.7716 | 0 | 93375.7868 | 61732.7729
|  | Total overheads (As Comm) - Cumulative |  | 734.2808 | 1117.0845 | 2126.6837 | 2844.6236 | 4024.5185 | 5336.9652 | 6448.6839 | 7127.2039 | 7127.2039
|  | Total real cost escalation (As Comm) - Cumulative |  | 0 | 16.3598 | 104.7892 | 215.0671 | 436.201 | 767.6954 | 1153.971 | 1438.9441 | 1438.9441
Expenditure By Asset Class - As Commissioned
| Asset class breakdown | Secondary |  | 0 | 0 | 0 | 0 | 0 | 0 | 0 | 0 | 0 | 0 | 0
| (fully absorbed) | Switchgear |  | 0 | 0 | 0 | 0 | 0 | 0 | 0 | 0 | 0 | 0 | 0
| (as commissioned) | Transformers |  | 0 | 0 | 0 | 0 | 0 | 0 | 0 | 0 | 0 | 0 | 0
|  | Reactive |  | 0 | 0 | 0 | 0 | 0 | 0 | 0 | 0 | 0 | 0 | 0
|  | Lines and towers |  | 0 | 0 | 0 | 0 | 0 | 0 | 0 | 0 | 0 | 0 | 0
|  | Establishment |  | 0 | 0 | 0 | 0 | 0 | 0 | 0 | 0 | 0 | 0 | 0
|  | Communications |  | 9903.4242 | 6822.4564 | 14917.1333 | 9833.3574 | 13565.244 | 15448.8887 | 14211.5112 | 8673.7716 | 0 | 93375.7868 | 61732.7729
|  | Non System |  | 0 | 0 | 0 | 0 | 0 | 0 | 0 | 0 | 0 | 0 | 0
|  | Land |  | 0 | 0 | 0 | 0 | 0 | 0 | 0 | 0 | 0 | 0 | 0
|  | Easements |  | 0 | 0 | 0 | 0 | 0 | 0 | 0 | 0 | 0 | 0 | 0
|  | Total incl Overhead - As commissioned $ Mar 2017 |  | 9903.4242 | 6822.4564 | 14917.1333 | 9833.3574 | 13565.244 | 15448.8887 | 14211.5112 | 8673.7716 | 0 | 93375.7868 | 61732.7729
|  |  | Check | 0 | 0 | 0 | 0 | 0 | 0 | 0 | 0 | 0 | 0 | 0
0
| Expenditure splits for RIN |  |  |  | 2015-16 | 2016-17 | 2017-18 | 2018-19 | 2019-20 | 2020-21 | 2021-22 | 2022-23
| Repex Category | Transmission Towers | bar: 2015-16 to 2022-23
Transmission Tower Support Structures | bar: 2015-16 to 2022-23
Conductors | bar: 2015-16 to 2022-23
Transmission Cables | bar: 2015-16 to 2022-23
Substation Switchbays | bar: 2015-16 to 2022-23
Substation Power Transformers | bar: 2015-16 to 2022-23
Substation Reactive Plant | bar: 2015-16 to 2022-23
|  | Scada Network Control And Protection Systems |  |  | 100% | 100% | 100% | 100% | 100% | 100% | 100% | 100%
Other | bar: 2015-16 to 2022-23
|  | Total |  |  | 100% | 100% | 100% | 100% | 100% | 100% | 100% | 100%
| Direct Expenditures | Materials - $ Mar 2017 |  |  | 2015-16 | 2016-17 | 2017-18 | 2018-19 | 2019-20 | 2020-21 | 2021-22 | 2022-23 | Total | 2017-22 Total
| (As Incurred) | Transmission Towers |  |  | 0 | 0 | 0 | 0 | 0 | 0 | 0 | 0 | 0 | 0
|  | Transmission Tower Support Structures |  |  | 0 | 0 | 0 | 0 | 0 | 0 | 0 | 0 | 0 | 0
|  | Conductors |  |  | 0 | 0 | 0 | 0 | 0 | 0 | 0 | 0 | 0 | 0
|  | Transmission Cables |  |  | 0 | 0 | 0 | 0 | 0 | 0 | 0 | 0 | 0 | 0
|  | Substation Switchbays |  |  | 0 | 0 | 0 | 0 | 0 | 0 | 0 | 0 | 0 | 0
|  | Substation Power Transformers |  |  | 0 | 0 | 0 | 0 | 0 | 0 | 0 | 0 | 0 | 0
|  | Substation Reactive Plant |  |  | 0 | 0 | 0 | 0 | 0 | 0 | 0 | 0 | 0 | 0
|  | Scada Network Control And Protection Systems |  |  | 2569.0851 | 5526.3877 | 3600.4919 | 4862.5499 | 5517.2776 | 5079.9284 | 3080.0697 | 0 | 30235.7903 | 22140.3175
|  | Other |  |  | 0 | 0 | 0 | 0 | 0 | 0 | 0 | 0 | 0 | 0
|  | Total Materials |  |  | 2569.0851 | 5526.3877 | 3600.4919 | 4862.5499 | 5517.2776 | 5079.9284 | 3080.0697 | 0 | 30235.7903 | 22140.3175
|  | Labour (Internal) - $ Mar 2017 |  |  | 2015-16 | 2016-17 | 2017-18 | 2018-19 | 2019-20 | 2020-21 | 2021-22 | 2022-23 | Total | 2017-22 Total
|  | Transmission Towers |  |  | 0 | 0 | 0 | 0 | 0 | 0 | 0 | 0 | 0 | 0
|  | Transmission Tower Support Structures |  |  | 0 | 0 | 0 | 0 | 0 | 0 | 0 | 0 | 0 | 0
|  | Conductors |  |  | 0 | 0 | 0 | 0 | 0 | 0 | 0 | 0 | 0 | 0
|  | Transmission Cables |  |  | 0 | 0 | 0 | 0 | 0 | 0 | 0 | 0 | 0 | 0
|  | Substation Switchbays |  |  | 0 | 0 | 0 | 0 | 0 | 0 | 0 | 0 | 0 | 0
|  | Substation Power Transformers |  |  | 0 | 0 | 0 | 0 | 0 | 0 | 0 | 0 | 0 | 0
|  | Substation Reactive Plant |  |  | 0 | 0 | 0 | 0 | 0 | 0 | 0 | 0 | 0 | 0
|  | Scada Network Control And Protection Systems |  |  | 646.0446 | 1398.8859 | 918.7236 | 1250.8082 | 1430.9698 | 1329.3302 | 813.3361 | 0 | 7788.0984 | 5743.1678
|  | Other |  |  | 0 | 0 | 0 | 0 | 0 | 0 | 0 | 0 | 0 | 0
|  | Total Internal Labour |  |  | 646.0446 | 1398.8859 | 918.7236 | 1250.8082 | 1430.9698 | 1329.3302 | 813.3361 | 0 | 7788.0984 | 5743.1678
|  | Labour (External) - $ Mar 2017 |  |  | 2015-16 | 2016-17 | 2017-18 | 2018-19 | 2019-20 | 2020-21 | 2021-22 | 2022-23 | Total | 2017-22 Total
|  | Transmission Towers |  |  | 0 | 0 | 0 | 0 | 0 | 0 | 0 | 0 | 0 | 0
|  | Transmission Tower Support Structures |  |  | 0 | 0 | 0 | 0 | 0 | 0 | 0 | 0 | 0 | 0
|  | Conductors |  |  | 0 | 0 | 0 | 0 | 0 | 0 | 0 | 0 | 0 | 0
|  | Transmission Cables |  |  | 0 | 0 | 0 | 0 | 0 | 0 | 0 | 0 | 0 | 0
|  | Substation Switchbays |  |  | 0 | 0 | 0 | 0 | 0 | 0 | 0 | 0 | 0 | 0
|  | Substation Power Transformers |  |  | 0 | 0 | 0 | 0 | 0 | 0 | 0 | 0 | 0 | 0
|  | Substation Reactive Plant |  |  | 0 | 0 | 0 | 0 | 0 | 0 | 0 | 0 | 0 | 0
|  | Scada Network Control And Protection Systems |  |  | 3224.5229 | 6982.2604 | 4596.2021 | 6271.9912 | 7188.1946 | 6690.5339 | 4101.8457 | 0 | 39055.5508 | 28848.7675
|  | Other |  |  | 0 | 0 | 0 | 0 | 0 | 0 | 0 | 0 | 0 | 0
|  | Total External Labour |  |  | 3224.5229 | 6982.2604 | 4596.2021 | 6271.9912 | 7188.1946 | 6690.5339 | 4101.8457 | 0 | 39055.5508 | 28848.7675
|  | Total Direct - $ Mar 2017 |  |  | 2015-16 | 2016-17 | 2017-18 | 2018-19 | 2019-20 | 2020-21 | 2021-22 | 2022-23 | Total | 2017-22 Total
|  | Transmission Towers |  |  | 0 | 0 | 0 | 0 | 0 | 0 | 0 | 0 | 0 | 0
|  | Transmission Tower Support Structures |  |  | 0 | 0 | 0 | 0 | 0 | 0 | 0 | 0 | 0 | 0
|  | Conductors |  |  | 0 | 0 | 0 | 0 | 0 | 0 | 0 | 0 | 0 | 0
|  | Transmission Cables |  |  | 0 | 0 | 0 | 0 | 0 | 0 | 0 | 0 | 0 | 0
|  | Substation Switchbays |  |  | 0 | 0 | 0 | 0 | 0 | 0 | 0 | 0 | 0 | 0
|  | Substation Power Transformers |  |  | 0 | 0 | 0 | 0 | 0 | 0 | 0 | 0 | 0 | 0
|  | Substation Reactive Plant |  |  | 0 | 0 | 0 | 0 | 0 | 0 | 0 | 0 | 0 | 0
|  | Scada Network Control And Protection Systems |  |  | 6439.6526 | 13907.5341 | 9115.4175 | 12385.3492 | 14136.442 | 13099.7924 | 7995.2516 | 0 | 77079.4395 | 56732.2527
|  | Other |  |  | 0 | 0 | 0 | 0 | 0 | 0 | 0 | 0 | 0 | 0
|  | Total Direct - $ Mar 2017 |  |  | 6439.6526 | 13907.5341 | 9115.4175 | 12385.3492 | 14136.442 | 13099.7924 | 7995.2516 | 0 | 77079.4395 | 56732.2527

## Proj_40
Go To: | Table of Contents
Master Inputs
|  | 0% |  | Business case? | 0
| Project name | Comms program - safety and security
| Project category 1 | Network |  |  | Shaded cells = Inputs
| Project category 2 | Security and Compliance
| Regulatory classification | Prescribed
| Overhead Category | Repex_OHD |  | $000's | $000's | $000's | $000's | $000's | $000's | $000's | $000's | $000's | Project | 2017-22
|  |  |  | Prior | 2015-16 | 2016-17 | 2017-18 | 2018-19 | 2019-20 | 2020-21 | 2021-22 | 2022-23 | Total | Total | Check
| Project timing | Direct Expenditure (As incurred) - $ 2015/16 |  | 0 | 887.3963 | 406.1676 | 1333.185 | 283.3425 | 754.8975 | 0 | 1377.5 | 0 | 5042.4889 | 3748.925 | ok
| (excluding real cost escalators) | Assumed year commissioned (no BC) | bar: 2015-16 to 2022-23
|  | Direct Expenditure (As Commissioned) - $ 2015/16 |  | 0 | 887.3963 | 406.1676 | 1333.185 | 283.3425 | 754.8975 | 0 | 1377.5 | 0 | 5042.4889 | 3748.925 | ok
| Asset class | Secondary
Switchgear
Transformers
Reactive
Lines and towers
Establishment
|  | Communications |  | 100% | 100% | 100% | 100% | 100% | 100% | 100% | 100% | 100%
Non System
Land
Easements
|  |  | Total | 100% | 100% | 100% | 100% | 100% | 100% | 100% | 100% | 100%
| Input costs % | Labour - internal |  | 10% | 10% | 10% | 10% | 10% | 10% | 10% | 10% | 10%
|  | Labour - external |  | 50% | 50% | 50% | 50% | 50% | 50% | 50% | 50% | 50%
|  | Materials |  | 40% | 40% | 40% | 40% | 40% | 40% | 40% | 40% | 40%
|  |  | Total | 100% | 100% | 100% | 100% | 100% | 100% | 100% | 100% | 100%
Material Escalation
| (By Asset Class) | Secondary |  | 0 | 0 | 0 | 0 | 0 | 0 | 0 | 0 | 0 | 0 | 0
|  | Switchgear |  | 0 | 0 | 0 | 0 | 0 | 0 | 0 | 0 | 0 | 0 | 0
|  | Transformers |  | 0 | 0 | 0 | 0 | 0 | 0 | 0 | 0 | 0 | 0 | 0
|  | Reactive |  | 0 | 0 | 0 | 0 | 0 | 0 | 0 | 0 | 0 | 0 | 0
|  | Lines and towers |  | 0 | 0 | 0 | 0 | 0 | 0 | 0 | 0 | 0 | 0 | 0
|  | Establishment |  | 0 | 0 | 0 | 0 | 0 | 0 | 0 | 0 | 0 | 0 | 0
|  | Communications |  | 0 | 0 | 0 | 0 | 0 | 0 | 0 | 0 | 0 | 0 | 0
|  | Non System |  | 0 | 0 | 0 | 0 | 0 | 0 | 0 | 0 | 0 | 0 | 0
|  | Land |  | 0 | 0 | 0 | 0 | 0 | 0 | 0 | 0 | 0 | 0 | 0
|  | Easements |  | 0 | 0 | 0 | 0 | 0 | 0 | 0 | 0 | 0 | 0 | 0
|  | Total Material escalation |  | 0 | 0 | 0 | 0 | 0 | 0 | 0 | 0 | 0 | 0 | 0
| Labour Escalation | Internal Labour |  | 0 | 0.52135 | 0.50827 | 2.755 | 0.81976 | 2.8268 | 0 | 7.7494 | 0 | 15.1805 | 14.1509
|  | External Labour |  | 0 | 1.8192 | 2.1836 | 14.1576 | 4.5172 | 15.9591 | 0 | 45.0376 | 0 | 83.6742 | 79.6714
|  | Total Labour Escalation |  | 0 | 2.3405 | 2.6919 | 16.9125 | 5.337 | 18.7859 | 0 | 52.787 | 0 | 98.8547 | 93.8223
|  | Total Escalation |  | 0 | 2.3405 | 2.6919 | 16.9125 | 5.337 | 18.7859 | 0 | 52.787 | 0 | 98.8547 | 93.8223
|  | Escalation factors (applied to $2015/16 Capex) |  | 0 | 0.0026375 | 0.0066275 | 0.012686 | 0.018836 | 0.024885 | 0 | 0.038321 | 0 | 0.019604 | 0.025026
| Direct Expenditure (Escalated) | Total labour - internal |  | 0 | 92.4258 | 42.5832 | 140.8981 | 30.1877 | 81.0934 | 0 | 150.6582 | 0 | 537.8464 | 402.8374
| (as incurred) | Total labour - external |  | 0 | 461.3137 | 212.5454 | 704.8869 | 151.3718 | 407.3566 | 0 | 759.805 | 0 | 2697.2794 | 2023.4203
|  | Total materials |  | 0 | 367.544 | 168.2275 | 552.1819 | 117.3555 | 312.6653 | 0 | 570.5364 | 0 | 2088.5107 | 1552.7392
|  | Total Direct - As Incurred $ Mar 2017 |  | 0 | 921.2836 | 423.3561 | 1397.967 | 298.915 | 801.1153 | 0 | 1480.9996 | 0 | 5323.6366 | 3978.9969 | ok
| Capitalised Overheads | Overhead rate (applied to direct expenditure) |  | 8.008% | 5.944% | 7.259% | 7.876% | 9.527% | 9.284% | 8.487% | 8.487% | 8.732%
|  | Total overhead (as incurred) |  | 0 | 54.7655 | 30.733 | 110.1054 | 28.4762 | 74.3766 | 0 | 125.6856 | 0 | 424.1423 | 338.6438
|  | Total incl Overhead - As Incurred $ Mar 2017 |  | 0 | 976.0491 | 454.0891 | 1508.0723 | 327.3912 | 875.492 | 0 | 1606.6852 | 0 | 5747.7789 | 4317.6407
|  | Total overheads (As incurred) - Cumulative |  | 0 | 54.7655 | 85.4985 | 195.6038 | 224.0801 | 298.4567 | 298.4567 | 424.1423 | 424.1423
|  | Labour & Material Escalation - Cumulative |  | 0 | 2.3405 | 5.0324 | 21.9449 | 27.2819 | 46.0677 | 46.0677 | 98.8547 | 98.8547
Expenditure By Asset Class - As Incurred
| Asset class breakdown | Secondary |  | 0 | 0 | 0 | 0 | 0 | 0 | 0 | 0 | 0 | 0 | 0
| (fully absorbed) | Switchgear |  | 0 | 0 | 0 | 0 | 0 | 0 | 0 | 0 | 0 | 0 | 0
| (as incurred) | Transformers |  | 0 | 0 | 0 | 0 | 0 | 0 | 0 | 0 | 0 | 0 | 0
|  | Reactive |  | 0 | 0 | 0 | 0 | 0 | 0 | 0 | 0 | 0 | 0 | 0
|  | Lines and towers |  | 0 | 0 | 0 | 0 | 0 | 0 | 0 | 0 | 0 | 0 | 0
|  | Establishment |  | 0 | 0 | 0 | 0 | 0 | 0 | 0 | 0 | 0 | 0 | 0
|  | Communications |  | 0 | 976.0491 | 454.0891 | 1508.0723 | 327.3912 | 875.492 | 0 | 1606.6852 | 0 | 5747.7789 | 4317.6407
|  | Non System |  | 0 | 0 | 0 | 0 | 0 | 0 | 0 | 0 | 0 | 0 | 0
|  | Land |  | 0 | 0 | 0 | 0 | 0 | 0 | 0 | 0 | 0 | 0 | 0
|  | Easements |  | 0 | 0 | 0 | 0 | 0 | 0 | 0 | 0 | 0 | 0 | 0
|  | Total incl Overhead - As Incurred $ Mar 2017 |  | 0 | 976.0491 | 454.0891 | 1508.0723 | 327.3912 | 875.492 | 0 | 1606.6852 | 0 | 5747.7789 | 4317.6407
|  |  | Check | 0 | 0 | 0 | 0 | 0 | 0 | 0 | 0 | 0 | 0 | 0
| As Commissioned Capex | Direct Expenditure (As Commissioned) - $ 2015/16 |  | 0 | 887.3963 | 406.1676 | 1333.185 | 283.3425 | 754.8975 | 0 | 1377.5 | 0 | 5042.4889 | 3748.925
|  | Labour & Material Escalation - $ 2015/16 |  | 0 | 2.3405 | 2.6919 | 16.9125 | 5.337 | 18.7859 | 0 | 52.787 | 0 | 98.8547 | 93.8223
|  | Total Direct Expenditure - $ 2015/16 |  | 0 | 889.7368 | 408.8595 | 1350.0975 | 288.6795 | 773.6834 | 0 | 1430.287 | 0 | 5141.3436 | 3842.7473
|  | Total Direct Expenditure - $ Mar 2017 |  | 0 | 921.2836 | 423.3561 | 1397.967 | 298.915 | 801.1153 | 0 | 1480.9996 | 0 | 5323.6366 | 3978.9969
|  | Total overheads (As Commissioned) |  | 0 | 54.7655 | 30.733 | 110.1054 | 28.4762 | 74.3766 | 0 | 125.6856 | 0 | 424.1423 | 338.6438
|  | Total incl Overhead - As commissioned $ Mar 2017 |  | 0 | 976.0491 | 454.0891 | 1508.0723 | 327.3912 | 875.492 | 0 | 1606.6852 | 0 | 5747.7789 | 4317.6407
|  | Total overheads (As Comm) - Cumulative |  | 0 | 54.7655 | 85.4985 | 195.6038 | 224.0801 | 298.4567 | 298.4567 | 424.1423 | 424.1423
|  | Total real cost escalation (As Comm) - Cumulative |  | 0 | 2.3405 | 5.0324 | 21.9449 | 27.2819 | 46.0677 | 46.0677 | 98.8547 | 98.8547
Expenditure By Asset Class - As Commissioned
| Asset class breakdown | Secondary |  | 0 | 0 | 0 | 0 | 0 | 0 | 0 | 0 | 0 | 0 | 0
| (fully absorbed) | Switchgear |  | 0 | 0 | 0 | 0 | 0 | 0 | 0 | 0 | 0 | 0 | 0
| (as commissioned) | Transformers |  | 0 | 0 | 0 | 0 | 0 | 0 | 0 | 0 | 0 | 0 | 0
|  | Reactive |  | 0 | 0 | 0 | 0 | 0 | 0 | 0 | 0 | 0 | 0 | 0
|  | Lines and towers |  | 0 | 0 | 0 | 0 | 0 | 0 | 0 | 0 | 0 | 0 | 0
|  | Establishment |  | 0 | 0 | 0 | 0 | 0 | 0 | 0 | 0 | 0 | 0 | 0
|  | Communications |  | 0 | 976.0491 | 454.0891 | 1508.0723 | 327.3912 | 875.492 | 0 | 1606.6852 | 0 | 5747.7789 | 4317.6407
|  | Non System |  | 0 | 0 | 0 | 0 | 0 | 0 | 0 | 0 | 0 | 0 | 0
|  | Land |  | 0 | 0 | 0 | 0 | 0 | 0 | 0 | 0 | 0 | 0 | 0
|  | Easements |  | 0 | 0 | 0 | 0 | 0 | 0 | 0 | 0 | 0 | 0 | 0
|  | Total incl Overhead - As commissioned $ Mar 2017 |  | 0 | 976.0491 | 454.0891 | 1508.0723 | 327.3912 | 875.492 | 0 | 1606.6852 | 0 | 5747.7789 | 4317.6407
|  |  | Check | 0 | 0 | 0 | 0 | 0 | 0 | 0 | 0 | 0 | 0 | 0
0
| Expenditure splits for RIN |  |  |  | 2015-16 | 2016-17 | 2017-18 | 2018-19 | 2019-20 | 2020-21 | 2021-22 | 2022-23
| Repex Category | Transmission Towers | bar: 2015-16 to 2022-23
Transmission Tower Support Structures | bar: 2015-16 to 2022-23
Conductors | bar: 2015-16 to 2022-23
Transmission Cables | bar: 2015-16 to 2022-23
Substation Switchbays | bar: 2015-16 to 2022-23
Substation Power Transformers | bar: 2015-16 to 2022-23
Substation Reactive Plant | bar: 2015-16 to 2022-23
|  | Scada Network Control And Protection Systems |  |  | 100% | 100% | 100% | 100% | 100% | 100% | 100% | 100%
Other | bar: 2015-16 to 2022-23
|  | Total |  |  | 100% | 100% | 100% | 100% | 100% | 100% | 100% | 100%
| Direct Expenditures | Materials - $ Mar 2017 |  |  | 2015-16 | 2016-17 | 2017-18 | 2018-19 | 2019-20 | 2020-21 | 2021-22 | 2022-23 | Total | 2017-22 Total
| (As Incurred) | Transmission Towers |  |  | 0 | 0 | 0 | 0 | 0 | 0 | 0 | 0 | 0 | 0
|  | Transmission Tower Support Structures |  |  | 0 | 0 | 0 | 0 | 0 | 0 | 0 | 0 | 0 | 0
|  | Conductors |  |  | 0 | 0 | 0 | 0 | 0 | 0 | 0 | 0 | 0 | 0
|  | Transmission Cables |  |  | 0 | 0 | 0 | 0 | 0 | 0 | 0 | 0 | 0 | 0
|  | Substation Switchbays |  |  | 0 | 0 | 0 | 0 | 0 | 0 | 0 | 0 | 0 | 0
|  | Substation Power Transformers |  |  | 0 | 0 | 0 | 0 | 0 | 0 | 0 | 0 | 0 | 0
|  | Substation Reactive Plant |  |  | 0 | 0 | 0 | 0 | 0 | 0 | 0 | 0 | 0 | 0
|  | Scada Network Control And Protection Systems |  |  | 367.544 | 168.2275 | 552.1819 | 117.3555 | 312.6653 | 0 | 570.5364 | 0 | 2088.5107 | 1552.7392
|  | Other |  |  | 0 | 0 | 0 | 0 | 0 | 0 | 0 | 0 | 0 | 0
|  | Total Materials |  |  | 367.544 | 168.2275 | 552.1819 | 117.3555 | 312.6653 | 0 | 570.5364 | 0 | 2088.5107 | 1552.7392
|  | Labour (Internal) - $ Mar 2017 |  |  | 2015-16 | 2016-17 | 2017-18 | 2018-19 | 2019-20 | 2020-21 | 2021-22 | 2022-23 | Total | 2017-22 Total
|  | Transmission Towers |  |  | 0 | 0 | 0 | 0 | 0 | 0 | 0 | 0 | 0 | 0
|  | Transmission Tower Support Structures |  |  | 0 | 0 | 0 | 0 | 0 | 0 | 0 | 0 | 0 | 0
|  | Conductors |  |  | 0 | 0 | 0 | 0 | 0 | 0 | 0 | 0 | 0 | 0
|  | Transmission Cables |  |  | 0 | 0 | 0 | 0 | 0 | 0 | 0 | 0 | 0 | 0
|  | Substation Switchbays |  |  | 0 | 0 | 0 | 0 | 0 | 0 | 0 | 0 | 0 | 0
|  | Substation Power Transformers |  |  | 0 | 0 | 0 | 0 | 0 | 0 | 0 | 0 | 0 | 0
|  | Substation Reactive Plant |  |  | 0 | 0 | 0 | 0 | 0 | 0 | 0 | 0 | 0 | 0
|  | Scada Network Control And Protection Systems |  |  | 92.4258 | 42.5832 | 140.8981 | 30.1877 | 81.0934 | 0 | 150.6582 | 0 | 537.8464 | 402.8374
|  | Other |  |  | 0 | 0 | 0 | 0 | 0 | 0 | 0 | 0 | 0 | 0
|  | Total Internal Labour |  |  | 92.4258 | 42.5832 | 140.8981 | 30.1877 | 81.0934 | 0 | 150.6582 | 0 | 537.8464 | 402.8374
|  | Labour (External) - $ Mar 2017 |  |  | 2015-16 | 2016-17 | 2017-18 | 2018-19 | 2019-20 | 2020-21 | 2021-22 | 2022-23 | Total | 2017-22 Total
|  | Transmission Towers |  |  | 0 | 0 | 0 | 0 | 0 | 0 | 0 | 0 | 0 | 0
|  | Transmission Tower Support Structures |  |  | 0 | 0 | 0 | 0 | 0 | 0 | 0 | 0 | 0 | 0
|  | Conductors |  |  | 0 | 0 | 0 | 0 | 0 | 0 | 0 | 0 | 0 | 0
|  | Transmission Cables |  |  | 0 | 0 | 0 | 0 | 0 | 0 | 0 | 0 | 0 | 0
|  | Substation Switchbays |  |  | 0 | 0 | 0 | 0 | 0 | 0 | 0 | 0 | 0 | 0
|  | Substation Power Transformers |  |  | 0 | 0 | 0 | 0 | 0 | 0 | 0 | 0 | 0 | 0
|  | Substation Reactive Plant |  |  | 0 | 0 | 0 | 0 | 0 | 0 | 0 | 0 | 0 | 0
|  | Scada Network Control And Protection Systems |  |  | 461.3137 | 212.5454 | 704.8869 | 151.3718 | 407.3566 | 0 | 759.805 | 0 | 2697.2794 | 2023.4203
|  | Other |  |  | 0 | 0 | 0 | 0 | 0 | 0 | 0 | 0 | 0 | 0
|  | Total External Labour |  |  | 461.3137 | 212.5454 | 704.8869 | 151.3718 | 407.3566 | 0 | 759.805 | 0 | 2697.2794 | 2023.4203
|  | Total Direct - $ Mar 2017 |  |  | 2015-16 | 2016-17 | 2017-18 | 2018-19 | 2019-20 | 2020-21 | 2021-22 | 2022-23 | Total | 2017-22 Total
|  | Transmission Towers |  |  | 0 | 0 | 0 | 0 | 0 | 0 | 0 | 0 | 0 | 0
|  | Transmission Tower Support Structures |  |  | 0 | 0 | 0 | 0 | 0 | 0 | 0 | 0 | 0 | 0
|  | Conductors |  |  | 0 | 0 | 0 | 0 | 0 | 0 | 0 | 0 | 0 | 0
|  | Transmission Cables |  |  | 0 | 0 | 0 | 0 | 0 | 0 | 0 | 0 | 0 | 0
|  | Substation Switchbays |  |  | 0 | 0 | 0 | 0 | 0 | 0 | 0 | 0 | 0 | 0
|  | Substation Power Transformers |  |  | 0 | 0 | 0 | 0 | 0 | 0 | 0 | 0 | 0 | 0
|  | Substation Reactive Plant |  |  | 0 | 0 | 0 | 0 | 0 | 0 | 0 | 0 | 0 | 0
|  | Scada Network Control And Protection Systems |  |  | 921.2836 | 423.3561 | 1397.967 | 298.915 | 801.1153 | 0 | 1480.9996 | 0 | 5323.6366 | 3978.9969
|  | Other |  |  | 0 | 0 | 0 | 0 | 0 | 0 | 0 | 0 | 0 | 0
|  | Total Direct - $ Mar 2017 |  |  | 921.2836 | 423.3561 | 1397.967 | 298.915 | 801.1153 | 0 | 1480.9996 | 0 | 5323.6366 | 3978.9969

## Proj_41
Go To: | Table of Contents
Master Inputs
|  | 0% |  | Business case? | 0
| Project name | Other station works
| Project category 1 | Network |  |  | Shaded cells = Inputs
| Project category 2 | Replacement - Other
| Regulatory classification | Prescribed
| Overhead Category | Repex_OHD |  | $000's | $000's | $000's | $000's | $000's | $000's | $000's | $000's | $000's | Project | 2017-22
|  |  |  | Prior | 2015-16 | 2016-17 | 2017-18 | 2018-19 | 2019-20 | 2020-21 | 2021-22 | 2022-23 | Total | Total | Check
| Project timing | Direct Expenditure (As incurred) - $ 2015/16 |  | 4715.6316 | 3035.5502 | 2182.8864 | 0 | 0 | 0 | 0 | 0 | 0 | 9934.0682 | 0 | ok
| (excluding real cost escalators) | Assumed year commissioned (no BC) |  | x | bar: 2015-16 to 2022-23
|  | Direct Expenditure (As Commissioned) - $ 2015/16 |  | 4715.6316 | 3035.5502 | 2182.8864 | 0 | 0 | 0 | 0 | 0 | 0 | 9934.0682 | 0 | ok
| Asset class | Secondary |  | 17.18% | 17.18% | 17.18% | 17.18% | 17.18% | 17.18% | 17.18% | 17.18% | 17.18%
|  | Switchgear |  | 30.93% | 30.93% | 30.93% | 30.93% | 30.93% | 30.93% | 30.93% | 30.93% | 30.93%
|  | Transformers |  | 44% | 44% | 44% | 44% | 44% | 44% | 44% | 44% | 44%
|  | Reactive |  | 0% | bar: 2015-16 to 2022-23
|  | Lines and towers |  | 0% | bar: 2015-16 to 2022-23
|  | Establishment |  | 7.895% | 7.895% | 7.895% | 7.895% | 7.895% | 7.895% | 7.895% | 7.895% | 7.895%
|  | Communications |  | 0% | bar: 2015-16 to 2022-23
Non System
Land
Easements
|  |  | Total | 100% | 100% | 100% | 100% | 100% | 100% | 100% | 100% | 100%
| Input costs % | Labour - internal |  | 10% | 10% | 10% | 10% | 10% | 10% | 10% | 10% | 10%
|  | Labour - external |  | 50% | 50% | 50% | 50% | 50% | 50% | 50% | 50% | 50%
|  | Materials |  | 40% | 40% | 40% | 40% | 40% | 40% | 40% | 40% | 40%
|  |  | Total | 100% | 100% | 100% | 100% | 100% | 100% | 100% | 100% | 100%
Material Escalation
| (By Asset Class) | Secondary |  | 0 | 0 | 0 | 0 | 0 | 0 | 0 | 0 | 0 | 0 | 0
|  | Switchgear |  | 0 | 0 | 0 | 0 | 0 | 0 | 0 | 0 | 0 | 0 | 0
|  | Transformers |  | 0 | 0 | 0 | 0 | 0 | 0 | 0 | 0 | 0 | 0 | 0
|  | Reactive |  | 0 | 0 | 0 | 0 | 0 | 0 | 0 | 0 | 0 | 0 | 0
|  | Lines and towers |  | 0 | 0 | 0 | 0 | 0 | 0 | 0 | 0 | 0 | 0 | 0
|  | Establishment |  | 0 | 0 | 0 | 0 | 0 | 0 | 0 | 0 | 0 | 0 | 0
|  | Communications |  | 0 | 0 | 0 | 0 | 0 | 0 | 0 | 0 | 0 | 0 | 0
|  | Non System |  | 0 | 0 | 0 | 0 | 0 | 0 | 0 | 0 | 0 | 0 | 0
|  | Land |  | 0 | 0 | 0 | 0 | 0 | 0 | 0 | 0 | 0 | 0 | 0
|  | Easements |  | 0 | 0 | 0 | 0 | 0 | 0 | 0 | 0 | 0 | 0 | 0
|  | Total Material escalation |  | 0 | 0 | 0 | 0 | 0 | 0 | 0 | 0 | 0 | 0 | 0
| Labour Escalation | Internal Labour |  | 0 | 1.7834 | 2.7316 | 0 | 0 | 0 | 0 | 0 | 0 | 4.515 | 0
|  | External Labour |  | 0 | 6.2229 | 11.7354 | 0 | 0 | 0 | 0 | 0 | 0 | 17.9583 | 0
|  | Total Labour Escalation |  | 0 | 8.0063 | 14.467 | 0 | 0 | 0 | 0 | 0 | 0 | 22.4733 | 0
|  | Total Escalation |  | 0 | 8.0063 | 14.467 | 0 | 0 | 0 | 0 | 0 | 0 | 22.4733 | 0
|  | Escalation factors |  | 0 | 0.0026375 | 0.0066275 | 0 | 0 | 0 | 0 | 0 | 0 | 0.0022622 | 0
| Direct Expenditure (Escalated) | Total labour - internal |  | 488.283 | 316.1646 | 228.8568 | 0 | 0 | 0 | 0 | 0 | 0 | 1033.3044 | 0
| (as incurred) | Total labour - external |  | 2441.4152 | 1578.0333 | 1142.2932 | 0 | 0 | 0 | 0 | 0 | 0 | 5161.7417 | 0
|  | Total materials |  | 1953.1322 | 1257.2718 | 904.1134 | 0 | 0 | 0 | 0 | 0 | 0 | 4114.5174 | 0
|  | Total Direct - As Incurred $ Mar 2017 |  | 4882.8304 | 3151.4696 | 2275.2634 | 0 | 0 | 0 | 0 | 0 | 0 | 10309.5635 | 0 | ok
| Capitalised Overheads | Overhead rate (applied to direct expenditure) |  | 8.008% | 5.944% | 7.259% | 7.876% | 9.527% | 9.284% | 8.487% | 8.487% | 8.732%
|  | Total overhead (as incurred) |  | 391.0255 | 187.3384 | 165.1698 | 0 | 0 | 0 | 0 | 0 | 0 | 743.5336 | 0
|  | Total incl Overhead - As Incurred $ Mar 2017 |  | 5273.8559 | 3338.8081 | 2440.4332 | 0 | 0 | 0 | 0 | 0 | 0 | 11053.0971 | 0
|  | Total overheads (As incurred) - Cumulative |  | 391.0255 | 578.3639 | 743.5336 | 743.5336 | 743.5336 | 743.5336 | 743.5336 | 743.5336 | 743.5336
|  | Labour & Material Escalation - Cumulative |  | 0 | 8.0063 | 22.4733 | 22.4733 | 22.4733 | 22.4733 | 22.4733 | 22.4733 | 22.4733
Expenditure By Asset Class - As Incurred
| Asset class breakdown | Secondary |  | 906.0315 | 573.5965 | 419.2586 | 0 | 0 | 0 | 0 | 0 | 0 | 1898.8865 | 0
| (fully absorbed) | Switchgear |  | 1631.0669 | 1032.6068 | 754.7627 | 0 | 0 | 0 | 0 | 0 | 0 | 3418.4363 | 0
| (as incurred) | Transformers |  | 2320.405 | 1469.0176 | 1073.7482 | 0 | 0 | 0 | 0 | 0 | 0 | 4863.1708 | 0
|  | Reactive |  | 0 | 0 | 0 | 0 | 0 | 0 | 0 | 0 | 0 | 0 | 0
|  | Lines and towers |  | 0 | 0 | 0 | 0 | 0 | 0 | 0 | 0 | 0 | 0 | 0
|  | Establishment |  | 416.3525 | 263.5872 | 192.6637 | 0 | 0 | 0 | 0 | 0 | 0 | 872.6034 | 0
|  | Communications |  | 0 | 0 | 0 | 0 | 0 | 0 | 0 | 0 | 0 | 0 | 0
|  | Non System |  | 0 | 0 | 0 | 0 | 0 | 0 | 0 | 0 | 0 | 0 | 0
|  | Land |  | 0 | 0 | 0 | 0 | 0 | 0 | 0 | 0 | 0 | 0 | 0
|  | Easements |  | 0 | 0 | 0 | 0 | 0 | 0 | 0 | 0 | 0 | 0 | 0
|  | Total incl Overhead - As Incurred $ Mar 2017 |  | 5273.8559 | 3338.8081 | 2440.4332 | 0 | 0 | 0 | 0 | 0 | 0 | 11053.0971 | 0
|  |  | Check | 0 | 0 | 0 | 0 | 0 | 0 | 0 | 0 | 0 | 0 | 0
| As Commissioned Capex | Direct Expenditure (As Commissioned) - $ 2015/16 |  | 4715.6316 | 3035.5502 | 2182.8864 | 0 | 0 | 0 | 0 | 0 | 0 | 9934.0682 | 0
|  | Labour & Material Escalation - $ 2015/16 |  | 0 | 8.0063 | 14.467 | 0 | 0 | 0 | 0 | 0 | 0 | 22.4733 | 0
|  | Total Direct Expenditure - $ 2015/16 |  | 4715.6316 | 3043.5564 | 2197.3534 | 0 | 0 | 0 | 0 | 0 | 0 | 9956.5414 | 0
|  | Total Direct Expenditure - $ Mar 2017 |  | 4882.8304 | 3151.4696 | 2275.2634 | 0 | 0 | 0 | 0 | 0 | 0 | 10309.5635 | 0
|  | Total overheads (As Commissioned) |  | 391.0255 | 187.3384 | 165.1698 | 0 | 0 | 0 | 0 | 0 | 0 | 743.5336 | 0
|  | Total incl Overhead - As commissioned $ Mar 2017 |  | 5273.8559 | 3338.8081 | 2440.4332 | 0 | 0 | 0 | 0 | 0 | 0 | 11053.0971 | 0
|  | Total overheads (As Comm) - Cumulative |  | 391.0255 | 578.3639 | 743.5336 | 743.5336 | 743.5336 | 743.5336 | 743.5336 | 743.5336 | 743.5336
|  | Total real cost escalation (As Comm) - Cumulative |  | 0 | 8.0063 | 22.4733 | 22.4733 | 22.4733 | 22.4733 | 22.4733 | 22.4733 | 22.4733
Expenditure By Asset Class - As Commissioned
| Asset class breakdown | Secondary |  | 906.0315 | 573.5965 | 419.2586 | 0 | 0 | 0 | 0 | 0 | 0 | 1898.8865 | 0
| (fully absorbed) | Switchgear |  | 1631.0669 | 1032.6068 | 754.7627 | 0 | 0 | 0 | 0 | 0 | 0 | 3418.4363 | 0
| (as commissioned) | Transformers |  | 2320.405 | 1469.0176 | 1073.7482 | 0 | 0 | 0 | 0 | 0 | 0 | 4863.1708 | 0
|  | Reactive |  | 0 | 0 | 0 | 0 | 0 | 0 | 0 | 0 | 0 | 0 | 0
|  | Lines and towers |  | 0 | 0 | 0 | 0 | 0 | 0 | 0 | 0 | 0 | 0 | 0
|  | Establishment |  | 416.3525 | 263.5872 | 192.6637 | 0 | 0 | 0 | 0 | 0 | 0 | 872.6034 | 0
|  | Communications |  | 0 | 0 | 0 | 0 | 0 | 0 | 0 | 0 | 0 | 0 | 0
|  | Non System |  | 0 | 0 | 0 | 0 | 0 | 0 | 0 | 0 | 0 | 0 | 0
|  | Land |  | 0 | 0 | 0 | 0 | 0 | 0 | 0 | 0 | 0 | 0 | 0
|  | Easements |  | 0 | 0 | 0 | 0 | 0 | 0 | 0 | 0 | 0 | 0 | 0
|  | Total incl Overhead - As commissioned $ Mar 2017 |  | 5273.8559 | 3338.8081 | 2440.4332 | 0 | 0 | 0 | 0 | 0 | 0 | 11053.0971 | 0
|  |  | Check | 0 | 0 | 0 | 0 | 0 | 0 | 0 | 0 | 0 | 0 | 0
0
| Expenditure splits for RIN |  |  |  | 2015-16 | 2016-17 | 2017-18 | 2018-19 | 2019-20 | 2020-21 | 2021-22 | 2022-23
| Repex Category | Transmission Towers | bar: 2015-16 to 2022-23
Transmission Tower Support Structures | bar: 2015-16 to 2022-23
Conductors | bar: 2015-16 to 2022-23
Transmission Cables | bar: 2015-16 to 2022-23
|  | Substation Switchbays |  |  | 30.93% | 30.93% | 30.93% | 30.93% | 30.93% | 30.93% | 30.93% | 30.93%
|  | Substation Power Transformers |  |  | 44% | 44% | 44% | 44% | 44% | 44% | 44% | 44%
Substation Reactive Plant | bar: 2015-16 to 2022-23
|  | Scada Network Control And Protection Systems |  |  | 17.18% | 17.18% | 17.18% | 17.18% | 17.18% | 17.18% | 17.18% | 17.18%
|  | Other |  |  | 7.895% | 7.895% | 7.895% | 7.895% | 7.895% | 7.895% | 7.895% | 7.895%
|  | Total |  |  | 100% | 100% | 100% | 100% | 100% | 100% | 100% | 100%
| Direct Expenditures | Materials - $ Mar 2017 |  |  | 2015-16 | 2016-17 | 2017-18 | 2018-19 | 2019-20 | 2020-21 | 2021-22 | 2022-23 | Total | 2017-22 Total
| (As Incurred) | Transmission Towers |  |  | 0 | 0 | 0 | 0 | 0 | 0 | 0 | 0 | 0 | 0
|  | Transmission Tower Support Structures |  |  | 0 | 0 | 0 | 0 | 0 | 0 | 0 | 0 | 0 | 0
|  | Conductors |  |  | 0 | 0 | 0 | 0 | 0 | 0 | 0 | 0 | 0 | 0
|  | Transmission Cables |  |  | 0 | 0 | 0 | 0 | 0 | 0 | 0 | 0 | 0 | 0
|  | Substation Switchbays |  |  | 388.8416 | 279.6188 | 0 | 0 | 0 | 0 | 0 | 0 | 668.4604 | 0
|  | Substation Power Transformers |  |  | 553.1778 | 397.7942 | 0 | 0 | 0 | 0 | 0 | 0 | 950.972 | 0
|  | Substation Reactive Plant |  |  | 0 | 0 | 0 | 0 | 0 | 0 | 0 | 0 | 0 | 0
|  | Scada Network Control And Protection Systems |  |  | 215.9952 | 155.3238 | 0 | 0 | 0 | 0 | 0 | 0 | 371.319 | 0
|  | Other |  |  | 99.2572 | 71.3766 | 0 | 0 | 0 | 0 | 0 | 0 | 170.6338 | 0
|  | Total Materials |  |  | 1257.2718 | 904.1134 | 0 | 0 | 0 | 0 | 0 | 0 | 2161.3852 | 0
|  | Labour (Internal) - $ Mar 2017 |  |  | 2015-16 | 2016-17 | 2017-18 | 2018-19 | 2019-20 | 2020-21 | 2021-22 | 2022-23 | Total | 2017-22 Total
|  | Transmission Towers |  |  | 0 | 0 | 0 | 0 | 0 | 0 | 0 | 0 | 0 | 0
|  | Transmission Tower Support Structures |  |  | 0 | 0 | 0 | 0 | 0 | 0 | 0 | 0 | 0 | 0
|  | Conductors |  |  | 0 | 0 | 0 | 0 | 0 | 0 | 0 | 0 | 0 | 0
|  | Transmission Cables |  |  | 0 | 0 | 0 | 0 | 0 | 0 | 0 | 0 | 0 | 0
|  | Substation Switchbays |  |  | 97.7815 | 70.7795 | 0 | 0 | 0 | 0 | 0 | 0 | 168.561 | 0
|  | Substation Power Transformers |  |  | 139.1069 | 100.693 | 0 | 0 | 0 | 0 | 0 | 0 | 239.7999 | 0
|  | Substation Reactive Plant |  |  | 0 | 0 | 0 | 0 | 0 | 0 | 0 | 0 | 0 | 0
|  | Scada Network Control And Protection Systems |  |  | 54.3161 | 39.3169 | 0 | 0 | 0 | 0 | 0 | 0 | 93.6329 | 0
|  | Other |  |  | 24.9601 | 18.0674 | 0 | 0 | 0 | 0 | 0 | 0 | 43.0275 | 0
|  | Total Internal Labour |  |  | 316.1646 | 228.8568 | 0 | 0 | 0 | 0 | 0 | 0 | 545.0214 | 0
|  | Labour (External) - $ Mar 2017 |  |  | 2015-16 | 2016-17 | 2017-18 | 2018-19 | 2019-20 | 2020-21 | 2021-22 | 2022-23 | Total | 2017-22 Total
|  | Transmission Towers |  |  | 0 | 0 | 0 | 0 | 0 | 0 | 0 | 0 | 0 | 0
|  | Transmission Tower Support Structures |  |  | 0 | 0 | 0 | 0 | 0 | 0 | 0 | 0 | 0 | 0
|  | Conductors |  |  | 0 | 0 | 0 | 0 | 0 | 0 | 0 | 0 | 0 | 0
|  | Transmission Cables |  |  | 0 | 0 | 0 | 0 | 0 | 0 | 0 | 0 | 0 | 0
|  | Substation Switchbays |  |  | 488.0448 | 353.2817 | 0 | 0 | 0 | 0 | 0 | 0 | 841.3264 | 0
|  | Substation Power Transformers |  |  | 694.3072 | 502.5892 | 0 | 0 | 0 | 0 | 0 | 0 | 1196.8964 | 0
|  | Substation Reactive Plant |  |  | 0 | 0 | 0 | 0 | 0 | 0 | 0 | 0 | 0 | 0
|  | Scada Network Control And Protection Systems |  |  | 271.101 | 196.2423 | 0 | 0 | 0 | 0 | 0 | 0 | 467.3433 | 0
|  | Other |  |  | 124.5802 | 90.1801 | 0 | 0 | 0 | 0 | 0 | 0 | 214.7603 | 0
|  | Total External Labour |  |  | 1578.0333 | 1142.2932 | 0 | 0 | 0 | 0 | 0 | 0 | 2720.3265 | 0
|  | Total Direct - $ Mar 2017 |  |  | 2015-16 | 2016-17 | 2017-18 | 2018-19 | 2019-20 | 2020-21 | 2021-22 | 2022-23 | Total | 2017-22 Total
|  | Transmission Towers |  |  | 0 | 0 | 0 | 0 | 0 | 0 | 0 | 0 | 0 | 0
|  | Transmission Tower Support Structures |  |  | 0 | 0 | 0 | 0 | 0 | 0 | 0 | 0 | 0 | 0
|  | Conductors |  |  | 0 | 0 | 0 | 0 | 0 | 0 | 0 | 0 | 0 | 0
|  | Transmission Cables |  |  | 0 | 0 | 0 | 0 | 0 | 0 | 0 | 0 | 0 | 0
|  | Substation Switchbays |  |  | 974.6678 | 703.68 | 0 | 0 | 0 | 0 | 0 | 0 | 1678.3478 | 0
|  | Substation Power Transformers |  |  | 1386.5919 | 1001.0764 | 0 | 0 | 0 | 0 | 0 | 0 | 2387.6683 | 0
|  | Substation Reactive Plant |  |  | 0 | 0 | 0 | 0 | 0 | 0 | 0 | 0 | 0 | 0
|  | Scada Network Control And Protection Systems |  |  | 541.4123 | 390.8829 | 0 | 0 | 0 | 0 | 0 | 0 | 932.2953 | 0
|  | Other |  |  | 248.7975 | 179.6241 | 0 | 0 | 0 | 0 | 0 | 0 | 428.4216 | 0
|  | Total Direct - $ Mar 2017 |  |  | 3151.4696 | 2275.2634 | 0 | 0 | 0 | 0 | 0 | 0 | 5426.7331 | 0

## Proj_42
Go To: | Table of Contents
Master Inputs
|  | 0% |  | Business case? | 0
| Project name | Other station works - security & compliance
| Project category 1 | Network |  |  | Shaded cells = Inputs
| Project category 2 | Security and Compliance
| Regulatory classification | Prescribed
| Overhead Category | Repex_OHD |  | $000's | $000's | $000's | $000's | $000's | $000's | $000's | $000's | $000's | Project | 2017-22
|  |  |  | Prior | 2015-16 | 2016-17 | 2017-18 | 2018-19 | 2019-20 | 2020-21 | 2021-22 | 2022-23 | Total | Total | Check
| Project timing | Direct Expenditure (As incurred) - $ 2015/16 |  | 120.271 | 0 | 0 | 0 | 0 | 0 | 0 | 0 | 0 | 120.271 | 0 | ok
| (excluding real cost escalators) | Assumed year commissioned (no BC) |  | x
|  | Direct Expenditure (As Commissioned) - $ 2015/16 |  | 120.271 | 0 | 0 | 0 | 0 | 0 | 0 | 0 | 0 | 120.271 | 0 | ok
| Asset class | Secondary |  | 0% | bar: 2015-16 to 2022-23
|  | Switchgear |  | 0% | bar: 2015-16 to 2022-23
|  | Transformers |  | 0% | bar: 2015-16 to 2022-23
|  | Reactive |  | 0% | bar: 2015-16 to 2022-23
|  | Lines and towers |  | 0% | bar: 2015-16 to 2022-23
|  | Establishment |  | 100% | 100% | 100% | 100% | 100% | 100% | 100% | 100% | 100%
|  | Communications |  | 0% | bar: 2015-16 to 2022-23
|  | Non System |  | 0% | bar: 2015-16 to 2022-23
|  | Land |  | 0% | bar: 2015-16 to 2022-23
|  | Easements |  | 0% | bar: 2015-16 to 2022-23
|  |  | Total | 100% | 100% | 100% | 100% | 100% | 100% | 100% | 100% | 100%
| Input costs % | Labour - internal |  | 10% | 10% | 10% | 10% | 10% | 10% | 10% | 10% | 10%
|  | Labour - external |  | 50% | 50% | 50% | 50% | 50% | 50% | 50% | 50% | 50%
|  | Materials |  | 40% | 40% | 40% | 40% | 40% | 40% | 40% | 40% | 40%
|  |  | Total | 100% | 100% | 100% | 100% | 100% | 100% | 100% | 100% | 100%
Material Escalation
| (By Asset Class) | Secondary |  | 0 | 0 | 0 | 0 | 0 | 0 | 0 | 0 | 0 | 0 | 0
|  | Switchgear |  | 0 | 0 | 0 | 0 | 0 | 0 | 0 | 0 | 0 | 0 | 0
|  | Transformers |  | 0 | 0 | 0 | 0 | 0 | 0 | 0 | 0 | 0 | 0 | 0
|  | Reactive |  | 0 | 0 | 0 | 0 | 0 | 0 | 0 | 0 | 0 | 0 | 0
|  | Lines and towers |  | 0 | 0 | 0 | 0 | 0 | 0 | 0 | 0 | 0 | 0 | 0
|  | Establishment |  | 0 | 0 | 0 | 0 | 0 | 0 | 0 | 0 | 0 | 0 | 0
|  | Communications |  | 0 | 0 | 0 | 0 | 0 | 0 | 0 | 0 | 0 | 0 | 0
|  | Non System |  | 0 | 0 | 0 | 0 | 0 | 0 | 0 | 0 | 0 | 0 | 0
|  | Land |  | 0 | 0 | 0 | 0 | 0 | 0 | 0 | 0 | 0 | 0 | 0
|  | Easements |  | 0 | 0 | 0 | 0 | 0 | 0 | 0 | 0 | 0 | 0 | 0
|  | Total Material escalation |  | 0 | 0 | 0 | 0 | 0 | 0 | 0 | 0 | 0 | 0 | 0
| Labour Escalation | Internal Labour |  | 0 | 0 | 0 | 0 | 0 | 0 | 0 | 0 | 0 | 0 | 0
|  | External Labour |  | 0 | 0 | 0 | 0 | 0 | 0 | 0 | 0 | 0 | 0 | 0
|  | Total Labour Escalation |  | 0 | 0 | 0 | 0 | 0 | 0 | 0 | 0 | 0 | 0 | 0
|  | Total Escalation |  | 0 | 0 | 0 | 0 | 0 | 0 | 0 | 0 | 0 | 0 | 0
|  | Escalation factors |  | 0 | 0 | 0 | 0 | 0 | 0 | 0 | 0 | 0 | 0 | 0
| Direct Expenditure (Escalated) | Total labour - internal |  | 12.4535 | 0 | 0 | 0 | 0 | 0 | 0 | 0 | 0 | 12.4535 | 0
| (as incurred) | Total labour - external |  | 62.2677 | 0 | 0 | 0 | 0 | 0 | 0 | 0 | 0 | 62.2677 | 0
|  | Total materials |  | 49.8141 | 0 | 0 | 0 | 0 | 0 | 0 | 0 | 0 | 49.8141 | 0
|  | Total Direct - As Incurred $ Mar 2017 |  | 124.5354 | 0 | 0 | 0 | 0 | 0 | 0 | 0 | 0 | 124.5354 | 0 | ok
| Capitalised Overheads | Overhead rate (applied to direct expenditure) |  | 8.008% | 5.944% | 7.259% | 7.876% | 9.527% | 9.284% | 8.487% | 8.487% | 8.732%
|  | Total overhead (as incurred) |  | 9.973 | 0 | 0 | 0 | 0 | 0 | 0 | 0 | 0 | 9.973 | 0
|  | Total incl Overhead - As Incurred $ Mar 2017 |  | 134.5084 | 0 | 0 | 0 | 0 | 0 | 0 | 0 | 0 | 134.5084 | 0
|  | Total overheads (As incurred) - Cumulative |  | 9.973 | 9.973 | 9.973 | 9.973 | 9.973 | 9.973 | 9.973 | 9.973 | 9.973
|  | Labour & Material Escalation - Cumulative |  | 0 | 0 | 0 | 0 | 0 | 0 | 0 | 0 | 0
Expenditure By Asset Class - As Incurred
| Asset class breakdown | Secondary |  | 0 | 0 | 0 | 0 | 0 | 0 | 0 | 0 | 0 | 0 | 0
| (fully absorbed) | Switchgear |  | 0 | 0 | 0 | 0 | 0 | 0 | 0 | 0 | 0 | 0 | 0
| (as incurred) | Transformers |  | 0 | 0 | 0 | 0 | 0 | 0 | 0 | 0 | 0 | 0 | 0
|  | Reactive |  | 0 | 0 | 0 | 0 | 0 | 0 | 0 | 0 | 0 | 0 | 0
|  | Lines and towers |  | 0 | 0 | 0 | 0 | 0 | 0 | 0 | 0 | 0 | 0 | 0
|  | Establishment |  | 134.5084 | 0 | 0 | 0 | 0 | 0 | 0 | 0 | 0 | 134.5084 | 0
|  | Communications |  | 0 | 0 | 0 | 0 | 0 | 0 | 0 | 0 | 0 | 0 | 0
|  | Non System |  | 0 | 0 | 0 | 0 | 0 | 0 | 0 | 0 | 0 | 0 | 0
|  | Land |  | 0 | 0 | 0 | 0 | 0 | 0 | 0 | 0 | 0 | 0 | 0
|  | Easements |  | 0 | 0 | 0 | 0 | 0 | 0 | 0 | 0 | 0 | 0 | 0
|  | Total incl Overhead - As Incurred $ Mar 2017 |  | 134.5084 | 0 | 0 | 0 | 0 | 0 | 0 | 0 | 0 | 134.5084 | 0
|  |  | Check | 0 | 0 | 0 | 0 | 0 | 0 | 0 | 0 | 0 | 0 | 0
| As Commissioned Capex | Direct Expenditure (As Commissioned) - $ 2015/16 |  | 120.271 | 0 | 0 | 0 | 0 | 0 | 0 | 0 | 0 | 120.271 | 0
|  | Labour & Material Escalation - $ 2015/16 |  | 0 | 0 | 0 | 0 | 0 | 0 | 0 | 0 | 0 | 0 | 0
|  | Total Direct Expenditure - $ 2015/16 |  | 120.271 | 0 | 0 | 0 | 0 | 0 | 0 | 0 | 0 | 120.271 | 0
|  | Total Direct Expenditure - $ Mar 2017 |  | 124.5354 | 0 | 0 | 0 | 0 | 0 | 0 | 0 | 0 | 124.5354 | 0
|  | Total overheads (As Commissioned) |  | 9.973 | 0 | 0 | 0 | 0 | 0 | 0 | 0 | 0 | 9.973 | 0
|  | Total incl Overhead - As commissioned $ Mar 2017 |  | 134.5084 | 0 | 0 | 0 | 0 | 0 | 0 | 0 | 0 | 134.5084 | 0
|  | Total overheads (As Comm) - Cumulative |  | 9.973 | 9.973 | 9.973 | 9.973 | 9.973 | 9.973 | 9.973 | 9.973 | 9.973
|  | Total real cost escalation (As Comm) - Cumulative |  | 0 | 0 | 0 | 0 | 0 | 0 | 0 | 0 | 0
Expenditure By Asset Class - As Commissioned
| Asset class breakdown | Secondary |  | 0 | 0 | 0 | 0 | 0 | 0 | 0 | 0 | 0 | 0 | 0
| (fully absorbed) | Switchgear |  | 0 | 0 | 0 | 0 | 0 | 0 | 0 | 0 | 0 | 0 | 0
| (as commissioned) | Transformers |  | 0 | 0 | 0 | 0 | 0 | 0 | 0 | 0 | 0 | 0 | 0
|  | Reactive |  | 0 | 0 | 0 | 0 | 0 | 0 | 0 | 0 | 0 | 0 | 0
|  | Lines and towers |  | 0 | 0 | 0 | 0 | 0 | 0 | 0 | 0 | 0 | 0 | 0
|  | Establishment |  | 134.5084 | 0 | 0 | 0 | 0 | 0 | 0 | 0 | 0 | 134.5084 | 0
|  | Communications |  | 0 | 0 | 0 | 0 | 0 | 0 | 0 | 0 | 0 | 0 | 0
|  | Non System |  | 0 | 0 | 0 | 0 | 0 | 0 | 0 | 0 | 0 | 0 | 0
|  | Land |  | 0 | 0 | 0 | 0 | 0 | 0 | 0 | 0 | 0 | 0 | 0
|  | Easements |  | 0 | 0 | 0 | 0 | 0 | 0 | 0 | 0 | 0 | 0 | 0
|  | Total incl Overhead - As commissioned $ Mar 2017 |  | 134.5084 | 0 | 0 | 0 | 0 | 0 | 0 | 0 | 0 | 134.5084 | 0
|  |  | Check | 0 | 0 | 0 | 0 | 0 | 0 | 0 | 0 | 0 | 0 | 0
0

## Proj_43
Go To: | Table of Contents
Master Inputs
|  | 0% |  | Business case? | 0
| Project name | Buildings & Property
| Project category 1 | Non Network |  |  | Shaded cells = Inputs
| Project category 2 | Non Network - Premises
| Regulatory classification | Prescribed
| Overhead Category | Non_IT_OHD |  | $000's | $000's | $000's | $000's | $000's | $000's | $000's | $000's | $000's | Project | 2017-22
|  |  |  | Prior | 2015-16 | 2016-17 | 2017-18 | 2018-19 | 2019-20 | 2020-21 | 2021-22 | 2022-23 | Total | Total | Check
| Project timing | Direct Expenditure (As incurred) - $ 2015/16 |  | 131.3762 | 2712.8073 | 517.7863 | 213 | 574.9 | 91.75 | 201.53 | 979.33 | 0 | 5422.4797 | 2060.51 | ok
| (excluding real cost escalators) | Assumed year commissioned (no BC) |  | x | bar: 2015-16 to 2022-23
|  | Direct Expenditure (As Commissioned) - $ 2015/16 |  | 131.3762 | 2712.8073 | 517.7863 | 213 | 574.9 | 91.75 | 201.53 | 979.33 | 0 | 5422.4797 | 2060.51 | ok
| Asset class | Secondary
Switchgear
Transformers
Reactive
Lines and towers
Establishment
Communications
|  | Non System |  | 100% | 100% | 100% | 100% | 100% | 100% | 100% | 100% | 100%
Land
Easements
|  |  | Total | 100% | 100% | 100% | 100% | 100% | 100% | 100% | 100% | 100%
| Input costs % | Labour - internal |  | 10% | 10% | 10% | 10% | 10% | 10% | 10% | 10% | 10%
|  | Labour - external |  | 50% | 50% | 50% | 50% | 50% | 50% | 50% | 50% | 50%
|  | Materials |  | 40% | 40% | 40% | 40% | 40% | 40% | 40% | 40% | 40%
|  |  | Total | 100% | 100% | 100% | 100% | 100% | 100% | 100% | 100% | 100%
Material Escalation
| (By Asset Class) | Secondary |  | 0 | 0 | 0 | 0 | 0 | 0 | 0 | 0 | 0 | 0 | 0
|  | Switchgear |  | 0 | 0 | 0 | 0 | 0 | 0 | 0 | 0 | 0 | 0 | 0
|  | Transformers |  | 0 | 0 | 0 | 0 | 0 | 0 | 0 | 0 | 0 | 0 | 0
|  | Reactive |  | 0 | 0 | 0 | 0 | 0 | 0 | 0 | 0 | 0 | 0 | 0
|  | Lines and towers |  | 0 | 0 | 0 | 0 | 0 | 0 | 0 | 0 | 0 | 0 | 0
|  | Establishment |  | 0 | 0 | 0 | 0 | 0 | 0 | 0 | 0 | 0 | 0 | 0
|  | Communications |  | 0 | 0 | 0 | 0 | 0 | 0 | 0 | 0 | 0 | 0 | 0
|  | Non System |  | 0 | 0 | 0 | 0 | 0 | 0 | 0 | 0 | 0 | 0 | 0
|  | Land |  | 0 | 0 | 0 | 0 | 0 | 0 | 0 | 0 | 0 | 0 | 0
|  | Easements |  | 0 | 0 | 0 | 0 | 0 | 0 | 0 | 0 | 0 | 0 | 0
|  | Total Material escalation |  | 0 | 0 | 0 | 0 | 0 | 0 | 0 | 0 | 0 | 0 | 0
| Labour Escalation | Internal Labour |  | 0 | 1.5938 | 0.64795 | 0.44015 | 1.6633 | 0.34357 | 0.94178 | 5.5094 | 0 | 11.1399 | 8.8982
|  | External Labour |  | 0 | 5.5613 | 2.7837 | 2.2619 | 9.1654 | 1.9397 | 5.4053 | 32.0194 | 0 | 59.1365 | 50.7916
|  | Total Labour Escalation |  | 0 | 7.155 | 3.4316 | 2.7021 | 10.8287 | 2.2832 | 6.347 | 37.5288 | 0 | 70.2764 | 59.6898
|  | Total Escalation |  | 0 | 7.155 | 3.4316 | 2.7021 | 10.8287 | 2.2832 | 6.347 | 37.5288 | 0 | 70.2764 | 59.6898
|  | Escalation factors |  | 0 | 0.0026375 | 0.0066275 | 0.012686 | 0.018836 | 0.024885 | 0.031494 | 0.038321 | 0 | 0.01296 | 0.028968
| Direct Expenditure (Escalated) | Total labour - internal |  | 13.6034 | 282.5496 | 54.2854 | 22.511 | 61.2507 | 9.8561 | 21.8427 | 107.1101 | 0 | 573.009 | 222.5705
| (as incurred) | Total labour - external |  | 68.0172 | 1410.2551 | 270.9549 | 112.6182 | 307.1323 | 49.51 | 109.9347 | 540.1814 | 0 | 2868.6036 | 1119.3765
|  | Total materials |  | 54.4137 | 1123.5973 | 214.458 | 88.2209 | 238.1135 | 38.0012 | 83.4702 | 405.6214 | 0 | 2245.8963 | 853.4272
|  | Total Direct - As Incurred $ Mar 2017 |  | 136.0343 | 2816.4021 | 539.6983 | 223.3501 | 606.4964 | 97.3673 | 215.2476 | 1052.9128 | 0 | 5687.5089 | 2195.3742 | ok
| Capitalised Overheads | Overhead rate (applied to direct expenditure) |  | 0% | bar: 2015-16 to 2022-23
|  | Total overhead (as incurred) |  | 0 | 0 | 0 | 0 | 0 | 0 | 0 | 0 | 0 | 0 | 0
|  | Total incl Overhead - As Incurred $ Mar 2017 |  | 136.0343 | 2816.4021 | 539.6983 | 223.3501 | 606.4964 | 97.3673 | 215.2476 | 1052.9128 | 0 | 5687.5089 | 2195.3742
|  | Total overheads (As incurred) - Cumulative |  | 0 | 0 | 0 | 0 | 0 | 0 | 0 | 0 | 0
|  | Labour & Material Escalation - Cumulative |  | 0 | 7.155 | 10.5866 | 13.2887 | 24.1174 | 26.4006 | 32.7477 | 70.2764 | 70.2764
Expenditure By Asset Class - As Incurred
| Asset class breakdown | Secondary |  | 0 | 0 | 0 | 0 | 0 | 0 | 0 | 0 | 0 | 0 | 0
| (fully absorbed) | Switchgear |  | 0 | 0 | 0 | 0 | 0 | 0 | 0 | 0 | 0 | 0 | 0
| (as incurred) | Transformers |  | 0 | 0 | 0 | 0 | 0 | 0 | 0 | 0 | 0 | 0 | 0
|  | Reactive |  | 0 | 0 | 0 | 0 | 0 | 0 | 0 | 0 | 0 | 0 | 0
|  | Lines and towers |  | 0 | 0 | 0 | 0 | 0 | 0 | 0 | 0 | 0 | 0 | 0
|  | Establishment |  | 0 | 0 | 0 | 0 | 0 | 0 | 0 | 0 | 0 | 0 | 0
|  | Communications |  | 0 | 0 | 0 | 0 | 0 | 0 | 0 | 0 | 0 | 0 | 0
|  | Non System |  | 136.0343 | 2816.4021 | 539.6983 | 223.3501 | 606.4964 | 97.3673 | 215.2476 | 1052.9128 | 0 | 5687.5089 | 2195.3742
|  | Land |  | 0 | 0 | 0 | 0 | 0 | 0 | 0 | 0 | 0 | 0 | 0
|  | Easements |  | 0 | 0 | 0 | 0 | 0 | 0 | 0 | 0 | 0 | 0 | 0
|  | Total incl Overhead - As Incurred $ Mar 2017 |  | 136.0343 | 2816.4021 | 539.6983 | 223.3501 | 606.4964 | 97.3673 | 215.2476 | 1052.9128 | 0 | 5687.5089 | 2195.3742
|  |  | Check | 0 | 0 | 0 | 0 | 0 | 0 | 0 | 0 | 0 | 0 | 0
| As Commissioned Capex | Direct Expenditure (As Commissioned) - $ 2015/16 |  | 131.3762 | 2712.8073 | 517.7863 | 213 | 574.9 | 91.75 | 201.53 | 979.33 | 0 | 5422.4797 | 2060.51
|  | Labour & Material Escalation - $ 2015/16 |  | 0 | 7.155 | 3.4316 | 2.7021 | 10.8287 | 2.2832 | 6.347 | 37.5288 | 0 | 70.2764 | 59.6898
|  | Total Direct Expenditure - $ 2015/16 |  | 131.3762 | 2719.9623 | 521.2179 | 215.7021 | 585.7287 | 94.0332 | 207.877 | 1016.8588 | 0 | 5492.7561 | 2120.1998
|  | Total Direct Expenditure - $ Mar 2017 |  | 136.0343 | 2816.4021 | 539.6983 | 223.3501 | 606.4964 | 97.3673 | 215.2476 | 1052.9128 | 0 | 5687.5089 | 2195.3742
|  | Total overheads (As Commissioned) |  | 0 | 0 | 0 | 0 | 0 | 0 | 0 | 0 | 0 | 0 | 0
|  | Total incl Overhead - As commissioned $ Mar 2017 |  | 136.0343 | 2816.4021 | 539.6983 | 223.3501 | 606.4964 | 97.3673 | 215.2476 | 1052.9128 | 0 | 5687.5089 | 2195.3742
|  | Total overheads (As Comm) - Cumulative |  | 0 | 0 | 0 | 0 | 0 | 0 | 0 | 0 | 0
|  | Total real cost escalation (As Comm) - Cumulative |  | 0 | 7.155 | 10.5866 | 13.2887 | 24.1174 | 26.4006 | 32.7477 | 70.2764 | 70.2764
Expenditure By Asset Class - As Commissioned
| Asset class breakdown | Secondary |  | 0 | 0 | 0 | 0 | 0 | 0 | 0 | 0 | 0 | 0 | 0
| (fully absorbed) | Switchgear |  | 0 | 0 | 0 | 0 | 0 | 0 | 0 | 0 | 0 | 0 | 0
| (as commissioned) | Transformers |  | 0 | 0 | 0 | 0 | 0 | 0 | 0 | 0 | 0 | 0 | 0
|  | Reactive |  | 0 | 0 | 0 | 0 | 0 | 0 | 0 | 0 | 0 | 0 | 0
|  | Lines and towers |  | 0 | 0 | 0 | 0 | 0 | 0 | 0 | 0 | 0 | 0 | 0
|  | Establishment |  | 0 | 0 | 0 | 0 | 0 | 0 | 0 | 0 | 0 | 0 | 0
|  | Communications |  | 0 | 0 | 0 | 0 | 0 | 0 | 0 | 0 | 0 | 0 | 0
|  | Non System |  | 136.0343 | 2816.4021 | 539.6983 | 223.3501 | 606.4964 | 97.3673 | 215.2476 | 1052.9128 | 0 | 5687.5089 | 2195.3742
|  | Land |  | 0 | 0 | 0 | 0 | 0 | 0 | 0 | 0 | 0 | 0 | 0
|  | Easements |  | 0 | 0 | 0 | 0 | 0 | 0 | 0 | 0 | 0 | 0 | 0
|  | Total incl Overhead - As commissioned $ Mar 2017 |  | 136.0343 | 2816.4021 | 539.6983 | 223.3501 | 606.4964 | 97.3673 | 215.2476 | 1052.9128 | 0 | 5687.5089 | 2195.3742
|  |  | Check | 0 | 0 | 0 | 0 | 0 | 0 | 0 | 0 | 0 | 0 | 0
0

## Proj_44
Go To: | Table of Contents
Master Inputs
|  | 0% |  | Business case? | 0
| Project name | Non-network - Other
| Project category 1 | Non Network |  |  | Shaded cells = Inputs
| Project category 2 | Non Network - Other
| Regulatory classification | Prescribed
| Overhead Category | Non_IT_OHD |  | $000's | $000's | $000's | $000's | $000's | $000's | $000's | $000's | $000's | Project | 2017-22
|  |  |  | Prior | 2015-16 | 2016-17 | 2017-18 | 2018-19 | 2019-20 | 2020-21 | 2021-22 | 2022-23 | Total | Total | Check
| Project timing | Direct Expenditure (As incurred) - $ 2015/16 |  | 2153.2519 | 2019.0119 | 2527.7625 | 2838.704 | 2838.704 | 2838.704 | 2838.704 | 2838.704 | 0 | 20893.5461 | 14193.5199 | ok
| (excluding real cost escalators) | Assumed year commissioned (no BC) |  | x | bar: 2015-16 to 2022-23
|  | Direct Expenditure (As Commissioned) - $ 2015/16 |  | 2153.2519 | 2019.0119 | 2527.7625 | 2838.704 | 2838.704 | 2838.704 | 2838.704 | 2838.704 | 0 | 20893.5461 | 14193.5199 | ok
| Asset class | Secondary
Switchgear
Transformers
Reactive
Lines and towers
Establishment
Communications
|  | Non System |  | 100% | 100% | 100% | 100% | 100% | 100% | 100% | 100% | 100%
Land
Easements
|  |  | Total | 100% | 100% | 100% | 100% | 100% | 100% | 100% | 100% | 100%
| Input costs % | Labour - internal |  | 10% | 10% | 10% | 10% | 10% | 10% | 10% | 10% | 10%
|  | Labour - external |  | 50% | 50% | 50% | 50% | 50% | 50% | 50% | 50% | 50%
|  | Materials |  | 40% | 40% | 40% | 40% | 40% | 40% | 40% | 40% | 40%
|  |  | Total | 100% | 100% | 100% | 100% | 100% | 100% | 100% | 100% | 100%
Material Escalation
| (By Asset Class) | Secondary |  | 0 | 0 | 0 | 0 | 0 | 0 | 0 | 0 | 0 | 0 | 0
|  | Switchgear |  | 0 | 0 | 0 | 0 | 0 | 0 | 0 | 0 | 0 | 0 | 0
|  | Transformers |  | 0 | 0 | 0 | 0 | 0 | 0 | 0 | 0 | 0 | 0 | 0
|  | Reactive |  | 0 | 0 | 0 | 0 | 0 | 0 | 0 | 0 | 0 | 0 | 0
|  | Lines and towers |  | 0 | 0 | 0 | 0 | 0 | 0 | 0 | 0 | 0 | 0 | 0
|  | Establishment |  | 0 | 0 | 0 | 0 | 0 | 0 | 0 | 0 | 0 | 0 | 0
|  | Communications |  | 0 | 0 | 0 | 0 | 0 | 0 | 0 | 0 | 0 | 0 | 0
|  | Non System |  | 0 | 0 | 0 | 0 | 0 | 0 | 0 | 0 | 0 | 0 | 0
|  | Land |  | 0 | 0 | 0 | 0 | 0 | 0 | 0 | 0 | 0 | 0 | 0
|  | Easements |  | 0 | 0 | 0 | 0 | 0 | 0 | 0 | 0 | 0 | 0 | 0
|  | Total Material escalation |  | 0 | 0 | 0 | 0 | 0 | 0 | 0 | 0 | 0 | 0 | 0
| Labour Escalation | Internal Labour |  | 0 | 1.1862 | 3.1632 | 5.866 | 8.2129 | 10.6299 | 13.2657 | 15.9696 | 0 | 58.2935 | 53.9441
|  | External Labour |  | 0 | 4.139 | 13.5895 | 30.1452 | 45.2562 | 60.0122 | 76.1372 | 92.8119 | 0 | 322.0912 | 304.3627
|  | Total Labour Escalation |  | 0 | 5.3251 | 16.7526 | 36.0113 | 53.4691 | 70.642 | 89.4029 | 108.7815 | 0 | 380.3847 | 358.3069
|  | Total Escalation |  | 0 | 5.3251 | 16.7526 | 36.0113 | 53.4691 | 70.642 | 89.4029 | 108.7815 | 0 | 380.3847 | 358.3069
|  | Escalation factors |  | 0 | 0.0026375 | 0.0066275 | 0.012686 | 0.018836 | 0.024885 | 0.031494 | 0.038321 | 0 | 0.018206 | 0.025244
| Direct Expenditure (Escalated) | Total labour - internal |  | 222.9598 | 210.2881 | 265.0141 | 300.0094 | 302.4395 | 304.9422 | 307.6714 | 310.4712 | 0 | 2223.7957 | 1525.5337
| (as incurred) | Total labour - external |  | 1114.7991 | 1049.585 | 1322.7651 | 1500.891 | 1516.5378 | 1531.8169 | 1548.5137 | 1565.7796 | 0 | 11150.6882 | 7663.539
|  | Total materials |  | 891.8393 | 836.2394 | 1046.955 | 1175.7416 | 1175.7416 | 1175.7416 | 1175.7416 | 1175.7416 | 0 | 8653.7415 | 5878.7078
|  | Total Direct - As Incurred $ Mar 2017 |  | 2229.5982 | 2096.1125 | 2634.7342 | 2976.642 | 2994.7188 | 3012.5006 | 3031.9267 | 3051.9924 | 0 | 22028.2254 | 15067.7805 | ok
| Capitalised Overheads | Overhead rate (applied to direct expenditure) |  | 0% | bar: 2015-16 to 2022-23
|  | Total overhead (as incurred) |  | 0 | 0 | 0 | 0 | 0 | 0 | 0 | 0 | 0 | 0 | 0
|  | Total incl Overhead - As Incurred $ Mar 2017 |  | 2229.5982 | 2096.1125 | 2634.7342 | 2976.642 | 2994.7188 | 3012.5006 | 3031.9267 | 3051.9924 | 0 | 22028.2254 | 15067.7805
|  | Total overheads (As incurred) - Cumulative |  | 0 | 0 | 0 | 0 | 0 | 0 | 0 | 0 | 0
|  | Labour & Material Escalation - Cumulative |  | 0 | 5.3251 | 22.0778 | 58.089 | 111.5582 | 182.2002 | 271.6031 | 380.3847 | 380.3847
Expenditure By Asset Class - As Incurred
| Asset class breakdown | Secondary |  | 0 | 0 | 0 | 0 | 0 | 0 | 0 | 0 | 0 | 0 | 0
| (fully absorbed) | Switchgear |  | 0 | 0 | 0 | 0 | 0 | 0 | 0 | 0 | 0 | 0 | 0
| (as incurred) | Transformers |  | 0 | 0 | 0 | 0 | 0 | 0 | 0 | 0 | 0 | 0 | 0
|  | Reactive |  | 0 | 0 | 0 | 0 | 0 | 0 | 0 | 0 | 0 | 0 | 0
|  | Lines and towers |  | 0 | 0 | 0 | 0 | 0 | 0 | 0 | 0 | 0 | 0 | 0
|  | Establishment |  | 0 | 0 | 0 | 0 | 0 | 0 | 0 | 0 | 0 | 0 | 0
|  | Communications |  | 0 | 0 | 0 | 0 | 0 | 0 | 0 | 0 | 0 | 0 | 0
|  | Non System |  | 2229.5982 | 2096.1125 | 2634.7342 | 2976.642 | 2994.7188 | 3012.5006 | 3031.9267 | 3051.9924 | 0 | 22028.2254 | 15067.7805
|  | Land |  | 0 | 0 | 0 | 0 | 0 | 0 | 0 | 0 | 0 | 0 | 0
|  | Easements |  | 0 | 0 | 0 | 0 | 0 | 0 | 0 | 0 | 0 | 0 | 0
|  | Total incl Overhead - As Incurred $ Mar 2017 |  | 2229.5982 | 2096.1125 | 2634.7342 | 2976.642 | 2994.7188 | 3012.5006 | 3031.9267 | 3051.9924 | 0 | 22028.2254 | 15067.7805
|  |  | Check | 0 | 0 | 0 | 0 | 0 | 0 | 0 | 0 | 0 | 0 | 0
| As Commissioned Capex | Direct Expenditure (As Commissioned) - $ 2015/16 |  | 2153.2519 | 2019.0119 | 2527.7625 | 2838.704 | 2838.704 | 2838.704 | 2838.704 | 2838.704 | 0 | 20893.5461 | 14193.5199
|  | Labour & Material Escalation - $ 2015/16 |  | 0 | 5.3251 | 16.7526 | 36.0113 | 53.4691 | 70.642 | 89.4029 | 108.7815 | 0 | 380.3847 | 358.3069
|  | Total Direct Expenditure - $ 2015/16 |  | 2153.2519 | 2024.337 | 2544.5151 | 2874.7152 | 2892.1731 | 2909.346 | 2928.1069 | 2947.4855 | 0 | 21273.9308 | 14551.8268
|  | Total Direct Expenditure - $ Mar 2017 |  | 2229.5982 | 2096.1125 | 2634.7342 | 2976.642 | 2994.7188 | 3012.5006 | 3031.9267 | 3051.9924 | 0 | 22028.2254 | 15067.7805
|  | Total overheads (As Commissioned) |  | 0 | 0 | 0 | 0 | 0 | 0 | 0 | 0 | 0 | 0 | 0
|  | Total incl Overhead - As commissioned $ Mar 2017 |  | 2229.5982 | 2096.1125 | 2634.7342 | 2976.642 | 2994.7188 | 3012.5006 | 3031.9267 | 3051.9924 | 0 | 22028.2254 | 15067.7805
|  | Total overheads (As Comm) - Cumulative |  | 0 | 0 | 0 | 0 | 0 | 0 | 0 | 0 | 0
|  | Total real cost escalation (As Comm) - Cumulative |  | 0 | 5.3251 | 22.0778 | 58.089 | 111.5582 | 182.2002 | 271.6031 | 380.3847 | 380.3847
Expenditure By Asset Class - As Commissioned
| Asset class breakdown | Secondary |  | 0 | 0 | 0 | 0 | 0 | 0 | 0 | 0 | 0 | 0 | 0
| (fully absorbed) | Switchgear |  | 0 | 0 | 0 | 0 | 0 | 0 | 0 | 0 | 0 | 0 | 0
| (as commissioned) | Transformers |  | 0 | 0 | 0 | 0 | 0 | 0 | 0 | 0 | 0 | 0 | 0
|  | Reactive |  | 0 | 0 | 0 | 0 | 0 | 0 | 0 | 0 | 0 | 0 | 0
|  | Lines and towers |  | 0 | 0 | 0 | 0 | 0 | 0 | 0 | 0 | 0 | 0 | 0
|  | Establishment |  | 0 | 0 | 0 | 0 | 0 | 0 | 0 | 0 | 0 | 0 | 0
|  | Communications |  | 0 | 0 | 0 | 0 | 0 | 0 | 0 | 0 | 0 | 0 | 0
|  | Non System |  | 2229.5982 | 2096.1125 | 2634.7342 | 2976.642 | 2994.7188 | 3012.5006 | 3031.9267 | 3051.9924 | 0 | 22028.2254 | 15067.7805
|  | Land |  | 0 | 0 | 0 | 0 | 0 | 0 | 0 | 0 | 0 | 0 | 0
|  | Easements |  | 0 | 0 | 0 | 0 | 0 | 0 | 0 | 0 | 0 | 0 | 0
|  | Total incl Overhead - As commissioned $ Mar 2017 |  | 2229.5982 | 2096.1125 | 2634.7342 | 2976.642 | 2994.7188 | 3012.5006 | 3031.9267 | 3051.9924 | 0 | 22028.2254 | 15067.7805
|  |  | Check | 0 | 0 | 0 | 0 | 0 | 0 | 0 | 0 | 0 | 0 | 0
0

## Proj_45
Go To: | Table of Contents
Master Inputs
|  | 0% |  | Business case? | 0
| Project name | IT Strategy
| Project category 1 | Non Network |  |  | Shaded cells = Inputs
| Project category 2 | Non Network - IT
| Regulatory classification | Prescribed
| Overhead Category | IT_OHD |  | $000's | $000's | $000's | $000's | $000's | $000's | $000's | $000's | $000's | Project | 2017-22
|  |  |  | Prior | 2015-16 | 2016-17 | 2017-18 | 2018-19 | 2019-20 | 2020-21 | 2021-22 | 2022-23 | Total | Total | Check
| Project timing | Direct Expenditure (As incurred) - $ 2015/16 |  | 30117.3368 | 7320.8815 | 17538.2019 | 23279.633 | 21004.214 | 12452.477 | 10346.502 | 8754.113 | 0 | 130813.3592 | 75836.939 | ok
| (excluding real cost escalators) | Assumed year commissioned (no BC) |  | x | bar: 2015-16 to 2022-23
|  | Direct Expenditure (As Commissioned) - $ 2015/16 |  | 6264.4346 | 31173.7837 | 17538.2019 | 23279.633 | 21004.214 | 12452.477 | 10346.502 | 8754.113 | 0 | 130813.3592 | 75836.939 | ok
| Asset class | Secondary
Switchgear
Transformers
Reactive
Lines and towers
Establishment
Communications
|  | Non System |  | 100% | 100% | 100% | 100% | 100% | 100% | 100% | 100% | 100%
Land
Easements
|  |  | Total | 100% | 100% | 100% | 100% | 100% | 100% | 100% | 100% | 100%
| Input costs % | Labour - internal |  | 10% | 10% | 10% | 10% | 10% | 10% | 10% | 10% | 10%
|  | Labour - external |  | 50% | 50% | 50% | 50% | 50% | 50% | 50% | 50% | 50%
|  | Materials |  | 40% | 40% | 40% | 40% | 40% | 40% | 40% | 40% | 40%
|  |  | Total | 100% | 100% | 100% | 100% | 100% | 100% | 100% | 100% | 100%
Material Escalation
| (By Asset Class) | Secondary |  | 0 | 0 | 0 | 0 | 0 | 0 | 0 | 0 | 0 | 0 | 0
|  | Switchgear |  | 0 | 0 | 0 | 0 | 0 | 0 | 0 | 0 | 0 | 0 | 0
|  | Transformers |  | 0 | 0 | 0 | 0 | 0 | 0 | 0 | 0 | 0 | 0 | 0
|  | Reactive |  | 0 | 0 | 0 | 0 | 0 | 0 | 0 | 0 | 0 | 0 | 0
|  | Lines and towers |  | 0 | 0 | 0 | 0 | 0 | 0 | 0 | 0 | 0 | 0 | 0
|  | Establishment |  | 0 | 0 | 0 | 0 | 0 | 0 | 0 | 0 | 0 | 0 | 0
|  | Communications |  | 0 | 0 | 0 | 0 | 0 | 0 | 0 | 0 | 0 | 0 | 0
|  | Non System |  | 0 | 0 | 0 | 0 | 0 | 0 | 0 | 0 | 0 | 0 | 0
|  | Land |  | 0 | 0 | 0 | 0 | 0 | 0 | 0 | 0 | 0 | 0 | 0
|  | Easements |  | 0 | 0 | 0 | 0 | 0 | 0 | 0 | 0 | 0 | 0 | 0
|  | Total Material escalation |  | 0 | 0 | 0 | 0 | 0 | 0 | 0 | 0 | 0 | 0 | 0
| Labour Escalation | Internal Labour |  | 0 | 4.301 | 21.9469 | 48.1062 | 60.7692 | 46.6299 | 48.3507 | 49.2478 | 0 | 279.3517 | 253.1038
|  | External Labour |  | 0 | 15.0078 | 94.2868 | 247.2148 | 334.861 | 263.2539 | 277.5048 | 286.2173 | 0 | 1518.3463 | 1409.0517
|  | Total Labour Escalation |  | 0 | 19.3088 | 116.2337 | 295.321 | 395.6302 | 309.8838 | 325.8555 | 335.465 | 0 | 1797.6981 | 1662.1555
|  | Total Escalation |  | 0 | 19.3088 | 116.2337 | 295.321 | 395.6302 | 309.8838 | 325.8555 | 335.465 | 0 | 1797.6981 | 1662.1555
|  | Escalation factors |  | 0 | 0.0026375 | 0.0066275 | 0.012686 | 0.018836 | 0.024885 | 0.031494 | 0.038321 | 0 | 0.013742 | 0.021917
| Direct Expenditure (Escalated) | Total labour - internal |  | 3118.5186 | 762.4988 | 1838.7292 | 2460.3161 | 2237.8184 | 1337.6828 | 1121.4001 | 957.444 | 0 | 13834.408 | 8114.6614
| (as incurred) | Total labour - external |  | 15592.5929 | 3805.7663 | 9177.6506 | 12308.5013 | 11221.2067 | 6719.5857 | 5644.0193 | 4828.6161 | 0 | 69297.9391 | 40721.9292
|  | Total materials |  | 12474.0743 | 3032.1811 | 7264.0166 | 9642.017 | 8699.5782 | 5157.5983 | 4285.3402 | 3625.8005 | 0 | 54180.6062 | 31410.3342
|  | Total Direct - As Incurred $ Mar 2017 |  | 31185.1858 | 7600.4463 | 18280.3964 | 24410.8344 | 22158.6033 | 13214.8668 | 11050.7597 | 9411.8607 | 0 | 137312.9533 | 80246.9249 | ok
| Capitalised Overheads | Overhead rate (applied to direct expenditure) |  | 4.88% | 7.515% | 8.752% | 6.367% | 6.177% | 9.075% | 7.593% | 7.593% | 7.361%
|  | Total overhead (as incurred) |  | 1521.7856 | 571.1885 | 1599.8866 | 1554.1791 | 1368.7323 | 1199.2102 | 839.0391 | 714.6042 | 0 | 9368.6257 | 5675.765
|  | Total incl Overhead - As Incurred $ Mar 2017 |  | 32706.9714 | 8171.6348 | 19880.283 | 25965.0135 | 23527.3356 | 14414.077 | 11889.7988 | 10126.4649 | 0 | 146681.579 | 85922.6899
|  | Total overheads (As incurred) - Cumulative |  | 1521.7856 | 2092.9741 | 3692.8607 | 5247.0398 | 6615.7721 | 7814.9824 | 8654.0215 | 9368.6257 | 9368.6257
|  | Labour & Material Escalation - Cumulative |  | 0 | 19.3088 | 135.5425 | 430.8635 | 826.4937 | 1136.3776 | 1462.233 | 1797.6981 | 1797.6981
Expenditure By Asset Class - As Incurred
| Asset class breakdown | Secondary |  | 0 | 0 | 0 | 0 | 0 | 0 | 0 | 0 | 0 | 0 | 0
| (fully absorbed) | Switchgear |  | 0 | 0 | 0 | 0 | 0 | 0 | 0 | 0 | 0 | 0 | 0
| (as incurred) | Transformers |  | 0 | 0 | 0 | 0 | 0 | 0 | 0 | 0 | 0 | 0 | 0
|  | Reactive |  | 0 | 0 | 0 | 0 | 0 | 0 | 0 | 0 | 0 | 0 | 0
|  | Lines and towers |  | 0 | 0 | 0 | 0 | 0 | 0 | 0 | 0 | 0 | 0 | 0
|  | Establishment |  | 0 | 0 | 0 | 0 | 0 | 0 | 0 | 0 | 0 | 0 | 0
|  | Communications |  | 0 | 0 | 0 | 0 | 0 | 0 | 0 | 0 | 0 | 0 | 0
|  | Non System |  | 32706.9714 | 8171.6348 | 19880.283 | 25965.0135 | 23527.3356 | 14414.077 | 11889.7988 | 10126.4649 | 0 | 146681.579 | 85922.6899
|  | Land |  | 0 | 0 | 0 | 0 | 0 | 0 | 0 | 0 | 0 | 0 | 0
|  | Easements |  | 0 | 0 | 0 | 0 | 0 | 0 | 0 | 0 | 0 | 0 | 0
|  | Total incl Overhead - As Incurred $ Mar 2017 |  | 32706.9714 | 8171.6348 | 19880.283 | 25965.0135 | 23527.3356 | 14414.077 | 11889.7988 | 10126.4649 | 0 | 146681.579 | 85922.6899
|  |  | Check | 0 | 0 | 0 | 0 | 0 | 0 | 0 | 0 | 0 | 0 | 0
| As Commissioned Capex | Direct Expenditure (As Commissioned) - $ 2015/16 |  | 6264.4346 | 31173.7837 | 17538.2019 | 23279.633 | 21004.214 | 12452.477 | 10346.502 | 8754.113 | 0 | 130813.3592 | 75836.939
|  | Labour & Material Escalation - $ 2015/16 |  | 0 | 19.3088 | 116.2337 | 295.321 | 395.6302 | 309.8838 | 325.8555 | 335.465 | 0 | 1797.6981 | 1662.1555
|  | Total Direct Expenditure - $ 2015/16 |  | 6264.4346 | 31193.0925 | 17654.4356 | 23574.954 | 21399.8442 | 12762.3608 | 10672.3575 | 9089.578 | 0 | 132611.0573 | 77499.0945
|  | Total Direct Expenditure - $ Mar 2017 |  | 6486.5482 | 32299.0838 | 18280.3964 | 24410.8344 | 22158.6033 | 13214.8668 | 11050.7597 | 9411.8607 | 0 | 137312.9533 | 80246.9249
|  | Total overheads (As Commissioned) |  | 316.5328 | 1776.4413 | 1599.8866 | 1554.1791 | 1368.7323 | 1199.2102 | 839.0391 | 714.6042 | 0 | 9368.6257 | 5675.765
|  | Total incl Overhead - As commissioned $ Mar 2017 |  | 6803.0811 | 34075.5251 | 19880.283 | 25965.0135 | 23527.3356 | 14414.077 | 11889.7988 | 10126.4649 | 0 | 146681.579 | 85922.6899
|  | Total overheads (As Comm) - Cumulative |  | 316.5328 | 2092.9741 | 3692.8607 | 5247.0398 | 6615.7721 | 7814.9824 | 8654.0215 | 9368.6257 | 9368.6257
|  | Total real cost escalation (As Comm) - Cumulative |  | 0 | 19.3088 | 135.5425 | 430.8635 | 826.4937 | 1136.3776 | 1462.233 | 1797.6981 | 1797.6981
Expenditure By Asset Class - As Commissioned
| Asset class breakdown | Secondary |  | 0 | 0 | 0 | 0 | 0 | 0 | 0 | 0 | 0 | 0 | 0
| (fully absorbed) | Switchgear |  | 0 | 0 | 0 | 0 | 0 | 0 | 0 | 0 | 0 | 0 | 0
| (as commissioned) | Transformers |  | 0 | 0 | 0 | 0 | 0 | 0 | 0 | 0 | 0 | 0 | 0
|  | Reactive |  | 0 | 0 | 0 | 0 | 0 | 0 | 0 | 0 | 0 | 0 | 0
|  | Lines and towers |  | 0 | 0 | 0 | 0 | 0 | 0 | 0 | 0 | 0 | 0 | 0
|  | Establishment |  | 0 | 0 | 0 | 0 | 0 | 0 | 0 | 0 | 0 | 0 | 0
|  | Communications |  | 0 | 0 | 0 | 0 | 0 | 0 | 0 | 0 | 0 | 0 | 0
|  | Non System |  | 6803.0811 | 34075.5251 | 19880.283 | 25965.0135 | 23527.3356 | 14414.077 | 11889.7988 | 10126.4649 | 0 | 146681.579 | 85922.6899
|  | Land |  | 0 | 0 | 0 | 0 | 0 | 0 | 0 | 0 | 0 | 0 | 0
|  | Easements |  | 0 | 0 | 0 | 0 | 0 | 0 | 0 | 0 | 0 | 0 | 0
|  | Total incl Overhead - As commissioned $ Mar 2017 |  | 6803.0811 | 34075.5251 | 19880.283 | 25965.0135 | 23527.3356 | 14414.077 | 11889.7988 | 10126.4649 | 0 | 146681.579 | 85922.6899
|  |  | Check | 0 | 0 | 0 | 0 | 0 | 0 | 0 | 0 | 0 | 0 | 0
0

## Proj_46
Go To: | Table of Contents
Master Inputs
|  | 0% |  | Business case? | 0
| Project name | Motor Vehicles
| Project category 1 | Non Network |  |  | Shaded cells = Inputs
| Project category 2 | Non Network - Vehicles
| Regulatory classification | Prescribed
| Overhead Category | Non_IT_OHD |  | $000's | $000's | $000's | $000's | $000's | $000's | $000's | $000's | $000's | Project | 2017-22
|  |  |  | Prior | 2015-16 | 2016-17 | 2017-18 | 2018-19 | 2019-20 | 2020-21 | 2021-22 | 2022-23 | Total | Total | Check
| Project timing | Direct Expenditure (As incurred) - $ 2015/16 |  | 792.9599 | 1371.1527 | 872.8106 | 1867.8901 | 1465.7382 | 2021.3429 | 1697.5047 | 1697.5047 | 0 | 11786.9037 | 8749.9806 | ok
| (excluding real cost escalators) | Assumed year commissioned (no BC) |  | x | bar: 2015-16 to 2022-23
|  | Direct Expenditure (As Commissioned) - $ 2015/16 |  | 792.9599 | 1371.1527 | 872.8106 | 1867.8901 | 1465.7382 | 2021.3429 | 1697.5047 | 1697.5047 | 0 | 11786.9037 | 8749.9806 | ok
| Asset class | Secondary
Switchgear
Transformers
Reactive
Lines and towers
Establishment
Communications
|  | Non System |  | 100% | 100% | 100% | 100% | 100% | 100% | 100% | 100% | 100%
Land
Easements
|  |  | Total | 100% | 100% | 100% | 100% | 100% | 100% | 100% | 100% | 100%
| Input costs % | Labour - internal |  | 10% | 10% | 10% | 10% | 10% | 10% | 10% | 10% | 10%
|  | Labour - external |  | 50% | 50% | 50% | 50% | 50% | 50% | 50% | 50% | 50%
|  | Materials |  | 40% | 40% | 40% | 40% | 40% | 40% | 40% | 40% | 40%
|  |  | Total | 100% | 100% | 100% | 100% | 100% | 100% | 100% | 100% | 100%
Material Escalation
| (By Asset Class) | Secondary |  | 0 | 0 | 0 | 0 | 0 | 0 | 0 | 0 | 0 | 0 | 0
|  | Switchgear |  | 0 | 0 | 0 | 0 | 0 | 0 | 0 | 0 | 0 | 0 | 0
|  | Transformers |  | 0 | 0 | 0 | 0 | 0 | 0 | 0 | 0 | 0 | 0 | 0
|  | Reactive |  | 0 | 0 | 0 | 0 | 0 | 0 | 0 | 0 | 0 | 0 | 0
|  | Lines and towers |  | 0 | 0 | 0 | 0 | 0 | 0 | 0 | 0 | 0 | 0 | 0
|  | Establishment |  | 0 | 0 | 0 | 0 | 0 | 0 | 0 | 0 | 0 | 0 | 0
|  | Communications |  | 0 | 0 | 0 | 0 | 0 | 0 | 0 | 0 | 0 | 0 | 0
|  | Non System |  | 0 | 0 | 0 | 0 | 0 | 0 | 0 | 0 | 0 | 0 | 0
|  | Land |  | 0 | 0 | 0 | 0 | 0 | 0 | 0 | 0 | 0 | 0 | 0
|  | Easements |  | 0 | 0 | 0 | 0 | 0 | 0 | 0 | 0 | 0 | 0 | 0
|  | Total Material escalation |  | 0 | 0 | 0 | 0 | 0 | 0 | 0 | 0 | 0 | 0 | 0
| Labour Escalation | Internal Labour |  | 0 | 0.80555 | 1.0922 | 3.8599 | 4.2407 | 7.5692 | 7.9327 | 9.5496 | 0 | 35.0498 | 33.152
|  | External Labour |  | 0 | 2.8109 | 4.6923 | 19.8358 | 23.3676 | 42.7326 | 45.529 | 55.5002 | 0 | 194.4683 | 186.9652
|  | Total Labour Escalation |  | 0 | 3.6164 | 5.7845 | 23.6957 | 27.6083 | 50.3018 | 53.4617 | 65.0498 | 0 | 229.5181 | 220.1172
|  | Total Escalation |  | 0 | 3.6164 | 5.7845 | 23.6957 | 27.6083 | 50.3018 | 53.4617 | 65.0498 | 0 | 229.5181 | 220.1172
|  | Escalation factors |  | 0 | 0.0026375 | 0.0066275 | 0.012686 | 0.018836 | 0.024885 | 0.031494 | 0.038321 | 0 | 0.019472 | 0.025156
| Direct Expenditure (Escalated) | Total labour - internal |  | 82.1075 | 142.811 | 91.5067 | 197.4086 | 156.1618 | 217.1388 | 183.9831 | 185.6574 | 0 | 1256.7749 | 940.3497
| (as incurred) | Total labour - external |  | 410.5376 | 712.7949 | 456.7373 | 987.5984 | 783.0501 | 1090.7538 | 925.9892 | 936.314 | 0 | 6303.7753 | 4723.7055
|  | Total materials |  | 328.4301 | 567.9075 | 361.5029 | 773.6474 | 607.0831 | 837.2049 | 703.0768 | 703.0768 | 0 | 4881.9294 | 3624.089
|  | Total Direct - As Incurred $ Mar 2017 |  | 821.0753 | 1423.5133 | 909.7469 | 1958.6545 | 1546.295 | 2145.0975 | 1813.0491 | 1825.0482 | 0 | 12442.4796 | 9288.1442 | ok
| Capitalised Overheads | Overhead rate (applied to direct expenditure) |  | 0% | bar: 2015-16 to 2022-23
|  | Total overhead (as incurred) |  | 0 | 0 | 0 | 0 | 0 | 0 | 0 | 0 | 0 | 0 | 0
|  | Total incl Overhead - As Incurred $ Mar 2017 |  | 821.0753 | 1423.5133 | 909.7469 | 1958.6545 | 1546.295 | 2145.0975 | 1813.0491 | 1825.0482 | 0 | 12442.4796 | 9288.1442
|  | Total overheads (As incurred) - Cumulative |  | 0 | 0 | 0 | 0 | 0 | 0 | 0 | 0 | 0
|  | Labour & Material Escalation - Cumulative |  | 0 | 3.6164 | 9.4009 | 33.0966 | 60.7049 | 111.0067 | 164.4683 | 229.5181 | 229.5181
Expenditure By Asset Class - As Incurred
| Asset class breakdown | Secondary |  | 0 | 0 | 0 | 0 | 0 | 0 | 0 | 0 | 0 | 0 | 0
| (fully absorbed) | Switchgear |  | 0 | 0 | 0 | 0 | 0 | 0 | 0 | 0 | 0 | 0 | 0
| (as incurred) | Transformers |  | 0 | 0 | 0 | 0 | 0 | 0 | 0 | 0 | 0 | 0 | 0
|  | Reactive |  | 0 | 0 | 0 | 0 | 0 | 0 | 0 | 0 | 0 | 0 | 0
|  | Lines and towers |  | 0 | 0 | 0 | 0 | 0 | 0 | 0 | 0 | 0 | 0 | 0
|  | Establishment |  | 0 | 0 | 0 | 0 | 0 | 0 | 0 | 0 | 0 | 0 | 0
|  | Communications |  | 0 | 0 | 0 | 0 | 0 | 0 | 0 | 0 | 0 | 0 | 0
|  | Non System |  | 821.0753 | 1423.5133 | 909.7469 | 1958.6545 | 1546.295 | 2145.0975 | 1813.0491 | 1825.0482 | 0 | 12442.4796 | 9288.1442
|  | Land |  | 0 | 0 | 0 | 0 | 0 | 0 | 0 | 0 | 0 | 0 | 0
|  | Easements |  | 0 | 0 | 0 | 0 | 0 | 0 | 0 | 0 | 0 | 0 | 0
|  | Total incl Overhead - As Incurred $ Mar 2017 |  | 821.0753 | 1423.5133 | 909.7469 | 1958.6545 | 1546.295 | 2145.0975 | 1813.0491 | 1825.0482 | 0 | 12442.4796 | 9288.1442
|  |  | Check | 0 | 0 | 0 | 0 | 0 | 0 | 0 | 0 | 0 | 0 | 0
| As Commissioned Capex | Direct Expenditure (As Commissioned) - $ 2015/16 |  | 792.9599 | 1371.1527 | 872.8106 | 1867.8901 | 1465.7382 | 2021.3429 | 1697.5047 | 1697.5047 | 0 | 11786.9037 | 8749.9806
|  | Labour & Material Escalation - $ 2015/16 |  | 0 | 3.6164 | 5.7845 | 23.6957 | 27.6083 | 50.3018 | 53.4617 | 65.0498 | 0 | 229.5181 | 220.1172
|  | Total Direct Expenditure - $ 2015/16 |  | 792.9599 | 1374.7691 | 878.5951 | 1891.5858 | 1493.3464 | 2071.6446 | 1750.9664 | 1762.5545 | 0 | 12016.4219 | 8970.0978
|  | Total Direct Expenditure - $ Mar 2017 |  | 821.0753 | 1423.5133 | 909.7469 | 1958.6545 | 1546.295 | 2145.0975 | 1813.0491 | 1825.0482 | 0 | 12442.4796 | 9288.1442
|  | Total overheads (As Commissioned) |  | 0 | 0 | 0 | 0 | 0 | 0 | 0 | 0 | 0 | 0 | 0
|  | Total incl Overhead - As commissioned $ Mar 2017 |  | 821.0753 | 1423.5133 | 909.7469 | 1958.6545 | 1546.295 | 2145.0975 | 1813.0491 | 1825.0482 | 0 | 12442.4796 | 9288.1442
|  | Total overheads (As Comm) - Cumulative |  | 0 | 0 | 0 | 0 | 0 | 0 | 0 | 0 | 0
|  | Total real cost escalation (As Comm) - Cumulative |  | 0 | 3.6164 | 9.4009 | 33.0966 | 60.7049 | 111.0067 | 164.4683 | 229.5181 | 229.5181
Expenditure By Asset Class - As Commissioned
| Asset class breakdown | Secondary |  | 0 | 0 | 0 | 0 | 0 | 0 | 0 | 0 | 0 | 0 | 0
| (fully absorbed) | Switchgear |  | 0 | 0 | 0 | 0 | 0 | 0 | 0 | 0 | 0 | 0 | 0
| (as commissioned) | Transformers |  | 0 | 0 | 0 | 0 | 0 | 0 | 0 | 0 | 0 | 0 | 0
|  | Reactive |  | 0 | 0 | 0 | 0 | 0 | 0 | 0 | 0 | 0 | 0 | 0
|  | Lines and towers |  | 0 | 0 | 0 | 0 | 0 | 0 | 0 | 0 | 0 | 0 | 0
|  | Establishment |  | 0 | 0 | 0 | 0 | 0 | 0 | 0 | 0 | 0 | 0 | 0
|  | Communications |  | 0 | 0 | 0 | 0 | 0 | 0 | 0 | 0 | 0 | 0 | 0
|  | Non System |  | 821.0753 | 1423.5133 | 909.7469 | 1958.6545 | 1546.295 | 2145.0975 | 1813.0491 | 1825.0482 | 0 | 12442.4796 | 9288.1442
|  | Land |  | 0 | 0 | 0 | 0 | 0 | 0 | 0 | 0 | 0 | 0 | 0
|  | Easements |  | 0 | 0 | 0 | 0 | 0 | 0 | 0 | 0 | 0 | 0 | 0
|  | Total incl Overhead - As commissioned $ Mar 2017 |  | 821.0753 | 1423.5133 | 909.7469 | 1958.6545 | 1546.295 | 2145.0975 | 1813.0491 | 1825.0482 | 0 | 12442.4796 | 9288.1442
|  |  | Check | 0 | 0 | 0 | 0 | 0 | 0 | 0 | 0 | 0 | 0 | 0
0

## Outputs-->
Table of Contents
Outputs Section

## 5.1(a)_Direct_Fcast
Table of Contents
As Incurred Capex - Direct Cost Forecast Summary (Real March 2017)
[10 empty] | Efficiency factor --> |  | 0.89%
As Incurred - $000's, $ Mar 2017 | [8 empty] | As Incurred - $000's, $ Mar 2017
(Including real costs escalators, excluding Efficiency factors) | [8 empty] | (Including real cost escalators and Efficiency factors)
Total - All Categories | 2015-16 | 2016-17 | 2017-18 | 2018-19 | 2019-20 | 2020-21 | 2021-22 | Total | Total - All Categories | 2015-16 | 2016-17 | 2017-18 | 2018-19 | 2019-20 | 2020-21 | 2021-22 | Total
|  |  | Y1 | Y2 | Y3 | Y4 | Y5 | 2017-22 |  |  |  | Y1 | Y2 | Y3 | Y4 | Y5 | 2017-22
Total labour - internal | 14247.3991 | 16796.879 | 16940.0449 | 14564.1404 | 14218.3877 | 13306.0901 | 11337.9116 | 70366.5747 | Total labour - internal | 14247.3991 | 16796.879 | 16789.2785 | 14434.5196 | 14091.8441 | 13187.6659 | 11237.0042 | 69740.3122
Total labour - external | 71111.2883 | 83838.2756 | 84747.8749 | 73029.7119 | 71423.266 | 66969.7014 | 57179.7631 | 353350.3173 | Total labour - external | 71111.2883 | 83838.2756 | 83993.6188 | 72379.7474 | 70787.599 | 66373.6711 | 56670.8632 | 350205.4995
Total materials | 56656.738 | 66357.1378 | 66388.2977 | 56618.4819 | 54820.7176 | 50848.1524 | 42936.1975 | 271611.8471 | Total materials | 56656.738 | 66357.1378 | 65797.4419 | 56114.5774 | 54332.8133 | 50395.6038 | 42554.0653 | 269194.5016
Total Direct - $Mar 2017 | 142015.4254 | 166992.2924 | 168076.2175 | 144212.3342 | 140462.3714 | 131123.9439 | 111453.8722 | 695328.7391 | Total Direct - $Mar 2017 | 142015.4254 | 166992.2924 | 166580.3391 | 142928.8444 | 139212.2563 | 129956.9408 | 110461.9327 | 689140.3133
IT & Non System | 2015-16 | 2016-17 | 2017-18 | 2018-19 | 2019-20 | 2020-21 | 2021-22 | Total | IT & Non System | 2015-16 | 2016-17 | 2017-18 | 2018-19 | 2019-20 | 2020-21 | 2021-22 | Total
|  |  | Y1 | Y2 | Y3 | Y4 | Y5 | 2017-22 |  |  |  | Y1 | Y2 | Y3 | Y4 | Y5 | 2017-22
Total labour - internal | 1398.1475 | 2249.5354 | 2980.2452 | 2757.6703 | 1869.6198 | 1634.8974 | 1560.6827 | 10803.1154 | Total labour - internal | 1398.1475 | 2249.5354 | 2953.721 | 2733.127 | 1852.9802 | 1620.3468 | 1546.7926 | 10706.9677
Total labour - external | 6978.4013 | 11228.1079 | 14909.6089 | 13827.9268 | 9391.6664 | 8228.4569 | 7870.8911 | 54228.5502 | Total labour - external | 6978.4013 | 11228.1079 | 14776.9134 | 13704.8583 | 9308.0806 | 8155.2237 | 7800.8402 | 53745.9161
Total materials | 5559.9253 | 8886.9325 | 11679.6268 | 10720.5164 | 7208.5459 | 6247.6288 | 5910.2402 | 41766.5582 | Total materials | 5559.9253 | 8886.9325 | 11575.6782 | 10625.1038 | 7144.3899 | 6192.0249 | 5857.6391 | 41394.8358
Total Direct - $Mar 2017 | 13936.4741 | 22364.5758 | 29569.4809 | 27306.1135 | 18469.8322 | 16110.9831 | 15341.8141 | 106798.2238 | Total Direct - $Mar 2017 | 13936.4741 | 22364.5758 | 29306.3125 | 27063.0891 | 18305.4507 | 15967.5953 | 15205.2719 | 105847.7196
Network Replacement | 2015-16 | 2016-17 | 2017-18 | 2018-19 | 2019-20 | 2020-21 | 2021-22 | Total | Network Replacement | 2015-16 | 2016-17 | 2017-18 | 2018-19 | 2019-20 | 2020-21 | 2021-22 | Total
|  |  | Y1 | Y2 | Y3 | Y4 | Y5 | 2017-22 |  |  |  | Y1 | Y2 | Y3 | Y4 | Y5 | 2017-22
Total labour - internal | 12849.2516 | 14547.3436 | 13959.7997 | 11806.4701 | 12348.7679 | 11671.1927 | 9777.2289 | 59563.4593 | Total labour - internal | 12849.2516 | 14547.3436 | 13835.5575 | 11701.3925 | 12238.8639 | 11567.3191 | 9690.2116 | 59033.3445
Total labour - external | 64132.887 | 72610.1678 | 69838.266 | 59201.785 | 62031.5996 | 58741.2445 | 49308.8719 | 299121.7671 | Total labour - external | 64132.887 | 72610.1678 | 69216.7055 | 58674.8892 | 61479.5184 | 58218.4474 | 48870.023 | 296459.5834
Total materials | 51096.8127 | 57470.2052 | 54708.6709 | 45897.9655 | 47612.1717 | 44600.5236 | 37025.9572 | 229845.2889 | Total materials | 51096.8127 | 57470.2052 | 54221.7637 | 45489.4736 | 47188.4234 | 44203.579 | 36696.4262 | 227799.6658
Total Direct - $Mar 2017 | 128078.9513 | 144627.7166 | 138506.7366 | 116906.2206 | 121992.5392 | 115012.9608 | 96112.0581 | 588530.5153 | Total Direct - $Mar 2017 | 128078.9513 | 144627.7166 | 137274.0266 | 115865.7553 | 120906.8056 | 113989.3455 | 95256.6608 | 583292.5938
Total Repex Direct - $2015/16 | 123693.2476 | 139675.347 | 133763.9628 | 112903.0958 | 117815.2477 | 111074.6653 | 92820.9708 | 568377.9424

## 5.1(b)_Total_Fcast
Table of Contents
Forecast Capex by Asset Class - As Incurred Capex (Total incl Overhead)
[10 empty] | Output for PTRM model | Efficiency factor --> |  | 0.89%
As Incurred - $000's, $ Mar 2017 | [9 empty] | As Incurred - $m, Mar 2017
(Before Efficiency factors are applied) |  |  | Forecast Period (Real Mar 2017) | [6 empty] | (Including Efficiency factors) |  |  | Forecast Period (Real Mar 2017)
| 2015-16 | 2016-17 | 2017-18 | 2018-19 | 2019-20 | 2020-21 | 2021-22 | 2022-23 | TOTAL |  | 2015-16 | 2016-17 | 2017-18 | 2018-19 | 2019-20 | 2020-21 | 2021-22 | 2022-23 | TOTAL
Asset class | Year -2 | Year -1 | Year 1 | Year 2 | Year 3 | Year 4 | Year 5 | Year 6 |  | Asset class | Year -2 | Year -1 | Year 1 | Year 2 | Year 3 | Year 4 | Year 5 | Year 6
Secondary | 30936.0876 | 24093.4946 | 32290.6172 | 26349.1296 | 24764.8607 | 23789.2749 | 23029.2042 | 0 | 130223.0866 | Secondary | 30.9361 | 24.0935 | 32.0032 | 26.1146 | 24.5445 | 23.5776 | 22.8242 | 0 | 129.0641
Switchgear | 37383.4116 | 50818.5682 | 49315.3582 | 38406.5486 | 42064.0428 | 38386.4226 | 30322.2951 | 0 | 198494.6674 | Switchgear | 37.3834 | 50.8186 | 48.8765 | 38.0647 | 41.6897 | 38.0448 | 30.0524 | 0 | 196.7281
Transformers | 25279.4074 | 27174.7416 | 22670.9202 | 15961.7346 | 19726.1814 | 20049.964 | 15974.6884 | 0 | 94383.4886 | Transformers | 25.2794 | 27.1747 | 22.4691 | 15.8197 | 19.5506 | 19.8715 | 15.8325 | 0 | 93.5435
Reactive | 3271.933 | 10827.4396 | 185.5135 | 189.4956 | 190.1989 | 190.0283 | 191.2859 | 0 | 946.5223 | Reactive | 3.2719 | 10.8274 | 0.18386 | 0.18781 | 0.18851 | 0.18834 | 0.18958 | 0 | 0.9381
Lines and towers | 23402.9688 | 9859.8721 | 12277.1066 | 15177.6851 | 11172.4813 | 11257.4887 | 11008.7905 | 0 | 60893.5523 | Lines and towers | 23.403 | 9.8599 | 12.1678 | 15.0426 | 11.073 | 11.1573 | 10.9108 | 0 | 60.3516
Establishment | 7520.075 | 16685.7927 | 21141.0447 | 17978.57 | 18954.3307 | 16744.6446 | 13342.5088 | 0 | 88161.0989 | Establishment | 7.5201 | 16.6858 | 20.9529 | 17.8186 | 18.7856 | 16.5956 | 13.2238 | 0 | 87.3765
Communications | 7898.6936 | 15666.867 | 11535.113 | 13980.1711 | 16446.3984 | 14355.7553 | 10399.8705 | 0 | 66717.3083 | Communications | 7.8987 | 15.6669 | 11.4325 | 13.8557 | 16.3 | 14.228 | 10.3073 | 0 | 66.1235
Inventory | [9 empty] | Inventory | 0 | 0 | 0 | 0 | 0 | 0 | 0 | 0 | bar: Forecast Period (Real Mar 2017) 2017-18 Year 1 to Forecast Period (Real Mar 2017) 2021-22 Year 5
IT | 8171.6348 | 19880.283 | 25965.0135 | 23527.3356 | 14414.077 | 11889.7988 | 10126.4649 | 0 | 85922.6899 | IT | 8.1716 | 19.8803 | 25.7339 | 23.3179 | 14.2858 | 11.784 | 10.0363 | 0 | 85.158
Vehicles | 1423.5133 | 909.7469 | 1958.6545 | 1546.295 | 2145.0975 | 1813.0491 | 1825.0482 | 0 | 9288.1442 | Vehicles | 1.4235 | 0.90975 | 1.9412 | 1.5325 | 2.126 | 1.7969 | 1.8088 | 0 | 9.2055
Other Non System | 2096.1125 | 2634.7342 | 2976.642 | 2994.7188 | 3012.5006 | 3031.9267 | 3051.9924 | 0 | 15067.7805 | Other Non System | 2.0961 | 2.6347 | 2.9501 | 2.9681 | 2.9857 | 3.0049 | 3.0248 | 0 | 14.9337
Premises | 2816.4021 | 539.6983 | 223.3501 | 606.4964 | 97.3673 | 215.2476 | 1052.9128 | 0 | 2195.3742 | Premises | 2.8164 | 0.5397 | 0.22136 | 0.6011 | 0.096501 | 0.21333 | 1.0435 | 0 | 2.1758
Land | 0 | 0 | 0 | 0 | 0 | 0 | 0 | 0 | 0 | Land | 0 | 0 | 0 | 0 | 0 | 0 | 0 | 0 | 0
Easements | 0 | 0 | 0 | 0 | 0 | 0 | 0 | 0 | 0 | Easements | 0 | 0 | 0 | 0 | 0 | 0 | 0 | 0 | 0
TOTAL CAPEX | 150200.2396 | 179091.2382 | 180539.3335 | 156718.1805 | 152987.5366 | 141723.6006 | 120325.0618 | 0 | 752293.713 | TOTAL CAPEX | 150.2002 | 179.0912 | 178.9325 | 155.3234 | 151.6259 | 140.4623 | 119.2542 | 0 | 745.5983
Check | 1.5567e-06 | 8.1451e-06 | 2.3625e-05 | 2.53e-05 | 3.0148e-05 | 1.8539e-05 | 8.3372e-06 | 0
Output for RFM model
As Incurred - $m, Nominal
[10 empty] | (Including Efficiency factors) |  |  | Forecast Period (Nominal)
[11 empty] | 2015-16 | 2016-17 | 2017-18 | 2018-19 | 2019-20 | 2020-21 | 2021-22 | 2022-23 | TOTAL
[10 empty] | Asset class | Year -2 | Year -1 | Year 1 | Year 2 | Year 3 | Year 4 | Year 5 | Year 6
[10 empty] | Secondary | 29.8768 | 23.8153 | 32.3771 | 27.0405 | 26.012 | 25.5744 | 25.3391 |  | 136.3432
[10 empty] | Switchgear | 36.1033 | 50.2318 | 49.4474 | 39.4144 | 44.1823 | 41.267 | 33.3637 |  | 207.6748
[10 empty] | Transformers | 24.4138 | 26.861 | 22.7316 | 16.3806 | 20.7195 | 21.5545 | 17.577 |  | 98.9633
[10 empty] | Reactive | 3.1599 | 10.7024 | 0.18601 | 0.19447 | 0.19978 | 0.20429 | 0.21047 |  | 0.99502
[10 empty] | Lines and towers | 22.6016 | 9.746 | 12.31 | 15.576 | 11.7351 | 12.1023 | 12.113 |  | 63.8363
[10 empty] | Establishment | 7.2626 | 16.4931 | 21.1977 | 18.4503 | 19.9088 | 18.0012 | 14.6808 |  | 92.2388
[10 empty] | Communications | 7.6282 | 15.486 | 11.566 | 14.347 | 17.2746 | 15.433 | 11.443 |  | 70.0637
[10 empty] | Inventory | 0 | 0 | 0 | 0 | 0 | 0 | 0
[10 empty] | IT | 7.8918 | 19.6507 | 26.0345 | 24.1447 | 15.1399 | 12.782 | 11.1422 |  | 89.2434
[10 empty] | Vehicles | 1.3748 | 0.89924 | 1.9639 | 1.5869 | 2.2531 | 1.9491 | 2.0081 |  | 9.7611
[10 empty] | Other Non System | 2.0243 | 2.6043 | 2.9846 | 3.0733 | 3.1642 | 3.2594 | 3.3581 |  | 15.8397
[10 empty] | Premises | 2.72 | 0.53347 | 0.22395 | 0.62241 | 0.10227 | 0.2314 | 1.1585 |  | 2.3386
[10 empty] | Land | 0 | 0 | 0 | 0 | 0 | 0 | 0 |  | 0
[10 empty] | Easements | 0 | 0 | 0 | 0 | 0 | 0 | 0 |  | 0
[10 empty] | TOTAL CAPEX | 145.0571 | 177.0233 | 181.0228 | 160.8306 | 160.6916 | 152.3587 | 132.3942 | 0 | 787.2978

## 5.1(c)_Total_Fcast
Table of Contents
Forecast Capex by Driver - As Incurred Capex (Total incl Overhead)
[11 empty] | Efficiency factor --> |  | 0.89%
As Incurred - $000's, $ Mar 2017 | [9 empty] | As Incurred - $m, Mar 2017
(Before Efficiency factors are applied) |  |  | Forecast Period (Real Mar 2017) | [6 empty] | (Including Efficiency factors) |  |  | Forecast Period (Real Mar 2017)
| 2015-16 | 2016-17 | 2017-18 | 2018-19 | 2019-20 | 2020-21 | 2021-22 | 2022-23 | TOTAL |  | 2015-16 | 2016-17 | 2017-18 | 2018-19 | 2019-20 | 2020-21 | 2021-22 | 2022-23 | TOTAL
Project Driver | Year -2 | Year -1 | Year 1 | Year 2 | Year 3 | Year 4 | Year 5 | Year 6 |  | Project Driver | Year -2 | Year -1 | Year 1 | Year 2 | Year 3 | Year 4 | Year 5 | Year 6
Replacement - Major Station CBD | 32000.7055 | 32895.8774 | 36561.8696 | 26564.1161 | 30147.6866 | 18539.3463 | 8337.2675 | 0 | 120150.2861 | Replacement - Major Station CBD | 32.0007 | 32.8959 | 36.2365 | 26.3277 | 29.8794 | 18.3743 | 8.2631 | 0 | 119.0809
Replacement - Major Station | 37880.1353 | 60510.5229 | 48198.0114 | 30505.1002 | 36643.4432 | 43318.3414 | 35861.4473 | 0 | 194526.3435 | Replacement - Major Station | 37.8801 | 60.5105 | 47.769 | 30.2336 | 36.3173 | 42.9328 | 35.5423 | 0 | 192.7951
Replacement - Other | 50370.061 | 45995.1147 | 49923.2284 | 56827.1921 | 51562.7903 | 49452.9546 | 45124.7061 | 0 | 252890.8716 | Replacement - Other | 50.3701 | 45.9951 | 49.4789 | 56.3214 | 51.1039 | 49.0128 | 44.7231 | 0 | 250.6401
Security and Compliance | 15441.6752 | 15725.2608 | 14732.5641 | 14146.9262 | 14964.574 | 13462.9361 | 14945.2226 | 0 | 72252.223 | Security and Compliance | 15.4417 | 15.7253 | 14.6014 | 14.021 | 14.8314 | 13.3431 | 14.8122 | 0 | 71.6092
Non Network - Other | 2096.1125 | 2634.7342 | 2976.642 | 2994.7188 | 3012.5006 | 3031.9267 | 3051.9924 | 0 | 15067.7805 | Non Network - Other | 2.0961 | 2.6347 | 2.9501 | 2.9681 | 2.9857 | 3.0049 | 3.0248 | 0 | 14.9337
Non Network - Vehicles | 1423.5133 | 909.7469 | 1958.6545 | 1546.295 | 2145.0975 | 1813.0491 | 1825.0482 | 0 | 9288.1442 | Non Network - Vehicles | 1.4235 | 0.90975 | 1.9412 | 1.5325 | 2.126 | 1.7969 | 1.8088 | 0 | 9.2055
Non Network - Premises | 2816.4021 | 539.6983 | 223.3501 | 606.4964 | 97.3673 | 215.2476 | 1052.9128 | 0 | 2195.3742 | Non Network - Premises | 2.8164 | 0.5397 | 0.22136 | 0.6011 | 0.096501 | 0.21333 | 1.0435 | 0 | 2.1758
Non Network - IT | 8171.6348 | 19880.283 | 25965.0135 | 23527.3356 | 14414.077 | 11889.7988 | 10126.4649 | 0 | 85922.6899 | Non Network - IT | 8.1716 | 19.8803 | 25.7339 | 23.3179 | 14.2858 | 11.784 | 10.0363 | 0 | 85.158
TOTAL CAPEX | 150200.2396 | 179091.2382 | 180539.3334 | 156718.1804 | 152987.5366 | 141723.6006 | 120325.0618 | 0 | 752293.7129 | TOTAL CAPEX | 150.2002 | 179.0912 | 178.9325 | 155.3234 | 151.6259 | 140.4623 | 119.2542 | 0 | 745.5983
[10 empty] | Check | -1.5568e-09 | -8.1451e-09 | -2.3414e-08 | -2.5075e-08 | -2.9879e-08 | -1.8374e-08 | -8.263e-09 | 0 | -1.0501e-07
As Incurred - $m, Nominal
[10 empty] | (Including Efficiency factors) |  |  | Forecast Period (Nominal)
[11 empty] | 2015-16 | 2016-17 | 2017-18 | 2018-19 | 2019-20 | 2020-21 | 2021-22 | 2022-23 | TOTAL
[10 empty] | Project Driver | Year -2 | Year -1 | Year 1 | Year 2 | Year 3 | Year 4 | Year 5 | Year 6
[10 empty] | Replacement - Major Station CBD | 30.9049 | 32.516 | 36.6598 | 27.2612 | 31.6658 | 19.9306 | 9.1735 |  | 124.6909
[10 empty] | Replacement - Major Station | 36.583 | 59.8118 | 48.3271 | 31.3056 | 38.4887 | 46.569 | 39.4585 |  | 204.1488
[10 empty] | Replacement - Other | 48.6453 | 45.464 | 50.0569 | 58.3184 | 54.1594 | 53.1639 | 49.6509 |  | 265.3495
[10 empty] | Security and Compliance | 14.9129 | 15.5437 | 14.772 | 14.5182 | 15.7182 | 14.4732 | 16.4443 |  | 75.9258
[10 empty] | Non Network - Other | 2.0243 | 2.6043 | 2.9846 | 3.0733 | 3.1642 | 3.2594 | 3.3581 |  | 15.8397
[10 empty] | Non Network - Vehicles | 1.3748 | 0.89924 | 1.9639 | 1.5869 | 2.2531 | 1.9491 | 2.0081 |  | 9.7611
[10 empty] | Non Network - Premises | 2.72 | 0.53347 | 0.22395 | 0.62241 | 0.10227 | 0.2314 | 1.1585 |  | 2.3386
[10 empty] | Non Network - IT | 7.8918 | 19.6507 | 26.0345 | 24.1447 | 15.1399 | 12.782 | 11.1422 |  | 89.2434
[11 empty] | 145.0571 | 177.0233 | 181.0228 | 160.8306 | 160.6916 | 152.3587 | 132.3942 | 0 | 787.2978
[10 empty] | Check | -1.5035e-09 | -8.051e-09 | -2.3688e-08 | -2.5964e-08 | -3.1666e-08 | -1.9931e-08 | -9.1735e-09 | 0 | -1.1042e-07

## 5.1(d)_Repl_Fcast
Table of Contents
Asset Replacement - As Incurred (Total incl Overhead) | [8 empty] | Efficiency factor |  |  | 0.89%
As Incurred - $000's, $ Mar 2017 | [8 empty] | As Incurred - $m, $ Mar 2017
(Before Efficiency factors are applied) |  |  | Forecast Period (Real Mar 2017) | [5 empty] | (Including Efficiency factors) |  |  | Forecast Period (Real Mar 2017)
Asset Replacement Expenditure - | 2015-16 | 2016-17 | 2017-18 | 2018-19 | 2019-20 | 2020-21 | 2021-22 |  | Asset Replacement Expenditure - | 2015-16 | 2016-17 | 2017-18 | 2018-19 | 2019-20 | 2020-21 | 2021-22
Excluding Major Stations | Year -2 | Year -1 | Year 1 | Year 2 | Year 3 | Year 4 | Year 5 | TOTAL | Excluding Major Stations | Year -2 | Year -1 | Year 1 | Year 2 | Year 3 | Year 4 | Year 5 | TOTAL
Lines | 8996.303 | 458.1617 | 4327.1598 | 8458.9996 | 4409.3674 | 4405.4122 | 4434.5678 | 26035.5068 | Lines | 8.9963 | 0.45816 | 4.2886 | 8.3837 | 4.3701 | 4.3662 | 4.3951 | 25.8038
Stations | 9489.0749 | 16346.7193 | 12228.5093 | 14365.1537 | 14302.494 | 14289.6647 | 14384.2358 | 69570.0574 | Stations | 9.4891 | 16.3467 | 12.1197 | 14.2373 | 14.1752 | 14.1625 | 14.2562 | 68.9509
Secondary and Protection | 25062.2267 | 14273.1005 | 23534.2019 | 20437.7947 | 17402.0403 | 16546.3666 | 17632.131 | 95552.5345 | Secondary and Protection | 25.0622 | 14.2731 | 23.3247 | 20.2559 | 17.2472 | 16.3991 | 17.4752 | 94.7021
Communications | 6822.4564 | 14917.1333 | 9833.3574 | 13565.244 | 15448.8887 | 14211.5112 | 8673.7716 | 61732.7729 | Communications | 6.8225 | 14.9171 | 9.7458 | 13.4445 | 15.3114 | 14.085 | 8.5966 | 61.1834
[8 empty] | 0 | [8 empty] | 0
[8 empty] | 0 | [8 empty] | 0
[8 empty] | 0 | [8 empty] | 0
[8 empty] | 0 | [8 empty] | 0
[8 empty] | 0 | [8 empty] | 0
TOTAL CAPEX | 50370.061 | 45995.1147 | 49923.2284 | 56827.1921 | 51562.7903 | 49452.9546 | 45124.7061 | 252890.8716 | TOTAL CAPEX | 50.3701 | 45.9951 | 49.4789 | 56.3214 | 51.1039 | 49.0128 | 44.7231 | 250.6401
Check | 0 | 0 | 0 | 0 | 0 | 0 | 0
Security & Compliance - As Incurred (Total incl Overhead) | [8 empty] | Efficiency factor |  |  | 0.89%
As Commissioned - $000's, $ Mar 2017 | [8 empty] | As Incurred - $m, Mar 2017
(Before Efficiency factors are applied) | Forecast Period (Real Mar 2017) 2017-18: Forecast Period (Real Mar 2017) |  | (Including Efficiency factors) |  |  | Forecast Period (Real Mar 2017)
| 2015-16 | 2016-17 | 2017-18 | 2018-19 | 2019-20 | 2020-21 | 2021-22 |  |  | 2015-16 | 2016-17 | 2017-18 | 2018-19 | 2019-20 | 2020-21 | 2021-22
Security & Compliance Expenditure | Year -2 | Year -1 | Year 1 | Year 2 | Year 3 | Year 4 | Year 5 | TOTAL | Security & Compliance Expenditure | Year -2 | Year -1 | Year 1 | Year 2 | Year 3 | Year 4 | Year 5 | TOTAL
Tower fall arrest | 4126.2828 | 5704.6219 | 4879.9109 | 4984.6589 | 5003.1591 | 4998.6713 | 5031.7532 | 24898.1533 | Tower fall arrest | 4.1263 | 5.7046 | 4.8365 | 4.9403 | 4.9586 | 4.9542 | 4.987 | 24.6766
Instrument transformer replacement | 1207.6925 | 2901.6906 | 1674.1465 | 1710.0823 | 1716.4292 | 1714.8895 | 1726.2389 | 8541.7865 | Instrument transformer replacement | 1.2077 | 2.9017 | 1.6592 | 1.6949 | 1.7012 | 1.6996 | 1.7109 | 8.4658
Power transformers - improved safe access | 0 | 1119.9508 | 565.59 | 577.7305 | 579.8747 | 579.3546 | 583.1888 | 2885.7387 | Power transformers - improved safe access | 0 | 1.12 | 0.56056 | 0.57259 | 0.57471 | 0.5742 | 0.578 | 2.8601
Insulator replacement | 6957.8045 | 713.3068 | 1282.9415 | 1236.2382 | 1240.8264 | 1239.7133 | 1034.4195 | 6034.1389 | Insulator replacement | 6.9578 | 0.71331 | 1.2715 | 1.2252 | 1.2298 | 1.2287 | 1.0252 | 5.9804
Fire protection and infrastructure | 613.9104 | 2655.3014 | 1985.2211 | 2027.8341 | 2035.3603 | 2033.5345 | 2046.9928 | 10128.9428 | Fire protection and infrastructure | 0.61391 | 2.6553 | 1.9676 | 2.0098 | 2.0172 | 2.0154 | 2.0288 | 10.0388
Infrastructure security systems | 885.6409 | 1972.6727 | 2827.9502 | 2888.6526 | 2899.3736 | 2896.7729 | 2915.9441 | 14428.6934 | Infrastructure security systems | 0.88564 | 1.9727 | 2.8028 | 2.8629 | 2.8736 | 2.871 | 2.89 | 14.3003
Comms - safety and security | 976.0491 | 454.0891 | 1508.0723 | 327.3912 | 875.492 | 0 | 1606.6852 | 4317.6407 | Comms - safety and security | 0.97605 | 0.45409 | 1.4947 | 0.32448 | 0.8677 | 0 | 1.5924 | 4.2792
Station structure fall arrests | 674.295 | 203.6274 | 8.7315 | 394.3384 | 614.0589 | 0 | 0 | 1017.1288 | Station structure fall arrests | 0.67429 | 0.20363 | 0.0086538 | 0.39083 | 0.60859 | 0 | 0 | 1.0081
Other | 0 | 0 | 0 | 0 | 0 | 0 | 0 | 0 | Other | 0 | 0 | 0 | 0 | 0 | 0 | 0 | 0
TOTAL CAPEX | 15441.6752 | 15725.2608 | 14732.5641 | 14146.9262 | 14964.574 | 13462.9361 | 14945.2226 | 72252.223 | TOTAL CAPEX | 15.4417 | 15.7253 | 14.6014 | 14.021 | 14.8314 | 13.3431 | 14.8122 | 71.6092
Check | 0 | 0 | 0 | 0 | 0 | 0 | 0

## 5.2(a)_Total_Fcast
Table of Contents
Forecast Capex by Asset Class - As Commissioned Capex (Total incl Overhead)
[10 empty] | Output for PTRM model | Efficiency factor --> |  | 0.89%
As Commissioned - $000's, $ Mar 2017 | [9 empty] | As Commissioned - $m, $ Mar 2017
(Before Efficiency factors are applied) |  |  | Forecast Period (Real Mar 2017) | [6 empty] | (Including Efficiency factors) |  |  | Forecast Period (Real Mar 2017)
| 2015-16 | 2016-17 | 2017-18 | 2018-19 | 2019-20 | 2020-21 | 2021-22 | 2022-23 | TOTAL |  | 2015-16 | 2016-17 | 2017-18 | 2018-19 | 2019-20 | 2020-21 | 2021-22 | 2022-23 | TOTAL
Asset class | Year -2 | Year -1 | Year 1 | Year 2 | Year 3 | Year 4 | Year 5 | Year 6 |  | Asset class | Year -2 | Year -1 | Year 1 | Year 2 | Year 3 | Year 4 | Year 5 | Year 6
Secondary | 30813.1902 | 23410.1351 | 34604.2516 | 26279.7493 | 25037.9196 | 27340.9011 | 23023.7478 | 0 | 136286.5693 | Secondary | 30.8132 | 23.4101 | 34.2963 | 26.0459 | 24.8151 | 27.0976 | 22.8188 | 0 | 135.0736
Switchgear | 45423.2946 | 53100.8332 | 61930.1449 | 40802.257 | 45703.7678 | 49487.6183 | 30290.4607 | 0 | 228214.2488 | Switchgear | 45.4233 | 53.1008 | 61.379 | 40.4391 | 45.297 | 49.0472 | 30.0209 | 0 | 226.1831
Transformers | 30362.8467 | 28010.9419 | 32015.7674 | 16012.1893 | 19760.399 | 28997.1809 | 15964.4099 | 0 | 112749.9466 | Transformers | 30.3628 | 28.0109 | 31.7308 | 15.8697 | 19.5845 | 28.7391 | 15.8223 | 0 | 111.7465
Reactive | 3271.933 | 10827.4396 | 185.5135 | 189.4956 | 190.1989 | 190.0283 | 191.2859 | 0 | 946.5223 | Reactive | 3.2719 | 10.8274 | 0.18386 | 0.18781 | 0.18851 | 0.18834 | 0.18958 | 0 | 0.9381
Lines and towers | 24301.1795 | 11246.1562 | 14385.7155 | 15474.4034 | 11090.2558 | 11643.9791 | 11008.7905 | 0 | 63603.1443 | Lines and towers | 24.3012 | 11.2462 | 14.2577 | 15.3367 | 10.9916 | 11.5403 | 10.9108 | 0 | 63.0371
Establishment | 6913.2285 | 14889.1886 | 23697.3879 | 19300.0555 | 21374.0914 | 19805.7619 | 13326.2189 | 0 | 97503.5157 | Establishment | 6.9132 | 14.8892 | 23.4865 | 19.1283 | 21.1839 | 19.6295 | 13.2076 | 0 | 96.6357
Communications | 7868.5134 | 15657.7165 | 11559.075 | 13957.6219 | 16427.0718 | 14446.5973 | 10399.8705 | 0 | 66790.2364 | Communications | 7.8685 | 15.6577 | 11.4562 | 13.8334 | 16.2809 | 14.318 | 10.3073 | 0 | 66.1958
Inventory | [9 empty] | Inventory | 0 | 0 | 0 | 0 | 0 | 0 | 0 | 0 | bar: Forecast Period (Real Mar 2017) 2017-18 Year 1 to Forecast Period (Real Mar 2017) 2021-22 Year 5
IT | 34075.5251 | 19880.283 | 25965.0135 | 23527.3356 | 14414.077 | 11889.7988 | 10126.4649 | 0 | 85922.6899 | IT | 34.0755 | 19.8803 | 25.7339 | 23.3179 | 14.2858 | 11.784 | 10.0363 | 0 | 85.158
Vehicles | 1423.5133 | 909.7469 | 1958.6545 | 1546.295 | 2145.0975 | 1813.0491 | 1825.0482 | 0 | 9288.1442 | Vehicles | 1.4235 | 0.90975 | 1.9412 | 1.5325 | 2.126 | 1.7969 | 1.8088 | 0 | 9.2055
Other Non System | 2096.1125 | 2634.7342 | 2976.642 | 2994.7188 | 3012.5006 | 3031.9267 | 3051.9924 | 0 | 15067.7805 | Other Non System | 2.0961 | 2.6347 | 2.9501 | 2.9681 | 2.9857 | 3.0049 | 3.0248 | 0 | 14.9337
Premises | 2816.4021 | 539.6983 | 223.3501 | 606.4964 | 97.3673 | 215.2476 | 1052.9128 | 0 | 2195.3742 | Premises | 2.8164 | 0.5397 | 0.22136 | 0.6011 | 0.096501 | 0.21333 | 1.0435 | 0 | 2.1758
Land | 0 | 0 | 0 | 0 | 0 | 0 | 0 | 0 | 0 | Land | 0 | 0 | 0 | 0 | 0 | 0 | 0 | 0 | 0
Easements | 0 | 0 | 0 | 0 | 0 | 0 | 0 | 0 | 0 | Easements | 0 | 0 | 0 | 0 | 0 | 0 | 0 | 0 | 0
TOTAL CAPEX | 189365.7388 | 181106.8735 | 209501.5158 | 160690.6179 | 159252.7468 | 168862.0891 | 120261.2025 | 0 | 818568.1721 | TOTAL CAPEX | 189.3657 | 181.1069 | 207.637 | 159.2605 | 157.8354 | 167.3592 | 119.1909 | 0 | 811.2829
Check | 0 | 0 | 0 | 0 | 0 | 0 | 0 | 0
Output for RFM model
As Commissioned - $m, Nominal
[10 empty] | (Including Efficiency factors) |  |  | Forecast Period (Nominal)
[11 empty] | 2015-16 | 2016-17 | 2017-18 | 2018-19 | 2019-20 | 2020-21 | 2021-22 | 2022-23 | TOTAL
[10 empty] | Asset class | Year -2 | Year -1 | Year 1 | Year 2 | Year 3 | Year 4 | Year 5 | Year 6
[10 empty] | Secondary | 29.7581 | 23.1398 | 34.6969 | 26.9693 | 26.2988 | 29.3926 | 25.3331 | 0 | 142.6907
[10 empty] | Switchgear | 43.8679 | 52.4877 | 62.096 | 41.8729 | 48.0053 | 53.2012 | 33.3287 | 0 | 238.5041
[10 empty] | Transformers | 29.3232 | 27.6875 | 32.1015 | 16.4324 | 20.7555 | 31.1732 | 17.5657 | 0 | 118.0282
[10 empty] | Reactive | 3.1599 | 10.7024 | 0.18601 | 0.19447 | 0.19978 | 0.20429 | 0.21047 | 0 | 0.99502
[10 empty] | Lines and towers | 23.4691 | 11.1163 | 14.4242 | 15.8805 | 11.6487 | 12.5178 | 12.113 | 0 | 66.5842
[10 empty] | Establishment | 6.6765 | 14.7173 | 23.7608 | 19.8065 | 22.4504 | 21.292 | 14.6629 | 0 | 101.9727
[10 empty] | Communications | 7.5991 | 15.4769 | 11.59 | 14.3239 | 17.2543 | 15.5307 | 11.443 | 0 | 70.1419
[10 empty] | Inventory | 0 | 0 | 0 | 0 | 0 | 0 | 0
[10 empty] | IT | 32.9087 | 19.6507 | 26.0345 | 24.1447 | 15.1399 | 12.782 | 11.1422 | 0 | 89.2434
[10 empty] | Vehicles | 1.3748 | 0.89924 | 1.9639 | 1.5869 | 2.2531 | 1.9491 | 2.0081 | 0 | 9.7611
[10 empty] | Other Non System | 2.0243 | 2.6043 | 2.9846 | 3.0733 | 3.1642 | 3.2594 | 3.3581 | 0 | 15.8397
[10 empty] | Premises | 2.72 | 0.53347 | 0.22395 | 0.62241 | 0.10227 | 0.2314 | 1.1585 | 0 | 2.3386
[10 empty] | Land | 0 | 0 | 0 | 0 | 0 | 0 | 0 | 0 | 0
[10 empty] | Easements | 0 | 0 | 0 | 0 | 0 | 0 | 0 | 0 | 0
[10 empty] | TOTAL CAPEX | 182.8814 | 179.0157 | 210.0625 | 164.9073 | 167.2723 | 181.5336 | 132.3239 | 0 | 856.0996

## 5.2(b)_Total_Fcast
Table of Contents
Forecast Capex by Driver - As Commissioned Capex (Total incl Overhead)
[11 empty] | Efficiency factor |  | 0.89%
As Commissioned - $000's, $ Mar 2017 | [9 empty] | As Commissioned - $m, $ Mar 2017
(Before Efficiency factors are applied) |  |  | Forecast Period (Real Mar 2017) | [6 empty] | (Including Efficiency factors) |  |  | Forecast Period (Real Mar 2017)
| 2015-16 | 2016-17 | 2017-18 | 2018-19 | 2019-20 | 2020-21 | 2021-22 | 2022-23 | TOTAL |  | 2015-16 | 2016-17 | 2017-18 | 2018-19 | 2019-20 | 2020-21 | 2021-22 | 2022-23 | TOTAL
Project Driver | Year -2 | Year -1 | Year 1 | Year 2 | Year 3 | Year 4 | Year 5 | Year 6 |  | Project Driver | Year -2 | Year -1 | Year 1 | Year 2 | Year 3 | Year 4 | Year 5 | Year 6
Replacement - Major Station CBD | 39797.8808 | 40066.4018 | 58199.5231 | 37812.6959 | 42216.9084 | 18396.8504 | 8273.4082 | 0 | 164899.3859 | Replacement - Major Station CBD | 39.7979 | 40.0664 | 57.6815 | 37.4762 | 41.8412 | 18.2331 | 8.1998 | 0 | 163.4318
Replacement - Major Station | 43296.459 | 55355.6338 | 55557.6847 | 23193.8134 | 30839.4316 | 70599.3258 | 35861.4473 | 0 | 216051.7029 | Replacement - Major Station | 43.2965 | 55.3556 | 55.0632 | 22.9874 | 30.565 | 69.971 | 35.5423 | 0 | 214.1288
Replacement - Other | 50370.061 | 45995.1147 | 49896.8153 | 56853.6052 | 51562.7903 | 49452.9546 | 45124.7061 | 0 | 252890.8716 | Replacement - Other | 50.3701 | 45.9951 | 49.4527 | 56.3476 | 51.1039 | 49.0128 | 44.7231 | 0 | 250.6401
Security and Compliance | 15489.7851 | 15725.2608 | 14723.8326 | 14155.6577 | 14964.574 | 13462.9361 | 14945.2226 | 0 | 72252.223 | Security and Compliance | 15.4898 | 15.7253 | 14.5928 | 14.0297 | 14.8314 | 13.3431 | 14.8122 | 0 | 71.6092
Non Network - Other | 2096.1125 | 2634.7342 | 2976.642 | 2994.7188 | 3012.5006 | 3031.9267 | 3051.9924 | 0 | 15067.7805 | Non Network - Other | 2.0961 | 2.6347 | 2.9501 | 2.9681 | 2.9857 | 3.0049 | 3.0248 | 0 | 14.9337
Non Network - Vehicles | 1423.5133 | 909.7469 | 1958.6545 | 1546.295 | 2145.0975 | 1813.0491 | 1825.0482 | 0 | 9288.1442 | Non Network - Vehicles | 1.4235 | 0.90975 | 1.9412 | 1.5325 | 2.126 | 1.7969 | 1.8088 | 0 | 9.2055
Non Network - Premises | 2816.4021 | 539.6983 | 223.3501 | 606.4964 | 97.3673 | 215.2476 | 1052.9128 | 0 | 2195.3742 | Non Network - Premises | 2.8164 | 0.5397 | 0.22136 | 0.6011 | 0.096501 | 0.21333 | 1.0435 | 0 | 2.1758
Non Network - IT | 34075.5251 | 19880.283 | 25965.0135 | 23527.3356 | 14414.077 | 11889.7988 | 10126.4649 | 0 | 85922.6899 | Non Network - IT | 34.0755 | 19.8803 | 25.7339 | 23.3179 | 14.2858 | 11.784 | 10.0363 | 0 | 85.158
TOTAL CAPEX | 189365.7388 | 181106.8735 | 209501.5158 | 160690.6179 | 159252.7468 | 168862.0891 | 120261.2025 | 0 | 818568.1721 | TOTAL CAPEX | 189.3657 | 181.1069 | 207.637 | 159.2605 | 157.8354 | 167.3592 | 119.1909 | 0 | 811.2829
[10 empty] | Check | 0 | 0 | 0 | 0 | 0 | 0 | 0 | 0 | 0
As Commissioned - $m, Nominal
[10 empty] | (Including Efficiency factors) |  |  | Forecast Period (Nominal)
[11 empty] | 2015-16 | 2016-17 | 2017-18 | 2018-19 | 2019-20 | 2020-21 | 2021-22 | 2022-23 | TOTAL
[10 empty] | Project Driver | Year -2 | Year -1 | Year 1 | Year 2 | Year 3 | Year 4 | Year 5 | Year 6
[10 empty] | Replacement - Major Station CBD | 38.4351 | 39.6038 | 58.3554 | 38.8049 | 44.3428 | 19.7774 | 9.1033 |  | 170.3838
[10 empty] | Replacement - Major Station | 41.8139 | 54.7164 | 55.7065 | 23.8024 | 32.3924 | 75.8972 | 39.4585 |  | 227.257
[10 empty] | Replacement - Other | 48.6453 | 45.464 | 50.0304 | 58.3455 | 54.1594 | 53.1639 | 49.6509 |  | 265.3501
[10 empty] | Security and Compliance | 14.9594 | 15.5437 | 14.7633 | 14.5271 | 15.7182 | 14.4732 | 16.4443 |  | 75.926
[10 empty] | Non Network - Other | 2.0243 | 2.6043 | 2.9846 | 3.0733 | 3.1642 | 3.2594 | 3.3581 |  | 15.8397
[10 empty] | Non Network - Vehicles | 1.3748 | 0.89924 | 1.9639 | 1.5869 | 2.2531 | 1.9491 | 2.0081 |  | 9.7611
[10 empty] | Non Network - Premises | 2.72 | 0.53347 | 0.22395 | 0.62241 | 0.10227 | 0.2314 | 1.1585 |  | 2.3386
[10 empty] | Non Network - IT | 32.9087 | 19.6507 | 26.0345 | 24.1447 | 15.1399 | 12.782 | 11.1422 |  | 89.2434
[10 empty] | TOTAL CAPEX | 182.8814 | 179.0157 | 210.0625 | 164.9073 | 167.2723 | 181.5336 | 132.3239 | 0 | 856.0996
[10 empty] | Check | 0 | 0 | 0 | 0 | 0 | 0 | 0 | 0 | 0

## RIN_Outputs-->
Table of Contents
RIN Outputs

## 2.1 Exp Summary
Table of Contents
Table 2.1.1 - Prescribed transmission services capex (as incurred)
Forecast ($0's. real March 2017)
|  | 2015-16 | 2016-17 | 2017-18 | 2018-19 | 2019-20 | 2020-21 | 2021-22
| Replacement expenditure | 128078951.2541 | 144627716.6158 | 137274026.6439 | 115865755.2591 | 120906805.6184 | 113989345.481 | 95256660.7572
Connections
Augmentation Expenditure
| Non-network | 13936474.0999 | 22364575.8041 | 29306312.501 | 27063089.1206 | 18305450.6935 | 15967595.3161 | 15205271.9437
| capitalised network overheads | 3928710.8473 | 5807493.963 | 5929053.2302 | 5949381.2437 | 5958571.7878 | 5042553.4854 | 4220273.3184
| capitalised corporate overheads | 4256103.4179 | 6291451.7932 | 6423140.9994 | 6445163.014 | 6455119.4367 | 5462766.2758 | 4571962.7616
balancing item
| TOTAL CAPEX | 150200239.6192 | 179091238.1761 | 178932533.3745 | 155323388.6374 | 151625947.5364 | 140462260.5584 | 119254168.7809
| Check | -0.0015568 | -0.0081451 | -0.023414 | -0.025075 | -0.029879 | -0.018374 | -0.0082631

## 2.6 Non Network
Table of Contents
|  |  |  | Direct Costs only |  |  | Efficiency | 0.89%
2.6.1 NON-NETWORK EXPENDITURE
EXPENDITURE Forecast ($0's. real March 2017)
| SERVICE SUBCATEGORY | ASSET CATEGORY | ASSET REPORTING CATEGORY | 2015-16 | 2016-17 | 2017-18 | 2018-19 | 2019-20 | 2020-21 | 2021-22 | Allocators
| IT & COMMUNICATIONS | Client device expenditure | Opex
|  |  | Capex | 0 |  | 967743.1182 | 570996.1847 | 0 | 0 | 93280.9516
|  | Recurrent expenditure | Opex
|  |  | Capex | 5244307.9199 | 15903944.8881 | 13790339.4338 | 17766765.9012 | 8644187.9586 | 4709535.401 | 6063261.8571
|  | Non-recurrent expenditure | Opex
|  |  | Capex | 2356138.3408 | 2376451.535 | 9435495.4021 | 3623629.6337 | 4453066.5241 | 6242872.5084 | 3171552.356
| MOTOR VEHICLES | Car | Opex
|  |  | Capex | 355878.3245 | 227436.7176 | 485305.6084 | 383133.2353 | 531501.5246 | 449228.2483 | 452201.3071 | 25%
|  | Light commercial vehicle | Opex
|  |  | Capex | 1067634.9735 | 682310.1529 | 1455916.8251 | 1149399.706 | 1594504.5738 | 1347684.745 | 1356603.9213 | 75%
|  | Elevated work platform (LCV) | Opex
Capex
|  | Elevated work platform (HCV) | Opex
Capex
|  | Heavy commercial vehicle | Opex
Capex
| BUILDINGS AND PROPERTY | Total buildings and property expenditure | Opex
|  |  | Capex | 2816402.0516 | 539698.3183 | 221362.2571 | 601098.6224 | 96500.7282 | 213331.8841 | 1043541.8686
| OTHER | Other expenditure | Opex
|  |  | Capex | 477913.6476 | 988025.3221 | 368768.7321 | 371008.2297 | 373211.173 | 375617.8162 | 378103.7102
| OTHER - TNSP nominated | Tools and Equipment | Opex
|  |  | Capex | 1618198.842 | 1646708.8702 | 2581381.1244 | 2597057.6076 | 2612478.2112 | 2629324.7131 | 2646725.9716 | 77.2% | FY16
|  |  | Opex | [7 empty] | 62.5% | FY17
|  |  | Capex | [7 empty] | 87.5% | FY18-22
Opex
Capex
Opex
Capex
Opex
Capex
Opex
Capex
Opex
Capex
Opex
Capex
Opex
Capex
Opex
Capex
Opex
Capex
|  | Total | Opex | 0 | 0 | 0 | 0 | 0 | 0 | 0
|  | Total | Capex | 13936474.0999 | 22364575.8041 | 29306312.501 | 27063089.1206 | 18305450.6935 | 15967595.3161 | 15205271.9437
|  |  | Check | 0 | 0 | 0 | 0 | 0 | 0 | 0

## 2.10 Overheads
Table of Contents
Capitalised Overheads - Prescribed Transmission Services
Historicals per Category Analysis RIN's
| $Nominal | 2011/12 | 2012/13 | 2013/14 | 2014/15
| Capitalised Network Overheads | 6678145.0878 | 6590621.7074 | 6323658.3623 | 7312340.3577
| Capitalised Corporate Overheads | 6912989.5439 | 9325225.6389 | 7912417.3229 | 5664015.5063
| Total Overheads - Nominal | 13591134.6317 | 15915847.3463 | 14236075.6853 | 12976355.864
| Historical splits | 2011/12 | 2012/13 | 2013/14 | 2014/15 | Avg
| Capitalised Network Overheads | 49.14% | 41.41% | 44.42% | 56.35% | 48%
| Capitalised Corporate Overheads | 50.86% | 58.59% | 55.58% | 43.65% | 52%
| Total Overheads | 100% | 100% | 100% | 100% | 100%
Forecast Capitalised Overheads (excl Efficiency)
|  | Actual | Actual | Actual | Actual | Forecast | Forecast | Forecast | Forecast | Forecast | Forecast | Forecast
| Real $2015/16 | 2011/12 | 2012/13 | 2013/14 | 2014/15 | 2015/16 | 2016/17 | 2017/18 | 2018/19 | 2019/20 | 2020/21 | 2021/22
| Capitalised Network Overheads | 7318261.5915 | 7026474.4456 | 6609403.2392 | 7481086.6736 | 3794183.189 | 5608632.6586 | 5777448.7645 | 5797256.9956 | 5806212.5396 | 4913616.605 | 4112361.9442
| Capitalised Corporate Overheads | 7575616.4618 | 9941923.9276 | 8269952.8798 | 5794723.5565 | 4110365.1214 | 6076018.7135 | 6258902.8282 | 6280361.7452 | 6290063.5846 | 5323084.6554 | 4455058.7729
| Total Overheads - $2015/16 | 14893878.0533 | 16968398.3732 | 14879356.119 | 13275810.2301 | 7904548.3104 | 11684651.3722 | 12036351.5926 | 12077618.7408 | 12096276.1242 | 10236701.2604 | 8567420.7171
| Check |  |  |  |  | 0 | 0 | 0 | 0 | 0 | 0 | 0
Forecast Capitalised Overheads (Incl Efficiency)
| Efficiency factor (applies to 2017-22) | 2011/12: 0.89%
|  | Actual | Actual | Actual | Actual | Forecast | Forecast | Forecast | Forecast | Forecast | Forecast | Forecast | Total
| Real $ Mar 2017 | 2011/12 | 2012/13 | 2013/14 | 2014/15 | 2015/16 | 2016/17 | 2017/18 | 2018/19 | 2019/20 | 2020/21 | 2021/22 | 2017-22
| Capitalised Network Overheads | 7577739.9946 | 7275607.1591 | 6843748.1552 | 7746338.25 | 3928710.8473 | 5807493.963 | 5929053.2302 | 5949381.2437 | 5958571.7878 | 5042553.4854 | 4220273.3184 | 27099833.0654
| Capitalised Corporate Overheads | 7844219.7137 | 10294427.6625 | 8563174.7249 | 6000182.9536 | 4256103.4179 | 6291451.7932 | 6423140.9994 | 6445163.014 | 6455119.4367 | 5462766.2758 | 4571962.7616 | 29358152.4875
| Total Overheads - $ Mar 2017 | 15421959.7083 | 17570034.8216 | 15406922.88 | 13746521.2036 | 8184814.2652 | 12098945.7562 | 12352194.2296 | 12394544.2577 | 12413691.2245 | 10505319.7612 | 8792236.08 | 56457985.553
TABLE 2.10.1 - NETWORK OVERHEADS EXPENDITURE
[6 empty] | EXPENDITURE Forecast ($0's. real March 2017) | [6 empty] | Allocators
[6 empty] | 2015-16 | 2016-17 | 2017-18 | 2018-19 | 2019-20 | 2020-21 | 2021-22
| MAINTENANCE SUPPORT |  | MAINTENANCE |  |  | 1253258.7603 | 1852590.5742 | 1891367.9804 | 1897852.6167 | 1900784.4003 | 1608574.5618 | 1346267.1886 | 31.9% | Based on FY14/15 Actual splits
| NETWORK MONITORING & CONTROL |  | OPERATIONS |  |  | 746455.061 | 1103423.853 | 1126520.1137 | 1130382.4363 | 1132128.6397 | 958085.1622 | 801851.9305 | 19%
| ASSET MANAGEMENT SUPPORT |  | ASSET MANAGEMENT SUPPORT |  |  | 1909353.4718 | 2822442.066 | 2881519.8699 | 2891399.2844 | 2895865.8889 | 2450680.9939 | 2051052.8327 | 48.6%
|  |  | ASSET WORKS PROGRAM |  |  | 19643.5542 | 29037.4698 | 29645.2662 | 29746.9062 | 29792.8589 | 25212.7674 | 21101.3666 | 0.5%
| Total Overhead Expenditure - Prescribed Services |  |  |  |  | 3928710.8473 | 5807493.963 | 5929053.2302 | 5949381.2437 | 5958571.7878 | 5042553.4854 | 4220273.3184
[6 empty] | 0 | 0 | 0 | 0 | 0 | 0 | 0
TABLE 2.10.2 - CORPORATE OVERHEADS EXPENDITURE
EXPENDITURE Forecast ($0's. real March 2017)
[6 empty] | 2015-16 | 2016-17 | 2017-18 | 2018-19 | 2019-20 | 2020-21 | 2021-22
| CORPORATE OVERHEADS |  | OH&S |  |  | 89378.1718 | 132120.4877 | 134885.961 | 135348.4233 | 135557.5082 | 114718.0918 | 96011.218 | 2.1% | Based on FY14/15 Actual splits
|  |  | FINANCE |  |  | 234085.688 | 346029.8486 | 353272.755 | 354483.9658 | 355031.569 | 300452.1452 | 251457.9519 | 5.5%
|  |  | HR |  |  | 323463.8598 | 478150.3363 | 488158.716 | 489832.3891 | 490589.0772 | 415170.237 | 347469.1699 | 7.6%
|  |  | IT SUPPORT |  |  | 1157660.1297 | 1711274.8878 | 1747094.3518 | 1753084.3398 | 1755792.4868 | 1485872.427 | 1243573.8712 | 27.2%
|  |  | OTHER |  |  | 2451515.5687 | 3623876.2329 | 3699729.2156 | 3712413.8961 | 3718148.7956 | 3146553.3749 | 2633450.5507 | 57.6%
| Total Overhead Expenditure - Prescribed Services |  |  |  |  | 4256103.4179 | 6291451.7932 | 6423140.9994 | 6445163.014 | 6455119.4367 | 5462766.2758 | 4571962.7616
[6 empty] | 0 | 0 | 0 | 0 | 0 | 0 | 0

## 2.12 Input Tables
Table of Contents
[5 empty] | Efficiency | 0.89%
| 2.12 Input Tables | Capex As Incurred
|  |  |  | -2 | -1 | 1 | 2 | 3 | 4 | 5 | -2 | -1 | 1 | 2 | 3 | 4 | 5 | -2 | -1 | 1 | 2 | 3 | 4 | 5 | -2 | -1 | 1 | 2 | 3 | 4 | 5
|  |  |  | DIRECT MATERIAL EXPENDITURE Forecast ($0's. real March 2017) | [6 empty] | DIRECT LABOUR EXPENDITURE Forecast ($0's. real March 2017) | [6 empty] | CONTRACT EXPENDITURE Forecast ($0's. real March 2017) | [6 empty] | OTHER EXPENDITURE Forecast ($0's. real March 2017) | [6 empty] | RELATED PARTY CONTRACT MARGIN EXPENDITURE Forecast ($0's. real March 2017) | [6 empty] | RELATED PARTY CONTRACT MARGIN Forecast ($0's. real March 2017) | [6 empty] | TOTAL EXPENDITURE Forecast ($0's. real March 2017) | [6 empty] | Check - Total Expenditure ($0's, real March 2017)
|  |  |  | 2015-16 | 2016-17 | 2017-18 | 2018-19 | 2019-20 | 2020-21 | 2021-22 | 2015-16 | 2016-17 | 2017-18 | 2018-19 | 2019-20 | 2020-21 | 2021-22 | 2015-16 | 2016-17 | 2017-18 | 2018-19 | 2019-20 | 2020-21 | 2021-22 | 2015-16 | 2016-17 | 2017-18 | 2018-19 | 2019-20 | 2020-21 | 2021-22 | 2015-16 | 2016-17 | 2017-18 | 2018-19 | 2019-20 | 2020-21 | 2021-22 | 2015-16 | 2016-17 | 2017-18 | 2018-19 | 2019-20 | 2020-21 | 2021-22 | 2015-16 | 2016-17 | 2017-18 | 2018-19 | 2019-20 | 2020-21 | 2021-22 | 2015-16 | 2016-17 | 2017-18 | 2018-19 | 2019-20 | 2020-21 | 2021-22
| AUGMENTATION | Subtransmission Substations, Switching Stations , Zone Substations
Subtransmission Lines
HV Feeders
Other Assets
| CONNECTIONS | All New Customer Connections
| REPLACEMENT | Transmission Towers | REPLACEMENT | 625580.1683 | 552704.5314 | 333846.2902 | 1532913.7649 | 91873.4389 | 108706.4348 | 89401.8468 | 157313.863 | 139905.2379 | 85186.2651 | 394315.9656 | 23828.4399 | 28446.611 | 23607.825 | 785181.3088 | 698309.1255 | 426170.946 | 1977238.649 | 119697.4675 | 143172.1142 | 119059.8312 | 0 | 0 | 0 | 0 | 0 | 0 | 0 | [14 empty] | 1568075.3401 | 1390918.8948 | 845203.5013 | 3904468.3795 | 235399.3463 | 280325.16 | 232069.503 | 0 | 0 | 0 | 0 | 0 | 0 | 0
|  | Transmission Tower Support Structures | REPLACEMENT | 0 | 0 | 0 | 0 | 0 | 0 | 0 | 0 | 0 | 0 | 0 | 0 | 0 | 0 | 0 | 0 | 0 | 0 | 0 | 0 | 0 | 0 | 0 | 0 | 0 | 0 | 0 | 0 | [14 empty] | 0 | 0 | 0 | 0 | 0 | 0 | 0 | 0 | 0 | 0 | 0 | 0 | 0 | 0
|  | Conductors | REPLACEMENT | 6565091.927 | 986701.4002 | 789830.4967 | 527617.3779 | 531067.1156 | 547900.1115 | 453456.6404 | 1650915.4605 | 249762.1899 | 201537.9894 | 135720.5869 | 137738.4042 | 143376.0694 | 119741.6543 | 8240011.0048 | 1246638.2175 | 1008256.8531 | 680550.6581 | 691901.7027 | 721613.3756 | 603885.4112 | 0 | 0 | 0 | 0 | 0 | 0 | 0 | [14 empty] | 16456018.3923 | 2483101.8076 | 1999625.3393 | 1343888.623 | 1360707.2225 | 1412889.5566 | 1177083.7059 | 0 | 0 | 0 | 0 | 0 | 0 | 0
|  | Transmission Cables | REPLACEMENT | 0 | 0 | 0 | 0 | 0 | 0 | 0 | 0 | 0 | 0 | 0 | 0 | 0 | 0 | 0 | 0 | 0 | 0 | 0 | 0 | 0 | 0 | 0 | 0 | 0 | 0 | 0 | 0 | [14 empty] | 0 | 0 | 0 | 0 | 0 | 0 | 0 | 0 | 0 | 0 | 0 | 0 | 0 | 0
|  | Substation Switchbays | REPLACEMENT | 13823297.4488 | 18751443.8985 | 17892984.079 | 13504454.8635 | 14671328.2476 | 13599171.2751 | 10671663.3924 | 3476127.3303 | 4746523.8121 | 4565683.4608 | 3473791.0781 | 3805178.8194 | 3558670.0644 | 2818004.0042 | 17349966.2105 | 23691328.088 | 22841260.1119 | 17418807.6997 | 19114565.1776 | 17910826.5962 | 14211859.0015 | 0 | 0 | 0 | 0 | 0 | 0 | 0 | [14 empty] | 34649390.9896 | 47189295.7987 | 45299927.6517 | 34397053.6413 | 37591072.2446 | 35068667.9358 | 27701526.3981 | 0 | 0 | 0 | 0 | 0 | 0 | 0
|  | Substation Power Transformers | REPLACEMENT | 9519291.136 | 10067494.6096 | 8227097.2713 | 5670665.3667 | 6982132.568 | 7103107.6976 | 5622150.2047 | 2393804.2429 | 2548369.243 | 2099276.5531 | 1458682.1132 | 1810896.9081 | 1858761.5537 | 1484608.4632 | 11947900.2871 | 12719677.4345 | 10502287.8192 | 7314344.0849 | 9096683.3948 | 9355167.8768 | 7487230.7209 | 0 | 0 | 0 | 0 | 0 | 0 | 0 | [14 empty] | 23860995.666 | 25335541.287 | 20828661.6436 | 14443691.5648 | 17889712.8709 | 18317037.1281 | 14593989.3888 | 0 | 0 | 0 | 0 | 0 | 0 | 0
|  | Substation Reactive Plant | REPLACEMENT | 1232089.0995 | 4011268.6781 | 67321.3918 | 67321.3918 | 67321.3918 | 67321.3918 | 67321.3918 | 309831.9057 | 1015366.1979 | 17178.1389 | 17317.2818 | 17460.5823 | 17616.8545 | 17777.1679 | 1546425.831 | 5067998.1134 | 85939.0147 | 86834.9289 | 87709.7908 | 88665.8275 | 89654.4515 | 0 | 0 | 0 | 0 | 0 | 0 | 0 | [14 empty] | 3088346.8362 | 10094632.9894 | 170438.5453 | 171473.6025 | 172491.7649 | 173604.0738 | 174753.0112 | 0 | 0 | 0 | 0 | 0 | 0 | 0
|  | Scada Network Control And Protection Systems | REPLACEMENT | 14623744.2242 | 14730120.7679 | 15904010.1337 | 14327638.8729 | 14586830.9849 | 13513653.0976 | 11765066.9701 | 3677414.6804 | 3728612.5462 | 4058164.6811 | 3685541.1485 | 3783263.4762 | 3536291.423 | 3106732.7193 | 18354626.9694 | 18610626.775 | 20302238.6139 | 18480596.8727 | 19004477.774 | 17798194.641 | 15667986.0274 | 0 | 0 | 0 | 0 | 0 | 0 | 0 | [14 empty] | 36655785.874 | 37069360.0892 | 40264413.4287 | 36493776.894 | 37374572.2351 | 34848139.1615 | 30539785.7168 | 0 | 0 | 0 | 0 | 0 | 0 | 0
|  | Other | REPLACEMENT | 4707718.655 | 8370471.3491 | 11006674.0555 | 9858861.9303 | 10257869.6494 | 9263718.9758 | 8027365.7709 | 1183844.1255 | 2118804.386 | 2808530.3978 | 2536024.3682 | 2660497.2408 | 2424156.4973 | 2119739.7307 | 5908775.3769 | 10575590.0215 | 14050552.1024 | 12716516.2783 | 13364483.0711 | 12200807.0091 | 10690347.5394 | 0 | 0 | 0 | 0 | 0 | 0 | 0 | [14 empty] | 11800338.1574 | 21064865.7567 | 27865756.5557 | 25111402.5769 | 26282849.9613 | 23888682.4822 | 20837453.041 | 0 | 0 | 0 | 0 | 0 | 0 | 0
| NON-NETWORK EXPENDITURE | It And Communications | NON-NETWORK | 3032181.1266 | 7264016.5989 | 9556203.0137 | 8622151.9526 | 5111695.6283 | 4247200.7009 | 3593530.9218 | 762498.7977 | 1838729.217 | 2438419.3187 | 2217901.7835 | 1325777.4353 | 1111419.6362 | 948922.7831 | 3805766.3365 | 9177650.6072 | 12198955.6217 | 11121337.9835 | 6659781.419 | 5593787.5723 | 4785641.46 | 0 | 0 | 0 | 0 | 0 | 0 | 0 | [14 empty] | 7600446.2608 | 18280396.4231 | 24193577.9541 | 21961391.7196 | 13097254.4827 | 10952407.9094 | 9328095.1648 | 0 | 0 | 0 | 0 | 0 | 0 | 0
|  | Motor Vehicles | NON-NETWORK | 567907.4632 | 361502.9026 | 766761.9772 | 601680.0785 | 829753.7544 | 696819.3833 | 696819.3833 | 142810.9799 | 91506.6672 | 195651.6846 | 154771.9556 | 215206.2416 | 182345.6907 | 184005.0365 | 712794.8548 | 456737.3007 | 978808.7716 | 776080.9073 | 1081046.1025 | 917747.9194 | 927980.8087 | 0 | 0 | 0 | 0 | 0 | 0 | 0 | [14 empty] | 1423513.2979 | 909746.8705 | 1941222.4334 | 1532532.9414 | 2126006.0985 | 1796912.9934 | 1808805.2285 | 0 | 0 | 0 | 0 | 0 | 0 | 0
|  | Buildings And Property | NON-NETWORK | 1123597.3327 | 214458.0157 | 87435.7101 | 235994.318 | 37663.0347 | 82727.3176 | 402011.3331 | 282549.6168 | 54285.4238 | 22310.6316 | 60705.5201 | 9768.3441 | 21648.3213 | 106156.7916 | 1410255.1022 | 270954.8789 | 111615.9154 | 304398.7843 | 49069.3494 | 108956.2453 | 535373.7439 | 0 | 0 | 0 | 0 | 0 | 0 | 0 | [14 empty] | 2816402.0516 | 539698.3183 | 221362.2571 | 601098.6224 | 96500.7282 | 213331.8841 | 1043541.8686 | 0 | 0 | 0 | 0 | 0 | 0 | 0
|  | Other | NON-NETWORK | 836239.4144 | 1046955.0257 | 1165277.4551 | 1165277.4551 | 1165277.4551 | 1165277.4551 | 1165277.4551 | 210288.0802 | 265014.0963 | 297339.3359 | 299747.7846 | 302228.1975 | 304933.1399 | 307708.0314 | 1049584.995 | 1322765.0703 | 1487533.0653 | 1503040.5975 | 1518183.7316 | 1534731.9342 | 1551844.1953 | 0 | 0 | 0 | 0 | 0 | 0 | 0 | [14 empty] | 2096112.4896 | 2634734.1922 | 2950149.8564 | 2968065.8372 | 2985689.3842 | 3004942.5292 | 3024829.6819 | 0 | 0 | 0 | 0 | 0 | 0 | 0
|  | Total Repex (from above) |  | DIRECT MATERIAL EXPENDITURE Forecast ($0's. real March 2017) 2015-16: 51096812.6588; DIRECT MATERIAL EXPENDITURE Forecast ($0's. real March 2017) 2016-17: 57470205.2348; DIRECT MATERIAL EXPENDITURE Forecast ($0's. real March 2017) 2017-18: 54221763.7182; DIRECT MATERIAL EXPENDITURE Forecast ($0's. real March 2017) 2018-19: 45489473.568; DIRECT MATERIAL EXPENDITURE Forecast ($0's. real March 2017) 2019-20: 47188423.3962; DIRECT MATERIAL EXPENDITURE Forecast ($0's. real March 2017) 2020-21: 44203578.9842; DIRECT MATERIAL EXPENDITURE Forecast ($0's. real March 2017) 2021-22: 36696426.2172; DIRECT LABOUR EXPENDITURE Forecast ($0's. real March 2017) 2015-16: 12849251.6083; DIRECT LABOUR EXPENDITURE Forecast ($0's. real March 2017) 2016-17: 14547343.6131; DIRECT LABOUR EXPENDITURE Forecast ($0's. real March 2017) 2017-18: 13835557.4862; DIRECT LABOUR EXPENDITURE Forecast ($0's. real March 2017) 2018-19: 11701392.5423; DIRECT LABOUR EXPENDITURE Forecast ($0's. real March 2017) 2019-20: 12238863.871; DIRECT LABOUR EXPENDITURE Forecast ($0's. real March 2017) 2020-21: 11567319.0733; DIRECT LABOUR EXPENDITURE Forecast ($0's. real March 2017) 2021-22: 9690211.5646; CONTRACT EXPENDITURE Forecast ($0's. real March 2017) 2015-16: 64132886.9884; CONTRACT EXPENDITURE Forecast ($0's. real March 2017) 2016-17: 72610167.7755; CONTRACT EXPENDITURE Forecast ($0's. real March 2017) 2017-18: 69216705.4612; CONTRACT EXPENDITURE Forecast ($0's. real March 2017) 2018-19: 58674889.1717; CONTRACT EXPENDITURE Forecast ($0's. real March 2017) 2019-20: 61479518.3785; CONTRACT EXPENDITURE Forecast ($0's. real March 2017) 2020-21: 58218447.4405; CONTRACT EXPENDITURE Forecast ($0's. real March 2017) 2021-22: 48870022.9831; OTHER EXPENDITURE Forecast ($0's. real March 2017) 2021-22: REPLACEMENT | 128078951.2556 | 144627716.6234 | 137274026.6657 | 115865755.282 | 120906805.6457 | 113989345.498 | 95256660.7648 | 0 | 0 | 0 | 0 | 0 | 0 | 0
|  | Check |  | DIRECT MATERIAL EXPENDITURE Forecast ($0's. real March 2017) 2015-16: 0.00058623; DIRECT MATERIAL EXPENDITURE Forecast ($0's. real March 2017) 2016-17: 0.0030175; DIRECT MATERIAL EXPENDITURE Forecast ($0's. real March 2017) 2017-18: 0.0085732; DIRECT MATERIAL EXPENDITURE Forecast ($0's. real March 2017) 2018-19: 0.0089882; DIRECT MATERIAL EXPENDITURE Forecast ($0's. real March 2017) 2019-20: 0.010671; DIRECT MATERIAL EXPENDITURE Forecast ($0's. real March 2017) 2020-21: 0.0065679; DIRECT MATERIAL EXPENDITURE Forecast ($0's. real March 2017) 2021-22: 0.0029342; DIRECT LABOUR EXPENDITURE Forecast ($0's. real March 2017) 2015-16: 0.00014742; DIRECT LABOUR EXPENDITURE Forecast ($0's. real March 2017) 2016-17: 0.00076383; DIRECT LABOUR EXPENDITURE Forecast ($0's. real March 2017) 2017-18: 0.0021876; DIRECT LABOUR EXPENDITURE Forecast ($0's. real March 2017) 2018-19: 0.0023121; DIRECT LABOUR EXPENDITURE Forecast ($0's. real March 2017) 2019-20: 0.0027676; DIRECT LABOUR EXPENDITURE Forecast ($0's. real March 2017) 2020-21: 0.0017187; DIRECT LABOUR EXPENDITURE Forecast ($0's. real March 2017) 2021-22: 0.00077482; CONTRACT EXPENDITURE Forecast ($0's. real March 2017) 2015-16: 0.00073581; CONTRACT EXPENDITURE Forecast ($0's. real March 2017) 2016-17: 0.0038125; CONTRACT EXPENDITURE Forecast ($0's. real March 2017) 2017-18: 0.010944; CONTRACT EXPENDITURE Forecast ($0's. real March 2017) 2018-19: 0.011594; CONTRACT EXPENDITURE Forecast ($0's. real March 2017) 2019-20: 0.013903; CONTRACT EXPENDITURE Forecast ($0's. real March 2017) 2020-21: 0.0086503; CONTRACT EXPENDITURE Forecast ($0's. real March 2017) 2021-22: 0.0039076; OTHER EXPENDITURE Forecast ($0's. real March 2017) 2021-22: Check | 0.0014695 | 0.0075938 | 0.021705 | 0.022894 | 0.027341 | 0.016937 | 0.0076167
|  | Total Non Network (from above) |  | DIRECT MATERIAL EXPENDITURE Forecast ($0's. real March 2017) 2015-16: 5559925.3369; DIRECT MATERIAL EXPENDITURE Forecast ($0's. real March 2017) 2016-17: 8886932.5428; DIRECT MATERIAL EXPENDITURE Forecast ($0's. real March 2017) 2017-18: 11575678.1561; DIRECT MATERIAL EXPENDITURE Forecast ($0's. real March 2017) 2018-19: 10625103.8042; DIRECT MATERIAL EXPENDITURE Forecast ($0's. real March 2017) 2019-20: 7144389.8726; DIRECT MATERIAL EXPENDITURE Forecast ($0's. real March 2017) 2020-21: 6192024.8569; DIRECT MATERIAL EXPENDITURE Forecast ($0's. real March 2017) 2021-22: 5857639.0933; DIRECT LABOUR EXPENDITURE Forecast ($0's. real March 2017) 2015-16: 1398147.4746; DIRECT LABOUR EXPENDITURE Forecast ($0's. real March 2017) 2016-17: 2249535.4043; DIRECT LABOUR EXPENDITURE Forecast ($0's. real March 2017) 2017-18: 2953720.9709; DIRECT LABOUR EXPENDITURE Forecast ($0's. real March 2017) 2018-19: 2733127.0438; DIRECT LABOUR EXPENDITURE Forecast ($0's. real March 2017) 2019-20: 1852980.2184; DIRECT LABOUR EXPENDITURE Forecast ($0's. real March 2017) 2020-21: 1620346.7881; DIRECT LABOUR EXPENDITURE Forecast ($0's. real March 2017) 2021-22: 1546792.6426; CONTRACT EXPENDITURE Forecast ($0's. real March 2017) 2015-16: 6978401.2885; CONTRACT EXPENDITURE Forecast ($0's. real March 2017) 2016-17: 11228107.857; CONTRACT EXPENDITURE Forecast ($0's. real March 2017) 2017-18: 14776913.374; CONTRACT EXPENDITURE Forecast ($0's. real March 2017) 2018-19: 13704858.2727; CONTRACT EXPENDITURE Forecast ($0's. real March 2017) 2019-20: 9308080.6025; CONTRACT EXPENDITURE Forecast ($0's. real March 2017) 2020-21: 8155223.6712; CONTRACT EXPENDITURE Forecast ($0's. real March 2017) 2021-22: 7800840.2078; OTHER EXPENDITURE Forecast ($0's. real March 2017) 2021-22: NON-NETWORK | 13936474.0999 | 22364575.8041 | 29306312.501 | 27063089.1206 | 18305450.6935 | 15967595.3161 | 15205271.9437 | 0 | 0 | 0 | 0 | 0 | 0 | 0
|  | Check |  | DIRECT MATERIAL EXPENDITURE Forecast ($0's. real March 2017) 2015-16: 0; DIRECT MATERIAL EXPENDITURE Forecast ($0's. real March 2017) 2016-17: 0; DIRECT MATERIAL EXPENDITURE Forecast ($0's. real March 2017) 2017-18: 0; DIRECT MATERIAL EXPENDITURE Forecast ($0's. real March 2017) 2018-19: 0; DIRECT MATERIAL EXPENDITURE Forecast ($0's. real March 2017) 2019-20: 0; DIRECT MATERIAL EXPENDITURE Forecast ($0's. real March 2017) 2020-21: 0; DIRECT MATERIAL EXPENDITURE Forecast ($0's. real March 2017) 2021-22: 0; DIRECT LABOUR EXPENDITURE Forecast ($0's. real March 2017) 2015-16: 0; DIRECT LABOUR EXPENDITURE Forecast ($0's. real March 2017) 2016-17: 0; DIRECT LABOUR EXPENDITURE Forecast ($0's. real March 2017) 2017-18: 0; DIRECT LABOUR EXPENDITURE Forecast ($0's. real March 2017) 2018-19: 0; DIRECT LABOUR EXPENDITURE Forecast ($0's. real March 2017) 2019-20: 0; DIRECT LABOUR EXPENDITURE Forecast ($0's. real March 2017) 2020-21: 0; DIRECT LABOUR EXPENDITURE Forecast ($0's. real March 2017) 2021-22: 0; CONTRACT EXPENDITURE Forecast ($0's. real March 2017) 2015-16: 0; CONTRACT EXPENDITURE Forecast ($0's. real March 2017) 2016-17: 0; CONTRACT EXPENDITURE Forecast ($0's. real March 2017) 2017-18: 0; CONTRACT EXPENDITURE Forecast ($0's. real March 2017) 2018-19: 0; CONTRACT EXPENDITURE Forecast ($0's. real March 2017) 2019-20: 0; CONTRACT EXPENDITURE Forecast ($0's. real March 2017) 2020-21: 0; CONTRACT EXPENDITURE Forecast ($0's. real March 2017) 2021-22: 0; OTHER EXPENDITURE Forecast ($0's. real March 2017) 2021-22: Check | 0 | 0 | 0 | 0 | 0 | 0 | 0

## Error_Chks
Table of Contents
Error Checks Summary
No | Project Description | Project Inputs | As-Comm Forecast | Escalation Check
1 | FBTS Refurbishment | ok | ok | ok | Proj_1!R54
2 | HWPS 220kV Switchyard Redevelopment Stage 4 | ok | ok | ok | Proj_2!R54
3 | RTS Redevelopment Project | ok | ok | ok | Proj_3!R54
4 | HTS Rebuild | ok | ok | ok | Proj_4!R54
5 | SMTS H2 Transformer Replacement | ok | ok | ok | Proj_5!R54
6 | Other committed projects | ok | ok | ok | Proj_6!R54
7 | RWTS B4 220/66kV Transformer and 66kV CB Replacement | ok | ok | ok | Proj_7!R54
8 | TSTS B2 Transformer and 66kV CB Replacement | ok | ok | ok | Proj_8!R54
9 | SVTS Redevelopment Stage 1 | ok | ok | ok | Proj_9!R54
10 | WMTS Redevelopment | ok | ok | ok | Proj_10!R54
11 | HYTS 500kV and 275kV CB Replacement | ok | ok | ok | Proj_11!R54
12 | FBTS Transformer and Circuit Breaker Replacement | ok | ok | ok | Proj_12!R54
13 | Glenrowan Terminal Station Redevelopment Project | ok | ok | ok | Proj_13!R54
14 | Ringwood Terminal Station (RWTS) 220kV Circuit Breaker Replacements | ok | ok | ok | Proj_14!R54
15 | HWPS CB Replacement Stage 3 | ok | ok | ok | Proj_15!R54
16 | MWTS B2 Transformer Replacement | ok | ok | ok | Proj_16!R54
17 | TTS Bus Tie CB Replacement | ok | ok | ok | Proj_17!R54
18 | YPS 220kV CB Replacement | ok | ok | ok | Proj_18!R54
19 | Other station transformer replacement | ok | ok | ok | Proj_19!R54
20 | Power transformers - Bushings replacement | ok | ok | ok | Proj_20!R54
21 | Power transformers - life extension | ok | ok | ok | Proj_21!R54
22 | Power transformers - improved safe access | ok | ok | ok | Proj_22!R54
23 | Circuit breakers | ok | ok | ok | Proj_23!R54
24 | Instrument transformers | ok | ok | ok | Proj_24!R54
25 | Disconnectors | ok | ok | ok | Proj_25!R54
26 | Syn Cons | ok | ok | ok | Proj_26!R54
27 | Reactive plant | ok | ok | ok | Proj_27!R54
28 | On-line monitoring | ok | ok | ok | Proj_28!R54
29 | Fire protection systems | ok | ok | ok | Proj_29!R54
30 | Civils | ok | ok | ok | Proj_30!R54
31 | Infrastructure security | ok | ok | ok | Proj_31!R54
32 | Structure fall arrests | ok | ok | ok | Proj_32!R54
33 | Earth wires (incl. OPGW) | ok | ok | ok | Proj_33!R54
34 | Conductor | ok | ok | ok | Proj_34!R54
35 | Insulators | ok | ok | ok | Proj_35!R54
36 | Towers | ok | ok | ok | Proj_36!R54
37 | Tower fall arrests | ok | ok | ok | Proj_37!R54
38 | Secondary & Protection program | ok | ok | ok | Proj_38!R54
39 | Comms program | ok | ok | ok | Proj_39!R54
40 | Comms program - safety and security | ok | ok | ok | Proj_40!R54
41 | Other station works | ok | ok | ok | Proj_41!R54
42 | Other station works - security & compliance | ok | ok | ok | Proj_42!R54
43 | Buildings & Property | ok | ok | ok | Proj_43!R54
44 | Non-network - Other | ok | ok | ok | Proj_44!R54
45 | IT Strategy | ok | ok | ok | Proj_45!R54
46 | Motor Vehicles | ok | ok | ok | Proj_46!R54