## Contents
Table of Contents
1. Assumptions |  |  | 4. Aggregations & Allocations
2. Lookup Tables |  |  |  | a. | Base Forecast Summary - Direct Expenditure
| a. | Escalators |  | b. | Regulatory Forecast Summary - Direct Expenditure
| b. | Labour & Non-Labour Category Splits |  | c. | Tenix Overheads
| c. | Reporting Categories |  | d. | RIN Expenditure Summary - Direct Expenditure
|  |  |  | e. | AusNet Overhead allocations
3. Inputs (Direct Costs, units & unit rates) |  |  |  | f. | Regulatory Forecast Summary - Total Expenditure
| 3.1. Augmentation Capex |  | 5. Outputs
| a. | Augmentation |  | 5.1 EDPR submission outputs
|  |  |  | a. | RFM & PTRM output
| 3.2. Customer Connections (Not Used - See separate model) |  |  | b. | TAB model output
| a. | Customer Capex
| b. | Customer Contributions |  | 5.2 ESC Category Reporting
|  |  |  | a. | ESC Reporting
| 3.3. Replacement Capex |  |  | b. | Charts
| a. | Major Rebuilds
| b. | Stations |  | 5.3 EDPR RIN outputs
| c. | Lines |  | a. | 2.1 Expenditure Summary
| d. | Protection, Control & Automation |  | b. | 2.6 Non-Network
| e. | SCADA & Network Communications |  | c. | 2.10 Overheads
| f. | Other Communications Infrastructure |  | d. | 2.12 Input Tables
|  |  |  | e. | 2.17 Step Changes
3.4. Enviro, Safety & Legal Capex
| a. | Environmental, Safety & Legal - Part A |  | 5.4 Other outputs
| b. | Environmental, Safety & Legal - Part B |  | a. | Repex Volumes Analysis
| c. | Govt. Funded Safety Programs
3.5. SCADA & Network Control
| a. | SCADA & Network Communications
3.6. Non Network Capex
| a. | ICT Infrastructure
| b. | Other Non Network

## Assumptions
Key Assumptions
Table of Contents
1 | This model only contains information relating to Standard Control Services Capex. Alternative Control Services are excluded
2 | AMI Program related Capex is excluded from this model
3 | Includes Govt. funded safety programs, i.e., Powerline Replacement Program. See Enviro, Safety & Legal - Part B (table 3.4.3)
4 | Calculated 'Direct Labour Costs' includes both employee labour and internal labour hire contracts
5 | Tenix Contractor support costs ("Tenix overheads") are included in forecast Direct expenditures but are excluded from the calculation of internal capitalised overheads ("AusNet overheads")
6 | Internal capitalised overheads are applied to Network and IT Capex categories. Non Network Other (e.g, property, vehicles, tools, etc.) does not include overheads allocation.
7
8
9
10
11
12
13
14

## Lookups ->
Lookup Tables
Table of Contents

## Escalators
Escalators
Table of Contents
CPI Escalation
| Table 1 - CPI Indexes | 2008-09-30 | 2009-09-30 | 2010-09-30 | 2011-09-30 | 2012-09-30 | 2013-09-30 | 2014-09-30 | 2015-03-31 | 2015-09-30 | 2016-09-30 | 2017-09-30 | 2018-09-30 | 2019-09-30 | 2020-09-30
|  | Actual | Actual | Actual | Actual | Actual | Actual | Actual | Forecast | Forecast | Forecast | Forecast | Forecast | Forecast | Forecast
| Applies to year | 2009 | 2010 | 2011 | 2012 | 2013 | 2014 | mid 2015 | End 2015 | 2016 | 2017 | 2018 | 2019 | 2020 | 2021
| CPI - 8 cities - Sept (old base), 1yr lagged | 2009: 166.5; 2010: 168.6; 2011: 173.3; 2012: 179.4
| CPI - 8 cities - Sept (rebased in Sep-12), 1yr lagged |  |  |  | 99.8 | 101.8 | 104 | 106.4 | 107.7344 | 109.0855 | 111.8389 | 114.6617 | 117.5557 | 120.5228 | 123.5648
| CPI movement - 8 Capital Cities | 4.981% | 1.261% | 2.788% | 3.52% | 2.004% | 2.161% | 2.308% | 1.254% | 2.524% | 2.524% | 2.524% | 2.524% | 2.524% | 2.524%
| $2014 to nominal | [5 empty] | 1 | 1.0231 | 1.0359 | 1.0489 | 1.0754 | 1.1025 | 1.1303 | 1.1589 | 1.1881
| End $2015 to Nominal | End 2015: 1; 2016: 1.0125; 2017: 1.0381; 2018: 1.0643; 2019: 1.0912; 2020: 1.1187; 2021: 1.1469
| Index - Nominal to End $2015 | 2009: 1.1631; 2010: 1.1487; 2011: 1.1175; 2012: 1.0795; 2013: 1.0583; 2014: 1.0359; mid 2015: 1.0125; End 2015: 1
| Index - Nominal to $2014 | 2009: 1.1228; 2010: 1.1088; 2011: 1.0788; 2012: 1.0421; 2013: 1.0216; 2014: 1
Source: actual CPI to Sep-14 Qtr, forecast CPI from AusNet Services PTRM Model
Labour Escalation
| Labour Type | 2014 | 2015 | 2016 | 2017 | 2018 | 2019 | 2020 | 2021
| Internal labour real rate | 0.6077% | 2.143% | 1.926% | 1.651% | 1.615% | 1.665% | 1.726% |  | As per CIE EGWWS WPI forecast for 2017-20; EBA rate prorated to full year applied to 2016
| Internal labour index | 1 | 1.0214 | 1.0411 | 1.0583 | 1.0754 | 1.0933 | 1.1121 | 1.1121
| External labour real rate | 0.7663% | 1.34% | 2.31% | 1.885% | 1.861% | 1.892% | 1.946% |  | As per CIE Construction WPI forecast for 2017-20; EBA rate prorated to full year applied to 2016
| External labour index | 1 | 1.0134 | 1.0368 | 1.0564 | 1.076 | 1.0964 | 1.1177 | 1.1177
Source: Labour escalators as per AusNet Services Opex Model
Material Escalation
| Material Escalation Rate | 2014 | 2015 | 2016 | 2017 | 2018 | 2019 | 2020 | 2021
Alum | bar: 2014 to 2021
Copper | bar: 2014 to 2021
| Steel | [9 empty] | Assumed zero escalation for materials | bar: 2014 to 2021
Crude Oil | bar: 2014 to 2021
Other | bar: 2014 to 2021
Spare | bar: 2014 to 2021
| Material Escalation Index | 2014 | 2015 | 2016 | 2017 | 2018 | 2019 | 2020 | 2021
Alum | bar: 2014 to 2021
Copper | bar: 2014 to 2021
Steel | bar: 2014 to 2021
Crude Oil | bar: 2014 to 2021
Other | bar: 2014 to 2021
Spare

## Lab_Mat
Labour & Non-Labour Category Splits
Table of Contents
Labour & Non Labour Splits
Expenditure Type | RIN Asset Category | Direct Labour Cost | Direct Material Cost | Contracts Cost | Other Cost | Total
Augmentation | Subtransmission Substations, Switching Stations , Zone Substations |  |  |  |  | 100%
Augmentation | Subtransmission Lines |  |  |  |  | 100%
Augmentation | HV Feeders |  |  |  |  | 100%
Augmentation | Distribution Substations |  |  |  |  | 100%
Augmentation | LV Feeders |  |  |  |  | 100%
Augmentation | Other Assets |  |  |  |  | 0%
Connections | Simple and Complex Customer Connections |  |  |  |  | 100%
Replacement | Poles |  |  |  |  | 100%
Replacement | Pole Top Structures |  |  |  |  | 100%
Replacement | Overhead Conductors |  |  |  |  | 100%
Replacement | Underground Cables |  |  |  |  | 100%
Replacement | Service Lines |  |  |  |  | 100%
Replacement | Transformers |  |  |  |  | 100%
Replacement | Switchgear |  |  |  |  | 100%
Replacement | Transformers & Switchgear |  |  |  |  | 100%
Replacement | SCADA network control and protection systems |  |  |  |  | 100%
Replacement | Other |  |  |  |  | 100%
Replacement | Other Comms |  |  |  |  | 100%
Non-Network Expenditure | IT and Communications |  |  |  |  | 100%
Non-Network Expenditure | Motor Vehicles |  |  |  |  | 100%
Non-Network Expenditure | Buildings And Property |  |  |  |  | 100%
Non-Network Expenditure | Other |  |  |  |  | 100%
source: 2014 Actual Input Table Splits (excluding 'IT & Comms splits' and 'Other Comms' splits). Note, Contracts splits adjusted to exclude Tenix Overheads
Material Composition
Program Type | Activity Type | Alum | Copper | Steel | Crude Oil | Other | Total
Augmentation | New Zone Substation | 5% | 15% | 40% | 5% | 35% | 100%
| Zone Sub Transformers | 5% | 20% | 35% | 5% | 35% | 100%
| Distribution Sub Transformers (Pole Top & Kiosk upgrades) | 67% | 0% | 13% | 0% | 20% | 100%
| Distribution Regulators | 17% | 17% | 42% | 17% | 7% | 100%
| Pole Top Capacitors | 20% | 10% | 30% | 5% | 35% | 100%
| Thermal Upgrade - 22kv LV Feeders | 67% | 0% | 13% | 0% | 20% | 100%
| Thermal Upgrade Voltage - 22kv LV Feeders | 67% | 0% | 13% | 0% | 20% | 100%
| 66kv Feeders - HV | 67% | 0% | 13% | 0% | 20% | 100%
| New 66kV lines (kms) | 67% | 0% | 13% | 0% | 20% | 100%
| Reconductored 66kV lines (kms) | 67% | 0% | 13% | 0% | 20% | 100%
| Bird & Animal proofing | 5% | 15% | 40% | 0% | 40% | 100%
| Other 56M Undergrounding | 75% | 0% | 0% | 5% | 20% | 100%
| Dampers & Armour Rods | 0% | 0% | 100% | 0% | 0% | 100%
| Fall Arrests | 0% | 0% | 100% | 0% | 0% | 100%
| Other | 10% | 10% | 10% | 0% | 70% | 100%
| <Spare> | 0% | 0% | 0% | 0% | 0% | 0%
Connections | 104 - Medium Density Housing | 50% | 10% | 10% | 5% | 25% | 100%
| 107 - U/Ground Service Installation | 60% | 0% | 0% | 20% | 20% | 100%
| 108 - Business Supply Projects | 30% | 20% | 15% | 15% | 20% | 100%
| 109 - Private Electric Line Repl | 67% | 0% | 13% | 0% | 20% | 100%
| 110 - Low Density Housing | 20% | 20% | 40% | 10% | 10% | 100%
| 112 - Meters T/Switches & Services | 40% | 10% | 20% | 10% | 20% | 100%
| 116 - Recoverable & Special Works | 20% | 20% | 30% | 10% | 20% | 100%
| 118 - Cogeneration Projects | 30% | 20% | 15% | 15% | 20% | 100%
| 120 - Public Lighting Projects - Minor | 20% | 10% | 40% | 10% | 20% | 100%
| 121 - Public Lighting Capital - Major | 20% | 10% | 40% | 10% | 20% | 100%
| <Spare> | 0% | 0% | 0% | 0% | 0% | 0%
Replacement | Poles replaced | 0% | 0% | 10% | 0% | 90% | 100%
| Staked Poles | 0% | 0% | 100% | 0% | 0% | 100%
| Conductors - Steel | 0% | 0% | 100% | 0% | 0% | 100%
| Conductors - Copper | 67% | 0% | 13% | 0% | 20% | 100%
| Conductors - ACSR | 67% | 0% | 33% | 0% | 0% | 100%
| Conductors - Alum | 100% | 0% | 0% | 0% | 0% | 100%
| Crossarms | 0% | 0% | 70% | 0% | 30% | 100%
| Insulators | 0% | 0% | 100% | 0% | 0% | 100%
| Services - Unplanned | 67% | 0% | 13% | 0% | 20% | 100%
| Services - Planned | 67% | 0% | 13% | 0% | 20% | 100%
| Underground cables (Projects) | 67% | 0% | 13% | 0% | 20% | 100%
| Distribution Transformers | 17% | 17% | 42% | 17% | 7% | 100%
| Dist. Regulators | 17% | 17% | 42% | 17% | 7% | 100%
| Pole top Switches (Incl Gas) | 5% | 5% | 15% | 0% | 75% | 100%
| RMUs (Kiosk Substations) | 0% | 5% | 90% | 0% | 5% | 100%
| ACRs 3ph | 5% | 5% | 15% | 0% | 75% | 100%
| OCR 1ph | 5% | 5% | 15% | 0% | 75% | 100%
| HV Fuses | 0% | 0% | 70% | 0% | 30% | 100%
| Surge Diverters | 0% | 0% | 50% | 0% | 50% | 100%
| Zone Sub Transformers | 0% | 30% | 60% | 10% | 0% | 100%
| Instrument Transformers | 5% | 5% | 15% | 0% | 75% | 100%
| Circuit Breakers & disconnectors 22 kV | 5% | 5% | 15% | 0% | 75% | 100%
| Circuit Breakers & disconnectors 66kV | 5% | 5% | 15% | 0% | 75% | 100%
| Protection & Control | 0% | 0% | 20% | 0% | 80% | 100%
| Enhanced Prot & control 1ph & 3ph | 5% | 5% | 15% | 0% | 75% | 100%
| Communication Systems | 0% | 0% | 20% | 0% | 80% | 100%
| SCADA Remote | 0% | 0% | 20% | 0% | 80% | 100%
| Cap Cans | 0% | 0% | 90% | 0% | 10% | 100%
| NER | 0% | 0% | 90% | 0% | 10% | 100%
| Buildings & Civil infrastructure | 0% | 0% | 30% | 0% | 70% | 100%
| ZSS Major replacements | 5% | 15% | 40% | 0% | 40% | 100%
| Bird & Animal proofing | 5% | 15% | 40% | 0% | 40% | 100%
| Other 56M Undergrounding | 75% | 0% | 0% | 5% | 20% | 100%
| Dampers & Armour Rods | 0% | 0% | 100% | 0% | 0% | 100%
| Fall Arrests | 0% | 0% | 100% | 0% | 0% | 100%
| Other | 10% | 10% | 10% | 0% | 70% | 100%
source: SPA Revised EDPR Capex Fcast Model 19 July 2010 (2011-15 EDPR), updated with new additional activity types

## Rpt_Cat
Reporting Categories
Table of Contents
| RAB Categories - PTRM / RFM |  | ESC Categories |  | Reset RIN Categories | Safety
| Subtransmission |  | Category | Class | Replacement expenditure | On
| Distribution system assets |  | Reinforcement | System | Connections | Off
| Standard metering | (Not populated) | Customer Connections | System | Augmentation Expenditure
| Public lighting | (Not populated) | RQ Maintained | System | Non-network
| SCADA/Network control |  | RQ Improved | System | Capitalised network overheads
| Non-network general assets - IT |  | ESL | System | Capitalised corporate overheads
| Non-network general assets - Other |  | SCADA | Non-System | Cap Cons
|  |  | IT Capex | Non-System
|  |  | Other Non-system | Non-System
| TAB Categories - PTRM / RFM |  | Customer Contributions | System | Non Network Asset SubCategory
| Demand related capital expenditure |  | VBRC Capex (direct costs only) | System | Client device expenditure | IT
| Replacement expenditure (Group 1) |  |  |  | Recurrent expenditure | IT
| Replacement expenditure (Group 2) |  |  |  | Non-recurrent expenditure | IT
| Replacement expenditure (Group 3) |  |  |  | Car | MOTOR VEHICLES
| Environment, safety & legal |  |  |  | Light commercial vehicle | MOTOR VEHICLES
| Standard metering (Group 1) |  |  |  | Elevated work platform (LCV) | MOTOR VEHICLES
| Standard metering (Group 2) |  |  |  | Elevated work platform (HCV) | MOTOR VEHICLES
| SCADA/Network control |  |  |  | Heavy commercial vehicle | MOTOR VEHICLES
| Non-network general assets - IT |  |  |  | Total buildings and property expenditure | BUILDINGS AND PROPERTY
| Non-network general assets - Other |  |  |  | Other expenditure | OTHER
| Repex - 75% Grp 2, 25% Grp 3 | (for stage 1 aggregation) |  |  | General furniture and equipment | OTHER - DNSP nominated
| Repex - 50% Grp 2, 50% Grp 3 | (for stage 1 aggregation) |  |  | Other buildings and property | OTHER - DNSP nominated

## Spare
Others
Table of Contents
Millions | 1000000
Thousands | 1000

## Inputs ->
Inputs Section
Table of Contents

## Augmentation
Augmentation
Table of Contents
[8 empty] | (In 2014 dollars) | [5 empty] | (In 2014 dollars) | [22 empty] | (In 2014 dollars) | [18 empty] | (In 2014 dollars) | [5 empty] | (In 2014 dollars) | [5 empty] | (In 2014 dollars)
[8 empty] | 2015 | 2016 | 2017 | 2018 | 2019 | 2020 | 2015 | 2016 | 2017 | 2018 | 2019 | 2020 | 2015 | 2015 | 2015 | 2015 | 2015 | 2015 | 2016 | 2016 | 2016 | 2016 | 2016 | 2016 | 2017 | 2017 | 2017 | 2017 | 2017 | 2017 | 2018 | 2018 | 2018 | 2018 | 2018 | 2018 | 2019 | 2019 | 2019 | 2019 | 2019 | 2019 | 2020 | 2020 | 2020 | 2020 | 2020 | 2020 | 2015 | 2016 | 2017 | 2018 | 2019 | 2020 | 2015 | 2016 | 2017 | 2018 | 2019 | 2020 | 2015 | 2016 | 2017 | 2018 | 2019 | 2020
Project Ref | Description | Program | RAB Category | TAB Category | RIN Expenditure Category | RIN Asset Category | Activity Type | P50 Direct $000's | P50 Direct $000's | P50 Direct $000's | P50 Direct $000's | P50 Direct $000's | P50 Direct $000's | Direct Labour Cost | Direct Labour Cost | Direct Labour Cost | Direct Labour Cost | Direct Labour Cost | Direct Labour Cost | Alum | Copper | Steel | Crude Oil | Other | Direct Material Cost | Alum | Copper | Steel | Crude Oil | Other | Direct Material Cost | Alum | Copper | Steel | Crude Oil | Other | Direct Material Cost | Alum | Copper | Steel | Crude Oil | Other | Direct Material Cost | Alum | Copper | Steel | Crude Oil | Other | Direct Material Cost | Alum | Copper | Steel | Crude Oil | Other | Direct Material Cost | Contracts Cost | Contracts Cost | Contracts Cost | Contracts Cost | Contracts Cost | Contracts Cost | Other Cost | Other Cost | Other Cost | Other Cost | Other Cost | Other Cost | Total Direct $000's | Total Direct $000's | Total Direct $000's | Total Direct $000's | Total Direct $000's | Total Direct $000's
74356469 | KMS1 re-arrangement | Distribution feeders | Distribution system assets | Demand related capital expenditure | Augmentation Expenditure | HV Feeders | 66kv Feeders - HV
74290159 | KLO-DRN 66kV line | Subtransmission augmentation (Zone subs & 66kV lines) | Subtransmission | Demand related capital expenditure | Augmentation Expenditure | Subtransmission Lines | New 66kV lines (kms)
74429462 | MWTS-LGA No. 2 reconductoring | Subtransmission augmentation (Zone subs & 66kV lines) | Subtransmission | Demand related capital expenditure | Augmentation Expenditure | Subtransmission Lines | Reconductored 66kV lines (kms)
0 | Feeder work - central (15 projects) | Distribution feeders | Distribution system assets | Demand related capital expenditure | Augmentation Expenditure | HV Feeders | 66kv Feeders - HV
0 | Feeder work - east (1 project) | Distribution feeders | Distribution system assets | Demand related capital expenditure | Augmentation Expenditure | HV Feeders | 66kv Feeders - HV
0 | Routine supply Improvement | Distribution substations & LV | Distribution system assets | Demand related capital expenditure | Augmentation Expenditure | LV Feeders | Thermal Upgrade - 22kv LV Feeders
0 | Summer preperation works | Distribution substations & LV | Distribution system assets | Demand related capital expenditure | Augmentation Expenditure | LV Feeders | Thermal Upgrade - 22kv LV Feeders
0 | Distribution transformer upgrades | Distribution substations & LV | Distribution system assets | Demand related capital expenditure | Augmentation Expenditure | LV Feeders | Distribution Sub Transformers (Pole Top & Kiosk upgrades)
[68 empty] | 0 | 0 | 0 | 0 | 0 | 0
[68 empty] | 0 | 0 | 0 | 0 | 0 | 0
[68 empty] | 0 | 0 | 0 | 0 | 0 | 0
[68 empty] | 0 | 0 | 0 | 0 | 0 | 0
[68 empty] | 0 | 0 | 0 | 0 | 0 | 0
[68 empty] | 0 | 0 | 0 | 0 | 0 | 0
[68 empty] | 0 | 0 | 0 | 0 | 0 | 0
[68 empty] | 0 | 0 | 0 | 0 | 0 | 0
[68 empty] | 0 | 0 | 0 | 0 | 0 | 0
[68 empty] | 0 | 0 | 0 | 0 | 0 | 0
[68 empty] | 0 | 0 | 0 | 0 | 0 | 0
[68 empty] | 0 | 0 | 0 | 0 | 0 | 0
[68 empty] | 0 | 0 | 0 | 0 | 0 | 0
[68 empty] | 0 | 0 | 0 | 0 | 0 | 0
[68 empty] | 0 | 0 | 0 | 0 | 0 | 0
[68 empty] | 0 | 0 | 0 | 0 | 0 | 0
[68 empty] | 0 | 0 | 0 | 0 | 0 | 0
[68 empty] | 0 | 0 | 0 | 0 | 0 | 0
[68 empty] | 0 | 0 | 0 | 0 | 0 | 0
[68 empty] | 0 | 0 | 0 | 0 | 0 | 0
[68 empty] | 0 | 0 | 0 | 0 | 0 | 0
[68 empty] | 0 | 0 | 0 | 0 | 0 | 0
[68 empty] | 0 | 0 | 0 | 0 | 0 | 0
[8 empty] | 0 | 0 | 0 | 0 | 0 | 0 | 0 | 0 | 0 | 0 | 0 | 0 | 0 | 0 | 0 | 0 | 0 | 0 | 0 | 0 | 0 | 0 | 0 | 0 | 0 | 0 | 0 | 0 | 0 | 0 | 0 | 0 | 0 | 0 | 0 | 0 | 0 | 0 | 0 | 0 | 0 | 0 | 0 | 0 | 0 | 0 | 0 | 0 | 0 | 0 | 0 | 0 | 0 | 0 | 0 | 0 | 0 | 0 | 0 | 0 | 0 | 0 | 0 | 0 | 0 | 0
[68 empty] | 0% | 0% | 0% | 0% | 0% | 0%
Check

## Connections
Customer Connections
Table of Contents
[13 empty] | (In 2014 dollars) | [9 empty] | (In 2014 dollars) | [22 empty] | (In 2014 dollars) | [18 empty] | (In 2014 dollars) | [5 empty] | (In 2014 dollars) | [5 empty] | (In 2014 dollars)
[19 empty] | Direct Labour Cost | Direct Material Cost | Contracts Cost | Other Cost
Table 3.2.1 - Gross Expenditure | [5 empty] | 2015 | 2016 | 2017 | 2018 | 2019 | 2020 |  | 2015 | 2016 | 2017 | 2018 | 2019 | 2020 |  |  |  |  | 2015 | 2016 | 2017 | 2018 | 2019 | 2020 | 2015 | 2015 | 2015 | 2015 | 2015 | 2015 | 2016 | 2016 | 2016 | 2016 | 2016 | 2016 | 2017 | 2017 | 2017 | 2017 | 2017 | 2017 | 2018 | 2018 | 2018 | 2018 | 2018 | 2018 | 2019 | 2019 | 2019 | 2019 | 2019 | 2019 | 2020 | 2020 | 2020 | 2020 | 2020 | 2020 | 2015 | 2016 | 2017 | 2018 | 2019 | 2020 | 2015 | 2016 | 2017 | 2018 | 2019 | 2020 | 2015 | 2016 | 2017 | 2018 | 2019 | 2020
Project Ref | Description | Program | RAB Category | TAB Category | RIN Asset Category | Units | Units | Units | Units | Units | Units | Direct Unit cost ($2014, $000's) | P50 Direct $000's | P50 Direct $000's | P50 Direct $000's | P50 Direct $000's | P50 Direct $000's | P50 Direct $000's | Direct Labour Unit Cost ($2014) | Direct Material Unit Cost ($2014) | Direct Contracts Unit Cost ($2014) | Direct Other Unit Cost ($2014) | Direct Labour Cost | Direct Labour Cost | Direct Labour Cost | Direct Labour Cost | Direct Labour Cost | Direct Labour Cost | Alum | Copper | Steel | Crude Oil | Other | Direct Material Cost | Alum | Copper | Steel | Crude Oil | Other | Direct Material Cost | Alum | Copper | Steel | Crude Oil | Other | Direct Material Cost | Alum | Copper | Steel | Crude Oil | Other | Direct Material Cost | Alum | Copper | Steel | Crude Oil | Other | Direct Material Cost | Alum | Copper | Steel | Crude Oil | Other | Direct Material Cost | Contracts Cost | Contracts Cost | Contracts Cost | Contracts Cost | Contracts Cost | Contracts Cost | Other Cost | Other Cost | Other Cost | Other Cost | Other Cost | Other Cost | Total Direct $000's | Total Direct $000's | Total Direct $000's | Total Direct $000's | Total Direct $000's | Total Direct $000's
|  |  | Distribution system assets | Demand related capital expenditure | Simple and Complex Customer Connections | [71 empty] | 0 | 0 | 0 | 0 | 0 | 0
|  |  | Distribution system assets | Demand related capital expenditure | Simple and Complex Customer Connections | [71 empty] | 0 | 0 | 0 | 0 | 0 | 0
|  |  | Distribution system assets | Demand related capital expenditure | Simple and Complex Customer Connections | [71 empty] | 0 | 0 | 0 | 0 | 0 | 0
|  |  | Distribution system assets | Demand related capital expenditure | Simple and Complex Customer Connections | [71 empty] | 0 | 0 | 0 | 0 | 0 | 0
|  |  | Distribution system assets | Demand related capital expenditure | Simple and Complex Customer Connections | [71 empty] | 0 | 0 | 0 | 0 | 0 | 0
[77 empty] | 0 | 0 | 0 | 0 | 0 | 0
[77 empty] | 0 | 0 | 0 | 0 | 0 | 0
[77 empty] | 0 | 0 | 0 | 0 | 0 | 0
[77 empty] | 0 | 0 | 0 | 0 | 0 | 0
[77 empty] | 0 | 0 | 0 | 0 | 0 | 0
[77 empty] | 0 | 0 | 0 | 0 | 0 | 0
[77 empty] | 0 | 0 | 0 | 0 | 0 | 0
[77 empty] | 0 | 0 | 0 | 0 | 0 | 0
[77 empty] | 0 | 0 | 0 | 0 | 0 | 0
[77 empty] | 0 | 0 | 0 | 0 | 0 | 0
[77 empty] | 0 | 0 | 0 | 0 | 0 | 0
[77 empty] | 0 | 0 | 0 | 0 | 0 | 0
[77 empty] | 0 | 0 | 0 | 0 | 0 | 0
[77 empty] | 0 | 0 | 0 | 0 | 0 | 0
[77 empty] | 0 | 0 | 0 | 0 | 0 | 0
[77 empty] | 0 | 0 | 0 | 0 | 0 | 0
[77 empty] | 0 | 0 | 0 | 0 | 0 | 0
[77 empty] | 0 | 0 | 0 | 0 | 0 | 0
[77 empty] | 0 | 0 | 0 | 0 | 0 | 0
[77 empty] | 0 | 0 | 0 | 0 | 0 | 0
[77 empty] | 0 | 0 | 0 | 0 | 0 | 0
[77 empty] | 0 | 0 | 0 | 0 | 0 | 0
[77 empty] | 0 | 0 | 0 | 0 | 0 | 0
[77 empty] | 0 | 0 | 0 | 0 | 0 | 0
[77 empty] | 0 | 0 | 0 | 0 | 0 | 0
[77 empty] | 0 | 0 | 0 | 0 | 0 | 0
[13 empty] | 0 | 0 | 0 | 0 | 0 | 0 |  |  |  |  | 0 | 0 | 0 | 0 | 0 | 0 | 0 | 0 | 0 | 0 | 0 | 0 | 0 | 0 | 0 | 0 | 0 | 0 | 0 | 0 | 0 | 0 | 0 | 0 | 0 | 0 | 0 | 0 | 0 | 0 | 0 | 0 | 0 | 0 | 0 | 0 | 0 | 0 | 0 | 0 | 0 | 0 | 0 | 0 | 0 | 0 | 0 | 0 | 0 | 0 | 0 | 0 | 0 | 0 | 0 | 0 | 0 | 0 | 0 | 0
[77 empty] | 0% | 0% | 0% | 0% | 0% | 0%
Table 3.2.2 - Customer Contributions | [12 empty] | (In 2014 dollars) | [63 empty] | (In 2014 dollars)
[13 empty] | 2015 | 2016 | 2017 | 2018 | 2019 | 2020 | [58 empty] | 2015 | 2016 | 2017 | 2018 | 2019 | 2020
Project Ref | Description | Program | RAB Category | TAB Category | RIN Asset Category | [7 empty] | P50 Direct $000's | P50 Direct $000's | P50 Direct $000's | P50 Direct $000's | P50 Direct $000's | P50 Direct $000's | Escalated values --> | [57 empty] | P50 Direct $000's | P50 Direct $000's | P50 Direct $000's | P50 Direct $000's | P50 Direct $000's | P50 Direct $000's
|  | Customer Initiated | Distribution system assets | Demand related capital expenditure | Simple and Complex Customer Connections | [7 empty] | 0 | 0 | 0 | 0 | 0 | 0 | [58 empty] | 0 | 0 | 0 | 0 | 0 | 0
|  | Customer Initiated | Distribution system assets | Demand related capital expenditure | Simple and Complex Customer Connections
|  | Customer Initiated | Distribution system assets | Demand related capital expenditure | Simple and Complex Customer Connections | [7 empty] | 0 | 0 | 0 | 0 | 0 | 0 | [58 empty] | 0 | 0 | 0 | 0 | 0 | 0
|  | Customer Initiated | Distribution system assets | Demand related capital expenditure | Simple and Complex Customer Connections | [7 empty] | 0 | 0 | 0 | 0 | 0 | 0 | [58 empty] | 0 | 0 | 0 | 0 | 0 | 0
|  | Customer Initiated | Distribution system assets | Demand related capital expenditure | Simple and Complex Customer Connections | [7 empty] | 0 | 0 | 0 | 0 | 0 | 0 | [58 empty] | 0 | 0 | 0 | 0 | 0 | 0
[13 empty] | 0 | 0 | 0 | 0 | 0 | 0 | [58 empty] | 0 | 0 | 0 | 0 | 0 | 0

## Major_Rebuilds
Major Rebuilds
Table of Contents
[8 empty] | (In 2014 dollars) | [5 empty] | (In 2014 dollars) | [22 empty] | (In 2014 dollars) | [18 empty] | (In 2014 dollars) | [5 empty] | (In 2014 dollars) | [5 empty] | (In 2014 dollars)
[8 empty] | 2015 | 2016 | 2017 | 2018 | 2019 | 2020 | 2015 | 2016 | 2017 | 2018 | 2019 | 2020 | 2015 | 2015 | 2015 | 2015 | 2015 | 2015 | 2016 | 2016 | 2016 | 2016 | 2016 | 2016 | 2017 | 2017 | 2017 | 2017 | 2017 | 2017 | 2018 | 2018 | 2018 | 2018 | 2018 | 2018 | 2019 | 2019 | 2019 | 2019 | 2019 | 2019 | 2020 | 2020 | 2020 | 2020 | 2020 | 2020 | 2015 | 2016 | 2017 | 2018 | 2019 | 2020 | 2015 | 2016 | 2017 | 2018 | 2019 | 2020 | 2015 | 2016 | 2017 | 2018 | 2019 | 2020
Project Ref | Description | Program | RAB Category | TAB Category | RIN Expenditure Category | RIN Asset Category | Activity Type | P50 Direct $000's | P50 Direct $000's | P50 Direct $000's | P50 Direct $000's | P50 Direct $000's | P50 Direct $000's | Direct Labour Cost | Direct Labour Cost | Direct Labour Cost | Direct Labour Cost | Direct Labour Cost | Direct Labour Cost | Alum | Copper | Steel | Crude Oil | Other | Direct Material Cost | Alum | Copper | Steel | Crude Oil | Other | Direct Material Cost | Alum | Copper | Steel | Crude Oil | Other | Direct Material Cost | Alum | Copper | Steel | Crude Oil | Other | Direct Material Cost | Alum | Copper | Steel | Crude Oil | Other | Direct Material Cost | Alum | Copper | Steel | Crude Oil | Other | Direct Material Cost | Contracts Cost | Contracts Cost | Contracts Cost | Contracts Cost | Contracts Cost | Contracts Cost | Other Cost | Other Cost | Other Cost | Other Cost | Other Cost | Other Cost | Total Direct $000's | Total Direct $000's | Total Direct $000's | Total Direct $000's | Total Direct $000's | Total Direct $000's
74338262 | Bairnsdale rebuild | Zone substation major replacement projects | Subtransmission | Repex - 75% Grp 2, 25% Grp 3 | Replacement expenditure | Transformers & Switchgear | ZSS Major replacements
74285767 | YPS rebuild | Zone substation major replacement projects | Subtransmission | Repex - 75% Grp 2, 25% Grp 3 | Replacement expenditure | Transformers & Switchgear | ZSS Major replacements
74327859 | CLPS rebuild | Zone substation major replacement projects | Subtransmission | Repex - 75% Grp 2, 25% Grp 3 | Replacement expenditure | Transformers & Switchgear | ZSS Major replacements
74336963 | Pakenham rebuild | Zone substation major replacement projects | Subtransmission | Repex - 75% Grp 2, 25% Grp 3 | Replacement expenditure | Transformers & Switchgear | ZSS Major replacements
74294706 | Mount Beauty rebuild | Zone substation major replacement projects | Subtransmission | Repex - 75% Grp 2, 25% Grp 3 | Replacement expenditure | Transformers & Switchgear | ZSS Major replacements
74396064 | Wonthaggi rebuild | Zone substation major replacement projects | Subtransmission | Repex - 75% Grp 2, 25% Grp 3 | Replacement expenditure | Transformers & Switchgear | ZSS Major replacements
74396063 | Seymour rebuild | Zone substation major replacement projects | Subtransmission | Repex - 75% Grp 2, 25% Grp 3 | Replacement expenditure | Transformers & Switchgear | ZSS Major replacements
74361629 | Morwell rebuild | Zone substation major replacement projects | Subtransmission | Repex - 75% Grp 2, 25% Grp 3 | Replacement expenditure | Transformers & Switchgear | ZSS Major replacements
74396065 | Myrtleford rebuild | Zone substation major replacement projects | Subtransmission | Repex - 75% Grp 2, 25% Grp 3 | Replacement expenditure | Transformers & Switchgear | ZSS Major replacements
74422204 | Leongatha rebuild Stage 3 | Zone substation major replacement projects | Subtransmission | Repex - 75% Grp 2, 25% Grp 3 | Replacement expenditure | Transformers & Switchgear | ZSS Major replacements
74422205 | Moe rebuild | Zone substation major replacement projects | Subtransmission | Repex - 75% Grp 2, 25% Grp 3 | Replacement expenditure | Transformers & Switchgear | ZSS Major replacements
74422206 | Maffra rebuild | Zone substation major replacement projects | Subtransmission | Repex - 75% Grp 2, 25% Grp 3 | Replacement expenditure | Transformers & Switchgear | ZSS Major replacements
74422210 | Benalla rebuild | Zone substation major replacement projects | Subtransmission | Repex - 75% Grp 2, 25% Grp 3 | Replacement expenditure | Transformers & Switchgear | ZSS Major replacements
74422209 | Watsonia rebuild | Zone substation major replacement projects | Subtransmission | Repex - 75% Grp 2, 25% Grp 3 | Replacement expenditure | Transformers & Switchgear | ZSS Major replacements
74429461 | Thomastown rebuild | Zone substation major replacement projects | Subtransmission | Repex - 75% Grp 2, 25% Grp 3 | Replacement expenditure | Transformers & Switchgear | ZSS Major replacements
74422207 | Philip Island rebuild | Zone substation major replacement projects | Subtransmission | Repex - 75% Grp 2, 25% Grp 3 | Replacement expenditure | Transformers & Switchgear | ZSS Major replacements
[68 empty] | 0 | 0 | 0 | 0 | 0 | 0
[68 empty] | 0 | 0 | 0 | 0 | 0 | 0
[68 empty] | 0 | 0 | 0 | 0 | 0 | 0
[68 empty] | 0 | 0 | 0 | 0 | 0 | 0
[68 empty] | 0 | 0 | 0 | 0 | 0 | 0
[68 empty] | 0 | 0 | 0 | 0 | 0 | 0
[68 empty] | 0 | 0 | 0 | 0 | 0 | 0
[68 empty] | 0 | 0 | 0 | 0 | 0 | 0
[68 empty] | 0 | 0 | 0 | 0 | 0 | 0
[68 empty] | 0 | 0 | 0 | 0 | 0 | 0
[68 empty] | 0 | 0 | 0 | 0 | 0 | 0
[68 empty] | 0 | 0 | 0 | 0 | 0 | 0
[68 empty] | 0 | 0 | 0 | 0 | 0 | 0
[68 empty] | 0 | 0 | 0 | 0 | 0 | 0
[68 empty] | 0 | 0 | 0 | 0 | 0 | 0
[8 empty] | 0 | 0 | 0 | 0 | 0 | 0 | 0 | 0 | 0 | 0 | 0 | 0 | 0 | 0 | 0 | 0 | 0 | 0 | 0 | 0 | 0 | 0 | 0 | 0 | 0 | 0 | 0 | 0 | 0 | 0 | 0 | 0 | 0 | 0 | 0 | 0 | 0 | 0 | 0 | 0 | 0 | 0 | 0 | 0 | 0 | 0 | 0 | 0 | 0 | 0 | 0 | 0 | 0 | 0 | 0 | 0 | 0 | 0 | 0 | 0 | 0 | 0 | 0 | 0 | 0 | 0
[68 empty] | 0% | 0% | 0% | 0% | 0% | 0%
Check

## Stations
Stations
Table of Contents
[15 empty] | (In 2014 dollars) | [9 empty] | (In 2014 dollars) | [22 empty] | (In 2014 dollars) | [18 empty] | (In 2014 dollars) | [5 empty] | (In 2014 dollars) | [5 empty] | (In 2014 dollars)
[21 empty] | Direct Labour Cost | Direct Material Cost | Contracts Cost | Other Cost
[8 empty] | 2015 | 2016 | 2017 | 2018 | 2019 | 2020 |  | 2015 | 2016 | 2017 | 2018 | 2019 | 2020 |  |  |  |  | 2015 | 2016 | 2017 | 2018 | 2019 | 2020 | 2015 | 2015 | 2015 | 2015 | 2015 | 2015 | 2016 | 2016 | 2016 | 2016 | 2016 | 2016 | 2017 | 2017 | 2017 | 2017 | 2017 | 2017 | 2018 | 2018 | 2018 | 2018 | 2018 | 2018 | 2019 | 2019 | 2019 | 2019 | 2019 | 2019 | 2020 | 2020 | 2020 | 2020 | 2020 | 2020 | 2015 | 2016 | 2017 | 2018 | 2019 | 2020 | 2015 | 2016 | 2017 | 2018 | 2019 | 2020 | 2015 | 2016 | 2017 | 2018 | 2019 | 2020
Project Ref | Description | Program | RAB Category | TAB Category | RIN Expenditure Category | RIN Asset Category | Activity Type | Units | Units | Units | Units | Units | Units | Direct Unit cost ($2014, $000's) | P50 Direct $000's | P50 Direct $000's | P50 Direct $000's | P50 Direct $000's | P50 Direct $000's | P50 Direct $000's | Direct Labour Unit Cost ($2014) | Direct Material Unit Cost ($2014) | Direct Contracts Unit Cost ($2014) | Direct Other Unit Cost ($2014) | Direct Labour Cost | Direct Labour Cost | Direct Labour Cost | Direct Labour Cost | Direct Labour Cost | Direct Labour Cost | Alum | Copper | Steel | Crude Oil | Other | Direct Material Cost | Alum | Copper | Steel | Crude Oil | Other | Direct Material Cost | Alum | Copper | Steel | Crude Oil | Other | Direct Material Cost | Alum | Copper | Steel | Crude Oil | Other | Direct Material Cost | Alum | Copper | Steel | Crude Oil | Other | Direct Material Cost | Alum | Copper | Steel | Crude Oil | Other | Direct Material Cost | Contracts Cost | Contracts Cost | Contracts Cost | Contracts Cost | Contracts Cost | Contracts Cost | Other Cost | Other Cost | Other Cost | Other Cost | Other Cost | Other Cost | Total Direct $000's | Total Direct $000's | Total Direct $000's | Total Direct $000's | Total Direct $000's | Total Direct $000's
| Replace roofs, doors, windows & doors | Civil Infrastructure | Subtransmission | Repex - 50% Grp 2, 50% Grp 3 | Replacement expenditure | Other | Buildings & Civil infrastructure
| Renew roads, drains and other | Civil Infrastructure | Subtransmission | Repex - 50% Grp 2, 50% Grp 3 | Replacement expenditure | Other | Buildings & Civil infrastructure
| Power transformers | Plant | Subtransmission | Replacement expenditure (Group 3) | Replacement expenditure | Transformers | Zone Sub Transformers
| Power transformer - component replacements | Plant | Subtransmission | Replacement expenditure (Group 3) | Replacement expenditure | Transformers | Zone Sub Transformers
| Circuit breakers | Plant | Subtransmission | Replacement expenditure (Group 2) | Replacement expenditure | Other | Circuit Breakers & disconnectors 66kV
| Switchboards | Plant | Subtransmission | Repex - 50% Grp 2, 50% Grp 3 | Replacement expenditure | Other | Protection & Control
| Instrument transformers - VTs | Plant | Subtransmission | Replacement expenditure (Group 3) | Replacement expenditure | Transformers | Instrument Transformers
| Instrument transformers - CTs | Plant | Subtransmission | Replacement expenditure (Group 3) | Replacement expenditure | Transformers | Instrument Transformers
| Cap banks & reactors | Plant | Subtransmission | Repex - 50% Grp 2, 50% Grp 3 | Replacement expenditure | Other | Cap Cans
| NERs & NEDs | Plant | Subtransmission | Repex - 50% Grp 2, 50% Grp 3 | Replacement expenditure | Other | NER
| Surge arresters | Plant | Subtransmission | Replacement expenditure (Group 1) | Replacement expenditure | Other | Surge Diverters
| HV switches, earth switches & isolators | Plant | Subtransmission | Replacement expenditure (Group 1) | Replacement expenditure | Other | HV Fuses
[15 empty] | 0 | 0 | 0 | 0 | 0 | 0 | 0 | 0 | 0 | 0 | 0 | 0 | 0 | 0 | 0 | 0 | 0 | 0 | 0 | 0 | 0 | 0 | 0 | 0 | 0 | 0 | 0 | 0 | 0 | 0 | 0 | 0 | 0 | 0 | 0 | 0 | 0 | 0 | 0 | 0 | 0 | 0 | 0 | 0 | 0 | 0 | 0 | 0 | 0 | 0 | 0 | 0 | 0 | 0 | 0 | 0 | 0 | 0 | 0 | 0 | 0 | 0 | 0 | 0 | 0 | 0 | 0 | 0 | 0 | 0
[15 empty] | 0 | 0 | 0 | 0 | 0 | 0 | 0 | 0 | 0 | 0 | 0 | 0 | 0 | 0 | 0 | 0 | 0 | 0 | 0 | 0 | 0 | 0 | 0 | 0 | 0 | 0 | 0 | 0 | 0 | 0 | 0 | 0 | 0 | 0 | 0 | 0 | 0 | 0 | 0 | 0 | 0 | 0 | 0 | 0 | 0 | 0 | 0 | 0 | 0 | 0 | 0 | 0 | 0 | 0 | 0 | 0 | 0 | 0 | 0 | 0 | 0 | 0 | 0 | 0 | 0 | 0 | 0 | 0 | 0 | 0
[15 empty] | 0 | 0 | 0 | 0 | 0 | 0 | 0 | 0 | 0 | 0 | 0 | 0 | 0 | 0 | 0 | 0 | 0 | 0 | 0 | 0 | 0 | 0 | 0 | 0 | 0 | 0 | 0 | 0 | 0 | 0 | 0 | 0 | 0 | 0 | 0 | 0 | 0 | 0 | 0 | 0 | 0 | 0 | 0 | 0 | 0 | 0 | 0 | 0 | 0 | 0 | 0 | 0 | 0 | 0 | 0 | 0 | 0 | 0 | 0 | 0 | 0 | 0 | 0 | 0 | 0 | 0 | 0 | 0 | 0 | 0
[15 empty] | 0 | 0 | 0 | 0 | 0 | 0 | 0 | 0 | 0 | 0 | 0 | 0 | 0 | 0 | 0 | 0 | 0 | 0 | 0 | 0 | 0 | 0 | 0 | 0 | 0 | 0 | 0 | 0 | 0 | 0 | 0 | 0 | 0 | 0 | 0 | 0 | 0 | 0 | 0 | 0 | 0 | 0 | 0 | 0 | 0 | 0 | 0 | 0 | 0 | 0 | 0 | 0 | 0 | 0 | 0 | 0 | 0 | 0 | 0 | 0 | 0 | 0 | 0 | 0 | 0 | 0 | 0 | 0 | 0 | 0
[15 empty] | 0 | 0 | 0 | 0 | 0 | 0 | 0 | 0 | 0 | 0 | 0 | 0 | 0 | 0 | 0 | 0 | 0 | 0 | 0 | 0 | 0 | 0 | 0 | 0 | 0 | 0 | 0 | 0 | 0 | 0 | 0 | 0 | 0 | 0 | 0 | 0 | 0 | 0 | 0 | 0 | 0 | 0 | 0 | 0 | 0 | 0 | 0 | 0 | 0 | 0 | 0 | 0 | 0 | 0 | 0 | 0 | 0 | 0 | 0 | 0 | 0 | 0 | 0 | 0 | 0 | 0 | 0 | 0 | 0 | 0
[15 empty] | 0 | 0 | 0 | 0 | 0 | 0 | 0 | 0 | 0 | 0 | 0 | 0 | 0 | 0 | 0 | 0 | 0 | 0 | 0 | 0 | 0 | 0 | 0 | 0 | 0 | 0 | 0 | 0 | 0 | 0 | 0 | 0 | 0 | 0 | 0 | 0 | 0 | 0 | 0 | 0 | 0 | 0 | 0 | 0 | 0 | 0 | 0 | 0 | 0 | 0 | 0 | 0 | 0 | 0 | 0 | 0 | 0 | 0 | 0 | 0 | 0 | 0 | 0 | 0 | 0 | 0 | 0 | 0 | 0 | 0
[15 empty] | 0 | 0 | 0 | 0 | 0 | 0 | 0 | 0 | 0 | 0 | 0 | 0 | 0 | 0 | 0 | 0 | 0 | 0 | 0 | 0 | 0 | 0 | 0 | 0 | 0 | 0 | 0 | 0 | 0 | 0 | 0 | 0 | 0 | 0 | 0 | 0 | 0 | 0 | 0 | 0 | 0 | 0 | 0 | 0 | 0 | 0 | 0 | 0 | 0 | 0 | 0 | 0 | 0 | 0 | 0 | 0 | 0 | 0 | 0 | 0 | 0 | 0 | 0 | 0 | 0 | 0 | 0 | 0 | 0 | 0
[15 empty] | 0 | 0 | 0 | 0 | 0 | 0 | 0 | 0 | 0 | 0 | 0 | 0 | 0 | 0 | 0 | 0 | 0 | 0 | 0 | 0 | 0 | 0 | 0 | 0 | 0 | 0 | 0 | 0 | 0 | 0 | 0 | 0 | 0 | 0 | 0 | 0 | 0 | 0 | 0 | 0 | 0 | 0 | 0 | 0 | 0 | 0 | 0 | 0 | 0 | 0 | 0 | 0 | 0 | 0 | 0 | 0 | 0 | 0 | 0 | 0 | 0 | 0 | 0 | 0 | 0 | 0 | 0 | 0 | 0 | 0
[15 empty] | 0 | 0 | 0 | 0 | 0 | 0 | 0 | 0 | 0 | 0 | 0 | 0 | 0 | 0 | 0 | 0 | 0 | 0 | 0 | 0 | 0 | 0 | 0 | 0 | 0 | 0 | 0 | 0 | 0 | 0 | 0 | 0 | 0 | 0 | 0 | 0 | 0 | 0 | 0 | 0 | 0 | 0 | 0 | 0 | 0 | 0 | 0 | 0 | 0 | 0 | 0 | 0 | 0 | 0 | 0 | 0 | 0 | 0 | 0 | 0 | 0 | 0 | 0 | 0 | 0 | 0 | 0 | 0 | 0 | 0
[15 empty] | 0 | 0 | 0 | 0 | 0 | 0 | 0 | 0 | 0 | 0 | 0 | 0 | 0 | 0 | 0 | 0 | 0 | 0 | 0 | 0 | 0 | 0 | 0 | 0 | 0 | 0 | 0 | 0 | 0 | 0 | 0 | 0 | 0 | 0 | 0 | 0 | 0 | 0 | 0 | 0 | 0 | 0 | 0 | 0 | 0 | 0 | 0 | 0 | 0 | 0 | 0 | 0 | 0 | 0 | 0 | 0 | 0 | 0 | 0 | 0 | 0 | 0 | 0 | 0 | 0 | 0 | 0 | 0 | 0 | 0
[15 empty] | 0 | 0 | 0 | 0 | 0 | 0 | 0 | 0 | 0 | 0 | 0 | 0 | 0 | 0 | 0 | 0 | 0 | 0 | 0 | 0 | 0 | 0 | 0 | 0 | 0 | 0 | 0 | 0 | 0 | 0 | 0 | 0 | 0 | 0 | 0 | 0 | 0 | 0 | 0 | 0 | 0 | 0 | 0 | 0 | 0 | 0 | 0 | 0 | 0 | 0 | 0 | 0 | 0 | 0 | 0 | 0 | 0 | 0 | 0 | 0 | 0 | 0 | 0 | 0 | 0 | 0 | 0 | 0 | 0 | 0
[15 empty] | 0 | 0 | 0 | 0 | 0 | 0 | 0 | 0 | 0 | 0 | 0 | 0 | 0 | 0 | 0 | 0 | 0 | 0 | 0 | 0 | 0 | 0 | 0 | 0 | 0 | 0 | 0 | 0 | 0 | 0 | 0 | 0 | 0 | 0 | 0 | 0 | 0 | 0 | 0 | 0 | 0 | 0 | 0 | 0 | 0 | 0 | 0 | 0 | 0 | 0 | 0 | 0 | 0 | 0 | 0 | 0 | 0 | 0 | 0 | 0 | 0 | 0 | 0 | 0 | 0 | 0 | 0 | 0 | 0 | 0
[15 empty] | 0 | 0 | 0 | 0 | 0 | 0 | 0 | 0 | 0 | 0 | 0 | 0 | 0 | 0 | 0 | 0 | 0 | 0 | 0 | 0 | 0 | 0 | 0 | 0 | 0 | 0 | 0 | 0 | 0 | 0 | 0 | 0 | 0 | 0 | 0 | 0 | 0 | 0 | 0 | 0 | 0 | 0 | 0 | 0 | 0 | 0 | 0 | 0 | 0 | 0 | 0 | 0 | 0 | 0 | 0 | 0 | 0 | 0 | 0 | 0 | 0 | 0 | 0 | 0 | 0 | 0 | 0 | 0 | 0 | 0
[15 empty] | 0 | 0 | 0 | 0 | 0 | 0 | 0 | 0 | 0 | 0 | 0 | 0 | 0 | 0 | 0 | 0 | 0 | 0 | 0 | 0 | 0 | 0 | 0 | 0 | 0 | 0 | 0 | 0 | 0 | 0 | 0 | 0 | 0 | 0 | 0 | 0 | 0 | 0 | 0 | 0 | 0 | 0 | 0 | 0 | 0 | 0 | 0 | 0 | 0 | 0 | 0 | 0 | 0 | 0 | 0 | 0 | 0 | 0 | 0 | 0 | 0 | 0 | 0 | 0 | 0 | 0 | 0 | 0 | 0 | 0
[15 empty] | 0 | 0 | 0 | 0 | 0 | 0 | 0 | 0 | 0 | 0 | 0 | 0 | 0 | 0 | 0 | 0 | 0 | 0 | 0 | 0 | 0 | 0 | 0 | 0 | 0 | 0 | 0 | 0 | 0 | 0 | 0 | 0 | 0 | 0 | 0 | 0 | 0 | 0 | 0 | 0 | 0 | 0 | 0 | 0 | 0 | 0 | 0 | 0 | 0 | 0 | 0 | 0 | 0 | 0 | 0 | 0 | 0 | 0 | 0 | 0 | 0 | 0 | 0 | 0 | 0 | 0 | 0 | 0 | 0 | 0
[15 empty] | 0 | 0 | 0 | 0 | 0 | 0 | 0 | 0 | 0 | 0 | 0 | 0 | 0 | 0 | 0 | 0 | 0 | 0 | 0 | 0 | 0 | 0 | 0 | 0 | 0 | 0 | 0 | 0 | 0 | 0 | 0 | 0 | 0 | 0 | 0 | 0 | 0 | 0 | 0 | 0 | 0 | 0 | 0 | 0 | 0 | 0 | 0 | 0 | 0 | 0 | 0 | 0 | 0 | 0 | 0 | 0 | 0 | 0 | 0 | 0 | 0 | 0 | 0 | 0 | 0 | 0 | 0 | 0 | 0 | 0
[15 empty] | 0 | 0 | 0 | 0 | 0 | 0 | 0 | 0 | 0 | 0 | 0 | 0 | 0 | 0 | 0 | 0 | 0 | 0 | 0 | 0 | 0 | 0 | 0 | 0 | 0 | 0 | 0 | 0 | 0 | 0 | 0 | 0 | 0 | 0 | 0 | 0 | 0 | 0 | 0 | 0 | 0 | 0 | 0 | 0 | 0 | 0 | 0 | 0 | 0 | 0 | 0 | 0 | 0 | 0 | 0 | 0 | 0 | 0 | 0 | 0 | 0 | 0 | 0 | 0 | 0 | 0 | 0 | 0 | 0 | 0
[15 empty] | 0 | 0 | 0 | 0 | 0 | 0 | 0 | 0 | 0 | 0 | 0 | 0 | 0 | 0 | 0 | 0 | 0 | 0 | 0 | 0 | 0 | 0 | 0 | 0 | 0 | 0 | 0 | 0 | 0 | 0 | 0 | 0 | 0 | 0 | 0 | 0 | 0 | 0 | 0 | 0 | 0 | 0 | 0 | 0 | 0 | 0 | 0 | 0 | 0 | 0 | 0 | 0 | 0 | 0 | 0 | 0 | 0 | 0 | 0 | 0 | 0 | 0 | 0 | 0 | 0 | 0 | 0 | 0 | 0 | 0
[15 empty] | 0 | 0 | 0 | 0 | 0 | 0 | 0 | 0 | 0 | 0 | 0 | 0 | 0 | 0 | 0 | 0 | 0 | 0 | 0 | 0 | 0 | 0 | 0 | 0 | 0 | 0 | 0 | 0 | 0 | 0 | 0 | 0 | 0 | 0 | 0 | 0 | 0 | 0 | 0 | 0 | 0 | 0 | 0 | 0 | 0 | 0 | 0 | 0 | 0 | 0 | 0 | 0 | 0 | 0 | 0 | 0 | 0 | 0 | 0 | 0 | 0 | 0 | 0 | 0 | 0 | 0 | 0 | 0 | 0 | 0
[15 empty] | 0 | 0 | 0 | 0 | 0 | 0 |  |  |  |  | 0 | 0 | 0 | 0 | 0 | 0 | 0 | 0 | 0 | 0 | 0 | 0 | 0 | 0 | 0 | 0 | 0 | 0 | 0 | 0 | 0 | 0 | 0 | 0 | 0 | 0 | 0 | 0 | 0 | 0 | 0 | 0 | 0 | 0 | 0 | 0 | 0 | 0 | 0 | 0 | 0 | 0 | 0 | 0 | 0 | 0 | 0 | 0 | 0 | 0 | 0 | 0 | 0 | 0 | 0 | 0 | 0 | 0 | 0 | 0
[79 empty] | 0% | 0% | 0% | 0% | 0% | 0%

## Lines
Lines
Table of Contents
[15 empty] | (In 2014 dollars) | [9 empty] | (In 2014 dollars) | [22 empty] | (In 2014 dollars) | [18 empty] | (In 2014 dollars) | [5 empty] | (In 2014 dollars) | [5 empty] | (In 2014 dollars)
[21 empty] | Direct Labour Cost | Direct Material Cost | Contracts Cost | Other Cost
[8 empty] | 2015 | 2016 | 2017 | 2018 | 2019 | 2020 |  | 2015 | 2016 | 2017 | 2018 | 2019 | 2020 |  |  |  |  | 2015 | 2016 | 2017 | 2018 | 2019 | 2020 | 2015 | 2015 | 2015 | 2015 | 2015 | 2015 | 2016 | 2016 | 2016 | 2016 | 2016 | 2016 | 2017 | 2017 | 2017 | 2017 | 2017 | 2017 | 2018 | 2018 | 2018 | 2018 | 2018 | 2018 | 2019 | 2019 | 2019 | 2019 | 2019 | 2019 | 2020 | 2020 | 2020 | 2020 | 2020 | 2020 | 2015 | 2016 | 2017 | 2018 | 2019 | 2020 | 2015 | 2016 | 2017 | 2018 | 2019 | 2020 | 2015 | 2016 | 2017 | 2018 | 2019 | 2020
Project Ref | Description | Program | RAB Category | TAB Category | RIN Expenditure Category | RIN Asset Category | Activity Type | Units | Units | Units | Units | Units | Units | Direct Unit cost ($2014, $000's) | P50 Direct $000's | P50 Direct $000's | P50 Direct $000's | P50 Direct $000's | P50 Direct $000's | P50 Direct $000's | Direct Labour Unit Cost ($2014) | Direct Material Unit Cost ($2014) | Direct Contracts Unit Cost ($2014) | Direct Other Unit Cost ($2014) | Direct Labour Cost | Direct Labour Cost | Direct Labour Cost | Direct Labour Cost | Direct Labour Cost | Direct Labour Cost | Alum | Copper | Steel | Crude Oil | Other | Direct Material Cost | Alum | Copper | Steel | Crude Oil | Other | Direct Material Cost | Alum | Copper | Steel | Crude Oil | Other | Direct Material Cost | Alum | Copper | Steel | Crude Oil | Other | Direct Material Cost | Alum | Copper | Steel | Crude Oil | Other | Direct Material Cost | Alum | Copper | Steel | Crude Oil | Other | Direct Material Cost | Contracts Cost | Contracts Cost | Contracts Cost | Contracts Cost | Contracts Cost | Contracts Cost | Other Cost | Other Cost | Other Cost | Other Cost | Other Cost | Other Cost | Total Direct $000's | Total Direct $000's | Total Direct $000's | Total Direct $000's | Total Direct $000's | Total Direct $000's
| Subtransmission poles - complex 147COM | Poles | Subtransmission | Replacement expenditure (Group 1) | Replacement expenditure | Poles | Poles replaced
| Subtransmission poles - simple 147SIM | Poles | Subtransmission | Replacement expenditure (Group 1) | Replacement expenditure | Poles | Poles replaced
| Distribution poles - HV complex 148HVC | Poles | Distribution system assets | Replacement expenditure (Group 1) | Replacement expenditure | Poles | Poles replaced
| Distribution poles - HV simple 148HVS | Poles | Distribution system assets | Replacement expenditure (Group 1) | Replacement expenditure | Poles | Poles replaced
| Distribution poles - LV 148LVP | Poles | Distribution system assets | Replacement expenditure (Group 1) | Replacement expenditure | Poles | Poles replaced
| Distribution poles - street lights 148SIM | Poles | Distribution system assets | Replacement expenditure (Group 1) | Replacement expenditure | Poles | Poles replaced
| Pole reinforcement 149FWK | Poles | Distribution system assets | Replacement expenditure (Group 1) | Replacement expenditure | Poles | Staked Poles
| Crossarms - HV | Crossarms | Distribution system assets | Environment, safety & legal | Replacement expenditure | Pole Top Structures | Crossarms
| Crossarms - LV | Crossarms | Distribution system assets | Environment, safety & legal | Replacement expenditure | Pole Top Structures | Crossarms
| Crossarms - Subtransmission | Crossarms | Subtransmission | Environment, safety & legal | Replacement expenditure | Pole Top Structures | Crossarms
| Conductor - Routine HV & LV | Conductor | Distribution system assets | Replacement expenditure (Group 1) | Replacement expenditure | Overhead Conductors | Conductors - ACSR
| Conductor - Routine HV & LV (Subtr) | Conductor | Subtransmission | Replacement expenditure (Group 1) | Replacement expenditure | Overhead Conductors | Conductors - ACSR
| Conductor - AAC HV | Conductor | Distribution system assets | Replacement expenditure (Group 1) | Replacement expenditure | Overhead Conductors | Conductors - Alum
| Conductor - AAC HV (Subtr) | Conductor | Subtransmission | Replacement expenditure (Group 1) | Replacement expenditure | Overhead Conductors | Conductors - Alum
| Conductor - ACSR HV | Conductor | Distribution system assets | Replacement expenditure (Group 1) | Replacement expenditure | Overhead Conductors | Conductors - ACSR
| Conductor - ACSR HV (Subtr) | Conductor | Subtransmission | Replacement expenditure (Group 1) | Replacement expenditure | Overhead Conductors | Conductors - ACSR
| Conductor - Steel | Conductor | Distribution system assets | Replacement expenditure (Group 1) | Replacement expenditure | Overhead Conductors | Conductors - Steel
| ABC | Conductor | Distribution system assets | Replacement expenditure (Group 1) | Replacement expenditure | Overhead Conductors | Underground cables (Projects)
| Cables | Switches & Other | Distribution system assets | Replacement expenditure (Group 1) | Replacement expenditure | Underground Cables | Underground cables (Projects)
| Distribution subs | Switches & Other | Distribution system assets | Replacement expenditure (Group 1) | Replacement expenditure | Other | RMUs (Kiosk Substations)
| Services | Switches & Other | Distribution system assets | Replacement expenditure (Group 1) | Replacement expenditure | Service Lines | Services - Planned
| Surge arresters | Switches & Other | Distribution system assets | Replacement expenditure (Group 1) | Replacement expenditure | Other | Surge Diverters
| Line voltage regulators | Switches & Other | Distribution system assets | Replacement expenditure (Group 1) | Replacement expenditure | Other | Dist. Regulators
| Fuses | Switches & Other | Distribution system assets | Replacement expenditure (Group 1) | Replacement expenditure | Other | HV Fuses
| Pole top capacitors | Switches & Other | Distribution system assets | Replacement expenditure (Group 1) | Replacement expenditure | Other | Pole top Switches (Incl Gas)
| Switches & ACRs | Switches & Other | Distribution system assets | Replacement expenditure (Group 1) | Replacement expenditure | Other | ACRs 3ph
| Insulators | Switches & Other | Distribution system assets | Replacement expenditure (Group 1) | Replacement expenditure | Other | Insulators
[15 empty] | 0 | 0 | 0 | 0 | 0 | 0 | 0 | 0 | 0 | 0 | 0 | 0 | 0 | 0 | 0 | 0 | 0 | 0 | 0 | 0 | 0 | 0 | 0 | 0 | 0 | 0 | 0 | 0 | 0 | 0 | 0 | 0 | 0 | 0 | 0 | 0 | 0 | 0 | 0 | 0 | 0 | 0 | 0 | 0 | 0 | 0 | 0 | 0 | 0 | 0 | 0 | 0 | 0 | 0 | 0 | 0 | 0 | 0 | 0 | 0 | 0 | 0 | 0 | 0 | 0 | 0 | 0 | 0 | 0 | 0
[15 empty] | 0 | 0 | 0 | 0 | 0 | 0 | 0 | 0 | 0 | 0 | 0 | 0 | 0 | 0 | 0 | 0 | 0 | 0 | 0 | 0 | 0 | 0 | 0 | 0 | 0 | 0 | 0 | 0 | 0 | 0 | 0 | 0 | 0 | 0 | 0 | 0 | 0 | 0 | 0 | 0 | 0 | 0 | 0 | 0 | 0 | 0 | 0 | 0 | 0 | 0 | 0 | 0 | 0 | 0 | 0 | 0 | 0 | 0 | 0 | 0 | 0 | 0 | 0 | 0 | 0 | 0 | 0 | 0 | 0 | 0
[15 empty] | 0 | 0 | 0 | 0 | 0 | 0 | 0 | 0 | 0 | 0 | 0 | 0 | 0 | 0 | 0 | 0 | 0 | 0 | 0 | 0 | 0 | 0 | 0 | 0 | 0 | 0 | 0 | 0 | 0 | 0 | 0 | 0 | 0 | 0 | 0 | 0 | 0 | 0 | 0 | 0 | 0 | 0 | 0 | 0 | 0 | 0 | 0 | 0 | 0 | 0 | 0 | 0 | 0 | 0 | 0 | 0 | 0 | 0 | 0 | 0 | 0 | 0 | 0 | 0 | 0 | 0 | 0 | 0 | 0 | 0
[15 empty] | 0 | 0 | 0 | 0 | 0 | 0 |  |  |  |  | 0 | 0 | 0 | 0 | 0 | 0 | 0 | 0 | 0 | 0 | 0 | 0 | 0 | 0 | 0 | 0 | 0 | 0 | 0 | 0 | 0 | 0 | 0 | 0 | 0 | 0 | 0 | 0 | 0 | 0 | 0 | 0 | 0 | 0 | 0 | 0 | 0 | 0 | 0 | 0 | 0 | 0 | 0 | 0 | 0 | 0 | 0 | 0 | 0 | 0 | 0 | 0 | 0 | 0 | 0 | 0 | 0 | 0 | 0 | 0
[79 empty] | 0% | 0% | 0% | 0% | 0% | 0%

## PC&A
Protection, Control & Automation
Table of Contents
[8 empty] | (In 2014 dollars) | [5 empty] | (In 2014 dollars) | [22 empty] | (In 2014 dollars) | [18 empty] | (In 2014 dollars) | [5 empty] | (In 2014 dollars) | [5 empty] | (In 2014 dollars)
[8 empty] | 2015 | 2016 | 2017 | 2018 | 2019 | 2020 | 2015 | 2016 | 2017 | 2018 | 2019 | 2020 | 2015 | 2015 | 2015 | 2015 | 2015 | 2015 | 2016 | 2016 | 2016 | 2016 | 2016 | 2016 | 2017 | 2017 | 2017 | 2017 | 2017 | 2017 | 2018 | 2018 | 2018 | 2018 | 2018 | 2018 | 2019 | 2019 | 2019 | 2019 | 2019 | 2019 | 2020 | 2020 | 2020 | 2020 | 2020 | 2020 | 2015 | 2016 | 2017 | 2018 | 2019 | 2020 | 2015 | 2016 | 2017 | 2018 | 2019 | 2020 | 2015 | 2016 | 2017 | 2018 | 2019 | 2020
Project Ref | Description | Program | RAB Category | TAB Category | RIN Expenditure Category | RIN Asset Category | Activity Type | P50 Direct $000's | P50 Direct $000's | P50 Direct $000's | P50 Direct $000's | P50 Direct $000's | P50 Direct $000's | Direct Labour Cost | Direct Labour Cost | Direct Labour Cost | Direct Labour Cost | Direct Labour Cost | Direct Labour Cost | Alum | Copper | Steel | Crude Oil | Other | Direct Material Cost | Alum | Copper | Steel | Crude Oil | Other | Direct Material Cost | Alum | Copper | Steel | Crude Oil | Other | Direct Material Cost | Alum | Copper | Steel | Crude Oil | Other | Direct Material Cost | Alum | Copper | Steel | Crude Oil | Other | Direct Material Cost | Alum | Copper | Steel | Crude Oil | Other | Direct Material Cost | Contracts Cost | Contracts Cost | Contracts Cost | Contracts Cost | Contracts Cost | Contracts Cost | Other Cost | Other Cost | Other Cost | Other Cost | Other Cost | Other Cost | Total Direct $000's | Total Direct $000's | Total Direct $000's | Total Direct $000's | Total Direct $000's | Total Direct $000's
74328599 | Copper Supervisory Replacement Stage 3 (with ZC19) | Subtransmission Protection | Subtransmission | Repex - 50% Grp 2, 50% Grp 3 | Replacement expenditure | Other | Protection & Control
74426584 | Critical Relay Replacement at Various ZSS | Substation Protection | Subtransmission | Repex - 50% Grp 2, 50% Grp 3 | Replacement expenditure | Other | Protection & Control
74396084 | ZSS - AVE VRR replacement program | Voltage Regulation | Subtransmission | Repex - 50% Grp 2, 50% Grp 3 | Replacement expenditure | Other | Protection & Control
74396085 | ZSS - MD1000 RTU replacement program (Stage 2) (15 sites) | SCADA | Subtransmission | Repex - 50% Grp 2, 50% Grp 3 | Replacement expenditure | Other | Protection & Control
74399683 | ZSS - Remote Engineering Access Security Enhancement | SCADA | Subtransmission | Repex - 50% Grp 2, 50% Grp 3 | Replacement expenditure | Other | Protection & Control
74438042 | ZSS-Implement Zone Substation Security Architecture for 15 sites (*) | SCADA | Subtransmission | Repex - 50% Grp 2, 50% Grp 3 | Replacement expenditure | Other | Protection & Control
74399703 | ZSS - Obsolete RTU replacement program (Stage 3) | SCADA | Subtransmission | Repex - 50% Grp 2, 50% Grp 3 | Replacement expenditure | Other | Protection & Control
74422781 | APM Replace MWTS1 and 2 X Y 66kV FDR Protection and RTU | Substation Protection & SCADA | Subtransmission | Repex - 50% Grp 2, 50% Grp 3 | Replacement expenditure | Other | Protection & Control
74399705 | ZSS - Obsolete 66kV Line Distance Relay replacement | Subtransmission Protection | Subtransmission | Repex - 50% Grp 2, 50% Grp 3 | Replacement expenditure | Other | Protection & Control
74399721 | WGL - Obsolete Protection Relay and RTU replacement | Substation Protection & SCADA | Subtransmission | Repex - 50% Grp 2, 50% Grp 3 | Replacement expenditure | Other | Protection & Control
74399723 | BWR - Obsolete Protection Relay and RTU replacement | Substation Protection & SCADA | Subtransmission | Repex - 50% Grp 2, 50% Grp 3 | Replacement expenditure | Other | Protection & Control
74400004 | MFA - Obsolete Protection Relay replacement | Substation Protection | Subtransmission | Repex - 50% Grp 2, 50% Grp 3 | Replacement expenditure | Other | Protection & Control
74400005 | ZSS - Obsolete 66kV Bus Distance Relay replacement | Substation Protection | Subtransmission | Repex - 50% Grp 2, 50% Grp 3 | Replacement expenditure | Other | Protection & Control
74420881 | Migrate TRESIS to SAP Compatible Platform | Secondary Infrastructure | Subtransmission | Repex - 50% Grp 2, 50% Grp 3 | Replacement expenditure | Other | Protection & Control
[68 empty] | 0 | 0 | 0 | 0 | 0 | 0
[68 empty] | 0 | 0 | 0 | 0 | 0 | 0
[68 empty] | 0 | 0 | 0 | 0 | 0 | 0
[68 empty] | 0 | 0 | 0 | 0 | 0 | 0
[68 empty] | 0 | 0 | 0 | 0 | 0 | 0
[68 empty] | 0 | 0 | 0 | 0 | 0 | 0
[68 empty] | 0 | 0 | 0 | 0 | 0 | 0
[68 empty] | 0 | 0 | 0 | 0 | 0 | 0
[68 empty] | 0 | 0 | 0 | 0 | 0 | 0
[68 empty] | 0 | 0 | 0 | 0 | 0 | 0
[68 empty] | 0 | 0 | 0 | 0 | 0 | 0
[68 empty] | 0 | 0 | 0 | 0 | 0 | 0
[68 empty] | 0 | 0 | 0 | 0 | 0 | 0
[68 empty] | 0 | 0 | 0 | 0 | 0 | 0
[68 empty] | 0 | 0 | 0 | 0 | 0 | 0
[68 empty] | 0 | 0 | 0 | 0 | 0 | 0
[68 empty] | 0 | 0 | 0 | 0 | 0 | 0
[8 empty] | 0 | 0 | 0 | 0 | 0 | 0 | 0 | 0 | 0 | 0 | 0 | 0 | 0 | 0 | 0 | 0 | 0 | 0 | 0 | 0 | 0 | 0 | 0 | 0 | 0 | 0 | 0 | 0 | 0 | 0 | 0 | 0 | 0 | 0 | 0 | 0 | 0 | 0 | 0 | 0 | 0 | 0 | 0 | 0 | 0 | 0 | 0 | 0 | 0 | 0 | 0 | 0 | 0 | 0 | 0 | 0 | 0 | 0 | 0 | 0 | 0 | 0 | 0 | 0 | 0 | 0
[68 empty] | 0% | 0% | 0% | 0% | 0% | 0%

## SCADA&Comms
SCADA & Network Communications
Table of Contents
[8 empty] | (In 2014 dollars) | [5 empty] | (In 2014 dollars) | [22 empty] | (In 2014 dollars) | [18 empty] | (In 2014 dollars) | [5 empty] | (In 2014 dollars) | [5 empty] | (In 2014 dollars)
[8 empty] | 2015 | 2016 | 2017 | 2018 | 2019 | 2020 | 2015 | 2016 | 2017 | 2018 | 2019 | 2020 | 2015 | 2015 | 2015 | 2015 | 2015 | 2015 | 2016 | 2016 | 2016 | 2016 | 2016 | 2016 | 2017 | 2017 | 2017 | 2017 | 2017 | 2017 | 2018 | 2018 | 2018 | 2018 | 2018 | 2018 | 2019 | 2019 | 2019 | 2019 | 2019 | 2019 | 2020 | 2020 | 2020 | 2020 | 2020 | 2020 | 2015 | 2016 | 2017 | 2018 | 2019 | 2020 | 2015 | 2016 | 2017 | 2018 | 2019 | 2020 | 2015 | 2016 | 2017 | 2018 | 2019 | 2020
Project Ref | Description | Program | RAB Category | TAB Category | RIN Expenditure Category | RIN Asset Category | Activity Type | P50 Direct $000's | P50 Direct $000's | P50 Direct $000's | P50 Direct $000's | P50 Direct $000's | P50 Direct $000's | Direct Labour Cost | Direct Labour Cost | Direct Labour Cost | Direct Labour Cost | Direct Labour Cost | Direct Labour Cost | Alum | Copper | Steel | Crude Oil | Other | Direct Material Cost | Alum | Copper | Steel | Crude Oil | Other | Direct Material Cost | Alum | Copper | Steel | Crude Oil | Other | Direct Material Cost | Alum | Copper | Steel | Crude Oil | Other | Direct Material Cost | Alum | Copper | Steel | Crude Oil | Other | Direct Material Cost | Alum | Copper | Steel | Crude Oil | Other | Direct Material Cost | Contracts Cost | Contracts Cost | Contracts Cost | Contracts Cost | Contracts Cost | Contracts Cost | Other Cost | Other Cost | Other Cost | Other Cost | Other Cost | Other Cost | Total Direct $000's | Total Direct $000's | Total Direct $000's | Total Direct $000's | Total Direct $000's | Total Direct $000's
| TRIO Remote Replacement | Network Comms | SCADA/Network control | SCADA/Network control | Replacement expenditure | SCADA network control and protection systems | SCADA Remote
| PDH Replacement Project | Network Comms | SCADA/Network control | SCADA/Network control | Replacement expenditure | SCADA network control and protection systems | SCADA Remote
| SDH Replacement Project | Network Comms | SCADA/Network control | SCADA/Network control | Replacement expenditure | SCADA network control and protection systems | SCADA Remote
| DIC Switches & Serial Server Replacement Project | Network Comms | SCADA/Network control | SCADA/Network control | Replacement expenditure | SCADA network control and protection systems | SCADA Remote
| Radio Infrastructure Replacement | Network Comms | SCADA/Network control | SCADA/Network control | Replacement expenditure | SCADA network control and protection systems | SCADA Remote
| OTN Extension to ZSS | Network Comms | SCADA/Network control | SCADA/Network control | Replacement expenditure | SCADA network control and protection systems | SCADA Remote
| CEOT Console System Replacement | Network Comms | SCADA/Network control | SCADA/Network control | Replacement expenditure | SCADA network control and protection systems | SCADA Remote
| TMR Console Replacement | Network Comms | SCADA/Network control | SCADA/Network control | Replacement expenditure | SCADA network control and protection systems | SCADA Remote
| Telephony Service Replacement (POTS to NBN) | Network Comms | SCADA/Network control | SCADA/Network control | Replacement expenditure | SCADA network control and protection systems | SCADA Remote
| Implement and Integrate SIEM visibility to the field | Network Comms | SCADA/Network control | SCADA/Network control | Replacement expenditure | SCADA network control and protection systems | SCADA Remote
| Implement Authentication, Access Control | Network Comms | SCADA/Network control | SCADA/Network control | Replacement expenditure | SCADA network control and protection systems | SCADA Remote
| TMR Mobile Replacement | Network Comms | SCADA/Network control | SCADA/Network control | Replacement expenditure | SCADA network control and protection systems | SCADA Remote
[68 empty] | 0 | 0 | 0 | 0 | 0 | 0
[68 empty] | 0 | 0 | 0 | 0 | 0 | 0
[68 empty] | 0 | 0 | 0 | 0 | 0 | 0
[68 empty] | 0 | 0 | 0 | 0 | 0 | 0
[68 empty] | 0 | 0 | 0 | 0 | 0 | 0
[68 empty] | 0 | 0 | 0 | 0 | 0 | 0
[68 empty] | 0 | 0 | 0 | 0 | 0 | 0
[68 empty] | 0 | 0 | 0 | 0 | 0 | 0
[68 empty] | 0 | 0 | 0 | 0 | 0 | 0
[68 empty] | 0 | 0 | 0 | 0 | 0 | 0
[68 empty] | 0 | 0 | 0 | 0 | 0 | 0
[68 empty] | 0 | 0 | 0 | 0 | 0 | 0
[68 empty] | 0 | 0 | 0 | 0 | 0 | 0
[68 empty] | 0 | 0 | 0 | 0 | 0 | 0
[68 empty] | 0 | 0 | 0 | 0 | 0 | 0
[68 empty] | 0 | 0 | 0 | 0 | 0 | 0
[68 empty] | 0 | 0 | 0 | 0 | 0 | 0
[68 empty] | 0 | 0 | 0 | 0 | 0 | 0
[68 empty] | 0 | 0 | 0 | 0 | 0 | 0
[8 empty] | 0 | 0 | 0 | 0 | 0 | 0 | 0 | 0 | 0 | 0 | 0 | 0 | 0 | 0 | 0 | 0 | 0 | 0 | 0 | 0 | 0 | 0 | 0 | 0 | 0 | 0 | 0 | 0 | 0 | 0 | 0 | 0 | 0 | 0 | 0 | 0 | 0 | 0 | 0 | 0 | 0 | 0 | 0 | 0 | 0 | 0 | 0 | 0 | 0 | 0 | 0 | 0 | 0 | 0 | 0 | 0 | 0 | 0 | 0 | 0 | 0 | 0 | 0 | 0 | 0 | 0
[68 empty] | 0% | 0% | 0% | 0% | 0% | 0%
Check

## Other_Comms
Other Communications Infrastructure
Table of Contents
[8 empty] | (In 2014 dollars) | [5 empty] | (In 2014 dollars) | [22 empty] | (In 2014 dollars) | [18 empty] | (In 2014 dollars) | [5 empty] | (In 2014 dollars) | [5 empty] | (In 2014 dollars)
[8 empty] | 2015 | 2016 | 2017 | 2018 | 2019 | 2020 | 2015 | 2016 | 2017 | 2018 | 2019 | 2020 | 2015 | 2015 | 2015 | 2015 | 2015 | 2015 | 2016 | 2016 | 2016 | 2016 | 2016 | 2016 | 2017 | 2017 | 2017 | 2017 | 2017 | 2017 | 2018 | 2018 | 2018 | 2018 | 2018 | 2018 | 2019 | 2019 | 2019 | 2019 | 2019 | 2019 | 2020 | 2020 | 2020 | 2020 | 2020 | 2020 | 2015 | 2016 | 2017 | 2018 | 2019 | 2020 | 2015 | 2016 | 2017 | 2018 | 2019 | 2020 | 2015 | 2016 | 2017 | 2018 | 2019 | 2020
Project Ref | Description | Program | RAB Category | TAB Category | RIN Expenditure Category | RIN Asset Category | Activity Type | P50 Direct $000's | P50 Direct $000's | P50 Direct $000's | P50 Direct $000's | P50 Direct $000's | P50 Direct $000's | Direct Labour Cost | Direct Labour Cost | Direct Labour Cost | Direct Labour Cost | Direct Labour Cost | Direct Labour Cost | Alum | Copper | Steel | Crude Oil | Other | Direct Material Cost | Alum | Copper | Steel | Crude Oil | Other | Direct Material Cost | Alum | Copper | Steel | Crude Oil | Other | Direct Material Cost | Alum | Copper | Steel | Crude Oil | Other | Direct Material Cost | Alum | Copper | Steel | Crude Oil | Other | Direct Material Cost | Alum | Copper | Steel | Crude Oil | Other | Direct Material Cost | Contracts Cost | Contracts Cost | Contracts Cost | Contracts Cost | Contracts Cost | Contracts Cost | Other Cost | Other Cost | Other Cost | Other Cost | Other Cost | Other Cost | Total Direct $000's | Total Direct $000's | Total Direct $000's | Total Direct $000's | Total Direct $000's | Total Direct $000's
| Comms Infrastructure | AMI Comms | SCADA/Network control | SCADA/Network control | Replacement expenditure | Other Comms | Communication Systems
[8 empty] | 0 | 0 | 0 | 0 | 0 | 0 | 0 | 0 | 0 | 0 | 0 | 0 | 0 | 0 | 0 | 0 | 0 | 0 | 0 | 0 | 0 | 0 | 0 | 0 | 0 | 0 | 0 | 0 | 0 | 0 | 0 | 0 | 0 | 0 | 0 | 0 | 0 | 0 | 0 | 0 | 0 | 0 | 0 | 0 | 0 | 0 | 0 | 0 | 0 | 0 | 0 | 0 | 0 | 0 | 0 | 0 | 0 | 0 | 0 | 0 | 0 | 0 | 0 | 0 | 0 | 0
[68 empty] | 0% | 0% | 0% | 0% | 0% | 0%
Check

## ESL_1
Environmental, Safety & Legal - Part A
Table of Contents
[15 empty] | (In 2014 dollars) | [9 empty] | (In 2014 dollars) | [22 empty] | (In 2014 dollars) | [18 empty] | (In 2014 dollars) | [5 empty] | (In 2014 dollars) | [5 empty] | (In 2014 dollars)
[21 empty] | Direct Labour Cost | Direct Material Cost | Contracts Cost | Other Cost
Table 3.4.1 - Volume Based | [7 empty] | 2015 | 2016 | 2017 | 2018 | 2019 | 2020 |  | 2015 | 2016 | 2017 | 2018 | 2019 | 2020 |  |  |  |  | 2015 | 2016 | 2017 | 2018 | 2019 | 2020 | 2015 | 2015 | 2015 | 2015 | 2015 | 2015 | 2016 | 2016 | 2016 | 2016 | 2016 | 2016 | 2017 | 2017 | 2017 | 2017 | 2017 | 2017 | 2018 | 2018 | 2018 | 2018 | 2018 | 2018 | 2019 | 2019 | 2019 | 2019 | 2019 | 2019 | 2020 | 2020 | 2020 | 2020 | 2020 | 2020 | 2015 | 2016 | 2017 | 2018 | 2019 | 2020 | 2015 | 2016 | 2017 | 2018 | 2019 | 2020 | 2015 | 2016 | 2017 | 2018 | 2019 | 2020
Project Ref | Description | Program | RAB Category | TAB Category | RIN Expenditure Category | RIN Asset Category | Activity Type | Units | Units | Units | Units | Units | Units | Direct Unit cost ($2014, $000's) | P50 Direct $000's | P50 Direct $000's | P50 Direct $000's | P50 Direct $000's | P50 Direct $000's | P50 Direct $000's | Direct Labour Unit Cost ($2014) | Direct Material Unit Cost ($2014) | Direct Contracts Unit Cost ($2014) | Direct Other Unit Cost ($2014) | Direct Labour Cost | Direct Labour Cost | Direct Labour Cost | Direct Labour Cost | Direct Labour Cost | Direct Labour Cost | Alum | Copper | Steel | Crude Oil | Other | Direct Material Cost | Alum | Copper | Steel | Crude Oil | Other | Direct Material Cost | Alum | Copper | Steel | Crude Oil | Other | Direct Material Cost | Alum | Copper | Steel | Crude Oil | Other | Direct Material Cost | Alum | Copper | Steel | Crude Oil | Other | Direct Material Cost | Alum | Copper | Steel | Crude Oil | Other | Direct Material Cost | Contracts Cost | Contracts Cost | Contracts Cost | Contracts Cost | Contracts Cost | Contracts Cost | Other Cost | Other Cost | Other Cost | Other Cost | Other Cost | Other Cost | Total Direct $000's | Total Direct $000's | Total Direct $000's | Total Direct $000's | Total Direct $000's | Total Direct $000's
| Replacement of buildings due to asbestos | Environmental | Distribution system assets | Environment, safety & legal | Replacement expenditure | Other | Buildings & Civil infrastructure
| Replace battery rooms due to asbestos | Environmental | Distribution system assets | Environment, safety & legal | Replacement expenditure | Other | Buildings & Civil infrastructure
| Full environmental upgrade incl bund | Environmental | Distribution system assets | Environment, safety & legal | Replacement expenditure | Other | Buildings & Civil infrastructure
| Upgrade oil control controls | Environmental | Distribution system assets | Environment, safety & legal | Replacement expenditure | Other | Buildings & Civil infrastructure
| Vibration Dampers & Armour Rods | Safety | Distribution system assets | Environment, safety & legal | Augmentation Expenditure | HV Feeders | Dampers & Armour Rods
| Overhang Removals | Safety | Distribution system assets | Environment, safety & legal | Augmentation Expenditure | HV Feeders | Other 56M Undergrounding
| EDO fuses | Safety | Distribution system assets | Environment, safety & legal | Replacement expenditure | Other | HV Fuses
| Low service/conductor | Safety | Distribution system assets | Environment, safety & legal | Replacement expenditure | Poles | Poles replaced
| Line clearance | Safety | Distribution system assets | Environment, safety & legal | Replacement expenditure | Poles | Poles replaced
| Animal / Bird Proofing | Safety | Distribution system assets | Environment, safety & legal | Augmentation Expenditure | HV Feeders | Bird & Animal proofing
| Fall arrest systems | Safety | Subtransmission | Environment, safety & legal | Augmentation Expenditure | Subtransmission Lines | Fall Arrests
| Safety clearances in distribution substations (ground type, indoor type and kiosk) | Safety | Distribution system assets | Environment, safety & legal | Replacement expenditure | Transformers | Distribution Transformers
| SWER Earths | Safety | Distribution system assets | Environment, safety & legal | Replacement expenditure | Transformers | Distribution Transformers
| Completion of HV ABC program | Safety | Distribution system assets | Environment, safety & legal | Replacement expenditure | Overhead Conductors | Underground cables (Projects)
| Conductor replacement - AAC | Safety | Distribution system assets | Environment, safety & legal | Replacement expenditure | Overhead Conductors | Conductors - Alum
| Conductor replacement - ACSR | Safety | Distribution system assets | Environment, safety & legal | Replacement expenditure | Overhead Conductors | Conductors - ACSR
| Conductor replacement - Steel | Safety | Distribution system assets | Environment, safety & legal | Replacement expenditure | Overhead Conductors | Conductors - Steel
[15 empty] | 0 | 0 | 0 | 0 | 0 | 0 | 0 | 0 | 0 | 0 | 0 | 0 | 0 | 0 | 0 | 0 | 0 | 0 | 0 | 0 | 0 | 0 | 0 | 0 | 0 | 0 | 0 | 0 | 0 | 0 | 0 | 0 | 0 | 0 | 0 | 0 | 0 | 0 | 0 | 0 | 0 | 0 | 0 | 0 | 0 | 0 | 0 | 0 | 0 | 0 | 0 | 0 | 0 | 0 | 0 | 0 | 0 | 0 | 0 | 0 | 0 | 0 | 0 | 0 | 0 | 0 | 0 | 0 | 0 | 0
[15 empty] | 0 | 0 | 0 | 0 | 0 | 0 | 0 | 0 | 0 | 0 | 0 | 0 | 0 | 0 | 0 | 0 | 0 | 0 | 0 | 0 | 0 | 0 | 0 | 0 | 0 | 0 | 0 | 0 | 0 | 0 | 0 | 0 | 0 | 0 | 0 | 0 | 0 | 0 | 0 | 0 | 0 | 0 | 0 | 0 | 0 | 0 | 0 | 0 | 0 | 0 | 0 | 0 | 0 | 0 | 0 | 0 | 0 | 0 | 0 | 0 | 0 | 0 | 0 | 0 | 0 | 0 | 0 | 0 | 0 | 0
[15 empty] | 0 | 0 | 0 | 0 | 0 | 0 | 0 | 0 | 0 | 0 | 0 | 0 | 0 | 0 | 0 | 0 | 0 | 0 | 0 | 0 | 0 | 0 | 0 | 0 | 0 | 0 | 0 | 0 | 0 | 0 | 0 | 0 | 0 | 0 | 0 | 0 | 0 | 0 | 0 | 0 | 0 | 0 | 0 | 0 | 0 | 0 | 0 | 0 | 0 | 0 | 0 | 0 | 0 | 0 | 0 | 0 | 0 | 0 | 0 | 0 | 0 | 0 | 0 | 0 | 0 | 0 | 0 | 0 | 0 | 0
[15 empty] | 0 | 0 | 0 | 0 | 0 | 0 | 0 | 0 | 0 | 0 | 0 | 0 | 0 | 0 | 0 | 0 | 0 | 0 | 0 | 0 | 0 | 0 | 0 | 0 | 0 | 0 | 0 | 0 | 0 | 0 | 0 | 0 | 0 | 0 | 0 | 0 | 0 | 0 | 0 | 0 | 0 | 0 | 0 | 0 | 0 | 0 | 0 | 0 | 0 | 0 | 0 | 0 | 0 | 0 | 0 | 0 | 0 | 0 | 0 | 0 | 0 | 0 | 0 | 0 | 0 | 0 | 0 | 0 | 0 | 0
[15 empty] | 0 | 0 | 0 | 0 | 0 | 0 | 0 | 0 | 0 | 0 | 0 | 0 | 0 | 0 | 0 | 0 | 0 | 0 | 0 | 0 | 0 | 0 | 0 | 0 | 0 | 0 | 0 | 0 | 0 | 0 | 0 | 0 | 0 | 0 | 0 | 0 | 0 | 0 | 0 | 0 | 0 | 0 | 0 | 0 | 0 | 0 | 0 | 0 | 0 | 0 | 0 | 0 | 0 | 0 | 0 | 0 | 0 | 0 | 0 | 0 | 0 | 0 | 0 | 0 | 0 | 0 | 0 | 0 | 0 | 0
[15 empty] | 0 | 0 | 0 | 0 | 0 | 0 | 0 | 0 | 0 | 0 | 0 | 0 | 0 | 0 | 0 | 0 | 0 | 0 | 0 | 0 | 0 | 0 | 0 | 0 | 0 | 0 | 0 | 0 | 0 | 0 | 0 | 0 | 0 | 0 | 0 | 0 | 0 | 0 | 0 | 0 | 0 | 0 | 0 | 0 | 0 | 0 | 0 | 0 | 0 | 0 | 0 | 0 | 0 | 0 | 0 | 0 | 0 | 0 | 0 | 0 | 0 | 0 | 0 | 0 | 0 | 0 | 0 | 0 | 0 | 0
[15 empty] | 0 | 0 | 0 | 0 | 0 | 0 | 0 | 0 | 0 | 0 | 0 | 0 | 0 | 0 | 0 | 0 | 0 | 0 | 0 | 0 | 0 | 0 | 0 | 0 | 0 | 0 | 0 | 0 | 0 | 0 | 0 | 0 | 0 | 0 | 0 | 0 | 0 | 0 | 0 | 0 | 0 | 0 | 0 | 0 | 0 | 0 | 0 | 0 | 0 | 0 | 0 | 0 | 0 | 0 | 0 | 0 | 0 | 0 | 0 | 0 | 0 | 0 | 0 | 0 | 0 | 0 | 0 | 0 | 0 | 0
[15 empty] | 0 | 0 | 0 | 0 | 0 | 0 | 0 | 0 | 0 | 0 | 0 | 0 | 0 | 0 | 0 | 0 | 0 | 0 | 0 | 0 | 0 | 0 | 0 | 0 | 0 | 0 | 0 | 0 | 0 | 0 | 0 | 0 | 0 | 0 | 0 | 0 | 0 | 0 | 0 | 0 | 0 | 0 | 0 | 0 | 0 | 0 | 0 | 0 | 0 | 0 | 0 | 0 | 0 | 0 | 0 | 0 | 0 | 0 | 0 | 0 | 0 | 0 | 0 | 0 | 0 | 0 | 0 | 0 | 0 | 0
[15 empty] | 0 | 0 | 0 | 0 | 0 | 0 | 0 | 0 | 0 | 0 | 0 | 0 | 0 | 0 | 0 | 0 | 0 | 0 | 0 | 0 | 0 | 0 | 0 | 0 | 0 | 0 | 0 | 0 | 0 | 0 | 0 | 0 | 0 | 0 | 0 | 0 | 0 | 0 | 0 | 0 | 0 | 0 | 0 | 0 | 0 | 0 | 0 | 0 | 0 | 0 | 0 | 0 | 0 | 0 | 0 | 0 | 0 | 0 | 0 | 0 | 0 | 0 | 0 | 0 | 0 | 0 | 0 | 0 | 0 | 0
[15 empty] | 0 | 0 | 0 | 0 | 0 | 0 | 0 | 0 | 0 | 0 | 0 | 0 | 0 | 0 | 0 | 0 | 0 | 0 | 0 | 0 | 0 | 0 | 0 | 0 | 0 | 0 | 0 | 0 | 0 | 0 | 0 | 0 | 0 | 0 | 0 | 0 | 0 | 0 | 0 | 0 | 0 | 0 | 0 | 0 | 0 | 0 | 0 | 0 | 0 | 0 | 0 | 0 | 0 | 0 | 0 | 0 | 0 | 0 | 0 | 0 | 0 | 0 | 0 | 0 | 0 | 0 | 0 | 0 | 0 | 0
[15 empty] | 0 | 0 | 0 | 0 | 0 | 0 | 0 | 0 | 0 | 0 | 0 | 0 | 0 | 0 | 0 | 0 | 0 | 0 | 0 | 0 | 0 | 0 | 0 | 0 | 0 | 0 | 0 | 0 | 0 | 0 | 0 | 0 | 0 | 0 | 0 | 0 | 0 | 0 | 0 | 0 | 0 | 0 | 0 | 0 | 0 | 0 | 0 | 0 | 0 | 0 | 0 | 0 | 0 | 0 | 0 | 0 | 0 | 0 | 0 | 0 | 0 | 0 | 0 | 0 | 0 | 0 | 0 | 0 | 0 | 0
[15 empty] | 0 | 0 | 0 | 0 | 0 | 0 | 0 | 0 | 0 | 0 | 0 | 0 | 0 | 0 | 0 | 0 | 0 | 0 | 0 | 0 | 0 | 0 | 0 | 0 | 0 | 0 | 0 | 0 | 0 | 0 | 0 | 0 | 0 | 0 | 0 | 0 | 0 | 0 | 0 | 0 | 0 | 0 | 0 | 0 | 0 | 0 | 0 | 0 | 0 | 0 | 0 | 0 | 0 | 0 | 0 | 0 | 0 | 0 | 0 | 0 | 0 | 0 | 0 | 0 | 0 | 0 | 0 | 0 | 0 | 0
[15 empty] | 0 | 0 | 0 | 0 | 0 | 0 | 0 | 0 | 0 | 0 | 0 | 0 | 0 | 0 | 0 | 0 | 0 | 0 | 0 | 0 | 0 | 0 | 0 | 0 | 0 | 0 | 0 | 0 | 0 | 0 | 0 | 0 | 0 | 0 | 0 | 0 | 0 | 0 | 0 | 0 | 0 | 0 | 0 | 0 | 0 | 0 | 0 | 0 | 0 | 0 | 0 | 0 | 0 | 0 | 0 | 0 | 0 | 0 | 0 | 0 | 0 | 0 | 0 | 0 | 0 | 0 | 0 | 0 | 0 | 0
[15 empty] | 0 | 0 | 0 | 0 | 0 | 0 |  |  |  |  | 0 | 0 | 0 | 0 | 0 | 0 | 0 | 0 | 0 | 0 | 0 | 0 | 0 | 0 | 0 | 0 | 0 | 0 | 0 | 0 | 0 | 0 | 0 | 0 | 0 | 0 | 0 | 0 | 0 | 0 | 0 | 0 | 0 | 0 | 0 | 0 | 0 | 0 | 0 | 0 | 0 | 0 | 0 | 0 | 0 | 0 | 0 | 0 | 0 | 0 | 0 | 0 | 0 | 0 | 0 | 0 | 0 | 0 | 0 | 0
[79 empty] | 0% | 0% | 0% | 0% | 0% | 0%
Note on E18: Steven Martin: installing fall arrest systems on subtn towers

## ESL_2
Environmental, Safety & Legal - Part B
Table of Contents
[8 empty] | (In 2014 dollars) | [5 empty] | (In 2014 dollars) | [22 empty] | (In 2014 dollars) | [18 empty] | (In 2014 dollars) | [5 empty] | (In 2014 dollars) | [5 empty] | (In 2014 dollars)
Table 3.4.2 - Project based | [7 empty] | 2015 | 2016 | 2017 | 2018 | 2019 | 2020 | 2015 | 2016 | 2017 | 2018 | 2019 | 2020 | 2015 | 2015 | 2015 | 2015 | 2015 | 2015 | 2016 | 2016 | 2016 | 2016 | 2016 | 2016 | 2017 | 2017 | 2017 | 2017 | 2017 | 2017 | 2018 | 2018 | 2018 | 2018 | 2018 | 2018 | 2019 | 2019 | 2019 | 2019 | 2019 | 2019 | 2020 | 2020 | 2020 | 2020 | 2020 | 2020 | 2015 | 2016 | 2017 | 2018 | 2019 | 2020 | 2015 | 2016 | 2017 | 2018 | 2019 | 2020 | 2015 | 2016 | 2017 | 2018 | 2019 | 2020
Project Ref | Description | Program | RAB Category | TAB Category | RIN Expenditure Category | RIN Asset Category | Activity Type | P50 Direct $000's | P50 Direct $000's | P50 Direct $000's | P50 Direct $000's | P50 Direct $000's | P50 Direct $000's | Direct Labour Cost | Direct Labour Cost | Direct Labour Cost | Direct Labour Cost | Direct Labour Cost | Direct Labour Cost | Alum | Copper | Steel | Crude Oil | Other | Direct Material Cost | Alum | Copper | Steel | Crude Oil | Other | Direct Material Cost | Alum | Copper | Steel | Crude Oil | Other | Direct Material Cost | Alum | Copper | Steel | Crude Oil | Other | Direct Material Cost | Alum | Copper | Steel | Crude Oil | Other | Direct Material Cost | Alum | Copper | Steel | Crude Oil | Other | Direct Material Cost | Contracts Cost | Contracts Cost | Contracts Cost | Contracts Cost | Contracts Cost | Contracts Cost | Other Cost | Other Cost | Other Cost | Other Cost | Other Cost | Other Cost | Total Direct $000's | Total Direct $000's | Total Direct $000's | Total Direct $000's | Total Direct $000's | Total Direct $000's
| Zone substation fencing | Infrastructure Security | Distribution system assets | Environment, safety & legal | Replacement expenditure | Other | Buildings & Civil infrastructure
| Zone sub SCADA lighting controls | Infrastructure Security | Distribution system assets | Environment, safety & legal | Replacement expenditure | Other | Buildings & Civil infrastructure
| ZS mechanical locks and keys replacement | Infrastructure Security | Distribution system assets | Environment, safety & legal | Replacement expenditure | Other | Buildings & Civil infrastructure
| Line voltage regulator fence replacement | Infrastructure Security | Distribution system assets | Environment, safety & legal | Replacement expenditure | Other | Buildings & Civil infrastructure
| Ground type distribution sub fence replacement | Infrastructure Security | Distribution system assets | Environment, safety & legal | Replacement expenditure | Other | Buildings & Civil infrastructure
| Replace SWER OCRs with ACRs | Safety | Distribution system assets | Environment, safety & legal | Augmentation Expenditure | HV Feeders | ACRs 3ph
| Satellite Services for Remote Areas | Safety | Distribution system assets | Environment, safety & legal | Replacement expenditure | Service Lines | Services - Planned
| Downed Conductor sectionalisation - Stage 1 | Safety | Distribution system assets | Environment, safety & legal | Replacement expenditure | Overhead Conductors | Protection & Control
| Downed Conductor sectionalisation - Stage 2 | Safety | Distribution system assets | Environment, safety & legal | Replacement expenditure | Overhead Conductors | Protection & Control
| MEF Relay Replacement - Stage 1 | Safety | Subtransmission | Environment, safety & legal | Augmentation Expenditure | Subtransmission Substations, Switching Stations , Zone Substations | Protection & Control
| MEF Relay Replacement - Stage 2 | Safety | Subtransmission | Environment, safety & legal | Augmentation Expenditure | Subtransmission Substations, Switching Stations , Zone Substations | Protection & Control
| FTR Fault Level Reduction | Safety | Subtransmission | Environment, safety & legal | Replacement expenditure | Other | Protection & Control
| KLK Fault Level Reduction | Safety | Subtransmission | Environment, safety & legal | Replacement expenditure | Other | Protection & Control
| Relay Replacement to Enable TFB Control | Safety | Subtransmission | Environment, safety & legal | Augmentation Expenditure | Subtransmission Substations, Switching Stations , Zone Substations | Protection & Control
[68 empty] | 0 | 0 | 0 | 0 | 0 | 0
[68 empty] | 0 | 0 | 0 | 0 | 0 | 0
[68 empty] | 0 | 0 | 0 | 0 | 0 | 0
[68 empty] | 0 | 0 | 0 | 0 | 0 | 0
[68 empty] | 0 | 0 | 0 | 0 | 0 | 0
[68 empty] | 0 | 0 | 0 | 0 | 0 | 0
[68 empty] | 0 | 0 | 0 | 0 | 0 | 0
[68 empty] | 0 | 0 | 0 | 0 | 0 | 0
[68 empty] | 0 | 0 | 0 | 0 | 0 | 0
[68 empty] | 0 | 0 | 0 | 0 | 0 | 0
[68 empty] | 0 | 0 | 0 | 0 | 0 | 0
[68 empty] | 0 | 0 | 0 | 0 | 0 | 0
[68 empty] | 0 | 0 | 0 | 0 | 0 | 0
[68 empty] | 0 | 0 | 0 | 0 | 0 | 0
[68 empty] | 0 | 0 | 0 | 0 | 0 | 0
[68 empty] | 0 | 0 | 0 | 0 | 0 | 0
[68 empty] | 0 | 0 | 0 | 0 | 0 | 0
[8 empty] | 0 | 0 | 0 | 0 | 0 | 0 | 0 | 0 | 0 | 0 | 0 | 0 | 0 | 0 | 0 | 0 | 0 | 0 | 0 | 0 | 0 | 0 | 0 | 0 | 0 | 0 | 0 | 0 | 0 | 0 | 0 | 0 | 0 | 0 | 0 | 0 | 0 | 0 | 0 | 0 | 0 | 0 | 0 | 0 | 0 | 0 | 0 | 0 | 0 | 0 | 0 | 0 | 0 | 0 | 0 | 0 | 0 | 0 | 0 | 0 | 0 | 0 | 0 | 0 | 0 | 0
[68 empty] | 0% | 0% | 0% | 0% | 0% | 0%
(In 2014 dollars)
Table 3.4.3 - Government Funded Safety Programs | [7 empty] | 2015 | 2016 | 2017 | 2018 | 2019 | 2020 | 2015 | 2016 | 2017 | 2018 | 2019 | 2020 | 2015 | 2015 | 2015 | 2015 | 2015 | 2015 | 2016 | 2016 | 2016 | 2016 | 2016 | 2016 | 2017 | 2017 | 2017 | 2017 | 2017 | 2017 | 2018 | 2018 | 2018 | 2018 | 2018 | 2018 | 2019 | 2019 | 2019 | 2019 | 2019 | 2019 | 2020 | 2020 | 2020 | 2020 | 2020 | 2020 | 2015 | 2016 | 2017 | 2018 | 2019 | 2020 | 2015 | 2016 | 2017 | 2018 | 2019 | 2020 | 2015 | 2016 | 2017 | 2018 | 2019 | 2020
Project Ref | Description | Program | RAB Category | TAB Category | RIN Expenditure Category | RIN Asset Category | Activity Type | P50 Direct $000's | P50 Direct $000's | P50 Direct $000's | P50 Direct $000's | P50 Direct $000's | P50 Direct $000's | Direct Labour Cost | Direct Labour Cost | Direct Labour Cost | Direct Labour Cost | Direct Labour Cost | Direct Labour Cost | Alum | Copper | Steel | Crude Oil | Other | Direct Material Cost | Alum | Copper | Steel | Crude Oil | Other | Direct Material Cost | Alum | Copper | Steel | Crude Oil | Other | Direct Material Cost | Alum | Copper | Steel | Crude Oil | Other | Direct Material Cost | Alum | Copper | Steel | Crude Oil | Other | Direct Material Cost | Alum | Copper | Steel | Crude Oil | Other | Direct Material Cost | Contracts Cost | Contracts Cost | Contracts Cost | Contracts Cost | Contracts Cost | Contracts Cost | Other Cost | Other Cost | Other Cost | Other Cost | Other Cost | Other Cost | Total Direct $000's | Total Direct $000's | Total Direct $000's | Total Direct $000's | Total Direct $000's | Total Direct $000's
| HV ABC, Underground or Hendrix | Safety | Distribution system assets | Environment, safety & legal | Replacement expenditure | Overhead Conductors | Underground cables (Projects)
[68 empty] | 0 | 0 | 0 | 0 | 0 | 0
[68 empty] | 0 | 0 | 0 | 0 | 0 | 0
[8 empty] | 0 | 0 | 0 | 0 | 0 | 0 | 0 | 0 | 0 | 0 | 0 | 0 | 0 | 0 | 0 | 0 | 0 | 0 | 0 | 0 | 0 | 0 | 0 | 0 | 0 | 0 | 0 | 0 | 0 | 0 | 0 | 0 | 0 | 0 | 0 | 0 | 0 | 0 | 0 | 0 | 0 | 0 | 0 | 0 | 0 | 0 | 0 | 0 | 0 | 0 | 0 | 0 | 0 | 0 | 0 | 0 | 0 | 0 | 0 | 0 | 0 | 0 | 0 | 0 | 0 | 0
[7 empty] | Total ESL Volume Based | 0 | 0 | 0 | 0 | 0 | 0
[7 empty] | Total ESL Project based | 0 | 0 | 0 | 0 | 0 | 0
[7 empty] | Total ESL | 0 | 0 | 0 | 0 | 0 | 0

## ICT
ICT Infrastructure
Table of Contents
[7 empty] | (In 2014 dollars) | [5 empty] | (In 2014 dollars) | [5 empty] | (In 2014 dollars) | [5 empty] | (In 2014 dollars) | [5 empty] | (In 2014 dollars) | [5 empty] | (In 2014 dollars)
[7 empty] | 2015 | 2016 | 2017 | 2018 | 2019 | 2020 | 2015 | 2016 | 2017 | 2018 | 2019 | 2020 | 2015 | 2016 | 2017 | 2018 | 2019 | 2020 | 2015 | 2016 | 2017 | 2018 | 2019 | 2020 | 2015 | 2016 | 2017 | 2018 | 2019 | 2020 | 2015 | 2016 | 2017 | 2018 | 2019 | 2020
Project Ref | Description | Program | RAB Category | TAB Category | RIN Asset Category | Non Network Asset Category | P50 Direct $000's | P50 Direct $000's | P50 Direct $000's | P50 Direct $000's | P50 Direct $000's | P50 Direct $000's | Direct Labour Cost | Direct Labour Cost | Direct Labour Cost | Direct Labour Cost | Direct Labour Cost | Direct Labour Cost | Direct Material Cost | Direct Material Cost | Direct Material Cost | Direct Material Cost | Direct Material Cost | Direct Material Cost | Contracts Cost | Contracts Cost | Contracts Cost | Contracts Cost | Contracts Cost | Contracts Cost | Other Cost | Other Cost | Other Cost | Other Cost | Other Cost | Other Cost | Total Direct $000's | Total Direct $000's | Total Direct $000's | Total Direct $000's | Total Direct $000's | Total Direct $000's
|  | High Level Program split | Non-network general assets - IT | Non-network general assets - IT | IT and Communications | Recurrent expenditure
|  | High Level Program split | Non-network general assets - IT | Non-network general assets - IT | IT and Communications | Non-recurrent expenditure
|  | High Level Program split | Non-network general assets - IT | Non-network general assets - IT | IT and Communications | Client device expenditure
[37 empty] | 0 | 0 | 0 | 0 | 0 | 0
[37 empty] | 0 | 0 | 0 | 0 | 0 | 0
[37 empty] | 0 | 0 | 0 | 0 | 0 | 0
[37 empty] | 0 | 0 | 0 | 0 | 0 | 0
[37 empty] | 0 | 0 | 0 | 0 | 0 | 0
[37 empty] | 0 | 0 | 0 | 0 | 0 | 0
[37 empty] | 0 | 0 | 0 | 0 | 0 | 0
[37 empty] | 0 | 0 | 0 | 0 | 0 | 0
[37 empty] | 0 | 0 | 0 | 0 | 0 | 0
[37 empty] | 0 | 0 | 0 | 0 | 0 | 0
[37 empty] | 0 | 0 | 0 | 0 | 0 | 0
[37 empty] | 0 | 0 | 0 | 0 | 0 | 0
[37 empty] | 0 | 0 | 0 | 0 | 0 | 0
[37 empty] | 0 | 0 | 0 | 0 | 0 | 0
[37 empty] | 0 | 0 | 0 | 0 | 0 | 0
[7 empty] | 0 | 0 | 0 | 0 | 0 | 0 | 0 | 0 | 0 | 0 | 0 | 0 | 0 | 0 | 0 | 0 | 0 | 0 | 0 | 0 | 0 | 0 | 0 | 0 | 0 | 0 | 0 | 0 | 0 | 0 | 0 | 0 | 0 | 0 | 0 | 0
[37 empty] | 0% | 0% | 0% | 0% | 0% | 0%

## Other_General
Other Non Network
Table of Contents
[7 empty] | (In 2014 dollars) | [5 empty] | (In 2014 dollars) | [5 empty] | (In 2014 dollars) | [5 empty] | (In 2014 dollars) | [5 empty] | (In 2014 dollars) | [5 empty] | (In 2014 dollars)
[7 empty] | 2015 | 2016 | 2017 | 2018 | 2019 | 2020 | 2015 | 2016 | 2017 | 2018 | 2019 | 2020 | 2015 | 2016 | 2017 | 2018 | 2019 | 2020 | 2015 | 2016 | 2017 | 2018 | 2019 | 2020 | 2015 | 2016 | 2017 | 2018 | 2019 | 2020 | 2015 | 2016 | 2017 | 2018 | 2019 | 2020
Project Ref | Description | Program | RAB Category | TAB Category | RIN Asset Category | Non Network Asset Category | P50 Direct $000's | P50 Direct $000's | P50 Direct $000's | P50 Direct $000's | P50 Direct $000's | P50 Direct $000's | Direct Labour Cost | Direct Labour Cost | Direct Labour Cost | Direct Labour Cost | Direct Labour Cost | Direct Labour Cost | Direct Material Cost | Direct Material Cost | Direct Material Cost | Direct Material Cost | Direct Material Cost | Direct Material Cost | Contracts Cost | Contracts Cost | Contracts Cost | Contracts Cost | Contracts Cost | Contracts Cost | Other Cost | Other Cost | Other Cost | Other Cost | Other Cost | Other Cost | Total Direct $000's | Total Direct $000's | Total Direct $000's | Total Direct $000's | Total Direct $000's | Total Direct $000's
| Company Owned Vehicles |  | Non-network general assets - Other | Non-network general assets - Other | Motor Vehicles | Car
| Property - General Equip & Furniture |  | Non-network general assets - Other | Non-network general assets - Other | Other | General furniture and equipment
| Tools & Test Equipment |  | Non-network general assets - Other | Non-network general assets - Other | Other | General furniture and equipment
[7 empty] | 0 | 0 | 0 | 0 | 0 | 0 | 0 | 0 | 0 | 0 | 0 | 0 | 0 | 0 | 0 | 0 | 0 | 0 | 0 | 0 | 0 | 0 | 0 | 0 | 0 | 0 | 0 | 0 | 0 | 0 | 0 | 0 | 0 | 0 | 0 | 0
[37 empty] | 0% | 0% | 0% | 0% | 0% | 0%

## Aggregations & Alloc ->
Aggregations & Allocations
Table of Contents

## Base_Forecast
Base Forecast Summary - Direct Expenditure
Table of Contents
| P50 Direct Expenditure Forecast ($2014) - Excluding Tenix Overheads | [7 empty] | P50 Direct Expenditure Forecast ($2014) - Excluding Tenix Overheads
| (Excluding escalators) |  | 2015 | 2016 | 2017 | 2018 | 2019 | 2020 | (Including real cost escalators) |  | 2015 | 2016 | 2017 | 2018 | 2019 | 2020
| Augmentation Capex | [7 empty] | Augmentation Capex | [7 empty] | 0% | 0% | 0% | 0% | 0%
|  | Augmentation | [7 empty] | Augmentation
| Customer Connections (Net) | [7 empty] | Customer Connections (Net)
|  | Customer Capex (Gross) | [7 empty] | Customer Capex (Gross) | [6 empty] | 0% | 0% | 0% | 0% | 0%
|  | Contributions | [7 empty] | Contributions
| Replacement Capex | [7 empty] | Replacement Capex | [7 empty] | 0% | 0% | 0% | 0% | 0%
|  | Major Rebuilds | [7 empty] | Major Rebuilds | [6 empty] | 0% | 0% | 0% | 0% | 0%
|  | Stations | [7 empty] | Stations | [6 empty] | 0% | 0% | 0% | 0% | 0%
|  | Lines | [7 empty] | Lines | [6 empty] | 0% | 0% | 0% | 0% | 0%
|  | Protection, Control & Automation | [7 empty] | Protection, Control & Automation | [6 empty] | 0% | 0% | 0% | 0% | 0%
|  | Other <spare> | [7 empty] | Other <spare> | [6 empty] | 0% | 0% | 0% | 0% | 0%
| Enviro, Safety & Legal Capex (Net) | [7 empty] | Enviro, Safety & Legal Capex (Net)
|  | Enviro, Safety & Legal Capex | [7 empty] | Enviro, Safety & Legal Capex | [6 empty] | 0% | 0% | 0% | 0% | 0%
|  | Contingent projects (GFN's) | [7 empty] | Contingent projects (GFN's)
|  | Govt. Funded Programs | [7 empty] | Govt. Funded Programs | [6 empty] | 0% | 0% | 0% | 0% | 0%
|  | Govt. Contribution | [7 empty] | Govt. Contribution | [6 empty] | 0% | 0% | 0% | 0% | 0%
| SCADA & Network Control | [7 empty] | SCADA & Network Control | [7 empty] | 0% | 0% | 0% | 0% | 0%
|  | SCADA & Comms | [7 empty] | SCADA & Comms | [6 empty] | 0% | 0% | 0% | 0% | 0%
|  | Other Comms Infrastructure | [7 empty] | Other Comms Infrastructure | [6 empty] | 0% | 0% | 0% | 0% | 0%
| Total Network Capex (Gross) | [7 empty] | Total Network Capex (Gross)
| Total Network Capex (Net) | [7 empty] | Total Network Capex (Net)
| Non Network Capex | [7 empty] | Non Network Capex
|  | ICT Infrastructure Capex | [7 empty] | ICT Infrastructure Capex | [6 empty] | 0% | 0% | 0% | 0% | 0%
|  | Other Non Network | [7 empty] | Other Non Network | [6 empty] | 0% | 0% | 0% | 0% | 0%
| Grand Total (Gross) - Incl Govt Funded Safety | [7 empty] | Grand Total (Gross) - Incl Govt Funded Safety
| Grand Total (Net) | [7 empty] | Grand Total (Net)

## Reg_Forecasts
Regulatory Forecast Summary - Direct Expenditure
Table of Contents
| P50 Direct Expenditure Forecast ($2014) - Excluding Tenix Overheads | [6 empty] | P50 Direct Expenditure Forecast ($2014) - Excluding Tenix Overheads
| (Excluding escalators) | [6 empty] | (Including real cost escalators)
| RIN Expenditure Summary - SCS Capex | 2015 | 2016 | 2017 | 2018 | 2019 | 2020 | RIN Expenditure Summary - SCS Capex | 2015 | 2016 | 2017 | 2018 | 2019 | 2020
| Replacement expenditure | [6 empty] | Replacement expenditure
| Connections | [6 empty] | Connections
| Augmentation Expenditure | [6 empty] | Augmentation Expenditure
| Non-network | [6 empty] | Non-network
| Capitalised network overheads | [6 empty] | Capitalised network overheads
| Capitalised corporate overheads | [6 empty] | Capitalised corporate overheads
| TOTAL GROSS CAPEX (includes capcons) | [6 empty] | TOTAL GROSS CAPEX (includes capcons)
| capcons | [6 empty] | capcons
| Check | [6 empty] | Check
| RAB Categories | [6 empty] | RAB Categories
| Subtransmission | [6 empty] | Subtransmission
| Distribution system assets | [6 empty] | Distribution system assets
| Standard metering | [6 empty] | Standard metering
| Public lighting | [6 empty] | Public lighting
| SCADA/Network control | [6 empty] | SCADA/Network control
| Non-network general assets - IT | [6 empty] | Non-network general assets - IT
| Non-network general assets - Other | [6 empty] | Non-network general assets - Other
| Total Gross Capex | [6 empty] | Total Gross Capex
| Check | [6 empty] | Check
| TAB Categories (stage 1) | [6 empty] | TAB Categories (stage 1)
| Demand related capital expenditure | [6 empty] | Demand related capital expenditure
| Replacement expenditure (Group 1) | [6 empty] | Replacement expenditure (Group 1)
| Replacement expenditure (Group 2) | [6 empty] | Replacement expenditure (Group 2)
| Replacement expenditure (Group 3) | [6 empty] | Replacement expenditure (Group 3)
| Repex - 75% Grp 2, 25% Grp 3 | [6 empty] | Repex - 75% Grp 2, 25% Grp 3
| Repex - 50% Grp 2, 50% Grp 3 | [6 empty] | Repex - 50% Grp 2, 50% Grp 3
| Environment, safety & legal | [6 empty] | Environment, safety & legal
| Standard metering (Group 1) | [6 empty] | Standard metering (Group 1)
| Standard metering (Group 2) | [6 empty] | Standard metering (Group 2)
| SCADA/Network control | [6 empty] | SCADA/Network control
| Non-network general assets - IT | [6 empty] | Non-network general assets - IT
| Non-network general assets - Other | [6 empty] | Non-network general assets - Other
| Total Gross Capex | [6 empty] | Total Gross Capex
| Check | [6 empty] | Check
| TAB Categories (stage 2) | [6 empty] | TAB Categories (stage 2)
| Demand related capital expenditure | [6 empty] | Demand related capital expenditure
| Replacement expenditure (Group 1) | [6 empty] | Replacement expenditure (Group 1)
| Replacement expenditure (Group 2) | [6 empty] | Replacement expenditure (Group 2)
| Replacement expenditure (Group 3) | [6 empty] | Replacement expenditure (Group 3)
| Environment, safety & legal | [6 empty] | Environment, safety & legal
| Standard metering (Group 1) | [6 empty] | Standard metering (Group 1)
| Standard metering (Group 2) | [6 empty] | Standard metering (Group 2)
| SCADA/Network control | [6 empty] | SCADA/Network control
| Non-network general assets - IT | [6 empty] | Non-network general assets - IT
| Non-network general assets - Other | [6 empty] | Non-network general assets - Other
| Total Gross Capex | [6 empty] | Total Gross Capex
| Check | [6 empty] | Check
| ESC Categories | [6 empty] | ESC Categories
| Reinforcement | [6 empty] | Reinforcement
| Customer Connections | [6 empty] | Customer Connections
| RQ Maintained | [6 empty] | RQ Maintained
| RQ Improved | [6 empty] | RQ Improved
| ESL | [6 empty] | ESL
| SCADA | [6 empty] | SCADA
| IT Capex | [6 empty] | IT Capex
| Other Non-system | [6 empty] | Other Non-system
| Customer Contributions | [6 empty] | Customer Contributions
| VBRC Capex (direct costs only) | [6 empty] | VBRC Capex (direct costs only)
| Total Net Capex | [6 empty] | Total Net Capex
| Check | [6 empty] | Check

## Tenix_Overhead
Tenix Overheads
Table of Contents | [7 empty] | 2015 | 2016 | 2017 | 2018 | 2019 | 2020
Tenix Contract inflation
Lines Replacement Program & Customer Connections | [6 empty] | CPI - 2014 to nominal
Net inflation
| Direct Expenditure ($2014) - Excluding Tenix Overheads | [6 empty] | 2015: Tenix Overhead Allocation ($2014) - Lines Portion Only | Tenix Overhead Allocation ($2014) - Customer Portion Only | [5 empty] | Tenix Overhead Allocation ($2014) - Total
RIN Expenditure Summary Categories | 2015 | 2016 | 2017 | 2018 | 2019 | 2020 |  | 2015 | 2016 | 2017 | 2018 | 2019 | 2020 | 2015 | 2016 | 2017 | 2018 | 2019 | 2020 | 2015 | 2016 | 2017 | 2018 | 2019 | 2020
Replacement expenditure
Connections
Augmentation Expenditure
Non-network
RAB Categories
Subtransmission
Distribution system assets
Standard metering
Public lighting
SCADA/Network control
Non-network general assets - IT
Non-network general assets - Other
Total Gross Capex
TAB Categories (stage 2)
Demand related capital expenditure
Replacement expenditure (Group 1)
Replacement expenditure (Group 2)
Replacement expenditure (Group 3)
Environment, safety & legal
Standard metering (Group 1)
Standard metering (Group 2)
SCADA/Network control
Non-network general assets - IT
Non-network general assets - Other
Total Gross Capex
RIN Exp Categories
Simple and Complex Customer Connections
POLES
POLE TOP STRUCTURES
OVERHEAD CONDUCTORS
UNDERGROUND CABLES
SERVICE LINES
TRANSFORMERS
SWITCHGEAR
Transformers & Switchgear
PUBLIC LIGHTING
SCADA network control and protection systems
OTHER
Subtotal Replacement Capex

## RIN_Direct_Forecast
Direct Expenditure Summary - RIN Categories
Table of Contents
In Thousands, $2014
|  |  | Direct Expenditure Excl Tenix Overheads ($2014) | [5 empty] | Tenix Overheads ($2014) | [5 empty] | Total Direct incl Tenix Overheads ($2014)
| Expenditure Type | RIN Asset Category | 2015 | 2016 | 2017 | 2018 | 2019 | 2020 | 2015 | 2016 | 2017 | 2018 | 2019 | 2020 | 2015 | 2016 | 2017 | 2018 | 2019 | 2020
| Augmentation | Subtransmission Substations, Switching Stations , Zone Substations | [12 empty] | 15703.8492 | 1511.5905 | 3225.7806 | 1967.1271 | 344.5419 | 0
|  | Subtransmission Lines | [12 empty] | 5139.9547 | 2468.7326 | 10078.1238 | 4441.4968 | 1716.2086 | 1730.398
|  | HV Feeders | [12 empty] | 49190.7178 | 69656.9437 | 43009.3845 | 45981.756 | 43457.5211 | 43443.2151
|  | Distribution Substations | [12 empty] | 2184.6671 | 0 | 0 | 0 | 0 | 0
|  | LV Feeders | [12 empty] | 3982.315 | 6097.1718 | 6144.3441 | 6191.613 | 5720.6952 | 5767.9934
|  | Other Assets | [12 empty] | 0 | 0 | 0 | 0 | 0 | 0
| Connections | Simple and Complex Customer Connections | [12 empty] | 71617.1796 | 71762.2153 | 71508.0855 | 71922.4246 | 69785.456 | 70426.4818
| Replacement | Poles | [12 empty] | 49689.6925 | 44755.0567 | 40642.0382 | 37860.536 | 36037.2545 | 34146.0585
|  | Pole Top Structures | [12 empty] | 25748.0083 | 26779.6081 | 25787.9603 | 24813.1026 | 23800.2492 | 22765.7952
|  | Overhead Conductors | [12 empty] | 45824.5806 | 40741.2868 | 41080.4267 | 42469.2451 | 42192.9376 | 41682.154
|  | Underground Cables | [12 empty] | 2347.9094 | 2197.633 | 2226.1444 | 2259.3077 | 2292.6542 | 2327.8941
|  | Service Lines | [12 empty] | 8011.0296 | 5667.9966 | 5252.1353 | 4908.5804 | 4688.1803 | 4552.3265
|  | Transformers | [12 empty] | 16595.8359 | 16593.0961 | 13274.8667 | 15262.4282 | 19215.4886 | 15636.1794
|  | Switchgear | [12 empty] | 18331.4353 | 12270.1336 | 8349.5174 | 11385.4114 | 14167.5891 | 11944.7739
|  | SCADA network control and protection systems | [12 empty] | 7946.4162 | 8329.4134 | 8156.6788 | 5665.7341 | 5586.4171 | 4990.4127
|  | Other | [12 empty] | 1288.7894 | 27197.1811 | 28013.203 | 26457.5617 | 26573.3398 | 28479.9073
| Non-Network Expenditure | IT and Communications | [12 empty] | 18192.9447 | 30207.8884 | 32883.5574 | 33368.1997 | 38246.6364 | 31449.948
|  | Motor Vehicles | [12 empty] | 1439.1916 | 1371.8508 | 2617.779 | 1735.352 | 3408.8056 | 3007.8901
|  | Buildings And Property | [12 empty] | 0 | 0 | 0 | 0 | 0 | 0
|  | Other | [12 empty] | 2060.3898 | 4509.062 | 4556.6989 | 4604.6127 | 4654.2448 | 4706.2582
[15 empty] | 345294.9066 | 372116.8606 | 346806.7245 | 341294.4892 | 341888.22 | 327057.6861
Check
|  | Transformers & Switchgear | [12 empty] | 0 | 0 | 0 | 0 | 0 | 0
Split 50/50 in above table under "Replacement"
|  | Other Comms | [12 empty] | 0 | 0 | 0 | 0 | 0 | 0
Allocated 100% to SCADA network control within Replacement

## AusNet_Overheads
Capitalised Overheads
Table of Contents
Actual / Historical | Actual | Actual | Actual | Actual | Actual | Actual
| 2009 | 2010 | 2011 | 2012 | 2013 | 2014
Capitalised Overheads - excl Tenix OH's
Network overheads | 22005.2486 | 21207.9556 | 19739.0771 | 17634.5863 | 23185.111 | 25600.4834
Corporate overheads | 7800.8231 | 9012.2092 | 11214.8763 | 14659.792 | 7936.3113 | 8817.2221
Total | 29806.0717 | 30220.1648 | 30953.9533 | 32294.3783 | 31121.4224 | 34417.7055
Source: AER Category Analysis Templates 2009-13 & 2014
Gross Direct Capex
Network (incl Tenix OH)
less Tenix Overheads
Network (excl Tenix Overhead)
IT
Non Network Other
Total
Source: Annual Regulatory Accounts & RIN Category analysis data
Capitalised Overheads | Actual | Actual | Actual | Actual | Actual | Actual | Forecast | Forecast | Forecast | Forecast | Forecast | Forecast
(Proportionate to Direct Capex) | 2009 | 2010 | 2011 | 2012 | 2013 | 2014 | 2015 | 2016 | 2017 | 2018 | 2019 | 2020
Network overheads
Corporate overheads
Total
| $2014 | $2014 | $2014 | $2014 | $2014 | $2014 | $2014 | $2014 | $2014 | $2014 | $2014 | $2014
Conversion to $2014 | Actual | Actual | Actual | Actual | Actual | Actual | Forecast | Forecast | Forecast | Forecast | Forecast | Forecast
| 2009 | 2010 | 2011 | 2012 | 2013 | 2014 | 2015 | 2016 | 2017 | 2018 | 2019 | 2020
Network overheads | 24707.9821 | 23516.1635 | 21293.817 | 18376.7232 | 23686.1645 | 25600.4834 | 22494.67 | 22494.67 | 22494.67 | 22494.67 | 22494.67 | 22494.67 | 67.44%
Corporate overheads | 8758.9375 | 9993.07 | 12098.2112 | 15276.7371 | 8107.823 | 8817.2221 | 10858.61 | 10858.61 | 10858.61 | 10858.61 | 10858.61 | 10858.61 | 32.56%
Total Capitalised Overheads | 33466.9196 | 33509.2336 | 33392.0281 | 33653.4603 | 31793.9875 | 34417.7055 | 33353.28 | 33353.28 | 33353.28 | 33353.28 | 33353.28 | 33353.28 | Forecast based on 5 year historical average (2010-14)
Gross Direct Capex ($2014)
Network
less Govt funded Capex
less Tenix Overheads
Network (excl Tenix OH + PRF)
IT
Non Network Other
Total Direct ($2014)
Overhead Allocators
Network OH's
Network OH rate
IT OH's
IT OH rate

## Reg_Fcast_Total
Regulatory Forecast Summary - Total Expenditure
Table of Contents
Forecast Total Capital Expenditure ($2014)
| (Thousands, $2014) | Direct Expenditure - Excluding Tenix Overheads | [5 empty] | Tenix Overheads (Contractor Support) | [5 empty] | AusNet Overheads | [5 empty] | (including real cost escalators and overheads)
| RIN Expenditure Summary - SCS Capex | [18 empty] | 2015 | 2016 | 2017 | 2018 | 2019 | 2020 | 2016-20
| Replacement expenditure | [18 empty] | 175783.6971 | 184531.4053 | 172782.9707 | 171081.9072 | 174554.1104 | 166525.5014 | 869475.8951
| Connections | [18 empty] | 71617.1796 | 71762.2153 | 71508.0855 | 71922.4246 | 69785.456 | 70426.4818 | 355404.6632
| Augmentation Expenditure | [18 empty] | 76201.5039 | 79734.4387 | 62457.633 | 58581.9929 | 51238.9667 | 50941.6065 | 302954.6378
| Non-network | [18 empty] | 21692.5261 | 36088.8013 | 40058.0353 | 39708.1644 | 46309.6868 | 39164.0963 | 201328.7842
| Capitalised network overheads | [18 empty] | 22494.67 | 22494.67 | 22494.67 | 22494.67 | 22494.67 | 22494.67 | 112473.35
| Capitalised corporate overheads | [18 empty] | 10858.61 | 10858.61 | 10858.61 | 10858.61 | 10858.61 | 10858.61 | 54293.05
| TOTAL GROSS CAPEX (includes capcons) | [18 empty] | 378648.1866 | 405470.1406 | 380160.0045 | 374647.7692 | 375241.5 | 360410.9661 | 1895930.3802
| capcons | [18 empty] | 35464.6573 | 53550.76 | 53436.8546 | 53456.7475 | 51912.0534 | 52161.8192 | 264518.2346
Check | bar: (including real cost escalators and overheads) 2015 to (including real cost escalators and overheads) 2020
| RAB Categories | [18 empty] | 2015 | 2016 | 2017 | 2018 | 2019 | 2020 | 2016-20
| Subtransmission | [18 empty] | 61493.1572 | 58628.4969 | 61644.4668 | 57410.6136 | 59739.1901 | 54669.7631 | 292092.5305
| Distribution system assets | [18 empty] | 291757.8716 | 300160.8869 | 267850.216 | 269654.739 | 261168.3361 | 259515.1507 | 1358349.3288
| Standard metering | [18 empty] | 0 | 0 | 0 | 0 | 0 | 0 | 0
| Public lighting | [18 empty] | 0 | 0 | 0 | 0 | 0 | 0 | 0
| SCADA/Network control | [18 empty] | 2847.7441 | 9169.164 | 9058.4708 | 6302.6099 | 6222.8703 | 5580.6634 | 36333.7783
| Non-network general assets - IT | [18 empty] | 19049.8324 | 31630.6799 | 34432.3729 | 34939.8419 | 40048.053 | 32931.2405 | 173982.1883
| Non-network general assets - Other | [18 empty] | 3499.5814 | 5880.9129 | 7174.478 | 6339.9647 | 8063.0504 | 7714.1483 | 35172.5543
| Total Gross Capex | [18 empty] | 378648.1866 | 405470.1406 | 380160.0045 | 374647.7692 | 375241.5 | 360410.9661 | 1895930.3802
| Check | [18 empty] | 0 | 0 | 0 | 0 | 0 | 0 | 0
| TAB Categories (stage 2) | [18 empty] | 2016 | 2016 | 2017 | 2018 | 2019 | 2020 | 2016-20
| Demand related capital expenditure | [18 empty] | 87538.0408 | 87517.3247 | 100896.6125 | 98268.6764 | 89291.3016 | 90025.1556 | 465999.0709
| Replacement expenditure (Group 1) | [18 empty] | 48751.8605 | 74976.6149 | 76083.3269 | 73165.7121 | 71364.7886 | 69766.0924 | 365356.535
| Replacement expenditure (Group 2) | [18 empty] | 16308.1452 | 29924.4273 | 23862.0272 | 27698.7467 | 31408.5372 | 28718.8858 | 141612.6243
| Replacement expenditure (Group 3) | [18 empty] | 29657.6926 | 15467.2442 | 14230.1389 | 13437.2778 | 15259.7328 | 13398.9781 | 71793.3719
| Environment, safety & legal | [18 empty] | 170995.2898 | 150903.7726 | 114422.5773 | 114494.9396 | 113583.166 | 112275.8018 | 605680.2573
| Standard metering (Group 1) | [18 empty] | 0 | 0 | 0 | 0 | 0 | 0 | 0
| Standard metering (Group 2) | [18 empty] | 0 | 0 | 0 | 0 | 0 | 0 | 0
| SCADA/Network control | [18 empty] | 2847.7441 | 9169.164 | 9058.4708 | 6302.6099 | 6222.8703 | 5580.6634 | 36333.7783
| Non-network general assets - IT | [18 empty] | 19049.8324 | 31630.6799 | 34432.3729 | 34939.8419 | 40048.053 | 32931.2405 | 173982.1883
| Non-network general assets - Other | [18 empty] | 3499.5814 | 5880.9129 | 7174.478 | 6339.9647 | 8063.0504 | 7714.1483 | 35172.5543
| Total Gross Capex | [18 empty] | 378648.1866 | 405470.1406 | 380160.0045 | 374647.7692 | 375241.5 | 360410.9661 | 1895930.3802
| Check | [18 empty] | 0 | 0 | 0 | 0 | 0 | 0 | 0
| ESC Categories | [18 empty] | 2016 | 2016 | 2017 | 2018 | 2019 | 2020 | 2016-20
| Reinforcement | [18 empty] | 8511.8045 | 8751.1027 | 21738.307 | 18523.9701 | 11823.7849 | 11550.2807 | 72387.4455
| Customer Connections | [18 empty] | 79026.2363 | 78766.222 | 79158.3055 | 79744.7063 | 77467.5167 | 78474.8749 | 393611.6254
| RQ Maintained | [18 empty] | 88875.7693 | 120368.2864 | 114175.493 | 114301.7366 | 118033.0587 | 111883.9564 | 578762.5311
| RQ Improved | [18 empty] | 5841.929 | 0 | 0 | 0 | 0 | 0 | 0
| ESL | [18 empty] | 170995.2898 | 150903.7726 | 114422.5773 | 114494.9396 | 113583.166 | 112275.8018 | 605680.2573
| SCADA | [18 empty] | 2847.7441 | 9169.164 | 9058.4708 | 6302.6099 | 6222.8703 | 5580.6634 | 36333.7783
| IT Capex | [18 empty] | 19049.8324 | 31630.6799 | 34432.3729 | 34939.8419 | 40048.053 | 32931.2405 | 173982.1883
| Other Non-system | [18 empty] | 3499.5814 | 5880.9129 | 7174.478 | 6339.9647 | 8063.0504 | 7714.1483 | 35172.5543
| Customer Contributions | [18 empty] | -35464.6573 | -53550.76 | -53436.8546 | -53456.7475 | -51912.0534 | -52161.8192 | -264518.2346
| VBRC Capex (direct costs only) | [18 empty] | 0 | 0 | 0 | 0 | 0 | 0 | 0
| Total Net Capex | [18 empty] | 343183.5293 | 351919.3806 | 326723.1499 | 321191.0217 | 323329.4466 | 308249.1469 | 1631412.1456
| Check | 0 | 0 | 0 | 0 | 0 | 0 | 0 | 0 | 0 | 0 | 0 | 0 | 0 | 0 | 0 | 0 | 0 | 0 | 0 | 0 | 0 | 0 | 0 | 0 | 0

## Outputs ->
Outputs
Table of Contents

## RFM_PTRM
RFM & PTRM output
Table of Contents
(including real cost escalators, overheads and CPI)
| Gross Capex ($m, End 2015) | 2011 | 2012 | 2013 | 2014 | 2015 | 2016 | 2017 | 2018 | 2019 | 2020 | 2016-20
| Subtransmission | 24.8324 | 47.5718 | 67.5229 | 65.3832 | 64.5291 | 60.7337 | 63.858 | 59.4721 | 61.8843 | 56.6328 | 302.5809
| Distribution system assets | 239.3898 | 247.2667 | 279.607 | 338.1136 | 301.4064 | 310.939 | 277.4681 | 279.3374 | 270.5463 | 268.8337 | 1407.1245
| Standard metering | 0 | 0 | 0 | 0 | 0 | 0 | 0 | 0 | 0 | 0 | 0
| Public lighting | 0 | 0 | 0 | 0 | 0 | 0 | 0 | 0 | 0 | 0 | 0
| SCADA/Network control | 1.418 | 6.3836 | 2.0373 | 0.76234 | 2.95 | 9.4984 | 9.3837 | 6.5289 | 6.4463 | 5.7811 | 37.6384
| Non-network general assets - IT | 52.097 | 49.1348 | 53.1355 | 34.212 | 19.7339 | 32.7665 | 35.6688 | 36.1945 | 41.4861 | 34.1137 | 180.2295
| Non-network general assets - Other | 5.6172 | 7.0759 | 6.5199 | 5.1385 | 3.6252 | 6.0921 | 7.4321 | 6.5676 | 8.3526 | 7.9911 | 36.4355
| Total | 323.3544 | 357.4329 | 408.8227 | 443.6096 | 392.2446 | 420.0296 | 393.8107 | 388.1005 | 388.7156 | 373.3525 | 1964.0089
| Customer Contributions ($m, End 2015) | 2011 | 2012 | 2013 | 2014 | 2015 | 2016 | 2017 | 2018 | 2019 | 2020 | 2016-20
| Subtransmission | 0 | 0 | 0 | 0 | 0 | 0 | 0 | 0 | 0 | 0 | 0
| Distribution system assets | 33.094 | 26.6619 | 24.1249 | 46.1893 | 36.7381 | 55.4736 | 55.3556 | 55.3763 | 53.7761 | 54.0348 | 274.0165
| Standard metering | 0 | 0 | 0 | 0 | 0 | 0 | 0 | 0 | 0 | 0 | 0
| Public lighting | 0 | 0 | 0 | 0 | 0 | 0 | 0 | 0 | 0 | 0 | 0
| SCADA/Network control | 0 | 0 | 0 | 0 | 0 | 0 | 0 | 0 | 0 | 0 | 0
| Non-network general assets - IT | 0 | 0 | 0 | 0 | 0 | 0 | 0 | 0 | 0 | 0 | 0
| Non-network general assets - Other | 0 | 0 | 0 | 0 | 0 | 0 | 0 | 0 | 0 | 0 | 0
| Total | 33.094 | 26.6619 | 24.1249 | 46.1893 | 36.7381 | 55.4736 | 55.3556 | 55.3763 | 53.7761 | 54.0348 | 274.0165
| Net Capex Excluding Disposals ($m, End 2015) | 2011 | 2012 | 2013 | 2014 | 2015 | 2016 | 2017 | 2018 | 2019 | 2020 | 2016-20
| Subtransmission | 24.8324 | 47.5718 | 67.5229 | 65.3832 | 64.5291 | 60.7337 | 63.858 | 59.4721 | 61.8843 | 56.6328 | 302.5809
| Distribution system assets | 206.2958 | 220.6048 | 255.482 | 291.9244 | 264.6683 | 255.4653 | 222.1125 | 223.9612 | 216.7702 | 214.7989 | 1133.108
| Standard metering | 0 | 0 | 0 | 0 | 0 | 0 | 0 | 0 | 0 | 0 | 0
| Public lighting | 0 | 0 | 0 | 0 | 0 | 0 | 0 | 0 | 0 | 0 | 0
| SCADA/Network control | 1.418 | 6.3836 | 2.0373 | 0.76234 | 2.95 | 9.4984 | 9.3837 | 6.5289 | 6.4463 | 5.7811 | 37.6384
| Non-network general assets - IT | 52.097 | 49.1348 | 53.1355 | 34.212 | 19.7339 | 32.7665 | 35.6688 | 36.1945 | 41.4861 | 34.1137 | 180.2295
| Non-network general assets - Other | 5.6172 | 7.0759 | 6.5199 | 5.1385 | 3.6252 | 6.0921 | 7.4321 | 6.5676 | 8.3526 | 7.9911 | 36.4355
| Total | 290.2604 | 330.771 | 384.6977 | 397.4204 | 355.5065 | 364.556 | 338.455 | 332.7243 | 334.9395 | 319.3177 | 1689.9924

## TAB
TAB model output
Table of Contents
(including real cost escalators, overheads and CPI)
| Gross Capex ($m, End 2015) | 2011 | 2012 | 2013 | 2014 | 2015 | 2016 | 2017 | 2018 | 2019 | 2020 | 2016-20
| Demand related capital expenditure | 150.9144 | 120.7504 | 124.8421 | 125.7704 | 90.6813 | 90.6599 | 104.5196 | 101.7973 | 92.4975 | 93.2578 | 482.732
| Replacement expenditure (Group 1) | 27.7738 | 37.116 | 45.0731 | 72.0818 | 50.5024 | 77.6689 | 78.8153 | 75.7929 | 73.9273 | 72.2712 | 378.4756
| Replacement expenditure (Group 2) | 17.3459 | 21.0115 | 13.5936 | 9.5733 | 16.8937 | 30.9989 | 24.7189 | 28.6933 | 32.5363 | 29.7501 | 146.6976
| Replacement expenditure (Group 3) | 15.4004 | 22.3681 | 38.6469 | 37.8026 | 30.7226 | 16.0226 | 14.7411 | 13.9198 | 15.8077 | 13.8801 | 74.3713
| Environment, safety & legal 1 | 52.7876 | 93.5926 | 124.9742 | 158.2687 | 177.1353 | 156.3224 | 118.5312 | 118.6062 | 117.6617 | 116.3074 | 627.4288
| Standard metering (Group 1) | 0 | 0 | 0 | 0 | 0 | 0 | 0 | 0 | 0 | 0 | 0
| Standard metering (Group 2) | 0 | 0 | 0 | 0 | 0 | 0 | 0 | 0 | 0 | 0 | 0
| SCADA/Network control 2 | 1.418 | 6.3836 | 2.0373 | 0.76234 | 2.95 | 9.4984 | 9.3837 | 6.5289 | 6.4463 | 5.7811 | 37.6384
| Non-network general assets - IT | 52.097 | 49.1348 | 53.1355 | 34.212 | 19.7339 | 32.7665 | 35.6688 | 36.1945 | 41.4861 | 34.1137 | 180.2295
| Non-network general assets - Other | 5.6172 | 7.0759 | 6.5199 | 5.1385 | 3.6252 | 6.0921 | 7.4321 | 6.5676 | 8.3526 | 7.9911 | 36.4355
| Total | 323.3544 | 357.4329 | 408.8227 | 443.6096 | 392.2446 | 420.0296 | 393.8107 | 388.1005 | 388.7156 | 373.3525 | 1964.0089
|  | 0 | 0 | 0 | 0 | 0 | 0 | 0 | 0 | 0 | 0 | 0
1. ESL Capex includes Government funded Safety Capex (2014-20). Note, no new REFCLs are included in the 2016-20 forecast period. The REFCL roll out program has been identified as a likely pass through event.
2. SCADA Capex in 2011-15 relates to IT SCADA & Comms, while forecast 2016-20 Capex relates to Network SCADA & Comms

## ESC_Cat
ESC Category Reporting
Table of Contents
(including real cost escalators, overheads and CPI)
| Net Capex ($m, end 2015) | 2011 | 2012 | 2013 | 2014 | 2015 | 2016 | 2017 | 2018 | 2019 | 2020 | 2016-20
| Reinforcement | 54.2899 | 44.6857 | 47.8001 | 51.4816 | 8.8174 | 9.0653 | 22.5189 | 19.1891 | 12.2483 | 11.965 | 74.9867
| Customer Connections | 96.6245 | 76.0647 | 77.042 | 74.2888 | 81.8639 | 81.5945 | 82.0007 | 82.6082 | 80.2492 | 81.2927 | 407.7453
| RQ Maintained | 47.9329 | 73.6394 | 86.2743 | 115.6179 | 92.0671 | 124.6904 | 118.2753 | 118.406 | 122.2714 | 115.9015 | 599.5446
| RQ Improved | 12.5875 | 6.857 | 11.0401 | 3.8398 | 6.0517 | 0 | 0 | 0 | 0 | 0 | 0
| ESL 1 | 52.7876 | 93.5926 | 124.9742 | 158.2687 | 177.1353 | 156.3224 | 118.5312 | 118.6062 | 117.6617 | 116.3074 | 627.4288
| SCADA 2 | 1.418 | 6.3836 | 2.0373 | 0.76234 | 2.95 | 9.4984 | 9.3837 | 6.5289 | 6.4463 | 5.7811 | 37.6384
| IT Capex | 52.097 | 49.1348 | 53.1355 | 34.212 | 19.7339 | 32.7665 | 35.6688 | 36.1945 | 41.4861 | 34.1137 | 180.2295
| Other Non-system | 5.6172 | 7.0759 | 6.5199 | 5.1385 | 3.6252 | 6.0921 | 7.4321 | 6.5676 | 8.3526 | 7.9911 | 36.4355
| Customer Contributions | -33.094 | -26.6619 | -24.1249 | -46.1893 | -36.7381 | -55.4736 | -55.3556 | -55.3763 | -53.7761 | -54.0348 | -274.0165
| VBRC Capex (direct costs only) | 0 | 0 | 0 | 0 | 0 | 0 | 0 | 0 | 0 | 0 | 0
| Total | 290.2608 | 330.7718 | 384.6986 | 397.4204 | 355.5065 | 364.556 | 338.455 | 332.7243 | 334.9395 | 319.3177 | 1689.9924
|  | -0.00031171 | -0.00080588 | -0.00084246 | 0 | 0 | 0 | 0 | 0 | 0 | 0 | 0
| Net Capex ($m, nominal) | 2011 | 2012 | 2013 | 2014 | 2015 | 2016 | 2017 | 2018 | 2019 | 2020 | 2016-20
| Reinforcement | 48.5816 | 41.3947 | 45.1671 | 49.6971 | 8.7082 | 9.179 | 23.3768 | 20.423 | 13.3649 | 13.3853 | 79.7291
| Customer Connections | 86.4648 | 70.4627 | 72.7982 | 71.7137 | 80.8499 | 82.6178 | 85.1248 | 87.9198 | 87.5649 | 90.9424 | 434.1698
| RQ Maintained | 42.893 | 68.216 | 81.522 | 111.6103 | 90.9267 | 126.2542 | 122.7813 | 126.0195 | 133.4179 | 129.6593 | 638.1323
| RQ Improved | 11.264 | 6.352 | 10.432 | 3.7067 | 5.9767 | 0 | 0 | 0 | 0 | 0 | 0
| ESL 1 | 47.2372 | 86.6997 | 118.0902 | 152.7826 | 174.9413 | 158.2829 | 123.047 | 126.2325 | 128.388 | 130.1134 | 666.0638
| SCADA 2 | 1.2689 | 5.9135 | 1.9251 | 0.73591 | 2.9135 | 9.6175 | 9.7412 | 6.9487 | 7.034 | 6.4673 | 39.8088
| IT Capex | 46.6192 | 45.5162 | 50.2087 | 33.0261 | 19.4894 | 33.1774 | 37.0277 | 38.5217 | 45.2681 | 38.1631 | 192.158
| Other Non-system | 5.0266 | 6.5548 | 6.1608 | 4.9604 | 3.5803 | 6.1685 | 7.7152 | 6.9899 | 9.114 | 8.9397 | 38.9274
| Customer Contributions | -29.6143 | -24.6983 | -22.7961 | -44.5882 | -36.2831 | -56.1694 | -57.4646 | -58.9369 | -58.6785 | -60.4489 | -291.6983
| VBRC Capex (direct costs only) | 0 | 0 | 0 | 0 | 0 | 0 | 0 | 0 | 0 | 0 | 0
|  | 259.741 | 306.4112 | 363.508 | 383.6446 | 351.1031 | 369.128 | 351.3495 | 354.1183 | 365.4734 | 357.2217 | 1797.2908
|  | -0.00027893 | -0.00074653 | -0.00079606 | 0 | 0 | 0 | 0 | 0 | 0 | 0
1. ESL Capex includes Government funded Safety Capex (2014-20). Note, no new REFCLs are included in the 2016-20 forecast period. The REFCL roll out program has been identified as a likely pass through event.
2. SCADA Capex in 2011-15 relates to IT SCADA & Comms, while forecast 2016-20 Capex relates to Network SCADA & Comms

## Charts
Charts
Table of Contents
Net Capex nominal, $m
Safety Capex real, 2015 $m
Customer Capex real, 2015 $m

## RIN Template ->
EDPR RIN Template Outputs
Table of Contents

## 2.1 Exp Summary
2.1 EXPENDITURE SUMMARY & RECONCILIATION
Table of Contents
TABLE 2.1.1 - STANDARD CONTROL SERVICES CAPEX
Forecast ($0's, real December 2015)
|  | 2015 | 2016 | 2017 | 2018 | 2019 | 2020 | 2016-20
| Replacement expenditure | 182095684.6831 | 191157502.9425 | 178987209.1357 | 177225064.3823 | 180821946.3739 | 172505048.5497 | 900696771.3841
| Connections | 74188787.5246 | 74339031.1647 | 74075776.0656 | 74504993.1405 | 72291290.949 | 72955334.5311 | 368166425.8508
| Augmentation Expenditure | 78937724.3092 | 82597518.6586 | 64700342.6729 | 60685537.3254 | 53078839.966 | 52770802.2299 | 313833040.8528
| Non-network | 22471454.7376 | 37384666.973 | 41496427.0876 | 41133993.1323 | 47972560.9967 | 40570388.8003 | 208558036.9899
| Capitalised network overheads | 23302401.7763 | 23302401.7763 | 23302401.7763 | 23302401.7763 | 23302401.7763 | 23302401.7763 | 116512008.8815
| Capitalised corporate overheads | 11248517.6689 | 11248517.6689 | 11248517.6689 | 11248517.6689 | 11248517.6689 | 11248517.6689 | 56242588.3447
| TOTAL GROSS CAPEX (includes capcons) | 392244570.6998 | 420029639.184 | 393810674.4071 | 388100507.4257 | 388715557.7309 | 373352493.5562 | 1964008872.3038 | 0
| capcons | 36738111.4806 | 55473644.3998 | 55355648.9409 | 55376256.1244 | 53776095.6366 | 54034829.9184 | 274016475.0201 | 0
| Net Capex | 355506459.2192 | 364555994.7841 | 338455025.4663 | 332724251.3013 | 334939462.0943 | 319317663.6377 | 1689992397.2837
| Check | 0 | 0 | 0 | 0 | 0 | 0 | 0
Safety Program Reconciliation
Replacement expenditure
Direct expenditure ($2014)
Tenix Overheads
AusNet Overheads
Total Repex - Safety related ($k, 2014)
Total Repex - Safety related ($k, 2015)
Augmentation Expenditure
Direct expenditure ($2014)
Tenix Overheads
AusNet Overheads
Total Augex - Safety related ($k, 2014)
Total Augex - Safety related ($k, 2015)
Total Expenditures ($k, 2015)
ESL Total from ESC Cat
Variance

## 2.6 Non-Network
2.6 Non-Network
Table of Contents
(Direct costs Only)
TABLE 2.6.1 NON-NETWORK EXPENDITURE
Forecast ($0's, real December 2015)
EXPENDITURE ($'0s, real December 2015)
| SERVICE SUBCATEGORY | ASSET CATEGORY | ASSET REPORTING CATEGORY | 2015 | 2016 | 2017 | 2018 | 2019 | 2020 |  | Veh Splits
| IT & COMMUNICATIONS | Client device expenditure | Opex
|  |  | Capex | 0 | 156550.7555 | 996697.085 | 1430186.0308 | 0 | 0
|  | Recurrent expenditure | Opex
|  |  | Capex | 12644851.1973 | 25733997.5042 | 23167810.4587 | 20355265.9257 | 35001310.6256 | 24294020.3895
|  | Non-recurrent expenditure | Opex
|  |  | Capex | 6201360.2329 | 5402035.8208 | 9899822.6132 | 12780922.9585 | 4618674.4052 | 8285222.7712
| MOTOR VEHICLES | Car | Opex
|  |  | Capex | 144880.1948 | 138101.1447 | 263525.9448 | 174693.9941 | 343156.8161 | 302797.5531 |  | 9.718%
|  | Light commercial vehicle | Opex
|  |  | Capex | 561923.0846 | 535630.2934 | 1022094.9245 | 677556.9852 | 1330946.1439 | 1174411.28 |  | 37.69%
|  | Elevated work platform (LCV) | Opex
|  |  | Capex | 0 | 0 | 0 | 0 | 0 | 0 |  | 0%
|  | Elevated work platform (HCV) | Opex
|  |  | Capex | 274353.557 | 261516.3538 | 499028.0446 | 330810.7 | 649821.6904 | 573395.0444 |  | 18.4%
|  | Heavy commercial vehicle | Opex
|  |  | Capex | 509712.8594 | 485863.0226 | 927128.5355 | 614602.8127 | 1207283.3155 | 1065292.6494 |  | 34.19%
| BUILDINGS AND PROPERTY | Total buildings and property expenditure | Opex
|  |  | Capex | 0 | 0 | 0 | 0 | 0 | 0
| OTHER | Other expenditure | Opex
|  |  | Capex | 48970.3251 | 0 | 0 | 0 | 0 | 0
| OTHER - DNSP nominated | General furniture and equipment | Opex
|  |  | Capex | 2085403.2865 | 4670972.0779 | 4720319.4813 | 4769953.7254 | 4821368 | 4875249.1127
|  | Other buildings and property | Opex
|  |  | Capex | 0 | 0 | 0 | 0 | 0 | 0
2016-20
|  |  | Total Capex incl OH | 22471454.7376 | 37384666.973 | 41496427.0876 | 41133993.1323 | 47972560.9967 | 40570388.8003 | 208558036.9899
|  |  | Non Network Total | 22471454.7376 | 37384666.973 | 41496427.0876 | 41133993.1323 | 47972560.9967 | 40570388.8003 | 208558036.9899
|  |  | Check | 0 | 0 | 0 | 0 | 0 | 0 | 0
|  |  | Total Motor Veh | 1490869.6959 | 1421110.8146 | 2711777.4494 | 1797664.4919 | 3531207.9659 | 3115896.5269

## 2.10 Overheads
2.10 Overheads
Table of Contents
TABLE 2.10.1 - NETWORK OVERHEADS EXPENDITURE
|  | Expenditure categories currently reported under annual RIN | EXPENDITURE ($0's, real December 2015)
|  |  | 2015 | 2016 | 2017 | 2018 | 2019 | 2020
NETWORK OVERHEADS | Total Overhead Expenditure - Standard Control Services
NETWORK OVERHEADS | Total Overhead Expenditure - Alternative Control Services
NETWORK OVERHEADS | Total Overhead Expenditure - Negotiated Services | Total
NETWORK OVERHEADS | Total Overhead Expenditure - Unregulated Services | Total
NETWORK OVERHEADS | Capitalised Overheads - Standard Control Services | Network management | -11971191.4677 | -11971191.4677 | -11971191.4677 | -11971191.4677 | -11971191.4677 | -11971191.4677 | -51.37% | Based on CY14 Actual RIN allocations
|  | Network planning | -4506357.4616 | -4506357.4616 | -4506357.4616 | -4506357.4616 | -4506357.4616 | -4506357.4616 | -19.34%
|  | Network control and operational switching | -1336210.5853 | -1336210.5853 | -1336210.5853 | -1336210.5853 | -1336210.5853 | -1336210.5853 | -5.734%
|  | Quality and standard functions | -1630083.5179 | -1630083.5179 | -1630083.5179 | -1630083.5179 | -1630083.5179 | -1630083.5179 | -6.995%
|  | Project governance and related functions | -3181833.792 | -3181833.792 | -3181833.792 | -3181833.792 | -3181833.792 | -3181833.792 | -13.65%
|  | Other | -363828.8182 | -363828.8182 | -363828.8182 | -363828.8182 | -363828.8182 | -363828.8182 | -1.561%
|  | Billing & Revenue Collection | 0 | 0 | 0 | 0 | 0 | 0 | 0%
|  | Advertising/Marketing | -309030.5134 | -309030.5134 | -309030.5134 | -309030.5134 | -309030.5134 | -309030.5134 | -1.326%
|  | Customer Service | -3865.6203 | -3865.6203 | -3865.6203 | -3865.6203 | -3865.6203 | -3865.6203 | -0.01659%
|  | Non-network alternatives costs | 0 | 0 | 0 | 0 | 0 | 0 | 0%
|  | GSL payments | 0 | 0 | 0 | 0 | 0 | 0 | 0%
|  | Licence fee | 0 | 0 | 0 | 0 | 0 | 0 | 0%
|  |  | -23302401.7763 | -23302401.7763 | -23302401.7763 | -23302401.7763 | -23302401.7763 | -23302401.7763
|  | Check | 0 | 0 | 0 | 0 | 0 | 0
TABLE 2.10.2 - CORPORATE OVERHEADS EXPENDITURE
|  | Expenditure categories currently reported under annual RIN | EXPENDITURE ($0's, real December 2015) 2015: EXPENDITURE ($0's, real December 2015)
|  |  | 2015 | 2016 | 2017 | 2018 | 2019 | 2020
CORPORATE OVERHEADS | Total Overhead Expenditure - Standard Control Services
CORPORATE OVERHEADS | Total Overhead Expenditure - Alternative Control Services
CORPORATE OVERHEADS | Total Overhead Expenditure - Negotiated Services | Total
CORPORATE OVERHEADS | Total Overhead Expenditure - Unregulated Services | Total
CORPORATE OVERHEADS | Capitalised Overheads - Standard Control Services | REGULATORY | -1181072.213 | -1181072.213 | -1181072.213 | -1181072.213 | -1181072.213 | -1181072.213 | -10.5% | Based on CY14 Actual RIN allocations
|  | NON-NETWORK IT SUPPORT | -1380428.6944 | -1380428.6944 | -1380428.6944 | -1380428.6944 | -1380428.6944 | -1380428.6944 | -12.27%
|  | BUSHFIRE & ROYAL COMMISSION COSTS | 0 | 0 | 0 | 0 | 0 | 0 | 0%
|  | GM, CORPORATE SERVICES AND LEGAL | -3119165.3024 | -3119165.3024 | -3119165.3024 | -3119165.3024 | -3119165.3024 | -3119165.3024 | -27.73%
|  | HUMAN RESOURCES | -2381883.723 | -2381883.723 | -2381883.723 | -2381883.723 | -2381883.723 | -2381883.723 | -21.18%
|  | FINANCE | -3185967.7363 | -3185967.7363 | -3185967.7363 | -3185967.7363 | -3185967.7363 | -3185967.7363 | -28.32%
|  |  | -11248517.6689 | -11248517.6689 | -11248517.6689 | -11248517.6689 | -11248517.6689 | -11248517.6689
|  | Check | 0 | 0 | 0 | 0 | 0 | 0

## 2.12 Input Tables
2.12 Input Tables
Table of Contents
| Forecast ($0's, real December 2015) |  | DIRECT MATERIAL COST | [5 empty] | DIRECT LABOUR COST | [5 empty] | CONTRACT COST | [5 empty] | OTHER COST | [5 empty] | RELATED PARTY CONTRACT COST | [5 empty] | RELATED PARTY CONTRACT MARGIN | [5 empty] | Total | Total | Total | Total | Total | Total |  | Check - Totals from RIN_Direct_Forecast |  |  |  |  | Var | Var | Var | Var | Var | Var
|  |  | 2015 | 2016 | 2017 | 2018 | 2019 | 2020 | 2015 | 2016 | 2017 | 2018 | 2019 | 2020 | 2015 | 2016 | 2017 | 2018 | 2019 | 2020 | 2015 | 2016 | 2017 | 2018 | 2019 | 2020 | 2015 | 2016 | 2017 | 2018 | 2019 | 2020 | 2015 | 2016 | 2017 | 2018 | 2019 | 2020 | 2015 | 2016 | 2017 | 2018 | 2019 | 2020 | 2015 | 2016 | 2017 | 2018 | 2019 | 2020 | 2015 | 2016 | 2017 | 2018 | 2019 | 2020
OVERHEADS | NETWORK OVERHEADS | OVERHEADS | [36 empty] | 0 | 0 | 0 | 0 | 0 | 0
| CORPORATE OVERHEADS | OVERHEADS | [36 empty] | 0 | 0 | 0 | 0 | 0 | 0
AUGMENTATION | SUBTRANSMISSION SUBSTATIONS, SWITCHING STATIONS , ZONE SUBSTATIONS | AUGMENTATION | 9401822.3956 | 890559.4182 | 1885890.5327 | 1141263.12 | 198317.8536 | 0 | 2582394.8416 | 254663.9086 | 548189.6232 | 337098.233 | 59552.8286 | 0 | 4273773.0321 | 419721.578 | 905575.507 | 558217.4154 | 98837.2727 | 0 | 9747.984 | 923.3485 | 1955.3263 | 1183.2828 | 205.6196 | 0 | [12 empty] | 16267738.2533 | 1565868.2533 | 3341610.9892 | 2037762.0512 | 356913.5746 | 0 | 16267738.2533 | 1565868.2533 | 3341610.9892 | 2037762.0512 | 356913.5746 | 0 | 0 | 0 | 0 | 0 | 0 | 0
| SUBTRANSMISSION LINES | AUGMENTATION | 3077267.2786 | 1454463.3676 | 5891981.0115 | 2576811.9571 | 987847.4219 | 987847.4219 | 845231.7872 | 415917.589 | 1712677.801 | 761120.501 | 296640.5048 | 301759.0687 | 1398829.0094 | 685490.0945 | 2829238.2826 | 1260376.5822 | 492321.5093 | 501901.9067 | 3190.5678 | 1508.0146 | 6108.9153 | 2671.6865 | 1024.2185 | 1024.2185 | [12 empty] | 5324518.643 | 2557379.0657 | 10440006.0103 | 4600980.7268 | 1777833.6545 | 1792532.6158 | 5324518.643 | 2557379.0657 | 10440006.0103 | 4600980.7268 | 1777833.6545 | 1792532.6158 | 0 | 0 | 0 | 0 | 0 | 0
| HV FEEDERS | AUGMENTATION | 29450256.8529 | 41038658.5875 | 25144608.4071 | 26677118.9757 | 25014092.8084 | 24800807.5695 | 8089090.4105 | 11735393.4902 | 7309020.9471 | 7879698.8285 | 7511476.9269 | 7575935.7463 | 13387161.364 | 19341562.3788 | 12074052.6096 | 13048377.8402 | 12466475.7445 | 12600703.6413 | 30534.573 | 42549.643 | 26070.3967 | 27659.3321 | 25935.0757 | 25713.9376 | [12 empty] | 50957043.2003 | 72158164.0994 | 44553752.3606 | 47632854.9765 | 45017980.5555 | 45003160.8948 | 50957043.2003 | 72158164.0994 | 44553752.3606 | 47632854.9765 | 45017980.5555 | 45003160.8948 | 0 | 0 | 0 | 0 | 0 | 0
| DISTRIBUTION SUBSTATIONS | AUGMENTATION | 1307950.1545 | 0 | 0 | 0 | 0 | 0 | 359254.152 | 0 | 0 | 0 | 0 | 0 | 594553.0411 | 0 | 0 | 0 | 0 | 0 | 1356.107 | 0 | 0 | 0 | 0 | 0 | [12 empty] | 2263113.4546 | 0 | 0 | 0 | 0 | 0 | 2263113.4546 | 0 | 0 | 0 | 0 | 0 | 0 | 0 | 0 | 0 | 0 | 0
| LV FEEDERS | AUGMENTATION | 2384193.701 | 3592172.4432 | 3592172.4432 | 3592172.4432 | 3292824.7396 | 3292824.7396 | 654865.5416 | 1027215.7657 | 1044170.7108 | 1061030.504 | 988801.6825 | 1005863.5624 | 1083779.5391 | 1692994.6001 | 1724905.7277 | 1757012.1927 | 1641071.6975 | 1673006.3555 | 2471.9763 | 3724.4311 | 3724.4311 | 3724.4311 | 3414.0618 | 3414.0618 | [12 empty] | 4125310.7579 | 6316107.2402 | 6364973.3128 | 6413939.571 | 5926112.1815 | 5975108.7193 | 4125310.7579 | 6316107.2402 | 6364973.3128 | 6413939.571 | 5926112.1815 | 5975108.7193 | 0 | 0 | 0 | 0 | 0 | 0
| OTHER ASSETS | AUGMENTATION | 0 | 0 | 0 | 0 | 0 | 0 | 0 | 0 | 0 | 0 | 0 | 0 | 0 | 0 | 0 | 0 | 0 | 0 | 0 | 0 | 0 | 0 | 0 | 0 | [12 empty] | 0 | 0 | 0 | 0 | 0 | 0 | 0 | 0 | 0 | 0 | 0 | 0 | 0 | 0 | 0 | 0 | 0 | 0
CONNECTIONS | SIMPLE AND COMPLEX CUSTOMER CONNECTIONS | CONNECTIONS | 12878496.3549 | 12826467.9147 | 12548855.484 | 12439428.1819 | 11773697.8579 | 11689662.822 | 7730957.2502 | 7783288.7041 | 7765843.9153 | 7819590.1546 | 7595413.2789 | 7676274.3886 | 53573697.4491 | 53727175.7673 | 53759022.7994 | 54243938.6385 | 52920251.348 | 53587482.4508 | 5636.4706 | 2098.7785 | 2053.867 | 2036.1656 | 1928.4643 | 1914.8697 | [12 empty] | 74188787.5246 | 74339031.1647 | 74075776.0656 | 74504993.1405 | 72291290.949 | 72955334.5311 | 74188787.5246 | 74339031.1647 | 74075776.0656 | 74504993.1405 | 72291290.949 | 72955334.5311 | 0 | 0 | 0 | 0 | 0 | 0
REPLACEMENT | POLES | REPLACEMENT | 17249573.1532 | 14920290.0411 | 13381082.8224 | 12288602.4153 | 11531790.2701 | 10766821.9514 | 7313549.4969 | 6585989.2066 | 6004057.4402 | 5602894.3814 | 5345355.1515 | 5076884.0045 | 26840778.6002 | 24795251.6789 | 22661932.4141 | 21278631.7862 | 20407304.5322 | 19484745.2762 | 70033.6512 | 60576.7099 | 54327.4943 | 49891.9995 | 46819.3254 | 43713.537 | [12 empty] | 51473934.9015 | 46362107.6366 | 42101400.1711 | 39220020.5824 | 37331269.2791 | 35372164.7691 | 51473934.9015 | 46362107.6366 | 42101400.1711 | 39220020.5824 | 37331269.2791 | 35372164.7691 | 0 | 0 | 0 | 0 | 0 | 0
| POLE TOP STRUCTURES | REPLACEMENT | 8396733.2879 | 8900123.3892 | 8460784.689 | 8021445.9887 | 7582107.2885 | 7142768.5883 | 3560083.7173 | 3928617.7693 | 3796332.325 | 3657317.0115 | 3514550.2393 | 3368032.6244 | 14681652.0421 | 14876326.2378 | 14422478.6028 | 13992753.6898 | 13527420.2812 | 13043461.4389 | 34090.9242 | 36134.6992 | 34350.9743 | 32567.2494 | 30783.5245 | 28999.7996 | [12 empty] | 26672559.9715 | 27741202.0956 | 26713946.5911 | 25704083.9394 | 24654861.3336 | 23583262.4512 | 26672559.9715 | 27741202.0956 | 26713946.5911 | 25704083.9394 | 24654861.3336 | 23583262.4512 | 0 | 0 | 0 | 0 | 0 | 0
| OVERHEAD CONDUCTORS | REPLACEMENT | 16370814.4387 | 14245862.7332 | 14153706.4511 | 14492213.7639 | 14254583.4243 | 13935146.5201 | 6940969.5323 | 6211619.8445 | 6244685.7344 | 6473855.6062 | 6446007.1467 | 6381521.5304 | 24091785.8373 | 21688891.4129 | 22099673.5976 | 22969309.7545 | 22949524.288 | 22805619.0451 | 66465.8713 | 57838.52 | 57464.3635 | 58838.7107 | 57873.9262 | 56577.0053 | [12 empty] | 47470035.6795 | 42204212.5106 | 42555530.1466 | 43994217.8354 | 43707988.7852 | 43178864.1009 | 47470035.6795 | 42204212.5106 | 42555530.1466 | 43994217.8354 | 43707988.7852 | 43178864.1009 | 0 | 0 | 0 | 0 | 0 | 0
| UNDERGROUND CABLES | REPLACEMENT | 804893.9601 | 730376.8115 | 730376.8115 | 730376.8115 | 730376.8115 | 730376.8115 | 341262.4628 | 322396.8022 | 327718.1965 | 333009.7268 | 338553.1093 | 344394.8798 | 1282793.1336 | 1220805.9652 | 1245019.7379 | 1274082.3585 | 1303082.8656 | 1333746.3841 | 3267.8874 | 2965.3461 | 2965.3461 | 2965.3461 | 2965.3461 | 2965.3461 | [12 empty] | 2432217.444 | 2276544.925 | 2306080.092 | 2340434.243 | 2374978.1325 | 2411483.4215 | 2432217.444 | 2276544.925 | 2306080.092 | 2340434.243 | 2374978.1325 | 2411483.4215 | 0 | 0 | 0 | 0 | 0 | 0
| SERVICE LINES | REPLACEMENT | 2829384.4475 | 1889253.7936 | 1727842.3675 | 1590747.0409 | 1497617.3755 | 1432558.4895 | 1199614.7974 | 833938.5534 | 775278.4255 | 725288.9593 | 694193.7518 | 675494.8966 | 4258200.6006 | 3140658.5643 | 2930591.4792 | 2762341.7674 | 2658630.59 | 2601920.4027 | 11487.3639 | 7670.4125 | 7015.0785 | 6458.4684 | 6080.3599 | 5816.2194 | [12 empty] | 8298687.2094 | 5871521.3238 | 5440727.3507 | 5084836.2361 | 4856522.0773 | 4715790.0083 | 8298687.2094 | 5871521.3238 | 5440727.3507 | 5084836.2361 | 4856522.0773 | 4715790.0083 | 0 | 0 | 0 | 0 | 0 | 0
| TRANSFORMERS | REPLACEMENT | 5770725.3389 | 5628965.8407 | 4448532.0618 | 5052888.6983 | 6282960.531 | 5047159.0904 | 2446697.3776 | 2484690.8585 | 1996044.8925 | 2303825.9959 | 2912353.9931 | 2379889.0118 | 8950902.095 | 9052405.5104 | 7288898.516 | 8433237.3106 | 10684649.06 | 8750098.8683 | 23429.2734 | 22853.7267 | 18061.1393 | 20514.8407 | 25508.9597 | 20491.5783 | [12 empty] | 17191754.085 | 17188915.9364 | 13751536.6095 | 15810466.8455 | 19905472.5438 | 16197638.5488 | 17191754.085 | 17188915.9364 | 13751536.6095 | 15810466.8455 | 19905472.5438 | 16197638.5488 | 0 | 0 | 0 | 0 | 0 | 0
| SWITCHGEAR | REPLACEMENT | 6374230.193 | 4162463.86 | 2798001.3962 | 3769335.7841 | 4632429.8654 | 3855620.5186 | 2702574.0061 | 1837359.8623 | 1255456.0287 | 1718599.8515 | 2147280.0202 | 1818042.3366 | 9886991.1558 | 6694002.3886 | 4584511.9111 | 6290996.1149 | 7877796.9656 | 6684366.4192 | 25879.5166 | 16899.696 | 11359.948 | 15303.5872 | 18807.7684 | 15653.9052 | [12 empty] | 18989674.8715 | 12710725.8069 | 8649329.284 | 11794235.3377 | 14676314.6196 | 12373683.1797 | 18989674.8715 | 12710725.8069 | 8649329.284 | 11794235.3377 | 14676314.6196 | 12373683.1797 | 0 | 0 | 0 | 0 | 0 | 0
| SCADA network control and protection systems | REPLACEMENT | 2763138.0311 | 1487402.9647 | 1386923.6841 | 1488727.3352 | 1437268.7579 | 1219117.1179 | 1171527.3519 | 1160264.1741 | 1134330.3854 | 827427.7662 | 817348.6804 | 728586.9871 | 4285869.893 | 5969500.4221 | 5917384.2646 | 3545464.7688 | 3525046.197 | 3215439.767 | 11218.402 | 11335.9225 | 10927.9744 | 7557.7042 | 7348.7813 | 6463.0807 | [12 empty] | 8231753.6779 | 8628503.4834 | 8449566.3084 | 5869177.5744 | 5787012.4166 | 5169606.9528 | 8231753.6779 | 8628503.4834 | 8449566.3084 | 5869177.5744 | 5787012.4166 | 5169606.9528 | 0 | 0 | 0 | 0 | 0 | 0
| OTHER | REPLACEMENT | 378267.0381 | 9360553.4815 | 9526279.0307 | 8870016.6229 | 8791236.4214 | 9305730.3572 | 160379.3138 | 4131856.9564 | 4274416.8952 | 4044216.3087 | 4075020.4255 | 4387934.8812 | 794884.7182 | 14643354.7307 | 15179719.7514 | 14457346.3917 | 14625577.7236 | 15771108.4066 | 1535.7726 | 38004.0556 | 38676.9051 | 36012.4651 | 35692.6157 | 37781.4725 | [12 empty] | 1335066.8427 | 28173769.2242 | 29019092.5824 | 27407591.7885 | 27527527.1862 | 29502555.1175 | 1335066.8427 | 28173769.2242 | 29019092.5824 | 27407591.7885 | 27527527.1862 | 29502555.1175 | 0 | 0 | 0 | 0 | 0 | 0
NON-NETWORK EXPENDITURE | IT AND COMMUNICATIONS | NON-NETWORK EXPENDITURE | 7956446.817 | 12912805.1223 | 13915298.0215 | 13980082.818 | 15859583.9562 | 12902029.1551 | 7265766.5767 | 12279213.0625 | 13450929.0196 | 13731749.6163 | 15837178.4353 | 13106113.2932 | 3623998.0365 | 6100565.8956 | 6698103.1159 | 6854542.4807 | 7923222.6393 | 6571100.7123 | 0 | 0 | 0 | 0 | 0 | 0 | [12 empty] | 18846211.4302 | 31292584.0805 | 34064330.157 | 34566374.915 | 39619985.0308 | 32579243.1607 | 18846211.4302 | 31292584.0805 | 34064330.157 | 34566374.915 | 39619985.0308 | 32579243.1607 | 0 | 0 | 0 | 0 | 0 | 0
| MOTOR VEHICLES | NON-NETWORK EXPENDITURE | 1487003.9994 | 1417290.725 | 2704350.8938 | 1792649.9726 | 3521171.926 | 3106869.0139 | 0 | 0 | 0 | 0 | 0 | 0 | 3865.6965 | 3820.0896 | 7426.5556 | 5014.5193 | 10036.0398 | 9027.513 | 0 | 0 | 0 | 0 | 0 | 0 | [12 empty] | 1490869.6959 | 1421110.8146 | 2711777.4494 | 1797664.4919 | 3531207.9659 | 3115896.5269 | 1490869.6959 | 1421110.8146 | 2711777.4494 | 1797664.4919 | 3531207.9659 | 3115896.5269 | 0 | 0 | 0 | 0 | 0 | 0
| BUILDINGS AND PROPERTY | NON-NETWORK EXPENDITURE | 0 | 0 | 0 | 0 | 0 | 0 | 0 | 0 | 0 | 0 | 0 | 0 | 0 | 0 | 0 | 0 | 0 | 0 | 0 | 0 | 0 | 0 | 0 | 0 | [12 empty] | 0 | 0 | 0 | 0 | 0 | 0 | 0 | 0 | 0 | 0 | 0 | 0 | 0 | 0 | 0 | 0 | 0 | 0
| OTHER | NON-NETWORK EXPENDITURE | 932385.4441 | 1999588.0371 | 1999588.0371 | 1999588.0371 | 1999588.0371 | 1999588.0371 | 35219.4261 | 78635.9644 | 79933.9083 | 81224.5681 | 82576.6573 | 84001.5264 | 1146457.3406 | 2549188.3727 | 2597237.8321 | 2645581.4164 | 2695643.6019 | 2748099.8454 | 20311.4006 | 43559.7037 | 43559.7037 | 43559.7037 | 43559.7037 | 43559.7037 | [12 empty] | 2134373.6116 | 4670972.0779 | 4720319.4813 | 4769953.7254 | 4821368 | 4875249.1127 | 2134373.6116 | 4670972.0779 | 4720319.4813 | 4769953.7254 | 4821368 | 4875249.1127 | 0 | 0 | 0 | 0 | 0 | 0
[39 empty] | 357693651.2546 | 385478719.7387 | 359259754.9619 | 353549587.9804 | 354164638.2857 | 338801574.1109 | 357693651.2546 | 385478719.7387 | 359259754.9619 | 353549587.9804 | 354164638.2857 | 338801574.1109 | 0 | 0 | 0 | 0 | 0 | 0
| Transformers & Switchgear | REPLACEMENT | [36 empty] | 0 | 0 | 0 | 0 | 0 | 0 | 0 | 0 | 0 | 0 | 0 | 0 | 0 | 0 | 0 | 0 | 0 | 0 | bar: DIRECT MATERIAL COST 2015 to OTHER COST 2020
Split 50/50 in above table under "Replacement" | bar: DIRECT MATERIAL COST 2015 to OTHER COST 2020
[39 empty] | 2015 | 2016 | 2017 | 2018 | 2019 | 2020
| Other Comms | [36 empty] | AUGMENTATION | 78937724.3092 | 82597518.6586 | 64700342.6729 | 60685537.3254 | 53078839.966 | 52770802.2299
| Allocated 100% to SCADA network control within Replacement above | [36 empty] | CONNECTIONS | 74188787.5246 | 74339031.1647 | 74075776.0656 | 74504993.1405 | 72291290.949 | 72955334.5311
[38 empty] | REPLACEMENT | 182095684.6831 | 191157502.9425 | 178987209.1357 | 177225064.3823 | 180821946.3739 | 172505048.5497
[38 empty] | NON-NETWORK EXPENDITURE | 22471454.7376 | 37384666.973 | 41496427.0876 | 41133993.1323 | 47972560.9967 | 40570388.8003
[39 empty] | 357693651.2546 | 385478719.7387 | 359259754.9619 | 353549587.9804 | 354164638.2857 | 338801574.1109
[39 empty] | 0 | 0 | 0 | 0 | 0 | 0
[39 empty] | 0 | 0 | 0 | 0 | 0 | 0
[39 empty] | 0 | 0 | 0 | 0 | 0 | 0
[39 empty] | 0 | 0 | 0 | 0 | 0 | 0

## 2.17 Step Changes
2.17 Step Changes
Table of Contents |  | (Direct costs Only)
TABLE 2.17.2 - FORECAST CAPEX STEP CHANGES FOR STANDARD CONTROL SERVICES
|  | Current regulatory period |  |  |  |  | Forthcoming regulatory period
|  | Historical ($000's, nominal) |  |  |  | Forecast ($000's, real December 2015)
Step change | Description | 2011 | 2012 | 2013 | 2014 | 2015 | 2016 | 2017 | 2018 | 2019 | 2020
Vibration Dampers & Armour Rods | Installation of Vibration Dampers & Armour Rods on 110,000 structures in accordance with plan developed to meet Energy Safe Victoria directive. | 0 | 1119661.73 | 26014746.4582 | 26535263.6095 | 23363379.2756 | 27790871.8567 | 28005882.5762 | 28221334.1124 | 28445338.4712 | 28680521.8528
Overhang Removals | Completion of program to eliminate risk from overhanging trees by reconfiguring, relocating or undergrounding network as required by Electricity Safety (Electric Line Clearance) Regulations 2010 | 1157000 | 7543556.4305 | 13311339.9568 | 7991880.3987 | 17896668.4882 | 31027876.8173 | 0 | 0 | 0 | 0
EDO fuses | Replacement of EDO fuses that present risk of fire ignition with Boric acid or group fusing | 3037000 | 1344081.5508 | 5328921.235 | 10414745.777 | 2223540.8204 | 1331030.131 | 1347135.3253 | 1363300.6291 | 1380079.8824 | 1397682.0642
Line clearance | Reconfiguration of network to increase line clearance of MV (primarily 22kV) circuit spans following survey and assessment in current regulatory period. | 0 | 0 | 0 | 0 | 2207600.5073 | 2016712.3197 | 2041114.1292 | 2065607.0137 | 2091030.1248 | 2117700.0973
Fall arrest systems | Program to commence installation of fall restraints on 66kV lattice towers to meet OHS (Prevention of Falls) Regulations 2003. | 0 | 0 | 0 | 0 | 385450.3834 | 1736929.491 | 1750367.661 | 1763833.382 | 1777833.6545 | 1792532.6158
Replace SWER OCRs with ACRs | Program to replace & upgrade 234 3-phase ACR controller & replace 525 Oil Circuit Reclosers on SWER systems with Automatic Circuit Reclosers to enable reclose settings on Total Fire Ban days. | 78000 | 5328762.47 | 5482747.6608 | 5302750.2734 | 0 | 1002418.8532 | 0 | 0 | 0 | 0
Woori Yallock GFN | Trial installation of a Rapid Earth Fault Current Limiter (REFCL; also known as GFN) at Woori Yallock zone substation | 0 | 323153.85 | 1917681.44 | 2101094.55 | 6010445.4962 | 0 | 0 | 0 | 0 | 0
Relay replacements | Replacement of Master Earth Fault relays at multiple zone substations to enable detection of downed conductors and provide monitoring & fault recording for Neutral Earth Resistors. | 0 | 293681.79 | 2205782.73 | 1595012.6 | 209596.0609 | 0 | 0 | 0 | 0 | 0
ACR Replacements | Replacement of 37 additional ACRs, 39 additional ACR controllers and modification of settings on 234 ACRs to enable reclose settings on Total Fire Ban days. | 0 | 1429424.53 | 994305.33 | 50249.57 | 2025.0827 | 0 | 0 | 0 | 0 | 0
Powerline Replacement Fund | Victorian Government initiative funding the replacement of bare overhead conductor with insulated or underground network in areas of very high fire risk. | 0 | 0 | 26450.12 | 5974333.1849 | 12857142.8571 | 12697894.0326 | 12385289.33 | 12080380.5255 | 11782978.1568 | 11492897.4258
Total |  | 4272000 | 17382322.3513 | 55281974.9308 | 59965329.9634 | 65155848.9718 | 77603733.5017 | 45529789.0217 | 45494455.6627 | 45477260.2897 | 45481334.0558
| Check | Historical ($000's, nominal) 2011: 0; Historical ($000's, nominal) 2012: 0; Historical ($000's, nominal) 2013: 0; Historical ($000's, nominal) 2014: 0; Forecast ($000's, real December 2015) 2015: 0
[6 empty] | 12857142.8571 | 12857142.8571 | 12857142.8571 | 12857142.8571 | 12857142.8571 | 12857142.8571 | PRF Capex in Nominal $
[6 empty] | 0 | 0 | 0 | 0 | 0 | 0 | Check

## Other ->
Other Outputs
Table of Contents

## Repex_Analysis
Replacement Volume Summary
| 2015 | 2016 | 2017 | 2018 | 2019 | 2020
Poles replaced | 0 | 0 | 0 | 0 | 0 | 0
Staked Poles | 0 | 0 | 0 | 0 | 0 | 0
Conductors - Steel | 0 | 0 | 0 | 0 | 0 | 0
Conductors - Copper | 0 | 0 | 0 | 0 | 0 | 0 | Copper replacements within ACSR below
Conductors - ACSR | 0 | 0 | 0 | 0 | 0 | 0
Conductors - Alum | 0 | 0 | 0 | 0 | 0 | 0
Crossarms | 0 | 0 | 0 | 0 | 0 | 0
Insulators | 0 | 0 | 0 | 0 | 0 | 0
Services - Unplanned | 0 | 0 | 0 | 0 | 0 | 0
Services - Planned | 0 | 0 | 0 | 0 | 0 | 0 |  | ABC component
Underground cables (Projects) | 0 | 0 | 0 | 0 | 0 | 0 |  | 0 | 0 | 0 | 0 | 0 | 0
Distribution Transformers | 0 | 0 | 0 | 0 | 0 | 0
Dist. Regulators | 0 | 0 | 0 | 0 | 0 | 0
Pole top Switches (Incl Gas) | 0 | 0 | 0 | 0 | 0 | 0
RMUs (Kiosk Substations) | 0 | 0 | 0 | 0 | 0 | 0
ACRs 3ph | 0 | 0 | 0 | 0 | 0 | 0
OCR 1ph | 0 | 0 | 0 | 0 | 0 | 0
HV Fuses | 0 | 0 | 0 | 0 | 0 | 0
Surge Diverters | 0 | 0 | 0 | 0 | 0 | 0
Zone Sub Transformers | 0 | 0 | 0 | 0 | 0 | 0
Instrument Transformers | 0 | 0 | 0 | 0 | 0 | 0
Circuit Breakers & disconnectors 22 kV | 0 | 0 | 0 | 0 | 0 | 0
Circuit Breakers & disconnectors 66kV | 0 | 0 | 0 | 0 | 0 | 0
Protection & Control | 0 | 0 | 0 | 0 | 0 | 0
Enhanced Prot & control 1ph & 3ph | 0 | 0 | 0 | 0 | 0 | 0
Communication Systems | 0 | 0 | 0 | 0 | 0 | 0
SCADA Remote | 0 | 0 | 0 | 0 | 0 | 0
Cap Cans | 0 | 0 | 0 | 0 | 0 | 0
NER | 0 | 0 | 0 | 0 | 0 | 0
Buildings & Civil infrastructure | 0 | 0 | 0 | 0 | 0 | 0
Bird & Animal proofing | 0 | 0 | 0 | 0 | 0 | 0
ZSS Major replacements | 0 | 0 | 0 | 0 | 0 | 0
Other 56M Undergrounding | 0 | 0 | 0 | 0 | 0 | 0
Dampers & Armour Rods | 0 | 0 | 0 | 0 | 0 | 0
Fall Arrests | 0 | 0 | 0 | 0 | 0 | 0
Other | 0 | 0 | 0 | 0 | 0 | 0