## Contents
AusNet Services Forecast Transmission Capex Model (FY20 to FY29) v9
#VALUE!
Methodology
Data Flow
Data¦Lists
Data¦Rates & Assumptions
Data¦Historic Capex-$Nom
Data¦Project Forecasts
Calc¦Project Details-$FY20
Calc¦Project Details-$Mar22
Calc¦Project Details-$Nom
Calc¦Project Details-$Nom+Mar22
Report¦Forecasts-$FY20
Report¦Forecasts-$Mar22
Report¦Forecasts-$Nom
Report¦Forecasts-$Nom+Mar22
Report¦Forecasts Eff-$FY20
Report¦Forecasts Eff-$Mar22
Report¦Forecasts Eff-$Nom
Report¦Forecasts Eff-$Nom+Mar22
Colour codes
Yellow cells are hard-coded
Grey cells are formulas
Orange cells are linked to external workbooks
Green cells represent unique formula that are intentioanlly different to the majority of the table they are in
Blue cells are intentionally left empty

## Methodology
Back to contents
AusNet Services Forecast Transmission Capex Model (FY20 to FY29) v9
#VALUE!
1. The calculations in this model have been adopted from the AER final determinations model (AER - AusNet Services 2017-22 - Capex model - April 2017.xlsm). The main methodology is contained in the "Calc¦Project Details-$FY20" sheet.
1.1. The direct 'as-incurred capex' for each project is split in columns L:V of the "Calc¦Project Details-$FY20" sheet by asset class based on the assumed allocations for each project on the "Data¦Projects" sheet in columns AO:BK and further by internal labour, external labour and materials costs based on the assumed weights located on the "Data¦Rates & Assumptions" sheet (rows 93:95).
1.2. Each of the costs are then escalated in columns X:AH of the "Calc¦Project Details-$FY20" sheet by the real cost escalators for the relevant year and cost type, which are located on sheet "Data¦Rates & Assumptions". The labour rates are contained in rows 28:29 and the materials rates are contained in rows 33:55, which are based on the PTRM asset classes.
1.3. Overhead costs are then calculated for the escalated costs for each project in columns AJ:AT based on the assumed overhead rates located in rows 87:89 of the "Data¦Rates &Assumptions" sheet. Overheads are positive for network costs and to IT costs but other non-network costs attract 0% overheads.
1.4. The total project costs (as incurred) are added up in columns AV:BF = Direct Project Cost + Real Escalation + Overheads.
1.5. The direct project costs are allocated to an as commissioned profile using one of two calculations (as per the previous AER determination capex model):
1.5(i). As commissioned percentages from each project are transposed from the "Data¦Projects" sheet into columns BH:BQ of the "Calc¦Project Details-$FY20" sheet. These percentages are applied to calculate the as commissioned capex in columns CE:CN when the column E indicates the as-commissioned percentages should be applied for the particular project. NOTE: the as commissioned percentages should include a positive percentage in or after the final year where capex is incurred. Otherwise not all capex is allocated to the as commissioned profile.
1.5(ii). The Manual Commissioning flags from each project are transposed from the "Data¦Projects" sheet into columns BT:CC of the "Calc¦Project Details-$FY20" sheet. These flags are applied to calculate the as commissioned capex in columns CE:CN when the column E indicates the as-commissioned percentages should NOT be applied for the particular project.
1.6. The escalation and overhead costs calculated in columns X:AH and AJ:AT project costs are allocated to an as commissioned profile in columns CP:CY and DA:DJ on the "Calc¦Project Details-$FY20" sheet using the proportions of the direct capex allocations to the as commissioned profile (as per the previous AER determination capex model). The calculation ensure that all capex is allocated once and not cost is counted twice in the as commissioned profile.
1.7. The total project costs (as commissioned) are added up in columns DL:DU = Direct Project Cost + Real Escalation + Overheads.
1.8. Column DW on the "Calc¦Project Details-$FY20" sheet provides a check to ensure that all "as incurred capex" is allocated to an "as commissioned" profile. It also ensures that the as incurred capex is only counted once in the forecast.
2. The "Calc¦Project Details-$Mar22", the "Calc¦Project Details-$Nom" and the "Calc¦Project Details-$Nom+Mar22" sheet replicate the "Calc¦Project Details-$FY20" sheet with the relevant inflation applied to derive a forecast using different real and nominal dollar expressions.
3. The "Report¦Forecasts-$FY20", "Report¦Forecasts-$Nom", "Report¦Forecasts-$Mar22" and "Report¦Forecasts-$Nom+Mar22" sheets summarise the capex calculates on each of the respective "Calc¦Project Details-$XXX" sheets.
4. The "Report¦Forecasts Eff-$FY20", "Report¦Forecasts Eff-$Nom", "Report¦Forecasts Eff-$Mar22" and "Report¦Forecasts Eff-$Nom+Mar22" sheets apply the 'efficiency' factor to the capex forecasts in the sheets list in step 4 above.
Notation
The 'FY18', 'FY19'…'FY27' notation is used throughout the model to denote the 'financial years' being reported. The financial years are currently 1 July to 30 June. In other words, FY22 represents the financial year starting on 1 July 2021 and ending on 30 June 2022.
The '$Mar22' notation is used throughout the model to denote the amounts presented in real dollars of 31 March 2022
The '$FY20' notation is used throughout the model to denote the amounts presented in real dollars of 30 June 2020.
The '$FY19' notation is used throughout the model to denote the amounts presented in real dollars of 30 June 2019.
The '$nom' notation is used throughout the model to denote the amounts presented in nominal dollars as recorded as the sum of the expenditures over the financial year without adjusting for inflationary measures.

## Data Flow
Back to contents
AusNet Services Forecast Transmission Capex Model (FY20 to FY29) v9
#VALUE!

## Data¦Lists
Back to contents
AusNet Services Forecast Transmission Capex Model (FY20 to FY29) v9
#VALUE!
| Projects | Project Number | Asset Class Rows | Input Cost Rows | Total Rows | First Row | Asset Classes | Input Costs | Years | Lookup Years Incurred | Lookup Years Commissioned | Index | Index | Project Number | Asset Class Number | Input Cost Number | Driver Category | Driver Sub Category
| HOTS SVC Replacement | 1 | 5 | 3 | 15 | 1 | Secondary | Materials | LTD | LTD | FY20 | 537 | 1 | 1 | 1 | 1 | Replacement - Major Station CBD | Major Station
| Moorabool Terminal Station Circuit Breaker Replacement | 2 | 5 | 3 | 15 | 16 | Switchgear | Labour - Internal | FY18 | FY20 | FY21 |  | 2 | 1 | 1 | 2 | Replacement - Major Station | Lines
| RCTS Transformer and Switchgear Replacement | 3 | 5 | 3 | 15 | 31 | Transformers | Labour - External | FY19 | FY21 | FY22 |  | 3 | 1 | 1 | 3 | Replacement - Other | Stations
| LYPS and HWTS 500kV Circuit Breaker Replacement Stage 2 | 4 | 5 | 3 | 15 | 46 | Reactive |  | FY20 | FY22 | FY23 |  | 4 | 1 | 2 | 1 | Security and Compliance | Secondary & Protection
| SMTS 330/220kV Transformer Replacement - Stage 2 | 5 | 5 | 3 | 15 | 61 | Towers and Conductor |  | FY21 | FY23 | FY24 |  | 5 | 1 | 2 | 2 | Non Network - Other | Communications
| ERTS Redevelopment - Stage 2 | 6 | 5 | 3 | 15 | 76 | Establishment |  | FY22 | FY24 | FY25 |  | 6 | 1 | 2 | 3 | Non Network - Vehicles | Instrument Transformers
| Purchase a spare transformer for WOTS | 7 | 5 | 3 | 15 | 91 | Communications |  | FY23 | FY25 | FY26 |  | 7 | 1 | 3 | 1 | Non Network - Premises | Fire protection systems
| TSTS Transformer and 66kV Circuit Breaker Replacement | 8 | 6 | 3 | 18 | 106 | Inventory |  | FY24 | FY26 | FY27 |  | 8 | 1 | 3 | 2 | Non Network - IT | Infrastructure security
| GTS 220 kV and 66kV Circuit Breaker Replacement | 9 | 5 | 3 | 15 | 124 | IT |  | FY25 | FY27 | FY28 |  | 9 | 1 | 3 | 3 |  | Structure Fall Arrests
| SYTS 500kV GIS Replacement | 10 | 5 | 3 | 15 | 139 | Vehicles |  | FY26 | FY28 | FY29 |  | 10 | 1 | 5 | 1 |  | Insulators
| BLTS 66kV and 22kV Circuit Breaker Replacement | 11 | 5 | 3 | 15 | 154 | Other (Non-Network) |  | FY27 | FY29 |  |  | 11 | 1 | 5 | 2 |  | Communications (S&C)
| SMTS 500kV GIS Replacement | 12 | 5 | 3 | 15 | 169 | Premises |  | FY28 |  |  |  | 12 | 1 | 5 | 3 |  | Vehicles
| KGTS transformer and Switchgear Replacement | 13 | 5 | 3 | 15 | 184 | Land |  | FY29 |  |  |  | 13 | 1 | 6 | 1 |  | Premises
| SHTS B2 and B3 Transformer Replacement | 14 | 5 | 3 | 15 | 199 | Easements | [5 empty] | 14 | 1 | 6 | 2 |  | Other (Non-Network)
| TTS 66kV Circuit Breaker Replacement | 15 | 5 | 3 | 15 | 214 | Equity raising costs (2003-08) | [5 empty] | 15 | 1 | 6 | 3 |  | IT
| KTS A4 500/220kV Transformer Replacement | 16 | 5 | 3 | 15 | 229 | Inventory Adjustment (Other non-network) | [5 empty] | 16 | 2 | 1 | 1
| DDTS H3 330/220kV Transformer and 330kV Circuit Breaker Replacement | 17 | 5 | 3 | 15 | 244 | Accelerated Depr | [5 empty] | 17 | 2 | 1 | 2
| WMTS Redevelopment Project | 18 | 4 | 3 | 12 | 259 | Insulators | [5 empty] | 18 | 2 | 1 | 3
| LYPS & HWTS 500kV CB Replacement Stage 1 | 19 | 1 | 3 | 3 | 271 | Instrument Transformers | [5 empty] | 19 | 2 | 2 | 1
| ERTS Redevelopment - Stage 1 | 20 | 4 | 3 | 12 | 274 | Spare straight-line tax asset class | [5 empty] | 20 | 2 | 2 | 2
| SVTS Redevelopment Project | 21 | 6 | 3 | 18 | 286 | Buildings | [5 empty] | 21 | 2 | 2 | 3
| XA09 - RTS Redevelopment Project | 22 | 5 | 3 | 15 | 304 | In-house software | [5 empty] | 22 | 2 | 3 | 1
| XA09 - RTS Redevelopment - Part II | 23 | 5 | 3 | 15 | 319 | Equity raising costs | [5 empty] | 23 | 2 | 3 | 2
| FBTS 220 & 66 kV CB Replacement Stage 1 | 24 | 1 | 3 | 3 | 334 | [6 empty] | 24 | 2 | 3 | 3
| HWPS 220kV CB Replacement - Stage 4 | 25 | 1 | 3 | 3 | 337 | [6 empty] | 25 | 2 | 5 | 1
| FBTS Transformer and CB Replacement | 26 | 6 | 3 | 18 | 340 | [6 empty] | 26 | 2 | 5 | 2
| HYTS 500kV CB Replacement | 27 | 1 | 3 | 3 | 358 | [6 empty] | 27 | 2 | 5 | 3
| SMTS H2 Transformer Replacement Stage 1 | 28 | 1 | 3 | 3 | 361 | [6 empty] | 28 | 2 | 6 | 1
| L1 & L2 DDTS & SMTS Disconn/E SW Repl. | 29 | 1 | 3 | 3 | 364 | [6 empty] | 29 | 2 | 6 | 2
| GNTS 66 kV CB Replacement | 30 | 1 | 3 | 3 | 367 | [6 empty] | 30 | 2 | 6 | 3
| HOTS 66kV Circuit Breaker Replacement | 31 | 1 | 3 | 3 | 370 | [6 empty] | 31 | 3 | 1 | 1
| FTS 66kV Circuit Breaker Replacement | 32 | 1 | 3 | 3 | 373 | [6 empty] | 32 | 3 | 1 | 2
| BETS Replace RTU, Prot and Control | 33 | 1 | 3 | 3 | 376 | [6 empty] | 33 | 3 | 1 | 3
| REFCL T2 ZS WORK - WOTS (Tx Component) | 34 | 5 | 3 | 15 | 379 | [6 empty] | 34 | 3 | 2 | 1
| Other station transformer replacement | 35 | 1 | 3 | 3 | 394 | [6 empty] | 35 | 3 | 2 | 2
| Power Transformers | 36 | 1 | 3 | 3 | 397 | [6 empty] | 36 | 3 | 2 | 3
| Power transformers - Bushings replacement | 37 | 1 | 3 | 3 | 400 | [6 empty] | 37 | 3 | 3 | 1
| Power transformers - improved safe access | 38 | 1 | 3 | 3 | 403 | [6 empty] | 38 | 3 | 3 | 2
| Circuit breakers | 39 | 1 | 3 | 3 | 406 | [6 empty] | 39 | 3 | 3 | 3
| Instrument transformers (Pre FY23) | 40 | 1 | 3 | 3 | 409 | [6 empty] | 40 | 3 | 5 | 1
| Instrument transformers (Post FY22) | 41 | 1 | 3 | 3 | 412 | [6 empty] | 41 | 3 | 5 | 2
| Current transformers | 42 | 1 | 3 | 3 | 415 | [6 empty] | 42 | 3 | 5 | 3
| Disconnectors | 43 | 1 | 3 | 3 | 418 | [6 empty] | 43 | 3 | 6 | 1
| Reactive plant | 44 | 1 | 3 | 3 | 421 | [6 empty] | 44 | 3 | 6 | 2
| On-line monitoring | 45 | 1 | 3 | 3 | 424 | [6 empty] | 45 | 3 | 6 | 3
| Fire protection systems | 46 | 1 | 3 | 3 | 427 | [6 empty] | 46 | 4 | 1 | 1
| Civils | 47 | 1 | 3 | 3 | 430 | [6 empty] | 47 | 4 | 1 | 2
| Infrastructure security | 48 | 1 | 3 | 3 | 433 | [6 empty] | 48 | 4 | 1 | 3
| Structure fall arrests | 49 | 1 | 3 | 3 | 436 | [6 empty] | 49 | 4 | 2 | 1
| Earth wires (incl. OPGW) | 50 | 1 | 3 | 3 | 439 | [6 empty] | 50 | 4 | 2 | 2
| Other Station works | 51 | 4 | 3 | 12 | 442 | [6 empty] | 51 | 4 | 2 | 3
| Conductor | 52 | 1 | 3 | 3 | 454 | [6 empty] | 52 | 4 | 3 | 1
| Power cables | 53 | 1 | 3 | 3 | 457 | [6 empty] | 53 | 4 | 3 | 2
| Insulators (Pre FY23) | 54 | 1 | 3 | 3 | 460 | [6 empty] | 54 | 4 | 3 | 3
| Insulators (Post FY22) | 55 | 1 | 3 | 3 | 463 | [6 empty] | 55 | 4 | 5 | 1
| Towers | 56 | 1 | 3 | 3 | 466 | [6 empty] | 56 | 4 | 5 | 2
| Secondary & Protection program | 58 | 1 | 3 | 3 | 469 | [6 empty] | 57 | 4 | 5 | 3
| Comms program | 59 | 1 | 3 | 3 | 472 | [6 empty] | 58 | 4 | 6 | 1
| Comms program - safety and security | 60 | 1 | 3 | 3 | 475 | [6 empty] | 59 | 4 | 6 | 2
| Non-System - Motor Vehicles | 61 | 1 | 3 | 3 | 478 | [6 empty] | 60 | 4 | 6 | 3
| Non-System - Premises | 62 | 1 | 3 | 3 | 481 | [6 empty] | 61 | 5 | 1 | 1
| Non-System - Other | 63 | 1 | 3 | 3 | 484 | [6 empty] | 62 | 5 | 1 | 2
| IT Program - Current Period | 64 | 1 | 3 | 3 | 487 | [6 empty] | 63 | 5 | 1 | 3
| Corporate Enablement | 65 | 2 | 3 | 6 | 490 | [6 empty] | 64 | 5 | 2 | 1
| Workforce Collaboration | 66 | 2 | 3 | 6 | 496 | [6 empty] | 65 | 5 | 2 | 2
| Information Management | 67 | 2 | 3 | 6 | 502 | [6 empty] | 66 | 5 | 2 | 3
| Cyber Security | 68 | 2 | 3 | 6 | 508 | [6 empty] | 67 | 5 | 3 | 1
| Corporate Communications | 69 | 2 | 3 | 6 | 514 | [6 empty] | 68 | 5 | 3 | 2
| Intelligent Network Ops | 70 | 2 | 3 | 6 | 520 | [6 empty] | 69 | 5 | 3 | 3
| TAM- Apps | 71 | 2 | 3 | 6 | 526 | [6 empty] | 70 | 5 | 5 | 1
| TAM- Infra | 72 | 2 | 3 | 6 | 532 | [6 empty] | 71 | 5 | 5 | 2
| Project 67 | 73 | 0 | 3 | 0 | 538 | [6 empty] | 72 | 5 | 5 | 3
| Project 68 | 74 | 0 | 3 | 0 | 538 | [6 empty] | 73 | 5 | 6 | 1
| Project 69 | 75 | 0 | 3 | 0 | 538 | [6 empty] | 74 | 5 | 6 | 2
| Project 70 | 76 | 0 | 3 | 0 | 538 | [6 empty] | 75 | 5 | 6 | 3
[13 empty] | 76 | 6 | 1 | 1
[13 empty] | 77 | 6 | 1 | 2
[13 empty] | 78 | 6 | 1 | 3
[13 empty] | 79 | 6 | 2 | 1
[13 empty] | 80 | 6 | 2 | 2
[13 empty] | 81 | 6 | 2 | 3
[13 empty] | 82 | 6 | 3 | 1
[13 empty] | 83 | 6 | 3 | 2
[13 empty] | 84 | 6 | 3 | 3
[13 empty] | 85 | 6 | 5 | 1
[13 empty] | 86 | 6 | 5 | 2
[13 empty] | 87 | 6 | 5 | 3
[13 empty] | 88 | 6 | 6 | 1
[13 empty] | 89 | 6 | 6 | 2
[13 empty] | 90 | 6 | 6 | 3
[13 empty] | 91 | 7 | 1 | 1
[13 empty] | 92 | 7 | 1 | 2
[13 empty] | 93 | 7 | 1 | 3
[13 empty] | 94 | 7 | 2 | 1
[13 empty] | 95 | 7 | 2 | 2
[13 empty] | 96 | 7 | 2 | 3
[13 empty] | 97 | 7 | 3 | 1
[13 empty] | 98 | 7 | 3 | 2
[13 empty] | 99 | 7 | 3 | 3
[13 empty] | 100 | 7 | 5 | 1
[13 empty] | 101 | 7 | 5 | 2
[13 empty] | 102 | 7 | 5 | 3
[13 empty] | 103 | 7 | 6 | 1
[13 empty] | 104 | 7 | 6 | 2
[13 empty] | 105 | 7 | 6 | 3
[13 empty] | 106 | 8 | 1 | 1
[13 empty] | 107 | 8 | 1 | 2
[13 empty] | 108 | 8 | 1 | 3
[13 empty] | 109 | 8 | 2 | 1
[13 empty] | 110 | 8 | 2 | 2
[13 empty] | 111 | 8 | 2 | 3
[13 empty] | 112 | 8 | 3 | 1
[13 empty] | 113 | 8 | 3 | 2
[13 empty] | 114 | 8 | 3 | 3
[13 empty] | 115 | 8 | 5 | 1
[13 empty] | 116 | 8 | 5 | 2
[13 empty] | 117 | 8 | 5 | 3
[13 empty] | 118 | 8 | 6 | 1
[13 empty] | 119 | 8 | 6 | 2
[13 empty] | 120 | 8 | 6 | 3
[13 empty] | 121 | 8 | 7 | 1
[13 empty] | 122 | 8 | 7 | 2
[13 empty] | 123 | 8 | 7 | 3
[13 empty] | 124 | 9 | 1 | 1
[13 empty] | 125 | 9 | 1 | 2
[13 empty] | 126 | 9 | 1 | 3
[13 empty] | 127 | 9 | 2 | 1
[13 empty] | 128 | 9 | 2 | 2
[13 empty] | 129 | 9 | 2 | 3
[13 empty] | 130 | 9 | 3 | 1
[13 empty] | 131 | 9 | 3 | 2
[13 empty] | 132 | 9 | 3 | 3
[13 empty] | 133 | 9 | 5 | 1
[13 empty] | 134 | 9 | 5 | 2
[13 empty] | 135 | 9 | 5 | 3
[13 empty] | 136 | 9 | 6 | 1
[13 empty] | 137 | 9 | 6 | 2
[13 empty] | 138 | 9 | 6 | 3
[13 empty] | 139 | 10 | 1 | 1
[13 empty] | 140 | 10 | 1 | 2
[13 empty] | 141 | 10 | 1 | 3
[13 empty] | 142 | 10 | 2 | 1
[13 empty] | 143 | 10 | 2 | 2
[13 empty] | 144 | 10 | 2 | 3
[13 empty] | 145 | 10 | 3 | 1
[13 empty] | 146 | 10 | 3 | 2
[13 empty] | 147 | 10 | 3 | 3
[13 empty] | 148 | 10 | 5 | 1
[13 empty] | 149 | 10 | 5 | 2
[13 empty] | 150 | 10 | 5 | 3
[13 empty] | 151 | 10 | 6 | 1
[13 empty] | 152 | 10 | 6 | 2
[13 empty] | 153 | 10 | 6 | 3
[13 empty] | 154 | 11 | 1 | 1
[13 empty] | 155 | 11 | 1 | 2
[13 empty] | 156 | 11 | 1 | 3
[13 empty] | 157 | 11 | 2 | 1
[13 empty] | 158 | 11 | 2 | 2
[13 empty] | 159 | 11 | 2 | 3
[13 empty] | 160 | 11 | 3 | 1
[13 empty] | 161 | 11 | 3 | 2
[13 empty] | 162 | 11 | 3 | 3
[13 empty] | 163 | 11 | 5 | 1
[13 empty] | 164 | 11 | 5 | 2
[13 empty] | 165 | 11 | 5 | 3
[13 empty] | 166 | 11 | 6 | 1
[13 empty] | 167 | 11 | 6 | 2
[13 empty] | 168 | 11 | 6 | 3
[13 empty] | 169 | 12 | 1 | 1
[13 empty] | 170 | 12 | 1 | 2
[13 empty] | 171 | 12 | 1 | 3
[13 empty] | 172 | 12 | 2 | 1
[13 empty] | 173 | 12 | 2 | 2
[13 empty] | 174 | 12 | 2 | 3
[13 empty] | 175 | 12 | 3 | 1
[13 empty] | 176 | 12 | 3 | 2
[13 empty] | 177 | 12 | 3 | 3
[13 empty] | 178 | 12 | 5 | 1
[13 empty] | 179 | 12 | 5 | 2
[13 empty] | 180 | 12 | 5 | 3
[13 empty] | 181 | 12 | 6 | 1
[13 empty] | 182 | 12 | 6 | 2
[13 empty] | 183 | 12 | 6 | 3
[13 empty] | 184 | 13 | 1 | 1
[13 empty] | 185 | 13 | 1 | 2
[13 empty] | 186 | 13 | 1 | 3
[13 empty] | 187 | 13 | 2 | 1
[13 empty] | 188 | 13 | 2 | 2
[13 empty] | 189 | 13 | 2 | 3
[13 empty] | 190 | 13 | 3 | 1
[13 empty] | 191 | 13 | 3 | 2
[13 empty] | 192 | 13 | 3 | 3
[13 empty] | 193 | 13 | 5 | 1
[13 empty] | 194 | 13 | 5 | 2
[13 empty] | 195 | 13 | 5 | 3
[13 empty] | 196 | 13 | 6 | 1
[13 empty] | 197 | 13 | 6 | 2
[13 empty] | 198 | 13 | 6 | 3
[13 empty] | 199 | 14 | 1 | 1
[13 empty] | 200 | 14 | 1 | 2
[13 empty] | 201 | 14 | 1 | 3
[13 empty] | 202 | 14 | 2 | 1
[13 empty] | 203 | 14 | 2 | 2
[13 empty] | 204 | 14 | 2 | 3
[13 empty] | 205 | 14 | 3 | 1
[13 empty] | 206 | 14 | 3 | 2
[13 empty] | 207 | 14 | 3 | 3
[13 empty] | 208 | 14 | 5 | 1
[13 empty] | 209 | 14 | 5 | 2
[13 empty] | 210 | 14 | 5 | 3
[13 empty] | 211 | 14 | 6 | 1
[13 empty] | 212 | 14 | 6 | 2
[13 empty] | 213 | 14 | 6 | 3
[13 empty] | 214 | 15 | 1 | 1
[13 empty] | 215 | 15 | 1 | 2
[13 empty] | 216 | 15 | 1 | 3
[13 empty] | 217 | 15 | 2 | 1
[13 empty] | 218 | 15 | 2 | 2
[13 empty] | 219 | 15 | 2 | 3
[13 empty] | 220 | 15 | 3 | 1
[13 empty] | 221 | 15 | 3 | 2
[13 empty] | 222 | 15 | 3 | 3
[13 empty] | 223 | 15 | 5 | 1
[13 empty] | 224 | 15 | 5 | 2
[13 empty] | 225 | 15 | 5 | 3
[13 empty] | 226 | 15 | 6 | 1
[13 empty] | 227 | 15 | 6 | 2
[13 empty] | 228 | 15 | 6 | 3
[13 empty] | 229 | 16 | 1 | 1
[13 empty] | 230 | 16 | 1 | 2
[13 empty] | 231 | 16 | 1 | 3
[13 empty] | 232 | 16 | 2 | 1
[13 empty] | 233 | 16 | 2 | 2
[13 empty] | 234 | 16 | 2 | 3
[13 empty] | 235 | 16 | 3 | 1
[13 empty] | 236 | 16 | 3 | 2
[13 empty] | 237 | 16 | 3 | 3
[13 empty] | 238 | 16 | 5 | 1
[13 empty] | 239 | 16 | 5 | 2
[13 empty] | 240 | 16 | 5 | 3
[13 empty] | 241 | 16 | 6 | 1
[13 empty] | 242 | 16 | 6 | 2
[13 empty] | 243 | 16 | 6 | 3
[13 empty] | 244 | 17 | 1 | 1
[13 empty] | 245 | 17 | 1 | 2
[13 empty] | 246 | 17 | 1 | 3
[13 empty] | 247 | 17 | 2 | 1
[13 empty] | 248 | 17 | 2 | 2
[13 empty] | 249 | 17 | 2 | 3
[13 empty] | 250 | 17 | 3 | 1
[13 empty] | 251 | 17 | 3 | 2
[13 empty] | 252 | 17 | 3 | 3
[13 empty] | 253 | 17 | 5 | 1
[13 empty] | 254 | 17 | 5 | 2
[13 empty] | 255 | 17 | 5 | 3
[13 empty] | 256 | 17 | 6 | 1
[13 empty] | 257 | 17 | 6 | 2
[13 empty] | 258 | 17 | 6 | 3
[13 empty] | 259 | 18 | 1 | 1
[13 empty] | 260 | 18 | 1 | 2
[13 empty] | 261 | 18 | 1 | 3
[13 empty] | 262 | 18 | 2 | 1
[13 empty] | 263 | 18 | 2 | 2
[13 empty] | 264 | 18 | 2 | 3
[13 empty] | 265 | 18 | 3 | 1
[13 empty] | 266 | 18 | 3 | 2
[13 empty] | 267 | 18 | 3 | 3
[13 empty] | 268 | 18 | 6 | 1
[13 empty] | 269 | 18 | 6 | 2
[13 empty] | 270 | 18 | 6 | 3
[13 empty] | 271 | 19 | 2 | 1
[13 empty] | 272 | 19 | 2 | 2
[13 empty] | 273 | 19 | 2 | 3
[13 empty] | 274 | 20 | 1 | 1
[13 empty] | 275 | 20 | 1 | 2
[13 empty] | 276 | 20 | 1 | 3
[13 empty] | 277 | 20 | 2 | 1
[13 empty] | 278 | 20 | 2 | 2
[13 empty] | 279 | 20 | 2 | 3
[13 empty] | 280 | 20 | 3 | 1
[13 empty] | 281 | 20 | 3 | 2
[13 empty] | 282 | 20 | 3 | 3
[13 empty] | 283 | 20 | 6 | 1
[13 empty] | 284 | 20 | 6 | 2
[13 empty] | 285 | 20 | 6 | 3
[13 empty] | 286 | 21 | 1 | 1
[13 empty] | 287 | 21 | 1 | 2
[13 empty] | 288 | 21 | 1 | 3
[13 empty] | 289 | 21 | 2 | 1
[13 empty] | 290 | 21 | 2 | 2
[13 empty] | 291 | 21 | 2 | 3
[13 empty] | 292 | 21 | 3 | 1
[13 empty] | 293 | 21 | 3 | 2
[13 empty] | 294 | 21 | 3 | 3
[13 empty] | 295 | 21 | 5 | 1
[13 empty] | 296 | 21 | 5 | 2
[13 empty] | 297 | 21 | 5 | 3
[13 empty] | 298 | 21 | 6 | 1
[13 empty] | 299 | 21 | 6 | 2
[13 empty] | 300 | 21 | 6 | 3
[13 empty] | 301 | 21 | 7 | 1
[13 empty] | 302 | 21 | 7 | 2
[13 empty] | 303 | 21 | 7 | 3
[13 empty] | 304 | 22 | 1 | 1
[13 empty] | 305 | 22 | 1 | 2
[13 empty] | 306 | 22 | 1 | 3
[13 empty] | 307 | 22 | 2 | 1
[13 empty] | 308 | 22 | 2 | 2
[13 empty] | 309 | 22 | 2 | 3
[13 empty] | 310 | 22 | 3 | 1
[13 empty] | 311 | 22 | 3 | 2
[13 empty] | 312 | 22 | 3 | 3
[13 empty] | 313 | 22 | 5 | 1
[13 empty] | 314 | 22 | 5 | 2
[13 empty] | 315 | 22 | 5 | 3
[13 empty] | 316 | 22 | 6 | 1
[13 empty] | 317 | 22 | 6 | 2
[13 empty] | 318 | 22 | 6 | 3
[13 empty] | 319 | 23 | 1 | 1
[13 empty] | 320 | 23 | 1 | 2
[13 empty] | 321 | 23 | 1 | 3
[13 empty] | 322 | 23 | 2 | 1
[13 empty] | 323 | 23 | 2 | 2
[13 empty] | 324 | 23 | 2 | 3
[13 empty] | 325 | 23 | 3 | 1
[13 empty] | 326 | 23 | 3 | 2
[13 empty] | 327 | 23 | 3 | 3
[13 empty] | 328 | 23 | 5 | 1
[13 empty] | 329 | 23 | 5 | 2
[13 empty] | 330 | 23 | 5 | 3
[13 empty] | 331 | 23 | 6 | 1
[13 empty] | 332 | 23 | 6 | 2
[13 empty] | 333 | 23 | 6 | 3
[13 empty] | 334 | 24 | 2 | 1
[13 empty] | 335 | 24 | 2 | 2
[13 empty] | 336 | 24 | 2 | 3
[13 empty] | 337 | 25 | 2 | 1
[13 empty] | 338 | 25 | 2 | 2
[13 empty] | 339 | 25 | 2 | 3
[13 empty] | 340 | 26 | 1 | 1
[13 empty] | 341 | 26 | 1 | 2
[13 empty] | 342 | 26 | 1 | 3
[13 empty] | 343 | 26 | 2 | 1
[13 empty] | 344 | 26 | 2 | 2
[13 empty] | 345 | 26 | 2 | 3
[13 empty] | 346 | 26 | 3 | 1
[13 empty] | 347 | 26 | 3 | 2
[13 empty] | 348 | 26 | 3 | 3
[13 empty] | 349 | 26 | 5 | 1
[13 empty] | 350 | 26 | 5 | 2
[13 empty] | 351 | 26 | 5 | 3
[13 empty] | 352 | 26 | 6 | 1
[13 empty] | 353 | 26 | 6 | 2
[13 empty] | 354 | 26 | 6 | 3
[13 empty] | 355 | 26 | 7 | 1
[13 empty] | 356 | 26 | 7 | 2
[13 empty] | 357 | 26 | 7 | 3
[13 empty] | 358 | 27 | 2 | 1
[13 empty] | 359 | 27 | 2 | 2
[13 empty] | 360 | 27 | 2 | 3
[13 empty] | 361 | 28 | 3 | 1
[13 empty] | 362 | 28 | 3 | 2
[13 empty] | 363 | 28 | 3 | 3
[13 empty] | 364 | 29 | 2 | 1
[13 empty] | 365 | 29 | 2 | 2
[13 empty] | 366 | 29 | 2 | 3
[13 empty] | 367 | 30 | 2 | 1
[13 empty] | 368 | 30 | 2 | 2
[13 empty] | 369 | 30 | 2 | 3
[13 empty] | 370 | 31 | 2 | 1
[13 empty] | 371 | 31 | 2 | 2
[13 empty] | 372 | 31 | 2 | 3
[13 empty] | 373 | 32 | 2 | 1
[13 empty] | 374 | 32 | 2 | 2
[13 empty] | 375 | 32 | 2 | 3
[13 empty] | 376 | 33 | 1 | 1
[13 empty] | 377 | 33 | 1 | 2
[13 empty] | 378 | 33 | 1 | 3
[13 empty] | 379 | 34 | 1 | 1
[13 empty] | 380 | 34 | 1 | 2
[13 empty] | 381 | 34 | 1 | 3
[13 empty] | 382 | 34 | 2 | 1
[13 empty] | 383 | 34 | 2 | 2
[13 empty] | 384 | 34 | 2 | 3
[13 empty] | 385 | 34 | 3 | 1
[13 empty] | 386 | 34 | 3 | 2
[13 empty] | 387 | 34 | 3 | 3
[13 empty] | 388 | 34 | 5 | 1
[13 empty] | 389 | 34 | 5 | 2
[13 empty] | 390 | 34 | 5 | 3
[13 empty] | 391 | 34 | 6 | 1
[13 empty] | 392 | 34 | 6 | 2
[13 empty] | 393 | 34 | 6 | 3
[13 empty] | 394 | 35 | 3 | 1
[13 empty] | 395 | 35 | 3 | 2
[13 empty] | 396 | 35 | 3 | 3
[13 empty] | 397 | 36 | 3 | 1
[13 empty] | 398 | 36 | 3 | 2
[13 empty] | 399 | 36 | 3 | 3
[13 empty] | 400 | 37 | 3 | 1
[13 empty] | 401 | 37 | 3 | 2
[13 empty] | 402 | 37 | 3 | 3
[13 empty] | 403 | 38 | 3 | 1
[13 empty] | 404 | 38 | 3 | 2
[13 empty] | 405 | 38 | 3 | 3
[13 empty] | 406 | 39 | 2 | 1
[13 empty] | 407 | 39 | 2 | 2
[13 empty] | 408 | 39 | 2 | 3
[13 empty] | 409 | 40 | 2 | 1
[13 empty] | 410 | 40 | 2 | 2
[13 empty] | 411 | 40 | 2 | 3
[13 empty] | 412 | 41 | 19 | 1
[13 empty] | 413 | 41 | 19 | 2
[13 empty] | 414 | 41 | 19 | 3
[13 empty] | 415 | 42 | 2 | 1
[13 empty] | 416 | 42 | 2 | 2
[13 empty] | 417 | 42 | 2 | 3
[13 empty] | 418 | 43 | 2 | 1
[13 empty] | 419 | 43 | 2 | 2
[13 empty] | 420 | 43 | 2 | 3
[13 empty] | 421 | 44 | 4 | 1
[13 empty] | 422 | 44 | 4 | 2
[13 empty] | 423 | 44 | 4 | 3
[13 empty] | 424 | 45 | 6 | 1
[13 empty] | 425 | 45 | 6 | 2
[13 empty] | 426 | 45 | 6 | 3
[13 empty] | 427 | 46 | 6 | 1
[13 empty] | 428 | 46 | 6 | 2
[13 empty] | 429 | 46 | 6 | 3
[13 empty] | 430 | 47 | 6 | 1
[13 empty] | 431 | 47 | 6 | 2
[13 empty] | 432 | 47 | 6 | 3
[13 empty] | 433 | 48 | 6 | 1
[13 empty] | 434 | 48 | 6 | 2
[13 empty] | 435 | 48 | 6 | 3
[13 empty] | 436 | 49 | 5 | 1
[13 empty] | 437 | 49 | 5 | 2
[13 empty] | 438 | 49 | 5 | 3
[13 empty] | 439 | 50 | 5 | 1
[13 empty] | 440 | 50 | 5 | 2
[13 empty] | 441 | 50 | 5 | 3
[13 empty] | 442 | 51 | 1 | 1
[13 empty] | 443 | 51 | 1 | 2
[13 empty] | 444 | 51 | 1 | 3
[13 empty] | 445 | 51 | 2 | 1
[13 empty] | 446 | 51 | 2 | 2
[13 empty] | 447 | 51 | 2 | 3
[13 empty] | 448 | 51 | 3 | 1
[13 empty] | 449 | 51 | 3 | 2
[13 empty] | 450 | 51 | 3 | 3
[13 empty] | 451 | 51 | 6 | 1
[13 empty] | 452 | 51 | 6 | 2
[13 empty] | 453 | 51 | 6 | 3
[13 empty] | 454 | 52 | 5 | 1
[13 empty] | 455 | 52 | 5 | 2
[13 empty] | 456 | 52 | 5 | 3
[13 empty] | 457 | 53 | 5 | 1
[13 empty] | 458 | 53 | 5 | 2
[13 empty] | 459 | 53 | 5 | 3
[13 empty] | 460 | 54 | 5 | 1
[13 empty] | 461 | 54 | 5 | 2
[13 empty] | 462 | 54 | 5 | 3
[13 empty] | 463 | 55 | 18 | 1
[13 empty] | 464 | 55 | 18 | 2
[13 empty] | 465 | 55 | 18 | 3
[13 empty] | 466 | 56 | 5 | 1
[13 empty] | 467 | 56 | 5 | 2
[13 empty] | 468 | 56 | 5 | 3
[13 empty] | 469 | 57 | 1 | 1
[13 empty] | 470 | 57 | 1 | 2
[13 empty] | 471 | 57 | 1 | 3
[13 empty] | 472 | 58 | 7 | 1
[13 empty] | 473 | 58 | 7 | 2
[13 empty] | 474 | 58 | 7 | 3
[13 empty] | 475 | 59 | 7 | 1
[13 empty] | 476 | 59 | 7 | 2
[13 empty] | 477 | 59 | 7 | 3
[13 empty] | 478 | 60 | 10 | 1
[13 empty] | 479 | 60 | 10 | 2
[13 empty] | 480 | 60 | 10 | 3
[13 empty] | 481 | 61 | 12 | 1
[13 empty] | 482 | 61 | 12 | 2
[13 empty] | 483 | 61 | 12 | 3
[13 empty] | 484 | 62 | 11 | 1
[13 empty] | 485 | 62 | 11 | 2
[13 empty] | 486 | 62 | 11 | 3
[13 empty] | 487 | 63 | 9 | 1
[13 empty] | 488 | 63 | 9 | 2
[13 empty] | 489 | 63 | 9 | 3
[13 empty] | 490 | 64 | 9 | 1
[13 empty] | 491 | 64 | 9 | 2
[13 empty] | 492 | 64 | 9 | 3
[13 empty] | 493 | 64 | 22 | 1
[13 empty] | 494 | 64 | 22 | 2
[13 empty] | 495 | 64 | 22 | 3
[13 empty] | 496 | 65 | 9 | 1
[13 empty] | 497 | 65 | 9 | 2
[13 empty] | 498 | 65 | 9 | 3
[13 empty] | 499 | 65 | 22 | 1
[13 empty] | 500 | 65 | 22 | 2
[13 empty] | 501 | 65 | 22 | 3
[13 empty] | 502 | 66 | 9 | 1
[13 empty] | 503 | 66 | 9 | 2
[13 empty] | 504 | 66 | 9 | 3
[13 empty] | 505 | 66 | 22 | 1
[13 empty] | 506 | 66 | 22 | 2
[13 empty] | 507 | 66 | 22 | 3
[13 empty] | 508 | 67 | 9 | 1
[13 empty] | 509 | 67 | 9 | 2
[13 empty] | 510 | 67 | 9 | 3
[13 empty] | 511 | 67 | 22 | 1
[13 empty] | 512 | 67 | 22 | 2
[13 empty] | 513 | 67 | 22 | 3
[13 empty] | 514 | 68 | 9 | 1
[13 empty] | 515 | 68 | 9 | 2
[13 empty] | 516 | 68 | 9 | 3
[13 empty] | 517 | 68 | 22 | 1
[13 empty] | 518 | 68 | 22 | 2
[13 empty] | 519 | 68 | 22 | 3
[13 empty] | 520 | 69 | 9 | 1
[13 empty] | 521 | 69 | 9 | 2
[13 empty] | 522 | 69 | 9 | 3
[13 empty] | 523 | 69 | 22 | 1
[13 empty] | 524 | 69 | 22 | 2
[13 empty] | 525 | 69 | 22 | 3
[13 empty] | 526 | 70 | 9 | 1
[13 empty] | 527 | 70 | 9 | 2
[13 empty] | 528 | 70 | 9 | 3
[13 empty] | 529 | 70 | 22 | 1
[13 empty] | 530 | 70 | 22 | 2
[13 empty] | 531 | 70 | 22 | 3
[13 empty] | 532 | 71 | 9 | 1
[13 empty] | 533 | 71 | 9 | 2
[13 empty] | 534 | 71 | 9 | 3
[13 empty] | 535 | 71 | 22 | 1
[13 empty] | 536 | 71 | 22 | 2
[13 empty] | 537 | 71 | 22 | 3

## CapOH
$Nominal
Overheads | Actual* |  |  | Forecast
| FY17/18 | FY18/19 | FY19/20 | FY20/21 | FY21/22 | FY22/23 | FY23/24 | FY24/25 | FY25/26 | FY26/27
Network | 8983.3275 | 6244.7994 | 6068.3287 | 7691.2849 | 6259.2761 | 7184.7164 | 7909.4699 | 7870.1684 | 8298.9333 | 8350.7035
IT | 736.7317 | 824.8253 | 732.4537 | 373.9905 | 394.2741 | 385.066 | 377.0604 | 386.2984 | 395.7627 | 405.4589
Total | 9720.0592 | 7069.6247 | 6800.7824 | 8065.2754 | 6653.5503 | 7569.7824 | 8286.5303 | 8256.4668 | 8694.6959 | 8756.1623
Network - Direct, $Nom | 110600.9142 | 122070.8798 | 127308.8615 | 113338.7716 | 102868.3613 | 149467.5628 | 151932.6584 | 150465.5689 | 120811.1665 | 91945.8115
IT - Direct, $Nom | 8699.8246 | 11246.4434 | 11261.529 | 19055.3524 | 17366.5503 | 17753.463 | 18348.2811 | 19362.9948 | 15018.6198 | 12928.032
Overhead rates | FY17/18 | FY18/19 | FY19/20 | FY20/21 | FY21/22 | FY22/23 | FY23/24 | FY24/25 | FY25/26 | FY26/27
Network | 8.122% | 5.116% | 4.767% | 6.786% | 6.085% | 4.807% | 5.206% | 5.231% | 6.869% | 9.082%
IT | 8.468% | 7.334% | 6.504% | 1.963% | 2.27% | 2.169% | 2.055% | 1.995% | 2.635% | 3.136%
Average FY18-22 | FY17/18: 6.175%
* Actual overheads sourced from annual reg accounts.

## Data¦Rates & Assumptions
Back to contents
AusNet Services Forecast Transmission Capex Model (FY20 to FY29) v9
#VALUE!
| Item | Value
| Model Name | AusNet Services Forecast Transmission Capex Model (FY20 to FY29) v9
Efficiency Factor
| Item | LTD | FY18 | FY19 | FY20 | FY21 | FY22 | FY23 | FY24 | FY25 | FY26 | FY27 | FY28 | FY29
| Efficiency Factor | 0% | bar: FY18 to FY29
Inflation Inputs
|  | 2011-09-30 | 2012-09-30 | 2013-09-30 | 2014-09-30 | 2015-09-30 | 2016-03-31 | 2016-09-30 | 2017-09-30 | 2018-09-30 | 2019-09-30 | 2020-09-30 | 2021-03-01 | 2021-09-30 | 2022-09-30 | 2023-09-30 | 2024-09-30 | 2025-09-30 | 2026-09-30 | 2027-09-30
|  | Actual | Actual | Actual | Actual | Actual | Actual | Actual | Actual | Actual | Actual | Forecast | Forecast | Forecast | Forecast | Forecast | Forecast | Forecast | Forecast | Forecast
| Applies to year | FY12/13 | FY13/14 | FY14/15 | FY15/16 | FY16/17 | End '17 | FY17/18 | FY18/19 | FY19/20 | FY20/21 | FY21/22 | End '22 | FY22/23 | FY23/24 | FY24/25 | FY25/26 | FY26/27 | FY26/28 | FY26/29
| CPI - 8 Capital cities (Prior Sept qtr, Re-based in Sep-12) | 99.8 | 101.8 | 104 | 106.4 | 108 | 108.2 | 109.4 | 111.4 | 113.5 | 115.4 | 117.6122 | 118.71 | 119.8181 | 121.3795 | 122.5125 | 124.109 | 125.2674 | 126.8998 | 128.0843
| Annual inflation (Sept to Sept) | 3.52% | 2.004% | 2.161% | 2.308% | 1.504% | 0.1852% | 1.296% | 1.828% | 1.885% | 1.674% | 1.917% | 0.9334% | 1.876% | 2.249% | 2.249% | 2.249% | 2.249% | 2.249% | 2.249%
| Inflation index - nominal to $ March 2017 | 108.4% | 106.3% | 104% | 101.7% | 100.2% | 100% | 98.9% | 97.13% | 95.33% | 93.76% | 92% | 91.15% | 90.3% | 89.14% | 88.32% | 87.18% | 86.38% | 85.26% | 84.48%
| Inflation index - nominal to $ 2015/16 | 106.6% | 104.5% | 102.3% | 100% | 98.52% | 98.34% | 97.26% | 95.51% | 93.74% | 92.2% | 90.47% | 89.63% | 88.8% | 87.66% | 86.85% | 85.73% | 84.94% | 83.85% | 83.07%
| Inflation index - nominal to $ 2019/20 | FY12/13: 113.7%; FY13/14: 111.5%; FY14/15: 109.1%; FY15/16: 106.7%; FY16/17: 105.1%; End '17: 104.9%; FY17/18: 103.7%; FY18/19: 101.9%; FY19/20: 100%
| Inflation index - $2017/18 to nominal | [6 empty] | 100% | 101.8% | 103.7% | 105.5% | 107.5% | 108.5% | 110.5% | 113% | 115.6% | 118.2% | 120.8% | 123.5% | 126.3%
| Inflation index - $2019/20 to nominal | FY19/20: 100%; FY20/21: 101.7%; FY21/22: 103.6%; End '22: 104.6%; FY22/23: 106.6%; FY23/24: 108.9%; FY24/25: 111.4%; FY25/26: 113.9%; FY26/27: 116.5%; FY26/28: 119.1%; FY26/29: 121.8%
| Inflation index - nominal to $ March 2022 | [6 empty] | 108.5% | 106.6% | 104.6% | 102.9% | 100.9% | 100% | 99.08% | 97.8% | 96.9% | 95.65% | 94.77% | 93.55% | 92.68%
| Labour Rates | FY22/23: 1.0694
| Item |  | LTD | FY20 | FY21 | FY22 | FY23 | FY24 | FY25 | FY26 | FY27 | FY28 | FY29
| Labour - Internal |  | 0% | 0.58% | 0.3659% | 0.6191% | 0.5196% | 0.5008% | 0.7797% | 1.101% | 1.101% | 1.101% | 1.101%
| Labour - External |  | 0% | 0.58% | -0.2629% | 0.1174% | 0.3971% | 0.5618% | 1.039% | 1.245% | 1.245% | 1.245% | 1.245%
Materials Real Cost Rates
| Item |  | LTD | FY20 | FY21 | FY22 | FY23 | FY24 | FY25 | FY26 | FY27 | FY28 | FY29
| Secondary |  | 0% | bar: FY20 to FY29
| Switchgear |  | 0% | bar: FY20 to FY29
| Transformers |  | 0% | bar: FY20 to FY29
| Reactive |  | 0% | bar: FY20 to FY29
| Towers and Conductor |  | 0% | bar: FY20 to FY29
| Establishment |  | 0% | bar: FY20 to FY29
| Communications |  | 0% | bar: FY20 to FY29
| Inventory |  | 0% | bar: FY20 to FY29
| IT |  | 0% | bar: FY20 to FY29
| Vehicles |  | 0% | bar: FY20 to FY29
| Other (Non-Network) |  | 0% | bar: FY20 to FY29
| Premises |  | 0% | bar: FY20 to FY29
| Land |  | 0% | bar: FY20 to FY29
| Easements |  | 0% | bar: FY20 to FY29
| Equity raising costs (2003-08) |  | 0% | bar: FY20 to FY29
| Inventory Adjustment (Other non-network) |  | 0% | bar: FY20 to FY29
| Accelerated Depr |  | 0% | bar: FY20 to FY29
| Insulators |  | 0% | bar: FY20 to FY29
| Instrument Transformers |  | 0% | bar: FY20 to FY29
| Spare straight-line tax asset class |  | 0% | bar: FY20 to FY29
| Buildings |  | 0% | bar: FY20 to FY29
| In-house software |  | 0% | bar: FY20 to FY29
| Equity raising costs |  | 0% | bar: FY20 to FY29
Indexes (base year = 2018/19)
| Item |  | LTD | FY20 | FY21 | FY22 | FY23 | FY24 | FY25 | FY26 | FY27 | FY28 | FY29
| Labour - Internal | 100% | 100% | 100.6% | 100.4% | 101% | 101.5% | 102% | 102.8% | 103.9% | 105.1% | 106.2% | 107.4%
| Labour - External | 100% | 100% | 100.6% | 99.74% | 99.85% | 100.3% | 100.8% | 101.9% | 103.1% | 104.4% | 105.7% | 107%
| Secondary | 100% | 100% | 100% | 100% | 100% | 100% | 100% | 100% | 100% | 100% | 100% | 100%
| Switchgear | 100% | 100% | 100% | 100% | 100% | 100% | 100% | 100% | 100% | 100% | 100% | 100%
| Transformers | 100% | 100% | 100% | 100% | 100% | 100% | 100% | 100% | 100% | 100% | 100% | 100%
| Reactive | 100% | 100% | 100% | 100% | 100% | 100% | 100% | 100% | 100% | 100% | 100% | 100%
| Towers and Conductor | 100% | 100% | 100% | 100% | 100% | 100% | 100% | 100% | 100% | 100% | 100% | 100%
| Establishment | 100% | 100% | 100% | 100% | 100% | 100% | 100% | 100% | 100% | 100% | 100% | 100%
| Communications | 100% | 100% | 100% | 100% | 100% | 100% | 100% | 100% | 100% | 100% | 100% | 100%
| Inventory | 100% | 100% | 100% | 100% | 100% | 100% | 100% | 100% | 100% | 100% | 100% | 100%
| IT | 100% | 100% | 100% | 100% | 100% | 100% | 100% | 100% | 100% | 100% | 100% | 100%
| Vehicles | 100% | 100% | 100% | 100% | 100% | 100% | 100% | 100% | 100% | 100% | 100% | 100%
| Other (Non-Network) | 100% | 100% | 100% | 100% | 100% | 100% | 100% | 100% | 100% | 100% | 100% | 100%
| Premises | 100% | 100% | 100% | 100% | 100% | 100% | 100% | 100% | 100% | 100% | 100% | 100%
| Land | 100% | 100% | 100% | 100% | 100% | 100% | 100% | 100% | 100% | 100% | 100% | 100%
| Easements | 100% | 100% | 100% | 100% | 100% | 100% | 100% | 100% | 100% | 100% | 100% | 100%
| Equity raising costs (2003-08) | 100% | 100% | 100% | 100% | 100% | 100% | 100% | 100% | 100% | 100% | 100% | 100%
| Inventory Adjustment (Other non-network) | 100% | 100% | 100% | 100% | 100% | 100% | 100% | 100% | 100% | 100% | 100% | 100%
| Accelerated Depr | 100% | 100% | 100% | 100% | 100% | 100% | 100% | 100% | 100% | 100% | 100% | 100%
| Insulators | 100% | 100% | 100% | 100% | 100% | 100% | 100% | 100% | 100% | 100% | 100% | 100%
| Instrument Transformers | 100% | 100% | 100% | 100% | 100% | 100% | 100% | 100% | 100% | 100% | 100% | 100%
| Spare straight-line tax asset class | 100% | 100% | 100% | 100% | 100% | 100% | 100% | 100% | 100% | 100% | 100% | 100%
| Buildings | 100% | 100% | 100% | 100% | 100% | 100% | 100% | 100% | 100% | 100% | 100% | 100%
| In-house software | 100% | 100% | 100% | 100% | 100% | 100% | 100% | 100% | 100% | 100% | 100% | 100%
| Equity raising costs | 100% | 100% | 100% | 100% | 100% | 100% | 100% | 100% | 100% | 100% | 100% | 100%
Overheads Rates
| Item |  | LTD | FY20 | FY21 | FY22 | FY23 | FY24 | FY25 | FY26 | FY27 | FY28 | FY29
| Network |  | 0% | 4.767% | 6.786% | 6.085% | 4.807% | 5.206% | 5.231% | 6.869% | 9.082% | 6.104% | 6.104%
| IT |  | 0% | 6.504% | 1.963% | 2.27% | 2.169% | 2.055% | 1.995% | 2.635% | 3.136% | 2.841% | 2.841%
| Other (Non-Network) |  | 0% | bar: FY20 to FY29
Weights for Real Cost Escalation
| Cost Type | Weight
| Materials | 40%
| Labour - Internal | 10%
| Labour - External | 50%

## Data¦Historic Capex-$Nom
Back to contents
AusNet Services Forecast Transmission Capex Model (FY20 to FY29) v9
#VALUE!
| Total Capex by Driver, incl. Overheads (As Incurred) |  |  |  | Inflation Indexes
| Item | FY17/18 | FY18/19 | FY19/20 | Item | FY17/18 | FY18/19 | FY19/20
[5 empty] | CPI Index FY19 to FY20 | 101.9% | 101.9% | 101.9%
[5 empty] | CPI FY19 to Mar22 | 106.6% | 106.6% | 106.6%
| Replacement - Major Station CBD | 49950.953 | 45754.0179 | 12154.1885 | CPI FY19 to Nominal | 98.2% | 100% | 101.9%
| Replacement - Major Station | 29356.1423 | 42516.2544 | 56301.9921 | CPI Nominal to FY20 | 103.7% | 101.9% | 100%
| Replacement - Other | 33988.9137 | 35087.8258 | 57390.8289 | CPI Nominal to Mar22 | 108.5% | 106.6% | 104.6%
| Security and Compliance | 6288.2328 | 5457.5811 | 7530.1807
| Non Network - Vehicles | 704.5153 | 560.2796 | 0
| Non Network - Premises | 1247.7172 | 636.8082 | 4437.6154 | Direct Capex by Cost Type (As Incurred)
| Non Network - Other | 544.5587 | 814.4878 | 935.6886 | Item | FY17/18 | FY18/19 | FY19/20
| Non Network - IT | 9434.0687 | 12071.2687 | 11993.9702
| Capitalised Leases | 0 | 0 | 44322.9786
| Total | 131515.1016 | 142898.5236 | 195067.443 | Labour - Internal
| NCIPAP | -6.3575 | 2545.5601 | 4918.9039 | Labour - External
| Total including NCIPAP | 131508.7441 | 145444.0837 | 199986.3469 | Materials
[5 empty] | Total | 0 | 0 | 0
Total Capex by Driver, incl. Overheads (As Commissioned)
| Item | FY17/18 | FY18/19 | FY19/20 | Direct Capex by Cost Type (As Commissioned)
[5 empty] | Item | FY17/18 | FY18/19 | FY19/20
Replacement - Major Station CBD
| Replacement - Major Station |  |  |  | Labour - Internal
| Replacement - Other |  |  |  | Labour - External
| Security and Compliance |  |  |  | Materials
| Non Network - Vehicles |  |  |  | Total | 0 | 0 | 0
Non Network - Premises
| Non Network - Other |  |  |  | Total Capex by Asset Class, incl. Overheads (As Incurred)
| Non Network - IT |  |  |  | Item | FY17/18 | FY18/19 | FY19/20
Capitalised Leases
| Total | 0 | 0 | 0
| NCIPAP |  |  |  | Secondary | 21397.4081 | 14871.2034 | 19984.2953
| Total including NCIPAP | 0 | 0 | 0 | Switchgear | 40571.9886 | 46626.9015 | 40215.217
[5 empty] | Transformers | 29196.4168 | 23693.4046 | 11458.4831
| Total Capex by Asset Class, incl. Overheads (As Incurred) |  |  |  | Reactive | -8.7712 | 1729.2128 | 4528.0743
| Item | FY17/18 | FY18/19 | FY19/20 | Towers and Conductor | 5882.5013 | 5577.5861 | 16565.9538
[5 empty] | Establishment | 15858.6255 | 19857.4965 | 19565.8956
[5 empty] | Communications | 6679.715 | 19005.4344 | 25978.457
| Secondary | 21397.4081 | 14871.2034 | 19984.2953 | Inventory | 1517.9413 | -625.4734 | 1275.2103
| Switchgear | 40571.9886 | 46626.9015 | 40215.217 | IT | 9434.0687 | 12071.2687 | 11993.9702
| Transformers | 29196.4168 | 23693.4046 | 11458.4831 | Vehicles | 704.5153 | 560.2796 | 0
| Reactive | -8.7712 | 1729.2128 | 4528.0743 | Other (Non-Network) | 544.5587 | 814.4878 | 935.6886
| Lines and towers | 5882.5013 | 5577.5861 | 16565.9538 | Premises | 1247.7172 | 636.8082 | 4437.6154
| Establishment | 15858.6255 | 19857.4965 | 19565.8956 | Land | 0 | 0 | 0
| Communications | 6679.715 | 19005.4344 | 25978.457 | Easements | 0 | 0 | 0
| Inventory | 1517.9413 | -625.4734 | 1275.2103 | Equity raising costs (2003-08) | 0 | 0 | 0
| IT | 9434.0687 | 12071.2687 | 11993.9702 | Inventory Adjustment (Other non-network) | -1517.9413 | 625.4734 | -1275.2103
| Vehicles | 704.5153 | 560.2796 | 0 | Accelerated Depr | 0 | 0 | 0
| Other Non System | 544.5587 | 814.4878 | 935.6886 | Insulators | 0 | 0 | 0
| Premises | 1247.7172 | 636.8082 | 4437.6154 | Instrument Transformers | 0 | 0 | 0
| Land | 0 | 0 | 0 | Capitalised Leases | 0 | 0 | 44322.9786
| Easements | 0 | 0 | 0 | Spare straight-line tax asset class | 0 | 0 | 0
| Capitalised Leases |  |  | 44322.9786 | Buildings | 0 | 0 | 0
| Total | 133026.6854 | 144818.6103 | 201261.8391 | In-house software | 0 | 0 | 0
| Less Inventory movement | -1517.9413 | 625.4734 | -1275.2103 | Equity raising costs | 0 | 0 | 0
| Total less Inventory movement | 131508.7441 | 145444.0837 | 199986.6288 | Total | 131508.7441 | 145444.0837 | 199986.6288
|  | 0 | 0 | -0.28186
| Total Capex by Asset Class, incl. Overheads (As Commissioned) |  |  |  | Total Capex by Asset Class, incl. Overheads (As Commissioned)
| Item | FY17/18 | FY18/19 | FY19/20 | Item | FY17/18 | FY18/19 | FY19/20
| Secondary | 15153.7715 | 12985.0922 | 24412.3356 | Secondary | 15153.7715 | 12985.0922 | 24412.3356
| Switchgear | 22493.9988 | 21548.0768 | 52185.9464 | Switchgear | 22493.9988 | 21548.0768 | 52185.9464
| Transformers | 21180.4603 | 38403.9944 | 15517.1182 | Transformers | 21180.4603 | 38403.9944 | 15517.1182
| Reactive | 234.4774 | 791.8056 | 1804.0744 | Reactive | 234.4774 | 791.8056 | 1804.0744
| Lines and towers | 24709.4949 | 9395.0577 | 20912.5152 | Towers and Conductor | 24709.4949 | 9395.0577 | 20912.5152
| Establishment | 15583.4235 | 10483.8129 | 21181.2805 | Establishment | 15583.4235 | 10483.8129 | 21181.2805
| Communications | 1837.8772 | 6761.1204 | 29753.6984 | Communications | 1837.8772 | 6761.1204 | 29753.6984
| Inventory | 1517.9413 | -625.4734 | 1275.2103 | Inventory | 1517.9413 | -625.4734 | 1275.2103
| IT | 5874.6523 | 13252.1364 | 11865.3063 | IT | 5874.6523 | 13252.1364 | 11865.3063
| Vehicles | 364.979 | 1173.898 | 74.0462 | Vehicles | 364.979 | 1173.898 | 74.0462
| Other Non System | 1512.1111 | 2800.8808 | 2821.795 | Other (Non-Network) | 1512.1111 | 2800.8808 | 2821.795
| Premises | 0 | 0 | 0 | Premises | 0 | 0 | 0
| Land | 0 | 0 | 0 | Land | 0 | 0 | 0
| Easements | 0 | 0 | 0 | Easements | 0 | 0 | 0
| Capitalised Leases |  |  | 44322.9786 | Equity raising costs (2003-08) | 0 | 0 | 0
| Total | 110463.1873 | 116970.402 | 226126.3052 | Inventory Adjustment (Other non-network) | -1517.9413 | 625.4734 | -1275.2103
| Less Inventory movement | -1517.9413 | 625.4734 | -1275.2103 | Accelerated Depr | 0 | 0 | 0
| Total less Inventory movement | 108945.246 | 117595.8754 | 224851.0949 | Insulators | 0 | 0 | 0
[5 empty] | Instrument Transformers | 0 | 0 | 0
[5 empty] | Capitalised Leases | 0 | 0 | 44322.9786
[5 empty] | Spare straight-line tax asset class | 0 | 0 | 0
[5 empty] | Buildings | 0 | 0 | 0
[5 empty] | In-house software | 0 | 0 | 0
[5 empty] | Equity raising costs | 0 | 0 | 0
[5 empty] | Total | 108945.246 | 117595.8754 | 224851.0949
Total Capex by Driver, incl. Overheads (As Incurred)
[5 empty] | Item | FY17/18 | FY18/19 | FY19/20
[5 empty] | Replacement - Major Station CBD | 49950.953 | 45754.0179 | 12154.1885
[5 empty] | Replacement - Major Station | 29356.1423 | 42516.2544 | 56301.9921
[5 empty] | Replacement - Other | 33988.9137 | 35087.8258 | 57390.8289
[5 empty] | Security and Compliance | 6288.2328 | 5457.5811 | 7530.1807
[5 empty] | Non Network - Other | 544.5587 | 814.4878 | 935.6886
[5 empty] | Non Network - Vehicles | 704.5153 | 560.2796 | 0
[5 empty] | Non Network - Premises | 1247.7172 | 636.8082 | 4437.6154
[5 empty] | Non Network - IT | 9434.0687 | 12071.2687 | 11993.9702
[5 empty] | Capitalised Leases | 0 | 0 | 44322.9786
[5 empty] | Total | 131515.1016 | 142898.5236 | 195067.443
[5 empty] | NCIPAP | -6.3575 | 2545.5601 | 4918.9039
[5 empty] | Total including NCIPAP | 131508.7441 | 145444.0837 | 199986.3469
Total Capex by Driver, incl. Overheads (As Commissioned)
[5 empty] | Item | FY17/18 | FY18/19 | FY19/20
[5 empty] | Replacement - Major Station CBD | 0 | 0 | 0
[5 empty] | Replacement - Major Station | 0 | 0 | 0
[5 empty] | Replacement - Other | 0 | 0 | 0
[5 empty] | Security and Compliance | 0 | 0 | 0
[5 empty] | Non Network - Other | 0 | 0 | 0
[5 empty] | Non Network - Vehicles | 0 | 0 | 0
[5 empty] | Non Network - Premises | 0 | 0 | 0
[5 empty] | Non Network - IT | 0 | 0 | 0
[5 empty] | Capitalised Leases | 0 | 0 | 0
[5 empty] | Total | 0 | 0 | 0
Major Station Replacement Capex incl Overheads (As Incurred)
[5 empty] | Item | FY17/18 | FY18/19 | FY19/20
[5 empty] | Major Station | 79307.0952 | 88270.2723 | 68456.1806
[5 empty] | Total | 79307.0952 | 88270.2723 | 68456.1806
Major Station Replacement Capex incl Overheads (As Commissioned)
[5 empty] | Item | FY17/18 | FY18/19 | FY19/20
[5 empty] | Major Station | 0 | 0 | 0
[5 empty] | Total | 0 | 0 | 0
Other Replacement Capex incl Overheads (As Incurred)
[5 empty] | Item | FY17/18 | FY18/19 | FY19/20
[5 empty] | Lines | 318 | 340 | 340
[5 empty] | Stations | 14664 | 10081 | 10081
[5 empty] | Secondary & Protection | 16787 | 9975 | 9975
[5 empty] | Communications | 2218 | 15330 | 15330
[5 empty] | Total | 33987 | 35726 | 35726
Other Replacement Capex incl Overheads (As Commissioned)
[5 empty] | Item | FY17/18 | FY18/19 | FY19/20
Lines
Stations
Secondary & Protection
Communications
[5 empty] | Total | 0 | 0 | 0
Security & Compliance Capex incl Overheads (As Incurred)
[5 empty] | Item | FY17/18 | FY18/19 | FY19/20
[5 empty] | Instrument Transformers | 0 | 0 | 0
[5 empty] | Fire protection systems | 867 | 513 | 513
[5 empty] | Infrastructure security | 3303 | 2309 | 2309
[5 empty] | Structure Fall Arrests | 2219 | 2369 | 2369
[5 empty] | Insulators | 1275 | 23 | 23
[5 empty] | Communications (S&C) | 134 | 370 | 370
[5 empty] | Total | 7798 | 5584 | 5584
Security & Compliance Capex incl Overheads (As Commissioned)
[5 empty] | Item | FY17/18 | FY18/19 | FY19/20
Instrument Transformers
Fire protection systems
Infrastructure security
Structure Fall Arrests
Insulators
Communications (S&C)
[5 empty] | Total | 0 | 0 | 0
Non-Network Capex incl Overheads (As Incurred)
[5 empty] | Item | FY17/18 | FY18/19 | FY19/20
[5 empty] | Vehicles | 704.5153 | 560.2796 | 0
[5 empty] | Premises | 1247.7172 | 636.8082 | 4437.6154
[5 empty] | Other (Non-Network) | 544.5587 | 814.4878 | 935.6886
[5 empty] | IT | 9434.0687 | 12071.2687 | 11993.9702
[5 empty] | Total | 11930.8599 | 14082.8444 | 17367.2742
Non-Network Capex incl Overheads (As Commissioned)
[5 empty] | Item | FY17/18 | FY18/19 | FY19/20
Vehicles
Premises
Other (Non-Network)
IT
[5 empty] | Total | 0 | 0 | 0

## Data¦Project Forecasts
Back to contents
AusNet Services Forecast Transmission Capex Model (FY20 to FY29) v9
#VALUE!
| Index | Project Title | Project Driver | Driver Project Name | Overheads Driver | Recurrent | Non-Recurrent | Apply as commissioned percentages | SAP Project Number | Oracle Project Number | WIP - $FY20 | Forecast Capex, As Incurred (unescalated) - $FY20 | [9 empty] | As Commission Percentages | [9 empty] | Manual Commissioning | [9 empty] | Asset Class Allocations
[11 empty] | LTD | FY20 | FY21 | FY22 | FY23 | FY24 | FY25 | FY26 | FY27 | FY28 | FY29 | FY20 | FY21 | FY22 | FY23 | FY24 | FY25 | FY26 | FY27 | FY28 | FY29 | FY20 | FY21 | FY22 | FY23 | FY24 | FY25 | FY26 | FY27 | FY28 | FY29 | Secondary | Switchgear | Transformers | Reactive | Towers and Conductor | Establishment | Communications | Inventory | IT | Vehicles | Other (Non-Network) | Premises | Land | Easements | Equity raising costs (2003-08) | Inventory Adjustment (Other non-network) | Accelerated Depr | Insulators | Instrument Transformers | Spare straight-line tax asset class | Buildings | In-house software | Equity raising costs
| 1 | HOTS SVC Replacement | Replacement - Major Station | Major Station | Network |  |  | TRUE | TD-0003546 |  | 0 | 67.1435 | 791.5361 | 10289.9688 | 17413.7934 | 11081.5049 | 0 | 0 | 0 | 0 | 0 | 0% | 0% | 0% | 0% | 100% | 0% | 0% | 0% | 0% | 0% | [10 empty] | 6.492% | 35.25% | 37.71% | 0% | 2.479% | 18.07% | 0% | 0% | 0% | 0% | 0% | 0% | 0% | 0% | 0% | 0% | 0% | 0% | 0% | 0% | 0% | 0% | 0% | 100%
| 2 | Moorabool Terminal Station Circuit Breaker Replacement | Replacement - Major Station | Major Station | Network |  |  | TRUE | TD-0006168 |  | 0 | 0 | 0 | 334.2041 | 4344.6535 | 7352.4905 | 4678.8576 | 0 | 0 | 0 | 0 | 0% | 0% | 0% | 0% | 72% | 28% | 0% | 0% | 0% | 0% | [10 empty] | 6.492% | 35.25% | 37.71% | 0% | 2.479% | 18.07% | 0% | 0% | 0% | 0% | 0% | 0% | 0% | 0% | 0% | 0% | 0% | 0% | 0% | 0% | 0% | 0% | 0% | 100%
| 3 | RCTS Transformer and Switchgear Replacement | Replacement - Major Station | Major Station | Network |  |  | TRUE | TD-0008004 |  | 0 | 0 | 0 | 0 | 402.8039 | 5233.8123 | 8858.168 | 5636.6162 | 0 | 0 | 0 | 0% | 0% | 0% | 0% | 0% | 72% | 28% | 0% | 0% | 0% | [10 empty] | 6.492% | 35.25% | 37.71% | 0% | 2.479% | 18.07% | 0% | 0% | 0% | 0% | 0% | 0% | 0% | 0% | 0% | 0% | 0% | 0% | 0% | 0% | 0% | 0% | 0% | 100%
| 4 | LYPS and HWTS 500kV Circuit Breaker Replacement Stage 2 | Replacement - Major Station | Major Station | Network |  |  | TRUE | TD-0008023 |  | 0 | 0 | 0 | 0 | 0 | 0 | 0 | 0 | 0 | 1472.0812 | 19137.0553 | 0% | 0% | 0% | 0% | 0% | 0% | 0% | 0% | 0% | 100% | [10 empty] | 6.492% | 35.25% | 37.71% | 0% | 2.479% | 18.07% | 0% | 0% | 0% | 0% | 0% | 0% | 0% | 0% | 0% | 0% | 0% | 0% | 0% | 0% | 0% | 0% | 0% | 100%
| 5 | SMTS 330/220kV Transformer Replacement - Stage 2 | Replacement - Major Station | Major Station | Network |  |  | TRUE | TD-0006169 |  | 0 | 0 | 0 | 0 | 0 | 766.031 | 9958.4031 | 16852.6823 | 10724.4342 | 0 | 0 | 0% | 0% | 0% | 0% | 0% | 0% | 72% | 28% | 0% | 0% | [10 empty] | 6.492% | 35.25% | 37.71% | 0% | 2.479% | 18.07% | 0% | 0% | 0% | 0% | 0% | 0% | 0% | 0% | 0% | 0% | 0% | 0% | 0% | 0% | 0% | 0% | 0% | 100%
| 6 | ERTS Redevelopment - Stage 2 | Replacement - Major Station | Major Station | Network |  |  | TRUE | TD-0007404 |  | 0 | 28.9322 | 0 | 424.791 | 5520.5243 | 9342.764 | 5945.3153 | 0 | 0 | 0 | 0 | 0% | 0% | 0% | 0% | 72% | 28% | 0% | 0% | 0% | 0% | [10 empty] | 6.492% | 35.25% | 37.71% | 0% | 2.479% | 18.07% | 0% | 0% | 0% | 0% | 0% | 0% | 0% | 0% | 0% | 0% | 0% | 0% | 0% | 0% | 0% | 0% | 0% | 100%
| 7 | Purchase a spare transformer for WOTS | Replacement - Major Station | Major Station | Network |  |  | TRUE | TD-0007975 |  | 0 | 8.043 | 96.7433 | 1257.6629 | 2128.3525 | 1354.4062 | 0 | 0 | 0 | 0 | 0 | 0% | 0% | 0% | 0% | 100% | 0% | 0% | 0% | 0% | 0% | [10 empty] | 6.492% | 35.25% | 37.71% | 0% | 2.479% | 18.07% | 0% | 0% | 0% | 0% | 0% | 0% | 0% | 0% | 0% | 0% | 0% | 0% | 0% | 0% | 0% | 0% | 0% | 100%
| 8 | TSTS Transformer and 66kV Circuit Breaker Replacement | Replacement - Major Station | Major Station | Network |  |  | TRUE | TD-0007772 |  | 1.6774 | 10.0409 | 0 | 748.4413 | 9728.8577 | 16463.9501 | 10477.299 | 0 | 0 | 0 | 0 | 0% | 0% | 0% | 0% | 72% | 28% | 0% | 0% | 0% | 0% | [10 empty] | 13.06% | 40.95% | 32.88% | 0% | 1.417% | 11.35% | 0.333% | 0% | 0% | 0% | 0% | 0% | 0% | 0% | 0% | 0% | 0% | 0% | 0% | 0% | 0% | 0% | 0% | 100%
| 9 | GTS 220 kV and 66kV Circuit Breaker Replacement | Replacement - Major Station | Major Station | Network |  |  | TRUE | TD-0003735 |  | 0 | 0 | 0 | 0 | 0 | 0 | 0 | 0 | 0 | 314.6796 | 4090.8343 | 0% | 0% | 0% | 0% | 0% | 0% | 0% | 0% | 0% | 100% | [10 empty] | 6.492% | 35.25% | 37.71% | 0% | 2.479% | 18.07% | 0% | 0% | 0% | 0% | 0% | 0% | 0% | 0% | 0% | 0% | 0% | 0% | 0% | 0% | 0% | 0% | 0% | 100%
| 10 | SYTS 500kV GIS Replacement | Replacement - Major Station | Major Station | Network |  |  | TRUE | TD-0008033 |  | 0 | 0 | 0 | 1164.4375 | 15142.0849 | 25625.5403 | 16307.4019 | 0 | 0 | 0 | 0 | 0% | 0% | 0% | 0% | 72% | 28% | 0% | 0% | 0% | 0% | [10 empty] | 6.492% | 35.25% | 37.71% | 0% | 2.479% | 18.07% | 0% | 0% | 0% | 0% | 0% | 0% | 0% | 0% | 0% | 0% | 0% | 0% | 0% | 0% | 0% | 0% | 0% | 100%
| 11 | BLTS 66kV and 22kV Circuit Breaker Replacement | Replacement - Major Station | Major Station | Network |  |  | TRUE | TD-0007753 |  | 0 | 9.388 | 0 | 256.8095 | 3338.5232 | 5649.8085 | 3595.3327 | 0 | 0 | 0 | 0 | 0% | 0% | 0% | 0% | 72% | 28% | 0% | 0% | 0% | 0% | [10 empty] | 6.492% | 35.25% | 37.71% | 0% | 2.479% | 18.07% | 0% | 0% | 0% | 0% | 0% | 0% | 0% | 0% | 0% | 0% | 0% | 0% | 0% | 0% | 0% | 0% | 0% | 100%
| 12 | SMTS 500kV GIS Replacement | Replacement - Major Station | Major Station | Network |  |  | TRUE | TD-0008025 |  | 0 | 0 | 0 | 0 | 0 | 313.0965 | 4074.6518 | 6896.0381 | 4388.6277 | 0 | 0 | 0% | 0% | 0% | 0% | 0% | 0% | 72% | 28% | 0% | 0% | [10 empty] | 6.492% | 35.25% | 37.71% | 0% | 2.479% | 18.07% | 0% | 0% | 0% | 0% | 0% | 0% | 0% | 0% | 0% | 0% | 0% | 0% | 0% | 0% | 0% | 0% | 0% | 100%
| 13 | KGTS transformer and Switchgear Replacement | Replacement - Major Station | Major Station | Network |  |  | TRUE | TD-0003458 |  | 0 | 0 | 0 | 0 | 0 | 0 | 0 | 0 | 0 | 0 | 0 | 0% | 0% | 0% | 0% | 0% | 0% | 0% | 0% | 0% | 0% | [10 empty] | 6.492% | 35.25% | 37.71% | 0% | 2.479% | 18.07% | 0% | 0% | 0% | 0% | 0% | 0% | 0% | 0% | 0% | 0% | 0% | 0% | 0% | 0% | 0% | 0% | 0% | 100%
| 14 | SHTS B2 and B3 Transformer Replacement | Replacement - Major Station | Major Station | Network |  |  | TRUE | TD-0007996 |  | 0 | 4.8488 | 0 | 313.976 | 4081.6876 | 6907.4714 | 4395.6636 | 0 | 0 | 0 | 0 | 0% | 0% | 0% | 0% | 72% | 28% | 0% | 0% | 0% | 0% | [10 empty] | 6.492% | 35.25% | 37.71% | 0% | 2.479% | 18.07% | 0% | 0% | 0% | 0% | 0% | 0% | 0% | 0% | 0% | 0% | 0% | 0% | 0% | 0% | 0% | 0% | 0% | 100%
| 15 | TTS 66kV Circuit Breaker Replacement | Replacement - Major Station | Major Station | Network |  |  | TRUE | TD-0003597 |  | 0 | 0 | 0 | 0 | 248.0146 | 3221.5518 | 5452.804 | 3469.5664 | 0 | 0 | 0 | 0% | 0% | 0% | 0% | 0% | 72% | 28% | 0% | 0% | 0% | [10 empty] | 6.492% | 35.25% | 37.71% | 0% | 2.479% | 18.07% | 0% | 0% | 0% | 0% | 0% | 0% | 0% | 0% | 0% | 0% | 0% | 0% | 0% | 0% | 0% | 0% | 0% | 100%
| 16 | KTS A4 500/220kV Transformer Replacement | Replacement - Major Station | Major Station | Network |  |  | TRUE | TD-0003454 |  | 0 | 0 | 0 | 0 | 0 | 1249.7475 | 16251.1148 | 27502.3602 | 17501.7418 | 0 | 0 | 0% | 0% | 0% | 0% | 0% | 0% | 72% | 28% | 0% | 0% | [10 empty] | 6.492% | 35.25% | 37.71% | 0% | 2.479% | 18.07% | 0% | 0% | 0% | 0% | 0% | 0% | 0% | 0% | 0% | 0% | 0% | 0% | 0% | 0% | 0% | 0% | 0% | 100%
| 17 | DDTS H3 330/220kV Transformer and 330kV Circuit Breaker Replacement | Replacement - Major Station | Major Station | Network |  |  | TRUE | TD-0008026 |  | 0 | 0 | 0 | 0 | 0 | 0 | 0 | 0 | 0 | 0 | 0 | 0% | 0% | 0% | 0% | 0% | 0% | 0% | 0% | 0% | 0% | [10 empty] | 6.492% | 35.25% | 37.71% | 0% | 2.479% | 18.07% | 0% | 0% | 0% | 0% | 0% | 0% | 0% | 0% | 0% | 0% | 0% | 0% | 0% | 0% | 0% | 0% | 0% | 100%
| 18 | WMTS Redevelopment Project | Replacement - Major Station CBD | Major Station | Network |  |  | TRUE | TD-0003319 |  | 37429.4104 | 22264.4352 | 16108.7233 | 6189.2792 | 9526.8251 | 0 | 0 | 0 | 0 | 0 | 0 | 14% | 25.13% | 31.84% | 11.69% | 17.34% | 0% | 0% | 0% | 0% | 0% | [10 empty] | 8.545% | 49.85% | 16.1% | 0% | 0% | 25.51% | 0% | 0% | 0% | 0% | 0% | 0% | 0% | 0% | 0% | 0% | 0% | 0% | 0% | 0% | 0% | 0% | 0% | 100%
| 19 | LYPS & HWTS 500kV CB Replacement Stage 1 | Replacement - Major Station | Major Station | Network |  |  | TRUE | TD-0006190 |  | 18496.4748 | 6091.7053 | 4383.2084 | 2891.7008 | 0 | 0 | 0 | 0 | 0 | 0 | 0 | 0% | 96.8% | 3.197% | 0% | 0% | 0% | 0% | 0% | 0% | 0% | [10 empty] | 0% | 100% | 0% | 0% | 0% | 0% | 0% | 0% | 0% | 0% | 0% | 0% | 0% | 0% | 0% | 0% | 0% | 0% | 0% | 0% | 0% | 0% | 0% | 100%
| 20 | ERTS Redevelopment - Stage 1 | Replacement - Major Station | Major Station | Network |  |  | TRUE | TD-0003440 |  | 3651.4992 | 2939.1931 | 3982.2256 | 5466.8268 | 0 | 0 | 0 | 0 | 0 | 0 | 0 | 20% | 80% | 0% | 0% | 0% | 0% | 0% | 0% | 0% | 0% | [10 empty] | 17.18% | 30.93% | 44% | 0% | 0% | 7.895% | 0% | 0% | 0% | 0% | 0% | 0% | 0% | 0% | 0% | 0% | 0% | 0% | 0% | 0% | 0% | 0% | 0% | 100%
| 21 | SVTS Redevelopment Project | Replacement - Major Station | Major Station | Network |  |  | TRUE | TD-0003415 |  | 5807.8069 | 14122.0852 | 9627.5802 | 4713.6021 | 15549.812 | 0 | 0 | 0 | 0 | 0 | 0 | 0% | 38.46% | 28.85% | 19.23% | 13.46% | 0% | 0% | 0% | 0% | 0% | [10 empty] | 13.06% | 40.95% | 32.88% | 0% | 1.417% | 11.35% | 0.333% | 0% | 0% | 0% | 0% | 0% | 0% | 0% | 0% | 0% | 0% | 0% | 0% | 0% | 0% | 0% | 0% | 100%
| 22 | XA09 - RTS Redevelopment Project | Replacement - Major Station CBD | Major Station | Network |  |  | TRUE | TD-0003317 |  | 29966.4504 | -10394.8278 | 0 | 0 | 0 | 0 | 0 | 0 | 0 | 0 | 0 | 0% | 0% | 0% | 0% | 0% | 0% | 0% | 0% | 0% | 0% | [10 empty] | 6.349% | 43.22% | 34.11% | 0% | 9.917% | 6.403% | 0% | 0% | 0% | 0% | 0% | 0% | 0% | 0% | 0% | 0% | 0% | 0% | 0% | 0% | 0% | 0% | 0% | 100%
| 23 | XA09 - RTS Redevelopment - Part II | Replacement - Major Station CBD | Major Station | Network |  |  | TRUE | TD-0009714 |  | 0 | 19593.8347 | 0 | 0 | 0 | 0 | 0 | 0 | 0 | 0 | 0 | 0% | 0% | 0% | 0% | 0% | 0% | 0% | 0% | 0% | 0% | [10 empty] | 6.349% | 43.22% | 34.11% | 0% | 9.917% | 6.403% | 0% | 0% | 0% | 0% | 0% | 0% | 0% | 0% | 0% | 0% | 0% | 0% | 0% | 0% | 0% | 0% | 0% | 100%
| 24 | FBTS 220 & 66 kV CB Replacement Stage 1 | Replacement - Major Station | Major Station | Network |  |  | TRUE | TD-0003437 |  | 4693.3738 | 2496.8117 | 5412.7307 | 1897.6765 | 0 | 0 | 0 | 0 | 0 | 0 | 0 | 0% | 90% | 10% | 0% | 0% | 0% | 0% | 0% | 0% | 0% | [10 empty] | 0% | 100% | 0% | 0% | 0% | 0% | 0% | 0% | 0% | 0% | 0% | 0% | 0% | 0% | 0% | 0% | 0% | 0% | 0% | 0% | 0% | 0% | 0% | 100%
| 25 | HWPS 220kV CB Replacement - Stage 4 | Replacement - Major Station | Major Station | Network |  |  | TRUE | TD-0003456 |  | 8711.1035 | 1075.3415 | 2315.4685 | 1889.3967 | 2422.7042 | 0 | 0 | 0 | 0 | 0 | 0 | 20% | 40% | 30% | 10% | 0% | 0% | 0% | 0% | 0% | 0% | [10 empty] | 0% | 100% | 0% | 0% | 0% | 0% | 0% | 0% | 0% | 0% | 0% | 0% | 0% | 0% | 0% | 0% | 0% | 0% | 0% | 0% | 0% | 0% | 0% | 100%
| 26 | FBTS Transformer and CB Replacement | Replacement - Major Station | Major Station | Network |  |  | TRUE | TD-0004190 |  | 4273.3939 | 3318.2021 | 3815.1943 | 1886.4747 | 0 | 0 | 0 | 0 | 0 | 0 | 0 | 0% | 83% | 17% | 0% | 0% | 0% | 0% | 0% | 0% | 0% | [10 empty] | 13.06% | 40.95% | 32.88% | 0% | 1.417% | 11.35% | 0.333% | 0% | 0% | 0% | 0% | 0% | 0% | 0% | 0% | 0% | 0% | 0% | 0% | 0% | 0% | 0% | 0% | 100%
| 27 | HYTS 500kV CB Replacement | Replacement - Major Station | Major Station | Network |  |  | TRUE | TD-0004189 |  | 4746.2727 | 1000.4501 | 5710.7352 | 892.8571 | 0 | 0 | 0 | 0 | 0 | 0 | 0 | 0% | 100% | 0% | 0% | 0% | 0% | 0% | 0% | 0% | 0% | [10 empty] | 0% | 100% | 0% | 0% | 0% | 0% | 0% | 0% | 0% | 0% | 0% | 0% | 0% | 0% | 0% | 0% | 0% | 0% | 0% | 0% | 0% | 0% | 0% | 100%
| 28 | SMTS H2 Transformer Replacement Stage 1 | Replacement - Major Station | Major Station | Network |  |  | TRUE | TD-0003439 |  | 787.0018 | 625.8718 | 5.5145 | 0 | 0 | 0 | 0 | 0 | 0 | 0 | 0 | 90% | 10% | 0% | 0% | 0% | 0% | 0% | 0% | 0% | 0% | [10 empty] | 0% | 0% | 100% | 0% | 0% | 0% | 0% | 0% | 0% | 0% | 0% | 0% | 0% | 0% | 0% | 0% | 0% | 0% | 0% | 0% | 0% | 0% | 0% | 100%
| 29 | L1 & L2 DDTS & SMTS Disconn/E SW Repl. | Replacement - Major Station | Major Station | Network |  |  | TRUE | TD-0006939 |  |  | 76.6497 | 1245 | 1459 | 2715 | 0 | 0 | 0 | 0 | 0 | 0 | 0% | 0% | 50% | 50% | 0% | 0% | 0% | 0% | 0% | 0% | [10 empty] | 0% | 100% | 0% | 0% | 0% | 0% | 0% | 0% | 0% | 0% | 0% | 0% | 0% | 0% | 0% | 0% | 0% | 0% | 0% | 0% | 0% | 0% | 0% | 100%
| 30 | GNTS 66 kV CB Replacement | Replacement - Major Station | Major Station | Network |  |  | TRUE | TD-0007993 |  |  | 0 | 0 | 0 | 0 | 329.8126 | 1484.1566 | 1484.1566 | 0 | 0 | 0 | 0% | 0% | 0% | 0% | 0% | 50% | 50% | 0% | 0% | 0% | [10 empty] | 0% | 100% | 0% | 0% | 0% | 0% | 0% | 0% | 0% | 0% | 0% | 0% | 0% | 0% | 0% | 0% | 0% | 0% | 0% | 0% | 0% | 0% | 0% | 100%
| 31 | HOTS 66kV Circuit Breaker Replacement | Replacement - Major Station | Major Station | Network |  |  | TRUE | TD-0008012 |  |  | 0 | 0 | 0 | 0 | 0 | 329.8126 | 1484.1566 | 1484.1566 | 0 | 0 | 0% | 0% | 0% | 0% | 0% | 0% | 50% | 50% | 0% | 0% | [10 empty] | 0% | 100% | 0% | 0% | 0% | 0% | 0% | 0% | 0% | 0% | 0% | 0% | 0% | 0% | 0% | 0% | 0% | 0% | 0% | 0% | 0% | 0% | 0% | 100%
| 32 | FTS 66kV Circuit Breaker Replacement | Replacement - Major Station | Major Station | Network |  |  | TRUE | TD-0007987 |  |  | 0 | 0 | 0 | 0 | 0 | 0 | 461.7376 | 2077.8193 | 2077.8193 | 0 | 0% | 0% | 0% | 0% | 0% | 0% | 0% | 50% | 50% | 0% | [10 empty] | 0% | 100% | 0% | 0% | 0% | 0% | 0% | 0% | 0% | 0% | 0% | 0% | 0% | 0% | 0% | 0% | 0% | 0% | 0% | 0% | 0% | 0% | 0% | 100%
| 33 | BETS Replace RTU, Prot and Control | Replacement - Major Station | Major Station | Network |  |  | TRUE | TD-0005860 |  |  | 0 | 0 | 0 | 0 | 0 | 0 | 0 | 0 | 0 | 0 | 0% | 0% | 0% | 0% | 0% | 0% | 0% | 0% | 0% | 0% | [10 empty] | 100% |  | 0% | 0% | 0% | 0% | 0% | 0% | 0% | 0% | 0% | 0% | 0% | 0% | 0% | 0% | 0% | 0% | 0% | 0% | 0% | 0% | 0% | 100%
| 34 | REFCL T2 ZS WORK - WOTS (Tx Component) | Security and Compliance | Stations | Network |  |  | TRUE | TD-0009654 |  | 0 | 0 | 0 | 0 | 0 | 0 | 0 | 0 | 0 | 0 | 0 | 0% | 0% | 0% | 0% | 0% | 0% | 0% | 0% | 0% | 0% | [10 empty] | 6.492% | 35.25% | 37.71% | 0% | 2.479% | 18.07% | 0% | 0% | 0% | 0% | 0% | 0% | 0% | 0% | 0% | 0% | 0% | 0% | 0% | 0% | 0% | 0% | 0% | 100%
| 35 | Other station transformer replacement | Replacement - Major Station | Major Station | Network |  |  | FALSE | Program |  |  |  | 0 | 0 | 0 | 0 | 0 | 0 | 0 | 0 | 0 | [10 empty] | x | x | x | x | x | x | x | x | x | x | 0% | 0% | 100% | 0% | 0% | 0% | 0% | 0% | 0% | 0% | 0% | 0% | 0% | 0% | 0% | 0% | 0% | 0% | 0% | 0% | 0% | 0% | 0% | 100%
| 36 | Power Transformers | Replacement - Other | Stations | Network |  |  | FALSE | Program |  |  |  | 61.9713 | 5140.3 | 2560 | 2560 | 2560 | 2560 | 2560 | 0 | 0 | [10 empty] | x | x | x | x | x | x | x | x | x | x | 0% | 0% | 100% | 0% | 0% | 0% | 0% | 0% | 0% | 0% | 0% | 0% | 0% | 0% | 0% | 0% | 0% | 0% | 0% | 0% | 0% | 0% | 0% | 100%
| 37 | Power transformers - Bushings replacement | Replacement - Other | Stations | Network |  |  | FALSE | Program |  |  |  | 803.2253 | 1339.2857 | 0 | 0 | 0 | 0 | 0 | 0 | 0 | [10 empty] | x | x | x | x | x | x | x | x | x | x | 0% | 0% | 100% | 0% | 0% | 0% | 0% | 0% | 0% | 0% | 0% | 0% | 0% | 0% | 0% | 0% | 0% | 0% | 0% | 0% | 0% | 0% | 0% | 100%
| 38 | Power transformers - improved safe access | Replacement - Other | Stations | Network |  |  | FALSE | Program |  |  |  | 147.6236 | 0 | 0 | 0 | 0 | 0 | 0 | 0 | 0 | [10 empty] | x | x | x | x | x | x | x | x | x | x | 0% | 0% | 100% | 0% | 0% | 0% | 0% | 0% | 0% | 0% | 0% | 0% | 0% | 0% | 0% | 0% | 0% | 0% | 0% | 0% | 0% | 0% | 0% | 100%
| 39 | Circuit breakers | Replacement - Other | Stations | Network |  |  | FALSE | Program |  |  |  | 1356.2183 | 3017.3313 | 2436.5 | 1008.8 | 1008.8 | 1008.8 | 1008.8 | 0 | 0 | [10 empty] | x | x | x | x | x | x | x | x | x | x | 0% | 100% | 0% | 0% | 0% | 0% | 0% | 0% | 0% | 0% | 0% | 0% | 0% | 0% | 0% | 0% | 0% | 0% | 0% | 0% | 0% | 0% | 0% | 100%
| 40 | Instrument transformers (Pre FY23) | Replacement - Other | Stations | Network |  |  | FALSE | Program |  |  |  | 0 | 0 | 0 | 0 | 0 | 0 | 0 | 0 | 0 | [10 empty] | x | x | x | x | x | x | x | x | x | x | 0% | 100% | 0% | 0% | 0% | 0% | 0% | 0% | 0% | 0% | 0% | 0% | 0% | 0% | 0% | 0% | 0% | 0% | 0% | 0% | 0% | 0% | 0% | 100%
| 41 | Instrument transformers (Post FY22) | Replacement - Other | Stations | Network |  |  | FALSE | Program |  |  |  | 0 | 0 | 1540 | 1540 | 1540 | 1540 | 1540 | 0 | 0 | [10 empty] | x | x | x | x | x | x | x | x | x | x | 0% | 0% | 0% | 0% | 0% | 0% | 0% | 0% | 0% | 0% | 0% | 0% | 0% | 0% | 0% | 0% | 0% | 0% | 100% | 0% | 0% | 0% | 0% | 100%
| 42 | Current transformers | Replacement - Other | Stations | Network |  |  | FALSE | Program |  |  |  | 1467.9007 | 920.0545 | 0 | 0 | 0 | 0 | 0 | 0 | 0 | [10 empty] | x | x | x | x | x | x | x | x | x | x | 0% | 100% | 0% | 0% | 0% | 0% | 0% | 0% | 0% | 0% | 0% | 0% | 0% | 0% | 0% | 0% | 0% | 0% | 0% | 0% | 0% | 0% | 0% | 100%
| 43 | Disconnectors | Replacement - Other | Stations | Network |  |  | FALSE | Program |  |  |  | 89.976 | 0 | 255.2 | 255.2 | 255.2 | 255.2 | 255.2 | 0 | 0 | [10 empty] | x | x | x | x | x | x | x | x | x | x | 0% | 100% | 0% | 0% | 0% | 0% | 0% | 0% | 0% | 0% | 0% | 0% | 0% | 0% | 0% | 0% | 0% | 0% | 0% | 0% | 0% | 0% | 0% | 100%
| 44 | Reactive plant | Replacement - Other | Stations | Network |  |  | FALSE | Program |  |  |  | 8835.2739 | 228.5714 | 0 | 0 | 0 | 0 | 0 | 0 | 0 | [10 empty] | x | x | x | x | x | x | x | x | x | x | 0% | 0% | 0% | 100% | 0% | 0% | 0% | 0% | 0% | 0% | 0% | 0% | 0% | 0% | 0% | 0% | 0% | 0% | 0% | 0% | 0% | 0% | 0% | 100%
| 45 | On-line monitoring | Replacement - Other | Stations | Network |  |  | FALSE | Program |  |  |  | 0 | 0 | 0 | 0 | 0 | 0 | 0 | 0 | 0 | [10 empty] | x | x | x | x | x | x | x | x | x | x | 0% | 0% | 0% | 0% | 0% | 100% | 0% | 0% | 0% | 0% | 0% | 0% | 0% | 0% | 0% | 0% | 0% | 0% | 0% | 0% | 0% | 0% | 0% | 100%
| 46 | Fire protection systems | Security and Compliance | Fire protection systems | Network |  |  | FALSE | Program |  |  |  | 927.9585 | 0 | 470 | 470 | 470 | 470 | 470 | 0 | 0 | [10 empty] | x | x | x | x | x | x | x | x | x | x | 0% | 0% | 0% | 0% | 0% | 100% | 0% | 0% | 0% | 0% | 0% | 0% | 0% | 0% | 0% | 0% | 0% | 0% | 0% | 0% | 0% | 0% | 0% | 100%
| 47 | Civils | Replacement - Other | Stations | Network |  |  | FALSE | Program |  |  |  | 0 | 25 | 2040 | 2040 | 2040 | 2040 | 2040 | 0 | 0 | [10 empty] | x | x | x | x | x | x | x | x | x | x | 0% | 0% | 0% | 0% | 0% | 100% | 0% | 0% | 0% | 0% | 0% | 0% | 0% | 0% | 0% | 0% | 0% | 0% | 0% | 0% | 0% | 0% | 0% | 100%
| 48 | Infrastructure security | Security and Compliance | Infrastructure security | Network |  |  | FALSE | Program |  |  |  | 340.1214 | 825.9607 | 1250 | 1250 | 1250 | 1250 | 1250 | 0 | 0 | [10 empty] | x | x | x | x | x | x | x | x | x | x | 0% | 0% | 0% | 0% | 0% | 100% | 0% | 0% | 0% | 0% | 0% | 0% | 0% | 0% | 0% | 0% | 0% | 0% | 0% | 0% | 0% | 0% | 0% | 100%
| 49 | Structure fall arrests | Security and Compliance | Structure Fall Arrests | Network |  |  | FALSE | Program |  |  |  | 0 | 1660 | 517.2 | 517.2 | 517.2 | 517.2 | 517.2 | 0 | 0 | [10 empty] | x | x | x | x | x | x | x | x | x | x | 0% | 0% | 0% | 0% | 100% | 0% | 0% | 0% | 0% | 0% | 0% | 0% | 0% | 0% | 0% | 0% | 0% | 0% | 0% | 0% | 0% | 0% | 0% | 100%
| 50 | Earth wires (incl. OPGW) | Replacement - Other | Lines | Network |  |  | FALSE | Program |  |  |  | 3330.8787 | 0 | 6552 | 6552 | 6552 | 6552 | 6552 | 0 | 0 | [10 empty] | x | x | x | x | x | x | x | x | x | x | 0% | 0% | 0% | 0% | 100% | 0% | 0% | 0% | 0% | 0% | 0% | 0% | 0% | 0% | 0% | 0% | 0% | 0% | 0% | 0% | 0% | 0% | 0% | 100%
| 51 | Other Station works | Replacement - Other | Stations | Network |  |  | FALSE | Program |  |  |  | 4823.2326 | 3168.6405 | 508.6418 | 424 | 424 | 424 | 424 | 0 | 0 | [10 empty] | x | x | x | x | x | x | x | x | x | x | 17.18% | 30.93% | 44% | 0% | 0% | 7.895% | 0% | 0% | 0% | 0% | 0% | 0% | 0% | 0% | 0% | 0% | 0% | 0% | 0% | 0% | 0% | 0% | 0% | 100%
| 52 | Conductor | Replacement - Other | Lines | Network |  |  | FALSE | Program |  |  |  | 0 | 5000 | 1060 | 1060 | 1060 | 1060 | 1060 | 0 | 0 | [10 empty] | x | x | x | x | x | x | x | x | x | x | 0% | 0% | 0% | 0% | 100% | 0% | 0% | 0% | 0% | 0% | 0% | 0% | 0% | 0% | 0% | 0% | 0% | 0% | 0% | 0% | 0% | 0% | 0% | 100%
| 53 | Power cables | Replacement - Other | Lines | Network |  |  | FALSE | Program |  |  |  | 1059.0107 | 0 | 442.6 | 442.6 | 442.6 | 442.6 | 442.6 | 0 | 0 | [10 empty] | x | x | x | x | x | x | x | x | x | x | 0% | 0% | 0% | 0% | 100% | 0% | 0% | 0% | 0% | 0% | 0% | 0% | 0% | 0% | 0% | 0% | 0% | 0% | 0% | 0% | 0% | 0% | 0% | 100%
| 54 | Insulators (Pre FY23) | Security and Compliance | Insulators | Network |  |  | FALSE | Program |  |  |  | 669.6429 | 5000 | 0 | 0 | 0 | 0 | 0 | 0 | 0 | [10 empty] | x | x | x | x | x | x | x | x | x | x | 0% | 0% | 0% | 0% | 100% | 0% | 0% | 0% | 0% | 0% | 0% | 0% | 0% | 0% | 0% | 0% | 0% | 0% | 0% | 0% | 0% | 0% | 0% | 100%
| 55 | Insulators (Post FY22) | Security and Compliance | Insulators | Network |  |  | FALSE | Program |  |  |  | 0 | 0 | 5100 | 5100 | 5100 | 5100 | 5100 | 0 | 0 | [10 empty] | x | x | x | x | x | x | x | x | x | x | 0% | 0% | 0% | 0% | 0% | 0% | 0% | 0% | 0% | 0% | 0% | 0% | 0% | 0% | 0% | 0% | 0% | 100% | 0% | 0% | 0% | 0% | 0% | 100%
| 56 | Towers | Replacement - Other | Lines | Network |  |  | FALSE | Program |  |  |  | 15159.6369 | 1530 | 752 | 752 | 752 | 752 | 752 | 0 | 0 | [10 empty] | x | x | x | x | x | x | x | x | x | x | 0% | 0% | 0% | 0% | 100% | 0% | 0% | 0% | 0% | 0% | 0% | 0% | 0% | 0% | 0% | 0% | 0% | 0% | 0% | 0% | 0% | 0% | 0% | 100%
| 58 | Secondary & Protection program | Replacement - Other | Secondary & Protection | Network |  |  | FALSE | Program |  |  |  | 7941.9532 | 10729.3188 | 5736 | 5736 | 5736 | 5736 | 5736 | 0 | 0 | [10 empty] | x | x | x | x | x | x | x | x | x | x | 100% | 0% | 0% | 0% | 0% | 0% | 0% | 0% | 0% | 0% | 0% | 0% | 0% | 0% | 0% | 0% | 0% | 0% | 0% | 0% | 0% | 0% | 0% | 100%
| 59 | Comms program | Replacement - Other | Communications | Network |  |  | FALSE | Program |  |  |  | 10263.4248 | 14080.3298 | 17055.5 | 17440 | 15890 | 10238 | 15654 | 0 | 0 | [10 empty] | x | x | x | x | x | x | x | x | x | x | 0% | 0% | 0% | 0% | 0% | 0% | 100% | 0% | 0% | 0% | 0% | 0% | 0% | 0% | 0% | 0% | 0% | 0% | 0% | 0% | 0% | 0% | 0% | 100%
| 60 | Comms program - safety and security | Security and Compliance | Communications (S&C) | Network |  |  | FALSE | Program |  |  |  | 700 | 4529.75 | 746.75 | 30 | 1990 | 6751 | 1770 | 0 | 0 | [10 empty] | x | x | x | x | x | x | x | x | x | x | 0% | 0% | 0% | 0% | 0% | 0% | 100% | 0% | 0% | 0% | 0% | 0% | 0% | 0% | 0% | 0% | 0% | 0% | 0% | 0% | 0% | 0% | 0% | 100%
| 61 | Non-System - Motor Vehicles | Non Network - Vehicles | Vehicles | Other (Non-Network) |  |  | FALSE | Program |  |  |  | 390 | 2150 | 1160 | 1515 | 1750 | 1150 | 1185 | 735.1184 | 735.1184 | [10 empty] | x | x | x | x | x | x | x | x | x | x | 0% | 0% | 0% | 0% | 0% | 0% | 0% | 0% | 0% | 100% | 0% | 0% | 0% | 0% | 0% | 0% | 0% | 0% | 0% | 0% | 0% | 0% | 0% | 100%
| 62 | Non-System - Premises | Non Network - Premises | Premises | Other (Non-Network) |  |  | FALSE | Program |  |  |  | 1589.218 | 1589.218 | 1841.737 | 1980.3348 | 2256.665 | 1851.4346 | 1903.8779 | 1538.0087 | 1538.0087 | [10 empty] | x | x | x | x | x | x | x | x | x | x | 0% | 0% | 0% | 0% | 0% | 0% | 0% | 0% | 0% | 0% | 0% | 100% | 0% | 0% | 0% | 0% | 0% | 0% | 0% | 0% | 0% | 0% | 0% | 100%
| 63 | Non-System - Other | Non Network - Other | Other (Non-Network) | Other (Non-Network) |  |  | FALSE | Program |  |  |  | 521.657 | 556.6554 | 561.5417 | 553.5116 | 614.1167 | 561.4965 | 569.4644 | 480.6031 | 480.6031 | [10 empty] | x | x | x | x | x | x | x | x | x | x | 0% | 0% | 0% | 0% | 0% | 0% | 0% | 0% | 0% | 0% | 100% | 0% | 0% | 0% | 0% | 0% | 0% | 0% | 0% | 0% | 0% | 0% | 0% | 100%
| 64 | IT Program - Current Period | Non Network - IT | IT | IT |  |  | FALSE | Program |  |  | Forecast Capex, As Incurred (unescalated) - $FY20 FY21: 18741.6161; Forecast Capex, As Incurred (unescalated) - $FY20 FY22: 16759.3421; Manual Commissioning FY20: x; Manual Commissioning FY21: x; Manual Commissioning FY22: x; Manual Commissioning FY23: x; Manual Commissioning FY24: x; Manual Commissioning FY25: x; Manual Commissioning FY26: x; Manual Commissioning FY27: x; Manual Commissioning FY28: x; Manual Commissioning FY29: x | 0% | 0% | 0% | 0% | 0% | 0% | 0% | 0% | 100% | 0% | 0% | 0% | 0% | 0% | 0% | 0% | 0% | 0% | 0% | 0% | 0% | 0% | 0% | 100%
| 65 | Corporate Enablement | Non Network - IT | IT | IT | 70% | 30% | FALSE | Program |  |  | Forecast Capex, As Incurred (unescalated) - $FY20 FY23: 1425; Forecast Capex, As Incurred (unescalated) - $FY20 FY24: 1140; Forecast Capex, As Incurred (unescalated) - $FY20 FY25: 1425; Forecast Capex, As Incurred (unescalated) - $FY20 FY26: 855; Forecast Capex, As Incurred (unescalated) - $FY20 FY27: 855; Manual Commissioning FY20: x; Manual Commissioning FY21: x; Manual Commissioning FY22: x; Manual Commissioning FY23: x; Manual Commissioning FY24: x; Manual Commissioning FY25: x; Manual Commissioning FY26: x; Manual Commissioning FY27: x; Manual Commissioning FY28: x; Manual Commissioning FY29: x | 0% | 0% | 0% | 0% | 0% | 0% | 0% | 0% | 20% | 0% | 0% | 0% | 0% | 0% | 0% | 0% | 0% | 0% | 0% | 0% | 0% | 80% | 0% | 100%
| 66 | Workforce Collaboration | Non Network - IT | IT | IT | 25% | 75% | FALSE | Program |  |  | Forecast Capex, As Incurred (unescalated) - $FY20 FY23: 821.7168; Forecast Capex, As Incurred (unescalated) - $FY20 FY24: 821.7168; Forecast Capex, As Incurred (unescalated) - $FY20 FY25: 821.7168; Forecast Capex, As Incurred (unescalated) - $FY20 FY26: 821.7168; Forecast Capex, As Incurred (unescalated) - $FY20 FY27: 821.7168; Manual Commissioning FY20: x; Manual Commissioning FY21: x; Manual Commissioning FY22: x; Manual Commissioning FY23: x; Manual Commissioning FY24: x; Manual Commissioning FY25: x; Manual Commissioning FY26: x; Manual Commissioning FY27: x; Manual Commissioning FY28: x; Manual Commissioning FY29: x | 0% | 0% | 0% | 0% | 0% | 0% | 0% | 0% | 20% | 0% | 0% | 0% | 0% | 0% | 0% | 0% | 0% | 0% | 0% | 0% | 0% | 80% | 0% | 100%
| 67 | Information Management | Non Network - IT | IT | IT | 37% | 63% | FALSE | Program |  |  | Forecast Capex, As Incurred (unescalated) - $FY20 FY23: 1698.3944; Forecast Capex, As Incurred (unescalated) - $FY20 FY24: 1358.7155; Forecast Capex, As Incurred (unescalated) - $FY20 FY25: 1358.7155; Forecast Capex, As Incurred (unescalated) - $FY20 FY26: 1019.0366; Forecast Capex, As Incurred (unescalated) - $FY20 FY27: 1358.7155; Manual Commissioning FY20: x; Manual Commissioning FY21: x; Manual Commissioning FY22: x; Manual Commissioning FY23: x; Manual Commissioning FY24: x; Manual Commissioning FY25: x; Manual Commissioning FY26: x; Manual Commissioning FY27: x; Manual Commissioning FY28: x; Manual Commissioning FY29: x | 0% | 0% | 0% | 0% | 0% | 0% | 0% | 0% | 20% | 0% | 0% | 0% | 0% | 0% | 0% | 0% | 0% | 0% | 0% | 0% | 0% | 80% | 0% | 100%
| 68 | Cyber Security | Non Network - IT | IT | IT | 45% | 55% | FALSE | Program |  |  | Forecast Capex, As Incurred (unescalated) - $FY20 FY23: 4177.2222; Forecast Capex, As Incurred (unescalated) - $FY20 FY24: 3558.3745; Forecast Capex, As Incurred (unescalated) - $FY20 FY25: 2784.8148; Forecast Capex, As Incurred (unescalated) - $FY20 FY26: 2630.1029; Forecast Capex, As Incurred (unescalated) - $FY20 FY27: 2320.679; Manual Commissioning FY20: x; Manual Commissioning FY21: x; Manual Commissioning FY22: x; Manual Commissioning FY23: x; Manual Commissioning FY24: x; Manual Commissioning FY25: x; Manual Commissioning FY26: x; Manual Commissioning FY27: x; Manual Commissioning FY28: x; Manual Commissioning FY29: x | 0% | 0% | 0% | 0% | 0% | 0% | 0% | 0% | 20% | 0% | 0% | 0% | 0% | 0% | 0% | 0% | 0% | 0% | 0% | 0% | 0% | 80% | 0% | 100%
| 69 | Corporate Communications | Non Network - IT | IT | IT | 100% | 0% | FALSE | Program |  |  | Forecast Capex, As Incurred (unescalated) - $FY20 FY23: 2505; Forecast Capex, As Incurred (unescalated) - $FY20 FY24: 1248.75; Forecast Capex, As Incurred (unescalated) - $FY20 FY25: 1248.75; Forecast Capex, As Incurred (unescalated) - $FY20 FY26: 1248.75; Forecast Capex, As Incurred (unescalated) - $FY20 FY27: 1248.75; Manual Commissioning FY20: x; Manual Commissioning FY21: x; Manual Commissioning FY22: x; Manual Commissioning FY23: x; Manual Commissioning FY24: x; Manual Commissioning FY25: x; Manual Commissioning FY26: x; Manual Commissioning FY27: x; Manual Commissioning FY28: x; Manual Commissioning FY29: x | 0% | 0% | 0% | 0% | 0% | 0% | 0% | 0% | 20% | 0% | 0% | 0% | 0% | 0% | 0% | 0% | 0% | 0% | 0% | 0% | 0% | 80% | 0% | 100%
| 70 | Intelligent Network Ops | Non Network - IT | IT | IT | 44% | 56% | FALSE | Program |  |  | Forecast Capex, As Incurred (unescalated) - $FY20 FY23: 2944; Forecast Capex, As Incurred (unescalated) - $FY20 FY24: 4416; Forecast Capex, As Incurred (unescalated) - $FY20 FY25: 4416; Forecast Capex, As Incurred (unescalated) - $FY20 FY26: 1472; Forecast Capex, As Incurred (unescalated) - $FY20 FY27: 1472; Manual Commissioning FY20: x; Manual Commissioning FY21: x; Manual Commissioning FY22: x; Manual Commissioning FY23: x; Manual Commissioning FY24: x; Manual Commissioning FY25: x; Manual Commissioning FY26: x; Manual Commissioning FY27: x; Manual Commissioning FY28: x; Manual Commissioning FY29: x | 0% | 0% | 0% | 0% | 0% | 0% | 0% | 0% | 20% | 0% | 0% | 0% | 0% | 0% | 0% | 0% | 0% | 0% | 0% | 0% | 0% | 80% | 0% | 100%
| 71 | TAM- Apps | Non Network - IT | IT | IT | 100% | 0% | FALSE | Program |  |  | Forecast Capex, As Incurred (unescalated) - $FY20 FY23: 706.056; Forecast Capex, As Incurred (unescalated) - $FY20 FY24: 706.056; Forecast Capex, As Incurred (unescalated) - $FY20 FY25: 706.056; Forecast Capex, As Incurred (unescalated) - $FY20 FY26: 706.056; Forecast Capex, As Incurred (unescalated) - $FY20 FY27: 706.056; Manual Commissioning FY20: x; Manual Commissioning FY21: x; Manual Commissioning FY22: x; Manual Commissioning FY23: x; Manual Commissioning FY24: x; Manual Commissioning FY25: x; Manual Commissioning FY26: x; Manual Commissioning FY27: x; Manual Commissioning FY28: x; Manual Commissioning FY29: x | 0% | 0% | 0% | 0% | 0% | 0% | 0% | 0% | 20% | 0% | 0% | 0% | 0% | 0% | 0% | 0% | 0% | 0% | 0% | 0% | 0% | 80% | 0% | 100%
| 72 | TAM- Infra | Non Network - IT | IT | IT | 100% | 0% | FALSE | Program |  |  | Forecast Capex, As Incurred (unescalated) - $FY20 FY23: 2539.9205; Forecast Capex, As Incurred (unescalated) - $FY20 FY24: 3907.57; Forecast Capex, As Incurred (unescalated) - $FY20 FY25: 5177.5302; Forecast Capex, As Incurred (unescalated) - $FY20 FY26: 4982.1517; Forecast Capex, As Incurred (unescalated) - $FY20 FY27: 2930.6775; Manual Commissioning FY20: x; Manual Commissioning FY21: x; Manual Commissioning FY22: x; Manual Commissioning FY23: x; Manual Commissioning FY24: x; Manual Commissioning FY25: x; Manual Commissioning FY26: x; Manual Commissioning FY27: x; Manual Commissioning FY28: x; Manual Commissioning FY29: x | 0% | 0% | 0% | 0% | 0% | 0% | 0% | 0% | 20% | 0% | 0% | 0% | 0% | 0% | 0% | 0% | 0% | 0% | 0% | 0% | 0% | 80% | 0% | 100%
| 73 | Project 67 | [62 empty] | 0% | bar: Forecast Capex, As Incurred (unescalated) - $FY20 FY20 to As Commission Percentages FY29
| 74 | Project 68 | [62 empty] | 0% | bar: Forecast Capex, As Incurred (unescalated) - $FY20 FY20 to As Commission Percentages FY29
| 75 | Project 69 | [62 empty] | 0% | bar: Forecast Capex, As Incurred (unescalated) - $FY20 FY20 to As Commission Percentages FY29
| 76 | Project 70 | [62 empty] | 0% | bar: Forecast Capex, As Incurred (unescalated) - $FY20 FY20 to As Commission Percentages FY29
|  | Total | [8 empty] | 118564.4648 | Forecast Capex, As Incurred (unescalated) - $FY20 FY20: 63338.1493; Forecast Capex, As Incurred (unescalated) - $FY20 FY21: 132715.1998; Forecast Capex, As Incurred (unescalated) - $FY20 FY22: 120326.8631; Forecast Capex, As Incurred (unescalated) - $FY20 FY23: 161966.6173; Forecast Capex, As Incurred (unescalated) - $FY20 FY24: 163275.8167; Forecast Capex, As Incurred (unescalated) - $FY20 FY25: 161956.1461; Forecast Capex, As Incurred (unescalated) - $FY20 FY26: 127781.8592; Forecast Capex, As Incurred (unescalated) - $FY20 FY27: 98680.5167; Forecast Capex, As Incurred (unescalated) - $FY20 FY28: 6618.3103; Forecast Capex, As Incurred (unescalated) - $FY20 FY29: 25981.6198

## Calc¦Project Details-$FY20
Back to contents
AusNet Services Forecast Transmission Capex Model (FY20 to FY29) v9
#VALUE!
[8 empty] | Subtotal |  | 118564.4648 | 63338.1493 | 132715.1998 | 120326.8631 | 161966.6173 | 163275.8167 | 161956.1461 | 127781.8592 | 98680.5167 | 6618.3103 | 25981.6198 | 0 | 220.4168 | -125.8682 | 31.0682 | 447.8985 | 994.3001 | 1963.6848 | 2504.4618 | 2680.7234 | 230.4788 | 1106.2163 | 0 | 3029.5949 | 7924.9617 | 6422.5718 | 7190.4517 | 7795.7879 | 7741.8351 | 8107.31 | 8149.1457 | 244.1105 | 1478.2072 | 118564.4648 | 66588.1609 | 140514.2933 | 126780.5031 | 169604.9675 | 172065.9047 | 171661.666 | 138393.631 | 109510.3858 | 7092.8996 | 28566.0433 | [21 empty] | 20579.9154 | 208198.0883 | 134160.1517 | 94074.9267 | 252228.755 | 140627.8472 | 160264.0342 | 99075.5882 | 5062.4183 | 27768.3806 | 93.6288 | -59.5523 | 43.7624 | 262.5461 | 1127.6306 | 1647.7954 | 2880.7824 | 2689.7732 | 168.2559 | 1168.4392 | 1286.9143 | 8108.6411 | 5856.8481 | 3891.2422 | 11991.4521 | 6612.6456 | 9817.6404 | 8181.4857 | 131.2478 | 1591.0699 | 21960.4585 | 216247.1772 | 140060.7623 | 98228.715 | 265347.8377 | 148888.2882 | 172962.457 | 109946.8471 | 5361.922 | 30527.8897 | 0
| Project Title | Project Driver | Driver Project Name | Apply as commissioned percentages | Asset Class | Overheads Driver | By Cost | Cost Weight | Project Number | WIP | Forecast Capex, As Incurred (unescalated) | [9 empty] | Escalation | Escalation, As Incurred | [9 empty] | Overheads | Overheads, As Incurred | [9 empty] | Total | Total Capex, As Incurred | [9 empty] | As Commission Percentages | [10 empty] | Manual Commissioning | [9 empty] | Forecast Capex, As Commissioned (unescalated) | [9 empty] | Escalation, As Commissioned | [9 empty] | Overheads, As Commissioned | [9 empty] | Total Capex, As Commissioned
[10 empty] | LTD | FY20 | FY21 | FY22 | FY23 | FY24 | FY25 | FY26 | FY27 | FY28 | FY29 | LTD | FY20 | FY21 | FY22 | FY23 | FY24 | FY25 | FY26 | FY27 | FY28 | FY29 | LTD | FY20 | FY21 | FY22 | FY23 | FY24 | FY25 | FY26 | FY27 | FY28 | FY29 | LTD | FY20 | FY21 | FY22 | FY23 | FY24 | FY25 | FY26 | FY27 | FY28 | FY29 | FY20 | FY21 | FY22 | FY23 | FY24 | FY25 | FY26 | FY27 | FY28 | FY29 | Allocation percentage total check | FY20 | FY21 | FY22 | FY23 | FY24 | FY25 | FY26 | FY27 | FY28 | FY29 | FY20 | FY21 | FY22 | FY23 | FY24 | FY25 | FY26 | FY27 | FY28 | FY29 | FY20 | FY21 | FY22 | FY23 | FY24 | FY25 | FY26 | FY27 | FY28 | FY29 | FY20 | FY21 | FY22 | FY23 | FY24 | FY25 | FY26 | FY27 | FY28 | FY29 | FY20 | FY21 | FY22 | FY23 | FY24 | FY25 | FY26 | FY27 | FY28 | FY29 | CHECK
1 | HOTS SVC Replacement | Replacement - Major Station | Major Station | TRUE | Secondary | Network | Materials | 40% |  | 0 | 1.7437 | 20.5556 | 267.2225 | 452.2227 | 287.7781 | 0 | 0 | 0 | 0 | 0 | 0 | 0 | 0 | 0 | 0 | 0 | 0 | 0 | 0 | 0 | 0 | 0 | 0.083114 | 1.3949 | 16.2598 | 21.7378 | 14.9815 | 0 | 0 | 0 | 0 | 0 | 0 | 1.8268 | 21.9505 | 283.4823 | 473.9604 | 302.7595 | 0 | 0 | 0 | 0 | 0 | 0% | 0% | 0% | 0% | 100% | 0% | 0% | 0% | 0% | 0% | 100% | [10 empty] | 0 | 0 | 0 | 0 | 1029.5224 | 0 | 0 | 0 | 0 | 0 | 0 | 0 | 0 | 0 | 0 | 0 | 0 | 0 | 0 | 0 | 0 | 0 | 0 | 0 | 54.4571 | 0 | 0 | 0 | 0 | 0 | 0 | 0 | 0 | 0 | 1083.9795 | 0 | 0 | 0 | 0 | 0 | 0
2 | HOTS SVC Replacement | Replacement - Major Station | Major Station | TRUE | Secondary | Network | Labour - Internal | 10% |  | 0 | 0.43592 | 5.1389 | 66.8056 | 113.0557 | 71.9445 | 0 | 0 | 0 | 0 | 0 | 0 | 0.0025283 | 0.018803 | 0.65956 | 1.7094 | 1.4536 | 0 | 0 | 0 | 0 | 0 | 0 | 0.020899 | 0.35001 | 4.1051 | 5.5166 | 3.821 | 0 | 0 | 0 | 0 | 0 | 0 | 0.45934 | 5.5077 | 71.5703 | 120.2817 | 77.2191 | 0 | 0 | 0 | 0 | 0 | 0% | 0% | 0% | 0% | 100% | 0% | 0% | 0% | 0% | 0% | 100% | [10 empty] | 0 | 0 | 0 | 0 | 257.3806 | 0 | 0 | 0 | 0 | 0 | 0 | 0 | 0 | 0 | 3.8439 | 0 | 0 | 0 | 0 | 0 | 0 | 0 | 0 | 0 | 13.8136 | 0 | 0 | 0 | 0 | 0 | 0 | 0 | 0 | 0 | 275.0381 | 0 | 0 | 0 | 0 | 0 | 0
3 | HOTS SVC Replacement | Replacement - Major Station | Major Station | TRUE | Secondary | Network | Labour - External | 50% |  | 0 | 2.1796 | 25.6945 | 334.0281 | 565.2783 | 359.7226 | 0 | 0 | 0 | 0 | 0 | 0 | 0.012642 | -0.067541 | -0.48707 | 1.417 | 2.9276 | 0 | 0 | 0 | 0 | 0 | 0 | 0.10449 | 1.7391 | 20.2951 | 27.2403 | 18.8792 | 0 | 0 | 0 | 0 | 0 | 0 | 2.2967 | 27.366 | 353.8361 | 593.9356 | 381.5294 | 0 | 0 | 0 | 0 | 0 | 0% | 0% | 0% | 0% | 100% | 0% | 0% | 0% | 0% | 0% | 100% | [10 empty] | 0 | 0 | 0 | 0 | 1286.903 | 0 | 0 | 0 | 0 | 0 | 0 | 0 | 0 | 0 | 3.8027 | 0 | 0 | 0 | 0 | 0 | 0 | 0 | 0 | 0 | 68.2582 | 0 | 0 | 0 | 0 | 0 | 0 | 0 | 0 | 0 | 1358.9639 | 0 | 0 | 0 | 0 | 0 | 0
4 | HOTS SVC Replacement | Replacement - Major Station | Major Station | TRUE | Switchgear | Network | Materials | 40% |  | 0 | 9.4661 | 111.5934 | 1450.7144 | 2455.0551 | 1562.3078 | 0 | 0 | 0 | 0 | 0 | 0 | 0 | 0 | 0 | 0 | 0 | 0 | 0 | 0 | 0 | 0 | 0 | 0.45121 | 7.5728 | 88.2723 | 118.0114 | 81.3323 | 0 | 0 | 0 | 0 | 0 | 0 | 9.9173 | 119.1663 | 1538.9866 | 2573.0665 | 1643.6401 | 0 | 0 | 0 | 0 | 0 | 0% | 0% | 0% | 0% | 100% | 0% | 0% | 0% | 0% | 0% | 100% | [10 empty] | 0 | 0 | 0 | 0 | 5589.1368 | 0 | 0 | 0 | 0 | 0 | 0 | 0 | 0 | 0 | 0 | 0 | 0 | 0 | 0 | 0 | 0 | 0 | 0 | 0 | 295.64 | 0 | 0 | 0 | 0 | 0 | 0 | 0 | 0 | 0 | 5884.7768 | 0 | 0 | 0 | 0 | 0 | 0
5 | HOTS SVC Replacement | Replacement - Major Station | Major Station | TRUE | Switchgear | Network | Labour - Internal | 10% |  | 0 | 2.3665 | 27.8984 | 362.6786 | 613.7638 | 390.5769 | 0 | 0 | 0 | 0 | 0 | 0 | 0.013726 | 0.10208 | 3.5807 | 9.2802 | 7.8912 | 0 | 0 | 0 | 0 | 0 | 0 | 0.11346 | 1.9001 | 22.2859 | 29.9489 | 20.7439 | 0 | 0 | 0 | 0 | 0 | 0 | 2.4937 | 29.9006 | 388.5452 | 652.9929 | 419.2121 | 0 | 0 | 0 | 0 | 0 | 0% | 0% | 0% | 0% | 100% | 0% | 0% | 0% | 0% | 0% | 100% | [10 empty] | 0 | 0 | 0 | 0 | 1397.2842 | 0 | 0 | 0 | 0 | 0 | 0 | 0 | 0 | 0 | 20.8679 | 0 | 0 | 0 | 0 | 0 | 0 | 0 | 0 | 0 | 74.9923 | 0 | 0 | 0 | 0 | 0 | 0 | 0 | 0 | 0 | 1493.1445 | 0 | 0 | 0 | 0 | 0 | 0
6 | HOTS SVC Replacement | Replacement - Major Station | Major Station | TRUE | Switchgear | Network | Labour - External | 50% |  | 0 | 11.8327 | 139.4918 | 1813.393 | 3068.8189 | 1952.8847 | 0 | 0 | 0 | 0 | 0 | 0 | 0.068629 | -0.36667 | -2.6443 | 7.6927 | 15.8937 | 0 | 0 | 0 | 0 | 0 | 0 | 0.56729 | 9.4412 | 110.1794 | 147.884 | 102.4927 | 0 | 0 | 0 | 0 | 0 | 0 | 12.4686 | 148.5663 | 1920.9281 | 3224.3956 | 2071.2712 | 0 | 0 | 0 | 0 | 0 | 0% | 0% | 0% | 0% | 100% | 0% | 0% | 0% | 0% | 0% | 100% | [10 empty] | 0 | 0 | 0 | 0 | 6986.421 | 0 | 0 | 0 | 0 | 0 | 0 | 0 | 0 | 0 | 20.6441 | 0 | 0 | 0 | 0 | 0 | 0 | 0 | 0 | 0 | 370.5646 | 0 | 0 | 0 | 0 | 0 | 0 | 0 | 0 | 0 | 7377.6297 | 0 | 0 | 0 | 0 | 0 | 0
7 | HOTS SVC Replacement | Replacement - Major Station | Major Station | TRUE | Transformers | Network | Materials | 40% |  | 0 | 10.128 | 119.3961 | 1552.1497 | 2626.7148 | 1671.5458 | 0 | 0 | 0 | 0 | 0 | 0 | 0 | 0 | 0 | 0 | 0 | 0 | 0 | 0 | 0 | 0 | 0 | 0.48276 | 8.1023 | 94.4443 | 126.2629 | 87.0191 | 0 | 0 | 0 | 0 | 0 | 0 | 10.6108 | 127.4985 | 1646.594 | 2752.9777 | 1758.5649 | 0 | 0 | 0 | 0 | 0 | 0% | 0% | 0% | 0% | 100% | 0% | 0% | 0% | 0% | 0% | 100% | [10 empty] | 0 | 0 | 0 | 0 | 5979.9344 | 0 | 0 | 0 | 0 | 0 | 0 | 0 | 0 | 0 | 0 | 0 | 0 | 0 | 0 | 0 | 0 | 0 | 0 | 0 | 316.3114 | 0 | 0 | 0 | 0 | 0 | 0 | 0 | 0 | 0 | 6296.2458 | 0 | 0 | 0 | 0 | 0 | 0
8 | HOTS SVC Replacement | Replacement - Major Station | Major Station | TRUE | Transformers | Network | Labour - Internal | 10% |  | 0 | 2.532 | 29.849 | 388.0374 | 656.6787 | 417.8864 | 0 | 0 | 0 | 0 | 0 | 0 | 0.014686 | 0.10922 | 3.8311 | 9.9291 | 8.443 | 0 | 0 | 0 | 0 | 0 | 0 | 0.12139 | 2.033 | 23.8442 | 32.043 | 22.1943 | 0 | 0 | 0 | 0 | 0 | 0 | 2.6681 | 31.9912 | 415.7127 | 698.6507 | 448.5238 | 0 | 0 | 0 | 0 | 0 | 0% | 0% | 0% | 0% | 100% | 0% | 0% | 0% | 0% | 0% | 100% | [10 empty] | 0 | 0 | 0 | 0 | 1494.9836 | 0 | 0 | 0 | 0 | 0 | 0 | 0 | 0 | 0 | 22.327 | 0 | 0 | 0 | 0 | 0 | 0 | 0 | 0 | 0 | 80.2359 | 0 | 0 | 0 | 0 | 0 | 0 | 0 | 0 | 0 | 1597.5465 | 0 | 0 | 0 | 0 | 0 | 0
9 | HOTS SVC Replacement | Replacement - Major Station | Major Station | TRUE | Transformers | Network | Labour - External | 50% |  | 0 | 12.66 | 149.2452 | 1940.1871 | 3283.3935 | 2089.4322 | 0 | 0 | 0 | 0 | 0 | 0 | 0.073428 | -0.39231 | -2.8291 | 8.2306 | 17.005 | 0 | 0 | 0 | 0 | 0 | 0 | 0.60695 | 10.1013 | 117.8833 | 158.2242 | 109.6591 | 0 | 0 | 0 | 0 | 0 | 0 | 13.3404 | 158.9542 | 2055.2412 | 3449.8483 | 2216.0964 | 0 | 0 | 0 | 0 | 0 | 0% | 0% | 0% | 0% | 100% | 0% | 0% | 0% | 0% | 0% | 100% | [10 empty] | 0 | 0 | 0 | 0 | 7474.918 | 0 | 0 | 0 | 0 | 0 | 0 | 0 | 0 | 0 | 22.0876 | 0 | 0 | 0 | 0 | 0 | 0 | 0 | 0 | 0 | 396.4748 | 0 | 0 | 0 | 0 | 0 | 0 | 0 | 0 | 0 | 7893.4804 | 0 | 0 | 0 | 0 | 0 | 0
10 | HOTS SVC Replacement | Replacement - Major Station | Major Station | TRUE | Towers and Conductor | Network | Materials | 40% |  | 0 | 0.66586 | 7.8496 | 102.0448 | 172.6911 | 109.8944 | 0 | 0 | 0 | 0 | 0 | 0 | 0 | 0 | 0 | 0 | 0 | 0 | 0 | 0 | 0 | 0 | 0 | 0.031739 | 0.53268 | 6.2092 | 8.301 | 5.721 | 0 | 0 | 0 | 0 | 0 | 0 | 0.6976 | 8.3823 | 108.2539 | 180.9922 | 115.6154 | 0 | 0 | 0 | 0 | 0 | 0% | 0% | 0% | 0% | 100% | 0% | 0% | 0% | 0% | 0% | 100% | [10 empty] | 0 | 0 | 0 | 0 | 393.1457 | 0 | 0 | 0 | 0 | 0 | 0 | 0 | 0 | 0 | 0 | 0 | 0 | 0 | 0 | 0 | 0 | 0 | 0 | 0 | 20.7956 | 0 | 0 | 0 | 0 | 0 | 0 | 0 | 0 | 0 | 413.9413 | 0 | 0 | 0 | 0 | 0 | 0
11 | HOTS SVC Replacement | Replacement - Major Station | Major Station | TRUE | Towers and Conductor | Network | Labour - Internal | 10% |  | 0 | 0.16646 | 1.9624 | 25.5112 | 43.1728 | 27.4736 | 0 | 0 | 0 | 0 | 0 | 0 | 0.00096549 | 0.0071805 | 0.25187 | 0.65278 | 0.55508 | 0 | 0 | 0 | 0 | 0 | 0 | 0.0079807 | 0.13366 | 1.5676 | 2.1066 | 1.4591 | 0 | 0 | 0 | 0 | 0 | 0 | 0.17541 | 2.1032 | 27.3307 | 45.9322 | 29.4878 | 0 | 0 | 0 | 0 | 0 | 0% | 0% | 0% | 0% | 100% | 0% | 0% | 0% | 0% | 0% | 100% | [10 empty] | 0 | 0 | 0 | 0 | 98.2864 | 0 | 0 | 0 | 0 | 0 | 0 | 0 | 0 | 0 | 1.4679 | 0 | 0 | 0 | 0 | 0 | 0 | 0 | 0 | 0 | 5.275 | 0 | 0 | 0 | 0 | 0 | 0 | 0 | 0 | 0 | 105.0293 | 0 | 0 | 0 | 0 | 0 | 0
12 | HOTS SVC Replacement | Replacement - Major Station | Major Station | TRUE | Towers and Conductor | Network | Labour - External | 50% |  | 0 | 0.83232 | 9.812 | 127.556 | 215.8639 | 137.368 | 0 | 0 | 0 | 0 | 0 | 0 | 0.0048275 | -0.025792 | -0.186 | 0.54111 | 1.118 | 0 | 0 | 0 | 0 | 0 | 0 | 0.039904 | 0.6641 | 7.7501 | 10.4023 | 7.2094 | 0 | 0 | 0 | 0 | 0 | 0 | 0.87705 | 10.4503 | 135.1201 | 226.8074 | 145.6954 | 0 | 0 | 0 | 0 | 0 | 0% | 0% | 0% | 0% | 100% | 0% | 0% | 0% | 0% | 0% | 100% | [10 empty] | 0 | 0 | 0 | 0 | 491.4321 | 0 | 0 | 0 | 0 | 0 | 0 | 0 | 0 | 0 | 1.4521 | 0 | 0 | 0 | 0 | 0 | 0 | 0 | 0 | 0 | 26.0659 | 0 | 0 | 0 | 0 | 0 | 0 | 0 | 0 | 0 | 518.9502 | 0 | 0 | 0 | 0 | 0 | 0
13 | HOTS SVC Replacement | Replacement - Major Station | Major Station | TRUE | Establishment | Network | Materials | 40% |  | 0 | 4.8538 | 57.2197 | 743.8562 | 1258.8336 | 801.076 | 0 | 0 | 0 | 0 | 0 | 0 | 0 | 0 | 0 | 0 | 0 | 0 | 0 | 0 | 0 | 0 | 0 | 0.23136 | 3.883 | 45.2617 | 60.5105 | 41.7033 | 0 | 0 | 0 | 0 | 0 | 0 | 5.0851 | 61.1027 | 789.118 | 1319.3442 | 842.7792 | 0 | 0 | 0 | 0 | 0 | 0% | 0% | 0% | 0% | 100% | 0% | 0% | 0% | 0% | 0% | 100% | [10 empty] | 0 | 0 | 0 | 0 | 2865.8393 | 0 | 0 | 0 | 0 | 0 | 0 | 0 | 0 | 0 | 0 | 0 | 0 | 0 | 0 | 0 | 0 | 0 | 0 | 0 | 151.5899 | 0 | 0 | 0 | 0 | 0 | 0 | 0 | 0 | 0 | 3017.4292 | 0 | 0 | 0 | 0 | 0 | 0
14 | HOTS SVC Replacement | Replacement - Major Station | Major Station | TRUE | Establishment | Network | Labour - Internal | 10% |  | 0 | 1.2134 | 14.3049 | 185.9641 | 314.7084 | 200.269 | 0 | 0 | 0 | 0 | 0 | 0 | 0.007038 | 0.052342 | 1.836 | 4.7584 | 4.0462 | 0 | 0 | 0 | 0 | 0 | 0 | 0.058176 | 0.9743 | 11.4272 | 15.3564 | 10.6365 | 0 | 0 | 0 | 0 | 0 | 0 | 1.2787 | 15.3316 | 199.2272 | 334.8232 | 214.9517 | 0 | 0 | 0 | 0 | 0 | 0% | 0% | 0% | 0% | 100% | 0% | 0% | 0% | 0% | 0% | 100% | [10 empty] | 0 | 0 | 0 | 0 | 716.4598 | 0 | 0 | 0 | 0 | 0 | 0 | 0 | 0 | 0 | 10.7001 | 0 | 0 | 0 | 0 | 0 | 0 | 0 | 0 | 0 | 38.4525 | 0 | 0 | 0 | 0 | 0 | 0 | 0 | 0 | 0 | 765.6123 | 0 | 0 | 0 | 0 | 0 | 0
15 | HOTS SVC Replacement | Replacement - Major Station | Major Station | TRUE | Establishment | Network | Labour - External | 50% |  | 0 | 6.0672 | 71.5246 | 929.8203 | 1573.5421 | 1001.3449 | 0 | 0 | 0 | 0 | 0 | 0 | 0.03519 | -0.18801 | -1.3558 | 3.9444 | 8.1495 | 0 | 0 | 0 | 0 | 0 | 0 | 0.29088 | 4.841 | 56.4947 | 75.8278 | 52.5533 | 0 | 0 | 0 | 0 | 0 | 0 | 6.3933 | 76.1776 | 984.9591 | 1653.3143 | 1062.0478 | 0 | 0 | 0 | 0 | 0 | 0% | 0% | 0% | 0% | 100% | 0% | 0% | 0% | 0% | 0% | 100% | [10 empty] | 0 | 0 | 0 | 0 | 3582.2992 | 0 | 0 | 0 | 0 | 0 | 0 | 0 | 0 | 0 | 10.5853 | 0 | 0 | 0 | 0 | 0 | 0 | 0 | 0 | 0 | 190.0076 | 0 | 0 | 0 | 0 | 0 | 0 | 0 | 0 | 0 | 3782.8921 | 0 | 0 | 0 | 0 | 0 | 0
16 | Moorabool Terminal Station Circuit Breaker Replacement | Replacement - Major Station | Major Station | TRUE | Secondary | Network | Materials | 40% |  | 0 | 0 | 0 | 8.679 | 112.8273 | 190.9385 | 121.5063 | 0 | 0 | 0 | 0 | 0 | 0 | 0 | 0 | 0 | 0 | 0 | 0 | 0 | 0 | 0 | 0 | 0 | 0 | 0.5281 | 5.4235 | 9.9401 | 6.3554 | 0 | 0 | 0 | 0 | 0 | 0 | 0 | 9.2071 | 118.2507 | 200.8785 | 127.8617 | 0 | 0 | 0 | 0 | 0% | 0% | 0% | 0% | 72% | 28% | 0% | 0% | 0% | 0% | 100% | [10 empty] | 0 | 0 | 0 | 0 | 312.4447 | 121.5063 | 0 | 0 | 0 | 0 | 0 | 0 | 0 | 0 | 0 | 0 | 0 | 0 | 0 | 0 | 0 | 0 | 0 | 0 | 15.8916 | 6.3554 | 0 | 0 | 0 | 0 | 0 | 0 | 0 | 0 | 328.3364 | 127.8617 | 0 | 0 | 0 | 0 | 0
17 | Moorabool Terminal Station Circuit Breaker Replacement | Replacement - Major Station | Major Station | TRUE | Secondary | Network | Labour - Internal | 10% |  | 0 | 0 | 0 | 2.1698 | 28.2068 | 47.7346 | 30.3766 | 0 | 0 | 0 | 0 | 0 | 0 | 0 | 0.021422 | 0.42649 | 0.96443 | 0.85537 | 0 | 0 | 0 | 0 | 0 | 0 | 0 | 0.13333 | 1.3764 | 2.5352 | 1.6336 | 0 | 0 | 0 | 0 | 0 | 0 | 0 | 2.3245 | 30.0097 | 51.2343 | 32.8655 | 0 | 0 | 0 | 0 | 0% | 0% | 0% | 0% | 72% | 28% | 0% | 0% | 0% | 0% | 100% | [10 empty] | 0 | 0 | 0 | 0 | 78.1112 | 30.3766 | 0 | 0 | 0 | 0 | 0 | 0 | 0 | 0 | 1.4123 | 0.85537 | 0 | 0 | 0 | 0 | 0 | 0 | 0 | 0 | 4.0449 | 1.6336 | 0 | 0 | 0 | 0 | 0 | 0 | 0 | 0 | 83.5685 | 32.8655 | 0 | 0 | 0 | 0 | 0
18 | Moorabool Terminal Station Circuit Breaker Replacement | Replacement - Major Station | Major Station | TRUE | Secondary | Network | Labour - External | 50% |  | 0 | 0 | 0 | 10.8488 | 141.0341 | 238.6731 | 151.8829 | 0 | 0 | 0 | 0 | 0 | 0 | 0 | -0.015819 | 0.35353 | 1.9425 | 2.8277 | 0 | 0 | 0 | 0 | 0 | 0 | 0 | 0.65916 | 6.7963 | 12.5262 | 8.0922 | 0 | 0 | 0 | 0 | 0 | 0 | 0 | 11.4921 | 148.1839 | 253.1417 | 162.8028 | 0 | 0 | 0 | 0 | 0% | 0% | 0% | 0% | 72% | 28% | 0% | 0% | 0% | 0% | 100% | [10 empty] | 0 | 0 | 0 | 0 | 390.5559 | 151.8829 | 0 | 0 | 0 | 0 | 0 | 0 | 0 | 0 | 2.2802 | 2.8277 | 0 | 0 | 0 | 0 | 0 | 0 | 0 | 0 | 19.9817 | 8.0922 | 0 | 0 | 0 | 0 | 0 | 0 | 0 | 0 | 412.8178 | 162.8028 | 0 | 0 | 0 | 0 | 0
19 | Moorabool Terminal Station Circuit Breaker Replacement | Replacement - Major Station | Major Station | TRUE | Switchgear | Network | Materials | 40% |  | 0 | 0 | 0 | 47.1172 | 612.5238 | 1036.5788 | 659.6411 | 0 | 0 | 0 | 0 | 0 | 0 | 0 | 0 | 0 | 0 | 0 | 0 | 0 | 0 | 0 | 0 | 0 | 0 | 2.867 | 29.4432 | 53.9633 | 34.5028 | 0 | 0 | 0 | 0 | 0 | 0 | 0 | 49.9842 | 641.9671 | 1090.5421 | 694.1439 | 0 | 0 | 0 | 0 | 0% | 0% | 0% | 0% | 72% | 28% | 0% | 0% | 0% | 0% | 100% | [10 empty] | 0 | 0 | 0 | 0 | 1696.2199 | 659.6411 | 0 | 0 | 0 | 0 | 0 | 0 | 0 | 0 | 0 | 0 | 0 | 0 | 0 | 0 | 0 | 0 | 0 | 0 | 86.2735 | 34.5028 | 0 | 0 | 0 | 0 | 0 | 0 | 0 | 0 | 1782.4934 | 694.1439 | 0 | 0 | 0 | 0 | 0
20 | Moorabool Terminal Station Circuit Breaker Replacement | Replacement - Major Station | Major Station | TRUE | Switchgear | Network | Labour - Internal | 10% |  | 0 | 0 | 0 | 11.7793 | 153.131 | 259.1447 | 164.9103 | 0 | 0 | 0 | 0 | 0 | 0 | 0 | 0.1163 | 2.3154 | 5.2358 | 4.6437 | 0 | 0 | 0 | 0 | 0 | 0 | 0 | 0.72382 | 7.4721 | 13.7634 | 8.8686 | 0 | 0 | 0 | 0 | 0 | 0 | 0 | 12.6194 | 162.9184 | 278.1439 | 178.4226 | 0 | 0 | 0 | 0 | 0% | 0% | 0% | 0% | 72% | 28% | 0% | 0% | 0% | 0% | 100% | [10 empty] | 0 | 0 | 0 | 0 | 424.055 | 164.9103 | 0 | 0 | 0 | 0 | 0 | 0 | 0 | 0 | 7.6674 | 4.6437 | 0 | 0 | 0 | 0 | 0 | 0 | 0 | 0 | 21.9593 | 8.8686 | 0 | 0 | 0 | 0 | 0 | 0 | 0 | 0 | 453.6817 | 178.4226 | 0 | 0 | 0 | 0 | 0
21 | Moorabool Terminal Station Circuit Breaker Replacement | Replacement - Major Station | Major Station | TRUE | Switchgear | Network | Labour - External | 50% |  | 0 | 0 | 0 | 58.8965 | 765.6548 | 1295.7235 | 824.5513 | 0 | 0 | 0 | 0 | 0 | 0 | 0 | -0.085882 | 1.9193 | 10.5453 | 15.3513 | 0 | 0 | 0 | 0 | 0 | 0 | 0 | 3.5785 | 36.8963 | 68.0031 | 43.9315 | 0 | 0 | 0 | 0 | 0 | 0 | 0 | 62.3891 | 804.4704 | 1374.272 | 883.8341 | 0 | 0 | 0 | 0 | 0% | 0% | 0% | 0% | 72% | 28% | 0% | 0% | 0% | 0% | 100% | [10 empty] | 0 | 0 | 0 | 0 | 2120.2749 | 824.5513 | 0 | 0 | 0 | 0 | 0 | 0 | 0 | 0 | 12.3788 | 15.3513 | 0 | 0 | 0 | 0 | 0 | 0 | 0 | 0 | 108.4779 | 43.9315 | 0 | 0 | 0 | 0 | 0 | 0 | 0 | 0 | 2241.1315 | 883.8341 | 0 | 0 | 0 | 0 | 0
22 | Moorabool Terminal Station Circuit Breaker Replacement | Replacement - Major Station | Major Station | TRUE | Transformers | Network | Materials | 40% |  | 0 | 0 | 0 | 50.4117 | 655.3521 | 1109.0574 | 705.7638 | 0 | 0 | 0 | 0 | 0 | 0 | 0 | 0 | 0 | 0 | 0 | 0 | 0 | 0 | 0 | 0 | 0 | 0 | 3.0674 | 31.5019 | 57.7365 | 36.9153 | 0 | 0 | 0 | 0 | 0 | 0 | 0 | 53.4791 | 686.854 | 1166.7938 | 742.6791 | 0 | 0 | 0 | 0 | 0% | 0% | 0% | 0% | 72% | 28% | 0% | 0% | 0% | 0% | 100% | [10 empty] | 0 | 0 | 0 | 0 | 1814.8211 | 705.7638 | 0 | 0 | 0 | 0 | 0 | 0 | 0 | 0 | 0 | 0 | 0 | 0 | 0 | 0 | 0 | 0 | 0 | 0 | 92.3058 | 36.9153 | 0 | 0 | 0 | 0 | 0 | 0 | 0 | 0 | 1907.127 | 742.6791 | 0 | 0 | 0 | 0 | 0
23 | Moorabool Terminal Station Circuit Breaker Replacement | Replacement - Major Station | Major Station | TRUE | Transformers | Network | Labour - Internal | 10% |  | 0 | 0 | 0 | 12.6029 | 163.838 | 277.2643 | 176.4409 | 0 | 0 | 0 | 0 | 0 | 0 | 0 | 0.12443 | 2.4772 | 5.6019 | 4.9684 | 0 | 0 | 0 | 0 | 0 | 0 | 0 | 0.77443 | 7.9946 | 14.7257 | 9.4887 | 0 | 0 | 0 | 0 | 0 | 0 | 0 | 13.5018 | 174.3098 | 297.592 | 190.898 | 0 | 0 | 0 | 0 | 0% | 0% | 0% | 0% | 72% | 28% | 0% | 0% | 0% | 0% | 100% | [10 empty] | 0 | 0 | 0 | 0 | 453.7053 | 176.4409 | 0 | 0 | 0 | 0 | 0 | 0 | 0 | 0 | 8.2035 | 4.9684 | 0 | 0 | 0 | 0 | 0 | 0 | 0 | 0 | 23.4947 | 9.4887 | 0 | 0 | 0 | 0 | 0 | 0 | 0 | 0 | 485.4036 | 190.898 | 0 | 0 | 0 | 0 | 0
24 | Moorabool Terminal Station Circuit Breaker Replacement | Replacement - Major Station | Major Station | TRUE | Transformers | Network | Labour - External | 50% |  | 0 | 0 | 0 | 63.0146 | 819.1901 | 1386.3217 | 882.2047 | 0 | 0 | 0 | 0 | 0 | 0 | 0 | -0.091887 | 2.0535 | 11.2827 | 16.4247 | 0 | 0 | 0 | 0 | 0 | 0 | 0 | 3.8287 | 39.4761 | 72.758 | 47.0032 | 0 | 0 | 0 | 0 | 0 | 0 | 0 | 66.7514 | 860.7197 | 1470.3624 | 945.6326 | 0 | 0 | 0 | 0 | 0% | 0% | 0% | 0% | 72% | 28% | 0% | 0% | 0% | 0% | 100% | [10 empty] | 0 | 0 | 0 | 0 | 2268.5264 | 882.2047 | 0 | 0 | 0 | 0 | 0 | 0 | 0 | 0 | 13.2443 | 16.4247 | 0 | 0 | 0 | 0 | 0 | 0 | 0 | 0 | 116.0628 | 47.0032 | 0 | 0 | 0 | 0 | 0 | 0 | 0 | 0 | 2397.8335 | 945.6326 | 0 | 0 | 0 | 0 | 0
25 | Moorabool Terminal Station Circuit Breaker Replacement | Replacement - Major Station | Major Station | TRUE | Towers and Conductor | Network | Materials | 40% |  | 0 | 0 | 0 | 3.3143 | 43.0856 | 72.914 | 46.3998 | 0 | 0 | 0 | 0 | 0 | 0 | 0 | 0 | 0 | 0 | 0 | 0 | 0 | 0 | 0 | 0 | 0 | 0 | 0.20167 | 2.0711 | 3.7958 | 2.427 | 0 | 0 | 0 | 0 | 0 | 0 | 0 | 3.5159 | 45.1566 | 76.7099 | 48.8268 | 0 | 0 | 0 | 0 | 0% | 0% | 0% | 0% | 72% | 28% | 0% | 0% | 0% | 0% | 100% | [10 empty] | 0 | 0 | 0 | 0 | 119.3139 | 46.3998 | 0 | 0 | 0 | 0 | 0 | 0 | 0 | 0 | 0 | 0 | 0 | 0 | 0 | 0 | 0 | 0 | 0 | 0 | 6.0686 | 2.427 | 0 | 0 | 0 | 0 | 0 | 0 | 0 | 0 | 125.3824 | 48.8268 | 0 | 0 | 0 | 0 | 0
26 | Moorabool Terminal Station Circuit Breaker Replacement | Replacement - Major Station | Major Station | TRUE | Towers and Conductor | Network | Labour - Internal | 10% |  | 0 | 0 | 0 | 0.82857 | 10.7714 | 18.2285 | 11.6 | 0 | 0 | 0 | 0 | 0 | 0 | 0 | 0.0081804 | 0.16286 | 0.36829 | 0.32664 | 0 | 0 | 0 | 0 | 0 | 0 | 0 | 0.050914 | 0.5256 | 0.96813 | 0.62383 | 0 | 0 | 0 | 0 | 0 | 0 | 0 | 0.88766 | 11.4599 | 19.5649 | 12.5504 | 0 | 0 | 0 | 0 | 0% | 0% | 0% | 0% | 72% | 28% | 0% | 0% | 0% | 0% | 100% | [10 empty] | 0 | 0 | 0 | 0 | 29.8285 | 11.6 | 0 | 0 | 0 | 0 | 0 | 0 | 0 | 0 | 0.53934 | 0.32664 | 0 | 0 | 0 | 0 | 0 | 0 | 0 | 0 | 1.5446 | 0.62383 | 0 | 0 | 0 | 0 | 0 | 0 | 0 | 0 | 31.9124 | 12.5504 | 0 | 0 | 0 | 0 | 0
27 | Moorabool Terminal Station Circuit Breaker Replacement | Replacement - Major Station | Major Station | TRUE | Towers and Conductor | Network | Labour - External | 50% |  | 0 | 0 | 0 | 4.1428 | 53.857 | 91.1425 | 57.9998 | 0 | 0 | 0 | 0 | 0 | 0 | 0 | -0.006041 | 0.135 | 0.74177 | 1.0798 | 0 | 0 | 0 | 0 | 0 | 0 | 0 | 0.25171 | 2.5953 | 4.7834 | 3.0902 | 0 | 0 | 0 | 0 | 0 | 0 | 0 | 4.3885 | 56.5873 | 96.6677 | 62.1698 | 0 | 0 | 0 | 0 | 0% | 0% | 0% | 0% | 72% | 28% | 0% | 0% | 0% | 0% | 100% | [10 empty] | 0 | 0 | 0 | 0 | 149.1423 | 57.9998 | 0 | 0 | 0 | 0 | 0 | 0 | 0 | 0 | 0.87073 | 1.0798 | 0 | 0 | 0 | 0 | 0 | 0 | 0 | 0 | 7.6304 | 3.0902 | 0 | 0 | 0 | 0 | 0 | 0 | 0 | 0 | 157.6435 | 62.1698 | 0 | 0 | 0 | 0 | 0
28 | Moorabool Terminal Station Circuit Breaker Replacement | Replacement - Major Station | Major Station | TRUE | Establishment | Network | Materials | 40% |  | 0 | 0 | 0 | 24.1594 | 314.0726 | 531.5075 | 338.2321 | 0 | 0 | 0 | 0 | 0 | 0 | 0 | 0 | 0 | 0 | 0 | 0 | 0 | 0 | 0 | 0 | 0 | 0 | 1.47 | 15.0971 | 27.6698 | 17.6914 | 0 | 0 | 0 | 0 | 0 | 0 | 0 | 25.6295 | 329.1697 | 559.1773 | 355.9234 | 0 | 0 | 0 | 0 | 0% | 0% | 0% | 0% | 72% | 28% | 0% | 0% | 0% | 0% | 100% | [10 empty] | 0 | 0 | 0 | 0 | 869.7396 | 338.2321 | 0 | 0 | 0 | 0 | 0 | 0 | 0 | 0 | 0 | 0 | 0 | 0 | 0 | 0 | 0 | 0 | 0 | 0 | 44.2369 | 17.6914 | 0 | 0 | 0 | 0 | 0 | 0 | 0 | 0 | 913.9765 | 355.9234 | 0 | 0 | 0 | 0 | 0
29 | Moorabool Terminal Station Circuit Breaker Replacement | Replacement - Major Station | Major Station | TRUE | Establishment | Network | Labour - Internal | 10% |  | 0 | 0 | 0 | 6.0399 | 78.5182 | 132.8769 | 84.558 | 0 | 0 | 0 | 0 | 0 | 0 | 0 | 0.059631 | 1.1872 | 2.6847 | 2.3811 | 0 | 0 | 0 | 0 | 0 | 0 | 0 | 0.37114 | 3.8313 | 7.0572 | 4.5474 | 0 | 0 | 0 | 0 | 0 | 0 | 0 | 6.4706 | 83.5367 | 142.6187 | 91.4865 | 0 | 0 | 0 | 0 | 0% | 0% | 0% | 0% | 72% | 28% | 0% | 0% | 0% | 0% | 100% | [10 empty] | 0 | 0 | 0 | 0 | 217.4349 | 84.558 | 0 | 0 | 0 | 0 | 0 | 0 | 0 | 0 | 3.9315 | 2.3811 | 0 | 0 | 0 | 0 | 0 | 0 | 0 | 0 | 11.2597 | 4.5474 | 0 | 0 | 0 | 0 | 0 | 0 | 0 | 0 | 232.6261 | 91.4865 | 0 | 0 | 0 | 0 | 0
30 | Moorabool Terminal Station Circuit Breaker Replacement | Replacement - Major Station | Major Station | TRUE | Establishment | Network | Labour - External | 50% |  | 0 | 0 | 0 | 30.1993 | 392.5908 | 664.3844 | 422.7901 | 0 | 0 | 0 | 0 | 0 | 0 | 0 | -0.044036 | 0.98412 | 5.4071 | 7.8714 | 0 | 0 | 0 | 0 | 0 | 0 | 0 | 1.8349 | 18.9186 | 34.8687 | 22.5259 | 0 | 0 | 0 | 0 | 0 | 0 | 0 | 31.9901 | 412.4936 | 704.6603 | 453.1874 | 0 | 0 | 0 | 0 | 0% | 0% | 0% | 0% | 72% | 28% | 0% | 0% | 0% | 0% | 100% | [10 empty] | 0 | 0 | 0 | 0 | 1087.1745 | 422.7901 | 0 | 0 | 0 | 0 | 0 | 0 | 0 | 0 | 6.3472 | 7.8714 | 0 | 0 | 0 | 0 | 0 | 0 | 0 | 0 | 55.6222 | 22.5259 | 0 | 0 | 0 | 0 | 0 | 0 | 0 | 0 | 1149.144 | 453.1874 | 0 | 0 | 0 | 0 | 0
31 | RCTS Transformer and Switchgear Replacement | Replacement - Major Station | Major Station | TRUE | Secondary | Network | Materials | 40% |  | 0 | 0 | 0 | 0 | 10.4605 | 135.918 | 230.0397 | 146.3785 | 0 | 0 | 0 | 0 | 0 | 0 | 0 | 0 | 0 | 0 | 0 | 0 | 0 | 0 | 0 | 0 | 0 | 0 | 0.50282 | 7.0758 | 12.0323 | 10.0552 | 0 | 0 | 0 | 0 | 0 | 0 | 0 | 10.9633 | 142.9938 | 242.0721 | 156.4338 | 0 | 0 | 0 | 0% | 0% | 0% | 0% | 0% | 72% | 28% | 0% | 0% | 0% | 100% | [10 empty] | 0 | 0 | 0 | 0 | 0 | 376.4137 | 146.3831 | 0 | 0 | 0 | 0 | 0 | 0 | 0 | 0 | 0 | 0 | 0 | 0 | 0 | 0 | 0 | 0 | 0 | 0 | 19.6109 | 10.0552 | 0 | 0 | 0 | 0 | 0 | 0 | 0 | 0 | 396.0246 | 156.4383 | 0 | 0 | 0 | 0
32 | RCTS Transformer and Switchgear Replacement | Replacement - Major Station | Major Station | TRUE | Secondary | Network | Labour - Internal | 10% |  | 0 | 0 | 0 | 0 | 2.6151 | 33.9795 | 57.5099 | 36.5946 | 0 | 0 | 0 | 0 | 0 | 0 | 0 | 0.039541 | 0.68652 | 1.6194 | 1.4447 | 0 | 0 | 0 | 0 | 0 | 0 | 0 | 0.12761 | 1.8047 | 3.0928 | 2.613 | 0 | 0 | 0 | 0 | 0 | 0 | 0 | 2.7823 | 36.4707 | 62.2221 | 40.6523 | 0 | 0 | 0 | 0% | 0% | 0% | 0% | 0% | 72% | 28% | 0% | 0% | 0% | 100% | [10 empty] | 0 | 0 | 0 | 0 | 0 | 94.1034 | 36.5958 | 0 | 0 | 0 | 0 | 0 | 0 | 0 | 0 | 2.3455 | 1.4447 | 0 | 0 | 0 | 0 | 0 | 0 | 0 | 0 | 5.0251 | 2.613 | 0 | 0 | 0 | 0 | 0 | 0 | 0 | 0 | 101.474 | 40.6535 | 0 | 0 | 0 | 0
33 | RCTS Transformer and Switchgear Replacement | Replacement - Major Station | Major Station | TRUE | Secondary | Network | Labour - External | 50% |  | 0 | 0 | 0 | 0 | 13.0756 | 169.8975 | 287.5497 | 182.9732 | 0 | 0 | 0 | 0 | 0 | 0 | 0 | 0.032777 | 1.3827 | 5.3535 | 5.7277 | 0 | 0 | 0 | 0 | 0 | 0 | 0 | 0.6301 | 8.9167 | 15.3204 | 12.9625 | 0 | 0 | 0 | 0 | 0 | 0 | 0 | 13.7385 | 180.197 | 308.2236 | 201.6634 | 0 | 0 | 0 | 0% | 0% | 0% | 0% | 0% | 72% | 28% | 0% | 0% | 0% | 100% | [10 empty] | 0 | 0 | 0 | 0 | 0 | 470.5171 | 182.9789 | 0 | 0 | 0 | 0 | 0 | 0 | 0 | 0 | 6.769 | 5.7277 | 0 | 0 | 0 | 0 | 0 | 0 | 0 | 0 | 24.8672 | 12.9625 | 0 | 0 | 0 | 0 | 0 | 0 | 0 | 0 | 502.1534 | 201.6691 | 0 | 0 | 0 | 0
34 | RCTS Transformer and Switchgear Replacement | Replacement - Major Station | Major Station | TRUE | Switchgear | Network | Materials | 40% |  | 0 | 0 | 0 | 0 | 56.7886 | 737.8804 | 1248.8543 | 794.6691 | 0 | 0 | 0 | 0 | 0 | 0 | 0 | 0 | 0 | 0 | 0 | 0 | 0 | 0 | 0 | 0 | 0 | 0 | 2.7298 | 38.4134 | 65.3219 | 54.5885 | 0 | 0 | 0 | 0 | 0 | 0 | 0 | 59.5184 | 776.2938 | 1314.1762 | 849.2576 | 0 | 0 | 0 | 0% | 0% | 0% | 0% | 0% | 72% | 28% | 0% | 0% | 0% | 100% | [10 empty] | 0 | 0 | 0 | 0 | 0 | 2043.4986 | 794.6939 | 0 | 0 | 0 | 0 | 0 | 0 | 0 | 0 | 0 | 0 | 0 | 0 | 0 | 0 | 0 | 0 | 0 | 0 | 106.465 | 54.5885 | 0 | 0 | 0 | 0 | 0 | 0 | 0 | 0 | 2149.9636 | 849.2824 | 0 | 0 | 0 | 0
35 | RCTS Transformer and Switchgear Replacement | Replacement - Major Station | Major Station | TRUE | Switchgear | Network | Labour - Internal | 10% |  | 0 | 0 | 0 | 0 | 14.1972 | 184.4701 | 312.2136 | 198.6673 | 0 | 0 | 0 | 0 | 0 | 0 | 0 | 0.21466 | 3.727 | 8.7916 | 7.8429 | 0 | 0 | 0 | 0 | 0 | 0 | 0 | 0.69276 | 9.7974 | 16.7903 | 14.1859 | 0 | 0 | 0 | 0 | 0 | 0 | 0 | 15.1046 | 197.9945 | 337.7955 | 220.696 | 0 | 0 | 0 | 0% | 0% | 0% | 0% | 0% | 72% | 28% | 0% | 0% | 0% | 100% | [10 empty] | 0 | 0 | 0 | 0 | 0 | 510.8746 | 198.6735 | 0 | 0 | 0 | 0 | 0 | 0 | 0 | 0 | 12.7333 | 7.8429 | 0 | 0 | 0 | 0 | 0 | 0 | 0 | 0 | 27.2804 | 14.1859 | 0 | 0 | 0 | 0 | 0 | 0 | 0 | 0 | 550.8884 | 220.7022 | 0 | 0 | 0 | 0
36 | RCTS Transformer and Switchgear Replacement | Replacement - Major Station | Major Station | TRUE | Switchgear | Network | Labour - External | 50% |  | 0 | 0 | 0 | 0 | 70.9858 | 922.3506 | 1561.0679 | 993.3364 | 0 | 0 | 0 | 0 | 0 | 0 | 0 | 0.17794 | 7.5066 | 29.0636 | 31.0949 | 0 | 0 | 0 | 0 | 0 | 0 | 0 | 3.4208 | 48.4075 | 83.1725 | 70.3717 | 0 | 0 | 0 | 0 | 0 | 0 | 0 | 74.5845 | 978.2647 | 1673.304 | 1094.803 | 0 | 0 | 0 | 0% | 0% | 0% | 0% | 0% | 72% | 28% | 0% | 0% | 0% | 100% | [10 empty] | 0 | 0 | 0 | 0 | 0 | 2554.3732 | 993.3674 | 0 | 0 | 0 | 0 | 0 | 0 | 0 | 0 | 36.7482 | 31.0949 | 0 | 0 | 0 | 0 | 0 | 0 | 0 | 0 | 135.0008 | 70.3717 | 0 | 0 | 0 | 0 | 0 | 0 | 0 | 0 | 2726.1222 | 1094.834 | 0 | 0 | 0 | 0
37 | RCTS Transformer and Switchgear Replacement | Replacement - Major Station | Major Station | TRUE | Transformers | Network | Materials | 40% |  | 0 | 0 | 0 | 0 | 60.7594 | 789.4737 | 1336.1753 | 850.2331 | 0 | 0 | 0 | 0 | 0 | 0 | 0 | 0 | 0 | 0 | 0 | 0 | 0 | 0 | 0 | 0 | 0 | 0 | 2.9206 | 41.0993 | 69.8892 | 58.4054 | 0 | 0 | 0 | 0 | 0 | 0 | 0 | 63.68 | 830.573 | 1406.0646 | 908.6385 | 0 | 0 | 0 | 0% | 0% | 0% | 0% | 0% | 72% | 28% | 0% | 0% | 0% | 100% | [10 empty] | 0 | 0 | 0 | 0 | 0 | 2186.3819 | 850.2596 | 0 | 0 | 0 | 0 | 0 | 0 | 0 | 0 | 0 | 0 | 0 | 0 | 0 | 0 | 0 | 0 | 0 | 0 | 113.9091 | 58.4054 | 0 | 0 | 0 | 0 | 0 | 0 | 0 | 0 | 2300.291 | 908.6651 | 0 | 0 | 0 | 0
38 | RCTS Transformer and Switchgear Replacement | Replacement - Major Station | Major Station | TRUE | Transformers | Network | Labour - Internal | 10% |  | 0 | 0 | 0 | 0 | 15.1898 | 197.3684 | 334.0438 | 212.5583 | 0 | 0 | 0 | 0 | 0 | 0 | 0 | 0.22967 | 3.9876 | 9.4063 | 8.3912 | 0 | 0 | 0 | 0 | 0 | 0 | 0 | 0.7412 | 10.4824 | 17.9643 | 15.1778 | 0 | 0 | 0 | 0 | 0 | 0 | 0 | 16.1607 | 211.8385 | 361.4145 | 236.1273 | 0 | 0 | 0 | 0% | 0% | 0% | 0% | 0% | 72% | 28% | 0% | 0% | 0% | 100% | [10 empty] | 0 | 0 | 0 | 0 | 0 | 546.5955 | 212.5649 | 0 | 0 | 0 | 0 | 0 | 0 | 0 | 0 | 13.6236 | 8.3912 | 0 | 0 | 0 | 0 | 0 | 0 | 0 | 0 | 29.1879 | 15.1778 | 0 | 0 | 0 | 0 | 0 | 0 | 0 | 0 | 589.407 | 236.1339 | 0 | 0 | 0 | 0
39 | RCTS Transformer and Switchgear Replacement | Replacement - Major Station | Major Station | TRUE | Transformers | Network | Labour - External | 50% |  | 0 | 0 | 0 | 0 | 75.9492 | 986.8422 | 1670.2192 | 1062.7914 | 0 | 0 | 0 | 0 | 0 | 0 | 0 | 0.19038 | 8.0315 | 31.0958 | 33.2691 | 0 | 0 | 0 | 0 | 0 | 0 | 0 | 3.6599 | 51.7922 | 88.988 | 75.2922 | 0 | 0 | 0 | 0 | 0 | 0 | 0 | 79.7995 | 1046.6658 | 1790.303 | 1171.3527 | 0 | 0 | 0 | 0% | 0% | 0% | 0% | 0% | 72% | 28% | 0% | 0% | 0% | 100% | [10 empty] | 0 | 0 | 0 | 0 | 0 | 2732.9774 | 1062.8245 | 0 | 0 | 0 | 0 | 0 | 0 | 0 | 0 | 39.3177 | 33.2691 | 0 | 0 | 0 | 0 | 0 | 0 | 0 | 0 | 144.4401 | 75.2922 | 0 | 0 | 0 | 0 | 0 | 0 | 0 | 0 | 2916.7352 | 1171.3858 | 0 | 0 | 0 | 0
40 | RCTS Transformer and Switchgear Replacement | Replacement - Major Station | Major Station | TRUE | Towers and Conductor | Network | Materials | 40% |  | 0 | 0 | 0 | 0 | 3.9946 | 51.9033 | 87.8457 | 55.8979 | 0 | 0 | 0 | 0 | 0 | 0 | 0 | 0 | 0 | 0 | 0 | 0 | 0 | 0 | 0 | 0 | 0 | 0 | 0.19201 | 2.702 | 4.5948 | 3.8398 | 0 | 0 | 0 | 0 | 0 | 0 | 0 | 4.1866 | 54.6053 | 92.4405 | 59.7377 | 0 | 0 | 0 | 0% | 0% | 0% | 0% | 0% | 72% | 28% | 0% | 0% | 0% | 100% | [10 empty] | 0 | 0 | 0 | 0 | 0 | 143.7418 | 55.8996 | 0 | 0 | 0 | 0 | 0 | 0 | 0 | 0 | 0 | 0 | 0 | 0 | 0 | 0 | 0 | 0 | 0 | 0 | 7.4889 | 3.8398 | 0 | 0 | 0 | 0 | 0 | 0 | 0 | 0 | 151.2307 | 59.7394 | 0 | 0 | 0 | 0
41 | RCTS Transformer and Switchgear Replacement | Replacement - Major Station | Major Station | TRUE | Towers and Conductor | Network | Labour - Internal | 10% |  | 0 | 0 | 0 | 0 | 0.99864 | 12.9758 | 21.9614 | 13.9745 | 0 | 0 | 0 | 0 | 0 | 0 | 0 | 0.0151 | 0.26216 | 0.61841 | 0.55168 | 0 | 0 | 0 | 0 | 0 | 0 | 0 | 0.048729 | 0.68916 | 1.181 | 0.99785 | 0 | 0 | 0 | 0 | 0 | 0 | 0 | 1.0625 | 13.9271 | 23.7609 | 15.524 | 0 | 0 | 0 | 0% | 0% | 0% | 0% | 0% | 72% | 28% | 0% | 0% | 0% | 100% | [10 empty] | 0 | 0 | 0 | 0 | 0 | 35.9355 | 13.9749 | 0 | 0 | 0 | 0 | 0 | 0 | 0 | 0 | 0.89567 | 0.55168 | 0 | 0 | 0 | 0 | 0 | 0 | 0 | 0 | 1.9189 | 0.99785 | 0 | 0 | 0 | 0 | 0 | 0 | 0 | 0 | 38.7501 | 15.5244 | 0 | 0 | 0 | 0
42 | RCTS Transformer and Switchgear Replacement | Replacement - Major Station | Major Station | TRUE | Towers and Conductor | Network | Labour - External | 50% |  | 0 | 0 | 0 | 0 | 4.9932 | 64.8791 | 109.8071 | 69.8723 | 0 | 0 | 0 | 0 | 0 | 0 | 0 | 0.012517 | 0.52802 | 2.0444 | 2.1873 | 0 | 0 | 0 | 0 | 0 | 0 | 0 | 0.24062 | 3.405 | 5.8504 | 4.95 | 0 | 0 | 0 | 0 | 0 | 0 | 0 | 5.2464 | 68.8122 | 117.702 | 77.0096 | 0 | 0 | 0 | 0% | 0% | 0% | 0% | 0% | 72% | 28% | 0% | 0% | 0% | 100% | [10 empty] | 0 | 0 | 0 | 0 | 0 | 179.6773 | 69.8745 | 0 | 0 | 0 | 0 | 0 | 0 | 0 | 0 | 2.5849 | 2.1873 | 0 | 0 | 0 | 0 | 0 | 0 | 0 | 0 | 9.4961 | 4.95 | 0 | 0 | 0 | 0 | 0 | 0 | 0 | 0 | 191.7583 | 77.0118 | 0 | 0 | 0 | 0
43 | RCTS Transformer and Switchgear Replacement | Replacement - Major Station | Major Station | TRUE | Establishment | Network | Materials | 40% |  | 0 | 0 | 0 | 0 | 29.1185 | 378.3494 | 640.3521 | 407.4679 | 0 | 0 | 0 | 0 | 0 | 0 | 0 | 0 | 0 | 0 | 0 | 0 | 0 | 0 | 0 | 0 | 0 | 0 | 1.3997 | 19.6965 | 33.4939 | 27.9904 | 0 | 0 | 0 | 0 | 0 | 0 | 0 | 30.5182 | 398.046 | 673.846 | 435.4583 | 0 | 0 | 0 | 0% | 0% | 0% | 0% | 0% | 72% | 28% | 0% | 0% | 0% | 100% | [10 empty] | 0 | 0 | 0 | 0 | 0 | 1047.8073 | 407.4806 | 0 | 0 | 0 | 0 | 0 | 0 | 0 | 0 | 0 | 0 | 0 | 0 | 0 | 0 | 0 | 0 | 0 | 0 | 54.5901 | 27.9904 | 0 | 0 | 0 | 0 | 0 | 0 | 0 | 0 | 1102.3975 | 435.471 | 0 | 0 | 0 | 0
44 | RCTS Transformer and Switchgear Replacement | Replacement - Major Station | Major Station | TRUE | Establishment | Network | Labour - Internal | 10% |  | 0 | 0 | 0 | 0 | 7.2796 | 94.5874 | 160.088 | 101.867 | 0 | 0 | 0 | 0 | 0 | 0 | 0 | 0.11007 | 1.911 | 4.5079 | 4.0214 | 0 | 0 | 0 | 0 | 0 | 0 | 0 | 0.35521 | 5.0236 | 8.6093 | 7.2738 | 0 | 0 | 0 | 0 | 0 | 0 | 0 | 7.7449 | 101.522 | 173.2052 | 113.1623 | 0 | 0 | 0 | 0% | 0% | 0% | 0% | 0% | 72% | 28% | 0% | 0% | 0% | 100% | [10 empty] | 0 | 0 | 0 | 0 | 0 | 261.9518 | 101.8702 | 0 | 0 | 0 | 0 | 0 | 0 | 0 | 0 | 6.529 | 4.0214 | 0 | 0 | 0 | 0 | 0 | 0 | 0 | 0 | 13.9881 | 7.2738 | 0 | 0 | 0 | 0 | 0 | 0 | 0 | 0 | 282.469 | 113.1654 | 0 | 0 | 0 | 0
45 | RCTS Transformer and Switchgear Replacement | Replacement - Major Station | Major Station | TRUE | Establishment | Network | Labour - External | 50% |  | 0 | 0 | 0 | 0 | 36.3981 | 472.9368 | 800.4402 | 509.3349 | 0 | 0 | 0 | 0 | 0 | 0 | 0 | 0.09124 | 3.849 | 14.9024 | 15.944 | 0 | 0 | 0 | 0 | 0 | 0 | 0 | 1.754 | 24.821 | 42.6469 | 36.0832 | 0 | 0 | 0 | 0 | 0 | 0 | 0 | 38.2433 | 501.6069 | 857.9895 | 561.3621 | 0 | 0 | 0 | 0% | 0% | 0% | 0% | 0% | 72% | 28% | 0% | 0% | 0% | 100% | [10 empty] | 0 | 0 | 0 | 0 | 0 | 1309.7592 | 509.3508 | 0 | 0 | 0 | 0 | 0 | 0 | 0 | 0 | 18.8427 | 15.944 | 0 | 0 | 0 | 0 | 0 | 0 | 0 | 0 | 69.2219 | 36.0832 | 0 | 0 | 0 | 0 | 0 | 0 | 0 | 0 | 1397.8238 | 561.378 | 0 | 0 | 0 | 0
46 | LYPS and HWTS 500kV Circuit Breaker Replacement Stage 2 | Replacement - Major Station | Major Station | TRUE | Secondary | Network | Materials | 40% |  | 0 | 0 | 0 | 0 | 0 | 0 | 0 | 0 | 0 | 38.2288 | 496.9744 | 0 | 0 | 0 | 0 | 0 | 0 | 0 | 0 | 0 | 0 | 0 | 0 | 0 | 0 | 0 | 0 | 0 | 0 | 0 | 0 | 2.3335 | 30.3355 | 0 | 0 | 0 | 0 | 0 | 0 | 0 | 0 | 0 | 40.5623 | 527.31 | 0% | 0% | 0% | 0% | 0% | 0% | 0% | 0% | 0% | 100% | 100% | [10 empty] | 0 | 0 | 0 | 0 | 0 | 0 | 0 | 0 | 0 | 535.2032 | 0 | 0 | 0 | 0 | 0 | 0 | 0 | 0 | 0 | 0 | 0 | 0 | 0 | 0 | 0 | 0 | 0 | 0 | 0 | 32.669 | 0 | 0 | 0 | 0 | 0 | 0 | 0 | 0 | 0 | 567.8723 | 0
47 | LYPS and HWTS 500kV Circuit Breaker Replacement Stage 2 | Replacement - Major Station | Major Station | TRUE | Secondary | Network | Labour - Internal | 10% |  | 0 | 0 | 0 | 0 | 0 | 0 | 0 | 0 | 0 | 9.5572 | 124.2436 | 0 | 0 | 0 | 0 | 0 | 0 | 0 | 0 | 0 | 0.59722 | 9.2171 | 0 | 0 | 0 | 0 | 0 | 0 | 0 | 0 | 0 | 0.61983 | 8.1465 | 0 | 0 | 0 | 0 | 0 | 0 | 0 | 0 | 0 | 10.7743 | 141.6072 | 0% | 0% | 0% | 0% | 0% | 0% | 0% | 0% | 0% | 100% | 100% | [10 empty] | 0 | 0 | 0 | 0 | 0 | 0 | 0 | 0 | 0 | 133.8008 | 0 | 0 | 0 | 0 | 0 | 0 | 0 | 0 | 0 | 9.8143 | 0 | 0 | 0 | 0 | 0 | 0 | 0 | 0 | 0 | 8.7663 | 0 | 0 | 0 | 0 | 0 | 0 | 0 | 0 | 0 | 152.3815 | 0
48 | LYPS and HWTS 500kV Circuit Breaker Replacement Stage 2 | Replacement - Major Station | Major Station | TRUE | Secondary | Network | Labour - External | 50% |  | 0 | 0 | 0 | 0 | 0 | 0 | 0 | 0 | 0 | 47.786 | 621.218 | 0 | 0 | 0 | 0 | 0 | 0 | 0 | 0 | 0 | 2.731 | 43.6819 | 0 | 0 | 0 | 0 | 0 | 0 | 0 | 0 | 0 | 3.0836 | 40.5858 | 0 | 0 | 0 | 0 | 0 | 0 | 0 | 0 | 0 | 53.6006 | 705.4857 | 0% | 0% | 0% | 0% | 0% | 0% | 0% | 0% | 0% | 100% | 100% | [10 empty] | 0 | 0 | 0 | 0 | 0 | 0 | 0 | 0 | 0 | 669.004 | 0 | 0 | 0 | 0 | 0 | 0 | 0 | 0 | 0 | 46.413 | 0 | 0 | 0 | 0 | 0 | 0 | 0 | 0 | 0 | 43.6693 | 0 | 0 | 0 | 0 | 0 | 0 | 0 | 0 | 0 | 759.0863 | 0
49 | LYPS and HWTS 500kV Circuit Breaker Replacement Stage 2 | Replacement - Major Station | Major Station | TRUE | Switchgear | Network | Materials | 40% |  | 0 | 0 | 0 | 0 | 0 | 0 | 0 | 0 | 0 | 207.539 | 2698.0064 | 0 | 0 | 0 | 0 | 0 | 0 | 0 | 0 | 0 | 0 | 0 | 0 | 0 | 0 | 0 | 0 | 0 | 0 | 0 | 0 | 12.6683 | 164.6874 | 0 | 0 | 0 | 0 | 0 | 0 | 0 | 0 | 0 | 220.2072 | 2862.6938 | 0% | 0% | 0% | 0% | 0% | 0% | 0% | 0% | 0% | 100% | 100% | [10 empty] | 0 | 0 | 0 | 0 | 0 | 0 | 0 | 0 | 0 | 2905.5453 | 0 | 0 | 0 | 0 | 0 | 0 | 0 | 0 | 0 | 0 | 0 | 0 | 0 | 0 | 0 | 0 | 0 | 0 | 0 | 177.3557 | 0 | 0 | 0 | 0 | 0 | 0 | 0 | 0 | 0 | 3082.901 | 0
50 | LYPS and HWTS 500kV Circuit Breaker Replacement Stage 2 | Replacement - Major Station | Major Station | TRUE | Switchgear | Network | Labour - Internal | 10% |  | 0 | 0 | 0 | 0 | 0 | 0 | 0 | 0 | 0 | 51.8847 | 674.5016 | 0 | 0 | 0 | 0 | 0 | 0 | 0 | 0 | 0 | 3.2422 | 50.0384 | 0 | 0 | 0 | 0 | 0 | 0 | 0 | 0 | 0 | 3.365 | 44.2262 | 0 | 0 | 0 | 0 | 0 | 0 | 0 | 0 | 0 | 58.492 | 768.7662 | 0% | 0% | 0% | 0% | 0% | 0% | 0% | 0% | 0% | 100% | 100% | [10 empty] | 0 | 0 | 0 | 0 | 0 | 0 | 0 | 0 | 0 | 726.3863 | 0 | 0 | 0 | 0 | 0 | 0 | 0 | 0 | 0 | 53.2807 | 0 | 0 | 0 | 0 | 0 | 0 | 0 | 0 | 0 | 47.5912 | 0 | 0 | 0 | 0 | 0 | 0 | 0 | 0 | 0 | 827.2582 | 0
51 | LYPS and HWTS 500kV Circuit Breaker Replacement Stage 2 | Replacement - Major Station | Major Station | TRUE | Switchgear | Network | Labour - External | 50% |  | 0 | 0 | 0 | 0 | 0 | 0 | 0 | 0 | 0 | 259.4237 | 3372.508 | 0 | 0 | 0 | 0 | 0 | 0 | 0 | 0 | 0 | 14.8263 | 237.1433 | 0 | 0 | 0 | 0 | 0 | 0 | 0 | 0 | 0 | 16.7403 | 220.3346 | 0 | 0 | 0 | 0 | 0 | 0 | 0 | 0 | 0 | 290.9903 | 3829.9859 | 0% | 0% | 0% | 0% | 0% | 0% | 0% | 0% | 0% | 100% | 100% | [10 empty] | 0 | 0 | 0 | 0 | 0 | 0 | 0 | 0 | 0 | 3631.9316 | 0 | 0 | 0 | 0 | 0 | 0 | 0 | 0 | 0 | 251.9696 | 0 | 0 | 0 | 0 | 0 | 0 | 0 | 0 | 0 | 237.0749 | 0 | 0 | 0 | 0 | 0 | 0 | 0 | 0 | 0 | 4120.9762 | 0
52 | LYPS and HWTS 500kV Circuit Breaker Replacement Stage 2 | Replacement - Major Station | Major Station | TRUE | Transformers | Network | Materials | 40% |  | 0 | 0 | 0 | 0 | 0 | 0 | 0 | 0 | 0 | 222.0503 | 2886.6534 | 0 | 0 | 0 | 0 | 0 | 0 | 0 | 0 | 0 | 0 | 0 | 0 | 0 | 0 | 0 | 0 | 0 | 0 | 0 | 0 | 13.554 | 176.2025 | 0 | 0 | 0 | 0 | 0 | 0 | 0 | 0 | 0 | 235.6043 | 3062.856 | 0% | 0% | 0% | 0% | 0% | 0% | 0% | 0% | 0% | 100% | 100% | [10 empty] | 0 | 0 | 0 | 0 | 0 | 0 | 0 | 0 | 0 | 3108.7037 | 0 | 0 | 0 | 0 | 0 | 0 | 0 | 0 | 0 | 0 | 0 | 0 | 0 | 0 | 0 | 0 | 0 | 0 | 0 | 189.7566 | 0 | 0 | 0 | 0 | 0 | 0 | 0 | 0 | 0 | 3298.4603 | 0
53 | LYPS and HWTS 500kV Circuit Breaker Replacement Stage 2 | Replacement - Major Station | Major Station | TRUE | Transformers | Network | Labour - Internal | 10% |  | 0 | 0 | 0 | 0 | 0 | 0 | 0 | 0 | 0 | 55.5126 | 721.6634 | 0 | 0 | 0 | 0 | 0 | 0 | 0 | 0 | 0 | 3.4689 | 53.5372 | 0 | 0 | 0 | 0 | 0 | 0 | 0 | 0 | 0 | 3.6003 | 47.3186 | 0 | 0 | 0 | 0 | 0 | 0 | 0 | 0 | 0 | 62.5818 | 822.5191 | 0% | 0% | 0% | 0% | 0% | 0% | 0% | 0% | 0% | 100% | 100% | [10 empty] | 0 | 0 | 0 | 0 | 0 | 0 | 0 | 0 | 0 | 777.1759 | 0 | 0 | 0 | 0 | 0 | 0 | 0 | 0 | 0 | 57.0061 | 0 | 0 | 0 | 0 | 0 | 0 | 0 | 0 | 0 | 50.9188 | 0 | 0 | 0 | 0 | 0 | 0 | 0 | 0 | 0 | 885.1009 | 0
54 | LYPS and HWTS 500kV Circuit Breaker Replacement Stage 2 | Replacement - Major Station | Major Station | TRUE | Transformers | Network | Labour - External | 50% |  | 0 | 0 | 0 | 0 | 0 | 0 | 0 | 0 | 0 | 277.5628 | 3608.3168 | 0 | 0 | 0 | 0 | 0 | 0 | 0 | 0 | 0 | 15.863 | 253.7246 | 0 | 0 | 0 | 0 | 0 | 0 | 0 | 0 | 0 | 17.9108 | 235.7406 | 0 | 0 | 0 | 0 | 0 | 0 | 0 | 0 | 0 | 311.3366 | 4097.782 | 0% | 0% | 0% | 0% | 0% | 0% | 0% | 0% | 0% | 100% | 100% | [10 empty] | 0 | 0 | 0 | 0 | 0 | 0 | 0 | 0 | 0 | 3885.8796 | 0 | 0 | 0 | 0 | 0 | 0 | 0 | 0 | 0 | 269.5876 | 0 | 0 | 0 | 0 | 0 | 0 | 0 | 0 | 0 | 253.6514 | 0 | 0 | 0 | 0 | 0 | 0 | 0 | 0 | 0 | 4409.1186 | 0
55 | LYPS and HWTS 500kV Circuit Breaker Replacement Stage 2 | Replacement - Major Station | Major Station | TRUE | Towers and Conductor | Network | Materials | 40% |  | 0 | 0 | 0 | 0 | 0 | 0 | 0 | 0 | 0 | 14.5985 | 189.7806 | 0 | 0 | 0 | 0 | 0 | 0 | 0 | 0 | 0 | 0 | 0 | 0 | 0 | 0 | 0 | 0 | 0 | 0 | 0 | 0 | 0.8911 | 11.5843 | 0 | 0 | 0 | 0 | 0 | 0 | 0 | 0 | 0 | 15.4896 | 201.3649 | 0% | 0% | 0% | 0% | 0% | 0% | 0% | 0% | 0% | 100% | 100% | [10 empty] | 0 | 0 | 0 | 0 | 0 | 0 | 0 | 0 | 0 | 204.3791 | 0 | 0 | 0 | 0 | 0 | 0 | 0 | 0 | 0 | 0 | 0 | 0 | 0 | 0 | 0 | 0 | 0 | 0 | 0 | 12.4754 | 0 | 0 | 0 | 0 | 0 | 0 | 0 | 0 | 0 | 216.8545 | 0
56 | LYPS and HWTS 500kV Circuit Breaker Replacement Stage 2 | Replacement - Major Station | Major Station | TRUE | Towers and Conductor | Network | Labour - Internal | 10% |  | 0 | 0 | 0 | 0 | 0 | 0 | 0 | 0 | 0 | 3.6496 | 47.4451 | 0 | 0 | 0 | 0 | 0 | 0 | 0 | 0 | 0 | 0.22806 | 3.5198 | 0 | 0 | 0 | 0 | 0 | 0 | 0 | 0 | 0 | 0.2367 | 3.1109 | 0 | 0 | 0 | 0 | 0 | 0 | 0 | 0 | 0 | 4.1144 | 54.0758 | 0% | 0% | 0% | 0% | 0% | 0% | 0% | 0% | 0% | 100% | 100% | [10 empty] | 0 | 0 | 0 | 0 | 0 | 0 | 0 | 0 | 0 | 51.0948 | 0 | 0 | 0 | 0 | 0 | 0 | 0 | 0 | 0 | 3.7478 | 0 | 0 | 0 | 0 | 0 | 0 | 0 | 0 | 0 | 3.3476 | 0 | 0 | 0 | 0 | 0 | 0 | 0 | 0 | 0 | 58.1902 | 0
57 | LYPS and HWTS 500kV Circuit Breaker Replacement Stage 2 | Replacement - Major Station | Major Station | TRUE | Towers and Conductor | Network | Labour - External | 50% |  | 0 | 0 | 0 | 0 | 0 | 0 | 0 | 0 | 0 | 18.2481 | 237.2257 | 0 | 0 | 0 | 0 | 0 | 0 | 0 | 0 | 0 | 1.0429 | 16.6809 | 0 | 0 | 0 | 0 | 0 | 0 | 0 | 0 | 0 | 1.1775 | 15.4986 | 0 | 0 | 0 | 0 | 0 | 0 | 0 | 0 | 0 | 20.4686 | 269.4052 | 0% | 0% | 0% | 0% | 0% | 0% | 0% | 0% | 0% | 100% | 100% | [10 empty] | 0 | 0 | 0 | 0 | 0 | 0 | 0 | 0 | 0 | 255.4739 | 0 | 0 | 0 | 0 | 0 | 0 | 0 | 0 | 0 | 17.7238 | 0 | 0 | 0 | 0 | 0 | 0 | 0 | 0 | 0 | 16.6761 | 0 | 0 | 0 | 0 | 0 | 0 | 0 | 0 | 0 | 289.8738 | 0
58 | LYPS and HWTS 500kV Circuit Breaker Replacement Stage 2 | Replacement - Major Station | Major Station | TRUE | Establishment | Network | Materials | 40% |  | 0 | 0 | 0 | 0 | 0 | 0 | 0 | 0 | 0 | 106.4159 | 1383.4073 | 0 | 0 | 0 | 0 | 0 | 0 | 0 | 0 | 0 | 0 | 0 | 0 | 0 | 0 | 0 | 0 | 0 | 0 | 0 | 0 | 6.4957 | 84.4438 | 0 | 0 | 0 | 0 | 0 | 0 | 0 | 0 | 0 | 112.9116 | 1467.8511 | 0% | 0% | 0% | 0% | 0% | 0% | 0% | 0% | 0% | 100% | 100% | [10 empty] | 0 | 0 | 0 | 0 | 0 | 0 | 0 | 0 | 0 | 1489.8233 | 0 | 0 | 0 | 0 | 0 | 0 | 0 | 0 | 0 | 0 | 0 | 0 | 0 | 0 | 0 | 0 | 0 | 0 | 0 | 90.9394 | 0 | 0 | 0 | 0 | 0 | 0 | 0 | 0 | 0 | 1580.7627 | 0
59 | LYPS and HWTS 500kV Circuit Breaker Replacement Stage 2 | Replacement - Major Station | Major Station | TRUE | Establishment | Network | Labour - Internal | 10% |  | 0 | 0 | 0 | 0 | 0 | 0 | 0 | 0 | 0 | 26.604 | 345.8518 | 0 | 0 | 0 | 0 | 0 | 0 | 0 | 0 | 0 | 1.6625 | 25.6573 | 0 | 0 | 0 | 0 | 0 | 0 | 0 | 0 | 0 | 1.7254 | 22.6771 | 0 | 0 | 0 | 0 | 0 | 0 | 0 | 0 | 0 | 29.9919 | 394.1862 | 0% | 0% | 0% | 0% | 0% | 0% | 0% | 0% | 0% | 100% | 100% | [10 empty] | 0 | 0 | 0 | 0 | 0 | 0 | 0 | 0 | 0 | 372.4558 | 0 | 0 | 0 | 0 | 0 | 0 | 0 | 0 | 0 | 27.3198 | 0 | 0 | 0 | 0 | 0 | 0 | 0 | 0 | 0 | 24.4025 | 0 | 0 | 0 | 0 | 0 | 0 | 0 | 0 | 0 | 424.178 | 0
60 | LYPS and HWTS 500kV Circuit Breaker Replacement Stage 2 | Replacement - Major Station | Major Station | TRUE | Establishment | Network | Labour - External | 50% |  | 0 | 0 | 0 | 0 | 0 | 0 | 0 | 0 | 0 | 133.0199 | 1729.2591 | 0 | 0 | 0 | 0 | 0 | 0 | 0 | 0 | 0 | 7.6022 | 121.5956 | 0 | 0 | 0 | 0 | 0 | 0 | 0 | 0 | 0 | 8.5836 | 112.9769 | 0 | 0 | 0 | 0 | 0 | 0 | 0 | 0 | 0 | 149.2058 | 1963.8317 | 0% | 0% | 0% | 0% | 0% | 0% | 0% | 0% | 0% | 100% | 100% | [10 empty] | 0 | 0 | 0 | 0 | 0 | 0 | 0 | 0 | 0 | 1862.2791 | 0 | 0 | 0 | 0 | 0 | 0 | 0 | 0 | 0 | 129.1978 | 0 | 0 | 0 | 0 | 0 | 0 | 0 | 0 | 0 | 121.5606 | 0 | 0 | 0 | 0 | 0 | 0 | 0 | 0 | 0 | 2113.0375 | 0
61 | SMTS 330/220kV Transformer Replacement - Stage 2 | Replacement - Major Station | Major Station | TRUE | Secondary | Network | Materials | 40% |  | 0 | 0 | 0 | 0 | 0 | 19.8932 | 258.612 | 437.651 | 278.5052 | 0 | 0 | 0 | 0 | 0 | 0 | 0 | 0 | 0 | 0 | 0 | 0 | 0 | 0 | 0 | 0 | 0 | 0 | 1.0356 | 13.5268 | 30.0638 | 25.2944 | 0 | 0 | 0 | 0 | 0 | 0 | 0 | 20.9289 | 272.1388 | 467.7148 | 303.7996 | 0 | 0 | 0% | 0% | 0% | 0% | 0% | 0% | 72% | 28% | 0% | 0% | 100% | [10 empty] | 0 | 0 | 0 | 0 | 0 | 0 | 716.1562 | 278.5052 | 0 | 0 | 0 | 0 | 0 | 0 | 0 | 0 | 0 | 0 | 0 | 0 | 0 | 0 | 0 | 0 | 0 | 0 | 44.6262 | 25.2944 | 0 | 0 | 0 | 0 | 0 | 0 | 0 | 0 | 760.7824 | 303.7996 | 0 | 0 | 0
62 | SMTS 330/220kV Transformer Replacement - Stage 2 | Replacement - Major Station | Major Station | TRUE | Secondary | Network | Labour - Internal | 10% |  | 0 | 0 | 0 | 0 | 0 | 4.9733 | 64.653 | 109.4128 | 69.6263 | 0 | 0 | 0 | 0 | 0 | 0 | 0 | 0.10048 | 1.8206 | 4.3193 | 3.5454 | 0 | 0 | 0 | 0 | 0 | 0 | 0 | 0.26414 | 3.4769 | 7.8126 | 6.6456 | 0 | 0 | 0 | 0 | 0 | 0 | 0 | 5.3379 | 69.9505 | 121.5447 | 79.8173 | 0 | 0 | 0% | 0% | 0% | 0% | 0% | 0% | 72% | 28% | 0% | 0% | 100% | [10 empty] | 0 | 0 | 0 | 0 | 0 | 0 | 179.0391 | 69.6263 | 0 | 0 | 0 | 0 | 0 | 0 | 0 | 0 | 6.2404 | 3.5454 | 0 | 0 | 0 | 0 | 0 | 0 | 0 | 0 | 11.5537 | 6.6456 | 0 | 0 | 0 | 0 | 0 | 0 | 0 | 0 | 196.8331 | 79.8173 | 0 | 0 | 0
63 | SMTS 330/220kV Transformer Replacement - Stage 2 | Replacement - Major Station | Major Station | TRUE | Secondary | Network | Labour - External | 50% |  | 0 | 0 | 0 | 0 | 0 | 24.8665 | 323.265 | 547.0638 | 348.1315 | 0 | 0 | 0 | 0 | 0 | 0 | 0 | 0.20238 | 6.0185 | 17.125 | 15.3691 | 0 | 0 | 0 | 0 | 0 | 0 | 0 | 1.3051 | 17.2233 | 38.7561 | 33.0139 | 0 | 0 | 0 | 0 | 0 | 0 | 0 | 26.374 | 346.5068 | 602.9449 | 396.5144 | 0 | 0 | 0% | 0% | 0% | 0% | 0% | 0% | 72% | 28% | 0% | 0% | 100% | [10 empty] | 0 | 0 | 0 | 0 | 0 | 0 | 895.1953 | 348.1315 | 0 | 0 | 0 | 0 | 0 | 0 | 0 | 0 | 23.3459 | 15.3691 | 0 | 0 | 0 | 0 | 0 | 0 | 0 | 0 | 57.2844 | 33.0139 | 0 | 0 | 0 | 0 | 0 | 0 | 0 | 0 | 975.8256 | 396.5144 | 0 | 0 | 0
64 | SMTS 330/220kV Transformer Replacement - Stage 2 | Replacement - Major Station | Major Station | TRUE | Switchgear | Network | Materials | 40% |  | 0 | 0 | 0 | 0 | 0 | 107.9976 | 1403.9691 | 2375.9478 | 1511.9668 | 0 | 0 | 0 | 0 | 0 | 0 | 0 | 0 | 0 | 0 | 0 | 0 | 0 | 0 | 0 | 0 | 0 | 0 | 5.6223 | 73.4352 | 163.212 | 137.3199 | 0 | 0 | 0 | 0 | 0 | 0 | 0 | 113.6199 | 1477.4044 | 2539.1598 | 1649.2866 | 0 | 0 | 0% | 0% | 0% | 0% | 0% | 0% | 72% | 28% | 0% | 0% | 100% | [10 empty] | 0 | 0 | 0 | 0 | 0 | 0 | 3887.9145 | 1511.9668 | 0 | 0 | 0 | 0 | 0 | 0 | 0 | 0 | 0 | 0 | 0 | 0 | 0 | 0 | 0 | 0 | 0 | 0 | 242.2695 | 137.3199 | 0 | 0 | 0 | 0 | 0 | 0 | 0 | 0 | 4130.184 | 1649.2866 | 0 | 0 | 0
65 | SMTS 330/220kV Transformer Replacement - Stage 2 | Replacement - Major Station | Major Station | TRUE | Switchgear | Network | Labour - Internal | 10% |  | 0 | 0 | 0 | 0 | 0 | 26.9994 | 350.9923 | 593.9869 | 377.9917 | 0 | 0 | 0 | 0 | 0 | 0 | 0 | 0.5455 | 9.8836 | 23.4491 | 19.2475 | 0 | 0 | 0 | 0 | 0 | 0 | 0 | 1.434 | 18.8758 | 42.4138 | 36.0781 | 0 | 0 | 0 | 0 | 0 | 0 | 0 | 28.9789 | 379.7516 | 659.8498 | 433.3172 | 0 | 0 | 0% | 0% | 0% | 0% | 0% | 0% | 72% | 28% | 0% | 0% | 100% | [10 empty] | 0 | 0 | 0 | 0 | 0 | 0 | 971.9786 | 377.9917 | 0 | 0 | 0 | 0 | 0 | 0 | 0 | 0 | 33.8781 | 19.2475 | 0 | 0 | 0 | 0 | 0 | 0 | 0 | 0 | 62.7235 | 36.0781 | 0 | 0 | 0 | 0 | 0 | 0 | 0 | 0 | 1068.5803 | 433.3172 | 0 | 0 | 0
66 | SMTS 330/220kV Transformer Replacement - Stage 2 | Replacement - Major Station | Major Station | TRUE | Switchgear | Network | Labour - External | 50% |  | 0 | 0 | 0 | 0 | 0 | 134.997 | 1754.9614 | 2969.9347 | 1889.9585 | 0 | 0 | 0 | 0 | 0 | 0 | 0 | 1.0987 | 32.6735 | 92.9695 | 83.4365 | 0 | 0 | 0 | 0 | 0 | 0 | 0 | 7.085 | 93.503 | 210.4014 | 179.2277 | 0 | 0 | 0 | 0 | 0 | 0 | 0 | 143.1807 | 1881.138 | 3273.3056 | 2152.6227 | 0 | 0 | 0% | 0% | 0% | 0% | 0% | 0% | 72% | 28% | 0% | 0% | 100% | [10 empty] | 0 | 0 | 0 | 0 | 0 | 0 | 4859.8932 | 1889.9585 | 0 | 0 | 0 | 0 | 0 | 0 | 0 | 0 | 126.7417 | 83.4365 | 0 | 0 | 0 | 0 | 0 | 0 | 0 | 0 | 310.9894 | 179.2277 | 0 | 0 | 0 | 0 | 0 | 0 | 0 | 0 | 5297.6243 | 2152.6227 | 0 | 0 | 0
67 | SMTS 330/220kV Transformer Replacement - Stage 2 | Replacement - Major Station | Major Station | TRUE | Transformers | Network | Materials | 40% |  | 0 | 0 | 0 | 0 | 0 | 115.5489 | 1502.1359 | 2542.0762 | 1617.6849 | 0 | 0 | 0 | 0 | 0 | 0 | 0 | 0 | 0 | 0 | 0 | 0 | 0 | 0 | 0 | 0 | 0 | 0 | 6.0154 | 78.5699 | 174.6239 | 146.9214 | 0 | 0 | 0 | 0 | 0 | 0 | 0 | 121.5643 | 1580.7058 | 2716.7002 | 1764.6063 | 0 | 0 | 0% | 0% | 0% | 0% | 0% | 0% | 72% | 28% | 0% | 0% | 100% | [10 empty] | 0 | 0 | 0 | 0 | 0 | 0 | 4159.7611 | 1617.6849 | 0 | 0 | 0 | 0 | 0 | 0 | 0 | 0 | 0 | 0 | 0 | 0 | 0 | 0 | 0 | 0 | 0 | 0 | 259.2092 | 146.9214 | 0 | 0 | 0 | 0 | 0 | 0 | 0 | 0 | 4418.9703 | 1764.6063 | 0 | 0 | 0
68 | SMTS 330/220kV Transformer Replacement - Stage 2 | Replacement - Major Station | Major Station | TRUE | Transformers | Network | Labour - Internal | 10% |  | 0 | 0 | 0 | 0 | 0 | 28.8872 | 375.534 | 635.5191 | 404.4212 | 0 | 0 | 0 | 0 | 0 | 0 | 0 | 0.58364 | 10.5746 | 25.0886 | 20.5933 | 0 | 0 | 0 | 0 | 0 | 0 | 0 | 1.5342 | 20.1956 | 45.3794 | 38.6007 | 0 | 0 | 0 | 0 | 0 | 0 | 0 | 31.0051 | 406.3042 | 705.9871 | 463.6152 | 0 | 0 | 0% | 0% | 0% | 0% | 0% | 0% | 72% | 28% | 0% | 0% | 100% | [10 empty] | 0 | 0 | 0 | 0 | 0 | 0 | 1039.9403 | 404.4212 | 0 | 0 | 0 | 0 | 0 | 0 | 0 | 0 | 36.2469 | 20.5933 | 0 | 0 | 0 | 0 | 0 | 0 | 0 | 0 | 67.1092 | 38.6007 | 0 | 0 | 0 | 0 | 0 | 0 | 0 | 0 | 1143.2964 | 463.6152 | 0 | 0 | 0
69 | SMTS 330/220kV Transformer Replacement - Stage 2 | Replacement - Major Station | Major Station | TRUE | Transformers | Network | Labour - External | 50% |  | 0 | 0 | 0 | 0 | 0 | 144.4361 | 1877.6699 | 3177.5953 | 2022.1061 | 0 | 0 | 0 | 0 | 0 | 0 | 0 | 1.1755 | 34.9581 | 99.47 | 89.2705 | 0 | 0 | 0 | 0 | 0 | 0 | 0 | 7.5804 | 100.0409 | 225.1128 | 191.7595 | 0 | 0 | 0 | 0 | 0 | 0 | 0 | 153.1921 | 2012.6689 | 3502.1781 | 2303.136 | 0 | 0 | 0% | 0% | 0% | 0% | 0% | 0% | 72% | 28% | 0% | 0% | 100% | [10 empty] | 0 | 0 | 0 | 0 | 0 | 0 | 5199.7014 | 2022.1061 | 0 | 0 | 0 | 0 | 0 | 0 | 0 | 0 | 135.6036 | 89.2705 | 0 | 0 | 0 | 0 | 0 | 0 | 0 | 0 | 332.7341 | 191.7595 | 0 | 0 | 0 | 0 | 0 | 0 | 0 | 0 | 5668.0391 | 2303.136 | 0 | 0 | 0
70 | SMTS 330/220kV Transformer Replacement - Stage 2 | Replacement - Major Station | Major Station | TRUE | Towers and Conductor | Network | Materials | 40% |  | 0 | 0 | 0 | 0 | 0 | 7.5967 | 98.7567 | 167.1266 | 106.3533 | 0 | 0 | 0 | 0 | 0 | 0 | 0 | 0 | 0 | 0 | 0 | 0 | 0 | 0 | 0 | 0 | 0 | 0 | 0.39548 | 5.1655 | 11.4805 | 9.6592 | 0 | 0 | 0 | 0 | 0 | 0 | 0 | 7.9921 | 103.9222 | 178.6071 | 116.0125 | 0 | 0 | 0% | 0% | 0% | 0% | 0% | 0% | 72% | 28% | 0% | 0% | 100% | [10 empty] | 0 | 0 | 0 | 0 | 0 | 0 | 273.48 | 106.3533 | 0 | 0 | 0 | 0 | 0 | 0 | 0 | 0 | 0 | 0 | 0 | 0 | 0 | 0 | 0 | 0 | 0 | 0 | 17.0415 | 9.6592 | 0 | 0 | 0 | 0 | 0 | 0 | 0 | 0 | 290.5215 | 116.0125 | 0 | 0 | 0
71 | SMTS 330/220kV Transformer Replacement - Stage 2 | Replacement - Major Station | Major Station | TRUE | Towers and Conductor | Network | Labour - Internal | 10% |  | 0 | 0 | 0 | 0 | 0 | 1.8992 | 24.6892 | 41.7817 | 26.5883 | 0 | 0 | 0 | 0 | 0 | 0 | 0 | 0.038371 | 0.69522 | 1.6494 | 1.3539 | 0 | 0 | 0 | 0 | 0 | 0 | 0 | 0.10087 | 1.3277 | 2.9834 | 2.5378 | 0 | 0 | 0 | 0 | 0 | 0 | 0 | 2.0384 | 26.7121 | 46.4145 | 30.48 | 0 | 0 | 0% | 0% | 0% | 0% | 0% | 0% | 72% | 28% | 0% | 0% | 100% | [10 empty] | 0 | 0 | 0 | 0 | 0 | 0 | 68.37 | 26.5883 | 0 | 0 | 0 | 0 | 0 | 0 | 0 | 0 | 2.383 | 1.3539 | 0 | 0 | 0 | 0 | 0 | 0 | 0 | 0 | 4.412 | 2.5378 | 0 | 0 | 0 | 0 | 0 | 0 | 0 | 0 | 75.1651 | 30.48 | 0 | 0 | 0
72 | SMTS 330/220kV Transformer Replacement - Stage 2 | Replacement - Major Station | Major Station | TRUE | Towers and Conductor | Network | Labour - External | 50% |  | 0 | 0 | 0 | 0 | 0 | 9.4958 | 123.4458 | 208.9083 | 132.9416 | 0 | 0 | 0 | 0 | 0 | 0 | 0 | 0.077283 | 2.2983 | 6.5396 | 5.869 | 0 | 0 | 0 | 0 | 0 | 0 | 0 | 0.49837 | 6.5771 | 14.7999 | 12.6071 | 0 | 0 | 0 | 0 | 0 | 0 | 0 | 10.0715 | 132.3212 | 230.2477 | 151.4177 | 0 | 0 | 0% | 0% | 0% | 0% | 0% | 0% | 72% | 28% | 0% | 0% | 100% | [10 empty] | 0 | 0 | 0 | 0 | 0 | 0 | 341.85 | 132.9416 | 0 | 0 | 0 | 0 | 0 | 0 | 0 | 0 | 8.9151 | 5.869 | 0 | 0 | 0 | 0 | 0 | 0 | 0 | 0 | 21.8753 | 12.6071 | 0 | 0 | 0 | 0 | 0 | 0 | 0 | 0 | 372.6404 | 151.4177 | 0 | 0 | 0
73 | SMTS 330/220kV Transformer Replacement - Stage 2 | Replacement - Major Station | Major Station | TRUE | Establishment | Network | Materials | 40% |  | 0 | 0 | 0 | 0 | 0 | 55.376 | 719.8875 | 1218.2712 | 775.2635 | 0 | 0 | 0 | 0 | 0 | 0 | 0 | 0 | 0 | 0 | 0 | 0 | 0 | 0 | 0 | 0 | 0 | 0 | 2.8828 | 37.654 | 83.6872 | 70.411 | 0 | 0 | 0 | 0 | 0 | 0 | 0 | 58.2588 | 757.5416 | 1301.9585 | 845.6745 | 0 | 0 | 0% | 0% | 0% | 0% | 0% | 0% | 72% | 28% | 0% | 0% | 100% | [10 empty] | 0 | 0 | 0 | 0 | 0 | 0 | 1993.5347 | 775.2635 | 0 | 0 | 0 | 0 | 0 | 0 | 0 | 0 | 0 | 0 | 0 | 0 | 0 | 0 | 0 | 0 | 0 | 0 | 124.2241 | 70.411 | 0 | 0 | 0 | 0 | 0 | 0 | 0 | 0 | 2117.7588 | 845.6745 | 0 | 0 | 0
74 | SMTS 330/220kV Transformer Replacement - Stage 2 | Replacement - Major Station | Major Station | TRUE | Establishment | Network | Labour - Internal | 10% |  | 0 | 0 | 0 | 0 | 0 | 13.844 | 179.9719 | 304.5678 | 193.8159 | 0 | 0 | 0 | 0 | 0 | 0 | 0 | 0.2797 | 5.0678 | 12.0235 | 9.8692 | 0 | 0 | 0 | 0 | 0 | 0 | 0 | 0.73527 | 9.6786 | 21.7477 | 18.4991 | 0 | 0 | 0 | 0 | 0 | 0 | 0 | 14.859 | 194.7183 | 338.3391 | 222.1841 | 0 | 0 | 0% | 0% | 0% | 0% | 0% | 0% | 72% | 28% | 0% | 0% | 100% | [10 empty] | 0 | 0 | 0 | 0 | 0 | 0 | 498.3837 | 193.8159 | 0 | 0 | 0 | 0 | 0 | 0 | 0 | 0 | 17.3711 | 9.8692 | 0 | 0 | 0 | 0 | 0 | 0 | 0 | 0 | 32.1616 | 18.4991 | 0 | 0 | 0 | 0 | 0 | 0 | 0 | 0 | 547.9163 | 222.1841 | 0 | 0 | 0
75 | SMTS 330/220kV Transformer Replacement - Stage 2 | Replacement - Major Station | Major Station | TRUE | Establishment | Network | Labour - External | 50% |  | 0 | 0 | 0 | 0 | 0 | 69.22 | 899.8594 | 1522.839 | 969.0794 | 0 | 0 | 0 | 0 | 0 | 0 | 0 | 0.56335 | 16.7534 | 47.6703 | 42.7822 | 0 | 0 | 0 | 0 | 0 | 0 | 0 | 3.6329 | 47.9438 | 107.8837 | 91.8993 | 0 | 0 | 0 | 0 | 0 | 0 | 0 | 73.4162 | 964.5567 | 1678.393 | 1103.7609 | 0 | 0 | 0% | 0% | 0% | 0% | 0% | 0% | 72% | 28% | 0% | 0% | 100% | [10 empty] | 0 | 0 | 0 | 0 | 0 | 0 | 2491.9184 | 969.0794 | 0 | 0 | 0 | 0 | 0 | 0 | 0 | 0 | 64.987 | 42.7822 | 0 | 0 | 0 | 0 | 0 | 0 | 0 | 0 | 159.4604 | 91.8993 | 0 | 0 | 0 | 0 | 0 | 0 | 0 | 0 | 2716.3658 | 1103.7609 | 0 | 0 | 0
76 | ERTS Redevelopment - Stage 2 | Replacement - Major Station | Major Station | TRUE | Secondary | Network | Materials | 40% |  | 0 | 0.75135 | 0 | 11.0315 | 143.3637 | 242.6243 | 154.3952 | 0 | 0 | 0 | 0 | 0 | 0 | 0 | 0 | 0 | 0 | 0 | 0 | 0 | 0 | 0 | 0 | 0.035814 | 0 | 0.67124 | 6.8913 | 12.6308 | 8.0757 | 0 | 0 | 0 | 0 | 0 | 0.78716 | 0 | 11.7027 | 150.255 | 255.2551 | 162.4709 | 0 | 0 | 0 | 0 | 0% | 0% | 0% | 0% | 72% | 28% | 0% | 0% | 0% | 0% | 100% | [10 empty] | 0 | 0 | 0 | 0 | 397.5596 | 154.6065 | 0 | 0 | 0 | 0 | 0 | 0 | 0 | 0 | 0 | 0 | 0 | 0 | 0 | 0 | 0 | 0 | 0 | 0 | 20.2292 | 8.0757 | 0 | 0 | 0 | 0 | 0 | 0 | 0 | 0 | 417.7887 | 162.6822 | 0 | 0 | 0 | 0 | 0
77 | ERTS Redevelopment - Stage 2 | Replacement - Major Station | Major Station | TRUE | Secondary | Network | Labour - Internal | 10% |  | 0 | 0.18784 | 0 | 2.7579 | 35.8409 | 60.6561 | 38.5988 | 0 | 0 | 0 | 0 | 0 | 0.0010895 | 0 | 0.027228 | 0.54192 | 1.2255 | 1.0869 | 0 | 0 | 0 | 0 | 0 | 0.0090054 | 0 | 0.16947 | 1.7489 | 3.2215 | 2.0758 | 0 | 0 | 0 | 0 | 0 | 0.19793 | 0 | 2.9546 | 38.1317 | 65.1031 | 41.7615 | 0 | 0 | 0 | 0 | 0% | 0% | 0% | 0% | 72% | 28% | 0% | 0% | 0% | 0% | 100% | [10 empty] | 0 | 0 | 0 | 0 | 99.3899 | 38.6516 | 0 | 0 | 0 | 0 | 0 | 0 | 0 | 0 | 1.7957 | 1.0869 | 0 | 0 | 0 | 0 | 0 | 0 | 0 | 0 | 5.1488 | 2.0758 | 0 | 0 | 0 | 0 | 0 | 0 | 0 | 0 | 106.3345 | 41.8143 | 0 | 0 | 0 | 0 | 0
78 | ERTS Redevelopment - Stage 2 | Replacement - Major Station | Major Station | TRUE | Secondary | Network | Labour - External | 50% |  | 0 | 0.93918 | 0 | 13.7894 | 179.2046 | 303.2804 | 192.994 | 0 | 0 | 0 | 0 | 0 | 0.0054473 | 0 | -0.020107 | 0.44922 | 2.4683 | 3.5931 | 0 | 0 | 0 | 0 | 0 | 0.045027 | 0 | 0.83782 | 8.6357 | 15.917 | 10.2826 | 0 | 0 | 0 | 0 | 0 | 0.98966 | 0 | 14.6071 | 188.2896 | 321.6656 | 206.8697 | 0 | 0 | 0 | 0 | 0% | 0% | 0% | 0% | 72% | 28% | 0% | 0% | 0% | 0% | 100% | [10 empty] | 0 | 0 | 0 | 0 | 496.9495 | 193.2581 | 0 | 0 | 0 | 0 | 0 | 0 | 0 | 0 | 2.9028 | 3.5931 | 0 | 0 | 0 | 0 | 0 | 0 | 0 | 0 | 25.4356 | 10.2826 | 0 | 0 | 0 | 0 | 0 | 0 | 0 | 0 | 525.2879 | 207.1338 | 0 | 0 | 0 | 0 | 0
79 | ERTS Redevelopment - Stage 2 | Replacement - Major Station | Major Station | TRUE | Switchgear | Network | Materials | 40% |  | 0 | 4.079 | 0 | 59.8885 | 778.3021 | 1317.1743 | 838.1905 | 0 | 0 | 0 | 0 | 0 | 0 | 0 | 0 | 0 | 0 | 0 | 0 | 0 | 0 | 0 | 0 | 0.19443 | 0 | 3.6441 | 37.412 | 68.5708 | 43.8419 | 0 | 0 | 0 | 0 | 0 | 4.2734 | 0 | 63.5325 | 815.7141 | 1385.7451 | 882.0325 | 0 | 0 | 0 | 0 | 0% | 0% | 0% | 0% | 72% | 28% | 0% | 0% | 0% | 0% | 100% | [10 empty] | 0 | 0 | 0 | 0 | 2158.2967 | 839.3376 | 0 | 0 | 0 | 0 | 0 | 0 | 0 | 0 | 0 | 0 | 0 | 0 | 0 | 0 | 0 | 0 | 0 | 0 | 109.8213 | 43.8419 | 0 | 0 | 0 | 0 | 0 | 0 | 0 | 0 | 2268.118 | 883.1795 | 0 | 0 | 0 | 0 | 0
80 | ERTS Redevelopment - Stage 2 | Replacement - Major Station | Major Station | TRUE | Switchgear | Network | Labour - Internal | 10% |  | 0 | 1.0197 | 0 | 14.9721 | 194.5755 | 329.2936 | 209.5476 | 0 | 0 | 0 | 0 | 0 | 0.0059145 | 0 | 0.14782 | 2.942 | 6.6531 | 5.9006 | 0 | 0 | 0 | 0 | 0 | 0.048889 | 0 | 0.92001 | 9.4944 | 17.4891 | 11.2691 | 0 | 0 | 0 | 0 | 0 | 1.0745 | 0 | 16.0399 | 207.0119 | 353.4357 | 226.7174 | 0 | 0 | 0 | 0 | 0% | 0% | 0% | 0% | 72% | 28% | 0% | 0% | 0% | 0% | 100% | [10 empty] | 0 | 0 | 0 | 0 | 539.5742 | 209.8344 | 0 | 0 | 0 | 0 | 0 | 0 | 0 | 0 | 9.7488 | 5.9006 | 0 | 0 | 0 | 0 | 0 | 0 | 0 | 0 | 27.9524 | 11.2691 | 0 | 0 | 0 | 0 | 0 | 0 | 0 | 0 | 577.2754 | 227.0042 | 0 | 0 | 0 | 0 | 0
81 | ERTS Redevelopment - Stage 2 | Replacement - Major Station | Major Station | TRUE | Switchgear | Network | Labour - External | 50% |  | 0 | 5.0987 | 0 | 74.8606 | 972.8776 | 1646.4678 | 1047.7382 | 0 | 0 | 0 | 0 | 0 | 0.029572 | 0 | -0.10916 | 2.4387 | 13.3999 | 19.5066 | 0 | 0 | 0 | 0 | 0 | 0.24445 | 0 | 4.5484 | 46.8822 | 86.4111 | 55.8227 | 0 | 0 | 0 | 0 | 0 | 5.3727 | 0 | 79.2999 | 1022.1985 | 1746.2789 | 1123.0674 | 0 | 0 | 0 | 0 | 0% | 0% | 0% | 0% | 72% | 28% | 0% | 0% | 0% | 0% | 100% | [10 empty] | 0 | 0 | 0 | 0 | 2697.8709 | 1049.172 | 0 | 0 | 0 | 0 | 0 | 0 | 0 | 0 | 15.7591 | 19.5066 | 0 | 0 | 0 | 0 | 0 | 0 | 0 | 0 | 138.0862 | 55.8227 | 0 | 0 | 0 | 0 | 0 | 0 | 0 | 0 | 2851.7161 | 1124.5013 | 0 | 0 | 0 | 0 | 0
82 | ERTS Redevelopment - Stage 2 | Replacement - Major Station | Major Station | TRUE | Transformers | Network | Materials | 40% |  | 0 | 4.3642 | 0 | 64.0759 | 832.7217 | 1409.2723 | 896.7976 | 0 | 0 | 0 | 0 | 0 | 0 | 0 | 0 | 0 | 0 | 0 | 0 | 0 | 0 | 0 | 0 | 0.20802 | 0 | 3.8989 | 40.0279 | 73.3654 | 46.9074 | 0 | 0 | 0 | 0 | 0 | 4.5722 | 0 | 67.9748 | 872.7495 | 1482.6377 | 943.705 | 0 | 0 | 0 | 0 | 0% | 0% | 0% | 0% | 72% | 28% | 0% | 0% | 0% | 0% | 100% | [10 empty] | 0 | 0 | 0 | 0 | 2309.2068 | 898.0249 | 0 | 0 | 0 | 0 | 0 | 0 | 0 | 0 | 0 | 0 | 0 | 0 | 0 | 0 | 0 | 0 | 0 | 0 | 117.5001 | 46.9074 | 0 | 0 | 0 | 0 | 0 | 0 | 0 | 0 | 2426.7069 | 944.9323 | 0 | 0 | 0 | 0 | 0
83 | ERTS Redevelopment - Stage 2 | Replacement - Major Station | Major Station | TRUE | Transformers | Network | Labour - Internal | 10% |  | 0 | 1.091 | 0 | 16.019 | 208.1804 | 352.3181 | 224.1994 | 0 | 0 | 0 | 0 | 0 | 0.006328 | 0 | 0.15815 | 3.1477 | 7.1183 | 6.3132 | 0 | 0 | 0 | 0 | 0 | 0.052307 | 0 | 0.98434 | 10.1583 | 18.7119 | 12.0571 | 0 | 0 | 0 | 0 | 0 | 1.1497 | 0 | 17.1615 | 221.4864 | 378.1482 | 242.5697 | 0 | 0 | 0 | 0 | 0% | 0% | 0% | 0% | 72% | 28% | 0% | 0% | 0% | 0% | 100% | [10 empty] | 0 | 0 | 0 | 0 | 577.3017 | 224.5062 | 0 | 0 | 0 | 0 | 0 | 0 | 0 | 0 | 10.4305 | 6.3132 | 0 | 0 | 0 | 0 | 0 | 0 | 0 | 0 | 29.9068 | 12.0571 | 0 | 0 | 0 | 0 | 0 | 0 | 0 | 0 | 617.639 | 242.8765 | 0 | 0 | 0 | 0 | 0
84 | ERTS Redevelopment - Stage 2 | Replacement - Major Station | Major Station | TRUE | Transformers | Network | Labour - External | 50% |  | 0 | 5.4552 | 0 | 80.0949 | 1040.9021 | 1761.5904 | 1120.997 | 0 | 0 | 0 | 0 | 0 | 0.03164 | 0 | -0.11679 | 2.6093 | 14.3368 | 20.8705 | 0 | 0 | 0 | 0 | 0 | 0.26154 | 0 | 4.8665 | 50.1603 | 92.4531 | 59.7259 | 0 | 0 | 0 | 0 | 0 | 5.7484 | 0 | 84.8446 | 1093.6716 | 1868.3803 | 1201.5934 | 0 | 0 | 0 | 0 | 0% | 0% | 0% | 0% | 72% | 28% | 0% | 0% | 0% | 0% | 100% | [10 empty] | 0 | 0 | 0 | 0 | 2886.5085 | 1122.5311 | 0 | 0 | 0 | 0 | 0 | 0 | 0 | 0 | 16.8609 | 20.8705 | 0 | 0 | 0 | 0 | 0 | 0 | 0 | 0 | 147.7414 | 59.7259 | 0 | 0 | 0 | 0 | 0 | 0 | 0 | 0 | 3051.1108 | 1203.1274 | 0 | 0 | 0 | 0 | 0
85 | ERTS Redevelopment - Stage 2 | Replacement - Major Station | Major Station | TRUE | Towers and Conductor | Network | Materials | 40% |  | 0 | 0.28692 | 0 | 4.2126 | 54.7466 | 92.6514 | 58.9592 | 0 | 0 | 0 | 0 | 0 | 0 | 0 | 0 | 0 | 0 | 0 | 0 | 0 | 0 | 0 | 0 | 0.013676 | 0 | 0.25633 | 2.6316 | 4.8233 | 3.0839 | 0 | 0 | 0 | 0 | 0 | 0.30059 | 0 | 4.4689 | 57.3782 | 97.4748 | 62.0431 | 0 | 0 | 0 | 0 | 0% | 0% | 0% | 0% | 72% | 28% | 0% | 0% | 0% | 0% | 100% | [10 empty] | 0 | 0 | 0 | 0 | 151.8168 | 59.0399 | 0 | 0 | 0 | 0 | 0 | 0 | 0 | 0 | 0 | 0 | 0 | 0 | 0 | 0 | 0 | 0 | 0 | 0 | 7.7249 | 3.0839 | 0 | 0 | 0 | 0 | 0 | 0 | 0 | 0 | 159.5418 | 62.1238 | 0 | 0 | 0 | 0 | 0
86 | ERTS Redevelopment - Stage 2 | Replacement - Major Station | Major Station | TRUE | Towers and Conductor | Network | Labour - Internal | 10% |  | 0 | 0.07173 | 0 | 1.0532 | 13.6866 | 23.1629 | 14.7398 | 0 | 0 | 0 | 0 | 0 | 0.00041603 | 0 | 0.010398 | 0.20694 | 0.46798 | 0.41506 | 0 | 0 | 0 | 0 | 0 | 0.0034389 | 0 | 0.064714 | 0.66785 | 1.2302 | 0.79268 | 0 | 0 | 0 | 0 | 0 | 0.075585 | 0 | 1.1283 | 14.5614 | 24.861 | 15.9475 | 0 | 0 | 0 | 0 | 0% | 0% | 0% | 0% | 72% | 28% | 0% | 0% | 0% | 0% | 100% | [10 empty] | 0 | 0 | 0 | 0 | 37.9542 | 14.76 | 0 | 0 | 0 | 0 | 0 | 0 | 0 | 0 | 0.68574 | 0.41506 | 0 | 0 | 0 | 0 | 0 | 0 | 0 | 0 | 1.9662 | 0.79268 | 0 | 0 | 0 | 0 | 0 | 0 | 0 | 0 | 40.6062 | 15.9677 | 0 | 0 | 0 | 0 | 0
87 | ERTS Redevelopment - Stage 2 | Replacement - Major Station | Major Station | TRUE | Towers and Conductor | Network | Labour - External | 50% |  | 0 | 0.35865 | 0 | 5.2658 | 68.4332 | 115.8143 | 73.699 | 0 | 0 | 0 | 0 | 0 | 0.0020802 | 0 | -0.0076784 | 0.17154 | 0.94256 | 1.3721 | 0 | 0 | 0 | 0 | 0 | 0.017195 | 0 | 0.31994 | 3.2977 | 6.0782 | 3.9266 | 0 | 0 | 0 | 0 | 0 | 0.37792 | 0 | 5.578 | 71.9025 | 122.8351 | 78.9977 | 0 | 0 | 0 | 0 | 0% | 0% | 0% | 0% | 72% | 28% | 0% | 0% | 0% | 0% | 100% | [10 empty] | 0 | 0 | 0 | 0 | 189.7711 | 73.7999 | 0 | 0 | 0 | 0 | 0 | 0 | 0 | 0 | 1.1085 | 1.3721 | 0 | 0 | 0 | 0 | 0 | 0 | 0 | 0 | 9.7131 | 3.9266 | 0 | 0 | 0 | 0 | 0 | 0 | 0 | 0 | 200.5927 | 79.0986 | 0 | 0 | 0 | 0 | 0
88 | ERTS Redevelopment - Stage 2 | Replacement - Major Station | Major Station | TRUE | Establishment | Network | Materials | 40% |  | 0 | 2.0915 | 0 | 30.7079 | 399.0757 | 675.3833 | 429.7836 | 0 | 0 | 0 | 0 | 0 | 0 | 0 | 0 | 0 | 0 | 0 | 0 | 0 | 0 | 0 | 0 | 0.099694 | 0 | 1.8685 | 19.1831 | 35.1598 | 22.48 | 0 | 0 | 0 | 0 | 0 | 2.1912 | 0 | 32.5764 | 418.2588 | 710.5431 | 452.2636 | 0 | 0 | 0 | 0 | 0% | 0% | 0% | 0% | 72% | 28% | 0% | 0% | 0% | 0% | 100% | [10 empty] | 0 | 0 | 0 | 0 | 1106.6703 | 430.3718 | 0 | 0 | 0 | 0 | 0 | 0 | 0 | 0 | 0 | 0 | 0 | 0 | 0 | 0 | 0 | 0 | 0 | 0 | 56.3111 | 22.48 | 0 | 0 | 0 | 0 | 0 | 0 | 0 | 0 | 1162.9813 | 452.8518 | 0 | 0 | 0 | 0 | 0
89 | ERTS Redevelopment - Stage 2 | Replacement - Major Station | Major Station | TRUE | Establishment | Network | Labour - Internal | 10% |  | 0 | 0.52287 | 0 | 7.677 | 99.7689 | 168.8458 | 107.4459 | 0 | 0 | 0 | 0 | 0 | 0.0030327 | 0 | 0.075794 | 1.5085 | 3.4114 | 3.0256 | 0 | 0 | 0 | 0 | 0 | 0.025068 | 0 | 0.47174 | 4.8683 | 8.9675 | 5.7783 | 0 | 0 | 0 | 0 | 0 | 0.55097 | 0 | 8.2245 | 106.1457 | 181.2247 | 116.2497 | 0 | 0 | 0 | 0 | 0% | 0% | 0% | 0% | 72% | 28% | 0% | 0% | 0% | 0% | 100% | [10 empty] | 0 | 0 | 0 | 0 | 276.6676 | 107.5929 | 0 | 0 | 0 | 0 | 0 | 0 | 0 | 0 | 4.9987 | 3.0256 | 0 | 0 | 0 | 0 | 0 | 0 | 0 | 0 | 14.3326 | 5.7783 | 0 | 0 | 0 | 0 | 0 | 0 | 0 | 0 | 295.9989 | 116.3968 | 0 | 0 | 0 | 0 | 0
90 | ERTS Redevelopment - Stage 2 | Replacement - Major Station | Major Station | TRUE | Establishment | Network | Labour - External | 50% |  | 0 | 2.6144 | 0 | 38.3849 | 498.8446 | 844.2292 | 537.2295 | 0 | 0 | 0 | 0 | 0 | 0.015163 | 0 | -0.055972 | 1.2505 | 6.8708 | 10.002 | 0 | 0 | 0 | 0 | 0 | 0.12534 | 0 | 2.3322 | 24.0389 | 44.3075 | 28.6232 | 0 | 0 | 0 | 0 | 0 | 2.7549 | 0 | 40.6611 | 524.134 | 895.4074 | 575.8547 | 0 | 0 | 0 | 0 | 0% | 0% | 0% | 0% | 72% | 28% | 0% | 0% | 0% | 0% | 100% | [10 empty] | 0 | 0 | 0 | 0 | 1383.3378 | 537.9647 | 0 | 0 | 0 | 0 | 0 | 0 | 0 | 0 | 8.0805 | 10.002 | 0 | 0 | 0 | 0 | 0 | 0 | 0 | 0 | 70.8039 | 28.6232 | 0 | 0 | 0 | 0 | 0 | 0 | 0 | 0 | 1462.2223 | 576.5899 | 0 | 0 | 0 | 0 | 0
91 | Purchase a spare transformer for WOTS | Replacement - Major Station | Major Station | TRUE | Secondary | Network | Materials | 40% |  | 0 | 0.20887 | 2.5123 | 32.6605 | 55.2717 | 35.1729 | 0 | 0 | 0 | 0 | 0 | 0 | 0 | 0 | 0 | 0 | 0 | 0 | 0 | 0 | 0 | 0 | 0 | 0.0099561 | 0.17049 | 1.9873 | 2.6568 | 1.8311 | 0 | 0 | 0 | 0 | 0 | 0 | 0.21883 | 2.6828 | 34.6478 | 57.9285 | 37.0039 | 0 | 0 | 0 | 0 | 0 | 0% | 0% | 0% | 0% | 100% | 0% | 0% | 0% | 0% | 0% | 100% | [10 empty] | 0 | 0 | 0 | 0 | 125.8263 | 0 | 0 | 0 | 0 | 0 | 0 | 0 | 0 | 0 | 0 | 0 | 0 | 0 | 0 | 0 | 0 | 0 | 0 | 0 | 6.6557 | 0 | 0 | 0 | 0 | 0 | 0 | 0 | 0 | 0 | 132.4819 | 0 | 0 | 0 | 0 | 0 | 0
92 | Purchase a spare transformer for WOTS | Replacement - Major Station | Major Station | TRUE | Secondary | Network | Labour - Internal | 10% |  | 0 | 0.052218 | 0.62809 | 8.1651 | 13.8179 | 8.7932 | 0 | 0 | 0 | 0 | 0 | 0 | 0.00030286 | 0.0022982 | 0.080613 | 0.20893 | 0.17766 | 0 | 0 | 0 | 0 | 0 | 0 | 0.0025035 | 0.042779 | 0.50173 | 0.67425 | 0.46702 | 0 | 0 | 0 | 0 | 0 | 0 | 0.055024 | 0.67316 | 8.7475 | 14.7011 | 9.4379 | 0 | 0 | 0 | 0 | 0 | 0% | 0% | 0% | 0% | 100% | 0% | 0% | 0% | 0% | 0% | 100% | [10 empty] | 0 | 0 | 0 | 0 | 31.4566 | 0 | 0 | 0 | 0 | 0 | 0 | 0 | 0 | 0 | 0.4698 | 0 | 0 | 0 | 0 | 0 | 0 | 0 | 0 | 0 | 1.6883 | 0 | 0 | 0 | 0 | 0 | 0 | 0 | 0 | 0 | 33.6147 | 0 | 0 | 0 | 0 | 0 | 0
93 | Purchase a spare transformer for WOTS | Replacement - Major Station | Major Station | TRUE | Secondary | Network | Labour - External | 50% |  | 0 | 0.26109 | 3.1404 | 40.8257 | 69.0896 | 43.9661 | 0 | 0 | 0 | 0 | 0 | 0 | 0.0015143 | -0.008255 | -0.059531 | 0.17319 | 0.35782 | 0 | 0 | 0 | 0 | 0 | 0 | 0.012517 | 0.21255 | 2.4805 | 3.3294 | 2.3075 | 0 | 0 | 0 | 0 | 0 | 0 | 0.27512 | 3.3447 | 43.2466 | 72.5921 | 46.6314 | 0 | 0 | 0 | 0 | 0 | 0% | 0% | 0% | 0% | 100% | 0% | 0% | 0% | 0% | 0% | 100% | [10 empty] | 0 | 0 | 0 | 0 | 157.2828 | 0 | 0 | 0 | 0 | 0 | 0 | 0 | 0 | 0 | 0.46474 | 0 | 0 | 0 | 0 | 0 | 0 | 0 | 0 | 0 | 8.3424 | 0 | 0 | 0 | 0 | 0 | 0 | 0 | 0 | 0 | 166.09 | 0 | 0 | 0 | 0 | 0 | 0
94 | Purchase a spare transformer for WOTS | Replacement - Major Station | Major Station | TRUE | Switchgear | Network | Materials | 40% |  | 0 | 1.1339 | 13.6392 | 177.3095 | 300.0623 | 190.9487 | 0 | 0 | 0 | 0 | 0 | 0 | 0 | 0 | 0 | 0 | 0 | 0 | 0 | 0 | 0 | 0 | 0 | 0.05405 | 0.92557 | 10.7888 | 14.4236 | 9.9406 | 0 | 0 | 0 | 0 | 0 | 0 | 1.188 | 14.5648 | 188.0984 | 314.4859 | 200.8893 | 0 | 0 | 0 | 0 | 0 | 0% | 0% | 0% | 0% | 100% | 0% | 0% | 0% | 0% | 0% | 100% | [10 empty] | 0 | 0 | 0 | 0 | 683.0937 | 0 | 0 | 0 | 0 | 0 | 0 | 0 | 0 | 0 | 0 | 0 | 0 | 0 | 0 | 0 | 0 | 0 | 0 | 0 | 36.1327 | 0 | 0 | 0 | 0 | 0 | 0 | 0 | 0 | 0 | 719.2264 | 0 | 0 | 0 | 0 | 0 | 0
95 | Purchase a spare transformer for WOTS | Replacement - Major Station | Major Station | TRUE | Switchgear | Network | Labour - Internal | 10% |  | 0 | 0.28348 | 3.4098 | 44.3274 | 75.0156 | 47.7372 | 0 | 0 | 0 | 0 | 0 | 0 | 0.0016442 | 0.012477 | 0.43764 | 1.1342 | 0.96449 | 0 | 0 | 0 | 0 | 0 | 0 | 0.013591 | 0.23224 | 2.7238 | 3.6604 | 2.5354 | 0 | 0 | 0 | 0 | 0 | 0 | 0.29872 | 3.6545 | 47.4889 | 79.8102 | 51.237 | 0 | 0 | 0 | 0 | 0 | 0% | 0% | 0% | 0% | 100% | 0% | 0% | 0% | 0% | 0% | 100% | [10 empty] | 0 | 0 | 0 | 0 | 170.7734 | 0 | 0 | 0 | 0 | 0 | 0 | 0 | 0 | 0 | 2.5505 | 0 | 0 | 0 | 0 | 0 | 0 | 0 | 0 | 0 | 9.1655 | 0 | 0 | 0 | 0 | 0 | 0 | 0 | 0 | 0 | 182.4894 | 0 | 0 | 0 | 0 | 0 | 0
96 | Purchase a spare transformer for WOTS | Replacement - Major Station | Major Station | TRUE | Switchgear | Network | Labour - External | 50% |  | 0 | 1.4174 | 17.049 | 221.6369 | 375.0779 | 238.6859 | 0 | 0 | 0 | 0 | 0 | 0 | 0.008221 | -0.044815 | -0.32319 | 0.94022 | 1.9426 | 0 | 0 | 0 | 0 | 0 | 0 | 0.067955 | 1.1539 | 13.4664 | 18.0747 | 12.5269 | 0 | 0 | 0 | 0 | 0 | 0 | 1.4936 | 18.1581 | 234.7801 | 394.0928 | 253.1554 | 0 | 0 | 0 | 0 | 0 | 0% | 0% | 0% | 0% | 100% | 0% | 0% | 0% | 0% | 0% | 100% | [10 empty] | 0 | 0 | 0 | 0 | 853.8671 | 0 | 0 | 0 | 0 | 0 | 0 | 0 | 0 | 0 | 2.523 | 0 | 0 | 0 | 0 | 0 | 0 | 0 | 0 | 0 | 45.2899 | 0 | 0 | 0 | 0 | 0 | 0 | 0 | 0 | 0 | 901.68 | 0 | 0 | 0 | 0 | 0 | 0
97 | Purchase a spare transformer for WOTS | Replacement - Major Station | Major Station | TRUE | Transformers | Network | Materials | 40% |  | 0 | 1.2132 | 14.5929 | 189.7072 | 321.0429 | 204.3 | 0 | 0 | 0 | 0 | 0 | 0 | 0 | 0 | 0 | 0 | 0 | 0 | 0 | 0 | 0 | 0 | 0 | 0.05783 | 0.99029 | 11.5432 | 15.4321 | 10.6357 | 0 | 0 | 0 | 0 | 0 | 0 | 1.2711 | 15.5831 | 201.2504 | 336.475 | 214.9357 | 0 | 0 | 0 | 0 | 0 | 0% | 0% | 0% | 0% | 100% | 0% | 0% | 0% | 0% | 0% | 100% | [10 empty] | 0 | 0 | 0 | 0 | 730.8562 | 0 | 0 | 0 | 0 | 0 | 0 | 0 | 0 | 0 | 0 | 0 | 0 | 0 | 0 | 0 | 0 | 0 | 0 | 0 | 38.6591 | 0 | 0 | 0 | 0 | 0 | 0 | 0 | 0 | 0 | 769.5153 | 0 | 0 | 0 | 0 | 0 | 0
98 | Purchase a spare transformer for WOTS | Replacement - Major Station | Major Station | TRUE | Transformers | Network | Labour - Internal | 10% |  | 0 | 0.30331 | 3.6482 | 47.4268 | 80.2607 | 51.075 | 0 | 0 | 0 | 0 | 0 | 0 | 0.0017592 | 0.013349 | 0.46824 | 1.2136 | 1.0319 | 0 | 0 | 0 | 0 | 0 | 0 | 0.014541 | 0.24848 | 2.9143 | 3.9164 | 2.7126 | 0 | 0 | 0 | 0 | 0 | 0 | 0.31961 | 3.91 | 50.8093 | 85.3906 | 54.8196 | 0 | 0 | 0 | 0 | 0 | 0% | 0% | 0% | 0% | 100% | 0% | 0% | 0% | 0% | 0% | 100% | [10 empty] | 0 | 0 | 0 | 0 | 182.7141 | 0 | 0 | 0 | 0 | 0 | 0 | 0 | 0 | 0 | 2.7288 | 0 | 0 | 0 | 0 | 0 | 0 | 0 | 0 | 0 | 9.8063 | 0 | 0 | 0 | 0 | 0 | 0 | 0 | 0 | 0 | 195.2492 | 0 | 0 | 0 | 0 | 0 | 0
99 | Purchase a spare transformer for WOTS | Replacement - Major Station | Major Station | TRUE | Transformers | Network | Labour - External | 50% |  | 0 | 1.5165 | 18.2411 | 237.134 | 401.3037 | 255.3751 | 0 | 0 | 0 | 0 | 0 | 0 | 0.0087959 | -0.047949 | -0.34578 | 1.006 | 2.0784 | 0 | 0 | 0 | 0 | 0 | 0 | 0.072706 | 1.2346 | 14.408 | 19.3385 | 13.4028 | 0 | 0 | 0 | 0 | 0 | 0 | 1.598 | 19.4277 | 251.1961 | 421.6481 | 270.8562 | 0 | 0 | 0 | 0 | 0 | 0% | 0% | 0% | 0% | 100% | 0% | 0% | 0% | 0% | 0% | 100% | [10 empty] | 0 | 0 | 0 | 0 | 913.5703 | 0 | 0 | 0 | 0 | 0 | 0 | 0 | 0 | 0 | 2.6994 | 0 | 0 | 0 | 0 | 0 | 0 | 0 | 0 | 0 | 48.4566 | 0 | 0 | 0 | 0 | 0 | 0 | 0 | 0 | 0 | 964.7263 | 0 | 0 | 0 | 0 | 0 | 0
100 | Purchase a spare transformer for WOTS | Replacement - Major Station | Major Station | TRUE | Towers and Conductor | Network | Materials | 40% |  | 0 | 0.079762 | 0.9594 | 12.4721 | 21.1067 | 13.4315 | 0 | 0 | 0 | 0 | 0 | 0 | 0 | 0 | 0 | 0 | 0 | 0 | 0 | 0 | 0 | 0 | 0 | 0.003802 | 0.065106 | 0.7589 | 1.0146 | 0.69923 | 0 | 0 | 0 | 0 | 0 | 0 | 0.083564 | 1.0245 | 13.231 | 22.1213 | 14.1308 | 0 | 0 | 0 | 0 | 0 | 0% | 0% | 0% | 0% | 100% | 0% | 0% | 0% | 0% | 0% | 100% | [10 empty] | 0 | 0 | 0 | 0 | 48.0495 | 0 | 0 | 0 | 0 | 0 | 0 | 0 | 0 | 0 | 0 | 0 | 0 | 0 | 0 | 0 | 0 | 0 | 0 | 0 | 2.5416 | 0 | 0 | 0 | 0 | 0 | 0 | 0 | 0 | 0 | 50.5911 | 0 | 0 | 0 | 0 | 0 | 0
101 | Purchase a spare transformer for WOTS | Replacement - Major Station | Major Station | TRUE | Towers and Conductor | Network | Labour - Internal | 10% |  | 0 | 0.019941 | 0.23985 | 3.118 | 5.2767 | 3.3579 | 0 | 0 | 0 | 0 | 0 | 0 | 0.00011566 | 0.00087762 | 0.030784 | 0.079784 | 0.067843 | 0 | 0 | 0 | 0 | 0 | 0 | 0.000956 | 0.016336 | 0.1916 | 0.25748 | 0.17834 | 0 | 0 | 0 | 0 | 0 | 0 | 0.021012 | 0.25706 | 3.3404 | 5.6139 | 3.6041 | 0 | 0 | 0 | 0 | 0 | 0% | 0% | 0% | 0% | 100% | 0% | 0% | 0% | 0% | 0% | 100% | [10 empty] | 0 | 0 | 0 | 0 | 12.0124 | 0 | 0 | 0 | 0 | 0 | 0 | 0 | 0 | 0 | 0.1794 | 0 | 0 | 0 | 0 | 0 | 0 | 0 | 0 | 0 | 0.64471 | 0 | 0 | 0 | 0 | 0 | 0 | 0 | 0 | 0 | 12.8365 | 0 | 0 | 0 | 0 | 0 | 0
102 | Purchase a spare transformer for WOTS | Replacement - Major Station | Major Station | TRUE | Towers and Conductor | Network | Labour - External | 50% |  | 0 | 0.099703 | 1.1992 | 15.5902 | 26.3834 | 16.7894 | 0 | 0 | 0 | 0 | 0 | 0 | 0.00057828 | -0.0031524 | -0.022733 | 0.066136 | 0.13664 | 0 | 0 | 0 | 0 | 0 | 0 | 0.00478 | 0.081168 | 0.94724 | 1.2714 | 0.88115 | 0 | 0 | 0 | 0 | 0 | 0 | 0.10506 | 1.2773 | 16.5147 | 27.7209 | 17.8072 | 0 | 0 | 0 | 0 | 0 | 0% | 0% | 0% | 0% | 100% | 0% | 0% | 0% | 0% | 0% | 100% | [10 empty] | 0 | 0 | 0 | 0 | 60.0619 | 0 | 0 | 0 | 0 | 0 | 0 | 0 | 0 | 0 | 0.17747 | 0 | 0 | 0 | 0 | 0 | 0 | 0 | 0 | 0 | 3.1857 | 0 | 0 | 0 | 0 | 0 | 0 | 0 | 0 | 0 | 63.4251 | 0 | 0 | 0 | 0 | 0 | 0
103 | Purchase a spare transformer for WOTS | Replacement - Major Station | Major Station | TRUE | Establishment | Network | Materials | 40% |  | 0 | 0.58143 | 6.9935 | 90.9158 | 153.8574 | 97.9093 | 0 | 0 | 0 | 0 | 0 | 0 | 0 | 0 | 0 | 0 | 0 | 0 | 0 | 0 | 0 | 0 | 0 | 0.027714 | 0.47459 | 5.532 | 7.3957 | 5.0971 | 0 | 0 | 0 | 0 | 0 | 0 | 0.60914 | 7.4681 | 96.4478 | 161.2532 | 103.0063 | 0 | 0 | 0 | 0 | 0 | 0% | 0% | 0% | 0% | 100% | 0% | 0% | 0% | 0% | 0% | 100% | [10 empty] | 0 | 0 | 0 | 0 | 350.2574 | 0 | 0 | 0 | 0 | 0 | 0 | 0 | 0 | 0 | 0 | 0 | 0 | 0 | 0 | 0 | 0 | 0 | 0 | 0 | 18.5271 | 0 | 0 | 0 | 0 | 0 | 0 | 0 | 0 | 0 | 368.7845 | 0 | 0 | 0 | 0 | 0 | 0
104 | Purchase a spare transformer for WOTS | Replacement - Major Station | Major Station | TRUE | Establishment | Network | Labour - Internal | 10% |  | 0 | 0.14536 | 1.7484 | 22.7289 | 38.4644 | 24.4773 | 0 | 0 | 0 | 0 | 0 | 0 | 0.00084307 | 0.0063974 | 0.2244 | 0.58159 | 0.49454 | 0 | 0 | 0 | 0 | 0 | 0 | 0.0069688 | 0.11908 | 1.3967 | 1.8769 | 1.3 | 0 | 0 | 0 | 0 | 0 | 0 | 0.15317 | 1.8739 | 24.35 | 40.9228 | 26.2719 | 0 | 0 | 0 | 0 | 0 | 0% | 0% | 0% | 0% | 100% | 0% | 0% | 0% | 0% | 0% | 100% | [10 empty] | 0 | 0 | 0 | 0 | 87.5644 | 0 | 0 | 0 | 0 | 0 | 0 | 0 | 0 | 0 | 1.3078 | 0 | 0 | 0 | 0 | 0 | 0 | 0 | 0 | 0 | 4.6996 | 0 | 0 | 0 | 0 | 0 | 0 | 0 | 0 | 0 | 93.5717 | 0 | 0 | 0 | 0 | 0 | 0
105 | Purchase a spare transformer for WOTS | Replacement - Major Station | Major Station | TRUE | Establishment | Network | Labour - External | 50% |  | 0 | 0.72678 | 8.7419 | 113.6447 | 192.3218 | 122.3866 | 0 | 0 | 0 | 0 | 0 | 0 | 0.0042154 | -0.022979 | -0.16571 | 0.4821 | 0.99605 | 0 | 0 | 0 | 0 | 0 | 0 | 0.034844 | 0.59167 | 6.9049 | 9.2678 | 6.4232 | 0 | 0 | 0 | 0 | 0 | 0 | 0.76584 | 9.3106 | 120.3839 | 202.0717 | 129.8058 | 0 | 0 | 0 | 0 | 0 | 0% | 0% | 0% | 0% | 100% | 0% | 0% | 0% | 0% | 0% | 100% | [10 empty] | 0 | 0 | 0 | 0 | 437.8218 | 0 | 0 | 0 | 0 | 0 | 0 | 0 | 0 | 0 | 1.2937 | 0 | 0 | 0 | 0 | 0 | 0 | 0 | 0 | 0 | 23.2224 | 0 | 0 | 0 | 0 | 0 | 0 | 0 | 0 | 0 | 462.3379 | 0 | 0 | 0 | 0 | 0 | 0
106 | TSTS Transformer and 66kV Circuit Breaker Replacement | Replacement - Major Station | Major Station | TRUE | Secondary | Network | Materials | 40% |  | 0.087652 | 0.52467 | 0 | 39.1085 | 508.3646 | 860.2953 | 547.4732 | 0 | 0 | 0 | 0 | 0 | 0 | 0 | 0 | 0 | 0 | 0 | 0 | 0 | 0 | 0 | 0 | 0.025009 | 0 | 2.3797 | 24.4364 | 44.7862 | 28.6358 | 0 | 0 | 0 | 0 | 0.087652 | 0.54968 | 0 | 41.4882 | 532.8011 | 905.0814 | 576.109 | 0 | 0 | 0 | 0 | 0% | 0% | 0% | 0% | 72% | 28% | 0% | 0% | 0% | 0% | 100% | [10 empty] | 0 | 0 | 0 | 0 | 1408.2148 | 547.6391 | 0 | 0 | 0 | 0 | 0 | 0 | 0 | 0 | 0 | 0 | 0 | 0 | 0 | 0 | 0 | 0 | 0 | 0 | 71.6273 | 28.6358 | 0 | 0 | 0 | 0 | 0 | 0 | 0 | 0 | 1479.8421 | 576.2749 | 0 | 0 | 0 | 0 | 0
107 | TSTS Transformer and 66kV Circuit Breaker Replacement | Replacement - Major Station | Major Station | TRUE | Secondary | Network | Labour - Internal | 10% |  | 0.021913 | 0.13117 | 0 | 9.7771 | 127.0912 | 215.0738 | 136.8683 | 0 | 0 | 0 | 0 | 0 | 0.00076077 | 0 | 0.096528 | 1.9216 | 4.3454 | 3.8541 | 0 | 0 | 0 | 0 | 0 | 0.0062885 | 0 | 0.60079 | 6.2015 | 11.4228 | 7.3605 | 0 | 0 | 0 | 0 | 0.021913 | 0.13822 | 0 | 10.4744 | 135.2143 | 230.8419 | 148.0829 | 0 | 0 | 0 | 0 | 0% | 0% | 0% | 0% | 72% | 28% | 0% | 0% | 0% | 0% | 100% | [10 empty] | 0 | 0 | 0 | 0 | 352.0537 | 136.9098 | 0 | 0 | 0 | 0 | 0 | 0 | 0 | 0 | 6.3643 | 3.8541 | 0 | 0 | 0 | 0 | 0 | 0 | 0 | 0 | 18.2313 | 7.3605 | 0 | 0 | 0 | 0 | 0 | 0 | 0 | 0 | 376.6493 | 148.1244 | 0 | 0 | 0 | 0 | 0
108 | TSTS Transformer and 66kV Circuit Breaker Replacement | Replacement - Major Station | Major Station | TRUE | Secondary | Network | Labour - External | 50% |  | 0.10956 | 0.65584 | 0 | 48.8856 | 635.4558 | 1075.3691 | 684.3414 | 0 | 0 | 0 | 0 | 0 | 0.0038039 | 0 | -0.071284 | 1.5929 | 8.752 | 12.7409 | 0 | 0 | 0 | 0 | 0 | 0.031443 | 0 | 2.9702 | 30.6221 | 56.4383 | 36.4612 | 0 | 0 | 0 | 0 | 0.10956 | 0.69109 | 0 | 51.7846 | 667.6709 | 1140.5594 | 733.5436 | 0 | 0 | 0 | 0 | 0% | 0% | 0% | 0% | 72% | 28% | 0% | 0% | 0% | 0% | 100% | [10 empty] | 0 | 0 | 0 | 0 | 1760.2685 | 684.5489 | 0 | 0 | 0 | 0 | 0 | 0 | 0 | 0 | 10.2774 | 12.7409 | 0 | 0 | 0 | 0 | 0 | 0 | 0 | 0 | 90.0621 | 36.4612 | 0 | 0 | 0 | 0 | 0 | 0 | 0 | 0 | 1860.608 | 733.751 | 0 | 0 | 0 | 0 | 0
109 | TSTS Transformer and 66kV Circuit Breaker Replacement | Replacement - Major Station | Major Station | TRUE | Switchgear | Network | Materials | 40% |  | 0.27478 | 1.6448 | 0 | 122.602 | 1593.6822 | 2696.9563 | 1716.2842 | 0 | 0 | 0 | 0 | 0 | 0 | 0 | 0 | 0 | 0 | 0 | 0 | 0 | 0 | 0 | 0 | 0.078401 | 0 | 7.46 | 76.6063 | 140.401 | 89.771 | 0 | 0 | 0 | 0 | 0.27478 | 1.7232 | 0 | 130.062 | 1670.2885 | 2837.3573 | 1806.0552 | 0 | 0 | 0 | 0 | 0% | 0% | 0% | 0% | 72% | 28% | 0% | 0% | 0% | 0% | 100% | [10 empty] | 0 | 0 | 0 | 0 | 4414.6399 | 1716.8044 | 0 | 0 | 0 | 0 | 0 | 0 | 0 | 0 | 0 | 0 | 0 | 0 | 0 | 0 | 0 | 0 | 0 | 0 | 224.5457 | 89.771 | 0 | 0 | 0 | 0 | 0 | 0 | 0 | 0 | 4639.1856 | 1806.5754 | 0 | 0 | 0 | 0 | 0
110 | TSTS Transformer and 66kV Circuit Breaker Replacement | Replacement - Major Station | Major Station | TRUE | Switchgear | Network | Labour - Internal | 10% |  | 0.068695 | 0.4112 | 0 | 30.6505 | 398.4205 | 674.2391 | 429.0711 | 0 | 0 | 0 | 0 | 0 | 0.002385 | 0 | 0.30261 | 6.0242 | 13.6224 | 12.0822 | 0 | 0 | 0 | 0 | 0 | 0.019714 | 0 | 1.8834 | 19.4411 | 35.8094 | 23.0747 | 0 | 0 | 0 | 0 | 0.068695 | 0.4333 | 0 | 32.8365 | 423.8859 | 723.6709 | 464.228 | 0 | 0 | 0 | 0 | 0% | 0% | 0% | 0% | 72% | 28% | 0% | 0% | 0% | 0% | 100% | [10 empty] | 0 | 0 | 0 | 0 | 1103.66 | 429.2011 | 0 | 0 | 0 | 0 | 0 | 0 | 0 | 0 | 19.9515 | 12.0822 | 0 | 0 | 0 | 0 | 0 | 0 | 0 | 0 | 57.1537 | 23.0747 | 0 | 0 | 0 | 0 | 0 | 0 | 0 | 0 | 1180.7652 | 464.358 | 0 | 0 | 0 | 0 | 0
111 | TSTS Transformer and 66kV Circuit Breaker Replacement | Replacement - Major Station | Major Station | TRUE | Switchgear | Network | Labour - External | 50% |  | 0.34348 | 2.056 | 0 | 153.2525 | 1992.1027 | 3371.1954 | 2145.3553 | 0 | 0 | 0 | 0 | 0 | 0.011925 | 0 | -0.22347 | 4.9937 | 27.4367 | 39.9418 | 0 | 0 | 0 | 0 | 0 | 0.09857 | 0 | 9.3114 | 95.9979 | 176.9296 | 114.3029 | 0 | 0 | 0 | 0 | 0.34348 | 2.1665 | 0 | 162.3405 | 2093.0943 | 3575.5617 | 2299.6 | 0 | 0 | 0 | 0 | 0% | 0% | 0% | 0% | 72% | 28% | 0% | 0% | 0% | 0% | 100% | [10 empty] | 0 | 0 | 0 | 0 | 5518.2998 | 2146.0055 | 0 | 0 | 0 | 0 | 0 | 0 | 0 | 0 | 32.2189 | 39.9418 | 0 | 0 | 0 | 0 | 0 | 0 | 0 | 0 | 282.3374 | 114.3029 | 0 | 0 | 0 | 0 | 0 | 0 | 0 | 0 | 5832.8561 | 2300.2502 | 0 | 0 | 0 | 0 | 0
112 | TSTS Transformer and 66kV Circuit Breaker Replacement | Replacement - Major Station | Major Station | TRUE | Transformers | Network | Materials | 40% |  | 0.22062 | 1.3206 | 0 | 98.4368 | 1279.5629 | 2165.3785 | 1377.9997 | 0 | 0 | 0 | 0 | 0 | 0 | 0 | 0 | 0 | 0 | 0 | 0 | 0 | 0 | 0 | 0 | 0.062948 | 0 | 5.9896 | 61.507 | 112.7275 | 72.0769 | 0 | 0 | 0 | 0 | 0.22062 | 1.3836 | 0 | 104.4264 | 1341.0698 | 2278.1061 | 1450.0766 | 0 | 0 | 0 | 0 | 0% | 0% | 0% | 0% | 72% | 28% | 0% | 0% | 0% | 0% | 100% | [10 empty] | 0 | 0 | 0 | 0 | 3544.5018 | 1378.4174 | 0 | 0 | 0 | 0 | 0 | 0 | 0 | 0 | 0 | 0 | 0 | 0 | 0 | 0 | 0 | 0 | 0 | 0 | 180.2871 | 72.0769 | 0 | 0 | 0 | 0 | 0 | 0 | 0 | 0 | 3724.7889 | 1450.4942 | 0 | 0 | 0 | 0 | 0
113 | TSTS Transformer and 66kV Circuit Breaker Replacement | Replacement - Major Station | Major Station | TRUE | Transformers | Network | Labour - Internal | 10% |  | 0.055155 | 0.33015 | 0 | 24.6092 | 319.8907 | 541.3446 | 344.4999 | 0 | 0 | 0 | 0 | 0 | 0.0019149 | 0 | 0.24296 | 4.8368 | 10.9374 | 9.7008 | 0 | 0 | 0 | 0 | 0 | 0.015828 | 0 | 1.5122 | 15.6092 | 28.7513 | 18.5266 | 0 | 0 | 0 | 0 | 0.055155 | 0.34789 | 0 | 26.3644 | 340.3367 | 581.0333 | 372.7273 | 0 | 0 | 0 | 0 | 0% | 0% | 0% | 0% | 72% | 28% | 0% | 0% | 0% | 0% | 100% | [10 empty] | 0 | 0 | 0 | 0 | 886.1254 | 344.6043 | 0 | 0 | 0 | 0 | 0 | 0 | 0 | 0 | 16.019 | 9.7008 | 0 | 0 | 0 | 0 | 0 | 0 | 0 | 0 | 45.8885 | 18.5266 | 0 | 0 | 0 | 0 | 0 | 0 | 0 | 0 | 948.033 | 372.8317 | 0 | 0 | 0 | 0 | 0
114 | TSTS Transformer and 66kV Circuit Breaker Replacement | Replacement - Major Station | Major Station | TRUE | Transformers | Network | Labour - External | 50% |  | 0.27578 | 1.6508 | 0 | 123.046 | 1599.4536 | 2706.7231 | 1722.4996 | 0 | 0 | 0 | 0 | 0 | 0.0095744 | 0 | -0.17942 | 4.0094 | 22.0289 | 32.0691 | 0 | 0 | 0 | 0 | 0 | 0.079142 | 0 | 7.4761 | 77.0764 | 142.0562 | 91.7735 | 0 | 0 | 0 | 0 | 0.27578 | 1.7395 | 0 | 130.3427 | 1680.5394 | 2870.8083 | 1846.3423 | 0 | 0 | 0 | 0 | 0% | 0% | 0% | 0% | 72% | 28% | 0% | 0% | 0% | 0% | 100% | [10 empty] | 0 | 0 | 0 | 0 | 4430.6272 | 1723.0217 | 0 | 0 | 0 | 0 | 0 | 0 | 0 | 0 | 25.8684 | 32.0691 | 0 | 0 | 0 | 0 | 0 | 0 | 0 | 0 | 226.6879 | 91.7735 | 0 | 0 | 0 | 0 | 0 | 0 | 0 | 0 | 4683.1836 | 1846.8643 | 0 | 0 | 0 | 0 | 0
115 | TSTS Transformer and 66kV Circuit Breaker Replacement | Replacement - Major Station | Major Station | TRUE | Towers and Conductor | Network | Materials | 40% |  | 0.0095057 | 0.0569 | 0 | 4.2413 | 55.1316 | 93.2981 | 59.3729 | 0 | 0 | 0 | 0 | 0 | 0 | 0 | 0 | 0 | 0 | 0 | 0 | 0 | 0 | 0 | 0 | 0.0027122 | 0 | 0.25807 | 2.6501 | 4.857 | 3.1055 | 0 | 0 | 0 | 0 | 0.0095057 | 0.059612 | 0 | 4.4993 | 57.7817 | 98.1551 | 62.4784 | 0 | 0 | 0 | 0 | 0% | 0% | 0% | 0% | 72% | 28% | 0% | 0% | 0% | 0% | 100% | [10 empty] | 0 | 0 | 0 | 0 | 152.7193 | 59.3909 | 0 | 0 | 0 | 0 | 0 | 0 | 0 | 0 | 0 | 0 | 0 | 0 | 0 | 0 | 0 | 0 | 0 | 0 | 7.7679 | 3.1055 | 0 | 0 | 0 | 0 | 0 | 0 | 0 | 0 | 160.4872 | 62.4964 | 0 | 0 | 0 | 0 | 0
116 | TSTS Transformer and 66kV Circuit Breaker Replacement | Replacement - Major Station | Major Station | TRUE | Towers and Conductor | Network | Labour - Internal | 10% |  | 0.0023764 | 0.014225 | 0 | 1.0603 | 13.7829 | 23.3245 | 14.8432 | 0 | 0 | 0 | 0 | 0 | 8.2505e-05 | 0 | 0.010468 | 0.2084 | 0.47125 | 0.41797 | 0 | 0 | 0 | 0 | 0 | 0.00068198 | 0 | 0.065155 | 0.67254 | 1.2388 | 0.79824 | 0 | 0 | 0 | 0 | 0.0023764 | 0.014989 | 0 | 1.1359 | 14.6638 | 25.0346 | 16.0594 | 0 | 0 | 0 | 0 | 0% | 0% | 0% | 0% | 72% | 28% | 0% | 0% | 0% | 0% | 100% | [10 empty] | 0 | 0 | 0 | 0 | 38.1798 | 14.8477 | 0 | 0 | 0 | 0 | 0 | 0 | 0 | 0 | 0.6902 | 0.41797 | 0 | 0 | 0 | 0 | 0 | 0 | 0 | 0 | 1.9772 | 0.79824 | 0 | 0 | 0 | 0 | 0 | 0 | 0 | 0 | 40.8472 | 16.0639 | 0 | 0 | 0 | 0 | 0
117 | TSTS Transformer and 66kV Circuit Breaker Replacement | Replacement - Major Station | Major Station | TRUE | Towers and Conductor | Network | Labour - External | 50% |  | 0.011882 | 0.071125 | 0 | 5.3016 | 68.9145 | 116.6226 | 74.2161 | 0 | 0 | 0 | 0 | 0 | 0.00041252 | 0 | -0.0077307 | 0.17275 | 0.94914 | 1.3817 | 0 | 0 | 0 | 0 | 0 | 0.0034099 | 0 | 0.32212 | 3.3209 | 6.1207 | 3.9542 | 0 | 0 | 0 | 0 | 0.011882 | 0.074947 | 0 | 5.616 | 72.4082 | 123.6924 | 79.552 | 0 | 0 | 0 | 0 | 0% | 0% | 0% | 0% | 72% | 28% | 0% | 0% | 0% | 0% | 100% | [10 empty] | 0 | 0 | 0 | 0 | 190.8992 | 74.2386 | 0 | 0 | 0 | 0 | 0 | 0 | 0 | 0 | 1.1146 | 1.3817 | 0 | 0 | 0 | 0 | 0 | 0 | 0 | 0 | 9.7671 | 3.9542 | 0 | 0 | 0 | 0 | 0 | 0 | 0 | 0 | 201.7809 | 79.5745 | 0 | 0 | 0 | 0 | 0
118 | TSTS Transformer and 66kV Circuit Breaker Replacement | Replacement - Major Station | Major Station | TRUE | Establishment | Network | Materials | 40% |  | 0.076182 | 0.45602 | 0 | 33.991 | 441.8435 | 747.7228 | 475.8345 | 0 | 0 | 0 | 0 | 0 | 0 | 0 | 0 | 0 | 0 | 0 | 0 | 0 | 0 | 0 | 0 | 0.021737 | 0 | 2.0683 | 21.2389 | 38.9257 | 24.8887 | 0 | 0 | 0 | 0 | 0.076182 | 0.47775 | 0 | 36.0593 | 463.0823 | 786.6486 | 500.7232 | 0 | 0 | 0 | 0 | 0% | 0% | 0% | 0% | 72% | 28% | 0% | 0% | 0% | 0% | 100% | [10 empty] | 0 | 0 | 0 | 0 | 1223.9453 | 475.9787 | 0 | 0 | 0 | 0 | 0 | 0 | 0 | 0 | 0 | 0 | 0 | 0 | 0 | 0 | 0 | 0 | 0 | 0 | 62.2546 | 24.8887 | 0 | 0 | 0 | 0 | 0 | 0 | 0 | 0 | 1286.1999 | 500.8675 | 0 | 0 | 0 | 0 | 0
119 | TSTS Transformer and 66kV Circuit Breaker Replacement | Replacement - Major Station | Major Station | TRUE | Establishment | Network | Labour - Internal | 10% |  | 0.019046 | 0.114 | 0 | 8.4978 | 110.4609 | 186.9307 | 118.9586 | 0 | 0 | 0 | 0 | 0 | 0.00066122 | 0 | 0.083897 | 1.6702 | 3.7768 | 3.3497 | 0 | 0 | 0 | 0 | 0 | 0.0054657 | 0 | 0.52217 | 5.39 | 9.928 | 6.3974 | 0 | 0 | 0 | 0 | 0.019046 | 0.12013 | 0 | 9.1038 | 117.521 | 200.6355 | 128.7058 | 0 | 0 | 0 | 0 | 0% | 0% | 0% | 0% | 72% | 28% | 0% | 0% | 0% | 0% | 100% | [10 empty] | 0 | 0 | 0 | 0 | 305.9863 | 118.9947 | 0 | 0 | 0 | 0 | 0 | 0 | 0 | 0 | 5.5315 | 3.3497 | 0 | 0 | 0 | 0 | 0 | 0 | 0 | 0 | 15.8457 | 6.3974 | 0 | 0 | 0 | 0 | 0 | 0 | 0 | 0 | 327.3635 | 128.7418 | 0 | 0 | 0 | 0 | 0
120 | TSTS Transformer and 66kV Circuit Breaker Replacement | Replacement - Major Station | Major Station | TRUE | Establishment | Network | Labour - External | 50% |  | 0.095228 | 0.57002 | 0 | 42.4888 | 552.3043 | 934.6535 | 594.7931 | 0 | 0 | 0 | 0 | 0 | 0.0033061 | 0 | -0.061956 | 1.3845 | 7.6068 | 11.0737 | 0 | 0 | 0 | 0 | 0 | 0.027328 | 0 | 2.5816 | 26.6151 | 49.0532 | 31.6901 | 0 | 0 | 0 | 0 | 0.095228 | 0.60065 | 0 | 45.0084 | 580.3039 | 991.3134 | 637.557 | 0 | 0 | 0 | 0 | 0% | 0% | 0% | 0% | 72% | 28% | 0% | 0% | 0% | 0% | 100% | [10 empty] | 0 | 0 | 0 | 0 | 1529.9316 | 594.9734 | 0 | 0 | 0 | 0 | 0 | 0 | 0 | 0 | 8.9326 | 11.0737 | 0 | 0 | 0 | 0 | 0 | 0 | 0 | 0 | 78.2772 | 31.6901 | 0 | 0 | 0 | 0 | 0 | 0 | 0 | 0 | 1617.1414 | 637.7373 | 0 | 0 | 0 | 0 | 0
121 | TSTS Transformer and 66kV Circuit Breaker Replacement | Replacement - Major Station | Major Station | TRUE | Communications | Network | Materials | 40% |  | 0.0022343 | 0.013374 | 0 | 0.99688 | 12.9583 | 21.9291 | 13.9552 | 0 | 0 | 0 | 0 | 0 | 0 | 0 | 0 | 0 | 0 | 0 | 0 | 0 | 0 | 0 | 0 | 0.00063749 | 0 | 0.060658 | 0.62289 | 1.1416 | 0.72993 | 0 | 0 | 0 | 0 | 0.0022343 | 0.014011 | 0 | 1.0575 | 13.5812 | 23.0707 | 14.6851 | 0 | 0 | 0 | 0 | 0% | 0% | 0% | 0% | 72% | 28% | 0% | 0% | 0% | 0% | 100% | [10 empty] | 0 | 0 | 0 | 0 | 35.8957 | 13.9594 | 0 | 0 | 0 | 0 | 0 | 0 | 0 | 0 | 0 | 0 | 0 | 0 | 0 | 0 | 0 | 0 | 0 | 0 | 1.8258 | 0.72993 | 0 | 0 | 0 | 0 | 0 | 0 | 0 | 0 | 37.7214 | 14.6894 | 0 | 0 | 0 | 0 | 0
122 | TSTS Transformer and 66kV Circuit Breaker Replacement | Replacement - Major Station | Major Station | TRUE | Communications | Network | Labour - Internal | 10% |  | 0.00055856 | 0.0033435 | 0 | 0.24922 | 3.2396 | 5.4823 | 3.4888 | 0 | 0 | 0 | 0 | 0 | 1.9392e-05 | 0 | 0.0024605 | 0.048983 | 0.11076 | 0.098241 | 0 | 0 | 0 | 0 | 0 | 0.0001603 | 0 | 0.015314 | 0.15808 | 0.29117 | 0.18762 | 0 | 0 | 0 | 0 | 0.00055856 | 0.0035232 | 0 | 0.267 | 3.4466 | 5.8842 | 3.7747 | 0 | 0 | 0 | 0 | 0% | 0% | 0% | 0% | 72% | 28% | 0% | 0% | 0% | 0% | 100% | [10 empty] | 0 | 0 | 0 | 0 | 8.9739 | 3.4899 | 0 | 0 | 0 | 0 | 0 | 0 | 0 | 0 | 0.16223 | 0.098241 | 0 | 0 | 0 | 0 | 0 | 0 | 0 | 0 | 0.46472 | 0.18762 | 0 | 0 | 0 | 0 | 0 | 0 | 0 | 0 | 9.6009 | 3.7757 | 0 | 0 | 0 | 0 | 0
123 | TSTS Transformer and 66kV Circuit Breaker Replacement | Replacement - Major Station | Major Station | TRUE | Communications | Network | Labour - External | 50% |  | 0.0027928 | 0.016717 | 0 | 1.2461 | 16.1979 | 27.4114 | 17.444 | 0 | 0 | 0 | 0 | 0 | 9.6961e-05 | 0 | -0.001817 | 0.040604 | 0.22309 | 0.32477 | 0 | 0 | 0 | 0 | 0 | 0.00080148 | 0 | 0.075712 | 0.78056 | 1.4386 | 0.9294 | 0 | 0 | 0 | 0 | 0.0027928 | 0.017616 | 0 | 1.32 | 17.0191 | 29.0731 | 18.6982 | 0 | 0 | 0 | 0 | 0% | 0% | 0% | 0% | 72% | 28% | 0% | 0% | 0% | 0% | 100% | [10 empty] | 0 | 0 | 0 | 0 | 44.8696 | 17.4493 | 0 | 0 | 0 | 0 | 0 | 0 | 0 | 0 | 0.26197 | 0.32477 | 0 | 0 | 0 | 0 | 0 | 0 | 0 | 0 | 2.2957 | 0.9294 | 0 | 0 | 0 | 0 | 0 | 0 | 0 | 0 | 47.4272 | 18.7034 | 0 | 0 | 0 | 0 | 0
124 | GTS 220 kV and 66kV Circuit Breaker Replacement | Replacement - Major Station | Major Station | TRUE | Secondary | Network | Materials | 40% |  | 0 | 0 | 0 | 0 | 0 | 0 | 0 | 0 | 0 | 8.172 | 106.2358 | 0 | 0 | 0 | 0 | 0 | 0 | 0 | 0 | 0 | 0 | 0 | 0 | 0 | 0 | 0 | 0 | 0 | 0 | 0 | 0 | 0.49882 | 6.4847 | 0 | 0 | 0 | 0 | 0 | 0 | 0 | 0 | 0 | 8.6708 | 112.7205 | 0% | 0% | 0% | 0% | 0% | 0% | 0% | 0% | 0% | 100% | 100% | [10 empty] | 0 | 0 | 0 | 0 | 0 | 0 | 0 | 0 | 0 | 114.4078 | 0 | 0 | 0 | 0 | 0 | 0 | 0 | 0 | 0 | 0 | 0 | 0 | 0 | 0 | 0 | 0 | 0 | 0 | 0 | 6.9835 | 0 | 0 | 0 | 0 | 0 | 0 | 0 | 0 | 0 | 121.3913 | 0
125 | GTS 220 kV and 66kV Circuit Breaker Replacement | Replacement - Major Station | Major Station | TRUE | Secondary | Network | Labour - Internal | 10% |  | 0 | 0 | 0 | 0 | 0 | 0 | 0 | 0 | 0 | 2.043 | 26.5589 | 0 | 0 | 0 | 0 | 0 | 0 | 0 | 0 | 0 | 0.12767 | 1.9703 | 0 | 0 | 0 | 0 | 0 | 0 | 0 | 0 | 0 | 0.1325 | 1.7414 | 0 | 0 | 0 | 0 | 0 | 0 | 0 | 0 | 0 | 2.3032 | 30.2707 | 0% | 0% | 0% | 0% | 0% | 0% | 0% | 0% | 0% | 100% | 100% | [10 empty] | 0 | 0 | 0 | 0 | 0 | 0 | 0 | 0 | 0 | 28.6019 | 0 | 0 | 0 | 0 | 0 | 0 | 0 | 0 | 0 | 2.098 | 0 | 0 | 0 | 0 | 0 | 0 | 0 | 0 | 0 | 1.8739 | 0 | 0 | 0 | 0 | 0 | 0 | 0 | 0 | 0 | 32.5738 | 0
126 | GTS 220 kV and 66kV Circuit Breaker Replacement | Replacement - Major Station | Major Station | TRUE | Secondary | Network | Labour - External | 50% |  | 0 | 0 | 0 | 0 | 0 | 0 | 0 | 0 | 0 | 10.215 | 132.7947 | 0 | 0 | 0 | 0 | 0 | 0 | 0 | 0 | 0 | 0.5838 | 9.3377 | 0 | 0 | 0 | 0 | 0 | 0 | 0 | 0 | 0 | 0.65916 | 8.6758 | 0 | 0 | 0 | 0 | 0 | 0 | 0 | 0 | 0 | 11.4579 | 150.8082 | 0% | 0% | 0% | 0% | 0% | 0% | 0% | 0% | 0% | 100% | 100% | [10 empty] | 0 | 0 | 0 | 0 | 0 | 0 | 0 | 0 | 0 | 143.0097 | 0 | 0 | 0 | 0 | 0 | 0 | 0 | 0 | 0 | 9.9215 | 0 | 0 | 0 | 0 | 0 | 0 | 0 | 0 | 0 | 9.335 | 0 | 0 | 0 | 0 | 0 | 0 | 0 | 0 | 0 | 162.2662 | 0
127 | GTS 220 kV and 66kV Circuit Breaker Replacement | Replacement - Major Station | Major Station | TRUE | Switchgear | Network | Materials | 40% |  | 0 | 0 | 0 | 0 | 0 | 0 | 0 | 0 | 0 | 44.3646 | 576.7396 | 0 | 0 | 0 | 0 | 0 | 0 | 0 | 0 | 0 | 0 | 0 | 0 | 0 | 0 | 0 | 0 | 0 | 0 | 0 | 0 | 2.708 | 35.2044 | 0 | 0 | 0 | 0 | 0 | 0 | 0 | 0 | 0 | 47.0726 | 611.944 | 0% | 0% | 0% | 0% | 0% | 0% | 0% | 0% | 0% | 100% | 100% | [10 empty] | 0 | 0 | 0 | 0 | 0 | 0 | 0 | 0 | 0 | 621.1041 | 0 | 0 | 0 | 0 | 0 | 0 | 0 | 0 | 0 | 0 | 0 | 0 | 0 | 0 | 0 | 0 | 0 | 0 | 0 | 37.9125 | 0 | 0 | 0 | 0 | 0 | 0 | 0 | 0 | 0 | 659.0166 | 0
128 | GTS 220 kV and 66kV Circuit Breaker Replacement | Replacement - Major Station | Major Station | TRUE | Switchgear | Network | Labour - Internal | 10% |  | 0 | 0 | 0 | 0 | 0 | 0 | 0 | 0 | 0 | 11.0911 | 144.1849 | 0 | 0 | 0 | 0 | 0 | 0 | 0 | 0 | 0 | 0.69308 | 10.6965 | 0 | 0 | 0 | 0 | 0 | 0 | 0 | 0 | 0 | 0.71931 | 9.454 | 0 | 0 | 0 | 0 | 0 | 0 | 0 | 0 | 0 | 12.5035 | 164.3354 | 0% | 0% | 0% | 0% | 0% | 0% | 0% | 0% | 0% | 100% | 100% | [10 empty] | 0 | 0 | 0 | 0 | 0 | 0 | 0 | 0 | 0 | 155.276 | 0 | 0 | 0 | 0 | 0 | 0 | 0 | 0 | 0 | 11.3895 | 0 | 0 | 0 | 0 | 0 | 0 | 0 | 0 | 0 | 10.1733 | 0 | 0 | 0 | 0 | 0 | 0 | 0 | 0 | 0 | 176.8389 | 0
129 | GTS 220 kV and 66kV Circuit Breaker Replacement | Replacement - Major Station | Major Station | TRUE | Switchgear | Network | Labour - External | 50% |  | 0 | 0 | 0 | 0 | 0 | 0 | 0 | 0 | 0 | 55.4557 | 720.9245 | 0 | 0 | 0 | 0 | 0 | 0 | 0 | 0 | 0 | 3.1693 | 50.693 | 0 | 0 | 0 | 0 | 0 | 0 | 0 | 0 | 0 | 3.5785 | 47.0998 | 0 | 0 | 0 | 0 | 0 | 0 | 0 | 0 | 0 | 62.2036 | 818.7173 | 0% | 0% | 0% | 0% | 0% | 0% | 0% | 0% | 0% | 100% | 100% | [10 empty] | 0 | 0 | 0 | 0 | 0 | 0 | 0 | 0 | 0 | 776.3802 | 0 | 0 | 0 | 0 | 0 | 0 | 0 | 0 | 0 | 53.8623 | 0 | 0 | 0 | 0 | 0 | 0 | 0 | 0 | 0 | 50.6783 | 0 | 0 | 0 | 0 | 0 | 0 | 0 | 0 | 0 | 880.9208 | 0
130 | GTS 220 kV and 66kV Circuit Breaker Replacement | Replacement - Major Station | Major Station | TRUE | Transformers | Network | Materials | 40% |  | 0 | 0 | 0 | 0 | 0 | 0 | 0 | 0 | 0 | 47.4666 | 617.0657 | 0 | 0 | 0 | 0 | 0 | 0 | 0 | 0 | 0 | 0 | 0 | 0 | 0 | 0 | 0 | 0 | 0 | 0 | 0 | 0 | 2.8974 | 37.6659 | 0 | 0 | 0 | 0 | 0 | 0 | 0 | 0 | 0 | 50.364 | 654.7317 | 0% | 0% | 0% | 0% | 0% | 0% | 0% | 0% | 0% | 100% | 100% | [10 empty] | 0 | 0 | 0 | 0 | 0 | 0 | 0 | 0 | 0 | 664.5323 | 0 | 0 | 0 | 0 | 0 | 0 | 0 | 0 | 0 | 0 | 0 | 0 | 0 | 0 | 0 | 0 | 0 | 0 | 0 | 40.5633 | 0 | 0 | 0 | 0 | 0 | 0 | 0 | 0 | 0 | 705.0956 | 0
131 | GTS 220 kV and 66kV Circuit Breaker Replacement | Replacement - Major Station | Major Station | TRUE | Transformers | Network | Labour - Internal | 10% |  | 0 | 0 | 0 | 0 | 0 | 0 | 0 | 0 | 0 | 11.8666 | 154.2664 | 0 | 0 | 0 | 0 | 0 | 0 | 0 | 0 | 0 | 0.74154 | 11.4444 | 0 | 0 | 0 | 0 | 0 | 0 | 0 | 0 | 0 | 0.76961 | 10.1151 | 0 | 0 | 0 | 0 | 0 | 0 | 0 | 0 | 0 | 13.3778 | 175.8259 | 0% | 0% | 0% | 0% | 0% | 0% | 0% | 0% | 0% | 100% | 100% | [10 empty] | 0 | 0 | 0 | 0 | 0 | 0 | 0 | 0 | 0 | 166.1331 | 0 | 0 | 0 | 0 | 0 | 0 | 0 | 0 | 0 | 12.1859 | 0 | 0 | 0 | 0 | 0 | 0 | 0 | 0 | 0 | 10.8847 | 0 | 0 | 0 | 0 | 0 | 0 | 0 | 0 | 0 | 189.2037 | 0
132 | GTS 220 kV and 66kV Circuit Breaker Replacement | Replacement - Major Station | Major Station | TRUE | Transformers | Network | Labour - External | 50% |  | 0 | 0 | 0 | 0 | 0 | 0 | 0 | 0 | 0 | 59.3332 | 771.3322 | 0 | 0 | 0 | 0 | 0 | 0 | 0 | 0 | 0 | 3.391 | 54.2375 | 0 | 0 | 0 | 0 | 0 | 0 | 0 | 0 | 0 | 3.8287 | 50.3931 | 0 | 0 | 0 | 0 | 0 | 0 | 0 | 0 | 0 | 66.5529 | 875.9627 | 0% | 0% | 0% | 0% | 0% | 0% | 0% | 0% | 0% | 100% | 100% | [10 empty] | 0 | 0 | 0 | 0 | 0 | 0 | 0 | 0 | 0 | 830.6654 | 0 | 0 | 0 | 0 | 0 | 0 | 0 | 0 | 0 | 57.6284 | 0 | 0 | 0 | 0 | 0 | 0 | 0 | 0 | 0 | 54.2218 | 0 | 0 | 0 | 0 | 0 | 0 | 0 | 0 | 0 | 942.5156 | 0
133 | GTS 220 kV and 66kV Circuit Breaker Replacement | Replacement - Major Station | Major Station | TRUE | Towers and Conductor | Network | Materials | 40% |  | 0 | 0 | 0 | 0 | 0 | 0 | 0 | 0 | 0 | 3.1207 | 40.5685 | 0 | 0 | 0 | 0 | 0 | 0 | 0 | 0 | 0 | 0 | 0 | 0 | 0 | 0 | 0 | 0 | 0 | 0 | 0 | 0 | 0.19049 | 2.4763 | 0 | 0 | 0 | 0 | 0 | 0 | 0 | 0 | 0 | 3.3111 | 43.0448 | 0% | 0% | 0% | 0% | 0% | 0% | 0% | 0% | 0% | 100% | 100% | [10 empty] | 0 | 0 | 0 | 0 | 0 | 0 | 0 | 0 | 0 | 43.6891 | 0 | 0 | 0 | 0 | 0 | 0 | 0 | 0 | 0 | 0 | 0 | 0 | 0 | 0 | 0 | 0 | 0 | 0 | 0 | 2.6668 | 0 | 0 | 0 | 0 | 0 | 0 | 0 | 0 | 0 | 46.3559 | 0
134 | GTS 220 kV and 66kV Circuit Breaker Replacement | Replacement - Major Station | Major Station | TRUE | Towers and Conductor | Network | Labour - Internal | 10% |  | 0 | 0 | 0 | 0 | 0 | 0 | 0 | 0 | 0 | 0.78016 | 10.1421 | 0 | 0 | 0 | 0 | 0 | 0 | 0 | 0 | 0 | 0.048752 | 0.7524 | 0 | 0 | 0 | 0 | 0 | 0 | 0 | 0 | 0 | 0.050597 | 0.66501 | 0 | 0 | 0 | 0 | 0 | 0 | 0 | 0 | 0 | 0.87951 | 11.5595 | 0% | 0% | 0% | 0% | 0% | 0% | 0% | 0% | 0% | 100% | 100% | [10 empty] | 0 | 0 | 0 | 0 | 0 | 0 | 0 | 0 | 0 | 10.9223 | 0 | 0 | 0 | 0 | 0 | 0 | 0 | 0 | 0 | 0.80115 | 0 | 0 | 0 | 0 | 0 | 0 | 0 | 0 | 0 | 0.7156 | 0 | 0 | 0 | 0 | 0 | 0 | 0 | 0 | 0 | 12.439 | 0
135 | GTS 220 kV and 66kV Circuit Breaker Replacement | Replacement - Major Station | Major Station | TRUE | Towers and Conductor | Network | Labour - External | 50% |  | 0 | 0 | 0 | 0 | 0 | 0 | 0 | 0 | 0 | 3.9008 | 50.7106 | 0 | 0 | 0 | 0 | 0 | 0 | 0 | 0 | 0 | 0.22294 | 3.5658 | 0 | 0 | 0 | 0 | 0 | 0 | 0 | 0 | 0 | 0.25172 | 3.3131 | 0 | 0 | 0 | 0 | 0 | 0 | 0 | 0 | 0 | 4.3755 | 57.5894 | 0% | 0% | 0% | 0% | 0% | 0% | 0% | 0% | 0% | 100% | 100% | [10 empty] | 0 | 0 | 0 | 0 | 0 | 0 | 0 | 0 | 0 | 54.6114 | 0 | 0 | 0 | 0 | 0 | 0 | 0 | 0 | 0 | 3.7887 | 0 | 0 | 0 | 0 | 0 | 0 | 0 | 0 | 0 | 3.5648 | 0 | 0 | 0 | 0 | 0 | 0 | 0 | 0 | 0 | 61.9649 | 0
136 | GTS 220 kV and 66kV Circuit Breaker Replacement | Replacement - Major Station | Major Station | TRUE | Establishment | Network | Materials | 40% |  | 0 | 0 | 0 | 0 | 0 | 0 | 0 | 0 | 0 | 22.748 | 295.7242 | 0 | 0 | 0 | 0 | 0 | 0 | 0 | 0 | 0 | 0 | 0 | 0 | 0 | 0 | 0 | 0 | 0 | 0 | 0 | 0 | 1.3885 | 18.0511 | 0 | 0 | 0 | 0 | 0 | 0 | 0 | 0 | 0 | 24.1366 | 313.7753 | 0% | 0% | 0% | 0% | 0% | 0% | 0% | 0% | 0% | 100% | 100% | [10 empty] | 0 | 0 | 0 | 0 | 0 | 0 | 0 | 0 | 0 | 318.4722 | 0 | 0 | 0 | 0 | 0 | 0 | 0 | 0 | 0 | 0 | 0 | 0 | 0 | 0 | 0 | 0 | 0 | 0 | 0 | 19.4397 | 0 | 0 | 0 | 0 | 0 | 0 | 0 | 0 | 0 | 337.9119 | 0
137 | GTS 220 kV and 66kV Circuit Breaker Replacement | Replacement - Major Station | Major Station | TRUE | Establishment | Network | Labour - Internal | 10% |  | 0 | 0 | 0 | 0 | 0 | 0 | 0 | 0 | 0 | 5.687 | 73.931 | 0 | 0 | 0 | 0 | 0 | 0 | 0 | 0 | 0 | 0.35538 | 5.4846 | 0 | 0 | 0 | 0 | 0 | 0 | 0 | 0 | 0 | 0.36883 | 4.8476 | 0 | 0 | 0 | 0 | 0 | 0 | 0 | 0 | 0 | 6.4112 | 84.2632 | 0% | 0% | 0% | 0% | 0% | 0% | 0% | 0% | 0% | 100% | 100% | [10 empty] | 0 | 0 | 0 | 0 | 0 | 0 | 0 | 0 | 0 | 79.618 | 0 | 0 | 0 | 0 | 0 | 0 | 0 | 0 | 0 | 5.84 | 0 | 0 | 0 | 0 | 0 | 0 | 0 | 0 | 0 | 5.2164 | 0 | 0 | 0 | 0 | 0 | 0 | 0 | 0 | 0 | 90.6745 | 0
138 | GTS 220 kV and 66kV Circuit Breaker Replacement | Replacement - Major Station | Major Station | TRUE | Establishment | Network | Labour - External | 50% |  | 0 | 0 | 0 | 0 | 0 | 0 | 0 | 0 | 0 | 28.435 | 369.6552 | 0 | 0 | 0 | 0 | 0 | 0 | 0 | 0 | 0 | 1.6251 | 25.9929 | 0 | 0 | 0 | 0 | 0 | 0 | 0 | 0 | 0 | 1.8349 | 24.1505 | 0 | 0 | 0 | 0 | 0 | 0 | 0 | 0 | 0 | 31.895 | 419.7987 | 0% | 0% | 0% | 0% | 0% | 0% | 0% | 0% | 0% | 100% | 100% | [10 empty] | 0 | 0 | 0 | 0 | 0 | 0 | 0 | 0 | 0 | 398.0902 | 0 | 0 | 0 | 0 | 0 | 0 | 0 | 0 | 0 | 27.618 | 0 | 0 | 0 | 0 | 0 | 0 | 0 | 0 | 0 | 25.9854 | 0 | 0 | 0 | 0 | 0 | 0 | 0 | 0 | 0 | 451.6936 | 0
139 | SYTS 500kV GIS Replacement | Replacement - Major Station | Major Station | TRUE | Secondary | Network | Materials | 40% |  | 0 | 0 | 0 | 30.2395 | 393.2282 | 665.4753 | 423.4905 | 0 | 0 | 0 | 0 | 0 | 0 | 0 | 0 | 0 | 0 | 0 | 0 | 0 | 0 | 0 | 0 | 0 | 0 | 1.84 | 18.902 | 34.644 | 22.1509 | 0 | 0 | 0 | 0 | 0 | 0 | 0 | 32.0795 | 412.1301 | 700.1193 | 445.6414 | 0 | 0 | 0 | 0 | 0% | 0% | 0% | 0% | 72% | 28% | 0% | 0% | 0% | 0% | 100% | [10 empty] | 0 | 0 | 0 | 0 | 1088.9522 | 423.4814 | 0 | 0 | 0 | 0 | 0 | 0 | 0 | 0 | 0 | 0 | 0 | 0 | 0 | 0 | 0 | 0 | 0 | 0 | 55.386 | 22.1509 | 0 | 0 | 0 | 0 | 0 | 0 | 0 | 0 | 1144.3381 | 445.6323 | 0 | 0 | 0 | 0 | 0
140 | SYTS 500kV GIS Replacement | Replacement - Major Station | Major Station | TRUE | Secondary | Network | Labour - Internal | 10% |  | 0 | 0 | 0 | 7.5599 | 98.307 | 166.3688 | 105.8726 | 0 | 0 | 0 | 0 | 0 | 0 | 0 | 0.074638 | 1.4864 | 3.3613 | 2.9813 | 0 | 0 | 0 | 0 | 0 | 0 | 0 | 0.46454 | 4.7969 | 8.836 | 5.6937 | 0 | 0 | 0 | 0 | 0 | 0 | 0 | 8.0991 | 104.5904 | 178.5661 | 114.5475 | 0 | 0 | 0 | 0 | 0% | 0% | 0% | 0% | 72% | 28% | 0% | 0% | 0% | 0% | 100% | [10 empty] | 0 | 0 | 0 | 0 | 272.238 | 105.8703 | 0 | 0 | 0 | 0 | 0 | 0 | 0 | 0 | 4.9224 | 2.9813 | 0 | 0 | 0 | 0 | 0 | 0 | 0 | 0 | 14.0975 | 5.6937 | 0 | 0 | 0 | 0 | 0 | 0 | 0 | 0 | 291.2579 | 114.5453 | 0 | 0 | 0 | 0 | 0
141 | SYTS 500kV GIS Replacement | Replacement - Major Station | Major Station | TRUE | Secondary | Network | Labour - External | 50% |  | 0 | 0 | 0 | 37.7994 | 491.5352 | 831.8442 | 529.3632 | 0 | 0 | 0 | 0 | 0 | 0 | 0 | -0.055118 | 1.2321 | 6.77 | 9.8556 | 0 | 0 | 0 | 0 | 0 | 0 | 0 | 2.2966 | 23.6867 | 43.6575 | 28.2041 | 0 | 0 | 0 | 0 | 0 | 0 | 0 | 40.0409 | 516.454 | 882.2716 | 567.4228 | 0 | 0 | 0 | 0 | 0% | 0% | 0% | 0% | 72% | 28% | 0% | 0% | 0% | 0% | 100% | [10 empty] | 0 | 0 | 0 | 0 | 1361.1902 | 529.3517 | 0 | 0 | 0 | 0 | 0 | 0 | 0 | 0 | 7.9471 | 9.8556 | 0 | 0 | 0 | 0 | 0 | 0 | 0 | 0 | 69.6408 | 28.2041 | 0 | 0 | 0 | 0 | 0 | 0 | 0 | 0 | 1438.7781 | 567.4114 | 0 | 0 | 0 | 0 | 0
142 | SYTS 500kV GIS Replacement | Replacement - Major Station | Major Station | TRUE | Switchgear | Network | Materials | 40% |  | 0 | 0 | 0 | 164.1663 | 2134.782 | 3612.7748 | 2299.0723 | 0 | 0 | 0 | 0 | 0 | 0 | 0 | 0 | 0 | 0 | 0 | 0 | 0 | 0 | 0 | 0 | 0 | 0 | 9.9891 | 102.6163 | 188.0776 | 120.254 | 0 | 0 | 0 | 0 | 0 | 0 | 0 | 174.1554 | 2237.3983 | 3800.8524 | 2419.3263 | 0 | 0 | 0 | 0 | 0% | 0% | 0% | 0% | 72% | 28% | 0% | 0% | 0% | 0% | 100% | [10 empty] | 0 | 0 | 0 | 0 | 5911.7727 | 2299.0227 | 0 | 0 | 0 | 0 | 0 | 0 | 0 | 0 | 0 | 0 | 0 | 0 | 0 | 0 | 0 | 0 | 0 | 0 | 300.683 | 120.254 | 0 | 0 | 0 | 0 | 0 | 0 | 0 | 0 | 6212.4557 | 2419.2767 | 0 | 0 | 0 | 0 | 0
143 | SYTS 500kV GIS Replacement | Replacement - Major Station | Major Station | TRUE | Switchgear | Network | Labour - Internal | 10% |  | 0 | 0 | 0 | 41.0416 | 533.6955 | 903.1937 | 574.7681 | 0 | 0 | 0 | 0 | 0 | 0 | 0 | 0.4052 | 8.0695 | 18.2482 | 16.1849 | 0 | 0 | 0 | 0 | 0 | 0 | 0 | 2.5219 | 26.042 | 47.9694 | 30.9101 | 0 | 0 | 0 | 0 | 0 | 0 | 0 | 43.9687 | 567.807 | 969.4113 | 621.863 | 0 | 0 | 0 | 0 | 0% | 0% | 0% | 0% | 72% | 28% | 0% | 0% | 0% | 0% | 100% | [10 empty] | 0 | 0 | 0 | 0 | 1477.9432 | 574.7557 | 0 | 0 | 0 | 0 | 0 | 0 | 0 | 0 | 26.7229 | 16.1849 | 0 | 0 | 0 | 0 | 0 | 0 | 0 | 0 | 76.5333 | 30.9101 | 0 | 0 | 0 | 0 | 0 | 0 | 0 | 0 | 1581.1994 | 621.8506 | 0 | 0 | 0 | 0 | 0
144 | SYTS 500kV GIS Replacement | Replacement - Major Station | Major Station | TRUE | Switchgear | Network | Labour - External | 50% |  | 0 | 0 | 0 | 205.2079 | 2668.4775 | 4515.9685 | 2873.8404 | 0 | 0 | 0 | 0 | 0 | 0 | 0 | -0.29923 | 6.6891 | 36.7536 | 53.5046 | 0 | 0 | 0 | 0 | 0 | 0 | 0 | 12.4682 | 128.5919 | 237.0104 | 153.1161 | 0 | 0 | 0 | 0 | 0 | 0 | 0 | 217.3768 | 2803.7585 | 4789.7324 | 3080.461 | 0 | 0 | 0 | 0 | 0% | 0% | 0% | 0% | 72% | 28% | 0% | 0% | 0% | 0% | 100% | [10 empty] | 0 | 0 | 0 | 0 | 7389.7159 | 2873.7784 | 0 | 0 | 0 | 0 | 0 | 0 | 0 | 0 | 43.1435 | 53.5046 | 0 | 0 | 0 | 0 | 0 | 0 | 0 | 0 | 378.0704 | 153.1161 | 0 | 0 | 0 | 0 | 0 | 0 | 0 | 0 | 7810.9298 | 3080.399 | 0 | 0 | 0 | 0 | 0
145 | SYTS 500kV GIS Replacement | Replacement - Major Station | Major Station | TRUE | Transformers | Network | Materials | 40% |  | 0 | 0 | 0 | 175.645 | 2284.0479 | 3865.3833 | 2459.8256 | 0 | 0 | 0 | 0 | 0 | 0 | 0 | 0 | 0 | 0 | 0 | 0 | 0 | 0 | 0 | 0 | 0 | 0 | 10.6875 | 109.7913 | 201.2282 | 128.6623 | 0 | 0 | 0 | 0 | 0 | 0 | 0 | 186.3325 | 2393.8392 | 4066.6115 | 2588.4878 | 0 | 0 | 0 | 0 | 0% | 0% | 0% | 0% | 72% | 28% | 0% | 0% | 0% | 0% | 100% | [10 empty] | 0 | 0 | 0 | 0 | 6325.1293 | 2459.7725 | 0 | 0 | 0 | 0 | 0 | 0 | 0 | 0 | 0 | 0 | 0 | 0 | 0 | 0 | 0 | 0 | 0 | 0 | 321.707 | 128.6623 | 0 | 0 | 0 | 0 | 0 | 0 | 0 | 0 | 6646.8363 | 2588.4348 | 0 | 0 | 0 | 0 | 0
146 | SYTS 500kV GIS Replacement | Replacement - Major Station | Major Station | TRUE | Transformers | Network | Labour - Internal | 10% |  | 0 | 0 | 0 | 43.9112 | 571.012 | 966.3458 | 614.9564 | 0 | 0 | 0 | 0 | 0 | 0 | 0 | 0.43353 | 8.6338 | 19.5241 | 17.3165 | 0 | 0 | 0 | 0 | 0 | 0 | 0 | 2.6983 | 27.8628 | 51.3235 | 33.0713 | 0 | 0 | 0 | 0 | 0 | 0 | 0 | 47.043 | 607.5086 | 1037.1934 | 665.3442 | 0 | 0 | 0 | 0 | 0% | 0% | 0% | 0% | 72% | 28% | 0% | 0% | 0% | 0% | 100% | [10 empty] | 0 | 0 | 0 | 0 | 1581.2823 | 614.9431 | 0 | 0 | 0 | 0 | 0 | 0 | 0 | 0 | 28.5914 | 17.3165 | 0 | 0 | 0 | 0 | 0 | 0 | 0 | 0 | 81.8846 | 33.0713 | 0 | 0 | 0 | 0 | 0 | 0 | 0 | 0 | 1691.7583 | 665.331 | 0 | 0 | 0 | 0 | 0
147 | SYTS 500kV GIS Replacement | Replacement - Major Station | Major Station | TRUE | Transformers | Network | Labour - External | 50% |  | 0 | 0 | 0 | 219.5562 | 2855.0599 | 4831.7291 | 3074.7819 | 0 | 0 | 0 | 0 | 0 | 0 | 0 | -0.32015 | 7.1569 | 39.3234 | 57.2457 | 0 | 0 | 0 | 0 | 0 | 0 | 0 | 13.34 | 137.5831 | 253.5824 | 163.8221 | 0 | 0 | 0 | 0 | 0 | 0 | 0 | 232.576 | 2999.7999 | 5124.6349 | 3295.8497 | 0 | 0 | 0 | 0 | 0% | 0% | 0% | 0% | 72% | 28% | 0% | 0% | 0% | 0% | 100% | [10 empty] | 0 | 0 | 0 | 0 | 7906.4116 | 3074.7156 | 0 | 0 | 0 | 0 | 0 | 0 | 0 | 0 | 46.1601 | 57.2457 | 0 | 0 | 0 | 0 | 0 | 0 | 0 | 0 | 404.5055 | 163.8221 | 0 | 0 | 0 | 0 | 0 | 0 | 0 | 0 | 8357.0771 | 3295.7834 | 0 | 0 | 0 | 0 | 0
148 | SYTS 500kV GIS Replacement | Replacement - Major Station | Major Station | TRUE | Towers and Conductor | Network | Materials | 40% |  | 0 | 0 | 0 | 11.5476 | 150.1628 | 254.1263 | 161.7191 | 0 | 0 | 0 | 0 | 0 | 0 | 0 | 0 | 0 | 0 | 0 | 0 | 0 | 0 | 0 | 0 | 0 | 0 | 0.70264 | 7.2181 | 13.2296 | 8.4588 | 0 | 0 | 0 | 0 | 0 | 0 | 0 | 12.2503 | 157.3809 | 267.3559 | 170.1779 | 0 | 0 | 0 | 0 | 0% | 0% | 0% | 0% | 72% | 28% | 0% | 0% | 0% | 0% | 100% | [10 empty] | 0 | 0 | 0 | 0 | 415.8403 | 161.7157 | 0 | 0 | 0 | 0 | 0 | 0 | 0 | 0 | 0 | 0 | 0 | 0 | 0 | 0 | 0 | 0 | 0 | 0 | 21.1504 | 8.4588 | 0 | 0 | 0 | 0 | 0 | 0 | 0 | 0 | 436.9906 | 170.1744 | 0 | 0 | 0 | 0 | 0
149 | SYTS 500kV GIS Replacement | Replacement - Major Station | Major Station | TRUE | Towers and Conductor | Network | Labour - Internal | 10% |  | 0 | 0 | 0 | 2.8869 | 37.5407 | 63.5316 | 40.4298 | 0 | 0 | 0 | 0 | 0 | 0 | 0 | 0.028502 | 0.56762 | 1.2836 | 1.1385 | 0 | 0 | 0 | 0 | 0 | 0 | 0 | 0.1774 | 1.8318 | 3.3742 | 2.1742 | 0 | 0 | 0 | 0 | 0 | 0 | 0 | 3.0928 | 39.9401 | 68.1894 | 43.7425 | 0 | 0 | 0 | 0 | 0% | 0% | 0% | 0% | 72% | 28% | 0% | 0% | 0% | 0% | 100% | [10 empty] | 0 | 0 | 0 | 0 | 103.9601 | 40.4289 | 0 | 0 | 0 | 0 | 0 | 0 | 0 | 0 | 1.8797 | 1.1385 | 0 | 0 | 0 | 0 | 0 | 0 | 0 | 0 | 5.3834 | 2.1742 | 0 | 0 | 0 | 0 | 0 | 0 | 0 | 0 | 111.2232 | 43.7416 | 0 | 0 | 0 | 0 | 0
150 | SYTS 500kV GIS Replacement | Replacement - Major Station | Major Station | TRUE | Towers and Conductor | Network | Labour - External | 50% |  | 0 | 0 | 0 | 14.4345 | 187.7035 | 317.6579 | 202.1489 | 0 | 0 | 0 | 0 | 0 | 0 | 0 | -0.021048 | 0.47052 | 2.5853 | 3.7636 | 0 | 0 | 0 | 0 | 0 | 0 | 0 | 0.87702 | 9.0453 | 16.6716 | 10.7703 | 0 | 0 | 0 | 0 | 0 | 0 | 0 | 15.2905 | 197.2193 | 336.9148 | 216.6828 | 0 | 0 | 0 | 0 | 0% | 0% | 0% | 0% | 72% | 28% | 0% | 0% | 0% | 0% | 100% | [10 empty] | 0 | 0 | 0 | 0 | 519.8003 | 202.1446 | 0 | 0 | 0 | 0 | 0 | 0 | 0 | 0 | 3.0348 | 3.7636 | 0 | 0 | 0 | 0 | 0 | 0 | 0 | 0 | 26.5939 | 10.7703 | 0 | 0 | 0 | 0 | 0 | 0 | 0 | 0 | 549.429 | 216.6785 | 0 | 0 | 0 | 0 | 0
151 | SYTS 500kV GIS Replacement | Replacement - Major Station | Major Station | TRUE | Establishment | Network | Materials | 40% |  | 0 | 0 | 0 | 84.1766 | 1094.6131 | 1852.4564 | 1178.8532 | 0 | 0 | 0 | 0 | 0 | 0 | 0 | 0 | 0 | 0 | 0 | 0 | 0 | 0 | 0 | 0 | 0 | 0 | 5.1219 | 52.6167 | 96.4371 | 61.6604 | 0 | 0 | 0 | 0 | 0 | 0 | 0 | 89.2985 | 1147.2297 | 1948.8935 | 1240.5136 | 0 | 0 | 0 | 0 | 0% | 0% | 0% | 0% | 72% | 28% | 0% | 0% | 0% | 0% | 100% | [10 empty] | 0 | 0 | 0 | 0 | 3031.2714 | 1178.8278 | 0 | 0 | 0 | 0 | 0 | 0 | 0 | 0 | 0 | 0 | 0 | 0 | 0 | 0 | 0 | 0 | 0 | 0 | 154.1757 | 61.6604 | 0 | 0 | 0 | 0 | 0 | 0 | 0 | 0 | 3185.4471 | 1240.4882 | 0 | 0 | 0 | 0 | 0
152 | SYTS 500kV GIS Replacement | Replacement - Major Station | Major Station | TRUE | Establishment | Network | Labour - Internal | 10% |  | 0 | 0 | 0 | 21.0441 | 273.6533 | 463.1141 | 294.7133 | 0 | 0 | 0 | 0 | 0 | 0 | 0 | 0.20777 | 4.1377 | 9.3568 | 8.2988 | 0 | 0 | 0 | 0 | 0 | 0 | 0 | 1.2931 | 13.3531 | 24.5964 | 15.8492 | 0 | 0 | 0 | 0 | 0 | 0 | 0 | 22.545 | 291.144 | 497.0673 | 318.8613 | 0 | 0 | 0 | 0 | 0% | 0% | 0% | 0% | 72% | 28% | 0% | 0% | 0% | 0% | 100% | [10 empty] | 0 | 0 | 0 | 0 | 757.8179 | 294.7069 | 0 | 0 | 0 | 0 | 0 | 0 | 0 | 0 | 13.7022 | 8.2988 | 0 | 0 | 0 | 0 | 0 | 0 | 0 | 0 | 39.2426 | 15.8492 | 0 | 0 | 0 | 0 | 0 | 0 | 0 | 0 | 810.7626 | 318.8549 | 0 | 0 | 0 | 0 | 0
153 | SYTS 500kV GIS Replacement | Replacement - Major Station | Major Station | TRUE | Establishment | Network | Labour - External | 50% |  | 0 | 0 | 0 | 105.2207 | 1368.2663 | 2315.5704 | 1473.5665 | 0 | 0 | 0 | 0 | 0 | 0 | 0 | -0.15343 | 3.4299 | 18.8455 | 27.4346 | 0 | 0 | 0 | 0 | 0 | 0 | 0 | 6.3931 | 65.9357 | 121.5275 | 78.5105 | 0 | 0 | 0 | 0 | 0 | 0 | 0 | 111.4603 | 1437.6319 | 2455.9434 | 1579.5116 | 0 | 0 | 0 | 0 | 0% | 0% | 0% | 0% | 72% | 28% | 0% | 0% | 0% | 0% | 100% | [10 empty] | 0 | 0 | 0 | 0 | 3789.0893 | 1473.5347 | 0 | 0 | 0 | 0 | 0 | 0 | 0 | 0 | 22.1219 | 27.4346 | 0 | 0 | 0 | 0 | 0 | 0 | 0 | 0 | 193.8562 | 78.5105 | 0 | 0 | 0 | 0 | 0 | 0 | 0 | 0 | 4005.0674 | 1579.4798 | 0 | 0 | 0 | 0 | 0
154 | BLTS 66kV and 22kV Circuit Breaker Replacement | Replacement - Major Station | Major Station | TRUE | Secondary | Network | Materials | 40% |  | 0 | 0.2438 | 0 | 6.6691 | 86.6988 | 146.7211 | 93.368 | 0 | 0 | 0 | 0 | 0 | 0 | 0 | 0 | 0 | 0 | 0 | 0 | 0 | 0 | 0 | 0 | 0.011621 | 0 | 0.4058 | 4.1675 | 7.6382 | 4.8837 | 0 | 0 | 0 | 0 | 0 | 0.25542 | 0 | 7.0749 | 90.8664 | 154.3593 | 98.2516 | 0 | 0 | 0 | 0 | 0% | 0% | 0% | 0% | 72% | 28% | 0% | 0% | 0% | 0% | 100% | [10 empty] | 0 | 0 | 0 | 0 | 240.2647 | 93.4363 | 0 | 0 | 0 | 0 | 0 | 0 | 0 | 0 | 0 | 0 | 0 | 0 | 0 | 0 | 0 | 0 | 0 | 0 | 12.2231 | 4.8837 | 0 | 0 | 0 | 0 | 0 | 0 | 0 | 0 | 252.4877 | 98.3199 | 0 | 0 | 0 | 0 | 0
155 | BLTS 66kV and 22kV Circuit Breaker Replacement | Replacement - Major Station | Major Station | TRUE | Secondary | Network | Labour - Internal | 10% |  | 0 | 0.06095 | 0 | 1.6673 | 21.6747 | 36.6803 | 23.342 | 0 | 0 | 0 | 0 | 0 | 0.00035351 | 0 | 0.016461 | 0.32772 | 0.74109 | 0.65729 | 0 | 0 | 0 | 0 | 0 | 0.0029221 | 0 | 0.10245 | 1.0576 | 1.9481 | 1.2553 | 0 | 0 | 0 | 0 | 0 | 0.064226 | 0 | 1.7862 | 23.0601 | 39.3695 | 25.2546 | 0 | 0 | 0 | 0 | 0% | 0% | 0% | 0% | 72% | 28% | 0% | 0% | 0% | 0% | 100% | [10 empty] | 0 | 0 | 0 | 0 | 60.0662 | 23.3591 | 0 | 0 | 0 | 0 | 0 | 0 | 0 | 0 | 1.0856 | 0.65729 | 0 | 0 | 0 | 0 | 0 | 0 | 0 | 0 | 3.1111 | 1.2553 | 0 | 0 | 0 | 0 | 0 | 0 | 0 | 0 | 64.2629 | 25.2716 | 0 | 0 | 0 | 0 | 0
156 | BLTS 66kV and 22kV Circuit Breaker Replacement | Replacement - Major Station | Major Station | TRUE | Secondary | Network | Labour - External | 50% |  | 0 | 0.30475 | 0 | 8.3364 | 108.3736 | 183.4014 | 116.71 | 0 | 0 | 0 | 0 | 0 | 0.0017676 | 0 | -0.012156 | 0.27166 | 1.4926 | 2.1729 | 0 | 0 | 0 | 0 | 0 | 0.014611 | 0 | 0.50651 | 5.2224 | 9.6254 | 6.2182 | 0 | 0 | 0 | 0 | 0 | 0.32113 | 0 | 8.8308 | 113.8677 | 194.5194 | 125.1011 | 0 | 0 | 0 | 0 | 0% | 0% | 0% | 0% | 72% | 28% | 0% | 0% | 0% | 0% | 100% | [10 empty] | 0 | 0 | 0 | 0 | 300.3308 | 116.7953 | 0 | 0 | 0 | 0 | 0 | 0 | 0 | 0 | 1.7539 | 2.1729 | 0 | 0 | 0 | 0 | 0 | 0 | 0 | 0 | 15.369 | 6.2182 | 0 | 0 | 0 | 0 | 0 | 0 | 0 | 0 | 317.4537 | 125.1864 | 0 | 0 | 0 | 0 | 0
157 | BLTS 66kV and 22kV Circuit Breaker Replacement | Replacement - Major Station | Major Station | TRUE | Switchgear | Network | Materials | 40% |  | 0 | 1.3236 | 0 | 36.2059 | 470.6762 | 796.529 | 506.8821 | 0 | 0 | 0 | 0 | 0 | 0 | 0 | 0 | 0 | 0 | 0 | 0 | 0 | 0 | 0 | 0 | 0.063089 | 0 | 2.203 | 22.6248 | 41.4665 | 26.5127 | 0 | 0 | 0 | 0 | 0 | 1.3866 | 0 | 38.4089 | 493.301 | 837.9955 | 533.3948 | 0 | 0 | 0 | 0 | 0% | 0% | 0% | 0% | 72% | 28% | 0% | 0% | 0% | 0% | 100% | [10 empty] | 0 | 0 | 0 | 0 | 1304.364 | 507.2527 | 0 | 0 | 0 | 0 | 0 | 0 | 0 | 0 | 0 | 0 | 0 | 0 | 0 | 0 | 0 | 0 | 0 | 0 | 66.3575 | 26.5127 | 0 | 0 | 0 | 0 | 0 | 0 | 0 | 0 | 1370.7215 | 533.7654 | 0 | 0 | 0 | 0 | 0
158 | BLTS 66kV and 22kV Circuit Breaker Replacement | Replacement - Major Station | Major Station | TRUE | Switchgear | Network | Labour - Internal | 10% |  | 0 | 0.33089 | 0 | 9.0515 | 117.6691 | 199.1322 | 126.7205 | 0 | 0 | 0 | 0 | 0 | 0.0019192 | 0 | 0.089364 | 1.7792 | 4.0233 | 3.5683 | 0 | 0 | 0 | 0 | 0 | 0.015864 | 0 | 0.5562 | 5.7417 | 10.5761 | 6.8148 | 0 | 0 | 0 | 0 | 0 | 0.34867 | 0 | 9.697 | 125.1899 | 213.7316 | 137.1037 | 0 | 0 | 0 | 0 | 0% | 0% | 0% | 0% | 72% | 28% | 0% | 0% | 0% | 0% | 100% | [10 empty] | 0 | 0 | 0 | 0 | 326.091 | 126.8132 | 0 | 0 | 0 | 0 | 0 | 0 | 0 | 0 | 5.8937 | 3.5683 | 0 | 0 | 0 | 0 | 0 | 0 | 0 | 0 | 16.8899 | 6.8148 | 0 | 0 | 0 | 0 | 0 | 0 | 0 | 0 | 348.8746 | 137.1963 | 0 | 0 | 0 | 0 | 0
159 | BLTS 66kV and 22kV Circuit Breaker Replacement | Replacement - Major Station | Major Station | TRUE | Switchgear | Network | Labour - External | 50% |  | 0 | 1.6544 | 0 | 45.2573 | 588.3453 | 995.6612 | 633.6026 | 0 | 0 | 0 | 0 | 0 | 0.0095958 | 0 | -0.065993 | 1.4748 | 8.1033 | 11.7963 | 0 | 0 | 0 | 0 | 0 | 0.079319 | 0 | 2.7498 | 28.3519 | 52.255 | 33.7579 | 0 | 0 | 0 | 0 | 0 | 1.7434 | 0 | 47.9411 | 618.172 | 1056.0195 | 679.1568 | 0 | 0 | 0 | 0 | 0% | 0% | 0% | 0% | 72% | 28% | 0% | 0% | 0% | 0% | 100% | [10 empty] | 0 | 0 | 0 | 0 | 1630.455 | 634.0659 | 0 | 0 | 0 | 0 | 0 | 0 | 0 | 0 | 9.5217 | 11.7963 | 0 | 0 | 0 | 0 | 0 | 0 | 0 | 0 | 83.436 | 33.7579 | 0 | 0 | 0 | 0 | 0 | 0 | 0 | 0 | 1723.4128 | 679.62 | 0 | 0 | 0 | 0 | 0
160 | BLTS 66kV and 22kV Circuit Breaker Replacement | Replacement - Major Station | Major Station | TRUE | Transformers | Network | Materials | 40% |  | 0 | 1.4161 | 0 | 38.7374 | 503.5863 | 852.223 | 542.3237 | 0 | 0 | 0 | 0 | 0 | 0 | 0 | 0 | 0 | 0 | 0 | 0 | 0 | 0 | 0 | 0 | 0.0675 | 0 | 2.3571 | 24.2068 | 44.3659 | 28.3665 | 0 | 0 | 0 | 0 | 0 | 1.4836 | 0 | 41.0945 | 527.7931 | 896.5889 | 570.6902 | 0 | 0 | 0 | 0 | 0% | 0% | 0% | 0% | 72% | 28% | 0% | 0% | 0% | 0% | 100% | [10 empty] | 0 | 0 | 0 | 0 | 1395.5664 | 542.7203 | 0 | 0 | 0 | 0 | 0 | 0 | 0 | 0 | 0 | 0 | 0 | 0 | 0 | 0 | 0 | 0 | 0 | 0 | 70.9973 | 28.3665 | 0 | 0 | 0 | 0 | 0 | 0 | 0 | 0 | 1466.5636 | 571.0867 | 0 | 0 | 0 | 0 | 0
161 | BLTS 66kV and 22kV Circuit Breaker Replacement | Replacement - Major Station | Major Station | TRUE | Transformers | Network | Labour - Internal | 10% |  | 0 | 0.35403 | 0 | 9.6844 | 125.8966 | 213.0558 | 135.5809 | 0 | 0 | 0 | 0 | 0 | 0.0020533 | 0 | 0.095613 | 1.9036 | 4.3046 | 3.8178 | 0 | 0 | 0 | 0 | 0 | 0.016973 | 0 | 0.59509 | 6.1432 | 11.3156 | 7.2913 | 0 | 0 | 0 | 0 | 0 | 0.37305 | 0 | 10.3751 | 133.9433 | 228.6759 | 146.6901 | 0 | 0 | 0 | 0 | 0% | 0% | 0% | 0% | 72% | 28% | 0% | 0% | 0% | 0% | 100% | [10 empty] | 0 | 0 | 0 | 0 | 348.8916 | 135.6801 | 0 | 0 | 0 | 0 | 0 | 0 | 0 | 0 | 6.3058 | 3.8178 | 0 | 0 | 0 | 0 | 0 | 0 | 0 | 0 | 18.0708 | 7.2913 | 0 | 0 | 0 | 0 | 0 | 0 | 0 | 0 | 373.2682 | 146.7892 | 0 | 0 | 0 | 0 | 0
162 | BLTS 66kV and 22kV Circuit Breaker Replacement | Replacement - Major Station | Major Station | TRUE | Transformers | Network | Labour - External | 50% |  | 0 | 1.7701 | 0 | 48.4218 | 629.4829 | 1065.2788 | 677.9047 | 0 | 0 | 0 | 0 | 0 | 0.010267 | 0 | -0.070608 | 1.5779 | 8.6699 | 12.6211 | 0 | 0 | 0 | 0 | 0 | 0.084865 | 0 | 2.942 | 30.3343 | 55.9087 | 36.1183 | 0 | 0 | 0 | 0 | 0 | 1.8653 | 0 | 51.2932 | 661.3952 | 1129.8574 | 726.644 | 0 | 0 | 0 | 0 | 0% | 0% | 0% | 0% | 72% | 28% | 0% | 0% | 0% | 0% | 100% | [10 empty] | 0 | 0 | 0 | 0 | 1744.458 | 678.4003 | 0 | 0 | 0 | 0 | 0 | 0 | 0 | 0 | 10.1875 | 12.6211 | 0 | 0 | 0 | 0 | 0 | 0 | 0 | 0 | 89.27 | 36.1183 | 0 | 0 | 0 | 0 | 0 | 0 | 0 | 0 | 1843.9154 | 727.1397 | 0 | 0 | 0 | 0 | 0
163 | BLTS 66kV and 22kV Circuit Breaker Replacement | Replacement - Major Station | Major Station | TRUE | Towers and Conductor | Network | Materials | 40% |  | 0 | 0.093101 | 0 | 2.5468 | 33.1079 | 56.0287 | 35.6546 | 0 | 0 | 0 | 0 | 0 | 0 | 0 | 0 | 0 | 0 | 0 | 0 | 0 | 0 | 0 | 0 | 0.0044377 | 0 | 0.15496 | 1.5915 | 2.9168 | 1.8649 | 0 | 0 | 0 | 0 | 0 | 0.097538 | 0 | 2.7017 | 34.6993 | 58.9455 | 37.5195 | 0 | 0 | 0 | 0 | 0% | 0% | 0% | 0% | 72% | 28% | 0% | 0% | 0% | 0% | 100% | [10 empty] | 0 | 0 | 0 | 0 | 91.7503 | 35.6807 | 0 | 0 | 0 | 0 | 0 | 0 | 0 | 0 | 0 | 0 | 0 | 0 | 0 | 0 | 0 | 0 | 0 | 0 | 4.6677 | 1.8649 | 0 | 0 | 0 | 0 | 0 | 0 | 0 | 0 | 96.418 | 37.5456 | 0 | 0 | 0 | 0 | 0
164 | BLTS 66kV and 22kV Circuit Breaker Replacement | Replacement - Major Station | Major Station | TRUE | Towers and Conductor | Network | Labour - Internal | 10% |  | 0 | 0.023275 | 0 | 0.63669 | 8.277 | 14.0072 | 8.9137 | 0 | 0 | 0 | 0 | 0 | 0.000135 | 0 | 0.006286 | 0.12515 | 0.283 | 0.251 | 0 | 0 | 0 | 0 | 0 | 0.0011159 | 0 | 0.039123 | 0.40388 | 0.74393 | 0.47936 | 0 | 0 | 0 | 0 | 0 | 0.024526 | 0 | 0.6821 | 8.806 | 15.0341 | 9.644 | 0 | 0 | 0 | 0 | 0% | 0% | 0% | 0% | 72% | 28% | 0% | 0% | 0% | 0% | 100% | [10 empty] | 0 | 0 | 0 | 0 | 22.9376 | 8.9202 | 0 | 0 | 0 | 0 | 0 | 0 | 0 | 0 | 0.41457 | 0.251 | 0 | 0 | 0 | 0 | 0 | 0 | 0 | 0 | 1.1881 | 0.47936 | 0 | 0 | 0 | 0 | 0 | 0 | 0 | 0 | 24.5402 | 9.6505 | 0 | 0 | 0 | 0 | 0
165 | BLTS 66kV and 22kV Circuit Breaker Replacement | Replacement - Major Station | Major Station | TRUE | Towers and Conductor | Network | Labour - External | 50% |  | 0 | 0.11638 | 0 | 3.1834 | 41.3848 | 70.0359 | 44.5683 | 0 | 0 | 0 | 0 | 0 | 0.00067498 | 0 | -0.004642 | 0.10374 | 0.56999 | 0.82976 | 0 | 0 | 0 | 0 | 0 | 0.0055794 | 0 | 0.19342 | 1.9943 | 3.6757 | 2.3746 | 0 | 0 | 0 | 0 | 0 | 0.12263 | 0 | 3.3722 | 43.4829 | 74.2815 | 47.7726 | 0 | 0 | 0 | 0 | 0% | 0% | 0% | 0% | 72% | 28% | 0% | 0% | 0% | 0% | 100% | [10 empty] | 0 | 0 | 0 | 0 | 114.6879 | 44.6009 | 0 | 0 | 0 | 0 | 0 | 0 | 0 | 0 | 0.66977 | 0.82976 | 0 | 0 | 0 | 0 | 0 | 0 | 0 | 0 | 5.869 | 2.3746 | 0 | 0 | 0 | 0 | 0 | 0 | 0 | 0 | 121.2267 | 47.8052 | 0 | 0 | 0 | 0 | 0
166 | BLTS 66kV and 22kV Circuit Breaker Replacement | Replacement - Major Station | Major Station | TRUE | Establishment | Network | Materials | 40% |  | 0 | 0.67866 | 0 | 18.5646 | 241.34 | 408.4216 | 259.9046 | 0 | 0 | 0 | 0 | 0 | 0 | 0 | 0 | 0 | 0 | 0 | 0 | 0 | 0 | 0 | 0 | 0.032349 | 0 | 1.1296 | 11.6009 | 21.262 | 13.5944 | 0 | 0 | 0 | 0 | 0 | 0.71101 | 0 | 19.6942 | 252.9409 | 429.6836 | 273.4991 | 0 | 0 | 0 | 0 | 0% | 0% | 0% | 0% | 72% | 28% | 0% | 0% | 0% | 0% | 100% | [10 empty] | 0 | 0 | 0 | 0 | 668.8149 | 260.0947 | 0 | 0 | 0 | 0 | 0 | 0 | 0 | 0 | 0 | 0 | 0 | 0 | 0 | 0 | 0 | 0 | 0 | 0 | 34.0249 | 13.5944 | 0 | 0 | 0 | 0 | 0 | 0 | 0 | 0 | 702.8398 | 273.6891 | 0 | 0 | 0 | 0 | 0
167 | BLTS 66kV and 22kV Circuit Breaker Replacement | Replacement - Major Station | Major Station | TRUE | Establishment | Network | Labour - Internal | 10% |  | 0 | 0.16966 | 0 | 4.6412 | 60.335 | 102.1054 | 64.9762 | 0 | 0 | 0 | 0 | 0 | 0.00098405 | 0 | 0.045822 | 0.91227 | 2.0629 | 1.8297 | 0 | 0 | 0 | 0 | 0 | 0.0081342 | 0 | 0.28519 | 2.9441 | 5.4229 | 3.4943 | 0 | 0 | 0 | 0 | 0 | 0.17878 | 0 | 4.9722 | 64.1914 | 109.5912 | 70.3001 | 0 | 0 | 0 | 0 | 0% | 0% | 0% | 0% | 72% | 28% | 0% | 0% | 0% | 0% | 100% | [10 empty] | 0 | 0 | 0 | 0 | 167.2037 | 65.0237 | 0 | 0 | 0 | 0 | 0 | 0 | 0 | 0 | 3.022 | 1.8297 | 0 | 0 | 0 | 0 | 0 | 0 | 0 | 0 | 8.6603 | 3.4943 | 0 | 0 | 0 | 0 | 0 | 0 | 0 | 0 | 178.886 | 70.3476 | 0 | 0 | 0 | 0 | 0
168 | BLTS 66kV and 22kV Circuit Breaker Replacement | Replacement - Major Station | Major Station | TRUE | Establishment | Network | Labour - External | 50% |  | 0 | 0.84832 | 0 | 23.2058 | 301.675 | 510.527 | 324.8808 | 0 | 0 | 0 | 0 | 0 | 0.0049203 | 0 | -0.033838 | 0.75622 | 4.155 | 6.0486 | 0 | 0 | 0 | 0 | 0 | 0.040671 | 0 | 1.41 | 14.5375 | 26.7939 | 17.3094 | 0 | 0 | 0 | 0 | 0 | 0.89391 | 0 | 24.5819 | 316.9687 | 541.4758 | 348.2388 | 0 | 0 | 0 | 0 | 0% | 0% | 0% | 0% | 72% | 28% | 0% | 0% | 0% | 0% | 100% | [10 empty] | 0 | 0 | 0 | 0 | 836.0186 | 325.1183 | 0 | 0 | 0 | 0 | 0 | 0 | 0 | 0 | 4.8823 | 6.0486 | 0 | 0 | 0 | 0 | 0 | 0 | 0 | 0 | 42.782 | 17.3094 | 0 | 0 | 0 | 0 | 0 | 0 | 0 | 0 | 883.6828 | 348.4763 | 0 | 0 | 0 | 0 | 0
169 | SMTS 500kV GIS Replacement | Replacement - Major Station | Major Station | TRUE | Secondary | Network | Materials | 40% |  | 0 | 0 | 0 | 0 | 0 | 8.1309 | 105.8155 | 179.0847 | 113.9692 | 0 | 0 | 0 | 0 | 0 | 0 | 0 | 0 | 0 | 0 | 0 | 0 | 0 | 0 | 0 | 0 | 0 | 0 | 0.42329 | 5.5347 | 12.3019 | 10.3509 | 0 | 0 | 0 | 0 | 0 | 0 | 0 | 8.5542 | 111.3503 | 191.3867 | 124.3202 | 0 | 0 | 0% | 0% | 0% | 0% | 0% | 0% | 72% | 28% | 0% | 0% | 100% | [10 empty] | 0 | 0 | 0 | 0 | 0 | 0 | 293.0403 | 113.9601 | 0 | 0 | 0 | 0 | 0 | 0 | 0 | 0 | 0 | 0 | 0 | 0 | 0 | 0 | 0 | 0 | 0 | 0 | 18.26 | 10.3509 | 0 | 0 | 0 | 0 | 0 | 0 | 0 | 0 | 311.3002 | 124.311 | 0 | 0 | 0
170 | SMTS 500kV GIS Replacement | Replacement - Major Station | Major Station | TRUE | Secondary | Network | Labour - Internal | 10% |  | 0 | 0 | 0 | 0 | 0 | 2.0327 | 26.4539 | 44.7712 | 28.4923 | 0 | 0 | 0 | 0 | 0 | 0 | 0 | 0.041069 | 0.74491 | 1.7674 | 1.4508 | 0 | 0 | 0 | 0 | 0 | 0 | 0 | 0.10796 | 1.4226 | 3.1969 | 2.7195 | 0 | 0 | 0 | 0 | 0 | 0 | 0 | 2.1817 | 28.6214 | 49.7355 | 32.6626 | 0 | 0 | 0% | 0% | 0% | 0% | 0% | 0% | 72% | 28% | 0% | 0% | 100% | [10 empty] | 0 | 0 | 0 | 0 | 0 | 0 | 73.2601 | 28.49 | 0 | 0 | 0 | 0 | 0 | 0 | 0 | 0 | 2.5534 | 1.4508 | 0 | 0 | 0 | 0 | 0 | 0 | 0 | 0 | 4.7275 | 2.7195 | 0 | 0 | 0 | 0 | 0 | 0 | 0 | 0 | 80.541 | 32.6604 | 0 | 0 | 0
171 | SMTS 500kV GIS Replacement | Replacement - Major Station | Major Station | TRUE | Secondary | Network | Labour - External | 50% |  | 0 | 0 | 0 | 0 | 0 | 10.1636 | 132.2694 | 223.8559 | 142.4616 | 0 | 0 | 0 | 0 | 0 | 0 | 0 | 0.082717 | 2.4626 | 7.0075 | 6.2893 | 0 | 0 | 0 | 0 | 0 | 0 | 0 | 0.53341 | 7.0472 | 15.8588 | 13.5099 | 0 | 0 | 0 | 0 | 0 | 0 | 0 | 10.7797 | 141.7792 | 246.7222 | 162.2607 | 0 | 0 | 0% | 0% | 0% | 0% | 0% | 0% | 72% | 28% | 0% | 0% | 100% | [10 empty] | 0 | 0 | 0 | 0 | 0 | 0 | 366.3004 | 142.4501 | 0 | 0 | 0 | 0 | 0 | 0 | 0 | 0 | 9.5528 | 6.2893 | 0 | 0 | 0 | 0 | 0 | 0 | 0 | 0 | 23.4394 | 13.5099 | 0 | 0 | 0 | 0 | 0 | 0 | 0 | 0 | 399.2925 | 162.2493 | 0 | 0 | 0
172 | SMTS 500kV GIS Replacement | Replacement - Major Station | Major Station | TRUE | Switchgear | Network | Materials | 40% |  | 0 | 0 | 0 | 0 | 0 | 44.1414 | 574.4581 | 972.2266 | 618.7235 | 0 | 0 | 0 | 0 | 0 | 0 | 0 | 0 | 0 | 0 | 0 | 0 | 0 | 0 | 0 | 0 | 0 | 0 | 2.298 | 30.0473 | 66.7856 | 56.1937 | 0 | 0 | 0 | 0 | 0 | 0 | 0 | 46.4394 | 604.5054 | 1039.0122 | 674.9172 | 0 | 0 | 0% | 0% | 0% | 0% | 0% | 0% | 72% | 28% | 0% | 0% | 100% | [10 empty] | 0 | 0 | 0 | 0 | 0 | 0 | 1590.8757 | 618.6739 | 0 | 0 | 0 | 0 | 0 | 0 | 0 | 0 | 0 | 0 | 0 | 0 | 0 | 0 | 0 | 0 | 0 | 0 | 99.1308 | 56.1937 | 0 | 0 | 0 | 0 | 0 | 0 | 0 | 0 | 1690.0065 | 674.8676 | 0 | 0 | 0
173 | SMTS 500kV GIS Replacement | Replacement - Major Station | Major Station | TRUE | Switchgear | Network | Labour - Internal | 10% |  | 0 | 0 | 0 | 0 | 0 | 11.0353 | 143.6145 | 243.0567 | 154.6809 | 0 | 0 | 0 | 0 | 0 | 0 | 0 | 0.22296 | 4.044 | 9.5952 | 7.8764 | 0 | 0 | 0 | 0 | 0 | 0 | 0 | 0.5861 | 7.7233 | 17.3555 | 14.7638 | 0 | 0 | 0 | 0 | 0 | 0 | 0 | 11.8444 | 155.3819 | 270.0074 | 177.3211 | 0 | 0 | 0% | 0% | 0% | 0% | 0% | 0% | 72% | 28% | 0% | 0% | 100% | [10 empty] | 0 | 0 | 0 | 0 | 0 | 0 | 397.7189 | 154.6685 | 0 | 0 | 0 | 0 | 0 | 0 | 0 | 0 | 13.8622 | 7.8764 | 0 | 0 | 0 | 0 | 0 | 0 | 0 | 0 | 25.665 | 14.7638 | 0 | 0 | 0 | 0 | 0 | 0 | 0 | 0 | 437.2461 | 177.3087 | 0 | 0 | 0
174 | SMTS 500kV GIS Replacement | Replacement - Major Station | Major Station | TRUE | Switchgear | Network | Labour - External | 50% |  | 0 | 0 | 0 | 0 | 0 | 55.1767 | 718.0726 | 1215.2833 | 773.4044 | 0 | 0 | 0 | 0 | 0 | 0 | 0 | 0.44906 | 13.3689 | 38.0427 | 34.1437 | 0 | 0 | 0 | 0 | 0 | 0 | 0 | 2.8958 | 38.2584 | 86.0953 | 73.3431 | 0 | 0 | 0 | 0 | 0 | 0 | 0 | 58.5216 | 769.6999 | 1339.4212 | 880.8912 | 0 | 0 | 0% | 0% | 0% | 0% | 0% | 0% | 72% | 28% | 0% | 0% | 100% | [10 empty] | 0 | 0 | 0 | 0 | 0 | 0 | 1988.5946 | 773.3424 | 0 | 0 | 0 | 0 | 0 | 0 | 0 | 0 | 51.8607 | 34.1437 | 0 | 0 | 0 | 0 | 0 | 0 | 0 | 0 | 127.2495 | 73.3431 | 0 | 0 | 0 | 0 | 0 | 0 | 0 | 0 | 2167.7048 | 880.8292 | 0 | 0 | 0
175 | SMTS 500kV GIS Replacement | Replacement - Major Station | Major Station | TRUE | Transformers | Network | Materials | 40% |  | 0 | 0 | 0 | 0 | 0 | 47.2278 | 614.6247 | 1040.2056 | 661.9852 | 0 | 0 | 0 | 0 | 0 | 0 | 0 | 0 | 0 | 0 | 0 | 0 | 0 | 0 | 0 | 0 | 0 | 0 | 2.4586 | 32.1482 | 71.4553 | 60.1228 | 0 | 0 | 0 | 0 | 0 | 0 | 0 | 49.6864 | 646.773 | 1111.6609 | 722.108 | 0 | 0 | 0% | 0% | 0% | 0% | 0% | 0% | 72% | 28% | 0% | 0% | 100% | [10 empty] | 0 | 0 | 0 | 0 | 0 | 0 | 1702.1112 | 661.9321 | 0 | 0 | 0 | 0 | 0 | 0 | 0 | 0 | 0 | 0 | 0 | 0 | 0 | 0 | 0 | 0 | 0 | 0 | 106.0621 | 60.1228 | 0 | 0 | 0 | 0 | 0 | 0 | 0 | 0 | 1808.1733 | 722.055 | 0 | 0 | 0
176 | SMTS 500kV GIS Replacement | Replacement - Major Station | Major Station | TRUE | Transformers | Network | Labour - Internal | 10% |  | 0 | 0 | 0 | 0 | 0 | 11.807 | 153.6562 | 260.0514 | 165.4963 | 0 | 0 | 0 | 0 | 0 | 0 | 0 | 0.23855 | 4.3268 | 10.2661 | 8.4271 | 0 | 0 | 0 | 0 | 0 | 0 | 0 | 0.62708 | 8.2634 | 18.569 | 15.7961 | 0 | 0 | 0 | 0 | 0 | 0 | 0 | 12.6726 | 166.2463 | 288.8866 | 189.7195 | 0 | 0 | 0% | 0% | 0% | 0% | 0% | 0% | 72% | 28% | 0% | 0% | 100% | [10 empty] | 0 | 0 | 0 | 0 | 0 | 0 | 425.5278 | 165.483 | 0 | 0 | 0 | 0 | 0 | 0 | 0 | 0 | 14.8315 | 8.4271 | 0 | 0 | 0 | 0 | 0 | 0 | 0 | 0 | 27.4595 | 15.7961 | 0 | 0 | 0 | 0 | 0 | 0 | 0 | 0 | 467.8188 | 189.7062 | 0 | 0 | 0
177 | SMTS 500kV GIS Replacement | Replacement - Major Station | Major Station | TRUE | Transformers | Network | Labour - External | 50% |  | 0 | 0 | 0 | 0 | 0 | 59.0348 | 768.2809 | 1300.257 | 827.4815 | 0 | 0 | 0 | 0 | 0 | 0 | 0 | 0.48046 | 14.3037 | 40.7027 | 36.5311 | 0 | 0 | 0 | 0 | 0 | 0 | 0 | 3.0983 | 40.9334 | 92.1151 | 78.4714 | 0 | 0 | 0 | 0 | 0 | 0 | 0 | 62.6135 | 823.5181 | 1433.0748 | 942.4839 | 0 | 0 | 0% | 0% | 0% | 0% | 0% | 0% | 72% | 28% | 0% | 0% | 100% | [10 empty] | 0 | 0 | 0 | 0 | 0 | 0 | 2127.639 | 827.4152 | 0 | 0 | 0 | 0 | 0 | 0 | 0 | 0 | 55.4868 | 36.5311 | 0 | 0 | 0 | 0 | 0 | 0 | 0 | 0 | 136.1469 | 78.4714 | 0 | 0 | 0 | 0 | 0 | 0 | 0 | 0 | 2319.2727 | 942.4176 | 0 | 0 | 0
178 | SMTS 500kV GIS Replacement | Replacement - Major Station | Major Station | TRUE | Towers and Conductor | Network | Materials | 40% |  | 0 | 0 | 0 | 0 | 0 | 3.105 | 40.408 | 68.3874 | 43.5217 | 0 | 0 | 0 | 0 | 0 | 0 | 0 | 0 | 0 | 0 | 0 | 0 | 0 | 0 | 0 | 0 | 0 | 0 | 0.16164 | 2.1136 | 4.6978 | 3.9527 | 0 | 0 | 0 | 0 | 0 | 0 | 0 | 3.2666 | 42.5215 | 73.0852 | 47.4744 | 0 | 0 | 0% | 0% | 0% | 0% | 0% | 0% | 72% | 28% | 0% | 0% | 100% | [10 empty] | 0 | 0 | 0 | 0 | 0 | 0 | 111.9039 | 43.5182 | 0 | 0 | 0 | 0 | 0 | 0 | 0 | 0 | 0 | 0 | 0 | 0 | 0 | 0 | 0 | 0 | 0 | 0 | 6.973 | 3.9527 | 0 | 0 | 0 | 0 | 0 | 0 | 0 | 0 | 118.8768 | 47.4709 | 0 | 0 | 0
179 | SMTS 500kV GIS Replacement | Replacement - Major Station | Major Station | TRUE | Towers and Conductor | Network | Labour - Internal | 10% |  | 0 | 0 | 0 | 0 | 0 | 0.77624 | 10.102 | 17.0969 | 10.8804 | 0 | 0 | 0 | 0 | 0 | 0 | 0 | 0.015683 | 0.28446 | 0.67494 | 0.55404 | 0 | 0 | 0 | 0 | 0 | 0 | 0 | 0.041227 | 0.54327 | 1.2208 | 1.0385 | 0 | 0 | 0 | 0 | 0 | 0 | 0 | 0.83315 | 10.9297 | 18.9926 | 12.4729 | 0 | 0 | 0% | 0% | 0% | 0% | 0% | 0% | 72% | 28% | 0% | 0% | 100% | [10 empty] | 0 | 0 | 0 | 0 | 0 | 0 | 27.976 | 10.8795 | 0 | 0 | 0 | 0 | 0 | 0 | 0 | 0 | 0.97508 | 0.55404 | 0 | 0 | 0 | 0 | 0 | 0 | 0 | 0 | 1.8053 | 1.0385 | 0 | 0 | 0 | 0 | 0 | 0 | 0 | 0 | 30.7563 | 12.4721 | 0 | 0 | 0
180 | SMTS 500kV GIS Replacement | Replacement - Major Station | Major Station | TRUE | Towers and Conductor | Network | Labour - External | 50% |  | 0 | 0 | 0 | 0 | 0 | 3.8812 | 50.51 | 85.4843 | 54.4021 | 0 | 0 | 0 | 0 | 0 | 0 | 0 | 0.031587 | 0.94038 | 2.676 | 2.4017 | 0 | 0 | 0 | 0 | 0 | 0 | 0 | 0.2037 | 2.6911 | 6.056 | 5.159 | 0 | 0 | 0 | 0 | 0 | 0 | 0 | 4.1165 | 54.1415 | 94.2163 | 61.9628 | 0 | 0 | 0% | 0% | 0% | 0% | 0% | 0% | 72% | 28% | 0% | 0% | 100% | [10 empty] | 0 | 0 | 0 | 0 | 0 | 0 | 139.8798 | 54.3977 | 0 | 0 | 0 | 0 | 0 | 0 | 0 | 0 | 3.6479 | 2.4017 | 0 | 0 | 0 | 0 | 0 | 0 | 0 | 0 | 8.9509 | 5.159 | 0 | 0 | 0 | 0 | 0 | 0 | 0 | 0 | 152.4786 | 61.9584 | 0 | 0 | 0
181 | SMTS 500kV GIS Replacement | Replacement - Major Station | Major Station | TRUE | Establishment | Network | Materials | 40% |  | 0 | 0 | 0 | 0 | 0 | 22.6336 | 294.5544 | 498.5108 | 317.2515 | 0 | 0 | 0 | 0 | 0 | 0 | 0 | 0 | 0 | 0 | 0 | 0 | 0 | 0 | 0 | 0 | 0 | 0 | 1.1783 | 15.4068 | 34.2444 | 28.8134 | 0 | 0 | 0 | 0 | 0 | 0 | 0 | 23.8119 | 309.9612 | 532.7553 | 346.0649 | 0 | 0 | 0% | 0% | 0% | 0% | 0% | 0% | 72% | 28% | 0% | 0% | 100% | [10 empty] | 0 | 0 | 0 | 0 | 0 | 0 | 815.7242 | 317.2261 | 0 | 0 | 0 | 0 | 0 | 0 | 0 | 0 | 0 | 0 | 0 | 0 | 0 | 0 | 0 | 0 | 0 | 0 | 50.8295 | 28.8134 | 0 | 0 | 0 | 0 | 0 | 0 | 0 | 0 | 866.5537 | 346.0395 | 0 | 0 | 0
182 | SMTS 500kV GIS Replacement | Replacement - Major Station | Major Station | TRUE | Establishment | Network | Labour - Internal | 10% |  | 0 | 0 | 0 | 0 | 0 | 5.6584 | 73.6386 | 124.6277 | 79.3129 | 0 | 0 | 0 | 0 | 0 | 0 | 0 | 0.11432 | 2.0736 | 4.92 | 4.0386 | 0 | 0 | 0 | 0 | 0 | 0 | 0 | 0.30052 | 3.9602 | 8.8991 | 7.5702 | 0 | 0 | 0 | 0 | 0 | 0 | 0 | 6.0732 | 79.6723 | 138.4468 | 90.9217 | 0 | 0 | 0% | 0% | 0% | 0% | 0% | 0% | 72% | 28% | 0% | 0% | 100% | [10 empty] | 0 | 0 | 0 | 0 | 0 | 0 | 203.9311 | 79.3065 | 0 | 0 | 0 | 0 | 0 | 0 | 0 | 0 | 7.1079 | 4.0386 | 0 | 0 | 0 | 0 | 0 | 0 | 0 | 0 | 13.1598 | 7.5702 | 0 | 0 | 0 | 0 | 0 | 0 | 0 | 0 | 224.1987 | 90.9153 | 0 | 0 | 0
183 | SMTS 500kV GIS Replacement | Replacement - Major Station | Major Station | TRUE | Establishment | Network | Labour - External | 50% |  | 0 | 0 | 0 | 0 | 0 | 28.292 | 368.1929 | 623.1385 | 396.5644 | 0 | 0 | 0 | 0 | 0 | 0 | 0 | 0.23026 | 6.8549 | 19.5064 | 17.5072 | 0 | 0 | 0 | 0 | 0 | 0 | 0 | 1.4848 | 19.617 | 44.1455 | 37.6068 | 0 | 0 | 0 | 0 | 0 | 0 | 0 | 30.0071 | 394.6649 | 686.7905 | 451.6784 | 0 | 0 | 0% | 0% | 0% | 0% | 0% | 0% | 72% | 28% | 0% | 0% | 100% | [10 empty] | 0 | 0 | 0 | 0 | 0 | 0 | 1019.6553 | 396.5326 | 0 | 0 | 0 | 0 | 0 | 0 | 0 | 0 | 26.5916 | 17.5072 | 0 | 0 | 0 | 0 | 0 | 0 | 0 | 0 | 65.2474 | 37.6068 | 0 | 0 | 0 | 0 | 0 | 0 | 0 | 0 | 1111.4943 | 451.6467 | 0 | 0 | 0
184 | KGTS transformer and Switchgear Replacement | Replacement - Major Station | Major Station | TRUE | Secondary | Network | Materials | 40% |  | 0 | 0 | 0 | 0 | 0 | 0 | 0 | 0 | 0 | 0 | 0 | 0 | 0 | 0 | 0 | 0 | 0 | 0 | 0 | 0 | 0 | 0 | 0 | 0 | 0 | 0 | 0 | 0 | 0 | 0 | 0 | 0 | 0 | 0 | 0 | 0 | 0 | 0 | 0 | 0 | 0 | 0 | 0 | 0 | 0% | 0% | 0% | 0% | 0% | 0% | 0% | 0% | 0% | 0% | 0% | [10 empty] | 0 | 0 | 0 | 0 | 0 | 0 | 0 | 0 | 0 | 0 | 0 | 0 | 0 | 0 | 0 | 0 | 0 | 0 | 0 | 0 | 0 | 0 | 0 | 0 | 0 | 0 | 0 | 0 | 0 | 0 | 0 | 0 | 0 | 0 | 0 | 0 | 0 | 0 | 0 | 0 | 0
185 | KGTS transformer and Switchgear Replacement | Replacement - Major Station | Major Station | TRUE | Secondary | Network | Labour - Internal | 10% |  | 0 | 0 | 0 | 0 | 0 | 0 | 0 | 0 | 0 | 0 | 0 | 0 | 0 | 0 | 0 | 0 | 0 | 0 | 0 | 0 | 0 | 0 | 0 | 0 | 0 | 0 | 0 | 0 | 0 | 0 | 0 | 0 | 0 | 0 | 0 | 0 | 0 | 0 | 0 | 0 | 0 | 0 | 0 | 0 | 0% | 0% | 0% | 0% | 0% | 0% | 0% | 0% | 0% | 0% | 0% | [10 empty] | 0 | 0 | 0 | 0 | 0 | 0 | 0 | 0 | 0 | 0 | 0 | 0 | 0 | 0 | 0 | 0 | 0 | 0 | 0 | 0 | 0 | 0 | 0 | 0 | 0 | 0 | 0 | 0 | 0 | 0 | 0 | 0 | 0 | 0 | 0 | 0 | 0 | 0 | 0 | 0 | 0
186 | KGTS transformer and Switchgear Replacement | Replacement - Major Station | Major Station | TRUE | Secondary | Network | Labour - External | 50% |  | 0 | 0 | 0 | 0 | 0 | 0 | 0 | 0 | 0 | 0 | 0 | 0 | 0 | 0 | 0 | 0 | 0 | 0 | 0 | 0 | 0 | 0 | 0 | 0 | 0 | 0 | 0 | 0 | 0 | 0 | 0 | 0 | 0 | 0 | 0 | 0 | 0 | 0 | 0 | 0 | 0 | 0 | 0 | 0 | 0% | 0% | 0% | 0% | 0% | 0% | 0% | 0% | 0% | 0% | 0% | [10 empty] | 0 | 0 | 0 | 0 | 0 | 0 | 0 | 0 | 0 | 0 | 0 | 0 | 0 | 0 | 0 | 0 | 0 | 0 | 0 | 0 | 0 | 0 | 0 | 0 | 0 | 0 | 0 | 0 | 0 | 0 | 0 | 0 | 0 | 0 | 0 | 0 | 0 | 0 | 0 | 0 | 0
187 | KGTS transformer and Switchgear Replacement | Replacement - Major Station | Major Station | TRUE | Switchgear | Network | Materials | 40% |  | 0 | 0 | 0 | 0 | 0 | 0 | 0 | 0 | 0 | 0 | 0 | 0 | 0 | 0 | 0 | 0 | 0 | 0 | 0 | 0 | 0 | 0 | 0 | 0 | 0 | 0 | 0 | 0 | 0 | 0 | 0 | 0 | 0 | 0 | 0 | 0 | 0 | 0 | 0 | 0 | 0 | 0 | 0 | 0 | 0% | 0% | 0% | 0% | 0% | 0% | 0% | 0% | 0% | 0% | 0% | [10 empty] | 0 | 0 | 0 | 0 | 0 | 0 | 0 | 0 | 0 | 0 | 0 | 0 | 0 | 0 | 0 | 0 | 0 | 0 | 0 | 0 | 0 | 0 | 0 | 0 | 0 | 0 | 0 | 0 | 0 | 0 | 0 | 0 | 0 | 0 | 0 | 0 | 0 | 0 | 0 | 0 | 0
188 | KGTS transformer and Switchgear Replacement | Replacement - Major Station | Major Station | TRUE | Switchgear | Network | Labour - Internal | 10% |  | 0 | 0 | 0 | 0 | 0 | 0 | 0 | 0 | 0 | 0 | 0 | 0 | 0 | 0 | 0 | 0 | 0 | 0 | 0 | 0 | 0 | 0 | 0 | 0 | 0 | 0 | 0 | 0 | 0 | 0 | 0 | 0 | 0 | 0 | 0 | 0 | 0 | 0 | 0 | 0 | 0 | 0 | 0 | 0 | 0% | 0% | 0% | 0% | 0% | 0% | 0% | 0% | 0% | 0% | 0% | [10 empty] | 0 | 0 | 0 | 0 | 0 | 0 | 0 | 0 | 0 | 0 | 0 | 0 | 0 | 0 | 0 | 0 | 0 | 0 | 0 | 0 | 0 | 0 | 0 | 0 | 0 | 0 | 0 | 0 | 0 | 0 | 0 | 0 | 0 | 0 | 0 | 0 | 0 | 0 | 0 | 0 | 0
189 | KGTS transformer and Switchgear Replacement | Replacement - Major Station | Major Station | TRUE | Switchgear | Network | Labour - External | 50% |  | 0 | 0 | 0 | 0 | 0 | 0 | 0 | 0 | 0 | 0 | 0 | 0 | 0 | 0 | 0 | 0 | 0 | 0 | 0 | 0 | 0 | 0 | 0 | 0 | 0 | 0 | 0 | 0 | 0 | 0 | 0 | 0 | 0 | 0 | 0 | 0 | 0 | 0 | 0 | 0 | 0 | 0 | 0 | 0 | 0% | 0% | 0% | 0% | 0% | 0% | 0% | 0% | 0% | 0% | 0% | [10 empty] | 0 | 0 | 0 | 0 | 0 | 0 | 0 | 0 | 0 | 0 | 0 | 0 | 0 | 0 | 0 | 0 | 0 | 0 | 0 | 0 | 0 | 0 | 0 | 0 | 0 | 0 | 0 | 0 | 0 | 0 | 0 | 0 | 0 | 0 | 0 | 0 | 0 | 0 | 0 | 0 | 0
190 | KGTS transformer and Switchgear Replacement | Replacement - Major Station | Major Station | TRUE | Transformers | Network | Materials | 40% |  | 0 | 0 | 0 | 0 | 0 | 0 | 0 | 0 | 0 | 0 | 0 | 0 | 0 | 0 | 0 | 0 | 0 | 0 | 0 | 0 | 0 | 0 | 0 | 0 | 0 | 0 | 0 | 0 | 0 | 0 | 0 | 0 | 0 | 0 | 0 | 0 | 0 | 0 | 0 | 0 | 0 | 0 | 0 | 0 | 0% | 0% | 0% | 0% | 0% | 0% | 0% | 0% | 0% | 0% | 0% | [10 empty] | 0 | 0 | 0 | 0 | 0 | 0 | 0 | 0 | 0 | 0 | 0 | 0 | 0 | 0 | 0 | 0 | 0 | 0 | 0 | 0 | 0 | 0 | 0 | 0 | 0 | 0 | 0 | 0 | 0 | 0 | 0 | 0 | 0 | 0 | 0 | 0 | 0 | 0 | 0 | 0 | 0
191 | KGTS transformer and Switchgear Replacement | Replacement - Major Station | Major Station | TRUE | Transformers | Network | Labour - Internal | 10% |  | 0 | 0 | 0 | 0 | 0 | 0 | 0 | 0 | 0 | 0 | 0 | 0 | 0 | 0 | 0 | 0 | 0 | 0 | 0 | 0 | 0 | 0 | 0 | 0 | 0 | 0 | 0 | 0 | 0 | 0 | 0 | 0 | 0 | 0 | 0 | 0 | 0 | 0 | 0 | 0 | 0 | 0 | 0 | 0 | 0% | 0% | 0% | 0% | 0% | 0% | 0% | 0% | 0% | 0% | 0% | [10 empty] | 0 | 0 | 0 | 0 | 0 | 0 | 0 | 0 | 0 | 0 | 0 | 0 | 0 | 0 | 0 | 0 | 0 | 0 | 0 | 0 | 0 | 0 | 0 | 0 | 0 | 0 | 0 | 0 | 0 | 0 | 0 | 0 | 0 | 0 | 0 | 0 | 0 | 0 | 0 | 0 | 0
192 | KGTS transformer and Switchgear Replacement | Replacement - Major Station | Major Station | TRUE | Transformers | Network | Labour - External | 50% |  | 0 | 0 | 0 | 0 | 0 | 0 | 0 | 0 | 0 | 0 | 0 | 0 | 0 | 0 | 0 | 0 | 0 | 0 | 0 | 0 | 0 | 0 | 0 | 0 | 0 | 0 | 0 | 0 | 0 | 0 | 0 | 0 | 0 | 0 | 0 | 0 | 0 | 0 | 0 | 0 | 0 | 0 | 0 | 0 | 0% | 0% | 0% | 0% | 0% | 0% | 0% | 0% | 0% | 0% | 0% | [10 empty] | 0 | 0 | 0 | 0 | 0 | 0 | 0 | 0 | 0 | 0 | 0 | 0 | 0 | 0 | 0 | 0 | 0 | 0 | 0 | 0 | 0 | 0 | 0 | 0 | 0 | 0 | 0 | 0 | 0 | 0 | 0 | 0 | 0 | 0 | 0 | 0 | 0 | 0 | 0 | 0 | 0
193 | KGTS transformer and Switchgear Replacement | Replacement - Major Station | Major Station | TRUE | Towers and Conductor | Network | Materials | 40% |  | 0 | 0 | 0 | 0 | 0 | 0 | 0 | 0 | 0 | 0 | 0 | 0 | 0 | 0 | 0 | 0 | 0 | 0 | 0 | 0 | 0 | 0 | 0 | 0 | 0 | 0 | 0 | 0 | 0 | 0 | 0 | 0 | 0 | 0 | 0 | 0 | 0 | 0 | 0 | 0 | 0 | 0 | 0 | 0 | 0% | 0% | 0% | 0% | 0% | 0% | 0% | 0% | 0% | 0% | 0% | [10 empty] | 0 | 0 | 0 | 0 | 0 | 0 | 0 | 0 | 0 | 0 | 0 | 0 | 0 | 0 | 0 | 0 | 0 | 0 | 0 | 0 | 0 | 0 | 0 | 0 | 0 | 0 | 0 | 0 | 0 | 0 | 0 | 0 | 0 | 0 | 0 | 0 | 0 | 0 | 0 | 0 | 0
194 | KGTS transformer and Switchgear Replacement | Replacement - Major Station | Major Station | TRUE | Towers and Conductor | Network | Labour - Internal | 10% |  | 0 | 0 | 0 | 0 | 0 | 0 | 0 | 0 | 0 | 0 | 0 | 0 | 0 | 0 | 0 | 0 | 0 | 0 | 0 | 0 | 0 | 0 | 0 | 0 | 0 | 0 | 0 | 0 | 0 | 0 | 0 | 0 | 0 | 0 | 0 | 0 | 0 | 0 | 0 | 0 | 0 | 0 | 0 | 0 | 0% | 0% | 0% | 0% | 0% | 0% | 0% | 0% | 0% | 0% | 0% | [10 empty] | 0 | 0 | 0 | 0 | 0 | 0 | 0 | 0 | 0 | 0 | 0 | 0 | 0 | 0 | 0 | 0 | 0 | 0 | 0 | 0 | 0 | 0 | 0 | 0 | 0 | 0 | 0 | 0 | 0 | 0 | 0 | 0 | 0 | 0 | 0 | 0 | 0 | 0 | 0 | 0 | 0
195 | KGTS transformer and Switchgear Replacement | Replacement - Major Station | Major Station | TRUE | Towers and Conductor | Network | Labour - External | 50% |  | 0 | 0 | 0 | 0 | 0 | 0 | 0 | 0 | 0 | 0 | 0 | 0 | 0 | 0 | 0 | 0 | 0 | 0 | 0 | 0 | 0 | 0 | 0 | 0 | 0 | 0 | 0 | 0 | 0 | 0 | 0 | 0 | 0 | 0 | 0 | 0 | 0 | 0 | 0 | 0 | 0 | 0 | 0 | 0 | 0% | 0% | 0% | 0% | 0% | 0% | 0% | 0% | 0% | 0% | 0% | [10 empty] | 0 | 0 | 0 | 0 | 0 | 0 | 0 | 0 | 0 | 0 | 0 | 0 | 0 | 0 | 0 | 0 | 0 | 0 | 0 | 0 | 0 | 0 | 0 | 0 | 0 | 0 | 0 | 0 | 0 | 0 | 0 | 0 | 0 | 0 | 0 | 0 | 0 | 0 | 0 | 0 | 0
196 | KGTS transformer and Switchgear Replacement | Replacement - Major Station | Major Station | TRUE | Establishment | Network | Materials | 40% |  | 0 | 0 | 0 | 0 | 0 | 0 | 0 | 0 | 0 | 0 | 0 | 0 | 0 | 0 | 0 | 0 | 0 | 0 | 0 | 0 | 0 | 0 | 0 | 0 | 0 | 0 | 0 | 0 | 0 | 0 | 0 | 0 | 0 | 0 | 0 | 0 | 0 | 0 | 0 | 0 | 0 | 0 | 0 | 0 | 0% | 0% | 0% | 0% | 0% | 0% | 0% | 0% | 0% | 0% | 0% | [10 empty] | 0 | 0 | 0 | 0 | 0 | 0 | 0 | 0 | 0 | 0 | 0 | 0 | 0 | 0 | 0 | 0 | 0 | 0 | 0 | 0 | 0 | 0 | 0 | 0 | 0 | 0 | 0 | 0 | 0 | 0 | 0 | 0 | 0 | 0 | 0 | 0 | 0 | 0 | 0 | 0 | 0
197 | KGTS transformer and Switchgear Replacement | Replacement - Major Station | Major Station | TRUE | Establishment | Network | Labour - Internal | 10% |  | 0 | 0 | 0 | 0 | 0 | 0 | 0 | 0 | 0 | 0 | 0 | 0 | 0 | 0 | 0 | 0 | 0 | 0 | 0 | 0 | 0 | 0 | 0 | 0 | 0 | 0 | 0 | 0 | 0 | 0 | 0 | 0 | 0 | 0 | 0 | 0 | 0 | 0 | 0 | 0 | 0 | 0 | 0 | 0 | 0% | 0% | 0% | 0% | 0% | 0% | 0% | 0% | 0% | 0% | 0% | [10 empty] | 0 | 0 | 0 | 0 | 0 | 0 | 0 | 0 | 0 | 0 | 0 | 0 | 0 | 0 | 0 | 0 | 0 | 0 | 0 | 0 | 0 | 0 | 0 | 0 | 0 | 0 | 0 | 0 | 0 | 0 | 0 | 0 | 0 | 0 | 0 | 0 | 0 | 0 | 0 | 0 | 0
198 | KGTS transformer and Switchgear Replacement | Replacement - Major Station | Major Station | TRUE | Establishment | Network | Labour - External | 50% |  | 0 | 0 | 0 | 0 | 0 | 0 | 0 | 0 | 0 | 0 | 0 | 0 | 0 | 0 | 0 | 0 | 0 | 0 | 0 | 0 | 0 | 0 | 0 | 0 | 0 | 0 | 0 | 0 | 0 | 0 | 0 | 0 | 0 | 0 | 0 | 0 | 0 | 0 | 0 | 0 | 0 | 0 | 0 | 0 | 0% | 0% | 0% | 0% | 0% | 0% | 0% | 0% | 0% | 0% | 0% | [10 empty] | 0 | 0 | 0 | 0 | 0 | 0 | 0 | 0 | 0 | 0 | 0 | 0 | 0 | 0 | 0 | 0 | 0 | 0 | 0 | 0 | 0 | 0 | 0 | 0 | 0 | 0 | 0 | 0 | 0 | 0 | 0 | 0 | 0 | 0 | 0 | 0 | 0 | 0 | 0 | 0 | 0
199 | SHTS B2 and B3 Transformer Replacement | Replacement - Major Station | Major Station | TRUE | Secondary | Network | Materials | 40% |  | 0 | 0.12592 | 0 | 8.1537 | 105.9982 | 179.3817 | 114.152 | 0 | 0 | 0 | 0 | 0 | 0 | 0 | 0 | 0 | 0 | 0 | 0 | 0 | 0 | 0 | 0 | 0.0060021 | 0 | 0.49613 | 5.0952 | 9.3384 | 5.9708 | 0 | 0 | 0 | 0 | 0 | 0.13192 | 0 | 8.6498 | 111.0935 | 188.7201 | 120.1227 | 0 | 0 | 0 | 0 | 0% | 0% | 0% | 0% | 72% | 28% | 0% | 0% | 0% | 0% | 100% | [10 empty] | 0 | 0 | 0 | 0 | 293.6243 | 114.1872 | 0 | 0 | 0 | 0 | 0 | 0 | 0 | 0 | 0 | 0 | 0 | 0 | 0 | 0 | 0 | 0 | 0 | 0 | 14.9358 | 5.9708 | 0 | 0 | 0 | 0 | 0 | 0 | 0 | 0 | 308.5601 | 120.158 | 0 | 0 | 0 | 0 | 0
200 | SHTS B2 and B3 Transformer Replacement | Replacement - Major Station | Major Station | TRUE | Secondary | Network | Labour - Internal | 10% |  | 0 | 0.03148 | 0 | 2.0384 | 26.4996 | 44.8454 | 28.538 | 0 | 0 | 0 | 0 | 0 | 0.00018258 | 0 | 0.020125 | 0.40068 | 0.90606 | 0.8036 | 0 | 0 | 0 | 0 | 0 | 0.0015092 | 0 | 0.12526 | 1.2931 | 2.3818 | 1.5347 | 0 | 0 | 0 | 0 | 0 | 0.033171 | 0 | 2.1838 | 28.1933 | 48.1333 | 30.8763 | 0 | 0 | 0 | 0 | 0% | 0% | 0% | 0% | 72% | 28% | 0% | 0% | 0% | 0% | 100% | [10 empty] | 0 | 0 | 0 | 0 | 73.4061 | 28.5468 | 0 | 0 | 0 | 0 | 0 | 0 | 0 | 0 | 1.327 | 0.8036 | 0 | 0 | 0 | 0 | 0 | 0 | 0 | 0 | 3.8016 | 1.5347 | 0 | 0 | 0 | 0 | 0 | 0 | 0 | 0 | 78.5347 | 30.8851 | 0 | 0 | 0 | 0 | 0
201 | SHTS B2 and B3 Transformer Replacement | Replacement - Major Station | Major Station | TRUE | Secondary | Network | Labour - External | 50% |  | 0 | 0.1574 | 0 | 10.1921 | 132.4978 | 224.2271 | 142.69 | 0 | 0 | 0 | 0 | 0 | 0.00091291 | 0 | -0.014862 | 0.33214 | 1.8249 | 2.6566 | 0 | 0 | 0 | 0 | 0 | 0.0075461 | 0 | 0.61926 | 6.385 | 11.7681 | 7.6024 | 0 | 0 | 0 | 0 | 0 | 0.16586 | 0 | 10.7965 | 139.2149 | 237.82 | 152.9489 | 0 | 0 | 0 | 0 | 0% | 0% | 0% | 0% | 72% | 28% | 0% | 0% | 0% | 0% | 100% | [10 empty] | 0 | 0 | 0 | 0 | 367.0303 | 142.734 | 0 | 0 | 0 | 0 | 0 | 0 | 0 | 0 | 2.1431 | 2.6566 | 0 | 0 | 0 | 0 | 0 | 0 | 0 | 0 | 18.7798 | 7.6024 | 0 | 0 | 0 | 0 | 0 | 0 | 0 | 0 | 387.9532 | 152.993 | 0 | 0 | 0 | 0 | 0
202 | SHTS B2 and B3 Transformer Replacement | Replacement - Major Station | Major Station | TRUE | Switchgear | Network | Materials | 40% |  | 0 | 0.6836 | 0 | 44.2654 | 575.45 | 973.8385 | 619.7154 | 0 | 0 | 0 | 0 | 0 | 0 | 0 | 0 | 0 | 0 | 0 | 0 | 0 | 0 | 0 | 0 | 0.032584 | 0 | 2.6934 | 27.6612 | 50.6971 | 32.4145 | 0 | 0 | 0 | 0 | 0 | 0.71618 | 0 | 46.9588 | 603.1112 | 1024.5356 | 652.1299 | 0 | 0 | 0 | 0 | 0% | 0% | 0% | 0% | 72% | 28% | 0% | 0% | 0% | 0% | 100% | [10 empty] | 0 | 0 | 0 | 0 | 1594.0461 | 619.9068 | 0 | 0 | 0 | 0 | 0 | 0 | 0 | 0 | 0 | 0 | 0 | 0 | 0 | 0 | 0 | 0 | 0 | 0 | 81.0843 | 32.4145 | 0 | 0 | 0 | 0 | 0 | 0 | 0 | 0 | 1675.1304 | 652.3213 | 0 | 0 | 0 | 0 | 0
203 | SHTS B2 and B3 Transformer Replacement | Replacement - Major Station | Major Station | TRUE | Switchgear | Network | Labour - Internal | 10% |  | 0 | 0.1709 | 0 | 11.0663 | 143.8625 | 243.4596 | 154.9289 | 0 | 0 | 0 | 0 | 0 | 0.00099121 | 0 | 0.10926 | 2.1752 | 4.9189 | 4.3626 | 0 | 0 | 0 | 0 | 0 | 0.0081934 | 0 | 0.68001 | 7.0198 | 12.9303 | 8.3318 | 0 | 0 | 0 | 0 | 0 | 0.18008 | 0 | 11.8556 | 153.0576 | 261.3089 | 167.6233 | 0 | 0 | 0 | 0 | 0% | 0% | 0% | 0% | 72% | 28% | 0% | 0% | 0% | 0% | 100% | [10 empty] | 0 | 0 | 0 | 0 | 398.5115 | 154.9767 | 0 | 0 | 0 | 0 | 0 | 0 | 0 | 0 | 7.2043 | 4.3626 | 0 | 0 | 0 | 0 | 0 | 0 | 0 | 0 | 20.6384 | 8.3318 | 0 | 0 | 0 | 0 | 0 | 0 | 0 | 0 | 426.3543 | 167.6712 | 0 | 0 | 0 | 0 | 0
204 | SHTS B2 and B3 Transformer Replacement | Replacement - Major Station | Major Station | TRUE | Switchgear | Network | Labour - External | 50% |  | 0 | 0.85449 | 0 | 55.3317 | 719.3125 | 1217.2982 | 774.6443 | 0 | 0 | 0 | 0 | 0 | 0.0049561 | 0 | -0.080684 | 1.8031 | 9.9071 | 14.4222 | 0 | 0 | 0 | 0 | 0 | 0.040967 | 0 | 3.3619 | 34.6631 | 63.8871 | 41.2725 | 0 | 0 | 0 | 0 | 0 | 0.90042 | 0 | 58.6129 | 755.7788 | 1291.0924 | 830.3389 | 0 | 0 | 0 | 0 | 0% | 0% | 0% | 0% | 72% | 28% | 0% | 0% | 0% | 0% | 100% | [10 empty] | 0 | 0 | 0 | 0 | 1992.5577 | 774.8835 | 0 | 0 | 0 | 0 | 0 | 0 | 0 | 0 | 11.6345 | 14.4222 | 0 | 0 | 0 | 0 | 0 | 0 | 0 | 0 | 101.9531 | 41.2725 | 0 | 0 | 0 | 0 | 0 | 0 | 0 | 0 | 2106.1452 | 830.5782 | 0 | 0 | 0 | 0 | 0
205 | SHTS B2 and B3 Transformer Replacement | Replacement - Major Station | Major Station | TRUE | Transformers | Network | Materials | 40% |  | 0 | 0.73139 | 0 | 47.3605 | 615.686 | 1041.9302 | 663.0465 | 0 | 0 | 0 | 0 | 0 | 0 | 0 | 0 | 0 | 0 | 0 | 0 | 0 | 0 | 0 | 0 | 0.034863 | 0 | 2.8818 | 29.5952 | 54.2419 | 34.6809 | 0 | 0 | 0 | 0 | 0 | 0.76626 | 0 | 50.2422 | 645.2813 | 1096.1721 | 697.7274 | 0 | 0 | 0 | 0 | 0% | 0% | 0% | 0% | 72% | 28% | 0% | 0% | 0% | 0% | 100% | [10 empty] | 0 | 0 | 0 | 0 | 1705.5033 | 663.2513 | 0 | 0 | 0 | 0 | 0 | 0 | 0 | 0 | 0 | 0 | 0 | 0 | 0 | 0 | 0 | 0 | 0 | 0 | 86.7538 | 34.6809 | 0 | 0 | 0 | 0 | 0 | 0 | 0 | 0 | 1792.2571 | 697.9322 | 0 | 0 | 0 | 0 | 0
206 | SHTS B2 and B3 Transformer Replacement | Replacement - Major Station | Major Station | TRUE | Transformers | Network | Labour - Internal | 10% |  | 0 | 0.18285 | 0 | 11.8401 | 153.9215 | 260.4826 | 165.7616 | 0 | 0 | 0 | 0 | 0 | 0.0010605 | 0 | 0.1169 | 2.3273 | 5.2628 | 4.6677 | 0 | 0 | 0 | 0 | 0 | 0.0087662 | 0 | 0.72755 | 7.5107 | 13.8345 | 8.9144 | 0 | 0 | 0 | 0 | 0 | 0.19268 | 0 | 12.6846 | 163.7595 | 279.5798 | 179.3437 | 0 | 0 | 0 | 0 | 0% | 0% | 0% | 0% | 72% | 28% | 0% | 0% | 0% | 0% | 100% | [10 empty] | 0 | 0 | 0 | 0 | 426.3758 | 165.8128 | 0 | 0 | 0 | 0 | 0 | 0 | 0 | 0 | 7.7081 | 4.6677 | 0 | 0 | 0 | 0 | 0 | 0 | 0 | 0 | 22.0815 | 8.9144 | 0 | 0 | 0 | 0 | 0 | 0 | 0 | 0 | 456.1654 | 179.3949 | 0 | 0 | 0 | 0 | 0
207 | SHTS B2 and B3 Transformer Replacement | Replacement - Major Station | Major Station | TRUE | Transformers | Network | Labour - External | 50% |  | 0 | 0.91424 | 0 | 59.2006 | 769.6075 | 1302.4128 | 828.8081 | 0 | 0 | 0 | 0 | 0 | 0.0053026 | 0 | -0.086325 | 1.9292 | 10.5998 | 15.4306 | 0 | 0 | 0 | 0 | 0 | 0.043831 | 0 | 3.597 | 37.0868 | 68.3542 | 44.1583 | 0 | 0 | 0 | 0 | 0 | 0.96338 | 0 | 62.7112 | 808.6235 | 1381.3667 | 888.397 | 0 | 0 | 0 | 0 | 0% | 0% | 0% | 0% | 72% | 28% | 0% | 0% | 0% | 0% | 100% | [10 empty] | 0 | 0 | 0 | 0 | 2131.8791 | 829.0641 | 0 | 0 | 0 | 0 | 0 | 0 | 0 | 0 | 12.448 | 15.4306 | 0 | 0 | 0 | 0 | 0 | 0 | 0 | 0 | 109.0818 | 44.1583 | 0 | 0 | 0 | 0 | 0 | 0 | 0 | 0 | 2253.4089 | 888.653 | 0 | 0 | 0 | 0 | 0
208 | SHTS B2 and B3 Transformer Replacement | Replacement - Major Station | Major Station | TRUE | Towers and Conductor | Network | Materials | 40% |  | 0 | 0.048085 | 0 | 3.1137 | 40.4778 | 68.5008 | 43.5914 | 0 | 0 | 0 | 0 | 0 | 0 | 0 | 0 | 0 | 0 | 0 | 0 | 0 | 0 | 0 | 0 | 0.002292 | 0 | 0.18946 | 1.9457 | 3.5661 | 2.2801 | 0 | 0 | 0 | 0 | 0 | 0.050377 | 0 | 3.3031 | 42.4235 | 72.0669 | 45.8715 | 0 | 0 | 0 | 0 | 0% | 0% | 0% | 0% | 72% | 28% | 0% | 0% | 0% | 0% | 100% | [10 empty] | 0 | 0 | 0 | 0 | 112.1269 | 43.6049 | 0 | 0 | 0 | 0 | 0 | 0 | 0 | 0 | 0 | 0 | 0 | 0 | 0 | 0 | 0 | 0 | 0 | 0 | 5.7036 | 2.2801 | 0 | 0 | 0 | 0 | 0 | 0 | 0 | 0 | 117.8304 | 45.885 | 0 | 0 | 0 | 0 | 0
209 | SHTS B2 and B3 Transformer Replacement | Replacement - Major Station | Major Station | TRUE | Towers and Conductor | Network | Labour - Internal | 10% |  | 0 | 0.012021 | 0 | 0.77842 | 10.1194 | 17.1252 | 10.8979 | 0 | 0 | 0 | 0 | 0 | 6.9723e-05 | 0 | 0.0076852 | 0.15301 | 0.346 | 0.30687 | 0 | 0 | 0 | 0 | 0 | 0.00057633 | 0 | 0.047832 | 0.49378 | 0.90953 | 0.58607 | 0 | 0 | 0 | 0 | 0 | 0.012667 | 0 | 0.83394 | 10.7662 | 18.3807 | 11.7908 | 0 | 0 | 0 | 0 | 0% | 0% | 0% | 0% | 72% | 28% | 0% | 0% | 0% | 0% | 100% | [10 empty] | 0 | 0 | 0 | 0 | 28.0317 | 10.9012 | 0 | 0 | 0 | 0 | 0 | 0 | 0 | 0 | 0.50676 | 0.30687 | 0 | 0 | 0 | 0 | 0 | 0 | 0 | 0 | 1.4517 | 0.58607 | 0 | 0 | 0 | 0 | 0 | 0 | 0 | 0 | 29.9902 | 11.7942 | 0 | 0 | 0 | 0 | 0
210 | SHTS B2 and B3 Transformer Replacement | Replacement - Major Station | Major Station | TRUE | Towers and Conductor | Network | Labour - External | 50% |  | 0 | 0.060106 | 0 | 3.8921 | 50.5972 | 85.626 | 54.4893 | 0 | 0 | 0 | 0 | 0 | 0.00034862 | 0 | -0.0056754 | 0.12683 | 0.69687 | 1.0145 | 0 | 0 | 0 | 0 | 0 | 0.0028816 | 0 | 0.23648 | 2.4382 | 4.4939 | 2.9031 | 0 | 0 | 0 | 0 | 0 | 0.063336 | 0 | 4.1229 | 53.1623 | 90.8168 | 58.4069 | 0 | 0 | 0 | 0 | 0% | 0% | 0% | 0% | 72% | 28% | 0% | 0% | 0% | 0% | 100% | [10 empty] | 0 | 0 | 0 | 0 | 140.1586 | 54.5061 | 0 | 0 | 0 | 0 | 0 | 0 | 0 | 0 | 0.81838 | 1.0145 | 0 | 0 | 0 | 0 | 0 | 0 | 0 | 0 | 7.1715 | 2.9031 | 0 | 0 | 0 | 0 | 0 | 0 | 0 | 0 | 148.1485 | 58.4237 | 0 | 0 | 0 | 0 | 0
211 | SHTS B2 and B3 Transformer Replacement | Replacement - Major Station | Major Station | TRUE | Establishment | Network | Materials | 40% |  | 0 | 0.35051 | 0 | 22.6972 | 295.063 | 499.3373 | 317.7601 | 0 | 0 | 0 | 0 | 0 | 0 | 0 | 0 | 0 | 0 | 0 | 0 | 0 | 0 | 0 | 0 | 0.016708 | 0 | 1.3811 | 14.1833 | 25.995 | 16.6206 | 0 | 0 | 0 | 0 | 0 | 0.36722 | 0 | 24.0782 | 309.2463 | 525.3324 | 334.3807 | 0 | 0 | 0 | 0 | 0% | 0% | 0% | 0% | 72% | 28% | 0% | 0% | 0% | 0% | 100% | [10 empty] | 0 | 0 | 0 | 0 | 817.3498 | 317.8583 | 0 | 0 | 0 | 0 | 0 | 0 | 0 | 0 | 0 | 0 | 0 | 0 | 0 | 0 | 0 | 0 | 0 | 0 | 41.5761 | 16.6206 | 0 | 0 | 0 | 0 | 0 | 0 | 0 | 0 | 858.9259 | 334.4789 | 0 | 0 | 0 | 0 | 0
212 | SHTS B2 and B3 Transformer Replacement | Replacement - Major Station | Major Station | TRUE | Establishment | Network | Labour - Internal | 10% |  | 0 | 0.087629 | 0 | 5.6743 | 73.7657 | 124.8343 | 79.44 | 0 | 0 | 0 | 0 | 0 | 0.00050825 | 0 | 0.056022 | 1.1153 | 2.5222 | 2.2369 | 0 | 0 | 0 | 0 | 0 | 0.0042012 | 0 | 0.34867 | 3.5994 | 6.6301 | 4.2722 | 0 | 0 | 0 | 0 | 0 | 0.092338 | 0 | 6.079 | 78.4805 | 133.9866 | 85.9491 | 0 | 0 | 0 | 0 | 0% | 0% | 0% | 0% | 72% | 28% | 0% | 0% | 0% | 0% | 100% | [10 empty] | 0 | 0 | 0 | 0 | 204.3375 | 79.4646 | 0 | 0 | 0 | 0 | 0 | 0 | 0 | 0 | 3.694 | 2.2369 | 0 | 0 | 0 | 0 | 0 | 0 | 0 | 0 | 10.5824 | 4.2722 | 0 | 0 | 0 | 0 | 0 | 0 | 0 | 0 | 218.6139 | 85.9737 | 0 | 0 | 0 | 0 | 0
213 | SHTS B2 and B3 Transformer Replacement | Replacement - Major Station | Major Station | TRUE | Establishment | Network | Labour - External | 50% |  | 0 | 0.43814 | 0 | 28.3714 | 368.8287 | 624.1717 | 397.2002 | 0 | 0 | 0 | 0 | 0 | 0.0025412 | 0 | -0.041371 | 0.92455 | 5.0799 | 7.395 | 0 | 0 | 0 | 0 | 0 | 0.021006 | 0 | 1.7238 | 17.7736 | 32.7582 | 21.1625 | 0 | 0 | 0 | 0 | 0 | 0.46169 | 0 | 30.0539 | 387.5268 | 662.0098 | 425.7577 | 0 | 0 | 0 | 0 | 0% | 0% | 0% | 0% | 72% | 28% | 0% | 0% | 0% | 0% | 100% | [10 empty] | 0 | 0 | 0 | 0 | 1021.6873 | 397.3228 | 0 | 0 | 0 | 0 | 0 | 0 | 0 | 0 | 5.9656 | 7.395 | 0 | 0 | 0 | 0 | 0 | 0 | 0 | 0 | 52.2766 | 21.1625 | 0 | 0 | 0 | 0 | 0 | 0 | 0 | 0 | 1079.9295 | 425.8804 | 0 | 0 | 0 | 0 | 0
214 | TTS 66kV Circuit Breaker Replacement | Replacement - Major Station | Major Station | TRUE | Secondary | Network | Materials | 40% |  | 0 | 0 | 0 | 0 | 6.4407 | 83.6612 | 141.6051 | 90.1019 | 0 | 0 | 0 | 0 | 0 | 0 | 0 | 0 | 0 | 0 | 0 | 0 | 0 | 0 | 0 | 0 | 0 | 0 | 0.3096 | 4.3553 | 7.4067 | 6.1894 | 0 | 0 | 0 | 0 | 0 | 0 | 0 | 6.7503 | 88.0165 | 149.0118 | 96.2913 | 0 | 0 | 0 | 0% | 0% | 0% | 0% | 0% | 72% | 28% | 0% | 0% | 0% | 100% | [10 empty] | 0 | 0 | 0 | 0 | 0 | 231.7024 | 90.1065 | 0 | 0 | 0 | 0 | 0 | 0 | 0 | 0 | 0 | 0 | 0 | 0 | 0 | 0 | 0 | 0 | 0 | 0 | 12.0716 | 6.1894 | 0 | 0 | 0 | 0 | 0 | 0 | 0 | 0 | 243.7741 | 96.2959 | 0 | 0 | 0 | 0
215 | TTS 66kV Circuit Breaker Replacement | Replacement - Major Station | Major Station | TRUE | Secondary | Network | Labour - Internal | 10% |  | 0 | 0 | 0 | 0 | 1.6102 | 20.9153 | 35.4013 | 22.5255 | 0 | 0 | 0 | 0 | 0 | 0 | 0 | 0.024346 | 0.42257 | 0.99686 | 0.88925 | 0 | 0 | 0 | 0 | 0 | 0 | 0 | 0.07857 | 1.1108 | 1.9038 | 1.6084 | 0 | 0 | 0 | 0 | 0 | 0 | 0 | 1.7131 | 22.4487 | 38.302 | 25.0232 | 0 | 0 | 0 | 0% | 0% | 0% | 0% | 0% | 72% | 28% | 0% | 0% | 0% | 100% | [10 empty] | 0 | 0 | 0 | 0 | 0 | 57.9256 | 22.5266 | 0 | 0 | 0 | 0 | 0 | 0 | 0 | 0 | 1.4438 | 0.88925 | 0 | 0 | 0 | 0 | 0 | 0 | 0 | 0 | 3.0932 | 1.6084 | 0 | 0 | 0 | 0 | 0 | 0 | 0 | 0 | 62.4626 | 25.0243 | 0 | 0 | 0 | 0
216 | TTS 66kV Circuit Breaker Replacement | Replacement - Major Station | Major Station | TRUE | Secondary | Network | Labour - External | 50% |  | 0 | 0 | 0 | 0 | 8.0509 | 104.5765 | 177.0063 | 112.6274 | 0 | 0 | 0 | 0 | 0 | 0 | 0 | 0.020182 | 0.8511 | 3.2955 | 3.5256 | 0 | 0 | 0 | 0 | 0 | 0 | 0 | 0.38797 | 5.4885 | 9.4308 | 7.979 | 0 | 0 | 0 | 0 | 0 | 0 | 0 | 8.4591 | 110.9161 | 189.7326 | 124.132 | 0 | 0 | 0 | 0% | 0% | 0% | 0% | 0% | 72% | 28% | 0% | 0% | 0% | 100% | [10 empty] | 0 | 0 | 0 | 0 | 0 | 289.6281 | 112.6331 | 0 | 0 | 0 | 0 | 0 | 0 | 0 | 0 | 4.1668 | 3.5256 | 0 | 0 | 0 | 0 | 0 | 0 | 0 | 0 | 15.3072 | 7.979 | 0 | 0 | 0 | 0 | 0 | 0 | 0 | 0 | 309.102 | 124.1377 | 0 | 0 | 0 | 0
217 | TTS 66kV Circuit Breaker Replacement | Replacement - Major Station | Major Station | TRUE | Switchgear | Network | Materials | 40% |  | 0 | 0 | 0 | 0 | 34.9659 | 454.1852 | 768.7546 | 489.1511 | 0 | 0 | 0 | 0 | 0 | 0 | 0 | 0 | 0 | 0 | 0 | 0 | 0 | 0 | 0 | 0 | 0 | 0 | 1.6808 | 23.6444 | 40.2101 | 33.6015 | 0 | 0 | 0 | 0 | 0 | 0 | 0 | 36.6467 | 477.8296 | 808.9647 | 522.7526 | 0 | 0 | 0 | 0% | 0% | 0% | 0% | 0% | 72% | 28% | 0% | 0% | 0% | 100% | [10 empty] | 0 | 0 | 0 | 0 | 0 | 1257.881 | 489.1759 | 0 | 0 | 0 | 0 | 0 | 0 | 0 | 0 | 0 | 0 | 0 | 0 | 0 | 0 | 0 | 0 | 0 | 0 | 65.5353 | 33.6015 | 0 | 0 | 0 | 0 | 0 | 0 | 0 | 0 | 1323.4162 | 522.7774 | 0 | 0 | 0 | 0
218 | TTS 66kV Circuit Breaker Replacement | Replacement - Major Station | Major Station | TRUE | Switchgear | Network | Labour - Internal | 10% |  | 0 | 0 | 0 | 0 | 8.7415 | 113.5463 | 192.1887 | 122.2878 | 0 | 0 | 0 | 0 | 0 | 0 | 0 | 0.13217 | 2.2941 | 5.4118 | 4.8276 | 0 | 0 | 0 | 0 | 0 | 0 | 0 | 0.42655 | 6.0305 | 10.3356 | 8.732 | 0 | 0 | 0 | 0 | 0 | 0 | 0 | 9.3002 | 121.8709 | 207.9361 | 135.8474 | 0 | 0 | 0 | 0% | 0% | 0% | 0% | 0% | 72% | 28% | 0% | 0% | 0% | 100% | [10 empty] | 0 | 0 | 0 | 0 | 0 | 314.4702 | 122.294 | 0 | 0 | 0 | 0 | 0 | 0 | 0 | 0 | 7.8381 | 4.8276 | 0 | 0 | 0 | 0 | 0 | 0 | 0 | 0 | 16.7927 | 8.732 | 0 | 0 | 0 | 0 | 0 | 0 | 0 | 0 | 339.101 | 135.8536 | 0 | 0 | 0 | 0
219 | TTS 66kV Circuit Breaker Replacement | Replacement - Major Station | Major Station | TRUE | Switchgear | Network | Labour - External | 50% |  | 0 | 0 | 0 | 0 | 43.7074 | 567.7315 | 960.9433 | 611.4389 | 0 | 0 | 0 | 0 | 0 | 0 | 0 | 0.10956 | 4.6205 | 17.8906 | 19.1402 | 0 | 0 | 0 | 0 | 0 | 0 | 0 | 2.1062 | 29.7961 | 51.1983 | 43.3166 | 0 | 0 | 0 | 0 | 0 | 0 | 0 | 45.9232 | 602.1481 | 1030.0323 | 673.8958 | 0 | 0 | 0 | 0% | 0% | 0% | 0% | 0% | 72% | 28% | 0% | 0% | 0% | 100% | [10 empty] | 0 | 0 | 0 | 0 | 0 | 1572.3512 | 611.4699 | 0 | 0 | 0 | 0 | 0 | 0 | 0 | 0 | 22.6207 | 19.1402 | 0 | 0 | 0 | 0 | 0 | 0 | 0 | 0 | 83.1007 | 43.3166 | 0 | 0 | 0 | 0 | 0 | 0 | 0 | 0 | 1678.0726 | 673.9268 | 0 | 0 | 0 | 0
220 | TTS 66kV Circuit Breaker Replacement | Replacement - Major Station | Major Station | TRUE | Transformers | Network | Materials | 40% |  | 0 | 0 | 0 | 0 | 37.4108 | 485.9422 | 822.5067 | 523.353 | 0 | 0 | 0 | 0 | 0 | 0 | 0 | 0 | 0 | 0 | 0 | 0 | 0 | 0 | 0 | 0 | 0 | 0 | 1.7983 | 25.2977 | 43.0216 | 35.9509 | 0 | 0 | 0 | 0 | 0 | 0 | 0 | 39.2091 | 511.2399 | 865.5282 | 559.3039 | 0 | 0 | 0 | 0% | 0% | 0% | 0% | 0% | 72% | 28% | 0% | 0% | 0% | 100% | [10 empty] | 0 | 0 | 0 | 0 | 0 | 1345.8332 | 523.3796 | 0 | 0 | 0 | 0 | 0 | 0 | 0 | 0 | 0 | 0 | 0 | 0 | 0 | 0 | 0 | 0 | 0 | 0 | 70.1176 | 35.9509 | 0 | 0 | 0 | 0 | 0 | 0 | 0 | 0 | 1415.9507 | 559.3305 | 0 | 0 | 0 | 0
221 | TTS 66kV Circuit Breaker Replacement | Replacement - Major Station | Major Station | TRUE | Transformers | Network | Labour - Internal | 10% |  | 0 | 0 | 0 | 0 | 9.3527 | 121.4856 | 205.6267 | 130.8383 | 0 | 0 | 0 | 0 | 0 | 0 | 0 | 0.14141 | 2.4545 | 5.7902 | 5.1652 | 0 | 0 | 0 | 0 | 0 | 0 | 0 | 0.45637 | 6.4522 | 11.0583 | 9.3425 | 0 | 0 | 0 | 0 | 0 | 0 | 0 | 9.9505 | 130.3923 | 222.4751 | 145.3459 | 0 | 0 | 0 | 0% | 0% | 0% | 0% | 0% | 72% | 28% | 0% | 0% | 0% | 100% | [10 empty] | 0 | 0 | 0 | 0 | 0 | 336.4583 | 130.8449 | 0 | 0 | 0 | 0 | 0 | 0 | 0 | 0 | 8.3861 | 5.1652 | 0 | 0 | 0 | 0 | 0 | 0 | 0 | 0 | 17.9668 | 9.3425 | 0 | 0 | 0 | 0 | 0 | 0 | 0 | 0 | 362.8113 | 145.3526 | 0 | 0 | 0 | 0
222 | TTS 66kV Circuit Breaker Replacement | Replacement - Major Station | Major Station | TRUE | Transformers | Network | Labour - External | 50% |  | 0 | 0 | 0 | 0 | 46.7635 | 607.4278 | 1028.1333 | 654.1913 | 0 | 0 | 0 | 0 | 0 | 0 | 0 | 0.11722 | 4.9436 | 19.1416 | 20.4785 | 0 | 0 | 0 | 0 | 0 | 0 | 0 | 2.2535 | 31.8795 | 54.7782 | 46.3454 | 0 | 0 | 0 | 0 | 0 | 0 | 0 | 49.1342 | 644.2509 | 1102.0531 | 721.0152 | 0 | 0 | 0 | 0% | 0% | 0% | 0% | 0% | 72% | 28% | 0% | 0% | 0% | 100% | [10 empty] | 0 | 0 | 0 | 0 | 0 | 1682.2914 | 654.2244 | 0 | 0 | 0 | 0 | 0 | 0 | 0 | 0 | 24.2024 | 20.4785 | 0 | 0 | 0 | 0 | 0 | 0 | 0 | 0 | 88.9111 | 46.3454 | 0 | 0 | 0 | 0 | 0 | 0 | 0 | 0 | 1795.405 | 721.0483 | 0 | 0 | 0 | 0
223 | TTS 66kV Circuit Breaker Replacement | Replacement - Major Station | Major Station | TRUE | Towers and Conductor | Network | Materials | 40% |  | 0 | 0 | 0 | 0 | 2.4595 | 31.9479 | 54.075 | 34.4074 | 0 | 0 | 0 | 0 | 0 | 0 | 0 | 0 | 0 | 0 | 0 | 0 | 0 | 0 | 0 | 0 | 0 | 0 | 0.11823 | 1.6632 | 2.8284 | 2.3636 | 0 | 0 | 0 | 0 | 0 | 0 | 0 | 2.5778 | 33.611 | 56.9034 | 36.771 | 0 | 0 | 0 | 0% | 0% | 0% | 0% | 0% | 72% | 28% | 0% | 0% | 0% | 100% | [10 empty] | 0 | 0 | 0 | 0 | 0 | 88.4807 | 34.4091 | 0 | 0 | 0 | 0 | 0 | 0 | 0 | 0 | 0 | 0 | 0 | 0 | 0 | 0 | 0 | 0 | 0 | 0 | 4.6098 | 2.3636 | 0 | 0 | 0 | 0 | 0 | 0 | 0 | 0 | 93.0905 | 36.7727 | 0 | 0 | 0 | 0
224 | TTS 66kV Circuit Breaker Replacement | Replacement - Major Station | Major Station | TRUE | Towers and Conductor | Network | Labour - Internal | 10% |  | 0 | 0 | 0 | 0 | 0.61489 | 7.987 | 13.5188 | 8.6019 | 0 | 0 | 0 | 0 | 0 | 0 | 0 | 0.0092971 | 0.16137 | 0.38067 | 0.33958 | 0 | 0 | 0 | 0 | 0 | 0 | 0 | 0.030004 | 0.42419 | 0.72702 | 0.61422 | 0 | 0 | 0 | 0 | 0 | 0 | 0 | 0.65419 | 8.5725 | 14.6264 | 9.5556 | 0 | 0 | 0 | 0% | 0% | 0% | 0% | 0% | 72% | 28% | 0% | 0% | 0% | 100% | [10 empty] | 0 | 0 | 0 | 0 | 0 | 22.1202 | 8.6023 | 0 | 0 | 0 | 0 | 0 | 0 | 0 | 0 | 0.55134 | 0.33958 | 0 | 0 | 0 | 0 | 0 | 0 | 0 | 0 | 1.1812 | 0.61422 | 0 | 0 | 0 | 0 | 0 | 0 | 0 | 0 | 23.8527 | 9.5561 | 0 | 0 | 0 | 0
225 | TTS 66kV Circuit Breaker Replacement | Replacement - Major Station | Major Station | TRUE | Towers and Conductor | Network | Labour - External | 50% |  | 0 | 0 | 0 | 0 | 3.0744 | 39.9348 | 67.5938 | 43.0093 | 0 | 0 | 0 | 0 | 0 | 0 | 0 | 0.0077067 | 0.32501 | 1.2584 | 1.3463 | 0 | 0 | 0 | 0 | 0 | 0 | 0 | 0.14815 | 2.0959 | 3.6013 | 3.0469 | 0 | 0 | 0 | 0 | 0 | 0 | 0 | 3.2303 | 42.3557 | 72.4535 | 47.4025 | 0 | 0 | 0 | 0% | 0% | 0% | 0% | 0% | 72% | 28% | 0% | 0% | 0% | 100% | [10 empty] | 0 | 0 | 0 | 0 | 0 | 110.6008 | 43.0114 | 0 | 0 | 0 | 0 | 0 | 0 | 0 | 0 | 1.5912 | 1.3463 | 0 | 0 | 0 | 0 | 0 | 0 | 0 | 0 | 5.8454 | 3.0469 | 0 | 0 | 0 | 0 | 0 | 0 | 0 | 0 | 118.0374 | 47.4047 | 0 | 0 | 0 | 0
226 | TTS 66kV Circuit Breaker Replacement | Replacement - Major Station | Major Station | TRUE | Establishment | Network | Materials | 40% |  | 0 | 0 | 0 | 0 | 17.9288 | 232.8842 | 394.1802 | 250.8131 | 0 | 0 | 0 | 0 | 0 | 0 | 0 | 0 | 0 | 0 | 0 | 0 | 0 | 0 | 0 | 0 | 0 | 0 | 0.86182 | 12.1237 | 20.6178 | 17.2292 | 0 | 0 | 0 | 0 | 0 | 0 | 0 | 18.7907 | 245.008 | 414.798 | 268.0423 | 0 | 0 | 0 | 0% | 0% | 0% | 0% | 0% | 72% | 28% | 0% | 0% | 0% | 100% | [10 empty] | 0 | 0 | 0 | 0 | 0 | 644.9806 | 250.8258 | 0 | 0 | 0 | 0 | 0 | 0 | 0 | 0 | 0 | 0 | 0 | 0 | 0 | 0 | 0 | 0 | 0 | 0 | 33.6033 | 17.2292 | 0 | 0 | 0 | 0 | 0 | 0 | 0 | 0 | 678.5839 | 268.055 | 0 | 0 | 0 | 0
227 | TTS 66kV Circuit Breaker Replacement | Replacement - Major Station | Major Station | TRUE | Establishment | Network | Labour - Internal | 10% |  | 0 | 0 | 0 | 0 | 4.4822 | 58.2211 | 98.5451 | 62.7033 | 0 | 0 | 0 | 0 | 0 | 0 | 0 | 0.067772 | 1.1763 | 2.7749 | 2.4754 | 0 | 0 | 0 | 0 | 0 | 0 | 0 | 0.21871 | 3.0922 | 5.2996 | 4.4773 | 0 | 0 | 0 | 0 | 0 | 0 | 0 | 4.7687 | 62.4895 | 106.6196 | 69.656 | 0 | 0 | 0 | 0% | 0% | 0% | 0% | 0% | 72% | 28% | 0% | 0% | 0% | 100% | [10 empty] | 0 | 0 | 0 | 0 | 0 | 161.2451 | 62.7064 | 0 | 0 | 0 | 0 | 0 | 0 | 0 | 0 | 4.019 | 2.4754 | 0 | 0 | 0 | 0 | 0 | 0 | 0 | 0 | 8.6105 | 4.4773 | 0 | 0 | 0 | 0 | 0 | 0 | 0 | 0 | 173.8746 | 69.6591 | 0 | 0 | 0 | 0
228 | TTS 66kV Circuit Breaker Replacement | Replacement - Major Station | Major Station | TRUE | Establishment | Network | Labour - External | 50% |  | 0 | 0 | 0 | 0 | 22.4111 | 291.1053 | 492.7253 | 313.5163 | 0 | 0 | 0 | 0 | 0 | 0 | 0 | 0.056178 | 2.3692 | 9.1735 | 9.8142 | 0 | 0 | 0 | 0 | 0 | 0 | 0 | 1.08 | 15.278 | 26.252 | 22.2107 | 0 | 0 | 0 | 0 | 0 | 0 | 0 | 23.5472 | 308.7525 | 528.1508 | 345.5412 | 0 | 0 | 0 | 0% | 0% | 0% | 0% | 0% | 72% | 28% | 0% | 0% | 0% | 100% | [10 empty] | 0 | 0 | 0 | 0 | 0 | 806.2257 | 313.5322 | 0 | 0 | 0 | 0 | 0 | 0 | 0 | 0 | 11.5988 | 9.8142 | 0 | 0 | 0 | 0 | 0 | 0 | 0 | 0 | 42.61 | 22.2107 | 0 | 0 | 0 | 0 | 0 | 0 | 0 | 0 | 860.4346 | 345.5571 | 0 | 0 | 0 | 0
229 | KTS A4 500/220kV Transformer Replacement | Replacement - Major Station | Major Station | TRUE | Secondary | Network | Materials | 40% |  | 0 | 0 | 0 | 0 | 0 | 32.455 | 422.0288 | 714.2149 | 454.5066 | 0 | 0 | 0 | 0 | 0 | 0 | 0 | 0 | 0 | 0 | 0 | 0 | 0 | 0 | 0 | 0 | 0 | 0 | 1.6896 | 22.0744 | 49.0619 | 41.2792 | 0 | 0 | 0 | 0 | 0 | 0 | 0 | 34.1445 | 444.1032 | 763.2768 | 495.7858 | 0 | 0 | 0% | 0% | 0% | 0% | 0% | 0% | 72% | 28% | 0% | 0% | 100% | [10 empty] | 0 | 0 | 0 | 0 | 0 | 0 | 1168.7078 | 454.4975 | 0 | 0 | 0 | 0 | 0 | 0 | 0 | 0 | 0 | 0 | 0 | 0 | 0 | 0 | 0 | 0 | 0 | 0 | 72.8258 | 41.2792 | 0 | 0 | 0 | 0 | 0 | 0 | 0 | 0 | 1241.5336 | 495.7767 | 0 | 0 | 0
230 | KTS A4 500/220kV Transformer Replacement | Replacement - Major Station | Major Station | TRUE | Secondary | Network | Labour - Internal | 10% |  | 0 | 0 | 0 | 0 | 0 | 8.1137 | 105.5072 | 178.5537 | 113.6267 | 0 | 0 | 0 | 0 | 0 | 0 | 0 | 0.16393 | 2.971 | 7.0488 | 5.7859 | 0 | 0 | 0 | 0 | 0 | 0 | 0 | 0.43093 | 5.674 | 12.7497 | 10.8453 | 0 | 0 | 0 | 0 | 0 | 0 | 0 | 8.7086 | 114.1522 | 198.3522 | 130.2579 | 0 | 0 | 0% | 0% | 0% | 0% | 0% | 0% | 72% | 28% | 0% | 0% | 100% | [10 empty] | 0 | 0 | 0 | 0 | 0 | 0 | 292.1769 | 113.6244 | 0 | 0 | 0 | 0 | 0 | 0 | 0 | 0 | 10.1837 | 5.7859 | 0 | 0 | 0 | 0 | 0 | 0 | 0 | 0 | 18.8546 | 10.8453 | 0 | 0 | 0 | 0 | 0 | 0 | 0 | 0 | 321.2153 | 130.2556 | 0 | 0 | 0
231 | KTS A4 500/220kV Transformer Replacement | Replacement - Major Station | Major Station | TRUE | Secondary | Network | Labour - External | 50% |  | 0 | 0 | 0 | 0 | 0 | 40.5687 | 527.536 | 892.7686 | 568.1333 | 0 | 0 | 0 | 0 | 0 | 0 | 0 | 0.33017 | 9.8216 | 27.9468 | 25.0815 | 0 | 0 | 0 | 0 | 0 | 0 | 0 | 2.1292 | 28.1067 | 63.2471 | 53.877 | 0 | 0 | 0 | 0 | 0 | 0 | 0 | 43.028 | 565.4643 | 983.9625 | 647.0918 | 0 | 0 | 0% | 0% | 0% | 0% | 0% | 0% | 72% | 28% | 0% | 0% | 100% | [10 empty] | 0 | 0 | 0 | 0 | 0 | 0 | 1460.8847 | 568.1218 | 0 | 0 | 0 | 0 | 0 | 0 | 0 | 0 | 38.0986 | 25.0815 | 0 | 0 | 0 | 0 | 0 | 0 | 0 | 0 | 93.483 | 53.877 | 0 | 0 | 0 | 0 | 0 | 0 | 0 | 0 | 1592.4663 | 647.0803 | 0 | 0 | 0
232 | KTS A4 500/220kV Transformer Replacement | Replacement - Major Station | Major Station | TRUE | Switchgear | Network | Materials | 40% |  | 0 | 0 | 0 | 0 | 0 | 176.1936 | 2291.1368 | 3877.3752 | 2467.4544 | 0 | 0 | 0 | 0 | 0 | 0 | 0 | 0 | 0 | 0 | 0 | 0 | 0 | 0 | 0 | 0 | 0 | 0 | 9.1725 | 119.8389 | 266.3502 | 224.0992 | 0 | 0 | 0 | 0 | 0 | 0 | 0 | 185.3661 | 2410.9757 | 4143.7253 | 2691.5535 | 0 | 0 | 0% | 0% | 0% | 0% | 0% | 0% | 72% | 28% | 0% | 0% | 100% | [10 empty] | 0 | 0 | 0 | 0 | 0 | 0 | 6344.7551 | 2467.4048 | 0 | 0 | 0 | 0 | 0 | 0 | 0 | 0 | 0 | 0 | 0 | 0 | 0 | 0 | 0 | 0 | 0 | 0 | 395.3616 | 224.0992 | 0 | 0 | 0 | 0 | 0 | 0 | 0 | 0 | 6740.1167 | 2691.5039 | 0 | 0 | 0
233 | KTS A4 500/220kV Transformer Replacement | Replacement - Major Station | Major Station | TRUE | Switchgear | Network | Labour - Internal | 10% |  | 0 | 0 | 0 | 0 | 0 | 44.0484 | 572.7842 | 969.3438 | 616.8636 | 0 | 0 | 0 | 0 | 0 | 0 | 0 | 0.88996 | 16.129 | 38.2672 | 31.411 | 0 | 0 | 0 | 0 | 0 | 0 | 0 | 2.3394 | 30.8034 | 69.2163 | 58.8776 | 0 | 0 | 0 | 0 | 0 | 0 | 0 | 47.2778 | 619.7166 | 1076.8272 | 707.1521 | 0 | 0 | 0% | 0% | 0% | 0% | 0% | 0% | 72% | 28% | 0% | 0% | 100% | [10 empty] | 0 | 0 | 0 | 0 | 0 | 0 | 1586.1888 | 616.8512 | 0 | 0 | 0 | 0 | 0 | 0 | 0 | 0 | 55.2861 | 31.411 | 0 | 0 | 0 | 0 | 0 | 0 | 0 | 0 | 102.3591 | 58.8776 | 0 | 0 | 0 | 0 | 0 | 0 | 0 | 0 | 1743.834 | 707.1397 | 0 | 0 | 0
234 | KTS A4 500/220kV Transformer Replacement | Replacement - Major Station | Major Station | TRUE | Switchgear | Network | Labour - External | 50% |  | 0 | 0 | 0 | 0 | 0 | 220.242 | 2863.921 | 4846.7189 | 3084.318 | 0 | 0 | 0 | 0 | 0 | 0 | 0 | 1.7925 | 53.3199 | 151.7195 | 136.1642 | 0 | 0 | 0 | 0 | 0 | 0 | 0 | 11.5589 | 152.5876 | 343.3599 | 292.4907 | 0 | 0 | 0 | 0 | 0 | 0 | 0 | 233.5934 | 3069.8284 | 5341.7983 | 3512.9729 | 0 | 0 | 0% | 0% | 0% | 0% | 0% | 0% | 72% | 28% | 0% | 0% | 100% | [10 empty] | 0 | 0 | 0 | 0 | 0 | 0 | 7930.9439 | 3084.256 | 0 | 0 | 0 | 0 | 0 | 0 | 0 | 0 | 206.8318 | 136.1642 | 0 | 0 | 0 | 0 | 0 | 0 | 0 | 0 | 507.5064 | 292.4907 | 0 | 0 | 0 | 0 | 0 | 0 | 0 | 0 | 8645.2821 | 3512.9109 | 0 | 0 | 0
235 | KTS A4 500/220kV Transformer Replacement | Replacement - Major Station | Major Station | TRUE | Transformers | Network | Materials | 40% |  | 0 | 0 | 0 | 0 | 0 | 188.5132 | 2451.3352 | 4148.4848 | 2639.981 | 0 | 0 | 0 | 0 | 0 | 0 | 0 | 0 | 0 | 0 | 0 | 0 | 0 | 0 | 0 | 0 | 0 | 0 | 9.8138 | 128.2182 | 284.9736 | 239.7684 | 0 | 0 | 0 | 0 | 0 | 0 | 0 | 198.327 | 2579.5533 | 4433.4584 | 2879.7494 | 0 | 0 | 0% | 0% | 0% | 0% | 0% | 0% | 72% | 28% | 0% | 0% | 100% | [10 empty] | 0 | 0 | 0 | 0 | 0 | 0 | 6788.3862 | 2639.928 | 0 | 0 | 0 | 0 | 0 | 0 | 0 | 0 | 0 | 0 | 0 | 0 | 0 | 0 | 0 | 0 | 0 | 0 | 423.0056 | 239.7684 | 0 | 0 | 0 | 0 | 0 | 0 | 0 | 0 | 7211.3919 | 2879.6964 | 0 | 0 | 0
236 | KTS A4 500/220kV Transformer Replacement | Replacement - Major Station | Major Station | TRUE | Transformers | Network | Labour - Internal | 10% |  | 0 | 0 | 0 | 0 | 0 | 47.1283 | 612.8338 | 1037.1212 | 659.9953 | 0 | 0 | 0 | 0 | 0 | 0 | 0 | 0.95218 | 17.2568 | 40.9428 | 33.6072 | 0 | 0 | 0 | 0 | 0 | 0 | 0 | 2.503 | 32.9572 | 74.0559 | 62.9944 | 0 | 0 | 0 | 0 | 0 | 0 | 0 | 50.5835 | 663.0477 | 1152.1199 | 756.5969 | 0 | 0 | 0% | 0% | 0% | 0% | 0% | 0% | 72% | 28% | 0% | 0% | 100% | [10 empty] | 0 | 0 | 0 | 0 | 0 | 0 | 1697.0966 | 659.982 | 0 | 0 | 0 | 0 | 0 | 0 | 0 | 0 | 59.1518 | 33.6072 | 0 | 0 | 0 | 0 | 0 | 0 | 0 | 0 | 109.5161 | 62.9944 | 0 | 0 | 0 | 0 | 0 | 0 | 0 | 0 | 1865.7644 | 756.5836 | 0 | 0 | 0
237 | KTS A4 500/220kV Transformer Replacement | Replacement - Major Station | Major Station | TRUE | Transformers | Network | Labour - External | 50% |  | 0 | 0 | 0 | 0 | 0 | 235.6415 | 3064.169 | 5185.606 | 3299.9763 | 0 | 0 | 0 | 0 | 0 | 0 | 0 | 1.9178 | 57.0481 | 162.3278 | 145.685 | 0 | 0 | 0 | 0 | 0 | 0 | 0 | 12.3671 | 163.2566 | 367.3679 | 312.9419 | 0 | 0 | 0 | 0 | 0 | 0 | 0 | 249.9264 | 3284.4737 | 5715.3017 | 3758.6032 | 0 | 0 | 0% | 0% | 0% | 0% | 0% | 0% | 72% | 28% | 0% | 0% | 100% | [10 empty] | 0 | 0 | 0 | 0 | 0 | 0 | 8485.4828 | 3299.91 | 0 | 0 | 0 | 0 | 0 | 0 | 0 | 0 | 221.2937 | 145.685 | 0 | 0 | 0 | 0 | 0 | 0 | 0 | 0 | 542.9917 | 312.9419 | 0 | 0 | 0 | 0 | 0 | 0 | 0 | 0 | 9249.7682 | 3758.5368 | 0 | 0 | 0
238 | KTS A4 500/220kV Transformer Replacement | Replacement - Major Station | Major Station | TRUE | Towers and Conductor | Network | Materials | 40% |  | 0 | 0 | 0 | 0 | 0 | 12.3936 | 161.161 | 272.7386 | 173.5633 | 0 | 0 | 0 | 0 | 0 | 0 | 0 | 0 | 0 | 0 | 0 | 0 | 0 | 0 | 0 | 0 | 0 | 0 | 0.6452 | 8.4296 | 18.7354 | 15.7634 | 0 | 0 | 0 | 0 | 0 | 0 | 0 | 13.0388 | 169.5905 | 291.474 | 189.3267 | 0 | 0 | 0% | 0% | 0% | 0% | 0% | 0% | 72% | 28% | 0% | 0% | 100% | [10 empty] | 0 | 0 | 0 | 0 | 0 | 0 | 446.2967 | 173.5598 | 0 | 0 | 0 | 0 | 0 | 0 | 0 | 0 | 0 | 0 | 0 | 0 | 0 | 0 | 0 | 0 | 0 | 0 | 27.8101 | 15.7634 | 0 | 0 | 0 | 0 | 0 | 0 | 0 | 0 | 474.1068 | 189.3232 | 0 | 0 | 0
239 | KTS A4 500/220kV Transformer Replacement | Replacement - Major Station | Major Station | TRUE | Towers and Conductor | Network | Labour - Internal | 10% |  | 0 | 0 | 0 | 0 | 0 | 3.0984 | 40.2902 | 68.1847 | 43.3908 | 0 | 0 | 0 | 0 | 0 | 0 | 0 | 0.0626 | 1.1345 | 2.6918 | 2.2095 | 0 | 0 | 0 | 0 | 0 | 0 | 0 | 0.16456 | 2.1667 | 4.8687 | 4.1415 | 0 | 0 | 0 | 0 | 0 | 0 | 0 | 3.3256 | 43.5915 | 75.7451 | 49.7418 | 0 | 0 | 0% | 0% | 0% | 0% | 0% | 0% | 72% | 28% | 0% | 0% | 100% | [10 empty] | 0 | 0 | 0 | 0 | 0 | 0 | 111.5742 | 43.39 | 0 | 0 | 0 | 0 | 0 | 0 | 0 | 0 | 3.8889 | 2.2095 | 0 | 0 | 0 | 0 | 0 | 0 | 0 | 0 | 7.2 | 4.1415 | 0 | 0 | 0 | 0 | 0 | 0 | 0 | 0 | 122.6631 | 49.7409 | 0 | 0 | 0
240 | KTS A4 500/220kV Transformer Replacement | Replacement - Major Station | Major Station | TRUE | Towers and Conductor | Network | Labour - External | 50% |  | 0 | 0 | 0 | 0 | 0 | 15.4921 | 201.4512 | 340.9233 | 216.9541 | 0 | 0 | 0 | 0 | 0 | 0 | 0 | 0.12608 | 3.7506 | 10.6721 | 9.5779 | 0 | 0 | 0 | 0 | 0 | 0 | 0 | 0.81307 | 10.7332 | 24.1523 | 20.5741 | 0 | 0 | 0 | 0 | 0 | 0 | 0 | 16.4312 | 215.9349 | 375.7477 | 247.1062 | 0 | 0 | 0% | 0% | 0% | 0% | 0% | 0% | 72% | 28% | 0% | 0% | 100% | [10 empty] | 0 | 0 | 0 | 0 | 0 | 0 | 557.8709 | 216.9498 | 0 | 0 | 0 | 0 | 0 | 0 | 0 | 0 | 14.5488 | 9.5779 | 0 | 0 | 0 | 0 | 0 | 0 | 0 | 0 | 35.6985 | 20.5741 | 0 | 0 | 0 | 0 | 0 | 0 | 0 | 0 | 608.1182 | 247.1018 | 0 | 0 | 0
241 | KTS A4 500/220kV Transformer Replacement | Replacement - Major Station | Major Station | TRUE | Establishment | Network | Materials | 40% |  | 0 | 0 | 0 | 0 | 0 | 90.3436 | 1174.7842 | 1988.1306 | 1265.1914 | 0 | 0 | 0 | 0 | 0 | 0 | 0 | 0 | 0 | 0 | 0 | 0 | 0 | 0 | 0 | 0 | 0 | 0 | 4.7032 | 61.4476 | 136.5715 | 114.9072 | 0 | 0 | 0 | 0 | 0 | 0 | 0 | 95.0468 | 1236.2319 | 2124.7022 | 1380.0986 | 0 | 0 | 0% | 0% | 0% | 0% | 0% | 0% | 72% | 28% | 0% | 0% | 100% | [10 empty] | 0 | 0 | 0 | 0 | 0 | 0 | 3253.2839 | 1265.166 | 0 | 0 | 0 | 0 | 0 | 0 | 0 | 0 | 0 | 0 | 0 | 0 | 0 | 0 | 0 | 0 | 0 | 0 | 202.7223 | 114.9072 | 0 | 0 | 0 | 0 | 0 | 0 | 0 | 0 | 3456.0062 | 1380.0732 | 0 | 0 | 0
242 | KTS A4 500/220kV Transformer Replacement | Replacement - Major Station | Major Station | TRUE | Establishment | Network | Labour - Internal | 10% |  | 0 | 0 | 0 | 0 | 0 | 22.5859 | 293.6961 | 497.0327 | 316.2978 | 0 | 0 | 0 | 0 | 0 | 0 | 0 | 0.45633 | 8.2702 | 19.6215 | 16.106 | 0 | 0 | 0 | 0 | 0 | 0 | 0 | 1.1996 | 15.7945 | 35.4907 | 30.1896 | 0 | 0 | 0 | 0 | 0 | 0 | 0 | 24.2418 | 317.7607 | 552.145 | 362.5935 | 0 | 0 | 0% | 0% | 0% | 0% | 0% | 0% | 72% | 28% | 0% | 0% | 100% | [10 empty] | 0 | 0 | 0 | 0 | 0 | 0 | 813.321 | 316.2915 | 0 | 0 | 0 | 0 | 0 | 0 | 0 | 0 | 28.348 | 16.106 | 0 | 0 | 0 | 0 | 0 | 0 | 0 | 0 | 52.4848 | 30.1896 | 0 | 0 | 0 | 0 | 0 | 0 | 0 | 0 | 894.1538 | 362.5871 | 0 | 0 | 0
243 | KTS A4 500/220kV Transformer Replacement | Replacement - Major Station | Major Station | TRUE | Establishment | Network | Labour - External | 50% |  | 0 | 0 | 0 | 0 | 0 | 112.9295 | 1468.4803 | 2485.1633 | 1581.4892 | 0 | 0 | 0 | 0 | 0 | 0 | 0 | 0.91909 | 27.3399 | 77.7944 | 69.8184 | 0 | 0 | 0 | 0 | 0 | 0 | 0 | 5.9268 | 78.2395 | 176.0584 | 149.9751 | 0 | 0 | 0 | 0 | 0 | 0 | 0 | 119.7754 | 1574.0597 | 2739.0161 | 1801.2828 | 0 | 0 | 0% | 0% | 0% | 0% | 0% | 0% | 72% | 28% | 0% | 0% | 100% | [10 empty] | 0 | 0 | 0 | 0 | 0 | 0 | 4066.6049 | 1581.4574 | 0 | 0 | 0 | 0 | 0 | 0 | 0 | 0 | 106.0534 | 69.8184 | 0 | 0 | 0 | 0 | 0 | 0 | 0 | 0 | 260.2247 | 149.9751 | 0 | 0 | 0 | 0 | 0 | 0 | 0 | 0 | 4432.883 | 1801.251 | 0 | 0 | 0
244 | DDTS H3 330/220kV Transformer and 330kV Circuit Breaker Replacement | Replacement - Major Station | Major Station | TRUE | Secondary | Network | Materials | 40% |  | 0 | 0 | 0 | 0 | 0 | 0 | 0 | 0 | 0 | 0 | 0 | 0 | 0 | 0 | 0 | 0 | 0 | 0 | 0 | 0 | 0 | 0 | 0 | 0 | 0 | 0 | 0 | 0 | 0 | 0 | 0 | 0 | 0 | 0 | 0 | 0 | 0 | 0 | 0 | 0 | 0 | 0 | 0 | 0 | 0% | 0% | 0% | 0% | 0% | 0% | 0% | 0% | 0% | 0% | 0% | [10 empty] | 0 | 0 | 0 | 0 | 0 | 0 | 0 | 0 | 0 | 0 | 0 | 0 | 0 | 0 | 0 | 0 | 0 | 0 | 0 | 0 | 0 | 0 | 0 | 0 | 0 | 0 | 0 | 0 | 0 | 0 | 0 | 0 | 0 | 0 | 0 | 0 | 0 | 0 | 0 | 0 | 0
245 | DDTS H3 330/220kV Transformer and 330kV Circuit Breaker Replacement | Replacement - Major Station | Major Station | TRUE | Secondary | Network | Labour - Internal | 10% |  | 0 | 0 | 0 | 0 | 0 | 0 | 0 | 0 | 0 | 0 | 0 | 0 | 0 | 0 | 0 | 0 | 0 | 0 | 0 | 0 | 0 | 0 | 0 | 0 | 0 | 0 | 0 | 0 | 0 | 0 | 0 | 0 | 0 | 0 | 0 | 0 | 0 | 0 | 0 | 0 | 0 | 0 | 0 | 0 | 0% | 0% | 0% | 0% | 0% | 0% | 0% | 0% | 0% | 0% | 0% | [10 empty] | 0 | 0 | 0 | 0 | 0 | 0 | 0 | 0 | 0 | 0 | 0 | 0 | 0 | 0 | 0 | 0 | 0 | 0 | 0 | 0 | 0 | 0 | 0 | 0 | 0 | 0 | 0 | 0 | 0 | 0 | 0 | 0 | 0 | 0 | 0 | 0 | 0 | 0 | 0 | 0 | 0
246 | DDTS H3 330/220kV Transformer and 330kV Circuit Breaker Replacement | Replacement - Major Station | Major Station | TRUE | Secondary | Network | Labour - External | 50% |  | 0 | 0 | 0 | 0 | 0 | 0 | 0 | 0 | 0 | 0 | 0 | 0 | 0 | 0 | 0 | 0 | 0 | 0 | 0 | 0 | 0 | 0 | 0 | 0 | 0 | 0 | 0 | 0 | 0 | 0 | 0 | 0 | 0 | 0 | 0 | 0 | 0 | 0 | 0 | 0 | 0 | 0 | 0 | 0 | 0% | 0% | 0% | 0% | 0% | 0% | 0% | 0% | 0% | 0% | 0% | [10 empty] | 0 | 0 | 0 | 0 | 0 | 0 | 0 | 0 | 0 | 0 | 0 | 0 | 0 | 0 | 0 | 0 | 0 | 0 | 0 | 0 | 0 | 0 | 0 | 0 | 0 | 0 | 0 | 0 | 0 | 0 | 0 | 0 | 0 | 0 | 0 | 0 | 0 | 0 | 0 | 0 | 0
247 | DDTS H3 330/220kV Transformer and 330kV Circuit Breaker Replacement | Replacement - Major Station | Major Station | TRUE | Switchgear | Network | Materials | 40% |  | 0 | 0 | 0 | 0 | 0 | 0 | 0 | 0 | 0 | 0 | 0 | 0 | 0 | 0 | 0 | 0 | 0 | 0 | 0 | 0 | 0 | 0 | 0 | 0 | 0 | 0 | 0 | 0 | 0 | 0 | 0 | 0 | 0 | 0 | 0 | 0 | 0 | 0 | 0 | 0 | 0 | 0 | 0 | 0 | 0% | 0% | 0% | 0% | 0% | 0% | 0% | 0% | 0% | 0% | 0% | [10 empty] | 0 | 0 | 0 | 0 | 0 | 0 | 0 | 0 | 0 | 0 | 0 | 0 | 0 | 0 | 0 | 0 | 0 | 0 | 0 | 0 | 0 | 0 | 0 | 0 | 0 | 0 | 0 | 0 | 0 | 0 | 0 | 0 | 0 | 0 | 0 | 0 | 0 | 0 | 0 | 0 | 0
248 | DDTS H3 330/220kV Transformer and 330kV Circuit Breaker Replacement | Replacement - Major Station | Major Station | TRUE | Switchgear | Network | Labour - Internal | 10% |  | 0 | 0 | 0 | 0 | 0 | 0 | 0 | 0 | 0 | 0 | 0 | 0 | 0 | 0 | 0 | 0 | 0 | 0 | 0 | 0 | 0 | 0 | 0 | 0 | 0 | 0 | 0 | 0 | 0 | 0 | 0 | 0 | 0 | 0 | 0 | 0 | 0 | 0 | 0 | 0 | 0 | 0 | 0 | 0 | 0% | 0% | 0% | 0% | 0% | 0% | 0% | 0% | 0% | 0% | 0% | [10 empty] | 0 | 0 | 0 | 0 | 0 | 0 | 0 | 0 | 0 | 0 | 0 | 0 | 0 | 0 | 0 | 0 | 0 | 0 | 0 | 0 | 0 | 0 | 0 | 0 | 0 | 0 | 0 | 0 | 0 | 0 | 0 | 0 | 0 | 0 | 0 | 0 | 0 | 0 | 0 | 0 | 0
249 | DDTS H3 330/220kV Transformer and 330kV Circuit Breaker Replacement | Replacement - Major Station | Major Station | TRUE | Switchgear | Network | Labour - External | 50% |  | 0 | 0 | 0 | 0 | 0 | 0 | 0 | 0 | 0 | 0 | 0 | 0 | 0 | 0 | 0 | 0 | 0 | 0 | 0 | 0 | 0 | 0 | 0 | 0 | 0 | 0 | 0 | 0 | 0 | 0 | 0 | 0 | 0 | 0 | 0 | 0 | 0 | 0 | 0 | 0 | 0 | 0 | 0 | 0 | 0% | 0% | 0% | 0% | 0% | 0% | 0% | 0% | 0% | 0% | 0% | [10 empty] | 0 | 0 | 0 | 0 | 0 | 0 | 0 | 0 | 0 | 0 | 0 | 0 | 0 | 0 | 0 | 0 | 0 | 0 | 0 | 0 | 0 | 0 | 0 | 0 | 0 | 0 | 0 | 0 | 0 | 0 | 0 | 0 | 0 | 0 | 0 | 0 | 0 | 0 | 0 | 0 | 0
250 | DDTS H3 330/220kV Transformer and 330kV Circuit Breaker Replacement | Replacement - Major Station | Major Station | TRUE | Transformers | Network | Materials | 40% |  | 0 | 0 | 0 | 0 | 0 | 0 | 0 | 0 | 0 | 0 | 0 | 0 | 0 | 0 | 0 | 0 | 0 | 0 | 0 | 0 | 0 | 0 | 0 | 0 | 0 | 0 | 0 | 0 | 0 | 0 | 0 | 0 | 0 | 0 | 0 | 0 | 0 | 0 | 0 | 0 | 0 | 0 | 0 | 0 | 0% | 0% | 0% | 0% | 0% | 0% | 0% | 0% | 0% | 0% | 0% | [10 empty] | 0 | 0 | 0 | 0 | 0 | 0 | 0 | 0 | 0 | 0 | 0 | 0 | 0 | 0 | 0 | 0 | 0 | 0 | 0 | 0 | 0 | 0 | 0 | 0 | 0 | 0 | 0 | 0 | 0 | 0 | 0 | 0 | 0 | 0 | 0 | 0 | 0 | 0 | 0 | 0 | 0
251 | DDTS H3 330/220kV Transformer and 330kV Circuit Breaker Replacement | Replacement - Major Station | Major Station | TRUE | Transformers | Network | Labour - Internal | 10% |  | 0 | 0 | 0 | 0 | 0 | 0 | 0 | 0 | 0 | 0 | 0 | 0 | 0 | 0 | 0 | 0 | 0 | 0 | 0 | 0 | 0 | 0 | 0 | 0 | 0 | 0 | 0 | 0 | 0 | 0 | 0 | 0 | 0 | 0 | 0 | 0 | 0 | 0 | 0 | 0 | 0 | 0 | 0 | 0 | 0% | 0% | 0% | 0% | 0% | 0% | 0% | 0% | 0% | 0% | 0% | [10 empty] | 0 | 0 | 0 | 0 | 0 | 0 | 0 | 0 | 0 | 0 | 0 | 0 | 0 | 0 | 0 | 0 | 0 | 0 | 0 | 0 | 0 | 0 | 0 | 0 | 0 | 0 | 0 | 0 | 0 | 0 | 0 | 0 | 0 | 0 | 0 | 0 | 0 | 0 | 0 | 0 | 0
252 | DDTS H3 330/220kV Transformer and 330kV Circuit Breaker Replacement | Replacement - Major Station | Major Station | TRUE | Transformers | Network | Labour - External | 50% |  | 0 | 0 | 0 | 0 | 0 | 0 | 0 | 0 | 0 | 0 | 0 | 0 | 0 | 0 | 0 | 0 | 0 | 0 | 0 | 0 | 0 | 0 | 0 | 0 | 0 | 0 | 0 | 0 | 0 | 0 | 0 | 0 | 0 | 0 | 0 | 0 | 0 | 0 | 0 | 0 | 0 | 0 | 0 | 0 | 0% | 0% | 0% | 0% | 0% | 0% | 0% | 0% | 0% | 0% | 0% | [10 empty] | 0 | 0 | 0 | 0 | 0 | 0 | 0 | 0 | 0 | 0 | 0 | 0 | 0 | 0 | 0 | 0 | 0 | 0 | 0 | 0 | 0 | 0 | 0 | 0 | 0 | 0 | 0 | 0 | 0 | 0 | 0 | 0 | 0 | 0 | 0 | 0 | 0 | 0 | 0 | 0 | 0
253 | DDTS H3 330/220kV Transformer and 330kV Circuit Breaker Replacement | Replacement - Major Station | Major Station | TRUE | Towers and Conductor | Network | Materials | 40% |  | 0 | 0 | 0 | 0 | 0 | 0 | 0 | 0 | 0 | 0 | 0 | 0 | 0 | 0 | 0 | 0 | 0 | 0 | 0 | 0 | 0 | 0 | 0 | 0 | 0 | 0 | 0 | 0 | 0 | 0 | 0 | 0 | 0 | 0 | 0 | 0 | 0 | 0 | 0 | 0 | 0 | 0 | 0 | 0 | 0% | 0% | 0% | 0% | 0% | 0% | 0% | 0% | 0% | 0% | 0% | [10 empty] | 0 | 0 | 0 | 0 | 0 | 0 | 0 | 0 | 0 | 0 | 0 | 0 | 0 | 0 | 0 | 0 | 0 | 0 | 0 | 0 | 0 | 0 | 0 | 0 | 0 | 0 | 0 | 0 | 0 | 0 | 0 | 0 | 0 | 0 | 0 | 0 | 0 | 0 | 0 | 0 | 0
254 | DDTS H3 330/220kV Transformer and 330kV Circuit Breaker Replacement | Replacement - Major Station | Major Station | TRUE | Towers and Conductor | Network | Labour - Internal | 10% |  | 0 | 0 | 0 | 0 | 0 | 0 | 0 | 0 | 0 | 0 | 0 | 0 | 0 | 0 | 0 | 0 | 0 | 0 | 0 | 0 | 0 | 0 | 0 | 0 | 0 | 0 | 0 | 0 | 0 | 0 | 0 | 0 | 0 | 0 | 0 | 0 | 0 | 0 | 0 | 0 | 0 | 0 | 0 | 0 | 0% | 0% | 0% | 0% | 0% | 0% | 0% | 0% | 0% | 0% | 0% | [10 empty] | 0 | 0 | 0 | 0 | 0 | 0 | 0 | 0 | 0 | 0 | 0 | 0 | 0 | 0 | 0 | 0 | 0 | 0 | 0 | 0 | 0 | 0 | 0 | 0 | 0 | 0 | 0 | 0 | 0 | 0 | 0 | 0 | 0 | 0 | 0 | 0 | 0 | 0 | 0 | 0 | 0
255 | DDTS H3 330/220kV Transformer and 330kV Circuit Breaker Replacement | Replacement - Major Station | Major Station | TRUE | Towers and Conductor | Network | Labour - External | 50% |  | 0 | 0 | 0 | 0 | 0 | 0 | 0 | 0 | 0 | 0 | 0 | 0 | 0 | 0 | 0 | 0 | 0 | 0 | 0 | 0 | 0 | 0 | 0 | 0 | 0 | 0 | 0 | 0 | 0 | 0 | 0 | 0 | 0 | 0 | 0 | 0 | 0 | 0 | 0 | 0 | 0 | 0 | 0 | 0 | 0% | 0% | 0% | 0% | 0% | 0% | 0% | 0% | 0% | 0% | 0% | [10 empty] | 0 | 0 | 0 | 0 | 0 | 0 | 0 | 0 | 0 | 0 | 0 | 0 | 0 | 0 | 0 | 0 | 0 | 0 | 0 | 0 | 0 | 0 | 0 | 0 | 0 | 0 | 0 | 0 | 0 | 0 | 0 | 0 | 0 | 0 | 0 | 0 | 0 | 0 | 0 | 0 | 0
256 | DDTS H3 330/220kV Transformer and 330kV Circuit Breaker Replacement | Replacement - Major Station | Major Station | TRUE | Establishment | Network | Materials | 40% |  | 0 | 0 | 0 | 0 | 0 | 0 | 0 | 0 | 0 | 0 | 0 | 0 | 0 | 0 | 0 | 0 | 0 | 0 | 0 | 0 | 0 | 0 | 0 | 0 | 0 | 0 | 0 | 0 | 0 | 0 | 0 | 0 | 0 | 0 | 0 | 0 | 0 | 0 | 0 | 0 | 0 | 0 | 0 | 0 | 0% | 0% | 0% | 0% | 0% | 0% | 0% | 0% | 0% | 0% | 0% | [10 empty] | 0 | 0 | 0 | 0 | 0 | 0 | 0 | 0 | 0 | 0 | 0 | 0 | 0 | 0 | 0 | 0 | 0 | 0 | 0 | 0 | 0 | 0 | 0 | 0 | 0 | 0 | 0 | 0 | 0 | 0 | 0 | 0 | 0 | 0 | 0 | 0 | 0 | 0 | 0 | 0 | 0
257 | DDTS H3 330/220kV Transformer and 330kV Circuit Breaker Replacement | Replacement - Major Station | Major Station | TRUE | Establishment | Network | Labour - Internal | 10% |  | 0 | 0 | 0 | 0 | 0 | 0 | 0 | 0 | 0 | 0 | 0 | 0 | 0 | 0 | 0 | 0 | 0 | 0 | 0 | 0 | 0 | 0 | 0 | 0 | 0 | 0 | 0 | 0 | 0 | 0 | 0 | 0 | 0 | 0 | 0 | 0 | 0 | 0 | 0 | 0 | 0 | 0 | 0 | 0 | 0% | 0% | 0% | 0% | 0% | 0% | 0% | 0% | 0% | 0% | 0% | [10 empty] | 0 | 0 | 0 | 0 | 0 | 0 | 0 | 0 | 0 | 0 | 0 | 0 | 0 | 0 | 0 | 0 | 0 | 0 | 0 | 0 | 0 | 0 | 0 | 0 | 0 | 0 | 0 | 0 | 0 | 0 | 0 | 0 | 0 | 0 | 0 | 0 | 0 | 0 | 0 | 0 | 0
258 | DDTS H3 330/220kV Transformer and 330kV Circuit Breaker Replacement | Replacement - Major Station | Major Station | TRUE | Establishment | Network | Labour - External | 50% |  | 0 | 0 | 0 | 0 | 0 | 0 | 0 | 0 | 0 | 0 | 0 | 0 | 0 | 0 | 0 | 0 | 0 | 0 | 0 | 0 | 0 | 0 | 0 | 0 | 0 | 0 | 0 | 0 | 0 | 0 | 0 | 0 | 0 | 0 | 0 | 0 | 0 | 0 | 0 | 0 | 0 | 0 | 0 | 0 | 0% | 0% | 0% | 0% | 0% | 0% | 0% | 0% | 0% | 0% | 0% | [10 empty] | 0 | 0 | 0 | 0 | 0 | 0 | 0 | 0 | 0 | 0 | 0 | 0 | 0 | 0 | 0 | 0 | 0 | 0 | 0 | 0 | 0 | 0 | 0 | 0 | 0 | 0 | 0 | 0 | 0 | 0 | 0 | 0 | 0 | 0 | 0 | 0 | 0 | 0 | 0 | 0 | 0
259 | WMTS Redevelopment Project | Replacement - Major Station CBD | Major Station | TRUE | Secondary | Network | Materials | 40% |  | 1279.2633 | 760.9544 | 550.5643 | 211.5373 | 325.6081 | 0 | 0 | 0 | 0 | 0 | 0 | 0 | 0 | 0 | 0 | 0 | 0 | 0 | 0 | 0 | 0 | 0 | 0 | 36.2718 | 37.3619 | 12.8715 | 15.6516 | 0 | 0 | 0 | 0 | 0 | 0 | 1279.2633 | 797.2262 | 587.9262 | 224.4088 | 341.2596 | 0 | 0 | 0 | 0 | 0 | 0 | 14% | 25.13% | 31.84% | 11.69% | 17.34% | 0% | 0% | 0% | 0% | 0% | 100% | [10 empty] | 437.9098 | 786.0179 | 995.8917 | 365.7657 | 542.3423 | 0 | 0 | 0 | 0 | 0 | 0 | 0 | 0 | 0 | 0 | 0 | 0 | 0 | 0 | 0 | 36.2718 | -1.4861 | 33.7382 | 15.9202 | 17.7127 | 0 | 0 | 0 | 0 | 0 | 474.1816 | 784.5318 | 1029.6299 | 381.6859 | 560.0549 | 0 | 0 | 0 | 0 | 0 | 0
260 | WMTS Redevelopment Project | Replacement - Major Station CBD | Major Station | TRUE | Secondary | Network | Labour - Internal | 10% |  | 319.8158 | 190.2386 | 137.6411 | 52.8843 | 81.402 | 0 | 0 | 0 | 0 | 0 | 0 | 0 | 1.1034 | 0.50364 | 0.52212 | 1.2308 | 0 | 0 | 0 | 0 | 0 | 0 | 0 | 9.1205 | 9.3746 | 3.2496 | 3.9721 | 0 | 0 | 0 | 0 | 0 | 0 | 319.8158 | 200.4625 | 147.5194 | 56.6561 | 86.6049 | 0 | 0 | 0 | 0 | 0 | 0 | 14% | 25.13% | 31.84% | 11.69% | 17.34% | 0% | 0% | 0% | 0% | 0% | 100% | [10 empty] | 109.4775 | 196.5045 | 248.9729 | 91.4414 | 135.5856 | 0 | 0 | 0 | 0 | 0 | 1.1034 | -0.3442 | 0.92739 | 1.0908 | 0.58257 | 0 | 0 | 0 | 0 | 0 | 9.1205 | -0.38312 | 8.4874 | 4.033 | 4.459 | 0 | 0 | 0 | 0 | 0 | 119.7014 | 195.7772 | 258.3878 | 96.5653 | 140.6271 | 0 | 0 | 0 | 0 | 0 | 0
261 | WMTS Redevelopment Project | Replacement - Major Station CBD | Major Station | TRUE | Secondary | Network | Labour - External | 50% |  | 1599.0791 | 951.193 | 688.2054 | 264.4217 | 407.0101 | 0 | 0 | 0 | 0 | 0 | 0 | 0 | 5.5169 | -1.809 | -0.38557 | 1.0203 | 0 | 0 | 0 | 0 | 0 | 0 | 0 | 45.6027 | 46.5796 | 16.0659 | 19.6135 | 0 | 0 | 0 | 0 | 0 | 0 | 1599.0791 | 1002.3126 | 732.9759 | 280.102 | 427.6438 | 0 | 0 | 0 | 0 | 0 | 0 | 14% | 25.13% | 31.84% | 11.69% | 17.34% | 0% | 0% | 0% | 0% | 0% | 100% | [10 empty] | 547.3873 | 982.5224 | 1244.8647 | 457.2071 | 677.9278 | 0 | 0 | 0 | 0 | 0 | 5.5169 | -3.7653 | 0.88006 | 0.9579 | 0.75295 | 0 | 0 | 0 | 0 | 0 | 45.6027 | -2.0543 | 42.1989 | 19.9448 | 22.1696 | 0 | 0 | 0 | 0 | 0 | 598.5069 | 976.7028 | 1287.9437 | 478.1098 | 700.8503 | 0 | 0 | 0 | 0 | 0 | 0
262 | WMTS Redevelopment Project | Replacement - Major Station CBD | Major Station | TRUE | Switchgear | Network | Materials | 40% |  | 7463.5521 | 4439.6043 | 3212.1344 | 1234.1634 | 1899.6814 | 0 | 0 | 0 | 0 | 0 | 0 | 0 | 0 | 0 | 0 | 0 | 0 | 0 | 0 | 0 | 0 | 0 | 0 | 211.619 | 217.9787 | 75.0957 | 91.3153 | 0 | 0 | 0 | 0 | 0 | 0 | 7463.5521 | 4651.2233 | 3430.1131 | 1309.2591 | 1990.9967 | 0 | 0 | 0 | 0 | 0 | 0 | 14% | 25.13% | 31.84% | 11.69% | 17.34% | 0% | 0% | 0% | 0% | 0% | 100% | [10 empty] | 2554.879 | 4585.8311 | 5810.2893 | 2133.9715 | 3164.1646 | 0 | 0 | 0 | 0 | 0 | 0 | 0 | 0 | 0 | 0 | 0 | 0 | 0 | 0 | 0 | 211.619 | -8.67 | 196.8371 | 92.8824 | 103.3402 | 0 | 0 | 0 | 0 | 0 | 2766.498 | 4577.1611 | 6007.1264 | 2226.8539 | 3267.5048 | 0 | 0 | 0 | 0 | 0 | 0
263 | WMTS Redevelopment Project | Replacement - Major Station CBD | Major Station | TRUE | Switchgear | Network | Labour - Internal | 10% |  | 1865.888 | 1109.9011 | 803.0336 | 308.5408 | 474.9204 | 0 | 0 | 0 | 0 | 0 | 0 | 0 | 6.4374 | 2.9383 | 3.0462 | 7.1808 | 0 | 0 | 0 | 0 | 0 | 0 | 0 | 53.2116 | 54.6941 | 18.9593 | 23.174 | 0 | 0 | 0 | 0 | 0 | 0 | 1865.888 | 1169.5501 | 860.666 | 330.5463 | 505.2752 | 0 | 0 | 0 | 0 | 0 | 0 | 14% | 25.13% | 31.84% | 11.69% | 17.34% | 0% | 0% | 0% | 0% | 0% | 100% | [10 empty] | 638.7197 | 1146.4578 | 1452.5723 | 533.4929 | 791.0412 | 0 | 0 | 0 | 0 | 0 | 6.4374 | -2.0082 | 5.4106 | 6.364 | 3.3989 | 0 | 0 | 0 | 0 | 0 | 53.2116 | -2.2352 | 49.518 | 23.5298 | 26.0148 | 0 | 0 | 0 | 0 | 0 | 698.3688 | 1142.2144 | 1507.5009 | 563.3867 | 820.4548 | 0 | 0 | 0 | 0 | 0 | 0
264 | WMTS Redevelopment Project | Replacement - Major Station CBD | Major Station | TRUE | Switchgear | Network | Labour - External | 50% |  | 9329.4401 | 5549.5054 | 4015.1679 | 1542.7042 | 2374.6018 | 0 | 0 | 0 | 0 | 0 | 0 | 0 | 32.1871 | -10.5544 | -2.2495 | 5.9525 | 0 | 0 | 0 | 0 | 0 | 0 | 0 | 266.058 | 271.7572 | 93.7327 | 114.4302 | 0 | 0 | 0 | 0 | 0 | 0 | 9329.4401 | 5847.7505 | 4276.3707 | 1634.1874 | 2494.9845 | 0 | 0 | 0 | 0 | 0 | 0 | 14% | 25.13% | 31.84% | 11.69% | 17.34% | 0% | 0% | 0% | 0% | 0% | 100% | [10 empty] | 3193.5987 | 5732.2889 | 7262.8616 | 2667.4644 | 3955.2058 | 0 | 0 | 0 | 0 | 0 | 32.1871 | -21.9675 | 5.1345 | 5.5887 | 4.3929 | 0 | 0 | 0 | 0 | 0 | 266.058 | -11.9853 | 246.1995 | 116.363 | 129.343 | 0 | 0 | 0 | 0 | 0 | 3491.8439 | 5698.3361 | 7514.1955 | 2789.416 | 4088.9416 | 0 | 0 | 0 | 0 | 0 | 0
265 | WMTS Redevelopment Project | Replacement - Major Station CBD | Major Station | TRUE | Transformers | Network | Materials | 40% |  | 2409.7929 | 1433.4363 | 1037.1172 | 398.4803 | 613.3593 | 0 | 0 | 0 | 0 | 0 | 0 | 0 | 0 | 0 | 0 | 0 | 0 | 0 | 0 | 0 | 0 | 0 | 0 | 68.3265 | 70.3798 | 24.2465 | 29.4834 | 0 | 0 | 0 | 0 | 0 | 0 | 2409.7929 | 1501.7628 | 1107.4971 | 422.7268 | 642.8427 | 0 | 0 | 0 | 0 | 0 | 0 | 14% | 25.13% | 31.84% | 11.69% | 17.34% | 0% | 0% | 0% | 0% | 0% | 100% | [10 empty] | 824.906 | 1480.6493 | 1875.996 | 689.0056 | 1021.629 | 0 | 0 | 0 | 0 | 0 | 0 | 0 | 0 | 0 | 0 | 0 | 0 | 0 | 0 | 0 | 68.3265 | -2.7993 | 63.5537 | 29.9894 | 33.366 | 0 | 0 | 0 | 0 | 0 | 893.2325 | 1477.85 | 1939.5497 | 718.995 | 1054.995 | 0 | 0 | 0 | 0 | 0 | 0
266 | WMTS Redevelopment Project | Replacement - Major Station CBD | Major Station | TRUE | Transformers | Network | Labour - Internal | 10% |  | 602.4482 | 358.3591 | 259.2793 | 99.6201 | 153.3398 | 0 | 0 | 0 | 0 | 0 | 0 | 0 | 2.0785 | 0.94872 | 0.98354 | 2.3185 | 0 | 0 | 0 | 0 | 0 | 0 | 0 | 17.1807 | 17.6593 | 6.1215 | 7.4823 | 0 | 0 | 0 | 0 | 0 | 0 | 602.4482 | 377.6183 | 277.8874 | 106.7251 | 163.1406 | 0 | 0 | 0 | 0 | 0 | 0 | 14% | 25.13% | 31.84% | 11.69% | 17.34% | 0% | 0% | 0% | 0% | 0% | 100% | [10 empty] | 206.2265 | 370.1623 | 468.999 | 172.2514 | 255.4073 | 0 | 0 | 0 | 0 | 0 | 2.0785 | -0.64838 | 1.747 | 2.0548 | 1.0974 | 0 | 0 | 0 | 0 | 0 | 17.1807 | -0.72169 | 15.9881 | 7.5972 | 8.3995 | 0 | 0 | 0 | 0 | 0 | 225.4857 | 368.7923 | 486.734 | 181.9034 | 264.9042 | 0 | 0 | 0 | 0 | 0 | 0
267 | WMTS Redevelopment Project | Replacement - Major Station CBD | Major Station | TRUE | Transformers | Network | Labour - External | 50% |  | 3012.2411 | 1791.7954 | 1296.3965 | 498.1003 | 766.6991 | 0 | 0 | 0 | 0 | 0 | 0 | 0 | 10.3924 | -3.4077 | -0.72632 | 1.9219 | 0 | 0 | 0 | 0 | 0 | 0 | 0 | 85.9034 | 87.7435 | 30.2639 | 36.9466 | 0 | 0 | 0 | 0 | 0 | 0 | 3012.2411 | 1888.0913 | 1380.7323 | 527.6379 | 805.5676 | 0 | 0 | 0 | 0 | 0 | 0 | 14% | 25.13% | 31.84% | 11.69% | 17.34% | 0% | 0% | 0% | 0% | 0% | 100% | [10 empty] | 1031.1325 | 1850.8116 | 2344.995 | 861.257 | 1277.0363 | 0 | 0 | 0 | 0 | 0 | 10.3924 | -7.0927 | 1.6578 | 1.8044 | 1.4184 | 0 | 0 | 0 | 0 | 0 | 85.9034 | -3.8698 | 79.4916 | 37.5707 | 41.7616 | 0 | 0 | 0 | 0 | 0 | 1127.4284 | 1839.8491 | 2426.1444 | 900.6321 | 1320.2162 | 0 | 0 | 0 | 0 | 0 | 0
268 | WMTS Redevelopment Project | Replacement - Major Station CBD | Major Station | TRUE | Establishment | Network | Materials | 40% |  | 3819.1559 | 2271.779 | 1643.6734 | 631.5307 | 972.0813 | 0 | 0 | 0 | 0 | 0 | 0 | 0 | 0 | 0 | 0 | 0 | 0 | 0 | 0 | 0 | 0 | 0 | 0 | 108.2871 | 111.5414 | 38.427 | 46.7267 | 0 | 0 | 0 | 0 | 0 | 0 | 3819.1559 | 2380.0661 | 1755.2148 | 669.9577 | 1018.808 | 0 | 0 | 0 | 0 | 0 | 0 | 14% | 25.13% | 31.84% | 11.69% | 17.34% | 0% | 0% | 0% | 0% | 0% | 100% | [10 empty] | 1307.3509 | 2346.6044 | 2973.1689 | 1091.9693 | 1619.1269 | 0 | 0 | 0 | 0 | 0 | 0 | 0 | 0 | 0 | 0 | 0 | 0 | 0 | 0 | 0 | 108.2871 | -4.4365 | 100.723 | 47.5286 | 52.88 | 0 | 0 | 0 | 0 | 0 | 1415.6379 | 2342.1679 | 3073.8919 | 1139.498 | 1672.0069 | 0 | 0 | 0 | 0 | 0 | 0
269 | WMTS Redevelopment Project | Replacement - Major Station CBD | Major Station | TRUE | Establishment | Network | Labour - Internal | 10% |  | 954.789 | 567.9448 | 410.9184 | 157.8827 | 243.0203 | 0 | 0 | 0 | 0 | 0 | 0 | 0 | 3.2941 | 1.5036 | 1.5588 | 3.6745 | 0 | 0 | 0 | 0 | 0 | 0 | 0 | 27.2288 | 27.9874 | 9.7016 | 11.8583 | 0 | 0 | 0 | 0 | 0 | 0 | 954.789 | 598.4676 | 440.4093 | 169.143 | 258.5531 | 0 | 0 | 0 | 0 | 0 | 0 | 14% | 25.13% | 31.84% | 11.69% | 17.34% | 0% | 0% | 0% | 0% | 0% | 100% | [10 empty] | 326.8377 | 586.6511 | 743.2922 | 272.9923 | 404.7817 | 0 | 0 | 0 | 0 | 0 | 3.2941 | -1.0276 | 2.7687 | 3.2565 | 1.7392 | 0 | 0 | 0 | 0 | 0 | 27.2288 | -1.1438 | 25.3387 | 12.0404 | 13.312 | 0 | 0 | 0 | 0 | 0 | 357.3606 | 584.4797 | 771.3996 | 288.2892 | 419.8329 | 0 | 0 | 0 | 0 | 0 | 0
270 | WMTS Redevelopment Project | Replacement - Major Station CBD | Major Station | TRUE | Establishment | Network | Labour - External | 50% |  | 4773.9449 | 2839.7238 | 2054.5918 | 789.4134 | 1215.1017 | 0 | 0 | 0 | 0 | 0 | 0 | 0 | 16.4704 | -5.4008 | -1.1511 | 3.0459 | 0 | 0 | 0 | 0 | 0 | 0 | 0 | 136.1439 | 139.0602 | 47.9637 | 58.5548 | 0 | 0 | 0 | 0 | 0 | 0 | 4773.9449 | 2992.3381 | 2188.2512 | 836.226 | 1276.7024 | 0 | 0 | 0 | 0 | 0 | 0 | 14% | 25.13% | 31.84% | 11.69% | 17.34% | 0% | 0% | 0% | 0% | 0% | 100% | [10 empty] | 1634.1886 | 2933.2555 | 3716.4611 | 1364.9617 | 2023.9087 | 0 | 0 | 0 | 0 | 0 | 16.4704 | -11.2409 | 2.6274 | 2.8598 | 2.2479 | 0 | 0 | 0 | 0 | 0 | 136.1439 | -6.133 | 125.9821 | 59.5438 | 66.1858 | 0 | 0 | 0 | 0 | 0 | 1786.8029 | 2915.8816 | 3845.0706 | 1427.3652 | 2092.3423 | 0 | 0 | 0 | 0 | 0 | 0
271 | LYPS & HWTS 500kV CB Replacement Stage 1 | Replacement - Major Station | Major Station | TRUE | Switchgear | Network | Materials | 40% |  | 7398.5899 | 2436.6821 | 1753.2834 | 1156.6803 | 0 | 0 | 0 | 0 | 0 | 0 | 0 | 0 | 0 | 0 | 0 | 0 | 0 | 0 | 0 | 0 | 0 | 0 | 0 | 116.1474 | 118.9796 | 70.381 | 0 | 0 | 0 | 0 | 0 | 0 | 0 | 7398.5899 | 2552.8295 | 1872.263 | 1227.0614 | 0 | 0 | 0 | 0 | 0 | 0 | 0 | 0% | 96.8% | 3.197% | 0% | 0% | 0% | 0% | 0% | 0% | 0% | 100% | [10 empty] | 0 | 12337.7653 | 407.4704 | 0 | 0 | 0 | 0 | 0 | 0 | 0 | 0 | 0 | 0 | 0 | 0 | 0 | 0 | 0 | 0 | 0 | 0 | 235.127 | 70.381 | 0 | 0 | 0 | 0 | 0 | 0 | 0 | 0 | 12572.8923 | 477.8514 | 0 | 0 | 0 | 0 | 0 | 0 | 0 | 0
272 | LYPS & HWTS 500kV CB Replacement Stage 1 | Replacement - Major Station | Major Station | TRUE | Switchgear | Network | Labour - Internal | 10% |  | 1849.6475 | 609.1705 | 438.3208 | 289.1701 | 0 | 0 | 0 | 0 | 0 | 0 | 0 | 0 | 3.5332 | 1.6038 | 2.8549 | 0 | 0 | 0 | 0 | 0 | 0 | 0 | 0 | 29.2053 | 29.8537 | 17.769 | 0 | 0 | 0 | 0 | 0 | 0 | 0 | 1849.6475 | 641.909 | 469.7784 | 309.794 | 0 | 0 | 0 | 0 | 0 | 0 | 0 | 0% | 96.8% | 3.197% | 0% | 0% | 0% | 0% | 0% | 0% | 0% | 100% | [10 empty] | 0 | 3084.4413 | 101.8676 | 0 | 0 | 0 | 0 | 0 | 0 | 0 | 0 | 5.137 | 2.8549 | 0 | 0 | 0 | 0 | 0 | 0 | 0 | 0 | 59.059 | 17.769 | 0 | 0 | 0 | 0 | 0 | 0 | 0 | 0 | 3148.6374 | 122.4915 | 0 | 0 | 0 | 0 | 0 | 0 | 0 | 0
273 | LYPS & HWTS 500kV CB Replacement Stage 1 | Replacement - Major Station | Major Station | TRUE | Switchgear | Network | Labour - External | 50% |  | 9248.2374 | 3045.8526 | 2191.6042 | 1445.8504 | 0 | 0 | 0 | 0 | 0 | 0 | 0 | 0 | 17.6659 | -5.7609 | -2.1083 | 0 | 0 | 0 | 0 | 0 | 0 | 0 | 0 | 146.0263 | 148.3336 | 87.848 | 0 | 0 | 0 | 0 | 0 | 0 | 0 | 9248.2374 | 3209.5449 | 2334.1768 | 1531.5901 | 0 | 0 | 0 | 0 | 0 | 0 | 0 | 0% | 96.8% | 3.197% | 0% | 0% | 0% | 0% | 0% | 0% | 0% | 100% | [10 empty] | 0 | 15422.2067 | 509.338 | 0 | 0 | 0 | 0 | 0 | 0 | 0 | 0 | 11.905 | -2.1083 | 0 | 0 | 0 | 0 | 0 | 0 | 0 | 0 | 294.3598 | 87.848 | 0 | 0 | 0 | 0 | 0 | 0 | 0 | 0 | 15728.4716 | 595.0777 | 0 | 0 | 0 | 0 | 0 | 0 | 0 | 0
274 | ERTS Redevelopment - Stage 1 | Replacement - Major Station | Major Station | TRUE | Secondary | Network | Materials | 40% |  | 250.9263 | 201.9776 | 273.6534 | 375.6733 | 0 | 0 | 0 | 0 | 0 | 0 | 0 | 0 | 0 | 0 | 0 | 0 | 0 | 0 | 0 | 0 | 0 | 0 | 0 | 9.6275 | 18.5704 | 22.8588 | 0 | 0 | 0 | 0 | 0 | 0 | 0 | 250.9263 | 211.6051 | 292.2238 | 398.5321 | 0 | 0 | 0 | 0 | 0 | 0 | 0 | 20% | 80% | 0% | 0% | 0% | 0% | 0% | 0% | 0% | 0% | 100% | [10 empty] | 220.4461 | 881.7845 | 0 | 0 | 0 | 0 | 0 | 0 | 0 | 0 | 0 | 0 | 0 | 0 | 0 | 0 | 0 | 0 | 0 | 0 | 9.6275 | 33.1504 | 0 | 0 | 0 | 0 | 0 | 0 | 0 | 0 | 230.0736 | 914.9349 | 0 | 0 | 0 | 0 | 0 | 0 | 0 | 0 | -8.2788
275 | ERTS Redevelopment - Stage 1 | Replacement - Major Station | Major Station | TRUE | Secondary | Network | Labour - Internal | 10% |  | 62.7316 | 50.4944 | 68.4134 | 93.9183 | 0 | 0 | 0 | 0 | 0 | 0 | 0 | 0 | 0.29287 | 0.25033 | 0.92725 | 0 | 0 | 0 | 0 | 0 | 0 | 0 | 0 | 2.4208 | 4.6596 | 5.7711 | 0 | 0 | 0 | 0 | 0 | 0 | 0 | 62.7316 | 53.2081 | 73.3233 | 100.6167 | 0 | 0 | 0 | 0 | 0 | 0 | 0 | 20% | 80% | 0% | 0% | 0% | 0% | 0% | 0% | 0% | 0% | 100% | [10 empty] | 55.1115 | 220.4461 | 0 | 0 | 0 | 0 | 0 | 0 | 0 | 0 | 0.29287 | 0.53119 | 0 | 0 | 0 | 0 | 0 | 0 | 0 | 0 | 2.4208 | 8.3206 | 0 | 0 | 0 | 0 | 0 | 0 | 0 | 0 | 57.8252 | 229.2979 | 0 | 0 | 0 | 0 | 0 | 0 | 0 | 0 | -2.7565
276 | ERTS Redevelopment - Stage 1 | Replacement - Major Station | Major Station | TRUE | Secondary | Network | Labour - External | 50% |  | 313.6579 | 252.472 | 342.0668 | 469.5916 | 0 | 0 | 0 | 0 | 0 | 0 | 0 | 0 | 1.4643 | -0.89917 | -0.68475 | 0 | 0 | 0 | 0 | 0 | 0 | 0 | 0 | 12.1042 | 23.152 | 28.5318 | 0 | 0 | 0 | 0 | 0 | 0 | 0 | 313.6579 | 266.0405 | 364.3196 | 497.4387 | 0 | 0 | 0 | 0 | 0 | 0 | 0 | 20% | 80% | 0% | 0% | 0% | 0% | 0% | 0% | 0% | 0% | 100% | [10 empty] | 275.5577 | 1102.2306 | 0 | 0 | 0 | 0 | 0 | 0 | 0 | 0 | 1.4643 | -0.60694 | 0 | 0 | 0 | 0 | 0 | 0 | 0 | 0 | 12.1042 | 41.3815 | 0 | 0 | 0 | 0 | 0 | 0 | 0 | 0 | 289.1262 | 1143.0052 | 0 | 0 | 0 | 0 | 0 | 0 | 0 | 0 | -9.3253
277 | ERTS Redevelopment - Stage 1 | Replacement - Major Station | Major Station | TRUE | Switchgear | Network | Materials | 40% |  | 451.7256 | 363.6065 | 492.6396 | 676.2991 | 0 | 0 | 0 | 0 | 0 | 0 | 0 | 0 | 0 | 0 | 0 | 0 | 0 | 0 | 0 | 0 | 0 | 0 | 0 | 17.3317 | 33.431 | 41.1511 | 0 | 0 | 0 | 0 | 0 | 0 | 0 | 451.7256 | 380.9382 | 526.0707 | 717.4502 | 0 | 0 | 0 | 0 | 0 | 0 | 0 | 20% | 80% | 0% | 0% | 0% | 0% | 0% | 0% | 0% | 0% | 100% | [10 empty] | 396.8542 | 1587.4167 | 0 | 0 | 0 | 0 | 0 | 0 | 0 | 0 | 0 | 0 | 0 | 0 | 0 | 0 | 0 | 0 | 0 | 0 | 17.3317 | 59.6784 | 0 | 0 | 0 | 0 | 0 | 0 | 0 | 0 | 414.1859 | 1647.0951 | 0 | 0 | 0 | 0 | 0 | 0 | 0 | 0 | -14.9037
278 | ERTS Redevelopment - Stage 1 | Replacement - Major Station | Major Station | TRUE | Switchgear | Network | Labour - Internal | 10% |  | 112.9314 | 90.9016 | 123.1599 | 169.0748 | 0 | 0 | 0 | 0 | 0 | 0 | 0 | 0 | 0.52723 | 0.45065 | 1.6693 | 0 | 0 | 0 | 0 | 0 | 0 | 0 | 0 | 4.3581 | 8.3883 | 10.3893 | 0 | 0 | 0 | 0 | 0 | 0 | 0 | 112.9314 | 95.7869 | 131.9989 | 181.1334 | 0 | 0 | 0 | 0 | 0 | 0 | 0 | 20% | 80% | 0% | 0% | 0% | 0% | 0% | 0% | 0% | 0% | 100% | [10 empty] | 99.2135 | 396.8542 | 0 | 0 | 0 | 0 | 0 | 0 | 0 | 0 | 0.52723 | 0.95627 | 0 | 0 | 0 | 0 | 0 | 0 | 0 | 0 | 4.3581 | 14.979 | 0 | 0 | 0 | 0 | 0 | 0 | 0 | 0 | 104.0988 | 412.7894 | 0 | 0 | 0 | 0 | 0 | 0 | 0 | 0 | -4.9623
279 | ERTS Redevelopment - Stage 1 | Replacement - Major Station | Major Station | TRUE | Switchgear | Network | Labour - External | 50% |  | 564.657 | 454.5081 | 615.7996 | 845.3739 | 0 | 0 | 0 | 0 | 0 | 0 | 0 | 0 | 2.6361 | -1.6187 | -1.2327 | 0 | 0 | 0 | 0 | 0 | 0 | 0 | 0 | 21.7903 | 41.6789 | 51.3638 | 0 | 0 | 0 | 0 | 0 | 0 | 0 | 564.657 | 478.9346 | 655.8598 | 895.505 | 0 | 0 | 0 | 0 | 0 | 0 | 0 | 20% | 80% | 0% | 0% | 0% | 0% | 0% | 0% | 0% | 0% | 100% | [10 empty] | 496.0677 | 1984.2709 | 0 | 0 | 0 | 0 | 0 | 0 | 0 | 0 | 2.6361 | -1.0926 | 0 | 0 | 0 | 0 | 0 | 0 | 0 | 0 | 21.7903 | 74.4963 | 0 | 0 | 0 | 0 | 0 | 0 | 0 | 0 | 520.4942 | 2057.6745 | 0 | 0 | 0 | 0 | 0 | 0 | 0 | 0 | -16.7877
280 | ERTS Redevelopment - Stage 1 | Replacement - Major Station | Major Station | TRUE | Transformers | Network | Materials | 40% |  | 642.6385 | 517.2776 | 700.844 | 962.1236 | 0 | 0 | 0 | 0 | 0 | 0 | 0 | 0 | 0 | 0 | 0 | 0 | 0 | 0 | 0 | 0 | 0 | 0 | 0 | 24.6567 | 47.56 | 58.5428 | 0 | 0 | 0 | 0 | 0 | 0 | 0 | 642.6385 | 541.9342 | 748.404 | 1020.6663 | 0 | 0 | 0 | 0 | 0 | 0 | 0 | 20% | 80% | 0% | 0% | 0% | 0% | 0% | 0% | 0% | 0% | 100% | [10 empty] | 564.5767 | 2258.3069 | 0 | 0 | 0 | 0 | 0 | 0 | 0 | 0 | 0 | 0 | 0 | 0 | 0 | 0 | 0 | 0 | 0 | 0 | 24.6567 | 84.9003 | 0 | 0 | 0 | 0 | 0 | 0 | 0 | 0 | 589.2334 | 2343.2072 | 0 | 0 | 0 | 0 | 0 | 0 | 0 | 0 | -21.2025
281 | ERTS Redevelopment - Stage 1 | Replacement - Major Station | Major Station | TRUE | Transformers | Network | Labour - Internal | 10% |  | 160.6596 | 129.3194 | 175.211 | 240.5309 | 0 | 0 | 0 | 0 | 0 | 0 | 0 | 0 | 0.75005 | 0.64111 | 2.3747 | 0 | 0 | 0 | 0 | 0 | 0 | 0 | 0 | 6.1999 | 11.9335 | 14.7802 | 0 | 0 | 0 | 0 | 0 | 0 | 0 | 160.6596 | 136.2694 | 187.7856 | 257.6858 | 0 | 0 | 0 | 0 | 0 | 0 | 0 | 20% | 80% | 0% | 0% | 0% | 0% | 0% | 0% | 0% | 0% | 100% | [10 empty] | 141.1442 | 564.5767 | 0 | 0 | 0 | 0 | 0 | 0 | 0 | 0 | 0.75005 | 1.3604 | 0 | 0 | 0 | 0 | 0 | 0 | 0 | 0 | 6.1999 | 21.3096 | 0 | 0 | 0 | 0 | 0 | 0 | 0 | 0 | 148.0942 | 587.2467 | 0 | 0 | 0 | 0 | 0 | 0 | 0 | 0 | -7.0596
282 | ERTS Redevelopment - Stage 1 | Replacement - Major Station | Major Station | TRUE | Transformers | Network | Labour - External | 50% |  | 803.2981 | 646.597 | 876.0551 | 1202.6544 | 0 | 0 | 0 | 0 | 0 | 0 | 0 | 0 | 3.7503 | -2.3028 | -1.7537 | 0 | 0 | 0 | 0 | 0 | 0 | 0 | 0 | 30.9996 | 59.2937 | 73.0717 | 0 | 0 | 0 | 0 | 0 | 0 | 0 | 803.2981 | 681.3468 | 933.046 | 1273.9725 | 0 | 0 | 0 | 0 | 0 | 0 | 0 | 20% | 80% | 0% | 0% | 0% | 0% | 0% | 0% | 0% | 0% | 100% | [10 empty] | 705.7209 | 2822.8837 | 0 | 0 | 0 | 0 | 0 | 0 | 0 | 0 | 3.7503 | -1.5544 | 0 | 0 | 0 | 0 | 0 | 0 | 0 | 0 | 30.9996 | 105.9807 | 0 | 0 | 0 | 0 | 0 | 0 | 0 | 0 | 740.4708 | 2927.31 | 0 | 0 | 0 | 0 | 0 | 0 | 0 | 0 | -23.8826
283 | ERTS Redevelopment - Stage 1 | Replacement - Major Station | Major Station | TRUE | Establishment | Network | Materials | 40% |  | 115.3092 | 92.8156 | 125.7531 | 172.6348 | 0 | 0 | 0 | 0 | 0 | 0 | 0 | 0 | 0 | 0 | 0 | 0 | 0 | 0 | 0 | 0 | 0 | 0 | 0 | 4.4242 | 8.5337 | 10.5044 | 0 | 0 | 0 | 0 | 0 | 0 | 0 | 115.3092 | 97.2398 | 134.2869 | 183.1391 | 0 | 0 | 0 | 0 | 0 | 0 | 0 | 20% | 80% | 0% | 0% | 0% | 0% | 0% | 0% | 0% | 0% | 100% | [10 empty] | 101.3025 | 405.2102 | 0 | 0 | 0 | 0 | 0 | 0 | 0 | 0 | 0 | 0 | 0 | 0 | 0 | 0 | 0 | 0 | 0 | 0 | 4.4242 | 15.2337 | 0 | 0 | 0 | 0 | 0 | 0 | 0 | 0 | 105.7267 | 420.4439 | 0 | 0 | 0 | 0 | 0 | 0 | 0 | 0 | -3.8044
284 | ERTS Redevelopment - Stage 1 | Replacement - Major Station | Major Station | TRUE | Establishment | Network | Labour - Internal | 10% |  | 28.8273 | 23.2039 | 31.4383 | 43.1587 | 0 | 0 | 0 | 0 | 0 | 0 | 0 | 0 | 0.13458 | 0.11503 | 0.4261 | 0 | 0 | 0 | 0 | 0 | 0 | 0 | 0 | 1.1125 | 2.1412 | 2.652 | 0 | 0 | 0 | 0 | 0 | 0 | 0 | 28.8273 | 24.4509 | 33.6946 | 46.2368 | 0 | 0 | 0 | 0 | 0 | 0 | 0 | 20% | 80% | 0% | 0% | 0% | 0% | 0% | 0% | 0% | 0% | 100% | [10 empty] | 25.3256 | 101.3025 | 0 | 0 | 0 | 0 | 0 | 0 | 0 | 0 | 0.13458 | 0.2441 | 0 | 0 | 0 | 0 | 0 | 0 | 0 | 0 | 1.1125 | 3.8236 | 0 | 0 | 0 | 0 | 0 | 0 | 0 | 0 | 26.5727 | 105.3702 | 0 | 0 | 0 | 0 | 0 | 0 | 0 | 0 | -1.2667
285 | ERTS Redevelopment - Stage 1 | Replacement - Major Station | Major Station | TRUE | Establishment | Network | Labour - External | 50% |  | 144.1366 | 116.0195 | 157.1914 | 215.7934 | 0 | 0 | 0 | 0 | 0 | 0 | 0 | 0 | 0.67291 | -0.4132 | -0.31467 | 0 | 0 | 0 | 0 | 0 | 0 | 0 | 0 | 5.5623 | 10.6391 | 13.1113 | 0 | 0 | 0 | 0 | 0 | 0 | 0 | 144.1366 | 122.2547 | 167.4173 | 228.5901 | 0 | 0 | 0 | 0 | 0 | 0 | 0 | 20% | 80% | 0% | 0% | 0% | 0% | 0% | 0% | 0% | 0% | 100% | [10 empty] | 126.6282 | 506.5127 | 0 | 0 | 0 | 0 | 0 | 0 | 0 | 0 | 0.67291 | -0.27891 | 0 | 0 | 0 | 0 | 0 | 0 | 0 | 0 | 5.5623 | 19.0162 | 0 | 0 | 0 | 0 | 0 | 0 | 0 | 0 | 132.8634 | 525.25 | 0 | 0 | 0 | 0 | 0 | 0 | 0 | 0 | -4.2853
286 | SVTS Redevelopment Project | Replacement - Major Station | Major Station | TRUE | Secondary | Network | Materials | 40% |  | 303.4769 | 737.9252 | 503.0726 | 246.3011 | 812.5286 | 0 | 0 | 0 | 0 | 0 | 0 | 0 | 0 | 0 | 0 | 0 | 0 | 0 | 0 | 0 | 0 | 0 | 0 | 35.1741 | 34.139 | 14.9868 | 39.0572 | 0 | 0 | 0 | 0 | 0 | 0 | 303.4769 | 773.0992 | 537.2116 | 261.2879 | 851.5858 | 0 | 0 | 0 | 0 | 0 | 0 | 0% | 38.46% | 28.85% | 19.23% | 13.46% | 0% | 0% | 0% | 0% | 0% | 100% | [10 empty] | 0 | 1001.2709 | 750.9532 | 500.6354 | 350.4448 | 0 | 0 | 0 | 0 | 0 | 0 | 0 | 0 | 0 | 0 | 0 | 0 | 0 | 0 | 0 | 0 | 69.3131 | 13.172 | 24.2663 | 16.6058 | 0 | 0 | 0 | 0 | 0 | 0 | 1070.584 | 764.1252 | 524.9017 | 367.0506 | 0 | 0 | 0 | 0 | 0 | 0
287 | SVTS Redevelopment Project | Replacement - Major Station | Major Station | TRUE | Secondary | Network | Labour - Internal | 10% |  | 75.8692 | 184.4813 | 125.7681 | 61.5753 | 203.1321 | 0 | 0 | 0 | 0 | 0 | 0 | 0 | 1.07 | 0.46019 | 0.60793 | 3.0714 | 0 | 0 | 0 | 0 | 0 | 0 | 0 | 8.8445 | 8.566 | 3.7837 | 9.9119 | 0 | 0 | 0 | 0 | 0 | 0 | 75.8692 | 194.3958 | 134.7943 | 65.9669 | 216.1155 | 0 | 0 | 0 | 0 | 0 | 0 | 0% | 38.46% | 28.85% | 19.23% | 13.46% | 0% | 0% | 0% | 0% | 0% | 100% | [10 empty] | 0 | 250.3177 | 187.7383 | 125.1589 | 87.6112 | 0 | 0 | 0 | 0 | 0 | 0 | 1.5302 | 0.5619 | 2.4161 | 0.70128 | 0 | 0 | 0 | 0 | 0 | 0 | 17.4105 | 3.3274 | 6.1808 | 4.1874 | 0 | 0 | 0 | 0 | 0 | 0 | 269.2584 | 191.6276 | 133.7558 | 92.4998 | 0 | 0 | 0 | 0 | 0 | 0
288 | SVTS Redevelopment Project | Replacement - Major Station | Major Station | TRUE | Secondary | Network | Labour - External | 50% |  | 379.3461 | 922.4065 | 628.8407 | 307.8764 | 1015.6607 | 0 | 0 | 0 | 0 | 0 | 0 | 0 | 5.35 | -1.653 | -0.44894 | 2.546 | 0 | 0 | 0 | 0 | 0 | 0 | 0 | 44.2226 | 42.5616 | 18.7062 | 48.9439 | 0 | 0 | 0 | 0 | 0 | 0 | 379.3461 | 971.979 | 669.7493 | 326.1336 | 1067.1506 | 0 | 0 | 0 | 0 | 0 | 0 | 0% | 38.46% | 28.85% | 19.23% | 13.46% | 0% | 0% | 0% | 0% | 0% | 100% | [10 empty] | 0 | 1251.5886 | 938.6915 | 625.7943 | 438.056 | 0 | 0 | 0 | 0 | 0 | 0 | 3.697 | -0.51886 | 1.8359 | 0.77996 | 0 | 0 | 0 | 0 | 0 | 0 | 86.7842 | 16.4352 | 30.4257 | 20.7892 | 0 | 0 | 0 | 0 | 0 | 0 | 1342.0698 | 954.6078 | 658.0559 | 459.6252 | 0 | 0 | 0 | 0 | 0 | 0
289 | SVTS Redevelopment Project | Replacement - Major Station | Major Station | TRUE | Switchgear | Network | Materials | 40% |  | 951.3757 | 2313.3359 | 1577.0919 | 772.1342 | 2547.2115 | 0 | 0 | 0 | 0 | 0 | 0 | 0 | 0 | 0 | 0 | 0 | 0 | 0 | 0 | 0 | 0 | 0 | 0 | 110.2679 | 107.0231 | 46.9824 | 122.4412 | 0 | 0 | 0 | 0 | 0 | 0 | 951.3757 | 2423.6038 | 1684.115 | 819.1166 | 2669.6527 | 0 | 0 | 0 | 0 | 0 | 0 | 0% | 38.46% | 28.85% | 19.23% | 13.46% | 0% | 0% | 0% | 0% | 0% | 100% | [10 empty] | 0 | 3138.9035 | 2354.1776 | 1569.4518 | 1098.6162 | 0 | 0 | 0 | 0 | 0 | 0 | 0 | 0 | 0 | 0 | 0 | 0 | 0 | 0 | 0 | 0 | 217.291 | 41.2931 | 76.0728 | 52.0577 | 0 | 0 | 0 | 0 | 0 | 0 | 3356.1945 | 2395.4708 | 1645.5245 | 1150.674 | 0 | 0 | 0 | 0 | 0 | 0
290 | SVTS Redevelopment Project | Replacement - Major Station | Major Station | TRUE | Switchgear | Network | Labour - Internal | 10% |  | 237.8439 | 578.334 | 394.273 | 193.0335 | 636.8029 | 0 | 0 | 0 | 0 | 0 | 0 | 0 | 3.3543 | 1.4427 | 1.9058 | 9.6285 | 0 | 0 | 0 | 0 | 0 | 0 | 0 | 27.7269 | 26.8537 | 11.8616 | 31.0731 | 0 | 0 | 0 | 0 | 0 | 0 | 237.8439 | 609.4152 | 422.5693 | 206.8009 | 677.5045 | 0 | 0 | 0 | 0 | 0 | 0 | 0% | 38.46% | 28.85% | 19.23% | 13.46% | 0% | 0% | 0% | 0% | 0% | 100% | [10 empty] | 0 | 784.7259 | 588.5444 | 392.3629 | 274.6541 | 0 | 0 | 0 | 0 | 0 | 0 | 4.797 | 1.7615 | 7.5744 | 2.1984 | 0 | 0 | 0 | 0 | 0 | 0 | 54.5805 | 10.4312 | 19.3764 | 13.1271 | 0 | 0 | 0 | 0 | 0 | 0 | 844.1034 | 600.7371 | 419.3138 | 289.9796 | 0 | 0 | 0 | 0 | 0 | 0
291 | SVTS Redevelopment Project | Replacement - Major Station | Major Station | TRUE | Switchgear | Network | Labour - External | 50% |  | 1189.2196 | 2891.6698 | 1971.3649 | 965.1677 | 3184.0144 | 0 | 0 | 0 | 0 | 0 | 0 | 0 | 16.7717 | -5.182 | -1.4074 | 7.9815 | 0 | 0 | 0 | 0 | 0 | 0 | 0 | 138.6343 | 133.4272 | 58.6423 | 153.4352 | 0 | 0 | 0 | 0 | 0 | 0 | 1189.2196 | 3047.0759 | 2099.6101 | 1022.4027 | 3345.431 | 0 | 0 | 0 | 0 | 0 | 0 | 0% | 38.46% | 28.85% | 19.23% | 13.46% | 0% | 0% | 0% | 0% | 0% | 100% | [10 empty] | 0 | 3923.6294 | 2942.7221 | 1961.8147 | 1373.2703 | 0 | 0 | 0 | 0 | 0 | 0 | 11.5897 | -1.6266 | 5.7555 | 2.4451 | 0 | 0 | 0 | 0 | 0 | 0 | 272.0615 | 51.523 | 95.382 | 65.1726 | 0 | 0 | 0 | 0 | 0 | 0 | 4207.2806 | 2992.6184 | 2062.9522 | 1440.888 | 0 | 0 | 0 | 0 | 0 | 0
292 | SVTS Redevelopment Project | Replacement - Major Station | Major Station | TRUE | Transformers | Network | Materials | 40% |  | 763.8568 | 1857.3708 | 1266.2426 | 619.9443 | 2045.1489 | 0 | 0 | 0 | 0 | 0 | 0 | 0 | 0 | 0 | 0 | 0 | 0 | 0 | 0 | 0 | 0 | 0 | 0 | 88.5338 | 85.9285 | 37.722 | 98.3077 | 0 | 0 | 0 | 0 | 0 | 0 | 763.8568 | 1945.9046 | 1352.1711 | 657.6664 | 2143.4566 | 0 | 0 | 0 | 0 | 0 | 0 | 0% | 38.46% | 28.85% | 19.23% | 13.46% | 0% | 0% | 0% | 0% | 0% | 100% | [10 empty] | 0 | 2520.2167 | 1890.1625 | 1260.1083 | 882.0758 | 0 | 0 | 0 | 0 | 0 | 0 | 0 | 0 | 0 | 0 | 0 | 0 | 0 | 0 | 0 | 0 | 174.4623 | 33.1541 | 61.0786 | 41.797 | 0 | 0 | 0 | 0 | 0 | 0 | 2694.679 | 1923.3166 | 1321.1869 | 923.8728 | 0 | 0 | 0 | 0 | 0 | 0
293 | SVTS Redevelopment Project | Replacement - Major Station | Major Station | TRUE | Transformers | Network | Labour - Internal | 10% |  | 190.9642 | 464.3427 | 316.5607 | 154.9861 | 511.2872 | 0 | 0 | 0 | 0 | 0 | 0 | 0 | 2.6932 | 1.1583 | 1.5302 | 7.7307 | 0 | 0 | 0 | 0 | 0 | 0 | 0 | 22.2618 | 21.5607 | 9.5236 | 24.9485 | 0 | 0 | 0 | 0 | 0 | 0 | 190.9642 | 489.2977 | 339.2797 | 166.0399 | 543.9665 | 0 | 0 | 0 | 0 | 0 | 0 | 0% | 38.46% | 28.85% | 19.23% | 13.46% | 0% | 0% | 0% | 0% | 0% | 100% | [10 empty] | 0 | 630.0542 | 472.5406 | 315.0271 | 220.519 | 0 | 0 | 0 | 0 | 0 | 0 | 3.8515 | 1.4143 | 6.0814 | 1.7651 | 0 | 0 | 0 | 0 | 0 | 0 | 43.8226 | 8.3752 | 15.5573 | 10.5397 | 0 | 0 | 0 | 0 | 0 | 0 | 677.7282 | 482.3301 | 336.6658 | 232.8238 | 0 | 0 | 0 | 0 | 0 | 0
294 | SVTS Redevelopment Project | Replacement - Major Station | Major Station | TRUE | Transformers | Network | Labour - External | 50% |  | 954.821 | 2321.7135 | 1582.8033 | 774.9304 | 2556.4361 | 0 | 0 | 0 | 0 | 0 | 0 | 0 | 13.4659 | -4.1606 | -1.13 | 6.4083 | 0 | 0 | 0 | 0 | 0 | 0 | 0 | 111.3091 | 107.1283 | 47.0838 | 123.1927 | 0 | 0 | 0 | 0 | 0 | 0 | 954.821 | 2446.4885 | 1685.771 | 820.8842 | 2686.037 | 0 | 0 | 0 | 0 | 0 | 0 | 0% | 38.46% | 28.85% | 19.23% | 13.46% | 0% | 0% | 0% | 0% | 0% | 100% | [10 empty] | 0 | 3150.2709 | 2362.7031 | 1575.1354 | 1102.5948 | 0 | 0 | 0 | 0 | 0 | 0 | 9.3053 | -1.306 | 4.6211 | 1.9632 | 0 | 0 | 0 | 0 | 0 | 0 | 218.4374 | 41.3676 | 76.5819 | 52.3269 | 0 | 0 | 0 | 0 | 0 | 0 | 3378.0136 | 2402.7648 | 1656.3385 | 1156.8849 | 0 | 0 | 0 | 0 | 0 | 0
295 | SVTS Redevelopment Project | Replacement - Major Station | Major Station | TRUE | Towers and Conductor | Network | Materials | 40% |  | 32.9117 | 80.0272 | 54.5577 | 26.7111 | 88.1178 | 0 | 0 | 0 | 0 | 0 | 0 | 0 | 0 | 0 | 0 | 0 | 0 | 0 | 0 | 0 | 0 | 0 | 0 | 3.8146 | 3.7023 | 1.6253 | 4.2357 | 0 | 0 | 0 | 0 | 0 | 0 | 32.9117 | 83.8418 | 58.26 | 28.3364 | 92.3535 | 0 | 0 | 0 | 0 | 0 | 0 | 0% | 38.46% | 28.85% | 19.23% | 13.46% | 0% | 0% | 0% | 0% | 0% | 100% | [10 empty] | 0 | 108.5867 | 81.44 | 54.2934 | 38.0054 | 0 | 0 | 0 | 0 | 0 | 0 | 0 | 0 | 0 | 0 | 0 | 0 | 0 | 0 | 0 | 0 | 7.5169 | 1.4285 | 2.6316 | 1.8009 | 0 | 0 | 0 | 0 | 0 | 0 | 116.1036 | 82.8685 | 56.925 | 39.8062 | 0 | 0 | 0 | 0 | 0 | 0
296 | SVTS Redevelopment Project | Replacement - Major Station | Major Station | TRUE | Towers and Conductor | Network | Labour - Internal | 10% |  | 8.2279 | 20.0068 | 13.6394 | 6.6778 | 22.0295 | 0 | 0 | 0 | 0 | 0 | 0 | 0 | 0.11604 | 0.049907 | 0.065929 | 0.33309 | 0 | 0 | 0 | 0 | 0 | 0 | 0 | 0.95918 | 0.92897 | 0.41034 | 1.0749 | 0 | 0 | 0 | 0 | 0 | 0 | 8.2279 | 21.082 | 14.6183 | 7.154 | 23.4375 | 0 | 0 | 0 | 0 | 0 | 0 | 0% | 38.46% | 28.85% | 19.23% | 13.46% | 0% | 0% | 0% | 0% | 0% | 100% | [10 empty] | 0 | 27.1467 | 20.36 | 13.5733 | 9.5013 | 0 | 0 | 0 | 0 | 0 | 0 | 0.16595 | 0.060937 | 0.26203 | 0.076053 | 0 | 0 | 0 | 0 | 0 | 0 | 1.8882 | 0.36086 | 0.67031 | 0.45412 | 0 | 0 | 0 | 0 | 0 | 0 | 29.2008 | 20.7818 | 14.5057 | 10.0315 | 0 | 0 | 0 | 0 | 0 | 0
297 | SVTS Redevelopment Project | Replacement - Major Station | Major Station | TRUE | Towers and Conductor | Network | Labour - External | 50% |  | 41.1397 | 100.034 | 68.1971 | 33.3889 | 110.1473 | 0 | 0 | 0 | 0 | 0 | 0 | 0 | 0.5802 | -0.17926 | -0.048687 | 0.27611 | 0 | 0 | 0 | 0 | 0 | 0 | 0 | 4.7959 | 4.6158 | 2.0287 | 5.3079 | 0 | 0 | 0 | 0 | 0 | 0 | 41.1397 | 105.41 | 72.6336 | 35.3688 | 115.7313 | 0 | 0 | 0 | 0 | 0 | 0 | 0% | 38.46% | 28.85% | 19.23% | 13.46% | 0% | 0% | 0% | 0% | 0% | 100% | [10 empty] | 0 | 135.7334 | 101.8001 | 67.8667 | 47.5067 | 0 | 0 | 0 | 0 | 0 | 0 | 0.40093 | -0.05627 | 0.19911 | 0.084586 | 0 | 0 | 0 | 0 | 0 | 0 | 9.4117 | 1.7824 | 3.2996 | 2.2546 | 0 | 0 | 0 | 0 | 0 | 0 | 145.546 | 103.5262 | 71.3654 | 49.8458 | 0 | 0 | 0 | 0 | 0 | 0
298 | SVTS Redevelopment Project | Replacement - Major Station | Major Station | TRUE | Establishment | Network | Materials | 40% |  | 263.766 | 641.3652 | 437.2439 | 214.0718 | 706.2065 | 0 | 0 | 0 | 0 | 0 | 0 | 0 | 0 | 0 | 0 | 0 | 0 | 0 | 0 | 0 | 0 | 0 | 0 | 30.5714 | 29.6718 | 13.0257 | 33.9465 | 0 | 0 | 0 | 0 | 0 | 0 | 263.766 | 671.9367 | 466.9157 | 227.0975 | 740.153 | 0 | 0 | 0 | 0 | 0 | 0 | 0% | 38.46% | 28.85% | 19.23% | 13.46% | 0% | 0% | 0% | 0% | 0% | 100% | [10 empty] | 0 | 870.2513 | 652.6885 | 435.1257 | 304.588 | 0 | 0 | 0 | 0 | 0 | 0 | 0 | 0 | 0 | 0 | 0 | 0 | 0 | 0 | 0 | 0 | 60.2433 | 11.4484 | 21.0909 | 14.4328 | 0 | 0 | 0 | 0 | 0 | 0 | 930.4946 | 664.1369 | 456.2166 | 319.0208 | 0 | 0 | 0 | 0 | 0 | 0
299 | SVTS Redevelopment Project | Replacement - Major Station | Major Station | TRUE | Establishment | Network | Labour - Internal | 10% |  | 65.9415 | 160.3413 | 109.311 | 53.518 | 176.5516 | 0 | 0 | 0 | 0 | 0 | 0 | 0 | 0.92998 | 0.39997 | 0.52838 | 2.6695 | 0 | 0 | 0 | 0 | 0 | 0 | 0 | 7.6872 | 7.4451 | 3.2886 | 8.6149 | 0 | 0 | 0 | 0 | 0 | 0 | 65.9415 | 168.9585 | 117.156 | 57.3349 | 187.836 | 0 | 0 | 0 | 0 | 0 | 0 | 0% | 38.46% | 28.85% | 19.23% | 13.46% | 0% | 0% | 0% | 0% | 0% | 100% | [10 empty] | 0 | 217.5628 | 163.1721 | 108.7814 | 76.147 | 0 | 0 | 0 | 0 | 0 | 0 | 1.33 | 0.48837 | 2.1 | 0.60951 | 0 | 0 | 0 | 0 | 0 | 0 | 15.1323 | 2.892 | 5.3721 | 3.6394 | 0 | 0 | 0 | 0 | 0 | 0 | 234.0251 | 166.5525 | 116.2535 | 80.3959 | 0 | 0 | 0 | 0 | 0 | 0
300 | SVTS Redevelopment Project | Replacement - Major Station | Major Station | TRUE | Establishment | Network | Labour - External | 50% |  | 329.7075 | 801.7066 | 546.5548 | 267.5898 | 882.7582 | 0 | 0 | 0 | 0 | 0 | 0 | 0 | 4.6499 | -1.4367 | -0.39019 | 2.2128 | 0 | 0 | 0 | 0 | 0 | 0 | 0 | 38.4359 | 36.9923 | 16.2584 | 42.5394 | 0 | 0 | 0 | 0 | 0 | 0 | 329.7075 | 844.7924 | 582.1104 | 283.458 | 927.5104 | 0 | 0 | 0 | 0 | 0 | 0 | 0% | 38.46% | 28.85% | 19.23% | 13.46% | 0% | 0% | 0% | 0% | 0% | 100% | [10 empty] | 0 | 1087.8142 | 815.8606 | 543.9071 | 380.735 | 0 | 0 | 0 | 0 | 0 | 0 | 3.2132 | -0.45097 | 1.5957 | 0.6779 | 0 | 0 | 0 | 0 | 0 | 0 | 75.4282 | 14.2846 | 26.4444 | 18.0689 | 0 | 0 | 0 | 0 | 0 | 0 | 1166.4556 | 829.6942 | 571.9472 | 399.4818 | 0 | 0 | 0 | 0 | 0 | 0
301 | SVTS Redevelopment Project | Replacement - Major Station | Major Station | TRUE | Communications | Network | Materials | 40% |  | 7.7357 | 18.8098 | 12.8234 | 6.2783 | 20.7115 | 0 | 0 | 0 | 0 | 0 | 0 | 0 | 0 | 0 | 0 | 0 | 0 | 0 | 0 | 0 | 0 | 0 | 0 | 0.89659 | 0.87021 | 0.38202 | 0.99558 | 0 | 0 | 0 | 0 | 0 | 0 | 7.7357 | 19.7064 | 13.6936 | 6.6603 | 21.7071 | 0 | 0 | 0 | 0 | 0 | 0 | 0% | 38.46% | 28.85% | 19.23% | 13.46% | 0% | 0% | 0% | 0% | 0% | 100% | [10 empty] | 0 | 25.5226 | 19.1419 | 12.7613 | 8.9329 | 0 | 0 | 0 | 0 | 0 | 0 | 0 | 0 | 0 | 0 | 0 | 0 | 0 | 0 | 0 | 0 | 1.7668 | 0.33576 | 0.61855 | 0.42328 | 0 | 0 | 0 | 0 | 0 | 0 | 27.2894 | 19.4777 | 13.3798 | 9.3562 | 0 | 0 | 0 | 0 | 0 | 0
302 | SVTS Redevelopment Project | Replacement - Major Station | Major Station | TRUE | Communications | Network | Labour - Internal | 10% |  | 1.9339 | 4.7025 | 3.2059 | 1.5696 | 5.1779 | 0 | 0 | 0 | 0 | 0 | 0 | 0 | 0.027274 | 0.01173 | 0.015496 | 0.07829 | 0 | 0 | 0 | 0 | 0 | 0 | 0 | 0.22545 | 0.21835 | 0.096447 | 0.25266 | 0 | 0 | 0 | 0 | 0 | 0 | 1.9339 | 4.9552 | 3.4359 | 1.6815 | 5.5088 | 0 | 0 | 0 | 0 | 0 | 0 | 0% | 38.46% | 28.85% | 19.23% | 13.46% | 0% | 0% | 0% | 0% | 0% | 100% | [10 empty] | 0 | 6.3806 | 4.7855 | 3.1903 | 2.2332 | 0 | 0 | 0 | 0 | 0 | 0 | 0.039005 | 0.014323 | 0.061588 | 0.017876 | 0 | 0 | 0 | 0 | 0 | 0 | 0.4438 | 0.084817 | 0.15755 | 0.10674 | 0 | 0 | 0 | 0 | 0 | 0 | 6.8634 | 4.8846 | 3.4095 | 2.3578 | 0 | 0 | 0 | 0 | 0 | 0
303 | SVTS Redevelopment Project | Replacement - Major Station | Major Station | TRUE | Communications | Network | Labour - External | 50% |  | 9.6696 | 23.5123 | 16.0293 | 7.8478 | 25.8894 | 0 | 0 | 0 | 0 | 0 | 0 | 0 | 0.13637 | -0.042135 | -0.011444 | 0.064898 | 0 | 0 | 0 | 0 | 0 | 0 | 0 | 1.1272 | 1.0849 | 0.47682 | 1.2476 | 0 | 0 | 0 | 0 | 0 | 0 | 9.6696 | 24.7759 | 17.072 | 8.3132 | 27.2019 | 0 | 0 | 0 | 0 | 0 | 0 | 0% | 38.46% | 28.85% | 19.23% | 13.46% | 0% | 0% | 0% | 0% | 0% | 100% | [10 empty] | 0 | 31.9032 | 23.9274 | 15.9516 | 11.1661 | 0 | 0 | 0 | 0 | 0 | 0 | 0.094236 | -0.013226 | 0.046799 | 0.019881 | 0 | 0 | 0 | 0 | 0 | 0 | 2.2121 | 0.41894 | 0.77556 | 0.52992 | 0 | 0 | 0 | 0 | 0 | 0 | 34.2096 | 24.3331 | 16.774 | 11.7159 | 0 | 0 | 0 | 0 | 0 | 0
304 | XA09 - RTS Redevelopment Project | Replacement - Major Station CBD | Major Station | TRUE | Secondary | Network | Materials | 40% |  | 761.0811 | -264.0055 | 0 | 0 | 0 | 0 | 0 | 0 | 0 | 0 | 0 | 0 | 0 | 0 | 0 | 0 | 0 | 0 | 0 | 0 | 0 | 0 | 0 | -12.5841 | 0 | 0 | 0 | 0 | 0 | 0 | 0 | 0 | 0 | 761.0811 | -276.5896 | 0 | 0 | 0 | 0 | 0 | 0 | 0 | 0 | 0 | 0% | 0% | 0% | 0% | 0% | 0% | 0% | 0% | 0% | 0% | 0% | [10 empty] | 0 | 0 | 0 | 0 | 0 | 0 | 0 | 0 | 0 | 0 | 0 | 0 | 0 | 0 | 0 | 0 | 0 | 0 | 0 | 0 | 0 | 0 | 0 | 0 | 0 | 0 | 0 | 0 | 0 | 0 | 0 | 0 | 0 | 0 | 0 | 0 | 0 | 0 | 0 | 0 | -484.4915
305 | XA09 - RTS Redevelopment Project | Replacement - Major Station CBD | Major Station | TRUE | Secondary | Network | Labour - Internal | 10% |  | 190.2703 | -66.0014 | 0 | 0 | 0 | 0 | 0 | 0 | 0 | 0 | 0 | 0 | -0.38281 | 0 | 0 | 0 | 0 | 0 | 0 | 0 | 0 | 0 | 0 | -3.1643 | 0 | 0 | 0 | 0 | 0 | 0 | 0 | 0 | 0 | 190.2703 | -69.5485 | 0 | 0 | 0 | 0 | 0 | 0 | 0 | 0 | 0 | 0% | 0% | 0% | 0% | 0% | 0% | 0% | 0% | 0% | 0% | 0% | [10 empty] | 0 | 0 | 0 | 0 | 0 | 0 | 0 | 0 | 0 | 0 | 0 | 0 | 0 | 0 | 0 | 0 | 0 | 0 | 0 | 0 | 0 | 0 | 0 | 0 | 0 | 0 | 0 | 0 | 0 | 0 | 0 | 0 | 0 | 0 | 0 | 0 | 0 | 0 | 0 | 0 | -120.7218
306 | XA09 - RTS Redevelopment Project | Replacement - Major Station CBD | Major Station | TRUE | Secondary | Network | Labour - External | 50% |  | 951.3514 | -330.0069 | 0 | 0 | 0 | 0 | 0 | 0 | 0 | 0 | 0 | 0 | -1.914 | 0 | 0 | 0 | 0 | 0 | 0 | 0 | 0 | 0 | 0 | -15.8214 | 0 | 0 | 0 | 0 | 0 | 0 | 0 | 0 | 0 | 951.3514 | -347.7423 | 0 | 0 | 0 | 0 | 0 | 0 | 0 | 0 | 0 | 0% | 0% | 0% | 0% | 0% | 0% | 0% | 0% | 0% | 0% | 0% | [10 empty] | 0 | 0 | 0 | 0 | 0 | 0 | 0 | 0 | 0 | 0 | 0 | 0 | 0 | 0 | 0 | 0 | 0 | 0 | 0 | 0 | 0 | 0 | 0 | 0 | 0 | 0 | 0 | 0 | 0 | 0 | 0 | 0 | 0 | 0 | 0 | 0 | 0 | 0 | 0 | 0 | -603.6091
307 | XA09 - RTS Redevelopment Project | Replacement - Major Station CBD | Major Station | TRUE | Switchgear | Network | Materials | 40% |  | 5181.0829 | -1797.2254 | 0 | 0 | 0 | 0 | 0 | 0 | 0 | 0 | 0 | 0 | 0 | 0 | 0 | 0 | 0 | 0 | 0 | 0 | 0 | 0 | 0 | -85.6669 | 0 | 0 | 0 | 0 | 0 | 0 | 0 | 0 | 0 | 5181.0829 | -1882.8922 | 0 | 0 | 0 | 0 | 0 | 0 | 0 | 0 | 0 | 0% | 0% | 0% | 0% | 0% | 0% | 0% | 0% | 0% | 0% | 0% | [10 empty] | 0 | 0 | 0 | 0 | 0 | 0 | 0 | 0 | 0 | 0 | 0 | 0 | 0 | 0 | 0 | 0 | 0 | 0 | 0 | 0 | 0 | 0 | 0 | 0 | 0 | 0 | 0 | 0 | 0 | 0 | 0 | 0 | 0 | 0 | 0 | 0 | 0 | 0 | 0 | 0 | -3298.1906
308 | XA09 - RTS Redevelopment Project | Replacement - Major Station CBD | Major Station | TRUE | Switchgear | Network | Labour - Internal | 10% |  | 1295.2707 | -449.3063 | 0 | 0 | 0 | 0 | 0 | 0 | 0 | 0 | 0 | 0 | -2.606 | 0 | 0 | 0 | 0 | 0 | 0 | 0 | 0 | 0 | 0 | -21.5409 | 0 | 0 | 0 | 0 | 0 | 0 | 0 | 0 | 0 | 1295.2707 | -473.4533 | 0 | 0 | 0 | 0 | 0 | 0 | 0 | 0 | 0 | 0% | 0% | 0% | 0% | 0% | 0% | 0% | 0% | 0% | 0% | 0% | [10 empty] | 0 | 0 | 0 | 0 | 0 | 0 | 0 | 0 | 0 | 0 | 0 | 0 | 0 | 0 | 0 | 0 | 0 | 0 | 0 | 0 | 0 | 0 | 0 | 0 | 0 | 0 | 0 | 0 | 0 | 0 | 0 | 0 | 0 | 0 | 0 | 0 | 0 | 0 | 0 | 0 | -821.8175
309 | XA09 - RTS Redevelopment Project | Replacement - Major Station CBD | Major Station | TRUE | Switchgear | Network | Labour - External | 50% |  | 6476.3536 | -2246.5317 | 0 | 0 | 0 | 0 | 0 | 0 | 0 | 0 | 0 | 0 | -13.0299 | 0 | 0 | 0 | 0 | 0 | 0 | 0 | 0 | 0 | 0 | -107.7047 | 0 | 0 | 0 | 0 | 0 | 0 | 0 | 0 | 0 | 6476.3536 | -2367.2663 | 0 | 0 | 0 | 0 | 0 | 0 | 0 | 0 | 0 | 0% | 0% | 0% | 0% | 0% | 0% | 0% | 0% | 0% | 0% | 0% | [10 empty] | 0 | 0 | 0 | 0 | 0 | 0 | 0 | 0 | 0 | 0 | 0 | 0 | 0 | 0 | 0 | 0 | 0 | 0 | 0 | 0 | 0 | 0 | 0 | 0 | 0 | 0 | 0 | 0 | 0 | 0 | 0 | 0 | 0 | 0 | 0 | 0 | 0 | 0 | 0 | 0 | -4109.0873
310 | XA09 - RTS Redevelopment Project | Replacement - Major Station CBD | Major Station | TRUE | Transformers | Network | Materials | 40% |  | 4088.2345 | -1418.1357 | 0 | 0 | 0 | 0 | 0 | 0 | 0 | 0 | 0 | 0 | 0 | 0 | 0 | 0 | 0 | 0 | 0 | 0 | 0 | 0 | 0 | -67.5971 | 0 | 0 | 0 | 0 | 0 | 0 | 0 | 0 | 0 | 4088.2345 | -1485.7328 | 0 | 0 | 0 | 0 | 0 | 0 | 0 | 0 | 0 | 0% | 0% | 0% | 0% | 0% | 0% | 0% | 0% | 0% | 0% | 0% | [10 empty] | 0 | 0 | 0 | 0 | 0 | 0 | 0 | 0 | 0 | 0 | 0 | 0 | 0 | 0 | 0 | 0 | 0 | 0 | 0 | 0 | 0 | 0 | 0 | 0 | 0 | 0 | 0 | 0 | 0 | 0 | 0 | 0 | 0 | 0 | 0 | 0 | 0 | 0 | 0 | 0 | -2602.5016
311 | XA09 - RTS Redevelopment Project | Replacement - Major Station CBD | Major Station | TRUE | Transformers | Network | Labour - Internal | 10% |  | 1022.0586 | -354.5339 | 0 | 0 | 0 | 0 | 0 | 0 | 0 | 0 | 0 | 0 | -2.0563 | 0 | 0 | 0 | 0 | 0 | 0 | 0 | 0 | 0 | 0 | -16.9973 | 0 | 0 | 0 | 0 | 0 | 0 | 0 | 0 | 0 | 1022.0586 | -373.5875 | 0 | 0 | 0 | 0 | 0 | 0 | 0 | 0 | 0 | 0% | 0% | 0% | 0% | 0% | 0% | 0% | 0% | 0% | 0% | 0% | [10 empty] | 0 | 0 | 0 | 0 | 0 | 0 | 0 | 0 | 0 | 0 | 0 | 0 | 0 | 0 | 0 | 0 | 0 | 0 | 0 | 0 | 0 | 0 | 0 | 0 | 0 | 0 | 0 | 0 | 0 | 0 | 0 | 0 | 0 | 0 | 0 | 0 | 0 | 0 | 0 | 0 | -648.4711
312 | XA09 - RTS Redevelopment Project | Replacement - Major Station CBD | Major Station | TRUE | Transformers | Network | Labour - External | 50% |  | 5110.2931 | -1772.6696 | 0 | 0 | 0 | 0 | 0 | 0 | 0 | 0 | 0 | 0 | -10.2815 | 0 | 0 | 0 | 0 | 0 | 0 | 0 | 0 | 0 | 0 | -84.9865 | 0 | 0 | 0 | 0 | 0 | 0 | 0 | 0 | 0 | 5110.2931 | -1867.9376 | 0 | 0 | 0 | 0 | 0 | 0 | 0 | 0 | 0 | 0% | 0% | 0% | 0% | 0% | 0% | 0% | 0% | 0% | 0% | 0% | [10 empty] | 0 | 0 | 0 | 0 | 0 | 0 | 0 | 0 | 0 | 0 | 0 | 0 | 0 | 0 | 0 | 0 | 0 | 0 | 0 | 0 | 0 | 0 | 0 | 0 | 0 | 0 | 0 | 0 | 0 | 0 | 0 | 0 | 0 | 0 | 0 | 0 | 0 | 0 | 0 | 0 | -3242.3555
313 | XA09 - RTS Redevelopment Project | Replacement - Major Station CBD | Major Station | TRUE | Towers and Conductor | Network | Materials | 40% |  | 1188.6992 | -412.3386 | 0 | 0 | 0 | 0 | 0 | 0 | 0 | 0 | 0 | 0 | 0 | 0 | 0 | 0 | 0 | 0 | 0 | 0 | 0 | 0 | 0 | -19.6546 | 0 | 0 | 0 | 0 | 0 | 0 | 0 | 0 | 0 | 1188.6992 | -431.9932 | 0 | 0 | 0 | 0 | 0 | 0 | 0 | 0 | 0 | 0% | 0% | 0% | 0% | 0% | 0% | 0% | 0% | 0% | 0% | 0% | [10 empty] | 0 | 0 | 0 | 0 | 0 | 0 | 0 | 0 | 0 | 0 | 0 | 0 | 0 | 0 | 0 | 0 | 0 | 0 | 0 | 0 | 0 | 0 | 0 | 0 | 0 | 0 | 0 | 0 | 0 | 0 | 0 | 0 | 0 | 0 | 0 | 0 | 0 | 0 | 0 | 0 | -756.706
314 | XA09 - RTS Redevelopment Project | Replacement - Major Station CBD | Major Station | TRUE | Towers and Conductor | Network | Labour - Internal | 10% |  | 297.1748 | -103.0846 | 0 | 0 | 0 | 0 | 0 | 0 | 0 | 0 | 0 | 0 | -0.59789 | 0 | 0 | 0 | 0 | 0 | 0 | 0 | 0 | 0 | 0 | -4.9422 | 0 | 0 | 0 | 0 | 0 | 0 | 0 | 0 | 0 | 297.1748 | -108.6247 | 0 | 0 | 0 | 0 | 0 | 0 | 0 | 0 | 0 | 0% | 0% | 0% | 0% | 0% | 0% | 0% | 0% | 0% | 0% | 0% | [10 empty] | 0 | 0 | 0 | 0 | 0 | 0 | 0 | 0 | 0 | 0 | 0 | 0 | 0 | 0 | 0 | 0 | 0 | 0 | 0 | 0 | 0 | 0 | 0 | 0 | 0 | 0 | 0 | 0 | 0 | 0 | 0 | 0 | 0 | 0 | 0 | 0 | 0 | 0 | 0 | 0 | -188.5501
315 | XA09 - RTS Redevelopment Project | Replacement - Major Station CBD | Major Station | TRUE | Towers and Conductor | Network | Labour - External | 50% |  | 1485.874 | -515.4232 | 0 | 0 | 0 | 0 | 0 | 0 | 0 | 0 | 0 | 0 | -2.9895 | 0 | 0 | 0 | 0 | 0 | 0 | 0 | 0 | 0 | 0 | -24.7108 | 0 | 0 | 0 | 0 | 0 | 0 | 0 | 0 | 0 | 1485.874 | -543.1234 | 0 | 0 | 0 | 0 | 0 | 0 | 0 | 0 | 0 | 0% | 0% | 0% | 0% | 0% | 0% | 0% | 0% | 0% | 0% | 0% | [10 empty] | 0 | 0 | 0 | 0 | 0 | 0 | 0 | 0 | 0 | 0 | 0 | 0 | 0 | 0 | 0 | 0 | 0 | 0 | 0 | 0 | 0 | 0 | 0 | 0 | 0 | 0 | 0 | 0 | 0 | 0 | 0 | 0 | 0 | 0 | 0 | 0 | 0 | 0 | 0 | 0 | -942.7505
316 | XA09 - RTS Redevelopment Project | Replacement - Major Station CBD | Major Station | TRUE | Establishment | Network | Materials | 40% |  | 767.4825 | -266.226 | 0 | 0 | 0 | 0 | 0 | 0 | 0 | 0 | 0 | 0 | 0 | 0 | 0 | 0 | 0 | 0 | 0 | 0 | 0 | 0 | 0 | -12.69 | 0 | 0 | 0 | 0 | 0 | 0 | 0 | 0 | 0 | 767.4825 | -278.916 | 0 | 0 | 0 | 0 | 0 | 0 | 0 | 0 | 0 | 0% | 0% | 0% | 0% | 0% | 0% | 0% | 0% | 0% | 0% | 0% | [10 empty] | 0 | 0 | 0 | 0 | 0 | 0 | 0 | 0 | 0 | 0 | 0 | 0 | 0 | 0 | 0 | 0 | 0 | 0 | 0 | 0 | 0 | 0 | 0 | 0 | 0 | 0 | 0 | 0 | 0 | 0 | 0 | 0 | 0 | 0 | 0 | 0 | 0 | 0 | 0 | 0 | -488.5665
317 | XA09 - RTS Redevelopment Project | Replacement - Major Station CBD | Major Station | TRUE | Establishment | Network | Labour - Internal | 10% |  | 191.8706 | -66.5565 | 0 | 0 | 0 | 0 | 0 | 0 | 0 | 0 | 0 | 0 | -0.38603 | 0 | 0 | 0 | 0 | 0 | 0 | 0 | 0 | 0 | 0 | -3.1909 | 0 | 0 | 0 | 0 | 0 | 0 | 0 | 0 | 0 | 191.8706 | -70.1334 | 0 | 0 | 0 | 0 | 0 | 0 | 0 | 0 | 0 | 0% | 0% | 0% | 0% | 0% | 0% | 0% | 0% | 0% | 0% | 0% | [10 empty] | 0 | 0 | 0 | 0 | 0 | 0 | 0 | 0 | 0 | 0 | 0 | 0 | 0 | 0 | 0 | 0 | 0 | 0 | 0 | 0 | 0 | 0 | 0 | 0 | 0 | 0 | 0 | 0 | 0 | 0 | 0 | 0 | 0 | 0 | 0 | 0 | 0 | 0 | 0 | 0 | -121.7372
318 | XA09 - RTS Redevelopment Project | Replacement - Major Station CBD | Major Station | TRUE | Establishment | Network | Labour - External | 50% |  | 959.3531 | -332.7825 | 0 | 0 | 0 | 0 | 0 | 0 | 0 | 0 | 0 | 0 | -1.9301 | 0 | 0 | 0 | 0 | 0 | 0 | 0 | 0 | 0 | 0 | -15.9545 | 0 | 0 | 0 | 0 | 0 | 0 | 0 | 0 | 0 | 959.3531 | -350.6671 | 0 | 0 | 0 | 0 | 0 | 0 | 0 | 0 | 0 | 0% | 0% | 0% | 0% | 0% | 0% | 0% | 0% | 0% | 0% | 0% | [10 empty] | 0 | 0 | 0 | 0 | 0 | 0 | 0 | 0 | 0 | 0 | 0 | 0 | 0 | 0 | 0 | 0 | 0 | 0 | 0 | 0 | 0 | 0 | 0 | 0 | 0 | 0 | 0 | 0 | 0 | 0 | 0 | 0 | 0 | 0 | 0 | 0 | 0 | 0 | 0 | 0 | -608.686
319 | XA09 - RTS Redevelopment - Part II | Replacement - Major Station CBD | Major Station | TRUE | Secondary | Network | Materials | 40% |  | 0 | 497.6398 | 0 | 0 | 0 | 0 | 0 | 0 | 0 | 0 | 0 | 0 | 0 | 0 | 0 | 0 | 0 | 0 | 0 | 0 | 0 | 0 | 0 | 23.7206 | 0 | 0 | 0 | 0 | 0 | 0 | 0 | 0 | 0 | 0 | 521.3604 | 0 | 0 | 0 | 0 | 0 | 0 | 0 | 0 | 0 | 0% | 0% | 0% | 0% | 0% | 0% | 0% | 0% | 0% | 0% | 0% | [10 empty] | 0 | 0 | 0 | 0 | 0 | 0 | 0 | 0 | 0 | 0 | 0 | 0 | 0 | 0 | 0 | 0 | 0 | 0 | 0 | 0 | 0 | 0 | 0 | 0 | 0 | 0 | 0 | 0 | 0 | 0 | 0 | 0 | 0 | 0 | 0 | 0 | 0 | 0 | 0 | 0 | -521.3604
320 | XA09 - RTS Redevelopment - Part II | Replacement - Major Station CBD | Major Station | TRUE | Secondary | Network | Labour - Internal | 10% |  | 0 | 124.4099 | 0 | 0 | 0 | 0 | 0 | 0 | 0 | 0 | 0 | 0 | 0.72158 | 0 | 0 | 0 | 0 | 0 | 0 | 0 | 0 | 0 | 0 | 5.9645 | 0 | 0 | 0 | 0 | 0 | 0 | 0 | 0 | 0 | 0 | 131.0961 | 0 | 0 | 0 | 0 | 0 | 0 | 0 | 0 | 0 | 0% | 0% | 0% | 0% | 0% | 0% | 0% | 0% | 0% | 0% | 0% | [10 empty] | 0 | 0 | 0 | 0 | 0 | 0 | 0 | 0 | 0 | 0 | 0 | 0 | 0 | 0 | 0 | 0 | 0 | 0 | 0 | 0 | 0 | 0 | 0 | 0 | 0 | 0 | 0 | 0 | 0 | 0 | 0 | 0 | 0 | 0 | 0 | 0 | 0 | 0 | 0 | 0 | -131.0961
321 | XA09 - RTS Redevelopment - Part II | Replacement - Major Station CBD | Major Station | TRUE | Secondary | Network | Labour - External | 50% |  | 0 | 622.0497 | 0 | 0 | 0 | 0 | 0 | 0 | 0 | 0 | 0 | 0 | 3.6079 | 0 | 0 | 0 | 0 | 0 | 0 | 0 | 0 | 0 | 0 | 29.8227 | 0 | 0 | 0 | 0 | 0 | 0 | 0 | 0 | 0 | 0 | 655.4803 | 0 | 0 | 0 | 0 | 0 | 0 | 0 | 0 | 0 | 0% | 0% | 0% | 0% | 0% | 0% | 0% | 0% | 0% | 0% | 0% | [10 empty] | 0 | 0 | 0 | 0 | 0 | 0 | 0 | 0 | 0 | 0 | 0 | 0 | 0 | 0 | 0 | 0 | 0 | 0 | 0 | 0 | 0 | 0 | 0 | 0 | 0 | 0 | 0 | 0 | 0 | 0 | 0 | 0 | 0 | 0 | 0 | 0 | 0 | 0 | 0 | 0 | -655.4803
322 | XA09 - RTS Redevelopment - Part II | Replacement - Major Station CBD | Major Station | TRUE | Switchgear | Network | Materials | 40% |  | 0 | 3387.6979 | 0 | 0 | 0 | 0 | 0 | 0 | 0 | 0 | 0 | 0 | 0 | 0 | 0 | 0 | 0 | 0 | 0 | 0 | 0 | 0 | 0 | 161.4787 | 0 | 0 | 0 | 0 | 0 | 0 | 0 | 0 | 0 | 0 | 3549.1766 | 0 | 0 | 0 | 0 | 0 | 0 | 0 | 0 | 0 | 0% | 0% | 0% | 0% | 0% | 0% | 0% | 0% | 0% | 0% | 0% | [10 empty] | 0 | 0 | 0 | 0 | 0 | 0 | 0 | 0 | 0 | 0 | 0 | 0 | 0 | 0 | 0 | 0 | 0 | 0 | 0 | 0 | 0 | 0 | 0 | 0 | 0 | 0 | 0 | 0 | 0 | 0 | 0 | 0 | 0 | 0 | 0 | 0 | 0 | 0 | 0 | 0 | -3549.1766
323 | XA09 - RTS Redevelopment - Part II | Replacement - Major Station CBD | Major Station | TRUE | Switchgear | Network | Labour - Internal | 10% |  | 0 | 846.9245 | 0 | 0 | 0 | 0 | 0 | 0 | 0 | 0 | 0 | 0 | 4.9122 | 0 | 0 | 0 | 0 | 0 | 0 | 0 | 0 | 0 | 0 | 40.6038 | 0 | 0 | 0 | 0 | 0 | 0 | 0 | 0 | 0 | 0 | 892.4405 | 0 | 0 | 0 | 0 | 0 | 0 | 0 | 0 | 0 | 0% | 0% | 0% | 0% | 0% | 0% | 0% | 0% | 0% | 0% | 0% | [10 empty] | 0 | 0 | 0 | 0 | 0 | 0 | 0 | 0 | 0 | 0 | 0 | 0 | 0 | 0 | 0 | 0 | 0 | 0 | 0 | 0 | 0 | 0 | 0 | 0 | 0 | 0 | 0 | 0 | 0 | 0 | 0 | 0 | 0 | 0 | 0 | 0 | 0 | 0 | 0 | 0 | -892.4405
324 | XA09 - RTS Redevelopment - Part II | Replacement - Major Station CBD | Major Station | TRUE | Switchgear | Network | Labour - External | 50% |  | 0 | 4234.6224 | 0 | 0 | 0 | 0 | 0 | 0 | 0 | 0 | 0 | 0 | 24.5608 | 0 | 0 | 0 | 0 | 0 | 0 | 0 | 0 | 0 | 0 | 203.019 | 0 | 0 | 0 | 0 | 0 | 0 | 0 | 0 | 0 | 0 | 4462.2023 | 0 | 0 | 0 | 0 | 0 | 0 | 0 | 0 | 0 | 0% | 0% | 0% | 0% | 0% | 0% | 0% | 0% | 0% | 0% | 0% | [10 empty] | 0 | 0 | 0 | 0 | 0 | 0 | 0 | 0 | 0 | 0 | 0 | 0 | 0 | 0 | 0 | 0 | 0 | 0 | 0 | 0 | 0 | 0 | 0 | 0 | 0 | 0 | 0 | 0 | 0 | 0 | 0 | 0 | 0 | 0 | 0 | 0 | 0 | 0 | 0 | 0 | -4462.2023
325 | XA09 - RTS Redevelopment - Part II | Replacement - Major Station CBD | Major Station | TRUE | Transformers | Network | Materials | 40% |  | 0 | 2673.1291 | 0 | 0 | 0 | 0 | 0 | 0 | 0 | 0 | 0 | 0 | 0 | 0 | 0 | 0 | 0 | 0 | 0 | 0 | 0 | 0 | 0 | 127.4179 | 0 | 0 | 0 | 0 | 0 | 0 | 0 | 0 | 0 | 0 | 2800.547 | 0 | 0 | 0 | 0 | 0 | 0 | 0 | 0 | 0 | 0% | 0% | 0% | 0% | 0% | 0% | 0% | 0% | 0% | 0% | 0% | [10 empty] | 0 | 0 | 0 | 0 | 0 | 0 | 0 | 0 | 0 | 0 | 0 | 0 | 0 | 0 | 0 | 0 | 0 | 0 | 0 | 0 | 0 | 0 | 0 | 0 | 0 | 0 | 0 | 0 | 0 | 0 | 0 | 0 | 0 | 0 | 0 | 0 | 0 | 0 | 0 | 0 | -2800.547
326 | XA09 - RTS Redevelopment - Part II | Replacement - Major Station CBD | Major Station | TRUE | Transformers | Network | Labour - Internal | 10% |  | 0 | 668.2823 | 0 | 0 | 0 | 0 | 0 | 0 | 0 | 0 | 0 | 0 | 3.876 | 0 | 0 | 0 | 0 | 0 | 0 | 0 | 0 | 0 | 0 | 32.0392 | 0 | 0 | 0 | 0 | 0 | 0 | 0 | 0 | 0 | 0 | 704.1975 | 0 | 0 | 0 | 0 | 0 | 0 | 0 | 0 | 0 | 0% | 0% | 0% | 0% | 0% | 0% | 0% | 0% | 0% | 0% | 0% | [10 empty] | 0 | 0 | 0 | 0 | 0 | 0 | 0 | 0 | 0 | 0 | 0 | 0 | 0 | 0 | 0 | 0 | 0 | 0 | 0 | 0 | 0 | 0 | 0 | 0 | 0 | 0 | 0 | 0 | 0 | 0 | 0 | 0 | 0 | 0 | 0 | 0 | 0 | 0 | 0 | 0 | -704.1975
327 | XA09 - RTS Redevelopment - Part II | Replacement - Major Station CBD | Major Station | TRUE | Transformers | Network | Labour - External | 50% |  | 0 | 3341.4114 | 0 | 0 | 0 | 0 | 0 | 0 | 0 | 0 | 0 | 0 | 19.3802 | 0 | 0 | 0 | 0 | 0 | 0 | 0 | 0 | 0 | 0 | 160.1961 | 0 | 0 | 0 | 0 | 0 | 0 | 0 | 0 | 0 | 0 | 3520.9877 | 0 | 0 | 0 | 0 | 0 | 0 | 0 | 0 | 0 | 0% | 0% | 0% | 0% | 0% | 0% | 0% | 0% | 0% | 0% | 0% | [10 empty] | 0 | 0 | 0 | 0 | 0 | 0 | 0 | 0 | 0 | 0 | 0 | 0 | 0 | 0 | 0 | 0 | 0 | 0 | 0 | 0 | 0 | 0 | 0 | 0 | 0 | 0 | 0 | 0 | 0 | 0 | 0 | 0 | 0 | 0 | 0 | 0 | 0 | 0 | 0 | 0 | -3520.9877
328 | XA09 - RTS Redevelopment - Part II | Replacement - Major Station CBD | Major Station | TRUE | Towers and Conductor | Network | Materials | 40% |  | 0 | 777.2417 | 0 | 0 | 0 | 0 | 0 | 0 | 0 | 0 | 0 | 0 | 0 | 0 | 0 | 0 | 0 | 0 | 0 | 0 | 0 | 0 | 0 | 37.0482 | 0 | 0 | 0 | 0 | 0 | 0 | 0 | 0 | 0 | 0 | 814.2899 | 0 | 0 | 0 | 0 | 0 | 0 | 0 | 0 | 0 | 0% | 0% | 0% | 0% | 0% | 0% | 0% | 0% | 0% | 0% | 0% | [10 empty] | 0 | 0 | 0 | 0 | 0 | 0 | 0 | 0 | 0 | 0 | 0 | 0 | 0 | 0 | 0 | 0 | 0 | 0 | 0 | 0 | 0 | 0 | 0 | 0 | 0 | 0 | 0 | 0 | 0 | 0 | 0 | 0 | 0 | 0 | 0 | 0 | 0 | 0 | 0 | 0 | -814.2899
329 | XA09 - RTS Redevelopment - Part II | Replacement - Major Station CBD | Major Station | TRUE | Towers and Conductor | Network | Labour - Internal | 10% |  | 0 | 194.3104 | 0 | 0 | 0 | 0 | 0 | 0 | 0 | 0 | 0 | 0 | 1.127 | 0 | 0 | 0 | 0 | 0 | 0 | 0 | 0 | 0 | 0 | 9.3158 | 0 | 0 | 0 | 0 | 0 | 0 | 0 | 0 | 0 | 0 | 204.7532 | 0 | 0 | 0 | 0 | 0 | 0 | 0 | 0 | 0 | 0% | 0% | 0% | 0% | 0% | 0% | 0% | 0% | 0% | 0% | 0% | [10 empty] | 0 | 0 | 0 | 0 | 0 | 0 | 0 | 0 | 0 | 0 | 0 | 0 | 0 | 0 | 0 | 0 | 0 | 0 | 0 | 0 | 0 | 0 | 0 | 0 | 0 | 0 | 0 | 0 | 0 | 0 | 0 | 0 | 0 | 0 | 0 | 0 | 0 | 0 | 0 | 0 | -204.7532
330 | XA09 - RTS Redevelopment - Part II | Replacement - Major Station CBD | Major Station | TRUE | Towers and Conductor | Network | Labour - External | 50% |  | 0 | 971.5521 | 0 | 0 | 0 | 0 | 0 | 0 | 0 | 0 | 0 | 0 | 5.635 | 0 | 0 | 0 | 0 | 0 | 0 | 0 | 0 | 0 | 0 | 46.5788 | 0 | 0 | 0 | 0 | 0 | 0 | 0 | 0 | 0 | 0 | 1023.7659 | 0 | 0 | 0 | 0 | 0 | 0 | 0 | 0 | 0 | 0% | 0% | 0% | 0% | 0% | 0% | 0% | 0% | 0% | 0% | 0% | [10 empty] | 0 | 0 | 0 | 0 | 0 | 0 | 0 | 0 | 0 | 0 | 0 | 0 | 0 | 0 | 0 | 0 | 0 | 0 | 0 | 0 | 0 | 0 | 0 | 0 | 0 | 0 | 0 | 0 | 0 | 0 | 0 | 0 | 0 | 0 | 0 | 0 | 0 | 0 | 0 | 0 | -1023.7659
331 | XA09 - RTS Redevelopment - Part II | Replacement - Major Station CBD | Major Station | TRUE | Establishment | Network | Materials | 40% |  | 0 | 501.8254 | 0 | 0 | 0 | 0 | 0 | 0 | 0 | 0 | 0 | 0 | 0 | 0 | 0 | 0 | 0 | 0 | 0 | 0 | 0 | 0 | 0 | 23.9201 | 0 | 0 | 0 | 0 | 0 | 0 | 0 | 0 | 0 | 0 | 525.7455 | 0 | 0 | 0 | 0 | 0 | 0 | 0 | 0 | 0 | 0% | 0% | 0% | 0% | 0% | 0% | 0% | 0% | 0% | 0% | 0% | [10 empty] | 0 | 0 | 0 | 0 | 0 | 0 | 0 | 0 | 0 | 0 | 0 | 0 | 0 | 0 | 0 | 0 | 0 | 0 | 0 | 0 | 0 | 0 | 0 | 0 | 0 | 0 | 0 | 0 | 0 | 0 | 0 | 0 | 0 | 0 | 0 | 0 | 0 | 0 | 0 | 0 | -525.7455
332 | XA09 - RTS Redevelopment - Part II | Replacement - Major Station CBD | Major Station | TRUE | Establishment | Network | Labour - Internal | 10% |  | 0 | 125.4563 | 0 | 0 | 0 | 0 | 0 | 0 | 0 | 0 | 0 | 0 | 0.72765 | 0 | 0 | 0 | 0 | 0 | 0 | 0 | 0 | 0 | 0 | 6.0147 | 0 | 0 | 0 | 0 | 0 | 0 | 0 | 0 | 0 | 0 | 132.1987 | 0 | 0 | 0 | 0 | 0 | 0 | 0 | 0 | 0 | 0% | 0% | 0% | 0% | 0% | 0% | 0% | 0% | 0% | 0% | 0% | [10 empty] | 0 | 0 | 0 | 0 | 0 | 0 | 0 | 0 | 0 | 0 | 0 | 0 | 0 | 0 | 0 | 0 | 0 | 0 | 0 | 0 | 0 | 0 | 0 | 0 | 0 | 0 | 0 | 0 | 0 | 0 | 0 | 0 | 0 | 0 | 0 | 0 | 0 | 0 | 0 | 0 | -132.1987
333 | XA09 - RTS Redevelopment - Part II | Replacement - Major Station CBD | Major Station | TRUE | Establishment | Network | Labour - External | 50% |  | 0 | 627.2817 | 0 | 0 | 0 | 0 | 0 | 0 | 0 | 0 | 0 | 0 | 3.6382 | 0 | 0 | 0 | 0 | 0 | 0 | 0 | 0 | 0 | 0 | 30.0736 | 0 | 0 | 0 | 0 | 0 | 0 | 0 | 0 | 0 | 0 | 660.9935 | 0 | 0 | 0 | 0 | 0 | 0 | 0 | 0 | 0 | 0% | 0% | 0% | 0% | 0% | 0% | 0% | 0% | 0% | 0% | 0% | [10 empty] | 0 | 0 | 0 | 0 | 0 | 0 | 0 | 0 | 0 | 0 | 0 | 0 | 0 | 0 | 0 | 0 | 0 | 0 | 0 | 0 | 0 | 0 | 0 | 0 | 0 | 0 | 0 | 0 | 0 | 0 | 0 | 0 | 0 | 0 | 0 | 0 | 0 | 0 | 0 | 0 | -660.9935
334 | FBTS 220 & 66 kV CB Replacement Stage 1 | Replacement - Major Station | Major Station | TRUE | Switchgear | Network | Materials | 40% |  | 1877.3495 | 998.7247 | 2165.0923 | 759.0706 | 0 | 0 | 0 | 0 | 0 | 0 | 0 | 0 | 0 | 0 | 0 | 0 | 0 | 0 | 0 | 0 | 0 | 0 | 0 | 47.6054 | 146.9254 | 46.1875 | 0 | 0 | 0 | 0 | 0 | 0 | 0 | 1877.3495 | 1046.3301 | 2312.0177 | 805.2581 | 0 | 0 | 0 | 0 | 0 | 0 | 0 | 0% | 90% | 10% | 0% | 0% | 0% | 0% | 0% | 0% | 0% | 100% | [10 empty] | 0 | 5220.2134 | 580.0237 | 0 | 0 | 0 | 0 | 0 | 0 | 0 | 0 | 0 | 0 | 0 | 0 | 0 | 0 | 0 | 0 | 0 | 0 | 194.5308 | 46.1875 | 0 | 0 | 0 | 0 | 0 | 0 | 0 | 0 | 5414.7441 | 626.2112 | 0 | 0 | 0 | 0 | 0 | 0 | 0 | 0
335 | FBTS 220 & 66 kV CB Replacement Stage 1 | Replacement - Major Station | Major Station | TRUE | Switchgear | Network | Labour - Internal | 10% |  | 469.3374 | 249.6812 | 541.2731 | 189.7676 | 0 | 0 | 0 | 0 | 0 | 0 | 0 | 0 | 1.4482 | 1.9805 | 1.8736 | 0 | 0 | 0 | 0 | 0 | 0 | 0 | 0 | 11.9704 | 36.8657 | 11.6609 | 0 | 0 | 0 | 0 | 0 | 0 | 0 | 469.3374 | 263.0997 | 580.1194 | 203.3021 | 0 | 0 | 0 | 0 | 0 | 0 | 0 | 0% | 90% | 10% | 0% | 0% | 0% | 0% | 0% | 0% | 0% | 100% | [10 empty] | 0 | 1305.0533 | 145.0059 | 0 | 0 | 0 | 0 | 0 | 0 | 0 | 0 | 3.4287 | 1.8736 | 0 | 0 | 0 | 0 | 0 | 0 | 0 | 0 | 48.8361 | 11.6609 | 0 | 0 | 0 | 0 | 0 | 0 | 0 | 0 | 1357.3182 | 158.5404 | 0 | 0 | 0 | 0 | 0 | 0 | 0 | 0
336 | FBTS 220 & 66 kV CB Replacement Stage 1 | Replacement - Major Station | Major Station | TRUE | Switchgear | Network | Labour - External | 50% |  | 2346.6869 | 1248.4059 | 2706.3654 | 948.8382 | 0 | 0 | 0 | 0 | 0 | 0 | 0 | 0 | 7.2408 | -7.114 | -1.3836 | 0 | 0 | 0 | 0 | 0 | 0 | 0 | 0 | 59.8519 | 183.174 | 57.6502 | 0 | 0 | 0 | 0 | 0 | 0 | 0 | 2346.6869 | 1315.4985 | 2882.4253 | 1005.1048 | 0 | 0 | 0 | 0 | 0 | 0 | 0 | 0% | 90% | 10% | 0% | 0% | 0% | 0% | 0% | 0% | 0% | 100% | [10 empty] | 0 | 6525.2667 | 725.0296 | 0 | 0 | 0 | 0 | 0 | 0 | 0 | 0 | 0.12673 | -1.3836 | 0 | 0 | 0 | 0 | 0 | 0 | 0 | 0 | 243.0258 | 57.6502 | 0 | 0 | 0 | 0 | 0 | 0 | 0 | 0 | 6768.4193 | 781.2962 | 0 | 0 | 0 | 0 | 0 | 0 | 0 | 0
337 | HWPS 220kV CB Replacement - Stage 4 | Replacement - Major Station | Major Station | TRUE | Switchgear | Network | Materials | 40% |  | 3484.4414 | 430.1366 | 926.1874 | 755.7587 | 969.0817 | 0 | 0 | 0 | 0 | 0 | 0 | 0 | 0 | 0 | 0 | 0 | 0 | 0 | 0 | 0 | 0 | 0 | 0 | 20.503 | 62.852 | 45.986 | 46.5825 | 0 | 0 | 0 | 0 | 0 | 0 | 3484.4414 | 450.6396 | 989.0394 | 801.7447 | 1015.6642 | 0 | 0 | 0 | 0 | 0 | 0 | 20% | 40% | 30% | 10% | 0% | 0% | 0% | 0% | 0% | 0% | 100% | [10 empty] | 1313.1212 | 2626.2423 | 1969.6817 | 656.5606 | 0 | 0 | 0 | 0 | 0 | 0 | 0 | 0 | 0 | 0 | 0 | 0 | 0 | 0 | 0 | 0 | 20.503 | 47.3304 | 68.7302 | 39.3599 | 0 | 0 | 0 | 0 | 0 | 0 | 1333.6241 | 2673.5727 | 2038.412 | 695.9204 | 0 | 0 | 0 | 0 | 0 | 0 | 0
338 | HWPS 220kV CB Replacement - Stage 4 | Replacement - Major Station | Major Station | TRUE | Switchgear | Network | Labour - Internal | 10% |  | 871.1103 | 107.5342 | 231.5469 | 188.9397 | 242.2704 | 0 | 0 | 0 | 0 | 0 | 0 | 0 | 0.6237 | 0.84724 | 1.8654 | 3.6632 | 0 | 0 | 0 | 0 | 0 | 0 | 0 | 5.1555 | 15.7705 | 11.61 | 11.8217 | 0 | 0 | 0 | 0 | 0 | 0 | 871.1103 | 113.3133 | 248.1646 | 202.4151 | 257.7553 | 0 | 0 | 0 | 0 | 0 | 0 | 20% | 40% | 30% | 10% | 0% | 0% | 0% | 0% | 0% | 0% | 100% | [10 empty] | 328.2803 | 656.5606 | 492.4204 | 164.1401 | 0 | 0 | 0 | 0 | 0 | 0 | 0.6237 | 0.57334 | 2.3256 | 3.4768 | 0 | 0 | 0 | 0 | 0 | 0 | 5.1555 | 11.8739 | 17.3235 | 10.0048 | 0 | 0 | 0 | 0 | 0 | 0 | 334.0595 | 669.0078 | 512.0695 | 177.6218 | 0 | 0 | 0 | 0 | 0 | 0 | 0
339 | HWPS 220kV CB Replacement - Stage 4 | Replacement - Major Station | Major Station | TRUE | Switchgear | Network | Labour - External | 50% |  | 4355.5517 | 537.6708 | 1157.7343 | 944.6984 | 1211.3521 | 0 | 0 | 0 | 0 | 0 | 0 | 0 | 3.1185 | -3.0433 | -1.3775 | 3.0365 | 0 | 0 | 0 | 0 | 0 | 0 | 0 | 25.7774 | 78.3585 | 57.3987 | 58.3741 | 0 | 0 | 0 | 0 | 0 | 0 | 4355.5517 | 566.5666 | 1233.0495 | 1000.7195 | 1272.7627 | 0 | 0 | 0 | 0 | 0 | 0 | 20% | 40% | 30% | 10% | 0% | 0% | 0% | 0% | 0% | 0% | 100% | [10 empty] | 1641.4014 | 3282.8029 | 2462.1022 | 820.7007 | 0 | 0 | 0 | 0 | 0 | 0 | 3.1185 | -3.0573 | -1.4363 | 3.1093 | 0 | 0 | 0 | 0 | 0 | 0 | 25.7774 | 58.9673 | 85.8103 | 49.3537 | 0 | 0 | 0 | 0 | 0 | 0 | 1670.2973 | 3338.7129 | 2546.4762 | 873.1637 | 0 | 0 | 0 | 0 | 0 | 0 | 0
340 | FBTS Transformer and CB Replacement | Replacement - Major Station | Major Station | TRUE | Secondary | Network | Materials | 40% |  | 223.2988 | 173.3869 | 199.3564 | 98.5745 | 0 | 0 | 0 | 0 | 0 | 0 | 0 | 0 | 0 | 0 | 0 | 0 | 0 | 0 | 0 | 0 | 0 | 0 | 0 | 8.2647 | 13.5285 | 5.998 | 0 | 0 | 0 | 0 | 0 | 0 | 0 | 223.2988 | 181.6516 | 212.8849 | 104.5725 | 0 | 0 | 0 | 0 | 0 | 0 | 0 | 0% | 83% | 17% | 0% | 0% | 0% | 0% | 0% | 0% | 0% | 100% | [10 empty] | 0 | 576.5318 | 118.0848 | 0 | 0 | 0 | 0 | 0 | 0 | 0 | 0 | 0 | 0 | 0 | 0 | 0 | 0 | 0 | 0 | 0 | 0 | 21.7932 | 5.998 | 0 | 0 | 0 | 0 | 0 | 0 | 0 | 0 | 598.325 | 124.0828 | 0 | 0 | 0 | 0 | 0 | 0 | 0 | 0
341 | FBTS Transformer and CB Replacement | Replacement - Major Station | Major Station | TRUE | Secondary | Network | Labour - Internal | 10% |  | 55.8247 | 43.3467 | 49.8391 | 24.6436 | 0 | 0 | 0 | 0 | 0 | 0 | 0 | 0 | 0.25141 | 0.18236 | 0.2433 | 0 | 0 | 0 | 0 | 0 | 0 | 0 | 0 | 2.0782 | 3.3945 | 1.5143 | 0 | 0 | 0 | 0 | 0 | 0 | 0 | 55.8247 | 45.6763 | 53.416 | 26.4012 | 0 | 0 | 0 | 0 | 0 | 0 | 0 | 0% | 83% | 17% | 0% | 0% | 0% | 0% | 0% | 0% | 0% | 100% | [10 empty] | 0 | 144.1329 | 29.5212 | 0 | 0 | 0 | 0 | 0 | 0 | 0 | 0 | 0.43377 | 0.2433 | 0 | 0 | 0 | 0 | 0 | 0 | 0 | 0 | 5.4727 | 1.5143 | 0 | 0 | 0 | 0 | 0 | 0 | 0 | 0 | 150.0394 | 31.2788 | 0 | 0 | 0 | 0 | 0 | 0 | 0 | 0
342 | FBTS Transformer and CB Replacement | Replacement - Major Station | Major Station | TRUE | Secondary | Network | Labour - External | 50% |  | 279.1235 | 216.7336 | 249.1955 | 123.2181 | 0 | 0 | 0 | 0 | 0 | 0 | 0 | 0 | 1.2571 | -0.65504 | -0.17967 | 0 | 0 | 0 | 0 | 0 | 0 | 0 | 0 | 10.3908 | 16.8662 | 7.4866 | 0 | 0 | 0 | 0 | 0 | 0 | 0 | 279.1235 | 228.3815 | 265.4066 | 130.525 | 0 | 0 | 0 | 0 | 0 | 0 | 0 | 0% | 83% | 17% | 0% | 0% | 0% | 0% | 0% | 0% | 0% | 100% | [10 empty] | 0 | 720.6647 | 147.606 | 0 | 0 | 0 | 0 | 0 | 0 | 0 | 0 | 0.60201 | -0.17967 | 0 | 0 | 0 | 0 | 0 | 0 | 0 | 0 | 27.257 | 7.4866 | 0 | 0 | 0 | 0 | 0 | 0 | 0 | 0 | 748.5237 | 154.9129 | 0 | 0 | 0 | 0 | 0 | 0 | 0 | 0
343 | FBTS Transformer and CB Replacement | Replacement - Major Station | Major Station | TRUE | Switchgear | Network | Materials | 40% |  | 700.0238 | 543.554 | 624.9662 | 309.023 | 0 | 0 | 0 | 0 | 0 | 0 | 0 | 0 | 0 | 0 | 0 | 0 | 0 | 0 | 0 | 0 | 0 | 0 | 0 | 25.9092 | 42.4108 | 18.8033 | 0 | 0 | 0 | 0 | 0 | 0 | 0 | 700.0238 | 569.4632 | 667.377 | 327.8263 | 0 | 0 | 0 | 0 | 0 | 0 | 0 | 0% | 83% | 17% | 0% | 0% | 0% | 0% | 0% | 0% | 0% | 100% | [10 empty] | 0 | 1807.3806 | 370.1864 | 0 | 0 | 0 | 0 | 0 | 0 | 0 | 0 | 0 | 0 | 0 | 0 | 0 | 0 | 0 | 0 | 0 | 0 | 68.32 | 18.8033 | 0 | 0 | 0 | 0 | 0 | 0 | 0 | 0 | 1875.7006 | 388.9897 | 0 | 0 | 0 | 0 | 0 | 0 | 0 | 0
344 | FBTS Transformer and CB Replacement | Replacement - Major Station | Major Station | TRUE | Switchgear | Network | Labour - Internal | 10% |  | 175.0059 | 135.8885 | 156.2415 | 77.2558 | 0 | 0 | 0 | 0 | 0 | 0 | 0 | 0 | 0.78815 | 0.5717 | 0.76274 | 0 | 0 | 0 | 0 | 0 | 0 | 0 | 0 | 6.5149 | 10.6415 | 4.7472 | 0 | 0 | 0 | 0 | 0 | 0 | 0 | 175.0059 | 143.1915 | 167.4548 | 82.7657 | 0 | 0 | 0 | 0 | 0 | 0 | 0 | 0% | 83% | 17% | 0% | 0% | 0% | 0% | 0% | 0% | 0% | 100% | [10 empty] | 0 | 451.8452 | 92.5466 | 0 | 0 | 0 | 0 | 0 | 0 | 0 | 0 | 1.3598 | 0.76274 | 0 | 0 | 0 | 0 | 0 | 0 | 0 | 0 | 17.1564 | 4.7472 | 0 | 0 | 0 | 0 | 0 | 0 | 0 | 0 | 470.3614 | 98.0566 | 0 | 0 | 0 | 0 | 0 | 0 | 0 | 0
345 | FBTS Transformer and CB Replacement | Replacement - Major Station | Major Station | TRUE | Switchgear | Network | Labour - External | 50% |  | 875.0297 | 679.4425 | 781.2077 | 386.2788 | 0 | 0 | 0 | 0 | 0 | 0 | 0 | 0 | 3.9408 | -2.0535 | -0.56326 | 0 | 0 | 0 | 0 | 0 | 0 | 0 | 0 | 32.5743 | 52.8742 | 23.4698 | 0 | 0 | 0 | 0 | 0 | 0 | 0 | 875.0297 | 715.9576 | 832.0284 | 409.1853 | 0 | 0 | 0 | 0 | 0 | 0 | 0 | 0% | 83% | 17% | 0% | 0% | 0% | 0% | 0% | 0% | 0% | 100% | [10 empty] | 0 | 2259.2258 | 462.733 | 0 | 0 | 0 | 0 | 0 | 0 | 0 | 0 | 1.8873 | -0.56326 | 0 | 0 | 0 | 0 | 0 | 0 | 0 | 0 | 85.4485 | 23.4698 | 0 | 0 | 0 | 0 | 0 | 0 | 0 | 0 | 2346.5615 | 485.6395 | 0 | 0 | 0 | 0 | 0 | 0 | 0 | 0
346 | FBTS Transformer and CB Replacement | Replacement - Major Station | Major Station | TRUE | Transformers | Network | Materials | 40% |  | 562.0471 | 436.418 | 501.7836 | 248.1137 | 0 | 0 | 0 | 0 | 0 | 0 | 0 | 0 | 0 | 0 | 0 | 0 | 0 | 0 | 0 | 0 | 0 | 0 | 0 | 20.8024 | 34.0515 | 15.0971 | 0 | 0 | 0 | 0 | 0 | 0 | 0 | 562.0471 | 457.2203 | 535.8351 | 263.2108 | 0 | 0 | 0 | 0 | 0 | 0 | 0 | 0% | 83% | 17% | 0% | 0% | 0% | 0% | 0% | 0% | 0% | 100% | [10 empty] | 0 | 1451.1407 | 297.2216 | 0 | 0 | 0 | 0 | 0 | 0 | 0 | 0 | 0 | 0 | 0 | 0 | 0 | 0 | 0 | 0 | 0 | 0 | 54.8539 | 15.0971 | 0 | 0 | 0 | 0 | 0 | 0 | 0 | 0 | 1505.9947 | 312.3187 | 0 | 0 | 0 | 0 | 0 | 0 | 0 | 0
347 | FBTS Transformer and CB Replacement | Replacement - Major Station | Major Station | TRUE | Transformers | Network | Labour - Internal | 10% |  | 140.5118 | 109.1045 | 125.4459 | 62.0284 | 0 | 0 | 0 | 0 | 0 | 0 | 0 | 0 | 0.63281 | 0.45901 | 0.6124 | 0 | 0 | 0 | 0 | 0 | 0 | 0 | 0 | 5.2308 | 8.544 | 3.8115 | 0 | 0 | 0 | 0 | 0 | 0 | 0 | 140.5118 | 114.9681 | 134.4489 | 66.4524 | 0 | 0 | 0 | 0 | 0 | 0 | 0 | 0% | 83% | 17% | 0% | 0% | 0% | 0% | 0% | 0% | 0% | 100% | [10 empty] | 0 | 362.7852 | 74.3054 | 0 | 0 | 0 | 0 | 0 | 0 | 0 | 0 | 1.0918 | 0.6124 | 0 | 0 | 0 | 0 | 0 | 0 | 0 | 0 | 13.7748 | 3.8115 | 0 | 0 | 0 | 0 | 0 | 0 | 0 | 0 | 377.6518 | 78.7293 | 0 | 0 | 0 | 0 | 0 | 0 | 0 | 0
348 | FBTS Transformer and CB Replacement | Replacement - Major Station | Major Station | TRUE | Transformers | Network | Labour - External | 50% |  | 702.5589 | 545.5225 | 627.2295 | 310.1421 | 0 | 0 | 0 | 0 | 0 | 0 | 0 | 0 | 3.164 | -1.6488 | -0.45224 | 0 | 0 | 0 | 0 | 0 | 0 | 0 | 0 | 26.1538 | 42.4525 | 18.8438 | 0 | 0 | 0 | 0 | 0 | 0 | 0 | 702.5589 | 574.8403 | 668.0333 | 328.5337 | 0 | 0 | 0 | 0 | 0 | 0 | 0 | 0% | 83% | 17% | 0% | 0% | 0% | 0% | 0% | 0% | 0% | 100% | [10 empty] | 0 | 1813.9259 | 371.527 | 0 | 0 | 0 | 0 | 0 | 0 | 0 | 0 | 1.5153 | -0.45224 | 0 | 0 | 0 | 0 | 0 | 0 | 0 | 0 | 68.6063 | 18.8438 | 0 | 0 | 0 | 0 | 0 | 0 | 0 | 0 | 1884.0476 | 389.9186 | 0 | 0 | 0 | 0 | 0 | 0 | 0 | 0
349 | FBTS Transformer and CB Replacement | Replacement - Major Station | Major Station | TRUE | Towers and Conductor | Network | Materials | 40% |  | 24.2165 | 18.8036 | 21.62 | 10.6903 | 0 | 0 | 0 | 0 | 0 | 0 | 0 | 0 | 0 | 0 | 0 | 0 | 0 | 0 | 0 | 0 | 0 | 0 | 0 | 0.8963 | 1.4672 | 0.65048 | 0 | 0 | 0 | 0 | 0 | 0 | 0 | 24.2165 | 19.6999 | 23.0871 | 11.3408 | 0 | 0 | 0 | 0 | 0 | 0 | 0 | 0% | 83% | 17% | 0% | 0% | 0% | 0% | 0% | 0% | 0% | 100% | [10 empty] | 0 | 62.5242 | 12.8062 | 0 | 0 | 0 | 0 | 0 | 0 | 0 | 0 | 0 | 0 | 0 | 0 | 0 | 0 | 0 | 0 | 0 | 0 | 2.3635 | 0.65048 | 0 | 0 | 0 | 0 | 0 | 0 | 0 | 0 | 64.8877 | 13.4566 | 0 | 0 | 0 | 0 | 0 | 0 | 0 | 0
350 | FBTS Transformer and CB Replacement | Replacement - Major Station | Major Station | TRUE | Towers and Conductor | Network | Labour - Internal | 10% |  | 6.0541 | 4.7009 | 5.405 | 2.6726 | 0 | 0 | 0 | 0 | 0 | 0 | 0 | 0 | 0.027265 | 0.019777 | 0.026386 | 0 | 0 | 0 | 0 | 0 | 0 | 0 | 0 | 0.22537 | 0.36813 | 0.16422 | 0 | 0 | 0 | 0 | 0 | 0 | 0 | 6.0541 | 4.9535 | 5.7929 | 2.8632 | 0 | 0 | 0 | 0 | 0 | 0 | 0 | 0% | 83% | 17% | 0% | 0% | 0% | 0% | 0% | 0% | 0% | 100% | [10 empty] | 0 | 15.6311 | 3.2015 | 0 | 0 | 0 | 0 | 0 | 0 | 0 | 0 | 0.047042 | 0.026386 | 0 | 0 | 0 | 0 | 0 | 0 | 0 | 0 | 0.5935 | 0.16422 | 0 | 0 | 0 | 0 | 0 | 0 | 0 | 0 | 16.2716 | 3.3922 | 0 | 0 | 0 | 0 | 0 | 0 | 0 | 0
351 | FBTS Transformer and CB Replacement | Replacement - Major Station | Major Station | TRUE | Towers and Conductor | Network | Labour - External | 50% |  | 30.2706 | 23.5045 | 27.025 | 13.3629 | 0 | 0 | 0 | 0 | 0 | 0 | 0 | 0 | 0.13633 | -0.071039 | -0.019485 | 0 | 0 | 0 | 0 | 0 | 0 | 0 | 0 | 1.1269 | 1.8291 | 0.81191 | 0 | 0 | 0 | 0 | 0 | 0 | 0 | 30.2706 | 24.7677 | 28.7831 | 14.1553 | 0 | 0 | 0 | 0 | 0 | 0 | 0 | 0% | 83% | 17% | 0% | 0% | 0% | 0% | 0% | 0% | 0% | 100% | [10 empty] | 0 | 78.1553 | 16.0077 | 0 | 0 | 0 | 0 | 0 | 0 | 0 | 0 | 0.065288 | -0.019485 | 0 | 0 | 0 | 0 | 0 | 0 | 0 | 0 | 2.956 | 0.81191 | 0 | 0 | 0 | 0 | 0 | 0 | 0 | 0 | 81.1766 | 16.8001 | 0 | 0 | 0 | 0 | 0 | 0 | 0 | 0
352 | FBTS Transformer and CB Replacement | Replacement - Major Station | Major Station | TRUE | Establishment | Network | Materials | 40% |  | 194.0794 | 150.6987 | 173.27 | 85.6757 | 0 | 0 | 0 | 0 | 0 | 0 | 0 | 0 | 0 | 0 | 0 | 0 | 0 | 0 | 0 | 0 | 0 | 0 | 0 | 7.1832 | 11.7583 | 5.2131 | 0 | 0 | 0 | 0 | 0 | 0 | 0 | 194.0794 | 157.8819 | 185.0282 | 90.8888 | 0 | 0 | 0 | 0 | 0 | 0 | 0 | 0% | 83% | 17% | 0% | 0% | 0% | 0% | 0% | 0% | 0% | 100% | [10 empty] | 0 | 501.0907 | 102.633 | 0 | 0 | 0 | 0 | 0 | 0 | 0 | 0 | 0 | 0 | 0 | 0 | 0 | 0 | 0 | 0 | 0 | 0 | 18.9415 | 5.2131 | 0 | 0 | 0 | 0 | 0 | 0 | 0 | 0 | 520.0322 | 107.8462 | 0 | 0 | 0 | 0 | 0 | 0 | 0 | 0
353 | FBTS Transformer and CB Replacement | Replacement - Major Station | Major Station | TRUE | Establishment | Network | Labour - Internal | 10% |  | 48.5199 | 37.6747 | 43.3175 | 21.4189 | 0 | 0 | 0 | 0 | 0 | 0 | 0 | 0 | 0.21851 | 0.1585 | 0.21147 | 0 | 0 | 0 | 0 | 0 | 0 | 0 | 0 | 1.8062 | 2.9503 | 1.3162 | 0 | 0 | 0 | 0 | 0 | 0 | 0 | 48.5199 | 39.6994 | 46.4263 | 22.9465 | 0 | 0 | 0 | 0 | 0 | 0 | 0 | 0% | 83% | 17% | 0% | 0% | 0% | 0% | 0% | 0% | 0% | 100% | [10 empty] | 0 | 125.2727 | 25.6583 | 0 | 0 | 0 | 0 | 0 | 0 | 0 | 0 | 0.37701 | 0.21147 | 0 | 0 | 0 | 0 | 0 | 0 | 0 | 0 | 4.7565 | 1.3162 | 0 | 0 | 0 | 0 | 0 | 0 | 0 | 0 | 130.4062 | 27.1859 | 0 | 0 | 0 | 0 | 0 | 0 | 0 | 0
354 | FBTS Transformer and CB Replacement | Replacement - Major Station | Major Station | TRUE | Establishment | Network | Labour - External | 50% |  | 242.5993 | 188.3733 | 216.5874 | 107.0946 | 0 | 0 | 0 | 0 | 0 | 0 | 0 | 0 | 1.0926 | -0.56933 | -0.15616 | 0 | 0 | 0 | 0 | 0 | 0 | 0 | 0 | 9.0311 | 14.6592 | 6.5069 | 0 | 0 | 0 | 0 | 0 | 0 | 0 | 242.5993 | 198.497 | 230.6773 | 113.4454 | 0 | 0 | 0 | 0 | 0 | 0 | 0 | 0% | 83% | 17% | 0% | 0% | 0% | 0% | 0% | 0% | 0% | 100% | [10 empty] | 0 | 626.3634 | 128.2913 | 0 | 0 | 0 | 0 | 0 | 0 | 0 | 0 | 0.52324 | -0.15616 | 0 | 0 | 0 | 0 | 0 | 0 | 0 | 0 | 23.6903 | 6.5069 | 0 | 0 | 0 | 0 | 0 | 0 | 0 | 0 | 650.5769 | 134.6421 | 0 | 0 | 0 | 0 | 0 | 0 | 0 | 0
355 | FBTS Transformer and CB Replacement | Replacement - Major Station | Major Station | TRUE | Communications | Network | Materials | 40% |  | 5.6919 | 4.4197 | 5.0816 | 2.5127 | 0 | 0 | 0 | 0 | 0 | 0 | 0 | 0 | 0 | 0 | 0 | 0 | 0 | 0 | 0 | 0 | 0 | 0 | 0 | 0.21067 | 0.34484 | 0.15289 | 0 | 0 | 0 | 0 | 0 | 0 | 0 | 5.6919 | 4.6303 | 5.4265 | 2.6656 | 0 | 0 | 0 | 0 | 0 | 0 | 0 | 0% | 83% | 17% | 0% | 0% | 0% | 0% | 0% | 0% | 0% | 100% | [10 empty] | 0 | 14.6959 | 3.01 | 0 | 0 | 0 | 0 | 0 | 0 | 0 | 0 | 0 | 0 | 0 | 0 | 0 | 0 | 0 | 0 | 0 | 0 | 0.55551 | 0.15289 | 0 | 0 | 0 | 0 | 0 | 0 | 0 | 0 | 15.2514 | 3.1629 | 0 | 0 | 0 | 0 | 0 | 0 | 0 | 0
356 | FBTS Transformer and CB Replacement | Replacement - Major Station | Major Station | TRUE | Communications | Network | Labour - Internal | 10% |  | 1.423 | 1.1049 | 1.2704 | 0.62817 | 0 | 0 | 0 | 0 | 0 | 0 | 0 | 0 | 0.0064085 | 0.0046485 | 0.0062019 | 0 | 0 | 0 | 0 | 0 | 0 | 0 | 0 | 0.052973 | 0.086527 | 0.0386 | 0 | 0 | 0 | 0 | 0 | 0 | 0 | 1.423 | 1.1643 | 1.3616 | 0.67297 | 0 | 0 | 0 | 0 | 0 | 0 | 0 | 0% | 83% | 17% | 0% | 0% | 0% | 0% | 0% | 0% | 0% | 100% | [10 empty] | 0 | 3.674 | 0.7525 | 0 | 0 | 0 | 0 | 0 | 0 | 0 | 0 | 0.011057 | 0.0062019 | 0 | 0 | 0 | 0 | 0 | 0 | 0 | 0 | 0.1395 | 0.0386 | 0 | 0 | 0 | 0 | 0 | 0 | 0 | 0 | 3.8245 | 0.7973 | 0 | 0 | 0 | 0 | 0 | 0 | 0 | 0
357 | FBTS Transformer and CB Replacement | Replacement - Major Station | Major Station | TRUE | Communications | Network | Labour - External | 50% |  | 7.1149 | 5.5246 | 6.352 | 3.1409 | 0 | 0 | 0 | 0 | 0 | 0 | 0 | 0 | 0.032043 | -0.016697 | -0.0045799 | 0 | 0 | 0 | 0 | 0 | 0 | 0 | 0 | 0.26486 | 0.42992 | 0.19083 | 0 | 0 | 0 | 0 | 0 | 0 | 0 | 7.1149 | 5.8215 | 6.7653 | 3.3271 | 0 | 0 | 0 | 0 | 0 | 0 | 0 | 0% | 83% | 17% | 0% | 0% | 0% | 0% | 0% | 0% | 0% | 100% | [10 empty] | 0 | 18.3699 | 3.7625 | 0 | 0 | 0 | 0 | 0 | 0 | 0 | 0 | 0.015345 | -0.0045799 | 0 | 0 | 0 | 0 | 0 | 0 | 0 | 0 | 0.69479 | 0.19083 | 0 | 0 | 0 | 0 | 0 | 0 | 0 | 0 | 19.08 | 3.9488 | 0 | 0 | 0 | 0 | 0 | 0 | 0 | 0
358 | HYTS 500kV CB Replacement | Replacement - Major Station | Major Station | TRUE | Switchgear | Network | Materials | 40% |  | 1898.5091 | 400.1801 | 2284.2941 | 357.1429 | 0 | 0 | 0 | 0 | 0 | 0 | 0 | 0 | 0 | 0 | 0 | 0 | 0 | 0 | 0 | 0 | 0 | 0 | 0 | 19.0751 | 155.0145 | 21.7312 | 0 | 0 | 0 | 0 | 0 | 0 | 0 | 1898.5091 | 419.2551 | 2439.3086 | 378.8741 | 0 | 0 | 0 | 0 | 0 | 0 | 0 | 0% | 100% | 0% | 0% | 0% | 0% | 0% | 0% | 0% | 0% | 100% | [10 empty] | 0 | 4940.1261 | 0 | 0 | 0 | 0 | 0 | 0 | 0 | 0 | 0 | 0 | 0 | 0 | 0 | 0 | 0 | 0 | 0 | 0 | 0 | 174.0896 | 0 | 0 | 0 | 0 | 0 | 0 | 0 | 0 | 0 | 5114.2157 | 0 | 0 | 0 | 0 | 0 | 0 | 0 | 0 | -21.7312
359 | HYTS 500kV CB Replacement | Replacement - Major Station | Major Station | TRUE | Switchgear | Network | Labour - Internal | 10% |  | 474.6273 | 100.045 | 571.0735 | 89.2857 | 0 | 0 | 0 | 0 | 0 | 0 | 0 | 0 | 0.58026 | 2.0896 | 0.88151 | 0 | 0 | 0 | 0 | 0 | 0 | 0 | 0 | 4.7964 | 38.8954 | 5.4864 | 0 | 0 | 0 | 0 | 0 | 0 | 0 | 474.6273 | 105.4217 | 612.0585 | 95.6537 | 0 | 0 | 0 | 0 | 0 | 0 | 0 | 0% | 100% | 0% | 0% | 0% | 0% | 0% | 0% | 0% | 0% | 100% | [10 empty] | 0 | 1235.0315 | 0 | 0 | 0 | 0 | 0 | 0 | 0 | 0 | 0 | 2.6698 | 0 | 0 | 0 | 0 | 0 | 0 | 0 | 0 | 0 | 43.6919 | 0 | 0 | 0 | 0 | 0 | 0 | 0 | 0 | 0 | 1281.3932 | 0 | 0 | 0 | 0 | 0 | 0 | 0 | 0 | -6.368
360 | HYTS 500kV CB Replacement | Replacement - Major Station | Major Station | TRUE | Switchgear | Network | Labour - External | 50% |  | 2373.1364 | 500.2251 | 2855.3676 | 446.4286 | 0 | 0 | 0 | 0 | 0 | 0 | 0 | 0 | 2.9013 | -7.5057 | -0.65097 | 0 | 0 | 0 | 0 | 0 | 0 | 0 | 0 | 23.9821 | 193.2588 | 27.1244 | 0 | 0 | 0 | 0 | 0 | 0 | 0 | 2373.1364 | 527.1085 | 3041.1207 | 472.902 | 0 | 0 | 0 | 0 | 0 | 0 | 0 | 0% | 100% | 0% | 0% | 0% | 0% | 0% | 0% | 0% | 0% | 100% | [10 empty] | 0 | 6175.1576 | 0 | 0 | 0 | 0 | 0 | 0 | 0 | 0 | 0 | -4.6044 | 0 | 0 | 0 | 0 | 0 | 0 | 0 | 0 | 0 | 217.2409 | 0 | 0 | 0 | 0 | 0 | 0 | 0 | 0 | 0 | 6387.7941 | 0 | 0 | 0 | 0 | 0 | 0 | 0 | 0 | -26.4735
361 | SMTS H2 Transformer Replacement Stage 1 | Replacement - Major Station | Major Station | TRUE | Transformers | Network | Materials | 40% |  | 314.8007 | 250.3487 | 2.2058 | 0 | 0 | 0 | 0 | 0 | 0 | 0 | 0 | 0 | 0 | 0 | 0 | 0 | 0 | 0 | 0 | 0 | 0 | 0 | 0 | 11.9332 | 0.14969 | 0 | 0 | 0 | 0 | 0 | 0 | 0 | 0 | 314.8007 | 262.2819 | 2.3555 | 0 | 0 | 0 | 0 | 0 | 0 | 0 | 0 | 90% | 10% | 0% | 0% | 0% | 0% | 0% | 0% | 0% | 0% | 100% | [10 empty] | 510.6197 | 56.7355 | 0 | 0 | 0 | 0 | 0 | 0 | 0 | 0 | 0 | 0 | 0 | 0 | 0 | 0 | 0 | 0 | 0 | 0 | 11.9332 | 0.14969 | 0 | 0 | 0 | 0 | 0 | 0 | 0 | 0 | 522.5529 | 56.8852 | 0 | 0 | 0 | 0 | 0 | 0 | 0 | 0 | 0
362 | SMTS H2 Transformer Replacement Stage 1 | Replacement - Major Station | Major Station | TRUE | Transformers | Network | Labour - Internal | 10% |  | 78.7002 | 62.5872 | 0.55145 | 0 | 0 | 0 | 0 | 0 | 0 | 0 | 0 | 0 | 0.36301 | 0.0020178 | 0 | 0 | 0 | 0 | 0 | 0 | 0 | 0 | 0 | 3.0006 | 0.037559 | 0 | 0 | 0 | 0 | 0 | 0 | 0 | 0 | 78.7002 | 65.9508 | 0.59102 | 0 | 0 | 0 | 0 | 0 | 0 | 0 | 0 | 90% | 10% | 0% | 0% | 0% | 0% | 0% | 0% | 0% | 0% | 100% | [10 empty] | 127.6549 | 14.1839 | 0 | 0 | 0 | 0 | 0 | 0 | 0 | 0 | 0.36301 | 0.0020178 | 0 | 0 | 0 | 0 | 0 | 0 | 0 | 0 | 3.0006 | 0.037559 | 0 | 0 | 0 | 0 | 0 | 0 | 0 | 0 | 131.0185 | 14.2235 | 0 | 0 | 0 | 0 | 0 | 0 | 0 | 0 | 0
363 | SMTS H2 Transformer Replacement Stage 1 | Replacement - Major Station | Major Station | TRUE | Transformers | Network | Labour - External | 50% |  | 393.5009 | 312.9359 | 2.7572 | 0 | 0 | 0 | 0 | 0 | 0 | 0 | 0 | 0 | 1.815 | -0.0072477 | 0 | 0 | 0 | 0 | 0 | 0 | 0 | 0 | 0 | 15.003 | 0.18662 | 0 | 0 | 0 | 0 | 0 | 0 | 0 | 0 | 393.5009 | 329.7539 | 2.9366 | 0 | 0 | 0 | 0 | 0 | 0 | 0 | 0 | 90% | 10% | 0% | 0% | 0% | 0% | 0% | 0% | 0% | 0% | 100% | [10 empty] | 638.2747 | 70.9194 | 0 | 0 | 0 | 0 | 0 | 0 | 0 | 0 | 1.815 | -0.0072477 | 0 | 0 | 0 | 0 | 0 | 0 | 0 | 0 | 15.003 | 0.18662 | 0 | 0 | 0 | 0 | 0 | 0 | 0 | 0 | 655.0927 | 71.0988 | 0 | 0 | 0 | 0 | 0 | 0 | 0 | 0 | 0
364 | L1 & L2 DDTS & SMTS Disconn/E SW Repl. | Replacement - Major Station | Major Station | TRUE | Switchgear | Network | Materials | 40% |  | 0 | 30.6599 | 498 | 583.6 | 1086 | 0 | 0 | 0 | 0 | 0 | 0 | 0 | 0 | 0 | 0 | 0 | 0 | 0 | 0 | 0 | 0 | 0 | 0 | 1.4614 | 33.7948 | 35.5106 | 52.2026 | 0 | 0 | 0 | 0 | 0 | 0 | 0 | 32.1213 | 531.7948 | 619.1106 | 1138.2026 | 0 | 0 | 0 | 0 | 0 | 0 | 0% | 0% | 50% | 50% | 0% | 0% | 0% | 0% | 0% | 0% | 100% | [10 empty] | 0 | 0 | 1099.1299 | 1099.1299 | 0 | 0 | 0 | 0 | 0 | 0 | 0 | 0 | 0 | 0 | 0 | 0 | 0 | 0 | 0 | 0 | 0 | 0 | 70.7668 | 52.2026 | 0 | 0 | 0 | 0 | 0 | 0 | 0 | 0 | 1169.8967 | 1151.3326 | 0 | 0 | 0 | 0 | 0 | 0 | 0
365 | L1 & L2 DDTS & SMTS Disconn/E SW Repl. | Replacement - Major Station | Major Station | TRUE | Switchgear | Network | Labour - Internal | 10% |  | 0 | 7.665 | 124.5 | 145.9 | 271.5 | 0 | 0 | 0 | 0 | 0 | 0 | 0 | 0.044457 | 0.45555 | 1.4405 | 4.1051 | 0 | 0 | 0 | 0 | 0 | 0 | 0 | 0.36748 | 8.4796 | 8.9653 | 13.248 | 0 | 0 | 0 | 0 | 0 | 0 | 0 | 8.0769 | 133.4352 | 156.3057 | 288.8531 | 0 | 0 | 0 | 0 | 0 | 0 | 0% | 0% | 50% | 50% | 0% | 0% | 0% | 0% | 0% | 0% | 100% | [10 empty] | 0 | 0 | 274.7825 | 274.7825 | 0 | 0 | 0 | 0 | 0 | 0 | 0 | 0 | 1.9405 | 4.1051 | 0 | 0 | 0 | 0 | 0 | 0 | 0 | 0 | 17.8124 | 13.248 | 0 | 0 | 0 | 0 | 0 | 0 | 0 | 0 | 294.5353 | 292.1356 | 0 | 0 | 0 | 0 | 0 | 0 | 0
366 | L1 & L2 DDTS & SMTS Disconn/E SW Repl. | Replacement - Major Station | Major Station | TRUE | Switchgear | Network | Labour - External | 50% |  | 0 | 38.3249 | 622.5 | 729.5 | 1357.5 | 0 | 0 | 0 | 0 | 0 | 0 | 0 | 0.22228 | -1.6363 | -1.0637 | 3.4029 | 0 | 0 | 0 | 0 | 0 | 0 | 0 | 1.8374 | 42.1324 | 44.3235 | 65.4169 | 0 | 0 | 0 | 0 | 0 | 0 | 0 | 40.3845 | 662.9961 | 772.7597 | 1426.3198 | 0 | 0 | 0 | 0 | 0 | 0 | 0% | 0% | 50% | 50% | 0% | 0% | 0% | 0% | 0% | 0% | 100% | [10 empty] | 0 | 0 | 1373.9124 | 1373.9124 | 0 | 0 | 0 | 0 | 0 | 0 | 0 | 0 | -2.4778 | 3.4029 | 0 | 0 | 0 | 0 | 0 | 0 | 0 | 0 | 88.2933 | 65.4169 | 0 | 0 | 0 | 0 | 0 | 0 | 0 | 0 | 1459.728 | 1442.7322 | 0 | 0 | 0 | 0 | 0 | 0 | 0
367 | GNTS 66 kV CB Replacement | Replacement - Major Station | Major Station | TRUE | Switchgear | Network | Materials | 40% |  | 0 | 0 | 0 | 0 | 0 | 131.925 | 593.6626 | 593.6626 | 0 | 0 | 0 | 0 | 0 | 0 | 0 | 0 | 0 | 0 | 0 | 0 | 0 | 0 | 0 | 0 | 0 | 0 | 0 | 6.8679 | 31.0518 | 40.7807 | 0 | 0 | 0 | 0 | 0 | 0 | 0 | 0 | 138.7929 | 624.7144 | 634.4434 | 0 | 0 | 0 | 0% | 0% | 0% | 0% | 0% | 50% | 50% | 0% | 0% | 0% | 100% | [10 empty] | 0 | 0 | 0 | 0 | 0 | 659.6252 | 659.6252 | 0 | 0 | 0 | 0 | 0 | 0 | 0 | 0 | 0 | 0 | 0 | 0 | 0 | 0 | 0 | 0 | 0 | 0 | 37.9197 | 40.7807 | 0 | 0 | 0 | 0 | 0 | 0 | 0 | 0 | 697.5448 | 700.4059 | 0 | 0 | 0 | 0
368 | GNTS 66 kV CB Replacement | Replacement - Major Station | Major Station | TRUE | Switchgear | Network | Labour - Internal | 10% |  | 0 | 0 | 0 | 0 | 0 | 32.9813 | 148.4157 | 148.4157 | 0 | 0 | 0 | 0 | 0 | 0 | 0 | 0 | 0.66636 | 4.1792 | 5.8591 | 0 | 0 | 0 | 0 | 0 | 0 | 0 | 0 | 1.7517 | 7.9815 | 10.5977 | 0 | 0 | 0 | 0 | 0 | 0 | 0 | 0 | 35.3993 | 160.5764 | 164.8724 | 0 | 0 | 0 | 0% | 0% | 0% | 0% | 0% | 50% | 50% | 0% | 0% | 0% | 100% | [10 empty] | 0 | 0 | 0 | 0 | 0 | 164.9063 | 164.9063 | 0 | 0 | 0 | 0 | 0 | 0 | 0 | 0 | 4.8456 | 5.8591 | 0 | 0 | 0 | 0 | 0 | 0 | 0 | 0 | 9.7332 | 10.5977 | 0 | 0 | 0 | 0 | 0 | 0 | 0 | 0 | 179.4851 | 181.363 | 0 | 0 | 0 | 0
369 | GNTS 66 kV CB Replacement | Replacement - Major Station | Major Station | TRUE | Switchgear | Network | Labour - External | 50% |  | 0 | 0 | 0 | 0 | 0 | 164.9063 | 742.0783 | 742.0783 | 0 | 0 | 0 | 0 | 0 | 0 | 0 | 0 | 1.3421 | 13.8159 | 23.2297 | 0 | 0 | 0 | 0 | 0 | 0 | 0 | 0 | 8.6547 | 39.5374 | 52.5716 | 0 | 0 | 0 | 0 | 0 | 0 | 0 | 0 | 174.9031 | 795.4316 | 817.8796 | 0 | 0 | 0 | 0% | 0% | 0% | 0% | 0% | 50% | 50% | 0% | 0% | 0% | 100% | [10 empty] | 0 | 0 | 0 | 0 | 0 | 824.5315 | 824.5315 | 0 | 0 | 0 | 0 | 0 | 0 | 0 | 0 | 15.158 | 23.2297 | 0 | 0 | 0 | 0 | 0 | 0 | 0 | 0 | 48.1921 | 52.5716 | 0 | 0 | 0 | 0 | 0 | 0 | 0 | 0 | 887.8815 | 900.3328 | 0 | 0 | 0 | 0
370 | HOTS 66kV Circuit Breaker Replacement | Replacement - Major Station | Major Station | TRUE | Switchgear | Network | Materials | 40% |  | 0 | 0 | 0 | 0 | 0 | 0 | 131.925 | 593.6626 | 593.6626 | 0 | 0 | 0 | 0 | 0 | 0 | 0 | 0 | 0 | 0 | 0 | 0 | 0 | 0 | 0 | 0 | 0 | 0 | 0 | 6.9004 | 40.7807 | 53.9176 | 0 | 0 | 0 | 0 | 0 | 0 | 0 | 0 | 138.8254 | 634.4434 | 647.5803 | 0 | 0 | 0% | 0% | 0% | 0% | 0% | 0% | 50% | 50% | 0% | 0% | 100% | [10 empty] | 0 | 0 | 0 | 0 | 0 | 0 | 659.6252 | 659.6252 | 0 | 0 | 0 | 0 | 0 | 0 | 0 | 0 | 0 | 0 | 0 | 0 | 0 | 0 | 0 | 0 | 0 | 0 | 47.6811 | 53.9176 | 0 | 0 | 0 | 0 | 0 | 0 | 0 | 0 | 707.3063 | 713.5428 | 0 | 0 | 0
371 | HOTS 66kV Circuit Breaker Replacement | Replacement - Major Station | Major Station | TRUE | Switchgear | Network | Labour - Internal | 10% |  | 0 | 0 | 0 | 0 | 0 | 0 | 32.9813 | 148.4157 | 148.4157 | 0 | 0 | 0 | 0 | 0 | 0 | 0 | 0 | 0.92872 | 5.8591 | 7.5574 | 0 | 0 | 0 | 0 | 0 | 0 | 0 | 0 | 1.7737 | 10.5977 | 14.1658 | 0 | 0 | 0 | 0 | 0 | 0 | 0 | 0 | 35.6837 | 164.8724 | 170.1388 | 0 | 0 | 0% | 0% | 0% | 0% | 0% | 0% | 50% | 50% | 0% | 0% | 100% | [10 empty] | 0 | 0 | 0 | 0 | 0 | 0 | 164.9063 | 164.9063 | 0 | 0 | 0 | 0 | 0 | 0 | 0 | 0 | 6.7878 | 7.5574 | 0 | 0 | 0 | 0 | 0 | 0 | 0 | 0 | 12.3713 | 14.1658 | 0 | 0 | 0 | 0 | 0 | 0 | 0 | 0 | 184.0654 | 186.6295 | 0 | 0 | 0
372 | HOTS 66kV Circuit Breaker Replacement | Replacement - Major Station | Major Station | TRUE | Switchgear | Network | Labour - External | 50% |  | 0 | 0 | 0 | 0 | 0 | 0 | 164.9063 | 742.0783 | 742.0783 | 0 | 0 | 0 | 0 | 0 | 0 | 0 | 0 | 3.0702 | 23.2297 | 32.7607 | 0 | 0 | 0 | 0 | 0 | 0 | 0 | 0 | 8.7861 | 52.5716 | 70.3724 | 0 | 0 | 0 | 0 | 0 | 0 | 0 | 0 | 176.7626 | 817.8796 | 845.2115 | 0 | 0 | 0% | 0% | 0% | 0% | 0% | 0% | 50% | 50% | 0% | 0% | 100% | [10 empty] | 0 | 0 | 0 | 0 | 0 | 0 | 824.5315 | 824.5315 | 0 | 0 | 0 | 0 | 0 | 0 | 0 | 0 | 26.2999 | 32.7607 | 0 | 0 | 0 | 0 | 0 | 0 | 0 | 0 | 61.3577 | 70.3724 | 0 | 0 | 0 | 0 | 0 | 0 | 0 | 0 | 912.189 | 927.6646 | 0 | 0 | 0
373 | FTS 66kV Circuit Breaker Replacement | Replacement - Major Station | Major Station | TRUE | Switchgear | Network | Materials | 40% |  | 0 | 0 | 0 | 0 | 0 | 0 | 0 | 184.695 | 831.1277 | 831.1277 | 0 | 0 | 0 | 0 | 0 | 0 | 0 | 0 | 0 | 0 | 0 | 0 | 0 | 0 | 0 | 0 | 0 | 0 | 0 | 12.6873 | 75.4847 | 50.7324 | 0 | 0 | 0 | 0 | 0 | 0 | 0 | 0 | 197.3824 | 906.6124 | 881.8601 | 0 | 0% | 0% | 0% | 0% | 0% | 0% | 0% | 50% | 50% | 0% | 100% | [10 empty] | 0 | 0 | 0 | 0 | 0 | 0 | 0 | 923.4752 | 923.4752 | 0 | 0 | 0 | 0 | 0 | 0 | 0 | 0 | 0 | 0 | 0 | 0 | 0 | 0 | 0 | 0 | 0 | 0 | 88.172 | 50.7324 | 0 | 0 | 0 | 0 | 0 | 0 | 0 | 0 | 1011.6473 | 974.2076 | 0 | 0
374 | FTS 66kV Circuit Breaker Replacement | Replacement - Major Station | Major Station | TRUE | Switchgear | Network | Labour - Internal | 10% |  | 0 | 0 | 0 | 0 | 0 | 0 | 0 | 46.1738 | 207.7819 | 207.7819 | 0 | 0 | 0 | 0 | 0 | 0 | 0 | 0 | 1.8228 | 10.5803 | 12.9842 | 0 | 0 | 0 | 0 | 0 | 0 | 0 | 0 | 3.297 | 19.8321 | 13.4757 | 0 | 0 | 0 | 0 | 0 | 0 | 0 | 0 | 51.2936 | 238.1944 | 234.2418 | 0 | 0% | 0% | 0% | 0% | 0% | 0% | 0% | 50% | 50% | 0% | 100% | [10 empty] | 0 | 0 | 0 | 0 | 0 | 0 | 0 | 230.8688 | 230.8688 | 0 | 0 | 0 | 0 | 0 | 0 | 0 | 0 | 12.4032 | 12.9842 | 0 | 0 | 0 | 0 | 0 | 0 | 0 | 0 | 23.1292 | 13.4757 | 0 | 0 | 0 | 0 | 0 | 0 | 0 | 0 | 266.4011 | 257.3286 | 0 | 0
375 | FTS 66kV Circuit Breaker Replacement | Replacement - Major Station | Major Station | TRUE | Switchgear | Network | Labour - External | 50% |  | 0 | 0 | 0 | 0 | 0 | 0 | 0 | 230.8688 | 1038.9096 | 1038.9096 | 0 | 0 | 0 | 0 | 0 | 0 | 0 | 0 | 7.227 | 45.865 | 59.3747 | 0 | 0 | 0 | 0 | 0 | 0 | 0 | 0 | 16.3556 | 98.5214 | 67.0397 | 0 | 0 | 0 | 0 | 0 | 0 | 0 | 0 | 254.4514 | 1183.2961 | 1165.3241 | 0 | 0% | 0% | 0% | 0% | 0% | 0% | 0% | 50% | 50% | 0% | 100% | [10 empty] | 0 | 0 | 0 | 0 | 0 | 0 | 0 | 1154.344 | 1154.344 | 0 | 0 | 0 | 0 | 0 | 0 | 0 | 0 | 53.092 | 59.3747 | 0 | 0 | 0 | 0 | 0 | 0 | 0 | 0 | 114.877 | 67.0397 | 0 | 0 | 0 | 0 | 0 | 0 | 0 | 0 | 1322.3131 | 1280.7585 | 0 | 0
376 | BETS Replace RTU, Prot and Control | Replacement - Major Station | Major Station | TRUE | Secondary | Network | Materials | 40% |  | 0 | 0 | 0 | 0 | 0 | 0 | 0 | 0 | 0 | 0 | 0 | 0 | 0 | 0 | 0 | 0 | 0 | 0 | 0 | 0 | 0 | 0 | 0 | 0 | 0 | 0 | 0 | 0 | 0 | 0 | 0 | 0 | 0 | 0 | 0 | 0 | 0 | 0 | 0 | 0 | 0 | 0 | 0 | 0 | 0% | 0% | 0% | 0% | 0% | 0% | 0% | 0% | 0% | 0% | 0% | [10 empty] | 0 | 0 | 0 | 0 | 0 | 0 | 0 | 0 | 0 | 0 | 0 | 0 | 0 | 0 | 0 | 0 | 0 | 0 | 0 | 0 | 0 | 0 | 0 | 0 | 0 | 0 | 0 | 0 | 0 | 0 | 0 | 0 | 0 | 0 | 0 | 0 | 0 | 0 | 0 | 0 | 0
377 | BETS Replace RTU, Prot and Control | Replacement - Major Station | Major Station | TRUE | Secondary | Network | Labour - Internal | 10% |  | 0 | 0 | 0 | 0 | 0 | 0 | 0 | 0 | 0 | 0 | 0 | 0 | 0 | 0 | 0 | 0 | 0 | 0 | 0 | 0 | 0 | 0 | 0 | 0 | 0 | 0 | 0 | 0 | 0 | 0 | 0 | 0 | 0 | 0 | 0 | 0 | 0 | 0 | 0 | 0 | 0 | 0 | 0 | 0 | 0% | 0% | 0% | 0% | 0% | 0% | 0% | 0% | 0% | 0% | 0% | [10 empty] | 0 | 0 | 0 | 0 | 0 | 0 | 0 | 0 | 0 | 0 | 0 | 0 | 0 | 0 | 0 | 0 | 0 | 0 | 0 | 0 | 0 | 0 | 0 | 0 | 0 | 0 | 0 | 0 | 0 | 0 | 0 | 0 | 0 | 0 | 0 | 0 | 0 | 0 | 0 | 0 | 0
378 | BETS Replace RTU, Prot and Control | Replacement - Major Station | Major Station | TRUE | Secondary | Network | Labour - External | 50% |  | 0 | 0 | 0 | 0 | 0 | 0 | 0 | 0 | 0 | 0 | 0 | 0 | 0 | 0 | 0 | 0 | 0 | 0 | 0 | 0 | 0 | 0 | 0 | 0 | 0 | 0 | 0 | 0 | 0 | 0 | 0 | 0 | 0 | 0 | 0 | 0 | 0 | 0 | 0 | 0 | 0 | 0 | 0 | 0 | 0% | 0% | 0% | 0% | 0% | 0% | 0% | 0% | 0% | 0% | 0% | [10 empty] | 0 | 0 | 0 | 0 | 0 | 0 | 0 | 0 | 0 | 0 | 0 | 0 | 0 | 0 | 0 | 0 | 0 | 0 | 0 | 0 | 0 | 0 | 0 | 0 | 0 | 0 | 0 | 0 | 0 | 0 | 0 | 0 | 0 | 0 | 0 | 0 | 0 | 0 | 0 | 0 | 0
379 | REFCL T2 ZS WORK - WOTS (Tx Component) | Security and Compliance | Stations | TRUE | Secondary | Network | Materials | 40% |  | 0 | 0 | 0 | 0 | 0 | 0 | 0 | 0 | 0 | 0 | 0 | 0 | 0 | 0 | 0 | 0 | 0 | 0 | 0 | 0 | 0 | 0 | 0 | 0 | 0 | 0 | 0 | 0 | 0 | 0 | 0 | 0 | 0 | 0 | 0 | 0 | 0 | 0 | 0 | 0 | 0 | 0 | 0 | 0 | 0% | 0% | 0% | 0% | 0% | 0% | 0% | 0% | 0% | 0% | 0% | [10 empty] | 0 | 0 | 0 | 0 | 0 | 0 | 0 | 0 | 0 | 0 | 0 | 0 | 0 | 0 | 0 | 0 | 0 | 0 | 0 | 0 | 0 | 0 | 0 | 0 | 0 | 0 | 0 | 0 | 0 | 0 | 0 | 0 | 0 | 0 | 0 | 0 | 0 | 0 | 0 | 0 | 0
380 | REFCL T2 ZS WORK - WOTS (Tx Component) | Security and Compliance | Stations | TRUE | Secondary | Network | Labour - Internal | 10% |  | 0 | 0 | 0 | 0 | 0 | 0 | 0 | 0 | 0 | 0 | 0 | 0 | 0 | 0 | 0 | 0 | 0 | 0 | 0 | 0 | 0 | 0 | 0 | 0 | 0 | 0 | 0 | 0 | 0 | 0 | 0 | 0 | 0 | 0 | 0 | 0 | 0 | 0 | 0 | 0 | 0 | 0 | 0 | 0 | 0% | 0% | 0% | 0% | 0% | 0% | 0% | 0% | 0% | 0% | 0% | [10 empty] | 0 | 0 | 0 | 0 | 0 | 0 | 0 | 0 | 0 | 0 | 0 | 0 | 0 | 0 | 0 | 0 | 0 | 0 | 0 | 0 | 0 | 0 | 0 | 0 | 0 | 0 | 0 | 0 | 0 | 0 | 0 | 0 | 0 | 0 | 0 | 0 | 0 | 0 | 0 | 0 | 0
381 | REFCL T2 ZS WORK - WOTS (Tx Component) | Security and Compliance | Stations | TRUE | Secondary | Network | Labour - External | 50% |  | 0 | 0 | 0 | 0 | 0 | 0 | 0 | 0 | 0 | 0 | 0 | 0 | 0 | 0 | 0 | 0 | 0 | 0 | 0 | 0 | 0 | 0 | 0 | 0 | 0 | 0 | 0 | 0 | 0 | 0 | 0 | 0 | 0 | 0 | 0 | 0 | 0 | 0 | 0 | 0 | 0 | 0 | 0 | 0 | 0% | 0% | 0% | 0% | 0% | 0% | 0% | 0% | 0% | 0% | 0% | [10 empty] | 0 | 0 | 0 | 0 | 0 | 0 | 0 | 0 | 0 | 0 | 0 | 0 | 0 | 0 | 0 | 0 | 0 | 0 | 0 | 0 | 0 | 0 | 0 | 0 | 0 | 0 | 0 | 0 | 0 | 0 | 0 | 0 | 0 | 0 | 0 | 0 | 0 | 0 | 0 | 0 | 0
382 | REFCL T2 ZS WORK - WOTS (Tx Component) | Security and Compliance | Stations | TRUE | Switchgear | Network | Materials | 40% |  | 0 | 0 | 0 | 0 | 0 | 0 | 0 | 0 | 0 | 0 | 0 | 0 | 0 | 0 | 0 | 0 | 0 | 0 | 0 | 0 | 0 | 0 | 0 | 0 | 0 | 0 | 0 | 0 | 0 | 0 | 0 | 0 | 0 | 0 | 0 | 0 | 0 | 0 | 0 | 0 | 0 | 0 | 0 | 0 | 0% | 0% | 0% | 0% | 0% | 0% | 0% | 0% | 0% | 0% | 0% | [10 empty] | 0 | 0 | 0 | 0 | 0 | 0 | 0 | 0 | 0 | 0 | 0 | 0 | 0 | 0 | 0 | 0 | 0 | 0 | 0 | 0 | 0 | 0 | 0 | 0 | 0 | 0 | 0 | 0 | 0 | 0 | 0 | 0 | 0 | 0 | 0 | 0 | 0 | 0 | 0 | 0 | 0
383 | REFCL T2 ZS WORK - WOTS (Tx Component) | Security and Compliance | Stations | TRUE | Switchgear | Network | Labour - Internal | 10% |  | 0 | 0 | 0 | 0 | 0 | 0 | 0 | 0 | 0 | 0 | 0 | 0 | 0 | 0 | 0 | 0 | 0 | 0 | 0 | 0 | 0 | 0 | 0 | 0 | 0 | 0 | 0 | 0 | 0 | 0 | 0 | 0 | 0 | 0 | 0 | 0 | 0 | 0 | 0 | 0 | 0 | 0 | 0 | 0 | 0% | 0% | 0% | 0% | 0% | 0% | 0% | 0% | 0% | 0% | 0% | [10 empty] | 0 | 0 | 0 | 0 | 0 | 0 | 0 | 0 | 0 | 0 | 0 | 0 | 0 | 0 | 0 | 0 | 0 | 0 | 0 | 0 | 0 | 0 | 0 | 0 | 0 | 0 | 0 | 0 | 0 | 0 | 0 | 0 | 0 | 0 | 0 | 0 | 0 | 0 | 0 | 0 | 0
384 | REFCL T2 ZS WORK - WOTS (Tx Component) | Security and Compliance | Stations | TRUE | Switchgear | Network | Labour - External | 50% |  | 0 | 0 | 0 | 0 | 0 | 0 | 0 | 0 | 0 | 0 | 0 | 0 | 0 | 0 | 0 | 0 | 0 | 0 | 0 | 0 | 0 | 0 | 0 | 0 | 0 | 0 | 0 | 0 | 0 | 0 | 0 | 0 | 0 | 0 | 0 | 0 | 0 | 0 | 0 | 0 | 0 | 0 | 0 | 0 | 0% | 0% | 0% | 0% | 0% | 0% | 0% | 0% | 0% | 0% | 0% | [10 empty] | 0 | 0 | 0 | 0 | 0 | 0 | 0 | 0 | 0 | 0 | 0 | 0 | 0 | 0 | 0 | 0 | 0 | 0 | 0 | 0 | 0 | 0 | 0 | 0 | 0 | 0 | 0 | 0 | 0 | 0 | 0 | 0 | 0 | 0 | 0 | 0 | 0 | 0 | 0 | 0 | 0
385 | REFCL T2 ZS WORK - WOTS (Tx Component) | Security and Compliance | Stations | TRUE | Transformers | Network | Materials | 40% |  | 0 | 0 | 0 | 0 | 0 | 0 | 0 | 0 | 0 | 0 | 0 | 0 | 0 | 0 | 0 | 0 | 0 | 0 | 0 | 0 | 0 | 0 | 0 | 0 | 0 | 0 | 0 | 0 | 0 | 0 | 0 | 0 | 0 | 0 | 0 | 0 | 0 | 0 | 0 | 0 | 0 | 0 | 0 | 0 | 0% | 0% | 0% | 0% | 0% | 0% | 0% | 0% | 0% | 0% | 0% | [10 empty] | 0 | 0 | 0 | 0 | 0 | 0 | 0 | 0 | 0 | 0 | 0 | 0 | 0 | 0 | 0 | 0 | 0 | 0 | 0 | 0 | 0 | 0 | 0 | 0 | 0 | 0 | 0 | 0 | 0 | 0 | 0 | 0 | 0 | 0 | 0 | 0 | 0 | 0 | 0 | 0 | 0
386 | REFCL T2 ZS WORK - WOTS (Tx Component) | Security and Compliance | Stations | TRUE | Transformers | Network | Labour - Internal | 10% |  | 0 | 0 | 0 | 0 | 0 | 0 | 0 | 0 | 0 | 0 | 0 | 0 | 0 | 0 | 0 | 0 | 0 | 0 | 0 | 0 | 0 | 0 | 0 | 0 | 0 | 0 | 0 | 0 | 0 | 0 | 0 | 0 | 0 | 0 | 0 | 0 | 0 | 0 | 0 | 0 | 0 | 0 | 0 | 0 | 0% | 0% | 0% | 0% | 0% | 0% | 0% | 0% | 0% | 0% | 0% | [10 empty] | 0 | 0 | 0 | 0 | 0 | 0 | 0 | 0 | 0 | 0 | 0 | 0 | 0 | 0 | 0 | 0 | 0 | 0 | 0 | 0 | 0 | 0 | 0 | 0 | 0 | 0 | 0 | 0 | 0 | 0 | 0 | 0 | 0 | 0 | 0 | 0 | 0 | 0 | 0 | 0 | 0
387 | REFCL T2 ZS WORK - WOTS (Tx Component) | Security and Compliance | Stations | TRUE | Transformers | Network | Labour - External | 50% |  | 0 | 0 | 0 | 0 | 0 | 0 | 0 | 0 | 0 | 0 | 0 | 0 | 0 | 0 | 0 | 0 | 0 | 0 | 0 | 0 | 0 | 0 | 0 | 0 | 0 | 0 | 0 | 0 | 0 | 0 | 0 | 0 | 0 | 0 | 0 | 0 | 0 | 0 | 0 | 0 | 0 | 0 | 0 | 0 | 0% | 0% | 0% | 0% | 0% | 0% | 0% | 0% | 0% | 0% | 0% | [10 empty] | 0 | 0 | 0 | 0 | 0 | 0 | 0 | 0 | 0 | 0 | 0 | 0 | 0 | 0 | 0 | 0 | 0 | 0 | 0 | 0 | 0 | 0 | 0 | 0 | 0 | 0 | 0 | 0 | 0 | 0 | 0 | 0 | 0 | 0 | 0 | 0 | 0 | 0 | 0 | 0 | 0
388 | REFCL T2 ZS WORK - WOTS (Tx Component) | Security and Compliance | Stations | TRUE | Towers and Conductor | Network | Materials | 40% |  | 0 | 0 | 0 | 0 | 0 | 0 | 0 | 0 | 0 | 0 | 0 | 0 | 0 | 0 | 0 | 0 | 0 | 0 | 0 | 0 | 0 | 0 | 0 | 0 | 0 | 0 | 0 | 0 | 0 | 0 | 0 | 0 | 0 | 0 | 0 | 0 | 0 | 0 | 0 | 0 | 0 | 0 | 0 | 0 | 0% | 0% | 0% | 0% | 0% | 0% | 0% | 0% | 0% | 0% | 0% | [10 empty] | 0 | 0 | 0 | 0 | 0 | 0 | 0 | 0 | 0 | 0 | 0 | 0 | 0 | 0 | 0 | 0 | 0 | 0 | 0 | 0 | 0 | 0 | 0 | 0 | 0 | 0 | 0 | 0 | 0 | 0 | 0 | 0 | 0 | 0 | 0 | 0 | 0 | 0 | 0 | 0 | 0
389 | REFCL T2 ZS WORK - WOTS (Tx Component) | Security and Compliance | Stations | TRUE | Towers and Conductor | Network | Labour - Internal | 10% |  | 0 | 0 | 0 | 0 | 0 | 0 | 0 | 0 | 0 | 0 | 0 | 0 | 0 | 0 | 0 | 0 | 0 | 0 | 0 | 0 | 0 | 0 | 0 | 0 | 0 | 0 | 0 | 0 | 0 | 0 | 0 | 0 | 0 | 0 | 0 | 0 | 0 | 0 | 0 | 0 | 0 | 0 | 0 | 0 | 0% | 0% | 0% | 0% | 0% | 0% | 0% | 0% | 0% | 0% | 0% | [10 empty] | 0 | 0 | 0 | 0 | 0 | 0 | 0 | 0 | 0 | 0 | 0 | 0 | 0 | 0 | 0 | 0 | 0 | 0 | 0 | 0 | 0 | 0 | 0 | 0 | 0 | 0 | 0 | 0 | 0 | 0 | 0 | 0 | 0 | 0 | 0 | 0 | 0 | 0 | 0 | 0 | 0
390 | REFCL T2 ZS WORK - WOTS (Tx Component) | Security and Compliance | Stations | TRUE | Towers and Conductor | Network | Labour - External | 50% |  | 0 | 0 | 0 | 0 | 0 | 0 | 0 | 0 | 0 | 0 | 0 | 0 | 0 | 0 | 0 | 0 | 0 | 0 | 0 | 0 | 0 | 0 | 0 | 0 | 0 | 0 | 0 | 0 | 0 | 0 | 0 | 0 | 0 | 0 | 0 | 0 | 0 | 0 | 0 | 0 | 0 | 0 | 0 | 0 | 0% | 0% | 0% | 0% | 0% | 0% | 0% | 0% | 0% | 0% | 0% | [10 empty] | 0 | 0 | 0 | 0 | 0 | 0 | 0 | 0 | 0 | 0 | 0 | 0 | 0 | 0 | 0 | 0 | 0 | 0 | 0 | 0 | 0 | 0 | 0 | 0 | 0 | 0 | 0 | 0 | 0 | 0 | 0 | 0 | 0 | 0 | 0 | 0 | 0 | 0 | 0 | 0 | 0
391 | REFCL T2 ZS WORK - WOTS (Tx Component) | Security and Compliance | Stations | TRUE | Establishment | Network | Materials | 40% |  | 0 | 0 | 0 | 0 | 0 | 0 | 0 | 0 | 0 | 0 | 0 | 0 | 0 | 0 | 0 | 0 | 0 | 0 | 0 | 0 | 0 | 0 | 0 | 0 | 0 | 0 | 0 | 0 | 0 | 0 | 0 | 0 | 0 | 0 | 0 | 0 | 0 | 0 | 0 | 0 | 0 | 0 | 0 | 0 | 0% | 0% | 0% | 0% | 0% | 0% | 0% | 0% | 0% | 0% | 0% | [10 empty] | 0 | 0 | 0 | 0 | 0 | 0 | 0 | 0 | 0 | 0 | 0 | 0 | 0 | 0 | 0 | 0 | 0 | 0 | 0 | 0 | 0 | 0 | 0 | 0 | 0 | 0 | 0 | 0 | 0 | 0 | 0 | 0 | 0 | 0 | 0 | 0 | 0 | 0 | 0 | 0 | 0
392 | REFCL T2 ZS WORK - WOTS (Tx Component) | Security and Compliance | Stations | TRUE | Establishment | Network | Labour - Internal | 10% |  | 0 | 0 | 0 | 0 | 0 | 0 | 0 | 0 | 0 | 0 | 0 | 0 | 0 | 0 | 0 | 0 | 0 | 0 | 0 | 0 | 0 | 0 | 0 | 0 | 0 | 0 | 0 | 0 | 0 | 0 | 0 | 0 | 0 | 0 | 0 | 0 | 0 | 0 | 0 | 0 | 0 | 0 | 0 | 0 | 0% | 0% | 0% | 0% | 0% | 0% | 0% | 0% | 0% | 0% | 0% | [10 empty] | 0 | 0 | 0 | 0 | 0 | 0 | 0 | 0 | 0 | 0 | 0 | 0 | 0 | 0 | 0 | 0 | 0 | 0 | 0 | 0 | 0 | 0 | 0 | 0 | 0 | 0 | 0 | 0 | 0 | 0 | 0 | 0 | 0 | 0 | 0 | 0 | 0 | 0 | 0 | 0 | 0
393 | REFCL T2 ZS WORK - WOTS (Tx Component) | Security and Compliance | Stations | TRUE | Establishment | Network | Labour - External | 50% |  | 0 | 0 | 0 | 0 | 0 | 0 | 0 | 0 | 0 | 0 | 0 | 0 | 0 | 0 | 0 | 0 | 0 | 0 | 0 | 0 | 0 | 0 | 0 | 0 | 0 | 0 | 0 | 0 | 0 | 0 | 0 | 0 | 0 | 0 | 0 | 0 | 0 | 0 | 0 | 0 | 0 | 0 | 0 | 0 | 0% | 0% | 0% | 0% | 0% | 0% | 0% | 0% | 0% | 0% | 0% | [10 empty] | 0 | 0 | 0 | 0 | 0 | 0 | 0 | 0 | 0 | 0 | 0 | 0 | 0 | 0 | 0 | 0 | 0 | 0 | 0 | 0 | 0 | 0 | 0 | 0 | 0 | 0 | 0 | 0 | 0 | 0 | 0 | 0 | 0 | 0 | 0 | 0 | 0 | 0 | 0 | 0 | 0
394 | Other station transformer replacement | Replacement - Major Station | Major Station | FALSE | Transformers | Network | Materials | 40% |  | 0 | 0 | 0 | 0 | 0 | 0 | 0 | 0 | 0 | 0 | 0 | 0 | 0 | 0 | 0 | 0 | 0 | 0 | 0 | 0 | 0 | 0 | 0 | 0 | 0 | 0 | 0 | 0 | 0 | 0 | 0 | 0 | 0 | 0 | 0 | 0 | 0 | 0 | 0 | 0 | 0 | 0 | 0 | 0 | 0% | 0% | 0% | 0% | 0% | 0% | 0% | 0% | 0% | 0% | 0% | x | x | x | x | x | x | x | x | x | x | 0 | 0 | 0 | 0 | 0 | 0 | 0 | 0 | 0 | 0 | 0 | 0 | 0 | 0 | 0 | 0 | 0 | 0 | 0 | 0 | 0 | 0 | 0 | 0 | 0 | 0 | 0 | 0 | 0 | 0 | 0 | 0 | 0 | 0 | 0 | 0 | 0 | 0 | 0 | 0 | 0
395 | Other station transformer replacement | Replacement - Major Station | Major Station | FALSE | Transformers | Network | Labour - Internal | 10% |  | 0 | 0 | 0 | 0 | 0 | 0 | 0 | 0 | 0 | 0 | 0 | 0 | 0 | 0 | 0 | 0 | 0 | 0 | 0 | 0 | 0 | 0 | 0 | 0 | 0 | 0 | 0 | 0 | 0 | 0 | 0 | 0 | 0 | 0 | 0 | 0 | 0 | 0 | 0 | 0 | 0 | 0 | 0 | 0 | 0% | 0% | 0% | 0% | 0% | 0% | 0% | 0% | 0% | 0% | 0% | x | x | x | x | x | x | x | x | x | x | 0 | 0 | 0 | 0 | 0 | 0 | 0 | 0 | 0 | 0 | 0 | 0 | 0 | 0 | 0 | 0 | 0 | 0 | 0 | 0 | 0 | 0 | 0 | 0 | 0 | 0 | 0 | 0 | 0 | 0 | 0 | 0 | 0 | 0 | 0 | 0 | 0 | 0 | 0 | 0 | 0
396 | Other station transformer replacement | Replacement - Major Station | Major Station | FALSE | Transformers | Network | Labour - External | 50% |  | 0 | 0 | 0 | 0 | 0 | 0 | 0 | 0 | 0 | 0 | 0 | 0 | 0 | 0 | 0 | 0 | 0 | 0 | 0 | 0 | 0 | 0 | 0 | 0 | 0 | 0 | 0 | 0 | 0 | 0 | 0 | 0 | 0 | 0 | 0 | 0 | 0 | 0 | 0 | 0 | 0 | 0 | 0 | 0 | 0% | 0% | 0% | 0% | 0% | 0% | 0% | 0% | 0% | 0% | 0% | x | x | x | x | x | x | x | x | x | x | 0 | 0 | 0 | 0 | 0 | 0 | 0 | 0 | 0 | 0 | 0 | 0 | 0 | 0 | 0 | 0 | 0 | 0 | 0 | 0 | 0 | 0 | 0 | 0 | 0 | 0 | 0 | 0 | 0 | 0 | 0 | 0 | 0 | 0 | 0 | 0 | 0 | 0 | 0 | 0 | 0
397 | Power Transformers | Replacement - Other | Stations | FALSE | Transformers | Network | Materials | 40% |  | 0 | 0 | 24.7885 | 2056.12 | 1024 | 1024 | 1024 | 1024 | 1024 | 0 | 0 | 0 | 0 | 0 | 0 | 0 | 0 | 0 | 0 | 0 | 0 | 0 | 0 | 0 | 1.6822 | 125.1096 | 49.2224 | 53.3085 | 53.5608 | 70.3421 | 93.0017 | 0 | 0 | 0 | 0 | 26.4707 | 2181.2296 | 1073.2224 | 1077.3085 | 1077.5608 | 1094.3421 | 1117.0017 | 0 | 0 | 0% | 0% | 0% | 0% | 0% | 0% | 0% | 0% | 0% | 0% | 0% | x | x | x | x | x | x | x | x | x | x | 0 | 24.7885 | 2056.12 | 1024 | 1024 | 1024 | 1024 | 1024 | 0 | 0 | 0 | 0 | 0 | 0 | 0 | 0 | 0 | 0 | 0 | 0 | 0 | 1.6822 | 125.1096 | 49.2224 | 53.3085 | 53.5608 | 70.3421 | 93.0017 | 0 | 0 | 0 | 26.4707 | 2181.2296 | 1073.2224 | 1077.3085 | 1077.5608 | 1094.3421 | 1117.0017 | 0 | 0 | 0
398 | Power Transformers | Replacement - Other | Stations | FALSE | Transformers | Network | Labour - Internal | 10% |  | 0 | 0 | 6.1971 | 514.03 | 256 | 256 | 256 | 256 | 256 | 0 | 0 | 0 | 0 | 0.022676 | 5.075 | 3.8707 | 5.1722 | 7.2087 | 10.1062 | 13.0356 | 0 | 0 | 0 | 0 | 0.42208 | 31.5862 | 12.4917 | 13.5964 | 13.7672 | 18.2797 | 24.4344 | 0 | 0 | 0 | 0 | 6.6419 | 550.6912 | 272.3624 | 274.7686 | 276.9759 | 284.386 | 293.47 | 0 | 0 | 0% | 0% | 0% | 0% | 0% | 0% | 0% | 0% | 0% | 0% | 0% | x | x | x | x | x | x | x | x | x | x | 0 | 6.1971 | 514.03 | 256 | 256 | 256 | 256 | 256 | 0 | 0 | 0 | 0.022676 | 5.075 | 3.8707 | 5.1722 | 7.2087 | 10.1062 | 13.0356 | 0 | 0 | 0 | 0.42208 | 31.5862 | 12.4917 | 13.5964 | 13.7672 | 18.2797 | 24.4344 | 0 | 0 | 0 | 6.6419 | 550.6912 | 272.3624 | 274.7686 | 276.9759 | 284.386 | 293.47 | 0 | 0 | 0
399 | Power Transformers | Replacement - Other | Stations | FALSE | Transformers | Network | Labour - External | 50% |  | 0 | 0 | 30.9856 | 2570.15 | 1280 | 1280 | 1280 | 1280 | 1280 | 0 | 0 | 0 | 0 | -0.08145 | -3.7477 | 3.2086 | 10.4174 | 23.8308 | 40.0685 | 56.5085 | 0 | 0 | 0 | 0 | 2.0972 | 156.159 | 61.6822 | 67.1779 | 68.1974 | 90.68 | 121.3844 | 0 | 0 | 0 | 0 | 33.0014 | 2722.5613 | 1344.8908 | 1357.5953 | 1372.0282 | 1410.7486 | 1457.8929 | 0 | 0 | 0% | 0% | 0% | 0% | 0% | 0% | 0% | 0% | 0% | 0% | 0% | x | x | x | x | x | x | x | x | x | x | 0 | 30.9856 | 2570.15 | 1280 | 1280 | 1280 | 1280 | 1280 | 0 | 0 | 0 | -0.08145 | -3.7477 | 3.2086 | 10.4174 | 23.8308 | 40.0685 | 56.5085 | 0 | 0 | 0 | 2.0972 | 156.159 | 61.6822 | 67.1779 | 68.1974 | 90.68 | 121.3844 | 0 | 0 | 0 | 33.0014 | 2722.5613 | 1344.8908 | 1357.5953 | 1372.0282 | 1410.7486 | 1457.8929 | 0 | 0 | 0
400 | Power transformers - Bushings replacement | Replacement - Other | Stations | FALSE | Transformers | Network | Materials | 40% |  | 0 | 0 | 321.2901 | 535.7143 | 0 | 0 | 0 | 0 | 0 | 0 | 0 | 0 | 0 | 0 | 0 | 0 | 0 | 0 | 0 | 0 | 0 | 0 | 0 | 0 | 21.8031 | 32.5968 | 0 | 0 | 0 | 0 | 0 | 0 | 0 | 0 | 0 | 343.0932 | 568.3111 | 0 | 0 | 0 | 0 | 0 | 0 | 0 | 0% | 0% | 0% | 0% | 0% | 0% | 0% | 0% | 0% | 0% | 0% | x | x | x | x | x | x | x | x | x | x | 0 | 321.2901 | 535.7143 | 0 | 0 | 0 | 0 | 0 | 0 | 0 | 0 | 0 | 0 | 0 | 0 | 0 | 0 | 0 | 0 | 0 | 0 | 21.8031 | 32.5968 | 0 | 0 | 0 | 0 | 0 | 0 | 0 | 0 | 343.0932 | 568.3111 | 0 | 0 | 0 | 0 | 0 | 0 | 0 | 0
401 | Power transformers - Bushings replacement | Replacement - Other | Stations | FALSE | Transformers | Network | Labour - Internal | 10% |  | 0 | 0 | 80.3225 | 133.9286 | 0 | 0 | 0 | 0 | 0 | 0 | 0 | 0 | 0 | 0.2939 | 1.3223 | 0 | 0 | 0 | 0 | 0 | 0 | 0 | 0 | 0 | 5.4707 | 8.2297 | 0 | 0 | 0 | 0 | 0 | 0 | 0 | 0 | 0 | 86.0871 | 143.4805 | 0 | 0 | 0 | 0 | 0 | 0 | 0 | 0% | 0% | 0% | 0% | 0% | 0% | 0% | 0% | 0% | 0% | 0% | x | x | x | x | x | x | x | x | x | x | 0 | 80.3225 | 133.9286 | 0 | 0 | 0 | 0 | 0 | 0 | 0 | 0 | 0.2939 | 1.3223 | 0 | 0 | 0 | 0 | 0 | 0 | 0 | 0 | 5.4707 | 8.2297 | 0 | 0 | 0 | 0 | 0 | 0 | 0 | 0 | 86.0871 | 143.4805 | 0 | 0 | 0 | 0 | 0 | 0 | 0 | 0
402 | Power transformers - Bushings replacement | Replacement - Other | Stations | FALSE | Transformers | Network | Labour - External | 50% |  | 0 | 0 | 401.6127 | 669.6429 | 0 | 0 | 0 | 0 | 0 | 0 | 0 | 0 | 0 | -1.0557 | -0.97646 | 0 | 0 | 0 | 0 | 0 | 0 | 0 | 0 | 0 | 27.1822 | 40.6866 | 0 | 0 | 0 | 0 | 0 | 0 | 0 | 0 | 0 | 427.7392 | 709.353 | 0 | 0 | 0 | 0 | 0 | 0 | 0 | 0% | 0% | 0% | 0% | 0% | 0% | 0% | 0% | 0% | 0% | 0% | x | x | x | x | x | x | x | x | x | x | 0 | 401.6127 | 669.6429 | 0 | 0 | 0 | 0 | 0 | 0 | 0 | 0 | -1.0557 | -0.97646 | 0 | 0 | 0 | 0 | 0 | 0 | 0 | 0 | 27.1822 | 40.6866 | 0 | 0 | 0 | 0 | 0 | 0 | 0 | 0 | 427.7392 | 709.353 | 0 | 0 | 0 | 0 | 0 | 0 | 0 | 0
403 | Power transformers - improved safe access | Replacement - Other | Stations | FALSE | Transformers | Network | Materials | 40% |  | 0 | 0 | 59.0494 | 0 | 0 | 0 | 0 | 0 | 0 | 0 | 0 | 0 | 0 | 0 | 0 | 0 | 0 | 0 | 0 | 0 | 0 | 0 | 0 | 0 | 4.0072 | 0 | 0 | 0 | 0 | 0 | 0 | 0 | 0 | 0 | 0 | 63.0566 | 0 | 0 | 0 | 0 | 0 | 0 | 0 | 0 | 0% | 0% | 0% | 0% | 0% | 0% | 0% | 0% | 0% | 0% | 0% | x | x | x | x | x | x | x | x | x | x | 0 | 59.0494 | 0 | 0 | 0 | 0 | 0 | 0 | 0 | 0 | 0 | 0 | 0 | 0 | 0 | 0 | 0 | 0 | 0 | 0 | 0 | 4.0072 | 0 | 0 | 0 | 0 | 0 | 0 | 0 | 0 | 0 | 63.0566 | 0 | 0 | 0 | 0 | 0 | 0 | 0 | 0 | 0
404 | Power transformers - improved safe access | Replacement - Other | Stations | FALSE | Transformers | Network | Labour - Internal | 10% |  | 0 | 0 | 14.7624 | 0 | 0 | 0 | 0 | 0 | 0 | 0 | 0 | 0 | 0 | 0.054016 | 0 | 0 | 0 | 0 | 0 | 0 | 0 | 0 | 0 | 0 | 1.0055 | 0 | 0 | 0 | 0 | 0 | 0 | 0 | 0 | 0 | 0 | 15.8218 | 0 | 0 | 0 | 0 | 0 | 0 | 0 | 0 | 0% | 0% | 0% | 0% | 0% | 0% | 0% | 0% | 0% | 0% | 0% | x | x | x | x | x | x | x | x | x | x | 0 | 14.7624 | 0 | 0 | 0 | 0 | 0 | 0 | 0 | 0 | 0 | 0.054016 | 0 | 0 | 0 | 0 | 0 | 0 | 0 | 0 | 0 | 1.0055 | 0 | 0 | 0 | 0 | 0 | 0 | 0 | 0 | 0 | 15.8218 | 0 | 0 | 0 | 0 | 0 | 0 | 0 | 0 | 0
405 | Power transformers - improved safe access | Replacement - Other | Stations | FALSE | Transformers | Network | Labour - External | 50% |  | 0 | 0 | 73.8118 | 0 | 0 | 0 | 0 | 0 | 0 | 0 | 0 | 0 | 0 | -0.19402 | 0 | 0 | 0 | 0 | 0 | 0 | 0 | 0 | 0 | 0 | 4.9958 | 0 | 0 | 0 | 0 | 0 | 0 | 0 | 0 | 0 | 0 | 78.6135 | 0 | 0 | 0 | 0 | 0 | 0 | 0 | 0 | 0% | 0% | 0% | 0% | 0% | 0% | 0% | 0% | 0% | 0% | 0% | x | x | x | x | x | x | x | x | x | x | 0 | 73.8118 | 0 | 0 | 0 | 0 | 0 | 0 | 0 | 0 | 0 | -0.19402 | 0 | 0 | 0 | 0 | 0 | 0 | 0 | 0 | 0 | 4.9958 | 0 | 0 | 0 | 0 | 0 | 0 | 0 | 0 | 0 | 78.6135 | 0 | 0 | 0 | 0 | 0 | 0 | 0 | 0 | 0
406 | Circuit breakers | Replacement - Other | Stations | FALSE | Switchgear | Network | Materials | 40% |  | 0 | 0 | 542.4873 | 1206.9325 | 974.6 | 403.52 | 403.52 | 403.52 | 403.52 | 0 | 0 | 0 | 0 | 0 | 0 | 0 | 0 | 0 | 0 | 0 | 0 | 0 | 0 | 0 | 36.8137 | 73.4387 | 46.8478 | 21.0069 | 21.1063 | 27.7192 | 36.6485 | 0 | 0 | 0 | 0 | 579.3011 | 1280.3712 | 1021.4478 | 424.5269 | 424.6263 | 431.2392 | 440.1685 | 0 | 0 | 0% | 0% | 0% | 0% | 0% | 0% | 0% | 0% | 0% | 0% | 0% | x | x | x | x | x | x | x | x | x | x | 0 | 542.4873 | 1206.9325 | 974.6 | 403.52 | 403.52 | 403.52 | 403.52 | 0 | 0 | 0 | 0 | 0 | 0 | 0 | 0 | 0 | 0 | 0 | 0 | 0 | 36.8137 | 73.4387 | 46.8478 | 21.0069 | 21.1063 | 27.7192 | 36.6485 | 0 | 0 | 0 | 579.3011 | 1280.3712 | 1021.4478 | 424.5269 | 424.6263 | 431.2392 | 440.1685 | 0 | 0 | 0
407 | Circuit breakers | Replacement - Other | Stations | FALSE | Switchgear | Network | Labour - Internal | 10% |  | 0 | 0 | 135.6218 | 301.7331 | 243.65 | 100.88 | 100.88 | 100.88 | 100.88 | 0 | 0 | 0 | 0 | 0.49625 | 2.979 | 3.684 | 2.0382 | 2.8407 | 3.9825 | 5.1369 | 0 | 0 | 0 | 0 | 9.2371 | 18.541 | 11.889 | 5.3578 | 5.4252 | 7.2034 | 9.6287 | 0 | 0 | 0 | 0 | 145.3552 | 323.2531 | 259.223 | 108.276 | 109.1458 | 112.0658 | 115.6455 | 0 | 0 | 0% | 0% | 0% | 0% | 0% | 0% | 0% | 0% | 0% | 0% | 0% | x | x | x | x | x | x | x | x | x | x | 0 | 135.6218 | 301.7331 | 243.65 | 100.88 | 100.88 | 100.88 | 100.88 | 0 | 0 | 0 | 0.49625 | 2.979 | 3.684 | 2.0382 | 2.8407 | 3.9825 | 5.1369 | 0 | 0 | 0 | 9.2371 | 18.541 | 11.889 | 5.3578 | 5.4252 | 7.2034 | 9.6287 | 0 | 0 | 0 | 145.3552 | 323.2531 | 259.223 | 108.276 | 109.1458 | 112.0658 | 115.6455 | 0 | 0 | 0
408 | Circuit breakers | Replacement - Other | Stations | FALSE | Switchgear | Network | Labour - External | 50% |  | 0 | 0 | 678.1092 | 1508.6656 | 1218.25 | 504.4 | 504.4 | 504.4 | 504.4 | 0 | 0 | 0 | 0 | -1.7825 | -2.1999 | 3.0538 | 4.1051 | 9.3908 | 15.7895 | 22.2679 | 0 | 0 | 0 | 0 | 45.8962 | 91.6646 | 58.7065 | 26.4723 | 26.8741 | 35.7336 | 47.833 | 0 | 0 | 0 | 0 | 722.2229 | 1598.1303 | 1280.0103 | 534.9774 | 540.6649 | 555.9231 | 574.5009 | 0 | 0 | 0% | 0% | 0% | 0% | 0% | 0% | 0% | 0% | 0% | 0% | 0% | x | x | x | x | x | x | x | x | x | x | 0 | 678.1092 | 1508.6656 | 1218.25 | 504.4 | 504.4 | 504.4 | 504.4 | 0 | 0 | 0 | -1.7825 | -2.1999 | 3.0538 | 4.1051 | 9.3908 | 15.7895 | 22.2679 | 0 | 0 | 0 | 45.8962 | 91.6646 | 58.7065 | 26.4723 | 26.8741 | 35.7336 | 47.833 | 0 | 0 | 0 | 722.2229 | 1598.1303 | 1280.0103 | 534.9774 | 540.6649 | 555.9231 | 574.5009 | 0 | 0 | 0
409 | Instrument transformers (Pre FY23) | Replacement - Other | Stations | FALSE | Switchgear | Network | Materials | 40% |  | 0 | 0 | 0 | 0 | 0 | 0 | 0 | 0 | 0 | 0 | 0 | 0 | 0 | 0 | 0 | 0 | 0 | 0 | 0 | 0 | 0 | 0 | 0 | 0 | 0 | 0 | 0 | 0 | 0 | 0 | 0 | 0 | 0 | 0 | 0 | 0 | 0 | 0 | 0 | 0 | 0 | 0 | 0 | 0 | 0% | 0% | 0% | 0% | 0% | 0% | 0% | 0% | 0% | 0% | 0% | x | x | x | x | x | x | x | x | x | x | 0 | 0 | 0 | 0 | 0 | 0 | 0 | 0 | 0 | 0 | 0 | 0 | 0 | 0 | 0 | 0 | 0 | 0 | 0 | 0 | 0 | 0 | 0 | 0 | 0 | 0 | 0 | 0 | 0 | 0 | 0 | 0 | 0 | 0 | 0 | 0 | 0 | 0 | 0 | 0 | 0
410 | Instrument transformers (Pre FY23) | Replacement - Other | Stations | FALSE | Switchgear | Network | Labour - Internal | 10% |  | 0 | 0 | 0 | 0 | 0 | 0 | 0 | 0 | 0 | 0 | 0 | 0 | 0 | 0 | 0 | 0 | 0 | 0 | 0 | 0 | 0 | 0 | 0 | 0 | 0 | 0 | 0 | 0 | 0 | 0 | 0 | 0 | 0 | 0 | 0 | 0 | 0 | 0 | 0 | 0 | 0 | 0 | 0 | 0 | 0% | 0% | 0% | 0% | 0% | 0% | 0% | 0% | 0% | 0% | 0% | x | x | x | x | x | x | x | x | x | x | 0 | 0 | 0 | 0 | 0 | 0 | 0 | 0 | 0 | 0 | 0 | 0 | 0 | 0 | 0 | 0 | 0 | 0 | 0 | 0 | 0 | 0 | 0 | 0 | 0 | 0 | 0 | 0 | 0 | 0 | 0 | 0 | 0 | 0 | 0 | 0 | 0 | 0 | 0 | 0 | 0
411 | Instrument transformers (Pre FY23) | Replacement - Other | Stations | FALSE | Switchgear | Network | Labour - External | 50% |  | 0 | 0 | 0 | 0 | 0 | 0 | 0 | 0 | 0 | 0 | 0 | 0 | 0 | 0 | 0 | 0 | 0 | 0 | 0 | 0 | 0 | 0 | 0 | 0 | 0 | 0 | 0 | 0 | 0 | 0 | 0 | 0 | 0 | 0 | 0 | 0 | 0 | 0 | 0 | 0 | 0 | 0 | 0 | 0 | 0% | 0% | 0% | 0% | 0% | 0% | 0% | 0% | 0% | 0% | 0% | x | x | x | x | x | x | x | x | x | x | 0 | 0 | 0 | 0 | 0 | 0 | 0 | 0 | 0 | 0 | 0 | 0 | 0 | 0 | 0 | 0 | 0 | 0 | 0 | 0 | 0 | 0 | 0 | 0 | 0 | 0 | 0 | 0 | 0 | 0 | 0 | 0 | 0 | 0 | 0 | 0 | 0 | 0 | 0 | 0 | 0
412 | Instrument transformers (Post FY22) | Replacement - Other | Stations | FALSE | Instrument Transformers | Network | Materials | 40% |  | 0 | 0 | 0 | 0 | 616 | 616 | 616 | 616 | 616 | 0 | 0 | 0 | 0 | 0 | 0 | 0 | 0 | 0 | 0 | 0 | 0 | 0 | 0 | 0 | 0 | 0 | 29.6103 | 32.0684 | 32.2202 | 42.3152 | 55.9464 | 0 | 0 | 0 | 0 | 0 | 0 | 645.6103 | 648.0684 | 648.2202 | 658.3152 | 671.9464 | 0 | 0 | 0% | 0% | 0% | 0% | 0% | 0% | 0% | 0% | 0% | 0% | 0% | x | x | x | x | x | x | x | x | x | x | 0 | 0 | 0 | 616 | 616 | 616 | 616 | 616 | 0 | 0 | 0 | 0 | 0 | 0 | 0 | 0 | 0 | 0 | 0 | 0 | 0 | 0 | 0 | 29.6103 | 32.0684 | 32.2202 | 42.3152 | 55.9464 | 0 | 0 | 0 | 0 | 0 | 645.6103 | 648.0684 | 648.2202 | 658.3152 | 671.9464 | 0 | 0 | 0
413 | Instrument transformers (Post FY22) | Replacement - Other | Stations | FALSE | Instrument Transformers | Network | Labour - Internal | 10% |  | 0 | 0 | 0 | 0 | 154 | 154 | 154 | 154 | 154 | 0 | 0 | 0 | 0 | 0 | 0 | 2.3285 | 3.1114 | 4.3365 | 6.0795 | 7.8417 | 0 | 0 | 0 | 0 | 0 | 0 | 7.5145 | 8.1791 | 8.2819 | 10.9964 | 14.6988 | 0 | 0 | 0 | 0 | 0 | 0 | 163.843 | 165.2905 | 166.6183 | 171.0759 | 176.5405 | 0 | 0 | 0% | 0% | 0% | 0% | 0% | 0% | 0% | 0% | 0% | 0% | 0% | x | x | x | x | x | x | x | x | x | x | 0 | 0 | 0 | 154 | 154 | 154 | 154 | 154 | 0 | 0 | 0 | 0 | 0 | 2.3285 | 3.1114 | 4.3365 | 6.0795 | 7.8417 | 0 | 0 | 0 | 0 | 0 | 7.5145 | 8.1791 | 8.2819 | 10.9964 | 14.6988 | 0 | 0 | 0 | 0 | 0 | 163.843 | 165.2905 | 166.6183 | 171.0759 | 176.5405 | 0 | 0 | 0
414 | Instrument transformers (Post FY22) | Replacement - Other | Stations | FALSE | Instrument Transformers | Network | Labour - External | 50% |  | 0 | 0 | 0 | 0 | 770 | 770 | 770 | 770 | 770 | 0 | 0 | 0 | 0 | 0 | 0 | 1.9302 | 6.2667 | 14.3357 | 24.1037 | 33.9934 | 0 | 0 | 0 | 0 | 0 | 0 | 37.1057 | 40.4117 | 41.025 | 54.5497 | 73.0203 | 0 | 0 | 0 | 0 | 0 | 0 | 809.0359 | 816.6784 | 825.3607 | 848.6534 | 877.0137 | 0 | 0 | 0% | 0% | 0% | 0% | 0% | 0% | 0% | 0% | 0% | 0% | 0% | x | x | x | x | x | x | x | x | x | x | 0 | 0 | 0 | 770 | 770 | 770 | 770 | 770 | 0 | 0 | 0 | 0 | 0 | 1.9302 | 6.2667 | 14.3357 | 24.1037 | 33.9934 | 0 | 0 | 0 | 0 | 0 | 37.1057 | 40.4117 | 41.025 | 54.5497 | 73.0203 | 0 | 0 | 0 | 0 | 0 | 809.0359 | 816.6784 | 825.3607 | 848.6534 | 877.0137 | 0 | 0 | 0
415 | Current transformers | Replacement - Other | Stations | FALSE | Switchgear | Network | Materials | 40% |  | 0 | 0 | 587.1603 | 368.0218 | 0 | 0 | 0 | 0 | 0 | 0 | 0 | 0 | 0 | 0 | 0 | 0 | 0 | 0 | 0 | 0 | 0 | 0 | 0 | 0 | 39.8453 | 22.3932 | 0 | 0 | 0 | 0 | 0 | 0 | 0 | 0 | 0 | 627.0056 | 390.415 | 0 | 0 | 0 | 0 | 0 | 0 | 0 | 0% | 0% | 0% | 0% | 0% | 0% | 0% | 0% | 0% | 0% | 0% | x | x | x | x | x | x | x | x | x | x | 0 | 587.1603 | 368.0218 | 0 | 0 | 0 | 0 | 0 | 0 | 0 | 0 | 0 | 0 | 0 | 0 | 0 | 0 | 0 | 0 | 0 | 0 | 39.8453 | 22.3932 | 0 | 0 | 0 | 0 | 0 | 0 | 0 | 0 | 627.0056 | 390.415 | 0 | 0 | 0 | 0 | 0 | 0 | 0 | 0
416 | Current transformers | Replacement - Other | Stations | FALSE | Switchgear | Network | Labour - Internal | 10% |  | 0 | 0 | 146.7901 | 92.0054 | 0 | 0 | 0 | 0 | 0 | 0 | 0 | 0 | 0 | 0.53711 | 0.90836 | 0 | 0 | 0 | 0 | 0 | 0 | 0 | 0 | 0 | 9.9978 | 5.6536 | 0 | 0 | 0 | 0 | 0 | 0 | 0 | 0 | 0 | 157.325 | 98.5674 | 0 | 0 | 0 | 0 | 0 | 0 | 0 | 0% | 0% | 0% | 0% | 0% | 0% | 0% | 0% | 0% | 0% | 0% | x | x | x | x | x | x | x | x | x | x | 0 | 146.7901 | 92.0054 | 0 | 0 | 0 | 0 | 0 | 0 | 0 | 0 | 0.53711 | 0.90836 | 0 | 0 | 0 | 0 | 0 | 0 | 0 | 0 | 9.9978 | 5.6536 | 0 | 0 | 0 | 0 | 0 | 0 | 0 | 0 | 157.325 | 98.5674 | 0 | 0 | 0 | 0 | 0 | 0 | 0 | 0
417 | Current transformers | Replacement - Other | Stations | FALSE | Switchgear | Network | Labour - External | 50% |  | 0 | 0 | 733.9504 | 460.0272 | 0 | 0 | 0 | 0 | 0 | 0 | 0 | 0 | 0 | -1.9293 | -0.6708 | 0 | 0 | 0 | 0 | 0 | 0 | 0 | 0 | 0 | 49.6757 | 27.9507 | 0 | 0 | 0 | 0 | 0 | 0 | 0 | 0 | 0 | 781.6968 | 487.3071 | 0 | 0 | 0 | 0 | 0 | 0 | 0 | 0% | 0% | 0% | 0% | 0% | 0% | 0% | 0% | 0% | 0% | 0% | x | x | x | x | x | x | x | x | x | x | 0 | 733.9504 | 460.0272 | 0 | 0 | 0 | 0 | 0 | 0 | 0 | 0 | -1.9293 | -0.6708 | 0 | 0 | 0 | 0 | 0 | 0 | 0 | 0 | 49.6757 | 27.9507 | 0 | 0 | 0 | 0 | 0 | 0 | 0 | 0 | 781.6968 | 487.3071 | 0 | 0 | 0 | 0 | 0 | 0 | 0 | 0
418 | Disconnectors | Replacement - Other | Stations | FALSE | Switchgear | Network | Materials | 40% |  | 0 | 0 | 35.9904 | 0 | 102.08 | 102.08 | 102.08 | 102.08 | 102.08 | 0 | 0 | 0 | 0 | 0 | 0 | 0 | 0 | 0 | 0 | 0 | 0 | 0 | 0 | 0 | 2.4423 | 0 | 4.9069 | 5.3142 | 5.3393 | 7.0122 | 9.2711 | 0 | 0 | 0 | 0 | 38.4327 | 0 | 106.9869 | 107.3942 | 107.4193 | 109.0922 | 111.3511 | 0 | 0 | 0% | 0% | 0% | 0% | 0% | 0% | 0% | 0% | 0% | 0% | 0% | x | x | x | x | x | x | x | x | x | x | 0 | 35.9904 | 0 | 102.08 | 102.08 | 102.08 | 102.08 | 102.08 | 0 | 0 | 0 | 0 | 0 | 0 | 0 | 0 | 0 | 0 | 0 | 0 | 0 | 2.4423 | 0 | 4.9069 | 5.3142 | 5.3393 | 7.0122 | 9.2711 | 0 | 0 | 0 | 38.4327 | 0 | 106.9869 | 107.3942 | 107.4193 | 109.0922 | 111.3511 | 0 | 0 | 0
419 | Disconnectors | Replacement - Other | Stations | FALSE | Switchgear | Network | Labour - Internal | 10% |  | 0 | 0 | 8.9976 | 0 | 25.52 | 25.52 | 25.52 | 25.52 | 25.52 | 0 | 0 | 0 | 0 | 0.032923 | 0 | 0.38587 | 0.51561 | 0.71862 | 1.0075 | 1.2995 | 0 | 0 | 0 | 0 | 0.61282 | 0 | 1.2453 | 1.3554 | 1.3724 | 1.8223 | 2.4358 | 0 | 0 | 0 | 0 | 9.6433 | 0 | 27.1511 | 27.391 | 27.611 | 28.3497 | 29.2553 | 0 | 0 | 0% | 0% | 0% | 0% | 0% | 0% | 0% | 0% | 0% | 0% | 0% | x | x | x | x | x | x | x | x | x | x | 0 | 8.9976 | 0 | 25.52 | 25.52 | 25.52 | 25.52 | 25.52 | 0 | 0 | 0 | 0.032923 | 0 | 0.38587 | 0.51561 | 0.71862 | 1.0075 | 1.2995 | 0 | 0 | 0 | 0.61282 | 0 | 1.2453 | 1.3554 | 1.3724 | 1.8223 | 2.4358 | 0 | 0 | 0 | 9.6433 | 0 | 27.1511 | 27.391 | 27.611 | 28.3497 | 29.2553 | 0 | 0 | 0
420 | Disconnectors | Replacement - Other | Stations | FALSE | Switchgear | Network | Labour - External | 50% |  | 0 | 0 | 44.988 | 0 | 127.6 | 127.6 | 127.6 | 127.6 | 127.6 | 0 | 0 | 0 | 0 | -0.11826 | 0 | 0.31986 | 1.0385 | 2.3756 | 3.9943 | 5.6332 | 0 | 0 | 0 | 0 | 3.0449 | 0 | 6.1489 | 6.6968 | 6.7984 | 9.0397 | 12.1005 | 0 | 0 | 0 | 0 | 47.9146 | 0 | 134.0688 | 135.3353 | 136.7741 | 140.634 | 145.3337 | 0 | 0 | 0% | 0% | 0% | 0% | 0% | 0% | 0% | 0% | 0% | 0% | 0% | x | x | x | x | x | x | x | x | x | x | 0 | 44.988 | 0 | 127.6 | 127.6 | 127.6 | 127.6 | 127.6 | 0 | 0 | 0 | -0.11826 | 0 | 0.31986 | 1.0385 | 2.3756 | 3.9943 | 5.6332 | 0 | 0 | 0 | 3.0449 | 0 | 6.1489 | 6.6968 | 6.7984 | 9.0397 | 12.1005 | 0 | 0 | 0 | 47.9146 | 0 | 134.0688 | 135.3353 | 136.7741 | 140.634 | 145.3337 | 0 | 0 | 0
421 | Reactive plant | Replacement - Other | Stations | FALSE | Reactive | Network | Materials | 40% |  | 0 | 0 | 3534.1096 | 91.4286 | 0 | 0 | 0 | 0 | 0 | 0 | 0 | 0 | 0 | 0 | 0 | 0 | 0 | 0 | 0 | 0 | 0 | 0 | 0 | 0 | 239.8283 | 5.5632 | 0 | 0 | 0 | 0 | 0 | 0 | 0 | 0 | 0 | 3773.9379 | 96.9918 | 0 | 0 | 0 | 0 | 0 | 0 | 0 | 0% | 0% | 0% | 0% | 0% | 0% | 0% | 0% | 0% | 0% | 0% | x | x | x | x | x | x | x | x | x | x | 0 | 3534.1096 | 91.4286 | 0 | 0 | 0 | 0 | 0 | 0 | 0 | 0 | 0 | 0 | 0 | 0 | 0 | 0 | 0 | 0 | 0 | 0 | 239.8283 | 5.5632 | 0 | 0 | 0 | 0 | 0 | 0 | 0 | 0 | 3773.9379 | 96.9918 | 0 | 0 | 0 | 0 | 0 | 0 | 0 | 0
422 | Reactive plant | Replacement - Other | Stations | FALSE | Reactive | Network | Labour - Internal | 10% |  | 0 | 0 | 883.5274 | 22.8571 | 0 | 0 | 0 | 0 | 0 | 0 | 0 | 0 | 0 | 3.2329 | 0.22567 | 0 | 0 | 0 | 0 | 0 | 0 | 0 | 0 | 0 | 60.1765 | 1.4045 | 0 | 0 | 0 | 0 | 0 | 0 | 0 | 0 | 0 | 946.9367 | 24.4873 | 0 | 0 | 0 | 0 | 0 | 0 | 0 | 0% | 0% | 0% | 0% | 0% | 0% | 0% | 0% | 0% | 0% | 0% | x | x | x | x | x | x | x | x | x | x | 0 | 883.5274 | 22.8571 | 0 | 0 | 0 | 0 | 0 | 0 | 0 | 0 | 3.2329 | 0.22567 | 0 | 0 | 0 | 0 | 0 | 0 | 0 | 0 | 60.1765 | 1.4045 | 0 | 0 | 0 | 0 | 0 | 0 | 0 | 0 | 946.9367 | 24.4873 | 0 | 0 | 0 | 0 | 0 | 0 | 0 | 0
423 | Reactive plant | Replacement - Other | Stations | FALSE | Reactive | Network | Labour - External | 50% |  | 0 | 0 | 4417.637 | 114.2857 | 0 | 0 | 0 | 0 | 0 | 0 | 0 | 0 | 0 | -11.6123 | -0.16665 | 0 | 0 | 0 | 0 | 0 | 0 | 0 | 0 | 0 | 298.9973 | 6.9439 | 0 | 0 | 0 | 0 | 0 | 0 | 0 | 0 | 0 | 4705.022 | 121.0629 | 0 | 0 | 0 | 0 | 0 | 0 | 0 | 0% | 0% | 0% | 0% | 0% | 0% | 0% | 0% | 0% | 0% | 0% | x | x | x | x | x | x | x | x | x | x | 0 | 4417.637 | 114.2857 | 0 | 0 | 0 | 0 | 0 | 0 | 0 | 0 | -11.6123 | -0.16665 | 0 | 0 | 0 | 0 | 0 | 0 | 0 | 0 | 298.9973 | 6.9439 | 0 | 0 | 0 | 0 | 0 | 0 | 0 | 0 | 4705.022 | 121.0629 | 0 | 0 | 0 | 0 | 0 | 0 | 0 | 0
424 | On-line monitoring | Replacement - Other | Stations | FALSE | Establishment | Network | Materials | 40% |  | 0 | 0 | 0 | 0 | 0 | 0 | 0 | 0 | 0 | 0 | 0 | 0 | 0 | 0 | 0 | 0 | 0 | 0 | 0 | 0 | 0 | 0 | 0 | 0 | 0 | 0 | 0 | 0 | 0 | 0 | 0 | 0 | 0 | 0 | 0 | 0 | 0 | 0 | 0 | 0 | 0 | 0 | 0 | 0 | 0% | 0% | 0% | 0% | 0% | 0% | 0% | 0% | 0% | 0% | 0% | x | x | x | x | x | x | x | x | x | x | 0 | 0 | 0 | 0 | 0 | 0 | 0 | 0 | 0 | 0 | 0 | 0 | 0 | 0 | 0 | 0 | 0 | 0 | 0 | 0 | 0 | 0 | 0 | 0 | 0 | 0 | 0 | 0 | 0 | 0 | 0 | 0 | 0 | 0 | 0 | 0 | 0 | 0 | 0 | 0 | 0
425 | On-line monitoring | Replacement - Other | Stations | FALSE | Establishment | Network | Labour - Internal | 10% |  | 0 | 0 | 0 | 0 | 0 | 0 | 0 | 0 | 0 | 0 | 0 | 0 | 0 | 0 | 0 | 0 | 0 | 0 | 0 | 0 | 0 | 0 | 0 | 0 | 0 | 0 | 0 | 0 | 0 | 0 | 0 | 0 | 0 | 0 | 0 | 0 | 0 | 0 | 0 | 0 | 0 | 0 | 0 | 0 | 0% | 0% | 0% | 0% | 0% | 0% | 0% | 0% | 0% | 0% | 0% | x | x | x | x | x | x | x | x | x | x | 0 | 0 | 0 | 0 | 0 | 0 | 0 | 0 | 0 | 0 | 0 | 0 | 0 | 0 | 0 | 0 | 0 | 0 | 0 | 0 | 0 | 0 | 0 | 0 | 0 | 0 | 0 | 0 | 0 | 0 | 0 | 0 | 0 | 0 | 0 | 0 | 0 | 0 | 0 | 0 | 0
426 | On-line monitoring | Replacement - Other | Stations | FALSE | Establishment | Network | Labour - External | 50% |  | 0 | 0 | 0 | 0 | 0 | 0 | 0 | 0 | 0 | 0 | 0 | 0 | 0 | 0 | 0 | 0 | 0 | 0 | 0 | 0 | 0 | 0 | 0 | 0 | 0 | 0 | 0 | 0 | 0 | 0 | 0 | 0 | 0 | 0 | 0 | 0 | 0 | 0 | 0 | 0 | 0 | 0 | 0 | 0 | 0% | 0% | 0% | 0% | 0% | 0% | 0% | 0% | 0% | 0% | 0% | x | x | x | x | x | x | x | x | x | x | 0 | 0 | 0 | 0 | 0 | 0 | 0 | 0 | 0 | 0 | 0 | 0 | 0 | 0 | 0 | 0 | 0 | 0 | 0 | 0 | 0 | 0 | 0 | 0 | 0 | 0 | 0 | 0 | 0 | 0 | 0 | 0 | 0 | 0 | 0 | 0 | 0 | 0 | 0 | 0 | 0
427 | Fire protection systems | Security and Compliance | Fire protection systems | FALSE | Establishment | Network | Materials | 40% |  | 0 | 0 | 371.1834 | 0 | 188 | 188 | 188 | 188 | 188 | 0 | 0 | 0 | 0 | 0 | 0 | 0 | 0 | 0 | 0 | 0 | 0 | 0 | 0 | 0 | 25.1889 | 0 | 9.0369 | 9.7871 | 9.8334 | 12.9144 | 17.0745 | 0 | 0 | 0 | 0 | 396.3723 | 0 | 197.0369 | 197.7871 | 197.8334 | 200.9144 | 205.0745 | 0 | 0 | 0% | 0% | 0% | 0% | 0% | 0% | 0% | 0% | 0% | 0% | 0% | x | x | x | x | x | x | x | x | x | x | 0 | 371.1834 | 0 | 188 | 188 | 188 | 188 | 188 | 0 | 0 | 0 | 0 | 0 | 0 | 0 | 0 | 0 | 0 | 0 | 0 | 0 | 25.1889 | 0 | 9.0369 | 9.7871 | 9.8334 | 12.9144 | 17.0745 | 0 | 0 | 0 | 396.3723 | 0 | 197.0369 | 197.7871 | 197.8334 | 200.9144 | 205.0745 | 0 | 0 | 0
428 | Fire protection systems | Security and Compliance | Fire protection systems | FALSE | Establishment | Network | Labour - Internal | 10% |  | 0 | 0 | 92.7959 | 0 | 47 | 47 | 47 | 47 | 47 | 0 | 0 | 0 | 0 | 0.33954 | 0 | 0.71065 | 0.94959 | 1.3235 | 1.8554 | 2.3933 | 0 | 0 | 0 | 0 | 6.3203 | 0 | 2.2934 | 2.4962 | 2.5276 | 3.356 | 4.486 | 0 | 0 | 0 | 0 | 99.4557 | 0 | 50.004 | 50.4458 | 50.8511 | 52.2115 | 53.8793 | 0 | 0 | 0% | 0% | 0% | 0% | 0% | 0% | 0% | 0% | 0% | 0% | 0% | x | x | x | x | x | x | x | x | x | x | 0 | 92.7959 | 0 | 47 | 47 | 47 | 47 | 47 | 0 | 0 | 0 | 0.33954 | 0 | 0.71065 | 0.94959 | 1.3235 | 1.8554 | 2.3933 | 0 | 0 | 0 | 6.3203 | 0 | 2.2934 | 2.4962 | 2.5276 | 3.356 | 4.486 | 0 | 0 | 0 | 99.4557 | 0 | 50.004 | 50.4458 | 50.8511 | 52.2115 | 53.8793 | 0 | 0 | 0
429 | Fire protection systems | Security and Compliance | Fire protection systems | FALSE | Establishment | Network | Labour - External | 50% |  | 0 | 0 | 463.9792 | 0 | 235 | 235 | 235 | 235 | 235 | 0 | 0 | 0 | 0 | -1.2196 | 0 | 0.58908 | 1.9126 | 4.3752 | 7.3563 | 10.3746 | 0 | 0 | 0 | 0 | 31.4033 | 0 | 11.3245 | 12.3334 | 12.5206 | 16.6483 | 22.2854 | 0 | 0 | 0 | 0 | 494.163 | 0 | 246.9135 | 249.246 | 251.8958 | 259.0046 | 267.66 | 0 | 0 | 0% | 0% | 0% | 0% | 0% | 0% | 0% | 0% | 0% | 0% | 0% | x | x | x | x | x | x | x | x | x | x | 0 | 463.9792 | 0 | 235 | 235 | 235 | 235 | 235 | 0 | 0 | 0 | -1.2196 | 0 | 0.58908 | 1.9126 | 4.3752 | 7.3563 | 10.3746 | 0 | 0 | 0 | 31.4033 | 0 | 11.3245 | 12.3334 | 12.5206 | 16.6483 | 22.2854 | 0 | 0 | 0 | 494.163 | 0 | 246.9135 | 249.246 | 251.8958 | 259.0046 | 267.66 | 0 | 0 | 0
430 | Civils | Replacement - Other | Stations | FALSE | Establishment | Network | Materials | 40% |  | 0 | 0 | 0 | 10 | 816 | 816 | 816 | 816 | 816 | 0 | 0 | 0 | 0 | 0 | 0 | 0 | 0 | 0 | 0 | 0 | 0 | 0 | 0 | 0 | 0 | 0.60847 | 39.2241 | 42.4802 | 42.6812 | 56.0538 | 74.1108 | 0 | 0 | 0 | 0 | 0 | 10.6085 | 855.2241 | 858.4802 | 858.6812 | 872.0538 | 890.1108 | 0 | 0 | 0% | 0% | 0% | 0% | 0% | 0% | 0% | 0% | 0% | 0% | 0% | x | x | x | x | x | x | x | x | x | x | 0 | 0 | 10 | 816 | 816 | 816 | 816 | 816 | 0 | 0 | 0 | 0 | 0 | 0 | 0 | 0 | 0 | 0 | 0 | 0 | 0 | 0 | 0.60847 | 39.2241 | 42.4802 | 42.6812 | 56.0538 | 74.1108 | 0 | 0 | 0 | 0 | 10.6085 | 855.2241 | 858.4802 | 858.6812 | 872.0538 | 890.1108 | 0 | 0 | 0
431 | Civils | Replacement - Other | Stations | FALSE | Establishment | Network | Labour - Internal | 10% |  | 0 | 0 | 0 | 2.5 | 204 | 204 | 204 | 204 | 204 | 0 | 0 | 0 | 0 | 0 | 0.024682 | 3.0845 | 4.1216 | 5.7444 | 8.0534 | 10.3878 | 0 | 0 | 0 | 0 | 0 | 0.15362 | 9.9543 | 10.8346 | 10.9708 | 14.5667 | 19.4711 | 0 | 0 | 0 | 0 | 0 | 2.6783 | 217.0388 | 218.9562 | 220.7152 | 226.6201 | 233.8589 | 0 | 0 | 0% | 0% | 0% | 0% | 0% | 0% | 0% | 0% | 0% | 0% | 0% | x | x | x | x | x | x | x | x | x | x | 0 | 0 | 2.5 | 204 | 204 | 204 | 204 | 204 | 0 | 0 | 0 | 0 | 0.024682 | 3.0845 | 4.1216 | 5.7444 | 8.0534 | 10.3878 | 0 | 0 | 0 | 0 | 0.15362 | 9.9543 | 10.8346 | 10.9708 | 14.5667 | 19.4711 | 0 | 0 | 0 | 0 | 2.6783 | 217.0388 | 218.9562 | 220.7152 | 226.6201 | 233.8589 | 0 | 0 | 0
432 | Civils | Replacement - Other | Stations | FALSE | Establishment | Network | Labour - External | 50% |  | 0 | 0 | 0 | 12.5 | 1020 | 1020 | 1020 | 1020 | 1020 | 0 | 0 | 0 | 0 | 0 | -0.018227 | 2.5569 | 8.3014 | 18.9902 | 31.9296 | 45.0302 | 0 | 0 | 0 | 0 | 0 | 0.75948 | 49.153 | 53.5324 | 54.3448 | 72.2607 | 96.7282 | 0 | 0 | 0 | 0 | 0 | 13.2413 | 1071.7099 | 1081.8337 | 1093.335 | 1124.1903 | 1161.7584 | 0 | 0 | 0% | 0% | 0% | 0% | 0% | 0% | 0% | 0% | 0% | 0% | 0% | x | x | x | x | x | x | x | x | x | x | 0 | 0 | 12.5 | 1020 | 1020 | 1020 | 1020 | 1020 | 0 | 0 | 0 | 0 | -0.018227 | 2.5569 | 8.3014 | 18.9902 | 31.9296 | 45.0302 | 0 | 0 | 0 | 0 | 0.75948 | 49.153 | 53.5324 | 54.3448 | 72.2607 | 96.7282 | 0 | 0 | 0 | 0 | 13.2413 | 1071.7099 | 1081.8337 | 1093.335 | 1124.1903 | 1161.7584 | 0 | 0 | 0
433 | Infrastructure security | Security and Compliance | Infrastructure security | FALSE | Establishment | Network | Materials | 40% |  | 0 | 0 | 136.0486 | 330.3843 | 500 | 500 | 500 | 500 | 500 | 0 | 0 | 0 | 0 | 0 | 0 | 0 | 0 | 0 | 0 | 0 | 0 | 0 | 0 | 0 | 9.2324 | 20.103 | 24.0344 | 26.0295 | 26.1527 | 34.3467 | 45.411 | 0 | 0 | 0 | 0 | 145.281 | 350.4873 | 524.0344 | 526.0295 | 526.1527 | 534.3467 | 545.411 | 0 | 0 | 0% | 0% | 0% | 0% | 0% | 0% | 0% | 0% | 0% | 0% | 0% | x | x | x | x | x | x | x | x | x | x | 0 | 136.0486 | 330.3843 | 500 | 500 | 500 | 500 | 500 | 0 | 0 | 0 | 0 | 0 | 0 | 0 | 0 | 0 | 0 | 0 | 0 | 0 | 9.2324 | 20.103 | 24.0344 | 26.0295 | 26.1527 | 34.3467 | 45.411 | 0 | 0 | 0 | 145.281 | 350.4873 | 524.0344 | 526.0295 | 526.1527 | 534.3467 | 545.411 | 0 | 0 | 0
434 | Infrastructure security | Security and Compliance | Infrastructure security | FALSE | Establishment | Network | Labour - Internal | 10% |  | 0 | 0 | 34.0121 | 82.5961 | 125 | 125 | 125 | 125 | 125 | 0 | 0 | 0 | 0 | 0.12445 | 0.81546 | 1.89 | 2.5255 | 3.5199 | 4.9347 | 6.3651 | 0 | 0 | 0 | 0 | 2.3165 | 5.0754 | 6.0994 | 6.6389 | 6.7223 | 8.9257 | 11.9308 | 0 | 0 | 0 | 0 | 36.4531 | 88.4869 | 132.9895 | 134.1644 | 135.2422 | 138.8603 | 143.2959 | 0 | 0 | 0% | 0% | 0% | 0% | 0% | 0% | 0% | 0% | 0% | 0% | 0% | x | x | x | x | x | x | x | x | x | x | 0 | 34.0121 | 82.5961 | 125 | 125 | 125 | 125 | 125 | 0 | 0 | 0 | 0.12445 | 0.81546 | 1.89 | 2.5255 | 3.5199 | 4.9347 | 6.3651 | 0 | 0 | 0 | 2.3165 | 5.0754 | 6.0994 | 6.6389 | 6.7223 | 8.9257 | 11.9308 | 0 | 0 | 0 | 36.4531 | 88.4869 | 132.9895 | 134.1644 | 135.2422 | 138.8603 | 143.2959 | 0 | 0 | 0
435 | Infrastructure security | Security and Compliance | Infrastructure security | FALSE | Establishment | Network | Labour - External | 50% |  | 0 | 0 | 170.0607 | 412.9804 | 625 | 625 | 625 | 625 | 625 | 0 | 0 | 0 | 0 | -0.44703 | -0.6022 | 1.5667 | 5.0866 | 11.6361 | 19.5647 | 27.592 | 0 | 0 | 0 | 0 | 11.5102 | 25.0922 | 30.1183 | 32.8017 | 33.2995 | 44.2774 | 59.2697 | 0 | 0 | 0 | 0 | 181.1238 | 437.4703 | 656.685 | 662.8883 | 669.9357 | 688.8421 | 711.8618 | 0 | 0 | 0% | 0% | 0% | 0% | 0% | 0% | 0% | 0% | 0% | 0% | 0% | x | x | x | x | x | x | x | x | x | x | 0 | 170.0607 | 412.9804 | 625 | 625 | 625 | 625 | 625 | 0 | 0 | 0 | -0.44703 | -0.6022 | 1.5667 | 5.0866 | 11.6361 | 19.5647 | 27.592 | 0 | 0 | 0 | 11.5102 | 25.0922 | 30.1183 | 32.8017 | 33.2995 | 44.2774 | 59.2697 | 0 | 0 | 0 | 181.1238 | 437.4703 | 656.685 | 662.8883 | 669.9357 | 688.8421 | 711.8618 | 0 | 0 | 0
436 | Structure fall arrests | Security and Compliance | Structure Fall Arrests | FALSE | Towers and Conductor | Network | Materials | 40% |  | 0 | 0 | 0 | 664 | 206.88 | 206.88 | 206.88 | 206.88 | 206.88 | 0 | 0 | 0 | 0 | 0 | 0 | 0 | 0 | 0 | 0 | 0 | 0 | 0 | 0 | 0 | 0 | 40.4027 | 9.9445 | 10.77 | 10.821 | 14.2113 | 18.7893 | 0 | 0 | 0 | 0 | 0 | 704.4027 | 216.8245 | 217.65 | 217.701 | 221.0913 | 225.6693 | 0 | 0 | 0% | 0% | 0% | 0% | 0% | 0% | 0% | 0% | 0% | 0% | 0% | x | x | x | x | x | x | x | x | x | x | 0 | 0 | 664 | 206.88 | 206.88 | 206.88 | 206.88 | 206.88 | 0 | 0 | 0 | 0 | 0 | 0 | 0 | 0 | 0 | 0 | 0 | 0 | 0 | 0 | 40.4027 | 9.9445 | 10.77 | 10.821 | 14.2113 | 18.7893 | 0 | 0 | 0 | 0 | 704.4027 | 216.8245 | 217.65 | 217.701 | 221.0913 | 225.6693 | 0 | 0 | 0
437 | Structure fall arrests | Security and Compliance | Structure Fall Arrests | FALSE | Towers and Conductor | Network | Labour - Internal | 10% |  | 0 | 0 | 0 | 166 | 51.72 | 51.72 | 51.72 | 51.72 | 51.72 | 0 | 0 | 0 | 0 | 0 | 1.6389 | 0.78201 | 1.045 | 1.4564 | 2.0418 | 2.6336 | 0 | 0 | 0 | 0 | 0 | 10.2004 | 2.5237 | 2.7469 | 2.7814 | 3.6931 | 4.9365 | 0 | 0 | 0 | 0 | 0 | 177.8393 | 55.0257 | 55.5118 | 55.9578 | 57.4549 | 59.2901 | 0 | 0 | 0% | 0% | 0% | 0% | 0% | 0% | 0% | 0% | 0% | 0% | 0% | x | x | x | x | x | x | x | x | x | x | 0 | 0 | 166 | 51.72 | 51.72 | 51.72 | 51.72 | 51.72 | 0 | 0 | 0 | 0 | 1.6389 | 0.78201 | 1.045 | 1.4564 | 2.0418 | 2.6336 | 0 | 0 | 0 | 0 | 10.2004 | 2.5237 | 2.7469 | 2.7814 | 3.6931 | 4.9365 | 0 | 0 | 0 | 0 | 177.8393 | 55.0257 | 55.5118 | 55.9578 | 57.4549 | 59.2901 | 0 | 0 | 0
438 | Structure fall arrests | Security and Compliance | Structure Fall Arrests | FALSE | Towers and Conductor | Network | Labour - External | 50% |  | 0 | 0 | 0 | 830 | 258.6 | 258.6 | 258.6 | 258.6 | 258.6 | 0 | 0 | 0 | 0 | 0 | -1.2103 | 0.64824 | 2.1046 | 4.8146 | 8.0951 | 11.4165 | 0 | 0 | 0 | 0 | 0 | 50.4297 | 12.4617 | 13.572 | 13.778 | 18.3202 | 24.5234 | 0 | 0 | 0 | 0 | 0 | 879.2194 | 271.71 | 274.2767 | 277.1926 | 285.0153 | 294.5399 | 0 | 0 | 0% | 0% | 0% | 0% | 0% | 0% | 0% | 0% | 0% | 0% | 0% | x | x | x | x | x | x | x | x | x | x | 0 | 0 | 830 | 258.6 | 258.6 | 258.6 | 258.6 | 258.6 | 0 | 0 | 0 | 0 | -1.2103 | 0.64824 | 2.1046 | 4.8146 | 8.0951 | 11.4165 | 0 | 0 | 0 | 0 | 50.4297 | 12.4617 | 13.572 | 13.778 | 18.3202 | 24.5234 | 0 | 0 | 0 | 0 | 879.2194 | 271.71 | 274.2767 | 277.1926 | 285.0153 | 294.5399 | 0 | 0 | 0
439 | Earth wires (incl. OPGW) | Replacement - Other | Lines | FALSE | Towers and Conductor | Network | Materials | 40% |  | 0 | 0 | 1332.3515 | 0 | 2620.8 | 2620.8 | 2620.8 | 2620.8 | 2620.8 | 0 | 0 | 0 | 0 | 0 | 0 | 0 | 0 | 0 | 0 | 0 | 0 | 0 | 0 | 0 | 90.4147 | 0 | 125.9785 | 136.4364 | 137.0821 | 180.0317 | 238.0263 | 0 | 0 | 0 | 0 | 1422.7662 | 0 | 2746.7785 | 2757.2364 | 2757.8821 | 2800.8317 | 2858.8263 | 0 | 0 | 0% | 0% | 0% | 0% | 0% | 0% | 0% | 0% | 0% | 0% | 0% | x | x | x | x | x | x | x | x | x | x | 0 | 1332.3515 | 0 | 2620.8 | 2620.8 | 2620.8 | 2620.8 | 2620.8 | 0 | 0 | 0 | 0 | 0 | 0 | 0 | 0 | 0 | 0 | 0 | 0 | 0 | 90.4147 | 0 | 125.9785 | 136.4364 | 137.0821 | 180.0317 | 238.0263 | 0 | 0 | 0 | 1422.7662 | 0 | 2746.7785 | 2757.2364 | 2757.8821 | 2800.8317 | 2858.8263 | 0 | 0 | 0
440 | Earth wires (incl. OPGW) | Replacement - Other | Lines | FALSE | Towers and Conductor | Network | Labour - Internal | 10% |  | 0 | 0 | 333.0879 | 0 | 655.2 | 655.2 | 655.2 | 655.2 | 655.2 | 0 | 0 | 0 | 0 | 1.2188 | 0 | 9.9067 | 13.2377 | 18.4497 | 25.8656 | 33.3631 | 0 | 0 | 0 | 0 | 22.6864 | 0 | 31.9708 | 34.7982 | 35.2355 | 46.7847 | 62.5367 | 0 | 0 | 0 | 0 | 356.993 | 0 | 697.0775 | 703.2359 | 708.8853 | 727.8503 | 751.0997 | 0 | 0 | 0% | 0% | 0% | 0% | 0% | 0% | 0% | 0% | 0% | 0% | 0% | x | x | x | x | x | x | x | x | x | x | 0 | 333.0879 | 0 | 655.2 | 655.2 | 655.2 | 655.2 | 655.2 | 0 | 0 | 0 | 1.2188 | 0 | 9.9067 | 13.2377 | 18.4497 | 25.8656 | 33.3631 | 0 | 0 | 0 | 22.6864 | 0 | 31.9708 | 34.7982 | 35.2355 | 46.7847 | 62.5367 | 0 | 0 | 0 | 356.993 | 0 | 697.0775 | 703.2359 | 708.8853 | 727.8503 | 751.0997 | 0 | 0 | 0
441 | Earth wires (incl. OPGW) | Replacement - Other | Lines | FALSE | Towers and Conductor | Network | Labour - External | 50% |  | 0 | 0 | 1665.4394 | 0 | 3276 | 3276 | 3276 | 3276 | 3276 | 0 | 0 | 0 | 0 | -4.3778 | 0 | 8.212 | 26.662 | 60.9919 | 102.5504 | 144.6265 | 0 | 0 | 0 | 0 | 112.7213 | 0 | 157.8679 | 171.9334 | 174.5428 | 232.0842 | 310.6682 | 0 | 0 | 0 | 0 | 1773.7829 | 0 | 3442.08 | 3474.5954 | 3511.5347 | 3610.6346 | 3731.2947 | 0 | 0 | 0% | 0% | 0% | 0% | 0% | 0% | 0% | 0% | 0% | 0% | 0% | x | x | x | x | x | x | x | x | x | x | 0 | 1665.4394 | 0 | 3276 | 3276 | 3276 | 3276 | 3276 | 0 | 0 | 0 | -4.3778 | 0 | 8.212 | 26.662 | 60.9919 | 102.5504 | 144.6265 | 0 | 0 | 0 | 112.7213 | 0 | 157.8679 | 171.9334 | 174.5428 | 232.0842 | 310.6682 | 0 | 0 | 0 | 1773.7829 | 0 | 3442.08 | 3474.5954 | 3511.5347 | 3610.6346 | 3731.2947 | 0 | 0 | 0
442 | Other Station works | Replacement - Other | Stations | FALSE | Secondary | Network | Materials | 40% |  | 0 | 0 | 331.4463 | 217.7449 | 34.9532 | 29.1367 | 29.1367 | 29.1367 | 29.1367 | 0 | 0 | 0 | 0 | 0 | 0 | 0 | 0 | 0 | 0 | 0 | 0 | 0 | 0 | 0 | 22.4923 | 13.2492 | 1.6802 | 1.5168 | 1.524 | 2.0015 | 2.6463 | 0 | 0 | 0 | 0 | 353.9386 | 230.9941 | 36.6334 | 30.6536 | 30.6607 | 31.1382 | 31.783 | 0 | 0 | 0% | 0% | 0% | 0% | 0% | 0% | 0% | 0% | 0% | 0% | 0% | x | x | x | x | x | x | x | x | x | x | 0 | 331.4463 | 217.7449 | 34.9532 | 29.1367 | 29.1367 | 29.1367 | 29.1367 | 0 | 0 | 0 | 0 | 0 | 0 | 0 | 0 | 0 | 0 | 0 | 0 | 0 | 22.4923 | 13.2492 | 1.6802 | 1.5168 | 1.524 | 2.0015 | 2.6463 | 0 | 0 | 0 | 353.9386 | 230.9941 | 36.6334 | 30.6536 | 30.6607 | 31.1382 | 31.783 | 0 | 0 | 0
443 | Other Station works | Replacement - Other | Stations | FALSE | Secondary | Network | Labour - Internal | 10% |  | 0 | 0 | 82.8616 | 54.4362 | 8.7383 | 7.2842 | 7.2842 | 7.2842 | 7.2842 | 0 | 0 | 0 | 0 | 0.30319 | 0.53744 | 0.13212 | 0.14717 | 0.20511 | 0.28756 | 0.37091 | 0 | 0 | 0 | 0 | 5.6436 | 3.345 | 0.42639 | 0.38687 | 0.39173 | 0.52013 | 0.69525 | 0 | 0 | 0 | 0 | 88.8084 | 58.3187 | 9.2968 | 7.8182 | 7.881 | 8.0919 | 8.3503 | 0 | 0 | 0% | 0% | 0% | 0% | 0% | 0% | 0% | 0% | 0% | 0% | 0% | x | x | x | x | x | x | x | x | x | x | 0 | 82.8616 | 54.4362 | 8.7383 | 7.2842 | 7.2842 | 7.2842 | 7.2842 | 0 | 0 | 0 | 0.30319 | 0.53744 | 0.13212 | 0.14717 | 0.20511 | 0.28756 | 0.37091 | 0 | 0 | 0 | 5.6436 | 3.345 | 0.42639 | 0.38687 | 0.39173 | 0.52013 | 0.69525 | 0 | 0 | 0 | 88.8084 | 58.3187 | 9.2968 | 7.8182 | 7.881 | 8.0919 | 8.3503 | 0 | 0 | 0
444 | Other Station works | Replacement - Other | Stations | FALSE | Secondary | Network | Labour - External | 50% |  | 0 | 0 | 414.3079 | 272.1811 | 43.6915 | 36.4209 | 36.4209 | 36.4209 | 36.4209 | 0 | 0 | 0 | 0 | -1.0891 | -0.39689 | 0.10952 | 0.29641 | 0.67808 | 1.1401 | 1.6079 | 0 | 0 | 0 | 0 | 28.0415 | 16.5374 | 2.1055 | 1.9115 | 1.9405 | 2.5802 | 3.4539 | 0 | 0 | 0 | 0 | 441.2603 | 288.3216 | 45.9065 | 38.6288 | 39.0395 | 40.1412 | 41.4827 | 0 | 0 | 0% | 0% | 0% | 0% | 0% | 0% | 0% | 0% | 0% | 0% | 0% | x | x | x | x | x | x | x | x | x | x | 0 | 414.3079 | 272.1811 | 43.6915 | 36.4209 | 36.4209 | 36.4209 | 36.4209 | 0 | 0 | 0 | -1.0891 | -0.39689 | 0.10952 | 0.29641 | 0.67808 | 1.1401 | 1.6079 | 0 | 0 | 0 | 28.0415 | 16.5374 | 2.1055 | 1.9115 | 1.9405 | 2.5802 | 3.4539 | 0 | 0 | 0 | 441.2603 | 288.3216 | 45.9065 | 38.6288 | 39.0395 | 40.1412 | 41.4827 | 0 | 0 | 0
445 | Other Station works | Replacement - Other | Stations | FALSE | Switchgear | Network | Materials | 40% |  | 0 | 0 | 596.6803 | 391.9913 | 62.9239 | 52.4529 | 52.4529 | 52.4529 | 52.4529 | 0 | 0 | 0 | 0 | 0 | 0 | 0 | 0 | 0 | 0 | 0 | 0 | 0 | 0 | 0 | 40.4913 | 23.8517 | 3.0247 | 2.7306 | 2.7436 | 3.6032 | 4.7639 | 0 | 0 | 0 | 0 | 637.1716 | 415.843 | 65.9486 | 55.1835 | 55.1965 | 56.0561 | 57.2168 | 0 | 0 | 0% | 0% | 0% | 0% | 0% | 0% | 0% | 0% | 0% | 0% | 0% | x | x | x | x | x | x | x | x | x | x | 0 | 596.6803 | 391.9913 | 62.9239 | 52.4529 | 52.4529 | 52.4529 | 52.4529 | 0 | 0 | 0 | 0 | 0 | 0 | 0 | 0 | 0 | 0 | 0 | 0 | 0 | 40.4913 | 23.8517 | 3.0247 | 2.7306 | 2.7436 | 3.6032 | 4.7639 | 0 | 0 | 0 | 637.1716 | 415.843 | 65.9486 | 55.1835 | 55.1965 | 56.0561 | 57.2168 | 0 | 0 | 0
446 | Other Station works | Replacement - Other | Stations | FALSE | Switchgear | Network | Labour - Internal | 10% |  | 0 | 0 | 149.1701 | 97.9978 | 15.731 | 13.1132 | 13.1132 | 13.1132 | 13.1132 | 0 | 0 | 0 | 0 | 0.54582 | 0.96752 | 0.23785 | 0.26494 | 0.36925 | 0.51768 | 0.66773 | 0 | 0 | 0 | 0 | 10.1599 | 6.0218 | 0.7676 | 0.69645 | 0.70521 | 0.93635 | 1.2516 | 0 | 0 | 0 | 0 | 159.8758 | 104.9871 | 16.7364 | 14.0746 | 14.1877 | 14.5672 | 15.0326 | 0 | 0 | 0% | 0% | 0% | 0% | 0% | 0% | 0% | 0% | 0% | 0% | 0% | x | x | x | x | x | x | x | x | x | x | 0 | 149.1701 | 97.9978 | 15.731 | 13.1132 | 13.1132 | 13.1132 | 13.1132 | 0 | 0 | 0 | 0.54582 | 0.96752 | 0.23785 | 0.26494 | 0.36925 | 0.51768 | 0.66773 | 0 | 0 | 0 | 10.1599 | 6.0218 | 0.7676 | 0.69645 | 0.70521 | 0.93635 | 1.2516 | 0 | 0 | 0 | 159.8758 | 104.9871 | 16.7364 | 14.0746 | 14.1877 | 14.5672 | 15.0326 | 0 | 0 | 0
447 | Other Station works | Replacement - Other | Stations | FALSE | Switchgear | Network | Labour - External | 50% |  | 0 | 0 | 745.8504 | 489.9892 | 78.6549 | 65.5661 | 65.5661 | 65.5661 | 65.5661 | 0 | 0 | 0 | 0 | -1.9606 | -0.71449 | 0.19717 | 0.53361 | 1.2207 | 2.0525 | 2.8946 | 0 | 0 | 0 | 0 | 50.4811 | 29.7711 | 3.7903 | 3.4411 | 3.4933 | 4.645 | 6.2177 | 0 | 0 | 0 | 0 | 794.371 | 519.0458 | 82.6423 | 69.5408 | 70.2801 | 72.2635 | 74.6784 | 0 | 0 | 0% | 0% | 0% | 0% | 0% | 0% | 0% | 0% | 0% | 0% | 0% | x | x | x | x | x | x | x | x | x | x | 0 | 745.8504 | 489.9892 | 78.6549 | 65.5661 | 65.5661 | 65.5661 | 65.5661 | 0 | 0 | 0 | -1.9606 | -0.71449 | 0.19717 | 0.53361 | 1.2207 | 2.0525 | 2.8946 | 0 | 0 | 0 | 50.4811 | 29.7711 | 3.7903 | 3.4411 | 3.4933 | 4.645 | 6.2177 | 0 | 0 | 0 | 794.371 | 519.0458 | 82.6423 | 69.5408 | 70.2801 | 72.2635 | 74.6784 | 0 | 0 | 0
448 | Other Station works | Replacement - Other | Stations | FALSE | Transformers | Network | Materials | 40% |  | 0 | 0 | 848.8554 | 557.6587 | 89.5174 | 74.6211 | 74.6211 | 74.6211 | 74.6211 | 0 | 0 | 0 | 0 | 0 | 0 | 0 | 0 | 0 | 0 | 0 | 0 | 0 | 0 | 0 | 57.6042 | 33.9321 | 4.303 | 3.8847 | 3.9031 | 5.126 | 6.7772 | 0 | 0 | 0 | 0 | 906.4596 | 591.5908 | 93.8204 | 78.5058 | 78.5241 | 79.747 | 81.3983 | 0 | 0 | 0% | 0% | 0% | 0% | 0% | 0% | 0% | 0% | 0% | 0% | 0% | x | x | x | x | x | x | x | x | x | x | 0 | 848.8554 | 557.6587 | 89.5174 | 74.6211 | 74.6211 | 74.6211 | 74.6211 | 0 | 0 | 0 | 0 | 0 | 0 | 0 | 0 | 0 | 0 | 0 | 0 | 0 | 57.6042 | 33.9321 | 4.303 | 3.8847 | 3.9031 | 5.126 | 6.7772 | 0 | 0 | 0 | 906.4596 | 591.5908 | 93.8204 | 78.5058 | 78.5241 | 79.747 | 81.3983 | 0 | 0 | 0
449 | Other Station works | Replacement - Other | Stations | FALSE | Transformers | Network | Labour - Internal | 10% |  | 0 | 0 | 212.2139 | 139.4147 | 22.3794 | 18.6553 | 18.6553 | 18.6553 | 18.6553 | 0 | 0 | 0 | 0 | 0.7765 | 1.3764 | 0.33838 | 0.37691 | 0.52531 | 0.73646 | 0.94993 | 0 | 0 | 0 | 0 | 14.4537 | 8.5668 | 1.092 | 0.9908 | 1.0032 | 1.3321 | 1.7806 | 0 | 0 | 0 | 0 | 227.4441 | 149.3579 | 23.8097 | 20.023 | 20.1838 | 20.7238 | 21.3858 | 0 | 0 | 0% | 0% | 0% | 0% | 0% | 0% | 0% | 0% | 0% | 0% | 0% | x | x | x | x | x | x | x | x | x | x | 0 | 212.2139 | 139.4147 | 22.3794 | 18.6553 | 18.6553 | 18.6553 | 18.6553 | 0 | 0 | 0 | 0.7765 | 1.3764 | 0.33838 | 0.37691 | 0.52531 | 0.73646 | 0.94993 | 0 | 0 | 0 | 14.4537 | 8.5668 | 1.092 | 0.9908 | 1.0032 | 1.3321 | 1.7806 | 0 | 0 | 0 | 227.4441 | 149.3579 | 23.8097 | 20.023 | 20.1838 | 20.7238 | 21.3858 | 0 | 0 | 0
450 | Other Station works | Replacement - Other | Stations | FALSE | Transformers | Network | Labour - External | 50% |  | 0 | 0 | 1061.0693 | 697.0734 | 111.8968 | 93.2763 | 93.2763 | 93.2763 | 93.2763 | 0 | 0 | 0 | 0 | -2.7892 | -1.0165 | 0.28049 | 0.75914 | 1.7366 | 2.9199 | 4.1179 | 0 | 0 | 0 | 0 | 71.816 | 42.3533 | 5.3922 | 4.8954 | 4.9697 | 6.608 | 8.8455 | 0 | 0 | 0 | 0 | 1130.0961 | 738.4102 | 117.5695 | 98.9309 | 99.9826 | 102.8042 | 106.2398 | 0 | 0 | 0% | 0% | 0% | 0% | 0% | 0% | 0% | 0% | 0% | 0% | 0% | x | x | x | x | x | x | x | x | x | x | 0 | 1061.0693 | 697.0734 | 111.8968 | 93.2763 | 93.2763 | 93.2763 | 93.2763 | 0 | 0 | 0 | -2.7892 | -1.0165 | 0.28049 | 0.75914 | 1.7366 | 2.9199 | 4.1179 | 0 | 0 | 0 | 71.816 | 42.3533 | 5.3922 | 4.8954 | 4.9697 | 6.608 | 8.8455 | 0 | 0 | 0 | 1130.0961 | 738.4102 | 117.5695 | 98.9309 | 99.9826 | 102.8042 | 106.2398 | 0 | 0 | 0
451 | Other Station works | Replacement - Other | Stations | FALSE | Establishment | Network | Materials | 40% |  | 0 | 0 | 152.3109 | 100.0612 | 16.0622 | 13.3893 | 13.3893 | 13.3893 | 13.3893 | 0 | 0 | 0 | 0 | 0 | 0 | 0 | 0 | 0 | 0 | 0 | 0 | 0 | 0 | 0 | 10.336 | 6.0885 | 0.77209 | 0.69704 | 0.70033 | 0.91976 | 1.216 | 0 | 0 | 0 | 0 | 162.6469 | 106.1497 | 16.8343 | 14.0864 | 14.0897 | 14.3091 | 14.6054 | 0 | 0 | 0% | 0% | 0% | 0% | 0% | 0% | 0% | 0% | 0% | 0% | 0% | x | x | x | x | x | x | x | x | x | x | 0 | 152.3109 | 100.0612 | 16.0622 | 13.3893 | 13.3893 | 13.3893 | 13.3893 | 0 | 0 | 0 | 0 | 0 | 0 | 0 | 0 | 0 | 0 | 0 | 0 | 0 | 10.336 | 6.0885 | 0.77209 | 0.69704 | 0.70033 | 0.91976 | 1.216 | 0 | 0 | 0 | 162.6469 | 106.1497 | 16.8343 | 14.0864 | 14.0897 | 14.3091 | 14.6054 | 0 | 0 | 0
452 | Other Station works | Replacement - Other | Stations | FALSE | Establishment | Network | Labour - Internal | 10% |  | 0 | 0 | 38.0777 | 25.0153 | 4.0155 | 3.3473 | 3.3473 | 3.3473 | 3.3473 | 0 | 0 | 0 | 0 | 0.13933 | 0.24697 | 0.060716 | 0.06763 | 0.094257 | 0.13214 | 0.17045 | 0 | 0 | 0 | 0 | 2.5934 | 1.5371 | 0.19594 | 0.17778 | 0.18001 | 0.23902 | 0.31949 | 0 | 0 | 0 | 0 | 40.8105 | 26.7994 | 4.2722 | 3.5927 | 3.6216 | 3.7185 | 3.8373 | 0 | 0 | 0% | 0% | 0% | 0% | 0% | 0% | 0% | 0% | 0% | 0% | 0% | x | x | x | x | x | x | x | x | x | x | 0 | 38.0777 | 25.0153 | 4.0155 | 3.3473 | 3.3473 | 3.3473 | 3.3473 | 0 | 0 | 0 | 0.13933 | 0.24697 | 0.060716 | 0.06763 | 0.094257 | 0.13214 | 0.17045 | 0 | 0 | 0 | 2.5934 | 1.5371 | 0.19594 | 0.17778 | 0.18001 | 0.23902 | 0.31949 | 0 | 0 | 0 | 40.8105 | 26.7994 | 4.2722 | 3.5927 | 3.6216 | 3.7185 | 3.8373 | 0 | 0 | 0
453 | Other Station works | Replacement - Other | Stations | FALSE | Establishment | Network | Labour - External | 50% |  | 0 | 0 | 190.3887 | 125.0765 | 20.0777 | 16.7367 | 16.7367 | 16.7367 | 16.7367 | 0 | 0 | 0 | 0 | -0.50046 | -0.18238 | 0.050329 | 0.13621 | 0.3116 | 0.52392 | 0.73888 | 0 | 0 | 0 | 0 | 12.886 | 7.5995 | 0.96753 | 0.87839 | 0.89172 | 1.1857 | 1.5872 | 0 | 0 | 0 | 0 | 202.7742 | 132.4937 | 21.0956 | 17.7513 | 17.94 | 18.4463 | 19.0627 | 0 | 0 | 0% | 0% | 0% | 0% | 0% | 0% | 0% | 0% | 0% | 0% | 0% | x | x | x | x | x | x | x | x | x | x | 0 | 190.3887 | 125.0765 | 20.0777 | 16.7367 | 16.7367 | 16.7367 | 16.7367 | 0 | 0 | 0 | -0.50046 | -0.18238 | 0.050329 | 0.13621 | 0.3116 | 0.52392 | 0.73888 | 0 | 0 | 0 | 12.886 | 7.5995 | 0.96753 | 0.87839 | 0.89172 | 1.1857 | 1.5872 | 0 | 0 | 0 | 202.7742 | 132.4937 | 21.0956 | 17.7513 | 17.94 | 18.4463 | 19.0627 | 0 | 0 | 0
454 | Conductor | Replacement - Other | Lines | FALSE | Towers and Conductor | Network | Materials | 40% |  | 0 | 0 | 0 | 2000 | 424 | 424 | 424 | 424 | 424 | 0 | 0 | 0 | 0 | 0 | 0 | 0 | 0 | 0 | 0 | 0 | 0 | 0 | 0 | 0 | 0 | 121.6949 | 20.3811 | 22.073 | 22.1775 | 29.126 | 38.5085 | 0 | 0 | 0 | 0 | 0 | 2121.6949 | 444.3811 | 446.073 | 446.1775 | 453.126 | 462.5085 | 0 | 0 | 0% | 0% | 0% | 0% | 0% | 0% | 0% | 0% | 0% | 0% | 0% | x | x | x | x | x | x | x | x | x | x | 0 | 0 | 2000 | 424 | 424 | 424 | 424 | 424 | 0 | 0 | 0 | 0 | 0 | 0 | 0 | 0 | 0 | 0 | 0 | 0 | 0 | 0 | 121.6949 | 20.3811 | 22.073 | 22.1775 | 29.126 | 38.5085 | 0 | 0 | 0 | 0 | 2121.6949 | 444.3811 | 446.073 | 446.1775 | 453.126 | 462.5085 | 0 | 0 | 0
455 | Conductor | Replacement - Other | Lines | FALSE | Towers and Conductor | Network | Labour - Internal | 10% |  | 0 | 0 | 0 | 500 | 106 | 106 | 106 | 106 | 106 | 0 | 0 | 0 | 0 | 0 | 4.9364 | 1.6027 | 2.1416 | 2.9848 | 4.1846 | 5.3976 | 0 | 0 | 0 | 0 | 0 | 30.7241 | 5.1723 | 5.6298 | 5.7005 | 7.569 | 10.1174 | 0 | 0 | 0 | 0 | 0 | 535.6605 | 112.7751 | 113.7714 | 114.6853 | 117.7536 | 121.5149 | 0 | 0 | 0% | 0% | 0% | 0% | 0% | 0% | 0% | 0% | 0% | 0% | 0% | x | x | x | x | x | x | x | x | x | x | 0 | 0 | 500 | 106 | 106 | 106 | 106 | 106 | 0 | 0 | 0 | 0 | 4.9364 | 1.6027 | 2.1416 | 2.9848 | 4.1846 | 5.3976 | 0 | 0 | 0 | 0 | 30.7241 | 5.1723 | 5.6298 | 5.7005 | 7.569 | 10.1174 | 0 | 0 | 0 | 0 | 535.6605 | 112.7751 | 113.7714 | 114.6853 | 117.7536 | 121.5149 | 0 | 0 | 0
456 | Conductor | Replacement - Other | Lines | FALSE | Towers and Conductor | Network | Labour - External | 50% |  | 0 | 0 | 0 | 2500 | 530 | 530 | 530 | 530 | 530 | 0 | 0 | 0 | 0 | 0 | -3.6455 | 1.3286 | 4.3134 | 9.8674 | 16.5909 | 23.3981 | 0 | 0 | 0 | 0 | 0 | 151.8968 | 25.5403 | 27.8159 | 28.238 | 37.5472 | 50.2607 | 0 | 0 | 0 | 0 | 0 | 2648.2513 | 556.8689 | 562.1293 | 568.1054 | 584.1381 | 603.6588 | 0 | 0 | 0% | 0% | 0% | 0% | 0% | 0% | 0% | 0% | 0% | 0% | 0% | x | x | x | x | x | x | x | x | x | x | 0 | 0 | 2500 | 530 | 530 | 530 | 530 | 530 | 0 | 0 | 0 | 0 | -3.6455 | 1.3286 | 4.3134 | 9.8674 | 16.5909 | 23.3981 | 0 | 0 | 0 | 0 | 151.8968 | 25.5403 | 27.8159 | 28.238 | 37.5472 | 50.2607 | 0 | 0 | 0 | 0 | 2648.2513 | 556.8689 | 562.1293 | 568.1054 | 584.1381 | 603.6588 | 0 | 0 | 0
457 | Power cables | Replacement - Other | Lines | FALSE | Towers and Conductor | Network | Materials | 40% |  | 0 | 0 | 423.6043 | 0 | 177.04 | 177.04 | 177.04 | 177.04 | 177.04 | 0 | 0 | 0 | 0 | 0 | 0 | 0 | 0 | 0 | 0 | 0 | 0 | 0 | 0 | 0 | 28.7462 | 0 | 8.5101 | 9.2165 | 9.2602 | 12.1615 | 16.0791 | 0 | 0 | 0 | 0 | 452.3505 | 0 | 185.5501 | 186.2565 | 186.3002 | 189.2015 | 193.1191 | 0 | 0 | 0% | 0% | 0% | 0% | 0% | 0% | 0% | 0% | 0% | 0% | 0% | x | x | x | x | x | x | x | x | x | x | 0 | 423.6043 | 0 | 177.04 | 177.04 | 177.04 | 177.04 | 177.04 | 0 | 0 | 0 | 0 | 0 | 0 | 0 | 0 | 0 | 0 | 0 | 0 | 0 | 28.7462 | 0 | 8.5101 | 9.2165 | 9.2602 | 12.1615 | 16.0791 | 0 | 0 | 0 | 452.3505 | 0 | 185.5501 | 186.2565 | 186.3002 | 189.2015 | 193.1191 | 0 | 0 | 0
458 | Power cables | Replacement - Other | Lines | FALSE | Towers and Conductor | Network | Labour - Internal | 10% |  | 0 | 0 | 105.9011 | 0 | 44.26 | 44.26 | 44.26 | 44.26 | 44.26 | 0 | 0 | 0 | 0 | 0.3875 | 0 | 0.66922 | 0.89423 | 1.2463 | 1.7473 | 2.2537 | 0 | 0 | 0 | 0 | 7.2129 | 0 | 2.1597 | 2.3507 | 2.3802 | 3.1604 | 4.2245 | 0 | 0 | 0 | 0 | 113.5014 | 0 | 47.0889 | 47.5049 | 47.8865 | 49.1677 | 50.7382 | 0 | 0 | 0% | 0% | 0% | 0% | 0% | 0% | 0% | 0% | 0% | 0% | 0% | x | x | x | x | x | x | x | x | x | x | 0 | 105.9011 | 0 | 44.26 | 44.26 | 44.26 | 44.26 | 44.26 | 0 | 0 | 0 | 0.3875 | 0 | 0.66922 | 0.89423 | 1.2463 | 1.7473 | 2.2537 | 0 | 0 | 0 | 7.2129 | 0 | 2.1597 | 2.3507 | 2.3802 | 3.1604 | 4.2245 | 0 | 0 | 0 | 113.5014 | 0 | 47.0889 | 47.5049 | 47.8865 | 49.1677 | 50.7382 | 0 | 0 | 0
459 | Power cables | Replacement - Other | Lines | FALSE | Towers and Conductor | Network | Labour - External | 50% |  | 0 | 0 | 529.5054 | 0 | 221.3 | 221.3 | 221.3 | 221.3 | 221.3 | 0 | 0 | 0 | 0 | -1.3919 | 0 | 0.55474 | 1.8011 | 4.1201 | 6.9275 | 9.7698 | 0 | 0 | 0 | 0 | 35.8383 | 0 | 10.6643 | 11.6144 | 11.7907 | 15.6777 | 20.9862 | 0 | 0 | 0 | 0 | 563.9518 | 0 | 232.519 | 234.7155 | 237.2108 | 243.9052 | 252.056 | 0 | 0 | 0% | 0% | 0% | 0% | 0% | 0% | 0% | 0% | 0% | 0% | 0% | x | x | x | x | x | x | x | x | x | x | 0 | 529.5054 | 0 | 221.3 | 221.3 | 221.3 | 221.3 | 221.3 | 0 | 0 | 0 | -1.3919 | 0 | 0.55474 | 1.8011 | 4.1201 | 6.9275 | 9.7698 | 0 | 0 | 0 | 35.8383 | 0 | 10.6643 | 11.6144 | 11.7907 | 15.6777 | 20.9862 | 0 | 0 | 0 | 563.9518 | 0 | 232.519 | 234.7155 | 237.2108 | 243.9052 | 252.056 | 0 | 0 | 0
460 | Insulators (Pre FY23) | Security and Compliance | Insulators | FALSE | Towers and Conductor | Network | Materials | 40% |  | 0 | 0 | 267.8571 | 2000 | 0 | 0 | 0 | 0 | 0 | 0 | 0 | 0 | 0 | 0 | 0 | 0 | 0 | 0 | 0 | 0 | 0 | 0 | 0 | 0 | 18.1771 | 121.6949 | 0 | 0 | 0 | 0 | 0 | 0 | 0 | 0 | 0 | 286.0342 | 2121.6949 | 0 | 0 | 0 | 0 | 0 | 0 | 0 | 0% | 0% | 0% | 0% | 0% | 0% | 0% | 0% | 0% | 0% | 0% | x | x | x | x | x | x | x | x | x | x | 0 | 267.8571 | 2000 | 0 | 0 | 0 | 0 | 0 | 0 | 0 | 0 | 0 | 0 | 0 | 0 | 0 | 0 | 0 | 0 | 0 | 0 | 18.1771 | 121.6949 | 0 | 0 | 0 | 0 | 0 | 0 | 0 | 0 | 286.0342 | 2121.6949 | 0 | 0 | 0 | 0 | 0 | 0 | 0 | 0
461 | Insulators (Pre FY23) | Security and Compliance | Insulators | FALSE | Towers and Conductor | Network | Labour - Internal | 10% |  | 0 | 0 | 66.9643 | 500 | 0 | 0 | 0 | 0 | 0 | 0 | 0 | 0 | 0 | 0.24503 | 4.9364 | 0 | 0 | 0 | 0 | 0 | 0 | 0 | 0 | 0 | 4.5609 | 30.7241 | 0 | 0 | 0 | 0 | 0 | 0 | 0 | 0 | 0 | 71.7702 | 535.6605 | 0 | 0 | 0 | 0 | 0 | 0 | 0 | 0% | 0% | 0% | 0% | 0% | 0% | 0% | 0% | 0% | 0% | 0% | x | x | x | x | x | x | x | x | x | x | 0 | 66.9643 | 500 | 0 | 0 | 0 | 0 | 0 | 0 | 0 | 0 | 0.24503 | 4.9364 | 0 | 0 | 0 | 0 | 0 | 0 | 0 | 0 | 4.5609 | 30.7241 | 0 | 0 | 0 | 0 | 0 | 0 | 0 | 0 | 71.7702 | 535.6605 | 0 | 0 | 0 | 0 | 0 | 0 | 0 | 0
462 | Insulators (Pre FY23) | Security and Compliance | Insulators | FALSE | Towers and Conductor | Network | Labour - External | 50% |  | 0 | 0 | 334.8214 | 2500 | 0 | 0 | 0 | 0 | 0 | 0 | 0 | 0 | 0 | -0.88012 | -3.6455 | 0 | 0 | 0 | 0 | 0 | 0 | 0 | 0 | 0 | 22.6616 | 151.8968 | 0 | 0 | 0 | 0 | 0 | 0 | 0 | 0 | 0 | 356.6029 | 2648.2513 | 0 | 0 | 0 | 0 | 0 | 0 | 0 | 0% | 0% | 0% | 0% | 0% | 0% | 0% | 0% | 0% | 0% | 0% | x | x | x | x | x | x | x | x | x | x | 0 | 334.8214 | 2500 | 0 | 0 | 0 | 0 | 0 | 0 | 0 | 0 | -0.88012 | -3.6455 | 0 | 0 | 0 | 0 | 0 | 0 | 0 | 0 | 22.6616 | 151.8968 | 0 | 0 | 0 | 0 | 0 | 0 | 0 | 0 | 356.6029 | 2648.2513 | 0 | 0 | 0 | 0 | 0 | 0 | 0 | 0
463 | Insulators (Post FY22) | Security and Compliance | Insulators | FALSE | Insulators | Network | Materials | 40% |  | 0 | 0 | 0 | 0 | 2040 | 2040 | 2040 | 2040 | 2040 | 0 | 0 | 0 | 0 | 0 | 0 | 0 | 0 | 0 | 0 | 0 | 0 | 0 | 0 | 0 | 0 | 0 | 98.0602 | 106.2005 | 106.7031 | 140.1346 | 185.2769 | 0 | 0 | 0 | 0 | 0 | 0 | 2138.0602 | 2146.2005 | 2146.7031 | 2180.1346 | 2225.2769 | 0 | 0 | 0% | 0% | 0% | 0% | 0% | 0% | 0% | 0% | 0% | 0% | 0% | x | x | x | x | x | x | x | x | x | x | 0 | 0 | 0 | 2040 | 2040 | 2040 | 2040 | 2040 | 0 | 0 | 0 | 0 | 0 | 0 | 0 | 0 | 0 | 0 | 0 | 0 | 0 | 0 | 0 | 98.0602 | 106.2005 | 106.7031 | 140.1346 | 185.2769 | 0 | 0 | 0 | 0 | 0 | 2138.0602 | 2146.2005 | 2146.7031 | 2180.1346 | 2225.2769 | 0 | 0 | 0
464 | Insulators (Post FY22) | Security and Compliance | Insulators | FALSE | Insulators | Network | Labour - Internal | 10% |  | 0 | 0 | 0 | 0 | 510 | 510 | 510 | 510 | 510 | 0 | 0 | 0 | 0 | 0 | 0 | 7.7113 | 10.3041 | 14.3611 | 20.1335 | 25.9694 | 0 | 0 | 0 | 0 | 0 | 0 | 24.8857 | 27.0865 | 27.4269 | 36.4167 | 48.6778 | 0 | 0 | 0 | 0 | 0 | 0 | 542.597 | 547.3906 | 551.788 | 566.5502 | 584.6472 | 0 | 0 | 0% | 0% | 0% | 0% | 0% | 0% | 0% | 0% | 0% | 0% | 0% | x | x | x | x | x | x | x | x | x | x | 0 | 0 | 0 | 510 | 510 | 510 | 510 | 510 | 0 | 0 | 0 | 0 | 0 | 7.7113 | 10.3041 | 14.3611 | 20.1335 | 25.9694 | 0 | 0 | 0 | 0 | 0 | 24.8857 | 27.0865 | 27.4269 | 36.4167 | 48.6778 | 0 | 0 | 0 | 0 | 0 | 542.597 | 547.3906 | 551.788 | 566.5502 | 584.6472 | 0 | 0 | 0
465 | Insulators (Post FY22) | Security and Compliance | Insulators | FALSE | Insulators | Network | Labour - External | 50% |  | 0 | 0 | 0 | 0 | 2550 | 2550 | 2550 | 2550 | 2550 | 0 | 0 | 0 | 0 | 0 | 0 | 6.3922 | 20.7534 | 47.4754 | 79.824 | 112.5756 | 0 | 0 | 0 | 0 | 0 | 0 | 122.8825 | 133.831 | 135.8621 | 180.6516 | 241.8205 | 0 | 0 | 0 | 0 | 0 | 0 | 2679.2747 | 2704.5844 | 2733.3375 | 2810.4757 | 2904.396 | 0 | 0 | 0% | 0% | 0% | 0% | 0% | 0% | 0% | 0% | 0% | 0% | 0% | x | x | x | x | x | x | x | x | x | x | 0 | 0 | 0 | 2550 | 2550 | 2550 | 2550 | 2550 | 0 | 0 | 0 | 0 | 0 | 6.3922 | 20.7534 | 47.4754 | 79.824 | 112.5756 | 0 | 0 | 0 | 0 | 0 | 122.8825 | 133.831 | 135.8621 | 180.6516 | 241.8205 | 0 | 0 | 0 | 0 | 0 | 2679.2747 | 2704.5844 | 2733.3375 | 2810.4757 | 2904.396 | 0 | 0 | 0
466 | Towers | Replacement - Other | Lines | FALSE | Towers and Conductor | Network | Materials | 40% |  | 0 | 0 | 6063.8547 | 612 | 300.8 | 300.8 | 300.8 | 300.8 | 300.8 | 0 | 0 | 0 | 0 | 0 | 0 | 0 | 0 | 0 | 0 | 0 | 0 | 0 | 0 | 0 | 411.4994 | 37.2386 | 14.4591 | 15.6594 | 15.7335 | 20.663 | 27.3193 | 0 | 0 | 0 | 0 | 6475.3541 | 649.2386 | 315.2591 | 316.4594 | 316.5335 | 321.463 | 328.1193 | 0 | 0 | 0% | 0% | 0% | 0% | 0% | 0% | 0% | 0% | 0% | 0% | 0% | x | x | x | x | x | x | x | x | x | x | 0 | 6063.8547 | 612 | 300.8 | 300.8 | 300.8 | 300.8 | 300.8 | 0 | 0 | 0 | 0 | 0 | 0 | 0 | 0 | 0 | 0 | 0 | 0 | 0 | 411.4994 | 37.2386 | 14.4591 | 15.6594 | 15.7335 | 20.663 | 27.3193 | 0 | 0 | 0 | 6475.3541 | 649.2386 | 315.2591 | 316.4594 | 316.5335 | 321.463 | 328.1193 | 0 | 0 | 0
467 | Towers | Replacement - Other | Lines | FALSE | Towers and Conductor | Network | Labour - Internal | 10% |  | 0 | 0 | 1515.9637 | 153 | 75.2 | 75.2 | 75.2 | 75.2 | 75.2 | 0 | 0 | 0 | 0 | 5.547 | 1.5106 | 1.137 | 1.5193 | 2.1176 | 2.9687 | 3.8292 | 0 | 0 | 0 | 0 | 103.2513 | 9.4016 | 3.6694 | 3.9939 | 4.0441 | 5.3697 | 7.1776 | 0 | 0 | 0 | 0 | 1624.7619 | 163.9121 | 80.0065 | 80.7133 | 81.3617 | 83.5384 | 86.2068 | 0 | 0 | 0% | 0% | 0% | 0% | 0% | 0% | 0% | 0% | 0% | 0% | 0% | x | x | x | x | x | x | x | x | x | x | 0 | 1515.9637 | 153 | 75.2 | 75.2 | 75.2 | 75.2 | 75.2 | 0 | 0 | 0 | 5.547 | 1.5106 | 1.137 | 1.5193 | 2.1176 | 2.9687 | 3.8292 | 0 | 0 | 0 | 103.2513 | 9.4016 | 3.6694 | 3.9939 | 4.0441 | 5.3697 | 7.1776 | 0 | 0 | 0 | 1624.7619 | 163.9121 | 80.0065 | 80.7133 | 81.3617 | 83.5384 | 86.2068 | 0 | 0 | 0
468 | Towers | Replacement - Other | Lines | FALSE | Towers and Conductor | Network | Labour - External | 50% |  | 0 | 0 | 7579.8184 | 765 | 376 | 376 | 376 | 376 | 376 | 0 | 0 | 0 | 0 | -19.9245 | -1.1155 | 0.94253 | 3.0601 | 7.0003 | 11.7701 | 16.5994 | 0 | 0 | 0 | 0 | 513.0221 | 46.4804 | 18.1191 | 19.7335 | 20.033 | 26.6373 | 35.6567 | 0 | 0 | 0 | 0 | 8072.9161 | 810.3649 | 395.0617 | 398.7936 | 403.0333 | 414.4074 | 428.256 | 0 | 0 | 0% | 0% | 0% | 0% | 0% | 0% | 0% | 0% | 0% | 0% | 0% | x | x | x | x | x | x | x | x | x | x | 0 | 7579.8184 | 765 | 376 | 376 | 376 | 376 | 376 | 0 | 0 | 0 | -19.9245 | -1.1155 | 0.94253 | 3.0601 | 7.0003 | 11.7701 | 16.5994 | 0 | 0 | 0 | 513.0221 | 46.4804 | 18.1191 | 19.7335 | 20.033 | 26.6373 | 35.6567 | 0 | 0 | 0 | 8072.9161 | 810.3649 | 395.0617 | 398.7936 | 403.0333 | 414.4074 | 428.256 | 0 | 0 | 0
469 | Secondary & Protection program | Replacement - Other | Secondary & Protection | FALSE | Secondary | Network | Materials | 40% |  | 0 | 0 | 3176.7813 | 4291.7275 | 2294.4 | 2294.4 | 2294.4 | 2294.4 | 2294.4 | 0 | 0 | 0 | 0 | 0 | 0 | 0 | 0 | 0 | 0 | 0 | 0 | 0 | 0 | 0 | 215.5796 | 261.1406 | 110.2889 | 119.4443 | 120.0096 | 157.6102 | 208.382 | 0 | 0 | 0 | 0 | 3392.3609 | 4552.8681 | 2404.6889 | 2413.8443 | 2414.4096 | 2452.0102 | 2502.782 | 0 | 0 | 0% | 0% | 0% | 0% | 0% | 0% | 0% | 0% | 0% | 0% | 0% | x | x | x | x | x | x | x | x | x | x | 0 | 3176.7813 | 4291.7275 | 2294.4 | 2294.4 | 2294.4 | 2294.4 | 2294.4 | 0 | 0 | 0 | 0 | 0 | 0 | 0 | 0 | 0 | 0 | 0 | 0 | 0 | 215.5796 | 261.1406 | 110.2889 | 119.4443 | 120.0096 | 157.6102 | 208.382 | 0 | 0 | 0 | 3392.3609 | 4552.8681 | 2404.6889 | 2413.8443 | 2414.4096 | 2452.0102 | 2502.782 | 0 | 0 | 0
470 | Secondary & Protection program | Replacement - Other | Secondary & Protection | FALSE | Secondary | Network | Labour - Internal | 10% |  | 0 | 0 | 794.1953 | 1072.9319 | 573.6 | 573.6 | 573.6 | 573.6 | 573.6 | 0 | 0 | 0 | 0 | 2.906 | 10.5929 | 8.6729 | 11.5891 | 16.152 | 22.6442 | 29.208 | 0 | 0 | 0 | 0 | 54.0921 | 65.9297 | 27.9891 | 30.4644 | 30.8472 | 40.9581 | 54.7482 | 0 | 0 | 0 | 0 | 851.1934 | 1149.4545 | 610.262 | 615.6534 | 620.5992 | 637.2023 | 657.5562 | 0 | 0 | 0% | 0% | 0% | 0% | 0% | 0% | 0% | 0% | 0% | 0% | 0% | x | x | x | x | x | x | x | x | x | x | 0 | 794.1953 | 1072.9319 | 573.6 | 573.6 | 573.6 | 573.6 | 573.6 | 0 | 0 | 0 | 2.906 | 10.5929 | 8.6729 | 11.5891 | 16.152 | 22.6442 | 29.208 | 0 | 0 | 0 | 54.0921 | 65.9297 | 27.9891 | 30.4644 | 30.8472 | 40.9581 | 54.7482 | 0 | 0 | 0 | 851.1934 | 1149.4545 | 610.262 | 615.6534 | 620.5992 | 637.2023 | 657.5562 | 0 | 0 | 0
471 | Secondary & Protection program | Replacement - Other | Secondary & Protection | FALSE | Secondary | Network | Labour - External | 50% |  | 0 | 0 | 3970.9766 | 5364.6594 | 2868 | 2868 | 2868 | 2868 | 2868 | 0 | 0 | 0 | 0 | -10.4382 | -7.8226 | 7.1893 | 23.3414 | 53.3958 | 89.7786 | 126.6144 | 0 | 0 | 0 | 0 | 268.7662 | 325.9498 | 138.2067 | 150.5205 | 152.8049 | 203.18 | 271.9769 | 0 | 0 | 0 | 0 | 4229.3045 | 5682.7865 | 3013.396 | 3041.8619 | 3074.2007 | 3160.9585 | 3266.5913 | 0 | 0 | 0% | 0% | 0% | 0% | 0% | 0% | 0% | 0% | 0% | 0% | 0% | x | x | x | x | x | x | x | x | x | x | 0 | 3970.9766 | 5364.6594 | 2868 | 2868 | 2868 | 2868 | 2868 | 0 | 0 | 0 | -10.4382 | -7.8226 | 7.1893 | 23.3414 | 53.3958 | 89.7786 | 126.6144 | 0 | 0 | 0 | 268.7662 | 325.9498 | 138.2067 | 150.5205 | 152.8049 | 203.18 | 271.9769 | 0 | 0 | 0 | 4229.3045 | 5682.7865 | 3013.396 | 3041.8619 | 3074.2007 | 3160.9585 | 3266.5913 | 0 | 0 | 0
472 | Comms program | Replacement - Other | Communications | FALSE | Communications | Network | Materials | 40% |  | 0 | 0 | 4105.3699 | 5632.1319 | 6822.2 | 6976 | 6356 | 4095.2 | 6261.6 | 0 | 0 | 0 | 0 | 0 | 0 | 0 | 0 | 0 | 0 | 0 | 0 | 0 | 0 | 0 | 278.5946 | 342.7008 | 327.9345 | 363.1639 | 332.4534 | 281.3133 | 568.6911 | 0 | 0 | 0 | 0 | 4383.9645 | 5974.8327 | 7150.1345 | 7339.1639 | 6688.4534 | 4376.5133 | 6830.2911 | 0 | 0 | 0% | 0% | 0% | 0% | 0% | 0% | 0% | 0% | 0% | 0% | 0% | x | x | x | x | x | x | x | x | x | x | 0 | 4105.3699 | 5632.1319 | 6822.2 | 6976 | 6356 | 4095.2 | 6261.6 | 0 | 0 | 0 | 0 | 0 | 0 | 0 | 0 | 0 | 0 | 0 | 0 | 0 | 278.5946 | 342.7008 | 327.9345 | 363.1639 | 332.4534 | 281.3133 | 568.6911 | 0 | 0 | 0 | 4383.9645 | 5974.8327 | 7150.1345 | 7339.1639 | 6688.4534 | 4376.5133 | 6830.2911 | 0 | 0 | 0
473 | Comms program | Replacement - Other | Communications | FALSE | Communications | Network | Labour - Internal | 10% |  | 0 | 0 | 1026.3425 | 1408.033 | 1705.55 | 1744 | 1589 | 1023.8 | 1565.4 | 0 | 0 | 0 | 0 | 3.7554 | 13.9014 | 25.7881 | 35.2359 | 44.7446 | 40.4169 | 79.7108 | 0 | 0 | 0 | 0 | 69.9035 | 86.5211 | 83.2232 | 92.6253 | 85.4537 | 73.1047 | 149.4123 | 0 | 0 | 0 | 0 | 1100.0014 | 1508.4554 | 1814.5613 | 1871.8612 | 1719.1983 | 1137.3217 | 1794.5231 | 0 | 0 | 0% | 0% | 0% | 0% | 0% | 0% | 0% | 0% | 0% | 0% | 0% | x | x | x | x | x | x | x | x | x | x | 0 | 1026.3425 | 1408.033 | 1705.55 | 1744 | 1589 | 1023.8 | 1565.4 | 0 | 0 | 0 | 3.7554 | 13.9014 | 25.7881 | 35.2359 | 44.7446 | 40.4169 | 79.7108 | 0 | 0 | 0 | 69.9035 | 86.5211 | 83.2232 | 92.6253 | 85.4537 | 73.1047 | 149.4123 | 0 | 0 | 0 | 1100.0014 | 1508.4554 | 1814.5613 | 1871.8612 | 1719.1983 | 1137.3217 | 1794.5231 | 0 | 0 | 0
474 | Comms program | Replacement - Other | Communications | FALSE | Communications | Network | Labour - External | 50% |  | 0 | 0 | 5131.7124 | 7040.1649 | 8527.75 | 8720 | 7945 | 5119 | 7827 | 0 | 0 | 0 | 0 | -13.4894 | -10.2658 | 21.3767 | 70.9684 | 147.9184 | 160.2428 | 345.5407 | 0 | 0 | 0 | 0 | 347.3278 | 427.7513 | 410.9457 | 457.6495 | 423.3037 | 362.6493 | 742.2466 | 0 | 0 | 0 | 0 | 5465.5509 | 7457.6504 | 8960.0724 | 9248.6179 | 8516.2221 | 5641.8921 | 8914.7873 | 0 | 0 | 0% | 0% | 0% | 0% | 0% | 0% | 0% | 0% | 0% | 0% | 0% | x | x | x | x | x | x | x | x | x | x | 0 | 5131.7124 | 7040.1649 | 8527.75 | 8720 | 7945 | 5119 | 7827 | 0 | 0 | 0 | -13.4894 | -10.2658 | 21.3767 | 70.9684 | 147.9184 | 160.2428 | 345.5407 | 0 | 0 | 0 | 347.3278 | 427.7513 | 410.9457 | 457.6495 | 423.3037 | 362.6493 | 742.2466 | 0 | 0 | 0 | 5465.5509 | 7457.6504 | 8960.0724 | 9248.6179 | 8516.2221 | 5641.8921 | 8914.7873 | 0 | 0 | 0
475 | Comms program - safety and security | Security and Compliance | Communications (S&C) | FALSE | Communications | Network | Materials | 40% |  | 0 | 0 | 280 | 1811.9 | 298.7 | 12 | 796 | 2700.4 | 708 | 0 | 0 | 0 | 0 | 0 | 0 | 0 | 0 | 0 | 0 | 0 | 0 | 0 | 0 | 0 | 19.0011 | 110.2495 | 14.3581 | 0.62471 | 41.6351 | 185.4997 | 64.302 | 0 | 0 | 0 | 0 | 299.0011 | 1922.1495 | 313.0581 | 12.6247 | 837.6351 | 2885.8997 | 772.302 | 0 | 0 | 0% | 0% | 0% | 0% | 0% | 0% | 0% | 0% | 0% | 0% | 0% | x | x | x | x | x | x | x | x | x | x | 0 | 280 | 1811.9 | 298.7 | 12 | 796 | 2700.4 | 708 | 0 | 0 | 0 | 0 | 0 | 0 | 0 | 0 | 0 | 0 | 0 | 0 | 0 | 19.0011 | 110.2495 | 14.3581 | 0.62471 | 41.6351 | 185.4997 | 64.302 | 0 | 0 | 0 | 299.0011 | 1922.1495 | 313.0581 | 12.6247 | 837.6351 | 2885.8997 | 772.302 | 0 | 0 | 0
476 | Comms program - safety and security | Security and Compliance | Communications (S&C) | FALSE | Communications | Network | Labour - Internal | 10% |  | 0 | 0 | 70 | 452.975 | 74.675 | 3 | 199 | 675.1 | 177 | 0 | 0 | 0 | 0 | 0.25613 | 4.4722 | 1.1291 | 0.060612 | 5.6036 | 26.6512 | 9.0129 | 0 | 0 | 0 | 0 | 4.7677 | 27.8345 | 3.6438 | 0.15933 | 10.7019 | 48.2057 | 16.8941 | 0 | 0 | 0 | 0 | 75.0238 | 485.2817 | 79.4479 | 3.2199 | 215.3055 | 749.9569 | 202.907 | 0 | 0 | 0% | 0% | 0% | 0% | 0% | 0% | 0% | 0% | 0% | 0% | 0% | x | x | x | x | x | x | x | x | x | x | 0 | 70 | 452.975 | 74.675 | 3 | 199 | 675.1 | 177 | 0 | 0 | 0 | 0.25613 | 4.4722 | 1.1291 | 0.060612 | 5.6036 | 26.6512 | 9.0129 | 0 | 0 | 0 | 4.7677 | 27.8345 | 3.6438 | 0.15933 | 10.7019 | 48.2057 | 16.8941 | 0 | 0 | 0 | 75.0238 | 485.2817 | 79.4479 | 3.2199 | 215.3055 | 749.9569 | 202.907 | 0 | 0 | 0
477 | Comms program - safety and security | Security and Compliance | Communications (S&C) | FALSE | Communications | Network | Labour - External | 50% |  | 0 | 0 | 350 | 2264.875 | 373.375 | 15 | 995 | 3375.5 | 885 | 0 | 0 | 0 | 0 | -0.92002 | -3.3026 | 0.93595 | 0.12208 | 18.5247 | 105.6651 | 39.0703 | 0 | 0 | 0 | 0 | 23.6889 | 137.6109 | 17.9927 | 0.78724 | 53.0129 | 239.1332 | 83.9259 | 0 | 0 | 0 | 0 | 372.7689 | 2399.1833 | 392.3036 | 15.9093 | 1066.5376 | 3720.2983 | 1007.9963 | 0 | 0 | 0% | 0% | 0% | 0% | 0% | 0% | 0% | 0% | 0% | 0% | 0% | x | x | x | x | x | x | x | x | x | x | 0 | 350 | 2264.875 | 373.375 | 15 | 995 | 3375.5 | 885 | 0 | 0 | 0 | -0.92002 | -3.3026 | 0.93595 | 0.12208 | 18.5247 | 105.6651 | 39.0703 | 0 | 0 | 0 | 23.6889 | 137.6109 | 17.9927 | 0.78724 | 53.0129 | 239.1332 | 83.9259 | 0 | 0 | 0 | 372.7689 | 2399.1833 | 392.3036 | 15.9093 | 1066.5376 | 3720.2983 | 1007.9963 | 0 | 0 | 0
478 | Non-System - Motor Vehicles | Non Network - Vehicles | Vehicles | FALSE | Vehicles | Other (Non-Network) | Materials | 40% |  | 0 | 0 | 156 | 860 | 464 | 606 | 700 | 460 | 474 | 294.0474 | 294.0474 | 0 | 0 | 0 | 0 | 0 | 0 | 0 | 0 | 0 | 0 | 0 | 0 | 0 | 0 | 0 | 0 | 0 | 0 | 0 | 0 | 0 | 0 | 0 | 0 | 156 | 860 | 464 | 606 | 700 | 460 | 474 | 294.0474 | 294.0474 | 0% | 0% | 0% | 0% | 0% | 0% | 0% | 0% | 0% | 0% | 0% | x | x | x | x | x | x | x | x | x | x | 0 | 156 | 860 | 464 | 606 | 700 | 460 | 474 | 294.0474 | 294.0474 | 0 | 0 | 0 | 0 | 0 | 0 | 0 | 0 | 0 | 0 | 0 | 0 | 0 | 0 | 0 | 0 | 0 | 0 | 0 | 0 | 0 | 156 | 860 | 464 | 606 | 700 | 460 | 474 | 294.0474 | 294.0474 | 0
479 | Non-System - Motor Vehicles | Non Network - Vehicles | Vehicles | FALSE | Vehicles | Other (Non-Network) | Labour - Internal | 10% |  | 0 | 0 | 39 | 215 | 116 | 151.5 | 175 | 115 | 118.5 | 73.5118 | 73.5118 | 0 | 0 | 0.1427 | 2.1227 | 1.7539 | 3.0609 | 4.9278 | 4.5399 | 6.0341 | 4.5937 | 5.4535 | 0 | 0 | 0 | 0 | 0 | 0 | 0 | 0 | 0 | 0 | 0 | 0 | 0 | 39.1427 | 217.1227 | 117.7539 | 154.5609 | 179.9278 | 119.5399 | 124.5341 | 78.1056 | 78.9654 | 0% | 0% | 0% | 0% | 0% | 0% | 0% | 0% | 0% | 0% | 0% | x | x | x | x | x | x | x | x | x | x | 0 | 39 | 215 | 116 | 151.5 | 175 | 115 | 118.5 | 73.5118 | 73.5118 | 0 | 0.1427 | 2.1227 | 1.7539 | 3.0609 | 4.9278 | 4.5399 | 6.0341 | 4.5937 | 5.4535 | 0 | 0 | 0 | 0 | 0 | 0 | 0 | 0 | 0 | 0 | 0 | 39.1427 | 217.1227 | 117.7539 | 154.5609 | 179.9278 | 119.5399 | 124.5341 | 78.1056 | 78.9654 | 0
480 | Non-System - Motor Vehicles | Non Network - Vehicles | Vehicles | FALSE | Vehicles | Other (Non-Network) | Labour - External | 50% |  | 0 | 0 | 195 | 1075 | 580 | 757.5 | 875 | 575 | 592.5 | 367.5592 | 367.5592 | 0 | 0 | -0.51258 | -1.5675 | 1.4539 | 6.165 | 16.2906 | 17.9995 | 26.1573 | 21.0064 | 25.8455 | 0 | 0 | 0 | 0 | 0 | 0 | 0 | 0 | 0 | 0 | 0 | 0 | 0 | 194.4874 | 1073.4325 | 581.4539 | 763.665 | 891.2906 | 592.9995 | 618.6573 | 388.5656 | 393.4047 | 0% | 0% | 0% | 0% | 0% | 0% | 0% | 0% | 0% | 0% | 0% | x | x | x | x | x | x | x | x | x | x | 0 | 195 | 1075 | 580 | 757.5 | 875 | 575 | 592.5 | 367.5592 | 367.5592 | 0 | -0.51258 | -1.5675 | 1.4539 | 6.165 | 16.2906 | 17.9995 | 26.1573 | 21.0064 | 25.8455 | 0 | 0 | 0 | 0 | 0 | 0 | 0 | 0 | 0 | 0 | 0 | 194.4874 | 1073.4325 | 581.4539 | 763.665 | 891.2906 | 592.9995 | 618.6573 | 388.5656 | 393.4047 | 0
481 | Non-System - Premises | Non Network - Premises | Premises | FALSE | Premises | Other (Non-Network) | Materials | 40% |  | 0 | 0 | 635.6872 | 635.6872 | 736.6948 | 792.1339 | 902.666 | 740.5738 | 761.5511 | 615.2035 | 615.2035 | 0 | 0 | 0 | 0 | 0 | 0 | 0 | 0 | 0 | 0 | 0 | 0 | 0 | 0 | 0 | 0 | 0 | 0 | 0 | 0 | 0 | 0 | 0 | 0 | 635.6872 | 635.6872 | 736.6948 | 792.1339 | 902.666 | 740.5738 | 761.5511 | 615.2035 | 615.2035 | 0% | 0% | 0% | 0% | 0% | 0% | 0% | 0% | 0% | 0% | 0% | x | x | x | x | x | x | x | x | x | x | 0 | 635.6872 | 635.6872 | 736.6948 | 792.1339 | 902.666 | 740.5738 | 761.5511 | 615.2035 | 615.2035 | 0 | 0 | 0 | 0 | 0 | 0 | 0 | 0 | 0 | 0 | 0 | 0 | 0 | 0 | 0 | 0 | 0 | 0 | 0 | 0 | 0 | 635.6872 | 635.6872 | 736.6948 | 792.1339 | 902.666 | 740.5738 | 761.5511 | 615.2035 | 615.2035 | 0
482 | Non-System - Premises | Non Network - Premises | Premises | FALSE | Premises | Other (Non-Network) | Labour - Internal | 10% |  | 0 | 0 | 158.9218 | 158.9218 | 184.1737 | 198.0335 | 225.6665 | 185.1435 | 190.3878 | 153.8009 | 153.8009 | 0 | 0 | 0.5815 | 1.569 | 2.7847 | 4.0011 | 6.3545 | 7.309 | 9.6946 | 9.6109 | 11.4098 | 0 | 0 | 0 | 0 | 0 | 0 | 0 | 0 | 0 | 0 | 0 | 0 | 0 | 159.5033 | 160.4908 | 186.9584 | 202.0346 | 232.021 | 192.4524 | 200.0824 | 163.4118 | 165.2107 | 0% | 0% | 0% | 0% | 0% | 0% | 0% | 0% | 0% | 0% | 0% | x | x | x | x | x | x | x | x | x | x | 0 | 158.9218 | 158.9218 | 184.1737 | 198.0335 | 225.6665 | 185.1435 | 190.3878 | 153.8009 | 153.8009 | 0 | 0.5815 | 1.569 | 2.7847 | 4.0011 | 6.3545 | 7.309 | 9.6946 | 9.6109 | 11.4098 | 0 | 0 | 0 | 0 | 0 | 0 | 0 | 0 | 0 | 0 | 0 | 159.5033 | 160.4908 | 186.9584 | 202.0346 | 232.021 | 192.4524 | 200.0824 | 163.4118 | 165.2107 | 0
483 | Non-System - Premises | Non Network - Premises | Premises | FALSE | Premises | Other (Non-Network) | Labour - External | 50% |  | 0 | 0 | 794.609 | 794.609 | 920.8685 | 990.1674 | 1128.3325 | 925.7173 | 951.9389 | 769.0044 | 769.0044 | 0 | 0 | -2.0887 | -1.1587 | 2.3084 | 8.0586 | 21.0071 | 28.9782 | 42.0255 | 43.9493 | 54.0738 | 0 | 0 | 0 | 0 | 0 | 0 | 0 | 0 | 0 | 0 | 0 | 0 | 0 | 792.5203 | 793.4503 | 923.1769 | 998.226 | 1149.3395 | 954.6955 | 993.9644 | 812.9537 | 823.0781 | 0% | 0% | 0% | 0% | 0% | 0% | 0% | 0% | 0% | 0% | 0% | x | x | x | x | x | x | x | x | x | x | 0 | 794.609 | 794.609 | 920.8685 | 990.1674 | 1128.3325 | 925.7173 | 951.9389 | 769.0044 | 769.0044 | 0 | -2.0887 | -1.1587 | 2.3084 | 8.0586 | 21.0071 | 28.9782 | 42.0255 | 43.9493 | 54.0738 | 0 | 0 | 0 | 0 | 0 | 0 | 0 | 0 | 0 | 0 | 0 | 792.5203 | 793.4503 | 923.1769 | 998.226 | 1149.3395 | 954.6955 | 993.9644 | 812.9537 | 823.0781 | 0
484 | Non-System - Other | Non Network - Other | Other (Non-Network) | FALSE | Other (Non-Network) | Other (Non-Network) | Materials | 40% |  | 0 | 0 | 208.6628 | 222.6622 | 224.6167 | 221.4046 | 245.6467 | 224.5986 | 227.7858 | 192.2413 | 192.2413 | 0 | 0 | 0 | 0 | 0 | 0 | 0 | 0 | 0 | 0 | 0 | 0 | 0 | 0 | 0 | 0 | 0 | 0 | 0 | 0 | 0 | 0 | 0 | 0 | 208.6628 | 222.6622 | 224.6167 | 221.4046 | 245.6467 | 224.5986 | 227.7858 | 192.2413 | 192.2413 | 0% | 0% | 0% | 0% | 0% | 0% | 0% | 0% | 0% | 0% | 0% | x | x | x | x | x | x | x | x | x | x | 0 | 208.6628 | 222.6622 | 224.6167 | 221.4046 | 245.6467 | 224.5986 | 227.7858 | 192.2413 | 192.2413 | 0 | 0 | 0 | 0 | 0 | 0 | 0 | 0 | 0 | 0 | 0 | 0 | 0 | 0 | 0 | 0 | 0 | 0 | 0 | 0 | 0 | 208.6628 | 222.6622 | 224.6167 | 221.4046 | 245.6467 | 224.5986 | 227.7858 | 192.2413 | 192.2413 | 0
485 | Non-System - Other | Non Network - Other | Other (Non-Network) | FALSE | Other (Non-Network) | Other (Non-Network) | Labour - Internal | 10% |  | 0 | 0 | 52.1657 | 55.6655 | 56.1542 | 55.3512 | 61.4117 | 56.1496 | 56.9464 | 48.0603 | 48.0603 | 0 | 0 | 0.19088 | 0.54958 | 0.84906 | 1.1183 | 1.7293 | 2.2166 | 2.8997 | 3.0033 | 3.5654 | 0 | 0 | 0 | 0 | 0 | 0 | 0 | 0 | 0 | 0 | 0 | 0 | 0 | 52.3566 | 56.2151 | 57.0032 | 56.4695 | 63.141 | 58.3663 | 59.8462 | 51.0636 | 51.6257 | 0% | 0% | 0% | 0% | 0% | 0% | 0% | 0% | 0% | 0% | 0% | x | x | x | x | x | x | x | x | x | x | 0 | 52.1657 | 55.6655 | 56.1542 | 55.3512 | 61.4117 | 56.1496 | 56.9464 | 48.0603 | 48.0603 | 0 | 0.19088 | 0.54958 | 0.84906 | 1.1183 | 1.7293 | 2.2166 | 2.8997 | 3.0033 | 3.5654 | 0 | 0 | 0 | 0 | 0 | 0 | 0 | 0 | 0 | 0 | 0 | 52.3566 | 56.2151 | 57.0032 | 56.4695 | 63.141 | 58.3663 | 59.8462 | 51.0636 | 51.6257 | 0
486 | Non-System - Other | Non Network - Other | Other (Non-Network) | FALSE | Other (Non-Network) | Other (Non-Network) | Labour - External | 50% |  | 0 | 0 | 260.8285 | 278.3277 | 280.7708 | 276.7558 | 307.0584 | 280.7482 | 284.7322 | 240.3016 | 240.3016 | 0 | 0 | -0.68562 | -0.40585 | 0.70382 | 2.2524 | 5.7168 | 8.7884 | 12.5702 | 13.7335 | 16.8972 | 0 | 0 | 0 | 0 | 0 | 0 | 0 | 0 | 0 | 0 | 0 | 0 | 0 | 260.1429 | 277.9218 | 281.4747 | 279.0082 | 312.7751 | 289.5367 | 297.3023 | 254.035 | 257.1988 | 0% | 0% | 0% | 0% | 0% | 0% | 0% | 0% | 0% | 0% | 0% | x | x | x | x | x | x | x | x | x | x | 0 | 260.8285 | 278.3277 | 280.7708 | 276.7558 | 307.0584 | 280.7482 | 284.7322 | 240.3016 | 240.3016 | 0 | -0.68562 | -0.40585 | 0.70382 | 2.2524 | 5.7168 | 8.7884 | 12.5702 | 13.7335 | 16.8972 | 0 | 0 | 0 | 0 | 0 | 0 | 0 | 0 | 0 | 0 | 0 | 260.1429 | 277.9218 | 281.4747 | 279.0082 | 312.7751 | 289.5367 | 297.3023 | 254.035 | 257.1988 | 0
487 | IT Program - Current Period | Non Network - IT | IT | FALSE | IT | IT | Materials | 40% |  | 0 | 0 | 7496.6465 | 6703.7368 | 0 | 0 | 0 | 0 | 0 | 0 | 0 | 0 | 0 | 0 | 0 | 0 | 0 | 0 | 0 | 0 | 0 | 0 | 0 | 0 | 147.1332 | 152.1955 | 0 | 0 | 0 | 0 | 0 | 0 | 0 | 0 | 0 | 7643.7796 | 6855.9323 | 0 | 0 | 0 | 0 | 0 | 0 | 0 | 0% | 0% | 0% | 0% | 0% | 0% | 0% | 0% | 0% | 0% | 0% | x | x | x | x | x | x | x | x | x | x | 0 | 7496.6465 | 6703.7368 | 0 | 0 | 0 | 0 | 0 | 0 | 0 | 0 | 0 | 0 | 0 | 0 | 0 | 0 | 0 | 0 | 0 | 0 | 147.1332 | 152.1955 | 0 | 0 | 0 | 0 | 0 | 0 | 0 | 0 | 7643.7796 | 6855.9323 | 0 | 0 | 0 | 0 | 0 | 0 | 0 | 0
488 | IT Program - Current Period | Non Network - IT | IT | FALSE | IT | IT | Labour - Internal | 10% |  | 0 | 0 | 1874.1616 | 1675.9342 | 0 | 0 | 0 | 0 | 0 | 0 | 0 | 0 | 0 | 6.8577 | 16.5463 | 0 | 0 | 0 | 0 | 0 | 0 | 0 | 0 | 0 | 36.9179 | 38.4245 | 0 | 0 | 0 | 0 | 0 | 0 | 0 | 0 | 0 | 1917.9371 | 1730.905 | 0 | 0 | 0 | 0 | 0 | 0 | 0 | 0% | 0% | 0% | 0% | 0% | 0% | 0% | 0% | 0% | 0% | 0% | x | x | x | x | x | x | x | x | x | x | 0 | 1874.1616 | 1675.9342 | 0 | 0 | 0 | 0 | 0 | 0 | 0 | 0 | 6.8577 | 16.5463 | 0 | 0 | 0 | 0 | 0 | 0 | 0 | 0 | 36.9179 | 38.4245 | 0 | 0 | 0 | 0 | 0 | 0 | 0 | 0 | 1917.9371 | 1730.905 | 0 | 0 | 0 | 0 | 0 | 0 | 0 | 0
489 | IT Program - Current Period | Non Network - IT | IT | FALSE | IT | IT | Labour - External | 50% |  | 0 | 0 | 9370.8081 | 8379.671 | 0 | 0 | 0 | 0 | 0 | 0 | 0 | 0 | 0 | -24.6324 | -12.2191 | 0 | 0 | 0 | 0 | 0 | 0 | 0 | 0 | 0 | 183.433 | 189.9669 | 0 | 0 | 0 | 0 | 0 | 0 | 0 | 0 | 0 | 9529.6087 | 8557.4189 | 0 | 0 | 0 | 0 | 0 | 0 | 0 | 0% | 0% | 0% | 0% | 0% | 0% | 0% | 0% | 0% | 0% | 0% | x | x | x | x | x | x | x | x | x | x | 0 | 9370.8081 | 8379.671 | 0 | 0 | 0 | 0 | 0 | 0 | 0 | 0 | -24.6324 | -12.2191 | 0 | 0 | 0 | 0 | 0 | 0 | 0 | 0 | 183.433 | 189.9669 | 0 | 0 | 0 | 0 | 0 | 0 | 0 | 0 | 9529.6087 | 8557.4189 | 0 | 0 | 0 | 0 | 0 | 0 | 0 | 0
490 | Corporate Enablement | Non Network - IT | IT | FALSE | IT | IT | Materials | 40% |  | 0 | 0 | 0 | 0 | 114 | 91.2 | 114 | 68.4 | 68.4 | 0 | 0 | 0 | 0 | 0 | 0 | 0 | 0 | 0 | 0 | 0 | 0 | 0 | 0 | 0 | 0 | 0 | 2.4726 | 1.8742 | 2.2743 | 1.8024 | 2.1452 | 0 | 0 | 0 | 0 | 0 | 0 | 116.4726 | 93.0742 | 116.2743 | 70.2024 | 70.5452 | 0 | 0 | 0% | 0% | 0% | 0% | 0% | 0% | 0% | 0% | 0% | 0% | 0% | x | x | x | x | x | x | x | x | x | x | 0 | 0 | 0 | 114 | 91.2 | 114 | 68.4 | 68.4 | 0 | 0 | 0 | 0 | 0 | 0 | 0 | 0 | 0 | 0 | 0 | 0 | 0 | 0 | 0 | 2.4726 | 1.8742 | 2.2743 | 1.8024 | 2.1452 | 0 | 0 | 0 | 0 | 0 | 116.4726 | 93.0742 | 116.2743 | 70.2024 | 70.5452 | 0 | 0 | 0
491 | Corporate Enablement | Non Network - IT | IT | FALSE | IT | IT | Labour - Internal | 10% |  | 0 | 0 | 0 | 0 | 28.5 | 22.8 | 28.5 | 17.1 | 17.1 | 0 | 0 | 0 | 0 | 0 | 0 | 0.43092 | 0.46065 | 0.80253 | 0.67506 | 0.87074 | 0 | 0 | 0 | 0 | 0 | 0 | 0.6275 | 0.47801 | 0.5846 | 0.4684 | 0.56361 | 0 | 0 | 0 | 0 | 0 | 0 | 29.5584 | 23.7387 | 29.8871 | 18.2435 | 18.5344 | 0 | 0 | 0% | 0% | 0% | 0% | 0% | 0% | 0% | 0% | 0% | 0% | 0% | x | x | x | x | x | x | x | x | x | x | 0 | 0 | 0 | 28.5 | 22.8 | 28.5 | 17.1 | 17.1 | 0 | 0 | 0 | 0 | 0 | 0.43092 | 0.46065 | 0.80253 | 0.67506 | 0.87074 | 0 | 0 | 0 | 0 | 0 | 0.6275 | 0.47801 | 0.5846 | 0.4684 | 0.56361 | 0 | 0 | 0 | 0 | 0 | 29.5584 | 23.7387 | 29.8871 | 18.2435 | 18.5344 | 0 | 0 | 0
492 | Corporate Enablement | Non Network - IT | IT | FALSE | IT | IT | Labour - External | 50% |  | 0 | 0 | 0 | 0 | 142.5 | 114 | 142.5 | 85.5 | 85.5 | 0 | 0 | 0 | 0 | 0 | 0 | 0.35721 | 0.9278 | 2.653 | 2.6765 | 3.7746 | 0 | 0 | 0 | 0 | 0 | 0 | 3.0985 | 2.3618 | 2.8959 | 2.3236 | 2.7999 | 0 | 0 | 0 | 0 | 0 | 0 | 145.9557 | 117.2896 | 148.0489 | 90.5 | 92.0745 | 0 | 0 | 0% | 0% | 0% | 0% | 0% | 0% | 0% | 0% | 0% | 0% | 0% | x | x | x | x | x | x | x | x | x | x | 0 | 0 | 0 | 142.5 | 114 | 142.5 | 85.5 | 85.5 | 0 | 0 | 0 | 0 | 0 | 0.35721 | 0.9278 | 2.653 | 2.6765 | 3.7746 | 0 | 0 | 0 | 0 | 0 | 3.0985 | 2.3618 | 2.8959 | 2.3236 | 2.7999 | 0 | 0 | 0 | 0 | 0 | 145.9557 | 117.2896 | 148.0489 | 90.5 | 92.0745 | 0 | 0 | 0
493 | Corporate Enablement | Non Network - IT | IT | FALSE | In-house software | IT | Materials | 40% |  | 0 | 0 | 0 | 0 | 456 | 364.8 | 456 | 273.6 | 273.6 | 0 | 0 | 0 | 0 | 0 | 0 | 0 | 0 | 0 | 0 | 0 | 0 | 0 | 0 | 0 | 0 | 0 | 9.8905 | 7.4967 | 9.0974 | 7.2098 | 8.5809 | 0 | 0 | 0 | 0 | 0 | 0 | 465.8905 | 372.2967 | 465.0974 | 280.8098 | 282.1809 | 0 | 0 | 0% | 0% | 0% | 0% | 0% | 0% | 0% | 0% | 0% | 0% | 0% | x | x | x | x | x | x | x | x | x | x | 0 | 0 | 0 | 456 | 364.8 | 456 | 273.6 | 273.6 | 0 | 0 | 0 | 0 | 0 | 0 | 0 | 0 | 0 | 0 | 0 | 0 | 0 | 0 | 0 | 9.8905 | 7.4967 | 9.0974 | 7.2098 | 8.5809 | 0 | 0 | 0 | 0 | 0 | 465.8905 | 372.2967 | 465.0974 | 280.8098 | 282.1809 | 0 | 0 | 0
494 | Corporate Enablement | Non Network - IT | IT | FALSE | In-house software | IT | Labour - Internal | 10% |  | 0 | 0 | 0 | 0 | 114 | 91.2 | 114 | 68.4 | 68.4 | 0 | 0 | 0 | 0 | 0 | 0 | 1.7237 | 1.8426 | 3.2101 | 2.7003 | 3.483 | 0 | 0 | 0 | 0 | 0 | 0 | 2.51 | 1.912 | 2.3384 | 1.8736 | 2.2544 | 0 | 0 | 0 | 0 | 0 | 0 | 118.2337 | 94.9547 | 119.5485 | 72.9738 | 74.1374 | 0 | 0 | 0% | 0% | 0% | 0% | 0% | 0% | 0% | 0% | 0% | 0% | 0% | x | x | x | x | x | x | x | x | x | x | 0 | 0 | 0 | 114 | 91.2 | 114 | 68.4 | 68.4 | 0 | 0 | 0 | 0 | 0 | 1.7237 | 1.8426 | 3.2101 | 2.7003 | 3.483 | 0 | 0 | 0 | 0 | 0 | 2.51 | 1.912 | 2.3384 | 1.8736 | 2.2544 | 0 | 0 | 0 | 0 | 0 | 118.2337 | 94.9547 | 119.5485 | 72.9738 | 74.1374 | 0 | 0 | 0
495 | Corporate Enablement | Non Network - IT | IT | FALSE | In-house software | IT | Labour - External | 50% |  | 0 | 0 | 0 | 0 | 570 | 456 | 570 | 342 | 342 | 0 | 0 | 0 | 0 | 0 | 0 | 1.4288 | 3.7112 | 10.6121 | 10.7058 | 15.0984 | 0 | 0 | 0 | 0 | 0 | 0 | 12.3941 | 9.4471 | 11.5834 | 9.2943 | 11.1996 | 0 | 0 | 0 | 0 | 0 | 0 | 583.8229 | 469.1583 | 592.1956 | 362.0001 | 368.298 | 0 | 0 | 0% | 0% | 0% | 0% | 0% | 0% | 0% | 0% | 0% | 0% | 0% | x | x | x | x | x | x | x | x | x | x | 0 | 0 | 0 | 570 | 456 | 570 | 342 | 342 | 0 | 0 | 0 | 0 | 0 | 1.4288 | 3.7112 | 10.6121 | 10.7058 | 15.0984 | 0 | 0 | 0 | 0 | 0 | 12.3941 | 9.4471 | 11.5834 | 9.2943 | 11.1996 | 0 | 0 | 0 | 0 | 0 | 583.8229 | 469.1583 | 592.1956 | 362.0001 | 368.298 | 0 | 0 | 0
496 | Workforce Collaboration | Non Network - IT | IT | FALSE | IT | IT | Materials | 40% |  | 0 | 0 | 0 | 0 | 65.7373 | 65.7373 | 65.7373 | 65.7373 | 65.7373 | 0 | 0 | 0 | 0 | 0 | 0 | 0 | 0 | 0 | 0 | 0 | 0 | 0 | 0 | 0 | 0 | 0 | 1.4258 | 1.3509 | 1.3115 | 1.7323 | 2.0617 | 0 | 0 | 0 | 0 | 0 | 0 | 67.1632 | 67.0883 | 67.0488 | 67.4696 | 67.799 | 0 | 0 | 0% | 0% | 0% | 0% | 0% | 0% | 0% | 0% | 0% | 0% | 0% | x | x | x | x | x | x | x | x | x | x | 0 | 0 | 0 | 65.7373 | 65.7373 | 65.7373 | 65.7373 | 65.7373 | 0 | 0 | 0 | 0 | 0 | 0 | 0 | 0 | 0 | 0 | 0 | 0 | 0 | 0 | 0 | 1.4258 | 1.3509 | 1.3115 | 1.7323 | 2.0617 | 0 | 0 | 0 | 0 | 0 | 67.1632 | 67.0883 | 67.0488 | 67.4696 | 67.799 | 0 | 0 | 0
497 | Workforce Collaboration | Non Network - IT | IT | FALSE | IT | IT | Labour - Internal | 10% |  | 0 | 0 | 0 | 0 | 16.4343 | 16.4343 | 16.4343 | 16.4343 | 16.4343 | 0 | 0 | 0 | 0 | 0 | 0 | 0.24849 | 0.33204 | 0.46277 | 0.64878 | 0.83684 | 0 | 0 | 0 | 0 | 0 | 0 | 0.36184 | 0.34455 | 0.3371 | 0.45017 | 0.54167 | 0 | 0 | 0 | 0 | 0 | 0 | 17.0447 | 17.1109 | 17.2342 | 17.5333 | 17.8129 | 0 | 0 | 0% | 0% | 0% | 0% | 0% | 0% | 0% | 0% | 0% | 0% | 0% | x | x | x | x | x | x | x | x | x | x | 0 | 0 | 0 | 16.4343 | 16.4343 | 16.4343 | 16.4343 | 16.4343 | 0 | 0 | 0 | 0 | 0 | 0.24849 | 0.33204 | 0.46277 | 0.64878 | 0.83684 | 0 | 0 | 0 | 0 | 0 | 0.36184 | 0.34455 | 0.3371 | 0.45017 | 0.54167 | 0 | 0 | 0 | 0 | 0 | 17.0447 | 17.1109 | 17.2342 | 17.5333 | 17.8129 | 0 | 0 | 0
498 | Workforce Collaboration | Non Network - IT | IT | FALSE | IT | IT | Labour - External | 50% |  | 0 | 0 | 0 | 0 | 82.1717 | 82.1717 | 82.1717 | 82.1717 | 82.1717 | 0 | 0 | 0 | 0 | 0 | 0 | 0.20598 | 0.66876 | 1.5299 | 2.5723 | 3.6277 | 0 | 0 | 0 | 0 | 0 | 0 | 1.7867 | 1.7024 | 1.6699 | 2.2331 | 2.6909 | 0 | 0 | 0 | 0 | 0 | 0 | 84.1644 | 84.5428 | 85.3714 | 86.9771 | 88.4902 | 0 | 0 | 0% | 0% | 0% | 0% | 0% | 0% | 0% | 0% | 0% | 0% | 0% | x | x | x | x | x | x | x | x | x | x | 0 | 0 | 0 | 82.1717 | 82.1717 | 82.1717 | 82.1717 | 82.1717 | 0 | 0 | 0 | 0 | 0 | 0.20598 | 0.66876 | 1.5299 | 2.5723 | 3.6277 | 0 | 0 | 0 | 0 | 0 | 1.7867 | 1.7024 | 1.6699 | 2.2331 | 2.6909 | 0 | 0 | 0 | 0 | 0 | 84.1644 | 84.5428 | 85.3714 | 86.9771 | 88.4902 | 0 | 0 | 0
499 | Workforce Collaboration | Non Network - IT | IT | FALSE | In-house software | IT | Materials | 40% |  | 0 | 0 | 0 | 0 | 262.9494 | 262.9494 | 262.9494 | 262.9494 | 262.9494 | 0 | 0 | 0 | 0 | 0 | 0 | 0 | 0 | 0 | 0 | 0 | 0 | 0 | 0 | 0 | 0 | 0 | 5.7033 | 5.4037 | 5.2459 | 6.9291 | 8.2468 | 0 | 0 | 0 | 0 | 0 | 0 | 268.6526 | 268.353 | 268.1953 | 269.8785 | 271.1962 | 0 | 0 | 0% | 0% | 0% | 0% | 0% | 0% | 0% | 0% | 0% | 0% | 0% | x | x | x | x | x | x | x | x | x | x | 0 | 0 | 0 | 262.9494 | 262.9494 | 262.9494 | 262.9494 | 262.9494 | 0 | 0 | 0 | 0 | 0 | 0 | 0 | 0 | 0 | 0 | 0 | 0 | 0 | 0 | 0 | 5.7033 | 5.4037 | 5.2459 | 6.9291 | 8.2468 | 0 | 0 | 0 | 0 | 0 | 268.6526 | 268.353 | 268.1953 | 269.8785 | 271.1962 | 0 | 0 | 0
500 | Workforce Collaboration | Non Network - IT | IT | FALSE | In-house software | IT | Labour - Internal | 10% |  | 0 | 0 | 0 | 0 | 65.7373 | 65.7373 | 65.7373 | 65.7373 | 65.7373 | 0 | 0 | 0 | 0 | 0 | 0 | 0.99396 | 1.3282 | 1.8511 | 2.5951 | 3.3474 | 0 | 0 | 0 | 0 | 0 | 0 | 1.4474 | 1.3782 | 1.3484 | 1.8007 | 2.1667 | 0 | 0 | 0 | 0 | 0 | 0 | 68.1787 | 68.4437 | 68.9369 | 70.1331 | 71.2514 | 0 | 0 | 0% | 0% | 0% | 0% | 0% | 0% | 0% | 0% | 0% | 0% | 0% | x | x | x | x | x | x | x | x | x | x | 0 | 0 | 0 | 65.7373 | 65.7373 | 65.7373 | 65.7373 | 65.7373 | 0 | 0 | 0 | 0 | 0 | 0.99396 | 1.3282 | 1.8511 | 2.5951 | 3.3474 | 0 | 0 | 0 | 0 | 0 | 1.4474 | 1.3782 | 1.3484 | 1.8007 | 2.1667 | 0 | 0 | 0 | 0 | 0 | 68.1787 | 68.4437 | 68.9369 | 70.1331 | 71.2514 | 0 | 0 | 0
501 | Workforce Collaboration | Non Network - IT | IT | FALSE | In-house software | IT | Labour - External | 50% |  | 0 | 0 | 0 | 0 | 328.6867 | 328.6867 | 328.6867 | 328.6867 | 328.6867 | 0 | 0 | 0 | 0 | 0 | 0 | 0.82393 | 2.675 | 6.1194 | 10.2891 | 14.5106 | 0 | 0 | 0 | 0 | 0 | 0 | 7.147 | 6.8095 | 6.6795 | 8.9325 | 10.7636 | 0 | 0 | 0 | 0 | 0 | 0 | 336.6576 | 338.1713 | 341.4856 | 347.9083 | 353.961 | 0 | 0 | 0% | 0% | 0% | 0% | 0% | 0% | 0% | 0% | 0% | 0% | 0% | x | x | x | x | x | x | x | x | x | x | 0 | 0 | 0 | 328.6867 | 328.6867 | 328.6867 | 328.6867 | 328.6867 | 0 | 0 | 0 | 0 | 0 | 0.82393 | 2.675 | 6.1194 | 10.2891 | 14.5106 | 0 | 0 | 0 | 0 | 0 | 7.147 | 6.8095 | 6.6795 | 8.9325 | 10.7636 | 0 | 0 | 0 | 0 | 0 | 336.6576 | 338.1713 | 341.4856 | 347.9083 | 353.961 | 0 | 0 | 0
502 | Information Management | Non Network - IT | IT | FALSE | IT | IT | Materials | 40% |  | 0 | 0 | 0 | 0 | 135.8715 | 108.6972 | 108.6972 | 81.5229 | 108.6972 | 0 | 0 | 0 | 0 | 0 | 0 | 0 | 0 | 0 | 0 | 0 | 0 | 0 | 0 | 0 | 0 | 0 | 2.947 | 2.2337 | 2.1685 | 2.1482 | 3.409 | 0 | 0 | 0 | 0 | 0 | 0 | 138.8186 | 110.931 | 110.8658 | 83.6712 | 112.1063 | 0 | 0 | 0% | 0% | 0% | 0% | 0% | 0% | 0% | 0% | 0% | 0% | 0% | x | x | x | x | x | x | x | x | x | x | 0 | 0 | 0 | 135.8715 | 108.6972 | 108.6972 | 81.5229 | 108.6972 | 0 | 0 | 0 | 0 | 0 | 0 | 0 | 0 | 0 | 0 | 0 | 0 | 0 | 0 | 0 | 2.947 | 2.2337 | 2.1685 | 2.1482 | 3.409 | 0 | 0 | 0 | 0 | 0 | 138.8186 | 110.931 | 110.8658 | 83.6712 | 112.1063 | 0 | 0 | 0
503 | Information Management | Non Network - IT | IT | FALSE | IT | IT | Labour - Internal | 10% |  | 0 | 0 | 0 | 0 | 33.9679 | 27.1743 | 27.1743 | 20.3807 | 27.1743 | 0 | 0 | 0 | 0 | 0 | 0 | 0.5136 | 0.54903 | 0.7652 | 0.80458 | 1.3837 | 0 | 0 | 0 | 0 | 0 | 0 | 0.74789 | 0.56972 | 0.5574 | 0.55826 | 0.89566 | 0 | 0 | 0 | 0 | 0 | 0 | 35.2294 | 28.2931 | 28.4969 | 21.7436 | 29.4537 | 0 | 0 | 0% | 0% | 0% | 0% | 0% | 0% | 0% | 0% | 0% | 0% | 0% | x | x | x | x | x | x | x | x | x | x | 0 | 0 | 0 | 33.9679 | 27.1743 | 27.1743 | 20.3807 | 27.1743 | 0 | 0 | 0 | 0 | 0 | 0.5136 | 0.54903 | 0.7652 | 0.80458 | 1.3837 | 0 | 0 | 0 | 0 | 0 | 0.74789 | 0.56972 | 0.5574 | 0.55826 | 0.89566 | 0 | 0 | 0 | 0 | 0 | 35.2294 | 28.2931 | 28.4969 | 21.7436 | 29.4537 | 0 | 0 | 0
504 | Information Management | Non Network - IT | IT | FALSE | IT | IT | Labour - External | 50% |  | 0 | 0 | 0 | 0 | 169.8394 | 135.8715 | 135.8715 | 101.9037 | 135.8715 | 0 | 0 | 0 | 0 | 0 | 0 | 0.42574 | 1.1058 | 2.5296 | 3.1899 | 5.9984 | 0 | 0 | 0 | 0 | 0 | 0 | 3.693 | 2.8149 | 2.7612 | 2.7694 | 4.4494 | 0 | 0 | 0 | 0 | 0 | 0 | 173.9582 | 139.7923 | 141.1623 | 107.863 | 146.3193 | 0 | 0 | 0% | 0% | 0% | 0% | 0% | 0% | 0% | 0% | 0% | 0% | 0% | x | x | x | x | x | x | x | x | x | x | 0 | 0 | 0 | 169.8394 | 135.8715 | 135.8715 | 101.9037 | 135.8715 | 0 | 0 | 0 | 0 | 0 | 0.42574 | 1.1058 | 2.5296 | 3.1899 | 5.9984 | 0 | 0 | 0 | 0 | 0 | 3.693 | 2.8149 | 2.7612 | 2.7694 | 4.4494 | 0 | 0 | 0 | 0 | 0 | 173.9582 | 139.7923 | 141.1623 | 107.863 | 146.3193 | 0 | 0 | 0
505 | Information Management | Non Network - IT | IT | FALSE | In-house software | IT | Materials | 40% |  | 0 | 0 | 0 | 0 | 543.4862 | 434.789 | 434.789 | 326.0917 | 434.789 | 0 | 0 | 0 | 0 | 0 | 0 | 0 | 0 | 0 | 0 | 0 | 0 | 0 | 0 | 0 | 0 | 0 | 11.788 | 8.935 | 8.6742 | 8.593 | 13.6362 | 0 | 0 | 0 | 0 | 0 | 0 | 555.2742 | 443.7239 | 443.4631 | 334.6847 | 448.4251 | 0 | 0 | 0% | 0% | 0% | 0% | 0% | 0% | 0% | 0% | 0% | 0% | 0% | x | x | x | x | x | x | x | x | x | x | 0 | 0 | 0 | 543.4862 | 434.789 | 434.789 | 326.0917 | 434.789 | 0 | 0 | 0 | 0 | 0 | 0 | 0 | 0 | 0 | 0 | 0 | 0 | 0 | 0 | 0 | 11.788 | 8.935 | 8.6742 | 8.593 | 13.6362 | 0 | 0 | 0 | 0 | 0 | 555.2742 | 443.7239 | 443.4631 | 334.6847 | 448.4251 | 0 | 0 | 0
506 | Information Management | Non Network - IT | IT | FALSE | In-house software | IT | Labour - Internal | 10% |  | 0 | 0 | 0 | 0 | 135.8715 | 108.6972 | 108.6972 | 81.5229 | 108.6972 | 0 | 0 | 0 | 0 | 0 | 0 | 2.0544 | 2.1961 | 3.0608 | 3.2183 | 5.5349 | 0 | 0 | 0 | 0 | 0 | 0 | 2.9916 | 2.2789 | 2.2296 | 2.2331 | 3.5826 | 0 | 0 | 0 | 0 | 0 | 0 | 140.9175 | 113.1722 | 113.9877 | 86.9743 | 117.8148 | 0 | 0 | 0% | 0% | 0% | 0% | 0% | 0% | 0% | 0% | 0% | 0% | 0% | x | x | x | x | x | x | x | x | x | x | 0 | 0 | 0 | 135.8715 | 108.6972 | 108.6972 | 81.5229 | 108.6972 | 0 | 0 | 0 | 0 | 0 | 2.0544 | 2.1961 | 3.0608 | 3.2183 | 5.5349 | 0 | 0 | 0 | 0 | 0 | 2.9916 | 2.2789 | 2.2296 | 2.2331 | 3.5826 | 0 | 0 | 0 | 0 | 0 | 140.9175 | 113.1722 | 113.9877 | 86.9743 | 117.8148 | 0 | 0 | 0
507 | Information Management | Non Network - IT | IT | FALSE | In-house software | IT | Labour - External | 50% |  | 0 | 0 | 0 | 0 | 679.3577 | 543.4862 | 543.4862 | 407.6146 | 543.4862 | 0 | 0 | 0 | 0 | 0 | 0 | 1.703 | 4.4232 | 10.1185 | 12.7598 | 23.9934 | 0 | 0 | 0 | 0 | 0 | 0 | 14.772 | 11.2596 | 11.0446 | 11.0775 | 17.7977 | 0 | 0 | 0 | 0 | 0 | 0 | 695.8327 | 559.169 | 564.6493 | 431.4519 | 585.2774 | 0 | 0 | 0% | 0% | 0% | 0% | 0% | 0% | 0% | 0% | 0% | 0% | 0% | x | x | x | x | x | x | x | x | x | x | 0 | 0 | 0 | 679.3577 | 543.4862 | 543.4862 | 407.6146 | 543.4862 | 0 | 0 | 0 | 0 | 0 | 1.703 | 4.4232 | 10.1185 | 12.7598 | 23.9934 | 0 | 0 | 0 | 0 | 0 | 14.772 | 11.2596 | 11.0446 | 11.0775 | 17.7977 | 0 | 0 | 0 | 0 | 0 | 695.8327 | 559.169 | 564.6493 | 431.4519 | 585.2774 | 0 | 0 | 0
508 | Cyber Security | Non Network - IT | IT | FALSE | IT | IT | Materials | 40% |  | 0 | 0 | 0 | 0 | 334.1778 | 284.67 | 222.7852 | 210.4082 | 185.6543 | 0 | 0 | 0 | 0 | 0 | 0 | 0 | 0 | 0 | 0 | 0 | 0 | 0 | 0 | 0 | 0 | 0 | 7.2482 | 5.85 | 4.4446 | 5.5446 | 5.8226 | 0 | 0 | 0 | 0 | 0 | 0 | 341.426 | 290.52 | 227.2298 | 215.9528 | 191.477 | 0 | 0 | 0% | 0% | 0% | 0% | 0% | 0% | 0% | 0% | 0% | 0% | 0% | x | x | x | x | x | x | x | x | x | x | 0 | 0 | 0 | 334.1778 | 284.67 | 222.7852 | 210.4082 | 185.6543 | 0 | 0 | 0 | 0 | 0 | 0 | 0 | 0 | 0 | 0 | 0 | 0 | 0 | 0 | 0 | 7.2482 | 5.85 | 4.4446 | 5.5446 | 5.8226 | 0 | 0 | 0 | 0 | 0 | 341.426 | 290.52 | 227.2298 | 215.9528 | 191.477 | 0 | 0 | 0
509 | Cyber Security | Non Network - IT | IT | FALSE | IT | IT | Labour - Internal | 10% |  | 0 | 0 | 0 | 0 | 83.5444 | 71.1675 | 55.6963 | 52.6021 | 46.4136 | 0 | 0 | 0 | 0 | 0 | 0 | 1.2632 | 1.4379 | 1.5683 | 2.0766 | 2.3634 | 0 | 0 | 0 | 0 | 0 | 0 | 1.8394 | 1.4921 | 1.1424 | 1.4409 | 1.5298 | 0 | 0 | 0 | 0 | 0 | 0 | 86.6471 | 74.0974 | 58.4071 | 56.1195 | 50.3068 | 0 | 0 | 0% | 0% | 0% | 0% | 0% | 0% | 0% | 0% | 0% | 0% | 0% | x | x | x | x | x | x | x | x | x | x | 0 | 0 | 0 | 83.5444 | 71.1675 | 55.6963 | 52.6021 | 46.4136 | 0 | 0 | 0 | 0 | 0 | 1.2632 | 1.4379 | 1.5683 | 2.0766 | 2.3634 | 0 | 0 | 0 | 0 | 0 | 1.8394 | 1.4921 | 1.1424 | 1.4409 | 1.5298 | 0 | 0 | 0 | 0 | 0 | 86.6471 | 74.0974 | 58.4071 | 56.1195 | 50.3068 | 0 | 0 | 0
510 | Cyber Security | Non Network - IT | IT | FALSE | IT | IT | Labour - External | 50% |  | 0 | 0 | 0 | 0 | 417.7222 | 355.8375 | 278.4815 | 263.0103 | 232.0679 | 0 | 0 | 0 | 0 | 0 | 0 | 1.0471 | 2.896 | 5.1847 | 8.2332 | 10.2452 | 0 | 0 | 0 | 0 | 0 | 0 | 9.083 | 7.372 | 5.6592 | 7.1477 | 7.5996 | 0 | 0 | 0 | 0 | 0 | 0 | 427.8523 | 366.1055 | 289.3254 | 278.3911 | 249.9127 | 0 | 0 | 0% | 0% | 0% | 0% | 0% | 0% | 0% | 0% | 0% | 0% | 0% | x | x | x | x | x | x | x | x | x | x | 0 | 0 | 0 | 417.7222 | 355.8375 | 278.4815 | 263.0103 | 232.0679 | 0 | 0 | 0 | 0 | 0 | 1.0471 | 2.896 | 5.1847 | 8.2332 | 10.2452 | 0 | 0 | 0 | 0 | 0 | 9.083 | 7.372 | 5.6592 | 7.1477 | 7.5996 | 0 | 0 | 0 | 0 | 0 | 427.8523 | 366.1055 | 289.3254 | 278.3911 | 249.9127 | 0 | 0 | 0
511 | Cyber Security | Non Network - IT | IT | FALSE | In-house software | IT | Materials | 40% |  | 0 | 0 | 0 | 0 | 1336.7111 | 1138.6798 | 891.1407 | 841.6329 | 742.6173 | 0 | 0 | 0 | 0 | 0 | 0 | 0 | 0 | 0 | 0 | 0 | 0 | 0 | 0 | 0 | 0 | 0 | 28.9928 | 23.4001 | 17.7786 | 22.1783 | 23.2905 | 0 | 0 | 0 | 0 | 0 | 0 | 1365.7039 | 1162.0799 | 908.9193 | 863.8112 | 765.9078 | 0 | 0 | 0% | 0% | 0% | 0% | 0% | 0% | 0% | 0% | 0% | 0% | 0% | x | x | x | x | x | x | x | x | x | x | 0 | 0 | 0 | 1336.7111 | 1138.6798 | 891.1407 | 841.6329 | 742.6173 | 0 | 0 | 0 | 0 | 0 | 0 | 0 | 0 | 0 | 0 | 0 | 0 | 0 | 0 | 0 | 28.9928 | 23.4001 | 17.7786 | 22.1783 | 23.2905 | 0 | 0 | 0 | 0 | 0 | 1365.7039 | 1162.0799 | 908.9193 | 863.8112 | 765.9078 | 0 | 0 | 0
512 | Cyber Security | Non Network - IT | IT | FALSE | In-house software | IT | Labour - Internal | 10% |  | 0 | 0 | 0 | 0 | 334.1778 | 284.67 | 222.7852 | 210.4082 | 185.6543 | 0 | 0 | 0 | 0 | 0 | 0 | 5.0528 | 5.7515 | 6.2734 | 8.3064 | 9.4536 | 0 | 0 | 0 | 0 | 0 | 0 | 7.3578 | 5.9682 | 4.5698 | 5.7635 | 6.1191 | 0 | 0 | 0 | 0 | 0 | 0 | 346.5884 | 296.3897 | 233.6284 | 224.478 | 201.227 | 0 | 0 | 0% | 0% | 0% | 0% | 0% | 0% | 0% | 0% | 0% | 0% | 0% | x | x | x | x | x | x | x | x | x | x | 0 | 0 | 0 | 334.1778 | 284.67 | 222.7852 | 210.4082 | 185.6543 | 0 | 0 | 0 | 0 | 0 | 5.0528 | 5.7515 | 6.2734 | 8.3064 | 9.4536 | 0 | 0 | 0 | 0 | 0 | 7.3578 | 5.9682 | 4.5698 | 5.7635 | 6.1191 | 0 | 0 | 0 | 0 | 0 | 346.5884 | 296.3897 | 233.6284 | 224.478 | 201.227 | 0 | 0 | 0
513 | Cyber Security | Non Network - IT | IT | FALSE | In-house software | IT | Labour - External | 50% |  | 0 | 0 | 0 | 0 | 1670.8889 | 1423.3498 | 1113.9259 | 1052.0412 | 928.2716 | 0 | 0 | 0 | 0 | 0 | 0 | 4.1885 | 11.584 | 20.7388 | 32.9326 | 40.9807 | 0 | 0 | 0 | 0 | 0 | 0 | 36.3318 | 29.4881 | 22.637 | 28.5907 | 30.3984 | 0 | 0 | 0 | 0 | 0 | 0 | 1711.4092 | 1464.422 | 1157.3017 | 1113.5644 | 999.6507 | 0 | 0 | 0% | 0% | 0% | 0% | 0% | 0% | 0% | 0% | 0% | 0% | 0% | x | x | x | x | x | x | x | x | x | x | 0 | 0 | 0 | 1670.8889 | 1423.3498 | 1113.9259 | 1052.0412 | 928.2716 | 0 | 0 | 0 | 0 | 0 | 4.1885 | 11.584 | 20.7388 | 32.9326 | 40.9807 | 0 | 0 | 0 | 0 | 0 | 36.3318 | 29.4881 | 22.637 | 28.5907 | 30.3984 | 0 | 0 | 0 | 0 | 0 | 1711.4092 | 1464.422 | 1157.3017 | 1113.5644 | 999.6507 | 0 | 0 | 0
514 | Corporate Communications | Non Network - IT | IT | FALSE | IT | IT | Materials | 40% |  | 0 | 0 | 0 | 0 | 200.4 | 99.9 | 99.9 | 99.9 | 99.9 | 0 | 0 | 0 | 0 | 0 | 0 | 0 | 0 | 0 | 0 | 0 | 0 | 0 | 0 | 0 | 0 | 0 | 4.3466 | 2.053 | 1.993 | 2.6325 | 3.1331 | 0 | 0 | 0 | 0 | 0 | 0 | 204.7466 | 101.953 | 101.893 | 102.5325 | 103.0331 | 0 | 0 | 0% | 0% | 0% | 0% | 0% | 0% | 0% | 0% | 0% | 0% | 0% | x | x | x | x | x | x | x | x | x | x | 0 | 0 | 0 | 200.4 | 99.9 | 99.9 | 99.9 | 99.9 | 0 | 0 | 0 | 0 | 0 | 0 | 0 | 0 | 0 | 0 | 0 | 0 | 0 | 0 | 0 | 4.3466 | 2.053 | 1.993 | 2.6325 | 3.1331 | 0 | 0 | 0 | 0 | 0 | 204.7466 | 101.953 | 101.893 | 102.5325 | 103.0331 | 0 | 0 | 0
515 | Corporate Communications | Non Network - IT | IT | FALSE | IT | IT | Labour - Internal | 10% |  | 0 | 0 | 0 | 0 | 50.1 | 24.975 | 24.975 | 24.975 | 24.975 | 0 | 0 | 0 | 0 | 0 | 0 | 0.75752 | 0.5046 | 0.70327 | 0.98595 | 1.2717 | 0 | 0 | 0 | 0 | 0 | 0 | 1.1031 | 0.52361 | 0.51229 | 0.68411 | 0.82317 | 0 | 0 | 0 | 0 | 0 | 0 | 51.9606 | 26.0032 | 26.1906 | 26.6451 | 27.0699 | 0 | 0 | 0% | 0% | 0% | 0% | 0% | 0% | 0% | 0% | 0% | 0% | 0% | x | x | x | x | x | x | x | x | x | x | 0 | 0 | 0 | 50.1 | 24.975 | 24.975 | 24.975 | 24.975 | 0 | 0 | 0 | 0 | 0 | 0.75752 | 0.5046 | 0.70327 | 0.98595 | 1.2717 | 0 | 0 | 0 | 0 | 0 | 1.1031 | 0.52361 | 0.51229 | 0.68411 | 0.82317 | 0 | 0 | 0 | 0 | 0 | 51.9606 | 26.0032 | 26.1906 | 26.6451 | 27.0699 | 0 | 0 | 0
516 | Corporate Communications | Non Network - IT | IT | FALSE | IT | IT | Labour - External | 50% |  | 0 | 0 | 0 | 0 | 250.5 | 124.875 | 124.875 | 124.875 | 124.875 | 0 | 0 | 0 | 0 | 0 | 0 | 0.62794 | 1.0163 | 2.3249 | 3.909 | 5.5129 | 0 | 0 | 0 | 0 | 0 | 0 | 5.4469 | 2.5871 | 2.5377 | 3.3936 | 4.0893 | 0 | 0 | 0 | 0 | 0 | 0 | 256.5748 | 128.4784 | 129.7376 | 132.1777 | 134.4772 | 0 | 0 | 0% | 0% | 0% | 0% | 0% | 0% | 0% | 0% | 0% | 0% | 0% | x | x | x | x | x | x | x | x | x | x | 0 | 0 | 0 | 250.5 | 124.875 | 124.875 | 124.875 | 124.875 | 0 | 0 | 0 | 0 | 0 | 0.62794 | 1.0163 | 2.3249 | 3.909 | 5.5129 | 0 | 0 | 0 | 0 | 0 | 5.4469 | 2.5871 | 2.5377 | 3.3936 | 4.0893 | 0 | 0 | 0 | 0 | 0 | 256.5748 | 128.4784 | 129.7376 | 132.1777 | 134.4772 | 0 | 0 | 0
517 | Corporate Communications | Non Network - IT | IT | FALSE | In-house software | IT | Materials | 40% |  | 0 | 0 | 0 | 0 | 801.6 | 399.6 | 399.6 | 399.6 | 399.6 | 0 | 0 | 0 | 0 | 0 | 0 | 0 | 0 | 0 | 0 | 0 | 0 | 0 | 0 | 0 | 0 | 0 | 17.3864 | 8.2119 | 7.9722 | 10.53 | 12.5326 | 0 | 0 | 0 | 0 | 0 | 0 | 818.9864 | 407.8119 | 407.5722 | 410.13 | 412.1326 | 0 | 0 | 0% | 0% | 0% | 0% | 0% | 0% | 0% | 0% | 0% | 0% | 0% | x | x | x | x | x | x | x | x | x | x | 0 | 0 | 0 | 801.6 | 399.6 | 399.6 | 399.6 | 399.6 | 0 | 0 | 0 | 0 | 0 | 0 | 0 | 0 | 0 | 0 | 0 | 0 | 0 | 0 | 0 | 17.3864 | 8.2119 | 7.9722 | 10.53 | 12.5326 | 0 | 0 | 0 | 0 | 0 | 818.9864 | 407.8119 | 407.5722 | 410.13 | 412.1326 | 0 | 0 | 0
518 | Corporate Communications | Non Network - IT | IT | FALSE | In-house software | IT | Labour - Internal | 10% |  | 0 | 0 | 0 | 0 | 200.4 | 99.9 | 99.9 | 99.9 | 99.9 | 0 | 0 | 0 | 0 | 0 | 0 | 3.0301 | 2.0184 | 2.8131 | 3.9438 | 5.0869 | 0 | 0 | 0 | 0 | 0 | 0 | 4.4123 | 2.0944 | 2.0492 | 2.7364 | 3.2927 | 0 | 0 | 0 | 0 | 0 | 0 | 207.8424 | 104.0128 | 104.7622 | 106.5802 | 108.2796 | 0 | 0 | 0% | 0% | 0% | 0% | 0% | 0% | 0% | 0% | 0% | 0% | 0% | x | x | x | x | x | x | x | x | x | x | 0 | 0 | 0 | 200.4 | 99.9 | 99.9 | 99.9 | 99.9 | 0 | 0 | 0 | 0 | 0 | 3.0301 | 2.0184 | 2.8131 | 3.9438 | 5.0869 | 0 | 0 | 0 | 0 | 0 | 4.4123 | 2.0944 | 2.0492 | 2.7364 | 3.2927 | 0 | 0 | 0 | 0 | 0 | 207.8424 | 104.0128 | 104.7622 | 106.5802 | 108.2796 | 0 | 0 | 0
519 | Corporate Communications | Non Network - IT | IT | FALSE | In-house software | IT | Labour - External | 50% |  | 0 | 0 | 0 | 0 | 1002 | 499.5 | 499.5 | 499.5 | 499.5 | 0 | 0 | 0 | 0 | 0 | 0 | 2.5117 | 4.0652 | 9.2996 | 15.6361 | 22.0516 | 0 | 0 | 0 | 0 | 0 | 0 | 21.7875 | 10.3484 | 10.1507 | 13.5746 | 16.3573 | 0 | 0 | 0 | 0 | 0 | 0 | 1026.2992 | 513.9136 | 518.9503 | 528.7107 | 537.9089 | 0 | 0 | 0% | 0% | 0% | 0% | 0% | 0% | 0% | 0% | 0% | 0% | 0% | x | x | x | x | x | x | x | x | x | x | 0 | 0 | 0 | 1002 | 499.5 | 499.5 | 499.5 | 499.5 | 0 | 0 | 0 | 0 | 0 | 2.5117 | 4.0652 | 9.2996 | 15.6361 | 22.0516 | 0 | 0 | 0 | 0 | 0 | 21.7875 | 10.3484 | 10.1507 | 13.5746 | 16.3573 | 0 | 0 | 0 | 0 | 0 | 1026.2992 | 513.9136 | 518.9503 | 528.7107 | 537.9089 | 0 | 0 | 0
520 | Intelligent Network Ops | Non Network - IT | IT | FALSE | IT | IT | Materials | 40% |  | 0 | 0 | 0 | 0 | 235.52 | 353.28 | 353.28 | 117.76 | 117.76 | 0 | 0 | 0 | 0 | 0 | 0 | 0 | 0 | 0 | 0 | 0 | 0 | 0 | 0 | 0 | 0 | 0 | 5.1083 | 7.26 | 7.0481 | 3.1031 | 3.6933 | 0 | 0 | 0 | 0 | 0 | 0 | 240.6283 | 360.54 | 360.3281 | 120.8631 | 121.4533 | 0 | 0 | 0% | 0% | 0% | 0% | 0% | 0% | 0% | 0% | 0% | 0% | 0% | x | x | x | x | x | x | x | x | x | x | 0 | 0 | 0 | 235.52 | 353.28 | 353.28 | 117.76 | 117.76 | 0 | 0 | 0 | 0 | 0 | 0 | 0 | 0 | 0 | 0 | 0 | 0 | 0 | 0 | 0 | 5.1083 | 7.26 | 7.0481 | 3.1031 | 3.6933 | 0 | 0 | 0 | 0 | 0 | 240.6283 | 360.54 | 360.3281 | 120.8631 | 121.4533 | 0 | 0 | 0
521 | Intelligent Network Ops | Non Network - IT | IT | FALSE | IT | IT | Labour - Internal | 10% |  | 0 | 0 | 0 | 0 | 58.88 | 88.32 | 88.32 | 29.44 | 29.44 | 0 | 0 | 0 | 0 | 0 | 0 | 0.89027 | 1.7844 | 2.487 | 1.1622 | 1.4991 | 0 | 0 | 0 | 0 | 0 | 0 | 1.2964 | 1.8517 | 1.8116 | 0.80641 | 0.97034 | 0 | 0 | 0 | 0 | 0 | 0 | 61.0667 | 91.9561 | 92.6186 | 31.4086 | 31.9094 | 0 | 0 | 0% | 0% | 0% | 0% | 0% | 0% | 0% | 0% | 0% | 0% | 0% | x | x | x | x | x | x | x | x | x | x | 0 | 0 | 0 | 58.88 | 88.32 | 88.32 | 29.44 | 29.44 | 0 | 0 | 0 | 0 | 0 | 0.89027 | 1.7844 | 2.487 | 1.1622 | 1.4991 | 0 | 0 | 0 | 0 | 0 | 1.2964 | 1.8517 | 1.8116 | 0.80641 | 0.97034 | 0 | 0 | 0 | 0 | 0 | 61.0667 | 91.9561 | 92.6186 | 31.4086 | 31.9094 | 0 | 0 | 0
522 | Intelligent Network Ops | Non Network - IT | IT | FALSE | IT | IT | Labour - External | 50% |  | 0 | 0 | 0 | 0 | 294.4 | 441.6 | 441.6 | 147.2 | 147.2 | 0 | 0 | 0 | 0 | 0 | 0 | 0.73798 | 3.594 | 8.2216 | 4.6079 | 6.4985 | 0 | 0 | 0 | 0 | 0 | 0 | 6.4014 | 9.1488 | 8.9741 | 4.0004 | 4.8204 | 0 | 0 | 0 | 0 | 0 | 0 | 301.5394 | 454.3428 | 458.7957 | 155.8082 | 158.5189 | 0 | 0 | 0% | 0% | 0% | 0% | 0% | 0% | 0% | 0% | 0% | 0% | 0% | x | x | x | x | x | x | x | x | x | x | 0 | 0 | 0 | 294.4 | 441.6 | 441.6 | 147.2 | 147.2 | 0 | 0 | 0 | 0 | 0 | 0.73798 | 3.594 | 8.2216 | 4.6079 | 6.4985 | 0 | 0 | 0 | 0 | 0 | 6.4014 | 9.1488 | 8.9741 | 4.0004 | 4.8204 | 0 | 0 | 0 | 0 | 0 | 301.5394 | 454.3428 | 458.7957 | 155.8082 | 158.5189 | 0 | 0 | 0
523 | Intelligent Network Ops | Non Network - IT | IT | FALSE | In-house software | IT | Materials | 40% |  | 0 | 0 | 0 | 0 | 942.08 | 1413.12 | 1413.12 | 471.04 | 471.04 | 0 | 0 | 0 | 0 | 0 | 0 | 0 | 0 | 0 | 0 | 0 | 0 | 0 | 0 | 0 | 0 | 0 | 20.4334 | 29.0399 | 28.1922 | 12.4126 | 14.7731 | 0 | 0 | 0 | 0 | 0 | 0 | 962.5134 | 1442.1599 | 1441.3122 | 483.4526 | 485.8131 | 0 | 0 | 0% | 0% | 0% | 0% | 0% | 0% | 0% | 0% | 0% | 0% | 0% | x | x | x | x | x | x | x | x | x | x | 0 | 0 | 0 | 942.08 | 1413.12 | 1413.12 | 471.04 | 471.04 | 0 | 0 | 0 | 0 | 0 | 0 | 0 | 0 | 0 | 0 | 0 | 0 | 0 | 0 | 0 | 20.4334 | 29.0399 | 28.1922 | 12.4126 | 14.7731 | 0 | 0 | 0 | 0 | 0 | 962.5134 | 1442.1599 | 1441.3122 | 483.4526 | 485.8131 | 0 | 0 | 0
524 | Intelligent Network Ops | Non Network - IT | IT | FALSE | In-house software | IT | Labour - Internal | 10% |  | 0 | 0 | 0 | 0 | 235.52 | 353.28 | 353.28 | 117.76 | 117.76 | 0 | 0 | 0 | 0 | 0 | 0 | 3.5611 | 7.1377 | 9.948 | 4.6489 | 5.9964 | 0 | 0 | 0 | 0 | 0 | 0 | 5.1856 | 7.4066 | 7.2465 | 3.2257 | 3.8813 | 0 | 0 | 0 | 0 | 0 | 0 | 244.2667 | 367.8243 | 370.4745 | 125.6345 | 127.6377 | 0 | 0 | 0% | 0% | 0% | 0% | 0% | 0% | 0% | 0% | 0% | 0% | 0% | x | x | x | x | x | x | x | x | x | x | 0 | 0 | 0 | 235.52 | 353.28 | 353.28 | 117.76 | 117.76 | 0 | 0 | 0 | 0 | 0 | 3.5611 | 7.1377 | 9.948 | 4.6489 | 5.9964 | 0 | 0 | 0 | 0 | 0 | 5.1856 | 7.4066 | 7.2465 | 3.2257 | 3.8813 | 0 | 0 | 0 | 0 | 0 | 244.2667 | 367.8243 | 370.4745 | 125.6345 | 127.6377 | 0 | 0 | 0
525 | Intelligent Network Ops | Non Network - IT | IT | FALSE | In-house software | IT | Labour - External | 50% |  | 0 | 0 | 0 | 0 | 1177.6 | 1766.4 | 1766.4 | 588.8 | 588.8 | 0 | 0 | 0 | 0 | 0 | 0 | 2.9519 | 14.376 | 32.8865 | 18.4315 | 25.9939 | 0 | 0 | 0 | 0 | 0 | 0 | 25.6057 | 36.5953 | 35.8964 | 16.0014 | 19.2816 | 0 | 0 | 0 | 0 | 0 | 0 | 1206.1577 | 1817.3712 | 1835.1829 | 623.233 | 634.0756 | 0 | 0 | 0% | 0% | 0% | 0% | 0% | 0% | 0% | 0% | 0% | 0% | 0% | x | x | x | x | x | x | x | x | x | x | 0 | 0 | 0 | 1177.6 | 1766.4 | 1766.4 | 588.8 | 588.8 | 0 | 0 | 0 | 0 | 0 | 2.9519 | 14.376 | 32.8865 | 18.4315 | 25.9939 | 0 | 0 | 0 | 0 | 0 | 25.6057 | 36.5953 | 35.8964 | 16.0014 | 19.2816 | 0 | 0 | 0 | 0 | 0 | 1206.1577 | 1817.3712 | 1835.1829 | 623.233 | 634.0756 | 0 | 0 | 0
526 | TAM- Apps | Non Network - IT | IT | FALSE | IT | IT | Materials | 40% |  | 0 | 0 | 0 | 0 | 56.4845 | 56.4845 | 56.4845 | 56.4845 | 56.4845 | 0 | 0 | 0 | 0 | 0 | 0 | 0 | 0 | 0 | 0 | 0 | 0 | 0 | 0 | 0 | 0 | 0 | 1.2251 | 1.1608 | 1.1269 | 1.4884 | 1.7715 | 0 | 0 | 0 | 0 | 0 | 0 | 57.7096 | 57.6452 | 57.6114 | 57.9729 | 58.256 | 0 | 0 | 0% | 0% | 0% | 0% | 0% | 0% | 0% | 0% | 0% | 0% | 0% | x | x | x | x | x | x | x | x | x | x | 0 | 0 | 0 | 56.4845 | 56.4845 | 56.4845 | 56.4845 | 56.4845 | 0 | 0 | 0 | 0 | 0 | 0 | 0 | 0 | 0 | 0 | 0 | 0 | 0 | 0 | 0 | 1.2251 | 1.1608 | 1.1269 | 1.4884 | 1.7715 | 0 | 0 | 0 | 0 | 0 | 57.7096 | 57.6452 | 57.6114 | 57.9729 | 58.256 | 0 | 0 | 0
527 | TAM- Apps | Non Network - IT | IT | FALSE | IT | IT | Labour - Internal | 10% |  | 0 | 0 | 0 | 0 | 14.1211 | 14.1211 | 14.1211 | 14.1211 | 14.1211 | 0 | 0 | 0 | 0 | 0 | 0 | 0.21351 | 0.2853 | 0.39764 | 0.55746 | 0.71905 | 0 | 0 | 0 | 0 | 0 | 0 | 0.31091 | 0.29605 | 0.28965 | 0.3868 | 0.46543 | 0 | 0 | 0 | 0 | 0 | 0 | 14.6455 | 14.7025 | 14.8084 | 15.0654 | 15.3056 | 0 | 0 | 0% | 0% | 0% | 0% | 0% | 0% | 0% | 0% | 0% | 0% | 0% | x | x | x | x | x | x | x | x | x | x | 0 | 0 | 0 | 14.1211 | 14.1211 | 14.1211 | 14.1211 | 14.1211 | 0 | 0 | 0 | 0 | 0 | 0.21351 | 0.2853 | 0.39764 | 0.55746 | 0.71905 | 0 | 0 | 0 | 0 | 0 | 0.31091 | 0.29605 | 0.28965 | 0.3868 | 0.46543 | 0 | 0 | 0 | 0 | 0 | 14.6455 | 14.7025 | 14.8084 | 15.0654 | 15.3056 | 0 | 0 | 0
528 | TAM- Apps | Non Network - IT | IT | FALSE | IT | IT | Labour - External | 50% |  | 0 | 0 | 0 | 0 | 70.6056 | 70.6056 | 70.6056 | 70.6056 | 70.6056 | 0 | 0 | 0 | 0 | 0 | 0 | 0.17699 | 0.57463 | 1.3145 | 2.2102 | 3.117 | 0 | 0 | 0 | 0 | 0 | 0 | 1.5352 | 1.4628 | 1.4348 | 1.9188 | 2.3121 | 0 | 0 | 0 | 0 | 0 | 0 | 72.3178 | 72.643 | 73.355 | 74.7346 | 76.0348 | 0 | 0 | 0% | 0% | 0% | 0% | 0% | 0% | 0% | 0% | 0% | 0% | 0% | x | x | x | x | x | x | x | x | x | x | 0 | 0 | 0 | 70.6056 | 70.6056 | 70.6056 | 70.6056 | 70.6056 | 0 | 0 | 0 | 0 | 0 | 0.17699 | 0.57463 | 1.3145 | 2.2102 | 3.117 | 0 | 0 | 0 | 0 | 0 | 1.5352 | 1.4628 | 1.4348 | 1.9188 | 2.3121 | 0 | 0 | 0 | 0 | 0 | 72.3178 | 72.643 | 73.355 | 74.7346 | 76.0348 | 0 | 0 | 0
529 | TAM- Apps | Non Network - IT | IT | FALSE | In-house software | IT | Materials | 40% |  | 0 | 0 | 0 | 0 | 225.9379 | 225.9379 | 225.9379 | 225.9379 | 225.9379 | 0 | 0 | 0 | 0 | 0 | 0 | 0 | 0 | 0 | 0 | 0 | 0 | 0 | 0 | 0 | 0 | 0 | 4.9005 | 4.6431 | 4.5075 | 5.9538 | 7.086 | 0 | 0 | 0 | 0 | 0 | 0 | 230.8384 | 230.581 | 230.4455 | 231.8917 | 233.024 | 0 | 0 | 0% | 0% | 0% | 0% | 0% | 0% | 0% | 0% | 0% | 0% | 0% | x | x | x | x | x | x | x | x | x | x | 0 | 0 | 0 | 225.9379 | 225.9379 | 225.9379 | 225.9379 | 225.9379 | 0 | 0 | 0 | 0 | 0 | 0 | 0 | 0 | 0 | 0 | 0 | 0 | 0 | 0 | 0 | 4.9005 | 4.6431 | 4.5075 | 5.9538 | 7.086 | 0 | 0 | 0 | 0 | 0 | 230.8384 | 230.581 | 230.4455 | 231.8917 | 233.024 | 0 | 0 | 0
530 | TAM- Apps | Non Network - IT | IT | FALSE | In-house software | IT | Labour - Internal | 10% |  | 0 | 0 | 0 | 0 | 56.4845 | 56.4845 | 56.4845 | 56.4845 | 56.4845 | 0 | 0 | 0 | 0 | 0 | 0 | 0.85405 | 1.1412 | 1.5905 | 2.2299 | 2.8762 | 0 | 0 | 0 | 0 | 0 | 0 | 1.2437 | 1.1842 | 1.1586 | 1.5472 | 1.8617 | 0 | 0 | 0 | 0 | 0 | 0 | 58.5822 | 58.8099 | 59.2336 | 60.2615 | 61.2224 | 0 | 0 | 0% | 0% | 0% | 0% | 0% | 0% | 0% | 0% | 0% | 0% | 0% | x | x | x | x | x | x | x | x | x | x | 0 | 0 | 0 | 56.4845 | 56.4845 | 56.4845 | 56.4845 | 56.4845 | 0 | 0 | 0 | 0 | 0 | 0.85405 | 1.1412 | 1.5905 | 2.2299 | 2.8762 | 0 | 0 | 0 | 0 | 0 | 1.2437 | 1.1842 | 1.1586 | 1.5472 | 1.8617 | 0 | 0 | 0 | 0 | 0 | 58.5822 | 58.8099 | 59.2336 | 60.2615 | 61.2224 | 0 | 0 | 0
531 | TAM- Apps | Non Network - IT | IT | FALSE | In-house software | IT | Labour - External | 50% |  | 0 | 0 | 0 | 0 | 282.4224 | 282.4224 | 282.4224 | 282.4224 | 282.4224 | 0 | 0 | 0 | 0 | 0 | 0 | 0.70796 | 2.2985 | 5.2581 | 8.8408 | 12.4682 | 0 | 0 | 0 | 0 | 0 | 0 | 6.141 | 5.8511 | 5.7393 | 7.6752 | 9.2486 | 0 | 0 | 0 | 0 | 0 | 0 | 289.2713 | 290.572 | 293.4198 | 298.9384 | 304.1392 | 0 | 0 | 0% | 0% | 0% | 0% | 0% | 0% | 0% | 0% | 0% | 0% | 0% | x | x | x | x | x | x | x | x | x | x | 0 | 0 | 0 | 282.4224 | 282.4224 | 282.4224 | 282.4224 | 282.4224 | 0 | 0 | 0 | 0 | 0 | 0.70796 | 2.2985 | 5.2581 | 8.8408 | 12.4682 | 0 | 0 | 0 | 0 | 0 | 6.141 | 5.8511 | 5.7393 | 7.6752 | 9.2486 | 0 | 0 | 0 | 0 | 0 | 289.2713 | 290.572 | 293.4198 | 298.9384 | 304.1392 | 0 | 0 | 0
532 | TAM- Infra | Non Network - IT | IT | FALSE | IT | IT | Materials | 40% |  | 0 | 0 | 0 | 0 | 203.1936 | 312.6056 | 414.2024 | 398.5721 | 234.4542 | 0 | 0 | 0 | 0 | 0 | 0 | 0 | 0 | 0 | 0 | 0 | 0 | 0 | 0 | 0 | 0 | 0 | 4.4072 | 6.4241 | 8.2635 | 10.503 | 7.3531 | 0 | 0 | 0 | 0 | 0 | 0 | 207.6008 | 319.0297 | 422.4659 | 409.0751 | 241.8073 | 0 | 0 | 0% | 0% | 0% | 0% | 0% | 0% | 0% | 0% | 0% | 0% | 0% | x | x | x | x | x | x | x | x | x | x | 0 | 0 | 0 | 203.1936 | 312.6056 | 414.2024 | 398.5721 | 234.4542 | 0 | 0 | 0 | 0 | 0 | 0 | 0 | 0 | 0 | 0 | 0 | 0 | 0 | 0 | 0 | 4.4072 | 6.4241 | 8.2635 | 10.503 | 7.3531 | 0 | 0 | 0 | 0 | 0 | 207.6008 | 319.0297 | 422.4659 | 409.0751 | 241.8073 | 0 | 0 | 0
533 | TAM- Infra | Non Network - IT | IT | FALSE | IT | IT | Labour - Internal | 10% |  | 0 | 0 | 0 | 0 | 50.7984 | 78.1514 | 103.5506 | 99.643 | 58.6135 | 0 | 0 | 0 | 0 | 0 | 0 | 0.76808 | 1.579 | 2.9159 | 3.9336 | 2.9846 | 0 | 0 | 0 | 0 | 0 | 0 | 1.1185 | 1.6385 | 2.124 | 2.7294 | 1.9319 | 0 | 0 | 0 | 0 | 0 | 0 | 52.6849 | 81.3688 | 108.5905 | 106.3061 | 63.5301 | 0 | 0 | 0% | 0% | 0% | 0% | 0% | 0% | 0% | 0% | 0% | 0% | 0% | x | x | x | x | x | x | x | x | x | x | 0 | 0 | 0 | 50.7984 | 78.1514 | 103.5506 | 99.643 | 58.6135 | 0 | 0 | 0 | 0 | 0 | 0.76808 | 1.579 | 2.9159 | 3.9336 | 2.9846 | 0 | 0 | 0 | 0 | 0 | 1.1185 | 1.6385 | 2.124 | 2.7294 | 1.9319 | 0 | 0 | 0 | 0 | 0 | 52.6849 | 81.3688 | 108.5905 | 106.3061 | 63.5301 | 0 | 0 | 0
534 | TAM- Infra | Non Network - IT | IT | FALSE | IT | IT | Labour - External | 50% |  | 0 | 0 | 0 | 0 | 253.9921 | 390.757 | 517.753 | 498.2152 | 293.0677 | 0 | 0 | 0 | 0 | 0 | 0 | 0.63669 | 3.1802 | 9.6394 | 15.5959 | 12.9381 | 0 | 0 | 0 | 0 | 0 | 0 | 5.5228 | 8.0955 | 10.5217 | 13.5397 | 9.5972 | 0 | 0 | 0 | 0 | 0 | 0 | 260.1515 | 402.0327 | 537.9141 | 527.3508 | 315.6031 | 0 | 0 | 0% | 0% | 0% | 0% | 0% | 0% | 0% | 0% | 0% | 0% | 0% | x | x | x | x | x | x | x | x | x | x | 0 | 0 | 0 | 253.9921 | 390.757 | 517.753 | 498.2152 | 293.0677 | 0 | 0 | 0 | 0 | 0 | 0.63669 | 3.1802 | 9.6394 | 15.5959 | 12.9381 | 0 | 0 | 0 | 0 | 0 | 5.5228 | 8.0955 | 10.5217 | 13.5397 | 9.5972 | 0 | 0 | 0 | 0 | 0 | 260.1515 | 402.0327 | 537.9141 | 527.3508 | 315.6031 | 0 | 0 | 0
535 | TAM- Infra | Non Network - IT | IT | FALSE | In-house software | IT | Materials | 40% |  | 0 | 0 | 0 | 0 | 812.7746 | 1250.4224 | 1656.8097 | 1594.2886 | 937.8168 | 0 | 0 | 0 | 0 | 0 | 0 | 0 | 0 | 0 | 0 | 0 | 0 | 0 | 0 | 0 | 0 | 0 | 17.6288 | 25.6964 | 33.0539 | 42.0118 | 29.4125 | 0 | 0 | 0 | 0 | 0 | 0 | 830.4033 | 1276.1188 | 1689.8636 | 1636.3004 | 967.2293 | 0 | 0 | 0% | 0% | 0% | 0% | 0% | 0% | 0% | 0% | 0% | 0% | 0% | x | x | x | x | x | x | x | x | x | x | 0 | 0 | 0 | 812.7746 | 1250.4224 | 1656.8097 | 1594.2886 | 937.8168 | 0 | 0 | 0 | 0 | 0 | 0 | 0 | 0 | 0 | 0 | 0 | 0 | 0 | 0 | 0 | 17.6288 | 25.6964 | 33.0539 | 42.0118 | 29.4125 | 0 | 0 | 0 | 0 | 0 | 830.4033 | 1276.1188 | 1689.8636 | 1636.3004 | 967.2293 | 0 | 0 | 0
536 | TAM- Infra | Non Network - IT | IT | FALSE | In-house software | IT | Labour - Internal | 10% |  | 0 | 0 | 0 | 0 | 203.1936 | 312.6056 | 414.2024 | 398.5721 | 234.4542 | 0 | 0 | 0 | 0 | 0 | 0 | 3.0723 | 6.3159 | 11.6635 | 15.7346 | 11.9385 | 0 | 0 | 0 | 0 | 0 | 0 | 4.4738 | 6.5539 | 8.4962 | 10.9176 | 7.7276 | 0 | 0 | 0 | 0 | 0 | 0 | 210.7398 | 325.4754 | 434.3621 | 425.2243 | 254.1203 | 0 | 0 | 0% | 0% | 0% | 0% | 0% | 0% | 0% | 0% | 0% | 0% | 0% | x | x | x | x | x | x | x | x | x | x | 0 | 0 | 0 | 203.1936 | 312.6056 | 414.2024 | 398.5721 | 234.4542 | 0 | 0 | 0 | 0 | 0 | 3.0723 | 6.3159 | 11.6635 | 15.7346 | 11.9385 | 0 | 0 | 0 | 0 | 0 | 4.4738 | 6.5539 | 8.4962 | 10.9176 | 7.7276 | 0 | 0 | 0 | 0 | 0 | 210.7398 | 325.4754 | 434.3621 | 425.2243 | 254.1203 | 0 | 0 | 0
537 | TAM- Infra | Non Network - IT | IT | FALSE | In-house software | IT | Labour - External | 50% |  | 0 | 0 | 0 | 0 | 1015.9682 | 1563.028 | 2071.0121 | 1992.8607 | 1172.271 | 0 | 0 | 0 | 0 | 0 | 0 | 2.5468 | 12.7208 | 38.5577 | 62.3836 | 51.7526 | 0 | 0 | 0 | 0 | 0 | 0 | 22.0912 | 32.3819 | 42.0866 | 54.1587 | 38.3888 | 0 | 0 | 0 | 0 | 0 | 0 | 1040.6062 | 1608.1307 | 2151.6564 | 2109.403 | 1262.4123 | 0 | 0 | 0% | 0% | 0% | 0% | 0% | 0% | 0% | 0% | 0% | 0% | 0% | x | x | x | x | x | x | x | x | x | x | 0 | 0 | 0 | 1015.9682 | 1563.028 | 2071.0121 | 1992.8607 | 1172.271 | 0 | 0 | 0 | 0 | 0 | 2.5468 | 12.7208 | 38.5577 | 62.3836 | 51.7526 | 0 | 0 | 0 | 0 | 0 | 22.0912 | 32.3819 | 42.0866 | 54.1587 | 38.3888 | 0 | 0 | 0 | 0 | 0 | 1040.6062 | 1608.1307 | 2151.6564 | 2109.403 | 1262.4123 | 0 | 0 | 0
[7 empty] | Total |  |  | 118564.4648 | 63338.1493 | 132715.1998 | 120326.8631 | 161966.6173 | 163275.8167 | 161956.1461 | 127781.8592 | 98680.5167 | 6618.3103 | 25981.6198 | 0 | 220.4168 | -125.8682 | 31.0682 | 447.8985 | 994.3001 | 1963.6848 | 2504.4618 | 2680.7234 | 230.4788 | 1106.2163 | 0 | 3029.5949 | 7924.9617 | 6422.5718 | 7190.4517 | 7795.7879 | 7741.8351 | 8107.31 | 8149.1457 | 244.1105 | 1478.2072 | 118564.4648 | 66588.1609 | 140514.2933 | 126780.5031 | 169604.9675 | 172065.9047 | 171661.666 | 138393.631 | 109510.3858 | 7092.8996 | 28566.0433 | [21 empty] | 20579.9154 | 208198.0883 | 134160.1517 | 94074.9267 | 252228.755 | 140627.8472 | 160264.0342 | 99075.5882 |  |  | 93.6288 | -59.5523 | 43.7624 | 262.5461 | 1127.6306 | 1647.7954 | 2880.7824 | 2689.7732 |  |  | 1286.9143 | 8108.6411 | 5856.8481 | 3891.2422 | 11991.4521 | 6612.6456 | 9817.6404 | 8181.4857 |  |  | 21960.4585 | 216247.1772 | 140060.7623 | 98228.715 | 265347.8377 | 148888.2882 | 172962.457 | 109946.8471 | 5361.922 | 30527.8897 | -39810.5652

## Calc¦Project Details-$Mar22
Back to contents
AusNet Services Forecast Transmission Capex Model (FY20 to FY29) v9
#VALUE!
[8 empty] | Subtotal |  | 124006.9762 | 66245.5853 | 138807.2779 | 125850.2744 | 169401.4347 | 170770.7308 | 169390.4828 | 133647.4801 | 103210.2873 | 6922.1132 | 27174.2644 | 0 | 230.5346 | -131.6459 | 32.4943 | 468.4585 | 1039.9418 | 2053.8246 | 2619.4251 | 2803.7777 | 241.0586 | 1156.9953 | 0 | 3168.6635 | 8288.7443 | 6717.3897 | 7520.5178 | 8153.6411 | 8097.2116 | 8479.463 | 8523.2192 | 255.316 | 1546.0619 | 124006.9762 | 69644.7834 | 146964.3762 | 132600.1584 | 177390.4111 | 179964.3137 | 179541.519 | 144746.3683 | 114537.2841 | 7418.4878 | 29877.3217 | [21 empty] | 21524.6033 | 217755.0871 | 140318.558 | 98393.2851 | 263806.9108 | 147083.1427 | 167620.6973 | 103623.4939 | 5294.8005 | 29043.0435 | 97.9267 | -62.2859 | 45.7713 | 274.5978 | 1179.3927 | 1723.4348 | 3013.0201 | 2813.2429 | 175.9795 | 1222.0745 | 1345.988 | 8480.8553 | 6125.6973 | 4069.8634 | 12541.9005 | 6916.1884 | 10268.3034 | 8557.0437 | 137.2725 | 1664.1055 | 22968.5181 | 226173.6565 | 146490.0266 | 102737.7463 | 277528.204 | 155722.7659 | 180902.0207 | 114993.7805 | 5608.0524 | 31929.2234 | 0
| Project Title | Project Driver | Driver Project Name | Apply as commissioned percentages | Asset Class | Overheads Driver | By Cost | Cost Weight | Project Number | Capex | Forecast Capex, As Incurred (unescalated) | [9 empty] | Escalation | Escalation, As Incurred | [9 empty] | Overheads | Overheads, As Incurred | [9 empty] | Total | Total Capex, As Incurred | [9 empty] | As Commission Percentages | [10 empty] | Manual Commissioning | [9 empty] | Forecast Capex, As Commissioned (unescalated) | [9 empty] | Escalation, As Commissioned | [9 empty] | Overheads, As Commissioned | [9 empty] | Total Capex, As Commissioned
[10 empty] | LTD | FY20 | FY21 | FY22 | FY23 | FY24 | FY25 | FY26 | FY27 | FY28 | FY29 | LTD | FY20 | FY21 | FY22 | FY23 | FY24 | FY25 | FY26 | FY27 | FY28 | FY29 | LTD | FY20 | FY21 | FY22 | FY23 | FY24 | FY25 | FY26 | FY27 | FY28 | FY29 | LTD | FY20 | FY21 | FY22 | FY23 | FY24 | FY25 | FY26 | FY27 | FY28 | FY29 | FY20 | FY21 | FY22 | FY23 | FY24 | FY25 | FY26 | FY27 | FY28 | FY29 | Allocation percentage total check | FY20 | FY21 | FY22 | FY23 | FY24 | FY25 | FY26 | FY27 | FY28 | FY29 | FY20 | FY21 | FY22 | FY23 | FY24 | FY25 | FY26 | FY27 | FY28 | FY29 | FY20 | FY21 | FY22 | FY23 | FY24 | FY25 | FY26 | FY27 | FY28 | FY29 | FY20 | FY21 | FY22 | FY23 | FY24 | FY25 | FY26 | FY27 | FY28 | FY29 | FY20 | FY21 | FY22 | FY23 | FY24 | FY25 | FY26 | FY27 | FY28 | FY29 | CHECK
1 | HOTS SVC Replacement | Replacement - Major Station | Major Station | TRUE | Secondary | Network | Materials | 40% | 0 | 0 | 1.8237 | 21.4991 | 279.4889 | 472.9812 | 300.988 | 0 | 0 | 0 | 0 | 0 | 0 | 0 | 0 | 0 | 0 | 0 | 0 | 0 | 0 | 0 | 0 | 0 | 0.086929 | 1.459 | 17.0062 | 22.7356 | 15.6692 | 0 | 0 | 0 | 0 | 0 | 0 | 1.9106 | 22.9581 | 296.4951 | 495.7168 | 316.6572 | 0 | 0 | 0 | 0 | 0 | 0% | 0% | 0% | 0% | 100% | 0% | 0% | 0% | 0% | 0% | 100% | [10 empty] | 0 | 0 | 0 | 0 | 1076.781 | 0 | 0 | 0 | 0 | 0 | 0 | 0 | 0 | 0 | 0 | 0 | 0 | 0 | 0 | 0 | 0 | 0 | 0 | 0 | 56.9568 | 0 | 0 | 0 | 0 | 0 | 0 | 0 | 0 | 0 | 1133.7378 | 0 | 0 | 0 | 0 | 0 | 0
2 | HOTS SVC Replacement | Replacement - Major Station | Major Station | TRUE | Secondary | Network | Labour - Internal | 10% | 0 | 0 | 0.45593 | 5.3748 | 69.8722 | 118.2453 | 75.247 | 0 | 0 | 0 | 0 | 0 | 0 | 0.0026444 | 0.019667 | 0.68984 | 1.7879 | 1.5203 | 0 | 0 | 0 | 0 | 0 | 0 | 0.021858 | 0.36607 | 4.2935 | 5.7698 | 3.9964 | 0 | 0 | 0 | 0 | 0 | 0 | 0.48043 | 5.7605 | 74.8556 | 125.803 | 80.7637 | 0 | 0 | 0 | 0 | 0 | 0% | 0% | 0% | 0% | 100% | 0% | 0% | 0% | 0% | 0% | 100% | [10 empty] | 0 | 0 | 0 | 0 | 269.1953 | 0 | 0 | 0 | 0 | 0 | 0 | 0 | 0 | 0 | 4.0203 | 0 | 0 | 0 | 0 | 0 | 0 | 0 | 0 | 0 | 14.4477 | 0 | 0 | 0 | 0 | 0 | 0 | 0 | 0 | 0 | 287.6633 | 0 | 0 | 0 | 0 | 0 | 0
3 | HOTS SVC Replacement | Replacement - Major Station | Major Station | TRUE | Secondary | Network | Labour - External | 50% | 0 | 0 | 2.2796 | 26.8739 | 349.3611 | 591.2265 | 376.2351 | 0 | 0 | 0 | 0 | 0 | 0 | 0.013222 | -0.070642 | -0.50943 | 1.482 | 3.062 | 0 | 0 | 0 | 0 | 0 | 0 | 0.10929 | 1.8189 | 21.2267 | 28.4907 | 19.7458 | 0 | 0 | 0 | 0 | 0 | 0 | 2.4021 | 28.6222 | 370.0784 | 621.1993 | 399.0429 | 0 | 0 | 0 | 0 | 0 | 0% | 0% | 0% | 0% | 100% | 0% | 0% | 0% | 0% | 0% | 100% | [10 empty] | 0 | 0 | 0 | 0 | 1345.9763 | 0 | 0 | 0 | 0 | 0 | 0 | 0 | 0 | 0 | 3.9772 | 0 | 0 | 0 | 0 | 0 | 0 | 0 | 0 | 0 | 71.3915 | 0 | 0 | 0 | 0 | 0 | 0 | 0 | 0 | 0 | 1421.345 | 0 | 0 | 0 | 0 | 0 | 0
4 | HOTS SVC Replacement | Replacement - Major Station | Major Station | TRUE | Switchgear | Network | Materials | 40% | 0 | 0 | 9.9006 | 116.7159 | 1517.3071 | 2567.7505 | 1634.023 | 0 | 0 | 0 | 0 | 0 | 0 | 0 | 0 | 0 | 0 | 0 | 0 | 0 | 0 | 0 | 0 | 0 | 0.47193 | 7.9205 | 92.3242 | 123.4285 | 85.0657 | 0 | 0 | 0 | 0 | 0 | 0 | 10.3726 | 124.6364 | 1609.6313 | 2691.179 | 1719.0887 | 0 | 0 | 0 | 0 | 0 | 0% | 0% | 0% | 0% | 100% | 0% | 0% | 0% | 0% | 0% | 100% | [10 empty] | 0 | 0 | 0 | 0 | 5845.6972 | 0 | 0 | 0 | 0 | 0 | 0 | 0 | 0 | 0 | 0 | 0 | 0 | 0 | 0 | 0 | 0 | 0 | 0 | 0 | 309.2108 | 0 | 0 | 0 | 0 | 0 | 0 | 0 | 0 | 0 | 6154.908 | 0 | 0 | 0 | 0 | 0 | 0
5 | HOTS SVC Replacement | Replacement - Major Station | Major Station | TRUE | Switchgear | Network | Labour - Internal | 10% | 0 | 0 | 2.4752 | 29.179 | 379.3268 | 641.9376 | 408.5058 | 0 | 0 | 0 | 0 | 0 | 0 | 0.014356 | 0.10677 | 3.7451 | 9.7062 | 8.2535 | 0 | 0 | 0 | 0 | 0 | 0 | 0.11867 | 1.9874 | 23.3089 | 31.3237 | 21.6961 | 0 | 0 | 0 | 0 | 0 | 0 | 2.6082 | 31.2731 | 406.3808 | 682.9675 | 438.4553 | 0 | 0 | 0 | 0 | 0 | 0% | 0% | 0% | 0% | 100% | 0% | 0% | 0% | 0% | 0% | 100% | [10 empty] | 0 | 0 | 0 | 0 | 1461.4243 | 0 | 0 | 0 | 0 | 0 | 0 | 0 | 0 | 0 | 21.8258 | 0 | 0 | 0 | 0 | 0 | 0 | 0 | 0 | 0 | 78.4347 | 0 | 0 | 0 | 0 | 0 | 0 | 0 | 0 | 0 | 1561.6849 | 0 | 0 | 0 | 0 | 0 | 0
6 | HOTS SVC Replacement | Replacement - Major Station | Major Station | TRUE | Switchgear | Network | Labour - External | 50% | 0 | 0 | 12.3758 | 145.8949 | 1896.6339 | 3209.6881 | 2042.5288 | 0 | 0 | 0 | 0 | 0 | 0 | 0.07178 | -0.3835 | -2.7656 | 8.0458 | 16.6233 | 0 | 0 | 0 | 0 | 0 | 0 | 0.59333 | 9.8746 | 115.237 | 154.6724 | 107.1975 | 0 | 0 | 0 | 0 | 0 | 0 | 13.0409 | 155.386 | 2009.1053 | 3372.4063 | 2166.3496 | 0 | 0 | 0 | 0 | 0 | 0% | 0% | 0% | 0% | 100% | 0% | 0% | 0% | 0% | 0% | 100% | [10 empty] | 0 | 0 | 0 | 0 | 7307.1214 | 0 | 0 | 0 | 0 | 0 | 0 | 0 | 0 | 0 | 21.5917 | 0 | 0 | 0 | 0 | 0 | 0 | 0 | 0 | 0 | 387.5748 | 0 | 0 | 0 | 0 | 0 | 0 | 0 | 0 | 0 | 7716.288 | 0 | 0 | 0 | 0 | 0 | 0
7 | HOTS SVC Replacement | Replacement - Major Station | Major Station | TRUE | Transformers | Network | Materials | 40% | 0 | 0 | 10.5929 | 124.8768 | 1623.3986 | 2747.2899 | 1748.2754 | 0 | 0 | 0 | 0 | 0 | 0 | 0 | 0 | 0 | 0 | 0 | 0 | 0 | 0 | 0 | 0 | 0 | 0.50492 | 8.4743 | 98.7796 | 132.0587 | 91.0136 | 0 | 0 | 0 | 0 | 0 | 0 | 11.0978 | 133.3511 | 1722.1782 | 2879.3487 | 1839.289 | 0 | 0 | 0 | 0 | 0 | 0% | 0% | 0% | 0% | 100% | 0% | 0% | 0% | 0% | 0% | 100% | [10 empty] | 0 | 0 | 0 | 0 | 6254.4337 | 0 | 0 | 0 | 0 | 0 | 0 | 0 | 0 | 0 | 0 | 0 | 0 | 0 | 0 | 0 | 0 | 0 | 0 | 0 | 330.8311 | 0 | 0 | 0 | 0 | 0 | 0 | 0 | 0 | 0 | 6585.2648 | 0 | 0 | 0 | 0 | 0 | 0
8 | HOTS SVC Replacement | Replacement - Major Station | Major Station | TRUE | Transformers | Network | Labour - Internal | 10% | 0 | 0 | 2.6482 | 31.2192 | 405.8496 | 686.8225 | 437.0689 | 0 | 0 | 0 | 0 | 0 | 0 | 0.01536 | 0.11423 | 4.0069 | 10.3848 | 8.8306 | 0 | 0 | 0 | 0 | 0 | 0 | 0.12696 | 2.1263 | 24.9387 | 33.5139 | 23.2131 | 0 | 0 | 0 | 0 | 0 | 0 | 2.7906 | 33.4598 | 434.7953 | 730.7212 | 469.1125 | 0 | 0 | 0 | 0 | 0 | 0% | 0% | 0% | 0% | 100% | 0% | 0% | 0% | 0% | 0% | 100% | [10 empty] | 0 | 0 | 0 | 0 | 1563.6084 | 0 | 0 | 0 | 0 | 0 | 0 | 0 | 0 | 0 | 23.3519 | 0 | 0 | 0 | 0 | 0 | 0 | 0 | 0 | 0 | 83.919 | 0 | 0 | 0 | 0 | 0 | 0 | 0 | 0 | 0 | 1670.8793 | 0 | 0 | 0 | 0 | 0 | 0
9 | HOTS SVC Replacement | Replacement - Major Station | Major Station | TRUE | Transformers | Network | Labour - External | 50% | 0 | 0 | 13.2411 | 156.096 | 2029.2482 | 3434.1124 | 2185.3443 | 0 | 0 | 0 | 0 | 0 | 0 | 0.076799 | -0.41032 | -2.959 | 8.6084 | 17.7856 | 0 | 0 | 0 | 0 | 0 | 0 | 0.63482 | 10.565 | 123.2945 | 165.4872 | 114.6928 | 0 | 0 | 0 | 0 | 0 | 0 | 13.9528 | 166.2507 | 2149.5837 | 3608.208 | 2317.8227 | 0 | 0 | 0 | 0 | 0 | 0% | 0% | 0% | 0% | 100% | 0% | 0% | 0% | 0% | 0% | 100% | [10 empty] | 0 | 0 | 0 | 0 | 7818.0421 | 0 | 0 | 0 | 0 | 0 | 0 | 0 | 0 | 0 | 23.1015 | 0 | 0 | 0 | 0 | 0 | 0 | 0 | 0 | 0 | 414.6744 | 0 | 0 | 0 | 0 | 0 | 0 | 0 | 0 | 0 | 8255.8179 | 0 | 0 | 0 | 0 | 0 | 0
10 | HOTS SVC Replacement | Replacement - Major Station | Major Station | TRUE | Towers and Conductor | Network | Materials | 40% | 0 | 0 | 0.69642 | 8.2099 | 106.729 | 180.6182 | 114.9389 | 0 | 0 | 0 | 0 | 0 | 0 | 0 | 0 | 0 | 0 | 0 | 0 | 0 | 0 | 0 | 0 | 0 | 0.033196 | 0.55713 | 6.4942 | 8.6821 | 5.9836 | 0 | 0 | 0 | 0 | 0 | 0 | 0.72962 | 8.7671 | 113.2231 | 189.3003 | 120.9225 | 0 | 0 | 0 | 0 | 0 | 0% | 0% | 0% | 0% | 100% | 0% | 0% | 0% | 0% | 0% | 100% | [10 empty] | 0 | 0 | 0 | 0 | 411.1924 | 0 | 0 | 0 | 0 | 0 | 0 | 0 | 0 | 0 | 0 | 0 | 0 | 0 | 0 | 0 | 0 | 0 | 0 | 0 | 21.7502 | 0 | 0 | 0 | 0 | 0 | 0 | 0 | 0 | 0 | 432.9427 | 0 | 0 | 0 | 0 | 0 | 0
11 | HOTS SVC Replacement | Replacement - Major Station | Major Station | TRUE | Towers and Conductor | Network | Labour - Internal | 10% | 0 | 0 | 0.17411 | 2.0525 | 26.6822 | 45.1546 | 28.7347 | 0 | 0 | 0 | 0 | 0 | 0 | 0.0010098 | 0.0075101 | 0.26343 | 0.68274 | 0.58056 | 0 | 0 | 0 | 0 | 0 | 0 | 0.0083471 | 0.13979 | 1.6396 | 2.2033 | 1.5261 | 0 | 0 | 0 | 0 | 0 | 0 | 0.18346 | 2.1998 | 28.5852 | 48.0406 | 30.8414 | 0 | 0 | 0 | 0 | 0 | 0% | 0% | 0% | 0% | 100% | 0% | 0% | 0% | 0% | 0% | 100% | [10 empty] | 0 | 0 | 0 | 0 | 102.7981 | 0 | 0 | 0 | 0 | 0 | 0 | 0 | 0 | 0 | 1.5353 | 0 | 0 | 0 | 0 | 0 | 0 | 0 | 0 | 0 | 5.5172 | 0 | 0 | 0 | 0 | 0 | 0 | 0 | 0 | 0 | 109.8505 | 0 | 0 | 0 | 0 | 0 | 0
12 | HOTS SVC Replacement | Replacement - Major Station | Major Station | TRUE | Towers and Conductor | Network | Labour - External | 50% | 0 | 0 | 0.87053 | 10.2624 | 133.4112 | 225.7728 | 143.6736 | 0 | 0 | 0 | 0 | 0 | 0 | 0.0050491 | -0.026976 | -0.19454 | 0.56595 | 1.1693 | 0 | 0 | 0 | 0 | 0 | 0 | 0.041735 | 0.69459 | 8.1059 | 10.8798 | 7.5404 | 0 | 0 | 0 | 0 | 0 | 0 | 0.91731 | 10.93 | 141.3226 | 237.2186 | 152.3833 | 0 | 0 | 0 | 0 | 0 | 0% | 0% | 0% | 0% | 100% | 0% | 0% | 0% | 0% | 0% | 100% | [10 empty] | 0 | 0 | 0 | 0 | 513.9905 | 0 | 0 | 0 | 0 | 0 | 0 | 0 | 0 | 0 | 1.5188 | 0 | 0 | 0 | 0 | 0 | 0 | 0 | 0 | 0 | 27.2624 | 0 | 0 | 0 | 0 | 0 | 0 | 0 | 0 | 0 | 542.7717 | 0 | 0 | 0 | 0 | 0 | 0
13 | HOTS SVC Replacement | Replacement - Major Station | Major Station | TRUE | Establishment | Network | Materials | 40% | 0 | 0 | 5.0766 | 59.8463 | 778.0018 | 1316.6184 | 837.8481 | 0 | 0 | 0 | 0 | 0 | 0 | 0 | 0 | 0 | 0 | 0 | 0 | 0 | 0 | 0 | 0 | 0 | 0.24198 | 4.0612 | 47.3394 | 63.2882 | 43.6176 | 0 | 0 | 0 | 0 | 0 | 0 | 5.3186 | 63.9075 | 825.3412 | 1379.9066 | 881.4656 | 0 | 0 | 0 | 0 | 0 | 0% | 0% | 0% | 0% | 100% | 0% | 0% | 0% | 0% | 0% | 100% | [10 empty] | 0 | 0 | 0 | 0 | 2997.3911 | 0 | 0 | 0 | 0 | 0 | 0 | 0 | 0 | 0 | 0 | 0 | 0 | 0 | 0 | 0 | 0 | 0 | 0 | 0 | 158.5484 | 0 | 0 | 0 | 0 | 0 | 0 | 0 | 0 | 0 | 3155.9394 | 0 | 0 | 0 | 0 | 0 | 0
14 | HOTS SVC Replacement | Replacement - Major Station | Major Station | TRUE | Establishment | Network | Labour - Internal | 10% | 0 | 0 | 1.2691 | 14.9616 | 194.5004 | 329.1546 | 209.462 | 0 | 0 | 0 | 0 | 0 | 0 | 0.007361 | 0.054745 | 1.9203 | 4.9769 | 4.232 | 0 | 0 | 0 | 0 | 0 | 0 | 0.060846 | 1.019 | 11.9517 | 16.0613 | 11.1247 | 0 | 0 | 0 | 0 | 0 | 0 | 1.3374 | 16.0353 | 208.3724 | 350.1927 | 224.8187 | 0 | 0 | 0 | 0 | 0 | 0% | 0% | 0% | 0% | 100% | 0% | 0% | 0% | 0% | 0% | 100% | [10 empty] | 0 | 0 | 0 | 0 | 749.3478 | 0 | 0 | 0 | 0 | 0 | 0 | 0 | 0 | 0 | 11.1912 | 0 | 0 | 0 | 0 | 0 | 0 | 0 | 0 | 0 | 40.2175 | 0 | 0 | 0 | 0 | 0 | 0 | 0 | 0 | 0 | 800.7565 | 0 | 0 | 0 | 0 | 0 | 0
15 | HOTS SVC Replacement | Replacement - Major Station | Major Station | TRUE | Establishment | Network | Labour - External | 50% | 0 | 0 | 6.3457 | 74.8079 | 972.5022 | 1645.773 | 1047.3101 | 0 | 0 | 0 | 0 | 0 | 0 | 0.036805 | -0.19664 | -1.4181 | 4.1255 | 8.5236 | 0 | 0 | 0 | 0 | 0 | 0 | 0.30423 | 5.0632 | 59.088 | 79.3085 | 54.9657 | 0 | 0 | 0 | 0 | 0 | 0 | 6.6868 | 79.6744 | 1030.1721 | 1729.207 | 1110.7994 | 0 | 0 | 0 | 0 | 0 | 0% | 0% | 0% | 0% | 100% | 0% | 0% | 0% | 0% | 0% | 100% | [10 empty] | 0 | 0 | 0 | 0 | 3746.7388 | 0 | 0 | 0 | 0 | 0 | 0 | 0 | 0 | 0 | 11.0712 | 0 | 0 | 0 | 0 | 0 | 0 | 0 | 0 | 0 | 198.7296 | 0 | 0 | 0 | 0 | 0 | 0 | 0 | 0 | 0 | 3956.5397 | 0 | 0 | 0 | 0 | 0 | 0
16 | Moorabool Terminal Station Circuit Breaker Replacement | Replacement - Major Station | Major Station | TRUE | Secondary | Network | Materials | 40% | 0 | 0 | 0 | 0 | 9.0774 | 118.0064 | 199.7032 | 127.0838 | 0 | 0 | 0 | 0 | 0 | 0 | 0 | 0 | 0 | 0 | 0 | 0 | 0 | 0 | 0 | 0 | 0 | 0 | 0.55234 | 5.6724 | 10.3964 | 6.6472 | 0 | 0 | 0 | 0 | 0 | 0 | 0 | 9.6298 | 123.6788 | 210.0995 | 133.731 | 0 | 0 | 0 | 0 | 0% | 0% | 0% | 0% | 72% | 28% | 0% | 0% | 0% | 0% | 100% | [10 empty] | 0 | 0 | 0 | 0 | 326.787 | 127.0838 | 0 | 0 | 0 | 0 | 0 | 0 | 0 | 0 | 0 | 0 | 0 | 0 | 0 | 0 | 0 | 0 | 0 | 0 | 16.6211 | 6.6472 | 0 | 0 | 0 | 0 | 0 | 0 | 0 | 0 | 343.4081 | 133.731 | 0 | 0 | 0 | 0 | 0
17 | Moorabool Terminal Station Circuit Breaker Replacement | Replacement - Major Station | Major Station | TRUE | Secondary | Network | Labour - Internal | 10% | 0 | 0 | 0 | 0 | 2.2694 | 29.5016 | 49.9258 | 31.771 | 0 | 0 | 0 | 0 | 0 | 0 | 0 | 0.022405 | 0.44607 | 1.0087 | 0.89464 | 0 | 0 | 0 | 0 | 0 | 0 | 0 | 0.13945 | 1.4395 | 2.6516 | 1.7086 | 0 | 0 | 0 | 0 | 0 | 0 | 0 | 2.4312 | 31.3872 | 53.5861 | 34.3742 | 0 | 0 | 0 | 0 | 0% | 0% | 0% | 0% | 72% | 28% | 0% | 0% | 0% | 0% | 100% | [10 empty] | 0 | 0 | 0 | 0 | 81.6968 | 31.771 | 0 | 0 | 0 | 0 | 0 | 0 | 0 | 0 | 1.4772 | 0.89464 | 0 | 0 | 0 | 0 | 0 | 0 | 0 | 0 | 4.2306 | 1.7086 | 0 | 0 | 0 | 0 | 0 | 0 | 0 | 0 | 87.4045 | 34.3742 | 0 | 0 | 0 | 0 | 0
18 | Moorabool Terminal Station Circuit Breaker Replacement | Replacement - Major Station | Major Station | TRUE | Secondary | Network | Labour - External | 50% | 0 | 0 | 0 | 0 | 11.3468 | 147.508 | 249.629 | 158.8548 | 0 | 0 | 0 | 0 | 0 | 0 | 0 | -0.016546 | 0.36976 | 2.0316 | 2.9575 | 0 | 0 | 0 | 0 | 0 | 0 | 0 | 0.68942 | 7.1083 | 13.1012 | 8.4637 | 0 | 0 | 0 | 0 | 0 | 0 | 0 | 12.0196 | 154.9861 | 264.7618 | 170.276 | 0 | 0 | 0 | 0 | 0% | 0% | 0% | 0% | 72% | 28% | 0% | 0% | 0% | 0% | 100% | [10 empty] | 0 | 0 | 0 | 0 | 408.4838 | 158.8548 | 0 | 0 | 0 | 0 | 0 | 0 | 0 | 0 | 2.3848 | 2.9575 | 0 | 0 | 0 | 0 | 0 | 0 | 0 | 0 | 20.8989 | 8.4637 | 0 | 0 | 0 | 0 | 0 | 0 | 0 | 0 | 431.7675 | 170.276 | 0 | 0 | 0 | 0 | 0
19 | Moorabool Terminal Station Circuit Breaker Replacement | Replacement - Major Station | Major Station | TRUE | Switchgear | Network | Materials | 40% | 0 | 0 | 0 | 0 | 49.2801 | 640.6408 | 1084.1613 | 689.9208 | 0 | 0 | 0 | 0 | 0 | 0 | 0 | 0 | 0 | 0 | 0 | 0 | 0 | 0 | 0 | 0 | 0 | 0 | 2.9986 | 30.7948 | 56.4404 | 36.0866 | 0 | 0 | 0 | 0 | 0 | 0 | 0 | 52.2786 | 671.4356 | 1140.6017 | 726.0074 | 0 | 0 | 0 | 0 | 0% | 0% | 0% | 0% | 72% | 28% | 0% | 0% | 0% | 0% | 100% | [10 empty] | 0 | 0 | 0 | 0 | 1774.0821 | 689.9208 | 0 | 0 | 0 | 0 | 0 | 0 | 0 | 0 | 0 | 0 | 0 | 0 | 0 | 0 | 0 | 0 | 0 | 0 | 90.2338 | 36.0866 | 0 | 0 | 0 | 0 | 0 | 0 | 0 | 0 | 1864.3159 | 726.0074 | 0 | 0 | 0 | 0 | 0
20 | Moorabool Terminal Station Circuit Breaker Replacement | Replacement - Major Station | Major Station | TRUE | Switchgear | Network | Labour - Internal | 10% | 0 | 0 | 0 | 0 | 12.32 | 160.1602 | 271.0403 | 172.4802 | 0 | 0 | 0 | 0 | 0 | 0 | 0 | 0.12163 | 2.4216 | 5.4761 | 4.8569 | 0 | 0 | 0 | 0 | 0 | 0 | 0 | 0.75704 | 7.8151 | 14.3952 | 9.2757 | 0 | 0 | 0 | 0 | 0 | 0 | 0 | 13.1987 | 170.3969 | 290.9116 | 186.6128 | 0 | 0 | 0 | 0 | 0% | 0% | 0% | 0% | 72% | 28% | 0% | 0% | 0% | 0% | 100% | [10 empty] | 0 | 0 | 0 | 0 | 443.5205 | 172.4802 | 0 | 0 | 0 | 0 | 0 | 0 | 0 | 0 | 8.0194 | 4.8569 | 0 | 0 | 0 | 0 | 0 | 0 | 0 | 0 | 22.9673 | 9.2757 | 0 | 0 | 0 | 0 | 0 | 0 | 0 | 0 | 474.5073 | 186.6128 | 0 | 0 | 0 | 0 | 0
21 | Moorabool Terminal Station Circuit Breaker Replacement | Replacement - Major Station | Major Station | TRUE | Switchgear | Network | Labour - External | 50% | 0 | 0 | 0 | 0 | 61.6001 | 800.801 | 1355.2016 | 862.401 | 0 | 0 | 0 | 0 | 0 | 0 | 0 | -0.089824 | 2.0074 | 11.0294 | 16.056 | 0 | 0 | 0 | 0 | 0 | 0 | 0 | 3.7427 | 38.59 | 71.1247 | 45.9481 | 0 | 0 | 0 | 0 | 0 | 0 | 0 | 65.253 | 841.3983 | 1437.3557 | 924.4051 | 0 | 0 | 0 | 0 | 0% | 0% | 0% | 0% | 72% | 28% | 0% | 0% | 0% | 0% | 100% | [10 empty] | 0 | 0 | 0 | 0 | 2217.6027 | 862.401 | 0 | 0 | 0 | 0 | 0 | 0 | 0 | 0 | 12.947 | 16.056 | 0 | 0 | 0 | 0 | 0 | 0 | 0 | 0 | 113.4574 | 45.9481 | 0 | 0 | 0 | 0 | 0 | 0 | 0 | 0 | 2344.0071 | 924.4051 | 0 | 0 | 0 | 0 | 0
22 | Moorabool Terminal Station Circuit Breaker Replacement | Replacement - Major Station | Major Station | TRUE | Transformers | Network | Materials | 40% | 0 | 0 | 0 | 0 | 52.7258 | 685.435 | 1159.9669 | 738.1607 | 0 | 0 | 0 | 0 | 0 | 0 | 0 | 0 | 0 | 0 | 0 | 0 | 0 | 0 | 0 | 0 | 0 | 0 | 3.2082 | 32.948 | 60.3868 | 38.6098 | 0 | 0 | 0 | 0 | 0 | 0 | 0 | 55.934 | 718.383 | 1220.3536 | 776.7706 | 0 | 0 | 0 | 0 | 0% | 0% | 0% | 0% | 72% | 28% | 0% | 0% | 0% | 0% | 100% | [10 empty] | 0 | 0 | 0 | 0 | 1898.1276 | 738.1607 | 0 | 0 | 0 | 0 | 0 | 0 | 0 | 0 | 0 | 0 | 0 | 0 | 0 | 0 | 0 | 0 | 0 | 0 | 96.543 | 38.6098 | 0 | 0 | 0 | 0 | 0 | 0 | 0 | 0 | 1994.6706 | 776.7706 | 0 | 0 | 0 | 0 | 0
23 | Moorabool Terminal Station Circuit Breaker Replacement | Replacement - Major Station | Major Station | TRUE | Transformers | Network | Labour - Internal | 10% | 0 | 0 | 0 | 0 | 13.1814 | 171.3587 | 289.9917 | 184.5402 | 0 | 0 | 0 | 0 | 0 | 0 | 0 | 0.13014 | 2.591 | 5.859 | 5.1965 | 0 | 0 | 0 | 0 | 0 | 0 | 0 | 0.80998 | 8.3615 | 15.4017 | 9.9243 | 0 | 0 | 0 | 0 | 0 | 0 | 0 | 14.1216 | 182.3112 | 311.2524 | 199.6609 | 0 | 0 | 0 | 0 | 0% | 0% | 0% | 0% | 72% | 28% | 0% | 0% | 0% | 0% | 100% | [10 empty] | 0 | 0 | 0 | 0 | 474.5319 | 184.5402 | 0 | 0 | 0 | 0 | 0 | 0 | 0 | 0 | 8.5801 | 5.1965 | 0 | 0 | 0 | 0 | 0 | 0 | 0 | 0 | 24.5732 | 9.9243 | 0 | 0 | 0 | 0 | 0 | 0 | 0 | 0 | 507.6852 | 199.6609 | 0 | 0 | 0 | 0 | 0
24 | Moorabool Terminal Station Circuit Breaker Replacement | Replacement - Major Station | Major Station | TRUE | Transformers | Network | Labour - External | 50% | 0 | 0 | 0 | 0 | 65.9072 | 856.7937 | 1449.9586 | 922.7009 | 0 | 0 | 0 | 0 | 0 | 0 | 0 | -0.096105 | 2.1477 | 11.8006 | 17.1787 | 0 | 0 | 0 | 0 | 0 | 0 | 0 | 4.0044 | 41.2882 | 76.0978 | 49.1608 | 0 | 0 | 0 | 0 | 0 | 0 | 0 | 69.8155 | 900.2297 | 1537.857 | 989.0404 | 0 | 0 | 0 | 0 | 0% | 0% | 0% | 0% | 72% | 28% | 0% | 0% | 0% | 0% | 100% | [10 empty] | 0 | 0 | 0 | 0 | 2372.6595 | 922.7009 | 0 | 0 | 0 | 0 | 0 | 0 | 0 | 0 | 13.8522 | 17.1787 | 0 | 0 | 0 | 0 | 0 | 0 | 0 | 0 | 121.3905 | 49.1608 | 0 | 0 | 0 | 0 | 0 | 0 | 0 | 0 | 2507.9022 | 989.0404 | 0 | 0 | 0 | 0 | 0
25 | Moorabool Terminal Station Circuit Breaker Replacement | Replacement - Major Station | Major Station | TRUE | Towers and Conductor | Network | Materials | 40% | 0 | 0 | 0 | 0 | 3.4664 | 45.0633 | 76.261 | 48.5298 | 0 | 0 | 0 | 0 | 0 | 0 | 0 | 0 | 0 | 0 | 0 | 0 | 0 | 0 | 0 | 0 | 0 | 0 | 0.21092 | 2.1661 | 3.9701 | 2.5384 | 0 | 0 | 0 | 0 | 0 | 0 | 0 | 3.6773 | 47.2295 | 80.2311 | 51.0681 | 0 | 0 | 0 | 0 | 0% | 0% | 0% | 0% | 72% | 28% | 0% | 0% | 0% | 0% | 100% | [10 empty] | 0 | 0 | 0 | 0 | 124.7908 | 48.5298 | 0 | 0 | 0 | 0 | 0 | 0 | 0 | 0 | 0 | 0 | 0 | 0 | 0 | 0 | 0 | 0 | 0 | 0 | 6.3471 | 2.5384 | 0 | 0 | 0 | 0 | 0 | 0 | 0 | 0 | 131.1379 | 51.0681 | 0 | 0 | 0 | 0 | 0
26 | Moorabool Terminal Station Circuit Breaker Replacement | Replacement - Major Station | Major Station | TRUE | Towers and Conductor | Network | Labour - Internal | 10% | 0 | 0 | 0 | 0 | 0.8666 | 11.2658 | 19.0653 | 12.1324 | 0 | 0 | 0 | 0 | 0 | 0 | 0 | 0.0085559 | 0.17034 | 0.3852 | 0.34164 | 0 | 0 | 0 | 0 | 0 | 0 | 0 | 0.053251 | 0.54972 | 1.0126 | 0.65246 | 0 | 0 | 0 | 0 | 0 | 0 | 0 | 0.92841 | 11.9859 | 20.463 | 13.1265 | 0 | 0 | 0 | 0 | 0% | 0% | 0% | 0% | 72% | 28% | 0% | 0% | 0% | 0% | 100% | [10 empty] | 0 | 0 | 0 | 0 | 31.1977 | 12.1324 | 0 | 0 | 0 | 0 | 0 | 0 | 0 | 0 | 0.56409 | 0.34164 | 0 | 0 | 0 | 0 | 0 | 0 | 0 | 0 | 1.6155 | 0.65246 | 0 | 0 | 0 | 0 | 0 | 0 | 0 | 0 | 33.3773 | 13.1265 | 0 | 0 | 0 | 0 | 0
27 | Moorabool Terminal Station Circuit Breaker Replacement | Replacement - Major Station | Major Station | TRUE | Towers and Conductor | Network | Labour - External | 50% | 0 | 0 | 0 | 0 | 4.333 | 56.3292 | 95.3263 | 60.6622 | 0 | 0 | 0 | 0 | 0 | 0 | 0 | -0.0063183 | 0.1412 | 0.77582 | 1.1294 | 0 | 0 | 0 | 0 | 0 | 0 | 0 | 0.26327 | 2.7145 | 5.003 | 3.232 | 0 | 0 | 0 | 0 | 0 | 0 | 0 | 4.59 | 59.1848 | 101.1051 | 65.0236 | 0 | 0 | 0 | 0 | 0% | 0% | 0% | 0% | 72% | 28% | 0% | 0% | 0% | 0% | 100% | [10 empty] | 0 | 0 | 0 | 0 | 155.9885 | 60.6622 | 0 | 0 | 0 | 0 | 0 | 0 | 0 | 0 | 0.9107 | 1.1294 | 0 | 0 | 0 | 0 | 0 | 0 | 0 | 0 | 7.9807 | 3.232 | 0 | 0 | 0 | 0 | 0 | 0 | 0 | 0 | 164.8799 | 65.0236 | 0 | 0 | 0 | 0 | 0
28 | Moorabool Terminal Station Circuit Breaker Replacement | Replacement - Major Station | Major Station | TRUE | Establishment | Network | Materials | 40% | 0 | 0 | 0 | 0 | 25.2684 | 328.4896 | 555.9055 | 353.7581 | 0 | 0 | 0 | 0 | 0 | 0 | 0 | 0 | 0 | 0 | 0 | 0 | 0 | 0 | 0 | 0 | 0 | 0 | 1.5375 | 15.7901 | 28.9399 | 18.5035 | 0 | 0 | 0 | 0 | 0 | 0 | 0 | 26.806 | 344.2797 | 584.8455 | 372.2615 | 0 | 0 | 0 | 0 | 0% | 0% | 0% | 0% | 72% | 28% | 0% | 0% | 0% | 0% | 100% | [10 empty] | 0 | 0 | 0 | 0 | 909.6636 | 353.7581 | 0 | 0 | 0 | 0 | 0 | 0 | 0 | 0 | 0 | 0 | 0 | 0 | 0 | 0 | 0 | 0 | 0 | 0 | 46.2675 | 18.5035 | 0 | 0 | 0 | 0 | 0 | 0 | 0 | 0 | 955.9311 | 372.2615 | 0 | 0 | 0 | 0 | 0
29 | Moorabool Terminal Station Circuit Breaker Replacement | Replacement - Major Station | Major Station | TRUE | Establishment | Network | Labour - Internal | 10% | 0 | 0 | 0 | 0 | 6.3171 | 82.1224 | 138.9764 | 88.4395 | 0 | 0 | 0 | 0 | 0 | 0 | 0 | 0.062368 | 1.2417 | 2.8079 | 2.4904 | 0 | 0 | 0 | 0 | 0 | 0 | 0 | 0.38817 | 4.0072 | 7.3812 | 4.7561 | 0 | 0 | 0 | 0 | 0 | 0 | 0 | 6.7677 | 87.3713 | 149.1654 | 95.686 | 0 | 0 | 0 | 0 | 0% | 0% | 0% | 0% | 72% | 28% | 0% | 0% | 0% | 0% | 100% | [10 empty] | 0 | 0 | 0 | 0 | 227.4159 | 88.4395 | 0 | 0 | 0 | 0 | 0 | 0 | 0 | 0 | 4.112 | 2.4904 | 0 | 0 | 0 | 0 | 0 | 0 | 0 | 0 | 11.7765 | 4.7561 | 0 | 0 | 0 | 0 | 0 | 0 | 0 | 0 | 243.3044 | 95.686 | 0 | 0 | 0 | 0 | 0
30 | Moorabool Terminal Station Circuit Breaker Replacement | Replacement - Major Station | Major Station | TRUE | Establishment | Network | Labour - External | 50% | 0 | 0 | 0 | 0 | 31.5855 | 410.612 | 694.8819 | 442.1976 | 0 | 0 | 0 | 0 | 0 | 0 | 0 | -0.046057 | 1.0293 | 5.6554 | 8.2327 | 0 | 0 | 0 | 0 | 0 | 0 | 0 | 1.9191 | 19.7871 | 36.4693 | 23.56 | 0 | 0 | 0 | 0 | 0 | 0 | 0 | 33.4586 | 431.4284 | 737.0066 | 473.9903 | 0 | 0 | 0 | 0 | 0% | 0% | 0% | 0% | 72% | 28% | 0% | 0% | 0% | 0% | 100% | [10 empty] | 0 | 0 | 0 | 0 | 1137.0795 | 442.1976 | 0 | 0 | 0 | 0 | 0 | 0 | 0 | 0 | 6.6386 | 8.2327 | 0 | 0 | 0 | 0 | 0 | 0 | 0 | 0 | 58.1755 | 23.56 | 0 | 0 | 0 | 0 | 0 | 0 | 0 | 0 | 1201.8936 | 473.9903 | 0 | 0 | 0 | 0 | 0
31 | RCTS Transformer and Switchgear Replacement | Replacement - Major Station | Major Station | TRUE | Secondary | Network | Materials | 40% | 0 | 0 | 0 | 0 | 0 | 10.9407 | 142.1571 | 240.5993 | 153.0978 | 0 | 0 | 0 | 0 | 0 | 0 | 0 | 0 | 0 | 0 | 0 | 0 | 0 | 0 | 0 | 0 | 0 | 0 | 0.5259 | 7.4006 | 12.5847 | 10.5168 | 0 | 0 | 0 | 0 | 0 | 0 | 0 | 11.4666 | 149.5577 | 253.184 | 163.6146 | 0 | 0 | 0 | 0% | 0% | 0% | 0% | 0% | 72% | 28% | 0% | 0% | 0% | 100% | [10 empty] | 0 | 0 | 0 | 0 | 0 | 393.6924 | 153.1026 | 0 | 0 | 0 | 0 | 0 | 0 | 0 | 0 | 0 | 0 | 0 | 0 | 0 | 0 | 0 | 0 | 0 | 0 | 20.5111 | 10.5168 | 0 | 0 | 0 | 0 | 0 | 0 | 0 | 0 | 414.2035 | 163.6194 | 0 | 0 | 0 | 0
32 | RCTS Transformer and Switchgear Replacement | Replacement - Major Station | Major Station | TRUE | Secondary | Network | Labour - Internal | 10% | 0 | 0 | 0 | 0 | 0 | 2.7352 | 35.5393 | 60.1498 | 38.2745 | 0 | 0 | 0 | 0 | 0 | 0 | 0 | 0.041356 | 0.71804 | 1.6938 | 1.511 | 0 | 0 | 0 | 0 | 0 | 0 | 0 | 0.13346 | 1.8875 | 3.2348 | 2.733 | 0 | 0 | 0 | 0 | 0 | 0 | 0 | 2.91 | 38.1448 | 65.0783 | 42.5184 | 0 | 0 | 0 | 0% | 0% | 0% | 0% | 0% | 72% | 28% | 0% | 0% | 0% | 100% | [10 empty] | 0 | 0 | 0 | 0 | 0 | 98.4231 | 38.2756 | 0 | 0 | 0 | 0 | 0 | 0 | 0 | 0 | 2.4532 | 1.511 | 0 | 0 | 0 | 0 | 0 | 0 | 0 | 0 | 5.2557 | 2.733 | 0 | 0 | 0 | 0 | 0 | 0 | 0 | 0 | 106.132 | 42.5196 | 0 | 0 | 0 | 0
33 | RCTS Transformer and Switchgear Replacement | Replacement - Major Station | Major Station | TRUE | Secondary | Network | Labour - External | 50% | 0 | 0 | 0 | 0 | 0 | 13.6758 | 177.6964 | 300.7492 | 191.3723 | 0 | 0 | 0 | 0 | 0 | 0 | 0 | 0.034282 | 1.4462 | 5.5993 | 5.9906 | 0 | 0 | 0 | 0 | 0 | 0 | 0 | 0.65903 | 9.326 | 16.0237 | 13.5575 | 0 | 0 | 0 | 0 | 0 | 0 | 0 | 14.3692 | 188.4686 | 322.3721 | 210.9204 | 0 | 0 | 0 | 0% | 0% | 0% | 0% | 0% | 72% | 28% | 0% | 0% | 0% | 100% | [10 empty] | 0 | 0 | 0 | 0 | 0 | 492.1154 | 191.3782 | 0 | 0 | 0 | 0 | 0 | 0 | 0 | 0 | 7.0798 | 5.9906 | 0 | 0 | 0 | 0 | 0 | 0 | 0 | 0 | 26.0087 | 13.5575 | 0 | 0 | 0 | 0 | 0 | 0 | 0 | 0 | 525.2039 | 210.9264 | 0 | 0 | 0 | 0
34 | RCTS Transformer and Switchgear Replacement | Replacement - Major Station | Major Station | TRUE | Switchgear | Network | Materials | 40% | 0 | 0 | 0 | 0 | 0 | 59.3954 | 771.7517 | 1306.1809 | 831.1471 | 0 | 0 | 0 | 0 | 0 | 0 | 0 | 0 | 0 | 0 | 0 | 0 | 0 | 0 | 0 | 0 | 0 | 0 | 2.8551 | 40.1767 | 68.3204 | 57.0943 | 0 | 0 | 0 | 0 | 0 | 0 | 0 | 62.2505 | 811.9283 | 1374.5013 | 888.2415 | 0 | 0 | 0 | 0% | 0% | 0% | 0% | 0% | 72% | 28% | 0% | 0% | 0% | 100% | [10 empty] | 0 | 0 | 0 | 0 | 0 | 2137.3021 | 831.173 | 0 | 0 | 0 | 0 | 0 | 0 | 0 | 0 | 0 | 0 | 0 | 0 | 0 | 0 | 0 | 0 | 0 | 0 | 111.3521 | 57.0943 | 0 | 0 | 0 | 0 | 0 | 0 | 0 | 0 | 2248.6542 | 888.2674 | 0 | 0 | 0 | 0
35 | RCTS Transformer and Switchgear Replacement | Replacement - Major Station | Major Station | TRUE | Switchgear | Network | Labour - Internal | 10% | 0 | 0 | 0 | 0 | 0 | 14.8489 | 192.9379 | 326.5452 | 207.7868 | 0 | 0 | 0 | 0 | 0 | 0 | 0 | 0.22452 | 3.8981 | 9.1952 | 8.2029 | 0 | 0 | 0 | 0 | 0 | 0 | 0 | 0.72456 | 10.2471 | 17.5611 | 14.8371 | 0 | 0 | 0 | 0 | 0 | 0 | 0 | 15.7979 | 207.0831 | 353.3015 | 230.8267 | 0 | 0 | 0 | 0% | 0% | 0% | 0% | 0% | 72% | 28% | 0% | 0% | 0% | 100% | [10 empty] | 0 | 0 | 0 | 0 | 0 | 534.3255 | 207.7933 | 0 | 0 | 0 | 0 | 0 | 0 | 0 | 0 | 13.3178 | 8.2029 | 0 | 0 | 0 | 0 | 0 | 0 | 0 | 0 | 28.5327 | 14.8371 | 0 | 0 | 0 | 0 | 0 | 0 | 0 | 0 | 576.1761 | 230.8332 | 0 | 0 | 0 | 0
36 | RCTS Transformer and Switchgear Replacement | Replacement - Major Station | Major Station | TRUE | Switchgear | Network | Labour - External | 50% | 0 | 0 | 0 | 0 | 0 | 74.2443 | 964.6896 | 1632.7262 | 1038.9339 | 0 | 0 | 0 | 0 | 0 | 0 | 0 | 0.18611 | 7.8512 | 30.3978 | 32.5223 | 0 | 0 | 0 | 0 | 0 | 0 | 0 | 3.5778 | 50.6295 | 86.9904 | 73.602 | 0 | 0 | 0 | 0 | 0 | 0 | 0 | 78.0082 | 1023.1703 | 1750.1144 | 1145.0582 | 0 | 0 | 0 | 0% | 0% | 0% | 0% | 0% | 72% | 28% | 0% | 0% | 0% | 100% | [10 empty] | 0 | 0 | 0 | 0 | 0 | 2671.6276 | 1038.9663 | 0 | 0 | 0 | 0 | 0 | 0 | 0 | 0 | 38.4351 | 32.5223 | 0 | 0 | 0 | 0 | 0 | 0 | 0 | 0 | 141.1978 | 73.602 | 0 | 0 | 0 | 0 | 0 | 0 | 0 | 0 | 2851.2605 | 1145.0906 | 0 | 0 | 0 | 0
37 | RCTS Transformer and Switchgear Replacement | Replacement - Major Station | Major Station | TRUE | Transformers | Network | Materials | 40% | 0 | 0 | 0 | 0 | 0 | 63.5484 | 825.7133 | 1397.5103 | 889.2617 | 0 | 0 | 0 | 0 | 0 | 0 | 0 | 0 | 0 | 0 | 0 | 0 | 0 | 0 | 0 | 0 | 0 | 0 | 3.0547 | 42.9858 | 73.0974 | 61.0864 | 0 | 0 | 0 | 0 | 0 | 0 | 0 | 66.6031 | 868.6991 | 1470.6077 | 950.3481 | 0 | 0 | 0 | 0% | 0% | 0% | 0% | 0% | 72% | 28% | 0% | 0% | 0% | 100% | [10 empty] | 0 | 0 | 0 | 0 | 0 | 2286.7442 | 889.2894 | 0 | 0 | 0 | 0 | 0 | 0 | 0 | 0 | 0 | 0 | 0 | 0 | 0 | 0 | 0 | 0 | 0 | 0 | 119.1379 | 61.0864 | 0 | 0 | 0 | 0 | 0 | 0 | 0 | 0 | 2405.8822 | 950.3759 | 0 | 0 | 0 | 0
38 | RCTS Transformer and Switchgear Replacement | Replacement - Major Station | Major Station | TRUE | Transformers | Network | Labour - Internal | 10% | 0 | 0 | 0 | 0 | 0 | 15.8871 | 206.4283 | 349.3776 | 222.3154 | 0 | 0 | 0 | 0 | 0 | 0 | 0 | 0.24021 | 4.1707 | 9.8381 | 8.7764 | 0 | 0 | 0 | 0 | 0 | 0 | 0 | 0.77522 | 10.9636 | 18.7889 | 15.8745 | 0 | 0 | 0 | 0 | 0 | 0 | 0 | 16.9025 | 221.5626 | 378.0046 | 246.9663 | 0 | 0 | 0 | 0% | 0% | 0% | 0% | 0% | 72% | 28% | 0% | 0% | 0% | 100% | [10 empty] | 0 | 0 | 0 | 0 | 0 | 571.6861 | 222.3224 | 0 | 0 | 0 | 0 | 0 | 0 | 0 | 0 | 14.249 | 8.7764 | 0 | 0 | 0 | 0 | 0 | 0 | 0 | 0 | 30.5277 | 15.8745 | 0 | 0 | 0 | 0 | 0 | 0 | 0 | 0 | 616.4628 | 246.9733 | 0 | 0 | 0 | 0
39 | RCTS Transformer and Switchgear Replacement | Replacement - Major Station | Major Station | TRUE | Transformers | Network | Labour - External | 50% | 0 | 0 | 0 | 0 | 0 | 79.4355 | 1032.1416 | 1746.8879 | 1111.5771 | 0 | 0 | 0 | 0 | 0 | 0 | 0 | 0.19912 | 8.4002 | 32.5232 | 34.7963 | 0 | 0 | 0 | 0 | 0 | 0 | 0 | 3.8279 | 54.1696 | 93.0729 | 78.7483 | 0 | 0 | 0 | 0 | 0 | 0 | 0 | 83.4626 | 1094.7113 | 1872.484 | 1225.1217 | 0 | 0 | 0 | 0% | 0% | 0% | 0% | 0% | 72% | 28% | 0% | 0% | 0% | 100% | [10 empty] | 0 | 0 | 0 | 0 | 0 | 2858.4303 | 1111.6118 | 0 | 0 | 0 | 0 | 0 | 0 | 0 | 0 | 41.1225 | 34.7963 | 0 | 0 | 0 | 0 | 0 | 0 | 0 | 0 | 151.0704 | 78.7483 | 0 | 0 | 0 | 0 | 0 | 0 | 0 | 0 | 3050.6232 | 1225.1564 | 0 | 0 | 0 | 0
40 | RCTS Transformer and Switchgear Replacement | Replacement - Major Station | Major Station | TRUE | Towers and Conductor | Network | Materials | 40% | 0 | 0 | 0 | 0 | 0 | 4.1779 | 54.2858 | 91.8781 | 58.4638 | 0 | 0 | 0 | 0 | 0 | 0 | 0 | 0 | 0 | 0 | 0 | 0 | 0 | 0 | 0 | 0 | 0 | 0 | 0.20083 | 2.8261 | 4.8057 | 4.0161 | 0 | 0 | 0 | 0 | 0 | 0 | 0 | 4.3788 | 57.1119 | 96.6839 | 62.4798 | 0 | 0 | 0 | 0% | 0% | 0% | 0% | 0% | 72% | 28% | 0% | 0% | 0% | 100% | [10 empty] | 0 | 0 | 0 | 0 | 0 | 150.3401 | 58.4656 | 0 | 0 | 0 | 0 | 0 | 0 | 0 | 0 | 0 | 0 | 0 | 0 | 0 | 0 | 0 | 0 | 0 | 0 | 7.8326 | 4.0161 | 0 | 0 | 0 | 0 | 0 | 0 | 0 | 0 | 158.1727 | 62.4817 | 0 | 0 | 0 | 0
41 | RCTS Transformer and Switchgear Replacement | Replacement - Major Station | Major Station | TRUE | Towers and Conductor | Network | Labour - Internal | 10% | 0 | 0 | 0 | 0 | 0 | 1.0445 | 13.5715 | 22.9695 | 14.6159 | 0 | 0 | 0 | 0 | 0 | 0 | 0 | 0.015793 | 0.2742 | 0.6468 | 0.577 | 0 | 0 | 0 | 0 | 0 | 0 | 0 | 0.050966 | 0.72079 | 1.2353 | 1.0437 | 0 | 0 | 0 | 0 | 0 | 0 | 0 | 1.1112 | 14.5664 | 24.8516 | 16.2366 | 0 | 0 | 0 | 0% | 0% | 0% | 0% | 0% | 72% | 28% | 0% | 0% | 0% | 100% | [10 empty] | 0 | 0 | 0 | 0 | 0 | 37.585 | 14.6164 | 0 | 0 | 0 | 0 | 0 | 0 | 0 | 0 | 0.93679 | 0.577 | 0 | 0 | 0 | 0 | 0 | 0 | 0 | 0 | 2.007 | 1.0437 | 0 | 0 | 0 | 0 | 0 | 0 | 0 | 0 | 40.5288 | 16.237 | 0 | 0 | 0 | 0
42 | RCTS Transformer and Switchgear Replacement | Replacement - Major Station | Major Station | TRUE | Towers and Conductor | Network | Labour - External | 50% | 0 | 0 | 0 | 0 | 0 | 5.2224 | 67.8573 | 114.8477 | 73.0797 | 0 | 0 | 0 | 0 | 0 | 0 | 0 | 0.013091 | 0.55226 | 2.1382 | 2.2877 | 0 | 0 | 0 | 0 | 0 | 0 | 0 | 0.25166 | 3.5613 | 6.119 | 5.1772 | 0 | 0 | 0 | 0 | 0 | 0 | 0 | 5.4872 | 71.9709 | 123.1049 | 80.5446 | 0 | 0 | 0 | 0% | 0% | 0% | 0% | 0% | 72% | 28% | 0% | 0% | 0% | 100% | [10 empty] | 0 | 0 | 0 | 0 | 0 | 187.9251 | 73.082 | 0 | 0 | 0 | 0 | 0 | 0 | 0 | 0 | 2.7036 | 2.2877 | 0 | 0 | 0 | 0 | 0 | 0 | 0 | 0 | 9.932 | 5.1772 | 0 | 0 | 0 | 0 | 0 | 0 | 0 | 0 | 200.5606 | 80.5469 | 0 | 0 | 0 | 0
43 | RCTS Transformer and Switchgear Replacement | Replacement - Major Station | Major Station | TRUE | Establishment | Network | Materials | 40% | 0 | 0 | 0 | 0 | 0 | 30.4551 | 395.717 | 669.7465 | 426.1721 | 0 | 0 | 0 | 0 | 0 | 0 | 0 | 0 | 0 | 0 | 0 | 0 | 0 | 0 | 0 | 0 | 0 | 0 | 1.4639 | 20.6006 | 35.0314 | 29.2752 | 0 | 0 | 0 | 0 | 0 | 0 | 0 | 31.9191 | 416.3176 | 704.7779 | 455.4473 | 0 | 0 | 0 | 0% | 0% | 0% | 0% | 0% | 72% | 28% | 0% | 0% | 0% | 100% | [10 empty] | 0 | 0 | 0 | 0 | 0 | 1095.9053 | 426.1854 | 0 | 0 | 0 | 0 | 0 | 0 | 0 | 0 | 0 | 0 | 0 | 0 | 0 | 0 | 0 | 0 | 0 | 0 | 57.096 | 29.2752 | 0 | 0 | 0 | 0 | 0 | 0 | 0 | 0 | 1153.0012 | 455.4606 | 0 | 0 | 0 | 0
44 | RCTS Transformer and Switchgear Replacement | Replacement - Major Station | Major Station | TRUE | Establishment | Network | Labour - Internal | 10% | 0 | 0 | 0 | 0 | 0 | 7.6138 | 98.9292 | 167.4366 | 106.543 | 0 | 0 | 0 | 0 | 0 | 0 | 0 | 0.11512 | 1.9988 | 4.7148 | 4.206 | 0 | 0 | 0 | 0 | 0 | 0 | 0 | 0.37152 | 5.2542 | 9.0045 | 7.6077 | 0 | 0 | 0 | 0 | 0 | 0 | 0 | 8.1004 | 106.1822 | 181.1559 | 118.3568 | 0 | 0 | 0 | 0% | 0% | 0% | 0% | 0% | 72% | 28% | 0% | 0% | 0% | 100% | [10 empty] | 0 | 0 | 0 | 0 | 0 | 273.9763 | 106.5463 | 0 | 0 | 0 | 0 | 0 | 0 | 0 | 0 | 6.8287 | 4.206 | 0 | 0 | 0 | 0 | 0 | 0 | 0 | 0 | 14.6302 | 7.6077 | 0 | 0 | 0 | 0 | 0 | 0 | 0 | 0 | 295.4352 | 118.3601 | 0 | 0 | 0 | 0
45 | RCTS Transformer and Switchgear Replacement | Replacement - Major Station | Major Station | TRUE | Establishment | Network | Labour - External | 50% | 0 | 0 | 0 | 0 | 0 | 38.0689 | 494.6462 | 837.1831 | 532.7151 | 0 | 0 | 0 | 0 | 0 | 0 | 0 | 0.095428 | 4.0257 | 15.5865 | 16.6759 | 0 | 0 | 0 | 0 | 0 | 0 | 0 | 1.8345 | 25.9604 | 44.6045 | 37.7395 | 0 | 0 | 0 | 0 | 0 | 0 | 0 | 39.9988 | 524.6323 | 897.3741 | 587.1305 | 0 | 0 | 0 | 0% | 0% | 0% | 0% | 0% | 72% | 28% | 0% | 0% | 0% | 100% | [10 empty] | 0 | 0 | 0 | 0 | 0 | 1369.8816 | 532.7317 | 0 | 0 | 0 | 0 | 0 | 0 | 0 | 0 | 19.7077 | 16.6759 | 0 | 0 | 0 | 0 | 0 | 0 | 0 | 0 | 72.3994 | 37.7395 | 0 | 0 | 0 | 0 | 0 | 0 | 0 | 0 | 1461.9886 | 587.1471 | 0 | 0 | 0 | 0
46 | LYPS and HWTS 500kV Circuit Breaker Replacement Stage 2 | Replacement - Major Station | Major Station | TRUE | Secondary | Network | Materials | 40% | 0 | 0 | 0 | 0 | 0 | 0 | 0 | 0 | 0 | 0 | 39.9836 | 519.7872 | 0 | 0 | 0 | 0 | 0 | 0 | 0 | 0 | 0 | 0 | 0 | 0 | 0 | 0 | 0 | 0 | 0 | 0 | 0 | 0 | 2.4406 | 31.728 | 0 | 0 | 0 | 0 | 0 | 0 | 0 | 0 | 0 | 42.4243 | 551.5153 | 0% | 0% | 0% | 0% | 0% | 0% | 0% | 0% | 0% | 100% | 100% | [10 empty] | 0 | 0 | 0 | 0 | 0 | 0 | 0 | 0 | 0 | 559.7709 | 0 | 0 | 0 | 0 | 0 | 0 | 0 | 0 | 0 | 0 | 0 | 0 | 0 | 0 | 0 | 0 | 0 | 0 | 0 | 34.1686 | 0 | 0 | 0 | 0 | 0 | 0 | 0 | 0 | 0 | 593.9395 | 0
47 | LYPS and HWTS 500kV Circuit Breaker Replacement Stage 2 | Replacement - Major Station | Major Station | TRUE | Secondary | Network | Labour - Internal | 10% | 0 | 0 | 0 | 0 | 0 | 0 | 0 | 0 | 0 | 0 | 9.9959 | 129.9468 | 0 | 0 | 0 | 0 | 0 | 0 | 0 | 0 | 0 | 0.62464 | 9.6402 | 0 | 0 | 0 | 0 | 0 | 0 | 0 | 0 | 0 | 0.64828 | 8.5204 | 0 | 0 | 0 | 0 | 0 | 0 | 0 | 0 | 0 | 11.2688 | 148.1075 | 0% | 0% | 0% | 0% | 0% | 0% | 0% | 0% | 0% | 100% | 100% | [10 empty] | 0 | 0 | 0 | 0 | 0 | 0 | 0 | 0 | 0 | 139.9427 | 0 | 0 | 0 | 0 | 0 | 0 | 0 | 0 | 0 | 10.2648 | 0 | 0 | 0 | 0 | 0 | 0 | 0 | 0 | 0 | 9.1687 | 0 | 0 | 0 | 0 | 0 | 0 | 0 | 0 | 0 | 159.3763 | 0
48 | LYPS and HWTS 500kV Circuit Breaker Replacement Stage 2 | Replacement - Major Station | Major Station | TRUE | Secondary | Network | Labour - External | 50% | 0 | 0 | 0 | 0 | 0 | 0 | 0 | 0 | 0 | 0 | 49.9795 | 649.734 | 0 | 0 | 0 | 0 | 0 | 0 | 0 | 0 | 0 | 2.8564 | 45.6871 | 0 | 0 | 0 | 0 | 0 | 0 | 0 | 0 | 0 | 3.2251 | 42.4488 | 0 | 0 | 0 | 0 | 0 | 0 | 0 | 0 | 0 | 56.061 | 737.8699 | 0% | 0% | 0% | 0% | 0% | 0% | 0% | 0% | 0% | 100% | 100% | [10 empty] | 0 | 0 | 0 | 0 | 0 | 0 | 0 | 0 | 0 | 699.7136 | 0 | 0 | 0 | 0 | 0 | 0 | 0 | 0 | 0 | 48.5435 | 0 | 0 | 0 | 0 | 0 | 0 | 0 | 0 | 0 | 45.6739 | 0 | 0 | 0 | 0 | 0 | 0 | 0 | 0 | 0 | 793.931 | 0
49 | LYPS and HWTS 500kV Circuit Breaker Replacement Stage 2 | Replacement - Major Station | Major Station | TRUE | Switchgear | Network | Materials | 40% | 0 | 0 | 0 | 0 | 0 | 0 | 0 | 0 | 0 | 0 | 217.0657 | 2821.854 | 0 | 0 | 0 | 0 | 0 | 0 | 0 | 0 | 0 | 0 | 0 | 0 | 0 | 0 | 0 | 0 | 0 | 0 | 0 | 0 | 13.2498 | 172.2471 | 0 | 0 | 0 | 0 | 0 | 0 | 0 | 0 | 0 | 230.3155 | 2994.1012 | 0% | 0% | 0% | 0% | 0% | 0% | 0% | 0% | 0% | 100% | 100% | [10 empty] | 0 | 0 | 0 | 0 | 0 | 0 | 0 | 0 | 0 | 3038.9197 | 0 | 0 | 0 | 0 | 0 | 0 | 0 | 0 | 0 | 0 | 0 | 0 | 0 | 0 | 0 | 0 | 0 | 0 | 0 | 185.4969 | 0 | 0 | 0 | 0 | 0 | 0 | 0 | 0 | 0 | 3224.4166 | 0
50 | LYPS and HWTS 500kV Circuit Breaker Replacement Stage 2 | Replacement - Major Station | Major Station | TRUE | Switchgear | Network | Labour - Internal | 10% | 0 | 0 | 0 | 0 | 0 | 0 | 0 | 0 | 0 | 0 | 54.2664 | 705.4635 | 0 | 0 | 0 | 0 | 0 | 0 | 0 | 0 | 0 | 3.3911 | 52.3354 | 0 | 0 | 0 | 0 | 0 | 0 | 0 | 0 | 0 | 3.5194 | 46.2564 | 0 | 0 | 0 | 0 | 0 | 0 | 0 | 0 | 0 | 61.1769 | 804.0552 | 0% | 0% | 0% | 0% | 0% | 0% | 0% | 0% | 0% | 100% | 100% | [10 empty] | 0 | 0 | 0 | 0 | 0 | 0 | 0 | 0 | 0 | 759.7299 | 0 | 0 | 0 | 0 | 0 | 0 | 0 | 0 | 0 | 55.7264 | 0 | 0 | 0 | 0 | 0 | 0 | 0 | 0 | 0 | 49.7758 | 0 | 0 | 0 | 0 | 0 | 0 | 0 | 0 | 0 | 865.2322 | 0
51 | LYPS and HWTS 500kV Circuit Breaker Replacement Stage 2 | Replacement - Major Station | Major Station | TRUE | Switchgear | Network | Labour - External | 50% | 0 | 0 | 0 | 0 | 0 | 0 | 0 | 0 | 0 | 0 | 271.3321 | 3527.3175 | 0 | 0 | 0 | 0 | 0 | 0 | 0 | 0 | 0 | 15.5069 | 248.029 | 0 | 0 | 0 | 0 | 0 | 0 | 0 | 0 | 0 | 17.5088 | 230.4487 | 0 | 0 | 0 | 0 | 0 | 0 | 0 | 0 | 0 | 304.3478 | 4005.7952 | 0% | 0% | 0% | 0% | 0% | 0% | 0% | 0% | 0% | 100% | 100% | [10 empty] | 0 | 0 | 0 | 0 | 0 | 0 | 0 | 0 | 0 | 3798.6496 | 0 | 0 | 0 | 0 | 0 | 0 | 0 | 0 | 0 | 263.5359 | 0 | 0 | 0 | 0 | 0 | 0 | 0 | 0 | 0 | 247.9575 | 0 | 0 | 0 | 0 | 0 | 0 | 0 | 0 | 0 | 4310.143 | 0
52 | LYPS and HWTS 500kV Circuit Breaker Replacement Stage 2 | Replacement - Major Station | Major Station | TRUE | Transformers | Network | Materials | 40% | 0 | 0 | 0 | 0 | 0 | 0 | 0 | 0 | 0 | 0 | 232.2431 | 3019.1606 | 0 | 0 | 0 | 0 | 0 | 0 | 0 | 0 | 0 | 0 | 0 | 0 | 0 | 0 | 0 | 0 | 0 | 0 | 0 | 0 | 14.1762 | 184.2908 | 0 | 0 | 0 | 0 | 0 | 0 | 0 | 0 | 0 | 246.4193 | 3203.4515 | 0% | 0% | 0% | 0% | 0% | 0% | 0% | 0% | 0% | 100% | 100% | [10 empty] | 0 | 0 | 0 | 0 | 0 | 0 | 0 | 0 | 0 | 3251.4038 | 0 | 0 | 0 | 0 | 0 | 0 | 0 | 0 | 0 | 0 | 0 | 0 | 0 | 0 | 0 | 0 | 0 | 0 | 0 | 198.467 | 0 | 0 | 0 | 0 | 0 | 0 | 0 | 0 | 0 | 3449.8708 | 0
53 | LYPS and HWTS 500kV Circuit Breaker Replacement Stage 2 | Replacement - Major Station | Major Station | TRUE | Transformers | Network | Labour - Internal | 10% | 0 | 0 | 0 | 0 | 0 | 0 | 0 | 0 | 0 | 0 | 58.0608 | 754.7902 | 0 | 0 | 0 | 0 | 0 | 0 | 0 | 0 | 0 | 3.6282 | 55.9947 | 0 | 0 | 0 | 0 | 0 | 0 | 0 | 0 | 0 | 3.7655 | 49.4906 | 0 | 0 | 0 | 0 | 0 | 0 | 0 | 0 | 0 | 65.4545 | 860.2755 | 0% | 0% | 0% | 0% | 0% | 0% | 0% | 0% | 0% | 100% | 100% | [10 empty] | 0 | 0 | 0 | 0 | 0 | 0 | 0 | 0 | 0 | 812.8509 | 0 | 0 | 0 | 0 | 0 | 0 | 0 | 0 | 0 | 59.6229 | 0 | 0 | 0 | 0 | 0 | 0 | 0 | 0 | 0 | 53.2562 | 0 | 0 | 0 | 0 | 0 | 0 | 0 | 0 | 0 | 925.73 | 0
54 | LYPS and HWTS 500kV Circuit Breaker Replacement Stage 2 | Replacement - Major Station | Major Station | TRUE | Transformers | Network | Labour - External | 50% | 0 | 0 | 0 | 0 | 0 | 0 | 0 | 0 | 0 | 0 | 290.3039 | 3773.9508 | 0 | 0 | 0 | 0 | 0 | 0 | 0 | 0 | 0 | 16.5911 | 265.3714 | 0 | 0 | 0 | 0 | 0 | 0 | 0 | 0 | 0 | 18.733 | 246.5619 | 0 | 0 | 0 | 0 | 0 | 0 | 0 | 0 | 0 | 325.6281 | 4285.8841 | 0% | 0% | 0% | 0% | 0% | 0% | 0% | 0% | 0% | 100% | 100% | [10 empty] | 0 | 0 | 0 | 0 | 0 | 0 | 0 | 0 | 0 | 4064.2547 | 0 | 0 | 0 | 0 | 0 | 0 | 0 | 0 | 0 | 281.9625 | 0 | 0 | 0 | 0 | 0 | 0 | 0 | 0 | 0 | 265.2949 | 0 | 0 | 0 | 0 | 0 | 0 | 0 | 0 | 0 | 4611.5121 | 0
55 | LYPS and HWTS 500kV Circuit Breaker Replacement Stage 2 | Replacement - Major Station | Major Station | TRUE | Towers and Conductor | Network | Materials | 40% | 0 | 0 | 0 | 0 | 0 | 0 | 0 | 0 | 0 | 0 | 15.2686 | 198.4922 | 0 | 0 | 0 | 0 | 0 | 0 | 0 | 0 | 0 | 0 | 0 | 0 | 0 | 0 | 0 | 0 | 0 | 0 | 0 | 0 | 0.932 | 12.116 | 0 | 0 | 0 | 0 | 0 | 0 | 0 | 0 | 0 | 16.2006 | 210.6082 | 0% | 0% | 0% | 0% | 0% | 0% | 0% | 0% | 0% | 100% | 100% | [10 empty] | 0 | 0 | 0 | 0 | 0 | 0 | 0 | 0 | 0 | 213.7608 | 0 | 0 | 0 | 0 | 0 | 0 | 0 | 0 | 0 | 0 | 0 | 0 | 0 | 0 | 0 | 0 | 0 | 0 | 0 | 13.048 | 0 | 0 | 0 | 0 | 0 | 0 | 0 | 0 | 0 | 226.8088 | 0
56 | LYPS and HWTS 500kV Circuit Breaker Replacement Stage 2 | Replacement - Major Station | Major Station | TRUE | Towers and Conductor | Network | Labour - Internal | 10% | 0 | 0 | 0 | 0 | 0 | 0 | 0 | 0 | 0 | 0 | 3.8172 | 49.623 | 0 | 0 | 0 | 0 | 0 | 0 | 0 | 0 | 0 | 0.23853 | 3.6813 | 0 | 0 | 0 | 0 | 0 | 0 | 0 | 0 | 0 | 0.24756 | 3.2537 | 0 | 0 | 0 | 0 | 0 | 0 | 0 | 0 | 0 | 4.3032 | 56.5581 | 0% | 0% | 0% | 0% | 0% | 0% | 0% | 0% | 0% | 100% | 100% | [10 empty] | 0 | 0 | 0 | 0 | 0 | 0 | 0 | 0 | 0 | 53.4402 | 0 | 0 | 0 | 0 | 0 | 0 | 0 | 0 | 0 | 3.9199 | 0 | 0 | 0 | 0 | 0 | 0 | 0 | 0 | 0 | 3.5013 | 0 | 0 | 0 | 0 | 0 | 0 | 0 | 0 | 0 | 60.8613 | 0
57 | LYPS and HWTS 500kV Circuit Breaker Replacement Stage 2 | Replacement - Major Station | Major Station | TRUE | Towers and Conductor | Network | Labour - External | 50% | 0 | 0 | 0 | 0 | 0 | 0 | 0 | 0 | 0 | 0 | 19.0858 | 248.1152 | 0 | 0 | 0 | 0 | 0 | 0 | 0 | 0 | 0 | 1.0908 | 17.4466 | 0 | 0 | 0 | 0 | 0 | 0 | 0 | 0 | 0 | 1.2316 | 16.21 | 0 | 0 | 0 | 0 | 0 | 0 | 0 | 0 | 0 | 21.4081 | 281.7718 | 0% | 0% | 0% | 0% | 0% | 0% | 0% | 0% | 0% | 100% | 100% | [10 empty] | 0 | 0 | 0 | 0 | 0 | 0 | 0 | 0 | 0 | 267.201 | 0 | 0 | 0 | 0 | 0 | 0 | 0 | 0 | 0 | 18.5374 | 0 | 0 | 0 | 0 | 0 | 0 | 0 | 0 | 0 | 17.4416 | 0 | 0 | 0 | 0 | 0 | 0 | 0 | 0 | 0 | 303.18 | 0
58 | LYPS and HWTS 500kV Circuit Breaker Replacement Stage 2 | Replacement - Major Station | Major Station | TRUE | Establishment | Network | Materials | 40% | 0 | 0 | 0 | 0 | 0 | 0 | 0 | 0 | 0 | 0 | 111.3008 | 1446.9104 | 0 | 0 | 0 | 0 | 0 | 0 | 0 | 0 | 0 | 0 | 0 | 0 | 0 | 0 | 0 | 0 | 0 | 0 | 0 | 0 | 6.7938 | 88.32 | 0 | 0 | 0 | 0 | 0 | 0 | 0 | 0 | 0 | 118.0946 | 1535.2304 | 0% | 0% | 0% | 0% | 0% | 0% | 0% | 0% | 0% | 100% | 100% | [10 empty] | 0 | 0 | 0 | 0 | 0 | 0 | 0 | 0 | 0 | 1558.2112 | 0 | 0 | 0 | 0 | 0 | 0 | 0 | 0 | 0 | 0 | 0 | 0 | 0 | 0 | 0 | 0 | 0 | 0 | 0 | 95.1139 | 0 | 0 | 0 | 0 | 0 | 0 | 0 | 0 | 0 | 1653.3251 | 0
59 | LYPS and HWTS 500kV Circuit Breaker Replacement Stage 2 | Replacement - Major Station | Major Station | TRUE | Establishment | Network | Labour - Internal | 10% | 0 | 0 | 0 | 0 | 0 | 0 | 0 | 0 | 0 | 0 | 27.8252 | 361.7276 | 0 | 0 | 0 | 0 | 0 | 0 | 0 | 0 | 0 | 1.7388 | 26.835 | 0 | 0 | 0 | 0 | 0 | 0 | 0 | 0 | 0 | 1.8046 | 23.718 | 0 | 0 | 0 | 0 | 0 | 0 | 0 | 0 | 0 | 31.3686 | 412.2807 | 0% | 0% | 0% | 0% | 0% | 0% | 0% | 0% | 0% | 100% | 100% | [10 empty] | 0 | 0 | 0 | 0 | 0 | 0 | 0 | 0 | 0 | 389.5528 | 0 | 0 | 0 | 0 | 0 | 0 | 0 | 0 | 0 | 28.5738 | 0 | 0 | 0 | 0 | 0 | 0 | 0 | 0 | 0 | 25.5226 | 0 | 0 | 0 | 0 | 0 | 0 | 0 | 0 | 0 | 443.6492 | 0
60 | LYPS and HWTS 500kV Circuit Breaker Replacement Stage 2 | Replacement - Major Station | Major Station | TRUE | Establishment | Network | Labour - External | 50% | 0 | 0 | 0 | 0 | 0 | 0 | 0 | 0 | 0 | 0 | 139.126 | 1808.638 | 0 | 0 | 0 | 0 | 0 | 0 | 0 | 0 | 0 | 7.9512 | 127.1773 | 0 | 0 | 0 | 0 | 0 | 0 | 0 | 0 | 0 | 8.9777 | 118.163 | 0 | 0 | 0 | 0 | 0 | 0 | 0 | 0 | 0 | 156.0548 | 2053.9782 | 0% | 0% | 0% | 0% | 0% | 0% | 0% | 0% | 0% | 100% | 100% | [10 empty] | 0 | 0 | 0 | 0 | 0 | 0 | 0 | 0 | 0 | 1947.764 | 0 | 0 | 0 | 0 | 0 | 0 | 0 | 0 | 0 | 135.1285 | 0 | 0 | 0 | 0 | 0 | 0 | 0 | 0 | 0 | 127.1406 | 0 | 0 | 0 | 0 | 0 | 0 | 0 | 0 | 0 | 2210.0331 | 0
61 | SMTS 330/220kV Transformer Replacement - Stage 2 | Replacement - Major Station | Major Station | TRUE | Secondary | Network | Materials | 40% | 0 | 0 | 0 | 0 | 0 | 0 | 20.8064 | 270.4831 | 457.7407 | 291.2895 | 0 | 0 | 0 | 0 | 0 | 0 | 0 | 0 | 0 | 0 | 0 | 0 | 0 | 0 | 0 | 0 | 0 | 0 | 1.0832 | 14.1477 | 31.4438 | 26.4555 | 0 | 0 | 0 | 0 | 0 | 0 | 0 | 21.8896 | 284.6309 | 489.1845 | 317.745 | 0 | 0 | 0% | 0% | 0% | 0% | 0% | 0% | 72% | 28% | 0% | 0% | 100% | [10 empty] | 0 | 0 | 0 | 0 | 0 | 0 | 749.0302 | 291.2895 | 0 | 0 | 0 | 0 | 0 | 0 | 0 | 0 | 0 | 0 | 0 | 0 | 0 | 0 | 0 | 0 | 0 | 0 | 46.6747 | 26.4555 | 0 | 0 | 0 | 0 | 0 | 0 | 0 | 0 | 795.7049 | 317.745 | 0 | 0 | 0
62 | SMTS 330/220kV Transformer Replacement - Stage 2 | Replacement - Major Station | Major Station | TRUE | Secondary | Network | Labour - Internal | 10% | 0 | 0 | 0 | 0 | 0 | 0 | 5.2016 | 67.6208 | 114.4352 | 72.8224 | 0 | 0 | 0 | 0 | 0 | 0 | 0 | 0.10509 | 1.9041 | 4.5176 | 3.7081 | 0 | 0 | 0 | 0 | 0 | 0 | 0 | 0.27626 | 3.6365 | 8.1713 | 6.9507 | 0 | 0 | 0 | 0 | 0 | 0 | 0 | 5.583 | 73.1614 | 127.1241 | 83.4812 | 0 | 0 | 0% | 0% | 0% | 0% | 0% | 0% | 72% | 28% | 0% | 0% | 100% | [10 empty] | 0 | 0 | 0 | 0 | 0 | 0 | 187.2576 | 72.8224 | 0 | 0 | 0 | 0 | 0 | 0 | 0 | 0 | 6.5268 | 3.7081 | 0 | 0 | 0 | 0 | 0 | 0 | 0 | 0 | 12.0841 | 6.9507 | 0 | 0 | 0 | 0 | 0 | 0 | 0 | 0 | 205.8685 | 83.4812 | 0 | 0 | 0
63 | SMTS 330/220kV Transformer Replacement - Stage 2 | Replacement - Major Station | Major Station | TRUE | Secondary | Network | Labour - External | 50% | 0 | 0 | 0 | 0 | 0 | 0 | 26.008 | 338.1039 | 572.1759 | 364.1119 | 0 | 0 | 0 | 0 | 0 | 0 | 0 | 0.21167 | 6.2948 | 17.9111 | 16.0746 | 0 | 0 | 0 | 0 | 0 | 0 | 0 | 1.365 | 18.0139 | 40.5351 | 34.5293 | 0 | 0 | 0 | 0 | 0 | 0 | 0 | 27.5846 | 362.4126 | 630.6221 | 414.7158 | 0 | 0 | 0% | 0% | 0% | 0% | 0% | 0% | 72% | 28% | 0% | 0% | 100% | [10 empty] | 0 | 0 | 0 | 0 | 0 | 0 | 936.2878 | 364.1119 | 0 | 0 | 0 | 0 | 0 | 0 | 0 | 0 | 24.4176 | 16.0746 | 0 | 0 | 0 | 0 | 0 | 0 | 0 | 0 | 59.914 | 34.5293 | 0 | 0 | 0 | 0 | 0 | 0 | 0 | 0 | 1020.6194 | 414.7158 | 0 | 0 | 0
64 | SMTS 330/220kV Transformer Replacement - Stage 2 | Replacement - Major Station | Major Station | TRUE | Switchgear | Network | Materials | 40% | 0 | 0 | 0 | 0 | 0 | 0 | 112.9551 | 1468.4161 | 2485.0118 | 1581.3712 | 0 | 0 | 0 | 0 | 0 | 0 | 0 | 0 | 0 | 0 | 0 | 0 | 0 | 0 | 0 | 0 | 0 | 0 | 5.8803 | 76.8062 | 170.704 | 143.6233 | 0 | 0 | 0 | 0 | 0 | 0 | 0 | 118.8354 | 1545.2222 | 2655.7158 | 1724.9945 | 0 | 0 | 0% | 0% | 0% | 0% | 0% | 0% | 72% | 28% | 0% | 0% | 100% | [10 empty] | 0 | 0 | 0 | 0 | 0 | 0 | 4066.383 | 1581.3712 | 0 | 0 | 0 | 0 | 0 | 0 | 0 | 0 | 0 | 0 | 0 | 0 | 0 | 0 | 0 | 0 | 0 | 0 | 253.3905 | 143.6233 | 0 | 0 | 0 | 0 | 0 | 0 | 0 | 0 | 4319.7735 | 1724.9945 | 0 | 0 | 0
65 | SMTS 330/220kV Transformer Replacement - Stage 2 | Replacement - Major Station | Major Station | TRUE | Switchgear | Network | Labour - Internal | 10% | 0 | 0 | 0 | 0 | 0 | 0 | 28.2388 | 367.104 | 621.253 | 395.3428 | 0 | 0 | 0 | 0 | 0 | 0 | 0 | 0.57054 | 10.3373 | 24.5254 | 20.131 | 0 | 0 | 0 | 0 | 0 | 0 | 0 | 1.4998 | 19.7422 | 44.3607 | 37.7342 | 0 | 0 | 0 | 0 | 0 | 0 | 0 | 30.3091 | 397.1835 | 690.1391 | 453.208 | 0 | 0 | 0% | 0% | 0% | 0% | 0% | 0% | 72% | 28% | 0% | 0% | 100% | [10 empty] | 0 | 0 | 0 | 0 | 0 | 0 | 1016.5958 | 395.3428 | 0 | 0 | 0 | 0 | 0 | 0 | 0 | 0 | 35.4332 | 20.131 | 0 | 0 | 0 | 0 | 0 | 0 | 0 | 0 | 65.6028 | 37.7342 | 0 | 0 | 0 | 0 | 0 | 0 | 0 | 0 | 1117.6317 | 453.208 | 0 | 0 | 0
66 | SMTS 330/220kV Transformer Replacement - Stage 2 | Replacement - Major Station | Major Station | TRUE | Switchgear | Network | Labour - External | 50% | 0 | 0 | 0 | 0 | 0 | 0 | 141.1939 | 1835.5201 | 3106.2648 | 1976.714 | 0 | 0 | 0 | 0 | 0 | 0 | 0 | 1.1491 | 34.1733 | 97.2371 | 87.2665 | 0 | 0 | 0 | 0 | 0 | 0 | 0 | 7.4102 | 97.7951 | 220.0595 | 187.4549 | 0 | 0 | 0 | 0 | 0 | 0 | 0 | 149.7532 | 1967.4886 | 3423.5614 | 2251.4354 | 0 | 0 | 0% | 0% | 0% | 0% | 0% | 0% | 72% | 28% | 0% | 0% | 100% | [10 empty] | 0 | 0 | 0 | 0 | 0 | 0 | 5082.9788 | 1976.714 | 0 | 0 | 0 | 0 | 0 | 0 | 0 | 0 | 132.5596 | 87.2665 | 0 | 0 | 0 | 0 | 0 | 0 | 0 | 0 | 325.2649 | 187.4549 | 0 | 0 | 0 | 0 | 0 | 0 | 0 | 0 | 5540.8032 | 2251.4354 | 0 | 0 | 0
67 | SMTS 330/220kV Transformer Replacement - Stage 2 | Replacement - Major Station | Major Station | TRUE | Transformers | Network | Materials | 40% | 0 | 0 | 0 | 0 | 0 | 0 | 120.853 | 1571.0891 | 2658.7661 | 1691.9421 | 0 | 0 | 0 | 0 | 0 | 0 | 0 | 0 | 0 | 0 | 0 | 0 | 0 | 0 | 0 | 0 | 0 | 0 | 6.2915 | 82.1765 | 182.6398 | 153.6656 | 0 | 0 | 0 | 0 | 0 | 0 | 0 | 127.1445 | 1653.2656 | 2841.4059 | 1845.6077 | 0 | 0 | 0% | 0% | 0% | 0% | 0% | 0% | 72% | 28% | 0% | 0% | 100% | [10 empty] | 0 | 0 | 0 | 0 | 0 | 0 | 4350.7082 | 1691.9421 | 0 | 0 | 0 | 0 | 0 | 0 | 0 | 0 | 0 | 0 | 0 | 0 | 0 | 0 | 0 | 0 | 0 | 0 | 271.1078 | 153.6656 | 0 | 0 | 0 | 0 | 0 | 0 | 0 | 0 | 4621.816 | 1845.6077 | 0 | 0 | 0
68 | SMTS 330/220kV Transformer Replacement - Stage 2 | Replacement - Major Station | Major Station | TRUE | Transformers | Network | Labour - Internal | 10% | 0 | 0 | 0 | 0 | 0 | 0 | 30.2133 | 392.7723 | 664.6915 | 422.9855 | 0 | 0 | 0 | 0 | 0 | 0 | 0 | 0.61043 | 11.0601 | 26.2403 | 21.5386 | 0 | 0 | 0 | 0 | 0 | 0 | 0 | 1.6047 | 21.1226 | 47.4625 | 40.3726 | 0 | 0 | 0 | 0 | 0 | 0 | 0 | 32.4283 | 424.955 | 738.3943 | 484.8967 | 0 | 0 | 0% | 0% | 0% | 0% | 0% | 0% | 72% | 28% | 0% | 0% | 100% | [10 empty] | 0 | 0 | 0 | 0 | 0 | 0 | 1087.6771 | 422.9855 | 0 | 0 | 0 | 0 | 0 | 0 | 0 | 0 | 37.9108 | 21.5386 | 0 | 0 | 0 | 0 | 0 | 0 | 0 | 0 | 70.1898 | 40.3726 | 0 | 0 | 0 | 0 | 0 | 0 | 0 | 0 | 1195.7776 | 484.8967 | 0 | 0 | 0
69 | SMTS 330/220kV Transformer Replacement - Stage 2 | Replacement - Major Station | Major Station | TRUE | Transformers | Network | Labour - External | 50% | 0 | 0 | 0 | 0 | 0 | 0 | 151.0663 | 1963.8614 | 3323.4577 | 2114.9276 | 0 | 0 | 0 | 0 | 0 | 0 | 0 | 1.2295 | 36.5628 | 104.036 | 93.3683 | 0 | 0 | 0 | 0 | 0 | 0 | 0 | 7.9284 | 104.6331 | 235.4463 | 200.5619 | 0 | 0 | 0 | 0 | 0 | 0 | 0 | 160.2241 | 2105.0572 | 3662.94 | 2408.8578 | 0 | 0 | 0% | 0% | 0% | 0% | 0% | 0% | 72% | 28% | 0% | 0% | 100% | [10 empty] | 0 | 0 | 0 | 0 | 0 | 0 | 5438.3853 | 2114.9276 | 0 | 0 | 0 | 0 | 0 | 0 | 0 | 0 | 141.8282 | 93.3683 | 0 | 0 | 0 | 0 | 0 | 0 | 0 | 0 | 348.0077 | 200.5619 | 0 | 0 | 0 | 0 | 0 | 0 | 0 | 0 | 5928.2213 | 2408.8578 | 0 | 0 | 0
70 | SMTS 330/220kV Transformer Replacement - Stage 2 | Replacement - Major Station | Major Station | TRUE | Towers and Conductor | Network | Materials | 40% | 0 | 0 | 0 | 0 | 0 | 0 | 7.9454 | 103.2899 | 174.7983 | 111.2353 | 0 | 0 | 0 | 0 | 0 | 0 | 0 | 0 | 0 | 0 | 0 | 0 | 0 | 0 | 0 | 0 | 0 | 0 | 0.41363 | 5.4026 | 12.0075 | 10.1026 | 0 | 0 | 0 | 0 | 0 | 0 | 0 | 8.359 | 108.6925 | 186.8058 | 121.3379 | 0 | 0 | 0% | 0% | 0% | 0% | 0% | 0% | 72% | 28% | 0% | 0% | 100% | [10 empty] | 0 | 0 | 0 | 0 | 0 | 0 | 286.0336 | 111.2353 | 0 | 0 | 0 | 0 | 0 | 0 | 0 | 0 | 0 | 0 | 0 | 0 | 0 | 0 | 0 | 0 | 0 | 0 | 17.8238 | 10.1026 | 0 | 0 | 0 | 0 | 0 | 0 | 0 | 0 | 303.8574 | 121.3379 | 0 | 0 | 0
71 | SMTS 330/220kV Transformer Replacement - Stage 2 | Replacement - Major Station | Major Station | TRUE | Towers and Conductor | Network | Labour - Internal | 10% | 0 | 0 | 0 | 0 | 0 | 0 | 1.9863 | 25.8225 | 43.6996 | 27.8088 | 0 | 0 | 0 | 0 | 0 | 0 | 0 | 0.040132 | 0.72713 | 1.7251 | 1.416 | 0 | 0 | 0 | 0 | 0 | 0 | 0 | 0.1055 | 1.3887 | 3.1204 | 2.6543 | 0 | 0 | 0 | 0 | 0 | 0 | 0 | 2.132 | 27.9383 | 48.5451 | 31.8791 | 0 | 0 | 0% | 0% | 0% | 0% | 0% | 0% | 72% | 28% | 0% | 0% | 100% | [10 empty] | 0 | 0 | 0 | 0 | 0 | 0 | 71.5084 | 27.8088 | 0 | 0 | 0 | 0 | 0 | 0 | 0 | 0 | 2.4924 | 1.416 | 0 | 0 | 0 | 0 | 0 | 0 | 0 | 0 | 4.6146 | 2.6543 | 0 | 0 | 0 | 0 | 0 | 0 | 0 | 0 | 78.6154 | 31.8791 | 0 | 0 | 0
72 | SMTS 330/220kV Transformer Replacement - Stage 2 | Replacement - Major Station | Major Station | TRUE | Towers and Conductor | Network | Labour - External | 50% | 0 | 0 | 0 | 0 | 0 | 0 | 9.9317 | 129.1124 | 218.4979 | 139.0441 | 0 | 0 | 0 | 0 | 0 | 0 | 0 | 0.08083 | 2.4038 | 6.8398 | 6.1384 | 0 | 0 | 0 | 0 | 0 | 0 | 0 | 0.52124 | 6.879 | 15.4792 | 13.1858 | 0 | 0 | 0 | 0 | 0 | 0 | 0 | 10.5338 | 138.3952 | 240.8169 | 158.3683 | 0 | 0 | 0% | 0% | 0% | 0% | 0% | 0% | 72% | 28% | 0% | 0% | 100% | [10 empty] | 0 | 0 | 0 | 0 | 0 | 0 | 357.542 | 139.0441 | 0 | 0 | 0 | 0 | 0 | 0 | 0 | 0 | 9.3244 | 6.1384 | 0 | 0 | 0 | 0 | 0 | 0 | 0 | 0 | 22.8795 | 13.1858 | 0 | 0 | 0 | 0 | 0 | 0 | 0 | 0 | 389.7459 | 158.3683 | 0 | 0 | 0
73 | SMTS 330/220kV Transformer Replacement - Stage 2 | Replacement - Major Station | Major Station | TRUE | Establishment | Network | Materials | 40% | 0 | 0 | 0 | 0 | 0 | 0 | 57.9179 | 752.9328 | 1274.194 | 810.8507 | 0 | 0 | 0 | 0 | 0 | 0 | 0 | 0 | 0 | 0 | 0 | 0 | 0 | 0 | 0 | 0 | 0 | 0 | 3.0152 | 39.3825 | 87.5288 | 73.6431 | 0 | 0 | 0 | 0 | 0 | 0 | 0 | 60.9331 | 792.3153 | 1361.7228 | 884.4938 | 0 | 0 | 0% | 0% | 0% | 0% | 0% | 0% | 72% | 28% | 0% | 0% | 100% | [10 empty] | 0 | 0 | 0 | 0 | 0 | 0 | 2085.0447 | 810.8507 | 0 | 0 | 0 | 0 | 0 | 0 | 0 | 0 | 0 | 0 | 0 | 0 | 0 | 0 | 0 | 0 | 0 | 0 | 129.9264 | 73.6431 | 0 | 0 | 0 | 0 | 0 | 0 | 0 | 0 | 2214.9711 | 884.4938 | 0 | 0 | 0
74 | SMTS 330/220kV Transformer Replacement - Stage 2 | Replacement - Major Station | Major Station | TRUE | Establishment | Network | Labour - Internal | 10% | 0 | 0 | 0 | 0 | 0 | 0 | 14.4795 | 188.2332 | 318.5485 | 202.7127 | 0 | 0 | 0 | 0 | 0 | 0 | 0 | 0.29254 | 5.3004 | 12.5755 | 10.3222 | 0 | 0 | 0 | 0 | 0 | 0 | 0 | 0.76902 | 10.1229 | 22.746 | 19.3483 | 0 | 0 | 0 | 0 | 0 | 0 | 0 | 15.541 | 203.6565 | 353.87 | 232.3832 | 0 | 0 | 0% | 0% | 0% | 0% | 0% | 0% | 72% | 28% | 0% | 0% | 100% | [10 empty] | 0 | 0 | 0 | 0 | 0 | 0 | 521.2612 | 202.7127 | 0 | 0 | 0 | 0 | 0 | 0 | 0 | 0 | 18.1685 | 10.3222 | 0 | 0 | 0 | 0 | 0 | 0 | 0 | 0 | 33.6379 | 19.3483 | 0 | 0 | 0 | 0 | 0 | 0 | 0 | 0 | 573.0676 | 232.3832 | 0 | 0 | 0
75 | SMTS 330/220kV Transformer Replacement - Stage 2 | Replacement - Major Station | Major Station | TRUE | Establishment | Network | Labour - External | 50% | 0 | 0 | 0 | 0 | 0 | 0 | 72.3974 | 941.166 | 1592.7425 | 1013.5634 | 0 | 0 | 0 | 0 | 0 | 0 | 0 | 0.58921 | 17.5224 | 49.8585 | 44.7461 | 0 | 0 | 0 | 0 | 0 | 0 | 0 | 3.7996 | 50.1446 | 112.8359 | 96.1178 | 0 | 0 | 0 | 0 | 0 | 0 | 0 | 76.7862 | 1008.8331 | 1755.4369 | 1154.4273 | 0 | 0 | 0% | 0% | 0% | 0% | 0% | 0% | 72% | 28% | 0% | 0% | 100% | [10 empty] | 0 | 0 | 0 | 0 | 0 | 0 | 2606.3059 | 1013.5634 | 0 | 0 | 0 | 0 | 0 | 0 | 0 | 0 | 67.9701 | 44.7461 | 0 | 0 | 0 | 0 | 0 | 0 | 0 | 0 | 166.7801 | 96.1178 | 0 | 0 | 0 | 0 | 0 | 0 | 0 | 0 | 2841.0562 | 1154.4273 | 0 | 0 | 0
76 | ERTS Redevelopment - Stage 2 | Replacement - Major Station | Major Station | TRUE | Secondary | Network | Materials | 40% | 0 | 0 | 0.78584 | 0 | 11.5379 | 149.9446 | 253.7616 | 161.4825 | 0 | 0 | 0 | 0 | 0 | 0 | 0 | 0 | 0 | 0 | 0 | 0 | 0 | 0 | 0 | 0 | 0.037458 | 0 | 0.70205 | 7.2076 | 13.2106 | 8.4464 | 0 | 0 | 0 | 0 | 0 | 0.82329 | 0 | 12.2399 | 157.1522 | 266.9722 | 169.9289 | 0 | 0 | 0 | 0 | 0% | 0% | 0% | 0% | 72% | 28% | 0% | 0% | 0% | 0% | 100% | [10 empty] | 0 | 0 | 0 | 0 | 415.8089 | 161.7035 | 0 | 0 | 0 | 0 | 0 | 0 | 0 | 0 | 0 | 0 | 0 | 0 | 0 | 0 | 0 | 0 | 0 | 0 | 21.1577 | 8.4464 | 0 | 0 | 0 | 0 | 0 | 0 | 0 | 0 | 436.9666 | 170.1499 | 0 | 0 | 0 | 0 | 0
77 | ERTS Redevelopment - Stage 2 | Replacement - Major Station | Major Station | TRUE | Secondary | Network | Labour - Internal | 10% | 0 | 0 | 0.19646 | 0 | 2.8845 | 37.4861 | 63.4404 | 40.3706 | 0 | 0 | 0 | 0 | 0 | 0.0011395 | 0 | 0.028478 | 0.56679 | 1.2818 | 1.1368 | 0 | 0 | 0 | 0 | 0 | 0.0094188 | 0 | 0.17725 | 1.8292 | 3.3694 | 2.1711 | 0 | 0 | 0 | 0 | 0 | 0.20702 | 0 | 3.0902 | 39.8821 | 68.0915 | 43.6785 | 0 | 0 | 0 | 0 | 0% | 0% | 0% | 0% | 72% | 28% | 0% | 0% | 0% | 0% | 100% | [10 empty] | 0 | 0 | 0 | 0 | 103.9522 | 40.4259 | 0 | 0 | 0 | 0 | 0 | 0 | 0 | 0 | 1.8782 | 1.1368 | 0 | 0 | 0 | 0 | 0 | 0 | 0 | 0 | 5.3852 | 2.1711 | 0 | 0 | 0 | 0 | 0 | 0 | 0 | 0 | 111.2156 | 43.7337 | 0 | 0 | 0 | 0 | 0
78 | ERTS Redevelopment - Stage 2 | Replacement - Major Station | Major Station | TRUE | Secondary | Network | Labour - External | 50% | 0 | 0 | 0.9823 | 0 | 14.4223 | 187.4307 | 317.202 | 201.8531 | 0 | 0 | 0 | 0 | 0 | 0.0056973 | 0 | -0.02103 | 0.46984 | 2.5816 | 3.7581 | 0 | 0 | 0 | 0 | 0 | 0.047094 | 0 | 0.87628 | 9.0321 | 16.6476 | 10.7546 | 0 | 0 | 0 | 0 | 0 | 1.0351 | 0 | 15.2776 | 196.9327 | 336.4312 | 216.3657 | 0 | 0 | 0 | 0 | 0% | 0% | 0% | 0% | 72% | 28% | 0% | 0% | 0% | 0% | 100% | [10 empty] | 0 | 0 | 0 | 0 | 519.7611 | 202.1293 | 0 | 0 | 0 | 0 | 0 | 0 | 0 | 0 | 3.0361 | 3.7581 | 0 | 0 | 0 | 0 | 0 | 0 | 0 | 0 | 26.6031 | 10.7546 | 0 | 0 | 0 | 0 | 0 | 0 | 0 | 0 | 549.4004 | 216.642 | 0 | 0 | 0 | 0 | 0
79 | ERTS Redevelopment - Stage 2 | Replacement - Major Station | Major Station | TRUE | Switchgear | Network | Materials | 40% | 0 | 0 | 4.2662 | 0 | 62.6375 | 814.0288 | 1377.637 | 876.6663 | 0 | 0 | 0 | 0 | 0 | 0 | 0 | 0 | 0 | 0 | 0 | 0 | 0 | 0 | 0 | 0 | 0.20335 | 0 | 3.8113 | 39.1293 | 71.7185 | 45.8544 | 0 | 0 | 0 | 0 | 0 | 4.4696 | 0 | 66.4489 | 853.1581 | 1449.3555 | 922.5207 | 0 | 0 | 0 | 0 | 0% | 0% | 0% | 0% | 72% | 28% | 0% | 0% | 0% | 0% | 100% | [10 empty] | 0 | 0 | 0 | 0 | 2257.3698 | 877.866 | 0 | 0 | 0 | 0 | 0 | 0 | 0 | 0 | 0 | 0 | 0 | 0 | 0 | 0 | 0 | 0 | 0 | 0 | 114.8625 | 45.8544 | 0 | 0 | 0 | 0 | 0 | 0 | 0 | 0 | 2372.2323 | 923.7205 | 0 | 0 | 0 | 0 | 0
80 | ERTS Redevelopment - Stage 2 | Replacement - Major Station | Major Station | TRUE | Switchgear | Network | Labour - Internal | 10% | 0 | 0 | 1.0665 | 0 | 15.6594 | 203.5072 | 344.4093 | 219.1666 | 0 | 0 | 0 | 0 | 0 | 0.006186 | 0 | 0.1546 | 3.0771 | 6.9585 | 6.1715 | 0 | 0 | 0 | 0 | 0 | 0.051133 | 0 | 0.96224 | 9.9302 | 18.2919 | 11.7864 | 0 | 0 | 0 | 0 | 0 | 1.1239 | 0 | 16.7762 | 216.5145 | 369.6596 | 237.1245 | 0 | 0 | 0 | 0 | 0% | 0% | 0% | 0% | 72% | 28% | 0% | 0% | 0% | 0% | 100% | [10 empty] | 0 | 0 | 0 | 0 | 564.3425 | 219.4665 | 0 | 0 | 0 | 0 | 0 | 0 | 0 | 0 | 10.1963 | 6.1715 | 0 | 0 | 0 | 0 | 0 | 0 | 0 | 0 | 29.2355 | 11.7864 | 0 | 0 | 0 | 0 | 0 | 0 | 0 | 0 | 603.7743 | 237.4244 | 0 | 0 | 0 | 0 | 0
81 | ERTS Redevelopment - Stage 2 | Replacement - Major Station | Major Station | TRUE | Switchgear | Network | Labour - External | 50% | 0 | 0 | 5.3327 | 0 | 78.2969 | 1017.536 | 1722.0463 | 1095.8329 | 0 | 0 | 0 | 0 | 0 | 0.03093 | 0 | -0.11417 | 2.5507 | 14.015 | 20.402 | 0 | 0 | 0 | 0 | 0 | 0.25567 | 0 | 4.7572 | 49.0343 | 90.3777 | 58.3852 | 0 | 0 | 0 | 0 | 0 | 5.6193 | 0 | 82.94 | 1069.1209 | 1826.439 | 1174.6201 | 0 | 0 | 0 | 0 | 0% | 0% | 0% | 0% | 72% | 28% | 0% | 0% | 0% | 0% | 100% | [10 empty] | 0 | 0 | 0 | 0 | 2821.7123 | 1097.3326 | 0 | 0 | 0 | 0 | 0 | 0 | 0 | 0 | 16.4825 | 20.402 | 0 | 0 | 0 | 0 | 0 | 0 | 0 | 0 | 144.4249 | 58.3852 | 0 | 0 | 0 | 0 | 0 | 0 | 0 | 0 | 2982.6196 | 1176.1197 | 0 | 0 | 0 | 0 | 0
82 | ERTS Redevelopment - Stage 2 | Replacement - Major Station | Major Station | TRUE | Transformers | Network | Materials | 40% | 0 | 0 | 4.5645 | 0 | 67.0172 | 870.9464 | 1473.9627 | 937.9636 | 0 | 0 | 0 | 0 | 0 | 0 | 0 | 0 | 0 | 0 | 0 | 0 | 0 | 0 | 0 | 0 | 0.21757 | 0 | 4.0778 | 41.8653 | 76.7331 | 49.0606 | 0 | 0 | 0 | 0 | 0 | 4.7821 | 0 | 71.0951 | 912.8117 | 1550.6958 | 987.0242 | 0 | 0 | 0 | 0 | 0% | 0% | 0% | 0% | 72% | 28% | 0% | 0% | 0% | 0% | 100% | [10 empty] | 0 | 0 | 0 | 0 | 2415.2072 | 939.2472 | 0 | 0 | 0 | 0 | 0 | 0 | 0 | 0 | 0 | 0 | 0 | 0 | 0 | 0 | 0 | 0 | 0 | 0 | 122.8938 | 49.0606 | 0 | 0 | 0 | 0 | 0 | 0 | 0 | 0 | 2538.101 | 988.3078 | 0 | 0 | 0 | 0 | 0
83 | ERTS Redevelopment - Stage 2 | Replacement - Major Station | Major Station | TRUE | Transformers | Network | Labour - Internal | 10% | 0 | 0 | 1.1411 | 0 | 16.7543 | 217.7366 | 368.4907 | 234.4909 | 0 | 0 | 0 | 0 | 0 | 0.0066185 | 0 | 0.16541 | 3.2922 | 7.445 | 6.603 | 0 | 0 | 0 | 0 | 0 | 0.054709 | 0 | 1.0295 | 10.6246 | 19.5709 | 12.6105 | 0 | 0 | 0 | 0 | 0 | 1.2025 | 0 | 17.9492 | 231.6534 | 395.5065 | 253.7045 | 0 | 0 | 0 | 0 | 0% | 0% | 0% | 0% | 72% | 28% | 0% | 0% | 0% | 0% | 100% | [10 empty] | 0 | 0 | 0 | 0 | 603.8018 | 234.8118 | 0 | 0 | 0 | 0 | 0 | 0 | 0 | 0 | 10.9092 | 6.603 | 0 | 0 | 0 | 0 | 0 | 0 | 0 | 0 | 31.2797 | 12.6105 | 0 | 0 | 0 | 0 | 0 | 0 | 0 | 0 | 645.9907 | 254.0254 | 0 | 0 | 0 | 0 | 0
84 | ERTS Redevelopment - Stage 2 | Replacement - Major Station | Major Station | TRUE | Transformers | Network | Labour - External | 50% | 0 | 0 | 5.7056 | 0 | 83.7715 | 1088.683 | 1842.4533 | 1172.4545 | 0 | 0 | 0 | 0 | 0 | 0.033093 | 0 | -0.12215 | 2.729 | 14.995 | 21.8285 | 0 | 0 | 0 | 0 | 0 | 0.27354 | 0 | 5.0899 | 52.4628 | 96.697 | 62.4675 | 0 | 0 | 0 | 0 | 0 | 6.0123 | 0 | 88.7392 | 1143.8748 | 1954.1453 | 1256.7506 | 0 | 0 | 0 | 0 | 0% | 0% | 0% | 0% | 72% | 28% | 0% | 0% | 0% | 0% | 100% | [10 empty] | 0 | 0 | 0 | 0 | 3019.009 | 1174.0591 | 0 | 0 | 0 | 0 | 0 | 0 | 0 | 0 | 17.6349 | 21.8285 | 0 | 0 | 0 | 0 | 0 | 0 | 0 | 0 | 154.5232 | 62.4675 | 0 | 0 | 0 | 0 | 0 | 0 | 0 | 0 | 3191.1671 | 1258.3551 | 0 | 0 | 0 | 0 | 0
85 | ERTS Redevelopment - Stage 2 | Replacement - Major Station | Major Station | TRUE | Towers and Conductor | Network | Materials | 40% | 0 | 0 | 0.30009 | 0 | 4.406 | 57.2596 | 96.9044 | 61.6656 | 0 | 0 | 0 | 0 | 0 | 0 | 0 | 0 | 0 | 0 | 0 | 0 | 0 | 0 | 0 | 0 | 0.014304 | 0 | 0.26809 | 2.7524 | 5.0448 | 3.2254 | 0 | 0 | 0 | 0 | 0 | 0.31439 | 0 | 4.6741 | 60.012 | 101.9492 | 64.8911 | 0 | 0 | 0 | 0 | 0% | 0% | 0% | 0% | 72% | 28% | 0% | 0% | 0% | 0% | 100% | [10 empty] | 0 | 0 | 0 | 0 | 158.7857 | 61.75 | 0 | 0 | 0 | 0 | 0 | 0 | 0 | 0 | 0 | 0 | 0 | 0 | 0 | 0 | 0 | 0 | 0 | 0 | 8.0795 | 3.2254 | 0 | 0 | 0 | 0 | 0 | 0 | 0 | 0 | 166.8653 | 64.9755 | 0 | 0 | 0 | 0 | 0
86 | ERTS Redevelopment - Stage 2 | Replacement - Major Station | Major Station | TRUE | Towers and Conductor | Network | Labour - Internal | 10% | 0 | 0 | 0.075022 | 0 | 1.1015 | 14.3149 | 24.2261 | 15.4164 | 0 | 0 | 0 | 0 | 0 | 0.00043513 | 0 | 0.010875 | 0.21644 | 0.48947 | 0.43411 | 0 | 0 | 0 | 0 | 0 | 0.0035968 | 0 | 0.067685 | 0.6985 | 1.2867 | 0.82907 | 0 | 0 | 0 | 0 | 0 | 0.079054 | 0 | 1.1801 | 15.2299 | 26.0022 | 16.6796 | 0 | 0 | 0 | 0 | 0% | 0% | 0% | 0% | 72% | 28% | 0% | 0% | 0% | 0% | 100% | [10 empty] | 0 | 0 | 0 | 0 | 39.6964 | 15.4375 | 0 | 0 | 0 | 0 | 0 | 0 | 0 | 0 | 0.71722 | 0.43411 | 0 | 0 | 0 | 0 | 0 | 0 | 0 | 0 | 2.0565 | 0.82907 | 0 | 0 | 0 | 0 | 0 | 0 | 0 | 0 | 42.4701 | 16.7007 | 0 | 0 | 0 | 0 | 0
87 | ERTS Redevelopment - Stage 2 | Replacement - Major Station | Major Station | TRUE | Towers and Conductor | Network | Labour - External | 50% | 0 | 0 | 0.37511 | 0 | 5.5075 | 71.5745 | 121.1305 | 77.082 | 0 | 0 | 0 | 0 | 0 | 0.0021756 | 0 | -0.0080309 | 0.17942 | 0.98583 | 1.4351 | 0 | 0 | 0 | 0 | 0 | 0.017984 | 0 | 0.33463 | 3.4491 | 6.3573 | 4.1069 | 0 | 0 | 0 | 0 | 0 | 0.39527 | 0 | 5.8341 | 75.2031 | 128.4736 | 82.624 | 0 | 0 | 0 | 0 | 0% | 0% | 0% | 0% | 72% | 28% | 0% | 0% | 0% | 0% | 100% | [10 empty] | 0 | 0 | 0 | 0 | 198.4822 | 77.1875 | 0 | 0 | 0 | 0 | 0 | 0 | 0 | 0 | 1.1594 | 1.4351 | 0 | 0 | 0 | 0 | 0 | 0 | 0 | 0 | 10.159 | 4.1069 | 0 | 0 | 0 | 0 | 0 | 0 | 0 | 0 | 209.8006 | 82.7295 | 0 | 0 | 0 | 0 | 0
88 | ERTS Redevelopment - Stage 2 | Replacement - Major Station | Major Station | TRUE | Establishment | Network | Materials | 40% | 0 | 0 | 2.1875 | 0 | 32.1175 | 417.3946 | 706.3857 | 449.5121 | 0 | 0 | 0 | 0 | 0 | 0 | 0 | 0 | 0 | 0 | 0 | 0 | 0 | 0 | 0 | 0 | 0.10427 | 0 | 1.9543 | 20.0636 | 36.7738 | 23.5119 | 0 | 0 | 0 | 0 | 0 | 2.2918 | 0 | 34.0718 | 437.4583 | 743.1595 | 473.0241 | 0 | 0 | 0 | 0 | 0% | 0% | 0% | 0% | 72% | 28% | 0% | 0% | 0% | 0% | 100% | [10 empty] | 0 | 0 | 0 | 0 | 1157.4702 | 450.1273 | 0 | 0 | 0 | 0 | 0 | 0 | 0 | 0 | 0 | 0 | 0 | 0 | 0 | 0 | 0 | 0 | 0 | 0 | 58.8959 | 23.5119 | 0 | 0 | 0 | 0 | 0 | 0 | 0 | 0 | 1216.3661 | 473.6392 | 0 | 0 | 0 | 0 | 0
89 | ERTS Redevelopment - Stage 2 | Replacement - Major Station | Major Station | TRUE | Establishment | Network | Labour - Internal | 10% | 0 | 0 | 0.54688 | 0 | 8.0294 | 104.3487 | 176.5964 | 112.378 | 0 | 0 | 0 | 0 | 0 | 0.0031719 | 0 | 0.079273 | 1.5778 | 3.568 | 3.1644 | 0 | 0 | 0 | 0 | 0 | 0.026219 | 0 | 0.49339 | 5.0917 | 9.3792 | 6.0435 | 0 | 0 | 0 | 0 | 0 | 0.57627 | 0 | 8.602 | 111.0182 | 189.5436 | 121.586 | 0 | 0 | 0 | 0 | 0% | 0% | 0% | 0% | 72% | 28% | 0% | 0% | 0% | 0% | 100% | [10 empty] | 0 | 0 | 0 | 0 | 289.3675 | 112.5318 | 0 | 0 | 0 | 0 | 0 | 0 | 0 | 0 | 5.2282 | 3.1644 | 0 | 0 | 0 | 0 | 0 | 0 | 0 | 0 | 14.9905 | 6.0435 | 0 | 0 | 0 | 0 | 0 | 0 | 0 | 0 | 309.5863 | 121.7398 | 0 | 0 | 0 | 0 | 0
90 | ERTS Redevelopment - Stage 2 | Replacement - Major Station | Major Station | TRUE | Establishment | Network | Labour - External | 50% | 0 | 0 | 2.7344 | 0 | 40.1469 | 521.7433 | 882.9821 | 561.8902 | 0 | 0 | 0 | 0 | 0 | 0.015859 | 0 | -0.058541 | 1.3079 | 7.1862 | 10.4612 | 0 | 0 | 0 | 0 | 0 | 0.13109 | 0 | 2.4393 | 25.1424 | 46.3413 | 29.9371 | 0 | 0 | 0 | 0 | 0 | 2.8813 | 0 | 42.5276 | 548.1936 | 936.5097 | 602.2884 | 0 | 0 | 0 | 0 | 0% | 0% | 0% | 0% | 72% | 28% | 0% | 0% | 0% | 0% | 100% | [10 empty] | 0 | 0 | 0 | 0 | 1446.8377 | 562.6591 | 0 | 0 | 0 | 0 | 0 | 0 | 0 | 0 | 8.4514 | 10.4612 | 0 | 0 | 0 | 0 | 0 | 0 | 0 | 0 | 74.0541 | 29.9371 | 0 | 0 | 0 | 0 | 0 | 0 | 0 | 0 | 1529.3432 | 603.0574 | 0 | 0 | 0 | 0 | 0
91 | Purchase a spare transformer for WOTS | Replacement - Major Station | Major Station | TRUE | Secondary | Network | Materials | 40% | 0 | 0 | 0.21846 | 2.6277 | 34.1598 | 57.8088 | 36.7874 | 0 | 0 | 0 | 0 | 0 | 0 | 0 | 0 | 0 | 0 | 0 | 0 | 0 | 0 | 0 | 0 | 0 | 0.010413 | 0.17832 | 2.0785 | 2.7788 | 1.9151 | 0 | 0 | 0 | 0 | 0 | 0 | 0.22887 | 2.806 | 36.2383 | 60.5876 | 38.7025 | 0 | 0 | 0 | 0 | 0 | 0% | 0% | 0% | 0% | 100% | 0% | 0% | 0% | 0% | 0% | 100% | [10 empty] | 0 | 0 | 0 | 0 | 131.6021 | 0 | 0 | 0 | 0 | 0 | 0 | 0 | 0 | 0 | 0 | 0 | 0 | 0 | 0 | 0 | 0 | 0 | 0 | 0 | 6.9612 | 0 | 0 | 0 | 0 | 0 | 0 | 0 | 0 | 0 | 138.5633 | 0 | 0 | 0 | 0 | 0 | 0
92 | Purchase a spare transformer for WOTS | Replacement - Major Station | Major Station | TRUE | Secondary | Network | Labour - Internal | 10% | 0 | 0 | 0.054615 | 0.65692 | 8.5399 | 14.4522 | 9.1969 | 0 | 0 | 0 | 0 | 0 | 0 | 0.00031677 | 0.0024037 | 0.084314 | 0.21852 | 0.18581 | 0 | 0 | 0 | 0 | 0 | 0 | 0.0026184 | 0.044742 | 0.52476 | 0.7052 | 0.48845 | 0 | 0 | 0 | 0 | 0 | 0 | 0.05755 | 0.70406 | 9.149 | 15.3759 | 9.8711 | 0 | 0 | 0 | 0 | 0 | 0% | 0% | 0% | 0% | 100% | 0% | 0% | 0% | 0% | 0% | 100% | [10 empty] | 0 | 0 | 0 | 0 | 32.9005 | 0 | 0 | 0 | 0 | 0 | 0 | 0 | 0 | 0 | 0.49137 | 0 | 0 | 0 | 0 | 0 | 0 | 0 | 0 | 0 | 1.7658 | 0 | 0 | 0 | 0 | 0 | 0 | 0 | 0 | 0 | 35.1577 | 0 | 0 | 0 | 0 | 0 | 0
93 | Purchase a spare transformer for WOTS | Replacement - Major Station | Major Station | TRUE | Secondary | Network | Labour - External | 50% | 0 | 0 | 0.27307 | 3.2846 | 42.6997 | 72.261 | 45.9843 | 0 | 0 | 0 | 0 | 0 | 0 | 0.0015838 | -0.008634 | -0.062264 | 0.18114 | 0.37425 | 0 | 0 | 0 | 0 | 0 | 0 | 0.013092 | 0.22231 | 2.5944 | 3.4822 | 2.4134 | 0 | 0 | 0 | 0 | 0 | 0 | 0.28775 | 3.4983 | 45.2318 | 75.9244 | 48.7719 | 0 | 0 | 0 | 0 | 0 | 0% | 0% | 0% | 0% | 100% | 0% | 0% | 0% | 0% | 0% | 100% | [10 empty] | 0 | 0 | 0 | 0 | 164.5027 | 0 | 0 | 0 | 0 | 0 | 0 | 0 | 0 | 0 | 0.48607 | 0 | 0 | 0 | 0 | 0 | 0 | 0 | 0 | 0 | 8.7254 | 0 | 0 | 0 | 0 | 0 | 0 | 0 | 0 | 0 | 173.7141 | 0 | 0 | 0 | 0 | 0 | 0
94 | Purchase a spare transformer for WOTS | Replacement - Major Station | Major Station | TRUE | Switchgear | Network | Materials | 40% | 0 | 0 | 1.186 | 14.2653 | 185.4486 | 313.8362 | 199.7139 | 0 | 0 | 0 | 0 | 0 | 0 | 0 | 0 | 0 | 0 | 0 | 0 | 0 | 0 | 0 | 0 | 0 | 0.056532 | 0.96806 | 11.2841 | 15.0857 | 10.3969 | 0 | 0 | 0 | 0 | 0 | 0 | 1.2425 | 15.2333 | 196.7327 | 328.9219 | 210.1108 | 0 | 0 | 0 | 0 | 0 | 0% | 0% | 0% | 0% | 100% | 0% | 0% | 0% | 0% | 0% | 100% | [10 empty] | 0 | 0 | 0 | 0 | 714.45 | 0 | 0 | 0 | 0 | 0 | 0 | 0 | 0 | 0 | 0 | 0 | 0 | 0 | 0 | 0 | 0 | 0 | 0 | 0 | 37.7913 | 0 | 0 | 0 | 0 | 0 | 0 | 0 | 0 | 0 | 752.2413 | 0 | 0 | 0 | 0 | 0 | 0
95 | Purchase a spare transformer for WOTS | Replacement - Major Station | Major Station | TRUE | Switchgear | Network | Labour - Internal | 10% | 0 | 0 | 0.2965 | 3.5663 | 46.3622 | 78.459 | 49.9285 | 0 | 0 | 0 | 0 | 0 | 0 | 0.0017197 | 0.013049 | 0.45773 | 1.1863 | 1.0088 | 0 | 0 | 0 | 0 | 0 | 0 | 0.014215 | 0.2429 | 2.8489 | 3.8285 | 2.6517 | 0 | 0 | 0 | 0 | 0 | 0 | 0.31243 | 3.8223 | 49.6688 | 83.4738 | 53.589 | 0 | 0 | 0 | 0 | 0 | 0% | 0% | 0% | 0% | 100% | 0% | 0% | 0% | 0% | 0% | 100% | [10 empty] | 0 | 0 | 0 | 0 | 178.6125 | 0 | 0 | 0 | 0 | 0 | 0 | 0 | 0 | 0 | 2.6676 | 0 | 0 | 0 | 0 | 0 | 0 | 0 | 0 | 0 | 9.5862 | 0 | 0 | 0 | 0 | 0 | 0 | 0 | 0 | 0 | 190.8662 | 0 | 0 | 0 | 0 | 0 | 0
96 | Purchase a spare transformer for WOTS | Replacement - Major Station | Major Station | TRUE | Switchgear | Network | Labour - External | 50% | 0 | 0 | 1.4825 | 17.8316 | 231.8108 | 392.2952 | 249.6424 | 0 | 0 | 0 | 0 | 0 | 0 | 0.0085984 | -0.046873 | -0.33802 | 0.98338 | 2.0317 | 0 | 0 | 0 | 0 | 0 | 0 | 0.071074 | 1.2069 | 14.0845 | 18.9044 | 13.1019 | 0 | 0 | 0 | 0 | 0 | 0 | 1.5622 | 18.9916 | 245.5573 | 412.183 | 264.7761 | 0 | 0 | 0 | 0 | 0 | 0% | 0% | 0% | 0% | 100% | 0% | 0% | 0% | 0% | 0% | 100% | [10 empty] | 0 | 0 | 0 | 0 | 893.0625 | 0 | 0 | 0 | 0 | 0 | 0 | 0 | 0 | 0 | 2.6388 | 0 | 0 | 0 | 0 | 0 | 0 | 0 | 0 | 0 | 47.3688 | 0 | 0 | 0 | 0 | 0 | 0 | 0 | 0 | 0 | 943.0701 | 0 | 0 | 0 | 0 | 0 | 0
97 | Purchase a spare transformer for WOTS | Replacement - Major Station | Major Station | TRUE | Transformers | Network | Materials | 40% | 0 | 0 | 1.2689 | 15.2627 | 198.4154 | 335.7799 | 213.6781 | 0 | 0 | 0 | 0 | 0 | 0 | 0 | 0 | 0 | 0 | 0 | 0 | 0 | 0 | 0 | 0 | 0 | 0.060484 | 1.0357 | 12.0731 | 16.1405 | 11.1239 | 0 | 0 | 0 | 0 | 0 | 0 | 1.3294 | 16.2985 | 210.4885 | 351.9204 | 224.802 | 0 | 0 | 0 | 0 | 0 | 0% | 0% | 0% | 0% | 100% | 0% | 0% | 0% | 0% | 0% | 100% | [10 empty] | 0 | 0 | 0 | 0 | 764.405 | 0 | 0 | 0 | 0 | 0 | 0 | 0 | 0 | 0 | 0 | 0 | 0 | 0 | 0 | 0 | 0 | 0 | 0 | 0 | 40.4337 | 0 | 0 | 0 | 0 | 0 | 0 | 0 | 0 | 0 | 804.8387 | 0 | 0 | 0 | 0 | 0 | 0
98 | Purchase a spare transformer for WOTS | Replacement - Major Station | Major Station | TRUE | Transformers | Network | Labour - Internal | 10% | 0 | 0 | 0.31723 | 3.8157 | 49.6038 | 83.945 | 53.4195 | 0 | 0 | 0 | 0 | 0 | 0 | 0.0018399 | 0.013962 | 0.48973 | 1.2693 | 1.0793 | 0 | 0 | 0 | 0 | 0 | 0 | 0.015209 | 0.25988 | 3.0481 | 4.0961 | 2.8372 | 0 | 0 | 0 | 0 | 0 | 0 | 0.33428 | 4.0895 | 53.1416 | 89.3104 | 57.336 | 0 | 0 | 0 | 0 | 0 | 0% | 0% | 0% | 0% | 100% | 0% | 0% | 0% | 0% | 0% | 100% | [10 empty] | 0 | 0 | 0 | 0 | 191.1013 | 0 | 0 | 0 | 0 | 0 | 0 | 0 | 0 | 0 | 2.8541 | 0 | 0 | 0 | 0 | 0 | 0 | 0 | 0 | 0 | 10.2565 | 0 | 0 | 0 | 0 | 0 | 0 | 0 | 0 | 0 | 204.2118 | 0 | 0 | 0 | 0 | 0 | 0
99 | Purchase a spare transformer for WOTS | Replacement - Major Station | Major Station | TRUE | Transformers | Network | Labour - External | 50% | 0 | 0 | 1.5861 | 19.0784 | 248.0192 | 419.7249 | 267.0976 | 0 | 0 | 0 | 0 | 0 | 0 | 0.0091996 | -0.05015 | -0.36166 | 1.0521 | 2.1738 | 0 | 0 | 0 | 0 | 0 | 0 | 0.076044 | 1.2913 | 15.0693 | 20.2262 | 14.018 | 0 | 0 | 0 | 0 | 0 | 0 | 1.6714 | 20.3195 | 262.7269 | 441.0032 | 283.2894 | 0 | 0 | 0 | 0 | 0 | 0% | 0% | 0% | 0% | 100% | 0% | 0% | 0% | 0% | 0% | 100% | [10 empty] | 0 | 0 | 0 | 0 | 955.5063 | 0 | 0 | 0 | 0 | 0 | 0 | 0 | 0 | 0 | 2.8233 | 0 | 0 | 0 | 0 | 0 | 0 | 0 | 0 | 0 | 50.6809 | 0 | 0 | 0 | 0 | 0 | 0 | 0 | 0 | 0 | 1009.0105 | 0 | 0 | 0 | 0 | 0 | 0
100 | Purchase a spare transformer for WOTS | Replacement - Major Station | Major Station | TRUE | Towers and Conductor | Network | Materials | 40% | 0 | 0 | 0.083424 | 1.0034 | 13.0447 | 22.0756 | 14.0481 | 0 | 0 | 0 | 0 | 0 | 0 | 0 | 0 | 0 | 0 | 0 | 0 | 0 | 0 | 0 | 0 | 0 | 0.0039765 | 0.068094 | 0.79373 | 1.0611 | 0.73133 | 0 | 0 | 0 | 0 | 0 | 0 | 0.0874 | 1.0715 | 13.8384 | 23.1367 | 14.7794 | 0 | 0 | 0 | 0 | 0 | 0% | 0% | 0% | 0% | 100% | 0% | 0% | 0% | 0% | 0% | 100% | [10 empty] | 0 | 0 | 0 | 0 | 50.2552 | 0 | 0 | 0 | 0 | 0 | 0 | 0 | 0 | 0 | 0 | 0 | 0 | 0 | 0 | 0 | 0 | 0 | 0 | 0 | 2.6583 | 0 | 0 | 0 | 0 | 0 | 0 | 0 | 0 | 0 | 52.9134 | 0 | 0 | 0 | 0 | 0 | 0
101 | Purchase a spare transformer for WOTS | Replacement - Major Station | Major Station | TRUE | Towers and Conductor | Network | Labour - Internal | 10% | 0 | 0 | 0.020856 | 0.25086 | 3.2612 | 5.5189 | 3.512 | 0 | 0 | 0 | 0 | 0 | 0 | 0.00012096 | 0.0009179 | 0.032197 | 0.083446 | 0.070957 | 0 | 0 | 0 | 0 | 0 | 0 | 0.00099989 | 0.017086 | 0.20039 | 0.2693 | 0.18653 | 0 | 0 | 0 | 0 | 0 | 0 | 0.021977 | 0.26886 | 3.4938 | 5.8716 | 3.7695 | 0 | 0 | 0 | 0 | 0 | 0% | 0% | 0% | 0% | 100% | 0% | 0% | 0% | 0% | 0% | 100% | [10 empty] | 0 | 0 | 0 | 0 | 12.5638 | 0 | 0 | 0 | 0 | 0 | 0 | 0 | 0 | 0 | 0.18764 | 0 | 0 | 0 | 0 | 0 | 0 | 0 | 0 | 0 | 0.6743 | 0 | 0 | 0 | 0 | 0 | 0 | 0 | 0 | 0 | 13.4257 | 0 | 0 | 0 | 0 | 0 | 0
102 | Purchase a spare transformer for WOTS | Replacement - Major Station | Major Station | TRUE | Towers and Conductor | Network | Labour - External | 50% | 0 | 0 | 0.10428 | 1.2543 | 16.3058 | 27.5945 | 17.5601 | 0 | 0 | 0 | 0 | 0 | 0 | 0.00060482 | -0.0032971 | -0.023777 | 0.069172 | 0.14291 | 0 | 0 | 0 | 0 | 0 | 0 | 0.0049994 | 0.084894 | 0.99072 | 1.3298 | 0.9216 | 0 | 0 | 0 | 0 | 0 | 0 | 0.10988 | 1.3359 | 17.2728 | 28.9934 | 18.6246 | 0 | 0 | 0 | 0 | 0 | 0% | 0% | 0% | 0% | 100% | 0% | 0% | 0% | 0% | 0% | 100% | [10 empty] | 0 | 0 | 0 | 0 | 62.8189 | 0 | 0 | 0 | 0 | 0 | 0 | 0 | 0 | 0 | 0.18562 | 0 | 0 | 0 | 0 | 0 | 0 | 0 | 0 | 0 | 3.332 | 0 | 0 | 0 | 0 | 0 | 0 | 0 | 0 | 0 | 66.3365 | 0 | 0 | 0 | 0 | 0 | 0
103 | Purchase a spare transformer for WOTS | Replacement - Major Station | Major Station | TRUE | Establishment | Network | Materials | 40% | 0 | 0 | 0.60812 | 7.3145 | 95.0891 | 160.92 | 102.4037 | 0 | 0 | 0 | 0 | 0 | 0 | 0 | 0 | 0 | 0 | 0 | 0 | 0 | 0 | 0 | 0 | 0 | 0.028987 | 0.49637 | 5.7859 | 7.7352 | 5.331 | 0 | 0 | 0 | 0 | 0 | 0 | 0.6371 | 7.8109 | 100.875 | 168.6552 | 107.7347 | 0 | 0 | 0 | 0 | 0 | 0% | 0% | 0% | 0% | 100% | 0% | 0% | 0% | 0% | 0% | 100% | [10 empty] | 0 | 0 | 0 | 0 | 366.3354 | 0 | 0 | 0 | 0 | 0 | 0 | 0 | 0 | 0 | 0 | 0 | 0 | 0 | 0 | 0 | 0 | 0 | 0 | 0 | 19.3775 | 0 | 0 | 0 | 0 | 0 | 0 | 0 | 0 | 0 | 385.713 | 0 | 0 | 0 | 0 | 0 | 0
104 | Purchase a spare transformer for WOTS | Replacement - Major Station | Major Station | TRUE | Establishment | Network | Labour - Internal | 10% | 0 | 0 | 0.15203 | 1.8286 | 23.7723 | 40.23 | 25.6009 | 0 | 0 | 0 | 0 | 0 | 0 | 0.00088177 | 0.0066911 | 0.2347 | 0.60828 | 0.51724 | 0 | 0 | 0 | 0 | 0 | 0 | 0.0072887 | 0.12455 | 1.4608 | 1.963 | 1.3597 | 0 | 0 | 0 | 0 | 0 | 0 | 0.1602 | 1.9599 | 25.4677 | 42.8013 | 27.4778 | 0 | 0 | 0 | 0 | 0 | 0% | 0% | 0% | 0% | 100% | 0% | 0% | 0% | 0% | 0% | 100% | [10 empty] | 0 | 0 | 0 | 0 | 91.5839 | 0 | 0 | 0 | 0 | 0 | 0 | 0 | 0 | 0 | 1.3678 | 0 | 0 | 0 | 0 | 0 | 0 | 0 | 0 | 0 | 4.9153 | 0 | 0 | 0 | 0 | 0 | 0 | 0 | 0 | 0 | 97.867 | 0 | 0 | 0 | 0 | 0 | 0
105 | Purchase a spare transformer for WOTS | Replacement - Major Station | Major Station | TRUE | Establishment | Network | Labour - External | 50% | 0 | 0 | 0.76015 | 9.1432 | 118.8614 | 201.15 | 128.0046 | 0 | 0 | 0 | 0 | 0 | 0 | 0.0044088 | -0.024034 | -0.17332 | 0.50423 | 1.0418 | 0 | 0 | 0 | 0 | 0 | 0 | 0.036443 | 0.61883 | 7.2219 | 9.6933 | 6.718 | 0 | 0 | 0 | 0 | 0 | 0 | 0.801 | 9.738 | 125.9099 | 211.3475 | 135.7644 | 0 | 0 | 0 | 0 | 0 | 0% | 0% | 0% | 0% | 100% | 0% | 0% | 0% | 0% | 0% | 100% | [10 empty] | 0 | 0 | 0 | 0 | 457.9193 | 0 | 0 | 0 | 0 | 0 | 0 | 0 | 0 | 0 | 1.3531 | 0 | 0 | 0 | 0 | 0 | 0 | 0 | 0 | 0 | 24.2884 | 0 | 0 | 0 | 0 | 0 | 0 | 0 | 0 | 0 | 483.5608 | 0 | 0 | 0 | 0 | 0 | 0
106 | TSTS Transformer and 66kV Circuit Breaker Replacement | Replacement - Major Station | Major Station | TRUE | Secondary | Network | Materials | 40% | 0 | 0.091675 | 0.54876 | 0 | 40.9037 | 531.7003 | 899.7857 | 572.604 | 0 | 0 | 0 | 0 | 0 | 0 | 0 | 0 | 0 | 0 | 0 | 0 | 0 | 0 | 0 | 0 | 0.026157 | 0 | 2.4889 | 25.5582 | 46.842 | 29.9503 | 0 | 0 | 0 | 0 | 0.091675 | 0.57491 | 0 | 43.3926 | 557.2585 | 946.6277 | 602.5543 | 0 | 0 | 0 | 0 | 0% | 0% | 0% | 0% | 72% | 28% | 0% | 0% | 0% | 0% | 100% | [10 empty] | 0 | 0 | 0 | 0 | 1472.8566 | 572.7776 | 0 | 0 | 0 | 0 | 0 | 0 | 0 | 0 | 0 | 0 | 0 | 0 | 0 | 0 | 0 | 0 | 0 | 0 | 74.9152 | 29.9503 | 0 | 0 | 0 | 0 | 0 | 0 | 0 | 0 | 1547.7718 | 602.7279 | 0 | 0 | 0 | 0 | 0
107 | TSTS Transformer and 66kV Circuit Breaker Replacement | Replacement - Major Station | Major Station | TRUE | Secondary | Network | Labour - Internal | 10% | 0 | 0.022919 | 0.13719 | 0 | 10.2259 | 132.9251 | 224.9464 | 143.151 | 0 | 0 | 0 | 0 | 0 | 0.00079569 | 0 | 0.10096 | 2.0098 | 4.5448 | 4.031 | 0 | 0 | 0 | 0 | 0 | 0.0065772 | 0 | 0.62836 | 6.4862 | 11.9471 | 7.6984 | 0 | 0 | 0 | 0 | 0.022919 | 0.14456 | 0 | 10.9553 | 141.4211 | 241.4384 | 154.8804 | 0 | 0 | 0 | 0 | 0% | 0% | 0% | 0% | 72% | 28% | 0% | 0% | 0% | 0% | 100% | [10 empty] | 0 | 0 | 0 | 0 | 368.2142 | 143.1944 | 0 | 0 | 0 | 0 | 0 | 0 | 0 | 0 | 6.6564 | 4.031 | 0 | 0 | 0 | 0 | 0 | 0 | 0 | 0 | 19.0682 | 7.6984 | 0 | 0 | 0 | 0 | 0 | 0 | 0 | 0 | 393.9388 | 154.9238 | 0 | 0 | 0 | 0 | 0
108 | TSTS Transformer and 66kV Circuit Breaker Replacement | Replacement - Major Station | Major Station | TRUE | Secondary | Network | Labour - External | 50% | 0 | 0.11459 | 0.68594 | 0 | 51.1297 | 664.6254 | 1124.7322 | 715.755 | 0 | 0 | 0 | 0 | 0 | 0.0039785 | 0 | -0.074556 | 1.666 | 9.1537 | 13.3258 | 0 | 0 | 0 | 0 | 0 | 0.032886 | 0 | 3.1066 | 32.0278 | 59.029 | 38.1349 | 0 | 0 | 0 | 0 | 0.11459 | 0.72281 | 0 | 54.1617 | 698.3192 | 1192.9149 | 767.2157 | 0 | 0 | 0 | 0 | 0% | 0% | 0% | 0% | 72% | 28% | 0% | 0% | 0% | 0% | 100% | [10 empty] | 0 | 0 | 0 | 0 | 1841.0708 | 715.972 | 0 | 0 | 0 | 0 | 0 | 0 | 0 | 0 | 10.7492 | 13.3258 | 0 | 0 | 0 | 0 | 0 | 0 | 0 | 0 | 94.1963 | 38.1349 | 0 | 0 | 0 | 0 | 0 | 0 | 0 | 0 | 1946.0163 | 767.4327 | 0 | 0 | 0 | 0 | 0
109 | TSTS Transformer and 66kV Circuit Breaker Replacement | Replacement - Major Station | Major Station | TRUE | Switchgear | Network | Materials | 40% | 0 | 0.28739 | 1.7203 | 0 | 128.2299 | 1666.8376 | 2820.7557 | 1795.0675 | 0 | 0 | 0 | 0 | 0 | 0 | 0 | 0 | 0 | 0 | 0 | 0 | 0 | 0 | 0 | 0 | 0.082 | 0 | 7.8025 | 80.1228 | 146.8459 | 93.8918 | 0 | 0 | 0 | 0 | 0.28739 | 1.8023 | 0 | 136.0323 | 1746.9604 | 2967.6016 | 1888.9593 | 0 | 0 | 0 | 0 | 0% | 0% | 0% | 0% | 72% | 28% | 0% | 0% | 0% | 0% | 100% | [10 empty] | 0 | 0 | 0 | 0 | 4617.2868 | 1795.6115 | 0 | 0 | 0 | 0 | 0 | 0 | 0 | 0 | 0 | 0 | 0 | 0 | 0 | 0 | 0 | 0 | 0 | 0 | 234.8531 | 93.8918 | 0 | 0 | 0 | 0 | 0 | 0 | 0 | 0 | 4852.1399 | 1889.5033 | 0 | 0 | 0 | 0 | 0
110 | TSTS Transformer and 66kV Circuit Breaker Replacement | Replacement - Major Station | Major Station | TRUE | Switchgear | Network | Labour - Internal | 10% | 0 | 0.071848 | 0.43008 | 0 | 32.0575 | 416.7094 | 705.1889 | 448.7669 | 0 | 0 | 0 | 0 | 0 | 0.0024944 | 0 | 0.3165 | 6.3007 | 14.2477 | 12.6368 | 0 | 0 | 0 | 0 | 0 | 0.020619 | 0 | 1.9699 | 20.3336 | 37.4532 | 24.1339 | 0 | 0 | 0 | 0 | 0.071848 | 0.45319 | 0 | 34.3438 | 443.3437 | 756.8898 | 485.5376 | 0 | 0 | 0 | 0 | 0% | 0% | 0% | 0% | 72% | 28% | 0% | 0% | 0% | 0% | 100% | [10 empty] | 0 | 0 | 0 | 0 | 1154.3217 | 448.9029 | 0 | 0 | 0 | 0 | 0 | 0 | 0 | 0 | 20.8674 | 12.6368 | 0 | 0 | 0 | 0 | 0 | 0 | 0 | 0 | 59.7772 | 24.1339 | 0 | 0 | 0 | 0 | 0 | 0 | 0 | 0 | 1234.9663 | 485.6736 | 0 | 0 | 0 | 0 | 0
111 | TSTS Transformer and 66kV Circuit Breaker Replacement | Replacement - Major Station | Major Station | TRUE | Switchgear | Network | Labour - External | 50% | 0 | 0.35924 | 2.1504 | 0 | 160.2873 | 2083.547 | 3525.9447 | 2243.8343 | 0 | 0 | 0 | 0 | 0 | 0.012472 | 0 | -0.23373 | 5.2229 | 28.6962 | 41.7753 | 0 | 0 | 0 | 0 | 0 | 0.10309 | 0 | 9.7389 | 100.4045 | 185.0512 | 119.5498 | 0 | 0 | 0 | 0 | 0.35924 | 2.2659 | 0 | 169.7925 | 2189.1744 | 3739.6921 | 2405.1594 | 0 | 0 | 0 | 0 | 0% | 0% | 0% | 0% | 72% | 28% | 0% | 0% | 0% | 0% | 100% | [10 empty] | 0 | 0 | 0 | 0 | 5771.6085 | 2244.5144 | 0 | 0 | 0 | 0 | 0 | 0 | 0 | 0 | 33.6978 | 41.7753 | 0 | 0 | 0 | 0 | 0 | 0 | 0 | 0 | 295.2977 | 119.5498 | 0 | 0 | 0 | 0 | 0 | 0 | 0 | 0 | 6100.604 | 2405.8395 | 0 | 0 | 0 | 0 | 0
112 | TSTS Transformer and 66kV Circuit Breaker Replacement | Replacement - Major Station | Major Station | TRUE | Transformers | Network | Materials | 40% | 0 | 0.23075 | 1.3812 | 0 | 102.9554 | 1338.2992 | 2264.7767 | 1441.2546 | 0 | 0 | 0 | 0 | 0 | 0 | 0 | 0 | 0 | 0 | 0 | 0 | 0 | 0 | 0 | 0 | 0.065838 | 0 | 6.2646 | 64.3303 | 117.9021 | 75.3855 | 0 | 0 | 0 | 0 | 0.23075 | 1.4471 | 0 | 109.22 | 1402.6295 | 2382.6789 | 1516.64 | 0 | 0 | 0 | 0 | 0% | 0% | 0% | 0% | 72% | 28% | 0% | 0% | 0% | 0% | 100% | [10 empty] | 0 | 0 | 0 | 0 | 3707.2064 | 1441.6914 | 0 | 0 | 0 | 0 | 0 | 0 | 0 | 0 | 0 | 0 | 0 | 0 | 0 | 0 | 0 | 0 | 0 | 0 | 188.5629 | 75.3855 | 0 | 0 | 0 | 0 | 0 | 0 | 0 | 0 | 3895.7693 | 1517.0768 | 0 | 0 | 0 | 0 | 0
113 | TSTS Transformer and 66kV Circuit Breaker Replacement | Replacement - Major Station | Major Station | TRUE | Transformers | Network | Labour - Internal | 10% | 0 | 0.057687 | 0.34531 | 0 | 25.7388 | 334.5748 | 566.1942 | 360.3136 | 0 | 0 | 0 | 0 | 0 | 0.0020028 | 0 | 0.25412 | 5.0588 | 11.4394 | 10.1461 | 0 | 0 | 0 | 0 | 0 | 0.016555 | 0 | 1.5816 | 16.3258 | 30.0711 | 19.3771 | 0 | 0 | 0 | 0 | 0.057687 | 0.36386 | 0 | 27.5746 | 355.9594 | 607.7047 | 389.8368 | 0 | 0 | 0 | 0 | 0% | 0% | 0% | 0% | 72% | 28% | 0% | 0% | 0% | 0% | 100% | [10 empty] | 0 | 0 | 0 | 0 | 926.8016 | 360.4228 | 0 | 0 | 0 | 0 | 0 | 0 | 0 | 0 | 16.7544 | 10.1461 | 0 | 0 | 0 | 0 | 0 | 0 | 0 | 0 | 47.995 | 19.3771 | 0 | 0 | 0 | 0 | 0 | 0 | 0 | 0 | 991.5509 | 389.946 | 0 | 0 | 0 | 0 | 0
114 | TSTS Transformer and 66kV Circuit Breaker Replacement | Replacement - Major Station | Major Station | TRUE | Transformers | Network | Labour - External | 50% | 0 | 0.28843 | 1.7265 | 0 | 128.6942 | 1672.8739 | 2830.9709 | 1801.5682 | 0 | 0 | 0 | 0 | 0 | 0.010014 | 0 | -0.18766 | 4.1934 | 23.0401 | 33.5412 | 0 | 0 | 0 | 0 | 0 | 0.082775 | 0 | 7.8193 | 80.6145 | 148.5771 | 95.9862 | 0 | 0 | 0 | 0 | 0.28843 | 1.8193 | 0 | 136.3259 | 1757.6819 | 3002.5881 | 1931.0956 | 0 | 0 | 0 | 0 | 0% | 0% | 0% | 0% | 72% | 28% | 0% | 0% | 0% | 0% | 100% | [10 empty] | 0 | 0 | 0 | 0 | 4634.008 | 1802.1142 | 0 | 0 | 0 | 0 | 0 | 0 | 0 | 0 | 27.0559 | 33.5412 | 0 | 0 | 0 | 0 | 0 | 0 | 0 | 0 | 237.0937 | 95.9862 | 0 | 0 | 0 | 0 | 0 | 0 | 0 | 0 | 4898.1576 | 1931.6417 | 0 | 0 | 0 | 0 | 0
115 | TSTS Transformer and 66kV Circuit Breaker Replacement | Replacement - Major Station | Major Station | TRUE | Towers and Conductor | Network | Materials | 40% | 0 | 0.0099421 | 0.059512 | 0 | 4.436 | 57.6623 | 97.5808 | 62.0983 | 0 | 0 | 0 | 0 | 0 | 0 | 0 | 0 | 0 | 0 | 0 | 0 | 0 | 0 | 0 | 0 | 0.0028367 | 0 | 0.26992 | 2.7718 | 5.08 | 3.2481 | 0 | 0 | 0 | 0 | 0.0099421 | 0.062349 | 0 | 4.7059 | 60.4341 | 102.6607 | 65.3464 | 0 | 0 | 0 | 0 | 0% | 0% | 0% | 0% | 72% | 28% | 0% | 0% | 0% | 0% | 100% | [10 empty] | 0 | 0 | 0 | 0 | 159.7297 | 62.1171 | 0 | 0 | 0 | 0 | 0 | 0 | 0 | 0 | 0 | 0 | 0 | 0 | 0 | 0 | 0 | 0 | 0 | 0 | 8.1245 | 3.2481 | 0 | 0 | 0 | 0 | 0 | 0 | 0 | 0 | 167.8541 | 65.3652 | 0 | 0 | 0 | 0 | 0
116 | TSTS Transformer and 66kV Circuit Breaker Replacement | Replacement - Major Station | Major Station | TRUE | Towers and Conductor | Network | Labour - Internal | 10% | 0 | 0.0024855 | 0.014878 | 0 | 1.109 | 14.4156 | 24.3952 | 15.5246 | 0 | 0 | 0 | 0 | 0 | 8.6292e-05 | 0 | 0.010949 | 0.21797 | 0.49288 | 0.43716 | 0 | 0 | 0 | 0 | 0 | 0.00071329 | 0 | 0.068145 | 0.70342 | 1.2956 | 0.83489 | 0 | 0 | 0 | 0 | 0.0024855 | 0.015678 | 0 | 1.1881 | 15.337 | 26.1837 | 16.7966 | 0 | 0 | 0 | 0 | 0% | 0% | 0% | 0% | 72% | 28% | 0% | 0% | 0% | 0% | 100% | [10 empty] | 0 | 0 | 0 | 0 | 39.9324 | 15.5293 | 0 | 0 | 0 | 0 | 0 | 0 | 0 | 0 | 0.72188 | 0.43716 | 0 | 0 | 0 | 0 | 0 | 0 | 0 | 0 | 2.0679 | 0.83489 | 0 | 0 | 0 | 0 | 0 | 0 | 0 | 0 | 42.7222 | 16.8013 | 0 | 0 | 0 | 0 | 0
117 | TSTS Transformer and 66kV Circuit Breaker Replacement | Replacement - Major Station | Major Station | TRUE | Towers and Conductor | Network | Labour - External | 50% | 0 | 0.012428 | 0.07439 | 0 | 5.545 | 72.0779 | 121.976 | 77.6228 | 0 | 0 | 0 | 0 | 0 | 0.00043146 | 0 | -0.0080855 | 0.18068 | 0.99271 | 1.4452 | 0 | 0 | 0 | 0 | 0 | 0.0035664 | 0 | 0.3369 | 3.4734 | 6.4016 | 4.1357 | 0 | 0 | 0 | 0 | 0.012428 | 0.078388 | 0 | 5.8738 | 75.7319 | 129.3703 | 83.2037 | 0 | 0 | 0 | 0 | 0% | 0% | 0% | 0% | 72% | 28% | 0% | 0% | 0% | 0% | 100% | [10 empty] | 0 | 0 | 0 | 0 | 199.6621 | 77.6464 | 0 | 0 | 0 | 0 | 0 | 0 | 0 | 0 | 1.1657 | 1.4452 | 0 | 0 | 0 | 0 | 0 | 0 | 0 | 0 | 10.2155 | 4.1357 | 0 | 0 | 0 | 0 | 0 | 0 | 0 | 0 | 211.0433 | 83.2272 | 0 | 0 | 0 | 0 | 0
118 | TSTS Transformer and 66kV Circuit Breaker Replacement | Replacement - Major Station | Major Station | TRUE | Establishment | Network | Materials | 40% | 0 | 0.079679 | 0.47695 | 0 | 35.5513 | 462.1256 | 782.0458 | 497.6769 | 0 | 0 | 0 | 0 | 0 | 0 | 0 | 0 | 0 | 0 | 0 | 0 | 0 | 0 | 0 | 0 | 0.022734 | 0 | 2.1632 | 22.2138 | 40.7126 | 26.0312 | 0 | 0 | 0 | 0 | 0.079679 | 0.49968 | 0 | 37.7145 | 484.3394 | 822.7584 | 523.7081 | 0 | 0 | 0 | 0 | 0% | 0% | 0% | 0% | 72% | 28% | 0% | 0% | 0% | 0% | 100% | [10 empty] | 0 | 0 | 0 | 0 | 1280.1285 | 497.8278 | 0 | 0 | 0 | 0 | 0 | 0 | 0 | 0 | 0 | 0 | 0 | 0 | 0 | 0 | 0 | 0 | 0 | 0 | 65.1123 | 26.0312 | 0 | 0 | 0 | 0 | 0 | 0 | 0 | 0 | 1345.2408 | 523.859 | 0 | 0 | 0 | 0 | 0
119 | TSTS Transformer and 66kV Circuit Breaker Replacement | Replacement - Major Station | Major Station | TRUE | Establishment | Network | Labour - Internal | 10% | 0 | 0.01992 | 0.11924 | 0 | 8.8878 | 115.5314 | 195.5115 | 124.4192 | 0 | 0 | 0 | 0 | 0 | 0.00069158 | 0 | 0.087749 | 1.7468 | 3.9501 | 3.5035 | 0 | 0 | 0 | 0 | 0 | 0.0057165 | 0 | 0.54614 | 5.6374 | 10.3838 | 6.6911 | 0 | 0 | 0 | 0 | 0.01992 | 0.12565 | 0 | 9.5217 | 122.9157 | 209.8454 | 134.6138 | 0 | 0 | 0 | 0 | 0% | 0% | 0% | 0% | 72% | 28% | 0% | 0% | 0% | 0% | 100% | [10 empty] | 0 | 0 | 0 | 0 | 320.0321 | 124.4569 | 0 | 0 | 0 | 0 | 0 | 0 | 0 | 0 | 5.7854 | 3.5035 | 0 | 0 | 0 | 0 | 0 | 0 | 0 | 0 | 16.5731 | 6.6911 | 0 | 0 | 0 | 0 | 0 | 0 | 0 | 0 | 342.3906 | 134.6515 | 0 | 0 | 0 | 0 | 0
120 | TSTS Transformer and 66kV Circuit Breaker Replacement | Replacement - Major Station | Major Station | TRUE | Establishment | Network | Labour - External | 50% | 0 | 0.099599 | 0.59619 | 0 | 44.4392 | 577.657 | 977.5573 | 622.0962 | 0 | 0 | 0 | 0 | 0 | 0.0034579 | 0 | -0.0648 | 1.448 | 7.9559 | 11.5821 | 0 | 0 | 0 | 0 | 0 | 0.028583 | 0 | 2.7001 | 27.8368 | 51.3049 | 33.1448 | 0 | 0 | 0 | 0 | 0.099599 | 0.62823 | 0 | 47.0744 | 606.9419 | 1036.8181 | 666.823 | 0 | 0 | 0 | 0 | 0% | 0% | 0% | 0% | 72% | 28% | 0% | 0% | 0% | 0% | 100% | [10 empty] | 0 | 0 | 0 | 0 | 1600.1607 | 622.2847 | 0 | 0 | 0 | 0 | 0 | 0 | 0 | 0 | 9.3426 | 11.5821 | 0 | 0 | 0 | 0 | 0 | 0 | 0 | 0 | 81.8704 | 33.1448 | 0 | 0 | 0 | 0 | 0 | 0 | 0 | 0 | 1691.3737 | 667.0116 | 0 | 0 | 0 | 0 | 0
121 | TSTS Transformer and 66kV Circuit Breaker Replacement | Replacement - Major Station | Major Station | TRUE | Communications | Network | Materials | 40% | 0 | 0.0023368 | 0.013988 | 0 | 1.0426 | 13.5531 | 22.9357 | 14.5958 | 0 | 0 | 0 | 0 | 0 | 0 | 0 | 0 | 0 | 0 | 0 | 0 | 0 | 0 | 0 | 0 | 0.00066675 | 0 | 0.063442 | 0.65148 | 1.194 | 0.76344 | 0 | 0 | 0 | 0 | 0.0023368 | 0.014655 | 0 | 1.1061 | 14.2046 | 24.1297 | 15.3592 | 0 | 0 | 0 | 0 | 0% | 0% | 0% | 0% | 72% | 28% | 0% | 0% | 0% | 0% | 100% | [10 empty] | 0 | 0 | 0 | 0 | 37.5434 | 14.6002 | 0 | 0 | 0 | 0 | 0 | 0 | 0 | 0 | 0 | 0 | 0 | 0 | 0 | 0 | 0 | 0 | 0 | 0 | 1.9096 | 0.76344 | 0 | 0 | 0 | 0 | 0 | 0 | 0 | 0 | 39.453 | 15.3636 | 0 | 0 | 0 | 0 | 0
122 | TSTS Transformer and 66kV Circuit Breaker Replacement | Replacement - Major Station | Major Station | TRUE | Communications | Network | Labour - Internal | 10% | 0 | 0.0005842 | 0.003497 | 0 | 0.26066 | 3.3883 | 5.7339 | 3.6489 | 0 | 0 | 0 | 0 | 0 | 2.0282e-05 | 0 | 0.0025735 | 0.051231 | 0.11585 | 0.10275 | 0 | 0 | 0 | 0 | 0 | 0.00016765 | 0 | 0.016017 | 0.16533 | 0.30453 | 0.19623 | 0 | 0 | 0 | 0 | 0.0005842 | 0.0036849 | 0 | 0.27925 | 3.6048 | 6.1543 | 3.9479 | 0 | 0 | 0 | 0 | 0% | 0% | 0% | 0% | 72% | 28% | 0% | 0% | 0% | 0% | 100% | [10 empty] | 0 | 0 | 0 | 0 | 9.3858 | 3.6501 | 0 | 0 | 0 | 0 | 0 | 0 | 0 | 0 | 0.16967 | 0.10275 | 0 | 0 | 0 | 0 | 0 | 0 | 0 | 0 | 0.48605 | 0.19623 | 0 | 0 | 0 | 0 | 0 | 0 | 0 | 0 | 10.0416 | 3.949 | 0 | 0 | 0 | 0 | 0
123 | TSTS Transformer and 66kV Circuit Breaker Replacement | Replacement - Major Station | Major Station | TRUE | Communications | Network | Labour - External | 50% | 0 | 0.002921 | 0.017485 | 0 | 1.3033 | 16.9414 | 28.6696 | 18.2447 | 0 | 0 | 0 | 0 | 0 | 0.00010141 | 0 | -0.0019005 | 0.042468 | 0.23333 | 0.33968 | 0 | 0 | 0 | 0 | 0 | 0.00083827 | 0 | 0.079187 | 0.81639 | 1.5047 | 0.97207 | 0 | 0 | 0 | 0 | 0.002921 | 0.018425 | 0 | 1.3806 | 17.8003 | 30.4076 | 19.5565 | 0 | 0 | 0 | 0 | 0% | 0% | 0% | 0% | 72% | 28% | 0% | 0% | 0% | 0% | 100% | [10 empty] | 0 | 0 | 0 | 0 | 46.9292 | 18.2503 | 0 | 0 | 0 | 0 | 0 | 0 | 0 | 0 | 0.274 | 0.33968 | 0 | 0 | 0 | 0 | 0 | 0 | 0 | 0 | 2.4011 | 0.97207 | 0 | 0 | 0 | 0 | 0 | 0 | 0 | 0 | 49.6043 | 19.562 | 0 | 0 | 0 | 0 | 0
124 | GTS 220 kV and 66kV Circuit Breaker Replacement | Replacement - Major Station | Major Station | TRUE | Secondary | Network | Materials | 40% | 0 | 0 | 0 | 0 | 0 | 0 | 0 | 0 | 0 | 0 | 8.5471 | 111.1124 | 0 | 0 | 0 | 0 | 0 | 0 | 0 | 0 | 0 | 0 | 0 | 0 | 0 | 0 | 0 | 0 | 0 | 0 | 0 | 0 | 0.52172 | 6.7823 | 0 | 0 | 0 | 0 | 0 | 0 | 0 | 0 | 0 | 9.0688 | 117.8947 | 0% | 0% | 0% | 0% | 0% | 0% | 0% | 0% | 0% | 100% | 100% | [10 empty] | 0 | 0 | 0 | 0 | 0 | 0 | 0 | 0 | 0 | 119.6595 | 0 | 0 | 0 | 0 | 0 | 0 | 0 | 0 | 0 | 0 | 0 | 0 | 0 | 0 | 0 | 0 | 0 | 0 | 0 | 7.3041 | 0 | 0 | 0 | 0 | 0 | 0 | 0 | 0 | 0 | 126.9635 | 0
125 | GTS 220 kV and 66kV Circuit Breaker Replacement | Replacement - Major Station | Major Station | TRUE | Secondary | Network | Labour - Internal | 10% | 0 | 0 | 0 | 0 | 0 | 0 | 0 | 0 | 0 | 0 | 2.1368 | 27.7781 | 0 | 0 | 0 | 0 | 0 | 0 | 0 | 0 | 0 | 0.13353 | 2.0607 | 0 | 0 | 0 | 0 | 0 | 0 | 0 | 0 | 0 | 0.13858 | 1.8214 | 0 | 0 | 0 | 0 | 0 | 0 | 0 | 0 | 0 | 2.4089 | 31.6602 | 0% | 0% | 0% | 0% | 0% | 0% | 0% | 0% | 0% | 100% | 100% | [10 empty] | 0 | 0 | 0 | 0 | 0 | 0 | 0 | 0 | 0 | 29.9149 | 0 | 0 | 0 | 0 | 0 | 0 | 0 | 0 | 0 | 2.1943 | 0 | 0 | 0 | 0 | 0 | 0 | 0 | 0 | 0 | 1.96 | 0 | 0 | 0 | 0 | 0 | 0 | 0 | 0 | 0 | 34.0691 | 0
126 | GTS 220 kV and 66kV Circuit Breaker Replacement | Replacement - Major Station | Major Station | TRUE | Secondary | Network | Labour - External | 50% | 0 | 0 | 0 | 0 | 0 | 0 | 0 | 0 | 0 | 0 | 10.6839 | 138.8905 | 0 | 0 | 0 | 0 | 0 | 0 | 0 | 0 | 0 | 0.61059 | 9.7663 | 0 | 0 | 0 | 0 | 0 | 0 | 0 | 0 | 0 | 0.68942 | 9.0741 | 0 | 0 | 0 | 0 | 0 | 0 | 0 | 0 | 0 | 11.9839 | 157.7308 | 0% | 0% | 0% | 0% | 0% | 0% | 0% | 0% | 0% | 100% | 100% | [10 empty] | 0 | 0 | 0 | 0 | 0 | 0 | 0 | 0 | 0 | 149.5743 | 0 | 0 | 0 | 0 | 0 | 0 | 0 | 0 | 0 | 10.3769 | 0 | 0 | 0 | 0 | 0 | 0 | 0 | 0 | 0 | 9.7635 | 0 | 0 | 0 | 0 | 0 | 0 | 0 | 0 | 0 | 169.7147 | 0
127 | GTS 220 kV and 66kV Circuit Breaker Replacement | Replacement - Major Station | Major Station | TRUE | Switchgear | Network | Materials | 40% | 0 | 0 | 0 | 0 | 0 | 0 | 0 | 0 | 0 | 0 | 46.4011 | 603.2139 | 0 | 0 | 0 | 0 | 0 | 0 | 0 | 0 | 0 | 0 | 0 | 0 | 0 | 0 | 0 | 0 | 0 | 0 | 0 | 0 | 2.8323 | 36.8204 | 0 | 0 | 0 | 0 | 0 | 0 | 0 | 0 | 0 | 49.2334 | 640.0343 | 0% | 0% | 0% | 0% | 0% | 0% | 0% | 0% | 0% | 100% | 100% | [10 empty] | 0 | 0 | 0 | 0 | 0 | 0 | 0 | 0 | 0 | 649.6149 | 0 | 0 | 0 | 0 | 0 | 0 | 0 | 0 | 0 | 0 | 0 | 0 | 0 | 0 | 0 | 0 | 0 | 0 | 0 | 39.6528 | 0 | 0 | 0 | 0 | 0 | 0 | 0 | 0 | 0 | 689.2677 | 0
128 | GTS 220 kV and 66kV Circuit Breaker Replacement | Replacement - Major Station | Major Station | TRUE | Switchgear | Network | Labour - Internal | 10% | 0 | 0 | 0 | 0 | 0 | 0 | 0 | 0 | 0 | 0 | 11.6003 | 150.8035 | 0 | 0 | 0 | 0 | 0 | 0 | 0 | 0 | 0 | 0.72489 | 11.1875 | 0 | 0 | 0 | 0 | 0 | 0 | 0 | 0 | 0 | 0.75233 | 9.888 | 0 | 0 | 0 | 0 | 0 | 0 | 0 | 0 | 0 | 13.0775 | 171.8789 | 0% | 0% | 0% | 0% | 0% | 0% | 0% | 0% | 0% | 100% | 100% | [10 empty] | 0 | 0 | 0 | 0 | 0 | 0 | 0 | 0 | 0 | 162.4037 | 0 | 0 | 0 | 0 | 0 | 0 | 0 | 0 | 0 | 11.9124 | 0 | 0 | 0 | 0 | 0 | 0 | 0 | 0 | 0 | 10.6403 | 0 | 0 | 0 | 0 | 0 | 0 | 0 | 0 | 0 | 184.9564 | 0
129 | GTS 220 kV and 66kV Circuit Breaker Replacement | Replacement - Major Station | Major Station | TRUE | Switchgear | Network | Labour - External | 50% | 0 | 0 | 0 | 0 | 0 | 0 | 0 | 0 | 0 | 0 | 58.0013 | 754.0173 | 0 | 0 | 0 | 0 | 0 | 0 | 0 | 0 | 0 | 3.3148 | 53.0199 | 0 | 0 | 0 | 0 | 0 | 0 | 0 | 0 | 0 | 3.7428 | 49.2619 | 0 | 0 | 0 | 0 | 0 | 0 | 0 | 0 | 0 | 65.0589 | 856.2992 | 0% | 0% | 0% | 0% | 0% | 0% | 0% | 0% | 0% | 100% | 100% | [10 empty] | 0 | 0 | 0 | 0 | 0 | 0 | 0 | 0 | 0 | 812.0187 | 0 | 0 | 0 | 0 | 0 | 0 | 0 | 0 | 0 | 56.3348 | 0 | 0 | 0 | 0 | 0 | 0 | 0 | 0 | 0 | 53.0047 | 0 | 0 | 0 | 0 | 0 | 0 | 0 | 0 | 0 | 921.3581 | 0
130 | GTS 220 kV and 66kV Circuit Breaker Replacement | Replacement - Major Station | Major Station | TRUE | Transformers | Network | Materials | 40% | 0 | 0 | 0 | 0 | 0 | 0 | 0 | 0 | 0 | 0 | 49.6455 | 645.3911 | 0 | 0 | 0 | 0 | 0 | 0 | 0 | 0 | 0 | 0 | 0 | 0 | 0 | 0 | 0 | 0 | 0 | 0 | 0 | 0 | 3.0304 | 39.3949 | 0 | 0 | 0 | 0 | 0 | 0 | 0 | 0 | 0 | 52.6759 | 684.7861 | 0% | 0% | 0% | 0% | 0% | 0% | 0% | 0% | 0% | 100% | 100% | [10 empty] | 0 | 0 | 0 | 0 | 0 | 0 | 0 | 0 | 0 | 695.0366 | 0 | 0 | 0 | 0 | 0 | 0 | 0 | 0 | 0 | 0 | 0 | 0 | 0 | 0 | 0 | 0 | 0 | 0 | 0 | 42.4253 | 0 | 0 | 0 | 0 | 0 | 0 | 0 | 0 | 0 | 737.4619 | 0
131 | GTS 220 kV and 66kV Circuit Breaker Replacement | Replacement - Major Station | Major Station | TRUE | Transformers | Network | Labour - Internal | 10% | 0 | 0 | 0 | 0 | 0 | 0 | 0 | 0 | 0 | 0 | 12.4114 | 161.3478 | 0 | 0 | 0 | 0 | 0 | 0 | 0 | 0 | 0 | 0.77558 | 11.9697 | 0 | 0 | 0 | 0 | 0 | 0 | 0 | 0 | 0 | 0.80494 | 10.5794 | 0 | 0 | 0 | 0 | 0 | 0 | 0 | 0 | 0 | 13.9919 | 183.8969 | 0% | 0% | 0% | 0% | 0% | 0% | 0% | 0% | 0% | 100% | 100% | [10 empty] | 0 | 0 | 0 | 0 | 0 | 0 | 0 | 0 | 0 | 173.7592 | 0 | 0 | 0 | 0 | 0 | 0 | 0 | 0 | 0 | 12.7453 | 0 | 0 | 0 | 0 | 0 | 0 | 0 | 0 | 0 | 11.3843 | 0 | 0 | 0 | 0 | 0 | 0 | 0 | 0 | 0 | 197.8887 | 0
132 | GTS 220 kV and 66kV Circuit Breaker Replacement | Replacement - Major Station | Major Station | TRUE | Transformers | Network | Labour - External | 50% | 0 | 0 | 0 | 0 | 0 | 0 | 0 | 0 | 0 | 0 | 62.0568 | 806.7389 | 0 | 0 | 0 | 0 | 0 | 0 | 0 | 0 | 0 | 3.5466 | 56.7271 | 0 | 0 | 0 | 0 | 0 | 0 | 0 | 0 | 0 | 4.0045 | 52.7063 | 0 | 0 | 0 | 0 | 0 | 0 | 0 | 0 | 0 | 69.6079 | 916.1724 | 0% | 0% | 0% | 0% | 0% | 0% | 0% | 0% | 0% | 100% | 100% | [10 empty] | 0 | 0 | 0 | 0 | 0 | 0 | 0 | 0 | 0 | 868.7958 | 0 | 0 | 0 | 0 | 0 | 0 | 0 | 0 | 0 | 60.2737 | 0 | 0 | 0 | 0 | 0 | 0 | 0 | 0 | 0 | 56.7108 | 0 | 0 | 0 | 0 | 0 | 0 | 0 | 0 | 0 | 985.7803 | 0
133 | GTS 220 kV and 66kV Circuit Breaker Replacement | Replacement - Major Station | Major Station | TRUE | Towers and Conductor | Network | Materials | 40% | 0 | 0 | 0 | 0 | 0 | 0 | 0 | 0 | 0 | 0 | 3.2639 | 42.4307 | 0 | 0 | 0 | 0 | 0 | 0 | 0 | 0 | 0 | 0 | 0 | 0 | 0 | 0 | 0 | 0 | 0 | 0 | 0 | 0 | 0.19923 | 2.59 | 0 | 0 | 0 | 0 | 0 | 0 | 0 | 0 | 0 | 3.4631 | 45.0207 | 0% | 0% | 0% | 0% | 0% | 0% | 0% | 0% | 0% | 100% | 100% | [10 empty] | 0 | 0 | 0 | 0 | 0 | 0 | 0 | 0 | 0 | 45.6946 | 0 | 0 | 0 | 0 | 0 | 0 | 0 | 0 | 0 | 0 | 0 | 0 | 0 | 0 | 0 | 0 | 0 | 0 | 0 | 2.7892 | 0 | 0 | 0 | 0 | 0 | 0 | 0 | 0 | 0 | 48.4838 | 0
134 | GTS 220 kV and 66kV Circuit Breaker Replacement | Replacement - Major Station | Major Station | TRUE | Towers and Conductor | Network | Labour - Internal | 10% | 0 | 0 | 0 | 0 | 0 | 0 | 0 | 0 | 0 | 0 | 0.81597 | 10.6077 | 0 | 0 | 0 | 0 | 0 | 0 | 0 | 0 | 0 | 0.05099 | 0.78694 | 0 | 0 | 0 | 0 | 0 | 0 | 0 | 0 | 0 | 0.05292 | 0.69553 | 0 | 0 | 0 | 0 | 0 | 0 | 0 | 0 | 0 | 0.91988 | 12.0901 | 0% | 0% | 0% | 0% | 0% | 0% | 0% | 0% | 0% | 100% | 100% | [10 empty] | 0 | 0 | 0 | 0 | 0 | 0 | 0 | 0 | 0 | 11.4236 | 0 | 0 | 0 | 0 | 0 | 0 | 0 | 0 | 0 | 0.83793 | 0 | 0 | 0 | 0 | 0 | 0 | 0 | 0 | 0 | 0.74845 | 0 | 0 | 0 | 0 | 0 | 0 | 0 | 0 | 0 | 13.01 | 0
135 | GTS 220 kV and 66kV Circuit Breaker Replacement | Replacement - Major Station | Major Station | TRUE | Towers and Conductor | Network | Labour - External | 50% | 0 | 0 | 0 | 0 | 0 | 0 | 0 | 0 | 0 | 0 | 4.0799 | 53.0384 | 0 | 0 | 0 | 0 | 0 | 0 | 0 | 0 | 0 | 0.23317 | 3.7295 | 0 | 0 | 0 | 0 | 0 | 0 | 0 | 0 | 0 | 0.26327 | 3.4651 | 0 | 0 | 0 | 0 | 0 | 0 | 0 | 0 | 0 | 4.5763 | 60.233 | 0% | 0% | 0% | 0% | 0% | 0% | 0% | 0% | 0% | 100% | 100% | [10 empty] | 0 | 0 | 0 | 0 | 0 | 0 | 0 | 0 | 0 | 57.1182 | 0 | 0 | 0 | 0 | 0 | 0 | 0 | 0 | 0 | 3.9626 | 0 | 0 | 0 | 0 | 0 | 0 | 0 | 0 | 0 | 3.7284 | 0 | 0 | 0 | 0 | 0 | 0 | 0 | 0 | 0 | 64.8093 | 0
136 | GTS 220 kV and 66kV Circuit Breaker Replacement | Replacement - Major Station | Major Station | TRUE | Establishment | Network | Materials | 40% | 0 | 0 | 0 | 0 | 0 | 0 | 0 | 0 | 0 | 0 | 23.7922 | 309.2989 | 0 | 0 | 0 | 0 | 0 | 0 | 0 | 0 | 0 | 0 | 0 | 0 | 0 | 0 | 0 | 0 | 0 | 0 | 0 | 0 | 1.4523 | 18.8797 | 0 | 0 | 0 | 0 | 0 | 0 | 0 | 0 | 0 | 25.2445 | 328.1787 | 0% | 0% | 0% | 0% | 0% | 0% | 0% | 0% | 0% | 100% | 100% | [10 empty] | 0 | 0 | 0 | 0 | 0 | 0 | 0 | 0 | 0 | 333.0912 | 0 | 0 | 0 | 0 | 0 | 0 | 0 | 0 | 0 | 0 | 0 | 0 | 0 | 0 | 0 | 0 | 0 | 0 | 0 | 20.332 | 0 | 0 | 0 | 0 | 0 | 0 | 0 | 0 | 0 | 353.4232 | 0
137 | GTS 220 kV and 66kV Circuit Breaker Replacement | Replacement - Major Station | Major Station | TRUE | Establishment | Network | Labour - Internal | 10% | 0 | 0 | 0 | 0 | 0 | 0 | 0 | 0 | 0 | 0 | 5.9481 | 77.3247 | 0 | 0 | 0 | 0 | 0 | 0 | 0 | 0 | 0 | 0.37169 | 5.7364 | 0 | 0 | 0 | 0 | 0 | 0 | 0 | 0 | 0 | 0.38576 | 5.0701 | 0 | 0 | 0 | 0 | 0 | 0 | 0 | 0 | 0 | 6.7055 | 88.1312 | 0% | 0% | 0% | 0% | 0% | 0% | 0% | 0% | 0% | 100% | 100% | [10 empty] | 0 | 0 | 0 | 0 | 0 | 0 | 0 | 0 | 0 | 83.2728 | 0 | 0 | 0 | 0 | 0 | 0 | 0 | 0 | 0 | 6.1081 | 0 | 0 | 0 | 0 | 0 | 0 | 0 | 0 | 0 | 5.4558 | 0 | 0 | 0 | 0 | 0 | 0 | 0 | 0 | 0 | 94.8367 | 0
138 | GTS 220 kV and 66kV Circuit Breaker Replacement | Replacement - Major Station | Major Station | TRUE | Establishment | Network | Labour - External | 50% | 0 | 0 | 0 | 0 | 0 | 0 | 0 | 0 | 0 | 0 | 29.7403 | 386.6237 | 0 | 0 | 0 | 0 | 0 | 0 | 0 | 0 | 0 | 1.6997 | 27.1861 | 0 | 0 | 0 | 0 | 0 | 0 | 0 | 0 | 0 | 1.9191 | 25.2591 | 0 | 0 | 0 | 0 | 0 | 0 | 0 | 0 | 0 | 33.3591 | 439.0688 | 0% | 0% | 0% | 0% | 0% | 0% | 0% | 0% | 0% | 100% | 100% | [10 empty] | 0 | 0 | 0 | 0 | 0 | 0 | 0 | 0 | 0 | 416.3639 | 0 | 0 | 0 | 0 | 0 | 0 | 0 | 0 | 0 | 28.8857 | 0 | 0 | 0 | 0 | 0 | 0 | 0 | 0 | 0 | 27.1782 | 0 | 0 | 0 | 0 | 0 | 0 | 0 | 0 | 0 | 472.4279 | 0
139 | SYTS 500kV GIS Replacement | Replacement - Major Station | Major Station | TRUE | Secondary | Network | Materials | 40% | 0 | 0 | 0 | 0 | 31.6276 | 411.2787 | 696.0229 | 442.9302 | 0 | 0 | 0 | 0 | 0 | 0 | 0 | 0 | 0 | 0 | 0 | 0 | 0 | 0 | 0 | 0 | 0 | 0 | 1.9245 | 19.7696 | 36.2343 | 23.1677 | 0 | 0 | 0 | 0 | 0 | 0 | 0 | 33.5521 | 431.0483 | 732.2572 | 466.0978 | 0 | 0 | 0 | 0 | 0% | 0% | 0% | 0% | 72% | 28% | 0% | 0% | 0% | 0% | 100% | [10 empty] | 0 | 0 | 0 | 0 | 1138.9388 | 442.9206 | 0 | 0 | 0 | 0 | 0 | 0 | 0 | 0 | 0 | 0 | 0 | 0 | 0 | 0 | 0 | 0 | 0 | 0 | 57.9284 | 23.1677 | 0 | 0 | 0 | 0 | 0 | 0 | 0 | 0 | 1196.8671 | 466.0883 | 0 | 0 | 0 | 0 | 0
140 | SYTS 500kV GIS Replacement | Replacement - Major Station | Major Station | TRUE | Secondary | Network | Labour - Internal | 10% | 0 | 0 | 0 | 0 | 7.9069 | 102.8197 | 174.0057 | 110.7325 | 0 | 0 | 0 | 0 | 0 | 0 | 0 | 0.078064 | 1.5546 | 3.5156 | 3.1181 | 0 | 0 | 0 | 0 | 0 | 0 | 0 | 0.48587 | 5.0171 | 9.2416 | 5.955 | 0 | 0 | 0 | 0 | 0 | 0 | 0 | 8.4708 | 109.3915 | 186.7629 | 119.8057 | 0 | 0 | 0 | 0 | 0% | 0% | 0% | 0% | 72% | 28% | 0% | 0% | 0% | 0% | 100% | [10 empty] | 0 | 0 | 0 | 0 | 284.7347 | 110.7302 | 0 | 0 | 0 | 0 | 0 | 0 | 0 | 0 | 5.1483 | 3.1181 | 0 | 0 | 0 | 0 | 0 | 0 | 0 | 0 | 14.7446 | 5.955 | 0 | 0 | 0 | 0 | 0 | 0 | 0 | 0 | 304.6276 | 119.8033 | 0 | 0 | 0 | 0 | 0
141 | SYTS 500kV GIS Replacement | Replacement - Major Station | Major Station | TRUE | Secondary | Network | Labour - External | 50% | 0 | 0 | 0 | 0 | 39.5345 | 514.0983 | 870.0286 | 553.6627 | 0 | 0 | 0 | 0 | 0 | 0 | 0 | -0.057649 | 1.2887 | 7.0808 | 10.308 | 0 | 0 | 0 | 0 | 0 | 0 | 0 | 2.4021 | 24.774 | 45.6615 | 29.4987 | 0 | 0 | 0 | 0 | 0 | 0 | 0 | 41.879 | 540.161 | 922.7709 | 593.4694 | 0 | 0 | 0 | 0 | 0% | 0% | 0% | 0% | 72% | 28% | 0% | 0% | 0% | 0% | 100% | [10 empty] | 0 | 0 | 0 | 0 | 1423.6734 | 553.6508 | 0 | 0 | 0 | 0 | 0 | 0 | 0 | 0 | 8.3119 | 10.308 | 0 | 0 | 0 | 0 | 0 | 0 | 0 | 0 | 72.8376 | 29.4987 | 0 | 0 | 0 | 0 | 0 | 0 | 0 | 0 | 1504.8228 | 593.4575 | 0 | 0 | 0 | 0 | 0
142 | SYTS 500kV GIS Replacement | Replacement - Major Station | Major Station | TRUE | Switchgear | Network | Materials | 40% | 0 | 0 | 0 | 0 | 171.7021 | 2232.7757 | 3778.6134 | 2404.6075 | 0 | 0 | 0 | 0 | 0 | 0 | 0 | 0 | 0 | 0 | 0 | 0 | 0 | 0 | 0 | 0 | 0 | 0 | 10.4476 | 107.3267 | 196.711 | 125.7741 | 0 | 0 | 0 | 0 | 0 | 0 | 0 | 182.1497 | 2340.1024 | 3975.3244 | 2530.3816 | 0 | 0 | 0 | 0 | 0% | 0% | 0% | 0% | 72% | 28% | 0% | 0% | 0% | 0% | 100% | [10 empty] | 0 | 0 | 0 | 0 | 6183.1431 | 2404.5557 | 0 | 0 | 0 | 0 | 0 | 0 | 0 | 0 | 0 | 0 | 0 | 0 | 0 | 0 | 0 | 0 | 0 | 0 | 314.4854 | 125.7741 | 0 | 0 | 0 | 0 | 0 | 0 | 0 | 0 | 6497.6285 | 2530.3297 | 0 | 0 | 0 | 0 | 0
143 | SYTS 500kV GIS Replacement | Replacement - Major Station | Major Station | TRUE | Switchgear | Network | Labour - Internal | 10% | 0 | 0 | 0 | 0 | 42.9255 | 558.1939 | 944.6533 | 601.1519 | 0 | 0 | 0 | 0 | 0 | 0 | 0 | 0.4238 | 8.44 | 19.0858 | 16.9278 | 0 | 0 | 0 | 0 | 0 | 0 | 0 | 2.6377 | 27.2374 | 50.1713 | 32.3289 | 0 | 0 | 0 | 0 | 0 | 0 | 0 | 45.987 | 593.8713 | 1013.9105 | 650.4086 | 0 | 0 | 0 | 0 | 0% | 0% | 0% | 0% | 72% | 28% | 0% | 0% | 0% | 0% | 100% | [10 empty] | 0 | 0 | 0 | 0 | 1545.7858 | 601.1389 | 0 | 0 | 0 | 0 | 0 | 0 | 0 | 0 | 27.9496 | 16.9278 | 0 | 0 | 0 | 0 | 0 | 0 | 0 | 0 | 80.0464 | 32.3289 | 0 | 0 | 0 | 0 | 0 | 0 | 0 | 0 | 1653.7818 | 650.3957 | 0 | 0 | 0 | 0 | 0
144 | SYTS 500kV GIS Replacement | Replacement - Major Station | Major Station | TRUE | Switchgear | Network | Labour - External | 50% | 0 | 0 | 0 | 0 | 214.6276 | 2790.9697 | 4723.2667 | 3005.7594 | 0 | 0 | 0 | 0 | 0 | 0 | 0 | -0.31297 | 6.9962 | 38.4407 | 55.9606 | 0 | 0 | 0 | 0 | 0 | 0 | 0 | 13.0405 | 134.4947 | 247.89 | 160.1446 | 0 | 0 | 0 | 0 | 0 | 0 | 0 | 227.3552 | 2932.4606 | 5009.5974 | 3221.8647 | 0 | 0 | 0 | 0 | 0% | 0% | 0% | 0% | 72% | 28% | 0% | 0% | 0% | 0% | 100% | [10 empty] | 0 | 0 | 0 | 0 | 7728.9289 | 3005.6946 | 0 | 0 | 0 | 0 | 0 | 0 | 0 | 0 | 45.1239 | 55.9606 | 0 | 0 | 0 | 0 | 0 | 0 | 0 | 0 | 395.4251 | 160.1446 | 0 | 0 | 0 | 0 | 0 | 0 | 0 | 0 | 8169.4779 | 3221.7998 | 0 | 0 | 0 | 0 | 0
145 | SYTS 500kV GIS Replacement | Replacement - Major Station | Major Station | TRUE | Transformers | Network | Materials | 40% | 0 | 0 | 0 | 0 | 183.7077 | 2388.8935 | 4042.8175 | 2572.7399 | 0 | 0 | 0 | 0 | 0 | 0 | 0 | 0 | 0 | 0 | 0 | 0 | 0 | 0 | 0 | 0 | 0 | 0 | 11.1781 | 114.8311 | 210.4652 | 134.5683 | 0 | 0 | 0 | 0 | 0 | 0 | 0 | 194.8858 | 2503.7246 | 4253.2828 | 2707.3082 | 0 | 0 | 0 | 0 | 0% | 0% | 0% | 0% | 72% | 28% | 0% | 0% | 0% | 0% | 100% | [10 empty] | 0 | 0 | 0 | 0 | 6615.4742 | 2572.6844 | 0 | 0 | 0 | 0 | 0 | 0 | 0 | 0 | 0 | 0 | 0 | 0 | 0 | 0 | 0 | 0 | 0 | 0 | 336.4745 | 134.5683 | 0 | 0 | 0 | 0 | 0 | 0 | 0 | 0 | 6951.9486 | 2707.2527 | 0 | 0 | 0 | 0 | 0
146 | SYTS 500kV GIS Replacement | Replacement - Major Station | Major Station | TRUE | Transformers | Network | Labour - Internal | 10% | 0 | 0 | 0 | 0 | 45.9269 | 597.2234 | 1010.7044 | 643.185 | 0 | 0 | 0 | 0 | 0 | 0 | 0 | 0.45343 | 9.0301 | 20.4203 | 18.1114 | 0 | 0 | 0 | 0 | 0 | 0 | 0 | 2.8221 | 29.1418 | 53.6794 | 34.5894 | 0 | 0 | 0 | 0 | 0 | 0 | 0 | 49.2025 | 635.3953 | 1084.8041 | 695.8858 | 0 | 0 | 0 | 0 | 0% | 0% | 0% | 0% | 72% | 28% | 0% | 0% | 0% | 0% | 100% | [10 empty] | 0 | 0 | 0 | 0 | 1653.8685 | 643.1711 | 0 | 0 | 0 | 0 | 0 | 0 | 0 | 0 | 29.9039 | 18.1114 | 0 | 0 | 0 | 0 | 0 | 0 | 0 | 0 | 85.6433 | 34.5894 | 0 | 0 | 0 | 0 | 0 | 0 | 0 | 0 | 1769.4157 | 695.8719 | 0 | 0 | 0 | 0 | 0
147 | SYTS 500kV GIS Replacement | Replacement - Major Station | Major Station | TRUE | Transformers | Network | Labour - External | 50% | 0 | 0 | 0 | 0 | 229.6346 | 2986.1168 | 5053.5219 | 3215.9249 | 0 | 0 | 0 | 0 | 0 | 0 | 0 | -0.33485 | 7.4854 | 41.1285 | 59.8734 | 0 | 0 | 0 | 0 | 0 | 0 | 0 | 13.9523 | 143.8987 | 265.2227 | 171.3421 | 0 | 0 | 0 | 0 | 0 | 0 | 0 | 243.252 | 3137.5009 | 5359.873 | 3447.1404 | 0 | 0 | 0 | 0 | 0% | 0% | 0% | 0% | 72% | 28% | 0% | 0% | 0% | 0% | 100% | [10 empty] | 0 | 0 | 0 | 0 | 8269.3427 | 3215.8555 | 0 | 0 | 0 | 0 | 0 | 0 | 0 | 0 | 48.279 | 59.8734 | 0 | 0 | 0 | 0 | 0 | 0 | 0 | 0 | 423.0736 | 171.3421 | 0 | 0 | 0 | 0 | 0 | 0 | 0 | 0 | 8740.6954 | 3447.071 | 0 | 0 | 0 | 0 | 0
148 | SYTS 500kV GIS Replacement | Replacement - Major Station | Major Station | TRUE | Towers and Conductor | Network | Materials | 40% | 0 | 0 | 0 | 0 | 12.0777 | 157.0558 | 265.7916 | 169.1426 | 0 | 0 | 0 | 0 | 0 | 0 | 0 | 0 | 0 | 0 | 0 | 0 | 0 | 0 | 0 | 0 | 0 | 0 | 0.7349 | 7.5495 | 13.8369 | 8.8471 | 0 | 0 | 0 | 0 | 0 | 0 | 0 | 12.8126 | 164.6052 | 279.6285 | 177.9897 | 0 | 0 | 0 | 0 | 0% | 0% | 0% | 0% | 72% | 28% | 0% | 0% | 0% | 0% | 100% | [10 empty] | 0 | 0 | 0 | 0 | 434.9287 | 169.139 | 0 | 0 | 0 | 0 | 0 | 0 | 0 | 0 | 0 | 0 | 0 | 0 | 0 | 0 | 0 | 0 | 0 | 0 | 22.1212 | 8.8471 | 0 | 0 | 0 | 0 | 0 | 0 | 0 | 0 | 457.05 | 177.986 | 0 | 0 | 0 | 0 | 0
149 | SYTS 500kV GIS Replacement | Replacement - Major Station | Major Station | TRUE | Towers and Conductor | Network | Labour - Internal | 10% | 0 | 0 | 0 | 0 | 3.0194 | 39.2639 | 66.4479 | 42.2857 | 0 | 0 | 0 | 0 | 0 | 0 | 0 | 0.02981 | 0.59368 | 1.3425 | 1.1907 | 0 | 0 | 0 | 0 | 0 | 0 | 0 | 0.18554 | 1.9159 | 3.5291 | 2.2741 | 0 | 0 | 0 | 0 | 0 | 0 | 0 | 3.2348 | 41.7735 | 71.3195 | 45.7504 | 0 | 0 | 0 | 0 | 0% | 0% | 0% | 0% | 72% | 28% | 0% | 0% | 0% | 0% | 100% | [10 empty] | 0 | 0 | 0 | 0 | 108.7322 | 42.2847 | 0 | 0 | 0 | 0 | 0 | 0 | 0 | 0 | 1.966 | 1.1907 | 0 | 0 | 0 | 0 | 0 | 0 | 0 | 0 | 5.6305 | 2.2741 | 0 | 0 | 0 | 0 | 0 | 0 | 0 | 0 | 116.3287 | 45.7495 | 0 | 0 | 0 | 0 | 0
150 | SYTS 500kV GIS Replacement | Replacement - Major Station | Major Station | TRUE | Towers and Conductor | Network | Labour - External | 50% | 0 | 0 | 0 | 0 | 15.0971 | 196.3197 | 332.2395 | 211.4283 | 0 | 0 | 0 | 0 | 0 | 0 | 0 | -0.022014 | 0.49212 | 2.704 | 3.9363 | 0 | 0 | 0 | 0 | 0 | 0 | 0 | 0.91728 | 9.4605 | 17.4368 | 11.2647 | 0 | 0 | 0 | 0 | 0 | 0 | 0 | 15.9924 | 206.2723 | 352.3803 | 226.6293 | 0 | 0 | 0 | 0 | 0% | 0% | 0% | 0% | 72% | 28% | 0% | 0% | 0% | 0% | 100% | [10 empty] | 0 | 0 | 0 | 0 | 543.6609 | 211.4237 | 0 | 0 | 0 | 0 | 0 | 0 | 0 | 0 | 3.1741 | 3.9363 | 0 | 0 | 0 | 0 | 0 | 0 | 0 | 0 | 27.8146 | 11.2647 | 0 | 0 | 0 | 0 | 0 | 0 | 0 | 0 | 574.6496 | 226.6248 | 0 | 0 | 0 | 0 | 0
151 | SYTS 500kV GIS Replacement | Replacement - Major Station | Major Station | TRUE | Establishment | Network | Materials | 40% | 0 | 0 | 0 | 0 | 88.0405 | 1144.8595 | 1937.4904 | 1232.9666 | 0 | 0 | 0 | 0 | 0 | 0 | 0 | 0 | 0 | 0 | 0 | 0 | 0 | 0 | 0 | 0 | 0 | 0 | 5.357 | 55.0319 | 100.8639 | 64.4909 | 0 | 0 | 0 | 0 | 0 | 0 | 0 | 93.3976 | 1199.8915 | 2038.3543 | 1297.4574 | 0 | 0 | 0 | 0 | 0% | 0% | 0% | 0% | 72% | 28% | 0% | 0% | 0% | 0% | 100% | [10 empty] | 0 | 0 | 0 | 0 | 3170.4171 | 1232.94 | 0 | 0 | 0 | 0 | 0 | 0 | 0 | 0 | 0 | 0 | 0 | 0 | 0 | 0 | 0 | 0 | 0 | 0 | 161.2529 | 64.4909 | 0 | 0 | 0 | 0 | 0 | 0 | 0 | 0 | 3331.67 | 1297.4308 | 0 | 0 | 0 | 0 | 0
152 | SYTS 500kV GIS Replacement | Replacement - Major Station | Major Station | TRUE | Establishment | Network | Labour - Internal | 10% | 0 | 0 | 0 | 0 | 22.0101 | 286.2149 | 484.3726 | 308.2416 | 0 | 0 | 0 | 0 | 0 | 0 | 0 | 0.2173 | 4.3276 | 9.7863 | 8.6798 | 0 | 0 | 0 | 0 | 0 | 0 | 0 | 1.3525 | 13.966 | 25.7254 | 16.5767 | 0 | 0 | 0 | 0 | 0 | 0 | 0 | 23.5799 | 304.5085 | 519.8843 | 333.4981 | 0 | 0 | 0 | 0 | 0% | 0% | 0% | 0% | 72% | 28% | 0% | 0% | 0% | 0% | 100% | [10 empty] | 0 | 0 | 0 | 0 | 792.6043 | 308.235 | 0 | 0 | 0 | 0 | 0 | 0 | 0 | 0 | 14.3312 | 8.6798 | 0 | 0 | 0 | 0 | 0 | 0 | 0 | 0 | 41.0439 | 16.5767 | 0 | 0 | 0 | 0 | 0 | 0 | 0 | 0 | 847.9794 | 333.4915 | 0 | 0 | 0 | 0 | 0
153 | SYTS 500kV GIS Replacement | Replacement - Major Station | Major Station | TRUE | Establishment | Network | Labour - External | 50% | 0 | 0 | 0 | 0 | 110.0507 | 1431.0744 | 2421.863 | 1541.2082 | 0 | 0 | 0 | 0 | 0 | 0 | 0 | -0.16047 | 3.5873 | 19.7105 | 28.6939 | 0 | 0 | 0 | 0 | 0 | 0 | 0 | 6.6865 | 68.9624 | 127.106 | 82.1144 | 0 | 0 | 0 | 0 | 0 | 0 | 0 | 116.5767 | 1503.6241 | 2568.6795 | 1652.0165 | 0 | 0 | 0 | 0 | 0% | 0% | 0% | 0% | 72% | 28% | 0% | 0% | 0% | 0% | 100% | [10 empty] | 0 | 0 | 0 | 0 | 3963.0213 | 1541.175 | 0 | 0 | 0 | 0 | 0 | 0 | 0 | 0 | 23.1374 | 28.6939 | 0 | 0 | 0 | 0 | 0 | 0 | 0 | 0 | 202.7549 | 82.1144 | 0 | 0 | 0 | 0 | 0 | 0 | 0 | 0 | 4188.9136 | 1651.9833 | 0 | 0 | 0 | 0 | 0
154 | BLTS 66kV and 22kV Circuit Breaker Replacement | Replacement - Major Station | Major Station | TRUE | Secondary | Network | Materials | 40% | 0 | 0 | 0.25499 | 0 | 6.9753 | 90.6786 | 153.4561 | 97.6539 | 0 | 0 | 0 | 0 | 0 | 0 | 0 | 0 | 0 | 0 | 0 | 0 | 0 | 0 | 0 | 0 | 0.012154 | 0 | 0.42443 | 4.3588 | 7.9888 | 5.1078 | 0 | 0 | 0 | 0 | 0 | 0.26715 | 0 | 7.3997 | 95.0374 | 161.4449 | 102.7617 | 0 | 0 | 0 | 0 | 0% | 0% | 0% | 0% | 72% | 28% | 0% | 0% | 0% | 0% | 100% | [10 empty] | 0 | 0 | 0 | 0 | 251.2936 | 97.7253 | 0 | 0 | 0 | 0 | 0 | 0 | 0 | 0 | 0 | 0 | 0 | 0 | 0 | 0 | 0 | 0 | 0 | 0 | 12.7842 | 5.1078 | 0 | 0 | 0 | 0 | 0 | 0 | 0 | 0 | 264.0778 | 102.8331 | 0 | 0 | 0 | 0 | 0
155 | BLTS 66kV and 22kV Circuit Breaker Replacement | Replacement - Major Station | Major Station | TRUE | Secondary | Network | Labour - Internal | 10% | 0 | 0 | 0.063748 | 0 | 1.7438 | 22.6697 | 38.364 | 24.4135 | 0 | 0 | 0 | 0 | 0 | 0.00036974 | 0 | 0.017217 | 0.34277 | 0.77511 | 0.68746 | 0 | 0 | 0 | 0 | 0 | 0.0030562 | 0 | 0.10715 | 1.1062 | 2.0375 | 1.3129 | 0 | 0 | 0 | 0 | 0 | 0.067174 | 0 | 1.8682 | 24.1186 | 41.1767 | 26.4138 | 0 | 0 | 0 | 0 | 0% | 0% | 0% | 0% | 72% | 28% | 0% | 0% | 0% | 0% | 100% | [10 empty] | 0 | 0 | 0 | 0 | 62.8234 | 24.4313 | 0 | 0 | 0 | 0 | 0 | 0 | 0 | 0 | 1.1355 | 0.68746 | 0 | 0 | 0 | 0 | 0 | 0 | 0 | 0 | 3.2539 | 1.3129 | 0 | 0 | 0 | 0 | 0 | 0 | 0 | 0 | 67.2128 | 26.4317 | 0 | 0 | 0 | 0 | 0
156 | BLTS 66kV and 22kV Circuit Breaker Replacement | Replacement - Major Station | Major Station | TRUE | Secondary | Network | Labour - External | 50% | 0 | 0 | 0.31874 | 0 | 8.7191 | 113.3483 | 191.8202 | 122.0674 | 0 | 0 | 0 | 0 | 0 | 0.0018487 | 0 | -0.012714 | 0.28413 | 1.5611 | 2.2726 | 0 | 0 | 0 | 0 | 0 | 0.015281 | 0 | 0.52976 | 5.4622 | 10.0672 | 6.5037 | 0 | 0 | 0 | 0 | 0 | 0.33587 | 0 | 9.2361 | 119.0946 | 203.4485 | 130.8437 | 0 | 0 | 0 | 0 | 0% | 0% | 0% | 0% | 72% | 28% | 0% | 0% | 0% | 0% | 100% | [10 empty] | 0 | 0 | 0 | 0 | 314.117 | 122.1566 | 0 | 0 | 0 | 0 | 0 | 0 | 0 | 0 | 1.8344 | 2.2726 | 0 | 0 | 0 | 0 | 0 | 0 | 0 | 0 | 16.0745 | 6.5037 | 0 | 0 | 0 | 0 | 0 | 0 | 0 | 0 | 332.0259 | 130.9329 | 0 | 0 | 0 | 0 | 0
157 | BLTS 66kV and 22kV Circuit Breaker Replacement | Replacement - Major Station | Major Station | TRUE | Switchgear | Network | Materials | 40% | 0 | 0 | 1.3843 | 0 | 37.8678 | 492.2819 | 833.0924 | 530.1497 | 0 | 0 | 0 | 0 | 0 | 0 | 0 | 0 | 0 | 0 | 0 | 0 | 0 | 0 | 0 | 0 | 0.065985 | 0 | 2.3042 | 23.6634 | 43.37 | 27.7297 | 0 | 0 | 0 | 0 | 0 | 1.4503 | 0 | 40.172 | 515.9452 | 876.4624 | 557.8794 | 0 | 0 | 0 | 0 | 0% | 0% | 0% | 0% | 72% | 28% | 0% | 0% | 0% | 0% | 100% | [10 empty] | 0 | 0 | 0 | 0 | 1364.2388 | 530.5373 | 0 | 0 | 0 | 0 | 0 | 0 | 0 | 0 | 0 | 0 | 0 | 0 | 0 | 0 | 0 | 0 | 0 | 0 | 69.4035 | 27.7297 | 0 | 0 | 0 | 0 | 0 | 0 | 0 | 0 | 1433.6423 | 558.267 | 0 | 0 | 0 | 0 | 0
158 | BLTS 66kV and 22kV Circuit Breaker Replacement | Replacement - Major Station | Major Station | TRUE | Switchgear | Network | Labour - Internal | 10% | 0 | 0 | 0.34608 | 0 | 9.467 | 123.0705 | 208.2731 | 132.5374 | 0 | 0 | 0 | 0 | 0 | 0.0020073 | 0 | 0.093466 | 1.8608 | 4.208 | 3.7321 | 0 | 0 | 0 | 0 | 0 | 0.016592 | 0 | 0.58173 | 6.0053 | 11.0616 | 7.1276 | 0 | 0 | 0 | 0 | 0 | 0.36468 | 0 | 10.1422 | 130.9366 | 223.5426 | 143.3972 | 0 | 0 | 0 | 0 | 0% | 0% | 0% | 0% | 72% | 28% | 0% | 0% | 0% | 0% | 100% | [10 empty] | 0 | 0 | 0 | 0 | 341.0597 | 132.6343 | 0 | 0 | 0 | 0 | 0 | 0 | 0 | 0 | 6.1643 | 3.7321 | 0 | 0 | 0 | 0 | 0 | 0 | 0 | 0 | 17.6652 | 7.1276 | 0 | 0 | 0 | 0 | 0 | 0 | 0 | 0 | 364.8891 | 143.4941 | 0 | 0 | 0 | 0 | 0
159 | BLTS 66kV and 22kV Circuit Breaker Replacement | Replacement - Major Station | Major Station | TRUE | Switchgear | Network | Labour - External | 50% | 0 | 0 | 1.7304 | 0 | 47.3348 | 615.3523 | 1041.3655 | 662.6871 | 0 | 0 | 0 | 0 | 0 | 0.010036 | 0 | -0.069023 | 1.5425 | 8.4752 | 12.3378 | 0 | 0 | 0 | 0 | 0 | 0.08296 | 0 | 2.876 | 29.6534 | 54.6537 | 35.3075 | 0 | 0 | 0 | 0 | 0 | 1.8234 | 0 | 50.1418 | 646.5482 | 1104.4944 | 710.3324 | 0 | 0 | 0 | 0 | 0% | 0% | 0% | 0% | 72% | 28% | 0% | 0% | 0% | 0% | 100% | [10 empty] | 0 | 0 | 0 | 0 | 1705.2985 | 663.1716 | 0 | 0 | 0 | 0 | 0 | 0 | 0 | 0 | 9.9588 | 12.3378 | 0 | 0 | 0 | 0 | 0 | 0 | 0 | 0 | 87.266 | 35.3075 | 0 | 0 | 0 | 0 | 0 | 0 | 0 | 0 | 1802.5233 | 710.8169 | 0 | 0 | 0 | 0 | 0
160 | BLTS 66kV and 22kV Circuit Breaker Replacement | Replacement - Major Station | Major Station | TRUE | Transformers | Network | Materials | 40% | 0 | 0 | 1.4811 | 0 | 40.5156 | 526.7027 | 891.343 | 567.2182 | 0 | 0 | 0 | 0 | 0 | 0 | 0 | 0 | 0 | 0 | 0 | 0 | 0 | 0 | 0 | 0 | 0.070599 | 0 | 2.4653 | 25.3179 | 46.4025 | 29.6686 | 0 | 0 | 0 | 0 | 0 | 1.5517 | 0 | 42.9809 | 552.0206 | 937.7454 | 596.8868 | 0 | 0 | 0 | 0 | 0% | 0% | 0% | 0% | 72% | 28% | 0% | 0% | 0% | 0% | 100% | [10 empty] | 0 | 0 | 0 | 0 | 1459.6276 | 567.633 | 0 | 0 | 0 | 0 | 0 | 0 | 0 | 0 | 0 | 0 | 0 | 0 | 0 | 0 | 0 | 0 | 0 | 0 | 74.2563 | 29.6686 | 0 | 0 | 0 | 0 | 0 | 0 | 0 | 0 | 1533.8839 | 597.3016 | 0 | 0 | 0 | 0 | 0
161 | BLTS 66kV and 22kV Circuit Breaker Replacement | Replacement - Major Station | Major Station | TRUE | Transformers | Network | Labour - Internal | 10% | 0 | 0 | 0.37028 | 0 | 10.1289 | 131.6757 | 222.8357 | 141.8046 | 0 | 0 | 0 | 0 | 0 | 0.0021476 | 0 | 0.1 | 1.991 | 4.5022 | 3.9931 | 0 | 0 | 0 | 0 | 0 | 0.017752 | 0 | 0.6224 | 6.4252 | 11.835 | 7.626 | 0 | 0 | 0 | 0 | 0 | 0.39018 | 0 | 10.8513 | 140.0918 | 239.1729 | 153.4236 | 0 | 0 | 0 | 0 | 0% | 0% | 0% | 0% | 72% | 28% | 0% | 0% | 0% | 0% | 100% | [10 empty] | 0 | 0 | 0 | 0 | 364.9069 | 141.9082 | 0 | 0 | 0 | 0 | 0 | 0 | 0 | 0 | 6.5953 | 3.9931 | 0 | 0 | 0 | 0 | 0 | 0 | 0 | 0 | 18.9003 | 7.626 | 0 | 0 | 0 | 0 | 0 | 0 | 0 | 0 | 390.4025 | 153.5273 | 0 | 0 | 0 | 0 | 0
162 | BLTS 66kV and 22kV Circuit Breaker Replacement | Replacement - Major Station | Major Station | TRUE | Transformers | Network | Labour - External | 50% | 0 | 0 | 1.8514 | 0 | 50.6445 | 658.3783 | 1114.1787 | 709.0228 | 0 | 0 | 0 | 0 | 0 | 0.010738 | 0 | -0.073849 | 1.6504 | 9.0678 | 13.2004 | 0 | 0 | 0 | 0 | 0 | 0.08876 | 0 | 3.0771 | 31.7267 | 58.4751 | 37.7762 | 0 | 0 | 0 | 0 | 0 | 1.9509 | 0 | 53.6477 | 691.7554 | 1181.7217 | 759.9995 | 0 | 0 | 0 | 0 | 0% | 0% | 0% | 0% | 72% | 28% | 0% | 0% | 0% | 0% | 100% | [10 empty] | 0 | 0 | 0 | 0 | 1824.5345 | 709.5412 | 0 | 0 | 0 | 0 | 0 | 0 | 0 | 0 | 10.6551 | 13.2004 | 0 | 0 | 0 | 0 | 0 | 0 | 0 | 0 | 93.3677 | 37.7762 | 0 | 0 | 0 | 0 | 0 | 0 | 0 | 0 | 1928.5573 | 760.5178 | 0 | 0 | 0 | 0 | 0
163 | BLTS 66kV and 22kV Circuit Breaker Replacement | Replacement - Major Station | Major Station | TRUE | Towers and Conductor | Network | Materials | 40% | 0 | 0 | 0.097374 | 0 | 2.6637 | 34.6276 | 58.6006 | 37.2913 | 0 | 0 | 0 | 0 | 0 | 0 | 0 | 0 | 0 | 0 | 0 | 0 | 0 | 0 | 0 | 0 | 0.0046415 | 0 | 0.16208 | 1.6645 | 3.0507 | 1.9505 | 0 | 0 | 0 | 0 | 0 | 0.10202 | 0 | 2.8257 | 36.2921 | 61.6513 | 39.2418 | 0 | 0 | 0 | 0 | 0% | 0% | 0% | 0% | 72% | 28% | 0% | 0% | 0% | 0% | 100% | [10 empty] | 0 | 0 | 0 | 0 | 95.962 | 37.3185 | 0 | 0 | 0 | 0 | 0 | 0 | 0 | 0 | 0 | 0 | 0 | 0 | 0 | 0 | 0 | 0 | 0 | 0 | 4.8819 | 1.9505 | 0 | 0 | 0 | 0 | 0 | 0 | 0 | 0 | 100.8439 | 39.2691 | 0 | 0 | 0 | 0 | 0
164 | BLTS 66kV and 22kV Circuit Breaker Replacement | Replacement - Major Station | Major Station | TRUE | Towers and Conductor | Network | Labour - Internal | 10% | 0 | 0 | 0.024344 | 0 | 0.66592 | 8.6569 | 14.6501 | 9.3228 | 0 | 0 | 0 | 0 | 0 | 0.00014119 | 0 | 0.0065745 | 0.13089 | 0.29599 | 0.26252 | 0 | 0 | 0 | 0 | 0 | 0.0011671 | 0 | 0.040919 | 0.42242 | 0.77808 | 0.50137 | 0 | 0 | 0 | 0 | 0 | 0.025652 | 0 | 0.71341 | 9.2102 | 15.7242 | 10.0867 | 0 | 0 | 0 | 0 | 0% | 0% | 0% | 0% | 72% | 28% | 0% | 0% | 0% | 0% | 100% | [10 empty] | 0 | 0 | 0 | 0 | 23.9905 | 9.3296 | 0 | 0 | 0 | 0 | 0 | 0 | 0 | 0 | 0.4336 | 0.26252 | 0 | 0 | 0 | 0 | 0 | 0 | 0 | 0 | 1.2426 | 0.50137 | 0 | 0 | 0 | 0 | 0 | 0 | 0 | 0 | 25.6667 | 10.0935 | 0 | 0 | 0 | 0 | 0
165 | BLTS 66kV and 22kV Circuit Breaker Replacement | Replacement - Major Station | Major Station | TRUE | Towers and Conductor | Network | Labour - External | 50% | 0 | 0 | 0.12172 | 0 | 3.3296 | 43.2845 | 73.2507 | 46.6141 | 0 | 0 | 0 | 0 | 0 | 0.00070596 | 0 | -0.0048551 | 0.1085 | 0.59616 | 0.86785 | 0 | 0 | 0 | 0 | 0 | 0.0058355 | 0 | 0.2023 | 2.0858 | 3.8444 | 2.4836 | 0 | 0 | 0 | 0 | 0 | 0.12826 | 0 | 3.527 | 45.4789 | 77.6913 | 49.9655 | 0 | 0 | 0 | 0 | 0% | 0% | 0% | 0% | 72% | 28% | 0% | 0% | 0% | 0% | 100% | [10 empty] | 0 | 0 | 0 | 0 | 119.9525 | 46.6482 | 0 | 0 | 0 | 0 | 0 | 0 | 0 | 0 | 0.70051 | 0.86785 | 0 | 0 | 0 | 0 | 0 | 0 | 0 | 0 | 6.1384 | 2.4836 | 0 | 0 | 0 | 0 | 0 | 0 | 0 | 0 | 126.7914 | 49.9996 | 0 | 0 | 0 | 0 | 0
166 | BLTS 66kV and 22kV Circuit Breaker Replacement | Replacement - Major Station | Major Station | TRUE | Establishment | Network | Materials | 40% | 0 | 0 | 0.70981 | 0 | 19.4168 | 252.4184 | 427.1695 | 271.8351 | 0 | 0 | 0 | 0 | 0 | 0 | 0 | 0 | 0 | 0 | 0 | 0 | 0 | 0 | 0 | 0 | 0.033834 | 0 | 1.1815 | 12.1334 | 22.238 | 14.2185 | 0 | 0 | 0 | 0 | 0 | 0.74364 | 0 | 20.5983 | 264.5518 | 449.4076 | 286.0536 | 0 | 0 | 0 | 0 | 0% | 0% | 0% | 0% | 72% | 28% | 0% | 0% | 0% | 0% | 100% | [10 empty] | 0 | 0 | 0 | 0 | 699.5157 | 272.0339 | 0 | 0 | 0 | 0 | 0 | 0 | 0 | 0 | 0 | 0 | 0 | 0 | 0 | 0 | 0 | 0 | 0 | 0 | 35.5868 | 14.2185 | 0 | 0 | 0 | 0 | 0 | 0 | 0 | 0 | 735.1025 | 286.2524 | 0 | 0 | 0 | 0 | 0
167 | BLTS 66kV and 22kV Circuit Breaker Replacement | Replacement - Major Station | Major Station | TRUE | Establishment | Network | Labour - Internal | 10% | 0 | 0 | 0.17745 | 0 | 4.8542 | 63.1046 | 106.7924 | 67.9588 | 0 | 0 | 0 | 0 | 0 | 0.0010292 | 0 | 0.047925 | 0.95415 | 2.1576 | 1.9136 | 0 | 0 | 0 | 0 | 0 | 0.0085075 | 0 | 0.29828 | 3.0792 | 5.6718 | 3.6547 | 0 | 0 | 0 | 0 | 0 | 0.18699 | 0 | 5.2004 | 67.138 | 114.6219 | 73.5271 | 0 | 0 | 0 | 0 | 0% | 0% | 0% | 0% | 72% | 28% | 0% | 0% | 0% | 0% | 100% | [10 empty] | 0 | 0 | 0 | 0 | 174.8789 | 68.0085 | 0 | 0 | 0 | 0 | 0 | 0 | 0 | 0 | 3.1607 | 1.9136 | 0 | 0 | 0 | 0 | 0 | 0 | 0 | 0 | 9.0578 | 3.6547 | 0 | 0 | 0 | 0 | 0 | 0 | 0 | 0 | 187.0975 | 73.5768 | 0 | 0 | 0 | 0 | 0
168 | BLTS 66kV and 22kV Circuit Breaker Replacement | Replacement - Major Station | Major Station | TRUE | Establishment | Network | Labour - External | 50% | 0 | 0 | 0.88726 | 0 | 24.271 | 315.5229 | 533.9619 | 339.7939 | 0 | 0 | 0 | 0 | 0 | 0.0051461 | 0 | -0.035392 | 0.79093 | 4.3457 | 6.3262 | 0 | 0 | 0 | 0 | 0 | 0.042538 | 0 | 1.4747 | 15.2048 | 28.0238 | 18.104 | 0 | 0 | 0 | 0 | 0 | 0.93495 | 0 | 25.7103 | 331.5187 | 566.3314 | 364.2241 | 0 | 0 | 0 | 0 | 0% | 0% | 0% | 0% | 72% | 28% | 0% | 0% | 0% | 0% | 100% | [10 empty] | 0 | 0 | 0 | 0 | 874.3947 | 340.0424 | 0 | 0 | 0 | 0 | 0 | 0 | 0 | 0 | 5.1064 | 6.3262 | 0 | 0 | 0 | 0 | 0 | 0 | 0 | 0 | 44.7458 | 18.104 | 0 | 0 | 0 | 0 | 0 | 0 | 0 | 0 | 924.2468 | 364.4726 | 0 | 0 | 0 | 0 | 0
169 | SMTS 500kV GIS Replacement | Replacement - Major Station | Major Station | TRUE | Secondary | Network | Materials | 40% | 0 | 0 | 0 | 0 | 0 | 0 | 8.5041 | 110.6728 | 187.3053 | 119.2008 | 0 | 0 | 0 | 0 | 0 | 0 | 0 | 0 | 0 | 0 | 0 | 0 | 0 | 0 | 0 | 0 | 0 | 0 | 0.44272 | 5.7888 | 12.8666 | 10.8261 | 0 | 0 | 0 | 0 | 0 | 0 | 0 | 8.9468 | 116.4616 | 200.172 | 130.0269 | 0 | 0 | 0% | 0% | 0% | 0% | 0% | 0% | 72% | 28% | 0% | 0% | 100% | [10 empty] | 0 | 0 | 0 | 0 | 0 | 0 | 306.4918 | 119.1913 | 0 | 0 | 0 | 0 | 0 | 0 | 0 | 0 | 0 | 0 | 0 | 0 | 0 | 0 | 0 | 0 | 0 | 0 | 19.0982 | 10.8261 | 0 | 0 | 0 | 0 | 0 | 0 | 0 | 0 | 325.59 | 130.0173 | 0 | 0 | 0
170 | SMTS 500kV GIS Replacement | Replacement - Major Station | Major Station | TRUE | Secondary | Network | Labour - Internal | 10% | 0 | 0 | 0 | 0 | 0 | 0 | 2.126 | 27.6682 | 46.8263 | 29.8002 | 0 | 0 | 0 | 0 | 0 | 0 | 0 | 0.042954 | 0.77911 | 1.8486 | 1.5174 | 0 | 0 | 0 | 0 | 0 | 0 | 0 | 0.11292 | 1.4879 | 3.3436 | 2.8443 | 0 | 0 | 0 | 0 | 0 | 0 | 0 | 2.2819 | 29.9353 | 52.0186 | 34.162 | 0 | 0 | 0% | 0% | 0% | 0% | 0% | 0% | 72% | 28% | 0% | 0% | 100% | [10 empty] | 0 | 0 | 0 | 0 | 0 | 0 | 76.623 | 29.7978 | 0 | 0 | 0 | 0 | 0 | 0 | 0 | 0 | 2.6706 | 1.5174 | 0 | 0 | 0 | 0 | 0 | 0 | 0 | 0 | 4.9445 | 2.8443 | 0 | 0 | 0 | 0 | 0 | 0 | 0 | 0 | 84.2381 | 34.1596 | 0 | 0 | 0
171 | SMTS 500kV GIS Replacement | Replacement - Major Station | Major Station | TRUE | Secondary | Network | Labour - External | 50% | 0 | 0 | 0 | 0 | 0 | 0 | 10.6301 | 138.341 | 234.1317 | 149.001 | 0 | 0 | 0 | 0 | 0 | 0 | 0 | 0.086514 | 2.5756 | 7.3292 | 6.578 | 0 | 0 | 0 | 0 | 0 | 0 | 0 | 0.5579 | 7.3707 | 16.5868 | 14.13 | 0 | 0 | 0 | 0 | 0 | 0 | 0 | 11.2745 | 148.2873 | 258.0476 | 169.709 | 0 | 0 | 0% | 0% | 0% | 0% | 0% | 0% | 72% | 28% | 0% | 0% | 100% | [10 empty] | 0 | 0 | 0 | 0 | 0 | 0 | 383.1148 | 148.9891 | 0 | 0 | 0 | 0 | 0 | 0 | 0 | 0 | 9.9913 | 6.578 | 0 | 0 | 0 | 0 | 0 | 0 | 0 | 0 | 24.5154 | 14.13 | 0 | 0 | 0 | 0 | 0 | 0 | 0 | 0 | 417.6214 | 169.6971 | 0 | 0 | 0
172 | SMTS 500kV GIS Replacement | Replacement - Major Station | Major Station | TRUE | Switchgear | Network | Materials | 40% | 0 | 0 | 0 | 0 | 0 | 0 | 46.1676 | 600.8277 | 1016.8551 | 647.125 | 0 | 0 | 0 | 0 | 0 | 0 | 0 | 0 | 0 | 0 | 0 | 0 | 0 | 0 | 0 | 0 | 0 | 0 | 2.4034 | 31.4266 | 69.8513 | 58.7732 | 0 | 0 | 0 | 0 | 0 | 0 | 0 | 48.5711 | 632.2542 | 1086.7064 | 705.8982 | 0 | 0 | 0% | 0% | 0% | 0% | 0% | 0% | 72% | 28% | 0% | 0% | 100% | [10 empty] | 0 | 0 | 0 | 0 | 0 | 0 | 1663.9023 | 647.0731 | 0 | 0 | 0 | 0 | 0 | 0 | 0 | 0 | 0 | 0 | 0 | 0 | 0 | 0 | 0 | 0 | 0 | 0 | 103.6813 | 58.7732 | 0 | 0 | 0 | 0 | 0 | 0 | 0 | 0 | 1767.5836 | 705.8463 | 0 | 0 | 0
173 | SMTS 500kV GIS Replacement | Replacement - Major Station | Major Station | TRUE | Switchgear | Network | Labour - Internal | 10% | 0 | 0 | 0 | 0 | 0 | 0 | 11.5419 | 150.2069 | 254.2138 | 161.7812 | 0 | 0 | 0 | 0 | 0 | 0 | 0 | 0.23319 | 4.2297 | 10.0357 | 8.238 | 0 | 0 | 0 | 0 | 0 | 0 | 0 | 0.613 | 8.0779 | 18.1522 | 15.4415 | 0 | 0 | 0 | 0 | 0 | 0 | 0 | 12.3881 | 162.5145 | 282.4017 | 185.4607 | 0 | 0 | 0% | 0% | 0% | 0% | 0% | 0% | 72% | 28% | 0% | 0% | 100% | [10 empty] | 0 | 0 | 0 | 0 | 0 | 0 | 415.9756 | 161.7683 | 0 | 0 | 0 | 0 | 0 | 0 | 0 | 0 | 14.4986 | 8.238 | 0 | 0 | 0 | 0 | 0 | 0 | 0 | 0 | 26.8431 | 15.4415 | 0 | 0 | 0 | 0 | 0 | 0 | 0 | 0 | 457.3172 | 185.4477 | 0 | 0 | 0
174 | SMTS 500kV GIS Replacement | Replacement - Major Station | Major Station | TRUE | Switchgear | Network | Labour - External | 50% | 0 | 0 | 0 | 0 | 0 | 0 | 57.7095 | 751.0346 | 1271.0689 | 808.9062 | 0 | 0 | 0 | 0 | 0 | 0 | 0 | 0.46967 | 13.9826 | 39.789 | 35.711 | 0 | 0 | 0 | 0 | 0 | 0 | 0 | 3.0288 | 40.0146 | 90.0473 | 76.7098 | 0 | 0 | 0 | 0 | 0 | 0 | 0 | 61.208 | 805.0318 | 1400.9052 | 921.3271 | 0 | 0 | 0% | 0% | 0% | 0% | 0% | 0% | 72% | 28% | 0% | 0% | 100% | [10 empty] | 0 | 0 | 0 | 0 | 0 | 0 | 2079.8779 | 808.8414 | 0 | 0 | 0 | 0 | 0 | 0 | 0 | 0 | 54.2412 | 35.711 | 0 | 0 | 0 | 0 | 0 | 0 | 0 | 0 | 133.0906 | 76.7098 | 0 | 0 | 0 | 0 | 0 | 0 | 0 | 0 | 2267.2098 | 921.2622 | 0 | 0 | 0
175 | SMTS 500kV GIS Replacement | Replacement - Major Station | Major Station | TRUE | Transformers | Network | Materials | 40% | 0 | 0 | 0 | 0 | 0 | 0 | 49.3957 | 642.8381 | 1087.9546 | 692.3726 | 0 | 0 | 0 | 0 | 0 | 0 | 0 | 0 | 0 | 0 | 0 | 0 | 0 | 0 | 0 | 0 | 0 | 0 | 2.5715 | 33.6239 | 74.7353 | 62.8827 | 0 | 0 | 0 | 0 | 0 | 0 | 0 | 51.9672 | 676.462 | 1162.6899 | 755.2552 | 0 | 0 | 0% | 0% | 0% | 0% | 0% | 0% | 72% | 28% | 0% | 0% | 100% | [10 empty] | 0 | 0 | 0 | 0 | 0 | 0 | 1780.2439 | 692.3171 | 0 | 0 | 0 | 0 | 0 | 0 | 0 | 0 | 0 | 0 | 0 | 0 | 0 | 0 | 0 | 0 | 0 | 0 | 110.9308 | 62.8827 | 0 | 0 | 0 | 0 | 0 | 0 | 0 | 0 | 1891.1746 | 755.1997 | 0 | 0 | 0
176 | SMTS 500kV GIS Replacement | Replacement - Major Station | Major Station | TRUE | Transformers | Network | Labour - Internal | 10% | 0 | 0 | 0 | 0 | 0 | 0 | 12.3489 | 160.7095 | 271.9886 | 173.0931 | 0 | 0 | 0 | 0 | 0 | 0 | 0 | 0.2495 | 4.5254 | 10.7374 | 8.814 | 0 | 0 | 0 | 0 | 0 | 0 | 0 | 0.65586 | 8.6427 | 19.4214 | 16.5212 | 0 | 0 | 0 | 0 | 0 | 0 | 0 | 13.2543 | 173.8776 | 302.1475 | 198.4283 | 0 | 0 | 0% | 0% | 0% | 0% | 0% | 0% | 72% | 28% | 0% | 0% | 100% | [10 empty] | 0 | 0 | 0 | 0 | 0 | 0 | 445.061 | 173.0793 | 0 | 0 | 0 | 0 | 0 | 0 | 0 | 0 | 15.5123 | 8.814 | 0 | 0 | 0 | 0 | 0 | 0 | 0 | 0 | 28.72 | 16.5212 | 0 | 0 | 0 | 0 | 0 | 0 | 0 | 0 | 489.2932 | 198.4144 | 0 | 0 | 0
177 | SMTS 500kV GIS Replacement | Replacement - Major Station | Major Station | TRUE | Transformers | Network | Labour - External | 50% | 0 | 0 | 0 | 0 | 0 | 0 | 61.7446 | 803.5476 | 1359.9432 | 865.4657 | 0 | 0 | 0 | 0 | 0 | 0 | 0 | 0.50251 | 14.9603 | 42.571 | 38.208 | 0 | 0 | 0 | 0 | 0 | 0 | 0 | 3.2405 | 42.8124 | 96.3435 | 82.0735 | 0 | 0 | 0 | 0 | 0 | 0 | 0 | 65.4877 | 861.3203 | 1498.8578 | 985.7471 | 0 | 0 | 0% | 0% | 0% | 0% | 0% | 0% | 72% | 28% | 0% | 0% | 100% | [10 empty] | 0 | 0 | 0 | 0 | 0 | 0 | 2225.3048 | 865.3963 | 0 | 0 | 0 | 0 | 0 | 0 | 0 | 0 | 58.0338 | 38.208 | 0 | 0 | 0 | 0 | 0 | 0 | 0 | 0 | 142.3965 | 82.0735 | 0 | 0 | 0 | 0 | 0 | 0 | 0 | 0 | 2425.7351 | 985.6777 | 0 | 0 | 0
178 | SMTS 500kV GIS Replacement | Replacement - Major Station | Major Station | TRUE | Towers and Conductor | Network | Materials | 40% | 0 | 0 | 0 | 0 | 0 | 0 | 3.2475 | 42.2628 | 71.5267 | 45.5194 | 0 | 0 | 0 | 0 | 0 | 0 | 0 | 0 | 0 | 0 | 0 | 0 | 0 | 0 | 0 | 0 | 0 | 0 | 0.16906 | 2.2106 | 4.9134 | 4.1342 | 0 | 0 | 0 | 0 | 0 | 0 | 0 | 3.4165 | 44.4734 | 76.4401 | 49.6536 | 0 | 0 | 0% | 0% | 0% | 0% | 0% | 0% | 72% | 28% | 0% | 0% | 100% | [10 empty] | 0 | 0 | 0 | 0 | 0 | 0 | 117.0406 | 45.5158 | 0 | 0 | 0 | 0 | 0 | 0 | 0 | 0 | 0 | 0 | 0 | 0 | 0 | 0 | 0 | 0 | 0 | 0 | 7.293 | 4.1342 | 0 | 0 | 0 | 0 | 0 | 0 | 0 | 0 | 124.3337 | 49.65 | 0 | 0 | 0
179 | SMTS 500kV GIS Replacement | Replacement - Major Station | Major Station | TRUE | Towers and Conductor | Network | Labour - Internal | 10% | 0 | 0 | 0 | 0 | 0 | 0 | 0.81187 | 10.5657 | 17.8817 | 11.3799 | 0 | 0 | 0 | 0 | 0 | 0 | 0 | 0.016403 | 0.29752 | 0.70592 | 0.57947 | 0 | 0 | 0 | 0 | 0 | 0 | 0 | 0.043119 | 0.56821 | 1.2768 | 1.0862 | 0 | 0 | 0 | 0 | 0 | 0 | 0 | 0.87139 | 11.4314 | 19.8644 | 13.0455 | 0 | 0 | 0% | 0% | 0% | 0% | 0% | 0% | 72% | 28% | 0% | 0% | 100% | [10 empty] | 0 | 0 | 0 | 0 | 0 | 0 | 29.2602 | 11.3789 | 0 | 0 | 0 | 0 | 0 | 0 | 0 | 0 | 1.0198 | 0.57947 | 0 | 0 | 0 | 0 | 0 | 0 | 0 | 0 | 1.8882 | 1.0862 | 0 | 0 | 0 | 0 | 0 | 0 | 0 | 0 | 32.1682 | 13.0446 | 0 | 0 | 0
180 | SMTS 500kV GIS Replacement | Replacement - Major Station | Major Station | TRUE | Towers and Conductor | Network | Labour - External | 50% | 0 | 0 | 0 | 0 | 0 | 0 | 4.0593 | 52.8286 | 89.4083 | 56.8993 | 0 | 0 | 0 | 0 | 0 | 0 | 0 | 0.033037 | 0.98355 | 2.7988 | 2.5119 | 0 | 0 | 0 | 0 | 0 | 0 | 0 | 0.21305 | 2.8147 | 6.334 | 5.3958 | 0 | 0 | 0 | 0 | 0 | 0 | 0 | 4.3054 | 56.6268 | 98.5411 | 64.8071 | 0 | 0 | 0% | 0% | 0% | 0% | 0% | 0% | 72% | 28% | 0% | 0% | 100% | [10 empty] | 0 | 0 | 0 | 0 | 0 | 0 | 146.3008 | 56.8947 | 0 | 0 | 0 | 0 | 0 | 0 | 0 | 0 | 3.8154 | 2.5119 | 0 | 0 | 0 | 0 | 0 | 0 | 0 | 0 | 9.3617 | 5.3958 | 0 | 0 | 0 | 0 | 0 | 0 | 0 | 0 | 159.4779 | 64.8025 | 0 | 0 | 0
181 | SMTS 500kV GIS Replacement | Replacement - Major Station | Major Station | TRUE | Establishment | Network | Materials | 40% | 0 | 0 | 0 | 0 | 0 | 0 | 23.6725 | 308.0754 | 521.3942 | 331.8144 | 0 | 0 | 0 | 0 | 0 | 0 | 0 | 0 | 0 | 0 | 0 | 0 | 0 | 0 | 0 | 0 | 0 | 0 | 1.2324 | 16.114 | 35.8164 | 30.1361 | 0 | 0 | 0 | 0 | 0 | 0 | 0 | 24.9049 | 324.1894 | 557.2105 | 361.9505 | 0 | 0 | 0% | 0% | 0% | 0% | 0% | 0% | 72% | 28% | 0% | 0% | 100% | [10 empty] | 0 | 0 | 0 | 0 | 0 | 0 | 853.1687 | 331.7878 | 0 | 0 | 0 | 0 | 0 | 0 | 0 | 0 | 0 | 0 | 0 | 0 | 0 | 0 | 0 | 0 | 0 | 0 | 53.1627 | 30.1361 | 0 | 0 | 0 | 0 | 0 | 0 | 0 | 0 | 906.3315 | 361.9239 | 0 | 0 | 0
182 | SMTS 500kV GIS Replacement | Replacement - Major Station | Major Station | TRUE | Establishment | Network | Labour - Internal | 10% | 0 | 0 | 0 | 0 | 0 | 0 | 5.9181 | 77.0189 | 130.3485 | 82.9536 | 0 | 0 | 0 | 0 | 0 | 0 | 0 | 0.11957 | 2.1688 | 5.1458 | 4.224 | 0 | 0 | 0 | 0 | 0 | 0 | 0 | 0.31432 | 4.1419 | 9.3076 | 7.9176 | 0 | 0 | 0 | 0 | 0 | 0 | 0 | 6.352 | 83.3296 | 144.8019 | 95.0953 | 0 | 0 | 0% | 0% | 0% | 0% | 0% | 0% | 72% | 28% | 0% | 0% | 100% | [10 empty] | 0 | 0 | 0 | 0 | 0 | 0 | 213.2922 | 82.947 | 0 | 0 | 0 | 0 | 0 | 0 | 0 | 0 | 7.4342 | 4.224 | 0 | 0 | 0 | 0 | 0 | 0 | 0 | 0 | 13.7638 | 7.9176 | 0 | 0 | 0 | 0 | 0 | 0 | 0 | 0 | 234.4902 | 95.0886 | 0 | 0 | 0
183 | SMTS 500kV GIS Replacement | Replacement - Major Station | Major Station | TRUE | Establishment | Network | Labour - External | 50% | 0 | 0 | 0 | 0 | 0 | 0 | 29.5907 | 385.0943 | 651.7427 | 414.768 | 0 | 0 | 0 | 0 | 0 | 0 | 0 | 0.24083 | 7.1696 | 20.4019 | 18.3109 | 0 | 0 | 0 | 0 | 0 | 0 | 0 | 1.553 | 20.5175 | 46.1719 | 39.3331 | 0 | 0 | 0 | 0 | 0 | 0 | 0 | 31.3845 | 412.7814 | 718.3165 | 472.412 | 0 | 0 | 0% | 0% | 0% | 0% | 0% | 0% | 72% | 28% | 0% | 0% | 100% | [10 empty] | 0 | 0 | 0 | 0 | 0 | 0 | 1066.4609 | 414.7348 | 0 | 0 | 0 | 0 | 0 | 0 | 0 | 0 | 27.8123 | 18.3109 | 0 | 0 | 0 | 0 | 0 | 0 | 0 | 0 | 68.2425 | 39.3331 | 0 | 0 | 0 | 0 | 0 | 0 | 0 | 0 | 1162.5156 | 472.3788 | 0 | 0 | 0
184 | KGTS transformer and Switchgear Replacement | Replacement - Major Station | Major Station | TRUE | Secondary | Network | Materials | 40% | 0 | 0 | 0 | 0 | 0 | 0 | 0 | 0 | 0 | 0 | 0 | 0 | 0 | 0 | 0 | 0 | 0 | 0 | 0 | 0 | 0 | 0 | 0 | 0 | 0 | 0 | 0 | 0 | 0 | 0 | 0 | 0 | 0 | 0 | 0 | 0 | 0 | 0 | 0 | 0 | 0 | 0 | 0 | 0 | 0 | 0% | 0% | 0% | 0% | 0% | 0% | 0% | 0% | 0% | 0% | 0% | [10 empty] | 0 | 0 | 0 | 0 | 0 | 0 | 0 | 0 | 0 | 0 | 0 | 0 | 0 | 0 | 0 | 0 | 0 | 0 | 0 | 0 | 0 | 0 | 0 | 0 | 0 | 0 | 0 | 0 | 0 | 0 | 0 | 0 | 0 | 0 | 0 | 0 | 0 | 0 | 0 | 0 | 0
185 | KGTS transformer and Switchgear Replacement | Replacement - Major Station | Major Station | TRUE | Secondary | Network | Labour - Internal | 10% | 0 | 0 | 0 | 0 | 0 | 0 | 0 | 0 | 0 | 0 | 0 | 0 | 0 | 0 | 0 | 0 | 0 | 0 | 0 | 0 | 0 | 0 | 0 | 0 | 0 | 0 | 0 | 0 | 0 | 0 | 0 | 0 | 0 | 0 | 0 | 0 | 0 | 0 | 0 | 0 | 0 | 0 | 0 | 0 | 0 | 0% | 0% | 0% | 0% | 0% | 0% | 0% | 0% | 0% | 0% | 0% | [10 empty] | 0 | 0 | 0 | 0 | 0 | 0 | 0 | 0 | 0 | 0 | 0 | 0 | 0 | 0 | 0 | 0 | 0 | 0 | 0 | 0 | 0 | 0 | 0 | 0 | 0 | 0 | 0 | 0 | 0 | 0 | 0 | 0 | 0 | 0 | 0 | 0 | 0 | 0 | 0 | 0 | 0
186 | KGTS transformer and Switchgear Replacement | Replacement - Major Station | Major Station | TRUE | Secondary | Network | Labour - External | 50% | 0 | 0 | 0 | 0 | 0 | 0 | 0 | 0 | 0 | 0 | 0 | 0 | 0 | 0 | 0 | 0 | 0 | 0 | 0 | 0 | 0 | 0 | 0 | 0 | 0 | 0 | 0 | 0 | 0 | 0 | 0 | 0 | 0 | 0 | 0 | 0 | 0 | 0 | 0 | 0 | 0 | 0 | 0 | 0 | 0 | 0% | 0% | 0% | 0% | 0% | 0% | 0% | 0% | 0% | 0% | 0% | [10 empty] | 0 | 0 | 0 | 0 | 0 | 0 | 0 | 0 | 0 | 0 | 0 | 0 | 0 | 0 | 0 | 0 | 0 | 0 | 0 | 0 | 0 | 0 | 0 | 0 | 0 | 0 | 0 | 0 | 0 | 0 | 0 | 0 | 0 | 0 | 0 | 0 | 0 | 0 | 0 | 0 | 0
187 | KGTS transformer and Switchgear Replacement | Replacement - Major Station | Major Station | TRUE | Switchgear | Network | Materials | 40% | 0 | 0 | 0 | 0 | 0 | 0 | 0 | 0 | 0 | 0 | 0 | 0 | 0 | 0 | 0 | 0 | 0 | 0 | 0 | 0 | 0 | 0 | 0 | 0 | 0 | 0 | 0 | 0 | 0 | 0 | 0 | 0 | 0 | 0 | 0 | 0 | 0 | 0 | 0 | 0 | 0 | 0 | 0 | 0 | 0 | 0% | 0% | 0% | 0% | 0% | 0% | 0% | 0% | 0% | 0% | 0% | [10 empty] | 0 | 0 | 0 | 0 | 0 | 0 | 0 | 0 | 0 | 0 | 0 | 0 | 0 | 0 | 0 | 0 | 0 | 0 | 0 | 0 | 0 | 0 | 0 | 0 | 0 | 0 | 0 | 0 | 0 | 0 | 0 | 0 | 0 | 0 | 0 | 0 | 0 | 0 | 0 | 0 | 0
188 | KGTS transformer and Switchgear Replacement | Replacement - Major Station | Major Station | TRUE | Switchgear | Network | Labour - Internal | 10% | 0 | 0 | 0 | 0 | 0 | 0 | 0 | 0 | 0 | 0 | 0 | 0 | 0 | 0 | 0 | 0 | 0 | 0 | 0 | 0 | 0 | 0 | 0 | 0 | 0 | 0 | 0 | 0 | 0 | 0 | 0 | 0 | 0 | 0 | 0 | 0 | 0 | 0 | 0 | 0 | 0 | 0 | 0 | 0 | 0 | 0% | 0% | 0% | 0% | 0% | 0% | 0% | 0% | 0% | 0% | 0% | [10 empty] | 0 | 0 | 0 | 0 | 0 | 0 | 0 | 0 | 0 | 0 | 0 | 0 | 0 | 0 | 0 | 0 | 0 | 0 | 0 | 0 | 0 | 0 | 0 | 0 | 0 | 0 | 0 | 0 | 0 | 0 | 0 | 0 | 0 | 0 | 0 | 0 | 0 | 0 | 0 | 0 | 0
189 | KGTS transformer and Switchgear Replacement | Replacement - Major Station | Major Station | TRUE | Switchgear | Network | Labour - External | 50% | 0 | 0 | 0 | 0 | 0 | 0 | 0 | 0 | 0 | 0 | 0 | 0 | 0 | 0 | 0 | 0 | 0 | 0 | 0 | 0 | 0 | 0 | 0 | 0 | 0 | 0 | 0 | 0 | 0 | 0 | 0 | 0 | 0 | 0 | 0 | 0 | 0 | 0 | 0 | 0 | 0 | 0 | 0 | 0 | 0 | 0% | 0% | 0% | 0% | 0% | 0% | 0% | 0% | 0% | 0% | 0% | [10 empty] | 0 | 0 | 0 | 0 | 0 | 0 | 0 | 0 | 0 | 0 | 0 | 0 | 0 | 0 | 0 | 0 | 0 | 0 | 0 | 0 | 0 | 0 | 0 | 0 | 0 | 0 | 0 | 0 | 0 | 0 | 0 | 0 | 0 | 0 | 0 | 0 | 0 | 0 | 0 | 0 | 0
190 | KGTS transformer and Switchgear Replacement | Replacement - Major Station | Major Station | TRUE | Transformers | Network | Materials | 40% | 0 | 0 | 0 | 0 | 0 | 0 | 0 | 0 | 0 | 0 | 0 | 0 | 0 | 0 | 0 | 0 | 0 | 0 | 0 | 0 | 0 | 0 | 0 | 0 | 0 | 0 | 0 | 0 | 0 | 0 | 0 | 0 | 0 | 0 | 0 | 0 | 0 | 0 | 0 | 0 | 0 | 0 | 0 | 0 | 0 | 0% | 0% | 0% | 0% | 0% | 0% | 0% | 0% | 0% | 0% | 0% | [10 empty] | 0 | 0 | 0 | 0 | 0 | 0 | 0 | 0 | 0 | 0 | 0 | 0 | 0 | 0 | 0 | 0 | 0 | 0 | 0 | 0 | 0 | 0 | 0 | 0 | 0 | 0 | 0 | 0 | 0 | 0 | 0 | 0 | 0 | 0 | 0 | 0 | 0 | 0 | 0 | 0 | 0
191 | KGTS transformer and Switchgear Replacement | Replacement - Major Station | Major Station | TRUE | Transformers | Network | Labour - Internal | 10% | 0 | 0 | 0 | 0 | 0 | 0 | 0 | 0 | 0 | 0 | 0 | 0 | 0 | 0 | 0 | 0 | 0 | 0 | 0 | 0 | 0 | 0 | 0 | 0 | 0 | 0 | 0 | 0 | 0 | 0 | 0 | 0 | 0 | 0 | 0 | 0 | 0 | 0 | 0 | 0 | 0 | 0 | 0 | 0 | 0 | 0% | 0% | 0% | 0% | 0% | 0% | 0% | 0% | 0% | 0% | 0% | [10 empty] | 0 | 0 | 0 | 0 | 0 | 0 | 0 | 0 | 0 | 0 | 0 | 0 | 0 | 0 | 0 | 0 | 0 | 0 | 0 | 0 | 0 | 0 | 0 | 0 | 0 | 0 | 0 | 0 | 0 | 0 | 0 | 0 | 0 | 0 | 0 | 0 | 0 | 0 | 0 | 0 | 0
192 | KGTS transformer and Switchgear Replacement | Replacement - Major Station | Major Station | TRUE | Transformers | Network | Labour - External | 50% | 0 | 0 | 0 | 0 | 0 | 0 | 0 | 0 | 0 | 0 | 0 | 0 | 0 | 0 | 0 | 0 | 0 | 0 | 0 | 0 | 0 | 0 | 0 | 0 | 0 | 0 | 0 | 0 | 0 | 0 | 0 | 0 | 0 | 0 | 0 | 0 | 0 | 0 | 0 | 0 | 0 | 0 | 0 | 0 | 0 | 0% | 0% | 0% | 0% | 0% | 0% | 0% | 0% | 0% | 0% | 0% | [10 empty] | 0 | 0 | 0 | 0 | 0 | 0 | 0 | 0 | 0 | 0 | 0 | 0 | 0 | 0 | 0 | 0 | 0 | 0 | 0 | 0 | 0 | 0 | 0 | 0 | 0 | 0 | 0 | 0 | 0 | 0 | 0 | 0 | 0 | 0 | 0 | 0 | 0 | 0 | 0 | 0 | 0
193 | KGTS transformer and Switchgear Replacement | Replacement - Major Station | Major Station | TRUE | Towers and Conductor | Network | Materials | 40% | 0 | 0 | 0 | 0 | 0 | 0 | 0 | 0 | 0 | 0 | 0 | 0 | 0 | 0 | 0 | 0 | 0 | 0 | 0 | 0 | 0 | 0 | 0 | 0 | 0 | 0 | 0 | 0 | 0 | 0 | 0 | 0 | 0 | 0 | 0 | 0 | 0 | 0 | 0 | 0 | 0 | 0 | 0 | 0 | 0 | 0% | 0% | 0% | 0% | 0% | 0% | 0% | 0% | 0% | 0% | 0% | [10 empty] | 0 | 0 | 0 | 0 | 0 | 0 | 0 | 0 | 0 | 0 | 0 | 0 | 0 | 0 | 0 | 0 | 0 | 0 | 0 | 0 | 0 | 0 | 0 | 0 | 0 | 0 | 0 | 0 | 0 | 0 | 0 | 0 | 0 | 0 | 0 | 0 | 0 | 0 | 0 | 0 | 0
194 | KGTS transformer and Switchgear Replacement | Replacement - Major Station | Major Station | TRUE | Towers and Conductor | Network | Labour - Internal | 10% | 0 | 0 | 0 | 0 | 0 | 0 | 0 | 0 | 0 | 0 | 0 | 0 | 0 | 0 | 0 | 0 | 0 | 0 | 0 | 0 | 0 | 0 | 0 | 0 | 0 | 0 | 0 | 0 | 0 | 0 | 0 | 0 | 0 | 0 | 0 | 0 | 0 | 0 | 0 | 0 | 0 | 0 | 0 | 0 | 0 | 0% | 0% | 0% | 0% | 0% | 0% | 0% | 0% | 0% | 0% | 0% | [10 empty] | 0 | 0 | 0 | 0 | 0 | 0 | 0 | 0 | 0 | 0 | 0 | 0 | 0 | 0 | 0 | 0 | 0 | 0 | 0 | 0 | 0 | 0 | 0 | 0 | 0 | 0 | 0 | 0 | 0 | 0 | 0 | 0 | 0 | 0 | 0 | 0 | 0 | 0 | 0 | 0 | 0
195 | KGTS transformer and Switchgear Replacement | Replacement - Major Station | Major Station | TRUE | Towers and Conductor | Network | Labour - External | 50% | 0 | 0 | 0 | 0 | 0 | 0 | 0 | 0 | 0 | 0 | 0 | 0 | 0 | 0 | 0 | 0 | 0 | 0 | 0 | 0 | 0 | 0 | 0 | 0 | 0 | 0 | 0 | 0 | 0 | 0 | 0 | 0 | 0 | 0 | 0 | 0 | 0 | 0 | 0 | 0 | 0 | 0 | 0 | 0 | 0 | 0% | 0% | 0% | 0% | 0% | 0% | 0% | 0% | 0% | 0% | 0% | [10 empty] | 0 | 0 | 0 | 0 | 0 | 0 | 0 | 0 | 0 | 0 | 0 | 0 | 0 | 0 | 0 | 0 | 0 | 0 | 0 | 0 | 0 | 0 | 0 | 0 | 0 | 0 | 0 | 0 | 0 | 0 | 0 | 0 | 0 | 0 | 0 | 0 | 0 | 0 | 0 | 0 | 0
196 | KGTS transformer and Switchgear Replacement | Replacement - Major Station | Major Station | TRUE | Establishment | Network | Materials | 40% | 0 | 0 | 0 | 0 | 0 | 0 | 0 | 0 | 0 | 0 | 0 | 0 | 0 | 0 | 0 | 0 | 0 | 0 | 0 | 0 | 0 | 0 | 0 | 0 | 0 | 0 | 0 | 0 | 0 | 0 | 0 | 0 | 0 | 0 | 0 | 0 | 0 | 0 | 0 | 0 | 0 | 0 | 0 | 0 | 0 | 0% | 0% | 0% | 0% | 0% | 0% | 0% | 0% | 0% | 0% | 0% | [10 empty] | 0 | 0 | 0 | 0 | 0 | 0 | 0 | 0 | 0 | 0 | 0 | 0 | 0 | 0 | 0 | 0 | 0 | 0 | 0 | 0 | 0 | 0 | 0 | 0 | 0 | 0 | 0 | 0 | 0 | 0 | 0 | 0 | 0 | 0 | 0 | 0 | 0 | 0 | 0 | 0 | 0
197 | KGTS transformer and Switchgear Replacement | Replacement - Major Station | Major Station | TRUE | Establishment | Network | Labour - Internal | 10% | 0 | 0 | 0 | 0 | 0 | 0 | 0 | 0 | 0 | 0 | 0 | 0 | 0 | 0 | 0 | 0 | 0 | 0 | 0 | 0 | 0 | 0 | 0 | 0 | 0 | 0 | 0 | 0 | 0 | 0 | 0 | 0 | 0 | 0 | 0 | 0 | 0 | 0 | 0 | 0 | 0 | 0 | 0 | 0 | 0 | 0% | 0% | 0% | 0% | 0% | 0% | 0% | 0% | 0% | 0% | 0% | [10 empty] | 0 | 0 | 0 | 0 | 0 | 0 | 0 | 0 | 0 | 0 | 0 | 0 | 0 | 0 | 0 | 0 | 0 | 0 | 0 | 0 | 0 | 0 | 0 | 0 | 0 | 0 | 0 | 0 | 0 | 0 | 0 | 0 | 0 | 0 | 0 | 0 | 0 | 0 | 0 | 0 | 0
198 | KGTS transformer and Switchgear Replacement | Replacement - Major Station | Major Station | TRUE | Establishment | Network | Labour - External | 50% | 0 | 0 | 0 | 0 | 0 | 0 | 0 | 0 | 0 | 0 | 0 | 0 | 0 | 0 | 0 | 0 | 0 | 0 | 0 | 0 | 0 | 0 | 0 | 0 | 0 | 0 | 0 | 0 | 0 | 0 | 0 | 0 | 0 | 0 | 0 | 0 | 0 | 0 | 0 | 0 | 0 | 0 | 0 | 0 | 0 | 0% | 0% | 0% | 0% | 0% | 0% | 0% | 0% | 0% | 0% | 0% | [10 empty] | 0 | 0 | 0 | 0 | 0 | 0 | 0 | 0 | 0 | 0 | 0 | 0 | 0 | 0 | 0 | 0 | 0 | 0 | 0 | 0 | 0 | 0 | 0 | 0 | 0 | 0 | 0 | 0 | 0 | 0 | 0 | 0 | 0 | 0 | 0 | 0 | 0 | 0 | 0 | 0 | 0
199 | SHTS B2 and B3 Transformer Replacement | Replacement - Major Station | Major Station | TRUE | Secondary | Network | Materials | 40% | 0 | 0 | 0.1317 | 0 | 8.528 | 110.8639 | 187.6159 | 119.3919 | 0 | 0 | 0 | 0 | 0 | 0 | 0 | 0 | 0 | 0 | 0 | 0 | 0 | 0 | 0 | 0 | 0.0062776 | 0 | 0.51891 | 5.3291 | 9.7671 | 6.2448 | 0 | 0 | 0 | 0 | 0 | 0.13798 | 0 | 9.0469 | 116.193 | 197.383 | 125.6368 | 0 | 0 | 0 | 0 | 0% | 0% | 0% | 0% | 72% | 28% | 0% | 0% | 0% | 0% | 100% | [10 empty] | 0 | 0 | 0 | 0 | 307.1026 | 119.4288 | 0 | 0 | 0 | 0 | 0 | 0 | 0 | 0 | 0 | 0 | 0 | 0 | 0 | 0 | 0 | 0 | 0 | 0 | 15.6214 | 6.2448 | 0 | 0 | 0 | 0 | 0 | 0 | 0 | 0 | 322.724 | 125.6736 | 0 | 0 | 0 | 0 | 0
200 | SHTS B2 and B3 Transformer Replacement | Replacement - Major Station | Major Station | TRUE | Secondary | Network | Labour - Internal | 10% | 0 | 0 | 0.032925 | 0 | 2.132 | 27.716 | 46.904 | 29.848 | 0 | 0 | 0 | 0 | 0 | 0.00019096 | 0 | 0.021049 | 0.41907 | 0.94765 | 0.84049 | 0 | 0 | 0 | 0 | 0 | 0.0015785 | 0 | 0.13101 | 1.3524 | 2.4911 | 1.6052 | 0 | 0 | 0 | 0 | 0 | 0.034694 | 0 | 2.2841 | 29.4875 | 50.3427 | 32.2936 | 0 | 0 | 0 | 0 | 0% | 0% | 0% | 0% | 72% | 28% | 0% | 0% | 0% | 0% | 100% | [10 empty] | 0 | 0 | 0 | 0 | 76.7757 | 29.8572 | 0 | 0 | 0 | 0 | 0 | 0 | 0 | 0 | 1.388 | 0.84049 | 0 | 0 | 0 | 0 | 0 | 0 | 0 | 0 | 3.9761 | 1.6052 | 0 | 0 | 0 | 0 | 0 | 0 | 0 | 0 | 82.1397 | 32.3029 | 0 | 0 | 0 | 0 | 0
201 | SHTS B2 and B3 Transformer Replacement | Replacement - Major Station | Major Station | TRUE | Secondary | Network | Labour - External | 50% | 0 | 0 | 0.16462 | 0 | 10.66 | 138.5799 | 234.5198 | 149.2399 | 0 | 0 | 0 | 0 | 0 | 0.00095482 | 0 | -0.015544 | 0.34738 | 1.9087 | 2.7785 | 0 | 0 | 0 | 0 | 0 | 0.0078925 | 0 | 0.64769 | 6.6781 | 12.3082 | 7.9514 | 0 | 0 | 0 | 0 | 0 | 0.17347 | 0 | 11.2921 | 145.6054 | 248.7368 | 159.9698 | 0 | 0 | 0 | 0 | 0% | 0% | 0% | 0% | 72% | 28% | 0% | 0% | 0% | 0% | 100% | [10 empty] | 0 | 0 | 0 | 0 | 383.8783 | 149.286 | 0 | 0 | 0 | 0 | 0 | 0 | 0 | 0 | 2.2415 | 2.7785 | 0 | 0 | 0 | 0 | 0 | 0 | 0 | 0 | 19.6419 | 7.9514 | 0 | 0 | 0 | 0 | 0 | 0 | 0 | 0 | 405.7616 | 160.0159 | 0 | 0 | 0 | 0 | 0
202 | SHTS B2 and B3 Transformer Replacement | Replacement - Major Station | Major Station | TRUE | Switchgear | Network | Materials | 40% | 0 | 0 | 0.71498 | 0 | 46.2973 | 601.8651 | 1018.541 | 648.1625 | 0 | 0 | 0 | 0 | 0 | 0 | 0 | 0 | 0 | 0 | 0 | 0 | 0 | 0 | 0 | 0 | 0.03408 | 0 | 2.8171 | 28.9309 | 53.0243 | 33.9024 | 0 | 0 | 0 | 0 | 0 | 0.74906 | 0 | 49.1144 | 630.796 | 1071.5653 | 682.0649 | 0 | 0 | 0 | 0 | 0% | 0% | 0% | 0% | 72% | 28% | 0% | 0% | 0% | 0% | 100% | [10 empty] | 0 | 0 | 0 | 0 | 1667.2183 | 648.3627 | 0 | 0 | 0 | 0 | 0 | 0 | 0 | 0 | 0 | 0 | 0 | 0 | 0 | 0 | 0 | 0 | 0 | 0 | 84.8063 | 33.9024 | 0 | 0 | 0 | 0 | 0 | 0 | 0 | 0 | 1752.0246 | 682.2651 | 0 | 0 | 0 | 0 | 0
203 | SHTS B2 and B3 Transformer Replacement | Replacement - Major Station | Major Station | TRUE | Switchgear | Network | Labour - Internal | 10% | 0 | 0 | 0.17874 | 0 | 11.5743 | 150.4663 | 254.6353 | 162.0406 | 0 | 0 | 0 | 0 | 0 | 0.0010367 | 0 | 0.11427 | 2.2751 | 5.1447 | 4.5629 | 0 | 0 | 0 | 0 | 0 | 0.0085695 | 0 | 0.71122 | 7.3421 | 13.5239 | 8.7143 | 0 | 0 | 0 | 0 | 0 | 0.18835 | 0 | 12.3998 | 160.0834 | 273.3038 | 175.3178 | 0 | 0 | 0 | 0 | 0% | 0% | 0% | 0% | 72% | 28% | 0% | 0% | 0% | 0% | 100% | [10 empty] | 0 | 0 | 0 | 0 | 416.8046 | 162.0907 | 0 | 0 | 0 | 0 | 0 | 0 | 0 | 0 | 7.535 | 4.5629 | 0 | 0 | 0 | 0 | 0 | 0 | 0 | 0 | 21.5858 | 8.7143 | 0 | 0 | 0 | 0 | 0 | 0 | 0 | 0 | 445.9254 | 175.3678 | 0 | 0 | 0 | 0 | 0
204 | SHTS B2 and B3 Transformer Replacement | Replacement - Major Station | Major Station | TRUE | Switchgear | Network | Labour - External | 50% | 0 | 0 | 0.89372 | 0 | 57.8716 | 752.3314 | 1273.1763 | 810.2031 | 0 | 0 | 0 | 0 | 0 | 0.0051836 | 0 | -0.084387 | 1.8859 | 10.3618 | 15.0842 | 0 | 0 | 0 | 0 | 0 | 0.042847 | 0 | 3.5162 | 36.2543 | 66.8198 | 43.167 | 0 | 0 | 0 | 0 | 0 | 0.94175 | 0 | 61.3035 | 790.4716 | 1350.3579 | 868.4543 | 0 | 0 | 0 | 0 | 0% | 0% | 0% | 0% | 72% | 28% | 0% | 0% | 0% | 0% | 100% | [10 empty] | 0 | 0 | 0 | 0 | 2084.0228 | 810.4533 | 0 | 0 | 0 | 0 | 0 | 0 | 0 | 0 | 12.1685 | 15.0842 | 0 | 0 | 0 | 0 | 0 | 0 | 0 | 0 | 106.6331 | 43.167 | 0 | 0 | 0 | 0 | 0 | 0 | 0 | 0 | 2202.8245 | 868.7045 | 0 | 0 | 0 | 0 | 0
205 | SHTS B2 and B3 Transformer Replacement | Replacement - Major Station | Major Station | TRUE | Transformers | Network | Materials | 40% | 0 | 0 | 0.76497 | 0 | 49.5345 | 643.9481 | 1089.7583 | 693.4826 | 0 | 0 | 0 | 0 | 0 | 0 | 0 | 0 | 0 | 0 | 0 | 0 | 0 | 0 | 0 | 0 | 0.036463 | 0 | 3.014 | 30.9538 | 56.7318 | 36.2729 | 0 | 0 | 0 | 0 | 0 | 0.80143 | 0 | 52.5485 | 674.9019 | 1146.4901 | 729.7555 | 0 | 0 | 0 | 0 | 0% | 0% | 0% | 0% | 72% | 28% | 0% | 0% | 0% | 0% | 100% | [10 empty] | 0 | 0 | 0 | 0 | 1783.7917 | 693.6968 | 0 | 0 | 0 | 0 | 0 | 0 | 0 | 0 | 0 | 0 | 0 | 0 | 0 | 0 | 0 | 0 | 0 | 0 | 90.7361 | 36.2729 | 0 | 0 | 0 | 0 | 0 | 0 | 0 | 0 | 1874.5278 | 729.9697 | 0 | 0 | 0 | 0 | 0
206 | SHTS B2 and B3 Transformer Replacement | Replacement - Major Station | Major Station | TRUE | Transformers | Network | Labour - Internal | 10% | 0 | 0 | 0.19124 | 0 | 12.3836 | 160.987 | 272.4396 | 173.3706 | 0 | 0 | 0 | 0 | 0 | 0.0011092 | 0 | 0.12226 | 2.4341 | 5.5044 | 4.8819 | 0 | 0 | 0 | 0 | 0 | 0.0091686 | 0 | 0.76095 | 7.8554 | 14.4695 | 9.3236 | 0 | 0 | 0 | 0 | 0 | 0.20152 | 0 | 13.2668 | 171.2766 | 292.4135 | 187.5762 | 0 | 0 | 0 | 0 | 0% | 0% | 0% | 0% | 72% | 28% | 0% | 0% | 0% | 0% | 100% | [10 empty] | 0 | 0 | 0 | 0 | 445.9479 | 173.4242 | 0 | 0 | 0 | 0 | 0 | 0 | 0 | 0 | 8.0619 | 4.8819 | 0 | 0 | 0 | 0 | 0 | 0 | 0 | 0 | 23.0951 | 9.3236 | 0 | 0 | 0 | 0 | 0 | 0 | 0 | 0 | 477.1049 | 187.6297 | 0 | 0 | 0 | 0 | 0
207 | SHTS B2 and B3 Transformer Replacement | Replacement - Major Station | Major Station | TRUE | Transformers | Network | Labour - External | 50% | 0 | 0 | 0.95621 | 0 | 61.9181 | 804.9351 | 1362.1979 | 866.8532 | 0 | 0 | 0 | 0 | 0 | 0.005546 | 0 | -0.090288 | 2.0178 | 11.0864 | 16.1389 | 0 | 0 | 0 | 0 | 0 | 0.045843 | 0 | 3.7621 | 38.7892 | 71.4919 | 46.1853 | 0 | 0 | 0 | 0 | 0 | 1.0076 | 0 | 65.5899 | 845.7421 | 1444.7762 | 929.1774 | 0 | 0 | 0 | 0 | 0% | 0% | 0% | 0% | 72% | 28% | 0% | 0% | 0% | 0% | 100% | [10 empty] | 0 | 0 | 0 | 0 | 2229.7396 | 867.121 | 0 | 0 | 0 | 0 | 0 | 0 | 0 | 0 | 13.0194 | 16.1389 | 0 | 0 | 0 | 0 | 0 | 0 | 0 | 0 | 114.089 | 46.1853 | 0 | 0 | 0 | 0 | 0 | 0 | 0 | 0 | 2356.848 | 929.4452 | 0 | 0 | 0 | 0 | 0
208 | SHTS B2 and B3 Transformer Replacement | Replacement - Major Station | Major Station | TRUE | Towers and Conductor | Network | Materials | 40% | 0 | 0 | 0.050292 | 0 | 3.2566 | 42.3358 | 71.6452 | 45.5924 | 0 | 0 | 0 | 0 | 0 | 0 | 0 | 0 | 0 | 0 | 0 | 0 | 0 | 0 | 0 | 0 | 0.0023972 | 0 | 0.19816 | 2.035 | 3.7298 | 2.3847 | 0 | 0 | 0 | 0 | 0 | 0.052689 | 0 | 3.4548 | 44.3709 | 75.375 | 47.9772 | 0 | 0 | 0 | 0 | 0% | 0% | 0% | 0% | 72% | 28% | 0% | 0% | 0% | 0% | 100% | [10 empty] | 0 | 0 | 0 | 0 | 117.2739 | 45.6065 | 0 | 0 | 0 | 0 | 0 | 0 | 0 | 0 | 0 | 0 | 0 | 0 | 0 | 0 | 0 | 0 | 0 | 0 | 5.9654 | 2.3847 | 0 | 0 | 0 | 0 | 0 | 0 | 0 | 0 | 123.2392 | 47.9912 | 0 | 0 | 0 | 0 | 0
209 | SHTS B2 and B3 Transformer Replacement | Replacement - Major Station | Major Station | TRUE | Towers and Conductor | Network | Labour - Internal | 10% | 0 | 0 | 0.012573 | 0 | 0.81415 | 10.584 | 17.9113 | 11.3981 | 0 | 0 | 0 | 0 | 0 | 7.2924e-05 | 0 | 0.008038 | 0.16003 | 0.36188 | 0.32096 | 0 | 0 | 0 | 0 | 0 | 0.00060278 | 0 | 0.050028 | 0.51645 | 0.95128 | 0.61297 | 0 | 0 | 0 | 0 | 0 | 0.013249 | 0 | 0.87222 | 11.2604 | 19.2245 | 12.332 | 0 | 0 | 0 | 0 | 0% | 0% | 0% | 0% | 72% | 28% | 0% | 0% | 0% | 0% | 100% | [10 empty] | 0 | 0 | 0 | 0 | 29.3185 | 11.4016 | 0 | 0 | 0 | 0 | 0 | 0 | 0 | 0 | 0.53002 | 0.32096 | 0 | 0 | 0 | 0 | 0 | 0 | 0 | 0 | 1.5184 | 0.61297 | 0 | 0 | 0 | 0 | 0 | 0 | 0 | 0 | 31.3669 | 12.3356 | 0 | 0 | 0 | 0 | 0
210 | SHTS B2 and B3 Transformer Replacement | Replacement - Major Station | Major Station | TRUE | Towers and Conductor | Network | Labour - External | 50% | 0 | 0 | 0.062865 | 0 | 4.0708 | 52.9198 | 89.5565 | 56.9905 | 0 | 0 | 0 | 0 | 0 | 0.00036462 | 0 | -0.0059359 | 0.13266 | 0.72886 | 1.061 | 0 | 0 | 0 | 0 | 0 | 0.0030139 | 0 | 0.24733 | 2.5502 | 4.7002 | 3.0364 | 0 | 0 | 0 | 0 | 0 | 0.066244 | 0 | 4.3121 | 55.6026 | 94.9856 | 61.088 | 0 | 0 | 0 | 0 | 0% | 0% | 0% | 0% | 72% | 28% | 0% | 0% | 0% | 0% | 100% | [10 empty] | 0 | 0 | 0 | 0 | 146.5923 | 57.0081 | 0 | 0 | 0 | 0 | 0 | 0 | 0 | 0 | 0.85595 | 1.061 | 0 | 0 | 0 | 0 | 0 | 0 | 0 | 0 | 7.5007 | 3.0364 | 0 | 0 | 0 | 0 | 0 | 0 | 0 | 0 | 154.949 | 61.1056 | 0 | 0 | 0 | 0 | 0
211 | SHTS B2 and B3 Transformer Replacement | Replacement - Major Station | Major Station | TRUE | Establishment | Network | Materials | 40% | 0 | 0 | 0.3666 | 0 | 23.739 | 308.6074 | 522.2586 | 332.3464 | 0 | 0 | 0 | 0 | 0 | 0 | 0 | 0 | 0 | 0 | 0 | 0 | 0 | 0 | 0 | 0 | 0.017475 | 0 | 1.4445 | 14.8344 | 27.1883 | 17.3835 | 0 | 0 | 0 | 0 | 0 | 0.38408 | 0 | 25.1835 | 323.4417 | 549.4469 | 349.7299 | 0 | 0 | 0 | 0 | 0% | 0% | 0% | 0% | 72% | 28% | 0% | 0% | 0% | 0% | 100% | [10 empty] | 0 | 0 | 0 | 0 | 854.869 | 332.449 | 0 | 0 | 0 | 0 | 0 | 0 | 0 | 0 | 0 | 0 | 0 | 0 | 0 | 0 | 0 | 0 | 0 | 0 | 43.4846 | 17.3835 | 0 | 0 | 0 | 0 | 0 | 0 | 0 | 0 | 898.3536 | 349.8326 | 0 | 0 | 0 | 0 | 0
212 | SHTS B2 and B3 Transformer Replacement | Replacement - Major Station | Major Station | TRUE | Establishment | Network | Labour - Internal | 10% | 0 | 0 | 0.091651 | 0 | 5.9348 | 77.1518 | 130.5647 | 83.0866 | 0 | 0 | 0 | 0 | 0 | 0.00053158 | 0 | 0.058593 | 1.1665 | 2.6379 | 2.3396 | 0 | 0 | 0 | 0 | 0 | 0.004394 | 0 | 0.36468 | 3.7647 | 6.9344 | 4.4683 | 0 | 0 | 0 | 0 | 0 | 0.096577 | 0 | 6.358 | 82.0831 | 140.137 | 89.8945 | 0 | 0 | 0 | 0 | 0% | 0% | 0% | 0% | 72% | 28% | 0% | 0% | 0% | 0% | 100% | [10 empty] | 0 | 0 | 0 | 0 | 213.7172 | 83.1123 | 0 | 0 | 0 | 0 | 0 | 0 | 0 | 0 | 3.8636 | 2.3396 | 0 | 0 | 0 | 0 | 0 | 0 | 0 | 0 | 11.0681 | 4.4683 | 0 | 0 | 0 | 0 | 0 | 0 | 0 | 0 | 228.649 | 89.9201 | 0 | 0 | 0 | 0 | 0
213 | SHTS B2 and B3 Transformer Replacement | Replacement - Major Station | Major Station | TRUE | Establishment | Network | Labour - External | 50% | 0 | 0 | 0.45826 | 0 | 29.6738 | 385.7592 | 652.8233 | 415.433 | 0 | 0 | 0 | 0 | 0 | 0.0026579 | 0 | -0.04327 | 0.96699 | 5.3131 | 7.7344 | 0 | 0 | 0 | 0 | 0 | 0.02197 | 0 | 1.8029 | 18.5894 | 34.262 | 22.134 | 0 | 0 | 0 | 0 | 0 | 0.48288 | 0 | 31.4335 | 405.3156 | 692.3983 | 445.3014 | 0 | 0 | 0 | 0 | 0% | 0% | 0% | 0% | 72% | 28% | 0% | 0% | 0% | 0% | 100% | [10 empty] | 0 | 0 | 0 | 0 | 1068.5862 | 415.5613 | 0 | 0 | 0 | 0 | 0 | 0 | 0 | 0 | 6.2394 | 7.7344 | 0 | 0 | 0 | 0 | 0 | 0 | 0 | 0 | 54.6763 | 22.134 | 0 | 0 | 0 | 0 | 0 | 0 | 0 | 0 | 1129.502 | 445.4297 | 0 | 0 | 0 | 0 | 0
214 | TTS 66kV Circuit Breaker Replacement | Replacement - Major Station | Major Station | TRUE | Secondary | Network | Materials | 40% | 0 | 0 | 0 | 0 | 0 | 6.7364 | 87.5015 | 148.1052 | 94.2379 | 0 | 0 | 0 | 0 | 0 | 0 | 0 | 0 | 0 | 0 | 0 | 0 | 0 | 0 | 0 | 0 | 0 | 0 | 0.32381 | 4.5552 | 7.7467 | 6.4735 | 0 | 0 | 0 | 0 | 0 | 0 | 0 | 7.0602 | 92.0568 | 155.8519 | 100.7114 | 0 | 0 | 0 | 0% | 0% | 0% | 0% | 0% | 72% | 28% | 0% | 0% | 0% | 100% | [10 empty] | 0 | 0 | 0 | 0 | 0 | 242.3384 | 94.2427 | 0 | 0 | 0 | 0 | 0 | 0 | 0 | 0 | 0 | 0 | 0 | 0 | 0 | 0 | 0 | 0 | 0 | 0 | 12.6258 | 6.4735 | 0 | 0 | 0 | 0 | 0 | 0 | 0 | 0 | 254.9641 | 100.7162 | 0 | 0 | 0 | 0
215 | TTS 66kV Circuit Breaker Replacement | Replacement - Major Station | Major Station | TRUE | Secondary | Network | Labour - Internal | 10% | 0 | 0 | 0 | 0 | 0 | 1.6841 | 21.8754 | 37.0263 | 23.5595 | 0 | 0 | 0 | 0 | 0 | 0 | 0 | 0.025464 | 0.44197 | 1.0426 | 0.93007 | 0 | 0 | 0 | 0 | 0 | 0 | 0 | 0.082177 | 1.1618 | 1.9912 | 1.6823 | 0 | 0 | 0 | 0 | 0 | 0 | 0 | 1.7917 | 23.4792 | 40.0601 | 26.1718 | 0 | 0 | 0 | 0% | 0% | 0% | 0% | 0% | 72% | 28% | 0% | 0% | 0% | 100% | [10 empty] | 0 | 0 | 0 | 0 | 0 | 60.5846 | 23.5607 | 0 | 0 | 0 | 0 | 0 | 0 | 0 | 0 | 1.5101 | 0.93007 | 0 | 0 | 0 | 0 | 0 | 0 | 0 | 0 | 3.2352 | 1.6823 | 0 | 0 | 0 | 0 | 0 | 0 | 0 | 0 | 65.3299 | 26.173 | 0 | 0 | 0 | 0
216 | TTS 66kV Circuit Breaker Replacement | Replacement - Major Station | Major Station | TRUE | Secondary | Network | Labour - External | 50% | 0 | 0 | 0 | 0 | 0 | 8.4205 | 109.3769 | 185.1315 | 117.7974 | 0 | 0 | 0 | 0 | 0 | 0 | 0 | 0.021108 | 0.89017 | 3.4467 | 3.6875 | 0 | 0 | 0 | 0 | 0 | 0 | 0 | 0.40578 | 5.7404 | 9.8637 | 8.3452 | 0 | 0 | 0 | 0 | 0 | 0 | 0 | 8.8474 | 116.0075 | 198.4419 | 129.8301 | 0 | 0 | 0 | 0% | 0% | 0% | 0% | 0% | 72% | 28% | 0% | 0% | 0% | 100% | [10 empty] | 0 | 0 | 0 | 0 | 0 | 302.923 | 117.8034 | 0 | 0 | 0 | 0 | 0 | 0 | 0 | 0 | 4.358 | 3.6875 | 0 | 0 | 0 | 0 | 0 | 0 | 0 | 0 | 16.0098 | 8.3452 | 0 | 0 | 0 | 0 | 0 | 0 | 0 | 0 | 323.2908 | 129.8361 | 0 | 0 | 0 | 0
217 | TTS 66kV Circuit Breaker Replacement | Replacement - Major Station | Major Station | TRUE | Switchgear | Network | Materials | 40% | 0 | 0 | 0 | 0 | 0 | 36.571 | 475.0338 | 804.0431 | 511.6048 | 0 | 0 | 0 | 0 | 0 | 0 | 0 | 0 | 0 | 0 | 0 | 0 | 0 | 0 | 0 | 0 | 0 | 0 | 1.7579 | 24.7298 | 42.0558 | 35.1439 | 0 | 0 | 0 | 0 | 0 | 0 | 0 | 38.3289 | 499.7636 | 846.0989 | 546.7487 | 0 | 0 | 0 | 0% | 0% | 0% | 0% | 0% | 72% | 28% | 0% | 0% | 0% | 100% | [10 empty] | 0 | 0 | 0 | 0 | 0 | 1315.622 | 511.6308 | 0 | 0 | 0 | 0 | 0 | 0 | 0 | 0 | 0 | 0 | 0 | 0 | 0 | 0 | 0 | 0 | 0 | 0 | 68.5436 | 35.1439 | 0 | 0 | 0 | 0 | 0 | 0 | 0 | 0 | 1384.1655 | 546.7747 | 0 | 0 | 0 | 0
218 | TTS 66kV Circuit Breaker Replacement | Replacement - Major Station | Major Station | TRUE | Switchgear | Network | Labour - Internal | 10% | 0 | 0 | 0 | 0 | 0 | 9.1427 | 118.7585 | 201.0108 | 127.9012 | 0 | 0 | 0 | 0 | 0 | 0 | 0 | 0.13824 | 2.3994 | 5.6603 | 5.0492 | 0 | 0 | 0 | 0 | 0 | 0 | 0 | 0.44613 | 6.3074 | 10.81 | 9.1328 | 0 | 0 | 0 | 0 | 0 | 0 | 0 | 9.7271 | 127.4652 | 217.481 | 142.0832 | 0 | 0 | 0 | 0% | 0% | 0% | 0% | 0% | 72% | 28% | 0% | 0% | 0% | 100% | [10 empty] | 0 | 0 | 0 | 0 | 0 | 328.9055 | 127.9077 | 0 | 0 | 0 | 0 | 0 | 0 | 0 | 0 | 8.1979 | 5.0492 | 0 | 0 | 0 | 0 | 0 | 0 | 0 | 0 | 17.5635 | 9.1328 | 0 | 0 | 0 | 0 | 0 | 0 | 0 | 0 | 354.6669 | 142.0897 | 0 | 0 | 0 | 0
219 | TTS 66kV Circuit Breaker Replacement | Replacement - Major Station | Major Station | TRUE | Switchgear | Network | Labour - External | 50% | 0 | 0 | 0 | 0 | 0 | 45.7137 | 593.7923 | 1005.0538 | 639.506 | 0 | 0 | 0 | 0 | 0 | 0 | 0 | 0.11459 | 4.8326 | 18.7119 | 20.0188 | 0 | 0 | 0 | 0 | 0 | 0 | 0 | 2.2029 | 31.1638 | 53.5485 | 45.305 | 0 | 0 | 0 | 0 | 0 | 0 | 0 | 48.0312 | 629.7888 | 1077.3143 | 704.8299 | 0 | 0 | 0 | 0% | 0% | 0% | 0% | 0% | 72% | 28% | 0% | 0% | 0% | 100% | [10 empty] | 0 | 0 | 0 | 0 | 0 | 1644.5275 | 639.5385 | 0 | 0 | 0 | 0 | 0 | 0 | 0 | 0 | 23.6591 | 20.0188 | 0 | 0 | 0 | 0 | 0 | 0 | 0 | 0 | 86.9153 | 45.305 | 0 | 0 | 0 | 0 | 0 | 0 | 0 | 0 | 1755.1018 | 704.8623 | 0 | 0 | 0 | 0
220 | TTS 66kV Circuit Breaker Replacement | Replacement - Major Station | Major Station | TRUE | Transformers | Network | Materials | 40% | 0 | 0 | 0 | 0 | 0 | 39.1281 | 508.2486 | 860.2625 | 547.3767 | 0 | 0 | 0 | 0 | 0 | 0 | 0 | 0 | 0 | 0 | 0 | 0 | 0 | 0 | 0 | 0 | 0 | 0 | 1.8808 | 26.4589 | 44.9964 | 37.6012 | 0 | 0 | 0 | 0 | 0 | 0 | 0 | 41.0089 | 534.7076 | 905.2589 | 584.9779 | 0 | 0 | 0 | 0% | 0% | 0% | 0% | 0% | 72% | 28% | 0% | 0% | 0% | 100% | [10 empty] | 0 | 0 | 0 | 0 | 0 | 1407.6115 | 547.4045 | 0 | 0 | 0 | 0 | 0 | 0 | 0 | 0 | 0 | 0 | 0 | 0 | 0 | 0 | 0 | 0 | 0 | 0 | 73.3362 | 37.6012 | 0 | 0 | 0 | 0 | 0 | 0 | 0 | 0 | 1480.9477 | 585.0056 | 0 | 0 | 0 | 0
221 | TTS 66kV Circuit Breaker Replacement | Replacement - Major Station | Major Station | TRUE | Transformers | Network | Labour - Internal | 10% | 0 | 0 | 0 | 0 | 0 | 9.782 | 127.0622 | 215.0656 | 136.8442 | 0 | 0 | 0 | 0 | 0 | 0 | 0 | 0.14791 | 2.5672 | 6.056 | 5.4022 | 0 | 0 | 0 | 0 | 0 | 0 | 0 | 0.47732 | 6.7484 | 11.5659 | 9.7714 | 0 | 0 | 0 | 0 | 0 | 0 | 0 | 10.4072 | 136.3777 | 232.6875 | 152.0178 | 0 | 0 | 0 | 0% | 0% | 0% | 0% | 0% | 72% | 28% | 0% | 0% | 0% | 100% | [10 empty] | 0 | 0 | 0 | 0 | 0 | 351.9029 | 136.8511 | 0 | 0 | 0 | 0 | 0 | 0 | 0 | 0 | 8.7711 | 5.4022 | 0 | 0 | 0 | 0 | 0 | 0 | 0 | 0 | 18.7916 | 9.7714 | 0 | 0 | 0 | 0 | 0 | 0 | 0 | 0 | 379.4655 | 152.0248 | 0 | 0 | 0 | 0
222 | TTS 66kV Circuit Breaker Replacement | Replacement - Major Station | Major Station | TRUE | Transformers | Network | Labour - External | 50% | 0 | 0 | 0 | 0 | 0 | 48.9101 | 635.3108 | 1075.3281 | 684.2209 | 0 | 0 | 0 | 0 | 0 | 0 | 0 | 0.1226 | 5.1705 | 20.0202 | 21.4185 | 0 | 0 | 0 | 0 | 0 | 0 | 0 | 2.3569 | 33.3428 | 57.2927 | 48.4728 | 0 | 0 | 0 | 0 | 0 | 0 | 0 | 51.3896 | 673.8242 | 1152.6411 | 754.1122 | 0 | 0 | 0 | 0% | 0% | 0% | 0% | 0% | 72% | 28% | 0% | 0% | 0% | 100% | [10 empty] | 0 | 0 | 0 | 0 | 0 | 1759.5143 | 684.2556 | 0 | 0 | 0 | 0 | 0 | 0 | 0 | 0 | 25.3134 | 21.4185 | 0 | 0 | 0 | 0 | 0 | 0 | 0 | 0 | 92.9925 | 48.4728 | 0 | 0 | 0 | 0 | 0 | 0 | 0 | 0 | 1877.8202 | 754.1469 | 0 | 0 | 0 | 0
223 | TTS 66kV Circuit Breaker Replacement | Replacement - Major Station | Major Station | TRUE | Towers and Conductor | Network | Materials | 40% | 0 | 0 | 0 | 0 | 0 | 2.5724 | 33.4144 | 56.5572 | 35.9868 | 0 | 0 | 0 | 0 | 0 | 0 | 0 | 0 | 0 | 0 | 0 | 0 | 0 | 0 | 0 | 0 | 0 | 0 | 0.12365 | 1.7395 | 2.9583 | 2.4721 | 0 | 0 | 0 | 0 | 0 | 0 | 0 | 2.6961 | 35.1539 | 59.5155 | 38.4589 | 0 | 0 | 0 | 0% | 0% | 0% | 0% | 0% | 72% | 28% | 0% | 0% | 0% | 100% | [10 empty] | 0 | 0 | 0 | 0 | 0 | 92.5422 | 35.9886 | 0 | 0 | 0 | 0 | 0 | 0 | 0 | 0 | 0 | 0 | 0 | 0 | 0 | 0 | 0 | 0 | 0 | 0 | 4.8214 | 2.4721 | 0 | 0 | 0 | 0 | 0 | 0 | 0 | 0 | 97.3636 | 38.4607 | 0 | 0 | 0 | 0
224 | TTS 66kV Circuit Breaker Replacement | Replacement - Major Station | Major Station | TRUE | Towers and Conductor | Network | Labour - Internal | 10% | 0 | 0 | 0 | 0 | 0 | 0.64311 | 8.3536 | 14.1393 | 8.9967 | 0 | 0 | 0 | 0 | 0 | 0 | 0 | 0.0097239 | 0.16878 | 0.39815 | 0.35517 | 0 | 0 | 0 | 0 | 0 | 0 | 0 | 0.031381 | 0.44367 | 0.76039 | 0.64241 | 0 | 0 | 0 | 0 | 0 | 0 | 0 | 0.68422 | 8.966 | 15.2978 | 9.9943 | 0 | 0 | 0 | 0% | 0% | 0% | 0% | 0% | 72% | 28% | 0% | 0% | 0% | 100% | [10 empty] | 0 | 0 | 0 | 0 | 0 | 23.1356 | 8.9972 | 0 | 0 | 0 | 0 | 0 | 0 | 0 | 0 | 0.57665 | 0.35517 | 0 | 0 | 0 | 0 | 0 | 0 | 0 | 0 | 1.2354 | 0.64241 | 0 | 0 | 0 | 0 | 0 | 0 | 0 | 0 | 24.9476 | 9.9947 | 0 | 0 | 0 | 0
225 | TTS 66kV Circuit Breaker Replacement | Replacement - Major Station | Major Station | TRUE | Towers and Conductor | Network | Labour - External | 50% | 0 | 0 | 0 | 0 | 0 | 3.2156 | 41.768 | 70.6965 | 44.9835 | 0 | 0 | 0 | 0 | 0 | 0 | 0 | 0.0080605 | 0.33993 | 1.3162 | 1.4081 | 0 | 0 | 0 | 0 | 0 | 0 | 0 | 0.15495 | 2.1921 | 3.7667 | 3.1868 | 0 | 0 | 0 | 0 | 0 | 0 | 0 | 3.3786 | 44.3 | 75.7794 | 49.5785 | 0 | 0 | 0 | 0% | 0% | 0% | 0% | 0% | 72% | 28% | 0% | 0% | 0% | 100% | [10 empty] | 0 | 0 | 0 | 0 | 0 | 115.6778 | 44.9858 | 0 | 0 | 0 | 0 | 0 | 0 | 0 | 0 | 1.6642 | 1.4081 | 0 | 0 | 0 | 0 | 0 | 0 | 0 | 0 | 6.1137 | 3.1868 | 0 | 0 | 0 | 0 | 0 | 0 | 0 | 0 | 123.4557 | 49.5807 | 0 | 0 | 0 | 0
226 | TTS 66kV Circuit Breaker Replacement | Replacement - Major Station | Major Station | TRUE | Establishment | Network | Materials | 40% | 0 | 0 | 0 | 0 | 0 | 18.7518 | 243.5744 | 412.2744 | 262.3262 | 0 | 0 | 0 | 0 | 0 | 0 | 0 | 0 | 0 | 0 | 0 | 0 | 0 | 0 | 0 | 0 | 0 | 0 | 0.90138 | 12.6803 | 21.5642 | 18.0201 | 0 | 0 | 0 | 0 | 0 | 0 | 0 | 19.6532 | 256.2547 | 433.8386 | 280.3463 | 0 | 0 | 0 | 0% | 0% | 0% | 0% | 0% | 72% | 28% | 0% | 0% | 0% | 100% | [10 empty] | 0 | 0 | 0 | 0 | 0 | 674.5874 | 262.3395 | 0 | 0 | 0 | 0 | 0 | 0 | 0 | 0 | 0 | 0 | 0 | 0 | 0 | 0 | 0 | 0 | 0 | 0 | 35.1458 | 18.0201 | 0 | 0 | 0 | 0 | 0 | 0 | 0 | 0 | 709.7332 | 280.3596 | 0 | 0 | 0 | 0
227 | TTS 66kV Circuit Breaker Replacement | Replacement - Major Station | Major Station | TRUE | Establishment | Network | Labour - Internal | 10% | 0 | 0 | 0 | 0 | 0 | 4.688 | 60.8936 | 103.0686 | 65.5816 | 0 | 0 | 0 | 0 | 0 | 0 | 0 | 0.070882 | 1.2303 | 2.9023 | 2.589 | 0 | 0 | 0 | 0 | 0 | 0 | 0 | 0.22875 | 3.2341 | 5.5429 | 4.6829 | 0 | 0 | 0 | 0 | 0 | 0 | 0 | 4.9876 | 65.358 | 111.5138 | 72.8534 | 0 | 0 | 0 | 0% | 0% | 0% | 0% | 0% | 72% | 28% | 0% | 0% | 0% | 100% | [10 empty] | 0 | 0 | 0 | 0 | 0 | 168.6468 | 65.5849 | 0 | 0 | 0 | 0 | 0 | 0 | 0 | 0 | 4.2035 | 2.589 | 0 | 0 | 0 | 0 | 0 | 0 | 0 | 0 | 9.0057 | 4.6829 | 0 | 0 | 0 | 0 | 0 | 0 | 0 | 0 | 181.856 | 72.8567 | 0 | 0 | 0 | 0
228 | TTS 66kV Circuit Breaker Replacement | Replacement - Major Station | Major Station | TRUE | Establishment | Network | Labour - External | 50% | 0 | 0 | 0 | 0 | 0 | 23.4398 | 304.468 | 515.3431 | 327.9078 | 0 | 0 | 0 | 0 | 0 | 0 | 0 | 0.058757 | 2.4779 | 9.5946 | 10.2647 | 0 | 0 | 0 | 0 | 0 | 0 | 0 | 1.1295 | 15.9793 | 27.4571 | 23.2302 | 0 | 0 | 0 | 0 | 0 | 0 | 0 | 24.6281 | 322.9253 | 552.3947 | 361.4027 | 0 | 0 | 0 | 0% | 0% | 0% | 0% | 0% | 72% | 28% | 0% | 0% | 0% | 100% | [10 empty] | 0 | 0 | 0 | 0 | 0 | 843.2342 | 327.9244 | 0 | 0 | 0 | 0 | 0 | 0 | 0 | 0 | 12.1312 | 10.2647 | 0 | 0 | 0 | 0 | 0 | 0 | 0 | 0 | 44.566 | 23.2302 | 0 | 0 | 0 | 0 | 0 | 0 | 0 | 0 | 899.9314 | 361.4193 | 0 | 0 | 0 | 0
229 | KTS A4 500/220kV Transformer Replacement | Replacement - Major Station | Major Station | TRUE | Secondary | Network | Materials | 40% | 0 | 0 | 0 | 0 | 0 | 0 | 33.9448 | 441.4014 | 746.9998 | 475.37 | 0 | 0 | 0 | 0 | 0 | 0 | 0 | 0 | 0 | 0 | 0 | 0 | 0 | 0 | 0 | 0 | 0 | 0 | 1.7671 | 23.0877 | 51.314 | 43.1741 | 0 | 0 | 0 | 0 | 0 | 0 | 0 | 35.7119 | 464.489 | 798.3137 | 518.5441 | 0 | 0 | 0% | 0% | 0% | 0% | 0% | 0% | 72% | 28% | 0% | 0% | 100% | [10 empty] | 0 | 0 | 0 | 0 | 0 | 0 | 1222.3554 | 475.3604 | 0 | 0 | 0 | 0 | 0 | 0 | 0 | 0 | 0 | 0 | 0 | 0 | 0 | 0 | 0 | 0 | 0 | 0 | 76.1688 | 43.1741 | 0 | 0 | 0 | 0 | 0 | 0 | 0 | 0 | 1298.5242 | 518.5345 | 0 | 0 | 0
230 | KTS A4 500/220kV Transformer Replacement | Replacement - Major Station | Major Station | TRUE | Secondary | Network | Labour - Internal | 10% | 0 | 0 | 0 | 0 | 0 | 0 | 8.4862 | 110.3503 | 186.7499 | 118.8425 | 0 | 0 | 0 | 0 | 0 | 0 | 0 | 0.17146 | 3.1073 | 7.3724 | 6.0515 | 0 | 0 | 0 | 0 | 0 | 0 | 0 | 0.45071 | 5.9345 | 13.3349 | 11.3431 | 0 | 0 | 0 | 0 | 0 | 0 | 0 | 9.1084 | 119.3921 | 207.4573 | 136.2371 | 0 | 0 | 0% | 0% | 0% | 0% | 0% | 0% | 72% | 28% | 0% | 0% | 100% | [10 empty] | 0 | 0 | 0 | 0 | 0 | 0 | 305.5889 | 118.8401 | 0 | 0 | 0 | 0 | 0 | 0 | 0 | 0 | 10.6512 | 6.0515 | 0 | 0 | 0 | 0 | 0 | 0 | 0 | 0 | 19.7201 | 11.3431 | 0 | 0 | 0 | 0 | 0 | 0 | 0 | 0 | 335.9602 | 136.2347 | 0 | 0 | 0
231 | KTS A4 500/220kV Transformer Replacement | Replacement - Major Station | Major Station | TRUE | Secondary | Network | Labour - External | 50% | 0 | 0 | 0 | 0 | 0 | 0 | 42.431 | 551.7517 | 933.7497 | 594.2125 | 0 | 0 | 0 | 0 | 0 | 0 | 0 | 0.34533 | 10.2724 | 29.2297 | 26.2329 | 0 | 0 | 0 | 0 | 0 | 0 | 0 | 2.2269 | 29.3969 | 66.1504 | 56.3501 | 0 | 0 | 0 | 0 | 0 | 0 | 0 | 45.0032 | 591.421 | 1029.1297 | 676.7955 | 0 | 0 | 0% | 0% | 0% | 0% | 0% | 0% | 72% | 28% | 0% | 0% | 100% | [10 empty] | 0 | 0 | 0 | 0 | 0 | 0 | 1527.9443 | 594.2006 | 0 | 0 | 0 | 0 | 0 | 0 | 0 | 0 | 39.8474 | 26.2329 | 0 | 0 | 0 | 0 | 0 | 0 | 0 | 0 | 97.7742 | 56.3501 | 0 | 0 | 0 | 0 | 0 | 0 | 0 | 0 | 1665.5659 | 676.7835 | 0 | 0 | 0
232 | KTS A4 500/220kV Transformer Replacement | Replacement - Major Station | Major Station | TRUE | Switchgear | Network | Materials | 40% | 0 | 0 | 0 | 0 | 0 | 0 | 184.2815 | 2396.3077 | 4055.3598 | 2580.7189 | 0 | 0 | 0 | 0 | 0 | 0 | 0 | 0 | 0 | 0 | 0 | 0 | 0 | 0 | 0 | 0 | 0 | 0 | 9.5935 | 125.3399 | 278.5766 | 234.3861 | 0 | 0 | 0 | 0 | 0 | 0 | 0 | 193.875 | 2521.6477 | 4333.9364 | 2815.105 | 0 | 0 | 0% | 0% | 0% | 0% | 0% | 0% | 72% | 28% | 0% | 0% | 100% | [10 empty] | 0 | 0 | 0 | 0 | 0 | 0 | 6636.0009 | 2580.667 | 0 | 0 | 0 | 0 | 0 | 0 | 0 | 0 | 0 | 0 | 0 | 0 | 0 | 0 | 0 | 0 | 0 | 0 | 413.51 | 234.3861 | 0 | 0 | 0 | 0 | 0 | 0 | 0 | 0 | 7049.511 | 2815.0531 | 0 | 0 | 0
233 | KTS A4 500/220kV Transformer Replacement | Replacement - Major Station | Major Station | TRUE | Switchgear | Network | Labour - Internal | 10% | 0 | 0 | 0 | 0 | 0 | 0 | 46.0704 | 599.0769 | 1013.84 | 645.1797 | 0 | 0 | 0 | 0 | 0 | 0 | 0 | 0.93081 | 16.8694 | 40.0237 | 32.8528 | 0 | 0 | 0 | 0 | 0 | 0 | 0 | 2.4468 | 32.2173 | 72.3935 | 61.5803 | 0 | 0 | 0 | 0 | 0 | 0 | 0 | 49.448 | 648.1637 | 1126.2572 | 739.6128 | 0 | 0 | 0% | 0% | 0% | 0% | 0% | 0% | 72% | 28% | 0% | 0% | 100% | [10 empty] | 0 | 0 | 0 | 0 | 0 | 0 | 1659.0002 | 645.1668 | 0 | 0 | 0 | 0 | 0 | 0 | 0 | 0 | 57.8239 | 32.8528 | 0 | 0 | 0 | 0 | 0 | 0 | 0 | 0 | 107.0577 | 61.5803 | 0 | 0 | 0 | 0 | 0 | 0 | 0 | 0 | 1823.8819 | 739.5999 | 0 | 0 | 0
234 | KTS A4 500/220kV Transformer Replacement | Replacement - Major Station | Major Station | TRUE | Switchgear | Network | Labour - External | 50% | 0 | 0 | 0 | 0 | 0 | 0 | 230.3519 | 2995.3847 | 5069.1998 | 3225.8986 | 0 | 0 | 0 | 0 | 0 | 0 | 0 | 1.8747 | 55.7675 | 158.6839 | 142.4146 | 0 | 0 | 0 | 0 | 0 | 0 | 0 | 12.0895 | 159.5919 | 359.1213 | 305.917 | 0 | 0 | 0 | 0 | 0 | 0 | 0 | 244.3161 | 3210.744 | 5587.005 | 3674.2302 | 0 | 0 | 0% | 0% | 0% | 0% | 0% | 0% | 72% | 28% | 0% | 0% | 100% | [10 empty] | 0 | 0 | 0 | 0 | 0 | 0 | 8295.0012 | 3225.8338 | 0 | 0 | 0 | 0 | 0 | 0 | 0 | 0 | 216.3261 | 142.4146 | 0 | 0 | 0 | 0 | 0 | 0 | 0 | 0 | 530.8026 | 305.917 | 0 | 0 | 0 | 0 | 0 | 0 | 0 | 0 | 9042.1299 | 3674.1654 | 0 | 0 | 0
235 | KTS A4 500/220kV Transformer Replacement | Replacement - Major Station | Major Station | TRUE | Transformers | Network | Materials | 40% | 0 | 0 | 0 | 0 | 0 | 0 | 197.1666 | 2563.8598 | 4338.9143 | 2761.1651 | 0 | 0 | 0 | 0 | 0 | 0 | 0 | 0 | 0 | 0 | 0 | 0 | 0 | 0 | 0 | 0 | 0 | 0 | 10.2643 | 134.1038 | 298.0549 | 250.7746 | 0 | 0 | 0 | 0 | 0 | 0 | 0 | 207.4309 | 2697.9636 | 4636.9692 | 3011.9397 | 0 | 0 | 0% | 0% | 0% | 0% | 0% | 0% | 72% | 28% | 0% | 0% | 100% | [10 empty] | 0 | 0 | 0 | 0 | 0 | 0 | 7099.9962 | 2761.1096 | 0 | 0 | 0 | 0 | 0 | 0 | 0 | 0 | 0 | 0 | 0 | 0 | 0 | 0 | 0 | 0 | 0 | 0 | 442.423 | 250.7746 | 0 | 0 | 0 | 0 | 0 | 0 | 0 | 0 | 7542.4192 | 3011.8842 | 0 | 0 | 0
236 | KTS A4 500/220kV Transformer Replacement | Replacement - Major Station | Major Station | TRUE | Transformers | Network | Labour - Internal | 10% | 0 | 0 | 0 | 0 | 0 | 0 | 49.2917 | 640.9649 | 1084.7286 | 690.2913 | 0 | 0 | 0 | 0 | 0 | 0 | 0 | 0.99589 | 18.0489 | 42.8222 | 35.1499 | 0 | 0 | 0 | 0 | 0 | 0 | 0 | 2.6179 | 34.47 | 77.4553 | 65.886 | 0 | 0 | 0 | 0 | 0 | 0 | 0 | 52.9055 | 693.4839 | 1205.0062 | 791.3272 | 0 | 0 | 0% | 0% | 0% | 0% | 0% | 0% | 72% | 28% | 0% | 0% | 100% | [10 empty] | 0 | 0 | 0 | 0 | 0 | 0 | 1774.9991 | 690.2774 | 0 | 0 | 0 | 0 | 0 | 0 | 0 | 0 | 61.867 | 35.1499 | 0 | 0 | 0 | 0 | 0 | 0 | 0 | 0 | 114.5433 | 65.886 | 0 | 0 | 0 | 0 | 0 | 0 | 0 | 0 | 1951.4094 | 791.3134 | 0 | 0 | 0
237 | KTS A4 500/220kV Transformer Replacement | Replacement - Major Station | Major Station | TRUE | Transformers | Network | Labour - External | 50% | 0 | 0 | 0 | 0 | 0 | 0 | 246.4583 | 3204.8247 | 5423.6429 | 3451.4564 | 0 | 0 | 0 | 0 | 0 | 0 | 0 | 2.0058 | 59.6668 | 169.7792 | 152.3724 | 0 | 0 | 0 | 0 | 0 | 0 | 0 | 12.9348 | 170.7507 | 384.2313 | 327.307 | 0 | 0 | 0 | 0 | 0 | 0 | 0 | 261.3989 | 3435.2422 | 5977.6535 | 3931.1358 | 0 | 0 | 0% | 0% | 0% | 0% | 0% | 0% | 72% | 28% | 0% | 0% | 100% | [10 empty] | 0 | 0 | 0 | 0 | 0 | 0 | 8874.9953 | 3451.387 | 0 | 0 | 0 | 0 | 0 | 0 | 0 | 0 | 231.4518 | 152.3724 | 0 | 0 | 0 | 0 | 0 | 0 | 0 | 0 | 567.9168 | 327.307 | 0 | 0 | 0 | 0 | 0 | 0 | 0 | 0 | 9674.3639 | 3931.0664 | 0 | 0 | 0
238 | KTS A4 500/220kV Transformer Replacement | Replacement - Major Station | Major Station | TRUE | Towers and Conductor | Network | Materials | 40% | 0 | 0 | 0 | 0 | 0 | 0 | 12.9626 | 168.5588 | 285.2582 | 181.5305 | 0 | 0 | 0 | 0 | 0 | 0 | 0 | 0 | 0 | 0 | 0 | 0 | 0 | 0 | 0 | 0 | 0 | 0 | 0.67482 | 8.8165 | 19.5954 | 16.487 | 0 | 0 | 0 | 0 | 0 | 0 | 0 | 13.6374 | 177.3753 | 304.8536 | 198.0174 | 0 | 0 | 0% | 0% | 0% | 0% | 0% | 0% | 72% | 28% | 0% | 0% | 100% | [10 empty] | 0 | 0 | 0 | 0 | 0 | 0 | 466.7832 | 181.5268 | 0 | 0 | 0 | 0 | 0 | 0 | 0 | 0 | 0 | 0 | 0 | 0 | 0 | 0 | 0 | 0 | 0 | 0 | 29.0867 | 16.487 | 0 | 0 | 0 | 0 | 0 | 0 | 0 | 0 | 495.87 | 198.0138 | 0 | 0 | 0
239 | KTS A4 500/220kV Transformer Replacement | Replacement - Major Station | Major Station | TRUE | Towers and Conductor | Network | Labour - Internal | 10% | 0 | 0 | 0 | 0 | 0 | 0 | 3.2406 | 42.1397 | 71.3146 | 45.3826 | 0 | 0 | 0 | 0 | 0 | 0 | 0 | 0.065474 | 1.1866 | 2.8153 | 2.3109 | 0 | 0 | 0 | 0 | 0 | 0 | 0 | 0.17211 | 2.2662 | 5.0922 | 4.3316 | 0 | 0 | 0 | 0 | 0 | 0 | 0 | 3.4782 | 45.5925 | 79.2221 | 52.0251 | 0 | 0 | 0% | 0% | 0% | 0% | 0% | 0% | 72% | 28% | 0% | 0% | 100% | [10 empty] | 0 | 0 | 0 | 0 | 0 | 0 | 116.6958 | 45.3817 | 0 | 0 | 0 | 0 | 0 | 0 | 0 | 0 | 4.0674 | 2.3109 | 0 | 0 | 0 | 0 | 0 | 0 | 0 | 0 | 7.5305 | 4.3316 | 0 | 0 | 0 | 0 | 0 | 0 | 0 | 0 | 128.2938 | 52.0242 | 0 | 0 | 0
240 | KTS A4 500/220kV Transformer Replacement | Replacement - Major Station | Major Station | TRUE | Towers and Conductor | Network | Labour - External | 50% | 0 | 0 | 0 | 0 | 0 | 0 | 16.2032 | 210.6985 | 356.5728 | 226.9131 | 0 | 0 | 0 | 0 | 0 | 0 | 0 | 0.13187 | 3.9227 | 11.162 | 10.0176 | 0 | 0 | 0 | 0 | 0 | 0 | 0 | 0.85039 | 11.2259 | 25.261 | 21.5185 | 0 | 0 | 0 | 0 | 0 | 0 | 0 | 17.1854 | 225.8471 | 392.9958 | 258.4492 | 0 | 0 | 0% | 0% | 0% | 0% | 0% | 0% | 72% | 28% | 0% | 0% | 100% | [10 empty] | 0 | 0 | 0 | 0 | 0 | 0 | 583.479 | 226.9085 | 0 | 0 | 0 | 0 | 0 | 0 | 0 | 0 | 15.2166 | 10.0176 | 0 | 0 | 0 | 0 | 0 | 0 | 0 | 0 | 37.3372 | 21.5185 | 0 | 0 | 0 | 0 | 0 | 0 | 0 | 0 | 636.0329 | 258.4446 | 0 | 0 | 0
241 | KTS A4 500/220kV Transformer Replacement | Replacement - Major Station | Major Station | TRUE | Establishment | Network | Materials | 40% | 0 | 0 | 0 | 0 | 0 | 0 | 94.4906 | 1228.7108 | 2079.3926 | 1323.268 | 0 | 0 | 0 | 0 | 0 | 0 | 0 | 0 | 0 | 0 | 0 | 0 | 0 | 0 | 0 | 0 | 0 | 0 | 4.9191 | 64.2683 | 142.8406 | 120.1819 | 0 | 0 | 0 | 0 | 0 | 0 | 0 | 99.4097 | 1292.9791 | 2222.2332 | 1443.4498 | 0 | 0 | 0% | 0% | 0% | 0% | 0% | 0% | 72% | 28% | 0% | 0% | 100% | [10 empty] | 0 | 0 | 0 | 0 | 0 | 0 | 3402.6207 | 1323.2414 | 0 | 0 | 0 | 0 | 0 | 0 | 0 | 0 | 0 | 0 | 0 | 0 | 0 | 0 | 0 | 0 | 0 | 0 | 212.028 | 120.1819 | 0 | 0 | 0 | 0 | 0 | 0 | 0 | 0 | 3614.6486 | 1443.4232 | 0 | 0 | 0
242 | KTS A4 500/220kV Transformer Replacement | Replacement - Major Station | Major Station | TRUE | Establishment | Network | Labour - Internal | 10% | 0 | 0 | 0 | 0 | 0 | 0 | 23.6227 | 307.1777 | 519.8481 | 330.817 | 0 | 0 | 0 | 0 | 0 | 0 | 0 | 0.47727 | 8.6498 | 20.5222 | 16.8453 | 0 | 0 | 0 | 0 | 0 | 0 | 0 | 1.2546 | 16.5195 | 37.1199 | 31.5754 | 0 | 0 | 0 | 0 | 0 | 0 | 0 | 25.3546 | 332.347 | 577.4903 | 379.2377 | 0 | 0 | 0% | 0% | 0% | 0% | 0% | 0% | 72% | 28% | 0% | 0% | 100% | [10 empty] | 0 | 0 | 0 | 0 | 0 | 0 | 850.6552 | 330.8103 | 0 | 0 | 0 | 0 | 0 | 0 | 0 | 0 | 29.6493 | 16.8453 | 0 | 0 | 0 | 0 | 0 | 0 | 0 | 0 | 54.894 | 31.5754 | 0 | 0 | 0 | 0 | 0 | 0 | 0 | 0 | 935.1985 | 379.2311 | 0 | 0 | 0
243 | KTS A4 500/220kV Transformer Replacement | Replacement - Major Station | Major Station | TRUE | Establishment | Network | Labour - External | 50% | 0 | 0 | 0 | 0 | 0 | 0 | 118.1133 | 1535.8885 | 2599.2407 | 1654.085 | 0 | 0 | 0 | 0 | 0 | 0 | 0 | 0.96127 | 28.5949 | 81.3654 | 73.0233 | 0 | 0 | 0 | 0 | 0 | 0 | 0 | 6.1989 | 81.831 | 184.14 | 156.8594 | 0 | 0 | 0 | 0 | 0 | 0 | 0 | 125.2735 | 1646.3144 | 2864.7462 | 1883.9678 | 0 | 0 | 0% | 0% | 0% | 0% | 0% | 0% | 72% | 28% | 0% | 0% | 100% | [10 empty] | 0 | 0 | 0 | 0 | 0 | 0 | 4253.2758 | 1654.0517 | 0 | 0 | 0 | 0 | 0 | 0 | 0 | 0 | 110.9216 | 73.0233 | 0 | 0 | 0 | 0 | 0 | 0 | 0 | 0 | 272.1699 | 156.8594 | 0 | 0 | 0 | 0 | 0 | 0 | 0 | 0 | 4636.3673 | 1883.9345 | 0 | 0 | 0
244 | DDTS H3 330/220kV Transformer and 330kV Circuit Breaker Replacement | Replacement - Major Station | Major Station | TRUE | Secondary | Network | Materials | 40% | 0 | 0 | 0 | 0 | 0 | 0 | 0 | 0 | 0 | 0 | 0 | 0 | 0 | 0 | 0 | 0 | 0 | 0 | 0 | 0 | 0 | 0 | 0 | 0 | 0 | 0 | 0 | 0 | 0 | 0 | 0 | 0 | 0 | 0 | 0 | 0 | 0 | 0 | 0 | 0 | 0 | 0 | 0 | 0 | 0 | 0% | 0% | 0% | 0% | 0% | 0% | 0% | 0% | 0% | 0% | 0% | [10 empty] | 0 | 0 | 0 | 0 | 0 | 0 | 0 | 0 | 0 | 0 | 0 | 0 | 0 | 0 | 0 | 0 | 0 | 0 | 0 | 0 | 0 | 0 | 0 | 0 | 0 | 0 | 0 | 0 | 0 | 0 | 0 | 0 | 0 | 0 | 0 | 0 | 0 | 0 | 0 | 0 | 0
245 | DDTS H3 330/220kV Transformer and 330kV Circuit Breaker Replacement | Replacement - Major Station | Major Station | TRUE | Secondary | Network | Labour - Internal | 10% | 0 | 0 | 0 | 0 | 0 | 0 | 0 | 0 | 0 | 0 | 0 | 0 | 0 | 0 | 0 | 0 | 0 | 0 | 0 | 0 | 0 | 0 | 0 | 0 | 0 | 0 | 0 | 0 | 0 | 0 | 0 | 0 | 0 | 0 | 0 | 0 | 0 | 0 | 0 | 0 | 0 | 0 | 0 | 0 | 0 | 0% | 0% | 0% | 0% | 0% | 0% | 0% | 0% | 0% | 0% | 0% | [10 empty] | 0 | 0 | 0 | 0 | 0 | 0 | 0 | 0 | 0 | 0 | 0 | 0 | 0 | 0 | 0 | 0 | 0 | 0 | 0 | 0 | 0 | 0 | 0 | 0 | 0 | 0 | 0 | 0 | 0 | 0 | 0 | 0 | 0 | 0 | 0 | 0 | 0 | 0 | 0 | 0 | 0
246 | DDTS H3 330/220kV Transformer and 330kV Circuit Breaker Replacement | Replacement - Major Station | Major Station | TRUE | Secondary | Network | Labour - External | 50% | 0 | 0 | 0 | 0 | 0 | 0 | 0 | 0 | 0 | 0 | 0 | 0 | 0 | 0 | 0 | 0 | 0 | 0 | 0 | 0 | 0 | 0 | 0 | 0 | 0 | 0 | 0 | 0 | 0 | 0 | 0 | 0 | 0 | 0 | 0 | 0 | 0 | 0 | 0 | 0 | 0 | 0 | 0 | 0 | 0 | 0% | 0% | 0% | 0% | 0% | 0% | 0% | 0% | 0% | 0% | 0% | [10 empty] | 0 | 0 | 0 | 0 | 0 | 0 | 0 | 0 | 0 | 0 | 0 | 0 | 0 | 0 | 0 | 0 | 0 | 0 | 0 | 0 | 0 | 0 | 0 | 0 | 0 | 0 | 0 | 0 | 0 | 0 | 0 | 0 | 0 | 0 | 0 | 0 | 0 | 0 | 0 | 0 | 0
247 | DDTS H3 330/220kV Transformer and 330kV Circuit Breaker Replacement | Replacement - Major Station | Major Station | TRUE | Switchgear | Network | Materials | 40% | 0 | 0 | 0 | 0 | 0 | 0 | 0 | 0 | 0 | 0 | 0 | 0 | 0 | 0 | 0 | 0 | 0 | 0 | 0 | 0 | 0 | 0 | 0 | 0 | 0 | 0 | 0 | 0 | 0 | 0 | 0 | 0 | 0 | 0 | 0 | 0 | 0 | 0 | 0 | 0 | 0 | 0 | 0 | 0 | 0 | 0% | 0% | 0% | 0% | 0% | 0% | 0% | 0% | 0% | 0% | 0% | [10 empty] | 0 | 0 | 0 | 0 | 0 | 0 | 0 | 0 | 0 | 0 | 0 | 0 | 0 | 0 | 0 | 0 | 0 | 0 | 0 | 0 | 0 | 0 | 0 | 0 | 0 | 0 | 0 | 0 | 0 | 0 | 0 | 0 | 0 | 0 | 0 | 0 | 0 | 0 | 0 | 0 | 0
248 | DDTS H3 330/220kV Transformer and 330kV Circuit Breaker Replacement | Replacement - Major Station | Major Station | TRUE | Switchgear | Network | Labour - Internal | 10% | 0 | 0 | 0 | 0 | 0 | 0 | 0 | 0 | 0 | 0 | 0 | 0 | 0 | 0 | 0 | 0 | 0 | 0 | 0 | 0 | 0 | 0 | 0 | 0 | 0 | 0 | 0 | 0 | 0 | 0 | 0 | 0 | 0 | 0 | 0 | 0 | 0 | 0 | 0 | 0 | 0 | 0 | 0 | 0 | 0 | 0% | 0% | 0% | 0% | 0% | 0% | 0% | 0% | 0% | 0% | 0% | [10 empty] | 0 | 0 | 0 | 0 | 0 | 0 | 0 | 0 | 0 | 0 | 0 | 0 | 0 | 0 | 0 | 0 | 0 | 0 | 0 | 0 | 0 | 0 | 0 | 0 | 0 | 0 | 0 | 0 | 0 | 0 | 0 | 0 | 0 | 0 | 0 | 0 | 0 | 0 | 0 | 0 | 0
249 | DDTS H3 330/220kV Transformer and 330kV Circuit Breaker Replacement | Replacement - Major Station | Major Station | TRUE | Switchgear | Network | Labour - External | 50% | 0 | 0 | 0 | 0 | 0 | 0 | 0 | 0 | 0 | 0 | 0 | 0 | 0 | 0 | 0 | 0 | 0 | 0 | 0 | 0 | 0 | 0 | 0 | 0 | 0 | 0 | 0 | 0 | 0 | 0 | 0 | 0 | 0 | 0 | 0 | 0 | 0 | 0 | 0 | 0 | 0 | 0 | 0 | 0 | 0 | 0% | 0% | 0% | 0% | 0% | 0% | 0% | 0% | 0% | 0% | 0% | [10 empty] | 0 | 0 | 0 | 0 | 0 | 0 | 0 | 0 | 0 | 0 | 0 | 0 | 0 | 0 | 0 | 0 | 0 | 0 | 0 | 0 | 0 | 0 | 0 | 0 | 0 | 0 | 0 | 0 | 0 | 0 | 0 | 0 | 0 | 0 | 0 | 0 | 0 | 0 | 0 | 0 | 0
250 | DDTS H3 330/220kV Transformer and 330kV Circuit Breaker Replacement | Replacement - Major Station | Major Station | TRUE | Transformers | Network | Materials | 40% | 0 | 0 | 0 | 0 | 0 | 0 | 0 | 0 | 0 | 0 | 0 | 0 | 0 | 0 | 0 | 0 | 0 | 0 | 0 | 0 | 0 | 0 | 0 | 0 | 0 | 0 | 0 | 0 | 0 | 0 | 0 | 0 | 0 | 0 | 0 | 0 | 0 | 0 | 0 | 0 | 0 | 0 | 0 | 0 | 0 | 0% | 0% | 0% | 0% | 0% | 0% | 0% | 0% | 0% | 0% | 0% | [10 empty] | 0 | 0 | 0 | 0 | 0 | 0 | 0 | 0 | 0 | 0 | 0 | 0 | 0 | 0 | 0 | 0 | 0 | 0 | 0 | 0 | 0 | 0 | 0 | 0 | 0 | 0 | 0 | 0 | 0 | 0 | 0 | 0 | 0 | 0 | 0 | 0 | 0 | 0 | 0 | 0 | 0
251 | DDTS H3 330/220kV Transformer and 330kV Circuit Breaker Replacement | Replacement - Major Station | Major Station | TRUE | Transformers | Network | Labour - Internal | 10% | 0 | 0 | 0 | 0 | 0 | 0 | 0 | 0 | 0 | 0 | 0 | 0 | 0 | 0 | 0 | 0 | 0 | 0 | 0 | 0 | 0 | 0 | 0 | 0 | 0 | 0 | 0 | 0 | 0 | 0 | 0 | 0 | 0 | 0 | 0 | 0 | 0 | 0 | 0 | 0 | 0 | 0 | 0 | 0 | 0 | 0% | 0% | 0% | 0% | 0% | 0% | 0% | 0% | 0% | 0% | 0% | [10 empty] | 0 | 0 | 0 | 0 | 0 | 0 | 0 | 0 | 0 | 0 | 0 | 0 | 0 | 0 | 0 | 0 | 0 | 0 | 0 | 0 | 0 | 0 | 0 | 0 | 0 | 0 | 0 | 0 | 0 | 0 | 0 | 0 | 0 | 0 | 0 | 0 | 0 | 0 | 0 | 0 | 0
252 | DDTS H3 330/220kV Transformer and 330kV Circuit Breaker Replacement | Replacement - Major Station | Major Station | TRUE | Transformers | Network | Labour - External | 50% | 0 | 0 | 0 | 0 | 0 | 0 | 0 | 0 | 0 | 0 | 0 | 0 | 0 | 0 | 0 | 0 | 0 | 0 | 0 | 0 | 0 | 0 | 0 | 0 | 0 | 0 | 0 | 0 | 0 | 0 | 0 | 0 | 0 | 0 | 0 | 0 | 0 | 0 | 0 | 0 | 0 | 0 | 0 | 0 | 0 | 0% | 0% | 0% | 0% | 0% | 0% | 0% | 0% | 0% | 0% | 0% | [10 empty] | 0 | 0 | 0 | 0 | 0 | 0 | 0 | 0 | 0 | 0 | 0 | 0 | 0 | 0 | 0 | 0 | 0 | 0 | 0 | 0 | 0 | 0 | 0 | 0 | 0 | 0 | 0 | 0 | 0 | 0 | 0 | 0 | 0 | 0 | 0 | 0 | 0 | 0 | 0 | 0 | 0
253 | DDTS H3 330/220kV Transformer and 330kV Circuit Breaker Replacement | Replacement - Major Station | Major Station | TRUE | Towers and Conductor | Network | Materials | 40% | 0 | 0 | 0 | 0 | 0 | 0 | 0 | 0 | 0 | 0 | 0 | 0 | 0 | 0 | 0 | 0 | 0 | 0 | 0 | 0 | 0 | 0 | 0 | 0 | 0 | 0 | 0 | 0 | 0 | 0 | 0 | 0 | 0 | 0 | 0 | 0 | 0 | 0 | 0 | 0 | 0 | 0 | 0 | 0 | 0 | 0% | 0% | 0% | 0% | 0% | 0% | 0% | 0% | 0% | 0% | 0% | [10 empty] | 0 | 0 | 0 | 0 | 0 | 0 | 0 | 0 | 0 | 0 | 0 | 0 | 0 | 0 | 0 | 0 | 0 | 0 | 0 | 0 | 0 | 0 | 0 | 0 | 0 | 0 | 0 | 0 | 0 | 0 | 0 | 0 | 0 | 0 | 0 | 0 | 0 | 0 | 0 | 0 | 0
254 | DDTS H3 330/220kV Transformer and 330kV Circuit Breaker Replacement | Replacement - Major Station | Major Station | TRUE | Towers and Conductor | Network | Labour - Internal | 10% | 0 | 0 | 0 | 0 | 0 | 0 | 0 | 0 | 0 | 0 | 0 | 0 | 0 | 0 | 0 | 0 | 0 | 0 | 0 | 0 | 0 | 0 | 0 | 0 | 0 | 0 | 0 | 0 | 0 | 0 | 0 | 0 | 0 | 0 | 0 | 0 | 0 | 0 | 0 | 0 | 0 | 0 | 0 | 0 | 0 | 0% | 0% | 0% | 0% | 0% | 0% | 0% | 0% | 0% | 0% | 0% | [10 empty] | 0 | 0 | 0 | 0 | 0 | 0 | 0 | 0 | 0 | 0 | 0 | 0 | 0 | 0 | 0 | 0 | 0 | 0 | 0 | 0 | 0 | 0 | 0 | 0 | 0 | 0 | 0 | 0 | 0 | 0 | 0 | 0 | 0 | 0 | 0 | 0 | 0 | 0 | 0 | 0 | 0
255 | DDTS H3 330/220kV Transformer and 330kV Circuit Breaker Replacement | Replacement - Major Station | Major Station | TRUE | Towers and Conductor | Network | Labour - External | 50% | 0 | 0 | 0 | 0 | 0 | 0 | 0 | 0 | 0 | 0 | 0 | 0 | 0 | 0 | 0 | 0 | 0 | 0 | 0 | 0 | 0 | 0 | 0 | 0 | 0 | 0 | 0 | 0 | 0 | 0 | 0 | 0 | 0 | 0 | 0 | 0 | 0 | 0 | 0 | 0 | 0 | 0 | 0 | 0 | 0 | 0% | 0% | 0% | 0% | 0% | 0% | 0% | 0% | 0% | 0% | 0% | [10 empty] | 0 | 0 | 0 | 0 | 0 | 0 | 0 | 0 | 0 | 0 | 0 | 0 | 0 | 0 | 0 | 0 | 0 | 0 | 0 | 0 | 0 | 0 | 0 | 0 | 0 | 0 | 0 | 0 | 0 | 0 | 0 | 0 | 0 | 0 | 0 | 0 | 0 | 0 | 0 | 0 | 0
256 | DDTS H3 330/220kV Transformer and 330kV Circuit Breaker Replacement | Replacement - Major Station | Major Station | TRUE | Establishment | Network | Materials | 40% | 0 | 0 | 0 | 0 | 0 | 0 | 0 | 0 | 0 | 0 | 0 | 0 | 0 | 0 | 0 | 0 | 0 | 0 | 0 | 0 | 0 | 0 | 0 | 0 | 0 | 0 | 0 | 0 | 0 | 0 | 0 | 0 | 0 | 0 | 0 | 0 | 0 | 0 | 0 | 0 | 0 | 0 | 0 | 0 | 0 | 0% | 0% | 0% | 0% | 0% | 0% | 0% | 0% | 0% | 0% | 0% | [10 empty] | 0 | 0 | 0 | 0 | 0 | 0 | 0 | 0 | 0 | 0 | 0 | 0 | 0 | 0 | 0 | 0 | 0 | 0 | 0 | 0 | 0 | 0 | 0 | 0 | 0 | 0 | 0 | 0 | 0 | 0 | 0 | 0 | 0 | 0 | 0 | 0 | 0 | 0 | 0 | 0 | 0
257 | DDTS H3 330/220kV Transformer and 330kV Circuit Breaker Replacement | Replacement - Major Station | Major Station | TRUE | Establishment | Network | Labour - Internal | 10% | 0 | 0 | 0 | 0 | 0 | 0 | 0 | 0 | 0 | 0 | 0 | 0 | 0 | 0 | 0 | 0 | 0 | 0 | 0 | 0 | 0 | 0 | 0 | 0 | 0 | 0 | 0 | 0 | 0 | 0 | 0 | 0 | 0 | 0 | 0 | 0 | 0 | 0 | 0 | 0 | 0 | 0 | 0 | 0 | 0 | 0% | 0% | 0% | 0% | 0% | 0% | 0% | 0% | 0% | 0% | 0% | [10 empty] | 0 | 0 | 0 | 0 | 0 | 0 | 0 | 0 | 0 | 0 | 0 | 0 | 0 | 0 | 0 | 0 | 0 | 0 | 0 | 0 | 0 | 0 | 0 | 0 | 0 | 0 | 0 | 0 | 0 | 0 | 0 | 0 | 0 | 0 | 0 | 0 | 0 | 0 | 0 | 0 | 0
258 | DDTS H3 330/220kV Transformer and 330kV Circuit Breaker Replacement | Replacement - Major Station | Major Station | TRUE | Establishment | Network | Labour - External | 50% | 0 | 0 | 0 | 0 | 0 | 0 | 0 | 0 | 0 | 0 | 0 | 0 | 0 | 0 | 0 | 0 | 0 | 0 | 0 | 0 | 0 | 0 | 0 | 0 | 0 | 0 | 0 | 0 | 0 | 0 | 0 | 0 | 0 | 0 | 0 | 0 | 0 | 0 | 0 | 0 | 0 | 0 | 0 | 0 | 0 | 0% | 0% | 0% | 0% | 0% | 0% | 0% | 0% | 0% | 0% | 0% | [10 empty] | 0 | 0 | 0 | 0 | 0 | 0 | 0 | 0 | 0 | 0 | 0 | 0 | 0 | 0 | 0 | 0 | 0 | 0 | 0 | 0 | 0 | 0 | 0 | 0 | 0 | 0 | 0 | 0 | 0 | 0 | 0 | 0 | 0 | 0 | 0 | 0 | 0 | 0 | 0 | 0 | 0
259 | WMTS Redevelopment Project | Replacement - Major Station CBD | Major Station | TRUE | Secondary | Network | Materials | 40% | 0 | 1337.9858 | 795.8848 | 575.8371 | 221.2476 | 340.5546 | 0 | 0 | 0 | 0 | 0 | 0 | 0 | 0 | 0 | 0 | 0 | 0 | 0 | 0 | 0 | 0 | 0 | 0 | 37.9368 | 39.0769 | 13.4624 | 16.37 | 0 | 0 | 0 | 0 | 0 | 0 | 1337.9858 | 833.8216 | 614.914 | 234.71 | 356.9246 | 0 | 0 | 0 | 0 | 0 | 0 | 14% | 25.13% | 31.84% | 11.69% | 17.34% | 0% | 0% | 0% | 0% | 0% | 100% | [10 empty] | 458.0114 | 822.0988 | 1041.6065 | 382.5556 | 567.2376 | 0 | 0 | 0 | 0 | 0 | 0 | 0 | 0 | 0 | 0 | 0 | 0 | 0 | 0 | 0 | 37.9368 | -1.5543 | 35.2869 | 16.651 | 18.5257 | 0 | 0 | 0 | 0 | 0 | 495.9482 | 820.5445 | 1076.8934 | 399.2066 | 585.7633 | 0 | 0 | 0 | 0 | 0 | 0
260 | WMTS Redevelopment Project | Replacement - Major Station CBD | Major Station | TRUE | Secondary | Network | Labour - Internal | 10% | 0 | 334.4965 | 198.9712 | 143.9593 | 55.3119 | 85.1386 | 0 | 0 | 0 | 0 | 0 | 0 | 0 | 1.154 | 0.52675 | 0.54609 | 1.2873 | 0 | 0 | 0 | 0 | 0 | 0 | 0 | 9.5392 | 9.805 | 3.3988 | 4.1544 | 0 | 0 | 0 | 0 | 0 | 0 | 334.4965 | 209.6644 | 154.291 | 59.2568 | 90.5803 | 0 | 0 | 0 | 0 | 0 | 0 | 14% | 25.13% | 31.84% | 11.69% | 17.34% | 0% | 0% | 0% | 0% | 0% | 100% | [10 empty] | 114.5028 | 205.5247 | 260.4016 | 95.6389 | 141.8094 | 0 | 0 | 0 | 0 | 0 | 1.154 | -0.36 | 0.96996 | 1.1409 | 0.60931 | 0 | 0 | 0 | 0 | 0 | 9.5392 | -0.4007 | 8.877 | 4.2182 | 4.6637 | 0 | 0 | 0 | 0 | 0 | 125.1961 | 204.764 | 270.2486 | 100.9979 | 147.0824 | 0 | 0 | 0 | 0 | 0 | 0
261 | WMTS Redevelopment Project | Replacement - Major Station CBD | Major Station | TRUE | Secondary | Network | Labour - External | 50% | 0 | 1672.4823 | 994.856 | 719.7964 | 276.5595 | 425.6932 | 0 | 0 | 0 | 0 | 0 | 0 | 0 | 5.7702 | -1.8921 | -0.40327 | 1.0671 | 0 | 0 | 0 | 0 | 0 | 0 | 0 | 47.696 | 48.7177 | 16.8034 | 20.5138 | 0 | 0 | 0 | 0 | 0 | 0 | 1672.4823 | 1048.3222 | 766.622 | 292.9596 | 447.2741 | 0 | 0 | 0 | 0 | 0 | 0 | 14% | 25.13% | 31.84% | 11.69% | 17.34% | 0% | 0% | 0% | 0% | 0% | 100% | [10 empty] | 572.5142 | 1027.6235 | 1302.0082 | 478.1945 | 709.047 | 0 | 0 | 0 | 0 | 0 | 5.7702 | -3.9381 | 0.92046 | 1.0019 | 0.78751 | 0 | 0 | 0 | 0 | 0 | 47.696 | -2.1486 | 44.136 | 20.8603 | 23.1872 | 0 | 0 | 0 | 0 | 0 | 625.9804 | 1021.5368 | 1347.0646 | 500.0567 | 733.0217 | 0 | 0 | 0 | 0 | 0 | 0
262 | WMTS Redevelopment Project | Replacement - Major Station CBD | Major Station | TRUE | Switchgear | Network | Materials | 40% | 0 | 7806.1544 | 4643.3972 | 3359.5822 | 1290.8157 | 1986.8832 | 0 | 0 | 0 | 0 | 0 | 0 | 0 | 0 | 0 | 0 | 0 | 0 | 0 | 0 | 0 | 0 | 0 | 0 | 221.3331 | 227.9847 | 78.5428 | 95.507 | 0 | 0 | 0 | 0 | 0 | 0 | 7806.1544 | 4864.7303 | 3587.5669 | 1369.3585 | 2082.3902 | 0 | 0 | 0 | 0 | 0 | 0 | 14% | 25.13% | 31.84% | 11.69% | 17.34% | 0% | 0% | 0% | 0% | 0% | 100% | [10 empty] | 2672.1566 | 4796.3364 | 6077.0013 | 2231.928 | 3309.4105 | 0 | 0 | 0 | 0 | 0 | 0 | 0 | 0 | 0 | 0 | 0 | 0 | 0 | 0 | 0 | 221.3331 | -9.068 | 205.8726 | 97.146 | 108.0839 | 0 | 0 | 0 | 0 | 0 | 2893.4897 | 4787.2683 | 6282.8739 | 2329.074 | 3417.4944 | 0 | 0 | 0 | 0 | 0 | 0
263 | WMTS Redevelopment Project | Replacement - Major Station CBD | Major Station | TRUE | Switchgear | Network | Labour - Internal | 10% | 0 | 1951.5386 | 1160.8493 | 839.8956 | 322.7039 | 496.7208 | 0 | 0 | 0 | 0 | 0 | 0 | 0 | 6.7329 | 3.0732 | 3.186 | 7.5105 | 0 | 0 | 0 | 0 | 0 | 0 | 0 | 55.6542 | 57.2047 | 19.8296 | 24.2378 | 0 | 0 | 0 | 0 | 0 | 0 | 1951.5386 | 1223.2364 | 900.1735 | 345.7195 | 528.469 | 0 | 0 | 0 | 0 | 0 | 0 | 14% | 25.13% | 31.84% | 11.69% | 17.34% | 0% | 0% | 0% | 0% | 0% | 100% | [10 empty] | 668.0391 | 1199.0841 | 1519.2503 | 557.982 | 827.3526 | 0 | 0 | 0 | 0 | 0 | 6.7329 | -2.1003 | 5.659 | 6.6562 | 3.5549 | 0 | 0 | 0 | 0 | 0 | 55.6542 | -2.3378 | 51.791 | 24.6099 | 27.209 | 0 | 0 | 0 | 0 | 0 | 730.4263 | 1194.6459 | 1576.7003 | 589.248 | 858.1165 | 0 | 0 | 0 | 0 | 0 | 0
264 | WMTS Redevelopment Project | Replacement - Major Station CBD | Major Station | TRUE | Switchgear | Network | Labour - External | 50% | 0 | 9757.693 | 5804.2465 | 4199.4778 | 1613.5196 | 2483.604 | 0 | 0 | 0 | 0 | 0 | 0 | 0 | 33.6646 | -11.0389 | -2.3528 | 6.2257 | 0 | 0 | 0 | 0 | 0 | 0 | 0 | 278.271 | 284.2317 | 98.0354 | 119.683 | 0 | 0 | 0 | 0 | 0 | 0 | 9757.693 | 6116.1821 | 4472.6707 | 1709.2021 | 2609.5127 | 0 | 0 | 0 | 0 | 0 | 0 | 14% | 25.13% | 31.84% | 11.69% | 17.34% | 0% | 0% | 0% | 0% | 0% | 100% | [10 empty] | 3340.1957 | 5995.4204 | 7596.2516 | 2789.91 | 4136.7631 | 0 | 0 | 0 | 0 | 0 | 33.6646 | -22.9758 | 5.3702 | 5.8452 | 4.5945 | 0 | 0 | 0 | 0 | 0 | 278.271 | -12.5355 | 257.5009 | 121.7045 | 135.2803 | 0 | 0 | 0 | 0 | 0 | 3652.1314 | 5959.9091 | 7859.1226 | 2917.4597 | 4276.6379 | 0 | 0 | 0 | 0 | 0 | 0
265 | WMTS Redevelopment Project | Replacement - Major Station CBD | Major Station | TRUE | Transformers | Network | Materials | 40% | 0 | 2520.4105 | 1499.2359 | 1084.7244 | 416.7718 | 641.5145 | 0 | 0 | 0 | 0 | 0 | 0 | 0 | 0 | 0 | 0 | 0 | 0 | 0 | 0 | 0 | 0 | 0 | 0 | 71.4629 | 73.6105 | 25.3595 | 30.8368 | 0 | 0 | 0 | 0 | 0 | 0 | 2520.4105 | 1570.6988 | 1158.3349 | 442.1313 | 672.3513 | 0 | 0 | 0 | 0 | 0 | 0 | 14% | 25.13% | 31.84% | 11.69% | 17.34% | 0% | 0% | 0% | 0% | 0% | 100% | [10 empty] | 862.772 | 1548.6161 | 1962.1106 | 720.6333 | 1068.5253 | 0 | 0 | 0 | 0 | 0 | 0 | 0 | 0 | 0 | 0 | 0 | 0 | 0 | 0 | 0 | 71.4629 | -2.9278 | 66.4711 | 31.366 | 34.8976 | 0 | 0 | 0 | 0 | 0 | 934.2349 | 1545.6883 | 2028.5816 | 751.9993 | 1103.4228 | 0 | 0 | 0 | 0 | 0 | 0
266 | WMTS Redevelopment Project | Replacement - Major Station CBD | Major Station | TRUE | Transformers | Network | Labour - Internal | 10% | 0 | 630.1026 | 374.809 | 271.1811 | 104.193 | 160.3786 | 0 | 0 | 0 | 0 | 0 | 0 | 0 | 2.1739 | 0.99227 | 1.0287 | 2.4249 | 0 | 0 | 0 | 0 | 0 | 0 | 0 | 17.9693 | 18.47 | 6.4025 | 7.8258 | 0 | 0 | 0 | 0 | 0 | 0 | 630.1026 | 394.9522 | 290.6433 | 111.6241 | 170.6293 | 0 | 0 | 0 | 0 | 0 | 0 | 14% | 25.13% | 31.84% | 11.69% | 17.34% | 0% | 0% | 0% | 0% | 0% | 100% | [10 empty] | 215.693 | 387.154 | 490.5276 | 180.1583 | 267.1313 | 0 | 0 | 0 | 0 | 0 | 2.1739 | -0.67815 | 1.8271 | 2.1491 | 1.1478 | 0 | 0 | 0 | 0 | 0 | 17.9693 | -0.75482 | 16.722 | 7.9459 | 8.7851 | 0 | 0 | 0 | 0 | 0 | 235.8362 | 385.7211 | 509.0768 | 190.2533 | 277.0642 | 0 | 0 | 0 | 0 | 0 | 0
267 | WMTS Redevelopment Project | Replacement - Major Station CBD | Major Station | TRUE | Transformers | Network | Labour - External | 50% | 0 | 3150.5132 | 1874.0449 | 1355.9055 | 520.9648 | 801.8932 | 0 | 0 | 0 | 0 | 0 | 0 | 0 | 10.8695 | -3.5642 | -0.75966 | 2.0101 | 0 | 0 | 0 | 0 | 0 | 0 | 0 | 89.8467 | 91.7713 | 31.6532 | 38.6426 | 0 | 0 | 0 | 0 | 0 | 0 | 3150.5132 | 1974.7611 | 1444.1126 | 551.8583 | 842.5459 | 0 | 0 | 0 | 0 | 0 | 0 | 14% | 25.13% | 31.84% | 11.69% | 17.34% | 0% | 0% | 0% | 0% | 0% | 100% | [10 empty] | 1078.465 | 1935.7702 | 2452.6382 | 900.7916 | 1335.6566 | 0 | 0 | 0 | 0 | 0 | 10.8695 | -7.4183 | 1.7339 | 1.8873 | 1.4835 | 0 | 0 | 0 | 0 | 0 | 89.8467 | -4.0474 | 83.1405 | 39.2953 | 43.6786 | 0 | 0 | 0 | 0 | 0 | 1179.1812 | 1924.3045 | 2537.5126 | 941.9742 | 1380.8186 | 0 | 0 | 0 | 0 | 0 | 0
268 | WMTS Redevelopment Project | Replacement - Major Station CBD | Major Station | TRUE | Establishment | Network | Materials | 40% | 0 | 3994.4682 | 2376.0614 | 1719.1236 | 660.5201 | 1016.7032 | 0 | 0 | 0 | 0 | 0 | 0 | 0 | 0 | 0 | 0 | 0 | 0 | 0 | 0 | 0 | 0 | 0 | 0 | 113.2578 | 116.6615 | 40.191 | 48.8716 | 0 | 0 | 0 | 0 | 0 | 0 | 3994.4682 | 2489.3192 | 1835.7851 | 700.7111 | 1065.5748 | 0 | 0 | 0 | 0 | 0 | 0 | 14% | 25.13% | 31.84% | 11.69% | 17.34% | 0% | 0% | 0% | 0% | 0% | 100% | [10 empty] | 1367.3627 | 2454.3215 | 3109.6474 | 1142.0944 | 1693.4504 | 0 | 0 | 0 | 0 | 0 | 0 | 0 | 0 | 0 | 0 | 0 | 0 | 0 | 0 | 0 | 113.2578 | -4.6402 | 105.3466 | 49.7104 | 55.3073 | 0 | 0 | 0 | 0 | 0 | 1480.6205 | 2449.6814 | 3214.994 | 1191.8048 | 1748.7577 | 0 | 0 | 0 | 0 | 0 | 0
269 | WMTS Redevelopment Project | Replacement - Major Station CBD | Major Station | TRUE | Establishment | Network | Labour - Internal | 10% | 0 | 998.617 | 594.0154 | 429.7809 | 165.13 | 254.1758 | 0 | 0 | 0 | 0 | 0 | 0 | 0 | 3.4453 | 1.5726 | 1.6303 | 3.8432 | 0 | 0 | 0 | 0 | 0 | 0 | 0 | 28.4787 | 29.2721 | 10.1469 | 12.4026 | 0 | 0 | 0 | 0 | 0 | 0 | 998.617 | 625.9393 | 460.6256 | 176.9073 | 270.4216 | 0 | 0 | 0 | 0 | 0 | 0 | 14% | 25.13% | 31.84% | 11.69% | 17.34% | 0% | 0% | 0% | 0% | 0% | 100% | [10 empty] | 341.8407 | 613.5804 | 777.4119 | 285.5236 | 423.3626 | 0 | 0 | 0 | 0 | 0 | 3.4453 | -1.0748 | 2.8957 | 3.406 | 1.8191 | 0 | 0 | 0 | 0 | 0 | 28.4787 | -1.1963 | 26.5018 | 12.5931 | 13.923 | 0 | 0 | 0 | 0 | 0 | 373.7646 | 611.3094 | 806.8094 | 301.5227 | 439.1047 | 0 | 0 | 0 | 0 | 0 | 0
270 | WMTS Redevelopment Project | Replacement - Major Station CBD | Major Station | TRUE | Establishment | Network | Labour - External | 50% | 0 | 4993.0852 | 2970.0768 | 2148.9045 | 825.6502 | 1270.8789 | 0 | 0 | 0 | 0 | 0 | 0 | 0 | 17.2264 | -5.6487 | -1.2039 | 3.1857 | 0 | 0 | 0 | 0 | 0 | 0 | 0 | 142.3934 | 145.4435 | 50.1654 | 61.2427 | 0 | 0 | 0 | 0 | 0 | 0 | 4993.0852 | 3129.6966 | 2288.6994 | 874.6116 | 1335.3074 | 0 | 0 | 0 | 0 | 0 | 0 | 14% | 25.13% | 31.84% | 11.69% | 17.34% | 0% | 0% | 0% | 0% | 0% | 100% | [10 empty] | 1709.2034 | 3067.9019 | 3887.0593 | 1427.618 | 2116.8129 | 0 | 0 | 0 | 0 | 0 | 17.2264 | -11.7569 | 2.748 | 2.991 | 2.3511 | 0 | 0 | 0 | 0 | 0 | 142.3934 | -6.4145 | 131.7651 | 62.2771 | 69.2239 | 0 | 0 | 0 | 0 | 0 | 1868.8232 | 3049.7305 | 4021.5724 | 1492.8862 | 2188.3879 | 0 | 0 | 0 | 0 | 0 | 0
271 | LYPS & HWTS 500kV CB Replacement Stage 1 | Replacement - Major Station | Major Station | TRUE | Switchgear | Network | Materials | 40% | 0 | 7738.2103 | 2548.5341 | 1833.765 | 1209.7759 | 0 | 0 | 0 | 0 | 0 | 0 | 0 | 0 | 0 | 0 | 0 | 0 | 0 | 0 | 0 | 0 | 0 | 0 | 0 | 121.4789 | 124.4412 | 73.6118 | 0 | 0 | 0 | 0 | 0 | 0 | 0 | 7738.2103 | 2670.013 | 1958.2062 | 1283.3877 | 0 | 0 | 0 | 0 | 0 | 0 | 0 | 0% | 96.8% | 3.197% | 0% | 0% | 0% | 0% | 0% | 0% | 0% | 100% | [10 empty] | 0 | 12904.1106 | 426.1747 | 0 | 0 | 0 | 0 | 0 | 0 | 0 | 0 | 0 | 0 | 0 | 0 | 0 | 0 | 0 | 0 | 0 | 0 | 245.9201 | 73.6118 | 0 | 0 | 0 | 0 | 0 | 0 | 0 | 0 | 13150.0307 | 499.7864 | 0 | 0 | 0 | 0 | 0 | 0 | 0 | 0
272 | LYPS & HWTS 500kV CB Replacement Stage 1 | Replacement - Major Station | Major Station | TRUE | Switchgear | Network | Labour - Internal | 10% | 0 | 1934.5526 | 637.1335 | 458.4413 | 302.444 | 0 | 0 | 0 | 0 | 0 | 0 | 0 | 0 | 3.6954 | 1.6775 | 2.986 | 0 | 0 | 0 | 0 | 0 | 0 | 0 | 0 | 30.5459 | 31.2241 | 18.5846 | 0 | 0 | 0 | 0 | 0 | 0 | 0 | 1934.5526 | 671.3748 | 491.3428 | 324.0146 | 0 | 0 | 0 | 0 | 0 | 0 | 0 | 0% | 96.8% | 3.197% | 0% | 0% | 0% | 0% | 0% | 0% | 0% | 100% | [10 empty] | 0 | 3226.0277 | 106.5437 | 0 | 0 | 0 | 0 | 0 | 0 | 0 | 0 | 5.3728 | 2.986 | 0 | 0 | 0 | 0 | 0 | 0 | 0 | 0 | 61.77 | 18.5846 | 0 | 0 | 0 | 0 | 0 | 0 | 0 | 0 | 3293.1705 | 128.1143 | 0 | 0 | 0 | 0 | 0 | 0 | 0 | 0
273 | LYPS & HWTS 500kV CB Replacement Stage 1 | Replacement - Major Station | Major Station | TRUE | Switchgear | Network | Labour - External | 50% | 0 | 9672.7629 | 3185.6676 | 2292.2063 | 1512.2199 | 0 | 0 | 0 | 0 | 0 | 0 | 0 | 0 | 18.4769 | -6.0254 | -2.2051 | 0 | 0 | 0 | 0 | 0 | 0 | 0 | 0 | 152.7294 | 155.1426 | 91.8805 | 0 | 0 | 0 | 0 | 0 | 0 | 0 | 9672.7629 | 3356.8739 | 2441.3235 | 1601.8953 | 0 | 0 | 0 | 0 | 0 | 0 | 0 | 0% | 96.8% | 3.197% | 0% | 0% | 0% | 0% | 0% | 0% | 0% | 100% | [10 empty] | 0 | 16130.1383 | 532.7183 | 0 | 0 | 0 | 0 | 0 | 0 | 0 | 0 | 12.4515 | -2.2051 | 0 | 0 | 0 | 0 | 0 | 0 | 0 | 0 | 307.8719 | 91.8805 | 0 | 0 | 0 | 0 | 0 | 0 | 0 | 0 | 16450.4618 | 622.3938 | 0 | 0 | 0 | 0 | 0 | 0 | 0 | 0
274 | ERTS Redevelopment - Stage 1 | Replacement - Major Station | Major Station | TRUE | Secondary | Network | Materials | 40% | 0 | 262.4447 | 211.249 | 286.215 | 392.918 | 0 | 0 | 0 | 0 | 0 | 0 | 0 | 0 | 0 | 0 | 0 | 0 | 0 | 0 | 0 | 0 | 0 | 0 | 0 | 10.0694 | 19.4228 | 23.9081 | 0 | 0 | 0 | 0 | 0 | 0 | 0 | 262.4447 | 221.3185 | 305.6379 | 416.826 | 0 | 0 | 0 | 0 | 0 | 0 | 0 | 20% | 80% | 0% | 0% | 0% | 0% | 0% | 0% | 0% | 0% | 100% | [10 empty] | 230.5653 | 922.2614 | 0 | 0 | 0 | 0 | 0 | 0 | 0 | 0 | 0 | 0 | 0 | 0 | 0 | 0 | 0 | 0 | 0 | 0 | 10.0694 | 34.6721 | 0 | 0 | 0 | 0 | 0 | 0 | 0 | 0 | 240.6348 | 956.9335 | 0 | 0 | 0 | 0 | 0 | 0 | 0 | 0 | -8.6588
275 | ERTS Redevelopment - Stage 1 | Replacement - Major Station | Major Station | TRUE | Secondary | Network | Labour - Internal | 10% | 0 | 65.6112 | 52.8123 | 71.5538 | 98.2295 | 0 | 0 | 0 | 0 | 0 | 0 | 0 | 0 | 0.30631 | 0.26182 | 0.96981 | 0 | 0 | 0 | 0 | 0 | 0 | 0 | 0 | 2.532 | 4.8735 | 6.036 | 0 | 0 | 0 | 0 | 0 | 0 | 0 | 65.6112 | 55.6505 | 76.6891 | 105.2353 | 0 | 0 | 0 | 0 | 0 | 0 | 0 | 20% | 80% | 0% | 0% | 0% | 0% | 0% | 0% | 0% | 0% | 100% | [10 empty] | 57.6413 | 230.5653 | 0 | 0 | 0 | 0 | 0 | 0 | 0 | 0 | 0.30631 | 0.55558 | 0 | 0 | 0 | 0 | 0 | 0 | 0 | 0 | 2.532 | 8.7025 | 0 | 0 | 0 | 0 | 0 | 0 | 0 | 0 | 60.4796 | 239.8235 | 0 | 0 | 0 | 0 | 0 | 0 | 0 | 0 | -2.883
276 | ERTS Redevelopment - Stage 1 | Replacement - Major Station | Major Station | TRUE | Secondary | Network | Labour - External | 50% | 0 | 328.0559 | 264.0613 | 357.7688 | 491.1475 | 0 | 0 | 0 | 0 | 0 | 0 | 0 | 0 | 1.5316 | -0.94044 | -0.71618 | 0 | 0 | 0 | 0 | 0 | 0 | 0 | 0 | 12.6598 | 24.2147 | 29.8415 | 0 | 0 | 0 | 0 | 0 | 0 | 0 | 328.0559 | 278.2526 | 381.0431 | 520.2728 | 0 | 0 | 0 | 0 | 0 | 0 | 0 | 20% | 80% | 0% | 0% | 0% | 0% | 0% | 0% | 0% | 0% | 100% | [10 empty] | 288.2067 | 1152.8267 | 0 | 0 | 0 | 0 | 0 | 0 | 0 | 0 | 1.5316 | -0.6348 | 0 | 0 | 0 | 0 | 0 | 0 | 0 | 0 | 12.6598 | 43.2811 | 0 | 0 | 0 | 0 | 0 | 0 | 0 | 0 | 302.398 | 1195.473 | 0 | 0 | 0 | 0 | 0 | 0 | 0 | 0 | -9.7533
277 | ERTS Redevelopment - Stage 1 | Replacement - Major Station | Major Station | TRUE | Switchgear | Network | Materials | 40% | 0 | 472.4614 | 380.2973 | 515.2535 | 707.3435 | 0 | 0 | 0 | 0 | 0 | 0 | 0 | 0 | 0 | 0 | 0 | 0 | 0 | 0 | 0 | 0 | 0 | 0 | 0 | 18.1273 | 34.9656 | 43.04 | 0 | 0 | 0 | 0 | 0 | 0 | 0 | 472.4614 | 398.4246 | 550.2191 | 750.3836 | 0 | 0 | 0 | 0 | 0 | 0 | 0 | 20% | 80% | 0% | 0% | 0% | 0% | 0% | 0% | 0% | 0% | 100% | [10 empty] | 415.0711 | 1660.2845 | 0 | 0 | 0 | 0 | 0 | 0 | 0 | 0 | 0 | 0 | 0 | 0 | 0 | 0 | 0 | 0 | 0 | 0 | 18.1273 | 62.4178 | 0 | 0 | 0 | 0 | 0 | 0 | 0 | 0 | 433.1984 | 1722.7023 | 0 | 0 | 0 | 0 | 0 | 0 | 0 | 0 | -15.5878
278 | ERTS Redevelopment - Stage 1 | Replacement - Major Station | Major Station | TRUE | Switchgear | Network | Labour - Internal | 10% | 0 | 118.1153 | 95.0743 | 128.8134 | 176.8359 | 0 | 0 | 0 | 0 | 0 | 0 | 0 | 0 | 0.55143 | 0.47133 | 1.7459 | 0 | 0 | 0 | 0 | 0 | 0 | 0 | 0 | 4.5581 | 8.7734 | 10.8662 | 0 | 0 | 0 | 0 | 0 | 0 | 0 | 118.1153 | 100.1839 | 138.0581 | 189.448 | 0 | 0 | 0 | 0 | 0 | 0 | 0 | 20% | 80% | 0% | 0% | 0% | 0% | 0% | 0% | 0% | 0% | 100% | [10 empty] | 103.7678 | 415.0711 | 0 | 0 | 0 | 0 | 0 | 0 | 0 | 0 | 0.55143 | 1.0002 | 0 | 0 | 0 | 0 | 0 | 0 | 0 | 0 | 4.5581 | 15.6666 | 0 | 0 | 0 | 0 | 0 | 0 | 0 | 0 | 108.8773 | 431.7379 | 0 | 0 | 0 | 0 | 0 | 0 | 0 | 0 | -5.1901
279 | ERTS Redevelopment - Stage 1 | Replacement - Major Station | Major Station | TRUE | Switchgear | Network | Labour - External | 50% | 0 | 590.5767 | 475.3716 | 644.0668 | 884.1794 | 0 | 0 | 0 | 0 | 0 | 0 | 0 | 0 | 2.7572 | -1.693 | -1.2893 | 0 | 0 | 0 | 0 | 0 | 0 | 0 | 0 | 22.7906 | 43.5921 | 53.7216 | 0 | 0 | 0 | 0 | 0 | 0 | 0 | 590.5767 | 500.9193 | 685.966 | 936.6117 | 0 | 0 | 0 | 0 | 0 | 0 | 0 | 20% | 80% | 0% | 0% | 0% | 0% | 0% | 0% | 0% | 0% | 100% | [10 empty] | 518.8389 | 2075.3556 | 0 | 0 | 0 | 0 | 0 | 0 | 0 | 0 | 2.7572 | -1.1428 | 0 | 0 | 0 | 0 | 0 | 0 | 0 | 0 | 22.7906 | 77.916 | 0 | 0 | 0 | 0 | 0 | 0 | 0 | 0 | 544.3866 | 2152.1288 | 0 | 0 | 0 | 0 | 0 | 0 | 0 | 0 | -17.5583
280 | ERTS Redevelopment - Stage 1 | Replacement - Major Station | Major Station | TRUE | Transformers | Network | Materials | 40% | 0 | 672.1378 | 541.0224 | 733.0152 | 1006.2883 | 0 | 0 | 0 | 0 | 0 | 0 | 0 | 0 | 0 | 0 | 0 | 0 | 0 | 0 | 0 | 0 | 0 | 0 | 0 | 25.7885 | 49.7432 | 61.2301 | 0 | 0 | 0 | 0 | 0 | 0 | 0 | 672.1378 | 566.8108 | 782.7583 | 1067.5184 | 0 | 0 | 0 | 0 | 0 | 0 | 0 | 20% | 80% | 0% | 0% | 0% | 0% | 0% | 0% | 0% | 0% | 100% | [10 empty] | 590.4927 | 2361.9709 | 0 | 0 | 0 | 0 | 0 | 0 | 0 | 0 | 0 | 0 | 0 | 0 | 0 | 0 | 0 | 0 | 0 | 0 | 25.7885 | 88.7975 | 0 | 0 | 0 | 0 | 0 | 0 | 0 | 0 | 616.2812 | 2450.7684 | 0 | 0 | 0 | 0 | 0 | 0 | 0 | 0 | -22.1757
281 | ERTS Redevelopment - Stage 1 | Replacement - Major Station | Major Station | TRUE | Transformers | Network | Labour - Internal | 10% | 0 | 168.0344 | 135.2556 | 183.2538 | 251.5721 | 0 | 0 | 0 | 0 | 0 | 0 | 0 | 0 | 0.78448 | 0.67053 | 2.4837 | 0 | 0 | 0 | 0 | 0 | 0 | 0 | 0 | 6.4845 | 12.4813 | 15.4586 | 0 | 0 | 0 | 0 | 0 | 0 | 0 | 168.0344 | 142.5246 | 196.4056 | 269.5145 | 0 | 0 | 0 | 0 | 0 | 0 | 0 | 20% | 80% | 0% | 0% | 0% | 0% | 0% | 0% | 0% | 0% | 100% | [10 empty] | 147.6232 | 590.4927 | 0 | 0 | 0 | 0 | 0 | 0 | 0 | 0 | 0.78448 | 1.4229 | 0 | 0 | 0 | 0 | 0 | 0 | 0 | 0 | 6.4845 | 22.2877 | 0 | 0 | 0 | 0 | 0 | 0 | 0 | 0 | 154.8922 | 614.2033 | 0 | 0 | 0 | 0 | 0 | 0 | 0 | 0 | -7.3836
282 | ERTS Redevelopment - Stage 1 | Replacement - Major Station | Major Station | TRUE | Transformers | Network | Labour - External | 50% | 0 | 840.1722 | 676.278 | 916.269 | 1257.8604 | 0 | 0 | 0 | 0 | 0 | 0 | 0 | 0 | 3.9224 | -2.4085 | -1.8342 | 0 | 0 | 0 | 0 | 0 | 0 | 0 | 0 | 32.4226 | 62.0155 | 76.426 | 0 | 0 | 0 | 0 | 0 | 0 | 0 | 840.1722 | 712.6229 | 975.8759 | 1332.4521 | 0 | 0 | 0 | 0 | 0 | 0 | 0 | 20% | 80% | 0% | 0% | 0% | 0% | 0% | 0% | 0% | 0% | 100% | [10 empty] | 738.1159 | 2952.4636 | 0 | 0 | 0 | 0 | 0 | 0 | 0 | 0 | 3.9224 | -1.6258 | 0 | 0 | 0 | 0 | 0 | 0 | 0 | 0 | 32.4226 | 110.8456 | 0 | 0 | 0 | 0 | 0 | 0 | 0 | 0 | 774.4609 | 3061.6835 | 0 | 0 | 0 | 0 | 0 | 0 | 0 | 0 | -24.9789
283 | ERTS Redevelopment - Stage 1 | Replacement - Major Station | Major Station | TRUE | Establishment | Network | Materials | 40% | 0 | 120.6023 | 97.0762 | 131.5256 | 180.5593 | 0 | 0 | 0 | 0 | 0 | 0 | 0 | 0 | 0 | 0 | 0 | 0 | 0 | 0 | 0 | 0 | 0 | 0 | 0 | 4.6273 | 8.9255 | 10.9866 | 0 | 0 | 0 | 0 | 0 | 0 | 0 | 120.6023 | 101.7034 | 140.4511 | 191.5458 | 0 | 0 | 0 | 0 | 0 | 0 | 0 | 20% | 80% | 0% | 0% | 0% | 0% | 0% | 0% | 0% | 0% | 100% | [10 empty] | 105.9527 | 423.8107 | 0 | 0 | 0 | 0 | 0 | 0 | 0 | 0 | 0 | 0 | 0 | 0 | 0 | 0 | 0 | 0 | 0 | 0 | 4.6273 | 15.933 | 0 | 0 | 0 | 0 | 0 | 0 | 0 | 0 | 110.5799 | 439.7437 | 0 | 0 | 0 | 0 | 0 | 0 | 0 | 0 | -3.979
284 | ERTS Redevelopment - Stage 1 | Replacement - Major Station | Major Station | TRUE | Establishment | Network | Labour - Internal | 10% | 0 | 30.1506 | 24.269 | 32.8814 | 45.1398 | 0 | 0 | 0 | 0 | 0 | 0 | 0 | 0 | 0.14076 | 0.12031 | 0.44566 | 0 | 0 | 0 | 0 | 0 | 0 | 0 | 0 | 1.1635 | 2.2395 | 2.7738 | 0 | 0 | 0 | 0 | 0 | 0 | 0 | 30.1506 | 25.5733 | 35.2412 | 48.3592 | 0 | 0 | 0 | 0 | 0 | 0 | 0 | 20% | 80% | 0% | 0% | 0% | 0% | 0% | 0% | 0% | 0% | 100% | [10 empty] | 26.4882 | 105.9527 | 0 | 0 | 0 | 0 | 0 | 0 | 0 | 0 | 0.14076 | 0.25531 | 0 | 0 | 0 | 0 | 0 | 0 | 0 | 0 | 1.1635 | 3.9991 | 0 | 0 | 0 | 0 | 0 | 0 | 0 | 0 | 27.7925 | 110.2071 | 0 | 0 | 0 | 0 | 0 | 0 | 0 | 0 | -1.3248
285 | ERTS Redevelopment - Stage 1 | Replacement - Major Station | Major Station | TRUE | Establishment | Network | Labour - External | 50% | 0 | 150.7529 | 121.3452 | 164.407 | 225.6991 | 0 | 0 | 0 | 0 | 0 | 0 | 0 | 0 | 0.7038 | -0.43216 | -0.32911 | 0 | 0 | 0 | 0 | 0 | 0 | 0 | 0 | 5.8176 | 11.1275 | 13.7132 | 0 | 0 | 0 | 0 | 0 | 0 | 0 | 150.7529 | 127.8666 | 175.1024 | 239.0832 | 0 | 0 | 0 | 0 | 0 | 0 | 0 | 20% | 80% | 0% | 0% | 0% | 0% | 0% | 0% | 0% | 0% | 100% | [10 empty] | 132.4408 | 529.7634 | 0 | 0 | 0 | 0 | 0 | 0 | 0 | 0 | 0.7038 | -0.29171 | 0 | 0 | 0 | 0 | 0 | 0 | 0 | 0 | 5.8176 | 19.8891 | 0 | 0 | 0 | 0 | 0 | 0 | 0 | 0 | 138.9623 | 549.3608 | 0 | 0 | 0 | 0 | 0 | 0 | 0 | 0 | -4.482
286 | SVTS Redevelopment Project | Replacement - Major Station | Major Station | TRUE | Secondary | Network | Materials | 40% | 0 | 317.4075 | 771.7984 | 526.1653 | 257.6072 | 849.8264 | 0 | 0 | 0 | 0 | 0 | 0 | 0 | 0 | 0 | 0 | 0 | 0 | 0 | 0 | 0 | 0 | 0 | 0 | 36.7887 | 35.7061 | 15.6747 | 40.8501 | 0 | 0 | 0 | 0 | 0 | 0 | 317.4075 | 808.5871 | 561.8714 | 273.2819 | 890.6765 | 0 | 0 | 0 | 0 | 0 | 0 | 0% | 38.46% | 28.85% | 19.23% | 13.46% | 0% | 0% | 0% | 0% | 0% | 100% | [10 empty] | 0 | 1047.2326 | 785.4245 | 523.6163 | 366.5314 | 0 | 0 | 0 | 0 | 0 | 0 | 0 | 0 | 0 | 0 | 0 | 0 | 0 | 0 | 0 | 0 | 72.4948 | 13.7766 | 25.3802 | 17.368 | 0 | 0 | 0 | 0 | 0 | 0 | 1119.7274 | 799.2011 | 548.9965 | 383.8994 | 0 | 0 | 0 | 0 | 0 | 0
287 | SVTS Redevelopment Project | Replacement - Major Station | Major Station | TRUE | Secondary | Network | Labour - Internal | 10% | 0 | 79.3519 | 192.9496 | 131.5413 | 64.4018 | 212.4566 | 0 | 0 | 0 | 0 | 0 | 0 | 0 | 1.1191 | 0.48132 | 0.63583 | 3.2124 | 0 | 0 | 0 | 0 | 0 | 0 | 0 | 9.2505 | 8.9592 | 3.9574 | 10.3669 | 0 | 0 | 0 | 0 | 0 | 0 | 79.3519 | 203.3192 | 140.9818 | 68.995 | 226.0359 | 0 | 0 | 0 | 0 | 0 | 0 | 0% | 38.46% | 28.85% | 19.23% | 13.46% | 0% | 0% | 0% | 0% | 0% | 100% | [10 empty] | 0 | 261.8082 | 196.3561 | 130.9041 | 91.6329 | 0 | 0 | 0 | 0 | 0 | 0 | 1.6004 | 0.58769 | 2.527 | 0.73347 | 0 | 0 | 0 | 0 | 0 | 0 | 18.2097 | 3.4802 | 6.4646 | 4.3796 | 0 | 0 | 0 | 0 | 0 | 0 | 281.6183 | 200.424 | 139.8957 | 96.7459 | 0 | 0 | 0 | 0 | 0 | 0
288 | SVTS Redevelopment Project | Replacement - Major Station | Major Station | TRUE | Secondary | Network | Labour - External | 50% | 0 | 396.7594 | 964.748 | 657.7066 | 322.009 | 1062.283 | 0 | 0 | 0 | 0 | 0 | 0 | 0 | 5.5955 | -1.7289 | -0.46955 | 2.6629 | 0 | 0 | 0 | 0 | 0 | 0 | 0 | 46.2526 | 44.5153 | 19.5649 | 51.1906 | 0 | 0 | 0 | 0 | 0 | 0 | 396.7594 | 1016.5962 | 700.4931 | 341.1043 | 1116.1364 | 0 | 0 | 0 | 0 | 0 | 0 | 0% | 38.46% | 28.85% | 19.23% | 13.46% | 0% | 0% | 0% | 0% | 0% | 100% | [10 empty] | 0 | 1309.0408 | 981.7806 | 654.5204 | 458.1643 | 0 | 0 | 0 | 0 | 0 | 0 | 3.8667 | -0.54268 | 1.9202 | 0.81577 | 0 | 0 | 0 | 0 | 0 | 0 | 90.7679 | 17.1896 | 31.8223 | 21.7435 | 0 | 0 | 0 | 0 | 0 | 0 | 1403.6754 | 998.4275 | 688.2629 | 480.7236 | 0 | 0 | 0 | 0 | 0 | 0
289 | SVTS Redevelopment Project | Replacement - Major Station | Major Station | TRUE | Switchgear | Network | Materials | 40% | 0 | 995.047 | 2419.5258 | 1649.4858 | 807.5778 | 2664.1372 | 0 | 0 | 0 | 0 | 0 | 0 | 0 | 0 | 0 | 0 | 0 | 0 | 0 | 0 | 0 | 0 | 0 | 0 | 115.3296 | 111.9358 | 49.139 | 128.0617 | 0 | 0 | 0 | 0 | 0 | 0 | 995.047 | 2534.8554 | 1761.4216 | 856.7168 | 2792.1989 | 0 | 0 | 0 | 0 | 0 | 0 | 0% | 38.46% | 28.85% | 19.23% | 13.46% | 0% | 0% | 0% | 0% | 0% | 100% | [10 empty] | 0 | 3282.9898 | 2462.2424 | 1641.4949 | 1149.0464 | 0 | 0 | 0 | 0 | 0 | 0 | 0 | 0 | 0 | 0 | 0 | 0 | 0 | 0 | 0 | 0 | 227.2654 | 43.1886 | 79.5648 | 54.4474 | 0 | 0 | 0 | 0 | 0 | 0 | 3510.2552 | 2505.431 | 1721.0597 | 1203.4938 | 0 | 0 | 0 | 0 | 0 | 0
290 | SVTS Redevelopment Project | Replacement - Major Station | Major Station | TRUE | Switchgear | Network | Labour - Internal | 10% | 0 | 248.7618 | 604.8815 | 412.3715 | 201.8944 | 666.0343 | 0 | 0 | 0 | 0 | 0 | 0 | 0 | 3.5083 | 1.5089 | 1.9933 | 10.0705 | 0 | 0 | 0 | 0 | 0 | 0 | 0 | 28.9996 | 28.0863 | 12.406 | 32.4995 | 0 | 0 | 0 | 0 | 0 | 0 | 248.7618 | 637.3894 | 441.9667 | 216.2938 | 708.6043 | 0 | 0 | 0 | 0 | 0 | 0 | 0% | 38.46% | 28.85% | 19.23% | 13.46% | 0% | 0% | 0% | 0% | 0% | 100% | [10 empty] | 0 | 820.7475 | 615.5606 | 410.3737 | 287.2616 | 0 | 0 | 0 | 0 | 0 | 0 | 5.0172 | 1.8424 | 7.9221 | 2.2994 | 0 | 0 | 0 | 0 | 0 | 0 | 57.086 | 10.91 | 20.2659 | 13.7296 | 0 | 0 | 0 | 0 | 0 | 0 | 882.8506 | 628.313 | 438.5617 | 303.2906 | 0 | 0 | 0 | 0 | 0 | 0
291 | SVTS Redevelopment Project | Replacement - Major Station | Major Station | TRUE | Switchgear | Network | Labour - External | 50% | 0 | 1243.8088 | 3024.4073 | 2061.8573 | 1009.4722 | 3330.1715 | 0 | 0 | 0 | 0 | 0 | 0 | 0 | 17.5416 | -5.4199 | -1.472 | 8.3478 | 0 | 0 | 0 | 0 | 0 | 0 | 0 | 144.9981 | 139.5519 | 61.3342 | 160.4784 | 0 | 0 | 0 | 0 | 0 | 0 | 1243.8088 | 3186.947 | 2195.9893 | 1069.3344 | 3498.9977 | 0 | 0 | 0 | 0 | 0 | 0 | 0% | 38.46% | 28.85% | 19.23% | 13.46% | 0% | 0% | 0% | 0% | 0% | 100% | [10 empty] | 0 | 4103.7373 | 3077.803 | 2051.8687 | 1436.3081 | 0 | 0 | 0 | 0 | 0 | 0 | 12.1217 | -1.7013 | 6.0197 | 2.5574 | 0 | 0 | 0 | 0 | 0 | 0 | 284.5501 | 53.8881 | 99.7604 | 68.1642 | 0 | 0 | 0 | 0 | 0 | 0 | 4400.4091 | 3129.9898 | 2157.6488 | 1507.0296 | 0 | 0 | 0 | 0 | 0 | 0
292 | SVTS Redevelopment Project | Replacement - Major Station | Major Station | TRUE | Transformers | Network | Materials | 40% | 0 | 798.9204 | 1942.6304 | 1324.3674 | 648.4019 | 2139.0281 | 0 | 0 | 0 | 0 | 0 | 0 | 0 | 0 | 0 | 0 | 0 | 0 | 0 | 0 | 0 | 0 | 0 | 0 | 92.5978 | 89.8729 | 39.4536 | 102.8204 | 0 | 0 | 0 | 0 | 0 | 0 | 798.9204 | 2035.2282 | 1414.2404 | 687.8555 | 2241.8485 | 0 | 0 | 0 | 0 | 0 | 0 | 0% | 38.46% | 28.85% | 19.23% | 13.46% | 0% | 0% | 0% | 0% | 0% | 100% | [10 empty] | 0 | 2635.9032 | 1976.9274 | 1317.9516 | 922.5661 | 0 | 0 | 0 | 0 | 0 | 0 | 0 | 0 | 0 | 0 | 0 | 0 | 0 | 0 | 0 | 0 | 182.4707 | 34.676 | 63.8823 | 43.7156 | 0 | 0 | 0 | 0 | 0 | 0 | 2818.3739 | 2011.6034 | 1381.8339 | 966.2817 | 0 | 0 | 0 | 0 | 0 | 0
293 | SVTS Redevelopment Project | Replacement - Major Station | Major Station | TRUE | Transformers | Network | Labour - Internal | 10% | 0 | 199.7301 | 485.6576 | 331.0919 | 162.1005 | 534.757 | 0 | 0 | 0 | 0 | 0 | 0 | 0 | 2.8168 | 1.2115 | 1.6004 | 8.0856 | 0 | 0 | 0 | 0 | 0 | 0 | 0 | 23.2837 | 22.5504 | 9.9608 | 26.0938 | 0 | 0 | 0 | 0 | 0 | 0 | 199.7301 | 511.7581 | 354.8538 | 173.6616 | 568.9364 | 0 | 0 | 0 | 0 | 0 | 0 | 0% | 38.46% | 28.85% | 19.23% | 13.46% | 0% | 0% | 0% | 0% | 0% | 100% | [10 empty] | 0 | 658.9758 | 494.2318 | 329.4879 | 230.6415 | 0 | 0 | 0 | 0 | 0 | 0 | 4.0283 | 1.4792 | 6.3606 | 1.8462 | 0 | 0 | 0 | 0 | 0 | 0 | 45.8342 | 8.7596 | 16.2714 | 11.0235 | 0 | 0 | 0 | 0 | 0 | 0 | 708.8383 | 504.4707 | 352.1199 | 243.5112 | 0 | 0 | 0 | 0 | 0 | 0
294 | SVTS Redevelopment Project | Replacement - Major Station | Major Station | TRUE | Transformers | Network | Labour - External | 50% | 0 | 998.6505 | 2428.288 | 1655.4593 | 810.5024 | 2673.7852 | 0 | 0 | 0 | 0 | 0 | 0 | 0 | 14.0841 | -4.3516 | -1.1819 | 6.7025 | 0 | 0 | 0 | 0 | 0 | 0 | 0 | 116.4186 | 112.0459 | 49.2451 | 128.8476 | 0 | 0 | 0 | 0 | 0 | 0 | 998.6505 | 2558.7906 | 1763.1536 | 858.5656 | 2809.3353 | 0 | 0 | 0 | 0 | 0 | 0 | 0% | 38.46% | 28.85% | 19.23% | 13.46% | 0% | 0% | 0% | 0% | 0% | 100% | [10 empty] | 0 | 3294.879 | 2471.1592 | 1647.4395 | 1153.2076 | 0 | 0 | 0 | 0 | 0 | 0 | 9.7325 | -1.3659 | 4.8332 | 2.0533 | 0 | 0 | 0 | 0 | 0 | 0 | 228.4644 | 43.2666 | 80.0973 | 54.7288 | 0 | 0 | 0 | 0 | 0 | 0 | 3533.0759 | 2513.0599 | 1732.37 | 1209.9898 | 0 | 0 | 0 | 0 | 0 | 0
295 | SVTS Redevelopment Project | Replacement - Major Station | Major Station | TRUE | Towers and Conductor | Network | Materials | 40% | 0 | 34.4225 | 83.7007 | 57.062 | 27.9372 | 92.1627 | 0 | 0 | 0 | 0 | 0 | 0 | 0 | 0 | 0 | 0 | 0 | 0 | 0 | 0 | 0 | 0 | 0 | 0 | 3.9897 | 3.8723 | 1.6999 | 4.4301 | 0 | 0 | 0 | 0 | 0 | 0 | 34.4225 | 87.6904 | 60.9343 | 29.6371 | 96.5929 | 0 | 0 | 0 | 0 | 0 | 0 | 0% | 38.46% | 28.85% | 19.23% | 13.46% | 0% | 0% | 0% | 0% | 0% | 100% | [10 empty] | 0 | 113.5712 | 85.1784 | 56.7856 | 39.7499 | 0 | 0 | 0 | 0 | 0 | 0 | 0 | 0 | 0 | 0 | 0 | 0 | 0 | 0 | 0 | 0 | 7.862 | 1.4941 | 2.7525 | 1.8835 | 0 | 0 | 0 | 0 | 0 | 0 | 121.4332 | 86.6725 | 59.5381 | 41.6335 | 0 | 0 | 0 | 0 | 0 | 0
296 | SVTS Redevelopment Project | Replacement - Major Station | Major Station | TRUE | Towers and Conductor | Network | Labour - Internal | 10% | 0 | 8.6056 | 20.9252 | 14.2655 | 6.9843 | 23.0407 | 0 | 0 | 0 | 0 | 0 | 0 | 0 | 0.12137 | 0.052198 | 0.068955 | 0.34838 | 0 | 0 | 0 | 0 | 0 | 0 | 0 | 1.0032 | 0.97161 | 0.42917 | 1.1243 | 0 | 0 | 0 | 0 | 0 | 0 | 8.6056 | 22.0497 | 15.2893 | 7.4824 | 24.5133 | 0 | 0 | 0 | 0 | 0 | 0 | 0% | 38.46% | 28.85% | 19.23% | 13.46% | 0% | 0% | 0% | 0% | 0% | 100% | [10 empty] | 0 | 28.3928 | 21.2946 | 14.1964 | 9.9375 | 0 | 0 | 0 | 0 | 0 | 0 | 0.17356 | 0.063734 | 0.27405 | 0.079544 | 0 | 0 | 0 | 0 | 0 | 0 | 1.9748 | 0.37742 | 0.70108 | 0.47496 | 0 | 0 | 0 | 0 | 0 | 0 | 30.5412 | 21.7358 | 15.1715 | 10.492 | 0 | 0 | 0 | 0 | 0 | 0
297 | SVTS Redevelopment Project | Replacement - Major Station | Major Station | TRUE | Towers and Conductor | Network | Labour - External | 50% | 0 | 43.0281 | 104.6259 | 71.3276 | 34.9215 | 115.2034 | 0 | 0 | 0 | 0 | 0 | 0 | 0 | 0.60683 | -0.18749 | -0.050922 | 0.28878 | 0 | 0 | 0 | 0 | 0 | 0 | 0 | 5.016 | 4.8276 | 2.1218 | 5.5516 | 0 | 0 | 0 | 0 | 0 | 0 | 43.0281 | 110.2487 | 75.9677 | 36.9924 | 121.0438 | 0 | 0 | 0 | 0 | 0 | 0 | 0% | 38.46% | 28.85% | 19.23% | 13.46% | 0% | 0% | 0% | 0% | 0% | 100% | [10 empty] | 0 | 141.964 | 106.473 | 70.982 | 49.6874 | 0 | 0 | 0 | 0 | 0 | 0 | 0.41934 | -0.058853 | 0.20825 | 0.088469 | 0 | 0 | 0 | 0 | 0 | 0 | 9.8437 | 1.8642 | 3.4511 | 2.3581 | 0 | 0 | 0 | 0 | 0 | 0 | 152.227 | 108.2784 | 74.6414 | 52.1339 | 0 | 0 | 0 | 0 | 0 | 0
298 | SVTS Redevelopment Project | Replacement - Major Station | Major Station | TRUE | Establishment | Network | Materials | 40% | 0 | 275.8737 | 670.8061 | 457.3149 | 223.8984 | 738.6238 | 0 | 0 | 0 | 0 | 0 | 0 | 0 | 0 | 0 | 0 | 0 | 0 | 0 | 0 | 0 | 0 | 0 | 0 | 31.9748 | 31.0339 | 13.6236 | 35.5047 | 0 | 0 | 0 | 0 | 0 | 0 | 275.8737 | 702.7809 | 488.3487 | 237.5221 | 774.1285 | 0 | 0 | 0 | 0 | 0 | 0 | 0% | 38.46% | 28.85% | 19.23% | 13.46% | 0% | 0% | 0% | 0% | 0% | 100% | [10 empty] | 0 | 910.1988 | 682.6491 | 455.0994 | 318.5696 | 0 | 0 | 0 | 0 | 0 | 0 | 0 | 0 | 0 | 0 | 0 | 0 | 0 | 0 | 0 | 0 | 63.0086 | 11.9739 | 22.0591 | 15.0954 | 0 | 0 | 0 | 0 | 0 | 0 | 973.2074 | 694.623 | 477.1585 | 333.6649 | 0 | 0 | 0 | 0 | 0 | 0
299 | SVTS Redevelopment Project | Replacement - Major Station | Major Station | TRUE | Establishment | Network | Labour - Internal | 10% | 0 | 68.9684 | 167.7015 | 114.3287 | 55.9746 | 184.656 | 0 | 0 | 0 | 0 | 0 | 0 | 0 | 0.97267 | 0.41833 | 0.55263 | 2.792 | 0 | 0 | 0 | 0 | 0 | 0 | 0 | 8.0401 | 7.7869 | 3.4395 | 9.0104 | 0 | 0 | 0 | 0 | 0 | 0 | 68.9684 | 176.7142 | 122.5339 | 59.9668 | 196.4584 | 0 | 0 | 0 | 0 | 0 | 0 | 0% | 38.46% | 28.85% | 19.23% | 13.46% | 0% | 0% | 0% | 0% | 0% | 100% | [10 empty] | 0 | 227.5497 | 170.6623 | 113.7749 | 79.6424 | 0 | 0 | 0 | 0 | 0 | 0 | 1.391 | 0.51079 | 2.1964 | 0.63749 | 0 | 0 | 0 | 0 | 0 | 0 | 15.8269 | 3.0248 | 5.6187 | 3.8065 | 0 | 0 | 0 | 0 | 0 | 0 | 244.7676 | 174.1978 | 121.5899 | 84.0864 | 0 | 0 | 0 | 0 | 0 | 0
300 | SVTS Redevelopment Project | Replacement - Major Station | Major Station | TRUE | Establishment | Network | Labour - External | 50% | 0 | 344.8422 | 838.5076 | 571.6436 | 279.8731 | 923.2798 | 0 | 0 | 0 | 0 | 0 | 0 | 0 | 4.8633 | -1.5026 | -0.40811 | 2.3144 | 0 | 0 | 0 | 0 | 0 | 0 | 0 | 40.2003 | 38.6903 | 17.0047 | 44.4921 | 0 | 0 | 0 | 0 | 0 | 0 | 344.8422 | 883.5712 | 608.8313 | 296.4697 | 970.0863 | 0 | 0 | 0 | 0 | 0 | 0 | 0% | 38.46% | 28.85% | 19.23% | 13.46% | 0% | 0% | 0% | 0% | 0% | 100% | [10 empty] | 0 | 1137.7485 | 853.3114 | 568.8743 | 398.212 | 0 | 0 | 0 | 0 | 0 | 0 | 3.3607 | -0.47167 | 1.669 | 0.70902 | 0 | 0 | 0 | 0 | 0 | 0 | 78.8906 | 14.9403 | 27.6583 | 18.8983 | 0 | 0 | 0 | 0 | 0 | 0 | 1219.9999 | 867.78 | 598.2015 | 417.8193 | 0 | 0 | 0 | 0 | 0 | 0
301 | SVTS Redevelopment Project | Replacement - Major Station | Major Station | TRUE | Communications | Network | Materials | 40% | 0 | 8.0908 | 19.6733 | 13.412 | 6.5665 | 21.6622 | 0 | 0 | 0 | 0 | 0 | 0 | 0 | 0 | 0 | 0 | 0 | 0 | 0 | 0 | 0 | 0 | 0 | 0 | 0.93775 | 0.91016 | 0.39955 | 1.0413 | 0 | 0 | 0 | 0 | 0 | 0 | 8.0908 | 20.611 | 14.3222 | 6.966 | 22.7035 | 0 | 0 | 0 | 0 | 0 | 0 | 0% | 38.46% | 28.85% | 19.23% | 13.46% | 0% | 0% | 0% | 0% | 0% | 100% | [10 empty] | 0 | 26.6942 | 20.0206 | 13.3471 | 9.343 | 0 | 0 | 0 | 0 | 0 | 0 | 0 | 0 | 0 | 0 | 0 | 0 | 0 | 0 | 0 | 0 | 1.8479 | 0.35117 | 0.64694 | 0.44271 | 0 | 0 | 0 | 0 | 0 | 0 | 28.5421 | 20.3718 | 13.994 | 9.7857 | 0 | 0 | 0 | 0 | 0 | 0
302 | SVTS Redevelopment Project | Replacement - Major Station | Major Station | TRUE | Communications | Network | Labour - Internal | 10% | 0 | 2.0227 | 4.9183 | 3.353 | 1.6416 | 5.4156 | 0 | 0 | 0 | 0 | 0 | 0 | 0 | 0.028526 | 0.012269 | 0.016207 | 0.081884 | 0 | 0 | 0 | 0 | 0 | 0 | 0 | 0.2358 | 0.22837 | 0.10087 | 0.26426 | 0 | 0 | 0 | 0 | 0 | 0 | 2.0227 | 5.1826 | 3.5937 | 1.7587 | 5.7617 | 0 | 0 | 0 | 0 | 0 | 0 | 0% | 38.46% | 28.85% | 19.23% | 13.46% | 0% | 0% | 0% | 0% | 0% | 100% | [10 empty] | 0 | 6.6735 | 5.0052 | 3.3368 | 2.3357 | 0 | 0 | 0 | 0 | 0 | 0 | 0.040795 | 0.01498 | 0.064415 | 0.018696 | 0 | 0 | 0 | 0 | 0 | 0 | 0.46417 | 0.08871 | 0.16478 | 0.11164 | 0 | 0 | 0 | 0 | 0 | 0 | 7.1785 | 5.1088 | 3.566 | 2.4661 | 0 | 0 | 0 | 0 | 0 | 0
303 | SVTS Redevelopment Project | Replacement - Major Station | Major Station | TRUE | Communications | Network | Labour - External | 50% | 0 | 10.1135 | 24.5916 | 16.7651 | 8.2081 | 27.0778 | 0 | 0 | 0 | 0 | 0 | 0 | 0 | 0.14263 | -0.044069 | -0.011969 | 0.067877 | 0 | 0 | 0 | 0 | 0 | 0 | 0 | 1.179 | 1.1347 | 0.49871 | 1.3049 | 0 | 0 | 0 | 0 | 0 | 0 | 10.1135 | 25.9132 | 17.8557 | 8.6948 | 28.4505 | 0 | 0 | 0 | 0 | 0 | 0 | 0% | 38.46% | 28.85% | 19.23% | 13.46% | 0% | 0% | 0% | 0% | 0% | 100% | [10 empty] | 0 | 33.3677 | 25.0258 | 16.6838 | 11.6787 | 0 | 0 | 0 | 0 | 0 | 0 | 0.098562 | -0.013833 | 0.048947 | 0.020794 | 0 | 0 | 0 | 0 | 0 | 0 | 2.3137 | 0.43817 | 0.81116 | 0.55425 | 0 | 0 | 0 | 0 | 0 | 0 | 35.7799 | 25.4501 | 17.5439 | 12.2537 | 0 | 0 | 0 | 0 | 0 | 0
304 | XA09 - RTS Redevelopment Project | Replacement - Major Station CBD | Major Station | TRUE | Secondary | Network | Materials | 40% | 0 | 796.0174 | -276.1242 | 0 | 0 | 0 | 0 | 0 | 0 | 0 | 0 | 0 | 0 | 0 | 0 | 0 | 0 | 0 | 0 | 0 | 0 | 0 | 0 | 0 | -13.1618 | 0 | 0 | 0 | 0 | 0 | 0 | 0 | 0 | 0 | 796.0174 | -289.286 | 0 | 0 | 0 | 0 | 0 | 0 | 0 | 0 | 0 | 0% | 0% | 0% | 0% | 0% | 0% | 0% | 0% | 0% | 0% | 0% | [10 empty] | 0 | 0 | 0 | 0 | 0 | 0 | 0 | 0 | 0 | 0 | 0 | 0 | 0 | 0 | 0 | 0 | 0 | 0 | 0 | 0 | 0 | 0 | 0 | 0 | 0 | 0 | 0 | 0 | 0 | 0 | 0 | 0 | 0 | 0 | 0 | 0 | 0 | 0 | 0 | 0 | -506.7313
305 | XA09 - RTS Redevelopment Project | Replacement - Major Station CBD | Major Station | TRUE | Secondary | Network | Labour - Internal | 10% | 0 | 199.0043 | -69.0311 | 0 | 0 | 0 | 0 | 0 | 0 | 0 | 0 | 0 | 0 | -0.40038 | 0 | 0 | 0 | 0 | 0 | 0 | 0 | 0 | 0 | 0 | -3.3095 | 0 | 0 | 0 | 0 | 0 | 0 | 0 | 0 | 0 | 199.0043 | -72.741 | 0 | 0 | 0 | 0 | 0 | 0 | 0 | 0 | 0 | 0% | 0% | 0% | 0% | 0% | 0% | 0% | 0% | 0% | 0% | 0% | [10 empty] | 0 | 0 | 0 | 0 | 0 | 0 | 0 | 0 | 0 | 0 | 0 | 0 | 0 | 0 | 0 | 0 | 0 | 0 | 0 | 0 | 0 | 0 | 0 | 0 | 0 | 0 | 0 | 0 | 0 | 0 | 0 | 0 | 0 | 0 | 0 | 0 | 0 | 0 | 0 | 0 | -126.2634
306 | XA09 - RTS Redevelopment Project | Replacement - Major Station CBD | Major Station | TRUE | Secondary | Network | Labour - External | 50% | 0 | 995.0217 | -345.1553 | 0 | 0 | 0 | 0 | 0 | 0 | 0 | 0 | 0 | 0 | -2.0019 | 0 | 0 | 0 | 0 | 0 | 0 | 0 | 0 | 0 | 0 | -16.5477 | 0 | 0 | 0 | 0 | 0 | 0 | 0 | 0 | 0 | 995.0217 | -363.7049 | 0 | 0 | 0 | 0 | 0 | 0 | 0 | 0 | 0 | 0% | 0% | 0% | 0% | 0% | 0% | 0% | 0% | 0% | 0% | 0% | [10 empty] | 0 | 0 | 0 | 0 | 0 | 0 | 0 | 0 | 0 | 0 | 0 | 0 | 0 | 0 | 0 | 0 | 0 | 0 | 0 | 0 | 0 | 0 | 0 | 0 | 0 | 0 | 0 | 0 | 0 | 0 | 0 | 0 | 0 | 0 | 0 | 0 | 0 | 0 | 0 | 0 | -631.3168
307 | XA09 - RTS Redevelopment Project | Replacement - Major Station CBD | Major Station | TRUE | Switchgear | Network | Materials | 40% | 0 | 5418.9122 | -1879.7241 | 0 | 0 | 0 | 0 | 0 | 0 | 0 | 0 | 0 | 0 | 0 | 0 | 0 | 0 | 0 | 0 | 0 | 0 | 0 | 0 | 0 | -89.5993 | 0 | 0 | 0 | 0 | 0 | 0 | 0 | 0 | 0 | 5418.9122 | -1969.3234 | 0 | 0 | 0 | 0 | 0 | 0 | 0 | 0 | 0 | 0% | 0% | 0% | 0% | 0% | 0% | 0% | 0% | 0% | 0% | 0% | [10 empty] | 0 | 0 | 0 | 0 | 0 | 0 | 0 | 0 | 0 | 0 | 0 | 0 | 0 | 0 | 0 | 0 | 0 | 0 | 0 | 0 | 0 | 0 | 0 | 0 | 0 | 0 | 0 | 0 | 0 | 0 | 0 | 0 | 0 | 0 | 0 | 0 | 0 | 0 | 0 | 0 | -3449.5888
308 | XA09 - RTS Redevelopment Project | Replacement - Major Station CBD | Major Station | TRUE | Switchgear | Network | Labour - Internal | 10% | 0 | 1354.728 | -469.931 | 0 | 0 | 0 | 0 | 0 | 0 | 0 | 0 | 0 | 0 | -2.7256 | 0 | 0 | 0 | 0 | 0 | 0 | 0 | 0 | 0 | 0 | -22.5297 | 0 | 0 | 0 | 0 | 0 | 0 | 0 | 0 | 0 | 1354.728 | -495.1864 | 0 | 0 | 0 | 0 | 0 | 0 | 0 | 0 | 0 | 0% | 0% | 0% | 0% | 0% | 0% | 0% | 0% | 0% | 0% | 0% | [10 empty] | 0 | 0 | 0 | 0 | 0 | 0 | 0 | 0 | 0 | 0 | 0 | 0 | 0 | 0 | 0 | 0 | 0 | 0 | 0 | 0 | 0 | 0 | 0 | 0 | 0 | 0 | 0 | 0 | 0 | 0 | 0 | 0 | 0 | 0 | 0 | 0 | 0 | 0 | 0 | 0 | -859.5417
309 | XA09 - RTS Redevelopment Project | Replacement - Major Station CBD | Major Station | TRUE | Switchgear | Network | Labour - External | 50% | 0 | 6773.6402 | -2349.6551 | 0 | 0 | 0 | 0 | 0 | 0 | 0 | 0 | 0 | 0 | -13.628 | 0 | 0 | 0 | 0 | 0 | 0 | 0 | 0 | 0 | 0 | -112.6487 | 0 | 0 | 0 | 0 | 0 | 0 | 0 | 0 | 0 | 6773.6402 | -2475.9318 | 0 | 0 | 0 | 0 | 0 | 0 | 0 | 0 | 0 | 0% | 0% | 0% | 0% | 0% | 0% | 0% | 0% | 0% | 0% | 0% | [10 empty] | 0 | 0 | 0 | 0 | 0 | 0 | 0 | 0 | 0 | 0 | 0 | 0 | 0 | 0 | 0 | 0 | 0 | 0 | 0 | 0 | 0 | 0 | 0 | 0 | 0 | 0 | 0 | 0 | 0 | 0 | 0 | 0 | 0 | 0 | 0 | 0 | 0 | 0 | 0 | 0 | -4297.7084
310 | XA09 - RTS Redevelopment Project | Replacement - Major Station CBD | Major Station | TRUE | Transformers | Network | Materials | 40% | 0 | 4275.8983 | -1483.233 | 0 | 0 | 0 | 0 | 0 | 0 | 0 | 0 | 0 | 0 | 0 | 0 | 0 | 0 | 0 | 0 | 0 | 0 | 0 | 0 | 0 | -70.7001 | 0 | 0 | 0 | 0 | 0 | 0 | 0 | 0 | 0 | 4275.8983 | -1553.933 | 0 | 0 | 0 | 0 | 0 | 0 | 0 | 0 | 0 | 0% | 0% | 0% | 0% | 0% | 0% | 0% | 0% | 0% | 0% | 0% | [10 empty] | 0 | 0 | 0 | 0 | 0 | 0 | 0 | 0 | 0 | 0 | 0 | 0 | 0 | 0 | 0 | 0 | 0 | 0 | 0 | 0 | 0 | 0 | 0 | 0 | 0 | 0 | 0 | 0 | 0 | 0 | 0 | 0 | 0 | 0 | 0 | 0 | 0 | 0 | 0 | 0 | -2721.9653
311 | XA09 - RTS Redevelopment Project | Replacement - Major Station CBD | Major Station | TRUE | Transformers | Network | Labour - Internal | 10% | 0 | 1068.9746 | -370.8082 | 0 | 0 | 0 | 0 | 0 | 0 | 0 | 0 | 0 | 0 | -2.1507 | 0 | 0 | 0 | 0 | 0 | 0 | 0 | 0 | 0 | 0 | -17.7775 | 0 | 0 | 0 | 0 | 0 | 0 | 0 | 0 | 0 | 1068.9746 | -390.7365 | 0 | 0 | 0 | 0 | 0 | 0 | 0 | 0 | 0 | 0% | 0% | 0% | 0% | 0% | 0% | 0% | 0% | 0% | 0% | 0% | [10 empty] | 0 | 0 | 0 | 0 | 0 | 0 | 0 | 0 | 0 | 0 | 0 | 0 | 0 | 0 | 0 | 0 | 0 | 0 | 0 | 0 | 0 | 0 | 0 | 0 | 0 | 0 | 0 | 0 | 0 | 0 | 0 | 0 | 0 | 0 | 0 | 0 | 0 | 0 | 0 | 0 | -678.2381
312 | XA09 - RTS Redevelopment Project | Replacement - Major Station CBD | Major Station | TRUE | Transformers | Network | Labour - External | 50% | 0 | 5344.8729 | -1854.0412 | 0 | 0 | 0 | 0 | 0 | 0 | 0 | 0 | 0 | 0 | -10.7534 | 0 | 0 | 0 | 0 | 0 | 0 | 0 | 0 | 0 | 0 | -88.8877 | 0 | 0 | 0 | 0 | 0 | 0 | 0 | 0 | 0 | 5344.8729 | -1953.6823 | 0 | 0 | 0 | 0 | 0 | 0 | 0 | 0 | 0 | 0% | 0% | 0% | 0% | 0% | 0% | 0% | 0% | 0% | 0% | 0% | [10 empty] | 0 | 0 | 0 | 0 | 0 | 0 | 0 | 0 | 0 | 0 | 0 | 0 | 0 | 0 | 0 | 0 | 0 | 0 | 0 | 0 | 0 | 0 | 0 | 0 | 0 | 0 | 0 | 0 | 0 | 0 | 0 | 0 | 0 | 0 | 0 | 0 | 0 | 0 | 0 | 0 | -3391.1906
313 | XA09 - RTS Redevelopment Project | Replacement - Major Station CBD | Major Station | TRUE | Towers and Conductor | Network | Materials | 40% | 0 | 1243.2645 | -431.2663 | 0 | 0 | 0 | 0 | 0 | 0 | 0 | 0 | 0 | 0 | 0 | 0 | 0 | 0 | 0 | 0 | 0 | 0 | 0 | 0 | 0 | -20.5568 | 0 | 0 | 0 | 0 | 0 | 0 | 0 | 0 | 0 | 1243.2645 | -451.8231 | 0 | 0 | 0 | 0 | 0 | 0 | 0 | 0 | 0 | 0% | 0% | 0% | 0% | 0% | 0% | 0% | 0% | 0% | 0% | 0% | [10 empty] | 0 | 0 | 0 | 0 | 0 | 0 | 0 | 0 | 0 | 0 | 0 | 0 | 0 | 0 | 0 | 0 | 0 | 0 | 0 | 0 | 0 | 0 | 0 | 0 | 0 | 0 | 0 | 0 | 0 | 0 | 0 | 0 | 0 | 0 | 0 | 0 | 0 | 0 | 0 | 0 | -791.4414
314 | XA09 - RTS Redevelopment Project | Replacement - Major Station CBD | Major Station | TRUE | Towers and Conductor | Network | Labour - Internal | 10% | 0 | 310.8161 | -107.8166 | 0 | 0 | 0 | 0 | 0 | 0 | 0 | 0 | 0 | 0 | -0.62534 | 0 | 0 | 0 | 0 | 0 | 0 | 0 | 0 | 0 | 0 | -5.169 | 0 | 0 | 0 | 0 | 0 | 0 | 0 | 0 | 0 | 310.8161 | -113.6109 | 0 | 0 | 0 | 0 | 0 | 0 | 0 | 0 | 0 | 0% | 0% | 0% | 0% | 0% | 0% | 0% | 0% | 0% | 0% | 0% | [10 empty] | 0 | 0 | 0 | 0 | 0 | 0 | 0 | 0 | 0 | 0 | 0 | 0 | 0 | 0 | 0 | 0 | 0 | 0 | 0 | 0 | 0 | 0 | 0 | 0 | 0 | 0 | 0 | 0 | 0 | 0 | 0 | 0 | 0 | 0 | 0 | 0 | 0 | 0 | 0 | 0 | -197.2052
315 | XA09 - RTS Redevelopment Project | Replacement - Major Station CBD | Major Station | TRUE | Towers and Conductor | Network | Labour - External | 50% | 0 | 1554.0806 | -539.0829 | 0 | 0 | 0 | 0 | 0 | 0 | 0 | 0 | 0 | 0 | -3.1267 | 0 | 0 | 0 | 0 | 0 | 0 | 0 | 0 | 0 | 0 | -25.8451 | 0 | 0 | 0 | 0 | 0 | 0 | 0 | 0 | 0 | 1554.0806 | -568.0546 | 0 | 0 | 0 | 0 | 0 | 0 | 0 | 0 | 0 | 0% | 0% | 0% | 0% | 0% | 0% | 0% | 0% | 0% | 0% | 0% | [10 empty] | 0 | 0 | 0 | 0 | 0 | 0 | 0 | 0 | 0 | 0 | 0 | 0 | 0 | 0 | 0 | 0 | 0 | 0 | 0 | 0 | 0 | 0 | 0 | 0 | 0 | 0 | 0 | 0 | 0 | 0 | 0 | 0 | 0 | 0 | 0 | 0 | 0 | 0 | 0 | 0 | -986.026
316 | XA09 - RTS Redevelopment Project | Replacement - Major Station CBD | Major Station | TRUE | Establishment | Network | Materials | 40% | 0 | 802.7125 | -278.4467 | 0 | 0 | 0 | 0 | 0 | 0 | 0 | 0 | 0 | 0 | 0 | 0 | 0 | 0 | 0 | 0 | 0 | 0 | 0 | 0 | 0 | -13.2725 | 0 | 0 | 0 | 0 | 0 | 0 | 0 | 0 | 0 | 802.7125 | -291.7192 | 0 | 0 | 0 | 0 | 0 | 0 | 0 | 0 | 0 | 0% | 0% | 0% | 0% | 0% | 0% | 0% | 0% | 0% | 0% | 0% | [10 empty] | 0 | 0 | 0 | 0 | 0 | 0 | 0 | 0 | 0 | 0 | 0 | 0 | 0 | 0 | 0 | 0 | 0 | 0 | 0 | 0 | 0 | 0 | 0 | 0 | 0 | 0 | 0 | 0 | 0 | 0 | 0 | 0 | 0 | 0 | 0 | 0 | 0 | 0 | 0 | 0 | -510.9934
317 | XA09 - RTS Redevelopment Project | Replacement - Major Station CBD | Major Station | TRUE | Establishment | Network | Labour - Internal | 10% | 0 | 200.6781 | -69.6117 | 0 | 0 | 0 | 0 | 0 | 0 | 0 | 0 | 0 | 0 | -0.40375 | 0 | 0 | 0 | 0 | 0 | 0 | 0 | 0 | 0 | 0 | -3.3374 | 0 | 0 | 0 | 0 | 0 | 0 | 0 | 0 | 0 | 200.6781 | -73.3528 | 0 | 0 | 0 | 0 | 0 | 0 | 0 | 0 | 0 | 0% | 0% | 0% | 0% | 0% | 0% | 0% | 0% | 0% | 0% | 0% | [10 empty] | 0 | 0 | 0 | 0 | 0 | 0 | 0 | 0 | 0 | 0 | 0 | 0 | 0 | 0 | 0 | 0 | 0 | 0 | 0 | 0 | 0 | 0 | 0 | 0 | 0 | 0 | 0 | 0 | 0 | 0 | 0 | 0 | 0 | 0 | 0 | 0 | 0 | 0 | 0 | 0 | -127.3253
318 | XA09 - RTS Redevelopment Project | Replacement - Major Station CBD | Major Station | TRUE | Establishment | Network | Labour - External | 50% | 0 | 1003.3907 | -348.0583 | 0 | 0 | 0 | 0 | 0 | 0 | 0 | 0 | 0 | 0 | -2.0187 | 0 | 0 | 0 | 0 | 0 | 0 | 0 | 0 | 0 | 0 | -16.6868 | 0 | 0 | 0 | 0 | 0 | 0 | 0 | 0 | 0 | 1003.3907 | -366.7639 | 0 | 0 | 0 | 0 | 0 | 0 | 0 | 0 | 0 | 0% | 0% | 0% | 0% | 0% | 0% | 0% | 0% | 0% | 0% | 0% | [10 empty] | 0 | 0 | 0 | 0 | 0 | 0 | 0 | 0 | 0 | 0 | 0 | 0 | 0 | 0 | 0 | 0 | 0 | 0 | 0 | 0 | 0 | 0 | 0 | 0 | 0 | 0 | 0 | 0 | 0 | 0 | 0 | 0 | 0 | 0 | 0 | 0 | 0 | 0 | 0 | 0 | -636.6267
319 | XA09 - RTS Redevelopment - Part II | Replacement - Major Station CBD | Major Station | TRUE | Secondary | Network | Materials | 40% | 0 | 0 | 520.4831 | 0 | 0 | 0 | 0 | 0 | 0 | 0 | 0 | 0 | 0 | 0 | 0 | 0 | 0 | 0 | 0 | 0 | 0 | 0 | 0 | 0 | 24.8095 | 0 | 0 | 0 | 0 | 0 | 0 | 0 | 0 | 0 | 0 | 545.2926 | 0 | 0 | 0 | 0 | 0 | 0 | 0 | 0 | 0 | 0% | 0% | 0% | 0% | 0% | 0% | 0% | 0% | 0% | 0% | 0% | [10 empty] | 0 | 0 | 0 | 0 | 0 | 0 | 0 | 0 | 0 | 0 | 0 | 0 | 0 | 0 | 0 | 0 | 0 | 0 | 0 | 0 | 0 | 0 | 0 | 0 | 0 | 0 | 0 | 0 | 0 | 0 | 0 | 0 | 0 | 0 | 0 | 0 | 0 | 0 | 0 | 0 | -545.2926
320 | XA09 - RTS Redevelopment - Part II | Replacement - Major Station CBD | Major Station | TRUE | Secondary | Network | Labour - Internal | 10% | 0 | 0 | 130.1208 | 0 | 0 | 0 | 0 | 0 | 0 | 0 | 0 | 0 | 0 | 0.7547 | 0 | 0 | 0 | 0 | 0 | 0 | 0 | 0 | 0 | 0 | 6.2383 | 0 | 0 | 0 | 0 | 0 | 0 | 0 | 0 | 0 | 0 | 137.1138 | 0 | 0 | 0 | 0 | 0 | 0 | 0 | 0 | 0 | 0% | 0% | 0% | 0% | 0% | 0% | 0% | 0% | 0% | 0% | 0% | [10 empty] | 0 | 0 | 0 | 0 | 0 | 0 | 0 | 0 | 0 | 0 | 0 | 0 | 0 | 0 | 0 | 0 | 0 | 0 | 0 | 0 | 0 | 0 | 0 | 0 | 0 | 0 | 0 | 0 | 0 | 0 | 0 | 0 | 0 | 0 | 0 | 0 | 0 | 0 | 0 | 0 | -137.1138
321 | XA09 - RTS Redevelopment - Part II | Replacement - Major Station CBD | Major Station | TRUE | Secondary | Network | Labour - External | 50% | 0 | 0 | 650.6039 | 0 | 0 | 0 | 0 | 0 | 0 | 0 | 0 | 0 | 0 | 3.7735 | 0 | 0 | 0 | 0 | 0 | 0 | 0 | 0 | 0 | 0 | 31.1917 | 0 | 0 | 0 | 0 | 0 | 0 | 0 | 0 | 0 | 0 | 685.5691 | 0 | 0 | 0 | 0 | 0 | 0 | 0 | 0 | 0 | 0% | 0% | 0% | 0% | 0% | 0% | 0% | 0% | 0% | 0% | 0% | [10 empty] | 0 | 0 | 0 | 0 | 0 | 0 | 0 | 0 | 0 | 0 | 0 | 0 | 0 | 0 | 0 | 0 | 0 | 0 | 0 | 0 | 0 | 0 | 0 | 0 | 0 | 0 | 0 | 0 | 0 | 0 | 0 | 0 | 0 | 0 | 0 | 0 | 0 | 0 | 0 | 0 | -685.5691
322 | XA09 - RTS Redevelopment - Part II | Replacement - Major Station CBD | Major Station | TRUE | Switchgear | Network | Materials | 40% | 0 | 0 | 3543.2047 | 0 | 0 | 0 | 0 | 0 | 0 | 0 | 0 | 0 | 0 | 0 | 0 | 0 | 0 | 0 | 0 | 0 | 0 | 0 | 0 | 0 | 168.8911 | 0 | 0 | 0 | 0 | 0 | 0 | 0 | 0 | 0 | 0 | 3712.0958 | 0 | 0 | 0 | 0 | 0 | 0 | 0 | 0 | 0 | 0% | 0% | 0% | 0% | 0% | 0% | 0% | 0% | 0% | 0% | 0% | [10 empty] | 0 | 0 | 0 | 0 | 0 | 0 | 0 | 0 | 0 | 0 | 0 | 0 | 0 | 0 | 0 | 0 | 0 | 0 | 0 | 0 | 0 | 0 | 0 | 0 | 0 | 0 | 0 | 0 | 0 | 0 | 0 | 0 | 0 | 0 | 0 | 0 | 0 | 0 | 0 | 0 | -3712.0958
323 | XA09 - RTS Redevelopment - Part II | Replacement - Major Station CBD | Major Station | TRUE | Switchgear | Network | Labour - Internal | 10% | 0 | 0 | 885.8012 | 0 | 0 | 0 | 0 | 0 | 0 | 0 | 0 | 0 | 0 | 5.1376 | 0 | 0 | 0 | 0 | 0 | 0 | 0 | 0 | 0 | 0 | 42.4677 | 0 | 0 | 0 | 0 | 0 | 0 | 0 | 0 | 0 | 0 | 933.4065 | 0 | 0 | 0 | 0 | 0 | 0 | 0 | 0 | 0 | 0% | 0% | 0% | 0% | 0% | 0% | 0% | 0% | 0% | 0% | 0% | [10 empty] | 0 | 0 | 0 | 0 | 0 | 0 | 0 | 0 | 0 | 0 | 0 | 0 | 0 | 0 | 0 | 0 | 0 | 0 | 0 | 0 | 0 | 0 | 0 | 0 | 0 | 0 | 0 | 0 | 0 | 0 | 0 | 0 | 0 | 0 | 0 | 0 | 0 | 0 | 0 | 0 | -933.4065
324 | XA09 - RTS Redevelopment - Part II | Replacement - Major Station CBD | Major Station | TRUE | Switchgear | Network | Labour - External | 50% | 0 | 0 | 4429.0059 | 0 | 0 | 0 | 0 | 0 | 0 | 0 | 0 | 0 | 0 | 25.6882 | 0 | 0 | 0 | 0 | 0 | 0 | 0 | 0 | 0 | 0 | 212.3383 | 0 | 0 | 0 | 0 | 0 | 0 | 0 | 0 | 0 | 0 | 4667.0325 | 0 | 0 | 0 | 0 | 0 | 0 | 0 | 0 | 0 | 0% | 0% | 0% | 0% | 0% | 0% | 0% | 0% | 0% | 0% | 0% | [10 empty] | 0 | 0 | 0 | 0 | 0 | 0 | 0 | 0 | 0 | 0 | 0 | 0 | 0 | 0 | 0 | 0 | 0 | 0 | 0 | 0 | 0 | 0 | 0 | 0 | 0 | 0 | 0 | 0 | 0 | 0 | 0 | 0 | 0 | 0 | 0 | 0 | 0 | 0 | 0 | 0 | -4667.0325
325 | XA09 - RTS Redevelopment - Part II | Replacement - Major Station CBD | Major Station | TRUE | Transformers | Network | Materials | 40% | 0 | 0 | 2795.8348 | 0 | 0 | 0 | 0 | 0 | 0 | 0 | 0 | 0 | 0 | 0 | 0 | 0 | 0 | 0 | 0 | 0 | 0 | 0 | 0 | 0 | 133.2668 | 0 | 0 | 0 | 0 | 0 | 0 | 0 | 0 | 0 | 0 | 2929.1016 | 0 | 0 | 0 | 0 | 0 | 0 | 0 | 0 | 0 | 0% | 0% | 0% | 0% | 0% | 0% | 0% | 0% | 0% | 0% | 0% | [10 empty] | 0 | 0 | 0 | 0 | 0 | 0 | 0 | 0 | 0 | 0 | 0 | 0 | 0 | 0 | 0 | 0 | 0 | 0 | 0 | 0 | 0 | 0 | 0 | 0 | 0 | 0 | 0 | 0 | 0 | 0 | 0 | 0 | 0 | 0 | 0 | 0 | 0 | 0 | 0 | 0 | -2929.1016
326 | XA09 - RTS Redevelopment - Part II | Replacement - Major Station CBD | Major Station | TRUE | Transformers | Network | Labour - Internal | 10% | 0 | 0 | 698.9587 | 0 | 0 | 0 | 0 | 0 | 0 | 0 | 0 | 0 | 0 | 4.054 | 0 | 0 | 0 | 0 | 0 | 0 | 0 | 0 | 0 | 0 | 33.5099 | 0 | 0 | 0 | 0 | 0 | 0 | 0 | 0 | 0 | 0 | 736.5226 | 0 | 0 | 0 | 0 | 0 | 0 | 0 | 0 | 0 | 0% | 0% | 0% | 0% | 0% | 0% | 0% | 0% | 0% | 0% | 0% | [10 empty] | 0 | 0 | 0 | 0 | 0 | 0 | 0 | 0 | 0 | 0 | 0 | 0 | 0 | 0 | 0 | 0 | 0 | 0 | 0 | 0 | 0 | 0 | 0 | 0 | 0 | 0 | 0 | 0 | 0 | 0 | 0 | 0 | 0 | 0 | 0 | 0 | 0 | 0 | 0 | 0 | -736.5226
327 | XA09 - RTS Redevelopment - Part II | Replacement - Major Station CBD | Major Station | TRUE | Transformers | Network | Labour - External | 50% | 0 | 0 | 3494.7935 | 0 | 0 | 0 | 0 | 0 | 0 | 0 | 0 | 0 | 0 | 20.2698 | 0 | 0 | 0 | 0 | 0 | 0 | 0 | 0 | 0 | 0 | 167.5497 | 0 | 0 | 0 | 0 | 0 | 0 | 0 | 0 | 0 | 0 | 3682.613 | 0 | 0 | 0 | 0 | 0 | 0 | 0 | 0 | 0 | 0% | 0% | 0% | 0% | 0% | 0% | 0% | 0% | 0% | 0% | 0% | [10 empty] | 0 | 0 | 0 | 0 | 0 | 0 | 0 | 0 | 0 | 0 | 0 | 0 | 0 | 0 | 0 | 0 | 0 | 0 | 0 | 0 | 0 | 0 | 0 | 0 | 0 | 0 | 0 | 0 | 0 | 0 | 0 | 0 | 0 | 0 | 0 | 0 | 0 | 0 | 0 | 0 | -3682.613
328 | XA09 - RTS Redevelopment - Part II | Replacement - Major Station CBD | Major Station | TRUE | Towers and Conductor | Network | Materials | 40% | 0 | 0 | 812.9197 | 0 | 0 | 0 | 0 | 0 | 0 | 0 | 0 | 0 | 0 | 0 | 0 | 0 | 0 | 0 | 0 | 0 | 0 | 0 | 0 | 0 | 38.7488 | 0 | 0 | 0 | 0 | 0 | 0 | 0 | 0 | 0 | 0 | 851.6685 | 0 | 0 | 0 | 0 | 0 | 0 | 0 | 0 | 0 | 0% | 0% | 0% | 0% | 0% | 0% | 0% | 0% | 0% | 0% | 0% | [10 empty] | 0 | 0 | 0 | 0 | 0 | 0 | 0 | 0 | 0 | 0 | 0 | 0 | 0 | 0 | 0 | 0 | 0 | 0 | 0 | 0 | 0 | 0 | 0 | 0 | 0 | 0 | 0 | 0 | 0 | 0 | 0 | 0 | 0 | 0 | 0 | 0 | 0 | 0 | 0 | 0 | -851.6685
329 | XA09 - RTS Redevelopment - Part II | Replacement - Major Station CBD | Major Station | TRUE | Towers and Conductor | Network | Labour - Internal | 10% | 0 | 0 | 203.2299 | 0 | 0 | 0 | 0 | 0 | 0 | 0 | 0 | 0 | 0 | 1.1787 | 0 | 0 | 0 | 0 | 0 | 0 | 0 | 0 | 0 | 0 | 9.7434 | 0 | 0 | 0 | 0 | 0 | 0 | 0 | 0 | 0 | 0 | 214.1521 | 0 | 0 | 0 | 0 | 0 | 0 | 0 | 0 | 0 | 0% | 0% | 0% | 0% | 0% | 0% | 0% | 0% | 0% | 0% | 0% | [10 empty] | 0 | 0 | 0 | 0 | 0 | 0 | 0 | 0 | 0 | 0 | 0 | 0 | 0 | 0 | 0 | 0 | 0 | 0 | 0 | 0 | 0 | 0 | 0 | 0 | 0 | 0 | 0 | 0 | 0 | 0 | 0 | 0 | 0 | 0 | 0 | 0 | 0 | 0 | 0 | 0 | -214.1521
330 | XA09 - RTS Redevelopment - Part II | Replacement - Major Station CBD | Major Station | TRUE | Towers and Conductor | Network | Labour - External | 50% | 0 | 0 | 1016.1497 | 0 | 0 | 0 | 0 | 0 | 0 | 0 | 0 | 0 | 0 | 5.8937 | 0 | 0 | 0 | 0 | 0 | 0 | 0 | 0 | 0 | 0 | 48.7169 | 0 | 0 | 0 | 0 | 0 | 0 | 0 | 0 | 0 | 0 | 1070.7603 | 0 | 0 | 0 | 0 | 0 | 0 | 0 | 0 | 0 | 0% | 0% | 0% | 0% | 0% | 0% | 0% | 0% | 0% | 0% | 0% | [10 empty] | 0 | 0 | 0 | 0 | 0 | 0 | 0 | 0 | 0 | 0 | 0 | 0 | 0 | 0 | 0 | 0 | 0 | 0 | 0 | 0 | 0 | 0 | 0 | 0 | 0 | 0 | 0 | 0 | 0 | 0 | 0 | 0 | 0 | 0 | 0 | 0 | 0 | 0 | 0 | 0 | -1070.7603
331 | XA09 - RTS Redevelopment - Part II | Replacement - Major Station CBD | Major Station | TRUE | Establishment | Network | Materials | 40% | 0 | 0 | 524.8609 | 0 | 0 | 0 | 0 | 0 | 0 | 0 | 0 | 0 | 0 | 0 | 0 | 0 | 0 | 0 | 0 | 0 | 0 | 0 | 0 | 0 | 25.0181 | 0 | 0 | 0 | 0 | 0 | 0 | 0 | 0 | 0 | 0 | 549.879 | 0 | 0 | 0 | 0 | 0 | 0 | 0 | 0 | 0 | 0% | 0% | 0% | 0% | 0% | 0% | 0% | 0% | 0% | 0% | 0% | [10 empty] | 0 | 0 | 0 | 0 | 0 | 0 | 0 | 0 | 0 | 0 | 0 | 0 | 0 | 0 | 0 | 0 | 0 | 0 | 0 | 0 | 0 | 0 | 0 | 0 | 0 | 0 | 0 | 0 | 0 | 0 | 0 | 0 | 0 | 0 | 0 | 0 | 0 | 0 | 0 | 0 | -549.879
332 | XA09 - RTS Redevelopment - Part II | Replacement - Major Station CBD | Major Station | TRUE | Establishment | Network | Labour - Internal | 10% | 0 | 0 | 131.2152 | 0 | 0 | 0 | 0 | 0 | 0 | 0 | 0 | 0 | 0 | 0.76105 | 0 | 0 | 0 | 0 | 0 | 0 | 0 | 0 | 0 | 0 | 6.2908 | 0 | 0 | 0 | 0 | 0 | 0 | 0 | 0 | 0 | 0 | 138.2671 | 0 | 0 | 0 | 0 | 0 | 0 | 0 | 0 | 0 | 0% | 0% | 0% | 0% | 0% | 0% | 0% | 0% | 0% | 0% | 0% | [10 empty] | 0 | 0 | 0 | 0 | 0 | 0 | 0 | 0 | 0 | 0 | 0 | 0 | 0 | 0 | 0 | 0 | 0 | 0 | 0 | 0 | 0 | 0 | 0 | 0 | 0 | 0 | 0 | 0 | 0 | 0 | 0 | 0 | 0 | 0 | 0 | 0 | 0 | 0 | 0 | 0 | -138.2671
333 | XA09 - RTS Redevelopment - Part II | Replacement - Major Station CBD | Major Station | TRUE | Establishment | Network | Labour - External | 50% | 0 | 0 | 656.0761 | 0 | 0 | 0 | 0 | 0 | 0 | 0 | 0 | 0 | 0 | 3.8052 | 0 | 0 | 0 | 0 | 0 | 0 | 0 | 0 | 0 | 0 | 31.454 | 0 | 0 | 0 | 0 | 0 | 0 | 0 | 0 | 0 | 0 | 691.3353 | 0 | 0 | 0 | 0 | 0 | 0 | 0 | 0 | 0 | 0% | 0% | 0% | 0% | 0% | 0% | 0% | 0% | 0% | 0% | 0% | [10 empty] | 0 | 0 | 0 | 0 | 0 | 0 | 0 | 0 | 0 | 0 | 0 | 0 | 0 | 0 | 0 | 0 | 0 | 0 | 0 | 0 | 0 | 0 | 0 | 0 | 0 | 0 | 0 | 0 | 0 | 0 | 0 | 0 | 0 | 0 | 0 | 0 | 0 | 0 | 0 | 0 | -691.3353
334 | FBTS 220 & 66 kV CB Replacement Stage 1 | Replacement - Major Station | Major Station | TRUE | Switchgear | Network | Materials | 40% | 0 | 1963.5262 | 1044.5695 | 2264.4774 | 793.9145 | 0 | 0 | 0 | 0 | 0 | 0 | 0 | 0 | 0 | 0 | 0 | 0 | 0 | 0 | 0 | 0 | 0 | 0 | 0 | 49.7907 | 153.6697 | 48.3077 | 0 | 0 | 0 | 0 | 0 | 0 | 0 | 1963.5262 | 1094.3602 | 2418.1471 | 842.2222 | 0 | 0 | 0 | 0 | 0 | 0 | 0 | 0% | 90% | 10% | 0% | 0% | 0% | 0% | 0% | 0% | 0% | 100% | [10 empty] | 0 | 5459.8389 | 606.6488 | 0 | 0 | 0 | 0 | 0 | 0 | 0 | 0 | 0 | 0 | 0 | 0 | 0 | 0 | 0 | 0 | 0 | 0 | 203.4604 | 48.3077 | 0 | 0 | 0 | 0 | 0 | 0 | 0 | 0 | 5663.2993 | 654.9564 | 0 | 0 | 0 | 0 | 0 | 0 | 0 | 0
335 | FBTS 220 & 66 kV CB Replacement Stage 1 | Replacement - Major Station | Major Station | TRUE | Switchgear | Network | Labour - Internal | 10% | 0 | 490.8816 | 261.1424 | 566.1193 | 198.4786 | 0 | 0 | 0 | 0 | 0 | 0 | 0 | 0 | 1.5146 | 2.0715 | 1.9596 | 0 | 0 | 0 | 0 | 0 | 0 | 0 | 0 | 12.5199 | 38.558 | 12.1961 | 0 | 0 | 0 | 0 | 0 | 0 | 0 | 490.8816 | 275.1769 | 606.7488 | 212.6343 | 0 | 0 | 0 | 0 | 0 | 0 | 0 | 0% | 90% | 10% | 0% | 0% | 0% | 0% | 0% | 0% | 0% | 100% | [10 empty] | 0 | 1364.9597 | 151.6622 | 0 | 0 | 0 | 0 | 0 | 0 | 0 | 0 | 3.5861 | 1.9596 | 0 | 0 | 0 | 0 | 0 | 0 | 0 | 0 | 51.0779 | 12.1961 | 0 | 0 | 0 | 0 | 0 | 0 | 0 | 0 | 1419.6237 | 165.8179 | 0 | 0 | 0 | 0 | 0 | 0 | 0 | 0
336 | FBTS 220 & 66 kV CB Replacement Stage 1 | Replacement - Major Station | Major Station | TRUE | Switchgear | Network | Labour - External | 50% | 0 | 2454.4078 | 1305.7119 | 2830.5967 | 992.3931 | 0 | 0 | 0 | 0 | 0 | 0 | 0 | 0 | 7.5731 | -7.4406 | -1.4471 | 0 | 0 | 0 | 0 | 0 | 0 | 0 | 0 | 62.5993 | 191.5823 | 60.2965 | 0 | 0 | 0 | 0 | 0 | 0 | 0 | 2454.4078 | 1375.8844 | 3014.7384 | 1051.2426 | 0 | 0 | 0 | 0 | 0 | 0 | 0 | 0% | 90% | 10% | 0% | 0% | 0% | 0% | 0% | 0% | 0% | 100% | [10 empty] | 0 | 6824.7986 | 758.311 | 0 | 0 | 0 | 0 | 0 | 0 | 0 | 0 | 0.13255 | -1.4471 | 0 | 0 | 0 | 0 | 0 | 0 | 0 | 0 | 254.1816 | 60.2965 | 0 | 0 | 0 | 0 | 0 | 0 | 0 | 0 | 7079.1127 | 817.1604 | 0 | 0 | 0 | 0 | 0 | 0 | 0 | 0
337 | HWPS 220kV CB Replacement - Stage 4 | Replacement - Major Station | Major Station | TRUE | Switchgear | Network | Materials | 40% | 0 | 3644.3891 | 449.8813 | 968.7026 | 790.4506 | 1013.5658 | 0 | 0 | 0 | 0 | 0 | 0 | 0 | 0 | 0 | 0 | 0 | 0 | 0 | 0 | 0 | 0 | 0 | 0 | 21.4441 | 65.7371 | 48.0969 | 48.7208 | 0 | 0 | 0 | 0 | 0 | 0 | 3644.3891 | 471.3255 | 1034.4397 | 838.5475 | 1062.2866 | 0 | 0 | 0 | 0 | 0 | 0 | 20% | 40% | 30% | 10% | 0% | 0% | 0% | 0% | 0% | 0% | 100% | [10 empty] | 1373.3979 | 2746.7957 | 2060.0968 | 686.6989 | 0 | 0 | 0 | 0 | 0 | 0 | 0 | 0 | 0 | 0 | 0 | 0 | 0 | 0 | 0 | 0 | 21.4441 | 49.5031 | 71.8852 | 41.1666 | 0 | 0 | 0 | 0 | 0 | 0 | 1394.842 | 2796.2988 | 2131.982 | 727.8656 | 0 | 0 | 0 | 0 | 0 | 0 | 0
338 | HWPS 220kV CB Replacement - Stage 4 | Replacement - Major Station | Major Station | TRUE | Switchgear | Network | Labour - Internal | 10% | 0 | 911.0973 | 112.4703 | 242.1756 | 197.6126 | 253.3915 | 0 | 0 | 0 | 0 | 0 | 0 | 0 | 0.65233 | 0.88613 | 1.951 | 3.8313 | 0 | 0 | 0 | 0 | 0 | 0 | 0 | 5.3921 | 16.4944 | 12.1429 | 12.3644 | 0 | 0 | 0 | 0 | 0 | 0 | 911.0973 | 118.5148 | 259.5562 | 211.7066 | 269.5871 | 0 | 0 | 0 | 0 | 0 | 0 | 20% | 40% | 30% | 10% | 0% | 0% | 0% | 0% | 0% | 0% | 100% | [10 empty] | 343.3495 | 686.6989 | 515.0242 | 171.6747 | 0 | 0 | 0 | 0 | 0 | 0 | 0.65233 | 0.59966 | 2.4323 | 3.6364 | 0 | 0 | 0 | 0 | 0 | 0 | 5.3921 | 12.4189 | 18.1187 | 10.4641 | 0 | 0 | 0 | 0 | 0 | 0 | 349.3939 | 699.7175 | 535.5753 | 185.7753 | 0 | 0 | 0 | 0 | 0 | 0 | 0
339 | HWPS 220kV CB Replacement - Stage 4 | Replacement - Major Station | Major Station | TRUE | Switchgear | Network | Labour - External | 50% | 0 | 4555.4863 | 562.3517 | 1210.8782 | 988.0632 | 1266.9573 | 0 | 0 | 0 | 0 | 0 | 0 | 0 | 3.2616 | -3.1829 | -1.4408 | 3.1759 | 0 | 0 | 0 | 0 | 0 | 0 | 0 | 26.9606 | 81.9554 | 60.0334 | 61.0537 | 0 | 0 | 0 | 0 | 0 | 0 | 4555.4863 | 592.5739 | 1289.6507 | 1046.6559 | 1331.1869 | 0 | 0 | 0 | 0 | 0 | 0 | 20% | 40% | 30% | 10% | 0% | 0% | 0% | 0% | 0% | 0% | 100% | [10 empty] | 1716.7473 | 3433.4947 | 2575.121 | 858.3737 | 0 | 0 | 0 | 0 | 0 | 0 | 3.2616 | -3.1976 | -1.5022 | 3.252 | 0 | 0 | 0 | 0 | 0 | 0 | 26.9606 | 61.6741 | 89.7493 | 51.6192 | 0 | 0 | 0 | 0 | 0 | 0 | 1746.9696 | 3491.9712 | 2663.3681 | 913.2449 | 0 | 0 | 0 | 0 | 0 | 0 | 0
340 | FBTS Transformer and CB Replacement | Replacement - Major Station | Major Station | TRUE | Secondary | Network | Materials | 40% | 0 | 233.549 | 181.346 | 208.5075 | 103.0994 | 0 | 0 | 0 | 0 | 0 | 0 | 0 | 0 | 0 | 0 | 0 | 0 | 0 | 0 | 0 | 0 | 0 | 0 | 0 | 8.6441 | 14.1495 | 6.2733 | 0 | 0 | 0 | 0 | 0 | 0 | 0 | 233.549 | 189.99 | 222.6571 | 109.3727 | 0 | 0 | 0 | 0 | 0 | 0 | 0 | 0% | 83% | 17% | 0% | 0% | 0% | 0% | 0% | 0% | 0% | 100% | [10 empty] | 0 | 602.9965 | 123.5053 | 0 | 0 | 0 | 0 | 0 | 0 | 0 | 0 | 0 | 0 | 0 | 0 | 0 | 0 | 0 | 0 | 0 | 0 | 22.7936 | 6.2733 | 0 | 0 | 0 | 0 | 0 | 0 | 0 | 0 | 625.7901 | 129.7786 | 0 | 0 | 0 | 0 | 0 | 0 | 0 | 0
341 | FBTS Transformer and CB Replacement | Replacement - Major Station | Major Station | TRUE | Secondary | Network | Labour - Internal | 10% | 0 | 58.3872 | 45.3365 | 52.1269 | 25.7748 | 0 | 0 | 0 | 0 | 0 | 0 | 0 | 0 | 0.26295 | 0.19073 | 0.25447 | 0 | 0 | 0 | 0 | 0 | 0 | 0 | 0 | 2.1736 | 3.5503 | 1.5838 | 0 | 0 | 0 | 0 | 0 | 0 | 0 | 58.3872 | 47.773 | 55.8679 | 27.6131 | 0 | 0 | 0 | 0 | 0 | 0 | 0 | 0% | 83% | 17% | 0% | 0% | 0% | 0% | 0% | 0% | 0% | 100% | [10 empty] | 0 | 150.7491 | 30.8763 | 0 | 0 | 0 | 0 | 0 | 0 | 0 | 0 | 0.45369 | 0.25447 | 0 | 0 | 0 | 0 | 0 | 0 | 0 | 0 | 5.7239 | 1.5838 | 0 | 0 | 0 | 0 | 0 | 0 | 0 | 0 | 156.9267 | 32.7146 | 0 | 0 | 0 | 0 | 0 | 0 | 0 | 0
342 | FBTS Transformer and CB Replacement | Replacement - Major Station | Major Station | TRUE | Secondary | Network | Labour - External | 50% | 0 | 291.9362 | 226.6825 | 260.6344 | 128.8742 | 0 | 0 | 0 | 0 | 0 | 0 | 0 | 0 | 1.3148 | -0.68511 | -0.18792 | 0 | 0 | 0 | 0 | 0 | 0 | 0 | 0 | 10.8678 | 17.6404 | 7.8302 | 0 | 0 | 0 | 0 | 0 | 0 | 0 | 291.9362 | 238.865 | 277.5897 | 136.5165 | 0 | 0 | 0 | 0 | 0 | 0 | 0 | 0% | 83% | 17% | 0% | 0% | 0% | 0% | 0% | 0% | 0% | 100% | [10 empty] | 0 | 753.7457 | 154.3816 | 0 | 0 | 0 | 0 | 0 | 0 | 0 | 0 | 0.62965 | -0.18792 | 0 | 0 | 0 | 0 | 0 | 0 | 0 | 0 | 28.5082 | 7.8302 | 0 | 0 | 0 | 0 | 0 | 0 | 0 | 0 | 782.8835 | 162.024 | 0 | 0 | 0 | 0 | 0 | 0 | 0 | 0
343 | FBTS Transformer and CB Replacement | Replacement - Major Station | Major Station | TRUE | Switchgear | Network | Materials | 40% | 0 | 732.1572 | 568.505 | 653.6543 | 323.2082 | 0 | 0 | 0 | 0 | 0 | 0 | 0 | 0 | 0 | 0 | 0 | 0 | 0 | 0 | 0 | 0 | 0 | 0 | 0 | 27.0985 | 44.3576 | 19.6664 | 0 | 0 | 0 | 0 | 0 | 0 | 0 | 732.1572 | 595.6035 | 698.0119 | 342.8746 | 0 | 0 | 0 | 0 | 0 | 0 | 0 | 0% | 83% | 17% | 0% | 0% | 0% | 0% | 0% | 0% | 0% | 100% | [10 empty] | 0 | 1890.3455 | 387.1792 | 0 | 0 | 0 | 0 | 0 | 0 | 0 | 0 | 0 | 0 | 0 | 0 | 0 | 0 | 0 | 0 | 0 | 0 | 71.4561 | 19.6664 | 0 | 0 | 0 | 0 | 0 | 0 | 0 | 0 | 1961.8016 | 406.8456 | 0 | 0 | 0 | 0 | 0 | 0 | 0 | 0
344 | FBTS Transformer and CB Replacement | Replacement - Major Station | Major Station | TRUE | Switchgear | Network | Labour - Internal | 10% | 0 | 183.0393 | 142.1262 | 163.4136 | 80.8021 | 0 | 0 | 0 | 0 | 0 | 0 | 0 | 0 | 0.82433 | 0.59794 | 0.79775 | 0 | 0 | 0 | 0 | 0 | 0 | 0 | 0 | 6.8139 | 11.13 | 4.9651 | 0 | 0 | 0 | 0 | 0 | 0 | 0 | 183.0393 | 149.7645 | 175.1415 | 86.5649 | 0 | 0 | 0 | 0 | 0 | 0 | 0 | 0% | 83% | 17% | 0% | 0% | 0% | 0% | 0% | 0% | 0% | 100% | [10 empty] | 0 | 472.5864 | 96.7948 | 0 | 0 | 0 | 0 | 0 | 0 | 0 | 0 | 1.4223 | 0.79775 | 0 | 0 | 0 | 0 | 0 | 0 | 0 | 0 | 17.9439 | 4.9651 | 0 | 0 | 0 | 0 | 0 | 0 | 0 | 0 | 491.9526 | 102.5577 | 0 | 0 | 0 | 0 | 0 | 0 | 0 | 0
345 | FBTS Transformer and CB Replacement | Replacement - Major Station | Major Station | TRUE | Switchgear | Network | Labour - External | 50% | 0 | 915.1966 | 710.6312 | 817.0678 | 404.0103 | 0 | 0 | 0 | 0 | 0 | 0 | 0 | 0 | 4.1217 | -2.1478 | -0.58912 | 0 | 0 | 0 | 0 | 0 | 0 | 0 | 0 | 34.0695 | 55.3013 | 24.5471 | 0 | 0 | 0 | 0 | 0 | 0 | 0 | 915.1966 | 748.8224 | 870.2214 | 427.9683 | 0 | 0 | 0 | 0 | 0 | 0 | 0 | 0% | 83% | 17% | 0% | 0% | 0% | 0% | 0% | 0% | 0% | 100% | [10 empty] | 0 | 2362.9319 | 483.974 | 0 | 0 | 0 | 0 | 0 | 0 | 0 | 0 | 1.9739 | -0.58912 | 0 | 0 | 0 | 0 | 0 | 0 | 0 | 0 | 89.3709 | 24.5471 | 0 | 0 | 0 | 0 | 0 | 0 | 0 | 0 | 2454.2767 | 507.932 | 0 | 0 | 0 | 0 | 0 | 0 | 0 | 0
346 | FBTS Transformer and CB Replacement | Replacement - Major Station | Major Station | TRUE | Transformers | Network | Materials | 40% | 0 | 587.847 | 456.451 | 524.8171 | 259.503 | 0 | 0 | 0 | 0 | 0 | 0 | 0 | 0 | 0 | 0 | 0 | 0 | 0 | 0 | 0 | 0 | 0 | 0 | 0 | 21.7573 | 35.6146 | 15.7901 | 0 | 0 | 0 | 0 | 0 | 0 | 0 | 587.847 | 478.2083 | 560.4318 | 275.2931 | 0 | 0 | 0 | 0 | 0 | 0 | 0 | 0% | 83% | 17% | 0% | 0% | 0% | 0% | 0% | 0% | 0% | 100% | [10 empty] | 0 | 1517.753 | 310.8651 | 0 | 0 | 0 | 0 | 0 | 0 | 0 | 0 | 0 | 0 | 0 | 0 | 0 | 0 | 0 | 0 | 0 | 0 | 57.3719 | 15.7901 | 0 | 0 | 0 | 0 | 0 | 0 | 0 | 0 | 1575.1249 | 326.6552 | 0 | 0 | 0 | 0 | 0 | 0 | 0 | 0
347 | FBTS Transformer and CB Replacement | Replacement - Major Station | Major Station | TRUE | Transformers | Network | Labour - Internal | 10% | 0 | 146.9617 | 114.1128 | 131.2043 | 64.8757 | 0 | 0 | 0 | 0 | 0 | 0 | 0 | 0 | 0.66185 | 0.48008 | 0.64051 | 0 | 0 | 0 | 0 | 0 | 0 | 0 | 0 | 5.4709 | 8.9362 | 3.9865 | 0 | 0 | 0 | 0 | 0 | 0 | 0 | 146.9617 | 120.2455 | 140.6206 | 69.5028 | 0 | 0 | 0 | 0 | 0 | 0 | 0 | 0% | 83% | 17% | 0% | 0% | 0% | 0% | 0% | 0% | 0% | 100% | [10 empty] | 0 | 379.4383 | 77.7163 | 0 | 0 | 0 | 0 | 0 | 0 | 0 | 0 | 1.1419 | 0.64051 | 0 | 0 | 0 | 0 | 0 | 0 | 0 | 0 | 14.4071 | 3.9865 | 0 | 0 | 0 | 0 | 0 | 0 | 0 | 0 | 394.9873 | 82.3433 | 0 | 0 | 0 | 0 | 0 | 0 | 0 | 0
348 | FBTS Transformer and CB Replacement | Replacement - Major Station | Major Station | TRUE | Transformers | Network | Labour - External | 50% | 0 | 734.8087 | 570.5638 | 656.0214 | 324.3787 | 0 | 0 | 0 | 0 | 0 | 0 | 0 | 0 | 3.3093 | -1.7244 | -0.473 | 0 | 0 | 0 | 0 | 0 | 0 | 0 | 0 | 27.3543 | 44.4013 | 19.7088 | 0 | 0 | 0 | 0 | 0 | 0 | 0 | 734.8087 | 601.2274 | 698.6983 | 343.6145 | 0 | 0 | 0 | 0 | 0 | 0 | 0 | 0% | 83% | 17% | 0% | 0% | 0% | 0% | 0% | 0% | 0% | 100% | [10 empty] | 0 | 1897.1913 | 388.5813 | 0 | 0 | 0 | 0 | 0 | 0 | 0 | 0 | 1.5848 | -0.473 | 0 | 0 | 0 | 0 | 0 | 0 | 0 | 0 | 71.7556 | 19.7088 | 0 | 0 | 0 | 0 | 0 | 0 | 0 | 0 | 1970.5317 | 407.8172 | 0 | 0 | 0 | 0 | 0 | 0 | 0 | 0
349 | FBTS Transformer and CB Replacement | Replacement - Major Station | Major Station | TRUE | Towers and Conductor | Network | Materials | 40% | 0 | 25.3281 | 19.6668 | 22.6124 | 11.181 | 0 | 0 | 0 | 0 | 0 | 0 | 0 | 0 | 0 | 0 | 0 | 0 | 0 | 0 | 0 | 0 | 0 | 0 | 0 | 0.93744 | 1.5345 | 0.68034 | 0 | 0 | 0 | 0 | 0 | 0 | 0 | 25.3281 | 20.6042 | 24.1469 | 11.8613 | 0 | 0 | 0 | 0 | 0 | 0 | 0 | 0% | 83% | 17% | 0% | 0% | 0% | 0% | 0% | 0% | 0% | 100% | [10 empty] | 0 | 65.3943 | 13.394 | 0 | 0 | 0 | 0 | 0 | 0 | 0 | 0 | 0 | 0 | 0 | 0 | 0 | 0 | 0 | 0 | 0 | 0 | 2.4719 | 0.68034 | 0 | 0 | 0 | 0 | 0 | 0 | 0 | 0 | 67.8662 | 14.0744 | 0 | 0 | 0 | 0 | 0 | 0 | 0 | 0
350 | FBTS Transformer and CB Replacement | Replacement - Major Station | Major Station | TRUE | Towers and Conductor | Network | Labour - Internal | 10% | 0 | 6.332 | 4.9167 | 5.6531 | 2.7953 | 0 | 0 | 0 | 0 | 0 | 0 | 0 | 0 | 0.028517 | 0.020685 | 0.027597 | 0 | 0 | 0 | 0 | 0 | 0 | 0 | 0 | 0.23572 | 0.38503 | 0.17176 | 0 | 0 | 0 | 0 | 0 | 0 | 0 | 6.332 | 5.1809 | 6.0588 | 2.9946 | 0 | 0 | 0 | 0 | 0 | 0 | 0 | 0% | 83% | 17% | 0% | 0% | 0% | 0% | 0% | 0% | 0% | 100% | [10 empty] | 0 | 16.3486 | 3.3485 | 0 | 0 | 0 | 0 | 0 | 0 | 0 | 0 | 0.049202 | 0.027597 | 0 | 0 | 0 | 0 | 0 | 0 | 0 | 0 | 0.62075 | 0.17176 | 0 | 0 | 0 | 0 | 0 | 0 | 0 | 0 | 17.0185 | 3.5479 | 0 | 0 | 0 | 0 | 0 | 0 | 0 | 0
351 | FBTS Transformer and CB Replacement | Replacement - Major Station | Major Station | TRUE | Towers and Conductor | Network | Labour - External | 50% | 0 | 31.6602 | 24.5835 | 28.2655 | 13.9763 | 0 | 0 | 0 | 0 | 0 | 0 | 0 | 0 | 0.14258 | -0.074299 | -0.02038 | 0 | 0 | 0 | 0 | 0 | 0 | 0 | 0 | 1.1786 | 1.9131 | 0.84918 | 0 | 0 | 0 | 0 | 0 | 0 | 0 | 31.6602 | 25.9046 | 30.1043 | 14.8051 | 0 | 0 | 0 | 0 | 0 | 0 | 0 | 0% | 83% | 17% | 0% | 0% | 0% | 0% | 0% | 0% | 0% | 100% | [10 empty] | 0 | 81.7429 | 16.7425 | 0 | 0 | 0 | 0 | 0 | 0 | 0 | 0 | 0.068285 | -0.02038 | 0 | 0 | 0 | 0 | 0 | 0 | 0 | 0 | 3.0917 | 0.84918 | 0 | 0 | 0 | 0 | 0 | 0 | 0 | 0 | 84.9028 | 17.5713 | 0 | 0 | 0 | 0 | 0 | 0 | 0 | 0
352 | FBTS Transformer and CB Replacement | Replacement - Major Station | Major Station | TRUE | Establishment | Network | Materials | 40% | 0 | 202.9883 | 157.6163 | 181.2236 | 89.6085 | 0 | 0 | 0 | 0 | 0 | 0 | 0 | 0 | 0 | 0 | 0 | 0 | 0 | 0 | 0 | 0 | 0 | 0 | 0 | 7.513 | 12.298 | 5.4524 | 0 | 0 | 0 | 0 | 0 | 0 | 0 | 202.9883 | 165.1292 | 193.5216 | 95.0609 | 0 | 0 | 0 | 0 | 0 | 0 | 0 | 0% | 83% | 17% | 0% | 0% | 0% | 0% | 0% | 0% | 0% | 100% | [10 empty] | 0 | 524.0925 | 107.3442 | 0 | 0 | 0 | 0 | 0 | 0 | 0 | 0 | 0 | 0 | 0 | 0 | 0 | 0 | 0 | 0 | 0 | 0 | 19.811 | 5.4524 | 0 | 0 | 0 | 0 | 0 | 0 | 0 | 0 | 543.9035 | 112.7967 | 0 | 0 | 0 | 0 | 0 | 0 | 0 | 0
353 | FBTS Transformer and CB Replacement | Replacement - Major Station | Major Station | TRUE | Establishment | Network | Labour - Internal | 10% | 0 | 50.7471 | 39.4041 | 45.3059 | 22.4021 | 0 | 0 | 0 | 0 | 0 | 0 | 0 | 0 | 0.22854 | 0.16578 | 0.22117 | 0 | 0 | 0 | 0 | 0 | 0 | 0 | 0 | 1.8891 | 3.0858 | 1.3766 | 0 | 0 | 0 | 0 | 0 | 0 | 0 | 50.7471 | 41.5217 | 48.5574 | 23.9999 | 0 | 0 | 0 | 0 | 0 | 0 | 0 | 0% | 83% | 17% | 0% | 0% | 0% | 0% | 0% | 0% | 0% | 100% | [10 empty] | 0 | 131.0231 | 26.8361 | 0 | 0 | 0 | 0 | 0 | 0 | 0 | 0 | 0.39432 | 0.22117 | 0 | 0 | 0 | 0 | 0 | 0 | 0 | 0 | 4.9749 | 1.3766 | 0 | 0 | 0 | 0 | 0 | 0 | 0 | 0 | 136.3923 | 28.4338 | 0 | 0 | 0 | 0 | 0 | 0 | 0 | 0
354 | FBTS Transformer and CB Replacement | Replacement - Major Station | Major Station | TRUE | Establishment | Network | Labour - External | 50% | 0 | 253.7354 | 197.0203 | 226.5295 | 112.0106 | 0 | 0 | 0 | 0 | 0 | 0 | 0 | 0 | 1.1427 | -0.59546 | -0.16333 | 0 | 0 | 0 | 0 | 0 | 0 | 0 | 0 | 9.4457 | 15.3321 | 6.8056 | 0 | 0 | 0 | 0 | 0 | 0 | 0 | 253.7354 | 207.6087 | 241.2662 | 118.6529 | 0 | 0 | 0 | 0 | 0 | 0 | 0 | 0% | 83% | 17% | 0% | 0% | 0% | 0% | 0% | 0% | 0% | 100% | [10 empty] | 0 | 655.1156 | 134.1803 | 0 | 0 | 0 | 0 | 0 | 0 | 0 | 0 | 0.54726 | -0.16333 | 0 | 0 | 0 | 0 | 0 | 0 | 0 | 0 | 24.7778 | 6.8056 | 0 | 0 | 0 | 0 | 0 | 0 | 0 | 0 | 680.4406 | 140.8226 | 0 | 0 | 0 | 0 | 0 | 0 | 0 | 0
355 | FBTS Transformer and CB Replacement | Replacement - Major Station | Major Station | TRUE | Communications | Network | Materials | 40% | 0 | 5.9532 | 4.6225 | 5.3149 | 2.628 | 0 | 0 | 0 | 0 | 0 | 0 | 0 | 0 | 0 | 0 | 0 | 0 | 0 | 0 | 0 | 0 | 0 | 0 | 0 | 0.22034 | 0.36067 | 0.15991 | 0 | 0 | 0 | 0 | 0 | 0 | 0 | 5.9532 | 4.8429 | 5.6756 | 2.7879 | 0 | 0 | 0 | 0 | 0 | 0 | 0 | 0% | 83% | 17% | 0% | 0% | 0% | 0% | 0% | 0% | 0% | 100% | [10 empty] | 0 | 15.3705 | 3.1482 | 0 | 0 | 0 | 0 | 0 | 0 | 0 | 0 | 0 | 0 | 0 | 0 | 0 | 0 | 0 | 0 | 0 | 0 | 0.58101 | 0.15991 | 0 | 0 | 0 | 0 | 0 | 0 | 0 | 0 | 15.9515 | 3.3081 | 0 | 0 | 0 | 0 | 0 | 0 | 0 | 0
356 | FBTS Transformer and CB Replacement | Replacement - Major Station | Major Station | TRUE | Communications | Network | Labour - Internal | 10% | 0 | 1.4883 | 1.1556 | 1.3287 | 0.65701 | 0 | 0 | 0 | 0 | 0 | 0 | 0 | 0 | 0.0067027 | 0.0048619 | 0.0064865 | 0 | 0 | 0 | 0 | 0 | 0 | 0 | 0 | 0.055404 | 0.090498 | 0.040372 | 0 | 0 | 0 | 0 | 0 | 0 | 0 | 1.4883 | 1.2177 | 1.4241 | 0.70386 | 0 | 0 | 0 | 0 | 0 | 0 | 0 | 0% | 83% | 17% | 0% | 0% | 0% | 0% | 0% | 0% | 0% | 100% | [10 empty] | 0 | 3.8426 | 0.78704 | 0 | 0 | 0 | 0 | 0 | 0 | 0 | 0 | 0.011565 | 0.0064865 | 0 | 0 | 0 | 0 | 0 | 0 | 0 | 0 | 0.1459 | 0.040372 | 0 | 0 | 0 | 0 | 0 | 0 | 0 | 0 | 4.0001 | 0.8339 | 0 | 0 | 0 | 0 | 0 | 0 | 0 | 0
357 | FBTS Transformer and CB Replacement | Replacement - Major Station | Major Station | TRUE | Communications | Network | Labour - External | 50% | 0 | 7.4415 | 5.7782 | 6.6436 | 3.285 | 0 | 0 | 0 | 0 | 0 | 0 | 0 | 0 | 0.033513 | -0.017464 | -0.0047902 | 0 | 0 | 0 | 0 | 0 | 0 | 0 | 0 | 0.27702 | 0.44966 | 0.19959 | 0 | 0 | 0 | 0 | 0 | 0 | 0 | 7.4415 | 6.0887 | 7.0758 | 3.4798 | 0 | 0 | 0 | 0 | 0 | 0 | 0 | 0% | 83% | 17% | 0% | 0% | 0% | 0% | 0% | 0% | 0% | 100% | [10 empty] | 0 | 19.2131 | 3.9352 | 0 | 0 | 0 | 0 | 0 | 0 | 0 | 0 | 0.01605 | -0.0047902 | 0 | 0 | 0 | 0 | 0 | 0 | 0 | 0 | 0.72668 | 0.19959 | 0 | 0 | 0 | 0 | 0 | 0 | 0 | 0 | 19.9558 | 4.13 | 0 | 0 | 0 | 0 | 0 | 0 | 0 | 0
358 | HYTS 500kV CB Replacement | Replacement - Major Station | Major Station | TRUE | Switchgear | Network | Materials | 40% | 0 | 1985.6571 | 418.5497 | 2389.1509 | 373.5369 | 0 | 0 | 0 | 0 | 0 | 0 | 0 | 0 | 0 | 0 | 0 | 0 | 0 | 0 | 0 | 0 | 0 | 0 | 0 | 19.9507 | 162.1302 | 22.7288 | 0 | 0 | 0 | 0 | 0 | 0 | 0 | 1985.6571 | 438.5003 | 2551.2811 | 396.2657 | 0 | 0 | 0 | 0 | 0 | 0 | 0 | 0% | 100% | 0% | 0% | 0% | 0% | 0% | 0% | 0% | 0% | 100% | [10 empty] | 0 | 5166.8946 | 0 | 0 | 0 | 0 | 0 | 0 | 0 | 0 | 0 | 0 | 0 | 0 | 0 | 0 | 0 | 0 | 0 | 0 | 0 | 182.0809 | 0 | 0 | 0 | 0 | 0 | 0 | 0 | 0 | 0 | 5348.9755 | 0 | 0 | 0 | 0 | 0 | 0 | 0 | 0 | -22.7288
359 | HYTS 500kV CB Replacement | Replacement - Major Station | Major Station | TRUE | Switchgear | Network | Labour - Internal | 10% | 0 | 496.4143 | 104.6374 | 597.2877 | 93.3842 | 0 | 0 | 0 | 0 | 0 | 0 | 0 | 0 | 0.6069 | 2.1855 | 0.92197 | 0 | 0 | 0 | 0 | 0 | 0 | 0 | 0 | 5.0166 | 40.6809 | 5.7383 | 0 | 0 | 0 | 0 | 0 | 0 | 0 | 496.4143 | 110.2609 | 640.1541 | 100.0445 | 0 | 0 | 0 | 0 | 0 | 0 | 0 | 0% | 100% | 0% | 0% | 0% | 0% | 0% | 0% | 0% | 0% | 100% | [10 empty] | 0 | 1291.7237 | 0 | 0 | 0 | 0 | 0 | 0 | 0 | 0 | 0 | 2.7924 | 0 | 0 | 0 | 0 | 0 | 0 | 0 | 0 | 0 | 45.6975 | 0 | 0 | 0 | 0 | 0 | 0 | 0 | 0 | 0 | 1340.2135 | 0 | 0 | 0 | 0 | 0 | 0 | 0 | 0 | -6.6603
360 | HYTS 500kV CB Replacement | Replacement - Major Station | Major Station | TRUE | Switchgear | Network | Labour - External | 50% | 0 | 2482.0714 | 523.1871 | 2986.4386 | 466.9212 | 0 | 0 | 0 | 0 | 0 | 0 | 0 | 0 | 3.0345 | -7.8502 | -0.68086 | 0 | 0 | 0 | 0 | 0 | 0 | 0 | 0 | 25.083 | 202.1301 | 28.3695 | 0 | 0 | 0 | 0 | 0 | 0 | 0 | 2482.0714 | 551.3046 | 3180.7185 | 494.6098 | 0 | 0 | 0 | 0 | 0 | 0 | 0 | 0% | 100% | 0% | 0% | 0% | 0% | 0% | 0% | 0% | 0% | 100% | [10 empty] | 0 | 6458.6183 | 0 | 0 | 0 | 0 | 0 | 0 | 0 | 0 | 0 | -4.8157 | 0 | 0 | 0 | 0 | 0 | 0 | 0 | 0 | 0 | 227.213 | 0 | 0 | 0 | 0 | 0 | 0 | 0 | 0 | 0 | 6681.0156 | 0 | 0 | 0 | 0 | 0 | 0 | 0 | 0 | -27.6887
361 | SMTS H2 Transformer Replacement Stage 1 | Replacement - Major Station | Major Station | TRUE | Transformers | Network | Materials | 40% | 0 | 329.2512 | 261.8406 | 2.307 | 0 | 0 | 0 | 0 | 0 | 0 | 0 | 0 | 0 | 0 | 0 | 0 | 0 | 0 | 0 | 0 | 0 | 0 | 0 | 0 | 12.4809 | 0.15656 | 0 | 0 | 0 | 0 | 0 | 0 | 0 | 0 | 329.2512 | 274.3215 | 2.4636 | 0 | 0 | 0 | 0 | 0 | 0 | 0 | 0 | 90% | 10% | 0% | 0% | 0% | 0% | 0% | 0% | 0% | 0% | 100% | [10 empty] | 534.0589 | 59.3399 | 0 | 0 | 0 | 0 | 0 | 0 | 0 | 0 | 0 | 0 | 0 | 0 | 0 | 0 | 0 | 0 | 0 | 0 | 12.4809 | 0.15656 | 0 | 0 | 0 | 0 | 0 | 0 | 0 | 0 | 546.5398 | 59.4964 | 0 | 0 | 0 | 0 | 0 | 0 | 0 | 0 | 0
362 | SMTS H2 Transformer Replacement Stage 1 | Replacement - Major Station | Major Station | TRUE | Transformers | Network | Labour - Internal | 10% | 0 | 82.3128 | 65.4601 | 0.57676 | 0 | 0 | 0 | 0 | 0 | 0 | 0 | 0 | 0 | 0.37967 | 0.0021104 | 0 | 0 | 0 | 0 | 0 | 0 | 0 | 0 | 0 | 3.1383 | 0.039283 | 0 | 0 | 0 | 0 | 0 | 0 | 0 | 0 | 82.3128 | 68.9781 | 0.61815 | 0 | 0 | 0 | 0 | 0 | 0 | 0 | 0 | 90% | 10% | 0% | 0% | 0% | 0% | 0% | 0% | 0% | 0% | 100% | [10 empty] | 133.5147 | 14.835 | 0 | 0 | 0 | 0 | 0 | 0 | 0 | 0 | 0.37967 | 0.0021104 | 0 | 0 | 0 | 0 | 0 | 0 | 0 | 0 | 3.1383 | 0.039283 | 0 | 0 | 0 | 0 | 0 | 0 | 0 | 0 | 137.0327 | 14.8764 | 0 | 0 | 0 | 0 | 0 | 0 | 0 | 0 | 0
363 | SMTS H2 Transformer Replacement Stage 1 | Replacement - Major Station | Major Station | TRUE | Transformers | Network | Labour - External | 50% | 0 | 411.5639 | 327.3007 | 2.8838 | 0 | 0 | 0 | 0 | 0 | 0 | 0 | 0 | 0 | 1.8983 | -0.0075804 | 0 | 0 | 0 | 0 | 0 | 0 | 0 | 0 | 0 | 15.6917 | 0.19518 | 0 | 0 | 0 | 0 | 0 | 0 | 0 | 0 | 411.5639 | 344.8907 | 3.0714 | 0 | 0 | 0 | 0 | 0 | 0 | 0 | 0 | 90% | 10% | 0% | 0% | 0% | 0% | 0% | 0% | 0% | 0% | 100% | [10 empty] | 667.5736 | 74.1748 | 0 | 0 | 0 | 0 | 0 | 0 | 0 | 0 | 1.8983 | -0.0075804 | 0 | 0 | 0 | 0 | 0 | 0 | 0 | 0 | 15.6917 | 0.19518 | 0 | 0 | 0 | 0 | 0 | 0 | 0 | 0 | 685.1636 | 74.3625 | 0 | 0 | 0 | 0 | 0 | 0 | 0 | 0 | 0
364 | L1 & L2 DDTS & SMTS Disconn/E SW Repl. | Replacement - Major Station | Major Station | TRUE | Switchgear | Network | Materials | 40% | 0 | 0 | 32.0673 | 520.8599 | 610.3892 | 1135.8511 | 0 | 0 | 0 | 0 | 0 | 0 | 0 | 0 | 0 | 0 | 0 | 0 | 0 | 0 | 0 | 0 | 0 | 0 | 1.5285 | 35.3461 | 37.1406 | 54.5989 | 0 | 0 | 0 | 0 | 0 | 0 | 0 | 33.5958 | 556.206 | 647.5298 | 1190.45 | 0 | 0 | 0 | 0 | 0 | 0 | 0% | 0% | 50% | 50% | 0% | 0% | 0% | 0% | 0% | 0% | 100% | [10 empty] | 0 | 0 | 1149.5837 | 1149.5837 | 0 | 0 | 0 | 0 | 0 | 0 | 0 | 0 | 0 | 0 | 0 | 0 | 0 | 0 | 0 | 0 | 0 | 0 | 74.0152 | 54.5989 | 0 | 0 | 0 | 0 | 0 | 0 | 0 | 0 | 1223.599 | 1204.1827 | 0 | 0 | 0 | 0 | 0 | 0 | 0
365 | L1 & L2 DDTS & SMTS Disconn/E SW Repl. | Replacement - Major Station | Major Station | TRUE | Switchgear | Network | Labour - Internal | 10% | 0 | 0 | 8.0168 | 130.215 | 152.5973 | 283.9628 | 0 | 0 | 0 | 0 | 0 | 0 | 0 | 0.046498 | 0.47646 | 1.5066 | 4.2935 | 0 | 0 | 0 | 0 | 0 | 0 | 0 | 0.38435 | 8.8689 | 9.3768 | 13.8561 | 0 | 0 | 0 | 0 | 0 | 0 | 0 | 8.4477 | 139.5603 | 163.4807 | 302.1124 | 0 | 0 | 0 | 0 | 0 | 0 | 0% | 0% | 50% | 50% | 0% | 0% | 0% | 0% | 0% | 0% | 100% | [10 empty] | 0 | 0 | 287.3959 | 287.3959 | 0 | 0 | 0 | 0 | 0 | 0 | 0 | 0 | 2.0295 | 4.2935 | 0 | 0 | 0 | 0 | 0 | 0 | 0 | 0 | 18.63 | 13.8561 | 0 | 0 | 0 | 0 | 0 | 0 | 0 | 0 | 308.0555 | 305.5456 | 0 | 0 | 0 | 0 | 0 | 0 | 0
366 | L1 & L2 DDTS & SMTS Disconn/E SW Repl. | Replacement - Major Station | Major Station | TRUE | Switchgear | Network | Labour - External | 50% | 0 | 0 | 40.0841 | 651.0749 | 762.9865 | 1419.8139 | 0 | 0 | 0 | 0 | 0 | 0 | 0 | 0.23249 | -1.7114 | -1.1126 | 3.5591 | 0 | 0 | 0 | 0 | 0 | 0 | 0 | 1.9217 | 44.0665 | 46.3581 | 68.4197 | 0 | 0 | 0 | 0 | 0 | 0 | 0 | 42.2383 | 693.4299 | 808.232 | 1491.7927 | 0 | 0 | 0 | 0 | 0 | 0 | 0% | 0% | 50% | 50% | 0% | 0% | 0% | 0% | 0% | 0% | 100% | [10 empty] | 0 | 0 | 1436.9797 | 1436.9797 | 0 | 0 | 0 | 0 | 0 | 0 | 0 | 0 | -2.5915 | 3.5591 | 0 | 0 | 0 | 0 | 0 | 0 | 0 | 0 | 92.3463 | 68.4197 | 0 | 0 | 0 | 0 | 0 | 0 | 0 | 0 | 1526.7344 | 1508.9585 | 0 | 0 | 0 | 0 | 0 | 0 | 0
367 | GNTS 66 kV CB Replacement | Replacement - Major Station | Major Station | TRUE | Switchgear | Network | Materials | 40% | 0 | 0 | 0 | 0 | 0 | 0 | 137.9808 | 620.9138 | 620.9138 | 0 | 0 | 0 | 0 | 0 | 0 | 0 | 0 | 0 | 0 | 0 | 0 | 0 | 0 | 0 | 0 | 0 | 0 | 0 | 7.1832 | 32.4772 | 42.6527 | 0 | 0 | 0 | 0 | 0 | 0 | 0 | 0 | 145.164 | 653.3909 | 663.5665 | 0 | 0 | 0 | 0% | 0% | 0% | 0% | 0% | 50% | 50% | 0% | 0% | 0% | 100% | [10 empty] | 0 | 0 | 0 | 0 | 0 | 689.9042 | 689.9042 | 0 | 0 | 0 | 0 | 0 | 0 | 0 | 0 | 0 | 0 | 0 | 0 | 0 | 0 | 0 | 0 | 0 | 0 | 39.6603 | 42.6527 | 0 | 0 | 0 | 0 | 0 | 0 | 0 | 0 | 729.5645 | 732.5569 | 0 | 0 | 0 | 0
368 | GNTS 66 kV CB Replacement | Replacement - Major Station | Major Station | TRUE | Switchgear | Network | Labour - Internal | 10% | 0 | 0 | 0 | 0 | 0 | 0 | 34.4952 | 155.2284 | 155.2284 | 0 | 0 | 0 | 0 | 0 | 0 | 0 | 0 | 0.69694 | 4.3711 | 6.128 | 0 | 0 | 0 | 0 | 0 | 0 | 0 | 0 | 1.8321 | 8.3479 | 11.0841 | 0 | 0 | 0 | 0 | 0 | 0 | 0 | 0 | 37.0242 | 167.9474 | 172.4406 | 0 | 0 | 0 | 0% | 0% | 0% | 0% | 0% | 50% | 50% | 0% | 0% | 0% | 100% | [10 empty] | 0 | 0 | 0 | 0 | 0 | 172.476 | 172.476 | 0 | 0 | 0 | 0 | 0 | 0 | 0 | 0 | 5.068 | 6.128 | 0 | 0 | 0 | 0 | 0 | 0 | 0 | 0 | 10.18 | 11.0841 | 0 | 0 | 0 | 0 | 0 | 0 | 0 | 0 | 187.7241 | 189.6882 | 0 | 0 | 0 | 0
369 | GNTS 66 kV CB Replacement | Replacement - Major Station | Major Station | TRUE | Switchgear | Network | Labour - External | 50% | 0 | 0 | 0 | 0 | 0 | 0 | 172.476 | 776.1422 | 776.1422 | 0 | 0 | 0 | 0 | 0 | 0 | 0 | 0 | 1.4037 | 14.4501 | 24.296 | 0 | 0 | 0 | 0 | 0 | 0 | 0 | 0 | 9.052 | 41.3523 | 54.9848 | 0 | 0 | 0 | 0 | 0 | 0 | 0 | 0 | 182.9318 | 831.9446 | 855.4231 | 0 | 0 | 0 | 0% | 0% | 0% | 0% | 0% | 50% | 50% | 0% | 0% | 0% | 100% | [10 empty] | 0 | 0 | 0 | 0 | 0 | 862.3802 | 862.3802 | 0 | 0 | 0 | 0 | 0 | 0 | 0 | 0 | 15.8538 | 24.296 | 0 | 0 | 0 | 0 | 0 | 0 | 0 | 0 | 50.4043 | 54.9848 | 0 | 0 | 0 | 0 | 0 | 0 | 0 | 0 | 928.6383 | 941.6611 | 0 | 0 | 0 | 0
370 | HOTS 66kV Circuit Breaker Replacement | Replacement - Major Station | Major Station | TRUE | Switchgear | Network | Materials | 40% | 0 | 0 | 0 | 0 | 0 | 0 | 0 | 137.9808 | 620.9138 | 620.9138 | 0 | 0 | 0 | 0 | 0 | 0 | 0 | 0 | 0 | 0 | 0 | 0 | 0 | 0 | 0 | 0 | 0 | 0 | 0 | 7.2171 | 42.6527 | 56.3926 | 0 | 0 | 0 | 0 | 0 | 0 | 0 | 0 | 145.198 | 663.5665 | 677.3064 | 0 | 0 | 0% | 0% | 0% | 0% | 0% | 0% | 50% | 50% | 0% | 0% | 100% | [10 empty] | 0 | 0 | 0 | 0 | 0 | 0 | 689.9042 | 689.9042 | 0 | 0 | 0 | 0 | 0 | 0 | 0 | 0 | 0 | 0 | 0 | 0 | 0 | 0 | 0 | 0 | 0 | 0 | 49.8698 | 56.3926 | 0 | 0 | 0 | 0 | 0 | 0 | 0 | 0 | 739.774 | 746.2968 | 0 | 0 | 0
371 | HOTS 66kV Circuit Breaker Replacement | Replacement - Major Station | Major Station | TRUE | Switchgear | Network | Labour - Internal | 10% | 0 | 0 | 0 | 0 | 0 | 0 | 0 | 34.4952 | 155.2284 | 155.2284 | 0 | 0 | 0 | 0 | 0 | 0 | 0 | 0 | 0.97135 | 6.128 | 7.9043 | 0 | 0 | 0 | 0 | 0 | 0 | 0 | 0 | 1.8551 | 11.0841 | 14.816 | 0 | 0 | 0 | 0 | 0 | 0 | 0 | 0 | 37.3217 | 172.4406 | 177.9488 | 0 | 0 | 0% | 0% | 0% | 0% | 0% | 0% | 50% | 50% | 0% | 0% | 100% | [10 empty] | 0 | 0 | 0 | 0 | 0 | 0 | 172.476 | 172.476 | 0 | 0 | 0 | 0 | 0 | 0 | 0 | 0 | 7.0994 | 7.9043 | 0 | 0 | 0 | 0 | 0 | 0 | 0 | 0 | 12.9392 | 14.816 | 0 | 0 | 0 | 0 | 0 | 0 | 0 | 0 | 192.5146 | 195.1964 | 0 | 0 | 0
372 | HOTS 66kV Circuit Breaker Replacement | Replacement - Major Station | Major Station | TRUE | Switchgear | Network | Labour - External | 50% | 0 | 0 | 0 | 0 | 0 | 0 | 0 | 172.476 | 776.1422 | 776.1422 | 0 | 0 | 0 | 0 | 0 | 0 | 0 | 0 | 3.2111 | 24.296 | 34.2646 | 0 | 0 | 0 | 0 | 0 | 0 | 0 | 0 | 9.1894 | 54.9848 | 73.6028 | 0 | 0 | 0 | 0 | 0 | 0 | 0 | 0 | 184.8766 | 855.4231 | 884.0096 | 0 | 0 | 0% | 0% | 0% | 0% | 0% | 0% | 50% | 50% | 0% | 0% | 100% | [10 empty] | 0 | 0 | 0 | 0 | 0 | 0 | 862.3802 | 862.3802 | 0 | 0 | 0 | 0 | 0 | 0 | 0 | 0 | 27.5071 | 34.2646 | 0 | 0 | 0 | 0 | 0 | 0 | 0 | 0 | 64.1742 | 73.6028 | 0 | 0 | 0 | 0 | 0 | 0 | 0 | 0 | 954.0616 | 970.2476 | 0 | 0 | 0
373 | FTS 66kV Circuit Breaker Replacement | Replacement - Major Station | Major Station | TRUE | Switchgear | Network | Materials | 40% | 0 | 0 | 0 | 0 | 0 | 0 | 0 | 0 | 193.1732 | 869.2793 | 869.2793 | 0 | 0 | 0 | 0 | 0 | 0 | 0 | 0 | 0 | 0 | 0 | 0 | 0 | 0 | 0 | 0 | 0 | 0 | 0 | 13.2697 | 78.9497 | 53.0612 | 0 | 0 | 0 | 0 | 0 | 0 | 0 | 0 | 206.4429 | 948.229 | 922.3405 | 0 | 0% | 0% | 0% | 0% | 0% | 0% | 0% | 50% | 50% | 0% | 100% | [10 empty] | 0 | 0 | 0 | 0 | 0 | 0 | 0 | 965.8659 | 965.8659 | 0 | 0 | 0 | 0 | 0 | 0 | 0 | 0 | 0 | 0 | 0 | 0 | 0 | 0 | 0 | 0 | 0 | 0 | 92.2194 | 53.0612 | 0 | 0 | 0 | 0 | 0 | 0 | 0 | 0 | 1058.0853 | 1018.927 | 0 | 0
374 | FTS 66kV Circuit Breaker Replacement | Replacement - Major Station | Major Station | TRUE | Switchgear | Network | Labour - Internal | 10% | 0 | 0 | 0 | 0 | 0 | 0 | 0 | 0 | 48.2933 | 217.3198 | 217.3198 | 0 | 0 | 0 | 0 | 0 | 0 | 0 | 0 | 1.9065 | 11.066 | 13.5802 | 0 | 0 | 0 | 0 | 0 | 0 | 0 | 0 | 3.4484 | 20.7425 | 14.0942 | 0 | 0 | 0 | 0 | 0 | 0 | 0 | 0 | 53.6482 | 249.1283 | 244.9942 | 0 | 0% | 0% | 0% | 0% | 0% | 0% | 0% | 50% | 50% | 0% | 100% | [10 empty] | 0 | 0 | 0 | 0 | 0 | 0 | 0 | 241.4665 | 241.4665 | 0 | 0 | 0 | 0 | 0 | 0 | 0 | 0 | 12.9725 | 13.5802 | 0 | 0 | 0 | 0 | 0 | 0 | 0 | 0 | 24.1909 | 14.0942 | 0 | 0 | 0 | 0 | 0 | 0 | 0 | 0 | 278.6298 | 269.1409 | 0 | 0
375 | FTS 66kV Circuit Breaker Replacement | Replacement - Major Station | Major Station | TRUE | Switchgear | Network | Labour - External | 50% | 0 | 0 | 0 | 0 | 0 | 0 | 0 | 0 | 241.4665 | 1086.5991 | 1086.5991 | 0 | 0 | 0 | 0 | 0 | 0 | 0 | 0 | 7.5588 | 47.9704 | 62.1002 | 0 | 0 | 0 | 0 | 0 | 0 | 0 | 0 | 17.1064 | 103.0439 | 70.1171 | 0 | 0 | 0 | 0 | 0 | 0 | 0 | 0 | 266.1316 | 1237.6134 | 1218.8164 | 0 | 0% | 0% | 0% | 0% | 0% | 0% | 0% | 50% | 50% | 0% | 100% | [10 empty] | 0 | 0 | 0 | 0 | 0 | 0 | 0 | 1207.3323 | 1207.3323 | 0 | 0 | 0 | 0 | 0 | 0 | 0 | 0 | 55.5291 | 62.1002 | 0 | 0 | 0 | 0 | 0 | 0 | 0 | 0 | 120.1503 | 70.1171 | 0 | 0 | 0 | 0 | 0 | 0 | 0 | 0 | 1383.0118 | 1339.5496 | 0 | 0
376 | BETS Replace RTU, Prot and Control | Replacement - Major Station | Major Station | TRUE | Secondary | Network | Materials | 40% | 0 | 0 | 0 | 0 | 0 | 0 | 0 | 0 | 0 | 0 | 0 | 0 | 0 | 0 | 0 | 0 | 0 | 0 | 0 | 0 | 0 | 0 | 0 | 0 | 0 | 0 | 0 | 0 | 0 | 0 | 0 | 0 | 0 | 0 | 0 | 0 | 0 | 0 | 0 | 0 | 0 | 0 | 0 | 0 | 0 | 0% | 0% | 0% | 0% | 0% | 0% | 0% | 0% | 0% | 0% | 0% | [10 empty] | 0 | 0 | 0 | 0 | 0 | 0 | 0 | 0 | 0 | 0 | 0 | 0 | 0 | 0 | 0 | 0 | 0 | 0 | 0 | 0 | 0 | 0 | 0 | 0 | 0 | 0 | 0 | 0 | 0 | 0 | 0 | 0 | 0 | 0 | 0 | 0 | 0 | 0 | 0 | 0 | 0
377 | BETS Replace RTU, Prot and Control | Replacement - Major Station | Major Station | TRUE | Secondary | Network | Labour - Internal | 10% | 0 | 0 | 0 | 0 | 0 | 0 | 0 | 0 | 0 | 0 | 0 | 0 | 0 | 0 | 0 | 0 | 0 | 0 | 0 | 0 | 0 | 0 | 0 | 0 | 0 | 0 | 0 | 0 | 0 | 0 | 0 | 0 | 0 | 0 | 0 | 0 | 0 | 0 | 0 | 0 | 0 | 0 | 0 | 0 | 0 | 0% | 0% | 0% | 0% | 0% | 0% | 0% | 0% | 0% | 0% | 0% | [10 empty] | 0 | 0 | 0 | 0 | 0 | 0 | 0 | 0 | 0 | 0 | 0 | 0 | 0 | 0 | 0 | 0 | 0 | 0 | 0 | 0 | 0 | 0 | 0 | 0 | 0 | 0 | 0 | 0 | 0 | 0 | 0 | 0 | 0 | 0 | 0 | 0 | 0 | 0 | 0 | 0 | 0
378 | BETS Replace RTU, Prot and Control | Replacement - Major Station | Major Station | TRUE | Secondary | Network | Labour - External | 50% | 0 | 0 | 0 | 0 | 0 | 0 | 0 | 0 | 0 | 0 | 0 | 0 | 0 | 0 | 0 | 0 | 0 | 0 | 0 | 0 | 0 | 0 | 0 | 0 | 0 | 0 | 0 | 0 | 0 | 0 | 0 | 0 | 0 | 0 | 0 | 0 | 0 | 0 | 0 | 0 | 0 | 0 | 0 | 0 | 0 | 0% | 0% | 0% | 0% | 0% | 0% | 0% | 0% | 0% | 0% | 0% | [10 empty] | 0 | 0 | 0 | 0 | 0 | 0 | 0 | 0 | 0 | 0 | 0 | 0 | 0 | 0 | 0 | 0 | 0 | 0 | 0 | 0 | 0 | 0 | 0 | 0 | 0 | 0 | 0 | 0 | 0 | 0 | 0 | 0 | 0 | 0 | 0 | 0 | 0 | 0 | 0 | 0 | 0
379 | REFCL T2 ZS WORK - WOTS (Tx Component) | Security and Compliance | Stations | TRUE | Secondary | Network | Materials | 40% | 0 | 0 | 0 | 0 | 0 | 0 | 0 | 0 | 0 | 0 | 0 | 0 | 0 | 0 | 0 | 0 | 0 | 0 | 0 | 0 | 0 | 0 | 0 | 0 | 0 | 0 | 0 | 0 | 0 | 0 | 0 | 0 | 0 | 0 | 0 | 0 | 0 | 0 | 0 | 0 | 0 | 0 | 0 | 0 | 0 | 0% | 0% | 0% | 0% | 0% | 0% | 0% | 0% | 0% | 0% | 0% | [10 empty] | 0 | 0 | 0 | 0 | 0 | 0 | 0 | 0 | 0 | 0 | 0 | 0 | 0 | 0 | 0 | 0 | 0 | 0 | 0 | 0 | 0 | 0 | 0 | 0 | 0 | 0 | 0 | 0 | 0 | 0 | 0 | 0 | 0 | 0 | 0 | 0 | 0 | 0 | 0 | 0 | 0
380 | REFCL T2 ZS WORK - WOTS (Tx Component) | Security and Compliance | Stations | TRUE | Secondary | Network | Labour - Internal | 10% | 0 | 0 | 0 | 0 | 0 | 0 | 0 | 0 | 0 | 0 | 0 | 0 | 0 | 0 | 0 | 0 | 0 | 0 | 0 | 0 | 0 | 0 | 0 | 0 | 0 | 0 | 0 | 0 | 0 | 0 | 0 | 0 | 0 | 0 | 0 | 0 | 0 | 0 | 0 | 0 | 0 | 0 | 0 | 0 | 0 | 0% | 0% | 0% | 0% | 0% | 0% | 0% | 0% | 0% | 0% | 0% | [10 empty] | 0 | 0 | 0 | 0 | 0 | 0 | 0 | 0 | 0 | 0 | 0 | 0 | 0 | 0 | 0 | 0 | 0 | 0 | 0 | 0 | 0 | 0 | 0 | 0 | 0 | 0 | 0 | 0 | 0 | 0 | 0 | 0 | 0 | 0 | 0 | 0 | 0 | 0 | 0 | 0 | 0
381 | REFCL T2 ZS WORK - WOTS (Tx Component) | Security and Compliance | Stations | TRUE | Secondary | Network | Labour - External | 50% | 0 | 0 | 0 | 0 | 0 | 0 | 0 | 0 | 0 | 0 | 0 | 0 | 0 | 0 | 0 | 0 | 0 | 0 | 0 | 0 | 0 | 0 | 0 | 0 | 0 | 0 | 0 | 0 | 0 | 0 | 0 | 0 | 0 | 0 | 0 | 0 | 0 | 0 | 0 | 0 | 0 | 0 | 0 | 0 | 0 | 0% | 0% | 0% | 0% | 0% | 0% | 0% | 0% | 0% | 0% | 0% | [10 empty] | 0 | 0 | 0 | 0 | 0 | 0 | 0 | 0 | 0 | 0 | 0 | 0 | 0 | 0 | 0 | 0 | 0 | 0 | 0 | 0 | 0 | 0 | 0 | 0 | 0 | 0 | 0 | 0 | 0 | 0 | 0 | 0 | 0 | 0 | 0 | 0 | 0 | 0 | 0 | 0 | 0
382 | REFCL T2 ZS WORK - WOTS (Tx Component) | Security and Compliance | Stations | TRUE | Switchgear | Network | Materials | 40% | 0 | 0 | 0 | 0 | 0 | 0 | 0 | 0 | 0 | 0 | 0 | 0 | 0 | 0 | 0 | 0 | 0 | 0 | 0 | 0 | 0 | 0 | 0 | 0 | 0 | 0 | 0 | 0 | 0 | 0 | 0 | 0 | 0 | 0 | 0 | 0 | 0 | 0 | 0 | 0 | 0 | 0 | 0 | 0 | 0 | 0% | 0% | 0% | 0% | 0% | 0% | 0% | 0% | 0% | 0% | 0% | [10 empty] | 0 | 0 | 0 | 0 | 0 | 0 | 0 | 0 | 0 | 0 | 0 | 0 | 0 | 0 | 0 | 0 | 0 | 0 | 0 | 0 | 0 | 0 | 0 | 0 | 0 | 0 | 0 | 0 | 0 | 0 | 0 | 0 | 0 | 0 | 0 | 0 | 0 | 0 | 0 | 0 | 0
383 | REFCL T2 ZS WORK - WOTS (Tx Component) | Security and Compliance | Stations | TRUE | Switchgear | Network | Labour - Internal | 10% | 0 | 0 | 0 | 0 | 0 | 0 | 0 | 0 | 0 | 0 | 0 | 0 | 0 | 0 | 0 | 0 | 0 | 0 | 0 | 0 | 0 | 0 | 0 | 0 | 0 | 0 | 0 | 0 | 0 | 0 | 0 | 0 | 0 | 0 | 0 | 0 | 0 | 0 | 0 | 0 | 0 | 0 | 0 | 0 | 0 | 0% | 0% | 0% | 0% | 0% | 0% | 0% | 0% | 0% | 0% | 0% | [10 empty] | 0 | 0 | 0 | 0 | 0 | 0 | 0 | 0 | 0 | 0 | 0 | 0 | 0 | 0 | 0 | 0 | 0 | 0 | 0 | 0 | 0 | 0 | 0 | 0 | 0 | 0 | 0 | 0 | 0 | 0 | 0 | 0 | 0 | 0 | 0 | 0 | 0 | 0 | 0 | 0 | 0
384 | REFCL T2 ZS WORK - WOTS (Tx Component) | Security and Compliance | Stations | TRUE | Switchgear | Network | Labour - External | 50% | 0 | 0 | 0 | 0 | 0 | 0 | 0 | 0 | 0 | 0 | 0 | 0 | 0 | 0 | 0 | 0 | 0 | 0 | 0 | 0 | 0 | 0 | 0 | 0 | 0 | 0 | 0 | 0 | 0 | 0 | 0 | 0 | 0 | 0 | 0 | 0 | 0 | 0 | 0 | 0 | 0 | 0 | 0 | 0 | 0 | 0% | 0% | 0% | 0% | 0% | 0% | 0% | 0% | 0% | 0% | 0% | [10 empty] | 0 | 0 | 0 | 0 | 0 | 0 | 0 | 0 | 0 | 0 | 0 | 0 | 0 | 0 | 0 | 0 | 0 | 0 | 0 | 0 | 0 | 0 | 0 | 0 | 0 | 0 | 0 | 0 | 0 | 0 | 0 | 0 | 0 | 0 | 0 | 0 | 0 | 0 | 0 | 0 | 0
385 | REFCL T2 ZS WORK - WOTS (Tx Component) | Security and Compliance | Stations | TRUE | Transformers | Network | Materials | 40% | 0 | 0 | 0 | 0 | 0 | 0 | 0 | 0 | 0 | 0 | 0 | 0 | 0 | 0 | 0 | 0 | 0 | 0 | 0 | 0 | 0 | 0 | 0 | 0 | 0 | 0 | 0 | 0 | 0 | 0 | 0 | 0 | 0 | 0 | 0 | 0 | 0 | 0 | 0 | 0 | 0 | 0 | 0 | 0 | 0 | 0% | 0% | 0% | 0% | 0% | 0% | 0% | 0% | 0% | 0% | 0% | [10 empty] | 0 | 0 | 0 | 0 | 0 | 0 | 0 | 0 | 0 | 0 | 0 | 0 | 0 | 0 | 0 | 0 | 0 | 0 | 0 | 0 | 0 | 0 | 0 | 0 | 0 | 0 | 0 | 0 | 0 | 0 | 0 | 0 | 0 | 0 | 0 | 0 | 0 | 0 | 0 | 0 | 0
386 | REFCL T2 ZS WORK - WOTS (Tx Component) | Security and Compliance | Stations | TRUE | Transformers | Network | Labour - Internal | 10% | 0 | 0 | 0 | 0 | 0 | 0 | 0 | 0 | 0 | 0 | 0 | 0 | 0 | 0 | 0 | 0 | 0 | 0 | 0 | 0 | 0 | 0 | 0 | 0 | 0 | 0 | 0 | 0 | 0 | 0 | 0 | 0 | 0 | 0 | 0 | 0 | 0 | 0 | 0 | 0 | 0 | 0 | 0 | 0 | 0 | 0% | 0% | 0% | 0% | 0% | 0% | 0% | 0% | 0% | 0% | 0% | [10 empty] | 0 | 0 | 0 | 0 | 0 | 0 | 0 | 0 | 0 | 0 | 0 | 0 | 0 | 0 | 0 | 0 | 0 | 0 | 0 | 0 | 0 | 0 | 0 | 0 | 0 | 0 | 0 | 0 | 0 | 0 | 0 | 0 | 0 | 0 | 0 | 0 | 0 | 0 | 0 | 0 | 0
387 | REFCL T2 ZS WORK - WOTS (Tx Component) | Security and Compliance | Stations | TRUE | Transformers | Network | Labour - External | 50% | 0 | 0 | 0 | 0 | 0 | 0 | 0 | 0 | 0 | 0 | 0 | 0 | 0 | 0 | 0 | 0 | 0 | 0 | 0 | 0 | 0 | 0 | 0 | 0 | 0 | 0 | 0 | 0 | 0 | 0 | 0 | 0 | 0 | 0 | 0 | 0 | 0 | 0 | 0 | 0 | 0 | 0 | 0 | 0 | 0 | 0% | 0% | 0% | 0% | 0% | 0% | 0% | 0% | 0% | 0% | 0% | [10 empty] | 0 | 0 | 0 | 0 | 0 | 0 | 0 | 0 | 0 | 0 | 0 | 0 | 0 | 0 | 0 | 0 | 0 | 0 | 0 | 0 | 0 | 0 | 0 | 0 | 0 | 0 | 0 | 0 | 0 | 0 | 0 | 0 | 0 | 0 | 0 | 0 | 0 | 0 | 0 | 0 | 0
388 | REFCL T2 ZS WORK - WOTS (Tx Component) | Security and Compliance | Stations | TRUE | Towers and Conductor | Network | Materials | 40% | 0 | 0 | 0 | 0 | 0 | 0 | 0 | 0 | 0 | 0 | 0 | 0 | 0 | 0 | 0 | 0 | 0 | 0 | 0 | 0 | 0 | 0 | 0 | 0 | 0 | 0 | 0 | 0 | 0 | 0 | 0 | 0 | 0 | 0 | 0 | 0 | 0 | 0 | 0 | 0 | 0 | 0 | 0 | 0 | 0 | 0% | 0% | 0% | 0% | 0% | 0% | 0% | 0% | 0% | 0% | 0% | [10 empty] | 0 | 0 | 0 | 0 | 0 | 0 | 0 | 0 | 0 | 0 | 0 | 0 | 0 | 0 | 0 | 0 | 0 | 0 | 0 | 0 | 0 | 0 | 0 | 0 | 0 | 0 | 0 | 0 | 0 | 0 | 0 | 0 | 0 | 0 | 0 | 0 | 0 | 0 | 0 | 0 | 0
389 | REFCL T2 ZS WORK - WOTS (Tx Component) | Security and Compliance | Stations | TRUE | Towers and Conductor | Network | Labour - Internal | 10% | 0 | 0 | 0 | 0 | 0 | 0 | 0 | 0 | 0 | 0 | 0 | 0 | 0 | 0 | 0 | 0 | 0 | 0 | 0 | 0 | 0 | 0 | 0 | 0 | 0 | 0 | 0 | 0 | 0 | 0 | 0 | 0 | 0 | 0 | 0 | 0 | 0 | 0 | 0 | 0 | 0 | 0 | 0 | 0 | 0 | 0% | 0% | 0% | 0% | 0% | 0% | 0% | 0% | 0% | 0% | 0% | [10 empty] | 0 | 0 | 0 | 0 | 0 | 0 | 0 | 0 | 0 | 0 | 0 | 0 | 0 | 0 | 0 | 0 | 0 | 0 | 0 | 0 | 0 | 0 | 0 | 0 | 0 | 0 | 0 | 0 | 0 | 0 | 0 | 0 | 0 | 0 | 0 | 0 | 0 | 0 | 0 | 0 | 0
390 | REFCL T2 ZS WORK - WOTS (Tx Component) | Security and Compliance | Stations | TRUE | Towers and Conductor | Network | Labour - External | 50% | 0 | 0 | 0 | 0 | 0 | 0 | 0 | 0 | 0 | 0 | 0 | 0 | 0 | 0 | 0 | 0 | 0 | 0 | 0 | 0 | 0 | 0 | 0 | 0 | 0 | 0 | 0 | 0 | 0 | 0 | 0 | 0 | 0 | 0 | 0 | 0 | 0 | 0 | 0 | 0 | 0 | 0 | 0 | 0 | 0 | 0% | 0% | 0% | 0% | 0% | 0% | 0% | 0% | 0% | 0% | 0% | [10 empty] | 0 | 0 | 0 | 0 | 0 | 0 | 0 | 0 | 0 | 0 | 0 | 0 | 0 | 0 | 0 | 0 | 0 | 0 | 0 | 0 | 0 | 0 | 0 | 0 | 0 | 0 | 0 | 0 | 0 | 0 | 0 | 0 | 0 | 0 | 0 | 0 | 0 | 0 | 0 | 0 | 0
391 | REFCL T2 ZS WORK - WOTS (Tx Component) | Security and Compliance | Stations | TRUE | Establishment | Network | Materials | 40% | 0 | 0 | 0 | 0 | 0 | 0 | 0 | 0 | 0 | 0 | 0 | 0 | 0 | 0 | 0 | 0 | 0 | 0 | 0 | 0 | 0 | 0 | 0 | 0 | 0 | 0 | 0 | 0 | 0 | 0 | 0 | 0 | 0 | 0 | 0 | 0 | 0 | 0 | 0 | 0 | 0 | 0 | 0 | 0 | 0 | 0% | 0% | 0% | 0% | 0% | 0% | 0% | 0% | 0% | 0% | 0% | [10 empty] | 0 | 0 | 0 | 0 | 0 | 0 | 0 | 0 | 0 | 0 | 0 | 0 | 0 | 0 | 0 | 0 | 0 | 0 | 0 | 0 | 0 | 0 | 0 | 0 | 0 | 0 | 0 | 0 | 0 | 0 | 0 | 0 | 0 | 0 | 0 | 0 | 0 | 0 | 0 | 0 | 0
392 | REFCL T2 ZS WORK - WOTS (Tx Component) | Security and Compliance | Stations | TRUE | Establishment | Network | Labour - Internal | 10% | 0 | 0 | 0 | 0 | 0 | 0 | 0 | 0 | 0 | 0 | 0 | 0 | 0 | 0 | 0 | 0 | 0 | 0 | 0 | 0 | 0 | 0 | 0 | 0 | 0 | 0 | 0 | 0 | 0 | 0 | 0 | 0 | 0 | 0 | 0 | 0 | 0 | 0 | 0 | 0 | 0 | 0 | 0 | 0 | 0 | 0% | 0% | 0% | 0% | 0% | 0% | 0% | 0% | 0% | 0% | 0% | [10 empty] | 0 | 0 | 0 | 0 | 0 | 0 | 0 | 0 | 0 | 0 | 0 | 0 | 0 | 0 | 0 | 0 | 0 | 0 | 0 | 0 | 0 | 0 | 0 | 0 | 0 | 0 | 0 | 0 | 0 | 0 | 0 | 0 | 0 | 0 | 0 | 0 | 0 | 0 | 0 | 0 | 0
393 | REFCL T2 ZS WORK - WOTS (Tx Component) | Security and Compliance | Stations | TRUE | Establishment | Network | Labour - External | 50% | 0 | 0 | 0 | 0 | 0 | 0 | 0 | 0 | 0 | 0 | 0 | 0 | 0 | 0 | 0 | 0 | 0 | 0 | 0 | 0 | 0 | 0 | 0 | 0 | 0 | 0 | 0 | 0 | 0 | 0 | 0 | 0 | 0 | 0 | 0 | 0 | 0 | 0 | 0 | 0 | 0 | 0 | 0 | 0 | 0 | 0% | 0% | 0% | 0% | 0% | 0% | 0% | 0% | 0% | 0% | 0% | [10 empty] | 0 | 0 | 0 | 0 | 0 | 0 | 0 | 0 | 0 | 0 | 0 | 0 | 0 | 0 | 0 | 0 | 0 | 0 | 0 | 0 | 0 | 0 | 0 | 0 | 0 | 0 | 0 | 0 | 0 | 0 | 0 | 0 | 0 | 0 | 0 | 0 | 0 | 0 | 0 | 0 | 0
394 | Other station transformer replacement | Replacement - Major Station | Major Station | FALSE | Transformers | Network | Materials | 40% | 0 | 0 | 0 | 0 | 0 | 0 | 0 | 0 | 0 | 0 | 0 | 0 | 0 | 0 | 0 | 0 | 0 | 0 | 0 | 0 | 0 | 0 | 0 | 0 | 0 | 0 | 0 | 0 | 0 | 0 | 0 | 0 | 0 | 0 | 0 | 0 | 0 | 0 | 0 | 0 | 0 | 0 | 0 | 0 | 0 | 0% | 0% | 0% | 0% | 0% | 0% | 0% | 0% | 0% | 0% | 0% | x | x | x | x | x | x | x | x | x | x | 0 | 0 | 0 | 0 | 0 | 0 | 0 | 0 | 0 | 0 | 0 | 0 | 0 | 0 | 0 | 0 | 0 | 0 | 0 | 0 | 0 | 0 | 0 | 0 | 0 | 0 | 0 | 0 | 0 | 0 | 0 | 0 | 0 | 0 | 0 | 0 | 0 | 0 | 0 | 0 | 0
395 | Other station transformer replacement | Replacement - Major Station | Major Station | FALSE | Transformers | Network | Labour - Internal | 10% | 0 | 0 | 0 | 0 | 0 | 0 | 0 | 0 | 0 | 0 | 0 | 0 | 0 | 0 | 0 | 0 | 0 | 0 | 0 | 0 | 0 | 0 | 0 | 0 | 0 | 0 | 0 | 0 | 0 | 0 | 0 | 0 | 0 | 0 | 0 | 0 | 0 | 0 | 0 | 0 | 0 | 0 | 0 | 0 | 0 | 0% | 0% | 0% | 0% | 0% | 0% | 0% | 0% | 0% | 0% | 0% | x | x | x | x | x | x | x | x | x | x | 0 | 0 | 0 | 0 | 0 | 0 | 0 | 0 | 0 | 0 | 0 | 0 | 0 | 0 | 0 | 0 | 0 | 0 | 0 | 0 | 0 | 0 | 0 | 0 | 0 | 0 | 0 | 0 | 0 | 0 | 0 | 0 | 0 | 0 | 0 | 0 | 0 | 0 | 0 | 0 | 0
396 | Other station transformer replacement | Replacement - Major Station | Major Station | FALSE | Transformers | Network | Labour - External | 50% | 0 | 0 | 0 | 0 | 0 | 0 | 0 | 0 | 0 | 0 | 0 | 0 | 0 | 0 | 0 | 0 | 0 | 0 | 0 | 0 | 0 | 0 | 0 | 0 | 0 | 0 | 0 | 0 | 0 | 0 | 0 | 0 | 0 | 0 | 0 | 0 | 0 | 0 | 0 | 0 | 0 | 0 | 0 | 0 | 0 | 0% | 0% | 0% | 0% | 0% | 0% | 0% | 0% | 0% | 0% | 0% | x | x | x | x | x | x | x | x | x | x | 0 | 0 | 0 | 0 | 0 | 0 | 0 | 0 | 0 | 0 | 0 | 0 | 0 | 0 | 0 | 0 | 0 | 0 | 0 | 0 | 0 | 0 | 0 | 0 | 0 | 0 | 0 | 0 | 0 | 0 | 0 | 0 | 0 | 0 | 0 | 0 | 0 | 0 | 0 | 0 | 0
397 | Power Transformers | Replacement - Other | Stations | FALSE | Transformers | Network | Materials | 40% | 0 | 0 | 0 | 25.9264 | 2150.5029 | 1071.0051 | 1071.0051 | 1071.0051 | 1071.0051 | 1071.0051 | 0 | 0 | 0 | 0 | 0 | 0 | 0 | 0 | 0 | 0 | 0 | 0 | 0 | 0 | 0 | 1.7594 | 130.8526 | 51.4819 | 55.7555 | 56.0194 | 73.571 | 97.2708 | 0 | 0 | 0 | 0 | 27.6858 | 2281.3555 | 1122.4869 | 1126.7606 | 1127.0245 | 1144.5761 | 1168.2759 | 0 | 0 | 0% | 0% | 0% | 0% | 0% | 0% | 0% | 0% | 0% | 0% | 0% | x | x | x | x | x | x | x | x | x | x | 0 | 25.9264 | 2150.5029 | 1071.0051 | 1071.0051 | 1071.0051 | 1071.0051 | 1071.0051 | 0 | 0 | 0 | 0 | 0 | 0 | 0 | 0 | 0 | 0 | 0 | 0 | 0 | 1.7594 | 130.8526 | 51.4819 | 55.7555 | 56.0194 | 73.571 | 97.2708 | 0 | 0 | 0 | 27.6858 | 2281.3555 | 1122.4869 | 1126.7606 | 1127.0245 | 1144.5761 | 1168.2759 | 0 | 0 | 0
398 | Power Transformers | Replacement - Other | Stations | FALSE | Transformers | Network | Labour - Internal | 10% | 0 | 0 | 0 | 6.4816 | 537.6257 | 267.7513 | 267.7513 | 267.7513 | 267.7513 | 267.7513 | 0 | 0 | 0 | 0 | 0.023716 | 5.3079 | 4.0484 | 5.4097 | 7.5396 | 10.5701 | 13.634 | 0 | 0 | 0 | 0 | 0.44146 | 33.0361 | 13.0651 | 14.2205 | 14.3992 | 19.1189 | 25.556 | 0 | 0 | 0 | 0 | 6.9468 | 575.9698 | 284.8648 | 287.3814 | 289.6901 | 297.4402 | 306.9413 | 0 | 0 | 0% | 0% | 0% | 0% | 0% | 0% | 0% | 0% | 0% | 0% | 0% | x | x | x | x | x | x | x | x | x | x | 0 | 6.4816 | 537.6257 | 267.7513 | 267.7513 | 267.7513 | 267.7513 | 267.7513 | 0 | 0 | 0 | 0.023716 | 5.3079 | 4.0484 | 5.4097 | 7.5396 | 10.5701 | 13.634 | 0 | 0 | 0 | 0.44146 | 33.0361 | 13.0651 | 14.2205 | 14.3992 | 19.1189 | 25.556 | 0 | 0 | 0 | 6.9468 | 575.9698 | 284.8648 | 287.3814 | 289.6901 | 297.4402 | 306.9413 | 0 | 0 | 0
399 | Power Transformers | Replacement - Other | Stations | FALSE | Transformers | Network | Labour - External | 50% | 0 | 0 | 0 | 32.408 | 2688.1286 | 1338.7563 | 1338.7563 | 1338.7563 | 1338.7563 | 1338.7563 | 0 | 0 | 0 | 0 | -0.085188 | -3.9198 | 3.3559 | 10.8956 | 24.9247 | 41.9078 | 59.1024 | 0 | 0 | 0 | 0 | 2.1935 | 163.3272 | 64.5136 | 70.2616 | 71.3279 | 94.8426 | 126.9563 | 0 | 0 | 0 | 0 | 34.5163 | 2847.5361 | 1406.6259 | 1419.9135 | 1435.009 | 1475.5067 | 1524.8151 | 0 | 0 | 0% | 0% | 0% | 0% | 0% | 0% | 0% | 0% | 0% | 0% | 0% | x | x | x | x | x | x | x | x | x | x | 0 | 32.408 | 2688.1286 | 1338.7563 | 1338.7563 | 1338.7563 | 1338.7563 | 1338.7563 | 0 | 0 | 0 | -0.085188 | -3.9198 | 3.3559 | 10.8956 | 24.9247 | 41.9078 | 59.1024 | 0 | 0 | 0 | 2.1935 | 163.3272 | 64.5136 | 70.2616 | 71.3279 | 94.8426 | 126.9563 | 0 | 0 | 0 | 34.5163 | 2847.5361 | 1406.6259 | 1419.9135 | 1435.009 | 1475.5067 | 1524.8151 | 0 | 0 | 0
400 | Power transformers - Bushings replacement | Replacement - Other | Stations | FALSE | Transformers | Network | Materials | 40% | 0 | 0 | 0 | 336.0384 | 560.3054 | 0 | 0 | 0 | 0 | 0 | 0 | 0 | 0 | 0 | 0 | 0 | 0 | 0 | 0 | 0 | 0 | 0 | 0 | 0 | 0 | 22.8039 | 34.0931 | 0 | 0 | 0 | 0 | 0 | 0 | 0 | 0 | 0 | 358.8423 | 594.3985 | 0 | 0 | 0 | 0 | 0 | 0 | 0 | 0% | 0% | 0% | 0% | 0% | 0% | 0% | 0% | 0% | 0% | 0% | x | x | x | x | x | x | x | x | x | x | 0 | 336.0384 | 560.3054 | 0 | 0 | 0 | 0 | 0 | 0 | 0 | 0 | 0 | 0 | 0 | 0 | 0 | 0 | 0 | 0 | 0 | 0 | 22.8039 | 34.0931 | 0 | 0 | 0 | 0 | 0 | 0 | 0 | 0 | 358.8423 | 594.3985 | 0 | 0 | 0 | 0 | 0 | 0 | 0 | 0
401 | Power transformers - Bushings replacement | Replacement - Other | Stations | FALSE | Transformers | Network | Labour - Internal | 10% | 0 | 0 | 0 | 84.0096 | 140.0763 | 0 | 0 | 0 | 0 | 0 | 0 | 0 | 0 | 0 | 0.3074 | 1.383 | 0 | 0 | 0 | 0 | 0 | 0 | 0 | 0 | 0 | 5.7218 | 8.6074 | 0 | 0 | 0 | 0 | 0 | 0 | 0 | 0 | 0 | 90.0388 | 150.0667 | 0 | 0 | 0 | 0 | 0 | 0 | 0 | 0% | 0% | 0% | 0% | 0% | 0% | 0% | 0% | 0% | 0% | 0% | x | x | x | x | x | x | x | x | x | x | 0 | 84.0096 | 140.0763 | 0 | 0 | 0 | 0 | 0 | 0 | 0 | 0 | 0.3074 | 1.383 | 0 | 0 | 0 | 0 | 0 | 0 | 0 | 0 | 5.7218 | 8.6074 | 0 | 0 | 0 | 0 | 0 | 0 | 0 | 0 | 90.0388 | 150.0667 | 0 | 0 | 0 | 0 | 0 | 0 | 0 | 0
402 | Power transformers - Bushings replacement | Replacement - Other | Stations | FALSE | Transformers | Network | Labour - External | 50% | 0 | 0 | 0 | 420.048 | 700.3817 | 0 | 0 | 0 | 0 | 0 | 0 | 0 | 0 | 0 | -1.1041 | -1.0213 | 0 | 0 | 0 | 0 | 0 | 0 | 0 | 0 | 0 | 28.43 | 42.5543 | 0 | 0 | 0 | 0 | 0 | 0 | 0 | 0 | 0 | 447.3738 | 741.9147 | 0 | 0 | 0 | 0 | 0 | 0 | 0 | 0% | 0% | 0% | 0% | 0% | 0% | 0% | 0% | 0% | 0% | 0% | x | x | x | x | x | x | x | x | x | x | 0 | 420.048 | 700.3817 | 0 | 0 | 0 | 0 | 0 | 0 | 0 | 0 | -1.1041 | -1.0213 | 0 | 0 | 0 | 0 | 0 | 0 | 0 | 0 | 28.43 | 42.5543 | 0 | 0 | 0 | 0 | 0 | 0 | 0 | 0 | 447.3738 | 741.9147 | 0 | 0 | 0 | 0 | 0 | 0 | 0 | 0
403 | Power transformers - improved safe access | Replacement - Other | Stations | FALSE | Transformers | Network | Materials | 40% | 0 | 0 | 0 | 61.76 | 0 | 0 | 0 | 0 | 0 | 0 | 0 | 0 | 0 | 0 | 0 | 0 | 0 | 0 | 0 | 0 | 0 | 0 | 0 | 0 | 0 | 4.1911 | 0 | 0 | 0 | 0 | 0 | 0 | 0 | 0 | 0 | 0 | 65.9511 | 0 | 0 | 0 | 0 | 0 | 0 | 0 | 0 | 0% | 0% | 0% | 0% | 0% | 0% | 0% | 0% | 0% | 0% | 0% | x | x | x | x | x | x | x | x | x | x | 0 | 61.76 | 0 | 0 | 0 | 0 | 0 | 0 | 0 | 0 | 0 | 0 | 0 | 0 | 0 | 0 | 0 | 0 | 0 | 0 | 0 | 4.1911 | 0 | 0 | 0 | 0 | 0 | 0 | 0 | 0 | 0 | 65.9511 | 0 | 0 | 0 | 0 | 0 | 0 | 0 | 0 | 0
404 | Power transformers - improved safe access | Replacement - Other | Stations | FALSE | Transformers | Network | Labour - Internal | 10% | 0 | 0 | 0 | 15.44 | 0 | 0 | 0 | 0 | 0 | 0 | 0 | 0 | 0 | 0 | 0.056496 | 0 | 0 | 0 | 0 | 0 | 0 | 0 | 0 | 0 | 0 | 1.0516 | 0 | 0 | 0 | 0 | 0 | 0 | 0 | 0 | 0 | 0 | 16.5481 | 0 | 0 | 0 | 0 | 0 | 0 | 0 | 0 | 0% | 0% | 0% | 0% | 0% | 0% | 0% | 0% | 0% | 0% | 0% | x | x | x | x | x | x | x | x | x | x | 0 | 15.44 | 0 | 0 | 0 | 0 | 0 | 0 | 0 | 0 | 0 | 0.056496 | 0 | 0 | 0 | 0 | 0 | 0 | 0 | 0 | 0 | 1.0516 | 0 | 0 | 0 | 0 | 0 | 0 | 0 | 0 | 0 | 16.5481 | 0 | 0 | 0 | 0 | 0 | 0 | 0 | 0 | 0
405 | Power transformers - improved safe access | Replacement - Other | Stations | FALSE | Transformers | Network | Labour - External | 50% | 0 | 0 | 0 | 77.2 | 0 | 0 | 0 | 0 | 0 | 0 | 0 | 0 | 0 | 0 | -0.20293 | 0 | 0 | 0 | 0 | 0 | 0 | 0 | 0 | 0 | 0 | 5.2251 | 0 | 0 | 0 | 0 | 0 | 0 | 0 | 0 | 0 | 0 | 82.2222 | 0 | 0 | 0 | 0 | 0 | 0 | 0 | 0 | 0% | 0% | 0% | 0% | 0% | 0% | 0% | 0% | 0% | 0% | 0% | x | x | x | x | x | x | x | x | x | x | 0 | 77.2 | 0 | 0 | 0 | 0 | 0 | 0 | 0 | 0 | 0 | -0.20293 | 0 | 0 | 0 | 0 | 0 | 0 | 0 | 0 | 0 | 5.2251 | 0 | 0 | 0 | 0 | 0 | 0 | 0 | 0 | 0 | 82.2222 | 0 | 0 | 0 | 0 | 0 | 0 | 0 | 0 | 0
406 | Circuit breakers | Replacement - Other | Stations | FALSE | Switchgear | Network | Materials | 40% | 0 | 0 | 0 | 567.3893 | 1262.3348 | 1019.3374 | 422.0429 | 422.0429 | 422.0429 | 422.0429 | 0 | 0 | 0 | 0 | 0 | 0 | 0 | 0 | 0 | 0 | 0 | 0 | 0 | 0 | 0 | 38.5036 | 76.8098 | 48.9983 | 21.9712 | 22.0751 | 28.9916 | 38.3308 | 0 | 0 | 0 | 0 | 605.893 | 1339.1446 | 1068.3357 | 444.0141 | 444.1181 | 451.0345 | 460.3737 | 0 | 0 | 0% | 0% | 0% | 0% | 0% | 0% | 0% | 0% | 0% | 0% | 0% | x | x | x | x | x | x | x | x | x | x | 0 | 567.3893 | 1262.3348 | 1019.3374 | 422.0429 | 422.0429 | 422.0429 | 422.0429 | 0 | 0 | 0 | 0 | 0 | 0 | 0 | 0 | 0 | 0 | 0 | 0 | 0 | 38.5036 | 76.8098 | 48.9983 | 21.9712 | 22.0751 | 28.9916 | 38.3308 | 0 | 0 | 0 | 605.893 | 1339.1446 | 1068.3357 | 444.0141 | 444.1181 | 451.0345 | 460.3737 | 0 | 0 | 0
407 | Circuit breakers | Replacement - Other | Stations | FALSE | Switchgear | Network | Labour - Internal | 10% | 0 | 0 | 0 | 141.8473 | 315.5837 | 254.8344 | 105.5107 | 105.5107 | 105.5107 | 105.5107 | 0 | 0 | 0 | 0 | 0.51903 | 3.1157 | 3.8531 | 2.1317 | 2.9711 | 4.1653 | 5.3727 | 0 | 0 | 0 | 0 | 9.6611 | 19.392 | 12.4348 | 5.6038 | 5.6742 | 7.534 | 10.0707 | 0 | 0 | 0 | 0 | 152.0275 | 338.0915 | 271.1223 | 113.2462 | 114.156 | 117.21 | 120.954 | 0 | 0 | 0% | 0% | 0% | 0% | 0% | 0% | 0% | 0% | 0% | 0% | 0% | x | x | x | x | x | x | x | x | x | x | 0 | 141.8473 | 315.5837 | 254.8344 | 105.5107 | 105.5107 | 105.5107 | 105.5107 | 0 | 0 | 0 | 0.51903 | 3.1157 | 3.8531 | 2.1317 | 2.9711 | 4.1653 | 5.3727 | 0 | 0 | 0 | 9.6611 | 19.392 | 12.4348 | 5.6038 | 5.6742 | 7.534 | 10.0707 | 0 | 0 | 0 | 152.0275 | 338.0915 | 271.1223 | 113.2462 | 114.156 | 117.21 | 120.954 | 0 | 0 | 0
408 | Circuit breakers | Replacement - Other | Stations | FALSE | Switchgear | Network | Labour - External | 50% | 0 | 0 | 0 | 709.2367 | 1577.9185 | 1274.1718 | 527.5537 | 527.5537 | 527.5537 | 527.5537 | 0 | 0 | 0 | 0 | -1.8643 | -2.3009 | 3.194 | 4.2935 | 9.8219 | 16.5143 | 23.2901 | 0 | 0 | 0 | 0 | 48.003 | 95.8723 | 61.4014 | 27.6875 | 28.1077 | 37.3739 | 50.0287 | 0 | 0 | 0 | 0 | 755.3754 | 1671.4899 | 1338.7672 | 559.5347 | 565.4832 | 581.4419 | 600.8725 | 0 | 0 | 0% | 0% | 0% | 0% | 0% | 0% | 0% | 0% | 0% | 0% | 0% | x | x | x | x | x | x | x | x | x | x | 0 | 709.2367 | 1577.9185 | 1274.1718 | 527.5537 | 527.5537 | 527.5537 | 527.5537 | 0 | 0 | 0 | -1.8643 | -2.3009 | 3.194 | 4.2935 | 9.8219 | 16.5143 | 23.2901 | 0 | 0 | 0 | 48.003 | 95.8723 | 61.4014 | 27.6875 | 28.1077 | 37.3739 | 50.0287 | 0 | 0 | 0 | 755.3754 | 1671.4899 | 1338.7672 | 559.5347 | 565.4832 | 581.4419 | 600.8725 | 0 | 0 | 0
409 | Instrument transformers (Pre FY23) | Replacement - Other | Stations | FALSE | Switchgear | Network | Materials | 40% | 0 | 0 | 0 | 0 | 0 | 0 | 0 | 0 | 0 | 0 | 0 | 0 | 0 | 0 | 0 | 0 | 0 | 0 | 0 | 0 | 0 | 0 | 0 | 0 | 0 | 0 | 0 | 0 | 0 | 0 | 0 | 0 | 0 | 0 | 0 | 0 | 0 | 0 | 0 | 0 | 0 | 0 | 0 | 0 | 0 | 0% | 0% | 0% | 0% | 0% | 0% | 0% | 0% | 0% | 0% | 0% | x | x | x | x | x | x | x | x | x | x | 0 | 0 | 0 | 0 | 0 | 0 | 0 | 0 | 0 | 0 | 0 | 0 | 0 | 0 | 0 | 0 | 0 | 0 | 0 | 0 | 0 | 0 | 0 | 0 | 0 | 0 | 0 | 0 | 0 | 0 | 0 | 0 | 0 | 0 | 0 | 0 | 0 | 0 | 0 | 0 | 0
410 | Instrument transformers (Pre FY23) | Replacement - Other | Stations | FALSE | Switchgear | Network | Labour - Internal | 10% | 0 | 0 | 0 | 0 | 0 | 0 | 0 | 0 | 0 | 0 | 0 | 0 | 0 | 0 | 0 | 0 | 0 | 0 | 0 | 0 | 0 | 0 | 0 | 0 | 0 | 0 | 0 | 0 | 0 | 0 | 0 | 0 | 0 | 0 | 0 | 0 | 0 | 0 | 0 | 0 | 0 | 0 | 0 | 0 | 0 | 0% | 0% | 0% | 0% | 0% | 0% | 0% | 0% | 0% | 0% | 0% | x | x | x | x | x | x | x | x | x | x | 0 | 0 | 0 | 0 | 0 | 0 | 0 | 0 | 0 | 0 | 0 | 0 | 0 | 0 | 0 | 0 | 0 | 0 | 0 | 0 | 0 | 0 | 0 | 0 | 0 | 0 | 0 | 0 | 0 | 0 | 0 | 0 | 0 | 0 | 0 | 0 | 0 | 0 | 0 | 0 | 0
411 | Instrument transformers (Pre FY23) | Replacement - Other | Stations | FALSE | Switchgear | Network | Labour - External | 50% | 0 | 0 | 0 | 0 | 0 | 0 | 0 | 0 | 0 | 0 | 0 | 0 | 0 | 0 | 0 | 0 | 0 | 0 | 0 | 0 | 0 | 0 | 0 | 0 | 0 | 0 | 0 | 0 | 0 | 0 | 0 | 0 | 0 | 0 | 0 | 0 | 0 | 0 | 0 | 0 | 0 | 0 | 0 | 0 | 0 | 0% | 0% | 0% | 0% | 0% | 0% | 0% | 0% | 0% | 0% | 0% | x | x | x | x | x | x | x | x | x | x | 0 | 0 | 0 | 0 | 0 | 0 | 0 | 0 | 0 | 0 | 0 | 0 | 0 | 0 | 0 | 0 | 0 | 0 | 0 | 0 | 0 | 0 | 0 | 0 | 0 | 0 | 0 | 0 | 0 | 0 | 0 | 0 | 0 | 0 | 0 | 0 | 0 | 0 | 0 | 0 | 0
412 | Instrument transformers (Post FY22) | Replacement - Other | Stations | FALSE | Instrument Transformers | Network | Materials | 40% | 0 | 0 | 0 | 0 | 0 | 644.2765 | 644.2765 | 644.2765 | 644.2765 | 644.2765 | 0 | 0 | 0 | 0 | 0 | 0 | 0 | 0 | 0 | 0 | 0 | 0 | 0 | 0 | 0 | 0 | 0 | 30.9696 | 33.5404 | 33.6992 | 44.2576 | 58.5145 | 0 | 0 | 0 | 0 | 0 | 0 | 675.246 | 677.8169 | 677.9757 | 688.5341 | 702.791 | 0 | 0 | 0% | 0% | 0% | 0% | 0% | 0% | 0% | 0% | 0% | 0% | 0% | x | x | x | x | x | x | x | x | x | x | 0 | 0 | 0 | 644.2765 | 644.2765 | 644.2765 | 644.2765 | 644.2765 | 0 | 0 | 0 | 0 | 0 | 0 | 0 | 0 | 0 | 0 | 0 | 0 | 0 | 0 | 0 | 30.9696 | 33.5404 | 33.6992 | 44.2576 | 58.5145 | 0 | 0 | 0 | 0 | 0 | 675.246 | 677.8169 | 677.9757 | 688.5341 | 702.791 | 0 | 0 | 0
413 | Instrument transformers (Post FY22) | Replacement - Other | Stations | FALSE | Instrument Transformers | Network | Labour - Internal | 10% | 0 | 0 | 0 | 0 | 0 | 161.0691 | 161.0691 | 161.0691 | 161.0691 | 161.0691 | 0 | 0 | 0 | 0 | 0 | 0 | 2.4354 | 3.2543 | 4.5355 | 6.3586 | 8.2017 | 0 | 0 | 0 | 0 | 0 | 0 | 7.8595 | 8.5545 | 8.662 | 11.5012 | 15.3735 | 0 | 0 | 0 | 0 | 0 | 0 | 171.364 | 172.8779 | 174.2667 | 178.9289 | 184.6443 | 0 | 0 | 0% | 0% | 0% | 0% | 0% | 0% | 0% | 0% | 0% | 0% | 0% | x | x | x | x | x | x | x | x | x | x | 0 | 0 | 0 | 161.0691 | 161.0691 | 161.0691 | 161.0691 | 161.0691 | 0 | 0 | 0 | 0 | 0 | 2.4354 | 3.2543 | 4.5355 | 6.3586 | 8.2017 | 0 | 0 | 0 | 0 | 0 | 7.8595 | 8.5545 | 8.662 | 11.5012 | 15.3735 | 0 | 0 | 0 | 0 | 0 | 171.364 | 172.8779 | 174.2667 | 178.9289 | 184.6443 | 0 | 0 | 0
414 | Instrument transformers (Post FY22) | Replacement - Other | Stations | FALSE | Instrument Transformers | Network | Labour - External | 50% | 0 | 0 | 0 | 0 | 0 | 805.3456 | 805.3456 | 805.3456 | 805.3456 | 805.3456 | 0 | 0 | 0 | 0 | 0 | 0 | 2.0188 | 6.5544 | 14.9938 | 25.2102 | 35.5538 | 0 | 0 | 0 | 0 | 0 | 0 | 38.809 | 42.2667 | 42.9082 | 57.0537 | 76.3722 | 0 | 0 | 0 | 0 | 0 | 0 | 846.1734 | 854.1667 | 863.2476 | 887.6095 | 917.2716 | 0 | 0 | 0% | 0% | 0% | 0% | 0% | 0% | 0% | 0% | 0% | 0% | 0% | x | x | x | x | x | x | x | x | x | x | 0 | 0 | 0 | 805.3456 | 805.3456 | 805.3456 | 805.3456 | 805.3456 | 0 | 0 | 0 | 0 | 0 | 2.0188 | 6.5544 | 14.9938 | 25.2102 | 35.5538 | 0 | 0 | 0 | 0 | 0 | 38.809 | 42.2667 | 42.9082 | 57.0537 | 76.3722 | 0 | 0 | 0 | 0 | 0 | 846.1734 | 854.1667 | 863.2476 | 887.6095 | 917.2716 | 0 | 0 | 0
415 | Current transformers | Replacement - Other | Stations | FALSE | Switchgear | Network | Materials | 40% | 0 | 0 | 0 | 614.1129 | 384.9152 | 0 | 0 | 0 | 0 | 0 | 0 | 0 | 0 | 0 | 0 | 0 | 0 | 0 | 0 | 0 | 0 | 0 | 0 | 0 | 0 | 41.6743 | 23.4211 | 0 | 0 | 0 | 0 | 0 | 0 | 0 | 0 | 0 | 655.7873 | 408.3363 | 0 | 0 | 0 | 0 | 0 | 0 | 0 | 0% | 0% | 0% | 0% | 0% | 0% | 0% | 0% | 0% | 0% | 0% | x | x | x | x | x | x | x | x | x | x | 0 | 614.1129 | 384.9152 | 0 | 0 | 0 | 0 | 0 | 0 | 0 | 0 | 0 | 0 | 0 | 0 | 0 | 0 | 0 | 0 | 0 | 0 | 41.6743 | 23.4211 | 0 | 0 | 0 | 0 | 0 | 0 | 0 | 0 | 655.7873 | 408.3363 | 0 | 0 | 0 | 0 | 0 | 0 | 0 | 0
416 | Current transformers | Replacement - Other | Stations | FALSE | Switchgear | Network | Labour - Internal | 10% | 0 | 0 | 0 | 153.5282 | 96.2288 | 0 | 0 | 0 | 0 | 0 | 0 | 0 | 0 | 0 | 0.56177 | 0.95006 | 0 | 0 | 0 | 0 | 0 | 0 | 0 | 0 | 0 | 10.4567 | 5.9131 | 0 | 0 | 0 | 0 | 0 | 0 | 0 | 0 | 0 | 164.5467 | 103.0919 | 0 | 0 | 0 | 0 | 0 | 0 | 0 | 0% | 0% | 0% | 0% | 0% | 0% | 0% | 0% | 0% | 0% | 0% | x | x | x | x | x | x | x | x | x | x | 0 | 153.5282 | 96.2288 | 0 | 0 | 0 | 0 | 0 | 0 | 0 | 0 | 0.56177 | 0.95006 | 0 | 0 | 0 | 0 | 0 | 0 | 0 | 0 | 10.4567 | 5.9131 | 0 | 0 | 0 | 0 | 0 | 0 | 0 | 0 | 164.5467 | 103.0919 | 0 | 0 | 0 | 0 | 0 | 0 | 0 | 0
417 | Current transformers | Replacement - Other | Stations | FALSE | Switchgear | Network | Labour - External | 50% | 0 | 0 | 0 | 767.6412 | 481.144 | 0 | 0 | 0 | 0 | 0 | 0 | 0 | 0 | 0 | -2.0178 | -0.7016 | 0 | 0 | 0 | 0 | 0 | 0 | 0 | 0 | 0 | 51.956 | 29.2337 | 0 | 0 | 0 | 0 | 0 | 0 | 0 | 0 | 0 | 817.5793 | 509.6761 | 0 | 0 | 0 | 0 | 0 | 0 | 0 | 0% | 0% | 0% | 0% | 0% | 0% | 0% | 0% | 0% | 0% | 0% | x | x | x | x | x | x | x | x | x | x | 0 | 767.6412 | 481.144 | 0 | 0 | 0 | 0 | 0 | 0 | 0 | 0 | -2.0178 | -0.7016 | 0 | 0 | 0 | 0 | 0 | 0 | 0 | 0 | 51.956 | 29.2337 | 0 | 0 | 0 | 0 | 0 | 0 | 0 | 0 | 817.5793 | 509.6761 | 0 | 0 | 0 | 0 | 0 | 0 | 0 | 0
418 | Disconnectors | Replacement - Other | Stations | FALSE | Switchgear | Network | Materials | 40% | 0 | 0 | 0 | 37.6425 | 0 | 106.7658 | 106.7658 | 106.7658 | 106.7658 | 106.7658 | 0 | 0 | 0 | 0 | 0 | 0 | 0 | 0 | 0 | 0 | 0 | 0 | 0 | 0 | 0 | 2.5545 | 0 | 5.1321 | 5.5581 | 5.5844 | 7.3341 | 9.6967 | 0 | 0 | 0 | 0 | 40.1969 | 0 | 111.8979 | 112.3239 | 112.3503 | 114.0999 | 116.4625 | 0 | 0 | 0% | 0% | 0% | 0% | 0% | 0% | 0% | 0% | 0% | 0% | 0% | x | x | x | x | x | x | x | x | x | x | 0 | 37.6425 | 0 | 106.7658 | 106.7658 | 106.7658 | 106.7658 | 106.7658 | 0 | 0 | 0 | 0 | 0 | 0 | 0 | 0 | 0 | 0 | 0 | 0 | 0 | 2.5545 | 0 | 5.1321 | 5.5581 | 5.5844 | 7.3341 | 9.6967 | 0 | 0 | 0 | 40.1969 | 0 | 111.8979 | 112.3239 | 112.3503 | 114.0999 | 116.4625 | 0 | 0 | 0
419 | Disconnectors | Replacement - Other | Stations | FALSE | Switchgear | Network | Labour - Internal | 10% | 0 | 0 | 0 | 9.4106 | 0 | 26.6915 | 26.6915 | 26.6915 | 26.6915 | 26.6915 | 0 | 0 | 0 | 0 | 0.034434 | 0 | 0.40358 | 0.53928 | 0.7516 | 1.0537 | 1.3591 | 0 | 0 | 0 | 0 | 0.64095 | 0 | 1.3024 | 1.4176 | 1.4354 | 1.9059 | 2.5476 | 0 | 0 | 0 | 0 | 10.086 | 0 | 28.3975 | 28.6483 | 28.8785 | 29.6511 | 30.5982 | 0 | 0 | 0% | 0% | 0% | 0% | 0% | 0% | 0% | 0% | 0% | 0% | 0% | x | x | x | x | x | x | x | x | x | x | 0 | 9.4106 | 0 | 26.6915 | 26.6915 | 26.6915 | 26.6915 | 26.6915 | 0 | 0 | 0 | 0.034434 | 0 | 0.40358 | 0.53928 | 0.7516 | 1.0537 | 1.3591 | 0 | 0 | 0 | 0.64095 | 0 | 1.3024 | 1.4176 | 1.4354 | 1.9059 | 2.5476 | 0 | 0 | 0 | 10.086 | 0 | 28.3975 | 28.6483 | 28.8785 | 29.6511 | 30.5982 | 0 | 0 | 0
420 | Disconnectors | Replacement - Other | Stations | FALSE | Switchgear | Network | Labour - External | 50% | 0 | 0 | 0 | 47.0531 | 0 | 133.4573 | 133.4573 | 133.4573 | 133.4573 | 133.4573 | 0 | 0 | 0 | 0 | -0.12368 | 0 | 0.33454 | 1.0862 | 2.4847 | 4.1777 | 5.8918 | 0 | 0 | 0 | 0 | 3.1847 | 0 | 6.4312 | 7.0042 | 7.1105 | 9.4546 | 12.656 | 0 | 0 | 0 | 0 | 50.1141 | 0 | 140.223 | 141.5476 | 143.0525 | 147.0896 | 152.005 | 0 | 0 | 0% | 0% | 0% | 0% | 0% | 0% | 0% | 0% | 0% | 0% | 0% | x | x | x | x | x | x | x | x | x | x | 0 | 47.0531 | 0 | 133.4573 | 133.4573 | 133.4573 | 133.4573 | 133.4573 | 0 | 0 | 0 | -0.12368 | 0 | 0.33454 | 1.0862 | 2.4847 | 4.1777 | 5.8918 | 0 | 0 | 0 | 3.1847 | 0 | 6.4312 | 7.0042 | 7.1105 | 9.4546 | 12.656 | 0 | 0 | 0 | 50.1141 | 0 | 140.223 | 141.5476 | 143.0525 | 147.0896 | 152.005 | 0 | 0 | 0
421 | Reactive plant | Replacement - Other | Stations | FALSE | Reactive | Network | Materials | 40% | 0 | 0 | 0 | 3696.3372 | 95.6255 | 0 | 0 | 0 | 0 | 0 | 0 | 0 | 0 | 0 | 0 | 0 | 0 | 0 | 0 | 0 | 0 | 0 | 0 | 0 | 0 | 250.8372 | 5.8186 | 0 | 0 | 0 | 0 | 0 | 0 | 0 | 0 | 0 | 3947.1744 | 101.444 | 0 | 0 | 0 | 0 | 0 | 0 | 0 | 0% | 0% | 0% | 0% | 0% | 0% | 0% | 0% | 0% | 0% | 0% | x | x | x | x | x | x | x | x | x | x | 0 | 3696.3372 | 95.6255 | 0 | 0 | 0 | 0 | 0 | 0 | 0 | 0 | 0 | 0 | 0 | 0 | 0 | 0 | 0 | 0 | 0 | 0 | 250.8372 | 5.8186 | 0 | 0 | 0 | 0 | 0 | 0 | 0 | 0 | 3947.1744 | 101.444 | 0 | 0 | 0 | 0 | 0 | 0 | 0 | 0
422 | Reactive plant | Replacement - Other | Stations | FALSE | Reactive | Network | Labour - Internal | 10% | 0 | 0 | 0 | 924.0843 | 23.9064 | 0 | 0 | 0 | 0 | 0 | 0 | 0 | 0 | 0 | 3.3813 | 0.23602 | 0 | 0 | 0 | 0 | 0 | 0 | 0 | 0 | 0 | 62.9388 | 1.469 | 0 | 0 | 0 | 0 | 0 | 0 | 0 | 0 | 0 | 990.4043 | 25.6114 | 0 | 0 | 0 | 0 | 0 | 0 | 0 | 0% | 0% | 0% | 0% | 0% | 0% | 0% | 0% | 0% | 0% | 0% | x | x | x | x | x | x | x | x | x | x | 0 | 924.0843 | 23.9064 | 0 | 0 | 0 | 0 | 0 | 0 | 0 | 0 | 3.3813 | 0.23602 | 0 | 0 | 0 | 0 | 0 | 0 | 0 | 0 | 62.9388 | 1.469 | 0 | 0 | 0 | 0 | 0 | 0 | 0 | 0 | 990.4043 | 25.6114 | 0 | 0 | 0 | 0 | 0 | 0 | 0 | 0
423 | Reactive plant | Replacement - Other | Stations | FALSE | Reactive | Network | Labour - External | 50% | 0 | 0 | 0 | 4620.4215 | 119.5318 | 0 | 0 | 0 | 0 | 0 | 0 | 0 | 0 | 0 | -12.1454 | -0.1743 | 0 | 0 | 0 | 0 | 0 | 0 | 0 | 0 | 0 | 312.7223 | 7.2626 | 0 | 0 | 0 | 0 | 0 | 0 | 0 | 0 | 0 | 4920.9985 | 126.6201 | 0 | 0 | 0 | 0 | 0 | 0 | 0 | 0% | 0% | 0% | 0% | 0% | 0% | 0% | 0% | 0% | 0% | 0% | x | x | x | x | x | x | x | x | x | x | 0 | 4620.4215 | 119.5318 | 0 | 0 | 0 | 0 | 0 | 0 | 0 | 0 | -12.1454 | -0.1743 | 0 | 0 | 0 | 0 | 0 | 0 | 0 | 0 | 312.7223 | 7.2626 | 0 | 0 | 0 | 0 | 0 | 0 | 0 | 0 | 4920.9985 | 126.6201 | 0 | 0 | 0 | 0 | 0 | 0 | 0 | 0
424 | On-line monitoring | Replacement - Other | Stations | FALSE | Establishment | Network | Materials | 40% | 0 | 0 | 0 | 0 | 0 | 0 | 0 | 0 | 0 | 0 | 0 | 0 | 0 | 0 | 0 | 0 | 0 | 0 | 0 | 0 | 0 | 0 | 0 | 0 | 0 | 0 | 0 | 0 | 0 | 0 | 0 | 0 | 0 | 0 | 0 | 0 | 0 | 0 | 0 | 0 | 0 | 0 | 0 | 0 | 0 | 0% | 0% | 0% | 0% | 0% | 0% | 0% | 0% | 0% | 0% | 0% | x | x | x | x | x | x | x | x | x | x | 0 | 0 | 0 | 0 | 0 | 0 | 0 | 0 | 0 | 0 | 0 | 0 | 0 | 0 | 0 | 0 | 0 | 0 | 0 | 0 | 0 | 0 | 0 | 0 | 0 | 0 | 0 | 0 | 0 | 0 | 0 | 0 | 0 | 0 | 0 | 0 | 0 | 0 | 0 | 0 | 0
425 | On-line monitoring | Replacement - Other | Stations | FALSE | Establishment | Network | Labour - Internal | 10% | 0 | 0 | 0 | 0 | 0 | 0 | 0 | 0 | 0 | 0 | 0 | 0 | 0 | 0 | 0 | 0 | 0 | 0 | 0 | 0 | 0 | 0 | 0 | 0 | 0 | 0 | 0 | 0 | 0 | 0 | 0 | 0 | 0 | 0 | 0 | 0 | 0 | 0 | 0 | 0 | 0 | 0 | 0 | 0 | 0 | 0% | 0% | 0% | 0% | 0% | 0% | 0% | 0% | 0% | 0% | 0% | x | x | x | x | x | x | x | x | x | x | 0 | 0 | 0 | 0 | 0 | 0 | 0 | 0 | 0 | 0 | 0 | 0 | 0 | 0 | 0 | 0 | 0 | 0 | 0 | 0 | 0 | 0 | 0 | 0 | 0 | 0 | 0 | 0 | 0 | 0 | 0 | 0 | 0 | 0 | 0 | 0 | 0 | 0 | 0 | 0 | 0
426 | On-line monitoring | Replacement - Other | Stations | FALSE | Establishment | Network | Labour - External | 50% | 0 | 0 | 0 | 0 | 0 | 0 | 0 | 0 | 0 | 0 | 0 | 0 | 0 | 0 | 0 | 0 | 0 | 0 | 0 | 0 | 0 | 0 | 0 | 0 | 0 | 0 | 0 | 0 | 0 | 0 | 0 | 0 | 0 | 0 | 0 | 0 | 0 | 0 | 0 | 0 | 0 | 0 | 0 | 0 | 0 | 0% | 0% | 0% | 0% | 0% | 0% | 0% | 0% | 0% | 0% | 0% | x | x | x | x | x | x | x | x | x | x | 0 | 0 | 0 | 0 | 0 | 0 | 0 | 0 | 0 | 0 | 0 | 0 | 0 | 0 | 0 | 0 | 0 | 0 | 0 | 0 | 0 | 0 | 0 | 0 | 0 | 0 | 0 | 0 | 0 | 0 | 0 | 0 | 0 | 0 | 0 | 0 | 0 | 0 | 0 | 0 | 0
427 | Fire protection systems | Security and Compliance | Fire protection systems | FALSE | Establishment | Network | Materials | 40% | 0 | 0 | 0 | 388.222 | 0 | 196.6298 | 196.6298 | 196.6298 | 196.6298 | 196.6298 | 0 | 0 | 0 | 0 | 0 | 0 | 0 | 0 | 0 | 0 | 0 | 0 | 0 | 0 | 0 | 26.3451 | 0 | 9.4517 | 10.2364 | 10.2848 | 13.5072 | 17.8583 | 0 | 0 | 0 | 0 | 414.5671 | 0 | 206.0816 | 206.8662 | 206.9146 | 210.137 | 214.4882 | 0 | 0 | 0% | 0% | 0% | 0% | 0% | 0% | 0% | 0% | 0% | 0% | 0% | x | x | x | x | x | x | x | x | x | x | 0 | 388.222 | 0 | 196.6298 | 196.6298 | 196.6298 | 196.6298 | 196.6298 | 0 | 0 | 0 | 0 | 0 | 0 | 0 | 0 | 0 | 0 | 0 | 0 | 0 | 26.3451 | 0 | 9.4517 | 10.2364 | 10.2848 | 13.5072 | 17.8583 | 0 | 0 | 0 | 414.5671 | 0 | 206.0816 | 206.8662 | 206.9146 | 210.137 | 214.4882 | 0 | 0 | 0
428 | Fire protection systems | Security and Compliance | Fire protection systems | FALSE | Establishment | Network | Labour - Internal | 10% | 0 | 0 | 0 | 97.0555 | 0 | 49.1575 | 49.1575 | 49.1575 | 49.1575 | 49.1575 | 0 | 0 | 0 | 0 | 0.35513 | 0 | 0.74327 | 0.99318 | 1.3842 | 1.9406 | 2.5031 | 0 | 0 | 0 | 0 | 6.6104 | 0 | 2.3987 | 2.6108 | 2.6436 | 3.5101 | 4.6919 | 0 | 0 | 0 | 0 | 104.021 | 0 | 52.2994 | 52.7614 | 53.1853 | 54.6082 | 56.3525 | 0 | 0 | 0% | 0% | 0% | 0% | 0% | 0% | 0% | 0% | 0% | 0% | 0% | x | x | x | x | x | x | x | x | x | x | 0 | 97.0555 | 0 | 49.1575 | 49.1575 | 49.1575 | 49.1575 | 49.1575 | 0 | 0 | 0 | 0.35513 | 0 | 0.74327 | 0.99318 | 1.3842 | 1.9406 | 2.5031 | 0 | 0 | 0 | 6.6104 | 0 | 2.3987 | 2.6108 | 2.6436 | 3.5101 | 4.6919 | 0 | 0 | 0 | 104.021 | 0 | 52.2994 | 52.7614 | 53.1853 | 54.6082 | 56.3525 | 0 | 0 | 0
429 | Fire protection systems | Security and Compliance | Fire protection systems | FALSE | Establishment | Network | Labour - External | 50% | 0 | 0 | 0 | 485.2775 | 0 | 245.7873 | 245.7873 | 245.7873 | 245.7873 | 245.7873 | 0 | 0 | 0 | 0 | -1.2756 | 0 | 0.61612 | 2.0004 | 4.576 | 7.694 | 10.8508 | 0 | 0 | 0 | 0 | 32.8449 | 0 | 11.8443 | 12.8996 | 13.0954 | 17.4125 | 23.3084 | 0 | 0 | 0 | 0 | 516.8467 | 0 | 258.2477 | 260.6872 | 263.4587 | 270.8938 | 279.9465 | 0 | 0 | 0% | 0% | 0% | 0% | 0% | 0% | 0% | 0% | 0% | 0% | 0% | x | x | x | x | x | x | x | x | x | x | 0 | 485.2775 | 0 | 245.7873 | 245.7873 | 245.7873 | 245.7873 | 245.7873 | 0 | 0 | 0 | -1.2756 | 0 | 0.61612 | 2.0004 | 4.576 | 7.694 | 10.8508 | 0 | 0 | 0 | 32.8449 | 0 | 11.8443 | 12.8996 | 13.0954 | 17.4125 | 23.3084 | 0 | 0 | 0 | 516.8467 | 0 | 258.2477 | 260.6872 | 263.4587 | 270.8938 | 279.9465 | 0 | 0 | 0
430 | Civils | Replacement - Other | Stations | FALSE | Establishment | Network | Materials | 40% | 0 | 0 | 0 | 0 | 10.459 | 853.4572 | 853.4572 | 853.4572 | 853.4572 | 853.4572 | 0 | 0 | 0 | 0 | 0 | 0 | 0 | 0 | 0 | 0 | 0 | 0 | 0 | 0 | 0 | 0 | 0.63641 | 41.0246 | 44.4302 | 44.6405 | 58.6269 | 77.5127 | 0 | 0 | 0 | 0 | 0 | 11.0954 | 894.4818 | 897.8873 | 898.0976 | 912.0841 | 930.9699 | 0 | 0 | 0% | 0% | 0% | 0% | 0% | 0% | 0% | 0% | 0% | 0% | 0% | x | x | x | x | x | x | x | x | x | x | 0 | 0 | 10.459 | 853.4572 | 853.4572 | 853.4572 | 853.4572 | 853.4572 | 0 | 0 | 0 | 0 | 0 | 0 | 0 | 0 | 0 | 0 | 0 | 0 | 0 | 0 | 0.63641 | 41.0246 | 44.4302 | 44.6405 | 58.6269 | 77.5127 | 0 | 0 | 0 | 0 | 11.0954 | 894.4818 | 897.8873 | 898.0976 | 912.0841 | 930.9699 | 0 | 0 | 0
431 | Civils | Replacement - Other | Stations | FALSE | Establishment | Network | Labour - Internal | 10% | 0 | 0 | 0 | 0 | 2.6148 | 213.3643 | 213.3643 | 213.3643 | 213.3643 | 213.3643 | 0 | 0 | 0 | 0 | 0 | 0.025815 | 3.2261 | 4.3108 | 6.0081 | 8.4231 | 10.8646 | 0 | 0 | 0 | 0 | 0 | 0.16067 | 10.4112 | 11.332 | 11.4744 | 15.2353 | 20.3649 | 0 | 0 | 0 | 0 | 0 | 2.8012 | 227.0016 | 229.0071 | 230.8468 | 237.0227 | 244.5938 | 0 | 0 | 0% | 0% | 0% | 0% | 0% | 0% | 0% | 0% | 0% | 0% | 0% | x | x | x | x | x | x | x | x | x | x | 0 | 0 | 2.6148 | 213.3643 | 213.3643 | 213.3643 | 213.3643 | 213.3643 | 0 | 0 | 0 | 0 | 0.025815 | 3.2261 | 4.3108 | 6.0081 | 8.4231 | 10.8646 | 0 | 0 | 0 | 0 | 0.16067 | 10.4112 | 11.332 | 11.4744 | 15.2353 | 20.3649 | 0 | 0 | 0 | 0 | 2.8012 | 227.0016 | 229.0071 | 230.8468 | 237.0227 | 244.5938 | 0 | 0 | 0
432 | Civils | Replacement - Other | Stations | FALSE | Establishment | Network | Labour - External | 50% | 0 | 0 | 0 | 0 | 13.0738 | 1066.8215 | 1066.8215 | 1066.8215 | 1066.8215 | 1066.8215 | 0 | 0 | 0 | 0 | 0 | -0.019064 | 2.6742 | 8.6824 | 19.8619 | 33.3953 | 47.0973 | 0 | 0 | 0 | 0 | 0 | 0.79435 | 51.4093 | 55.9897 | 56.8395 | 75.5777 | 101.1683 | 0 | 0 | 0 | 0 | 0 | 13.8491 | 1120.905 | 1131.4936 | 1143.5228 | 1175.7944 | 1215.0871 | 0 | 0 | 0% | 0% | 0% | 0% | 0% | 0% | 0% | 0% | 0% | 0% | 0% | x | x | x | x | x | x | x | x | x | x | 0 | 0 | 13.0738 | 1066.8215 | 1066.8215 | 1066.8215 | 1066.8215 | 1066.8215 | 0 | 0 | 0 | 0 | -0.019064 | 2.6742 | 8.6824 | 19.8619 | 33.3953 | 47.0973 | 0 | 0 | 0 | 0 | 0.79435 | 51.4093 | 55.9897 | 56.8395 | 75.5777 | 101.1683 | 0 | 0 | 0 | 0 | 13.8491 | 1120.905 | 1131.4936 | 1143.5228 | 1175.7944 | 1215.0871 | 0 | 0 | 0
433 | Infrastructure security | Security and Compliance | Infrastructure security | FALSE | Establishment | Network | Materials | 40% | 0 | 0 | 0 | 142.2936 | 345.55 | 522.9517 | 522.9517 | 522.9517 | 522.9517 | 522.9517 | 0 | 0 | 0 | 0 | 0 | 0 | 0 | 0 | 0 | 0 | 0 | 0 | 0 | 0 | 0 | 9.6562 | 21.0258 | 25.1376 | 27.2244 | 27.3532 | 35.9233 | 47.4955 | 0 | 0 | 0 | 0 | 151.9498 | 366.5759 | 548.0893 | 550.1761 | 550.3049 | 558.875 | 570.4472 | 0 | 0 | 0% | 0% | 0% | 0% | 0% | 0% | 0% | 0% | 0% | 0% | 0% | x | x | x | x | x | x | x | x | x | x | 0 | 142.2936 | 345.55 | 522.9517 | 522.9517 | 522.9517 | 522.9517 | 522.9517 | 0 | 0 | 0 | 0 | 0 | 0 | 0 | 0 | 0 | 0 | 0 | 0 | 0 | 9.6562 | 21.0258 | 25.1376 | 27.2244 | 27.3532 | 35.9233 | 47.4955 | 0 | 0 | 0 | 151.9498 | 366.5759 | 548.0893 | 550.1761 | 550.3049 | 558.875 | 570.4472 | 0 | 0 | 0
434 | Infrastructure security | Security and Compliance | Infrastructure security | FALSE | Establishment | Network | Labour - Internal | 10% | 0 | 0 | 0 | 35.5734 | 86.3875 | 130.7379 | 130.7379 | 130.7379 | 130.7379 | 130.7379 | 0 | 0 | 0 | 0 | 0.13016 | 0.85289 | 1.9768 | 2.6414 | 3.6814 | 5.1612 | 6.6572 | 0 | 0 | 0 | 0 | 2.4229 | 5.3084 | 6.3794 | 6.9436 | 7.0309 | 9.3354 | 12.4785 | 0 | 0 | 0 | 0 | 38.1265 | 92.5488 | 139.0941 | 140.323 | 141.4502 | 145.2345 | 149.8737 | 0 | 0 | 0% | 0% | 0% | 0% | 0% | 0% | 0% | 0% | 0% | 0% | 0% | x | x | x | x | x | x | x | x | x | x | 0 | 35.5734 | 86.3875 | 130.7379 | 130.7379 | 130.7379 | 130.7379 | 130.7379 | 0 | 0 | 0 | 0.13016 | 0.85289 | 1.9768 | 2.6414 | 3.6814 | 5.1612 | 6.6572 | 0 | 0 | 0 | 2.4229 | 5.3084 | 6.3794 | 6.9436 | 7.0309 | 9.3354 | 12.4785 | 0 | 0 | 0 | 38.1265 | 92.5488 | 139.0941 | 140.323 | 141.4502 | 145.2345 | 149.8737 | 0 | 0 | 0
435 | Infrastructure security | Security and Compliance | Infrastructure security | FALSE | Establishment | Network | Labour - External | 50% | 0 | 0 | 0 | 177.8671 | 431.9376 | 653.6896 | 653.6896 | 653.6896 | 653.6896 | 653.6896 | 0 | 0 | 0 | 0 | -0.46755 | -0.62984 | 1.6386 | 5.3201 | 12.1703 | 20.4628 | 28.8586 | 0 | 0 | 0 | 0 | 12.0385 | 26.244 | 31.5008 | 34.3074 | 34.8281 | 46.3098 | 61.9904 | 0 | 0 | 0 | 0 | 189.438 | 457.5517 | 686.829 | 693.3171 | 700.688 | 720.4623 | 744.5386 | 0 | 0 | 0% | 0% | 0% | 0% | 0% | 0% | 0% | 0% | 0% | 0% | 0% | x | x | x | x | x | x | x | x | x | x | 0 | 177.8671 | 431.9376 | 653.6896 | 653.6896 | 653.6896 | 653.6896 | 653.6896 | 0 | 0 | 0 | -0.46755 | -0.62984 | 1.6386 | 5.3201 | 12.1703 | 20.4628 | 28.8586 | 0 | 0 | 0 | 12.0385 | 26.244 | 31.5008 | 34.3074 | 34.8281 | 46.3098 | 61.9904 | 0 | 0 | 0 | 189.438 | 457.5517 | 686.829 | 693.3171 | 700.688 | 720.4623 | 744.5386 | 0 | 0 | 0
436 | Structure fall arrests | Security and Compliance | Structure Fall Arrests | FALSE | Towers and Conductor | Network | Materials | 40% | 0 | 0 | 0 | 0 | 694.4799 | 216.3765 | 216.3765 | 216.3765 | 216.3765 | 216.3765 | 0 | 0 | 0 | 0 | 0 | 0 | 0 | 0 | 0 | 0 | 0 | 0 | 0 | 0 | 0 | 0 | 42.2573 | 10.4009 | 11.2644 | 11.3177 | 14.8636 | 19.6517 | 0 | 0 | 0 | 0 | 0 | 736.7372 | 226.7774 | 227.6408 | 227.6942 | 231.2401 | 236.0282 | 0 | 0 | 0% | 0% | 0% | 0% | 0% | 0% | 0% | 0% | 0% | 0% | 0% | x | x | x | x | x | x | x | x | x | x | 0 | 0 | 694.4799 | 216.3765 | 216.3765 | 216.3765 | 216.3765 | 216.3765 | 0 | 0 | 0 | 0 | 0 | 0 | 0 | 0 | 0 | 0 | 0 | 0 | 0 | 0 | 42.2573 | 10.4009 | 11.2644 | 11.3177 | 14.8636 | 19.6517 | 0 | 0 | 0 | 0 | 736.7372 | 226.7774 | 227.6408 | 227.6942 | 231.2401 | 236.0282 | 0 | 0 | 0
437 | Structure fall arrests | Security and Compliance | Structure Fall Arrests | FALSE | Towers and Conductor | Network | Labour - Internal | 10% | 0 | 0 | 0 | 0 | 173.62 | 54.0941 | 54.0941 | 54.0941 | 54.0941 | 54.0941 | 0 | 0 | 0 | 0 | 0 | 1.7141 | 0.81791 | 1.0929 | 1.5232 | 2.1355 | 2.7545 | 0 | 0 | 0 | 0 | 0 | 10.6686 | 2.6396 | 2.873 | 2.9091 | 3.8626 | 5.1631 | 0 | 0 | 0 | 0 | 0 | 186.0027 | 57.5516 | 58.06 | 58.5264 | 60.0922 | 62.0117 | 0 | 0 | 0% | 0% | 0% | 0% | 0% | 0% | 0% | 0% | 0% | 0% | 0% | x | x | x | x | x | x | x | x | x | x | 0 | 0 | 173.62 | 54.0941 | 54.0941 | 54.0941 | 54.0941 | 54.0941 | 0 | 0 | 0 | 0 | 1.7141 | 0.81791 | 1.0929 | 1.5232 | 2.1355 | 2.7545 | 0 | 0 | 0 | 0 | 10.6686 | 2.6396 | 2.873 | 2.9091 | 3.8626 | 5.1631 | 0 | 0 | 0 | 0 | 186.0027 | 57.5516 | 58.06 | 58.5264 | 60.0922 | 62.0117 | 0 | 0 | 0
438 | Structure fall arrests | Security and Compliance | Structure Fall Arrests | FALSE | Towers and Conductor | Network | Labour - External | 50% | 0 | 0 | 0 | 0 | 868.0998 | 270.4706 | 270.4706 | 270.4706 | 270.4706 | 270.4706 | 0 | 0 | 0 | 0 | 0 | -1.2658 | 0.678 | 2.2012 | 5.0356 | 8.4667 | 11.9405 | 0 | 0 | 0 | 0 | 0 | 52.7446 | 13.0338 | 14.195 | 14.4105 | 19.1612 | 25.6491 | 0 | 0 | 0 | 0 | 0 | 919.5786 | 284.1824 | 286.8669 | 289.9167 | 298.0985 | 308.0603 | 0 | 0 | 0% | 0% | 0% | 0% | 0% | 0% | 0% | 0% | 0% | 0% | 0% | x | x | x | x | x | x | x | x | x | x | 0 | 0 | 868.0998 | 270.4706 | 270.4706 | 270.4706 | 270.4706 | 270.4706 | 0 | 0 | 0 | 0 | -1.2658 | 0.678 | 2.2012 | 5.0356 | 8.4667 | 11.9405 | 0 | 0 | 0 | 0 | 52.7446 | 13.0338 | 14.195 | 14.4105 | 19.1612 | 25.6491 | 0 | 0 | 0 | 0 | 919.5786 | 284.1824 | 286.8669 | 289.9167 | 298.0985 | 308.0603 | 0 | 0 | 0
439 | Earth wires (incl. OPGW) | Replacement - Other | Lines | FALSE | Towers and Conductor | Network | Materials | 40% | 0 | 0 | 0 | 1393.5109 | 0 | 2741.1036 | 2741.1036 | 2741.1036 | 2741.1036 | 2741.1036 | 0 | 0 | 0 | 0 | 0 | 0 | 0 | 0 | 0 | 0 | 0 | 0 | 0 | 0 | 0 | 94.5651 | 0 | 131.7614 | 142.6993 | 143.3746 | 188.2958 | 248.9525 | 0 | 0 | 0 | 0 | 1488.076 | 0 | 2872.865 | 2883.8029 | 2884.4783 | 2929.3994 | 2990.0562 | 0 | 0 | 0% | 0% | 0% | 0% | 0% | 0% | 0% | 0% | 0% | 0% | 0% | x | x | x | x | x | x | x | x | x | x | 0 | 1393.5109 | 0 | 2741.1036 | 2741.1036 | 2741.1036 | 2741.1036 | 2741.1036 | 0 | 0 | 0 | 0 | 0 | 0 | 0 | 0 | 0 | 0 | 0 | 0 | 0 | 94.5651 | 0 | 131.7614 | 142.6993 | 143.3746 | 188.2958 | 248.9525 | 0 | 0 | 0 | 1488.076 | 0 | 2872.865 | 2883.8029 | 2884.4783 | 2929.3994 | 2990.0562 | 0 | 0 | 0
440 | Earth wires (incl. OPGW) | Replacement - Other | Lines | FALSE | Towers and Conductor | Network | Labour - Internal | 10% | 0 | 0 | 0 | 348.3777 | 0 | 685.2759 | 685.2759 | 685.2759 | 685.2759 | 685.2759 | 0 | 0 | 0 | 0 | 1.2747 | 0 | 10.3614 | 13.8454 | 19.2966 | 27.0529 | 34.8945 | 0 | 0 | 0 | 0 | 23.7278 | 0 | 33.4384 | 36.3956 | 36.853 | 48.9323 | 65.4073 | 0 | 0 | 0 | 0 | 373.3802 | 0 | 729.0758 | 735.5169 | 741.4255 | 761.2611 | 785.5778 | 0 | 0 | 0% | 0% | 0% | 0% | 0% | 0% | 0% | 0% | 0% | 0% | 0% | x | x | x | x | x | x | x | x | x | x | 0 | 348.3777 | 0 | 685.2759 | 685.2759 | 685.2759 | 685.2759 | 685.2759 | 0 | 0 | 0 | 1.2747 | 0 | 10.3614 | 13.8454 | 19.2966 | 27.0529 | 34.8945 | 0 | 0 | 0 | 23.7278 | 0 | 33.4384 | 36.3956 | 36.853 | 48.9323 | 65.4073 | 0 | 0 | 0 | 373.3802 | 0 | 729.0758 | 735.5169 | 741.4255 | 761.2611 | 785.5778 | 0 | 0 | 0
441 | Earth wires (incl. OPGW) | Replacement - Other | Lines | FALSE | Towers and Conductor | Network | Labour - External | 50% | 0 | 0 | 0 | 1741.8887 | 0 | 3426.3795 | 3426.3795 | 3426.3795 | 3426.3795 | 3426.3795 | 0 | 0 | 0 | 0 | -4.5788 | 0 | 8.589 | 27.8859 | 63.7916 | 107.2578 | 151.2653 | 0 | 0 | 0 | 0 | 117.8956 | 0 | 165.1146 | 179.8258 | 182.555 | 242.7377 | 324.9289 | 0 | 0 | 0 | 0 | 1855.2055 | 0 | 3600.0831 | 3634.0912 | 3672.7261 | 3776.375 | 3902.5737 | 0 | 0 | 0% | 0% | 0% | 0% | 0% | 0% | 0% | 0% | 0% | 0% | 0% | x | x | x | x | x | x | x | x | x | x | 0 | 1741.8887 | 0 | 3426.3795 | 3426.3795 | 3426.3795 | 3426.3795 | 3426.3795 | 0 | 0 | 0 | -4.5788 | 0 | 8.589 | 27.8859 | 63.7916 | 107.2578 | 151.2653 | 0 | 0 | 0 | 117.8956 | 0 | 165.1146 | 179.8258 | 182.555 | 242.7377 | 324.9289 | 0 | 0 | 0 | 1855.2055 | 0 | 3600.0831 | 3634.0912 | 3672.7261 | 3776.375 | 3902.5737 | 0 | 0 | 0
442 | Other Station works | Replacement - Other | Stations | FALSE | Secondary | Network | Materials | 40% | 0 | 0 | 0 | 346.6608 | 227.7401 | 36.5577 | 30.4742 | 30.4742 | 30.4742 | 30.4742 | 0 | 0 | 0 | 0 | 0 | 0 | 0 | 0 | 0 | 0 | 0 | 0 | 0 | 0 | 0 | 23.5248 | 13.8574 | 1.7573 | 1.5865 | 1.594 | 2.0934 | 2.7677 | 0 | 0 | 0 | 0 | 370.1856 | 241.5975 | 38.315 | 32.0607 | 32.0682 | 32.5676 | 33.2419 | 0 | 0 | 0% | 0% | 0% | 0% | 0% | 0% | 0% | 0% | 0% | 0% | 0% | x | x | x | x | x | x | x | x | x | x | 0 | 346.6608 | 227.7401 | 36.5577 | 30.4742 | 30.4742 | 30.4742 | 30.4742 | 0 | 0 | 0 | 0 | 0 | 0 | 0 | 0 | 0 | 0 | 0 | 0 | 0 | 23.5248 | 13.8574 | 1.7573 | 1.5865 | 1.594 | 2.0934 | 2.7677 | 0 | 0 | 0 | 370.1856 | 241.5975 | 38.315 | 32.0607 | 32.0682 | 32.5676 | 33.2419 | 0 | 0 | 0
443 | Other Station works | Replacement - Other | Stations | FALSE | Secondary | Network | Labour - Internal | 10% | 0 | 0 | 0 | 86.6652 | 56.935 | 9.1394 | 7.6186 | 7.6186 | 7.6186 | 7.6186 | 0 | 0 | 0 | 0 | 0.31711 | 0.56211 | 0.13819 | 0.15393 | 0.21453 | 0.30076 | 0.38794 | 0 | 0 | 0 | 0 | 5.9027 | 3.4986 | 0.44596 | 0.40463 | 0.40971 | 0.544 | 0.72717 | 0 | 0 | 0 | 0 | 92.885 | 60.9957 | 9.7236 | 8.1771 | 8.2428 | 8.4633 | 8.7337 | 0 | 0 | 0% | 0% | 0% | 0% | 0% | 0% | 0% | 0% | 0% | 0% | 0% | x | x | x | x | x | x | x | x | x | x | 0 | 86.6652 | 56.935 | 9.1394 | 7.6186 | 7.6186 | 7.6186 | 7.6186 | 0 | 0 | 0 | 0.31711 | 0.56211 | 0.13819 | 0.15393 | 0.21453 | 0.30076 | 0.38794 | 0 | 0 | 0 | 5.9027 | 3.4986 | 0.44596 | 0.40463 | 0.40971 | 0.544 | 0.72717 | 0 | 0 | 0 | 92.885 | 60.9957 | 9.7236 | 8.1771 | 8.2428 | 8.4633 | 8.7337 | 0 | 0 | 0
444 | Other Station works | Replacement - Other | Stations | FALSE | Secondary | Network | Labour - External | 50% | 0 | 0 | 0 | 433.3261 | 284.6752 | 45.6971 | 38.0928 | 38.0928 | 38.0928 | 38.0928 | 0 | 0 | 0 | 0 | -1.1391 | -0.41511 | 0.11455 | 0.31002 | 0.7092 | 1.1924 | 1.6817 | 0 | 0 | 0 | 0 | 29.3287 | 17.2965 | 2.2021 | 1.9992 | 2.0296 | 2.6986 | 3.6124 | 0 | 0 | 0 | 0 | 461.5157 | 301.5565 | 48.0138 | 40.402 | 40.8315 | 41.9838 | 43.3868 | 0 | 0 | 0% | 0% | 0% | 0% | 0% | 0% | 0% | 0% | 0% | 0% | 0% | x | x | x | x | x | x | x | x | x | x | 0 | 433.3261 | 284.6752 | 45.6971 | 38.0928 | 38.0928 | 38.0928 | 38.0928 | 0 | 0 | 0 | -1.1391 | -0.41511 | 0.11455 | 0.31002 | 0.7092 | 1.1924 | 1.6817 | 0 | 0 | 0 | 29.3287 | 17.2965 | 2.2021 | 1.9992 | 2.0296 | 2.6986 | 3.6124 | 0 | 0 | 0 | 461.5157 | 301.5565 | 48.0138 | 40.402 | 40.8315 | 41.9838 | 43.3868 | 0 | 0 | 0
445 | Other Station works | Replacement - Other | Stations | FALSE | Switchgear | Network | Materials | 40% | 0 | 0 | 0 | 624.07 | 409.9851 | 65.8123 | 54.8606 | 54.8606 | 54.8606 | 54.8606 | 0 | 0 | 0 | 0 | 0 | 0 | 0 | 0 | 0 | 0 | 0 | 0 | 0 | 0 | 0 | 42.35 | 24.9465 | 3.1635 | 2.856 | 2.8695 | 3.7686 | 4.9826 | 0 | 0 | 0 | 0 | 666.42 | 434.9316 | 68.9758 | 57.7166 | 57.7302 | 58.6292 | 59.8432 | 0 | 0 | 0% | 0% | 0% | 0% | 0% | 0% | 0% | 0% | 0% | 0% | 0% | x | x | x | x | x | x | x | x | x | x | 0 | 624.07 | 409.9851 | 65.8123 | 54.8606 | 54.8606 | 54.8606 | 54.8606 | 0 | 0 | 0 | 0 | 0 | 0 | 0 | 0 | 0 | 0 | 0 | 0 | 0 | 42.35 | 24.9465 | 3.1635 | 2.856 | 2.8695 | 3.7686 | 4.9826 | 0 | 0 | 0 | 666.42 | 434.9316 | 68.9758 | 57.7166 | 57.7302 | 58.6292 | 59.8432 | 0 | 0 | 0
446 | Other Station works | Replacement - Other | Stations | FALSE | Switchgear | Network | Labour - Internal | 10% | 0 | 0 | 0 | 156.0175 | 102.4963 | 16.4531 | 13.7152 | 13.7152 | 13.7152 | 13.7152 | 0 | 0 | 0 | 0 | 0.57088 | 1.0119 | 0.24877 | 0.2771 | 0.3862 | 0.54144 | 0.69838 | 0 | 0 | 0 | 0 | 10.6262 | 6.2982 | 0.80284 | 0.72842 | 0.73758 | 0.97933 | 1.3091 | 0 | 0 | 0 | 0 | 167.2146 | 109.8064 | 17.5047 | 14.7207 | 14.8389 | 15.2359 | 15.7226 | 0 | 0 | 0% | 0% | 0% | 0% | 0% | 0% | 0% | 0% | 0% | 0% | 0% | x | x | x | x | x | x | x | x | x | x | 0 | 156.0175 | 102.4963 | 16.4531 | 13.7152 | 13.7152 | 13.7152 | 13.7152 | 0 | 0 | 0 | 0.57088 | 1.0119 | 0.24877 | 0.2771 | 0.3862 | 0.54144 | 0.69838 | 0 | 0 | 0 | 10.6262 | 6.2982 | 0.80284 | 0.72842 | 0.73758 | 0.97933 | 1.3091 | 0 | 0 | 0 | 167.2146 | 109.8064 | 17.5047 | 14.7207 | 14.8389 | 15.2359 | 15.7226 | 0 | 0 | 0
447 | Other Station works | Replacement - Other | Stations | FALSE | Switchgear | Network | Labour - External | 50% | 0 | 0 | 0 | 780.0875 | 512.4813 | 82.2654 | 68.5758 | 68.5758 | 68.5758 | 68.5758 | 0 | 0 | 0 | 0 | -2.0506 | -0.74729 | 0.20622 | 0.55811 | 1.2767 | 2.1467 | 3.0274 | 0 | 0 | 0 | 0 | 52.7984 | 31.1377 | 3.9643 | 3.599 | 3.6537 | 4.8582 | 6.5032 | 0 | 0 | 0 | 0 | 830.8353 | 542.8717 | 86.4359 | 72.733 | 73.5062 | 75.5806 | 78.1064 | 0 | 0 | 0% | 0% | 0% | 0% | 0% | 0% | 0% | 0% | 0% | 0% | 0% | x | x | x | x | x | x | x | x | x | x | 0 | 780.0875 | 512.4813 | 82.2654 | 68.5758 | 68.5758 | 68.5758 | 68.5758 | 0 | 0 | 0 | -2.0506 | -0.74729 | 0.20622 | 0.55811 | 1.2767 | 2.1467 | 3.0274 | 0 | 0 | 0 | 52.7984 | 31.1377 | 3.9643 | 3.599 | 3.6537 | 4.8582 | 6.5032 | 0 | 0 | 0 | 830.8353 | 542.8717 | 86.4359 | 72.733 | 73.5062 | 75.5806 | 78.1064 | 0 | 0 | 0
448 | Other Station works | Replacement - Other | Stations | FALSE | Transformers | Network | Materials | 40% | 0 | 0 | 0 | 887.8208 | 583.2571 | 93.6266 | 78.0464 | 78.0464 | 78.0464 | 78.0464 | 0 | 0 | 0 | 0 | 0 | 0 | 0 | 0 | 0 | 0 | 0 | 0 | 0 | 0 | 0 | 60.2484 | 35.4897 | 4.5005 | 4.063 | 4.0823 | 5.3613 | 7.0883 | 0 | 0 | 0 | 0 | 948.0692 | 618.7468 | 98.1271 | 82.1094 | 82.1287 | 83.4077 | 85.1347 | 0 | 0 | 0% | 0% | 0% | 0% | 0% | 0% | 0% | 0% | 0% | 0% | 0% | x | x | x | x | x | x | x | x | x | x | 0 | 887.8208 | 583.2571 | 93.6266 | 78.0464 | 78.0464 | 78.0464 | 78.0464 | 0 | 0 | 0 | 0 | 0 | 0 | 0 | 0 | 0 | 0 | 0 | 0 | 0 | 60.2484 | 35.4897 | 4.5005 | 4.063 | 4.0823 | 5.3613 | 7.0883 | 0 | 0 | 0 | 948.0692 | 618.7468 | 98.1271 | 82.1094 | 82.1287 | 83.4077 | 85.1347 | 0 | 0 | 0
449 | Other Station works | Replacement - Other | Stations | FALSE | Transformers | Network | Labour - Internal | 10% | 0 | 0 | 0 | 221.9552 | 145.8143 | 23.4066 | 19.5116 | 19.5116 | 19.5116 | 19.5116 | 0 | 0 | 0 | 0 | 0.81215 | 1.4396 | 0.35391 | 0.39421 | 0.54943 | 0.77027 | 0.99354 | 0 | 0 | 0 | 0 | 15.1172 | 8.96 | 1.1421 | 1.0363 | 1.0493 | 1.3932 | 1.8623 | 0 | 0 | 0 | 0 | 237.8846 | 156.2139 | 24.9027 | 20.9421 | 21.1103 | 21.6751 | 22.3675 | 0 | 0 | 0% | 0% | 0% | 0% | 0% | 0% | 0% | 0% | 0% | 0% | 0% | x | x | x | x | x | x | x | x | x | x | 0 | 221.9552 | 145.8143 | 23.4066 | 19.5116 | 19.5116 | 19.5116 | 19.5116 | 0 | 0 | 0 | 0.81215 | 1.4396 | 0.35391 | 0.39421 | 0.54943 | 0.77027 | 0.99354 | 0 | 0 | 0 | 15.1172 | 8.96 | 1.1421 | 1.0363 | 1.0493 | 1.3932 | 1.8623 | 0 | 0 | 0 | 237.8846 | 156.2139 | 24.9027 | 20.9421 | 21.1103 | 21.6751 | 22.3675 | 0 | 0 | 0
450 | Other Station works | Replacement - Other | Stations | FALSE | Transformers | Network | Labour - External | 50% | 0 | 0 | 0 | 1109.776 | 729.0714 | 117.0332 | 97.558 | 97.558 | 97.558 | 97.558 | 0 | 0 | 0 | 0 | -2.9172 | -1.0631 | 0.29337 | 0.79398 | 1.8163 | 3.0539 | 4.3069 | 0 | 0 | 0 | 0 | 75.1126 | 44.2974 | 5.6397 | 5.1201 | 5.1978 | 6.9114 | 9.2516 | 0 | 0 | 0 | 0 | 1181.9714 | 772.3058 | 122.9663 | 103.4721 | 104.5722 | 107.5233 | 111.1165 | 0 | 0 | 0% | 0% | 0% | 0% | 0% | 0% | 0% | 0% | 0% | 0% | 0% | x | x | x | x | x | x | x | x | x | x | 0 | 1109.776 | 729.0714 | 117.0332 | 97.558 | 97.558 | 97.558 | 97.558 | 0 | 0 | 0 | -2.9172 | -1.0631 | 0.29337 | 0.79398 | 1.8163 | 3.0539 | 4.3069 | 0 | 0 | 0 | 75.1126 | 44.2974 | 5.6397 | 5.1201 | 5.1978 | 6.9114 | 9.2516 | 0 | 0 | 0 | 1181.9714 | 772.3058 | 122.9663 | 103.4721 | 104.5722 | 107.5233 | 111.1165 | 0 | 0 | 0
451 | Other Station works | Replacement - Other | Stations | FALSE | Establishment | Network | Materials | 40% | 0 | 0 | 0 | 159.3025 | 104.6544 | 16.7995 | 14.0039 | 14.0039 | 14.0039 | 14.0039 | 0 | 0 | 0 | 0 | 0 | 0 | 0 | 0 | 0 | 0 | 0 | 0 | 0 | 0 | 0 | 10.8104 | 6.368 | 0.80753 | 0.72903 | 0.73248 | 0.96198 | 1.2719 | 0 | 0 | 0 | 0 | 170.113 | 111.0223 | 17.607 | 14.733 | 14.7364 | 14.9659 | 15.2758 | 0 | 0 | 0% | 0% | 0% | 0% | 0% | 0% | 0% | 0% | 0% | 0% | 0% | x | x | x | x | x | x | x | x | x | x | 0 | 159.3025 | 104.6544 | 16.7995 | 14.0039 | 14.0039 | 14.0039 | 14.0039 | 0 | 0 | 0 | 0 | 0 | 0 | 0 | 0 | 0 | 0 | 0 | 0 | 0 | 10.8104 | 6.368 | 0.80753 | 0.72903 | 0.73248 | 0.96198 | 1.2719 | 0 | 0 | 0 | 170.113 | 111.0223 | 17.607 | 14.733 | 14.7364 | 14.9659 | 15.2758 | 0 | 0 | 0
452 | Other Station works | Replacement - Other | Stations | FALSE | Establishment | Network | Labour - Internal | 10% | 0 | 0 | 0 | 39.8256 | 26.1636 | 4.1999 | 3.501 | 3.501 | 3.501 | 3.501 | 0 | 0 | 0 | 0 | 0.14572 | 0.25831 | 0.063503 | 0.070734 | 0.098584 | 0.13821 | 0.17827 | 0 | 0 | 0 | 0 | 2.7125 | 1.6077 | 0.20494 | 0.18594 | 0.18828 | 0.24999 | 0.33416 | 0 | 0 | 0 | 0 | 42.6839 | 28.0296 | 4.4683 | 3.7577 | 3.7878 | 3.8892 | 4.0134 | 0 | 0 | 0% | 0% | 0% | 0% | 0% | 0% | 0% | 0% | 0% | 0% | 0% | x | x | x | x | x | x | x | x | x | x | 0 | 39.8256 | 26.1636 | 4.1999 | 3.501 | 3.501 | 3.501 | 3.501 | 0 | 0 | 0 | 0.14572 | 0.25831 | 0.063503 | 0.070734 | 0.098584 | 0.13821 | 0.17827 | 0 | 0 | 0 | 2.7125 | 1.6077 | 0.20494 | 0.18594 | 0.18828 | 0.24999 | 0.33416 | 0 | 0 | 0 | 42.6839 | 28.0296 | 4.4683 | 3.7577 | 3.7878 | 3.8892 | 4.0134 | 0 | 0 | 0
453 | Other Station works | Replacement - Other | Stations | FALSE | Establishment | Network | Labour - External | 50% | 0 | 0 | 0 | 199.1282 | 130.818 | 20.9994 | 17.5049 | 17.5049 | 17.5049 | 17.5049 | 0 | 0 | 0 | 0 | -0.52343 | -0.19076 | 0.05264 | 0.14247 | 0.3259 | 0.54797 | 0.77279 | 0 | 0 | 0 | 0 | 13.4775 | 7.9483 | 1.0119 | 0.91871 | 0.93265 | 1.2401 | 1.66 | 0 | 0 | 0 | 0 | 212.0823 | 138.5756 | 22.064 | 18.5661 | 18.7635 | 19.293 | 19.9377 | 0 | 0 | 0% | 0% | 0% | 0% | 0% | 0% | 0% | 0% | 0% | 0% | 0% | x | x | x | x | x | x | x | x | x | x | 0 | 199.1282 | 130.818 | 20.9994 | 17.5049 | 17.5049 | 17.5049 | 17.5049 | 0 | 0 | 0 | -0.52343 | -0.19076 | 0.05264 | 0.14247 | 0.3259 | 0.54797 | 0.77279 | 0 | 0 | 0 | 13.4775 | 7.9483 | 1.0119 | 0.91871 | 0.93265 | 1.2401 | 1.66 | 0 | 0 | 0 | 212.0823 | 138.5756 | 22.064 | 18.5661 | 18.7635 | 19.293 | 19.9377 | 0 | 0 | 0
454 | Conductor | Replacement - Other | Lines | FALSE | Towers and Conductor | Network | Materials | 40% | 0 | 0 | 0 | 0 | 2091.8068 | 443.463 | 443.463 | 443.463 | 443.463 | 443.463 | 0 | 0 | 0 | 0 | 0 | 0 | 0 | 0 | 0 | 0 | 0 | 0 | 0 | 0 | 0 | 0 | 127.2811 | 21.3167 | 23.0863 | 23.1955 | 30.463 | 40.2762 | 0 | 0 | 0 | 0 | 0 | 2219.0879 | 464.7797 | 466.5493 | 466.6586 | 473.926 | 483.7392 | 0 | 0 | 0% | 0% | 0% | 0% | 0% | 0% | 0% | 0% | 0% | 0% | 0% | x | x | x | x | x | x | x | x | x | x | 0 | 0 | 2091.8068 | 443.463 | 443.463 | 443.463 | 443.463 | 443.463 | 0 | 0 | 0 | 0 | 0 | 0 | 0 | 0 | 0 | 0 | 0 | 0 | 0 | 0 | 127.2811 | 21.3167 | 23.0863 | 23.1955 | 30.463 | 40.2762 | 0 | 0 | 0 | 0 | 2219.0879 | 464.7797 | 466.5493 | 466.6586 | 473.926 | 483.7392 | 0 | 0 | 0
455 | Conductor | Replacement - Other | Lines | FALSE | Towers and Conductor | Network | Labour - Internal | 10% | 0 | 0 | 0 | 0 | 522.9517 | 110.8658 | 110.8658 | 110.8658 | 110.8658 | 110.8658 | 0 | 0 | 0 | 0 | 0 | 5.163 | 1.6763 | 2.2399 | 3.1219 | 4.3767 | 5.6453 | 0 | 0 | 0 | 0 | 0 | 32.1344 | 5.4098 | 5.8882 | 5.9622 | 7.9164 | 10.5818 | 0 | 0 | 0 | 0 | 0 | 560.2492 | 117.9518 | 118.9939 | 119.9498 | 123.1588 | 127.0929 | 0 | 0 | 0% | 0% | 0% | 0% | 0% | 0% | 0% | 0% | 0% | 0% | 0% | x | x | x | x | x | x | x | x | x | x | 0 | 0 | 522.9517 | 110.8658 | 110.8658 | 110.8658 | 110.8658 | 110.8658 | 0 | 0 | 0 | 0 | 5.163 | 1.6763 | 2.2399 | 3.1219 | 4.3767 | 5.6453 | 0 | 0 | 0 | 0 | 32.1344 | 5.4098 | 5.8882 | 5.9622 | 7.9164 | 10.5818 | 0 | 0 | 0 | 0 | 560.2492 | 117.9518 | 118.9939 | 119.9498 | 123.1588 | 127.0929 | 0 | 0 | 0
456 | Conductor | Replacement - Other | Lines | FALSE | Towers and Conductor | Network | Labour - External | 50% | 0 | 0 | 0 | 0 | 2614.7585 | 554.3288 | 554.3288 | 554.3288 | 554.3288 | 554.3288 | 0 | 0 | 0 | 0 | 0 | -3.8128 | 1.3896 | 4.5114 | 10.3204 | 17.3525 | 24.4721 | 0 | 0 | 0 | 0 | 0 | 158.8694 | 26.7127 | 29.0927 | 29.5342 | 39.2707 | 52.5679 | 0 | 0 | 0 | 0 | 0 | 2769.815 | 582.431 | 587.9329 | 594.1834 | 610.952 | 631.3688 | 0 | 0 | 0% | 0% | 0% | 0% | 0% | 0% | 0% | 0% | 0% | 0% | 0% | x | x | x | x | x | x | x | x | x | x | 0 | 0 | 2614.7585 | 554.3288 | 554.3288 | 554.3288 | 554.3288 | 554.3288 | 0 | 0 | 0 | 0 | -3.8128 | 1.3896 | 4.5114 | 10.3204 | 17.3525 | 24.4721 | 0 | 0 | 0 | 0 | 158.8694 | 26.7127 | 29.0927 | 29.5342 | 39.2707 | 52.5679 | 0 | 0 | 0 | 0 | 2769.815 | 582.431 | 587.9329 | 594.1834 | 610.952 | 631.3688 | 0 | 0 | 0
457 | Power cables | Replacement - Other | Lines | FALSE | Towers and Conductor | Network | Materials | 40% | 0 | 0 | 0 | 443.0492 | 0 | 185.1667 | 185.1667 | 185.1667 | 185.1667 | 185.1667 | 0 | 0 | 0 | 0 | 0 | 0 | 0 | 0 | 0 | 0 | 0 | 0 | 0 | 0 | 0 | 30.0658 | 0 | 8.9007 | 9.6396 | 9.6852 | 12.7197 | 16.8172 | 0 | 0 | 0 | 0 | 473.1149 | 0 | 194.0675 | 194.8063 | 194.852 | 197.8865 | 201.984 | 0 | 0 | 0% | 0% | 0% | 0% | 0% | 0% | 0% | 0% | 0% | 0% | 0% | x | x | x | x | x | x | x | x | x | x | 0 | 443.0492 | 0 | 185.1667 | 185.1667 | 185.1667 | 185.1667 | 185.1667 | 0 | 0 | 0 | 0 | 0 | 0 | 0 | 0 | 0 | 0 | 0 | 0 | 0 | 30.0658 | 0 | 8.9007 | 9.6396 | 9.6852 | 12.7197 | 16.8172 | 0 | 0 | 0 | 473.1149 | 0 | 194.0675 | 194.8063 | 194.852 | 197.8865 | 201.984 | 0 | 0 | 0
458 | Power cables | Replacement - Other | Lines | FALSE | Towers and Conductor | Network | Labour - Internal | 10% | 0 | 0 | 0 | 110.7623 | 0 | 46.2917 | 46.2917 | 46.2917 | 46.2917 | 46.2917 | 0 | 0 | 0 | 0 | 0.40528 | 0 | 0.69994 | 0.93528 | 1.3035 | 1.8275 | 2.3572 | 0 | 0 | 0 | 0 | 7.5439 | 0 | 2.2588 | 2.4586 | 2.4895 | 3.3055 | 4.4184 | 0 | 0 | 0 | 0 | 118.7115 | 0 | 49.2504 | 49.6856 | 50.0847 | 51.4246 | 53.0673 | 0 | 0 | 0% | 0% | 0% | 0% | 0% | 0% | 0% | 0% | 0% | 0% | 0% | x | x | x | x | x | x | x | x | x | x | 0 | 110.7623 | 0 | 46.2917 | 46.2917 | 46.2917 | 46.2917 | 46.2917 | 0 | 0 | 0 | 0.40528 | 0 | 0.69994 | 0.93528 | 1.3035 | 1.8275 | 2.3572 | 0 | 0 | 0 | 7.5439 | 0 | 2.2588 | 2.4586 | 2.4895 | 3.3055 | 4.4184 | 0 | 0 | 0 | 118.7115 | 0 | 49.2504 | 49.6856 | 50.0847 | 51.4246 | 53.0673 | 0 | 0 | 0
459 | Power cables | Replacement - Other | Lines | FALSE | Towers and Conductor | Network | Labour - External | 50% | 0 | 0 | 0 | 553.8115 | 0 | 231.4584 | 231.4584 | 231.4584 | 231.4584 | 231.4584 | 0 | 0 | 0 | 0 | -1.4558 | 0 | 0.5802 | 1.8837 | 4.3092 | 7.2455 | 10.2183 | 0 | 0 | 0 | 0 | 37.4834 | 0 | 11.1538 | 12.1476 | 12.3319 | 16.3974 | 21.9496 | 0 | 0 | 0 | 0 | 589.8391 | 0 | 243.1924 | 245.4897 | 248.0996 | 255.1013 | 263.6262 | 0 | 0 | 0% | 0% | 0% | 0% | 0% | 0% | 0% | 0% | 0% | 0% | 0% | x | x | x | x | x | x | x | x | x | x | 0 | 553.8115 | 0 | 231.4584 | 231.4584 | 231.4584 | 231.4584 | 231.4584 | 0 | 0 | 0 | -1.4558 | 0 | 0.5802 | 1.8837 | 4.3092 | 7.2455 | 10.2183 | 0 | 0 | 0 | 37.4834 | 0 | 11.1538 | 12.1476 | 12.3319 | 16.3974 | 21.9496 | 0 | 0 | 0 | 589.8391 | 0 | 243.1924 | 245.4897 | 248.0996 | 255.1013 | 263.6262 | 0 | 0 | 0
460 | Insulators (Pre FY23) | Security and Compliance | Insulators | FALSE | Towers and Conductor | Network | Materials | 40% | 0 | 0 | 0 | 280.1527 | 2091.8068 | 0 | 0 | 0 | 0 | 0 | 0 | 0 | 0 | 0 | 0 | 0 | 0 | 0 | 0 | 0 | 0 | 0 | 0 | 0 | 0 | 19.0114 | 127.2811 | 0 | 0 | 0 | 0 | 0 | 0 | 0 | 0 | 0 | 299.1641 | 2219.0879 | 0 | 0 | 0 | 0 | 0 | 0 | 0 | 0% | 0% | 0% | 0% | 0% | 0% | 0% | 0% | 0% | 0% | 0% | x | x | x | x | x | x | x | x | x | x | 0 | 280.1527 | 2091.8068 | 0 | 0 | 0 | 0 | 0 | 0 | 0 | 0 | 0 | 0 | 0 | 0 | 0 | 0 | 0 | 0 | 0 | 0 | 19.0114 | 127.2811 | 0 | 0 | 0 | 0 | 0 | 0 | 0 | 0 | 299.1641 | 2219.0879 | 0 | 0 | 0 | 0 | 0 | 0 | 0 | 0
461 | Insulators (Pre FY23) | Security and Compliance | Insulators | FALSE | Towers and Conductor | Network | Labour - Internal | 10% | 0 | 0 | 0 | 70.0382 | 522.9517 | 0 | 0 | 0 | 0 | 0 | 0 | 0 | 0 | 0 | 0.25627 | 5.163 | 0 | 0 | 0 | 0 | 0 | 0 | 0 | 0 | 0 | 4.7703 | 32.1344 | 0 | 0 | 0 | 0 | 0 | 0 | 0 | 0 | 0 | 75.0647 | 560.2492 | 0 | 0 | 0 | 0 | 0 | 0 | 0 | 0% | 0% | 0% | 0% | 0% | 0% | 0% | 0% | 0% | 0% | 0% | x | x | x | x | x | x | x | x | x | x | 0 | 70.0382 | 522.9517 | 0 | 0 | 0 | 0 | 0 | 0 | 0 | 0 | 0.25627 | 5.163 | 0 | 0 | 0 | 0 | 0 | 0 | 0 | 0 | 4.7703 | 32.1344 | 0 | 0 | 0 | 0 | 0 | 0 | 0 | 0 | 75.0647 | 560.2492 | 0 | 0 | 0 | 0 | 0 | 0 | 0 | 0
462 | Insulators (Pre FY23) | Security and Compliance | Insulators | FALSE | Towers and Conductor | Network | Labour - External | 50% | 0 | 0 | 0 | 350.1909 | 2614.7585 | 0 | 0 | 0 | 0 | 0 | 0 | 0 | 0 | 0 | -0.92052 | -3.8128 | 0 | 0 | 0 | 0 | 0 | 0 | 0 | 0 | 0 | 23.7018 | 158.8694 | 0 | 0 | 0 | 0 | 0 | 0 | 0 | 0 | 0 | 372.9722 | 2769.815 | 0 | 0 | 0 | 0 | 0 | 0 | 0 | 0% | 0% | 0% | 0% | 0% | 0% | 0% | 0% | 0% | 0% | 0% | x | x | x | x | x | x | x | x | x | x | 0 | 350.1909 | 2614.7585 | 0 | 0 | 0 | 0 | 0 | 0 | 0 | 0 | -0.92052 | -3.8128 | 0 | 0 | 0 | 0 | 0 | 0 | 0 | 0 | 23.7018 | 158.8694 | 0 | 0 | 0 | 0 | 0 | 0 | 0 | 0 | 372.9722 | 2769.815 | 0 | 0 | 0 | 0 | 0 | 0 | 0 | 0
463 | Insulators (Post FY22) | Security and Compliance | Insulators | FALSE | Insulators | Network | Materials | 40% | 0 | 0 | 0 | 0 | 0 | 2133.6429 | 2133.6429 | 2133.6429 | 2133.6429 | 2133.6429 | 0 | 0 | 0 | 0 | 0 | 0 | 0 | 0 | 0 | 0 | 0 | 0 | 0 | 0 | 0 | 0 | 0 | 102.5615 | 111.0754 | 111.6011 | 146.5672 | 193.7817 | 0 | 0 | 0 | 0 | 0 | 0 | 2236.2044 | 2244.7183 | 2245.2441 | 2280.2102 | 2327.4247 | 0 | 0 | 0% | 0% | 0% | 0% | 0% | 0% | 0% | 0% | 0% | 0% | 0% | x | x | x | x | x | x | x | x | x | x | 0 | 0 | 0 | 2133.6429 | 2133.6429 | 2133.6429 | 2133.6429 | 2133.6429 | 0 | 0 | 0 | 0 | 0 | 0 | 0 | 0 | 0 | 0 | 0 | 0 | 0 | 0 | 0 | 102.5615 | 111.0754 | 111.6011 | 146.5672 | 193.7817 | 0 | 0 | 0 | 0 | 0 | 2236.2044 | 2244.7183 | 2245.2441 | 2280.2102 | 2327.4247 | 0 | 0 | 0
464 | Insulators (Post FY22) | Security and Compliance | Insulators | FALSE | Insulators | Network | Labour - Internal | 10% | 0 | 0 | 0 | 0 | 0 | 533.4107 | 533.4107 | 533.4107 | 533.4107 | 533.4107 | 0 | 0 | 0 | 0 | 0 | 0 | 8.0652 | 10.7771 | 15.0203 | 21.0577 | 27.1615 | 0 | 0 | 0 | 0 | 0 | 0 | 26.0281 | 28.3299 | 28.6859 | 38.0883 | 50.9123 | 0 | 0 | 0 | 0 | 0 | 0 | 567.504 | 572.5177 | 577.1169 | 592.5567 | 611.4845 | 0 | 0 | 0% | 0% | 0% | 0% | 0% | 0% | 0% | 0% | 0% | 0% | 0% | x | x | x | x | x | x | x | x | x | x | 0 | 0 | 0 | 533.4107 | 533.4107 | 533.4107 | 533.4107 | 533.4107 | 0 | 0 | 0 | 0 | 0 | 8.0652 | 10.7771 | 15.0203 | 21.0577 | 27.1615 | 0 | 0 | 0 | 0 | 0 | 26.0281 | 28.3299 | 28.6859 | 38.0883 | 50.9123 | 0 | 0 | 0 | 0 | 0 | 567.504 | 572.5177 | 577.1169 | 592.5567 | 611.4845 | 0 | 0 | 0
465 | Insulators (Post FY22) | Security and Compliance | Insulators | FALSE | Insulators | Network | Labour - External | 50% | 0 | 0 | 0 | 0 | 0 | 2667.0537 | 2667.0537 | 2667.0537 | 2667.0537 | 2667.0537 | 0 | 0 | 0 | 0 | 0 | 0 | 6.6856 | 21.706 | 49.6547 | 83.4882 | 117.7432 | 0 | 0 | 0 | 0 | 0 | 0 | 128.5233 | 139.9743 | 142.0986 | 188.9442 | 252.9208 | 0 | 0 | 0 | 0 | 0 | 0 | 2802.2625 | 2828.734 | 2858.807 | 2939.486 | 3037.7177 | 0 | 0 | 0% | 0% | 0% | 0% | 0% | 0% | 0% | 0% | 0% | 0% | 0% | x | x | x | x | x | x | x | x | x | x | 0 | 0 | 0 | 2667.0537 | 2667.0537 | 2667.0537 | 2667.0537 | 2667.0537 | 0 | 0 | 0 | 0 | 0 | 6.6856 | 21.706 | 49.6547 | 83.4882 | 117.7432 | 0 | 0 | 0 | 0 | 0 | 128.5233 | 139.9743 | 142.0986 | 188.9442 | 252.9208 | 0 | 0 | 0 | 0 | 0 | 2802.2625 | 2828.734 | 2858.807 | 2939.486 | 3037.7177 | 0 | 0 | 0
466 | Towers | Replacement - Other | Lines | FALSE | Towers and Conductor | Network | Materials | 40% | 0 | 0 | 0 | 6342.2063 | 640.0929 | 314.6077 | 314.6077 | 314.6077 | 314.6077 | 314.6077 | 0 | 0 | 0 | 0 | 0 | 0 | 0 | 0 | 0 | 0 | 0 | 0 | 0 | 0 | 0 | 430.3886 | 38.948 | 15.1228 | 16.3782 | 16.4557 | 21.6115 | 28.5733 | 0 | 0 | 0 | 0 | 6772.5949 | 679.0409 | 329.7305 | 330.9859 | 331.0634 | 336.2192 | 343.181 | 0 | 0 | 0% | 0% | 0% | 0% | 0% | 0% | 0% | 0% | 0% | 0% | 0% | x | x | x | x | x | x | x | x | x | x | 0 | 6342.2063 | 640.0929 | 314.6077 | 314.6077 | 314.6077 | 314.6077 | 314.6077 | 0 | 0 | 0 | 0 | 0 | 0 | 0 | 0 | 0 | 0 | 0 | 0 | 0 | 430.3886 | 38.948 | 15.1228 | 16.3782 | 16.4557 | 21.6115 | 28.5733 | 0 | 0 | 0 | 6772.5949 | 679.0409 | 329.7305 | 330.9859 | 331.0634 | 336.2192 | 343.181 | 0 | 0 | 0
467 | Towers | Replacement - Other | Lines | FALSE | Towers and Conductor | Network | Labour - Internal | 10% | 0 | 0 | 0 | 1585.5516 | 160.0232 | 78.6519 | 78.6519 | 78.6519 | 78.6519 | 78.6519 | 0 | 0 | 0 | 0 | 5.8016 | 1.5799 | 1.1892 | 1.5891 | 2.2148 | 3.105 | 4.005 | 0 | 0 | 0 | 0 | 107.9909 | 9.8331 | 3.8379 | 4.1773 | 4.2298 | 5.6162 | 7.5071 | 0 | 0 | 0 | 0 | 1699.344 | 171.4362 | 83.679 | 84.4183 | 85.0965 | 87.3731 | 90.164 | 0 | 0 | 0% | 0% | 0% | 0% | 0% | 0% | 0% | 0% | 0% | 0% | 0% | x | x | x | x | x | x | x | x | x | x | 0 | 1585.5516 | 160.0232 | 78.6519 | 78.6519 | 78.6519 | 78.6519 | 78.6519 | 0 | 0 | 0 | 5.8016 | 1.5799 | 1.1892 | 1.5891 | 2.2148 | 3.105 | 4.005 | 0 | 0 | 0 | 107.9909 | 9.8331 | 3.8379 | 4.1773 | 4.2298 | 5.6162 | 7.5071 | 0 | 0 | 0 | 1699.344 | 171.4362 | 83.679 | 84.4183 | 85.0965 | 87.3731 | 90.164 | 0 | 0 | 0
468 | Towers | Replacement - Other | Lines | FALSE | Towers and Conductor | Network | Labour - External | 50% | 0 | 0 | 0 | 7927.7578 | 800.1161 | 393.2597 | 393.2597 | 393.2597 | 393.2597 | 393.2597 | 0 | 0 | 0 | 0 | -20.8391 | -1.1667 | 0.9858 | 3.2006 | 7.3216 | 12.3104 | 17.3613 | 0 | 0 | 0 | 0 | 536.5716 | 48.614 | 18.9509 | 20.6393 | 20.9526 | 27.86 | 37.2934 | 0 | 0 | 0 | 0 | 8443.4903 | 847.5634 | 413.1964 | 417.0996 | 421.5339 | 433.4301 | 447.9144 | 0 | 0 | 0% | 0% | 0% | 0% | 0% | 0% | 0% | 0% | 0% | 0% | 0% | x | x | x | x | x | x | x | x | x | x | 0 | 7927.7578 | 800.1161 | 393.2597 | 393.2597 | 393.2597 | 393.2597 | 393.2597 | 0 | 0 | 0 | -20.8391 | -1.1667 | 0.9858 | 3.2006 | 7.3216 | 12.3104 | 17.3613 | 0 | 0 | 0 | 536.5716 | 48.614 | 18.9509 | 20.6393 | 20.9526 | 27.86 | 37.2934 | 0 | 0 | 0 | 8443.4903 | 847.5634 | 413.1964 | 417.0996 | 421.5339 | 433.4301 | 447.9144 | 0 | 0 | 0
469 | Secondary & Protection program | Replacement - Other | Secondary & Protection | FALSE | Secondary | Network | Materials | 40% | 0 | 0 | 0 | 3322.6063 | 4488.7324 | 2399.7207 | 2399.7207 | 2399.7207 | 2399.7207 | 2399.7207 | 0 | 0 | 0 | 0 | 0 | 0 | 0 | 0 | 0 | 0 | 0 | 0 | 0 | 0 | 0 | 225.4755 | 273.1279 | 115.3515 | 124.9272 | 125.5185 | 164.845 | 217.9475 | 0 | 0 | 0 | 0 | 3548.0818 | 4761.8602 | 2515.0723 | 2524.6479 | 2525.2392 | 2564.5658 | 2617.6682 | 0 | 0 | 0% | 0% | 0% | 0% | 0% | 0% | 0% | 0% | 0% | 0% | 0% | x | x | x | x | x | x | x | x | x | x | 0 | 3322.6063 | 4488.7324 | 2399.7207 | 2399.7207 | 2399.7207 | 2399.7207 | 2399.7207 | 0 | 0 | 0 | 0 | 0 | 0 | 0 | 0 | 0 | 0 | 0 | 0 | 0 | 225.4755 | 273.1279 | 115.3515 | 124.9272 | 125.5185 | 164.845 | 217.9475 | 0 | 0 | 0 | 3548.0818 | 4761.8602 | 2515.0723 | 2524.6479 | 2525.2392 | 2564.5658 | 2617.6682 | 0 | 0 | 0
470 | Secondary & Protection program | Replacement - Other | Secondary & Protection | FALSE | Secondary | Network | Labour - Internal | 10% | 0 | 0 | 0 | 830.6516 | 1122.1831 | 599.9302 | 599.9302 | 599.9302 | 599.9302 | 599.9302 | 0 | 0 | 0 | 0 | 3.0394 | 11.0792 | 9.071 | 12.121 | 16.8934 | 23.6837 | 30.5487 | 0 | 0 | 0 | 0 | 56.5751 | 68.9561 | 29.2739 | 31.8628 | 32.2632 | 42.8382 | 57.2614 | 0 | 0 | 0 | 0 | 890.2661 | 1202.2184 | 638.2751 | 643.914 | 649.0868 | 666.452 | 687.7402 | 0 | 0 | 0% | 0% | 0% | 0% | 0% | 0% | 0% | 0% | 0% | 0% | 0% | x | x | x | x | x | x | x | x | x | x | 0 | 830.6516 | 1122.1831 | 599.9302 | 599.9302 | 599.9302 | 599.9302 | 599.9302 | 0 | 0 | 0 | 3.0394 | 11.0792 | 9.071 | 12.121 | 16.8934 | 23.6837 | 30.5487 | 0 | 0 | 0 | 56.5751 | 68.9561 | 29.2739 | 31.8628 | 32.2632 | 42.8382 | 57.2614 | 0 | 0 | 0 | 890.2661 | 1202.2184 | 638.2751 | 643.914 | 649.0868 | 666.452 | 687.7402 | 0 | 0 | 0
471 | Secondary & Protection program | Replacement - Other | Secondary & Protection | FALSE | Secondary | Network | Labour - External | 50% | 0 | 0 | 0 | 4153.2579 | 5610.9154 | 2999.6509 | 2999.6509 | 2999.6509 | 2999.6509 | 2999.6509 | 0 | 0 | 0 | 0 | -10.9174 | -8.1817 | 7.5193 | 24.4129 | 55.8469 | 93.8997 | 132.4264 | 0 | 0 | 0 | 0 | 281.1035 | 340.912 | 144.5509 | 157.4299 | 159.8192 | 212.5066 | 284.4616 | 0 | 0 | 0 | 0 | 4423.444 | 5943.6457 | 3151.7211 | 3181.4937 | 3215.317 | 3306.0572 | 3416.5389 | 0 | 0 | 0% | 0% | 0% | 0% | 0% | 0% | 0% | 0% | 0% | 0% | 0% | x | x | x | x | x | x | x | x | x | x | 0 | 4153.2579 | 5610.9154 | 2999.6509 | 2999.6509 | 2999.6509 | 2999.6509 | 2999.6509 | 0 | 0 | 0 | -10.9174 | -8.1817 | 7.5193 | 24.4129 | 55.8469 | 93.8997 | 132.4264 | 0 | 0 | 0 | 281.1035 | 340.912 | 144.5509 | 157.4299 | 159.8192 | 212.5066 | 284.4616 | 0 | 0 | 0 | 4423.444 | 5943.6457 | 3151.7211 | 3181.4937 | 3215.317 | 3306.0572 | 3416.5389 | 0 | 0 | 0
472 | Comms program | Replacement - Other | Communications | FALSE | Communications | Network | Materials | 40% | 0 | 0 | 0 | 4293.8203 | 5890.6659 | 7135.3621 | 7296.2221 | 6647.762 | 4283.1836 | 6549.0287 | 0 | 0 | 0 | 0 | 0 | 0 | 0 | 0 | 0 | 0 | 0 | 0 | 0 | 0 | 0 | 291.383 | 358.4319 | 342.9878 | 379.8344 | 347.7141 | 294.2266 | 594.796 | 0 | 0 | 0 | 0 | 4585.2034 | 6249.0978 | 7478.3499 | 7676.0565 | 6995.4761 | 4577.4101 | 7143.8246 | 0 | 0 | 0% | 0% | 0% | 0% | 0% | 0% | 0% | 0% | 0% | 0% | 0% | x | x | x | x | x | x | x | x | x | x | 0 | 4293.8203 | 5890.6659 | 7135.3621 | 7296.2221 | 6647.762 | 4283.1836 | 6549.0287 | 0 | 0 | 0 | 0 | 0 | 0 | 0 | 0 | 0 | 0 | 0 | 0 | 0 | 291.383 | 358.4319 | 342.9878 | 379.8344 | 347.7141 | 294.2266 | 594.796 | 0 | 0 | 0 | 4585.2034 | 6249.0978 | 7478.3499 | 7676.0565 | 6995.4761 | 4577.4101 | 7143.8246 | 0 | 0 | 0
473 | Comms program | Replacement - Other | Communications | FALSE | Communications | Network | Labour - Internal | 10% | 0 | 0 | 0 | 1073.4551 | 1472.6665 | 1783.8405 | 1824.0555 | 1661.9405 | 1070.7959 | 1637.2572 | 0 | 0 | 0 | 0 | 3.9278 | 14.5395 | 26.9719 | 36.8533 | 46.7985 | 42.2722 | 83.3698 | 0 | 0 | 0 | 0 | 73.1123 | 90.4927 | 87.0435 | 96.8771 | 89.3764 | 76.4605 | 156.2708 | 0 | 0 | 0 | 0 | 1150.4952 | 1577.6986 | 1897.8559 | 1957.786 | 1798.1153 | 1189.5286 | 1876.8978 | 0 | 0 | 0% | 0% | 0% | 0% | 0% | 0% | 0% | 0% | 0% | 0% | 0% | x | x | x | x | x | x | x | x | x | x | 0 | 1073.4551 | 1472.6665 | 1783.8405 | 1824.0555 | 1661.9405 | 1070.7959 | 1637.2572 | 0 | 0 | 0 | 3.9278 | 14.5395 | 26.9719 | 36.8533 | 46.7985 | 42.2722 | 83.3698 | 0 | 0 | 0 | 73.1123 | 90.4927 | 87.0435 | 96.8771 | 89.3764 | 76.4605 | 156.2708 | 0 | 0 | 0 | 1150.4952 | 1577.6986 | 1897.8559 | 1957.786 | 1798.1153 | 1189.5286 | 1876.8978 | 0 | 0 | 0
474 | Comms program | Replacement - Other | Communications | FALSE | Communications | Network | Labour - External | 50% | 0 | 0 | 0 | 5367.2754 | 7363.3324 | 8919.2027 | 9120.2776 | 8309.7025 | 5353.9795 | 8186.2859 | 0 | 0 | 0 | 0 | -14.1086 | -10.7371 | 22.358 | 74.2261 | 154.7084 | 167.5985 | 361.4022 | 0 | 0 | 0 | 0 | 363.2714 | 447.3866 | 429.8095 | 478.6571 | 442.7348 | 379.2961 | 776.3182 | 0 | 0 | 0 | 0 | 5716.4382 | 7799.9819 | 9371.3702 | 9673.1608 | 8907.1456 | 5900.8741 | 9324.0063 | 0 | 0 | 0% | 0% | 0% | 0% | 0% | 0% | 0% | 0% | 0% | 0% | 0% | x | x | x | x | x | x | x | x | x | x | 0 | 5367.2754 | 7363.3324 | 8919.2027 | 9120.2776 | 8309.7025 | 5353.9795 | 8186.2859 | 0 | 0 | 0 | -14.1086 | -10.7371 | 22.358 | 74.2261 | 154.7084 | 167.5985 | 361.4022 | 0 | 0 | 0 | 363.2714 | 447.3866 | 429.8095 | 478.6571 | 442.7348 | 379.2961 | 776.3182 | 0 | 0 | 0 | 5716.4382 | 7799.9819 | 9371.3702 | 9673.1608 | 8907.1456 | 5900.8741 | 9324.0063 | 0 | 0 | 0
475 | Comms program - safety and security | Security and Compliance | Communications (S&C) | FALSE | Communications | Network | Materials | 40% | 0 | 0 | 0 | 292.853 | 1895.0724 | 312.4113 | 12.5508 | 832.5391 | 2824.3575 | 740.4996 | 0 | 0 | 0 | 0 | 0 | 0 | 0 | 0 | 0 | 0 | 0 | 0 | 0 | 0 | 0 | 19.8733 | 115.3103 | 15.0172 | 0.65338 | 43.5463 | 194.0148 | 67.2537 | 0 | 0 | 0 | 0 | 312.7263 | 2010.3827 | 327.4286 | 13.2042 | 876.0854 | 3018.3723 | 807.7533 | 0 | 0 | 0% | 0% | 0% | 0% | 0% | 0% | 0% | 0% | 0% | 0% | 0% | x | x | x | x | x | x | x | x | x | x | 0 | 292.853 | 1895.0724 | 312.4113 | 12.5508 | 832.5391 | 2824.3575 | 740.4996 | 0 | 0 | 0 | 0 | 0 | 0 | 0 | 0 | 0 | 0 | 0 | 0 | 0 | 19.8733 | 115.3103 | 15.0172 | 0.65338 | 43.5463 | 194.0148 | 67.2537 | 0 | 0 | 0 | 312.7263 | 2010.3827 | 327.4286 | 13.2042 | 876.0854 | 3018.3723 | 807.7533 | 0 | 0 | 0
476 | Comms program - safety and security | Security and Compliance | Communications (S&C) | FALSE | Communications | Network | Labour - Internal | 10% | 0 | 0 | 0 | 73.2132 | 473.7681 | 78.1028 | 3.1377 | 208.1348 | 706.0894 | 185.1249 | 0 | 0 | 0 | 0 | 0.26789 | 4.6775 | 1.1809 | 0.063395 | 5.8609 | 27.8746 | 9.4266 | 0 | 0 | 0 | 0 | 4.9865 | 29.1122 | 3.8111 | 0.16665 | 11.1931 | 50.4185 | 17.6696 | 0 | 0 | 0 | 0 | 78.4676 | 507.5577 | 83.0948 | 3.3678 | 225.1888 | 784.3824 | 212.2211 | 0 | 0 | 0% | 0% | 0% | 0% | 0% | 0% | 0% | 0% | 0% | 0% | 0% | x | x | x | x | x | x | x | x | x | x | 0 | 73.2132 | 473.7681 | 78.1028 | 3.1377 | 208.1348 | 706.0894 | 185.1249 | 0 | 0 | 0 | 0.26789 | 4.6775 | 1.1809 | 0.063395 | 5.8609 | 27.8746 | 9.4266 | 0 | 0 | 0 | 4.9865 | 29.1122 | 3.8111 | 0.16665 | 11.1931 | 50.4185 | 17.6696 | 0 | 0 | 0 | 78.4676 | 507.5577 | 83.0948 | 3.3678 | 225.1888 | 784.3824 | 212.2211 | 0 | 0 | 0
477 | Comms program - safety and security | Security and Compliance | Communications (S&C) | FALSE | Communications | Network | Labour - External | 50% | 0 | 0 | 0 | 366.0662 | 2368.8404 | 390.5142 | 15.6886 | 1040.6739 | 3530.4469 | 925.6245 | 0 | 0 | 0 | 0 | -0.96225 | -3.4542 | 0.97891 | 0.12768 | 19.3751 | 110.5155 | 40.8638 | 0 | 0 | 0 | 0 | 24.7763 | 143.9277 | 18.8186 | 0.82338 | 55.4463 | 250.1102 | 87.7784 | 0 | 0 | 0 | 0 | 389.8803 | 2509.3139 | 410.3117 | 16.6396 | 1115.4953 | 3891.0726 | 1054.2667 | 0 | 0 | 0% | 0% | 0% | 0% | 0% | 0% | 0% | 0% | 0% | 0% | 0% | x | x | x | x | x | x | x | x | x | x | 0 | 366.0662 | 2368.8404 | 390.5142 | 15.6886 | 1040.6739 | 3530.4469 | 925.6245 | 0 | 0 | 0 | -0.96225 | -3.4542 | 0.97891 | 0.12768 | 19.3751 | 110.5155 | 40.8638 | 0 | 0 | 0 | 24.7763 | 143.9277 | 18.8186 | 0.82338 | 55.4463 | 250.1102 | 87.7784 | 0 | 0 | 0 | 389.8803 | 2509.3139 | 410.3117 | 16.6396 | 1115.4953 | 3891.0726 | 1054.2667 | 0 | 0 | 0
478 | Non-System - Motor Vehicles | Non Network - Vehicles | Vehicles | FALSE | Vehicles | Other (Non-Network) | Materials | 40% | 0 | 0 | 0 | 163.1609 | 899.4769 | 485.2992 | 633.8175 | 732.1324 | 481.1156 | 495.7582 | 307.5451 | 307.5451 | 0 | 0 | 0 | 0 | 0 | 0 | 0 | 0 | 0 | 0 | 0 | 0 | 0 | 0 | 0 | 0 | 0 | 0 | 0 | 0 | 0 | 0 | 0 | 0 | 163.1609 | 899.4769 | 485.2992 | 633.8175 | 732.1324 | 481.1156 | 495.7582 | 307.5451 | 307.5451 | 0% | 0% | 0% | 0% | 0% | 0% | 0% | 0% | 0% | 0% | 0% | x | x | x | x | x | x | x | x | x | x | 0 | 163.1609 | 899.4769 | 485.2992 | 633.8175 | 732.1324 | 481.1156 | 495.7582 | 307.5451 | 307.5451 | 0 | 0 | 0 | 0 | 0 | 0 | 0 | 0 | 0 | 0 | 0 | 0 | 0 | 0 | 0 | 0 | 0 | 0 | 0 | 0 | 0 | 163.1609 | 899.4769 | 485.2992 | 633.8175 | 732.1324 | 481.1156 | 495.7582 | 307.5451 | 307.5451 | 0
479 | Non-System - Motor Vehicles | Non Network - Vehicles | Vehicles | FALSE | Vehicles | Other (Non-Network) | Labour - Internal | 10% | 0 | 0 | 0 | 40.7902 | 224.8692 | 121.3248 | 158.4544 | 183.0331 | 120.2789 | 123.9396 | 76.8863 | 76.8863 | 0 | 0 | 0.14925 | 2.2201 | 1.8344 | 3.2014 | 5.154 | 4.7483 | 6.3111 | 4.8046 | 5.7039 | 0 | 0 | 0 | 0 | 0 | 0 | 0 | 0 | 0 | 0 | 0 | 0 | 0 | 40.9395 | 227.0893 | 123.1592 | 161.6558 | 188.1871 | 125.0272 | 130.2506 | 81.6909 | 82.5902 | 0% | 0% | 0% | 0% | 0% | 0% | 0% | 0% | 0% | 0% | 0% | x | x | x | x | x | x | x | x | x | x | 0 | 40.7902 | 224.8692 | 121.3248 | 158.4544 | 183.0331 | 120.2789 | 123.9396 | 76.8863 | 76.8863 | 0 | 0.14925 | 2.2201 | 1.8344 | 3.2014 | 5.154 | 4.7483 | 6.3111 | 4.8046 | 5.7039 | 0 | 0 | 0 | 0 | 0 | 0 | 0 | 0 | 0 | 0 | 0 | 40.9395 | 227.0893 | 123.1592 | 161.6558 | 188.1871 | 125.0272 | 130.2506 | 81.6909 | 82.5902 | 0
480 | Non-System - Motor Vehicles | Non Network - Vehicles | Vehicles | FALSE | Vehicles | Other (Non-Network) | Labour - External | 50% | 0 | 0 | 0 | 203.9512 | 1124.3461 | 606.624 | 792.2718 | 915.1655 | 601.3945 | 619.6978 | 384.4314 | 384.4314 | 0 | 0 | -0.53611 | -1.6395 | 1.5206 | 6.448 | 17.0384 | 18.8258 | 27.358 | 21.9706 | 27.0319 | 0 | 0 | 0 | 0 | 0 | 0 | 0 | 0 | 0 | 0 | 0 | 0 | 0 | 203.4151 | 1122.7066 | 608.1446 | 798.7198 | 932.2038 | 620.2202 | 647.0557 | 406.402 | 411.4633 | 0% | 0% | 0% | 0% | 0% | 0% | 0% | 0% | 0% | 0% | 0% | x | x | x | x | x | x | x | x | x | x | 0 | 203.9512 | 1124.3461 | 606.624 | 792.2718 | 915.1655 | 601.3945 | 619.6978 | 384.4314 | 384.4314 | 0 | -0.53611 | -1.6395 | 1.5206 | 6.448 | 17.0384 | 18.8258 | 27.358 | 21.9706 | 27.0319 | 0 | 0 | 0 | 0 | 0 | 0 | 0 | 0 | 0 | 0 | 0 | 203.4151 | 1122.7066 | 608.1446 | 798.7198 | 932.2038 | 620.2202 | 647.0557 | 406.402 | 411.4633 | 0
481 | Non-System - Premises | Non Network - Premises | Premises | FALSE | Premises | Other (Non-Network) | Materials | 40% | 0 | 0 | 0 | 664.8674 | 664.8674 | 770.5116 | 828.4956 | 944.1014 | 774.5687 | 796.5089 | 643.4434 | 643.4434 | 0 | 0 | 0 | 0 | 0 | 0 | 0 | 0 | 0 | 0 | 0 | 0 | 0 | 0 | 0 | 0 | 0 | 0 | 0 | 0 | 0 | 0 | 0 | 0 | 664.8674 | 664.8674 | 770.5116 | 828.4956 | 944.1014 | 774.5687 | 796.5089 | 643.4434 | 643.4434 | 0% | 0% | 0% | 0% | 0% | 0% | 0% | 0% | 0% | 0% | 0% | x | x | x | x | x | x | x | x | x | x | 0 | 664.8674 | 664.8674 | 770.5116 | 828.4956 | 944.1014 | 774.5687 | 796.5089 | 643.4434 | 643.4434 | 0 | 0 | 0 | 0 | 0 | 0 | 0 | 0 | 0 | 0 | 0 | 0 | 0 | 0 | 0 | 0 | 0 | 0 | 0 | 0 | 0 | 664.8674 | 664.8674 | 770.5116 | 828.4956 | 944.1014 | 774.5687 | 796.5089 | 643.4434 | 643.4434 | 0
482 | Non-System - Premises | Non Network - Premises | Premises | FALSE | Premises | Other (Non-Network) | Labour - Internal | 10% | 0 | 0 | 0 | 166.2168 | 166.2168 | 192.6279 | 207.1239 | 236.0254 | 193.6422 | 199.1272 | 160.8609 | 160.8609 | 0 | 0 | 0.6082 | 1.641 | 2.9126 | 4.1847 | 6.6462 | 7.6445 | 10.1396 | 10.0521 | 11.9336 | 0 | 0 | 0 | 0 | 0 | 0 | 0 | 0 | 0 | 0 | 0 | 0 | 0 | 166.825 | 167.8579 | 195.5405 | 211.3086 | 242.6716 | 201.2867 | 209.2669 | 170.913 | 172.7944 | 0% | 0% | 0% | 0% | 0% | 0% | 0% | 0% | 0% | 0% | 0% | x | x | x | x | x | x | x | x | x | x | 0 | 166.2168 | 166.2168 | 192.6279 | 207.1239 | 236.0254 | 193.6422 | 199.1272 | 160.8609 | 160.8609 | 0 | 0.6082 | 1.641 | 2.9126 | 4.1847 | 6.6462 | 7.6445 | 10.1396 | 10.0521 | 11.9336 | 0 | 0 | 0 | 0 | 0 | 0 | 0 | 0 | 0 | 0 | 0 | 166.825 | 167.8579 | 195.5405 | 211.3086 | 242.6716 | 201.2867 | 209.2669 | 170.913 | 172.7944 | 0
483 | Non-System - Premises | Non Network - Premises | Premises | FALSE | Premises | Other (Non-Network) | Labour - External | 50% | 0 | 0 | 0 | 831.0842 | 831.0842 | 963.1395 | 1035.6194 | 1180.1268 | 968.2108 | 995.6362 | 804.3043 | 804.3043 | 0 | 0 | -2.1846 | -1.2119 | 2.4143 | 8.4285 | 21.9714 | 30.3084 | 43.9546 | 45.9668 | 56.5559 | 0 | 0 | 0 | 0 | 0 | 0 | 0 | 0 | 0 | 0 | 0 | 0 | 0 | 828.8996 | 829.8724 | 965.5538 | 1044.0479 | 1202.0981 | 998.5193 | 1039.5908 | 850.271 | 860.8602 | 0% | 0% | 0% | 0% | 0% | 0% | 0% | 0% | 0% | 0% | 0% | x | x | x | x | x | x | x | x | x | x | 0 | 831.0842 | 831.0842 | 963.1395 | 1035.6194 | 1180.1268 | 968.2108 | 995.6362 | 804.3043 | 804.3043 | 0 | -2.1846 | -1.2119 | 2.4143 | 8.4285 | 21.9714 | 30.3084 | 43.9546 | 45.9668 | 56.5559 | 0 | 0 | 0 | 0 | 0 | 0 | 0 | 0 | 0 | 0 | 0 | 828.8996 | 829.8724 | 965.5538 | 1044.0479 | 1202.0981 | 998.5193 | 1039.5908 | 850.271 | 860.8602 | 0
484 | Non-System - Other | Non Network - Other | Other (Non-Network) | FALSE | Other (Non-Network) | Other (Non-Network) | Materials | 40% | 0 | 0 | 0 | 218.2411 | 232.8831 | 234.9273 | 231.5679 | 256.9227 | 234.9084 | 238.2419 | 201.0658 | 201.0658 | 0 | 0 | 0 | 0 | 0 | 0 | 0 | 0 | 0 | 0 | 0 | 0 | 0 | 0 | 0 | 0 | 0 | 0 | 0 | 0 | 0 | 0 | 0 | 0 | 218.2411 | 232.8831 | 234.9273 | 231.5679 | 256.9227 | 234.9084 | 238.2419 | 201.0658 | 201.0658 | 0% | 0% | 0% | 0% | 0% | 0% | 0% | 0% | 0% | 0% | 0% | x | x | x | x | x | x | x | x | x | x | 0 | 218.2411 | 232.8831 | 234.9273 | 231.5679 | 256.9227 | 234.9084 | 238.2419 | 201.0658 | 201.0658 | 0 | 0 | 0 | 0 | 0 | 0 | 0 | 0 | 0 | 0 | 0 | 0 | 0 | 0 | 0 | 0 | 0 | 0 | 0 | 0 | 0 | 218.2411 | 232.8831 | 234.9273 | 231.5679 | 256.9227 | 234.9084 | 238.2419 | 201.0658 | 201.0658 | 0
485 | Non-System - Other | Non Network - Other | Other (Non-Network) | FALSE | Other (Non-Network) | Other (Non-Network) | Labour - Internal | 10% | 0 | 0 | 0 | 54.5603 | 58.2208 | 58.7318 | 57.892 | 64.2307 | 58.7271 | 59.5605 | 50.2664 | 50.2664 | 0 | 0 | 0.19964 | 0.57481 | 0.88803 | 1.1697 | 1.8087 | 2.3184 | 3.0328 | 3.1411 | 3.7291 | 0 | 0 | 0 | 0 | 0 | 0 | 0 | 0 | 0 | 0 | 0 | 0 | 0 | 54.7599 | 58.7956 | 59.6199 | 59.0616 | 66.0393 | 61.0455 | 62.5933 | 53.4076 | 53.9955 | 0% | 0% | 0% | 0% | 0% | 0% | 0% | 0% | 0% | 0% | 0% | x | x | x | x | x | x | x | x | x | x | 0 | 54.5603 | 58.2208 | 58.7318 | 57.892 | 64.2307 | 58.7271 | 59.5605 | 50.2664 | 50.2664 | 0 | 0.19964 | 0.57481 | 0.88803 | 1.1697 | 1.8087 | 2.3184 | 3.0328 | 3.1411 | 3.7291 | 0 | 0 | 0 | 0 | 0 | 0 | 0 | 0 | 0 | 0 | 0 | 54.7599 | 58.7956 | 59.6199 | 59.0616 | 66.0393 | 61.0455 | 62.5933 | 53.4076 | 53.9955 | 0
486 | Non-System - Other | Non Network - Other | Other (Non-Network) | FALSE | Other (Non-Network) | Other (Non-Network) | Labour - External | 50% | 0 | 0 | 0 | 272.8014 | 291.1039 | 293.6592 | 289.4598 | 321.1534 | 293.6355 | 297.8024 | 251.3322 | 251.3322 | 0 | 0 | -0.71709 | -0.42448 | 0.73612 | 2.3558 | 5.9792 | 9.1918 | 13.1472 | 14.3639 | 17.6728 | 0 | 0 | 0 | 0 | 0 | 0 | 0 | 0 | 0 | 0 | 0 | 0 | 0 | 272.0843 | 290.6794 | 294.3953 | 291.8156 | 327.1326 | 302.8274 | 310.9495 | 265.6961 | 269.0051 | 0% | 0% | 0% | 0% | 0% | 0% | 0% | 0% | 0% | 0% | 0% | x | x | x | x | x | x | x | x | x | x | 0 | 272.8014 | 291.1039 | 293.6592 | 289.4598 | 321.1534 | 293.6355 | 297.8024 | 251.3322 | 251.3322 | 0 | -0.71709 | -0.42448 | 0.73612 | 2.3558 | 5.9792 | 9.1918 | 13.1472 | 14.3639 | 17.6728 | 0 | 0 | 0 | 0 | 0 | 0 | 0 | 0 | 0 | 0 | 0 | 272.0843 | 290.6794 | 294.3953 | 291.8156 | 327.1326 | 302.8274 | 310.9495 | 265.6961 | 269.0051 | 0
487 | IT Program - Current Period | Non Network - IT | IT | FALSE | IT | IT | Materials | 40% | 0 | 0 | 0 | 7840.768 | 7011.4611 | 0 | 0 | 0 | 0 | 0 | 0 | 0 | 0 | 0 | 0 | 0 | 0 | 0 | 0 | 0 | 0 | 0 | 0 | 0 | 0 | 153.8871 | 159.1817 | 0 | 0 | 0 | 0 | 0 | 0 | 0 | 0 | 0 | 7994.655 | 7170.6429 | 0 | 0 | 0 | 0 | 0 | 0 | 0 | 0% | 0% | 0% | 0% | 0% | 0% | 0% | 0% | 0% | 0% | 0% | x | x | x | x | x | x | x | x | x | x | 0 | 7840.768 | 7011.4611 | 0 | 0 | 0 | 0 | 0 | 0 | 0 | 0 | 0 | 0 | 0 | 0 | 0 | 0 | 0 | 0 | 0 | 0 | 153.8871 | 159.1817 | 0 | 0 | 0 | 0 | 0 | 0 | 0 | 0 | 7994.655 | 7170.6429 | 0 | 0 | 0 | 0 | 0 | 0 | 0 | 0
488 | IT Program - Current Period | Non Network - IT | IT | FALSE | IT | IT | Labour - Internal | 10% | 0 | 0 | 0 | 1960.192 | 1752.8653 | 0 | 0 | 0 | 0 | 0 | 0 | 0 | 0 | 0 | 7.1724 | 17.3058 | 0 | 0 | 0 | 0 | 0 | 0 | 0 | 0 | 0 | 38.6125 | 40.1883 | 0 | 0 | 0 | 0 | 0 | 0 | 0 | 0 | 0 | 2005.977 | 1810.3595 | 0 | 0 | 0 | 0 | 0 | 0 | 0 | 0% | 0% | 0% | 0% | 0% | 0% | 0% | 0% | 0% | 0% | 0% | x | x | x | x | x | x | x | x | x | x | 0 | 1960.192 | 1752.8653 | 0 | 0 | 0 | 0 | 0 | 0 | 0 | 0 | 7.1724 | 17.3058 | 0 | 0 | 0 | 0 | 0 | 0 | 0 | 0 | 38.6125 | 40.1883 | 0 | 0 | 0 | 0 | 0 | 0 | 0 | 0 | 2005.977 | 1810.3595 | 0 | 0 | 0 | 0 | 0 | 0 | 0 | 0
489 | IT Program - Current Period | Non Network - IT | IT | FALSE | IT | IT | Labour - External | 50% | 0 | 0 | 0 | 9800.96 | 8764.3264 | 0 | 0 | 0 | 0 | 0 | 0 | 0 | 0 | 0 | -25.7631 | -12.78 | 0 | 0 | 0 | 0 | 0 | 0 | 0 | 0 | 0 | 191.8532 | 198.687 | 0 | 0 | 0 | 0 | 0 | 0 | 0 | 0 | 0 | 9967.0501 | 8950.2334 | 0 | 0 | 0 | 0 | 0 | 0 | 0 | 0% | 0% | 0% | 0% | 0% | 0% | 0% | 0% | 0% | 0% | 0% | x | x | x | x | x | x | x | x | x | x | 0 | 9800.96 | 8764.3264 | 0 | 0 | 0 | 0 | 0 | 0 | 0 | 0 | -25.7631 | -12.78 | 0 | 0 | 0 | 0 | 0 | 0 | 0 | 0 | 191.8532 | 198.687 | 0 | 0 | 0 | 0 | 0 | 0 | 0 | 0 | 9967.0501 | 8950.2334 | 0 | 0 | 0 | 0 | 0 | 0 | 0 | 0
490 | Corporate Enablement | Non Network - IT | IT | FALSE | IT | IT | Materials | 40% | 0 | 0 | 0 | 0 | 0 | 119.233 | 95.3864 | 119.233 | 71.5398 | 71.5398 | 0 | 0 | 0 | 0 | 0 | 0 | 0 | 0 | 0 | 0 | 0 | 0 | 0 | 0 | 0 | 0 | 0 | 2.5861 | 1.9602 | 2.3787 | 1.8852 | 2.2437 | 0 | 0 | 0 | 0 | 0 | 0 | 121.8191 | 97.3466 | 121.6117 | 73.425 | 73.7835 | 0 | 0 | 0% | 0% | 0% | 0% | 0% | 0% | 0% | 0% | 0% | 0% | 0% | x | x | x | x | x | x | x | x | x | x | 0 | 0 | 0 | 119.233 | 95.3864 | 119.233 | 71.5398 | 71.5398 | 0 | 0 | 0 | 0 | 0 | 0 | 0 | 0 | 0 | 0 | 0 | 0 | 0 | 0 | 0 | 2.5861 | 1.9602 | 2.3787 | 1.8852 | 2.2437 | 0 | 0 | 0 | 0 | 0 | 121.8191 | 97.3466 | 121.6117 | 73.425 | 73.7835 | 0 | 0 | 0
491 | Corporate Enablement | Non Network - IT | IT | FALSE | IT | IT | Labour - Internal | 10% | 0 | 0 | 0 | 0 | 0 | 29.8082 | 23.8466 | 29.8082 | 17.8849 | 17.8849 | 0 | 0 | 0 | 0 | 0 | 0 | 0.4507 | 0.4818 | 0.83937 | 0.70605 | 0.91071 | 0 | 0 | 0 | 0 | 0 | 0 | 0.65631 | 0.49995 | 0.61143 | 0.4899 | 0.58948 | 0 | 0 | 0 | 0 | 0 | 0 | 30.9153 | 24.8283 | 31.259 | 19.0809 | 19.3851 | 0 | 0 | 0% | 0% | 0% | 0% | 0% | 0% | 0% | 0% | 0% | 0% | 0% | x | x | x | x | x | x | x | x | x | x | 0 | 0 | 0 | 29.8082 | 23.8466 | 29.8082 | 17.8849 | 17.8849 | 0 | 0 | 0 | 0 | 0 | 0.4507 | 0.4818 | 0.83937 | 0.70605 | 0.91071 | 0 | 0 | 0 | 0 | 0 | 0.65631 | 0.49995 | 0.61143 | 0.4899 | 0.58948 | 0 | 0 | 0 | 0 | 0 | 30.9153 | 24.8283 | 31.259 | 19.0809 | 19.3851 | 0 | 0 | 0
492 | Corporate Enablement | Non Network - IT | IT | FALSE | IT | IT | Labour - External | 50% | 0 | 0 | 0 | 0 | 0 | 149.0412 | 119.233 | 149.0412 | 89.4247 | 89.4247 | 0 | 0 | 0 | 0 | 0 | 0 | 0.37361 | 0.97039 | 2.7748 | 2.7993 | 3.9479 | 0 | 0 | 0 | 0 | 0 | 0 | 3.2408 | 2.4702 | 3.0288 | 2.4302 | 2.9284 | 0 | 0 | 0 | 0 | 0 | 0 | 152.6556 | 122.6736 | 154.8448 | 94.6543 | 96.301 | 0 | 0 | 0% | 0% | 0% | 0% | 0% | 0% | 0% | 0% | 0% | 0% | 0% | x | x | x | x | x | x | x | x | x | x | 0 | 0 | 0 | 149.0412 | 119.233 | 149.0412 | 89.4247 | 89.4247 | 0 | 0 | 0 | 0 | 0 | 0.37361 | 0.97039 | 2.7748 | 2.7993 | 3.9479 | 0 | 0 | 0 | 0 | 0 | 3.2408 | 2.4702 | 3.0288 | 2.4302 | 2.9284 | 0 | 0 | 0 | 0 | 0 | 152.6556 | 122.6736 | 154.8448 | 94.6543 | 96.301 | 0 | 0 | 0
493 | Corporate Enablement | Non Network - IT | IT | FALSE | In-house software | IT | Materials | 40% | 0 | 0 | 0 | 0 | 0 | 476.9319 | 381.5456 | 476.9319 | 286.1592 | 286.1592 | 0 | 0 | 0 | 0 | 0 | 0 | 0 | 0 | 0 | 0 | 0 | 0 | 0 | 0 | 0 | 0 | 0 | 10.3445 | 7.8408 | 9.515 | 7.5407 | 8.9747 | 0 | 0 | 0 | 0 | 0 | 0 | 487.2764 | 389.3864 | 486.4469 | 293.6999 | 295.1339 | 0 | 0 | 0% | 0% | 0% | 0% | 0% | 0% | 0% | 0% | 0% | 0% | 0% | x | x | x | x | x | x | x | x | x | x | 0 | 0 | 0 | 476.9319 | 381.5456 | 476.9319 | 286.1592 | 286.1592 | 0 | 0 | 0 | 0 | 0 | 0 | 0 | 0 | 0 | 0 | 0 | 0 | 0 | 0 | 0 | 10.3445 | 7.8408 | 9.515 | 7.5407 | 8.9747 | 0 | 0 | 0 | 0 | 0 | 487.2764 | 389.3864 | 486.4469 | 293.6999 | 295.1339 | 0 | 0 | 0
494 | Corporate Enablement | Non Network - IT | IT | FALSE | In-house software | IT | Labour - Internal | 10% | 0 | 0 | 0 | 0 | 0 | 119.233 | 95.3864 | 119.233 | 71.5398 | 71.5398 | 0 | 0 | 0 | 0 | 0 | 0 | 1.8028 | 1.9272 | 3.3575 | 2.8242 | 3.6428 | 0 | 0 | 0 | 0 | 0 | 0 | 2.6252 | 1.9998 | 2.4457 | 1.9596 | 2.3579 | 0 | 0 | 0 | 0 | 0 | 0 | 123.661 | 99.3134 | 125.0362 | 76.3236 | 77.5406 | 0 | 0 | 0% | 0% | 0% | 0% | 0% | 0% | 0% | 0% | 0% | 0% | 0% | x | x | x | x | x | x | x | x | x | x | 0 | 0 | 0 | 119.233 | 95.3864 | 119.233 | 71.5398 | 71.5398 | 0 | 0 | 0 | 0 | 0 | 1.8028 | 1.9272 | 3.3575 | 2.8242 | 3.6428 | 0 | 0 | 0 | 0 | 0 | 2.6252 | 1.9998 | 2.4457 | 1.9596 | 2.3579 | 0 | 0 | 0 | 0 | 0 | 123.661 | 99.3134 | 125.0362 | 76.3236 | 77.5406 | 0 | 0 | 0
495 | Corporate Enablement | Non Network - IT | IT | FALSE | In-house software | IT | Labour - External | 50% | 0 | 0 | 0 | 0 | 0 | 596.1649 | 476.9319 | 596.1649 | 357.699 | 357.699 | 0 | 0 | 0 | 0 | 0 | 0 | 1.4944 | 3.8815 | 11.0993 | 11.1972 | 15.7914 | 0 | 0 | 0 | 0 | 0 | 0 | 12.963 | 9.8808 | 12.1151 | 9.721 | 11.7137 | 0 | 0 | 0 | 0 | 0 | 0 | 610.6224 | 490.6943 | 619.3793 | 378.6172 | 385.2041 | 0 | 0 | 0% | 0% | 0% | 0% | 0% | 0% | 0% | 0% | 0% | 0% | 0% | x | x | x | x | x | x | x | x | x | x | 0 | 0 | 0 | 596.1649 | 476.9319 | 596.1649 | 357.699 | 357.699 | 0 | 0 | 0 | 0 | 0 | 1.4944 | 3.8815 | 11.0993 | 11.1972 | 15.7914 | 0 | 0 | 0 | 0 | 0 | 12.963 | 9.8808 | 12.1151 | 9.721 | 11.7137 | 0 | 0 | 0 | 0 | 0 | 610.6224 | 490.6943 | 619.3793 | 378.6172 | 385.2041 | 0 | 0 | 0
496 | Workforce Collaboration | Non Network - IT | IT | FALSE | IT | IT | Materials | 40% | 0 | 0 | 0 | 0 | 0 | 68.7549 | 68.7549 | 68.7549 | 68.7549 | 68.7549 | 0 | 0 | 0 | 0 | 0 | 0 | 0 | 0 | 0 | 0 | 0 | 0 | 0 | 0 | 0 | 0 | 0 | 1.4913 | 1.4129 | 1.3717 | 1.8118 | 2.1563 | 0 | 0 | 0 | 0 | 0 | 0 | 70.2462 | 70.1678 | 70.1266 | 70.5667 | 70.9113 | 0 | 0 | 0% | 0% | 0% | 0% | 0% | 0% | 0% | 0% | 0% | 0% | 0% | x | x | x | x | x | x | x | x | x | x | 0 | 0 | 0 | 68.7549 | 68.7549 | 68.7549 | 68.7549 | 68.7549 | 0 | 0 | 0 | 0 | 0 | 0 | 0 | 0 | 0 | 0 | 0 | 0 | 0 | 0 | 0 | 1.4913 | 1.4129 | 1.3717 | 1.8118 | 2.1563 | 0 | 0 | 0 | 0 | 0 | 70.2462 | 70.1678 | 70.1266 | 70.5667 | 70.9113 | 0 | 0 | 0
497 | Workforce Collaboration | Non Network - IT | IT | FALSE | IT | IT | Labour - Internal | 10% | 0 | 0 | 0 | 0 | 0 | 17.1887 | 17.1887 | 17.1887 | 17.1887 | 17.1887 | 0 | 0 | 0 | 0 | 0 | 0 | 0.2599 | 0.34728 | 0.48402 | 0.67857 | 0.87526 | 0 | 0 | 0 | 0 | 0 | 0 | 0.37845 | 0.36037 | 0.35258 | 0.47083 | 0.56654 | 0 | 0 | 0 | 0 | 0 | 0 | 17.8271 | 17.8964 | 18.0253 | 18.3381 | 18.6305 | 0 | 0 | 0% | 0% | 0% | 0% | 0% | 0% | 0% | 0% | 0% | 0% | 0% | x | x | x | x | x | x | x | x | x | x | 0 | 0 | 0 | 17.1887 | 17.1887 | 17.1887 | 17.1887 | 17.1887 | 0 | 0 | 0 | 0 | 0 | 0.2599 | 0.34728 | 0.48402 | 0.67857 | 0.87526 | 0 | 0 | 0 | 0 | 0 | 0.37845 | 0.36037 | 0.35258 | 0.47083 | 0.56654 | 0 | 0 | 0 | 0 | 0 | 17.8271 | 17.8964 | 18.0253 | 18.3381 | 18.6305 | 0 | 0 | 0
498 | Workforce Collaboration | Non Network - IT | IT | FALSE | IT | IT | Labour - External | 50% | 0 | 0 | 0 | 0 | 0 | 85.9436 | 85.9436 | 85.9436 | 85.9436 | 85.9436 | 0 | 0 | 0 | 0 | 0 | 0 | 0.21544 | 0.69946 | 1.6001 | 2.6903 | 3.7942 | 0 | 0 | 0 | 0 | 0 | 0 | 1.8688 | 1.7805 | 1.7465 | 2.3356 | 2.8144 | 0 | 0 | 0 | 0 | 0 | 0 | 88.0278 | 88.4236 | 89.2902 | 90.9696 | 92.5522 | 0 | 0 | 0% | 0% | 0% | 0% | 0% | 0% | 0% | 0% | 0% | 0% | 0% | x | x | x | x | x | x | x | x | x | x | 0 | 0 | 0 | 85.9436 | 85.9436 | 85.9436 | 85.9436 | 85.9436 | 0 | 0 | 0 | 0 | 0 | 0.21544 | 0.69946 | 1.6001 | 2.6903 | 3.7942 | 0 | 0 | 0 | 0 | 0 | 1.8688 | 1.7805 | 1.7465 | 2.3356 | 2.8144 | 0 | 0 | 0 | 0 | 0 | 88.0278 | 88.4236 | 89.2902 | 90.9696 | 92.5522 | 0 | 0 | 0
499 | Workforce Collaboration | Non Network - IT | IT | FALSE | In-house software | IT | Materials | 40% | 0 | 0 | 0 | 0 | 0 | 275.0196 | 275.0196 | 275.0196 | 275.0196 | 275.0196 | 0 | 0 | 0 | 0 | 0 | 0 | 0 | 0 | 0 | 0 | 0 | 0 | 0 | 0 | 0 | 0 | 0 | 5.9651 | 5.6517 | 5.4867 | 7.2472 | 8.6254 | 0 | 0 | 0 | 0 | 0 | 0 | 280.9847 | 280.6713 | 280.5064 | 282.2668 | 283.645 | 0 | 0 | 0% | 0% | 0% | 0% | 0% | 0% | 0% | 0% | 0% | 0% | 0% | x | x | x | x | x | x | x | x | x | x | 0 | 0 | 0 | 275.0196 | 275.0196 | 275.0196 | 275.0196 | 275.0196 | 0 | 0 | 0 | 0 | 0 | 0 | 0 | 0 | 0 | 0 | 0 | 0 | 0 | 0 | 0 | 5.9651 | 5.6517 | 5.4867 | 7.2472 | 8.6254 | 0 | 0 | 0 | 0 | 0 | 280.9847 | 280.6713 | 280.5064 | 282.2668 | 283.645 | 0 | 0 | 0
500 | Workforce Collaboration | Non Network - IT | IT | FALSE | In-house software | IT | Labour - Internal | 10% | 0 | 0 | 0 | 0 | 0 | 68.7549 | 68.7549 | 68.7549 | 68.7549 | 68.7549 | 0 | 0 | 0 | 0 | 0 | 0 | 1.0396 | 1.3891 | 1.9361 | 2.7143 | 3.501 | 0 | 0 | 0 | 0 | 0 | 0 | 1.5138 | 1.4415 | 1.4103 | 1.8833 | 2.2661 | 0 | 0 | 0 | 0 | 0 | 0 | 71.3083 | 71.5855 | 72.1013 | 73.3525 | 74.5221 | 0 | 0 | 0% | 0% | 0% | 0% | 0% | 0% | 0% | 0% | 0% | 0% | 0% | x | x | x | x | x | x | x | x | x | x | 0 | 0 | 0 | 68.7549 | 68.7549 | 68.7549 | 68.7549 | 68.7549 | 0 | 0 | 0 | 0 | 0 | 1.0396 | 1.3891 | 1.9361 | 2.7143 | 3.501 | 0 | 0 | 0 | 0 | 0 | 1.5138 | 1.4415 | 1.4103 | 1.8833 | 2.2661 | 0 | 0 | 0 | 0 | 0 | 71.3083 | 71.5855 | 72.1013 | 73.3525 | 74.5221 | 0 | 0 | 0
501 | Workforce Collaboration | Non Network - IT | IT | FALSE | In-house software | IT | Labour - External | 50% | 0 | 0 | 0 | 0 | 0 | 343.7746 | 343.7746 | 343.7746 | 343.7746 | 343.7746 | 0 | 0 | 0 | 0 | 0 | 0 | 0.86175 | 2.7978 | 6.4003 | 10.7614 | 15.1767 | 0 | 0 | 0 | 0 | 0 | 0 | 7.475 | 7.1221 | 6.9861 | 9.3425 | 11.2577 | 0 | 0 | 0 | 0 | 0 | 0 | 352.1113 | 353.6945 | 357.161 | 363.8785 | 370.209 | 0 | 0 | 0% | 0% | 0% | 0% | 0% | 0% | 0% | 0% | 0% | 0% | 0% | x | x | x | x | x | x | x | x | x | x | 0 | 0 | 0 | 343.7746 | 343.7746 | 343.7746 | 343.7746 | 343.7746 | 0 | 0 | 0 | 0 | 0 | 0.86175 | 2.7978 | 6.4003 | 10.7614 | 15.1767 | 0 | 0 | 0 | 0 | 0 | 7.475 | 7.1221 | 6.9861 | 9.3425 | 11.2577 | 0 | 0 | 0 | 0 | 0 | 352.1113 | 353.6945 | 357.161 | 363.8785 | 370.209 | 0 | 0 | 0
502 | Information Management | Non Network - IT | IT | FALSE | IT | IT | Materials | 40% | 0 | 0 | 0 | 0 | 0 | 142.1085 | 113.6868 | 113.6868 | 85.2651 | 113.6868 | 0 | 0 | 0 | 0 | 0 | 0 | 0 | 0 | 0 | 0 | 0 | 0 | 0 | 0 | 0 | 0 | 0 | 3.0823 | 2.3363 | 2.2681 | 2.2469 | 3.5655 | 0 | 0 | 0 | 0 | 0 | 0 | 145.1908 | 116.0231 | 115.9549 | 87.512 | 117.2523 | 0 | 0 | 0% | 0% | 0% | 0% | 0% | 0% | 0% | 0% | 0% | 0% | 0% | x | x | x | x | x | x | x | x | x | x | 0 | 0 | 0 | 142.1085 | 113.6868 | 113.6868 | 85.2651 | 113.6868 | 0 | 0 | 0 | 0 | 0 | 0 | 0 | 0 | 0 | 0 | 0 | 0 | 0 | 0 | 0 | 3.0823 | 2.3363 | 2.2681 | 2.2469 | 3.5655 | 0 | 0 | 0 | 0 | 0 | 145.1908 | 116.0231 | 115.9549 | 87.512 | 117.2523 | 0 | 0 | 0
503 | Information Management | Non Network - IT | IT | FALSE | IT | IT | Labour - Internal | 10% | 0 | 0 | 0 | 0 | 0 | 35.5271 | 28.4217 | 28.4217 | 21.3163 | 28.4217 | 0 | 0 | 0 | 0 | 0 | 0 | 0.53717 | 0.57423 | 0.80033 | 0.84151 | 1.4472 | 0 | 0 | 0 | 0 | 0 | 0 | 0.78222 | 0.59587 | 0.58299 | 0.58389 | 0.93677 | 0 | 0 | 0 | 0 | 0 | 0 | 36.8465 | 29.5918 | 29.805 | 22.7417 | 30.8057 | 0 | 0 | 0% | 0% | 0% | 0% | 0% | 0% | 0% | 0% | 0% | 0% | 0% | x | x | x | x | x | x | x | x | x | x | 0 | 0 | 0 | 35.5271 | 28.4217 | 28.4217 | 21.3163 | 28.4217 | 0 | 0 | 0 | 0 | 0 | 0.53717 | 0.57423 | 0.80033 | 0.84151 | 1.4472 | 0 | 0 | 0 | 0 | 0 | 0.78222 | 0.59587 | 0.58299 | 0.58389 | 0.93677 | 0 | 0 | 0 | 0 | 0 | 36.8465 | 29.5918 | 29.805 | 22.7417 | 30.8057 | 0 | 0 | 0
504 | Information Management | Non Network - IT | IT | FALSE | IT | IT | Labour - External | 50% | 0 | 0 | 0 | 0 | 0 | 177.6356 | 142.1085 | 142.1085 | 106.5814 | 142.1085 | 0 | 0 | 0 | 0 | 0 | 0 | 0.44528 | 1.1566 | 2.6457 | 3.3364 | 6.2737 | 0 | 0 | 0 | 0 | 0 | 0 | 3.8625 | 2.9441 | 2.8879 | 2.8965 | 4.6537 | 0 | 0 | 0 | 0 | 0 | 0 | 181.9434 | 146.2092 | 147.6422 | 112.8143 | 153.0359 | 0 | 0 | 0% | 0% | 0% | 0% | 0% | 0% | 0% | 0% | 0% | 0% | 0% | x | x | x | x | x | x | x | x | x | x | 0 | 0 | 0 | 177.6356 | 142.1085 | 142.1085 | 106.5814 | 142.1085 | 0 | 0 | 0 | 0 | 0 | 0.44528 | 1.1566 | 2.6457 | 3.3364 | 6.2737 | 0 | 0 | 0 | 0 | 0 | 3.8625 | 2.9441 | 2.8879 | 2.8965 | 4.6537 | 0 | 0 | 0 | 0 | 0 | 181.9434 | 146.2092 | 147.6422 | 112.8143 | 153.0359 | 0 | 0 | 0
505 | Information Management | Non Network - IT | IT | FALSE | In-house software | IT | Materials | 40% | 0 | 0 | 0 | 0 | 0 | 568.4341 | 454.7472 | 454.7472 | 341.0604 | 454.7472 | 0 | 0 | 0 | 0 | 0 | 0 | 0 | 0 | 0 | 0 | 0 | 0 | 0 | 0 | 0 | 0 | 0 | 12.3291 | 9.3451 | 9.0724 | 8.9874 | 14.2621 | 0 | 0 | 0 | 0 | 0 | 0 | 580.7632 | 464.0924 | 463.8196 | 350.0479 | 469.0094 | 0 | 0 | 0% | 0% | 0% | 0% | 0% | 0% | 0% | 0% | 0% | 0% | 0% | x | x | x | x | x | x | x | x | x | x | 0 | 0 | 0 | 568.4341 | 454.7472 | 454.7472 | 341.0604 | 454.7472 | 0 | 0 | 0 | 0 | 0 | 0 | 0 | 0 | 0 | 0 | 0 | 0 | 0 | 0 | 0 | 12.3291 | 9.3451 | 9.0724 | 8.9874 | 14.2621 | 0 | 0 | 0 | 0 | 0 | 580.7632 | 464.0924 | 463.8196 | 350.0479 | 469.0094 | 0 | 0 | 0
506 | Information Management | Non Network - IT | IT | FALSE | In-house software | IT | Labour - Internal | 10% | 0 | 0 | 0 | 0 | 0 | 142.1085 | 113.6868 | 113.6868 | 85.2651 | 113.6868 | 0 | 0 | 0 | 0 | 0 | 0 | 2.1487 | 2.2969 | 3.2013 | 3.366 | 5.789 | 0 | 0 | 0 | 0 | 0 | 0 | 3.1289 | 2.3835 | 2.332 | 2.3356 | 3.7471 | 0 | 0 | 0 | 0 | 0 | 0 | 147.3861 | 118.3672 | 119.2201 | 90.9667 | 123.2229 | 0 | 0 | 0% | 0% | 0% | 0% | 0% | 0% | 0% | 0% | 0% | 0% | 0% | x | x | x | x | x | x | x | x | x | x | 0 | 0 | 0 | 142.1085 | 113.6868 | 113.6868 | 85.2651 | 113.6868 | 0 | 0 | 0 | 0 | 0 | 2.1487 | 2.2969 | 3.2013 | 3.366 | 5.789 | 0 | 0 | 0 | 0 | 0 | 3.1289 | 2.3835 | 2.332 | 2.3356 | 3.7471 | 0 | 0 | 0 | 0 | 0 | 147.3861 | 118.3672 | 119.2201 | 90.9667 | 123.2229 | 0 | 0 | 0
507 | Information Management | Non Network - IT | IT | FALSE | In-house software | IT | Labour - External | 50% | 0 | 0 | 0 | 0 | 0 | 710.5426 | 568.4341 | 568.4341 | 426.3255 | 568.4341 | 0 | 0 | 0 | 0 | 0 | 0 | 1.7811 | 4.6262 | 10.583 | 13.3455 | 25.0948 | 0 | 0 | 0 | 0 | 0 | 0 | 15.45 | 11.7765 | 11.5516 | 11.586 | 18.6147 | 0 | 0 | 0 | 0 | 0 | 0 | 727.7737 | 584.8368 | 590.5686 | 451.257 | 612.1436 | 0 | 0 | 0% | 0% | 0% | 0% | 0% | 0% | 0% | 0% | 0% | 0% | 0% | x | x | x | x | x | x | x | x | x | x | 0 | 0 | 0 | 710.5426 | 568.4341 | 568.4341 | 426.3255 | 568.4341 | 0 | 0 | 0 | 0 | 0 | 1.7811 | 4.6262 | 10.583 | 13.3455 | 25.0948 | 0 | 0 | 0 | 0 | 0 | 15.45 | 11.7765 | 11.5516 | 11.586 | 18.6147 | 0 | 0 | 0 | 0 | 0 | 727.7737 | 584.8368 | 590.5686 | 451.257 | 612.1436 | 0 | 0 | 0
508 | Cyber Security | Non Network - IT | IT | FALSE | IT | IT | Materials | 40% | 0 | 0 | 0 | 0 | 0 | 349.5177 | 297.7373 | 233.0118 | 220.0667 | 194.1765 | 0 | 0 | 0 | 0 | 0 | 0 | 0 | 0 | 0 | 0 | 0 | 0 | 0 | 0 | 0 | 0 | 0 | 7.5809 | 6.1186 | 4.6487 | 5.7991 | 6.0899 | 0 | 0 | 0 | 0 | 0 | 0 | 357.0986 | 303.8558 | 237.6604 | 225.8658 | 200.2664 | 0 | 0 | 0% | 0% | 0% | 0% | 0% | 0% | 0% | 0% | 0% | 0% | 0% | x | x | x | x | x | x | x | x | x | x | 0 | 0 | 0 | 349.5177 | 297.7373 | 233.0118 | 220.0667 | 194.1765 | 0 | 0 | 0 | 0 | 0 | 0 | 0 | 0 | 0 | 0 | 0 | 0 | 0 | 0 | 0 | 7.5809 | 6.1186 | 4.6487 | 5.7991 | 6.0899 | 0 | 0 | 0 | 0 | 0 | 357.0986 | 303.8558 | 237.6604 | 225.8658 | 200.2664 | 0 | 0 | 0
509 | Cyber Security | Non Network - IT | IT | FALSE | IT | IT | Labour - Internal | 10% | 0 | 0 | 0 | 0 | 0 | 87.3794 | 74.4343 | 58.2529 | 55.0167 | 48.5441 | 0 | 0 | 0 | 0 | 0 | 0 | 1.3212 | 1.5039 | 1.6403 | 2.1719 | 2.4719 | 0 | 0 | 0 | 0 | 0 | 0 | 1.9239 | 1.5605 | 1.1949 | 1.507 | 1.6 | 0 | 0 | 0 | 0 | 0 | 0 | 90.6245 | 77.4987 | 61.0882 | 58.6956 | 52.616 | 0 | 0 | 0% | 0% | 0% | 0% | 0% | 0% | 0% | 0% | 0% | 0% | 0% | x | x | x | x | x | x | x | x | x | x | 0 | 0 | 0 | 87.3794 | 74.4343 | 58.2529 | 55.0167 | 48.5441 | 0 | 0 | 0 | 0 | 0 | 1.3212 | 1.5039 | 1.6403 | 2.1719 | 2.4719 | 0 | 0 | 0 | 0 | 0 | 1.9239 | 1.5605 | 1.1949 | 1.507 | 1.6 | 0 | 0 | 0 | 0 | 0 | 90.6245 | 77.4987 | 61.0882 | 58.6956 | 52.616 | 0 | 0 | 0
510 | Cyber Security | Non Network - IT | IT | FALSE | IT | IT | Labour - External | 50% | 0 | 0 | 0 | 0 | 0 | 436.8971 | 372.1716 | 291.2647 | 275.0834 | 242.7206 | 0 | 0 | 0 | 0 | 0 | 0 | 1.0952 | 3.0289 | 5.4227 | 8.6111 | 10.7155 | 0 | 0 | 0 | 0 | 0 | 0 | 9.4999 | 7.7104 | 5.919 | 7.4758 | 7.9485 | 0 | 0 | 0 | 0 | 0 | 0 | 447.4922 | 382.911 | 302.6065 | 291.1702 | 261.3845 | 0 | 0 | 0% | 0% | 0% | 0% | 0% | 0% | 0% | 0% | 0% | 0% | 0% | x | x | x | x | x | x | x | x | x | x | 0 | 0 | 0 | 436.8971 | 372.1716 | 291.2647 | 275.0834 | 242.7206 | 0 | 0 | 0 | 0 | 0 | 1.0952 | 3.0289 | 5.4227 | 8.6111 | 10.7155 | 0 | 0 | 0 | 0 | 0 | 9.4999 | 7.7104 | 5.919 | 7.4758 | 7.9485 | 0 | 0 | 0 | 0 | 0 | 447.4922 | 382.911 | 302.6065 | 291.1702 | 261.3845 | 0 | 0 | 0
511 | Cyber Security | Non Network - IT | IT | FALSE | In-house software | IT | Materials | 40% | 0 | 0 | 0 | 0 | 0 | 1398.0707 | 1190.9491 | 932.0471 | 880.2667 | 776.7059 | 0 | 0 | 0 | 0 | 0 | 0 | 0 | 0 | 0 | 0 | 0 | 0 | 0 | 0 | 0 | 0 | 0 | 30.3236 | 24.4742 | 18.5947 | 23.1963 | 24.3596 | 0 | 0 | 0 | 0 | 0 | 0 | 1428.3943 | 1215.4233 | 950.6418 | 903.4631 | 801.0656 | 0 | 0 | 0% | 0% | 0% | 0% | 0% | 0% | 0% | 0% | 0% | 0% | 0% | x | x | x | x | x | x | x | x | x | x | 0 | 0 | 0 | 1398.0707 | 1190.9491 | 932.0471 | 880.2667 | 776.7059 | 0 | 0 | 0 | 0 | 0 | 0 | 0 | 0 | 0 | 0 | 0 | 0 | 0 | 0 | 0 | 30.3236 | 24.4742 | 18.5947 | 23.1963 | 24.3596 | 0 | 0 | 0 | 0 | 0 | 1428.3943 | 1215.4233 | 950.6418 | 903.4631 | 801.0656 | 0 | 0 | 0
512 | Cyber Security | Non Network - IT | IT | FALSE | In-house software | IT | Labour - Internal | 10% | 0 | 0 | 0 | 0 | 0 | 349.5177 | 297.7373 | 233.0118 | 220.0667 | 194.1765 | 0 | 0 | 0 | 0 | 0 | 0 | 5.2847 | 6.0155 | 6.5614 | 8.6877 | 9.8875 | 0 | 0 | 0 | 0 | 0 | 0 | 7.6955 | 6.2422 | 4.7796 | 6.028 | 6.4 | 0 | 0 | 0 | 0 | 0 | 0 | 362.498 | 309.995 | 244.3527 | 234.7824 | 210.464 | 0 | 0 | 0% | 0% | 0% | 0% | 0% | 0% | 0% | 0% | 0% | 0% | 0% | x | x | x | x | x | x | x | x | x | x | 0 | 0 | 0 | 349.5177 | 297.7373 | 233.0118 | 220.0667 | 194.1765 | 0 | 0 | 0 | 0 | 0 | 5.2847 | 6.0155 | 6.5614 | 8.6877 | 9.8875 | 0 | 0 | 0 | 0 | 0 | 7.6955 | 6.2422 | 4.7796 | 6.028 | 6.4 | 0 | 0 | 0 | 0 | 0 | 362.498 | 309.995 | 244.3527 | 234.7824 | 210.464 | 0 | 0 | 0
513 | Cyber Security | Non Network - IT | IT | FALSE | In-house software | IT | Labour - External | 50% | 0 | 0 | 0 | 0 | 0 | 1747.5884 | 1488.6864 | 1165.0589 | 1100.3334 | 970.8824 | 0 | 0 | 0 | 0 | 0 | 0 | 4.3807 | 12.1158 | 21.6908 | 34.4443 | 42.8618 | 0 | 0 | 0 | 0 | 0 | 0 | 37.9996 | 30.8417 | 23.6761 | 29.9031 | 31.7938 | 0 | 0 | 0 | 0 | 0 | 0 | 1789.9687 | 1531.6439 | 1210.4258 | 1164.6808 | 1045.5381 | 0 | 0 | 0% | 0% | 0% | 0% | 0% | 0% | 0% | 0% | 0% | 0% | 0% | x | x | x | x | x | x | x | x | x | x | 0 | 0 | 0 | 1747.5884 | 1488.6864 | 1165.0589 | 1100.3334 | 970.8824 | 0 | 0 | 0 | 0 | 0 | 4.3807 | 12.1158 | 21.6908 | 34.4443 | 42.8618 | 0 | 0 | 0 | 0 | 0 | 37.9996 | 30.8417 | 23.6761 | 29.9031 | 31.7938 | 0 | 0 | 0 | 0 | 0 | 1789.9687 | 1531.6439 | 1210.4258 | 1164.6808 | 1045.5381 | 0 | 0 | 0
514 | Corporate Communications | Non Network - IT | IT | FALSE | IT | IT | Materials | 40% | 0 | 0 | 0 | 0 | 0 | 209.599 | 104.4857 | 104.4857 | 104.4857 | 104.4857 | 0 | 0 | 0 | 0 | 0 | 0 | 0 | 0 | 0 | 0 | 0 | 0 | 0 | 0 | 0 | 0 | 0 | 4.5461 | 2.1472 | 2.0845 | 2.7534 | 3.277 | 0 | 0 | 0 | 0 | 0 | 0 | 214.1452 | 106.6329 | 106.5703 | 107.2391 | 107.7627 | 0 | 0 | 0% | 0% | 0% | 0% | 0% | 0% | 0% | 0% | 0% | 0% | 0% | x | x | x | x | x | x | x | x | x | x | 0 | 0 | 0 | 209.599 | 104.4857 | 104.4857 | 104.4857 | 104.4857 | 0 | 0 | 0 | 0 | 0 | 0 | 0 | 0 | 0 | 0 | 0 | 0 | 0 | 0 | 0 | 4.5461 | 2.1472 | 2.0845 | 2.7534 | 3.277 | 0 | 0 | 0 | 0 | 0 | 214.1452 | 106.6329 | 106.5703 | 107.2391 | 107.7627 | 0 | 0 | 0
515 | Corporate Communications | Non Network - IT | IT | FALSE | IT | IT | Labour - Internal | 10% | 0 | 0 | 0 | 0 | 0 | 52.3998 | 26.1214 | 26.1214 | 26.1214 | 26.1214 | 0 | 0 | 0 | 0 | 0 | 0 | 0.79229 | 0.52776 | 0.73555 | 1.0312 | 1.3301 | 0 | 0 | 0 | 0 | 0 | 0 | 1.1537 | 0.54765 | 0.53581 | 0.71551 | 0.86096 | 0 | 0 | 0 | 0 | 0 | 0 | 54.3458 | 27.1968 | 27.3928 | 27.8682 | 28.3125 | 0 | 0 | 0% | 0% | 0% | 0% | 0% | 0% | 0% | 0% | 0% | 0% | 0% | x | x | x | x | x | x | x | x | x | x | 0 | 0 | 0 | 52.3998 | 26.1214 | 26.1214 | 26.1214 | 26.1214 | 0 | 0 | 0 | 0 | 0 | 0.79229 | 0.52776 | 0.73555 | 1.0312 | 1.3301 | 0 | 0 | 0 | 0 | 0 | 1.1537 | 0.54765 | 0.53581 | 0.71551 | 0.86096 | 0 | 0 | 0 | 0 | 0 | 54.3458 | 27.1968 | 27.3928 | 27.8682 | 28.3125 | 0 | 0 | 0
516 | Corporate Communications | Non Network - IT | IT | FALSE | IT | IT | Labour - External | 50% | 0 | 0 | 0 | 0 | 0 | 261.9988 | 130.6072 | 130.6072 | 130.6072 | 130.6072 | 0 | 0 | 0 | 0 | 0 | 0 | 0.65676 | 1.063 | 2.4316 | 4.0885 | 5.766 | 0 | 0 | 0 | 0 | 0 | 0 | 5.6969 | 2.7058 | 2.6542 | 3.5494 | 4.277 | 0 | 0 | 0 | 0 | 0 | 0 | 268.3525 | 134.376 | 135.693 | 138.2451 | 140.6502 | 0 | 0 | 0% | 0% | 0% | 0% | 0% | 0% | 0% | 0% | 0% | 0% | 0% | x | x | x | x | x | x | x | x | x | x | 0 | 0 | 0 | 261.9988 | 130.6072 | 130.6072 | 130.6072 | 130.6072 | 0 | 0 | 0 | 0 | 0 | 0.65676 | 1.063 | 2.4316 | 4.0885 | 5.766 | 0 | 0 | 0 | 0 | 0 | 5.6969 | 2.7058 | 2.6542 | 3.5494 | 4.277 | 0 | 0 | 0 | 0 | 0 | 268.3525 | 134.376 | 135.693 | 138.2451 | 140.6502 | 0 | 0 | 0
517 | Corporate Communications | Non Network - IT | IT | FALSE | In-house software | IT | Materials | 40% | 0 | 0 | 0 | 0 | 0 | 838.3962 | 417.943 | 417.943 | 417.943 | 417.943 | 0 | 0 | 0 | 0 | 0 | 0 | 0 | 0 | 0 | 0 | 0 | 0 | 0 | 0 | 0 | 0 | 0 | 18.1845 | 8.5888 | 8.3381 | 11.0134 | 13.1078 | 0 | 0 | 0 | 0 | 0 | 0 | 856.5807 | 426.5318 | 426.2811 | 428.9564 | 431.0508 | 0 | 0 | 0% | 0% | 0% | 0% | 0% | 0% | 0% | 0% | 0% | 0% | 0% | x | x | x | x | x | x | x | x | x | x | 0 | 0 | 0 | 838.3962 | 417.943 | 417.943 | 417.943 | 417.943 | 0 | 0 | 0 | 0 | 0 | 0 | 0 | 0 | 0 | 0 | 0 | 0 | 0 | 0 | 0 | 18.1845 | 8.5888 | 8.3381 | 11.0134 | 13.1078 | 0 | 0 | 0 | 0 | 0 | 856.5807 | 426.5318 | 426.2811 | 428.9564 | 431.0508 | 0 | 0 | 0
518 | Corporate Communications | Non Network - IT | IT | FALSE | In-house software | IT | Labour - Internal | 10% | 0 | 0 | 0 | 0 | 0 | 209.599 | 104.4857 | 104.4857 | 104.4857 | 104.4857 | 0 | 0 | 0 | 0 | 0 | 0 | 3.1692 | 2.111 | 2.9422 | 4.1248 | 5.3205 | 0 | 0 | 0 | 0 | 0 | 0 | 4.6149 | 2.1906 | 2.1432 | 2.862 | 3.4438 | 0 | 0 | 0 | 0 | 0 | 0 | 217.3831 | 108.7874 | 109.5712 | 111.4726 | 113.25 | 0 | 0 | 0% | 0% | 0% | 0% | 0% | 0% | 0% | 0% | 0% | 0% | 0% | x | x | x | x | x | x | x | x | x | x | 0 | 0 | 0 | 209.599 | 104.4857 | 104.4857 | 104.4857 | 104.4857 | 0 | 0 | 0 | 0 | 0 | 3.1692 | 2.111 | 2.9422 | 4.1248 | 5.3205 | 0 | 0 | 0 | 0 | 0 | 4.6149 | 2.1906 | 2.1432 | 2.862 | 3.4438 | 0 | 0 | 0 | 0 | 0 | 217.3831 | 108.7874 | 109.5712 | 111.4726 | 113.25 | 0 | 0 | 0
519 | Corporate Communications | Non Network - IT | IT | FALSE | In-house software | IT | Labour - External | 50% | 0 | 0 | 0 | 0 | 0 | 1047.9952 | 522.4287 | 522.4287 | 522.4287 | 522.4287 | 0 | 0 | 0 | 0 | 0 | 0 | 2.627 | 4.2518 | 9.7265 | 16.3539 | 23.0638 | 0 | 0 | 0 | 0 | 0 | 0 | 22.7876 | 10.8234 | 10.6167 | 14.1977 | 17.1082 | 0 | 0 | 0 | 0 | 0 | 0 | 1073.4098 | 537.504 | 542.7719 | 552.9803 | 562.6007 | 0 | 0 | 0% | 0% | 0% | 0% | 0% | 0% | 0% | 0% | 0% | 0% | 0% | x | x | x | x | x | x | x | x | x | x | 0 | 0 | 0 | 1047.9952 | 522.4287 | 522.4287 | 522.4287 | 522.4287 | 0 | 0 | 0 | 0 | 0 | 2.627 | 4.2518 | 9.7265 | 16.3539 | 23.0638 | 0 | 0 | 0 | 0 | 0 | 22.7876 | 10.8234 | 10.6167 | 14.1977 | 17.1082 | 0 | 0 | 0 | 0 | 0 | 1073.4098 | 537.504 | 542.7719 | 552.9803 | 562.6007 | 0 | 0 | 0
520 | Intelligent Network Ops | Non Network - IT | IT | FALSE | IT | IT | Materials | 40% | 0 | 0 | 0 | 0 | 0 | 246.3312 | 369.4968 | 369.4968 | 123.1656 | 123.1656 | 0 | 0 | 0 | 0 | 0 | 0 | 0 | 0 | 0 | 0 | 0 | 0 | 0 | 0 | 0 | 0 | 0 | 5.3428 | 7.5932 | 7.3716 | 3.2456 | 3.8628 | 0 | 0 | 0 | 0 | 0 | 0 | 251.674 | 377.09 | 376.8683 | 126.4112 | 127.0284 | 0 | 0 | 0% | 0% | 0% | 0% | 0% | 0% | 0% | 0% | 0% | 0% | 0% | x | x | x | x | x | x | x | x | x | x | 0 | 0 | 0 | 246.3312 | 369.4968 | 369.4968 | 123.1656 | 123.1656 | 0 | 0 | 0 | 0 | 0 | 0 | 0 | 0 | 0 | 0 | 0 | 0 | 0 | 0 | 0 | 5.3428 | 7.5932 | 7.3716 | 3.2456 | 3.8628 | 0 | 0 | 0 | 0 | 0 | 251.674 | 377.09 | 376.8683 | 126.4112 | 127.0284 | 0 | 0 | 0
521 | Intelligent Network Ops | Non Network - IT | IT | FALSE | IT | IT | Labour - Internal | 10% | 0 | 0 | 0 | 0 | 0 | 61.5828 | 92.3742 | 92.3742 | 30.7914 | 30.7914 | 0 | 0 | 0 | 0 | 0 | 0 | 0.93114 | 1.8663 | 2.6012 | 1.2156 | 1.5679 | 0 | 0 | 0 | 0 | 0 | 0 | 1.3559 | 1.9367 | 1.8948 | 0.84343 | 1.0149 | 0 | 0 | 0 | 0 | 0 | 0 | 63.8698 | 96.1772 | 96.8701 | 32.8504 | 33.3742 | 0 | 0 | 0% | 0% | 0% | 0% | 0% | 0% | 0% | 0% | 0% | 0% | 0% | x | x | x | x | x | x | x | x | x | x | 0 | 0 | 0 | 61.5828 | 92.3742 | 92.3742 | 30.7914 | 30.7914 | 0 | 0 | 0 | 0 | 0 | 0.93114 | 1.8663 | 2.6012 | 1.2156 | 1.5679 | 0 | 0 | 0 | 0 | 0 | 1.3559 | 1.9367 | 1.8948 | 0.84343 | 1.0149 | 0 | 0 | 0 | 0 | 0 | 63.8698 | 96.1772 | 96.8701 | 32.8504 | 33.3742 | 0 | 0 | 0
522 | Intelligent Network Ops | Non Network - IT | IT | FALSE | IT | IT | Labour - External | 50% | 0 | 0 | 0 | 0 | 0 | 307.914 | 461.8709 | 461.8709 | 153.957 | 153.957 | 0 | 0 | 0 | 0 | 0 | 0 | 0.77186 | 3.759 | 8.599 | 4.8194 | 6.7968 | 0 | 0 | 0 | 0 | 0 | 0 | 6.6953 | 9.5688 | 9.386 | 4.184 | 5.0417 | 0 | 0 | 0 | 0 | 0 | 0 | 315.3811 | 475.1987 | 479.856 | 162.9604 | 165.7954 | 0 | 0 | 0% | 0% | 0% | 0% | 0% | 0% | 0% | 0% | 0% | 0% | 0% | x | x | x | x | x | x | x | x | x | x | 0 | 0 | 0 | 307.914 | 461.8709 | 461.8709 | 153.957 | 153.957 | 0 | 0 | 0 | 0 | 0 | 0.77186 | 3.759 | 8.599 | 4.8194 | 6.7968 | 0 | 0 | 0 | 0 | 0 | 6.6953 | 9.5688 | 9.386 | 4.184 | 5.0417 | 0 | 0 | 0 | 0 | 0 | 315.3811 | 475.1987 | 479.856 | 162.9604 | 165.7954 | 0 | 0 | 0
523 | Intelligent Network Ops | Non Network - IT | IT | FALSE | In-house software | IT | Materials | 40% | 0 | 0 | 0 | 0 | 0 | 985.3247 | 1477.987 | 1477.987 | 492.6623 | 492.6623 | 0 | 0 | 0 | 0 | 0 | 0 | 0 | 0 | 0 | 0 | 0 | 0 | 0 | 0 | 0 | 0 | 0 | 21.3713 | 30.3729 | 29.4863 | 12.9824 | 15.4513 | 0 | 0 | 0 | 0 | 0 | 0 | 1006.696 | 1508.3599 | 1507.4734 | 505.6447 | 508.1136 | 0 | 0 | 0% | 0% | 0% | 0% | 0% | 0% | 0% | 0% | 0% | 0% | 0% | x | x | x | x | x | x | x | x | x | x | 0 | 0 | 0 | 985.3247 | 1477.987 | 1477.987 | 492.6623 | 492.6623 | 0 | 0 | 0 | 0 | 0 | 0 | 0 | 0 | 0 | 0 | 0 | 0 | 0 | 0 | 0 | 21.3713 | 30.3729 | 29.4863 | 12.9824 | 15.4513 | 0 | 0 | 0 | 0 | 0 | 1006.696 | 1508.3599 | 1507.4734 | 505.6447 | 508.1136 | 0 | 0 | 0
524 | Intelligent Network Ops | Non Network - IT | IT | FALSE | In-house software | IT | Labour - Internal | 10% | 0 | 0 | 0 | 0 | 0 | 246.3312 | 369.4968 | 369.4968 | 123.1656 | 123.1656 | 0 | 0 | 0 | 0 | 0 | 0 | 3.7246 | 7.4653 | 10.4046 | 4.8623 | 6.2716 | 0 | 0 | 0 | 0 | 0 | 0 | 5.4236 | 7.7466 | 7.5792 | 3.3737 | 4.0595 | 0 | 0 | 0 | 0 | 0 | 0 | 255.4793 | 384.7087 | 387.4806 | 131.4016 | 133.4967 | 0 | 0 | 0% | 0% | 0% | 0% | 0% | 0% | 0% | 0% | 0% | 0% | 0% | x | x | x | x | x | x | x | x | x | x | 0 | 0 | 0 | 246.3312 | 369.4968 | 369.4968 | 123.1656 | 123.1656 | 0 | 0 | 0 | 0 | 0 | 3.7246 | 7.4653 | 10.4046 | 4.8623 | 6.2716 | 0 | 0 | 0 | 0 | 0 | 5.4236 | 7.7466 | 7.5792 | 3.3737 | 4.0595 | 0 | 0 | 0 | 0 | 0 | 255.4793 | 384.7087 | 387.4806 | 131.4016 | 133.4967 | 0 | 0 | 0
525 | Intelligent Network Ops | Non Network - IT | IT | FALSE | In-house software | IT | Labour - External | 50% | 0 | 0 | 0 | 0 | 0 | 1231.6558 | 1847.4838 | 1847.4838 | 615.8279 | 615.8279 | 0 | 0 | 0 | 0 | 0 | 0 | 3.0874 | 15.0359 | 34.3961 | 19.2776 | 27.1871 | 0 | 0 | 0 | 0 | 0 | 0 | 26.7811 | 38.2751 | 37.5441 | 16.736 | 20.1667 | 0 | 0 | 0 | 0 | 0 | 0 | 1261.5244 | 1900.7948 | 1919.424 | 651.8415 | 663.1818 | 0 | 0 | 0% | 0% | 0% | 0% | 0% | 0% | 0% | 0% | 0% | 0% | 0% | x | x | x | x | x | x | x | x | x | x | 0 | 0 | 0 | 1231.6558 | 1847.4838 | 1847.4838 | 615.8279 | 615.8279 | 0 | 0 | 0 | 0 | 0 | 3.0874 | 15.0359 | 34.3961 | 19.2776 | 27.1871 | 0 | 0 | 0 | 0 | 0 | 26.7811 | 38.2751 | 37.5441 | 16.736 | 20.1667 | 0 | 0 | 0 | 0 | 0 | 1261.5244 | 1900.7948 | 1919.424 | 651.8415 | 663.1818 | 0 | 0 | 0
526 | TAM- Apps | Non Network - IT | IT | FALSE | IT | IT | Materials | 40% | 0 | 0 | 0 | 0 | 0 | 59.0773 | 59.0773 | 59.0773 | 59.0773 | 59.0773 | 0 | 0 | 0 | 0 | 0 | 0 | 0 | 0 | 0 | 0 | 0 | 0 | 0 | 0 | 0 | 0 | 0 | 1.2814 | 1.214 | 1.1786 | 1.5568 | 1.8528 | 0 | 0 | 0 | 0 | 0 | 0 | 60.3587 | 60.2914 | 60.2559 | 60.6341 | 60.9301 | 0 | 0 | 0% | 0% | 0% | 0% | 0% | 0% | 0% | 0% | 0% | 0% | 0% | x | x | x | x | x | x | x | x | x | x | 0 | 0 | 0 | 59.0773 | 59.0773 | 59.0773 | 59.0773 | 59.0773 | 0 | 0 | 0 | 0 | 0 | 0 | 0 | 0 | 0 | 0 | 0 | 0 | 0 | 0 | 0 | 1.2814 | 1.214 | 1.1786 | 1.5568 | 1.8528 | 0 | 0 | 0 | 0 | 0 | 60.3587 | 60.2914 | 60.2559 | 60.6341 | 60.9301 | 0 | 0 | 0
527 | TAM- Apps | Non Network - IT | IT | FALSE | IT | IT | Labour - Internal | 10% | 0 | 0 | 0 | 0 | 0 | 14.7693 | 14.7693 | 14.7693 | 14.7693 | 14.7693 | 0 | 0 | 0 | 0 | 0 | 0 | 0.22331 | 0.2984 | 0.41589 | 0.58305 | 0.75206 | 0 | 0 | 0 | 0 | 0 | 0 | 0.32518 | 0.30964 | 0.30295 | 0.40456 | 0.48679 | 0 | 0 | 0 | 0 | 0 | 0 | 15.3178 | 15.3774 | 15.4882 | 15.7569 | 16.0082 | 0 | 0 | 0% | 0% | 0% | 0% | 0% | 0% | 0% | 0% | 0% | 0% | 0% | x | x | x | x | x | x | x | x | x | x | 0 | 0 | 0 | 14.7693 | 14.7693 | 14.7693 | 14.7693 | 14.7693 | 0 | 0 | 0 | 0 | 0 | 0.22331 | 0.2984 | 0.41589 | 0.58305 | 0.75206 | 0 | 0 | 0 | 0 | 0 | 0.32518 | 0.30964 | 0.30295 | 0.40456 | 0.48679 | 0 | 0 | 0 | 0 | 0 | 15.3178 | 15.3774 | 15.4882 | 15.7569 | 16.0082 | 0 | 0 | 0
528 | TAM- Apps | Non Network - IT | IT | FALSE | IT | IT | Labour - External | 50% | 0 | 0 | 0 | 0 | 0 | 73.8466 | 73.8466 | 73.8466 | 73.8466 | 73.8466 | 0 | 0 | 0 | 0 | 0 | 0 | 0.18511 | 0.60101 | 1.3749 | 2.3117 | 3.2601 | 0 | 0 | 0 | 0 | 0 | 0 | 1.6057 | 1.5299 | 1.5007 | 2.0069 | 2.4183 | 0 | 0 | 0 | 0 | 0 | 0 | 75.6375 | 75.9776 | 76.7222 | 78.1652 | 79.525 | 0 | 0 | 0% | 0% | 0% | 0% | 0% | 0% | 0% | 0% | 0% | 0% | 0% | x | x | x | x | x | x | x | x | x | x | 0 | 0 | 0 | 73.8466 | 73.8466 | 73.8466 | 73.8466 | 73.8466 | 0 | 0 | 0 | 0 | 0 | 0.18511 | 0.60101 | 1.3749 | 2.3117 | 3.2601 | 0 | 0 | 0 | 0 | 0 | 1.6057 | 1.5299 | 1.5007 | 2.0069 | 2.4183 | 0 | 0 | 0 | 0 | 0 | 75.6375 | 75.9776 | 76.7222 | 78.1652 | 79.525 | 0 | 0 | 0
529 | TAM- Apps | Non Network - IT | IT | FALSE | In-house software | IT | Materials | 40% | 0 | 0 | 0 | 0 | 0 | 236.3092 | 236.3092 | 236.3092 | 236.3092 | 236.3092 | 0 | 0 | 0 | 0 | 0 | 0 | 0 | 0 | 0 | 0 | 0 | 0 | 0 | 0 | 0 | 0 | 0 | 5.1255 | 4.8562 | 4.7145 | 6.2271 | 7.4113 | 0 | 0 | 0 | 0 | 0 | 0 | 241.4347 | 241.1654 | 241.0237 | 242.5363 | 243.7205 | 0 | 0 | 0% | 0% | 0% | 0% | 0% | 0% | 0% | 0% | 0% | 0% | 0% | x | x | x | x | x | x | x | x | x | x | 0 | 0 | 0 | 236.3092 | 236.3092 | 236.3092 | 236.3092 | 236.3092 | 0 | 0 | 0 | 0 | 0 | 0 | 0 | 0 | 0 | 0 | 0 | 0 | 0 | 0 | 0 | 5.1255 | 4.8562 | 4.7145 | 6.2271 | 7.4113 | 0 | 0 | 0 | 0 | 0 | 241.4347 | 241.1654 | 241.0237 | 242.5363 | 243.7205 | 0 | 0 | 0
530 | TAM- Apps | Non Network - IT | IT | FALSE | In-house software | IT | Labour - Internal | 10% | 0 | 0 | 0 | 0 | 0 | 59.0773 | 59.0773 | 59.0773 | 59.0773 | 59.0773 | 0 | 0 | 0 | 0 | 0 | 0 | 0.89326 | 1.1936 | 1.6636 | 2.3322 | 3.0082 | 0 | 0 | 0 | 0 | 0 | 0 | 1.3007 | 1.2386 | 1.2118 | 1.6182 | 1.9472 | 0 | 0 | 0 | 0 | 0 | 0 | 61.2713 | 61.5095 | 61.9527 | 63.0278 | 64.0327 | 0 | 0 | 0% | 0% | 0% | 0% | 0% | 0% | 0% | 0% | 0% | 0% | 0% | x | x | x | x | x | x | x | x | x | x | 0 | 0 | 0 | 59.0773 | 59.0773 | 59.0773 | 59.0773 | 59.0773 | 0 | 0 | 0 | 0 | 0 | 0.89326 | 1.1936 | 1.6636 | 2.3322 | 3.0082 | 0 | 0 | 0 | 0 | 0 | 1.3007 | 1.2386 | 1.2118 | 1.6182 | 1.9472 | 0 | 0 | 0 | 0 | 0 | 61.2713 | 61.5095 | 61.9527 | 63.0278 | 64.0327 | 0 | 0 | 0
531 | TAM- Apps | Non Network - IT | IT | FALSE | In-house software | IT | Labour - External | 50% | 0 | 0 | 0 | 0 | 0 | 295.3865 | 295.3865 | 295.3865 | 295.3865 | 295.3865 | 0 | 0 | 0 | 0 | 0 | 0 | 0.74045 | 2.404 | 5.4994 | 9.2466 | 13.0405 | 0 | 0 | 0 | 0 | 0 | 0 | 6.4229 | 6.1196 | 6.0028 | 8.0275 | 9.6731 | 0 | 0 | 0 | 0 | 0 | 0 | 302.5499 | 303.9102 | 306.8888 | 312.6607 | 318.1002 | 0 | 0 | 0% | 0% | 0% | 0% | 0% | 0% | 0% | 0% | 0% | 0% | 0% | x | x | x | x | x | x | x | x | x | x | 0 | 0 | 0 | 295.3865 | 295.3865 | 295.3865 | 295.3865 | 295.3865 | 0 | 0 | 0 | 0 | 0 | 0.74045 | 2.404 | 5.4994 | 9.2466 | 13.0405 | 0 | 0 | 0 | 0 | 0 | 6.4229 | 6.1196 | 6.0028 | 8.0275 | 9.6731 | 0 | 0 | 0 | 0 | 0 | 302.5499 | 303.9102 | 306.8888 | 312.6607 | 318.1002 | 0 | 0 | 0
532 | TAM- Infra | Non Network - IT | IT | FALSE | IT | IT | Materials | 40% | 0 | 0 | 0 | 0 | 0 | 212.5209 | 326.9553 | 433.2157 | 416.868 | 245.2164 | 0 | 0 | 0 | 0 | 0 | 0 | 0 | 0 | 0 | 0 | 0 | 0 | 0 | 0 | 0 | 0 | 0 | 4.6095 | 6.719 | 8.6428 | 10.9851 | 7.6907 | 0 | 0 | 0 | 0 | 0 | 0 | 217.1304 | 333.6742 | 441.8585 | 427.853 | 252.9071 | 0 | 0 | 0% | 0% | 0% | 0% | 0% | 0% | 0% | 0% | 0% | 0% | 0% | x | x | x | x | x | x | x | x | x | x | 0 | 0 | 0 | 212.5209 | 326.9553 | 433.2157 | 416.868 | 245.2164 | 0 | 0 | 0 | 0 | 0 | 0 | 0 | 0 | 0 | 0 | 0 | 0 | 0 | 0 | 0 | 4.6095 | 6.719 | 8.6428 | 10.9851 | 7.6907 | 0 | 0 | 0 | 0 | 0 | 217.1304 | 333.6742 | 441.8585 | 427.853 | 252.9071 | 0 | 0 | 0
533 | TAM- Infra | Non Network - IT | IT | FALSE | IT | IT | Labour - Internal | 10% | 0 | 0 | 0 | 0 | 0 | 53.1302 | 81.7388 | 108.3039 | 104.217 | 61.3041 | 0 | 0 | 0 | 0 | 0 | 0 | 0.80334 | 1.6515 | 3.0497 | 4.1142 | 3.1216 | 0 | 0 | 0 | 0 | 0 | 0 | 1.1698 | 1.7137 | 2.2215 | 2.8547 | 2.0206 | 0 | 0 | 0 | 0 | 0 | 0 | 55.1034 | 85.104 | 113.5752 | 111.1859 | 66.4463 | 0 | 0 | 0% | 0% | 0% | 0% | 0% | 0% | 0% | 0% | 0% | 0% | 0% | x | x | x | x | x | x | x | x | x | x | 0 | 0 | 0 | 53.1302 | 81.7388 | 108.3039 | 104.217 | 61.3041 | 0 | 0 | 0 | 0 | 0 | 0.80334 | 1.6515 | 3.0497 | 4.1142 | 3.1216 | 0 | 0 | 0 | 0 | 0 | 1.1698 | 1.7137 | 2.2215 | 2.8547 | 2.0206 | 0 | 0 | 0 | 0 | 0 | 55.1034 | 85.104 | 113.5752 | 111.1859 | 66.4463 | 0 | 0 | 0
534 | TAM- Infra | Non Network - IT | IT | FALSE | IT | IT | Labour - External | 50% | 0 | 0 | 0 | 0 | 0 | 265.6511 | 408.6941 | 541.5196 | 521.0849 | 306.5206 | 0 | 0 | 0 | 0 | 0 | 0 | 0.66592 | 3.3262 | 10.0819 | 16.3118 | 13.532 | 0 | 0 | 0 | 0 | 0 | 0 | 5.7763 | 8.4671 | 11.0046 | 14.1612 | 10.0377 | 0 | 0 | 0 | 0 | 0 | 0 | 272.0934 | 420.4874 | 562.6062 | 551.5579 | 330.0903 | 0 | 0 | 0% | 0% | 0% | 0% | 0% | 0% | 0% | 0% | 0% | 0% | 0% | x | x | x | x | x | x | x | x | x | x | 0 | 0 | 0 | 265.6511 | 408.6941 | 541.5196 | 521.0849 | 306.5206 | 0 | 0 | 0 | 0 | 0 | 0.66592 | 3.3262 | 10.0819 | 16.3118 | 13.532 | 0 | 0 | 0 | 0 | 0 | 5.7763 | 8.4671 | 11.0046 | 14.1612 | 10.0377 | 0 | 0 | 0 | 0 | 0 | 272.0934 | 420.4874 | 562.6062 | 551.5579 | 330.0903 | 0 | 0 | 0
535 | TAM- Infra | Non Network - IT | IT | FALSE | In-house software | IT | Materials | 40% | 0 | 0 | 0 | 0 | 0 | 850.0837 | 1307.821 | 1732.8629 | 1667.4718 | 980.8658 | 0 | 0 | 0 | 0 | 0 | 0 | 0 | 0 | 0 | 0 | 0 | 0 | 0 | 0 | 0 | 0 | 0 | 18.438 | 26.876 | 34.5712 | 43.9403 | 30.7627 | 0 | 0 | 0 | 0 | 0 | 0 | 868.5217 | 1334.697 | 1767.4341 | 1711.4121 | 1011.6284 | 0 | 0 | 0% | 0% | 0% | 0% | 0% | 0% | 0% | 0% | 0% | 0% | 0% | x | x | x | x | x | x | x | x | x | x | 0 | 0 | 0 | 850.0837 | 1307.821 | 1732.8629 | 1667.4718 | 980.8658 | 0 | 0 | 0 | 0 | 0 | 0 | 0 | 0 | 0 | 0 | 0 | 0 | 0 | 0 | 0 | 18.438 | 26.876 | 34.5712 | 43.9403 | 30.7627 | 0 | 0 | 0 | 0 | 0 | 868.5217 | 1334.697 | 1767.4341 | 1711.4121 | 1011.6284 | 0 | 0 | 0
536 | TAM- Infra | Non Network - IT | IT | FALSE | In-house software | IT | Labour - Internal | 10% | 0 | 0 | 0 | 0 | 0 | 212.5209 | 326.9553 | 433.2157 | 416.868 | 245.2164 | 0 | 0 | 0 | 0 | 0 | 0 | 3.2133 | 6.6058 | 12.1989 | 16.4569 | 12.4865 | 0 | 0 | 0 | 0 | 0 | 0 | 4.6792 | 6.8547 | 8.8862 | 11.4187 | 8.0823 | 0 | 0 | 0 | 0 | 0 | 0 | 220.4135 | 340.4158 | 454.3008 | 444.7436 | 265.7852 | 0 | 0 | 0% | 0% | 0% | 0% | 0% | 0% | 0% | 0% | 0% | 0% | 0% | x | x | x | x | x | x | x | x | x | x | 0 | 0 | 0 | 212.5209 | 326.9553 | 433.2157 | 416.868 | 245.2164 | 0 | 0 | 0 | 0 | 0 | 3.2133 | 6.6058 | 12.1989 | 16.4569 | 12.4865 | 0 | 0 | 0 | 0 | 0 | 4.6792 | 6.8547 | 8.8862 | 11.4187 | 8.0823 | 0 | 0 | 0 | 0 | 0 | 220.4135 | 340.4158 | 454.3008 | 444.7436 | 265.7852 | 0 | 0 | 0
537 | TAM- Infra | Non Network - IT | IT | FALSE | In-house software | IT | Labour - External | 50% | 0 | 0 | 0 | 0 | 0 | 1062.6046 | 1634.7763 | 2166.0786 | 2084.3398 | 1226.0822 | 0 | 0 | 0 | 0 | 0 | 0 | 2.6637 | 13.3048 | 40.3276 | 65.2472 | 54.1282 | 0 | 0 | 0 | 0 | 0 | 0 | 23.1053 | 33.8684 | 44.0186 | 56.6448 | 40.1509 | 0 | 0 | 0 | 0 | 0 | 0 | 1088.3735 | 1681.9494 | 2250.4248 | 2206.2318 | 1320.3614 | 0 | 0 | 0% | 0% | 0% | 0% | 0% | 0% | 0% | 0% | 0% | 0% | 0% | x | x | x | x | x | x | x | x | x | x | 0 | 0 | 0 | 1062.6046 | 1634.7763 | 2166.0786 | 2084.3398 | 1226.0822 | 0 | 0 | 0 | 0 | 0 | 2.6637 | 13.3048 | 40.3276 | 65.2472 | 54.1282 | 0 | 0 | 0 | 0 | 0 | 23.1053 | 33.8684 | 44.0186 | 56.6448 | 40.1509 | 0 | 0 | 0 | 0 | 0 | 1088.3735 | 1681.9494 | 2250.4248 | 2206.2318 | 1320.3614 | 0 | 0 | 0
[7 empty] | Total |  |  |  | 66245.5853 | 138807.2779 | 125850.2744 | 169401.4347 | 170770.7308 | 169390.4828 | 133647.4801 | 103210.2873 |  |  |  | 230.5346 | -131.6459 | 32.4943 | 468.4585 | 1039.9418 | 2053.8246 | 2619.4251 | 2803.7777 |  |  |  | 3168.6635 | 8288.7443 | 6717.3897 | 7520.5178 | 8153.6411 | 8097.2116 | 8479.463 | 8523.2192 |  |  |  | 69644.7834 | 146964.3762 | 132600.1584 | 177390.4111 | 179964.3137 | 179541.519 | 144746.3683 | 114537.2841 | [23 empty] | 21524.6033 | 217755.0871 | 140318.558 | 98393.2851 | 263806.9108 | 147083.1427 | 167620.6973 | 103623.4939 |  |  | 97.9267 | -62.2859 | 45.7713 | 274.5978 | 1179.3927 | 1723.4348 | 3013.0201 | 2813.2429 |  |  | 1345.988 | 8480.8553 | 6125.6973 | 4069.8634 | 12541.9005 | 6916.1884 | 10268.3034 | 8557.0437 |  |  | 22968.5181 | 226173.6565 | 146490.0266 | 102737.7463 | 277528.204 | 155722.7659 | 180902.0207 | 114993.7805

## Calc¦Project Details-$Nom
Back to contents
AusNet Services Forecast Transmission Capex Model (FY20 to FY29) v9
#VALUE!
[8 empty] | Subtotal |  | 116370.7611 | 63338.1493 | 134936.8639 | 124686.4289 | 170982.6582 | 174610.8678 | 174816.2582 | 139725.7478 | 108911.4738 | 7399.6674 | 29320.1561 | 0 | 220.4168 | -127.9752 | 32.1938 | 472.8312 | 1063.3271 | 2119.611 | 2738.5562 | 2958.6543 | 257.6892 | 1248.3607 | 0 | 3029.5949 | 8057.6262 | 6655.2682 | 8336.9927 | 8336.9927 | 8356.5747 | 8865.1077 | 8994.0295 | 272.9302 | 1668.151 | 116370.7611 | 66588.1609 | 142866.515 | 131373.8909 | 179046.205 | 184011.1877 | 185292.4439 | 151329.4117 | 120864.1575 | 7930.2867 | 32236.6679 | [21 empty] | 20579.9154 | 211683.3427 | 139020.9118 | 99311.7057 | 269739.161 | 151794.3878 | 175244.0619 | 109347.5054 | 5660.087 | 31336.5086 | 93.6288 | -60.5492 | 45.348 | 277.161 | 1205.9138 | 1778.6384 | 3150.0518 | 2968.6424 | 188.1202 | 1318.579 | 1286.9143 | 8244.3805 | 6069.0477 | 4107.8522 | 12823.9313 | 7137.722 | 10735.3043 | 9029.7224 | 146.7429 | 1795.5162 | 21960.4585 | 219867.174 | 145135.3075 | 103696.7189 | 283769.0061 | 160710.7483 | 189129.4179 | 121345.8701 | 5994.95 | 34450.6038
| Project Title | Project Driver | Driver Project Name | Apply as commissioned percentages | Asset Class | Overheads Driver | By Cost | Cost Weight | Project Number | WIP | Forecast Capex, As Incurred (unescalated) | [9 empty] | Escalation | Escalation, As Incurred | [9 empty] | Overheads | Overheads, As Incurred | [9 empty] | Total | Total Capex, As Incurred | [9 empty] | As Commission Percentages | [10 empty] | Manual Commissioning | [9 empty] | Forecast Capex, As Commissioned (unescalated) | [9 empty] | Escalation, As Commissioned | [9 empty] | Overheads, As Commissioned | [9 empty] | Total Capex, As Commissioned
[10 empty] | LTD | FY20 | FY21 | FY22 | FY23 | FY24 | FY25 | FY26 | FY27 | FY28 | FY29 | LTD | FY20 | FY21 | FY22 | FY23 | FY24 | FY25 | FY26 | FY27 | FY28 | FY29 | LTD | FY20 | FY21 | FY22 | FY23 | FY24 | FY25 | FY26 | FY27 | FY28 | FY29 | LTD | FY20 | FY21 | FY22 | FY23 | FY24 | FY25 | FY26 | FY27 | FY28 | FY29 | FY20 | FY21 | FY22 | FY23 | FY24 | FY25 | FY26 | FY27 | FY28 | FY29 | Allocation percentage total check | FY20 | FY21 | FY22 | FY23 | FY24 | FY25 | FY26 | FY27 | FY28 | FY29 | FY20 | FY21 | FY22 | FY23 | FY24 | FY25 | FY26 | FY27 | FY28 | FY29 | FY20 | FY21 | FY22 | FY23 | FY24 | FY25 | FY26 | FY27 | FY28 | FY29 | FY20 | FY21 | FY22 | FY23 | FY24 | FY25 | FY26 | FY27 | FY28 | FY29 | FY20 | FY21 | FY22 | FY23 | FY24 | FY25 | FY26 | FY27 | FY28 | FY29
1 | HOTS SVC Replacement | Replacement - Major Station | Major Station | TRUE | Secondary | Network | Materials | 40% | 0 | 0 | 1.7437 | 20.8997 | 276.9042 | 477.3961 | 307.7564 | 0 | 0 | 0 | 0 | 0 | 0 | 0 | 0 | 0 | 0 | 0 | 0 | 0 | 0 | 0 | 0 | 0 | 0.083114 | 1.4183 | 16.8489 | 22.9478 | 16.0215 | 0 | 0 | 0 | 0 | 0 | 0 | 1.8268 | 22.318 | 293.7531 | 500.3439 | 323.7779 | 0 | 0 | 0 | 0 | 0 | 0% | 0% | 0% | 0% | 100% | 0% | 0% | 0% | 0% | 0% | 100% | [10 empty] | 0 | 0 | 0 | 0 | 1100.9947 | 0 | 0 | 0 | 0 | 0 | 0 | 0 | 0 | 0 | 0 | 0 | 0 | 0 | 0 | 0 | 0 | 0 | 0 | 0 | 58.2376 | 0 | 0 | 0 | 0 | 0 | 0 | 0 | 0 | 0 | 1159.2323 | 0 | 0 | 0 | 0 | 0
2 | HOTS SVC Replacement | Replacement - Major Station | Major Station | TRUE | Secondary | Network | Labour - Internal | 10% | 0 | 0 | 0.43592 | 5.2249 | 69.2261 | 119.349 | 76.9391 | 0 | 0 | 0 | 0 | 0 | 0 | 0.0025283 | 0.019118 | 0.68346 | 1.8046 | 1.5545 | 0 | 0 | 0 | 0 | 0 | 0 | 0.020899 | 0.35587 | 4.2538 | 5.8237 | 4.0863 | 0 | 0 | 0 | 0 | 0 | 0 | 0.45934 | 5.5999 | 74.1633 | 126.9773 | 82.5799 | 0 | 0 | 0 | 0 | 0 | 0% | 0% | 0% | 0% | 100% | 0% | 0% | 0% | 0% | 0% | 100% | [10 empty] | 0 | 0 | 0 | 0 | 275.2487 | 0 | 0 | 0 | 0 | 0 | 0 | 0 | 0 | 0 | 4.1107 | 0 | 0 | 0 | 0 | 0 | 0 | 0 | 0 | 0 | 14.7726 | 0 | 0 | 0 | 0 | 0 | 0 | 0 | 0 | 0 | 294.132 | 0 | 0 | 0 | 0 | 0
3 | HOTS SVC Replacement | Replacement - Major Station | Major Station | TRUE | Secondary | Network | Labour - External | 50% | 0 | 0 | 2.1796 | 26.1246 | 346.1303 | 596.7451 | 384.6955 | 0 | 0 | 0 | 0 | 0 | 0 | 0.012642 | -0.068672 | -0.50472 | 1.4959 | 3.1309 | 0 | 0 | 0 | 0 | 0 | 0 | 0.10449 | 1.7682 | 21.0304 | 28.7567 | 20.1899 | 0 | 0 | 0 | 0 | 0 | 0 | 2.2967 | 27.8241 | 366.656 | 626.9977 | 408.0162 | 0 | 0 | 0 | 0 | 0 | 0% | 0% | 0% | 0% | 100% | 0% | 0% | 0% | 0% | 0% | 100% | [10 empty] | 0 | 0 | 0 | 0 | 1376.2433 | 0 | 0 | 0 | 0 | 0 | 0 | 0 | 0 | 0 | 4.0666 | 0 | 0 | 0 | 0 | 0 | 0 | 0 | 0 | 0 | 72.9969 | 0 | 0 | 0 | 0 | 0 | 0 | 0 | 0 | 0 | 1453.3069 | 0 | 0 | 0 | 0 | 0
4 | HOTS SVC Replacement | Replacement - Major Station | Major Station | TRUE | Switchgear | Network | Materials | 40% | 0 | 0 | 9.4661 | 113.4615 | 1503.2752 | 2591.7183 | 1670.7674 | 0 | 0 | 0 | 0 | 0 | 0 | 0 | 0 | 0 | 0 | 0 | 0 | 0 | 0 | 0 | 0 | 0 | 0.45121 | 7.6996 | 91.4704 | 124.5806 | 86.9786 | 0 | 0 | 0 | 0 | 0 | 0 | 9.9173 | 121.1611 | 1594.7457 | 2716.2989 | 1757.746 | 0 | 0 | 0 | 0 | 0 | 0% | 0% | 0% | 0% | 100% | 0% | 0% | 0% | 0% | 0% | 100% | [10 empty] | 0 | 0 | 0 | 0 | 5977.1499 | 0 | 0 | 0 | 0 | 0 | 0 | 0 | 0 | 0 | 0 | 0 | 0 | 0 | 0 | 0 | 0 | 0 | 0 | 0 | 316.1641 | 0 | 0 | 0 | 0 | 0 | 0 | 0 | 0 | 0 | 6293.314 | 0 | 0 | 0 | 0 | 0
5 | HOTS SVC Replacement | Replacement - Major Station | Major Station | TRUE | Switchgear | Network | Labour - Internal | 10% | 0 | 0 | 2.3665 | 28.3654 | 375.8188 | 647.9296 | 417.6919 | 0 | 0 | 0 | 0 | 0 | 0 | 0.013726 | 0.10379 | 3.7104 | 9.7968 | 8.4391 | 0 | 0 | 0 | 0 | 0 | 0 | 0.11346 | 1.9319 | 23.0934 | 31.6161 | 22.184 | 0 | 0 | 0 | 0 | 0 | 0 | 2.4937 | 30.4011 | 402.6226 | 689.3424 | 448.3149 | 0 | 0 | 0 | 0 | 0 | 0% | 0% | 0% | 0% | 100% | 0% | 0% | 0% | 0% | 0% | 100% | [10 empty] | 0 | 0 | 0 | 0 | 1494.2875 | 0 | 0 | 0 | 0 | 0 | 0 | 0 | 0 | 0 | 22.3166 | 0 | 0 | 0 | 0 | 0 | 0 | 0 | 0 | 0 | 80.1985 | 0 | 0 | 0 | 0 | 0 | 0 | 0 | 0 | 0 | 1596.8026 | 0 | 0 | 0 | 0 | 0
6 | HOTS SVC Replacement | Replacement - Major Station | Major Station | TRUE | Switchgear | Network | Labour - External | 50% | 0 | 0 | 11.8327 | 141.8269 | 1879.0941 | 3239.6479 | 2088.4593 | 0 | 0 | 0 | 0 | 0 | 0 | 0.068629 | -0.37281 | -2.7401 | 8.1209 | 16.9971 | 0 | 0 | 0 | 0 | 0 | 0 | 0.56729 | 9.5992 | 114.1713 | 156.1161 | 109.6081 | 0 | 0 | 0 | 0 | 0 | 0 | 12.4686 | 151.0533 | 1990.5253 | 3403.8849 | 2215.0645 | 0 | 0 | 0 | 0 | 0 | 0% | 0% | 0% | 0% | 100% | 0% | 0% | 0% | 0% | 0% | 100% | [10 empty] | 0 | 0 | 0 | 0 | 7471.4373 | 0 | 0 | 0 | 0 | 0 | 0 | 0 | 0 | 0 | 22.0773 | 0 | 0 | 0 | 0 | 0 | 0 | 0 | 0 | 0 | 396.2902 | 0 | 0 | 0 | 0 | 0 | 0 | 0 | 0 | 0 | 7889.8049 | 0 | 0 | 0 | 0 | 0
7 | HOTS SVC Replacement | Replacement - Major Station | Major Station | TRUE | Transformers | Network | Materials | 40% | 0 | 0 | 10.128 | 121.3948 | 1608.3856 | 2772.9336 | 1787.589 | 0 | 0 | 0 | 0 | 0 | 0 | 0 | 0 | 0 | 0 | 0 | 0 | 0 | 0 | 0 | 0 | 0 | 0.48276 | 8.238 | 97.8661 | 133.2914 | 93.0602 | 0 | 0 | 0 | 0 | 0 | 0 | 10.6108 | 129.6328 | 1706.2518 | 2906.225 | 1880.6492 | 0 | 0 | 0 | 0 | 0 | 0% | 0% | 0% | 0% | 100% | 0% | 0% | 0% | 0% | 0% | 100% | [10 empty] | 0 | 0 | 0 | 0 | 6395.0777 | 0 | 0 | 0 | 0 | 0 | 0 | 0 | 0 | 0 | 0 | 0 | 0 | 0 | 0 | 0 | 0 | 0 | 0 | 0 | 338.2706 | 0 | 0 | 0 | 0 | 0 | 0 | 0 | 0 | 0 | 6733.3483 | 0 | 0 | 0 | 0 | 0
8 | HOTS SVC Replacement | Replacement - Major Station | Major Station | TRUE | Transformers | Network | Labour - Internal | 10% | 0 | 0 | 2.532 | 30.3487 | 402.0964 | 693.2334 | 446.8973 | 0 | 0 | 0 | 0 | 0 | 0 | 0.014686 | 0.11105 | 3.9699 | 10.4818 | 9.0291 | 0 | 0 | 0 | 0 | 0 | 0 | 0.12139 | 2.067 | 24.7081 | 33.8267 | 23.7351 | 0 | 0 | 0 | 0 | 0 | 0 | 2.6681 | 32.5268 | 430.7744 | 737.5419 | 479.6615 | 0 | 0 | 0 | 0 | 0 | 0% | 0% | 0% | 0% | 100% | 0% | 0% | 0% | 0% | 0% | 100% | [10 empty] | 0 | 0 | 0 | 0 | 1598.7694 | 0 | 0 | 0 | 0 | 0 | 0 | 0 | 0 | 0 | 23.877 | 0 | 0 | 0 | 0 | 0 | 0 | 0 | 0 | 0 | 85.8061 | 0 | 0 | 0 | 0 | 0 | 0 | 0 | 0 | 0 | 1708.4525 | 0 | 0 | 0 | 0 | 0
9 | HOTS SVC Replacement | Replacement - Major Station | Major Station | TRUE | Transformers | Network | Labour - External | 50% | 0 | 0 | 12.66 | 151.7435 | 2010.482 | 3466.167 | 2234.4863 | 0 | 0 | 0 | 0 | 0 | 0 | 0.073428 | -0.39888 | -2.9316 | 8.6887 | 18.1855 | 0 | 0 | 0 | 0 | 0 | 0 | 0.60695 | 10.2704 | 122.1543 | 167.0319 | 117.272 | 0 | 0 | 0 | 0 | 0 | 0 | 13.3404 | 161.6151 | 2129.7047 | 3641.8877 | 2369.9438 | 0 | 0 | 0 | 0 | 0 | 0% | 0% | 0% | 0% | 100% | 0% | 0% | 0% | 0% | 0% | 100% | [10 empty] | 0 | 0 | 0 | 0 | 7993.8471 | 0 | 0 | 0 | 0 | 0 | 0 | 0 | 0 | 0 | 23.6209 | 0 | 0 | 0 | 0 | 0 | 0 | 0 | 0 | 0 | 423.9992 | 0 | 0 | 0 | 0 | 0 | 0 | 0 | 0 | 0 | 8441.4673 | 0 | 0 | 0 | 0 | 0
10 | HOTS SVC Replacement | Replacement - Major Station | Major Station | TRUE | Towers and Conductor | Network | Materials | 40% | 0 | 0 | 0.66586 | 7.981 | 105.7419 | 182.3042 | 117.5235 | 0 | 0 | 0 | 0 | 0 | 0 | 0 | 0 | 0 | 0 | 0 | 0 | 0 | 0 | 0 | 0 | 0 | 0.031739 | 0.5416 | 6.4341 | 8.7631 | 6.1182 | 0 | 0 | 0 | 0 | 0 | 0 | 0.6976 | 8.5226 | 112.1761 | 191.0673 | 123.6417 | 0 | 0 | 0 | 0 | 0 | 0% | 0% | 0% | 0% | 100% | 0% | 0% | 0% | 0% | 0% | 100% | [10 empty] | 0 | 0 | 0 | 0 | 420.439 | 0 | 0 | 0 | 0 | 0 | 0 | 0 | 0 | 0 | 0 | 0 | 0 | 0 | 0 | 0 | 0 | 0 | 0 | 0 | 22.2393 | 0 | 0 | 0 | 0 | 0 | 0 | 0 | 0 | 0 | 442.6783 | 0 | 0 | 0 | 0 | 0
11 | HOTS SVC Replacement | Replacement - Major Station | Major Station | TRUE | Towers and Conductor | Network | Labour - Internal | 10% | 0 | 0 | 0.16646 | 1.9953 | 26.4355 | 45.576 | 29.3809 | 0 | 0 | 0 | 0 | 0 | 0 | 0.00096549 | 0.0073007 | 0.26099 | 0.68911 | 0.59361 | 0 | 0 | 0 | 0 | 0 | 0 | 0.0079807 | 0.1359 | 1.6244 | 2.2239 | 1.5604 | 0 | 0 | 0 | 0 | 0 | 0 | 0.17541 | 2.1384 | 28.3209 | 48.4891 | 31.5349 | 0 | 0 | 0 | 0 | 0 | 0% | 0% | 0% | 0% | 100% | 0% | 0% | 0% | 0% | 0% | 100% | [10 empty] | 0 | 0 | 0 | 0 | 105.1097 | 0 | 0 | 0 | 0 | 0 | 0 | 0 | 0 | 0 | 1.5698 | 0 | 0 | 0 | 0 | 0 | 0 | 0 | 0 | 0 | 5.6412 | 0 | 0 | 0 | 0 | 0 | 0 | 0 | 0 | 0 | 112.3208 | 0 | 0 | 0 | 0 | 0
12 | HOTS SVC Replacement | Replacement - Major Station | Major Station | TRUE | Towers and Conductor | Network | Labour - External | 50% | 0 | 0 | 0.83232 | 9.9763 | 132.1774 | 227.8802 | 146.9044 | 0 | 0 | 0 | 0 | 0 | 0 | 0.0048275 | -0.026224 | -0.19274 | 0.57123 | 1.1956 | 0 | 0 | 0 | 0 | 0 | 0 | 0.039904 | 0.67522 | 8.0309 | 10.9814 | 7.7099 | 0 | 0 | 0 | 0 | 0 | 0 | 0.87705 | 10.6252 | 140.0156 | 239.4328 | 155.8099 | 0 | 0 | 0 | 0 | 0 | 0% | 0% | 0% | 0% | 100% | 0% | 0% | 0% | 0% | 0% | 100% | [10 empty] | 0 | 0 | 0 | 0 | 525.5487 | 0 | 0 | 0 | 0 | 0 | 0 | 0 | 0 | 0 | 1.5529 | 0 | 0 | 0 | 0 | 0 | 0 | 0 | 0 | 0 | 27.8755 | 0 | 0 | 0 | 0 | 0 | 0 | 0 | 0 | 0 | 554.9771 | 0 | 0 | 0 | 0 | 0
13 | HOTS SVC Replacement | Replacement - Major Station | Major Station | TRUE | Establishment | Network | Materials | 40% | 0 | 0 | 4.8538 | 58.1776 | 770.8069 | 1328.9079 | 856.6888 | 0 | 0 | 0 | 0 | 0 | 0 | 0 | 0 | 0 | 0 | 0 | 0 | 0 | 0 | 0 | 0 | 0 | 0.23136 | 3.948 | 46.9016 | 63.8789 | 44.5984 | 0 | 0 | 0 | 0 | 0 | 0 | 5.0851 | 62.1256 | 817.7085 | 1392.7869 | 901.2872 | 0 | 0 | 0 | 0 | 0 | 0% | 0% | 0% | 0% | 100% | 0% | 0% | 0% | 0% | 0% | 100% | [10 empty] | 0 | 0 | 0 | 0 | 3064.7937 | 0 | 0 | 0 | 0 | 0 | 0 | 0 | 0 | 0 | 0 | 0 | 0 | 0 | 0 | 0 | 0 | 0 | 0 | 0 | 162.1137 | 0 | 0 | 0 | 0 | 0 | 0 | 0 | 0 | 0 | 3226.9073 | 0 | 0 | 0 | 0 | 0
14 | HOTS SVC Replacement | Replacement - Major Station | Major Station | TRUE | Establishment | Network | Labour - Internal | 10% | 0 | 0 | 1.2134 | 14.5444 | 192.7017 | 332.227 | 214.1722 | 0 | 0 | 0 | 0 | 0 | 0 | 0.007038 | 0.053219 | 1.9025 | 5.0233 | 4.3271 | 0 | 0 | 0 | 0 | 0 | 0 | 0.058176 | 0.99061 | 11.8412 | 16.2112 | 11.3749 | 0 | 0 | 0 | 0 | 0 | 0 | 1.2787 | 15.5882 | 206.4454 | 353.4615 | 229.8742 | 0 | 0 | 0 | 0 | 0 | 0% | 0% | 0% | 0% | 100% | 0% | 0% | 0% | 0% | 0% | 100% | [10 empty] | 0 | 0 | 0 | 0 | 766.1984 | 0 | 0 | 0 | 0 | 0 | 0 | 0 | 0 | 0 | 11.4429 | 0 | 0 | 0 | 0 | 0 | 0 | 0 | 0 | 0 | 41.1219 | 0 | 0 | 0 | 0 | 0 | 0 | 0 | 0 | 0 | 818.7632 | 0 | 0 | 0 | 0 | 0
15 | HOTS SVC Replacement | Replacement - Major Station | Major Station | TRUE | Establishment | Network | Labour - External | 50% | 0 | 0 | 6.0672 | 72.722 | 963.5086 | 1661.1349 | 1070.861 | 0 | 0 | 0 | 0 | 0 | 0 | 0.03519 | -0.19116 | -1.405 | 4.164 | 8.7153 | 0 | 0 | 0 | 0 | 0 | 0 | 0.29088 | 4.922 | 58.5415 | 80.0488 | 56.2017 | 0 | 0 | 0 | 0 | 0 | 0 | 6.3933 | 77.4528 | 1020.6452 | 1745.3477 | 1135.778 | 0 | 0 | 0 | 0 | 0 | 0% | 0% | 0% | 0% | 100% | 0% | 0% | 0% | 0% | 0% | 100% | [10 empty] | 0 | 0 | 0 | 0 | 3830.9921 | 0 | 0 | 0 | 0 | 0 | 0 | 0 | 0 | 0 | 11.3202 | 0 | 0 | 0 | 0 | 0 | 0 | 0 | 0 | 0 | 203.1985 | 0 | 0 | 0 | 0 | 0 | 0 | 0 | 0 | 0 | 4045.5107 | 0 | 0 | 0 | 0 | 0
16 | Moorabool Terminal Station Circuit Breaker Replacement | Replacement - Major Station | Major Station | TRUE | Secondary | Network | Materials | 40% | 0 | 0 | 0 | 0 | 8.9935 | 119.1079 | 204.1939 | 131.1545 | 0 | 0 | 0 | 0 | 0 | 0 | 0 | 0 | 0 | 0 | 0 | 0 | 0 | 0 | 0 | 0 | 0 | 0 | 0.54723 | 5.7254 | 10.6301 | 6.8601 | 0 | 0 | 0 | 0 | 0 | 0 | 0 | 9.5407 | 124.8333 | 214.8241 | 138.0146 | 0 | 0 | 0 | 0 | 0% | 0% | 0% | 0% | 72% | 28% | 0% | 0% | 0% | 0% | 100% | [10 empty] | 0 | 0 | 0 | 0 | 334.1355 | 131.1545 | 0 | 0 | 0 | 0 | 0 | 0 | 0 | 0 | 0 | 0 | 0 | 0 | 0 | 0 | 0 | 0 | 0 | 0 | 16.9949 | 6.8601 | 0 | 0 | 0 | 0 | 0 | 0 | 0 | 0 | 351.1304 | 138.0146 | 0 | 0 | 0 | 0
17 | Moorabool Terminal Station Circuit Breaker Replacement | Replacement - Major Station | Major Station | TRUE | Secondary | Network | Labour - Internal | 10% | 0 | 0 | 0 | 0 | 2.2484 | 29.777 | 51.0485 | 32.7886 | 0 | 0 | 0 | 0 | 0 | 0 | 0 | 0.022198 | 0.45023 | 1.0314 | 0.92329 | 0 | 0 | 0 | 0 | 0 | 0 | 0 | 0.13816 | 1.453 | 2.7112 | 1.7633 | 0 | 0 | 0 | 0 | 0 | 0 | 0 | 2.4087 | 31.6802 | 54.7911 | 35.4752 | 0 | 0 | 0 | 0 | 0% | 0% | 0% | 0% | 72% | 28% | 0% | 0% | 0% | 0% | 100% | [10 empty] | 0 | 0 | 0 | 0 | 83.5339 | 32.7886 | 0 | 0 | 0 | 0 | 0 | 0 | 0 | 0 | 1.5104 | 0.92329 | 0 | 0 | 0 | 0 | 0 | 0 | 0 | 0 | 4.3257 | 1.7633 | 0 | 0 | 0 | 0 | 0 | 0 | 0 | 0 | 89.37 | 35.4752 | 0 | 0 | 0 | 0
18 | Moorabool Terminal Station Circuit Breaker Replacement | Replacement - Major Station | Major Station | TRUE | Secondary | Network | Labour - External | 50% | 0 | 0 | 0 | 0 | 11.2418 | 148.8849 | 255.2424 | 163.9431 | 0 | 0 | 0 | 0 | 0 | 0 | 0 | -0.016393 | 0.37321 | 2.0773 | 3.0523 | 0 | 0 | 0 | 0 | 0 | 0 | 0 | 0.68304 | 7.1746 | 13.3958 | 8.7348 | 0 | 0 | 0 | 0 | 0 | 0 | 0 | 11.9085 | 156.4328 | 270.7155 | 175.7301 | 0 | 0 | 0 | 0 | 0% | 0% | 0% | 0% | 72% | 28% | 0% | 0% | 0% | 0% | 100% | [10 empty] | 0 | 0 | 0 | 0 | 417.6694 | 163.9431 | 0 | 0 | 0 | 0 | 0 | 0 | 0 | 0 | 2.4385 | 3.0523 | 0 | 0 | 0 | 0 | 0 | 0 | 0 | 0 | 21.3689 | 8.7348 | 0 | 0 | 0 | 0 | 0 | 0 | 0 | 0 | 441.4767 | 175.7301 | 0 | 0 | 0 | 0
19 | Moorabool Terminal Station Circuit Breaker Replacement | Replacement - Major Station | Major Station | TRUE | Switchgear | Network | Materials | 40% | 0 | 0 | 0 | 0 | 48.8243 | 646.6206 | 1108.5409 | 712.0198 | 0 | 0 | 0 | 0 | 0 | 0 | 0 | 0 | 0 | 0 | 0 | 0 | 0 | 0 | 0 | 0 | 0 | 0 | 2.9708 | 31.0822 | 57.7096 | 37.2425 | 0 | 0 | 0 | 0 | 0 | 0 | 0 | 51.7952 | 677.7029 | 1166.2505 | 749.2623 | 0 | 0 | 0 | 0 | 0% | 0% | 0% | 0% | 72% | 28% | 0% | 0% | 0% | 0% | 100% | [10 empty] | 0 | 0 | 0 | 0 | 1813.9761 | 712.0198 | 0 | 0 | 0 | 0 | 0 | 0 | 0 | 0 | 0 | 0 | 0 | 0 | 0 | 0 | 0 | 0 | 0 | 0 | 92.2629 | 37.2425 | 0 | 0 | 0 | 0 | 0 | 0 | 0 | 0 | 1906.2389 | 749.2623 | 0 | 0 | 0 | 0
20 | Moorabool Terminal Station Circuit Breaker Replacement | Replacement - Major Station | Major Station | TRUE | Switchgear | Network | Labour - Internal | 10% | 0 | 0 | 0 | 0 | 12.2061 | 161.6552 | 277.1352 | 178.005 | 0 | 0 | 0 | 0 | 0 | 0 | 0 | 0.12051 | 2.4442 | 5.5993 | 5.0124 | 0 | 0 | 0 | 0 | 0 | 0 | 0 | 0.75004 | 7.8881 | 14.7189 | 9.5728 | 0 | 0 | 0 | 0 | 0 | 0 | 0 | 13.0766 | 171.9875 | 297.4534 | 192.5902 | 0 | 0 | 0 | 0 | 0% | 0% | 0% | 0% | 72% | 28% | 0% | 0% | 0% | 0% | 100% | [10 empty] | 0 | 0 | 0 | 0 | 453.494 | 178.005 | 0 | 0 | 0 | 0 | 0 | 0 | 0 | 0 | 8.1997 | 5.0124 | 0 | 0 | 0 | 0 | 0 | 0 | 0 | 0 | 23.4838 | 9.5728 | 0 | 0 | 0 | 0 | 0 | 0 | 0 | 0 | 485.1775 | 192.5902 | 0 | 0 | 0 | 0
21 | Moorabool Terminal Station Circuit Breaker Replacement | Replacement - Major Station | Major Station | TRUE | Switchgear | Network | Labour - External | 50% | 0 | 0 | 0 | 0 | 61.0304 | 808.2758 | 1385.6762 | 890.0248 | 0 | 0 | 0 | 0 | 0 | 0 | 0 | -0.088993 | 2.0261 | 11.2774 | 16.5703 | 0 | 0 | 0 | 0 | 0 | 0 | 0 | 3.7081 | 38.9502 | 72.7241 | 47.4199 | 0 | 0 | 0 | 0 | 0 | 0 | 0 | 64.6495 | 849.2521 | 1469.6777 | 954.0149 | 0 | 0 | 0 | 0 | 0% | 0% | 0% | 0% | 72% | 28% | 0% | 0% | 0% | 0% | 100% | [10 empty] | 0 | 0 | 0 | 0 | 2267.4701 | 890.0248 | 0 | 0 | 0 | 0 | 0 | 0 | 0 | 0 | 13.2381 | 16.5703 | 0 | 0 | 0 | 0 | 0 | 0 | 0 | 0 | 116.0087 | 47.4199 | 0 | 0 | 0 | 0 | 0 | 0 | 0 | 0 | 2396.717 | 954.0149 | 0 | 0 | 0 | 0
22 | Moorabool Terminal Station Circuit Breaker Replacement | Replacement - Major Station | Major Station | TRUE | Transformers | Network | Materials | 40% | 0 | 0 | 0 | 0 | 52.2382 | 691.8329 | 1186.0511 | 761.8049 | 0 | 0 | 0 | 0 | 0 | 0 | 0 | 0 | 0 | 0 | 0 | 0 | 0 | 0 | 0 | 0 | 0 | 0 | 3.1786 | 33.2555 | 61.7447 | 39.8465 | 0 | 0 | 0 | 0 | 0 | 0 | 0 | 55.4167 | 725.0885 | 1247.7958 | 801.6514 | 0 | 0 | 0 | 0 | 0% | 0% | 0% | 0% | 72% | 28% | 0% | 0% | 0% | 0% | 100% | [10 empty] | 0 | 0 | 0 | 0 | 1940.811 | 761.8049 | 0 | 0 | 0 | 0 | 0 | 0 | 0 | 0 | 0 | 0 | 0 | 0 | 0 | 0 | 0 | 0 | 0 | 0 | 98.714 | 39.8465 | 0 | 0 | 0 | 0 | 0 | 0 | 0 | 0 | 2039.5249 | 801.6514 | 0 | 0 | 0 | 0
23 | Moorabool Terminal Station Circuit Breaker Replacement | Replacement - Major Station | Major Station | TRUE | Transformers | Network | Labour - Internal | 10% | 0 | 0 | 0 | 0 | 13.0595 | 172.9582 | 296.5128 | 190.4512 | 0 | 0 | 0 | 0 | 0 | 0 | 0 | 0.12894 | 2.6151 | 5.9908 | 5.3629 | 0 | 0 | 0 | 0 | 0 | 0 | 0 | 0.80249 | 8.4396 | 15.748 | 10.2421 | 0 | 0 | 0 | 0 | 0 | 0 | 0 | 13.991 | 184.013 | 318.2516 | 206.0563 | 0 | 0 | 0 | 0 | 0% | 0% | 0% | 0% | 72% | 28% | 0% | 0% | 0% | 0% | 100% | [10 empty] | 0 | 0 | 0 | 0 | 485.2027 | 190.4512 | 0 | 0 | 0 | 0 | 0 | 0 | 0 | 0 | 8.7731 | 5.3629 | 0 | 0 | 0 | 0 | 0 | 0 | 0 | 0 | 25.1258 | 10.2421 | 0 | 0 | 0 | 0 | 0 | 0 | 0 | 0 | 519.1016 | 206.0563 | 0 | 0 | 0 | 0
24 | Moorabool Terminal Station Circuit Breaker Replacement | Replacement - Major Station | Major Station | TRUE | Transformers | Network | Labour - External | 50% | 0 | 0 | 0 | 0 | 65.2977 | 864.7912 | 1482.5639 | 952.2561 | 0 | 0 | 0 | 0 | 0 | 0 | 0 | -0.095216 | 2.1678 | 12.066 | 17.7289 | 0 | 0 | 0 | 0 | 0 | 0 | 0 | 3.9674 | 41.6736 | 77.809 | 50.7355 | 0 | 0 | 0 | 0 | 0 | 0 | 0 | 69.1699 | 908.6326 | 1572.4389 | 1020.7205 | 0 | 0 | 0 | 0 | 0% | 0% | 0% | 0% | 72% | 28% | 0% | 0% | 0% | 0% | 100% | [10 empty] | 0 | 0 | 0 | 0 | 2426.0137 | 952.2561 | 0 | 0 | 0 | 0 | 0 | 0 | 0 | 0 | 14.1637 | 17.7289 | 0 | 0 | 0 | 0 | 0 | 0 | 0 | 0 | 124.1202 | 50.7355 | 0 | 0 | 0 | 0 | 0 | 0 | 0 | 0 | 2564.2976 | 1020.7205 | 0 | 0 | 0 | 0
25 | Moorabool Terminal Station Circuit Breaker Replacement | Replacement - Major Station | Major Station | TRUE | Towers and Conductor | Network | Materials | 40% | 0 | 0 | 0 | 0 | 3.4344 | 45.484 | 77.9759 | 50.0842 | 0 | 0 | 0 | 0 | 0 | 0 | 0 | 0 | 0 | 0 | 0 | 0 | 0 | 0 | 0 | 0 | 0 | 0 | 0.20897 | 2.1864 | 4.0594 | 2.6197 | 0 | 0 | 0 | 0 | 0 | 0 | 0 | 3.6433 | 47.6703 | 82.0353 | 52.7039 | 0 | 0 | 0 | 0 | 0% | 0% | 0% | 0% | 72% | 28% | 0% | 0% | 0% | 0% | 100% | [10 empty] | 0 | 0 | 0 | 0 | 127.597 | 50.0842 | 0 | 0 | 0 | 0 | 0 | 0 | 0 | 0 | 0 | 0 | 0 | 0 | 0 | 0 | 0 | 0 | 0 | 0 | 6.4899 | 2.6197 | 0 | 0 | 0 | 0 | 0 | 0 | 0 | 0 | 134.0868 | 52.7039 | 0 | 0 | 0 | 0
26 | Moorabool Terminal Station Circuit Breaker Replacement | Replacement - Major Station | Major Station | TRUE | Towers and Conductor | Network | Labour - Internal | 10% | 0 | 0 | 0 | 0 | 0.85859 | 11.371 | 19.494 | 12.5211 | 0 | 0 | 0 | 0 | 0 | 0 | 0 | 0.0084767 | 0.17193 | 0.39386 | 0.35258 | 0 | 0 | 0 | 0 | 0 | 0 | 0 | 0.052759 | 0.55485 | 1.0353 | 0.67336 | 0 | 0 | 0 | 0 | 0 | 0 | 0 | 0.91982 | 12.0978 | 20.9232 | 13.547 | 0 | 0 | 0 | 0 | 0% | 0% | 0% | 0% | 72% | 28% | 0% | 0% | 0% | 0% | 100% | [10 empty] | 0 | 0 | 0 | 0 | 31.8992 | 12.5211 | 0 | 0 | 0 | 0 | 0 | 0 | 0 | 0 | 0.57678 | 0.35258 | 0 | 0 | 0 | 0 | 0 | 0 | 0 | 0 | 1.6519 | 0.67336 | 0 | 0 | 0 | 0 | 0 | 0 | 0 | 0 | 34.1279 | 13.547 | 0 | 0 | 0 | 0
27 | Moorabool Terminal Station Circuit Breaker Replacement | Replacement - Major Station | Major Station | TRUE | Towers and Conductor | Network | Labour - External | 50% | 0 | 0 | 0 | 0 | 4.2929 | 56.855 | 97.4699 | 62.6053 | 0 | 0 | 0 | 0 | 0 | 0 | 0 | -0.0062599 | 0.14252 | 0.79327 | 1.1656 | 0 | 0 | 0 | 0 | 0 | 0 | 0 | 0.26083 | 2.7398 | 5.1155 | 3.3356 | 0 | 0 | 0 | 0 | 0 | 0 | 0 | 4.5475 | 59.7373 | 103.3787 | 67.1064 | 0 | 0 | 0 | 0 | 0% | 0% | 0% | 0% | 72% | 28% | 0% | 0% | 0% | 0% | 100% | [10 empty] | 0 | 0 | 0 | 0 | 159.4962 | 62.6053 | 0 | 0 | 0 | 0 | 0 | 0 | 0 | 0 | 0.93118 | 1.1656 | 0 | 0 | 0 | 0 | 0 | 0 | 0 | 0 | 8.1602 | 3.3356 | 0 | 0 | 0 | 0 | 0 | 0 | 0 | 0 | 168.5876 | 67.1064 | 0 | 0 | 0 | 0
28 | Moorabool Terminal Station Circuit Breaker Replacement | Replacement - Major Station | Major Station | TRUE | Establishment | Network | Materials | 40% | 0 | 0 | 0 | 0 | 25.0348 | 331.5558 | 568.4062 | 365.0894 | 0 | 0 | 0 | 0 | 0 | 0 | 0 | 0 | 0 | 0 | 0 | 0 | 0 | 0 | 0 | 0 | 0 | 0 | 1.5233 | 15.9375 | 29.5907 | 19.0962 | 0 | 0 | 0 | 0 | 0 | 0 | 0 | 26.5581 | 347.4933 | 597.9969 | 384.1855 | 0 | 0 | 0 | 0 | 0% | 0% | 0% | 0% | 72% | 28% | 0% | 0% | 0% | 0% | 100% | [10 empty] | 0 | 0 | 0 | 0 | 930.1193 | 365.0894 | 0 | 0 | 0 | 0 | 0 | 0 | 0 | 0 | 0 | 0 | 0 | 0 | 0 | 0 | 0 | 0 | 0 | 0 | 47.3079 | 19.0962 | 0 | 0 | 0 | 0 | 0 | 0 | 0 | 0 | 977.4272 | 384.1855 | 0 | 0 | 0 | 0
29 | Moorabool Terminal Station Circuit Breaker Replacement | Replacement - Major Station | Major Station | TRUE | Establishment | Network | Labour - Internal | 10% | 0 | 0 | 0 | 0 | 6.2587 | 82.889 | 142.1016 | 91.2723 | 0 | 0 | 0 | 0 | 0 | 0 | 0 | 0.061791 | 1.2533 | 2.871 | 2.5701 | 0 | 0 | 0 | 0 | 0 | 0 | 0 | 0.38459 | 4.0446 | 7.5471 | 4.9085 | 0 | 0 | 0 | 0 | 0 | 0 | 0 | 6.7051 | 88.1869 | 152.5197 | 98.7509 | 0 | 0 | 0 | 0 | 0% | 0% | 0% | 0% | 72% | 28% | 0% | 0% | 0% | 0% | 100% | [10 empty] | 0 | 0 | 0 | 0 | 232.5298 | 91.2723 | 0 | 0 | 0 | 0 | 0 | 0 | 0 | 0 | 4.2044 | 2.5701 | 0 | 0 | 0 | 0 | 0 | 0 | 0 | 0 | 12.0414 | 4.9085 | 0 | 0 | 0 | 0 | 0 | 0 | 0 | 0 | 248.7756 | 98.7509 | 0 | 0 | 0 | 0
30 | Moorabool Terminal Station Circuit Breaker Replacement | Replacement - Major Station | Major Station | TRUE | Establishment | Network | Labour - External | 50% | 0 | 0 | 0 | 0 | 31.2934 | 414.4448 | 710.5078 | 456.3617 | 0 | 0 | 0 | 0 | 0 | 0 | 0 | -0.045632 | 1.0389 | 5.7825 | 8.4964 | 0 | 0 | 0 | 0 | 0 | 0 | 0 | 1.9013 | 19.9718 | 37.2894 | 24.3146 | 0 | 0 | 0 | 0 | 0 | 0 | 0 | 33.1492 | 435.4554 | 753.5797 | 489.1728 | 0 | 0 | 0 | 0 | 0% | 0% | 0% | 0% | 72% | 28% | 0% | 0% | 0% | 0% | 100% | [10 empty] | 0 | 0 | 0 | 0 | 1162.6491 | 456.3617 | 0 | 0 | 0 | 0 | 0 | 0 | 0 | 0 | 6.7879 | 8.4964 | 0 | 0 | 0 | 0 | 0 | 0 | 0 | 0 | 59.4837 | 24.3146 | 0 | 0 | 0 | 0 | 0 | 0 | 0 | 0 | 1228.9207 | 489.1728 | 0 | 0 | 0 | 0
31 | RCTS Transformer and Switchgear Replacement | Replacement - Major Station | Major Station | TRUE | Secondary | Network | Materials | 40% | 0 | 0 | 0 | 0 | 0 | 11.0428 | 145.3538 | 248.306 | 160.0607 | 0 | 0 | 0 | 0 | 0 | 0 | 0 | 0 | 0 | 0 | 0 | 0 | 0 | 0 | 0 | 0 | 0 | 0 | 0.53081 | 7.567 | 12.9878 | 10.9951 | 0 | 0 | 0 | 0 | 0 | 0 | 0 | 11.5736 | 152.9208 | 261.2938 | 171.0558 | 0 | 0 | 0 | 0% | 0% | 0% | 0% | 0% | 72% | 28% | 0% | 0% | 0% | 100% | [10 empty] | 0 | 0 | 0 | 0 | 0 | 406.3028 | 160.0657 | 0 | 0 | 0 | 0 | 0 | 0 | 0 | 0 | 0 | 0 | 0 | 0 | 0 | 0 | 0 | 0 | 0 | 0 | 21.1681 | 10.9951 | 0 | 0 | 0 | 0 | 0 | 0 | 0 | 0 | 427.4709 | 171.0608 | 0 | 0 | 0
32 | RCTS Transformer and Switchgear Replacement | Replacement - Major Station | Major Station | TRUE | Secondary | Network | Labour - Internal | 10% | 0 | 0 | 0 | 0 | 0 | 2.7607 | 36.3385 | 62.0765 | 40.0152 | 0 | 0 | 0 | 0 | 0 | 0 | 0 | 0.041742 | 0.73418 | 1.748 | 1.5797 | 0 | 0 | 0 | 0 | 0 | 0 | 0 | 0.13471 | 1.93 | 3.3384 | 2.8573 | 0 | 0 | 0 | 0 | 0 | 0 | 0 | 2.9372 | 39.0026 | 67.1629 | 44.4522 | 0 | 0 | 0 | 0% | 0% | 0% | 0% | 0% | 72% | 28% | 0% | 0% | 0% | 100% | [10 empty] | 0 | 0 | 0 | 0 | 0 | 101.5757 | 40.0164 | 0 | 0 | 0 | 0 | 0 | 0 | 0 | 0 | 2.5317 | 1.5797 | 0 | 0 | 0 | 0 | 0 | 0 | 0 | 0 | 5.4241 | 2.8573 | 0 | 0 | 0 | 0 | 0 | 0 | 0 | 0 | 109.5315 | 44.4534 | 0 | 0 | 0
33 | RCTS Transformer and Switchgear Replacement | Replacement - Major Station | Major Station | TRUE | Secondary | Network | Labour - External | 50% | 0 | 0 | 0 | 0 | 0 | 13.8035 | 181.6923 | 310.3825 | 200.0758 | 0 | 0 | 0 | 0 | 0 | 0 | 0 | 0.034602 | 1.4787 | 5.7786 | 6.2631 | 0 | 0 | 0 | 0 | 0 | 0 | 0 | 0.66518 | 9.5357 | 16.5369 | 14.1741 | 0 | 0 | 0 | 0 | 0 | 0 | 0 | 14.5033 | 192.7067 | 332.6981 | 220.5131 | 0 | 0 | 0 | 0% | 0% | 0% | 0% | 0% | 72% | 28% | 0% | 0% | 0% | 100% | [10 empty] | 0 | 0 | 0 | 0 | 0 | 507.8785 | 200.0821 | 0 | 0 | 0 | 0 | 0 | 0 | 0 | 0 | 7.3065 | 6.2631 | 0 | 0 | 0 | 0 | 0 | 0 | 0 | 0 | 26.8418 | 14.1741 | 0 | 0 | 0 | 0 | 0 | 0 | 0 | 0 | 542.0268 | 220.5193 | 0 | 0 | 0
34 | RCTS Transformer and Switchgear Replacement | Replacement - Major Station | Major Station | TRUE | Switchgear | Network | Materials | 40% | 0 | 0 | 0 | 0 | 0 | 59.9498 | 789.1061 | 1348.0194 | 868.9476 | 0 | 0 | 0 | 0 | 0 | 0 | 0 | 0 | 0 | 0 | 0 | 0 | 0 | 0 | 0 | 0 | 0 | 0 | 2.8817 | 41.0801 | 70.5088 | 59.691 | 0 | 0 | 0 | 0 | 0 | 0 | 0 | 62.8316 | 830.1862 | 1418.5282 | 928.6385 | 0 | 0 | 0 | 0% | 0% | 0% | 0% | 0% | 72% | 28% | 0% | 0% | 0% | 100% | [10 empty] | 0 | 0 | 0 | 0 | 0 | 2205.7624 | 868.9747 | 0 | 0 | 0 | 0 | 0 | 0 | 0 | 0 | 0 | 0 | 0 | 0 | 0 | 0 | 0 | 0 | 0 | 0 | 114.9188 | 59.691 | 0 | 0 | 0 | 0 | 0 | 0 | 0 | 0 | 2320.6812 | 928.6657 | 0 | 0 | 0
35 | RCTS Transformer and Switchgear Replacement | Replacement - Major Station | Major Station | TRUE | Switchgear | Network | Labour - Internal | 10% | 0 | 0 | 0 | 0 | 0 | 14.9875 | 197.2765 | 337.0049 | 217.2369 | 0 | 0 | 0 | 0 | 0 | 0 | 0 | 0.22661 | 3.9858 | 9.4897 | 8.5759 | 0 | 0 | 0 | 0 | 0 | 0 | 0 | 0.73132 | 10.4775 | 18.1236 | 15.5119 | 0 | 0 | 0 | 0 | 0 | 0 | 0 | 15.9454 | 211.7398 | 364.6181 | 241.3247 | 0 | 0 | 0 | 0% | 0% | 0% | 0% | 0% | 72% | 28% | 0% | 0% | 0% | 100% | [10 empty] | 0 | 0 | 0 | 0 | 0 | 551.4406 | 217.2437 | 0 | 0 | 0 | 0 | 0 | 0 | 0 | 0 | 13.7444 | 8.5759 | 0 | 0 | 0 | 0 | 0 | 0 | 0 | 0 | 29.4466 | 15.5119 | 0 | 0 | 0 | 0 | 0 | 0 | 0 | 0 | 594.6316 | 241.3315 | 0 | 0 | 0
36 | RCTS Transformer and Switchgear Replacement | Replacement - Major Station | Major Station | TRUE | Switchgear | Network | Labour - External | 50% | 0 | 0 | 0 | 0 | 0 | 74.9373 | 986.3826 | 1685.0243 | 1086.1844 | 0 | 0 | 0 | 0 | 0 | 0 | 0 | 0.18785 | 8.0278 | 31.3714 | 34.0014 | 0 | 0 | 0 | 0 | 0 | 0 | 0 | 3.6112 | 51.7681 | 89.7768 | 76.9494 | 0 | 0 | 0 | 0 | 0 | 0 | 0 | 78.7363 | 1046.1785 | 1806.1726 | 1197.1353 | 0 | 0 | 0 | 0% | 0% | 0% | 0% | 0% | 72% | 28% | 0% | 0% | 0% | 100% | [10 empty] | 0 | 0 | 0 | 0 | 0 | 2757.203 | 1086.2183 | 0 | 0 | 0 | 0 | 0 | 0 | 0 | 0 | 39.6662 | 34.0014 | 0 | 0 | 0 | 0 | 0 | 0 | 0 | 0 | 145.7205 | 76.9494 | 0 | 0 | 0 | 0 | 0 | 0 | 0 | 0 | 2942.5897 | 1197.1692 | 0 | 0 | 0
37 | RCTS Transformer and Switchgear Replacement | Replacement - Major Station | Major Station | TRUE | Transformers | Network | Materials | 40% | 0 | 0 | 0 | 0 | 0 | 64.1416 | 844.2811 | 1442.2742 | 929.7052 | 0 | 0 | 0 | 0 | 0 | 0 | 0 | 0 | 0 | 0 | 0 | 0 | 0 | 0 | 0 | 0 | 0 | 0 | 3.0832 | 43.9525 | 75.4388 | 63.8646 | 0 | 0 | 0 | 0 | 0 | 0 | 0 | 67.2248 | 888.2336 | 1517.713 | 993.5698 | 0 | 0 | 0 | 0% | 0% | 0% | 0% | 0% | 72% | 28% | 0% | 0% | 0% | 100% | [10 empty] | 0 | 0 | 0 | 0 | 0 | 2359.9913 | 929.7342 | 0 | 0 | 0 | 0 | 0 | 0 | 0 | 0 | 0 | 0 | 0 | 0 | 0 | 0 | 0 | 0 | 0 | 0 | 122.9541 | 63.8646 | 0 | 0 | 0 | 0 | 0 | 0 | 0 | 0 | 2482.9454 | 993.5988 | 0 | 0 | 0
38 | RCTS Transformer and Switchgear Replacement | Replacement - Major Station | Major Station | TRUE | Transformers | Network | Labour - Internal | 10% | 0 | 0 | 0 | 0 | 0 | 16.0354 | 211.0703 | 360.5686 | 232.4263 | 0 | 0 | 0 | 0 | 0 | 0 | 0 | 0.24246 | 4.2645 | 10.1532 | 9.1756 | 0 | 0 | 0 | 0 | 0 | 0 | 0 | 0.78246 | 11.2101 | 19.3908 | 16.5965 | 0 | 0 | 0 | 0 | 0 | 0 | 0 | 17.0603 | 226.5449 | 390.1125 | 258.1983 | 0 | 0 | 0 | 0% | 0% | 0% | 0% | 0% | 72% | 28% | 0% | 0% | 0% | 100% | [10 empty] | 0 | 0 | 0 | 0 | 0 | 589.9978 | 232.4335 | 0 | 0 | 0 | 0 | 0 | 0 | 0 | 0 | 14.7054 | 9.1756 | 0 | 0 | 0 | 0 | 0 | 0 | 0 | 0 | 31.5056 | 16.5965 | 0 | 0 | 0 | 0 | 0 | 0 | 0 | 0 | 636.2088 | 258.2056 | 0 | 0 | 0
39 | RCTS Transformer and Switchgear Replacement | Replacement - Major Station | Major Station | TRUE | Transformers | Network | Labour - External | 50% | 0 | 0 | 0 | 0 | 0 | 80.177 | 1055.3514 | 1802.8428 | 1162.1315 | 0 | 0 | 0 | 0 | 0 | 0 | 0 | 0.20098 | 8.5891 | 33.565 | 36.3788 | 0 | 0 | 0 | 0 | 0 | 0 | 0 | 3.8637 | 55.3877 | 96.0541 | 82.3298 | 0 | 0 | 0 | 0 | 0 | 0 | 0 | 84.2416 | 1119.3282 | 1932.4618 | 1280.8401 | 0 | 0 | 0 | 0% | 0% | 0% | 0% | 0% | 72% | 28% | 0% | 0% | 0% | 100% | [10 empty] | 0 | 0 | 0 | 0 | 0 | 2949.9892 | 1162.1677 | 0 | 0 | 0 | 0 | 0 | 0 | 0 | 0 | 42.4397 | 36.3788 | 0 | 0 | 0 | 0 | 0 | 0 | 0 | 0 | 155.9094 | 82.3298 | 0 | 0 | 0 | 0 | 0 | 0 | 0 | 0 | 3148.3383 | 1280.8763 | 0 | 0 | 0
40 | RCTS Transformer and Switchgear Replacement | Replacement - Major Station | Major Station | TRUE | Towers and Conductor | Network | Materials | 40% | 0 | 0 | 0 | 0 | 0 | 4.2169 | 55.5065 | 94.8211 | 61.1227 | 0 | 0 | 0 | 0 | 0 | 0 | 0 | 0 | 0 | 0 | 0 | 0 | 0 | 0 | 0 | 0 | 0 | 0 | 0.2027 | 2.8896 | 4.9597 | 4.1987 | 0 | 0 | 0 | 0 | 0 | 0 | 0 | 4.4196 | 58.3962 | 99.7808 | 65.3214 | 0 | 0 | 0 | 0% | 0% | 0% | 0% | 0% | 72% | 28% | 0% | 0% | 0% | 100% | [10 empty] | 0 | 0 | 0 | 0 | 0 | 155.1556 | 61.1246 | 0 | 0 | 0 | 0 | 0 | 0 | 0 | 0 | 0 | 0 | 0 | 0 | 0 | 0 | 0 | 0 | 0 | 0 | 8.0835 | 4.1987 | 0 | 0 | 0 | 0 | 0 | 0 | 0 | 0 | 163.2391 | 65.3233 | 0 | 0 | 0
41 | RCTS Transformer and Switchgear Replacement | Replacement - Major Station | Major Station | TRUE | Towers and Conductor | Network | Labour - Internal | 10% | 0 | 0 | 0 | 0 | 0 | 1.0542 | 13.8766 | 23.7053 | 15.2807 | 0 | 0 | 0 | 0 | 0 | 0 | 0 | 0.01594 | 0.28036 | 0.66752 | 0.60324 | 0 | 0 | 0 | 0 | 0 | 0 | 0 | 0.051442 | 0.737 | 1.2748 | 1.0911 | 0 | 0 | 0 | 0 | 0 | 0 | 0 | 1.1216 | 14.894 | 25.6476 | 16.975 | 0 | 0 | 0 | 0% | 0% | 0% | 0% | 0% | 72% | 28% | 0% | 0% | 0% | 100% | [10 empty] | 0 | 0 | 0 | 0 | 0 | 38.7889 | 15.2811 | 0 | 0 | 0 | 0 | 0 | 0 | 0 | 0 | 0.9668 | 0.60324 | 0 | 0 | 0 | 0 | 0 | 0 | 0 | 0 | 2.0713 | 1.0911 | 0 | 0 | 0 | 0 | 0 | 0 | 0 | 0 | 41.827 | 16.9755 | 0 | 0 | 0
42 | RCTS Transformer and Switchgear Replacement | Replacement - Major Station | Major Station | TRUE | Towers and Conductor | Network | Labour - External | 50% | 0 | 0 | 0 | 0 | 0 | 5.2712 | 69.3832 | 118.5264 | 76.4033 | 0 | 0 | 0 | 0 | 0 | 0 | 0 | 0.013213 | 0.56468 | 2.2067 | 2.3917 | 0 | 0 | 0 | 0 | 0 | 0 | 0 | 0.25401 | 3.6414 | 6.315 | 5.4127 | 0 | 0 | 0 | 0 | 0 | 0 | 0 | 5.5384 | 73.5893 | 127.0481 | 84.2077 | 0 | 0 | 0 | 0% | 0% | 0% | 0% | 0% | 72% | 28% | 0% | 0% | 0% | 100% | [10 empty] | 0 | 0 | 0 | 0 | 0 | 193.9445 | 76.4057 | 0 | 0 | 0 | 0 | 0 | 0 | 0 | 0 | 2.7902 | 2.3917 | 0 | 0 | 0 | 0 | 0 | 0 | 0 | 0 | 10.2501 | 5.4127 | 0 | 0 | 0 | 0 | 0 | 0 | 0 | 0 | 206.9848 | 84.2101 | 0 | 0 | 0
43 | RCTS Transformer and Switchgear Replacement | Replacement - Major Station | Major Station | TRUE | Establishment | Network | Materials | 40% | 0 | 0 | 0 | 0 | 0 | 30.7394 | 404.6155 | 691.1992 | 445.5543 | 0 | 0 | 0 | 0 | 0 | 0 | 0 | 0 | 0 | 0 | 0 | 0 | 0 | 0 | 0 | 0 | 0 | 0 | 1.4776 | 21.0639 | 36.1535 | 30.6067 | 0 | 0 | 0 | 0 | 0 | 0 | 0 | 32.217 | 425.6794 | 727.3527 | 476.161 | 0 | 0 | 0 | 0% | 0% | 0% | 0% | 0% | 72% | 28% | 0% | 0% | 0% | 100% | [10 empty] | 0 | 0 | 0 | 0 | 0 | 1131.0084 | 445.5682 | 0 | 0 | 0 | 0 | 0 | 0 | 0 | 0 | 0 | 0 | 0 | 0 | 0 | 0 | 0 | 0 | 0 | 0 | 58.9248 | 30.6067 | 0 | 0 | 0 | 0 | 0 | 0 | 0 | 0 | 1189.9332 | 476.1749 | 0 | 0 | 0
44 | RCTS Transformer and Switchgear Replacement | Replacement - Major Station | Major Station | TRUE | Establishment | Network | Labour - Internal | 10% | 0 | 0 | 0 | 0 | 0 | 7.6848 | 101.1539 | 172.7998 | 111.3886 | 0 | 0 | 0 | 0 | 0 | 0 | 0 | 0.1162 | 2.0437 | 4.8659 | 4.3973 | 0 | 0 | 0 | 0 | 0 | 0 | 0 | 0.37499 | 5.3724 | 9.2929 | 7.9537 | 0 | 0 | 0 | 0 | 0 | 0 | 0 | 8.176 | 108.57 | 186.9586 | 123.7396 | 0 | 0 | 0 | 0% | 0% | 0% | 0% | 0% | 72% | 28% | 0% | 0% | 0% | 100% | [10 empty] | 0 | 0 | 0 | 0 | 0 | 282.7521 | 111.3921 | 0 | 0 | 0 | 0 | 0 | 0 | 0 | 0 | 7.0475 | 4.3973 | 0 | 0 | 0 | 0 | 0 | 0 | 0 | 0 | 15.0988 | 7.9537 | 0 | 0 | 0 | 0 | 0 | 0 | 0 | 0 | 304.8984 | 123.7431 | 0 | 0 | 0
45 | RCTS Transformer and Switchgear Replacement | Replacement - Major Station | Major Station | TRUE | Establishment | Network | Labour - External | 50% | 0 | 0 | 0 | 0 | 0 | 38.4242 | 505.7694 | 863.9991 | 556.9429 | 0 | 0 | 0 | 0 | 0 | 0 | 0 | 0.096319 | 4.1162 | 16.0858 | 17.4343 | 0 | 0 | 0 | 0 | 0 | 0 | 0 | 1.8516 | 26.5442 | 46.0332 | 39.4559 | 0 | 0 | 0 | 0 | 0 | 0 | 0 | 40.3722 | 536.4298 | 926.118 | 613.8331 | 0 | 0 | 0 | 0% | 0% | 0% | 0% | 0% | 72% | 28% | 0% | 0% | 0% | 100% | [10 empty] | 0 | 0 | 0 | 0 | 0 | 1413.7605 | 556.9603 | 0 | 0 | 0 | 0 | 0 | 0 | 0 | 0 | 20.3389 | 17.4343 | 0 | 0 | 0 | 0 | 0 | 0 | 0 | 0 | 74.7184 | 39.4559 | 0 | 0 | 0 | 0 | 0 | 0 | 0 | 0 | 1508.8178 | 613.8505 | 0 | 0 | 0
46 | LYPS and HWTS 500kV Circuit Breaker Replacement Stage 2 | Replacement - Major Station | Major Station | TRUE | Secondary | Network | Materials | 40% | 0 | 0 | 0 | 0 | 0 | 0 | 0 | 0 | 0 | 0 | 42.7421 | 560.8337 | 0 | 0 | 0 | 0 | 0 | 0 | 0 | 0 | 0 | 0 | 0 | 0 | 0 | 0 | 0 | 0 | 0 | 0 | 0 | 0 | 2.609 | 34.2335 | 0 | 0 | 0 | 0 | 0 | 0 | 0 | 0 | 0 | 45.3511 | 595.0672 | 0% | 0% | 0% | 0% | 0% | 0% | 0% | 0% | 0% | 100% | 100% | [10 empty] | 0 | 0 | 0 | 0 | 0 | 0 | 0 | 0 | 0 | 603.9747 | 0 | 0 | 0 | 0 | 0 | 0 | 0 | 0 | 0 | 0 | 0 | 0 | 0 | 0 | 0 | 0 | 0 | 0 | 0 | 36.8669 | 0 | 0 | 0 | 0 | 0 | 0 | 0 | 0 | 0 | 640.8416
47 | LYPS and HWTS 500kV Circuit Breaker Replacement Stage 2 | Replacement - Major Station | Major Station | TRUE | Secondary | Network | Labour - Internal | 10% | 0 | 0 | 0 | 0 | 0 | 0 | 0 | 0 | 0 | 0 | 10.6855 | 140.2084 | 0 | 0 | 0 | 0 | 0 | 0 | 0 | 0 | 0 | 0.66773 | 10.4015 | 0 | 0 | 0 | 0 | 0 | 0 | 0 | 0 | 0 | 0.69301 | 9.1933 | 0 | 0 | 0 | 0 | 0 | 0 | 0 | 0 | 0 | 12.0463 | 159.8032 | 0% | 0% | 0% | 0% | 0% | 0% | 0% | 0% | 0% | 100% | 100% | [10 empty] | 0 | 0 | 0 | 0 | 0 | 0 | 0 | 0 | 0 | 150.9937 | 0 | 0 | 0 | 0 | 0 | 0 | 0 | 0 | 0 | 11.0754 | 0 | 0 | 0 | 0 | 0 | 0 | 0 | 0 | 0 | 9.8928 | 0 | 0 | 0 | 0 | 0 | 0 | 0 | 0 | 0 | 171.9619
48 | LYPS and HWTS 500kV Circuit Breaker Replacement Stage 2 | Replacement - Major Station | Major Station | TRUE | Secondary | Network | Labour - External | 50% | 0 | 0 | 0 | 0 | 0 | 0 | 0 | 0 | 0 | 0 | 53.4276 | 701.0421 | 0 | 0 | 0 | 0 | 0 | 0 | 0 | 0 | 0 | 3.0534 | 49.2949 | 0 | 0 | 0 | 0 | 0 | 0 | 0 | 0 | 0 | 3.4476 | 45.8009 | 0 | 0 | 0 | 0 | 0 | 0 | 0 | 0 | 0 | 59.9287 | 796.1379 | 0% | 0% | 0% | 0% | 0% | 0% | 0% | 0% | 0% | 100% | 100% | [10 empty] | 0 | 0 | 0 | 0 | 0 | 0 | 0 | 0 | 0 | 754.9684 | 0 | 0 | 0 | 0 | 0 | 0 | 0 | 0 | 0 | 52.3768 | 0 | 0 | 0 | 0 | 0 | 0 | 0 | 0 | 0 | 49.2807 | 0 | 0 | 0 | 0 | 0 | 0 | 0 | 0 | 0 | 856.626
49 | LYPS and HWTS 500kV Circuit Breaker Replacement Stage 2 | Replacement - Major Station | Major Station | TRUE | Switchgear | Network | Materials | 40% | 0 | 0 | 0 | 0 | 0 | 0 | 0 | 0 | 0 | 0 | 232.041 | 3044.6896 | 0 | 0 | 0 | 0 | 0 | 0 | 0 | 0 | 0 | 0 | 0 | 0 | 0 | 0 | 0 | 0 | 0 | 0 | 0 | 0 | 14.1639 | 185.8491 | 0 | 0 | 0 | 0 | 0 | 0 | 0 | 0 | 0 | 246.2049 | 3230.5387 | 0% | 0% | 0% | 0% | 0% | 0% | 0% | 0% | 0% | 100% | 100% | [10 empty] | 0 | 0 | 0 | 0 | 0 | 0 | 0 | 0 | 0 | 3278.8965 | 0 | 0 | 0 | 0 | 0 | 0 | 0 | 0 | 0 | 0 | 0 | 0 | 0 | 0 | 0 | 0 | 0 | 0 | 0 | 200.1452 | 0 | 0 | 0 | 0 | 0 | 0 | 0 | 0 | 0 | 3479.0417
50 | LYPS and HWTS 500kV Circuit Breaker Replacement Stage 2 | Replacement - Major Station | Major Station | TRUE | Switchgear | Network | Labour - Internal | 10% | 0 | 0 | 0 | 0 | 0 | 0 | 0 | 0 | 0 | 0 | 58.0102 | 761.1724 | 0 | 0 | 0 | 0 | 0 | 0 | 0 | 0 | 0 | 3.625 | 56.4682 | 0 | 0 | 0 | 0 | 0 | 0 | 0 | 0 | 0 | 3.7622 | 49.9091 | 0 | 0 | 0 | 0 | 0 | 0 | 0 | 0 | 0 | 65.3975 | 867.5497 | 0% | 0% | 0% | 0% | 0% | 0% | 0% | 0% | 0% | 100% | 100% | [10 empty] | 0 | 0 | 0 | 0 | 0 | 0 | 0 | 0 | 0 | 819.7241 | 0 | 0 | 0 | 0 | 0 | 0 | 0 | 0 | 0 | 60.127 | 0 | 0 | 0 | 0 | 0 | 0 | 0 | 0 | 0 | 53.7065 | 0 | 0 | 0 | 0 | 0 | 0 | 0 | 0 | 0 | 933.5576
51 | LYPS and HWTS 500kV Circuit Breaker Replacement Stage 2 | Replacement - Major Station | Major Station | TRUE | Switchgear | Network | Labour - External | 50% | 0 | 0 | 0 | 0 | 0 | 0 | 0 | 0 | 0 | 0 | 290.0512 | 3805.862 | 0 | 0 | 0 | 0 | 0 | 0 | 0 | 0 | 0 | 16.5767 | 267.6153 | 0 | 0 | 0 | 0 | 0 | 0 | 0 | 0 | 0 | 18.7167 | 248.6467 | 0 | 0 | 0 | 0 | 0 | 0 | 0 | 0 | 0 | 325.3446 | 4322.124 | 0% | 0% | 0% | 0% | 0% | 0% | 0% | 0% | 0% | 100% | 100% | [10 empty] | 0 | 0 | 0 | 0 | 0 | 0 | 0 | 0 | 0 | 4098.6206 | 0 | 0 | 0 | 0 | 0 | 0 | 0 | 0 | 0 | 284.3467 | 0 | 0 | 0 | 0 | 0 | 0 | 0 | 0 | 0 | 267.5381 | 0 | 0 | 0 | 0 | 0 | 0 | 0 | 0 | 0 | 4650.5055
52 | LYPS and HWTS 500kV Circuit Breaker Replacement Stage 2 | Replacement - Major Station | Major Station | TRUE | Transformers | Network | Materials | 40% | 0 | 0 | 0 | 0 | 0 | 0 | 0 | 0 | 0 | 0 | 248.2655 | 3257.5771 | 0 | 0 | 0 | 0 | 0 | 0 | 0 | 0 | 0 | 0 | 0 | 0 | 0 | 0 | 0 | 0 | 0 | 0 | 0 | 0 | 15.1542 | 198.8439 | 0 | 0 | 0 | 0 | 0 | 0 | 0 | 0 | 0 | 263.4197 | 3456.421 | 0% | 0% | 0% | 0% | 0% | 0% | 0% | 0% | 0% | 100% | 100% | [10 empty] | 0 | 0 | 0 | 0 | 0 | 0 | 0 | 0 | 0 | 3508.1599 | 0 | 0 | 0 | 0 | 0 | 0 | 0 | 0 | 0 | 0 | 0 | 0 | 0 | 0 | 0 | 0 | 0 | 0 | 0 | 214.1395 | 0 | 0 | 0 | 0 | 0 | 0 | 0 | 0 | 0 | 3722.2995
53 | LYPS and HWTS 500kV Circuit Breaker Replacement Stage 2 | Replacement - Major Station | Major Station | TRUE | Transformers | Network | Labour - Internal | 10% | 0 | 0 | 0 | 0 | 0 | 0 | 0 | 0 | 0 | 0 | 62.0664 | 814.3943 | 0 | 0 | 0 | 0 | 0 | 0 | 0 | 0 | 0 | 3.8785 | 60.4165 | 0 | 0 | 0 | 0 | 0 | 0 | 0 | 0 | 0 | 4.0253 | 53.3988 | 0 | 0 | 0 | 0 | 0 | 0 | 0 | 0 | 0 | 69.9702 | 928.2096 | 0% | 0% | 0% | 0% | 0% | 0% | 0% | 0% | 0% | 100% | 100% | [10 empty] | 0 | 0 | 0 | 0 | 0 | 0 | 0 | 0 | 0 | 877.04 | 0 | 0 | 0 | 0 | 0 | 0 | 0 | 0 | 0 | 64.3312 | 0 | 0 | 0 | 0 | 0 | 0 | 0 | 0 | 0 | 57.4617 | 0 | 0 | 0 | 0 | 0 | 0 | 0 | 0 | 0 | 998.8328
54 | LYPS and HWTS 500kV Circuit Breaker Replacement Stage 2 | Replacement - Major Station | Major Station | TRUE | Transformers | Network | Labour - External | 50% | 0 | 0 | 0 | 0 | 0 | 0 | 0 | 0 | 0 | 0 | 310.3319 | 4071.9714 | 0 | 0 | 0 | 0 | 0 | 0 | 0 | 0 | 0 | 17.7358 | 286.3272 | 0 | 0 | 0 | 0 | 0 | 0 | 0 | 0 | 0 | 20.0254 | 266.0324 | 0 | 0 | 0 | 0 | 0 | 0 | 0 | 0 | 0 | 348.093 | 4624.3309 | 0% | 0% | 0% | 0% | 0% | 0% | 0% | 0% | 0% | 100% | 100% | [10 empty] | 0 | 0 | 0 | 0 | 0 | 0 | 0 | 0 | 0 | 4385.1999 | 0 | 0 | 0 | 0 | 0 | 0 | 0 | 0 | 0 | 304.2285 | 0 | 0 | 0 | 0 | 0 | 0 | 0 | 0 | 0 | 286.2447 | 0 | 0 | 0 | 0 | 0 | 0 | 0 | 0 | 0 | 4975.6731
55 | LYPS and HWTS 500kV Circuit Breaker Replacement Stage 2 | Replacement - Major Station | Major Station | TRUE | Towers and Conductor | Network | Materials | 40% | 0 | 0 | 0 | 0 | 0 | 0 | 0 | 0 | 0 | 0 | 16.322 | 214.1666 | 0 | 0 | 0 | 0 | 0 | 0 | 0 | 0 | 0 | 0 | 0 | 0 | 0 | 0 | 0 | 0 | 0 | 0 | 0 | 0 | 0.9963 | 13.0728 | 0 | 0 | 0 | 0 | 0 | 0 | 0 | 0 | 0 | 17.3183 | 227.2395 | 0% | 0% | 0% | 0% | 0% | 0% | 0% | 0% | 0% | 100% | 100% | [10 empty] | 0 | 0 | 0 | 0 | 0 | 0 | 0 | 0 | 0 | 230.641 | 0 | 0 | 0 | 0 | 0 | 0 | 0 | 0 | 0 | 0 | 0 | 0 | 0 | 0 | 0 | 0 | 0 | 0 | 0 | 14.0784 | 0 | 0 | 0 | 0 | 0 | 0 | 0 | 0 | 0 | 244.7194
56 | LYPS and HWTS 500kV Circuit Breaker Replacement Stage 2 | Replacement - Major Station | Major Station | TRUE | Towers and Conductor | Network | Labour - Internal | 10% | 0 | 0 | 0 | 0 | 0 | 0 | 0 | 0 | 0 | 0 | 4.0805 | 53.5417 | 0 | 0 | 0 | 0 | 0 | 0 | 0 | 0 | 0 | 0.25499 | 3.972 | 0 | 0 | 0 | 0 | 0 | 0 | 0 | 0 | 0 | 0.26464 | 3.5107 | 0 | 0 | 0 | 0 | 0 | 0 | 0 | 0 | 0 | 4.6001 | 61.0244 | 0% | 0% | 0% | 0% | 0% | 0% | 0% | 0% | 0% | 100% | 100% | [10 empty] | 0 | 0 | 0 | 0 | 0 | 0 | 0 | 0 | 0 | 57.6603 | 0 | 0 | 0 | 0 | 0 | 0 | 0 | 0 | 0 | 4.2294 | 0 | 0 | 0 | 0 | 0 | 0 | 0 | 0 | 0 | 3.7778 | 0 | 0 | 0 | 0 | 0 | 0 | 0 | 0 | 0 | 65.6674
57 | LYPS and HWTS 500kV Circuit Breaker Replacement Stage 2 | Replacement - Major Station | Major Station | TRUE | Towers and Conductor | Network | Labour - External | 50% | 0 | 0 | 0 | 0 | 0 | 0 | 0 | 0 | 0 | 0 | 20.4025 | 267.7083 | 0 | 0 | 0 | 0 | 0 | 0 | 0 | 0 | 0 | 1.166 | 18.8243 | 0 | 0 | 0 | 0 | 0 | 0 | 0 | 0 | 0 | 1.3166 | 17.4901 | 0 | 0 | 0 | 0 | 0 | 0 | 0 | 0 | 0 | 22.8851 | 304.0227 | 0% | 0% | 0% | 0% | 0% | 0% | 0% | 0% | 0% | 100% | 100% | [10 empty] | 0 | 0 | 0 | 0 | 0 | 0 | 0 | 0 | 0 | 288.3013 | 0 | 0 | 0 | 0 | 0 | 0 | 0 | 0 | 0 | 20.0012 | 0 | 0 | 0 | 0 | 0 | 0 | 0 | 0 | 0 | 18.8189 | 0 | 0 | 0 | 0 | 0 | 0 | 0 | 0 | 0 | 327.1214
58 | LYPS and HWTS 500kV Circuit Breaker Replacement Stage 2 | Replacement - Major Station | Major Station | TRUE | Establishment | Network | Materials | 40% | 0 | 0 | 0 | 0 | 0 | 0 | 0 | 0 | 0 | 0 | 118.9794 | 1561.1697 | 0 | 0 | 0 | 0 | 0 | 0 | 0 | 0 | 0 | 0 | 0 | 0 | 0 | 0 | 0 | 0 | 0 | 0 | 0 | 0 | 7.2626 | 95.2944 | 0 | 0 | 0 | 0 | 0 | 0 | 0 | 0 | 0 | 126.242 | 1656.4642 | 0% | 0% | 0% | 0% | 0% | 0% | 0% | 0% | 0% | 100% | 100% | [10 empty] | 0 | 0 | 0 | 0 | 0 | 0 | 0 | 0 | 0 | 1681.2597 | 0 | 0 | 0 | 0 | 0 | 0 | 0 | 0 | 0 | 0 | 0 | 0 | 0 | 0 | 0 | 0 | 0 | 0 | 0 | 102.6248 | 0 | 0 | 0 | 0 | 0 | 0 | 0 | 0 | 0 | 1783.8845
59 | LYPS and HWTS 500kV Circuit Breaker Replacement Stage 2 | Replacement - Major Station | Major Station | TRUE | Establishment | Network | Labour - Internal | 10% | 0 | 0 | 0 | 0 | 0 | 0 | 0 | 0 | 0 | 0 | 29.7449 | 390.2924 | 0 | 0 | 0 | 0 | 0 | 0 | 0 | 0 | 0 | 1.8587 | 28.9541 | 0 | 0 | 0 | 0 | 0 | 0 | 0 | 0 | 0 | 1.9291 | 25.591 | 0 | 0 | 0 | 0 | 0 | 0 | 0 | 0 | 0 | 33.5327 | 444.8376 | 0% | 0% | 0% | 0% | 0% | 0% | 0% | 0% | 0% | 100% | 100% | [10 empty] | 0 | 0 | 0 | 0 | 0 | 0 | 0 | 0 | 0 | 420.3149 | 0 | 0 | 0 | 0 | 0 | 0 | 0 | 0 | 0 | 30.8302 | 0 | 0 | 0 | 0 | 0 | 0 | 0 | 0 | 0 | 27.5381 | 0 | 0 | 0 | 0 | 0 | 0 | 0 | 0 | 0 | 478.6833
60 | LYPS and HWTS 500kV Circuit Breaker Replacement Stage 2 | Replacement - Major Station | Major Station | TRUE | Establishment | Network | Labour - External | 50% | 0 | 0 | 0 | 0 | 0 | 0 | 0 | 0 | 0 | 0 | 148.7243 | 1951.4622 | 0 | 0 | 0 | 0 | 0 | 0 | 0 | 0 | 0 | 8.4997 | 137.2202 | 0 | 0 | 0 | 0 | 0 | 0 | 0 | 0 | 0 | 9.597 | 127.494 | 0 | 0 | 0 | 0 | 0 | 0 | 0 | 0 | 0 | 166.821 | 2216.1764 | 0% | 0% | 0% | 0% | 0% | 0% | 0% | 0% | 0% | 100% | 100% | [10 empty] | 0 | 0 | 0 | 0 | 0 | 0 | 0 | 0 | 0 | 2101.5746 | 0 | 0 | 0 | 0 | 0 | 0 | 0 | 0 | 0 | 145.7993 | 0 | 0 | 0 | 0 | 0 | 0 | 0 | 0 | 0 | 137.1806 | 0 | 0 | 0 | 0 | 0 | 0 | 0 | 0 | 0 | 2384.5545
61 | SMTS 330/220kV Transformer Replacement - Stage 2 | Replacement - Major Station | Major Station | TRUE | Secondary | Network | Materials | 40% | 0 | 0 | 0 | 0 | 0 | 0 | 21.2743 | 279.147 | 478.5587 | 307.38 | 0 | 0 | 0 | 0 | 0 | 0 | 0 | 0 | 0 | 0 | 0 | 0 | 0 | 0 | 0 | 0 | 0 | 0 | 1.1075 | 14.6009 | 32.8738 | 27.9169 | 0 | 0 | 0 | 0 | 0 | 0 | 0 | 22.3818 | 293.7479 | 511.4325 | 335.2968 | 0 | 0 | 0% | 0% | 0% | 0% | 0% | 0% | 72% | 28% | 0% | 0% | 100% | [10 empty] | 0 | 0 | 0 | 0 | 0 | 0 | 783.096 | 307.38 | 0 | 0 | 0 | 0 | 0 | 0 | 0 | 0 | 0 | 0 | 0 | 0 | 0 | 0 | 0 | 0 | 0 | 0 | 48.7974 | 27.9169 | 0 | 0 | 0 | 0 | 0 | 0 | 0 | 0 | 831.8935 | 335.2968 | 0 | 0
62 | SMTS 330/220kV Transformer Replacement - Stage 2 | Replacement - Major Station | Major Station | TRUE | Secondary | Network | Labour - Internal | 10% | 0 | 0 | 0 | 0 | 0 | 0 | 5.3186 | 69.7868 | 119.6397 | 76.845 | 0 | 0 | 0 | 0 | 0 | 0 | 0 | 0.10746 | 1.9651 | 4.7231 | 3.913 | 0 | 0 | 0 | 0 | 0 | 0 | 0 | 0.28247 | 3.753 | 8.5429 | 7.3346 | 0 | 0 | 0 | 0 | 0 | 0 | 0 | 5.7085 | 75.5049 | 132.9056 | 88.0926 | 0 | 0 | 0% | 0% | 0% | 0% | 0% | 0% | 72% | 28% | 0% | 0% | 100% | [10 empty] | 0 | 0 | 0 | 0 | 0 | 0 | 195.774 | 76.845 | 0 | 0 | 0 | 0 | 0 | 0 | 0 | 0 | 6.8237 | 3.913 | 0 | 0 | 0 | 0 | 0 | 0 | 0 | 0 | 12.6336 | 7.3346 | 0 | 0 | 0 | 0 | 0 | 0 | 0 | 0 | 215.2313 | 88.0926 | 0 | 0
63 | SMTS 330/220kV Transformer Replacement - Stage 2 | Replacement - Major Station | Major Station | TRUE | Secondary | Network | Labour - External | 50% | 0 | 0 | 0 | 0 | 0 | 0 | 26.5928 | 348.9338 | 598.1984 | 384.2249 | 0 | 0 | 0 | 0 | 0 | 0 | 0 | 0.21643 | 6.4964 | 18.7257 | 16.9625 | 0 | 0 | 0 | 0 | 0 | 0 | 0 | 1.3957 | 18.5909 | 42.3786 | 36.4366 | 0 | 0 | 0 | 0 | 0 | 0 | 0 | 28.2049 | 374.0211 | 659.3027 | 437.6241 | 0 | 0 | 0% | 0% | 0% | 0% | 0% | 0% | 72% | 28% | 0% | 0% | 100% | [10 empty] | 0 | 0 | 0 | 0 | 0 | 0 | 978.87 | 384.2249 | 0 | 0 | 0 | 0 | 0 | 0 | 0 | 0 | 25.5281 | 16.9625 | 0 | 0 | 0 | 0 | 0 | 0 | 0 | 0 | 62.6389 | 36.4366 | 0 | 0 | 0 | 0 | 0 | 0 | 0 | 0 | 1067.037 | 437.6241 | 0 | 0
64 | SMTS 330/220kV Transformer Replacement - Stage 2 | Replacement - Major Station | Major Station | TRUE | Switchgear | Network | Materials | 40% | 0 | 0 | 0 | 0 | 0 | 0 | 115.4951 | 1515.4512 | 2598.0298 | 1668.7238 | 0 | 0 | 0 | 0 | 0 | 0 | 0 | 0 | 0 | 0 | 0 | 0 | 0 | 0 | 0 | 0 | 0 | 0 | 6.0126 | 79.2663 | 178.4676 | 151.5569 | 0 | 0 | 0 | 0 | 0 | 0 | 0 | 121.5077 | 1594.7175 | 2776.4974 | 1820.2807 | 0 | 0 | 0% | 0% | 0% | 0% | 0% | 0% | 72% | 28% | 0% | 0% | 100% | [10 empty] | 0 | 0 | 0 | 0 | 0 | 0 | 4251.3215 | 1668.7238 | 0 | 0 | 0 | 0 | 0 | 0 | 0 | 0 | 0 | 0 | 0 | 0 | 0 | 0 | 0 | 0 | 0 | 0 | 264.9146 | 151.5569 | 0 | 0 | 0 | 0 | 0 | 0 | 0 | 0 | 4516.2361 | 1820.2807 | 0 | 0
65 | SMTS 330/220kV Transformer Replacement - Stage 2 | Replacement - Major Station | Major Station | TRUE | Switchgear | Network | Labour - Internal | 10% | 0 | 0 | 0 | 0 | 0 | 0 | 28.8738 | 378.8628 | 649.5075 | 417.181 | 0 | 0 | 0 | 0 | 0 | 0 | 0 | 0.58337 | 10.6684 | 25.6409 | 21.243 | 0 | 0 | 0 | 0 | 0 | 0 | 0 | 1.5335 | 20.3746 | 46.3783 | 39.8185 | 0 | 0 | 0 | 0 | 0 | 0 | 0 | 30.9907 | 409.9058 | 721.5266 | 478.2425 | 0 | 0 | 0% | 0% | 0% | 0% | 0% | 0% | 72% | 28% | 0% | 0% | 100% | [10 empty] | 0 | 0 | 0 | 0 | 0 | 0 | 1062.8304 | 417.181 | 0 | 0 | 0 | 0 | 0 | 0 | 0 | 0 | 37.0447 | 21.243 | 0 | 0 | 0 | 0 | 0 | 0 | 0 | 0 | 68.5864 | 39.8185 | 0 | 0 | 0 | 0 | 0 | 0 | 0 | 0 | 1168.4615 | 478.2425 | 0 | 0
66 | SMTS 330/220kV Transformer Replacement - Stage 2 | Replacement - Major Station | Major Station | TRUE | Switchgear | Network | Labour - External | 50% | 0 | 0 | 0 | 0 | 0 | 0 | 144.3689 | 1894.314 | 3247.5373 | 2085.9048 | 0 | 0 | 0 | 0 | 0 | 0 | 0 | 1.175 | 35.268 | 101.6594 | 92.087 | 0 | 0 | 0 | 0 | 0 | 0 | 0 | 7.5769 | 100.9276 | 230.0678 | 197.8096 | 0 | 0 | 0 | 0 | 0 | 0 | 0 | 153.1207 | 2030.5096 | 3579.2645 | 2375.8014 | 0 | 0 | 0% | 0% | 0% | 0% | 0% | 0% | 72% | 28% | 0% | 0% | 100% | [10 empty] | 0 | 0 | 0 | 0 | 0 | 0 | 5314.1519 | 2085.9048 | 0 | 0 | 0 | 0 | 0 | 0 | 0 | 0 | 138.5883 | 92.087 | 0 | 0 | 0 | 0 | 0 | 0 | 0 | 0 | 340.0579 | 197.8096 | 0 | 0 | 0 | 0 | 0 | 0 | 0 | 0 | 5792.7981 | 2375.8014 | 0 | 0
67 | SMTS 330/220kV Transformer Replacement - Stage 2 | Replacement - Major Station | Major Station | TRUE | Transformers | Network | Materials | 40% | 0 | 0 | 0 | 0 | 0 | 0 | 123.5706 | 1621.4129 | 2779.6864 | 1785.4025 | 0 | 0 | 0 | 0 | 0 | 0 | 0 | 0 | 0 | 0 | 0 | 0 | 0 | 0 | 0 | 0 | 0 | 0 | 6.433 | 84.8087 | 190.9462 | 162.1538 | 0 | 0 | 0 | 0 | 0 | 0 | 0 | 130.0036 | 1706.2216 | 2970.6326 | 1947.5564 | 0 | 0 | 0% | 0% | 0% | 0% | 0% | 0% | 72% | 28% | 0% | 0% | 100% | [10 empty] | 0 | 0 | 0 | 0 | 0 | 0 | 4548.5778 | 1785.4025 | 0 | 0 | 0 | 0 | 0 | 0 | 0 | 0 | 0 | 0 | 0 | 0 | 0 | 0 | 0 | 0 | 0 | 0 | 283.4377 | 162.1538 | 0 | 0 | 0 | 0 | 0 | 0 | 0 | 0 | 4832.0155 | 1947.5564 | 0 | 0
68 | SMTS 330/220kV Transformer Replacement - Stage 2 | Replacement - Major Station | Major Station | TRUE | Transformers | Network | Labour - Internal | 10% | 0 | 0 | 0 | 0 | 0 | 0 | 30.8927 | 405.3532 | 694.9216 | 446.3506 | 0 | 0 | 0 | 0 | 0 | 0 | 0 | 0.62416 | 11.4143 | 27.4337 | 22.7284 | 0 | 0 | 0 | 0 | 0 | 0 | 0 | 1.6407 | 21.7992 | 49.6211 | 42.6027 | 0 | 0 | 0 | 0 | 0 | 0 | 0 | 33.1576 | 438.5668 | 771.9764 | 511.6817 | 0 | 0 | 0% | 0% | 0% | 0% | 0% | 0% | 72% | 28% | 0% | 0% | 100% | [10 empty] | 0 | 0 | 0 | 0 | 0 | 0 | 1137.1445 | 446.3506 | 0 | 0 | 0 | 0 | 0 | 0 | 0 | 0 | 39.6349 | 22.7284 | 0 | 0 | 0 | 0 | 0 | 0 | 0 | 0 | 73.382 | 42.6027 | 0 | 0 | 0 | 0 | 0 | 0 | 0 | 0 | 1250.1614 | 511.6817 | 0 | 0
69 | SMTS 330/220kV Transformer Replacement - Stage 2 | Replacement - Major Station | Major Station | TRUE | Transformers | Network | Labour - External | 50% | 0 | 0 | 0 | 0 | 0 | 0 | 154.4633 | 2026.7661 | 3474.608 | 2231.7532 | 0 | 0 | 0 | 0 | 0 | 0 | 0 | 1.2571 | 37.7339 | 108.7675 | 98.5258 | 0 | 0 | 0 | 0 | 0 | 0 | 0 | 8.1067 | 107.9846 | 246.1544 | 211.6406 | 0 | 0 | 0 | 0 | 0 | 0 | 0 | 163.8271 | 2172.4846 | 3829.53 | 2541.9196 | 0 | 0 | 0% | 0% | 0% | 0% | 0% | 0% | 72% | 28% | 0% | 0% | 100% | [10 empty] | 0 | 0 | 0 | 0 | 0 | 0 | 5685.7223 | 2231.7532 | 0 | 0 | 0 | 0 | 0 | 0 | 0 | 0 | 148.2786 | 98.5258 | 0 | 0 | 0 | 0 | 0 | 0 | 0 | 0 | 363.8351 | 211.6406 | 0 | 0 | 0 | 0 | 0 | 0 | 0 | 0 | 6197.8359 | 2541.9196 | 0 | 0
70 | SMTS 330/220kV Transformer Replacement - Stage 2 | Replacement - Major Station | Major Station | TRUE | Towers and Conductor | Network | Materials | 40% | 0 | 0 | 0 | 0 | 0 | 0 | 8.124 | 106.5984 | 182.7481 | 117.3798 | 0 | 0 | 0 | 0 | 0 | 0 | 0 | 0 | 0 | 0 | 0 | 0 | 0 | 0 | 0 | 0 | 0 | 0 | 0.42293 | 5.5757 | 12.5536 | 10.6607 | 0 | 0 | 0 | 0 | 0 | 0 | 0 | 8.547 | 112.1741 | 195.3017 | 128.0404 | 0 | 0 | 0% | 0% | 0% | 0% | 0% | 0% | 72% | 28% | 0% | 0% | 100% | [10 empty] | 0 | 0 | 0 | 0 | 0 | 0 | 299.0424 | 117.3798 | 0 | 0 | 0 | 0 | 0 | 0 | 0 | 0 | 0 | 0 | 0 | 0 | 0 | 0 | 0 | 0 | 0 | 0 | 18.6344 | 10.6607 | 0 | 0 | 0 | 0 | 0 | 0 | 0 | 0 | 317.6768 | 128.0404 | 0 | 0
71 | SMTS 330/220kV Transformer Replacement - Stage 2 | Replacement - Major Station | Major Station | TRUE | Towers and Conductor | Network | Labour - Internal | 10% | 0 | 0 | 0 | 0 | 0 | 0 | 2.031 | 26.6496 | 45.687 | 29.3449 | 0 | 0 | 0 | 0 | 0 | 0 | 0 | 0.041035 | 0.75042 | 1.8036 | 1.4943 | 0 | 0 | 0 | 0 | 0 | 0 | 0 | 0.10787 | 1.4332 | 3.2623 | 2.8009 | 0 | 0 | 0 | 0 | 0 | 0 | 0 | 2.1799 | 28.8332 | 50.7529 | 33.6401 | 0 | 0 | 0% | 0% | 0% | 0% | 0% | 0% | 72% | 28% | 0% | 0% | 100% | [10 empty] | 0 | 0 | 0 | 0 | 0 | 0 | 74.7606 | 29.3449 | 0 | 0 | 0 | 0 | 0 | 0 | 0 | 0 | 2.6058 | 1.4943 | 0 | 0 | 0 | 0 | 0 | 0 | 0 | 0 | 4.8244 | 2.8009 | 0 | 0 | 0 | 0 | 0 | 0 | 0 | 0 | 82.1908 | 33.6401 | 0 | 0
72 | SMTS 330/220kV Transformer Replacement - Stage 2 | Replacement - Major Station | Major Station | TRUE | Towers and Conductor | Network | Labour - External | 50% | 0 | 0 | 0 | 0 | 0 | 0 | 10.1551 | 133.248 | 228.4352 | 146.7247 | 0 | 0 | 0 | 0 | 0 | 0 | 0 | 0.082648 | 2.4808 | 7.1508 | 6.4775 | 0 | 0 | 0 | 0 | 0 | 0 | 0 | 0.53297 | 7.0994 | 16.1832 | 13.9141 | 0 | 0 | 0 | 0 | 0 | 0 | 0 | 10.7707 | 142.8282 | 251.7692 | 167.1163 | 0 | 0 | 0% | 0% | 0% | 0% | 0% | 0% | 72% | 28% | 0% | 0% | 100% | [10 empty] | 0 | 0 | 0 | 0 | 0 | 0 | 373.803 | 146.7247 | 0 | 0 | 0 | 0 | 0 | 0 | 0 | 0 | 9.7484 | 6.4775 | 0 | 0 | 0 | 0 | 0 | 0 | 0 | 0 | 23.92 | 13.9141 | 0 | 0 | 0 | 0 | 0 | 0 | 0 | 0 | 407.4715 | 167.1163 | 0 | 0
73 | SMTS 330/220kV Transformer Replacement - Stage 2 | Replacement - Major Station | Major Station | TRUE | Establishment | Network | Materials | 40% | 0 | 0 | 0 | 0 | 0 | 0 | 59.2203 | 777.0501 | 1332.1442 | 855.641 | 0 | 0 | 0 | 0 | 0 | 0 | 0 | 0 | 0 | 0 | 0 | 0 | 0 | 0 | 0 | 0 | 0 | 0 | 3.083 | 40.644 | 91.5096 | 77.711 | 0 | 0 | 0 | 0 | 0 | 0 | 0 | 62.3033 | 817.6941 | 1423.6537 | 933.352 | 0 | 0 | 0% | 0% | 0% | 0% | 0% | 0% | 72% | 28% | 0% | 0% | 100% | [10 empty] | 0 | 0 | 0 | 0 | 0 | 0 | 2179.8723 | 855.641 | 0 | 0 | 0 | 0 | 0 | 0 | 0 | 0 | 0 | 0 | 0 | 0 | 0 | 0 | 0 | 0 | 0 | 0 | 135.8354 | 77.711 | 0 | 0 | 0 | 0 | 0 | 0 | 0 | 0 | 2315.7077 | 933.352 | 0 | 0
74 | SMTS 330/220kV Transformer Replacement - Stage 2 | Replacement - Major Station | Major Station | TRUE | Establishment | Network | Labour - Internal | 10% | 0 | 0 | 0 | 0 | 0 | 0 | 14.8051 | 194.2625 | 333.036 | 213.9102 | 0 | 0 | 0 | 0 | 0 | 0 | 0 | 0.29912 | 5.4702 | 13.1474 | 10.8924 | 0 | 0 | 0 | 0 | 0 | 0 | 0 | 0.78631 | 10.4471 | 23.7805 | 20.417 | 0 | 0 | 0 | 0 | 0 | 0 | 0 | 15.8905 | 210.1799 | 369.964 | 245.2197 | 0 | 0 | 0% | 0% | 0% | 0% | 0% | 0% | 72% | 28% | 0% | 0% | 100% | [10 empty] | 0 | 0 | 0 | 0 | 0 | 0 | 544.9681 | 213.9102 | 0 | 0 | 0 | 0 | 0 | 0 | 0 | 0 | 18.9948 | 10.8924 | 0 | 0 | 0 | 0 | 0 | 0 | 0 | 0 | 35.1678 | 20.417 | 0 | 0 | 0 | 0 | 0 | 0 | 0 | 0 | 599.1306 | 245.2197 | 0 | 0
75 | SMTS 330/220kV Transformer Replacement - Stage 2 | Replacement - Major Station | Major Station | TRUE | Establishment | Network | Labour - External | 50% | 0 | 0 | 0 | 0 | 0 | 0 | 74.0254 | 971.3127 | 1665.1802 | 1069.5512 | 0 | 0 | 0 | 0 | 0 | 0 | 0 | 0.60246 | 18.0837 | 52.126 | 47.2178 | 0 | 0 | 0 | 0 | 0 | 0 | 0 | 3.8851 | 51.7508 | 117.9677 | 101.4272 | 0 | 0 | 0 | 0 | 0 | 0 | 0 | 78.5129 | 1041.1472 | 1835.2739 | 1218.1962 | 0 | 0 | 0% | 0% | 0% | 0% | 0% | 0% | 72% | 28% | 0% | 0% | 100% | [10 empty] | 0 | 0 | 0 | 0 | 0 | 0 | 2724.8403 | 1069.5512 | 0 | 0 | 0 | 0 | 0 | 0 | 0 | 0 | 71.0614 | 47.2178 | 0 | 0 | 0 | 0 | 0 | 0 | 0 | 0 | 174.3653 | 101.4272 | 0 | 0 | 0 | 0 | 0 | 0 | 0 | 0 | 2970.267 | 1218.1962 | 0 | 0
76 | ERTS Redevelopment - Stage 2 | Replacement - Major Station | Major Station | TRUE | Secondary | Network | Materials | 40% | 0 | 0 | 0.75135 | 0 | 11.4312 | 151.3442 | 259.4679 | 166.6549 | 0 | 0 | 0 | 0 | 0 | 0 | 0 | 0 | 0 | 0 | 0 | 0 | 0 | 0 | 0 | 0 | 0.035814 | 0 | 0.69556 | 7.2749 | 13.5077 | 8.717 | 0 | 0 | 0 | 0 | 0 | 0.78716 | 0 | 12.1267 | 158.6191 | 272.9756 | 175.3719 | 0 | 0 | 0 | 0 | 0% | 0% | 0% | 0% | 72% | 28% | 0% | 0% | 0% | 0% | 100% | [10 empty] | 0 | 0 | 0 | 0 | 425.1592 | 166.883 | 0 | 0 | 0 | 0 | 0 | 0 | 0 | 0 | 0 | 0 | 0 | 0 | 0 | 0 | 0 | 0 | 0 | 0 | 21.6335 | 8.717 | 0 | 0 | 0 | 0 | 0 | 0 | 0 | 0 | 446.7928 | 175.6 | 0 | 0 | 0 | 0
77 | ERTS Redevelopment - Stage 2 | Replacement - Major Station | Major Station | TRUE | Secondary | Network | Labour - Internal | 10% | 0 | 0 | 0.18784 | 0 | 2.8578 | 37.8361 | 64.867 | 41.6637 | 0 | 0 | 0 | 0 | 0 | 0.0010895 | 0 | 0.028215 | 0.57209 | 1.3106 | 1.1732 | 0 | 0 | 0 | 0 | 0 | 0.0090054 | 0 | 0.17561 | 1.8462 | 3.4451 | 2.2406 | 0 | 0 | 0 | 0 | 0 | 0.19793 | 0 | 3.0616 | 40.2544 | 69.6227 | 45.0775 | 0 | 0 | 0 | 0 | 0% | 0% | 0% | 0% | 72% | 28% | 0% | 0% | 0% | 0% | 100% | [10 empty] | 0 | 0 | 0 | 0 | 106.2898 | 41.7208 | 0 | 0 | 0 | 0 | 0 | 0 | 0 | 0 | 1.9204 | 1.1732 | 0 | 0 | 0 | 0 | 0 | 0 | 0 | 0 | 5.5063 | 2.2406 | 0 | 0 | 0 | 0 | 0 | 0 | 0 | 0 | 113.7165 | 45.1346 | 0 | 0 | 0 | 0
78 | ERTS Redevelopment - Stage 2 | Replacement - Major Station | Major Station | TRUE | Secondary | Network | Labour - External | 50% | 0 | 0 | 0.93918 | 0 | 14.289 | 189.1803 | 324.3349 | 208.3187 | 0 | 0 | 0 | 0 | 0 | 0.0054473 | 0 | -0.020836 | 0.47422 | 2.6396 | 3.8784 | 0 | 0 | 0 | 0 | 0 | 0.045027 | 0 | 0.86818 | 9.1165 | 17.022 | 11.0991 | 0 | 0 | 0 | 0 | 0 | 0.98966 | 0 | 15.1363 | 198.7709 | 343.9965 | 223.2962 | 0 | 0 | 0 | 0 | 0% | 0% | 0% | 0% | 72% | 28% | 0% | 0% | 0% | 0% | 100% | [10 empty] | 0 | 0 | 0 | 0 | 531.449 | 208.6038 | 0 | 0 | 0 | 0 | 0 | 0 | 0 | 0 | 3.1044 | 3.8784 | 0 | 0 | 0 | 0 | 0 | 0 | 0 | 0 | 27.2014 | 11.0991 | 0 | 0 | 0 | 0 | 0 | 0 | 0 | 0 | 561.7548 | 223.5813 | 0 | 0 | 0 | 0
79 | ERTS Redevelopment - Stage 2 | Replacement - Major Station | Major Station | TRUE | Switchgear | Network | Materials | 40% | 0 | 0 | 4.079 | 0 | 62.0583 | 821.6271 | 1408.6161 | 904.747 | 0 | 0 | 0 | 0 | 0 | 0 | 0 | 0 | 0 | 0 | 0 | 0 | 0 | 0 | 0 | 0 | 0.19443 | 0 | 3.7761 | 39.4946 | 73.3312 | 47.3232 | 0 | 0 | 0 | 0 | 0 | 4.2734 | 0 | 65.8344 | 861.1216 | 1481.9473 | 952.0702 | 0 | 0 | 0 | 0 | 0% | 0% | 0% | 0% | 72% | 28% | 0% | 0% | 0% | 0% | 100% | [10 empty] | 0 | 0 | 0 | 0 | 2308.1315 | 905.9851 | 0 | 0 | 0 | 0 | 0 | 0 | 0 | 0 | 0 | 0 | 0 | 0 | 0 | 0 | 0 | 0 | 0 | 0 | 117.4454 | 47.3232 | 0 | 0 | 0 | 0 | 0 | 0 | 0 | 0 | 2425.5769 | 953.3083 | 0 | 0 | 0 | 0
80 | ERTS Redevelopment - Stage 2 | Replacement - Major Station | Major Station | TRUE | Switchgear | Network | Labour - Internal | 10% | 0 | 0 | 1.0197 | 0 | 15.5146 | 205.4068 | 352.154 | 226.1867 | 0 | 0 | 0 | 0 | 0 | 0.0059145 | 0 | 0.15317 | 3.1058 | 7.1149 | 6.3692 | 0 | 0 | 0 | 0 | 0 | 0.048889 | 0 | 0.95334 | 10.0229 | 18.7032 | 12.1639 | 0 | 0 | 0 | 0 | 0 | 1.0745 | 0 | 16.6211 | 218.5355 | 377.9722 | 244.7199 | 0 | 0 | 0 | 0 | 0% | 0% | 0% | 0% | 72% | 28% | 0% | 0% | 0% | 0% | 100% | [10 empty] | 0 | 0 | 0 | 0 | 577.0329 | 226.4963 | 0 | 0 | 0 | 0 | 0 | 0 | 0 | 0 | 10.4256 | 6.3692 | 0 | 0 | 0 | 0 | 0 | 0 | 0 | 0 | 29.8929 | 12.1639 | 0 | 0 | 0 | 0 | 0 | 0 | 0 | 0 | 617.3514 | 245.0294 | 0 | 0 | 0 | 0
81 | ERTS Redevelopment - Stage 2 | Replacement - Major Station | Major Station | TRUE | Switchgear | Network | Labour - External | 50% | 0 | 0 | 5.0987 | 0 | 77.5729 | 1027.0338 | 1760.7701 | 1130.9337 | 0 | 0 | 0 | 0 | 0 | 0.029572 | 0 | -0.11312 | 2.5745 | 14.3302 | 21.0555 | 0 | 0 | 0 | 0 | 0 | 0.24445 | 0 | 4.7132 | 49.492 | 92.41 | 60.2553 | 0 | 0 | 0 | 0 | 0 | 5.3727 | 0 | 82.173 | 1079.1003 | 1867.5103 | 1212.2445 | 0 | 0 | 0 | 0 | 0% | 0% | 0% | 0% | 72% | 28% | 0% | 0% | 0% | 0% | 100% | [10 empty] | 0 | 0 | 0 | 0 | 2885.1644 | 1132.4814 | 0 | 0 | 0 | 0 | 0 | 0 | 0 | 0 | 16.8531 | 21.0555 | 0 | 0 | 0 | 0 | 0 | 0 | 0 | 0 | 147.6726 | 60.2553 | 0 | 0 | 0 | 0 | 0 | 0 | 0 | 0 | 3049.69 | 1213.7922 | 0 | 0 | 0 | 0
82 | ERTS Redevelopment - Stage 2 | Replacement - Major Station | Major Station | TRUE | Transformers | Network | Materials | 40% | 0 | 0 | 4.3642 | 0 | 66.3975 | 879.076 | 1507.1078 | 968.0077 | 0 | 0 | 0 | 0 | 0 | 0 | 0 | 0 | 0 | 0 | 0 | 0 | 0 | 0 | 0 | 0 | 0.20802 | 0 | 4.0401 | 42.2561 | 78.4586 | 50.6321 | 0 | 0 | 0 | 0 | 0 | 4.5722 | 0 | 70.4376 | 921.332 | 1585.5664 | 1018.6398 | 0 | 0 | 0 | 0 | 0% | 0% | 0% | 0% | 72% | 28% | 0% | 0% | 0% | 0% | 100% | [10 empty] | 0 | 0 | 0 | 0 | 2469.5182 | 969.3324 | 0 | 0 | 0 | 0 | 0 | 0 | 0 | 0 | 0 | 0 | 0 | 0 | 0 | 0 | 0 | 0 | 0 | 0 | 125.6573 | 50.6321 | 0 | 0 | 0 | 0 | 0 | 0 | 0 | 0 | 2595.1755 | 1019.9645 | 0 | 0 | 0 | 0
83 | ERTS Redevelopment - Stage 2 | Replacement - Major Station | Major Station | TRUE | Transformers | Network | Labour - Internal | 10% | 0 | 0 | 1.091 | 0 | 16.5994 | 219.769 | 376.777 | 242.0019 | 0 | 0 | 0 | 0 | 0 | 0.006328 | 0 | 0.16388 | 3.3229 | 7.6124 | 6.8145 | 0 | 0 | 0 | 0 | 0 | 0.052307 | 0 | 1.02 | 10.7237 | 20.0109 | 13.0145 | 0 | 0 | 0 | 0 | 0 | 1.1497 | 0 | 17.7832 | 233.8157 | 404.4003 | 261.8309 | 0 | 0 | 0 | 0 | 0% | 0% | 0% | 0% | 72% | 28% | 0% | 0% | 0% | 0% | 100% | [10 empty] | 0 | 0 | 0 | 0 | 617.3795 | 242.3331 | 0 | 0 | 0 | 0 | 0 | 0 | 0 | 0 | 11.1546 | 6.8145 | 0 | 0 | 0 | 0 | 0 | 0 | 0 | 0 | 31.983 | 13.0145 | 0 | 0 | 0 | 0 | 0 | 0 | 0 | 0 | 660.5172 | 262.1621 | 0 | 0 | 0 | 0
84 | ERTS Redevelopment - Stage 2 | Replacement - Major Station | Major Station | TRUE | Transformers | Network | Labour - External | 50% | 0 | 0 | 5.4552 | 0 | 82.9968 | 1098.845 | 1883.8848 | 1210.0096 | 0 | 0 | 0 | 0 | 0 | 0.03164 | 0 | -0.12102 | 2.7545 | 15.3321 | 22.5277 | 0 | 0 | 0 | 0 | 0 | 0.26154 | 0 | 5.0428 | 52.9525 | 98.8714 | 64.4684 | 0 | 0 | 0 | 0 | 0 | 5.7484 | 0 | 87.9186 | 1154.552 | 1998.0883 | 1297.0058 | 0 | 0 | 0 | 0 | 0% | 0% | 0% | 0% | 72% | 28% | 0% | 0% | 0% | 0% | 100% | [10 empty] | 0 | 0 | 0 | 0 | 3086.8977 | 1211.6655 | 0 | 0 | 0 | 0 | 0 | 0 | 0 | 0 | 18.0315 | 22.5277 | 0 | 0 | 0 | 0 | 0 | 0 | 0 | 0 | 157.998 | 64.4684 | 0 | 0 | 0 | 0 | 0 | 0 | 0 | 0 | 3262.9272 | 1298.6617 | 0 | 0 | 0 | 0
85 | ERTS Redevelopment - Stage 2 | Replacement - Major Station | Major Station | TRUE | Towers and Conductor | Network | Materials | 40% | 0 | 0 | 0.28692 | 0 | 4.3652 | 57.7941 | 99.0835 | 63.6408 | 0 | 0 | 0 | 0 | 0 | 0 | 0 | 0 | 0 | 0 | 0 | 0 | 0 | 0 | 0 | 0 | 0.013676 | 0 | 0.26561 | 2.7781 | 5.1582 | 3.3288 | 0 | 0 | 0 | 0 | 0 | 0.30059 | 0 | 4.6309 | 60.5722 | 104.2417 | 66.9696 | 0 | 0 | 0 | 0 | 0% | 0% | 0% | 0% | 72% | 28% | 0% | 0% | 0% | 0% | 100% | [10 empty] | 0 | 0 | 0 | 0 | 162.3564 | 63.7279 | 0 | 0 | 0 | 0 | 0 | 0 | 0 | 0 | 0 | 0 | 0 | 0 | 0 | 0 | 0 | 0 | 0 | 0 | 8.2612 | 3.3288 | 0 | 0 | 0 | 0 | 0 | 0 | 0 | 0 | 170.6176 | 67.0567 | 0 | 0 | 0 | 0
86 | ERTS Redevelopment - Stage 2 | Replacement - Major Station | Major Station | TRUE | Towers and Conductor | Network | Labour - Internal | 10% | 0 | 0 | 0.07173 | 0 | 1.0913 | 14.4485 | 24.7709 | 15.9102 | 0 | 0 | 0 | 0 | 0 | 0.00041603 | 0 | 0.010774 | 0.21846 | 0.50047 | 0.44801 | 0 | 0 | 0 | 0 | 0 | 0.0034389 | 0 | 0.067059 | 0.70502 | 1.3156 | 0.85562 | 0 | 0 | 0 | 0 | 0 | 0.075585 | 0 | 1.1691 | 15.372 | 26.587 | 17.2139 | 0 | 0 | 0 | 0 | 0% | 0% | 0% | 0% | 72% | 28% | 0% | 0% | 0% | 0% | 100% | [10 empty] | 0 | 0 | 0 | 0 | 40.5891 | 15.932 | 0 | 0 | 0 | 0 | 0 | 0 | 0 | 0 | 0.73335 | 0.44801 | 0 | 0 | 0 | 0 | 0 | 0 | 0 | 0 | 2.1027 | 0.85562 | 0 | 0 | 0 | 0 | 0 | 0 | 0 | 0 | 43.4251 | 17.2356 | 0 | 0 | 0 | 0
87 | ERTS Redevelopment - Stage 2 | Replacement - Major Station | Major Station | TRUE | Towers and Conductor | Network | Labour - External | 50% | 0 | 0 | 0.35865 | 0 | 5.4566 | 72.2426 | 123.8544 | 79.5511 | 0 | 0 | 0 | 0 | 0 | 0.0020802 | 0 | -0.0079566 | 0.18109 | 1.008 | 1.4811 | 0 | 0 | 0 | 0 | 0 | 0.017195 | 0 | 0.33153 | 3.4813 | 6.5002 | 4.2384 | 0 | 0 | 0 | 0 | 0 | 0.37792 | 0 | 5.7801 | 75.905 | 131.3626 | 85.2705 | 0 | 0 | 0 | 0 | 0% | 0% | 0% | 0% | 72% | 28% | 0% | 0% | 0% | 0% | 100% | [10 empty] | 0 | 0 | 0 | 0 | 202.9455 | 79.6599 | 0 | 0 | 0 | 0 | 0 | 0 | 0 | 0 | 1.1855 | 1.4811 | 0 | 0 | 0 | 0 | 0 | 0 | 0 | 0 | 10.3874 | 4.2384 | 0 | 0 | 0 | 0 | 0 | 0 | 0 | 0 | 214.5184 | 85.3794 | 0 | 0 | 0 | 0
88 | ERTS Redevelopment - Stage 2 | Replacement - Major Station | Major Station | TRUE | Establishment | Network | Materials | 40% | 0 | 0 | 2.0915 | 0 | 31.8205 | 421.2907 | 722.2703 | 463.9105 | 0 | 0 | 0 | 0 | 0 | 0 | 0 | 0 | 0 | 0 | 0 | 0 | 0 | 0 | 0 | 0 | 0.099694 | 0 | 1.9362 | 20.2509 | 37.6007 | 24.265 | 0 | 0 | 0 | 0 | 0 | 2.1912 | 0 | 33.7567 | 441.5416 | 759.871 | 488.1756 | 0 | 0 | 0 | 0 | 0% | 0% | 0% | 0% | 72% | 28% | 0% | 0% | 0% | 0% | 100% | [10 empty] | 0 | 0 | 0 | 0 | 1183.4983 | 464.5454 | 0 | 0 | 0 | 0 | 0 | 0 | 0 | 0 | 0 | 0 | 0 | 0 | 0 | 0 | 0 | 0 | 0 | 0 | 60.2203 | 24.265 | 0 | 0 | 0 | 0 | 0 | 0 | 0 | 0 | 1243.7187 | 488.8104 | 0 | 0 | 0 | 0
89 | ERTS Redevelopment - Stage 2 | Replacement - Major Station | Major Station | TRUE | Establishment | Network | Labour - Internal | 10% | 0 | 0 | 0.52287 | 0 | 7.9551 | 105.3227 | 180.5676 | 115.9776 | 0 | 0 | 0 | 0 | 0 | 0.0030327 | 0 | 0.07854 | 1.5925 | 3.6482 | 3.2658 | 0 | 0 | 0 | 0 | 0 | 0.025068 | 0 | 0.48883 | 5.1393 | 9.5901 | 6.2371 | 0 | 0 | 0 | 0 | 0 | 0.55097 | 0 | 8.5225 | 112.0544 | 193.8059 | 125.4805 | 0 | 0 | 0 | 0 | 0% | 0% | 0% | 0% | 72% | 28% | 0% | 0% | 0% | 0% | 100% | [10 empty] | 0 | 0 | 0 | 0 | 295.8746 | 116.1363 | 0 | 0 | 0 | 0 | 0 | 0 | 0 | 0 | 5.3457 | 3.2658 | 0 | 0 | 0 | 0 | 0 | 0 | 0 | 0 | 15.3276 | 6.2371 | 0 | 0 | 0 | 0 | 0 | 0 | 0 | 0 | 316.548 | 125.6392 | 0 | 0 | 0 | 0
90 | ERTS Redevelopment - Stage 2 | Replacement - Major Station | Major Station | TRUE | Establishment | Network | Labour - External | 50% | 0 | 0 | 2.6144 | 0 | 39.7756 | 526.6133 | 902.8378 | 579.8882 | 0 | 0 | 0 | 0 | 0 | 0.015163 | 0 | -0.058 | 1.3201 | 7.3478 | 10.7962 | 0 | 0 | 0 | 0 | 0 | 0.12534 | 0 | 2.4167 | 25.3771 | 47.3834 | 30.896 | 0 | 0 | 0 | 0 | 0 | 2.7549 | 0 | 42.1343 | 553.3105 | 957.5691 | 621.5804 | 0 | 0 | 0 | 0 | 0% | 0% | 0% | 0% | 72% | 28% | 0% | 0% | 0% | 0% | 100% | [10 empty] | 0 | 0 | 0 | 0 | 1479.3729 | 580.6817 | 0 | 0 | 0 | 0 | 0 | 0 | 0 | 0 | 8.6415 | 10.7962 | 0 | 0 | 0 | 0 | 0 | 0 | 0 | 0 | 75.7194 | 30.896 | 0 | 0 | 0 | 0 | 0 | 0 | 0 | 0 | 1563.7337 | 622.374 | 0 | 0 | 0 | 0
91 | Purchase a spare transformer for WOTS | Replacement - Major Station | Major Station | TRUE | Secondary | Network | Materials | 40% | 0 | 0 | 0.20887 | 2.5544 | 33.8438 | 58.3484 | 37.6147 | 0 | 0 | 0 | 0 | 0 | 0 | 0 | 0 | 0 | 0 | 0 | 0 | 0 | 0 | 0 | 0 | 0 | 0.0099561 | 0.17334 | 2.0593 | 2.8047 | 1.9582 | 0 | 0 | 0 | 0 | 0 | 0 | 0.21883 | 2.7277 | 35.9032 | 61.1531 | 39.5729 | 0 | 0 | 0 | 0 | 0 | 0% | 0% | 0% | 0% | 100% | 0% | 0% | 0% | 0% | 0% | 100% | [10 empty] | 0 | 0 | 0 | 0 | 134.5615 | 0 | 0 | 0 | 0 | 0 | 0 | 0 | 0 | 0 | 0 | 0 | 0 | 0 | 0 | 0 | 0 | 0 | 0 | 0 | 7.1177 | 0 | 0 | 0 | 0 | 0 | 0 | 0 | 0 | 0 | 141.6792 | 0 | 0 | 0 | 0 | 0
92 | Purchase a spare transformer for WOTS | Replacement - Major Station | Major Station | TRUE | Secondary | Network | Labour - Internal | 10% | 0 | 0 | 0.052218 | 0.6386 | 8.461 | 14.5871 | 9.4037 | 0 | 0 | 0 | 0 | 0 | 0 | 0.00030286 | 0.0023367 | 0.083534 | 0.22056 | 0.18999 | 0 | 0 | 0 | 0 | 0 | 0 | 0.0025035 | 0.043495 | 0.51991 | 0.71179 | 0.49944 | 0 | 0 | 0 | 0 | 0 | 0 | 0.055024 | 0.68443 | 9.0644 | 15.5194 | 10.0931 | 0 | 0 | 0 | 0 | 0 | 0% | 0% | 0% | 0% | 100% | 0% | 0% | 0% | 0% | 0% | 100% | [10 empty] | 0 | 0 | 0 | 0 | 33.6404 | 0 | 0 | 0 | 0 | 0 | 0 | 0 | 0 | 0 | 0.50242 | 0 | 0 | 0 | 0 | 0 | 0 | 0 | 0 | 0 | 1.8055 | 0 | 0 | 0 | 0 | 0 | 0 | 0 | 0 | 0 | 35.9483 | 0 | 0 | 0 | 0 | 0
93 | Purchase a spare transformer for WOTS | Replacement - Major Station | Major Station | TRUE | Secondary | Network | Labour - External | 50% | 0 | 0 | 0.26109 | 3.193 | 42.3048 | 72.9355 | 47.0183 | 0 | 0 | 0 | 0 | 0 | 0 | 0.0015143 | -0.0083932 | -0.061688 | 0.18283 | 0.38266 | 0 | 0 | 0 | 0 | 0 | 0 | 0.012517 | 0.21611 | 2.5704 | 3.5147 | 2.4677 | 0 | 0 | 0 | 0 | 0 | 0 | 0.27512 | 3.4007 | 44.8135 | 76.6331 | 49.8687 | 0 | 0 | 0 | 0 | 0 | 0% | 0% | 0% | 0% | 100% | 0% | 0% | 0% | 0% | 0% | 100% | [10 empty] | 0 | 0 | 0 | 0 | 168.2018 | 0 | 0 | 0 | 0 | 0 | 0 | 0 | 0 | 0 | 0.497 | 0 | 0 | 0 | 0 | 0 | 0 | 0 | 0 | 0 | 8.9216 | 0 | 0 | 0 | 0 | 0 | 0 | 0 | 0 | 0 | 177.6204 | 0 | 0 | 0 | 0 | 0
94 | Purchase a spare transformer for WOTS | Replacement - Major Station | Major Station | TRUE | Switchgear | Network | Materials | 40% | 0 | 0 | 1.1339 | 13.8675 | 183.7336 | 316.7656 | 204.2049 | 0 | 0 | 0 | 0 | 0 | 0 | 0 | 0 | 0 | 0 | 0 | 0 | 0 | 0 | 0 | 0 | 0 | 0.05405 | 0.94106 | 11.1797 | 15.2265 | 10.6307 | 0 | 0 | 0 | 0 | 0 | 0 | 1.188 | 14.8086 | 194.9134 | 331.9921 | 214.8356 | 0 | 0 | 0 | 0 | 0 | 0% | 0% | 0% | 0% | 100% | 0% | 0% | 0% | 0% | 0% | 100% | [10 empty] | 0 | 0 | 0 | 0 | 730.5159 | 0 | 0 | 0 | 0 | 0 | 0 | 0 | 0 | 0 | 0 | 0 | 0 | 0 | 0 | 0 | 0 | 0 | 0 | 0 | 38.6411 | 0 | 0 | 0 | 0 | 0 | 0 | 0 | 0 | 0 | 769.157 | 0 | 0 | 0 | 0 | 0
95 | Purchase a spare transformer for WOTS | Replacement - Major Station | Major Station | TRUE | Switchgear | Network | Labour - Internal | 10% | 0 | 0 | 0.28348 | 3.4669 | 45.9334 | 79.1914 | 51.0512 | 0 | 0 | 0 | 0 | 0 | 0 | 0.0016442 | 0.012685 | 0.4535 | 1.1974 | 1.0314 | 0 | 0 | 0 | 0 | 0 | 0 | 0.013591 | 0.23613 | 2.8225 | 3.8642 | 2.7114 | 0 | 0 | 0 | 0 | 0 | 0 | 0.29872 | 3.7157 | 49.2094 | 84.253 | 54.794 | 0 | 0 | 0 | 0 | 0 | 0% | 0% | 0% | 0% | 100% | 0% | 0% | 0% | 0% | 0% | 100% | [10 empty] | 0 | 0 | 0 | 0 | 182.629 | 0 | 0 | 0 | 0 | 0 | 0 | 0 | 0 | 0 | 2.7276 | 0 | 0 | 0 | 0 | 0 | 0 | 0 | 0 | 0 | 9.8017 | 0 | 0 | 0 | 0 | 0 | 0 | 0 | 0 | 0 | 195.1583 | 0 | 0 | 0 | 0 | 0
96 | Purchase a spare transformer for WOTS | Replacement - Major Station | Major Station | TRUE | Switchgear | Network | Labour - External | 50% | 0 | 0 | 1.4174 | 17.3344 | 229.6671 | 395.957 | 255.2561 | 0 | 0 | 0 | 0 | 0 | 0 | 0.008221 | -0.045566 | -0.3349 | 0.99256 | 2.0774 | 0 | 0 | 0 | 0 | 0 | 0 | 0.067955 | 1.1732 | 13.9543 | 19.0809 | 13.3965 | 0 | 0 | 0 | 0 | 0 | 0 | 1.4936 | 18.4621 | 243.2864 | 416.0304 | 270.7301 | 0 | 0 | 0 | 0 | 0 | 0% | 0% | 0% | 0% | 100% | 0% | 0% | 0% | 0% | 0% | 100% | [10 empty] | 0 | 0 | 0 | 0 | 913.1449 | 0 | 0 | 0 | 0 | 0 | 0 | 0 | 0 | 0 | 2.6982 | 0 | 0 | 0 | 0 | 0 | 0 | 0 | 0 | 0 | 48.434 | 0 | 0 | 0 | 0 | 0 | 0 | 0 | 0 | 0 | 964.277 | 0 | 0 | 0 | 0 | 0
97 | Purchase a spare transformer for WOTS | Replacement - Major Station | Major Station | TRUE | Transformers | Network | Materials | 40% | 0 | 0 | 1.2132 | 14.8371 | 196.5805 | 338.9141 | 218.4831 | 0 | 0 | 0 | 0 | 0 | 0 | 0 | 0 | 0 | 0 | 0 | 0 | 0 | 0 | 0 | 0 | 0 | 0.05783 | 1.0069 | 11.9614 | 16.2912 | 11.374 | 0 | 0 | 0 | 0 | 0 | 0 | 1.2711 | 15.844 | 208.5419 | 355.2053 | 229.8571 | 0 | 0 | 0 | 0 | 0 | 0% | 0% | 0% | 0% | 100% | 0% | 0% | 0% | 0% | 0% | 100% | [10 empty] | 0 | 0 | 0 | 0 | 781.5943 | 0 | 0 | 0 | 0 | 0 | 0 | 0 | 0 | 0 | 0 | 0 | 0 | 0 | 0 | 0 | 0 | 0 | 0 | 0 | 41.3429 | 0 | 0 | 0 | 0 | 0 | 0 | 0 | 0 | 0 | 822.9372 | 0 | 0 | 0 | 0 | 0
98 | Purchase a spare transformer for WOTS | Replacement - Major Station | Major Station | TRUE | Transformers | Network | Labour - Internal | 10% | 0 | 0 | 0.30331 | 3.7093 | 49.1451 | 84.7285 | 54.6208 | 0 | 0 | 0 | 0 | 0 | 0 | 0.0017592 | 0.013572 | 0.4852 | 1.2811 | 1.1036 | 0 | 0 | 0 | 0 | 0 | 0 | 0.014541 | 0.25264 | 3.0199 | 4.1344 | 2.901 | 0 | 0 | 0 | 0 | 0 | 0 | 0.31961 | 3.9755 | 52.6502 | 90.144 | 58.6253 | 0 | 0 | 0 | 0 | 0 | 0% | 0% | 0% | 0% | 100% | 0% | 0% | 0% | 0% | 0% | 100% | [10 empty] | 0 | 0 | 0 | 0 | 195.3986 | 0 | 0 | 0 | 0 | 0 | 0 | 0 | 0 | 0 | 2.9183 | 0 | 0 | 0 | 0 | 0 | 0 | 0 | 0 | 0 | 10.4871 | 0 | 0 | 0 | 0 | 0 | 0 | 0 | 0 | 0 | 208.8039 | 0 | 0 | 0 | 0 | 0
99 | Purchase a spare transformer for WOTS | Replacement - Major Station | Major Station | TRUE | Transformers | Network | Labour - External | 50% | 0 | 0 | 1.5165 | 18.5464 | 245.7256 | 423.6426 | 273.1039 | 0 | 0 | 0 | 0 | 0 | 0 | 0.0087959 | -0.048752 | -0.35831 | 1.062 | 2.2227 | 0 | 0 | 0 | 0 | 0 | 0 | 0.072706 | 1.2553 | 14.93 | 20.415 | 14.3332 | 0 | 0 | 0 | 0 | 0 | 0 | 1.598 | 19.753 | 260.2972 | 445.1196 | 289.6598 | 0 | 0 | 0 | 0 | 0 | 0% | 0% | 0% | 0% | 100% | 0% | 0% | 0% | 0% | 0% | 100% | [10 empty] | 0 | 0 | 0 | 0 | 976.9928 | 0 | 0 | 0 | 0 | 0 | 0 | 0 | 0 | 0 | 2.8868 | 0 | 0 | 0 | 0 | 0 | 0 | 0 | 0 | 0 | 51.8205 | 0 | 0 | 0 | 0 | 0 | 0 | 0 | 0 | 0 | 1031.7002 | 0 | 0 | 0 | 0 | 0
100 | Purchase a spare transformer for WOTS | Replacement - Major Station | Major Station | TRUE | Towers and Conductor | Network | Materials | 40% | 0 | 0 | 0.079762 | 0.97546 | 12.924 | 22.2816 | 14.364 | 0 | 0 | 0 | 0 | 0 | 0 | 0 | 0 | 0 | 0 | 0 | 0 | 0 | 0 | 0 | 0 | 0 | 0.003802 | 0.066195 | 0.78639 | 1.071 | 0.74778 | 0 | 0 | 0 | 0 | 0 | 0 | 0.083564 | 1.0417 | 13.7104 | 23.3527 | 15.1118 | 0 | 0 | 0 | 0 | 0 | 0% | 0% | 0% | 0% | 100% | 0% | 0% | 0% | 0% | 0% | 100% | [10 empty] | 0 | 0 | 0 | 0 | 51.3853 | 0 | 0 | 0 | 0 | 0 | 0 | 0 | 0 | 0 | 0 | 0 | 0 | 0 | 0 | 0 | 0 | 0 | 0 | 0 | 2.7181 | 0 | 0 | 0 | 0 | 0 | 0 | 0 | 0 | 0 | 54.1033 | 0 | 0 | 0 | 0 | 0
101 | Purchase a spare transformer for WOTS | Replacement - Major Station | Major Station | TRUE | Towers and Conductor | Network | Labour - Internal | 10% | 0 | 0 | 0.019941 | 0.24386 | 3.231 | 5.5704 | 3.591 | 0 | 0 | 0 | 0 | 0 | 0 | 0.00011566 | 0.00089231 | 0.031899 | 0.084225 | 0.072553 | 0 | 0 | 0 | 0 | 0 | 0 | 0.000956 | 0.016609 | 0.19854 | 0.27181 | 0.19072 | 0 | 0 | 0 | 0 | 0 | 0 | 0.021012 | 0.26137 | 3.4614 | 5.9264 | 3.8543 | 0 | 0 | 0 | 0 | 0 | 0% | 0% | 0% | 0% | 100% | 0% | 0% | 0% | 0% | 0% | 100% | [10 empty] | 0 | 0 | 0 | 0 | 12.8463 | 0 | 0 | 0 | 0 | 0 | 0 | 0 | 0 | 0 | 0.19186 | 0 | 0 | 0 | 0 | 0 | 0 | 0 | 0 | 0 | 0.68947 | 0 | 0 | 0 | 0 | 0 | 0 | 0 | 0 | 0 | 13.7276 | 0 | 0 | 0 | 0 | 0
102 | Purchase a spare transformer for WOTS | Replacement - Major Station | Major Station | TRUE | Towers and Conductor | Network | Labour - External | 50% | 0 | 0 | 0.099703 | 1.2193 | 16.155 | 27.852 | 17.955 | 0 | 0 | 0 | 0 | 0 | 0 | 0.00057828 | -0.0032051 | -0.023557 | 0.069817 | 0.14613 | 0 | 0 | 0 | 0 | 0 | 0 | 0.00478 | 0.082527 | 0.98156 | 1.3422 | 0.94233 | 0 | 0 | 0 | 0 | 0 | 0 | 0.10506 | 1.2986 | 17.113 | 29.264 | 19.0434 | 0 | 0 | 0 | 0 | 0 | 0% | 0% | 0% | 0% | 100% | 0% | 0% | 0% | 0% | 0% | 100% | [10 empty] | 0 | 0 | 0 | 0 | 64.2316 | 0 | 0 | 0 | 0 | 0 | 0 | 0 | 0 | 0 | 0.18979 | 0 | 0 | 0 | 0 | 0 | 0 | 0 | 0 | 0 | 3.4069 | 0 | 0 | 0 | 0 | 0 | 0 | 0 | 0 | 0 | 67.8283 | 0 | 0 | 0 | 0 | 0
103 | Purchase a spare transformer for WOTS | Replacement - Major Station | Major Station | TRUE | Establishment | Network | Materials | 40% | 0 | 0 | 0.58143 | 7.1106 | 94.2097 | 162.4221 | 104.7064 | 0 | 0 | 0 | 0 | 0 | 0 | 0 | 0 | 0 | 0 | 0 | 0 | 0 | 0 | 0 | 0 | 0 | 0.027714 | 0.48253 | 5.7324 | 7.8074 | 5.4509 | 0 | 0 | 0 | 0 | 0 | 0 | 0.60914 | 7.5931 | 99.9422 | 170.2295 | 110.1573 | 0 | 0 | 0 | 0 | 0 | 0% | 0% | 0% | 0% | 100% | 0% | 0% | 0% | 0% | 0% | 100% | [10 empty] | 0 | 0 | 0 | 0 | 374.5733 | 0 | 0 | 0 | 0 | 0 | 0 | 0 | 0 | 0 | 0 | 0 | 0 | 0 | 0 | 0 | 0 | 0 | 0 | 0 | 19.8133 | 0 | 0 | 0 | 0 | 0 | 0 | 0 | 0 | 0 | 394.3866 | 0 | 0 | 0 | 0 | 0
104 | Purchase a spare transformer for WOTS | Replacement - Major Station | Major Station | TRUE | Establishment | Network | Labour - Internal | 10% | 0 | 0 | 0.14536 | 1.7776 | 23.5524 | 40.6055 | 26.1766 | 0 | 0 | 0 | 0 | 0 | 0 | 0.00084307 | 0.0065045 | 0.23253 | 0.61396 | 0.52887 | 0 | 0 | 0 | 0 | 0 | 0 | 0.0069688 | 0.12107 | 1.4473 | 1.9814 | 1.3903 | 0 | 0 | 0 | 0 | 0 | 0 | 0.15317 | 1.9052 | 25.2322 | 43.2008 | 28.0957 | 0 | 0 | 0 | 0 | 0 | 0% | 0% | 0% | 0% | 100% | 0% | 0% | 0% | 0% | 0% | 100% | [10 empty] | 0 | 0 | 0 | 0 | 93.6433 | 0 | 0 | 0 | 0 | 0 | 0 | 0 | 0 | 0 | 1.3986 | 0 | 0 | 0 | 0 | 0 | 0 | 0 | 0 | 0 | 5.0259 | 0 | 0 | 0 | 0 | 0 | 0 | 0 | 0 | 0 | 100.0677 | 0 | 0 | 0 | 0 | 0
105 | Purchase a spare transformer for WOTS | Replacement - Major Station | Major Station | TRUE | Establishment | Network | Labour - External | 50% | 0 | 0 | 0.72678 | 8.8882 | 117.7622 | 203.0276 | 130.883 | 0 | 0 | 0 | 0 | 0 | 0 | 0.0042154 | -0.023364 | -0.17172 | 0.50893 | 1.0652 | 0 | 0 | 0 | 0 | 0 | 0 | 0.034844 | 0.60158 | 7.1551 | 9.7837 | 6.8691 | 0 | 0 | 0 | 0 | 0 | 0 | 0.76584 | 9.4665 | 124.7455 | 213.3203 | 138.8173 | 0 | 0 | 0 | 0 | 0 | 0% | 0% | 0% | 0% | 100% | 0% | 0% | 0% | 0% | 0% | 100% | [10 empty] | 0 | 0 | 0 | 0 | 468.2166 | 0 | 0 | 0 | 0 | 0 | 0 | 0 | 0 | 0 | 1.3835 | 0 | 0 | 0 | 0 | 0 | 0 | 0 | 0 | 0 | 24.8346 | 0 | 0 | 0 | 0 | 0 | 0 | 0 | 0 | 0 | 494.4347 | 0 | 0 | 0 | 0 | 0
106 | TSTS Transformer and 66kV Circuit Breaker Replacement | Replacement - Major Station | Major Station | TRUE | Secondary | Network | Materials | 40% | 0 | 0.08603 | 0.52467 | 0 | 40.5254 | 536.6633 | 920.0193 | 590.9452 | 0 | 0 | 0 | 0 | 0 | 0 | 0 | 0 | 0 | 0 | 0 | 0 | 0 | 0 | 0 | 0 | 0.025009 | 0 | 2.4659 | 25.7967 | 47.8953 | 30.9097 | 0 | 0 | 0 | 0 | 0.08603 | 0.54968 | 0 | 42.9913 | 562.46 | 967.9146 | 621.8549 | 0 | 0 | 0 | 0 | 0% | 0% | 0% | 0% | 72% | 28% | 0% | 0% | 0% | 0% | 100% | [10 empty] | 0 | 0 | 0 | 0 | 1505.9769 | 591.1243 | 0 | 0 | 0 | 0 | 0 | 0 | 0 | 0 | 0 | 0 | 0 | 0 | 0 | 0 | 0 | 0 | 0 | 0 | 76.5998 | 30.9097 | 0 | 0 | 0 | 0 | 0 | 0 | 0 | 0 | 1582.5767 | 622.034 | 0 | 0 | 0 | 0
107 | TSTS Transformer and 66kV Circuit Breaker Replacement | Replacement - Major Station | Major Station | TRUE | Secondary | Network | Labour - Internal | 10% | 0 | 0.021507 | 0.13117 | 0 | 10.1314 | 134.1658 | 230.0048 | 147.7363 | 0 | 0 | 0 | 0 | 0 | 0.00076077 | 0 | 0.10003 | 2.0286 | 4.647 | 4.1601 | 0 | 0 | 0 | 0 | 0 | 0.0062885 | 0 | 0.62255 | 6.5467 | 12.2158 | 7.945 | 0 | 0 | 0 | 0 | 0.021507 | 0.13822 | 0 | 10.8539 | 142.7411 | 246.8676 | 159.8414 | 0 | 0 | 0 | 0 | 0% | 0% | 0% | 0% | 72% | 28% | 0% | 0% | 0% | 0% | 100% | [10 empty] | 0 | 0 | 0 | 0 | 376.4942 | 147.7811 | 0 | 0 | 0 | 0 | 0 | 0 | 0 | 0 | 6.8061 | 4.1601 | 0 | 0 | 0 | 0 | 0 | 0 | 0 | 0 | 19.497 | 7.945 | 0 | 0 | 0 | 0 | 0 | 0 | 0 | 0 | 402.7973 | 159.8862 | 0 | 0 | 0 | 0
108 | TSTS Transformer and 66kV Circuit Breaker Replacement | Replacement - Major Station | Major Station | TRUE | Secondary | Network | Labour - External | 50% | 0 | 0.10754 | 0.65584 | 0 | 50.6568 | 670.8291 | 1150.0241 | 738.6815 | 0 | 0 | 0 | 0 | 0 | 0.0038039 | 0 | -0.073867 | 1.6816 | 9.3596 | 13.7526 | 0 | 0 | 0 | 0 | 0 | 0.031443 | 0 | 3.0778 | 32.3267 | 60.3564 | 39.3564 | 0 | 0 | 0 | 0 | 0.10754 | 0.69109 | 0 | 53.6608 | 704.8374 | 1219.7401 | 791.7905 | 0 | 0 | 0 | 0 | 0% | 0% | 0% | 0% | 72% | 28% | 0% | 0% | 0% | 0% | 100% | [10 empty] | 0 | 0 | 0 | 0 | 1882.4711 | 738.9054 | 0 | 0 | 0 | 0 | 0 | 0 | 0 | 0 | 10.9909 | 13.7526 | 0 | 0 | 0 | 0 | 0 | 0 | 0 | 0 | 96.3145 | 39.3564 | 0 | 0 | 0 | 0 | 0 | 0 | 0 | 0 | 1989.7765 | 792.0144 | 0 | 0 | 0 | 0
109 | TSTS Transformer and 66kV Circuit Breaker Replacement | Replacement - Major Station | Major Station | TRUE | Switchgear | Network | Materials | 40% | 0 | 0.2697 | 1.6448 | 0 | 127.044 | 1682.3962 | 2884.1863 | 1852.5656 | 0 | 0 | 0 | 0 | 0 | 0 | 0 | 0 | 0 | 0 | 0 | 0 | 0 | 0 | 0 | 0 | 0.078401 | 0 | 7.7303 | 80.8707 | 150.148 | 96.8993 | 0 | 0 | 0 | 0 | 0.2697 | 1.7232 | 0 | 134.7743 | 1763.2668 | 3034.3343 | 1949.4648 | 0 | 0 | 0 | 0 | 0% | 0% | 0% | 0% | 72% | 28% | 0% | 0% | 0% | 0% | 100% | [10 empty] | 0 | 0 | 0 | 0 | 4721.1162 | 1853.1271 | 0 | 0 | 0 | 0 | 0 | 0 | 0 | 0 | 0 | 0 | 0 | 0 | 0 | 0 | 0 | 0 | 0 | 0 | 240.1343 | 96.8993 | 0 | 0 | 0 | 0 | 0 | 0 | 0 | 0 | 4961.2504 | 1950.0263 | 0 | 0 | 0 | 0
110 | TSTS Transformer and 66kV Circuit Breaker Replacement | Replacement - Major Station | Major Station | TRUE | Switchgear | Network | Labour - Internal | 10% | 0 | 0.067424 | 0.4112 | 0 | 31.761 | 420.599 | 721.0466 | 463.1414 | 0 | 0 | 0 | 0 | 0 | 0.002385 | 0 | 0.31357 | 6.3595 | 14.5681 | 13.0416 | 0 | 0 | 0 | 0 | 0 | 0.019714 | 0 | 1.9517 | 20.5234 | 38.2954 | 24.907 | 0 | 0 | 0 | 0 | 0.067424 | 0.4333 | 0 | 34.0262 | 447.4819 | 773.9101 | 501.0899 | 0 | 0 | 0 | 0 | 0% | 0% | 0% | 0% | 72% | 28% | 0% | 0% | 0% | 0% | 100% | [10 empty] | 0 | 0 | 0 | 0 | 1180.279 | 463.2818 | 0 | 0 | 0 | 0 | 0 | 0 | 0 | 0 | 21.3366 | 13.0416 | 0 | 0 | 0 | 0 | 0 | 0 | 0 | 0 | 61.1215 | 24.907 | 0 | 0 | 0 | 0 | 0 | 0 | 0 | 0 | 1262.7371 | 501.2303 | 0 | 0 | 0 | 0
111 | TSTS Transformer and 66kV Circuit Breaker Replacement | Replacement - Major Station | Major Station | TRUE | Switchgear | Network | Labour - External | 50% | 0 | 0.33712 | 2.056 | 0 | 158.805 | 2102.9952 | 3605.2329 | 2315.707 | 0 | 0 | 0 | 0 | 0 | 0.011925 | 0 | -0.23157 | 5.2716 | 29.3415 | 43.1134 | 0 | 0 | 0 | 0 | 0 | 0.09857 | 0 | 9.6488 | 101.3417 | 189.2125 | 123.3791 | 0 | 0 | 0 | 0 | 0.33712 | 2.1665 | 0 | 168.2222 | 2209.6086 | 3823.7869 | 2482.1995 | 0 | 0 | 0 | 0 | 0% | 0% | 0% | 0% | 72% | 28% | 0% | 0% | 0% | 0% | 100% | [10 empty] | 0 | 0 | 0 | 0 | 5901.3952 | 2316.4089 | 0 | 0 | 0 | 0 | 0 | 0 | 0 | 0 | 34.4556 | 43.1134 | 0 | 0 | 0 | 0 | 0 | 0 | 0 | 0 | 301.9381 | 123.3791 | 0 | 0 | 0 | 0 | 0 | 0 | 0 | 0 | 6237.7889 | 2482.9014 | 0 | 0 | 0 | 0
112 | TSTS Transformer and 66kV Circuit Breaker Replacement | Replacement - Major Station | Major Station | TRUE | Transformers | Network | Materials | 40% | 0 | 0.21654 | 1.3206 | 0 | 102.0033 | 1350.7911 | 2315.705 | 1487.4196 | 0 | 0 | 0 | 0 | 0 | 0 | 0 | 0 | 0 | 0 | 0 | 0 | 0 | 0 | 0 | 0 | 0.062948 | 0 | 6.2066 | 64.9308 | 120.5534 | 77.8001 | 0 | 0 | 0 | 0 | 0.21654 | 1.3836 | 0 | 108.2099 | 1415.7219 | 2436.2584 | 1565.2198 | 0 | 0 | 0 | 0 | 0% | 0% | 0% | 0% | 72% | 28% | 0% | 0% | 0% | 0% | 100% | [10 empty] | 0 | 0 | 0 | 0 | 3790.5707 | 1487.8705 | 0 | 0 | 0 | 0 | 0 | 0 | 0 | 0 | 0 | 0 | 0 | 0 | 0 | 0 | 0 | 0 | 0 | 0 | 192.8031 | 77.8001 | 0 | 0 | 0 | 0 | 0 | 0 | 0 | 0 | 3983.3738 | 1565.6706 | 0 | 0 | 0 | 0
113 | TSTS Transformer and 66kV Circuit Breaker Replacement | Replacement - Major Station | Major Station | TRUE | Transformers | Network | Labour - Internal | 10% | 0 | 0.054135 | 0.33015 | 0 | 25.5008 | 337.6978 | 578.9262 | 371.8549 | 0 | 0 | 0 | 0 | 0 | 0.0019149 | 0 | 0.25177 | 5.106 | 11.6967 | 10.471 | 0 | 0 | 0 | 0 | 0 | 0.015828 | 0 | 1.567 | 16.4781 | 30.7473 | 19.9977 | 0 | 0 | 0 | 0 | 0.054135 | 0.34789 | 0 | 27.3196 | 359.2819 | 621.3702 | 402.3237 | 0 | 0 | 0 | 0 | 0% | 0% | 0% | 0% | 72% | 28% | 0% | 0% | 0% | 0% | 100% | [10 empty] | 0 | 0 | 0 | 0 | 947.6427 | 371.9676 | 0 | 0 | 0 | 0 | 0 | 0 | 0 | 0 | 17.1311 | 10.471 | 0 | 0 | 0 | 0 | 0 | 0 | 0 | 0 | 49.0742 | 19.9977 | 0 | 0 | 0 | 0 | 0 | 0 | 0 | 0 | 1013.848 | 402.4364 | 0 | 0 | 0 | 0
114 | TSTS Transformer and 66kV Circuit Breaker Replacement | Replacement - Major Station | Major Station | TRUE | Transformers | Network | Labour - External | 50% | 0 | 0.27067 | 1.6508 | 0 | 127.5041 | 1688.4889 | 2894.6312 | 1859.2745 | 0 | 0 | 0 | 0 | 0 | 0.0095744 | 0 | -0.18592 | 4.2326 | 23.5582 | 34.6156 | 0 | 0 | 0 | 0 | 0 | 0.079142 | 0 | 7.747 | 81.367 | 151.9182 | 99.0608 | 0 | 0 | 0 | 0 | 0.27067 | 1.7395 | 0 | 135.0652 | 1774.0884 | 3070.1076 | 1992.9509 | 0 | 0 | 0 | 0 | 0% | 0% | 0% | 0% | 72% | 28% | 0% | 0% | 0% | 0% | 100% | [10 empty] | 0 | 0 | 0 | 0 | 4738.2134 | 1859.8381 | 0 | 0 | 0 | 0 | 0 | 0 | 0 | 0 | 27.6643 | 34.6156 | 0 | 0 | 0 | 0 | 0 | 0 | 0 | 0 | 242.4252 | 99.0608 | 0 | 0 | 0 | 0 | 0 | 0 | 0 | 0 | 5008.3029 | 1993.5144 | 0 | 0 | 0 | 0
115 | TSTS Transformer and 66kV Circuit Breaker Replacement | Replacement - Major Station | Major Station | TRUE | Towers and Conductor | Network | Materials | 40% | 0 | 0.0093298 | 0.0569 | 0 | 4.3949 | 58.2005 | 99.7751 | 64.0874 | 0 | 0 | 0 | 0 | 0 | 0 | 0 | 0 | 0 | 0 | 0 | 0 | 0 | 0 | 0 | 0 | 0.0027122 | 0 | 0.26742 | 2.7976 | 5.1942 | 3.3521 | 0 | 0 | 0 | 0 | 0.0093298 | 0.059612 | 0 | 4.6624 | 60.9982 | 104.9693 | 67.4395 | 0 | 0 | 0 | 0 | 0% | 0% | 0% | 0% | 72% | 28% | 0% | 0% | 0% | 0% | 100% | [10 empty] | 0 | 0 | 0 | 0 | 163.3215 | 64.1068 | 0 | 0 | 0 | 0 | 0 | 0 | 0 | 0 | 0 | 0 | 0 | 0 | 0 | 0 | 0 | 0 | 0 | 0 | 8.3072 | 3.3521 | 0 | 0 | 0 | 0 | 0 | 0 | 0 | 0 | 171.6287 | 67.4589 | 0 | 0 | 0 | 0
116 | TSTS Transformer and 66kV Circuit Breaker Replacement | Replacement - Major Station | Major Station | TRUE | Towers and Conductor | Network | Labour - Internal | 10% | 0 | 0.0023325 | 0.014225 | 0 | 1.0987 | 14.5501 | 24.9438 | 16.0218 | 0 | 0 | 0 | 0 | 0 | 8.2505e-05 | 0 | 0.010848 | 0.22 | 0.50397 | 0.45116 | 0 | 0 | 0 | 0 | 0 | 0.00068198 | 0 | 0.067515 | 0.70998 | 1.3248 | 0.86163 | 0 | 0 | 0 | 0 | 0.0023325 | 0.014989 | 0 | 1.1771 | 15.4801 | 26.7725 | 17.3346 | 0 | 0 | 0 | 0 | 0% | 0% | 0% | 0% | 72% | 28% | 0% | 0% | 0% | 0% | 100% | [10 empty] | 0 | 0 | 0 | 0 | 40.8304 | 16.0267 | 0 | 0 | 0 | 0 | 0 | 0 | 0 | 0 | 0.73812 | 0.45116 | 0 | 0 | 0 | 0 | 0 | 0 | 0 | 0 | 2.1144 | 0.86163 | 0 | 0 | 0 | 0 | 0 | 0 | 0 | 0 | 43.6829 | 17.3395 | 0 | 0 | 0 | 0
117 | TSTS Transformer and 66kV Circuit Breaker Replacement | Replacement - Major Station | Major Station | TRUE | Towers and Conductor | Network | Labour - External | 50% | 0 | 0.011662 | 0.071125 | 0 | 5.4937 | 72.7507 | 124.7188 | 80.1092 | 0 | 0 | 0 | 0 | 0 | 0.00041252 | 0 | -0.0080108 | 0.18237 | 1.015 | 1.4915 | 0 | 0 | 0 | 0 | 0 | 0.0034099 | 0 | 0.33379 | 3.5058 | 6.5456 | 4.2682 | 0 | 0 | 0 | 0 | 0.011662 | 0.074947 | 0 | 5.8195 | 76.4388 | 132.2795 | 85.8688 | 0 | 0 | 0 | 0 | 0% | 0% | 0% | 0% | 72% | 28% | 0% | 0% | 0% | 0% | 100% | [10 empty] | 0 | 0 | 0 | 0 | 204.1519 | 80.1335 | 0 | 0 | 0 | 0 | 0 | 0 | 0 | 0 | 1.192 | 1.4915 | 0 | 0 | 0 | 0 | 0 | 0 | 0 | 0 | 10.4452 | 4.2682 | 0 | 0 | 0 | 0 | 0 | 0 | 0 | 0 | 215.7891 | 85.8931 | 0 | 0 | 0 | 0
118 | TSTS Transformer and 66kV Circuit Breaker Replacement | Replacement - Major Station | Major Station | TRUE | Establishment | Network | Materials | 40% | 0 | 0.074773 | 0.45602 | 0 | 35.2226 | 466.4392 | 799.6318 | 513.6181 | 0 | 0 | 0 | 0 | 0 | 0 | 0 | 0 | 0 | 0 | 0 | 0 | 0 | 0 | 0 | 0 | 0.021737 | 0 | 2.1432 | 22.4211 | 41.6281 | 26.865 | 0 | 0 | 0 | 0 | 0.074773 | 0.47775 | 0 | 37.3658 | 488.8603 | 841.2598 | 540.4831 | 0 | 0 | 0 | 0 | 0% | 0% | 0% | 0% | 72% | 28% | 0% | 0% | 0% | 0% | 100% | [10 empty] | 0 | 0 | 0 | 0 | 1308.9149 | 513.7738 | 0 | 0 | 0 | 0 | 0 | 0 | 0 | 0 | 0 | 0 | 0 | 0 | 0 | 0 | 0 | 0 | 0 | 0 | 66.5765 | 26.865 | 0 | 0 | 0 | 0 | 0 | 0 | 0 | 0 | 1375.4914 | 540.6388 | 0 | 0 | 0 | 0
119 | TSTS Transformer and 66kV Circuit Breaker Replacement | Replacement - Major Station | Major Station | TRUE | Establishment | Network | Labour - Internal | 10% | 0 | 0.018693 | 0.114 | 0 | 8.8056 | 116.6098 | 199.9079 | 128.4045 | 0 | 0 | 0 | 0 | 0 | 0.00066122 | 0 | 0.086937 | 1.7632 | 4.039 | 3.6157 | 0 | 0 | 0 | 0 | 0 | 0.0054657 | 0 | 0.54109 | 5.69 | 10.6173 | 6.9054 | 0 | 0 | 0 | 0 | 0.018693 | 0.12013 | 0 | 9.4337 | 124.063 | 214.5642 | 138.9256 | 0 | 0 | 0 | 0 | 0% | 0% | 0% | 0% | 72% | 28% | 0% | 0% | 0% | 0% | 100% | [10 empty] | 0 | 0 | 0 | 0 | 327.2287 | 128.4434 | 0 | 0 | 0 | 0 | 0 | 0 | 0 | 0 | 5.9155 | 3.6157 | 0 | 0 | 0 | 0 | 0 | 0 | 0 | 0 | 16.9457 | 6.9054 | 0 | 0 | 0 | 0 | 0 | 0 | 0 | 0 | 350.09 | 138.9646 | 0 | 0 | 0 | 0
120 | TSTS Transformer and 66kV Circuit Breaker Replacement | Replacement - Major Station | Major Station | TRUE | Establishment | Network | Labour - External | 50% | 0 | 0.093466 | 0.57002 | 0 | 44.0282 | 583.0489 | 999.5397 | 642.0226 | 0 | 0 | 0 | 0 | 0 | 0.0033061 | 0 | -0.064201 | 1.4615 | 8.1348 | 11.953 | 0 | 0 | 0 | 0 | 0 | 0.027328 | 0 | 2.6751 | 28.0967 | 52.4586 | 34.2065 | 0 | 0 | 0 | 0 | 0.093466 | 0.60065 | 0 | 46.6391 | 612.6072 | 1060.1331 | 688.1822 | 0 | 0 | 0 | 0 | 0% | 0% | 0% | 0% | 72% | 28% | 0% | 0% | 0% | 0% | 100% | [10 empty] | 0 | 0 | 0 | 0 | 1636.1436 | 642.2172 | 0 | 0 | 0 | 0 | 0 | 0 | 0 | 0 | 9.5527 | 11.953 | 0 | 0 | 0 | 0 | 0 | 0 | 0 | 0 | 83.7114 | 34.2065 | 0 | 0 | 0 | 0 | 0 | 0 | 0 | 0 | 1729.4077 | 688.3767 | 0 | 0 | 0 | 0
121 | TSTS Transformer and 66kV Circuit Breaker Replacement | Replacement - Major Station | Major Station | TRUE | Communications | Network | Materials | 40% | 0 | 0.0021929 | 0.013374 | 0 | 1.033 | 13.6796 | 23.4515 | 15.0633 | 0 | 0 | 0 | 0 | 0 | 0 | 0 | 0 | 0 | 0 | 0 | 0 | 0 | 0 | 0 | 0 | 0.00063749 | 0 | 0.062855 | 0.65756 | 1.2209 | 0.78789 | 0 | 0 | 0 | 0 | 0.0021929 | 0.014011 | 0 | 1.0959 | 14.3372 | 24.6723 | 15.8512 | 0 | 0 | 0 | 0 | 0% | 0% | 0% | 0% | 72% | 28% | 0% | 0% | 0% | 0% | 100% | [10 empty] | 0 | 0 | 0 | 0 | 38.3876 | 15.0679 | 0 | 0 | 0 | 0 | 0 | 0 | 0 | 0 | 0 | 0 | 0 | 0 | 0 | 0 | 0 | 0 | 0 | 0 | 1.9525 | 0.78789 | 0 | 0 | 0 | 0 | 0 | 0 | 0 | 0 | 40.3402 | 15.8558 | 0 | 0 | 0 | 0
122 | TSTS Transformer and 66kV Circuit Breaker Replacement | Replacement - Major Station | Major Station | TRUE | Communications | Network | Labour - Internal | 10% | 0 | 0.00054823 | 0.0033435 | 0 | 0.25825 | 3.4199 | 5.8629 | 3.7658 | 0 | 0 | 0 | 0 | 0 | 1.9392e-05 | 0 | 0.0025497 | 0.051709 | 0.11845 | 0.10604 | 0 | 0 | 0 | 0 | 0 | 0.0001603 | 0 | 0.015869 | 0.16688 | 0.31138 | 0.20252 | 0 | 0 | 0 | 0 | 0.00054823 | 0.0035232 | 0 | 0.27667 | 3.6385 | 6.2927 | 4.0744 | 0 | 0 | 0 | 0 | 0% | 0% | 0% | 0% | 72% | 28% | 0% | 0% | 0% | 0% | 100% | [10 empty] | 0 | 0 | 0 | 0 | 9.5969 | 3.767 | 0 | 0 | 0 | 0 | 0 | 0 | 0 | 0 | 0.17349 | 0.10604 | 0 | 0 | 0 | 0 | 0 | 0 | 0 | 0 | 0.49698 | 0.20252 | 0 | 0 | 0 | 0 | 0 | 0 | 0 | 0 | 10.2674 | 4.0755 | 0 | 0 | 0 | 0
123 | TSTS Transformer and 66kV Circuit Breaker Replacement | Replacement - Major Station | Major Station | TRUE | Communications | Network | Labour - External | 50% | 0 | 0.0027411 | 0.016717 | 0 | 1.2913 | 17.0996 | 29.3143 | 18.8291 | 0 | 0 | 0 | 0 | 0 | 9.6961e-05 | 0 | -0.0018829 | 0.042864 | 0.23858 | 0.35056 | 0 | 0 | 0 | 0 | 0 | 0.00080148 | 0 | 0.078455 | 0.82401 | 1.5385 | 1.0032 | 0 | 0 | 0 | 0 | 0.0027411 | 0.017616 | 0 | 1.3678 | 17.9664 | 31.0914 | 20.1829 | 0 | 0 | 0 | 0 | 0% | 0% | 0% | 0% | 72% | 28% | 0% | 0% | 0% | 0% | 100% | [10 empty] | 0 | 0 | 0 | 0 | 47.9845 | 18.8348 | 0 | 0 | 0 | 0 | 0 | 0 | 0 | 0 | 0.28016 | 0.35056 | 0 | 0 | 0 | 0 | 0 | 0 | 0 | 0 | 2.4551 | 1.0032 | 0 | 0 | 0 | 0 | 0 | 0 | 0 | 0 | 50.7198 | 20.1886 | 0 | 0 | 0 | 0
124 | GTS 220 kV and 66kV Circuit Breaker Replacement | Replacement - Major Station | Major Station | TRUE | Secondary | Network | Materials | 40% | 0 | 0 | 0 | 0 | 0 | 0 | 0 | 0 | 0 | 0 | 9.1368 | 119.8867 | 0 | 0 | 0 | 0 | 0 | 0 | 0 | 0 | 0 | 0 | 0 | 0 | 0 | 0 | 0 | 0 | 0 | 0 | 0 | 0 | 0.55771 | 7.3179 | 0 | 0 | 0 | 0 | 0 | 0 | 0 | 0 | 0 | 9.6945 | 127.2046 | 0% | 0% | 0% | 0% | 0% | 0% | 0% | 0% | 0% | 100% | 100% | [10 empty] | 0 | 0 | 0 | 0 | 0 | 0 | 0 | 0 | 0 | 129.1087 | 0 | 0 | 0 | 0 | 0 | 0 | 0 | 0 | 0 | 0 | 0 | 0 | 0 | 0 | 0 | 0 | 0 | 0 | 0 | 7.8808 | 0 | 0 | 0 | 0 | 0 | 0 | 0 | 0 | 0 | 136.9896
125 | GTS 220 kV and 66kV Circuit Breaker Replacement | Replacement - Major Station | Major Station | TRUE | Secondary | Network | Labour - Internal | 10% | 0 | 0 | 0 | 0 | 0 | 0 | 0 | 0 | 0 | 0 | 2.2842 | 29.9717 | 0 | 0 | 0 | 0 | 0 | 0 | 0 | 0 | 0 | 0.14274 | 2.2235 | 0 | 0 | 0 | 0 | 0 | 0 | 0 | 0 | 0 | 0.14814 | 1.9652 | 0 | 0 | 0 | 0 | 0 | 0 | 0 | 0 | 0 | 2.5751 | 34.1603 | 0% | 0% | 0% | 0% | 0% | 0% | 0% | 0% | 0% | 100% | 100% | [10 empty] | 0 | 0 | 0 | 0 | 0 | 0 | 0 | 0 | 0 | 32.2772 | 0 | 0 | 0 | 0 | 0 | 0 | 0 | 0 | 0 | 2.3675 | 0 | 0 | 0 | 0 | 0 | 0 | 0 | 0 | 0 | 2.1147 | 0 | 0 | 0 | 0 | 0 | 0 | 0 | 0 | 0 | 36.7594
126 | GTS 220 kV and 66kV Circuit Breaker Replacement | Replacement - Major Station | Major Station | TRUE | Secondary | Network | Labour - External | 50% | 0 | 0 | 0 | 0 | 0 | 0 | 0 | 0 | 0 | 0 | 11.421 | 149.8583 | 0 | 0 | 0 | 0 | 0 | 0 | 0 | 0 | 0 | 0.65272 | 10.5375 | 0 | 0 | 0 | 0 | 0 | 0 | 0 | 0 | 0 | 0.73698 | 9.7906 | 0 | 0 | 0 | 0 | 0 | 0 | 0 | 0 | 0 | 12.8107 | 170.1865 | 0% | 0% | 0% | 0% | 0% | 0% | 0% | 0% | 0% | 100% | 100% | [10 empty] | 0 | 0 | 0 | 0 | 0 | 0 | 0 | 0 | 0 | 161.3859 | 0 | 0 | 0 | 0 | 0 | 0 | 0 | 0 | 0 | 11.1963 | 0 | 0 | 0 | 0 | 0 | 0 | 0 | 0 | 0 | 10.5345 | 0 | 0 | 0 | 0 | 0 | 0 | 0 | 0 | 0 | 183.1167
127 | GTS 220 kV and 66kV Circuit Breaker Replacement | Replacement - Major Station | Major Station | TRUE | Switchgear | Network | Materials | 40% | 0 | 0 | 0 | 0 | 0 | 0 | 0 | 0 | 0 | 0 | 49.6023 | 650.8483 | 0 | 0 | 0 | 0 | 0 | 0 | 0 | 0 | 0 | 0 | 0 | 0 | 0 | 0 | 0 | 0 | 0 | 0 | 0 | 0 | 3.0277 | 39.7281 | 0 | 0 | 0 | 0 | 0 | 0 | 0 | 0 | 0 | 52.63 | 690.5764 | 0% | 0% | 0% | 0% | 0% | 0% | 0% | 0% | 0% | 100% | 100% | [10 empty] | 0 | 0 | 0 | 0 | 0 | 0 | 0 | 0 | 0 | 700.9136 | 0 | 0 | 0 | 0 | 0 | 0 | 0 | 0 | 0 | 0 | 0 | 0 | 0 | 0 | 0 | 0 | 0 | 0 | 0 | 42.7841 | 0 | 0 | 0 | 0 | 0 | 0 | 0 | 0 | 0 | 743.6976
128 | GTS 220 kV and 66kV Circuit Breaker Replacement | Replacement - Major Station | Major Station | TRUE | Switchgear | Network | Labour - Internal | 10% | 0 | 0 | 0 | 0 | 0 | 0 | 0 | 0 | 0 | 0 | 12.4006 | 162.7121 | 0 | 0 | 0 | 0 | 0 | 0 | 0 | 0 | 0 | 0.7749 | 12.0709 | 0 | 0 | 0 | 0 | 0 | 0 | 0 | 0 | 0 | 0.80424 | 10.6688 | 0 | 0 | 0 | 0 | 0 | 0 | 0 | 0 | 0 | 13.9797 | 185.4518 | 0% | 0% | 0% | 0% | 0% | 0% | 0% | 0% | 0% | 100% | 100% | [10 empty] | 0 | 0 | 0 | 0 | 0 | 0 | 0 | 0 | 0 | 175.2284 | 0 | 0 | 0 | 0 | 0 | 0 | 0 | 0 | 0 | 12.8531 | 0 | 0 | 0 | 0 | 0 | 0 | 0 | 0 | 0 | 11.4806 | 0 | 0 | 0 | 0 | 0 | 0 | 0 | 0 | 0 | 199.562
129 | GTS 220 kV and 66kV Circuit Breaker Replacement | Replacement - Major Station | Major Station | TRUE | Switchgear | Network | Labour - External | 50% | 0 | 0 | 0 | 0 | 0 | 0 | 0 | 0 | 0 | 0 | 62.0028 | 813.5604 | 0 | 0 | 0 | 0 | 0 | 0 | 0 | 0 | 0 | 3.5435 | 57.2068 | 0 | 0 | 0 | 0 | 0 | 0 | 0 | 0 | 0 | 4.001 | 53.152 | 0 | 0 | 0 | 0 | 0 | 0 | 0 | 0 | 0 | 69.5473 | 923.9192 | 0% | 0% | 0% | 0% | 0% | 0% | 0% | 0% | 0% | 100% | 100% | [10 empty] | 0 | 0 | 0 | 0 | 0 | 0 | 0 | 0 | 0 | 876.142 | 0 | 0 | 0 | 0 | 0 | 0 | 0 | 0 | 0 | 60.7834 | 0 | 0 | 0 | 0 | 0 | 0 | 0 | 0 | 0 | 57.1903 | 0 | 0 | 0 | 0 | 0 | 0 | 0 | 0 | 0 | 994.1157
130 | GTS 220 kV and 66kV Circuit Breaker Replacement | Replacement - Major Station | Major Station | TRUE | Transformers | Network | Materials | 40% | 0 | 0 | 0 | 0 | 0 | 0 | 0 | 0 | 0 | 0 | 53.0705 | 696.3562 | 0 | 0 | 0 | 0 | 0 | 0 | 0 | 0 | 0 | 0 | 0 | 0 | 0 | 0 | 0 | 0 | 0 | 0 | 0 | 0 | 3.2394 | 42.5059 | 0 | 0 | 0 | 0 | 0 | 0 | 0 | 0 | 0 | 56.3099 | 738.8621 | 0% | 0% | 0% | 0% | 0% | 0% | 0% | 0% | 0% | 100% | 100% | [10 empty] | 0 | 0 | 0 | 0 | 0 | 0 | 0 | 0 | 0 | 749.9221 | 0 | 0 | 0 | 0 | 0 | 0 | 0 | 0 | 0 | 0 | 0 | 0 | 0 | 0 | 0 | 0 | 0 | 0 | 0 | 45.7756 | 0 | 0 | 0 | 0 | 0 | 0 | 0 | 0 | 0 | 795.6977
131 | GTS 220 kV and 66kV Circuit Breaker Replacement | Replacement - Major Station | Major Station | TRUE | Transformers | Network | Labour - Internal | 10% | 0 | 0 | 0 | 0 | 0 | 0 | 0 | 0 | 0 | 0 | 13.2676 | 174.0891 | 0 | 0 | 0 | 0 | 0 | 0 | 0 | 0 | 0 | 0.82909 | 12.9149 | 0 | 0 | 0 | 0 | 0 | 0 | 0 | 0 | 0 | 0.86047 | 11.4148 | 0 | 0 | 0 | 0 | 0 | 0 | 0 | 0 | 0 | 14.9572 | 198.4188 | 0% | 0% | 0% | 0% | 0% | 0% | 0% | 0% | 0% | 100% | 100% | [10 empty] | 0 | 0 | 0 | 0 | 0 | 0 | 0 | 0 | 0 | 187.4805 | 0 | 0 | 0 | 0 | 0 | 0 | 0 | 0 | 0 | 13.7518 | 0 | 0 | 0 | 0 | 0 | 0 | 0 | 0 | 0 | 12.2833 | 0 | 0 | 0 | 0 | 0 | 0 | 0 | 0 | 0 | 213.5156
132 | GTS 220 kV and 66kV Circuit Breaker Replacement | Replacement - Major Station | Major Station | TRUE | Transformers | Network | Labour - External | 50% | 0 | 0 | 0 | 0 | 0 | 0 | 0 | 0 | 0 | 0 | 66.3381 | 870.4453 | 0 | 0 | 0 | 0 | 0 | 0 | 0 | 0 | 0 | 3.7913 | 61.2068 | 0 | 0 | 0 | 0 | 0 | 0 | 0 | 0 | 0 | 4.2807 | 56.8684 | 0 | 0 | 0 | 0 | 0 | 0 | 0 | 0 | 0 | 74.4101 | 988.5205 | 0% | 0% | 0% | 0% | 0% | 0% | 0% | 0% | 0% | 100% | 100% | [10 empty] | 0 | 0 | 0 | 0 | 0 | 0 | 0 | 0 | 0 | 937.4026 | 0 | 0 | 0 | 0 | 0 | 0 | 0 | 0 | 0 | 65.0334 | 0 | 0 | 0 | 0 | 0 | 0 | 0 | 0 | 0 | 61.1891 | 0 | 0 | 0 | 0 | 0 | 0 | 0 | 0 | 0 | 1063.6252
133 | GTS 220 kV and 66kV Circuit Breaker Replacement | Replacement - Major Station | Major Station | TRUE | Towers and Conductor | Network | Materials | 40% | 0 | 0 | 0 | 0 | 0 | 0 | 0 | 0 | 0 | 0 | 3.4891 | 45.7814 | 0 | 0 | 0 | 0 | 0 | 0 | 0 | 0 | 0 | 0 | 0 | 0 | 0 | 0 | 0 | 0 | 0 | 0 | 0 | 0 | 0.21297 | 2.7945 | 0 | 0 | 0 | 0 | 0 | 0 | 0 | 0 | 0 | 3.702 | 48.5759 | 0% | 0% | 0% | 0% | 0% | 0% | 0% | 0% | 0% | 100% | 100% | [10 empty] | 0 | 0 | 0 | 0 | 0 | 0 | 0 | 0 | 0 | 49.303 | 0 | 0 | 0 | 0 | 0 | 0 | 0 | 0 | 0 | 0 | 0 | 0 | 0 | 0 | 0 | 0 | 0 | 0 | 0 | 3.0095 | 0 | 0 | 0 | 0 | 0 | 0 | 0 | 0 | 0 | 52.3125
134 | GTS 220 kV and 66kV Circuit Breaker Replacement | Replacement - Major Station | Major Station | TRUE | Towers and Conductor | Network | Labour - Internal | 10% | 0 | 0 | 0 | 0 | 0 | 0 | 0 | 0 | 0 | 0 | 0.87227 | 11.4453 | 0 | 0 | 0 | 0 | 0 | 0 | 0 | 0 | 0 | 0.054508 | 0.84908 | 0 | 0 | 0 | 0 | 0 | 0 | 0 | 0 | 0 | 0.056571 | 0.75046 | 0 | 0 | 0 | 0 | 0 | 0 | 0 | 0 | 0 | 0.98335 | 13.0449 | 0% | 0% | 0% | 0% | 0% | 0% | 0% | 0% | 0% | 100% | 100% | [10 empty] | 0 | 0 | 0 | 0 | 0 | 0 | 0 | 0 | 0 | 12.3257 | 0 | 0 | 0 | 0 | 0 | 0 | 0 | 0 | 0 | 0.9041 | 0 | 0 | 0 | 0 | 0 | 0 | 0 | 0 | 0 | 0.80756 | 0 | 0 | 0 | 0 | 0 | 0 | 0 | 0 | 0 | 14.0374
135 | GTS 220 kV and 66kV Circuit Breaker Replacement | Replacement - Major Station | Major Station | TRUE | Towers and Conductor | Network | Labour - External | 50% | 0 | 0 | 0 | 0 | 0 | 0 | 0 | 0 | 0 | 0 | 4.3613 | 57.2267 | 0 | 0 | 0 | 0 | 0 | 0 | 0 | 0 | 0 | 0.24925 | 4.024 | 0 | 0 | 0 | 0 | 0 | 0 | 0 | 0 | 0 | 0.28143 | 3.7388 | 0 | 0 | 0 | 0 | 0 | 0 | 0 | 0 | 0 | 4.892 | 64.9894 | 0% | 0% | 0% | 0% | 0% | 0% | 0% | 0% | 0% | 100% | 100% | [10 empty] | 0 | 0 | 0 | 0 | 0 | 0 | 0 | 0 | 0 | 61.6287 | 0 | 0 | 0 | 0 | 0 | 0 | 0 | 0 | 0 | 4.2756 | 0 | 0 | 0 | 0 | 0 | 0 | 0 | 0 | 0 | 4.0228 | 0 | 0 | 0 | 0 | 0 | 0 | 0 | 0 | 0 | 69.9271
136 | GTS 220 kV and 66kV Circuit Breaker Replacement | Replacement - Major Station | Major Station | TRUE | Establishment | Network | Materials | 40% | 0 | 0 | 0 | 0 | 0 | 0 | 0 | 0 | 0 | 0 | 25.4336 | 333.7236 | 0 | 0 | 0 | 0 | 0 | 0 | 0 | 0 | 0 | 0 | 0 | 0 | 0 | 0 | 0 | 0 | 0 | 0 | 0 | 0 | 1.5525 | 20.3706 | 0 | 0 | 0 | 0 | 0 | 0 | 0 | 0 | 0 | 26.9861 | 354.0942 | 0% | 0% | 0% | 0% | 0% | 0% | 0% | 0% | 0% | 100% | 100% | [10 empty] | 0 | 0 | 0 | 0 | 0 | 0 | 0 | 0 | 0 | 359.3946 | 0 | 0 | 0 | 0 | 0 | 0 | 0 | 0 | 0 | 0 | 0 | 0 | 0 | 0 | 0 | 0 | 0 | 0 | 0 | 21.9376 | 0 | 0 | 0 | 0 | 0 | 0 | 0 | 0 | 0 | 381.3322
137 | GTS 220 kV and 66kV Circuit Breaker Replacement | Replacement - Major Station | Major Station | TRUE | Establishment | Network | Labour - Internal | 10% | 0 | 0 | 0 | 0 | 0 | 0 | 0 | 0 | 0 | 0 | 6.3584 | 83.4309 | 0 | 0 | 0 | 0 | 0 | 0 | 0 | 0 | 0 | 0.39733 | 6.1894 | 0 | 0 | 0 | 0 | 0 | 0 | 0 | 0 | 0 | 0.41237 | 5.4705 | 0 | 0 | 0 | 0 | 0 | 0 | 0 | 0 | 0 | 7.1681 | 95.0907 | 0% | 0% | 0% | 0% | 0% | 0% | 0% | 0% | 0% | 100% | 100% | [10 empty] | 0 | 0 | 0 | 0 | 0 | 0 | 0 | 0 | 0 | 89.8487 | 0 | 0 | 0 | 0 | 0 | 0 | 0 | 0 | 0 | 6.5904 | 0 | 0 | 0 | 0 | 0 | 0 | 0 | 0 | 0 | 5.8867 | 0 | 0 | 0 | 0 | 0 | 0 | 0 | 0 | 0 | 102.3258
138 | GTS 220 kV and 66kV Circuit Breaker Replacement | Replacement - Major Station | Major Station | TRUE | Establishment | Network | Labour - External | 50% | 0 | 0 | 0 | 0 | 0 | 0 | 0 | 0 | 0 | 0 | 31.7921 | 417.1545 | 0 | 0 | 0 | 0 | 0 | 0 | 0 | 0 | 0 | 1.8169 | 29.3329 | 0 | 0 | 0 | 0 | 0 | 0 | 0 | 0 | 0 | 2.0515 | 27.2538 | 0 | 0 | 0 | 0 | 0 | 0 | 0 | 0 | 0 | 35.6605 | 473.7411 | 0% | 0% | 0% | 0% | 0% | 0% | 0% | 0% | 0% | 100% | 100% | [10 empty] | 0 | 0 | 0 | 0 | 0 | 0 | 0 | 0 | 0 | 449.2433 | 0 | 0 | 0 | 0 | 0 | 0 | 0 | 0 | 0 | 31.1668 | 0 | 0 | 0 | 0 | 0 | 0 | 0 | 0 | 0 | 29.3244 | 0 | 0 | 0 | 0 | 0 | 0 | 0 | 0 | 0 | 509.7345
139 | SYTS 500kV GIS Replacement | Replacement - Major Station | Major Station | TRUE | Secondary | Network | Materials | 40% | 0 | 0 | 0 | 0 | 31.3351 | 415.1176 | 711.6744 | 457.1178 | 0 | 0 | 0 | 0 | 0 | 0 | 0 | 0 | 0 | 0 | 0 | 0 | 0 | 0 | 0 | 0 | 0 | 0 | 1.9067 | 19.9542 | 37.0491 | 23.9097 | 0 | 0 | 0 | 0 | 0 | 0 | 0 | 33.2418 | 435.0718 | 748.7235 | 481.0275 | 0 | 0 | 0 | 0 | 0% | 0% | 0% | 0% | 72% | 28% | 0% | 0% | 0% | 0% | 100% | [10 empty] | 0 | 0 | 0 | 0 | 1164.5502 | 457.1079 | 0 | 0 | 0 | 0 | 0 | 0 | 0 | 0 | 0 | 0 | 0 | 0 | 0 | 0 | 0 | 0 | 0 | 0 | 59.231 | 23.9097 | 0 | 0 | 0 | 0 | 0 | 0 | 0 | 0 | 1223.7812 | 481.0176 | 0 | 0 | 0 | 0
140 | SYTS 500kV GIS Replacement | Replacement - Major Station | Major Station | TRUE | Secondary | Network | Labour - Internal | 10% | 0 | 0 | 0 | 0 | 7.8338 | 103.7794 | 177.9186 | 114.2794 | 0 | 0 | 0 | 0 | 0 | 0 | 0 | 0.077342 | 1.5692 | 3.5947 | 3.218 | 0 | 0 | 0 | 0 | 0 | 0 | 0 | 0.48137 | 5.064 | 9.4494 | 6.1458 | 0 | 0 | 0 | 0 | 0 | 0 | 0 | 8.3925 | 110.4125 | 190.9627 | 123.6432 | 0 | 0 | 0 | 0 | 0% | 0% | 0% | 0% | 72% | 28% | 0% | 0% | 0% | 0% | 100% | [10 empty] | 0 | 0 | 0 | 0 | 291.1375 | 114.277 | 0 | 0 | 0 | 0 | 0 | 0 | 0 | 0 | 5.2641 | 3.218 | 0 | 0 | 0 | 0 | 0 | 0 | 0 | 0 | 15.0762 | 6.1458 | 0 | 0 | 0 | 0 | 0 | 0 | 0 | 0 | 311.4778 | 123.6407 | 0 | 0 | 0 | 0
141 | SYTS 500kV GIS Replacement | Replacement - Major Station | Major Station | TRUE | Secondary | Network | Labour - External | 50% | 0 | 0 | 0 | 0 | 39.1689 | 518.897 | 889.593 | 571.3972 | 0 | 0 | 0 | 0 | 0 | 0 | 0 | -0.057115 | 1.3007 | 7.24 | 10.6382 | 0 | 0 | 0 | 0 | 0 | 0 | 0 | 2.3799 | 25.0052 | 46.6883 | 30.4436 | 0 | 0 | 0 | 0 | 0 | 0 | 0 | 41.4917 | 545.203 | 943.5213 | 612.479 | 0 | 0 | 0 | 0 | 0% | 0% | 0% | 0% | 72% | 28% | 0% | 0% | 0% | 0% | 100% | [10 empty] | 0 | 0 | 0 | 0 | 1455.6877 | 571.3849 | 0 | 0 | 0 | 0 | 0 | 0 | 0 | 0 | 8.4988 | 10.6382 | 0 | 0 | 0 | 0 | 0 | 0 | 0 | 0 | 74.4755 | 30.4436 | 0 | 0 | 0 | 0 | 0 | 0 | 0 | 0 | 1538.6619 | 612.4666 | 0 | 0 | 0 | 0
142 | SYTS 500kV GIS Replacement | Replacement - Major Station | Major Station | TRUE | Switchgear | Network | Materials | 40% | 0 | 0 | 0 | 0 | 170.1142 | 2253.6169 | 3863.5834 | 2481.6299 | 0 | 0 | 0 | 0 | 0 | 0 | 0 | 0 | 0 | 0 | 0 | 0 | 0 | 0 | 0 | 0 | 0 | 0 | 10.351 | 108.3285 | 201.1345 | 129.8028 | 0 | 0 | 0 | 0 | 0 | 0 | 0 | 180.4652 | 2361.9454 | 4064.7179 | 2611.4327 | 0 | 0 | 0 | 0 | 0% | 0% | 0% | 0% | 72% | 28% | 0% | 0% | 0% | 0% | 100% | [10 empty] | 0 | 0 | 0 | 0 | 6322.184 | 2481.5764 | 0 | 0 | 0 | 0 | 0 | 0 | 0 | 0 | 0 | 0 | 0 | 0 | 0 | 0 | 0 | 0 | 0 | 0 | 321.5572 | 129.8028 | 0 | 0 | 0 | 0 | 0 | 0 | 0 | 0 | 6643.7412 | 2611.3791 | 0 | 0 | 0 | 0
143 | SYTS 500kV GIS Replacement | Replacement - Major Station | Major Station | TRUE | Switchgear | Network | Labour - Internal | 10% | 0 | 0 | 0 | 0 | 42.5286 | 563.4042 | 965.8959 | 620.4075 | 0 | 0 | 0 | 0 | 0 | 0 | 0 | 0.41988 | 8.5187 | 19.515 | 17.47 | 0 | 0 | 0 | 0 | 0 | 0 | 0 | 2.6133 | 27.4916 | 51.2996 | 33.3645 | 0 | 0 | 0 | 0 | 0 | 0 | 0 | 45.5617 | 599.4146 | 1036.7104 | 671.242 | 0 | 0 | 0 | 0 | 0% | 0% | 0% | 0% | 72% | 28% | 0% | 0% | 0% | 0% | 100% | [10 empty] | 0 | 0 | 0 | 0 | 1580.546 | 620.3941 | 0 | 0 | 0 | 0 | 0 | 0 | 0 | 0 | 28.5781 | 17.47 | 0 | 0 | 0 | 0 | 0 | 0 | 0 | 0 | 81.8464 | 33.3645 | 0 | 0 | 0 | 0 | 0 | 0 | 0 | 0 | 1690.9705 | 671.2286 | 0 | 0 | 0 | 0
144 | SYTS 500kV GIS Replacement | Replacement - Major Station | Major Station | TRUE | Switchgear | Network | Labour - External | 50% | 0 | 0 | 0 | 0 | 212.6428 | 2817.0211 | 4829.4793 | 3102.0374 | 0 | 0 | 0 | 0 | 0 | 0 | 0 | -0.31007 | 7.0615 | 39.3051 | 57.7531 | 0 | 0 | 0 | 0 | 0 | 0 | 0 | 12.9199 | 135.7501 | 253.4643 | 165.2742 | 0 | 0 | 0 | 0 | 0 | 0 | 0 | 225.2526 | 2959.8327 | 5122.2487 | 3325.0647 | 0 | 0 | 0 | 0 | 0% | 0% | 0% | 0% | 72% | 28% | 0% | 0% | 0% | 0% | 100% | [10 empty] | 0 | 0 | 0 | 0 | 7902.73 | 3101.9705 | 0 | 0 | 0 | 0 | 0 | 0 | 0 | 0 | 46.1386 | 57.7531 | 0 | 0 | 0 | 0 | 0 | 0 | 0 | 0 | 404.3171 | 165.2742 | 0 | 0 | 0 | 0 | 0 | 0 | 0 | 0 | 8353.1857 | 3324.9978 | 0 | 0 | 0 | 0
145 | SYTS 500kV GIS Replacement | Replacement - Major Station | Major Station | TRUE | Transformers | Network | Materials | 40% | 0 | 0 | 0 | 0 | 182.0088 | 2411.1918 | 4133.7287 | 2655.1478 | 0 | 0 | 0 | 0 | 0 | 0 | 0 | 0 | 0 | 0 | 0 | 0 | 0 | 0 | 0 | 0 | 0 | 0 | 11.0748 | 115.9029 | 215.198 | 138.8787 | 0 | 0 | 0 | 0 | 0 | 0 | 0 | 193.0835 | 2527.0948 | 4348.9267 | 2794.0264 | 0 | 0 | 0 | 0 | 0% | 0% | 0% | 0% | 72% | 28% | 0% | 0% | 0% | 0% | 100% | [10 empty] | 0 | 0 | 0 | 0 | 6764.2369 | 2655.0905 | 0 | 0 | 0 | 0 | 0 | 0 | 0 | 0 | 0 | 0 | 0 | 0 | 0 | 0 | 0 | 0 | 0 | 0 | 344.0408 | 138.8787 | 0 | 0 | 0 | 0 | 0 | 0 | 0 | 0 | 7108.2777 | 2793.9692 | 0 | 0 | 0 | 0
146 | SYTS 500kV GIS Replacement | Replacement - Major Station | Major Station | TRUE | Transformers | Network | Labour - Internal | 10% | 0 | 0 | 0 | 0 | 45.5022 | 602.798 | 1033.4322 | 663.7869 | 0 | 0 | 0 | 0 | 0 | 0 | 0 | 0.44924 | 9.1144 | 20.8795 | 18.6915 | 0 | 0 | 0 | 0 | 0 | 0 | 0 | 2.796 | 29.4139 | 54.8865 | 35.6973 | 0 | 0 | 0 | 0 | 0 | 0 | 0 | 48.7475 | 641.3262 | 1109.1982 | 718.1758 | 0 | 0 | 0 | 0 | 0% | 0% | 0% | 0% | 72% | 28% | 0% | 0% | 0% | 0% | 100% | [10 empty] | 0 | 0 | 0 | 0 | 1691.0592 | 663.7726 | 0 | 0 | 0 | 0 | 0 | 0 | 0 | 0 | 30.5763 | 18.6915 | 0 | 0 | 0 | 0 | 0 | 0 | 0 | 0 | 87.5692 | 35.6973 | 0 | 0 | 0 | 0 | 0 | 0 | 0 | 0 | 1809.2047 | 718.1615 | 0 | 0 | 0 | 0
147 | SYTS 500kV GIS Replacement | Replacement - Major Station | Major Station | TRUE | Transformers | Network | Labour - External | 50% | 0 | 0 | 0 | 0 | 227.511 | 3013.9898 | 5167.1609 | 3318.9347 | 0 | 0 | 0 | 0 | 0 | 0 | 0 | -0.33175 | 7.5553 | 42.0533 | 61.7913 | 0 | 0 | 0 | 0 | 0 | 0 | 0 | 13.8233 | 145.2418 | 271.1867 | 176.8304 | 0 | 0 | 0 | 0 | 0 | 0 | 0 | 241.0025 | 3166.7869 | 5480.401 | 3557.5563 | 0 | 0 | 0 | 0 | 0% | 0% | 0% | 0% | 72% | 28% | 0% | 0% | 0% | 0% | 100% | [10 empty] | 0 | 0 | 0 | 0 | 8455.2962 | 3318.8631 | 0 | 0 | 0 | 0 | 0 | 0 | 0 | 0 | 49.3647 | 61.7913 | 0 | 0 | 0 | 0 | 0 | 0 | 0 | 0 | 432.5873 | 176.8304 | 0 | 0 | 0 | 0 | 0 | 0 | 0 | 0 | 8937.2482 | 3557.4847 | 0 | 0 | 0 | 0
148 | SYTS 500kV GIS Replacement | Replacement - Major Station | Major Station | TRUE | Towers and Conductor | Network | Materials | 40% | 0 | 0 | 0 | 0 | 11.966 | 158.5218 | 271.7685 | 174.5604 | 0 | 0 | 0 | 0 | 0 | 0 | 0 | 0 | 0 | 0 | 0 | 0 | 0 | 0 | 0 | 0 | 0 | 0 | 0.7281 | 7.6199 | 14.148 | 9.1305 | 0 | 0 | 0 | 0 | 0 | 0 | 0 | 12.6941 | 166.1417 | 285.9165 | 183.6909 | 0 | 0 | 0 | 0 | 0% | 0% | 0% | 0% | 72% | 28% | 0% | 0% | 0% | 0% | 100% | [10 empty] | 0 | 0 | 0 | 0 | 444.709 | 174.5567 | 0 | 0 | 0 | 0 | 0 | 0 | 0 | 0 | 0 | 0 | 0 | 0 | 0 | 0 | 0 | 0 | 0 | 0 | 22.6187 | 9.1305 | 0 | 0 | 0 | 0 | 0 | 0 | 0 | 0 | 467.3277 | 183.6871 | 0 | 0 | 0 | 0
149 | SYTS 500kV GIS Replacement | Replacement - Major Station | Major Station | TRUE | Towers and Conductor | Network | Labour - Internal | 10% | 0 | 0 | 0 | 0 | 2.9915 | 39.6304 | 67.9421 | 43.6401 | 0 | 0 | 0 | 0 | 0 | 0 | 0 | 0.029535 | 0.59922 | 1.3727 | 1.2289 | 0 | 0 | 0 | 0 | 0 | 0 | 0 | 0.18382 | 1.9338 | 3.6085 | 2.3469 | 0 | 0 | 0 | 0 | 0 | 0 | 0 | 3.2049 | 42.1634 | 72.9233 | 47.2159 | 0 | 0 | 0 | 0 | 0% | 0% | 0% | 0% | 72% | 28% | 0% | 0% | 0% | 0% | 100% | [10 empty] | 0 | 0 | 0 | 0 | 111.1773 | 43.6392 | 0 | 0 | 0 | 0 | 0 | 0 | 0 | 0 | 2.0102 | 1.2289 | 0 | 0 | 0 | 0 | 0 | 0 | 0 | 0 | 5.7572 | 2.3469 | 0 | 0 | 0 | 0 | 0 | 0 | 0 | 0 | 118.9446 | 47.2149 | 0 | 0 | 0 | 0
150 | SYTS 500kV GIS Replacement | Replacement - Major Station | Major Station | TRUE | Towers and Conductor | Network | Labour - External | 50% | 0 | 0 | 0 | 0 | 14.9575 | 198.1522 | 339.7106 | 218.2005 | 0 | 0 | 0 | 0 | 0 | 0 | 0 | -0.021811 | 0.49671 | 2.7648 | 4.0624 | 0 | 0 | 0 | 0 | 0 | 0 | 0 | 0.9088 | 9.5488 | 17.8289 | 11.6256 | 0 | 0 | 0 | 0 | 0 | 0 | 0 | 15.8445 | 208.1977 | 360.3043 | 233.8885 | 0 | 0 | 0 | 0 | 0% | 0% | 0% | 0% | 72% | 28% | 0% | 0% | 0% | 0% | 100% | [10 empty] | 0 | 0 | 0 | 0 | 555.8863 | 218.1958 | 0 | 0 | 0 | 0 | 0 | 0 | 0 | 0 | 3.2454 | 4.0624 | 0 | 0 | 0 | 0 | 0 | 0 | 0 | 0 | 28.4401 | 11.6256 | 0 | 0 | 0 | 0 | 0 | 0 | 0 | 0 | 587.5718 | 233.8838 | 0 | 0 | 0 | 0
151 | SYTS 500kV GIS Replacement | Replacement - Major Station | Major Station | TRUE | Establishment | Network | Materials | 40% | 0 | 0 | 0 | 0 | 87.2264 | 1155.5459 | 1981.0589 | 1272.4599 | 0 | 0 | 0 | 0 | 0 | 0 | 0 | 0 | 0 | 0 | 0 | 0 | 0 | 0 | 0 | 0 | 0 | 0 | 5.3075 | 55.5456 | 103.132 | 66.5566 | 0 | 0 | 0 | 0 | 0 | 0 | 0 | 92.5339 | 1211.0915 | 2084.191 | 1339.0165 | 0 | 0 | 0 | 0 | 0% | 0% | 0% | 0% | 72% | 28% | 0% | 0% | 0% | 0% | 100% | [10 empty] | 0 | 0 | 0 | 0 | 3241.7105 | 1272.4325 | 0 | 0 | 0 | 0 | 0 | 0 | 0 | 0 | 0 | 0 | 0 | 0 | 0 | 0 | 0 | 0 | 0 | 0 | 164.879 | 66.5566 | 0 | 0 | 0 | 0 | 0 | 0 | 0 | 0 | 3406.5895 | 1338.9891 | 0 | 0 | 0 | 0
152 | SYTS 500kV GIS Replacement | Replacement - Major Station | Major Station | TRUE | Establishment | Network | Labour - Internal | 10% | 0 | 0 | 0 | 0 | 21.8066 | 288.8865 | 495.2647 | 318.115 | 0 | 0 | 0 | 0 | 0 | 0 | 0 | 0.21529 | 4.368 | 10.0064 | 8.9578 | 0 | 0 | 0 | 0 | 0 | 0 | 0 | 1.34 | 14.0964 | 26.3039 | 17.1077 | 0 | 0 | 0 | 0 | 0 | 0 | 0 | 23.3619 | 307.3508 | 531.575 | 344.1805 | 0 | 0 | 0 | 0 | 0% | 0% | 0% | 0% | 72% | 28% | 0% | 0% | 0% | 0% | 100% | [10 empty] | 0 | 0 | 0 | 0 | 810.4276 | 318.1081 | 0 | 0 | 0 | 0 | 0 | 0 | 0 | 0 | 14.6535 | 8.9578 | 0 | 0 | 0 | 0 | 0 | 0 | 0 | 0 | 41.9669 | 17.1077 | 0 | 0 | 0 | 0 | 0 | 0 | 0 | 0 | 867.048 | 344.1736 | 0 | 0 | 0 | 0
153 | SYTS 500kV GIS Replacement | Replacement - Major Station | Major Station | TRUE | Establishment | Network | Labour - External | 50% | 0 | 0 | 0 | 0 | 109.0329 | 1444.4323 | 2476.3236 | 1590.5749 | 0 | 0 | 0 | 0 | 0 | 0 | 0 | -0.15899 | 3.6208 | 20.1538 | 29.613 | 0 | 0 | 0 | 0 | 0 | 0 | 0 | 6.6247 | 69.6061 | 129.9642 | 84.7446 | 0 | 0 | 0 | 0 | 0 | 0 | 0 | 115.4987 | 1517.6592 | 2626.4416 | 1704.9326 | 0 | 0 | 0 | 0 | 0% | 0% | 0% | 0% | 72% | 28% | 0% | 0% | 0% | 0% | 100% | [10 empty] | 0 | 0 | 0 | 0 | 4052.1381 | 1590.5406 | 0 | 0 | 0 | 0 | 0 | 0 | 0 | 0 | 23.6577 | 29.613 | 0 | 0 | 0 | 0 | 0 | 0 | 0 | 0 | 207.3143 | 84.7446 | 0 | 0 | 0 | 0 | 0 | 0 | 0 | 0 | 4283.1101 | 1704.8982 | 0 | 0 | 0 | 0
154 | BLTS 66kV and 22kV Circuit Breaker Replacement | Replacement - Major Station | Major Station | TRUE | Secondary | Network | Materials | 40% | 0 | 0 | 0.2438 | 0 | 6.9108 | 91.525 | 156.9069 | 100.7819 | 0 | 0 | 0 | 0 | 0 | 0 | 0 | 0 | 0 | 0 | 0 | 0 | 0 | 0 | 0 | 0 | 0.011621 | 0 | 0.4205 | 4.3995 | 8.1684 | 5.2714 | 0 | 0 | 0 | 0 | 0 | 0.25542 | 0 | 7.3313 | 95.9245 | 165.0753 | 106.0533 | 0 | 0 | 0 | 0 | 0% | 0% | 0% | 0% | 72% | 28% | 0% | 0% | 0% | 0% | 100% | [10 empty] | 0 | 0 | 0 | 0 | 256.9445 | 100.8556 | 0 | 0 | 0 | 0 | 0 | 0 | 0 | 0 | 0 | 0 | 0 | 0 | 0 | 0 | 0 | 0 | 0 | 0 | 13.0716 | 5.2714 | 0 | 0 | 0 | 0 | 0 | 0 | 0 | 0 | 270.0161 | 106.127 | 0 | 0 | 0 | 0
155 | BLTS 66kV and 22kV Circuit Breaker Replacement | Replacement - Major Station | Major Station | TRUE | Secondary | Network | Labour - Internal | 10% | 0 | 0 | 0.06095 | 0 | 1.7277 | 22.8813 | 39.2267 | 25.1955 | 0 | 0 | 0 | 0 | 0 | 0.00035351 | 0 | 0.017057 | 0.34597 | 0.79254 | 0.70948 | 0 | 0 | 0 | 0 | 0 | 0.0029221 | 0 | 0.10616 | 1.1165 | 2.0834 | 1.355 | 0 | 0 | 0 | 0 | 0 | 0.064226 | 0 | 1.8509 | 24.3437 | 42.1026 | 27.2599 | 0 | 0 | 0 | 0 | 0% | 0% | 0% | 0% | 72% | 28% | 0% | 0% | 0% | 0% | 100% | [10 empty] | 0 | 0 | 0 | 0 | 64.2361 | 25.2139 | 0 | 0 | 0 | 0 | 0 | 0 | 0 | 0 | 1.161 | 0.70948 | 0 | 0 | 0 | 0 | 0 | 0 | 0 | 0 | 3.3271 | 1.355 | 0 | 0 | 0 | 0 | 0 | 0 | 0 | 0 | 68.7242 | 27.2783 | 0 | 0 | 0 | 0
156 | BLTS 66kV and 22kV Circuit Breaker Replacement | Replacement - Major Station | Major Station | TRUE | Secondary | Network | Labour - External | 50% | 0 | 0 | 0.30475 | 0 | 8.6385 | 114.4063 | 196.1336 | 125.9773 | 0 | 0 | 0 | 0 | 0 | 0.0017676 | 0 | -0.012596 | 0.28679 | 1.5962 | 2.3454 | 0 | 0 | 0 | 0 | 0 | 0.014611 | 0 | 0.52486 | 5.5132 | 10.2936 | 6.712 | 0 | 0 | 0 | 0 | 0 | 0.32113 | 0 | 9.1507 | 120.2062 | 208.0235 | 135.0347 | 0 | 0 | 0 | 0 | 0% | 0% | 0% | 0% | 72% | 28% | 0% | 0% | 0% | 0% | 100% | [10 empty] | 0 | 0 | 0 | 0 | 321.1806 | 126.0694 | 0 | 0 | 0 | 0 | 0 | 0 | 0 | 0 | 1.8757 | 2.3454 | 0 | 0 | 0 | 0 | 0 | 0 | 0 | 0 | 16.4359 | 6.712 | 0 | 0 | 0 | 0 | 0 | 0 | 0 | 0 | 339.4922 | 135.1268 | 0 | 0 | 0 | 0
157 | BLTS 66kV and 22kV Circuit Breaker Replacement | Replacement - Major Station | Major Station | TRUE | Switchgear | Network | Materials | 40% | 0 | 0 | 1.3236 | 0 | 37.5176 | 496.8769 | 851.8262 | 547.131 | 0 | 0 | 0 | 0 | 0 | 0 | 0 | 0 | 0 | 0 | 0 | 0 | 0 | 0 | 0 | 0 | 0.063089 | 0 | 2.2829 | 23.8842 | 44.3453 | 28.6179 | 0 | 0 | 0 | 0 | 0 | 1.3866 | 0 | 39.8005 | 520.7611 | 896.1715 | 575.7489 | 0 | 0 | 0 | 0 | 0% | 0% | 0% | 0% | 72% | 28% | 0% | 0% | 0% | 0% | 100% | [10 empty] | 0 | 0 | 0 | 0 | 1394.9165 | 547.531 | 0 | 0 | 0 | 0 | 0 | 0 | 0 | 0 | 0 | 0 | 0 | 0 | 0 | 0 | 0 | 0 | 0 | 0 | 70.9642 | 28.6179 | 0 | 0 | 0 | 0 | 0 | 0 | 0 | 0 | 1465.8807 | 576.149 | 0 | 0 | 0 | 0
158 | BLTS 66kV and 22kV Circuit Breaker Replacement | Replacement - Major Station | Major Station | TRUE | Switchgear | Network | Labour - Internal | 10% | 0 | 0 | 0.33089 | 0 | 9.3794 | 124.2192 | 212.9565 | 136.7828 | 0 | 0 | 0 | 0 | 0 | 0.0019192 | 0 | 0.092602 | 1.8782 | 4.3026 | 3.8517 | 0 | 0 | 0 | 0 | 0 | 0.015864 | 0 | 0.57635 | 6.0613 | 11.3103 | 7.3559 | 0 | 0 | 0 | 0 | 0 | 0.34867 | 0 | 10.0484 | 132.1588 | 228.5694 | 147.9904 | 0 | 0 | 0 | 0 | 0% | 0% | 0% | 0% | 72% | 28% | 0% | 0% | 0% | 0% | 100% | [10 empty] | 0 | 0 | 0 | 0 | 348.7291 | 136.8828 | 0 | 0 | 0 | 0 | 0 | 0 | 0 | 0 | 6.3029 | 3.8517 | 0 | 0 | 0 | 0 | 0 | 0 | 0 | 0 | 18.0624 | 7.3559 | 0 | 0 | 0 | 0 | 0 | 0 | 0 | 0 | 373.0944 | 148.0904 | 0 | 0 | 0 | 0
159 | BLTS 66kV and 22kV Circuit Breaker Replacement | Replacement - Major Station | Major Station | TRUE | Switchgear | Network | Labour - External | 50% | 0 | 0 | 1.6544 | 0 | 46.897 | 621.0961 | 1064.7827 | 683.9138 | 0 | 0 | 0 | 0 | 0 | 0.0095958 | 0 | -0.068384 | 1.5569 | 8.6658 | 12.733 | 0 | 0 | 0 | 0 | 0 | 0.079319 | 0 | 2.8494 | 29.9301 | 55.8827 | 36.4384 | 0 | 0 | 0 | 0 | 0 | 1.7434 | 0 | 49.6781 | 652.5832 | 1129.3313 | 733.0851 | 0 | 0 | 0 | 0 | 0% | 0% | 0% | 0% | 72% | 28% | 0% | 0% | 0% | 0% | 100% | [10 empty] | 0 | 0 | 0 | 0 | 1743.6457 | 684.4138 | 0 | 0 | 0 | 0 | 0 | 0 | 0 | 0 | 10.1827 | 12.733 | 0 | 0 | 0 | 0 | 0 | 0 | 0 | 0 | 89.2284 | 36.4384 | 0 | 0 | 0 | 0 | 0 | 0 | 0 | 0 | 1843.0568 | 733.5852 | 0 | 0 | 0 | 0
160 | BLTS 66kV and 22kV Circuit Breaker Replacement | Replacement - Major Station | Major Station | TRUE | Transformers | Network | Materials | 40% | 0 | 0 | 1.4161 | 0 | 40.1409 | 531.619 | 911.3867 | 585.3869 | 0 | 0 | 0 | 0 | 0 | 0 | 0 | 0 | 0 | 0 | 0 | 0 | 0 | 0 | 0 | 0 | 0.0675 | 0 | 2.4425 | 25.5543 | 47.4459 | 30.6189 | 0 | 0 | 0 | 0 | 0 | 1.4836 | 0 | 42.5834 | 557.1732 | 958.8326 | 616.0058 | 0 | 0 | 0 | 0 | 0% | 0% | 0% | 0% | 72% | 28% | 0% | 0% | 0% | 0% | 100% | [10 empty] | 0 | 0 | 0 | 0 | 1492.4504 | 585.8149 | 0 | 0 | 0 | 0 | 0 | 0 | 0 | 0 | 0 | 0 | 0 | 0 | 0 | 0 | 0 | 0 | 0 | 0 | 75.9261 | 30.6189 | 0 | 0 | 0 | 0 | 0 | 0 | 0 | 0 | 1568.3765 | 616.4338 | 0 | 0 | 0 | 0
161 | BLTS 66kV and 22kV Circuit Breaker Replacement | Replacement - Major Station | Major Station | TRUE | Transformers | Network | Labour - Internal | 10% | 0 | 0 | 0.35403 | 0 | 10.0352 | 132.9047 | 227.8467 | 146.3467 | 0 | 0 | 0 | 0 | 0 | 0.0020533 | 0 | 0.099077 | 2.0095 | 4.6034 | 4.121 | 0 | 0 | 0 | 0 | 0 | 0.016973 | 0 | 0.61665 | 6.4852 | 12.1011 | 7.8703 | 0 | 0 | 0 | 0 | 0 | 0.37305 | 0 | 10.7509 | 141.3994 | 244.5512 | 158.338 | 0 | 0 | 0 | 0 | 0% | 0% | 0% | 0% | 72% | 28% | 0% | 0% | 0% | 0% | 100% | [10 empty] | 0 | 0 | 0 | 0 | 373.1126 | 146.4537 | 0 | 0 | 0 | 0 | 0 | 0 | 0 | 0 | 6.7436 | 4.121 | 0 | 0 | 0 | 0 | 0 | 0 | 0 | 0 | 19.3253 | 7.8703 | 0 | 0 | 0 | 0 | 0 | 0 | 0 | 0 | 399.1815 | 158.445 | 0 | 0 | 0 | 0
162 | BLTS 66kV and 22kV Circuit Breaker Replacement | Replacement - Major Station | Major Station | TRUE | Transformers | Network | Labour - External | 50% | 0 | 0 | 1.7701 | 0 | 50.1761 | 664.5237 | 1139.2333 | 731.7336 | 0 | 0 | 0 | 0 | 0 | 0.010267 | 0 | -0.073166 | 1.6658 | 9.2717 | 13.6233 | 0 | 0 | 0 | 0 | 0 | 0.084865 | 0 | 3.0486 | 32.0229 | 59.7901 | 38.9862 | 0 | 0 | 0 | 0 | 0 | 1.8653 | 0 | 53.1516 | 698.2124 | 1208.2952 | 784.3431 | 0 | 0 | 0 | 0 | 0% | 0% | 0% | 0% | 72% | 28% | 0% | 0% | 0% | 0% | 100% | [10 empty] | 0 | 0 | 0 | 0 | 1865.563 | 732.2686 | 0 | 0 | 0 | 0 | 0 | 0 | 0 | 0 | 10.8947 | 13.6233 | 0 | 0 | 0 | 0 | 0 | 0 | 0 | 0 | 95.4673 | 38.9862 | 0 | 0 | 0 | 0 | 0 | 0 | 0 | 0 | 1971.925 | 784.8781 | 0 | 0 | 0 | 0
163 | BLTS 66kV and 22kV Circuit Breaker Replacement | Replacement - Major Station | Major Station | TRUE | Towers and Conductor | Network | Materials | 40% | 0 | 0 | 0.093101 | 0 | 2.639 | 34.9508 | 59.9183 | 38.4858 | 0 | 0 | 0 | 0 | 0 | 0 | 0 | 0 | 0 | 0 | 0 | 0 | 0 | 0 | 0 | 0 | 0.0044377 | 0 | 0.16058 | 1.68 | 3.1193 | 2.013 | 0 | 0 | 0 | 0 | 0 | 0.097538 | 0 | 2.7996 | 36.6309 | 63.0376 | 40.4988 | 0 | 0 | 0 | 0 | 0% | 0% | 0% | 0% | 72% | 28% | 0% | 0% | 0% | 0% | 100% | [10 empty] | 0 | 0 | 0 | 0 | 98.1199 | 38.5139 | 0 | 0 | 0 | 0 | 0 | 0 | 0 | 0 | 0 | 0 | 0 | 0 | 0 | 0 | 0 | 0 | 0 | 0 | 4.9917 | 2.013 | 0 | 0 | 0 | 0 | 0 | 0 | 0 | 0 | 103.1116 | 40.5269 | 0 | 0 | 0 | 0
164 | BLTS 66kV and 22kV Circuit Breaker Replacement | Replacement - Major Station | Major Station | TRUE | Towers and Conductor | Network | Labour - Internal | 10% | 0 | 0 | 0.023275 | 0 | 0.65976 | 8.7377 | 14.9796 | 9.6214 | 0 | 0 | 0 | 0 | 0 | 0.000135 | 0 | 0.0065137 | 0.13212 | 0.30265 | 0.27093 | 0 | 0 | 0 | 0 | 0 | 0.0011159 | 0 | 0.040541 | 0.42636 | 0.79558 | 0.51742 | 0 | 0 | 0 | 0 | 0 | 0.024526 | 0 | 0.70681 | 9.2962 | 16.0778 | 10.4098 | 0 | 0 | 0 | 0 | 0% | 0% | 0% | 0% | 72% | 28% | 0% | 0% | 0% | 0% | 100% | [10 empty] | 0 | 0 | 0 | 0 | 24.53 | 9.6285 | 0 | 0 | 0 | 0 | 0 | 0 | 0 | 0 | 0.44335 | 0.27093 | 0 | 0 | 0 | 0 | 0 | 0 | 0 | 0 | 1.2705 | 0.51742 | 0 | 0 | 0 | 0 | 0 | 0 | 0 | 0 | 26.2439 | 10.4168 | 0 | 0 | 0 | 0
165 | BLTS 66kV and 22kV Circuit Breaker Replacement | Replacement - Major Station | Major Station | TRUE | Towers and Conductor | Network | Labour - External | 50% | 0 | 0 | 0.11638 | 0 | 3.2988 | 43.6885 | 74.8979 | 48.1072 | 0 | 0 | 0 | 0 | 0 | 0.00067498 | 0 | -0.0048102 | 0.10952 | 0.60956 | 0.89565 | 0 | 0 | 0 | 0 | 0 | 0.0055794 | 0 | 0.20043 | 2.1053 | 3.9308 | 2.5631 | 0 | 0 | 0 | 0 | 0 | 0.12263 | 0 | 3.4944 | 45.9034 | 79.4383 | 51.566 | 0 | 0 | 0 | 0 | 0% | 0% | 0% | 0% | 72% | 28% | 0% | 0% | 0% | 0% | 100% | [10 empty] | 0 | 0 | 0 | 0 | 122.6499 | 48.1424 | 0 | 0 | 0 | 0 | 0 | 0 | 0 | 0 | 0.71626 | 0.89565 | 0 | 0 | 0 | 0 | 0 | 0 | 0 | 0 | 6.2764 | 2.5631 | 0 | 0 | 0 | 0 | 0 | 0 | 0 | 0 | 129.6425 | 51.6011 | 0 | 0 | 0 | 0
166 | BLTS 66kV and 22kV Circuit Breaker Replacement | Replacement - Major Station | Major Station | TRUE | Establishment | Network | Materials | 40% | 0 | 0 | 0.67866 | 0 | 19.2372 | 254.7745 | 436.7753 | 280.5423 | 0 | 0 | 0 | 0 | 0 | 0 | 0 | 0 | 0 | 0 | 0 | 0 | 0 | 0 | 0 | 0 | 0.032349 | 0 | 1.1705 | 12.2467 | 22.7381 | 14.6739 | 0 | 0 | 0 | 0 | 0 | 0.71101 | 0 | 20.4078 | 267.0212 | 459.5134 | 295.2162 | 0 | 0 | 0 | 0 | 0% | 0% | 0% | 0% | 72% | 28% | 0% | 0% | 0% | 0% | 100% | [10 empty] | 0 | 0 | 0 | 0 | 715.2458 | 280.7475 | 0 | 0 | 0 | 0 | 0 | 0 | 0 | 0 | 0 | 0 | 0 | 0 | 0 | 0 | 0 | 0 | 0 | 0 | 36.387 | 14.6739 | 0 | 0 | 0 | 0 | 0 | 0 | 0 | 0 | 751.6328 | 295.4214 | 0 | 0 | 0 | 0
167 | BLTS 66kV and 22kV Circuit Breaker Replacement | Replacement - Major Station | Major Station | TRUE | Establishment | Network | Labour - Internal | 10% | 0 | 0 | 0.16966 | 0 | 4.8093 | 63.6936 | 109.1938 | 70.1356 | 0 | 0 | 0 | 0 | 0 | 0.00098405 | 0 | 0.047482 | 0.96305 | 2.2062 | 1.9749 | 0 | 0 | 0 | 0 | 0 | 0.0081342 | 0 | 0.29552 | 3.108 | 5.7994 | 3.7718 | 0 | 0 | 0 | 0 | 0 | 0.17878 | 0 | 5.1523 | 67.7646 | 117.1994 | 75.8823 | 0 | 0 | 0 | 0 | 0% | 0% | 0% | 0% | 72% | 28% | 0% | 0% | 0% | 0% | 100% | [10 empty] | 0 | 0 | 0 | 0 | 178.8115 | 70.1869 | 0 | 0 | 0 | 0 | 0 | 0 | 0 | 0 | 3.2318 | 1.9749 | 0 | 0 | 0 | 0 | 0 | 0 | 0 | 0 | 9.2615 | 3.7718 | 0 | 0 | 0 | 0 | 0 | 0 | 0 | 0 | 191.3048 | 75.9336 | 0 | 0 | 0 | 0
168 | BLTS 66kV and 22kV Circuit Breaker Replacement | Replacement - Major Station | Major Station | TRUE | Establishment | Network | Labour - External | 50% | 0 | 0 | 0.84832 | 0 | 24.0465 | 318.4681 | 545.9691 | 350.6779 | 0 | 0 | 0 | 0 | 0 | 0.0049203 | 0 | -0.035064 | 0.79831 | 4.4434 | 6.5289 | 0 | 0 | 0 | 0 | 0 | 0.040671 | 0 | 1.461 | 15.3467 | 28.654 | 18.6839 | 0 | 0 | 0 | 0 | 0 | 0.89391 | 0 | 25.4725 | 334.6131 | 579.0665 | 375.8906 | 0 | 0 | 0 | 0 | 0% | 0% | 0% | 0% | 72% | 28% | 0% | 0% | 0% | 0% | 100% | [10 empty] | 0 | 0 | 0 | 0 | 894.0573 | 350.9343 | 0 | 0 | 0 | 0 | 0 | 0 | 0 | 0 | 5.2212 | 6.5289 | 0 | 0 | 0 | 0 | 0 | 0 | 0 | 0 | 45.752 | 18.6839 | 0 | 0 | 0 | 0 | 0 | 0 | 0 | 0 | 945.0305 | 376.147 | 0 | 0 | 0 | 0
169 | SMTS 500kV GIS Replacement | Replacement - Major Station | Major Station | TRUE | Secondary | Network | Materials | 40% | 0 | 0 | 0 | 0 | 0 | 0 | 8.6953 | 114.2178 | 195.824 | 125.7853 | 0 | 0 | 0 | 0 | 0 | 0 | 0 | 0 | 0 | 0 | 0 | 0 | 0 | 0 | 0 | 0 | 0 | 0 | 0.45267 | 5.9742 | 13.4518 | 11.4241 | 0 | 0 | 0 | 0 | 0 | 0 | 0 | 9.148 | 120.192 | 209.2758 | 137.2094 | 0 | 0 | 0% | 0% | 0% | 0% | 0% | 0% | 72% | 28% | 0% | 0% | 100% | [10 empty] | 0 | 0 | 0 | 0 | 0 | 0 | 320.431 | 125.7752 | 0 | 0 | 0 | 0 | 0 | 0 | 0 | 0 | 0 | 0 | 0 | 0 | 0 | 0 | 0 | 0 | 0 | 0 | 19.9667 | 11.4241 | 0 | 0 | 0 | 0 | 0 | 0 | 0 | 0 | 340.3978 | 137.1993 | 0 | 0
170 | SMTS 500kV GIS Replacement | Replacement - Major Station | Major Station | TRUE | Secondary | Network | Labour - Internal | 10% | 0 | 0 | 0 | 0 | 0 | 0 | 2.1738 | 28.5545 | 48.956 | 31.4463 | 0 | 0 | 0 | 0 | 0 | 0 | 0 | 0.04392 | 0.80406 | 1.9327 | 1.6013 | 0 | 0 | 0 | 0 | 0 | 0 | 0 | 0.11545 | 1.5356 | 3.4957 | 3.0014 | 0 | 0 | 0 | 0 | 0 | 0 | 0 | 2.3332 | 30.8941 | 54.3844 | 36.049 | 0 | 0 | 0% | 0% | 0% | 0% | 0% | 0% | 72% | 28% | 0% | 0% | 100% | [10 empty] | 0 | 0 | 0 | 0 | 0 | 0 | 80.1078 | 31.4438 | 0 | 0 | 0 | 0 | 0 | 0 | 0 | 0 | 2.7921 | 1.6013 | 0 | 0 | 0 | 0 | 0 | 0 | 0 | 0 | 5.1694 | 3.0014 | 0 | 0 | 0 | 0 | 0 | 0 | 0 | 0 | 88.0692 | 36.0465 | 0 | 0
171 | SMTS 500kV GIS Replacement | Replacement - Major Station | Major Station | TRUE | Secondary | Network | Labour - External | 50% | 0 | 0 | 0 | 0 | 0 | 0 | 10.8692 | 142.7723 | 244.7799 | 157.2316 | 0 | 0 | 0 | 0 | 0 | 0 | 0 | 0.08846 | 2.6581 | 7.6625 | 6.9413 | 0 | 0 | 0 | 0 | 0 | 0 | 0 | 0.57044 | 7.6068 | 17.3411 | 14.9105 | 0 | 0 | 0 | 0 | 0 | 0 | 0 | 11.5281 | 153.0372 | 269.7836 | 179.0835 | 0 | 0 | 0% | 0% | 0% | 0% | 0% | 0% | 72% | 28% | 0% | 0% | 100% | [10 empty] | 0 | 0 | 0 | 0 | 0 | 0 | 400.5388 | 157.219 | 0 | 0 | 0 | 0 | 0 | 0 | 0 | 0 | 10.4457 | 6.9413 | 0 | 0 | 0 | 0 | 0 | 0 | 0 | 0 | 25.6303 | 14.9105 | 0 | 0 | 0 | 0 | 0 | 0 | 0 | 0 | 436.6148 | 179.0709 | 0 | 0
172 | SMTS 500kV GIS Replacement | Replacement - Major Station | Major Station | TRUE | Switchgear | Network | Materials | 40% | 0 | 0 | 0 | 0 | 0 | 0 | 47.2058 | 620.0729 | 1063.1015 | 682.8712 | 0 | 0 | 0 | 0 | 0 | 0 | 0 | 0 | 0 | 0 | 0 | 0 | 0 | 0 | 0 | 0 | 0 | 0 | 2.4575 | 32.4332 | 73.0281 | 62.0197 | 0 | 0 | 0 | 0 | 0 | 0 | 0 | 49.6633 | 652.5061 | 1136.1296 | 744.891 | 0 | 0 | 0% | 0% | 0% | 0% | 0% | 0% | 72% | 28% | 0% | 0% | 100% | [10 empty] | 0 | 0 | 0 | 0 | 0 | 0 | 1739.5763 | 682.8165 | 0 | 0 | 0 | 0 | 0 | 0 | 0 | 0 | 0 | 0 | 0 | 0 | 0 | 0 | 0 | 0 | 0 | 0 | 108.3967 | 62.0197 | 0 | 0 | 0 | 0 | 0 | 0 | 0 | 0 | 1847.973 | 744.8362 | 0 | 0
173 | SMTS 500kV GIS Replacement | Replacement - Major Station | Major Station | TRUE | Switchgear | Network | Labour - Internal | 10% | 0 | 0 | 0 | 0 | 0 | 0 | 11.8015 | 155.0182 | 265.7754 | 170.7178 | 0 | 0 | 0 | 0 | 0 | 0 | 0 | 0.23844 | 4.3652 | 10.4921 | 8.693 | 0 | 0 | 0 | 0 | 0 | 0 | 0 | 0.62679 | 8.3366 | 18.9778 | 16.2945 | 0 | 0 | 0 | 0 | 0 | 0 | 0 | 12.6667 | 167.72 | 295.2453 | 195.7053 | 0 | 0 | 0% | 0% | 0% | 0% | 0% | 0% | 72% | 28% | 0% | 0% | 100% | [10 empty] | 0 | 0 | 0 | 0 | 0 | 0 | 434.8941 | 170.7041 | 0 | 0 | 0 | 0 | 0 | 0 | 0 | 0 | 15.1579 | 8.693 | 0 | 0 | 0 | 0 | 0 | 0 | 0 | 0 | 28.0639 | 16.2945 | 0 | 0 | 0 | 0 | 0 | 0 | 0 | 0 | 478.1159 | 195.6916 | 0 | 0
174 | SMTS 500kV GIS Replacement | Replacement - Major Station | Major Station | TRUE | Switchgear | Network | Labour - External | 50% | 0 | 0 | 0 | 0 | 0 | 0 | 59.0073 | 775.0911 | 1328.8769 | 853.589 | 0 | 0 | 0 | 0 | 0 | 0 | 0 | 0.48024 | 14.4305 | 41.5986 | 37.6836 | 0 | 0 | 0 | 0 | 0 | 0 | 0 | 3.0969 | 41.2963 | 94.1427 | 80.9472 | 0 | 0 | 0 | 0 | 0 | 0 | 0 | 62.5844 | 830.8179 | 1464.6181 | 972.2199 | 0 | 0 | 0% | 0% | 0% | 0% | 0% | 0% | 72% | 28% | 0% | 0% | 100% | [10 empty] | 0 | 0 | 0 | 0 | 0 | 0 | 2174.4704 | 853.5206 | 0 | 0 | 0 | 0 | 0 | 0 | 0 | 0 | 56.7081 | 37.6836 | 0 | 0 | 0 | 0 | 0 | 0 | 0 | 0 | 139.1436 | 80.9472 | 0 | 0 | 0 | 0 | 0 | 0 | 0 | 0 | 2370.3221 | 972.1514 | 0 | 0
175 | SMTS 500kV GIS Replacement | Replacement - Major Station | Major Station | TRUE | Transformers | Network | Materials | 40% | 0 | 0 | 0 | 0 | 0 | 0 | 50.5065 | 663.429 | 1137.4346 | 730.6182 | 0 | 0 | 0 | 0 | 0 | 0 | 0 | 0 | 0 | 0 | 0 | 0 | 0 | 0 | 0 | 0 | 0 | 0 | 2.6293 | 34.7009 | 78.1343 | 66.3562 | 0 | 0 | 0 | 0 | 0 | 0 | 0 | 53.1358 | 698.1299 | 1215.5689 | 796.9744 | 0 | 0 | 0% | 0% | 0% | 0% | 0% | 0% | 72% | 28% | 0% | 0% | 100% | [10 empty] | 0 | 0 | 0 | 0 | 0 | 0 | 1861.2091 | 730.5597 | 0 | 0 | 0 | 0 | 0 | 0 | 0 | 0 | 0 | 0 | 0 | 0 | 0 | 0 | 0 | 0 | 0 | 0 | 115.9759 | 66.3562 | 0 | 0 | 0 | 0 | 0 | 0 | 0 | 0 | 1977.185 | 796.9159 | 0 | 0
176 | SMTS 500kV GIS Replacement | Replacement - Major Station | Major Station | TRUE | Transformers | Network | Labour - Internal | 10% | 0 | 0 | 0 | 0 | 0 | 0 | 12.6266 | 165.8572 | 284.3586 | 182.6546 | 0 | 0 | 0 | 0 | 0 | 0 | 0 | 0.25511 | 4.6704 | 11.2257 | 9.3008 | 0 | 0 | 0 | 0 | 0 | 0 | 0 | 0.67061 | 8.9195 | 20.3047 | 17.4338 | 0 | 0 | 0 | 0 | 0 | 0 | 0 | 13.5523 | 179.4471 | 315.8891 | 209.3892 | 0 | 0 | 0% | 0% | 0% | 0% | 0% | 0% | 72% | 28% | 0% | 0% | 100% | [10 empty] | 0 | 0 | 0 | 0 | 0 | 0 | 465.3023 | 182.6399 | 0 | 0 | 0 | 0 | 0 | 0 | 0 | 0 | 16.2178 | 9.3008 | 0 | 0 | 0 | 0 | 0 | 0 | 0 | 0 | 30.0261 | 17.4338 | 0 | 0 | 0 | 0 | 0 | 0 | 0 | 0 | 511.5462 | 209.3745 | 0 | 0
177 | SMTS 500kV GIS Replacement | Replacement - Major Station | Major Station | TRUE | Transformers | Network | Labour - External | 50% | 0 | 0 | 0 | 0 | 0 | 0 | 63.1331 | 829.2862 | 1421.7932 | 913.2728 | 0 | 0 | 0 | 0 | 0 | 0 | 0 | 0.51381 | 15.4395 | 44.5072 | 40.3185 | 0 | 0 | 0 | 0 | 0 | 0 | 0 | 3.3134 | 44.1838 | 100.7252 | 86.6071 | 0 | 0 | 0 | 0 | 0 | 0 | 0 | 66.9603 | 888.9094 | 1567.0256 | 1040.1984 | 0 | 0 | 0% | 0% | 0% | 0% | 0% | 0% | 72% | 28% | 0% | 0% | 100% | [10 empty] | 0 | 0 | 0 | 0 | 0 | 0 | 2326.5114 | 913.1996 | 0 | 0 | 0 | 0 | 0 | 0 | 0 | 0 | 60.6732 | 40.3185 | 0 | 0 | 0 | 0 | 0 | 0 | 0 | 0 | 148.8726 | 86.6071 | 0 | 0 | 0 | 0 | 0 | 0 | 0 | 0 | 2536.0572 | 1040.1252 | 0 | 0
178 | SMTS 500kV GIS Replacement | Replacement - Major Station | Major Station | TRUE | Towers and Conductor | Network | Materials | 40% | 0 | 0 | 0 | 0 | 0 | 0 | 3.3205 | 43.6166 | 74.7797 | 48.0339 | 0 | 0 | 0 | 0 | 0 | 0 | 0 | 0 | 0 | 0 | 0 | 0 | 0 | 0 | 0 | 0 | 0 | 0 | 0.17286 | 2.2814 | 5.1369 | 4.3625 | 0 | 0 | 0 | 0 | 0 | 0 | 0 | 3.4934 | 45.898 | 79.9165 | 52.3964 | 0 | 0 | 0% | 0% | 0% | 0% | 0% | 0% | 72% | 28% | 0% | 0% | 100% | [10 empty] | 0 | 0 | 0 | 0 | 0 | 0 | 122.3636 | 48.03 | 0 | 0 | 0 | 0 | 0 | 0 | 0 | 0 | 0 | 0 | 0 | 0 | 0 | 0 | 0 | 0 | 0 | 0 | 7.6247 | 4.3625 | 0 | 0 | 0 | 0 | 0 | 0 | 0 | 0 | 129.9883 | 52.3926 | 0 | 0
179 | SMTS 500kV GIS Replacement | Replacement - Major Station | Major Station | TRUE | Towers and Conductor | Network | Labour - Internal | 10% | 0 | 0 | 0 | 0 | 0 | 0 | 0.83013 | 10.9041 | 18.6949 | 12.0085 | 0 | 0 | 0 | 0 | 0 | 0 | 0 | 0.016772 | 0.30705 | 0.73803 | 0.61148 | 0 | 0 | 0 | 0 | 0 | 0 | 0 | 0.044089 | 0.58641 | 1.3349 | 1.1462 | 0 | 0 | 0 | 0 | 0 | 0 | 0 | 0.89099 | 11.7976 | 20.7679 | 13.7661 | 0 | 0 | 0% | 0% | 0% | 0% | 0% | 0% | 72% | 28% | 0% | 0% | 100% | [10 empty] | 0 | 0 | 0 | 0 | 0 | 0 | 30.5909 | 12.0075 | 0 | 0 | 0 | 0 | 0 | 0 | 0 | 0 | 1.0662 | 0.61148 | 0 | 0 | 0 | 0 | 0 | 0 | 0 | 0 | 1.974 | 1.1462 | 0 | 0 | 0 | 0 | 0 | 0 | 0 | 0 | 33.6312 | 13.7652 | 0 | 0
180 | SMTS 500kV GIS Replacement | Replacement - Major Station | Major Station | TRUE | Towers and Conductor | Network | Labour - External | 50% | 0 | 0 | 0 | 0 | 0 | 0 | 4.1506 | 54.5207 | 93.4746 | 60.0423 | 0 | 0 | 0 | 0 | 0 | 0 | 0 | 0.03378 | 1.0151 | 2.9261 | 2.6507 | 0 | 0 | 0 | 0 | 0 | 0 | 0 | 0.21784 | 2.9048 | 6.6221 | 5.6939 | 0 | 0 | 0 | 0 | 0 | 0 | 0 | 4.4022 | 58.4406 | 103.0228 | 68.387 | 0 | 0 | 0% | 0% | 0% | 0% | 0% | 0% | 72% | 28% | 0% | 0% | 100% | [10 empty] | 0 | 0 | 0 | 0 | 0 | 0 | 152.9545 | 60.0375 | 0 | 0 | 0 | 0 | 0 | 0 | 0 | 0 | 3.9889 | 2.6507 | 0 | 0 | 0 | 0 | 0 | 0 | 0 | 0 | 9.7875 | 5.6939 | 0 | 0 | 0 | 0 | 0 | 0 | 0 | 0 | 166.7309 | 68.3821 | 0 | 0
181 | SMTS 500kV GIS Replacement | Replacement - Major Station | Major Station | TRUE | Establishment | Network | Materials | 40% | 0 | 0 | 0 | 0 | 0 | 0 | 24.2049 | 317.9434 | 545.1071 | 350.1434 | 0 | 0 | 0 | 0 | 0 | 0 | 0 | 0 | 0 | 0 | 0 | 0 | 0 | 0 | 0 | 0 | 0 | 0 | 1.2601 | 16.6302 | 37.4453 | 31.8007 | 0 | 0 | 0 | 0 | 0 | 0 | 0 | 25.4649 | 334.5736 | 582.5524 | 381.9441 | 0 | 0 | 0% | 0% | 0% | 0% | 0% | 0% | 72% | 28% | 0% | 0% | 100% | [10 empty] | 0 | 0 | 0 | 0 | 0 | 0 | 891.9707 | 350.1153 | 0 | 0 | 0 | 0 | 0 | 0 | 0 | 0 | 0 | 0 | 0 | 0 | 0 | 0 | 0 | 0 | 0 | 0 | 55.5806 | 31.8007 | 0 | 0 | 0 | 0 | 0 | 0 | 0 | 0 | 947.5513 | 381.916 | 0 | 0
182 | SMTS 500kV GIS Replacement | Replacement - Major Station | Major Station | TRUE | Establishment | Network | Labour - Internal | 10% | 0 | 0 | 0 | 0 | 0 | 0 | 6.0512 | 79.4859 | 136.2768 | 87.5358 | 0 | 0 | 0 | 0 | 0 | 0 | 0 | 0.12226 | 2.2382 | 5.3799 | 4.4574 | 0 | 0 | 0 | 0 | 0 | 0 | 0 | 0.32139 | 4.2746 | 9.7309 | 8.355 | 0 | 0 | 0 | 0 | 0 | 0 | 0 | 6.4949 | 85.9987 | 151.3875 | 100.3482 | 0 | 0 | 0% | 0% | 0% | 0% | 0% | 0% | 72% | 28% | 0% | 0% | 100% | [10 empty] | 0 | 0 | 0 | 0 | 0 | 0 | 222.9927 | 87.5288 | 0 | 0 | 0 | 0 | 0 | 0 | 0 | 0 | 7.7723 | 4.4574 | 0 | 0 | 0 | 0 | 0 | 0 | 0 | 0 | 14.3898 | 8.355 | 0 | 0 | 0 | 0 | 0 | 0 | 0 | 0 | 245.1547 | 100.3412 | 0 | 0
183 | SMTS 500kV GIS Replacement | Replacement - Major Station | Major Station | TRUE | Establishment | Network | Labour - External | 50% | 0 | 0 | 0 | 0 | 0 | 0 | 30.2561 | 397.4293 | 681.3839 | 437.6792 | 0 | 0 | 0 | 0 | 0 | 0 | 0 | 0.24624 | 7.3993 | 21.3297 | 19.3223 | 0 | 0 | 0 | 0 | 0 | 0 | 0 | 1.5879 | 21.1747 | 48.2718 | 41.5058 | 0 | 0 | 0 | 0 | 0 | 0 | 0 | 32.0902 | 426.0033 | 750.9854 | 498.5074 | 0 | 0 | 0% | 0% | 0% | 0% | 0% | 0% | 72% | 28% | 0% | 0% | 100% | [10 empty] | 0 | 0 | 0 | 0 | 0 | 0 | 1114.9634 | 437.6441 | 0 | 0 | 0 | 0 | 0 | 0 | 0 | 0 | 29.0772 | 19.3223 | 0 | 0 | 0 | 0 | 0 | 0 | 0 | 0 | 71.3461 | 41.5058 | 0 | 0 | 0 | 0 | 0 | 0 | 0 | 0 | 1215.3867 | 498.4723 | 0 | 0
184 | KGTS transformer and Switchgear Replacement | Replacement - Major Station | Major Station | TRUE | Secondary | Network | Materials | 40% | 0 | 0 | 0 | 0 | 0 | 0 | 0 | 0 | 0 | 0 | 0 | 0 | 0 | 0 | 0 | 0 | 0 | 0 | 0 | 0 | 0 | 0 | 0 | 0 | 0 | 0 | 0 | 0 | 0 | 0 | 0 | 0 | 0 | 0 | 0 | 0 | 0 | 0 | 0 | 0 | 0 | 0 | 0 | 0 | 0 | 0% | 0% | 0% | 0% | 0% | 0% | 0% | 0% | 0% | 0% | 0% | [10 empty] | 0 | 0 | 0 | 0 | 0 | 0 | 0 | 0 | 0 | 0 | 0 | 0 | 0 | 0 | 0 | 0 | 0 | 0 | 0 | 0 | 0 | 0 | 0 | 0 | 0 | 0 | 0 | 0 | 0 | 0 | 0 | 0 | 0 | 0 | 0 | 0 | 0 | 0 | 0 | 0
185 | KGTS transformer and Switchgear Replacement | Replacement - Major Station | Major Station | TRUE | Secondary | Network | Labour - Internal | 10% | 0 | 0 | 0 | 0 | 0 | 0 | 0 | 0 | 0 | 0 | 0 | 0 | 0 | 0 | 0 | 0 | 0 | 0 | 0 | 0 | 0 | 0 | 0 | 0 | 0 | 0 | 0 | 0 | 0 | 0 | 0 | 0 | 0 | 0 | 0 | 0 | 0 | 0 | 0 | 0 | 0 | 0 | 0 | 0 | 0 | 0% | 0% | 0% | 0% | 0% | 0% | 0% | 0% | 0% | 0% | 0% | [10 empty] | 0 | 0 | 0 | 0 | 0 | 0 | 0 | 0 | 0 | 0 | 0 | 0 | 0 | 0 | 0 | 0 | 0 | 0 | 0 | 0 | 0 | 0 | 0 | 0 | 0 | 0 | 0 | 0 | 0 | 0 | 0 | 0 | 0 | 0 | 0 | 0 | 0 | 0 | 0 | 0
186 | KGTS transformer and Switchgear Replacement | Replacement - Major Station | Major Station | TRUE | Secondary | Network | Labour - External | 50% | 0 | 0 | 0 | 0 | 0 | 0 | 0 | 0 | 0 | 0 | 0 | 0 | 0 | 0 | 0 | 0 | 0 | 0 | 0 | 0 | 0 | 0 | 0 | 0 | 0 | 0 | 0 | 0 | 0 | 0 | 0 | 0 | 0 | 0 | 0 | 0 | 0 | 0 | 0 | 0 | 0 | 0 | 0 | 0 | 0 | 0% | 0% | 0% | 0% | 0% | 0% | 0% | 0% | 0% | 0% | 0% | [10 empty] | 0 | 0 | 0 | 0 | 0 | 0 | 0 | 0 | 0 | 0 | 0 | 0 | 0 | 0 | 0 | 0 | 0 | 0 | 0 | 0 | 0 | 0 | 0 | 0 | 0 | 0 | 0 | 0 | 0 | 0 | 0 | 0 | 0 | 0 | 0 | 0 | 0 | 0 | 0 | 0
187 | KGTS transformer and Switchgear Replacement | Replacement - Major Station | Major Station | TRUE | Switchgear | Network | Materials | 40% | 0 | 0 | 0 | 0 | 0 | 0 | 0 | 0 | 0 | 0 | 0 | 0 | 0 | 0 | 0 | 0 | 0 | 0 | 0 | 0 | 0 | 0 | 0 | 0 | 0 | 0 | 0 | 0 | 0 | 0 | 0 | 0 | 0 | 0 | 0 | 0 | 0 | 0 | 0 | 0 | 0 | 0 | 0 | 0 | 0 | 0% | 0% | 0% | 0% | 0% | 0% | 0% | 0% | 0% | 0% | 0% | [10 empty] | 0 | 0 | 0 | 0 | 0 | 0 | 0 | 0 | 0 | 0 | 0 | 0 | 0 | 0 | 0 | 0 | 0 | 0 | 0 | 0 | 0 | 0 | 0 | 0 | 0 | 0 | 0 | 0 | 0 | 0 | 0 | 0 | 0 | 0 | 0 | 0 | 0 | 0 | 0 | 0
188 | KGTS transformer and Switchgear Replacement | Replacement - Major Station | Major Station | TRUE | Switchgear | Network | Labour - Internal | 10% | 0 | 0 | 0 | 0 | 0 | 0 | 0 | 0 | 0 | 0 | 0 | 0 | 0 | 0 | 0 | 0 | 0 | 0 | 0 | 0 | 0 | 0 | 0 | 0 | 0 | 0 | 0 | 0 | 0 | 0 | 0 | 0 | 0 | 0 | 0 | 0 | 0 | 0 | 0 | 0 | 0 | 0 | 0 | 0 | 0 | 0% | 0% | 0% | 0% | 0% | 0% | 0% | 0% | 0% | 0% | 0% | [10 empty] | 0 | 0 | 0 | 0 | 0 | 0 | 0 | 0 | 0 | 0 | 0 | 0 | 0 | 0 | 0 | 0 | 0 | 0 | 0 | 0 | 0 | 0 | 0 | 0 | 0 | 0 | 0 | 0 | 0 | 0 | 0 | 0 | 0 | 0 | 0 | 0 | 0 | 0 | 0 | 0
189 | KGTS transformer and Switchgear Replacement | Replacement - Major Station | Major Station | TRUE | Switchgear | Network | Labour - External | 50% | 0 | 0 | 0 | 0 | 0 | 0 | 0 | 0 | 0 | 0 | 0 | 0 | 0 | 0 | 0 | 0 | 0 | 0 | 0 | 0 | 0 | 0 | 0 | 0 | 0 | 0 | 0 | 0 | 0 | 0 | 0 | 0 | 0 | 0 | 0 | 0 | 0 | 0 | 0 | 0 | 0 | 0 | 0 | 0 | 0 | 0% | 0% | 0% | 0% | 0% | 0% | 0% | 0% | 0% | 0% | 0% | [10 empty] | 0 | 0 | 0 | 0 | 0 | 0 | 0 | 0 | 0 | 0 | 0 | 0 | 0 | 0 | 0 | 0 | 0 | 0 | 0 | 0 | 0 | 0 | 0 | 0 | 0 | 0 | 0 | 0 | 0 | 0 | 0 | 0 | 0 | 0 | 0 | 0 | 0 | 0 | 0 | 0
190 | KGTS transformer and Switchgear Replacement | Replacement - Major Station | Major Station | TRUE | Transformers | Network | Materials | 40% | 0 | 0 | 0 | 0 | 0 | 0 | 0 | 0 | 0 | 0 | 0 | 0 | 0 | 0 | 0 | 0 | 0 | 0 | 0 | 0 | 0 | 0 | 0 | 0 | 0 | 0 | 0 | 0 | 0 | 0 | 0 | 0 | 0 | 0 | 0 | 0 | 0 | 0 | 0 | 0 | 0 | 0 | 0 | 0 | 0 | 0% | 0% | 0% | 0% | 0% | 0% | 0% | 0% | 0% | 0% | 0% | [10 empty] | 0 | 0 | 0 | 0 | 0 | 0 | 0 | 0 | 0 | 0 | 0 | 0 | 0 | 0 | 0 | 0 | 0 | 0 | 0 | 0 | 0 | 0 | 0 | 0 | 0 | 0 | 0 | 0 | 0 | 0 | 0 | 0 | 0 | 0 | 0 | 0 | 0 | 0 | 0 | 0
191 | KGTS transformer and Switchgear Replacement | Replacement - Major Station | Major Station | TRUE | Transformers | Network | Labour - Internal | 10% | 0 | 0 | 0 | 0 | 0 | 0 | 0 | 0 | 0 | 0 | 0 | 0 | 0 | 0 | 0 | 0 | 0 | 0 | 0 | 0 | 0 | 0 | 0 | 0 | 0 | 0 | 0 | 0 | 0 | 0 | 0 | 0 | 0 | 0 | 0 | 0 | 0 | 0 | 0 | 0 | 0 | 0 | 0 | 0 | 0 | 0% | 0% | 0% | 0% | 0% | 0% | 0% | 0% | 0% | 0% | 0% | [10 empty] | 0 | 0 | 0 | 0 | 0 | 0 | 0 | 0 | 0 | 0 | 0 | 0 | 0 | 0 | 0 | 0 | 0 | 0 | 0 | 0 | 0 | 0 | 0 | 0 | 0 | 0 | 0 | 0 | 0 | 0 | 0 | 0 | 0 | 0 | 0 | 0 | 0 | 0 | 0 | 0
192 | KGTS transformer and Switchgear Replacement | Replacement - Major Station | Major Station | TRUE | Transformers | Network | Labour - External | 50% | 0 | 0 | 0 | 0 | 0 | 0 | 0 | 0 | 0 | 0 | 0 | 0 | 0 | 0 | 0 | 0 | 0 | 0 | 0 | 0 | 0 | 0 | 0 | 0 | 0 | 0 | 0 | 0 | 0 | 0 | 0 | 0 | 0 | 0 | 0 | 0 | 0 | 0 | 0 | 0 | 0 | 0 | 0 | 0 | 0 | 0% | 0% | 0% | 0% | 0% | 0% | 0% | 0% | 0% | 0% | 0% | [10 empty] | 0 | 0 | 0 | 0 | 0 | 0 | 0 | 0 | 0 | 0 | 0 | 0 | 0 | 0 | 0 | 0 | 0 | 0 | 0 | 0 | 0 | 0 | 0 | 0 | 0 | 0 | 0 | 0 | 0 | 0 | 0 | 0 | 0 | 0 | 0 | 0 | 0 | 0 | 0 | 0
193 | KGTS transformer and Switchgear Replacement | Replacement - Major Station | Major Station | TRUE | Towers and Conductor | Network | Materials | 40% | 0 | 0 | 0 | 0 | 0 | 0 | 0 | 0 | 0 | 0 | 0 | 0 | 0 | 0 | 0 | 0 | 0 | 0 | 0 | 0 | 0 | 0 | 0 | 0 | 0 | 0 | 0 | 0 | 0 | 0 | 0 | 0 | 0 | 0 | 0 | 0 | 0 | 0 | 0 | 0 | 0 | 0 | 0 | 0 | 0 | 0% | 0% | 0% | 0% | 0% | 0% | 0% | 0% | 0% | 0% | 0% | [10 empty] | 0 | 0 | 0 | 0 | 0 | 0 | 0 | 0 | 0 | 0 | 0 | 0 | 0 | 0 | 0 | 0 | 0 | 0 | 0 | 0 | 0 | 0 | 0 | 0 | 0 | 0 | 0 | 0 | 0 | 0 | 0 | 0 | 0 | 0 | 0 | 0 | 0 | 0 | 0 | 0
194 | KGTS transformer and Switchgear Replacement | Replacement - Major Station | Major Station | TRUE | Towers and Conductor | Network | Labour - Internal | 10% | 0 | 0 | 0 | 0 | 0 | 0 | 0 | 0 | 0 | 0 | 0 | 0 | 0 | 0 | 0 | 0 | 0 | 0 | 0 | 0 | 0 | 0 | 0 | 0 | 0 | 0 | 0 | 0 | 0 | 0 | 0 | 0 | 0 | 0 | 0 | 0 | 0 | 0 | 0 | 0 | 0 | 0 | 0 | 0 | 0 | 0% | 0% | 0% | 0% | 0% | 0% | 0% | 0% | 0% | 0% | 0% | [10 empty] | 0 | 0 | 0 | 0 | 0 | 0 | 0 | 0 | 0 | 0 | 0 | 0 | 0 | 0 | 0 | 0 | 0 | 0 | 0 | 0 | 0 | 0 | 0 | 0 | 0 | 0 | 0 | 0 | 0 | 0 | 0 | 0 | 0 | 0 | 0 | 0 | 0 | 0 | 0 | 0
195 | KGTS transformer and Switchgear Replacement | Replacement - Major Station | Major Station | TRUE | Towers and Conductor | Network | Labour - External | 50% | 0 | 0 | 0 | 0 | 0 | 0 | 0 | 0 | 0 | 0 | 0 | 0 | 0 | 0 | 0 | 0 | 0 | 0 | 0 | 0 | 0 | 0 | 0 | 0 | 0 | 0 | 0 | 0 | 0 | 0 | 0 | 0 | 0 | 0 | 0 | 0 | 0 | 0 | 0 | 0 | 0 | 0 | 0 | 0 | 0 | 0% | 0% | 0% | 0% | 0% | 0% | 0% | 0% | 0% | 0% | 0% | [10 empty] | 0 | 0 | 0 | 0 | 0 | 0 | 0 | 0 | 0 | 0 | 0 | 0 | 0 | 0 | 0 | 0 | 0 | 0 | 0 | 0 | 0 | 0 | 0 | 0 | 0 | 0 | 0 | 0 | 0 | 0 | 0 | 0 | 0 | 0 | 0 | 0 | 0 | 0 | 0 | 0
196 | KGTS transformer and Switchgear Replacement | Replacement - Major Station | Major Station | TRUE | Establishment | Network | Materials | 40% | 0 | 0 | 0 | 0 | 0 | 0 | 0 | 0 | 0 | 0 | 0 | 0 | 0 | 0 | 0 | 0 | 0 | 0 | 0 | 0 | 0 | 0 | 0 | 0 | 0 | 0 | 0 | 0 | 0 | 0 | 0 | 0 | 0 | 0 | 0 | 0 | 0 | 0 | 0 | 0 | 0 | 0 | 0 | 0 | 0 | 0% | 0% | 0% | 0% | 0% | 0% | 0% | 0% | 0% | 0% | 0% | [10 empty] | 0 | 0 | 0 | 0 | 0 | 0 | 0 | 0 | 0 | 0 | 0 | 0 | 0 | 0 | 0 | 0 | 0 | 0 | 0 | 0 | 0 | 0 | 0 | 0 | 0 | 0 | 0 | 0 | 0 | 0 | 0 | 0 | 0 | 0 | 0 | 0 | 0 | 0 | 0 | 0
197 | KGTS transformer and Switchgear Replacement | Replacement - Major Station | Major Station | TRUE | Establishment | Network | Labour - Internal | 10% | 0 | 0 | 0 | 0 | 0 | 0 | 0 | 0 | 0 | 0 | 0 | 0 | 0 | 0 | 0 | 0 | 0 | 0 | 0 | 0 | 0 | 0 | 0 | 0 | 0 | 0 | 0 | 0 | 0 | 0 | 0 | 0 | 0 | 0 | 0 | 0 | 0 | 0 | 0 | 0 | 0 | 0 | 0 | 0 | 0 | 0% | 0% | 0% | 0% | 0% | 0% | 0% | 0% | 0% | 0% | 0% | [10 empty] | 0 | 0 | 0 | 0 | 0 | 0 | 0 | 0 | 0 | 0 | 0 | 0 | 0 | 0 | 0 | 0 | 0 | 0 | 0 | 0 | 0 | 0 | 0 | 0 | 0 | 0 | 0 | 0 | 0 | 0 | 0 | 0 | 0 | 0 | 0 | 0 | 0 | 0 | 0 | 0
198 | KGTS transformer and Switchgear Replacement | Replacement - Major Station | Major Station | TRUE | Establishment | Network | Labour - External | 50% | 0 | 0 | 0 | 0 | 0 | 0 | 0 | 0 | 0 | 0 | 0 | 0 | 0 | 0 | 0 | 0 | 0 | 0 | 0 | 0 | 0 | 0 | 0 | 0 | 0 | 0 | 0 | 0 | 0 | 0 | 0 | 0 | 0 | 0 | 0 | 0 | 0 | 0 | 0 | 0 | 0 | 0 | 0 | 0 | 0 | 0% | 0% | 0% | 0% | 0% | 0% | 0% | 0% | 0% | 0% | 0% | [10 empty] | 0 | 0 | 0 | 0 | 0 | 0 | 0 | 0 | 0 | 0 | 0 | 0 | 0 | 0 | 0 | 0 | 0 | 0 | 0 | 0 | 0 | 0 | 0 | 0 | 0 | 0 | 0 | 0 | 0 | 0 | 0 | 0 | 0 | 0 | 0 | 0 | 0 | 0 | 0 | 0
199 | SHTS B2 and B3 Transformer Replacement | Replacement - Major Station | Major Station | TRUE | Secondary | Network | Materials | 40% | 0 | 0 | 0.12592 | 0 | 8.4491 | 111.8988 | 191.8348 | 123.2162 | 0 | 0 | 0 | 0 | 0 | 0 | 0 | 0 | 0 | 0 | 0 | 0 | 0 | 0 | 0 | 0 | 0.0060021 | 0 | 0.51411 | 5.3788 | 9.9867 | 6.4449 | 0 | 0 | 0 | 0 | 0 | 0.13192 | 0 | 8.9632 | 117.2776 | 201.8216 | 129.6611 | 0 | 0 | 0 | 0 | 0% | 0% | 0% | 0% | 72% | 28% | 0% | 0% | 0% | 0% | 100% | [10 empty] | 0 | 0 | 0 | 0 | 314.0085 | 123.2542 | 0 | 0 | 0 | 0 | 0 | 0 | 0 | 0 | 0 | 0 | 0 | 0 | 0 | 0 | 0 | 0 | 0 | 0 | 15.9727 | 6.4449 | 0 | 0 | 0 | 0 | 0 | 0 | 0 | 0 | 329.9811 | 129.6991 | 0 | 0 | 0 | 0
200 | SHTS B2 and B3 Transformer Replacement | Replacement - Major Station | Major Station | TRUE | Secondary | Network | Labour - Internal | 10% | 0 | 0 | 0.03148 | 0 | 2.1123 | 27.9747 | 47.9587 | 30.804 | 0 | 0 | 0 | 0 | 0 | 0.00018258 | 0 | 0.020854 | 0.42298 | 0.96896 | 0.86741 | 0 | 0 | 0 | 0 | 0 | 0.0015092 | 0 | 0.1298 | 1.365 | 2.5471 | 1.6566 | 0 | 0 | 0 | 0 | 0 | 0.033171 | 0 | 2.2629 | 29.7627 | 51.4748 | 33.328 | 0 | 0 | 0 | 0 | 0% | 0% | 0% | 0% | 72% | 28% | 0% | 0% | 0% | 0% | 100% | [10 empty] | 0 | 0 | 0 | 0 | 78.5021 | 30.8136 | 0 | 0 | 0 | 0 | 0 | 0 | 0 | 0 | 1.4192 | 0.86741 | 0 | 0 | 0 | 0 | 0 | 0 | 0 | 0 | 4.0655 | 1.6566 | 0 | 0 | 0 | 0 | 0 | 0 | 0 | 0 | 83.9868 | 33.3376 | 0 | 0 | 0 | 0
201 | SHTS B2 and B3 Transformer Replacement | Replacement - Major Station | Major Station | TRUE | Secondary | Network | Labour - External | 50% | 0 | 0 | 0.1574 | 0 | 10.5614 | 139.8734 | 239.7935 | 154.0202 | 0 | 0 | 0 | 0 | 0 | 0.00091291 | 0 | -0.0154 | 0.35062 | 1.9516 | 2.8675 | 0 | 0 | 0 | 0 | 0 | 0.0075461 | 0 | 0.6417 | 6.7404 | 12.585 | 8.2061 | 0 | 0 | 0 | 0 | 0 | 0.16586 | 0 | 11.1877 | 146.9645 | 254.3301 | 165.0938 | 0 | 0 | 0 | 0 | 0% | 0% | 0% | 0% | 72% | 28% | 0% | 0% | 0% | 0% | 100% | [10 empty] | 0 | 0 | 0 | 0 | 392.5106 | 154.0678 | 0 | 0 | 0 | 0 | 0 | 0 | 0 | 0 | 2.2919 | 2.8675 | 0 | 0 | 0 | 0 | 0 | 0 | 0 | 0 | 20.0836 | 8.2061 | 0 | 0 | 0 | 0 | 0 | 0 | 0 | 0 | 414.886 | 165.1414 | 0 | 0 | 0 | 0
202 | SHTS B2 and B3 Transformer Replacement | Replacement - Major Station | Major Station | TRUE | Switchgear | Network | Materials | 40% | 0 | 0 | 0.6836 | 0 | 45.8692 | 607.4831 | 1041.445 | 668.9239 | 0 | 0 | 0 | 0 | 0 | 0 | 0 | 0 | 0 | 0 | 0 | 0 | 0 | 0 | 0 | 0 | 0.032584 | 0 | 2.791 | 29.2009 | 54.2166 | 34.9884 | 0 | 0 | 0 | 0 | 0 | 0.71618 | 0 | 48.6602 | 636.684 | 1095.6617 | 703.9122 | 0 | 0 | 0 | 0 | 0% | 0% | 0% | 0% | 72% | 28% | 0% | 0% | 0% | 0% | 100% | [10 empty] | 0 | 0 | 0 | 0 | 1704.7092 | 669.1305 | 0 | 0 | 0 | 0 | 0 | 0 | 0 | 0 | 0 | 0 | 0 | 0 | 0 | 0 | 0 | 0 | 0 | 0 | 86.7134 | 34.9884 | 0 | 0 | 0 | 0 | 0 | 0 | 0 | 0 | 1791.4225 | 704.1188 | 0 | 0 | 0 | 0
203 | SHTS B2 and B3 Transformer Replacement | Replacement - Major Station | Major Station | TRUE | Switchgear | Network | Labour - Internal | 10% | 0 | 0 | 0.1709 | 0 | 11.4673 | 151.8708 | 260.3613 | 167.231 | 0 | 0 | 0 | 0 | 0 | 0.00099121 | 0 | 0.11322 | 2.2963 | 5.2604 | 4.709 | 0 | 0 | 0 | 0 | 0 | 0.0081934 | 0 | 0.70464 | 7.4106 | 13.828 | 8.9934 | 0 | 0 | 0 | 0 | 0 | 0.18008 | 0 | 12.2852 | 161.5777 | 279.4496 | 180.9334 | 0 | 0 | 0 | 0 | 0% | 0% | 0% | 0% | 72% | 28% | 0% | 0% | 0% | 0% | 100% | [10 empty] | 0 | 0 | 0 | 0 | 426.1773 | 167.2826 | 0 | 0 | 0 | 0 | 0 | 0 | 0 | 0 | 7.7045 | 4.709 | 0 | 0 | 0 | 0 | 0 | 0 | 0 | 0 | 22.0712 | 8.9934 | 0 | 0 | 0 | 0 | 0 | 0 | 0 | 0 | 455.9529 | 180.9851 | 0 | 0 | 0 | 0
204 | SHTS B2 and B3 Transformer Replacement | Replacement - Major Station | Major Station | TRUE | Switchgear | Network | Labour - External | 50% | 0 | 0 | 0.85449 | 0 | 57.3365 | 759.3538 | 1301.8063 | 836.1548 | 0 | 0 | 0 | 0 | 0 | 0.0049561 | 0 | -0.083607 | 1.9035 | 10.5949 | 15.5674 | 0 | 0 | 0 | 0 | 0 | 0.040967 | 0 | 3.4837 | 36.5927 | 68.3224 | 44.5497 | 0 | 0 | 0 | 0 | 0 | 0.90042 | 0 | 60.7365 | 797.85 | 1380.7235 | 896.2719 | 0 | 0 | 0 | 0 | 0% | 0% | 0% | 0% | 72% | 28% | 0% | 0% | 0% | 0% | 100% | [10 empty] | 0 | 0 | 0 | 0 | 2130.8864 | 836.4131 | 0 | 0 | 0 | 0 | 0 | 0 | 0 | 0 | 12.4422 | 15.5674 | 0 | 0 | 0 | 0 | 0 | 0 | 0 | 0 | 109.031 | 44.5497 | 0 | 0 | 0 | 0 | 0 | 0 | 0 | 0 | 2252.3596 | 896.5302 | 0 | 0 | 0 | 0
205 | SHTS B2 and B3 Transformer Replacement | Replacement - Major Station | Major Station | TRUE | Transformers | Network | Materials | 40% | 0 | 0 | 0.73139 | 0 | 49.0764 | 649.9588 | 1114.2638 | 715.6956 | 0 | 0 | 0 | 0 | 0 | 0 | 0 | 0 | 0 | 0 | 0 | 0 | 0 | 0 | 0 | 0 | 0.034863 | 0 | 2.9862 | 31.2427 | 58.0075 | 37.4348 | 0 | 0 | 0 | 0 | 0 | 0.76626 | 0 | 52.0626 | 681.2015 | 1172.2714 | 753.1304 | 0 | 0 | 0 | 0 | 0% | 0% | 0% | 0% | 72% | 28% | 0% | 0% | 0% | 0% | 100% | [10 empty] | 0 | 0 | 0 | 0 | 1823.904 | 715.9167 | 0 | 0 | 0 | 0 | 0 | 0 | 0 | 0 | 0 | 0 | 0 | 0 | 0 | 0 | 0 | 0 | 0 | 0 | 92.7765 | 37.4348 | 0 | 0 | 0 | 0 | 0 | 0 | 0 | 0 | 1916.6804 | 753.3515 | 0 | 0 | 0 | 0
206 | SHTS B2 and B3 Transformer Replacement | Replacement - Major Station | Major Station | TRUE | Transformers | Network | Labour - Internal | 10% | 0 | 0 | 0.18285 | 0 | 12.2691 | 162.4897 | 278.566 | 178.9239 | 0 | 0 | 0 | 0 | 0 | 0.0010605 | 0 | 0.12113 | 2.4569 | 5.6282 | 5.0383 | 0 | 0 | 0 | 0 | 0 | 0.0087662 | 0 | 0.75391 | 7.9288 | 14.7949 | 9.6222 | 0 | 0 | 0 | 0 | 0 | 0.19268 | 0 | 13.1441 | 172.8753 | 298.989 | 193.5844 | 0 | 0 | 0 | 0 | 0% | 0% | 0% | 0% | 72% | 28% | 0% | 0% | 0% | 0% | 100% | [10 empty] | 0 | 0 | 0 | 0 | 455.976 | 178.9792 | 0 | 0 | 0 | 0 | 0 | 0 | 0 | 0 | 8.2432 | 5.0383 | 0 | 0 | 0 | 0 | 0 | 0 | 0 | 0 | 23.6144 | 9.6222 | 0 | 0 | 0 | 0 | 0 | 0 | 0 | 0 | 487.8336 | 193.6397 | 0 | 0 | 0 | 0
207 | SHTS B2 and B3 Transformer Replacement | Replacement - Major Station | Major Station | TRUE | Transformers | Network | Labour - External | 50% | 0 | 0 | 0.91424 | 0 | 61.3455 | 812.4485 | 1392.8298 | 894.6195 | 0 | 0 | 0 | 0 | 0 | 0.0053026 | 0 | -0.089453 | 2.0366 | 11.3357 | 16.6558 | 0 | 0 | 0 | 0 | 0 | 0.043831 | 0 | 3.7273 | 39.1513 | 73.0995 | 47.6647 | 0 | 0 | 0 | 0 | 0 | 0.96338 | 0 | 64.9833 | 853.6364 | 1477.265 | 958.9401 | 0 | 0 | 0 | 0 | 0% | 0% | 0% | 0% | 72% | 28% | 0% | 0% | 0% | 0% | 100% | [10 empty] | 0 | 0 | 0 | 0 | 2279.88 | 894.8959 | 0 | 0 | 0 | 0 | 0 | 0 | 0 | 0 | 13.3121 | 16.6558 | 0 | 0 | 0 | 0 | 0 | 0 | 0 | 0 | 116.6545 | 47.6647 | 0 | 0 | 0 | 0 | 0 | 0 | 0 | 0 | 2409.8466 | 959.2164 | 0 | 0 | 0 | 0
208 | SHTS B2 and B3 Transformer Replacement | Replacement - Major Station | Major Station | TRUE | Towers and Conductor | Network | Materials | 40% | 0 | 0 | 0.048085 | 0 | 3.2265 | 42.731 | 73.2563 | 47.0528 | 0 | 0 | 0 | 0 | 0 | 0 | 0 | 0 | 0 | 0 | 0 | 0 | 0 | 0 | 0 | 0 | 0.002292 | 0 | 0.19632 | 2.054 | 3.8137 | 2.4611 | 0 | 0 | 0 | 0 | 0 | 0.050377 | 0 | 3.4228 | 44.785 | 77.07 | 49.5139 | 0 | 0 | 0 | 0 | 0% | 0% | 0% | 0% | 72% | 28% | 0% | 0% | 0% | 0% | 100% | [10 empty] | 0 | 0 | 0 | 0 | 119.911 | 47.0673 | 0 | 0 | 0 | 0 | 0 | 0 | 0 | 0 | 0 | 0 | 0 | 0 | 0 | 0 | 0 | 0 | 0 | 0 | 6.0995 | 2.4611 | 0 | 0 | 0 | 0 | 0 | 0 | 0 | 0 | 126.0105 | 49.5285 | 0 | 0 | 0 | 0
209 | SHTS B2 and B3 Transformer Replacement | Replacement - Major Station | Major Station | TRUE | Towers and Conductor | Network | Labour - Internal | 10% | 0 | 0 | 0.012021 | 0 | 0.80662 | 10.6827 | 18.3141 | 11.7632 | 0 | 0 | 0 | 0 | 0 | 6.9723e-05 | 0 | 0.0079637 | 0.16152 | 0.37002 | 0.33124 | 0 | 0 | 0 | 0 | 0 | 0.00057633 | 0 | 0.049565 | 0.52127 | 0.97268 | 0.63261 | 0 | 0 | 0 | 0 | 0 | 0.012667 | 0 | 0.86415 | 11.3655 | 19.6568 | 12.727 | 0 | 0 | 0 | 0 | 0% | 0% | 0% | 0% | 72% | 28% | 0% | 0% | 0% | 0% | 100% | [10 empty] | 0 | 0 | 0 | 0 | 29.9778 | 11.7668 | 0 | 0 | 0 | 0 | 0 | 0 | 0 | 0 | 0.54194 | 0.33124 | 0 | 0 | 0 | 0 | 0 | 0 | 0 | 0 | 1.5525 | 0.63261 | 0 | 0 | 0 | 0 | 0 | 0 | 0 | 0 | 32.0722 | 12.7307 | 0 | 0 | 0 | 0
210 | SHTS B2 and B3 Transformer Replacement | Replacement - Major Station | Major Station | TRUE | Towers and Conductor | Network | Labour - External | 50% | 0 | 0 | 0.060106 | 0 | 4.0331 | 53.4137 | 91.5704 | 58.816 | 0 | 0 | 0 | 0 | 0 | 0.00034862 | 0 | -0.005881 | 0.13389 | 0.74525 | 1.095 | 0 | 0 | 0 | 0 | 0 | 0.0028816 | 0 | 0.24505 | 2.574 | 4.8059 | 3.1337 | 0 | 0 | 0 | 0 | 0 | 0.063336 | 0 | 4.2723 | 56.1216 | 97.1215 | 63.0447 | 0 | 0 | 0 | 0 | 0% | 0% | 0% | 0% | 72% | 28% | 0% | 0% | 0% | 0% | 100% | [10 empty] | 0 | 0 | 0 | 0 | 149.8888 | 58.8342 | 0 | 0 | 0 | 0 | 0 | 0 | 0 | 0 | 0.8752 | 1.095 | 0 | 0 | 0 | 0 | 0 | 0 | 0 | 0 | 7.6694 | 3.1337 | 0 | 0 | 0 | 0 | 0 | 0 | 0 | 0 | 158.4333 | 63.0629 | 0 | 0 | 0 | 0
211 | SHTS B2 and B3 Transformer Replacement | Replacement - Major Station | Major Station | TRUE | Establishment | Network | Materials | 40% | 0 | 0 | 0.35051 | 0 | 23.5195 | 311.488 | 534.0027 | 342.9918 | 0 | 0 | 0 | 0 | 0 | 0 | 0 | 0 | 0 | 0 | 0 | 0 | 0 | 0 | 0 | 0 | 0.016708 | 0 | 1.4311 | 14.9728 | 27.7997 | 17.9403 | 0 | 0 | 0 | 0 | 0 | 0.36722 | 0 | 24.9506 | 326.4608 | 561.8024 | 360.9322 | 0 | 0 | 0 | 0 | 0% | 0% | 0% | 0% | 72% | 28% | 0% | 0% | 0% | 0% | 100% | [10 empty] | 0 | 0 | 0 | 0 | 874.0925 | 343.0978 | 0 | 0 | 0 | 0 | 0 | 0 | 0 | 0 | 0 | 0 | 0 | 0 | 0 | 0 | 0 | 0 | 0 | 0 | 44.4624 | 17.9403 | 0 | 0 | 0 | 0 | 0 | 0 | 0 | 0 | 918.5549 | 361.0381 | 0 | 0 | 0 | 0
212 | SHTS B2 and B3 Transformer Replacement | Replacement - Major Station | Major Station | TRUE | Establishment | Network | Labour - Internal | 10% | 0 | 0 | 0.087629 | 0 | 5.8799 | 77.872 | 133.5007 | 85.748 | 0 | 0 | 0 | 0 | 0 | 0.00050825 | 0 | 0.058051 | 1.1774 | 2.6973 | 2.4146 | 0 | 0 | 0 | 0 | 0 | 0.0042012 | 0 | 0.36131 | 3.7998 | 7.0903 | 4.6114 | 0 | 0 | 0 | 0 | 0 | 0.092338 | 0 | 6.2992 | 82.8492 | 143.2883 | 92.7739 | 0 | 0 | 0 | 0 | 0% | 0% | 0% | 0% | 72% | 28% | 0% | 0% | 0% | 0% | 100% | [10 empty] | 0 | 0 | 0 | 0 | 218.5231 | 85.7744 | 0 | 0 | 0 | 0 | 0 | 0 | 0 | 0 | 3.9505 | 2.4146 | 0 | 0 | 0 | 0 | 0 | 0 | 0 | 0 | 11.317 | 4.6114 | 0 | 0 | 0 | 0 | 0 | 0 | 0 | 0 | 233.7906 | 92.8004 | 0 | 0 | 0 | 0
213 | SHTS B2 and B3 Transformer Replacement | Replacement - Major Station | Major Station | TRUE | Establishment | Network | Labour - External | 50% | 0 | 0 | 0.43814 | 0 | 29.3994 | 389.36 | 667.5034 | 428.7398 | 0 | 0 | 0 | 0 | 0 | 0.0025412 | 0 | -0.04287 | 0.97602 | 5.4325 | 7.9822 | 0 | 0 | 0 | 0 | 0 | 0.021006 | 0 | 1.7863 | 18.763 | 35.0324 | 22.8429 | 0 | 0 | 0 | 0 | 0 | 0.46169 | 0 | 31.1428 | 409.0989 | 707.9683 | 459.5649 | 0 | 0 | 0 | 0 | 0% | 0% | 0% | 0% | 72% | 28% | 0% | 0% | 0% | 0% | 100% | [10 empty] | 0 | 0 | 0 | 0 | 1092.6156 | 428.8722 | 0 | 0 | 0 | 0 | 0 | 0 | 0 | 0 | 6.3797 | 7.9822 | 0 | 0 | 0 | 0 | 0 | 0 | 0 | 0 | 55.9058 | 22.8429 | 0 | 0 | 0 | 0 | 0 | 0 | 0 | 0 | 1154.9012 | 459.6974 | 0 | 0 | 0 | 0
214 | TTS 66kV Circuit Breaker Replacement | Replacement - Major Station | Major Station | TRUE | Secondary | Network | Materials | 40% | 0 | 0 | 0 | 0 | 0 | 6.7993 | 89.4692 | 152.8492 | 98.5238 | 0 | 0 | 0 | 0 | 0 | 0 | 0 | 0 | 0 | 0 | 0 | 0 | 0 | 0 | 0 | 0 | 0 | 0 | 0.32683 | 4.6577 | 7.9948 | 6.7679 | 0 | 0 | 0 | 0 | 0 | 0 | 0 | 7.1261 | 94.1269 | 160.8441 | 105.2918 | 0 | 0 | 0 | 0% | 0% | 0% | 0% | 0% | 72% | 28% | 0% | 0% | 0% | 100% | [10 empty] | 0 | 0 | 0 | 0 | 0 | 250.1008 | 98.5288 | 0 | 0 | 0 | 0 | 0 | 0 | 0 | 0 | 0 | 0 | 0 | 0 | 0 | 0 | 0 | 0 | 0 | 0 | 13.0302 | 6.7679 | 0 | 0 | 0 | 0 | 0 | 0 | 0 | 0 | 263.1309 | 105.2968 | 0 | 0 | 0
215 | TTS 66kV Circuit Breaker Replacement | Replacement - Major Station | Major Station | TRUE | Secondary | Network | Labour - Internal | 10% | 0 | 0 | 0 | 0 | 0 | 1.6998 | 22.3673 | 38.2123 | 24.631 | 0 | 0 | 0 | 0 | 0 | 0 | 0 | 0.025701 | 0.45191 | 1.076 | 0.97237 | 0 | 0 | 0 | 0 | 0 | 0 | 0 | 0.082944 | 1.1879 | 2.055 | 1.7588 | 0 | 0 | 0 | 0 | 0 | 0 | 0 | 1.8085 | 24.0072 | 41.3433 | 27.3621 | 0 | 0 | 0 | 0% | 0% | 0% | 0% | 0% | 72% | 28% | 0% | 0% | 0% | 100% | [10 empty] | 0 | 0 | 0 | 0 | 0 | 62.5252 | 24.6322 | 0 | 0 | 0 | 0 | 0 | 0 | 0 | 0 | 1.5584 | 0.97237 | 0 | 0 | 0 | 0 | 0 | 0 | 0 | 0 | 3.3388 | 1.7588 | 0 | 0 | 0 | 0 | 0 | 0 | 0 | 0 | 67.4225 | 27.3634 | 0 | 0 | 0
216 | TTS 66kV Circuit Breaker Replacement | Replacement - Major Station | Major Station | TRUE | Secondary | Network | Labour - External | 50% | 0 | 0 | 0 | 0 | 0 | 8.4991 | 111.8365 | 191.0615 | 123.1548 | 0 | 0 | 0 | 0 | 0 | 0 | 0 | 0.021305 | 0.91019 | 3.5571 | 3.8552 | 0 | 0 | 0 | 0 | 0 | 0 | 0 | 0.40956 | 5.8695 | 10.1796 | 8.7248 | 0 | 0 | 0 | 0 | 0 | 0 | 0 | 8.93 | 118.6161 | 204.7983 | 135.7347 | 0 | 0 | 0 | 0% | 0% | 0% | 0% | 0% | 72% | 28% | 0% | 0% | 0% | 100% | [10 empty] | 0 | 0 | 0 | 0 | 0 | 312.6259 | 123.1611 | 0 | 0 | 0 | 0 | 0 | 0 | 0 | 0 | 4.4976 | 3.8552 | 0 | 0 | 0 | 0 | 0 | 0 | 0 | 0 | 16.5227 | 8.7248 | 0 | 0 | 0 | 0 | 0 | 0 | 0 | 0 | 333.6462 | 135.741 | 0 | 0 | 0
217 | TTS 66kV Circuit Breaker Replacement | Replacement - Major Station | Major Station | TRUE | Switchgear | Network | Materials | 40% | 0 | 0 | 0 | 0 | 0 | 36.9124 | 485.716 | 829.7975 | 534.8725 | 0 | 0 | 0 | 0 | 0 | 0 | 0 | 0 | 0 | 0 | 0 | 0 | 0 | 0 | 0 | 0 | 0 | 0 | 1.7743 | 25.2859 | 43.4029 | 36.7422 | 0 | 0 | 0 | 0 | 0 | 0 | 0 | 38.6867 | 511.0019 | 873.2004 | 571.6148 | 0 | 0 | 0 | 0% | 0% | 0% | 0% | 0% | 72% | 28% | 0% | 0% | 0% | 100% | [10 empty] | 0 | 0 | 0 | 0 | 0 | 1357.7629 | 534.8997 | 0 | 0 | 0 | 0 | 0 | 0 | 0 | 0 | 0 | 0 | 0 | 0 | 0 | 0 | 0 | 0 | 0 | 0 | 70.7391 | 36.7422 | 0 | 0 | 0 | 0 | 0 | 0 | 0 | 0 | 1428.502 | 571.6419 | 0 | 0 | 0
218 | TTS 66kV Circuit Breaker Replacement | Replacement - Major Station | Major Station | TRUE | Switchgear | Network | Labour - Internal | 10% | 0 | 0 | 0 | 0 | 0 | 9.2281 | 121.429 | 207.4494 | 133.7181 | 0 | 0 | 0 | 0 | 0 | 0 | 0 | 0.13953 | 2.4534 | 5.8416 | 5.2788 | 0 | 0 | 0 | 0 | 0 | 0 | 0 | 0.45029 | 6.4492 | 11.1563 | 9.5482 | 0 | 0 | 0 | 0 | 0 | 0 | 0 | 9.8179 | 130.3315 | 224.4472 | 148.5452 | 0 | 0 | 0 | 0% | 0% | 0% | 0% | 0% | 72% | 28% | 0% | 0% | 0% | 100% | [10 empty] | 0 | 0 | 0 | 0 | 0 | 339.4407 | 133.7249 | 0 | 0 | 0 | 0 | 0 | 0 | 0 | 0 | 8.4605 | 5.2788 | 0 | 0 | 0 | 0 | 0 | 0 | 0 | 0 | 18.1261 | 9.5482 | 0 | 0 | 0 | 0 | 0 | 0 | 0 | 0 | 366.0273 | 148.5519 | 0 | 0 | 0
219 | TTS 66kV Circuit Breaker Replacement | Replacement - Major Station | Major Station | TRUE | Switchgear | Network | Labour - External | 50% | 0 | 0 | 0 | 0 | 0 | 46.1404 | 607.145 | 1037.2469 | 668.5907 | 0 | 0 | 0 | 0 | 0 | 0 | 0 | 0.11566 | 4.9413 | 19.3113 | 20.9293 | 0 | 0 | 0 | 0 | 0 | 0 | 0 | 2.2235 | 31.8646 | 55.2637 | 47.3655 | 0 | 0 | 0 | 0 | 0 | 0 | 0 | 48.4796 | 643.9509 | 1111.8219 | 736.8854 | 0 | 0 | 0 | 0% | 0% | 0% | 0% | 0% | 72% | 28% | 0% | 0% | 0% | 100% | [10 empty] | 0 | 0 | 0 | 0 | 0 | 1697.2036 | 668.6246 | 0 | 0 | 0 | 0 | 0 | 0 | 0 | 0 | 24.4169 | 20.9293 | 0 | 0 | 0 | 0 | 0 | 0 | 0 | 0 | 89.6993 | 47.3655 | 0 | 0 | 0 | 0 | 0 | 0 | 0 | 0 | 1811.3198 | 736.9193 | 0 | 0 | 0
220 | TTS 66kV Circuit Breaker Replacement | Replacement - Major Station | Major Station | TRUE | Transformers | Network | Materials | 40% | 0 | 0 | 0 | 0 | 0 | 39.4933 | 519.6777 | 887.8177 | 572.2713 | 0 | 0 | 0 | 0 | 0 | 0 | 0 | 0 | 0 | 0 | 0 | 0 | 0 | 0 | 0 | 0 | 0 | 0 | 1.8984 | 27.0539 | 46.4377 | 39.3113 | 0 | 0 | 0 | 0 | 0 | 0 | 0 | 41.3917 | 546.7316 | 934.2554 | 611.5826 | 0 | 0 | 0 | 0% | 0% | 0% | 0% | 0% | 72% | 28% | 0% | 0% | 0% | 100% | [10 empty] | 0 | 0 | 0 | 0 | 0 | 1452.6989 | 572.3003 | 0 | 0 | 0 | 0 | 0 | 0 | 0 | 0 | 0 | 0 | 0 | 0 | 0 | 0 | 0 | 0 | 0 | 0 | 75.6852 | 39.3113 | 0 | 0 | 0 | 0 | 0 | 0 | 0 | 0 | 1528.3841 | 611.6116 | 0 | 0 | 0
221 | TTS 66kV Circuit Breaker Replacement | Replacement - Major Station | Major Station | TRUE | Transformers | Network | Labour - Internal | 10% | 0 | 0 | 0 | 0 | 0 | 9.8733 | 129.9194 | 221.9544 | 143.0678 | 0 | 0 | 0 | 0 | 0 | 0 | 0 | 0.14929 | 2.6249 | 6.25 | 5.6479 | 0 | 0 | 0 | 0 | 0 | 0 | 0 | 0.48177 | 6.9001 | 11.9363 | 10.2158 | 0 | 0 | 0 | 0 | 0 | 0 | 0 | 10.5044 | 139.4444 | 240.1408 | 158.9316 | 0 | 0 | 0 | 0% | 0% | 0% | 0% | 0% | 72% | 28% | 0% | 0% | 0% | 100% | [10 empty] | 0 | 0 | 0 | 0 | 0 | 363.1747 | 143.0751 | 0 | 0 | 0 | 0 | 0 | 0 | 0 | 0 | 9.052 | 5.6479 | 0 | 0 | 0 | 0 | 0 | 0 | 0 | 0 | 19.3935 | 10.2158 | 0 | 0 | 0 | 0 | 0 | 0 | 0 | 0 | 391.6203 | 158.9388 | 0 | 0 | 0
222 | TTS 66kV Circuit Breaker Replacement | Replacement - Major Station | Major Station | TRUE | Transformers | Network | Labour - External | 50% | 0 | 0 | 0 | 0 | 0 | 49.3666 | 649.5971 | 1109.7721 | 715.3391 | 0 | 0 | 0 | 0 | 0 | 0 | 0 | 0.12375 | 5.2868 | 20.6615 | 22.3927 | 0 | 0 | 0 | 0 | 0 | 0 | 0 | 2.3789 | 34.0926 | 59.1278 | 50.6773 | 0 | 0 | 0 | 0 | 0 | 0 | 0 | 51.8693 | 688.9765 | 1189.5615 | 788.4091 | 0 | 0 | 0 | 0% | 0% | 0% | 0% | 0% | 72% | 28% | 0% | 0% | 0% | 100% | [10 empty] | 0 | 0 | 0 | 0 | 0 | 1815.8736 | 715.3754 | 0 | 0 | 0 | 0 | 0 | 0 | 0 | 0 | 26.1242 | 22.3927 | 0 | 0 | 0 | 0 | 0 | 0 | 0 | 0 | 95.9711 | 50.6773 | 0 | 0 | 0 | 0 | 0 | 0 | 0 | 0 | 1937.9689 | 788.4454 | 0 | 0 | 0
223 | TTS 66kV Circuit Breaker Replacement | Replacement - Major Station | Major Station | TRUE | Towers and Conductor | Network | Materials | 40% | 0 | 0 | 0 | 0 | 0 | 2.5965 | 34.1658 | 58.3688 | 37.6235 | 0 | 0 | 0 | 0 | 0 | 0 | 0 | 0 | 0 | 0 | 0 | 0 | 0 | 0 | 0 | 0 | 0 | 0 | 0.12481 | 1.7786 | 3.053 | 2.5845 | 0 | 0 | 0 | 0 | 0 | 0 | 0 | 2.7213 | 35.9444 | 61.4218 | 40.208 | 0 | 0 | 0 | 0% | 0% | 0% | 0% | 0% | 72% | 28% | 0% | 0% | 0% | 100% | [10 empty] | 0 | 0 | 0 | 0 | 0 | 95.5065 | 37.6254 | 0 | 0 | 0 | 0 | 0 | 0 | 0 | 0 | 0 | 0 | 0 | 0 | 0 | 0 | 0 | 0 | 0 | 0 | 4.9759 | 2.5845 | 0 | 0 | 0 | 0 | 0 | 0 | 0 | 0 | 100.4823 | 40.2099 | 0 | 0 | 0
224 | TTS 66kV Circuit Breaker Replacement | Replacement - Major Station | Major Station | TRUE | Towers and Conductor | Network | Labour - Internal | 10% | 0 | 0 | 0 | 0 | 0 | 0.64911 | 8.5414 | 14.5922 | 9.4059 | 0 | 0 | 0 | 0 | 0 | 0 | 0 | 0.0098147 | 0.17257 | 0.4109 | 0.37132 | 0 | 0 | 0 | 0 | 0 | 0 | 0 | 0.031674 | 0.45364 | 0.78474 | 0.67163 | 0 | 0 | 0 | 0 | 0 | 0 | 0 | 0.6906 | 9.1677 | 15.7879 | 10.4488 | 0 | 0 | 0 | 0% | 0% | 0% | 0% | 0% | 72% | 28% | 0% | 0% | 0% | 100% | [10 empty] | 0 | 0 | 0 | 0 | 0 | 23.8766 | 9.4063 | 0 | 0 | 0 | 0 | 0 | 0 | 0 | 0 | 0.59512 | 0.37132 | 0 | 0 | 0 | 0 | 0 | 0 | 0 | 0 | 1.275 | 0.67163 | 0 | 0 | 0 | 0 | 0 | 0 | 0 | 0 | 25.7467 | 10.4493 | 0 | 0 | 0
225 | TTS 66kV Circuit Breaker Replacement | Replacement - Major Station | Major Station | TRUE | Towers and Conductor | Network | Labour - External | 50% | 0 | 0 | 0 | 0 | 0 | 3.2456 | 42.7072 | 72.961 | 47.0294 | 0 | 0 | 0 | 0 | 0 | 0 | 0 | 0.0081358 | 0.34758 | 1.3584 | 1.4722 | 0 | 0 | 0 | 0 | 0 | 0 | 0 | 0.1564 | 2.2414 | 3.8873 | 3.3317 | 0 | 0 | 0 | 0 | 0 | 0 | 0 | 3.4101 | 45.2962 | 78.2067 | 51.8333 | 0 | 0 | 0 | 0% | 0% | 0% | 0% | 0% | 72% | 28% | 0% | 0% | 0% | 100% | [10 empty] | 0 | 0 | 0 | 0 | 0 | 119.3831 | 47.0317 | 0 | 0 | 0 | 0 | 0 | 0 | 0 | 0 | 1.7175 | 1.4722 | 0 | 0 | 0 | 0 | 0 | 0 | 0 | 0 | 6.3095 | 3.3317 | 0 | 0 | 0 | 0 | 0 | 0 | 0 | 0 | 127.4101 | 51.8357 | 0 | 0 | 0
226 | TTS 66kV Circuit Breaker Replacement | Replacement - Major Station | Major Station | TRUE | Establishment | Network | Materials | 40% | 0 | 0 | 0 | 0 | 0 | 18.9269 | 249.0517 | 425.4801 | 274.2568 | 0 | 0 | 0 | 0 | 0 | 0 | 0 | 0 | 0 | 0 | 0 | 0 | 0 | 0 | 0 | 0 | 0 | 0 | 0.90979 | 12.9654 | 22.2549 | 18.8396 | 0 | 0 | 0 | 0 | 0 | 0 | 0 | 19.8367 | 262.0171 | 447.735 | 293.0964 | 0 | 0 | 0 | 0% | 0% | 0% | 0% | 0% | 72% | 28% | 0% | 0% | 0% | 100% | [10 empty] | 0 | 0 | 0 | 0 | 0 | 696.1952 | 274.2707 | 0 | 0 | 0 | 0 | 0 | 0 | 0 | 0 | 0 | 0 | 0 | 0 | 0 | 0 | 0 | 0 | 0 | 0 | 36.2716 | 18.8396 | 0 | 0 | 0 | 0 | 0 | 0 | 0 | 0 | 732.4668 | 293.1103 | 0 | 0 | 0
227 | TTS 66kV Circuit Breaker Replacement | Replacement - Major Station | Major Station | TRUE | Establishment | Network | Labour - Internal | 10% | 0 | 0 | 0 | 0 | 0 | 4.7317 | 62.2629 | 106.37 | 68.5642 | 0 | 0 | 0 | 0 | 0 | 0 | 0 | 0.071544 | 1.258 | 2.9953 | 2.7067 | 0 | 0 | 0 | 0 | 0 | 0 | 0 | 0.23089 | 3.3068 | 5.7204 | 4.8958 | 0 | 0 | 0 | 0 | 0 | 0 | 0 | 5.0341 | 66.8277 | 115.0857 | 76.1668 | 0 | 0 | 0 | 0% | 0% | 0% | 0% | 0% | 72% | 28% | 0% | 0% | 0% | 100% | [10 empty] | 0 | 0 | 0 | 0 | 0 | 174.0488 | 68.5677 | 0 | 0 | 0 | 0 | 0 | 0 | 0 | 0 | 4.3381 | 2.7067 | 0 | 0 | 0 | 0 | 0 | 0 | 0 | 0 | 9.2942 | 4.8958 | 0 | 0 | 0 | 0 | 0 | 0 | 0 | 0 | 187.6811 | 76.1703 | 0 | 0 | 0
228 | TTS 66kV Circuit Breaker Replacement | Replacement - Major Station | Major Station | TRUE | Establishment | Network | Labour - External | 50% | 0 | 0 | 0 | 0 | 0 | 23.6586 | 311.3146 | 531.8501 | 342.821 | 0 | 0 | 0 | 0 | 0 | 0 | 0 | 0.059306 | 2.5337 | 9.9019 | 10.7315 | 0 | 0 | 0 | 0 | 0 | 0 | 0 | 1.1401 | 16.3386 | 28.3366 | 24.2867 | 0 | 0 | 0 | 0 | 0 | 0 | 0 | 24.858 | 330.1869 | 570.0885 | 377.8392 | 0 | 0 | 0 | 0% | 0% | 0% | 0% | 0% | 72% | 28% | 0% | 0% | 0% | 100% | [10 empty] | 0 | 0 | 0 | 0 | 0 | 870.244 | 342.8384 | 0 | 0 | 0 | 0 | 0 | 0 | 0 | 0 | 12.5198 | 10.7315 | 0 | 0 | 0 | 0 | 0 | 0 | 0 | 0 | 45.9935 | 24.2867 | 0 | 0 | 0 | 0 | 0 | 0 | 0 | 0 | 928.7573 | 377.8566 | 0 | 0 | 0
229 | KTS A4 500/220kV Transformer Replacement | Replacement - Major Station | Major Station | TRUE | Secondary | Network | Materials | 40% | 0 | 0 | 0 | 0 | 0 | 0 | 34.7081 | 455.54 | 780.9732 | 501.6288 | 0 | 0 | 0 | 0 | 0 | 0 | 0 | 0 | 0 | 0 | 0 | 0 | 0 | 0 | 0 | 0 | 0 | 0 | 1.8069 | 23.8272 | 53.6477 | 45.5589 | 0 | 0 | 0 | 0 | 0 | 0 | 0 | 36.515 | 479.3672 | 834.6209 | 547.1877 | 0 | 0 | 0% | 0% | 0% | 0% | 0% | 0% | 72% | 28% | 0% | 0% | 100% | [10 empty] | 0 | 0 | 0 | 0 | 0 | 0 | 1277.948 | 501.6187 | 0 | 0 | 0 | 0 | 0 | 0 | 0 | 0 | 0 | 0 | 0 | 0 | 0 | 0 | 0 | 0 | 0 | 0 | 79.6329 | 45.5589 | 0 | 0 | 0 | 0 | 0 | 0 | 0 | 0 | 1357.5809 | 547.1776 | 0 | 0
230 | KTS A4 500/220kV Transformer Replacement | Replacement - Major Station | Major Station | TRUE | Secondary | Network | Labour - Internal | 10% | 0 | 0 | 0 | 0 | 0 | 0 | 8.677 | 113.885 | 195.2433 | 125.4072 | 0 | 0 | 0 | 0 | 0 | 0 | 0 | 0.17531 | 3.2069 | 7.7077 | 6.3858 | 0 | 0 | 0 | 0 | 0 | 0 | 0 | 0.46084 | 6.1245 | 13.9414 | 11.9697 | 0 | 0 | 0 | 0 | 0 | 0 | 0 | 9.3132 | 123.2164 | 216.8924 | 143.7627 | 0 | 0 | 0% | 0% | 0% | 0% | 0% | 0% | 72% | 28% | 0% | 0% | 100% | [10 empty] | 0 | 0 | 0 | 0 | 0 | 0 | 319.487 | 125.4047 | 0 | 0 | 0 | 0 | 0 | 0 | 0 | 0 | 11.1356 | 6.3858 | 0 | 0 | 0 | 0 | 0 | 0 | 0 | 0 | 20.617 | 11.9697 | 0 | 0 | 0 | 0 | 0 | 0 | 0 | 0 | 351.2396 | 143.7602 | 0 | 0
231 | KTS A4 500/220kV Transformer Replacement | Replacement - Major Station | Major Station | TRUE | Secondary | Network | Labour - External | 50% | 0 | 0 | 0 | 0 | 0 | 0 | 43.3851 | 569.4249 | 976.2165 | 627.0359 | 0 | 0 | 0 | 0 | 0 | 0 | 0 | 0.35309 | 10.6014 | 30.559 | 27.6819 | 0 | 0 | 0 | 0 | 0 | 0 | 0 | 2.277 | 30.3385 | 69.1589 | 59.4628 | 0 | 0 | 0 | 0 | 0 | 0 | 0 | 46.0152 | 610.3649 | 1075.9344 | 714.1807 | 0 | 0 | 0% | 0% | 0% | 0% | 0% | 0% | 72% | 28% | 0% | 0% | 100% | [10 empty] | 0 | 0 | 0 | 0 | 0 | 0 | 1597.435 | 627.0233 | 0 | 0 | 0 | 0 | 0 | 0 | 0 | 0 | 41.6597 | 27.6819 | 0 | 0 | 0 | 0 | 0 | 0 | 0 | 0 | 102.2209 | 59.4628 | 0 | 0 | 0 | 0 | 0 | 0 | 0 | 0 | 1741.3156 | 714.1681 | 0 | 0
232 | KTS A4 500/220kV Transformer Replacement | Replacement - Major Station | Major Station | TRUE | Switchgear | Network | Materials | 40% | 0 | 0 | 0 | 0 | 0 | 0 | 188.4254 | 2473.0643 | 4239.797 | 2723.2741 | 0 | 0 | 0 | 0 | 0 | 0 | 0 | 0 | 0 | 0 | 0 | 0 | 0 | 0 | 0 | 0 | 0 | 0 | 9.8092 | 129.3547 | 291.2462 | 247.3332 | 0 | 0 | 0 | 0 | 0 | 0 | 0 | 198.2347 | 2602.419 | 4531.0432 | 2970.6073 | 0 | 0 | 0% | 0% | 0% | 0% | 0% | 0% | 72% | 28% | 0% | 0% | 100% | [10 empty] | 0 | 0 | 0 | 0 | 0 | 0 | 6937.8053 | 2723.2193 | 0 | 0 | 0 | 0 | 0 | 0 | 0 | 0 | 0 | 0 | 0 | 0 | 0 | 0 | 0 | 0 | 0 | 0 | 432.3164 | 247.3332 | 0 | 0 | 0 | 0 | 0 | 0 | 0 | 0 | 7370.1217 | 2970.5526 | 0 | 0
233 | KTS A4 500/220kV Transformer Replacement | Replacement - Major Station | Major Station | TRUE | Switchgear | Network | Labour - Internal | 10% | 0 | 0 | 0 | 0 | 0 | 0 | 47.1064 | 618.2661 | 1059.9492 | 680.8185 | 0 | 0 | 0 | 0 | 0 | 0 | 0 | 0.95174 | 17.4097 | 41.844 | 34.6676 | 0 | 0 | 0 | 0 | 0 | 0 | 0 | 2.5019 | 33.2493 | 75.686 | 64.9819 | 0 | 0 | 0 | 0 | 0 | 0 | 0 | 50.56 | 668.9251 | 1177.4792 | 780.468 | 0 | 0 | 0% | 0% | 0% | 0% | 0% | 0% | 72% | 28% | 0% | 0% | 100% | [10 empty] | 0 | 0 | 0 | 0 | 0 | 0 | 1734.4513 | 680.8048 | 0 | 0 | 0 | 0 | 0 | 0 | 0 | 0 | 60.4538 | 34.6676 | 0 | 0 | 0 | 0 | 0 | 0 | 0 | 0 | 111.9267 | 64.9819 | 0 | 0 | 0 | 0 | 0 | 0 | 0 | 0 | 1906.8317 | 780.4543 | 0 | 0
234 | KTS A4 500/220kV Transformer Replacement | Replacement - Major Station | Major Station | TRUE | Switchgear | Network | Labour - External | 50% | 0 | 0 | 0 | 0 | 0 | 0 | 235.5318 | 3091.3303 | 5299.7462 | 3404.0926 | 0 | 0 | 0 | 0 | 0 | 0 | 0 | 1.9169 | 57.5538 | 165.9008 | 150.2814 | 0 | 0 | 0 | 0 | 0 | 0 | 0 | 12.3614 | 164.7038 | 375.454 | 322.8154 | 0 | 0 | 0 | 0 | 0 | 0 | 0 | 249.81 | 3313.5879 | 5841.1011 | 3877.1894 | 0 | 0 | 0% | 0% | 0% | 0% | 0% | 0% | 72% | 28% | 0% | 0% | 100% | [10 empty] | 0 | 0 | 0 | 0 | 0 | 0 | 8672.2566 | 3404.0242 | 0 | 0 | 0 | 0 | 0 | 0 | 0 | 0 | 226.1646 | 150.2814 | 0 | 0 | 0 | 0 | 0 | 0 | 0 | 0 | 554.9434 | 322.8154 | 0 | 0 | 0 | 0 | 0 | 0 | 0 | 0 | 9453.3646 | 3877.121 | 0 | 0
235 | KTS A4 500/220kV Transformer Replacement | Replacement - Major Station | Major Station | TRUE | Transformers | Network | Materials | 40% | 0 | 0 | 0 | 0 | 0 | 0 | 201.6003 | 2645.9832 | 4536.2475 | 2913.6879 | 0 | 0 | 0 | 0 | 0 | 0 | 0 | 0 | 0 | 0 | 0 | 0 | 0 | 0 | 0 | 0 | 0 | 0 | 10.4951 | 138.3993 | 311.6104 | 264.627 | 0 | 0 | 0 | 0 | 0 | 0 | 0 | 212.0954 | 2784.3825 | 4847.8579 | 3178.3149 | 0 | 0 | 0% | 0% | 0% | 0% | 0% | 0% | 72% | 28% | 0% | 0% | 100% | [10 empty] | 0 | 0 | 0 | 0 | 0 | 0 | 7422.903 | 2913.6293 | 0 | 0 | 0 | 0 | 0 | 0 | 0 | 0 | 0 | 0 | 0 | 0 | 0 | 0 | 0 | 0 | 0 | 0 | 462.5444 | 264.627 | 0 | 0 | 0 | 0 | 0 | 0 | 0 | 0 | 7885.4474 | 3178.2563 | 0 | 0
236 | KTS A4 500/220kV Transformer Replacement | Replacement - Major Station | Major Station | TRUE | Transformers | Network | Labour - Internal | 10% | 0 | 0 | 0 | 0 | 0 | 0 | 50.4001 | 661.4958 | 1134.0619 | 728.422 | 0 | 0 | 0 | 0 | 0 | 0 | 0 | 1.0183 | 18.627 | 44.7698 | 37.0915 | 0 | 0 | 0 | 0 | 0 | 0 | 0 | 2.6768 | 35.5741 | 80.978 | 69.5255 | 0 | 0 | 0 | 0 | 0 | 0 | 0 | 54.0952 | 715.697 | 1259.8097 | 835.039 | 0 | 0 | 0% | 0% | 0% | 0% | 0% | 0% | 72% | 28% | 0% | 0% | 100% | [10 empty] | 0 | 0 | 0 | 0 | 0 | 0 | 1855.7257 | 728.4073 | 0 | 0 | 0 | 0 | 0 | 0 | 0 | 0 | 64.6807 | 37.0915 | 0 | 0 | 0 | 0 | 0 | 0 | 0 | 0 | 119.7527 | 69.5255 | 0 | 0 | 0 | 0 | 0 | 0 | 0 | 0 | 2040.1592 | 835.0244 | 0 | 0
237 | KTS A4 500/220kV Transformer Replacement | Replacement - Major Station | Major Station | TRUE | Transformers | Network | Labour - External | 50% | 0 | 0 | 0 | 0 | 0 | 0 | 252.0004 | 3307.479 | 5670.3094 | 3642.1099 | 0 | 0 | 0 | 0 | 0 | 0 | 0 | 2.0509 | 61.578 | 177.5008 | 160.7892 | 0 | 0 | 0 | 0 | 0 | 0 | 0 | 13.2257 | 176.22 | 401.7061 | 345.3869 | 0 | 0 | 0 | 0 | 0 | 0 | 0 | 267.277 | 3545.277 | 6249.5163 | 4148.286 | 0 | 0 | 0% | 0% | 0% | 0% | 0% | 0% | 72% | 28% | 0% | 0% | 100% | [10 empty] | 0 | 0 | 0 | 0 | 0 | 0 | 9278.6287 | 3642.0367 | 0 | 0 | 0 | 0 | 0 | 0 | 0 | 0 | 241.9782 | 160.7892 | 0 | 0 | 0 | 0 | 0 | 0 | 0 | 0 | 593.7456 | 345.3869 | 0 | 0 | 0 | 0 | 0 | 0 | 0 | 0 | 10114.3526 | 4148.2128 | 0 | 0
238 | KTS A4 500/220kV Transformer Replacement | Replacement - Major Station | Major Station | TRUE | Towers and Conductor | Network | Materials | 40% | 0 | 0 | 0 | 0 | 0 | 0 | 13.254 | 173.9579 | 298.2317 | 191.5579 | 0 | 0 | 0 | 0 | 0 | 0 | 0 | 0 | 0 | 0 | 0 | 0 | 0 | 0 | 0 | 0 | 0 | 0 | 0.68999 | 9.0989 | 20.4866 | 17.3977 | 0 | 0 | 0 | 0 | 0 | 0 | 0 | 13.944 | 183.0569 | 318.7183 | 208.9556 | 0 | 0 | 0% | 0% | 0% | 0% | 0% | 0% | 72% | 28% | 0% | 0% | 100% | [10 empty] | 0 | 0 | 0 | 0 | 0 | 0 | 488.0125 | 191.5541 | 0 | 0 | 0 | 0 | 0 | 0 | 0 | 0 | 0 | 0 | 0 | 0 | 0 | 0 | 0 | 0 | 0 | 0 | 30.4096 | 17.3977 | 0 | 0 | 0 | 0 | 0 | 0 | 0 | 0 | 518.422 | 208.9518 | 0 | 0
239 | KTS A4 500/220kV Transformer Replacement | Replacement - Major Station | Major Station | TRUE | Towers and Conductor | Network | Labour - Internal | 10% | 0 | 0 | 0 | 0 | 0 | 0 | 3.3135 | 43.4895 | 74.5579 | 47.8895 | 0 | 0 | 0 | 0 | 0 | 0 | 0 | 0.066946 | 1.2246 | 2.9434 | 2.4386 | 0 | 0 | 0 | 0 | 0 | 0 | 0 | 0.17598 | 2.3388 | 5.3238 | 4.5709 | 0 | 0 | 0 | 0 | 0 | 0 | 0 | 3.5564 | 47.0529 | 82.8251 | 54.8989 | 0 | 0 | 0% | 0% | 0% | 0% | 0% | 0% | 72% | 28% | 0% | 0% | 100% | [10 empty] | 0 | 0 | 0 | 0 | 0 | 0 | 122.0031 | 47.8885 | 0 | 0 | 0 | 0 | 0 | 0 | 0 | 0 | 4.2524 | 2.4386 | 0 | 0 | 0 | 0 | 0 | 0 | 0 | 0 | 7.873 | 4.5709 | 0 | 0 | 0 | 0 | 0 | 0 | 0 | 0 | 134.1285 | 54.898 | 0 | 0
240 | KTS A4 500/220kV Transformer Replacement | Replacement - Major Station | Major Station | TRUE | Towers and Conductor | Network | Labour - External | 50% | 0 | 0 | 0 | 0 | 0 | 0 | 16.5676 | 217.4474 | 372.7897 | 239.4474 | 0 | 0 | 0 | 0 | 0 | 0 | 0 | 0.13484 | 4.0484 | 11.6696 | 10.571 | 0 | 0 | 0 | 0 | 0 | 0 | 0 | 0.86951 | 11.5854 | 26.4098 | 22.7072 | 0 | 0 | 0 | 0 | 0 | 0 | 0 | 17.5719 | 233.0812 | 410.8691 | 272.7255 | 0 | 0 | 0% | 0% | 0% | 0% | 0% | 0% | 72% | 28% | 0% | 0% | 100% | [10 empty] | 0 | 0 | 0 | 0 | 0 | 0 | 610.0156 | 239.4426 | 0 | 0 | 0 | 0 | 0 | 0 | 0 | 0 | 15.9087 | 10.571 | 0 | 0 | 0 | 0 | 0 | 0 | 0 | 0 | 39.0353 | 22.7072 | 0 | 0 | 0 | 0 | 0 | 0 | 0 | 0 | 664.9595 | 272.7207 | 0 | 0
241 | KTS A4 500/220kV Transformer Replacement | Replacement - Major Station | Major Station | TRUE | Establishment | Network | Materials | 40% | 0 | 0 | 0 | 0 | 0 | 0 | 96.6155 | 1268.0679 | 2173.9631 | 1396.3634 | 0 | 0 | 0 | 0 | 0 | 0 | 0 | 0 | 0 | 0 | 0 | 0 | 0 | 0 | 0 | 0 | 0 | 0 | 5.0297 | 66.3269 | 149.337 | 126.8205 | 0 | 0 | 0 | 0 | 0 | 0 | 0 | 101.6452 | 1334.3947 | 2323.3 | 1523.1839 | 0 | 0 | 0% | 0% | 0% | 0% | 0% | 0% | 72% | 28% | 0% | 0% | 100% | [10 empty] | 0 | 0 | 0 | 0 | 0 | 0 | 3557.3713 | 1396.3353 | 0 | 0 | 0 | 0 | 0 | 0 | 0 | 0 | 0 | 0 | 0 | 0 | 0 | 0 | 0 | 0 | 0 | 0 | 221.671 | 126.8205 | 0 | 0 | 0 | 0 | 0 | 0 | 0 | 0 | 3779.0423 | 1523.1558 | 0 | 0
242 | KTS A4 500/220kV Transformer Replacement | Replacement - Major Station | Major Station | TRUE | Establishment | Network | Labour - Internal | 10% | 0 | 0 | 0 | 0 | 0 | 0 | 24.1539 | 317.017 | 543.4908 | 349.0908 | 0 | 0 | 0 | 0 | 0 | 0 | 0 | 0.48801 | 8.9269 | 21.4556 | 17.7759 | 0 | 0 | 0 | 0 | 0 | 0 | 0 | 1.2828 | 17.0486 | 38.8081 | 33.3196 | 0 | 0 | 0 | 0 | 0 | 0 | 0 | 25.9247 | 342.9925 | 603.7545 | 400.1863 | 0 | 0 | 0% | 0% | 0% | 0% | 0% | 0% | 72% | 28% | 0% | 0% | 100% | [10 empty] | 0 | 0 | 0 | 0 | 0 | 0 | 889.3428 | 349.0838 | 0 | 0 | 0 | 0 | 0 | 0 | 0 | 0 | 30.9978 | 17.7759 | 0 | 0 | 0 | 0 | 0 | 0 | 0 | 0 | 57.3906 | 33.3196 | 0 | 0 | 0 | 0 | 0 | 0 | 0 | 0 | 977.7312 | 400.1792 | 0 | 0
243 | KTS A4 500/220kV Transformer Replacement | Replacement - Major Station | Major Station | TRUE | Establishment | Network | Labour - External | 50% | 0 | 0 | 0 | 0 | 0 | 0 | 120.7693 | 1585.0848 | 2717.4538 | 1745.4542 | 0 | 0 | 0 | 0 | 0 | 0 | 0 | 0.98289 | 29.5108 | 85.0659 | 77.0571 | 0 | 0 | 0 | 0 | 0 | 0 | 0 | 6.3383 | 84.4521 | 192.5147 | 165.5241 | 0 | 0 | 0 | 0 | 0 | 0 | 0 | 128.0905 | 1699.0478 | 2995.0345 | 1988.0354 | 0 | 0 | 0% | 0% | 0% | 0% | 0% | 0% | 72% | 28% | 0% | 0% | 100% | [10 empty] | 0 | 0 | 0 | 0 | 0 | 0 | 4446.7142 | 1745.4191 | 0 | 0 | 0 | 0 | 0 | 0 | 0 | 0 | 115.9663 | 77.0571 | 0 | 0 | 0 | 0 | 0 | 0 | 0 | 0 | 284.5482 | 165.5241 | 0 | 0 | 0 | 0 | 0 | 0 | 0 | 0 | 4847.2286 | 1988.0003 | 0 | 0
244 | DDTS H3 330/220kV Transformer and 330kV Circuit Breaker Replacement | Replacement - Major Station | Major Station | TRUE | Secondary | Network | Materials | 40% | 0 | 0 | 0 | 0 | 0 | 0 | 0 | 0 | 0 | 0 | 0 | 0 | 0 | 0 | 0 | 0 | 0 | 0 | 0 | 0 | 0 | 0 | 0 | 0 | 0 | 0 | 0 | 0 | 0 | 0 | 0 | 0 | 0 | 0 | 0 | 0 | 0 | 0 | 0 | 0 | 0 | 0 | 0 | 0 | 0 | 0% | 0% | 0% | 0% | 0% | 0% | 0% | 0% | 0% | 0% | 0% | [10 empty] | 0 | 0 | 0 | 0 | 0 | 0 | 0 | 0 | 0 | 0 | 0 | 0 | 0 | 0 | 0 | 0 | 0 | 0 | 0 | 0 | 0 | 0 | 0 | 0 | 0 | 0 | 0 | 0 | 0 | 0 | 0 | 0 | 0 | 0 | 0 | 0 | 0 | 0 | 0 | 0
245 | DDTS H3 330/220kV Transformer and 330kV Circuit Breaker Replacement | Replacement - Major Station | Major Station | TRUE | Secondary | Network | Labour - Internal | 10% | 0 | 0 | 0 | 0 | 0 | 0 | 0 | 0 | 0 | 0 | 0 | 0 | 0 | 0 | 0 | 0 | 0 | 0 | 0 | 0 | 0 | 0 | 0 | 0 | 0 | 0 | 0 | 0 | 0 | 0 | 0 | 0 | 0 | 0 | 0 | 0 | 0 | 0 | 0 | 0 | 0 | 0 | 0 | 0 | 0 | 0% | 0% | 0% | 0% | 0% | 0% | 0% | 0% | 0% | 0% | 0% | [10 empty] | 0 | 0 | 0 | 0 | 0 | 0 | 0 | 0 | 0 | 0 | 0 | 0 | 0 | 0 | 0 | 0 | 0 | 0 | 0 | 0 | 0 | 0 | 0 | 0 | 0 | 0 | 0 | 0 | 0 | 0 | 0 | 0 | 0 | 0 | 0 | 0 | 0 | 0 | 0 | 0
246 | DDTS H3 330/220kV Transformer and 330kV Circuit Breaker Replacement | Replacement - Major Station | Major Station | TRUE | Secondary | Network | Labour - External | 50% | 0 | 0 | 0 | 0 | 0 | 0 | 0 | 0 | 0 | 0 | 0 | 0 | 0 | 0 | 0 | 0 | 0 | 0 | 0 | 0 | 0 | 0 | 0 | 0 | 0 | 0 | 0 | 0 | 0 | 0 | 0 | 0 | 0 | 0 | 0 | 0 | 0 | 0 | 0 | 0 | 0 | 0 | 0 | 0 | 0 | 0% | 0% | 0% | 0% | 0% | 0% | 0% | 0% | 0% | 0% | 0% | [10 empty] | 0 | 0 | 0 | 0 | 0 | 0 | 0 | 0 | 0 | 0 | 0 | 0 | 0 | 0 | 0 | 0 | 0 | 0 | 0 | 0 | 0 | 0 | 0 | 0 | 0 | 0 | 0 | 0 | 0 | 0 | 0 | 0 | 0 | 0 | 0 | 0 | 0 | 0 | 0 | 0
247 | DDTS H3 330/220kV Transformer and 330kV Circuit Breaker Replacement | Replacement - Major Station | Major Station | TRUE | Switchgear | Network | Materials | 40% | 0 | 0 | 0 | 0 | 0 | 0 | 0 | 0 | 0 | 0 | 0 | 0 | 0 | 0 | 0 | 0 | 0 | 0 | 0 | 0 | 0 | 0 | 0 | 0 | 0 | 0 | 0 | 0 | 0 | 0 | 0 | 0 | 0 | 0 | 0 | 0 | 0 | 0 | 0 | 0 | 0 | 0 | 0 | 0 | 0 | 0% | 0% | 0% | 0% | 0% | 0% | 0% | 0% | 0% | 0% | 0% | [10 empty] | 0 | 0 | 0 | 0 | 0 | 0 | 0 | 0 | 0 | 0 | 0 | 0 | 0 | 0 | 0 | 0 | 0 | 0 | 0 | 0 | 0 | 0 | 0 | 0 | 0 | 0 | 0 | 0 | 0 | 0 | 0 | 0 | 0 | 0 | 0 | 0 | 0 | 0 | 0 | 0
248 | DDTS H3 330/220kV Transformer and 330kV Circuit Breaker Replacement | Replacement - Major Station | Major Station | TRUE | Switchgear | Network | Labour - Internal | 10% | 0 | 0 | 0 | 0 | 0 | 0 | 0 | 0 | 0 | 0 | 0 | 0 | 0 | 0 | 0 | 0 | 0 | 0 | 0 | 0 | 0 | 0 | 0 | 0 | 0 | 0 | 0 | 0 | 0 | 0 | 0 | 0 | 0 | 0 | 0 | 0 | 0 | 0 | 0 | 0 | 0 | 0 | 0 | 0 | 0 | 0% | 0% | 0% | 0% | 0% | 0% | 0% | 0% | 0% | 0% | 0% | [10 empty] | 0 | 0 | 0 | 0 | 0 | 0 | 0 | 0 | 0 | 0 | 0 | 0 | 0 | 0 | 0 | 0 | 0 | 0 | 0 | 0 | 0 | 0 | 0 | 0 | 0 | 0 | 0 | 0 | 0 | 0 | 0 | 0 | 0 | 0 | 0 | 0 | 0 | 0 | 0 | 0
249 | DDTS H3 330/220kV Transformer and 330kV Circuit Breaker Replacement | Replacement - Major Station | Major Station | TRUE | Switchgear | Network | Labour - External | 50% | 0 | 0 | 0 | 0 | 0 | 0 | 0 | 0 | 0 | 0 | 0 | 0 | 0 | 0 | 0 | 0 | 0 | 0 | 0 | 0 | 0 | 0 | 0 | 0 | 0 | 0 | 0 | 0 | 0 | 0 | 0 | 0 | 0 | 0 | 0 | 0 | 0 | 0 | 0 | 0 | 0 | 0 | 0 | 0 | 0 | 0% | 0% | 0% | 0% | 0% | 0% | 0% | 0% | 0% | 0% | 0% | [10 empty] | 0 | 0 | 0 | 0 | 0 | 0 | 0 | 0 | 0 | 0 | 0 | 0 | 0 | 0 | 0 | 0 | 0 | 0 | 0 | 0 | 0 | 0 | 0 | 0 | 0 | 0 | 0 | 0 | 0 | 0 | 0 | 0 | 0 | 0 | 0 | 0 | 0 | 0 | 0 | 0
250 | DDTS H3 330/220kV Transformer and 330kV Circuit Breaker Replacement | Replacement - Major Station | Major Station | TRUE | Transformers | Network | Materials | 40% | 0 | 0 | 0 | 0 | 0 | 0 | 0 | 0 | 0 | 0 | 0 | 0 | 0 | 0 | 0 | 0 | 0 | 0 | 0 | 0 | 0 | 0 | 0 | 0 | 0 | 0 | 0 | 0 | 0 | 0 | 0 | 0 | 0 | 0 | 0 | 0 | 0 | 0 | 0 | 0 | 0 | 0 | 0 | 0 | 0 | 0% | 0% | 0% | 0% | 0% | 0% | 0% | 0% | 0% | 0% | 0% | [10 empty] | 0 | 0 | 0 | 0 | 0 | 0 | 0 | 0 | 0 | 0 | 0 | 0 | 0 | 0 | 0 | 0 | 0 | 0 | 0 | 0 | 0 | 0 | 0 | 0 | 0 | 0 | 0 | 0 | 0 | 0 | 0 | 0 | 0 | 0 | 0 | 0 | 0 | 0 | 0 | 0
251 | DDTS H3 330/220kV Transformer and 330kV Circuit Breaker Replacement | Replacement - Major Station | Major Station | TRUE | Transformers | Network | Labour - Internal | 10% | 0 | 0 | 0 | 0 | 0 | 0 | 0 | 0 | 0 | 0 | 0 | 0 | 0 | 0 | 0 | 0 | 0 | 0 | 0 | 0 | 0 | 0 | 0 | 0 | 0 | 0 | 0 | 0 | 0 | 0 | 0 | 0 | 0 | 0 | 0 | 0 | 0 | 0 | 0 | 0 | 0 | 0 | 0 | 0 | 0 | 0% | 0% | 0% | 0% | 0% | 0% | 0% | 0% | 0% | 0% | 0% | [10 empty] | 0 | 0 | 0 | 0 | 0 | 0 | 0 | 0 | 0 | 0 | 0 | 0 | 0 | 0 | 0 | 0 | 0 | 0 | 0 | 0 | 0 | 0 | 0 | 0 | 0 | 0 | 0 | 0 | 0 | 0 | 0 | 0 | 0 | 0 | 0 | 0 | 0 | 0 | 0 | 0
252 | DDTS H3 330/220kV Transformer and 330kV Circuit Breaker Replacement | Replacement - Major Station | Major Station | TRUE | Transformers | Network | Labour - External | 50% | 0 | 0 | 0 | 0 | 0 | 0 | 0 | 0 | 0 | 0 | 0 | 0 | 0 | 0 | 0 | 0 | 0 | 0 | 0 | 0 | 0 | 0 | 0 | 0 | 0 | 0 | 0 | 0 | 0 | 0 | 0 | 0 | 0 | 0 | 0 | 0 | 0 | 0 | 0 | 0 | 0 | 0 | 0 | 0 | 0 | 0% | 0% | 0% | 0% | 0% | 0% | 0% | 0% | 0% | 0% | 0% | [10 empty] | 0 | 0 | 0 | 0 | 0 | 0 | 0 | 0 | 0 | 0 | 0 | 0 | 0 | 0 | 0 | 0 | 0 | 0 | 0 | 0 | 0 | 0 | 0 | 0 | 0 | 0 | 0 | 0 | 0 | 0 | 0 | 0 | 0 | 0 | 0 | 0 | 0 | 0 | 0 | 0
253 | DDTS H3 330/220kV Transformer and 330kV Circuit Breaker Replacement | Replacement - Major Station | Major Station | TRUE | Towers and Conductor | Network | Materials | 40% | 0 | 0 | 0 | 0 | 0 | 0 | 0 | 0 | 0 | 0 | 0 | 0 | 0 | 0 | 0 | 0 | 0 | 0 | 0 | 0 | 0 | 0 | 0 | 0 | 0 | 0 | 0 | 0 | 0 | 0 | 0 | 0 | 0 | 0 | 0 | 0 | 0 | 0 | 0 | 0 | 0 | 0 | 0 | 0 | 0 | 0% | 0% | 0% | 0% | 0% | 0% | 0% | 0% | 0% | 0% | 0% | [10 empty] | 0 | 0 | 0 | 0 | 0 | 0 | 0 | 0 | 0 | 0 | 0 | 0 | 0 | 0 | 0 | 0 | 0 | 0 | 0 | 0 | 0 | 0 | 0 | 0 | 0 | 0 | 0 | 0 | 0 | 0 | 0 | 0 | 0 | 0 | 0 | 0 | 0 | 0 | 0 | 0
254 | DDTS H3 330/220kV Transformer and 330kV Circuit Breaker Replacement | Replacement - Major Station | Major Station | TRUE | Towers and Conductor | Network | Labour - Internal | 10% | 0 | 0 | 0 | 0 | 0 | 0 | 0 | 0 | 0 | 0 | 0 | 0 | 0 | 0 | 0 | 0 | 0 | 0 | 0 | 0 | 0 | 0 | 0 | 0 | 0 | 0 | 0 | 0 | 0 | 0 | 0 | 0 | 0 | 0 | 0 | 0 | 0 | 0 | 0 | 0 | 0 | 0 | 0 | 0 | 0 | 0% | 0% | 0% | 0% | 0% | 0% | 0% | 0% | 0% | 0% | 0% | [10 empty] | 0 | 0 | 0 | 0 | 0 | 0 | 0 | 0 | 0 | 0 | 0 | 0 | 0 | 0 | 0 | 0 | 0 | 0 | 0 | 0 | 0 | 0 | 0 | 0 | 0 | 0 | 0 | 0 | 0 | 0 | 0 | 0 | 0 | 0 | 0 | 0 | 0 | 0 | 0 | 0
255 | DDTS H3 330/220kV Transformer and 330kV Circuit Breaker Replacement | Replacement - Major Station | Major Station | TRUE | Towers and Conductor | Network | Labour - External | 50% | 0 | 0 | 0 | 0 | 0 | 0 | 0 | 0 | 0 | 0 | 0 | 0 | 0 | 0 | 0 | 0 | 0 | 0 | 0 | 0 | 0 | 0 | 0 | 0 | 0 | 0 | 0 | 0 | 0 | 0 | 0 | 0 | 0 | 0 | 0 | 0 | 0 | 0 | 0 | 0 | 0 | 0 | 0 | 0 | 0 | 0% | 0% | 0% | 0% | 0% | 0% | 0% | 0% | 0% | 0% | 0% | [10 empty] | 0 | 0 | 0 | 0 | 0 | 0 | 0 | 0 | 0 | 0 | 0 | 0 | 0 | 0 | 0 | 0 | 0 | 0 | 0 | 0 | 0 | 0 | 0 | 0 | 0 | 0 | 0 | 0 | 0 | 0 | 0 | 0 | 0 | 0 | 0 | 0 | 0 | 0 | 0 | 0
256 | DDTS H3 330/220kV Transformer and 330kV Circuit Breaker Replacement | Replacement - Major Station | Major Station | TRUE | Establishment | Network | Materials | 40% | 0 | 0 | 0 | 0 | 0 | 0 | 0 | 0 | 0 | 0 | 0 | 0 | 0 | 0 | 0 | 0 | 0 | 0 | 0 | 0 | 0 | 0 | 0 | 0 | 0 | 0 | 0 | 0 | 0 | 0 | 0 | 0 | 0 | 0 | 0 | 0 | 0 | 0 | 0 | 0 | 0 | 0 | 0 | 0 | 0 | 0% | 0% | 0% | 0% | 0% | 0% | 0% | 0% | 0% | 0% | 0% | [10 empty] | 0 | 0 | 0 | 0 | 0 | 0 | 0 | 0 | 0 | 0 | 0 | 0 | 0 | 0 | 0 | 0 | 0 | 0 | 0 | 0 | 0 | 0 | 0 | 0 | 0 | 0 | 0 | 0 | 0 | 0 | 0 | 0 | 0 | 0 | 0 | 0 | 0 | 0 | 0 | 0
257 | DDTS H3 330/220kV Transformer and 330kV Circuit Breaker Replacement | Replacement - Major Station | Major Station | TRUE | Establishment | Network | Labour - Internal | 10% | 0 | 0 | 0 | 0 | 0 | 0 | 0 | 0 | 0 | 0 | 0 | 0 | 0 | 0 | 0 | 0 | 0 | 0 | 0 | 0 | 0 | 0 | 0 | 0 | 0 | 0 | 0 | 0 | 0 | 0 | 0 | 0 | 0 | 0 | 0 | 0 | 0 | 0 | 0 | 0 | 0 | 0 | 0 | 0 | 0 | 0% | 0% | 0% | 0% | 0% | 0% | 0% | 0% | 0% | 0% | 0% | [10 empty] | 0 | 0 | 0 | 0 | 0 | 0 | 0 | 0 | 0 | 0 | 0 | 0 | 0 | 0 | 0 | 0 | 0 | 0 | 0 | 0 | 0 | 0 | 0 | 0 | 0 | 0 | 0 | 0 | 0 | 0 | 0 | 0 | 0 | 0 | 0 | 0 | 0 | 0 | 0 | 0
258 | DDTS H3 330/220kV Transformer and 330kV Circuit Breaker Replacement | Replacement - Major Station | Major Station | TRUE | Establishment | Network | Labour - External | 50% | 0 | 0 | 0 | 0 | 0 | 0 | 0 | 0 | 0 | 0 | 0 | 0 | 0 | 0 | 0 | 0 | 0 | 0 | 0 | 0 | 0 | 0 | 0 | 0 | 0 | 0 | 0 | 0 | 0 | 0 | 0 | 0 | 0 | 0 | 0 | 0 | 0 | 0 | 0 | 0 | 0 | 0 | 0 | 0 | 0 | 0% | 0% | 0% | 0% | 0% | 0% | 0% | 0% | 0% | 0% | 0% | [10 empty] | 0 | 0 | 0 | 0 | 0 | 0 | 0 | 0 | 0 | 0 | 0 | 0 | 0 | 0 | 0 | 0 | 0 | 0 | 0 | 0 | 0 | 0 | 0 | 0 | 0 | 0 | 0 | 0 | 0 | 0 | 0 | 0 | 0 | 0 | 0 | 0 | 0 | 0 | 0 | 0
259 | WMTS Redevelopment Project | Replacement - Major Station CBD | Major Station | TRUE | Secondary | Network | Materials | 40% | 0 | 1255.5941 | 760.9544 | 559.7808 | 219.2015 | 343.7334 | 0 | 0 | 0 | 0 | 0 | 0 | 0 | 0 | 0 | 0 | 0 | 0 | 0 | 0 | 0 | 0 | 0 | 0 | 36.2718 | 37.9873 | 13.3379 | 16.5228 | 0 | 0 | 0 | 0 | 0 | 0 | 1255.5941 | 797.2262 | 597.7681 | 232.5394 | 360.2562 | 0 | 0 | 0 | 0 | 0 | 0 | 14% | 25.13% | 31.84% | 11.69% | 17.34% | 0% | 0% | 0% | 0% | 0% | 100% | [10 empty] | 437.9098 | 799.1759 | 1031.9739 | 386.1264 | 579.9931 | 0 | 0 | 0 | 0 | 0 | 0 | 0 | 0 | 0 | 0 | 0 | 0 | 0 | 0 | 0 | 36.2718 | -1.5109 | 34.9605 | 16.8064 | 18.9423 | 0 | 0 | 0 | 0 | 0 | 474.1816 | 797.665 | 1066.9344 | 402.9328 | 598.9354 | 0 | 0 | 0 | 0 | 0
260 | WMTS Redevelopment Project | Replacement - Major Station CBD | Major Station | TRUE | Secondary | Network | Labour - Internal | 10% | 0 | 313.8985 | 190.2386 | 139.9452 | 54.8004 | 85.9333 | 0 | 0 | 0 | 0 | 0 | 0 | 0 | 1.1034 | 0.51207 | 0.54104 | 1.2993 | 0 | 0 | 0 | 0 | 0 | 0 | 0 | 9.1205 | 9.5316 | 3.3674 | 4.1932 | 0 | 0 | 0 | 0 | 0 | 0 | 313.8985 | 200.4625 | 149.9888 | 58.7088 | 91.4258 | 0 | 0 | 0 | 0 | 0 | 0 | 14% | 25.13% | 31.84% | 11.69% | 17.34% | 0% | 0% | 0% | 0% | 0% | 100% | [10 empty] | 109.4775 | 199.794 | 257.9935 | 96.5316 | 144.9983 | 0 | 0 | 0 | 0 | 0 | 1.1034 | -0.34996 | 0.96099 | 1.1515 | 0.62302 | 0 | 0 | 0 | 0 | 0 | 9.1205 | -0.38953 | 8.795 | 4.2575 | 4.7685 | 0 | 0 | 0 | 0 | 0 | 119.7014 | 199.0545 | 267.7494 | 101.9407 | 150.3898 | 0 | 0 | 0 | 0 | 0
261 | WMTS Redevelopment Project | Replacement - Major Station CBD | Major Station | TRUE | Secondary | Network | Labour - External | 50% | 0 | 1569.4926 | 951.193 | 699.726 | 274.0019 | 429.6667 | 0 | 0 | 0 | 0 | 0 | 0 | 0 | 5.5169 | -1.8393 | -0.39954 | 1.0771 | 0 | 0 | 0 | 0 | 0 | 0 | 0 | 45.6027 | 47.3593 | 16.648 | 20.7053 | 0 | 0 | 0 | 0 | 0 | 0 | 1569.4926 | 1002.3126 | 745.246 | 290.2504 | 451.4491 | 0 | 0 | 0 | 0 | 0 | 0 | 14% | 25.13% | 31.84% | 11.69% | 17.34% | 0% | 0% | 0% | 0% | 0% | 100% | [10 empty] | 547.3873 | 998.9699 | 1289.9674 | 482.658 | 724.9914 | 0 | 0 | 0 | 0 | 0 | 5.5169 | -3.8283 | 0.91194 | 1.0112 | 0.80522 | 0 | 0 | 0 | 0 | 0 | 45.6027 | -2.0887 | 43.7278 | 21.055 | 23.7086 | 0 | 0 | 0 | 0 | 0 | 598.5069 | 993.0529 | 1334.6072 | 504.7243 | 749.5053 | 0 | 0 | 0 | 0 | 0
262 | WMTS Redevelopment Project | Replacement - Major Station CBD | Major Station | TRUE | Switchgear | Network | Materials | 40% | 0 | 7325.4599 | 4439.6043 | 3265.9058 | 1278.8784 | 2005.4292 | 0 | 0 | 0 | 0 | 0 | 0 | 0 | 0 | 0 | 0 | 0 | 0 | 0 | 0 | 0 | 0 | 0 | 0 | 211.619 | 221.6277 | 77.8165 | 96.3984 | 0 | 0 | 0 | 0 | 0 | 0 | 7325.4599 | 4651.2233 | 3487.5335 | 1356.6949 | 2101.8276 | 0 | 0 | 0 | 0 | 0 | 0 | 14% | 25.13% | 31.84% | 11.69% | 17.34% | 0% | 0% | 0% | 0% | 0% | 100% | [10 empty] | 2554.879 | 4662.5984 | 6020.802 | 2252.7612 | 3383.8295 | 0 | 0 | 0 | 0 | 0 | 0 | 0 | 0 | 0 | 0 | 0 | 0 | 0 | 0 | 0 | 211.619 | -8.8152 | 203.9687 | 98.0528 | 110.5144 | 0 | 0 | 0 | 0 | 0 | 2766.498 | 4653.7832 | 6224.7707 | 2350.814 | 3494.3439 | 0 | 0 | 0 | 0 | 0
263 | WMTS Redevelopment Project | Replacement - Major Station CBD | Major Station | TRUE | Switchgear | Network | Labour - Internal | 10% | 0 | 1831.365 | 1109.9011 | 816.4764 | 319.7196 | 501.3573 | 0 | 0 | 0 | 0 | 0 | 0 | 0 | 6.4374 | 2.9875 | 3.1566 | 7.5806 | 0 | 0 | 0 | 0 | 0 | 0 | 0 | 53.2116 | 55.6097 | 19.6462 | 24.464 | 0 | 0 | 0 | 0 | 0 | 0 | 1831.365 | 1169.5501 | 875.0736 | 342.5223 | 533.4019 | 0 | 0 | 0 | 0 | 0 | 0 | 14% | 25.13% | 31.84% | 11.69% | 17.34% | 0% | 0% | 0% | 0% | 0% | 100% | [10 empty] | 638.7197 | 1165.6496 | 1505.2005 | 563.1903 | 845.9574 | 0 | 0 | 0 | 0 | 0 | 6.4374 | -2.0418 | 5.6067 | 6.7183 | 3.6348 | 0 | 0 | 0 | 0 | 0 | 53.2116 | -2.2726 | 51.312 | 24.8396 | 27.8208 | 0 | 0 | 0 | 0 | 0 | 698.3688 | 1161.3352 | 1562.1192 | 594.7482 | 877.4131 | 0 | 0 | 0 | 0 | 0
264 | WMTS Redevelopment Project | Replacement - Major Station CBD | Major Station | TRUE | Switchgear | Network | Labour - External | 50% | 0 | 9156.8249 | 5549.5054 | 4082.3822 | 1598.598 | 2506.7864 | 0 | 0 | 0 | 0 | 0 | 0 | 0 | 32.1871 | -10.7311 | -2.331 | 6.2838 | 0 | 0 | 0 | 0 | 0 | 0 | 0 | 266.058 | 276.3064 | 97.1288 | 120.8001 | 0 | 0 | 0 | 0 | 0 | 0 | 9156.8249 | 5847.7505 | 4347.9576 | 1693.3957 | 2633.8704 | 0 | 0 | 0 | 0 | 0 | 0 | 14% | 25.13% | 31.84% | 11.69% | 17.34% | 0% | 0% | 0% | 0% | 0% | 100% | [10 empty] | 3193.5987 | 5828.248 | 7526.0025 | 2815.9516 | 4229.7869 | 0 | 0 | 0 | 0 | 0 | 32.1871 | -22.3352 | 5.3205 | 5.8998 | 4.6978 | 0 | 0 | 0 | 0 | 0 | 266.058 | -12.186 | 255.1195 | 122.8405 | 138.3223 | 0 | 0 | 0 | 0 | 0 | 3491.8439 | 5793.7268 | 7786.4426 | 2944.6918 | 4372.8071 | 0 | 0 | 0 | 0 | 0
265 | WMTS Redevelopment Project | Replacement - Major Station CBD | Major Station | TRUE | Transformers | Network | Materials | 40% | 0 | 2365.2064 | 1433.4363 | 1054.4787 | 412.9176 | 647.5025 | 0 | 0 | 0 | 0 | 0 | 0 | 0 | 0 | 0 | 0 | 0 | 0 | 0 | 0 | 0 | 0 | 0 | 0 | 68.3265 | 71.558 | 25.125 | 31.1246 | 0 | 0 | 0 | 0 | 0 | 0 | 2365.2064 | 1501.7628 | 1126.0367 | 438.0426 | 678.6272 | 0 | 0 | 0 | 0 | 0 | 0 | 14% | 25.13% | 31.84% | 11.69% | 17.34% | 0% | 0% | 0% | 0% | 0% | 100% | [10 empty] | 824.906 | 1505.4355 | 1943.9652 | 727.3598 | 1092.5533 | 0 | 0 | 0 | 0 | 0 | 0 | 0 | 0 | 0 | 0 | 0 | 0 | 0 | 0 | 0 | 68.3265 | -2.8462 | 65.8564 | 31.6588 | 35.6823 | 0 | 0 | 0 | 0 | 0 | 893.2325 | 1502.5893 | 2009.8216 | 759.0186 | 1128.2356 | 0 | 0 | 0 | 0 | 0
266 | WMTS Redevelopment Project | Replacement - Major Station CBD | Major Station | TRUE | Transformers | Network | Labour - Internal | 10% | 0 | 591.3016 | 358.3591 | 263.6197 | 103.2294 | 161.8756 | 0 | 0 | 0 | 0 | 0 | 0 | 0 | 2.0785 | 0.9646 | 1.0192 | 2.4476 | 0 | 0 | 0 | 0 | 0 | 0 | 0 | 17.1807 | 17.955 | 6.3433 | 7.8988 | 0 | 0 | 0 | 0 | 0 | 0 | 591.3016 | 377.6183 | 282.5392 | 110.5918 | 172.222 | 0 | 0 | 0 | 0 | 0 | 0 | 14% | 25.13% | 31.84% | 11.69% | 17.34% | 0% | 0% | 0% | 0% | 0% | 100% | [10 empty] | 206.2265 | 376.3589 | 485.9913 | 181.84 | 273.1383 | 0 | 0 | 0 | 0 | 0 | 2.0785 | -0.65924 | 1.8102 | 2.1692 | 1.1736 | 0 | 0 | 0 | 0 | 0 | 17.1807 | -0.73377 | 16.5674 | 8.0201 | 8.9826 | 0 | 0 | 0 | 0 | 0 | 225.4857 | 374.9659 | 504.3689 | 192.0292 | 283.2946 | 0 | 0 | 0 | 0 | 0
267 | WMTS Redevelopment Project | Replacement - Major Station CBD | Major Station | TRUE | Transformers | Network | Labour - External | 50% | 0 | 2956.508 | 1791.7954 | 1318.0983 | 516.147 | 809.3782 | 0 | 0 | 0 | 0 | 0 | 0 | 0 | 10.3924 | -3.4648 | -0.75264 | 2.0289 | 0 | 0 | 0 | 0 | 0 | 0 | 0 | 85.9034 | 89.2124 | 31.3604 | 39.0033 | 0 | 0 | 0 | 0 | 0 | 0 | 2956.508 | 1888.0913 | 1403.8459 | 546.7548 | 850.4104 | 0 | 0 | 0 | 0 | 0 | 0 | 14% | 25.13% | 31.84% | 11.69% | 17.34% | 0% | 0% | 0% | 0% | 0% | 100% | [10 empty] | 1031.1325 | 1881.7944 | 2429.9566 | 909.1998 | 1365.6916 | 0 | 0 | 0 | 0 | 0 | 10.3924 | -7.2115 | 1.7179 | 1.9049 | 1.5168 | 0 | 0 | 0 | 0 | 0 | 85.9034 | -3.9345 | 82.3717 | 39.6621 | 44.6608 | 0 | 0 | 0 | 0 | 0 | 1127.4284 | 1870.6484 | 2514.0461 | 950.7668 | 1411.8692 | 0 | 0 | 0 | 0 | 0
268 | WMTS Redevelopment Project | Replacement - Major Station CBD | Major Station | TRUE | Establishment | Network | Materials | 40% | 0 | 3748.4931 | 2271.779 | 1671.1886 | 654.4117 | 1026.1932 | 0 | 0 | 0 | 0 | 0 | 0 | 0 | 0 | 0 | 0 | 0 | 0 | 0 | 0 | 0 | 0 | 0 | 0 | 108.2871 | 113.4086 | 39.8193 | 49.3278 | 0 | 0 | 0 | 0 | 0 | 0 | 3748.4931 | 2380.0661 | 1784.5972 | 694.231 | 1075.5211 | 0 | 0 | 0 | 0 | 0 | 0 | 14% | 25.13% | 31.84% | 11.69% | 17.34% | 0% | 0% | 0% | 0% | 0% | 100% | [10 empty] | 1307.3509 | 2385.8868 | 3080.8899 | 1152.7549 | 1731.5311 | 0 | 0 | 0 | 0 | 0 | 0 | 0 | 0 | 0 | 0 | 0 | 0 | 0 | 0 | 0 | 108.2871 | -4.5108 | 104.3723 | 50.1744 | 56.551 | 0 | 0 | 0 | 0 | 0 | 1415.6379 | 2381.376 | 3185.2622 | 1202.9293 | 1788.0822 | 0 | 0 | 0 | 0 | 0
269 | WMTS Redevelopment Project | Replacement - Major Station CBD | Major Station | TRUE | Establishment | Network | Labour - Internal | 10% | 0 | 937.1233 | 567.9448 | 417.7972 | 163.6029 | 256.5483 | 0 | 0 | 0 | 0 | 0 | 0 | 0 | 3.2941 | 1.5287 | 1.6152 | 3.879 | 0 | 0 | 0 | 0 | 0 | 0 | 0 | 27.2288 | 28.4559 | 10.0531 | 12.5184 | 0 | 0 | 0 | 0 | 0 | 0 | 937.1233 | 598.4676 | 447.7818 | 175.2713 | 272.9458 | 0 | 0 | 0 | 0 | 0 | 0 | 14% | 25.13% | 31.84% | 11.69% | 17.34% | 0% | 0% | 0% | 0% | 0% | 100% | [10 empty] | 326.8377 | 596.4717 | 770.2225 | 288.1887 | 432.8828 | 0 | 0 | 0 | 0 | 0 | 3.2941 | -1.0448 | 2.869 | 3.4378 | 1.86 | 0 | 0 | 0 | 0 | 0 | 27.2288 | -1.1629 | 26.2568 | 12.7106 | 14.2361 | 0 | 0 | 0 | 0 | 0 | 357.3606 | 594.264 | 799.3482 | 304.3371 | 448.9789 | 0 | 0 | 0 | 0 | 0
270 | WMTS Redevelopment Project | Replacement - Major Station CBD | Major Station | TRUE | Establishment | Network | Labour - External | 50% | 0 | 4685.6164 | 2839.7238 | 2088.9858 | 818.0147 | 1282.7416 | 0 | 0 | 0 | 0 | 0 | 0 | 0 | 16.4704 | -5.4912 | -1.1928 | 3.2155 | 0 | 0 | 0 | 0 | 0 | 0 | 0 | 136.1439 | 141.3881 | 49.7015 | 61.8143 | 0 | 0 | 0 | 0 | 0 | 0 | 4685.6164 | 2992.3381 | 2224.8827 | 866.5234 | 1347.7714 | 0 | 0 | 0 | 0 | 0 | 0 | 14% | 25.13% | 31.84% | 11.69% | 17.34% | 0% | 0% | 0% | 0% | 0% | 100% | [10 empty] | 1634.1886 | 2982.3585 | 3851.1123 | 1440.9437 | 2164.4139 | 0 | 0 | 0 | 0 | 0 | 16.4704 | -11.4291 | 2.7225 | 3.019 | 2.4039 | 0 | 0 | 0 | 0 | 0 | 136.1439 | -6.2357 | 130.5466 | 62.8584 | 70.7806 | 0 | 0 | 0 | 0 | 0 | 1786.8029 | 2964.6937 | 3984.3815 | 1506.821 | 2237.5984 | 0 | 0 | 0 | 0 | 0
271 | LYPS & HWTS 500kV CB Replacement Stage 1 | Replacement - Major Station | Major Station | TRUE | Switchgear | Network | Materials | 40% | 0 | 7261.6997 | 2436.6821 | 1782.6335 | 1198.5881 | 0 | 0 | 0 | 0 | 0 | 0 | 0 | 0 | 0 | 0 | 0 | 0 | 0 | 0 | 0 | 0 | 0 | 0 | 0 | 116.1474 | 120.9713 | 72.931 | 0 | 0 | 0 | 0 | 0 | 0 | 0 | 7261.6997 | 2552.8295 | 1903.6048 | 1271.5191 | 0 | 0 | 0 | 0 | 0 | 0 | 0 | 0% | 96.8% | 3.197% | 0% | 0% | 0% | 0% | 0% | 0% | 0% | 100% | [10 empty] | 0 | 12544.3006 | 422.2335 | 0 | 0 | 0 | 0 | 0 | 0 | 0 | 0 | 0 | 0 | 0 | 0 | 0 | 0 | 0 | 0 | 0 | 0 | 239.063 | 72.931 | 0 | 0 | 0 | 0 | 0 | 0 | 0 | 0 | 12783.3636 | 495.1645 | 0 | 0 | 0 | 0 | 0 | 0 | 0
272 | LYPS & HWTS 500kV CB Replacement Stage 1 | Replacement - Major Station | Major Station | TRUE | Switchgear | Network | Labour - Internal | 10% | 0 | 1815.4249 | 609.1705 | 445.6584 | 299.647 | 0 | 0 | 0 | 0 | 0 | 0 | 0 | 0 | 3.5332 | 1.6307 | 2.9584 | 0 | 0 | 0 | 0 | 0 | 0 | 0 | 0 | 29.2053 | 30.3535 | 18.4128 | 0 | 0 | 0 | 0 | 0 | 0 | 0 | 1815.4249 | 641.909 | 477.6425 | 321.0182 | 0 | 0 | 0 | 0 | 0 | 0 | 0 | 0% | 96.8% | 3.197% | 0% | 0% | 0% | 0% | 0% | 0% | 0% | 100% | [10 empty] | 0 | 3136.0752 | 105.5584 | 0 | 0 | 0 | 0 | 0 | 0 | 0 | 0 | 5.223 | 2.9584 | 0 | 0 | 0 | 0 | 0 | 0 | 0 | 0 | 60.0476 | 18.4128 | 0 | 0 | 0 | 0 | 0 | 0 | 0 | 0 | 3201.3458 | 126.9295 | 0 | 0 | 0 | 0 | 0 | 0 | 0
273 | LYPS & HWTS 500kV CB Replacement Stage 1 | Replacement - Major Station | Major Station | TRUE | Switchgear | Network | Labour - External | 50% | 0 | 9077.1246 | 3045.8526 | 2228.2918 | 1498.2351 | 0 | 0 | 0 | 0 | 0 | 0 | 0 | 0 | 17.6659 | -5.8573 | -2.1847 | 0 | 0 | 0 | 0 | 0 | 0 | 0 | 0 | 146.0263 | 150.8167 | 91.0308 | 0 | 0 | 0 | 0 | 0 | 0 | 0 | 9077.1246 | 3209.5449 | 2373.2512 | 1587.0812 | 0 | 0 | 0 | 0 | 0 | 0 | 0 | 0% | 96.8% | 3.197% | 0% | 0% | 0% | 0% | 0% | 0% | 0% | 100% | [10 empty] | 0 | 15680.3758 | 527.7918 | 0 | 0 | 0 | 0 | 0 | 0 | 0 | 0 | 12.1043 | -2.1847 | 0 | 0 | 0 | 0 | 0 | 0 | 0 | 0 | 299.2874 | 91.0308 | 0 | 0 | 0 | 0 | 0 | 0 | 0 | 0 | 15991.7675 | 616.638 | 0 | 0 | 0 | 0 | 0 | 0 | 0
274 | ERTS Redevelopment - Stage 1 | Replacement - Major Station | Major Station | TRUE | Secondary | Network | Materials | 40% | 0 | 246.2836 | 201.9776 | 278.2344 | 389.2843 | 0 | 0 | 0 | 0 | 0 | 0 | 0 | 0 | 0 | 0 | 0 | 0 | 0 | 0 | 0 | 0 | 0 | 0 | 0 | 9.6275 | 18.8813 | 23.687 | 0 | 0 | 0 | 0 | 0 | 0 | 0 | 246.2836 | 211.6051 | 297.1157 | 412.9713 | 0 | 0 | 0 | 0 | 0 | 0 | 0 | 20% | 80% | 0% | 0% | 0% | 0% | 0% | 0% | 0% | 0% | 100% | [10 empty] | 220.4461 | 896.5456 | 0 | 0 | 0 | 0 | 0 | 0 | 0 | 0 | 0 | 0 | 0 | 0 | 0 | 0 | 0 | 0 | 0 | 0 | 9.6275 | 33.7053 | 0 | 0 | 0 | 0 | 0 | 0 | 0 | 0 | 230.0736 | 930.251 | 0 | 0 | 0 | 0 | 0 | 0 | 0 | 0
275 | ERTS Redevelopment - Stage 1 | Replacement - Major Station | Major Station | TRUE | Secondary | Network | Labour - Internal | 10% | 0 | 61.5709 | 50.4944 | 69.5586 | 97.3211 | 0 | 0 | 0 | 0 | 0 | 0 | 0 | 0 | 0.29287 | 0.25452 | 0.96084 | 0 | 0 | 0 | 0 | 0 | 0 | 0 | 0 | 2.4208 | 4.7376 | 5.9802 | 0 | 0 | 0 | 0 | 0 | 0 | 0 | 61.5709 | 53.2081 | 74.5507 | 104.2621 | 0 | 0 | 0 | 0 | 0 | 0 | 0 | 20% | 80% | 0% | 0% | 0% | 0% | 0% | 0% | 0% | 0% | 100% | [10 empty] | 55.1115 | 224.1364 | 0 | 0 | 0 | 0 | 0 | 0 | 0 | 0 | 0.29287 | 0.54008 | 0 | 0 | 0 | 0 | 0 | 0 | 0 | 0 | 2.4208 | 8.4599 | 0 | 0 | 0 | 0 | 0 | 0 | 0 | 0 | 57.8252 | 233.1364 | 0 | 0 | 0 | 0 | 0 | 0 | 0 | 0
276 | ERTS Redevelopment - Stage 1 | Replacement - Major Station | Major Station | TRUE | Secondary | Network | Labour - External | 50% | 0 | 307.8545 | 252.472 | 347.793 | 486.6054 | 0 | 0 | 0 | 0 | 0 | 0 | 0 | 0 | 1.4643 | -0.91422 | -0.70956 | 0 | 0 | 0 | 0 | 0 | 0 | 0 | 0 | 12.1042 | 23.5395 | 29.5655 | 0 | 0 | 0 | 0 | 0 | 0 | 0 | 307.8545 | 266.0405 | 370.4183 | 515.4614 | 0 | 0 | 0 | 0 | 0 | 0 | 0 | 20% | 80% | 0% | 0% | 0% | 0% | 0% | 0% | 0% | 0% | 100% | [10 empty] | 275.5577 | 1120.682 | 0 | 0 | 0 | 0 | 0 | 0 | 0 | 0 | 1.4643 | -0.6171 | 0 | 0 | 0 | 0 | 0 | 0 | 0 | 0 | 12.1042 | 42.0742 | 0 | 0 | 0 | 0 | 0 | 0 | 0 | 0 | 289.1262 | 1162.1392 | 0 | 0 | 0 | 0 | 0 | 0 | 0 | 0
277 | ERTS Redevelopment - Stage 1 | Replacement - Major Station | Major Station | TRUE | Switchgear | Network | Materials | 40% | 0 | 443.3677 | 363.6065 | 500.8865 | 700.8021 | 0 | 0 | 0 | 0 | 0 | 0 | 0 | 0 | 0 | 0 | 0 | 0 | 0 | 0 | 0 | 0 | 0 | 0 | 0 | 17.3317 | 33.9907 | 42.642 | 0 | 0 | 0 | 0 | 0 | 0 | 0 | 443.3677 | 380.9382 | 534.8771 | 743.4441 | 0 | 0 | 0 | 0 | 0 | 0 | 0 | 20% | 80% | 0% | 0% | 0% | 0% | 0% | 0% | 0% | 0% | 100% | [10 empty] | 396.8542 | 1613.9902 | 0 | 0 | 0 | 0 | 0 | 0 | 0 | 0 | 0 | 0 | 0 | 0 | 0 | 0 | 0 | 0 | 0 | 0 | 17.3317 | 60.6774 | 0 | 0 | 0 | 0 | 0 | 0 | 0 | 0 | 414.1859 | 1674.6676 | 0 | 0 | 0 | 0 | 0 | 0 | 0 | 0
278 | ERTS Redevelopment - Stage 1 | Replacement - Major Station | Major Station | TRUE | Switchgear | Network | Labour - Internal | 10% | 0 | 110.8419 | 90.9016 | 125.2216 | 175.2005 | 0 | 0 | 0 | 0 | 0 | 0 | 0 | 0 | 0.52723 | 0.45819 | 1.7297 | 0 | 0 | 0 | 0 | 0 | 0 | 0 | 0 | 4.3581 | 8.5288 | 10.7658 | 0 | 0 | 0 | 0 | 0 | 0 | 0 | 110.8419 | 95.7869 | 134.2086 | 187.696 | 0 | 0 | 0 | 0 | 0 | 0 | 0 | 20% | 80% | 0% | 0% | 0% | 0% | 0% | 0% | 0% | 0% | 100% | [10 empty] | 99.2135 | 403.4975 | 0 | 0 | 0 | 0 | 0 | 0 | 0 | 0 | 0.52723 | 0.97228 | 0 | 0 | 0 | 0 | 0 | 0 | 0 | 0 | 4.3581 | 15.2297 | 0 | 0 | 0 | 0 | 0 | 0 | 0 | 0 | 104.0988 | 419.6996 | 0 | 0 | 0 | 0 | 0 | 0 | 0 | 0
279 | ERTS Redevelopment - Stage 1 | Replacement - Major Station | Major Station | TRUE | Switchgear | Network | Labour - External | 50% | 0 | 554.2096 | 454.5081 | 626.1081 | 876.0027 | 0 | 0 | 0 | 0 | 0 | 0 | 0 | 0 | 2.6361 | -1.6458 | -1.2774 | 0 | 0 | 0 | 0 | 0 | 0 | 0 | 0 | 21.7903 | 42.3766 | 53.2248 | 0 | 0 | 0 | 0 | 0 | 0 | 0 | 554.2096 | 478.9346 | 666.8389 | 927.9501 | 0 | 0 | 0 | 0 | 0 | 0 | 0 | 20% | 80% | 0% | 0% | 0% | 0% | 0% | 0% | 0% | 0% | 100% | [10 empty] | 496.0677 | 2017.4877 | 0 | 0 | 0 | 0 | 0 | 0 | 0 | 0 | 2.6361 | -1.1109 | 0 | 0 | 0 | 0 | 0 | 0 | 0 | 0 | 21.7903 | 75.7434 | 0 | 0 | 0 | 0 | 0 | 0 | 0 | 0 | 520.4942 | 2092.1202 | 0 | 0 | 0 | 0 | 0 | 0 | 0 | 0
280 | ERTS Redevelopment - Stage 1 | Replacement - Major Station | Major Station | TRUE | Transformers | Network | Materials | 40% | 0 | 630.7483 | 517.2776 | 712.5762 | 996.9823 | 0 | 0 | 0 | 0 | 0 | 0 | 0 | 0 | 0 | 0 | 0 | 0 | 0 | 0 | 0 | 0 | 0 | 0 | 0 | 24.6567 | 48.3562 | 60.6638 | 0 | 0 | 0 | 0 | 0 | 0 | 0 | 630.7483 | 541.9342 | 760.9324 | 1057.6461 | 0 | 0 | 0 | 0 | 0 | 0 | 0 | 20% | 80% | 0% | 0% | 0% | 0% | 0% | 0% | 0% | 0% | 100% | [10 empty] | 564.5767 | 2296.1112 | 0 | 0 | 0 | 0 | 0 | 0 | 0 | 0 | 0 | 0 | 0 | 0 | 0 | 0 | 0 | 0 | 0 | 0 | 24.6567 | 86.3215 | 0 | 0 | 0 | 0 | 0 | 0 | 0 | 0 | 589.2334 | 2382.4327 | 0 | 0 | 0 | 0 | 0 | 0 | 0 | 0
281 | ERTS Redevelopment - Stage 1 | Replacement - Major Station | Major Station | TRUE | Transformers | Network | Labour - Internal | 10% | 0 | 157.6871 | 129.3194 | 178.1441 | 249.2456 | 0 | 0 | 0 | 0 | 0 | 0 | 0 | 0 | 0.75005 | 0.65184 | 2.4608 | 0 | 0 | 0 | 0 | 0 | 0 | 0 | 0 | 6.1999 | 12.1333 | 15.3157 | 0 | 0 | 0 | 0 | 0 | 0 | 0 | 157.6871 | 136.2694 | 190.9292 | 267.022 | 0 | 0 | 0 | 0 | 0 | 0 | 0 | 20% | 80% | 0% | 0% | 0% | 0% | 0% | 0% | 0% | 0% | 100% | [10 empty] | 141.1442 | 574.0278 | 0 | 0 | 0 | 0 | 0 | 0 | 0 | 0 | 0.75005 | 1.3832 | 0 | 0 | 0 | 0 | 0 | 0 | 0 | 0 | 6.1999 | 21.6663 | 0 | 0 | 0 | 0 | 0 | 0 | 0 | 0 | 148.0942 | 597.0773 | 0 | 0 | 0 | 0 | 0 | 0 | 0 | 0
282 | ERTS Redevelopment - Stage 1 | Replacement - Major Station | Major Station | TRUE | Transformers | Network | Labour - External | 50% | 0 | 788.4354 | 646.597 | 890.7203 | 1246.2278 | 0 | 0 | 0 | 0 | 0 | 0 | 0 | 0 | 3.7503 | -2.3414 | -1.8172 | 0 | 0 | 0 | 0 | 0 | 0 | 0 | 0 | 30.9996 | 60.2863 | 75.7192 | 0 | 0 | 0 | 0 | 0 | 0 | 0 | 788.4354 | 681.3468 | 948.6652 | 1320.1298 | 0 | 0 | 0 | 0 | 0 | 0 | 0 | 20% | 80% | 0% | 0% | 0% | 0% | 0% | 0% | 0% | 0% | 100% | [10 empty] | 705.7209 | 2870.139 | 0 | 0 | 0 | 0 | 0 | 0 | 0 | 0 | 3.7503 | -1.5804 | 0 | 0 | 0 | 0 | 0 | 0 | 0 | 0 | 30.9996 | 107.7548 | 0 | 0 | 0 | 0 | 0 | 0 | 0 | 0 | 740.4708 | 2976.3134 | 0 | 0 | 0 | 0 | 0 | 0 | 0 | 0
283 | ERTS Redevelopment - Stage 1 | Replacement - Major Station | Major Station | TRUE | Establishment | Network | Materials | 40% | 0 | 113.1758 | 92.8156 | 127.8582 | 178.8895 | 0 | 0 | 0 | 0 | 0 | 0 | 0 | 0 | 0 | 0 | 0 | 0 | 0 | 0 | 0 | 0 | 0 | 0 | 0 | 4.4242 | 8.6766 | 10.885 | 0 | 0 | 0 | 0 | 0 | 0 | 0 | 113.1758 | 97.2398 | 136.5348 | 189.7745 | 0 | 0 | 0 | 0 | 0 | 0 | 0 | 20% | 80% | 0% | 0% | 0% | 0% | 0% | 0% | 0% | 0% | 100% | [10 empty] | 101.3025 | 411.9934 | 0 | 0 | 0 | 0 | 0 | 0 | 0 | 0 | 0 | 0 | 0 | 0 | 0 | 0 | 0 | 0 | 0 | 0 | 4.4242 | 15.4888 | 0 | 0 | 0 | 0 | 0 | 0 | 0 | 0 | 105.7267 | 427.4822 | 0 | 0 | 0 | 0 | 0 | 0 | 0 | 0
284 | ERTS Redevelopment - Stage 1 | Replacement - Major Station | Major Station | TRUE | Establishment | Network | Labour - Internal | 10% | 0 | 28.2939 | 23.2039 | 31.9646 | 44.7224 | 0 | 0 | 0 | 0 | 0 | 0 | 0 | 0 | 0.13458 | 0.11696 | 0.44154 | 0 | 0 | 0 | 0 | 0 | 0 | 0 | 0 | 1.1125 | 2.1771 | 2.7481 | 0 | 0 | 0 | 0 | 0 | 0 | 0 | 28.2939 | 24.4509 | 34.2586 | 47.912 | 0 | 0 | 0 | 0 | 0 | 0 | 0 | 20% | 80% | 0% | 0% | 0% | 0% | 0% | 0% | 0% | 0% | 100% | [10 empty] | 25.3256 | 102.9984 | 0 | 0 | 0 | 0 | 0 | 0 | 0 | 0 | 0.13458 | 0.24819 | 0 | 0 | 0 | 0 | 0 | 0 | 0 | 0 | 1.1125 | 3.8876 | 0 | 0 | 0 | 0 | 0 | 0 | 0 | 0 | 26.5727 | 107.1341 | 0 | 0 | 0 | 0 | 0 | 0 | 0 | 0
285 | ERTS Redevelopment - Stage 1 | Replacement - Major Station | Major Station | TRUE | Establishment | Network | Labour - External | 50% | 0 | 141.4697 | 116.0195 | 159.8228 | 223.6119 | 0 | 0 | 0 | 0 | 0 | 0 | 0 | 0 | 0.67291 | -0.42011 | -0.32607 | 0 | 0 | 0 | 0 | 0 | 0 | 0 | 0 | 5.5623 | 10.8172 | 13.5864 | 0 | 0 | 0 | 0 | 0 | 0 | 0 | 141.4697 | 122.2547 | 170.2199 | 236.8722 | 0 | 0 | 0 | 0 | 0 | 0 | 0 | 20% | 80% | 0% | 0% | 0% | 0% | 0% | 0% | 0% | 0% | 100% | [10 empty] | 126.6282 | 514.9918 | 0 | 0 | 0 | 0 | 0 | 0 | 0 | 0 | 0.67291 | -0.28358 | 0 | 0 | 0 | 0 | 0 | 0 | 0 | 0 | 5.5623 | 19.3346 | 0 | 0 | 0 | 0 | 0 | 0 | 0 | 0 | 132.8634 | 534.0428 | 0 | 0 | 0 | 0 | 0 | 0 | 0 | 0
286 | SVTS Redevelopment Project | Replacement - Major Station | Major Station | TRUE | Secondary | Network | Materials | 40% | 0 | 297.8619 | 737.9252 | 511.494 | 255.2249 | 857.7588 | 0 | 0 | 0 | 0 | 0 | 0 | 0 | 0 | 0 | 0 | 0 | 0 | 0 | 0 | 0 | 0 | 0 | 0 | 35.1741 | 34.7105 | 15.5298 | 41.2314 | 0 | 0 | 0 | 0 | 0 | 0 | 297.8619 | 773.0992 | 546.2046 | 270.7547 | 898.9902 | 0 | 0 | 0 | 0 | 0 | 0 | 0% | 38.46% | 28.85% | 19.23% | 13.46% | 0% | 0% | 0% | 0% | 0% | 100% | [10 empty] | 0 | 1018.0323 | 778.161 | 528.5038 | 374.7736 | 0 | 0 | 0 | 0 | 0 | 0 | 0 | 0 | 0 | 0 | 0 | 0 | 0 | 0 | 0 | 0 | 70.4734 | 13.6492 | 25.6171 | 17.7586 | 0 | 0 | 0 | 0 | 0 | 0 | 1088.5057 | 791.8102 | 554.1209 | 392.5322 | 0 | 0 | 0 | 0 | 0
287 | SVTS Redevelopment Project | Replacement - Major Station | Major Station | TRUE | Secondary | Network | Labour - Internal | 10% | 0 | 74.4655 | 184.4813 | 127.8735 | 63.8062 | 214.4397 | 0 | 0 | 0 | 0 | 0 | 0 | 0 | 1.07 | 0.4679 | 0.62995 | 3.2424 | 0 | 0 | 0 | 0 | 0 | 0 | 0 | 8.8445 | 8.7094 | 3.9208 | 10.4637 | 0 | 0 | 0 | 0 | 0 | 0 | 74.4655 | 194.3958 | 137.0508 | 68.3569 | 228.1458 | 0 | 0 | 0 | 0 | 0 | 0 | 0% | 38.46% | 28.85% | 19.23% | 13.46% | 0% | 0% | 0% | 0% | 0% | 100% | [10 empty] | 0 | 254.5081 | 194.5402 | 132.126 | 93.6934 | 0 | 0 | 0 | 0 | 0 | 0 | 1.5558 | 0.58226 | 2.5506 | 0.74996 | 0 | 0 | 0 | 0 | 0 | 0 | 17.702 | 3.448 | 6.5249 | 4.4781 | 0 | 0 | 0 | 0 | 0 | 0 | 273.7658 | 198.5705 | 141.2015 | 98.9214 | 0 | 0 | 0 | 0 | 0
288 | SVTS Redevelopment Project | Replacement - Major Station | Major Station | TRUE | Secondary | Network | Labour - External | 50% | 0 | 372.3274 | 922.4065 | 639.3676 | 319.0311 | 1072.1985 | 0 | 0 | 0 | 0 | 0 | 0 | 0 | 5.35 | -1.6807 | -0.46521 | 2.6877 | 0 | 0 | 0 | 0 | 0 | 0 | 0 | 44.2226 | 43.2741 | 19.3839 | 51.6684 | 0 | 0 | 0 | 0 | 0 | 0 | 372.3274 | 971.979 | 680.961 | 337.9498 | 1126.5546 | 0 | 0 | 0 | 0 | 0 | 0 | 0% | 38.46% | 28.85% | 19.23% | 13.46% | 0% | 0% | 0% | 0% | 0% | 100% | [10 empty] | 0 | 1272.5403 | 972.7012 | 660.6298 | 468.4671 | 0 | 0 | 0 | 0 | 0 | 0 | 3.7589 | -0.53766 | 1.9381 | 0.83411 | 0 | 0 | 0 | 0 | 0 | 0 | 88.237 | 17.0306 | 32.1193 | 22.2325 | 0 | 0 | 0 | 0 | 0 | 0 | 1364.5362 | 989.1942 | 694.6873 | 491.5336 | 0 | 0 | 0 | 0 | 0
289 | SVTS Redevelopment Project | Replacement - Major Station | Major Station | TRUE | Switchgear | Network | Materials | 40% | 0 | 933.7731 | 2313.3359 | 1603.4926 | 800.1094 | 2689.0047 | 0 | 0 | 0 | 0 | 0 | 0 | 0 | 0 | 0 | 0 | 0 | 0 | 0 | 0 | 0 | 0 | 0 | 0 | 110.2679 | 108.8146 | 48.6846 | 129.257 | 0 | 0 | 0 | 0 | 0 | 0 | 933.7731 | 2423.6038 | 1712.3072 | 848.794 | 2818.2617 | 0 | 0 | 0 | 0 | 0 | 0 | 0% | 38.46% | 28.85% | 19.23% | 13.46% | 0% | 0% | 0% | 0% | 0% | 100% | [10 empty] | 0 | 3191.449 | 2439.4719 | 1656.8169 | 1174.8852 | 0 | 0 | 0 | 0 | 0 | 0 | 0 | 0 | 0 | 0 | 0 | 0 | 0 | 0 | 0 | 0 | 220.9285 | 42.7892 | 80.3074 | 55.6717 | 0 | 0 | 0 | 0 | 0 | 0 | 3412.3775 | 2482.2611 | 1737.1244 | 1230.5569 | 0 | 0 | 0 | 0 | 0
290 | SVTS Redevelopment Project | Replacement - Major Station | Major Station | TRUE | Switchgear | Network | Labour - Internal | 10% | 0 | 233.4433 | 578.334 | 400.8731 | 200.0274 | 672.2512 | 0 | 0 | 0 | 0 | 0 | 0 | 0 | 3.3543 | 1.4668 | 1.9748 | 10.1645 | 0 | 0 | 0 | 0 | 0 | 0 | 0 | 27.7269 | 27.3032 | 12.2913 | 32.8029 | 0 | 0 | 0 | 0 | 0 | 0 | 233.4433 | 609.4152 | 429.6432 | 214.2935 | 715.2185 | 0 | 0 | 0 | 0 | 0 | 0 | 0% | 38.46% | 28.85% | 19.23% | 13.46% | 0% | 0% | 0% | 0% | 0% | 100% | [10 empty] | 0 | 797.8623 | 609.868 | 414.2042 | 293.7213 | 0 | 0 | 0 | 0 | 0 | 0 | 4.8773 | 1.8253 | 7.996 | 2.3511 | 0 | 0 | 0 | 0 | 0 | 0 | 55.4942 | 10.8091 | 20.4551 | 14.0384 | 0 | 0 | 0 | 0 | 0 | 0 | 858.2338 | 622.5024 | 442.6553 | 310.1107 | 0 | 0 | 0 | 0 | 0
291 | SVTS Redevelopment Project | Replacement - Major Station | Major Station | TRUE | Switchgear | Network | Labour - External | 50% | 0 | 1167.2164 | 2891.6698 | 2004.3657 | 1000.1368 | 3361.2559 | 0 | 0 | 0 | 0 | 0 | 0 | 0 | 16.7717 | -5.2687 | -1.4584 | 8.4258 | 0 | 0 | 0 | 0 | 0 | 0 | 0 | 138.6343 | 135.6608 | 60.767 | 161.9763 | 0 | 0 | 0 | 0 | 0 | 0 | 1167.2164 | 3047.0759 | 2134.7578 | 1059.4454 | 3531.658 | 0 | 0 | 0 | 0 | 0 | 0 | 0% | 38.46% | 28.85% | 19.23% | 13.46% | 0% | 0% | 0% | 0% | 0% | 100% | [10 empty] | 0 | 3989.3113 | 3049.3399 | 2071.0212 | 1468.6064 | 0 | 0 | 0 | 0 | 0 | 0 | 11.7837 | -1.6855 | 6.0759 | 2.6149 | 0 | 0 | 0 | 0 | 0 | 0 | 276.6159 | 53.3897 | 100.6915 | 69.697 | 0 | 0 | 0 | 0 | 0 | 0 | 4277.7109 | 3101.0441 | 2177.7886 | 1540.9183 | 0 | 0 | 0 | 0 | 0
292 | SVTS Redevelopment Project | Replacement - Major Station | Major Station | TRUE | Transformers | Network | Materials | 40% | 0 | 749.7238 | 1857.3708 | 1287.4396 | 642.4056 | 2158.9942 | 0 | 0 | 0 | 0 | 0 | 0 | 0 | 0 | 0 | 0 | 0 | 0 | 0 | 0 | 0 | 0 | 0 | 0 | 88.5338 | 87.367 | 39.0887 | 103.7801 | 0 | 0 | 0 | 0 | 0 | 0 | 749.7238 | 1945.9046 | 1374.8066 | 681.4943 | 2262.7743 | 0 | 0 | 0 | 0 | 0 | 0 | 0% | 38.46% | 28.85% | 19.23% | 13.46% | 0% | 0% | 0% | 0% | 0% | 100% | [10 empty] | 0 | 2562.4053 | 1958.645 | 1330.2536 | 943.3119 | 0 | 0 | 0 | 0 | 0 | 0 | 0 | 0 | 0 | 0 | 0 | 0 | 0 | 0 | 0 | 0 | 177.3828 | 34.3553 | 64.4786 | 44.6987 | 0 | 0 | 0 | 0 | 0 | 0 | 2739.7882 | 1993.0004 | 1394.7322 | 988.0106 | 0 | 0 | 0 | 0 | 0
293 | SVTS Redevelopment Project | Replacement - Major Station | Major Station | TRUE | Transformers | Network | Labour - Internal | 10% | 0 | 187.4309 | 464.3427 | 321.8599 | 160.6014 | 539.7486 | 0 | 0 | 0 | 0 | 0 | 0 | 0 | 2.6932 | 1.1777 | 1.5856 | 8.1611 | 0 | 0 | 0 | 0 | 0 | 0 | 0 | 22.2618 | 21.9217 | 9.8687 | 26.3373 | 0 | 0 | 0 | 0 | 0 | 0 | 187.4309 | 489.2977 | 344.9593 | 172.0557 | 574.2469 | 0 | 0 | 0 | 0 | 0 | 0 | 0% | 38.46% | 28.85% | 19.23% | 13.46% | 0% | 0% | 0% | 0% | 0% | 100% | [10 empty] | 0 | 640.6013 | 489.6613 | 332.5634 | 235.828 | 0 | 0 | 0 | 0 | 0 | 0 | 3.916 | 1.4655 | 6.42 | 1.8877 | 0 | 0 | 0 | 0 | 0 | 0 | 44.5561 | 8.6786 | 16.4233 | 11.2714 | 0 | 0 | 0 | 0 | 0 | 0 | 689.0735 | 499.8054 | 355.4067 | 248.987 | 0 | 0 | 0 | 0 | 0
294 | SVTS Redevelopment Project | Replacement - Major Station | Major Station | TRUE | Transformers | Network | Labour - External | 50% | 0 | 937.1547 | 2321.7135 | 1609.2995 | 803.0069 | 2698.7428 | 0 | 0 | 0 | 0 | 0 | 0 | 0 | 13.4659 | -4.2302 | -1.1709 | 6.765 | 0 | 0 | 0 | 0 | 0 | 0 | 0 | 111.3091 | 108.9216 | 48.7897 | 130.0503 | 0 | 0 | 0 | 0 | 0 | 0 | 937.1547 | 2446.4885 | 1713.9909 | 850.6257 | 2835.5581 | 0 | 0 | 0 | 0 | 0 | 0 | 0% | 38.46% | 28.85% | 19.23% | 13.46% | 0% | 0% | 0% | 0% | 0% | 100% | [10 empty] | 0 | 3203.0067 | 2448.3063 | 1662.817 | 1179.1399 | 0 | 0 | 0 | 0 | 0 | 0 | 9.4611 | -1.3533 | 4.8783 | 2.0995 | 0 | 0 | 0 | 0 | 0 | 0 | 222.0941 | 42.8664 | 80.845 | 55.9595 | 0 | 0 | 0 | 0 | 0 | 0 | 3434.5619 | 2489.8194 | 1748.5403 | 1237.1989 | 0 | 0 | 0 | 0 | 0
295 | SVTS Redevelopment Project | Replacement - Major Station | Major Station | TRUE | Towers and Conductor | Network | Materials | 40% | 0 | 32.3028 | 80.0272 | 55.471 | 27.6789 | 93.023 | 0 | 0 | 0 | 0 | 0 | 0 | 0 | 0 | 0 | 0 | 0 | 0 | 0 | 0 | 0 | 0 | 0 | 0 | 3.8146 | 3.7643 | 1.6842 | 4.4715 | 0 | 0 | 0 | 0 | 0 | 0 | 32.3028 | 83.8418 | 59.2353 | 29.363 | 97.4945 | 0 | 0 | 0 | 0 | 0 | 0 | 0% | 38.46% | 28.85% | 19.23% | 13.46% | 0% | 0% | 0% | 0% | 0% | 100% | [10 empty] | 0 | 110.4045 | 84.3907 | 57.3157 | 40.6438 | 0 | 0 | 0 | 0 | 0 | 0 | 0 | 0 | 0 | 0 | 0 | 0 | 0 | 0 | 0 | 0 | 7.6428 | 1.4802 | 2.7781 | 1.9259 | 0 | 0 | 0 | 0 | 0 | 0 | 118.0472 | 85.8709 | 60.0938 | 42.5697 | 0 | 0 | 0 | 0 | 0
296 | SVTS Redevelopment Project | Replacement - Major Station | Major Station | TRUE | Towers and Conductor | Network | Labour - Internal | 10% | 0 | 8.0757 | 20.0068 | 13.8677 | 6.9197 | 23.2557 | 0 | 0 | 0 | 0 | 0 | 0 | 0 | 0.11604 | 0.050743 | 0.068318 | 0.35163 | 0 | 0 | 0 | 0 | 0 | 0 | 0 | 0.95918 | 0.94452 | 0.4252 | 1.1348 | 0 | 0 | 0 | 0 | 0 | 0 | 8.0757 | 21.082 | 14.863 | 7.4132 | 24.7422 | 0 | 0 | 0 | 0 | 0 | 0 | 0% | 38.46% | 28.85% | 19.23% | 13.46% | 0% | 0% | 0% | 0% | 0% | 100% | [10 empty] | 0 | 27.6011 | 21.0977 | 14.3289 | 10.1609 | 0 | 0 | 0 | 0 | 0 | 0 | 0.16872 | 0.063145 | 0.27661 | 0.081333 | 0 | 0 | 0 | 0 | 0 | 0 | 1.9198 | 0.37393 | 0.70762 | 0.48564 | 0 | 0 | 0 | 0 | 0 | 0 | 29.6896 | 21.5347 | 15.3131 | 10.7279 | 0 | 0 | 0 | 0 | 0
297 | SVTS Redevelopment Project | Replacement - Major Station | Major Station | TRUE | Towers and Conductor | Network | Labour - External | 50% | 0 | 40.3785 | 100.034 | 69.3387 | 34.5986 | 116.2787 | 0 | 0 | 0 | 0 | 0 | 0 | 0 | 0.5802 | -0.18227 | -0.050451 | 0.29148 | 0 | 0 | 0 | 0 | 0 | 0 | 0 | 4.7959 | 4.693 | 2.1022 | 5.6034 | 0 | 0 | 0 | 0 | 0 | 0 | 40.3785 | 105.41 | 73.8495 | 36.6503 | 122.1736 | 0 | 0 | 0 | 0 | 0 | 0 | 0% | 38.46% | 28.85% | 19.23% | 13.46% | 0% | 0% | 0% | 0% | 0% | 100% | [10 empty] | 0 | 138.0056 | 105.4884 | 71.6446 | 50.8047 | 0 | 0 | 0 | 0 | 0 | 0 | 0.40764 | -0.058309 | 0.21019 | 0.090458 | 0 | 0 | 0 | 0 | 0 | 0 | 9.5692 | 1.847 | 3.4833 | 2.4111 | 0 | 0 | 0 | 0 | 0 | 0 | 147.9824 | 107.277 | 75.3381 | 53.3063 | 0 | 0 | 0 | 0 | 0
298 | SVTS Redevelopment Project | Replacement - Major Station | Major Station | TRUE | Establishment | Network | Materials | 40% | 0 | 258.8857 | 641.3652 | 444.5634 | 221.8279 | 745.5183 | 0 | 0 | 0 | 0 | 0 | 0 | 0 | 0 | 0 | 0 | 0 | 0 | 0 | 0 | 0 | 0 | 0 | 0 | 30.5714 | 30.1685 | 13.4977 | 35.8361 | 0 | 0 | 0 | 0 | 0 | 0 | 258.8857 | 671.9367 | 474.7319 | 235.3255 | 781.3544 | 0 | 0 | 0 | 0 | 0 | 0 | 0% | 38.46% | 28.85% | 19.23% | 13.46% | 0% | 0% | 0% | 0% | 0% | 100% | [10 empty] | 0 | 884.8194 | 676.3361 | 459.3474 | 325.7333 | 0 | 0 | 0 | 0 | 0 | 0 | 0 | 0 | 0 | 0 | 0 | 0 | 0 | 0 | 0 | 0 | 61.2517 | 11.8632 | 22.265 | 15.4348 | 0 | 0 | 0 | 0 | 0 | 0 | 946.0711 | 688.1992 | 481.6124 | 341.1681 | 0 | 0 | 0 | 0 | 0
299 | SVTS Redevelopment Project | Replacement - Major Station | Major Station | TRUE | Establishment | Network | Labour - Internal | 10% | 0 | 64.7214 | 160.3413 | 111.1408 | 55.457 | 186.3796 | 0 | 0 | 0 | 0 | 0 | 0 | 0 | 0.92998 | 0.40667 | 0.54752 | 2.8181 | 0 | 0 | 0 | 0 | 0 | 0 | 0 | 7.6872 | 7.5697 | 3.4077 | 9.0945 | 0 | 0 | 0 | 0 | 0 | 0 | 64.7214 | 168.9585 | 119.1172 | 59.4122 | 198.2921 | 0 | 0 | 0 | 0 | 0 | 0 | 0% | 38.46% | 28.85% | 19.23% | 13.46% | 0% | 0% | 0% | 0% | 0% | 100% | [10 empty] | 0 | 221.2049 | 169.084 | 114.8368 | 81.4333 | 0 | 0 | 0 | 0 | 0 | 0 | 1.3522 | 0.50607 | 2.2169 | 0.65183 | 0 | 0 | 0 | 0 | 0 | 0 | 15.3856 | 2.9968 | 5.6711 | 3.8921 | 0 | 0 | 0 | 0 | 0 | 0 | 237.9427 | 172.5869 | 122.7248 | 85.9772 | 0 | 0 | 0 | 0 | 0
300 | SVTS Redevelopment Project | Replacement - Major Station | Major Station | TRUE | Establishment | Network | Labour - External | 50% | 0 | 323.6071 | 801.7066 | 555.7042 | 277.2848 | 931.8978 | 0 | 0 | 0 | 0 | 0 | 0 | 0 | 4.6499 | -1.4607 | -0.40433 | 2.336 | 0 | 0 | 0 | 0 | 0 | 0 | 0 | 38.4359 | 37.6115 | 16.8475 | 44.9074 | 0 | 0 | 0 | 0 | 0 | 0 | 323.6071 | 844.7924 | 591.855 | 293.728 | 979.1413 | 0 | 0 | 0 | 0 | 0 | 0 | 0% | 38.46% | 28.85% | 19.23% | 13.46% | 0% | 0% | 0% | 0% | 0% | 100% | [10 empty] | 0 | 1106.0243 | 845.4201 | 574.1842 | 407.1666 | 0 | 0 | 0 | 0 | 0 | 0 | 3.267 | -0.46731 | 1.6845 | 0.72496 | 0 | 0 | 0 | 0 | 0 | 0 | 76.6909 | 14.8021 | 27.9164 | 19.3233 | 0 | 0 | 0 | 0 | 0 | 0 | 1185.9822 | 859.7549 | 603.7852 | 427.2149 | 0 | 0 | 0 | 0 | 0
301 | SVTS Redevelopment Project | Replacement - Major Station | Major Station | TRUE | Communications | Network | Materials | 40% | 0 | 7.5926 | 18.8098 | 13.0381 | 6.5057 | 21.8644 | 0 | 0 | 0 | 0 | 0 | 0 | 0 | 0 | 0 | 0 | 0 | 0 | 0 | 0 | 0 | 0 | 0 | 0 | 0.89659 | 0.88478 | 0.39586 | 1.051 | 0 | 0 | 0 | 0 | 0 | 0 | 7.5926 | 19.7064 | 13.9229 | 6.9016 | 22.9154 | 0 | 0 | 0 | 0 | 0 | 0 | 0% | 38.46% | 28.85% | 19.23% | 13.46% | 0% | 0% | 0% | 0% | 0% | 100% | [10 empty] | 0 | 25.9498 | 19.8355 | 13.4717 | 9.553 | 0 | 0 | 0 | 0 | 0 | 0 | 0 | 0 | 0 | 0 | 0 | 0 | 0 | 0 | 0 | 0 | 1.7964 | 0.34792 | 0.65298 | 0.45267 | 0 | 0 | 0 | 0 | 0 | 0 | 27.7462 | 20.1834 | 14.1246 | 10.0057 | 0 | 0 | 0 | 0 | 0
302 | SVTS Redevelopment Project | Replacement - Major Station | Major Station | TRUE | Communications | Network | Labour - Internal | 10% | 0 | 1.8981 | 4.7025 | 3.2595 | 1.6264 | 5.4661 | 0 | 0 | 0 | 0 | 0 | 0 | 0 | 0.027274 | 0.011927 | 0.016058 | 0.082648 | 0 | 0 | 0 | 0 | 0 | 0 | 0 | 0.22545 | 0.222 | 0.099941 | 0.26672 | 0 | 0 | 0 | 0 | 0 | 0 | 1.8981 | 4.9552 | 3.4934 | 1.7424 | 5.8155 | 0 | 0 | 0 | 0 | 0 | 0 | 0% | 38.46% | 28.85% | 19.23% | 13.46% | 0% | 0% | 0% | 0% | 0% | 100% | [10 empty] | 0 | 6.4875 | 4.9589 | 3.3679 | 2.3883 | 0 | 0 | 0 | 0 | 0 | 0 | 0.039658 | 0.014842 | 0.065016 | 0.019117 | 0 | 0 | 0 | 0 | 0 | 0 | 0.45123 | 0.08789 | 0.16632 | 0.11415 | 0 | 0 | 0 | 0 | 0 | 0 | 6.9783 | 5.0616 | 3.5993 | 2.5215 | 0 | 0 | 0 | 0 | 0
303 | SVTS Redevelopment Project | Replacement - Major Station | Major Station | TRUE | Communications | Network | Labour - External | 50% | 0 | 9.4907 | 23.5123 | 16.2976 | 8.1322 | 27.3305 | 0 | 0 | 0 | 0 | 0 | 0 | 0 | 0.13637 | -0.04284 | -0.011858 | 0.06851 | 0 | 0 | 0 | 0 | 0 | 0 | 0 | 1.1272 | 1.1031 | 0.4941 | 1.317 | 0 | 0 | 0 | 0 | 0 | 0 | 9.4907 | 24.7759 | 17.3578 | 8.6144 | 28.7161 | 0 | 0 | 0 | 0 | 0 | 0 | 0% | 38.46% | 28.85% | 19.23% | 13.46% | 0% | 0% | 0% | 0% | 0% | 100% | [10 empty] | 0 | 32.4373 | 24.7943 | 16.8396 | 11.9413 | 0 | 0 | 0 | 0 | 0 | 0 | 0.095814 | -0.013705 | 0.049404 | 0.021262 | 0 | 0 | 0 | 0 | 0 | 0 | 2.2492 | 0.43411 | 0.81873 | 0.56671 | 0 | 0 | 0 | 0 | 0 | 0 | 34.7823 | 25.2147 | 17.7077 | 12.5293 | 0 | 0 | 0 | 0 | 0
304 | XA09 - RTS Redevelopment Project | Replacement - Major Station CBD | Major Station | TRUE | Secondary | Network | Materials | 40% | 0 | 746.9995 | -264.0055 | 0 | 0 | 0 | 0 | 0 | 0 | 0 | 0 | 0 | 0 | 0 | 0 | 0 | 0 | 0 | 0 | 0 | 0 | 0 | 0 | 0 | -12.5841 | 0 | 0 | 0 | 0 | 0 | 0 | 0 | 0 | 0 | 746.9995 | -276.5896 | 0 | 0 | 0 | 0 | 0 | 0 | 0 | 0 | 0 | 0% | 0% | 0% | 0% | 0% | 0% | 0% | 0% | 0% | 0% | 0% | [10 empty] | 0 | 0 | 0 | 0 | 0 | 0 | 0 | 0 | 0 | 0 | 0 | 0 | 0 | 0 | 0 | 0 | 0 | 0 | 0 | 0 | 0 | 0 | 0 | 0 | 0 | 0 | 0 | 0 | 0 | 0 | 0 | 0 | 0 | 0 | 0 | 0 | 0 | 0 | 0 | 0
305 | XA09 - RTS Redevelopment Project | Replacement - Major Station CBD | Major Station | TRUE | Secondary | Network | Labour - Internal | 10% | 0 | 186.7499 | -66.0014 | 0 | 0 | 0 | 0 | 0 | 0 | 0 | 0 | 0 | 0 | -0.38281 | 0 | 0 | 0 | 0 | 0 | 0 | 0 | 0 | 0 | 0 | -3.1643 | 0 | 0 | 0 | 0 | 0 | 0 | 0 | 0 | 0 | 186.7499 | -69.5485 | 0 | 0 | 0 | 0 | 0 | 0 | 0 | 0 | 0 | 0% | 0% | 0% | 0% | 0% | 0% | 0% | 0% | 0% | 0% | 0% | [10 empty] | 0 | 0 | 0 | 0 | 0 | 0 | 0 | 0 | 0 | 0 | 0 | 0 | 0 | 0 | 0 | 0 | 0 | 0 | 0 | 0 | 0 | 0 | 0 | 0 | 0 | 0 | 0 | 0 | 0 | 0 | 0 | 0 | 0 | 0 | 0 | 0 | 0 | 0 | 0 | 0
306 | XA09 - RTS Redevelopment Project | Replacement - Major Station CBD | Major Station | TRUE | Secondary | Network | Labour - External | 50% | 0 | 933.7493 | -330.0069 | 0 | 0 | 0 | 0 | 0 | 0 | 0 | 0 | 0 | 0 | -1.914 | 0 | 0 | 0 | 0 | 0 | 0 | 0 | 0 | 0 | 0 | -15.8214 | 0 | 0 | 0 | 0 | 0 | 0 | 0 | 0 | 0 | 933.7493 | -347.7423 | 0 | 0 | 0 | 0 | 0 | 0 | 0 | 0 | 0 | 0% | 0% | 0% | 0% | 0% | 0% | 0% | 0% | 0% | 0% | 0% | [10 empty] | 0 | 0 | 0 | 0 | 0 | 0 | 0 | 0 | 0 | 0 | 0 | 0 | 0 | 0 | 0 | 0 | 0 | 0 | 0 | 0 | 0 | 0 | 0 | 0 | 0 | 0 | 0 | 0 | 0 | 0 | 0 | 0 | 0 | 0 | 0 | 0 | 0 | 0 | 0 | 0
307 | XA09 - RTS Redevelopment Project | Replacement - Major Station CBD | Major Station | TRUE | Switchgear | Network | Materials | 40% | 0 | 5085.2214 | -1797.2254 | 0 | 0 | 0 | 0 | 0 | 0 | 0 | 0 | 0 | 0 | 0 | 0 | 0 | 0 | 0 | 0 | 0 | 0 | 0 | 0 | 0 | -85.6669 | 0 | 0 | 0 | 0 | 0 | 0 | 0 | 0 | 0 | 5085.2214 | -1882.8922 | 0 | 0 | 0 | 0 | 0 | 0 | 0 | 0 | 0 | 0% | 0% | 0% | 0% | 0% | 0% | 0% | 0% | 0% | 0% | 0% | [10 empty] | 0 | 0 | 0 | 0 | 0 | 0 | 0 | 0 | 0 | 0 | 0 | 0 | 0 | 0 | 0 | 0 | 0 | 0 | 0 | 0 | 0 | 0 | 0 | 0 | 0 | 0 | 0 | 0 | 0 | 0 | 0 | 0 | 0 | 0 | 0 | 0 | 0 | 0 | 0 | 0
308 | XA09 - RTS Redevelopment Project | Replacement - Major Station CBD | Major Station | TRUE | Switchgear | Network | Labour - Internal | 10% | 0 | 1271.3054 | -449.3063 | 0 | 0 | 0 | 0 | 0 | 0 | 0 | 0 | 0 | 0 | -2.606 | 0 | 0 | 0 | 0 | 0 | 0 | 0 | 0 | 0 | 0 | -21.5409 | 0 | 0 | 0 | 0 | 0 | 0 | 0 | 0 | 0 | 1271.3054 | -473.4533 | 0 | 0 | 0 | 0 | 0 | 0 | 0 | 0 | 0 | 0% | 0% | 0% | 0% | 0% | 0% | 0% | 0% | 0% | 0% | 0% | [10 empty] | 0 | 0 | 0 | 0 | 0 | 0 | 0 | 0 | 0 | 0 | 0 | 0 | 0 | 0 | 0 | 0 | 0 | 0 | 0 | 0 | 0 | 0 | 0 | 0 | 0 | 0 | 0 | 0 | 0 | 0 | 0 | 0 | 0 | 0 | 0 | 0 | 0 | 0 | 0 | 0
309 | XA09 - RTS Redevelopment Project | Replacement - Major Station CBD | Major Station | TRUE | Switchgear | Network | Labour - External | 50% | 0 | 6356.5268 | -2246.5317 | 0 | 0 | 0 | 0 | 0 | 0 | 0 | 0 | 0 | 0 | -13.0299 | 0 | 0 | 0 | 0 | 0 | 0 | 0 | 0 | 0 | 0 | -107.7047 | 0 | 0 | 0 | 0 | 0 | 0 | 0 | 0 | 0 | 6356.5268 | -2367.2663 | 0 | 0 | 0 | 0 | 0 | 0 | 0 | 0 | 0 | 0% | 0% | 0% | 0% | 0% | 0% | 0% | 0% | 0% | 0% | 0% | [10 empty] | 0 | 0 | 0 | 0 | 0 | 0 | 0 | 0 | 0 | 0 | 0 | 0 | 0 | 0 | 0 | 0 | 0 | 0 | 0 | 0 | 0 | 0 | 0 | 0 | 0 | 0 | 0 | 0 | 0 | 0 | 0 | 0 | 0 | 0 | 0 | 0 | 0 | 0 | 0 | 0
310 | XA09 - RTS Redevelopment Project | Replacement - Major Station CBD | Major Station | TRUE | Transformers | Network | Materials | 40% | 0 | 4012.5931 | -1418.1357 | 0 | 0 | 0 | 0 | 0 | 0 | 0 | 0 | 0 | 0 | 0 | 0 | 0 | 0 | 0 | 0 | 0 | 0 | 0 | 0 | 0 | -67.5971 | 0 | 0 | 0 | 0 | 0 | 0 | 0 | 0 | 0 | 4012.5931 | -1485.7328 | 0 | 0 | 0 | 0 | 0 | 0 | 0 | 0 | 0 | 0% | 0% | 0% | 0% | 0% | 0% | 0% | 0% | 0% | 0% | 0% | [10 empty] | 0 | 0 | 0 | 0 | 0 | 0 | 0 | 0 | 0 | 0 | 0 | 0 | 0 | 0 | 0 | 0 | 0 | 0 | 0 | 0 | 0 | 0 | 0 | 0 | 0 | 0 | 0 | 0 | 0 | 0 | 0 | 0 | 0 | 0 | 0 | 0 | 0 | 0 | 0 | 0
311 | XA09 - RTS Redevelopment Project | Replacement - Major Station CBD | Major Station | TRUE | Transformers | Network | Labour - Internal | 10% | 0 | 1003.1483 | -354.5339 | 0 | 0 | 0 | 0 | 0 | 0 | 0 | 0 | 0 | 0 | -2.0563 | 0 | 0 | 0 | 0 | 0 | 0 | 0 | 0 | 0 | 0 | -16.9973 | 0 | 0 | 0 | 0 | 0 | 0 | 0 | 0 | 0 | 1003.1483 | -373.5875 | 0 | 0 | 0 | 0 | 0 | 0 | 0 | 0 | 0 | 0% | 0% | 0% | 0% | 0% | 0% | 0% | 0% | 0% | 0% | 0% | [10 empty] | 0 | 0 | 0 | 0 | 0 | 0 | 0 | 0 | 0 | 0 | 0 | 0 | 0 | 0 | 0 | 0 | 0 | 0 | 0 | 0 | 0 | 0 | 0 | 0 | 0 | 0 | 0 | 0 | 0 | 0 | 0 | 0 | 0 | 0 | 0 | 0 | 0 | 0 | 0 | 0
312 | XA09 - RTS Redevelopment Project | Replacement - Major Station CBD | Major Station | TRUE | Transformers | Network | Labour - External | 50% | 0 | 5015.7414 | -1772.6696 | 0 | 0 | 0 | 0 | 0 | 0 | 0 | 0 | 0 | 0 | -10.2815 | 0 | 0 | 0 | 0 | 0 | 0 | 0 | 0 | 0 | 0 | -84.9865 | 0 | 0 | 0 | 0 | 0 | 0 | 0 | 0 | 0 | 5015.7414 | -1867.9376 | 0 | 0 | 0 | 0 | 0 | 0 | 0 | 0 | 0 | 0% | 0% | 0% | 0% | 0% | 0% | 0% | 0% | 0% | 0% | 0% | [10 empty] | 0 | 0 | 0 | 0 | 0 | 0 | 0 | 0 | 0 | 0 | 0 | 0 | 0 | 0 | 0 | 0 | 0 | 0 | 0 | 0 | 0 | 0 | 0 | 0 | 0 | 0 | 0 | 0 | 0 | 0 | 0 | 0 | 0 | 0 | 0 | 0 | 0 | 0 | 0 | 0
313 | XA09 - RTS Redevelopment Project | Replacement - Major Station CBD | Major Station | TRUE | Towers and Conductor | Network | Materials | 40% | 0 | 1166.7056 | -412.3386 | 0 | 0 | 0 | 0 | 0 | 0 | 0 | 0 | 0 | 0 | 0 | 0 | 0 | 0 | 0 | 0 | 0 | 0 | 0 | 0 | 0 | -19.6546 | 0 | 0 | 0 | 0 | 0 | 0 | 0 | 0 | 0 | 1166.7056 | -431.9932 | 0 | 0 | 0 | 0 | 0 | 0 | 0 | 0 | 0 | 0% | 0% | 0% | 0% | 0% | 0% | 0% | 0% | 0% | 0% | 0% | [10 empty] | 0 | 0 | 0 | 0 | 0 | 0 | 0 | 0 | 0 | 0 | 0 | 0 | 0 | 0 | 0 | 0 | 0 | 0 | 0 | 0 | 0 | 0 | 0 | 0 | 0 | 0 | 0 | 0 | 0 | 0 | 0 | 0 | 0 | 0 | 0 | 0 | 0 | 0 | 0 | 0
314 | XA09 - RTS Redevelopment Project | Replacement - Major Station CBD | Major Station | TRUE | Towers and Conductor | Network | Labour - Internal | 10% | 0 | 291.6764 | -103.0846 | 0 | 0 | 0 | 0 | 0 | 0 | 0 | 0 | 0 | 0 | -0.59789 | 0 | 0 | 0 | 0 | 0 | 0 | 0 | 0 | 0 | 0 | -4.9422 | 0 | 0 | 0 | 0 | 0 | 0 | 0 | 0 | 0 | 291.6764 | -108.6247 | 0 | 0 | 0 | 0 | 0 | 0 | 0 | 0 | 0 | 0% | 0% | 0% | 0% | 0% | 0% | 0% | 0% | 0% | 0% | 0% | [10 empty] | 0 | 0 | 0 | 0 | 0 | 0 | 0 | 0 | 0 | 0 | 0 | 0 | 0 | 0 | 0 | 0 | 0 | 0 | 0 | 0 | 0 | 0 | 0 | 0 | 0 | 0 | 0 | 0 | 0 | 0 | 0 | 0 | 0 | 0 | 0 | 0 | 0 | 0 | 0 | 0
315 | XA09 - RTS Redevelopment Project | Replacement - Major Station CBD | Major Station | TRUE | Towers and Conductor | Network | Labour - External | 50% | 0 | 1458.382 | -515.4232 | 0 | 0 | 0 | 0 | 0 | 0 | 0 | 0 | 0 | 0 | -2.9895 | 0 | 0 | 0 | 0 | 0 | 0 | 0 | 0 | 0 | 0 | -24.7108 | 0 | 0 | 0 | 0 | 0 | 0 | 0 | 0 | 0 | 1458.382 | -543.1234 | 0 | 0 | 0 | 0 | 0 | 0 | 0 | 0 | 0 | 0% | 0% | 0% | 0% | 0% | 0% | 0% | 0% | 0% | 0% | 0% | [10 empty] | 0 | 0 | 0 | 0 | 0 | 0 | 0 | 0 | 0 | 0 | 0 | 0 | 0 | 0 | 0 | 0 | 0 | 0 | 0 | 0 | 0 | 0 | 0 | 0 | 0 | 0 | 0 | 0 | 0 | 0 | 0 | 0 | 0 | 0 | 0 | 0 | 0 | 0 | 0 | 0
316 | XA09 - RTS Redevelopment Project | Replacement - Major Station CBD | Major Station | TRUE | Establishment | Network | Materials | 40% | 0 | 753.2824 | -266.226 | 0 | 0 | 0 | 0 | 0 | 0 | 0 | 0 | 0 | 0 | 0 | 0 | 0 | 0 | 0 | 0 | 0 | 0 | 0 | 0 | 0 | -12.69 | 0 | 0 | 0 | 0 | 0 | 0 | 0 | 0 | 0 | 753.2824 | -278.916 | 0 | 0 | 0 | 0 | 0 | 0 | 0 | 0 | 0 | 0% | 0% | 0% | 0% | 0% | 0% | 0% | 0% | 0% | 0% | 0% | [10 empty] | 0 | 0 | 0 | 0 | 0 | 0 | 0 | 0 | 0 | 0 | 0 | 0 | 0 | 0 | 0 | 0 | 0 | 0 | 0 | 0 | 0 | 0 | 0 | 0 | 0 | 0 | 0 | 0 | 0 | 0 | 0 | 0 | 0 | 0 | 0 | 0 | 0 | 0 | 0 | 0
317 | XA09 - RTS Redevelopment Project | Replacement - Major Station CBD | Major Station | TRUE | Establishment | Network | Labour - Internal | 10% | 0 | 188.3206 | -66.5565 | 0 | 0 | 0 | 0 | 0 | 0 | 0 | 0 | 0 | 0 | -0.38603 | 0 | 0 | 0 | 0 | 0 | 0 | 0 | 0 | 0 | 0 | -3.1909 | 0 | 0 | 0 | 0 | 0 | 0 | 0 | 0 | 0 | 188.3206 | -70.1334 | 0 | 0 | 0 | 0 | 0 | 0 | 0 | 0 | 0 | 0% | 0% | 0% | 0% | 0% | 0% | 0% | 0% | 0% | 0% | 0% | [10 empty] | 0 | 0 | 0 | 0 | 0 | 0 | 0 | 0 | 0 | 0 | 0 | 0 | 0 | 0 | 0 | 0 | 0 | 0 | 0 | 0 | 0 | 0 | 0 | 0 | 0 | 0 | 0 | 0 | 0 | 0 | 0 | 0 | 0 | 0 | 0 | 0 | 0 | 0 | 0 | 0
318 | XA09 - RTS Redevelopment Project | Replacement - Major Station CBD | Major Station | TRUE | Establishment | Network | Labour - External | 50% | 0 | 941.603 | -332.7825 | 0 | 0 | 0 | 0 | 0 | 0 | 0 | 0 | 0 | 0 | -1.9301 | 0 | 0 | 0 | 0 | 0 | 0 | 0 | 0 | 0 | 0 | -15.9545 | 0 | 0 | 0 | 0 | 0 | 0 | 0 | 0 | 0 | 941.603 | -350.6671 | 0 | 0 | 0 | 0 | 0 | 0 | 0 | 0 | 0 | 0% | 0% | 0% | 0% | 0% | 0% | 0% | 0% | 0% | 0% | 0% | [10 empty] | 0 | 0 | 0 | 0 | 0 | 0 | 0 | 0 | 0 | 0 | 0 | 0 | 0 | 0 | 0 | 0 | 0 | 0 | 0 | 0 | 0 | 0 | 0 | 0 | 0 | 0 | 0 | 0 | 0 | 0 | 0 | 0 | 0 | 0 | 0 | 0 | 0 | 0 | 0 | 0
319 | XA09 - RTS Redevelopment - Part II | Replacement - Major Station CBD | Major Station | TRUE | Secondary | Network | Materials | 40% | 0 | 0 | 497.6398 | 0 | 0 | 0 | 0 | 0 | 0 | 0 | 0 | 0 | 0 | 0 | 0 | 0 | 0 | 0 | 0 | 0 | 0 | 0 | 0 | 0 | 23.7206 | 0 | 0 | 0 | 0 | 0 | 0 | 0 | 0 | 0 | 0 | 521.3604 | 0 | 0 | 0 | 0 | 0 | 0 | 0 | 0 | 0 | 0% | 0% | 0% | 0% | 0% | 0% | 0% | 0% | 0% | 0% | 0% | [10 empty] | 0 | 0 | 0 | 0 | 0 | 0 | 0 | 0 | 0 | 0 | 0 | 0 | 0 | 0 | 0 | 0 | 0 | 0 | 0 | 0 | 0 | 0 | 0 | 0 | 0 | 0 | 0 | 0 | 0 | 0 | 0 | 0 | 0 | 0 | 0 | 0 | 0 | 0 | 0 | 0
320 | XA09 - RTS Redevelopment - Part II | Replacement - Major Station CBD | Major Station | TRUE | Secondary | Network | Labour - Internal | 10% | 0 | 0 | 124.4099 | 0 | 0 | 0 | 0 | 0 | 0 | 0 | 0 | 0 | 0 | 0.72158 | 0 | 0 | 0 | 0 | 0 | 0 | 0 | 0 | 0 | 0 | 5.9645 | 0 | 0 | 0 | 0 | 0 | 0 | 0 | 0 | 0 | 0 | 131.0961 | 0 | 0 | 0 | 0 | 0 | 0 | 0 | 0 | 0 | 0% | 0% | 0% | 0% | 0% | 0% | 0% | 0% | 0% | 0% | 0% | [10 empty] | 0 | 0 | 0 | 0 | 0 | 0 | 0 | 0 | 0 | 0 | 0 | 0 | 0 | 0 | 0 | 0 | 0 | 0 | 0 | 0 | 0 | 0 | 0 | 0 | 0 | 0 | 0 | 0 | 0 | 0 | 0 | 0 | 0 | 0 | 0 | 0 | 0 | 0 | 0 | 0
321 | XA09 - RTS Redevelopment - Part II | Replacement - Major Station CBD | Major Station | TRUE | Secondary | Network | Labour - External | 50% | 0 | 0 | 622.0497 | 0 | 0 | 0 | 0 | 0 | 0 | 0 | 0 | 0 | 0 | 3.6079 | 0 | 0 | 0 | 0 | 0 | 0 | 0 | 0 | 0 | 0 | 29.8227 | 0 | 0 | 0 | 0 | 0 | 0 | 0 | 0 | 0 | 0 | 655.4803 | 0 | 0 | 0 | 0 | 0 | 0 | 0 | 0 | 0 | 0% | 0% | 0% | 0% | 0% | 0% | 0% | 0% | 0% | 0% | 0% | [10 empty] | 0 | 0 | 0 | 0 | 0 | 0 | 0 | 0 | 0 | 0 | 0 | 0 | 0 | 0 | 0 | 0 | 0 | 0 | 0 | 0 | 0 | 0 | 0 | 0 | 0 | 0 | 0 | 0 | 0 | 0 | 0 | 0 | 0 | 0 | 0 | 0 | 0 | 0 | 0 | 0
322 | XA09 - RTS Redevelopment - Part II | Replacement - Major Station CBD | Major Station | TRUE | Switchgear | Network | Materials | 40% | 0 | 0 | 3387.6979 | 0 | 0 | 0 | 0 | 0 | 0 | 0 | 0 | 0 | 0 | 0 | 0 | 0 | 0 | 0 | 0 | 0 | 0 | 0 | 0 | 0 | 161.4787 | 0 | 0 | 0 | 0 | 0 | 0 | 0 | 0 | 0 | 0 | 3549.1766 | 0 | 0 | 0 | 0 | 0 | 0 | 0 | 0 | 0 | 0% | 0% | 0% | 0% | 0% | 0% | 0% | 0% | 0% | 0% | 0% | [10 empty] | 0 | 0 | 0 | 0 | 0 | 0 | 0 | 0 | 0 | 0 | 0 | 0 | 0 | 0 | 0 | 0 | 0 | 0 | 0 | 0 | 0 | 0 | 0 | 0 | 0 | 0 | 0 | 0 | 0 | 0 | 0 | 0 | 0 | 0 | 0 | 0 | 0 | 0 | 0 | 0
323 | XA09 - RTS Redevelopment - Part II | Replacement - Major Station CBD | Major Station | TRUE | Switchgear | Network | Labour - Internal | 10% | 0 | 0 | 846.9245 | 0 | 0 | 0 | 0 | 0 | 0 | 0 | 0 | 0 | 0 | 4.9122 | 0 | 0 | 0 | 0 | 0 | 0 | 0 | 0 | 0 | 0 | 40.6038 | 0 | 0 | 0 | 0 | 0 | 0 | 0 | 0 | 0 | 0 | 892.4405 | 0 | 0 | 0 | 0 | 0 | 0 | 0 | 0 | 0 | 0% | 0% | 0% | 0% | 0% | 0% | 0% | 0% | 0% | 0% | 0% | [10 empty] | 0 | 0 | 0 | 0 | 0 | 0 | 0 | 0 | 0 | 0 | 0 | 0 | 0 | 0 | 0 | 0 | 0 | 0 | 0 | 0 | 0 | 0 | 0 | 0 | 0 | 0 | 0 | 0 | 0 | 0 | 0 | 0 | 0 | 0 | 0 | 0 | 0 | 0 | 0 | 0
324 | XA09 - RTS Redevelopment - Part II | Replacement - Major Station CBD | Major Station | TRUE | Switchgear | Network | Labour - External | 50% | 0 | 0 | 4234.6224 | 0 | 0 | 0 | 0 | 0 | 0 | 0 | 0 | 0 | 0 | 24.5608 | 0 | 0 | 0 | 0 | 0 | 0 | 0 | 0 | 0 | 0 | 203.019 | 0 | 0 | 0 | 0 | 0 | 0 | 0 | 0 | 0 | 0 | 4462.2023 | 0 | 0 | 0 | 0 | 0 | 0 | 0 | 0 | 0 | 0% | 0% | 0% | 0% | 0% | 0% | 0% | 0% | 0% | 0% | 0% | [10 empty] | 0 | 0 | 0 | 0 | 0 | 0 | 0 | 0 | 0 | 0 | 0 | 0 | 0 | 0 | 0 | 0 | 0 | 0 | 0 | 0 | 0 | 0 | 0 | 0 | 0 | 0 | 0 | 0 | 0 | 0 | 0 | 0 | 0 | 0 | 0 | 0 | 0 | 0 | 0 | 0
325 | XA09 - RTS Redevelopment - Part II | Replacement - Major Station CBD | Major Station | TRUE | Transformers | Network | Materials | 40% | 0 | 0 | 2673.1291 | 0 | 0 | 0 | 0 | 0 | 0 | 0 | 0 | 0 | 0 | 0 | 0 | 0 | 0 | 0 | 0 | 0 | 0 | 0 | 0 | 0 | 127.4179 | 0 | 0 | 0 | 0 | 0 | 0 | 0 | 0 | 0 | 0 | 2800.547 | 0 | 0 | 0 | 0 | 0 | 0 | 0 | 0 | 0 | 0% | 0% | 0% | 0% | 0% | 0% | 0% | 0% | 0% | 0% | 0% | [10 empty] | 0 | 0 | 0 | 0 | 0 | 0 | 0 | 0 | 0 | 0 | 0 | 0 | 0 | 0 | 0 | 0 | 0 | 0 | 0 | 0 | 0 | 0 | 0 | 0 | 0 | 0 | 0 | 0 | 0 | 0 | 0 | 0 | 0 | 0 | 0 | 0 | 0 | 0 | 0 | 0
326 | XA09 - RTS Redevelopment - Part II | Replacement - Major Station CBD | Major Station | TRUE | Transformers | Network | Labour - Internal | 10% | 0 | 0 | 668.2823 | 0 | 0 | 0 | 0 | 0 | 0 | 0 | 0 | 0 | 0 | 3.876 | 0 | 0 | 0 | 0 | 0 | 0 | 0 | 0 | 0 | 0 | 32.0392 | 0 | 0 | 0 | 0 | 0 | 0 | 0 | 0 | 0 | 0 | 704.1975 | 0 | 0 | 0 | 0 | 0 | 0 | 0 | 0 | 0 | 0% | 0% | 0% | 0% | 0% | 0% | 0% | 0% | 0% | 0% | 0% | [10 empty] | 0 | 0 | 0 | 0 | 0 | 0 | 0 | 0 | 0 | 0 | 0 | 0 | 0 | 0 | 0 | 0 | 0 | 0 | 0 | 0 | 0 | 0 | 0 | 0 | 0 | 0 | 0 | 0 | 0 | 0 | 0 | 0 | 0 | 0 | 0 | 0 | 0 | 0 | 0 | 0
327 | XA09 - RTS Redevelopment - Part II | Replacement - Major Station CBD | Major Station | TRUE | Transformers | Network | Labour - External | 50% | 0 | 0 | 3341.4114 | 0 | 0 | 0 | 0 | 0 | 0 | 0 | 0 | 0 | 0 | 19.3802 | 0 | 0 | 0 | 0 | 0 | 0 | 0 | 0 | 0 | 0 | 160.1961 | 0 | 0 | 0 | 0 | 0 | 0 | 0 | 0 | 0 | 0 | 3520.9877 | 0 | 0 | 0 | 0 | 0 | 0 | 0 | 0 | 0 | 0% | 0% | 0% | 0% | 0% | 0% | 0% | 0% | 0% | 0% | 0% | [10 empty] | 0 | 0 | 0 | 0 | 0 | 0 | 0 | 0 | 0 | 0 | 0 | 0 | 0 | 0 | 0 | 0 | 0 | 0 | 0 | 0 | 0 | 0 | 0 | 0 | 0 | 0 | 0 | 0 | 0 | 0 | 0 | 0 | 0 | 0 | 0 | 0 | 0 | 0 | 0 | 0
328 | XA09 - RTS Redevelopment - Part II | Replacement - Major Station CBD | Major Station | TRUE | Towers and Conductor | Network | Materials | 40% | 0 | 0 | 777.2417 | 0 | 0 | 0 | 0 | 0 | 0 | 0 | 0 | 0 | 0 | 0 | 0 | 0 | 0 | 0 | 0 | 0 | 0 | 0 | 0 | 0 | 37.0482 | 0 | 0 | 0 | 0 | 0 | 0 | 0 | 0 | 0 | 0 | 814.2899 | 0 | 0 | 0 | 0 | 0 | 0 | 0 | 0 | 0 | 0% | 0% | 0% | 0% | 0% | 0% | 0% | 0% | 0% | 0% | 0% | [10 empty] | 0 | 0 | 0 | 0 | 0 | 0 | 0 | 0 | 0 | 0 | 0 | 0 | 0 | 0 | 0 | 0 | 0 | 0 | 0 | 0 | 0 | 0 | 0 | 0 | 0 | 0 | 0 | 0 | 0 | 0 | 0 | 0 | 0 | 0 | 0 | 0 | 0 | 0 | 0 | 0
329 | XA09 - RTS Redevelopment - Part II | Replacement - Major Station CBD | Major Station | TRUE | Towers and Conductor | Network | Labour - Internal | 10% | 0 | 0 | 194.3104 | 0 | 0 | 0 | 0 | 0 | 0 | 0 | 0 | 0 | 0 | 1.127 | 0 | 0 | 0 | 0 | 0 | 0 | 0 | 0 | 0 | 0 | 9.3158 | 0 | 0 | 0 | 0 | 0 | 0 | 0 | 0 | 0 | 0 | 204.7532 | 0 | 0 | 0 | 0 | 0 | 0 | 0 | 0 | 0 | 0% | 0% | 0% | 0% | 0% | 0% | 0% | 0% | 0% | 0% | 0% | [10 empty] | 0 | 0 | 0 | 0 | 0 | 0 | 0 | 0 | 0 | 0 | 0 | 0 | 0 | 0 | 0 | 0 | 0 | 0 | 0 | 0 | 0 | 0 | 0 | 0 | 0 | 0 | 0 | 0 | 0 | 0 | 0 | 0 | 0 | 0 | 0 | 0 | 0 | 0 | 0 | 0
330 | XA09 - RTS Redevelopment - Part II | Replacement - Major Station CBD | Major Station | TRUE | Towers and Conductor | Network | Labour - External | 50% | 0 | 0 | 971.5521 | 0 | 0 | 0 | 0 | 0 | 0 | 0 | 0 | 0 | 0 | 5.635 | 0 | 0 | 0 | 0 | 0 | 0 | 0 | 0 | 0 | 0 | 46.5788 | 0 | 0 | 0 | 0 | 0 | 0 | 0 | 0 | 0 | 0 | 1023.7659 | 0 | 0 | 0 | 0 | 0 | 0 | 0 | 0 | 0 | 0% | 0% | 0% | 0% | 0% | 0% | 0% | 0% | 0% | 0% | 0% | [10 empty] | 0 | 0 | 0 | 0 | 0 | 0 | 0 | 0 | 0 | 0 | 0 | 0 | 0 | 0 | 0 | 0 | 0 | 0 | 0 | 0 | 0 | 0 | 0 | 0 | 0 | 0 | 0 | 0 | 0 | 0 | 0 | 0 | 0 | 0 | 0 | 0 | 0 | 0 | 0 | 0
331 | XA09 - RTS Redevelopment - Part II | Replacement - Major Station CBD | Major Station | TRUE | Establishment | Network | Materials | 40% | 0 | 0 | 501.8254 | 0 | 0 | 0 | 0 | 0 | 0 | 0 | 0 | 0 | 0 | 0 | 0 | 0 | 0 | 0 | 0 | 0 | 0 | 0 | 0 | 0 | 23.9201 | 0 | 0 | 0 | 0 | 0 | 0 | 0 | 0 | 0 | 0 | 525.7455 | 0 | 0 | 0 | 0 | 0 | 0 | 0 | 0 | 0 | 0% | 0% | 0% | 0% | 0% | 0% | 0% | 0% | 0% | 0% | 0% | [10 empty] | 0 | 0 | 0 | 0 | 0 | 0 | 0 | 0 | 0 | 0 | 0 | 0 | 0 | 0 | 0 | 0 | 0 | 0 | 0 | 0 | 0 | 0 | 0 | 0 | 0 | 0 | 0 | 0 | 0 | 0 | 0 | 0 | 0 | 0 | 0 | 0 | 0 | 0 | 0 | 0
332 | XA09 - RTS Redevelopment - Part II | Replacement - Major Station CBD | Major Station | TRUE | Establishment | Network | Labour - Internal | 10% | 0 | 0 | 125.4563 | 0 | 0 | 0 | 0 | 0 | 0 | 0 | 0 | 0 | 0 | 0.72765 | 0 | 0 | 0 | 0 | 0 | 0 | 0 | 0 | 0 | 0 | 6.0147 | 0 | 0 | 0 | 0 | 0 | 0 | 0 | 0 | 0 | 0 | 132.1987 | 0 | 0 | 0 | 0 | 0 | 0 | 0 | 0 | 0 | 0% | 0% | 0% | 0% | 0% | 0% | 0% | 0% | 0% | 0% | 0% | [10 empty] | 0 | 0 | 0 | 0 | 0 | 0 | 0 | 0 | 0 | 0 | 0 | 0 | 0 | 0 | 0 | 0 | 0 | 0 | 0 | 0 | 0 | 0 | 0 | 0 | 0 | 0 | 0 | 0 | 0 | 0 | 0 | 0 | 0 | 0 | 0 | 0 | 0 | 0 | 0 | 0
333 | XA09 - RTS Redevelopment - Part II | Replacement - Major Station CBD | Major Station | TRUE | Establishment | Network | Labour - External | 50% | 0 | 0 | 627.2817 | 0 | 0 | 0 | 0 | 0 | 0 | 0 | 0 | 0 | 0 | 3.6382 | 0 | 0 | 0 | 0 | 0 | 0 | 0 | 0 | 0 | 0 | 30.0736 | 0 | 0 | 0 | 0 | 0 | 0 | 0 | 0 | 0 | 0 | 660.9935 | 0 | 0 | 0 | 0 | 0 | 0 | 0 | 0 | 0 | 0% | 0% | 0% | 0% | 0% | 0% | 0% | 0% | 0% | 0% | 0% | [10 empty] | 0 | 0 | 0 | 0 | 0 | 0 | 0 | 0 | 0 | 0 | 0 | 0 | 0 | 0 | 0 | 0 | 0 | 0 | 0 | 0 | 0 | 0 | 0 | 0 | 0 | 0 | 0 | 0 | 0 | 0 | 0 | 0 | 0 | 0 | 0 | 0 | 0 | 0 | 0 | 0
334 | FBTS 220 & 66 kV CB Replacement Stage 1 | Replacement - Major Station | Major Station | TRUE | Switchgear | Network | Materials | 40% | 0 | 1842.6144 | 998.7247 | 2201.3361 | 786.5725 | 0 | 0 | 0 | 0 | 0 | 0 | 0 | 0 | 0 | 0 | 0 | 0 | 0 | 0 | 0 | 0 | 0 | 0 | 0 | 47.6054 | 149.3849 | 47.8609 | 0 | 0 | 0 | 0 | 0 | 0 | 0 | 1842.6144 | 1046.3301 | 2350.721 | 834.4334 | 0 | 0 | 0 | 0 | 0 | 0 | 0 | 0% | 90% | 10% | 0% | 0% | 0% | 0% | 0% | 0% | 0% | 100% | [10 empty] | 0 | 5307.6002 | 601.0386 | 0 | 0 | 0 | 0 | 0 | 0 | 0 | 0 | 0 | 0 | 0 | 0 | 0 | 0 | 0 | 0 | 0 | 0 | 197.7872 | 47.8609 | 0 | 0 | 0 | 0 | 0 | 0 | 0 | 0 | 5505.3874 | 648.8995 | 0 | 0 | 0 | 0 | 0 | 0 | 0
335 | FBTS 220 & 66 kV CB Replacement Stage 1 | Replacement - Major Station | Major Station | TRUE | Switchgear | Network | Labour - Internal | 10% | 0 | 460.6536 | 249.6812 | 550.334 | 196.6431 | 0 | 0 | 0 | 0 | 0 | 0 | 0 | 0 | 1.4482 | 2.0137 | 1.9414 | 0 | 0 | 0 | 0 | 0 | 0 | 0 | 0 | 11.9704 | 37.4829 | 12.0834 | 0 | 0 | 0 | 0 | 0 | 0 | 0 | 460.6536 | 263.0997 | 589.8306 | 210.6679 | 0 | 0 | 0 | 0 | 0 | 0 | 0 | 0% | 90% | 10% | 0% | 0% | 0% | 0% | 0% | 0% | 0% | 100% | [10 empty] | 0 | 1326.9 | 150.2596 | 0 | 0 | 0 | 0 | 0 | 0 | 0 | 0 | 3.4861 | 1.9414 | 0 | 0 | 0 | 0 | 0 | 0 | 0 | 0 | 49.6536 | 12.0834 | 0 | 0 | 0 | 0 | 0 | 0 | 0 | 0 | 1380.0398 | 164.2844 | 0 | 0 | 0 | 0 | 0 | 0 | 0
336 | FBTS 220 & 66 kV CB Replacement Stage 1 | Replacement - Major Station | Major Station | TRUE | Switchgear | Network | Labour - External | 50% | 0 | 2303.268 | 1248.4059 | 2751.6702 | 983.2156 | 0 | 0 | 0 | 0 | 0 | 0 | 0 | 0 | 7.2408 | -7.2331 | -1.4337 | 0 | 0 | 0 | 0 | 0 | 0 | 0 | 0 | 59.8519 | 186.2403 | 59.7389 | 0 | 0 | 0 | 0 | 0 | 0 | 0 | 2303.268 | 1315.4985 | 2930.6773 | 1041.5208 | 0 | 0 | 0 | 0 | 0 | 0 | 0 | 0% | 90% | 10% | 0% | 0% | 0% | 0% | 0% | 0% | 0% | 100% | [10 empty] | 0 | 6634.5002 | 751.2982 | 0 | 0 | 0 | 0 | 0 | 0 | 0 | 0 | 0.12885 | -1.4337 | 0 | 0 | 0 | 0 | 0 | 0 | 0 | 0 | 247.0941 | 59.7389 | 0 | 0 | 0 | 0 | 0 | 0 | 0 | 0 | 6881.7232 | 809.6034 | 0 | 0 | 0 | 0 | 0 | 0 | 0
337 | HWPS 220kV CB Replacement - Stage 4 | Replacement - Major Station | Major Station | TRUE | Switchgear | Network | Materials | 40% | 0 | 3419.9715 | 430.1366 | 941.6919 | 783.1406 | 1023.0266 | 0 | 0 | 0 | 0 | 0 | 0 | 0 | 0 | 0 | 0 | 0 | 0 | 0 | 0 | 0 | 0 | 0 | 0 | 20.503 | 63.9042 | 47.6521 | 49.1756 | 0 | 0 | 0 | 0 | 0 | 0 | 3419.9715 | 450.6396 | 1005.596 | 830.7927 | 1072.2022 | 0 | 0 | 0 | 0 | 0 | 0 | 20% | 40% | 30% | 10% | 0% | 0% | 0% | 0% | 0% | 0% | 100% | [10 empty] | 1313.1212 | 2670.2058 | 2041.0453 | 693.1087 | 0 | 0 | 0 | 0 | 0 | 0 | 0 | 0 | 0 | 0 | 0 | 0 | 0 | 0 | 0 | 0 | 20.503 | 48.1228 | 71.2204 | 41.5509 | 0 | 0 | 0 | 0 | 0 | 0 | 1333.6241 | 2718.3286 | 2112.2657 | 734.6596 | 0 | 0 | 0 | 0 | 0 | 0
338 | HWPS 220kV CB Replacement - Stage 4 | Replacement - Major Station | Major Station | TRUE | Switchgear | Network | Labour - Internal | 10% | 0 | 854.9929 | 107.5342 | 235.423 | 195.7851 | 255.7567 | 0 | 0 | 0 | 0 | 0 | 0 | 0 | 0.6237 | 0.86142 | 1.933 | 3.8671 | 0 | 0 | 0 | 0 | 0 | 0 | 0 | 5.1555 | 16.0345 | 12.0306 | 12.4798 | 0 | 0 | 0 | 0 | 0 | 0 | 854.9929 | 113.3133 | 252.3189 | 209.7488 | 272.1035 | 0 | 0 | 0 | 0 | 0 | 0 | 20% | 40% | 30% | 10% | 0% | 0% | 0% | 0% | 0% | 0% | 100% | [10 empty] | 328.2803 | 667.5515 | 510.2613 | 173.2772 | 0 | 0 | 0 | 0 | 0 | 0 | 0.6237 | 0.58293 | 2.4099 | 3.6704 | 0 | 0 | 0 | 0 | 0 | 0 | 5.1555 | 12.0726 | 17.9512 | 10.5618 | 0 | 0 | 0 | 0 | 0 | 0 | 334.0595 | 680.207 | 530.6223 | 187.5093 | 0 | 0 | 0 | 0 | 0 | 0
339 | HWPS 220kV CB Replacement - Stage 4 | Replacement - Major Station | Major Station | TRUE | Switchgear | Network | Labour - External | 50% | 0 | 4274.9644 | 537.6708 | 1177.1148 | 978.9257 | 1278.7833 | 0 | 0 | 0 | 0 | 0 | 0 | 0 | 3.1185 | -3.0942 | -1.4275 | 3.2056 | 0 | 0 | 0 | 0 | 0 | 0 | 0 | 25.7774 | 79.6702 | 59.4783 | 61.6236 | 0 | 0 | 0 | 0 | 0 | 0 | 4274.9644 | 566.5666 | 1253.6909 | 1036.9766 | 1343.6124 | 0 | 0 | 0 | 0 | 0 | 0 | 20% | 40% | 30% | 10% | 0% | 0% | 0% | 0% | 0% | 0% | 100% | [10 empty] | 1641.4014 | 3337.7573 | 2551.3066 | 866.3859 | 0 | 0 | 0 | 0 | 0 | 0 | 3.1185 | -3.1084 | -1.4883 | 3.2823 | 0 | 0 | 0 | 0 | 0 | 0 | 25.7774 | 59.9544 | 88.9193 | 52.101 | 0 | 0 | 0 | 0 | 0 | 0 | 1670.2973 | 3394.6033 | 2638.7376 | 921.7693 | 0 | 0 | 0 | 0 | 0 | 0
340 | FBTS Transformer and CB Replacement | Replacement - Major Station | Major Station | TRUE | Secondary | Network | Materials | 40% | 0 | 219.1673 | 173.3869 | 202.6936 | 102.1459 | 0 | 0 | 0 | 0 | 0 | 0 | 0 | 0 | 0 | 0 | 0 | 0 | 0 | 0 | 0 | 0 | 0 | 0 | 0 | 8.2647 | 13.755 | 6.2153 | 0 | 0 | 0 | 0 | 0 | 0 | 0 | 219.1673 | 181.6516 | 216.4486 | 108.3612 | 0 | 0 | 0 | 0 | 0 | 0 | 0 | 0% | 83% | 17% | 0% | 0% | 0% | 0% | 0% | 0% | 0% | 100% | [10 empty] | 0 | 586.183 | 122.3632 | 0 | 0 | 0 | 0 | 0 | 0 | 0 | 0 | 0 | 0 | 0 | 0 | 0 | 0 | 0 | 0 | 0 | 0 | 22.158 | 6.2153 | 0 | 0 | 0 | 0 | 0 | 0 | 0 | 0 | 608.341 | 128.5785 | 0 | 0 | 0 | 0 | 0 | 0 | 0
341 | FBTS Transformer and CB Replacement | Replacement - Major Station | Major Station | TRUE | Secondary | Network | Labour - Internal | 10% | 0 | 54.7918 | 43.3467 | 50.6734 | 25.5365 | 0 | 0 | 0 | 0 | 0 | 0 | 0 | 0 | 0.25141 | 0.18542 | 0.25212 | 0 | 0 | 0 | 0 | 0 | 0 | 0 | 0 | 2.0782 | 3.4513 | 1.5692 | 0 | 0 | 0 | 0 | 0 | 0 | 0 | 54.7918 | 45.6763 | 54.3102 | 27.3578 | 0 | 0 | 0 | 0 | 0 | 0 | 0 | 0% | 83% | 17% | 0% | 0% | 0% | 0% | 0% | 0% | 0% | 100% | [10 empty] | 0 | 146.5457 | 30.5908 | 0 | 0 | 0 | 0 | 0 | 0 | 0 | 0 | 0.44104 | 0.25212 | 0 | 0 | 0 | 0 | 0 | 0 | 0 | 0 | 5.5643 | 1.5692 | 0 | 0 | 0 | 0 | 0 | 0 | 0 | 0 | 152.5511 | 32.4121 | 0 | 0 | 0 | 0 | 0 | 0 | 0
342 | FBTS Transformer and CB Replacement | Replacement - Major Station | Major Station | TRUE | Secondary | Network | Labour - External | 50% | 0 | 273.9591 | 216.7336 | 253.367 | 127.6824 | 0 | 0 | 0 | 0 | 0 | 0 | 0 | 0 | 1.2571 | -0.66601 | -0.18618 | 0 | 0 | 0 | 0 | 0 | 0 | 0 | 0 | 10.3908 | 17.1486 | 7.7578 | 0 | 0 | 0 | 0 | 0 | 0 | 0 | 273.9591 | 228.3815 | 269.8496 | 135.254 | 0 | 0 | 0 | 0 | 0 | 0 | 0 | 0% | 83% | 17% | 0% | 0% | 0% | 0% | 0% | 0% | 0% | 100% | [10 empty] | 0 | 732.7287 | 152.9539 | 0 | 0 | 0 | 0 | 0 | 0 | 0 | 0 | 0.61209 | -0.18618 | 0 | 0 | 0 | 0 | 0 | 0 | 0 | 0 | 27.7133 | 7.7578 | 0 | 0 | 0 | 0 | 0 | 0 | 0 | 0 | 761.0541 | 160.5256 | 0 | 0 | 0 | 0 | 0 | 0 | 0
343 | FBTS Transformer and CB Replacement | Replacement - Major Station | Major Station | TRUE | Switchgear | Network | Materials | 40% | 0 | 687.0718 | 543.554 | 635.4282 | 320.2193 | 0 | 0 | 0 | 0 | 0 | 0 | 0 | 0 | 0 | 0 | 0 | 0 | 0 | 0 | 0 | 0 | 0 | 0 | 0 | 25.9092 | 43.1208 | 19.4845 | 0 | 0 | 0 | 0 | 0 | 0 | 0 | 687.0718 | 569.4632 | 678.549 | 339.7038 | 0 | 0 | 0 | 0 | 0 | 0 | 0 | 0% | 83% | 17% | 0% | 0% | 0% | 0% | 0% | 0% | 0% | 100% | [10 empty] | 0 | 1837.6363 | 383.5986 | 0 | 0 | 0 | 0 | 0 | 0 | 0 | 0 | 0 | 0 | 0 | 0 | 0 | 0 | 0 | 0 | 0 | 0 | 69.4637 | 19.4845 | 0 | 0 | 0 | 0 | 0 | 0 | 0 | 0 | 1907.1 | 403.0831 | 0 | 0 | 0 | 0 | 0 | 0 | 0
344 | FBTS Transformer and CB Replacement | Replacement - Major Station | Major Station | TRUE | Switchgear | Network | Labour - Internal | 10% | 0 | 171.7679 | 135.8885 | 158.857 | 80.0548 | 0 | 0 | 0 | 0 | 0 | 0 | 0 | 0 | 0.78815 | 0.58127 | 0.79037 | 0 | 0 | 0 | 0 | 0 | 0 | 0 | 0 | 6.5149 | 10.8196 | 4.9192 | 0 | 0 | 0 | 0 | 0 | 0 | 0 | 171.7679 | 143.1915 | 170.258 | 85.7644 | 0 | 0 | 0 | 0 | 0 | 0 | 0 | 0% | 83% | 17% | 0% | 0% | 0% | 0% | 0% | 0% | 0% | 100% | [10 empty] | 0 | 459.4091 | 95.8997 | 0 | 0 | 0 | 0 | 0 | 0 | 0 | 0 | 1.3826 | 0.79037 | 0 | 0 | 0 | 0 | 0 | 0 | 0 | 0 | 17.4436 | 4.9192 | 0 | 0 | 0 | 0 | 0 | 0 | 0 | 0 | 478.2353 | 101.6093 | 0 | 0 | 0 | 0 | 0 | 0 | 0
345 | FBTS Transformer and CB Replacement | Replacement - Major Station | Major Station | TRUE | Switchgear | Network | Labour - External | 50% | 0 | 858.8397 | 679.4425 | 794.2852 | 400.2741 | 0 | 0 | 0 | 0 | 0 | 0 | 0 | 0 | 3.9408 | -2.0879 | -0.58367 | 0 | 0 | 0 | 0 | 0 | 0 | 0 | 0 | 32.5743 | 53.7593 | 24.3201 | 0 | 0 | 0 | 0 | 0 | 0 | 0 | 858.8397 | 715.9576 | 845.9567 | 424.0105 | 0 | 0 | 0 | 0 | 0 | 0 | 0 | 0% | 83% | 17% | 0% | 0% | 0% | 0% | 0% | 0% | 0% | 100% | [10 empty] | 0 | 2297.0454 | 479.4983 | 0 | 0 | 0 | 0 | 0 | 0 | 0 | 0 | 1.9189 | -0.58367 | 0 | 0 | 0 | 0 | 0 | 0 | 0 | 0 | 86.8789 | 24.3201 | 0 | 0 | 0 | 0 | 0 | 0 | 0 | 0 | 2385.8432 | 503.2347 | 0 | 0 | 0 | 0 | 0 | 0 | 0
346 | FBTS Transformer and CB Replacement | Replacement - Major Station | Major Station | TRUE | Transformers | Network | Materials | 40% | 0 | 551.648 | 436.418 | 510.1835 | 257.1031 | 0 | 0 | 0 | 0 | 0 | 0 | 0 | 0 | 0 | 0 | 0 | 0 | 0 | 0 | 0 | 0 | 0 | 0 | 0 | 20.8024 | 34.6216 | 15.6441 | 0 | 0 | 0 | 0 | 0 | 0 | 0 | 551.648 | 457.2203 | 544.805 | 272.7472 | 0 | 0 | 0 | 0 | 0 | 0 | 0 | 0% | 83% | 17% | 0% | 0% | 0% | 0% | 0% | 0% | 0% | 100% | [10 empty] | 0 | 1475.433 | 307.9902 | 0 | 0 | 0 | 0 | 0 | 0 | 0 | 0 | 0 | 0 | 0 | 0 | 0 | 0 | 0 | 0 | 0 | 0 | 55.7722 | 15.6441 | 0 | 0 | 0 | 0 | 0 | 0 | 0 | 0 | 1531.2052 | 323.6343 | 0 | 0 | 0 | 0 | 0 | 0 | 0
347 | FBTS Transformer and CB Replacement | Replacement - Major Station | Major Station | TRUE | Transformers | Network | Labour - Internal | 10% | 0 | 137.912 | 109.1045 | 127.5459 | 64.2758 | 0 | 0 | 0 | 0 | 0 | 0 | 0 | 0 | 0.63281 | 0.4667 | 0.63459 | 0 | 0 | 0 | 0 | 0 | 0 | 0 | 0 | 5.2308 | 8.6871 | 3.9496 | 0 | 0 | 0 | 0 | 0 | 0 | 0 | 137.912 | 114.9681 | 136.6996 | 68.86 | 0 | 0 | 0 | 0 | 0 | 0 | 0 | 0% | 83% | 17% | 0% | 0% | 0% | 0% | 0% | 0% | 0% | 100% | [10 empty] | 0 | 368.8582 | 76.9976 | 0 | 0 | 0 | 0 | 0 | 0 | 0 | 0 | 1.1101 | 0.63459 | 0 | 0 | 0 | 0 | 0 | 0 | 0 | 0 | 14.0054 | 3.9496 | 0 | 0 | 0 | 0 | 0 | 0 | 0 | 0 | 383.9737 | 81.5818 | 0 | 0 | 0 | 0 | 0 | 0 | 0
348 | FBTS Transformer and CB Replacement | Replacement - Major Station | Major Station | TRUE | Transformers | Network | Labour - External | 50% | 0 | 689.56 | 545.5225 | 637.7293 | 321.3789 | 0 | 0 | 0 | 0 | 0 | 0 | 0 | 0 | 3.164 | -1.6764 | -0.46863 | 0 | 0 | 0 | 0 | 0 | 0 | 0 | 0 | 26.1538 | 43.1632 | 19.5266 | 0 | 0 | 0 | 0 | 0 | 0 | 0 | 689.56 | 574.8403 | 679.2162 | 340.4369 | 0 | 0 | 0 | 0 | 0 | 0 | 0 | 0% | 83% | 17% | 0% | 0% | 0% | 0% | 0% | 0% | 0% | 100% | [10 empty] | 0 | 1844.2912 | 384.9878 | 0 | 0 | 0 | 0 | 0 | 0 | 0 | 0 | 1.5406 | -0.46863 | 0 | 0 | 0 | 0 | 0 | 0 | 0 | 0 | 69.7548 | 19.5266 | 0 | 0 | 0 | 0 | 0 | 0 | 0 | 0 | 1915.5867 | 404.0457 | 0 | 0 | 0 | 0 | 0 | 0 | 0
349 | FBTS Transformer and CB Replacement | Replacement - Major Station | Major Station | TRUE | Towers and Conductor | Network | Materials | 40% | 0 | 23.7685 | 18.8036 | 21.9819 | 11.0776 | 0 | 0 | 0 | 0 | 0 | 0 | 0 | 0 | 0 | 0 | 0 | 0 | 0 | 0 | 0 | 0 | 0 | 0 | 0 | 0.8963 | 1.4917 | 0.67404 | 0 | 0 | 0 | 0 | 0 | 0 | 0 | 23.7685 | 19.6999 | 23.4736 | 11.7517 | 0 | 0 | 0 | 0 | 0 | 0 | 0 | 0% | 83% | 17% | 0% | 0% | 0% | 0% | 0% | 0% | 0% | 100% | [10 empty] | 0 | 63.5709 | 13.2701 | 0 | 0 | 0 | 0 | 0 | 0 | 0 | 0 | 0 | 0 | 0 | 0 | 0 | 0 | 0 | 0 | 0 | 0 | 2.403 | 0.67404 | 0 | 0 | 0 | 0 | 0 | 0 | 0 | 0 | 65.9739 | 13.9442 | 0 | 0 | 0 | 0 | 0 | 0 | 0
350 | FBTS Transformer and CB Replacement | Replacement - Major Station | Major Station | TRUE | Towers and Conductor | Network | Labour - Internal | 10% | 0 | 5.9421 | 4.7009 | 5.4955 | 2.7694 | 0 | 0 | 0 | 0 | 0 | 0 | 0 | 0 | 0.027265 | 0.020108 | 0.027342 | 0 | 0 | 0 | 0 | 0 | 0 | 0 | 0 | 0.22537 | 0.37429 | 0.17017 | 0 | 0 | 0 | 0 | 0 | 0 | 0 | 5.9421 | 4.9535 | 5.8899 | 2.9669 | 0 | 0 | 0 | 0 | 0 | 0 | 0 | 0% | 83% | 17% | 0% | 0% | 0% | 0% | 0% | 0% | 0% | 100% | [10 empty] | 0 | 15.8927 | 3.3175 | 0 | 0 | 0 | 0 | 0 | 0 | 0 | 0 | 0.04783 | 0.027342 | 0 | 0 | 0 | 0 | 0 | 0 | 0 | 0 | 0.60344 | 0.17017 | 0 | 0 | 0 | 0 | 0 | 0 | 0 | 0 | 16.544 | 3.5151 | 0 | 0 | 0 | 0 | 0 | 0 | 0
351 | FBTS Transformer and CB Replacement | Replacement - Major Station | Major Station | TRUE | Towers and Conductor | Network | Labour - External | 50% | 0 | 29.7106 | 23.5045 | 27.4774 | 13.847 | 0 | 0 | 0 | 0 | 0 | 0 | 0 | 0 | 0.13633 | -0.072228 | -0.020191 | 0 | 0 | 0 | 0 | 0 | 0 | 0 | 0 | 1.1269 | 1.8597 | 0.84133 | 0 | 0 | 0 | 0 | 0 | 0 | 0 | 29.7106 | 24.7677 | 29.2649 | 14.6682 | 0 | 0 | 0 | 0 | 0 | 0 | 0 | 0% | 83% | 17% | 0% | 0% | 0% | 0% | 0% | 0% | 0% | 100% | [10 empty] | 0 | 79.4636 | 16.5877 | 0 | 0 | 0 | 0 | 0 | 0 | 0 | 0 | 0.066381 | -0.020191 | 0 | 0 | 0 | 0 | 0 | 0 | 0 | 0 | 3.0055 | 0.84133 | 0 | 0 | 0 | 0 | 0 | 0 | 0 | 0 | 82.5355 | 17.4088 | 0 | 0 | 0 | 0 | 0 | 0 | 0
352 | FBTS Transformer and CB Replacement | Replacement - Major Station | Major Station | TRUE | Establishment | Network | Materials | 40% | 0 | 190.4885 | 150.6987 | 176.1705 | 88.7798 | 0 | 0 | 0 | 0 | 0 | 0 | 0 | 0 | 0 | 0 | 0 | 0 | 0 | 0 | 0 | 0 | 0 | 0 | 0 | 7.1832 | 11.9551 | 5.402 | 0 | 0 | 0 | 0 | 0 | 0 | 0 | 190.4885 | 157.8819 | 188.1256 | 94.1818 | 0 | 0 | 0 | 0 | 0 | 0 | 0 | 0% | 83% | 17% | 0% | 0% | 0% | 0% | 0% | 0% | 0% | 100% | [10 empty] | 0 | 509.479 | 106.3515 | 0 | 0 | 0 | 0 | 0 | 0 | 0 | 0 | 0 | 0 | 0 | 0 | 0 | 0 | 0 | 0 | 0 | 0 | 19.2586 | 5.402 | 0 | 0 | 0 | 0 | 0 | 0 | 0 | 0 | 528.7376 | 111.7536 | 0 | 0 | 0 | 0 | 0 | 0 | 0
353 | FBTS Transformer and CB Replacement | Replacement - Major Station | Major Station | TRUE | Establishment | Network | Labour - Internal | 10% | 0 | 47.6221 | 37.6747 | 44.0426 | 22.195 | 0 | 0 | 0 | 0 | 0 | 0 | 0 | 0 | 0.21851 | 0.16115 | 0.21913 | 0 | 0 | 0 | 0 | 0 | 0 | 0 | 0 | 1.8062 | 2.9997 | 1.3638 | 0 | 0 | 0 | 0 | 0 | 0 | 0 | 47.6221 | 39.6994 | 47.2035 | 23.7779 | 0 | 0 | 0 | 0 | 0 | 0 | 0 | 0% | 83% | 17% | 0% | 0% | 0% | 0% | 0% | 0% | 0% | 100% | [10 empty] | 0 | 127.3698 | 26.5879 | 0 | 0 | 0 | 0 | 0 | 0 | 0 | 0 | 0.38333 | 0.21913 | 0 | 0 | 0 | 0 | 0 | 0 | 0 | 0 | 4.8362 | 1.3638 | 0 | 0 | 0 | 0 | 0 | 0 | 0 | 0 | 132.5893 | 28.1709 | 0 | 0 | 0 | 0 | 0 | 0 | 0
354 | FBTS Transformer and CB Replacement | Replacement - Major Station | Major Station | TRUE | Establishment | Network | Labour - External | 50% | 0 | 238.1107 | 188.3733 | 220.2131 | 110.9748 | 0 | 0 | 0 | 0 | 0 | 0 | 0 | 0 | 1.0926 | -0.57886 | -0.16182 | 0 | 0 | 0 | 0 | 0 | 0 | 0 | 0 | 9.0311 | 14.9046 | 6.7427 | 0 | 0 | 0 | 0 | 0 | 0 | 0 | 238.1107 | 198.497 | 234.5389 | 117.5556 | 0 | 0 | 0 | 0 | 0 | 0 | 0 | 0% | 83% | 17% | 0% | 0% | 0% | 0% | 0% | 0% | 0% | 100% | [10 empty] | 0 | 636.8488 | 132.9394 | 0 | 0 | 0 | 0 | 0 | 0 | 0 | 0 | 0.532 | -0.16182 | 0 | 0 | 0 | 0 | 0 | 0 | 0 | 0 | 24.0869 | 6.7427 | 0 | 0 | 0 | 0 | 0 | 0 | 0 | 0 | 661.4677 | 139.5203 | 0 | 0 | 0 | 0 | 0 | 0 | 0
355 | FBTS Transformer and CB Replacement | Replacement - Major Station | Major Station | TRUE | Communications | Network | Materials | 40% | 0 | 5.5866 | 4.4197 | 5.1667 | 2.6037 | 0 | 0 | 0 | 0 | 0 | 0 | 0 | 0 | 0 | 0 | 0 | 0 | 0 | 0 | 0 | 0 | 0 | 0 | 0 | 0.21067 | 0.35062 | 0.15843 | 0 | 0 | 0 | 0 | 0 | 0 | 0 | 5.5866 | 4.6303 | 5.5173 | 2.7621 | 0 | 0 | 0 | 0 | 0 | 0 | 0 | 0% | 83% | 17% | 0% | 0% | 0% | 0% | 0% | 0% | 0% | 100% | [10 empty] | 0 | 14.9419 | 3.1191 | 0 | 0 | 0 | 0 | 0 | 0 | 0 | 0 | 0 | 0 | 0 | 0 | 0 | 0 | 0 | 0 | 0 | 0 | 0.56481 | 0.15843 | 0 | 0 | 0 | 0 | 0 | 0 | 0 | 0 | 15.5067 | 3.2775 | 0 | 0 | 0 | 0 | 0 | 0 | 0
356 | FBTS Transformer and CB Replacement | Replacement - Major Station | Major Station | TRUE | Communications | Network | Labour - Internal | 10% | 0 | 1.3967 | 1.1049 | 1.2917 | 0.65093 | 0 | 0 | 0 | 0 | 0 | 0 | 0 | 0 | 0.0064085 | 0.0047263 | 0.0064266 | 0 | 0 | 0 | 0 | 0 | 0 | 0 | 0 | 0.052973 | 0.087975 | 0.039998 | 0 | 0 | 0 | 0 | 0 | 0 | 0 | 1.3967 | 1.1643 | 1.3844 | 0.69735 | 0 | 0 | 0 | 0 | 0 | 0 | 0 | 0% | 83% | 17% | 0% | 0% | 0% | 0% | 0% | 0% | 0% | 100% | [10 empty] | 0 | 3.7355 | 0.77976 | 0 | 0 | 0 | 0 | 0 | 0 | 0 | 0 | 0.011242 | 0.0064266 | 0 | 0 | 0 | 0 | 0 | 0 | 0 | 0 | 0.14183 | 0.039998 | 0 | 0 | 0 | 0 | 0 | 0 | 0 | 0 | 3.8886 | 0.82619 | 0 | 0 | 0 | 0 | 0 | 0 | 0
357 | FBTS Transformer and CB Replacement | Replacement - Major Station | Major Station | TRUE | Communications | Network | Labour - External | 50% | 0 | 6.9833 | 5.5246 | 6.4584 | 3.2546 | 0 | 0 | 0 | 0 | 0 | 0 | 0 | 0 | 0.032043 | -0.016977 | -0.0047459 | 0 | 0 | 0 | 0 | 0 | 0 | 0 | 0 | 0.26486 | 0.43712 | 0.19775 | 0 | 0 | 0 | 0 | 0 | 0 | 0 | 6.9833 | 5.8215 | 6.8785 | 3.4477 | 0 | 0 | 0 | 0 | 0 | 0 | 0 | 0% | 83% | 17% | 0% | 0% | 0% | 0% | 0% | 0% | 0% | 100% | [10 empty] | 0 | 18.6774 | 3.8988 | 0 | 0 | 0 | 0 | 0 | 0 | 0 | 0 | 0.015602 | -0.0047459 | 0 | 0 | 0 | 0 | 0 | 0 | 0 | 0 | 0.70642 | 0.19775 | 0 | 0 | 0 | 0 | 0 | 0 | 0 | 0 | 19.3994 | 4.0918 | 0 | 0 | 0 | 0 | 0 | 0 | 0
358 | HYTS 500kV CB Replacement | Replacement - Major Station | Major Station | TRUE | Switchgear | Network | Materials | 40% | 0 | 1863.3825 | 400.1801 | 2322.5333 | 370.0825 | 0 | 0 | 0 | 0 | 0 | 0 | 0 | 0 | 0 | 0 | 0 | 0 | 0 | 0 | 0 | 0 | 0 | 0 | 0 | 19.0751 | 157.6095 | 22.5186 | 0 | 0 | 0 | 0 | 0 | 0 | 0 | 1863.3825 | 419.2551 | 2480.1428 | 392.6011 | 0 | 0 | 0 | 0 | 0 | 0 | 0 | 0% | 100% | 0% | 0% | 0% | 0% | 0% | 0% | 0% | 0% | 100% | [10 empty] | 0 | 5022.8242 | 0 | 0 | 0 | 0 | 0 | 0 | 0 | 0 | 0 | 0 | 0 | 0 | 0 | 0 | 0 | 0 | 0 | 0 | 0 | 177.0039 | 0 | 0 | 0 | 0 | 0 | 0 | 0 | 0 | 0 | 5199.8281 | 0 | 0 | 0 | 0 | 0 | 0 | 0 | 0
359 | HYTS 500kV CB Replacement | Replacement - Major Station | Major Station | TRUE | Switchgear | Network | Labour - Internal | 10% | 0 | 465.8456 | 100.045 | 580.6333 | 92.5206 | 0 | 0 | 0 | 0 | 0 | 0 | 0 | 0 | 0.58026 | 2.1246 | 0.91345 | 0 | 0 | 0 | 0 | 0 | 0 | 0 | 0 | 4.7964 | 39.5465 | 5.6852 | 0 | 0 | 0 | 0 | 0 | 0 | 0 | 465.8456 | 105.4217 | 622.3045 | 99.1193 | 0 | 0 | 0 | 0 | 0 | 0 | 0 | 0% | 100% | 0% | 0% | 0% | 0% | 0% | 0% | 0% | 0% | 100% | [10 empty] | 0 | 1255.7061 | 0 | 0 | 0 | 0 | 0 | 0 | 0 | 0 | 0 | 2.7145 | 0 | 0 | 0 | 0 | 0 | 0 | 0 | 0 | 0 | 44.4233 | 0 | 0 | 0 | 0 | 0 | 0 | 0 | 0 | 0 | 1302.8439 | 0 | 0 | 0 | 0 | 0 | 0 | 0 | 0
360 | HYTS 500kV CB Replacement | Replacement - Major Station | Major Station | TRUE | Switchgear | Network | Labour - External | 50% | 0 | 2329.2281 | 500.2251 | 2903.1667 | 462.6031 | 0 | 0 | 0 | 0 | 0 | 0 | 0 | 0 | 2.9013 | -7.6313 | -0.67456 | 0 | 0 | 0 | 0 | 0 | 0 | 0 | 0 | 23.9821 | 196.494 | 28.1072 | 0 | 0 | 0 | 0 | 0 | 0 | 0 | 2329.2281 | 527.1085 | 3092.0293 | 490.0357 | 0 | 0 | 0 | 0 | 0 | 0 | 0 | 0% | 100% | 0% | 0% | 0% | 0% | 0% | 0% | 0% | 0% | 100% | [10 empty] | 0 | 6278.5303 | 0 | 0 | 0 | 0 | 0 | 0 | 0 | 0 | 0 | -4.6815 | 0 | 0 | 0 | 0 | 0 | 0 | 0 | 0 | 0 | 220.8776 | 0 | 0 | 0 | 0 | 0 | 0 | 0 | 0 | 0 | 6494.7264 | 0 | 0 | 0 | 0 | 0 | 0 | 0 | 0
361 | SMTS H2 Transformer Replacement Stage 1 | Replacement - Major Station | Major Station | TRUE | Transformers | Network | Materials | 40% | 0 | 308.9762 | 250.3487 | 2.2427 | 0 | 0 | 0 | 0 | 0 | 0 | 0 | 0 | 0 | 0 | 0 | 0 | 0 | 0 | 0 | 0 | 0 | 0 | 0 | 0 | 11.9332 | 0.15219 | 0 | 0 | 0 | 0 | 0 | 0 | 0 | 0 | 308.9762 | 262.2819 | 2.3949 | 0 | 0 | 0 | 0 | 0 | 0 | 0 | 0 | 90% | 10% | 0% | 0% | 0% | 0% | 0% | 0% | 0% | 0% | 100% | [10 empty] | 510.6197 | 57.6853 | 0 | 0 | 0 | 0 | 0 | 0 | 0 | 0 | 0 | 0 | 0 | 0 | 0 | 0 | 0 | 0 | 0 | 0 | 11.9332 | 0.15219 | 0 | 0 | 0 | 0 | 0 | 0 | 0 | 0 | 522.5529 | 57.8375 | 0 | 0 | 0 | 0 | 0 | 0 | 0 | 0
362 | SMTS H2 Transformer Replacement Stage 1 | Replacement - Major Station | Major Station | TRUE | Transformers | Network | Labour - Internal | 10% | 0 | 77.2441 | 62.5872 | 0.56068 | 0 | 0 | 0 | 0 | 0 | 0 | 0 | 0 | 0 | 0.36301 | 0.0020516 | 0 | 0 | 0 | 0 | 0 | 0 | 0 | 0 | 0 | 3.0006 | 0.038187 | 0 | 0 | 0 | 0 | 0 | 0 | 0 | 0 | 77.2441 | 65.9508 | 0.60092 | 0 | 0 | 0 | 0 | 0 | 0 | 0 | 0 | 90% | 10% | 0% | 0% | 0% | 0% | 0% | 0% | 0% | 0% | 100% | [10 empty] | 127.6549 | 14.4213 | 0 | 0 | 0 | 0 | 0 | 0 | 0 | 0 | 0.36301 | 0.0020516 | 0 | 0 | 0 | 0 | 0 | 0 | 0 | 0 | 3.0006 | 0.038187 | 0 | 0 | 0 | 0 | 0 | 0 | 0 | 0 | 131.0185 | 14.4616 | 0 | 0 | 0 | 0 | 0 | 0 | 0 | 0
363 | SMTS H2 Transformer Replacement Stage 1 | Replacement - Major Station | Major Station | TRUE | Transformers | Network | Labour - External | 50% | 0 | 386.2203 | 312.9359 | 2.8034 | 0 | 0 | 0 | 0 | 0 | 0 | 0 | 0 | 0 | 1.815 | -0.0073691 | 0 | 0 | 0 | 0 | 0 | 0 | 0 | 0 | 0 | 15.003 | 0.18974 | 0 | 0 | 0 | 0 | 0 | 0 | 0 | 0 | 386.2203 | 329.7539 | 2.9858 | 0 | 0 | 0 | 0 | 0 | 0 | 0 | 0 | 90% | 10% | 0% | 0% | 0% | 0% | 0% | 0% | 0% | 0% | 100% | [10 empty] | 638.2747 | 72.1066 | 0 | 0 | 0 | 0 | 0 | 0 | 0 | 0 | 1.815 | -0.0073691 | 0 | 0 | 0 | 0 | 0 | 0 | 0 | 0 | 15.003 | 0.18974 | 0 | 0 | 0 | 0 | 0 | 0 | 0 | 0 | 655.0927 | 72.289 | 0 | 0 | 0 | 0 | 0 | 0 | 0 | 0
364 | L1 & L2 DDTS & SMTS Disconn/E SW Repl. | Replacement - Major Station | Major Station | TRUE | Switchgear | Network | Materials | 40% | 0 | 0 | 30.6599 | 506.3366 | 604.7444 | 1146.4533 | 0 | 0 | 0 | 0 | 0 | 0 | 0 | 0 | 0 | 0 | 0 | 0 | 0 | 0 | 0 | 0 | 0 | 0 | 1.4614 | 34.3605 | 36.7971 | 55.1086 | 0 | 0 | 0 | 0 | 0 | 0 | 0 | 32.1213 | 540.6971 | 641.5416 | 1201.5619 | 0 | 0 | 0 | 0 | 0 | 0 | 0% | 0% | 50% | 50% | 0% | 0% | 0% | 0% | 0% | 0% | 100% | [10 empty] | 0 | 0 | 1138.9526 | 1160.3142 | 0 | 0 | 0 | 0 | 0 | 0 | 0 | 0 | 0 | 0 | 0 | 0 | 0 | 0 | 0 | 0 | 0 | 0 | 73.3307 | 55.1086 | 0 | 0 | 0 | 0 | 0 | 0 | 0 | 0 | 1212.2833 | 1215.4227 | 0 | 0 | 0 | 0 | 0 | 0
365 | L1 & L2 DDTS & SMTS Disconn/E SW Repl. | Replacement - Major Station | Major Station | TRUE | Switchgear | Network | Labour - Internal | 10% | 0 | 0 | 7.665 | 126.5841 | 151.1861 | 286.6133 | 0 | 0 | 0 | 0 | 0 | 0 | 0 | 0.044457 | 0.46318 | 1.4926 | 4.3336 | 0 | 0 | 0 | 0 | 0 | 0 | 0 | 0.36748 | 8.6216 | 9.2901 | 13.9855 | 0 | 0 | 0 | 0 | 0 | 0 | 0 | 8.0769 | 135.6689 | 161.9689 | 304.9324 | 0 | 0 | 0 | 0 | 0 | 0 | 0% | 0% | 50% | 50% | 0% | 0% | 0% | 0% | 0% | 0% | 100% | [10 empty] | 0 | 0 | 284.7381 | 290.0785 | 0 | 0 | 0 | 0 | 0 | 0 | 0 | 0 | 2.0108 | 4.3336 | 0 | 0 | 0 | 0 | 0 | 0 | 0 | 0 | 18.4577 | 13.9855 | 0 | 0 | 0 | 0 | 0 | 0 | 0 | 0 | 305.2066 | 308.3976 | 0 | 0 | 0 | 0 | 0 | 0
366 | L1 & L2 DDTS & SMTS Disconn/E SW Repl. | Replacement - Major Station | Major Station | TRUE | Switchgear | Network | Labour - External | 50% | 0 | 0 | 38.3249 | 632.9207 | 755.9305 | 1433.0667 | 0 | 0 | 0 | 0 | 0 | 0 | 0 | 0.22228 | -1.6637 | -1.1023 | 3.5923 | 0 | 0 | 0 | 0 | 0 | 0 | 0 | 1.8374 | 42.8377 | 45.9294 | 69.0584 | 0 | 0 | 0 | 0 | 0 | 0 | 0 | 40.3845 | 674.0947 | 800.7576 | 1505.7173 | 0 | 0 | 0 | 0 | 0 | 0 | 0% | 0% | 50% | 50% | 0% | 0% | 0% | 0% | 0% | 0% | 100% | [10 empty] | 0 | 0 | 1423.6907 | 1450.3927 | 0 | 0 | 0 | 0 | 0 | 0 | 0 | 0 | -2.5676 | 3.5923 | 0 | 0 | 0 | 0 | 0 | 0 | 0 | 0 | 91.4923 | 69.0584 | 0 | 0 | 0 | 0 | 0 | 0 | 0 | 0 | 1512.6154 | 1523.0434 | 0 | 0 | 0 | 0 | 0 | 0
367 | GNTS 66 kV CB Replacement | Replacement - Major Station | Major Station | TRUE | Switchgear | Network | Materials | 40% | 0 | 0 | 0 | 0 | 0 | 0 | 141.0836 | 640.8024 | 649.1528 | 0 | 0 | 0 | 0 | 0 | 0 | 0 | 0 | 0 | 0 | 0 | 0 | 0 | 0 | 0 | 0 | 0 | 0 | 0 | 7.3447 | 33.5175 | 44.5925 | 0 | 0 | 0 | 0 | 0 | 0 | 0 | 0 | 148.4283 | 674.3198 | 693.7454 | 0 | 0 | 0 | 0% | 0% | 0% | 0% | 0% | 50% | 50% | 0% | 0% | 0% | 100% | [10 empty] | 0 | 0 | 0 | 0 | 0 | 712.0026 | 721.2809 | 0 | 0 | 0 | 0 | 0 | 0 | 0 | 0 | 0 | 0 | 0 | 0 | 0 | 0 | 0 | 0 | 0 | 0 | 40.9307 | 44.5925 | 0 | 0 | 0 | 0 | 0 | 0 | 0 | 0 | 752.9333 | 765.8735 | 0 | 0 | 0
368 | GNTS 66 kV CB Replacement | Replacement - Major Station | Major Station | TRUE | Switchgear | Network | Labour - Internal | 10% | 0 | 0 | 0 | 0 | 0 | 0 | 35.2709 | 160.2006 | 162.2882 | 0 | 0 | 0 | 0 | 0 | 0 | 0 | 0 | 0.71262 | 4.5111 | 6.4067 | 0 | 0 | 0 | 0 | 0 | 0 | 0 | 0 | 1.8733 | 8.6153 | 11.5882 | 0 | 0 | 0 | 0 | 0 | 0 | 0 | 0 | 37.8568 | 173.327 | 180.2832 | 0 | 0 | 0 | 0% | 0% | 0% | 0% | 0% | 50% | 50% | 0% | 0% | 0% | 100% | [10 empty] | 0 | 0 | 0 | 0 | 0 | 178.0007 | 180.3202 | 0 | 0 | 0 | 0 | 0 | 0 | 0 | 0 | 5.2303 | 6.4067 | 0 | 0 | 0 | 0 | 0 | 0 | 0 | 0 | 10.5061 | 11.5882 | 0 | 0 | 0 | 0 | 0 | 0 | 0 | 0 | 193.7371 | 198.3152 | 0 | 0 | 0
369 | GNTS 66 kV CB Replacement | Replacement - Major Station | Major Station | TRUE | Switchgear | Network | Labour - External | 50% | 0 | 0 | 0 | 0 | 0 | 0 | 176.3545 | 801.003 | 811.4411 | 0 | 0 | 0 | 0 | 0 | 0 | 0 | 0 | 1.4353 | 14.9129 | 25.401 | 0 | 0 | 0 | 0 | 0 | 0 | 0 | 0 | 9.2556 | 42.6768 | 57.4855 | 0 | 0 | 0 | 0 | 0 | 0 | 0 | 0 | 187.0454 | 858.5927 | 894.3276 | 0 | 0 | 0 | 0% | 0% | 0% | 0% | 0% | 50% | 50% | 0% | 0% | 0% | 100% | [10 empty] | 0 | 0 | 0 | 0 | 0 | 890.0033 | 901.6012 | 0 | 0 | 0 | 0 | 0 | 0 | 0 | 0 | 16.3616 | 25.401 | 0 | 0 | 0 | 0 | 0 | 0 | 0 | 0 | 52.0188 | 57.4855 | 0 | 0 | 0 | 0 | 0 | 0 | 0 | 0 | 958.3837 | 984.4877 | 0 | 0 | 0
370 | HOTS 66kV Circuit Breaker Replacement | Replacement - Major Station | Major Station | TRUE | Switchgear | Network | Materials | 40% | 0 | 0 | 0 | 0 | 0 | 0 | 0 | 142.4005 | 649.1528 | 655.2122 | 0 | 0 | 0 | 0 | 0 | 0 | 0 | 0 | 0 | 0 | 0 | 0 | 0 | 0 | 0 | 0 | 0 | 0 | 0 | 7.4483 | 44.5925 | 59.5077 | 0 | 0 | 0 | 0 | 0 | 0 | 0 | 0 | 149.8489 | 693.7454 | 714.7198 | 0 | 0 | 0% | 0% | 0% | 0% | 0% | 0% | 50% | 50% | 0% | 0% | 100% | [10 empty] | 0 | 0 | 0 | 0 | 0 | 0 | 721.2809 | 728.0135 | 0 | 0 | 0 | 0 | 0 | 0 | 0 | 0 | 0 | 0 | 0 | 0 | 0 | 0 | 0 | 0 | 0 | 0 | 52.1379 | 59.5077 | 0 | 0 | 0 | 0 | 0 | 0 | 0 | 0 | 773.4189 | 787.5212 | 0 | 0
371 | HOTS 66kV Circuit Breaker Replacement | Replacement - Major Station | Major Station | TRUE | Switchgear | Network | Labour - Internal | 10% | 0 | 0 | 0 | 0 | 0 | 0 | 0 | 35.6001 | 162.2882 | 163.803 | 0 | 0 | 0 | 0 | 0 | 0 | 0 | 0 | 1.0025 | 6.4067 | 8.3409 | 0 | 0 | 0 | 0 | 0 | 0 | 0 | 0 | 1.9145 | 11.5882 | 15.6345 | 0 | 0 | 0 | 0 | 0 | 0 | 0 | 0 | 38.5171 | 180.2832 | 187.7784 | 0 | 0 | 0% | 0% | 0% | 0% | 0% | 0% | 50% | 50% | 0% | 0% | 100% | [10 empty] | 0 | 0 | 0 | 0 | 0 | 0 | 180.3202 | 182.0034 | 0 | 0 | 0 | 0 | 0 | 0 | 0 | 0 | 7.4222 | 8.3409 | 0 | 0 | 0 | 0 | 0 | 0 | 0 | 0 | 13.5277 | 15.6345 | 0 | 0 | 0 | 0 | 0 | 0 | 0 | 0 | 201.2702 | 205.9788 | 0 | 0
372 | HOTS 66kV Circuit Breaker Replacement | Replacement - Major Station | Major Station | TRUE | Switchgear | Network | Labour - External | 50% | 0 | 0 | 0 | 0 | 0 | 0 | 0 | 178.0007 | 811.4411 | 819.0152 | 0 | 0 | 0 | 0 | 0 | 0 | 0 | 0 | 3.314 | 25.401 | 36.1573 | 0 | 0 | 0 | 0 | 0 | 0 | 0 | 0 | 9.4837 | 57.4855 | 77.6685 | 0 | 0 | 0 | 0 | 0 | 0 | 0 | 0 | 190.7984 | 894.3276 | 932.841 | 0 | 0 | 0% | 0% | 0% | 0% | 0% | 0% | 50% | 50% | 0% | 0% | 100% | [10 empty] | 0 | 0 | 0 | 0 | 0 | 0 | 901.6012 | 910.0169 | 0 | 0 | 0 | 0 | 0 | 0 | 0 | 0 | 28.7581 | 36.1573 | 0 | 0 | 0 | 0 | 0 | 0 | 0 | 0 | 67.0929 | 77.6685 | 0 | 0 | 0 | 0 | 0 | 0 | 0 | 0 | 997.4522 | 1023.8427 | 0 | 0
373 | FTS 66kV Circuit Breaker Replacement | Replacement - Major Station | Major Station | TRUE | Switchgear | Network | Materials | 40% | 0 | 0 | 0 | 0 | 0 | 0 | 0 | 0 | 201.9587 | 917.297 | 929.2506 | 0 | 0 | 0 | 0 | 0 | 0 | 0 | 0 | 0 | 0 | 0 | 0 | 0 | 0 | 0 | 0 | 0 | 0 | 0 | 13.8732 | 83.3108 | 56.7218 | 0 | 0 | 0 | 0 | 0 | 0 | 0 | 0 | 215.8319 | 1000.6078 | 985.9724 | 0 | 0% | 0% | 0% | 0% | 0% | 0% | 0% | 50% | 50% | 0% | 100% | [10 empty] | 0 | 0 | 0 | 0 | 0 | 0 | 0 | 1019.2189 | 1032.5006 | 0 | 0 | 0 | 0 | 0 | 0 | 0 | 0 | 0 | 0 | 0 | 0 | 0 | 0 | 0 | 0 | 0 | 0 | 97.3135 | 56.7218 | 0 | 0 | 0 | 0 | 0 | 0 | 0 | 0 | 1116.5324 | 1089.2225 | 0
374 | FTS 66kV Circuit Breaker Replacement | Replacement - Major Station | Major Station | TRUE | Switchgear | Network | Labour - Internal | 10% | 0 | 0 | 0 | 0 | 0 | 0 | 0 | 0 | 50.4897 | 229.3243 | 232.3126 | 0 | 0 | 0 | 0 | 0 | 0 | 0 | 0 | 1.9932 | 11.6773 | 14.5171 | 0 | 0 | 0 | 0 | 0 | 0 | 0 | 0 | 3.6052 | 21.8882 | 15.0666 | 0 | 0 | 0 | 0 | 0 | 0 | 0 | 0 | 56.0881 | 262.8898 | 261.8963 | 0 | 0% | 0% | 0% | 0% | 0% | 0% | 0% | 50% | 50% | 0% | 100% | [10 empty] | 0 | 0 | 0 | 0 | 0 | 0 | 0 | 254.8047 | 258.1252 | 0 | 0 | 0 | 0 | 0 | 0 | 0 | 0 | 13.6891 | 14.5171 | 0 | 0 | 0 | 0 | 0 | 0 | 0 | 0 | 25.5271 | 15.0666 | 0 | 0 | 0 | 0 | 0 | 0 | 0 | 0 | 294.0209 | 287.7088 | 0
375 | FTS 66kV Circuit Breaker Replacement | Replacement - Major Station | Major Station | TRUE | Switchgear | Network | Labour - External | 50% | 0 | 0 | 0 | 0 | 0 | 0 | 0 | 0 | 252.4483 | 1146.6213 | 1161.5632 | 0 | 0 | 0 | 0 | 0 | 0 | 0 | 0 | 7.9025 | 50.6202 | 66.3845 | 0 | 0 | 0 | 0 | 0 | 0 | 0 | 0 | 17.8844 | 108.7359 | 74.9544 | 0 | 0 | 0 | 0 | 0 | 0 | 0 | 0 | 278.2352 | 1305.9774 | 1302.9021 | 0 | 0% | 0% | 0% | 0% | 0% | 0% | 0% | 50% | 50% | 0% | 100% | [10 empty] | 0 | 0 | 0 | 0 | 0 | 0 | 0 | 1274.0236 | 1290.6258 | 0 | 0 | 0 | 0 | 0 | 0 | 0 | 0 | 58.5965 | 66.3845 | 0 | 0 | 0 | 0 | 0 | 0 | 0 | 0 | 126.7872 | 74.9544 | 0 | 0 | 0 | 0 | 0 | 0 | 0 | 0 | 1459.4073 | 1431.9647 | 0
376 | BETS Replace RTU, Prot and Control | Replacement - Major Station | Major Station | TRUE | Secondary | Network | Materials | 40% | 0 | 0 | 0 | 0 | 0 | 0 | 0 | 0 | 0 | 0 | 0 | 0 | 0 | 0 | 0 | 0 | 0 | 0 | 0 | 0 | 0 | 0 | 0 | 0 | 0 | 0 | 0 | 0 | 0 | 0 | 0 | 0 | 0 | 0 | 0 | 0 | 0 | 0 | 0 | 0 | 0 | 0 | 0 | 0 | 0 | 0% | 0% | 0% | 0% | 0% | 0% | 0% | 0% | 0% | 0% | 0% | [10 empty] | 0 | 0 | 0 | 0 | 0 | 0 | 0 | 0 | 0 | 0 | 0 | 0 | 0 | 0 | 0 | 0 | 0 | 0 | 0 | 0 | 0 | 0 | 0 | 0 | 0 | 0 | 0 | 0 | 0 | 0 | 0 | 0 | 0 | 0 | 0 | 0 | 0 | 0 | 0 | 0
377 | BETS Replace RTU, Prot and Control | Replacement - Major Station | Major Station | TRUE | Secondary | Network | Labour - Internal | 10% | 0 | 0 | 0 | 0 | 0 | 0 | 0 | 0 | 0 | 0 | 0 | 0 | 0 | 0 | 0 | 0 | 0 | 0 | 0 | 0 | 0 | 0 | 0 | 0 | 0 | 0 | 0 | 0 | 0 | 0 | 0 | 0 | 0 | 0 | 0 | 0 | 0 | 0 | 0 | 0 | 0 | 0 | 0 | 0 | 0 | 0% | 0% | 0% | 0% | 0% | 0% | 0% | 0% | 0% | 0% | 0% | [10 empty] | 0 | 0 | 0 | 0 | 0 | 0 | 0 | 0 | 0 | 0 | 0 | 0 | 0 | 0 | 0 | 0 | 0 | 0 | 0 | 0 | 0 | 0 | 0 | 0 | 0 | 0 | 0 | 0 | 0 | 0 | 0 | 0 | 0 | 0 | 0 | 0 | 0 | 0 | 0 | 0
378 | BETS Replace RTU, Prot and Control | Replacement - Major Station | Major Station | TRUE | Secondary | Network | Labour - External | 50% | 0 | 0 | 0 | 0 | 0 | 0 | 0 | 0 | 0 | 0 | 0 | 0 | 0 | 0 | 0 | 0 | 0 | 0 | 0 | 0 | 0 | 0 | 0 | 0 | 0 | 0 | 0 | 0 | 0 | 0 | 0 | 0 | 0 | 0 | 0 | 0 | 0 | 0 | 0 | 0 | 0 | 0 | 0 | 0 | 0 | 0% | 0% | 0% | 0% | 0% | 0% | 0% | 0% | 0% | 0% | 0% | [10 empty] | 0 | 0 | 0 | 0 | 0 | 0 | 0 | 0 | 0 | 0 | 0 | 0 | 0 | 0 | 0 | 0 | 0 | 0 | 0 | 0 | 0 | 0 | 0 | 0 | 0 | 0 | 0 | 0 | 0 | 0 | 0 | 0 | 0 | 0 | 0 | 0 | 0 | 0 | 0 | 0
379 | REFCL T2 ZS WORK - WOTS (Tx Component) | Security and Compliance | Stations | TRUE | Secondary | Network | Materials | 40% | 0 | 0 | 0 | 0 | 0 | 0 | 0 | 0 | 0 | 0 | 0 | 0 | 0 | 0 | 0 | 0 | 0 | 0 | 0 | 0 | 0 | 0 | 0 | 0 | 0 | 0 | 0 | 0 | 0 | 0 | 0 | 0 | 0 | 0 | 0 | 0 | 0 | 0 | 0 | 0 | 0 | 0 | 0 | 0 | 0 | 0% | 0% | 0% | 0% | 0% | 0% | 0% | 0% | 0% | 0% | 0% | [10 empty] | 0 | 0 | 0 | 0 | 0 | 0 | 0 | 0 | 0 | 0 | 0 | 0 | 0 | 0 | 0 | 0 | 0 | 0 | 0 | 0 | 0 | 0 | 0 | 0 | 0 | 0 | 0 | 0 | 0 | 0 | 0 | 0 | 0 | 0 | 0 | 0 | 0 | 0 | 0 | 0
380 | REFCL T2 ZS WORK - WOTS (Tx Component) | Security and Compliance | Stations | TRUE | Secondary | Network | Labour - Internal | 10% | 0 | 0 | 0 | 0 | 0 | 0 | 0 | 0 | 0 | 0 | 0 | 0 | 0 | 0 | 0 | 0 | 0 | 0 | 0 | 0 | 0 | 0 | 0 | 0 | 0 | 0 | 0 | 0 | 0 | 0 | 0 | 0 | 0 | 0 | 0 | 0 | 0 | 0 | 0 | 0 | 0 | 0 | 0 | 0 | 0 | 0% | 0% | 0% | 0% | 0% | 0% | 0% | 0% | 0% | 0% | 0% | [10 empty] | 0 | 0 | 0 | 0 | 0 | 0 | 0 | 0 | 0 | 0 | 0 | 0 | 0 | 0 | 0 | 0 | 0 | 0 | 0 | 0 | 0 | 0 | 0 | 0 | 0 | 0 | 0 | 0 | 0 | 0 | 0 | 0 | 0 | 0 | 0 | 0 | 0 | 0 | 0 | 0
381 | REFCL T2 ZS WORK - WOTS (Tx Component) | Security and Compliance | Stations | TRUE | Secondary | Network | Labour - External | 50% | 0 | 0 | 0 | 0 | 0 | 0 | 0 | 0 | 0 | 0 | 0 | 0 | 0 | 0 | 0 | 0 | 0 | 0 | 0 | 0 | 0 | 0 | 0 | 0 | 0 | 0 | 0 | 0 | 0 | 0 | 0 | 0 | 0 | 0 | 0 | 0 | 0 | 0 | 0 | 0 | 0 | 0 | 0 | 0 | 0 | 0% | 0% | 0% | 0% | 0% | 0% | 0% | 0% | 0% | 0% | 0% | [10 empty] | 0 | 0 | 0 | 0 | 0 | 0 | 0 | 0 | 0 | 0 | 0 | 0 | 0 | 0 | 0 | 0 | 0 | 0 | 0 | 0 | 0 | 0 | 0 | 0 | 0 | 0 | 0 | 0 | 0 | 0 | 0 | 0 | 0 | 0 | 0 | 0 | 0 | 0 | 0 | 0
382 | REFCL T2 ZS WORK - WOTS (Tx Component) | Security and Compliance | Stations | TRUE | Switchgear | Network | Materials | 40% | 0 | 0 | 0 | 0 | 0 | 0 | 0 | 0 | 0 | 0 | 0 | 0 | 0 | 0 | 0 | 0 | 0 | 0 | 0 | 0 | 0 | 0 | 0 | 0 | 0 | 0 | 0 | 0 | 0 | 0 | 0 | 0 | 0 | 0 | 0 | 0 | 0 | 0 | 0 | 0 | 0 | 0 | 0 | 0 | 0 | 0% | 0% | 0% | 0% | 0% | 0% | 0% | 0% | 0% | 0% | 0% | [10 empty] | 0 | 0 | 0 | 0 | 0 | 0 | 0 | 0 | 0 | 0 | 0 | 0 | 0 | 0 | 0 | 0 | 0 | 0 | 0 | 0 | 0 | 0 | 0 | 0 | 0 | 0 | 0 | 0 | 0 | 0 | 0 | 0 | 0 | 0 | 0 | 0 | 0 | 0 | 0 | 0
383 | REFCL T2 ZS WORK - WOTS (Tx Component) | Security and Compliance | Stations | TRUE | Switchgear | Network | Labour - Internal | 10% | 0 | 0 | 0 | 0 | 0 | 0 | 0 | 0 | 0 | 0 | 0 | 0 | 0 | 0 | 0 | 0 | 0 | 0 | 0 | 0 | 0 | 0 | 0 | 0 | 0 | 0 | 0 | 0 | 0 | 0 | 0 | 0 | 0 | 0 | 0 | 0 | 0 | 0 | 0 | 0 | 0 | 0 | 0 | 0 | 0 | 0% | 0% | 0% | 0% | 0% | 0% | 0% | 0% | 0% | 0% | 0% | [10 empty] | 0 | 0 | 0 | 0 | 0 | 0 | 0 | 0 | 0 | 0 | 0 | 0 | 0 | 0 | 0 | 0 | 0 | 0 | 0 | 0 | 0 | 0 | 0 | 0 | 0 | 0 | 0 | 0 | 0 | 0 | 0 | 0 | 0 | 0 | 0 | 0 | 0 | 0 | 0 | 0
384 | REFCL T2 ZS WORK - WOTS (Tx Component) | Security and Compliance | Stations | TRUE | Switchgear | Network | Labour - External | 50% | 0 | 0 | 0 | 0 | 0 | 0 | 0 | 0 | 0 | 0 | 0 | 0 | 0 | 0 | 0 | 0 | 0 | 0 | 0 | 0 | 0 | 0 | 0 | 0 | 0 | 0 | 0 | 0 | 0 | 0 | 0 | 0 | 0 | 0 | 0 | 0 | 0 | 0 | 0 | 0 | 0 | 0 | 0 | 0 | 0 | 0% | 0% | 0% | 0% | 0% | 0% | 0% | 0% | 0% | 0% | 0% | [10 empty] | 0 | 0 | 0 | 0 | 0 | 0 | 0 | 0 | 0 | 0 | 0 | 0 | 0 | 0 | 0 | 0 | 0 | 0 | 0 | 0 | 0 | 0 | 0 | 0 | 0 | 0 | 0 | 0 | 0 | 0 | 0 | 0 | 0 | 0 | 0 | 0 | 0 | 0 | 0 | 0
385 | REFCL T2 ZS WORK - WOTS (Tx Component) | Security and Compliance | Stations | TRUE | Transformers | Network | Materials | 40% | 0 | 0 | 0 | 0 | 0 | 0 | 0 | 0 | 0 | 0 | 0 | 0 | 0 | 0 | 0 | 0 | 0 | 0 | 0 | 0 | 0 | 0 | 0 | 0 | 0 | 0 | 0 | 0 | 0 | 0 | 0 | 0 | 0 | 0 | 0 | 0 | 0 | 0 | 0 | 0 | 0 | 0 | 0 | 0 | 0 | 0% | 0% | 0% | 0% | 0% | 0% | 0% | 0% | 0% | 0% | 0% | [10 empty] | 0 | 0 | 0 | 0 | 0 | 0 | 0 | 0 | 0 | 0 | 0 | 0 | 0 | 0 | 0 | 0 | 0 | 0 | 0 | 0 | 0 | 0 | 0 | 0 | 0 | 0 | 0 | 0 | 0 | 0 | 0 | 0 | 0 | 0 | 0 | 0 | 0 | 0 | 0 | 0
386 | REFCL T2 ZS WORK - WOTS (Tx Component) | Security and Compliance | Stations | TRUE | Transformers | Network | Labour - Internal | 10% | 0 | 0 | 0 | 0 | 0 | 0 | 0 | 0 | 0 | 0 | 0 | 0 | 0 | 0 | 0 | 0 | 0 | 0 | 0 | 0 | 0 | 0 | 0 | 0 | 0 | 0 | 0 | 0 | 0 | 0 | 0 | 0 | 0 | 0 | 0 | 0 | 0 | 0 | 0 | 0 | 0 | 0 | 0 | 0 | 0 | 0% | 0% | 0% | 0% | 0% | 0% | 0% | 0% | 0% | 0% | 0% | [10 empty] | 0 | 0 | 0 | 0 | 0 | 0 | 0 | 0 | 0 | 0 | 0 | 0 | 0 | 0 | 0 | 0 | 0 | 0 | 0 | 0 | 0 | 0 | 0 | 0 | 0 | 0 | 0 | 0 | 0 | 0 | 0 | 0 | 0 | 0 | 0 | 0 | 0 | 0 | 0 | 0
387 | REFCL T2 ZS WORK - WOTS (Tx Component) | Security and Compliance | Stations | TRUE | Transformers | Network | Labour - External | 50% | 0 | 0 | 0 | 0 | 0 | 0 | 0 | 0 | 0 | 0 | 0 | 0 | 0 | 0 | 0 | 0 | 0 | 0 | 0 | 0 | 0 | 0 | 0 | 0 | 0 | 0 | 0 | 0 | 0 | 0 | 0 | 0 | 0 | 0 | 0 | 0 | 0 | 0 | 0 | 0 | 0 | 0 | 0 | 0 | 0 | 0% | 0% | 0% | 0% | 0% | 0% | 0% | 0% | 0% | 0% | 0% | [10 empty] | 0 | 0 | 0 | 0 | 0 | 0 | 0 | 0 | 0 | 0 | 0 | 0 | 0 | 0 | 0 | 0 | 0 | 0 | 0 | 0 | 0 | 0 | 0 | 0 | 0 | 0 | 0 | 0 | 0 | 0 | 0 | 0 | 0 | 0 | 0 | 0 | 0 | 0 | 0 | 0
388 | REFCL T2 ZS WORK - WOTS (Tx Component) | Security and Compliance | Stations | TRUE | Towers and Conductor | Network | Materials | 40% | 0 | 0 | 0 | 0 | 0 | 0 | 0 | 0 | 0 | 0 | 0 | 0 | 0 | 0 | 0 | 0 | 0 | 0 | 0 | 0 | 0 | 0 | 0 | 0 | 0 | 0 | 0 | 0 | 0 | 0 | 0 | 0 | 0 | 0 | 0 | 0 | 0 | 0 | 0 | 0 | 0 | 0 | 0 | 0 | 0 | 0% | 0% | 0% | 0% | 0% | 0% | 0% | 0% | 0% | 0% | 0% | [10 empty] | 0 | 0 | 0 | 0 | 0 | 0 | 0 | 0 | 0 | 0 | 0 | 0 | 0 | 0 | 0 | 0 | 0 | 0 | 0 | 0 | 0 | 0 | 0 | 0 | 0 | 0 | 0 | 0 | 0 | 0 | 0 | 0 | 0 | 0 | 0 | 0 | 0 | 0 | 0 | 0
389 | REFCL T2 ZS WORK - WOTS (Tx Component) | Security and Compliance | Stations | TRUE | Towers and Conductor | Network | Labour - Internal | 10% | 0 | 0 | 0 | 0 | 0 | 0 | 0 | 0 | 0 | 0 | 0 | 0 | 0 | 0 | 0 | 0 | 0 | 0 | 0 | 0 | 0 | 0 | 0 | 0 | 0 | 0 | 0 | 0 | 0 | 0 | 0 | 0 | 0 | 0 | 0 | 0 | 0 | 0 | 0 | 0 | 0 | 0 | 0 | 0 | 0 | 0% | 0% | 0% | 0% | 0% | 0% | 0% | 0% | 0% | 0% | 0% | [10 empty] | 0 | 0 | 0 | 0 | 0 | 0 | 0 | 0 | 0 | 0 | 0 | 0 | 0 | 0 | 0 | 0 | 0 | 0 | 0 | 0 | 0 | 0 | 0 | 0 | 0 | 0 | 0 | 0 | 0 | 0 | 0 | 0 | 0 | 0 | 0 | 0 | 0 | 0 | 0 | 0
390 | REFCL T2 ZS WORK - WOTS (Tx Component) | Security and Compliance | Stations | TRUE | Towers and Conductor | Network | Labour - External | 50% | 0 | 0 | 0 | 0 | 0 | 0 | 0 | 0 | 0 | 0 | 0 | 0 | 0 | 0 | 0 | 0 | 0 | 0 | 0 | 0 | 0 | 0 | 0 | 0 | 0 | 0 | 0 | 0 | 0 | 0 | 0 | 0 | 0 | 0 | 0 | 0 | 0 | 0 | 0 | 0 | 0 | 0 | 0 | 0 | 0 | 0% | 0% | 0% | 0% | 0% | 0% | 0% | 0% | 0% | 0% | 0% | [10 empty] | 0 | 0 | 0 | 0 | 0 | 0 | 0 | 0 | 0 | 0 | 0 | 0 | 0 | 0 | 0 | 0 | 0 | 0 | 0 | 0 | 0 | 0 | 0 | 0 | 0 | 0 | 0 | 0 | 0 | 0 | 0 | 0 | 0 | 0 | 0 | 0 | 0 | 0 | 0 | 0
391 | REFCL T2 ZS WORK - WOTS (Tx Component) | Security and Compliance | Stations | TRUE | Establishment | Network | Materials | 40% | 0 | 0 | 0 | 0 | 0 | 0 | 0 | 0 | 0 | 0 | 0 | 0 | 0 | 0 | 0 | 0 | 0 | 0 | 0 | 0 | 0 | 0 | 0 | 0 | 0 | 0 | 0 | 0 | 0 | 0 | 0 | 0 | 0 | 0 | 0 | 0 | 0 | 0 | 0 | 0 | 0 | 0 | 0 | 0 | 0 | 0% | 0% | 0% | 0% | 0% | 0% | 0% | 0% | 0% | 0% | 0% | [10 empty] | 0 | 0 | 0 | 0 | 0 | 0 | 0 | 0 | 0 | 0 | 0 | 0 | 0 | 0 | 0 | 0 | 0 | 0 | 0 | 0 | 0 | 0 | 0 | 0 | 0 | 0 | 0 | 0 | 0 | 0 | 0 | 0 | 0 | 0 | 0 | 0 | 0 | 0 | 0 | 0
392 | REFCL T2 ZS WORK - WOTS (Tx Component) | Security and Compliance | Stations | TRUE | Establishment | Network | Labour - Internal | 10% | 0 | 0 | 0 | 0 | 0 | 0 | 0 | 0 | 0 | 0 | 0 | 0 | 0 | 0 | 0 | 0 | 0 | 0 | 0 | 0 | 0 | 0 | 0 | 0 | 0 | 0 | 0 | 0 | 0 | 0 | 0 | 0 | 0 | 0 | 0 | 0 | 0 | 0 | 0 | 0 | 0 | 0 | 0 | 0 | 0 | 0% | 0% | 0% | 0% | 0% | 0% | 0% | 0% | 0% | 0% | 0% | [10 empty] | 0 | 0 | 0 | 0 | 0 | 0 | 0 | 0 | 0 | 0 | 0 | 0 | 0 | 0 | 0 | 0 | 0 | 0 | 0 | 0 | 0 | 0 | 0 | 0 | 0 | 0 | 0 | 0 | 0 | 0 | 0 | 0 | 0 | 0 | 0 | 0 | 0 | 0 | 0 | 0
393 | REFCL T2 ZS WORK - WOTS (Tx Component) | Security and Compliance | Stations | TRUE | Establishment | Network | Labour - External | 50% | 0 | 0 | 0 | 0 | 0 | 0 | 0 | 0 | 0 | 0 | 0 | 0 | 0 | 0 | 0 | 0 | 0 | 0 | 0 | 0 | 0 | 0 | 0 | 0 | 0 | 0 | 0 | 0 | 0 | 0 | 0 | 0 | 0 | 0 | 0 | 0 | 0 | 0 | 0 | 0 | 0 | 0 | 0 | 0 | 0 | 0% | 0% | 0% | 0% | 0% | 0% | 0% | 0% | 0% | 0% | 0% | [10 empty] | 0 | 0 | 0 | 0 | 0 | 0 | 0 | 0 | 0 | 0 | 0 | 0 | 0 | 0 | 0 | 0 | 0 | 0 | 0 | 0 | 0 | 0 | 0 | 0 | 0 | 0 | 0 | 0 | 0 | 0 | 0 | 0 | 0 | 0 | 0 | 0 | 0 | 0 | 0 | 0
394 | Other station transformer replacement | Replacement - Major Station | Major Station | FALSE | Transformers | Network | Materials | 40% | 0 | 0 | 0 | 0 | 0 | 0 | 0 | 0 | 0 | 0 | 0 | 0 | 0 | 0 | 0 | 0 | 0 | 0 | 0 | 0 | 0 | 0 | 0 | 0 | 0 | 0 | 0 | 0 | 0 | 0 | 0 | 0 | 0 | 0 | 0 | 0 | 0 | 0 | 0 | 0 | 0 | 0 | 0 | 0 | 0 | 0% | 0% | 0% | 0% | 0% | 0% | 0% | 0% | 0% | 0% | 0% | x | x | x | x | x | x | x | x | x | x | 0 | 0 | 0 | 0 | 0 | 0 | 0 | 0 | 0 | 0 | 0 | 0 | 0 | 0 | 0 | 0 | 0 | 0 | 0 | 0 | 0 | 0 | 0 | 0 | 0 | 0 | 0 | 0 | 0 | 0 | 0 | 0 | 0 | 0 | 0 | 0 | 0 | 0 | 0 | 0
395 | Other station transformer replacement | Replacement - Major Station | Major Station | FALSE | Transformers | Network | Labour - Internal | 10% | 0 | 0 | 0 | 0 | 0 | 0 | 0 | 0 | 0 | 0 | 0 | 0 | 0 | 0 | 0 | 0 | 0 | 0 | 0 | 0 | 0 | 0 | 0 | 0 | 0 | 0 | 0 | 0 | 0 | 0 | 0 | 0 | 0 | 0 | 0 | 0 | 0 | 0 | 0 | 0 | 0 | 0 | 0 | 0 | 0 | 0% | 0% | 0% | 0% | 0% | 0% | 0% | 0% | 0% | 0% | 0% | x | x | x | x | x | x | x | x | x | x | 0 | 0 | 0 | 0 | 0 | 0 | 0 | 0 | 0 | 0 | 0 | 0 | 0 | 0 | 0 | 0 | 0 | 0 | 0 | 0 | 0 | 0 | 0 | 0 | 0 | 0 | 0 | 0 | 0 | 0 | 0 | 0 | 0 | 0 | 0 | 0 | 0 | 0 | 0 | 0
396 | Other station transformer replacement | Replacement - Major Station | Major Station | FALSE | Transformers | Network | Labour - External | 50% | 0 | 0 | 0 | 0 | 0 | 0 | 0 | 0 | 0 | 0 | 0 | 0 | 0 | 0 | 0 | 0 | 0 | 0 | 0 | 0 | 0 | 0 | 0 | 0 | 0 | 0 | 0 | 0 | 0 | 0 | 0 | 0 | 0 | 0 | 0 | 0 | 0 | 0 | 0 | 0 | 0 | 0 | 0 | 0 | 0 | 0% | 0% | 0% | 0% | 0% | 0% | 0% | 0% | 0% | 0% | 0% | x | x | x | x | x | x | x | x | x | x | 0 | 0 | 0 | 0 | 0 | 0 | 0 | 0 | 0 | 0 | 0 | 0 | 0 | 0 | 0 | 0 | 0 | 0 | 0 | 0 | 0 | 0 | 0 | 0 | 0 | 0 | 0 | 0 | 0 | 0 | 0 | 0 | 0 | 0 | 0 | 0 | 0 | 0 | 0 | 0
397 | Power Transformers | Replacement - Other | Stations | FALSE | Transformers | Network | Materials | 40% | 0 | 0 | 0 | 25.2035 | 2130.6153 | 1081.002 | 1095.0889 | 1105.3106 | 1119.7142 | 1130.1658 | 0 | 0 | 0 | 0 | 0 | 0 | 0 | 0 | 0 | 0 | 0 | 0 | 0 | 0 | 0 | 1.7103 | 129.6425 | 51.9624 | 57.0093 | 57.8138 | 76.917 | 102.6439 | 0 | 0 | 0 | 0 | 26.9138 | 2260.2578 | 1132.9644 | 1152.0982 | 1163.1244 | 1196.6312 | 1232.8098 | 0 | 0 | 0% | 0% | 0% | 0% | 0% | 0% | 0% | 0% | 0% | 0% | 0% | x | x | x | x | x | x | x | x | x | x | 0 | 25.2035 | 2130.6153 | 1081.002 | 1095.0889 | 1105.3106 | 1119.7142 | 1130.1658 | 0 | 0 | 0 | 0 | 0 | 0 | 0 | 0 | 0 | 0 | 0 | 0 | 0 | 1.7103 | 129.6425 | 51.9624 | 57.0093 | 57.8138 | 76.917 | 102.6439 | 0 | 0 | 0 | 26.9138 | 2260.2578 | 1132.9644 | 1152.0982 | 1163.1244 | 1196.6312 | 1232.8098 | 0 | 0
398 | Power Transformers | Replacement - Other | Stations | FALSE | Transformers | Network | Labour - Internal | 10% | 0 | 0 | 0 | 6.3009 | 532.6538 | 270.2505 | 273.7722 | 276.3277 | 279.9286 | 282.5415 | 0 | 0 | 0 | 0 | 0.023055 | 5.2588 | 4.0862 | 5.5313 | 7.7811 | 11.0508 | 14.3871 | 0 | 0 | 0 | 0 | 0.42915 | 32.7306 | 13.187 | 14.5403 | 14.8604 | 19.9884 | 26.9677 | 0 | 0 | 0 | 0 | 6.7531 | 570.6433 | 287.5237 | 293.8438 | 298.9692 | 310.9678 | 323.8962 | 0 | 0 | 0% | 0% | 0% | 0% | 0% | 0% | 0% | 0% | 0% | 0% | 0% | x | x | x | x | x | x | x | x | x | x | 0 | 6.3009 | 532.6538 | 270.2505 | 273.7722 | 276.3277 | 279.9286 | 282.5415 | 0 | 0 | 0 | 0.023055 | 5.2588 | 4.0862 | 5.5313 | 7.7811 | 11.0508 | 14.3871 | 0 | 0 | 0 | 0.42915 | 32.7306 | 13.187 | 14.5403 | 14.8604 | 19.9884 | 26.9677 | 0 | 0 | 0 | 6.7531 | 570.6433 | 287.5237 | 293.8438 | 298.9692 | 310.9678 | 323.8962 | 0 | 0
399 | Power Transformers | Replacement - Other | Stations | FALSE | Transformers | Network | Labour - External | 50% | 0 | 0 | 0 | 31.5043 | 2663.2692 | 1351.2525 | 1368.8611 | 1381.6383 | 1399.6428 | 1412.7073 | 0 | 0 | 0 | 0 | -0.082813 | -3.8835 | 3.3872 | 11.1406 | 25.7231 | 43.8138 | 62.3672 | 0 | 0 | 0 | 0 | 2.1323 | 161.8168 | 65.1158 | 71.8416 | 73.6127 | 99.156 | 133.9692 | 0 | 0 | 0 | 0 | 33.5538 | 2821.2024 | 1419.7556 | 1451.8432 | 1480.974 | 1542.6125 | 1609.0437 | 0 | 0 | 0% | 0% | 0% | 0% | 0% | 0% | 0% | 0% | 0% | 0% | 0% | x | x | x | x | x | x | x | x | x | x | 0 | 31.5043 | 2663.2692 | 1351.2525 | 1368.8611 | 1381.6383 | 1399.6428 | 1412.7073 | 0 | 0 | 0 | -0.082813 | -3.8835 | 3.3872 | 11.1406 | 25.7231 | 43.8138 | 62.3672 | 0 | 0 | 0 | 2.1323 | 161.8168 | 65.1158 | 71.8416 | 73.6127 | 99.156 | 133.9692 | 0 | 0 | 0 | 33.5538 | 2821.2024 | 1419.7556 | 1451.8432 | 1480.974 | 1542.6125 | 1609.0437 | 0 | 0
400 | Power transformers - Bushings replacement | Replacement - Other | Stations | FALSE | Transformers | Network | Materials | 40% | 0 | 0 | 0 | 326.6685 | 555.1238 | 0 | 0 | 0 | 0 | 0 | 0 | 0 | 0 | 0 | 0 | 0 | 0 | 0 | 0 | 0 | 0 | 0 | 0 | 0 | 0 | 22.1681 | 33.7779 | 0 | 0 | 0 | 0 | 0 | 0 | 0 | 0 | 0 | 348.8366 | 588.9016 | 0 | 0 | 0 | 0 | 0 | 0 | 0 | 0% | 0% | 0% | 0% | 0% | 0% | 0% | 0% | 0% | 0% | 0% | x | x | x | x | x | x | x | x | x | x | 0 | 326.6685 | 555.1238 | 0 | 0 | 0 | 0 | 0 | 0 | 0 | 0 | 0 | 0 | 0 | 0 | 0 | 0 | 0 | 0 | 0 | 0 | 22.1681 | 33.7779 | 0 | 0 | 0 | 0 | 0 | 0 | 0 | 0 | 348.8366 | 588.9016 | 0 | 0 | 0 | 0 | 0 | 0 | 0
401 | Power transformers - Bushings replacement | Replacement - Other | Stations | FALSE | Transformers | Network | Labour - Internal | 10% | 0 | 0 | 0 | 81.6671 | 138.7809 | 0 | 0 | 0 | 0 | 0 | 0 | 0 | 0 | 0 | 0.29882 | 1.3702 | 0 | 0 | 0 | 0 | 0 | 0 | 0 | 0 | 0 | 5.5623 | 8.5278 | 0 | 0 | 0 | 0 | 0 | 0 | 0 | 0 | 0 | 87.5283 | 148.6789 | 0 | 0 | 0 | 0 | 0 | 0 | 0 | 0% | 0% | 0% | 0% | 0% | 0% | 0% | 0% | 0% | 0% | 0% | x | x | x | x | x | x | x | x | x | x | 0 | 81.6671 | 138.7809 | 0 | 0 | 0 | 0 | 0 | 0 | 0 | 0 | 0.29882 | 1.3702 | 0 | 0 | 0 | 0 | 0 | 0 | 0 | 0 | 5.5623 | 8.5278 | 0 | 0 | 0 | 0 | 0 | 0 | 0 | 0 | 87.5283 | 148.6789 | 0 | 0 | 0 | 0 | 0 | 0 | 0
402 | Power transformers - Bushings replacement | Replacement - Other | Stations | FALSE | Transformers | Network | Labour - External | 50% | 0 | 0 | 0 | 408.3357 | 693.9047 | 0 | 0 | 0 | 0 | 0 | 0 | 0 | 0 | 0 | -1.0734 | -1.0118 | 0 | 0 | 0 | 0 | 0 | 0 | 0 | 0 | 0 | 27.6372 | 42.1608 | 0 | 0 | 0 | 0 | 0 | 0 | 0 | 0 | 0 | 434.8996 | 735.0536 | 0 | 0 | 0 | 0 | 0 | 0 | 0 | 0% | 0% | 0% | 0% | 0% | 0% | 0% | 0% | 0% | 0% | 0% | x | x | x | x | x | x | x | x | x | x | 0 | 408.3357 | 693.9047 | 0 | 0 | 0 | 0 | 0 | 0 | 0 | 0 | -1.0734 | -1.0118 | 0 | 0 | 0 | 0 | 0 | 0 | 0 | 0 | 27.6372 | 42.1608 | 0 | 0 | 0 | 0 | 0 | 0 | 0 | 0 | 434.8996 | 735.0536 | 0 | 0 | 0 | 0 | 0 | 0 | 0
403 | Power transformers - improved safe access | Replacement - Other | Stations | FALSE | Transformers | Network | Materials | 40% | 0 | 0 | 0 | 60.0379 | 0 | 0 | 0 | 0 | 0 | 0 | 0 | 0 | 0 | 0 | 0 | 0 | 0 | 0 | 0 | 0 | 0 | 0 | 0 | 0 | 0 | 4.0742 | 0 | 0 | 0 | 0 | 0 | 0 | 0 | 0 | 0 | 0 | 64.1122 | 0 | 0 | 0 | 0 | 0 | 0 | 0 | 0 | 0% | 0% | 0% | 0% | 0% | 0% | 0% | 0% | 0% | 0% | 0% | x | x | x | x | x | x | x | x | x | x | 0 | 60.0379 | 0 | 0 | 0 | 0 | 0 | 0 | 0 | 0 | 0 | 0 | 0 | 0 | 0 | 0 | 0 | 0 | 0 | 0 | 0 | 4.0742 | 0 | 0 | 0 | 0 | 0 | 0 | 0 | 0 | 0 | 64.1122 | 0 | 0 | 0 | 0 | 0 | 0 | 0 | 0
404 | Power transformers - improved safe access | Replacement - Other | Stations | FALSE | Transformers | Network | Labour - Internal | 10% | 0 | 0 | 0 | 15.0095 | 0 | 0 | 0 | 0 | 0 | 0 | 0 | 0 | 0 | 0 | 0.05492 | 0 | 0 | 0 | 0 | 0 | 0 | 0 | 0 | 0 | 0 | 1.0223 | 0 | 0 | 0 | 0 | 0 | 0 | 0 | 0 | 0 | 0 | 16.0867 | 0 | 0 | 0 | 0 | 0 | 0 | 0 | 0 | 0% | 0% | 0% | 0% | 0% | 0% | 0% | 0% | 0% | 0% | 0% | x | x | x | x | x | x | x | x | x | x | 0 | 15.0095 | 0 | 0 | 0 | 0 | 0 | 0 | 0 | 0 | 0 | 0.05492 | 0 | 0 | 0 | 0 | 0 | 0 | 0 | 0 | 0 | 1.0223 | 0 | 0 | 0 | 0 | 0 | 0 | 0 | 0 | 0 | 16.0867 | 0 | 0 | 0 | 0 | 0 | 0 | 0 | 0
405 | Power transformers - improved safe access | Replacement - Other | Stations | FALSE | Transformers | Network | Labour - External | 50% | 0 | 0 | 0 | 75.0474 | 0 | 0 | 0 | 0 | 0 | 0 | 0 | 0 | 0 | 0 | -0.19727 | 0 | 0 | 0 | 0 | 0 | 0 | 0 | 0 | 0 | 0 | 5.0794 | 0 | 0 | 0 | 0 | 0 | 0 | 0 | 0 | 0 | 0 | 79.9295 | 0 | 0 | 0 | 0 | 0 | 0 | 0 | 0 | 0% | 0% | 0% | 0% | 0% | 0% | 0% | 0% | 0% | 0% | 0% | x | x | x | x | x | x | x | x | x | x | 0 | 75.0474 | 0 | 0 | 0 | 0 | 0 | 0 | 0 | 0 | 0 | -0.19727 | 0 | 0 | 0 | 0 | 0 | 0 | 0 | 0 | 0 | 5.0794 | 0 | 0 | 0 | 0 | 0 | 0 | 0 | 0 | 0 | 79.9295 | 0 | 0 | 0 | 0 | 0 | 0 | 0 | 0
406 | Circuit breakers | Replacement - Other | Stations | FALSE | Switchgear | Network | Materials | 40% | 0 | 0 | 0 | 551.5686 | 1250.6609 | 1028.8521 | 431.5335 | 435.5615 | 441.2374 | 445.356 | 0 | 0 | 0 | 0 | 0 | 0 | 0 | 0 | 0 | 0 | 0 | 0 | 0 | 0 | 0 | 37.43 | 76.0995 | 49.4556 | 22.4652 | 22.7822 | 30.3101 | 40.4481 | 0 | 0 | 0 | 0 | 588.9986 | 1326.7604 | 1078.3077 | 453.9987 | 458.3437 | 471.5475 | 485.8041 | 0 | 0 | 0% | 0% | 0% | 0% | 0% | 0% | 0% | 0% | 0% | 0% | 0% | x | x | x | x | x | x | x | x | x | x | 0 | 551.5686 | 1250.6609 | 1028.8521 | 431.5335 | 435.5615 | 441.2374 | 445.356 | 0 | 0 | 0 | 0 | 0 | 0 | 0 | 0 | 0 | 0 | 0 | 0 | 0 | 37.43 | 76.0995 | 49.4556 | 22.4652 | 22.7822 | 30.3101 | 40.4481 | 0 | 0 | 0 | 588.9986 | 1326.7604 | 1078.3077 | 453.9987 | 458.3437 | 471.5475 | 485.8041 | 0 | 0
407 | Circuit breakers | Replacement - Other | Stations | FALSE | Switchgear | Network | Labour - Internal | 10% | 0 | 0 | 0 | 137.8922 | 312.6652 | 257.213 | 107.8834 | 108.8904 | 110.3093 | 111.339 | 0 | 0 | 0 | 0 | 0.50455 | 3.0869 | 3.8891 | 2.1797 | 3.0662 | 4.3547 | 5.6694 | 0 | 0 | 0 | 0 | 9.3917 | 19.2127 | 12.5508 | 5.7298 | 5.8559 | 7.8767 | 10.6269 | 0 | 0 | 0 | 0 | 147.7885 | 334.9648 | 273.653 | 115.7928 | 117.8125 | 122.5407 | 127.6354 | 0 | 0 | 0% | 0% | 0% | 0% | 0% | 0% | 0% | 0% | 0% | 0% | 0% | x | x | x | x | x | x | x | x | x | x | 0 | 137.8922 | 312.6652 | 257.213 | 107.8834 | 108.8904 | 110.3093 | 111.339 | 0 | 0 | 0 | 0.50455 | 3.0869 | 3.8891 | 2.1797 | 3.0662 | 4.3547 | 5.6694 | 0 | 0 | 0 | 9.3917 | 19.2127 | 12.5508 | 5.7298 | 5.8559 | 7.8767 | 10.6269 | 0 | 0 | 0 | 147.7885 | 334.9648 | 273.653 | 115.7928 | 117.8125 | 122.5407 | 127.6354 | 0 | 0
408 | Circuit breakers | Replacement - Other | Stations | FALSE | Switchgear | Network | Labour - External | 50% | 0 | 0 | 0 | 689.4608 | 1563.3261 | 1286.0652 | 539.4168 | 544.4518 | 551.5467 | 556.695 | 0 | 0 | 0 | 0 | -1.8123 | -2.2796 | 3.2238 | 4.3901 | 10.1365 | 17.2654 | 24.5766 | 0 | 0 | 0 | 0 | 46.6645 | 94.9857 | 61.9745 | 28.3101 | 29.008 | 39.0737 | 52.7922 | 0 | 0 | 0 | 0 | 734.313 | 1656.0322 | 1351.2635 | 572.117 | 583.5963 | 607.8858 | 634.0638 | 0 | 0 | 0% | 0% | 0% | 0% | 0% | 0% | 0% | 0% | 0% | 0% | 0% | x | x | x | x | x | x | x | x | x | x | 0 | 689.4608 | 1563.3261 | 1286.0652 | 539.4168 | 544.4518 | 551.5467 | 556.695 | 0 | 0 | 0 | -1.8123 | -2.2796 | 3.2238 | 4.3901 | 10.1365 | 17.2654 | 24.5766 | 0 | 0 | 0 | 46.6645 | 94.9857 | 61.9745 | 28.3101 | 29.008 | 39.0737 | 52.7922 | 0 | 0 | 0 | 734.313 | 1656.0322 | 1351.2635 | 572.117 | 583.5963 | 607.8858 | 634.0638 | 0 | 0
409 | Instrument transformers (Pre FY23) | Replacement - Other | Stations | FALSE | Switchgear | Network | Materials | 40% | 0 | 0 | 0 | 0 | 0 | 0 | 0 | 0 | 0 | 0 | 0 | 0 | 0 | 0 | 0 | 0 | 0 | 0 | 0 | 0 | 0 | 0 | 0 | 0 | 0 | 0 | 0 | 0 | 0 | 0 | 0 | 0 | 0 | 0 | 0 | 0 | 0 | 0 | 0 | 0 | 0 | 0 | 0 | 0 | 0 | 0% | 0% | 0% | 0% | 0% | 0% | 0% | 0% | 0% | 0% | 0% | x | x | x | x | x | x | x | x | x | x | 0 | 0 | 0 | 0 | 0 | 0 | 0 | 0 | 0 | 0 | 0 | 0 | 0 | 0 | 0 | 0 | 0 | 0 | 0 | 0 | 0 | 0 | 0 | 0 | 0 | 0 | 0 | 0 | 0 | 0 | 0 | 0 | 0 | 0 | 0 | 0 | 0 | 0 | 0 | 0
410 | Instrument transformers (Pre FY23) | Replacement - Other | Stations | FALSE | Switchgear | Network | Labour - Internal | 10% | 0 | 0 | 0 | 0 | 0 | 0 | 0 | 0 | 0 | 0 | 0 | 0 | 0 | 0 | 0 | 0 | 0 | 0 | 0 | 0 | 0 | 0 | 0 | 0 | 0 | 0 | 0 | 0 | 0 | 0 | 0 | 0 | 0 | 0 | 0 | 0 | 0 | 0 | 0 | 0 | 0 | 0 | 0 | 0 | 0 | 0% | 0% | 0% | 0% | 0% | 0% | 0% | 0% | 0% | 0% | 0% | x | x | x | x | x | x | x | x | x | x | 0 | 0 | 0 | 0 | 0 | 0 | 0 | 0 | 0 | 0 | 0 | 0 | 0 | 0 | 0 | 0 | 0 | 0 | 0 | 0 | 0 | 0 | 0 | 0 | 0 | 0 | 0 | 0 | 0 | 0 | 0 | 0 | 0 | 0 | 0 | 0 | 0 | 0 | 0 | 0
411 | Instrument transformers (Pre FY23) | Replacement - Other | Stations | FALSE | Switchgear | Network | Labour - External | 50% | 0 | 0 | 0 | 0 | 0 | 0 | 0 | 0 | 0 | 0 | 0 | 0 | 0 | 0 | 0 | 0 | 0 | 0 | 0 | 0 | 0 | 0 | 0 | 0 | 0 | 0 | 0 | 0 | 0 | 0 | 0 | 0 | 0 | 0 | 0 | 0 | 0 | 0 | 0 | 0 | 0 | 0 | 0 | 0 | 0 | 0% | 0% | 0% | 0% | 0% | 0% | 0% | 0% | 0% | 0% | 0% | x | x | x | x | x | x | x | x | x | x | 0 | 0 | 0 | 0 | 0 | 0 | 0 | 0 | 0 | 0 | 0 | 0 | 0 | 0 | 0 | 0 | 0 | 0 | 0 | 0 | 0 | 0 | 0 | 0 | 0 | 0 | 0 | 0 | 0 | 0 | 0 | 0 | 0 | 0 | 0 | 0 | 0 | 0 | 0 | 0
412 | Instrument transformers (Post FY22) | Replacement - Other | Stations | FALSE | Instrument Transformers | Network | Materials | 40% | 0 | 0 | 0 | 0 | 0 | 650.2903 | 658.7644 | 664.9134 | 673.5781 | 679.8654 | 0 | 0 | 0 | 0 | 0 | 0 | 0 | 0 | 0 | 0 | 0 | 0 | 0 | 0 | 0 | 0 | 0 | 31.2586 | 34.2946 | 34.7786 | 46.2704 | 61.7467 | 0 | 0 | 0 | 0 | 0 | 0 | 681.5489 | 693.059 | 699.692 | 719.8485 | 741.6121 | 0 | 0 | 0% | 0% | 0% | 0% | 0% | 0% | 0% | 0% | 0% | 0% | 0% | x | x | x | x | x | x | x | x | x | x | 0 | 0 | 0 | 650.2903 | 658.7644 | 664.9134 | 673.5781 | 679.8654 | 0 | 0 | 0 | 0 | 0 | 0 | 0 | 0 | 0 | 0 | 0 | 0 | 0 | 0 | 0 | 31.2586 | 34.2946 | 34.7786 | 46.2704 | 61.7467 | 0 | 0 | 0 | 0 | 0 | 681.5489 | 693.059 | 699.692 | 719.8485 | 741.6121 | 0 | 0
413 | Instrument transformers (Post FY22) | Replacement - Other | Stations | FALSE | Instrument Transformers | Network | Labour - Internal | 10% | 0 | 0 | 0 | 0 | 0 | 162.5726 | 164.6911 | 166.2284 | 168.3945 | 169.9663 | 0 | 0 | 0 | 0 | 0 | 0 | 2.4581 | 3.3274 | 4.6808 | 6.6478 | 8.6548 | 0 | 0 | 0 | 0 | 0 | 0 | 7.9328 | 8.7469 | 8.9395 | 12.0243 | 16.2227 | 0 | 0 | 0 | 0 | 0 | 0 | 172.9635 | 176.7654 | 179.8487 | 187.0666 | 194.8438 | 0 | 0 | 0% | 0% | 0% | 0% | 0% | 0% | 0% | 0% | 0% | 0% | 0% | x | x | x | x | x | x | x | x | x | x | 0 | 0 | 0 | 162.5726 | 164.6911 | 166.2284 | 168.3945 | 169.9663 | 0 | 0 | 0 | 0 | 0 | 2.4581 | 3.3274 | 4.6808 | 6.6478 | 8.6548 | 0 | 0 | 0 | 0 | 0 | 7.9328 | 8.7469 | 8.9395 | 12.0243 | 16.2227 | 0 | 0 | 0 | 0 | 0 | 172.9635 | 176.7654 | 179.8487 | 187.0666 | 194.8438 | 0 | 0
414 | Instrument transformers (Post FY22) | Replacement - Other | Stations | FALSE | Instrument Transformers | Network | Labour - External | 50% | 0 | 0 | 0 | 0 | 0 | 812.8629 | 823.4555 | 831.1418 | 841.9726 | 849.8317 | 0 | 0 | 0 | 0 | 0 | 0 | 2.0376 | 6.7018 | 15.474 | 26.3567 | 37.5178 | 0 | 0 | 0 | 0 | 0 | 0 | 39.1712 | 43.2172 | 44.2826 | 59.6485 | 80.5909 | 0 | 0 | 0 | 0 | 0 | 0 | 854.0717 | 873.3744 | 890.8984 | 927.9779 | 967.9404 | 0 | 0 | 0% | 0% | 0% | 0% | 0% | 0% | 0% | 0% | 0% | 0% | 0% | x | x | x | x | x | x | x | x | x | x | 0 | 0 | 0 | 812.8629 | 823.4555 | 831.1418 | 841.9726 | 849.8317 | 0 | 0 | 0 | 0 | 0 | 2.0376 | 6.7018 | 15.474 | 26.3567 | 37.5178 | 0 | 0 | 0 | 0 | 0 | 39.1712 | 43.2172 | 44.2826 | 59.6485 | 80.5909 | 0 | 0 | 0 | 0 | 0 | 854.0717 | 873.3744 | 890.8984 | 927.9779 | 967.9404 | 0 | 0
415 | Current transformers | Replacement - Other | Stations | FALSE | Switchgear | Network | Materials | 40% | 0 | 0 | 0 | 596.9894 | 381.3556 | 0 | 0 | 0 | 0 | 0 | 0 | 0 | 0 | 0 | 0 | 0 | 0 | 0 | 0 | 0 | 0 | 0 | 0 | 0 | 0 | 40.5123 | 23.2045 | 0 | 0 | 0 | 0 | 0 | 0 | 0 | 0 | 0 | 637.5017 | 404.5601 | 0 | 0 | 0 | 0 | 0 | 0 | 0 | 0% | 0% | 0% | 0% | 0% | 0% | 0% | 0% | 0% | 0% | 0% | x | x | x | x | x | x | x | x | x | x | 0 | 596.9894 | 381.3556 | 0 | 0 | 0 | 0 | 0 | 0 | 0 | 0 | 0 | 0 | 0 | 0 | 0 | 0 | 0 | 0 | 0 | 0 | 40.5123 | 23.2045 | 0 | 0 | 0 | 0 | 0 | 0 | 0 | 0 | 637.5017 | 404.5601 | 0 | 0 | 0 | 0 | 0 | 0 | 0
416 | Current transformers | Replacement - Other | Stations | FALSE | Switchgear | Network | Labour - Internal | 10% | 0 | 0 | 0 | 149.2474 | 95.3389 | 0 | 0 | 0 | 0 | 0 | 0 | 0 | 0 | 0 | 0.5461 | 0.94127 | 0 | 0 | 0 | 0 | 0 | 0 | 0 | 0 | 0 | 10.1651 | 5.8584 | 0 | 0 | 0 | 0 | 0 | 0 | 0 | 0 | 0 | 159.9586 | 102.1386 | 0 | 0 | 0 | 0 | 0 | 0 | 0 | 0% | 0% | 0% | 0% | 0% | 0% | 0% | 0% | 0% | 0% | 0% | x | x | x | x | x | x | x | x | x | x | 0 | 149.2474 | 95.3389 | 0 | 0 | 0 | 0 | 0 | 0 | 0 | 0 | 0.5461 | 0.94127 | 0 | 0 | 0 | 0 | 0 | 0 | 0 | 0 | 10.1651 | 5.8584 | 0 | 0 | 0 | 0 | 0 | 0 | 0 | 0 | 159.9586 | 102.1386 | 0 | 0 | 0 | 0 | 0 | 0 | 0
417 | Current transformers | Replacement - Other | Stations | FALSE | Switchgear | Network | Labour - External | 50% | 0 | 0 | 0 | 746.2368 | 476.6945 | 0 | 0 | 0 | 0 | 0 | 0 | 0 | 0 | 0 | -1.9616 | -0.69511 | 0 | 0 | 0 | 0 | 0 | 0 | 0 | 0 | 0 | 50.5073 | 28.9633 | 0 | 0 | 0 | 0 | 0 | 0 | 0 | 0 | 0 | 794.7825 | 504.9627 | 0 | 0 | 0 | 0 | 0 | 0 | 0 | 0% | 0% | 0% | 0% | 0% | 0% | 0% | 0% | 0% | 0% | 0% | x | x | x | x | x | x | x | x | x | x | 0 | 746.2368 | 476.6945 | 0 | 0 | 0 | 0 | 0 | 0 | 0 | 0 | -1.9616 | -0.69511 | 0 | 0 | 0 | 0 | 0 | 0 | 0 | 0 | 50.5073 | 28.9633 | 0 | 0 | 0 | 0 | 0 | 0 | 0 | 0 | 794.7825 | 504.9627 | 0 | 0 | 0 | 0 | 0 | 0 | 0
418 | Disconnectors | Replacement - Other | Stations | FALSE | Switchgear | Network | Materials | 40% | 0 | 0 | 0 | 36.5929 | 0 | 107.7624 | 109.1667 | 110.1857 | 111.6215 | 112.6634 | 0 | 0 | 0 | 0 | 0 | 0 | 0 | 0 | 0 | 0 | 0 | 0 | 0 | 0 | 0 | 2.4832 | 0 | 5.18 | 5.6831 | 5.7633 | 7.6677 | 10.2323 | 0 | 0 | 0 | 0 | 39.0761 | 0 | 112.9424 | 114.8498 | 115.949 | 119.2892 | 122.8957 | 0 | 0 | 0% | 0% | 0% | 0% | 0% | 0% | 0% | 0% | 0% | 0% | 0% | x | x | x | x | x | x | x | x | x | x | 0 | 36.5929 | 0 | 107.7624 | 109.1667 | 110.1857 | 111.6215 | 112.6634 | 0 | 0 | 0 | 0 | 0 | 0 | 0 | 0 | 0 | 0 | 0 | 0 | 0 | 2.4832 | 0 | 5.18 | 5.6831 | 5.7633 | 7.6677 | 10.2323 | 0 | 0 | 0 | 39.0761 | 0 | 112.9424 | 114.8498 | 115.949 | 119.2892 | 122.8957 | 0 | 0
419 | Disconnectors | Replacement - Other | Stations | FALSE | Switchgear | Network | Labour - Internal | 10% | 0 | 0 | 0 | 9.1482 | 0 | 26.9406 | 27.2917 | 27.5464 | 27.9054 | 28.1659 | 0 | 0 | 0 | 0 | 0.033474 | 0 | 0.40734 | 0.5514 | 0.77568 | 1.1016 | 1.4342 | 0 | 0 | 0 | 0 | 0.62308 | 0 | 1.3146 | 1.4495 | 1.4814 | 1.9926 | 2.6883 | 0 | 0 | 0 | 0 | 9.8048 | 0 | 28.6625 | 29.2926 | 29.8035 | 30.9996 | 32.2884 | 0 | 0 | 0% | 0% | 0% | 0% | 0% | 0% | 0% | 0% | 0% | 0% | 0% | x | x | x | x | x | x | x | x | x | x | 0 | 9.1482 | 0 | 26.9406 | 27.2917 | 27.5464 | 27.9054 | 28.1659 | 0 | 0 | 0 | 0.033474 | 0 | 0.40734 | 0.5514 | 0.77568 | 1.1016 | 1.4342 | 0 | 0 | 0 | 0.62308 | 0 | 1.3146 | 1.4495 | 1.4814 | 1.9926 | 2.6883 | 0 | 0 | 0 | 9.8048 | 0 | 28.6625 | 29.2926 | 29.8035 | 30.9996 | 32.2884 | 0 | 0
420 | Disconnectors | Replacement - Other | Stations | FALSE | Switchgear | Network | Labour - External | 50% | 0 | 0 | 0 | 45.7411 | 0 | 134.703 | 136.4583 | 137.7321 | 139.5269 | 140.8293 | 0 | 0 | 0 | 0 | -0.12024 | 0 | 0.33766 | 1.1106 | 2.5643 | 4.3677 | 6.2172 | 0 | 0 | 0 | 0 | 3.0959 | 0 | 6.4912 | 7.1617 | 7.3383 | 9.8846 | 13.3551 | 0 | 0 | 0 | 0 | 48.7167 | 0 | 141.5319 | 144.7306 | 147.6346 | 153.7792 | 160.4015 | 0 | 0 | 0% | 0% | 0% | 0% | 0% | 0% | 0% | 0% | 0% | 0% | 0% | x | x | x | x | x | x | x | x | x | x | 0 | 45.7411 | 0 | 134.703 | 136.4583 | 137.7321 | 139.5269 | 140.8293 | 0 | 0 | 0 | -0.12024 | 0 | 0.33766 | 1.1106 | 2.5643 | 4.3677 | 6.2172 | 0 | 0 | 0 | 3.0959 | 0 | 6.4912 | 7.1617 | 7.3383 | 9.8846 | 13.3551 | 0 | 0 | 0 | 48.7167 | 0 | 141.5319 | 144.7306 | 147.6346 | 153.7792 | 160.4015 | 0 | 0
421 | Reactive plant | Replacement - Other | Stations | FALSE | Reactive | Network | Materials | 40% | 0 | 0 | 0 | 3593.2709 | 94.7411 | 0 | 0 | 0 | 0 | 0 | 0 | 0 | 0 | 0 | 0 | 0 | 0 | 0 | 0 | 0 | 0 | 0 | 0 | 0 | 0 | 243.843 | 5.7648 | 0 | 0 | 0 | 0 | 0 | 0 | 0 | 0 | 0 | 3837.1139 | 100.5059 | 0 | 0 | 0 | 0 | 0 | 0 | 0 | 0% | 0% | 0% | 0% | 0% | 0% | 0% | 0% | 0% | 0% | 0% | x | x | x | x | x | x | x | x | x | x | 0 | 3593.2709 | 94.7411 | 0 | 0 | 0 | 0 | 0 | 0 | 0 | 0 | 0 | 0 | 0 | 0 | 0 | 0 | 0 | 0 | 0 | 0 | 243.843 | 5.7648 | 0 | 0 | 0 | 0 | 0 | 0 | 0 | 0 | 3837.1139 | 100.5059 | 0 | 0 | 0 | 0 | 0 | 0 | 0
422 | Reactive plant | Replacement - Other | Stations | FALSE | Reactive | Network | Labour - Internal | 10% | 0 | 0 | 0 | 898.3177 | 23.6853 | 0 | 0 | 0 | 0 | 0 | 0 | 0 | 0 | 0 | 3.287 | 0.23384 | 0 | 0 | 0 | 0 | 0 | 0 | 0 | 0 | 0 | 61.1838 | 1.4554 | 0 | 0 | 0 | 0 | 0 | 0 | 0 | 0 | 0 | 962.7885 | 25.3745 | 0 | 0 | 0 | 0 | 0 | 0 | 0 | 0% | 0% | 0% | 0% | 0% | 0% | 0% | 0% | 0% | 0% | 0% | x | x | x | x | x | x | x | x | x | x | 0 | 898.3177 | 23.6853 | 0 | 0 | 0 | 0 | 0 | 0 | 0 | 0 | 3.287 | 0.23384 | 0 | 0 | 0 | 0 | 0 | 0 | 0 | 0 | 61.1838 | 1.4554 | 0 | 0 | 0 | 0 | 0 | 0 | 0 | 0 | 962.7885 | 25.3745 | 0 | 0 | 0 | 0 | 0 | 0 | 0
423 | Reactive plant | Replacement - Other | Stations | FALSE | Reactive | Network | Labour - External | 50% | 0 | 0 | 0 | 4491.5886 | 118.4264 | 0 | 0 | 0 | 0 | 0 | 0 | 0 | 0 | 0 | -11.8067 | -0.17269 | 0 | 0 | 0 | 0 | 0 | 0 | 0 | 0 | 0 | 304.0026 | 7.1954 | 0 | 0 | 0 | 0 | 0 | 0 | 0 | 0 | 0 | 4783.7845 | 125.4492 | 0 | 0 | 0 | 0 | 0 | 0 | 0 | 0% | 0% | 0% | 0% | 0% | 0% | 0% | 0% | 0% | 0% | 0% | x | x | x | x | x | x | x | x | x | x | 0 | 4491.5886 | 118.4264 | 0 | 0 | 0 | 0 | 0 | 0 | 0 | 0 | -11.8067 | -0.17269 | 0 | 0 | 0 | 0 | 0 | 0 | 0 | 0 | 304.0026 | 7.1954 | 0 | 0 | 0 | 0 | 0 | 0 | 0 | 0 | 4783.7845 | 125.4492 | 0 | 0 | 0 | 0 | 0 | 0 | 0
424 | On-line monitoring | Replacement - Other | Stations | FALSE | Establishment | Network | Materials | 40% | 0 | 0 | 0 | 0 | 0 | 0 | 0 | 0 | 0 | 0 | 0 | 0 | 0 | 0 | 0 | 0 | 0 | 0 | 0 | 0 | 0 | 0 | 0 | 0 | 0 | 0 | 0 | 0 | 0 | 0 | 0 | 0 | 0 | 0 | 0 | 0 | 0 | 0 | 0 | 0 | 0 | 0 | 0 | 0 | 0 | 0% | 0% | 0% | 0% | 0% | 0% | 0% | 0% | 0% | 0% | 0% | x | x | x | x | x | x | x | x | x | x | 0 | 0 | 0 | 0 | 0 | 0 | 0 | 0 | 0 | 0 | 0 | 0 | 0 | 0 | 0 | 0 | 0 | 0 | 0 | 0 | 0 | 0 | 0 | 0 | 0 | 0 | 0 | 0 | 0 | 0 | 0 | 0 | 0 | 0 | 0 | 0 | 0 | 0 | 0 | 0
425 | On-line monitoring | Replacement - Other | Stations | FALSE | Establishment | Network | Labour - Internal | 10% | 0 | 0 | 0 | 0 | 0 | 0 | 0 | 0 | 0 | 0 | 0 | 0 | 0 | 0 | 0 | 0 | 0 | 0 | 0 | 0 | 0 | 0 | 0 | 0 | 0 | 0 | 0 | 0 | 0 | 0 | 0 | 0 | 0 | 0 | 0 | 0 | 0 | 0 | 0 | 0 | 0 | 0 | 0 | 0 | 0 | 0% | 0% | 0% | 0% | 0% | 0% | 0% | 0% | 0% | 0% | 0% | x | x | x | x | x | x | x | x | x | x | 0 | 0 | 0 | 0 | 0 | 0 | 0 | 0 | 0 | 0 | 0 | 0 | 0 | 0 | 0 | 0 | 0 | 0 | 0 | 0 | 0 | 0 | 0 | 0 | 0 | 0 | 0 | 0 | 0 | 0 | 0 | 0 | 0 | 0 | 0 | 0 | 0 | 0 | 0 | 0
426 | On-line monitoring | Replacement - Other | Stations | FALSE | Establishment | Network | Labour - External | 50% | 0 | 0 | 0 | 0 | 0 | 0 | 0 | 0 | 0 | 0 | 0 | 0 | 0 | 0 | 0 | 0 | 0 | 0 | 0 | 0 | 0 | 0 | 0 | 0 | 0 | 0 | 0 | 0 | 0 | 0 | 0 | 0 | 0 | 0 | 0 | 0 | 0 | 0 | 0 | 0 | 0 | 0 | 0 | 0 | 0 | 0% | 0% | 0% | 0% | 0% | 0% | 0% | 0% | 0% | 0% | 0% | x | x | x | x | x | x | x | x | x | x | 0 | 0 | 0 | 0 | 0 | 0 | 0 | 0 | 0 | 0 | 0 | 0 | 0 | 0 | 0 | 0 | 0 | 0 | 0 | 0 | 0 | 0 | 0 | 0 | 0 | 0 | 0 | 0 | 0 | 0 | 0 | 0 | 0 | 0 | 0 | 0 | 0 | 0 | 0 | 0
427 | Fire protection systems | Security and Compliance | Fire protection systems | FALSE | Establishment | Network | Materials | 40% | 0 | 0 | 0 | 377.397 | 0 | 198.4652 | 201.0515 | 202.9281 | 205.5725 | 207.4914 | 0 | 0 | 0 | 0 | 0 | 0 | 0 | 0 | 0 | 0 | 0 | 0 | 0 | 0 | 0 | 25.6105 | 0 | 9.54 | 10.4665 | 10.6142 | 14.1215 | 18.8448 | 0 | 0 | 0 | 0 | 403.0076 | 0 | 208.0052 | 211.518 | 213.5424 | 219.694 | 226.3362 | 0 | 0 | 0% | 0% | 0% | 0% | 0% | 0% | 0% | 0% | 0% | 0% | 0% | x | x | x | x | x | x | x | x | x | x | 0 | 377.397 | 0 | 198.4652 | 201.0515 | 202.9281 | 205.5725 | 207.4914 | 0 | 0 | 0 | 0 | 0 | 0 | 0 | 0 | 0 | 0 | 0 | 0 | 0 | 25.6105 | 0 | 9.54 | 10.4665 | 10.6142 | 14.1215 | 18.8448 | 0 | 0 | 0 | 403.0076 | 0 | 208.0052 | 211.518 | 213.5424 | 219.694 | 226.3362 | 0 | 0
428 | Fire protection systems | Security and Compliance | Fire protection systems | FALSE | Establishment | Network | Labour - Internal | 10% | 0 | 0 | 0 | 94.3493 | 0 | 49.6163 | 50.2629 | 50.732 | 51.3931 | 51.8728 | 0 | 0 | 0 | 0 | 0.34523 | 0 | 0.7502 | 1.0155 | 1.4286 | 2.0289 | 2.6414 | 0 | 0 | 0 | 0 | 6.4261 | 0 | 2.4211 | 2.6695 | 2.7283 | 3.6697 | 4.9511 | 0 | 0 | 0 | 0 | 101.1206 | 0 | 52.7876 | 53.9479 | 54.8889 | 57.0917 | 59.4653 | 0 | 0 | 0% | 0% | 0% | 0% | 0% | 0% | 0% | 0% | 0% | 0% | 0% | x | x | x | x | x | x | x | x | x | x | 0 | 94.3493 | 0 | 49.6163 | 50.2629 | 50.732 | 51.3931 | 51.8728 | 0 | 0 | 0 | 0.34523 | 0 | 0.7502 | 1.0155 | 1.4286 | 2.0289 | 2.6414 | 0 | 0 | 0 | 6.4261 | 0 | 2.4211 | 2.6695 | 2.7283 | 3.6697 | 4.9511 | 0 | 0 | 0 | 101.1206 | 0 | 52.7876 | 53.9479 | 54.8889 | 57.0917 | 59.4653 | 0 | 0
429 | Fire protection systems | Security and Compliance | Fire protection systems | FALSE | Establishment | Network | Labour - External | 50% | 0 | 0 | 0 | 471.7463 | 0 | 248.0815 | 251.3143 | 253.6602 | 256.9657 | 259.3642 | 0 | 0 | 0 | 0 | -1.24 | 0 | 0.62187 | 2.0453 | 4.7226 | 8.0439 | 11.4502 | 0 | 0 | 0 | 0 | 31.929 | 0 | 11.9549 | 13.1897 | 13.5148 | 18.2044 | 24.5959 | 0 | 0 | 0 | 0 | 502.4353 | 0 | 260.6583 | 266.5493 | 271.8976 | 283.214 | 295.4104 | 0 | 0 | 0% | 0% | 0% | 0% | 0% | 0% | 0% | 0% | 0% | 0% | 0% | x | x | x | x | x | x | x | x | x | x | 0 | 471.7463 | 0 | 248.0815 | 251.3143 | 253.6602 | 256.9657 | 259.3642 | 0 | 0 | 0 | -1.24 | 0 | 0.62187 | 2.0453 | 4.7226 | 8.0439 | 11.4502 | 0 | 0 | 0 | 31.929 | 0 | 11.9549 | 13.1897 | 13.5148 | 18.2044 | 24.5959 | 0 | 0 | 0 | 502.4353 | 0 | 260.6583 | 266.5493 | 271.8976 | 283.214 | 295.4104 | 0 | 0
430 | Civils | Replacement - Other | Stations | FALSE | Establishment | Network | Materials | 40% | 0 | 0 | 0 | 0 | 10.3623 | 861.4235 | 872.6489 | 880.7944 | 892.2723 | 900.6009 | 0 | 0 | 0 | 0 | 0 | 0 | 0 | 0 | 0 | 0 | 0 | 0 | 0 | 0 | 0 | 0 | 0.63052 | 41.4075 | 45.4293 | 46.0703 | 61.2932 | 81.7944 | 0 | 0 | 0 | 0 | 0 | 10.9928 | 902.831 | 918.0782 | 926.8647 | 953.5655 | 982.3953 | 0 | 0 | 0% | 0% | 0% | 0% | 0% | 0% | 0% | 0% | 0% | 0% | 0% | x | x | x | x | x | x | x | x | x | x | 0 | 0 | 10.3623 | 861.4235 | 872.6489 | 880.7944 | 892.2723 | 900.6009 | 0 | 0 | 0 | 0 | 0 | 0 | 0 | 0 | 0 | 0 | 0 | 0 | 0 | 0 | 0.63052 | 41.4075 | 45.4293 | 46.0703 | 61.2932 | 81.7944 | 0 | 0 | 0 | 0 | 10.9928 | 902.831 | 918.0782 | 926.8647 | 953.5655 | 982.3953 | 0 | 0
431 | Civils | Replacement - Other | Stations | FALSE | Establishment | Network | Labour - Internal | 10% | 0 | 0 | 0 | 0 | 2.5906 | 215.3559 | 218.1622 | 220.1986 | 223.0681 | 225.1502 | 0 | 0 | 0 | 0 | 0 | 0.025576 | 3.2562 | 4.4078 | 6.2006 | 8.8061 | 11.4647 | 0 | 0 | 0 | 0 | 0 | 0.15919 | 10.5084 | 11.5868 | 11.8419 | 15.9282 | 21.4898 | 0 | 0 | 0 | 0 | 0 | 2.7753 | 229.1205 | 234.1568 | 238.2411 | 247.8024 | 258.1048 | 0 | 0 | 0% | 0% | 0% | 0% | 0% | 0% | 0% | 0% | 0% | 0% | 0% | x | x | x | x | x | x | x | x | x | x | 0 | 0 | 2.5906 | 215.3559 | 218.1622 | 220.1986 | 223.0681 | 225.1502 | 0 | 0 | 0 | 0 | 0.025576 | 3.2562 | 4.4078 | 6.2006 | 8.8061 | 11.4647 | 0 | 0 | 0 | 0 | 0.15919 | 10.5084 | 11.5868 | 11.8419 | 15.9282 | 21.4898 | 0 | 0 | 0 | 0 | 2.7753 | 229.1205 | 234.1568 | 238.2411 | 247.8024 | 258.1048 | 0 | 0
432 | Civils | Replacement - Other | Stations | FALSE | Establishment | Network | Labour - External | 50% | 0 | 0 | 0 | 0 | 12.9529 | 1076.7794 | 1090.8112 | 1100.993 | 1115.3403 | 1125.7511 | 0 | 0 | 0 | 0 | 0 | -0.018888 | 2.6992 | 8.8777 | 20.4981 | 34.9141 | 49.6988 | 0 | 0 | 0 | 0 | 0 | 0.787 | 51.8892 | 57.2488 | 58.6601 | 79.0149 | 106.7567 | 0 | 0 | 0 | 0 | 0 | 13.721 | 1131.3677 | 1156.9376 | 1180.1512 | 1229.2694 | 1282.2067 | 0 | 0 | 0% | 0% | 0% | 0% | 0% | 0% | 0% | 0% | 0% | 0% | 0% | x | x | x | x | x | x | x | x | x | x | 0 | 0 | 12.9529 | 1076.7794 | 1090.8112 | 1100.993 | 1115.3403 | 1125.7511 | 0 | 0 | 0 | 0 | -0.018888 | 2.6992 | 8.8777 | 20.4981 | 34.9141 | 49.6988 | 0 | 0 | 0 | 0 | 0.787 | 51.8892 | 57.2488 | 58.6601 | 79.0149 | 106.7567 | 0 | 0 | 0 | 0 | 13.721 | 1131.3677 | 1156.9376 | 1180.1512 | 1229.2694 | 1282.2067 | 0 | 0
433 | Infrastructure security | Security and Compliance | Infrastructure security | FALSE | Establishment | Network | Materials | 40% | 0 | 0 | 0 | 138.326 | 342.3544 | 527.833 | 534.7114 | 539.7025 | 546.7355 | 551.8388 | 0 | 0 | 0 | 0 | 0 | 0 | 0 | 0 | 0 | 0 | 0 | 0 | 0 | 0 | 0 | 9.3869 | 20.8314 | 25.3723 | 27.8366 | 28.2294 | 37.5571 | 50.1191 | 0 | 0 | 0 | 0 | 147.713 | 363.1858 | 553.2053 | 562.5479 | 567.9318 | 584.2926 | 601.9579 | 0 | 0 | 0% | 0% | 0% | 0% | 0% | 0% | 0% | 0% | 0% | 0% | 0% | x | x | x | x | x | x | x | x | x | x | 0 | 138.326 | 342.3544 | 527.833 | 534.7114 | 539.7025 | 546.7355 | 551.8388 | 0 | 0 | 0 | 0 | 0 | 0 | 0 | 0 | 0 | 0 | 0 | 0 | 0 | 9.3869 | 20.8314 | 25.3723 | 27.8366 | 28.2294 | 37.5571 | 50.1191 | 0 | 0 | 0 | 147.713 | 363.1858 | 553.2053 | 562.5479 | 567.9318 | 584.2926 | 601.9579 | 0 | 0
434 | Infrastructure security | Security and Compliance | Infrastructure security | FALSE | Establishment | Network | Labour - Internal | 10% | 0 | 0 | 0 | 34.5815 | 85.5886 | 131.9583 | 133.6778 | 134.9256 | 136.6839 | 137.9597 | 0 | 0 | 0 | 0 | 0.12654 | 0.84501 | 1.9952 | 2.7008 | 3.7994 | 5.3959 | 7.025 | 0 | 0 | 0 | 0 | 2.3553 | 5.2593 | 6.439 | 7.0997 | 7.2561 | 9.7599 | 13.1678 | 0 | 0 | 0 | 0 | 37.0634 | 91.6929 | 140.3925 | 143.4784 | 145.981 | 151.8397 | 158.1525 | 0 | 0 | 0% | 0% | 0% | 0% | 0% | 0% | 0% | 0% | 0% | 0% | 0% | x | x | x | x | x | x | x | x | x | x | 0 | 34.5815 | 85.5886 | 131.9583 | 133.6778 | 134.9256 | 136.6839 | 137.9597 | 0 | 0 | 0 | 0.12654 | 0.84501 | 1.9952 | 2.7008 | 3.7994 | 5.3959 | 7.025 | 0 | 0 | 0 | 2.3553 | 5.2593 | 6.439 | 7.0997 | 7.2561 | 9.7599 | 13.1678 | 0 | 0 | 0 | 37.0634 | 91.6929 | 140.3925 | 143.4784 | 145.981 | 151.8397 | 158.1525 | 0 | 0
435 | Infrastructure security | Security and Compliance | Infrastructure security | FALSE | Establishment | Network | Labour - External | 50% | 0 | 0 | 0 | 172.9075 | 427.9431 | 659.7913 | 668.3892 | 674.6281 | 683.4193 | 689.7985 | 0 | 0 | 0 | 0 | -0.45451 | -0.62402 | 1.6539 | 5.4397 | 12.5601 | 21.3934 | 30.4527 | 0 | 0 | 0 | 0 | 11.7028 | 26.0013 | 31.7948 | 35.0789 | 35.9437 | 48.416 | 65.4147 | 0 | 0 | 0 | 0 | 184.1559 | 453.3203 | 693.24 | 708.9078 | 723.1318 | 753.2288 | 785.6659 | 0 | 0 | 0% | 0% | 0% | 0% | 0% | 0% | 0% | 0% | 0% | 0% | 0% | x | x | x | x | x | x | x | x | x | x | 0 | 172.9075 | 427.9431 | 659.7913 | 668.3892 | 674.6281 | 683.4193 | 689.7985 | 0 | 0 | 0 | -0.45451 | -0.62402 | 1.6539 | 5.4397 | 12.5601 | 21.3934 | 30.4527 | 0 | 0 | 0 | 11.7028 | 26.0013 | 31.7948 | 35.0789 | 35.9437 | 48.416 | 65.4147 | 0 | 0 | 0 | 184.1559 | 453.3203 | 693.24 | 708.9078 | 723.1318 | 753.2288 | 785.6659 | 0 | 0
436 | Structure fall arrests | Security and Compliance | Structure Fall Arrests | FALSE | Towers and Conductor | Network | Materials | 40% | 0 | 0 | 0 | 0 | 688.0574 | 218.3962 | 221.2422 | 223.3073 | 226.2173 | 228.3288 | 0 | 0 | 0 | 0 | 0 | 0 | 0 | 0 | 0 | 0 | 0 | 0 | 0 | 0 | 0 | 0 | 41.8665 | 10.498 | 11.5177 | 11.6802 | 15.5396 | 20.7373 | 0 | 0 | 0 | 0 | 0 | 729.9239 | 228.8942 | 232.7598 | 234.9875 | 241.7569 | 249.0661 | 0 | 0 | 0% | 0% | 0% | 0% | 0% | 0% | 0% | 0% | 0% | 0% | 0% | x | x | x | x | x | x | x | x | x | x | 0 | 0 | 688.0574 | 218.3962 | 221.2422 | 223.3073 | 226.2173 | 228.3288 | 0 | 0 | 0 | 0 | 0 | 0 | 0 | 0 | 0 | 0 | 0 | 0 | 0 | 0 | 41.8665 | 10.498 | 11.5177 | 11.6802 | 15.5396 | 20.7373 | 0 | 0 | 0 | 0 | 729.9239 | 228.8942 | 232.7598 | 234.9875 | 241.7569 | 249.0661 | 0 | 0
437 | Structure fall arrests | Security and Compliance | Structure Fall Arrests | FALSE | Towers and Conductor | Network | Labour - Internal | 10% | 0 | 0 | 0 | 0 | 172.0144 | 54.599 | 55.3105 | 55.8268 | 56.5543 | 57.0822 | 0 | 0 | 0 | 0 | 0 | 1.6983 | 0.82554 | 1.1175 | 1.572 | 2.2326 | 2.9066 | 0 | 0 | 0 | 0 | 0 | 10.57 | 2.6642 | 2.9376 | 3.0023 | 4.0383 | 5.4483 | 0 | 0 | 0 | 0 | 0 | 184.2826 | 58.0888 | 59.3656 | 60.4011 | 62.8252 | 65.4372 | 0 | 0 | 0% | 0% | 0% | 0% | 0% | 0% | 0% | 0% | 0% | 0% | 0% | x | x | x | x | x | x | x | x | x | x | 0 | 0 | 172.0144 | 54.599 | 55.3105 | 55.8268 | 56.5543 | 57.0822 | 0 | 0 | 0 | 0 | 1.6983 | 0.82554 | 1.1175 | 1.572 | 2.2326 | 2.9066 | 0 | 0 | 0 | 0 | 10.57 | 2.6642 | 2.9376 | 3.0023 | 4.0383 | 5.4483 | 0 | 0 | 0 | 0 | 184.2826 | 58.0888 | 59.3656 | 60.4011 | 62.8252 | 65.4372 | 0 | 0
438 | Structure fall arrests | Security and Compliance | Structure Fall Arrests | FALSE | Towers and Conductor | Network | Labour - External | 50% | 0 | 0 | 0 | 0 | 860.0718 | 272.9952 | 276.5527 | 279.1341 | 282.7716 | 285.411 | 0 | 0 | 0 | 0 | 0 | -1.2541 | 0.68432 | 2.2507 | 5.1969 | 8.8518 | 12.6001 | 0 | 0 | 0 | 0 | 0 | 52.2569 | 13.1554 | 14.5142 | 14.8721 | 20.0326 | 27.066 | 0 | 0 | 0 | 0 | 0 | 911.0745 | 286.835 | 293.3177 | 299.203 | 311.6559 | 325.0771 | 0 | 0 | 0% | 0% | 0% | 0% | 0% | 0% | 0% | 0% | 0% | 0% | 0% | x | x | x | x | x | x | x | x | x | x | 0 | 0 | 860.0718 | 272.9952 | 276.5527 | 279.1341 | 282.7716 | 285.411 | 0 | 0 | 0 | 0 | -1.2541 | 0.68432 | 2.2507 | 5.1969 | 8.8518 | 12.6001 | 0 | 0 | 0 | 0 | 52.2569 | 13.1554 | 14.5142 | 14.8721 | 20.0326 | 27.066 | 0 | 0 | 0 | 0 | 911.0745 | 286.835 | 293.3177 | 299.203 | 311.6559 | 325.0771 | 0 | 0
439 | Earth wires (incl. OPGW) | Replacement - Other | Lines | FALSE | Towers and Conductor | Network | Materials | 40% | 0 | 0 | 0 | 1354.6552 | 0 | 2766.6896 | 2802.7431 | 2828.9044 | 2865.7686 | 2892.5182 | 0 | 0 | 0 | 0 | 0 | 0 | 0 | 0 | 0 | 0 | 0 | 0 | 0 | 0 | 0 | 91.9283 | 0 | 132.9913 | 145.9081 | 147.9671 | 196.8595 | 262.7043 | 0 | 0 | 0 | 0 | 1446.5835 | 0 | 2899.6808 | 2948.6512 | 2976.8715 | 3062.6281 | 3155.2225 | 0 | 0 | 0% | 0% | 0% | 0% | 0% | 0% | 0% | 0% | 0% | 0% | 0% | x | x | x | x | x | x | x | x | x | x | 0 | 1354.6552 | 0 | 2766.6896 | 2802.7431 | 2828.9044 | 2865.7686 | 2892.5182 | 0 | 0 | 0 | 0 | 0 | 0 | 0 | 0 | 0 | 0 | 0 | 0 | 0 | 91.9283 | 0 | 132.9913 | 145.9081 | 147.9671 | 196.8595 | 262.7043 | 0 | 0 | 0 | 1446.5835 | 0 | 2899.6808 | 2948.6512 | 2976.8715 | 3062.6281 | 3155.2225 | 0 | 0
440 | Earth wires (incl. OPGW) | Replacement - Other | Lines | FALSE | Towers and Conductor | Network | Labour - Internal | 10% | 0 | 0 | 0 | 338.6638 | 0 | 691.6724 | 700.6858 | 707.2261 | 716.4422 | 723.1296 | 0 | 0 | 0 | 0 | 1.2392 | 0 | 10.4582 | 14.1567 | 19.9147 | 28.2833 | 36.8221 | 0 | 0 | 0 | 0 | 23.0662 | 0 | 33.7505 | 37.214 | 38.0334 | 51.1577 | 69.0203 | 0 | 0 | 0 | 0 | 362.9691 | 0 | 735.8811 | 752.0565 | 765.1743 | 795.8832 | 828.9719 | 0 | 0 | 0% | 0% | 0% | 0% | 0% | 0% | 0% | 0% | 0% | 0% | 0% | x | x | x | x | x | x | x | x | x | x | 0 | 338.6638 | 0 | 691.6724 | 700.6858 | 707.2261 | 716.4422 | 723.1296 | 0 | 0 | 0 | 1.2392 | 0 | 10.4582 | 14.1567 | 19.9147 | 28.2833 | 36.8221 | 0 | 0 | 0 | 23.0662 | 0 | 33.7505 | 37.214 | 38.0334 | 51.1577 | 69.0203 | 0 | 0 | 0 | 362.9691 | 0 | 735.8811 | 752.0565 | 765.1743 | 795.8832 | 828.9719 | 0 | 0
441 | Earth wires (incl. OPGW) | Replacement - Other | Lines | FALSE | Towers and Conductor | Network | Labour - External | 50% | 0 | 0 | 0 | 1693.319 | 0 | 3458.362 | 3503.4288 | 3536.1305 | 3582.2108 | 3615.6478 | 0 | 0 | 0 | 0 | -4.4511 | 0 | 8.6692 | 28.5129 | 65.835 | 112.1359 | 159.621 | 0 | 0 | 0 | 0 | 114.6083 | 0 | 166.6558 | 183.8695 | 188.4024 | 253.7773 | 342.8775 | 0 | 0 | 0 | 0 | 1803.4762 | 0 | 3633.6869 | 3715.8113 | 3790.3678 | 3948.124 | 4118.1463 | 0 | 0 | 0% | 0% | 0% | 0% | 0% | 0% | 0% | 0% | 0% | 0% | 0% | x | x | x | x | x | x | x | x | x | x | 0 | 1693.319 | 0 | 3458.362 | 3503.4288 | 3536.1305 | 3582.2108 | 3615.6478 | 0 | 0 | 0 | -4.4511 | 0 | 8.6692 | 28.5129 | 65.835 | 112.1359 | 159.621 | 0 | 0 | 0 | 114.6083 | 0 | 166.6558 | 183.8695 | 188.4024 | 253.7773 | 342.8775 | 0 | 0 | 0 | 1803.4762 | 0 | 3633.6869 | 3715.8113 | 3790.3678 | 3948.124 | 4118.1463 | 0 | 0
442 | Other Station works | Replacement - Other | Stations | FALSE | Secondary | Network | Materials | 40% | 0 | 0 | 0 | 336.9948 | 225.634 | 36.8989 | 31.1595 | 31.4503 | 31.8602 | 32.1576 | 0 | 0 | 0 | 0 | 0 | 0 | 0 | 0 | 0 | 0 | 0 | 0 | 0 | 0 | 0 | 22.8688 | 13.7293 | 1.7737 | 1.6221 | 1.645 | 2.1886 | 2.9206 | 0 | 0 | 0 | 0 | 359.8636 | 239.3633 | 38.6726 | 32.7816 | 33.0954 | 34.0488 | 35.0782 | 0 | 0 | 0% | 0% | 0% | 0% | 0% | 0% | 0% | 0% | 0% | 0% | 0% | x | x | x | x | x | x | x | x | x | x | 0 | 336.9948 | 225.634 | 36.8989 | 31.1595 | 31.4503 | 31.8602 | 32.1576 | 0 | 0 | 0 | 0 | 0 | 0 | 0 | 0 | 0 | 0 | 0 | 0 | 0 | 22.8688 | 13.7293 | 1.7737 | 1.6221 | 1.645 | 2.1886 | 2.9206 | 0 | 0 | 0 | 359.8636 | 239.3633 | 38.6726 | 32.7816 | 33.0954 | 34.0488 | 35.0782 | 0 | 0
443 | Other Station works | Replacement - Other | Stations | FALSE | Secondary | Network | Labour - Internal | 10% | 0 | 0 | 0 | 84.2487 | 56.4085 | 9.2247 | 7.7899 | 7.8626 | 7.965 | 8.0394 | 0 | 0 | 0 | 0 | 0.30827 | 0.55691 | 0.13948 | 0.15739 | 0.2214 | 0.31444 | 0.40937 | 0 | 0 | 0 | 0 | 5.7381 | 3.4662 | 0.45013 | 0.41373 | 0.42284 | 0.56875 | 0.76733 | 0 | 0 | 0 | 0 | 90.2951 | 60.4316 | 9.8143 | 8.361 | 8.5068 | 8.8482 | 9.2161 | 0 | 0 | 0% | 0% | 0% | 0% | 0% | 0% | 0% | 0% | 0% | 0% | 0% | x | x | x | x | x | x | x | x | x | x | 0 | 84.2487 | 56.4085 | 9.2247 | 7.7899 | 7.8626 | 7.965 | 8.0394 | 0 | 0 | 0 | 0.30827 | 0.55691 | 0.13948 | 0.15739 | 0.2214 | 0.31444 | 0.40937 | 0 | 0 | 0 | 5.7381 | 3.4662 | 0.45013 | 0.41373 | 0.42284 | 0.56875 | 0.76733 | 0 | 0 | 0 | 90.2951 | 60.4316 | 9.8143 | 8.361 | 8.5068 | 8.8482 | 9.2161 | 0 | 0
444 | Other Station works | Replacement - Other | Stations | FALSE | Secondary | Network | Labour - External | 50% | 0 | 0 | 0 | 421.2435 | 282.0425 | 46.1236 | 38.9494 | 39.3129 | 39.8252 | 40.197 | 0 | 0 | 0 | 0 | -1.1073 | -0.41127 | 0.11562 | 0.31699 | 0.73192 | 1.2467 | 1.7746 | 0 | 0 | 0 | 0 | 28.5109 | 17.1365 | 2.2227 | 2.0442 | 2.0946 | 2.8214 | 3.8119 | 0 | 0 | 0 | 0 | 448.647 | 298.7678 | 48.4619 | 41.3105 | 42.1394 | 43.8933 | 45.7835 | 0 | 0 | 0% | 0% | 0% | 0% | 0% | 0% | 0% | 0% | 0% | 0% | 0% | x | x | x | x | x | x | x | x | x | x | 0 | 421.2435 | 282.0425 | 46.1236 | 38.9494 | 39.3129 | 39.8252 | 40.197 | 0 | 0 | 0 | -1.1073 | -0.41127 | 0.11562 | 0.31699 | 0.73192 | 1.2467 | 1.7746 | 0 | 0 | 0 | 28.5109 | 17.1365 | 2.2227 | 2.0442 | 2.0946 | 2.8214 | 3.8119 | 0 | 0 | 0 | 448.647 | 298.7678 | 48.4619 | 41.3105 | 42.1394 | 43.8933 | 45.7835 | 0 | 0
445 | Other Station works | Replacement - Other | Stations | FALSE | Switchgear | Network | Materials | 40% | 0 | 0 | 0 | 606.6688 | 406.1936 | 66.4266 | 56.0943 | 56.6179 | 57.3557 | 57.8911 | 0 | 0 | 0 | 0 | 0 | 0 | 0 | 0 | 0 | 0 | 0 | 0 | 0 | 0 | 0 | 41.1692 | 24.7158 | 3.193 | 2.9202 | 2.9614 | 3.94 | 5.2578 | 0 | 0 | 0 | 0 | 647.838 | 430.9094 | 69.6197 | 59.0145 | 59.5793 | 61.2957 | 63.1489 | 0 | 0 | 0% | 0% | 0% | 0% | 0% | 0% | 0% | 0% | 0% | 0% | 0% | x | x | x | x | x | x | x | x | x | x | 0 | 606.6688 | 406.1936 | 66.4266 | 56.0943 | 56.6179 | 57.3557 | 57.8911 | 0 | 0 | 0 | 0 | 0 | 0 | 0 | 0 | 0 | 0 | 0 | 0 | 0 | 41.1692 | 24.7158 | 3.193 | 2.9202 | 2.9614 | 3.94 | 5.2578 | 0 | 0 | 0 | 647.838 | 430.9094 | 69.6197 | 59.0145 | 59.5793 | 61.2957 | 63.1489 | 0 | 0
446 | Other Station works | Replacement - Other | Stations | FALSE | Switchgear | Network | Labour - Internal | 10% | 0 | 0 | 0 | 151.6672 | 101.5484 | 16.6067 | 14.0236 | 14.1545 | 14.3389 | 14.4728 | 0 | 0 | 0 | 0 | 0.55496 | 1.0026 | 0.25109 | 0.28333 | 0.39858 | 0.56606 | 0.73696 | 0 | 0 | 0 | 0 | 10.33 | 6.24 | 0.81033 | 0.7448 | 0.7612 | 1.0239 | 1.3814 | 0 | 0 | 0 | 0 | 162.5521 | 108.7909 | 17.6681 | 15.0517 | 15.3143 | 15.9289 | 16.5911 | 0 | 0 | 0% | 0% | 0% | 0% | 0% | 0% | 0% | 0% | 0% | 0% | 0% | x | x | x | x | x | x | x | x | x | x | 0 | 151.6672 | 101.5484 | 16.6067 | 14.0236 | 14.1545 | 14.3389 | 14.4728 | 0 | 0 | 0 | 0.55496 | 1.0026 | 0.25109 | 0.28333 | 0.39858 | 0.56606 | 0.73696 | 0 | 0 | 0 | 10.33 | 6.24 | 0.81033 | 0.7448 | 0.7612 | 1.0239 | 1.3814 | 0 | 0 | 0 | 162.5521 | 108.7909 | 17.6681 | 15.0517 | 15.3143 | 15.9289 | 16.5911 | 0 | 0
447 | Other Station works | Replacement - Other | Stations | FALSE | Switchgear | Network | Labour - External | 50% | 0 | 0 | 0 | 758.336 | 507.742 | 83.0333 | 70.1179 | 70.7724 | 71.6946 | 72.3638 | 0 | 0 | 0 | 0 | -1.9934 | -0.74038 | 0.20814 | 0.57066 | 1.3176 | 2.2443 | 3.1947 | 0 | 0 | 0 | 0 | 51.3262 | 30.8497 | 4.0013 | 3.68 | 3.7707 | 5.0791 | 6.8624 | 0 | 0 | 0 | 0 | 807.6688 | 537.8513 | 87.2427 | 74.3685 | 75.8607 | 79.018 | 82.4209 | 0 | 0 | 0% | 0% | 0% | 0% | 0% | 0% | 0% | 0% | 0% | 0% | 0% | x | x | x | x | x | x | x | x | x | x | 0 | 758.336 | 507.742 | 83.0333 | 70.1179 | 70.7724 | 71.6946 | 72.3638 | 0 | 0 | 0 | -1.9934 | -0.74038 | 0.20814 | 0.57066 | 1.3176 | 2.2443 | 3.1947 | 0 | 0 | 0 | 51.3262 | 30.8497 | 4.0013 | 3.68 | 3.7707 | 5.0791 | 6.8624 | 0 | 0 | 0 | 807.6688 | 537.8513 | 87.2427 | 74.3685 | 75.8607 | 79.018 | 82.4209 | 0 | 0
448 | Other Station works | Replacement - Other | Stations | FALSE | Transformers | Network | Materials | 40% | 0 | 0 | 0 | 863.0654 | 577.8633 | 94.5005 | 79.8015 | 80.5463 | 81.596 | 82.3576 | 0 | 0 | 0 | 0 | 0 | 0 | 0 | 0 | 0 | 0 | 0 | 0 | 0 | 0 | 0 | 58.5685 | 35.1615 | 4.5425 | 4.1544 | 4.213 | 5.6051 | 7.4799 | 0 | 0 | 0 | 0 | 921.6339 | 613.0248 | 99.043 | 83.9558 | 84.7593 | 87.2011 | 89.8375 | 0 | 0 | 0% | 0% | 0% | 0% | 0% | 0% | 0% | 0% | 0% | 0% | 0% | x | x | x | x | x | x | x | x | x | x | 0 | 863.0654 | 577.8633 | 94.5005 | 79.8015 | 80.5463 | 81.596 | 82.3576 | 0 | 0 | 0 | 0 | 0 | 0 | 0 | 0 | 0 | 0 | 0 | 0 | 0 | 58.5685 | 35.1615 | 4.5425 | 4.1544 | 4.213 | 5.6051 | 7.4799 | 0 | 0 | 0 | 921.6339 | 613.0248 | 99.043 | 83.9558 | 84.7593 | 87.2011 | 89.8375 | 0 | 0
449 | Other Station works | Replacement - Other | Stations | FALSE | Transformers | Network | Labour - Internal | 10% | 0 | 0 | 0 | 215.7663 | 144.4658 | 23.6251 | 19.9504 | 20.1366 | 20.399 | 20.5894 | 0 | 0 | 0 | 0 | 0.7895 | 1.4263 | 0.35721 | 0.40308 | 0.56703 | 0.8053 | 1.0484 | 0 | 0 | 0 | 0 | 14.6957 | 8.8772 | 1.1528 | 1.0596 | 1.0829 | 1.4566 | 1.9652 | 0 | 0 | 0 | 0 | 231.2515 | 154.7693 | 25.1351 | 21.413 | 21.7865 | 22.6609 | 23.603 | 0 | 0 | 0% | 0% | 0% | 0% | 0% | 0% | 0% | 0% | 0% | 0% | 0% | x | x | x | x | x | x | x | x | x | x | 0 | 215.7663 | 144.4658 | 23.6251 | 19.9504 | 20.1366 | 20.399 | 20.5894 | 0 | 0 | 0 | 0.7895 | 1.4263 | 0.35721 | 0.40308 | 0.56703 | 0.8053 | 1.0484 | 0 | 0 | 0 | 14.6957 | 8.8772 | 1.1528 | 1.0596 | 1.0829 | 1.4566 | 1.9652 | 0 | 0 | 0 | 231.2515 | 154.7693 | 25.1351 | 21.413 | 21.7865 | 22.6609 | 23.603 | 0 | 0
450 | Other Station works | Replacement - Other | Stations | FALSE | Transformers | Network | Labour - External | 50% | 0 | 0 | 0 | 1078.8317 | 722.3291 | 118.1256 | 99.7518 | 100.6829 | 101.9949 | 102.947 | 0 | 0 | 0 | 0 | -2.8358 | -1.0533 | 0.29611 | 0.81184 | 1.8745 | 3.1928 | 4.5448 | 0 | 0 | 0 | 0 | 73.0182 | 43.8878 | 5.6924 | 5.2352 | 5.3643 | 7.2257 | 9.7626 | 0 | 0 | 0 | 0 | 1149.014 | 765.1636 | 124.1141 | 105.7989 | 107.9217 | 112.4135 | 117.2544 | 0 | 0 | 0% | 0% | 0% | 0% | 0% | 0% | 0% | 0% | 0% | 0% | 0% | x | x | x | x | x | x | x | x | x | x | 0 | 1078.8317 | 722.3291 | 118.1256 | 99.7518 | 100.6829 | 101.9949 | 102.947 | 0 | 0 | 0 | -2.8358 | -1.0533 | 0.29611 | 0.81184 | 1.8745 | 3.1928 | 4.5448 | 0 | 0 | 0 | 73.0182 | 43.8878 | 5.6924 | 5.2352 | 5.3643 | 7.2257 | 9.7626 | 0 | 0 | 0 | 1149.014 | 765.1636 | 124.1141 | 105.7989 | 107.9217 | 112.4135 | 117.2544 | 0 | 0
451 | Other Station works | Replacement - Other | Stations | FALSE | Establishment | Network | Materials | 40% | 0 | 0 | 0 | 154.8606 | 103.6866 | 16.9563 | 14.3189 | 14.4525 | 14.6408 | 14.7775 | 0 | 0 | 0 | 0 | 0 | 0 | 0 | 0 | 0 | 0 | 0 | 0 | 0 | 0 | 0 | 10.509 | 6.3091 | 0.81507 | 0.74543 | 0.75594 | 1.0057 | 1.3421 | 0 | 0 | 0 | 0 | 165.3696 | 109.9956 | 17.7714 | 15.0643 | 15.2085 | 15.6466 | 16.1196 | 0 | 0 | 0% | 0% | 0% | 0% | 0% | 0% | 0% | 0% | 0% | 0% | 0% | x | x | x | x | x | x | x | x | x | x | 0 | 154.8606 | 103.6866 | 16.9563 | 14.3189 | 14.4525 | 14.6408 | 14.7775 | 0 | 0 | 0 | 0 | 0 | 0 | 0 | 0 | 0 | 0 | 0 | 0 | 0 | 10.509 | 6.3091 | 0.81507 | 0.74543 | 0.75594 | 1.0057 | 1.3421 | 0 | 0 | 0 | 165.3696 | 109.9956 | 17.7714 | 15.0643 | 15.2085 | 15.6466 | 16.1196 | 0 | 0
452 | Other Station works | Replacement - Other | Stations | FALSE | Establishment | Network | Labour - Internal | 10% | 0 | 0 | 0 | 38.7152 | 25.9216 | 4.2391 | 3.5797 | 3.6131 | 3.6602 | 3.6944 | 0 | 0 | 0 | 0 | 0.14166 | 0.25592 | 0.064095 | 0.072325 | 0.10174 | 0.1445 | 0.18812 | 0 | 0 | 0 | 0 | 2.6369 | 1.5928 | 0.20685 | 0.19012 | 0.19431 | 0.26136 | 0.35262 | 0 | 0 | 0 | 0 | 41.4937 | 27.7704 | 4.51 | 3.8422 | 3.9092 | 4.0661 | 4.2351 | 0 | 0 | 0% | 0% | 0% | 0% | 0% | 0% | 0% | 0% | 0% | 0% | 0% | x | x | x | x | x | x | x | x | x | x | 0 | 38.7152 | 25.9216 | 4.2391 | 3.5797 | 3.6131 | 3.6602 | 3.6944 | 0 | 0 | 0 | 0.14166 | 0.25592 | 0.064095 | 0.072325 | 0.10174 | 0.1445 | 0.18812 | 0 | 0 | 0 | 2.6369 | 1.5928 | 0.20685 | 0.19012 | 0.19431 | 0.26136 | 0.35262 | 0 | 0 | 0 | 41.4937 | 27.7704 | 4.51 | 3.8422 | 3.9092 | 4.0661 | 4.2351 | 0 | 0
453 | Other Station works | Replacement - Other | Stations | FALSE | Establishment | Network | Labour - External | 50% | 0 | 0 | 0 | 193.5758 | 129.6082 | 21.1954 | 17.8986 | 18.0656 | 18.3011 | 18.4719 | 0 | 0 | 0 | 0 | -0.50884 | -0.18899 | 0.053131 | 0.14567 | 0.33634 | 0.57289 | 0.81548 | 0 | 0 | 0 | 0 | 13.1017 | 7.8748 | 1.0214 | 0.93937 | 0.96252 | 1.2965 | 1.7517 | 0 | 0 | 0 | 0 | 206.1687 | 137.294 | 22.2699 | 18.9836 | 19.3645 | 20.1705 | 21.0391 | 0 | 0 | 0% | 0% | 0% | 0% | 0% | 0% | 0% | 0% | 0% | 0% | 0% | x | x | x | x | x | x | x | x | x | x | 0 | 193.5758 | 129.6082 | 21.1954 | 17.8986 | 18.0656 | 18.3011 | 18.4719 | 0 | 0 | 0 | -0.50884 | -0.18899 | 0.053131 | 0.14567 | 0.33634 | 0.57289 | 0.81548 | 0 | 0 | 0 | 13.1017 | 7.8748 | 1.0214 | 0.93937 | 0.96252 | 1.2965 | 1.7517 | 0 | 0 | 0 | 206.1687 | 137.294 | 22.2699 | 18.9836 | 19.3645 | 20.1705 | 21.0391 | 0 | 0
454 | Conductor | Replacement - Other | Lines | FALSE | Towers and Conductor | Network | Materials | 40% | 0 | 0 | 0 | 0 | 2072.4621 | 447.6024 | 453.4352 | 457.6677 | 463.6317 | 467.9593 | 0 | 0 | 0 | 0 | 0 | 0 | 0 | 0 | 0 | 0 | 0 | 0 | 0 | 0 | 0 | 0 | 126.104 | 21.5157 | 23.6054 | 23.9385 | 31.8484 | 42.501 | 0 | 0 | 0 | 0 | 0 | 2198.5661 | 469.1181 | 477.0406 | 481.6062 | 495.4801 | 510.4603 | 0 | 0 | 0% | 0% | 0% | 0% | 0% | 0% | 0% | 0% | 0% | 0% | 0% | x | x | x | x | x | x | x | x | x | x | 0 | 0 | 2072.4621 | 447.6024 | 453.4352 | 457.6677 | 463.6317 | 467.9593 | 0 | 0 | 0 | 0 | 0 | 0 | 0 | 0 | 0 | 0 | 0 | 0 | 0 | 0 | 126.104 | 21.5157 | 23.6054 | 23.9385 | 31.8484 | 42.501 | 0 | 0 | 0 | 0 | 2198.5661 | 469.1181 | 477.0406 | 481.6062 | 495.4801 | 510.4603 | 0 | 0
455 | Conductor | Replacement - Other | Lines | FALSE | Towers and Conductor | Network | Labour - Internal | 10% | 0 | 0 | 0 | 0 | 518.1155 | 111.9006 | 113.3588 | 114.4169 | 115.9079 | 116.9898 | 0 | 0 | 0 | 0 | 0 | 5.1153 | 1.6919 | 2.2903 | 3.2219 | 4.5757 | 5.9572 | 0 | 0 | 0 | 0 | 0 | 31.8373 | 5.4602 | 6.0206 | 6.1531 | 8.2764 | 11.1663 | 0 | 0 | 0 | 0 | 0 | 555.0681 | 119.0528 | 121.6697 | 123.7919 | 128.7601 | 134.1133 | 0 | 0 | 0% | 0% | 0% | 0% | 0% | 0% | 0% | 0% | 0% | 0% | 0% | x | x | x | x | x | x | x | x | x | x | 0 | 0 | 518.1155 | 111.9006 | 113.3588 | 114.4169 | 115.9079 | 116.9898 | 0 | 0 | 0 | 0 | 5.1153 | 1.6919 | 2.2903 | 3.2219 | 4.5757 | 5.9572 | 0 | 0 | 0 | 0 | 31.8373 | 5.4602 | 6.0206 | 6.1531 | 8.2764 | 11.1663 | 0 | 0 | 0 | 0 | 555.0681 | 119.0528 | 121.6697 | 123.7919 | 128.7601 | 134.1133 | 0 | 0
456 | Conductor | Replacement - Other | Lines | FALSE | Towers and Conductor | Network | Labour - External | 50% | 0 | 0 | 0 | 0 | 2590.5776 | 559.503 | 566.794 | 572.0846 | 579.5396 | 584.9491 | 0 | 0 | 0 | 0 | 0 | -3.7775 | 1.4025 | 4.6129 | 10.651 | 18.1416 | 25.8239 | 0 | 0 | 0 | 0 | 0 | 157.4002 | 26.962 | 29.7469 | 30.4802 | 41.0568 | 55.4716 | 0 | 0 | 0 | 0 | 0 | 2744.2002 | 587.8675 | 601.1538 | 613.2158 | 638.738 | 666.2447 | 0 | 0 | 0% | 0% | 0% | 0% | 0% | 0% | 0% | 0% | 0% | 0% | 0% | x | x | x | x | x | x | x | x | x | x | 0 | 0 | 2590.5776 | 559.503 | 566.794 | 572.0846 | 579.5396 | 584.9491 | 0 | 0 | 0 | 0 | -3.7775 | 1.4025 | 4.6129 | 10.651 | 18.1416 | 25.8239 | 0 | 0 | 0 | 0 | 157.4002 | 26.962 | 29.7469 | 30.4802 | 41.0568 | 55.4716 | 0 | 0 | 0 | 0 | 2744.2002 | 587.8675 | 601.1538 | 613.2158 | 638.738 | 666.2447 | 0 | 0
457 | Power cables | Replacement - Other | Lines | FALSE | Towers and Conductor | Network | Materials | 40% | 0 | 0 | 0 | 430.6955 | 0 | 186.8951 | 189.3306 | 191.0978 | 193.5881 | 195.3951 | 0 | 0 | 0 | 0 | 0 | 0 | 0 | 0 | 0 | 0 | 0 | 0 | 0 | 0 | 0 | 29.2274 | 0 | 8.9838 | 9.8564 | 9.9955 | 13.2982 | 17.7462 | 0 | 0 | 0 | 0 | 459.9229 | 0 | 195.8789 | 199.187 | 201.0933 | 206.8863 | 213.1413 | 0 | 0 | 0% | 0% | 0% | 0% | 0% | 0% | 0% | 0% | 0% | 0% | 0% | x | x | x | x | x | x | x | x | x | x | 0 | 430.6955 | 0 | 186.8951 | 189.3306 | 191.0978 | 193.5881 | 195.3951 | 0 | 0 | 0 | 0 | 0 | 0 | 0 | 0 | 0 | 0 | 0 | 0 | 0 | 29.2274 | 0 | 8.9838 | 9.8564 | 9.9955 | 13.2982 | 17.7462 | 0 | 0 | 0 | 459.9229 | 0 | 195.8789 | 199.187 | 201.0933 | 206.8863 | 213.1413 | 0 | 0
458 | Power cables | Replacement - Other | Lines | FALSE | Towers and Conductor | Network | Labour - Internal | 10% | 0 | 0 | 0 | 107.6739 | 0 | 46.7238 | 47.3326 | 47.7745 | 48.397 | 48.8488 | 0 | 0 | 0 | 0 | 0.39398 | 0 | 0.70647 | 0.95631 | 1.3453 | 1.9106 | 2.4874 | 0 | 0 | 0 | 0 | 7.3336 | 0 | 2.2799 | 2.5139 | 2.5692 | 3.4558 | 4.6625 | 0 | 0 | 0 | 0 | 115.4014 | 0 | 49.7102 | 50.8028 | 51.689 | 53.7634 | 55.9986 | 0 | 0 | 0% | 0% | 0% | 0% | 0% | 0% | 0% | 0% | 0% | 0% | 0% | x | x | x | x | x | x | x | x | x | x | 0 | 107.6739 | 0 | 46.7238 | 47.3326 | 47.7745 | 48.397 | 48.8488 | 0 | 0 | 0 | 0.39398 | 0 | 0.70647 | 0.95631 | 1.3453 | 1.9106 | 2.4874 | 0 | 0 | 0 | 7.3336 | 0 | 2.2799 | 2.5139 | 2.5692 | 3.4558 | 4.6625 | 0 | 0 | 0 | 115.4014 | 0 | 49.7102 | 50.8028 | 51.689 | 53.7634 | 55.9986 | 0 | 0
459 | Power cables | Replacement - Other | Lines | FALSE | Towers and Conductor | Network | Labour - External | 50% | 0 | 0 | 0 | 538.3693 | 0 | 233.6189 | 236.6632 | 238.8723 | 241.9851 | 244.2438 | 0 | 0 | 0 | 0 | -1.4152 | 0 | 0.58562 | 1.9261 | 4.4473 | 7.575 | 10.7827 | 0 | 0 | 0 | 0 | 36.4383 | 0 | 11.2579 | 12.4207 | 12.7269 | 17.1431 | 23.162 | 0 | 0 | 0 | 0 | 573.3924 | 0 | 245.4624 | 251.0101 | 256.0465 | 266.7032 | 278.1886 | 0 | 0 | 0% | 0% | 0% | 0% | 0% | 0% | 0% | 0% | 0% | 0% | 0% | x | x | x | x | x | x | x | x | x | x | 0 | 538.3693 | 0 | 233.6189 | 236.6632 | 238.8723 | 241.9851 | 244.2438 | 0 | 0 | 0 | -1.4152 | 0 | 0.58562 | 1.9261 | 4.4473 | 7.575 | 10.7827 | 0 | 0 | 0 | 36.4383 | 0 | 11.2579 | 12.4207 | 12.7269 | 17.1431 | 23.162 | 0 | 0 | 0 | 573.3924 | 0 | 245.4624 | 251.0101 | 256.0465 | 266.7032 | 278.1886 | 0 | 0
460 | Insulators (Pre FY23) | Security and Compliance | Insulators | FALSE | Towers and Conductor | Network | Materials | 40% | 0 | 0 | 0 | 272.3411 | 2072.4621 | 0 | 0 | 0 | 0 | 0 | 0 | 0 | 0 | 0 | 0 | 0 | 0 | 0 | 0 | 0 | 0 | 0 | 0 | 0 | 0 | 18.4813 | 126.104 | 0 | 0 | 0 | 0 | 0 | 0 | 0 | 0 | 0 | 290.8224 | 2198.5661 | 0 | 0 | 0 | 0 | 0 | 0 | 0 | 0% | 0% | 0% | 0% | 0% | 0% | 0% | 0% | 0% | 0% | 0% | x | x | x | x | x | x | x | x | x | x | 0 | 272.3411 | 2072.4621 | 0 | 0 | 0 | 0 | 0 | 0 | 0 | 0 | 0 | 0 | 0 | 0 | 0 | 0 | 0 | 0 | 0 | 0 | 18.4813 | 126.104 | 0 | 0 | 0 | 0 | 0 | 0 | 0 | 0 | 290.8224 | 2198.5661 | 0 | 0 | 0 | 0 | 0 | 0 | 0
461 | Insulators (Pre FY23) | Security and Compliance | Insulators | FALSE | Towers and Conductor | Network | Labour - Internal | 10% | 0 | 0 | 0 | 68.0853 | 518.1155 | 0 | 0 | 0 | 0 | 0 | 0 | 0 | 0 | 0 | 0.24913 | 5.1153 | 0 | 0 | 0 | 0 | 0 | 0 | 0 | 0 | 0 | 4.6372 | 31.8373 | 0 | 0 | 0 | 0 | 0 | 0 | 0 | 0 | 0 | 72.9716 | 555.0681 | 0 | 0 | 0 | 0 | 0 | 0 | 0 | 0% | 0% | 0% | 0% | 0% | 0% | 0% | 0% | 0% | 0% | 0% | x | x | x | x | x | x | x | x | x | x | 0 | 68.0853 | 518.1155 | 0 | 0 | 0 | 0 | 0 | 0 | 0 | 0 | 0.24913 | 5.1153 | 0 | 0 | 0 | 0 | 0 | 0 | 0 | 0 | 4.6372 | 31.8373 | 0 | 0 | 0 | 0 | 0 | 0 | 0 | 0 | 72.9716 | 555.0681 | 0 | 0 | 0 | 0 | 0 | 0 | 0
462 | Insulators (Pre FY23) | Security and Compliance | Insulators | FALSE | Towers and Conductor | Network | Labour - External | 50% | 0 | 0 | 0 | 340.4264 | 2590.5776 | 0 | 0 | 0 | 0 | 0 | 0 | 0 | 0 | 0 | -0.89485 | -3.7775 | 0 | 0 | 0 | 0 | 0 | 0 | 0 | 0 | 0 | 23.041 | 157.4002 | 0 | 0 | 0 | 0 | 0 | 0 | 0 | 0 | 0 | 362.5725 | 2744.2002 | 0 | 0 | 0 | 0 | 0 | 0 | 0 | 0% | 0% | 0% | 0% | 0% | 0% | 0% | 0% | 0% | 0% | 0% | x | x | x | x | x | x | x | x | x | x | 0 | 340.4264 | 2590.5776 | 0 | 0 | 0 | 0 | 0 | 0 | 0 | 0 | -0.89485 | -3.7775 | 0 | 0 | 0 | 0 | 0 | 0 | 0 | 0 | 23.041 | 157.4002 | 0 | 0 | 0 | 0 | 0 | 0 | 0 | 0 | 362.5725 | 2744.2002 | 0 | 0 | 0 | 0 | 0 | 0 | 0
463 | Insulators (Post FY22) | Security and Compliance | Insulators | FALSE | Insulators | Network | Materials | 40% | 0 | 0 | 0 | 0 | 0 | 2153.5587 | 2181.6223 | 2201.986 | 2230.6807 | 2251.5023 | 0 | 0 | 0 | 0 | 0 | 0 | 0 | 0 | 0 | 0 | 0 | 0 | 0 | 0 | 0 | 0 | 0 | 103.5188 | 113.5732 | 115.1759 | 153.2331 | 204.486 | 0 | 0 | 0 | 0 | 0 | 0 | 2257.0776 | 2295.1955 | 2317.1619 | 2383.9138 | 2455.9882 | 0 | 0 | 0% | 0% | 0% | 0% | 0% | 0% | 0% | 0% | 0% | 0% | 0% | x | x | x | x | x | x | x | x | x | x | 0 | 0 | 0 | 2153.5587 | 2181.6223 | 2201.986 | 2230.6807 | 2251.5023 | 0 | 0 | 0 | 0 | 0 | 0 | 0 | 0 | 0 | 0 | 0 | 0 | 0 | 0 | 0 | 103.5188 | 113.5732 | 115.1759 | 153.2331 | 204.486 | 0 | 0 | 0 | 0 | 0 | 2257.0776 | 2295.1955 | 2317.1619 | 2383.9138 | 2455.9882 | 0 | 0
464 | Insulators (Post FY22) | Security and Compliance | Insulators | FALSE | Insulators | Network | Labour - Internal | 10% | 0 | 0 | 0 | 0 | 0 | 538.3897 | 545.4056 | 550.4965 | 557.6702 | 562.8756 | 0 | 0 | 0 | 0 | 0 | 0 | 8.1405 | 11.0194 | 15.5014 | 22.0154 | 28.6619 | 0 | 0 | 0 | 0 | 0 | 0 | 26.271 | 28.967 | 29.6048 | 39.8206 | 53.7246 | 0 | 0 | 0 | 0 | 0 | 0 | 572.8012 | 585.392 | 595.6027 | 619.5061 | 645.262 | 0 | 0 | 0% | 0% | 0% | 0% | 0% | 0% | 0% | 0% | 0% | 0% | 0% | x | x | x | x | x | x | x | x | x | x | 0 | 0 | 0 | 538.3897 | 545.4056 | 550.4965 | 557.6702 | 562.8756 | 0 | 0 | 0 | 0 | 0 | 8.1405 | 11.0194 | 15.5014 | 22.0154 | 28.6619 | 0 | 0 | 0 | 0 | 0 | 26.271 | 28.967 | 29.6048 | 39.8206 | 53.7246 | 0 | 0 | 0 | 0 | 0 | 572.8012 | 585.392 | 595.6027 | 619.5061 | 645.262 | 0 | 0
465 | Insulators (Post FY22) | Security and Compliance | Insulators | FALSE | Insulators | Network | Labour - External | 50% | 0 | 0 | 0 | 0 | 0 | 2691.9484 | 2727.0279 | 2752.4825 | 2788.3509 | 2814.3778 | 0 | 0 | 0 | 0 | 0 | 0 | 6.748 | 22.1941 | 51.2452 | 87.2853 | 124.2471 | 0 | 0 | 0 | 0 | 0 | 0 | 129.7229 | 143.1219 | 146.6502 | 197.5373 | 266.8918 | 0 | 0 | 0 | 0 | 0 | 0 | 2828.4193 | 2892.344 | 2950.3779 | 3073.1734 | 3205.5168 | 0 | 0 | 0% | 0% | 0% | 0% | 0% | 0% | 0% | 0% | 0% | 0% | 0% | x | x | x | x | x | x | x | x | x | x | 0 | 0 | 0 | 2691.9484 | 2727.0279 | 2752.4825 | 2788.3509 | 2814.3778 | 0 | 0 | 0 | 0 | 0 | 6.748 | 22.1941 | 51.2452 | 87.2853 | 124.2471 | 0 | 0 | 0 | 0 | 0 | 129.7229 | 143.1219 | 146.6502 | 197.5373 | 266.8918 | 0 | 0 | 0 | 0 | 0 | 2828.4193 | 2892.344 | 2950.3779 | 3073.1734 | 3205.5168 | 0 | 0
466 | Towers | Replacement - Other | Lines | FALSE | Towers and Conductor | Network | Materials | 40% | 0 | 0 | 0 | 6165.3642 | 634.1734 | 317.5443 | 321.6824 | 324.685 | 328.9161 | 331.9862 | 0 | 0 | 0 | 0 | 0 | 0 | 0 | 0 | 0 | 0 | 0 | 0 | 0 | 0 | 0 | 418.3879 | 38.5878 | 15.264 | 16.7465 | 16.9828 | 22.5944 | 30.1517 | 0 | 0 | 0 | 0 | 6583.7521 | 672.7612 | 332.8083 | 338.4288 | 341.6678 | 351.5104 | 362.1379 | 0 | 0 | 0% | 0% | 0% | 0% | 0% | 0% | 0% | 0% | 0% | 0% | 0% | x | x | x | x | x | x | x | x | x | x | 0 | 6165.3642 | 634.1734 | 317.5443 | 321.6824 | 324.685 | 328.9161 | 331.9862 | 0 | 0 | 0 | 0 | 0 | 0 | 0 | 0 | 0 | 0 | 0 | 0 | 0 | 418.3879 | 38.5878 | 15.264 | 16.7465 | 16.9828 | 22.5944 | 30.1517 | 0 | 0 | 0 | 6583.7521 | 672.7612 | 332.8083 | 338.4288 | 341.6678 | 351.5104 | 362.1379 | 0 | 0
467 | Towers | Replacement - Other | Lines | FALSE | Towers and Conductor | Network | Labour - Internal | 10% | 0 | 0 | 0 | 1541.3411 | 158.5433 | 79.3861 | 80.4206 | 81.1712 | 82.229 | 82.9966 | 0 | 0 | 0 | 0 | 5.6398 | 1.5653 | 1.2003 | 1.6248 | 2.2857 | 3.2462 | 4.2262 | 0 | 0 | 0 | 0 | 104.9797 | 9.7422 | 3.8737 | 4.2712 | 4.3653 | 5.8716 | 7.9217 | 0 | 0 | 0 | 0 | 1651.9606 | 169.8508 | 84.4601 | 86.3166 | 87.8222 | 91.3468 | 95.1445 | 0 | 0 | 0% | 0% | 0% | 0% | 0% | 0% | 0% | 0% | 0% | 0% | 0% | x | x | x | x | x | x | x | x | x | x | 0 | 1541.3411 | 158.5433 | 79.3861 | 80.4206 | 81.1712 | 82.229 | 82.9966 | 0 | 0 | 0 | 5.6398 | 1.5653 | 1.2003 | 1.6248 | 2.2857 | 3.2462 | 4.2262 | 0 | 0 | 0 | 104.9797 | 9.7422 | 3.8737 | 4.2712 | 4.3653 | 5.8716 | 7.9217 | 0 | 0 | 0 | 1651.9606 | 169.8508 | 84.4601 | 86.3166 | 87.8222 | 91.3468 | 95.1445 | 0 | 0
468 | Towers | Replacement - Other | Lines | FALSE | Towers and Conductor | Network | Labour - External | 50% | 0 | 0 | 0 | 7706.7053 | 792.7167 | 396.9304 | 402.1029 | 405.8562 | 411.1451 | 414.9828 | 0 | 0 | 0 | 0 | -20.258 | -1.1559 | 0.995 | 3.2725 | 7.5561 | 12.8703 | 18.3204 | 0 | 0 | 0 | 0 | 521.6102 | 48.1644 | 19.1278 | 21.1035 | 21.6237 | 29.1271 | 39.3535 | 0 | 0 | 0 | 0 | 8208.0574 | 839.7253 | 417.0532 | 426.479 | 435.0361 | 453.1424 | 472.6566 | 0 | 0 | 0% | 0% | 0% | 0% | 0% | 0% | 0% | 0% | 0% | 0% | 0% | x | x | x | x | x | x | x | x | x | x | 0 | 7706.7053 | 792.7167 | 396.9304 | 402.1029 | 405.8562 | 411.1451 | 414.9828 | 0 | 0 | 0 | -20.258 | -1.1559 | 0.995 | 3.2725 | 7.5561 | 12.8703 | 18.3204 | 0 | 0 | 0 | 521.6102 | 48.1644 | 19.1278 | 21.1035 | 21.6237 | 29.1271 | 39.3535 | 0 | 0 | 0 | 8208.0574 | 839.7253 | 417.0532 | 426.479 | 435.0361 | 453.1424 | 472.6566 | 0 | 0
469 | Secondary & Protection program | Replacement - Other | Secondary & Protection | FALSE | Secondary | Network | Materials | 40% | 0 | 0 | 0 | 3229.9609 | 4447.2212 | 2422.1202 | 2453.6835 | 2476.5866 | 2508.8597 | 2532.2778 | 0 | 0 | 0 | 0 | 0 | 0 | 0 | 0 | 0 | 0 | 0 | 0 | 0 | 0 | 0 | 219.1884 | 270.602 | 116.4282 | 127.7364 | 129.539 | 172.3422 | 229.9866 | 0 | 0 | 0 | 0 | 3449.1493 | 4717.8232 | 2538.5484 | 2581.4199 | 2606.1256 | 2681.2019 | 2762.2644 | 0 | 0 | 0% | 0% | 0% | 0% | 0% | 0% | 0% | 0% | 0% | 0% | 0% | x | x | x | x | x | x | x | x | x | x | 0 | 3229.9609 | 4447.2212 | 2422.1202 | 2453.6835 | 2476.5866 | 2508.8597 | 2532.2778 | 0 | 0 | 0 | 0 | 0 | 0 | 0 | 0 | 0 | 0 | 0 | 0 | 0 | 219.1884 | 270.602 | 116.4282 | 127.7364 | 129.539 | 172.3422 | 229.9866 | 0 | 0 | 0 | 3449.1493 | 4717.8232 | 2538.5484 | 2581.4199 | 2606.1256 | 2681.2019 | 2762.2644 | 0 | 0
470 | Secondary & Protection program | Replacement - Other | Secondary & Protection | FALSE | Secondary | Network | Labour - Internal | 10% | 0 | 0 | 0 | 807.4902 | 1111.8053 | 605.53 | 613.4209 | 619.1467 | 627.2149 | 633.0695 | 0 | 0 | 0 | 0 | 2.9546 | 10.9767 | 9.1557 | 12.3936 | 17.4345 | 24.7608 | 32.2362 | 0 | 0 | 0 | 0 | 54.9976 | 68.3184 | 29.5472 | 32.5793 | 33.2967 | 44.7864 | 60.4244 | 0 | 0 | 0 | 0 | 865.4425 | 1191.1004 | 644.2329 | 658.3938 | 669.8778 | 696.7622 | 725.73 | 0 | 0 | 0% | 0% | 0% | 0% | 0% | 0% | 0% | 0% | 0% | 0% | 0% | x | x | x | x | x | x | x | x | x | x | 0 | 807.4902 | 1111.8053 | 605.53 | 613.4209 | 619.1467 | 627.2149 | 633.0695 | 0 | 0 | 0 | 2.9546 | 10.9767 | 9.1557 | 12.3936 | 17.4345 | 24.7608 | 32.2362 | 0 | 0 | 0 | 54.9976 | 68.3184 | 29.5472 | 32.5793 | 33.2967 | 44.7864 | 60.4244 | 0 | 0 | 0 | 865.4425 | 1191.1004 | 644.2329 | 658.3938 | 669.8778 | 696.7622 | 725.73 | 0 | 0
471 | Secondary & Protection program | Replacement - Other | Secondary & Protection | FALSE | Secondary | Network | Labour - External | 50% | 0 | 0 | 0 | 4037.4511 | 5559.0265 | 3027.6502 | 3067.1044 | 3095.7333 | 3136.0746 | 3165.3473 | 0 | 0 | 0 | 0 | -10.6129 | -8.1061 | 7.5895 | 24.9619 | 57.6357 | 98.1702 | 139.7415 | 0 | 0 | 0 | 0 | 273.2654 | 337.7593 | 145.9001 | 160.97 | 164.9384 | 222.1714 | 300.1748 | 0 | 0 | 0 | 0 | 4300.1035 | 5888.6797 | 3181.1398 | 3253.0363 | 3318.3074 | 3456.4162 | 3605.2636 | 0 | 0 | 0% | 0% | 0% | 0% | 0% | 0% | 0% | 0% | 0% | 0% | 0% | x | x | x | x | x | x | x | x | x | x | 0 | 4037.4511 | 5559.0265 | 3027.6502 | 3067.1044 | 3095.7333 | 3136.0746 | 3165.3473 | 0 | 0 | 0 | -10.6129 | -8.1061 | 7.5895 | 24.9619 | 57.6357 | 98.1702 | 139.7415 | 0 | 0 | 0 | 273.2654 | 337.7593 | 145.9001 | 160.97 | 164.9384 | 222.1714 | 300.1748 | 0 | 0 | 0 | 4300.1035 | 5888.6797 | 3181.1398 | 3253.0363 | 3318.3074 | 3456.4162 | 3605.2636 | 0 | 0
472 | Comms program | Replacement - Other | Communications | FALSE | Communications | Network | Materials | 40% | 0 | 0 | 0 | 4174.0942 | 5836.1898 | 7201.9649 | 7460.2929 | 6860.6976 | 4477.9821 | 6910.7875 | 0 | 0 | 0 | 0 | 0 | 0 | 0 | 0 | 0 | 0 | 0 | 0 | 0 | 0 | 0 | 283.2583 | 355.1172 | 346.1893 | 388.3758 | 358.8518 | 307.6079 | 627.6516 | 0 | 0 | 0 | 0 | 4457.3525 | 6191.307 | 7548.1542 | 7848.6686 | 7219.5494 | 4785.5901 | 7538.4392 | 0 | 0 | 0% | 0% | 0% | 0% | 0% | 0% | 0% | 0% | 0% | 0% | 0% | x | x | x | x | x | x | x | x | x | x | 0 | 4174.0942 | 5836.1898 | 7201.9649 | 7460.2929 | 6860.6976 | 4477.9821 | 6910.7875 | 0 | 0 | 0 | 0 | 0 | 0 | 0 | 0 | 0 | 0 | 0 | 0 | 0 | 283.2583 | 355.1172 | 346.1893 | 388.3758 | 358.8518 | 307.6079 | 627.6516 | 0 | 0 | 0 | 4457.3525 | 6191.307 | 7548.1542 | 7848.6686 | 7219.5494 | 4785.5901 | 7538.4392 | 0 | 0
473 | Comms program | Replacement - Other | Communications | FALSE | Communications | Network | Labour - Internal | 10% | 0 | 0 | 0 | 1043.5235 | 1459.0475 | 1800.4912 | 1865.0732 | 1715.1744 | 1119.4955 | 1727.6969 | 0 | 0 | 0 | 0 | 3.8183 | 14.405 | 27.2236 | 37.6821 | 48.2975 | 44.1948 | 87.975 | 0 | 0 | 0 | 0 | 71.0737 | 89.6558 | 87.8559 | 99.0556 | 92.2392 | 79.9379 | 164.903 | 0 | 0 | 0 | 0 | 1118.4155 | 1563.1083 | 1915.5708 | 2001.8109 | 1855.7111 | 1243.6282 | 1980.5749 | 0 | 0 | 0% | 0% | 0% | 0% | 0% | 0% | 0% | 0% | 0% | 0% | 0% | x | x | x | x | x | x | x | x | x | x | 0 | 1043.5235 | 1459.0475 | 1800.4912 | 1865.0732 | 1715.1744 | 1119.4955 | 1727.6969 | 0 | 0 | 0 | 3.8183 | 14.405 | 27.2236 | 37.6821 | 48.2975 | 44.1948 | 87.975 | 0 | 0 | 0 | 71.0737 | 89.6558 | 87.8559 | 99.0556 | 92.2392 | 79.9379 | 164.903 | 0 | 0 | 0 | 1118.4155 | 1563.1083 | 1915.5708 | 2001.8109 | 1855.7111 | 1243.6282 | 1980.5749 | 0 | 0
474 | Comms program | Replacement - Other | Communications | FALSE | Communications | Network | Labour - External | 50% | 0 | 0 | 0 | 5217.6177 | 7295.2373 | 9002.4561 | 9325.3661 | 8575.872 | 5597.4777 | 8638.4844 | 0 | 0 | 0 | 0 | -13.7152 | -10.6378 | 22.5667 | 75.8952 | 159.6638 | 175.2209 | 381.3656 | 0 | 0 | 0 | 0 | 353.1421 | 443.2492 | 433.8214 | 489.4207 | 456.9161 | 396.5465 | 819.2009 | 0 | 0 | 0 | 0 | 5557.0447 | 7727.8487 | 9458.8442 | 9890.6821 | 9192.4519 | 6169.245 | 9839.0509 | 0 | 0 | 0% | 0% | 0% | 0% | 0% | 0% | 0% | 0% | 0% | 0% | 0% | x | x | x | x | x | x | x | x | x | x | 0 | 5217.6177 | 7295.2373 | 9002.4561 | 9325.3661 | 8575.872 | 5597.4777 | 8638.4844 | 0 | 0 | 0 | -13.7152 | -10.6378 | 22.5667 | 75.8952 | 159.6638 | 175.2209 | 381.3656 | 0 | 0 | 0 | 353.1421 | 443.2492 | 433.8214 | 489.4207 | 456.9161 | 396.5465 | 819.2009 | 0 | 0 | 0 | 5557.0447 | 7727.8487 | 9458.8442 | 9890.6821 | 9192.4519 | 6169.245 | 9839.0509 | 0 | 0
475 | Comms program - safety and security | Security and Compliance | Communications (S&C) | FALSE | Communications | Network | Materials | 40% | 0 | 0 | 0 | 284.6872 | 1877.547 | 315.3274 | 12.8331 | 859.2063 | 2952.8089 | 781.4037 | 0 | 0 | 0 | 0 | 0 | 0 | 0 | 0 | 0 | 0 | 0 | 0 | 0 | 0 | 0 | 19.3192 | 114.2439 | 15.1574 | 0.66808 | 44.9412 | 202.8386 | 70.9687 | 0 | 0 | 0 | 0 | 304.0064 | 1991.7909 | 330.4848 | 13.5012 | 904.1475 | 3155.6475 | 852.3724 | 0 | 0 | 0% | 0% | 0% | 0% | 0% | 0% | 0% | 0% | 0% | 0% | 0% | x | x | x | x | x | x | x | x | x | x | 0 | 284.6872 | 1877.547 | 315.3274 | 12.8331 | 859.2063 | 2952.8089 | 781.4037 | 0 | 0 | 0 | 0 | 0 | 0 | 0 | 0 | 0 | 0 | 0 | 0 | 0 | 19.3192 | 114.2439 | 15.1574 | 0.66808 | 44.9412 | 202.8386 | 70.9687 | 0 | 0 | 0 | 304.0064 | 1991.7909 | 330.4848 | 13.5012 | 904.1475 | 3155.6475 | 852.3724 | 0 | 0
476 | Comms program - safety and security | Security and Compliance | Communications (S&C) | FALSE | Communications | Network | Labour - Internal | 10% | 0 | 0 | 0 | 71.1718 | 469.3867 | 78.8319 | 3.2083 | 214.8016 | 738.2022 | 195.3509 | 0 | 0 | 0 | 0 | 0.26042 | 4.6342 | 1.1919 | 0.06482 | 6.0486 | 29.1423 | 9.9474 | 0 | 0 | 0 | 0 | 4.8475 | 28.843 | 3.8466 | 0.17039 | 11.5517 | 52.7115 | 18.6456 | 0 | 0 | 0 | 0 | 76.2797 | 502.8639 | 83.8705 | 3.4435 | 232.4018 | 820.056 | 223.9439 | 0 | 0 | 0% | 0% | 0% | 0% | 0% | 0% | 0% | 0% | 0% | 0% | 0% | x | x | x | x | x | x | x | x | x | x | 0 | 71.1718 | 469.3867 | 78.8319 | 3.2083 | 214.8016 | 738.2022 | 195.3509 | 0 | 0 | 0 | 0.26042 | 4.6342 | 1.1919 | 0.06482 | 6.0486 | 29.1423 | 9.9474 | 0 | 0 | 0 | 4.8475 | 28.843 | 3.8466 | 0.17039 | 11.5517 | 52.7115 | 18.6456 | 0 | 0 | 0 | 76.2797 | 502.8639 | 83.8705 | 3.4435 | 232.4018 | 820.056 | 223.9439 | 0 | 0
477 | Comms program - safety and security | Security and Compliance | Communications (S&C) | FALSE | Communications | Network | Labour - External | 50% | 0 | 0 | 0 | 355.859 | 2346.9337 | 394.1593 | 16.0413 | 1074.0079 | 3691.0111 | 976.7547 | 0 | 0 | 0 | 0 | -0.93542 | -3.4223 | 0.98805 | 0.13055 | 19.9957 | 115.5417 | 43.1211 | 0 | 0 | 0 | 0 | 24.0855 | 142.5967 | 18.9942 | 0.84189 | 57.2223 | 261.4852 | 92.6272 | 0 | 0 | 0 | 0 | 379.0091 | 2486.1082 | 414.1416 | 17.0138 | 1151.2259 | 4068.038 | 1112.5029 | 0 | 0 | 0% | 0% | 0% | 0% | 0% | 0% | 0% | 0% | 0% | 0% | 0% | x | x | x | x | x | x | x | x | x | x | 0 | 355.859 | 2346.9337 | 394.1593 | 16.0413 | 1074.0079 | 3691.0111 | 976.7547 | 0 | 0 | 0 | -0.93542 | -3.4223 | 0.98805 | 0.13055 | 19.9957 | 115.5417 | 43.1211 | 0 | 0 | 0 | 24.0855 | 142.5967 | 18.9942 | 0.84189 | 57.2223 | 261.4852 | 92.6272 | 0 | 0 | 0 | 379.0091 | 2486.1082 | 414.1416 | 17.0138 | 1151.2259 | 4068.038 | 1112.5029 | 0 | 0
478 | Non-System - Motor Vehicles | Non Network - Vehicles | Vehicles | FALSE | Vehicles | Other (Non-Network) | Materials | 40% | 0 | 0 | 0 | 158.6115 | 891.1587 | 489.829 | 648.0702 | 755.5834 | 502.9966 | 523.1432 | 328.7626 | 331.8313 | 0 | 0 | 0 | 0 | 0 | 0 | 0 | 0 | 0 | 0 | 0 | 0 | 0 | 0 | 0 | 0 | 0 | 0 | 0 | 0 | 0 | 0 | 0 | 0 | 158.6115 | 891.1587 | 489.829 | 648.0702 | 755.5834 | 502.9966 | 523.1432 | 328.7626 | 331.8313 | 0% | 0% | 0% | 0% | 0% | 0% | 0% | 0% | 0% | 0% | 0% | x | x | x | x | x | x | x | x | x | x | 0 | 158.6115 | 891.1587 | 489.829 | 648.0702 | 755.5834 | 502.9966 | 523.1432 | 328.7626 | 331.8313 | 0 | 0 | 0 | 0 | 0 | 0 | 0 | 0 | 0 | 0 | 0 | 0 | 0 | 0 | 0 | 0 | 0 | 0 | 0 | 0 | 0 | 158.6115 | 891.1587 | 489.829 | 648.0702 | 755.5834 | 502.9966 | 523.1432 | 328.7626 | 331.8313
479 | Non-System - Motor Vehicles | Non Network - Vehicles | Vehicles | FALSE | Vehicles | Other (Non-Network) | Labour - Internal | 10% | 0 | 0 | 0 | 39.6529 | 222.7897 | 122.4573 | 162.0175 | 188.8959 | 125.7492 | 130.7858 | 82.1906 | 82.9578 | 0 | 0 | 0.14509 | 2.1996 | 1.8516 | 3.2734 | 5.3191 | 4.9642 | 6.6597 | 5.136 | 6.1543 | 0 | 0 | 0 | 0 | 0 | 0 | 0 | 0 | 0 | 0 | 0 | 0 | 0 | 39.798 | 224.9892 | 124.3088 | 165.291 | 194.215 | 130.7134 | 137.4455 | 87.3267 | 89.1121 | 0% | 0% | 0% | 0% | 0% | 0% | 0% | 0% | 0% | 0% | 0% | x | x | x | x | x | x | x | x | x | x | 0 | 39.6529 | 222.7897 | 122.4573 | 162.0175 | 188.8959 | 125.7492 | 130.7858 | 82.1906 | 82.9578 | 0 | 0.14509 | 2.1996 | 1.8516 | 3.2734 | 5.3191 | 4.9642 | 6.6597 | 5.136 | 6.1543 | 0 | 0 | 0 | 0 | 0 | 0 | 0 | 0 | 0 | 0 | 0 | 39.798 | 224.9892 | 124.3088 | 165.291 | 194.215 | 130.7134 | 137.4455 | 87.3267 | 89.1121
480 | Non-System - Motor Vehicles | Non Network - Vehicles | Vehicles | FALSE | Vehicles | Other (Non-Network) | Labour - External | 50% | 0 | 0 | 0 | 198.2643 | 1113.9484 | 612.2863 | 810.0877 | 944.4793 | 628.7458 | 653.929 | 410.9532 | 414.7891 | 0 | 0 | -0.52116 | -1.6243 | 1.5348 | 6.593 | 17.5841 | 19.682 | 28.8692 | 23.4864 | 29.1666 | 0 | 0 | 0 | 0 | 0 | 0 | 0 | 0 | 0 | 0 | 0 | 0 | 0 | 197.7432 | 1112.324 | 613.8211 | 816.6807 | 962.0634 | 648.4278 | 682.7981 | 434.4396 | 443.9557 | 0% | 0% | 0% | 0% | 0% | 0% | 0% | 0% | 0% | 0% | 0% | x | x | x | x | x | x | x | x | x | x | 0 | 198.2643 | 1113.9484 | 612.2863 | 810.0877 | 944.4793 | 628.7458 | 653.929 | 410.9532 | 414.7891 | 0 | -0.52116 | -1.6243 | 1.5348 | 6.593 | 17.5841 | 19.682 | 28.8692 | 23.4864 | 29.1666 | 0 | 0 | 0 | 0 | 0 | 0 | 0 | 0 | 0 | 0 | 0 | 197.7432 | 1112.324 | 613.8211 | 816.6807 | 962.0634 | 648.4278 | 682.7981 | 434.4396 | 443.9557
481 | Non-System - Premises | Non Network - Premises | Premises | FALSE | Premises | Other (Non-Network) | Materials | 40% | 0 | 0 | 0 | 646.3287 | 658.7188 | 777.7037 | 847.126 | 974.3421 | 809.7959 | 840.5069 | 687.8344 | 694.2547 | 0 | 0 | 0 | 0 | 0 | 0 | 0 | 0 | 0 | 0 | 0 | 0 | 0 | 0 | 0 | 0 | 0 | 0 | 0 | 0 | 0 | 0 | 0 | 0 | 646.3287 | 658.7188 | 777.7037 | 847.126 | 974.3421 | 809.7959 | 840.5069 | 687.8344 | 694.2547 | 0% | 0% | 0% | 0% | 0% | 0% | 0% | 0% | 0% | 0% | 0% | x | x | x | x | x | x | x | x | x | x | 0 | 646.3287 | 658.7188 | 777.7037 | 847.126 | 974.3421 | 809.7959 | 840.5069 | 687.8344 | 694.2547 | 0 | 0 | 0 | 0 | 0 | 0 | 0 | 0 | 0 | 0 | 0 | 0 | 0 | 0 | 0 | 0 | 0 | 0 | 0 | 0 | 0 | 646.3287 | 658.7188 | 777.7037 | 847.126 | 974.3421 | 809.7959 | 840.5069 | 687.8344 | 694.2547
482 | Non-System - Premises | Non Network - Premises | Premises | FALSE | Premises | Other (Non-Network) | Labour - Internal | 10% | 0 | 0 | 0 | 161.5822 | 164.6797 | 194.4259 | 211.7815 | 243.5855 | 202.449 | 210.1267 | 171.9586 | 173.5637 | 0 | 0 | 0.59124 | 1.6259 | 2.9397 | 4.2788 | 6.8591 | 7.9922 | 10.6997 | 10.7456 | 12.876 | 0 | 0 | 0 | 0 | 0 | 0 | 0 | 0 | 0 | 0 | 0 | 0 | 0 | 162.1734 | 166.3056 | 197.3657 | 216.0603 | 250.4446 | 210.4411 | 220.8265 | 182.7042 | 186.4396 | 0% | 0% | 0% | 0% | 0% | 0% | 0% | 0% | 0% | 0% | 0% | x | x | x | x | x | x | x | x | x | x | 0 | 161.5822 | 164.6797 | 194.4259 | 211.7815 | 243.5855 | 202.449 | 210.1267 | 171.9586 | 173.5637 | 0 | 0.59124 | 1.6259 | 2.9397 | 4.2788 | 6.8591 | 7.9922 | 10.6997 | 10.7456 | 12.876 | 0 | 0 | 0 | 0 | 0 | 0 | 0 | 0 | 0 | 0 | 0 | 162.1734 | 166.3056 | 197.3657 | 216.0603 | 250.4446 | 210.4411 | 220.8265 | 182.7042 | 186.4396
483 | Non-System - Premises | Non Network - Premises | Premises | FALSE | Premises | Other (Non-Network) | Labour - External | 50% | 0 | 0 | 0 | 807.9108 | 823.3985 | 972.1296 | 1058.9075 | 1217.9276 | 1012.2449 | 1050.6337 | 859.7929 | 867.8184 | 0 | 0 | -2.1237 | -1.2007 | 2.4369 | 8.618 | 22.6751 | 31.6869 | 46.3826 | 49.138 | 61.022 | 0 | 0 | 0 | 0 | 0 | 0 | 0 | 0 | 0 | 0 | 0 | 0 | 0 | 805.7871 | 822.1978 | 974.5665 | 1067.5255 | 1240.6027 | 1043.9318 | 1097.0163 | 908.9309 | 928.8404 | 0% | 0% | 0% | 0% | 0% | 0% | 0% | 0% | 0% | 0% | 0% | x | x | x | x | x | x | x | x | x | x | 0 | 807.9108 | 823.3985 | 972.1296 | 1058.9075 | 1217.9276 | 1012.2449 | 1050.6337 | 859.7929 | 867.8184 | 0 | -2.1237 | -1.2007 | 2.4369 | 8.618 | 22.6751 | 31.6869 | 46.3826 | 49.138 | 61.022 | 0 | 0 | 0 | 0 | 0 | 0 | 0 | 0 | 0 | 0 | 0 | 805.7871 | 822.1978 | 974.5665 | 1067.5255 | 1240.6027 | 1043.9318 | 1097.0163 | 908.9309 | 928.8404
484 | Non-System - Other | Non Network - Other | Other (Non-Network) | FALSE | Other (Non-Network) | Other (Non-Network) | Materials | 40% | 0 | 0 | 0 | 212.1558 | 230.7294 | 237.1202 | 236.7752 | 265.1522 | 245.592 | 251.402 | 214.9372 | 216.9435 | 0 | 0 | 0 | 0 | 0 | 0 | 0 | 0 | 0 | 0 | 0 | 0 | 0 | 0 | 0 | 0 | 0 | 0 | 0 | 0 | 0 | 0 | 0 | 0 | 212.1558 | 230.7294 | 237.1202 | 236.7752 | 265.1522 | 245.592 | 251.402 | 214.9372 | 216.9435 | 0% | 0% | 0% | 0% | 0% | 0% | 0% | 0% | 0% | 0% | 0% | x | x | x | x | x | x | x | x | x | x | 0 | 212.1558 | 230.7294 | 237.1202 | 236.7752 | 265.1522 | 245.592 | 251.402 | 214.9372 | 216.9435 | 0 | 0 | 0 | 0 | 0 | 0 | 0 | 0 | 0 | 0 | 0 | 0 | 0 | 0 | 0 | 0 | 0 | 0 | 0 | 0 | 0 | 212.1558 | 230.7294 | 237.1202 | 236.7752 | 265.1522 | 245.592 | 251.402 | 214.9372 | 216.9435
485 | Non-System - Other | Non Network - Other | Other (Non-Network) | FALSE | Other (Non-Network) | Other (Non-Network) | Labour - Internal | 10% | 0 | 0 | 0 | 53.039 | 57.6824 | 59.28 | 59.1938 | 66.2881 | 61.398 | 62.8505 | 53.7343 | 54.2359 | 0 | 0 | 0.19407 | 0.56949 | 0.89632 | 1.196 | 1.8666 | 2.4238 | 3.2004 | 3.3578 | 4.0235 | 0 | 0 | 0 | 0 | 0 | 0 | 0 | 0 | 0 | 0 | 0 | 0 | 0 | 53.233 | 58.2519 | 60.1764 | 60.3897 | 68.1547 | 63.8218 | 66.0509 | 57.0921 | 58.2594 | 0% | 0% | 0% | 0% | 0% | 0% | 0% | 0% | 0% | 0% | 0% | x | x | x | x | x | x | x | x | x | x | 0 | 53.039 | 57.6824 | 59.28 | 59.1938 | 66.2881 | 61.398 | 62.8505 | 53.7343 | 54.2359 | 0 | 0.19407 | 0.56949 | 0.89632 | 1.196 | 1.8666 | 2.4238 | 3.2004 | 3.3578 | 4.0235 | 0 | 0 | 0 | 0 | 0 | 0 | 0 | 0 | 0 | 0 | 0 | 53.233 | 58.2519 | 60.1764 | 60.3897 | 68.1547 | 63.8218 | 66.0509 | 57.0921 | 58.2594
486 | Non-System - Other | Non Network - Other | Other (Non-Network) | FALSE | Other (Non-Network) | Other (Non-Network) | Labour - External | 50% | 0 | 0 | 0 | 265.1948 | 288.4118 | 296.4002 | 295.9689 | 331.4403 | 306.99 | 314.2525 | 268.6716 | 271.1794 | 0 | 0 | -0.6971 | -0.42056 | 0.74299 | 2.4088 | 6.1707 | 9.6099 | 13.8734 | 15.3548 | 19.0684 | 0 | 0 | 0 | 0 | 0 | 0 | 0 | 0 | 0 | 0 | 0 | 0 | 0 | 264.4977 | 287.9912 | 297.1432 | 298.3777 | 337.611 | 316.5999 | 328.1259 | 284.0264 | 290.2478 | 0% | 0% | 0% | 0% | 0% | 0% | 0% | 0% | 0% | 0% | 0% | x | x | x | x | x | x | x | x | x | x | 0 | 265.1948 | 288.4118 | 296.4002 | 295.9689 | 331.4403 | 306.99 | 314.2525 | 268.6716 | 271.1794 | 0 | -0.6971 | -0.42056 | 0.74299 | 2.4088 | 6.1707 | 9.6099 | 13.8734 | 15.3548 | 19.0684 | 0 | 0 | 0 | 0 | 0 | 0 | 0 | 0 | 0 | 0 | 0 | 264.4977 | 287.9912 | 297.1432 | 298.3777 | 337.611 | 316.5999 | 328.1259 | 284.0264 | 290.2478
487 | IT Program - Current Period | Non Network - IT | IT | FALSE | IT | IT | Materials | 40% | 0 | 0 | 0 | 7622.141 | 6946.6201 | 0 | 0 | 0 | 0 | 0 | 0 | 0 | 0 | 0 | 0 | 0 | 0 | 0 | 0 | 0 | 0 | 0 | 0 | 0 | 0 | 149.5962 | 157.7097 | 0 | 0 | 0 | 0 | 0 | 0 | 0 | 0 | 0 | 7771.7372 | 7104.3298 | 0 | 0 | 0 | 0 | 0 | 0 | 0 | 0% | 0% | 0% | 0% | 0% | 0% | 0% | 0% | 0% | 0% | 0% | x | x | x | x | x | x | x | x | x | x | 0 | 7622.141 | 6946.6201 | 0 | 0 | 0 | 0 | 0 | 0 | 0 | 0 | 0 | 0 | 0 | 0 | 0 | 0 | 0 | 0 | 0 | 0 | 149.5962 | 157.7097 | 0 | 0 | 0 | 0 | 0 | 0 | 0 | 0 | 7771.7372 | 7104.3298 | 0 | 0 | 0 | 0 | 0 | 0 | 0
488 | IT Program - Current Period | Non Network - IT | IT | FALSE | IT | IT | Labour - Internal | 10% | 0 | 0 | 0 | 1905.5352 | 1736.655 | 0 | 0 | 0 | 0 | 0 | 0 | 0 | 0 | 0 | 6.9724 | 17.1458 | 0 | 0 | 0 | 0 | 0 | 0 | 0 | 0 | 0 | 37.5359 | 39.8167 | 0 | 0 | 0 | 0 | 0 | 0 | 0 | 0 | 0 | 1950.0436 | 1793.6175 | 0 | 0 | 0 | 0 | 0 | 0 | 0 | 0% | 0% | 0% | 0% | 0% | 0% | 0% | 0% | 0% | 0% | 0% | x | x | x | x | x | x | x | x | x | x | 0 | 1905.5352 | 1736.655 | 0 | 0 | 0 | 0 | 0 | 0 | 0 | 0 | 6.9724 | 17.1458 | 0 | 0 | 0 | 0 | 0 | 0 | 0 | 0 | 37.5359 | 39.8167 | 0 | 0 | 0 | 0 | 0 | 0 | 0 | 0 | 1950.0436 | 1793.6175 | 0 | 0 | 0 | 0 | 0 | 0 | 0
489 | IT Program - Current Period | Non Network - IT | IT | FALSE | IT | IT | Labour - External | 50% | 0 | 0 | 0 | 9527.6762 | 8683.2751 | 0 | 0 | 0 | 0 | 0 | 0 | 0 | 0 | 0 | -25.0447 | -12.6618 | 0 | 0 | 0 | 0 | 0 | 0 | 0 | 0 | 0 | 186.5037 | 196.8496 | 0 | 0 | 0 | 0 | 0 | 0 | 0 | 0 | 0 | 9689.1352 | 8867.463 | 0 | 0 | 0 | 0 | 0 | 0 | 0 | 0% | 0% | 0% | 0% | 0% | 0% | 0% | 0% | 0% | 0% | 0% | x | x | x | x | x | x | x | x | x | x | 0 | 9527.6762 | 8683.2751 | 0 | 0 | 0 | 0 | 0 | 0 | 0 | 0 | -25.0447 | -12.6618 | 0 | 0 | 0 | 0 | 0 | 0 | 0 | 0 | 186.5037 | 196.8496 | 0 | 0 | 0 | 0 | 0 | 0 | 0 | 0 | 9689.1352 | 8867.463 | 0 | 0 | 0 | 0 | 0 | 0 | 0
490 | Corporate Enablement | Non Network - IT | IT | FALSE | IT | IT | Materials | 40% | 0 | 0 | 0 | 0 | 0 | 120.3459 | 97.5314 | 123.0522 | 74.7934 | 75.4915 | 0 | 0 | 0 | 0 | 0 | 0 | 0 | 0 | 0 | 0 | 0 | 0 | 0 | 0 | 0 | 0 | 0 | 2.6103 | 2.0043 | 2.4549 | 1.9709 | 2.3676 | 0 | 0 | 0 | 0 | 0 | 0 | 122.9562 | 99.5356 | 125.5071 | 76.7643 | 77.8592 | 0 | 0 | 0% | 0% | 0% | 0% | 0% | 0% | 0% | 0% | 0% | 0% | 0% | x | x | x | x | x | x | x | x | x | x | 0 | 0 | 0 | 120.3459 | 97.5314 | 123.0522 | 74.7934 | 75.4915 | 0 | 0 | 0 | 0 | 0 | 0 | 0 | 0 | 0 | 0 | 0 | 0 | 0 | 0 | 0 | 2.6103 | 2.0043 | 2.4549 | 1.9709 | 2.3676 | 0 | 0 | 0 | 0 | 0 | 122.9562 | 99.5356 | 125.5071 | 76.7643 | 77.8592 | 0 | 0
491 | Corporate Enablement | Non Network - IT | IT | FALSE | IT | IT | Labour - Internal | 10% | 0 | 0 | 0 | 0 | 0 | 30.0865 | 24.3828 | 30.763 | 18.6984 | 18.8729 | 0 | 0 | 0 | 0 | 0 | 0 | 0.45491 | 0.49263 | 0.86625 | 0.73816 | 0.96102 | 0 | 0 | 0 | 0 | 0 | 0 | 0.66243 | 0.5112 | 0.63102 | 0.51218 | 0.62205 | 0 | 0 | 0 | 0 | 0 | 0 | 31.2038 | 25.3867 | 32.2603 | 19.9487 | 20.4559 | 0 | 0 | 0% | 0% | 0% | 0% | 0% | 0% | 0% | 0% | 0% | 0% | 0% | x | x | x | x | x | x | x | x | x | x | 0 | 0 | 0 | 30.0865 | 24.3828 | 30.763 | 18.6984 | 18.8729 | 0 | 0 | 0 | 0 | 0 | 0.45491 | 0.49263 | 0.86625 | 0.73816 | 0.96102 | 0 | 0 | 0 | 0 | 0 | 0.66243 | 0.5112 | 0.63102 | 0.51218 | 0.62205 | 0 | 0 | 0 | 0 | 0 | 31.2038 | 25.3867 | 32.2603 | 19.9487 | 20.4559 | 0 | 0
492 | Corporate Enablement | Non Network - IT | IT | FALSE | IT | IT | Labour - External | 50% | 0 | 0 | 0 | 0 | 0 | 150.4324 | 121.9142 | 153.8152 | 93.4918 | 94.3644 | 0 | 0 | 0 | 0 | 0 | 0 | 0.37709 | 0.99221 | 2.8637 | 2.9266 | 4.1659 | 0 | 0 | 0 | 0 | 0 | 0 | 3.271 | 2.5257 | 3.1258 | 2.5408 | 3.0902 | 0 | 0 | 0 | 0 | 0 | 0 | 154.0805 | 125.4321 | 159.8047 | 98.9592 | 101.6206 | 0 | 0 | 0% | 0% | 0% | 0% | 0% | 0% | 0% | 0% | 0% | 0% | 0% | x | x | x | x | x | x | x | x | x | x | 0 | 0 | 0 | 150.4324 | 121.9142 | 153.8152 | 93.4918 | 94.3644 | 0 | 0 | 0 | 0 | 0 | 0.37709 | 0.99221 | 2.8637 | 2.9266 | 4.1659 | 0 | 0 | 0 | 0 | 0 | 3.271 | 2.5257 | 3.1258 | 2.5408 | 3.0902 | 0 | 0 | 0 | 0 | 0 | 154.0805 | 125.4321 | 159.8047 | 98.9592 | 101.6206 | 0 | 0
493 | Corporate Enablement | Non Network - IT | IT | FALSE | In-house software | IT | Materials | 40% | 0 | 0 | 0 | 0 | 0 | 481.3837 | 390.1254 | 492.2086 | 299.1736 | 301.9662 | 0 | 0 | 0 | 0 | 0 | 0 | 0 | 0 | 0 | 0 | 0 | 0 | 0 | 0 | 0 | 0 | 0 | 10.441 | 8.0171 | 9.8197 | 7.8837 | 9.4705 | 0 | 0 | 0 | 0 | 0 | 0 | 491.8248 | 398.1426 | 502.0284 | 307.0573 | 311.4367 | 0 | 0 | 0% | 0% | 0% | 0% | 0% | 0% | 0% | 0% | 0% | 0% | 0% | x | x | x | x | x | x | x | x | x | x | 0 | 0 | 0 | 481.3837 | 390.1254 | 492.2086 | 299.1736 | 301.9662 | 0 | 0 | 0 | 0 | 0 | 0 | 0 | 0 | 0 | 0 | 0 | 0 | 0 | 0 | 0 | 10.441 | 8.0171 | 9.8197 | 7.8837 | 9.4705 | 0 | 0 | 0 | 0 | 0 | 491.8248 | 398.1426 | 502.0284 | 307.0573 | 311.4367 | 0 | 0
494 | Corporate Enablement | Non Network - IT | IT | FALSE | In-house software | IT | Labour - Internal | 10% | 0 | 0 | 0 | 0 | 0 | 120.3459 | 97.5314 | 123.0522 | 74.7934 | 75.4915 | 0 | 0 | 0 | 0 | 0 | 0 | 1.8196 | 1.9705 | 3.465 | 2.9526 | 3.8441 | 0 | 0 | 0 | 0 | 0 | 0 | 2.6497 | 2.0448 | 2.5241 | 2.0487 | 2.4882 | 0 | 0 | 0 | 0 | 0 | 0 | 124.8153 | 101.5467 | 129.0412 | 79.7948 | 81.8238 | 0 | 0 | 0% | 0% | 0% | 0% | 0% | 0% | 0% | 0% | 0% | 0% | 0% | x | x | x | x | x | x | x | x | x | x | 0 | 0 | 0 | 120.3459 | 97.5314 | 123.0522 | 74.7934 | 75.4915 | 0 | 0 | 0 | 0 | 0 | 1.8196 | 1.9705 | 3.465 | 2.9526 | 3.8441 | 0 | 0 | 0 | 0 | 0 | 2.6497 | 2.0448 | 2.5241 | 2.0487 | 2.4882 | 0 | 0 | 0 | 0 | 0 | 124.8153 | 101.5467 | 129.0412 | 79.7948 | 81.8238 | 0 | 0
495 | Corporate Enablement | Non Network - IT | IT | FALSE | In-house software | IT | Labour - External | 50% | 0 | 0 | 0 | 0 | 0 | 601.7296 | 487.6568 | 615.2608 | 373.9671 | 377.4577 | 0 | 0 | 0 | 0 | 0 | 0 | 1.5084 | 3.9688 | 11.4548 | 11.7065 | 16.6637 | 0 | 0 | 0 | 0 | 0 | 0 | 13.084 | 10.103 | 12.5032 | 10.1631 | 12.3607 | 0 | 0 | 0 | 0 | 0 | 0 | 616.322 | 501.7286 | 639.2188 | 395.8366 | 406.4822 | 0 | 0 | 0% | 0% | 0% | 0% | 0% | 0% | 0% | 0% | 0% | 0% | 0% | x | x | x | x | x | x | x | x | x | x | 0 | 0 | 0 | 601.7296 | 487.6568 | 615.2608 | 373.9671 | 377.4577 | 0 | 0 | 0 | 0 | 0 | 1.5084 | 3.9688 | 11.4548 | 11.7065 | 16.6637 | 0 | 0 | 0 | 0 | 0 | 13.084 | 10.103 | 12.5032 | 10.1631 | 12.3607 | 0 | 0 | 0 | 0 | 0 | 616.322 | 501.7286 | 639.2188 | 395.8366 | 406.4822 | 0 | 0
496 | Workforce Collaboration | Non Network - IT | IT | FALSE | IT | IT | Materials | 40% | 0 | 0 | 0 | 0 | 0 | 69.3967 | 70.301 | 70.9572 | 71.8819 | 72.5528 | 0 | 0 | 0 | 0 | 0 | 0 | 0 | 0 | 0 | 0 | 0 | 0 | 0 | 0 | 0 | 0 | 0 | 1.5052 | 1.4447 | 1.4156 | 1.8942 | 2.2755 | 0 | 0 | 0 | 0 | 0 | 0 | 70.9019 | 71.7457 | 72.3728 | 73.7761 | 74.8283 | 0 | 0 | 0% | 0% | 0% | 0% | 0% | 0% | 0% | 0% | 0% | 0% | 0% | x | x | x | x | x | x | x | x | x | x | 0 | 0 | 0 | 69.3967 | 70.301 | 70.9572 | 71.8819 | 72.5528 | 0 | 0 | 0 | 0 | 0 | 0 | 0 | 0 | 0 | 0 | 0 | 0 | 0 | 0 | 0 | 1.5052 | 1.4447 | 1.4156 | 1.8942 | 2.2755 | 0 | 0 | 0 | 0 | 0 | 70.9019 | 71.7457 | 72.3728 | 73.7761 | 74.8283 | 0 | 0
497 | Workforce Collaboration | Non Network - IT | IT | FALSE | IT | IT | Labour - Internal | 10% | 0 | 0 | 0 | 0 | 0 | 17.3492 | 17.5753 | 17.7393 | 17.9705 | 18.1382 | 0 | 0 | 0 | 0 | 0 | 0 | 0.26232 | 0.35509 | 0.49952 | 0.70943 | 0.92361 | 0 | 0 | 0 | 0 | 0 | 0 | 0.38199 | 0.36847 | 0.36387 | 0.49224 | 0.59783 | 0 | 0 | 0 | 0 | 0 | 0 | 17.9935 | 18.2988 | 18.6027 | 19.1721 | 19.6596 | 0 | 0 | 0% | 0% | 0% | 0% | 0% | 0% | 0% | 0% | 0% | 0% | 0% | x | x | x | x | x | x | x | x | x | x | 0 | 0 | 0 | 17.3492 | 17.5753 | 17.7393 | 17.9705 | 18.1382 | 0 | 0 | 0 | 0 | 0 | 0.26232 | 0.35509 | 0.49952 | 0.70943 | 0.92361 | 0 | 0 | 0 | 0 | 0 | 0.38199 | 0.36847 | 0.36387 | 0.49224 | 0.59783 | 0 | 0 | 0 | 0 | 0 | 17.9935 | 18.2988 | 18.6027 | 19.1721 | 19.6596 | 0 | 0
498 | Workforce Collaboration | Non Network - IT | IT | FALSE | IT | IT | Labour - External | 50% | 0 | 0 | 0 | 0 | 0 | 86.7459 | 87.8763 | 88.6965 | 89.8523 | 90.691 | 0 | 0 | 0 | 0 | 0 | 0 | 0.21745 | 0.71519 | 1.6513 | 2.8127 | 4.0038 | 0 | 0 | 0 | 0 | 0 | 0 | 1.8862 | 1.8206 | 1.8025 | 2.4419 | 2.9699 | 0 | 0 | 0 | 0 | 0 | 0 | 88.8495 | 90.412 | 92.1503 | 95.1069 | 97.6647 | 0 | 0 | 0% | 0% | 0% | 0% | 0% | 0% | 0% | 0% | 0% | 0% | 0% | x | x | x | x | x | x | x | x | x | x | 0 | 0 | 0 | 86.7459 | 87.8763 | 88.6965 | 89.8523 | 90.691 | 0 | 0 | 0 | 0 | 0 | 0.21745 | 0.71519 | 1.6513 | 2.8127 | 4.0038 | 0 | 0 | 0 | 0 | 0 | 1.8862 | 1.8206 | 1.8025 | 2.4419 | 2.9699 | 0 | 0 | 0 | 0 | 0 | 88.8495 | 90.412 | 92.1503 | 95.1069 | 97.6647 | 0 | 0
499 | Workforce Collaboration | Non Network - IT | IT | FALSE | In-house software | IT | Materials | 40% | 0 | 0 | 0 | 0 | 0 | 277.5867 | 281.204 | 283.8288 | 287.5275 | 290.2113 | 0 | 0 | 0 | 0 | 0 | 0 | 0 | 0 | 0 | 0 | 0 | 0 | 0 | 0 | 0 | 0 | 0 | 6.0208 | 5.7788 | 5.6625 | 7.5768 | 9.1018 | 0 | 0 | 0 | 0 | 0 | 0 | 283.6075 | 286.9828 | 289.4913 | 295.1043 | 299.3132 | 0 | 0 | 0% | 0% | 0% | 0% | 0% | 0% | 0% | 0% | 0% | 0% | 0% | x | x | x | x | x | x | x | x | x | x | 0 | 0 | 0 | 277.5867 | 281.204 | 283.8288 | 287.5275 | 290.2113 | 0 | 0 | 0 | 0 | 0 | 0 | 0 | 0 | 0 | 0 | 0 | 0 | 0 | 0 | 0 | 6.0208 | 5.7788 | 5.6625 | 7.5768 | 9.1018 | 0 | 0 | 0 | 0 | 0 | 283.6075 | 286.9828 | 289.4913 | 295.1043 | 299.3132 | 0 | 0
500 | Workforce Collaboration | Non Network - IT | IT | FALSE | In-house software | IT | Labour - Internal | 10% | 0 | 0 | 0 | 0 | 0 | 69.3967 | 70.301 | 70.9572 | 71.8819 | 72.5528 | 0 | 0 | 0 | 0 | 0 | 0 | 1.0493 | 1.4204 | 1.9981 | 2.8377 | 3.6944 | 0 | 0 | 0 | 0 | 0 | 0 | 1.5279 | 1.4739 | 1.4555 | 1.969 | 2.3913 | 0 | 0 | 0 | 0 | 0 | 0 | 71.9739 | 73.1953 | 74.4108 | 76.6886 | 78.6386 | 0 | 0 | 0% | 0% | 0% | 0% | 0% | 0% | 0% | 0% | 0% | 0% | 0% | x | x | x | x | x | x | x | x | x | x | 0 | 0 | 0 | 69.3967 | 70.301 | 70.9572 | 71.8819 | 72.5528 | 0 | 0 | 0 | 0 | 0 | 1.0493 | 1.4204 | 1.9981 | 2.8377 | 3.6944 | 0 | 0 | 0 | 0 | 0 | 1.5279 | 1.4739 | 1.4555 | 1.969 | 2.3913 | 0 | 0 | 0 | 0 | 0 | 71.9739 | 73.1953 | 74.4108 | 76.6886 | 78.6386 | 0 | 0
501 | Workforce Collaboration | Non Network - IT | IT | FALSE | In-house software | IT | Labour - External | 50% | 0 | 0 | 0 | 0 | 0 | 346.9834 | 351.505 | 354.7861 | 359.4094 | 362.7642 | 0 | 0 | 0 | 0 | 0 | 0 | 0.86979 | 2.8608 | 6.6053 | 11.2508 | 16.0151 | 0 | 0 | 0 | 0 | 0 | 0 | 7.5448 | 7.2823 | 7.2099 | 9.7674 | 11.8796 | 0 | 0 | 0 | 0 | 0 | 0 | 355.398 | 361.6481 | 368.6013 | 380.4276 | 390.6588 | 0 | 0 | 0% | 0% | 0% | 0% | 0% | 0% | 0% | 0% | 0% | 0% | 0% | x | x | x | x | x | x | x | x | x | x | 0 | 0 | 0 | 346.9834 | 351.505 | 354.7861 | 359.4094 | 362.7642 | 0 | 0 | 0 | 0 | 0 | 0.86979 | 2.8608 | 6.6053 | 11.2508 | 16.0151 | 0 | 0 | 0 | 0 | 0 | 7.5448 | 7.2823 | 7.2099 | 9.7674 | 11.8796 | 0 | 0 | 0 | 0 | 0 | 355.398 | 361.6481 | 368.6013 | 380.4276 | 390.6588 | 0 | 0
502 | Information Management | Non Network - IT | IT | FALSE | IT | IT | Materials | 40% | 0 | 0 | 0 | 0 | 0 | 143.435 | 116.2433 | 117.3283 | 89.143 | 119.9667 | 0 | 0 | 0 | 0 | 0 | 0 | 0 | 0 | 0 | 0 | 0 | 0 | 0 | 0 | 0 | 0 | 0 | 3.1111 | 2.3888 | 2.3407 | 2.349 | 3.7625 | 0 | 0 | 0 | 0 | 0 | 0 | 146.546 | 118.6321 | 119.6691 | 91.492 | 123.7292 | 0 | 0 | 0% | 0% | 0% | 0% | 0% | 0% | 0% | 0% | 0% | 0% | 0% | x | x | x | x | x | x | x | x | x | x | 0 | 0 | 0 | 143.435 | 116.2433 | 117.3283 | 89.143 | 119.9667 | 0 | 0 | 0 | 0 | 0 | 0 | 0 | 0 | 0 | 0 | 0 | 0 | 0 | 0 | 0 | 3.1111 | 2.3888 | 2.3407 | 2.349 | 3.7625 | 0 | 0 | 0 | 0 | 0 | 146.546 | 118.6321 | 119.6691 | 91.492 | 123.7292 | 0 | 0
503 | Information Management | Non Network - IT | IT | FALSE | IT | IT | Labour - Internal | 10% | 0 | 0 | 0 | 0 | 0 | 35.8587 | 29.0608 | 29.3321 | 22.2857 | 29.9917 | 0 | 0 | 0 | 0 | 0 | 0 | 0.54219 | 0.58715 | 0.82596 | 0.87978 | 1.5272 | 0 | 0 | 0 | 0 | 0 | 0 | 0.78952 | 0.60927 | 0.60166 | 0.61045 | 0.98852 | 0 | 0 | 0 | 0 | 0 | 0 | 37.1905 | 30.2572 | 30.7597 | 23.776 | 32.5074 | 0 | 0 | 0% | 0% | 0% | 0% | 0% | 0% | 0% | 0% | 0% | 0% | 0% | x | x | x | x | x | x | x | x | x | x | 0 | 0 | 0 | 35.8587 | 29.0608 | 29.3321 | 22.2857 | 29.9917 | 0 | 0 | 0 | 0 | 0 | 0.54219 | 0.58715 | 0.82596 | 0.87978 | 1.5272 | 0 | 0 | 0 | 0 | 0 | 0.78952 | 0.60927 | 0.60166 | 0.61045 | 0.98852 | 0 | 0 | 0 | 0 | 0 | 37.1905 | 30.2572 | 30.7597 | 23.776 | 32.5074 | 0 | 0
504 | Information Management | Non Network - IT | IT | FALSE | IT | IT | Labour - External | 50% | 0 | 0 | 0 | 0 | 0 | 179.2937 | 145.3041 | 146.6604 | 111.4287 | 149.9584 | 0 | 0 | 0 | 0 | 0 | 0 | 0.44944 | 1.1826 | 2.7305 | 3.4881 | 6.6203 | 0 | 0 | 0 | 0 | 0 | 0 | 3.8986 | 3.0103 | 2.9804 | 3.0282 | 4.9107 | 0 | 0 | 0 | 0 | 0 | 0 | 183.6417 | 149.497 | 152.3713 | 117.945 | 161.4894 | 0 | 0 | 0% | 0% | 0% | 0% | 0% | 0% | 0% | 0% | 0% | 0% | 0% | x | x | x | x | x | x | x | x | x | x | 0 | 0 | 0 | 179.2937 | 145.3041 | 146.6604 | 111.4287 | 149.9584 | 0 | 0 | 0 | 0 | 0 | 0.44944 | 1.1826 | 2.7305 | 3.4881 | 6.6203 | 0 | 0 | 0 | 0 | 0 | 3.8986 | 3.0103 | 2.9804 | 3.0282 | 4.9107 | 0 | 0 | 0 | 0 | 0 | 183.6417 | 149.497 | 152.3713 | 117.945 | 161.4894 | 0 | 0
505 | Information Management | Non Network - IT | IT | FALSE | In-house software | IT | Materials | 40% | 0 | 0 | 0 | 0 | 0 | 573.7399 | 464.9732 | 469.3133 | 356.5718 | 479.8668 | 0 | 0 | 0 | 0 | 0 | 0 | 0 | 0 | 0 | 0 | 0 | 0 | 0 | 0 | 0 | 0 | 0 | 12.4442 | 9.5553 | 9.363 | 9.3962 | 15.05 | 0 | 0 | 0 | 0 | 0 | 0 | 586.1841 | 474.5285 | 478.6763 | 365.968 | 494.9168 | 0 | 0 | 0% | 0% | 0% | 0% | 0% | 0% | 0% | 0% | 0% | 0% | 0% | x | x | x | x | x | x | x | x | x | x | 0 | 0 | 0 | 573.7399 | 464.9732 | 469.3133 | 356.5718 | 479.8668 | 0 | 0 | 0 | 0 | 0 | 0 | 0 | 0 | 0 | 0 | 0 | 0 | 0 | 0 | 0 | 12.4442 | 9.5553 | 9.363 | 9.3962 | 15.05 | 0 | 0 | 0 | 0 | 0 | 586.1841 | 474.5285 | 478.6763 | 365.968 | 494.9168 | 0 | 0
506 | Information Management | Non Network - IT | IT | FALSE | In-house software | IT | Labour - Internal | 10% | 0 | 0 | 0 | 0 | 0 | 143.435 | 116.2433 | 117.3283 | 89.143 | 119.9667 | 0 | 0 | 0 | 0 | 0 | 0 | 2.1688 | 2.3486 | 3.3038 | 3.5191 | 6.1088 | 0 | 0 | 0 | 0 | 0 | 0 | 3.1581 | 2.4371 | 2.4067 | 2.4418 | 3.9541 | 0 | 0 | 0 | 0 | 0 | 0 | 148.7618 | 121.029 | 123.0388 | 95.1039 | 130.0295 | 0 | 0 | 0% | 0% | 0% | 0% | 0% | 0% | 0% | 0% | 0% | 0% | 0% | x | x | x | x | x | x | x | x | x | x | 0 | 0 | 0 | 143.435 | 116.2433 | 117.3283 | 89.143 | 119.9667 | 0 | 0 | 0 | 0 | 0 | 2.1688 | 2.3486 | 3.3038 | 3.5191 | 6.1088 | 0 | 0 | 0 | 0 | 0 | 3.1581 | 2.4371 | 2.4067 | 2.4418 | 3.9541 | 0 | 0 | 0 | 0 | 0 | 148.7618 | 121.029 | 123.0388 | 95.1039 | 130.0295 | 0 | 0
507 | Information Management | Non Network - IT | IT | FALSE | In-house software | IT | Labour - External | 50% | 0 | 0 | 0 | 0 | 0 | 717.1749 | 581.2165 | 586.6417 | 445.7148 | 599.8335 | 0 | 0 | 0 | 0 | 0 | 0 | 1.7978 | 4.7303 | 10.922 | 13.9525 | 26.481 | 0 | 0 | 0 | 0 | 0 | 0 | 15.5943 | 12.0413 | 11.9216 | 12.1129 | 19.643 | 0 | 0 | 0 | 0 | 0 | 0 | 734.5669 | 597.9881 | 609.4852 | 471.7801 | 645.9575 | 0 | 0 | 0% | 0% | 0% | 0% | 0% | 0% | 0% | 0% | 0% | 0% | 0% | x | x | x | x | x | x | x | x | x | x | 0 | 0 | 0 | 717.1749 | 581.2165 | 586.6417 | 445.7148 | 599.8335 | 0 | 0 | 0 | 0 | 0 | 1.7978 | 4.7303 | 10.922 | 13.9525 | 26.481 | 0 | 0 | 0 | 0 | 0 | 15.5943 | 12.0413 | 11.9216 | 12.1129 | 19.643 | 0 | 0 | 0 | 0 | 0 | 734.5669 | 597.9881 | 609.4852 | 471.7801 | 645.9575 | 0 | 0
508 | Cyber Security | Non Network - IT | IT | FALSE | IT | IT | Materials | 40% | 0 | 0 | 0 | 0 | 0 | 352.7801 | 304.4325 | 240.4754 | 230.0753 | 204.9025 | 0 | 0 | 0 | 0 | 0 | 0 | 0 | 0 | 0 | 0 | 0 | 0 | 0 | 0 | 0 | 0 | 0 | 7.6517 | 6.2561 | 4.7976 | 6.0628 | 6.4263 | 0 | 0 | 0 | 0 | 0 | 0 | 360.4318 | 310.6887 | 245.273 | 236.1381 | 211.3288 | 0 | 0 | 0% | 0% | 0% | 0% | 0% | 0% | 0% | 0% | 0% | 0% | 0% | x | x | x | x | x | x | x | x | x | x | 0 | 0 | 0 | 352.7801 | 304.4325 | 240.4754 | 230.0753 | 204.9025 | 0 | 0 | 0 | 0 | 0 | 0 | 0 | 0 | 0 | 0 | 0 | 0 | 0 | 0 | 0 | 7.6517 | 6.2561 | 4.7976 | 6.0628 | 6.4263 | 0 | 0 | 0 | 0 | 0 | 360.4318 | 310.6887 | 245.273 | 236.1381 | 211.3288 | 0 | 0
509 | Cyber Security | Non Network - IT | IT | FALSE | IT | IT | Labour - Internal | 10% | 0 | 0 | 0 | 0 | 0 | 88.195 | 76.1081 | 60.1189 | 57.5188 | 51.2256 | 0 | 0 | 0 | 0 | 0 | 0 | 1.3335 | 1.5377 | 1.6929 | 2.2707 | 2.6084 | 0 | 0 | 0 | 0 | 0 | 0 | 1.9418 | 1.5956 | 1.2332 | 1.5755 | 1.6884 | 0 | 0 | 0 | 0 | 0 | 0 | 91.4704 | 79.2415 | 63.0449 | 61.3651 | 55.5224 | 0 | 0 | 0% | 0% | 0% | 0% | 0% | 0% | 0% | 0% | 0% | 0% | 0% | x | x | x | x | x | x | x | x | x | x | 0 | 0 | 0 | 88.195 | 76.1081 | 60.1189 | 57.5188 | 51.2256 | 0 | 0 | 0 | 0 | 0 | 1.3335 | 1.5377 | 1.6929 | 2.2707 | 2.6084 | 0 | 0 | 0 | 0 | 0 | 1.9418 | 1.5956 | 1.2332 | 1.5755 | 1.6884 | 0 | 0 | 0 | 0 | 0 | 91.4704 | 79.2415 | 63.0449 | 61.3651 | 55.5224 | 0 | 0
510 | Cyber Security | Non Network - IT | IT | FALSE | IT | IT | Labour - External | 50% | 0 | 0 | 0 | 0 | 0 | 440.9752 | 380.5407 | 300.5943 | 287.5941 | 256.1281 | 0 | 0 | 0 | 0 | 0 | 0 | 1.1054 | 3.0971 | 5.5964 | 9.0027 | 11.3074 | 0 | 0 | 0 | 0 | 0 | 0 | 9.5886 | 7.8838 | 6.1086 | 7.8158 | 8.3875 | 0 | 0 | 0 | 0 | 0 | 0 | 451.6691 | 391.5215 | 312.2993 | 304.4126 | 275.823 | 0 | 0 | 0% | 0% | 0% | 0% | 0% | 0% | 0% | 0% | 0% | 0% | 0% | x | x | x | x | x | x | x | x | x | x | 0 | 0 | 0 | 440.9752 | 380.5407 | 300.5943 | 287.5941 | 256.1281 | 0 | 0 | 0 | 0 | 0 | 1.1054 | 3.0971 | 5.5964 | 9.0027 | 11.3074 | 0 | 0 | 0 | 0 | 0 | 9.5886 | 7.8838 | 6.1086 | 7.8158 | 8.3875 | 0 | 0 | 0 | 0 | 0 | 451.6691 | 391.5215 | 312.2993 | 304.4126 | 275.823 | 0 | 0
511 | Cyber Security | Non Network - IT | IT | FALSE | In-house software | IT | Materials | 40% | 0 | 0 | 0 | 0 | 0 | 1411.1205 | 1217.7301 | 961.9017 | 920.3011 | 819.6101 | 0 | 0 | 0 | 0 | 0 | 0 | 0 | 0 | 0 | 0 | 0 | 0 | 0 | 0 | 0 | 0 | 0 | 30.6067 | 25.0246 | 19.1903 | 24.2513 | 25.7052 | 0 | 0 | 0 | 0 | 0 | 0 | 1441.7272 | 1242.7547 | 981.092 | 944.5524 | 845.3153 | 0 | 0 | 0% | 0% | 0% | 0% | 0% | 0% | 0% | 0% | 0% | 0% | 0% | x | x | x | x | x | x | x | x | x | x | 0 | 0 | 0 | 1411.1205 | 1217.7301 | 961.9017 | 920.3011 | 819.6101 | 0 | 0 | 0 | 0 | 0 | 0 | 0 | 0 | 0 | 0 | 0 | 0 | 0 | 0 | 0 | 30.6067 | 25.0246 | 19.1903 | 24.2513 | 25.7052 | 0 | 0 | 0 | 0 | 0 | 1441.7272 | 1242.7547 | 981.092 | 944.5524 | 845.3153 | 0 | 0
512 | Cyber Security | Non Network - IT | IT | FALSE | In-house software | IT | Labour - Internal | 10% | 0 | 0 | 0 | 0 | 0 | 352.7801 | 304.4325 | 240.4754 | 230.0753 | 204.9025 | 0 | 0 | 0 | 0 | 0 | 0 | 5.3341 | 6.1508 | 6.7715 | 9.0828 | 10.4337 | 0 | 0 | 0 | 0 | 0 | 0 | 7.7674 | 6.3825 | 4.9327 | 6.3022 | 6.7535 | 0 | 0 | 0 | 0 | 0 | 0 | 365.8816 | 316.9658 | 252.1796 | 245.4602 | 222.0898 | 0 | 0 | 0% | 0% | 0% | 0% | 0% | 0% | 0% | 0% | 0% | 0% | 0% | x | x | x | x | x | x | x | x | x | x | 0 | 0 | 0 | 352.7801 | 304.4325 | 240.4754 | 230.0753 | 204.9025 | 0 | 0 | 0 | 0 | 0 | 5.3341 | 6.1508 | 6.7715 | 9.0828 | 10.4337 | 0 | 0 | 0 | 0 | 0 | 7.7674 | 6.3825 | 4.9327 | 6.3022 | 6.7535 | 0 | 0 | 0 | 0 | 0 | 365.8816 | 316.9658 | 252.1796 | 245.4602 | 222.0898 | 0 | 0
513 | Cyber Security | Non Network - IT | IT | FALSE | In-house software | IT | Labour - External | 50% | 0 | 0 | 0 | 0 | 0 | 1763.9007 | 1522.1626 | 1202.3771 | 1150.3764 | 1024.5126 | 0 | 0 | 0 | 0 | 0 | 0 | 4.4216 | 12.3882 | 22.3856 | 36.0109 | 45.2294 | 0 | 0 | 0 | 0 | 0 | 0 | 38.3543 | 31.5353 | 24.4344 | 31.263 | 33.5501 | 0 | 0 | 0 | 0 | 0 | 0 | 1806.6765 | 1566.0861 | 1249.1972 | 1217.6503 | 1103.2921 | 0 | 0 | 0% | 0% | 0% | 0% | 0% | 0% | 0% | 0% | 0% | 0% | 0% | x | x | x | x | x | x | x | x | x | x | 0 | 0 | 0 | 1763.9007 | 1522.1626 | 1202.3771 | 1150.3764 | 1024.5126 | 0 | 0 | 0 | 0 | 0 | 4.4216 | 12.3882 | 22.3856 | 36.0109 | 45.2294 | 0 | 0 | 0 | 0 | 0 | 38.3543 | 31.5353 | 24.4344 | 31.263 | 33.5501 | 0 | 0 | 0 | 0 | 0 | 1806.6765 | 1566.0861 | 1249.1972 | 1217.6503 | 1103.2921 | 0 | 0
514 | Corporate Communications | Non Network - IT | IT | FALSE | IT | IT | Materials | 40% | 0 | 0 | 0 | 0 | 0 | 211.5555 | 106.8353 | 107.8325 | 109.2377 | 110.2574 | 0 | 0 | 0 | 0 | 0 | 0 | 0 | 0 | 0 | 0 | 0 | 0 | 0 | 0 | 0 | 0 | 0 | 4.5886 | 2.1955 | 2.1513 | 2.8786 | 3.458 | 0 | 0 | 0 | 0 | 0 | 0 | 216.144 | 109.0308 | 109.9838 | 112.1163 | 113.7154 | 0 | 0 | 0% | 0% | 0% | 0% | 0% | 0% | 0% | 0% | 0% | 0% | 0% | x | x | x | x | x | x | x | x | x | x | 0 | 0 | 0 | 211.5555 | 106.8353 | 107.8325 | 109.2377 | 110.2574 | 0 | 0 | 0 | 0 | 0 | 0 | 0 | 0 | 0 | 0 | 0 | 0 | 0 | 0 | 0 | 4.5886 | 2.1955 | 2.1513 | 2.8786 | 3.458 | 0 | 0 | 0 | 0 | 0 | 216.144 | 109.0308 | 109.9838 | 112.1163 | 113.7154 | 0 | 0
515 | Corporate Communications | Non Network - IT | IT | FALSE | IT | IT | Labour - Internal | 10% | 0 | 0 | 0 | 0 | 0 | 52.8889 | 26.7088 | 26.9581 | 27.3094 | 27.5643 | 0 | 0 | 0 | 0 | 0 | 0 | 0.79969 | 0.53963 | 0.75911 | 1.0781 | 1.4036 | 0 | 0 | 0 | 0 | 0 | 0 | 1.1645 | 0.55996 | 0.55297 | 0.74805 | 0.90851 | 0 | 0 | 0 | 0 | 0 | 0 | 54.853 | 27.8084 | 28.2702 | 29.1356 | 29.8765 | 0 | 0 | 0% | 0% | 0% | 0% | 0% | 0% | 0% | 0% | 0% | 0% | 0% | x | x | x | x | x | x | x | x | x | x | 0 | 0 | 0 | 52.8889 | 26.7088 | 26.9581 | 27.3094 | 27.5643 | 0 | 0 | 0 | 0 | 0 | 0.79969 | 0.53963 | 0.75911 | 1.0781 | 1.4036 | 0 | 0 | 0 | 0 | 0 | 1.1645 | 0.55996 | 0.55297 | 0.74805 | 0.90851 | 0 | 0 | 0 | 0 | 0 | 54.853 | 27.8084 | 28.2702 | 29.1356 | 29.8765 | 0 | 0
516 | Corporate Communications | Non Network - IT | IT | FALSE | IT | IT | Labour - External | 50% | 0 | 0 | 0 | 0 | 0 | 264.4443 | 133.5442 | 134.7907 | 136.5472 | 137.8217 | 0 | 0 | 0 | 0 | 0 | 0 | 0.66289 | 1.0869 | 2.5095 | 4.2744 | 6.0845 | 0 | 0 | 0 | 0 | 0 | 0 | 5.7501 | 2.7667 | 2.7392 | 3.7109 | 4.5133 | 0 | 0 | 0 | 0 | 0 | 0 | 270.8573 | 137.3977 | 140.0394 | 144.5324 | 148.4195 | 0 | 0 | 0% | 0% | 0% | 0% | 0% | 0% | 0% | 0% | 0% | 0% | 0% | x | x | x | x | x | x | x | x | x | x | 0 | 0 | 0 | 264.4443 | 133.5442 | 134.7907 | 136.5472 | 137.8217 | 0 | 0 | 0 | 0 | 0 | 0.66289 | 1.0869 | 2.5095 | 4.2744 | 6.0845 | 0 | 0 | 0 | 0 | 0 | 5.7501 | 2.7667 | 2.7392 | 3.7109 | 4.5133 | 0 | 0 | 0 | 0 | 0 | 270.8573 | 137.3977 | 140.0394 | 144.5324 | 148.4195 | 0 | 0
517 | Corporate Communications | Non Network - IT | IT | FALSE | In-house software | IT | Materials | 40% | 0 | 0 | 0 | 0 | 0 | 846.2219 | 427.3413 | 431.3302 | 436.951 | 441.0296 | 0 | 0 | 0 | 0 | 0 | 0 | 0 | 0 | 0 | 0 | 0 | 0 | 0 | 0 | 0 | 0 | 0 | 18.3542 | 8.7819 | 8.6052 | 11.5143 | 13.8319 | 0 | 0 | 0 | 0 | 0 | 0 | 864.5761 | 436.1233 | 439.9354 | 448.4653 | 454.8615 | 0 | 0 | 0% | 0% | 0% | 0% | 0% | 0% | 0% | 0% | 0% | 0% | 0% | x | x | x | x | x | x | x | x | x | x | 0 | 0 | 0 | 846.2219 | 427.3413 | 431.3302 | 436.951 | 441.0296 | 0 | 0 | 0 | 0 | 0 | 0 | 0 | 0 | 0 | 0 | 0 | 0 | 0 | 0 | 0 | 18.3542 | 8.7819 | 8.6052 | 11.5143 | 13.8319 | 0 | 0 | 0 | 0 | 0 | 864.5761 | 436.1233 | 439.9354 | 448.4653 | 454.8615 | 0 | 0
518 | Corporate Communications | Non Network - IT | IT | FALSE | In-house software | IT | Labour - Internal | 10% | 0 | 0 | 0 | 0 | 0 | 211.5555 | 106.8353 | 107.8325 | 109.2377 | 110.2574 | 0 | 0 | 0 | 0 | 0 | 0 | 3.1987 | 2.1585 | 3.0365 | 4.3124 | 5.6144 | 0 | 0 | 0 | 0 | 0 | 0 | 4.6579 | 2.2398 | 2.2119 | 2.9922 | 3.6341 | 0 | 0 | 0 | 0 | 0 | 0 | 219.4122 | 111.2337 | 113.0809 | 116.5424 | 119.5058 | 0 | 0 | 0% | 0% | 0% | 0% | 0% | 0% | 0% | 0% | 0% | 0% | 0% | x | x | x | x | x | x | x | x | x | x | 0 | 0 | 0 | 211.5555 | 106.8353 | 107.8325 | 109.2377 | 110.2574 | 0 | 0 | 0 | 0 | 0 | 3.1987 | 2.1585 | 3.0365 | 4.3124 | 5.6144 | 0 | 0 | 0 | 0 | 0 | 4.6579 | 2.2398 | 2.2119 | 2.9922 | 3.6341 | 0 | 0 | 0 | 0 | 0 | 219.4122 | 111.2337 | 113.0809 | 116.5424 | 119.5058 | 0 | 0
519 | Corporate Communications | Non Network - IT | IT | FALSE | In-house software | IT | Labour - External | 50% | 0 | 0 | 0 | 0 | 0 | 1057.7774 | 534.1766 | 539.1627 | 546.1887 | 551.287 | 0 | 0 | 0 | 0 | 0 | 0 | 2.6516 | 4.3474 | 10.038 | 17.0976 | 24.3378 | 0 | 0 | 0 | 0 | 0 | 0 | 23.0003 | 11.0668 | 10.9567 | 14.8434 | 18.0532 | 0 | 0 | 0 | 0 | 0 | 0 | 1083.4292 | 549.5909 | 560.1575 | 578.1298 | 593.678 | 0 | 0 | 0% | 0% | 0% | 0% | 0% | 0% | 0% | 0% | 0% | 0% | 0% | x | x | x | x | x | x | x | x | x | x | 0 | 0 | 0 | 1057.7774 | 534.1766 | 539.1627 | 546.1887 | 551.287 | 0 | 0 | 0 | 0 | 0 | 2.6516 | 4.3474 | 10.038 | 17.0976 | 24.3378 | 0 | 0 | 0 | 0 | 0 | 23.0003 | 11.0668 | 10.9567 | 14.8434 | 18.0532 | 0 | 0 | 0 | 0 | 0 | 1083.4292 | 549.5909 | 560.1575 | 578.1298 | 593.678 | 0 | 0
520 | Intelligent Network Ops | Non Network - IT | IT | FALSE | IT | IT | Materials | 40% | 0 | 0 | 0 | 0 | 0 | 248.6305 | 377.8057 | 381.3322 | 128.7671 | 129.9691 | 0 | 0 | 0 | 0 | 0 | 0 | 0 | 0 | 0 | 0 | 0 | 0 | 0 | 0 | 0 | 0 | 0 | 5.3927 | 7.764 | 7.6077 | 3.3932 | 4.0762 | 0 | 0 | 0 | 0 | 0 | 0 | 254.0232 | 385.5696 | 388.9399 | 132.1603 | 134.0453 | 0 | 0 | 0% | 0% | 0% | 0% | 0% | 0% | 0% | 0% | 0% | 0% | 0% | x | x | x | x | x | x | x | x | x | x | 0 | 0 | 0 | 248.6305 | 377.8057 | 381.3322 | 128.7671 | 129.9691 | 0 | 0 | 0 | 0 | 0 | 0 | 0 | 0 | 0 | 0 | 0 | 0 | 0 | 0 | 0 | 5.3927 | 7.764 | 7.6077 | 3.3932 | 4.0762 | 0 | 0 | 0 | 0 | 0 | 254.0232 | 385.5696 | 388.9399 | 132.1603 | 134.0453 | 0 | 0
521 | Intelligent Network Ops | Non Network - IT | IT | FALSE | IT | IT | Labour - Internal | 10% | 0 | 0 | 0 | 0 | 0 | 62.1576 | 94.4514 | 95.333 | 32.1918 | 32.4923 | 0 | 0 | 0 | 0 | 0 | 0 | 0.93983 | 1.9083 | 2.6845 | 1.2708 | 1.6545 | 0 | 0 | 0 | 0 | 0 | 0 | 1.3686 | 1.9802 | 1.9555 | 0.88179 | 1.0709 | 0 | 0 | 0 | 0 | 0 | 0 | 64.466 | 98.3399 | 99.973 | 34.3444 | 35.2177 | 0 | 0 | 0% | 0% | 0% | 0% | 0% | 0% | 0% | 0% | 0% | 0% | 0% | x | x | x | x | x | x | x | x | x | x | 0 | 0 | 0 | 62.1576 | 94.4514 | 95.333 | 32.1918 | 32.4923 | 0 | 0 | 0 | 0 | 0 | 0.93983 | 1.9083 | 2.6845 | 1.2708 | 1.6545 | 0 | 0 | 0 | 0 | 0 | 1.3686 | 1.9802 | 1.9555 | 0.88179 | 1.0709 | 0 | 0 | 0 | 0 | 0 | 64.466 | 98.3399 | 99.973 | 34.3444 | 35.2177 | 0 | 0
522 | Intelligent Network Ops | Non Network - IT | IT | FALSE | IT | IT | Labour - External | 50% | 0 | 0 | 0 | 0 | 0 | 310.7881 | 472.2571 | 476.6652 | 160.9589 | 162.4613 | 0 | 0 | 0 | 0 | 0 | 0 | 0.77906 | 3.8435 | 8.8745 | 5.0386 | 7.1722 | 0 | 0 | 0 | 0 | 0 | 0 | 6.7578 | 9.784 | 9.6867 | 4.3743 | 5.3202 | 0 | 0 | 0 | 0 | 0 | 0 | 318.3249 | 485.8845 | 495.2263 | 170.3718 | 174.9537 | 0 | 0 | 0% | 0% | 0% | 0% | 0% | 0% | 0% | 0% | 0% | 0% | 0% | x | x | x | x | x | x | x | x | x | x | 0 | 0 | 0 | 310.7881 | 472.2571 | 476.6652 | 160.9589 | 162.4613 | 0 | 0 | 0 | 0 | 0 | 0.77906 | 3.8435 | 8.8745 | 5.0386 | 7.1722 | 0 | 0 | 0 | 0 | 0 | 6.7578 | 9.784 | 9.6867 | 4.3743 | 5.3202 | 0 | 0 | 0 | 0 | 0 | 318.3249 | 485.8845 | 495.2263 | 170.3718 | 174.9537 | 0 | 0
523 | Intelligent Network Ops | Non Network - IT | IT | FALSE | In-house software | IT | Materials | 40% | 0 | 0 | 0 | 0 | 0 | 994.5219 | 1511.2226 | 1525.3287 | 515.0685 | 519.8763 | 0 | 0 | 0 | 0 | 0 | 0 | 0 | 0 | 0 | 0 | 0 | 0 | 0 | 0 | 0 | 0 | 0 | 21.5708 | 31.0559 | 30.4308 | 13.5728 | 16.3048 | 0 | 0 | 0 | 0 | 0 | 0 | 1016.0927 | 1542.2785 | 1555.7595 | 528.6414 | 536.181 | 0 | 0 | 0% | 0% | 0% | 0% | 0% | 0% | 0% | 0% | 0% | 0% | 0% | x | x | x | x | x | x | x | x | x | x | 0 | 0 | 0 | 994.5219 | 1511.2226 | 1525.3287 | 515.0685 | 519.8763 | 0 | 0 | 0 | 0 | 0 | 0 | 0 | 0 | 0 | 0 | 0 | 0 | 0 | 0 | 0 | 21.5708 | 31.0559 | 30.4308 | 13.5728 | 16.3048 | 0 | 0 | 0 | 0 | 0 | 1016.0927 | 1542.2785 | 1555.7595 | 528.6414 | 536.181 | 0 | 0
524 | Intelligent Network Ops | Non Network - IT | IT | FALSE | In-house software | IT | Labour - Internal | 10% | 0 | 0 | 0 | 0 | 0 | 248.6305 | 377.8057 | 381.3322 | 128.7671 | 129.9691 | 0 | 0 | 0 | 0 | 0 | 0 | 3.7593 | 7.6332 | 10.7379 | 5.0834 | 6.6181 | 0 | 0 | 0 | 0 | 0 | 0 | 5.4742 | 7.9208 | 7.8219 | 3.5272 | 4.2838 | 0 | 0 | 0 | 0 | 0 | 0 | 257.864 | 393.3597 | 399.892 | 137.3777 | 140.8709 | 0 | 0 | 0% | 0% | 0% | 0% | 0% | 0% | 0% | 0% | 0% | 0% | 0% | x | x | x | x | x | x | x | x | x | x | 0 | 0 | 0 | 248.6305 | 377.8057 | 381.3322 | 128.7671 | 129.9691 | 0 | 0 | 0 | 0 | 0 | 3.7593 | 7.6332 | 10.7379 | 5.0834 | 6.6181 | 0 | 0 | 0 | 0 | 0 | 5.4742 | 7.9208 | 7.8219 | 3.5272 | 4.2838 | 0 | 0 | 0 | 0 | 0 | 257.864 | 393.3597 | 399.892 | 137.3777 | 140.8709 | 0 | 0
525 | Intelligent Network Ops | Non Network - IT | IT | FALSE | In-house software | IT | Labour - External | 50% | 0 | 0 | 0 | 0 | 0 | 1243.1523 | 1889.0283 | 1906.6608 | 643.8357 | 649.8454 | 0 | 0 | 0 | 0 | 0 | 0 | 3.1162 | 15.374 | 35.4978 | 20.1543 | 28.6889 | 0 | 0 | 0 | 0 | 0 | 0 | 27.0311 | 39.1358 | 38.7467 | 17.4971 | 21.2807 | 0 | 0 | 0 | 0 | 0 | 0 | 1273.2997 | 1943.5381 | 1980.9054 | 681.4871 | 699.815 | 0 | 0 | 0% | 0% | 0% | 0% | 0% | 0% | 0% | 0% | 0% | 0% | 0% | x | x | x | x | x | x | x | x | x | x | 0 | 0 | 0 | 1243.1523 | 1889.0283 | 1906.6608 | 643.8357 | 649.8454 | 0 | 0 | 0 | 0 | 0 | 3.1162 | 15.374 | 35.4978 | 20.1543 | 28.6889 | 0 | 0 | 0 | 0 | 0 | 27.0311 | 39.1358 | 38.7467 | 17.4971 | 21.2807 | 0 | 0 | 0 | 0 | 0 | 1273.2997 | 1943.5381 | 1980.9054 | 681.4871 | 699.815 | 0 | 0
526 | TAM- Apps | Non Network - IT | IT | FALSE | IT | IT | Materials | 40% | 0 | 0 | 0 | 0 | 0 | 59.6287 | 60.4058 | 60.9696 | 61.7641 | 62.3407 | 0 | 0 | 0 | 0 | 0 | 0 | 0 | 0 | 0 | 0 | 0 | 0 | 0 | 0 | 0 | 0 | 0 | 1.2933 | 1.2413 | 1.2164 | 1.6276 | 1.9552 | 0 | 0 | 0 | 0 | 0 | 0 | 60.9221 | 61.6471 | 62.186 | 63.3917 | 64.2958 | 0 | 0 | 0% | 0% | 0% | 0% | 0% | 0% | 0% | 0% | 0% | 0% | 0% | x | x | x | x | x | x | x | x | x | x | 0 | 0 | 0 | 59.6287 | 60.4058 | 60.9696 | 61.7641 | 62.3407 | 0 | 0 | 0 | 0 | 0 | 0 | 0 | 0 | 0 | 0 | 0 | 0 | 0 | 0 | 0 | 1.2933 | 1.2413 | 1.2164 | 1.6276 | 1.9552 | 0 | 0 | 0 | 0 | 0 | 60.9221 | 61.6471 | 62.186 | 63.3917 | 64.2958 | 0 | 0
527 | TAM- Apps | Non Network - IT | IT | FALSE | IT | IT | Labour - Internal | 10% | 0 | 0 | 0 | 0 | 0 | 14.9072 | 15.1014 | 15.2424 | 15.441 | 15.5852 | 0 | 0 | 0 | 0 | 0 | 0 | 0.2254 | 0.30511 | 0.42921 | 0.60957 | 0.7936 | 0 | 0 | 0 | 0 | 0 | 0 | 0.32822 | 0.31661 | 0.31265 | 0.42296 | 0.51368 | 0 | 0 | 0 | 0 | 0 | 0 | 15.4608 | 15.7232 | 15.9843 | 16.4736 | 16.8925 | 0 | 0 | 0% | 0% | 0% | 0% | 0% | 0% | 0% | 0% | 0% | 0% | 0% | x | x | x | x | x | x | x | x | x | x | 0 | 0 | 0 | 14.9072 | 15.1014 | 15.2424 | 15.441 | 15.5852 | 0 | 0 | 0 | 0 | 0 | 0.2254 | 0.30511 | 0.42921 | 0.60957 | 0.7936 | 0 | 0 | 0 | 0 | 0 | 0.32822 | 0.31661 | 0.31265 | 0.42296 | 0.51368 | 0 | 0 | 0 | 0 | 0 | 15.4608 | 15.7232 | 15.9843 | 16.4736 | 16.8925 | 0 | 0
528 | TAM- Apps | Non Network - IT | IT | FALSE | IT | IT | Labour - External | 50% | 0 | 0 | 0 | 0 | 0 | 74.5359 | 75.5072 | 76.212 | 77.2052 | 77.9258 | 0 | 0 | 0 | 0 | 0 | 0 | 0.18684 | 0.61452 | 1.4189 | 2.4168 | 3.4402 | 0 | 0 | 0 | 0 | 0 | 0 | 1.6207 | 1.5643 | 1.5488 | 2.0982 | 2.5519 | 0 | 0 | 0 | 0 | 0 | 0 | 76.3435 | 77.6861 | 79.1797 | 81.7201 | 83.9179 | 0 | 0 | 0% | 0% | 0% | 0% | 0% | 0% | 0% | 0% | 0% | 0% | 0% | x | x | x | x | x | x | x | x | x | x | 0 | 0 | 0 | 74.5359 | 75.5072 | 76.212 | 77.2052 | 77.9258 | 0 | 0 | 0 | 0 | 0 | 0.18684 | 0.61452 | 1.4189 | 2.4168 | 3.4402 | 0 | 0 | 0 | 0 | 0 | 1.6207 | 1.5643 | 1.5488 | 2.0982 | 2.5519 | 0 | 0 | 0 | 0 | 0 | 76.3435 | 77.6861 | 79.1797 | 81.7201 | 83.9179 | 0 | 0
529 | TAM- Apps | Non Network - IT | IT | FALSE | In-house software | IT | Materials | 40% | 0 | 0 | 0 | 0 | 0 | 238.515 | 241.6231 | 243.8785 | 247.0565 | 249.3626 | 0 | 0 | 0 | 0 | 0 | 0 | 0 | 0 | 0 | 0 | 0 | 0 | 0 | 0 | 0 | 0 | 0 | 5.1733 | 4.9654 | 4.8655 | 6.5103 | 7.8207 | 0 | 0 | 0 | 0 | 0 | 0 | 243.6883 | 246.5885 | 248.744 | 253.5668 | 257.1833 | 0 | 0 | 0% | 0% | 0% | 0% | 0% | 0% | 0% | 0% | 0% | 0% | 0% | x | x | x | x | x | x | x | x | x | x | 0 | 0 | 0 | 238.515 | 241.6231 | 243.8785 | 247.0565 | 249.3626 | 0 | 0 | 0 | 0 | 0 | 0 | 0 | 0 | 0 | 0 | 0 | 0 | 0 | 0 | 0 | 5.1733 | 4.9654 | 4.8655 | 6.5103 | 7.8207 | 0 | 0 | 0 | 0 | 0 | 243.6883 | 246.5885 | 248.744 | 253.5668 | 257.1833 | 0 | 0
530 | TAM- Apps | Non Network - IT | IT | FALSE | In-house software | IT | Labour - Internal | 10% | 0 | 0 | 0 | 0 | 0 | 59.6287 | 60.4058 | 60.9696 | 61.7641 | 62.3407 | 0 | 0 | 0 | 0 | 0 | 0 | 0.90159 | 1.2204 | 1.7168 | 2.4383 | 3.1744 | 0 | 0 | 0 | 0 | 0 | 0 | 1.3129 | 1.2664 | 1.2506 | 1.6918 | 2.0547 | 0 | 0 | 0 | 0 | 0 | 0 | 61.8432 | 62.8927 | 63.9371 | 65.8943 | 67.5698 | 0 | 0 | 0% | 0% | 0% | 0% | 0% | 0% | 0% | 0% | 0% | 0% | 0% | x | x | x | x | x | x | x | x | x | x | 0 | 0 | 0 | 59.6287 | 60.4058 | 60.9696 | 61.7641 | 62.3407 | 0 | 0 | 0 | 0 | 0 | 0.90159 | 1.2204 | 1.7168 | 2.4383 | 3.1744 | 0 | 0 | 0 | 0 | 0 | 1.3129 | 1.2664 | 1.2506 | 1.6918 | 2.0547 | 0 | 0 | 0 | 0 | 0 | 61.8432 | 62.8927 | 63.9371 | 65.8943 | 67.5698 | 0 | 0
531 | TAM- Apps | Non Network - IT | IT | FALSE | In-house software | IT | Labour - External | 50% | 0 | 0 | 0 | 0 | 0 | 298.1437 | 302.0289 | 304.8481 | 308.8207 | 311.7033 | 0 | 0 | 0 | 0 | 0 | 0 | 0.74737 | 2.4581 | 5.6756 | 9.6672 | 13.7609 | 0 | 0 | 0 | 0 | 0 | 0 | 6.4828 | 6.2573 | 6.1951 | 8.3926 | 10.2075 | 0 | 0 | 0 | 0 | 0 | 0 | 305.3739 | 310.7443 | 316.7188 | 326.8805 | 335.6716 | 0 | 0 | 0% | 0% | 0% | 0% | 0% | 0% | 0% | 0% | 0% | 0% | 0% | x | x | x | x | x | x | x | x | x | x | 0 | 0 | 0 | 298.1437 | 302.0289 | 304.8481 | 308.8207 | 311.7033 | 0 | 0 | 0 | 0 | 0 | 0.74737 | 2.4581 | 5.6756 | 9.6672 | 13.7609 | 0 | 0 | 0 | 0 | 0 | 6.4828 | 6.2573 | 6.1951 | 8.3926 | 10.2075 | 0 | 0 | 0 | 0 | 0 | 305.3739 | 310.7443 | 316.7188 | 326.8805 | 335.6716 | 0 | 0
532 | TAM- Infra | Non Network - IT | IT | FALSE | IT | IT | Materials | 40% | 0 | 0 | 0 | 0 | 0 | 214.5046 | 334.3075 | 447.0921 | 435.827 | 258.7618 | 0 | 0 | 0 | 0 | 0 | 0 | 0 | 0 | 0 | 0 | 0 | 0 | 0 | 0 | 0 | 0 | 0 | 4.6525 | 6.8701 | 8.9196 | 11.4847 | 8.1155 | 0 | 0 | 0 | 0 | 0 | 0 | 219.1572 | 341.1776 | 456.0118 | 447.3117 | 266.8773 | 0 | 0 | 0% | 0% | 0% | 0% | 0% | 0% | 0% | 0% | 0% | 0% | 0% | x | x | x | x | x | x | x | x | x | x | 0 | 0 | 0 | 214.5046 | 334.3075 | 447.0921 | 435.827 | 258.7618 | 0 | 0 | 0 | 0 | 0 | 0 | 0 | 0 | 0 | 0 | 0 | 0 | 0 | 0 | 0 | 4.6525 | 6.8701 | 8.9196 | 11.4847 | 8.1155 | 0 | 0 | 0 | 0 | 0 | 219.1572 | 341.1776 | 456.0118 | 447.3117 | 266.8773 | 0 | 0
533 | TAM- Infra | Non Network - IT | IT | FALSE | IT | IT | Labour - Internal | 10% | 0 | 0 | 0 | 0 | 0 | 53.6262 | 83.5769 | 111.773 | 108.9568 | 64.6905 | 0 | 0 | 0 | 0 | 0 | 0 | 0.81083 | 1.6886 | 3.1474 | 4.3013 | 3.2941 | 0 | 0 | 0 | 0 | 0 | 0 | 1.1807 | 1.7522 | 2.2927 | 2.9845 | 2.1322 | 0 | 0 | 0 | 0 | 0 | 0 | 55.6177 | 87.0177 | 117.2131 | 116.2426 | 70.1167 | 0 | 0 | 0% | 0% | 0% | 0% | 0% | 0% | 0% | 0% | 0% | 0% | 0% | x | x | x | x | x | x | x | x | x | x | 0 | 0 | 0 | 53.6262 | 83.5769 | 111.773 | 108.9568 | 64.6905 | 0 | 0 | 0 | 0 | 0 | 0.81083 | 1.6886 | 3.1474 | 4.3013 | 3.2941 | 0 | 0 | 0 | 0 | 0 | 1.1807 | 1.7522 | 2.2927 | 2.9845 | 2.1322 | 0 | 0 | 0 | 0 | 0 | 55.6177 | 87.0177 | 117.2131 | 116.2426 | 70.1167 | 0 | 0
534 | TAM- Infra | Non Network - IT | IT | FALSE | IT | IT | Labour - External | 50% | 0 | 0 | 0 | 0 | 0 | 268.1308 | 417.8844 | 558.8652 | 544.7838 | 323.4523 | 0 | 0 | 0 | 0 | 0 | 0 | 0.67213 | 3.401 | 10.4048 | 17.0537 | 14.2795 | 0 | 0 | 0 | 0 | 0 | 0 | 5.8302 | 8.6575 | 11.3571 | 14.8052 | 10.5922 | 0 | 0 | 0 | 0 | 0 | 0 | 274.6331 | 429.9429 | 580.6271 | 576.6427 | 348.324 | 0 | 0 | 0% | 0% | 0% | 0% | 0% | 0% | 0% | 0% | 0% | 0% | 0% | x | x | x | x | x | x | x | x | x | x | 0 | 0 | 0 | 268.1308 | 417.8844 | 558.8652 | 544.7838 | 323.4523 | 0 | 0 | 0 | 0 | 0 | 0.67213 | 3.401 | 10.4048 | 17.0537 | 14.2795 | 0 | 0 | 0 | 0 | 0 | 5.8302 | 8.6575 | 11.3571 | 14.8052 | 10.5922 | 0 | 0 | 0 | 0 | 0 | 274.6331 | 429.9429 | 580.6271 | 576.6427 | 348.324 | 0 | 0
535 | TAM- Infra | Non Network - IT | IT | FALSE | In-house software | IT | Materials | 40% | 0 | 0 | 0 | 0 | 0 | 858.0185 | 1337.2301 | 1788.3685 | 1743.3082 | 1035.0474 | 0 | 0 | 0 | 0 | 0 | 0 | 0 | 0 | 0 | 0 | 0 | 0 | 0 | 0 | 0 | 0 | 0 | 18.6101 | 27.4803 | 35.6786 | 45.9387 | 32.462 | 0 | 0 | 0 | 0 | 0 | 0 | 876.6286 | 1364.7104 | 1824.0471 | 1789.2469 | 1067.5093 | 0 | 0 | 0% | 0% | 0% | 0% | 0% | 0% | 0% | 0% | 0% | 0% | 0% | x | x | x | x | x | x | x | x | x | x | 0 | 0 | 0 | 858.0185 | 1337.2301 | 1788.3685 | 1743.3082 | 1035.0474 | 0 | 0 | 0 | 0 | 0 | 0 | 0 | 0 | 0 | 0 | 0 | 0 | 0 | 0 | 0 | 18.6101 | 27.4803 | 35.6786 | 45.9387 | 32.462 | 0 | 0 | 0 | 0 | 0 | 876.6286 | 1364.7104 | 1824.0471 | 1789.2469 | 1067.5093 | 0 | 0
536 | TAM- Infra | Non Network - IT | IT | FALSE | In-house software | IT | Labour - Internal | 10% | 0 | 0 | 0 | 0 | 0 | 214.5046 | 334.3075 | 447.0921 | 435.827 | 258.7618 | 0 | 0 | 0 | 0 | 0 | 0 | 3.2433 | 6.7544 | 12.5896 | 17.2053 | 13.1763 | 0 | 0 | 0 | 0 | 0 | 0 | 4.7229 | 7.0089 | 9.1708 | 11.9381 | 8.5287 | 0 | 0 | 0 | 0 | 0 | 0 | 222.4708 | 348.0708 | 468.8526 | 464.9704 | 280.4668 | 0 | 0 | 0% | 0% | 0% | 0% | 0% | 0% | 0% | 0% | 0% | 0% | 0% | x | x | x | x | x | x | x | x | x | x | 0 | 0 | 0 | 214.5046 | 334.3075 | 447.0921 | 435.827 | 258.7618 | 0 | 0 | 0 | 0 | 0 | 3.2433 | 6.7544 | 12.5896 | 17.2053 | 13.1763 | 0 | 0 | 0 | 0 | 0 | 4.7229 | 7.0089 | 9.1708 | 11.9381 | 8.5287 | 0 | 0 | 0 | 0 | 0 | 222.4708 | 348.0708 | 468.8526 | 464.9704 | 280.4668 | 0 | 0
537 | TAM- Infra | Non Network - IT | IT | FALSE | In-house software | IT | Labour - External | 50% | 0 | 0 | 0 | 0 | 0 | 1072.5231 | 1671.5377 | 2235.4606 | 2179.1352 | 1293.8092 | 0 | 0 | 0 | 0 | 0 | 0 | 2.6885 | 13.6039 | 41.6194 | 68.2147 | 57.1182 | 0 | 0 | 0 | 0 | 0 | 0 | 23.3209 | 34.63 | 45.4285 | 59.221 | 42.3688 | 0 | 0 | 0 | 0 | 0 | 0 | 1098.5326 | 1719.7716 | 2322.5085 | 2306.5709 | 1393.2962 | 0 | 0 | 0% | 0% | 0% | 0% | 0% | 0% | 0% | 0% | 0% | 0% | 0% | x | x | x | x | x | x | x | x | x | x | 0 | 0 | 0 | 1072.5231 | 1671.5377 | 2235.4606 | 2179.1352 | 1293.8092 | 0 | 0 | 0 | 0 | 0 | 2.6885 | 13.6039 | 41.6194 | 68.2147 | 57.1182 | 0 | 0 | 0 | 0 | 0 | 23.3209 | 34.63 | 45.4285 | 59.221 | 42.3688 | 0 | 0 | 0 | 0 | 0 | 1098.5326 | 1719.7716 | 2322.5085 | 2306.5709 | 1393.2962 | 0 | 0
[7 empty] | Total |  |  | 116370.7611 | 63338.1493 | 134936.8639 | 124686.4289 | 170982.6582 | 174610.8678 | 174816.2582 | 139725.7478 | 108911.4738 |  |  | 0 | 220.4168 | -127.9752 | 32.1938 | 472.8312 | 1063.3271 | 2119.611 | 2738.5562 | 2958.6543 |  |  | 0 | 3029.5949 | 8057.6262 | 6655.2682 | 7590.7157 | 8336.9927 | 8356.5747 | 8865.1077 | 8994.0295 |  |  | 116370.7611 | 66588.1609 | 142866.515 | 131373.8909 | 179046.205 | 184011.1877 | 185292.4439 | 151329.4117 | 120864.1575 | [23 empty] | 20579.9154 | 211683.3427 | 139020.9118 | 99311.7057 | 269739.161 | 151794.3878 | 175244.0619 | 109347.5054 |  |  | 93.6288 | -60.5492 | 45.348 | 277.161 | 1205.9138 | 1778.6384 | 3150.0518 | 2968.6424 |  |  | 1286.9143 | 8244.3805 | 6069.0477 | 4107.8522 | 12823.9313 | 7137.722 | 10735.3043 | 9029.7224 |  |  | 21960.4585 | 219867.174 | 145135.3075 | 103696.7189 | 283769.0061 | 160710.7483 | 189129.4179 | 121345.8701
[44 empty] | 66588.1609 | 142866.515 | 131373.8909 | 179046.205 | 184011.1877 | 185292.4439 | 151329.4117 | 120864.1575

## Calc¦Project Details-$Nom+Mar22
Back to contents
AusNet Services Forecast Transmission Capex Model (FY20 to FY29) v9
#VALUE!
[8 empty] | Subtotal |  | 124006.9762 | 63338.1493 | 134936.8639 | 124686.4289 | 169401.4347 | 170770.7308 | 169390.4828 | 133647.4801 | 103210.2873 | 6922.1132 | 27174.2644 | 0 | 220.4168 | -127.9752 | 32.1938 | 468.4585 | 1039.9418 | 2053.8246 | 2619.4251 | 2803.7777 | 241.0586 | 1156.9953 | 0 | 3029.5949 | 8057.6262 | 6655.2682 | 7520.5178 | 8153.6411 | 8097.2116 | 8479.463 | 8523.2192 | 255.316 | 1546.0619 | 124006.9762 | 66588.1609 | 142866.515 | 131373.8909 | 177390.4111 | 179964.3137 | 179541.519 | 144746.3683 | 114537.2841 | 7418.4878 | 29877.3217 | [21 empty] | 20579.9154 | 211683.3427 | 139020.9118 | 98393.2851 | 263806.9108 | 147083.1427 | 167620.6973 | 103623.4939 | 5294.8005 | 29043.0435 | 93.6288 | -60.5492 | 45.348 | 274.5978 | 1179.3927 | 1723.4348 | 3013.0201 | 2813.2429 | 175.9795 | 1222.0745 | 1286.9143 | 8244.3805 | 6069.0477 | 4069.8634 | 12541.9005 | 6916.1884 | 10268.3034 | 8557.0437 | 137.2725 | 1664.1055 | 21960.4585 | 219867.174 | 145135.3075 | 102737.7463 | 277528.204 | 155722.7659 | 180902.0207 | 114993.7805 | 5608.0524 | 31929.2234
| Project Title | Project Driver | Driver Project Name | Apply as commissioned percentages | Asset Class | Overheads Driver | By Cost | Cost Weight | Project Number | WIP (Mar22) | Direct Capex, As Incurred ($m Nom) |  |  | Direct Capex, As Incurred ($m Mar22) | [6 empty] | Escalation (Mar22) | Escalation, As Incurred ($m Nom) |  |  | Escalation, As Incurred ($m Mar22) | [6 empty] | Overheads (Mar22) | Overheads, As Incurred ($m Nom) |  |  | Overheads, As Incurred ($m Mar22) | [6 empty] | Total (Mar22) | Total Capex, As Incurred ($m Nom) |  |  | Total Capex, As Incurred ($m Mar22) | [6 empty] | As Commission Percentages | [10 empty] | Manual Commissioning | [9 empty] | Direct Capex, As Commissioned ($m Nom) |  |  | Direct Capex, As Commissioned ($m Mar22) | [6 empty] | Escalation, As Commissioned ($m Nom) |  |  | Escalation, As Commissioned ($m Mar22) | [6 empty] | Overheads, As Commissioned ($m Nom) |  |  | Overheads, As Commissioned ($m Mar22) | [6 empty] | Total Capex, As Commissioned ($m Nom) |  |  | Total Capex, As Commissioned ($m Mar22)
[10 empty] | LTD | FY20 | FY21 | FY22 | FY23 | FY24 | FY25 | FY26 | FY27 | FY28 | FY29 | LTD | FY20 | FY21 | FY22 | FY23 | FY24 | FY25 | FY26 | FY27 | FY28 | FY29 | LTD | FY20 | FY21 | FY22 | FY23 | FY24 | FY25 | FY26 | FY27 | FY28 | FY29 | LTD | FY20 | FY21 | FY22 | FY23 | FY24 | FY25 | FY26 | FY27 | FY28 | FY29 | FY20 | FY21 | FY22 | FY23 | FY24 | FY25 | FY26 | FY27 | FY28 | FY29 | Allocation percentage total check | FY20 | FY21 | FY22 | FY23 | FY24 | FY25 | FY26 | FY27 | FY28 | FY29 | FY20 | FY21 | FY22 | FY23 | FY24 | FY25 | FY26 | FY27 | FY28 | FY29 | FY20 | FY21 | FY22 | FY23 | FY24 | FY25 | FY26 | FY27 | FY28 | FY29 | FY20 | FY21 | FY22 | FY23 | FY24 | FY25 | FY26 | FY27 | FY28 | FY29 | FY20 | FY21 | FY22 | FY23 | FY24 | FY25 | FY26 | FY27 | FY28 | FY29
1 | HOTS SVC Replacement | Replacement - Major Station | Major Station | TRUE | Secondary | Network | Materials | 40% | 0 | 0 | 1.7437 | 20.8997 | 276.9042 | 472.9812 | 300.988 | 0 | 0 | 0 | 0 | 0 | 0 | 0 | 0 | 0 | 0 | 0 | 0 | 0 | 0 | 0 | 0 | 0 | 0.083114 | 1.4183 | 16.8489 | 22.7356 | 15.6692 | 0 | 0 | 0 | 0 | 0 | 0 | 1.8268 | 22.318 | 293.7531 | 495.7168 | 316.6572 | 0 | 0 | 0 | 0 | 0 | 0% | 0% | 0% | 0% | 100% | 0% | 0% | 0% | 0% | 0% | 100% | [10 empty] | 0 | 0 | 0 | 0 | 1076.781 | 0 | 0 | 0 | 0 | 0 | 0 | 0 | 0 | 0 | 0 | 0 | 0 | 0 | 0 | 0 | 0 | 0 | 0 | 0 | 56.9568 | 0 | 0 | 0 | 0 | 0 | 0 | 0 | 0 | 0 | 1133.7378 | 0 | 0 | 0 | 0 | 0
2 | HOTS SVC Replacement | Replacement - Major Station | Major Station | TRUE | Secondary | Network | Labour - Internal | 10% | 0 | 0 | 0.43592 | 5.2249 | 69.2261 | 118.2453 | 75.247 | 0 | 0 | 0 | 0 | 0 | 0 | 0.0025283 | 0.019118 | 0.68346 | 1.7879 | 1.5203 | 0 | 0 | 0 | 0 | 0 | 0 | 0.020899 | 0.35587 | 4.2538 | 5.7698 | 3.9964 | 0 | 0 | 0 | 0 | 0 | 0 | 0.45934 | 5.5999 | 74.1633 | 125.803 | 80.7637 | 0 | 0 | 0 | 0 | 0 | 0% | 0% | 0% | 0% | 100% | 0% | 0% | 0% | 0% | 0% | 100% | [10 empty] | 0 | 0 | 0 | 0 | 269.1953 | 0 | 0 | 0 | 0 | 0 | 0 | 0 | 0 | 0 | 4.0203 | 0 | 0 | 0 | 0 | 0 | 0 | 0 | 0 | 0 | 14.4477 | 0 | 0 | 0 | 0 | 0 | 0 | 0 | 0 | 0 | 287.6633 | 0 | 0 | 0 | 0 | 0
3 | HOTS SVC Replacement | Replacement - Major Station | Major Station | TRUE | Secondary | Network | Labour - External | 50% | 0 | 0 | 2.1796 | 26.1246 | 346.1303 | 591.2265 | 376.2351 | 0 | 0 | 0 | 0 | 0 | 0 | 0.012642 | -0.068672 | -0.50472 | 1.482 | 3.062 | 0 | 0 | 0 | 0 | 0 | 0 | 0.10449 | 1.7682 | 21.0304 | 28.4907 | 19.7458 | 0 | 0 | 0 | 0 | 0 | 0 | 2.2967 | 27.8241 | 366.656 | 621.1993 | 399.0429 | 0 | 0 | 0 | 0 | 0 | 0% | 0% | 0% | 0% | 100% | 0% | 0% | 0% | 0% | 0% | 100% | [10 empty] | 0 | 0 | 0 | 0 | 1345.9763 | 0 | 0 | 0 | 0 | 0 | 0 | 0 | 0 | 0 | 3.9772 | 0 | 0 | 0 | 0 | 0 | 0 | 0 | 0 | 0 | 71.3915 | 0 | 0 | 0 | 0 | 0 | 0 | 0 | 0 | 0 | 1421.345 | 0 | 0 | 0 | 0 | 0
4 | HOTS SVC Replacement | Replacement - Major Station | Major Station | TRUE | Switchgear | Network | Materials | 40% | 0 | 0 | 9.4661 | 113.4615 | 1503.2752 | 2567.7505 | 1634.023 | 0 | 0 | 0 | 0 | 0 | 0 | 0 | 0 | 0 | 0 | 0 | 0 | 0 | 0 | 0 | 0 | 0 | 0.45121 | 7.6996 | 91.4704 | 123.4285 | 85.0657 | 0 | 0 | 0 | 0 | 0 | 0 | 9.9173 | 121.1611 | 1594.7457 | 2691.179 | 1719.0887 | 0 | 0 | 0 | 0 | 0 | 0% | 0% | 0% | 0% | 100% | 0% | 0% | 0% | 0% | 0% | 100% | [10 empty] | 0 | 0 | 0 | 0 | 5845.6972 | 0 | 0 | 0 | 0 | 0 | 0 | 0 | 0 | 0 | 0 | 0 | 0 | 0 | 0 | 0 | 0 | 0 | 0 | 0 | 309.2108 | 0 | 0 | 0 | 0 | 0 | 0 | 0 | 0 | 0 | 6154.908 | 0 | 0 | 0 | 0 | 0
5 | HOTS SVC Replacement | Replacement - Major Station | Major Station | TRUE | Switchgear | Network | Labour - Internal | 10% | 0 | 0 | 2.3665 | 28.3654 | 375.8188 | 641.9376 | 408.5058 | 0 | 0 | 0 | 0 | 0 | 0 | 0.013726 | 0.10379 | 3.7104 | 9.7062 | 8.2535 | 0 | 0 | 0 | 0 | 0 | 0 | 0.11346 | 1.9319 | 23.0934 | 31.3237 | 21.6961 | 0 | 0 | 0 | 0 | 0 | 0 | 2.4937 | 30.4011 | 402.6226 | 682.9675 | 438.4553 | 0 | 0 | 0 | 0 | 0 | 0% | 0% | 0% | 0% | 100% | 0% | 0% | 0% | 0% | 0% | 100% | [10 empty] | 0 | 0 | 0 | 0 | 1461.4243 | 0 | 0 | 0 | 0 | 0 | 0 | 0 | 0 | 0 | 21.8258 | 0 | 0 | 0 | 0 | 0 | 0 | 0 | 0 | 0 | 78.4347 | 0 | 0 | 0 | 0 | 0 | 0 | 0 | 0 | 0 | 1561.6849 | 0 | 0 | 0 | 0 | 0
6 | HOTS SVC Replacement | Replacement - Major Station | Major Station | TRUE | Switchgear | Network | Labour - External | 50% | 0 | 0 | 11.8327 | 141.8269 | 1879.0941 | 3209.6881 | 2042.5288 | 0 | 0 | 0 | 0 | 0 | 0 | 0.068629 | -0.37281 | -2.7401 | 8.0458 | 16.6233 | 0 | 0 | 0 | 0 | 0 | 0 | 0.56729 | 9.5992 | 114.1713 | 154.6724 | 107.1975 | 0 | 0 | 0 | 0 | 0 | 0 | 12.4686 | 151.0533 | 1990.5253 | 3372.4063 | 2166.3496 | 0 | 0 | 0 | 0 | 0 | 0% | 0% | 0% | 0% | 100% | 0% | 0% | 0% | 0% | 0% | 100% | [10 empty] | 0 | 0 | 0 | 0 | 7307.1214 | 0 | 0 | 0 | 0 | 0 | 0 | 0 | 0 | 0 | 21.5917 | 0 | 0 | 0 | 0 | 0 | 0 | 0 | 0 | 0 | 387.5748 | 0 | 0 | 0 | 0 | 0 | 0 | 0 | 0 | 0 | 7716.288 | 0 | 0 | 0 | 0 | 0
7 | HOTS SVC Replacement | Replacement - Major Station | Major Station | TRUE | Transformers | Network | Materials | 40% | 0 | 0 | 10.128 | 121.3948 | 1608.3856 | 2747.2899 | 1748.2754 | 0 | 0 | 0 | 0 | 0 | 0 | 0 | 0 | 0 | 0 | 0 | 0 | 0 | 0 | 0 | 0 | 0 | 0.48276 | 8.238 | 97.8661 | 132.0587 | 91.0136 | 0 | 0 | 0 | 0 | 0 | 0 | 10.6108 | 129.6328 | 1706.2518 | 2879.3487 | 1839.289 | 0 | 0 | 0 | 0 | 0 | 0% | 0% | 0% | 0% | 100% | 0% | 0% | 0% | 0% | 0% | 100% | [10 empty] | 0 | 0 | 0 | 0 | 6254.4337 | 0 | 0 | 0 | 0 | 0 | 0 | 0 | 0 | 0 | 0 | 0 | 0 | 0 | 0 | 0 | 0 | 0 | 0 | 0 | 330.8311 | 0 | 0 | 0 | 0 | 0 | 0 | 0 | 0 | 0 | 6585.2648 | 0 | 0 | 0 | 0 | 0
8 | HOTS SVC Replacement | Replacement - Major Station | Major Station | TRUE | Transformers | Network | Labour - Internal | 10% | 0 | 0 | 2.532 | 30.3487 | 402.0964 | 686.8225 | 437.0689 | 0 | 0 | 0 | 0 | 0 | 0 | 0.014686 | 0.11105 | 3.9699 | 10.3848 | 8.8306 | 0 | 0 | 0 | 0 | 0 | 0 | 0.12139 | 2.067 | 24.7081 | 33.5139 | 23.2131 | 0 | 0 | 0 | 0 | 0 | 0 | 2.6681 | 32.5268 | 430.7744 | 730.7212 | 469.1125 | 0 | 0 | 0 | 0 | 0 | 0% | 0% | 0% | 0% | 100% | 0% | 0% | 0% | 0% | 0% | 100% | [10 empty] | 0 | 0 | 0 | 0 | 1563.6084 | 0 | 0 | 0 | 0 | 0 | 0 | 0 | 0 | 0 | 23.3519 | 0 | 0 | 0 | 0 | 0 | 0 | 0 | 0 | 0 | 83.919 | 0 | 0 | 0 | 0 | 0 | 0 | 0 | 0 | 0 | 1670.8793 | 0 | 0 | 0 | 0 | 0
9 | HOTS SVC Replacement | Replacement - Major Station | Major Station | TRUE | Transformers | Network | Labour - External | 50% | 0 | 0 | 12.66 | 151.7435 | 2010.482 | 3434.1124 | 2185.3443 | 0 | 0 | 0 | 0 | 0 | 0 | 0.073428 | -0.39888 | -2.9316 | 8.6084 | 17.7856 | 0 | 0 | 0 | 0 | 0 | 0 | 0.60695 | 10.2704 | 122.1543 | 165.4872 | 114.6928 | 0 | 0 | 0 | 0 | 0 | 0 | 13.3404 | 161.6151 | 2129.7047 | 3608.208 | 2317.8227 | 0 | 0 | 0 | 0 | 0 | 0% | 0% | 0% | 0% | 100% | 0% | 0% | 0% | 0% | 0% | 100% | [10 empty] | 0 | 0 | 0 | 0 | 7818.0421 | 0 | 0 | 0 | 0 | 0 | 0 | 0 | 0 | 0 | 23.1015 | 0 | 0 | 0 | 0 | 0 | 0 | 0 | 0 | 0 | 414.6744 | 0 | 0 | 0 | 0 | 0 | 0 | 0 | 0 | 0 | 8255.8179 | 0 | 0 | 0 | 0 | 0
10 | HOTS SVC Replacement | Replacement - Major Station | Major Station | TRUE | Towers and Conductor | Network | Materials | 40% | 0 | 0 | 0.66586 | 7.981 | 105.7419 | 180.6182 | 114.9389 | 0 | 0 | 0 | 0 | 0 | 0 | 0 | 0 | 0 | 0 | 0 | 0 | 0 | 0 | 0 | 0 | 0 | 0.031739 | 0.5416 | 6.4341 | 8.6821 | 5.9836 | 0 | 0 | 0 | 0 | 0 | 0 | 0.6976 | 8.5226 | 112.1761 | 189.3003 | 120.9225 | 0 | 0 | 0 | 0 | 0 | 0% | 0% | 0% | 0% | 100% | 0% | 0% | 0% | 0% | 0% | 100% | [10 empty] | 0 | 0 | 0 | 0 | 411.1924 | 0 | 0 | 0 | 0 | 0 | 0 | 0 | 0 | 0 | 0 | 0 | 0 | 0 | 0 | 0 | 0 | 0 | 0 | 0 | 21.7502 | 0 | 0 | 0 | 0 | 0 | 0 | 0 | 0 | 0 | 432.9427 | 0 | 0 | 0 | 0 | 0
11 | HOTS SVC Replacement | Replacement - Major Station | Major Station | TRUE | Towers and Conductor | Network | Labour - Internal | 10% | 0 | 0 | 0.16646 | 1.9953 | 26.4355 | 45.1546 | 28.7347 | 0 | 0 | 0 | 0 | 0 | 0 | 0.00096549 | 0.0073007 | 0.26099 | 0.68274 | 0.58056 | 0 | 0 | 0 | 0 | 0 | 0 | 0.0079807 | 0.1359 | 1.6244 | 2.2033 | 1.5261 | 0 | 0 | 0 | 0 | 0 | 0 | 0.17541 | 2.1384 | 28.3209 | 48.0406 | 30.8414 | 0 | 0 | 0 | 0 | 0 | 0% | 0% | 0% | 0% | 100% | 0% | 0% | 0% | 0% | 0% | 100% | [10 empty] | 0 | 0 | 0 | 0 | 102.7981 | 0 | 0 | 0 | 0 | 0 | 0 | 0 | 0 | 0 | 1.5353 | 0 | 0 | 0 | 0 | 0 | 0 | 0 | 0 | 0 | 5.5172 | 0 | 0 | 0 | 0 | 0 | 0 | 0 | 0 | 0 | 109.8505 | 0 | 0 | 0 | 0 | 0
12 | HOTS SVC Replacement | Replacement - Major Station | Major Station | TRUE | Towers and Conductor | Network | Labour - External | 50% | 0 | 0 | 0.83232 | 9.9763 | 132.1774 | 225.7728 | 143.6736 | 0 | 0 | 0 | 0 | 0 | 0 | 0.0048275 | -0.026224 | -0.19274 | 0.56595 | 1.1693 | 0 | 0 | 0 | 0 | 0 | 0 | 0.039904 | 0.67522 | 8.0309 | 10.8798 | 7.5404 | 0 | 0 | 0 | 0 | 0 | 0 | 0.87705 | 10.6252 | 140.0156 | 237.2186 | 152.3833 | 0 | 0 | 0 | 0 | 0 | 0% | 0% | 0% | 0% | 100% | 0% | 0% | 0% | 0% | 0% | 100% | [10 empty] | 0 | 0 | 0 | 0 | 513.9905 | 0 | 0 | 0 | 0 | 0 | 0 | 0 | 0 | 0 | 1.5188 | 0 | 0 | 0 | 0 | 0 | 0 | 0 | 0 | 0 | 27.2624 | 0 | 0 | 0 | 0 | 0 | 0 | 0 | 0 | 0 | 542.7717 | 0 | 0 | 0 | 0 | 0
13 | HOTS SVC Replacement | Replacement - Major Station | Major Station | TRUE | Establishment | Network | Materials | 40% | 0 | 0 | 4.8538 | 58.1776 | 770.8069 | 1316.6184 | 837.8481 | 0 | 0 | 0 | 0 | 0 | 0 | 0 | 0 | 0 | 0 | 0 | 0 | 0 | 0 | 0 | 0 | 0 | 0.23136 | 3.948 | 46.9016 | 63.2882 | 43.6176 | 0 | 0 | 0 | 0 | 0 | 0 | 5.0851 | 62.1256 | 817.7085 | 1379.9066 | 881.4656 | 0 | 0 | 0 | 0 | 0 | 0% | 0% | 0% | 0% | 100% | 0% | 0% | 0% | 0% | 0% | 100% | [10 empty] | 0 | 0 | 0 | 0 | 2997.3911 | 0 | 0 | 0 | 0 | 0 | 0 | 0 | 0 | 0 | 0 | 0 | 0 | 0 | 0 | 0 | 0 | 0 | 0 | 0 | 158.5484 | 0 | 0 | 0 | 0 | 0 | 0 | 0 | 0 | 0 | 3155.9394 | 0 | 0 | 0 | 0 | 0
14 | HOTS SVC Replacement | Replacement - Major Station | Major Station | TRUE | Establishment | Network | Labour - Internal | 10% | 0 | 0 | 1.2134 | 14.5444 | 192.7017 | 329.1546 | 209.462 | 0 | 0 | 0 | 0 | 0 | 0 | 0.007038 | 0.053219 | 1.9025 | 4.9769 | 4.232 | 0 | 0 | 0 | 0 | 0 | 0 | 0.058176 | 0.99061 | 11.8412 | 16.0613 | 11.1247 | 0 | 0 | 0 | 0 | 0 | 0 | 1.2787 | 15.5882 | 206.4454 | 350.1927 | 224.8187 | 0 | 0 | 0 | 0 | 0 | 0% | 0% | 0% | 0% | 100% | 0% | 0% | 0% | 0% | 0% | 100% | [10 empty] | 0 | 0 | 0 | 0 | 749.3478 | 0 | 0 | 0 | 0 | 0 | 0 | 0 | 0 | 0 | 11.1912 | 0 | 0 | 0 | 0 | 0 | 0 | 0 | 0 | 0 | 40.2175 | 0 | 0 | 0 | 0 | 0 | 0 | 0 | 0 | 0 | 800.7565 | 0 | 0 | 0 | 0 | 0
15 | HOTS SVC Replacement | Replacement - Major Station | Major Station | TRUE | Establishment | Network | Labour - External | 50% | 0 | 0 | 6.0672 | 72.722 | 963.5086 | 1645.773 | 1047.3101 | 0 | 0 | 0 | 0 | 0 | 0 | 0.03519 | -0.19116 | -1.405 | 4.1255 | 8.5236 | 0 | 0 | 0 | 0 | 0 | 0 | 0.29088 | 4.922 | 58.5415 | 79.3085 | 54.9657 | 0 | 0 | 0 | 0 | 0 | 0 | 6.3933 | 77.4528 | 1020.6452 | 1729.207 | 1110.7994 | 0 | 0 | 0 | 0 | 0 | 0% | 0% | 0% | 0% | 100% | 0% | 0% | 0% | 0% | 0% | 100% | [10 empty] | 0 | 0 | 0 | 0 | 3746.7388 | 0 | 0 | 0 | 0 | 0 | 0 | 0 | 0 | 0 | 11.0712 | 0 | 0 | 0 | 0 | 0 | 0 | 0 | 0 | 0 | 198.7296 | 0 | 0 | 0 | 0 | 0 | 0 | 0 | 0 | 0 | 3956.5397 | 0 | 0 | 0 | 0 | 0
16 | Moorabool Terminal Station Circuit Breaker Replacement | Replacement - Major Station | Major Station | TRUE | Secondary | Network | Materials | 40% | 0 | 0 | 0 | 0 | 8.9935 | 118.0064 | 199.7032 | 127.0838 | 0 | 0 | 0 | 0 | 0 | 0 | 0 | 0 | 0 | 0 | 0 | 0 | 0 | 0 | 0 | 0 | 0 | 0 | 0.54723 | 5.6724 | 10.3964 | 6.6472 | 0 | 0 | 0 | 0 | 0 | 0 | 0 | 9.5407 | 123.6788 | 210.0995 | 133.731 | 0 | 0 | 0 | 0 | 0% | 0% | 0% | 0% | 72% | 28% | 0% | 0% | 0% | 0% | 100% | [10 empty] | 0 | 0 | 0 | 0 | 326.787 | 127.0838 | 0 | 0 | 0 | 0 | 0 | 0 | 0 | 0 | 0 | 0 | 0 | 0 | 0 | 0 | 0 | 0 | 0 | 0 | 16.6211 | 6.6472 | 0 | 0 | 0 | 0 | 0 | 0 | 0 | 0 | 343.4081 | 133.731 | 0 | 0 | 0 | 0
17 | Moorabool Terminal Station Circuit Breaker Replacement | Replacement - Major Station | Major Station | TRUE | Secondary | Network | Labour - Internal | 10% | 0 | 0 | 0 | 0 | 2.2484 | 29.5016 | 49.9258 | 31.771 | 0 | 0 | 0 | 0 | 0 | 0 | 0 | 0.022198 | 0.44607 | 1.0087 | 0.89464 | 0 | 0 | 0 | 0 | 0 | 0 | 0 | 0.13816 | 1.4395 | 2.6516 | 1.7086 | 0 | 0 | 0 | 0 | 0 | 0 | 0 | 2.4087 | 31.3872 | 53.5861 | 34.3742 | 0 | 0 | 0 | 0 | 0% | 0% | 0% | 0% | 72% | 28% | 0% | 0% | 0% | 0% | 100% | [10 empty] | 0 | 0 | 0 | 0 | 81.6968 | 31.771 | 0 | 0 | 0 | 0 | 0 | 0 | 0 | 0 | 1.4772 | 0.89464 | 0 | 0 | 0 | 0 | 0 | 0 | 0 | 0 | 4.2306 | 1.7086 | 0 | 0 | 0 | 0 | 0 | 0 | 0 | 0 | 87.4045 | 34.3742 | 0 | 0 | 0 | 0
18 | Moorabool Terminal Station Circuit Breaker Replacement | Replacement - Major Station | Major Station | TRUE | Secondary | Network | Labour - External | 50% | 0 | 0 | 0 | 0 | 11.2418 | 147.508 | 249.629 | 158.8548 | 0 | 0 | 0 | 0 | 0 | 0 | 0 | -0.016393 | 0.36976 | 2.0316 | 2.9575 | 0 | 0 | 0 | 0 | 0 | 0 | 0 | 0.68304 | 7.1083 | 13.1012 | 8.4637 | 0 | 0 | 0 | 0 | 0 | 0 | 0 | 11.9085 | 154.9861 | 264.7618 | 170.276 | 0 | 0 | 0 | 0 | 0% | 0% | 0% | 0% | 72% | 28% | 0% | 0% | 0% | 0% | 100% | [10 empty] | 0 | 0 | 0 | 0 | 408.4838 | 158.8548 | 0 | 0 | 0 | 0 | 0 | 0 | 0 | 0 | 2.3848 | 2.9575 | 0 | 0 | 0 | 0 | 0 | 0 | 0 | 0 | 20.8989 | 8.4637 | 0 | 0 | 0 | 0 | 0 | 0 | 0 | 0 | 431.7675 | 170.276 | 0 | 0 | 0 | 0
19 | Moorabool Terminal Station Circuit Breaker Replacement | Replacement - Major Station | Major Station | TRUE | Switchgear | Network | Materials | 40% | 0 | 0 | 0 | 0 | 48.8243 | 640.6408 | 1084.1613 | 689.9208 | 0 | 0 | 0 | 0 | 0 | 0 | 0 | 0 | 0 | 0 | 0 | 0 | 0 | 0 | 0 | 0 | 0 | 0 | 2.9708 | 30.7948 | 56.4404 | 36.0866 | 0 | 0 | 0 | 0 | 0 | 0 | 0 | 51.7952 | 671.4356 | 1140.6017 | 726.0074 | 0 | 0 | 0 | 0 | 0% | 0% | 0% | 0% | 72% | 28% | 0% | 0% | 0% | 0% | 100% | [10 empty] | 0 | 0 | 0 | 0 | 1774.0821 | 689.9208 | 0 | 0 | 0 | 0 | 0 | 0 | 0 | 0 | 0 | 0 | 0 | 0 | 0 | 0 | 0 | 0 | 0 | 0 | 90.2338 | 36.0866 | 0 | 0 | 0 | 0 | 0 | 0 | 0 | 0 | 1864.3159 | 726.0074 | 0 | 0 | 0 | 0
20 | Moorabool Terminal Station Circuit Breaker Replacement | Replacement - Major Station | Major Station | TRUE | Switchgear | Network | Labour - Internal | 10% | 0 | 0 | 0 | 0 | 12.2061 | 160.1602 | 271.0403 | 172.4802 | 0 | 0 | 0 | 0 | 0 | 0 | 0 | 0.12051 | 2.4216 | 5.4761 | 4.8569 | 0 | 0 | 0 | 0 | 0 | 0 | 0 | 0.75004 | 7.8151 | 14.3952 | 9.2757 | 0 | 0 | 0 | 0 | 0 | 0 | 0 | 13.0766 | 170.3969 | 290.9116 | 186.6128 | 0 | 0 | 0 | 0 | 0% | 0% | 0% | 0% | 72% | 28% | 0% | 0% | 0% | 0% | 100% | [10 empty] | 0 | 0 | 0 | 0 | 443.5205 | 172.4802 | 0 | 0 | 0 | 0 | 0 | 0 | 0 | 0 | 8.0194 | 4.8569 | 0 | 0 | 0 | 0 | 0 | 0 | 0 | 0 | 22.9673 | 9.2757 | 0 | 0 | 0 | 0 | 0 | 0 | 0 | 0 | 474.5073 | 186.6128 | 0 | 0 | 0 | 0
21 | Moorabool Terminal Station Circuit Breaker Replacement | Replacement - Major Station | Major Station | TRUE | Switchgear | Network | Labour - External | 50% | 0 | 0 | 0 | 0 | 61.0304 | 800.801 | 1355.2016 | 862.401 | 0 | 0 | 0 | 0 | 0 | 0 | 0 | -0.088993 | 2.0074 | 11.0294 | 16.056 | 0 | 0 | 0 | 0 | 0 | 0 | 0 | 3.7081 | 38.59 | 71.1247 | 45.9481 | 0 | 0 | 0 | 0 | 0 | 0 | 0 | 64.6495 | 841.3983 | 1437.3557 | 924.4051 | 0 | 0 | 0 | 0 | 0% | 0% | 0% | 0% | 72% | 28% | 0% | 0% | 0% | 0% | 100% | [10 empty] | 0 | 0 | 0 | 0 | 2217.6027 | 862.401 | 0 | 0 | 0 | 0 | 0 | 0 | 0 | 0 | 12.947 | 16.056 | 0 | 0 | 0 | 0 | 0 | 0 | 0 | 0 | 113.4574 | 45.9481 | 0 | 0 | 0 | 0 | 0 | 0 | 0 | 0 | 2344.0071 | 924.4051 | 0 | 0 | 0 | 0
22 | Moorabool Terminal Station Circuit Breaker Replacement | Replacement - Major Station | Major Station | TRUE | Transformers | Network | Materials | 40% | 0 | 0 | 0 | 0 | 52.2382 | 685.435 | 1159.9669 | 738.1607 | 0 | 0 | 0 | 0 | 0 | 0 | 0 | 0 | 0 | 0 | 0 | 0 | 0 | 0 | 0 | 0 | 0 | 0 | 3.1786 | 32.948 | 60.3868 | 38.6098 | 0 | 0 | 0 | 0 | 0 | 0 | 0 | 55.4167 | 718.383 | 1220.3536 | 776.7706 | 0 | 0 | 0 | 0 | 0% | 0% | 0% | 0% | 72% | 28% | 0% | 0% | 0% | 0% | 100% | [10 empty] | 0 | 0 | 0 | 0 | 1898.1276 | 738.1607 | 0 | 0 | 0 | 0 | 0 | 0 | 0 | 0 | 0 | 0 | 0 | 0 | 0 | 0 | 0 | 0 | 0 | 0 | 96.543 | 38.6098 | 0 | 0 | 0 | 0 | 0 | 0 | 0 | 0 | 1994.6706 | 776.7706 | 0 | 0 | 0 | 0
23 | Moorabool Terminal Station Circuit Breaker Replacement | Replacement - Major Station | Major Station | TRUE | Transformers | Network | Labour - Internal | 10% | 0 | 0 | 0 | 0 | 13.0595 | 171.3587 | 289.9917 | 184.5402 | 0 | 0 | 0 | 0 | 0 | 0 | 0 | 0.12894 | 2.591 | 5.859 | 5.1965 | 0 | 0 | 0 | 0 | 0 | 0 | 0 | 0.80249 | 8.3615 | 15.4017 | 9.9243 | 0 | 0 | 0 | 0 | 0 | 0 | 0 | 13.991 | 182.3112 | 311.2524 | 199.6609 | 0 | 0 | 0 | 0 | 0% | 0% | 0% | 0% | 72% | 28% | 0% | 0% | 0% | 0% | 100% | [10 empty] | 0 | 0 | 0 | 0 | 474.5319 | 184.5402 | 0 | 0 | 0 | 0 | 0 | 0 | 0 | 0 | 8.5801 | 5.1965 | 0 | 0 | 0 | 0 | 0 | 0 | 0 | 0 | 24.5732 | 9.9243 | 0 | 0 | 0 | 0 | 0 | 0 | 0 | 0 | 507.6852 | 199.6609 | 0 | 0 | 0 | 0
24 | Moorabool Terminal Station Circuit Breaker Replacement | Replacement - Major Station | Major Station | TRUE | Transformers | Network | Labour - External | 50% | 0 | 0 | 0 | 0 | 65.2977 | 856.7937 | 1449.9586 | 922.7009 | 0 | 0 | 0 | 0 | 0 | 0 | 0 | -0.095216 | 2.1477 | 11.8006 | 17.1787 | 0 | 0 | 0 | 0 | 0 | 0 | 0 | 3.9674 | 41.2882 | 76.0978 | 49.1608 | 0 | 0 | 0 | 0 | 0 | 0 | 0 | 69.1699 | 900.2297 | 1537.857 | 989.0404 | 0 | 0 | 0 | 0 | 0% | 0% | 0% | 0% | 72% | 28% | 0% | 0% | 0% | 0% | 100% | [10 empty] | 0 | 0 | 0 | 0 | 2372.6595 | 922.7009 | 0 | 0 | 0 | 0 | 0 | 0 | 0 | 0 | 13.8522 | 17.1787 | 0 | 0 | 0 | 0 | 0 | 0 | 0 | 0 | 121.3905 | 49.1608 | 0 | 0 | 0 | 0 | 0 | 0 | 0 | 0 | 2507.9022 | 989.0404 | 0 | 0 | 0 | 0
25 | Moorabool Terminal Station Circuit Breaker Replacement | Replacement - Major Station | Major Station | TRUE | Towers and Conductor | Network | Materials | 40% | 0 | 0 | 0 | 0 | 3.4344 | 45.0633 | 76.261 | 48.5298 | 0 | 0 | 0 | 0 | 0 | 0 | 0 | 0 | 0 | 0 | 0 | 0 | 0 | 0 | 0 | 0 | 0 | 0 | 0.20897 | 2.1661 | 3.9701 | 2.5384 | 0 | 0 | 0 | 0 | 0 | 0 | 0 | 3.6433 | 47.2295 | 80.2311 | 51.0681 | 0 | 0 | 0 | 0 | 0% | 0% | 0% | 0% | 72% | 28% | 0% | 0% | 0% | 0% | 100% | [10 empty] | 0 | 0 | 0 | 0 | 124.7908 | 48.5298 | 0 | 0 | 0 | 0 | 0 | 0 | 0 | 0 | 0 | 0 | 0 | 0 | 0 | 0 | 0 | 0 | 0 | 0 | 6.3471 | 2.5384 | 0 | 0 | 0 | 0 | 0 | 0 | 0 | 0 | 131.1379 | 51.0681 | 0 | 0 | 0 | 0
26 | Moorabool Terminal Station Circuit Breaker Replacement | Replacement - Major Station | Major Station | TRUE | Towers and Conductor | Network | Labour - Internal | 10% | 0 | 0 | 0 | 0 | 0.85859 | 11.2658 | 19.0653 | 12.1324 | 0 | 0 | 0 | 0 | 0 | 0 | 0 | 0.0084767 | 0.17034 | 0.3852 | 0.34164 | 0 | 0 | 0 | 0 | 0 | 0 | 0 | 0.052759 | 0.54972 | 1.0126 | 0.65246 | 0 | 0 | 0 | 0 | 0 | 0 | 0 | 0.91982 | 11.9859 | 20.463 | 13.1265 | 0 | 0 | 0 | 0 | 0% | 0% | 0% | 0% | 72% | 28% | 0% | 0% | 0% | 0% | 100% | [10 empty] | 0 | 0 | 0 | 0 | 31.1977 | 12.1324 | 0 | 0 | 0 | 0 | 0 | 0 | 0 | 0 | 0.56409 | 0.34164 | 0 | 0 | 0 | 0 | 0 | 0 | 0 | 0 | 1.6155 | 0.65246 | 0 | 0 | 0 | 0 | 0 | 0 | 0 | 0 | 33.3773 | 13.1265 | 0 | 0 | 0 | 0
27 | Moorabool Terminal Station Circuit Breaker Replacement | Replacement - Major Station | Major Station | TRUE | Towers and Conductor | Network | Labour - External | 50% | 0 | 0 | 0 | 0 | 4.2929 | 56.3292 | 95.3263 | 60.6622 | 0 | 0 | 0 | 0 | 0 | 0 | 0 | -0.0062599 | 0.1412 | 0.77582 | 1.1294 | 0 | 0 | 0 | 0 | 0 | 0 | 0 | 0.26083 | 2.7145 | 5.003 | 3.232 | 0 | 0 | 0 | 0 | 0 | 0 | 0 | 4.5475 | 59.1848 | 101.1051 | 65.0236 | 0 | 0 | 0 | 0 | 0% | 0% | 0% | 0% | 72% | 28% | 0% | 0% | 0% | 0% | 100% | [10 empty] | 0 | 0 | 0 | 0 | 155.9885 | 60.6622 | 0 | 0 | 0 | 0 | 0 | 0 | 0 | 0 | 0.9107 | 1.1294 | 0 | 0 | 0 | 0 | 0 | 0 | 0 | 0 | 7.9807 | 3.232 | 0 | 0 | 0 | 0 | 0 | 0 | 0 | 0 | 164.8799 | 65.0236 | 0 | 0 | 0 | 0
28 | Moorabool Terminal Station Circuit Breaker Replacement | Replacement - Major Station | Major Station | TRUE | Establishment | Network | Materials | 40% | 0 | 0 | 0 | 0 | 25.0348 | 328.4896 | 555.9055 | 353.7581 | 0 | 0 | 0 | 0 | 0 | 0 | 0 | 0 | 0 | 0 | 0 | 0 | 0 | 0 | 0 | 0 | 0 | 0 | 1.5233 | 15.7901 | 28.9399 | 18.5035 | 0 | 0 | 0 | 0 | 0 | 0 | 0 | 26.5581 | 344.2797 | 584.8455 | 372.2615 | 0 | 0 | 0 | 0 | 0% | 0% | 0% | 0% | 72% | 28% | 0% | 0% | 0% | 0% | 100% | [10 empty] | 0 | 0 | 0 | 0 | 909.6636 | 353.7581 | 0 | 0 | 0 | 0 | 0 | 0 | 0 | 0 | 0 | 0 | 0 | 0 | 0 | 0 | 0 | 0 | 0 | 0 | 46.2675 | 18.5035 | 0 | 0 | 0 | 0 | 0 | 0 | 0 | 0 | 955.9311 | 372.2615 | 0 | 0 | 0 | 0
29 | Moorabool Terminal Station Circuit Breaker Replacement | Replacement - Major Station | Major Station | TRUE | Establishment | Network | Labour - Internal | 10% | 0 | 0 | 0 | 0 | 6.2587 | 82.1224 | 138.9764 | 88.4395 | 0 | 0 | 0 | 0 | 0 | 0 | 0 | 0.061791 | 1.2417 | 2.8079 | 2.4904 | 0 | 0 | 0 | 0 | 0 | 0 | 0 | 0.38459 | 4.0072 | 7.3812 | 4.7561 | 0 | 0 | 0 | 0 | 0 | 0 | 0 | 6.7051 | 87.3713 | 149.1654 | 95.686 | 0 | 0 | 0 | 0 | 0% | 0% | 0% | 0% | 72% | 28% | 0% | 0% | 0% | 0% | 100% | [10 empty] | 0 | 0 | 0 | 0 | 227.4159 | 88.4395 | 0 | 0 | 0 | 0 | 0 | 0 | 0 | 0 | 4.112 | 2.4904 | 0 | 0 | 0 | 0 | 0 | 0 | 0 | 0 | 11.7765 | 4.7561 | 0 | 0 | 0 | 0 | 0 | 0 | 0 | 0 | 243.3044 | 95.686 | 0 | 0 | 0 | 0
30 | Moorabool Terminal Station Circuit Breaker Replacement | Replacement - Major Station | Major Station | TRUE | Establishment | Network | Labour - External | 50% | 0 | 0 | 0 | 0 | 31.2934 | 410.612 | 694.8819 | 442.1976 | 0 | 0 | 0 | 0 | 0 | 0 | 0 | -0.045632 | 1.0293 | 5.6554 | 8.2327 | 0 | 0 | 0 | 0 | 0 | 0 | 0 | 1.9013 | 19.7871 | 36.4693 | 23.56 | 0 | 0 | 0 | 0 | 0 | 0 | 0 | 33.1492 | 431.4284 | 737.0066 | 473.9903 | 0 | 0 | 0 | 0 | 0% | 0% | 0% | 0% | 72% | 28% | 0% | 0% | 0% | 0% | 100% | [10 empty] | 0 | 0 | 0 | 0 | 1137.0795 | 442.1976 | 0 | 0 | 0 | 0 | 0 | 0 | 0 | 0 | 6.6386 | 8.2327 | 0 | 0 | 0 | 0 | 0 | 0 | 0 | 0 | 58.1755 | 23.56 | 0 | 0 | 0 | 0 | 0 | 0 | 0 | 0 | 1201.8936 | 473.9903 | 0 | 0 | 0 | 0
31 | RCTS Transformer and Switchgear Replacement | Replacement - Major Station | Major Station | TRUE | Secondary | Network | Materials | 40% | 0 | 0 | 0 | 0 | 0 | 10.9407 | 142.1571 | 240.5993 | 153.0978 | 0 | 0 | 0 | 0 | 0 | 0 | 0 | 0 | 0 | 0 | 0 | 0 | 0 | 0 | 0 | 0 | 0 | 0 | 0.5259 | 7.4006 | 12.5847 | 10.5168 | 0 | 0 | 0 | 0 | 0 | 0 | 0 | 11.4666 | 149.5577 | 253.184 | 163.6146 | 0 | 0 | 0 | 0% | 0% | 0% | 0% | 0% | 72% | 28% | 0% | 0% | 0% | 100% | [10 empty] | 0 | 0 | 0 | 0 | 0 | 393.6924 | 153.1026 | 0 | 0 | 0 | 0 | 0 | 0 | 0 | 0 | 0 | 0 | 0 | 0 | 0 | 0 | 0 | 0 | 0 | 0 | 20.5111 | 10.5168 | 0 | 0 | 0 | 0 | 0 | 0 | 0 | 0 | 414.2035 | 163.6194 | 0 | 0 | 0
32 | RCTS Transformer and Switchgear Replacement | Replacement - Major Station | Major Station | TRUE | Secondary | Network | Labour - Internal | 10% | 0 | 0 | 0 | 0 | 0 | 2.7352 | 35.5393 | 60.1498 | 38.2745 | 0 | 0 | 0 | 0 | 0 | 0 | 0 | 0.041356 | 0.71804 | 1.6938 | 1.511 | 0 | 0 | 0 | 0 | 0 | 0 | 0 | 0.13346 | 1.8875 | 3.2348 | 2.733 | 0 | 0 | 0 | 0 | 0 | 0 | 0 | 2.91 | 38.1448 | 65.0783 | 42.5184 | 0 | 0 | 0 | 0% | 0% | 0% | 0% | 0% | 72% | 28% | 0% | 0% | 0% | 100% | [10 empty] | 0 | 0 | 0 | 0 | 0 | 98.4231 | 38.2756 | 0 | 0 | 0 | 0 | 0 | 0 | 0 | 0 | 2.4532 | 1.511 | 0 | 0 | 0 | 0 | 0 | 0 | 0 | 0 | 5.2557 | 2.733 | 0 | 0 | 0 | 0 | 0 | 0 | 0 | 0 | 106.132 | 42.5196 | 0 | 0 | 0
33 | RCTS Transformer and Switchgear Replacement | Replacement - Major Station | Major Station | TRUE | Secondary | Network | Labour - External | 50% | 0 | 0 | 0 | 0 | 0 | 13.6758 | 177.6964 | 300.7492 | 191.3723 | 0 | 0 | 0 | 0 | 0 | 0 | 0 | 0.034282 | 1.4462 | 5.5993 | 5.9906 | 0 | 0 | 0 | 0 | 0 | 0 | 0 | 0.65903 | 9.326 | 16.0237 | 13.5575 | 0 | 0 | 0 | 0 | 0 | 0 | 0 | 14.3692 | 188.4686 | 322.3721 | 210.9204 | 0 | 0 | 0 | 0% | 0% | 0% | 0% | 0% | 72% | 28% | 0% | 0% | 0% | 100% | [10 empty] | 0 | 0 | 0 | 0 | 0 | 492.1154 | 191.3782 | 0 | 0 | 0 | 0 | 0 | 0 | 0 | 0 | 7.0798 | 5.9906 | 0 | 0 | 0 | 0 | 0 | 0 | 0 | 0 | 26.0087 | 13.5575 | 0 | 0 | 0 | 0 | 0 | 0 | 0 | 0 | 525.2039 | 210.9264 | 0 | 0 | 0
34 | RCTS Transformer and Switchgear Replacement | Replacement - Major Station | Major Station | TRUE | Switchgear | Network | Materials | 40% | 0 | 0 | 0 | 0 | 0 | 59.3954 | 771.7517 | 1306.1809 | 831.1471 | 0 | 0 | 0 | 0 | 0 | 0 | 0 | 0 | 0 | 0 | 0 | 0 | 0 | 0 | 0 | 0 | 0 | 0 | 2.8551 | 40.1767 | 68.3204 | 57.0943 | 0 | 0 | 0 | 0 | 0 | 0 | 0 | 62.2505 | 811.9283 | 1374.5013 | 888.2415 | 0 | 0 | 0 | 0% | 0% | 0% | 0% | 0% | 72% | 28% | 0% | 0% | 0% | 100% | [10 empty] | 0 | 0 | 0 | 0 | 0 | 2137.3021 | 831.173 | 0 | 0 | 0 | 0 | 0 | 0 | 0 | 0 | 0 | 0 | 0 | 0 | 0 | 0 | 0 | 0 | 0 | 0 | 111.3521 | 57.0943 | 0 | 0 | 0 | 0 | 0 | 0 | 0 | 0 | 2248.6542 | 888.2674 | 0 | 0 | 0
35 | RCTS Transformer and Switchgear Replacement | Replacement - Major Station | Major Station | TRUE | Switchgear | Network | Labour - Internal | 10% | 0 | 0 | 0 | 0 | 0 | 14.8489 | 192.9379 | 326.5452 | 207.7868 | 0 | 0 | 0 | 0 | 0 | 0 | 0 | 0.22452 | 3.8981 | 9.1952 | 8.2029 | 0 | 0 | 0 | 0 | 0 | 0 | 0 | 0.72456 | 10.2471 | 17.5611 | 14.8371 | 0 | 0 | 0 | 0 | 0 | 0 | 0 | 15.7979 | 207.0831 | 353.3015 | 230.8267 | 0 | 0 | 0 | 0% | 0% | 0% | 0% | 0% | 72% | 28% | 0% | 0% | 0% | 100% | [10 empty] | 0 | 0 | 0 | 0 | 0 | 534.3255 | 207.7933 | 0 | 0 | 0 | 0 | 0 | 0 | 0 | 0 | 13.3178 | 8.2029 | 0 | 0 | 0 | 0 | 0 | 0 | 0 | 0 | 28.5327 | 14.8371 | 0 | 0 | 0 | 0 | 0 | 0 | 0 | 0 | 576.1761 | 230.8332 | 0 | 0 | 0
36 | RCTS Transformer and Switchgear Replacement | Replacement - Major Station | Major Station | TRUE | Switchgear | Network | Labour - External | 50% | 0 | 0 | 0 | 0 | 0 | 74.2443 | 964.6896 | 1632.7262 | 1038.9339 | 0 | 0 | 0 | 0 | 0 | 0 | 0 | 0.18611 | 7.8512 | 30.3978 | 32.5223 | 0 | 0 | 0 | 0 | 0 | 0 | 0 | 3.5778 | 50.6295 | 86.9904 | 73.602 | 0 | 0 | 0 | 0 | 0 | 0 | 0 | 78.0082 | 1023.1703 | 1750.1144 | 1145.0582 | 0 | 0 | 0 | 0% | 0% | 0% | 0% | 0% | 72% | 28% | 0% | 0% | 0% | 100% | [10 empty] | 0 | 0 | 0 | 0 | 0 | 2671.6276 | 1038.9663 | 0 | 0 | 0 | 0 | 0 | 0 | 0 | 0 | 38.4351 | 32.5223 | 0 | 0 | 0 | 0 | 0 | 0 | 0 | 0 | 141.1978 | 73.602 | 0 | 0 | 0 | 0 | 0 | 0 | 0 | 0 | 2851.2605 | 1145.0906 | 0 | 0 | 0
37 | RCTS Transformer and Switchgear Replacement | Replacement - Major Station | Major Station | TRUE | Transformers | Network | Materials | 40% | 0 | 0 | 0 | 0 | 0 | 63.5484 | 825.7133 | 1397.5103 | 889.2617 | 0 | 0 | 0 | 0 | 0 | 0 | 0 | 0 | 0 | 0 | 0 | 0 | 0 | 0 | 0 | 0 | 0 | 0 | 3.0547 | 42.9858 | 73.0974 | 61.0864 | 0 | 0 | 0 | 0 | 0 | 0 | 0 | 66.6031 | 868.6991 | 1470.6077 | 950.3481 | 0 | 0 | 0 | 0% | 0% | 0% | 0% | 0% | 72% | 28% | 0% | 0% | 0% | 100% | [10 empty] | 0 | 0 | 0 | 0 | 0 | 2286.7442 | 889.2894 | 0 | 0 | 0 | 0 | 0 | 0 | 0 | 0 | 0 | 0 | 0 | 0 | 0 | 0 | 0 | 0 | 0 | 0 | 119.1379 | 61.0864 | 0 | 0 | 0 | 0 | 0 | 0 | 0 | 0 | 2405.8822 | 950.3759 | 0 | 0 | 0
38 | RCTS Transformer and Switchgear Replacement | Replacement - Major Station | Major Station | TRUE | Transformers | Network | Labour - Internal | 10% | 0 | 0 | 0 | 0 | 0 | 15.8871 | 206.4283 | 349.3776 | 222.3154 | 0 | 0 | 0 | 0 | 0 | 0 | 0 | 0.24021 | 4.1707 | 9.8381 | 8.7764 | 0 | 0 | 0 | 0 | 0 | 0 | 0 | 0.77522 | 10.9636 | 18.7889 | 15.8745 | 0 | 0 | 0 | 0 | 0 | 0 | 0 | 16.9025 | 221.5626 | 378.0046 | 246.9663 | 0 | 0 | 0 | 0% | 0% | 0% | 0% | 0% | 72% | 28% | 0% | 0% | 0% | 100% | [10 empty] | 0 | 0 | 0 | 0 | 0 | 571.6861 | 222.3224 | 0 | 0 | 0 | 0 | 0 | 0 | 0 | 0 | 14.249 | 8.7764 | 0 | 0 | 0 | 0 | 0 | 0 | 0 | 0 | 30.5277 | 15.8745 | 0 | 0 | 0 | 0 | 0 | 0 | 0 | 0 | 616.4628 | 246.9733 | 0 | 0 | 0
39 | RCTS Transformer and Switchgear Replacement | Replacement - Major Station | Major Station | TRUE | Transformers | Network | Labour - External | 50% | 0 | 0 | 0 | 0 | 0 | 79.4355 | 1032.1416 | 1746.8879 | 1111.5771 | 0 | 0 | 0 | 0 | 0 | 0 | 0 | 0.19912 | 8.4002 | 32.5232 | 34.7963 | 0 | 0 | 0 | 0 | 0 | 0 | 0 | 3.8279 | 54.1696 | 93.0729 | 78.7483 | 0 | 0 | 0 | 0 | 0 | 0 | 0 | 83.4626 | 1094.7113 | 1872.484 | 1225.1217 | 0 | 0 | 0 | 0% | 0% | 0% | 0% | 0% | 72% | 28% | 0% | 0% | 0% | 100% | [10 empty] | 0 | 0 | 0 | 0 | 0 | 2858.4303 | 1111.6118 | 0 | 0 | 0 | 0 | 0 | 0 | 0 | 0 | 41.1225 | 34.7963 | 0 | 0 | 0 | 0 | 0 | 0 | 0 | 0 | 151.0704 | 78.7483 | 0 | 0 | 0 | 0 | 0 | 0 | 0 | 0 | 3050.6232 | 1225.1564 | 0 | 0 | 0
40 | RCTS Transformer and Switchgear Replacement | Replacement - Major Station | Major Station | TRUE | Towers and Conductor | Network | Materials | 40% | 0 | 0 | 0 | 0 | 0 | 4.1779 | 54.2858 | 91.8781 | 58.4638 | 0 | 0 | 0 | 0 | 0 | 0 | 0 | 0 | 0 | 0 | 0 | 0 | 0 | 0 | 0 | 0 | 0 | 0 | 0.20083 | 2.8261 | 4.8057 | 4.0161 | 0 | 0 | 0 | 0 | 0 | 0 | 0 | 4.3788 | 57.1119 | 96.6839 | 62.4798 | 0 | 0 | 0 | 0% | 0% | 0% | 0% | 0% | 72% | 28% | 0% | 0% | 0% | 100% | [10 empty] | 0 | 0 | 0 | 0 | 0 | 150.3401 | 58.4656 | 0 | 0 | 0 | 0 | 0 | 0 | 0 | 0 | 0 | 0 | 0 | 0 | 0 | 0 | 0 | 0 | 0 | 0 | 7.8326 | 4.0161 | 0 | 0 | 0 | 0 | 0 | 0 | 0 | 0 | 158.1727 | 62.4817 | 0 | 0 | 0
41 | RCTS Transformer and Switchgear Replacement | Replacement - Major Station | Major Station | TRUE | Towers and Conductor | Network | Labour - Internal | 10% | 0 | 0 | 0 | 0 | 0 | 1.0445 | 13.5715 | 22.9695 | 14.6159 | 0 | 0 | 0 | 0 | 0 | 0 | 0 | 0.015793 | 0.2742 | 0.6468 | 0.577 | 0 | 0 | 0 | 0 | 0 | 0 | 0 | 0.050966 | 0.72079 | 1.2353 | 1.0437 | 0 | 0 | 0 | 0 | 0 | 0 | 0 | 1.1112 | 14.5664 | 24.8516 | 16.2366 | 0 | 0 | 0 | 0% | 0% | 0% | 0% | 0% | 72% | 28% | 0% | 0% | 0% | 100% | [10 empty] | 0 | 0 | 0 | 0 | 0 | 37.585 | 14.6164 | 0 | 0 | 0 | 0 | 0 | 0 | 0 | 0 | 0.93679 | 0.577 | 0 | 0 | 0 | 0 | 0 | 0 | 0 | 0 | 2.007 | 1.0437 | 0 | 0 | 0 | 0 | 0 | 0 | 0 | 0 | 40.5288 | 16.237 | 0 | 0 | 0
42 | RCTS Transformer and Switchgear Replacement | Replacement - Major Station | Major Station | TRUE | Towers and Conductor | Network | Labour - External | 50% | 0 | 0 | 0 | 0 | 0 | 5.2224 | 67.8573 | 114.8477 | 73.0797 | 0 | 0 | 0 | 0 | 0 | 0 | 0 | 0.013091 | 0.55226 | 2.1382 | 2.2877 | 0 | 0 | 0 | 0 | 0 | 0 | 0 | 0.25166 | 3.5613 | 6.119 | 5.1772 | 0 | 0 | 0 | 0 | 0 | 0 | 0 | 5.4872 | 71.9709 | 123.1049 | 80.5446 | 0 | 0 | 0 | 0% | 0% | 0% | 0% | 0% | 72% | 28% | 0% | 0% | 0% | 100% | [10 empty] | 0 | 0 | 0 | 0 | 0 | 187.9251 | 73.082 | 0 | 0 | 0 | 0 | 0 | 0 | 0 | 0 | 2.7036 | 2.2877 | 0 | 0 | 0 | 0 | 0 | 0 | 0 | 0 | 9.932 | 5.1772 | 0 | 0 | 0 | 0 | 0 | 0 | 0 | 0 | 200.5606 | 80.5469 | 0 | 0 | 0
43 | RCTS Transformer and Switchgear Replacement | Replacement - Major Station | Major Station | TRUE | Establishment | Network | Materials | 40% | 0 | 0 | 0 | 0 | 0 | 30.4551 | 395.717 | 669.7465 | 426.1721 | 0 | 0 | 0 | 0 | 0 | 0 | 0 | 0 | 0 | 0 | 0 | 0 | 0 | 0 | 0 | 0 | 0 | 0 | 1.4639 | 20.6006 | 35.0314 | 29.2752 | 0 | 0 | 0 | 0 | 0 | 0 | 0 | 31.9191 | 416.3176 | 704.7779 | 455.4473 | 0 | 0 | 0 | 0% | 0% | 0% | 0% | 0% | 72% | 28% | 0% | 0% | 0% | 100% | [10 empty] | 0 | 0 | 0 | 0 | 0 | 1095.9053 | 426.1854 | 0 | 0 | 0 | 0 | 0 | 0 | 0 | 0 | 0 | 0 | 0 | 0 | 0 | 0 | 0 | 0 | 0 | 0 | 57.096 | 29.2752 | 0 | 0 | 0 | 0 | 0 | 0 | 0 | 0 | 1153.0012 | 455.4606 | 0 | 0 | 0
44 | RCTS Transformer and Switchgear Replacement | Replacement - Major Station | Major Station | TRUE | Establishment | Network | Labour - Internal | 10% | 0 | 0 | 0 | 0 | 0 | 7.6138 | 98.9292 | 167.4366 | 106.543 | 0 | 0 | 0 | 0 | 0 | 0 | 0 | 0.11512 | 1.9988 | 4.7148 | 4.206 | 0 | 0 | 0 | 0 | 0 | 0 | 0 | 0.37152 | 5.2542 | 9.0045 | 7.6077 | 0 | 0 | 0 | 0 | 0 | 0 | 0 | 8.1004 | 106.1822 | 181.1559 | 118.3568 | 0 | 0 | 0 | 0% | 0% | 0% | 0% | 0% | 72% | 28% | 0% | 0% | 0% | 100% | [10 empty] | 0 | 0 | 0 | 0 | 0 | 273.9763 | 106.5463 | 0 | 0 | 0 | 0 | 0 | 0 | 0 | 0 | 6.8287 | 4.206 | 0 | 0 | 0 | 0 | 0 | 0 | 0 | 0 | 14.6302 | 7.6077 | 0 | 0 | 0 | 0 | 0 | 0 | 0 | 0 | 295.4352 | 118.3601 | 0 | 0 | 0
45 | RCTS Transformer and Switchgear Replacement | Replacement - Major Station | Major Station | TRUE | Establishment | Network | Labour - External | 50% | 0 | 0 | 0 | 0 | 0 | 38.0689 | 494.6462 | 837.1831 | 532.7151 | 0 | 0 | 0 | 0 | 0 | 0 | 0 | 0.095428 | 4.0257 | 15.5865 | 16.6759 | 0 | 0 | 0 | 0 | 0 | 0 | 0 | 1.8345 | 25.9604 | 44.6045 | 37.7395 | 0 | 0 | 0 | 0 | 0 | 0 | 0 | 39.9988 | 524.6323 | 897.3741 | 587.1305 | 0 | 0 | 0 | 0% | 0% | 0% | 0% | 0% | 72% | 28% | 0% | 0% | 0% | 100% | [10 empty] | 0 | 0 | 0 | 0 | 0 | 1369.8816 | 532.7317 | 0 | 0 | 0 | 0 | 0 | 0 | 0 | 0 | 19.7077 | 16.6759 | 0 | 0 | 0 | 0 | 0 | 0 | 0 | 0 | 72.3994 | 37.7395 | 0 | 0 | 0 | 0 | 0 | 0 | 0 | 0 | 1461.9886 | 587.1471 | 0 | 0 | 0
46 | LYPS and HWTS 500kV Circuit Breaker Replacement Stage 2 | Replacement - Major Station | Major Station | TRUE | Secondary | Network | Materials | 40% | 0 | 0 | 0 | 0 | 0 | 0 | 0 | 0 | 0 | 0 | 39.9836 | 519.7872 | 0 | 0 | 0 | 0 | 0 | 0 | 0 | 0 | 0 | 0 | 0 | 0 | 0 | 0 | 0 | 0 | 0 | 0 | 0 | 0 | 2.4406 | 31.728 | 0 | 0 | 0 | 0 | 0 | 0 | 0 | 0 | 0 | 42.4243 | 551.5153 | 0% | 0% | 0% | 0% | 0% | 0% | 0% | 0% | 0% | 100% | 100% | [10 empty] | 0 | 0 | 0 | 0 | 0 | 0 | 0 | 0 | 0 | 559.7709 | 0 | 0 | 0 | 0 | 0 | 0 | 0 | 0 | 0 | 0 | 0 | 0 | 0 | 0 | 0 | 0 | 0 | 0 | 0 | 34.1686 | 0 | 0 | 0 | 0 | 0 | 0 | 0 | 0 | 0 | 593.9395
47 | LYPS and HWTS 500kV Circuit Breaker Replacement Stage 2 | Replacement - Major Station | Major Station | TRUE | Secondary | Network | Labour - Internal | 10% | 0 | 0 | 0 | 0 | 0 | 0 | 0 | 0 | 0 | 0 | 9.9959 | 129.9468 | 0 | 0 | 0 | 0 | 0 | 0 | 0 | 0 | 0 | 0.62464 | 9.6402 | 0 | 0 | 0 | 0 | 0 | 0 | 0 | 0 | 0 | 0.64828 | 8.5204 | 0 | 0 | 0 | 0 | 0 | 0 | 0 | 0 | 0 | 11.2688 | 148.1075 | 0% | 0% | 0% | 0% | 0% | 0% | 0% | 0% | 0% | 100% | 100% | [10 empty] | 0 | 0 | 0 | 0 | 0 | 0 | 0 | 0 | 0 | 139.9427 | 0 | 0 | 0 | 0 | 0 | 0 | 0 | 0 | 0 | 10.2648 | 0 | 0 | 0 | 0 | 0 | 0 | 0 | 0 | 0 | 9.1687 | 0 | 0 | 0 | 0 | 0 | 0 | 0 | 0 | 0 | 159.3763
48 | LYPS and HWTS 500kV Circuit Breaker Replacement Stage 2 | Replacement - Major Station | Major Station | TRUE | Secondary | Network | Labour - External | 50% | 0 | 0 | 0 | 0 | 0 | 0 | 0 | 0 | 0 | 0 | 49.9795 | 649.734 | 0 | 0 | 0 | 0 | 0 | 0 | 0 | 0 | 0 | 2.8564 | 45.6871 | 0 | 0 | 0 | 0 | 0 | 0 | 0 | 0 | 0 | 3.2251 | 42.4488 | 0 | 0 | 0 | 0 | 0 | 0 | 0 | 0 | 0 | 56.061 | 737.8699 | 0% | 0% | 0% | 0% | 0% | 0% | 0% | 0% | 0% | 100% | 100% | [10 empty] | 0 | 0 | 0 | 0 | 0 | 0 | 0 | 0 | 0 | 699.7136 | 0 | 0 | 0 | 0 | 0 | 0 | 0 | 0 | 0 | 48.5435 | 0 | 0 | 0 | 0 | 0 | 0 | 0 | 0 | 0 | 45.6739 | 0 | 0 | 0 | 0 | 0 | 0 | 0 | 0 | 0 | 793.931
49 | LYPS and HWTS 500kV Circuit Breaker Replacement Stage 2 | Replacement - Major Station | Major Station | TRUE | Switchgear | Network | Materials | 40% | 0 | 0 | 0 | 0 | 0 | 0 | 0 | 0 | 0 | 0 | 217.0657 | 2821.854 | 0 | 0 | 0 | 0 | 0 | 0 | 0 | 0 | 0 | 0 | 0 | 0 | 0 | 0 | 0 | 0 | 0 | 0 | 0 | 0 | 13.2498 | 172.2471 | 0 | 0 | 0 | 0 | 0 | 0 | 0 | 0 | 0 | 230.3155 | 2994.1012 | 0% | 0% | 0% | 0% | 0% | 0% | 0% | 0% | 0% | 100% | 100% | [10 empty] | 0 | 0 | 0 | 0 | 0 | 0 | 0 | 0 | 0 | 3038.9197 | 0 | 0 | 0 | 0 | 0 | 0 | 0 | 0 | 0 | 0 | 0 | 0 | 0 | 0 | 0 | 0 | 0 | 0 | 0 | 185.4969 | 0 | 0 | 0 | 0 | 0 | 0 | 0 | 0 | 0 | 3224.4166
50 | LYPS and HWTS 500kV Circuit Breaker Replacement Stage 2 | Replacement - Major Station | Major Station | TRUE | Switchgear | Network | Labour - Internal | 10% | 0 | 0 | 0 | 0 | 0 | 0 | 0 | 0 | 0 | 0 | 54.2664 | 705.4635 | 0 | 0 | 0 | 0 | 0 | 0 | 0 | 0 | 0 | 3.3911 | 52.3354 | 0 | 0 | 0 | 0 | 0 | 0 | 0 | 0 | 0 | 3.5194 | 46.2564 | 0 | 0 | 0 | 0 | 0 | 0 | 0 | 0 | 0 | 61.1769 | 804.0552 | 0% | 0% | 0% | 0% | 0% | 0% | 0% | 0% | 0% | 100% | 100% | [10 empty] | 0 | 0 | 0 | 0 | 0 | 0 | 0 | 0 | 0 | 759.7299 | 0 | 0 | 0 | 0 | 0 | 0 | 0 | 0 | 0 | 55.7264 | 0 | 0 | 0 | 0 | 0 | 0 | 0 | 0 | 0 | 49.7758 | 0 | 0 | 0 | 0 | 0 | 0 | 0 | 0 | 0 | 865.2322
51 | LYPS and HWTS 500kV Circuit Breaker Replacement Stage 2 | Replacement - Major Station | Major Station | TRUE | Switchgear | Network | Labour - External | 50% | 0 | 0 | 0 | 0 | 0 | 0 | 0 | 0 | 0 | 0 | 271.3321 | 3527.3175 | 0 | 0 | 0 | 0 | 0 | 0 | 0 | 0 | 0 | 15.5069 | 248.029 | 0 | 0 | 0 | 0 | 0 | 0 | 0 | 0 | 0 | 17.5088 | 230.4487 | 0 | 0 | 0 | 0 | 0 | 0 | 0 | 0 | 0 | 304.3478 | 4005.7952 | 0% | 0% | 0% | 0% | 0% | 0% | 0% | 0% | 0% | 100% | 100% | [10 empty] | 0 | 0 | 0 | 0 | 0 | 0 | 0 | 0 | 0 | 3798.6496 | 0 | 0 | 0 | 0 | 0 | 0 | 0 | 0 | 0 | 263.5359 | 0 | 0 | 0 | 0 | 0 | 0 | 0 | 0 | 0 | 247.9575 | 0 | 0 | 0 | 0 | 0 | 0 | 0 | 0 | 0 | 4310.143
52 | LYPS and HWTS 500kV Circuit Breaker Replacement Stage 2 | Replacement - Major Station | Major Station | TRUE | Transformers | Network | Materials | 40% | 0 | 0 | 0 | 0 | 0 | 0 | 0 | 0 | 0 | 0 | 232.2431 | 3019.1606 | 0 | 0 | 0 | 0 | 0 | 0 | 0 | 0 | 0 | 0 | 0 | 0 | 0 | 0 | 0 | 0 | 0 | 0 | 0 | 0 | 14.1762 | 184.2908 | 0 | 0 | 0 | 0 | 0 | 0 | 0 | 0 | 0 | 246.4193 | 3203.4515 | 0% | 0% | 0% | 0% | 0% | 0% | 0% | 0% | 0% | 100% | 100% | [10 empty] | 0 | 0 | 0 | 0 | 0 | 0 | 0 | 0 | 0 | 3251.4038 | 0 | 0 | 0 | 0 | 0 | 0 | 0 | 0 | 0 | 0 | 0 | 0 | 0 | 0 | 0 | 0 | 0 | 0 | 0 | 198.467 | 0 | 0 | 0 | 0 | 0 | 0 | 0 | 0 | 0 | 3449.8708
53 | LYPS and HWTS 500kV Circuit Breaker Replacement Stage 2 | Replacement - Major Station | Major Station | TRUE | Transformers | Network | Labour - Internal | 10% | 0 | 0 | 0 | 0 | 0 | 0 | 0 | 0 | 0 | 0 | 58.0608 | 754.7902 | 0 | 0 | 0 | 0 | 0 | 0 | 0 | 0 | 0 | 3.6282 | 55.9947 | 0 | 0 | 0 | 0 | 0 | 0 | 0 | 0 | 0 | 3.7655 | 49.4906 | 0 | 0 | 0 | 0 | 0 | 0 | 0 | 0 | 0 | 65.4545 | 860.2755 | 0% | 0% | 0% | 0% | 0% | 0% | 0% | 0% | 0% | 100% | 100% | [10 empty] | 0 | 0 | 0 | 0 | 0 | 0 | 0 | 0 | 0 | 812.8509 | 0 | 0 | 0 | 0 | 0 | 0 | 0 | 0 | 0 | 59.6229 | 0 | 0 | 0 | 0 | 0 | 0 | 0 | 0 | 0 | 53.2562 | 0 | 0 | 0 | 0 | 0 | 0 | 0 | 0 | 0 | 925.73
54 | LYPS and HWTS 500kV Circuit Breaker Replacement Stage 2 | Replacement - Major Station | Major Station | TRUE | Transformers | Network | Labour - External | 50% | 0 | 0 | 0 | 0 | 0 | 0 | 0 | 0 | 0 | 0 | 290.3039 | 3773.9508 | 0 | 0 | 0 | 0 | 0 | 0 | 0 | 0 | 0 | 16.5911 | 265.3714 | 0 | 0 | 0 | 0 | 0 | 0 | 0 | 0 | 0 | 18.733 | 246.5619 | 0 | 0 | 0 | 0 | 0 | 0 | 0 | 0 | 0 | 325.6281 | 4285.8841 | 0% | 0% | 0% | 0% | 0% | 0% | 0% | 0% | 0% | 100% | 100% | [10 empty] | 0 | 0 | 0 | 0 | 0 | 0 | 0 | 0 | 0 | 4064.2547 | 0 | 0 | 0 | 0 | 0 | 0 | 0 | 0 | 0 | 281.9625 | 0 | 0 | 0 | 0 | 0 | 0 | 0 | 0 | 0 | 265.2949 | 0 | 0 | 0 | 0 | 0 | 0 | 0 | 0 | 0 | 4611.5121
55 | LYPS and HWTS 500kV Circuit Breaker Replacement Stage 2 | Replacement - Major Station | Major Station | TRUE | Towers and Conductor | Network | Materials | 40% | 0 | 0 | 0 | 0 | 0 | 0 | 0 | 0 | 0 | 0 | 15.2686 | 198.4922 | 0 | 0 | 0 | 0 | 0 | 0 | 0 | 0 | 0 | 0 | 0 | 0 | 0 | 0 | 0 | 0 | 0 | 0 | 0 | 0 | 0.932 | 12.116 | 0 | 0 | 0 | 0 | 0 | 0 | 0 | 0 | 0 | 16.2006 | 210.6082 | 0% | 0% | 0% | 0% | 0% | 0% | 0% | 0% | 0% | 100% | 100% | [10 empty] | 0 | 0 | 0 | 0 | 0 | 0 | 0 | 0 | 0 | 213.7608 | 0 | 0 | 0 | 0 | 0 | 0 | 0 | 0 | 0 | 0 | 0 | 0 | 0 | 0 | 0 | 0 | 0 | 0 | 0 | 13.048 | 0 | 0 | 0 | 0 | 0 | 0 | 0 | 0 | 0 | 226.8088
56 | LYPS and HWTS 500kV Circuit Breaker Replacement Stage 2 | Replacement - Major Station | Major Station | TRUE | Towers and Conductor | Network | Labour - Internal | 10% | 0 | 0 | 0 | 0 | 0 | 0 | 0 | 0 | 0 | 0 | 3.8172 | 49.623 | 0 | 0 | 0 | 0 | 0 | 0 | 0 | 0 | 0 | 0.23853 | 3.6813 | 0 | 0 | 0 | 0 | 0 | 0 | 0 | 0 | 0 | 0.24756 | 3.2537 | 0 | 0 | 0 | 0 | 0 | 0 | 0 | 0 | 0 | 4.3032 | 56.5581 | 0% | 0% | 0% | 0% | 0% | 0% | 0% | 0% | 0% | 100% | 100% | [10 empty] | 0 | 0 | 0 | 0 | 0 | 0 | 0 | 0 | 0 | 53.4402 | 0 | 0 | 0 | 0 | 0 | 0 | 0 | 0 | 0 | 3.9199 | 0 | 0 | 0 | 0 | 0 | 0 | 0 | 0 | 0 | 3.5013 | 0 | 0 | 0 | 0 | 0 | 0 | 0 | 0 | 0 | 60.8613
57 | LYPS and HWTS 500kV Circuit Breaker Replacement Stage 2 | Replacement - Major Station | Major Station | TRUE | Towers and Conductor | Network | Labour - External | 50% | 0 | 0 | 0 | 0 | 0 | 0 | 0 | 0 | 0 | 0 | 19.0858 | 248.1152 | 0 | 0 | 0 | 0 | 0 | 0 | 0 | 0 | 0 | 1.0908 | 17.4466 | 0 | 0 | 0 | 0 | 0 | 0 | 0 | 0 | 0 | 1.2316 | 16.21 | 0 | 0 | 0 | 0 | 0 | 0 | 0 | 0 | 0 | 21.4081 | 281.7718 | 0% | 0% | 0% | 0% | 0% | 0% | 0% | 0% | 0% | 100% | 100% | [10 empty] | 0 | 0 | 0 | 0 | 0 | 0 | 0 | 0 | 0 | 267.201 | 0 | 0 | 0 | 0 | 0 | 0 | 0 | 0 | 0 | 18.5374 | 0 | 0 | 0 | 0 | 0 | 0 | 0 | 0 | 0 | 17.4416 | 0 | 0 | 0 | 0 | 0 | 0 | 0 | 0 | 0 | 303.18
58 | LYPS and HWTS 500kV Circuit Breaker Replacement Stage 2 | Replacement - Major Station | Major Station | TRUE | Establishment | Network | Materials | 40% | 0 | 0 | 0 | 0 | 0 | 0 | 0 | 0 | 0 | 0 | 111.3008 | 1446.9104 | 0 | 0 | 0 | 0 | 0 | 0 | 0 | 0 | 0 | 0 | 0 | 0 | 0 | 0 | 0 | 0 | 0 | 0 | 0 | 0 | 6.7938 | 88.32 | 0 | 0 | 0 | 0 | 0 | 0 | 0 | 0 | 0 | 118.0946 | 1535.2304 | 0% | 0% | 0% | 0% | 0% | 0% | 0% | 0% | 0% | 100% | 100% | [10 empty] | 0 | 0 | 0 | 0 | 0 | 0 | 0 | 0 | 0 | 1558.2112 | 0 | 0 | 0 | 0 | 0 | 0 | 0 | 0 | 0 | 0 | 0 | 0 | 0 | 0 | 0 | 0 | 0 | 0 | 0 | 95.1139 | 0 | 0 | 0 | 0 | 0 | 0 | 0 | 0 | 0 | 1653.3251
59 | LYPS and HWTS 500kV Circuit Breaker Replacement Stage 2 | Replacement - Major Station | Major Station | TRUE | Establishment | Network | Labour - Internal | 10% | 0 | 0 | 0 | 0 | 0 | 0 | 0 | 0 | 0 | 0 | 27.8252 | 361.7276 | 0 | 0 | 0 | 0 | 0 | 0 | 0 | 0 | 0 | 1.7388 | 26.835 | 0 | 0 | 0 | 0 | 0 | 0 | 0 | 0 | 0 | 1.8046 | 23.718 | 0 | 0 | 0 | 0 | 0 | 0 | 0 | 0 | 0 | 31.3686 | 412.2807 | 0% | 0% | 0% | 0% | 0% | 0% | 0% | 0% | 0% | 100% | 100% | [10 empty] | 0 | 0 | 0 | 0 | 0 | 0 | 0 | 0 | 0 | 389.5528 | 0 | 0 | 0 | 0 | 0 | 0 | 0 | 0 | 0 | 28.5738 | 0 | 0 | 0 | 0 | 0 | 0 | 0 | 0 | 0 | 25.5226 | 0 | 0 | 0 | 0 | 0 | 0 | 0 | 0 | 0 | 443.6492
60 | LYPS and HWTS 500kV Circuit Breaker Replacement Stage 2 | Replacement - Major Station | Major Station | TRUE | Establishment | Network | Labour - External | 50% | 0 | 0 | 0 | 0 | 0 | 0 | 0 | 0 | 0 | 0 | 139.126 | 1808.638 | 0 | 0 | 0 | 0 | 0 | 0 | 0 | 0 | 0 | 7.9512 | 127.1773 | 0 | 0 | 0 | 0 | 0 | 0 | 0 | 0 | 0 | 8.9777 | 118.163 | 0 | 0 | 0 | 0 | 0 | 0 | 0 | 0 | 0 | 156.0548 | 2053.9782 | 0% | 0% | 0% | 0% | 0% | 0% | 0% | 0% | 0% | 100% | 100% | [10 empty] | 0 | 0 | 0 | 0 | 0 | 0 | 0 | 0 | 0 | 1947.764 | 0 | 0 | 0 | 0 | 0 | 0 | 0 | 0 | 0 | 135.1285 | 0 | 0 | 0 | 0 | 0 | 0 | 0 | 0 | 0 | 127.1406 | 0 | 0 | 0 | 0 | 0 | 0 | 0 | 0 | 0 | 2210.0331
61 | SMTS 330/220kV Transformer Replacement - Stage 2 | Replacement - Major Station | Major Station | TRUE | Secondary | Network | Materials | 40% | 0 | 0 | 0 | 0 | 0 | 0 | 20.8064 | 270.4831 | 457.7407 | 291.2895 | 0 | 0 | 0 | 0 | 0 | 0 | 0 | 0 | 0 | 0 | 0 | 0 | 0 | 0 | 0 | 0 | 0 | 0 | 1.0832 | 14.1477 | 31.4438 | 26.4555 | 0 | 0 | 0 | 0 | 0 | 0 | 0 | 21.8896 | 284.6309 | 489.1845 | 317.745 | 0 | 0 | 0% | 0% | 0% | 0% | 0% | 0% | 72% | 28% | 0% | 0% | 100% | [10 empty] | 0 | 0 | 0 | 0 | 0 | 0 | 749.0302 | 291.2895 | 0 | 0 | 0 | 0 | 0 | 0 | 0 | 0 | 0 | 0 | 0 | 0 | 0 | 0 | 0 | 0 | 0 | 0 | 46.6747 | 26.4555 | 0 | 0 | 0 | 0 | 0 | 0 | 0 | 0 | 795.7049 | 317.745 | 0 | 0
62 | SMTS 330/220kV Transformer Replacement - Stage 2 | Replacement - Major Station | Major Station | TRUE | Secondary | Network | Labour - Internal | 10% | 0 | 0 | 0 | 0 | 0 | 0 | 5.2016 | 67.6208 | 114.4352 | 72.8224 | 0 | 0 | 0 | 0 | 0 | 0 | 0 | 0.10509 | 1.9041 | 4.5176 | 3.7081 | 0 | 0 | 0 | 0 | 0 | 0 | 0 | 0.27626 | 3.6365 | 8.1713 | 6.9507 | 0 | 0 | 0 | 0 | 0 | 0 | 0 | 5.583 | 73.1614 | 127.1241 | 83.4812 | 0 | 0 | 0% | 0% | 0% | 0% | 0% | 0% | 72% | 28% | 0% | 0% | 100% | [10 empty] | 0 | 0 | 0 | 0 | 0 | 0 | 187.2576 | 72.8224 | 0 | 0 | 0 | 0 | 0 | 0 | 0 | 0 | 6.5268 | 3.7081 | 0 | 0 | 0 | 0 | 0 | 0 | 0 | 0 | 12.0841 | 6.9507 | 0 | 0 | 0 | 0 | 0 | 0 | 0 | 0 | 205.8685 | 83.4812 | 0 | 0
63 | SMTS 330/220kV Transformer Replacement - Stage 2 | Replacement - Major Station | Major Station | TRUE | Secondary | Network | Labour - External | 50% | 0 | 0 | 0 | 0 | 0 | 0 | 26.008 | 338.1039 | 572.1759 | 364.1119 | 0 | 0 | 0 | 0 | 0 | 0 | 0 | 0.21167 | 6.2948 | 17.9111 | 16.0746 | 0 | 0 | 0 | 0 | 0 | 0 | 0 | 1.365 | 18.0139 | 40.5351 | 34.5293 | 0 | 0 | 0 | 0 | 0 | 0 | 0 | 27.5846 | 362.4126 | 630.6221 | 414.7158 | 0 | 0 | 0% | 0% | 0% | 0% | 0% | 0% | 72% | 28% | 0% | 0% | 100% | [10 empty] | 0 | 0 | 0 | 0 | 0 | 0 | 936.2878 | 364.1119 | 0 | 0 | 0 | 0 | 0 | 0 | 0 | 0 | 24.4176 | 16.0746 | 0 | 0 | 0 | 0 | 0 | 0 | 0 | 0 | 59.914 | 34.5293 | 0 | 0 | 0 | 0 | 0 | 0 | 0 | 0 | 1020.6194 | 414.7158 | 0 | 0
64 | SMTS 330/220kV Transformer Replacement - Stage 2 | Replacement - Major Station | Major Station | TRUE | Switchgear | Network | Materials | 40% | 0 | 0 | 0 | 0 | 0 | 0 | 112.9551 | 1468.4161 | 2485.0118 | 1581.3712 | 0 | 0 | 0 | 0 | 0 | 0 | 0 | 0 | 0 | 0 | 0 | 0 | 0 | 0 | 0 | 0 | 0 | 0 | 5.8803 | 76.8062 | 170.704 | 143.6233 | 0 | 0 | 0 | 0 | 0 | 0 | 0 | 118.8354 | 1545.2222 | 2655.7158 | 1724.9945 | 0 | 0 | 0% | 0% | 0% | 0% | 0% | 0% | 72% | 28% | 0% | 0% | 100% | [10 empty] | 0 | 0 | 0 | 0 | 0 | 0 | 4066.383 | 1581.3712 | 0 | 0 | 0 | 0 | 0 | 0 | 0 | 0 | 0 | 0 | 0 | 0 | 0 | 0 | 0 | 0 | 0 | 0 | 253.3905 | 143.6233 | 0 | 0 | 0 | 0 | 0 | 0 | 0 | 0 | 4319.7735 | 1724.9945 | 0 | 0
65 | SMTS 330/220kV Transformer Replacement - Stage 2 | Replacement - Major Station | Major Station | TRUE | Switchgear | Network | Labour - Internal | 10% | 0 | 0 | 0 | 0 | 0 | 0 | 28.2388 | 367.104 | 621.253 | 395.3428 | 0 | 0 | 0 | 0 | 0 | 0 | 0 | 0.57054 | 10.3373 | 24.5254 | 20.131 | 0 | 0 | 0 | 0 | 0 | 0 | 0 | 1.4998 | 19.7422 | 44.3607 | 37.7342 | 0 | 0 | 0 | 0 | 0 | 0 | 0 | 30.3091 | 397.1835 | 690.1391 | 453.208 | 0 | 0 | 0% | 0% | 0% | 0% | 0% | 0% | 72% | 28% | 0% | 0% | 100% | [10 empty] | 0 | 0 | 0 | 0 | 0 | 0 | 1016.5958 | 395.3428 | 0 | 0 | 0 | 0 | 0 | 0 | 0 | 0 | 35.4332 | 20.131 | 0 | 0 | 0 | 0 | 0 | 0 | 0 | 0 | 65.6028 | 37.7342 | 0 | 0 | 0 | 0 | 0 | 0 | 0 | 0 | 1117.6317 | 453.208 | 0 | 0
66 | SMTS 330/220kV Transformer Replacement - Stage 2 | Replacement - Major Station | Major Station | TRUE | Switchgear | Network | Labour - External | 50% | 0 | 0 | 0 | 0 | 0 | 0 | 141.1939 | 1835.5201 | 3106.2648 | 1976.714 | 0 | 0 | 0 | 0 | 0 | 0 | 0 | 1.1491 | 34.1733 | 97.2371 | 87.2665 | 0 | 0 | 0 | 0 | 0 | 0 | 0 | 7.4102 | 97.7951 | 220.0595 | 187.4549 | 0 | 0 | 0 | 0 | 0 | 0 | 0 | 149.7532 | 1967.4886 | 3423.5614 | 2251.4354 | 0 | 0 | 0% | 0% | 0% | 0% | 0% | 0% | 72% | 28% | 0% | 0% | 100% | [10 empty] | 0 | 0 | 0 | 0 | 0 | 0 | 5082.9788 | 1976.714 | 0 | 0 | 0 | 0 | 0 | 0 | 0 | 0 | 132.5596 | 87.2665 | 0 | 0 | 0 | 0 | 0 | 0 | 0 | 0 | 325.2649 | 187.4549 | 0 | 0 | 0 | 0 | 0 | 0 | 0 | 0 | 5540.8032 | 2251.4354 | 0 | 0
67 | SMTS 330/220kV Transformer Replacement - Stage 2 | Replacement - Major Station | Major Station | TRUE | Transformers | Network | Materials | 40% | 0 | 0 | 0 | 0 | 0 | 0 | 120.853 | 1571.0891 | 2658.7661 | 1691.9421 | 0 | 0 | 0 | 0 | 0 | 0 | 0 | 0 | 0 | 0 | 0 | 0 | 0 | 0 | 0 | 0 | 0 | 0 | 6.2915 | 82.1765 | 182.6398 | 153.6656 | 0 | 0 | 0 | 0 | 0 | 0 | 0 | 127.1445 | 1653.2656 | 2841.4059 | 1845.6077 | 0 | 0 | 0% | 0% | 0% | 0% | 0% | 0% | 72% | 28% | 0% | 0% | 100% | [10 empty] | 0 | 0 | 0 | 0 | 0 | 0 | 4350.7082 | 1691.9421 | 0 | 0 | 0 | 0 | 0 | 0 | 0 | 0 | 0 | 0 | 0 | 0 | 0 | 0 | 0 | 0 | 0 | 0 | 271.1078 | 153.6656 | 0 | 0 | 0 | 0 | 0 | 0 | 0 | 0 | 4621.816 | 1845.6077 | 0 | 0
68 | SMTS 330/220kV Transformer Replacement - Stage 2 | Replacement - Major Station | Major Station | TRUE | Transformers | Network | Labour - Internal | 10% | 0 | 0 | 0 | 0 | 0 | 0 | 30.2133 | 392.7723 | 664.6915 | 422.9855 | 0 | 0 | 0 | 0 | 0 | 0 | 0 | 0.61043 | 11.0601 | 26.2403 | 21.5386 | 0 | 0 | 0 | 0 | 0 | 0 | 0 | 1.6047 | 21.1226 | 47.4625 | 40.3726 | 0 | 0 | 0 | 0 | 0 | 0 | 0 | 32.4283 | 424.955 | 738.3943 | 484.8967 | 0 | 0 | 0% | 0% | 0% | 0% | 0% | 0% | 72% | 28% | 0% | 0% | 100% | [10 empty] | 0 | 0 | 0 | 0 | 0 | 0 | 1087.6771 | 422.9855 | 0 | 0 | 0 | 0 | 0 | 0 | 0 | 0 | 37.9108 | 21.5386 | 0 | 0 | 0 | 0 | 0 | 0 | 0 | 0 | 70.1898 | 40.3726 | 0 | 0 | 0 | 0 | 0 | 0 | 0 | 0 | 1195.7776 | 484.8967 | 0 | 0
69 | SMTS 330/220kV Transformer Replacement - Stage 2 | Replacement - Major Station | Major Station | TRUE | Transformers | Network | Labour - External | 50% | 0 | 0 | 0 | 0 | 0 | 0 | 151.0663 | 1963.8614 | 3323.4577 | 2114.9276 | 0 | 0 | 0 | 0 | 0 | 0 | 0 | 1.2295 | 36.5628 | 104.036 | 93.3683 | 0 | 0 | 0 | 0 | 0 | 0 | 0 | 7.9284 | 104.6331 | 235.4463 | 200.5619 | 0 | 0 | 0 | 0 | 0 | 0 | 0 | 160.2241 | 2105.0572 | 3662.94 | 2408.8578 | 0 | 0 | 0% | 0% | 0% | 0% | 0% | 0% | 72% | 28% | 0% | 0% | 100% | [10 empty] | 0 | 0 | 0 | 0 | 0 | 0 | 5438.3853 | 2114.9276 | 0 | 0 | 0 | 0 | 0 | 0 | 0 | 0 | 141.8282 | 93.3683 | 0 | 0 | 0 | 0 | 0 | 0 | 0 | 0 | 348.0077 | 200.5619 | 0 | 0 | 0 | 0 | 0 | 0 | 0 | 0 | 5928.2213 | 2408.8578 | 0 | 0
70 | SMTS 330/220kV Transformer Replacement - Stage 2 | Replacement - Major Station | Major Station | TRUE | Towers and Conductor | Network | Materials | 40% | 0 | 0 | 0 | 0 | 0 | 0 | 7.9454 | 103.2899 | 174.7983 | 111.2353 | 0 | 0 | 0 | 0 | 0 | 0 | 0 | 0 | 0 | 0 | 0 | 0 | 0 | 0 | 0 | 0 | 0 | 0 | 0.41363 | 5.4026 | 12.0075 | 10.1026 | 0 | 0 | 0 | 0 | 0 | 0 | 0 | 8.359 | 108.6925 | 186.8058 | 121.3379 | 0 | 0 | 0% | 0% | 0% | 0% | 0% | 0% | 72% | 28% | 0% | 0% | 100% | [10 empty] | 0 | 0 | 0 | 0 | 0 | 0 | 286.0336 | 111.2353 | 0 | 0 | 0 | 0 | 0 | 0 | 0 | 0 | 0 | 0 | 0 | 0 | 0 | 0 | 0 | 0 | 0 | 0 | 17.8238 | 10.1026 | 0 | 0 | 0 | 0 | 0 | 0 | 0 | 0 | 303.8574 | 121.3379 | 0 | 0
71 | SMTS 330/220kV Transformer Replacement - Stage 2 | Replacement - Major Station | Major Station | TRUE | Towers and Conductor | Network | Labour - Internal | 10% | 0 | 0 | 0 | 0 | 0 | 0 | 1.9863 | 25.8225 | 43.6996 | 27.8088 | 0 | 0 | 0 | 0 | 0 | 0 | 0 | 0.040132 | 0.72713 | 1.7251 | 1.416 | 0 | 0 | 0 | 0 | 0 | 0 | 0 | 0.1055 | 1.3887 | 3.1204 | 2.6543 | 0 | 0 | 0 | 0 | 0 | 0 | 0 | 2.132 | 27.9383 | 48.5451 | 31.8791 | 0 | 0 | 0% | 0% | 0% | 0% | 0% | 0% | 72% | 28% | 0% | 0% | 100% | [10 empty] | 0 | 0 | 0 | 0 | 0 | 0 | 71.5084 | 27.8088 | 0 | 0 | 0 | 0 | 0 | 0 | 0 | 0 | 2.4924 | 1.416 | 0 | 0 | 0 | 0 | 0 | 0 | 0 | 0 | 4.6146 | 2.6543 | 0 | 0 | 0 | 0 | 0 | 0 | 0 | 0 | 78.6154 | 31.8791 | 0 | 0
72 | SMTS 330/220kV Transformer Replacement - Stage 2 | Replacement - Major Station | Major Station | TRUE | Towers and Conductor | Network | Labour - External | 50% | 0 | 0 | 0 | 0 | 0 | 0 | 9.9317 | 129.1124 | 218.4979 | 139.0441 | 0 | 0 | 0 | 0 | 0 | 0 | 0 | 0.08083 | 2.4038 | 6.8398 | 6.1384 | 0 | 0 | 0 | 0 | 0 | 0 | 0 | 0.52124 | 6.879 | 15.4792 | 13.1858 | 0 | 0 | 0 | 0 | 0 | 0 | 0 | 10.5338 | 138.3952 | 240.8169 | 158.3683 | 0 | 0 | 0% | 0% | 0% | 0% | 0% | 0% | 72% | 28% | 0% | 0% | 100% | [10 empty] | 0 | 0 | 0 | 0 | 0 | 0 | 357.542 | 139.0441 | 0 | 0 | 0 | 0 | 0 | 0 | 0 | 0 | 9.3244 | 6.1384 | 0 | 0 | 0 | 0 | 0 | 0 | 0 | 0 | 22.8795 | 13.1858 | 0 | 0 | 0 | 0 | 0 | 0 | 0 | 0 | 389.7459 | 158.3683 | 0 | 0
73 | SMTS 330/220kV Transformer Replacement - Stage 2 | Replacement - Major Station | Major Station | TRUE | Establishment | Network | Materials | 40% | 0 | 0 | 0 | 0 | 0 | 0 | 57.9179 | 752.9328 | 1274.194 | 810.8507 | 0 | 0 | 0 | 0 | 0 | 0 | 0 | 0 | 0 | 0 | 0 | 0 | 0 | 0 | 0 | 0 | 0 | 0 | 3.0152 | 39.3825 | 87.5288 | 73.6431 | 0 | 0 | 0 | 0 | 0 | 0 | 0 | 60.9331 | 792.3153 | 1361.7228 | 884.4938 | 0 | 0 | 0% | 0% | 0% | 0% | 0% | 0% | 72% | 28% | 0% | 0% | 100% | [10 empty] | 0 | 0 | 0 | 0 | 0 | 0 | 2085.0447 | 810.8507 | 0 | 0 | 0 | 0 | 0 | 0 | 0 | 0 | 0 | 0 | 0 | 0 | 0 | 0 | 0 | 0 | 0 | 0 | 129.9264 | 73.6431 | 0 | 0 | 0 | 0 | 0 | 0 | 0 | 0 | 2214.9711 | 884.4938 | 0 | 0
74 | SMTS 330/220kV Transformer Replacement - Stage 2 | Replacement - Major Station | Major Station | TRUE | Establishment | Network | Labour - Internal | 10% | 0 | 0 | 0 | 0 | 0 | 0 | 14.4795 | 188.2332 | 318.5485 | 202.7127 | 0 | 0 | 0 | 0 | 0 | 0 | 0 | 0.29254 | 5.3004 | 12.5755 | 10.3222 | 0 | 0 | 0 | 0 | 0 | 0 | 0 | 0.76902 | 10.1229 | 22.746 | 19.3483 | 0 | 0 | 0 | 0 | 0 | 0 | 0 | 15.541 | 203.6565 | 353.87 | 232.3832 | 0 | 0 | 0% | 0% | 0% | 0% | 0% | 0% | 72% | 28% | 0% | 0% | 100% | [10 empty] | 0 | 0 | 0 | 0 | 0 | 0 | 521.2612 | 202.7127 | 0 | 0 | 0 | 0 | 0 | 0 | 0 | 0 | 18.1685 | 10.3222 | 0 | 0 | 0 | 0 | 0 | 0 | 0 | 0 | 33.6379 | 19.3483 | 0 | 0 | 0 | 0 | 0 | 0 | 0 | 0 | 573.0676 | 232.3832 | 0 | 0
75 | SMTS 330/220kV Transformer Replacement - Stage 2 | Replacement - Major Station | Major Station | TRUE | Establishment | Network | Labour - External | 50% | 0 | 0 | 0 | 0 | 0 | 0 | 72.3974 | 941.166 | 1592.7425 | 1013.5634 | 0 | 0 | 0 | 0 | 0 | 0 | 0 | 0.58921 | 17.5224 | 49.8585 | 44.7461 | 0 | 0 | 0 | 0 | 0 | 0 | 0 | 3.7996 | 50.1446 | 112.8359 | 96.1178 | 0 | 0 | 0 | 0 | 0 | 0 | 0 | 76.7862 | 1008.8331 | 1755.4369 | 1154.4273 | 0 | 0 | 0% | 0% | 0% | 0% | 0% | 0% | 72% | 28% | 0% | 0% | 100% | [10 empty] | 0 | 0 | 0 | 0 | 0 | 0 | 2606.3059 | 1013.5634 | 0 | 0 | 0 | 0 | 0 | 0 | 0 | 0 | 67.9701 | 44.7461 | 0 | 0 | 0 | 0 | 0 | 0 | 0 | 0 | 166.7801 | 96.1178 | 0 | 0 | 0 | 0 | 0 | 0 | 0 | 0 | 2841.0562 | 1154.4273 | 0 | 0
76 | ERTS Redevelopment - Stage 2 | Replacement - Major Station | Major Station | TRUE | Secondary | Network | Materials | 40% | 0 | 0 | 0.75135 | 0 | 11.4312 | 149.9446 | 253.7616 | 161.4825 | 0 | 0 | 0 | 0 | 0 | 0 | 0 | 0 | 0 | 0 | 0 | 0 | 0 | 0 | 0 | 0 | 0.035814 | 0 | 0.69556 | 7.2076 | 13.2106 | 8.4464 | 0 | 0 | 0 | 0 | 0 | 0.78716 | 0 | 12.1267 | 157.1522 | 266.9722 | 169.9289 | 0 | 0 | 0 | 0 | 0% | 0% | 0% | 0% | 72% | 28% | 0% | 0% | 0% | 0% | 100% | [10 empty] | 0 | 0 | 0 | 0 | 415.8089 | 161.7035 | 0 | 0 | 0 | 0 | 0 | 0 | 0 | 0 | 0 | 0 | 0 | 0 | 0 | 0 | 0 | 0 | 0 | 0 | 21.1577 | 8.4464 | 0 | 0 | 0 | 0 | 0 | 0 | 0 | 0 | 436.9666 | 170.1499 | 0 | 0 | 0 | 0
77 | ERTS Redevelopment - Stage 2 | Replacement - Major Station | Major Station | TRUE | Secondary | Network | Labour - Internal | 10% | 0 | 0 | 0.18784 | 0 | 2.8578 | 37.4861 | 63.4404 | 40.3706 | 0 | 0 | 0 | 0 | 0 | 0.0010895 | 0 | 0.028215 | 0.56679 | 1.2818 | 1.1368 | 0 | 0 | 0 | 0 | 0 | 0.0090054 | 0 | 0.17561 | 1.8292 | 3.3694 | 2.1711 | 0 | 0 | 0 | 0 | 0 | 0.19793 | 0 | 3.0616 | 39.8821 | 68.0915 | 43.6785 | 0 | 0 | 0 | 0 | 0% | 0% | 0% | 0% | 72% | 28% | 0% | 0% | 0% | 0% | 100% | [10 empty] | 0 | 0 | 0 | 0 | 103.9522 | 40.4259 | 0 | 0 | 0 | 0 | 0 | 0 | 0 | 0 | 1.8782 | 1.1368 | 0 | 0 | 0 | 0 | 0 | 0 | 0 | 0 | 5.3852 | 2.1711 | 0 | 0 | 0 | 0 | 0 | 0 | 0 | 0 | 111.2156 | 43.7337 | 0 | 0 | 0 | 0
78 | ERTS Redevelopment - Stage 2 | Replacement - Major Station | Major Station | TRUE | Secondary | Network | Labour - External | 50% | 0 | 0 | 0.93918 | 0 | 14.289 | 187.4307 | 317.202 | 201.8531 | 0 | 0 | 0 | 0 | 0 | 0.0054473 | 0 | -0.020836 | 0.46984 | 2.5816 | 3.7581 | 0 | 0 | 0 | 0 | 0 | 0.045027 | 0 | 0.86818 | 9.0321 | 16.6476 | 10.7546 | 0 | 0 | 0 | 0 | 0 | 0.98966 | 0 | 15.1363 | 196.9327 | 336.4312 | 216.3657 | 0 | 0 | 0 | 0 | 0% | 0% | 0% | 0% | 72% | 28% | 0% | 0% | 0% | 0% | 100% | [10 empty] | 0 | 0 | 0 | 0 | 519.7611 | 202.1293 | 0 | 0 | 0 | 0 | 0 | 0 | 0 | 0 | 3.0361 | 3.7581 | 0 | 0 | 0 | 0 | 0 | 0 | 0 | 0 | 26.6031 | 10.7546 | 0 | 0 | 0 | 0 | 0 | 0 | 0 | 0 | 549.4004 | 216.642 | 0 | 0 | 0 | 0
79 | ERTS Redevelopment - Stage 2 | Replacement - Major Station | Major Station | TRUE | Switchgear | Network | Materials | 40% | 0 | 0 | 4.079 | 0 | 62.0583 | 814.0288 | 1377.637 | 876.6663 | 0 | 0 | 0 | 0 | 0 | 0 | 0 | 0 | 0 | 0 | 0 | 0 | 0 | 0 | 0 | 0 | 0.19443 | 0 | 3.7761 | 39.1293 | 71.7185 | 45.8544 | 0 | 0 | 0 | 0 | 0 | 4.2734 | 0 | 65.8344 | 853.1581 | 1449.3555 | 922.5207 | 0 | 0 | 0 | 0 | 0% | 0% | 0% | 0% | 72% | 28% | 0% | 0% | 0% | 0% | 100% | [10 empty] | 0 | 0 | 0 | 0 | 2257.3698 | 877.866 | 0 | 0 | 0 | 0 | 0 | 0 | 0 | 0 | 0 | 0 | 0 | 0 | 0 | 0 | 0 | 0 | 0 | 0 | 114.8625 | 45.8544 | 0 | 0 | 0 | 0 | 0 | 0 | 0 | 0 | 2372.2323 | 923.7205 | 0 | 0 | 0 | 0
80 | ERTS Redevelopment - Stage 2 | Replacement - Major Station | Major Station | TRUE | Switchgear | Network | Labour - Internal | 10% | 0 | 0 | 1.0197 | 0 | 15.5146 | 203.5072 | 344.4093 | 219.1666 | 0 | 0 | 0 | 0 | 0 | 0.0059145 | 0 | 0.15317 | 3.0771 | 6.9585 | 6.1715 | 0 | 0 | 0 | 0 | 0 | 0.048889 | 0 | 0.95334 | 9.9302 | 18.2919 | 11.7864 | 0 | 0 | 0 | 0 | 0 | 1.0745 | 0 | 16.6211 | 216.5145 | 369.6596 | 237.1245 | 0 | 0 | 0 | 0 | 0% | 0% | 0% | 0% | 72% | 28% | 0% | 0% | 0% | 0% | 100% | [10 empty] | 0 | 0 | 0 | 0 | 564.3425 | 219.4665 | 0 | 0 | 0 | 0 | 0 | 0 | 0 | 0 | 10.1963 | 6.1715 | 0 | 0 | 0 | 0 | 0 | 0 | 0 | 0 | 29.2355 | 11.7864 | 0 | 0 | 0 | 0 | 0 | 0 | 0 | 0 | 603.7743 | 237.4244 | 0 | 0 | 0 | 0
81 | ERTS Redevelopment - Stage 2 | Replacement - Major Station | Major Station | TRUE | Switchgear | Network | Labour - External | 50% | 0 | 0 | 5.0987 | 0 | 77.5729 | 1017.536 | 1722.0463 | 1095.8329 | 0 | 0 | 0 | 0 | 0 | 0.029572 | 0 | -0.11312 | 2.5507 | 14.015 | 20.402 | 0 | 0 | 0 | 0 | 0 | 0.24445 | 0 | 4.7132 | 49.0343 | 90.3777 | 58.3852 | 0 | 0 | 0 | 0 | 0 | 5.3727 | 0 | 82.173 | 1069.1209 | 1826.439 | 1174.6201 | 0 | 0 | 0 | 0 | 0% | 0% | 0% | 0% | 72% | 28% | 0% | 0% | 0% | 0% | 100% | [10 empty] | 0 | 0 | 0 | 0 | 2821.7123 | 1097.3326 | 0 | 0 | 0 | 0 | 0 | 0 | 0 | 0 | 16.4825 | 20.402 | 0 | 0 | 0 | 0 | 0 | 0 | 0 | 0 | 144.4249 | 58.3852 | 0 | 0 | 0 | 0 | 0 | 0 | 0 | 0 | 2982.6196 | 1176.1197 | 0 | 0 | 0 | 0
82 | ERTS Redevelopment - Stage 2 | Replacement - Major Station | Major Station | TRUE | Transformers | Network | Materials | 40% | 0 | 0 | 4.3642 | 0 | 66.3975 | 870.9464 | 1473.9627 | 937.9636 | 0 | 0 | 0 | 0 | 0 | 0 | 0 | 0 | 0 | 0 | 0 | 0 | 0 | 0 | 0 | 0 | 0.20802 | 0 | 4.0401 | 41.8653 | 76.7331 | 49.0606 | 0 | 0 | 0 | 0 | 0 | 4.5722 | 0 | 70.4376 | 912.8117 | 1550.6958 | 987.0242 | 0 | 0 | 0 | 0 | 0% | 0% | 0% | 0% | 72% | 28% | 0% | 0% | 0% | 0% | 100% | [10 empty] | 0 | 0 | 0 | 0 | 2415.2072 | 939.2472 | 0 | 0 | 0 | 0 | 0 | 0 | 0 | 0 | 0 | 0 | 0 | 0 | 0 | 0 | 0 | 0 | 0 | 0 | 122.8938 | 49.0606 | 0 | 0 | 0 | 0 | 0 | 0 | 0 | 0 | 2538.101 | 988.3078 | 0 | 0 | 0 | 0
83 | ERTS Redevelopment - Stage 2 | Replacement - Major Station | Major Station | TRUE | Transformers | Network | Labour - Internal | 10% | 0 | 0 | 1.091 | 0 | 16.5994 | 217.7366 | 368.4907 | 234.4909 | 0 | 0 | 0 | 0 | 0 | 0.006328 | 0 | 0.16388 | 3.2922 | 7.445 | 6.603 | 0 | 0 | 0 | 0 | 0 | 0.052307 | 0 | 1.02 | 10.6246 | 19.5709 | 12.6105 | 0 | 0 | 0 | 0 | 0 | 1.1497 | 0 | 17.7832 | 231.6534 | 395.5065 | 253.7045 | 0 | 0 | 0 | 0 | 0% | 0% | 0% | 0% | 72% | 28% | 0% | 0% | 0% | 0% | 100% | [10 empty] | 0 | 0 | 0 | 0 | 603.8018 | 234.8118 | 0 | 0 | 0 | 0 | 0 | 0 | 0 | 0 | 10.9092 | 6.603 | 0 | 0 | 0 | 0 | 0 | 0 | 0 | 0 | 31.2797 | 12.6105 | 0 | 0 | 0 | 0 | 0 | 0 | 0 | 0 | 645.9907 | 254.0254 | 0 | 0 | 0 | 0
84 | ERTS Redevelopment - Stage 2 | Replacement - Major Station | Major Station | TRUE | Transformers | Network | Labour - External | 50% | 0 | 0 | 5.4552 | 0 | 82.9968 | 1088.683 | 1842.4533 | 1172.4545 | 0 | 0 | 0 | 0 | 0 | 0.03164 | 0 | -0.12102 | 2.729 | 14.995 | 21.8285 | 0 | 0 | 0 | 0 | 0 | 0.26154 | 0 | 5.0428 | 52.4628 | 96.697 | 62.4675 | 0 | 0 | 0 | 0 | 0 | 5.7484 | 0 | 87.9186 | 1143.8748 | 1954.1453 | 1256.7506 | 0 | 0 | 0 | 0 | 0% | 0% | 0% | 0% | 72% | 28% | 0% | 0% | 0% | 0% | 100% | [10 empty] | 0 | 0 | 0 | 0 | 3019.009 | 1174.0591 | 0 | 0 | 0 | 0 | 0 | 0 | 0 | 0 | 17.6349 | 21.8285 | 0 | 0 | 0 | 0 | 0 | 0 | 0 | 0 | 154.5232 | 62.4675 | 0 | 0 | 0 | 0 | 0 | 0 | 0 | 0 | 3191.1671 | 1258.3551 | 0 | 0 | 0 | 0
85 | ERTS Redevelopment - Stage 2 | Replacement - Major Station | Major Station | TRUE | Towers and Conductor | Network | Materials | 40% | 0 | 0 | 0.28692 | 0 | 4.3652 | 57.2596 | 96.9044 | 61.6656 | 0 | 0 | 0 | 0 | 0 | 0 | 0 | 0 | 0 | 0 | 0 | 0 | 0 | 0 | 0 | 0 | 0.013676 | 0 | 0.26561 | 2.7524 | 5.0448 | 3.2254 | 0 | 0 | 0 | 0 | 0 | 0.30059 | 0 | 4.6309 | 60.012 | 101.9492 | 64.8911 | 0 | 0 | 0 | 0 | 0% | 0% | 0% | 0% | 72% | 28% | 0% | 0% | 0% | 0% | 100% | [10 empty] | 0 | 0 | 0 | 0 | 158.7857 | 61.75 | 0 | 0 | 0 | 0 | 0 | 0 | 0 | 0 | 0 | 0 | 0 | 0 | 0 | 0 | 0 | 0 | 0 | 0 | 8.0795 | 3.2254 | 0 | 0 | 0 | 0 | 0 | 0 | 0 | 0 | 166.8653 | 64.9755 | 0 | 0 | 0 | 0
86 | ERTS Redevelopment - Stage 2 | Replacement - Major Station | Major Station | TRUE | Towers and Conductor | Network | Labour - Internal | 10% | 0 | 0 | 0.07173 | 0 | 1.0913 | 14.3149 | 24.2261 | 15.4164 | 0 | 0 | 0 | 0 | 0 | 0.00041603 | 0 | 0.010774 | 0.21644 | 0.48947 | 0.43411 | 0 | 0 | 0 | 0 | 0 | 0.0034389 | 0 | 0.067059 | 0.6985 | 1.2867 | 0.82907 | 0 | 0 | 0 | 0 | 0 | 0.075585 | 0 | 1.1691 | 15.2299 | 26.0022 | 16.6796 | 0 | 0 | 0 | 0 | 0% | 0% | 0% | 0% | 72% | 28% | 0% | 0% | 0% | 0% | 100% | [10 empty] | 0 | 0 | 0 | 0 | 39.6964 | 15.4375 | 0 | 0 | 0 | 0 | 0 | 0 | 0 | 0 | 0.71722 | 0.43411 | 0 | 0 | 0 | 0 | 0 | 0 | 0 | 0 | 2.0565 | 0.82907 | 0 | 0 | 0 | 0 | 0 | 0 | 0 | 0 | 42.4701 | 16.7007 | 0 | 0 | 0 | 0
87 | ERTS Redevelopment - Stage 2 | Replacement - Major Station | Major Station | TRUE | Towers and Conductor | Network | Labour - External | 50% | 0 | 0 | 0.35865 | 0 | 5.4566 | 71.5745 | 121.1305 | 77.082 | 0 | 0 | 0 | 0 | 0 | 0.0020802 | 0 | -0.0079566 | 0.17942 | 0.98583 | 1.4351 | 0 | 0 | 0 | 0 | 0 | 0.017195 | 0 | 0.33153 | 3.4491 | 6.3573 | 4.1069 | 0 | 0 | 0 | 0 | 0 | 0.37792 | 0 | 5.7801 | 75.2031 | 128.4736 | 82.624 | 0 | 0 | 0 | 0 | 0% | 0% | 0% | 0% | 72% | 28% | 0% | 0% | 0% | 0% | 100% | [10 empty] | 0 | 0 | 0 | 0 | 198.4822 | 77.1875 | 0 | 0 | 0 | 0 | 0 | 0 | 0 | 0 | 1.1594 | 1.4351 | 0 | 0 | 0 | 0 | 0 | 0 | 0 | 0 | 10.159 | 4.1069 | 0 | 0 | 0 | 0 | 0 | 0 | 0 | 0 | 209.8006 | 82.7295 | 0 | 0 | 0 | 0
88 | ERTS Redevelopment - Stage 2 | Replacement - Major Station | Major Station | TRUE | Establishment | Network | Materials | 40% | 0 | 0 | 2.0915 | 0 | 31.8205 | 417.3946 | 706.3857 | 449.5121 | 0 | 0 | 0 | 0 | 0 | 0 | 0 | 0 | 0 | 0 | 0 | 0 | 0 | 0 | 0 | 0 | 0.099694 | 0 | 1.9362 | 20.0636 | 36.7738 | 23.5119 | 0 | 0 | 0 | 0 | 0 | 2.1912 | 0 | 33.7567 | 437.4583 | 743.1595 | 473.0241 | 0 | 0 | 0 | 0 | 0% | 0% | 0% | 0% | 72% | 28% | 0% | 0% | 0% | 0% | 100% | [10 empty] | 0 | 0 | 0 | 0 | 1157.4702 | 450.1273 | 0 | 0 | 0 | 0 | 0 | 0 | 0 | 0 | 0 | 0 | 0 | 0 | 0 | 0 | 0 | 0 | 0 | 0 | 58.8959 | 23.5119 | 0 | 0 | 0 | 0 | 0 | 0 | 0 | 0 | 1216.3661 | 473.6392 | 0 | 0 | 0 | 0
89 | ERTS Redevelopment - Stage 2 | Replacement - Major Station | Major Station | TRUE | Establishment | Network | Labour - Internal | 10% | 0 | 0 | 0.52287 | 0 | 7.9551 | 104.3487 | 176.5964 | 112.378 | 0 | 0 | 0 | 0 | 0 | 0.0030327 | 0 | 0.07854 | 1.5778 | 3.568 | 3.1644 | 0 | 0 | 0 | 0 | 0 | 0.025068 | 0 | 0.48883 | 5.0917 | 9.3792 | 6.0435 | 0 | 0 | 0 | 0 | 0 | 0.55097 | 0 | 8.5225 | 111.0182 | 189.5436 | 121.586 | 0 | 0 | 0 | 0 | 0% | 0% | 0% | 0% | 72% | 28% | 0% | 0% | 0% | 0% | 100% | [10 empty] | 0 | 0 | 0 | 0 | 289.3675 | 112.5318 | 0 | 0 | 0 | 0 | 0 | 0 | 0 | 0 | 5.2282 | 3.1644 | 0 | 0 | 0 | 0 | 0 | 0 | 0 | 0 | 14.9905 | 6.0435 | 0 | 0 | 0 | 0 | 0 | 0 | 0 | 0 | 309.5863 | 121.7398 | 0 | 0 | 0 | 0
90 | ERTS Redevelopment - Stage 2 | Replacement - Major Station | Major Station | TRUE | Establishment | Network | Labour - External | 50% | 0 | 0 | 2.6144 | 0 | 39.7756 | 521.7433 | 882.9821 | 561.8902 | 0 | 0 | 0 | 0 | 0 | 0.015163 | 0 | -0.058 | 1.3079 | 7.1862 | 10.4612 | 0 | 0 | 0 | 0 | 0 | 0.12534 | 0 | 2.4167 | 25.1424 | 46.3413 | 29.9371 | 0 | 0 | 0 | 0 | 0 | 2.7549 | 0 | 42.1343 | 548.1936 | 936.5097 | 602.2884 | 0 | 0 | 0 | 0 | 0% | 0% | 0% | 0% | 72% | 28% | 0% | 0% | 0% | 0% | 100% | [10 empty] | 0 | 0 | 0 | 0 | 1446.8377 | 562.6591 | 0 | 0 | 0 | 0 | 0 | 0 | 0 | 0 | 8.4514 | 10.4612 | 0 | 0 | 0 | 0 | 0 | 0 | 0 | 0 | 74.0541 | 29.9371 | 0 | 0 | 0 | 0 | 0 | 0 | 0 | 0 | 1529.3432 | 603.0574 | 0 | 0 | 0 | 0
91 | Purchase a spare transformer for WOTS | Replacement - Major Station | Major Station | TRUE | Secondary | Network | Materials | 40% | 0 | 0 | 0.20887 | 2.5544 | 33.8438 | 57.8088 | 36.7874 | 0 | 0 | 0 | 0 | 0 | 0 | 0 | 0 | 0 | 0 | 0 | 0 | 0 | 0 | 0 | 0 | 0 | 0.0099561 | 0.17334 | 2.0593 | 2.7788 | 1.9151 | 0 | 0 | 0 | 0 | 0 | 0 | 0.21883 | 2.7277 | 35.9032 | 60.5876 | 38.7025 | 0 | 0 | 0 | 0 | 0 | 0% | 0% | 0% | 0% | 100% | 0% | 0% | 0% | 0% | 0% | 100% | [10 empty] | 0 | 0 | 0 | 0 | 131.6021 | 0 | 0 | 0 | 0 | 0 | 0 | 0 | 0 | 0 | 0 | 0 | 0 | 0 | 0 | 0 | 0 | 0 | 0 | 0 | 6.9612 | 0 | 0 | 0 | 0 | 0 | 0 | 0 | 0 | 0 | 138.5633 | 0 | 0 | 0 | 0 | 0
92 | Purchase a spare transformer for WOTS | Replacement - Major Station | Major Station | TRUE | Secondary | Network | Labour - Internal | 10% | 0 | 0 | 0.052218 | 0.6386 | 8.461 | 14.4522 | 9.1969 | 0 | 0 | 0 | 0 | 0 | 0 | 0.00030286 | 0.0023367 | 0.083534 | 0.21852 | 0.18581 | 0 | 0 | 0 | 0 | 0 | 0 | 0.0025035 | 0.043495 | 0.51991 | 0.7052 | 0.48845 | 0 | 0 | 0 | 0 | 0 | 0 | 0.055024 | 0.68443 | 9.0644 | 15.3759 | 9.8711 | 0 | 0 | 0 | 0 | 0 | 0% | 0% | 0% | 0% | 100% | 0% | 0% | 0% | 0% | 0% | 100% | [10 empty] | 0 | 0 | 0 | 0 | 32.9005 | 0 | 0 | 0 | 0 | 0 | 0 | 0 | 0 | 0 | 0.49137 | 0 | 0 | 0 | 0 | 0 | 0 | 0 | 0 | 0 | 1.7658 | 0 | 0 | 0 | 0 | 0 | 0 | 0 | 0 | 0 | 35.1577 | 0 | 0 | 0 | 0 | 0
93 | Purchase a spare transformer for WOTS | Replacement - Major Station | Major Station | TRUE | Secondary | Network | Labour - External | 50% | 0 | 0 | 0.26109 | 3.193 | 42.3048 | 72.261 | 45.9843 | 0 | 0 | 0 | 0 | 0 | 0 | 0.0015143 | -0.0083932 | -0.061688 | 0.18114 | 0.37425 | 0 | 0 | 0 | 0 | 0 | 0 | 0.012517 | 0.21611 | 2.5704 | 3.4822 | 2.4134 | 0 | 0 | 0 | 0 | 0 | 0 | 0.27512 | 3.4007 | 44.8135 | 75.9244 | 48.7719 | 0 | 0 | 0 | 0 | 0 | 0% | 0% | 0% | 0% | 100% | 0% | 0% | 0% | 0% | 0% | 100% | [10 empty] | 0 | 0 | 0 | 0 | 164.5027 | 0 | 0 | 0 | 0 | 0 | 0 | 0 | 0 | 0 | 0.48607 | 0 | 0 | 0 | 0 | 0 | 0 | 0 | 0 | 0 | 8.7254 | 0 | 0 | 0 | 0 | 0 | 0 | 0 | 0 | 0 | 173.7141 | 0 | 0 | 0 | 0 | 0
94 | Purchase a spare transformer for WOTS | Replacement - Major Station | Major Station | TRUE | Switchgear | Network | Materials | 40% | 0 | 0 | 1.1339 | 13.8675 | 183.7336 | 313.8362 | 199.7139 | 0 | 0 | 0 | 0 | 0 | 0 | 0 | 0 | 0 | 0 | 0 | 0 | 0 | 0 | 0 | 0 | 0 | 0.05405 | 0.94106 | 11.1797 | 15.0857 | 10.3969 | 0 | 0 | 0 | 0 | 0 | 0 | 1.188 | 14.8086 | 194.9134 | 328.9219 | 210.1108 | 0 | 0 | 0 | 0 | 0 | 0% | 0% | 0% | 0% | 100% | 0% | 0% | 0% | 0% | 0% | 100% | [10 empty] | 0 | 0 | 0 | 0 | 714.45 | 0 | 0 | 0 | 0 | 0 | 0 | 0 | 0 | 0 | 0 | 0 | 0 | 0 | 0 | 0 | 0 | 0 | 0 | 0 | 37.7913 | 0 | 0 | 0 | 0 | 0 | 0 | 0 | 0 | 0 | 752.2413 | 0 | 0 | 0 | 0 | 0
95 | Purchase a spare transformer for WOTS | Replacement - Major Station | Major Station | TRUE | Switchgear | Network | Labour - Internal | 10% | 0 | 0 | 0.28348 | 3.4669 | 45.9334 | 78.459 | 49.9285 | 0 | 0 | 0 | 0 | 0 | 0 | 0.0016442 | 0.012685 | 0.4535 | 1.1863 | 1.0088 | 0 | 0 | 0 | 0 | 0 | 0 | 0.013591 | 0.23613 | 2.8225 | 3.8285 | 2.6517 | 0 | 0 | 0 | 0 | 0 | 0 | 0.29872 | 3.7157 | 49.2094 | 83.4738 | 53.589 | 0 | 0 | 0 | 0 | 0 | 0% | 0% | 0% | 0% | 100% | 0% | 0% | 0% | 0% | 0% | 100% | [10 empty] | 0 | 0 | 0 | 0 | 178.6125 | 0 | 0 | 0 | 0 | 0 | 0 | 0 | 0 | 0 | 2.6676 | 0 | 0 | 0 | 0 | 0 | 0 | 0 | 0 | 0 | 9.5862 | 0 | 0 | 0 | 0 | 0 | 0 | 0 | 0 | 0 | 190.8662 | 0 | 0 | 0 | 0 | 0
96 | Purchase a spare transformer for WOTS | Replacement - Major Station | Major Station | TRUE | Switchgear | Network | Labour - External | 50% | 0 | 0 | 1.4174 | 17.3344 | 229.6671 | 392.2952 | 249.6424 | 0 | 0 | 0 | 0 | 0 | 0 | 0.008221 | -0.045566 | -0.3349 | 0.98338 | 2.0317 | 0 | 0 | 0 | 0 | 0 | 0 | 0.067955 | 1.1732 | 13.9543 | 18.9044 | 13.1019 | 0 | 0 | 0 | 0 | 0 | 0 | 1.4936 | 18.4621 | 243.2864 | 412.183 | 264.7761 | 0 | 0 | 0 | 0 | 0 | 0% | 0% | 0% | 0% | 100% | 0% | 0% | 0% | 0% | 0% | 100% | [10 empty] | 0 | 0 | 0 | 0 | 893.0625 | 0 | 0 | 0 | 0 | 0 | 0 | 0 | 0 | 0 | 2.6388 | 0 | 0 | 0 | 0 | 0 | 0 | 0 | 0 | 0 | 47.3688 | 0 | 0 | 0 | 0 | 0 | 0 | 0 | 0 | 0 | 943.0701 | 0 | 0 | 0 | 0 | 0
97 | Purchase a spare transformer for WOTS | Replacement - Major Station | Major Station | TRUE | Transformers | Network | Materials | 40% | 0 | 0 | 1.2132 | 14.8371 | 196.5805 | 335.7799 | 213.6781 | 0 | 0 | 0 | 0 | 0 | 0 | 0 | 0 | 0 | 0 | 0 | 0 | 0 | 0 | 0 | 0 | 0 | 0.05783 | 1.0069 | 11.9614 | 16.1405 | 11.1239 | 0 | 0 | 0 | 0 | 0 | 0 | 1.2711 | 15.844 | 208.5419 | 351.9204 | 224.802 | 0 | 0 | 0 | 0 | 0 | 0% | 0% | 0% | 0% | 100% | 0% | 0% | 0% | 0% | 0% | 100% | [10 empty] | 0 | 0 | 0 | 0 | 764.405 | 0 | 0 | 0 | 0 | 0 | 0 | 0 | 0 | 0 | 0 | 0 | 0 | 0 | 0 | 0 | 0 | 0 | 0 | 0 | 40.4337 | 0 | 0 | 0 | 0 | 0 | 0 | 0 | 0 | 0 | 804.8387 | 0 | 0 | 0 | 0 | 0
98 | Purchase a spare transformer for WOTS | Replacement - Major Station | Major Station | TRUE | Transformers | Network | Labour - Internal | 10% | 0 | 0 | 0.30331 | 3.7093 | 49.1451 | 83.945 | 53.4195 | 0 | 0 | 0 | 0 | 0 | 0 | 0.0017592 | 0.013572 | 0.4852 | 1.2693 | 1.0793 | 0 | 0 | 0 | 0 | 0 | 0 | 0.014541 | 0.25264 | 3.0199 | 4.0961 | 2.8372 | 0 | 0 | 0 | 0 | 0 | 0 | 0.31961 | 3.9755 | 52.6502 | 89.3104 | 57.336 | 0 | 0 | 0 | 0 | 0 | 0% | 0% | 0% | 0% | 100% | 0% | 0% | 0% | 0% | 0% | 100% | [10 empty] | 0 | 0 | 0 | 0 | 191.1013 | 0 | 0 | 0 | 0 | 0 | 0 | 0 | 0 | 0 | 2.8541 | 0 | 0 | 0 | 0 | 0 | 0 | 0 | 0 | 0 | 10.2565 | 0 | 0 | 0 | 0 | 0 | 0 | 0 | 0 | 0 | 204.2118 | 0 | 0 | 0 | 0 | 0
99 | Purchase a spare transformer for WOTS | Replacement - Major Station | Major Station | TRUE | Transformers | Network | Labour - External | 50% | 0 | 0 | 1.5165 | 18.5464 | 245.7256 | 419.7249 | 267.0976 | 0 | 0 | 0 | 0 | 0 | 0 | 0.0087959 | -0.048752 | -0.35831 | 1.0521 | 2.1738 | 0 | 0 | 0 | 0 | 0 | 0 | 0.072706 | 1.2553 | 14.93 | 20.2262 | 14.018 | 0 | 0 | 0 | 0 | 0 | 0 | 1.598 | 19.753 | 260.2972 | 441.0032 | 283.2894 | 0 | 0 | 0 | 0 | 0 | 0% | 0% | 0% | 0% | 100% | 0% | 0% | 0% | 0% | 0% | 100% | [10 empty] | 0 | 0 | 0 | 0 | 955.5063 | 0 | 0 | 0 | 0 | 0 | 0 | 0 | 0 | 0 | 2.8233 | 0 | 0 | 0 | 0 | 0 | 0 | 0 | 0 | 0 | 50.6809 | 0 | 0 | 0 | 0 | 0 | 0 | 0 | 0 | 0 | 1009.0105 | 0 | 0 | 0 | 0 | 0
100 | Purchase a spare transformer for WOTS | Replacement - Major Station | Major Station | TRUE | Towers and Conductor | Network | Materials | 40% | 0 | 0 | 0.079762 | 0.97546 | 12.924 | 22.0756 | 14.0481 | 0 | 0 | 0 | 0 | 0 | 0 | 0 | 0 | 0 | 0 | 0 | 0 | 0 | 0 | 0 | 0 | 0 | 0.003802 | 0.066195 | 0.78639 | 1.0611 | 0.73133 | 0 | 0 | 0 | 0 | 0 | 0 | 0.083564 | 1.0417 | 13.7104 | 23.1367 | 14.7794 | 0 | 0 | 0 | 0 | 0 | 0% | 0% | 0% | 0% | 100% | 0% | 0% | 0% | 0% | 0% | 100% | [10 empty] | 0 | 0 | 0 | 0 | 50.2552 | 0 | 0 | 0 | 0 | 0 | 0 | 0 | 0 | 0 | 0 | 0 | 0 | 0 | 0 | 0 | 0 | 0 | 0 | 0 | 2.6583 | 0 | 0 | 0 | 0 | 0 | 0 | 0 | 0 | 0 | 52.9134 | 0 | 0 | 0 | 0 | 0
101 | Purchase a spare transformer for WOTS | Replacement - Major Station | Major Station | TRUE | Towers and Conductor | Network | Labour - Internal | 10% | 0 | 0 | 0.019941 | 0.24386 | 3.231 | 5.5189 | 3.512 | 0 | 0 | 0 | 0 | 0 | 0 | 0.00011566 | 0.00089231 | 0.031899 | 0.083446 | 0.070957 | 0 | 0 | 0 | 0 | 0 | 0 | 0.000956 | 0.016609 | 0.19854 | 0.2693 | 0.18653 | 0 | 0 | 0 | 0 | 0 | 0 | 0.021012 | 0.26137 | 3.4614 | 5.8716 | 3.7695 | 0 | 0 | 0 | 0 | 0 | 0% | 0% | 0% | 0% | 100% | 0% | 0% | 0% | 0% | 0% | 100% | [10 empty] | 0 | 0 | 0 | 0 | 12.5638 | 0 | 0 | 0 | 0 | 0 | 0 | 0 | 0 | 0 | 0.18764 | 0 | 0 | 0 | 0 | 0 | 0 | 0 | 0 | 0 | 0.6743 | 0 | 0 | 0 | 0 | 0 | 0 | 0 | 0 | 0 | 13.4257 | 0 | 0 | 0 | 0 | 0
102 | Purchase a spare transformer for WOTS | Replacement - Major Station | Major Station | TRUE | Towers and Conductor | Network | Labour - External | 50% | 0 | 0 | 0.099703 | 1.2193 | 16.155 | 27.5945 | 17.5601 | 0 | 0 | 0 | 0 | 0 | 0 | 0.00057828 | -0.0032051 | -0.023557 | 0.069172 | 0.14291 | 0 | 0 | 0 | 0 | 0 | 0 | 0.00478 | 0.082527 | 0.98156 | 1.3298 | 0.9216 | 0 | 0 | 0 | 0 | 0 | 0 | 0.10506 | 1.2986 | 17.113 | 28.9934 | 18.6246 | 0 | 0 | 0 | 0 | 0 | 0% | 0% | 0% | 0% | 100% | 0% | 0% | 0% | 0% | 0% | 100% | [10 empty] | 0 | 0 | 0 | 0 | 62.8189 | 0 | 0 | 0 | 0 | 0 | 0 | 0 | 0 | 0 | 0.18562 | 0 | 0 | 0 | 0 | 0 | 0 | 0 | 0 | 0 | 3.332 | 0 | 0 | 0 | 0 | 0 | 0 | 0 | 0 | 0 | 66.3365 | 0 | 0 | 0 | 0 | 0
103 | Purchase a spare transformer for WOTS | Replacement - Major Station | Major Station | TRUE | Establishment | Network | Materials | 40% | 0 | 0 | 0.58143 | 7.1106 | 94.2097 | 160.92 | 102.4037 | 0 | 0 | 0 | 0 | 0 | 0 | 0 | 0 | 0 | 0 | 0 | 0 | 0 | 0 | 0 | 0 | 0 | 0.027714 | 0.48253 | 5.7324 | 7.7352 | 5.331 | 0 | 0 | 0 | 0 | 0 | 0 | 0.60914 | 7.5931 | 99.9422 | 168.6552 | 107.7347 | 0 | 0 | 0 | 0 | 0 | 0% | 0% | 0% | 0% | 100% | 0% | 0% | 0% | 0% | 0% | 100% | [10 empty] | 0 | 0 | 0 | 0 | 366.3354 | 0 | 0 | 0 | 0 | 0 | 0 | 0 | 0 | 0 | 0 | 0 | 0 | 0 | 0 | 0 | 0 | 0 | 0 | 0 | 19.3775 | 0 | 0 | 0 | 0 | 0 | 0 | 0 | 0 | 0 | 385.713 | 0 | 0 | 0 | 0 | 0
104 | Purchase a spare transformer for WOTS | Replacement - Major Station | Major Station | TRUE | Establishment | Network | Labour - Internal | 10% | 0 | 0 | 0.14536 | 1.7776 | 23.5524 | 40.23 | 25.6009 | 0 | 0 | 0 | 0 | 0 | 0 | 0.00084307 | 0.0065045 | 0.23253 | 0.60828 | 0.51724 | 0 | 0 | 0 | 0 | 0 | 0 | 0.0069688 | 0.12107 | 1.4473 | 1.963 | 1.3597 | 0 | 0 | 0 | 0 | 0 | 0 | 0.15317 | 1.9052 | 25.2322 | 42.8013 | 27.4778 | 0 | 0 | 0 | 0 | 0 | 0% | 0% | 0% | 0% | 100% | 0% | 0% | 0% | 0% | 0% | 100% | [10 empty] | 0 | 0 | 0 | 0 | 91.5839 | 0 | 0 | 0 | 0 | 0 | 0 | 0 | 0 | 0 | 1.3678 | 0 | 0 | 0 | 0 | 0 | 0 | 0 | 0 | 0 | 4.9153 | 0 | 0 | 0 | 0 | 0 | 0 | 0 | 0 | 0 | 97.867 | 0 | 0 | 0 | 0 | 0
105 | Purchase a spare transformer for WOTS | Replacement - Major Station | Major Station | TRUE | Establishment | Network | Labour - External | 50% | 0 | 0 | 0.72678 | 8.8882 | 117.7622 | 201.15 | 128.0046 | 0 | 0 | 0 | 0 | 0 | 0 | 0.0042154 | -0.023364 | -0.17172 | 0.50423 | 1.0418 | 0 | 0 | 0 | 0 | 0 | 0 | 0.034844 | 0.60158 | 7.1551 | 9.6933 | 6.718 | 0 | 0 | 0 | 0 | 0 | 0 | 0.76584 | 9.4665 | 124.7455 | 211.3475 | 135.7644 | 0 | 0 | 0 | 0 | 0 | 0% | 0% | 0% | 0% | 100% | 0% | 0% | 0% | 0% | 0% | 100% | [10 empty] | 0 | 0 | 0 | 0 | 457.9193 | 0 | 0 | 0 | 0 | 0 | 0 | 0 | 0 | 0 | 1.3531 | 0 | 0 | 0 | 0 | 0 | 0 | 0 | 0 | 0 | 24.2884 | 0 | 0 | 0 | 0 | 0 | 0 | 0 | 0 | 0 | 483.5608 | 0 | 0 | 0 | 0 | 0
106 | TSTS Transformer and 66kV Circuit Breaker Replacement | Replacement - Major Station | Major Station | TRUE | Secondary | Network | Materials | 40% | 0 | 0.091675 | 0.52467 | 0 | 40.5254 | 531.7003 | 899.7857 | 572.604 | 0 | 0 | 0 | 0 | 0 | 0 | 0 | 0 | 0 | 0 | 0 | 0 | 0 | 0 | 0 | 0 | 0.025009 | 0 | 2.4659 | 25.5582 | 46.842 | 29.9503 | 0 | 0 | 0 | 0 | 0.091675 | 0.54968 | 0 | 42.9913 | 557.2585 | 946.6277 | 602.5543 | 0 | 0 | 0 | 0 | 0% | 0% | 0% | 0% | 72% | 28% | 0% | 0% | 0% | 0% | 100% | [10 empty] | 0 | 0 | 0 | 0 | 1472.8566 | 572.7776 | 0 | 0 | 0 | 0 | 0 | 0 | 0 | 0 | 0 | 0 | 0 | 0 | 0 | 0 | 0 | 0 | 0 | 0 | 74.9152 | 29.9503 | 0 | 0 | 0 | 0 | 0 | 0 | 0 | 0 | 1547.7718 | 602.7279 | 0 | 0 | 0 | 0
107 | TSTS Transformer and 66kV Circuit Breaker Replacement | Replacement - Major Station | Major Station | TRUE | Secondary | Network | Labour - Internal | 10% | 0 | 0.022919 | 0.13117 | 0 | 10.1314 | 132.9251 | 224.9464 | 143.151 | 0 | 0 | 0 | 0 | 0 | 0.00076077 | 0 | 0.10003 | 2.0098 | 4.5448 | 4.031 | 0 | 0 | 0 | 0 | 0 | 0.0062885 | 0 | 0.62255 | 6.4862 | 11.9471 | 7.6984 | 0 | 0 | 0 | 0 | 0.022919 | 0.13822 | 0 | 10.8539 | 141.4211 | 241.4384 | 154.8804 | 0 | 0 | 0 | 0 | 0% | 0% | 0% | 0% | 72% | 28% | 0% | 0% | 0% | 0% | 100% | [10 empty] | 0 | 0 | 0 | 0 | 368.2142 | 143.1944 | 0 | 0 | 0 | 0 | 0 | 0 | 0 | 0 | 6.6564 | 4.031 | 0 | 0 | 0 | 0 | 0 | 0 | 0 | 0 | 19.0682 | 7.6984 | 0 | 0 | 0 | 0 | 0 | 0 | 0 | 0 | 393.9388 | 154.9238 | 0 | 0 | 0 | 0
108 | TSTS Transformer and 66kV Circuit Breaker Replacement | Replacement - Major Station | Major Station | TRUE | Secondary | Network | Labour - External | 50% | 0 | 0.11459 | 0.65584 | 0 | 50.6568 | 664.6254 | 1124.7322 | 715.755 | 0 | 0 | 0 | 0 | 0 | 0.0038039 | 0 | -0.073867 | 1.666 | 9.1537 | 13.3258 | 0 | 0 | 0 | 0 | 0 | 0.031443 | 0 | 3.0778 | 32.0278 | 59.029 | 38.1349 | 0 | 0 | 0 | 0 | 0.11459 | 0.69109 | 0 | 53.6608 | 698.3192 | 1192.9149 | 767.2157 | 0 | 0 | 0 | 0 | 0% | 0% | 0% | 0% | 72% | 28% | 0% | 0% | 0% | 0% | 100% | [10 empty] | 0 | 0 | 0 | 0 | 1841.0708 | 715.972 | 0 | 0 | 0 | 0 | 0 | 0 | 0 | 0 | 10.7492 | 13.3258 | 0 | 0 | 0 | 0 | 0 | 0 | 0 | 0 | 94.1963 | 38.1349 | 0 | 0 | 0 | 0 | 0 | 0 | 0 | 0 | 1946.0163 | 767.4327 | 0 | 0 | 0 | 0
109 | TSTS Transformer and 66kV Circuit Breaker Replacement | Replacement - Major Station | Major Station | TRUE | Switchgear | Network | Materials | 40% | 0 | 0.28739 | 1.6448 | 0 | 127.044 | 1666.8376 | 2820.7557 | 1795.0675 | 0 | 0 | 0 | 0 | 0 | 0 | 0 | 0 | 0 | 0 | 0 | 0 | 0 | 0 | 0 | 0 | 0.078401 | 0 | 7.7303 | 80.1228 | 146.8459 | 93.8918 | 0 | 0 | 0 | 0 | 0.28739 | 1.7232 | 0 | 134.7743 | 1746.9604 | 2967.6016 | 1888.9593 | 0 | 0 | 0 | 0 | 0% | 0% | 0% | 0% | 72% | 28% | 0% | 0% | 0% | 0% | 100% | [10 empty] | 0 | 0 | 0 | 0 | 4617.2868 | 1795.6115 | 0 | 0 | 0 | 0 | 0 | 0 | 0 | 0 | 0 | 0 | 0 | 0 | 0 | 0 | 0 | 0 | 0 | 0 | 234.8531 | 93.8918 | 0 | 0 | 0 | 0 | 0 | 0 | 0 | 0 | 4852.1399 | 1889.5033 | 0 | 0 | 0 | 0
110 | TSTS Transformer and 66kV Circuit Breaker Replacement | Replacement - Major Station | Major Station | TRUE | Switchgear | Network | Labour - Internal | 10% | 0 | 0.071848 | 0.4112 | 0 | 31.761 | 416.7094 | 705.1889 | 448.7669 | 0 | 0 | 0 | 0 | 0 | 0.002385 | 0 | 0.31357 | 6.3007 | 14.2477 | 12.6368 | 0 | 0 | 0 | 0 | 0 | 0.019714 | 0 | 1.9517 | 20.3336 | 37.4532 | 24.1339 | 0 | 0 | 0 | 0 | 0.071848 | 0.4333 | 0 | 34.0262 | 443.3437 | 756.8898 | 485.5376 | 0 | 0 | 0 | 0 | 0% | 0% | 0% | 0% | 72% | 28% | 0% | 0% | 0% | 0% | 100% | [10 empty] | 0 | 0 | 0 | 0 | 1154.3217 | 448.9029 | 0 | 0 | 0 | 0 | 0 | 0 | 0 | 0 | 20.8674 | 12.6368 | 0 | 0 | 0 | 0 | 0 | 0 | 0 | 0 | 59.7772 | 24.1339 | 0 | 0 | 0 | 0 | 0 | 0 | 0 | 0 | 1234.9663 | 485.6736 | 0 | 0 | 0 | 0
111 | TSTS Transformer and 66kV Circuit Breaker Replacement | Replacement - Major Station | Major Station | TRUE | Switchgear | Network | Labour - External | 50% | 0 | 0.35924 | 2.056 | 0 | 158.805 | 2083.547 | 3525.9447 | 2243.8343 | 0 | 0 | 0 | 0 | 0 | 0.011925 | 0 | -0.23157 | 5.2229 | 28.6962 | 41.7753 | 0 | 0 | 0 | 0 | 0 | 0.09857 | 0 | 9.6488 | 100.4045 | 185.0512 | 119.5498 | 0 | 0 | 0 | 0 | 0.35924 | 2.1665 | 0 | 168.2222 | 2189.1744 | 3739.6921 | 2405.1594 | 0 | 0 | 0 | 0 | 0% | 0% | 0% | 0% | 72% | 28% | 0% | 0% | 0% | 0% | 100% | [10 empty] | 0 | 0 | 0 | 0 | 5771.6085 | 2244.5144 | 0 | 0 | 0 | 0 | 0 | 0 | 0 | 0 | 33.6978 | 41.7753 | 0 | 0 | 0 | 0 | 0 | 0 | 0 | 0 | 295.2977 | 119.5498 | 0 | 0 | 0 | 0 | 0 | 0 | 0 | 0 | 6100.604 | 2405.8395 | 0 | 0 | 0 | 0
112 | TSTS Transformer and 66kV Circuit Breaker Replacement | Replacement - Major Station | Major Station | TRUE | Transformers | Network | Materials | 40% | 0 | 0.23075 | 1.3206 | 0 | 102.0033 | 1338.2992 | 2264.7767 | 1441.2546 | 0 | 0 | 0 | 0 | 0 | 0 | 0 | 0 | 0 | 0 | 0 | 0 | 0 | 0 | 0 | 0 | 0.062948 | 0 | 6.2066 | 64.3303 | 117.9021 | 75.3855 | 0 | 0 | 0 | 0 | 0.23075 | 1.3836 | 0 | 108.2099 | 1402.6295 | 2382.6789 | 1516.64 | 0 | 0 | 0 | 0 | 0% | 0% | 0% | 0% | 72% | 28% | 0% | 0% | 0% | 0% | 100% | [10 empty] | 0 | 0 | 0 | 0 | 3707.2064 | 1441.6914 | 0 | 0 | 0 | 0 | 0 | 0 | 0 | 0 | 0 | 0 | 0 | 0 | 0 | 0 | 0 | 0 | 0 | 0 | 188.5629 | 75.3855 | 0 | 0 | 0 | 0 | 0 | 0 | 0 | 0 | 3895.7693 | 1517.0768 | 0 | 0 | 0 | 0
113 | TSTS Transformer and 66kV Circuit Breaker Replacement | Replacement - Major Station | Major Station | TRUE | Transformers | Network | Labour - Internal | 10% | 0 | 0.057687 | 0.33015 | 0 | 25.5008 | 334.5748 | 566.1942 | 360.3136 | 0 | 0 | 0 | 0 | 0 | 0.0019149 | 0 | 0.25177 | 5.0588 | 11.4394 | 10.1461 | 0 | 0 | 0 | 0 | 0 | 0.015828 | 0 | 1.567 | 16.3258 | 30.0711 | 19.3771 | 0 | 0 | 0 | 0 | 0.057687 | 0.34789 | 0 | 27.3196 | 355.9594 | 607.7047 | 389.8368 | 0 | 0 | 0 | 0 | 0% | 0% | 0% | 0% | 72% | 28% | 0% | 0% | 0% | 0% | 100% | [10 empty] | 0 | 0 | 0 | 0 | 926.8016 | 360.4228 | 0 | 0 | 0 | 0 | 0 | 0 | 0 | 0 | 16.7544 | 10.1461 | 0 | 0 | 0 | 0 | 0 | 0 | 0 | 0 | 47.995 | 19.3771 | 0 | 0 | 0 | 0 | 0 | 0 | 0 | 0 | 991.5509 | 389.946 | 0 | 0 | 0 | 0
114 | TSTS Transformer and 66kV Circuit Breaker Replacement | Replacement - Major Station | Major Station | TRUE | Transformers | Network | Labour - External | 50% | 0 | 0.28843 | 1.6508 | 0 | 127.5041 | 1672.8739 | 2830.9709 | 1801.5682 | 0 | 0 | 0 | 0 | 0 | 0.0095744 | 0 | -0.18592 | 4.1934 | 23.0401 | 33.5412 | 0 | 0 | 0 | 0 | 0 | 0.079142 | 0 | 7.747 | 80.6145 | 148.5771 | 95.9862 | 0 | 0 | 0 | 0 | 0.28843 | 1.7395 | 0 | 135.0652 | 1757.6819 | 3002.5881 | 1931.0956 | 0 | 0 | 0 | 0 | 0% | 0% | 0% | 0% | 72% | 28% | 0% | 0% | 0% | 0% | 100% | [10 empty] | 0 | 0 | 0 | 0 | 4634.008 | 1802.1142 | 0 | 0 | 0 | 0 | 0 | 0 | 0 | 0 | 27.0559 | 33.5412 | 0 | 0 | 0 | 0 | 0 | 0 | 0 | 0 | 237.0937 | 95.9862 | 0 | 0 | 0 | 0 | 0 | 0 | 0 | 0 | 4898.1576 | 1931.6417 | 0 | 0 | 0 | 0
115 | TSTS Transformer and 66kV Circuit Breaker Replacement | Replacement - Major Station | Major Station | TRUE | Towers and Conductor | Network | Materials | 40% | 0 | 0.0099421 | 0.0569 | 0 | 4.3949 | 57.6623 | 97.5808 | 62.0983 | 0 | 0 | 0 | 0 | 0 | 0 | 0 | 0 | 0 | 0 | 0 | 0 | 0 | 0 | 0 | 0 | 0.0027122 | 0 | 0.26742 | 2.7718 | 5.08 | 3.2481 | 0 | 0 | 0 | 0 | 0.0099421 | 0.059612 | 0 | 4.6624 | 60.4341 | 102.6607 | 65.3464 | 0 | 0 | 0 | 0 | 0% | 0% | 0% | 0% | 72% | 28% | 0% | 0% | 0% | 0% | 100% | [10 empty] | 0 | 0 | 0 | 0 | 159.7297 | 62.1171 | 0 | 0 | 0 | 0 | 0 | 0 | 0 | 0 | 0 | 0 | 0 | 0 | 0 | 0 | 0 | 0 | 0 | 0 | 8.1245 | 3.2481 | 0 | 0 | 0 | 0 | 0 | 0 | 0 | 0 | 167.8541 | 65.3652 | 0 | 0 | 0 | 0
116 | TSTS Transformer and 66kV Circuit Breaker Replacement | Replacement - Major Station | Major Station | TRUE | Towers and Conductor | Network | Labour - Internal | 10% | 0 | 0.0024855 | 0.014225 | 0 | 1.0987 | 14.4156 | 24.3952 | 15.5246 | 0 | 0 | 0 | 0 | 0 | 8.2505e-05 | 0 | 0.010848 | 0.21797 | 0.49288 | 0.43716 | 0 | 0 | 0 | 0 | 0 | 0.00068198 | 0 | 0.067515 | 0.70342 | 1.2956 | 0.83489 | 0 | 0 | 0 | 0 | 0.0024855 | 0.014989 | 0 | 1.1771 | 15.337 | 26.1837 | 16.7966 | 0 | 0 | 0 | 0 | 0% | 0% | 0% | 0% | 72% | 28% | 0% | 0% | 0% | 0% | 100% | [10 empty] | 0 | 0 | 0 | 0 | 39.9324 | 15.5293 | 0 | 0 | 0 | 0 | 0 | 0 | 0 | 0 | 0.72188 | 0.43716 | 0 | 0 | 0 | 0 | 0 | 0 | 0 | 0 | 2.0679 | 0.83489 | 0 | 0 | 0 | 0 | 0 | 0 | 0 | 0 | 42.7222 | 16.8013 | 0 | 0 | 0 | 0
117 | TSTS Transformer and 66kV Circuit Breaker Replacement | Replacement - Major Station | Major Station | TRUE | Towers and Conductor | Network | Labour - External | 50% | 0 | 0.012428 | 0.071125 | 0 | 5.4937 | 72.0779 | 121.976 | 77.6228 | 0 | 0 | 0 | 0 | 0 | 0.00041252 | 0 | -0.0080108 | 0.18068 | 0.99271 | 1.4452 | 0 | 0 | 0 | 0 | 0 | 0.0034099 | 0 | 0.33379 | 3.4734 | 6.4016 | 4.1357 | 0 | 0 | 0 | 0 | 0.012428 | 0.074947 | 0 | 5.8195 | 75.7319 | 129.3703 | 83.2037 | 0 | 0 | 0 | 0 | 0% | 0% | 0% | 0% | 72% | 28% | 0% | 0% | 0% | 0% | 100% | [10 empty] | 0 | 0 | 0 | 0 | 199.6621 | 77.6464 | 0 | 0 | 0 | 0 | 0 | 0 | 0 | 0 | 1.1657 | 1.4452 | 0 | 0 | 0 | 0 | 0 | 0 | 0 | 0 | 10.2155 | 4.1357 | 0 | 0 | 0 | 0 | 0 | 0 | 0 | 0 | 211.0433 | 83.2272 | 0 | 0 | 0 | 0
118 | TSTS Transformer and 66kV Circuit Breaker Replacement | Replacement - Major Station | Major Station | TRUE | Establishment | Network | Materials | 40% | 0 | 0.079679 | 0.45602 | 0 | 35.2226 | 462.1256 | 782.0458 | 497.6769 | 0 | 0 | 0 | 0 | 0 | 0 | 0 | 0 | 0 | 0 | 0 | 0 | 0 | 0 | 0 | 0 | 0.021737 | 0 | 2.1432 | 22.2138 | 40.7126 | 26.0312 | 0 | 0 | 0 | 0 | 0.079679 | 0.47775 | 0 | 37.3658 | 484.3394 | 822.7584 | 523.7081 | 0 | 0 | 0 | 0 | 0% | 0% | 0% | 0% | 72% | 28% | 0% | 0% | 0% | 0% | 100% | [10 empty] | 0 | 0 | 0 | 0 | 1280.1285 | 497.8278 | 0 | 0 | 0 | 0 | 0 | 0 | 0 | 0 | 0 | 0 | 0 | 0 | 0 | 0 | 0 | 0 | 0 | 0 | 65.1123 | 26.0312 | 0 | 0 | 0 | 0 | 0 | 0 | 0 | 0 | 1345.2408 | 523.859 | 0 | 0 | 0 | 0
119 | TSTS Transformer and 66kV Circuit Breaker Replacement | Replacement - Major Station | Major Station | TRUE | Establishment | Network | Labour - Internal | 10% | 0 | 0.01992 | 0.114 | 0 | 8.8056 | 115.5314 | 195.5115 | 124.4192 | 0 | 0 | 0 | 0 | 0 | 0.00066122 | 0 | 0.086937 | 1.7468 | 3.9501 | 3.5035 | 0 | 0 | 0 | 0 | 0 | 0.0054657 | 0 | 0.54109 | 5.6374 | 10.3838 | 6.6911 | 0 | 0 | 0 | 0 | 0.01992 | 0.12013 | 0 | 9.4337 | 122.9157 | 209.8454 | 134.6138 | 0 | 0 | 0 | 0 | 0% | 0% | 0% | 0% | 72% | 28% | 0% | 0% | 0% | 0% | 100% | [10 empty] | 0 | 0 | 0 | 0 | 320.0321 | 124.4569 | 0 | 0 | 0 | 0 | 0 | 0 | 0 | 0 | 5.7854 | 3.5035 | 0 | 0 | 0 | 0 | 0 | 0 | 0 | 0 | 16.5731 | 6.6911 | 0 | 0 | 0 | 0 | 0 | 0 | 0 | 0 | 342.3906 | 134.6515 | 0 | 0 | 0 | 0
120 | TSTS Transformer and 66kV Circuit Breaker Replacement | Replacement - Major Station | Major Station | TRUE | Establishment | Network | Labour - External | 50% | 0 | 0.099599 | 0.57002 | 0 | 44.0282 | 577.657 | 977.5573 | 622.0962 | 0 | 0 | 0 | 0 | 0 | 0.0033061 | 0 | -0.064201 | 1.448 | 7.9559 | 11.5821 | 0 | 0 | 0 | 0 | 0 | 0.027328 | 0 | 2.6751 | 27.8368 | 51.3049 | 33.1448 | 0 | 0 | 0 | 0 | 0.099599 | 0.60065 | 0 | 46.6391 | 606.9419 | 1036.8181 | 666.823 | 0 | 0 | 0 | 0 | 0% | 0% | 0% | 0% | 72% | 28% | 0% | 0% | 0% | 0% | 100% | [10 empty] | 0 | 0 | 0 | 0 | 1600.1607 | 622.2847 | 0 | 0 | 0 | 0 | 0 | 0 | 0 | 0 | 9.3426 | 11.5821 | 0 | 0 | 0 | 0 | 0 | 0 | 0 | 0 | 81.8704 | 33.1448 | 0 | 0 | 0 | 0 | 0 | 0 | 0 | 0 | 1691.3737 | 667.0116 | 0 | 0 | 0 | 0
121 | TSTS Transformer and 66kV Circuit Breaker Replacement | Replacement - Major Station | Major Station | TRUE | Communications | Network | Materials | 40% | 0 | 0.0023368 | 0.013374 | 0 | 1.033 | 13.5531 | 22.9357 | 14.5958 | 0 | 0 | 0 | 0 | 0 | 0 | 0 | 0 | 0 | 0 | 0 | 0 | 0 | 0 | 0 | 0 | 0.00063749 | 0 | 0.062855 | 0.65148 | 1.194 | 0.76344 | 0 | 0 | 0 | 0 | 0.0023368 | 0.014011 | 0 | 1.0959 | 14.2046 | 24.1297 | 15.3592 | 0 | 0 | 0 | 0 | 0% | 0% | 0% | 0% | 72% | 28% | 0% | 0% | 0% | 0% | 100% | [10 empty] | 0 | 0 | 0 | 0 | 37.5434 | 14.6002 | 0 | 0 | 0 | 0 | 0 | 0 | 0 | 0 | 0 | 0 | 0 | 0 | 0 | 0 | 0 | 0 | 0 | 0 | 1.9096 | 0.76344 | 0 | 0 | 0 | 0 | 0 | 0 | 0 | 0 | 39.453 | 15.3636 | 0 | 0 | 0 | 0
122 | TSTS Transformer and 66kV Circuit Breaker Replacement | Replacement - Major Station | Major Station | TRUE | Communications | Network | Labour - Internal | 10% | 0 | 0.0005842 | 0.0033435 | 0 | 0.25825 | 3.3883 | 5.7339 | 3.6489 | 0 | 0 | 0 | 0 | 0 | 1.9392e-05 | 0 | 0.0025497 | 0.051231 | 0.11585 | 0.10275 | 0 | 0 | 0 | 0 | 0 | 0.0001603 | 0 | 0.015869 | 0.16533 | 0.30453 | 0.19623 | 0 | 0 | 0 | 0 | 0.0005842 | 0.0035232 | 0 | 0.27667 | 3.6048 | 6.1543 | 3.9479 | 0 | 0 | 0 | 0 | 0% | 0% | 0% | 0% | 72% | 28% | 0% | 0% | 0% | 0% | 100% | [10 empty] | 0 | 0 | 0 | 0 | 9.3858 | 3.6501 | 0 | 0 | 0 | 0 | 0 | 0 | 0 | 0 | 0.16967 | 0.10275 | 0 | 0 | 0 | 0 | 0 | 0 | 0 | 0 | 0.48605 | 0.19623 | 0 | 0 | 0 | 0 | 0 | 0 | 0 | 0 | 10.0416 | 3.949 | 0 | 0 | 0 | 0
123 | TSTS Transformer and 66kV Circuit Breaker Replacement | Replacement - Major Station | Major Station | TRUE | Communications | Network | Labour - External | 50% | 0 | 0.002921 | 0.016717 | 0 | 1.2913 | 16.9414 | 28.6696 | 18.2447 | 0 | 0 | 0 | 0 | 0 | 9.6961e-05 | 0 | -0.0018829 | 0.042468 | 0.23333 | 0.33968 | 0 | 0 | 0 | 0 | 0 | 0.00080148 | 0 | 0.078455 | 0.81639 | 1.5047 | 0.97207 | 0 | 0 | 0 | 0 | 0.002921 | 0.017616 | 0 | 1.3678 | 17.8003 | 30.4076 | 19.5565 | 0 | 0 | 0 | 0 | 0% | 0% | 0% | 0% | 72% | 28% | 0% | 0% | 0% | 0% | 100% | [10 empty] | 0 | 0 | 0 | 0 | 46.9292 | 18.2503 | 0 | 0 | 0 | 0 | 0 | 0 | 0 | 0 | 0.274 | 0.33968 | 0 | 0 | 0 | 0 | 0 | 0 | 0 | 0 | 2.4011 | 0.97207 | 0 | 0 | 0 | 0 | 0 | 0 | 0 | 0 | 49.6043 | 19.562 | 0 | 0 | 0 | 0
124 | GTS 220 kV and 66kV Circuit Breaker Replacement | Replacement - Major Station | Major Station | TRUE | Secondary | Network | Materials | 40% | 0 | 0 | 0 | 0 | 0 | 0 | 0 | 0 | 0 | 0 | 8.5471 | 111.1124 | 0 | 0 | 0 | 0 | 0 | 0 | 0 | 0 | 0 | 0 | 0 | 0 | 0 | 0 | 0 | 0 | 0 | 0 | 0 | 0 | 0.52172 | 6.7823 | 0 | 0 | 0 | 0 | 0 | 0 | 0 | 0 | 0 | 9.0688 | 117.8947 | 0% | 0% | 0% | 0% | 0% | 0% | 0% | 0% | 0% | 100% | 100% | [10 empty] | 0 | 0 | 0 | 0 | 0 | 0 | 0 | 0 | 0 | 119.6595 | 0 | 0 | 0 | 0 | 0 | 0 | 0 | 0 | 0 | 0 | 0 | 0 | 0 | 0 | 0 | 0 | 0 | 0 | 0 | 7.3041 | 0 | 0 | 0 | 0 | 0 | 0 | 0 | 0 | 0 | 126.9635
125 | GTS 220 kV and 66kV Circuit Breaker Replacement | Replacement - Major Station | Major Station | TRUE | Secondary | Network | Labour - Internal | 10% | 0 | 0 | 0 | 0 | 0 | 0 | 0 | 0 | 0 | 0 | 2.1368 | 27.7781 | 0 | 0 | 0 | 0 | 0 | 0 | 0 | 0 | 0 | 0.13353 | 2.0607 | 0 | 0 | 0 | 0 | 0 | 0 | 0 | 0 | 0 | 0.13858 | 1.8214 | 0 | 0 | 0 | 0 | 0 | 0 | 0 | 0 | 0 | 2.4089 | 31.6602 | 0% | 0% | 0% | 0% | 0% | 0% | 0% | 0% | 0% | 100% | 100% | [10 empty] | 0 | 0 | 0 | 0 | 0 | 0 | 0 | 0 | 0 | 29.9149 | 0 | 0 | 0 | 0 | 0 | 0 | 0 | 0 | 0 | 2.1943 | 0 | 0 | 0 | 0 | 0 | 0 | 0 | 0 | 0 | 1.96 | 0 | 0 | 0 | 0 | 0 | 0 | 0 | 0 | 0 | 34.0691
126 | GTS 220 kV and 66kV Circuit Breaker Replacement | Replacement - Major Station | Major Station | TRUE | Secondary | Network | Labour - External | 50% | 0 | 0 | 0 | 0 | 0 | 0 | 0 | 0 | 0 | 0 | 10.6839 | 138.8905 | 0 | 0 | 0 | 0 | 0 | 0 | 0 | 0 | 0 | 0.61059 | 9.7663 | 0 | 0 | 0 | 0 | 0 | 0 | 0 | 0 | 0 | 0.68942 | 9.0741 | 0 | 0 | 0 | 0 | 0 | 0 | 0 | 0 | 0 | 11.9839 | 157.7308 | 0% | 0% | 0% | 0% | 0% | 0% | 0% | 0% | 0% | 100% | 100% | [10 empty] | 0 | 0 | 0 | 0 | 0 | 0 | 0 | 0 | 0 | 149.5743 | 0 | 0 | 0 | 0 | 0 | 0 | 0 | 0 | 0 | 10.3769 | 0 | 0 | 0 | 0 | 0 | 0 | 0 | 0 | 0 | 9.7635 | 0 | 0 | 0 | 0 | 0 | 0 | 0 | 0 | 0 | 169.7147
127 | GTS 220 kV and 66kV Circuit Breaker Replacement | Replacement - Major Station | Major Station | TRUE | Switchgear | Network | Materials | 40% | 0 | 0 | 0 | 0 | 0 | 0 | 0 | 0 | 0 | 0 | 46.4011 | 603.2139 | 0 | 0 | 0 | 0 | 0 | 0 | 0 | 0 | 0 | 0 | 0 | 0 | 0 | 0 | 0 | 0 | 0 | 0 | 0 | 0 | 2.8323 | 36.8204 | 0 | 0 | 0 | 0 | 0 | 0 | 0 | 0 | 0 | 49.2334 | 640.0343 | 0% | 0% | 0% | 0% | 0% | 0% | 0% | 0% | 0% | 100% | 100% | [10 empty] | 0 | 0 | 0 | 0 | 0 | 0 | 0 | 0 | 0 | 649.6149 | 0 | 0 | 0 | 0 | 0 | 0 | 0 | 0 | 0 | 0 | 0 | 0 | 0 | 0 | 0 | 0 | 0 | 0 | 0 | 39.6528 | 0 | 0 | 0 | 0 | 0 | 0 | 0 | 0 | 0 | 689.2677
128 | GTS 220 kV and 66kV Circuit Breaker Replacement | Replacement - Major Station | Major Station | TRUE | Switchgear | Network | Labour - Internal | 10% | 0 | 0 | 0 | 0 | 0 | 0 | 0 | 0 | 0 | 0 | 11.6003 | 150.8035 | 0 | 0 | 0 | 0 | 0 | 0 | 0 | 0 | 0 | 0.72489 | 11.1875 | 0 | 0 | 0 | 0 | 0 | 0 | 0 | 0 | 0 | 0.75233 | 9.888 | 0 | 0 | 0 | 0 | 0 | 0 | 0 | 0 | 0 | 13.0775 | 171.8789 | 0% | 0% | 0% | 0% | 0% | 0% | 0% | 0% | 0% | 100% | 100% | [10 empty] | 0 | 0 | 0 | 0 | 0 | 0 | 0 | 0 | 0 | 162.4037 | 0 | 0 | 0 | 0 | 0 | 0 | 0 | 0 | 0 | 11.9124 | 0 | 0 | 0 | 0 | 0 | 0 | 0 | 0 | 0 | 10.6403 | 0 | 0 | 0 | 0 | 0 | 0 | 0 | 0 | 0 | 184.9564
129 | GTS 220 kV and 66kV Circuit Breaker Replacement | Replacement - Major Station | Major Station | TRUE | Switchgear | Network | Labour - External | 50% | 0 | 0 | 0 | 0 | 0 | 0 | 0 | 0 | 0 | 0 | 58.0013 | 754.0173 | 0 | 0 | 0 | 0 | 0 | 0 | 0 | 0 | 0 | 3.3148 | 53.0199 | 0 | 0 | 0 | 0 | 0 | 0 | 0 | 0 | 0 | 3.7428 | 49.2619 | 0 | 0 | 0 | 0 | 0 | 0 | 0 | 0 | 0 | 65.0589 | 856.2992 | 0% | 0% | 0% | 0% | 0% | 0% | 0% | 0% | 0% | 100% | 100% | [10 empty] | 0 | 0 | 0 | 0 | 0 | 0 | 0 | 0 | 0 | 812.0187 | 0 | 0 | 0 | 0 | 0 | 0 | 0 | 0 | 0 | 56.3348 | 0 | 0 | 0 | 0 | 0 | 0 | 0 | 0 | 0 | 53.0047 | 0 | 0 | 0 | 0 | 0 | 0 | 0 | 0 | 0 | 921.3581
130 | GTS 220 kV and 66kV Circuit Breaker Replacement | Replacement - Major Station | Major Station | TRUE | Transformers | Network | Materials | 40% | 0 | 0 | 0 | 0 | 0 | 0 | 0 | 0 | 0 | 0 | 49.6455 | 645.3911 | 0 | 0 | 0 | 0 | 0 | 0 | 0 | 0 | 0 | 0 | 0 | 0 | 0 | 0 | 0 | 0 | 0 | 0 | 0 | 0 | 3.0304 | 39.3949 | 0 | 0 | 0 | 0 | 0 | 0 | 0 | 0 | 0 | 52.6759 | 684.7861 | 0% | 0% | 0% | 0% | 0% | 0% | 0% | 0% | 0% | 100% | 100% | [10 empty] | 0 | 0 | 0 | 0 | 0 | 0 | 0 | 0 | 0 | 695.0366 | 0 | 0 | 0 | 0 | 0 | 0 | 0 | 0 | 0 | 0 | 0 | 0 | 0 | 0 | 0 | 0 | 0 | 0 | 0 | 42.4253 | 0 | 0 | 0 | 0 | 0 | 0 | 0 | 0 | 0 | 737.4619
131 | GTS 220 kV and 66kV Circuit Breaker Replacement | Replacement - Major Station | Major Station | TRUE | Transformers | Network | Labour - Internal | 10% | 0 | 0 | 0 | 0 | 0 | 0 | 0 | 0 | 0 | 0 | 12.4114 | 161.3478 | 0 | 0 | 0 | 0 | 0 | 0 | 0 | 0 | 0 | 0.77558 | 11.9697 | 0 | 0 | 0 | 0 | 0 | 0 | 0 | 0 | 0 | 0.80494 | 10.5794 | 0 | 0 | 0 | 0 | 0 | 0 | 0 | 0 | 0 | 13.9919 | 183.8969 | 0% | 0% | 0% | 0% | 0% | 0% | 0% | 0% | 0% | 100% | 100% | [10 empty] | 0 | 0 | 0 | 0 | 0 | 0 | 0 | 0 | 0 | 173.7592 | 0 | 0 | 0 | 0 | 0 | 0 | 0 | 0 | 0 | 12.7453 | 0 | 0 | 0 | 0 | 0 | 0 | 0 | 0 | 0 | 11.3843 | 0 | 0 | 0 | 0 | 0 | 0 | 0 | 0 | 0 | 197.8887
132 | GTS 220 kV and 66kV Circuit Breaker Replacement | Replacement - Major Station | Major Station | TRUE | Transformers | Network | Labour - External | 50% | 0 | 0 | 0 | 0 | 0 | 0 | 0 | 0 | 0 | 0 | 62.0568 | 806.7389 | 0 | 0 | 0 | 0 | 0 | 0 | 0 | 0 | 0 | 3.5466 | 56.7271 | 0 | 0 | 0 | 0 | 0 | 0 | 0 | 0 | 0 | 4.0045 | 52.7063 | 0 | 0 | 0 | 0 | 0 | 0 | 0 | 0 | 0 | 69.6079 | 916.1724 | 0% | 0% | 0% | 0% | 0% | 0% | 0% | 0% | 0% | 100% | 100% | [10 empty] | 0 | 0 | 0 | 0 | 0 | 0 | 0 | 0 | 0 | 868.7958 | 0 | 0 | 0 | 0 | 0 | 0 | 0 | 0 | 0 | 60.2737 | 0 | 0 | 0 | 0 | 0 | 0 | 0 | 0 | 0 | 56.7108 | 0 | 0 | 0 | 0 | 0 | 0 | 0 | 0 | 0 | 985.7803
133 | GTS 220 kV and 66kV Circuit Breaker Replacement | Replacement - Major Station | Major Station | TRUE | Towers and Conductor | Network | Materials | 40% | 0 | 0 | 0 | 0 | 0 | 0 | 0 | 0 | 0 | 0 | 3.2639 | 42.4307 | 0 | 0 | 0 | 0 | 0 | 0 | 0 | 0 | 0 | 0 | 0 | 0 | 0 | 0 | 0 | 0 | 0 | 0 | 0 | 0 | 0.19923 | 2.59 | 0 | 0 | 0 | 0 | 0 | 0 | 0 | 0 | 0 | 3.4631 | 45.0207 | 0% | 0% | 0% | 0% | 0% | 0% | 0% | 0% | 0% | 100% | 100% | [10 empty] | 0 | 0 | 0 | 0 | 0 | 0 | 0 | 0 | 0 | 45.6946 | 0 | 0 | 0 | 0 | 0 | 0 | 0 | 0 | 0 | 0 | 0 | 0 | 0 | 0 | 0 | 0 | 0 | 0 | 0 | 2.7892 | 0 | 0 | 0 | 0 | 0 | 0 | 0 | 0 | 0 | 48.4838
134 | GTS 220 kV and 66kV Circuit Breaker Replacement | Replacement - Major Station | Major Station | TRUE | Towers and Conductor | Network | Labour - Internal | 10% | 0 | 0 | 0 | 0 | 0 | 0 | 0 | 0 | 0 | 0 | 0.81597 | 10.6077 | 0 | 0 | 0 | 0 | 0 | 0 | 0 | 0 | 0 | 0.05099 | 0.78694 | 0 | 0 | 0 | 0 | 0 | 0 | 0 | 0 | 0 | 0.05292 | 0.69553 | 0 | 0 | 0 | 0 | 0 | 0 | 0 | 0 | 0 | 0.91988 | 12.0901 | 0% | 0% | 0% | 0% | 0% | 0% | 0% | 0% | 0% | 100% | 100% | [10 empty] | 0 | 0 | 0 | 0 | 0 | 0 | 0 | 0 | 0 | 11.4236 | 0 | 0 | 0 | 0 | 0 | 0 | 0 | 0 | 0 | 0.83793 | 0 | 0 | 0 | 0 | 0 | 0 | 0 | 0 | 0 | 0.74845 | 0 | 0 | 0 | 0 | 0 | 0 | 0 | 0 | 0 | 13.01
135 | GTS 220 kV and 66kV Circuit Breaker Replacement | Replacement - Major Station | Major Station | TRUE | Towers and Conductor | Network | Labour - External | 50% | 0 | 0 | 0 | 0 | 0 | 0 | 0 | 0 | 0 | 0 | 4.0799 | 53.0384 | 0 | 0 | 0 | 0 | 0 | 0 | 0 | 0 | 0 | 0.23317 | 3.7295 | 0 | 0 | 0 | 0 | 0 | 0 | 0 | 0 | 0 | 0.26327 | 3.4651 | 0 | 0 | 0 | 0 | 0 | 0 | 0 | 0 | 0 | 4.5763 | 60.233 | 0% | 0% | 0% | 0% | 0% | 0% | 0% | 0% | 0% | 100% | 100% | [10 empty] | 0 | 0 | 0 | 0 | 0 | 0 | 0 | 0 | 0 | 57.1182 | 0 | 0 | 0 | 0 | 0 | 0 | 0 | 0 | 0 | 3.9626 | 0 | 0 | 0 | 0 | 0 | 0 | 0 | 0 | 0 | 3.7284 | 0 | 0 | 0 | 0 | 0 | 0 | 0 | 0 | 0 | 64.8093
136 | GTS 220 kV and 66kV Circuit Breaker Replacement | Replacement - Major Station | Major Station | TRUE | Establishment | Network | Materials | 40% | 0 | 0 | 0 | 0 | 0 | 0 | 0 | 0 | 0 | 0 | 23.7922 | 309.2989 | 0 | 0 | 0 | 0 | 0 | 0 | 0 | 0 | 0 | 0 | 0 | 0 | 0 | 0 | 0 | 0 | 0 | 0 | 0 | 0 | 1.4523 | 18.8797 | 0 | 0 | 0 | 0 | 0 | 0 | 0 | 0 | 0 | 25.2445 | 328.1787 | 0% | 0% | 0% | 0% | 0% | 0% | 0% | 0% | 0% | 100% | 100% | [10 empty] | 0 | 0 | 0 | 0 | 0 | 0 | 0 | 0 | 0 | 333.0912 | 0 | 0 | 0 | 0 | 0 | 0 | 0 | 0 | 0 | 0 | 0 | 0 | 0 | 0 | 0 | 0 | 0 | 0 | 0 | 20.332 | 0 | 0 | 0 | 0 | 0 | 0 | 0 | 0 | 0 | 353.4232
137 | GTS 220 kV and 66kV Circuit Breaker Replacement | Replacement - Major Station | Major Station | TRUE | Establishment | Network | Labour - Internal | 10% | 0 | 0 | 0 | 0 | 0 | 0 | 0 | 0 | 0 | 0 | 5.9481 | 77.3247 | 0 | 0 | 0 | 0 | 0 | 0 | 0 | 0 | 0 | 0.37169 | 5.7364 | 0 | 0 | 0 | 0 | 0 | 0 | 0 | 0 | 0 | 0.38576 | 5.0701 | 0 | 0 | 0 | 0 | 0 | 0 | 0 | 0 | 0 | 6.7055 | 88.1312 | 0% | 0% | 0% | 0% | 0% | 0% | 0% | 0% | 0% | 100% | 100% | [10 empty] | 0 | 0 | 0 | 0 | 0 | 0 | 0 | 0 | 0 | 83.2728 | 0 | 0 | 0 | 0 | 0 | 0 | 0 | 0 | 0 | 6.1081 | 0 | 0 | 0 | 0 | 0 | 0 | 0 | 0 | 0 | 5.4558 | 0 | 0 | 0 | 0 | 0 | 0 | 0 | 0 | 0 | 94.8367
138 | GTS 220 kV and 66kV Circuit Breaker Replacement | Replacement - Major Station | Major Station | TRUE | Establishment | Network | Labour - External | 50% | 0 | 0 | 0 | 0 | 0 | 0 | 0 | 0 | 0 | 0 | 29.7403 | 386.6237 | 0 | 0 | 0 | 0 | 0 | 0 | 0 | 0 | 0 | 1.6997 | 27.1861 | 0 | 0 | 0 | 0 | 0 | 0 | 0 | 0 | 0 | 1.9191 | 25.2591 | 0 | 0 | 0 | 0 | 0 | 0 | 0 | 0 | 0 | 33.3591 | 439.0688 | 0% | 0% | 0% | 0% | 0% | 0% | 0% | 0% | 0% | 100% | 100% | [10 empty] | 0 | 0 | 0 | 0 | 0 | 0 | 0 | 0 | 0 | 416.3639 | 0 | 0 | 0 | 0 | 0 | 0 | 0 | 0 | 0 | 28.8857 | 0 | 0 | 0 | 0 | 0 | 0 | 0 | 0 | 0 | 27.1782 | 0 | 0 | 0 | 0 | 0 | 0 | 0 | 0 | 0 | 472.4279
139 | SYTS 500kV GIS Replacement | Replacement - Major Station | Major Station | TRUE | Secondary | Network | Materials | 40% | 0 | 0 | 0 | 0 | 31.3351 | 411.2787 | 696.0229 | 442.9302 | 0 | 0 | 0 | 0 | 0 | 0 | 0 | 0 | 0 | 0 | 0 | 0 | 0 | 0 | 0 | 0 | 0 | 0 | 1.9067 | 19.7696 | 36.2343 | 23.1677 | 0 | 0 | 0 | 0 | 0 | 0 | 0 | 33.2418 | 431.0483 | 732.2572 | 466.0978 | 0 | 0 | 0 | 0 | 0% | 0% | 0% | 0% | 72% | 28% | 0% | 0% | 0% | 0% | 100% | [10 empty] | 0 | 0 | 0 | 0 | 1138.9388 | 442.9206 | 0 | 0 | 0 | 0 | 0 | 0 | 0 | 0 | 0 | 0 | 0 | 0 | 0 | 0 | 0 | 0 | 0 | 0 | 57.9284 | 23.1677 | 0 | 0 | 0 | 0 | 0 | 0 | 0 | 0 | 1196.8671 | 466.0883 | 0 | 0 | 0 | 0
140 | SYTS 500kV GIS Replacement | Replacement - Major Station | Major Station | TRUE | Secondary | Network | Labour - Internal | 10% | 0 | 0 | 0 | 0 | 7.8338 | 102.8197 | 174.0057 | 110.7325 | 0 | 0 | 0 | 0 | 0 | 0 | 0 | 0.077342 | 1.5546 | 3.5156 | 3.1181 | 0 | 0 | 0 | 0 | 0 | 0 | 0 | 0.48137 | 5.0171 | 9.2416 | 5.955 | 0 | 0 | 0 | 0 | 0 | 0 | 0 | 8.3925 | 109.3915 | 186.7629 | 119.8057 | 0 | 0 | 0 | 0 | 0% | 0% | 0% | 0% | 72% | 28% | 0% | 0% | 0% | 0% | 100% | [10 empty] | 0 | 0 | 0 | 0 | 284.7347 | 110.7302 | 0 | 0 | 0 | 0 | 0 | 0 | 0 | 0 | 5.1483 | 3.1181 | 0 | 0 | 0 | 0 | 0 | 0 | 0 | 0 | 14.7446 | 5.955 | 0 | 0 | 0 | 0 | 0 | 0 | 0 | 0 | 304.6276 | 119.8033 | 0 | 0 | 0 | 0
141 | SYTS 500kV GIS Replacement | Replacement - Major Station | Major Station | TRUE | Secondary | Network | Labour - External | 50% | 0 | 0 | 0 | 0 | 39.1689 | 514.0983 | 870.0286 | 553.6627 | 0 | 0 | 0 | 0 | 0 | 0 | 0 | -0.057115 | 1.2887 | 7.0808 | 10.308 | 0 | 0 | 0 | 0 | 0 | 0 | 0 | 2.3799 | 24.774 | 45.6615 | 29.4987 | 0 | 0 | 0 | 0 | 0 | 0 | 0 | 41.4917 | 540.161 | 922.7709 | 593.4694 | 0 | 0 | 0 | 0 | 0% | 0% | 0% | 0% | 72% | 28% | 0% | 0% | 0% | 0% | 100% | [10 empty] | 0 | 0 | 0 | 0 | 1423.6734 | 553.6508 | 0 | 0 | 0 | 0 | 0 | 0 | 0 | 0 | 8.3119 | 10.308 | 0 | 0 | 0 | 0 | 0 | 0 | 0 | 0 | 72.8376 | 29.4987 | 0 | 0 | 0 | 0 | 0 | 0 | 0 | 0 | 1504.8228 | 593.4575 | 0 | 0 | 0 | 0
142 | SYTS 500kV GIS Replacement | Replacement - Major Station | Major Station | TRUE | Switchgear | Network | Materials | 40% | 0 | 0 | 0 | 0 | 170.1142 | 2232.7757 | 3778.6134 | 2404.6075 | 0 | 0 | 0 | 0 | 0 | 0 | 0 | 0 | 0 | 0 | 0 | 0 | 0 | 0 | 0 | 0 | 0 | 0 | 10.351 | 107.3267 | 196.711 | 125.7741 | 0 | 0 | 0 | 0 | 0 | 0 | 0 | 180.4652 | 2340.1024 | 3975.3244 | 2530.3816 | 0 | 0 | 0 | 0 | 0% | 0% | 0% | 0% | 72% | 28% | 0% | 0% | 0% | 0% | 100% | [10 empty] | 0 | 0 | 0 | 0 | 6183.1431 | 2404.5557 | 0 | 0 | 0 | 0 | 0 | 0 | 0 | 0 | 0 | 0 | 0 | 0 | 0 | 0 | 0 | 0 | 0 | 0 | 314.4854 | 125.7741 | 0 | 0 | 0 | 0 | 0 | 0 | 0 | 0 | 6497.6285 | 2530.3297 | 0 | 0 | 0 | 0
143 | SYTS 500kV GIS Replacement | Replacement - Major Station | Major Station | TRUE | Switchgear | Network | Labour - Internal | 10% | 0 | 0 | 0 | 0 | 42.5286 | 558.1939 | 944.6533 | 601.1519 | 0 | 0 | 0 | 0 | 0 | 0 | 0 | 0.41988 | 8.44 | 19.0858 | 16.9278 | 0 | 0 | 0 | 0 | 0 | 0 | 0 | 2.6133 | 27.2374 | 50.1713 | 32.3289 | 0 | 0 | 0 | 0 | 0 | 0 | 0 | 45.5617 | 593.8713 | 1013.9105 | 650.4086 | 0 | 0 | 0 | 0 | 0% | 0% | 0% | 0% | 72% | 28% | 0% | 0% | 0% | 0% | 100% | [10 empty] | 0 | 0 | 0 | 0 | 1545.7858 | 601.1389 | 0 | 0 | 0 | 0 | 0 | 0 | 0 | 0 | 27.9496 | 16.9278 | 0 | 0 | 0 | 0 | 0 | 0 | 0 | 0 | 80.0464 | 32.3289 | 0 | 0 | 0 | 0 | 0 | 0 | 0 | 0 | 1653.7818 | 650.3957 | 0 | 0 | 0 | 0
144 | SYTS 500kV GIS Replacement | Replacement - Major Station | Major Station | TRUE | Switchgear | Network | Labour - External | 50% | 0 | 0 | 0 | 0 | 212.6428 | 2790.9697 | 4723.2667 | 3005.7594 | 0 | 0 | 0 | 0 | 0 | 0 | 0 | -0.31007 | 6.9962 | 38.4407 | 55.9606 | 0 | 0 | 0 | 0 | 0 | 0 | 0 | 12.9199 | 134.4947 | 247.89 | 160.1446 | 0 | 0 | 0 | 0 | 0 | 0 | 0 | 225.2526 | 2932.4606 | 5009.5974 | 3221.8647 | 0 | 0 | 0 | 0 | 0% | 0% | 0% | 0% | 72% | 28% | 0% | 0% | 0% | 0% | 100% | [10 empty] | 0 | 0 | 0 | 0 | 7728.9289 | 3005.6946 | 0 | 0 | 0 | 0 | 0 | 0 | 0 | 0 | 45.1239 | 55.9606 | 0 | 0 | 0 | 0 | 0 | 0 | 0 | 0 | 395.4251 | 160.1446 | 0 | 0 | 0 | 0 | 0 | 0 | 0 | 0 | 8169.4779 | 3221.7998 | 0 | 0 | 0 | 0
145 | SYTS 500kV GIS Replacement | Replacement - Major Station | Major Station | TRUE | Transformers | Network | Materials | 40% | 0 | 0 | 0 | 0 | 182.0088 | 2388.8935 | 4042.8175 | 2572.7399 | 0 | 0 | 0 | 0 | 0 | 0 | 0 | 0 | 0 | 0 | 0 | 0 | 0 | 0 | 0 | 0 | 0 | 0 | 11.0748 | 114.8311 | 210.4652 | 134.5683 | 0 | 0 | 0 | 0 | 0 | 0 | 0 | 193.0835 | 2503.7246 | 4253.2828 | 2707.3082 | 0 | 0 | 0 | 0 | 0% | 0% | 0% | 0% | 72% | 28% | 0% | 0% | 0% | 0% | 100% | [10 empty] | 0 | 0 | 0 | 0 | 6615.4742 | 2572.6844 | 0 | 0 | 0 | 0 | 0 | 0 | 0 | 0 | 0 | 0 | 0 | 0 | 0 | 0 | 0 | 0 | 0 | 0 | 336.4745 | 134.5683 | 0 | 0 | 0 | 0 | 0 | 0 | 0 | 0 | 6951.9486 | 2707.2527 | 0 | 0 | 0 | 0
146 | SYTS 500kV GIS Replacement | Replacement - Major Station | Major Station | TRUE | Transformers | Network | Labour - Internal | 10% | 0 | 0 | 0 | 0 | 45.5022 | 597.2234 | 1010.7044 | 643.185 | 0 | 0 | 0 | 0 | 0 | 0 | 0 | 0.44924 | 9.0301 | 20.4203 | 18.1114 | 0 | 0 | 0 | 0 | 0 | 0 | 0 | 2.796 | 29.1418 | 53.6794 | 34.5894 | 0 | 0 | 0 | 0 | 0 | 0 | 0 | 48.7475 | 635.3953 | 1084.8041 | 695.8858 | 0 | 0 | 0 | 0 | 0% | 0% | 0% | 0% | 72% | 28% | 0% | 0% | 0% | 0% | 100% | [10 empty] | 0 | 0 | 0 | 0 | 1653.8685 | 643.1711 | 0 | 0 | 0 | 0 | 0 | 0 | 0 | 0 | 29.9039 | 18.1114 | 0 | 0 | 0 | 0 | 0 | 0 | 0 | 0 | 85.6433 | 34.5894 | 0 | 0 | 0 | 0 | 0 | 0 | 0 | 0 | 1769.4157 | 695.8719 | 0 | 0 | 0 | 0
147 | SYTS 500kV GIS Replacement | Replacement - Major Station | Major Station | TRUE | Transformers | Network | Labour - External | 50% | 0 | 0 | 0 | 0 | 227.511 | 2986.1168 | 5053.5219 | 3215.9249 | 0 | 0 | 0 | 0 | 0 | 0 | 0 | -0.33175 | 7.4854 | 41.1285 | 59.8734 | 0 | 0 | 0 | 0 | 0 | 0 | 0 | 13.8233 | 143.8987 | 265.2227 | 171.3421 | 0 | 0 | 0 | 0 | 0 | 0 | 0 | 241.0025 | 3137.5009 | 5359.873 | 3447.1404 | 0 | 0 | 0 | 0 | 0% | 0% | 0% | 0% | 72% | 28% | 0% | 0% | 0% | 0% | 100% | [10 empty] | 0 | 0 | 0 | 0 | 8269.3427 | 3215.8555 | 0 | 0 | 0 | 0 | 0 | 0 | 0 | 0 | 48.279 | 59.8734 | 0 | 0 | 0 | 0 | 0 | 0 | 0 | 0 | 423.0736 | 171.3421 | 0 | 0 | 0 | 0 | 0 | 0 | 0 | 0 | 8740.6954 | 3447.071 | 0 | 0 | 0 | 0
148 | SYTS 500kV GIS Replacement | Replacement - Major Station | Major Station | TRUE | Towers and Conductor | Network | Materials | 40% | 0 | 0 | 0 | 0 | 11.966 | 157.0558 | 265.7916 | 169.1426 | 0 | 0 | 0 | 0 | 0 | 0 | 0 | 0 | 0 | 0 | 0 | 0 | 0 | 0 | 0 | 0 | 0 | 0 | 0.7281 | 7.5495 | 13.8369 | 8.8471 | 0 | 0 | 0 | 0 | 0 | 0 | 0 | 12.6941 | 164.6052 | 279.6285 | 177.9897 | 0 | 0 | 0 | 0 | 0% | 0% | 0% | 0% | 72% | 28% | 0% | 0% | 0% | 0% | 100% | [10 empty] | 0 | 0 | 0 | 0 | 434.9287 | 169.139 | 0 | 0 | 0 | 0 | 0 | 0 | 0 | 0 | 0 | 0 | 0 | 0 | 0 | 0 | 0 | 0 | 0 | 0 | 22.1212 | 8.8471 | 0 | 0 | 0 | 0 | 0 | 0 | 0 | 0 | 457.05 | 177.986 | 0 | 0 | 0 | 0
149 | SYTS 500kV GIS Replacement | Replacement - Major Station | Major Station | TRUE | Towers and Conductor | Network | Labour - Internal | 10% | 0 | 0 | 0 | 0 | 2.9915 | 39.2639 | 66.4479 | 42.2857 | 0 | 0 | 0 | 0 | 0 | 0 | 0 | 0.029535 | 0.59368 | 1.3425 | 1.1907 | 0 | 0 | 0 | 0 | 0 | 0 | 0 | 0.18382 | 1.9159 | 3.5291 | 2.2741 | 0 | 0 | 0 | 0 | 0 | 0 | 0 | 3.2049 | 41.7735 | 71.3195 | 45.7504 | 0 | 0 | 0 | 0 | 0% | 0% | 0% | 0% | 72% | 28% | 0% | 0% | 0% | 0% | 100% | [10 empty] | 0 | 0 | 0 | 0 | 108.7322 | 42.2847 | 0 | 0 | 0 | 0 | 0 | 0 | 0 | 0 | 1.966 | 1.1907 | 0 | 0 | 0 | 0 | 0 | 0 | 0 | 0 | 5.6305 | 2.2741 | 0 | 0 | 0 | 0 | 0 | 0 | 0 | 0 | 116.3287 | 45.7495 | 0 | 0 | 0 | 0
150 | SYTS 500kV GIS Replacement | Replacement - Major Station | Major Station | TRUE | Towers and Conductor | Network | Labour - External | 50% | 0 | 0 | 0 | 0 | 14.9575 | 196.3197 | 332.2395 | 211.4283 | 0 | 0 | 0 | 0 | 0 | 0 | 0 | -0.021811 | 0.49212 | 2.704 | 3.9363 | 0 | 0 | 0 | 0 | 0 | 0 | 0 | 0.9088 | 9.4605 | 17.4368 | 11.2647 | 0 | 0 | 0 | 0 | 0 | 0 | 0 | 15.8445 | 206.2723 | 352.3803 | 226.6293 | 0 | 0 | 0 | 0 | 0% | 0% | 0% | 0% | 72% | 28% | 0% | 0% | 0% | 0% | 100% | [10 empty] | 0 | 0 | 0 | 0 | 543.6609 | 211.4237 | 0 | 0 | 0 | 0 | 0 | 0 | 0 | 0 | 3.1741 | 3.9363 | 0 | 0 | 0 | 0 | 0 | 0 | 0 | 0 | 27.8146 | 11.2647 | 0 | 0 | 0 | 0 | 0 | 0 | 0 | 0 | 574.6496 | 226.6248 | 0 | 0 | 0 | 0
151 | SYTS 500kV GIS Replacement | Replacement - Major Station | Major Station | TRUE | Establishment | Network | Materials | 40% | 0 | 0 | 0 | 0 | 87.2264 | 1144.8595 | 1937.4904 | 1232.9666 | 0 | 0 | 0 | 0 | 0 | 0 | 0 | 0 | 0 | 0 | 0 | 0 | 0 | 0 | 0 | 0 | 0 | 0 | 5.3075 | 55.0319 | 100.8639 | 64.4909 | 0 | 0 | 0 | 0 | 0 | 0 | 0 | 92.5339 | 1199.8915 | 2038.3543 | 1297.4574 | 0 | 0 | 0 | 0 | 0% | 0% | 0% | 0% | 72% | 28% | 0% | 0% | 0% | 0% | 100% | [10 empty] | 0 | 0 | 0 | 0 | 3170.4171 | 1232.94 | 0 | 0 | 0 | 0 | 0 | 0 | 0 | 0 | 0 | 0 | 0 | 0 | 0 | 0 | 0 | 0 | 0 | 0 | 161.2529 | 64.4909 | 0 | 0 | 0 | 0 | 0 | 0 | 0 | 0 | 3331.67 | 1297.4308 | 0 | 0 | 0 | 0
152 | SYTS 500kV GIS Replacement | Replacement - Major Station | Major Station | TRUE | Establishment | Network | Labour - Internal | 10% | 0 | 0 | 0 | 0 | 21.8066 | 286.2149 | 484.3726 | 308.2416 | 0 | 0 | 0 | 0 | 0 | 0 | 0 | 0.21529 | 4.3276 | 9.7863 | 8.6798 | 0 | 0 | 0 | 0 | 0 | 0 | 0 | 1.34 | 13.966 | 25.7254 | 16.5767 | 0 | 0 | 0 | 0 | 0 | 0 | 0 | 23.3619 | 304.5085 | 519.8843 | 333.4981 | 0 | 0 | 0 | 0 | 0% | 0% | 0% | 0% | 72% | 28% | 0% | 0% | 0% | 0% | 100% | [10 empty] | 0 | 0 | 0 | 0 | 792.6043 | 308.235 | 0 | 0 | 0 | 0 | 0 | 0 | 0 | 0 | 14.3312 | 8.6798 | 0 | 0 | 0 | 0 | 0 | 0 | 0 | 0 | 41.0439 | 16.5767 | 0 | 0 | 0 | 0 | 0 | 0 | 0 | 0 | 847.9794 | 333.4915 | 0 | 0 | 0 | 0
153 | SYTS 500kV GIS Replacement | Replacement - Major Station | Major Station | TRUE | Establishment | Network | Labour - External | 50% | 0 | 0 | 0 | 0 | 109.0329 | 1431.0744 | 2421.863 | 1541.2082 | 0 | 0 | 0 | 0 | 0 | 0 | 0 | -0.15899 | 3.5873 | 19.7105 | 28.6939 | 0 | 0 | 0 | 0 | 0 | 0 | 0 | 6.6247 | 68.9624 | 127.106 | 82.1144 | 0 | 0 | 0 | 0 | 0 | 0 | 0 | 115.4987 | 1503.6241 | 2568.6795 | 1652.0165 | 0 | 0 | 0 | 0 | 0% | 0% | 0% | 0% | 72% | 28% | 0% | 0% | 0% | 0% | 100% | [10 empty] | 0 | 0 | 0 | 0 | 3963.0213 | 1541.175 | 0 | 0 | 0 | 0 | 0 | 0 | 0 | 0 | 23.1374 | 28.6939 | 0 | 0 | 0 | 0 | 0 | 0 | 0 | 0 | 202.7549 | 82.1144 | 0 | 0 | 0 | 0 | 0 | 0 | 0 | 0 | 4188.9136 | 1651.9833 | 0 | 0 | 0 | 0
154 | BLTS 66kV and 22kV Circuit Breaker Replacement | Replacement - Major Station | Major Station | TRUE | Secondary | Network | Materials | 40% | 0 | 0 | 0.2438 | 0 | 6.9108 | 90.6786 | 153.4561 | 97.6539 | 0 | 0 | 0 | 0 | 0 | 0 | 0 | 0 | 0 | 0 | 0 | 0 | 0 | 0 | 0 | 0 | 0.011621 | 0 | 0.4205 | 4.3588 | 7.9888 | 5.1078 | 0 | 0 | 0 | 0 | 0 | 0.25542 | 0 | 7.3313 | 95.0374 | 161.4449 | 102.7617 | 0 | 0 | 0 | 0 | 0% | 0% | 0% | 0% | 72% | 28% | 0% | 0% | 0% | 0% | 100% | [10 empty] | 0 | 0 | 0 | 0 | 251.2936 | 97.7253 | 0 | 0 | 0 | 0 | 0 | 0 | 0 | 0 | 0 | 0 | 0 | 0 | 0 | 0 | 0 | 0 | 0 | 0 | 12.7842 | 5.1078 | 0 | 0 | 0 | 0 | 0 | 0 | 0 | 0 | 264.0778 | 102.8331 | 0 | 0 | 0 | 0
155 | BLTS 66kV and 22kV Circuit Breaker Replacement | Replacement - Major Station | Major Station | TRUE | Secondary | Network | Labour - Internal | 10% | 0 | 0 | 0.06095 | 0 | 1.7277 | 22.6697 | 38.364 | 24.4135 | 0 | 0 | 0 | 0 | 0 | 0.00035351 | 0 | 0.017057 | 0.34277 | 0.77511 | 0.68746 | 0 | 0 | 0 | 0 | 0 | 0.0029221 | 0 | 0.10616 | 1.1062 | 2.0375 | 1.3129 | 0 | 0 | 0 | 0 | 0 | 0.064226 | 0 | 1.8509 | 24.1186 | 41.1767 | 26.4138 | 0 | 0 | 0 | 0 | 0% | 0% | 0% | 0% | 72% | 28% | 0% | 0% | 0% | 0% | 100% | [10 empty] | 0 | 0 | 0 | 0 | 62.8234 | 24.4313 | 0 | 0 | 0 | 0 | 0 | 0 | 0 | 0 | 1.1355 | 0.68746 | 0 | 0 | 0 | 0 | 0 | 0 | 0 | 0 | 3.2539 | 1.3129 | 0 | 0 | 0 | 0 | 0 | 0 | 0 | 0 | 67.2128 | 26.4317 | 0 | 0 | 0 | 0
156 | BLTS 66kV and 22kV Circuit Breaker Replacement | Replacement - Major Station | Major Station | TRUE | Secondary | Network | Labour - External | 50% | 0 | 0 | 0.30475 | 0 | 8.6385 | 113.3483 | 191.8202 | 122.0674 | 0 | 0 | 0 | 0 | 0 | 0.0017676 | 0 | -0.012596 | 0.28413 | 1.5611 | 2.2726 | 0 | 0 | 0 | 0 | 0 | 0.014611 | 0 | 0.52486 | 5.4622 | 10.0672 | 6.5037 | 0 | 0 | 0 | 0 | 0 | 0.32113 | 0 | 9.1507 | 119.0946 | 203.4485 | 130.8437 | 0 | 0 | 0 | 0 | 0% | 0% | 0% | 0% | 72% | 28% | 0% | 0% | 0% | 0% | 100% | [10 empty] | 0 | 0 | 0 | 0 | 314.117 | 122.1566 | 0 | 0 | 0 | 0 | 0 | 0 | 0 | 0 | 1.8344 | 2.2726 | 0 | 0 | 0 | 0 | 0 | 0 | 0 | 0 | 16.0745 | 6.5037 | 0 | 0 | 0 | 0 | 0 | 0 | 0 | 0 | 332.0259 | 130.9329 | 0 | 0 | 0 | 0
157 | BLTS 66kV and 22kV Circuit Breaker Replacement | Replacement - Major Station | Major Station | TRUE | Switchgear | Network | Materials | 40% | 0 | 0 | 1.3236 | 0 | 37.5176 | 492.2819 | 833.0924 | 530.1497 | 0 | 0 | 0 | 0 | 0 | 0 | 0 | 0 | 0 | 0 | 0 | 0 | 0 | 0 | 0 | 0 | 0.063089 | 0 | 2.2829 | 23.6634 | 43.37 | 27.7297 | 0 | 0 | 0 | 0 | 0 | 1.3866 | 0 | 39.8005 | 515.9452 | 876.4624 | 557.8794 | 0 | 0 | 0 | 0 | 0% | 0% | 0% | 0% | 72% | 28% | 0% | 0% | 0% | 0% | 100% | [10 empty] | 0 | 0 | 0 | 0 | 1364.2388 | 530.5373 | 0 | 0 | 0 | 0 | 0 | 0 | 0 | 0 | 0 | 0 | 0 | 0 | 0 | 0 | 0 | 0 | 0 | 0 | 69.4035 | 27.7297 | 0 | 0 | 0 | 0 | 0 | 0 | 0 | 0 | 1433.6423 | 558.267 | 0 | 0 | 0 | 0
158 | BLTS 66kV and 22kV Circuit Breaker Replacement | Replacement - Major Station | Major Station | TRUE | Switchgear | Network | Labour - Internal | 10% | 0 | 0 | 0.33089 | 0 | 9.3794 | 123.0705 | 208.2731 | 132.5374 | 0 | 0 | 0 | 0 | 0 | 0.0019192 | 0 | 0.092602 | 1.8608 | 4.208 | 3.7321 | 0 | 0 | 0 | 0 | 0 | 0.015864 | 0 | 0.57635 | 6.0053 | 11.0616 | 7.1276 | 0 | 0 | 0 | 0 | 0 | 0.34867 | 0 | 10.0484 | 130.9366 | 223.5426 | 143.3972 | 0 | 0 | 0 | 0 | 0% | 0% | 0% | 0% | 72% | 28% | 0% | 0% | 0% | 0% | 100% | [10 empty] | 0 | 0 | 0 | 0 | 341.0597 | 132.6343 | 0 | 0 | 0 | 0 | 0 | 0 | 0 | 0 | 6.1643 | 3.7321 | 0 | 0 | 0 | 0 | 0 | 0 | 0 | 0 | 17.6652 | 7.1276 | 0 | 0 | 0 | 0 | 0 | 0 | 0 | 0 | 364.8891 | 143.4941 | 0 | 0 | 0 | 0
159 | BLTS 66kV and 22kV Circuit Breaker Replacement | Replacement - Major Station | Major Station | TRUE | Switchgear | Network | Labour - External | 50% | 0 | 0 | 1.6544 | 0 | 46.897 | 615.3523 | 1041.3655 | 662.6871 | 0 | 0 | 0 | 0 | 0 | 0.0095958 | 0 | -0.068384 | 1.5425 | 8.4752 | 12.3378 | 0 | 0 | 0 | 0 | 0 | 0.079319 | 0 | 2.8494 | 29.6534 | 54.6537 | 35.3075 | 0 | 0 | 0 | 0 | 0 | 1.7434 | 0 | 49.6781 | 646.5482 | 1104.4944 | 710.3324 | 0 | 0 | 0 | 0 | 0% | 0% | 0% | 0% | 72% | 28% | 0% | 0% | 0% | 0% | 100% | [10 empty] | 0 | 0 | 0 | 0 | 1705.2985 | 663.1716 | 0 | 0 | 0 | 0 | 0 | 0 | 0 | 0 | 9.9588 | 12.3378 | 0 | 0 | 0 | 0 | 0 | 0 | 0 | 0 | 87.266 | 35.3075 | 0 | 0 | 0 | 0 | 0 | 0 | 0 | 0 | 1802.5233 | 710.8169 | 0 | 0 | 0 | 0
160 | BLTS 66kV and 22kV Circuit Breaker Replacement | Replacement - Major Station | Major Station | TRUE | Transformers | Network | Materials | 40% | 0 | 0 | 1.4161 | 0 | 40.1409 | 526.7027 | 891.343 | 567.2182 | 0 | 0 | 0 | 0 | 0 | 0 | 0 | 0 | 0 | 0 | 0 | 0 | 0 | 0 | 0 | 0 | 0.0675 | 0 | 2.4425 | 25.3179 | 46.4025 | 29.6686 | 0 | 0 | 0 | 0 | 0 | 1.4836 | 0 | 42.5834 | 552.0206 | 937.7454 | 596.8868 | 0 | 0 | 0 | 0 | 0% | 0% | 0% | 0% | 72% | 28% | 0% | 0% | 0% | 0% | 100% | [10 empty] | 0 | 0 | 0 | 0 | 1459.6276 | 567.633 | 0 | 0 | 0 | 0 | 0 | 0 | 0 | 0 | 0 | 0 | 0 | 0 | 0 | 0 | 0 | 0 | 0 | 0 | 74.2563 | 29.6686 | 0 | 0 | 0 | 0 | 0 | 0 | 0 | 0 | 1533.8839 | 597.3016 | 0 | 0 | 0 | 0
161 | BLTS 66kV and 22kV Circuit Breaker Replacement | Replacement - Major Station | Major Station | TRUE | Transformers | Network | Labour - Internal | 10% | 0 | 0 | 0.35403 | 0 | 10.0352 | 131.6757 | 222.8357 | 141.8046 | 0 | 0 | 0 | 0 | 0 | 0.0020533 | 0 | 0.099077 | 1.991 | 4.5022 | 3.9931 | 0 | 0 | 0 | 0 | 0 | 0.016973 | 0 | 0.61665 | 6.4252 | 11.835 | 7.626 | 0 | 0 | 0 | 0 | 0 | 0.37305 | 0 | 10.7509 | 140.0918 | 239.1729 | 153.4236 | 0 | 0 | 0 | 0 | 0% | 0% | 0% | 0% | 72% | 28% | 0% | 0% | 0% | 0% | 100% | [10 empty] | 0 | 0 | 0 | 0 | 364.9069 | 141.9082 | 0 | 0 | 0 | 0 | 0 | 0 | 0 | 0 | 6.5953 | 3.9931 | 0 | 0 | 0 | 0 | 0 | 0 | 0 | 0 | 18.9003 | 7.626 | 0 | 0 | 0 | 0 | 0 | 0 | 0 | 0 | 390.4025 | 153.5273 | 0 | 0 | 0 | 0
162 | BLTS 66kV and 22kV Circuit Breaker Replacement | Replacement - Major Station | Major Station | TRUE | Transformers | Network | Labour - External | 50% | 0 | 0 | 1.7701 | 0 | 50.1761 | 658.3783 | 1114.1787 | 709.0228 | 0 | 0 | 0 | 0 | 0 | 0.010267 | 0 | -0.073166 | 1.6504 | 9.0678 | 13.2004 | 0 | 0 | 0 | 0 | 0 | 0.084865 | 0 | 3.0486 | 31.7267 | 58.4751 | 37.7762 | 0 | 0 | 0 | 0 | 0 | 1.8653 | 0 | 53.1516 | 691.7554 | 1181.7217 | 759.9995 | 0 | 0 | 0 | 0 | 0% | 0% | 0% | 0% | 72% | 28% | 0% | 0% | 0% | 0% | 100% | [10 empty] | 0 | 0 | 0 | 0 | 1824.5345 | 709.5412 | 0 | 0 | 0 | 0 | 0 | 0 | 0 | 0 | 10.6551 | 13.2004 | 0 | 0 | 0 | 0 | 0 | 0 | 0 | 0 | 93.3677 | 37.7762 | 0 | 0 | 0 | 0 | 0 | 0 | 0 | 0 | 1928.5573 | 760.5178 | 0 | 0 | 0 | 0
163 | BLTS 66kV and 22kV Circuit Breaker Replacement | Replacement - Major Station | Major Station | TRUE | Towers and Conductor | Network | Materials | 40% | 0 | 0 | 0.093101 | 0 | 2.639 | 34.6276 | 58.6006 | 37.2913 | 0 | 0 | 0 | 0 | 0 | 0 | 0 | 0 | 0 | 0 | 0 | 0 | 0 | 0 | 0 | 0 | 0.0044377 | 0 | 0.16058 | 1.6645 | 3.0507 | 1.9505 | 0 | 0 | 0 | 0 | 0 | 0.097538 | 0 | 2.7996 | 36.2921 | 61.6513 | 39.2418 | 0 | 0 | 0 | 0 | 0% | 0% | 0% | 0% | 72% | 28% | 0% | 0% | 0% | 0% | 100% | [10 empty] | 0 | 0 | 0 | 0 | 95.962 | 37.3185 | 0 | 0 | 0 | 0 | 0 | 0 | 0 | 0 | 0 | 0 | 0 | 0 | 0 | 0 | 0 | 0 | 0 | 0 | 4.8819 | 1.9505 | 0 | 0 | 0 | 0 | 0 | 0 | 0 | 0 | 100.8439 | 39.2691 | 0 | 0 | 0 | 0
164 | BLTS 66kV and 22kV Circuit Breaker Replacement | Replacement - Major Station | Major Station | TRUE | Towers and Conductor | Network | Labour - Internal | 10% | 0 | 0 | 0.023275 | 0 | 0.65976 | 8.6569 | 14.6501 | 9.3228 | 0 | 0 | 0 | 0 | 0 | 0.000135 | 0 | 0.0065137 | 0.13089 | 0.29599 | 0.26252 | 0 | 0 | 0 | 0 | 0 | 0.0011159 | 0 | 0.040541 | 0.42242 | 0.77808 | 0.50137 | 0 | 0 | 0 | 0 | 0 | 0.024526 | 0 | 0.70681 | 9.2102 | 15.7242 | 10.0867 | 0 | 0 | 0 | 0 | 0% | 0% | 0% | 0% | 72% | 28% | 0% | 0% | 0% | 0% | 100% | [10 empty] | 0 | 0 | 0 | 0 | 23.9905 | 9.3296 | 0 | 0 | 0 | 0 | 0 | 0 | 0 | 0 | 0.4336 | 0.26252 | 0 | 0 | 0 | 0 | 0 | 0 | 0 | 0 | 1.2426 | 0.50137 | 0 | 0 | 0 | 0 | 0 | 0 | 0 | 0 | 25.6667 | 10.0935 | 0 | 0 | 0 | 0
165 | BLTS 66kV and 22kV Circuit Breaker Replacement | Replacement - Major Station | Major Station | TRUE | Towers and Conductor | Network | Labour - External | 50% | 0 | 0 | 0.11638 | 0 | 3.2988 | 43.2845 | 73.2507 | 46.6141 | 0 | 0 | 0 | 0 | 0 | 0.00067498 | 0 | -0.0048102 | 0.1085 | 0.59616 | 0.86785 | 0 | 0 | 0 | 0 | 0 | 0.0055794 | 0 | 0.20043 | 2.0858 | 3.8444 | 2.4836 | 0 | 0 | 0 | 0 | 0 | 0.12263 | 0 | 3.4944 | 45.4789 | 77.6913 | 49.9655 | 0 | 0 | 0 | 0 | 0% | 0% | 0% | 0% | 72% | 28% | 0% | 0% | 0% | 0% | 100% | [10 empty] | 0 | 0 | 0 | 0 | 119.9525 | 46.6482 | 0 | 0 | 0 | 0 | 0 | 0 | 0 | 0 | 0.70051 | 0.86785 | 0 | 0 | 0 | 0 | 0 | 0 | 0 | 0 | 6.1384 | 2.4836 | 0 | 0 | 0 | 0 | 0 | 0 | 0 | 0 | 126.7914 | 49.9996 | 0 | 0 | 0 | 0
166 | BLTS 66kV and 22kV Circuit Breaker Replacement | Replacement - Major Station | Major Station | TRUE | Establishment | Network | Materials | 40% | 0 | 0 | 0.67866 | 0 | 19.2372 | 252.4184 | 427.1695 | 271.8351 | 0 | 0 | 0 | 0 | 0 | 0 | 0 | 0 | 0 | 0 | 0 | 0 | 0 | 0 | 0 | 0 | 0.032349 | 0 | 1.1705 | 12.1334 | 22.238 | 14.2185 | 0 | 0 | 0 | 0 | 0 | 0.71101 | 0 | 20.4078 | 264.5518 | 449.4076 | 286.0536 | 0 | 0 | 0 | 0 | 0% | 0% | 0% | 0% | 72% | 28% | 0% | 0% | 0% | 0% | 100% | [10 empty] | 0 | 0 | 0 | 0 | 699.5157 | 272.0339 | 0 | 0 | 0 | 0 | 0 | 0 | 0 | 0 | 0 | 0 | 0 | 0 | 0 | 0 | 0 | 0 | 0 | 0 | 35.5868 | 14.2185 | 0 | 0 | 0 | 0 | 0 | 0 | 0 | 0 | 735.1025 | 286.2524 | 0 | 0 | 0 | 0
167 | BLTS 66kV and 22kV Circuit Breaker Replacement | Replacement - Major Station | Major Station | TRUE | Establishment | Network | Labour - Internal | 10% | 0 | 0 | 0.16966 | 0 | 4.8093 | 63.1046 | 106.7924 | 67.9588 | 0 | 0 | 0 | 0 | 0 | 0.00098405 | 0 | 0.047482 | 0.95415 | 2.1576 | 1.9136 | 0 | 0 | 0 | 0 | 0 | 0.0081342 | 0 | 0.29552 | 3.0792 | 5.6718 | 3.6547 | 0 | 0 | 0 | 0 | 0 | 0.17878 | 0 | 5.1523 | 67.138 | 114.6219 | 73.5271 | 0 | 0 | 0 | 0 | 0% | 0% | 0% | 0% | 72% | 28% | 0% | 0% | 0% | 0% | 100% | [10 empty] | 0 | 0 | 0 | 0 | 174.8789 | 68.0085 | 0 | 0 | 0 | 0 | 0 | 0 | 0 | 0 | 3.1607 | 1.9136 | 0 | 0 | 0 | 0 | 0 | 0 | 0 | 0 | 9.0578 | 3.6547 | 0 | 0 | 0 | 0 | 0 | 0 | 0 | 0 | 187.0975 | 73.5768 | 0 | 0 | 0 | 0
168 | BLTS 66kV and 22kV Circuit Breaker Replacement | Replacement - Major Station | Major Station | TRUE | Establishment | Network | Labour - External | 50% | 0 | 0 | 0.84832 | 0 | 24.0465 | 315.5229 | 533.9619 | 339.7939 | 0 | 0 | 0 | 0 | 0 | 0.0049203 | 0 | -0.035064 | 0.79093 | 4.3457 | 6.3262 | 0 | 0 | 0 | 0 | 0 | 0.040671 | 0 | 1.461 | 15.2048 | 28.0238 | 18.104 | 0 | 0 | 0 | 0 | 0 | 0.89391 | 0 | 25.4725 | 331.5187 | 566.3314 | 364.2241 | 0 | 0 | 0 | 0 | 0% | 0% | 0% | 0% | 72% | 28% | 0% | 0% | 0% | 0% | 100% | [10 empty] | 0 | 0 | 0 | 0 | 874.3947 | 340.0424 | 0 | 0 | 0 | 0 | 0 | 0 | 0 | 0 | 5.1064 | 6.3262 | 0 | 0 | 0 | 0 | 0 | 0 | 0 | 0 | 44.7458 | 18.104 | 0 | 0 | 0 | 0 | 0 | 0 | 0 | 0 | 924.2468 | 364.4726 | 0 | 0 | 0 | 0
169 | SMTS 500kV GIS Replacement | Replacement - Major Station | Major Station | TRUE | Secondary | Network | Materials | 40% | 0 | 0 | 0 | 0 | 0 | 0 | 8.5041 | 110.6728 | 187.3053 | 119.2008 | 0 | 0 | 0 | 0 | 0 | 0 | 0 | 0 | 0 | 0 | 0 | 0 | 0 | 0 | 0 | 0 | 0 | 0 | 0.44272 | 5.7888 | 12.8666 | 10.8261 | 0 | 0 | 0 | 0 | 0 | 0 | 0 | 8.9468 | 116.4616 | 200.172 | 130.0269 | 0 | 0 | 0% | 0% | 0% | 0% | 0% | 0% | 72% | 28% | 0% | 0% | 100% | [10 empty] | 0 | 0 | 0 | 0 | 0 | 0 | 306.4918 | 119.1913 | 0 | 0 | 0 | 0 | 0 | 0 | 0 | 0 | 0 | 0 | 0 | 0 | 0 | 0 | 0 | 0 | 0 | 0 | 19.0982 | 10.8261 | 0 | 0 | 0 | 0 | 0 | 0 | 0 | 0 | 325.59 | 130.0173 | 0 | 0
170 | SMTS 500kV GIS Replacement | Replacement - Major Station | Major Station | TRUE | Secondary | Network | Labour - Internal | 10% | 0 | 0 | 0 | 0 | 0 | 0 | 2.126 | 27.6682 | 46.8263 | 29.8002 | 0 | 0 | 0 | 0 | 0 | 0 | 0 | 0.042954 | 0.77911 | 1.8486 | 1.5174 | 0 | 0 | 0 | 0 | 0 | 0 | 0 | 0.11292 | 1.4879 | 3.3436 | 2.8443 | 0 | 0 | 0 | 0 | 0 | 0 | 0 | 2.2819 | 29.9353 | 52.0186 | 34.162 | 0 | 0 | 0% | 0% | 0% | 0% | 0% | 0% | 72% | 28% | 0% | 0% | 100% | [10 empty] | 0 | 0 | 0 | 0 | 0 | 0 | 76.623 | 29.7978 | 0 | 0 | 0 | 0 | 0 | 0 | 0 | 0 | 2.6706 | 1.5174 | 0 | 0 | 0 | 0 | 0 | 0 | 0 | 0 | 4.9445 | 2.8443 | 0 | 0 | 0 | 0 | 0 | 0 | 0 | 0 | 84.2381 | 34.1596 | 0 | 0
171 | SMTS 500kV GIS Replacement | Replacement - Major Station | Major Station | TRUE | Secondary | Network | Labour - External | 50% | 0 | 0 | 0 | 0 | 0 | 0 | 10.6301 | 138.341 | 234.1317 | 149.001 | 0 | 0 | 0 | 0 | 0 | 0 | 0 | 0.086514 | 2.5756 | 7.3292 | 6.578 | 0 | 0 | 0 | 0 | 0 | 0 | 0 | 0.5579 | 7.3707 | 16.5868 | 14.13 | 0 | 0 | 0 | 0 | 0 | 0 | 0 | 11.2745 | 148.2873 | 258.0476 | 169.709 | 0 | 0 | 0% | 0% | 0% | 0% | 0% | 0% | 72% | 28% | 0% | 0% | 100% | [10 empty] | 0 | 0 | 0 | 0 | 0 | 0 | 383.1148 | 148.9891 | 0 | 0 | 0 | 0 | 0 | 0 | 0 | 0 | 9.9913 | 6.578 | 0 | 0 | 0 | 0 | 0 | 0 | 0 | 0 | 24.5154 | 14.13 | 0 | 0 | 0 | 0 | 0 | 0 | 0 | 0 | 417.6214 | 169.6971 | 0 | 0
172 | SMTS 500kV GIS Replacement | Replacement - Major Station | Major Station | TRUE | Switchgear | Network | Materials | 40% | 0 | 0 | 0 | 0 | 0 | 0 | 46.1676 | 600.8277 | 1016.8551 | 647.125 | 0 | 0 | 0 | 0 | 0 | 0 | 0 | 0 | 0 | 0 | 0 | 0 | 0 | 0 | 0 | 0 | 0 | 0 | 2.4034 | 31.4266 | 69.8513 | 58.7732 | 0 | 0 | 0 | 0 | 0 | 0 | 0 | 48.5711 | 632.2542 | 1086.7064 | 705.8982 | 0 | 0 | 0% | 0% | 0% | 0% | 0% | 0% | 72% | 28% | 0% | 0% | 100% | [10 empty] | 0 | 0 | 0 | 0 | 0 | 0 | 1663.9023 | 647.0731 | 0 | 0 | 0 | 0 | 0 | 0 | 0 | 0 | 0 | 0 | 0 | 0 | 0 | 0 | 0 | 0 | 0 | 0 | 103.6813 | 58.7732 | 0 | 0 | 0 | 0 | 0 | 0 | 0 | 0 | 1767.5836 | 705.8463 | 0 | 0
173 | SMTS 500kV GIS Replacement | Replacement - Major Station | Major Station | TRUE | Switchgear | Network | Labour - Internal | 10% | 0 | 0 | 0 | 0 | 0 | 0 | 11.5419 | 150.2069 | 254.2138 | 161.7812 | 0 | 0 | 0 | 0 | 0 | 0 | 0 | 0.23319 | 4.2297 | 10.0357 | 8.238 | 0 | 0 | 0 | 0 | 0 | 0 | 0 | 0.613 | 8.0779 | 18.1522 | 15.4415 | 0 | 0 | 0 | 0 | 0 | 0 | 0 | 12.3881 | 162.5145 | 282.4017 | 185.4607 | 0 | 0 | 0% | 0% | 0% | 0% | 0% | 0% | 72% | 28% | 0% | 0% | 100% | [10 empty] | 0 | 0 | 0 | 0 | 0 | 0 | 415.9756 | 161.7683 | 0 | 0 | 0 | 0 | 0 | 0 | 0 | 0 | 14.4986 | 8.238 | 0 | 0 | 0 | 0 | 0 | 0 | 0 | 0 | 26.8431 | 15.4415 | 0 | 0 | 0 | 0 | 0 | 0 | 0 | 0 | 457.3172 | 185.4477 | 0 | 0
174 | SMTS 500kV GIS Replacement | Replacement - Major Station | Major Station | TRUE | Switchgear | Network | Labour - External | 50% | 0 | 0 | 0 | 0 | 0 | 0 | 57.7095 | 751.0346 | 1271.0689 | 808.9062 | 0 | 0 | 0 | 0 | 0 | 0 | 0 | 0.46967 | 13.9826 | 39.789 | 35.711 | 0 | 0 | 0 | 0 | 0 | 0 | 0 | 3.0288 | 40.0146 | 90.0473 | 76.7098 | 0 | 0 | 0 | 0 | 0 | 0 | 0 | 61.208 | 805.0318 | 1400.9052 | 921.3271 | 0 | 0 | 0% | 0% | 0% | 0% | 0% | 0% | 72% | 28% | 0% | 0% | 100% | [10 empty] | 0 | 0 | 0 | 0 | 0 | 0 | 2079.8779 | 808.8414 | 0 | 0 | 0 | 0 | 0 | 0 | 0 | 0 | 54.2412 | 35.711 | 0 | 0 | 0 | 0 | 0 | 0 | 0 | 0 | 133.0906 | 76.7098 | 0 | 0 | 0 | 0 | 0 | 0 | 0 | 0 | 2267.2098 | 921.2622 | 0 | 0
175 | SMTS 500kV GIS Replacement | Replacement - Major Station | Major Station | TRUE | Transformers | Network | Materials | 40% | 0 | 0 | 0 | 0 | 0 | 0 | 49.3957 | 642.8381 | 1087.9546 | 692.3726 | 0 | 0 | 0 | 0 | 0 | 0 | 0 | 0 | 0 | 0 | 0 | 0 | 0 | 0 | 0 | 0 | 0 | 0 | 2.5715 | 33.6239 | 74.7353 | 62.8827 | 0 | 0 | 0 | 0 | 0 | 0 | 0 | 51.9672 | 676.462 | 1162.6899 | 755.2552 | 0 | 0 | 0% | 0% | 0% | 0% | 0% | 0% | 72% | 28% | 0% | 0% | 100% | [10 empty] | 0 | 0 | 0 | 0 | 0 | 0 | 1780.2439 | 692.3171 | 0 | 0 | 0 | 0 | 0 | 0 | 0 | 0 | 0 | 0 | 0 | 0 | 0 | 0 | 0 | 0 | 0 | 0 | 110.9308 | 62.8827 | 0 | 0 | 0 | 0 | 0 | 0 | 0 | 0 | 1891.1746 | 755.1997 | 0 | 0
176 | SMTS 500kV GIS Replacement | Replacement - Major Station | Major Station | TRUE | Transformers | Network | Labour - Internal | 10% | 0 | 0 | 0 | 0 | 0 | 0 | 12.3489 | 160.7095 | 271.9886 | 173.0931 | 0 | 0 | 0 | 0 | 0 | 0 | 0 | 0.2495 | 4.5254 | 10.7374 | 8.814 | 0 | 0 | 0 | 0 | 0 | 0 | 0 | 0.65586 | 8.6427 | 19.4214 | 16.5212 | 0 | 0 | 0 | 0 | 0 | 0 | 0 | 13.2543 | 173.8776 | 302.1475 | 198.4283 | 0 | 0 | 0% | 0% | 0% | 0% | 0% | 0% | 72% | 28% | 0% | 0% | 100% | [10 empty] | 0 | 0 | 0 | 0 | 0 | 0 | 445.061 | 173.0793 | 0 | 0 | 0 | 0 | 0 | 0 | 0 | 0 | 15.5123 | 8.814 | 0 | 0 | 0 | 0 | 0 | 0 | 0 | 0 | 28.72 | 16.5212 | 0 | 0 | 0 | 0 | 0 | 0 | 0 | 0 | 489.2932 | 198.4144 | 0 | 0
177 | SMTS 500kV GIS Replacement | Replacement - Major Station | Major Station | TRUE | Transformers | Network | Labour - External | 50% | 0 | 0 | 0 | 0 | 0 | 0 | 61.7446 | 803.5476 | 1359.9432 | 865.4657 | 0 | 0 | 0 | 0 | 0 | 0 | 0 | 0.50251 | 14.9603 | 42.571 | 38.208 | 0 | 0 | 0 | 0 | 0 | 0 | 0 | 3.2405 | 42.8124 | 96.3435 | 82.0735 | 0 | 0 | 0 | 0 | 0 | 0 | 0 | 65.4877 | 861.3203 | 1498.8578 | 985.7471 | 0 | 0 | 0% | 0% | 0% | 0% | 0% | 0% | 72% | 28% | 0% | 0% | 100% | [10 empty] | 0 | 0 | 0 | 0 | 0 | 0 | 2225.3048 | 865.3963 | 0 | 0 | 0 | 0 | 0 | 0 | 0 | 0 | 58.0338 | 38.208 | 0 | 0 | 0 | 0 | 0 | 0 | 0 | 0 | 142.3965 | 82.0735 | 0 | 0 | 0 | 0 | 0 | 0 | 0 | 0 | 2425.7351 | 985.6777 | 0 | 0
178 | SMTS 500kV GIS Replacement | Replacement - Major Station | Major Station | TRUE | Towers and Conductor | Network | Materials | 40% | 0 | 0 | 0 | 0 | 0 | 0 | 3.2475 | 42.2628 | 71.5267 | 45.5194 | 0 | 0 | 0 | 0 | 0 | 0 | 0 | 0 | 0 | 0 | 0 | 0 | 0 | 0 | 0 | 0 | 0 | 0 | 0.16906 | 2.2106 | 4.9134 | 4.1342 | 0 | 0 | 0 | 0 | 0 | 0 | 0 | 3.4165 | 44.4734 | 76.4401 | 49.6536 | 0 | 0 | 0% | 0% | 0% | 0% | 0% | 0% | 72% | 28% | 0% | 0% | 100% | [10 empty] | 0 | 0 | 0 | 0 | 0 | 0 | 117.0406 | 45.5158 | 0 | 0 | 0 | 0 | 0 | 0 | 0 | 0 | 0 | 0 | 0 | 0 | 0 | 0 | 0 | 0 | 0 | 0 | 7.293 | 4.1342 | 0 | 0 | 0 | 0 | 0 | 0 | 0 | 0 | 124.3337 | 49.65 | 0 | 0
179 | SMTS 500kV GIS Replacement | Replacement - Major Station | Major Station | TRUE | Towers and Conductor | Network | Labour - Internal | 10% | 0 | 0 | 0 | 0 | 0 | 0 | 0.81187 | 10.5657 | 17.8817 | 11.3799 | 0 | 0 | 0 | 0 | 0 | 0 | 0 | 0.016403 | 0.29752 | 0.70592 | 0.57947 | 0 | 0 | 0 | 0 | 0 | 0 | 0 | 0.043119 | 0.56821 | 1.2768 | 1.0862 | 0 | 0 | 0 | 0 | 0 | 0 | 0 | 0.87139 | 11.4314 | 19.8644 | 13.0455 | 0 | 0 | 0% | 0% | 0% | 0% | 0% | 0% | 72% | 28% | 0% | 0% | 100% | [10 empty] | 0 | 0 | 0 | 0 | 0 | 0 | 29.2602 | 11.3789 | 0 | 0 | 0 | 0 | 0 | 0 | 0 | 0 | 1.0198 | 0.57947 | 0 | 0 | 0 | 0 | 0 | 0 | 0 | 0 | 1.8882 | 1.0862 | 0 | 0 | 0 | 0 | 0 | 0 | 0 | 0 | 32.1682 | 13.0446 | 0 | 0
180 | SMTS 500kV GIS Replacement | Replacement - Major Station | Major Station | TRUE | Towers and Conductor | Network | Labour - External | 50% | 0 | 0 | 0 | 0 | 0 | 0 | 4.0593 | 52.8286 | 89.4083 | 56.8993 | 0 | 0 | 0 | 0 | 0 | 0 | 0 | 0.033037 | 0.98355 | 2.7988 | 2.5119 | 0 | 0 | 0 | 0 | 0 | 0 | 0 | 0.21305 | 2.8147 | 6.334 | 5.3958 | 0 | 0 | 0 | 0 | 0 | 0 | 0 | 4.3054 | 56.6268 | 98.5411 | 64.8071 | 0 | 0 | 0% | 0% | 0% | 0% | 0% | 0% | 72% | 28% | 0% | 0% | 100% | [10 empty] | 0 | 0 | 0 | 0 | 0 | 0 | 146.3008 | 56.8947 | 0 | 0 | 0 | 0 | 0 | 0 | 0 | 0 | 3.8154 | 2.5119 | 0 | 0 | 0 | 0 | 0 | 0 | 0 | 0 | 9.3617 | 5.3958 | 0 | 0 | 0 | 0 | 0 | 0 | 0 | 0 | 159.4779 | 64.8025 | 0 | 0
181 | SMTS 500kV GIS Replacement | Replacement - Major Station | Major Station | TRUE | Establishment | Network | Materials | 40% | 0 | 0 | 0 | 0 | 0 | 0 | 23.6725 | 308.0754 | 521.3942 | 331.8144 | 0 | 0 | 0 | 0 | 0 | 0 | 0 | 0 | 0 | 0 | 0 | 0 | 0 | 0 | 0 | 0 | 0 | 0 | 1.2324 | 16.114 | 35.8164 | 30.1361 | 0 | 0 | 0 | 0 | 0 | 0 | 0 | 24.9049 | 324.1894 | 557.2105 | 361.9505 | 0 | 0 | 0% | 0% | 0% | 0% | 0% | 0% | 72% | 28% | 0% | 0% | 100% | [10 empty] | 0 | 0 | 0 | 0 | 0 | 0 | 853.1687 | 331.7878 | 0 | 0 | 0 | 0 | 0 | 0 | 0 | 0 | 0 | 0 | 0 | 0 | 0 | 0 | 0 | 0 | 0 | 0 | 53.1627 | 30.1361 | 0 | 0 | 0 | 0 | 0 | 0 | 0 | 0 | 906.3315 | 361.9239 | 0 | 0
182 | SMTS 500kV GIS Replacement | Replacement - Major Station | Major Station | TRUE | Establishment | Network | Labour - Internal | 10% | 0 | 0 | 0 | 0 | 0 | 0 | 5.9181 | 77.0189 | 130.3485 | 82.9536 | 0 | 0 | 0 | 0 | 0 | 0 | 0 | 0.11957 | 2.1688 | 5.1458 | 4.224 | 0 | 0 | 0 | 0 | 0 | 0 | 0 | 0.31432 | 4.1419 | 9.3076 | 7.9176 | 0 | 0 | 0 | 0 | 0 | 0 | 0 | 6.352 | 83.3296 | 144.8019 | 95.0953 | 0 | 0 | 0% | 0% | 0% | 0% | 0% | 0% | 72% | 28% | 0% | 0% | 100% | [10 empty] | 0 | 0 | 0 | 0 | 0 | 0 | 213.2922 | 82.947 | 0 | 0 | 0 | 0 | 0 | 0 | 0 | 0 | 7.4342 | 4.224 | 0 | 0 | 0 | 0 | 0 | 0 | 0 | 0 | 13.7638 | 7.9176 | 0 | 0 | 0 | 0 | 0 | 0 | 0 | 0 | 234.4902 | 95.0886 | 0 | 0
183 | SMTS 500kV GIS Replacement | Replacement - Major Station | Major Station | TRUE | Establishment | Network | Labour - External | 50% | 0 | 0 | 0 | 0 | 0 | 0 | 29.5907 | 385.0943 | 651.7427 | 414.768 | 0 | 0 | 0 | 0 | 0 | 0 | 0 | 0.24083 | 7.1696 | 20.4019 | 18.3109 | 0 | 0 | 0 | 0 | 0 | 0 | 0 | 1.553 | 20.5175 | 46.1719 | 39.3331 | 0 | 0 | 0 | 0 | 0 | 0 | 0 | 31.3845 | 412.7814 | 718.3165 | 472.412 | 0 | 0 | 0% | 0% | 0% | 0% | 0% | 0% | 72% | 28% | 0% | 0% | 100% | [10 empty] | 0 | 0 | 0 | 0 | 0 | 0 | 1066.4609 | 414.7348 | 0 | 0 | 0 | 0 | 0 | 0 | 0 | 0 | 27.8123 | 18.3109 | 0 | 0 | 0 | 0 | 0 | 0 | 0 | 0 | 68.2425 | 39.3331 | 0 | 0 | 0 | 0 | 0 | 0 | 0 | 0 | 1162.5156 | 472.3788 | 0 | 0
184 | KGTS transformer and Switchgear Replacement | Replacement - Major Station | Major Station | TRUE | Secondary | Network | Materials | 40% | 0 | 0 | 0 | 0 | 0 | 0 | 0 | 0 | 0 | 0 | 0 | 0 | 0 | 0 | 0 | 0 | 0 | 0 | 0 | 0 | 0 | 0 | 0 | 0 | 0 | 0 | 0 | 0 | 0 | 0 | 0 | 0 | 0 | 0 | 0 | 0 | 0 | 0 | 0 | 0 | 0 | 0 | 0 | 0 | 0 | 0% | 0% | 0% | 0% | 0% | 0% | 0% | 0% | 0% | 0% | 0% | [10 empty] | 0 | 0 | 0 | 0 | 0 | 0 | 0 | 0 | 0 | 0 | 0 | 0 | 0 | 0 | 0 | 0 | 0 | 0 | 0 | 0 | 0 | 0 | 0 | 0 | 0 | 0 | 0 | 0 | 0 | 0 | 0 | 0 | 0 | 0 | 0 | 0 | 0 | 0 | 0 | 0
185 | KGTS transformer and Switchgear Replacement | Replacement - Major Station | Major Station | TRUE | Secondary | Network | Labour - Internal | 10% | 0 | 0 | 0 | 0 | 0 | 0 | 0 | 0 | 0 | 0 | 0 | 0 | 0 | 0 | 0 | 0 | 0 | 0 | 0 | 0 | 0 | 0 | 0 | 0 | 0 | 0 | 0 | 0 | 0 | 0 | 0 | 0 | 0 | 0 | 0 | 0 | 0 | 0 | 0 | 0 | 0 | 0 | 0 | 0 | 0 | 0% | 0% | 0% | 0% | 0% | 0% | 0% | 0% | 0% | 0% | 0% | [10 empty] | 0 | 0 | 0 | 0 | 0 | 0 | 0 | 0 | 0 | 0 | 0 | 0 | 0 | 0 | 0 | 0 | 0 | 0 | 0 | 0 | 0 | 0 | 0 | 0 | 0 | 0 | 0 | 0 | 0 | 0 | 0 | 0 | 0 | 0 | 0 | 0 | 0 | 0 | 0 | 0
186 | KGTS transformer and Switchgear Replacement | Replacement - Major Station | Major Station | TRUE | Secondary | Network | Labour - External | 50% | 0 | 0 | 0 | 0 | 0 | 0 | 0 | 0 | 0 | 0 | 0 | 0 | 0 | 0 | 0 | 0 | 0 | 0 | 0 | 0 | 0 | 0 | 0 | 0 | 0 | 0 | 0 | 0 | 0 | 0 | 0 | 0 | 0 | 0 | 0 | 0 | 0 | 0 | 0 | 0 | 0 | 0 | 0 | 0 | 0 | 0% | 0% | 0% | 0% | 0% | 0% | 0% | 0% | 0% | 0% | 0% | [10 empty] | 0 | 0 | 0 | 0 | 0 | 0 | 0 | 0 | 0 | 0 | 0 | 0 | 0 | 0 | 0 | 0 | 0 | 0 | 0 | 0 | 0 | 0 | 0 | 0 | 0 | 0 | 0 | 0 | 0 | 0 | 0 | 0 | 0 | 0 | 0 | 0 | 0 | 0 | 0 | 0
187 | KGTS transformer and Switchgear Replacement | Replacement - Major Station | Major Station | TRUE | Switchgear | Network | Materials | 40% | 0 | 0 | 0 | 0 | 0 | 0 | 0 | 0 | 0 | 0 | 0 | 0 | 0 | 0 | 0 | 0 | 0 | 0 | 0 | 0 | 0 | 0 | 0 | 0 | 0 | 0 | 0 | 0 | 0 | 0 | 0 | 0 | 0 | 0 | 0 | 0 | 0 | 0 | 0 | 0 | 0 | 0 | 0 | 0 | 0 | 0% | 0% | 0% | 0% | 0% | 0% | 0% | 0% | 0% | 0% | 0% | [10 empty] | 0 | 0 | 0 | 0 | 0 | 0 | 0 | 0 | 0 | 0 | 0 | 0 | 0 | 0 | 0 | 0 | 0 | 0 | 0 | 0 | 0 | 0 | 0 | 0 | 0 | 0 | 0 | 0 | 0 | 0 | 0 | 0 | 0 | 0 | 0 | 0 | 0 | 0 | 0 | 0
188 | KGTS transformer and Switchgear Replacement | Replacement - Major Station | Major Station | TRUE | Switchgear | Network | Labour - Internal | 10% | 0 | 0 | 0 | 0 | 0 | 0 | 0 | 0 | 0 | 0 | 0 | 0 | 0 | 0 | 0 | 0 | 0 | 0 | 0 | 0 | 0 | 0 | 0 | 0 | 0 | 0 | 0 | 0 | 0 | 0 | 0 | 0 | 0 | 0 | 0 | 0 | 0 | 0 | 0 | 0 | 0 | 0 | 0 | 0 | 0 | 0% | 0% | 0% | 0% | 0% | 0% | 0% | 0% | 0% | 0% | 0% | [10 empty] | 0 | 0 | 0 | 0 | 0 | 0 | 0 | 0 | 0 | 0 | 0 | 0 | 0 | 0 | 0 | 0 | 0 | 0 | 0 | 0 | 0 | 0 | 0 | 0 | 0 | 0 | 0 | 0 | 0 | 0 | 0 | 0 | 0 | 0 | 0 | 0 | 0 | 0 | 0 | 0
189 | KGTS transformer and Switchgear Replacement | Replacement - Major Station | Major Station | TRUE | Switchgear | Network | Labour - External | 50% | 0 | 0 | 0 | 0 | 0 | 0 | 0 | 0 | 0 | 0 | 0 | 0 | 0 | 0 | 0 | 0 | 0 | 0 | 0 | 0 | 0 | 0 | 0 | 0 | 0 | 0 | 0 | 0 | 0 | 0 | 0 | 0 | 0 | 0 | 0 | 0 | 0 | 0 | 0 | 0 | 0 | 0 | 0 | 0 | 0 | 0% | 0% | 0% | 0% | 0% | 0% | 0% | 0% | 0% | 0% | 0% | [10 empty] | 0 | 0 | 0 | 0 | 0 | 0 | 0 | 0 | 0 | 0 | 0 | 0 | 0 | 0 | 0 | 0 | 0 | 0 | 0 | 0 | 0 | 0 | 0 | 0 | 0 | 0 | 0 | 0 | 0 | 0 | 0 | 0 | 0 | 0 | 0 | 0 | 0 | 0 | 0 | 0
190 | KGTS transformer and Switchgear Replacement | Replacement - Major Station | Major Station | TRUE | Transformers | Network | Materials | 40% | 0 | 0 | 0 | 0 | 0 | 0 | 0 | 0 | 0 | 0 | 0 | 0 | 0 | 0 | 0 | 0 | 0 | 0 | 0 | 0 | 0 | 0 | 0 | 0 | 0 | 0 | 0 | 0 | 0 | 0 | 0 | 0 | 0 | 0 | 0 | 0 | 0 | 0 | 0 | 0 | 0 | 0 | 0 | 0 | 0 | 0% | 0% | 0% | 0% | 0% | 0% | 0% | 0% | 0% | 0% | 0% | [10 empty] | 0 | 0 | 0 | 0 | 0 | 0 | 0 | 0 | 0 | 0 | 0 | 0 | 0 | 0 | 0 | 0 | 0 | 0 | 0 | 0 | 0 | 0 | 0 | 0 | 0 | 0 | 0 | 0 | 0 | 0 | 0 | 0 | 0 | 0 | 0 | 0 | 0 | 0 | 0 | 0
191 | KGTS transformer and Switchgear Replacement | Replacement - Major Station | Major Station | TRUE | Transformers | Network | Labour - Internal | 10% | 0 | 0 | 0 | 0 | 0 | 0 | 0 | 0 | 0 | 0 | 0 | 0 | 0 | 0 | 0 | 0 | 0 | 0 | 0 | 0 | 0 | 0 | 0 | 0 | 0 | 0 | 0 | 0 | 0 | 0 | 0 | 0 | 0 | 0 | 0 | 0 | 0 | 0 | 0 | 0 | 0 | 0 | 0 | 0 | 0 | 0% | 0% | 0% | 0% | 0% | 0% | 0% | 0% | 0% | 0% | 0% | [10 empty] | 0 | 0 | 0 | 0 | 0 | 0 | 0 | 0 | 0 | 0 | 0 | 0 | 0 | 0 | 0 | 0 | 0 | 0 | 0 | 0 | 0 | 0 | 0 | 0 | 0 | 0 | 0 | 0 | 0 | 0 | 0 | 0 | 0 | 0 | 0 | 0 | 0 | 0 | 0 | 0
192 | KGTS transformer and Switchgear Replacement | Replacement - Major Station | Major Station | TRUE | Transformers | Network | Labour - External | 50% | 0 | 0 | 0 | 0 | 0 | 0 | 0 | 0 | 0 | 0 | 0 | 0 | 0 | 0 | 0 | 0 | 0 | 0 | 0 | 0 | 0 | 0 | 0 | 0 | 0 | 0 | 0 | 0 | 0 | 0 | 0 | 0 | 0 | 0 | 0 | 0 | 0 | 0 | 0 | 0 | 0 | 0 | 0 | 0 | 0 | 0% | 0% | 0% | 0% | 0% | 0% | 0% | 0% | 0% | 0% | 0% | [10 empty] | 0 | 0 | 0 | 0 | 0 | 0 | 0 | 0 | 0 | 0 | 0 | 0 | 0 | 0 | 0 | 0 | 0 | 0 | 0 | 0 | 0 | 0 | 0 | 0 | 0 | 0 | 0 | 0 | 0 | 0 | 0 | 0 | 0 | 0 | 0 | 0 | 0 | 0 | 0 | 0
193 | KGTS transformer and Switchgear Replacement | Replacement - Major Station | Major Station | TRUE | Towers and Conductor | Network | Materials | 40% | 0 | 0 | 0 | 0 | 0 | 0 | 0 | 0 | 0 | 0 | 0 | 0 | 0 | 0 | 0 | 0 | 0 | 0 | 0 | 0 | 0 | 0 | 0 | 0 | 0 | 0 | 0 | 0 | 0 | 0 | 0 | 0 | 0 | 0 | 0 | 0 | 0 | 0 | 0 | 0 | 0 | 0 | 0 | 0 | 0 | 0% | 0% | 0% | 0% | 0% | 0% | 0% | 0% | 0% | 0% | 0% | [10 empty] | 0 | 0 | 0 | 0 | 0 | 0 | 0 | 0 | 0 | 0 | 0 | 0 | 0 | 0 | 0 | 0 | 0 | 0 | 0 | 0 | 0 | 0 | 0 | 0 | 0 | 0 | 0 | 0 | 0 | 0 | 0 | 0 | 0 | 0 | 0 | 0 | 0 | 0 | 0 | 0
194 | KGTS transformer and Switchgear Replacement | Replacement - Major Station | Major Station | TRUE | Towers and Conductor | Network | Labour - Internal | 10% | 0 | 0 | 0 | 0 | 0 | 0 | 0 | 0 | 0 | 0 | 0 | 0 | 0 | 0 | 0 | 0 | 0 | 0 | 0 | 0 | 0 | 0 | 0 | 0 | 0 | 0 | 0 | 0 | 0 | 0 | 0 | 0 | 0 | 0 | 0 | 0 | 0 | 0 | 0 | 0 | 0 | 0 | 0 | 0 | 0 | 0% | 0% | 0% | 0% | 0% | 0% | 0% | 0% | 0% | 0% | 0% | [10 empty] | 0 | 0 | 0 | 0 | 0 | 0 | 0 | 0 | 0 | 0 | 0 | 0 | 0 | 0 | 0 | 0 | 0 | 0 | 0 | 0 | 0 | 0 | 0 | 0 | 0 | 0 | 0 | 0 | 0 | 0 | 0 | 0 | 0 | 0 | 0 | 0 | 0 | 0 | 0 | 0
195 | KGTS transformer and Switchgear Replacement | Replacement - Major Station | Major Station | TRUE | Towers and Conductor | Network | Labour - External | 50% | 0 | 0 | 0 | 0 | 0 | 0 | 0 | 0 | 0 | 0 | 0 | 0 | 0 | 0 | 0 | 0 | 0 | 0 | 0 | 0 | 0 | 0 | 0 | 0 | 0 | 0 | 0 | 0 | 0 | 0 | 0 | 0 | 0 | 0 | 0 | 0 | 0 | 0 | 0 | 0 | 0 | 0 | 0 | 0 | 0 | 0% | 0% | 0% | 0% | 0% | 0% | 0% | 0% | 0% | 0% | 0% | [10 empty] | 0 | 0 | 0 | 0 | 0 | 0 | 0 | 0 | 0 | 0 | 0 | 0 | 0 | 0 | 0 | 0 | 0 | 0 | 0 | 0 | 0 | 0 | 0 | 0 | 0 | 0 | 0 | 0 | 0 | 0 | 0 | 0 | 0 | 0 | 0 | 0 | 0 | 0 | 0 | 0
196 | KGTS transformer and Switchgear Replacement | Replacement - Major Station | Major Station | TRUE | Establishment | Network | Materials | 40% | 0 | 0 | 0 | 0 | 0 | 0 | 0 | 0 | 0 | 0 | 0 | 0 | 0 | 0 | 0 | 0 | 0 | 0 | 0 | 0 | 0 | 0 | 0 | 0 | 0 | 0 | 0 | 0 | 0 | 0 | 0 | 0 | 0 | 0 | 0 | 0 | 0 | 0 | 0 | 0 | 0 | 0 | 0 | 0 | 0 | 0% | 0% | 0% | 0% | 0% | 0% | 0% | 0% | 0% | 0% | 0% | [10 empty] | 0 | 0 | 0 | 0 | 0 | 0 | 0 | 0 | 0 | 0 | 0 | 0 | 0 | 0 | 0 | 0 | 0 | 0 | 0 | 0 | 0 | 0 | 0 | 0 | 0 | 0 | 0 | 0 | 0 | 0 | 0 | 0 | 0 | 0 | 0 | 0 | 0 | 0 | 0 | 0
197 | KGTS transformer and Switchgear Replacement | Replacement - Major Station | Major Station | TRUE | Establishment | Network | Labour - Internal | 10% | 0 | 0 | 0 | 0 | 0 | 0 | 0 | 0 | 0 | 0 | 0 | 0 | 0 | 0 | 0 | 0 | 0 | 0 | 0 | 0 | 0 | 0 | 0 | 0 | 0 | 0 | 0 | 0 | 0 | 0 | 0 | 0 | 0 | 0 | 0 | 0 | 0 | 0 | 0 | 0 | 0 | 0 | 0 | 0 | 0 | 0% | 0% | 0% | 0% | 0% | 0% | 0% | 0% | 0% | 0% | 0% | [10 empty] | 0 | 0 | 0 | 0 | 0 | 0 | 0 | 0 | 0 | 0 | 0 | 0 | 0 | 0 | 0 | 0 | 0 | 0 | 0 | 0 | 0 | 0 | 0 | 0 | 0 | 0 | 0 | 0 | 0 | 0 | 0 | 0 | 0 | 0 | 0 | 0 | 0 | 0 | 0 | 0
198 | KGTS transformer and Switchgear Replacement | Replacement - Major Station | Major Station | TRUE | Establishment | Network | Labour - External | 50% | 0 | 0 | 0 | 0 | 0 | 0 | 0 | 0 | 0 | 0 | 0 | 0 | 0 | 0 | 0 | 0 | 0 | 0 | 0 | 0 | 0 | 0 | 0 | 0 | 0 | 0 | 0 | 0 | 0 | 0 | 0 | 0 | 0 | 0 | 0 | 0 | 0 | 0 | 0 | 0 | 0 | 0 | 0 | 0 | 0 | 0% | 0% | 0% | 0% | 0% | 0% | 0% | 0% | 0% | 0% | 0% | [10 empty] | 0 | 0 | 0 | 0 | 0 | 0 | 0 | 0 | 0 | 0 | 0 | 0 | 0 | 0 | 0 | 0 | 0 | 0 | 0 | 0 | 0 | 0 | 0 | 0 | 0 | 0 | 0 | 0 | 0 | 0 | 0 | 0 | 0 | 0 | 0 | 0 | 0 | 0 | 0 | 0
199 | SHTS B2 and B3 Transformer Replacement | Replacement - Major Station | Major Station | TRUE | Secondary | Network | Materials | 40% | 0 | 0 | 0.12592 | 0 | 8.4491 | 110.8639 | 187.6159 | 119.3919 | 0 | 0 | 0 | 0 | 0 | 0 | 0 | 0 | 0 | 0 | 0 | 0 | 0 | 0 | 0 | 0 | 0.0060021 | 0 | 0.51411 | 5.3291 | 9.7671 | 6.2448 | 0 | 0 | 0 | 0 | 0 | 0.13192 | 0 | 8.9632 | 116.193 | 197.383 | 125.6368 | 0 | 0 | 0 | 0 | 0% | 0% | 0% | 0% | 72% | 28% | 0% | 0% | 0% | 0% | 100% | [10 empty] | 0 | 0 | 0 | 0 | 307.1026 | 119.4288 | 0 | 0 | 0 | 0 | 0 | 0 | 0 | 0 | 0 | 0 | 0 | 0 | 0 | 0 | 0 | 0 | 0 | 0 | 15.6214 | 6.2448 | 0 | 0 | 0 | 0 | 0 | 0 | 0 | 0 | 322.724 | 125.6736 | 0 | 0 | 0 | 0
200 | SHTS B2 and B3 Transformer Replacement | Replacement - Major Station | Major Station | TRUE | Secondary | Network | Labour - Internal | 10% | 0 | 0 | 0.03148 | 0 | 2.1123 | 27.716 | 46.904 | 29.848 | 0 | 0 | 0 | 0 | 0 | 0.00018258 | 0 | 0.020854 | 0.41907 | 0.94765 | 0.84049 | 0 | 0 | 0 | 0 | 0 | 0.0015092 | 0 | 0.1298 | 1.3524 | 2.4911 | 1.6052 | 0 | 0 | 0 | 0 | 0 | 0.033171 | 0 | 2.2629 | 29.4875 | 50.3427 | 32.2936 | 0 | 0 | 0 | 0 | 0% | 0% | 0% | 0% | 72% | 28% | 0% | 0% | 0% | 0% | 100% | [10 empty] | 0 | 0 | 0 | 0 | 76.7757 | 29.8572 | 0 | 0 | 0 | 0 | 0 | 0 | 0 | 0 | 1.388 | 0.84049 | 0 | 0 | 0 | 0 | 0 | 0 | 0 | 0 | 3.9761 | 1.6052 | 0 | 0 | 0 | 0 | 0 | 0 | 0 | 0 | 82.1397 | 32.3029 | 0 | 0 | 0 | 0
201 | SHTS B2 and B3 Transformer Replacement | Replacement - Major Station | Major Station | TRUE | Secondary | Network | Labour - External | 50% | 0 | 0 | 0.1574 | 0 | 10.5614 | 138.5799 | 234.5198 | 149.2399 | 0 | 0 | 0 | 0 | 0 | 0.00091291 | 0 | -0.0154 | 0.34738 | 1.9087 | 2.7785 | 0 | 0 | 0 | 0 | 0 | 0.0075461 | 0 | 0.6417 | 6.6781 | 12.3082 | 7.9514 | 0 | 0 | 0 | 0 | 0 | 0.16586 | 0 | 11.1877 | 145.6054 | 248.7368 | 159.9698 | 0 | 0 | 0 | 0 | 0% | 0% | 0% | 0% | 72% | 28% | 0% | 0% | 0% | 0% | 100% | [10 empty] | 0 | 0 | 0 | 0 | 383.8783 | 149.286 | 0 | 0 | 0 | 0 | 0 | 0 | 0 | 0 | 2.2415 | 2.7785 | 0 | 0 | 0 | 0 | 0 | 0 | 0 | 0 | 19.6419 | 7.9514 | 0 | 0 | 0 | 0 | 0 | 0 | 0 | 0 | 405.7616 | 160.0159 | 0 | 0 | 0 | 0
202 | SHTS B2 and B3 Transformer Replacement | Replacement - Major Station | Major Station | TRUE | Switchgear | Network | Materials | 40% | 0 | 0 | 0.6836 | 0 | 45.8692 | 601.8651 | 1018.541 | 648.1625 | 0 | 0 | 0 | 0 | 0 | 0 | 0 | 0 | 0 | 0 | 0 | 0 | 0 | 0 | 0 | 0 | 0.032584 | 0 | 2.791 | 28.9309 | 53.0243 | 33.9024 | 0 | 0 | 0 | 0 | 0 | 0.71618 | 0 | 48.6602 | 630.796 | 1071.5653 | 682.0649 | 0 | 0 | 0 | 0 | 0% | 0% | 0% | 0% | 72% | 28% | 0% | 0% | 0% | 0% | 100% | [10 empty] | 0 | 0 | 0 | 0 | 1667.2183 | 648.3627 | 0 | 0 | 0 | 0 | 0 | 0 | 0 | 0 | 0 | 0 | 0 | 0 | 0 | 0 | 0 | 0 | 0 | 0 | 84.8063 | 33.9024 | 0 | 0 | 0 | 0 | 0 | 0 | 0 | 0 | 1752.0246 | 682.2651 | 0 | 0 | 0 | 0
203 | SHTS B2 and B3 Transformer Replacement | Replacement - Major Station | Major Station | TRUE | Switchgear | Network | Labour - Internal | 10% | 0 | 0 | 0.1709 | 0 | 11.4673 | 150.4663 | 254.6353 | 162.0406 | 0 | 0 | 0 | 0 | 0 | 0.00099121 | 0 | 0.11322 | 2.2751 | 5.1447 | 4.5629 | 0 | 0 | 0 | 0 | 0 | 0.0081934 | 0 | 0.70464 | 7.3421 | 13.5239 | 8.7143 | 0 | 0 | 0 | 0 | 0 | 0.18008 | 0 | 12.2852 | 160.0834 | 273.3038 | 175.3178 | 0 | 0 | 0 | 0 | 0% | 0% | 0% | 0% | 72% | 28% | 0% | 0% | 0% | 0% | 100% | [10 empty] | 0 | 0 | 0 | 0 | 416.8046 | 162.0907 | 0 | 0 | 0 | 0 | 0 | 0 | 0 | 0 | 7.535 | 4.5629 | 0 | 0 | 0 | 0 | 0 | 0 | 0 | 0 | 21.5858 | 8.7143 | 0 | 0 | 0 | 0 | 0 | 0 | 0 | 0 | 445.9254 | 175.3678 | 0 | 0 | 0 | 0
204 | SHTS B2 and B3 Transformer Replacement | Replacement - Major Station | Major Station | TRUE | Switchgear | Network | Labour - External | 50% | 0 | 0 | 0.85449 | 0 | 57.3365 | 752.3314 | 1273.1763 | 810.2031 | 0 | 0 | 0 | 0 | 0 | 0.0049561 | 0 | -0.083607 | 1.8859 | 10.3618 | 15.0842 | 0 | 0 | 0 | 0 | 0 | 0.040967 | 0 | 3.4837 | 36.2543 | 66.8198 | 43.167 | 0 | 0 | 0 | 0 | 0 | 0.90042 | 0 | 60.7365 | 790.4716 | 1350.3579 | 868.4543 | 0 | 0 | 0 | 0 | 0% | 0% | 0% | 0% | 72% | 28% | 0% | 0% | 0% | 0% | 100% | [10 empty] | 0 | 0 | 0 | 0 | 2084.0228 | 810.4533 | 0 | 0 | 0 | 0 | 0 | 0 | 0 | 0 | 12.1685 | 15.0842 | 0 | 0 | 0 | 0 | 0 | 0 | 0 | 0 | 106.6331 | 43.167 | 0 | 0 | 0 | 0 | 0 | 0 | 0 | 0 | 2202.8245 | 868.7045 | 0 | 0 | 0 | 0
205 | SHTS B2 and B3 Transformer Replacement | Replacement - Major Station | Major Station | TRUE | Transformers | Network | Materials | 40% | 0 | 0 | 0.73139 | 0 | 49.0764 | 643.9481 | 1089.7583 | 693.4826 | 0 | 0 | 0 | 0 | 0 | 0 | 0 | 0 | 0 | 0 | 0 | 0 | 0 | 0 | 0 | 0 | 0.034863 | 0 | 2.9862 | 30.9538 | 56.7318 | 36.2729 | 0 | 0 | 0 | 0 | 0 | 0.76626 | 0 | 52.0626 | 674.9019 | 1146.4901 | 729.7555 | 0 | 0 | 0 | 0 | 0% | 0% | 0% | 0% | 72% | 28% | 0% | 0% | 0% | 0% | 100% | [10 empty] | 0 | 0 | 0 | 0 | 1783.7917 | 693.6968 | 0 | 0 | 0 | 0 | 0 | 0 | 0 | 0 | 0 | 0 | 0 | 0 | 0 | 0 | 0 | 0 | 0 | 0 | 90.7361 | 36.2729 | 0 | 0 | 0 | 0 | 0 | 0 | 0 | 0 | 1874.5278 | 729.9697 | 0 | 0 | 0 | 0
206 | SHTS B2 and B3 Transformer Replacement | Replacement - Major Station | Major Station | TRUE | Transformers | Network | Labour - Internal | 10% | 0 | 0 | 0.18285 | 0 | 12.2691 | 160.987 | 272.4396 | 173.3706 | 0 | 0 | 0 | 0 | 0 | 0.0010605 | 0 | 0.12113 | 2.4341 | 5.5044 | 4.8819 | 0 | 0 | 0 | 0 | 0 | 0.0087662 | 0 | 0.75391 | 7.8554 | 14.4695 | 9.3236 | 0 | 0 | 0 | 0 | 0 | 0.19268 | 0 | 13.1441 | 171.2766 | 292.4135 | 187.5762 | 0 | 0 | 0 | 0 | 0% | 0% | 0% | 0% | 72% | 28% | 0% | 0% | 0% | 0% | 100% | [10 empty] | 0 | 0 | 0 | 0 | 445.9479 | 173.4242 | 0 | 0 | 0 | 0 | 0 | 0 | 0 | 0 | 8.0619 | 4.8819 | 0 | 0 | 0 | 0 | 0 | 0 | 0 | 0 | 23.0951 | 9.3236 | 0 | 0 | 0 | 0 | 0 | 0 | 0 | 0 | 477.1049 | 187.6297 | 0 | 0 | 0 | 0
207 | SHTS B2 and B3 Transformer Replacement | Replacement - Major Station | Major Station | TRUE | Transformers | Network | Labour - External | 50% | 0 | 0 | 0.91424 | 0 | 61.3455 | 804.9351 | 1362.1979 | 866.8532 | 0 | 0 | 0 | 0 | 0 | 0.0053026 | 0 | -0.089453 | 2.0178 | 11.0864 | 16.1389 | 0 | 0 | 0 | 0 | 0 | 0.043831 | 0 | 3.7273 | 38.7892 | 71.4919 | 46.1853 | 0 | 0 | 0 | 0 | 0 | 0.96338 | 0 | 64.9833 | 845.7421 | 1444.7762 | 929.1774 | 0 | 0 | 0 | 0 | 0% | 0% | 0% | 0% | 72% | 28% | 0% | 0% | 0% | 0% | 100% | [10 empty] | 0 | 0 | 0 | 0 | 2229.7396 | 867.121 | 0 | 0 | 0 | 0 | 0 | 0 | 0 | 0 | 13.0194 | 16.1389 | 0 | 0 | 0 | 0 | 0 | 0 | 0 | 0 | 114.089 | 46.1853 | 0 | 0 | 0 | 0 | 0 | 0 | 0 | 0 | 2356.848 | 929.4452 | 0 | 0 | 0 | 0
208 | SHTS B2 and B3 Transformer Replacement | Replacement - Major Station | Major Station | TRUE | Towers and Conductor | Network | Materials | 40% | 0 | 0 | 0.048085 | 0 | 3.2265 | 42.3358 | 71.6452 | 45.5924 | 0 | 0 | 0 | 0 | 0 | 0 | 0 | 0 | 0 | 0 | 0 | 0 | 0 | 0 | 0 | 0 | 0.002292 | 0 | 0.19632 | 2.035 | 3.7298 | 2.3847 | 0 | 0 | 0 | 0 | 0 | 0.050377 | 0 | 3.4228 | 44.3709 | 75.375 | 47.9772 | 0 | 0 | 0 | 0 | 0% | 0% | 0% | 0% | 72% | 28% | 0% | 0% | 0% | 0% | 100% | [10 empty] | 0 | 0 | 0 | 0 | 117.2739 | 45.6065 | 0 | 0 | 0 | 0 | 0 | 0 | 0 | 0 | 0 | 0 | 0 | 0 | 0 | 0 | 0 | 0 | 0 | 0 | 5.9654 | 2.3847 | 0 | 0 | 0 | 0 | 0 | 0 | 0 | 0 | 123.2392 | 47.9912 | 0 | 0 | 0 | 0
209 | SHTS B2 and B3 Transformer Replacement | Replacement - Major Station | Major Station | TRUE | Towers and Conductor | Network | Labour - Internal | 10% | 0 | 0 | 0.012021 | 0 | 0.80662 | 10.584 | 17.9113 | 11.3981 | 0 | 0 | 0 | 0 | 0 | 6.9723e-05 | 0 | 0.0079637 | 0.16003 | 0.36188 | 0.32096 | 0 | 0 | 0 | 0 | 0 | 0.00057633 | 0 | 0.049565 | 0.51645 | 0.95128 | 0.61297 | 0 | 0 | 0 | 0 | 0 | 0.012667 | 0 | 0.86415 | 11.2604 | 19.2245 | 12.332 | 0 | 0 | 0 | 0 | 0% | 0% | 0% | 0% | 72% | 28% | 0% | 0% | 0% | 0% | 100% | [10 empty] | 0 | 0 | 0 | 0 | 29.3185 | 11.4016 | 0 | 0 | 0 | 0 | 0 | 0 | 0 | 0 | 0.53002 | 0.32096 | 0 | 0 | 0 | 0 | 0 | 0 | 0 | 0 | 1.5184 | 0.61297 | 0 | 0 | 0 | 0 | 0 | 0 | 0 | 0 | 31.3669 | 12.3356 | 0 | 0 | 0 | 0
210 | SHTS B2 and B3 Transformer Replacement | Replacement - Major Station | Major Station | TRUE | Towers and Conductor | Network | Labour - External | 50% | 0 | 0 | 0.060106 | 0 | 4.0331 | 52.9198 | 89.5565 | 56.9905 | 0 | 0 | 0 | 0 | 0 | 0.00034862 | 0 | -0.005881 | 0.13266 | 0.72886 | 1.061 | 0 | 0 | 0 | 0 | 0 | 0.0028816 | 0 | 0.24505 | 2.5502 | 4.7002 | 3.0364 | 0 | 0 | 0 | 0 | 0 | 0.063336 | 0 | 4.2723 | 55.6026 | 94.9856 | 61.088 | 0 | 0 | 0 | 0 | 0% | 0% | 0% | 0% | 72% | 28% | 0% | 0% | 0% | 0% | 100% | [10 empty] | 0 | 0 | 0 | 0 | 146.5923 | 57.0081 | 0 | 0 | 0 | 0 | 0 | 0 | 0 | 0 | 0.85595 | 1.061 | 0 | 0 | 0 | 0 | 0 | 0 | 0 | 0 | 7.5007 | 3.0364 | 0 | 0 | 0 | 0 | 0 | 0 | 0 | 0 | 154.949 | 61.1056 | 0 | 0 | 0 | 0
211 | SHTS B2 and B3 Transformer Replacement | Replacement - Major Station | Major Station | TRUE | Establishment | Network | Materials | 40% | 0 | 0 | 0.35051 | 0 | 23.5195 | 308.6074 | 522.2586 | 332.3464 | 0 | 0 | 0 | 0 | 0 | 0 | 0 | 0 | 0 | 0 | 0 | 0 | 0 | 0 | 0 | 0 | 0.016708 | 0 | 1.4311 | 14.8344 | 27.1883 | 17.3835 | 0 | 0 | 0 | 0 | 0 | 0.36722 | 0 | 24.9506 | 323.4417 | 549.4469 | 349.7299 | 0 | 0 | 0 | 0 | 0% | 0% | 0% | 0% | 72% | 28% | 0% | 0% | 0% | 0% | 100% | [10 empty] | 0 | 0 | 0 | 0 | 854.869 | 332.449 | 0 | 0 | 0 | 0 | 0 | 0 | 0 | 0 | 0 | 0 | 0 | 0 | 0 | 0 | 0 | 0 | 0 | 0 | 43.4846 | 17.3835 | 0 | 0 | 0 | 0 | 0 | 0 | 0 | 0 | 898.3536 | 349.8326 | 0 | 0 | 0 | 0
212 | SHTS B2 and B3 Transformer Replacement | Replacement - Major Station | Major Station | TRUE | Establishment | Network | Labour - Internal | 10% | 0 | 0 | 0.087629 | 0 | 5.8799 | 77.1518 | 130.5647 | 83.0866 | 0 | 0 | 0 | 0 | 0 | 0.00050825 | 0 | 0.058051 | 1.1665 | 2.6379 | 2.3396 | 0 | 0 | 0 | 0 | 0 | 0.0042012 | 0 | 0.36131 | 3.7647 | 6.9344 | 4.4683 | 0 | 0 | 0 | 0 | 0 | 0.092338 | 0 | 6.2992 | 82.0831 | 140.137 | 89.8945 | 0 | 0 | 0 | 0 | 0% | 0% | 0% | 0% | 72% | 28% | 0% | 0% | 0% | 0% | 100% | [10 empty] | 0 | 0 | 0 | 0 | 213.7172 | 83.1123 | 0 | 0 | 0 | 0 | 0 | 0 | 0 | 0 | 3.8636 | 2.3396 | 0 | 0 | 0 | 0 | 0 | 0 | 0 | 0 | 11.0681 | 4.4683 | 0 | 0 | 0 | 0 | 0 | 0 | 0 | 0 | 228.649 | 89.9201 | 0 | 0 | 0 | 0
213 | SHTS B2 and B3 Transformer Replacement | Replacement - Major Station | Major Station | TRUE | Establishment | Network | Labour - External | 50% | 0 | 0 | 0.43814 | 0 | 29.3994 | 385.7592 | 652.8233 | 415.433 | 0 | 0 | 0 | 0 | 0 | 0.0025412 | 0 | -0.04287 | 0.96699 | 5.3131 | 7.7344 | 0 | 0 | 0 | 0 | 0 | 0.021006 | 0 | 1.7863 | 18.5894 | 34.262 | 22.134 | 0 | 0 | 0 | 0 | 0 | 0.46169 | 0 | 31.1428 | 405.3156 | 692.3983 | 445.3014 | 0 | 0 | 0 | 0 | 0% | 0% | 0% | 0% | 72% | 28% | 0% | 0% | 0% | 0% | 100% | [10 empty] | 0 | 0 | 0 | 0 | 1068.5862 | 415.5613 | 0 | 0 | 0 | 0 | 0 | 0 | 0 | 0 | 6.2394 | 7.7344 | 0 | 0 | 0 | 0 | 0 | 0 | 0 | 0 | 54.6763 | 22.134 | 0 | 0 | 0 | 0 | 0 | 0 | 0 | 0 | 1129.502 | 445.4297 | 0 | 0 | 0 | 0
214 | TTS 66kV Circuit Breaker Replacement | Replacement - Major Station | Major Station | TRUE | Secondary | Network | Materials | 40% | 0 | 0 | 0 | 0 | 0 | 6.7364 | 87.5015 | 148.1052 | 94.2379 | 0 | 0 | 0 | 0 | 0 | 0 | 0 | 0 | 0 | 0 | 0 | 0 | 0 | 0 | 0 | 0 | 0 | 0 | 0.32381 | 4.5552 | 7.7467 | 6.4735 | 0 | 0 | 0 | 0 | 0 | 0 | 0 | 7.0602 | 92.0568 | 155.8519 | 100.7114 | 0 | 0 | 0 | 0% | 0% | 0% | 0% | 0% | 72% | 28% | 0% | 0% | 0% | 100% | [10 empty] | 0 | 0 | 0 | 0 | 0 | 242.3384 | 94.2427 | 0 | 0 | 0 | 0 | 0 | 0 | 0 | 0 | 0 | 0 | 0 | 0 | 0 | 0 | 0 | 0 | 0 | 0 | 12.6258 | 6.4735 | 0 | 0 | 0 | 0 | 0 | 0 | 0 | 0 | 254.9641 | 100.7162 | 0 | 0 | 0
215 | TTS 66kV Circuit Breaker Replacement | Replacement - Major Station | Major Station | TRUE | Secondary | Network | Labour - Internal | 10% | 0 | 0 | 0 | 0 | 0 | 1.6841 | 21.8754 | 37.0263 | 23.5595 | 0 | 0 | 0 | 0 | 0 | 0 | 0 | 0.025464 | 0.44197 | 1.0426 | 0.93007 | 0 | 0 | 0 | 0 | 0 | 0 | 0 | 0.082177 | 1.1618 | 1.9912 | 1.6823 | 0 | 0 | 0 | 0 | 0 | 0 | 0 | 1.7917 | 23.4792 | 40.0601 | 26.1718 | 0 | 0 | 0 | 0% | 0% | 0% | 0% | 0% | 72% | 28% | 0% | 0% | 0% | 100% | [10 empty] | 0 | 0 | 0 | 0 | 0 | 60.5846 | 23.5607 | 0 | 0 | 0 | 0 | 0 | 0 | 0 | 0 | 1.5101 | 0.93007 | 0 | 0 | 0 | 0 | 0 | 0 | 0 | 0 | 3.2352 | 1.6823 | 0 | 0 | 0 | 0 | 0 | 0 | 0 | 0 | 65.3299 | 26.173 | 0 | 0 | 0
216 | TTS 66kV Circuit Breaker Replacement | Replacement - Major Station | Major Station | TRUE | Secondary | Network | Labour - External | 50% | 0 | 0 | 0 | 0 | 0 | 8.4205 | 109.3769 | 185.1315 | 117.7974 | 0 | 0 | 0 | 0 | 0 | 0 | 0 | 0.021108 | 0.89017 | 3.4467 | 3.6875 | 0 | 0 | 0 | 0 | 0 | 0 | 0 | 0.40578 | 5.7404 | 9.8637 | 8.3452 | 0 | 0 | 0 | 0 | 0 | 0 | 0 | 8.8474 | 116.0075 | 198.4419 | 129.8301 | 0 | 0 | 0 | 0% | 0% | 0% | 0% | 0% | 72% | 28% | 0% | 0% | 0% | 100% | [10 empty] | 0 | 0 | 0 | 0 | 0 | 302.923 | 117.8034 | 0 | 0 | 0 | 0 | 0 | 0 | 0 | 0 | 4.358 | 3.6875 | 0 | 0 | 0 | 0 | 0 | 0 | 0 | 0 | 16.0098 | 8.3452 | 0 | 0 | 0 | 0 | 0 | 0 | 0 | 0 | 323.2908 | 129.8361 | 0 | 0 | 0
217 | TTS 66kV Circuit Breaker Replacement | Replacement - Major Station | Major Station | TRUE | Switchgear | Network | Materials | 40% | 0 | 0 | 0 | 0 | 0 | 36.571 | 475.0338 | 804.0431 | 511.6048 | 0 | 0 | 0 | 0 | 0 | 0 | 0 | 0 | 0 | 0 | 0 | 0 | 0 | 0 | 0 | 0 | 0 | 0 | 1.7579 | 24.7298 | 42.0558 | 35.1439 | 0 | 0 | 0 | 0 | 0 | 0 | 0 | 38.3289 | 499.7636 | 846.0989 | 546.7487 | 0 | 0 | 0 | 0% | 0% | 0% | 0% | 0% | 72% | 28% | 0% | 0% | 0% | 100% | [10 empty] | 0 | 0 | 0 | 0 | 0 | 1315.622 | 511.6308 | 0 | 0 | 0 | 0 | 0 | 0 | 0 | 0 | 0 | 0 | 0 | 0 | 0 | 0 | 0 | 0 | 0 | 0 | 68.5436 | 35.1439 | 0 | 0 | 0 | 0 | 0 | 0 | 0 | 0 | 1384.1655 | 546.7747 | 0 | 0 | 0
218 | TTS 66kV Circuit Breaker Replacement | Replacement - Major Station | Major Station | TRUE | Switchgear | Network | Labour - Internal | 10% | 0 | 0 | 0 | 0 | 0 | 9.1427 | 118.7585 | 201.0108 | 127.9012 | 0 | 0 | 0 | 0 | 0 | 0 | 0 | 0.13824 | 2.3994 | 5.6603 | 5.0492 | 0 | 0 | 0 | 0 | 0 | 0 | 0 | 0.44613 | 6.3074 | 10.81 | 9.1328 | 0 | 0 | 0 | 0 | 0 | 0 | 0 | 9.7271 | 127.4652 | 217.481 | 142.0832 | 0 | 0 | 0 | 0% | 0% | 0% | 0% | 0% | 72% | 28% | 0% | 0% | 0% | 100% | [10 empty] | 0 | 0 | 0 | 0 | 0 | 328.9055 | 127.9077 | 0 | 0 | 0 | 0 | 0 | 0 | 0 | 0 | 8.1979 | 5.0492 | 0 | 0 | 0 | 0 | 0 | 0 | 0 | 0 | 17.5635 | 9.1328 | 0 | 0 | 0 | 0 | 0 | 0 | 0 | 0 | 354.6669 | 142.0897 | 0 | 0 | 0
219 | TTS 66kV Circuit Breaker Replacement | Replacement - Major Station | Major Station | TRUE | Switchgear | Network | Labour - External | 50% | 0 | 0 | 0 | 0 | 0 | 45.7137 | 593.7923 | 1005.0538 | 639.506 | 0 | 0 | 0 | 0 | 0 | 0 | 0 | 0.11459 | 4.8326 | 18.7119 | 20.0188 | 0 | 0 | 0 | 0 | 0 | 0 | 0 | 2.2029 | 31.1638 | 53.5485 | 45.305 | 0 | 0 | 0 | 0 | 0 | 0 | 0 | 48.0312 | 629.7888 | 1077.3143 | 704.8299 | 0 | 0 | 0 | 0% | 0% | 0% | 0% | 0% | 72% | 28% | 0% | 0% | 0% | 100% | [10 empty] | 0 | 0 | 0 | 0 | 0 | 1644.5275 | 639.5385 | 0 | 0 | 0 | 0 | 0 | 0 | 0 | 0 | 23.6591 | 20.0188 | 0 | 0 | 0 | 0 | 0 | 0 | 0 | 0 | 86.9153 | 45.305 | 0 | 0 | 0 | 0 | 0 | 0 | 0 | 0 | 1755.1018 | 704.8623 | 0 | 0 | 0
220 | TTS 66kV Circuit Breaker Replacement | Replacement - Major Station | Major Station | TRUE | Transformers | Network | Materials | 40% | 0 | 0 | 0 | 0 | 0 | 39.1281 | 508.2486 | 860.2625 | 547.3767 | 0 | 0 | 0 | 0 | 0 | 0 | 0 | 0 | 0 | 0 | 0 | 0 | 0 | 0 | 0 | 0 | 0 | 0 | 1.8808 | 26.4589 | 44.9964 | 37.6012 | 0 | 0 | 0 | 0 | 0 | 0 | 0 | 41.0089 | 534.7076 | 905.2589 | 584.9779 | 0 | 0 | 0 | 0% | 0% | 0% | 0% | 0% | 72% | 28% | 0% | 0% | 0% | 100% | [10 empty] | 0 | 0 | 0 | 0 | 0 | 1407.6115 | 547.4045 | 0 | 0 | 0 | 0 | 0 | 0 | 0 | 0 | 0 | 0 | 0 | 0 | 0 | 0 | 0 | 0 | 0 | 0 | 73.3362 | 37.6012 | 0 | 0 | 0 | 0 | 0 | 0 | 0 | 0 | 1480.9477 | 585.0056 | 0 | 0 | 0
221 | TTS 66kV Circuit Breaker Replacement | Replacement - Major Station | Major Station | TRUE | Transformers | Network | Labour - Internal | 10% | 0 | 0 | 0 | 0 | 0 | 9.782 | 127.0622 | 215.0656 | 136.8442 | 0 | 0 | 0 | 0 | 0 | 0 | 0 | 0.14791 | 2.5672 | 6.056 | 5.4022 | 0 | 0 | 0 | 0 | 0 | 0 | 0 | 0.47732 | 6.7484 | 11.5659 | 9.7714 | 0 | 0 | 0 | 0 | 0 | 0 | 0 | 10.4072 | 136.3777 | 232.6875 | 152.0178 | 0 | 0 | 0 | 0% | 0% | 0% | 0% | 0% | 72% | 28% | 0% | 0% | 0% | 100% | [10 empty] | 0 | 0 | 0 | 0 | 0 | 351.9029 | 136.8511 | 0 | 0 | 0 | 0 | 0 | 0 | 0 | 0 | 8.7711 | 5.4022 | 0 | 0 | 0 | 0 | 0 | 0 | 0 | 0 | 18.7916 | 9.7714 | 0 | 0 | 0 | 0 | 0 | 0 | 0 | 0 | 379.4655 | 152.0248 | 0 | 0 | 0
222 | TTS 66kV Circuit Breaker Replacement | Replacement - Major Station | Major Station | TRUE | Transformers | Network | Labour - External | 50% | 0 | 0 | 0 | 0 | 0 | 48.9101 | 635.3108 | 1075.3281 | 684.2209 | 0 | 0 | 0 | 0 | 0 | 0 | 0 | 0.1226 | 5.1705 | 20.0202 | 21.4185 | 0 | 0 | 0 | 0 | 0 | 0 | 0 | 2.3569 | 33.3428 | 57.2927 | 48.4728 | 0 | 0 | 0 | 0 | 0 | 0 | 0 | 51.3896 | 673.8242 | 1152.6411 | 754.1122 | 0 | 0 | 0 | 0% | 0% | 0% | 0% | 0% | 72% | 28% | 0% | 0% | 0% | 100% | [10 empty] | 0 | 0 | 0 | 0 | 0 | 1759.5143 | 684.2556 | 0 | 0 | 0 | 0 | 0 | 0 | 0 | 0 | 25.3134 | 21.4185 | 0 | 0 | 0 | 0 | 0 | 0 | 0 | 0 | 92.9925 | 48.4728 | 0 | 0 | 0 | 0 | 0 | 0 | 0 | 0 | 1877.8202 | 754.1469 | 0 | 0 | 0
223 | TTS 66kV Circuit Breaker Replacement | Replacement - Major Station | Major Station | TRUE | Towers and Conductor | Network | Materials | 40% | 0 | 0 | 0 | 0 | 0 | 2.5724 | 33.4144 | 56.5572 | 35.9868 | 0 | 0 | 0 | 0 | 0 | 0 | 0 | 0 | 0 | 0 | 0 | 0 | 0 | 0 | 0 | 0 | 0 | 0 | 0.12365 | 1.7395 | 2.9583 | 2.4721 | 0 | 0 | 0 | 0 | 0 | 0 | 0 | 2.6961 | 35.1539 | 59.5155 | 38.4589 | 0 | 0 | 0 | 0% | 0% | 0% | 0% | 0% | 72% | 28% | 0% | 0% | 0% | 100% | [10 empty] | 0 | 0 | 0 | 0 | 0 | 92.5422 | 35.9886 | 0 | 0 | 0 | 0 | 0 | 0 | 0 | 0 | 0 | 0 | 0 | 0 | 0 | 0 | 0 | 0 | 0 | 0 | 4.8214 | 2.4721 | 0 | 0 | 0 | 0 | 0 | 0 | 0 | 0 | 97.3636 | 38.4607 | 0 | 0 | 0
224 | TTS 66kV Circuit Breaker Replacement | Replacement - Major Station | Major Station | TRUE | Towers and Conductor | Network | Labour - Internal | 10% | 0 | 0 | 0 | 0 | 0 | 0.64311 | 8.3536 | 14.1393 | 8.9967 | 0 | 0 | 0 | 0 | 0 | 0 | 0 | 0.0097239 | 0.16878 | 0.39815 | 0.35517 | 0 | 0 | 0 | 0 | 0 | 0 | 0 | 0.031381 | 0.44367 | 0.76039 | 0.64241 | 0 | 0 | 0 | 0 | 0 | 0 | 0 | 0.68422 | 8.966 | 15.2978 | 9.9943 | 0 | 0 | 0 | 0% | 0% | 0% | 0% | 0% | 72% | 28% | 0% | 0% | 0% | 100% | [10 empty] | 0 | 0 | 0 | 0 | 0 | 23.1356 | 8.9972 | 0 | 0 | 0 | 0 | 0 | 0 | 0 | 0 | 0.57665 | 0.35517 | 0 | 0 | 0 | 0 | 0 | 0 | 0 | 0 | 1.2354 | 0.64241 | 0 | 0 | 0 | 0 | 0 | 0 | 0 | 0 | 24.9476 | 9.9947 | 0 | 0 | 0
225 | TTS 66kV Circuit Breaker Replacement | Replacement - Major Station | Major Station | TRUE | Towers and Conductor | Network | Labour - External | 50% | 0 | 0 | 0 | 0 | 0 | 3.2156 | 41.768 | 70.6965 | 44.9835 | 0 | 0 | 0 | 0 | 0 | 0 | 0 | 0.0080605 | 0.33993 | 1.3162 | 1.4081 | 0 | 0 | 0 | 0 | 0 | 0 | 0 | 0.15495 | 2.1921 | 3.7667 | 3.1868 | 0 | 0 | 0 | 0 | 0 | 0 | 0 | 3.3786 | 44.3 | 75.7794 | 49.5785 | 0 | 0 | 0 | 0% | 0% | 0% | 0% | 0% | 72% | 28% | 0% | 0% | 0% | 100% | [10 empty] | 0 | 0 | 0 | 0 | 0 | 115.6778 | 44.9858 | 0 | 0 | 0 | 0 | 0 | 0 | 0 | 0 | 1.6642 | 1.4081 | 0 | 0 | 0 | 0 | 0 | 0 | 0 | 0 | 6.1137 | 3.1868 | 0 | 0 | 0 | 0 | 0 | 0 | 0 | 0 | 123.4557 | 49.5807 | 0 | 0 | 0
226 | TTS 66kV Circuit Breaker Replacement | Replacement - Major Station | Major Station | TRUE | Establishment | Network | Materials | 40% | 0 | 0 | 0 | 0 | 0 | 18.7518 | 243.5744 | 412.2744 | 262.3262 | 0 | 0 | 0 | 0 | 0 | 0 | 0 | 0 | 0 | 0 | 0 | 0 | 0 | 0 | 0 | 0 | 0 | 0 | 0.90138 | 12.6803 | 21.5642 | 18.0201 | 0 | 0 | 0 | 0 | 0 | 0 | 0 | 19.6532 | 256.2547 | 433.8386 | 280.3463 | 0 | 0 | 0 | 0% | 0% | 0% | 0% | 0% | 72% | 28% | 0% | 0% | 0% | 100% | [10 empty] | 0 | 0 | 0 | 0 | 0 | 674.5874 | 262.3395 | 0 | 0 | 0 | 0 | 0 | 0 | 0 | 0 | 0 | 0 | 0 | 0 | 0 | 0 | 0 | 0 | 0 | 0 | 35.1458 | 18.0201 | 0 | 0 | 0 | 0 | 0 | 0 | 0 | 0 | 709.7332 | 280.3596 | 0 | 0 | 0
227 | TTS 66kV Circuit Breaker Replacement | Replacement - Major Station | Major Station | TRUE | Establishment | Network | Labour - Internal | 10% | 0 | 0 | 0 | 0 | 0 | 4.688 | 60.8936 | 103.0686 | 65.5816 | 0 | 0 | 0 | 0 | 0 | 0 | 0 | 0.070882 | 1.2303 | 2.9023 | 2.589 | 0 | 0 | 0 | 0 | 0 | 0 | 0 | 0.22875 | 3.2341 | 5.5429 | 4.6829 | 0 | 0 | 0 | 0 | 0 | 0 | 0 | 4.9876 | 65.358 | 111.5138 | 72.8534 | 0 | 0 | 0 | 0% | 0% | 0% | 0% | 0% | 72% | 28% | 0% | 0% | 0% | 100% | [10 empty] | 0 | 0 | 0 | 0 | 0 | 168.6468 | 65.5849 | 0 | 0 | 0 | 0 | 0 | 0 | 0 | 0 | 4.2035 | 2.589 | 0 | 0 | 0 | 0 | 0 | 0 | 0 | 0 | 9.0057 | 4.6829 | 0 | 0 | 0 | 0 | 0 | 0 | 0 | 0 | 181.856 | 72.8567 | 0 | 0 | 0
228 | TTS 66kV Circuit Breaker Replacement | Replacement - Major Station | Major Station | TRUE | Establishment | Network | Labour - External | 50% | 0 | 0 | 0 | 0 | 0 | 23.4398 | 304.468 | 515.3431 | 327.9078 | 0 | 0 | 0 | 0 | 0 | 0 | 0 | 0.058757 | 2.4779 | 9.5946 | 10.2647 | 0 | 0 | 0 | 0 | 0 | 0 | 0 | 1.1295 | 15.9793 | 27.4571 | 23.2302 | 0 | 0 | 0 | 0 | 0 | 0 | 0 | 24.6281 | 322.9253 | 552.3947 | 361.4027 | 0 | 0 | 0 | 0% | 0% | 0% | 0% | 0% | 72% | 28% | 0% | 0% | 0% | 100% | [10 empty] | 0 | 0 | 0 | 0 | 0 | 843.2342 | 327.9244 | 0 | 0 | 0 | 0 | 0 | 0 | 0 | 0 | 12.1312 | 10.2647 | 0 | 0 | 0 | 0 | 0 | 0 | 0 | 0 | 44.566 | 23.2302 | 0 | 0 | 0 | 0 | 0 | 0 | 0 | 0 | 899.9314 | 361.4193 | 0 | 0 | 0
229 | KTS A4 500/220kV Transformer Replacement | Replacement - Major Station | Major Station | TRUE | Secondary | Network | Materials | 40% | 0 | 0 | 0 | 0 | 0 | 0 | 33.9448 | 441.4014 | 746.9998 | 475.37 | 0 | 0 | 0 | 0 | 0 | 0 | 0 | 0 | 0 | 0 | 0 | 0 | 0 | 0 | 0 | 0 | 0 | 0 | 1.7671 | 23.0877 | 51.314 | 43.1741 | 0 | 0 | 0 | 0 | 0 | 0 | 0 | 35.7119 | 464.489 | 798.3137 | 518.5441 | 0 | 0 | 0% | 0% | 0% | 0% | 0% | 0% | 72% | 28% | 0% | 0% | 100% | [10 empty] | 0 | 0 | 0 | 0 | 0 | 0 | 1222.3554 | 475.3604 | 0 | 0 | 0 | 0 | 0 | 0 | 0 | 0 | 0 | 0 | 0 | 0 | 0 | 0 | 0 | 0 | 0 | 0 | 76.1688 | 43.1741 | 0 | 0 | 0 | 0 | 0 | 0 | 0 | 0 | 1298.5242 | 518.5345 | 0 | 0
230 | KTS A4 500/220kV Transformer Replacement | Replacement - Major Station | Major Station | TRUE | Secondary | Network | Labour - Internal | 10% | 0 | 0 | 0 | 0 | 0 | 0 | 8.4862 | 110.3503 | 186.7499 | 118.8425 | 0 | 0 | 0 | 0 | 0 | 0 | 0 | 0.17146 | 3.1073 | 7.3724 | 6.0515 | 0 | 0 | 0 | 0 | 0 | 0 | 0 | 0.45071 | 5.9345 | 13.3349 | 11.3431 | 0 | 0 | 0 | 0 | 0 | 0 | 0 | 9.1084 | 119.3921 | 207.4573 | 136.2371 | 0 | 0 | 0% | 0% | 0% | 0% | 0% | 0% | 72% | 28% | 0% | 0% | 100% | [10 empty] | 0 | 0 | 0 | 0 | 0 | 0 | 305.5889 | 118.8401 | 0 | 0 | 0 | 0 | 0 | 0 | 0 | 0 | 10.6512 | 6.0515 | 0 | 0 | 0 | 0 | 0 | 0 | 0 | 0 | 19.7201 | 11.3431 | 0 | 0 | 0 | 0 | 0 | 0 | 0 | 0 | 335.9602 | 136.2347 | 0 | 0
231 | KTS A4 500/220kV Transformer Replacement | Replacement - Major Station | Major Station | TRUE | Secondary | Network | Labour - External | 50% | 0 | 0 | 0 | 0 | 0 | 0 | 42.431 | 551.7517 | 933.7497 | 594.2125 | 0 | 0 | 0 | 0 | 0 | 0 | 0 | 0.34533 | 10.2724 | 29.2297 | 26.2329 | 0 | 0 | 0 | 0 | 0 | 0 | 0 | 2.2269 | 29.3969 | 66.1504 | 56.3501 | 0 | 0 | 0 | 0 | 0 | 0 | 0 | 45.0032 | 591.421 | 1029.1297 | 676.7955 | 0 | 0 | 0% | 0% | 0% | 0% | 0% | 0% | 72% | 28% | 0% | 0% | 100% | [10 empty] | 0 | 0 | 0 | 0 | 0 | 0 | 1527.9443 | 594.2006 | 0 | 0 | 0 | 0 | 0 | 0 | 0 | 0 | 39.8474 | 26.2329 | 0 | 0 | 0 | 0 | 0 | 0 | 0 | 0 | 97.7742 | 56.3501 | 0 | 0 | 0 | 0 | 0 | 0 | 0 | 0 | 1665.5659 | 676.7835 | 0 | 0
232 | KTS A4 500/220kV Transformer Replacement | Replacement - Major Station | Major Station | TRUE | Switchgear | Network | Materials | 40% | 0 | 0 | 0 | 0 | 0 | 0 | 184.2815 | 2396.3077 | 4055.3598 | 2580.7189 | 0 | 0 | 0 | 0 | 0 | 0 | 0 | 0 | 0 | 0 | 0 | 0 | 0 | 0 | 0 | 0 | 0 | 0 | 9.5935 | 125.3399 | 278.5766 | 234.3861 | 0 | 0 | 0 | 0 | 0 | 0 | 0 | 193.875 | 2521.6477 | 4333.9364 | 2815.105 | 0 | 0 | 0% | 0% | 0% | 0% | 0% | 0% | 72% | 28% | 0% | 0% | 100% | [10 empty] | 0 | 0 | 0 | 0 | 0 | 0 | 6636.0009 | 2580.667 | 0 | 0 | 0 | 0 | 0 | 0 | 0 | 0 | 0 | 0 | 0 | 0 | 0 | 0 | 0 | 0 | 0 | 0 | 413.51 | 234.3861 | 0 | 0 | 0 | 0 | 0 | 0 | 0 | 0 | 7049.511 | 2815.0531 | 0 | 0
233 | KTS A4 500/220kV Transformer Replacement | Replacement - Major Station | Major Station | TRUE | Switchgear | Network | Labour - Internal | 10% | 0 | 0 | 0 | 0 | 0 | 0 | 46.0704 | 599.0769 | 1013.84 | 645.1797 | 0 | 0 | 0 | 0 | 0 | 0 | 0 | 0.93081 | 16.8694 | 40.0237 | 32.8528 | 0 | 0 | 0 | 0 | 0 | 0 | 0 | 2.4468 | 32.2173 | 72.3935 | 61.5803 | 0 | 0 | 0 | 0 | 0 | 0 | 0 | 49.448 | 648.1637 | 1126.2572 | 739.6128 | 0 | 0 | 0% | 0% | 0% | 0% | 0% | 0% | 72% | 28% | 0% | 0% | 100% | [10 empty] | 0 | 0 | 0 | 0 | 0 | 0 | 1659.0002 | 645.1668 | 0 | 0 | 0 | 0 | 0 | 0 | 0 | 0 | 57.8239 | 32.8528 | 0 | 0 | 0 | 0 | 0 | 0 | 0 | 0 | 107.0577 | 61.5803 | 0 | 0 | 0 | 0 | 0 | 0 | 0 | 0 | 1823.8819 | 739.5999 | 0 | 0
234 | KTS A4 500/220kV Transformer Replacement | Replacement - Major Station | Major Station | TRUE | Switchgear | Network | Labour - External | 50% | 0 | 0 | 0 | 0 | 0 | 0 | 230.3519 | 2995.3847 | 5069.1998 | 3225.8986 | 0 | 0 | 0 | 0 | 0 | 0 | 0 | 1.8747 | 55.7675 | 158.6839 | 142.4146 | 0 | 0 | 0 | 0 | 0 | 0 | 0 | 12.0895 | 159.5919 | 359.1213 | 305.917 | 0 | 0 | 0 | 0 | 0 | 0 | 0 | 244.3161 | 3210.744 | 5587.005 | 3674.2302 | 0 | 0 | 0% | 0% | 0% | 0% | 0% | 0% | 72% | 28% | 0% | 0% | 100% | [10 empty] | 0 | 0 | 0 | 0 | 0 | 0 | 8295.0012 | 3225.8338 | 0 | 0 | 0 | 0 | 0 | 0 | 0 | 0 | 216.3261 | 142.4146 | 0 | 0 | 0 | 0 | 0 | 0 | 0 | 0 | 530.8026 | 305.917 | 0 | 0 | 0 | 0 | 0 | 0 | 0 | 0 | 9042.1299 | 3674.1654 | 0 | 0
235 | KTS A4 500/220kV Transformer Replacement | Replacement - Major Station | Major Station | TRUE | Transformers | Network | Materials | 40% | 0 | 0 | 0 | 0 | 0 | 0 | 197.1666 | 2563.8598 | 4338.9143 | 2761.1651 | 0 | 0 | 0 | 0 | 0 | 0 | 0 | 0 | 0 | 0 | 0 | 0 | 0 | 0 | 0 | 0 | 0 | 0 | 10.2643 | 134.1038 | 298.0549 | 250.7746 | 0 | 0 | 0 | 0 | 0 | 0 | 0 | 207.4309 | 2697.9636 | 4636.9692 | 3011.9397 | 0 | 0 | 0% | 0% | 0% | 0% | 0% | 0% | 72% | 28% | 0% | 0% | 100% | [10 empty] | 0 | 0 | 0 | 0 | 0 | 0 | 7099.9962 | 2761.1096 | 0 | 0 | 0 | 0 | 0 | 0 | 0 | 0 | 0 | 0 | 0 | 0 | 0 | 0 | 0 | 0 | 0 | 0 | 442.423 | 250.7746 | 0 | 0 | 0 | 0 | 0 | 0 | 0 | 0 | 7542.4192 | 3011.8842 | 0 | 0
236 | KTS A4 500/220kV Transformer Replacement | Replacement - Major Station | Major Station | TRUE | Transformers | Network | Labour - Internal | 10% | 0 | 0 | 0 | 0 | 0 | 0 | 49.2917 | 640.9649 | 1084.7286 | 690.2913 | 0 | 0 | 0 | 0 | 0 | 0 | 0 | 0.99589 | 18.0489 | 42.8222 | 35.1499 | 0 | 0 | 0 | 0 | 0 | 0 | 0 | 2.6179 | 34.47 | 77.4553 | 65.886 | 0 | 0 | 0 | 0 | 0 | 0 | 0 | 52.9055 | 693.4839 | 1205.0062 | 791.3272 | 0 | 0 | 0% | 0% | 0% | 0% | 0% | 0% | 72% | 28% | 0% | 0% | 100% | [10 empty] | 0 | 0 | 0 | 0 | 0 | 0 | 1774.9991 | 690.2774 | 0 | 0 | 0 | 0 | 0 | 0 | 0 | 0 | 61.867 | 35.1499 | 0 | 0 | 0 | 0 | 0 | 0 | 0 | 0 | 114.5433 | 65.886 | 0 | 0 | 0 | 0 | 0 | 0 | 0 | 0 | 1951.4094 | 791.3134 | 0 | 0
237 | KTS A4 500/220kV Transformer Replacement | Replacement - Major Station | Major Station | TRUE | Transformers | Network | Labour - External | 50% | 0 | 0 | 0 | 0 | 0 | 0 | 246.4583 | 3204.8247 | 5423.6429 | 3451.4564 | 0 | 0 | 0 | 0 | 0 | 0 | 0 | 2.0058 | 59.6668 | 169.7792 | 152.3724 | 0 | 0 | 0 | 0 | 0 | 0 | 0 | 12.9348 | 170.7507 | 384.2313 | 327.307 | 0 | 0 | 0 | 0 | 0 | 0 | 0 | 261.3989 | 3435.2422 | 5977.6535 | 3931.1358 | 0 | 0 | 0% | 0% | 0% | 0% | 0% | 0% | 72% | 28% | 0% | 0% | 100% | [10 empty] | 0 | 0 | 0 | 0 | 0 | 0 | 8874.9953 | 3451.387 | 0 | 0 | 0 | 0 | 0 | 0 | 0 | 0 | 231.4518 | 152.3724 | 0 | 0 | 0 | 0 | 0 | 0 | 0 | 0 | 567.9168 | 327.307 | 0 | 0 | 0 | 0 | 0 | 0 | 0 | 0 | 9674.3639 | 3931.0664 | 0 | 0
238 | KTS A4 500/220kV Transformer Replacement | Replacement - Major Station | Major Station | TRUE | Towers and Conductor | Network | Materials | 40% | 0 | 0 | 0 | 0 | 0 | 0 | 12.9626 | 168.5588 | 285.2582 | 181.5305 | 0 | 0 | 0 | 0 | 0 | 0 | 0 | 0 | 0 | 0 | 0 | 0 | 0 | 0 | 0 | 0 | 0 | 0 | 0.67482 | 8.8165 | 19.5954 | 16.487 | 0 | 0 | 0 | 0 | 0 | 0 | 0 | 13.6374 | 177.3753 | 304.8536 | 198.0174 | 0 | 0 | 0% | 0% | 0% | 0% | 0% | 0% | 72% | 28% | 0% | 0% | 100% | [10 empty] | 0 | 0 | 0 | 0 | 0 | 0 | 466.7832 | 181.5268 | 0 | 0 | 0 | 0 | 0 | 0 | 0 | 0 | 0 | 0 | 0 | 0 | 0 | 0 | 0 | 0 | 0 | 0 | 29.0867 | 16.487 | 0 | 0 | 0 | 0 | 0 | 0 | 0 | 0 | 495.87 | 198.0138 | 0 | 0
239 | KTS A4 500/220kV Transformer Replacement | Replacement - Major Station | Major Station | TRUE | Towers and Conductor | Network | Labour - Internal | 10% | 0 | 0 | 0 | 0 | 0 | 0 | 3.2406 | 42.1397 | 71.3146 | 45.3826 | 0 | 0 | 0 | 0 | 0 | 0 | 0 | 0.065474 | 1.1866 | 2.8153 | 2.3109 | 0 | 0 | 0 | 0 | 0 | 0 | 0 | 0.17211 | 2.2662 | 5.0922 | 4.3316 | 0 | 0 | 0 | 0 | 0 | 0 | 0 | 3.4782 | 45.5925 | 79.2221 | 52.0251 | 0 | 0 | 0% | 0% | 0% | 0% | 0% | 0% | 72% | 28% | 0% | 0% | 100% | [10 empty] | 0 | 0 | 0 | 0 | 0 | 0 | 116.6958 | 45.3817 | 0 | 0 | 0 | 0 | 0 | 0 | 0 | 0 | 4.0674 | 2.3109 | 0 | 0 | 0 | 0 | 0 | 0 | 0 | 0 | 7.5305 | 4.3316 | 0 | 0 | 0 | 0 | 0 | 0 | 0 | 0 | 128.2938 | 52.0242 | 0 | 0
240 | KTS A4 500/220kV Transformer Replacement | Replacement - Major Station | Major Station | TRUE | Towers and Conductor | Network | Labour - External | 50% | 0 | 0 | 0 | 0 | 0 | 0 | 16.2032 | 210.6985 | 356.5728 | 226.9131 | 0 | 0 | 0 | 0 | 0 | 0 | 0 | 0.13187 | 3.9227 | 11.162 | 10.0176 | 0 | 0 | 0 | 0 | 0 | 0 | 0 | 0.85039 | 11.2259 | 25.261 | 21.5185 | 0 | 0 | 0 | 0 | 0 | 0 | 0 | 17.1854 | 225.8471 | 392.9958 | 258.4492 | 0 | 0 | 0% | 0% | 0% | 0% | 0% | 0% | 72% | 28% | 0% | 0% | 100% | [10 empty] | 0 | 0 | 0 | 0 | 0 | 0 | 583.479 | 226.9085 | 0 | 0 | 0 | 0 | 0 | 0 | 0 | 0 | 15.2166 | 10.0176 | 0 | 0 | 0 | 0 | 0 | 0 | 0 | 0 | 37.3372 | 21.5185 | 0 | 0 | 0 | 0 | 0 | 0 | 0 | 0 | 636.0329 | 258.4446 | 0 | 0
241 | KTS A4 500/220kV Transformer Replacement | Replacement - Major Station | Major Station | TRUE | Establishment | Network | Materials | 40% | 0 | 0 | 0 | 0 | 0 | 0 | 94.4906 | 1228.7108 | 2079.3926 | 1323.268 | 0 | 0 | 0 | 0 | 0 | 0 | 0 | 0 | 0 | 0 | 0 | 0 | 0 | 0 | 0 | 0 | 0 | 0 | 4.9191 | 64.2683 | 142.8406 | 120.1819 | 0 | 0 | 0 | 0 | 0 | 0 | 0 | 99.4097 | 1292.9791 | 2222.2332 | 1443.4498 | 0 | 0 | 0% | 0% | 0% | 0% | 0% | 0% | 72% | 28% | 0% | 0% | 100% | [10 empty] | 0 | 0 | 0 | 0 | 0 | 0 | 3402.6207 | 1323.2414 | 0 | 0 | 0 | 0 | 0 | 0 | 0 | 0 | 0 | 0 | 0 | 0 | 0 | 0 | 0 | 0 | 0 | 0 | 212.028 | 120.1819 | 0 | 0 | 0 | 0 | 0 | 0 | 0 | 0 | 3614.6486 | 1443.4232 | 0 | 0
242 | KTS A4 500/220kV Transformer Replacement | Replacement - Major Station | Major Station | TRUE | Establishment | Network | Labour - Internal | 10% | 0 | 0 | 0 | 0 | 0 | 0 | 23.6227 | 307.1777 | 519.8481 | 330.817 | 0 | 0 | 0 | 0 | 0 | 0 | 0 | 0.47727 | 8.6498 | 20.5222 | 16.8453 | 0 | 0 | 0 | 0 | 0 | 0 | 0 | 1.2546 | 16.5195 | 37.1199 | 31.5754 | 0 | 0 | 0 | 0 | 0 | 0 | 0 | 25.3546 | 332.347 | 577.4903 | 379.2377 | 0 | 0 | 0% | 0% | 0% | 0% | 0% | 0% | 72% | 28% | 0% | 0% | 100% | [10 empty] | 0 | 0 | 0 | 0 | 0 | 0 | 850.6552 | 330.8103 | 0 | 0 | 0 | 0 | 0 | 0 | 0 | 0 | 29.6493 | 16.8453 | 0 | 0 | 0 | 0 | 0 | 0 | 0 | 0 | 54.894 | 31.5754 | 0 | 0 | 0 | 0 | 0 | 0 | 0 | 0 | 935.1985 | 379.2311 | 0 | 0
243 | KTS A4 500/220kV Transformer Replacement | Replacement - Major Station | Major Station | TRUE | Establishment | Network | Labour - External | 50% | 0 | 0 | 0 | 0 | 0 | 0 | 118.1133 | 1535.8885 | 2599.2407 | 1654.085 | 0 | 0 | 0 | 0 | 0 | 0 | 0 | 0.96127 | 28.5949 | 81.3654 | 73.0233 | 0 | 0 | 0 | 0 | 0 | 0 | 0 | 6.1989 | 81.831 | 184.14 | 156.8594 | 0 | 0 | 0 | 0 | 0 | 0 | 0 | 125.2735 | 1646.3144 | 2864.7462 | 1883.9678 | 0 | 0 | 0% | 0% | 0% | 0% | 0% | 0% | 72% | 28% | 0% | 0% | 100% | [10 empty] | 0 | 0 | 0 | 0 | 0 | 0 | 4253.2758 | 1654.0517 | 0 | 0 | 0 | 0 | 0 | 0 | 0 | 0 | 110.9216 | 73.0233 | 0 | 0 | 0 | 0 | 0 | 0 | 0 | 0 | 272.1699 | 156.8594 | 0 | 0 | 0 | 0 | 0 | 0 | 0 | 0 | 4636.3673 | 1883.9345 | 0 | 0
244 | DDTS H3 330/220kV Transformer and 330kV Circuit Breaker Replacement | Replacement - Major Station | Major Station | TRUE | Secondary | Network | Materials | 40% | 0 | 0 | 0 | 0 | 0 | 0 | 0 | 0 | 0 | 0 | 0 | 0 | 0 | 0 | 0 | 0 | 0 | 0 | 0 | 0 | 0 | 0 | 0 | 0 | 0 | 0 | 0 | 0 | 0 | 0 | 0 | 0 | 0 | 0 | 0 | 0 | 0 | 0 | 0 | 0 | 0 | 0 | 0 | 0 | 0 | 0% | 0% | 0% | 0% | 0% | 0% | 0% | 0% | 0% | 0% | 0% | [10 empty] | 0 | 0 | 0 | 0 | 0 | 0 | 0 | 0 | 0 | 0 | 0 | 0 | 0 | 0 | 0 | 0 | 0 | 0 | 0 | 0 | 0 | 0 | 0 | 0 | 0 | 0 | 0 | 0 | 0 | 0 | 0 | 0 | 0 | 0 | 0 | 0 | 0 | 0 | 0 | 0
245 | DDTS H3 330/220kV Transformer and 330kV Circuit Breaker Replacement | Replacement - Major Station | Major Station | TRUE | Secondary | Network | Labour - Internal | 10% | 0 | 0 | 0 | 0 | 0 | 0 | 0 | 0 | 0 | 0 | 0 | 0 | 0 | 0 | 0 | 0 | 0 | 0 | 0 | 0 | 0 | 0 | 0 | 0 | 0 | 0 | 0 | 0 | 0 | 0 | 0 | 0 | 0 | 0 | 0 | 0 | 0 | 0 | 0 | 0 | 0 | 0 | 0 | 0 | 0 | 0% | 0% | 0% | 0% | 0% | 0% | 0% | 0% | 0% | 0% | 0% | [10 empty] | 0 | 0 | 0 | 0 | 0 | 0 | 0 | 0 | 0 | 0 | 0 | 0 | 0 | 0 | 0 | 0 | 0 | 0 | 0 | 0 | 0 | 0 | 0 | 0 | 0 | 0 | 0 | 0 | 0 | 0 | 0 | 0 | 0 | 0 | 0 | 0 | 0 | 0 | 0 | 0
246 | DDTS H3 330/220kV Transformer and 330kV Circuit Breaker Replacement | Replacement - Major Station | Major Station | TRUE | Secondary | Network | Labour - External | 50% | 0 | 0 | 0 | 0 | 0 | 0 | 0 | 0 | 0 | 0 | 0 | 0 | 0 | 0 | 0 | 0 | 0 | 0 | 0 | 0 | 0 | 0 | 0 | 0 | 0 | 0 | 0 | 0 | 0 | 0 | 0 | 0 | 0 | 0 | 0 | 0 | 0 | 0 | 0 | 0 | 0 | 0 | 0 | 0 | 0 | 0% | 0% | 0% | 0% | 0% | 0% | 0% | 0% | 0% | 0% | 0% | [10 empty] | 0 | 0 | 0 | 0 | 0 | 0 | 0 | 0 | 0 | 0 | 0 | 0 | 0 | 0 | 0 | 0 | 0 | 0 | 0 | 0 | 0 | 0 | 0 | 0 | 0 | 0 | 0 | 0 | 0 | 0 | 0 | 0 | 0 | 0 | 0 | 0 | 0 | 0 | 0 | 0
247 | DDTS H3 330/220kV Transformer and 330kV Circuit Breaker Replacement | Replacement - Major Station | Major Station | TRUE | Switchgear | Network | Materials | 40% | 0 | 0 | 0 | 0 | 0 | 0 | 0 | 0 | 0 | 0 | 0 | 0 | 0 | 0 | 0 | 0 | 0 | 0 | 0 | 0 | 0 | 0 | 0 | 0 | 0 | 0 | 0 | 0 | 0 | 0 | 0 | 0 | 0 | 0 | 0 | 0 | 0 | 0 | 0 | 0 | 0 | 0 | 0 | 0 | 0 | 0% | 0% | 0% | 0% | 0% | 0% | 0% | 0% | 0% | 0% | 0% | [10 empty] | 0 | 0 | 0 | 0 | 0 | 0 | 0 | 0 | 0 | 0 | 0 | 0 | 0 | 0 | 0 | 0 | 0 | 0 | 0 | 0 | 0 | 0 | 0 | 0 | 0 | 0 | 0 | 0 | 0 | 0 | 0 | 0 | 0 | 0 | 0 | 0 | 0 | 0 | 0 | 0
248 | DDTS H3 330/220kV Transformer and 330kV Circuit Breaker Replacement | Replacement - Major Station | Major Station | TRUE | Switchgear | Network | Labour - Internal | 10% | 0 | 0 | 0 | 0 | 0 | 0 | 0 | 0 | 0 | 0 | 0 | 0 | 0 | 0 | 0 | 0 | 0 | 0 | 0 | 0 | 0 | 0 | 0 | 0 | 0 | 0 | 0 | 0 | 0 | 0 | 0 | 0 | 0 | 0 | 0 | 0 | 0 | 0 | 0 | 0 | 0 | 0 | 0 | 0 | 0 | 0% | 0% | 0% | 0% | 0% | 0% | 0% | 0% | 0% | 0% | 0% | [10 empty] | 0 | 0 | 0 | 0 | 0 | 0 | 0 | 0 | 0 | 0 | 0 | 0 | 0 | 0 | 0 | 0 | 0 | 0 | 0 | 0 | 0 | 0 | 0 | 0 | 0 | 0 | 0 | 0 | 0 | 0 | 0 | 0 | 0 | 0 | 0 | 0 | 0 | 0 | 0 | 0
249 | DDTS H3 330/220kV Transformer and 330kV Circuit Breaker Replacement | Replacement - Major Station | Major Station | TRUE | Switchgear | Network | Labour - External | 50% | 0 | 0 | 0 | 0 | 0 | 0 | 0 | 0 | 0 | 0 | 0 | 0 | 0 | 0 | 0 | 0 | 0 | 0 | 0 | 0 | 0 | 0 | 0 | 0 | 0 | 0 | 0 | 0 | 0 | 0 | 0 | 0 | 0 | 0 | 0 | 0 | 0 | 0 | 0 | 0 | 0 | 0 | 0 | 0 | 0 | 0% | 0% | 0% | 0% | 0% | 0% | 0% | 0% | 0% | 0% | 0% | [10 empty] | 0 | 0 | 0 | 0 | 0 | 0 | 0 | 0 | 0 | 0 | 0 | 0 | 0 | 0 | 0 | 0 | 0 | 0 | 0 | 0 | 0 | 0 | 0 | 0 | 0 | 0 | 0 | 0 | 0 | 0 | 0 | 0 | 0 | 0 | 0 | 0 | 0 | 0 | 0 | 0
250 | DDTS H3 330/220kV Transformer and 330kV Circuit Breaker Replacement | Replacement - Major Station | Major Station | TRUE | Transformers | Network | Materials | 40% | 0 | 0 | 0 | 0 | 0 | 0 | 0 | 0 | 0 | 0 | 0 | 0 | 0 | 0 | 0 | 0 | 0 | 0 | 0 | 0 | 0 | 0 | 0 | 0 | 0 | 0 | 0 | 0 | 0 | 0 | 0 | 0 | 0 | 0 | 0 | 0 | 0 | 0 | 0 | 0 | 0 | 0 | 0 | 0 | 0 | 0% | 0% | 0% | 0% | 0% | 0% | 0% | 0% | 0% | 0% | 0% | [10 empty] | 0 | 0 | 0 | 0 | 0 | 0 | 0 | 0 | 0 | 0 | 0 | 0 | 0 | 0 | 0 | 0 | 0 | 0 | 0 | 0 | 0 | 0 | 0 | 0 | 0 | 0 | 0 | 0 | 0 | 0 | 0 | 0 | 0 | 0 | 0 | 0 | 0 | 0 | 0 | 0
251 | DDTS H3 330/220kV Transformer and 330kV Circuit Breaker Replacement | Replacement - Major Station | Major Station | TRUE | Transformers | Network | Labour - Internal | 10% | 0 | 0 | 0 | 0 | 0 | 0 | 0 | 0 | 0 | 0 | 0 | 0 | 0 | 0 | 0 | 0 | 0 | 0 | 0 | 0 | 0 | 0 | 0 | 0 | 0 | 0 | 0 | 0 | 0 | 0 | 0 | 0 | 0 | 0 | 0 | 0 | 0 | 0 | 0 | 0 | 0 | 0 | 0 | 0 | 0 | 0% | 0% | 0% | 0% | 0% | 0% | 0% | 0% | 0% | 0% | 0% | [10 empty] | 0 | 0 | 0 | 0 | 0 | 0 | 0 | 0 | 0 | 0 | 0 | 0 | 0 | 0 | 0 | 0 | 0 | 0 | 0 | 0 | 0 | 0 | 0 | 0 | 0 | 0 | 0 | 0 | 0 | 0 | 0 | 0 | 0 | 0 | 0 | 0 | 0 | 0 | 0 | 0
252 | DDTS H3 330/220kV Transformer and 330kV Circuit Breaker Replacement | Replacement - Major Station | Major Station | TRUE | Transformers | Network | Labour - External | 50% | 0 | 0 | 0 | 0 | 0 | 0 | 0 | 0 | 0 | 0 | 0 | 0 | 0 | 0 | 0 | 0 | 0 | 0 | 0 | 0 | 0 | 0 | 0 | 0 | 0 | 0 | 0 | 0 | 0 | 0 | 0 | 0 | 0 | 0 | 0 | 0 | 0 | 0 | 0 | 0 | 0 | 0 | 0 | 0 | 0 | 0% | 0% | 0% | 0% | 0% | 0% | 0% | 0% | 0% | 0% | 0% | [10 empty] | 0 | 0 | 0 | 0 | 0 | 0 | 0 | 0 | 0 | 0 | 0 | 0 | 0 | 0 | 0 | 0 | 0 | 0 | 0 | 0 | 0 | 0 | 0 | 0 | 0 | 0 | 0 | 0 | 0 | 0 | 0 | 0 | 0 | 0 | 0 | 0 | 0 | 0 | 0 | 0
253 | DDTS H3 330/220kV Transformer and 330kV Circuit Breaker Replacement | Replacement - Major Station | Major Station | TRUE | Towers and Conductor | Network | Materials | 40% | 0 | 0 | 0 | 0 | 0 | 0 | 0 | 0 | 0 | 0 | 0 | 0 | 0 | 0 | 0 | 0 | 0 | 0 | 0 | 0 | 0 | 0 | 0 | 0 | 0 | 0 | 0 | 0 | 0 | 0 | 0 | 0 | 0 | 0 | 0 | 0 | 0 | 0 | 0 | 0 | 0 | 0 | 0 | 0 | 0 | 0% | 0% | 0% | 0% | 0% | 0% | 0% | 0% | 0% | 0% | 0% | [10 empty] | 0 | 0 | 0 | 0 | 0 | 0 | 0 | 0 | 0 | 0 | 0 | 0 | 0 | 0 | 0 | 0 | 0 | 0 | 0 | 0 | 0 | 0 | 0 | 0 | 0 | 0 | 0 | 0 | 0 | 0 | 0 | 0 | 0 | 0 | 0 | 0 | 0 | 0 | 0 | 0
254 | DDTS H3 330/220kV Transformer and 330kV Circuit Breaker Replacement | Replacement - Major Station | Major Station | TRUE | Towers and Conductor | Network | Labour - Internal | 10% | 0 | 0 | 0 | 0 | 0 | 0 | 0 | 0 | 0 | 0 | 0 | 0 | 0 | 0 | 0 | 0 | 0 | 0 | 0 | 0 | 0 | 0 | 0 | 0 | 0 | 0 | 0 | 0 | 0 | 0 | 0 | 0 | 0 | 0 | 0 | 0 | 0 | 0 | 0 | 0 | 0 | 0 | 0 | 0 | 0 | 0% | 0% | 0% | 0% | 0% | 0% | 0% | 0% | 0% | 0% | 0% | [10 empty] | 0 | 0 | 0 | 0 | 0 | 0 | 0 | 0 | 0 | 0 | 0 | 0 | 0 | 0 | 0 | 0 | 0 | 0 | 0 | 0 | 0 | 0 | 0 | 0 | 0 | 0 | 0 | 0 | 0 | 0 | 0 | 0 | 0 | 0 | 0 | 0 | 0 | 0 | 0 | 0
255 | DDTS H3 330/220kV Transformer and 330kV Circuit Breaker Replacement | Replacement - Major Station | Major Station | TRUE | Towers and Conductor | Network | Labour - External | 50% | 0 | 0 | 0 | 0 | 0 | 0 | 0 | 0 | 0 | 0 | 0 | 0 | 0 | 0 | 0 | 0 | 0 | 0 | 0 | 0 | 0 | 0 | 0 | 0 | 0 | 0 | 0 | 0 | 0 | 0 | 0 | 0 | 0 | 0 | 0 | 0 | 0 | 0 | 0 | 0 | 0 | 0 | 0 | 0 | 0 | 0% | 0% | 0% | 0% | 0% | 0% | 0% | 0% | 0% | 0% | 0% | [10 empty] | 0 | 0 | 0 | 0 | 0 | 0 | 0 | 0 | 0 | 0 | 0 | 0 | 0 | 0 | 0 | 0 | 0 | 0 | 0 | 0 | 0 | 0 | 0 | 0 | 0 | 0 | 0 | 0 | 0 | 0 | 0 | 0 | 0 | 0 | 0 | 0 | 0 | 0 | 0 | 0
256 | DDTS H3 330/220kV Transformer and 330kV Circuit Breaker Replacement | Replacement - Major Station | Major Station | TRUE | Establishment | Network | Materials | 40% | 0 | 0 | 0 | 0 | 0 | 0 | 0 | 0 | 0 | 0 | 0 | 0 | 0 | 0 | 0 | 0 | 0 | 0 | 0 | 0 | 0 | 0 | 0 | 0 | 0 | 0 | 0 | 0 | 0 | 0 | 0 | 0 | 0 | 0 | 0 | 0 | 0 | 0 | 0 | 0 | 0 | 0 | 0 | 0 | 0 | 0% | 0% | 0% | 0% | 0% | 0% | 0% | 0% | 0% | 0% | 0% | [10 empty] | 0 | 0 | 0 | 0 | 0 | 0 | 0 | 0 | 0 | 0 | 0 | 0 | 0 | 0 | 0 | 0 | 0 | 0 | 0 | 0 | 0 | 0 | 0 | 0 | 0 | 0 | 0 | 0 | 0 | 0 | 0 | 0 | 0 | 0 | 0 | 0 | 0 | 0 | 0 | 0
257 | DDTS H3 330/220kV Transformer and 330kV Circuit Breaker Replacement | Replacement - Major Station | Major Station | TRUE | Establishment | Network | Labour - Internal | 10% | 0 | 0 | 0 | 0 | 0 | 0 | 0 | 0 | 0 | 0 | 0 | 0 | 0 | 0 | 0 | 0 | 0 | 0 | 0 | 0 | 0 | 0 | 0 | 0 | 0 | 0 | 0 | 0 | 0 | 0 | 0 | 0 | 0 | 0 | 0 | 0 | 0 | 0 | 0 | 0 | 0 | 0 | 0 | 0 | 0 | 0% | 0% | 0% | 0% | 0% | 0% | 0% | 0% | 0% | 0% | 0% | [10 empty] | 0 | 0 | 0 | 0 | 0 | 0 | 0 | 0 | 0 | 0 | 0 | 0 | 0 | 0 | 0 | 0 | 0 | 0 | 0 | 0 | 0 | 0 | 0 | 0 | 0 | 0 | 0 | 0 | 0 | 0 | 0 | 0 | 0 | 0 | 0 | 0 | 0 | 0 | 0 | 0
258 | DDTS H3 330/220kV Transformer and 330kV Circuit Breaker Replacement | Replacement - Major Station | Major Station | TRUE | Establishment | Network | Labour - External | 50% | 0 | 0 | 0 | 0 | 0 | 0 | 0 | 0 | 0 | 0 | 0 | 0 | 0 | 0 | 0 | 0 | 0 | 0 | 0 | 0 | 0 | 0 | 0 | 0 | 0 | 0 | 0 | 0 | 0 | 0 | 0 | 0 | 0 | 0 | 0 | 0 | 0 | 0 | 0 | 0 | 0 | 0 | 0 | 0 | 0 | 0% | 0% | 0% | 0% | 0% | 0% | 0% | 0% | 0% | 0% | 0% | [10 empty] | 0 | 0 | 0 | 0 | 0 | 0 | 0 | 0 | 0 | 0 | 0 | 0 | 0 | 0 | 0 | 0 | 0 | 0 | 0 | 0 | 0 | 0 | 0 | 0 | 0 | 0 | 0 | 0 | 0 | 0 | 0 | 0 | 0 | 0 | 0 | 0 | 0 | 0 | 0 | 0
259 | WMTS Redevelopment Project | Replacement - Major Station CBD | Major Station | TRUE | Secondary | Network | Materials | 40% | 0 | 1337.9858 | 760.9544 | 559.7808 | 219.2015 | 340.5546 | 0 | 0 | 0 | 0 | 0 | 0 | 0 | 0 | 0 | 0 | 0 | 0 | 0 | 0 | 0 | 0 | 0 | 0 | 36.2718 | 37.9873 | 13.3379 | 16.37 | 0 | 0 | 0 | 0 | 0 | 0 | 1337.9858 | 797.2262 | 597.7681 | 232.5394 | 356.9246 | 0 | 0 | 0 | 0 | 0 | 0 | 14% | 25.13% | 31.84% | 11.69% | 17.34% | 0% | 0% | 0% | 0% | 0% | 100% | [10 empty] | 437.9098 | 799.1759 | 1031.9739 | 382.5556 | 567.2376 | 0 | 0 | 0 | 0 | 0 | 0 | 0 | 0 | 0 | 0 | 0 | 0 | 0 | 0 | 0 | 36.2718 | -1.5109 | 34.9605 | 16.651 | 18.5257 | 0 | 0 | 0 | 0 | 0 | 474.1816 | 797.665 | 1066.9344 | 399.2066 | 585.7633 | 0 | 0 | 0 | 0 | 0
260 | WMTS Redevelopment Project | Replacement - Major Station CBD | Major Station | TRUE | Secondary | Network | Labour - Internal | 10% | 0 | 334.4965 | 190.2386 | 139.9452 | 54.8004 | 85.1386 | 0 | 0 | 0 | 0 | 0 | 0 | 0 | 1.1034 | 0.51207 | 0.54104 | 1.2873 | 0 | 0 | 0 | 0 | 0 | 0 | 0 | 9.1205 | 9.5316 | 3.3674 | 4.1544 | 0 | 0 | 0 | 0 | 0 | 0 | 334.4965 | 200.4625 | 149.9888 | 58.7088 | 90.5803 | 0 | 0 | 0 | 0 | 0 | 0 | 14% | 25.13% | 31.84% | 11.69% | 17.34% | 0% | 0% | 0% | 0% | 0% | 100% | [10 empty] | 109.4775 | 199.794 | 257.9935 | 95.6389 | 141.8094 | 0 | 0 | 0 | 0 | 0 | 1.1034 | -0.34996 | 0.96099 | 1.1409 | 0.60931 | 0 | 0 | 0 | 0 | 0 | 9.1205 | -0.38953 | 8.795 | 4.2182 | 4.6637 | 0 | 0 | 0 | 0 | 0 | 119.7014 | 199.0545 | 267.7494 | 100.9979 | 147.0824 | 0 | 0 | 0 | 0 | 0
261 | WMTS Redevelopment Project | Replacement - Major Station CBD | Major Station | TRUE | Secondary | Network | Labour - External | 50% | 0 | 1672.4823 | 951.193 | 699.726 | 274.0019 | 425.6932 | 0 | 0 | 0 | 0 | 0 | 0 | 0 | 5.5169 | -1.8393 | -0.39954 | 1.0671 | 0 | 0 | 0 | 0 | 0 | 0 | 0 | 45.6027 | 47.3593 | 16.648 | 20.5138 | 0 | 0 | 0 | 0 | 0 | 0 | 1672.4823 | 1002.3126 | 745.246 | 290.2504 | 447.2741 | 0 | 0 | 0 | 0 | 0 | 0 | 14% | 25.13% | 31.84% | 11.69% | 17.34% | 0% | 0% | 0% | 0% | 0% | 100% | [10 empty] | 547.3873 | 998.9699 | 1289.9674 | 478.1945 | 709.047 | 0 | 0 | 0 | 0 | 0 | 5.5169 | -3.8283 | 0.91194 | 1.0019 | 0.78751 | 0 | 0 | 0 | 0 | 0 | 45.6027 | -2.0887 | 43.7278 | 20.8603 | 23.1872 | 0 | 0 | 0 | 0 | 0 | 598.5069 | 993.0529 | 1334.6072 | 500.0567 | 733.0217 | 0 | 0 | 0 | 0 | 0
262 | WMTS Redevelopment Project | Replacement - Major Station CBD | Major Station | TRUE | Switchgear | Network | Materials | 40% | 0 | 7806.1544 | 4439.6043 | 3265.9058 | 1278.8784 | 1986.8832 | 0 | 0 | 0 | 0 | 0 | 0 | 0 | 0 | 0 | 0 | 0 | 0 | 0 | 0 | 0 | 0 | 0 | 0 | 211.619 | 221.6277 | 77.8165 | 95.507 | 0 | 0 | 0 | 0 | 0 | 0 | 7806.1544 | 4651.2233 | 3487.5335 | 1356.6949 | 2082.3902 | 0 | 0 | 0 | 0 | 0 | 0 | 14% | 25.13% | 31.84% | 11.69% | 17.34% | 0% | 0% | 0% | 0% | 0% | 100% | [10 empty] | 2554.879 | 4662.5984 | 6020.802 | 2231.928 | 3309.4105 | 0 | 0 | 0 | 0 | 0 | 0 | 0 | 0 | 0 | 0 | 0 | 0 | 0 | 0 | 0 | 211.619 | -8.8152 | 203.9687 | 97.146 | 108.0839 | 0 | 0 | 0 | 0 | 0 | 2766.498 | 4653.7832 | 6224.7707 | 2329.074 | 3417.4944 | 0 | 0 | 0 | 0 | 0
263 | WMTS Redevelopment Project | Replacement - Major Station CBD | Major Station | TRUE | Switchgear | Network | Labour - Internal | 10% | 0 | 1951.5386 | 1109.9011 | 816.4764 | 319.7196 | 496.7208 | 0 | 0 | 0 | 0 | 0 | 0 | 0 | 6.4374 | 2.9875 | 3.1566 | 7.5105 | 0 | 0 | 0 | 0 | 0 | 0 | 0 | 53.2116 | 55.6097 | 19.6462 | 24.2378 | 0 | 0 | 0 | 0 | 0 | 0 | 1951.5386 | 1169.5501 | 875.0736 | 342.5223 | 528.469 | 0 | 0 | 0 | 0 | 0 | 0 | 14% | 25.13% | 31.84% | 11.69% | 17.34% | 0% | 0% | 0% | 0% | 0% | 100% | [10 empty] | 638.7197 | 1165.6496 | 1505.2005 | 557.982 | 827.3526 | 0 | 0 | 0 | 0 | 0 | 6.4374 | -2.0418 | 5.6067 | 6.6562 | 3.5549 | 0 | 0 | 0 | 0 | 0 | 53.2116 | -2.2726 | 51.312 | 24.6099 | 27.209 | 0 | 0 | 0 | 0 | 0 | 698.3688 | 1161.3352 | 1562.1192 | 589.248 | 858.1165 | 0 | 0 | 0 | 0 | 0
264 | WMTS Redevelopment Project | Replacement - Major Station CBD | Major Station | TRUE | Switchgear | Network | Labour - External | 50% | 0 | 9757.693 | 5549.5054 | 4082.3822 | 1598.598 | 2483.604 | 0 | 0 | 0 | 0 | 0 | 0 | 0 | 32.1871 | -10.7311 | -2.331 | 6.2257 | 0 | 0 | 0 | 0 | 0 | 0 | 0 | 266.058 | 276.3064 | 97.1288 | 119.683 | 0 | 0 | 0 | 0 | 0 | 0 | 9757.693 | 5847.7505 | 4347.9576 | 1693.3957 | 2609.5127 | 0 | 0 | 0 | 0 | 0 | 0 | 14% | 25.13% | 31.84% | 11.69% | 17.34% | 0% | 0% | 0% | 0% | 0% | 100% | [10 empty] | 3193.5987 | 5828.248 | 7526.0025 | 2789.91 | 4136.7631 | 0 | 0 | 0 | 0 | 0 | 32.1871 | -22.3352 | 5.3205 | 5.8452 | 4.5945 | 0 | 0 | 0 | 0 | 0 | 266.058 | -12.186 | 255.1195 | 121.7045 | 135.2803 | 0 | 0 | 0 | 0 | 0 | 3491.8439 | 5793.7268 | 7786.4426 | 2917.4597 | 4276.6379 | 0 | 0 | 0 | 0 | 0
265 | WMTS Redevelopment Project | Replacement - Major Station CBD | Major Station | TRUE | Transformers | Network | Materials | 40% | 0 | 2520.4105 | 1433.4363 | 1054.4787 | 412.9176 | 641.5145 | 0 | 0 | 0 | 0 | 0 | 0 | 0 | 0 | 0 | 0 | 0 | 0 | 0 | 0 | 0 | 0 | 0 | 0 | 68.3265 | 71.558 | 25.125 | 30.8368 | 0 | 0 | 0 | 0 | 0 | 0 | 2520.4105 | 1501.7628 | 1126.0367 | 438.0426 | 672.3513 | 0 | 0 | 0 | 0 | 0 | 0 | 14% | 25.13% | 31.84% | 11.69% | 17.34% | 0% | 0% | 0% | 0% | 0% | 100% | [10 empty] | 824.906 | 1505.4355 | 1943.9652 | 720.6333 | 1068.5253 | 0 | 0 | 0 | 0 | 0 | 0 | 0 | 0 | 0 | 0 | 0 | 0 | 0 | 0 | 0 | 68.3265 | -2.8462 | 65.8564 | 31.366 | 34.8976 | 0 | 0 | 0 | 0 | 0 | 893.2325 | 1502.5893 | 2009.8216 | 751.9993 | 1103.4228 | 0 | 0 | 0 | 0 | 0
266 | WMTS Redevelopment Project | Replacement - Major Station CBD | Major Station | TRUE | Transformers | Network | Labour - Internal | 10% | 0 | 630.1026 | 358.3591 | 263.6197 | 103.2294 | 160.3786 | 0 | 0 | 0 | 0 | 0 | 0 | 0 | 2.0785 | 0.9646 | 1.0192 | 2.4249 | 0 | 0 | 0 | 0 | 0 | 0 | 0 | 17.1807 | 17.955 | 6.3433 | 7.8258 | 0 | 0 | 0 | 0 | 0 | 0 | 630.1026 | 377.6183 | 282.5392 | 110.5918 | 170.6293 | 0 | 0 | 0 | 0 | 0 | 0 | 14% | 25.13% | 31.84% | 11.69% | 17.34% | 0% | 0% | 0% | 0% | 0% | 100% | [10 empty] | 206.2265 | 376.3589 | 485.9913 | 180.1583 | 267.1313 | 0 | 0 | 0 | 0 | 0 | 2.0785 | -0.65924 | 1.8102 | 2.1491 | 1.1478 | 0 | 0 | 0 | 0 | 0 | 17.1807 | -0.73377 | 16.5674 | 7.9459 | 8.7851 | 0 | 0 | 0 | 0 | 0 | 225.4857 | 374.9659 | 504.3689 | 190.2533 | 277.0642 | 0 | 0 | 0 | 0 | 0
267 | WMTS Redevelopment Project | Replacement - Major Station CBD | Major Station | TRUE | Transformers | Network | Labour - External | 50% | 0 | 3150.5132 | 1791.7954 | 1318.0983 | 516.147 | 801.8932 | 0 | 0 | 0 | 0 | 0 | 0 | 0 | 10.3924 | -3.4648 | -0.75264 | 2.0101 | 0 | 0 | 0 | 0 | 0 | 0 | 0 | 85.9034 | 89.2124 | 31.3604 | 38.6426 | 0 | 0 | 0 | 0 | 0 | 0 | 3150.5132 | 1888.0913 | 1403.8459 | 546.7548 | 842.5459 | 0 | 0 | 0 | 0 | 0 | 0 | 14% | 25.13% | 31.84% | 11.69% | 17.34% | 0% | 0% | 0% | 0% | 0% | 100% | [10 empty] | 1031.1325 | 1881.7944 | 2429.9566 | 900.7916 | 1335.6566 | 0 | 0 | 0 | 0 | 0 | 10.3924 | -7.2115 | 1.7179 | 1.8873 | 1.4835 | 0 | 0 | 0 | 0 | 0 | 85.9034 | -3.9345 | 82.3717 | 39.2953 | 43.6786 | 0 | 0 | 0 | 0 | 0 | 1127.4284 | 1870.6484 | 2514.0461 | 941.9742 | 1380.8186 | 0 | 0 | 0 | 0 | 0
268 | WMTS Redevelopment Project | Replacement - Major Station CBD | Major Station | TRUE | Establishment | Network | Materials | 40% | 0 | 3994.4682 | 2271.779 | 1671.1886 | 654.4117 | 1016.7032 | 0 | 0 | 0 | 0 | 0 | 0 | 0 | 0 | 0 | 0 | 0 | 0 | 0 | 0 | 0 | 0 | 0 | 0 | 108.2871 | 113.4086 | 39.8193 | 48.8716 | 0 | 0 | 0 | 0 | 0 | 0 | 3994.4682 | 2380.0661 | 1784.5972 | 694.231 | 1065.5748 | 0 | 0 | 0 | 0 | 0 | 0 | 14% | 25.13% | 31.84% | 11.69% | 17.34% | 0% | 0% | 0% | 0% | 0% | 100% | [10 empty] | 1307.3509 | 2385.8868 | 3080.8899 | 1142.0944 | 1693.4504 | 0 | 0 | 0 | 0 | 0 | 0 | 0 | 0 | 0 | 0 | 0 | 0 | 0 | 0 | 0 | 108.2871 | -4.5108 | 104.3723 | 49.7104 | 55.3073 | 0 | 0 | 0 | 0 | 0 | 1415.6379 | 2381.376 | 3185.2622 | 1191.8048 | 1748.7577 | 0 | 0 | 0 | 0 | 0
269 | WMTS Redevelopment Project | Replacement - Major Station CBD | Major Station | TRUE | Establishment | Network | Labour - Internal | 10% | 0 | 998.617 | 567.9448 | 417.7972 | 163.6029 | 254.1758 | 0 | 0 | 0 | 0 | 0 | 0 | 0 | 3.2941 | 1.5287 | 1.6152 | 3.8432 | 0 | 0 | 0 | 0 | 0 | 0 | 0 | 27.2288 | 28.4559 | 10.0531 | 12.4026 | 0 | 0 | 0 | 0 | 0 | 0 | 998.617 | 598.4676 | 447.7818 | 175.2713 | 270.4216 | 0 | 0 | 0 | 0 | 0 | 0 | 14% | 25.13% | 31.84% | 11.69% | 17.34% | 0% | 0% | 0% | 0% | 0% | 100% | [10 empty] | 326.8377 | 596.4717 | 770.2225 | 285.5236 | 423.3626 | 0 | 0 | 0 | 0 | 0 | 3.2941 | -1.0448 | 2.869 | 3.406 | 1.8191 | 0 | 0 | 0 | 0 | 0 | 27.2288 | -1.1629 | 26.2568 | 12.5931 | 13.923 | 0 | 0 | 0 | 0 | 0 | 357.3606 | 594.264 | 799.3482 | 301.5227 | 439.1047 | 0 | 0 | 0 | 0 | 0
270 | WMTS Redevelopment Project | Replacement - Major Station CBD | Major Station | TRUE | Establishment | Network | Labour - External | 50% | 0 | 4993.0852 | 2839.7238 | 2088.9858 | 818.0147 | 1270.8789 | 0 | 0 | 0 | 0 | 0 | 0 | 0 | 16.4704 | -5.4912 | -1.1928 | 3.1857 | 0 | 0 | 0 | 0 | 0 | 0 | 0 | 136.1439 | 141.3881 | 49.7015 | 61.2427 | 0 | 0 | 0 | 0 | 0 | 0 | 4993.0852 | 2992.3381 | 2224.8827 | 866.5234 | 1335.3074 | 0 | 0 | 0 | 0 | 0 | 0 | 14% | 25.13% | 31.84% | 11.69% | 17.34% | 0% | 0% | 0% | 0% | 0% | 100% | [10 empty] | 1634.1886 | 2982.3585 | 3851.1123 | 1427.618 | 2116.8129 | 0 | 0 | 0 | 0 | 0 | 16.4704 | -11.4291 | 2.7225 | 2.991 | 2.3511 | 0 | 0 | 0 | 0 | 0 | 136.1439 | -6.2357 | 130.5466 | 62.2771 | 69.2239 | 0 | 0 | 0 | 0 | 0 | 1786.8029 | 2964.6937 | 3984.3815 | 1492.8862 | 2188.3879 | 0 | 0 | 0 | 0 | 0
271 | LYPS & HWTS 500kV CB Replacement Stage 1 | Replacement - Major Station | Major Station | TRUE | Switchgear | Network | Materials | 40% | 0 | 7738.2103 | 2436.6821 | 1782.6335 | 1198.5881 | 0 | 0 | 0 | 0 | 0 | 0 | 0 | 0 | 0 | 0 | 0 | 0 | 0 | 0 | 0 | 0 | 0 | 0 | 0 | 116.1474 | 120.9713 | 72.931 | 0 | 0 | 0 | 0 | 0 | 0 | 0 | 7738.2103 | 2552.8295 | 1903.6048 | 1271.5191 | 0 | 0 | 0 | 0 | 0 | 0 | 0 | 0% | 96.8% | 3.197% | 0% | 0% | 0% | 0% | 0% | 0% | 0% | 100% | [10 empty] | 0 | 12544.3006 | 422.2335 | 0 | 0 | 0 | 0 | 0 | 0 | 0 | 0 | 0 | 0 | 0 | 0 | 0 | 0 | 0 | 0 | 0 | 0 | 239.063 | 72.931 | 0 | 0 | 0 | 0 | 0 | 0 | 0 | 0 | 12783.3636 | 495.1645 | 0 | 0 | 0 | 0 | 0 | 0 | 0
272 | LYPS & HWTS 500kV CB Replacement Stage 1 | Replacement - Major Station | Major Station | TRUE | Switchgear | Network | Labour - Internal | 10% | 0 | 1934.5526 | 609.1705 | 445.6584 | 299.647 | 0 | 0 | 0 | 0 | 0 | 0 | 0 | 0 | 3.5332 | 1.6307 | 2.9584 | 0 | 0 | 0 | 0 | 0 | 0 | 0 | 0 | 29.2053 | 30.3535 | 18.4128 | 0 | 0 | 0 | 0 | 0 | 0 | 0 | 1934.5526 | 641.909 | 477.6425 | 321.0182 | 0 | 0 | 0 | 0 | 0 | 0 | 0 | 0% | 96.8% | 3.197% | 0% | 0% | 0% | 0% | 0% | 0% | 0% | 100% | [10 empty] | 0 | 3136.0752 | 105.5584 | 0 | 0 | 0 | 0 | 0 | 0 | 0 | 0 | 5.223 | 2.9584 | 0 | 0 | 0 | 0 | 0 | 0 | 0 | 0 | 60.0476 | 18.4128 | 0 | 0 | 0 | 0 | 0 | 0 | 0 | 0 | 3201.3458 | 126.9295 | 0 | 0 | 0 | 0 | 0 | 0 | 0
273 | LYPS & HWTS 500kV CB Replacement Stage 1 | Replacement - Major Station | Major Station | TRUE | Switchgear | Network | Labour - External | 50% | 0 | 9672.7629 | 3045.8526 | 2228.2918 | 1498.2351 | 0 | 0 | 0 | 0 | 0 | 0 | 0 | 0 | 17.6659 | -5.8573 | -2.1847 | 0 | 0 | 0 | 0 | 0 | 0 | 0 | 0 | 146.0263 | 150.8167 | 91.0308 | 0 | 0 | 0 | 0 | 0 | 0 | 0 | 9672.7629 | 3209.5449 | 2373.2512 | 1587.0812 | 0 | 0 | 0 | 0 | 0 | 0 | 0 | 0% | 96.8% | 3.197% | 0% | 0% | 0% | 0% | 0% | 0% | 0% | 100% | [10 empty] | 0 | 15680.3758 | 527.7918 | 0 | 0 | 0 | 0 | 0 | 0 | 0 | 0 | 12.1043 | -2.1847 | 0 | 0 | 0 | 0 | 0 | 0 | 0 | 0 | 299.2874 | 91.0308 | 0 | 0 | 0 | 0 | 0 | 0 | 0 | 0 | 15991.7675 | 616.638 | 0 | 0 | 0 | 0 | 0 | 0 | 0
274 | ERTS Redevelopment - Stage 1 | Replacement - Major Station | Major Station | TRUE | Secondary | Network | Materials | 40% | 0 | 262.4447 | 201.9776 | 278.2344 | 389.2843 | 0 | 0 | 0 | 0 | 0 | 0 | 0 | 0 | 0 | 0 | 0 | 0 | 0 | 0 | 0 | 0 | 0 | 0 | 0 | 9.6275 | 18.8813 | 23.687 | 0 | 0 | 0 | 0 | 0 | 0 | 0 | 262.4447 | 211.6051 | 297.1157 | 412.9713 | 0 | 0 | 0 | 0 | 0 | 0 | 0 | 20% | 80% | 0% | 0% | 0% | 0% | 0% | 0% | 0% | 0% | 100% | [10 empty] | 220.4461 | 896.5456 | 0 | 0 | 0 | 0 | 0 | 0 | 0 | 0 | 0 | 0 | 0 | 0 | 0 | 0 | 0 | 0 | 0 | 0 | 9.6275 | 33.7053 | 0 | 0 | 0 | 0 | 0 | 0 | 0 | 0 | 230.0736 | 930.251 | 0 | 0 | 0 | 0 | 0 | 0 | 0 | 0
275 | ERTS Redevelopment - Stage 1 | Replacement - Major Station | Major Station | TRUE | Secondary | Network | Labour - Internal | 10% | 0 | 65.6112 | 50.4944 | 69.5586 | 97.3211 | 0 | 0 | 0 | 0 | 0 | 0 | 0 | 0 | 0.29287 | 0.25452 | 0.96084 | 0 | 0 | 0 | 0 | 0 | 0 | 0 | 0 | 2.4208 | 4.7376 | 5.9802 | 0 | 0 | 0 | 0 | 0 | 0 | 0 | 65.6112 | 53.2081 | 74.5507 | 104.2621 | 0 | 0 | 0 | 0 | 0 | 0 | 0 | 20% | 80% | 0% | 0% | 0% | 0% | 0% | 0% | 0% | 0% | 100% | [10 empty] | 55.1115 | 224.1364 | 0 | 0 | 0 | 0 | 0 | 0 | 0 | 0 | 0.29287 | 0.54008 | 0 | 0 | 0 | 0 | 0 | 0 | 0 | 0 | 2.4208 | 8.4599 | 0 | 0 | 0 | 0 | 0 | 0 | 0 | 0 | 57.8252 | 233.1364 | 0 | 0 | 0 | 0 | 0 | 0 | 0 | 0
276 | ERTS Redevelopment - Stage 1 | Replacement - Major Station | Major Station | TRUE | Secondary | Network | Labour - External | 50% | 0 | 328.0559 | 252.472 | 347.793 | 486.6054 | 0 | 0 | 0 | 0 | 0 | 0 | 0 | 0 | 1.4643 | -0.91422 | -0.70956 | 0 | 0 | 0 | 0 | 0 | 0 | 0 | 0 | 12.1042 | 23.5395 | 29.5655 | 0 | 0 | 0 | 0 | 0 | 0 | 0 | 328.0559 | 266.0405 | 370.4183 | 515.4614 | 0 | 0 | 0 | 0 | 0 | 0 | 0 | 20% | 80% | 0% | 0% | 0% | 0% | 0% | 0% | 0% | 0% | 100% | [10 empty] | 275.5577 | 1120.682 | 0 | 0 | 0 | 0 | 0 | 0 | 0 | 0 | 1.4643 | -0.6171 | 0 | 0 | 0 | 0 | 0 | 0 | 0 | 0 | 12.1042 | 42.0742 | 0 | 0 | 0 | 0 | 0 | 0 | 0 | 0 | 289.1262 | 1162.1392 | 0 | 0 | 0 | 0 | 0 | 0 | 0 | 0
277 | ERTS Redevelopment - Stage 1 | Replacement - Major Station | Major Station | TRUE | Switchgear | Network | Materials | 40% | 0 | 472.4614 | 363.6065 | 500.8865 | 700.8021 | 0 | 0 | 0 | 0 | 0 | 0 | 0 | 0 | 0 | 0 | 0 | 0 | 0 | 0 | 0 | 0 | 0 | 0 | 0 | 17.3317 | 33.9907 | 42.642 | 0 | 0 | 0 | 0 | 0 | 0 | 0 | 472.4614 | 380.9382 | 534.8771 | 743.4441 | 0 | 0 | 0 | 0 | 0 | 0 | 0 | 20% | 80% | 0% | 0% | 0% | 0% | 0% | 0% | 0% | 0% | 100% | [10 empty] | 396.8542 | 1613.9902 | 0 | 0 | 0 | 0 | 0 | 0 | 0 | 0 | 0 | 0 | 0 | 0 | 0 | 0 | 0 | 0 | 0 | 0 | 17.3317 | 60.6774 | 0 | 0 | 0 | 0 | 0 | 0 | 0 | 0 | 414.1859 | 1674.6676 | 0 | 0 | 0 | 0 | 0 | 0 | 0 | 0
278 | ERTS Redevelopment - Stage 1 | Replacement - Major Station | Major Station | TRUE | Switchgear | Network | Labour - Internal | 10% | 0 | 118.1153 | 90.9016 | 125.2216 | 175.2005 | 0 | 0 | 0 | 0 | 0 | 0 | 0 | 0 | 0.52723 | 0.45819 | 1.7297 | 0 | 0 | 0 | 0 | 0 | 0 | 0 | 0 | 4.3581 | 8.5288 | 10.7658 | 0 | 0 | 0 | 0 | 0 | 0 | 0 | 118.1153 | 95.7869 | 134.2086 | 187.696 | 0 | 0 | 0 | 0 | 0 | 0 | 0 | 20% | 80% | 0% | 0% | 0% | 0% | 0% | 0% | 0% | 0% | 100% | [10 empty] | 99.2135 | 403.4975 | 0 | 0 | 0 | 0 | 0 | 0 | 0 | 0 | 0.52723 | 0.97228 | 0 | 0 | 0 | 0 | 0 | 0 | 0 | 0 | 4.3581 | 15.2297 | 0 | 0 | 0 | 0 | 0 | 0 | 0 | 0 | 104.0988 | 419.6996 | 0 | 0 | 0 | 0 | 0 | 0 | 0 | 0
279 | ERTS Redevelopment - Stage 1 | Replacement - Major Station | Major Station | TRUE | Switchgear | Network | Labour - External | 50% | 0 | 590.5767 | 454.5081 | 626.1081 | 876.0027 | 0 | 0 | 0 | 0 | 0 | 0 | 0 | 0 | 2.6361 | -1.6458 | -1.2774 | 0 | 0 | 0 | 0 | 0 | 0 | 0 | 0 | 21.7903 | 42.3766 | 53.2248 | 0 | 0 | 0 | 0 | 0 | 0 | 0 | 590.5767 | 478.9346 | 666.8389 | 927.9501 | 0 | 0 | 0 | 0 | 0 | 0 | 0 | 20% | 80% | 0% | 0% | 0% | 0% | 0% | 0% | 0% | 0% | 100% | [10 empty] | 496.0677 | 2017.4877 | 0 | 0 | 0 | 0 | 0 | 0 | 0 | 0 | 2.6361 | -1.1109 | 0 | 0 | 0 | 0 | 0 | 0 | 0 | 0 | 21.7903 | 75.7434 | 0 | 0 | 0 | 0 | 0 | 0 | 0 | 0 | 520.4942 | 2092.1202 | 0 | 0 | 0 | 0 | 0 | 0 | 0 | 0
280 | ERTS Redevelopment - Stage 1 | Replacement - Major Station | Major Station | TRUE | Transformers | Network | Materials | 40% | 0 | 672.1378 | 517.2776 | 712.5762 | 996.9823 | 0 | 0 | 0 | 0 | 0 | 0 | 0 | 0 | 0 | 0 | 0 | 0 | 0 | 0 | 0 | 0 | 0 | 0 | 0 | 24.6567 | 48.3562 | 60.6638 | 0 | 0 | 0 | 0 | 0 | 0 | 0 | 672.1378 | 541.9342 | 760.9324 | 1057.6461 | 0 | 0 | 0 | 0 | 0 | 0 | 0 | 20% | 80% | 0% | 0% | 0% | 0% | 0% | 0% | 0% | 0% | 100% | [10 empty] | 564.5767 | 2296.1112 | 0 | 0 | 0 | 0 | 0 | 0 | 0 | 0 | 0 | 0 | 0 | 0 | 0 | 0 | 0 | 0 | 0 | 0 | 24.6567 | 86.3215 | 0 | 0 | 0 | 0 | 0 | 0 | 0 | 0 | 589.2334 | 2382.4327 | 0 | 0 | 0 | 0 | 0 | 0 | 0 | 0
281 | ERTS Redevelopment - Stage 1 | Replacement - Major Station | Major Station | TRUE | Transformers | Network | Labour - Internal | 10% | 0 | 168.0344 | 129.3194 | 178.1441 | 249.2456 | 0 | 0 | 0 | 0 | 0 | 0 | 0 | 0 | 0.75005 | 0.65184 | 2.4608 | 0 | 0 | 0 | 0 | 0 | 0 | 0 | 0 | 6.1999 | 12.1333 | 15.3157 | 0 | 0 | 0 | 0 | 0 | 0 | 0 | 168.0344 | 136.2694 | 190.9292 | 267.022 | 0 | 0 | 0 | 0 | 0 | 0 | 0 | 20% | 80% | 0% | 0% | 0% | 0% | 0% | 0% | 0% | 0% | 100% | [10 empty] | 141.1442 | 574.0278 | 0 | 0 | 0 | 0 | 0 | 0 | 0 | 0 | 0.75005 | 1.3832 | 0 | 0 | 0 | 0 | 0 | 0 | 0 | 0 | 6.1999 | 21.6663 | 0 | 0 | 0 | 0 | 0 | 0 | 0 | 0 | 148.0942 | 597.0773 | 0 | 0 | 0 | 0 | 0 | 0 | 0 | 0
282 | ERTS Redevelopment - Stage 1 | Replacement - Major Station | Major Station | TRUE | Transformers | Network | Labour - External | 50% | 0 | 840.1722 | 646.597 | 890.7203 | 1246.2278 | 0 | 0 | 0 | 0 | 0 | 0 | 0 | 0 | 3.7503 | -2.3414 | -1.8172 | 0 | 0 | 0 | 0 | 0 | 0 | 0 | 0 | 30.9996 | 60.2863 | 75.7192 | 0 | 0 | 0 | 0 | 0 | 0 | 0 | 840.1722 | 681.3468 | 948.6652 | 1320.1298 | 0 | 0 | 0 | 0 | 0 | 0 | 0 | 20% | 80% | 0% | 0% | 0% | 0% | 0% | 0% | 0% | 0% | 100% | [10 empty] | 705.7209 | 2870.139 | 0 | 0 | 0 | 0 | 0 | 0 | 0 | 0 | 3.7503 | -1.5804 | 0 | 0 | 0 | 0 | 0 | 0 | 0 | 0 | 30.9996 | 107.7548 | 0 | 0 | 0 | 0 | 0 | 0 | 0 | 0 | 740.4708 | 2976.3134 | 0 | 0 | 0 | 0 | 0 | 0 | 0 | 0
283 | ERTS Redevelopment - Stage 1 | Replacement - Major Station | Major Station | TRUE | Establishment | Network | Materials | 40% | 0 | 120.6023 | 92.8156 | 127.8582 | 178.8895 | 0 | 0 | 0 | 0 | 0 | 0 | 0 | 0 | 0 | 0 | 0 | 0 | 0 | 0 | 0 | 0 | 0 | 0 | 0 | 4.4242 | 8.6766 | 10.885 | 0 | 0 | 0 | 0 | 0 | 0 | 0 | 120.6023 | 97.2398 | 136.5348 | 189.7745 | 0 | 0 | 0 | 0 | 0 | 0 | 0 | 20% | 80% | 0% | 0% | 0% | 0% | 0% | 0% | 0% | 0% | 100% | [10 empty] | 101.3025 | 411.9934 | 0 | 0 | 0 | 0 | 0 | 0 | 0 | 0 | 0 | 0 | 0 | 0 | 0 | 0 | 0 | 0 | 0 | 0 | 4.4242 | 15.4888 | 0 | 0 | 0 | 0 | 0 | 0 | 0 | 0 | 105.7267 | 427.4822 | 0 | 0 | 0 | 0 | 0 | 0 | 0 | 0
284 | ERTS Redevelopment - Stage 1 | Replacement - Major Station | Major Station | TRUE | Establishment | Network | Labour - Internal | 10% | 0 | 30.1506 | 23.2039 | 31.9646 | 44.7224 | 0 | 0 | 0 | 0 | 0 | 0 | 0 | 0 | 0.13458 | 0.11696 | 0.44154 | 0 | 0 | 0 | 0 | 0 | 0 | 0 | 0 | 1.1125 | 2.1771 | 2.7481 | 0 | 0 | 0 | 0 | 0 | 0 | 0 | 30.1506 | 24.4509 | 34.2586 | 47.912 | 0 | 0 | 0 | 0 | 0 | 0 | 0 | 20% | 80% | 0% | 0% | 0% | 0% | 0% | 0% | 0% | 0% | 100% | [10 empty] | 25.3256 | 102.9984 | 0 | 0 | 0 | 0 | 0 | 0 | 0 | 0 | 0.13458 | 0.24819 | 0 | 0 | 0 | 0 | 0 | 0 | 0 | 0 | 1.1125 | 3.8876 | 0 | 0 | 0 | 0 | 0 | 0 | 0 | 0 | 26.5727 | 107.1341 | 0 | 0 | 0 | 0 | 0 | 0 | 0 | 0
285 | ERTS Redevelopment - Stage 1 | Replacement - Major Station | Major Station | TRUE | Establishment | Network | Labour - External | 50% | 0 | 150.7529 | 116.0195 | 159.8228 | 223.6119 | 0 | 0 | 0 | 0 | 0 | 0 | 0 | 0 | 0.67291 | -0.42011 | -0.32607 | 0 | 0 | 0 | 0 | 0 | 0 | 0 | 0 | 5.5623 | 10.8172 | 13.5864 | 0 | 0 | 0 | 0 | 0 | 0 | 0 | 150.7529 | 122.2547 | 170.2199 | 236.8722 | 0 | 0 | 0 | 0 | 0 | 0 | 0 | 20% | 80% | 0% | 0% | 0% | 0% | 0% | 0% | 0% | 0% | 100% | [10 empty] | 126.6282 | 514.9918 | 0 | 0 | 0 | 0 | 0 | 0 | 0 | 0 | 0.67291 | -0.28358 | 0 | 0 | 0 | 0 | 0 | 0 | 0 | 0 | 5.5623 | 19.3346 | 0 | 0 | 0 | 0 | 0 | 0 | 0 | 0 | 132.8634 | 534.0428 | 0 | 0 | 0 | 0 | 0 | 0 | 0 | 0
286 | SVTS Redevelopment Project | Replacement - Major Station | Major Station | TRUE | Secondary | Network | Materials | 40% | 0 | 317.4075 | 737.9252 | 511.494 | 255.2249 | 849.8264 | 0 | 0 | 0 | 0 | 0 | 0 | 0 | 0 | 0 | 0 | 0 | 0 | 0 | 0 | 0 | 0 | 0 | 0 | 35.1741 | 34.7105 | 15.5298 | 40.8501 | 0 | 0 | 0 | 0 | 0 | 0 | 317.4075 | 773.0992 | 546.2046 | 270.7547 | 890.6765 | 0 | 0 | 0 | 0 | 0 | 0 | 0% | 38.46% | 28.85% | 19.23% | 13.46% | 0% | 0% | 0% | 0% | 0% | 100% | [10 empty] | 0 | 1018.0323 | 778.161 | 523.6163 | 366.5314 | 0 | 0 | 0 | 0 | 0 | 0 | 0 | 0 | 0 | 0 | 0 | 0 | 0 | 0 | 0 | 0 | 70.4734 | 13.6492 | 25.3802 | 17.368 | 0 | 0 | 0 | 0 | 0 | 0 | 1088.5057 | 791.8102 | 548.9965 | 383.8994 | 0 | 0 | 0 | 0 | 0
287 | SVTS Redevelopment Project | Replacement - Major Station | Major Station | TRUE | Secondary | Network | Labour - Internal | 10% | 0 | 79.3519 | 184.4813 | 127.8735 | 63.8062 | 212.4566 | 0 | 0 | 0 | 0 | 0 | 0 | 0 | 1.07 | 0.4679 | 0.62995 | 3.2124 | 0 | 0 | 0 | 0 | 0 | 0 | 0 | 8.8445 | 8.7094 | 3.9208 | 10.3669 | 0 | 0 | 0 | 0 | 0 | 0 | 79.3519 | 194.3958 | 137.0508 | 68.3569 | 226.0359 | 0 | 0 | 0 | 0 | 0 | 0 | 0% | 38.46% | 28.85% | 19.23% | 13.46% | 0% | 0% | 0% | 0% | 0% | 100% | [10 empty] | 0 | 254.5081 | 194.5402 | 130.9041 | 91.6329 | 0 | 0 | 0 | 0 | 0 | 0 | 1.5558 | 0.58226 | 2.527 | 0.73347 | 0 | 0 | 0 | 0 | 0 | 0 | 17.702 | 3.448 | 6.4646 | 4.3796 | 0 | 0 | 0 | 0 | 0 | 0 | 273.7658 | 198.5705 | 139.8957 | 96.7459 | 0 | 0 | 0 | 0 | 0
288 | SVTS Redevelopment Project | Replacement - Major Station | Major Station | TRUE | Secondary | Network | Labour - External | 50% | 0 | 396.7594 | 922.4065 | 639.3676 | 319.0311 | 1062.283 | 0 | 0 | 0 | 0 | 0 | 0 | 0 | 5.35 | -1.6807 | -0.46521 | 2.6629 | 0 | 0 | 0 | 0 | 0 | 0 | 0 | 44.2226 | 43.2741 | 19.3839 | 51.1906 | 0 | 0 | 0 | 0 | 0 | 0 | 396.7594 | 971.979 | 680.961 | 337.9498 | 1116.1364 | 0 | 0 | 0 | 0 | 0 | 0 | 0% | 38.46% | 28.85% | 19.23% | 13.46% | 0% | 0% | 0% | 0% | 0% | 100% | [10 empty] | 0 | 1272.5403 | 972.7012 | 654.5204 | 458.1643 | 0 | 0 | 0 | 0 | 0 | 0 | 3.7589 | -0.53766 | 1.9202 | 0.81577 | 0 | 0 | 0 | 0 | 0 | 0 | 88.237 | 17.0306 | 31.8223 | 21.7435 | 0 | 0 | 0 | 0 | 0 | 0 | 1364.5362 | 989.1942 | 688.2629 | 480.7236 | 0 | 0 | 0 | 0 | 0
289 | SVTS Redevelopment Project | Replacement - Major Station | Major Station | TRUE | Switchgear | Network | Materials | 40% | 0 | 995.047 | 2313.3359 | 1603.4926 | 800.1094 | 2664.1372 | 0 | 0 | 0 | 0 | 0 | 0 | 0 | 0 | 0 | 0 | 0 | 0 | 0 | 0 | 0 | 0 | 0 | 0 | 110.2679 | 108.8146 | 48.6846 | 128.0617 | 0 | 0 | 0 | 0 | 0 | 0 | 995.047 | 2423.6038 | 1712.3072 | 848.794 | 2792.1989 | 0 | 0 | 0 | 0 | 0 | 0 | 0% | 38.46% | 28.85% | 19.23% | 13.46% | 0% | 0% | 0% | 0% | 0% | 100% | [10 empty] | 0 | 3191.449 | 2439.4719 | 1641.4949 | 1149.0464 | 0 | 0 | 0 | 0 | 0 | 0 | 0 | 0 | 0 | 0 | 0 | 0 | 0 | 0 | 0 | 0 | 220.9285 | 42.7892 | 79.5648 | 54.4474 | 0 | 0 | 0 | 0 | 0 | 0 | 3412.3775 | 2482.2611 | 1721.0597 | 1203.4938 | 0 | 0 | 0 | 0 | 0
290 | SVTS Redevelopment Project | Replacement - Major Station | Major Station | TRUE | Switchgear | Network | Labour - Internal | 10% | 0 | 248.7618 | 578.334 | 400.8731 | 200.0274 | 666.0343 | 0 | 0 | 0 | 0 | 0 | 0 | 0 | 3.3543 | 1.4668 | 1.9748 | 10.0705 | 0 | 0 | 0 | 0 | 0 | 0 | 0 | 27.7269 | 27.3032 | 12.2913 | 32.4995 | 0 | 0 | 0 | 0 | 0 | 0 | 248.7618 | 609.4152 | 429.6432 | 214.2935 | 708.6043 | 0 | 0 | 0 | 0 | 0 | 0 | 0% | 38.46% | 28.85% | 19.23% | 13.46% | 0% | 0% | 0% | 0% | 0% | 100% | [10 empty] | 0 | 797.8623 | 609.868 | 410.3737 | 287.2616 | 0 | 0 | 0 | 0 | 0 | 0 | 4.8773 | 1.8253 | 7.9221 | 2.2994 | 0 | 0 | 0 | 0 | 0 | 0 | 55.4942 | 10.8091 | 20.2659 | 13.7296 | 0 | 0 | 0 | 0 | 0 | 0 | 858.2338 | 622.5024 | 438.5617 | 303.2906 | 0 | 0 | 0 | 0 | 0
291 | SVTS Redevelopment Project | Replacement - Major Station | Major Station | TRUE | Switchgear | Network | Labour - External | 50% | 0 | 1243.8088 | 2891.6698 | 2004.3657 | 1000.1368 | 3330.1715 | 0 | 0 | 0 | 0 | 0 | 0 | 0 | 16.7717 | -5.2687 | -1.4584 | 8.3478 | 0 | 0 | 0 | 0 | 0 | 0 | 0 | 138.6343 | 135.6608 | 60.767 | 160.4784 | 0 | 0 | 0 | 0 | 0 | 0 | 1243.8088 | 3047.0759 | 2134.7578 | 1059.4454 | 3498.9977 | 0 | 0 | 0 | 0 | 0 | 0 | 0% | 38.46% | 28.85% | 19.23% | 13.46% | 0% | 0% | 0% | 0% | 0% | 100% | [10 empty] | 0 | 3989.3113 | 3049.3399 | 2051.8687 | 1436.3081 | 0 | 0 | 0 | 0 | 0 | 0 | 11.7837 | -1.6855 | 6.0197 | 2.5574 | 0 | 0 | 0 | 0 | 0 | 0 | 276.6159 | 53.3897 | 99.7604 | 68.1642 | 0 | 0 | 0 | 0 | 0 | 0 | 4277.7109 | 3101.0441 | 2157.6488 | 1507.0296 | 0 | 0 | 0 | 0 | 0
292 | SVTS Redevelopment Project | Replacement - Major Station | Major Station | TRUE | Transformers | Network | Materials | 40% | 0 | 798.9204 | 1857.3708 | 1287.4396 | 642.4056 | 2139.0281 | 0 | 0 | 0 | 0 | 0 | 0 | 0 | 0 | 0 | 0 | 0 | 0 | 0 | 0 | 0 | 0 | 0 | 0 | 88.5338 | 87.367 | 39.0887 | 102.8204 | 0 | 0 | 0 | 0 | 0 | 0 | 798.9204 | 1945.9046 | 1374.8066 | 681.4943 | 2241.8485 | 0 | 0 | 0 | 0 | 0 | 0 | 0% | 38.46% | 28.85% | 19.23% | 13.46% | 0% | 0% | 0% | 0% | 0% | 100% | [10 empty] | 0 | 2562.4053 | 1958.645 | 1317.9516 | 922.5661 | 0 | 0 | 0 | 0 | 0 | 0 | 0 | 0 | 0 | 0 | 0 | 0 | 0 | 0 | 0 | 0 | 177.3828 | 34.3553 | 63.8823 | 43.7156 | 0 | 0 | 0 | 0 | 0 | 0 | 2739.7882 | 1993.0004 | 1381.8339 | 966.2817 | 0 | 0 | 0 | 0 | 0
293 | SVTS Redevelopment Project | Replacement - Major Station | Major Station | TRUE | Transformers | Network | Labour - Internal | 10% | 0 | 199.7301 | 464.3427 | 321.8599 | 160.6014 | 534.757 | 0 | 0 | 0 | 0 | 0 | 0 | 0 | 2.6932 | 1.1777 | 1.5856 | 8.0856 | 0 | 0 | 0 | 0 | 0 | 0 | 0 | 22.2618 | 21.9217 | 9.8687 | 26.0938 | 0 | 0 | 0 | 0 | 0 | 0 | 199.7301 | 489.2977 | 344.9593 | 172.0557 | 568.9364 | 0 | 0 | 0 | 0 | 0 | 0 | 0% | 38.46% | 28.85% | 19.23% | 13.46% | 0% | 0% | 0% | 0% | 0% | 100% | [10 empty] | 0 | 640.6013 | 489.6613 | 329.4879 | 230.6415 | 0 | 0 | 0 | 0 | 0 | 0 | 3.916 | 1.4655 | 6.3606 | 1.8462 | 0 | 0 | 0 | 0 | 0 | 0 | 44.5561 | 8.6786 | 16.2714 | 11.0235 | 0 | 0 | 0 | 0 | 0 | 0 | 689.0735 | 499.8054 | 352.1199 | 243.5112 | 0 | 0 | 0 | 0 | 0
294 | SVTS Redevelopment Project | Replacement - Major Station | Major Station | TRUE | Transformers | Network | Labour - External | 50% | 0 | 998.6505 | 2321.7135 | 1609.2995 | 803.0069 | 2673.7852 | 0 | 0 | 0 | 0 | 0 | 0 | 0 | 13.4659 | -4.2302 | -1.1709 | 6.7025 | 0 | 0 | 0 | 0 | 0 | 0 | 0 | 111.3091 | 108.9216 | 48.7897 | 128.8476 | 0 | 0 | 0 | 0 | 0 | 0 | 998.6505 | 2446.4885 | 1713.9909 | 850.6257 | 2809.3353 | 0 | 0 | 0 | 0 | 0 | 0 | 0% | 38.46% | 28.85% | 19.23% | 13.46% | 0% | 0% | 0% | 0% | 0% | 100% | [10 empty] | 0 | 3203.0067 | 2448.3063 | 1647.4395 | 1153.2076 | 0 | 0 | 0 | 0 | 0 | 0 | 9.4611 | -1.3533 | 4.8332 | 2.0533 | 0 | 0 | 0 | 0 | 0 | 0 | 222.0941 | 42.8664 | 80.0973 | 54.7288 | 0 | 0 | 0 | 0 | 0 | 0 | 3434.5619 | 2489.8194 | 1732.37 | 1209.9898 | 0 | 0 | 0 | 0 | 0
295 | SVTS Redevelopment Project | Replacement - Major Station | Major Station | TRUE | Towers and Conductor | Network | Materials | 40% | 0 | 34.4225 | 80.0272 | 55.471 | 27.6789 | 92.1627 | 0 | 0 | 0 | 0 | 0 | 0 | 0 | 0 | 0 | 0 | 0 | 0 | 0 | 0 | 0 | 0 | 0 | 0 | 3.8146 | 3.7643 | 1.6842 | 4.4301 | 0 | 0 | 0 | 0 | 0 | 0 | 34.4225 | 83.8418 | 59.2353 | 29.363 | 96.5929 | 0 | 0 | 0 | 0 | 0 | 0 | 0% | 38.46% | 28.85% | 19.23% | 13.46% | 0% | 0% | 0% | 0% | 0% | 100% | [10 empty] | 0 | 110.4045 | 84.3907 | 56.7856 | 39.7499 | 0 | 0 | 0 | 0 | 0 | 0 | 0 | 0 | 0 | 0 | 0 | 0 | 0 | 0 | 0 | 0 | 7.6428 | 1.4802 | 2.7525 | 1.8835 | 0 | 0 | 0 | 0 | 0 | 0 | 118.0472 | 85.8709 | 59.5381 | 41.6335 | 0 | 0 | 0 | 0 | 0
296 | SVTS Redevelopment Project | Replacement - Major Station | Major Station | TRUE | Towers and Conductor | Network | Labour - Internal | 10% | 0 | 8.6056 | 20.0068 | 13.8677 | 6.9197 | 23.0407 | 0 | 0 | 0 | 0 | 0 | 0 | 0 | 0.11604 | 0.050743 | 0.068318 | 0.34838 | 0 | 0 | 0 | 0 | 0 | 0 | 0 | 0.95918 | 0.94452 | 0.4252 | 1.1243 | 0 | 0 | 0 | 0 | 0 | 0 | 8.6056 | 21.082 | 14.863 | 7.4132 | 24.5133 | 0 | 0 | 0 | 0 | 0 | 0 | 0% | 38.46% | 28.85% | 19.23% | 13.46% | 0% | 0% | 0% | 0% | 0% | 100% | [10 empty] | 0 | 27.6011 | 21.0977 | 14.1964 | 9.9375 | 0 | 0 | 0 | 0 | 0 | 0 | 0.16872 | 0.063145 | 0.27405 | 0.079544 | 0 | 0 | 0 | 0 | 0 | 0 | 1.9198 | 0.37393 | 0.70108 | 0.47496 | 0 | 0 | 0 | 0 | 0 | 0 | 29.6896 | 21.5347 | 15.1715 | 10.492 | 0 | 0 | 0 | 0 | 0
297 | SVTS Redevelopment Project | Replacement - Major Station | Major Station | TRUE | Towers and Conductor | Network | Labour - External | 50% | 0 | 43.0281 | 100.034 | 69.3387 | 34.5986 | 115.2034 | 0 | 0 | 0 | 0 | 0 | 0 | 0 | 0.5802 | -0.18227 | -0.050451 | 0.28878 | 0 | 0 | 0 | 0 | 0 | 0 | 0 | 4.7959 | 4.693 | 2.1022 | 5.5516 | 0 | 0 | 0 | 0 | 0 | 0 | 43.0281 | 105.41 | 73.8495 | 36.6503 | 121.0438 | 0 | 0 | 0 | 0 | 0 | 0 | 0% | 38.46% | 28.85% | 19.23% | 13.46% | 0% | 0% | 0% | 0% | 0% | 100% | [10 empty] | 0 | 138.0056 | 105.4884 | 70.982 | 49.6874 | 0 | 0 | 0 | 0 | 0 | 0 | 0.40764 | -0.058309 | 0.20825 | 0.088469 | 0 | 0 | 0 | 0 | 0 | 0 | 9.5692 | 1.847 | 3.4511 | 2.3581 | 0 | 0 | 0 | 0 | 0 | 0 | 147.9824 | 107.277 | 74.6414 | 52.1339 | 0 | 0 | 0 | 0 | 0
298 | SVTS Redevelopment Project | Replacement - Major Station | Major Station | TRUE | Establishment | Network | Materials | 40% | 0 | 275.8737 | 641.3652 | 444.5634 | 221.8279 | 738.6238 | 0 | 0 | 0 | 0 | 0 | 0 | 0 | 0 | 0 | 0 | 0 | 0 | 0 | 0 | 0 | 0 | 0 | 0 | 30.5714 | 30.1685 | 13.4977 | 35.5047 | 0 | 0 | 0 | 0 | 0 | 0 | 275.8737 | 671.9367 | 474.7319 | 235.3255 | 774.1285 | 0 | 0 | 0 | 0 | 0 | 0 | 0% | 38.46% | 28.85% | 19.23% | 13.46% | 0% | 0% | 0% | 0% | 0% | 100% | [10 empty] | 0 | 884.8194 | 676.3361 | 455.0994 | 318.5696 | 0 | 0 | 0 | 0 | 0 | 0 | 0 | 0 | 0 | 0 | 0 | 0 | 0 | 0 | 0 | 0 | 61.2517 | 11.8632 | 22.0591 | 15.0954 | 0 | 0 | 0 | 0 | 0 | 0 | 946.0711 | 688.1992 | 477.1585 | 333.6649 | 0 | 0 | 0 | 0 | 0
299 | SVTS Redevelopment Project | Replacement - Major Station | Major Station | TRUE | Establishment | Network | Labour - Internal | 10% | 0 | 68.9684 | 160.3413 | 111.1408 | 55.457 | 184.656 | 0 | 0 | 0 | 0 | 0 | 0 | 0 | 0.92998 | 0.40667 | 0.54752 | 2.792 | 0 | 0 | 0 | 0 | 0 | 0 | 0 | 7.6872 | 7.5697 | 3.4077 | 9.0104 | 0 | 0 | 0 | 0 | 0 | 0 | 68.9684 | 168.9585 | 119.1172 | 59.4122 | 196.4584 | 0 | 0 | 0 | 0 | 0 | 0 | 0% | 38.46% | 28.85% | 19.23% | 13.46% | 0% | 0% | 0% | 0% | 0% | 100% | [10 empty] | 0 | 221.2049 | 169.084 | 113.7749 | 79.6424 | 0 | 0 | 0 | 0 | 0 | 0 | 1.3522 | 0.50607 | 2.1964 | 0.63749 | 0 | 0 | 0 | 0 | 0 | 0 | 15.3856 | 2.9968 | 5.6187 | 3.8065 | 0 | 0 | 0 | 0 | 0 | 0 | 237.9427 | 172.5869 | 121.5899 | 84.0864 | 0 | 0 | 0 | 0 | 0
300 | SVTS Redevelopment Project | Replacement - Major Station | Major Station | TRUE | Establishment | Network | Labour - External | 50% | 0 | 344.8422 | 801.7066 | 555.7042 | 277.2848 | 923.2798 | 0 | 0 | 0 | 0 | 0 | 0 | 0 | 4.6499 | -1.4607 | -0.40433 | 2.3144 | 0 | 0 | 0 | 0 | 0 | 0 | 0 | 38.4359 | 37.6115 | 16.8475 | 44.4921 | 0 | 0 | 0 | 0 | 0 | 0 | 344.8422 | 844.7924 | 591.855 | 293.728 | 970.0863 | 0 | 0 | 0 | 0 | 0 | 0 | 0% | 38.46% | 28.85% | 19.23% | 13.46% | 0% | 0% | 0% | 0% | 0% | 100% | [10 empty] | 0 | 1106.0243 | 845.4201 | 568.8743 | 398.212 | 0 | 0 | 0 | 0 | 0 | 0 | 3.267 | -0.46731 | 1.669 | 0.70902 | 0 | 0 | 0 | 0 | 0 | 0 | 76.6909 | 14.8021 | 27.6583 | 18.8983 | 0 | 0 | 0 | 0 | 0 | 0 | 1185.9822 | 859.7549 | 598.2015 | 417.8193 | 0 | 0 | 0 | 0 | 0
301 | SVTS Redevelopment Project | Replacement - Major Station | Major Station | TRUE | Communications | Network | Materials | 40% | 0 | 8.0908 | 18.8098 | 13.0381 | 6.5057 | 21.6622 | 0 | 0 | 0 | 0 | 0 | 0 | 0 | 0 | 0 | 0 | 0 | 0 | 0 | 0 | 0 | 0 | 0 | 0 | 0.89659 | 0.88478 | 0.39586 | 1.0413 | 0 | 0 | 0 | 0 | 0 | 0 | 8.0908 | 19.7064 | 13.9229 | 6.9016 | 22.7035 | 0 | 0 | 0 | 0 | 0 | 0 | 0% | 38.46% | 28.85% | 19.23% | 13.46% | 0% | 0% | 0% | 0% | 0% | 100% | [10 empty] | 0 | 25.9498 | 19.8355 | 13.3471 | 9.343 | 0 | 0 | 0 | 0 | 0 | 0 | 0 | 0 | 0 | 0 | 0 | 0 | 0 | 0 | 0 | 0 | 1.7964 | 0.34792 | 0.64694 | 0.44271 | 0 | 0 | 0 | 0 | 0 | 0 | 27.7462 | 20.1834 | 13.994 | 9.7857 | 0 | 0 | 0 | 0 | 0
302 | SVTS Redevelopment Project | Replacement - Major Station | Major Station | TRUE | Communications | Network | Labour - Internal | 10% | 0 | 2.0227 | 4.7025 | 3.2595 | 1.6264 | 5.4156 | 0 | 0 | 0 | 0 | 0 | 0 | 0 | 0.027274 | 0.011927 | 0.016058 | 0.081884 | 0 | 0 | 0 | 0 | 0 | 0 | 0 | 0.22545 | 0.222 | 0.099941 | 0.26426 | 0 | 0 | 0 | 0 | 0 | 0 | 2.0227 | 4.9552 | 3.4934 | 1.7424 | 5.7617 | 0 | 0 | 0 | 0 | 0 | 0 | 0% | 38.46% | 28.85% | 19.23% | 13.46% | 0% | 0% | 0% | 0% | 0% | 100% | [10 empty] | 0 | 6.4875 | 4.9589 | 3.3368 | 2.3357 | 0 | 0 | 0 | 0 | 0 | 0 | 0.039658 | 0.014842 | 0.064415 | 0.018696 | 0 | 0 | 0 | 0 | 0 | 0 | 0.45123 | 0.08789 | 0.16478 | 0.11164 | 0 | 0 | 0 | 0 | 0 | 0 | 6.9783 | 5.0616 | 3.566 | 2.4661 | 0 | 0 | 0 | 0 | 0
303 | SVTS Redevelopment Project | Replacement - Major Station | Major Station | TRUE | Communications | Network | Labour - External | 50% | 0 | 10.1135 | 23.5123 | 16.2976 | 8.1322 | 27.0778 | 0 | 0 | 0 | 0 | 0 | 0 | 0 | 0.13637 | -0.04284 | -0.011858 | 0.067877 | 0 | 0 | 0 | 0 | 0 | 0 | 0 | 1.1272 | 1.1031 | 0.4941 | 1.3049 | 0 | 0 | 0 | 0 | 0 | 0 | 10.1135 | 24.7759 | 17.3578 | 8.6144 | 28.4505 | 0 | 0 | 0 | 0 | 0 | 0 | 0% | 38.46% | 28.85% | 19.23% | 13.46% | 0% | 0% | 0% | 0% | 0% | 100% | [10 empty] | 0 | 32.4373 | 24.7943 | 16.6838 | 11.6787 | 0 | 0 | 0 | 0 | 0 | 0 | 0.095814 | -0.013705 | 0.048947 | 0.020794 | 0 | 0 | 0 | 0 | 0 | 0 | 2.2492 | 0.43411 | 0.81116 | 0.55425 | 0 | 0 | 0 | 0 | 0 | 0 | 34.7823 | 25.2147 | 17.5439 | 12.2537 | 0 | 0 | 0 | 0 | 0
304 | XA09 - RTS Redevelopment Project | Replacement - Major Station CBD | Major Station | TRUE | Secondary | Network | Materials | 40% | 0 | 796.0174 | -264.0055 | 0 | 0 | 0 | 0 | 0 | 0 | 0 | 0 | 0 | 0 | 0 | 0 | 0 | 0 | 0 | 0 | 0 | 0 | 0 | 0 | 0 | -12.5841 | 0 | 0 | 0 | 0 | 0 | 0 | 0 | 0 | 0 | 796.0174 | -276.5896 | 0 | 0 | 0 | 0 | 0 | 0 | 0 | 0 | 0 | 0% | 0% | 0% | 0% | 0% | 0% | 0% | 0% | 0% | 0% | 0% | [10 empty] | 0 | 0 | 0 | 0 | 0 | 0 | 0 | 0 | 0 | 0 | 0 | 0 | 0 | 0 | 0 | 0 | 0 | 0 | 0 | 0 | 0 | 0 | 0 | 0 | 0 | 0 | 0 | 0 | 0 | 0 | 0 | 0 | 0 | 0 | 0 | 0 | 0 | 0 | 0 | 0
305 | XA09 - RTS Redevelopment Project | Replacement - Major Station CBD | Major Station | TRUE | Secondary | Network | Labour - Internal | 10% | 0 | 199.0043 | -66.0014 | 0 | 0 | 0 | 0 | 0 | 0 | 0 | 0 | 0 | 0 | -0.38281 | 0 | 0 | 0 | 0 | 0 | 0 | 0 | 0 | 0 | 0 | -3.1643 | 0 | 0 | 0 | 0 | 0 | 0 | 0 | 0 | 0 | 199.0043 | -69.5485 | 0 | 0 | 0 | 0 | 0 | 0 | 0 | 0 | 0 | 0% | 0% | 0% | 0% | 0% | 0% | 0% | 0% | 0% | 0% | 0% | [10 empty] | 0 | 0 | 0 | 0 | 0 | 0 | 0 | 0 | 0 | 0 | 0 | 0 | 0 | 0 | 0 | 0 | 0 | 0 | 0 | 0 | 0 | 0 | 0 | 0 | 0 | 0 | 0 | 0 | 0 | 0 | 0 | 0 | 0 | 0 | 0 | 0 | 0 | 0 | 0 | 0
306 | XA09 - RTS Redevelopment Project | Replacement - Major Station CBD | Major Station | TRUE | Secondary | Network | Labour - External | 50% | 0 | 995.0217 | -330.0069 | 0 | 0 | 0 | 0 | 0 | 0 | 0 | 0 | 0 | 0 | -1.914 | 0 | 0 | 0 | 0 | 0 | 0 | 0 | 0 | 0 | 0 | -15.8214 | 0 | 0 | 0 | 0 | 0 | 0 | 0 | 0 | 0 | 995.0217 | -347.7423 | 0 | 0 | 0 | 0 | 0 | 0 | 0 | 0 | 0 | 0% | 0% | 0% | 0% | 0% | 0% | 0% | 0% | 0% | 0% | 0% | [10 empty] | 0 | 0 | 0 | 0 | 0 | 0 | 0 | 0 | 0 | 0 | 0 | 0 | 0 | 0 | 0 | 0 | 0 | 0 | 0 | 0 | 0 | 0 | 0 | 0 | 0 | 0 | 0 | 0 | 0 | 0 | 0 | 0 | 0 | 0 | 0 | 0 | 0 | 0 | 0 | 0
307 | XA09 - RTS Redevelopment Project | Replacement - Major Station CBD | Major Station | TRUE | Switchgear | Network | Materials | 40% | 0 | 5418.9122 | -1797.2254 | 0 | 0 | 0 | 0 | 0 | 0 | 0 | 0 | 0 | 0 | 0 | 0 | 0 | 0 | 0 | 0 | 0 | 0 | 0 | 0 | 0 | -85.6669 | 0 | 0 | 0 | 0 | 0 | 0 | 0 | 0 | 0 | 5418.9122 | -1882.8922 | 0 | 0 | 0 | 0 | 0 | 0 | 0 | 0 | 0 | 0% | 0% | 0% | 0% | 0% | 0% | 0% | 0% | 0% | 0% | 0% | [10 empty] | 0 | 0 | 0 | 0 | 0 | 0 | 0 | 0 | 0 | 0 | 0 | 0 | 0 | 0 | 0 | 0 | 0 | 0 | 0 | 0 | 0 | 0 | 0 | 0 | 0 | 0 | 0 | 0 | 0 | 0 | 0 | 0 | 0 | 0 | 0 | 0 | 0 | 0 | 0 | 0
308 | XA09 - RTS Redevelopment Project | Replacement - Major Station CBD | Major Station | TRUE | Switchgear | Network | Labour - Internal | 10% | 0 | 1354.728 | -449.3063 | 0 | 0 | 0 | 0 | 0 | 0 | 0 | 0 | 0 | 0 | -2.606 | 0 | 0 | 0 | 0 | 0 | 0 | 0 | 0 | 0 | 0 | -21.5409 | 0 | 0 | 0 | 0 | 0 | 0 | 0 | 0 | 0 | 1354.728 | -473.4533 | 0 | 0 | 0 | 0 | 0 | 0 | 0 | 0 | 0 | 0% | 0% | 0% | 0% | 0% | 0% | 0% | 0% | 0% | 0% | 0% | [10 empty] | 0 | 0 | 0 | 0 | 0 | 0 | 0 | 0 | 0 | 0 | 0 | 0 | 0 | 0 | 0 | 0 | 0 | 0 | 0 | 0 | 0 | 0 | 0 | 0 | 0 | 0 | 0 | 0 | 0 | 0 | 0 | 0 | 0 | 0 | 0 | 0 | 0 | 0 | 0 | 0
309 | XA09 - RTS Redevelopment Project | Replacement - Major Station CBD | Major Station | TRUE | Switchgear | Network | Labour - External | 50% | 0 | 6773.6402 | -2246.5317 | 0 | 0 | 0 | 0 | 0 | 0 | 0 | 0 | 0 | 0 | -13.0299 | 0 | 0 | 0 | 0 | 0 | 0 | 0 | 0 | 0 | 0 | -107.7047 | 0 | 0 | 0 | 0 | 0 | 0 | 0 | 0 | 0 | 6773.6402 | -2367.2663 | 0 | 0 | 0 | 0 | 0 | 0 | 0 | 0 | 0 | 0% | 0% | 0% | 0% | 0% | 0% | 0% | 0% | 0% | 0% | 0% | [10 empty] | 0 | 0 | 0 | 0 | 0 | 0 | 0 | 0 | 0 | 0 | 0 | 0 | 0 | 0 | 0 | 0 | 0 | 0 | 0 | 0 | 0 | 0 | 0 | 0 | 0 | 0 | 0 | 0 | 0 | 0 | 0 | 0 | 0 | 0 | 0 | 0 | 0 | 0 | 0 | 0
310 | XA09 - RTS Redevelopment Project | Replacement - Major Station CBD | Major Station | TRUE | Transformers | Network | Materials | 40% | 0 | 4275.8983 | -1418.1357 | 0 | 0 | 0 | 0 | 0 | 0 | 0 | 0 | 0 | 0 | 0 | 0 | 0 | 0 | 0 | 0 | 0 | 0 | 0 | 0 | 0 | -67.5971 | 0 | 0 | 0 | 0 | 0 | 0 | 0 | 0 | 0 | 4275.8983 | -1485.7328 | 0 | 0 | 0 | 0 | 0 | 0 | 0 | 0 | 0 | 0% | 0% | 0% | 0% | 0% | 0% | 0% | 0% | 0% | 0% | 0% | [10 empty] | 0 | 0 | 0 | 0 | 0 | 0 | 0 | 0 | 0 | 0 | 0 | 0 | 0 | 0 | 0 | 0 | 0 | 0 | 0 | 0 | 0 | 0 | 0 | 0 | 0 | 0 | 0 | 0 | 0 | 0 | 0 | 0 | 0 | 0 | 0 | 0 | 0 | 0 | 0 | 0
311 | XA09 - RTS Redevelopment Project | Replacement - Major Station CBD | Major Station | TRUE | Transformers | Network | Labour - Internal | 10% | 0 | 1068.9746 | -354.5339 | 0 | 0 | 0 | 0 | 0 | 0 | 0 | 0 | 0 | 0 | -2.0563 | 0 | 0 | 0 | 0 | 0 | 0 | 0 | 0 | 0 | 0 | -16.9973 | 0 | 0 | 0 | 0 | 0 | 0 | 0 | 0 | 0 | 1068.9746 | -373.5875 | 0 | 0 | 0 | 0 | 0 | 0 | 0 | 0 | 0 | 0% | 0% | 0% | 0% | 0% | 0% | 0% | 0% | 0% | 0% | 0% | [10 empty] | 0 | 0 | 0 | 0 | 0 | 0 | 0 | 0 | 0 | 0 | 0 | 0 | 0 | 0 | 0 | 0 | 0 | 0 | 0 | 0 | 0 | 0 | 0 | 0 | 0 | 0 | 0 | 0 | 0 | 0 | 0 | 0 | 0 | 0 | 0 | 0 | 0 | 0 | 0 | 0
312 | XA09 - RTS Redevelopment Project | Replacement - Major Station CBD | Major Station | TRUE | Transformers | Network | Labour - External | 50% | 0 | 5344.8729 | -1772.6696 | 0 | 0 | 0 | 0 | 0 | 0 | 0 | 0 | 0 | 0 | -10.2815 | 0 | 0 | 0 | 0 | 0 | 0 | 0 | 0 | 0 | 0 | -84.9865 | 0 | 0 | 0 | 0 | 0 | 0 | 0 | 0 | 0 | 5344.8729 | -1867.9376 | 0 | 0 | 0 | 0 | 0 | 0 | 0 | 0 | 0 | 0% | 0% | 0% | 0% | 0% | 0% | 0% | 0% | 0% | 0% | 0% | [10 empty] | 0 | 0 | 0 | 0 | 0 | 0 | 0 | 0 | 0 | 0 | 0 | 0 | 0 | 0 | 0 | 0 | 0 | 0 | 0 | 0 | 0 | 0 | 0 | 0 | 0 | 0 | 0 | 0 | 0 | 0 | 0 | 0 | 0 | 0 | 0 | 0 | 0 | 0 | 0 | 0
313 | XA09 - RTS Redevelopment Project | Replacement - Major Station CBD | Major Station | TRUE | Towers and Conductor | Network | Materials | 40% | 0 | 1243.2645 | -412.3386 | 0 | 0 | 0 | 0 | 0 | 0 | 0 | 0 | 0 | 0 | 0 | 0 | 0 | 0 | 0 | 0 | 0 | 0 | 0 | 0 | 0 | -19.6546 | 0 | 0 | 0 | 0 | 0 | 0 | 0 | 0 | 0 | 1243.2645 | -431.9932 | 0 | 0 | 0 | 0 | 0 | 0 | 0 | 0 | 0 | 0% | 0% | 0% | 0% | 0% | 0% | 0% | 0% | 0% | 0% | 0% | [10 empty] | 0 | 0 | 0 | 0 | 0 | 0 | 0 | 0 | 0 | 0 | 0 | 0 | 0 | 0 | 0 | 0 | 0 | 0 | 0 | 0 | 0 | 0 | 0 | 0 | 0 | 0 | 0 | 0 | 0 | 0 | 0 | 0 | 0 | 0 | 0 | 0 | 0 | 0 | 0 | 0
314 | XA09 - RTS Redevelopment Project | Replacement - Major Station CBD | Major Station | TRUE | Towers and Conductor | Network | Labour - Internal | 10% | 0 | 310.8161 | -103.0846 | 0 | 0 | 0 | 0 | 0 | 0 | 0 | 0 | 0 | 0 | -0.59789 | 0 | 0 | 0 | 0 | 0 | 0 | 0 | 0 | 0 | 0 | -4.9422 | 0 | 0 | 0 | 0 | 0 | 0 | 0 | 0 | 0 | 310.8161 | -108.6247 | 0 | 0 | 0 | 0 | 0 | 0 | 0 | 0 | 0 | 0% | 0% | 0% | 0% | 0% | 0% | 0% | 0% | 0% | 0% | 0% | [10 empty] | 0 | 0 | 0 | 0 | 0 | 0 | 0 | 0 | 0 | 0 | 0 | 0 | 0 | 0 | 0 | 0 | 0 | 0 | 0 | 0 | 0 | 0 | 0 | 0 | 0 | 0 | 0 | 0 | 0 | 0 | 0 | 0 | 0 | 0 | 0 | 0 | 0 | 0 | 0 | 0
315 | XA09 - RTS Redevelopment Project | Replacement - Major Station CBD | Major Station | TRUE | Towers and Conductor | Network | Labour - External | 50% | 0 | 1554.0806 | -515.4232 | 0 | 0 | 0 | 0 | 0 | 0 | 0 | 0 | 0 | 0 | -2.9895 | 0 | 0 | 0 | 0 | 0 | 0 | 0 | 0 | 0 | 0 | -24.7108 | 0 | 0 | 0 | 0 | 0 | 0 | 0 | 0 | 0 | 1554.0806 | -543.1234 | 0 | 0 | 0 | 0 | 0 | 0 | 0 | 0 | 0 | 0% | 0% | 0% | 0% | 0% | 0% | 0% | 0% | 0% | 0% | 0% | [10 empty] | 0 | 0 | 0 | 0 | 0 | 0 | 0 | 0 | 0 | 0 | 0 | 0 | 0 | 0 | 0 | 0 | 0 | 0 | 0 | 0 | 0 | 0 | 0 | 0 | 0 | 0 | 0 | 0 | 0 | 0 | 0 | 0 | 0 | 0 | 0 | 0 | 0 | 0 | 0 | 0
316 | XA09 - RTS Redevelopment Project | Replacement - Major Station CBD | Major Station | TRUE | Establishment | Network | Materials | 40% | 0 | 802.7125 | -266.226 | 0 | 0 | 0 | 0 | 0 | 0 | 0 | 0 | 0 | 0 | 0 | 0 | 0 | 0 | 0 | 0 | 0 | 0 | 0 | 0 | 0 | -12.69 | 0 | 0 | 0 | 0 | 0 | 0 | 0 | 0 | 0 | 802.7125 | -278.916 | 0 | 0 | 0 | 0 | 0 | 0 | 0 | 0 | 0 | 0% | 0% | 0% | 0% | 0% | 0% | 0% | 0% | 0% | 0% | 0% | [10 empty] | 0 | 0 | 0 | 0 | 0 | 0 | 0 | 0 | 0 | 0 | 0 | 0 | 0 | 0 | 0 | 0 | 0 | 0 | 0 | 0 | 0 | 0 | 0 | 0 | 0 | 0 | 0 | 0 | 0 | 0 | 0 | 0 | 0 | 0 | 0 | 0 | 0 | 0 | 0 | 0
317 | XA09 - RTS Redevelopment Project | Replacement - Major Station CBD | Major Station | TRUE | Establishment | Network | Labour - Internal | 10% | 0 | 200.6781 | -66.5565 | 0 | 0 | 0 | 0 | 0 | 0 | 0 | 0 | 0 | 0 | -0.38603 | 0 | 0 | 0 | 0 | 0 | 0 | 0 | 0 | 0 | 0 | -3.1909 | 0 | 0 | 0 | 0 | 0 | 0 | 0 | 0 | 0 | 200.6781 | -70.1334 | 0 | 0 | 0 | 0 | 0 | 0 | 0 | 0 | 0 | 0% | 0% | 0% | 0% | 0% | 0% | 0% | 0% | 0% | 0% | 0% | [10 empty] | 0 | 0 | 0 | 0 | 0 | 0 | 0 | 0 | 0 | 0 | 0 | 0 | 0 | 0 | 0 | 0 | 0 | 0 | 0 | 0 | 0 | 0 | 0 | 0 | 0 | 0 | 0 | 0 | 0 | 0 | 0 | 0 | 0 | 0 | 0 | 0 | 0 | 0 | 0 | 0
318 | XA09 - RTS Redevelopment Project | Replacement - Major Station CBD | Major Station | TRUE | Establishment | Network | Labour - External | 50% | 0 | 1003.3907 | -332.7825 | 0 | 0 | 0 | 0 | 0 | 0 | 0 | 0 | 0 | 0 | -1.9301 | 0 | 0 | 0 | 0 | 0 | 0 | 0 | 0 | 0 | 0 | -15.9545 | 0 | 0 | 0 | 0 | 0 | 0 | 0 | 0 | 0 | 1003.3907 | -350.6671 | 0 | 0 | 0 | 0 | 0 | 0 | 0 | 0 | 0 | 0% | 0% | 0% | 0% | 0% | 0% | 0% | 0% | 0% | 0% | 0% | [10 empty] | 0 | 0 | 0 | 0 | 0 | 0 | 0 | 0 | 0 | 0 | 0 | 0 | 0 | 0 | 0 | 0 | 0 | 0 | 0 | 0 | 0 | 0 | 0 | 0 | 0 | 0 | 0 | 0 | 0 | 0 | 0 | 0 | 0 | 0 | 0 | 0 | 0 | 0 | 0 | 0
319 | XA09 - RTS Redevelopment - Part II | Replacement - Major Station CBD | Major Station | TRUE | Secondary | Network | Materials | 40% | 0 | 0 | 497.6398 | 0 | 0 | 0 | 0 | 0 | 0 | 0 | 0 | 0 | 0 | 0 | 0 | 0 | 0 | 0 | 0 | 0 | 0 | 0 | 0 | 0 | 23.7206 | 0 | 0 | 0 | 0 | 0 | 0 | 0 | 0 | 0 | 0 | 521.3604 | 0 | 0 | 0 | 0 | 0 | 0 | 0 | 0 | 0 | 0% | 0% | 0% | 0% | 0% | 0% | 0% | 0% | 0% | 0% | 0% | [10 empty] | 0 | 0 | 0 | 0 | 0 | 0 | 0 | 0 | 0 | 0 | 0 | 0 | 0 | 0 | 0 | 0 | 0 | 0 | 0 | 0 | 0 | 0 | 0 | 0 | 0 | 0 | 0 | 0 | 0 | 0 | 0 | 0 | 0 | 0 | 0 | 0 | 0 | 0 | 0 | 0
320 | XA09 - RTS Redevelopment - Part II | Replacement - Major Station CBD | Major Station | TRUE | Secondary | Network | Labour - Internal | 10% | 0 | 0 | 124.4099 | 0 | 0 | 0 | 0 | 0 | 0 | 0 | 0 | 0 | 0 | 0.72158 | 0 | 0 | 0 | 0 | 0 | 0 | 0 | 0 | 0 | 0 | 5.9645 | 0 | 0 | 0 | 0 | 0 | 0 | 0 | 0 | 0 | 0 | 131.0961 | 0 | 0 | 0 | 0 | 0 | 0 | 0 | 0 | 0 | 0% | 0% | 0% | 0% | 0% | 0% | 0% | 0% | 0% | 0% | 0% | [10 empty] | 0 | 0 | 0 | 0 | 0 | 0 | 0 | 0 | 0 | 0 | 0 | 0 | 0 | 0 | 0 | 0 | 0 | 0 | 0 | 0 | 0 | 0 | 0 | 0 | 0 | 0 | 0 | 0 | 0 | 0 | 0 | 0 | 0 | 0 | 0 | 0 | 0 | 0 | 0 | 0
321 | XA09 - RTS Redevelopment - Part II | Replacement - Major Station CBD | Major Station | TRUE | Secondary | Network | Labour - External | 50% | 0 | 0 | 622.0497 | 0 | 0 | 0 | 0 | 0 | 0 | 0 | 0 | 0 | 0 | 3.6079 | 0 | 0 | 0 | 0 | 0 | 0 | 0 | 0 | 0 | 0 | 29.8227 | 0 | 0 | 0 | 0 | 0 | 0 | 0 | 0 | 0 | 0 | 655.4803 | 0 | 0 | 0 | 0 | 0 | 0 | 0 | 0 | 0 | 0% | 0% | 0% | 0% | 0% | 0% | 0% | 0% | 0% | 0% | 0% | [10 empty] | 0 | 0 | 0 | 0 | 0 | 0 | 0 | 0 | 0 | 0 | 0 | 0 | 0 | 0 | 0 | 0 | 0 | 0 | 0 | 0 | 0 | 0 | 0 | 0 | 0 | 0 | 0 | 0 | 0 | 0 | 0 | 0 | 0 | 0 | 0 | 0 | 0 | 0 | 0 | 0
322 | XA09 - RTS Redevelopment - Part II | Replacement - Major Station CBD | Major Station | TRUE | Switchgear | Network | Materials | 40% | 0 | 0 | 3387.6979 | 0 | 0 | 0 | 0 | 0 | 0 | 0 | 0 | 0 | 0 | 0 | 0 | 0 | 0 | 0 | 0 | 0 | 0 | 0 | 0 | 0 | 161.4787 | 0 | 0 | 0 | 0 | 0 | 0 | 0 | 0 | 0 | 0 | 3549.1766 | 0 | 0 | 0 | 0 | 0 | 0 | 0 | 0 | 0 | 0% | 0% | 0% | 0% | 0% | 0% | 0% | 0% | 0% | 0% | 0% | [10 empty] | 0 | 0 | 0 | 0 | 0 | 0 | 0 | 0 | 0 | 0 | 0 | 0 | 0 | 0 | 0 | 0 | 0 | 0 | 0 | 0 | 0 | 0 | 0 | 0 | 0 | 0 | 0 | 0 | 0 | 0 | 0 | 0 | 0 | 0 | 0 | 0 | 0 | 0 | 0 | 0
323 | XA09 - RTS Redevelopment - Part II | Replacement - Major Station CBD | Major Station | TRUE | Switchgear | Network | Labour - Internal | 10% | 0 | 0 | 846.9245 | 0 | 0 | 0 | 0 | 0 | 0 | 0 | 0 | 0 | 0 | 4.9122 | 0 | 0 | 0 | 0 | 0 | 0 | 0 | 0 | 0 | 0 | 40.6038 | 0 | 0 | 0 | 0 | 0 | 0 | 0 | 0 | 0 | 0 | 892.4405 | 0 | 0 | 0 | 0 | 0 | 0 | 0 | 0 | 0 | 0% | 0% | 0% | 0% | 0% | 0% | 0% | 0% | 0% | 0% | 0% | [10 empty] | 0 | 0 | 0 | 0 | 0 | 0 | 0 | 0 | 0 | 0 | 0 | 0 | 0 | 0 | 0 | 0 | 0 | 0 | 0 | 0 | 0 | 0 | 0 | 0 | 0 | 0 | 0 | 0 | 0 | 0 | 0 | 0 | 0 | 0 | 0 | 0 | 0 | 0 | 0 | 0
324 | XA09 - RTS Redevelopment - Part II | Replacement - Major Station CBD | Major Station | TRUE | Switchgear | Network | Labour - External | 50% | 0 | 0 | 4234.6224 | 0 | 0 | 0 | 0 | 0 | 0 | 0 | 0 | 0 | 0 | 24.5608 | 0 | 0 | 0 | 0 | 0 | 0 | 0 | 0 | 0 | 0 | 203.019 | 0 | 0 | 0 | 0 | 0 | 0 | 0 | 0 | 0 | 0 | 4462.2023 | 0 | 0 | 0 | 0 | 0 | 0 | 0 | 0 | 0 | 0% | 0% | 0% | 0% | 0% | 0% | 0% | 0% | 0% | 0% | 0% | [10 empty] | 0 | 0 | 0 | 0 | 0 | 0 | 0 | 0 | 0 | 0 | 0 | 0 | 0 | 0 | 0 | 0 | 0 | 0 | 0 | 0 | 0 | 0 | 0 | 0 | 0 | 0 | 0 | 0 | 0 | 0 | 0 | 0 | 0 | 0 | 0 | 0 | 0 | 0 | 0 | 0
325 | XA09 - RTS Redevelopment - Part II | Replacement - Major Station CBD | Major Station | TRUE | Transformers | Network | Materials | 40% | 0 | 0 | 2673.1291 | 0 | 0 | 0 | 0 | 0 | 0 | 0 | 0 | 0 | 0 | 0 | 0 | 0 | 0 | 0 | 0 | 0 | 0 | 0 | 0 | 0 | 127.4179 | 0 | 0 | 0 | 0 | 0 | 0 | 0 | 0 | 0 | 0 | 2800.547 | 0 | 0 | 0 | 0 | 0 | 0 | 0 | 0 | 0 | 0% | 0% | 0% | 0% | 0% | 0% | 0% | 0% | 0% | 0% | 0% | [10 empty] | 0 | 0 | 0 | 0 | 0 | 0 | 0 | 0 | 0 | 0 | 0 | 0 | 0 | 0 | 0 | 0 | 0 | 0 | 0 | 0 | 0 | 0 | 0 | 0 | 0 | 0 | 0 | 0 | 0 | 0 | 0 | 0 | 0 | 0 | 0 | 0 | 0 | 0 | 0 | 0
326 | XA09 - RTS Redevelopment - Part II | Replacement - Major Station CBD | Major Station | TRUE | Transformers | Network | Labour - Internal | 10% | 0 | 0 | 668.2823 | 0 | 0 | 0 | 0 | 0 | 0 | 0 | 0 | 0 | 0 | 3.876 | 0 | 0 | 0 | 0 | 0 | 0 | 0 | 0 | 0 | 0 | 32.0392 | 0 | 0 | 0 | 0 | 0 | 0 | 0 | 0 | 0 | 0 | 704.1975 | 0 | 0 | 0 | 0 | 0 | 0 | 0 | 0 | 0 | 0% | 0% | 0% | 0% | 0% | 0% | 0% | 0% | 0% | 0% | 0% | [10 empty] | 0 | 0 | 0 | 0 | 0 | 0 | 0 | 0 | 0 | 0 | 0 | 0 | 0 | 0 | 0 | 0 | 0 | 0 | 0 | 0 | 0 | 0 | 0 | 0 | 0 | 0 | 0 | 0 | 0 | 0 | 0 | 0 | 0 | 0 | 0 | 0 | 0 | 0 | 0 | 0
327 | XA09 - RTS Redevelopment - Part II | Replacement - Major Station CBD | Major Station | TRUE | Transformers | Network | Labour - External | 50% | 0 | 0 | 3341.4114 | 0 | 0 | 0 | 0 | 0 | 0 | 0 | 0 | 0 | 0 | 19.3802 | 0 | 0 | 0 | 0 | 0 | 0 | 0 | 0 | 0 | 0 | 160.1961 | 0 | 0 | 0 | 0 | 0 | 0 | 0 | 0 | 0 | 0 | 3520.9877 | 0 | 0 | 0 | 0 | 0 | 0 | 0 | 0 | 0 | 0% | 0% | 0% | 0% | 0% | 0% | 0% | 0% | 0% | 0% | 0% | [10 empty] | 0 | 0 | 0 | 0 | 0 | 0 | 0 | 0 | 0 | 0 | 0 | 0 | 0 | 0 | 0 | 0 | 0 | 0 | 0 | 0 | 0 | 0 | 0 | 0 | 0 | 0 | 0 | 0 | 0 | 0 | 0 | 0 | 0 | 0 | 0 | 0 | 0 | 0 | 0 | 0
328 | XA09 - RTS Redevelopment - Part II | Replacement - Major Station CBD | Major Station | TRUE | Towers and Conductor | Network | Materials | 40% | 0 | 0 | 777.2417 | 0 | 0 | 0 | 0 | 0 | 0 | 0 | 0 | 0 | 0 | 0 | 0 | 0 | 0 | 0 | 0 | 0 | 0 | 0 | 0 | 0 | 37.0482 | 0 | 0 | 0 | 0 | 0 | 0 | 0 | 0 | 0 | 0 | 814.2899 | 0 | 0 | 0 | 0 | 0 | 0 | 0 | 0 | 0 | 0% | 0% | 0% | 0% | 0% | 0% | 0% | 0% | 0% | 0% | 0% | [10 empty] | 0 | 0 | 0 | 0 | 0 | 0 | 0 | 0 | 0 | 0 | 0 | 0 | 0 | 0 | 0 | 0 | 0 | 0 | 0 | 0 | 0 | 0 | 0 | 0 | 0 | 0 | 0 | 0 | 0 | 0 | 0 | 0 | 0 | 0 | 0 | 0 | 0 | 0 | 0 | 0
329 | XA09 - RTS Redevelopment - Part II | Replacement - Major Station CBD | Major Station | TRUE | Towers and Conductor | Network | Labour - Internal | 10% | 0 | 0 | 194.3104 | 0 | 0 | 0 | 0 | 0 | 0 | 0 | 0 | 0 | 0 | 1.127 | 0 | 0 | 0 | 0 | 0 | 0 | 0 | 0 | 0 | 0 | 9.3158 | 0 | 0 | 0 | 0 | 0 | 0 | 0 | 0 | 0 | 0 | 204.7532 | 0 | 0 | 0 | 0 | 0 | 0 | 0 | 0 | 0 | 0% | 0% | 0% | 0% | 0% | 0% | 0% | 0% | 0% | 0% | 0% | [10 empty] | 0 | 0 | 0 | 0 | 0 | 0 | 0 | 0 | 0 | 0 | 0 | 0 | 0 | 0 | 0 | 0 | 0 | 0 | 0 | 0 | 0 | 0 | 0 | 0 | 0 | 0 | 0 | 0 | 0 | 0 | 0 | 0 | 0 | 0 | 0 | 0 | 0 | 0 | 0 | 0
330 | XA09 - RTS Redevelopment - Part II | Replacement - Major Station CBD | Major Station | TRUE | Towers and Conductor | Network | Labour - External | 50% | 0 | 0 | 971.5521 | 0 | 0 | 0 | 0 | 0 | 0 | 0 | 0 | 0 | 0 | 5.635 | 0 | 0 | 0 | 0 | 0 | 0 | 0 | 0 | 0 | 0 | 46.5788 | 0 | 0 | 0 | 0 | 0 | 0 | 0 | 0 | 0 | 0 | 1023.7659 | 0 | 0 | 0 | 0 | 0 | 0 | 0 | 0 | 0 | 0% | 0% | 0% | 0% | 0% | 0% | 0% | 0% | 0% | 0% | 0% | [10 empty] | 0 | 0 | 0 | 0 | 0 | 0 | 0 | 0 | 0 | 0 | 0 | 0 | 0 | 0 | 0 | 0 | 0 | 0 | 0 | 0 | 0 | 0 | 0 | 0 | 0 | 0 | 0 | 0 | 0 | 0 | 0 | 0 | 0 | 0 | 0 | 0 | 0 | 0 | 0 | 0
331 | XA09 - RTS Redevelopment - Part II | Replacement - Major Station CBD | Major Station | TRUE | Establishment | Network | Materials | 40% | 0 | 0 | 501.8254 | 0 | 0 | 0 | 0 | 0 | 0 | 0 | 0 | 0 | 0 | 0 | 0 | 0 | 0 | 0 | 0 | 0 | 0 | 0 | 0 | 0 | 23.9201 | 0 | 0 | 0 | 0 | 0 | 0 | 0 | 0 | 0 | 0 | 525.7455 | 0 | 0 | 0 | 0 | 0 | 0 | 0 | 0 | 0 | 0% | 0% | 0% | 0% | 0% | 0% | 0% | 0% | 0% | 0% | 0% | [10 empty] | 0 | 0 | 0 | 0 | 0 | 0 | 0 | 0 | 0 | 0 | 0 | 0 | 0 | 0 | 0 | 0 | 0 | 0 | 0 | 0 | 0 | 0 | 0 | 0 | 0 | 0 | 0 | 0 | 0 | 0 | 0 | 0 | 0 | 0 | 0 | 0 | 0 | 0 | 0 | 0
332 | XA09 - RTS Redevelopment - Part II | Replacement - Major Station CBD | Major Station | TRUE | Establishment | Network | Labour - Internal | 10% | 0 | 0 | 125.4563 | 0 | 0 | 0 | 0 | 0 | 0 | 0 | 0 | 0 | 0 | 0.72765 | 0 | 0 | 0 | 0 | 0 | 0 | 0 | 0 | 0 | 0 | 6.0147 | 0 | 0 | 0 | 0 | 0 | 0 | 0 | 0 | 0 | 0 | 132.1987 | 0 | 0 | 0 | 0 | 0 | 0 | 0 | 0 | 0 | 0% | 0% | 0% | 0% | 0% | 0% | 0% | 0% | 0% | 0% | 0% | [10 empty] | 0 | 0 | 0 | 0 | 0 | 0 | 0 | 0 | 0 | 0 | 0 | 0 | 0 | 0 | 0 | 0 | 0 | 0 | 0 | 0 | 0 | 0 | 0 | 0 | 0 | 0 | 0 | 0 | 0 | 0 | 0 | 0 | 0 | 0 | 0 | 0 | 0 | 0 | 0 | 0
333 | XA09 - RTS Redevelopment - Part II | Replacement - Major Station CBD | Major Station | TRUE | Establishment | Network | Labour - External | 50% | 0 | 0 | 627.2817 | 0 | 0 | 0 | 0 | 0 | 0 | 0 | 0 | 0 | 0 | 3.6382 | 0 | 0 | 0 | 0 | 0 | 0 | 0 | 0 | 0 | 0 | 30.0736 | 0 | 0 | 0 | 0 | 0 | 0 | 0 | 0 | 0 | 0 | 660.9935 | 0 | 0 | 0 | 0 | 0 | 0 | 0 | 0 | 0 | 0% | 0% | 0% | 0% | 0% | 0% | 0% | 0% | 0% | 0% | 0% | [10 empty] | 0 | 0 | 0 | 0 | 0 | 0 | 0 | 0 | 0 | 0 | 0 | 0 | 0 | 0 | 0 | 0 | 0 | 0 | 0 | 0 | 0 | 0 | 0 | 0 | 0 | 0 | 0 | 0 | 0 | 0 | 0 | 0 | 0 | 0 | 0 | 0 | 0 | 0 | 0 | 0
334 | FBTS 220 & 66 kV CB Replacement Stage 1 | Replacement - Major Station | Major Station | TRUE | Switchgear | Network | Materials | 40% | 0 | 1963.5262 | 998.7247 | 2201.3361 | 786.5725 | 0 | 0 | 0 | 0 | 0 | 0 | 0 | 0 | 0 | 0 | 0 | 0 | 0 | 0 | 0 | 0 | 0 | 0 | 0 | 47.6054 | 149.3849 | 47.8609 | 0 | 0 | 0 | 0 | 0 | 0 | 0 | 1963.5262 | 1046.3301 | 2350.721 | 834.4334 | 0 | 0 | 0 | 0 | 0 | 0 | 0 | 0% | 90% | 10% | 0% | 0% | 0% | 0% | 0% | 0% | 0% | 100% | [10 empty] | 0 | 5307.6002 | 601.0386 | 0 | 0 | 0 | 0 | 0 | 0 | 0 | 0 | 0 | 0 | 0 | 0 | 0 | 0 | 0 | 0 | 0 | 0 | 197.7872 | 47.8609 | 0 | 0 | 0 | 0 | 0 | 0 | 0 | 0 | 5505.3874 | 648.8995 | 0 | 0 | 0 | 0 | 0 | 0 | 0
335 | FBTS 220 & 66 kV CB Replacement Stage 1 | Replacement - Major Station | Major Station | TRUE | Switchgear | Network | Labour - Internal | 10% | 0 | 490.8816 | 249.6812 | 550.334 | 196.6431 | 0 | 0 | 0 | 0 | 0 | 0 | 0 | 0 | 1.4482 | 2.0137 | 1.9414 | 0 | 0 | 0 | 0 | 0 | 0 | 0 | 0 | 11.9704 | 37.4829 | 12.0834 | 0 | 0 | 0 | 0 | 0 | 0 | 0 | 490.8816 | 263.0997 | 589.8306 | 210.6679 | 0 | 0 | 0 | 0 | 0 | 0 | 0 | 0% | 90% | 10% | 0% | 0% | 0% | 0% | 0% | 0% | 0% | 100% | [10 empty] | 0 | 1326.9 | 150.2596 | 0 | 0 | 0 | 0 | 0 | 0 | 0 | 0 | 3.4861 | 1.9414 | 0 | 0 | 0 | 0 | 0 | 0 | 0 | 0 | 49.6536 | 12.0834 | 0 | 0 | 0 | 0 | 0 | 0 | 0 | 0 | 1380.0398 | 164.2844 | 0 | 0 | 0 | 0 | 0 | 0 | 0
336 | FBTS 220 & 66 kV CB Replacement Stage 1 | Replacement - Major Station | Major Station | TRUE | Switchgear | Network | Labour - External | 50% | 0 | 2454.4078 | 1248.4059 | 2751.6702 | 983.2156 | 0 | 0 | 0 | 0 | 0 | 0 | 0 | 0 | 7.2408 | -7.2331 | -1.4337 | 0 | 0 | 0 | 0 | 0 | 0 | 0 | 0 | 59.8519 | 186.2403 | 59.7389 | 0 | 0 | 0 | 0 | 0 | 0 | 0 | 2454.4078 | 1315.4985 | 2930.6773 | 1041.5208 | 0 | 0 | 0 | 0 | 0 | 0 | 0 | 0% | 90% | 10% | 0% | 0% | 0% | 0% | 0% | 0% | 0% | 100% | [10 empty] | 0 | 6634.5002 | 751.2982 | 0 | 0 | 0 | 0 | 0 | 0 | 0 | 0 | 0.12885 | -1.4337 | 0 | 0 | 0 | 0 | 0 | 0 | 0 | 0 | 247.0941 | 59.7389 | 0 | 0 | 0 | 0 | 0 | 0 | 0 | 0 | 6881.7232 | 809.6034 | 0 | 0 | 0 | 0 | 0 | 0 | 0
337 | HWPS 220kV CB Replacement - Stage 4 | Replacement - Major Station | Major Station | TRUE | Switchgear | Network | Materials | 40% | 0 | 3644.3891 | 430.1366 | 941.6919 | 783.1406 | 1013.5658 | 0 | 0 | 0 | 0 | 0 | 0 | 0 | 0 | 0 | 0 | 0 | 0 | 0 | 0 | 0 | 0 | 0 | 0 | 20.503 | 63.9042 | 47.6521 | 48.7208 | 0 | 0 | 0 | 0 | 0 | 0 | 3644.3891 | 450.6396 | 1005.596 | 830.7927 | 1062.2866 | 0 | 0 | 0 | 0 | 0 | 0 | 20% | 40% | 30% | 10% | 0% | 0% | 0% | 0% | 0% | 0% | 100% | [10 empty] | 1313.1212 | 2670.2058 | 2041.0453 | 686.6989 | 0 | 0 | 0 | 0 | 0 | 0 | 0 | 0 | 0 | 0 | 0 | 0 | 0 | 0 | 0 | 0 | 20.503 | 48.1228 | 71.2204 | 41.1666 | 0 | 0 | 0 | 0 | 0 | 0 | 1333.6241 | 2718.3286 | 2112.2657 | 727.8656 | 0 | 0 | 0 | 0 | 0 | 0
338 | HWPS 220kV CB Replacement - Stage 4 | Replacement - Major Station | Major Station | TRUE | Switchgear | Network | Labour - Internal | 10% | 0 | 911.0973 | 107.5342 | 235.423 | 195.7851 | 253.3915 | 0 | 0 | 0 | 0 | 0 | 0 | 0 | 0.6237 | 0.86142 | 1.933 | 3.8313 | 0 | 0 | 0 | 0 | 0 | 0 | 0 | 5.1555 | 16.0345 | 12.0306 | 12.3644 | 0 | 0 | 0 | 0 | 0 | 0 | 911.0973 | 113.3133 | 252.3189 | 209.7488 | 269.5871 | 0 | 0 | 0 | 0 | 0 | 0 | 20% | 40% | 30% | 10% | 0% | 0% | 0% | 0% | 0% | 0% | 100% | [10 empty] | 328.2803 | 667.5515 | 510.2613 | 171.6747 | 0 | 0 | 0 | 0 | 0 | 0 | 0.6237 | 0.58293 | 2.4099 | 3.6364 | 0 | 0 | 0 | 0 | 0 | 0 | 5.1555 | 12.0726 | 17.9512 | 10.4641 | 0 | 0 | 0 | 0 | 0 | 0 | 334.0595 | 680.207 | 530.6223 | 185.7753 | 0 | 0 | 0 | 0 | 0 | 0
339 | HWPS 220kV CB Replacement - Stage 4 | Replacement - Major Station | Major Station | TRUE | Switchgear | Network | Labour - External | 50% | 0 | 4555.4863 | 537.6708 | 1177.1148 | 978.9257 | 1266.9573 | 0 | 0 | 0 | 0 | 0 | 0 | 0 | 3.1185 | -3.0942 | -1.4275 | 3.1759 | 0 | 0 | 0 | 0 | 0 | 0 | 0 | 25.7774 | 79.6702 | 59.4783 | 61.0537 | 0 | 0 | 0 | 0 | 0 | 0 | 4555.4863 | 566.5666 | 1253.6909 | 1036.9766 | 1331.1869 | 0 | 0 | 0 | 0 | 0 | 0 | 20% | 40% | 30% | 10% | 0% | 0% | 0% | 0% | 0% | 0% | 100% | [10 empty] | 1641.4014 | 3337.7573 | 2551.3066 | 858.3737 | 0 | 0 | 0 | 0 | 0 | 0 | 3.1185 | -3.1084 | -1.4883 | 3.252 | 0 | 0 | 0 | 0 | 0 | 0 | 25.7774 | 59.9544 | 88.9193 | 51.6192 | 0 | 0 | 0 | 0 | 0 | 0 | 1670.2973 | 3394.6033 | 2638.7376 | 913.2449 | 0 | 0 | 0 | 0 | 0 | 0
340 | FBTS Transformer and CB Replacement | Replacement - Major Station | Major Station | TRUE | Secondary | Network | Materials | 40% | 0 | 233.549 | 173.3869 | 202.6936 | 102.1459 | 0 | 0 | 0 | 0 | 0 | 0 | 0 | 0 | 0 | 0 | 0 | 0 | 0 | 0 | 0 | 0 | 0 | 0 | 0 | 8.2647 | 13.755 | 6.2153 | 0 | 0 | 0 | 0 | 0 | 0 | 0 | 233.549 | 181.6516 | 216.4486 | 108.3612 | 0 | 0 | 0 | 0 | 0 | 0 | 0 | 0% | 83% | 17% | 0% | 0% | 0% | 0% | 0% | 0% | 0% | 100% | [10 empty] | 0 | 586.183 | 122.3632 | 0 | 0 | 0 | 0 | 0 | 0 | 0 | 0 | 0 | 0 | 0 | 0 | 0 | 0 | 0 | 0 | 0 | 0 | 22.158 | 6.2153 | 0 | 0 | 0 | 0 | 0 | 0 | 0 | 0 | 608.341 | 128.5785 | 0 | 0 | 0 | 0 | 0 | 0 | 0
341 | FBTS Transformer and CB Replacement | Replacement - Major Station | Major Station | TRUE | Secondary | Network | Labour - Internal | 10% | 0 | 58.3872 | 43.3467 | 50.6734 | 25.5365 | 0 | 0 | 0 | 0 | 0 | 0 | 0 | 0 | 0.25141 | 0.18542 | 0.25212 | 0 | 0 | 0 | 0 | 0 | 0 | 0 | 0 | 2.0782 | 3.4513 | 1.5692 | 0 | 0 | 0 | 0 | 0 | 0 | 0 | 58.3872 | 45.6763 | 54.3102 | 27.3578 | 0 | 0 | 0 | 0 | 0 | 0 | 0 | 0% | 83% | 17% | 0% | 0% | 0% | 0% | 0% | 0% | 0% | 100% | [10 empty] | 0 | 146.5457 | 30.5908 | 0 | 0 | 0 | 0 | 0 | 0 | 0 | 0 | 0.44104 | 0.25212 | 0 | 0 | 0 | 0 | 0 | 0 | 0 | 0 | 5.5643 | 1.5692 | 0 | 0 | 0 | 0 | 0 | 0 | 0 | 0 | 152.5511 | 32.4121 | 0 | 0 | 0 | 0 | 0 | 0 | 0
342 | FBTS Transformer and CB Replacement | Replacement - Major Station | Major Station | TRUE | Secondary | Network | Labour - External | 50% | 0 | 291.9362 | 216.7336 | 253.367 | 127.6824 | 0 | 0 | 0 | 0 | 0 | 0 | 0 | 0 | 1.2571 | -0.66601 | -0.18618 | 0 | 0 | 0 | 0 | 0 | 0 | 0 | 0 | 10.3908 | 17.1486 | 7.7578 | 0 | 0 | 0 | 0 | 0 | 0 | 0 | 291.9362 | 228.3815 | 269.8496 | 135.254 | 0 | 0 | 0 | 0 | 0 | 0 | 0 | 0% | 83% | 17% | 0% | 0% | 0% | 0% | 0% | 0% | 0% | 100% | [10 empty] | 0 | 732.7287 | 152.9539 | 0 | 0 | 0 | 0 | 0 | 0 | 0 | 0 | 0.61209 | -0.18618 | 0 | 0 | 0 | 0 | 0 | 0 | 0 | 0 | 27.7133 | 7.7578 | 0 | 0 | 0 | 0 | 0 | 0 | 0 | 0 | 761.0541 | 160.5256 | 0 | 0 | 0 | 0 | 0 | 0 | 0
343 | FBTS Transformer and CB Replacement | Replacement - Major Station | Major Station | TRUE | Switchgear | Network | Materials | 40% | 0 | 732.1572 | 543.554 | 635.4282 | 320.2193 | 0 | 0 | 0 | 0 | 0 | 0 | 0 | 0 | 0 | 0 | 0 | 0 | 0 | 0 | 0 | 0 | 0 | 0 | 0 | 25.9092 | 43.1208 | 19.4845 | 0 | 0 | 0 | 0 | 0 | 0 | 0 | 732.1572 | 569.4632 | 678.549 | 339.7038 | 0 | 0 | 0 | 0 | 0 | 0 | 0 | 0% | 83% | 17% | 0% | 0% | 0% | 0% | 0% | 0% | 0% | 100% | [10 empty] | 0 | 1837.6363 | 383.5986 | 0 | 0 | 0 | 0 | 0 | 0 | 0 | 0 | 0 | 0 | 0 | 0 | 0 | 0 | 0 | 0 | 0 | 0 | 69.4637 | 19.4845 | 0 | 0 | 0 | 0 | 0 | 0 | 0 | 0 | 1907.1 | 403.0831 | 0 | 0 | 0 | 0 | 0 | 0 | 0
344 | FBTS Transformer and CB Replacement | Replacement - Major Station | Major Station | TRUE | Switchgear | Network | Labour - Internal | 10% | 0 | 183.0393 | 135.8885 | 158.857 | 80.0548 | 0 | 0 | 0 | 0 | 0 | 0 | 0 | 0 | 0.78815 | 0.58127 | 0.79037 | 0 | 0 | 0 | 0 | 0 | 0 | 0 | 0 | 6.5149 | 10.8196 | 4.9192 | 0 | 0 | 0 | 0 | 0 | 0 | 0 | 183.0393 | 143.1915 | 170.258 | 85.7644 | 0 | 0 | 0 | 0 | 0 | 0 | 0 | 0% | 83% | 17% | 0% | 0% | 0% | 0% | 0% | 0% | 0% | 100% | [10 empty] | 0 | 459.4091 | 95.8997 | 0 | 0 | 0 | 0 | 0 | 0 | 0 | 0 | 1.3826 | 0.79037 | 0 | 0 | 0 | 0 | 0 | 0 | 0 | 0 | 17.4436 | 4.9192 | 0 | 0 | 0 | 0 | 0 | 0 | 0 | 0 | 478.2353 | 101.6093 | 0 | 0 | 0 | 0 | 0 | 0 | 0
345 | FBTS Transformer and CB Replacement | Replacement - Major Station | Major Station | TRUE | Switchgear | Network | Labour - External | 50% | 0 | 915.1966 | 679.4425 | 794.2852 | 400.2741 | 0 | 0 | 0 | 0 | 0 | 0 | 0 | 0 | 3.9408 | -2.0879 | -0.58367 | 0 | 0 | 0 | 0 | 0 | 0 | 0 | 0 | 32.5743 | 53.7593 | 24.3201 | 0 | 0 | 0 | 0 | 0 | 0 | 0 | 915.1966 | 715.9576 | 845.9567 | 424.0105 | 0 | 0 | 0 | 0 | 0 | 0 | 0 | 0% | 83% | 17% | 0% | 0% | 0% | 0% | 0% | 0% | 0% | 100% | [10 empty] | 0 | 2297.0454 | 479.4983 | 0 | 0 | 0 | 0 | 0 | 0 | 0 | 0 | 1.9189 | -0.58367 | 0 | 0 | 0 | 0 | 0 | 0 | 0 | 0 | 86.8789 | 24.3201 | 0 | 0 | 0 | 0 | 0 | 0 | 0 | 0 | 2385.8432 | 503.2347 | 0 | 0 | 0 | 0 | 0 | 0 | 0
346 | FBTS Transformer and CB Replacement | Replacement - Major Station | Major Station | TRUE | Transformers | Network | Materials | 40% | 0 | 587.847 | 436.418 | 510.1835 | 257.1031 | 0 | 0 | 0 | 0 | 0 | 0 | 0 | 0 | 0 | 0 | 0 | 0 | 0 | 0 | 0 | 0 | 0 | 0 | 0 | 20.8024 | 34.6216 | 15.6441 | 0 | 0 | 0 | 0 | 0 | 0 | 0 | 587.847 | 457.2203 | 544.805 | 272.7472 | 0 | 0 | 0 | 0 | 0 | 0 | 0 | 0% | 83% | 17% | 0% | 0% | 0% | 0% | 0% | 0% | 0% | 100% | [10 empty] | 0 | 1475.433 | 307.9902 | 0 | 0 | 0 | 0 | 0 | 0 | 0 | 0 | 0 | 0 | 0 | 0 | 0 | 0 | 0 | 0 | 0 | 0 | 55.7722 | 15.6441 | 0 | 0 | 0 | 0 | 0 | 0 | 0 | 0 | 1531.2052 | 323.6343 | 0 | 0 | 0 | 0 | 0 | 0 | 0
347 | FBTS Transformer and CB Replacement | Replacement - Major Station | Major Station | TRUE | Transformers | Network | Labour - Internal | 10% | 0 | 146.9617 | 109.1045 | 127.5459 | 64.2758 | 0 | 0 | 0 | 0 | 0 | 0 | 0 | 0 | 0.63281 | 0.4667 | 0.63459 | 0 | 0 | 0 | 0 | 0 | 0 | 0 | 0 | 5.2308 | 8.6871 | 3.9496 | 0 | 0 | 0 | 0 | 0 | 0 | 0 | 146.9617 | 114.9681 | 136.6996 | 68.86 | 0 | 0 | 0 | 0 | 0 | 0 | 0 | 0% | 83% | 17% | 0% | 0% | 0% | 0% | 0% | 0% | 0% | 100% | [10 empty] | 0 | 368.8582 | 76.9976 | 0 | 0 | 0 | 0 | 0 | 0 | 0 | 0 | 1.1101 | 0.63459 | 0 | 0 | 0 | 0 | 0 | 0 | 0 | 0 | 14.0054 | 3.9496 | 0 | 0 | 0 | 0 | 0 | 0 | 0 | 0 | 383.9737 | 81.5818 | 0 | 0 | 0 | 0 | 0 | 0 | 0
348 | FBTS Transformer and CB Replacement | Replacement - Major Station | Major Station | TRUE | Transformers | Network | Labour - External | 50% | 0 | 734.8087 | 545.5225 | 637.7293 | 321.3789 | 0 | 0 | 0 | 0 | 0 | 0 | 0 | 0 | 3.164 | -1.6764 | -0.46863 | 0 | 0 | 0 | 0 | 0 | 0 | 0 | 0 | 26.1538 | 43.1632 | 19.5266 | 0 | 0 | 0 | 0 | 0 | 0 | 0 | 734.8087 | 574.8403 | 679.2162 | 340.4369 | 0 | 0 | 0 | 0 | 0 | 0 | 0 | 0% | 83% | 17% | 0% | 0% | 0% | 0% | 0% | 0% | 0% | 100% | [10 empty] | 0 | 1844.2912 | 384.9878 | 0 | 0 | 0 | 0 | 0 | 0 | 0 | 0 | 1.5406 | -0.46863 | 0 | 0 | 0 | 0 | 0 | 0 | 0 | 0 | 69.7548 | 19.5266 | 0 | 0 | 0 | 0 | 0 | 0 | 0 | 0 | 1915.5867 | 404.0457 | 0 | 0 | 0 | 0 | 0 | 0 | 0
349 | FBTS Transformer and CB Replacement | Replacement - Major Station | Major Station | TRUE | Towers and Conductor | Network | Materials | 40% | 0 | 25.3281 | 18.8036 | 21.9819 | 11.0776 | 0 | 0 | 0 | 0 | 0 | 0 | 0 | 0 | 0 | 0 | 0 | 0 | 0 | 0 | 0 | 0 | 0 | 0 | 0 | 0.8963 | 1.4917 | 0.67404 | 0 | 0 | 0 | 0 | 0 | 0 | 0 | 25.3281 | 19.6999 | 23.4736 | 11.7517 | 0 | 0 | 0 | 0 | 0 | 0 | 0 | 0% | 83% | 17% | 0% | 0% | 0% | 0% | 0% | 0% | 0% | 100% | [10 empty] | 0 | 63.5709 | 13.2701 | 0 | 0 | 0 | 0 | 0 | 0 | 0 | 0 | 0 | 0 | 0 | 0 | 0 | 0 | 0 | 0 | 0 | 0 | 2.403 | 0.67404 | 0 | 0 | 0 | 0 | 0 | 0 | 0 | 0 | 65.9739 | 13.9442 | 0 | 0 | 0 | 0 | 0 | 0 | 0
350 | FBTS Transformer and CB Replacement | Replacement - Major Station | Major Station | TRUE | Towers and Conductor | Network | Labour - Internal | 10% | 0 | 6.332 | 4.7009 | 5.4955 | 2.7694 | 0 | 0 | 0 | 0 | 0 | 0 | 0 | 0 | 0.027265 | 0.020108 | 0.027342 | 0 | 0 | 0 | 0 | 0 | 0 | 0 | 0 | 0.22537 | 0.37429 | 0.17017 | 0 | 0 | 0 | 0 | 0 | 0 | 0 | 6.332 | 4.9535 | 5.8899 | 2.9669 | 0 | 0 | 0 | 0 | 0 | 0 | 0 | 0% | 83% | 17% | 0% | 0% | 0% | 0% | 0% | 0% | 0% | 100% | [10 empty] | 0 | 15.8927 | 3.3175 | 0 | 0 | 0 | 0 | 0 | 0 | 0 | 0 | 0.04783 | 0.027342 | 0 | 0 | 0 | 0 | 0 | 0 | 0 | 0 | 0.60344 | 0.17017 | 0 | 0 | 0 | 0 | 0 | 0 | 0 | 0 | 16.544 | 3.5151 | 0 | 0 | 0 | 0 | 0 | 0 | 0
351 | FBTS Transformer and CB Replacement | Replacement - Major Station | Major Station | TRUE | Towers and Conductor | Network | Labour - External | 50% | 0 | 31.6602 | 23.5045 | 27.4774 | 13.847 | 0 | 0 | 0 | 0 | 0 | 0 | 0 | 0 | 0.13633 | -0.072228 | -0.020191 | 0 | 0 | 0 | 0 | 0 | 0 | 0 | 0 | 1.1269 | 1.8597 | 0.84133 | 0 | 0 | 0 | 0 | 0 | 0 | 0 | 31.6602 | 24.7677 | 29.2649 | 14.6682 | 0 | 0 | 0 | 0 | 0 | 0 | 0 | 0% | 83% | 17% | 0% | 0% | 0% | 0% | 0% | 0% | 0% | 100% | [10 empty] | 0 | 79.4636 | 16.5877 | 0 | 0 | 0 | 0 | 0 | 0 | 0 | 0 | 0.066381 | -0.020191 | 0 | 0 | 0 | 0 | 0 | 0 | 0 | 0 | 3.0055 | 0.84133 | 0 | 0 | 0 | 0 | 0 | 0 | 0 | 0 | 82.5355 | 17.4088 | 0 | 0 | 0 | 0 | 0 | 0 | 0
352 | FBTS Transformer and CB Replacement | Replacement - Major Station | Major Station | TRUE | Establishment | Network | Materials | 40% | 0 | 202.9883 | 150.6987 | 176.1705 | 88.7798 | 0 | 0 | 0 | 0 | 0 | 0 | 0 | 0 | 0 | 0 | 0 | 0 | 0 | 0 | 0 | 0 | 0 | 0 | 0 | 7.1832 | 11.9551 | 5.402 | 0 | 0 | 0 | 0 | 0 | 0 | 0 | 202.9883 | 157.8819 | 188.1256 | 94.1818 | 0 | 0 | 0 | 0 | 0 | 0 | 0 | 0% | 83% | 17% | 0% | 0% | 0% | 0% | 0% | 0% | 0% | 100% | [10 empty] | 0 | 509.479 | 106.3515 | 0 | 0 | 0 | 0 | 0 | 0 | 0 | 0 | 0 | 0 | 0 | 0 | 0 | 0 | 0 | 0 | 0 | 0 | 19.2586 | 5.402 | 0 | 0 | 0 | 0 | 0 | 0 | 0 | 0 | 528.7376 | 111.7536 | 0 | 0 | 0 | 0 | 0 | 0 | 0
353 | FBTS Transformer and CB Replacement | Replacement - Major Station | Major Station | TRUE | Establishment | Network | Labour - Internal | 10% | 0 | 50.7471 | 37.6747 | 44.0426 | 22.195 | 0 | 0 | 0 | 0 | 0 | 0 | 0 | 0 | 0.21851 | 0.16115 | 0.21913 | 0 | 0 | 0 | 0 | 0 | 0 | 0 | 0 | 1.8062 | 2.9997 | 1.3638 | 0 | 0 | 0 | 0 | 0 | 0 | 0 | 50.7471 | 39.6994 | 47.2035 | 23.7779 | 0 | 0 | 0 | 0 | 0 | 0 | 0 | 0% | 83% | 17% | 0% | 0% | 0% | 0% | 0% | 0% | 0% | 100% | [10 empty] | 0 | 127.3698 | 26.5879 | 0 | 0 | 0 | 0 | 0 | 0 | 0 | 0 | 0.38333 | 0.21913 | 0 | 0 | 0 | 0 | 0 | 0 | 0 | 0 | 4.8362 | 1.3638 | 0 | 0 | 0 | 0 | 0 | 0 | 0 | 0 | 132.5893 | 28.1709 | 0 | 0 | 0 | 0 | 0 | 0 | 0
354 | FBTS Transformer and CB Replacement | Replacement - Major Station | Major Station | TRUE | Establishment | Network | Labour - External | 50% | 0 | 253.7354 | 188.3733 | 220.2131 | 110.9748 | 0 | 0 | 0 | 0 | 0 | 0 | 0 | 0 | 1.0926 | -0.57886 | -0.16182 | 0 | 0 | 0 | 0 | 0 | 0 | 0 | 0 | 9.0311 | 14.9046 | 6.7427 | 0 | 0 | 0 | 0 | 0 | 0 | 0 | 253.7354 | 198.497 | 234.5389 | 117.5556 | 0 | 0 | 0 | 0 | 0 | 0 | 0 | 0% | 83% | 17% | 0% | 0% | 0% | 0% | 0% | 0% | 0% | 100% | [10 empty] | 0 | 636.8488 | 132.9394 | 0 | 0 | 0 | 0 | 0 | 0 | 0 | 0 | 0.532 | -0.16182 | 0 | 0 | 0 | 0 | 0 | 0 | 0 | 0 | 24.0869 | 6.7427 | 0 | 0 | 0 | 0 | 0 | 0 | 0 | 0 | 661.4677 | 139.5203 | 0 | 0 | 0 | 0 | 0 | 0 | 0
355 | FBTS Transformer and CB Replacement | Replacement - Major Station | Major Station | TRUE | Communications | Network | Materials | 40% | 0 | 5.9532 | 4.4197 | 5.1667 | 2.6037 | 0 | 0 | 0 | 0 | 0 | 0 | 0 | 0 | 0 | 0 | 0 | 0 | 0 | 0 | 0 | 0 | 0 | 0 | 0 | 0.21067 | 0.35062 | 0.15843 | 0 | 0 | 0 | 0 | 0 | 0 | 0 | 5.9532 | 4.6303 | 5.5173 | 2.7621 | 0 | 0 | 0 | 0 | 0 | 0 | 0 | 0% | 83% | 17% | 0% | 0% | 0% | 0% | 0% | 0% | 0% | 100% | [10 empty] | 0 | 14.9419 | 3.1191 | 0 | 0 | 0 | 0 | 0 | 0 | 0 | 0 | 0 | 0 | 0 | 0 | 0 | 0 | 0 | 0 | 0 | 0 | 0.56481 | 0.15843 | 0 | 0 | 0 | 0 | 0 | 0 | 0 | 0 | 15.5067 | 3.2775 | 0 | 0 | 0 | 0 | 0 | 0 | 0
356 | FBTS Transformer and CB Replacement | Replacement - Major Station | Major Station | TRUE | Communications | Network | Labour - Internal | 10% | 0 | 1.4883 | 1.1049 | 1.2917 | 0.65093 | 0 | 0 | 0 | 0 | 0 | 0 | 0 | 0 | 0.0064085 | 0.0047263 | 0.0064266 | 0 | 0 | 0 | 0 | 0 | 0 | 0 | 0 | 0.052973 | 0.087975 | 0.039998 | 0 | 0 | 0 | 0 | 0 | 0 | 0 | 1.4883 | 1.1643 | 1.3844 | 0.69735 | 0 | 0 | 0 | 0 | 0 | 0 | 0 | 0% | 83% | 17% | 0% | 0% | 0% | 0% | 0% | 0% | 0% | 100% | [10 empty] | 0 | 3.7355 | 0.77976 | 0 | 0 | 0 | 0 | 0 | 0 | 0 | 0 | 0.011242 | 0.0064266 | 0 | 0 | 0 | 0 | 0 | 0 | 0 | 0 | 0.14183 | 0.039998 | 0 | 0 | 0 | 0 | 0 | 0 | 0 | 0 | 3.8886 | 0.82619 | 0 | 0 | 0 | 0 | 0 | 0 | 0
357 | FBTS Transformer and CB Replacement | Replacement - Major Station | Major Station | TRUE | Communications | Network | Labour - External | 50% | 0 | 7.4415 | 5.5246 | 6.4584 | 3.2546 | 0 | 0 | 0 | 0 | 0 | 0 | 0 | 0 | 0.032043 | -0.016977 | -0.0047459 | 0 | 0 | 0 | 0 | 0 | 0 | 0 | 0 | 0.26486 | 0.43712 | 0.19775 | 0 | 0 | 0 | 0 | 0 | 0 | 0 | 7.4415 | 5.8215 | 6.8785 | 3.4477 | 0 | 0 | 0 | 0 | 0 | 0 | 0 | 0% | 83% | 17% | 0% | 0% | 0% | 0% | 0% | 0% | 0% | 100% | [10 empty] | 0 | 18.6774 | 3.8988 | 0 | 0 | 0 | 0 | 0 | 0 | 0 | 0 | 0.015602 | -0.0047459 | 0 | 0 | 0 | 0 | 0 | 0 | 0 | 0 | 0.70642 | 0.19775 | 0 | 0 | 0 | 0 | 0 | 0 | 0 | 0 | 19.3994 | 4.0918 | 0 | 0 | 0 | 0 | 0 | 0 | 0
358 | HYTS 500kV CB Replacement | Replacement - Major Station | Major Station | TRUE | Switchgear | Network | Materials | 40% | 0 | 1985.6571 | 400.1801 | 2322.5333 | 370.0825 | 0 | 0 | 0 | 0 | 0 | 0 | 0 | 0 | 0 | 0 | 0 | 0 | 0 | 0 | 0 | 0 | 0 | 0 | 0 | 19.0751 | 157.6095 | 22.5186 | 0 | 0 | 0 | 0 | 0 | 0 | 0 | 1985.6571 | 419.2551 | 2480.1428 | 392.6011 | 0 | 0 | 0 | 0 | 0 | 0 | 0 | 0% | 100% | 0% | 0% | 0% | 0% | 0% | 0% | 0% | 0% | 100% | [10 empty] | 0 | 5022.8242 | 0 | 0 | 0 | 0 | 0 | 0 | 0 | 0 | 0 | 0 | 0 | 0 | 0 | 0 | 0 | 0 | 0 | 0 | 0 | 177.0039 | 0 | 0 | 0 | 0 | 0 | 0 | 0 | 0 | 0 | 5199.8281 | 0 | 0 | 0 | 0 | 0 | 0 | 0 | 0
359 | HYTS 500kV CB Replacement | Replacement - Major Station | Major Station | TRUE | Switchgear | Network | Labour - Internal | 10% | 0 | 496.4143 | 100.045 | 580.6333 | 92.5206 | 0 | 0 | 0 | 0 | 0 | 0 | 0 | 0 | 0.58026 | 2.1246 | 0.91345 | 0 | 0 | 0 | 0 | 0 | 0 | 0 | 0 | 4.7964 | 39.5465 | 5.6852 | 0 | 0 | 0 | 0 | 0 | 0 | 0 | 496.4143 | 105.4217 | 622.3045 | 99.1193 | 0 | 0 | 0 | 0 | 0 | 0 | 0 | 0% | 100% | 0% | 0% | 0% | 0% | 0% | 0% | 0% | 0% | 100% | [10 empty] | 0 | 1255.7061 | 0 | 0 | 0 | 0 | 0 | 0 | 0 | 0 | 0 | 2.7145 | 0 | 0 | 0 | 0 | 0 | 0 | 0 | 0 | 0 | 44.4233 | 0 | 0 | 0 | 0 | 0 | 0 | 0 | 0 | 0 | 1302.8439 | 0 | 0 | 0 | 0 | 0 | 0 | 0 | 0
360 | HYTS 500kV CB Replacement | Replacement - Major Station | Major Station | TRUE | Switchgear | Network | Labour - External | 50% | 0 | 2482.0714 | 500.2251 | 2903.1667 | 462.6031 | 0 | 0 | 0 | 0 | 0 | 0 | 0 | 0 | 2.9013 | -7.6313 | -0.67456 | 0 | 0 | 0 | 0 | 0 | 0 | 0 | 0 | 23.9821 | 196.494 | 28.1072 | 0 | 0 | 0 | 0 | 0 | 0 | 0 | 2482.0714 | 527.1085 | 3092.0293 | 490.0357 | 0 | 0 | 0 | 0 | 0 | 0 | 0 | 0% | 100% | 0% | 0% | 0% | 0% | 0% | 0% | 0% | 0% | 100% | [10 empty] | 0 | 6278.5303 | 0 | 0 | 0 | 0 | 0 | 0 | 0 | 0 | 0 | -4.6815 | 0 | 0 | 0 | 0 | 0 | 0 | 0 | 0 | 0 | 220.8776 | 0 | 0 | 0 | 0 | 0 | 0 | 0 | 0 | 0 | 6494.7264 | 0 | 0 | 0 | 0 | 0 | 0 | 0 | 0
361 | SMTS H2 Transformer Replacement Stage 1 | Replacement - Major Station | Major Station | TRUE | Transformers | Network | Materials | 40% | 0 | 329.2512 | 250.3487 | 2.2427 | 0 | 0 | 0 | 0 | 0 | 0 | 0 | 0 | 0 | 0 | 0 | 0 | 0 | 0 | 0 | 0 | 0 | 0 | 0 | 0 | 11.9332 | 0.15219 | 0 | 0 | 0 | 0 | 0 | 0 | 0 | 0 | 329.2512 | 262.2819 | 2.3949 | 0 | 0 | 0 | 0 | 0 | 0 | 0 | 0 | 90% | 10% | 0% | 0% | 0% | 0% | 0% | 0% | 0% | 0% | 100% | [10 empty] | 510.6197 | 57.6853 | 0 | 0 | 0 | 0 | 0 | 0 | 0 | 0 | 0 | 0 | 0 | 0 | 0 | 0 | 0 | 0 | 0 | 0 | 11.9332 | 0.15219 | 0 | 0 | 0 | 0 | 0 | 0 | 0 | 0 | 522.5529 | 57.8375 | 0 | 0 | 0 | 0 | 0 | 0 | 0 | 0
362 | SMTS H2 Transformer Replacement Stage 1 | Replacement - Major Station | Major Station | TRUE | Transformers | Network | Labour - Internal | 10% | 0 | 82.3128 | 62.5872 | 0.56068 | 0 | 0 | 0 | 0 | 0 | 0 | 0 | 0 | 0 | 0.36301 | 0.0020516 | 0 | 0 | 0 | 0 | 0 | 0 | 0 | 0 | 0 | 3.0006 | 0.038187 | 0 | 0 | 0 | 0 | 0 | 0 | 0 | 0 | 82.3128 | 65.9508 | 0.60092 | 0 | 0 | 0 | 0 | 0 | 0 | 0 | 0 | 90% | 10% | 0% | 0% | 0% | 0% | 0% | 0% | 0% | 0% | 100% | [10 empty] | 127.6549 | 14.4213 | 0 | 0 | 0 | 0 | 0 | 0 | 0 | 0 | 0.36301 | 0.0020516 | 0 | 0 | 0 | 0 | 0 | 0 | 0 | 0 | 3.0006 | 0.038187 | 0 | 0 | 0 | 0 | 0 | 0 | 0 | 0 | 131.0185 | 14.4616 | 0 | 0 | 0 | 0 | 0 | 0 | 0 | 0
363 | SMTS H2 Transformer Replacement Stage 1 | Replacement - Major Station | Major Station | TRUE | Transformers | Network | Labour - External | 50% | 0 | 411.5639 | 312.9359 | 2.8034 | 0 | 0 | 0 | 0 | 0 | 0 | 0 | 0 | 0 | 1.815 | -0.0073691 | 0 | 0 | 0 | 0 | 0 | 0 | 0 | 0 | 0 | 15.003 | 0.18974 | 0 | 0 | 0 | 0 | 0 | 0 | 0 | 0 | 411.5639 | 329.7539 | 2.9858 | 0 | 0 | 0 | 0 | 0 | 0 | 0 | 0 | 90% | 10% | 0% | 0% | 0% | 0% | 0% | 0% | 0% | 0% | 100% | [10 empty] | 638.2747 | 72.1066 | 0 | 0 | 0 | 0 | 0 | 0 | 0 | 0 | 1.815 | -0.0073691 | 0 | 0 | 0 | 0 | 0 | 0 | 0 | 0 | 15.003 | 0.18974 | 0 | 0 | 0 | 0 | 0 | 0 | 0 | 0 | 655.0927 | 72.289 | 0 | 0 | 0 | 0 | 0 | 0 | 0 | 0
364 | L1 & L2 DDTS & SMTS Disconn/E SW Repl. | Replacement - Major Station | Major Station | TRUE | Switchgear | Network | Materials | 40% | 0 | 0 | 30.6599 | 506.3366 | 604.7444 | 1135.8511 | 0 | 0 | 0 | 0 | 0 | 0 | 0 | 0 | 0 | 0 | 0 | 0 | 0 | 0 | 0 | 0 | 0 | 0 | 1.4614 | 34.3605 | 36.7971 | 54.5989 | 0 | 0 | 0 | 0 | 0 | 0 | 0 | 32.1213 | 540.6971 | 641.5416 | 1190.45 | 0 | 0 | 0 | 0 | 0 | 0 | 0% | 0% | 50% | 50% | 0% | 0% | 0% | 0% | 0% | 0% | 100% | [10 empty] | 0 | 0 | 1138.9526 | 1149.5837 | 0 | 0 | 0 | 0 | 0 | 0 | 0 | 0 | 0 | 0 | 0 | 0 | 0 | 0 | 0 | 0 | 0 | 0 | 73.3307 | 54.5989 | 0 | 0 | 0 | 0 | 0 | 0 | 0 | 0 | 1212.2833 | 1204.1827 | 0 | 0 | 0 | 0 | 0 | 0
365 | L1 & L2 DDTS & SMTS Disconn/E SW Repl. | Replacement - Major Station | Major Station | TRUE | Switchgear | Network | Labour - Internal | 10% | 0 | 0 | 7.665 | 126.5841 | 151.1861 | 283.9628 | 0 | 0 | 0 | 0 | 0 | 0 | 0 | 0.044457 | 0.46318 | 1.4926 | 4.2935 | 0 | 0 | 0 | 0 | 0 | 0 | 0 | 0.36748 | 8.6216 | 9.2901 | 13.8561 | 0 | 0 | 0 | 0 | 0 | 0 | 0 | 8.0769 | 135.6689 | 161.9689 | 302.1124 | 0 | 0 | 0 | 0 | 0 | 0 | 0% | 0% | 50% | 50% | 0% | 0% | 0% | 0% | 0% | 0% | 100% | [10 empty] | 0 | 0 | 284.7381 | 287.3959 | 0 | 0 | 0 | 0 | 0 | 0 | 0 | 0 | 2.0108 | 4.2935 | 0 | 0 | 0 | 0 | 0 | 0 | 0 | 0 | 18.4577 | 13.8561 | 0 | 0 | 0 | 0 | 0 | 0 | 0 | 0 | 305.2066 | 305.5456 | 0 | 0 | 0 | 0 | 0 | 0
366 | L1 & L2 DDTS & SMTS Disconn/E SW Repl. | Replacement - Major Station | Major Station | TRUE | Switchgear | Network | Labour - External | 50% | 0 | 0 | 38.3249 | 632.9207 | 755.9305 | 1419.8139 | 0 | 0 | 0 | 0 | 0 | 0 | 0 | 0.22228 | -1.6637 | -1.1023 | 3.5591 | 0 | 0 | 0 | 0 | 0 | 0 | 0 | 1.8374 | 42.8377 | 45.9294 | 68.4197 | 0 | 0 | 0 | 0 | 0 | 0 | 0 | 40.3845 | 674.0947 | 800.7576 | 1491.7927 | 0 | 0 | 0 | 0 | 0 | 0 | 0% | 0% | 50% | 50% | 0% | 0% | 0% | 0% | 0% | 0% | 100% | [10 empty] | 0 | 0 | 1423.6907 | 1436.9797 | 0 | 0 | 0 | 0 | 0 | 0 | 0 | 0 | -2.5676 | 3.5591 | 0 | 0 | 0 | 0 | 0 | 0 | 0 | 0 | 91.4923 | 68.4197 | 0 | 0 | 0 | 0 | 0 | 0 | 0 | 0 | 1512.6154 | 1508.9585 | 0 | 0 | 0 | 0 | 0 | 0
367 | GNTS 66 kV CB Replacement | Replacement - Major Station | Major Station | TRUE | Switchgear | Network | Materials | 40% | 0 | 0 | 0 | 0 | 0 | 0 | 137.9808 | 620.9138 | 620.9138 | 0 | 0 | 0 | 0 | 0 | 0 | 0 | 0 | 0 | 0 | 0 | 0 | 0 | 0 | 0 | 0 | 0 | 0 | 0 | 7.1832 | 32.4772 | 42.6527 | 0 | 0 | 0 | 0 | 0 | 0 | 0 | 0 | 145.164 | 653.3909 | 663.5665 | 0 | 0 | 0 | 0% | 0% | 0% | 0% | 0% | 50% | 50% | 0% | 0% | 0% | 100% | [10 empty] | 0 | 0 | 0 | 0 | 0 | 689.9042 | 689.9042 | 0 | 0 | 0 | 0 | 0 | 0 | 0 | 0 | 0 | 0 | 0 | 0 | 0 | 0 | 0 | 0 | 0 | 0 | 39.6603 | 42.6527 | 0 | 0 | 0 | 0 | 0 | 0 | 0 | 0 | 729.5645 | 732.5569 | 0 | 0 | 0
368 | GNTS 66 kV CB Replacement | Replacement - Major Station | Major Station | TRUE | Switchgear | Network | Labour - Internal | 10% | 0 | 0 | 0 | 0 | 0 | 0 | 34.4952 | 155.2284 | 155.2284 | 0 | 0 | 0 | 0 | 0 | 0 | 0 | 0 | 0.69694 | 4.3711 | 6.128 | 0 | 0 | 0 | 0 | 0 | 0 | 0 | 0 | 1.8321 | 8.3479 | 11.0841 | 0 | 0 | 0 | 0 | 0 | 0 | 0 | 0 | 37.0242 | 167.9474 | 172.4406 | 0 | 0 | 0 | 0% | 0% | 0% | 0% | 0% | 50% | 50% | 0% | 0% | 0% | 100% | [10 empty] | 0 | 0 | 0 | 0 | 0 | 172.476 | 172.476 | 0 | 0 | 0 | 0 | 0 | 0 | 0 | 0 | 5.068 | 6.128 | 0 | 0 | 0 | 0 | 0 | 0 | 0 | 0 | 10.18 | 11.0841 | 0 | 0 | 0 | 0 | 0 | 0 | 0 | 0 | 187.7241 | 189.6882 | 0 | 0 | 0
369 | GNTS 66 kV CB Replacement | Replacement - Major Station | Major Station | TRUE | Switchgear | Network | Labour - External | 50% | 0 | 0 | 0 | 0 | 0 | 0 | 172.476 | 776.1422 | 776.1422 | 0 | 0 | 0 | 0 | 0 | 0 | 0 | 0 | 1.4037 | 14.4501 | 24.296 | 0 | 0 | 0 | 0 | 0 | 0 | 0 | 0 | 9.052 | 41.3523 | 54.9848 | 0 | 0 | 0 | 0 | 0 | 0 | 0 | 0 | 182.9318 | 831.9446 | 855.4231 | 0 | 0 | 0 | 0% | 0% | 0% | 0% | 0% | 50% | 50% | 0% | 0% | 0% | 100% | [10 empty] | 0 | 0 | 0 | 0 | 0 | 862.3802 | 862.3802 | 0 | 0 | 0 | 0 | 0 | 0 | 0 | 0 | 15.8538 | 24.296 | 0 | 0 | 0 | 0 | 0 | 0 | 0 | 0 | 50.4043 | 54.9848 | 0 | 0 | 0 | 0 | 0 | 0 | 0 | 0 | 928.6383 | 941.6611 | 0 | 0 | 0
370 | HOTS 66kV Circuit Breaker Replacement | Replacement - Major Station | Major Station | TRUE | Switchgear | Network | Materials | 40% | 0 | 0 | 0 | 0 | 0 | 0 | 0 | 137.9808 | 620.9138 | 620.9138 | 0 | 0 | 0 | 0 | 0 | 0 | 0 | 0 | 0 | 0 | 0 | 0 | 0 | 0 | 0 | 0 | 0 | 0 | 0 | 7.2171 | 42.6527 | 56.3926 | 0 | 0 | 0 | 0 | 0 | 0 | 0 | 0 | 145.198 | 663.5665 | 677.3064 | 0 | 0 | 0% | 0% | 0% | 0% | 0% | 0% | 50% | 50% | 0% | 0% | 100% | [10 empty] | 0 | 0 | 0 | 0 | 0 | 0 | 689.9042 | 689.9042 | 0 | 0 | 0 | 0 | 0 | 0 | 0 | 0 | 0 | 0 | 0 | 0 | 0 | 0 | 0 | 0 | 0 | 0 | 49.8698 | 56.3926 | 0 | 0 | 0 | 0 | 0 | 0 | 0 | 0 | 739.774 | 746.2968 | 0 | 0
371 | HOTS 66kV Circuit Breaker Replacement | Replacement - Major Station | Major Station | TRUE | Switchgear | Network | Labour - Internal | 10% | 0 | 0 | 0 | 0 | 0 | 0 | 0 | 34.4952 | 155.2284 | 155.2284 | 0 | 0 | 0 | 0 | 0 | 0 | 0 | 0 | 0.97135 | 6.128 | 7.9043 | 0 | 0 | 0 | 0 | 0 | 0 | 0 | 0 | 1.8551 | 11.0841 | 14.816 | 0 | 0 | 0 | 0 | 0 | 0 | 0 | 0 | 37.3217 | 172.4406 | 177.9488 | 0 | 0 | 0% | 0% | 0% | 0% | 0% | 0% | 50% | 50% | 0% | 0% | 100% | [10 empty] | 0 | 0 | 0 | 0 | 0 | 0 | 172.476 | 172.476 | 0 | 0 | 0 | 0 | 0 | 0 | 0 | 0 | 7.0994 | 7.9043 | 0 | 0 | 0 | 0 | 0 | 0 | 0 | 0 | 12.9392 | 14.816 | 0 | 0 | 0 | 0 | 0 | 0 | 0 | 0 | 192.5146 | 195.1964 | 0 | 0
372 | HOTS 66kV Circuit Breaker Replacement | Replacement - Major Station | Major Station | TRUE | Switchgear | Network | Labour - External | 50% | 0 | 0 | 0 | 0 | 0 | 0 | 0 | 172.476 | 776.1422 | 776.1422 | 0 | 0 | 0 | 0 | 0 | 0 | 0 | 0 | 3.2111 | 24.296 | 34.2646 | 0 | 0 | 0 | 0 | 0 | 0 | 0 | 0 | 9.1894 | 54.9848 | 73.6028 | 0 | 0 | 0 | 0 | 0 | 0 | 0 | 0 | 184.8766 | 855.4231 | 884.0096 | 0 | 0 | 0% | 0% | 0% | 0% | 0% | 0% | 50% | 50% | 0% | 0% | 100% | [10 empty] | 0 | 0 | 0 | 0 | 0 | 0 | 862.3802 | 862.3802 | 0 | 0 | 0 | 0 | 0 | 0 | 0 | 0 | 27.5071 | 34.2646 | 0 | 0 | 0 | 0 | 0 | 0 | 0 | 0 | 64.1742 | 73.6028 | 0 | 0 | 0 | 0 | 0 | 0 | 0 | 0 | 954.0616 | 970.2476 | 0 | 0
373 | FTS 66kV Circuit Breaker Replacement | Replacement - Major Station | Major Station | TRUE | Switchgear | Network | Materials | 40% | 0 | 0 | 0 | 0 | 0 | 0 | 0 | 0 | 193.1732 | 869.2793 | 869.2793 | 0 | 0 | 0 | 0 | 0 | 0 | 0 | 0 | 0 | 0 | 0 | 0 | 0 | 0 | 0 | 0 | 0 | 0 | 0 | 13.2697 | 78.9497 | 53.0612 | 0 | 0 | 0 | 0 | 0 | 0 | 0 | 0 | 206.4429 | 948.229 | 922.3405 | 0 | 0% | 0% | 0% | 0% | 0% | 0% | 0% | 50% | 50% | 0% | 100% | [10 empty] | 0 | 0 | 0 | 0 | 0 | 0 | 0 | 965.8659 | 965.8659 | 0 | 0 | 0 | 0 | 0 | 0 | 0 | 0 | 0 | 0 | 0 | 0 | 0 | 0 | 0 | 0 | 0 | 0 | 92.2194 | 53.0612 | 0 | 0 | 0 | 0 | 0 | 0 | 0 | 0 | 1058.0853 | 1018.927 | 0
374 | FTS 66kV Circuit Breaker Replacement | Replacement - Major Station | Major Station | TRUE | Switchgear | Network | Labour - Internal | 10% | 0 | 0 | 0 | 0 | 0 | 0 | 0 | 0 | 48.2933 | 217.3198 | 217.3198 | 0 | 0 | 0 | 0 | 0 | 0 | 0 | 0 | 1.9065 | 11.066 | 13.5802 | 0 | 0 | 0 | 0 | 0 | 0 | 0 | 0 | 3.4484 | 20.7425 | 14.0942 | 0 | 0 | 0 | 0 | 0 | 0 | 0 | 0 | 53.6482 | 249.1283 | 244.9942 | 0 | 0% | 0% | 0% | 0% | 0% | 0% | 0% | 50% | 50% | 0% | 100% | [10 empty] | 0 | 0 | 0 | 0 | 0 | 0 | 0 | 241.4665 | 241.4665 | 0 | 0 | 0 | 0 | 0 | 0 | 0 | 0 | 12.9725 | 13.5802 | 0 | 0 | 0 | 0 | 0 | 0 | 0 | 0 | 24.1909 | 14.0942 | 0 | 0 | 0 | 0 | 0 | 0 | 0 | 0 | 278.6298 | 269.1409 | 0
375 | FTS 66kV Circuit Breaker Replacement | Replacement - Major Station | Major Station | TRUE | Switchgear | Network | Labour - External | 50% | 0 | 0 | 0 | 0 | 0 | 0 | 0 | 0 | 241.4665 | 1086.5991 | 1086.5991 | 0 | 0 | 0 | 0 | 0 | 0 | 0 | 0 | 7.5588 | 47.9704 | 62.1002 | 0 | 0 | 0 | 0 | 0 | 0 | 0 | 0 | 17.1064 | 103.0439 | 70.1171 | 0 | 0 | 0 | 0 | 0 | 0 | 0 | 0 | 266.1316 | 1237.6134 | 1218.8164 | 0 | 0% | 0% | 0% | 0% | 0% | 0% | 0% | 50% | 50% | 0% | 100% | [10 empty] | 0 | 0 | 0 | 0 | 0 | 0 | 0 | 1207.3323 | 1207.3323 | 0 | 0 | 0 | 0 | 0 | 0 | 0 | 0 | 55.5291 | 62.1002 | 0 | 0 | 0 | 0 | 0 | 0 | 0 | 0 | 120.1503 | 70.1171 | 0 | 0 | 0 | 0 | 0 | 0 | 0 | 0 | 1383.0118 | 1339.5496 | 0
376 | BETS Replace RTU, Prot and Control | Replacement - Major Station | Major Station | TRUE | Secondary | Network | Materials | 40% | 0 | 0 | 0 | 0 | 0 | 0 | 0 | 0 | 0 | 0 | 0 | 0 | 0 | 0 | 0 | 0 | 0 | 0 | 0 | 0 | 0 | 0 | 0 | 0 | 0 | 0 | 0 | 0 | 0 | 0 | 0 | 0 | 0 | 0 | 0 | 0 | 0 | 0 | 0 | 0 | 0 | 0 | 0 | 0 | 0 | 0% | 0% | 0% | 0% | 0% | 0% | 0% | 0% | 0% | 0% | 0% | [10 empty] | 0 | 0 | 0 | 0 | 0 | 0 | 0 | 0 | 0 | 0 | 0 | 0 | 0 | 0 | 0 | 0 | 0 | 0 | 0 | 0 | 0 | 0 | 0 | 0 | 0 | 0 | 0 | 0 | 0 | 0 | 0 | 0 | 0 | 0 | 0 | 0 | 0 | 0 | 0 | 0
377 | BETS Replace RTU, Prot and Control | Replacement - Major Station | Major Station | TRUE | Secondary | Network | Labour - Internal | 10% | 0 | 0 | 0 | 0 | 0 | 0 | 0 | 0 | 0 | 0 | 0 | 0 | 0 | 0 | 0 | 0 | 0 | 0 | 0 | 0 | 0 | 0 | 0 | 0 | 0 | 0 | 0 | 0 | 0 | 0 | 0 | 0 | 0 | 0 | 0 | 0 | 0 | 0 | 0 | 0 | 0 | 0 | 0 | 0 | 0 | 0% | 0% | 0% | 0% | 0% | 0% | 0% | 0% | 0% | 0% | 0% | [10 empty] | 0 | 0 | 0 | 0 | 0 | 0 | 0 | 0 | 0 | 0 | 0 | 0 | 0 | 0 | 0 | 0 | 0 | 0 | 0 | 0 | 0 | 0 | 0 | 0 | 0 | 0 | 0 | 0 | 0 | 0 | 0 | 0 | 0 | 0 | 0 | 0 | 0 | 0 | 0 | 0
378 | BETS Replace RTU, Prot and Control | Replacement - Major Station | Major Station | TRUE | Secondary | Network | Labour - External | 50% | 0 | 0 | 0 | 0 | 0 | 0 | 0 | 0 | 0 | 0 | 0 | 0 | 0 | 0 | 0 | 0 | 0 | 0 | 0 | 0 | 0 | 0 | 0 | 0 | 0 | 0 | 0 | 0 | 0 | 0 | 0 | 0 | 0 | 0 | 0 | 0 | 0 | 0 | 0 | 0 | 0 | 0 | 0 | 0 | 0 | 0% | 0% | 0% | 0% | 0% | 0% | 0% | 0% | 0% | 0% | 0% | [10 empty] | 0 | 0 | 0 | 0 | 0 | 0 | 0 | 0 | 0 | 0 | 0 | 0 | 0 | 0 | 0 | 0 | 0 | 0 | 0 | 0 | 0 | 0 | 0 | 0 | 0 | 0 | 0 | 0 | 0 | 0 | 0 | 0 | 0 | 0 | 0 | 0 | 0 | 0 | 0 | 0
379 | REFCL T2 ZS WORK - WOTS (Tx Component) | Security and Compliance | Stations | TRUE | Secondary | Network | Materials | 40% | 0 | 0 | 0 | 0 | 0 | 0 | 0 | 0 | 0 | 0 | 0 | 0 | 0 | 0 | 0 | 0 | 0 | 0 | 0 | 0 | 0 | 0 | 0 | 0 | 0 | 0 | 0 | 0 | 0 | 0 | 0 | 0 | 0 | 0 | 0 | 0 | 0 | 0 | 0 | 0 | 0 | 0 | 0 | 0 | 0 | 0% | 0% | 0% | 0% | 0% | 0% | 0% | 0% | 0% | 0% | 0% | [10 empty] | 0 | 0 | 0 | 0 | 0 | 0 | 0 | 0 | 0 | 0 | 0 | 0 | 0 | 0 | 0 | 0 | 0 | 0 | 0 | 0 | 0 | 0 | 0 | 0 | 0 | 0 | 0 | 0 | 0 | 0 | 0 | 0 | 0 | 0 | 0 | 0 | 0 | 0 | 0 | 0
380 | REFCL T2 ZS WORK - WOTS (Tx Component) | Security and Compliance | Stations | TRUE | Secondary | Network | Labour - Internal | 10% | 0 | 0 | 0 | 0 | 0 | 0 | 0 | 0 | 0 | 0 | 0 | 0 | 0 | 0 | 0 | 0 | 0 | 0 | 0 | 0 | 0 | 0 | 0 | 0 | 0 | 0 | 0 | 0 | 0 | 0 | 0 | 0 | 0 | 0 | 0 | 0 | 0 | 0 | 0 | 0 | 0 | 0 | 0 | 0 | 0 | 0% | 0% | 0% | 0% | 0% | 0% | 0% | 0% | 0% | 0% | 0% | [10 empty] | 0 | 0 | 0 | 0 | 0 | 0 | 0 | 0 | 0 | 0 | 0 | 0 | 0 | 0 | 0 | 0 | 0 | 0 | 0 | 0 | 0 | 0 | 0 | 0 | 0 | 0 | 0 | 0 | 0 | 0 | 0 | 0 | 0 | 0 | 0 | 0 | 0 | 0 | 0 | 0
381 | REFCL T2 ZS WORK - WOTS (Tx Component) | Security and Compliance | Stations | TRUE | Secondary | Network | Labour - External | 50% | 0 | 0 | 0 | 0 | 0 | 0 | 0 | 0 | 0 | 0 | 0 | 0 | 0 | 0 | 0 | 0 | 0 | 0 | 0 | 0 | 0 | 0 | 0 | 0 | 0 | 0 | 0 | 0 | 0 | 0 | 0 | 0 | 0 | 0 | 0 | 0 | 0 | 0 | 0 | 0 | 0 | 0 | 0 | 0 | 0 | 0% | 0% | 0% | 0% | 0% | 0% | 0% | 0% | 0% | 0% | 0% | [10 empty] | 0 | 0 | 0 | 0 | 0 | 0 | 0 | 0 | 0 | 0 | 0 | 0 | 0 | 0 | 0 | 0 | 0 | 0 | 0 | 0 | 0 | 0 | 0 | 0 | 0 | 0 | 0 | 0 | 0 | 0 | 0 | 0 | 0 | 0 | 0 | 0 | 0 | 0 | 0 | 0
382 | REFCL T2 ZS WORK - WOTS (Tx Component) | Security and Compliance | Stations | TRUE | Switchgear | Network | Materials | 40% | 0 | 0 | 0 | 0 | 0 | 0 | 0 | 0 | 0 | 0 | 0 | 0 | 0 | 0 | 0 | 0 | 0 | 0 | 0 | 0 | 0 | 0 | 0 | 0 | 0 | 0 | 0 | 0 | 0 | 0 | 0 | 0 | 0 | 0 | 0 | 0 | 0 | 0 | 0 | 0 | 0 | 0 | 0 | 0 | 0 | 0% | 0% | 0% | 0% | 0% | 0% | 0% | 0% | 0% | 0% | 0% | [10 empty] | 0 | 0 | 0 | 0 | 0 | 0 | 0 | 0 | 0 | 0 | 0 | 0 | 0 | 0 | 0 | 0 | 0 | 0 | 0 | 0 | 0 | 0 | 0 | 0 | 0 | 0 | 0 | 0 | 0 | 0 | 0 | 0 | 0 | 0 | 0 | 0 | 0 | 0 | 0 | 0
383 | REFCL T2 ZS WORK - WOTS (Tx Component) | Security and Compliance | Stations | TRUE | Switchgear | Network | Labour - Internal | 10% | 0 | 0 | 0 | 0 | 0 | 0 | 0 | 0 | 0 | 0 | 0 | 0 | 0 | 0 | 0 | 0 | 0 | 0 | 0 | 0 | 0 | 0 | 0 | 0 | 0 | 0 | 0 | 0 | 0 | 0 | 0 | 0 | 0 | 0 | 0 | 0 | 0 | 0 | 0 | 0 | 0 | 0 | 0 | 0 | 0 | 0% | 0% | 0% | 0% | 0% | 0% | 0% | 0% | 0% | 0% | 0% | [10 empty] | 0 | 0 | 0 | 0 | 0 | 0 | 0 | 0 | 0 | 0 | 0 | 0 | 0 | 0 | 0 | 0 | 0 | 0 | 0 | 0 | 0 | 0 | 0 | 0 | 0 | 0 | 0 | 0 | 0 | 0 | 0 | 0 | 0 | 0 | 0 | 0 | 0 | 0 | 0 | 0
384 | REFCL T2 ZS WORK - WOTS (Tx Component) | Security and Compliance | Stations | TRUE | Switchgear | Network | Labour - External | 50% | 0 | 0 | 0 | 0 | 0 | 0 | 0 | 0 | 0 | 0 | 0 | 0 | 0 | 0 | 0 | 0 | 0 | 0 | 0 | 0 | 0 | 0 | 0 | 0 | 0 | 0 | 0 | 0 | 0 | 0 | 0 | 0 | 0 | 0 | 0 | 0 | 0 | 0 | 0 | 0 | 0 | 0 | 0 | 0 | 0 | 0% | 0% | 0% | 0% | 0% | 0% | 0% | 0% | 0% | 0% | 0% | [10 empty] | 0 | 0 | 0 | 0 | 0 | 0 | 0 | 0 | 0 | 0 | 0 | 0 | 0 | 0 | 0 | 0 | 0 | 0 | 0 | 0 | 0 | 0 | 0 | 0 | 0 | 0 | 0 | 0 | 0 | 0 | 0 | 0 | 0 | 0 | 0 | 0 | 0 | 0 | 0 | 0
385 | REFCL T2 ZS WORK - WOTS (Tx Component) | Security and Compliance | Stations | TRUE | Transformers | Network | Materials | 40% | 0 | 0 | 0 | 0 | 0 | 0 | 0 | 0 | 0 | 0 | 0 | 0 | 0 | 0 | 0 | 0 | 0 | 0 | 0 | 0 | 0 | 0 | 0 | 0 | 0 | 0 | 0 | 0 | 0 | 0 | 0 | 0 | 0 | 0 | 0 | 0 | 0 | 0 | 0 | 0 | 0 | 0 | 0 | 0 | 0 | 0% | 0% | 0% | 0% | 0% | 0% | 0% | 0% | 0% | 0% | 0% | [10 empty] | 0 | 0 | 0 | 0 | 0 | 0 | 0 | 0 | 0 | 0 | 0 | 0 | 0 | 0 | 0 | 0 | 0 | 0 | 0 | 0 | 0 | 0 | 0 | 0 | 0 | 0 | 0 | 0 | 0 | 0 | 0 | 0 | 0 | 0 | 0 | 0 | 0 | 0 | 0 | 0
386 | REFCL T2 ZS WORK - WOTS (Tx Component) | Security and Compliance | Stations | TRUE | Transformers | Network | Labour - Internal | 10% | 0 | 0 | 0 | 0 | 0 | 0 | 0 | 0 | 0 | 0 | 0 | 0 | 0 | 0 | 0 | 0 | 0 | 0 | 0 | 0 | 0 | 0 | 0 | 0 | 0 | 0 | 0 | 0 | 0 | 0 | 0 | 0 | 0 | 0 | 0 | 0 | 0 | 0 | 0 | 0 | 0 | 0 | 0 | 0 | 0 | 0% | 0% | 0% | 0% | 0% | 0% | 0% | 0% | 0% | 0% | 0% | [10 empty] | 0 | 0 | 0 | 0 | 0 | 0 | 0 | 0 | 0 | 0 | 0 | 0 | 0 | 0 | 0 | 0 | 0 | 0 | 0 | 0 | 0 | 0 | 0 | 0 | 0 | 0 | 0 | 0 | 0 | 0 | 0 | 0 | 0 | 0 | 0 | 0 | 0 | 0 | 0 | 0
387 | REFCL T2 ZS WORK - WOTS (Tx Component) | Security and Compliance | Stations | TRUE | Transformers | Network | Labour - External | 50% | 0 | 0 | 0 | 0 | 0 | 0 | 0 | 0 | 0 | 0 | 0 | 0 | 0 | 0 | 0 | 0 | 0 | 0 | 0 | 0 | 0 | 0 | 0 | 0 | 0 | 0 | 0 | 0 | 0 | 0 | 0 | 0 | 0 | 0 | 0 | 0 | 0 | 0 | 0 | 0 | 0 | 0 | 0 | 0 | 0 | 0% | 0% | 0% | 0% | 0% | 0% | 0% | 0% | 0% | 0% | 0% | [10 empty] | 0 | 0 | 0 | 0 | 0 | 0 | 0 | 0 | 0 | 0 | 0 | 0 | 0 | 0 | 0 | 0 | 0 | 0 | 0 | 0 | 0 | 0 | 0 | 0 | 0 | 0 | 0 | 0 | 0 | 0 | 0 | 0 | 0 | 0 | 0 | 0 | 0 | 0 | 0 | 0
388 | REFCL T2 ZS WORK - WOTS (Tx Component) | Security and Compliance | Stations | TRUE | Towers and Conductor | Network | Materials | 40% | 0 | 0 | 0 | 0 | 0 | 0 | 0 | 0 | 0 | 0 | 0 | 0 | 0 | 0 | 0 | 0 | 0 | 0 | 0 | 0 | 0 | 0 | 0 | 0 | 0 | 0 | 0 | 0 | 0 | 0 | 0 | 0 | 0 | 0 | 0 | 0 | 0 | 0 | 0 | 0 | 0 | 0 | 0 | 0 | 0 | 0% | 0% | 0% | 0% | 0% | 0% | 0% | 0% | 0% | 0% | 0% | [10 empty] | 0 | 0 | 0 | 0 | 0 | 0 | 0 | 0 | 0 | 0 | 0 | 0 | 0 | 0 | 0 | 0 | 0 | 0 | 0 | 0 | 0 | 0 | 0 | 0 | 0 | 0 | 0 | 0 | 0 | 0 | 0 | 0 | 0 | 0 | 0 | 0 | 0 | 0 | 0 | 0
389 | REFCL T2 ZS WORK - WOTS (Tx Component) | Security and Compliance | Stations | TRUE | Towers and Conductor | Network | Labour - Internal | 10% | 0 | 0 | 0 | 0 | 0 | 0 | 0 | 0 | 0 | 0 | 0 | 0 | 0 | 0 | 0 | 0 | 0 | 0 | 0 | 0 | 0 | 0 | 0 | 0 | 0 | 0 | 0 | 0 | 0 | 0 | 0 | 0 | 0 | 0 | 0 | 0 | 0 | 0 | 0 | 0 | 0 | 0 | 0 | 0 | 0 | 0% | 0% | 0% | 0% | 0% | 0% | 0% | 0% | 0% | 0% | 0% | [10 empty] | 0 | 0 | 0 | 0 | 0 | 0 | 0 | 0 | 0 | 0 | 0 | 0 | 0 | 0 | 0 | 0 | 0 | 0 | 0 | 0 | 0 | 0 | 0 | 0 | 0 | 0 | 0 | 0 | 0 | 0 | 0 | 0 | 0 | 0 | 0 | 0 | 0 | 0 | 0 | 0
390 | REFCL T2 ZS WORK - WOTS (Tx Component) | Security and Compliance | Stations | TRUE | Towers and Conductor | Network | Labour - External | 50% | 0 | 0 | 0 | 0 | 0 | 0 | 0 | 0 | 0 | 0 | 0 | 0 | 0 | 0 | 0 | 0 | 0 | 0 | 0 | 0 | 0 | 0 | 0 | 0 | 0 | 0 | 0 | 0 | 0 | 0 | 0 | 0 | 0 | 0 | 0 | 0 | 0 | 0 | 0 | 0 | 0 | 0 | 0 | 0 | 0 | 0% | 0% | 0% | 0% | 0% | 0% | 0% | 0% | 0% | 0% | 0% | [10 empty] | 0 | 0 | 0 | 0 | 0 | 0 | 0 | 0 | 0 | 0 | 0 | 0 | 0 | 0 | 0 | 0 | 0 | 0 | 0 | 0 | 0 | 0 | 0 | 0 | 0 | 0 | 0 | 0 | 0 | 0 | 0 | 0 | 0 | 0 | 0 | 0 | 0 | 0 | 0 | 0
391 | REFCL T2 ZS WORK - WOTS (Tx Component) | Security and Compliance | Stations | TRUE | Establishment | Network | Materials | 40% | 0 | 0 | 0 | 0 | 0 | 0 | 0 | 0 | 0 | 0 | 0 | 0 | 0 | 0 | 0 | 0 | 0 | 0 | 0 | 0 | 0 | 0 | 0 | 0 | 0 | 0 | 0 | 0 | 0 | 0 | 0 | 0 | 0 | 0 | 0 | 0 | 0 | 0 | 0 | 0 | 0 | 0 | 0 | 0 | 0 | 0% | 0% | 0% | 0% | 0% | 0% | 0% | 0% | 0% | 0% | 0% | [10 empty] | 0 | 0 | 0 | 0 | 0 | 0 | 0 | 0 | 0 | 0 | 0 | 0 | 0 | 0 | 0 | 0 | 0 | 0 | 0 | 0 | 0 | 0 | 0 | 0 | 0 | 0 | 0 | 0 | 0 | 0 | 0 | 0 | 0 | 0 | 0 | 0 | 0 | 0 | 0 | 0
392 | REFCL T2 ZS WORK - WOTS (Tx Component) | Security and Compliance | Stations | TRUE | Establishment | Network | Labour - Internal | 10% | 0 | 0 | 0 | 0 | 0 | 0 | 0 | 0 | 0 | 0 | 0 | 0 | 0 | 0 | 0 | 0 | 0 | 0 | 0 | 0 | 0 | 0 | 0 | 0 | 0 | 0 | 0 | 0 | 0 | 0 | 0 | 0 | 0 | 0 | 0 | 0 | 0 | 0 | 0 | 0 | 0 | 0 | 0 | 0 | 0 | 0% | 0% | 0% | 0% | 0% | 0% | 0% | 0% | 0% | 0% | 0% | [10 empty] | 0 | 0 | 0 | 0 | 0 | 0 | 0 | 0 | 0 | 0 | 0 | 0 | 0 | 0 | 0 | 0 | 0 | 0 | 0 | 0 | 0 | 0 | 0 | 0 | 0 | 0 | 0 | 0 | 0 | 0 | 0 | 0 | 0 | 0 | 0 | 0 | 0 | 0 | 0 | 0
393 | REFCL T2 ZS WORK - WOTS (Tx Component) | Security and Compliance | Stations | TRUE | Establishment | Network | Labour - External | 50% | 0 | 0 | 0 | 0 | 0 | 0 | 0 | 0 | 0 | 0 | 0 | 0 | 0 | 0 | 0 | 0 | 0 | 0 | 0 | 0 | 0 | 0 | 0 | 0 | 0 | 0 | 0 | 0 | 0 | 0 | 0 | 0 | 0 | 0 | 0 | 0 | 0 | 0 | 0 | 0 | 0 | 0 | 0 | 0 | 0 | 0% | 0% | 0% | 0% | 0% | 0% | 0% | 0% | 0% | 0% | 0% | [10 empty] | 0 | 0 | 0 | 0 | 0 | 0 | 0 | 0 | 0 | 0 | 0 | 0 | 0 | 0 | 0 | 0 | 0 | 0 | 0 | 0 | 0 | 0 | 0 | 0 | 0 | 0 | 0 | 0 | 0 | 0 | 0 | 0 | 0 | 0 | 0 | 0 | 0 | 0 | 0 | 0
394 | Other station transformer replacement | Replacement - Major Station | Major Station | FALSE | Transformers | Network | Materials | 40% | 0 | 0 | 0 | 0 | 0 | 0 | 0 | 0 | 0 | 0 | 0 | 0 | 0 | 0 | 0 | 0 | 0 | 0 | 0 | 0 | 0 | 0 | 0 | 0 | 0 | 0 | 0 | 0 | 0 | 0 | 0 | 0 | 0 | 0 | 0 | 0 | 0 | 0 | 0 | 0 | 0 | 0 | 0 | 0 | 0 | 0% | 0% | 0% | 0% | 0% | 0% | 0% | 0% | 0% | 0% | 0% | x | x | x | x | x | x | x | x | x | x | 0 | 0 | 0 | 0 | 0 | 0 | 0 | 0 | 0 | 0 | 0 | 0 | 0 | 0 | 0 | 0 | 0 | 0 | 0 | 0 | 0 | 0 | 0 | 0 | 0 | 0 | 0 | 0 | 0 | 0 | 0 | 0 | 0 | 0 | 0 | 0 | 0 | 0 | 0 | 0
395 | Other station transformer replacement | Replacement - Major Station | Major Station | FALSE | Transformers | Network | Labour - Internal | 10% | 0 | 0 | 0 | 0 | 0 | 0 | 0 | 0 | 0 | 0 | 0 | 0 | 0 | 0 | 0 | 0 | 0 | 0 | 0 | 0 | 0 | 0 | 0 | 0 | 0 | 0 | 0 | 0 | 0 | 0 | 0 | 0 | 0 | 0 | 0 | 0 | 0 | 0 | 0 | 0 | 0 | 0 | 0 | 0 | 0 | 0% | 0% | 0% | 0% | 0% | 0% | 0% | 0% | 0% | 0% | 0% | x | x | x | x | x | x | x | x | x | x | 0 | 0 | 0 | 0 | 0 | 0 | 0 | 0 | 0 | 0 | 0 | 0 | 0 | 0 | 0 | 0 | 0 | 0 | 0 | 0 | 0 | 0 | 0 | 0 | 0 | 0 | 0 | 0 | 0 | 0 | 0 | 0 | 0 | 0 | 0 | 0 | 0 | 0 | 0 | 0
396 | Other station transformer replacement | Replacement - Major Station | Major Station | FALSE | Transformers | Network | Labour - External | 50% | 0 | 0 | 0 | 0 | 0 | 0 | 0 | 0 | 0 | 0 | 0 | 0 | 0 | 0 | 0 | 0 | 0 | 0 | 0 | 0 | 0 | 0 | 0 | 0 | 0 | 0 | 0 | 0 | 0 | 0 | 0 | 0 | 0 | 0 | 0 | 0 | 0 | 0 | 0 | 0 | 0 | 0 | 0 | 0 | 0 | 0% | 0% | 0% | 0% | 0% | 0% | 0% | 0% | 0% | 0% | 0% | x | x | x | x | x | x | x | x | x | x | 0 | 0 | 0 | 0 | 0 | 0 | 0 | 0 | 0 | 0 | 0 | 0 | 0 | 0 | 0 | 0 | 0 | 0 | 0 | 0 | 0 | 0 | 0 | 0 | 0 | 0 | 0 | 0 | 0 | 0 | 0 | 0 | 0 | 0 | 0 | 0 | 0 | 0 | 0 | 0
397 | Power Transformers | Replacement - Other | Stations | FALSE | Transformers | Network | Materials | 40% | 0 | 0 | 0 | 25.2035 | 2130.6153 | 1071.0051 | 1071.0051 | 1071.0051 | 1071.0051 | 1071.0051 | 0 | 0 | 0 | 0 | 0 | 0 | 0 | 0 | 0 | 0 | 0 | 0 | 0 | 0 | 0 | 1.7103 | 129.6425 | 51.4819 | 55.7555 | 56.0194 | 73.571 | 97.2708 | 0 | 0 | 0 | 0 | 26.9138 | 2260.2578 | 1122.4869 | 1126.7606 | 1127.0245 | 1144.5761 | 1168.2759 | 0 | 0 | 0% | 0% | 0% | 0% | 0% | 0% | 0% | 0% | 0% | 0% | 0% | x | x | x | x | x | x | x | x | x | x | 0 | 25.2035 | 2130.6153 | 1071.0051 | 1071.0051 | 1071.0051 | 1071.0051 | 1071.0051 | 0 | 0 | 0 | 0 | 0 | 0 | 0 | 0 | 0 | 0 | 0 | 0 | 0 | 1.7103 | 129.6425 | 51.4819 | 55.7555 | 56.0194 | 73.571 | 97.2708 | 0 | 0 | 0 | 26.9138 | 2260.2578 | 1122.4869 | 1126.7606 | 1127.0245 | 1144.5761 | 1168.2759 | 0 | 0
398 | Power Transformers | Replacement - Other | Stations | FALSE | Transformers | Network | Labour - Internal | 10% | 0 | 0 | 0 | 6.3009 | 532.6538 | 267.7513 | 267.7513 | 267.7513 | 267.7513 | 267.7513 | 0 | 0 | 0 | 0 | 0.023055 | 5.2588 | 4.0484 | 5.4097 | 7.5396 | 10.5701 | 13.634 | 0 | 0 | 0 | 0 | 0.42915 | 32.7306 | 13.0651 | 14.2205 | 14.3992 | 19.1189 | 25.556 | 0 | 0 | 0 | 0 | 6.7531 | 570.6433 | 284.8648 | 287.3814 | 289.6901 | 297.4402 | 306.9413 | 0 | 0 | 0% | 0% | 0% | 0% | 0% | 0% | 0% | 0% | 0% | 0% | 0% | x | x | x | x | x | x | x | x | x | x | 0 | 6.3009 | 532.6538 | 267.7513 | 267.7513 | 267.7513 | 267.7513 | 267.7513 | 0 | 0 | 0 | 0.023055 | 5.2588 | 4.0484 | 5.4097 | 7.5396 | 10.5701 | 13.634 | 0 | 0 | 0 | 0.42915 | 32.7306 | 13.0651 | 14.2205 | 14.3992 | 19.1189 | 25.556 | 0 | 0 | 0 | 6.7531 | 570.6433 | 284.8648 | 287.3814 | 289.6901 | 297.4402 | 306.9413 | 0 | 0
399 | Power Transformers | Replacement - Other | Stations | FALSE | Transformers | Network | Labour - External | 50% | 0 | 0 | 0 | 31.5043 | 2663.2692 | 1338.7563 | 1338.7563 | 1338.7563 | 1338.7563 | 1338.7563 | 0 | 0 | 0 | 0 | -0.082813 | -3.8835 | 3.3559 | 10.8956 | 24.9247 | 41.9078 | 59.1024 | 0 | 0 | 0 | 0 | 2.1323 | 161.8168 | 64.5136 | 70.2616 | 71.3279 | 94.8426 | 126.9563 | 0 | 0 | 0 | 0 | 33.5538 | 2821.2024 | 1406.6259 | 1419.9135 | 1435.009 | 1475.5067 | 1524.8151 | 0 | 0 | 0% | 0% | 0% | 0% | 0% | 0% | 0% | 0% | 0% | 0% | 0% | x | x | x | x | x | x | x | x | x | x | 0 | 31.5043 | 2663.2692 | 1338.7563 | 1338.7563 | 1338.7563 | 1338.7563 | 1338.7563 | 0 | 0 | 0 | -0.082813 | -3.8835 | 3.3559 | 10.8956 | 24.9247 | 41.9078 | 59.1024 | 0 | 0 | 0 | 2.1323 | 161.8168 | 64.5136 | 70.2616 | 71.3279 | 94.8426 | 126.9563 | 0 | 0 | 0 | 33.5538 | 2821.2024 | 1406.6259 | 1419.9135 | 1435.009 | 1475.5067 | 1524.8151 | 0 | 0
400 | Power transformers - Bushings replacement | Replacement - Other | Stations | FALSE | Transformers | Network | Materials | 40% | 0 | 0 | 0 | 326.6685 | 555.1238 | 0 | 0 | 0 | 0 | 0 | 0 | 0 | 0 | 0 | 0 | 0 | 0 | 0 | 0 | 0 | 0 | 0 | 0 | 0 | 0 | 22.1681 | 33.7779 | 0 | 0 | 0 | 0 | 0 | 0 | 0 | 0 | 0 | 348.8366 | 588.9016 | 0 | 0 | 0 | 0 | 0 | 0 | 0 | 0% | 0% | 0% | 0% | 0% | 0% | 0% | 0% | 0% | 0% | 0% | x | x | x | x | x | x | x | x | x | x | 0 | 326.6685 | 555.1238 | 0 | 0 | 0 | 0 | 0 | 0 | 0 | 0 | 0 | 0 | 0 | 0 | 0 | 0 | 0 | 0 | 0 | 0 | 22.1681 | 33.7779 | 0 | 0 | 0 | 0 | 0 | 0 | 0 | 0 | 348.8366 | 588.9016 | 0 | 0 | 0 | 0 | 0 | 0 | 0
401 | Power transformers - Bushings replacement | Replacement - Other | Stations | FALSE | Transformers | Network | Labour - Internal | 10% | 0 | 0 | 0 | 81.6671 | 138.7809 | 0 | 0 | 0 | 0 | 0 | 0 | 0 | 0 | 0 | 0.29882 | 1.3702 | 0 | 0 | 0 | 0 | 0 | 0 | 0 | 0 | 0 | 5.5623 | 8.5278 | 0 | 0 | 0 | 0 | 0 | 0 | 0 | 0 | 0 | 87.5283 | 148.6789 | 0 | 0 | 0 | 0 | 0 | 0 | 0 | 0% | 0% | 0% | 0% | 0% | 0% | 0% | 0% | 0% | 0% | 0% | x | x | x | x | x | x | x | x | x | x | 0 | 81.6671 | 138.7809 | 0 | 0 | 0 | 0 | 0 | 0 | 0 | 0 | 0.29882 | 1.3702 | 0 | 0 | 0 | 0 | 0 | 0 | 0 | 0 | 5.5623 | 8.5278 | 0 | 0 | 0 | 0 | 0 | 0 | 0 | 0 | 87.5283 | 148.6789 | 0 | 0 | 0 | 0 | 0 | 0 | 0
402 | Power transformers - Bushings replacement | Replacement - Other | Stations | FALSE | Transformers | Network | Labour - External | 50% | 0 | 0 | 0 | 408.3357 | 693.9047 | 0 | 0 | 0 | 0 | 0 | 0 | 0 | 0 | 0 | -1.0734 | -1.0118 | 0 | 0 | 0 | 0 | 0 | 0 | 0 | 0 | 0 | 27.6372 | 42.1608 | 0 | 0 | 0 | 0 | 0 | 0 | 0 | 0 | 0 | 434.8996 | 735.0536 | 0 | 0 | 0 | 0 | 0 | 0 | 0 | 0% | 0% | 0% | 0% | 0% | 0% | 0% | 0% | 0% | 0% | 0% | x | x | x | x | x | x | x | x | x | x | 0 | 408.3357 | 693.9047 | 0 | 0 | 0 | 0 | 0 | 0 | 0 | 0 | -1.0734 | -1.0118 | 0 | 0 | 0 | 0 | 0 | 0 | 0 | 0 | 27.6372 | 42.1608 | 0 | 0 | 0 | 0 | 0 | 0 | 0 | 0 | 434.8996 | 735.0536 | 0 | 0 | 0 | 0 | 0 | 0 | 0
403 | Power transformers - improved safe access | Replacement - Other | Stations | FALSE | Transformers | Network | Materials | 40% | 0 | 0 | 0 | 60.0379 | 0 | 0 | 0 | 0 | 0 | 0 | 0 | 0 | 0 | 0 | 0 | 0 | 0 | 0 | 0 | 0 | 0 | 0 | 0 | 0 | 0 | 4.0742 | 0 | 0 | 0 | 0 | 0 | 0 | 0 | 0 | 0 | 0 | 64.1122 | 0 | 0 | 0 | 0 | 0 | 0 | 0 | 0 | 0% | 0% | 0% | 0% | 0% | 0% | 0% | 0% | 0% | 0% | 0% | x | x | x | x | x | x | x | x | x | x | 0 | 60.0379 | 0 | 0 | 0 | 0 | 0 | 0 | 0 | 0 | 0 | 0 | 0 | 0 | 0 | 0 | 0 | 0 | 0 | 0 | 0 | 4.0742 | 0 | 0 | 0 | 0 | 0 | 0 | 0 | 0 | 0 | 64.1122 | 0 | 0 | 0 | 0 | 0 | 0 | 0 | 0
404 | Power transformers - improved safe access | Replacement - Other | Stations | FALSE | Transformers | Network | Labour - Internal | 10% | 0 | 0 | 0 | 15.0095 | 0 | 0 | 0 | 0 | 0 | 0 | 0 | 0 | 0 | 0 | 0.05492 | 0 | 0 | 0 | 0 | 0 | 0 | 0 | 0 | 0 | 0 | 1.0223 | 0 | 0 | 0 | 0 | 0 | 0 | 0 | 0 | 0 | 0 | 16.0867 | 0 | 0 | 0 | 0 | 0 | 0 | 0 | 0 | 0% | 0% | 0% | 0% | 0% | 0% | 0% | 0% | 0% | 0% | 0% | x | x | x | x | x | x | x | x | x | x | 0 | 15.0095 | 0 | 0 | 0 | 0 | 0 | 0 | 0 | 0 | 0 | 0.05492 | 0 | 0 | 0 | 0 | 0 | 0 | 0 | 0 | 0 | 1.0223 | 0 | 0 | 0 | 0 | 0 | 0 | 0 | 0 | 0 | 16.0867 | 0 | 0 | 0 | 0 | 0 | 0 | 0 | 0
405 | Power transformers - improved safe access | Replacement - Other | Stations | FALSE | Transformers | Network | Labour - External | 50% | 0 | 0 | 0 | 75.0474 | 0 | 0 | 0 | 0 | 0 | 0 | 0 | 0 | 0 | 0 | -0.19727 | 0 | 0 | 0 | 0 | 0 | 0 | 0 | 0 | 0 | 0 | 5.0794 | 0 | 0 | 0 | 0 | 0 | 0 | 0 | 0 | 0 | 0 | 79.9295 | 0 | 0 | 0 | 0 | 0 | 0 | 0 | 0 | 0% | 0% | 0% | 0% | 0% | 0% | 0% | 0% | 0% | 0% | 0% | x | x | x | x | x | x | x | x | x | x | 0 | 75.0474 | 0 | 0 | 0 | 0 | 0 | 0 | 0 | 0 | 0 | -0.19727 | 0 | 0 | 0 | 0 | 0 | 0 | 0 | 0 | 0 | 5.0794 | 0 | 0 | 0 | 0 | 0 | 0 | 0 | 0 | 0 | 79.9295 | 0 | 0 | 0 | 0 | 0 | 0 | 0 | 0
406 | Circuit breakers | Replacement - Other | Stations | FALSE | Switchgear | Network | Materials | 40% | 0 | 0 | 0 | 551.5686 | 1250.6609 | 1019.3374 | 422.0429 | 422.0429 | 422.0429 | 422.0429 | 0 | 0 | 0 | 0 | 0 | 0 | 0 | 0 | 0 | 0 | 0 | 0 | 0 | 0 | 0 | 37.43 | 76.0995 | 48.9983 | 21.9712 | 22.0751 | 28.9916 | 38.3308 | 0 | 0 | 0 | 0 | 588.9986 | 1326.7604 | 1068.3357 | 444.0141 | 444.1181 | 451.0345 | 460.3737 | 0 | 0 | 0% | 0% | 0% | 0% | 0% | 0% | 0% | 0% | 0% | 0% | 0% | x | x | x | x | x | x | x | x | x | x | 0 | 551.5686 | 1250.6609 | 1019.3374 | 422.0429 | 422.0429 | 422.0429 | 422.0429 | 0 | 0 | 0 | 0 | 0 | 0 | 0 | 0 | 0 | 0 | 0 | 0 | 0 | 37.43 | 76.0995 | 48.9983 | 21.9712 | 22.0751 | 28.9916 | 38.3308 | 0 | 0 | 0 | 588.9986 | 1326.7604 | 1068.3357 | 444.0141 | 444.1181 | 451.0345 | 460.3737 | 0 | 0
407 | Circuit breakers | Replacement - Other | Stations | FALSE | Switchgear | Network | Labour - Internal | 10% | 0 | 0 | 0 | 137.8922 | 312.6652 | 254.8344 | 105.5107 | 105.5107 | 105.5107 | 105.5107 | 0 | 0 | 0 | 0 | 0.50455 | 3.0869 | 3.8531 | 2.1317 | 2.9711 | 4.1653 | 5.3727 | 0 | 0 | 0 | 0 | 9.3917 | 19.2127 | 12.4348 | 5.6038 | 5.6742 | 7.534 | 10.0707 | 0 | 0 | 0 | 0 | 147.7885 | 334.9648 | 271.1223 | 113.2462 | 114.156 | 117.21 | 120.954 | 0 | 0 | 0% | 0% | 0% | 0% | 0% | 0% | 0% | 0% | 0% | 0% | 0% | x | x | x | x | x | x | x | x | x | x | 0 | 137.8922 | 312.6652 | 254.8344 | 105.5107 | 105.5107 | 105.5107 | 105.5107 | 0 | 0 | 0 | 0.50455 | 3.0869 | 3.8531 | 2.1317 | 2.9711 | 4.1653 | 5.3727 | 0 | 0 | 0 | 9.3917 | 19.2127 | 12.4348 | 5.6038 | 5.6742 | 7.534 | 10.0707 | 0 | 0 | 0 | 147.7885 | 334.9648 | 271.1223 | 113.2462 | 114.156 | 117.21 | 120.954 | 0 | 0
408 | Circuit breakers | Replacement - Other | Stations | FALSE | Switchgear | Network | Labour - External | 50% | 0 | 0 | 0 | 689.4608 | 1563.3261 | 1274.1718 | 527.5537 | 527.5537 | 527.5537 | 527.5537 | 0 | 0 | 0 | 0 | -1.8123 | -2.2796 | 3.194 | 4.2935 | 9.8219 | 16.5143 | 23.2901 | 0 | 0 | 0 | 0 | 46.6645 | 94.9857 | 61.4014 | 27.6875 | 28.1077 | 37.3739 | 50.0287 | 0 | 0 | 0 | 0 | 734.313 | 1656.0322 | 1338.7672 | 559.5347 | 565.4832 | 581.4419 | 600.8725 | 0 | 0 | 0% | 0% | 0% | 0% | 0% | 0% | 0% | 0% | 0% | 0% | 0% | x | x | x | x | x | x | x | x | x | x | 0 | 689.4608 | 1563.3261 | 1274.1718 | 527.5537 | 527.5537 | 527.5537 | 527.5537 | 0 | 0 | 0 | -1.8123 | -2.2796 | 3.194 | 4.2935 | 9.8219 | 16.5143 | 23.2901 | 0 | 0 | 0 | 46.6645 | 94.9857 | 61.4014 | 27.6875 | 28.1077 | 37.3739 | 50.0287 | 0 | 0 | 0 | 734.313 | 1656.0322 | 1338.7672 | 559.5347 | 565.4832 | 581.4419 | 600.8725 | 0 | 0
409 | Instrument transformers (Pre FY23) | Replacement - Other | Stations | FALSE | Switchgear | Network | Materials | 40% | 0 | 0 | 0 | 0 | 0 | 0 | 0 | 0 | 0 | 0 | 0 | 0 | 0 | 0 | 0 | 0 | 0 | 0 | 0 | 0 | 0 | 0 | 0 | 0 | 0 | 0 | 0 | 0 | 0 | 0 | 0 | 0 | 0 | 0 | 0 | 0 | 0 | 0 | 0 | 0 | 0 | 0 | 0 | 0 | 0 | 0% | 0% | 0% | 0% | 0% | 0% | 0% | 0% | 0% | 0% | 0% | x | x | x | x | x | x | x | x | x | x | 0 | 0 | 0 | 0 | 0 | 0 | 0 | 0 | 0 | 0 | 0 | 0 | 0 | 0 | 0 | 0 | 0 | 0 | 0 | 0 | 0 | 0 | 0 | 0 | 0 | 0 | 0 | 0 | 0 | 0 | 0 | 0 | 0 | 0 | 0 | 0 | 0 | 0 | 0 | 0
410 | Instrument transformers (Pre FY23) | Replacement - Other | Stations | FALSE | Switchgear | Network | Labour - Internal | 10% | 0 | 0 | 0 | 0 | 0 | 0 | 0 | 0 | 0 | 0 | 0 | 0 | 0 | 0 | 0 | 0 | 0 | 0 | 0 | 0 | 0 | 0 | 0 | 0 | 0 | 0 | 0 | 0 | 0 | 0 | 0 | 0 | 0 | 0 | 0 | 0 | 0 | 0 | 0 | 0 | 0 | 0 | 0 | 0 | 0 | 0% | 0% | 0% | 0% | 0% | 0% | 0% | 0% | 0% | 0% | 0% | x | x | x | x | x | x | x | x | x | x | 0 | 0 | 0 | 0 | 0 | 0 | 0 | 0 | 0 | 0 | 0 | 0 | 0 | 0 | 0 | 0 | 0 | 0 | 0 | 0 | 0 | 0 | 0 | 0 | 0 | 0 | 0 | 0 | 0 | 0 | 0 | 0 | 0 | 0 | 0 | 0 | 0 | 0 | 0 | 0
411 | Instrument transformers (Pre FY23) | Replacement - Other | Stations | FALSE | Switchgear | Network | Labour - External | 50% | 0 | 0 | 0 | 0 | 0 | 0 | 0 | 0 | 0 | 0 | 0 | 0 | 0 | 0 | 0 | 0 | 0 | 0 | 0 | 0 | 0 | 0 | 0 | 0 | 0 | 0 | 0 | 0 | 0 | 0 | 0 | 0 | 0 | 0 | 0 | 0 | 0 | 0 | 0 | 0 | 0 | 0 | 0 | 0 | 0 | 0% | 0% | 0% | 0% | 0% | 0% | 0% | 0% | 0% | 0% | 0% | x | x | x | x | x | x | x | x | x | x | 0 | 0 | 0 | 0 | 0 | 0 | 0 | 0 | 0 | 0 | 0 | 0 | 0 | 0 | 0 | 0 | 0 | 0 | 0 | 0 | 0 | 0 | 0 | 0 | 0 | 0 | 0 | 0 | 0 | 0 | 0 | 0 | 0 | 0 | 0 | 0 | 0 | 0 | 0 | 0
412 | Instrument transformers (Post FY22) | Replacement - Other | Stations | FALSE | Instrument Transformers | Network | Materials | 40% | 0 | 0 | 0 | 0 | 0 | 644.2765 | 644.2765 | 644.2765 | 644.2765 | 644.2765 | 0 | 0 | 0 | 0 | 0 | 0 | 0 | 0 | 0 | 0 | 0 | 0 | 0 | 0 | 0 | 0 | 0 | 30.9696 | 33.5404 | 33.6992 | 44.2576 | 58.5145 | 0 | 0 | 0 | 0 | 0 | 0 | 675.246 | 677.8169 | 677.9757 | 688.5341 | 702.791 | 0 | 0 | 0% | 0% | 0% | 0% | 0% | 0% | 0% | 0% | 0% | 0% | 0% | x | x | x | x | x | x | x | x | x | x | 0 | 0 | 0 | 644.2765 | 644.2765 | 644.2765 | 644.2765 | 644.2765 | 0 | 0 | 0 | 0 | 0 | 0 | 0 | 0 | 0 | 0 | 0 | 0 | 0 | 0 | 0 | 30.9696 | 33.5404 | 33.6992 | 44.2576 | 58.5145 | 0 | 0 | 0 | 0 | 0 | 675.246 | 677.8169 | 677.9757 | 688.5341 | 702.791 | 0 | 0
413 | Instrument transformers (Post FY22) | Replacement - Other | Stations | FALSE | Instrument Transformers | Network | Labour - Internal | 10% | 0 | 0 | 0 | 0 | 0 | 161.0691 | 161.0691 | 161.0691 | 161.0691 | 161.0691 | 0 | 0 | 0 | 0 | 0 | 0 | 2.4354 | 3.2543 | 4.5355 | 6.3586 | 8.2017 | 0 | 0 | 0 | 0 | 0 | 0 | 7.8595 | 8.5545 | 8.662 | 11.5012 | 15.3735 | 0 | 0 | 0 | 0 | 0 | 0 | 171.364 | 172.8779 | 174.2667 | 178.9289 | 184.6443 | 0 | 0 | 0% | 0% | 0% | 0% | 0% | 0% | 0% | 0% | 0% | 0% | 0% | x | x | x | x | x | x | x | x | x | x | 0 | 0 | 0 | 161.0691 | 161.0691 | 161.0691 | 161.0691 | 161.0691 | 0 | 0 | 0 | 0 | 0 | 2.4354 | 3.2543 | 4.5355 | 6.3586 | 8.2017 | 0 | 0 | 0 | 0 | 0 | 7.8595 | 8.5545 | 8.662 | 11.5012 | 15.3735 | 0 | 0 | 0 | 0 | 0 | 171.364 | 172.8779 | 174.2667 | 178.9289 | 184.6443 | 0 | 0
414 | Instrument transformers (Post FY22) | Replacement - Other | Stations | FALSE | Instrument Transformers | Network | Labour - External | 50% | 0 | 0 | 0 | 0 | 0 | 805.3456 | 805.3456 | 805.3456 | 805.3456 | 805.3456 | 0 | 0 | 0 | 0 | 0 | 0 | 2.0188 | 6.5544 | 14.9938 | 25.2102 | 35.5538 | 0 | 0 | 0 | 0 | 0 | 0 | 38.809 | 42.2667 | 42.9082 | 57.0537 | 76.3722 | 0 | 0 | 0 | 0 | 0 | 0 | 846.1734 | 854.1667 | 863.2476 | 887.6095 | 917.2716 | 0 | 0 | 0% | 0% | 0% | 0% | 0% | 0% | 0% | 0% | 0% | 0% | 0% | x | x | x | x | x | x | x | x | x | x | 0 | 0 | 0 | 805.3456 | 805.3456 | 805.3456 | 805.3456 | 805.3456 | 0 | 0 | 0 | 0 | 0 | 2.0188 | 6.5544 | 14.9938 | 25.2102 | 35.5538 | 0 | 0 | 0 | 0 | 0 | 38.809 | 42.2667 | 42.9082 | 57.0537 | 76.3722 | 0 | 0 | 0 | 0 | 0 | 846.1734 | 854.1667 | 863.2476 | 887.6095 | 917.2716 | 0 | 0
415 | Current transformers | Replacement - Other | Stations | FALSE | Switchgear | Network | Materials | 40% | 0 | 0 | 0 | 596.9894 | 381.3556 | 0 | 0 | 0 | 0 | 0 | 0 | 0 | 0 | 0 | 0 | 0 | 0 | 0 | 0 | 0 | 0 | 0 | 0 | 0 | 0 | 40.5123 | 23.2045 | 0 | 0 | 0 | 0 | 0 | 0 | 0 | 0 | 0 | 637.5017 | 404.5601 | 0 | 0 | 0 | 0 | 0 | 0 | 0 | 0% | 0% | 0% | 0% | 0% | 0% | 0% | 0% | 0% | 0% | 0% | x | x | x | x | x | x | x | x | x | x | 0 | 596.9894 | 381.3556 | 0 | 0 | 0 | 0 | 0 | 0 | 0 | 0 | 0 | 0 | 0 | 0 | 0 | 0 | 0 | 0 | 0 | 0 | 40.5123 | 23.2045 | 0 | 0 | 0 | 0 | 0 | 0 | 0 | 0 | 637.5017 | 404.5601 | 0 | 0 | 0 | 0 | 0 | 0 | 0
416 | Current transformers | Replacement - Other | Stations | FALSE | Switchgear | Network | Labour - Internal | 10% | 0 | 0 | 0 | 149.2474 | 95.3389 | 0 | 0 | 0 | 0 | 0 | 0 | 0 | 0 | 0 | 0.5461 | 0.94127 | 0 | 0 | 0 | 0 | 0 | 0 | 0 | 0 | 0 | 10.1651 | 5.8584 | 0 | 0 | 0 | 0 | 0 | 0 | 0 | 0 | 0 | 159.9586 | 102.1386 | 0 | 0 | 0 | 0 | 0 | 0 | 0 | 0% | 0% | 0% | 0% | 0% | 0% | 0% | 0% | 0% | 0% | 0% | x | x | x | x | x | x | x | x | x | x | 0 | 149.2474 | 95.3389 | 0 | 0 | 0 | 0 | 0 | 0 | 0 | 0 | 0.5461 | 0.94127 | 0 | 0 | 0 | 0 | 0 | 0 | 0 | 0 | 10.1651 | 5.8584 | 0 | 0 | 0 | 0 | 0 | 0 | 0 | 0 | 159.9586 | 102.1386 | 0 | 0 | 0 | 0 | 0 | 0 | 0
417 | Current transformers | Replacement - Other | Stations | FALSE | Switchgear | Network | Labour - External | 50% | 0 | 0 | 0 | 746.2368 | 476.6945 | 0 | 0 | 0 | 0 | 0 | 0 | 0 | 0 | 0 | -1.9616 | -0.69511 | 0 | 0 | 0 | 0 | 0 | 0 | 0 | 0 | 0 | 50.5073 | 28.9633 | 0 | 0 | 0 | 0 | 0 | 0 | 0 | 0 | 0 | 794.7825 | 504.9627 | 0 | 0 | 0 | 0 | 0 | 0 | 0 | 0% | 0% | 0% | 0% | 0% | 0% | 0% | 0% | 0% | 0% | 0% | x | x | x | x | x | x | x | x | x | x | 0 | 746.2368 | 476.6945 | 0 | 0 | 0 | 0 | 0 | 0 | 0 | 0 | -1.9616 | -0.69511 | 0 | 0 | 0 | 0 | 0 | 0 | 0 | 0 | 50.5073 | 28.9633 | 0 | 0 | 0 | 0 | 0 | 0 | 0 | 0 | 794.7825 | 504.9627 | 0 | 0 | 0 | 0 | 0 | 0 | 0
418 | Disconnectors | Replacement - Other | Stations | FALSE | Switchgear | Network | Materials | 40% | 0 | 0 | 0 | 36.5929 | 0 | 106.7658 | 106.7658 | 106.7658 | 106.7658 | 106.7658 | 0 | 0 | 0 | 0 | 0 | 0 | 0 | 0 | 0 | 0 | 0 | 0 | 0 | 0 | 0 | 2.4832 | 0 | 5.1321 | 5.5581 | 5.5844 | 7.3341 | 9.6967 | 0 | 0 | 0 | 0 | 39.0761 | 0 | 111.8979 | 112.3239 | 112.3503 | 114.0999 | 116.4625 | 0 | 0 | 0% | 0% | 0% | 0% | 0% | 0% | 0% | 0% | 0% | 0% | 0% | x | x | x | x | x | x | x | x | x | x | 0 | 36.5929 | 0 | 106.7658 | 106.7658 | 106.7658 | 106.7658 | 106.7658 | 0 | 0 | 0 | 0 | 0 | 0 | 0 | 0 | 0 | 0 | 0 | 0 | 0 | 2.4832 | 0 | 5.1321 | 5.5581 | 5.5844 | 7.3341 | 9.6967 | 0 | 0 | 0 | 39.0761 | 0 | 111.8979 | 112.3239 | 112.3503 | 114.0999 | 116.4625 | 0 | 0
419 | Disconnectors | Replacement - Other | Stations | FALSE | Switchgear | Network | Labour - Internal | 10% | 0 | 0 | 0 | 9.1482 | 0 | 26.6915 | 26.6915 | 26.6915 | 26.6915 | 26.6915 | 0 | 0 | 0 | 0 | 0.033474 | 0 | 0.40358 | 0.53928 | 0.7516 | 1.0537 | 1.3591 | 0 | 0 | 0 | 0 | 0.62308 | 0 | 1.3024 | 1.4176 | 1.4354 | 1.9059 | 2.5476 | 0 | 0 | 0 | 0 | 9.8048 | 0 | 28.3975 | 28.6483 | 28.8785 | 29.6511 | 30.5982 | 0 | 0 | 0% | 0% | 0% | 0% | 0% | 0% | 0% | 0% | 0% | 0% | 0% | x | x | x | x | x | x | x | x | x | x | 0 | 9.1482 | 0 | 26.6915 | 26.6915 | 26.6915 | 26.6915 | 26.6915 | 0 | 0 | 0 | 0.033474 | 0 | 0.40358 | 0.53928 | 0.7516 | 1.0537 | 1.3591 | 0 | 0 | 0 | 0.62308 | 0 | 1.3024 | 1.4176 | 1.4354 | 1.9059 | 2.5476 | 0 | 0 | 0 | 9.8048 | 0 | 28.3975 | 28.6483 | 28.8785 | 29.6511 | 30.5982 | 0 | 0
420 | Disconnectors | Replacement - Other | Stations | FALSE | Switchgear | Network | Labour - External | 50% | 0 | 0 | 0 | 45.7411 | 0 | 133.4573 | 133.4573 | 133.4573 | 133.4573 | 133.4573 | 0 | 0 | 0 | 0 | -0.12024 | 0 | 0.33454 | 1.0862 | 2.4847 | 4.1777 | 5.8918 | 0 | 0 | 0 | 0 | 3.0959 | 0 | 6.4312 | 7.0042 | 7.1105 | 9.4546 | 12.656 | 0 | 0 | 0 | 0 | 48.7167 | 0 | 140.223 | 141.5476 | 143.0525 | 147.0896 | 152.005 | 0 | 0 | 0% | 0% | 0% | 0% | 0% | 0% | 0% | 0% | 0% | 0% | 0% | x | x | x | x | x | x | x | x | x | x | 0 | 45.7411 | 0 | 133.4573 | 133.4573 | 133.4573 | 133.4573 | 133.4573 | 0 | 0 | 0 | -0.12024 | 0 | 0.33454 | 1.0862 | 2.4847 | 4.1777 | 5.8918 | 0 | 0 | 0 | 3.0959 | 0 | 6.4312 | 7.0042 | 7.1105 | 9.4546 | 12.656 | 0 | 0 | 0 | 48.7167 | 0 | 140.223 | 141.5476 | 143.0525 | 147.0896 | 152.005 | 0 | 0
421 | Reactive plant | Replacement - Other | Stations | FALSE | Reactive | Network | Materials | 40% | 0 | 0 | 0 | 3593.2709 | 94.7411 | 0 | 0 | 0 | 0 | 0 | 0 | 0 | 0 | 0 | 0 | 0 | 0 | 0 | 0 | 0 | 0 | 0 | 0 | 0 | 0 | 243.843 | 5.7648 | 0 | 0 | 0 | 0 | 0 | 0 | 0 | 0 | 0 | 3837.1139 | 100.5059 | 0 | 0 | 0 | 0 | 0 | 0 | 0 | 0% | 0% | 0% | 0% | 0% | 0% | 0% | 0% | 0% | 0% | 0% | x | x | x | x | x | x | x | x | x | x | 0 | 3593.2709 | 94.7411 | 0 | 0 | 0 | 0 | 0 | 0 | 0 | 0 | 0 | 0 | 0 | 0 | 0 | 0 | 0 | 0 | 0 | 0 | 243.843 | 5.7648 | 0 | 0 | 0 | 0 | 0 | 0 | 0 | 0 | 3837.1139 | 100.5059 | 0 | 0 | 0 | 0 | 0 | 0 | 0
422 | Reactive plant | Replacement - Other | Stations | FALSE | Reactive | Network | Labour - Internal | 10% | 0 | 0 | 0 | 898.3177 | 23.6853 | 0 | 0 | 0 | 0 | 0 | 0 | 0 | 0 | 0 | 3.287 | 0.23384 | 0 | 0 | 0 | 0 | 0 | 0 | 0 | 0 | 0 | 61.1838 | 1.4554 | 0 | 0 | 0 | 0 | 0 | 0 | 0 | 0 | 0 | 962.7885 | 25.3745 | 0 | 0 | 0 | 0 | 0 | 0 | 0 | 0% | 0% | 0% | 0% | 0% | 0% | 0% | 0% | 0% | 0% | 0% | x | x | x | x | x | x | x | x | x | x | 0 | 898.3177 | 23.6853 | 0 | 0 | 0 | 0 | 0 | 0 | 0 | 0 | 3.287 | 0.23384 | 0 | 0 | 0 | 0 | 0 | 0 | 0 | 0 | 61.1838 | 1.4554 | 0 | 0 | 0 | 0 | 0 | 0 | 0 | 0 | 962.7885 | 25.3745 | 0 | 0 | 0 | 0 | 0 | 0 | 0
423 | Reactive plant | Replacement - Other | Stations | FALSE | Reactive | Network | Labour - External | 50% | 0 | 0 | 0 | 4491.5886 | 118.4264 | 0 | 0 | 0 | 0 | 0 | 0 | 0 | 0 | 0 | -11.8067 | -0.17269 | 0 | 0 | 0 | 0 | 0 | 0 | 0 | 0 | 0 | 304.0026 | 7.1954 | 0 | 0 | 0 | 0 | 0 | 0 | 0 | 0 | 0 | 4783.7845 | 125.4492 | 0 | 0 | 0 | 0 | 0 | 0 | 0 | 0% | 0% | 0% | 0% | 0% | 0% | 0% | 0% | 0% | 0% | 0% | x | x | x | x | x | x | x | x | x | x | 0 | 4491.5886 | 118.4264 | 0 | 0 | 0 | 0 | 0 | 0 | 0 | 0 | -11.8067 | -0.17269 | 0 | 0 | 0 | 0 | 0 | 0 | 0 | 0 | 304.0026 | 7.1954 | 0 | 0 | 0 | 0 | 0 | 0 | 0 | 0 | 4783.7845 | 125.4492 | 0 | 0 | 0 | 0 | 0 | 0 | 0
424 | On-line monitoring | Replacement - Other | Stations | FALSE | Establishment | Network | Materials | 40% | 0 | 0 | 0 | 0 | 0 | 0 | 0 | 0 | 0 | 0 | 0 | 0 | 0 | 0 | 0 | 0 | 0 | 0 | 0 | 0 | 0 | 0 | 0 | 0 | 0 | 0 | 0 | 0 | 0 | 0 | 0 | 0 | 0 | 0 | 0 | 0 | 0 | 0 | 0 | 0 | 0 | 0 | 0 | 0 | 0 | 0% | 0% | 0% | 0% | 0% | 0% | 0% | 0% | 0% | 0% | 0% | x | x | x | x | x | x | x | x | x | x | 0 | 0 | 0 | 0 | 0 | 0 | 0 | 0 | 0 | 0 | 0 | 0 | 0 | 0 | 0 | 0 | 0 | 0 | 0 | 0 | 0 | 0 | 0 | 0 | 0 | 0 | 0 | 0 | 0 | 0 | 0 | 0 | 0 | 0 | 0 | 0 | 0 | 0 | 0 | 0
425 | On-line monitoring | Replacement - Other | Stations | FALSE | Establishment | Network | Labour - Internal | 10% | 0 | 0 | 0 | 0 | 0 | 0 | 0 | 0 | 0 | 0 | 0 | 0 | 0 | 0 | 0 | 0 | 0 | 0 | 0 | 0 | 0 | 0 | 0 | 0 | 0 | 0 | 0 | 0 | 0 | 0 | 0 | 0 | 0 | 0 | 0 | 0 | 0 | 0 | 0 | 0 | 0 | 0 | 0 | 0 | 0 | 0% | 0% | 0% | 0% | 0% | 0% | 0% | 0% | 0% | 0% | 0% | x | x | x | x | x | x | x | x | x | x | 0 | 0 | 0 | 0 | 0 | 0 | 0 | 0 | 0 | 0 | 0 | 0 | 0 | 0 | 0 | 0 | 0 | 0 | 0 | 0 | 0 | 0 | 0 | 0 | 0 | 0 | 0 | 0 | 0 | 0 | 0 | 0 | 0 | 0 | 0 | 0 | 0 | 0 | 0 | 0
426 | On-line monitoring | Replacement - Other | Stations | FALSE | Establishment | Network | Labour - External | 50% | 0 | 0 | 0 | 0 | 0 | 0 | 0 | 0 | 0 | 0 | 0 | 0 | 0 | 0 | 0 | 0 | 0 | 0 | 0 | 0 | 0 | 0 | 0 | 0 | 0 | 0 | 0 | 0 | 0 | 0 | 0 | 0 | 0 | 0 | 0 | 0 | 0 | 0 | 0 | 0 | 0 | 0 | 0 | 0 | 0 | 0% | 0% | 0% | 0% | 0% | 0% | 0% | 0% | 0% | 0% | 0% | x | x | x | x | x | x | x | x | x | x | 0 | 0 | 0 | 0 | 0 | 0 | 0 | 0 | 0 | 0 | 0 | 0 | 0 | 0 | 0 | 0 | 0 | 0 | 0 | 0 | 0 | 0 | 0 | 0 | 0 | 0 | 0 | 0 | 0 | 0 | 0 | 0 | 0 | 0 | 0 | 0 | 0 | 0 | 0 | 0
427 | Fire protection systems | Security and Compliance | Fire protection systems | FALSE | Establishment | Network | Materials | 40% | 0 | 0 | 0 | 377.397 | 0 | 196.6298 | 196.6298 | 196.6298 | 196.6298 | 196.6298 | 0 | 0 | 0 | 0 | 0 | 0 | 0 | 0 | 0 | 0 | 0 | 0 | 0 | 0 | 0 | 25.6105 | 0 | 9.4517 | 10.2364 | 10.2848 | 13.5072 | 17.8583 | 0 | 0 | 0 | 0 | 403.0076 | 0 | 206.0816 | 206.8662 | 206.9146 | 210.137 | 214.4882 | 0 | 0 | 0% | 0% | 0% | 0% | 0% | 0% | 0% | 0% | 0% | 0% | 0% | x | x | x | x | x | x | x | x | x | x | 0 | 377.397 | 0 | 196.6298 | 196.6298 | 196.6298 | 196.6298 | 196.6298 | 0 | 0 | 0 | 0 | 0 | 0 | 0 | 0 | 0 | 0 | 0 | 0 | 0 | 25.6105 | 0 | 9.4517 | 10.2364 | 10.2848 | 13.5072 | 17.8583 | 0 | 0 | 0 | 403.0076 | 0 | 206.0816 | 206.8662 | 206.9146 | 210.137 | 214.4882 | 0 | 0
428 | Fire protection systems | Security and Compliance | Fire protection systems | FALSE | Establishment | Network | Labour - Internal | 10% | 0 | 0 | 0 | 94.3493 | 0 | 49.1575 | 49.1575 | 49.1575 | 49.1575 | 49.1575 | 0 | 0 | 0 | 0 | 0.34523 | 0 | 0.74327 | 0.99318 | 1.3842 | 1.9406 | 2.5031 | 0 | 0 | 0 | 0 | 6.4261 | 0 | 2.3987 | 2.6108 | 2.6436 | 3.5101 | 4.6919 | 0 | 0 | 0 | 0 | 101.1206 | 0 | 52.2994 | 52.7614 | 53.1853 | 54.6082 | 56.3525 | 0 | 0 | 0% | 0% | 0% | 0% | 0% | 0% | 0% | 0% | 0% | 0% | 0% | x | x | x | x | x | x | x | x | x | x | 0 | 94.3493 | 0 | 49.1575 | 49.1575 | 49.1575 | 49.1575 | 49.1575 | 0 | 0 | 0 | 0.34523 | 0 | 0.74327 | 0.99318 | 1.3842 | 1.9406 | 2.5031 | 0 | 0 | 0 | 6.4261 | 0 | 2.3987 | 2.6108 | 2.6436 | 3.5101 | 4.6919 | 0 | 0 | 0 | 101.1206 | 0 | 52.2994 | 52.7614 | 53.1853 | 54.6082 | 56.3525 | 0 | 0
429 | Fire protection systems | Security and Compliance | Fire protection systems | FALSE | Establishment | Network | Labour - External | 50% | 0 | 0 | 0 | 471.7463 | 0 | 245.7873 | 245.7873 | 245.7873 | 245.7873 | 245.7873 | 0 | 0 | 0 | 0 | -1.24 | 0 | 0.61612 | 2.0004 | 4.576 | 7.694 | 10.8508 | 0 | 0 | 0 | 0 | 31.929 | 0 | 11.8443 | 12.8996 | 13.0954 | 17.4125 | 23.3084 | 0 | 0 | 0 | 0 | 502.4353 | 0 | 258.2477 | 260.6872 | 263.4587 | 270.8938 | 279.9465 | 0 | 0 | 0% | 0% | 0% | 0% | 0% | 0% | 0% | 0% | 0% | 0% | 0% | x | x | x | x | x | x | x | x | x | x | 0 | 471.7463 | 0 | 245.7873 | 245.7873 | 245.7873 | 245.7873 | 245.7873 | 0 | 0 | 0 | -1.24 | 0 | 0.61612 | 2.0004 | 4.576 | 7.694 | 10.8508 | 0 | 0 | 0 | 31.929 | 0 | 11.8443 | 12.8996 | 13.0954 | 17.4125 | 23.3084 | 0 | 0 | 0 | 502.4353 | 0 | 258.2477 | 260.6872 | 263.4587 | 270.8938 | 279.9465 | 0 | 0
430 | Civils | Replacement - Other | Stations | FALSE | Establishment | Network | Materials | 40% | 0 | 0 | 0 | 0 | 10.3623 | 853.4572 | 853.4572 | 853.4572 | 853.4572 | 853.4572 | 0 | 0 | 0 | 0 | 0 | 0 | 0 | 0 | 0 | 0 | 0 | 0 | 0 | 0 | 0 | 0 | 0.63052 | 41.0246 | 44.4302 | 44.6405 | 58.6269 | 77.5127 | 0 | 0 | 0 | 0 | 0 | 10.9928 | 894.4818 | 897.8873 | 898.0976 | 912.0841 | 930.9699 | 0 | 0 | 0% | 0% | 0% | 0% | 0% | 0% | 0% | 0% | 0% | 0% | 0% | x | x | x | x | x | x | x | x | x | x | 0 | 0 | 10.3623 | 853.4572 | 853.4572 | 853.4572 | 853.4572 | 853.4572 | 0 | 0 | 0 | 0 | 0 | 0 | 0 | 0 | 0 | 0 | 0 | 0 | 0 | 0 | 0.63052 | 41.0246 | 44.4302 | 44.6405 | 58.6269 | 77.5127 | 0 | 0 | 0 | 0 | 10.9928 | 894.4818 | 897.8873 | 898.0976 | 912.0841 | 930.9699 | 0 | 0
431 | Civils | Replacement - Other | Stations | FALSE | Establishment | Network | Labour - Internal | 10% | 0 | 0 | 0 | 0 | 2.5906 | 213.3643 | 213.3643 | 213.3643 | 213.3643 | 213.3643 | 0 | 0 | 0 | 0 | 0 | 0.025576 | 3.2261 | 4.3108 | 6.0081 | 8.4231 | 10.8646 | 0 | 0 | 0 | 0 | 0 | 0.15919 | 10.4112 | 11.332 | 11.4744 | 15.2353 | 20.3649 | 0 | 0 | 0 | 0 | 0 | 2.7753 | 227.0016 | 229.0071 | 230.8468 | 237.0227 | 244.5938 | 0 | 0 | 0% | 0% | 0% | 0% | 0% | 0% | 0% | 0% | 0% | 0% | 0% | x | x | x | x | x | x | x | x | x | x | 0 | 0 | 2.5906 | 213.3643 | 213.3643 | 213.3643 | 213.3643 | 213.3643 | 0 | 0 | 0 | 0 | 0.025576 | 3.2261 | 4.3108 | 6.0081 | 8.4231 | 10.8646 | 0 | 0 | 0 | 0 | 0.15919 | 10.4112 | 11.332 | 11.4744 | 15.2353 | 20.3649 | 0 | 0 | 0 | 0 | 2.7753 | 227.0016 | 229.0071 | 230.8468 | 237.0227 | 244.5938 | 0 | 0
432 | Civils | Replacement - Other | Stations | FALSE | Establishment | Network | Labour - External | 50% | 0 | 0 | 0 | 0 | 12.9529 | 1066.8215 | 1066.8215 | 1066.8215 | 1066.8215 | 1066.8215 | 0 | 0 | 0 | 0 | 0 | -0.018888 | 2.6742 | 8.6824 | 19.8619 | 33.3953 | 47.0973 | 0 | 0 | 0 | 0 | 0 | 0.787 | 51.4093 | 55.9897 | 56.8395 | 75.5777 | 101.1683 | 0 | 0 | 0 | 0 | 0 | 13.721 | 1120.905 | 1131.4936 | 1143.5228 | 1175.7944 | 1215.0871 | 0 | 0 | 0% | 0% | 0% | 0% | 0% | 0% | 0% | 0% | 0% | 0% | 0% | x | x | x | x | x | x | x | x | x | x | 0 | 0 | 12.9529 | 1066.8215 | 1066.8215 | 1066.8215 | 1066.8215 | 1066.8215 | 0 | 0 | 0 | 0 | -0.018888 | 2.6742 | 8.6824 | 19.8619 | 33.3953 | 47.0973 | 0 | 0 | 0 | 0 | 0.787 | 51.4093 | 55.9897 | 56.8395 | 75.5777 | 101.1683 | 0 | 0 | 0 | 0 | 13.721 | 1120.905 | 1131.4936 | 1143.5228 | 1175.7944 | 1215.0871 | 0 | 0
433 | Infrastructure security | Security and Compliance | Infrastructure security | FALSE | Establishment | Network | Materials | 40% | 0 | 0 | 0 | 138.326 | 342.3544 | 522.9517 | 522.9517 | 522.9517 | 522.9517 | 522.9517 | 0 | 0 | 0 | 0 | 0 | 0 | 0 | 0 | 0 | 0 | 0 | 0 | 0 | 0 | 0 | 9.3869 | 20.8314 | 25.1376 | 27.2244 | 27.3532 | 35.9233 | 47.4955 | 0 | 0 | 0 | 0 | 147.713 | 363.1858 | 548.0893 | 550.1761 | 550.3049 | 558.875 | 570.4472 | 0 | 0 | 0% | 0% | 0% | 0% | 0% | 0% | 0% | 0% | 0% | 0% | 0% | x | x | x | x | x | x | x | x | x | x | 0 | 138.326 | 342.3544 | 522.9517 | 522.9517 | 522.9517 | 522.9517 | 522.9517 | 0 | 0 | 0 | 0 | 0 | 0 | 0 | 0 | 0 | 0 | 0 | 0 | 0 | 9.3869 | 20.8314 | 25.1376 | 27.2244 | 27.3532 | 35.9233 | 47.4955 | 0 | 0 | 0 | 147.713 | 363.1858 | 548.0893 | 550.1761 | 550.3049 | 558.875 | 570.4472 | 0 | 0
434 | Infrastructure security | Security and Compliance | Infrastructure security | FALSE | Establishment | Network | Labour - Internal | 10% | 0 | 0 | 0 | 34.5815 | 85.5886 | 130.7379 | 130.7379 | 130.7379 | 130.7379 | 130.7379 | 0 | 0 | 0 | 0 | 0.12654 | 0.84501 | 1.9768 | 2.6414 | 3.6814 | 5.1612 | 6.6572 | 0 | 0 | 0 | 0 | 2.3553 | 5.2593 | 6.3794 | 6.9436 | 7.0309 | 9.3354 | 12.4785 | 0 | 0 | 0 | 0 | 37.0634 | 91.6929 | 139.0941 | 140.323 | 141.4502 | 145.2345 | 149.8737 | 0 | 0 | 0% | 0% | 0% | 0% | 0% | 0% | 0% | 0% | 0% | 0% | 0% | x | x | x | x | x | x | x | x | x | x | 0 | 34.5815 | 85.5886 | 130.7379 | 130.7379 | 130.7379 | 130.7379 | 130.7379 | 0 | 0 | 0 | 0.12654 | 0.84501 | 1.9768 | 2.6414 | 3.6814 | 5.1612 | 6.6572 | 0 | 0 | 0 | 2.3553 | 5.2593 | 6.3794 | 6.9436 | 7.0309 | 9.3354 | 12.4785 | 0 | 0 | 0 | 37.0634 | 91.6929 | 139.0941 | 140.323 | 141.4502 | 145.2345 | 149.8737 | 0 | 0
435 | Infrastructure security | Security and Compliance | Infrastructure security | FALSE | Establishment | Network | Labour - External | 50% | 0 | 0 | 0 | 172.9075 | 427.9431 | 653.6896 | 653.6896 | 653.6896 | 653.6896 | 653.6896 | 0 | 0 | 0 | 0 | -0.45451 | -0.62402 | 1.6386 | 5.3201 | 12.1703 | 20.4628 | 28.8586 | 0 | 0 | 0 | 0 | 11.7028 | 26.0013 | 31.5008 | 34.3074 | 34.8281 | 46.3098 | 61.9904 | 0 | 0 | 0 | 0 | 184.1559 | 453.3203 | 686.829 | 693.3171 | 700.688 | 720.4623 | 744.5386 | 0 | 0 | 0% | 0% | 0% | 0% | 0% | 0% | 0% | 0% | 0% | 0% | 0% | x | x | x | x | x | x | x | x | x | x | 0 | 172.9075 | 427.9431 | 653.6896 | 653.6896 | 653.6896 | 653.6896 | 653.6896 | 0 | 0 | 0 | -0.45451 | -0.62402 | 1.6386 | 5.3201 | 12.1703 | 20.4628 | 28.8586 | 0 | 0 | 0 | 11.7028 | 26.0013 | 31.5008 | 34.3074 | 34.8281 | 46.3098 | 61.9904 | 0 | 0 | 0 | 184.1559 | 453.3203 | 686.829 | 693.3171 | 700.688 | 720.4623 | 744.5386 | 0 | 0
436 | Structure fall arrests | Security and Compliance | Structure Fall Arrests | FALSE | Towers and Conductor | Network | Materials | 40% | 0 | 0 | 0 | 0 | 688.0574 | 216.3765 | 216.3765 | 216.3765 | 216.3765 | 216.3765 | 0 | 0 | 0 | 0 | 0 | 0 | 0 | 0 | 0 | 0 | 0 | 0 | 0 | 0 | 0 | 0 | 41.8665 | 10.4009 | 11.2644 | 11.3177 | 14.8636 | 19.6517 | 0 | 0 | 0 | 0 | 0 | 729.9239 | 226.7774 | 227.6408 | 227.6942 | 231.2401 | 236.0282 | 0 | 0 | 0% | 0% | 0% | 0% | 0% | 0% | 0% | 0% | 0% | 0% | 0% | x | x | x | x | x | x | x | x | x | x | 0 | 0 | 688.0574 | 216.3765 | 216.3765 | 216.3765 | 216.3765 | 216.3765 | 0 | 0 | 0 | 0 | 0 | 0 | 0 | 0 | 0 | 0 | 0 | 0 | 0 | 0 | 41.8665 | 10.4009 | 11.2644 | 11.3177 | 14.8636 | 19.6517 | 0 | 0 | 0 | 0 | 729.9239 | 226.7774 | 227.6408 | 227.6942 | 231.2401 | 236.0282 | 0 | 0
437 | Structure fall arrests | Security and Compliance | Structure Fall Arrests | FALSE | Towers and Conductor | Network | Labour - Internal | 10% | 0 | 0 | 0 | 0 | 172.0144 | 54.0941 | 54.0941 | 54.0941 | 54.0941 | 54.0941 | 0 | 0 | 0 | 0 | 0 | 1.6983 | 0.81791 | 1.0929 | 1.5232 | 2.1355 | 2.7545 | 0 | 0 | 0 | 0 | 0 | 10.57 | 2.6396 | 2.873 | 2.9091 | 3.8626 | 5.1631 | 0 | 0 | 0 | 0 | 0 | 184.2826 | 57.5516 | 58.06 | 58.5264 | 60.0922 | 62.0117 | 0 | 0 | 0% | 0% | 0% | 0% | 0% | 0% | 0% | 0% | 0% | 0% | 0% | x | x | x | x | x | x | x | x | x | x | 0 | 0 | 172.0144 | 54.0941 | 54.0941 | 54.0941 | 54.0941 | 54.0941 | 0 | 0 | 0 | 0 | 1.6983 | 0.81791 | 1.0929 | 1.5232 | 2.1355 | 2.7545 | 0 | 0 | 0 | 0 | 10.57 | 2.6396 | 2.873 | 2.9091 | 3.8626 | 5.1631 | 0 | 0 | 0 | 0 | 184.2826 | 57.5516 | 58.06 | 58.5264 | 60.0922 | 62.0117 | 0 | 0
438 | Structure fall arrests | Security and Compliance | Structure Fall Arrests | FALSE | Towers and Conductor | Network | Labour - External | 50% | 0 | 0 | 0 | 0 | 860.0718 | 270.4706 | 270.4706 | 270.4706 | 270.4706 | 270.4706 | 0 | 0 | 0 | 0 | 0 | -1.2541 | 0.678 | 2.2012 | 5.0356 | 8.4667 | 11.9405 | 0 | 0 | 0 | 0 | 0 | 52.2569 | 13.0338 | 14.195 | 14.4105 | 19.1612 | 25.6491 | 0 | 0 | 0 | 0 | 0 | 911.0745 | 284.1824 | 286.8669 | 289.9167 | 298.0985 | 308.0603 | 0 | 0 | 0% | 0% | 0% | 0% | 0% | 0% | 0% | 0% | 0% | 0% | 0% | x | x | x | x | x | x | x | x | x | x | 0 | 0 | 860.0718 | 270.4706 | 270.4706 | 270.4706 | 270.4706 | 270.4706 | 0 | 0 | 0 | 0 | -1.2541 | 0.678 | 2.2012 | 5.0356 | 8.4667 | 11.9405 | 0 | 0 | 0 | 0 | 52.2569 | 13.0338 | 14.195 | 14.4105 | 19.1612 | 25.6491 | 0 | 0 | 0 | 0 | 911.0745 | 284.1824 | 286.8669 | 289.9167 | 298.0985 | 308.0603 | 0 | 0
439 | Earth wires (incl. OPGW) | Replacement - Other | Lines | FALSE | Towers and Conductor | Network | Materials | 40% | 0 | 0 | 0 | 1354.6552 | 0 | 2741.1036 | 2741.1036 | 2741.1036 | 2741.1036 | 2741.1036 | 0 | 0 | 0 | 0 | 0 | 0 | 0 | 0 | 0 | 0 | 0 | 0 | 0 | 0 | 0 | 91.9283 | 0 | 131.7614 | 142.6993 | 143.3746 | 188.2958 | 248.9525 | 0 | 0 | 0 | 0 | 1446.5835 | 0 | 2872.865 | 2883.8029 | 2884.4783 | 2929.3994 | 2990.0562 | 0 | 0 | 0% | 0% | 0% | 0% | 0% | 0% | 0% | 0% | 0% | 0% | 0% | x | x | x | x | x | x | x | x | x | x | 0 | 1354.6552 | 0 | 2741.1036 | 2741.1036 | 2741.1036 | 2741.1036 | 2741.1036 | 0 | 0 | 0 | 0 | 0 | 0 | 0 | 0 | 0 | 0 | 0 | 0 | 0 | 91.9283 | 0 | 131.7614 | 142.6993 | 143.3746 | 188.2958 | 248.9525 | 0 | 0 | 0 | 1446.5835 | 0 | 2872.865 | 2883.8029 | 2884.4783 | 2929.3994 | 2990.0562 | 0 | 0
440 | Earth wires (incl. OPGW) | Replacement - Other | Lines | FALSE | Towers and Conductor | Network | Labour - Internal | 10% | 0 | 0 | 0 | 338.6638 | 0 | 685.2759 | 685.2759 | 685.2759 | 685.2759 | 685.2759 | 0 | 0 | 0 | 0 | 1.2392 | 0 | 10.3614 | 13.8454 | 19.2966 | 27.0529 | 34.8945 | 0 | 0 | 0 | 0 | 23.0662 | 0 | 33.4384 | 36.3956 | 36.853 | 48.9323 | 65.4073 | 0 | 0 | 0 | 0 | 362.9691 | 0 | 729.0758 | 735.5169 | 741.4255 | 761.2611 | 785.5778 | 0 | 0 | 0% | 0% | 0% | 0% | 0% | 0% | 0% | 0% | 0% | 0% | 0% | x | x | x | x | x | x | x | x | x | x | 0 | 338.6638 | 0 | 685.2759 | 685.2759 | 685.2759 | 685.2759 | 685.2759 | 0 | 0 | 0 | 1.2392 | 0 | 10.3614 | 13.8454 | 19.2966 | 27.0529 | 34.8945 | 0 | 0 | 0 | 23.0662 | 0 | 33.4384 | 36.3956 | 36.853 | 48.9323 | 65.4073 | 0 | 0 | 0 | 362.9691 | 0 | 729.0758 | 735.5169 | 741.4255 | 761.2611 | 785.5778 | 0 | 0
441 | Earth wires (incl. OPGW) | Replacement - Other | Lines | FALSE | Towers and Conductor | Network | Labour - External | 50% | 0 | 0 | 0 | 1693.319 | 0 | 3426.3795 | 3426.3795 | 3426.3795 | 3426.3795 | 3426.3795 | 0 | 0 | 0 | 0 | -4.4511 | 0 | 8.589 | 27.8859 | 63.7916 | 107.2578 | 151.2653 | 0 | 0 | 0 | 0 | 114.6083 | 0 | 165.1146 | 179.8258 | 182.555 | 242.7377 | 324.9289 | 0 | 0 | 0 | 0 | 1803.4762 | 0 | 3600.0831 | 3634.0912 | 3672.7261 | 3776.375 | 3902.5737 | 0 | 0 | 0% | 0% | 0% | 0% | 0% | 0% | 0% | 0% | 0% | 0% | 0% | x | x | x | x | x | x | x | x | x | x | 0 | 1693.319 | 0 | 3426.3795 | 3426.3795 | 3426.3795 | 3426.3795 | 3426.3795 | 0 | 0 | 0 | -4.4511 | 0 | 8.589 | 27.8859 | 63.7916 | 107.2578 | 151.2653 | 0 | 0 | 0 | 114.6083 | 0 | 165.1146 | 179.8258 | 182.555 | 242.7377 | 324.9289 | 0 | 0 | 0 | 1803.4762 | 0 | 3600.0831 | 3634.0912 | 3672.7261 | 3776.375 | 3902.5737 | 0 | 0
442 | Other Station works | Replacement - Other | Stations | FALSE | Secondary | Network | Materials | 40% | 0 | 0 | 0 | 336.9948 | 225.634 | 36.5577 | 30.4742 | 30.4742 | 30.4742 | 30.4742 | 0 | 0 | 0 | 0 | 0 | 0 | 0 | 0 | 0 | 0 | 0 | 0 | 0 | 0 | 0 | 22.8688 | 13.7293 | 1.7573 | 1.5865 | 1.594 | 2.0934 | 2.7677 | 0 | 0 | 0 | 0 | 359.8636 | 239.3633 | 38.315 | 32.0607 | 32.0682 | 32.5676 | 33.2419 | 0 | 0 | 0% | 0% | 0% | 0% | 0% | 0% | 0% | 0% | 0% | 0% | 0% | x | x | x | x | x | x | x | x | x | x | 0 | 336.9948 | 225.634 | 36.5577 | 30.4742 | 30.4742 | 30.4742 | 30.4742 | 0 | 0 | 0 | 0 | 0 | 0 | 0 | 0 | 0 | 0 | 0 | 0 | 0 | 22.8688 | 13.7293 | 1.7573 | 1.5865 | 1.594 | 2.0934 | 2.7677 | 0 | 0 | 0 | 359.8636 | 239.3633 | 38.315 | 32.0607 | 32.0682 | 32.5676 | 33.2419 | 0 | 0
443 | Other Station works | Replacement - Other | Stations | FALSE | Secondary | Network | Labour - Internal | 10% | 0 | 0 | 0 | 84.2487 | 56.4085 | 9.1394 | 7.6186 | 7.6186 | 7.6186 | 7.6186 | 0 | 0 | 0 | 0 | 0.30827 | 0.55691 | 0.13819 | 0.15393 | 0.21453 | 0.30076 | 0.38794 | 0 | 0 | 0 | 0 | 5.7381 | 3.4662 | 0.44596 | 0.40463 | 0.40971 | 0.544 | 0.72717 | 0 | 0 | 0 | 0 | 90.2951 | 60.4316 | 9.7236 | 8.1771 | 8.2428 | 8.4633 | 8.7337 | 0 | 0 | 0% | 0% | 0% | 0% | 0% | 0% | 0% | 0% | 0% | 0% | 0% | x | x | x | x | x | x | x | x | x | x | 0 | 84.2487 | 56.4085 | 9.1394 | 7.6186 | 7.6186 | 7.6186 | 7.6186 | 0 | 0 | 0 | 0.30827 | 0.55691 | 0.13819 | 0.15393 | 0.21453 | 0.30076 | 0.38794 | 0 | 0 | 0 | 5.7381 | 3.4662 | 0.44596 | 0.40463 | 0.40971 | 0.544 | 0.72717 | 0 | 0 | 0 | 90.2951 | 60.4316 | 9.7236 | 8.1771 | 8.2428 | 8.4633 | 8.7337 | 0 | 0
444 | Other Station works | Replacement - Other | Stations | FALSE | Secondary | Network | Labour - External | 50% | 0 | 0 | 0 | 421.2435 | 282.0425 | 45.6971 | 38.0928 | 38.0928 | 38.0928 | 38.0928 | 0 | 0 | 0 | 0 | -1.1073 | -0.41127 | 0.11455 | 0.31002 | 0.7092 | 1.1924 | 1.6817 | 0 | 0 | 0 | 0 | 28.5109 | 17.1365 | 2.2021 | 1.9992 | 2.0296 | 2.6986 | 3.6124 | 0 | 0 | 0 | 0 | 448.647 | 298.7678 | 48.0138 | 40.402 | 40.8315 | 41.9838 | 43.3868 | 0 | 0 | 0% | 0% | 0% | 0% | 0% | 0% | 0% | 0% | 0% | 0% | 0% | x | x | x | x | x | x | x | x | x | x | 0 | 421.2435 | 282.0425 | 45.6971 | 38.0928 | 38.0928 | 38.0928 | 38.0928 | 0 | 0 | 0 | -1.1073 | -0.41127 | 0.11455 | 0.31002 | 0.7092 | 1.1924 | 1.6817 | 0 | 0 | 0 | 28.5109 | 17.1365 | 2.2021 | 1.9992 | 2.0296 | 2.6986 | 3.6124 | 0 | 0 | 0 | 448.647 | 298.7678 | 48.0138 | 40.402 | 40.8315 | 41.9838 | 43.3868 | 0 | 0
445 | Other Station works | Replacement - Other | Stations | FALSE | Switchgear | Network | Materials | 40% | 0 | 0 | 0 | 606.6688 | 406.1936 | 65.8123 | 54.8606 | 54.8606 | 54.8606 | 54.8606 | 0 | 0 | 0 | 0 | 0 | 0 | 0 | 0 | 0 | 0 | 0 | 0 | 0 | 0 | 0 | 41.1692 | 24.7158 | 3.1635 | 2.856 | 2.8695 | 3.7686 | 4.9826 | 0 | 0 | 0 | 0 | 647.838 | 430.9094 | 68.9758 | 57.7166 | 57.7302 | 58.6292 | 59.8432 | 0 | 0 | 0% | 0% | 0% | 0% | 0% | 0% | 0% | 0% | 0% | 0% | 0% | x | x | x | x | x | x | x | x | x | x | 0 | 606.6688 | 406.1936 | 65.8123 | 54.8606 | 54.8606 | 54.8606 | 54.8606 | 0 | 0 | 0 | 0 | 0 | 0 | 0 | 0 | 0 | 0 | 0 | 0 | 0 | 41.1692 | 24.7158 | 3.1635 | 2.856 | 2.8695 | 3.7686 | 4.9826 | 0 | 0 | 0 | 647.838 | 430.9094 | 68.9758 | 57.7166 | 57.7302 | 58.6292 | 59.8432 | 0 | 0
446 | Other Station works | Replacement - Other | Stations | FALSE | Switchgear | Network | Labour - Internal | 10% | 0 | 0 | 0 | 151.6672 | 101.5484 | 16.4531 | 13.7152 | 13.7152 | 13.7152 | 13.7152 | 0 | 0 | 0 | 0 | 0.55496 | 1.0026 | 0.24877 | 0.2771 | 0.3862 | 0.54144 | 0.69838 | 0 | 0 | 0 | 0 | 10.33 | 6.24 | 0.80284 | 0.72842 | 0.73758 | 0.97933 | 1.3091 | 0 | 0 | 0 | 0 | 162.5521 | 108.7909 | 17.5047 | 14.7207 | 14.8389 | 15.2359 | 15.7226 | 0 | 0 | 0% | 0% | 0% | 0% | 0% | 0% | 0% | 0% | 0% | 0% | 0% | x | x | x | x | x | x | x | x | x | x | 0 | 151.6672 | 101.5484 | 16.4531 | 13.7152 | 13.7152 | 13.7152 | 13.7152 | 0 | 0 | 0 | 0.55496 | 1.0026 | 0.24877 | 0.2771 | 0.3862 | 0.54144 | 0.69838 | 0 | 0 | 0 | 10.33 | 6.24 | 0.80284 | 0.72842 | 0.73758 | 0.97933 | 1.3091 | 0 | 0 | 0 | 162.5521 | 108.7909 | 17.5047 | 14.7207 | 14.8389 | 15.2359 | 15.7226 | 0 | 0
447 | Other Station works | Replacement - Other | Stations | FALSE | Switchgear | Network | Labour - External | 50% | 0 | 0 | 0 | 758.336 | 507.742 | 82.2654 | 68.5758 | 68.5758 | 68.5758 | 68.5758 | 0 | 0 | 0 | 0 | -1.9934 | -0.74038 | 0.20622 | 0.55811 | 1.2767 | 2.1467 | 3.0274 | 0 | 0 | 0 | 0 | 51.3262 | 30.8497 | 3.9643 | 3.599 | 3.6537 | 4.8582 | 6.5032 | 0 | 0 | 0 | 0 | 807.6688 | 537.8513 | 86.4359 | 72.733 | 73.5062 | 75.5806 | 78.1064 | 0 | 0 | 0% | 0% | 0% | 0% | 0% | 0% | 0% | 0% | 0% | 0% | 0% | x | x | x | x | x | x | x | x | x | x | 0 | 758.336 | 507.742 | 82.2654 | 68.5758 | 68.5758 | 68.5758 | 68.5758 | 0 | 0 | 0 | -1.9934 | -0.74038 | 0.20622 | 0.55811 | 1.2767 | 2.1467 | 3.0274 | 0 | 0 | 0 | 51.3262 | 30.8497 | 3.9643 | 3.599 | 3.6537 | 4.8582 | 6.5032 | 0 | 0 | 0 | 807.6688 | 537.8513 | 86.4359 | 72.733 | 73.5062 | 75.5806 | 78.1064 | 0 | 0
448 | Other Station works | Replacement - Other | Stations | FALSE | Transformers | Network | Materials | 40% | 0 | 0 | 0 | 863.0654 | 577.8633 | 93.6266 | 78.0464 | 78.0464 | 78.0464 | 78.0464 | 0 | 0 | 0 | 0 | 0 | 0 | 0 | 0 | 0 | 0 | 0 | 0 | 0 | 0 | 0 | 58.5685 | 35.1615 | 4.5005 | 4.063 | 4.0823 | 5.3613 | 7.0883 | 0 | 0 | 0 | 0 | 921.6339 | 613.0248 | 98.1271 | 82.1094 | 82.1287 | 83.4077 | 85.1347 | 0 | 0 | 0% | 0% | 0% | 0% | 0% | 0% | 0% | 0% | 0% | 0% | 0% | x | x | x | x | x | x | x | x | x | x | 0 | 863.0654 | 577.8633 | 93.6266 | 78.0464 | 78.0464 | 78.0464 | 78.0464 | 0 | 0 | 0 | 0 | 0 | 0 | 0 | 0 | 0 | 0 | 0 | 0 | 0 | 58.5685 | 35.1615 | 4.5005 | 4.063 | 4.0823 | 5.3613 | 7.0883 | 0 | 0 | 0 | 921.6339 | 613.0248 | 98.1271 | 82.1094 | 82.1287 | 83.4077 | 85.1347 | 0 | 0
449 | Other Station works | Replacement - Other | Stations | FALSE | Transformers | Network | Labour - Internal | 10% | 0 | 0 | 0 | 215.7663 | 144.4658 | 23.4066 | 19.5116 | 19.5116 | 19.5116 | 19.5116 | 0 | 0 | 0 | 0 | 0.7895 | 1.4263 | 0.35391 | 0.39421 | 0.54943 | 0.77027 | 0.99354 | 0 | 0 | 0 | 0 | 14.6957 | 8.8772 | 1.1421 | 1.0363 | 1.0493 | 1.3932 | 1.8623 | 0 | 0 | 0 | 0 | 231.2515 | 154.7693 | 24.9027 | 20.9421 | 21.1103 | 21.6751 | 22.3675 | 0 | 0 | 0% | 0% | 0% | 0% | 0% | 0% | 0% | 0% | 0% | 0% | 0% | x | x | x | x | x | x | x | x | x | x | 0 | 215.7663 | 144.4658 | 23.4066 | 19.5116 | 19.5116 | 19.5116 | 19.5116 | 0 | 0 | 0 | 0.7895 | 1.4263 | 0.35391 | 0.39421 | 0.54943 | 0.77027 | 0.99354 | 0 | 0 | 0 | 14.6957 | 8.8772 | 1.1421 | 1.0363 | 1.0493 | 1.3932 | 1.8623 | 0 | 0 | 0 | 231.2515 | 154.7693 | 24.9027 | 20.9421 | 21.1103 | 21.6751 | 22.3675 | 0 | 0
450 | Other Station works | Replacement - Other | Stations | FALSE | Transformers | Network | Labour - External | 50% | 0 | 0 | 0 | 1078.8317 | 722.3291 | 117.0332 | 97.558 | 97.558 | 97.558 | 97.558 | 0 | 0 | 0 | 0 | -2.8358 | -1.0533 | 0.29337 | 0.79398 | 1.8163 | 3.0539 | 4.3069 | 0 | 0 | 0 | 0 | 73.0182 | 43.8878 | 5.6397 | 5.1201 | 5.1978 | 6.9114 | 9.2516 | 0 | 0 | 0 | 0 | 1149.014 | 765.1636 | 122.9663 | 103.4721 | 104.5722 | 107.5233 | 111.1165 | 0 | 0 | 0% | 0% | 0% | 0% | 0% | 0% | 0% | 0% | 0% | 0% | 0% | x | x | x | x | x | x | x | x | x | x | 0 | 1078.8317 | 722.3291 | 117.0332 | 97.558 | 97.558 | 97.558 | 97.558 | 0 | 0 | 0 | -2.8358 | -1.0533 | 0.29337 | 0.79398 | 1.8163 | 3.0539 | 4.3069 | 0 | 0 | 0 | 73.0182 | 43.8878 | 5.6397 | 5.1201 | 5.1978 | 6.9114 | 9.2516 | 0 | 0 | 0 | 1149.014 | 765.1636 | 122.9663 | 103.4721 | 104.5722 | 107.5233 | 111.1165 | 0 | 0
451 | Other Station works | Replacement - Other | Stations | FALSE | Establishment | Network | Materials | 40% | 0 | 0 | 0 | 154.8606 | 103.6866 | 16.7995 | 14.0039 | 14.0039 | 14.0039 | 14.0039 | 0 | 0 | 0 | 0 | 0 | 0 | 0 | 0 | 0 | 0 | 0 | 0 | 0 | 0 | 0 | 10.509 | 6.3091 | 0.80753 | 0.72903 | 0.73248 | 0.96198 | 1.2719 | 0 | 0 | 0 | 0 | 165.3696 | 109.9956 | 17.607 | 14.733 | 14.7364 | 14.9659 | 15.2758 | 0 | 0 | 0% | 0% | 0% | 0% | 0% | 0% | 0% | 0% | 0% | 0% | 0% | x | x | x | x | x | x | x | x | x | x | 0 | 154.8606 | 103.6866 | 16.7995 | 14.0039 | 14.0039 | 14.0039 | 14.0039 | 0 | 0 | 0 | 0 | 0 | 0 | 0 | 0 | 0 | 0 | 0 | 0 | 0 | 10.509 | 6.3091 | 0.80753 | 0.72903 | 0.73248 | 0.96198 | 1.2719 | 0 | 0 | 0 | 165.3696 | 109.9956 | 17.607 | 14.733 | 14.7364 | 14.9659 | 15.2758 | 0 | 0
452 | Other Station works | Replacement - Other | Stations | FALSE | Establishment | Network | Labour - Internal | 10% | 0 | 0 | 0 | 38.7152 | 25.9216 | 4.1999 | 3.501 | 3.501 | 3.501 | 3.501 | 0 | 0 | 0 | 0 | 0.14166 | 0.25592 | 0.063503 | 0.070734 | 0.098584 | 0.13821 | 0.17827 | 0 | 0 | 0 | 0 | 2.6369 | 1.5928 | 0.20494 | 0.18594 | 0.18828 | 0.24999 | 0.33416 | 0 | 0 | 0 | 0 | 41.4937 | 27.7704 | 4.4683 | 3.7577 | 3.7878 | 3.8892 | 4.0134 | 0 | 0 | 0% | 0% | 0% | 0% | 0% | 0% | 0% | 0% | 0% | 0% | 0% | x | x | x | x | x | x | x | x | x | x | 0 | 38.7152 | 25.9216 | 4.1999 | 3.501 | 3.501 | 3.501 | 3.501 | 0 | 0 | 0 | 0.14166 | 0.25592 | 0.063503 | 0.070734 | 0.098584 | 0.13821 | 0.17827 | 0 | 0 | 0 | 2.6369 | 1.5928 | 0.20494 | 0.18594 | 0.18828 | 0.24999 | 0.33416 | 0 | 0 | 0 | 41.4937 | 27.7704 | 4.4683 | 3.7577 | 3.7878 | 3.8892 | 4.0134 | 0 | 0
453 | Other Station works | Replacement - Other | Stations | FALSE | Establishment | Network | Labour - External | 50% | 0 | 0 | 0 | 193.5758 | 129.6082 | 20.9994 | 17.5049 | 17.5049 | 17.5049 | 17.5049 | 0 | 0 | 0 | 0 | -0.50884 | -0.18899 | 0.05264 | 0.14247 | 0.3259 | 0.54797 | 0.77279 | 0 | 0 | 0 | 0 | 13.1017 | 7.8748 | 1.0119 | 0.91871 | 0.93265 | 1.2401 | 1.66 | 0 | 0 | 0 | 0 | 206.1687 | 137.294 | 22.064 | 18.5661 | 18.7635 | 19.293 | 19.9377 | 0 | 0 | 0% | 0% | 0% | 0% | 0% | 0% | 0% | 0% | 0% | 0% | 0% | x | x | x | x | x | x | x | x | x | x | 0 | 193.5758 | 129.6082 | 20.9994 | 17.5049 | 17.5049 | 17.5049 | 17.5049 | 0 | 0 | 0 | -0.50884 | -0.18899 | 0.05264 | 0.14247 | 0.3259 | 0.54797 | 0.77279 | 0 | 0 | 0 | 13.1017 | 7.8748 | 1.0119 | 0.91871 | 0.93265 | 1.2401 | 1.66 | 0 | 0 | 0 | 206.1687 | 137.294 | 22.064 | 18.5661 | 18.7635 | 19.293 | 19.9377 | 0 | 0
454 | Conductor | Replacement - Other | Lines | FALSE | Towers and Conductor | Network | Materials | 40% | 0 | 0 | 0 | 0 | 2072.4621 | 443.463 | 443.463 | 443.463 | 443.463 | 443.463 | 0 | 0 | 0 | 0 | 0 | 0 | 0 | 0 | 0 | 0 | 0 | 0 | 0 | 0 | 0 | 0 | 126.104 | 21.3167 | 23.0863 | 23.1955 | 30.463 | 40.2762 | 0 | 0 | 0 | 0 | 0 | 2198.5661 | 464.7797 | 466.5493 | 466.6586 | 473.926 | 483.7392 | 0 | 0 | 0% | 0% | 0% | 0% | 0% | 0% | 0% | 0% | 0% | 0% | 0% | x | x | x | x | x | x | x | x | x | x | 0 | 0 | 2072.4621 | 443.463 | 443.463 | 443.463 | 443.463 | 443.463 | 0 | 0 | 0 | 0 | 0 | 0 | 0 | 0 | 0 | 0 | 0 | 0 | 0 | 0 | 126.104 | 21.3167 | 23.0863 | 23.1955 | 30.463 | 40.2762 | 0 | 0 | 0 | 0 | 2198.5661 | 464.7797 | 466.5493 | 466.6586 | 473.926 | 483.7392 | 0 | 0
455 | Conductor | Replacement - Other | Lines | FALSE | Towers and Conductor | Network | Labour - Internal | 10% | 0 | 0 | 0 | 0 | 518.1155 | 110.8658 | 110.8658 | 110.8658 | 110.8658 | 110.8658 | 0 | 0 | 0 | 0 | 0 | 5.1153 | 1.6763 | 2.2399 | 3.1219 | 4.3767 | 5.6453 | 0 | 0 | 0 | 0 | 0 | 31.8373 | 5.4098 | 5.8882 | 5.9622 | 7.9164 | 10.5818 | 0 | 0 | 0 | 0 | 0 | 555.0681 | 117.9518 | 118.9939 | 119.9498 | 123.1588 | 127.0929 | 0 | 0 | 0% | 0% | 0% | 0% | 0% | 0% | 0% | 0% | 0% | 0% | 0% | x | x | x | x | x | x | x | x | x | x | 0 | 0 | 518.1155 | 110.8658 | 110.8658 | 110.8658 | 110.8658 | 110.8658 | 0 | 0 | 0 | 0 | 5.1153 | 1.6763 | 2.2399 | 3.1219 | 4.3767 | 5.6453 | 0 | 0 | 0 | 0 | 31.8373 | 5.4098 | 5.8882 | 5.9622 | 7.9164 | 10.5818 | 0 | 0 | 0 | 0 | 555.0681 | 117.9518 | 118.9939 | 119.9498 | 123.1588 | 127.0929 | 0 | 0
456 | Conductor | Replacement - Other | Lines | FALSE | Towers and Conductor | Network | Labour - External | 50% | 0 | 0 | 0 | 0 | 2590.5776 | 554.3288 | 554.3288 | 554.3288 | 554.3288 | 554.3288 | 0 | 0 | 0 | 0 | 0 | -3.7775 | 1.3896 | 4.5114 | 10.3204 | 17.3525 | 24.4721 | 0 | 0 | 0 | 0 | 0 | 157.4002 | 26.7127 | 29.0927 | 29.5342 | 39.2707 | 52.5679 | 0 | 0 | 0 | 0 | 0 | 2744.2002 | 582.431 | 587.9329 | 594.1834 | 610.952 | 631.3688 | 0 | 0 | 0% | 0% | 0% | 0% | 0% | 0% | 0% | 0% | 0% | 0% | 0% | x | x | x | x | x | x | x | x | x | x | 0 | 0 | 2590.5776 | 554.3288 | 554.3288 | 554.3288 | 554.3288 | 554.3288 | 0 | 0 | 0 | 0 | -3.7775 | 1.3896 | 4.5114 | 10.3204 | 17.3525 | 24.4721 | 0 | 0 | 0 | 0 | 157.4002 | 26.7127 | 29.0927 | 29.5342 | 39.2707 | 52.5679 | 0 | 0 | 0 | 0 | 2744.2002 | 582.431 | 587.9329 | 594.1834 | 610.952 | 631.3688 | 0 | 0
457 | Power cables | Replacement - Other | Lines | FALSE | Towers and Conductor | Network | Materials | 40% | 0 | 0 | 0 | 430.6955 | 0 | 185.1667 | 185.1667 | 185.1667 | 185.1667 | 185.1667 | 0 | 0 | 0 | 0 | 0 | 0 | 0 | 0 | 0 | 0 | 0 | 0 | 0 | 0 | 0 | 29.2274 | 0 | 8.9007 | 9.6396 | 9.6852 | 12.7197 | 16.8172 | 0 | 0 | 0 | 0 | 459.9229 | 0 | 194.0675 | 194.8063 | 194.852 | 197.8865 | 201.984 | 0 | 0 | 0% | 0% | 0% | 0% | 0% | 0% | 0% | 0% | 0% | 0% | 0% | x | x | x | x | x | x | x | x | x | x | 0 | 430.6955 | 0 | 185.1667 | 185.1667 | 185.1667 | 185.1667 | 185.1667 | 0 | 0 | 0 | 0 | 0 | 0 | 0 | 0 | 0 | 0 | 0 | 0 | 0 | 29.2274 | 0 | 8.9007 | 9.6396 | 9.6852 | 12.7197 | 16.8172 | 0 | 0 | 0 | 459.9229 | 0 | 194.0675 | 194.8063 | 194.852 | 197.8865 | 201.984 | 0 | 0
458 | Power cables | Replacement - Other | Lines | FALSE | Towers and Conductor | Network | Labour - Internal | 10% | 0 | 0 | 0 | 107.6739 | 0 | 46.2917 | 46.2917 | 46.2917 | 46.2917 | 46.2917 | 0 | 0 | 0 | 0 | 0.39398 | 0 | 0.69994 | 0.93528 | 1.3035 | 1.8275 | 2.3572 | 0 | 0 | 0 | 0 | 7.3336 | 0 | 2.2588 | 2.4586 | 2.4895 | 3.3055 | 4.4184 | 0 | 0 | 0 | 0 | 115.4014 | 0 | 49.2504 | 49.6856 | 50.0847 | 51.4246 | 53.0673 | 0 | 0 | 0% | 0% | 0% | 0% | 0% | 0% | 0% | 0% | 0% | 0% | 0% | x | x | x | x | x | x | x | x | x | x | 0 | 107.6739 | 0 | 46.2917 | 46.2917 | 46.2917 | 46.2917 | 46.2917 | 0 | 0 | 0 | 0.39398 | 0 | 0.69994 | 0.93528 | 1.3035 | 1.8275 | 2.3572 | 0 | 0 | 0 | 7.3336 | 0 | 2.2588 | 2.4586 | 2.4895 | 3.3055 | 4.4184 | 0 | 0 | 0 | 115.4014 | 0 | 49.2504 | 49.6856 | 50.0847 | 51.4246 | 53.0673 | 0 | 0
459 | Power cables | Replacement - Other | Lines | FALSE | Towers and Conductor | Network | Labour - External | 50% | 0 | 0 | 0 | 538.3693 | 0 | 231.4584 | 231.4584 | 231.4584 | 231.4584 | 231.4584 | 0 | 0 | 0 | 0 | -1.4152 | 0 | 0.5802 | 1.8837 | 4.3092 | 7.2455 | 10.2183 | 0 | 0 | 0 | 0 | 36.4383 | 0 | 11.1538 | 12.1476 | 12.3319 | 16.3974 | 21.9496 | 0 | 0 | 0 | 0 | 573.3924 | 0 | 243.1924 | 245.4897 | 248.0996 | 255.1013 | 263.6262 | 0 | 0 | 0% | 0% | 0% | 0% | 0% | 0% | 0% | 0% | 0% | 0% | 0% | x | x | x | x | x | x | x | x | x | x | 0 | 538.3693 | 0 | 231.4584 | 231.4584 | 231.4584 | 231.4584 | 231.4584 | 0 | 0 | 0 | -1.4152 | 0 | 0.5802 | 1.8837 | 4.3092 | 7.2455 | 10.2183 | 0 | 0 | 0 | 36.4383 | 0 | 11.1538 | 12.1476 | 12.3319 | 16.3974 | 21.9496 | 0 | 0 | 0 | 573.3924 | 0 | 243.1924 | 245.4897 | 248.0996 | 255.1013 | 263.6262 | 0 | 0
460 | Insulators (Pre FY23) | Security and Compliance | Insulators | FALSE | Towers and Conductor | Network | Materials | 40% | 0 | 0 | 0 | 272.3411 | 2072.4621 | 0 | 0 | 0 | 0 | 0 | 0 | 0 | 0 | 0 | 0 | 0 | 0 | 0 | 0 | 0 | 0 | 0 | 0 | 0 | 0 | 18.4813 | 126.104 | 0 | 0 | 0 | 0 | 0 | 0 | 0 | 0 | 0 | 290.8224 | 2198.5661 | 0 | 0 | 0 | 0 | 0 | 0 | 0 | 0% | 0% | 0% | 0% | 0% | 0% | 0% | 0% | 0% | 0% | 0% | x | x | x | x | x | x | x | x | x | x | 0 | 272.3411 | 2072.4621 | 0 | 0 | 0 | 0 | 0 | 0 | 0 | 0 | 0 | 0 | 0 | 0 | 0 | 0 | 0 | 0 | 0 | 0 | 18.4813 | 126.104 | 0 | 0 | 0 | 0 | 0 | 0 | 0 | 0 | 290.8224 | 2198.5661 | 0 | 0 | 0 | 0 | 0 | 0 | 0
461 | Insulators (Pre FY23) | Security and Compliance | Insulators | FALSE | Towers and Conductor | Network | Labour - Internal | 10% | 0 | 0 | 0 | 68.0853 | 518.1155 | 0 | 0 | 0 | 0 | 0 | 0 | 0 | 0 | 0 | 0.24913 | 5.1153 | 0 | 0 | 0 | 0 | 0 | 0 | 0 | 0 | 0 | 4.6372 | 31.8373 | 0 | 0 | 0 | 0 | 0 | 0 | 0 | 0 | 0 | 72.9716 | 555.0681 | 0 | 0 | 0 | 0 | 0 | 0 | 0 | 0% | 0% | 0% | 0% | 0% | 0% | 0% | 0% | 0% | 0% | 0% | x | x | x | x | x | x | x | x | x | x | 0 | 68.0853 | 518.1155 | 0 | 0 | 0 | 0 | 0 | 0 | 0 | 0 | 0.24913 | 5.1153 | 0 | 0 | 0 | 0 | 0 | 0 | 0 | 0 | 4.6372 | 31.8373 | 0 | 0 | 0 | 0 | 0 | 0 | 0 | 0 | 72.9716 | 555.0681 | 0 | 0 | 0 | 0 | 0 | 0 | 0
462 | Insulators (Pre FY23) | Security and Compliance | Insulators | FALSE | Towers and Conductor | Network | Labour - External | 50% | 0 | 0 | 0 | 340.4264 | 2590.5776 | 0 | 0 | 0 | 0 | 0 | 0 | 0 | 0 | 0 | -0.89485 | -3.7775 | 0 | 0 | 0 | 0 | 0 | 0 | 0 | 0 | 0 | 23.041 | 157.4002 | 0 | 0 | 0 | 0 | 0 | 0 | 0 | 0 | 0 | 362.5725 | 2744.2002 | 0 | 0 | 0 | 0 | 0 | 0 | 0 | 0% | 0% | 0% | 0% | 0% | 0% | 0% | 0% | 0% | 0% | 0% | x | x | x | x | x | x | x | x | x | x | 0 | 340.4264 | 2590.5776 | 0 | 0 | 0 | 0 | 0 | 0 | 0 | 0 | -0.89485 | -3.7775 | 0 | 0 | 0 | 0 | 0 | 0 | 0 | 0 | 23.041 | 157.4002 | 0 | 0 | 0 | 0 | 0 | 0 | 0 | 0 | 362.5725 | 2744.2002 | 0 | 0 | 0 | 0 | 0 | 0 | 0
463 | Insulators (Post FY22) | Security and Compliance | Insulators | FALSE | Insulators | Network | Materials | 40% | 0 | 0 | 0 | 0 | 0 | 2133.6429 | 2133.6429 | 2133.6429 | 2133.6429 | 2133.6429 | 0 | 0 | 0 | 0 | 0 | 0 | 0 | 0 | 0 | 0 | 0 | 0 | 0 | 0 | 0 | 0 | 0 | 102.5615 | 111.0754 | 111.6011 | 146.5672 | 193.7817 | 0 | 0 | 0 | 0 | 0 | 0 | 2236.2044 | 2244.7183 | 2245.2441 | 2280.2102 | 2327.4247 | 0 | 0 | 0% | 0% | 0% | 0% | 0% | 0% | 0% | 0% | 0% | 0% | 0% | x | x | x | x | x | x | x | x | x | x | 0 | 0 | 0 | 2133.6429 | 2133.6429 | 2133.6429 | 2133.6429 | 2133.6429 | 0 | 0 | 0 | 0 | 0 | 0 | 0 | 0 | 0 | 0 | 0 | 0 | 0 | 0 | 0 | 102.5615 | 111.0754 | 111.6011 | 146.5672 | 193.7817 | 0 | 0 | 0 | 0 | 0 | 2236.2044 | 2244.7183 | 2245.2441 | 2280.2102 | 2327.4247 | 0 | 0
464 | Insulators (Post FY22) | Security and Compliance | Insulators | FALSE | Insulators | Network | Labour - Internal | 10% | 0 | 0 | 0 | 0 | 0 | 533.4107 | 533.4107 | 533.4107 | 533.4107 | 533.4107 | 0 | 0 | 0 | 0 | 0 | 0 | 8.0652 | 10.7771 | 15.0203 | 21.0577 | 27.1615 | 0 | 0 | 0 | 0 | 0 | 0 | 26.0281 | 28.3299 | 28.6859 | 38.0883 | 50.9123 | 0 | 0 | 0 | 0 | 0 | 0 | 567.504 | 572.5177 | 577.1169 | 592.5567 | 611.4845 | 0 | 0 | 0% | 0% | 0% | 0% | 0% | 0% | 0% | 0% | 0% | 0% | 0% | x | x | x | x | x | x | x | x | x | x | 0 | 0 | 0 | 533.4107 | 533.4107 | 533.4107 | 533.4107 | 533.4107 | 0 | 0 | 0 | 0 | 0 | 8.0652 | 10.7771 | 15.0203 | 21.0577 | 27.1615 | 0 | 0 | 0 | 0 | 0 | 26.0281 | 28.3299 | 28.6859 | 38.0883 | 50.9123 | 0 | 0 | 0 | 0 | 0 | 567.504 | 572.5177 | 577.1169 | 592.5567 | 611.4845 | 0 | 0
465 | Insulators (Post FY22) | Security and Compliance | Insulators | FALSE | Insulators | Network | Labour - External | 50% | 0 | 0 | 0 | 0 | 0 | 2667.0537 | 2667.0537 | 2667.0537 | 2667.0537 | 2667.0537 | 0 | 0 | 0 | 0 | 0 | 0 | 6.6856 | 21.706 | 49.6547 | 83.4882 | 117.7432 | 0 | 0 | 0 | 0 | 0 | 0 | 128.5233 | 139.9743 | 142.0986 | 188.9442 | 252.9208 | 0 | 0 | 0 | 0 | 0 | 0 | 2802.2625 | 2828.734 | 2858.807 | 2939.486 | 3037.7177 | 0 | 0 | 0% | 0% | 0% | 0% | 0% | 0% | 0% | 0% | 0% | 0% | 0% | x | x | x | x | x | x | x | x | x | x | 0 | 0 | 0 | 2667.0537 | 2667.0537 | 2667.0537 | 2667.0537 | 2667.0537 | 0 | 0 | 0 | 0 | 0 | 6.6856 | 21.706 | 49.6547 | 83.4882 | 117.7432 | 0 | 0 | 0 | 0 | 0 | 128.5233 | 139.9743 | 142.0986 | 188.9442 | 252.9208 | 0 | 0 | 0 | 0 | 0 | 2802.2625 | 2828.734 | 2858.807 | 2939.486 | 3037.7177 | 0 | 0
466 | Towers | Replacement - Other | Lines | FALSE | Towers and Conductor | Network | Materials | 40% | 0 | 0 | 0 | 6165.3642 | 634.1734 | 314.6077 | 314.6077 | 314.6077 | 314.6077 | 314.6077 | 0 | 0 | 0 | 0 | 0 | 0 | 0 | 0 | 0 | 0 | 0 | 0 | 0 | 0 | 0 | 418.3879 | 38.5878 | 15.1228 | 16.3782 | 16.4557 | 21.6115 | 28.5733 | 0 | 0 | 0 | 0 | 6583.7521 | 672.7612 | 329.7305 | 330.9859 | 331.0634 | 336.2192 | 343.181 | 0 | 0 | 0% | 0% | 0% | 0% | 0% | 0% | 0% | 0% | 0% | 0% | 0% | x | x | x | x | x | x | x | x | x | x | 0 | 6165.3642 | 634.1734 | 314.6077 | 314.6077 | 314.6077 | 314.6077 | 314.6077 | 0 | 0 | 0 | 0 | 0 | 0 | 0 | 0 | 0 | 0 | 0 | 0 | 0 | 418.3879 | 38.5878 | 15.1228 | 16.3782 | 16.4557 | 21.6115 | 28.5733 | 0 | 0 | 0 | 6583.7521 | 672.7612 | 329.7305 | 330.9859 | 331.0634 | 336.2192 | 343.181 | 0 | 0
467 | Towers | Replacement - Other | Lines | FALSE | Towers and Conductor | Network | Labour - Internal | 10% | 0 | 0 | 0 | 1541.3411 | 158.5433 | 78.6519 | 78.6519 | 78.6519 | 78.6519 | 78.6519 | 0 | 0 | 0 | 0 | 5.6398 | 1.5653 | 1.1892 | 1.5891 | 2.2148 | 3.105 | 4.005 | 0 | 0 | 0 | 0 | 104.9797 | 9.7422 | 3.8379 | 4.1773 | 4.2298 | 5.6162 | 7.5071 | 0 | 0 | 0 | 0 | 1651.9606 | 169.8508 | 83.679 | 84.4183 | 85.0965 | 87.3731 | 90.164 | 0 | 0 | 0% | 0% | 0% | 0% | 0% | 0% | 0% | 0% | 0% | 0% | 0% | x | x | x | x | x | x | x | x | x | x | 0 | 1541.3411 | 158.5433 | 78.6519 | 78.6519 | 78.6519 | 78.6519 | 78.6519 | 0 | 0 | 0 | 5.6398 | 1.5653 | 1.1892 | 1.5891 | 2.2148 | 3.105 | 4.005 | 0 | 0 | 0 | 104.9797 | 9.7422 | 3.8379 | 4.1773 | 4.2298 | 5.6162 | 7.5071 | 0 | 0 | 0 | 1651.9606 | 169.8508 | 83.679 | 84.4183 | 85.0965 | 87.3731 | 90.164 | 0 | 0
468 | Towers | Replacement - Other | Lines | FALSE | Towers and Conductor | Network | Labour - External | 50% | 0 | 0 | 0 | 7706.7053 | 792.7167 | 393.2597 | 393.2597 | 393.2597 | 393.2597 | 393.2597 | 0 | 0 | 0 | 0 | -20.258 | -1.1559 | 0.9858 | 3.2006 | 7.3216 | 12.3104 | 17.3613 | 0 | 0 | 0 | 0 | 521.6102 | 48.1644 | 18.9509 | 20.6393 | 20.9526 | 27.86 | 37.2934 | 0 | 0 | 0 | 0 | 8208.0574 | 839.7253 | 413.1964 | 417.0996 | 421.5339 | 433.4301 | 447.9144 | 0 | 0 | 0% | 0% | 0% | 0% | 0% | 0% | 0% | 0% | 0% | 0% | 0% | x | x | x | x | x | x | x | x | x | x | 0 | 7706.7053 | 792.7167 | 393.2597 | 393.2597 | 393.2597 | 393.2597 | 393.2597 | 0 | 0 | 0 | -20.258 | -1.1559 | 0.9858 | 3.2006 | 7.3216 | 12.3104 | 17.3613 | 0 | 0 | 0 | 521.6102 | 48.1644 | 18.9509 | 20.6393 | 20.9526 | 27.86 | 37.2934 | 0 | 0 | 0 | 8208.0574 | 839.7253 | 413.1964 | 417.0996 | 421.5339 | 433.4301 | 447.9144 | 0 | 0
469 | Secondary & Protection program | Replacement - Other | Secondary & Protection | FALSE | Secondary | Network | Materials | 40% | 0 | 0 | 0 | 3229.9609 | 4447.2212 | 2399.7207 | 2399.7207 | 2399.7207 | 2399.7207 | 2399.7207 | 0 | 0 | 0 | 0 | 0 | 0 | 0 | 0 | 0 | 0 | 0 | 0 | 0 | 0 | 0 | 219.1884 | 270.602 | 115.3515 | 124.9272 | 125.5185 | 164.845 | 217.9475 | 0 | 0 | 0 | 0 | 3449.1493 | 4717.8232 | 2515.0723 | 2524.6479 | 2525.2392 | 2564.5658 | 2617.6682 | 0 | 0 | 0% | 0% | 0% | 0% | 0% | 0% | 0% | 0% | 0% | 0% | 0% | x | x | x | x | x | x | x | x | x | x | 0 | 3229.9609 | 4447.2212 | 2399.7207 | 2399.7207 | 2399.7207 | 2399.7207 | 2399.7207 | 0 | 0 | 0 | 0 | 0 | 0 | 0 | 0 | 0 | 0 | 0 | 0 | 0 | 219.1884 | 270.602 | 115.3515 | 124.9272 | 125.5185 | 164.845 | 217.9475 | 0 | 0 | 0 | 3449.1493 | 4717.8232 | 2515.0723 | 2524.6479 | 2525.2392 | 2564.5658 | 2617.6682 | 0 | 0
470 | Secondary & Protection program | Replacement - Other | Secondary & Protection | FALSE | Secondary | Network | Labour - Internal | 10% | 0 | 0 | 0 | 807.4902 | 1111.8053 | 599.9302 | 599.9302 | 599.9302 | 599.9302 | 599.9302 | 0 | 0 | 0 | 0 | 2.9546 | 10.9767 | 9.071 | 12.121 | 16.8934 | 23.6837 | 30.5487 | 0 | 0 | 0 | 0 | 54.9976 | 68.3184 | 29.2739 | 31.8628 | 32.2632 | 42.8382 | 57.2614 | 0 | 0 | 0 | 0 | 865.4425 | 1191.1004 | 638.2751 | 643.914 | 649.0868 | 666.452 | 687.7402 | 0 | 0 | 0% | 0% | 0% | 0% | 0% | 0% | 0% | 0% | 0% | 0% | 0% | x | x | x | x | x | x | x | x | x | x | 0 | 807.4902 | 1111.8053 | 599.9302 | 599.9302 | 599.9302 | 599.9302 | 599.9302 | 0 | 0 | 0 | 2.9546 | 10.9767 | 9.071 | 12.121 | 16.8934 | 23.6837 | 30.5487 | 0 | 0 | 0 | 54.9976 | 68.3184 | 29.2739 | 31.8628 | 32.2632 | 42.8382 | 57.2614 | 0 | 0 | 0 | 865.4425 | 1191.1004 | 638.2751 | 643.914 | 649.0868 | 666.452 | 687.7402 | 0 | 0
471 | Secondary & Protection program | Replacement - Other | Secondary & Protection | FALSE | Secondary | Network | Labour - External | 50% | 0 | 0 | 0 | 4037.4511 | 5559.0265 | 2999.6509 | 2999.6509 | 2999.6509 | 2999.6509 | 2999.6509 | 0 | 0 | 0 | 0 | -10.6129 | -8.1061 | 7.5193 | 24.4129 | 55.8469 | 93.8997 | 132.4264 | 0 | 0 | 0 | 0 | 273.2654 | 337.7593 | 144.5509 | 157.4299 | 159.8192 | 212.5066 | 284.4616 | 0 | 0 | 0 | 0 | 4300.1035 | 5888.6797 | 3151.7211 | 3181.4937 | 3215.317 | 3306.0572 | 3416.5389 | 0 | 0 | 0% | 0% | 0% | 0% | 0% | 0% | 0% | 0% | 0% | 0% | 0% | x | x | x | x | x | x | x | x | x | x | 0 | 4037.4511 | 5559.0265 | 2999.6509 | 2999.6509 | 2999.6509 | 2999.6509 | 2999.6509 | 0 | 0 | 0 | -10.6129 | -8.1061 | 7.5193 | 24.4129 | 55.8469 | 93.8997 | 132.4264 | 0 | 0 | 0 | 273.2654 | 337.7593 | 144.5509 | 157.4299 | 159.8192 | 212.5066 | 284.4616 | 0 | 0 | 0 | 4300.1035 | 5888.6797 | 3151.7211 | 3181.4937 | 3215.317 | 3306.0572 | 3416.5389 | 0 | 0
472 | Comms program | Replacement - Other | Communications | FALSE | Communications | Network | Materials | 40% | 0 | 0 | 0 | 4174.0942 | 5836.1898 | 7135.3621 | 7296.2221 | 6647.762 | 4283.1836 | 6549.0287 | 0 | 0 | 0 | 0 | 0 | 0 | 0 | 0 | 0 | 0 | 0 | 0 | 0 | 0 | 0 | 283.2583 | 355.1172 | 342.9878 | 379.8344 | 347.7141 | 294.2266 | 594.796 | 0 | 0 | 0 | 0 | 4457.3525 | 6191.307 | 7478.3499 | 7676.0565 | 6995.4761 | 4577.4101 | 7143.8246 | 0 | 0 | 0% | 0% | 0% | 0% | 0% | 0% | 0% | 0% | 0% | 0% | 0% | x | x | x | x | x | x | x | x | x | x | 0 | 4174.0942 | 5836.1898 | 7135.3621 | 7296.2221 | 6647.762 | 4283.1836 | 6549.0287 | 0 | 0 | 0 | 0 | 0 | 0 | 0 | 0 | 0 | 0 | 0 | 0 | 0 | 283.2583 | 355.1172 | 342.9878 | 379.8344 | 347.7141 | 294.2266 | 594.796 | 0 | 0 | 0 | 4457.3525 | 6191.307 | 7478.3499 | 7676.0565 | 6995.4761 | 4577.4101 | 7143.8246 | 0 | 0
473 | Comms program | Replacement - Other | Communications | FALSE | Communications | Network | Labour - Internal | 10% | 0 | 0 | 0 | 1043.5235 | 1459.0475 | 1783.8405 | 1824.0555 | 1661.9405 | 1070.7959 | 1637.2572 | 0 | 0 | 0 | 0 | 3.8183 | 14.405 | 26.9719 | 36.8533 | 46.7985 | 42.2722 | 83.3698 | 0 | 0 | 0 | 0 | 71.0737 | 89.6558 | 87.0435 | 96.8771 | 89.3764 | 76.4605 | 156.2708 | 0 | 0 | 0 | 0 | 1118.4155 | 1563.1083 | 1897.8559 | 1957.786 | 1798.1153 | 1189.5286 | 1876.8978 | 0 | 0 | 0% | 0% | 0% | 0% | 0% | 0% | 0% | 0% | 0% | 0% | 0% | x | x | x | x | x | x | x | x | x | x | 0 | 1043.5235 | 1459.0475 | 1783.8405 | 1824.0555 | 1661.9405 | 1070.7959 | 1637.2572 | 0 | 0 | 0 | 3.8183 | 14.405 | 26.9719 | 36.8533 | 46.7985 | 42.2722 | 83.3698 | 0 | 0 | 0 | 71.0737 | 89.6558 | 87.0435 | 96.8771 | 89.3764 | 76.4605 | 156.2708 | 0 | 0 | 0 | 1118.4155 | 1563.1083 | 1897.8559 | 1957.786 | 1798.1153 | 1189.5286 | 1876.8978 | 0 | 0
474 | Comms program | Replacement - Other | Communications | FALSE | Communications | Network | Labour - External | 50% | 0 | 0 | 0 | 5217.6177 | 7295.2373 | 8919.2027 | 9120.2776 | 8309.7025 | 5353.9795 | 8186.2859 | 0 | 0 | 0 | 0 | -13.7152 | -10.6378 | 22.358 | 74.2261 | 154.7084 | 167.5985 | 361.4022 | 0 | 0 | 0 | 0 | 353.1421 | 443.2492 | 429.8095 | 478.6571 | 442.7348 | 379.2961 | 776.3182 | 0 | 0 | 0 | 0 | 5557.0447 | 7727.8487 | 9371.3702 | 9673.1608 | 8907.1456 | 5900.8741 | 9324.0063 | 0 | 0 | 0% | 0% | 0% | 0% | 0% | 0% | 0% | 0% | 0% | 0% | 0% | x | x | x | x | x | x | x | x | x | x | 0 | 5217.6177 | 7295.2373 | 8919.2027 | 9120.2776 | 8309.7025 | 5353.9795 | 8186.2859 | 0 | 0 | 0 | -13.7152 | -10.6378 | 22.358 | 74.2261 | 154.7084 | 167.5985 | 361.4022 | 0 | 0 | 0 | 353.1421 | 443.2492 | 429.8095 | 478.6571 | 442.7348 | 379.2961 | 776.3182 | 0 | 0 | 0 | 5557.0447 | 7727.8487 | 9371.3702 | 9673.1608 | 8907.1456 | 5900.8741 | 9324.0063 | 0 | 0
475 | Comms program - safety and security | Security and Compliance | Communications (S&C) | FALSE | Communications | Network | Materials | 40% | 0 | 0 | 0 | 284.6872 | 1877.547 | 312.4113 | 12.5508 | 832.5391 | 2824.3575 | 740.4996 | 0 | 0 | 0 | 0 | 0 | 0 | 0 | 0 | 0 | 0 | 0 | 0 | 0 | 0 | 0 | 19.3192 | 114.2439 | 15.0172 | 0.65338 | 43.5463 | 194.0148 | 67.2537 | 0 | 0 | 0 | 0 | 304.0064 | 1991.7909 | 327.4286 | 13.2042 | 876.0854 | 3018.3723 | 807.7533 | 0 | 0 | 0% | 0% | 0% | 0% | 0% | 0% | 0% | 0% | 0% | 0% | 0% | x | x | x | x | x | x | x | x | x | x | 0 | 284.6872 | 1877.547 | 312.4113 | 12.5508 | 832.5391 | 2824.3575 | 740.4996 | 0 | 0 | 0 | 0 | 0 | 0 | 0 | 0 | 0 | 0 | 0 | 0 | 0 | 19.3192 | 114.2439 | 15.0172 | 0.65338 | 43.5463 | 194.0148 | 67.2537 | 0 | 0 | 0 | 304.0064 | 1991.7909 | 327.4286 | 13.2042 | 876.0854 | 3018.3723 | 807.7533 | 0 | 0
476 | Comms program - safety and security | Security and Compliance | Communications (S&C) | FALSE | Communications | Network | Labour - Internal | 10% | 0 | 0 | 0 | 71.1718 | 469.3867 | 78.1028 | 3.1377 | 208.1348 | 706.0894 | 185.1249 | 0 | 0 | 0 | 0 | 0.26042 | 4.6342 | 1.1809 | 0.063395 | 5.8609 | 27.8746 | 9.4266 | 0 | 0 | 0 | 0 | 4.8475 | 28.843 | 3.8111 | 0.16665 | 11.1931 | 50.4185 | 17.6696 | 0 | 0 | 0 | 0 | 76.2797 | 502.8639 | 83.0948 | 3.3678 | 225.1888 | 784.3824 | 212.2211 | 0 | 0 | 0% | 0% | 0% | 0% | 0% | 0% | 0% | 0% | 0% | 0% | 0% | x | x | x | x | x | x | x | x | x | x | 0 | 71.1718 | 469.3867 | 78.1028 | 3.1377 | 208.1348 | 706.0894 | 185.1249 | 0 | 0 | 0 | 0.26042 | 4.6342 | 1.1809 | 0.063395 | 5.8609 | 27.8746 | 9.4266 | 0 | 0 | 0 | 4.8475 | 28.843 | 3.8111 | 0.16665 | 11.1931 | 50.4185 | 17.6696 | 0 | 0 | 0 | 76.2797 | 502.8639 | 83.0948 | 3.3678 | 225.1888 | 784.3824 | 212.2211 | 0 | 0
477 | Comms program - safety and security | Security and Compliance | Communications (S&C) | FALSE | Communications | Network | Labour - External | 50% | 0 | 0 | 0 | 355.859 | 2346.9337 | 390.5142 | 15.6886 | 1040.6739 | 3530.4469 | 925.6245 | 0 | 0 | 0 | 0 | -0.93542 | -3.4223 | 0.97891 | 0.12768 | 19.3751 | 110.5155 | 40.8638 | 0 | 0 | 0 | 0 | 24.0855 | 142.5967 | 18.8186 | 0.82338 | 55.4463 | 250.1102 | 87.7784 | 0 | 0 | 0 | 0 | 379.0091 | 2486.1082 | 410.3117 | 16.6396 | 1115.4953 | 3891.0726 | 1054.2667 | 0 | 0 | 0% | 0% | 0% | 0% | 0% | 0% | 0% | 0% | 0% | 0% | 0% | x | x | x | x | x | x | x | x | x | x | 0 | 355.859 | 2346.9337 | 390.5142 | 15.6886 | 1040.6739 | 3530.4469 | 925.6245 | 0 | 0 | 0 | -0.93542 | -3.4223 | 0.97891 | 0.12768 | 19.3751 | 110.5155 | 40.8638 | 0 | 0 | 0 | 24.0855 | 142.5967 | 18.8186 | 0.82338 | 55.4463 | 250.1102 | 87.7784 | 0 | 0 | 0 | 379.0091 | 2486.1082 | 410.3117 | 16.6396 | 1115.4953 | 3891.0726 | 1054.2667 | 0 | 0
478 | Non-System - Motor Vehicles | Non Network - Vehicles | Vehicles | FALSE | Vehicles | Other (Non-Network) | Materials | 40% | 0 | 0 | 0 | 158.6115 | 891.1587 | 485.2992 | 633.8175 | 732.1324 | 481.1156 | 495.7582 | 307.5451 | 307.5451 | 0 | 0 | 0 | 0 | 0 | 0 | 0 | 0 | 0 | 0 | 0 | 0 | 0 | 0 | 0 | 0 | 0 | 0 | 0 | 0 | 0 | 0 | 0 | 0 | 158.6115 | 891.1587 | 485.2992 | 633.8175 | 732.1324 | 481.1156 | 495.7582 | 307.5451 | 307.5451 | 0% | 0% | 0% | 0% | 0% | 0% | 0% | 0% | 0% | 0% | 0% | x | x | x | x | x | x | x | x | x | x | 0 | 158.6115 | 891.1587 | 485.2992 | 633.8175 | 732.1324 | 481.1156 | 495.7582 | 307.5451 | 307.5451 | 0 | 0 | 0 | 0 | 0 | 0 | 0 | 0 | 0 | 0 | 0 | 0 | 0 | 0 | 0 | 0 | 0 | 0 | 0 | 0 | 0 | 158.6115 | 891.1587 | 485.2992 | 633.8175 | 732.1324 | 481.1156 | 495.7582 | 307.5451 | 307.5451
479 | Non-System - Motor Vehicles | Non Network - Vehicles | Vehicles | FALSE | Vehicles | Other (Non-Network) | Labour - Internal | 10% | 0 | 0 | 0 | 39.6529 | 222.7897 | 121.3248 | 158.4544 | 183.0331 | 120.2789 | 123.9396 | 76.8863 | 76.8863 | 0 | 0 | 0.14509 | 2.1996 | 1.8344 | 3.2014 | 5.154 | 4.7483 | 6.3111 | 4.8046 | 5.7039 | 0 | 0 | 0 | 0 | 0 | 0 | 0 | 0 | 0 | 0 | 0 | 0 | 0 | 39.798 | 224.9892 | 123.1592 | 161.6558 | 188.1871 | 125.0272 | 130.2506 | 81.6909 | 82.5902 | 0% | 0% | 0% | 0% | 0% | 0% | 0% | 0% | 0% | 0% | 0% | x | x | x | x | x | x | x | x | x | x | 0 | 39.6529 | 222.7897 | 121.3248 | 158.4544 | 183.0331 | 120.2789 | 123.9396 | 76.8863 | 76.8863 | 0 | 0.14509 | 2.1996 | 1.8344 | 3.2014 | 5.154 | 4.7483 | 6.3111 | 4.8046 | 5.7039 | 0 | 0 | 0 | 0 | 0 | 0 | 0 | 0 | 0 | 0 | 0 | 39.798 | 224.9892 | 123.1592 | 161.6558 | 188.1871 | 125.0272 | 130.2506 | 81.6909 | 82.5902
480 | Non-System - Motor Vehicles | Non Network - Vehicles | Vehicles | FALSE | Vehicles | Other (Non-Network) | Labour - External | 50% | 0 | 0 | 0 | 198.2643 | 1113.9484 | 606.624 | 792.2718 | 915.1655 | 601.3945 | 619.6978 | 384.4314 | 384.4314 | 0 | 0 | -0.52116 | -1.6243 | 1.5206 | 6.448 | 17.0384 | 18.8258 | 27.358 | 21.9706 | 27.0319 | 0 | 0 | 0 | 0 | 0 | 0 | 0 | 0 | 0 | 0 | 0 | 0 | 0 | 197.7432 | 1112.324 | 608.1446 | 798.7198 | 932.2038 | 620.2202 | 647.0557 | 406.402 | 411.4633 | 0% | 0% | 0% | 0% | 0% | 0% | 0% | 0% | 0% | 0% | 0% | x | x | x | x | x | x | x | x | x | x | 0 | 198.2643 | 1113.9484 | 606.624 | 792.2718 | 915.1655 | 601.3945 | 619.6978 | 384.4314 | 384.4314 | 0 | -0.52116 | -1.6243 | 1.5206 | 6.448 | 17.0384 | 18.8258 | 27.358 | 21.9706 | 27.0319 | 0 | 0 | 0 | 0 | 0 | 0 | 0 | 0 | 0 | 0 | 0 | 197.7432 | 1112.324 | 608.1446 | 798.7198 | 932.2038 | 620.2202 | 647.0557 | 406.402 | 411.4633
481 | Non-System - Premises | Non Network - Premises | Premises | FALSE | Premises | Other (Non-Network) | Materials | 40% | 0 | 0 | 0 | 646.3287 | 658.7188 | 770.5116 | 828.4956 | 944.1014 | 774.5687 | 796.5089 | 643.4434 | 643.4434 | 0 | 0 | 0 | 0 | 0 | 0 | 0 | 0 | 0 | 0 | 0 | 0 | 0 | 0 | 0 | 0 | 0 | 0 | 0 | 0 | 0 | 0 | 0 | 0 | 646.3287 | 658.7188 | 770.5116 | 828.4956 | 944.1014 | 774.5687 | 796.5089 | 643.4434 | 643.4434 | 0% | 0% | 0% | 0% | 0% | 0% | 0% | 0% | 0% | 0% | 0% | x | x | x | x | x | x | x | x | x | x | 0 | 646.3287 | 658.7188 | 770.5116 | 828.4956 | 944.1014 | 774.5687 | 796.5089 | 643.4434 | 643.4434 | 0 | 0 | 0 | 0 | 0 | 0 | 0 | 0 | 0 | 0 | 0 | 0 | 0 | 0 | 0 | 0 | 0 | 0 | 0 | 0 | 0 | 646.3287 | 658.7188 | 770.5116 | 828.4956 | 944.1014 | 774.5687 | 796.5089 | 643.4434 | 643.4434
482 | Non-System - Premises | Non Network - Premises | Premises | FALSE | Premises | Other (Non-Network) | Labour - Internal | 10% | 0 | 0 | 0 | 161.5822 | 164.6797 | 192.6279 | 207.1239 | 236.0254 | 193.6422 | 199.1272 | 160.8609 | 160.8609 | 0 | 0 | 0.59124 | 1.6259 | 2.9126 | 4.1847 | 6.6462 | 7.6445 | 10.1396 | 10.0521 | 11.9336 | 0 | 0 | 0 | 0 | 0 | 0 | 0 | 0 | 0 | 0 | 0 | 0 | 0 | 162.1734 | 166.3056 | 195.5405 | 211.3086 | 242.6716 | 201.2867 | 209.2669 | 170.913 | 172.7944 | 0% | 0% | 0% | 0% | 0% | 0% | 0% | 0% | 0% | 0% | 0% | x | x | x | x | x | x | x | x | x | x | 0 | 161.5822 | 164.6797 | 192.6279 | 207.1239 | 236.0254 | 193.6422 | 199.1272 | 160.8609 | 160.8609 | 0 | 0.59124 | 1.6259 | 2.9126 | 4.1847 | 6.6462 | 7.6445 | 10.1396 | 10.0521 | 11.9336 | 0 | 0 | 0 | 0 | 0 | 0 | 0 | 0 | 0 | 0 | 0 | 162.1734 | 166.3056 | 195.5405 | 211.3086 | 242.6716 | 201.2867 | 209.2669 | 170.913 | 172.7944
483 | Non-System - Premises | Non Network - Premises | Premises | FALSE | Premises | Other (Non-Network) | Labour - External | 50% | 0 | 0 | 0 | 807.9108 | 823.3985 | 963.1395 | 1035.6194 | 1180.1268 | 968.2108 | 995.6362 | 804.3043 | 804.3043 | 0 | 0 | -2.1237 | -1.2007 | 2.4143 | 8.4285 | 21.9714 | 30.3084 | 43.9546 | 45.9668 | 56.5559 | 0 | 0 | 0 | 0 | 0 | 0 | 0 | 0 | 0 | 0 | 0 | 0 | 0 | 805.7871 | 822.1978 | 965.5538 | 1044.0479 | 1202.0981 | 998.5193 | 1039.5908 | 850.271 | 860.8602 | 0% | 0% | 0% | 0% | 0% | 0% | 0% | 0% | 0% | 0% | 0% | x | x | x | x | x | x | x | x | x | x | 0 | 807.9108 | 823.3985 | 963.1395 | 1035.6194 | 1180.1268 | 968.2108 | 995.6362 | 804.3043 | 804.3043 | 0 | -2.1237 | -1.2007 | 2.4143 | 8.4285 | 21.9714 | 30.3084 | 43.9546 | 45.9668 | 56.5559 | 0 | 0 | 0 | 0 | 0 | 0 | 0 | 0 | 0 | 0 | 0 | 805.7871 | 822.1978 | 965.5538 | 1044.0479 | 1202.0981 | 998.5193 | 1039.5908 | 850.271 | 860.8602
484 | Non-System - Other | Non Network - Other | Other (Non-Network) | FALSE | Other (Non-Network) | Other (Non-Network) | Materials | 40% | 0 | 0 | 0 | 212.1558 | 230.7294 | 234.9273 | 231.5679 | 256.9227 | 234.9084 | 238.2419 | 201.0658 | 201.0658 | 0 | 0 | 0 | 0 | 0 | 0 | 0 | 0 | 0 | 0 | 0 | 0 | 0 | 0 | 0 | 0 | 0 | 0 | 0 | 0 | 0 | 0 | 0 | 0 | 212.1558 | 230.7294 | 234.9273 | 231.5679 | 256.9227 | 234.9084 | 238.2419 | 201.0658 | 201.0658 | 0% | 0% | 0% | 0% | 0% | 0% | 0% | 0% | 0% | 0% | 0% | x | x | x | x | x | x | x | x | x | x | 0 | 212.1558 | 230.7294 | 234.9273 | 231.5679 | 256.9227 | 234.9084 | 238.2419 | 201.0658 | 201.0658 | 0 | 0 | 0 | 0 | 0 | 0 | 0 | 0 | 0 | 0 | 0 | 0 | 0 | 0 | 0 | 0 | 0 | 0 | 0 | 0 | 0 | 212.1558 | 230.7294 | 234.9273 | 231.5679 | 256.9227 | 234.9084 | 238.2419 | 201.0658 | 201.0658
485 | Non-System - Other | Non Network - Other | Other (Non-Network) | FALSE | Other (Non-Network) | Other (Non-Network) | Labour - Internal | 10% | 0 | 0 | 0 | 53.039 | 57.6824 | 58.7318 | 57.892 | 64.2307 | 58.7271 | 59.5605 | 50.2664 | 50.2664 | 0 | 0 | 0.19407 | 0.56949 | 0.88803 | 1.1697 | 1.8087 | 2.3184 | 3.0328 | 3.1411 | 3.7291 | 0 | 0 | 0 | 0 | 0 | 0 | 0 | 0 | 0 | 0 | 0 | 0 | 0 | 53.233 | 58.2519 | 59.6199 | 59.0616 | 66.0393 | 61.0455 | 62.5933 | 53.4076 | 53.9955 | 0% | 0% | 0% | 0% | 0% | 0% | 0% | 0% | 0% | 0% | 0% | x | x | x | x | x | x | x | x | x | x | 0 | 53.039 | 57.6824 | 58.7318 | 57.892 | 64.2307 | 58.7271 | 59.5605 | 50.2664 | 50.2664 | 0 | 0.19407 | 0.56949 | 0.88803 | 1.1697 | 1.8087 | 2.3184 | 3.0328 | 3.1411 | 3.7291 | 0 | 0 | 0 | 0 | 0 | 0 | 0 | 0 | 0 | 0 | 0 | 53.233 | 58.2519 | 59.6199 | 59.0616 | 66.0393 | 61.0455 | 62.5933 | 53.4076 | 53.9955
486 | Non-System - Other | Non Network - Other | Other (Non-Network) | FALSE | Other (Non-Network) | Other (Non-Network) | Labour - External | 50% | 0 | 0 | 0 | 265.1948 | 288.4118 | 293.6592 | 289.4598 | 321.1534 | 293.6355 | 297.8024 | 251.3322 | 251.3322 | 0 | 0 | -0.6971 | -0.42056 | 0.73612 | 2.3558 | 5.9792 | 9.1918 | 13.1472 | 14.3639 | 17.6728 | 0 | 0 | 0 | 0 | 0 | 0 | 0 | 0 | 0 | 0 | 0 | 0 | 0 | 264.4977 | 287.9912 | 294.3953 | 291.8156 | 327.1326 | 302.8274 | 310.9495 | 265.6961 | 269.0051 | 0% | 0% | 0% | 0% | 0% | 0% | 0% | 0% | 0% | 0% | 0% | x | x | x | x | x | x | x | x | x | x | 0 | 265.1948 | 288.4118 | 293.6592 | 289.4598 | 321.1534 | 293.6355 | 297.8024 | 251.3322 | 251.3322 | 0 | -0.6971 | -0.42056 | 0.73612 | 2.3558 | 5.9792 | 9.1918 | 13.1472 | 14.3639 | 17.6728 | 0 | 0 | 0 | 0 | 0 | 0 | 0 | 0 | 0 | 0 | 0 | 264.4977 | 287.9912 | 294.3953 | 291.8156 | 327.1326 | 302.8274 | 310.9495 | 265.6961 | 269.0051
487 | IT Program - Current Period | Non Network - IT | IT | FALSE | IT | IT | Materials | 40% | 0 | 0 | 0 | 7622.141 | 6946.6201 | 0 | 0 | 0 | 0 | 0 | 0 | 0 | 0 | 0 | 0 | 0 | 0 | 0 | 0 | 0 | 0 | 0 | 0 | 0 | 0 | 149.5962 | 157.7097 | 0 | 0 | 0 | 0 | 0 | 0 | 0 | 0 | 0 | 7771.7372 | 7104.3298 | 0 | 0 | 0 | 0 | 0 | 0 | 0 | 0% | 0% | 0% | 0% | 0% | 0% | 0% | 0% | 0% | 0% | 0% | x | x | x | x | x | x | x | x | x | x | 0 | 7622.141 | 6946.6201 | 0 | 0 | 0 | 0 | 0 | 0 | 0 | 0 | 0 | 0 | 0 | 0 | 0 | 0 | 0 | 0 | 0 | 0 | 149.5962 | 157.7097 | 0 | 0 | 0 | 0 | 0 | 0 | 0 | 0 | 7771.7372 | 7104.3298 | 0 | 0 | 0 | 0 | 0 | 0 | 0
488 | IT Program - Current Period | Non Network - IT | IT | FALSE | IT | IT | Labour - Internal | 10% | 0 | 0 | 0 | 1905.5352 | 1736.655 | 0 | 0 | 0 | 0 | 0 | 0 | 0 | 0 | 0 | 6.9724 | 17.1458 | 0 | 0 | 0 | 0 | 0 | 0 | 0 | 0 | 0 | 37.5359 | 39.8167 | 0 | 0 | 0 | 0 | 0 | 0 | 0 | 0 | 0 | 1950.0436 | 1793.6175 | 0 | 0 | 0 | 0 | 0 | 0 | 0 | 0% | 0% | 0% | 0% | 0% | 0% | 0% | 0% | 0% | 0% | 0% | x | x | x | x | x | x | x | x | x | x | 0 | 1905.5352 | 1736.655 | 0 | 0 | 0 | 0 | 0 | 0 | 0 | 0 | 6.9724 | 17.1458 | 0 | 0 | 0 | 0 | 0 | 0 | 0 | 0 | 37.5359 | 39.8167 | 0 | 0 | 0 | 0 | 0 | 0 | 0 | 0 | 1950.0436 | 1793.6175 | 0 | 0 | 0 | 0 | 0 | 0 | 0
489 | IT Program - Current Period | Non Network - IT | IT | FALSE | IT | IT | Labour - External | 50% | 0 | 0 | 0 | 9527.6762 | 8683.2751 | 0 | 0 | 0 | 0 | 0 | 0 | 0 | 0 | 0 | -25.0447 | -12.6618 | 0 | 0 | 0 | 0 | 0 | 0 | 0 | 0 | 0 | 186.5037 | 196.8496 | 0 | 0 | 0 | 0 | 0 | 0 | 0 | 0 | 0 | 9689.1352 | 8867.463 | 0 | 0 | 0 | 0 | 0 | 0 | 0 | 0% | 0% | 0% | 0% | 0% | 0% | 0% | 0% | 0% | 0% | 0% | x | x | x | x | x | x | x | x | x | x | 0 | 9527.6762 | 8683.2751 | 0 | 0 | 0 | 0 | 0 | 0 | 0 | 0 | -25.0447 | -12.6618 | 0 | 0 | 0 | 0 | 0 | 0 | 0 | 0 | 186.5037 | 196.8496 | 0 | 0 | 0 | 0 | 0 | 0 | 0 | 0 | 9689.1352 | 8867.463 | 0 | 0 | 0 | 0 | 0 | 0 | 0
490 | Corporate Enablement | Non Network - IT | IT | FALSE | IT | IT | Materials | 40% | 0 | 0 | 0 | 0 | 0 | 119.233 | 95.3864 | 119.233 | 71.5398 | 71.5398 | 0 | 0 | 0 | 0 | 0 | 0 | 0 | 0 | 0 | 0 | 0 | 0 | 0 | 0 | 0 | 0 | 0 | 2.5861 | 1.9602 | 2.3787 | 1.8852 | 2.2437 | 0 | 0 | 0 | 0 | 0 | 0 | 121.8191 | 97.3466 | 121.6117 | 73.425 | 73.7835 | 0 | 0 | 0% | 0% | 0% | 0% | 0% | 0% | 0% | 0% | 0% | 0% | 0% | x | x | x | x | x | x | x | x | x | x | 0 | 0 | 0 | 119.233 | 95.3864 | 119.233 | 71.5398 | 71.5398 | 0 | 0 | 0 | 0 | 0 | 0 | 0 | 0 | 0 | 0 | 0 | 0 | 0 | 0 | 0 | 2.5861 | 1.9602 | 2.3787 | 1.8852 | 2.2437 | 0 | 0 | 0 | 0 | 0 | 121.8191 | 97.3466 | 121.6117 | 73.425 | 73.7835 | 0 | 0
491 | Corporate Enablement | Non Network - IT | IT | FALSE | IT | IT | Labour - Internal | 10% | 0 | 0 | 0 | 0 | 0 | 29.8082 | 23.8466 | 29.8082 | 17.8849 | 17.8849 | 0 | 0 | 0 | 0 | 0 | 0 | 0.4507 | 0.4818 | 0.83937 | 0.70605 | 0.91071 | 0 | 0 | 0 | 0 | 0 | 0 | 0.65631 | 0.49995 | 0.61143 | 0.4899 | 0.58948 | 0 | 0 | 0 | 0 | 0 | 0 | 30.9153 | 24.8283 | 31.259 | 19.0809 | 19.3851 | 0 | 0 | 0% | 0% | 0% | 0% | 0% | 0% | 0% | 0% | 0% | 0% | 0% | x | x | x | x | x | x | x | x | x | x | 0 | 0 | 0 | 29.8082 | 23.8466 | 29.8082 | 17.8849 | 17.8849 | 0 | 0 | 0 | 0 | 0 | 0.4507 | 0.4818 | 0.83937 | 0.70605 | 0.91071 | 0 | 0 | 0 | 0 | 0 | 0.65631 | 0.49995 | 0.61143 | 0.4899 | 0.58948 | 0 | 0 | 0 | 0 | 0 | 30.9153 | 24.8283 | 31.259 | 19.0809 | 19.3851 | 0 | 0
492 | Corporate Enablement | Non Network - IT | IT | FALSE | IT | IT | Labour - External | 50% | 0 | 0 | 0 | 0 | 0 | 149.0412 | 119.233 | 149.0412 | 89.4247 | 89.4247 | 0 | 0 | 0 | 0 | 0 | 0 | 0.37361 | 0.97039 | 2.7748 | 2.7993 | 3.9479 | 0 | 0 | 0 | 0 | 0 | 0 | 3.2408 | 2.4702 | 3.0288 | 2.4302 | 2.9284 | 0 | 0 | 0 | 0 | 0 | 0 | 152.6556 | 122.6736 | 154.8448 | 94.6543 | 96.301 | 0 | 0 | 0% | 0% | 0% | 0% | 0% | 0% | 0% | 0% | 0% | 0% | 0% | x | x | x | x | x | x | x | x | x | x | 0 | 0 | 0 | 149.0412 | 119.233 | 149.0412 | 89.4247 | 89.4247 | 0 | 0 | 0 | 0 | 0 | 0.37361 | 0.97039 | 2.7748 | 2.7993 | 3.9479 | 0 | 0 | 0 | 0 | 0 | 3.2408 | 2.4702 | 3.0288 | 2.4302 | 2.9284 | 0 | 0 | 0 | 0 | 0 | 152.6556 | 122.6736 | 154.8448 | 94.6543 | 96.301 | 0 | 0
493 | Corporate Enablement | Non Network - IT | IT | FALSE | In-house software | IT | Materials | 40% | 0 | 0 | 0 | 0 | 0 | 476.9319 | 381.5456 | 476.9319 | 286.1592 | 286.1592 | 0 | 0 | 0 | 0 | 0 | 0 | 0 | 0 | 0 | 0 | 0 | 0 | 0 | 0 | 0 | 0 | 0 | 10.3445 | 7.8408 | 9.515 | 7.5407 | 8.9747 | 0 | 0 | 0 | 0 | 0 | 0 | 487.2764 | 389.3864 | 486.4469 | 293.6999 | 295.1339 | 0 | 0 | 0% | 0% | 0% | 0% | 0% | 0% | 0% | 0% | 0% | 0% | 0% | x | x | x | x | x | x | x | x | x | x | 0 | 0 | 0 | 476.9319 | 381.5456 | 476.9319 | 286.1592 | 286.1592 | 0 | 0 | 0 | 0 | 0 | 0 | 0 | 0 | 0 | 0 | 0 | 0 | 0 | 0 | 0 | 10.3445 | 7.8408 | 9.515 | 7.5407 | 8.9747 | 0 | 0 | 0 | 0 | 0 | 487.2764 | 389.3864 | 486.4469 | 293.6999 | 295.1339 | 0 | 0
494 | Corporate Enablement | Non Network - IT | IT | FALSE | In-house software | IT | Labour - Internal | 10% | 0 | 0 | 0 | 0 | 0 | 119.233 | 95.3864 | 119.233 | 71.5398 | 71.5398 | 0 | 0 | 0 | 0 | 0 | 0 | 1.8028 | 1.9272 | 3.3575 | 2.8242 | 3.6428 | 0 | 0 | 0 | 0 | 0 | 0 | 2.6252 | 1.9998 | 2.4457 | 1.9596 | 2.3579 | 0 | 0 | 0 | 0 | 0 | 0 | 123.661 | 99.3134 | 125.0362 | 76.3236 | 77.5406 | 0 | 0 | 0% | 0% | 0% | 0% | 0% | 0% | 0% | 0% | 0% | 0% | 0% | x | x | x | x | x | x | x | x | x | x | 0 | 0 | 0 | 119.233 | 95.3864 | 119.233 | 71.5398 | 71.5398 | 0 | 0 | 0 | 0 | 0 | 1.8028 | 1.9272 | 3.3575 | 2.8242 | 3.6428 | 0 | 0 | 0 | 0 | 0 | 2.6252 | 1.9998 | 2.4457 | 1.9596 | 2.3579 | 0 | 0 | 0 | 0 | 0 | 123.661 | 99.3134 | 125.0362 | 76.3236 | 77.5406 | 0 | 0
495 | Corporate Enablement | Non Network - IT | IT | FALSE | In-house software | IT | Labour - External | 50% | 0 | 0 | 0 | 0 | 0 | 596.1649 | 476.9319 | 596.1649 | 357.699 | 357.699 | 0 | 0 | 0 | 0 | 0 | 0 | 1.4944 | 3.8815 | 11.0993 | 11.1972 | 15.7914 | 0 | 0 | 0 | 0 | 0 | 0 | 12.963 | 9.8808 | 12.1151 | 9.721 | 11.7137 | 0 | 0 | 0 | 0 | 0 | 0 | 610.6224 | 490.6943 | 619.3793 | 378.6172 | 385.2041 | 0 | 0 | 0% | 0% | 0% | 0% | 0% | 0% | 0% | 0% | 0% | 0% | 0% | x | x | x | x | x | x | x | x | x | x | 0 | 0 | 0 | 596.1649 | 476.9319 | 596.1649 | 357.699 | 357.699 | 0 | 0 | 0 | 0 | 0 | 1.4944 | 3.8815 | 11.0993 | 11.1972 | 15.7914 | 0 | 0 | 0 | 0 | 0 | 12.963 | 9.8808 | 12.1151 | 9.721 | 11.7137 | 0 | 0 | 0 | 0 | 0 | 610.6224 | 490.6943 | 619.3793 | 378.6172 | 385.2041 | 0 | 0
496 | Workforce Collaboration | Non Network - IT | IT | FALSE | IT | IT | Materials | 40% | 0 | 0 | 0 | 0 | 0 | 68.7549 | 68.7549 | 68.7549 | 68.7549 | 68.7549 | 0 | 0 | 0 | 0 | 0 | 0 | 0 | 0 | 0 | 0 | 0 | 0 | 0 | 0 | 0 | 0 | 0 | 1.4913 | 1.4129 | 1.3717 | 1.8118 | 2.1563 | 0 | 0 | 0 | 0 | 0 | 0 | 70.2462 | 70.1678 | 70.1266 | 70.5667 | 70.9113 | 0 | 0 | 0% | 0% | 0% | 0% | 0% | 0% | 0% | 0% | 0% | 0% | 0% | x | x | x | x | x | x | x | x | x | x | 0 | 0 | 0 | 68.7549 | 68.7549 | 68.7549 | 68.7549 | 68.7549 | 0 | 0 | 0 | 0 | 0 | 0 | 0 | 0 | 0 | 0 | 0 | 0 | 0 | 0 | 0 | 1.4913 | 1.4129 | 1.3717 | 1.8118 | 2.1563 | 0 | 0 | 0 | 0 | 0 | 70.2462 | 70.1678 | 70.1266 | 70.5667 | 70.9113 | 0 | 0
497 | Workforce Collaboration | Non Network - IT | IT | FALSE | IT | IT | Labour - Internal | 10% | 0 | 0 | 0 | 0 | 0 | 17.1887 | 17.1887 | 17.1887 | 17.1887 | 17.1887 | 0 | 0 | 0 | 0 | 0 | 0 | 0.2599 | 0.34728 | 0.48402 | 0.67857 | 0.87526 | 0 | 0 | 0 | 0 | 0 | 0 | 0.37845 | 0.36037 | 0.35258 | 0.47083 | 0.56654 | 0 | 0 | 0 | 0 | 0 | 0 | 17.8271 | 17.8964 | 18.0253 | 18.3381 | 18.6305 | 0 | 0 | 0% | 0% | 0% | 0% | 0% | 0% | 0% | 0% | 0% | 0% | 0% | x | x | x | x | x | x | x | x | x | x | 0 | 0 | 0 | 17.1887 | 17.1887 | 17.1887 | 17.1887 | 17.1887 | 0 | 0 | 0 | 0 | 0 | 0.2599 | 0.34728 | 0.48402 | 0.67857 | 0.87526 | 0 | 0 | 0 | 0 | 0 | 0.37845 | 0.36037 | 0.35258 | 0.47083 | 0.56654 | 0 | 0 | 0 | 0 | 0 | 17.8271 | 17.8964 | 18.0253 | 18.3381 | 18.6305 | 0 | 0
498 | Workforce Collaboration | Non Network - IT | IT | FALSE | IT | IT | Labour - External | 50% | 0 | 0 | 0 | 0 | 0 | 85.9436 | 85.9436 | 85.9436 | 85.9436 | 85.9436 | 0 | 0 | 0 | 0 | 0 | 0 | 0.21544 | 0.69946 | 1.6001 | 2.6903 | 3.7942 | 0 | 0 | 0 | 0 | 0 | 0 | 1.8688 | 1.7805 | 1.7465 | 2.3356 | 2.8144 | 0 | 0 | 0 | 0 | 0 | 0 | 88.0278 | 88.4236 | 89.2902 | 90.9696 | 92.5522 | 0 | 0 | 0% | 0% | 0% | 0% | 0% | 0% | 0% | 0% | 0% | 0% | 0% | x | x | x | x | x | x | x | x | x | x | 0 | 0 | 0 | 85.9436 | 85.9436 | 85.9436 | 85.9436 | 85.9436 | 0 | 0 | 0 | 0 | 0 | 0.21544 | 0.69946 | 1.6001 | 2.6903 | 3.7942 | 0 | 0 | 0 | 0 | 0 | 1.8688 | 1.7805 | 1.7465 | 2.3356 | 2.8144 | 0 | 0 | 0 | 0 | 0 | 88.0278 | 88.4236 | 89.2902 | 90.9696 | 92.5522 | 0 | 0
499 | Workforce Collaboration | Non Network - IT | IT | FALSE | In-house software | IT | Materials | 40% | 0 | 0 | 0 | 0 | 0 | 275.0196 | 275.0196 | 275.0196 | 275.0196 | 275.0196 | 0 | 0 | 0 | 0 | 0 | 0 | 0 | 0 | 0 | 0 | 0 | 0 | 0 | 0 | 0 | 0 | 0 | 5.9651 | 5.6517 | 5.4867 | 7.2472 | 8.6254 | 0 | 0 | 0 | 0 | 0 | 0 | 280.9847 | 280.6713 | 280.5064 | 282.2668 | 283.645 | 0 | 0 | 0% | 0% | 0% | 0% | 0% | 0% | 0% | 0% | 0% | 0% | 0% | x | x | x | x | x | x | x | x | x | x | 0 | 0 | 0 | 275.0196 | 275.0196 | 275.0196 | 275.0196 | 275.0196 | 0 | 0 | 0 | 0 | 0 | 0 | 0 | 0 | 0 | 0 | 0 | 0 | 0 | 0 | 0 | 5.9651 | 5.6517 | 5.4867 | 7.2472 | 8.6254 | 0 | 0 | 0 | 0 | 0 | 280.9847 | 280.6713 | 280.5064 | 282.2668 | 283.645 | 0 | 0
500 | Workforce Collaboration | Non Network - IT | IT | FALSE | In-house software | IT | Labour - Internal | 10% | 0 | 0 | 0 | 0 | 0 | 68.7549 | 68.7549 | 68.7549 | 68.7549 | 68.7549 | 0 | 0 | 0 | 0 | 0 | 0 | 1.0396 | 1.3891 | 1.9361 | 2.7143 | 3.501 | 0 | 0 | 0 | 0 | 0 | 0 | 1.5138 | 1.4415 | 1.4103 | 1.8833 | 2.2661 | 0 | 0 | 0 | 0 | 0 | 0 | 71.3083 | 71.5855 | 72.1013 | 73.3525 | 74.5221 | 0 | 0 | 0% | 0% | 0% | 0% | 0% | 0% | 0% | 0% | 0% | 0% | 0% | x | x | x | x | x | x | x | x | x | x | 0 | 0 | 0 | 68.7549 | 68.7549 | 68.7549 | 68.7549 | 68.7549 | 0 | 0 | 0 | 0 | 0 | 1.0396 | 1.3891 | 1.9361 | 2.7143 | 3.501 | 0 | 0 | 0 | 0 | 0 | 1.5138 | 1.4415 | 1.4103 | 1.8833 | 2.2661 | 0 | 0 | 0 | 0 | 0 | 71.3083 | 71.5855 | 72.1013 | 73.3525 | 74.5221 | 0 | 0
501 | Workforce Collaboration | Non Network - IT | IT | FALSE | In-house software | IT | Labour - External | 50% | 0 | 0 | 0 | 0 | 0 | 343.7746 | 343.7746 | 343.7746 | 343.7746 | 343.7746 | 0 | 0 | 0 | 0 | 0 | 0 | 0.86175 | 2.7978 | 6.4003 | 10.7614 | 15.1767 | 0 | 0 | 0 | 0 | 0 | 0 | 7.475 | 7.1221 | 6.9861 | 9.3425 | 11.2577 | 0 | 0 | 0 | 0 | 0 | 0 | 352.1113 | 353.6945 | 357.161 | 363.8785 | 370.209 | 0 | 0 | 0% | 0% | 0% | 0% | 0% | 0% | 0% | 0% | 0% | 0% | 0% | x | x | x | x | x | x | x | x | x | x | 0 | 0 | 0 | 343.7746 | 343.7746 | 343.7746 | 343.7746 | 343.7746 | 0 | 0 | 0 | 0 | 0 | 0.86175 | 2.7978 | 6.4003 | 10.7614 | 15.1767 | 0 | 0 | 0 | 0 | 0 | 7.475 | 7.1221 | 6.9861 | 9.3425 | 11.2577 | 0 | 0 | 0 | 0 | 0 | 352.1113 | 353.6945 | 357.161 | 363.8785 | 370.209 | 0 | 0
502 | Information Management | Non Network - IT | IT | FALSE | IT | IT | Materials | 40% | 0 | 0 | 0 | 0 | 0 | 142.1085 | 113.6868 | 113.6868 | 85.2651 | 113.6868 | 0 | 0 | 0 | 0 | 0 | 0 | 0 | 0 | 0 | 0 | 0 | 0 | 0 | 0 | 0 | 0 | 0 | 3.0823 | 2.3363 | 2.2681 | 2.2469 | 3.5655 | 0 | 0 | 0 | 0 | 0 | 0 | 145.1908 | 116.0231 | 115.9549 | 87.512 | 117.2523 | 0 | 0 | 0% | 0% | 0% | 0% | 0% | 0% | 0% | 0% | 0% | 0% | 0% | x | x | x | x | x | x | x | x | x | x | 0 | 0 | 0 | 142.1085 | 113.6868 | 113.6868 | 85.2651 | 113.6868 | 0 | 0 | 0 | 0 | 0 | 0 | 0 | 0 | 0 | 0 | 0 | 0 | 0 | 0 | 0 | 3.0823 | 2.3363 | 2.2681 | 2.2469 | 3.5655 | 0 | 0 | 0 | 0 | 0 | 145.1908 | 116.0231 | 115.9549 | 87.512 | 117.2523 | 0 | 0
503 | Information Management | Non Network - IT | IT | FALSE | IT | IT | Labour - Internal | 10% | 0 | 0 | 0 | 0 | 0 | 35.5271 | 28.4217 | 28.4217 | 21.3163 | 28.4217 | 0 | 0 | 0 | 0 | 0 | 0 | 0.53717 | 0.57423 | 0.80033 | 0.84151 | 1.4472 | 0 | 0 | 0 | 0 | 0 | 0 | 0.78222 | 0.59587 | 0.58299 | 0.58389 | 0.93677 | 0 | 0 | 0 | 0 | 0 | 0 | 36.8465 | 29.5918 | 29.805 | 22.7417 | 30.8057 | 0 | 0 | 0% | 0% | 0% | 0% | 0% | 0% | 0% | 0% | 0% | 0% | 0% | x | x | x | x | x | x | x | x | x | x | 0 | 0 | 0 | 35.5271 | 28.4217 | 28.4217 | 21.3163 | 28.4217 | 0 | 0 | 0 | 0 | 0 | 0.53717 | 0.57423 | 0.80033 | 0.84151 | 1.4472 | 0 | 0 | 0 | 0 | 0 | 0.78222 | 0.59587 | 0.58299 | 0.58389 | 0.93677 | 0 | 0 | 0 | 0 | 0 | 36.8465 | 29.5918 | 29.805 | 22.7417 | 30.8057 | 0 | 0
504 | Information Management | Non Network - IT | IT | FALSE | IT | IT | Labour - External | 50% | 0 | 0 | 0 | 0 | 0 | 177.6356 | 142.1085 | 142.1085 | 106.5814 | 142.1085 | 0 | 0 | 0 | 0 | 0 | 0 | 0.44528 | 1.1566 | 2.6457 | 3.3364 | 6.2737 | 0 | 0 | 0 | 0 | 0 | 0 | 3.8625 | 2.9441 | 2.8879 | 2.8965 | 4.6537 | 0 | 0 | 0 | 0 | 0 | 0 | 181.9434 | 146.2092 | 147.6422 | 112.8143 | 153.0359 | 0 | 0 | 0% | 0% | 0% | 0% | 0% | 0% | 0% | 0% | 0% | 0% | 0% | x | x | x | x | x | x | x | x | x | x | 0 | 0 | 0 | 177.6356 | 142.1085 | 142.1085 | 106.5814 | 142.1085 | 0 | 0 | 0 | 0 | 0 | 0.44528 | 1.1566 | 2.6457 | 3.3364 | 6.2737 | 0 | 0 | 0 | 0 | 0 | 3.8625 | 2.9441 | 2.8879 | 2.8965 | 4.6537 | 0 | 0 | 0 | 0 | 0 | 181.9434 | 146.2092 | 147.6422 | 112.8143 | 153.0359 | 0 | 0
505 | Information Management | Non Network - IT | IT | FALSE | In-house software | IT | Materials | 40% | 0 | 0 | 0 | 0 | 0 | 568.4341 | 454.7472 | 454.7472 | 341.0604 | 454.7472 | 0 | 0 | 0 | 0 | 0 | 0 | 0 | 0 | 0 | 0 | 0 | 0 | 0 | 0 | 0 | 0 | 0 | 12.3291 | 9.3451 | 9.0724 | 8.9874 | 14.2621 | 0 | 0 | 0 | 0 | 0 | 0 | 580.7632 | 464.0924 | 463.8196 | 350.0479 | 469.0094 | 0 | 0 | 0% | 0% | 0% | 0% | 0% | 0% | 0% | 0% | 0% | 0% | 0% | x | x | x | x | x | x | x | x | x | x | 0 | 0 | 0 | 568.4341 | 454.7472 | 454.7472 | 341.0604 | 454.7472 | 0 | 0 | 0 | 0 | 0 | 0 | 0 | 0 | 0 | 0 | 0 | 0 | 0 | 0 | 0 | 12.3291 | 9.3451 | 9.0724 | 8.9874 | 14.2621 | 0 | 0 | 0 | 0 | 0 | 580.7632 | 464.0924 | 463.8196 | 350.0479 | 469.0094 | 0 | 0
506 | Information Management | Non Network - IT | IT | FALSE | In-house software | IT | Labour - Internal | 10% | 0 | 0 | 0 | 0 | 0 | 142.1085 | 113.6868 | 113.6868 | 85.2651 | 113.6868 | 0 | 0 | 0 | 0 | 0 | 0 | 2.1487 | 2.2969 | 3.2013 | 3.366 | 5.789 | 0 | 0 | 0 | 0 | 0 | 0 | 3.1289 | 2.3835 | 2.332 | 2.3356 | 3.7471 | 0 | 0 | 0 | 0 | 0 | 0 | 147.3861 | 118.3672 | 119.2201 | 90.9667 | 123.2229 | 0 | 0 | 0% | 0% | 0% | 0% | 0% | 0% | 0% | 0% | 0% | 0% | 0% | x | x | x | x | x | x | x | x | x | x | 0 | 0 | 0 | 142.1085 | 113.6868 | 113.6868 | 85.2651 | 113.6868 | 0 | 0 | 0 | 0 | 0 | 2.1487 | 2.2969 | 3.2013 | 3.366 | 5.789 | 0 | 0 | 0 | 0 | 0 | 3.1289 | 2.3835 | 2.332 | 2.3356 | 3.7471 | 0 | 0 | 0 | 0 | 0 | 147.3861 | 118.3672 | 119.2201 | 90.9667 | 123.2229 | 0 | 0
507 | Information Management | Non Network - IT | IT | FALSE | In-house software | IT | Labour - External | 50% | 0 | 0 | 0 | 0 | 0 | 710.5426 | 568.4341 | 568.4341 | 426.3255 | 568.4341 | 0 | 0 | 0 | 0 | 0 | 0 | 1.7811 | 4.6262 | 10.583 | 13.3455 | 25.0948 | 0 | 0 | 0 | 0 | 0 | 0 | 15.45 | 11.7765 | 11.5516 | 11.586 | 18.6147 | 0 | 0 | 0 | 0 | 0 | 0 | 727.7737 | 584.8368 | 590.5686 | 451.257 | 612.1436 | 0 | 0 | 0% | 0% | 0% | 0% | 0% | 0% | 0% | 0% | 0% | 0% | 0% | x | x | x | x | x | x | x | x | x | x | 0 | 0 | 0 | 710.5426 | 568.4341 | 568.4341 | 426.3255 | 568.4341 | 0 | 0 | 0 | 0 | 0 | 1.7811 | 4.6262 | 10.583 | 13.3455 | 25.0948 | 0 | 0 | 0 | 0 | 0 | 15.45 | 11.7765 | 11.5516 | 11.586 | 18.6147 | 0 | 0 | 0 | 0 | 0 | 727.7737 | 584.8368 | 590.5686 | 451.257 | 612.1436 | 0 | 0
508 | Cyber Security | Non Network - IT | IT | FALSE | IT | IT | Materials | 40% | 0 | 0 | 0 | 0 | 0 | 349.5177 | 297.7373 | 233.0118 | 220.0667 | 194.1765 | 0 | 0 | 0 | 0 | 0 | 0 | 0 | 0 | 0 | 0 | 0 | 0 | 0 | 0 | 0 | 0 | 0 | 7.5809 | 6.1186 | 4.6487 | 5.7991 | 6.0899 | 0 | 0 | 0 | 0 | 0 | 0 | 357.0986 | 303.8558 | 237.6604 | 225.8658 | 200.2664 | 0 | 0 | 0% | 0% | 0% | 0% | 0% | 0% | 0% | 0% | 0% | 0% | 0% | x | x | x | x | x | x | x | x | x | x | 0 | 0 | 0 | 349.5177 | 297.7373 | 233.0118 | 220.0667 | 194.1765 | 0 | 0 | 0 | 0 | 0 | 0 | 0 | 0 | 0 | 0 | 0 | 0 | 0 | 0 | 0 | 7.5809 | 6.1186 | 4.6487 | 5.7991 | 6.0899 | 0 | 0 | 0 | 0 | 0 | 357.0986 | 303.8558 | 237.6604 | 225.8658 | 200.2664 | 0 | 0
509 | Cyber Security | Non Network - IT | IT | FALSE | IT | IT | Labour - Internal | 10% | 0 | 0 | 0 | 0 | 0 | 87.3794 | 74.4343 | 58.2529 | 55.0167 | 48.5441 | 0 | 0 | 0 | 0 | 0 | 0 | 1.3212 | 1.5039 | 1.6403 | 2.1719 | 2.4719 | 0 | 0 | 0 | 0 | 0 | 0 | 1.9239 | 1.5605 | 1.1949 | 1.507 | 1.6 | 0 | 0 | 0 | 0 | 0 | 0 | 90.6245 | 77.4987 | 61.0882 | 58.6956 | 52.616 | 0 | 0 | 0% | 0% | 0% | 0% | 0% | 0% | 0% | 0% | 0% | 0% | 0% | x | x | x | x | x | x | x | x | x | x | 0 | 0 | 0 | 87.3794 | 74.4343 | 58.2529 | 55.0167 | 48.5441 | 0 | 0 | 0 | 0 | 0 | 1.3212 | 1.5039 | 1.6403 | 2.1719 | 2.4719 | 0 | 0 | 0 | 0 | 0 | 1.9239 | 1.5605 | 1.1949 | 1.507 | 1.6 | 0 | 0 | 0 | 0 | 0 | 90.6245 | 77.4987 | 61.0882 | 58.6956 | 52.616 | 0 | 0
510 | Cyber Security | Non Network - IT | IT | FALSE | IT | IT | Labour - External | 50% | 0 | 0 | 0 | 0 | 0 | 436.8971 | 372.1716 | 291.2647 | 275.0834 | 242.7206 | 0 | 0 | 0 | 0 | 0 | 0 | 1.0952 | 3.0289 | 5.4227 | 8.6111 | 10.7155 | 0 | 0 | 0 | 0 | 0 | 0 | 9.4999 | 7.7104 | 5.919 | 7.4758 | 7.9485 | 0 | 0 | 0 | 0 | 0 | 0 | 447.4922 | 382.911 | 302.6065 | 291.1702 | 261.3845 | 0 | 0 | 0% | 0% | 0% | 0% | 0% | 0% | 0% | 0% | 0% | 0% | 0% | x | x | x | x | x | x | x | x | x | x | 0 | 0 | 0 | 436.8971 | 372.1716 | 291.2647 | 275.0834 | 242.7206 | 0 | 0 | 0 | 0 | 0 | 1.0952 | 3.0289 | 5.4227 | 8.6111 | 10.7155 | 0 | 0 | 0 | 0 | 0 | 9.4999 | 7.7104 | 5.919 | 7.4758 | 7.9485 | 0 | 0 | 0 | 0 | 0 | 447.4922 | 382.911 | 302.6065 | 291.1702 | 261.3845 | 0 | 0
511 | Cyber Security | Non Network - IT | IT | FALSE | In-house software | IT | Materials | 40% | 0 | 0 | 0 | 0 | 0 | 1398.0707 | 1190.9491 | 932.0471 | 880.2667 | 776.7059 | 0 | 0 | 0 | 0 | 0 | 0 | 0 | 0 | 0 | 0 | 0 | 0 | 0 | 0 | 0 | 0 | 0 | 30.3236 | 24.4742 | 18.5947 | 23.1963 | 24.3596 | 0 | 0 | 0 | 0 | 0 | 0 | 1428.3943 | 1215.4233 | 950.6418 | 903.4631 | 801.0656 | 0 | 0 | 0% | 0% | 0% | 0% | 0% | 0% | 0% | 0% | 0% | 0% | 0% | x | x | x | x | x | x | x | x | x | x | 0 | 0 | 0 | 1398.0707 | 1190.9491 | 932.0471 | 880.2667 | 776.7059 | 0 | 0 | 0 | 0 | 0 | 0 | 0 | 0 | 0 | 0 | 0 | 0 | 0 | 0 | 0 | 30.3236 | 24.4742 | 18.5947 | 23.1963 | 24.3596 | 0 | 0 | 0 | 0 | 0 | 1428.3943 | 1215.4233 | 950.6418 | 903.4631 | 801.0656 | 0 | 0
512 | Cyber Security | Non Network - IT | IT | FALSE | In-house software | IT | Labour - Internal | 10% | 0 | 0 | 0 | 0 | 0 | 349.5177 | 297.7373 | 233.0118 | 220.0667 | 194.1765 | 0 | 0 | 0 | 0 | 0 | 0 | 5.2847 | 6.0155 | 6.5614 | 8.6877 | 9.8875 | 0 | 0 | 0 | 0 | 0 | 0 | 7.6955 | 6.2422 | 4.7796 | 6.028 | 6.4 | 0 | 0 | 0 | 0 | 0 | 0 | 362.498 | 309.995 | 244.3527 | 234.7824 | 210.464 | 0 | 0 | 0% | 0% | 0% | 0% | 0% | 0% | 0% | 0% | 0% | 0% | 0% | x | x | x | x | x | x | x | x | x | x | 0 | 0 | 0 | 349.5177 | 297.7373 | 233.0118 | 220.0667 | 194.1765 | 0 | 0 | 0 | 0 | 0 | 5.2847 | 6.0155 | 6.5614 | 8.6877 | 9.8875 | 0 | 0 | 0 | 0 | 0 | 7.6955 | 6.2422 | 4.7796 | 6.028 | 6.4 | 0 | 0 | 0 | 0 | 0 | 362.498 | 309.995 | 244.3527 | 234.7824 | 210.464 | 0 | 0
513 | Cyber Security | Non Network - IT | IT | FALSE | In-house software | IT | Labour - External | 50% | 0 | 0 | 0 | 0 | 0 | 1747.5884 | 1488.6864 | 1165.0589 | 1100.3334 | 970.8824 | 0 | 0 | 0 | 0 | 0 | 0 | 4.3807 | 12.1158 | 21.6908 | 34.4443 | 42.8618 | 0 | 0 | 0 | 0 | 0 | 0 | 37.9996 | 30.8417 | 23.6761 | 29.9031 | 31.7938 | 0 | 0 | 0 | 0 | 0 | 0 | 1789.9687 | 1531.6439 | 1210.4258 | 1164.6808 | 1045.5381 | 0 | 0 | 0% | 0% | 0% | 0% | 0% | 0% | 0% | 0% | 0% | 0% | 0% | x | x | x | x | x | x | x | x | x | x | 0 | 0 | 0 | 1747.5884 | 1488.6864 | 1165.0589 | 1100.3334 | 970.8824 | 0 | 0 | 0 | 0 | 0 | 4.3807 | 12.1158 | 21.6908 | 34.4443 | 42.8618 | 0 | 0 | 0 | 0 | 0 | 37.9996 | 30.8417 | 23.6761 | 29.9031 | 31.7938 | 0 | 0 | 0 | 0 | 0 | 1789.9687 | 1531.6439 | 1210.4258 | 1164.6808 | 1045.5381 | 0 | 0
514 | Corporate Communications | Non Network - IT | IT | FALSE | IT | IT | Materials | 40% | 0 | 0 | 0 | 0 | 0 | 209.599 | 104.4857 | 104.4857 | 104.4857 | 104.4857 | 0 | 0 | 0 | 0 | 0 | 0 | 0 | 0 | 0 | 0 | 0 | 0 | 0 | 0 | 0 | 0 | 0 | 4.5461 | 2.1472 | 2.0845 | 2.7534 | 3.277 | 0 | 0 | 0 | 0 | 0 | 0 | 214.1452 | 106.6329 | 106.5703 | 107.2391 | 107.7627 | 0 | 0 | 0% | 0% | 0% | 0% | 0% | 0% | 0% | 0% | 0% | 0% | 0% | x | x | x | x | x | x | x | x | x | x | 0 | 0 | 0 | 209.599 | 104.4857 | 104.4857 | 104.4857 | 104.4857 | 0 | 0 | 0 | 0 | 0 | 0 | 0 | 0 | 0 | 0 | 0 | 0 | 0 | 0 | 0 | 4.5461 | 2.1472 | 2.0845 | 2.7534 | 3.277 | 0 | 0 | 0 | 0 | 0 | 214.1452 | 106.6329 | 106.5703 | 107.2391 | 107.7627 | 0 | 0
515 | Corporate Communications | Non Network - IT | IT | FALSE | IT | IT | Labour - Internal | 10% | 0 | 0 | 0 | 0 | 0 | 52.3998 | 26.1214 | 26.1214 | 26.1214 | 26.1214 | 0 | 0 | 0 | 0 | 0 | 0 | 0.79229 | 0.52776 | 0.73555 | 1.0312 | 1.3301 | 0 | 0 | 0 | 0 | 0 | 0 | 1.1537 | 0.54765 | 0.53581 | 0.71551 | 0.86096 | 0 | 0 | 0 | 0 | 0 | 0 | 54.3458 | 27.1968 | 27.3928 | 27.8682 | 28.3125 | 0 | 0 | 0% | 0% | 0% | 0% | 0% | 0% | 0% | 0% | 0% | 0% | 0% | x | x | x | x | x | x | x | x | x | x | 0 | 0 | 0 | 52.3998 | 26.1214 | 26.1214 | 26.1214 | 26.1214 | 0 | 0 | 0 | 0 | 0 | 0.79229 | 0.52776 | 0.73555 | 1.0312 | 1.3301 | 0 | 0 | 0 | 0 | 0 | 1.1537 | 0.54765 | 0.53581 | 0.71551 | 0.86096 | 0 | 0 | 0 | 0 | 0 | 54.3458 | 27.1968 | 27.3928 | 27.8682 | 28.3125 | 0 | 0
516 | Corporate Communications | Non Network - IT | IT | FALSE | IT | IT | Labour - External | 50% | 0 | 0 | 0 | 0 | 0 | 261.9988 | 130.6072 | 130.6072 | 130.6072 | 130.6072 | 0 | 0 | 0 | 0 | 0 | 0 | 0.65676 | 1.063 | 2.4316 | 4.0885 | 5.766 | 0 | 0 | 0 | 0 | 0 | 0 | 5.6969 | 2.7058 | 2.6542 | 3.5494 | 4.277 | 0 | 0 | 0 | 0 | 0 | 0 | 268.3525 | 134.376 | 135.693 | 138.2451 | 140.6502 | 0 | 0 | 0% | 0% | 0% | 0% | 0% | 0% | 0% | 0% | 0% | 0% | 0% | x | x | x | x | x | x | x | x | x | x | 0 | 0 | 0 | 261.9988 | 130.6072 | 130.6072 | 130.6072 | 130.6072 | 0 | 0 | 0 | 0 | 0 | 0.65676 | 1.063 | 2.4316 | 4.0885 | 5.766 | 0 | 0 | 0 | 0 | 0 | 5.6969 | 2.7058 | 2.6542 | 3.5494 | 4.277 | 0 | 0 | 0 | 0 | 0 | 268.3525 | 134.376 | 135.693 | 138.2451 | 140.6502 | 0 | 0
517 | Corporate Communications | Non Network - IT | IT | FALSE | In-house software | IT | Materials | 40% | 0 | 0 | 0 | 0 | 0 | 838.3962 | 417.943 | 417.943 | 417.943 | 417.943 | 0 | 0 | 0 | 0 | 0 | 0 | 0 | 0 | 0 | 0 | 0 | 0 | 0 | 0 | 0 | 0 | 0 | 18.1845 | 8.5888 | 8.3381 | 11.0134 | 13.1078 | 0 | 0 | 0 | 0 | 0 | 0 | 856.5807 | 426.5318 | 426.2811 | 428.9564 | 431.0508 | 0 | 0 | 0% | 0% | 0% | 0% | 0% | 0% | 0% | 0% | 0% | 0% | 0% | x | x | x | x | x | x | x | x | x | x | 0 | 0 | 0 | 838.3962 | 417.943 | 417.943 | 417.943 | 417.943 | 0 | 0 | 0 | 0 | 0 | 0 | 0 | 0 | 0 | 0 | 0 | 0 | 0 | 0 | 0 | 18.1845 | 8.5888 | 8.3381 | 11.0134 | 13.1078 | 0 | 0 | 0 | 0 | 0 | 856.5807 | 426.5318 | 426.2811 | 428.9564 | 431.0508 | 0 | 0
518 | Corporate Communications | Non Network - IT | IT | FALSE | In-house software | IT | Labour - Internal | 10% | 0 | 0 | 0 | 0 | 0 | 209.599 | 104.4857 | 104.4857 | 104.4857 | 104.4857 | 0 | 0 | 0 | 0 | 0 | 0 | 3.1692 | 2.111 | 2.9422 | 4.1248 | 5.3205 | 0 | 0 | 0 | 0 | 0 | 0 | 4.6149 | 2.1906 | 2.1432 | 2.862 | 3.4438 | 0 | 0 | 0 | 0 | 0 | 0 | 217.3831 | 108.7874 | 109.5712 | 111.4726 | 113.25 | 0 | 0 | 0% | 0% | 0% | 0% | 0% | 0% | 0% | 0% | 0% | 0% | 0% | x | x | x | x | x | x | x | x | x | x | 0 | 0 | 0 | 209.599 | 104.4857 | 104.4857 | 104.4857 | 104.4857 | 0 | 0 | 0 | 0 | 0 | 3.1692 | 2.111 | 2.9422 | 4.1248 | 5.3205 | 0 | 0 | 0 | 0 | 0 | 4.6149 | 2.1906 | 2.1432 | 2.862 | 3.4438 | 0 | 0 | 0 | 0 | 0 | 217.3831 | 108.7874 | 109.5712 | 111.4726 | 113.25 | 0 | 0
519 | Corporate Communications | Non Network - IT | IT | FALSE | In-house software | IT | Labour - External | 50% | 0 | 0 | 0 | 0 | 0 | 1047.9952 | 522.4287 | 522.4287 | 522.4287 | 522.4287 | 0 | 0 | 0 | 0 | 0 | 0 | 2.627 | 4.2518 | 9.7265 | 16.3539 | 23.0638 | 0 | 0 | 0 | 0 | 0 | 0 | 22.7876 | 10.8234 | 10.6167 | 14.1977 | 17.1082 | 0 | 0 | 0 | 0 | 0 | 0 | 1073.4098 | 537.504 | 542.7719 | 552.9803 | 562.6007 | 0 | 0 | 0% | 0% | 0% | 0% | 0% | 0% | 0% | 0% | 0% | 0% | 0% | x | x | x | x | x | x | x | x | x | x | 0 | 0 | 0 | 1047.9952 | 522.4287 | 522.4287 | 522.4287 | 522.4287 | 0 | 0 | 0 | 0 | 0 | 2.627 | 4.2518 | 9.7265 | 16.3539 | 23.0638 | 0 | 0 | 0 | 0 | 0 | 22.7876 | 10.8234 | 10.6167 | 14.1977 | 17.1082 | 0 | 0 | 0 | 0 | 0 | 1073.4098 | 537.504 | 542.7719 | 552.9803 | 562.6007 | 0 | 0
520 | Intelligent Network Ops | Non Network - IT | IT | FALSE | IT | IT | Materials | 40% | 0 | 0 | 0 | 0 | 0 | 246.3312 | 369.4968 | 369.4968 | 123.1656 | 123.1656 | 0 | 0 | 0 | 0 | 0 | 0 | 0 | 0 | 0 | 0 | 0 | 0 | 0 | 0 | 0 | 0 | 0 | 5.3428 | 7.5932 | 7.3716 | 3.2456 | 3.8628 | 0 | 0 | 0 | 0 | 0 | 0 | 251.674 | 377.09 | 376.8683 | 126.4112 | 127.0284 | 0 | 0 | 0% | 0% | 0% | 0% | 0% | 0% | 0% | 0% | 0% | 0% | 0% | x | x | x | x | x | x | x | x | x | x | 0 | 0 | 0 | 246.3312 | 369.4968 | 369.4968 | 123.1656 | 123.1656 | 0 | 0 | 0 | 0 | 0 | 0 | 0 | 0 | 0 | 0 | 0 | 0 | 0 | 0 | 0 | 5.3428 | 7.5932 | 7.3716 | 3.2456 | 3.8628 | 0 | 0 | 0 | 0 | 0 | 251.674 | 377.09 | 376.8683 | 126.4112 | 127.0284 | 0 | 0
521 | Intelligent Network Ops | Non Network - IT | IT | FALSE | IT | IT | Labour - Internal | 10% | 0 | 0 | 0 | 0 | 0 | 61.5828 | 92.3742 | 92.3742 | 30.7914 | 30.7914 | 0 | 0 | 0 | 0 | 0 | 0 | 0.93114 | 1.8663 | 2.6012 | 1.2156 | 1.5679 | 0 | 0 | 0 | 0 | 0 | 0 | 1.3559 | 1.9367 | 1.8948 | 0.84343 | 1.0149 | 0 | 0 | 0 | 0 | 0 | 0 | 63.8698 | 96.1772 | 96.8701 | 32.8504 | 33.3742 | 0 | 0 | 0% | 0% | 0% | 0% | 0% | 0% | 0% | 0% | 0% | 0% | 0% | x | x | x | x | x | x | x | x | x | x | 0 | 0 | 0 | 61.5828 | 92.3742 | 92.3742 | 30.7914 | 30.7914 | 0 | 0 | 0 | 0 | 0 | 0.93114 | 1.8663 | 2.6012 | 1.2156 | 1.5679 | 0 | 0 | 0 | 0 | 0 | 1.3559 | 1.9367 | 1.8948 | 0.84343 | 1.0149 | 0 | 0 | 0 | 0 | 0 | 63.8698 | 96.1772 | 96.8701 | 32.8504 | 33.3742 | 0 | 0
522 | Intelligent Network Ops | Non Network - IT | IT | FALSE | IT | IT | Labour - External | 50% | 0 | 0 | 0 | 0 | 0 | 307.914 | 461.8709 | 461.8709 | 153.957 | 153.957 | 0 | 0 | 0 | 0 | 0 | 0 | 0.77186 | 3.759 | 8.599 | 4.8194 | 6.7968 | 0 | 0 | 0 | 0 | 0 | 0 | 6.6953 | 9.5688 | 9.386 | 4.184 | 5.0417 | 0 | 0 | 0 | 0 | 0 | 0 | 315.3811 | 475.1987 | 479.856 | 162.9604 | 165.7954 | 0 | 0 | 0% | 0% | 0% | 0% | 0% | 0% | 0% | 0% | 0% | 0% | 0% | x | x | x | x | x | x | x | x | x | x | 0 | 0 | 0 | 307.914 | 461.8709 | 461.8709 | 153.957 | 153.957 | 0 | 0 | 0 | 0 | 0 | 0.77186 | 3.759 | 8.599 | 4.8194 | 6.7968 | 0 | 0 | 0 | 0 | 0 | 6.6953 | 9.5688 | 9.386 | 4.184 | 5.0417 | 0 | 0 | 0 | 0 | 0 | 315.3811 | 475.1987 | 479.856 | 162.9604 | 165.7954 | 0 | 0
523 | Intelligent Network Ops | Non Network - IT | IT | FALSE | In-house software | IT | Materials | 40% | 0 | 0 | 0 | 0 | 0 | 985.3247 | 1477.987 | 1477.987 | 492.6623 | 492.6623 | 0 | 0 | 0 | 0 | 0 | 0 | 0 | 0 | 0 | 0 | 0 | 0 | 0 | 0 | 0 | 0 | 0 | 21.3713 | 30.3729 | 29.4863 | 12.9824 | 15.4513 | 0 | 0 | 0 | 0 | 0 | 0 | 1006.696 | 1508.3599 | 1507.4734 | 505.6447 | 508.1136 | 0 | 0 | 0% | 0% | 0% | 0% | 0% | 0% | 0% | 0% | 0% | 0% | 0% | x | x | x | x | x | x | x | x | x | x | 0 | 0 | 0 | 985.3247 | 1477.987 | 1477.987 | 492.6623 | 492.6623 | 0 | 0 | 0 | 0 | 0 | 0 | 0 | 0 | 0 | 0 | 0 | 0 | 0 | 0 | 0 | 21.3713 | 30.3729 | 29.4863 | 12.9824 | 15.4513 | 0 | 0 | 0 | 0 | 0 | 1006.696 | 1508.3599 | 1507.4734 | 505.6447 | 508.1136 | 0 | 0
524 | Intelligent Network Ops | Non Network - IT | IT | FALSE | In-house software | IT | Labour - Internal | 10% | 0 | 0 | 0 | 0 | 0 | 246.3312 | 369.4968 | 369.4968 | 123.1656 | 123.1656 | 0 | 0 | 0 | 0 | 0 | 0 | 3.7246 | 7.4653 | 10.4046 | 4.8623 | 6.2716 | 0 | 0 | 0 | 0 | 0 | 0 | 5.4236 | 7.7466 | 7.5792 | 3.3737 | 4.0595 | 0 | 0 | 0 | 0 | 0 | 0 | 255.4793 | 384.7087 | 387.4806 | 131.4016 | 133.4967 | 0 | 0 | 0% | 0% | 0% | 0% | 0% | 0% | 0% | 0% | 0% | 0% | 0% | x | x | x | x | x | x | x | x | x | x | 0 | 0 | 0 | 246.3312 | 369.4968 | 369.4968 | 123.1656 | 123.1656 | 0 | 0 | 0 | 0 | 0 | 3.7246 | 7.4653 | 10.4046 | 4.8623 | 6.2716 | 0 | 0 | 0 | 0 | 0 | 5.4236 | 7.7466 | 7.5792 | 3.3737 | 4.0595 | 0 | 0 | 0 | 0 | 0 | 255.4793 | 384.7087 | 387.4806 | 131.4016 | 133.4967 | 0 | 0
525 | Intelligent Network Ops | Non Network - IT | IT | FALSE | In-house software | IT | Labour - External | 50% | 0 | 0 | 0 | 0 | 0 | 1231.6558 | 1847.4838 | 1847.4838 | 615.8279 | 615.8279 | 0 | 0 | 0 | 0 | 0 | 0 | 3.0874 | 15.0359 | 34.3961 | 19.2776 | 27.1871 | 0 | 0 | 0 | 0 | 0 | 0 | 26.7811 | 38.2751 | 37.5441 | 16.736 | 20.1667 | 0 | 0 | 0 | 0 | 0 | 0 | 1261.5244 | 1900.7948 | 1919.424 | 651.8415 | 663.1818 | 0 | 0 | 0% | 0% | 0% | 0% | 0% | 0% | 0% | 0% | 0% | 0% | 0% | x | x | x | x | x | x | x | x | x | x | 0 | 0 | 0 | 1231.6558 | 1847.4838 | 1847.4838 | 615.8279 | 615.8279 | 0 | 0 | 0 | 0 | 0 | 3.0874 | 15.0359 | 34.3961 | 19.2776 | 27.1871 | 0 | 0 | 0 | 0 | 0 | 26.7811 | 38.2751 | 37.5441 | 16.736 | 20.1667 | 0 | 0 | 0 | 0 | 0 | 1261.5244 | 1900.7948 | 1919.424 | 651.8415 | 663.1818 | 0 | 0
526 | TAM- Apps | Non Network - IT | IT | FALSE | IT | IT | Materials | 40% | 0 | 0 | 0 | 0 | 0 | 59.0773 | 59.0773 | 59.0773 | 59.0773 | 59.0773 | 0 | 0 | 0 | 0 | 0 | 0 | 0 | 0 | 0 | 0 | 0 | 0 | 0 | 0 | 0 | 0 | 0 | 1.2814 | 1.214 | 1.1786 | 1.5568 | 1.8528 | 0 | 0 | 0 | 0 | 0 | 0 | 60.3587 | 60.2914 | 60.2559 | 60.6341 | 60.9301 | 0 | 0 | 0% | 0% | 0% | 0% | 0% | 0% | 0% | 0% | 0% | 0% | 0% | x | x | x | x | x | x | x | x | x | x | 0 | 0 | 0 | 59.0773 | 59.0773 | 59.0773 | 59.0773 | 59.0773 | 0 | 0 | 0 | 0 | 0 | 0 | 0 | 0 | 0 | 0 | 0 | 0 | 0 | 0 | 0 | 1.2814 | 1.214 | 1.1786 | 1.5568 | 1.8528 | 0 | 0 | 0 | 0 | 0 | 60.3587 | 60.2914 | 60.2559 | 60.6341 | 60.9301 | 0 | 0
527 | TAM- Apps | Non Network - IT | IT | FALSE | IT | IT | Labour - Internal | 10% | 0 | 0 | 0 | 0 | 0 | 14.7693 | 14.7693 | 14.7693 | 14.7693 | 14.7693 | 0 | 0 | 0 | 0 | 0 | 0 | 0.22331 | 0.2984 | 0.41589 | 0.58305 | 0.75206 | 0 | 0 | 0 | 0 | 0 | 0 | 0.32518 | 0.30964 | 0.30295 | 0.40456 | 0.48679 | 0 | 0 | 0 | 0 | 0 | 0 | 15.3178 | 15.3774 | 15.4882 | 15.7569 | 16.0082 | 0 | 0 | 0% | 0% | 0% | 0% | 0% | 0% | 0% | 0% | 0% | 0% | 0% | x | x | x | x | x | x | x | x | x | x | 0 | 0 | 0 | 14.7693 | 14.7693 | 14.7693 | 14.7693 | 14.7693 | 0 | 0 | 0 | 0 | 0 | 0.22331 | 0.2984 | 0.41589 | 0.58305 | 0.75206 | 0 | 0 | 0 | 0 | 0 | 0.32518 | 0.30964 | 0.30295 | 0.40456 | 0.48679 | 0 | 0 | 0 | 0 | 0 | 15.3178 | 15.3774 | 15.4882 | 15.7569 | 16.0082 | 0 | 0
528 | TAM- Apps | Non Network - IT | IT | FALSE | IT | IT | Labour - External | 50% | 0 | 0 | 0 | 0 | 0 | 73.8466 | 73.8466 | 73.8466 | 73.8466 | 73.8466 | 0 | 0 | 0 | 0 | 0 | 0 | 0.18511 | 0.60101 | 1.3749 | 2.3117 | 3.2601 | 0 | 0 | 0 | 0 | 0 | 0 | 1.6057 | 1.5299 | 1.5007 | 2.0069 | 2.4183 | 0 | 0 | 0 | 0 | 0 | 0 | 75.6375 | 75.9776 | 76.7222 | 78.1652 | 79.525 | 0 | 0 | 0% | 0% | 0% | 0% | 0% | 0% | 0% | 0% | 0% | 0% | 0% | x | x | x | x | x | x | x | x | x | x | 0 | 0 | 0 | 73.8466 | 73.8466 | 73.8466 | 73.8466 | 73.8466 | 0 | 0 | 0 | 0 | 0 | 0.18511 | 0.60101 | 1.3749 | 2.3117 | 3.2601 | 0 | 0 | 0 | 0 | 0 | 1.6057 | 1.5299 | 1.5007 | 2.0069 | 2.4183 | 0 | 0 | 0 | 0 | 0 | 75.6375 | 75.9776 | 76.7222 | 78.1652 | 79.525 | 0 | 0
529 | TAM- Apps | Non Network - IT | IT | FALSE | In-house software | IT | Materials | 40% | 0 | 0 | 0 | 0 | 0 | 236.3092 | 236.3092 | 236.3092 | 236.3092 | 236.3092 | 0 | 0 | 0 | 0 | 0 | 0 | 0 | 0 | 0 | 0 | 0 | 0 | 0 | 0 | 0 | 0 | 0 | 5.1255 | 4.8562 | 4.7145 | 6.2271 | 7.4113 | 0 | 0 | 0 | 0 | 0 | 0 | 241.4347 | 241.1654 | 241.0237 | 242.5363 | 243.7205 | 0 | 0 | 0% | 0% | 0% | 0% | 0% | 0% | 0% | 0% | 0% | 0% | 0% | x | x | x | x | x | x | x | x | x | x | 0 | 0 | 0 | 236.3092 | 236.3092 | 236.3092 | 236.3092 | 236.3092 | 0 | 0 | 0 | 0 | 0 | 0 | 0 | 0 | 0 | 0 | 0 | 0 | 0 | 0 | 0 | 5.1255 | 4.8562 | 4.7145 | 6.2271 | 7.4113 | 0 | 0 | 0 | 0 | 0 | 241.4347 | 241.1654 | 241.0237 | 242.5363 | 243.7205 | 0 | 0
530 | TAM- Apps | Non Network - IT | IT | FALSE | In-house software | IT | Labour - Internal | 10% | 0 | 0 | 0 | 0 | 0 | 59.0773 | 59.0773 | 59.0773 | 59.0773 | 59.0773 | 0 | 0 | 0 | 0 | 0 | 0 | 0.89326 | 1.1936 | 1.6636 | 2.3322 | 3.0082 | 0 | 0 | 0 | 0 | 0 | 0 | 1.3007 | 1.2386 | 1.2118 | 1.6182 | 1.9472 | 0 | 0 | 0 | 0 | 0 | 0 | 61.2713 | 61.5095 | 61.9527 | 63.0278 | 64.0327 | 0 | 0 | 0% | 0% | 0% | 0% | 0% | 0% | 0% | 0% | 0% | 0% | 0% | x | x | x | x | x | x | x | x | x | x | 0 | 0 | 0 | 59.0773 | 59.0773 | 59.0773 | 59.0773 | 59.0773 | 0 | 0 | 0 | 0 | 0 | 0.89326 | 1.1936 | 1.6636 | 2.3322 | 3.0082 | 0 | 0 | 0 | 0 | 0 | 1.3007 | 1.2386 | 1.2118 | 1.6182 | 1.9472 | 0 | 0 | 0 | 0 | 0 | 61.2713 | 61.5095 | 61.9527 | 63.0278 | 64.0327 | 0 | 0
531 | TAM- Apps | Non Network - IT | IT | FALSE | In-house software | IT | Labour - External | 50% | 0 | 0 | 0 | 0 | 0 | 295.3865 | 295.3865 | 295.3865 | 295.3865 | 295.3865 | 0 | 0 | 0 | 0 | 0 | 0 | 0.74045 | 2.404 | 5.4994 | 9.2466 | 13.0405 | 0 | 0 | 0 | 0 | 0 | 0 | 6.4229 | 6.1196 | 6.0028 | 8.0275 | 9.6731 | 0 | 0 | 0 | 0 | 0 | 0 | 302.5499 | 303.9102 | 306.8888 | 312.6607 | 318.1002 | 0 | 0 | 0% | 0% | 0% | 0% | 0% | 0% | 0% | 0% | 0% | 0% | 0% | x | x | x | x | x | x | x | x | x | x | 0 | 0 | 0 | 295.3865 | 295.3865 | 295.3865 | 295.3865 | 295.3865 | 0 | 0 | 0 | 0 | 0 | 0.74045 | 2.404 | 5.4994 | 9.2466 | 13.0405 | 0 | 0 | 0 | 0 | 0 | 6.4229 | 6.1196 | 6.0028 | 8.0275 | 9.6731 | 0 | 0 | 0 | 0 | 0 | 302.5499 | 303.9102 | 306.8888 | 312.6607 | 318.1002 | 0 | 0
532 | TAM- Infra | Non Network - IT | IT | FALSE | IT | IT | Materials | 40% | 0 | 0 | 0 | 0 | 0 | 212.5209 | 326.9553 | 433.2157 | 416.868 | 245.2164 | 0 | 0 | 0 | 0 | 0 | 0 | 0 | 0 | 0 | 0 | 0 | 0 | 0 | 0 | 0 | 0 | 0 | 4.6095 | 6.719 | 8.6428 | 10.9851 | 7.6907 | 0 | 0 | 0 | 0 | 0 | 0 | 217.1304 | 333.6742 | 441.8585 | 427.853 | 252.9071 | 0 | 0 | 0% | 0% | 0% | 0% | 0% | 0% | 0% | 0% | 0% | 0% | 0% | x | x | x | x | x | x | x | x | x | x | 0 | 0 | 0 | 212.5209 | 326.9553 | 433.2157 | 416.868 | 245.2164 | 0 | 0 | 0 | 0 | 0 | 0 | 0 | 0 | 0 | 0 | 0 | 0 | 0 | 0 | 0 | 4.6095 | 6.719 | 8.6428 | 10.9851 | 7.6907 | 0 | 0 | 0 | 0 | 0 | 217.1304 | 333.6742 | 441.8585 | 427.853 | 252.9071 | 0 | 0
533 | TAM- Infra | Non Network - IT | IT | FALSE | IT | IT | Labour - Internal | 10% | 0 | 0 | 0 | 0 | 0 | 53.1302 | 81.7388 | 108.3039 | 104.217 | 61.3041 | 0 | 0 | 0 | 0 | 0 | 0 | 0.80334 | 1.6515 | 3.0497 | 4.1142 | 3.1216 | 0 | 0 | 0 | 0 | 0 | 0 | 1.1698 | 1.7137 | 2.2215 | 2.8547 | 2.0206 | 0 | 0 | 0 | 0 | 0 | 0 | 55.1034 | 85.104 | 113.5752 | 111.1859 | 66.4463 | 0 | 0 | 0% | 0% | 0% | 0% | 0% | 0% | 0% | 0% | 0% | 0% | 0% | x | x | x | x | x | x | x | x | x | x | 0 | 0 | 0 | 53.1302 | 81.7388 | 108.3039 | 104.217 | 61.3041 | 0 | 0 | 0 | 0 | 0 | 0.80334 | 1.6515 | 3.0497 | 4.1142 | 3.1216 | 0 | 0 | 0 | 0 | 0 | 1.1698 | 1.7137 | 2.2215 | 2.8547 | 2.0206 | 0 | 0 | 0 | 0 | 0 | 55.1034 | 85.104 | 113.5752 | 111.1859 | 66.4463 | 0 | 0
534 | TAM- Infra | Non Network - IT | IT | FALSE | IT | IT | Labour - External | 50% | 0 | 0 | 0 | 0 | 0 | 265.6511 | 408.6941 | 541.5196 | 521.0849 | 306.5206 | 0 | 0 | 0 | 0 | 0 | 0 | 0.66592 | 3.3262 | 10.0819 | 16.3118 | 13.532 | 0 | 0 | 0 | 0 | 0 | 0 | 5.7763 | 8.4671 | 11.0046 | 14.1612 | 10.0377 | 0 | 0 | 0 | 0 | 0 | 0 | 272.0934 | 420.4874 | 562.6062 | 551.5579 | 330.0903 | 0 | 0 | 0% | 0% | 0% | 0% | 0% | 0% | 0% | 0% | 0% | 0% | 0% | x | x | x | x | x | x | x | x | x | x | 0 | 0 | 0 | 265.6511 | 408.6941 | 541.5196 | 521.0849 | 306.5206 | 0 | 0 | 0 | 0 | 0 | 0.66592 | 3.3262 | 10.0819 | 16.3118 | 13.532 | 0 | 0 | 0 | 0 | 0 | 5.7763 | 8.4671 | 11.0046 | 14.1612 | 10.0377 | 0 | 0 | 0 | 0 | 0 | 272.0934 | 420.4874 | 562.6062 | 551.5579 | 330.0903 | 0 | 0
535 | TAM- Infra | Non Network - IT | IT | FALSE | In-house software | IT | Materials | 40% | 0 | 0 | 0 | 0 | 0 | 850.0837 | 1307.821 | 1732.8629 | 1667.4718 | 980.8658 | 0 | 0 | 0 | 0 | 0 | 0 | 0 | 0 | 0 | 0 | 0 | 0 | 0 | 0 | 0 | 0 | 0 | 18.438 | 26.876 | 34.5712 | 43.9403 | 30.7627 | 0 | 0 | 0 | 0 | 0 | 0 | 868.5217 | 1334.697 | 1767.4341 | 1711.4121 | 1011.6284 | 0 | 0 | 0% | 0% | 0% | 0% | 0% | 0% | 0% | 0% | 0% | 0% | 0% | x | x | x | x | x | x | x | x | x | x | 0 | 0 | 0 | 850.0837 | 1307.821 | 1732.8629 | 1667.4718 | 980.8658 | 0 | 0 | 0 | 0 | 0 | 0 | 0 | 0 | 0 | 0 | 0 | 0 | 0 | 0 | 0 | 18.438 | 26.876 | 34.5712 | 43.9403 | 30.7627 | 0 | 0 | 0 | 0 | 0 | 868.5217 | 1334.697 | 1767.4341 | 1711.4121 | 1011.6284 | 0 | 0
536 | TAM- Infra | Non Network - IT | IT | FALSE | In-house software | IT | Labour - Internal | 10% | 0 | 0 | 0 | 0 | 0 | 212.5209 | 326.9553 | 433.2157 | 416.868 | 245.2164 | 0 | 0 | 0 | 0 | 0 | 0 | 3.2133 | 6.6058 | 12.1989 | 16.4569 | 12.4865 | 0 | 0 | 0 | 0 | 0 | 0 | 4.6792 | 6.8547 | 8.8862 | 11.4187 | 8.0823 | 0 | 0 | 0 | 0 | 0 | 0 | 220.4135 | 340.4158 | 454.3008 | 444.7436 | 265.7852 | 0 | 0 | 0% | 0% | 0% | 0% | 0% | 0% | 0% | 0% | 0% | 0% | 0% | x | x | x | x | x | x | x | x | x | x | 0 | 0 | 0 | 212.5209 | 326.9553 | 433.2157 | 416.868 | 245.2164 | 0 | 0 | 0 | 0 | 0 | 3.2133 | 6.6058 | 12.1989 | 16.4569 | 12.4865 | 0 | 0 | 0 | 0 | 0 | 4.6792 | 6.8547 | 8.8862 | 11.4187 | 8.0823 | 0 | 0 | 0 | 0 | 0 | 220.4135 | 340.4158 | 454.3008 | 444.7436 | 265.7852 | 0 | 0
537 | TAM- Infra | Non Network - IT | IT | FALSE | In-house software | IT | Labour - External | 50% | 0 | 0 | 0 | 0 | 0 | 1062.6046 | 1634.7763 | 2166.0786 | 2084.3398 | 1226.0822 | 0 | 0 | 0 | 0 | 0 | 0 | 2.6637 | 13.3048 | 40.3276 | 65.2472 | 54.1282 | 0 | 0 | 0 | 0 | 0 | 0 | 23.1053 | 33.8684 | 44.0186 | 56.6448 | 40.1509 | 0 | 0 | 0 | 0 | 0 | 0 | 1088.3735 | 1681.9494 | 2250.4248 | 2206.2318 | 1320.3614 | 0 | 0 | 0% | 0% | 0% | 0% | 0% | 0% | 0% | 0% | 0% | 0% | 0% | x | x | x | x | x | x | x | x | x | x | 0 | 0 | 0 | 1062.6046 | 1634.7763 | 2166.0786 | 2084.3398 | 1226.0822 | 0 | 0 | 0 | 0 | 0 | 2.6637 | 13.3048 | 40.3276 | 65.2472 | 54.1282 | 0 | 0 | 0 | 0 | 0 | 23.1053 | 33.8684 | 44.0186 | 56.6448 | 40.1509 | 0 | 0 | 0 | 0 | 0 | 1088.3735 | 1681.9494 | 2250.4248 | 2206.2318 | 1320.3614 | 0 | 0
[7 empty] | Total |  |  | 124006.9762 | 63338.1493 | 134936.8639 | 124686.4289 | 169401.4347 | 170770.7308 | 169390.4828 | 133647.4801 | 103210.2873 |  |  | 0 | 220.4168 | -127.9752 | 32.1938 | 468.4585 | 1039.9418 | 2053.8246 | 2619.4251 | 2803.7777 |  |  | 0 | 3029.5949 | 8057.6262 | 6655.2682 | 7520.5178 | 8153.6411 | 8097.2116 | 8479.463 | 8523.2192 |  |  | 124006.9762 | 66588.1609 | 142866.515 | 131373.8909 | 177390.4111 | 179964.3137 | 179541.519 | 144746.3683 | 114537.2841 | [23 empty] | 20579.9154 | 211683.3427 | 139020.9118 | 98393.2851 | 263806.9108 | 147083.1427 | 167620.6973 | 103623.4939 |  |  | 93.6288 | -60.5492 | 45.348 | 274.5978 | 1179.3927 | 1723.4348 | 3013.0201 | 2813.2429 |  |  | 1286.9143 | 8244.3805 | 6069.0477 | 4069.8634 | 12541.9005 | 6916.1884 | 10268.3034 | 8557.0437 |  |  | 21960.4585 | 219867.174 | 145135.3075 | 102737.7463 | 277528.204 | 155722.7659 | 180902.0207 | 114993.7805

## Report¦Forecasts-$FY20
Back to contents
AusNet Services Forecast Transmission Capex Model (FY20 to FY29) v9
#VALUE!
Direct Capex by Cost Type (As Incurred)
| Item | $'000 FY20 | [12 empty] | Total (FY18 to FY22) | Total (FY23 to FY27) | Total | Difference between Regulatory Period Totals
|  | ACTUAL | ACTUAL | ACTUAL | ACTUAL | FORECAST | FORECAST | FORECAST | FORECAST | FORECAST | FORECAST | FORECAST | FORECAST | FORECAST
|  | LTD | FY18 | FY19 | FY20 | FY21 | FY22 | FY23 | FY24 | FY25 | FY26 | FY27 | FY28 | FY29 |  |  |  | $ | %
| Labour - Internal | 11856.4465 |  |  |  | 13320.0811 | 12151.4837 | 16441.5571 | 16657.4652 | 16651.6661 | 13282.6353 | 10370.537 | 703.1885 | 2790.9087 | 25471.5648 | 73403.8606 | 114225.969 | 47932.2957 | 188.2%
| Labour - External | 59282.2324 |  |  |  | 66183.1706 | 60075.7024 | 81186.3118 | 82302.3249 | 82485.7064 | 65890.9421 | 51518.4964 | 3498.2765 | 13904.2795 | 126258.8729 | 363383.7815 | 566327.4429 | 237124.9086 | 187.8%
| Materials | 47425.7859 |  |  |  | 53086.0799 | 48130.7452 | 64786.6469 | 65310.3267 | 64782.4584 | 51112.7437 | 39472.2067 | 2647.3241 | 10392.6479 | 101216.8251 | 285464.3824 | 447146.9655 | 184247.5572 | 182%
| Total | 118564.4648 |  |  |  | 132589.3316 | 120357.9313 | 162414.5158 | 164270.1168 | 163919.8309 | 130286.321 | 101361.24 | 6848.7891 | 27087.8361 | 252947.2629 | 722252.0245 | 1127700.3775 | 469304.7616 | 185.5%
Direct Capex by Cost Type (As Commissioned)
| Item | $'000 FY20 | [12 empty] | Total (FY18 to FY22) | Total (FY23 to FY27) | Total | Difference between Regulatory Period Totals
|  | ACTUAL | ACTUAL | ACTUAL | ACTUAL | FORECAST | FORECAST | FORECAST | FORECAST | FORECAST | FORECAST | FORECAST | FORECAST | FORECAST
|  | LTD | FY18 | FY19 | FY20 | FY21 | FY22 | FY23 | FY24 | FY25 | FY26 | FY27 | FY28 | FY29 |  |  |  | $ | %
| Labour - Internal |  |  |  |  | 20874.7047 | 13519.2823 | 9551.2744 | 25650.7811 | 14451.3641 | 16619.941 | 10411.8669 | 536.4339 | 2980.7501 | 34393.987 | 76685.2276 | 114596.3986 | 42291.2405 | 123%
| Labour - External |  |  |  |  | 103984.596 | 67020.5712 | 47156.2277 | 126814.1025 | 71573.1396 | 82419.2619 | 51723.2592 | 2669.273 | 14848.7174 | 171005.1671 | 379685.9909 | 568209.1485 | 208680.8238 | 122%
| Materials |  |  |  |  | 83279.2353 | 53664.0607 | 37629.9707 | 100891.502 | 56251.1389 | 64105.6137 | 39630.2353 | 2024.9673 | 11107.3522 | 136943.296 | 298508.4605 | 448584.0761 | 161565.1645 | 118%
| Total |  |  |  |  | 208138.5361 | 134203.9141 | 94337.4728 | 253356.3856 | 142275.6426 | 163144.8166 | 101765.3614 | 5230.6743 | 28936.8198 | 342342.4502 | 754879.679 | 1131389.6232 | 412537.2288 | 120.5%
Total Capex by Asset Class, incl. Overheads (As Incurred)
| Item | $'000 FY20 | [12 empty] | Total (FY18 to FY22) | Total (FY23 to FY27) | Total | Difference between Regulatory Period Totals
|  | ACTUAL | ACTUAL | ACTUAL | ACTUAL | FORECAST | FORECAST | FORECAST | FORECAST | FORECAST | FORECAST | FORECAST | FORECAST | FORECAST
|  | LTD | FY18 | FY19 | FY20 | FY21 | FY22 | FY23 | FY24 | FY25 | FY26 | FY27 | FY28 | FY29 |  |  |  | $ | %
| Secondary | 7045.3354 | 22199.322 | 15151.5403 | 19984.2953 | 13490.1421 | 15506.4926 | 14036.6271 | 13791.7616 | 13142.9563 | 10599.3787 | 8881.0558 | 127.3691 | 1668.2023 | 86331.7923 | 60451.7795 | 155624.4784 | -25880.0128 | -29.98%
| Switchgear | 73517.3117 | 42092.511 | 47505.8647 | 40215.217 | 41130.3079 | 28313.601 | 43756.6626 | 38098.1109 | 37838.0091 | 28438.0683 | 18434.2508 | 2972.8951 | 9056.4425 | 199257.5016 | 166565.1017 | 451369.2526 | -32692.3999 | -16.41%
| Transformers | 21953.9778 | 30290.6153 | 24140.0487 | 11458.4831 | 13058.6647 | 20147.1899 | 34127.2915 | 39810.0024 | 38531.7831 | 27793.9029 | 16858.0068 | 739.8174 | 9689.6773 | 99095.0016 | 157120.9868 | 288599.4609 | 58025.9852 | 58.56%
| Reactive | 0 | -9.0999 | 1761.8102 | 4528.0743 | 9425.8966 | 242.542 | 0 | 0 | 0 | 0 | 0 | 0 | 0 | 15949.2231 | 0 | 15949.2231 | -15949.2231 | -100%
| Towers and Conductor | 3114.5923 | 6102.9607 | 5682.7291 | 16565.9538 | 21797.455 | 14476.0681 | 11546.4543 | 12165.2426 | 12188.2336 | 11790.1095 | 11352.8928 | 48.6387 | 637.0396 | 64625.1667 | 59042.9328 | 127468.3701 | -5582.2339 | -8.638%
| Establishment | 12899.6731 | 16452.9615 | 20231.8299 | 19565.8956 | 8277.9329 | 6879.8524 | 19558.7497 | 20933.2519 | 20613.0333 | 16019.2859 | 10854.6753 | 354.552 | 4643.7062 | 71408.4725 | 87978.9961 | 177285.3998 | 16570.5236 | 23.21%
| Communications | 33.5746 | 6930.0517 | 19363.7056 | 25978.457 | 11744.0655 | 19773.5181 | 18798.0426 | 18549.425 | 19080.51 | 18511.882 | 19522.8067 | 0 | 0 | 83789.7979 | 94462.6662 | 178286.0387 | 10672.8684 | 12.74%
| Inventory | 0 | 1574.8294 | -637.2642 | 1275.2103 | 0 | 0 | 0 | 0 | 0 | 0 | 0 | 0 | 0 | 2212.7755 | 0 | 2212.7755 | -2212.7755 | -100%
| IT | 0 | 9787.6307 | 12298.8241 | 11993.9702 | 19091.3255 | 17144.2562 | 3445.9172 | 3523.279 | 3703.661 | 2874.6072 | 2481.8306 | 0 | 0 | 70316.0067 | 16029.2951 | 86345.3017 | -54286.7116 | -77.2%
| Vehicles | 0 | 730.9185 | 570.8415 | 0 | 389.6301 | 2150.5551 | 1163.2078 | 1524.2259 | 1771.2184 | 1172.5394 | 1217.1913 | 760.7185 | 766.4174 | 3841.9452 | 6848.3829 | 12217.464 | 3006.4376 | 78.25%
| Other (Non-Network) | 0 | 564.9672 | 829.8417 | 935.6886 | 521.1623 | 556.7991 | 563.0946 | 556.8823 | 621.5628 | 572.5015 | 584.9343 | 497.3399 | 501.0657 | 3408.4589 | 2898.9755 | 7305.84 | -509.4834 | -14.95%
| Premises | 0 | 1294.4781 | 648.8126 | 4437.6154 | 1587.7108 | 1589.6283 | 1846.8301 | 1992.3944 | 2284.0266 | 1887.7218 | 1955.598 | 1591.569 | 1603.4923 | 9558.2452 | 9966.5708 | 22719.8774 | 408.3256 | 4.272%
| Land | 0 | 0 | 0 | 0 | 0 | 0 | 0 | 0 | 0 | 0 | 0 | 0 | 0 | 0 | 0 | 0 | 0 | NA
| Easements | 0 | 0 | 0 | 0 | 0 | 0 | 0 | 0 | 0 | 0 | 0 | 0 | 0 | 0 | 0 | 0 | 0 | NA
| Equity raising costs (2003-08) | 0 | 0 | 0 | 0 | 0 | 0 | 0 | 0 | 0 | 0 | 0 | 0 | 0 | 0 | 0 | 0 | 0 | NA
| Inventory Adjustment (Other non-network) | 0 | -1574.8294 | 637.2642 | -1275.2103 | 0 | 0 | 0 | 0 | 0 | 0 | 0 | 0 | 0 | -2212.7755 | 0 | -2212.7755 | 2212.7755 | -100%
| Accelerated Depr | 0 | 0 | 0 | 0 | 0 | 0 | 0 | 0 | 0 | 0 | 0 | 0 | 0 | 0 | 0 | 0 | 0 | NA
| Insulators | 0 | 0 | 0 | 0 | 0 | 0 | 5359.9319 | 5398.1754 | 5431.8286 | 5557.1604 | 5714.3202 | 0 | 0 | 0 | 27461.4165 | 27461.4165 | 27461.4165 | NA
| Instrument Transformers | 0 | 0 | 0 | 0 | 0 | 0 | 1618.4892 | 1630.0373 | 1640.1992 | 1678.0445 | 1725.5006 | 0 | 0 | 0 | 8292.2709 | 8292.2709 | 8292.2709 | NA
| Capitalised Leases | 0 | 0 | 0 | 44322.9786 | 0 | 0 | 0 | 0 | 0 | 0 | 0 | 0 | 0 | 44322.9786 | 0 | 44322.9786 | -44322.9786 | -100%
| Spare straight-line tax asset class | 0 | 0 | 0 | 0 | 0 | 0 | 0 | 0 | 0 | 0 | 0 | 0 | 0 | 0 | 0 | 0 | 0 | NA
| Buildings | 0 | 0 | 0 | 0 | 0 | 0 | 0 | 0 | 0 | 0 | 0 | 0 | 0 | 0 | 0 | 0 | 0 | NA
| In-house software | 0 | 0 | 0 | 0 | 0 | 0 | 13783.6688 | 14093.116 | 14814.6441 | 11498.4287 | 9927.3226 | 0 | 0 | 0 | 64117.1802 | 64117.1802 | 64117.1802 | NA
| Equity raising costs | 0 | 0 | 0 | 0 | 0 | 0 | 0 | 0 | 0 | 0 | 0 | 0 | 0 | 0 | 0 | 0 | 0 | NA
| Total | 118564.4648 | 136437.3168 | 148185.8483 | 199986.6288 | 140514.2933 | 126780.5031 | 169604.9675 | 172065.9047 | 171661.666 | 138393.631 | 109510.3858 | 7092.8996 | 28566.0433 | 751904.5902 | 761236.5549 | 1667364.5529 | 9331.9646 | 1.241%
Total Capex by Asset Class, incl. Overheads (As Commissioned)
| Item | $'000 FY20 | [12 empty] | Total (FY18 to FY22) | Total (FY23 to FY27) | Total | Difference between Regulatory Period Totals
|  | ACTUAL | ACTUAL | ACTUAL | ACTUAL | FORECAST | FORECAST | FORECAST | FORECAST | FORECAST | FORECAST | FORECAST | FORECAST | FORECAST
|  | LTD | FY18 | FY19 | FY20 | FY21 | FY22 | FY23 | FY24 | FY25 | FY26 | FY27 | FY28 | FY29 |  |  |  | $ | %
| Secondary |  | 15721.6916 | 13229.8741 | 24412.3356 | 17779.9163 | 16759.34 | 8393.258 | 21394.1959 | 11675.4952 | 12853.5514 | 8881.0101 | 0 | 1795.5713 | 87903.1576 | 63197.5106 | 152896.2395 | -24705.6469 | -28.11%
| Switchgear |  | 23337.0097 | 21954.2793 | 52185.9464 | 97790.9676 | 37990.8409 | 17334.5688 | 74176.5358 | 29703.3291 | 40523.8085 | 18871.1677 | 2512.2947 | 9747.9117 | 233259.044 | 180609.4099 | 426128.6603 | -52649.6341 | -22.57%
| Transformers |  | 21974.2436 | 39127.9476 | 15517.1182 | 23549.1029 | 18796.792 | 8041.397 | 70700.6686 | 30006.7367 | 40887.1629 | 16857.7415 | 0 | 10429.4947 | 118965.2042 | 166493.7067 | 295888.4056 | 47528.5024 | 39.95%
| Reactive |  | 243.2649 | 806.7319 | 1804.0744 | 9425.8966 | 242.542 | 0 | 0 | 0 | 0 | 0 | 0 | 0 | 12522.5099 | 0 | 12522.5099 | -12522.5099 | -100%
| Towers and Conductor |  | 25635.5363 | 9572.1638 | 20912.5152 | 22023.9716 | 14237.016 | 9941.8026 | 13887.9714 | 11627.738 | 12650.9148 | 11352.8753 | 0 | 685.6783 | 92381.2029 | 59461.3021 | 152528.1833 | -32919.9008 | -35.63%
| Establishment |  | 16167.4458 | 10681.4432 | 21181.2805 | 12284.6646 | 10788.8352 | 7993.4078 | 37860.7791 | 16527.328 | 22294.1338 | 10854.5482 | 0 | 4998.2582 | 71103.6693 | 95530.1969 | 171632.1244 | 24426.5276 | 34.35%
| Communications |  | 1906.7556 | 6888.5742 | 29753.6984 | 11802.829 | 19804.1573 | 18743.1412 | 18609.5765 | 19080.5205 | 18511.882 | 19522.8067 | 0 | 0 | 70156.0145 | 94467.927 | 164623.9415 | 24311.9124 | 34.65%
| Inventory |  | 1574.8294 | -637.2642 | 1275.2103 | 0 | 0 | 0 | 0 | 0 | 0 | 0 | 0 | 0 | 2212.7755 | 0 | 2212.7755 | -2212.7755 | -100%
| IT |  | 6094.8175 | 13501.9523 | 11865.3063 | 19091.3255 | 17144.2562 | 3445.9172 | 3523.279 | 3703.661 | 2874.6072 | 2481.8306 | 0 | 0 | 67697.6578 | 16029.2951 | 83726.9529 | -51668.3628 | -76.32%
| Vehicles |  | 378.6574 | 1196.0272 | 74.0462 | 389.6301 | 2150.5551 | 1163.2078 | 1524.2259 | 1771.2184 | 1172.5394 | 1217.1913 | 760.7185 | 766.4174 | 4188.916 | 6848.3829 | 12564.4348 | 2659.4669 | 63.49%
| Other (Non-Network) |  | 1568.7807 | 2853.6801 | 2821.795 | 521.1623 | 556.7991 | 563.0946 | 556.8823 | 621.5628 | 572.5015 | 584.9343 | 497.3399 | 501.0657 | 8322.2172 | 2898.9755 | 12219.5983 | -5423.2417 | -65.17%
| Premises |  | 0 | 0 | 0 | 1587.7108 | 1589.6283 | 1846.8301 | 1992.3944 | 2284.0266 | 1887.7218 | 1955.598 | 1591.569 | 1603.4923 | 3177.3391 | 9966.5708 | 16338.9713 | 6789.2317 | 213.7%
| Land |  | 0 | 0 | 0 | 0 | 0 | 0 | 0 | 0 | 0 | 0 | 0 | 0 | 0 | 0 | 0 | 0 | NA
| Easements |  | 0 | 0 | 0 | 0 | 0 | 0 | 0 | 0 | 0 | 0 | 0 | 0 | 0 | 0 | 0 | 0 | NA
| Equity raising costs (2003-08) |  | 0 | 0 | 0 | 0 | 0 | 0 | 0 | 0 | 0 | 0 | 0 | 0 | 0 | 0 | 0 | 0 | NA
| Inventory Adjustment (Other non-network) |  | -1574.8294 | 637.2642 | -1275.2103 | 0 | 0 | 0 | 0 | 0 | 0 | 0 | 0 | 0 | -2212.7755 | 0 | -2212.7755 | 2212.7755 | -100%
| Accelerated Depr |  | 0 | 0 | 0 | 0 | 0 | 0 | 0 | 0 | 0 | 0 | 0 | 0 | 0 | 0 | 0 | 0 | NA
| Insulators |  | 0 | 0 | 0 | 0 | 0 | 5359.9319 | 5398.1754 | 5431.8286 | 5557.1604 | 5714.3202 | 0 | 0 | 0 | 27461.4165 | 27461.4165 | 27461.4165 | NA
| Instrument Transformers |  | 0 | 0 | 0 | 0 | 0 | 1618.4892 | 1630.0373 | 1640.1992 | 1678.0445 | 1725.5006 | 0 | 0 | 0 | 8292.2709 | 8292.2709 | 8292.2709 | NA
| Capitalised Leases |  | 0 | 0 | 44322.9786 | 0 | 0 | 0 | 0 | 0 | 0 | 0 | 0 | 0 | 44322.9786 | 0 | 44322.9786 | -44322.9786 | -100%
| Spare straight-line tax asset class |  | 0 | 0 | 0 | 0 | 0 | 0 | 0 | 0 | 0 | 0 | 0 | 0 | 0 | 0 | 0 | 0 | NA
| Buildings |  | 0 | 0 | 0 | 0 | 0 | 0 | 0 | 0 | 0 | 0 | 0 | 0 | 0 | 0 | 0 | 0 | NA
| In-house software |  | 0 | 0 | 0 | 0 | 0 | 13783.6688 | 14093.116 | 14814.6441 | 11498.4287 | 9927.3226 | 0 | 0 | 0 | 64117.1802 | 64117.1802 | 64117.1802 | NA
| Equity raising costs |  | 0 | 0 | 0 | 0 | 0 | 0 | 0 | 0 | 0 | 0 | 0 | 0 | 0 | 0 | 0 | 0 | NA
| Total |  | 113028.2031 | 119812.6737 | 224851.0949 | 216247.1772 | 140060.7623 | 98228.715 | 265347.8377 | 148888.2882 | 172962.457 | 109946.8471 | 5361.922 | 30527.8897 | 813999.9112 | 795374.145 | 1645263.8679 | -18625.7662 | -2.288%
Total Capex by Driver, incl. Overheads (As Incurred)
| Item | $'000 FY20 | [12 empty] | Total (FY18 to FY22) | Total (FY23 to FY27) | Total | Difference between Regulatory Period Totals
|  | ACTUAL | ACTUAL | ACTUAL | ACTUAL | FORECAST | FORECAST | FORECAST | FORECAST | FORECAST | FORECAST | FORECAST | FORECAST | FORECAST
|  | LTD | FY18 | FY19 | FY20 | FY21 | FY22 | FY23 | FY24 | FY25 | FY26 | FY27 | FY28 | FY29 |  |  |  | $ | %
| Replacement - Major Station CBD | 67395.8608 | 51822.9722 | 46616.5263 | 12154.1885 | 17185.5633 | 6567.5763 | 10012.3792 | 0 | 0 | 0 | 0 | 0 | 0 | 134346.8267 | 10012.3792 | 211755.0667 | -124334.4475 | -92.55%
| Replacement - Major Station | 51168.604 | 30456.3268 | 43317.7277 | 56301.9921 | 39885.1212 | 38081.338 | 87268.952 | 100439.9206 | 97782.4801 | 69505.164 | 40534.4511 | 4243.2723 | 25695.0678 | 208042.5058 | 395530.9678 | 684680.4178 | 187488.462 | 90.12%
| Replacement - Other | 0 | 35262.7212 | 35749.266 | 57390.8289 | 59039.7302 | 47940.2229 | 43024.9529 | 42138.1574 | 40750.0041 | 35531.612 | 42604.8506 | 0 | 0 | 235382.7692 | 204049.577 | 439432.3462 | -31333.1922 | -13.31%
| Security and Compliance | 0 | 6523.8978 | 5560.4619 | 7530.1807 | 2814.0499 | 12750.1271 | 8495.965 | 7797.929 | 9934.069 | 15351.0563 | 10204.2072 | 0 | 0 | 35178.7174 | 51783.2264 | 86961.9439 | 16604.509 | 47.2%
| Non Network - Other | 0 | 564.9672 | 829.8417 | 935.6886 | 521.1623 | 556.7991 | 563.0946 | 556.8823 | 621.5628 | 572.5015 | 584.9343 | 497.3399 | 501.0657 | 3408.4589 | 2898.9755 | 7305.84 | -509.4834 | -14.95%
| Non Network - Vehicles | 0 | 730.9185 | 570.8415 | 0 | 389.6301 | 2150.5551 | 1163.2078 | 1524.2259 | 1771.2184 | 1172.5394 | 1217.1913 | 760.7185 | 766.4174 | 3841.9452 | 6848.3829 | 12217.464 | 3006.4376 | 78.25%
| Non Network - Premises | 0 | 1294.4781 | 648.8126 | 4437.6154 | 1587.7108 | 1589.6283 | 1846.8301 | 1992.3944 | 2284.0266 | 1887.7218 | 1955.598 | 1591.569 | 1603.4923 | 9558.2452 | 9966.5708 | 22719.8774 | 408.3256 | 4.272%
| Non Network - IT | 0 | 9787.6307 | 12298.8241 | 11993.9702 | 19091.3255 | 17144.2562 | 17229.586 | 17616.3951 | 18518.3051 | 14373.0359 | 12409.1532 | 0 | 0 | 70316.0067 | 80146.4753 | 150462.4819 | 9830.4686 | 13.98%
| Capitalised Leases | 0 | 0 | 0 | 44322.9786 | 0 | 0 | 0 | 0 | 0 | 0 | 0 | 0 | 0 | 44322.9786 | 0 | 44322.9786 | -44322.9786 | -100%
| Total | 118564.4648 | 136443.9125 | 145592.3018 | 195067.443 | 140514.2933 | 126780.5031 | 169604.9675 | 172065.9047 | 171661.666 | 138393.631 | 109510.3858 | 7092.8996 | 28566.0433 | 744398.4538 | 761236.5549 | 1659858.4164 | 16838.1011 | 2.262%
| NCIPAP |  | FY18: -6.4773; FY19: 2593.5464; FY20: 5011.6301 | 7598.6992 | 0 | 7598.6992 | -7598.6992 | -100%
| Total including NCIPAP | 118564.4648 | 136437.4352 | 148185.8483 | 200079.0731 | 140514.2933 | 126780.5031 | 169604.9675 | 172065.9047 | 171661.666 | 138393.631 | 109510.3858 | 7092.8996 | 28566.0433 | 751997.153 | 761236.5549 | 1667457.1156 | 9239.4019 | 1.229%
Total Capex by Driver, incl. Overheads (As Commissioned)
| Item | $'000 FY20 | [12 empty] | Total (FY18 to FY22) | Total (FY23 to FY27) | Total | Difference between Regulatory Period Totals
|  | ACTUAL | ACTUAL | ACTUAL | ACTUAL | FORECAST | FORECAST | FORECAST | FORECAST | FORECAST | FORECAST | FORECAST | FORECAST | FORECAST
|  | LTD | FY18 | FY19 | FY20 | FY21 | FY22 | FY23 | FY24 | FY25 | FY26 | FY27 | FY28 | FY29 |  |  |  | $ | %
| Replacement - Major Station CBD |  |  |  |  | 22903.7441 | 30147.5744 | 11192.7005 | 16402.7312 | 0 | 0 | 0 | 0 | 0 | 53051.3185 | 27595.4317 | 80646.7502 | -25455.8867 | -47.98%
| Replacement - Major Station |  |  |  |  | 109899.8244 | 27781.5991 | 14712.3782 | 177319.1224 | 75009.1023 | 104073.99 | 40970.9125 | 2512.2947 | 27656.9142 | 137681.4235 | 412085.5053 | 579936.1377 | 274404.0819 | 199.3%
| Replacement - Other |  |  |  |  | 59039.7302 | 47940.2229 | 43024.9529 | 42138.1574 | 40750.0041 | 35531.612 | 42604.8506 | 0 | 0 | 106979.9531 | 204049.577 | 311029.5301 | 97069.6239 | 90.74%
| Security and Compliance |  |  |  |  | 2814.0499 | 12750.1271 | 8495.965 | 7797.929 | 9934.069 | 15351.0563 | 10204.2072 | 0 | 0 | 15564.177 | 51783.2264 | 67347.4035 | 36219.0494 | 232.7%
| Non Network - Other |  |  |  |  | 521.1623 | 556.7991 | 563.0946 | 556.8823 | 621.5628 | 572.5015 | 584.9343 | 497.3399 | 501.0657 | 1077.9614 | 2898.9755 | 4975.3425 | 1821.0141 | 168.9%
| Non Network - Vehicles |  |  |  |  | 389.6301 | 2150.5551 | 1163.2078 | 1524.2259 | 1771.2184 | 1172.5394 | 1217.1913 | 760.7185 | 766.4174 | 2540.1852 | 6848.3829 | 10915.704 | 4308.1976 | 169.6%
| Non Network - Premises |  |  |  |  | 1587.7108 | 1589.6283 | 1846.8301 | 1992.3944 | 2284.0266 | 1887.7218 | 1955.598 | 1591.569 | 1603.4923 | 3177.3391 | 9966.5708 | 16338.9713 | 6789.2317 | 213.7%
| Non Network - IT |  |  |  |  | 19091.3255 | 17144.2562 | 17229.586 | 17616.3951 | 18518.3051 | 14373.0359 | 12409.1532 | 0 | 0 | 36235.5817 | 80146.4753 | 116382.057 | 43910.8935 | 121.2%
| Capitalised Leases |  |  |  |  | 0 | 0 | 0 | 0 | 0 | 0 | 0 | 0 | 0 | 0 | 0 | 0 | 0 | NA
| Total |  |  |  |  | 216247.1772 | 140060.7623 | 98228.715 | 265347.8377 | 148888.2882 | 172962.457 | 109946.8471 | 5361.922 | 30527.8897 | 356307.9395 | 795374.145 | 1187571.8962 | 439066.2055 | 123.2%
Major Station Replacement Capex incl Overheads (As Incurred)
| Item | $'000 FY20 | [12 empty] | Total (FY18 to FY22) | Total (FY23 to FY27) | Total | Difference between Regulatory Period Totals
|  | ACTUAL | ACTUAL | ACTUAL | ACTUAL | FORECAST | FORECAST | FORECAST | FORECAST | FORECAST | FORECAST | FORECAST | FORECAST | FORECAST
|  | LTD | FY18 | FY19 | FY20 | FY21 | FY22 | FY23 | FY24 | FY25 | FY26 | FY27 | FY28 | FY29 |  |  |  | $ | %
| Major Station | 118564.4648 | 80802.1123 | 89934.2541 | 69746.6472 | 57070.6846 | 44648.9143 | 97281.3312 | 100439.9206 | 97782.4801 | 69505.164 | 40534.4511 | 4243.2723 | 25695.0678 | 342202.6124 | 405543.347 | 896248.7644 | 63340.7345 | 18.51%
| Total | 118564.4648 | 80802.1123 | 89934.2541 | 69746.6472 | 57070.6846 | 44648.9143 | 97281.3312 | 100439.9206 | 97782.4801 | 69505.164 | 40534.4511 | 4243.2723 | 25695.0678 | 342202.6124 | 405543.347 | 896248.7644 | 63340.7345 | 18.51%
Major Station Replacement Capex incl Overheads (As Commissioned)
| Item | $'000 FY20 | [12 empty] | Total (FY18 to FY22) | Total (FY23 to FY27) | Total | Difference between Regulatory Period Totals
|  | ACTUAL | ACTUAL | ACTUAL | ACTUAL | FORECAST | FORECAST | FORECAST | FORECAST | FORECAST | FORECAST | FORECAST | FORECAST | FORECAST
|  | LTD | FY18 | FY19 | FY20 | FY21 | FY22 | FY23 | FY24 | FY25 | FY26 | FY27 | FY28 | FY29 |  |  |  | $ | %
| Major Station |  |  |  |  | 132803.5685 | 57929.1734 | 25905.0786 | 193721.8536 | 75009.1023 | 104073.99 | 40970.9125 | 2512.2947 | 27656.9142 | 190732.7419 | 439680.9371 | 660582.8879 | 851315.6298 | 130.5%
| Total |  |  |  |  | 132803.5685 | 57929.1734 | 25905.0786 | 193721.8536 | 75009.1023 | 104073.99 | 40970.9125 | 2512.2947 | 27656.9142 | 190732.7419 | 439680.9371 | 660582.8879 | 851315.6298 | 130.5%
Other Replacement Capex incl Overheads (As Incurred)
| Item | $'000 FY20 | [12 empty] | Total (FY18 to FY22) | Total (FY23 to FY27) | Total | Difference between Regulatory Period Totals
|  | ACTUAL | ACTUAL | ACTUAL | ACTUAL | FORECAST | FORECAST | FORECAST | FORECAST | FORECAST | FORECAST | FORECAST | FORECAST | FORECAST
|  | LTD | FY18 | FY19 | FY20 | FY21 | FY22 | FY23 | FY24 | FY25 | FY26 | FY27 | FY28 | FY29 |  |  |  | $ | %
| Lines | 0 | 323.9946 | 346.4093 | 346.4093 | 20856.378 | 6929.1224 | 9255.4463 | 9321.4847 | 9379.5964 | 9596.0174 | 9867.3984 | 0 | 0 | 28802.3137 | 47419.9432 | 76222.2569 | 18617.6295 | 64.64%
| Stations | 0 | 14940.4309 | 10271.0368 | 10271.0368 | 18760.9765 | 14685.0528 | 9816.3914 | 8285.67 | 8337.3244 | 8529.6964 | 8770.9212 | 0 | 0 | 68928.5338 | 43740.0034 | 112668.5372 | -25188.5304 | -36.54%
| Secondary & Protection | 0 | 17103.4515 | 10163.0386 | 10163.0386 | 8472.8589 | 11385.1092 | 6028.3469 | 6071.3597 | 6109.2096 | 6250.171 | 6426.9295 | 0 | 0 | 57287.4967 | 30886.0166 | 88173.5134 | -26401.4801 | -46.09%
| Communications | 0 | 2259.8115 | 15618.9856 | 15618.9856 | 10949.5168 | 14940.9385 | 17924.7683 | 18459.643 | 16923.8738 | 11155.7271 | 17539.6015 | 0 | 0 | 59388.2381 | 82003.6137 | 141391.8518 | 22615.3756 | 38.08%
| Total | 0 | 34627.6885 | 36399.4704 | 36399.4704 | 59039.7302 | 47940.2229 | 43024.9529 | 42138.1574 | 40750.0041 | 35531.612 | 42604.8506 | 0 | 0 | 214406.5823 | 204049.577 | 418456.1593 | -10357.0053 | -4.831%
Other Replacement Capex incl Overheads (As Commissioned)
| Item | $'000 FY20 | [12 empty] | Total (FY18 to FY22) | Total (FY23 to FY27) | Total | Difference between Regulatory Period Totals
|  | ACTUAL | ACTUAL | ACTUAL | ACTUAL | FORECAST | FORECAST | FORECAST | FORECAST | FORECAST | FORECAST | FORECAST | FORECAST | FORECAST
|  | LTD | FY18 | FY19 | FY20 | FY21 | FY22 | FY23 | FY24 | FY25 | FY26 | FY27 | FY28 | FY29 |  |  |  | $ | %
| Lines |  |  |  |  | 20856.378 | 6929.1224 | 9255.4463 | 9321.4847 | 9379.5964 | 9596.0174 | 9867.3984 | 0 | 0 | 27785.5004 | 47419.9432 | 75205.4436 | 19634.4428 | 70.66%
| Stations |  |  |  |  | 18760.9765 | 14685.0528 | 9816.3914 | 8285.67 | 8337.3244 | 8529.6964 | 8770.9212 | 0 | 0 | 33446.0293 | 43740.0034 | 77186.0327 | 10293.9741 | 30.78%
| Secondary & Protection |  |  |  |  | 8472.8589 | 11385.1092 | 6028.3469 | 6071.3597 | 6109.2096 | 6250.171 | 6426.9295 | 0 | 0 | 19857.968 | 30886.0166 | 50743.9847 | 11028.0486 | 55.53%
| Communications |  |  |  |  | 10949.5168 | 14940.9385 | 17924.7683 | 18459.643 | 16923.8738 | 11155.7271 | 17539.6015 | 0 | 0 | 25890.4553 | 82003.6137 | 107894.0691 | 56113.1584 | 216.7%
| Total |  |  |  |  | 59039.7302 | 47940.2229 | 43024.9529 | 42138.1574 | 40750.0041 | 35531.612 | 42604.8506 | 0 | 0 | 106979.9531 | 204049.577 | 311029.5301 | 97069.6239 | 90.74%
Security & Compliance Capex incl Overheads (As Incurred)
| Item | $'000 FY20 | [12 empty] | Total (FY18 to FY22) | Total (FY23 to FY27) | Total | Difference between Regulatory Period Totals
|  | ACTUAL | ACTUAL | ACTUAL | ACTUAL | FORECAST | FORECAST | FORECAST | FORECAST | FORECAST | FORECAST | FORECAST | FORECAST | FORECAST
|  | LTD | FY18 | FY19 | FY20 | FY21 | FY22 | FY23 | FY24 | FY25 | FY26 | FY27 | FY28 | FY29 |  |  |  | $ | %
| Instrument Transformers | 0 | 0 | 0 | 0 | 0 | 0 | 0 | 0 | 0 | 0 | 0 | 0 | 0 | 0 | 0 | 0 | 0 | NA
| Fire protection systems | 0 | 883.3438 | 522.6706 | 522.6706 | 989.9909 | 0 | 493.9545 | 497.4789 | 500.5803 | 512.1305 | 526.6138 | 0 | 0 | 2918.6758 | 2530.758 | 5449.4338 | -387.9178 | -13.29%
| Infrastructure security | 0 | 3365.2648 | 2352.5269 | 2352.5269 | 362.8579 | 876.4445 | 1313.7088 | 1323.0822 | 1331.3305 | 1362.0491 | 1400.5687 | 0 | 0 | 9309.6211 | 6730.7393 | 16040.3605 | -2578.8818 | -27.7%
| Structure Fall Arrests | 0 | 2260.8303 | 2413.658 | 2413.658 | 0 | 1761.4614 | 543.5602 | 547.4385 | 550.8513 | 563.5614 | 579.4993 | 0 | 0 | 8849.6078 | 2784.9107 | 11634.5185 | -6064.697 | -68.53%
| Insulators | 0 | 1299.035 | 23.4336 | 23.4336 | 714.4073 | 5305.6067 | 5359.9319 | 5398.1754 | 5431.8286 | 5557.1604 | 5714.3202 | 0 | 0 | 7365.9162 | 27461.4165 | 34827.3327 | 20095.5003 | 272.8%
| Communications (S&C) | 0 | 136.526 | 376.9749 | 376.9749 | 746.7938 | 4806.6144 | 784.8096 | 31.754 | 2119.4782 | 7356.1549 | 1983.2052 | 0 | 0 | 6443.884 | 12275.4019 | 18719.2859 | 5831.518 | 90.5%
| Total | 0 | 7945 | 5689.2639 | 5689.2639 | 2814.0499 | 12750.1271 | 8495.965 | 7797.929 | 9934.069 | 15351.0563 | 10204.2072 | 0 | 0 | 34887.7049 | 51783.2264 | 86670.9313 | 16895.5216 | 48.43%
Security & Compliance Capex incl Overheads (As Commissioned)
| Item | $'000 FY20 | [12 empty] | Total (FY18 to FY22) | Total (FY23 to FY27) | Total | Difference between Regulatory Period Totals
|  | ACTUAL | ACTUAL | ACTUAL | ACTUAL | FORECAST | FORECAST | FORECAST | FORECAST | FORECAST | FORECAST | FORECAST | FORECAST | FORECAST
|  | LTD | FY18 | FY19 | FY20 | FY21 | FY22 | FY23 | FY24 | FY25 | FY26 | FY27 | FY28 | FY29 |  |  |  | $ | %
| Instrument Transformers |  |  |  |  | 0 | 0 | 0 | 0 | 0 | 0 | 0 | 0 | 0 | 0 | 0 | 0 | 0 | NA
| Fire protection systems |  |  |  |  | 989.9909 | 0 | 493.9545 | 497.4789 | 500.5803 | 512.1305 | 526.6138 | 0 | 0 | 989.9909 | 2530.758 | 3520.7489 | 1540.7671 | 155.6%
| Infrastructure security |  |  |  |  | 362.8579 | 876.4445 | 1313.7088 | 1323.0822 | 1331.3305 | 1362.0491 | 1400.5687 | 0 | 0 | 1239.3025 | 6730.7393 | 7970.0418 | 5491.4369 | 443.1%
| Structure Fall Arrests |  |  |  |  | 0 | 1761.4614 | 543.5602 | 547.4385 | 550.8513 | 563.5614 | 579.4993 | 0 | 0 | 1761.4614 | 2784.9107 | 4546.3721 | 1023.4493 | 58.1%
| Insulators |  |  |  |  | 714.4073 | 5305.6067 | 5359.9319 | 5398.1754 | 5431.8286 | 5557.1604 | 5714.3202 | 0 | 0 | 6020.014 | 27461.4165 | 33481.4305 | 21441.4024 | 356.2%
| Communications (S&C) |  |  |  |  | 746.7938 | 4806.6144 | 784.8096 | 31.754 | 2119.4782 | 7356.1549 | 1983.2052 | 0 | 0 | 5553.4082 | 12275.4019 | 17828.8101 | 6721.9937 | 121%
| Total |  |  |  |  | 2814.0499 | 12750.1271 | 8495.965 | 7797.929 | 9934.069 | 15351.0563 | 10204.2072 | 0 | 0 | 15564.177 | 51783.2264 | 67347.4035 | 36219.0494 | 232.7%
Non-Network Capex incl Overheads (As Incurred)
| Item | $'000 FY20 | [12 empty] | Total (FY18 to FY22) | Total (FY23 to FY27) | Total | Difference between Regulatory Period Totals
|  | ACTUAL | ACTUAL | ACTUAL | ACTUAL | FORECAST | FORECAST | FORECAST | FORECAST | FORECAST | FORECAST | FORECAST | FORECAST | FORECAST
|  | LTD | FY18 | FY19 | FY20 | FY21 | FY22 | FY23 | FY24 | FY25 | FY26 | FY27 | FY28 | FY29 |  |  |  | $ | %
| Vehicles | 0 | 717.7961 | 570.8415 | 0 | 389.6301 | 2150.5551 | 1163.2078 | 1524.2259 | 1771.2184 | 1172.5394 | 1217.1913 | 760.7185 | 766.4174 | 3828.8228 | 6848.3829 | 12204.3416 | 3019.5601 | 78.86%
| Premises | 0 | 1271.2379 | 648.8126 | 4521.2689 | 1587.7108 | 1589.6283 | 1846.8301 | 1992.3944 | 2284.0266 | 1887.7218 | 1955.598 | 1591.569 | 1603.4923 | 9618.6585 | 9966.5708 | 22780.2906 | 347.9124 | 3.617%
| Other (Non-Network) | 0 | 554.8242 | 829.8417 | 953.3273 | 521.1623 | 556.7991 | 563.0946 | 556.8823 | 621.5628 | 572.5015 | 584.9343 | 497.3399 | 501.0657 | 3415.9545 | 2898.9755 | 7313.3356 | -516.9791 | -15.13%
| IT | 0 | 9611.9102 | 12298.8241 | 12220.0683 | 19091.3255 | 17144.2562 | 17229.586 | 17616.3951 | 18518.3051 | 14373.0359 | 12409.1532 | 0 | 0 | 70366.3844 | 80146.4753 | 150512.8596 | 9780.0909 | 13.9%
| Total | 0 | 12155.7684 | 14348.3199 | 17694.6645 | 21589.8286 | 21441.2388 | 20802.7185 | 21689.8977 | 23195.1128 | 18005.7986 | 16166.8768 | 2849.6273 | 2870.9755 | 87229.8202 | 99860.4045 | 192810.8275 | 12630.5843 | 14.48%
Non-Network Capex incl Overheads (As Commissioned)
| Item | $'000 FY20 | [12 empty] | Total (FY18 to FY22) | Total (FY23 to FY27) | Total | Difference between Regulatory Period Totals
|  | ACTUAL | ACTUAL | ACTUAL | ACTUAL | FORECAST | FORECAST | FORECAST | FORECAST | FORECAST | FORECAST | FORECAST | FORECAST | FORECAST
|  | LTD | FY18 | FY19 | FY20 | FY21 | FY22 | FY23 | FY24 | FY25 | FY26 | FY27 | FY28 | FY29 |  |  |  | $ | %
| Vehicles |  |  |  |  | 389.6301 | 2150.5551 | 1163.2078 | 1524.2259 | 1771.2184 | 1172.5394 | 1217.1913 | 760.7185 | 766.4174 | 2540.1852 | 6848.3829 | 10915.704 | 4308.1976 | 169.6%
| Premises |  |  |  |  | 1587.7108 | 1589.6283 | 1846.8301 | 1992.3944 | 2284.0266 | 1887.7218 | 1955.598 | 1591.569 | 1603.4923 | 3177.3391 | 9966.5708 | 16338.9713 | 6789.2317 | 213.7%
| Other (Non-Network) |  |  |  |  | 521.1623 | 556.7991 | 563.0946 | 556.8823 | 621.5628 | 572.5015 | 584.9343 | 497.3399 | 501.0657 | 1077.9614 | 2898.9755 | 4975.3425 | 1821.0141 | 168.9%
| IT |  |  |  |  | 19091.3255 | 17144.2562 | 17229.586 | 17616.3951 | 18518.3051 | 14373.0359 | 12409.1532 | 0 | 0 | 36235.5817 | 80146.4753 | 116382.057 | 43910.8935 | 121.2%
| Total |  |  |  |  | 21589.8286 | 21441.2388 | 20802.7185 | 21689.8977 | 23195.1128 | 18005.7986 | 16166.8768 | 2849.6273 | 2870.9755 | 43031.0674 | 99860.4045 | 148612.0747 | 56829.337 | 132.1%
Total Overhead by Asset Class, (As Incurred)
| Item | $'000 FY20 | [12 empty] | Total (FY18 to FY22) | Total (FY23 to FY27) | Total | Difference between Regulatory Period Totals
|  | ACTUAL | ACTUAL | ACTUAL | ACTUAL | FORECAST | FORECAST | FORECAST | FORECAST | FORECAST | FORECAST | FORECAST | FORECAST | FORECAST
|  | LTD | FY18 | FY19 | FY20 | FY21 | FY22 | FY23 | FY24 | FY25 | FY26 | FY27 | FY28 | FY29 |  |  |  | $ | %
| Secondary |  |  |  |  | 857.279 | 889.4119 | 643.7773 | 682.4579 | 653.2782 | 681.3064 | 739.4381 | 7.3274 | 95.9697 | 1746.6909 | 3400.2579 | 5250.2459 | 1653.567 | 94.67%
| Switchgear |  |  |  |  | 2613.7715 | 1623.9942 | 2006.8601 | 1885.2093 | 1880.7599 | 1827.9409 | 1534.8386 | 171.0272 | 521.0066 | 4237.7657 | 9135.6087 | 14065.4082 | 4897.843 | 115.6%
| Transformers |  |  |  |  | 829.8592 | 1155.5902 | 1565.2176 | 1969.9188 | 1915.2443 | 1786.5353 | 1403.6003 | 42.5608 | 557.4358 | 1985.4494 | 8640.5163 | 11225.9624 | 6655.0669 | 335.2%
| Reactive |  |  |  |  | 599.0021 | 13.9116 | 0 | 0 | 0 | 0 | 0 | 0 | 0 | 612.9137 | 0 | 612.9137 | -612.9137 | -100%
| Towers and Conductor |  |  |  |  | 1385.1967 | 830.3094 | 529.5678 | 601.9728 | 605.8231 | 757.8441 | 945.2436 | 2.7981 | 36.6481 | 2215.5062 | 3440.4515 | 5695.4039 | 1224.9453 | 55.29%
| Establishment |  |  |  |  | 526.0507 | 394.6104 | 897.0445 | 1035.8403 | 1024.5826 | 1029.6869 | 903.762 | 20.397 | 267.147 | 920.661 | 4890.9164 | 6099.1214 | 3970.2554 | 431.2%
| Communications |  |  |  |  | 746.3184 | 1134.1573 | 862.1554 | 917.8814 | 948.4077 | 1189.9059 | 1625.4719 | 0 | 0 | 1880.4757 | 5543.8223 | 7424.298 | 3663.3466 | 194.8%
| Inventory |  |  |  |  | 0 | 0 | 0 | 0 | 0 | 0 | 0 | 0 | 0 | 0 | 0 | 0 | 0 | NA
| IT |  |  |  |  | 367.4841 | 380.5869 | 73.154 | 70.946 | 72.444 | 73.8052 | 75.4701 | 0 | 0 | 748.071 | 365.8194 | 1113.8904 | -382.2515 | -51.1%
| Vehicles |  |  |  |  | 0 | 0 | 0 | 0 | 0 | 0 | 0 | 0 | 0 | 0 | 0 | 0 | 0 | NA
| Other (Non-Network) |  |  |  |  | 0 | 0 | 0 | 0 | 0 | 0 | 0 | 0 | 0 | 0 | 0 | 0 | 0 | NA
| Premises |  |  |  |  | 0 | 0 | 0 | 0 | 0 | 0 | 0 | 0 | 0 | 0 | 0 | 0 | 0 | NA
| Land |  |  |  |  | 0 | 0 | 0 | 0 | 0 | 0 | 0 | 0 | 0 | 0 | 0 | 0 | 0 | NA
| Easements |  |  |  |  | 0 | 0 | 0 | 0 | 0 | 0 | 0 | 0 | 0 | 0 | 0 | 0 | 0 | NA
| Equity raising costs (2003-08) |  |  |  |  | 0 | 0 | 0 | 0 | 0 | 0 | 0 | 0 | 0 | 0 | 0 | 0 | 0 | NA
| Inventory Adjustment (Other non-network) |  |  |  |  | 0 | 0 | 0 | 0 | 0 | 0 | 0 | 0 | 0 | 0 | 0 | 0 | 0 | NA
| Accelerated Depr |  |  |  |  | 0 | 0 | 0 | 0 | 0 | 0 | 0 | 0 | 0 | 0 | 0 | 0 | 0 | NA
| Insulators |  |  |  |  | 0 | 0 | 245.8285 | 267.118 | 269.9921 | 357.2029 | 475.7752 | 0 | 0 | 0 | 1615.9167 | 1615.9167 | 1615.9167 | NA
| Instrument Transformers |  |  |  |  | 0 | 0 | 74.2306 | 80.6592 | 81.527 | 107.8613 | 143.6654 | 0 | 0 | 0 | 487.9435 | 487.9435 | 487.9435 | NA
| Capitalised Leases |  |  |  |  | 0 | 0 | 0 | 0 | 0 | 0 | 0 | 0 | 0 | 0 | 0 | 0 | 0 | NA
| Spare straight-line tax asset class |  |  |  |  | 0 | 0 | 0 | 0 | 0 | 0 | 0 | 0 | 0 | 0 | 0 | 0 | 0 | NA
| Buildings |  |  |  |  | 0 | 0 | 0 | 0 | 0 | 0 | 0 | 0 | 0 | 0 | 0 | 0 | 0 | NA
| In-house software |  |  |  |  | 0 | 0 | 292.6159 | 283.7842 | 289.7761 | 295.221 | 301.8805 | 0 | 0 | 0 | 1463.2777 | 1463.2777 | 1463.2777 | NA
| Equity raising costs |  |  |  |  | 0 | 0 | 0 | 0 | 0 | 0 | 0 | 0 | 0 | 0 | 0 | 0 | 0 | NA
| Total |  |  |  |  | 7924.9617 | 6422.5718 | 7190.4517 | 7795.7879 | 7741.8351 | 8107.31 | 8149.1457 | 244.1105 | 1478.2072 | 14347.5335 | 38984.5304 | 55054.3816 | 24636.9969 | 171.7%
Total Overhead by Asset Class, (As Commissioned)
| Item | $'000 FY20 | [12 empty] | Total (FY18 to FY22) | Total (FY23 to FY27) | Total | Difference between Regulatory Period Totals
|  | ACTUAL | ACTUAL | ACTUAL | ACTUAL | FORECAST | FORECAST | FORECAST | FORECAST | FORECAST | FORECAST | FORECAST | FORECAST | FORECAST
|  | LTD | FY18 | FY19 | FY20 | FY21 | FY22 | FY23 | FY24 | FY25 | FY26 | FY27 | FY28 | FY29 |  |  |  | $ | %
| Secondary |  |  |  |  | 901.575 | 818.5097 | 381.4675 | 1021.3803 | 579.9798 | 793.3123 | 739.4381 | 0 | 103.2971 | 1720.0847 | 3515.578 | 5338.9599 | 1795.4933 | 104.4%
| Switchgear |  |  |  |  | 2767.9518 | 1582.3414 | 790.5193 | 3476.1652 | 1482.6472 | 2421.1259 | 1567.1786 | 131.2478 | 560.786 | 4350.2932 | 9737.6362 | 14779.9632 | 5387.343 | 123.8%
| Transformers |  |  |  |  | 991.6707 | 758.903 | 362.5585 | 3406.2156 | 1489.4941 | 2437.1166 | 1403.6003 | 0 | 599.9966 | 1750.5737 | 9098.9851 | 11449.5555 | 7348.4114 | 419.8%
| Reactive |  |  |  |  | 599.0021 | 13.9116 | 0 | 0 | 0 | 0 | 0 | 0 | 0 | 612.9137 | 0 | 612.9137 | -612.9137 | -100%
| Towers and Conductor |  |  |  |  | 1395.5219 | 807.9832 | 456.0242 | 684.7015 | 577.8325 | 800.6161 | 945.2436 | 0 | 39.4463 | 2203.5051 | 3464.4179 | 5707.3693 | 1260.9128 | 57.22%
| Establishment |  |  |  |  | 336.3394 | 360.7224 | 355.194 | 1779.826 | 820.545 | 1341.4732 | 903.762 | 0 | 287.544 | 697.0618 | 5200.8001 | 6185.4059 | 4503.7383 | 646.1%
| Communications |  |  |  |  | 749.0962 | 1133.8899 | 859.6497 | 920.6562 | 948.4077 | 1189.9059 | 1625.4719 | 0 | 0 | 1882.986 | 5544.0914 | 7427.0774 | 3661.1054 | 194.4%
| Inventory |  |  |  |  | 0 | 0 | 0 | 0 | 0 | 0 | 0 | 0 | 0 | 0 | 0 | 0 | 0 | NA
| IT |  |  |  |  | 367.4841 | 380.5869 | 73.154 | 70.946 | 72.444 | 73.8052 | 75.4701 | 0 | 0 | 748.071 | 365.8194 | 1113.8904 | -382.2515 | -51.1%
| Vehicles |  |  |  |  | 0 | 0 | 0 | 0 | 0 | 0 | 0 | 0 | 0 | 0 | 0 | 0 | 0 | NA
| Other (Non-Network) |  |  |  |  | 0 | 0 | 0 | 0 | 0 | 0 | 0 | 0 | 0 | 0 | 0 | 0 | 0 | NA
| Premises |  |  |  |  | 0 | 0 | 0 | 0 | 0 | 0 | 0 | 0 | 0 | 0 | 0 | 0 | 0 | NA
| Land |  |  |  |  | 0 | 0 | 0 | 0 | 0 | 0 | 0 | 0 | 0 | 0 | 0 | 0 | 0 | NA
| Easements |  |  |  |  | 0 | 0 | 0 | 0 | 0 | 0 | 0 | 0 | 0 | 0 | 0 | 0 | 0 | NA
| Equity raising costs (2003-08) |  |  |  |  | 0 | 0 | 0 | 0 | 0 | 0 | 0 | 0 | 0 | 0 | 0 | 0 | 0 | NA
| Inventory Adjustment (Other non-network) |  |  |  |  | 0 | 0 | 0 | 0 | 0 | 0 | 0 | 0 | 0 | 0 | 0 | 0 | 0 | NA
| Accelerated Depr |  |  |  |  | 0 | 0 | 0 | 0 | 0 | 0 | 0 | 0 | 0 | 0 | 0 | 0 | 0 | NA
| Insulators |  |  |  |  | 0 | 0 | 245.8285 | 267.118 | 269.9921 | 357.2029 | 475.7752 | 0 | 0 | 0 | 1615.9167 | 1615.9167 | 1615.9167 | NA
| Instrument Transformers |  |  |  |  | 0 | 0 | 74.2306 | 80.6592 | 81.527 | 107.8613 | 143.6654 | 0 | 0 | 0 | 487.9435 | 487.9435 | 487.9435 | NA
| Capitalised Leases |  |  |  |  | 0 | 0 | 0 | 0 | 0 | 0 | 0 | 0 | 0 | 0 | 0 | 0 | 0 | NA
| Spare straight-line tax asset class |  |  |  |  | 0 | 0 | 0 | 0 | 0 | 0 | 0 | 0 | 0 | 0 | 0 | 0 | 0 | NA
| Buildings |  |  |  |  | 0 | 0 | 0 | 0 | 0 | 0 | 0 | 0 | 0 | 0 | 0 | 0 | 0 | NA
| In-house software |  |  |  |  | 0 | 0 | 292.6159 | 283.7842 | 289.7761 | 295.221 | 301.8805 | 0 | 0 | 0 | 1463.2777 | 1463.2777 | 1463.2777 | NA
| Equity raising costs |  |  |  |  | 0 | 0 | 0 | 0 | 0 | 0 | 0 | 0 | 0 | 0 | 0 | 0 | 0 | NA
| Total |  |  |  |  | 8108.6411 | 5856.8481 | 3891.2422 | 11991.4521 | 6612.6456 | 9817.6404 | 8181.4857 | 131.2478 | 1591.0699 | 13965.4893 | 40494.466 | 56182.2729 | 26528.9767 | 190%
[5 empty] | Total Capex As Incurred less Capex by Type less Overheads | 0 | 0 | 0 | 0 | 0 | 0 | 0 | 0 | 0
[5 empty] | Total Capex As Commissioned less Capex by Type less Overheads | 0 | 0 | -1.6371e-11 | 0 | 0 | 0 | 0 | 0 | 0
[5 empty] | As Incurred Capex by Asset Class less Capex by Driver | 0 | 0 | 0 | 0 | 0 | 0 | 0 | 0 | 0
[5 empty] | As Commissioned Capex by Asset Class less Capex by Driver | 0 | 0 | 0 | 0 | 0 | 0 | 0 | 0 | 0
[5 empty] | As Incurred Capex by Asset Class less Capex by Driver | 0 | 0 | 0 | 0 | 0 | 0 | 0 | 0 | 0
[6 empty] | 0 | 0 | 0 | 0 | 0 | 0 | 0 | 0 | 0

## Report¦Forecasts-$Mar22
Back to contents
AusNet Services Forecast Transmission Capex Model (FY20 to FY29) v9
#VALUE!
Direct Capex by Cost Type (As Incurred)
| Item | $'000 Mar22 | [12 empty] | Total (FY18 to FY22) | Total (FY23 to FY27) | Total | Difference between Regulatory Period Totals
|  | ACTUAL | ACTUAL | ACTUAL | ACTUAL | FORECAST | FORECAST | FORECAST | FORECAST | FORECAST | FORECAST | FORECAST | FORECAST | FORECAST
|  | LTD | FY18 | FY19 | FY20 | FY21 | FY22 | FY23 | FY24 | FY25 | FY26 | FY27 | FY28 | FY29 |  |  |  | $ | %
| Labour - Internal | 12400.6976 |  |  |  | 13931.5181 | 12709.278 | 17196.2803 | 17422.0994 | 17416.0341 | 13892.3533 | 10846.5798 | 735.4672 | 2919.0208 | 26640.7961 | 76773.3469 | 119469.3286 | 50132.5508 | 188.2%
| Labour - External | 62003.4881 |  |  |  | 69221.2027 | 62833.381 | 84913.039 | 86080.2809 | 86272.0802 | 68915.5599 | 53883.3702 | 3658.8593 | 14542.5331 | 132054.5837 | 380064.3303 | 592323.7945 | 248009.7467 | 187.8%
| Materials | 49602.7905 |  |  |  | 55522.9111 | 50340.1098 | 67760.5739 | 68308.2923 | 67756.1931 | 53458.9921 | 41284.1149 | 2768.8453 | 10869.7057 | 105863.0209 | 298568.1663 | 467672.5287 | 192705.1454 | 182%
| Total | 124006.9762 |  |  |  | 138675.6319 | 125882.7688 | 169869.8932 | 171810.6726 | 171444.3074 | 136266.9053 | 106014.0649 | 7163.1718 | 28331.2597 | 264558.4007 | 755405.8435 | 1179465.6518 | 490847.4428 | 185.5%
Direct Capex by Cost Type (As Commissioned)
| Item | $'000 Mar22 | [12 empty] | Total (FY18 to FY22) | Total (FY23 to FY27) | Total | Difference between Regulatory Period Totals
|  | ACTUAL | ACTUAL | ACTUAL | ACTUAL | FORECAST | FORECAST | FORECAST | FORECAST | FORECAST | FORECAST | FORECAST | FORECAST | FORECAST
|  | LTD | FY18 | FY19 | FY20 | FY21 | FY22 | FY23 | FY24 | FY25 | FY26 | FY27 | FY28 | FY29 |  |  |  | $ | %
| Labour - Internal |  |  |  |  | 21832.9245 | 14139.8632 | 9989.7104 | 26828.239 | 15114.7308 | 17382.8527 | 10889.807 | 561.058 | 3117.5766 | 35972.7878 | 80205.3397 | 119856.7622 | 44232.552 | 123%
| Labour - External |  |  |  |  | 108757.8418 | 70097.0428 | 49320.8585 | 132635.3002 | 74858.5896 | 86202.5858 | 54097.5323 | 2791.8017 | 15530.324 | 178854.8847 | 397114.8664 | 594291.8767 | 218259.9818 | 122%
| Materials |  |  |  |  | 87102.0349 | 56127.4232 | 39357.314 | 105522.7643 | 58833.2571 | 67048.2789 | 41449.3976 | 2117.9202 | 11617.2174 | 143229.458 | 312211.0119 | 469175.6076 | 168981.5539 | 118%
| Total |  |  |  |  | 217692.8012 | 140364.3292 | 98667.8829 | 264986.3035 | 148806.5775 | 170633.7173 | 106436.7368 | 5470.78 | 30265.118 | 358057.1305 | 789531.2181 | 1183324.2465 | 431474.0876 | 120.5%
Total Capex by Asset Class, incl. Overheads (As Incurred)
| Item | $'000 Mar22 | [12 empty] | Total (FY18 to FY22) | Total (FY23 to FY27) | Total | Difference between Regulatory Period Totals
|  | ACTUAL | ACTUAL | ACTUAL | ACTUAL | FORECAST | FORECAST | FORECAST | FORECAST | FORECAST | FORECAST | FORECAST | FORECAST | FORECAST
|  | LTD | FY18 | FY19 | FY20 | FY21 | FY22 | FY23 | FY24 | FY25 | FY26 | FY27 | FY28 | FY29 |  |  |  | $ | %
| Secondary | 7368.7402 | 23218.3462 | 15847.0474 | 20901.6423 | 14109.3854 | 16218.2933 | 14680.956 | 14424.8503 | 13746.2626 | 11085.9262 | 9288.7263 | 133.2157 | 1744.7784 | 90294.7145 | 63226.7213 | 162768.1701 | -27067.9932 | -29.98%
| Switchgear | 76892.0058 | 44024.7001 | 49686.5451 | 42061.2319 | 43018.3286 | 29613.2914 | 45765.2419 | 39846.9435 | 39574.9021 | 29743.4722 | 19280.4454 | 3109.3611 | 9472.1639 | 208404.0971 | 174211.0051 | 472088.6331 | -34193.092 | -16.41%
| Transformers | 22961.7399 | 31681.0573 | 25248.1588 | 11984.4663 | 13658.1017 | 21072.0143 | 35693.85 | 41637.4166 | 40300.5227 | 29069.7374 | 17631.8466 | 773.7775 | 10134.4664 | 103643.7985 | 164333.3733 | 301847.1555 | 60689.5748 | 58.56%
| Reactive | 0 | -9.5176 | 1842.6832 | 4735.9282 | 9858.5772 | 253.6755 | 0 | 0 | 0 | 0 | 0 | 0 | 0 | 16681.3466 | 0 | 16681.3466 | -16681.3466 | -100%
| Towers and Conductor | 3257.5627 | 6383.1073 | 5943.5857 | 17326.3873 | 22798.0321 | 15140.5688 | 12076.4758 | 12723.6685 | 12747.7149 | 12331.3156 | 11874.0291 | 50.8713 | 666.2819 | 67591.6811 | 61753.2038 | 133319.6008 | -5838.4774 | -8.638%
| Establishment | 13491.8119 | 17208.2083 | 21160.5396 | 20464.0366 | 8657.9182 | 7195.661 | 20456.5627 | 21894.1592 | 21559.2415 | 16754.6255 | 11352.9418 | 370.8272 | 4856.868 | 74686.3637 | 92017.5306 | 185423.4014 | 17331.1669 | 23.21%
| Communications | 35.1158 | 7248.1646 | 20252.5654 | 27170.9563 | 12283.158 | 20681.1897 | 19660.9365 | 19400.9065 | 19956.3701 | 19361.6402 | 20418.9698 | 0 | 0 | 87636.034 | 98798.8232 | 186469.9729 | 11162.7892 | 12.74%
| Inventory | 0 | 1647.1194 | -666.5168 | 1333.7468 | 0 | 0 | 0 | 0 | 0 | 0 | 0 | 0 | 0 | 2314.3494 | 0 | 2314.3494 | -2314.3494 | -100%
| IT | 0 | 10236.9162 | 12863.3818 | 12544.5341 | 19967.6821 | 17931.2358 | 3604.0965 | 3685.0095 | 3873.6716 | 3006.5614 | 2595.7551 | 0 | 0 | 73543.75 | 16765.0941 | 90308.8441 | -56778.6559 | -77.2%
| Vehicles | 0 | 764.4702 | 597.045 | 0 | 407.5155 | 2249.2729 | 1216.603 | 1594.193 | 1852.5233 | 1226.363 | 1273.0645 | 795.638 | 801.5986 | 4018.3036 | 7162.7469 | 12778.2871 | 3144.4433 | 78.25%
| Other (Non-Network) | 0 | 590.9011 | 867.9342 | 978.6399 | 545.0854 | 582.3581 | 588.9425 | 582.4451 | 650.0946 | 598.7813 | 611.7847 | 520.1695 | 524.0663 | 3564.9188 | 3032.0483 | 7641.2029 | -532.8705 | -14.95%
| Premises | 0 | 1353.899 | 678.5953 | 4641.317 | 1660.5921 | 1662.5977 | 1931.6059 | 2083.8521 | 2388.8711 | 1974.3746 | 2045.3666 | 1664.6274 | 1677.0981 | 9997.0011 | 10424.0703 | 23762.7969 | 427.0692 | 4.272%
| Land | 0 | 0 | 0 | 0 | 0 | 0 | 0 | 0 | 0 | 0 | 0 | 0 | 0 | 0 | 0 | 0 | 0 | NA
| Easements | 0 | 0 | 0 | 0 | 0 | 0 | 0 | 0 | 0 | 0 | 0 | 0 | 0 | 0 | 0 | 0 | 0 | NA
| Equity raising costs (2003-08) | 0 | 0 | 0 | 0 | 0 | 0 | 0 | 0 | 0 | 0 | 0 | 0 | 0 | 0 | 0 | 0 | 0 | NA
| Inventory Adjustment (Other non-network) | 0 | -1647.1194 | 666.5168 | -1333.7468 | 0 | 0 | 0 | 0 | 0 | 0 | 0 | 0 | 0 | -2314.3494 | 0 | -2314.3494 | 2314.3494 | -100%
| Accelerated Depr | 0 | 0 | 0 | 0 | 0 | 0 | 0 | 0 | 0 | 0 | 0 | 0 | 0 | 0 | 0 | 0 | 0 | NA
| Insulators | 0 | 0 | 0 | 0 | 0 | 0 | 5605.9709 | 5645.97 | 5681.168 | 5812.2529 | 5976.6268 | 0 | 0 | 0 | 28721.9887 | 28721.9887 | 28721.9887 | NA
| Instrument Transformers | 0 | 0 | 0 | 0 | 0 | 0 | 1692.7834 | 1704.8615 | 1715.4899 | 1755.0725 | 1804.7069 | 0 | 0 | 0 | 8672.9142 | 8672.9142 | 8672.9142 | NA
| Capitalised Leases | 0 | 0 | 0 | 46357.5537 | 0 | 0 | 0 | 0 | 0 | 0 | 0 | 0 | 0 | 46357.5537 | 0 | 46357.5537 | -46357.5537 | -100%
| Spare straight-line tax asset class | 0 | 0 | 0 | 0 | 0 | 0 | 0 | 0 | 0 | 0 | 0 | 0 | 0 | 0 | 0 | 0 | 0 | NA
| Buildings | 0 | 0 | 0 | 0 | 0 | 0 | 0 | 0 | 0 | 0 | 0 | 0 | 0 | 0 | 0 | 0 | 0 | NA
| In-house software | 0 | 0 | 0 | 0 | 0 | 0 | 14416.386 | 14740.0379 | 15494.6865 | 12026.2456 | 10383.0204 | 0 | 0 | 0 | 67060.3764 | 67060.3764 | 67060.3764 | NA
| Equity raising costs | 0 | 0 | 0 | 0 | 0 | 0 | 0 | 0 | 0 | 0 | 0 | 0 | 0 | 0 | 0 | 0 | 0 | NA
| Total | 124006.9762 | 142700.2527 | 154988.0816 | 209166.6937 | 146964.3762 | 132600.1584 | 177390.4111 | 179964.3137 | 179541.519 | 144746.3683 | 114537.2841 | 7418.4878 | 29877.3217 | 786419.5627 | 796179.8961 | 1743902.2444 | 9760.3335 | 1.241%
Total Capex by Asset Class, incl. Overheads (As Commissioned)
| Item | $'000 Mar22 | [12 empty] | Total (FY18 to FY22) | Total (FY23 to FY27) | Total | Difference between Regulatory Period Totals
|  | ACTUAL | ACTUAL | ACTUAL | ACTUAL | FORECAST | FORECAST | FORECAST | FORECAST | FORECAST | FORECAST | FORECAST | FORECAST | FORECAST
|  | LTD | FY18 | FY19 | FY20 | FY21 | FY22 | FY23 | FY24 | FY25 | FY26 | FY27 | FY28 | FY29 |  |  |  | $ | %
| Secondary |  | 16443.3706 | 13837.1702 | 25532.9447 | 18596.0748 | 17528.6505 | 8778.5371 | 22376.2621 | 12211.4401 | 13443.573 | 9288.6786 | 0 | 1877.9941 | 91938.2108 | 66098.4909 | 159914.6958 | -25839.72 | -28.11%
| Switchgear |  | 24408.2577 | 22962.0552 | 54581.4584 | 102279.9049 | 39734.7495 | 18130.2843 | 77581.4906 | 31066.8127 | 42383.9888 | 19737.4183 | 2627.6176 | 10195.374 | 243966.4257 | 188899.9947 | 445689.412 | -55066.431 | -22.57%
| Transformers |  | 22982.9359 | 40924.0532 | 16229.4066 | 24630.0866 | 19659.6285 | 8410.5244 | 73946.0692 | 31384.1478 | 42764.0224 | 17631.5691 | 0 | 10908.2439 | 124426.1108 | 174136.3328 | 309470.6876 | 49710.222 | 39.95%
| Reactive |  | 254.4316 | 843.7637 | 1886.8876 | 9858.5772 | 253.6755 | 0 | 0 | 0 | 0 | 0 | 0 | 0 | 13097.3356 | 0 | 13097.3356 | -13097.3356 | -100%
| Towers and Conductor |  | 26812.2944 | 10011.5586 | 21872.4706 | 23034.9467 | 14890.5433 | 10398.165 | 14525.4764 | 12161.4906 | 13231.6347 | 11874.0108 | 0 | 717.1532 | 96621.8136 | 62190.7776 | 159529.7445 | -34431.036 | -35.63%
| Establishment |  | 16909.5864 | 11171.7576 | 22153.5732 | 12848.5724 | 11284.0794 | 8360.3323 | 39598.7173 | 17285.9885 | 23317.5102 | 11352.8088 | 0 | 5227.6952 | 74367.5691 | 99915.3572 | 179510.6214 | 25547.7881 | 34.35%
| Communications |  | 1994.2821 | 7204.7832 | 31119.4942 | 12344.6189 | 20713.2354 | 19603.515 | 19463.8192 | 19956.3812 | 19361.6402 | 20418.9698 | 0 | 0 | 73376.4137 | 98804.3254 | 172180.7391 | 25427.9117 | 34.65%
| Inventory |  | 1647.1194 | -666.5168 | 1333.7468 | 0 | 0 | 0 | 0 | 0 | 0 | 0 | 0 | 0 | 2314.3494 | 0 | 2314.3494 | -2314.3494 | -100%
| IT |  | 6374.5904 | 14121.7377 | 12409.9641 | 19967.6821 | 17931.2358 | 3604.0965 | 3685.0095 | 3873.6716 | 3006.5614 | 2595.7551 | 0 | 0 | 70805.21 | 16765.0941 | 87570.3041 | -54040.116 | -76.32%
| Vehicles |  | 396.039 | 1250.9289 | 77.4452 | 407.5155 | 2249.2729 | 1216.603 | 1594.193 | 1852.5233 | 1226.363 | 1273.0645 | 795.638 | 801.5986 | 4381.2015 | 7162.7469 | 13141.185 | 2781.5454 | 63.49%
| Other (Non-Network) |  | 1640.793 | 2984.6738 | 2951.3249 | 545.0854 | 582.3581 | 588.9425 | 582.4451 | 650.0946 | 598.7813 | 611.7847 | 520.1695 | 524.0663 | 8704.2352 | 3032.0483 | 12780.5193 | -5672.1869 | -65.17%
| Premises |  | 0 | 0 | 0 | 1660.5921 | 1662.5977 | 1931.6059 | 2083.8521 | 2388.8711 | 1974.3746 | 2045.3666 | 1664.6274 | 1677.0981 | 3323.1898 | 10424.0703 | 17088.9855 | 7100.8805 | 213.7%
| Land |  | 0 | 0 | 0 | 0 | 0 | 0 | 0 | 0 | 0 | 0 | 0 | 0 | 0 | 0 | 0 | 0 | NA
| Easements |  | 0 | 0 | 0 | 0 | 0 | 0 | 0 | 0 | 0 | 0 | 0 | 0 | 0 | 0 | 0 | 0 | NA
| Equity raising costs (2003-08) |  | 0 | 0 | 0 | 0 | 0 | 0 | 0 | 0 | 0 | 0 | 0 | 0 | 0 | 0 | 0 | 0 | NA
| Inventory Adjustment (Other non-network) |  | -1647.1194 | 666.5168 | -1333.7468 | 0 | 0 | 0 | 0 | 0 | 0 | 0 | 0 | 0 | -2314.3494 | 0 | -2314.3494 | 2314.3494 | -100%
| Accelerated Depr |  | 0 | 0 | 0 | 0 | 0 | 0 | 0 | 0 | 0 | 0 | 0 | 0 | 0 | 0 | 0 | 0 | NA
| Insulators |  | 0 | 0 | 0 | 0 | 0 | 5605.9709 | 5645.97 | 5681.168 | 5812.2529 | 5976.6268 | 0 | 0 | 0 | 28721.9887 | 28721.9887 | 28721.9887 | NA
| Instrument Transformers |  | 0 | 0 | 0 | 0 | 0 | 1692.7834 | 1704.8615 | 1715.4899 | 1755.0725 | 1804.7069 | 0 | 0 | 0 | 8672.9142 | 8672.9142 | 8672.9142 | NA
| Capitalised Leases |  | 0 | 0 | 46357.5537 | 0 | 0 | 0 | 0 | 0 | 0 | 0 | 0 | 0 | 46357.5537 | 0 | 46357.5537 | -46357.5537 | -100%
| Spare straight-line tax asset class |  | 0 | 0 | 0 | 0 | 0 | 0 | 0 | 0 | 0 | 0 | 0 | 0 | 0 | 0 | 0 | 0 | NA
| Buildings |  | 0 | 0 | 0 | 0 | 0 | 0 | 0 | 0 | 0 | 0 | 0 | 0 | 0 | 0 | 0 | 0 | NA
| In-house software |  | 0 | 0 | 0 | 0 | 0 | 14416.386 | 14740.0379 | 15494.6865 | 12026.2456 | 10383.0204 | 0 | 0 | 0 | 67060.3764 | 67060.3764 | 67060.3764 | NA
| Equity raising costs |  | 0 | 0 | 0 | 0 | 0 | 0 | 0 | 0 | 0 | 0 | 0 | 0 | 0 | 0 | 0 | 0 | NA
| Total |  | 118216.5812 | 125312.482 | 235172.5232 | 226173.6565 | 146490.0266 | 102737.7463 | 277528.204 | 155722.7659 | 180902.0207 | 114993.7805 | 5608.0524 | 31929.2234 | 851365.2695 | 831884.5175 | 1720787.0629 | -19480.7521 | -2.288%
Total Capex by Driver, incl. Overheads (As Incurred)
| Item | $'000 Mar22 | [12 empty] | Total (FY18 to FY22) | Total (FY23 to FY27) | Total | Difference between Regulatory Period Totals
|  | ACTUAL | ACTUAL | ACTUAL | ACTUAL | FORECAST | FORECAST | FORECAST | FORECAST | FORECAST | FORECAST | FORECAST | FORECAST | FORECAST
|  | LTD | FY18 | FY19 | FY20 | FY21 | FY22 | FY23 | FY24 | FY25 | FY26 | FY27 | FY28 | FY29 |  |  |  | $ | %
| Replacement - Major Station CBD | 70489.5596 | 54201.8225 | 48756.3831 | 12712.107 | 17974.439 | 6869.0503 | 10471.9813 | 0 | 0 | 0 | 0 | 0 | 0 | 140513.802 | 10471.9813 | 221475.3429 | -130041.8206 | -92.55%
| Replacement - Major Station | 53517.4166 | 31854.3755 | 45306.1584 | 58886.4446 | 41715.9836 | 39829.4006 | 91274.8931 | 105050.4538 | 102271.0277 | 72695.6869 | 42395.12 | 4438.0529 | 26874.5586 | 217592.3629 | 413687.1816 | 716109.5726 | 196094.8187 | 90.12%
| Replacement - Other | 0 | 36881.3998 | 37390.2786 | 60025.2627 | 61749.8542 | 50140.8418 | 44999.9442 | 44072.4418 | 42620.5676 | 37162.6335 | 44560.5579 | 0 | 0 | 246187.6371 | 213416.1451 | 459603.7821 | -32771.492 | -13.31%
| Security and Compliance | 0 | 6823.3668 | 5815.7059 | 7875.8416 | 2943.2244 | 13335.4012 | 8885.9586 | 8155.8804 | 10390.0764 | 16055.7219 | 10672.6149 | 0 | 0 | 36793.54 | 54160.2523 | 90953.7922 | 17366.7123 | 47.2%
| Non Network - Other | 0 | 590.9011 | 867.9342 | 978.6399 | 545.0854 | 582.3581 | 588.9425 | 582.4451 | 650.0946 | 598.7813 | 611.7847 | 520.1695 | 524.0663 | 3564.9188 | 3032.0483 | 7641.2029 | -532.8705 | -14.95%
| Non Network - Vehicles | 0 | 764.4702 | 597.045 | 0 | 407.5155 | 2249.2729 | 1216.603 | 1594.193 | 1852.5233 | 1226.363 | 1273.0645 | 795.638 | 801.5986 | 4018.3036 | 7162.7469 | 12778.2871 | 3144.4433 | 78.25%
| Non Network - Premises | 0 | 1353.899 | 678.5953 | 4641.317 | 1660.5921 | 1662.5977 | 1931.6059 | 2083.8521 | 2388.8711 | 1974.3746 | 2045.3666 | 1664.6274 | 1677.0981 | 9997.0011 | 10424.0703 | 23762.7969 | 427.0692 | 4.272%
| Non Network - IT | 0 | 10236.9162 | 12863.3818 | 12544.5341 | 19967.6821 | 17931.2358 | 18020.4825 | 18425.0474 | 19368.3581 | 15032.807 | 12978.7755 | 0 | 0 | 73543.75 | 83825.4705 | 157369.2205 | 10281.7205 | 13.98%
| Capitalised Leases | 0 | 0 | 0 | 46357.5537 | 0 | 0 | 0 | 0 | 0 | 0 | 0 | 0 | 0 | 46357.5537 | 0 | 46357.5537 | -46357.5537 | -100%
| Total | 124006.9762 | 142707.1511 | 152275.4826 | 204021.7007 | 146964.3762 | 132600.1584 | 177390.4111 | 179964.3137 | 179541.519 | 144746.3683 | 114537.2841 | 7418.4878 | 29877.3217 | 778568.8691 | 796179.8961 | 1736051.5508 | 17611.0271 | 2.262%
| NCIPAP |  | FY18: -6.8985; FY19: 2712.599; FY20: 5144.6983 | 7850.3988 | 0 | 7850.3988 | -7850.3988 | -100%
| Total including NCIPAP | 124006.9762 | 142700.2527 | 154988.0816 | 209166.3989 | 146964.3762 | 132600.1584 | 177390.4111 | 179964.3137 | 179541.519 | 144746.3683 | 114537.2841 | 7418.4878 | 29877.3217 | 786419.2679 | 796179.8961 | 1743901.9496 | 9760.6283 | 1.241%
Total Capex by Driver, incl. Overheads (As Commissioned)
| Item | $'000 Mar22 | [12 empty] | Total (FY18 to FY22) | Total (FY23 to FY27) | Total | Difference between Regulatory Period Totals
|  | ACTUAL | ACTUAL | ACTUAL | ACTUAL | FORECAST | FORECAST | FORECAST | FORECAST | FORECAST | FORECAST | FORECAST | FORECAST | FORECAST
|  | LTD | FY18 | FY19 | FY20 | FY21 | FY22 | FY23 | FY24 | FY25 | FY26 | FY27 | FY28 | FY29 |  |  |  | $ | %
| Replacement - Major Station CBD |  |  |  |  | 23955.1037 | 31531.4504 | 11706.4834 | 17155.6723 | 0 | 0 | 0 | 0 | 0 | 55486.554 | 28862.1557 | 84348.7097 | -26624.3983 | -47.98%
| Replacement - Major Station |  |  |  |  | 114944.5993 | 29056.8687 | 15387.7262 | 185458.6718 | 78452.2747 | 108851.3394 | 42851.6164 | 2627.6176 | 28926.4604 | 144001.468 | 431001.6285 | 606557.1746 | 287000.1605 | 199.3%
| Replacement - Other |  |  |  |  | 61749.8542 | 50140.8418 | 44999.9442 | 44072.4418 | 42620.5676 | 37162.6335 | 44560.5579 | 0 | 0 | 111890.696 | 213416.1451 | 325306.841 | 101525.4491 | 90.74%
| Security and Compliance |  |  |  |  | 2943.2244 | 13335.4012 | 8885.9586 | 8155.8804 | 10390.0764 | 16055.7219 | 10672.6149 | 0 | 0 | 16278.6256 | 54160.2523 | 70438.8779 | 37881.6267 | 232.7%
| Non Network - Other |  |  |  |  | 545.0854 | 582.3581 | 588.9425 | 582.4451 | 650.0946 | 598.7813 | 611.7847 | 520.1695 | 524.0663 | 1127.4435 | 3032.0483 | 5203.7276 | 1904.6048 | 168.9%
| Non Network - Vehicles |  |  |  |  | 407.5155 | 2249.2729 | 1216.603 | 1594.193 | 1852.5233 | 1226.363 | 1273.0645 | 795.638 | 801.5986 | 2656.7884 | 7162.7469 | 11416.7719 | 4505.9585 | 169.6%
| Non Network - Premises |  |  |  |  | 1660.5921 | 1662.5977 | 1931.6059 | 2083.8521 | 2388.8711 | 1974.3746 | 2045.3666 | 1664.6274 | 1677.0981 | 3323.1898 | 10424.0703 | 17088.9855 | 7100.8805 | 213.7%
| Non Network - IT |  |  |  |  | 19967.6821 | 17931.2358 | 18020.4825 | 18425.0474 | 19368.3581 | 15032.807 | 12978.7755 | 0 | 0 | 37898.9179 | 83825.4705 | 121724.3883 | 45926.5526 | 121.2%
| Capitalised Leases |  |  |  |  | 0 | 0 | 0 | 0 | 0 | 0 | 0 | 0 | 0 | 0 | 0 | 0 | 0 | NA
| Total |  |  |  |  | 226173.6565 | 146490.0266 | 102737.7463 | 277528.204 | 155722.7659 | 180902.0207 | 114993.7805 | 5608.0524 | 31929.2234 | 372663.6831 | 831884.5175 | 1242085.4764 | 459220.8344 | 123.2%
Major Station Replacement Capex incl Overheads (As Incurred)
| Item | $'000 Mar22 | [12 empty] | Total (FY18 to FY22) | Total (FY23 to FY27) | Total | Difference between Regulatory Period Totals
|  | ACTUAL | ACTUAL | ACTUAL | ACTUAL | FORECAST | FORECAST | FORECAST | FORECAST | FORECAST | FORECAST | FORECAST | FORECAST | FORECAST
|  | LTD | FY18 | FY19 | FY20 | FY21 | FY22 | FY23 | FY24 | FY25 | FY26 | FY27 | FY28 | FY29 |  |  |  | $ | %
| Major Station | 124006.9762 | 86056.198 | 94062.5416 | 71598.5516 | 59690.4227 | 46698.451 | 101746.8744 | 105050.4538 | 102271.0277 | 72695.6869 | 42395.12 | 4438.0529 | 26874.5586 | 358106.1649 | 424159.1629 | 937584.9154 | 66052.998 | 18.45%
| Total | 124006.9762 | 86056.198 | 94062.5416 | 71598.5516 | 59690.4227 | 46698.451 | 101746.8744 | 105050.4538 | 102271.0277 | 72695.6869 | 42395.12 | 4438.0529 | 26874.5586 | 358106.1649 | 424159.1629 | 937584.9154 | 66052.998 | 18.45%
Major Station Replacement Capex incl Overheads (As Commissioned)
| Item | $'000 Mar22 | [12 empty] | Total (FY18 to FY22) | Total (FY23 to FY27) | Total | Difference between Regulatory Period Totals
|  | ACTUAL | ACTUAL | ACTUAL | ACTUAL | FORECAST | FORECAST | FORECAST | FORECAST | FORECAST | FORECAST | FORECAST | FORECAST | FORECAST
|  | LTD | FY18 | FY19 | FY20 | FY21 | FY22 | FY23 | FY24 | FY25 | FY26 | FY27 | FY28 | FY29 |  |  |  | $ | %
| Major Station |  |  |  |  | 138899.703 | 60588.3191 | 27094.2097 | 202614.3441 | 78452.2747 | 108851.3394 | 42851.6164 | 2627.6176 | 28926.4604 | 199488.022 | 459863.7842 | 690905.8843 | 890393.9063 | 130.5%
| Total |  |  |  |  | 138899.703 | 60588.3191 | 27094.2097 | 202614.3441 | 78452.2747 | 108851.3394 | 42851.6164 | 2627.6176 | 28926.4604 | 199488.022 | 459863.7842 | 690905.8843 | 890393.9063 | 130.5%
Other Replacement Capex incl Overheads (As Incurred)
| Item | $'000 Mar22 | [12 empty] | Total (FY18 to FY22) | Total (FY23 to FY27) | Total | Difference between Regulatory Period Totals
|  | ACTUAL | ACTUAL | ACTUAL | ACTUAL | FORECAST | FORECAST | FORECAST | FORECAST | FORECAST | FORECAST | FORECAST | FORECAST | FORECAST
|  | LTD | FY18 | FY19 | FY20 | FY21 | FY22 | FY23 | FY24 | FY25 | FY26 | FY27 | FY28 | FY29 |  |  |  | $ | %
| Lines | 0 | 345.0621 | 362.3107 | 355.6072 | 21813.7566 | 7247.1926 | 9680.3027 | 9749.3724 | 9810.1517 | 10036.5072 | 10320.3455 | 0 | 0 | 30123.9291 | 49596.6795 | 79720.6086 | 19472.7504 | 64.64%
| Stations | 0 | 15911.9192 | 10742.5123 | 10543.7521 | 19622.1689 | 15359.1466 | 10266.997 | 8666.0104 | 8720.0358 | 8921.2384 | 9173.5363 | 0 | 0 | 72179.4991 | 45747.818 | 117927.3171 | -26431.6811 | -36.62%
| Secondary & Protection | 0 | 18215.5883 | 10629.5566 | 10432.8864 | 8861.7918 | 11907.7243 | 6305.0685 | 6350.0557 | 6389.643 | 6537.0751 | 6721.9474 | 0 | 0 | 60047.5474 | 32303.7896 | 92351.337 | -27743.7577 | -46.2%
| Communications | 0 | 2406.7537 | 16335.9501 | 16033.699 | 11452.1368 | 15626.7783 | 18747.576 | 19307.0033 | 17700.737 | 11667.8129 | 18344.7288 | 0 | 0 | 61855.3179 | 85767.8579 | 147623.1758 | 23912.54 | 38.66%
| Total | 0 | 36879.3233 | 38070.3296 | 37365.9446 | 61749.8542 | 50140.8418 | 44999.9442 | 44072.4418 | 42620.5676 | 37162.6335 | 44560.5579 | 0 | 0 | 224206.2935 | 213416.1451 | 437622.4385 | -10790.1484 | -4.813%
Other Replacement Capex incl Overheads (As Commissioned)
| Item | $'000 Mar22 | [12 empty] | Total (FY18 to FY22) | Total (FY23 to FY27) | Total | Difference between Regulatory Period Totals
|  | ACTUAL | ACTUAL | ACTUAL | ACTUAL | FORECAST | FORECAST | FORECAST | FORECAST | FORECAST | FORECAST | FORECAST | FORECAST | FORECAST
|  | LTD | FY18 | FY19 | FY20 | FY21 | FY22 | FY23 | FY24 | FY25 | FY26 | FY27 | FY28 | FY29 |  |  |  | $ | %
| Lines |  |  |  |  | 21813.7566 | 7247.1926 | 9680.3027 | 9749.3724 | 9810.1517 | 10036.5072 | 10320.3455 | 0 | 0 | 29060.9492 | 49596.6795 | 78657.6287 | 20535.7303 | 70.66%
| Stations |  |  |  |  | 19622.1689 | 15359.1466 | 10266.997 | 8666.0104 | 8720.0358 | 8921.2384 | 9173.5363 | 0 | 0 | 34981.3155 | 45747.818 | 80729.1335 | 10766.5024 | 30.78%
| Secondary & Protection |  |  |  |  | 8861.7918 | 11907.7243 | 6305.0685 | 6350.0557 | 6389.643 | 6537.0751 | 6721.9474 | 0 | 0 | 20769.5161 | 32303.7896 | 53073.3058 | 11534.2735 | 55.53%
| Communications |  |  |  |  | 11452.1368 | 15626.7783 | 18747.576 | 19307.0033 | 17700.737 | 11667.8129 | 18344.7288 | 0 | 0 | 27078.9151 | 85767.8579 | 112846.773 | 58688.9428 | 216.7%
| Total |  |  |  |  | 61749.8542 | 50140.8418 | 44999.9442 | 44072.4418 | 42620.5676 | 37162.6335 | 44560.5579 | 0 | 0 | 111890.696 | 213416.1451 | 325306.841 | 101525.4491 | 90.74%
Security & Compliance Capex incl Overheads (As Incurred)
| Item | $'000 Mar22 | [12 empty] | Total (FY18 to FY22) | Total (FY23 to FY27) | Total | Difference between Regulatory Period Totals
|  | ACTUAL | ACTUAL | ACTUAL | ACTUAL | FORECAST | FORECAST | FORECAST | FORECAST | FORECAST | FORECAST | FORECAST | FORECAST | FORECAST
|  | LTD | FY18 | FY19 | FY20 | FY21 | FY22 | FY23 | FY24 | FY25 | FY26 | FY27 | FY28 | FY29 |  |  |  | $ | %
| Instrument Transformers | 0 | 0 | 0 | 0 | 0 | 0 | 0 | 0 | 0 | 0 | 0 | 0 | 0 | 0 | 0 | 0 | 0 | NA
| Fire protection systems | 0 | 940.7825 | 546.6629 | 536.5484 | 1035.4348 | 0 | 516.6287 | 520.3149 | 523.5586 | 535.639 | 550.7872 | 0 | 0 | 3059.4287 | 2646.9284 | 5706.357 | -412.5003 | -13.48%
| Infrastructure security | 0 | 3584.0882 | 2460.5159 | 2414.9909 | 379.5143 | 916.6763 | 1374.0125 | 1383.8162 | 1392.4431 | 1424.5718 | 1464.8595 | 0 | 0 | 9755.7857 | 7039.7031 | 16795.4888 | -2716.0825 | -27.84%
| Structure Fall Arrests | 0 | 2407.8388 | 2524.4531 | 2477.7451 | 0 | 1842.3185 | 568.5114 | 572.5678 | 576.1373 | 589.4308 | 606.1003 | 0 | 0 | 9252.3555 | 2912.7476 | 12165.1031 | -6339.608 | -68.52%
| Insulators | 0 | 1383.5036 | 24.5093 | 24.0558 | 747.201 | 5549.1521 | 5605.9709 | 5645.97 | 5681.168 | 5812.2529 | 5976.6268 | 0 | 0 | 7728.4218 | 28721.9887 | 36450.4104 | 20993.5669 | 271.6%
| Communications (S&C) | 0 | 145.4035 | 394.2793 | 386.9843 | 781.0741 | 5027.2543 | 820.8351 | 33.2116 | 2216.7695 | 7693.8274 | 2074.2411 | 0 | 0 | 6734.9955 | 12838.8846 | 19573.8801 | 6103.889 | 90.63%
| Total | 0 | 8461.6166 | 5950.4204 | 5840.3246 | 2943.2244 | 13335.4012 | 8885.9586 | 8155.8804 | 10390.0764 | 16055.7219 | 10672.6149 | 0 | 0 | 36530.9872 | 54160.2523 | 90691.2394 | 17629.2651 | 48.26%
Security & Compliance Capex incl Overheads (As Commissioned)
| Item | $'000 Mar22 | [12 empty] | Total (FY18 to FY22) | Total (FY23 to FY27) | Total | Difference between Regulatory Period Totals
|  | ACTUAL | ACTUAL | ACTUAL | ACTUAL | FORECAST | FORECAST | FORECAST | FORECAST | FORECAST | FORECAST | FORECAST | FORECAST | FORECAST
|  | LTD | FY18 | FY19 | FY20 | FY21 | FY22 | FY23 | FY24 | FY25 | FY26 | FY27 | FY28 | FY29 |  |  |  | $ | %
| Instrument Transformers |  |  |  |  | 0 | 0 | 0 | 0 | 0 | 0 | 0 | 0 | 0 | 0 | 0 | 0 | 0 | NA
| Fire protection systems |  |  |  |  | 1035.4348 | 0 | 516.6287 | 520.3149 | 523.5586 | 535.639 | 550.7872 | 0 | 0 | 1035.4348 | 2646.9284 | 3682.3632 | 1611.4935 | 155.6%
| Infrastructure security |  |  |  |  | 379.5143 | 916.6763 | 1374.0125 | 1383.8162 | 1392.4431 | 1424.5718 | 1464.8595 | 0 | 0 | 1296.1906 | 7039.7031 | 8335.8938 | 5743.5125 | 443.1%
| Structure Fall Arrests |  |  |  |  | 0 | 1842.3185 | 568.5114 | 572.5678 | 576.1373 | 589.4308 | 606.1003 | 0 | 0 | 1842.3185 | 2912.7476 | 4755.0661 | 1070.4291 | 58.1%
| Insulators |  |  |  |  | 747.201 | 5549.1521 | 5605.9709 | 5645.97 | 5681.168 | 5812.2529 | 5976.6268 | 0 | 0 | 6296.3531 | 28721.9887 | 35018.3418 | 22425.6356 | 356.2%
| Communications (S&C) |  |  |  |  | 781.0741 | 5027.2543 | 820.8351 | 33.2116 | 2216.7695 | 7693.8274 | 2074.2411 | 0 | 0 | 5808.3285 | 12838.8846 | 18647.213 | 7030.5561 | 121%
| Total |  |  |  |  | 2943.2244 | 13335.4012 | 8885.9586 | 8155.8804 | 10390.0764 | 16055.7219 | 10672.6149 | 0 | 0 | 16278.6256 | 54160.2523 | 70438.8779 | 37881.6267 | 232.7%
Non-Network Capex incl Overheads (As Incurred)
| Item | $'000 Mar22 | [12 empty] | Total (FY18 to FY22) | Total (FY23 to FY27) | Total | Difference between Regulatory Period Totals
|  | ACTUAL | ACTUAL | ACTUAL | ACTUAL | FORECAST | FORECAST | FORECAST | FORECAST | FORECAST | FORECAST | FORECAST | FORECAST | FORECAST
|  | LTD | FY18 | FY19 | FY20 | FY21 | FY22 | FY23 | FY24 | FY25 | FY26 | FY27 | FY28 | FY29 |  |  |  | $ | %
| Vehicles | 0 | 764.4702 | 597.045 | 0 | 407.5155 | 2249.2729 | 1216.603 | 1594.193 | 1852.5233 | 1226.363 | 1273.0645 | 795.638 | 801.5986 | 4018.3036 | 7162.7469 | 12778.2871 | 3144.4433 | 78.25%
| Premises | 0 | 1353.899 | 678.5953 | 4641.317 | 1660.5921 | 1662.5977 | 1931.6059 | 2083.8521 | 2388.8711 | 1974.3746 | 2045.3666 | 1664.6274 | 1677.0981 | 9997.0011 | 10424.0703 | 23762.7969 | 427.0692 | 4.272%
| Other (Non-Network) | 0 | 590.9011 | 867.9342 | 978.6399 | 545.0854 | 582.3581 | 588.9425 | 582.4451 | 650.0946 | 598.7813 | 611.7847 | 520.1695 | 524.0663 | 3564.9188 | 3032.0483 | 7641.2029 | -532.8705 | -14.95%
| IT | 0 | 10236.9162 | 12863.3818 | 12544.5341 | 19967.6821 | 17931.2358 | 18020.4825 | 18425.0474 | 19368.3581 | 15032.807 | 12978.7755 | 0 | 0 | 73543.75 | 83825.4705 | 157369.2205 | 10281.7205 | 13.98%
| Total | 0 | 12946.1865 | 15006.9565 | 18164.491 | 22580.8751 | 22425.4644 | 21757.6338 | 22685.5376 | 24259.8472 | 18832.3259 | 16908.9913 | 2980.4349 | 3002.763 | 91123.9734 | 104444.3359 | 201551.5073 | 13320.3625 | 14.62%
Non-Network Capex incl Overheads (As Commissioned)
| Item | $'000 Mar22 | [12 empty] | Total (FY18 to FY22) | Total (FY23 to FY27) | Total | Difference between Regulatory Period Totals
|  | ACTUAL | ACTUAL | ACTUAL | ACTUAL | FORECAST | FORECAST | FORECAST | FORECAST | FORECAST | FORECAST | FORECAST | FORECAST | FORECAST
|  | LTD | FY18 | FY19 | FY20 | FY21 | FY22 | FY23 | FY24 | FY25 | FY26 | FY27 | FY28 | FY29 |  |  |  | $ | %
| Vehicles |  |  |  |  | 407.5155 | 2249.2729 | 1216.603 | 1594.193 | 1852.5233 | 1226.363 | 1273.0645 | 795.638 | 801.5986 | 2656.7884 | 7162.7469 | 11416.7719 | 4505.9585 | 169.6%
| Premises |  |  |  |  | 1660.5921 | 1662.5977 | 1931.6059 | 2083.8521 | 2388.8711 | 1974.3746 | 2045.3666 | 1664.6274 | 1677.0981 | 3323.1898 | 10424.0703 | 17088.9855 | 7100.8805 | 213.7%
| Other (Non-Network) |  |  |  |  | 545.0854 | 582.3581 | 588.9425 | 582.4451 | 650.0946 | 598.7813 | 611.7847 | 520.1695 | 524.0663 | 1127.4435 | 3032.0483 | 5203.7276 | 1904.6048 | 168.9%
| IT |  |  |  |  | 19967.6821 | 17931.2358 | 18020.4825 | 18425.0474 | 19368.3581 | 15032.807 | 12978.7755 | 0 | 0 | 37898.9179 | 83825.4705 | 121724.3883 | 45926.5526 | 121.2%
| Total |  |  |  |  | 22580.8751 | 22425.4644 | 21757.6338 | 22685.5376 | 24259.8472 | 18832.3259 | 16908.9913 | 2980.4349 | 3002.763 | 45006.3395 | 104444.3359 | 155433.8733 | 59437.9965 | 132.1%
Total Overhead by Asset Class, (As Incurred)
| Item | $'000 Mar22 | [12 empty] | Total (FY18 to FY22) | Total (FY23 to FY27) | Total | Difference between Regulatory Period Totals
|  | ACTUAL | ACTUAL | ACTUAL | ACTUAL | FORECAST | FORECAST | FORECAST | FORECAST | FORECAST | FORECAST | FORECAST | FORECAST | FORECAST
|  | LTD | FY18 | FY19 | FY20 | FY21 | FY22 | FY23 | FY24 | FY25 | FY26 | FY27 | FY28 | FY29 |  |  |  | $ | %
| Secondary |  |  |  |  | 896.631 | 930.2389 | 673.3289 | 713.785 | 683.2658 | 712.5807 | 773.3808 | 7.6637 | 100.3751 | 1826.8699 | 3556.3412 | 5491.25 | 1729.4713 | 94.67%
| Switchgear |  |  |  |  | 2733.7525 | 1698.541 | 2098.9818 | 1971.7468 | 1967.0931 | 1911.8496 | 1605.2929 | 178.8779 | 544.9225 | 4432.2935 | 9554.9642 | 14711.0582 | 5122.6707 | 115.6%
| Transformers |  |  |  |  | 867.9526 | 1208.6357 | 1637.0664 | 2060.3448 | 2003.1605 | 1868.5433 | 1468.0303 | 44.5145 | 583.024 | 2076.5883 | 9037.1453 | 11741.2721 | 6960.5571 | 335.2%
| Reactive |  |  |  |  | 626.4983 | 14.5502 | 0 | 0 | 0 | 0 | 0 | 0 | 0 | 641.0485 | 0 | 641.0485 | -641.0485 | -100%
| Towers and Conductor |  |  |  |  | 1448.7819 | 868.4235 | 553.8767 | 629.6054 | 633.6325 | 792.6318 | 988.6335 | 2.9266 | 38.3304 | 2317.2054 | 3598.3799 | 5956.8423 | 1281.1745 | 55.29%
| Establishment |  |  |  |  | 550.1982 | 412.7243 | 938.2219 | 1083.3889 | 1071.6144 | 1076.9531 | 945.2477 | 21.3333 | 279.4099 | 962.9225 | 5115.426 | 6379.0917 | 4152.5036 | 431.2%
| Communications |  |  |  |  | 780.5769 | 1186.219 | 901.7312 | 960.0153 | 991.9428 | 1244.5266 | 1700.0866 | 0 | 0 | 1966.7959 | 5798.3026 | 7765.0985 | 3831.5067 | 194.8%
| Inventory |  |  |  |  | 0 | 0 | 0 | 0 | 0 | 0 | 0 | 0 | 0 | 0 | 0 | 0 | 0 | NA
| IT |  |  |  |  | 384.3528 | 398.0571 | 76.512 | 74.2027 | 75.7694 | 77.1932 | 78.9345 | 0 | 0 | 782.41 | 382.6118 | 1165.0217 | -399.7982 | -51.1%
| Vehicles |  |  |  |  | 0 | 0 | 0 | 0 | 0 | 0 | 0 | 0 | 0 | 0 | 0 | 0 | 0 | NA
| Other (Non-Network) |  |  |  |  | 0 | 0 | 0 | 0 | 0 | 0 | 0 | 0 | 0 | 0 | 0 | 0 | 0 | NA
| Premises |  |  |  |  | 0 | 0 | 0 | 0 | 0 | 0 | 0 | 0 | 0 | 0 | 0 | 0 | 0 | NA
| Land |  |  |  |  | 0 | 0 | 0 | 0 | 0 | 0 | 0 | 0 | 0 | 0 | 0 | 0 | 0 | NA
| Easements |  |  |  |  | 0 | 0 | 0 | 0 | 0 | 0 | 0 | 0 | 0 | 0 | 0 | 0 | 0 | NA
| Equity raising costs (2003-08) |  |  |  |  | 0 | 0 | 0 | 0 | 0 | 0 | 0 | 0 | 0 | 0 | 0 | 0 | 0 | NA
| Inventory Adjustment (Other non-network) |  |  |  |  | 0 | 0 | 0 | 0 | 0 | 0 | 0 | 0 | 0 | 0 | 0 | 0 | 0 | NA
| Accelerated Depr |  |  |  |  | 0 | 0 | 0 | 0 | 0 | 0 | 0 | 0 | 0 | 0 | 0 | 0 | 0 | NA
| Insulators |  |  |  |  | 0 | 0 | 257.1128 | 279.3796 | 282.3857 | 373.5997 | 497.6149 | 0 | 0 | 0 | 1690.0928 | 1690.0928 | 1690.0928 | NA
| Instrument Transformers |  |  |  |  | 0 | 0 | 77.638 | 84.3617 | 85.2694 | 112.8125 | 150.2602 | 0 | 0 | 0 | 510.3417 | 510.3417 | 510.3417 | NA
| Capitalised Leases |  |  |  |  | 0 | 0 | 0 | 0 | 0 | 0 | 0 | 0 | 0 | 0 | 0 | 0 | 0 | NA
| Spare straight-line tax asset class |  |  |  |  | 0 | 0 | 0 | 0 | 0 | 0 | 0 | 0 | 0 | 0 | 0 | 0 | 0 | NA
| Buildings |  |  |  |  | 0 | 0 | 0 | 0 | 0 | 0 | 0 | 0 | 0 | 0 | 0 | 0 | 0 | NA
| In-house software |  |  |  |  | 0 | 0 | 306.048 | 296.8108 | 303.0778 | 308.7726 | 315.7378 | 0 | 0 | 0 | 1530.4471 | 1530.4471 | 1530.4471 | NA
| Equity raising costs |  |  |  |  | 0 | 0 | 0 | 0 | 0 | 0 | 0 | 0 | 0 | 0 | 0 | 0 | 0 | NA
| Total |  |  |  |  | 8288.7443 | 6717.3897 | 7520.5178 | 8153.6411 | 8097.2116 | 8479.463 | 8523.2192 | 255.316 | 1546.0619 | 15006.134 | 40774.0526 | 57581.5645 | 25767.9186 | 171.7%
Total Overhead by Asset Class, (As Commissioned)
| Item | $'000 Mar22 | [12 empty] | Total (FY18 to FY22) | Total (FY23 to FY27) | Total | Difference between Regulatory Period Totals
|  | ACTUAL | ACTUAL | ACTUAL | ACTUAL | FORECAST | FORECAST | FORECAST | FORECAST | FORECAST | FORECAST | FORECAST | FORECAST | FORECAST
|  | LTD | FY18 | FY19 | FY20 | FY21 | FY22 | FY23 | FY24 | FY25 | FY26 | FY27 | FY28 | FY29 |  |  |  | $ | %
| Secondary |  |  |  |  | 942.9604 | 856.0821 | 398.9781 | 1068.2652 | 606.6028 | 829.728 | 773.3808 | 0 | 108.0388 | 1799.0425 | 3676.955 | 5584.0363 | 1877.9125 | 104.4%
| Switchgear |  |  |  |  | 2895.0102 | 1654.9763 | 826.8068 | 3635.733 | 1550.7057 | 2532.2638 | 1639.1174 | 137.2725 | 586.5279 | 4549.9865 | 10184.6267 | 15458.4136 | 5634.6403 | 123.8%
| Transformers |  |  |  |  | 1037.1918 | 793.7392 | 379.2012 | 3562.5725 | 1557.8669 | 2548.9885 | 1468.0303 | 0 | 627.5385 | 1830.931 | 9516.6594 | 11975.1289 | 7685.7284 | 419.8%
| Reactive |  |  |  |  | 626.4983 | 14.5502 | 0 | 0 | 0 | 0 | 0 | 0 | 0 | 641.0485 | 0 | 641.0485 | -641.0485 | -100%
| Towers and Conductor |  |  |  |  | 1459.5811 | 845.0724 | 476.9573 | 716.1316 | 604.357 | 837.367 | 988.6335 | 0 | 41.257 | 2304.6535 | 3623.4464 | 5969.3569 | 1318.793 | 57.22%
| Establishment |  |  |  |  | 351.7786 | 377.2807 | 371.4986 | 1861.526 | 858.2108 | 1403.0514 | 945.2477 | 0 | 300.7432 | 729.0593 | 5439.5345 | 6469.337 | 4710.4752 | 646.1%
| Communications |  |  |  |  | 783.4822 | 1185.9393 | 899.1105 | 962.9174 | 991.9428 | 1244.5266 | 1700.0866 | 0 | 0 | 1969.4215 | 5798.584 | 7768.0054 | 3829.1625 | 194.4%
| Inventory |  |  |  |  | 0 | 0 | 0 | 0 | 0 | 0 | 0 | 0 | 0 | 0 | 0 | 0 | 0 | NA
| IT |  |  |  |  | 384.3528 | 398.0571 | 76.512 | 74.2027 | 75.7694 | 77.1932 | 78.9345 | 0 | 0 | 782.41 | 382.6118 | 1165.0217 | -399.7982 | -51.1%
| Vehicles |  |  |  |  | 0 | 0 | 0 | 0 | 0 | 0 | 0 | 0 | 0 | 0 | 0 | 0 | 0 | NA
| Other (Non-Network) |  |  |  |  | 0 | 0 | 0 | 0 | 0 | 0 | 0 | 0 | 0 | 0 | 0 | 0 | 0 | NA
| Premises |  |  |  |  | 0 | 0 | 0 | 0 | 0 | 0 | 0 | 0 | 0 | 0 | 0 | 0 | 0 | NA
| Land |  |  |  |  | 0 | 0 | 0 | 0 | 0 | 0 | 0 | 0 | 0 | 0 | 0 | 0 | 0 | NA
| Easements |  |  |  |  | 0 | 0 | 0 | 0 | 0 | 0 | 0 | 0 | 0 | 0 | 0 | 0 | 0 | NA
| Equity raising costs (2003-08) |  |  |  |  | 0 | 0 | 0 | 0 | 0 | 0 | 0 | 0 | 0 | 0 | 0 | 0 | 0 | NA
| Inventory Adjustment (Other non-network) |  |  |  |  | 0 | 0 | 0 | 0 | 0 | 0 | 0 | 0 | 0 | 0 | 0 | 0 | 0 | NA
| Accelerated Depr |  |  |  |  | 0 | 0 | 0 | 0 | 0 | 0 | 0 | 0 | 0 | 0 | 0 | 0 | 0 | NA
| Insulators |  |  |  |  | 0 | 0 | 257.1128 | 279.3796 | 282.3857 | 373.5997 | 497.6149 | 0 | 0 | 0 | 1690.0928 | 1690.0928 | 1690.0928 | NA
| Instrument Transformers |  |  |  |  | 0 | 0 | 77.638 | 84.3617 | 85.2694 | 112.8125 | 150.2602 | 0 | 0 | 0 | 510.3417 | 510.3417 | 510.3417 | NA
| Capitalised Leases |  |  |  |  | 0 | 0 | 0 | 0 | 0 | 0 | 0 | 0 | 0 | 0 | 0 | 0 | 0 | NA
| Spare straight-line tax asset class |  |  |  |  | 0 | 0 | 0 | 0 | 0 | 0 | 0 | 0 | 0 | 0 | 0 | 0 | 0 | NA
| Buildings |  |  |  |  | 0 | 0 | 0 | 0 | 0 | 0 | 0 | 0 | 0 | 0 | 0 | 0 | 0 | NA
| In-house software |  |  |  |  | 0 | 0 | 306.048 | 296.8108 | 303.0778 | 308.7726 | 315.7378 | 0 | 0 | 0 | 1530.4471 | 1530.4471 | 1530.4471 | NA
| Equity raising costs |  |  |  |  | 0 | 0 | 0 | 0 | 0 | 0 | 0 | 0 | 0 | 0 | 0 | 0 | 0 | NA
| Total |  |  |  |  | 8480.8553 | 6125.6973 | 4069.8634 | 12541.9005 | 6916.1884 | 10268.3034 | 8557.0437 | 137.2725 | 1664.1055 | 14606.5526 | 42353.2994 | 58761.2299 | 27746.7468 | 190%
[5 empty] | Total Capex As Incurred less Capex by Type less Overheads | 0 | 0 | 0 | -3.3651e-11 | 0 | 0 | 0 | 0 | 0
[6 empty] | 0 | 0 | 0 | 0 | 0 | 0 | 0 | 7.6739e-13 | 0
[6 empty] | 0 | 0 | 0 | 0 | 0 | 0 | 0 | 0 | 0
[6 empty] | 0 | 0 | 0 | 0 | 0 | 0 | 0 | 0 | 0
[6 empty] | 0 | 0 | 0 | 0 | 0 | 0 | 0 | 0 | 0
[6 empty] | 0 | 0 | 0 | 0 | 0 | 0 | 0 | 0 | 0

## Report¦Forecasts-$Nom
Back to contents
AusNet Services Forecast Transmission Capex Model (FY20 to FY29) v9
#VALUE!
Direct Capex by Cost Type (As Incurred)
| Item | $'000 FY20 | [12 empty] | Total (FY18 to FY22) | Total (FY23 to FY27) | Total | Difference between Regulatory Period Totals
|  | ACTUAL | ACTUAL | ACTUAL | ACTUAL | FORECAST | FORECAST | FORECAST | FORECAST | FORECAST | FORECAST | FORECAST | FORECAST | FORECAST
|  | LTD | FY18 | FY19 | FY20 | FY21 | FY22 | FY23 | FY24 | FY25 | FY26 | FY27 | FY28 | FY29 |  |  |  | $ | %
| Labour - Internal | 11637.0761 |  |  |  | 13543.0605 | 12591.7444 | 17356.7935 | 17813.8717 | 17973.89 | 14524.1755 | 11445.7291 | 786.2068 | 3149.5295 | 26134.8049 | 79114.4599 | 120822.0772 | 52979.655 | 202.7%
| Labour - External | 58185.3805 |  |  |  | 67291.0827 | 62252.3067 | 85705.6326 | 88015.9761 | 89035.4759 | 72049.8294 | 56859.8094 | 3911.2827 | 15690.9249 | 129543.3894 | 391666.7234 | 598997.701 | 262123.334 | 202.3%
| Materials | 46548.3044 |  |  |  | 53974.7456 | 49874.5716 | 68393.0633 | 69844.3471 | 69926.5033 | 55890.2991 | 43564.5895 | 2959.8669 | 11728.0624 | 103849.3171 | 307618.8023 | 472704.3532 | 203769.4852 | 196.2%
| Total | 116370.7611 |  |  |  | 134808.8887 | 124718.6227 | 171455.4894 | 175674.195 | 176935.8691 | 142464.304 | 111870.1281 | 7657.3565 | 30568.5168 | 259527.5114 | 778399.9856 | 1192524.1314 | 518872.4741 | 199.9%
Direct Capex by Cost Type (As Commissioned)
| Item | $'000 FY20 | [12 empty] | Total (FY18 to FY22) | Total (FY23 to FY27) | Total | Difference between Regulatory Period Totals
|  | ACTUAL | ACTUAL | ACTUAL | ACTUAL | FORECAST | FORECAST | FORECAST | FORECAST | FORECAST | FORECAST | FORECAST | FORECAST | FORECAST
|  | LTD | FY18 | FY19 | FY20 | FY21 | FY22 | FY23 | FY24 | FY25 | FY26 | FY27 | FY28 | FY29 |  |  |  | $ | %
| Labour - Internal |  |  |  |  | 21224.1491 | 14009.0998 | 10082.9561 | 27431.5281 | 15598.8733 | 18173.4222 | 11491.3441 | 599.7652 | 3363.7648 | 35233.2489 | 82778.1238 | 121974.9027 | 47544.8749 | 134.9%
| Labour - External |  |  |  |  | 105725.3073 | 69448.7953 | 49781.2283 | 135617.8823 | 77256.3978 | 90123.0666 | 57085.8015 | 2984.4071 | 16756.7194 | 175174.1026 | 409864.3766 | 604779.6057 | 234690.274 | 134%
| Materials |  |  |  |  | 84673.3371 | 55608.3647 | 39724.6823 | 107895.6644 | 60717.7551 | 70097.6247 | 43739.0021 | 2264.0348 | 12534.6034 | 140281.7018 | 322174.7287 | 477255.0687 | 181893.0269 | 129.7%
| Total |  |  |  |  | 211622.7935 | 139066.2598 | 99588.8667 | 270945.0748 | 153573.0262 | 178394.1136 | 112316.1477 | 5848.2072 | 32655.0876 | 350689.0533 | 814817.229 | 1204009.5771 | 464128.1758 | 132.3%
Total Capex by Asset Class, incl. Overheads (As Incurred)
| Item | $'000 FY20 | [12 empty] | Total (FY18 to FY22) | Total (FY23 to FY27) | Total | Difference between Regulatory Period Totals
|  | ACTUAL | ACTUAL | ACTUAL | ACTUAL | FORECAST | FORECAST | FORECAST | FORECAST | FORECAST | FORECAST | FORECAST | FORECAST | FORECAST
|  | LTD | FY18 | FY19 | FY20 | FY21 | FY22 | FY23 | FY24 | FY25 | FY26 | FY27 | FY28 | FY29 |  |  |  | $ | %
| Secondary | 6914.9811 | 21397.4081 | 14871.2034 | 19984.2953 | 13715.9682 | 16068.3088 | 14817.9906 | 14749.2232 | 14186.5714 | 11590.1125 | 9801.8221 | 142.4062 | 1882.5597 | 86037.1839 | 65145.7198 | 160122.8508 | -20891.4641 | -24.28%
| Switchgear | 72157.0795 | 40571.9886 | 46626.9015 | 40215.217 | 41818.8329 | 29339.4319 | 46192.4229 | 40742.9854 | 40842.5325 | 31096.2009 | 20345.4693 | 3323.8749 | 10220.1598 | 198572.3718 | 179219.611 | 463493.097 | -19352.7609 | -9.746%
| Transformers | 21547.7808 | 29196.4168 | 23693.4046 | 11458.4831 | 13277.2679 | 20877.1433 | 36027.0228 | 42573.721 | 41591.3956 | 30391.8248 | 18605.8042 | 827.1602 | 10934.7628 | 98502.7157 | 169189.7684 | 301002.1879 | 70687.0527 | 71.76%
| Reactive | 0 | -8.7712 | 1729.2128 | 4528.0743 | 9583.6869 | 251.3296 | 0 | 0 | 0 | 0 | 0 | 0 | 0 | 16083.5324 | 0 | 16083.5324 | -16083.5324 | -100%
| Towers and Conductor | 3056.9655 | 5882.5013 | 5577.5861 | 16565.9538 | 22162.3463 | 15000.5509 | 12189.1998 | 13009.7868 | 13156.0391 | 12892.142 | 12529.9332 | 54.3809 | 718.8967 | 65188.9384 | 63777.1009 | 132796.2824 | -1411.8376 | -2.166%
| Establishment | 12661.0008 | 15858.6255 | 19857.4965 | 19565.8956 | 8416.5063 | 7129.1165 | 20647.5079 | 22386.4951 | 22249.8092 | 17516.6234 | 11980.0618 | 396.4104 | 5240.4042 | 70827.6404 | 94780.4974 | 183905.9532 | 23952.857 | 33.82%
| Communications | 32.9534 | 6679.715 | 19005.4344 | 25978.457 | 11940.6622 | 20489.933 | 19844.4552 | 19837.1765 | 20595.596 | 20242.2048 | 21546.8841 | 0 | 0 | 84094.2016 | 102066.3166 | 186193.4715 | 17972.115 | 21.37%
| Inventory | 0 | 1517.9413 | -625.4734 | 1275.2103 | 0 | 0 | 0 | 0 | 0 | 0 | 0 | 0 | 0 | 2167.6782 | 0 | 2167.6782 | -2167.6782 | -100%
| IT | 0 | 9434.0687 | 12071.2687 | 11993.9702 | 19410.916 | 17765.4102 | 3637.7378 | 3767.8746 | 3997.7499 | 3143.2994 | 2739.1408 | 0 | 0 | 70675.6338 | 17285.8025 | 87961.4363 | -53389.8313 | -75.54%
| Vehicles | 0 | 704.5153 | 560.2796 | 0 | 396.1526 | 2228.4719 | 1227.959 | 1630.0418 | 1911.8618 | 1282.1378 | 1343.3868 | 850.5288 | 864.8991 | 3889.4195 | 7395.3872 | 13000.2345 | 3505.9677 | 90.14%
| Other (Non-Network) | 0 | 544.5587 | 814.4878 | 935.6886 | 529.8866 | 576.9725 | 594.4398 | 595.5426 | 670.9179 | 626.0138 | 645.5788 | 556.0558 | 565.4507 | 3401.5942 | 3132.493 | 7655.5937 | -269.1013 | -7.911%
| Premises | 0 | 1247.7172 | 636.8082 | 4437.6154 | 1614.2892 | 1647.2222 | 1949.6358 | 2130.7119 | 2465.3895 | 2064.1689 | 2158.3497 | 1779.4695 | 1809.5348 | 9583.6522 | 10768.2557 | 23940.9121 | 1184.6035 | 12.36%
| Land | 0 | 0 | 0 | 0 | 0 | 0 | 0 | 0 | 0 | 0 | 0 | 0 | 0 | 0 | 0 | 0 | 0 | NA
| Easements | 0 | 0 | 0 | 0 | 0 | 0 | 0 | 0 | 0 | 0 | 0 | 0 | 0 | 0 | 0 | 0 | 0 | NA
| Equity raising costs (2003-08) | 0 | 0 | 0 | 0 | 0 | 0 | 0 | 0 | 0 | 0 | 0 | 0 | 0 | 0 | 0 | 0 | 0 | NA
| Inventory Adjustment (Other non-network) | 0 | -1517.9413 | 625.4734 | -1275.2103 | 0 | 0 | 0 | 0 | 0 | 0 | 0 | 0 | 0 | -2167.6782 | 0 | -2167.6782 | 2167.6782 | -100%
| Accelerated Depr | 0 | 0 | 0 | 0 | 0 | 0 | 0 | 0 | 0 | 0 | 0 | 0 | 0 | 0 | 0 | 0 | 0 | NA
| Insulators | 0 | 0 | 0 | 0 | 0 | 0 | 5658.2981 | 5772.9314 | 5863.1424 | 6076.5933 | 6306.767 | 0 | 0 | 0 | 29677.7323 | 29677.7323 | 29677.7323 | NA
| Instrument Transformers | 0 | 0 | 0 | 0 | 0 | 0 | 1708.5841 | 1743.1989 | 1770.4391 | 1834.8929 | 1904.3963 | 0 | 0 | 0 | 8961.5113 | 8961.5113 | 8961.5113 | NA
| Capitalised Leases | 0 | 0 | 0 | 44322.9786 | 0 | 0 | 0 | 0 | 0 | 0 | 0 | 0 | 0 | 44322.9786 | 0 | 44322.9786 | -44322.9786 | -100%
| Spare straight-line tax asset class | 0 | 0 | 0 | 0 | 0 | 0 | 0 | 0 | 0 | 0 | 0 | 0 | 0 | 0 | 0 | 0 | 0 | NA
| Buildings | 0 | 0 | 0 | 0 | 0 | 0 | 0 | 0 | 0 | 0 | 0 | 0 | 0 | 0 | 0 | 0 | 0 | NA
| In-house software | 0 | 0 | 0 | 0 | 0 | 0 | 14550.9511 | 15071.4985 | 15990.9994 | 12573.1975 | 10956.5634 | 0 | 0 | 0 | 69143.2099 | 69143.2099 | 69143.2099 | NA
| Equity raising costs | 0 | 0 | 0 | 0 | 0 | 0 | 0 | 0 | 0 | 0 | 0 | 0 | 0 | 0 | 0 | 0 | 0 | NA
| Total | 116370.7611 | 131508.7441 | 145444.0837 | 199986.6288 | 142866.515 | 131373.8909 | 179046.205 | 184011.1877 | 185292.4439 | 151329.4117 | 120864.1575 | 7930.2867 | 32236.6679 | 751179.8625 | 820543.4059 | 1728260.9839 | 69363.5434 | 9.234%
Total Capex by Asset Class, incl. Overheads (As Commissioned)
| Item | $'000 FY20 | [12 empty] | Total (FY18 to FY22) | Total (FY23 to FY27) | Total | Difference between Regulatory Period Totals
|  | ACTUAL | ACTUAL | ACTUAL | ACTUAL | FORECAST | FORECAST | FORECAST | FORECAST | FORECAST | FORECAST | FORECAST | FORECAST | FORECAST
|  | LTD | FY18 | FY19 | FY20 | FY21 | FY22 | FY23 | FY24 | FY25 | FY26 | FY27 | FY28 | FY29 |  |  |  | $ | %
| Secondary |  | 15153.7715 | 12985.0922 | 24412.3356 | 18077.5536 | 17366.5481 | 8860.4775 | 22879.4392 | 12602.5868 | 14054.9847 | 9801.7717 | 0 | 2026.2952 | 87995.3011 | 68199.2599 | 158220.8562 | -19796.0412 | -22.5%
| Switchgear |  | 22493.9988 | 21548.0768 | 52185.9464 | 99427.997 | 39367.2881 | 18299.5156 | 79326.0727 | 32061.919 | 44311.6064 | 20827.6847 | 2808.896 | 11000.4802 | 235023.3071 | 194826.7984 | 443659.4817 | -40196.5087 | -17.1%
| Transformers |  | 21180.4603 | 38403.9944 | 15517.1182 | 23943.317 | 19477.8191 | 8489.0298 | 75608.9012 | 32389.4187 | 44708.9238 | 18605.5114 | 0 | 11769.6439 | 118522.7089 | 179801.7849 | 310094.1377 | 61279.076 | 51.7%
| Reactive |  | 234.4774 | 791.8056 | 1804.0744 | 9583.6869 | 251.3296 | 0 | 0 | 0 | 0 | 0 | 0 | 0 | 12665.3739 | 0 | 12665.3739 | -12665.3739 | -100%
| Towers and Conductor |  | 24709.4949 | 9395.0577 | 20912.5152 | 22392.6549 | 14752.8377 | 10495.2234 | 14852.1121 | 12551.0374 | 13833.4075 | 12529.914 | 0 | 773.7853 | 92162.5603 | 64261.6944 | 157198.04 | -27900.866 | -30.27%
| Establishment |  | 15583.4235 | 10483.8129 | 21181.2805 | 12490.311 | 11179.7258 | 8438.3692 | 40489.1773 | 17839.6789 | 24377.9872 | 11979.9214 | 0 | 5640.5148 | 70918.5538 | 103125.134 | 179684.2026 | 32206.5802 | 45.41%
| Communications |  | 1837.8772 | 6761.1204 | 29753.6984 | 12000.4094 | 20521.6823 | 19786.4977 | 19901.5039 | 20595.6074 | 20242.2048 | 21546.8841 | 0 | 0 | 70874.7877 | 102072.6979 | 172947.4856 | 31197.9102 | 44.02%
| Inventory |  | 1517.9413 | -625.4734 | 1275.2103 | 0 | 0 | 0 | 0 | 0 | 0 | 0 | 0 | 0 | 2167.6782 | 0 | 2167.6782 | -2167.6782 | -100%
| IT |  | 5874.6523 | 13252.1364 | 11865.3063 | 19410.916 | 17765.4102 | 3637.7378 | 3767.8746 | 3997.7499 | 3143.2994 | 2739.1408 | 0 | 0 | 68168.4212 | 17285.8025 | 85454.2237 | -50882.6187 | -74.64%
| Vehicles |  | 364.979 | 1173.898 | 74.0462 | 396.1526 | 2228.4719 | 1227.959 | 1630.0418 | 1911.8618 | 1282.1378 | 1343.3868 | 850.5288 | 864.8991 | 4237.5478 | 7395.3872 | 13348.3628 | 3157.8394 | 74.52%
| Other (Non-Network) |  | 1512.1111 | 2800.8808 | 2821.795 | 529.8866 | 576.9725 | 594.4398 | 595.5426 | 670.9179 | 626.0138 | 645.5788 | 556.0558 | 565.4507 | 8241.6459 | 3132.493 | 12495.6454 | -5109.153 | -61.99%
| Premises |  | 0 | 0 | 0 | 1614.2892 | 1647.2222 | 1949.6358 | 2130.7119 | 2465.3895 | 2064.1689 | 2158.3497 | 1779.4695 | 1809.5348 | 3261.5114 | 10768.2557 | 17618.7713 | 7506.7443 | 230.2%
| Land |  | 0 | 0 | 0 | 0 | 0 | 0 | 0 | 0 | 0 | 0 | 0 | 0 | 0 | 0 | 0 | 0 | NA
| Easements |  | 0 | 0 | 0 | 0 | 0 | 0 | 0 | 0 | 0 | 0 | 0 | 0 | 0 | 0 | 0 | 0 | NA
| Equity raising costs (2003-08) |  | 0 | 0 | 0 | 0 | 0 | 0 | 0 | 0 | 0 | 0 | 0 | 0 | 0 | 0 | 0 | 0 | NA
| Inventory Adjustment (Other non-network) |  | -1517.9413 | 625.4734 | -1275.2103 | 0 | 0 | 0 | 0 | 0 | 0 | 0 | 0 | 0 | -2167.6782 | 0 | -2167.6782 | 2167.6782 | -100%
| Accelerated Depr |  | 0 | 0 | 0 | 0 | 0 | 0 | 0 | 0 | 0 | 0 | 0 | 0 | 0 | 0 | 0 | 0 | NA
| Insulators |  | 0 | 0 | 0 | 0 | 0 | 5658.2981 | 5772.9314 | 5863.1424 | 6076.5933 | 6306.767 | 0 | 0 | 0 | 29677.7323 | 29677.7323 | 29677.7323 | NA
| Instrument Transformers |  | 0 | 0 | 0 | 0 | 0 | 1708.5841 | 1743.1989 | 1770.4391 | 1834.8929 | 1904.3963 | 0 | 0 | 0 | 8961.5113 | 8961.5113 | 8961.5113 | NA
| Capitalised Leases |  | 0 | 0 | 44322.9786 | 0 | 0 | 0 | 0 | 0 | 0 | 0 | 0 | 0 | 44322.9786 | 0 | 44322.9786 | -44322.9786 | -100%
| Spare straight-line tax asset class |  | 0 | 0 | 0 | 0 | 0 | 0 | 0 | 0 | 0 | 0 | 0 | 0 | 0 | 0 | 0 | 0 | NA
| Buildings |  | 0 | 0 | 0 | 0 | 0 | 0 | 0 | 0 | 0 | 0 | 0 | 0 | 0 | 0 | 0 | 0 | NA
| In-house software |  | 0 | 0 | 0 | 0 | 0 | 14550.9511 | 15071.4985 | 15990.9994 | 12573.1975 | 10956.5634 | 0 | 0 | 0 | 69143.2099 | 69143.2099 | 69143.2099 | NA
| Equity raising costs |  | 0 | 0 | 0 | 0 | 0 | 0 | 0 | 0 | 0 | 0 | 0 | 0 | 0 | 0 | 0 | 0 | NA
| Total |  | 108945.246 | 117595.8754 | 224851.0949 | 219867.174 | 145135.3075 | 103696.7189 | 283769.0061 | 160710.7483 | 189129.4179 | 121345.8701 | 5994.95 | 34450.6038 | 816394.6977 | 858651.7613 | 1715492.0129 | 42257.0636 | 5.176%
Total Capex by Driver, incl. Overheads (As Incurred)
| Item | $'000 FY20 | [12 empty] | Total (FY18 to FY22) | Total (FY23 to FY27) | Total | Difference between Regulatory Period Totals
|  | ACTUAL | ACTUAL | ACTUAL | ACTUAL | FORECAST | FORECAST | FORECAST | FORECAST | FORECAST | FORECAST | FORECAST | FORECAST | FORECAST
|  | LTD | FY18 | FY19 | FY20 | FY21 | FY22 | FY23 | FY24 | FY25 | FY26 | FY27 | FY28 | FY29 |  |  |  | $ | %
| Replacement - Major Station CBD | 66148.8889 | 49950.953 | 45754.0179 | 12154.1885 | 17473.2512 | 6805.5263 | 10569.7287 | 0 | 0 | 0 | 0 | 0 | 0 | 132137.9369 | 10569.7287 | 208856.5546 | -121568.2082 | -92%
| Replacement - Major Station | 50221.8721 | 29356.1423 | 42516.2544 | 56301.9921 | 40552.8017 | 39461.064 | 92126.8693 | 107412.733 | 105546.8884 | 76001.876 | 44736.9649 | 4744.2326 | 28996.7833 | 208188.2544 | 425825.3317 | 717976.4741 | 217637.0773 | 104.5%
| Replacement - Other | 0 | 33988.9137 | 35087.8258 | 57390.8289 | 60028.0605 | 49677.1464 | 45419.9818 | 45063.5028 | 43985.7543 | 38852.7846 | 47022.0184 | 0 | 0 | 236172.7752 | 220344.0419 | 456516.8172 | -15828.7333 | -6.702%
| Security and Compliance | 0 | 6288.2328 | 5457.5811 | 7530.1807 | 2861.1574 | 13212.0773 | 8968.9017 | 8339.2825 | 10722.8827 | 16785.9338 | 11262.1547 | 0 | 0 | 35349.2293 | 56079.1554 | 91428.3846 | 20729.9261 | 58.64%
| Non Network - Other | 0 | 544.5587 | 814.4878 | 935.6886 | 529.8866 | 576.9725 | 594.4398 | 595.5426 | 670.9179 | 626.0138 | 645.5788 | 556.0558 | 565.4507 | 3401.5942 | 3132.493 | 7655.5937 | -269.1013 | -7.911%
| Non Network - Vehicles | 0 | 704.5153 | 560.2796 | 0 | 396.1526 | 2228.4719 | 1227.959 | 1630.0418 | 1911.8618 | 1282.1378 | 1343.3868 | 850.5288 | 864.8991 | 3889.4195 | 7395.3872 | 13000.2345 | 3505.9677 | 90.14%
| Non Network - Premises | 0 | 1247.7172 | 636.8082 | 4437.6154 | 1614.2892 | 1647.2222 | 1949.6358 | 2130.7119 | 2465.3895 | 2064.1689 | 2158.3497 | 1779.4695 | 1809.5348 | 9583.6522 | 10768.2557 | 23940.9121 | 1184.6035 | 12.36%
| Non Network - IT | 0 | 9434.0687 | 12071.2687 | 11993.9702 | 19410.916 | 17765.4102 | 18188.6889 | 18839.3731 | 19988.7493 | 15716.4969 | 13695.7042 | 0 | 0 | 70675.6338 | 86429.0124 | 157104.6462 | 15753.3785 | 22.29%
| Capitalised Leases | 0 | 0 | 0 | 44322.9786 | 0 | 0 | 0 | 0 | 0 | 0 | 0 | 0 | 0 | 44322.9786 | 0 | 44322.9786 | -44322.9786 | -100%
| Total | 116370.7611 | 131515.1016 | 142898.5236 | 195067.443 | 142866.515 | 131373.8909 | 179046.205 | 184011.1877 | 185292.4439 | 151329.4117 | 120864.1575 | 7930.2867 | 32236.6679 | 743721.4741 | 820543.4059 | 1720802.5955 | 76821.9318 | 10.33%
| NCIPAP |  | FY18: -6.3575; FY19: 2545.5601; FY20: 4918.9039 | 7458.1065 | 0 | 7458.1065 | -7458.1065 | -100%
| Total including NCIPAP | 116370.7611 | 131508.7441 | 145444.0837 | 199986.3469 | 142866.515 | 131373.8909 | 179046.205 | 184011.1877 | 185292.4439 | 151329.4117 | 120864.1575 | 7930.2867 | 32236.6679 | 751179.5806 | 820543.4059 | 1728260.7021 | 69363.8253 | 9.234%
Total Capex by Driver, incl. Overheads (As Commissioned)
| Item | $'000 FY20 | [12 empty] | Total (FY18 to FY22) | Total (FY23 to FY27) | Total | Difference between Regulatory Period Totals
|  | ACTUAL | ACTUAL | ACTUAL | ACTUAL | FORECAST | FORECAST | FORECAST | FORECAST | FORECAST | FORECAST | FORECAST | FORECAST | FORECAST
|  | LTD | FY18 | FY19 | FY20 | FY21 | FY22 | FY23 | FY24 | FY25 | FY26 | FY27 | FY28 | FY29 |  |  |  | $ | %
| Replacement - Major Station CBD |  |  |  |  | 23287.1548 | 31239.852 | 11815.7538 | 17541.4534 | 0 | 0 | 0 | 0 | 0 | 54527.0067 | 29357.2073 | 83884.214 | -25169.7995 | -46.16%
| Replacement - Major Station |  |  |  |  | 111739.5571 | 28788.1549 | 15531.358 | 189629.098 | 80965.1928 | 113801.8822 | 45218.6775 | 2808.896 | 31210.7192 | 140527.7121 | 445146.2086 | 619693.5358 | 304618.4965 | 216.8%
| Replacement - Other |  |  |  |  | 60028.0605 | 49677.1464 | 45419.9818 | 45063.5028 | 43985.7543 | 38852.7846 | 47022.0184 | 0 | 0 | 109705.2069 | 220344.0419 | 330049.2488 | 110638.8351 | 100.9%
| Security and Compliance |  |  |  |  | 2861.1574 | 13212.0773 | 8968.9017 | 8339.2825 | 10722.8827 | 16785.9338 | 11262.1547 | 0 | 0 | 16073.2347 | 56079.1554 | 72152.39 | 40005.9207 | 248.9%
| Non Network - Other |  |  |  |  | 529.8866 | 576.9725 | 594.4398 | 595.5426 | 670.9179 | 626.0138 | 645.5788 | 556.0558 | 565.4507 | 1106.8591 | 3132.493 | 5360.8585 | 2025.6339 | 183%
| Non Network - Vehicles |  |  |  |  | 396.1526 | 2228.4719 | 1227.959 | 1630.0418 | 1911.8618 | 1282.1378 | 1343.3868 | 850.5288 | 864.8991 | 2624.6245 | 7395.3872 | 11735.4396 | 4770.7627 | 181.8%
| Non Network - Premises |  |  |  |  | 1614.2892 | 1647.2222 | 1949.6358 | 2130.7119 | 2465.3895 | 2064.1689 | 2158.3497 | 1779.4695 | 1809.5348 | 3261.5114 | 10768.2557 | 17618.7713 | 7506.7443 | 230.2%
| Non Network - IT |  |  |  |  | 19410.916 | 17765.4102 | 18188.6889 | 18839.3731 | 19988.7493 | 15716.4969 | 13695.7042 | 0 | 0 | 37176.3262 | 86429.0124 | 123605.3385 | 49252.6862 | 132.5%
| Capitalised Leases |  |  |  |  | 0 | 0 | 0 | 0 | 0 | 0 | 0 | 0 | 0 | 0 | 0 | 0 | 0 | NA
| Total |  |  |  |  | 219867.174 | 145135.3075 | 103696.7189 | 283769.0061 | 160710.7483 | 189129.4179 | 121345.8701 | 5994.95 | 34450.6038 | 365002.4815 | 858651.7613 | 1264099.7967 | 493649.2798 | 135.2%
Major Station Replacement Capex incl Overheads (As Incurred)
| Item | $'000 FY20 | [12 empty] | Total (FY18 to FY22) | Total (FY23 to FY27) | Total | Difference between Regulatory Period Totals
|  | ACTUAL | ACTUAL | ACTUAL | ACTUAL | FORECAST | FORECAST | FORECAST | FORECAST | FORECAST | FORECAST | FORECAST | FORECAST | FORECAST
|  | LTD | FY18 | FY19 | FY20 | FY21 | FY22 | FY23 | FY24 | FY25 | FY26 | FY27 | FY28 | FY29 |  |  |  | $ | %
| Major Station | 116370.7611 | 79307.0952 | 88270.2723 | 68456.1806 | 58026.0529 | 46266.5903 | 102696.598 | 107412.733 | 105546.8884 | 76001.876 | 44736.9649 | 4744.2326 | 28996.7833 | 340326.1913 | 436395.0604 | 926833.0286 | 96068.8691 | 28.23%
| Total | 116370.7611 | 79307.0952 | 88270.2723 | 68456.1806 | 58026.0529 | 46266.5903 | 102696.598 | 107412.733 | 105546.8884 | 76001.876 | 44736.9649 | 4744.2326 | 28996.7833 | 340326.1913 | 436395.0604 | 926833.0286 | 96068.8691 | 28.23%
Major Station Replacement Capex incl Overheads (As Commissioned)
| Item | $'000 FY20 | [12 empty] | Total (FY18 to FY22) | Total (FY23 to FY27) | Total | Difference between Regulatory Period Totals
|  | ACTUAL | ACTUAL | ACTUAL | ACTUAL | FORECAST | FORECAST | FORECAST | FORECAST | FORECAST | FORECAST | FORECAST | FORECAST | FORECAST
|  | LTD | FY18 | FY19 | FY20 | FY21 | FY22 | FY23 | FY24 | FY25 | FY26 | FY27 | FY28 | FY29 |  |  |  | $ | %
| Major Station |  |  |  |  | 135026.7119 | 60028.0069 | 27347.1119 | 207170.5514 | 80965.1928 | 113801.8822 | 45218.6775 | 2808.896 | 31210.7192 | 195054.7188 | 474503.4158 | 703577.7498 | 898632.4686 | 143.3%
| Total |  |  |  |  | 135026.7119 | 60028.0069 | 27347.1119 | 207170.5514 | 80965.1928 | 113801.8822 | 45218.6775 | 2808.896 | 31210.7192 | 195054.7188 | 474503.4158 | 703577.7498 | 898632.4686 | 143.3%
Other Replacement Capex incl Overheads (As Incurred)
| Item | $'000 FY20 | [12 empty] | Total (FY18 to FY22) | Total (FY23 to FY27) | Total | Difference between Regulatory Period Totals
|  | ACTUAL | ACTUAL | ACTUAL | ACTUAL | FORECAST | FORECAST | FORECAST | FORECAST | FORECAST | FORECAST | FORECAST | FORECAST | FORECAST
|  | LTD | FY18 | FY19 | FY20 | FY21 | FY22 | FY23 | FY24 | FY25 | FY26 | FY27 | FY28 | FY29 |  |  |  | $ | %
| Lines | 0 | 318 | 340 | 340 | 21205.5156 | 7180.1716 | 9770.6604 | 9968.6075 | 10124.3824 | 10492.9661 | 10890.4264 | 0 | 0 | 29383.6873 | 51247.0426 | 80630.7299 | 21863.3554 | 74.41%
| Stations | 0 | 14664 | 10081 | 10081 | 19075.0369 | 15217.1074 | 10362.831 | 8860.8838 | 8999.3488 | 9326.975 | 9680.2691 | 0 | 0 | 69118.1442 | 47230.3077 | 116348.452 | -21887.8365 | -31.67%
| Secondary & Protection | 0 | 16787 | 9975 | 9975 | 8614.6953 | 11797.6034 | 6363.9211 | 6492.85 | 6594.3108 | 6834.3803 | 7093.258 | 0 | 0 | 57149.2986 | 33378.7201 | 90528.0187 | -23770.5785 | -41.59%
| Communications | 0 | 2218 | 15330 | 15330 | 11132.8127 | 15482.2641 | 18922.5692 | 19741.1616 | 18267.7123 | 12198.4633 | 19358.065 | 0 | 0 | 59493.0768 | 88487.9714 | 147981.0482 | 28994.8947 | 48.74%
| Total | 0 | 33987 | 35726 | 35726 | 60028.0605 | 49677.1464 | 45419.9818 | 45063.5028 | 43985.7543 | 38852.7846 | 47022.0184 | 0 | 0 | 215144.2069 | 220344.0419 | 435488.2488 | 5199.8351 | 2.417%
Other Replacement Capex incl Overheads (As Commissioned)
| Item | $'000 FY20 | [12 empty] | Total (FY18 to FY22) | Total (FY23 to FY27) | Total | Difference between Regulatory Period Totals
|  | ACTUAL | ACTUAL | ACTUAL | ACTUAL | FORECAST | FORECAST | FORECAST | FORECAST | FORECAST | FORECAST | FORECAST | FORECAST | FORECAST
|  | LTD | FY18 | FY19 | FY20 | FY21 | FY22 | FY23 | FY24 | FY25 | FY26 | FY27 | FY28 | FY29 |  |  |  | $ | %
| Lines |  |  |  |  | 21205.5156 | 7180.1716 | 9770.6604 | 9968.6075 | 10124.3824 | 10492.9661 | 10890.4264 | 0 | 0 | 28385.6873 | 51247.0426 | 79632.7299 | 22861.3554 | 80.54%
| Stations |  |  |  |  | 19075.0369 | 15217.1074 | 10362.831 | 8860.8838 | 8999.3488 | 9326.975 | 9680.2691 | 0 | 0 | 34292.1442 | 47230.3077 | 81522.452 | 12938.1635 | 37.73%
| Secondary & Protection |  |  |  |  | 8614.6953 | 11797.6034 | 6363.9211 | 6492.85 | 6594.3108 | 6834.3803 | 7093.258 | 0 | 0 | 20412.2986 | 33378.7201 | 53791.0187 | 12966.4215 | 63.52%
| Communications |  |  |  |  | 11132.8127 | 15482.2641 | 18922.5692 | 19741.1616 | 18267.7123 | 12198.4633 | 19358.065 | 0 | 0 | 26615.0768 | 88487.9714 | 115103.0482 | 61872.8947 | 232.5%
| Total |  |  |  |  | 60028.0605 | 49677.1464 | 45419.9818 | 45063.5028 | 43985.7543 | 38852.7846 | 47022.0184 | 0 | 0 | 109705.2069 | 220344.0419 | 330049.2488 | 110638.8351 | 100.9%
Security & Compliance Capex incl Overheads (As Incurred)
| Item | $'000 FY20 | [12 empty] | Total (FY18 to FY22) | Total (FY23 to FY27) | Total | Difference between Regulatory Period Totals
|  | ACTUAL | ACTUAL | ACTUAL | ACTUAL | FORECAST | FORECAST | FORECAST | FORECAST | FORECAST | FORECAST | FORECAST | FORECAST | FORECAST
|  | LTD | FY18 | FY19 | FY20 | FY21 | FY22 | FY23 | FY24 | FY25 | FY26 | FY27 | FY28 | FY29 |  |  |  | $ | %
| Instrument Transformers | 0 | 0 | 0 | 0 | 0 | 0 | 0 | 0 | 0 | 0 | 0 | 0 | 0 | 0 | 0 | 0 | 0 | NA
| Fire protection systems | 0 | 867 | 513 | 513 | 1006.5634 | 0 | 521.451 | 532.0153 | 540.3288 | 559.9998 | 581.2119 | 0 | 0 | 2899.5634 | 2735.0067 | 5634.5701 | -164.5567 | -5.675%
| Infrastructure security | 0 | 3303 | 2309 | 2309 | 368.9322 | 908.199 | 1386.8378 | 1414.9342 | 1437.0447 | 1489.3611 | 1545.7762 | 0 | 0 | 9198.1312 | 7273.954 | 16472.0852 | -1924.1772 | -20.92%
| Structure Fall Arrests | 0 | 2219 | 2369 | 2369 | 0 | 1825.281 | 573.818 | 585.4432 | 594.5916 | 616.2381 | 639.5804 | 0 | 0 | 8782.281 | 3009.6712 | 11791.9522 | -5772.6098 | -65.73%
| Insulators | 0 | 1275 | 23 | 23 | 726.3666 | 5497.8343 | 5658.2981 | 5772.9314 | 5863.1424 | 6076.5933 | 6306.767 | 0 | 0 | 7545.2009 | 29677.7323 | 37222.9332 | 22132.5315 | 293.3%
| Communications (S&C) | 0 | 134 | 370 | 370 | 759.2952 | 4980.763 | 828.4969 | 33.9584 | 2287.7752 | 8043.7415 | 2188.8191 | 0 | 0 | 6614.0582 | 13382.7911 | 19996.8493 | 6768.733 | 102.3%
| Total | 0 | 7798 | 5584 | 5584 | 2861.1574 | 13212.0773 | 8968.9017 | 8339.2825 | 10722.8827 | 16785.9338 | 11262.1547 | 0 | 0 | 35039.2347 | 56079.1554 | 91118.39 | 21039.9207 | 60.05%
Security & Compliance Capex incl Overheads (As Commissioned)
| Item | $'000 FY20 | [12 empty] | Total (FY18 to FY22) | Total (FY23 to FY27) | Total | Difference between Regulatory Period Totals
|  | ACTUAL | ACTUAL | ACTUAL | ACTUAL | FORECAST | FORECAST | FORECAST | FORECAST | FORECAST | FORECAST | FORECAST | FORECAST | FORECAST
|  | LTD | FY18 | FY19 | FY20 | FY21 | FY22 | FY23 | FY24 | FY25 | FY26 | FY27 | FY28 | FY29 |  |  |  | $ | %
| Instrument Transformers |  |  |  |  | 0 | 0 | 0 | 0 | 0 | 0 | 0 | 0 | 0 | 0 | 0 | 0 | 0 | NA
| Fire protection systems |  |  |  |  | 1006.5634 | 0 | 521.451 | 532.0153 | 540.3288 | 559.9998 | 581.2119 | 0 | 0 | 1006.5634 | 2735.0067 | 3741.5701 | 1728.4433 | 171.7%
| Infrastructure security |  |  |  |  | 368.9322 | 908.199 | 1386.8378 | 1414.9342 | 1437.0447 | 1489.3611 | 1545.7762 | 0 | 0 | 1277.1312 | 7273.954 | 8551.0852 | 5996.8228 | 469.6%
| Structure Fall Arrests |  |  |  |  | 0 | 1825.281 | 573.818 | 585.4432 | 594.5916 | 616.2381 | 639.5804 | 0 | 0 | 1825.281 | 3009.6712 | 4834.9522 | 1184.3902 | 64.89%
| Insulators |  |  |  |  | 726.3666 | 5497.8343 | 5658.2981 | 5772.9314 | 5863.1424 | 6076.5933 | 6306.767 | 0 | 0 | 6224.2009 | 29677.7323 | 35901.9332 | 23453.5315 | 376.8%
| Communications (S&C) |  |  |  |  | 759.2952 | 4980.763 | 828.4969 | 33.9584 | 2287.7752 | 8043.7415 | 2188.8191 | 0 | 0 | 5740.0582 | 13382.7911 | 19122.8493 | 7642.733 | 133.1%
| Total |  |  |  |  | 2861.1574 | 13212.0773 | 8968.9017 | 8339.2825 | 10722.8827 | 16785.9338 | 11262.1547 | 0 | 0 | 16073.2347 | 56079.1554 | 72152.39 | 40005.9207 | 248.9%
Non-Network Capex incl Overheads (As Incurred)
| Item | $'000 FY20 | [12 empty] | Total (FY18 to FY22) | Total (FY23 to FY27) | Total | Difference between Regulatory Period Totals
|  | ACTUAL | ACTUAL | ACTUAL | ACTUAL | FORECAST | FORECAST | FORECAST | FORECAST | FORECAST | FORECAST | FORECAST | FORECAST | FORECAST
|  | LTD | FY18 | FY19 | FY20 | FY21 | FY22 | FY23 | FY24 | FY25 | FY26 | FY27 | FY28 | FY29 |  |  |  | $ | %
| Vehicles | 0 | 704.5153 | 560.2796 | 0 | 396.1526 | 2228.4719 | 1227.959 | 1630.0418 | 1911.8618 | 1282.1378 | 1343.3868 | 850.5288 | 864.8991 | 3889.4195 | 7395.3872 | 13000.2345 | 3505.9677 | 90.14%
| Premises | 0 | 1247.7172 | 636.8082 | 4437.6154 | 1614.2892 | 1647.2222 | 1949.6358 | 2130.7119 | 2465.3895 | 2064.1689 | 2158.3497 | 1779.4695 | 1809.5348 | 9583.6522 | 10768.2557 | 23940.9121 | 1184.6035 | 12.36%
| Other (Non-Network) | 0 | 544.5587 | 814.4878 | 935.6886 | 529.8866 | 576.9725 | 594.4398 | 595.5426 | 670.9179 | 626.0138 | 645.5788 | 556.0558 | 565.4507 | 3401.5942 | 3132.493 | 7655.5937 | -269.1013 | -7.911%
| IT | 0 | 9434.0687 | 12071.2687 | 11993.9702 | 19410.916 | 17765.4102 | 18188.6889 | 18839.3731 | 19988.7493 | 15716.4969 | 13695.7042 | 0 | 0 | 70675.6338 | 86429.0124 | 157104.6462 | 15753.3785 | 22.29%
| Total | 0 | 11930.8599 | 14082.8444 | 17367.2742 | 21951.2443 | 22218.0769 | 21960.7235 | 23195.6694 | 25036.9185 | 19688.8173 | 17843.0195 | 3186.0541 | 3239.8846 | 87550.2997 | 107725.1482 | 201701.3865 | 20174.8485 | 23.04%
Non-Network Capex incl Overheads (As Commissioned)
| Item | $'000 FY20 | [12 empty] | Total (FY18 to FY22) | Total (FY23 to FY27) | Total | Difference between Regulatory Period Totals
|  | ACTUAL | ACTUAL | ACTUAL | ACTUAL | FORECAST | FORECAST | FORECAST | FORECAST | FORECAST | FORECAST | FORECAST | FORECAST | FORECAST
|  | LTD | FY18 | FY19 | FY20 | FY21 | FY22 | FY23 | FY24 | FY25 | FY26 | FY27 | FY28 | FY29 |  |  |  | $ | %
| Vehicles |  |  |  |  | 396.1526 | 2228.4719 | 1227.959 | 1630.0418 | 1911.8618 | 1282.1378 | 1343.3868 | 850.5288 | 864.8991 | 2624.6245 | 7395.3872 | 11735.4396 | 4770.7627 | 181.8%
| Premises |  |  |  |  | 1614.2892 | 1647.2222 | 1949.6358 | 2130.7119 | 2465.3895 | 2064.1689 | 2158.3497 | 1779.4695 | 1809.5348 | 3261.5114 | 10768.2557 | 17618.7713 | 7506.7443 | 230.2%
| Other (Non-Network) |  |  |  |  | 529.8866 | 576.9725 | 594.4398 | 595.5426 | 670.9179 | 626.0138 | 645.5788 | 556.0558 | 565.4507 | 1106.8591 | 3132.493 | 5360.8585 | 2025.6339 | 183%
| IT |  |  |  |  | 19410.916 | 17765.4102 | 18188.6889 | 18839.3731 | 19988.7493 | 15716.4969 | 13695.7042 | 0 | 0 | 37176.3262 | 86429.0124 | 123605.3385 | 49252.6862 | 132.5%
| Total |  |  |  |  | 21951.2443 | 22218.0769 | 21960.7235 | 23195.6694 | 25036.9185 | 19688.8173 | 17843.0195 | 3186.0541 | 3239.8846 | 44169.3212 | 107725.1482 | 158320.408 | 63555.827 | 143.9%
Total Overhead by Asset Class, (As Incurred)
| Item | $'000 FY20 | [12 empty] | Total (FY18 to FY22) | Total (FY23 to FY27) | Total | Difference between Regulatory Period Totals
|  | ACTUAL | ACTUAL | ACTUAL | ACTUAL | FORECAST | FORECAST | FORECAST | FORECAST | FORECAST | FORECAST | FORECAST | FORECAST | FORECAST
|  | LTD | FY18 | FY19 | FY20 | FY21 | FY22 | FY23 | FY24 | FY25 | FY26 | FY27 | FY28 | FY29 |  |  |  | $ | %
| Secondary |  |  |  |  | 871.6299 | 921.6362 | 679.6139 | 729.836 | 705.1516 | 744.9887 | 816.1012 | 8.1925 | 108.3015 | 1793.2661 | 3675.6915 | 5585.4515 | 1882.4253 | 105%
| Switchgear |  |  |  |  | 2657.5263 | 1682.8331 | 2118.5741 | 2016.0856 | 2030.1014 | 1998.8002 | 1693.9669 | 191.2186 | 587.9538 | 4340.3594 | 9857.5283 | 14977.0602 | 5517.1688 | 127.1%
| Transformers |  |  |  |  | 843.7512 | 1197.4584 | 1652.3471 | 2106.6759 | 2067.3241 | 1953.5244 | 1549.1222 | 47.5856 | 629.0641 | 2041.2095 | 9328.9937 | 12046.8529 | 7287.7841 | 357%
| Reactive |  |  |  |  | 609.0294 | 14.4156 | 0 | 0 | 0 | 0 | 0 | 0 | 0 | 623.445 | 0 | 623.445 | -623.445 | -100%
| Towers and Conductor |  |  |  |  | 1408.385 | 860.3924 | 559.0467 | 643.7634 | 653.9284 | 828.6805 | 1043.2442 | 3.1285 | 41.3573 | 2268.7774 | 3728.6633 | 6041.9265 | 1459.8859 | 64.35%
| Establishment |  |  |  |  | 534.8568 | 408.9075 | 946.9794 | 1107.7512 | 1105.9395 | 1125.9327 | 997.4618 | 22.805 | 301.4743 | 943.7643 | 5284.0647 | 6552.1083 | 4340.3004 | 459.9%
| Communications |  |  |  |  | 758.8118 | 1175.249 | 910.1482 | 981.6032 | 1023.7159 | 1301.1275 | 1793.9969 | 0 | 0 | 1934.0608 | 6010.5917 | 7944.6525 | 4076.5309 | 210.8%
| Inventory |  |  |  |  | 0 | 0 | 0 | 0 | 0 | 0 | 0 | 0 | 0 | 0 | 0 | 0 | 0 | NA
| IT |  |  |  |  | 373.6358 | 394.3759 | 77.2262 | 75.8713 | 78.1964 | 80.7039 | 83.2947 | 0 | 0 | 768.0117 | 395.2925 | 1163.3042 | -372.7192 | -48.53%
| Vehicles |  |  |  |  | 0 | 0 | 0 | 0 | 0 | 0 | 0 | 0 | 0 | 0 | 0 | 0 | 0 | NA
| Other (Non-Network) |  |  |  |  | 0 | 0 | 0 | 0 | 0 | 0 | 0 | 0 | 0 | 0 | 0 | 0 | 0 | NA
| Premises |  |  |  |  | 0 | 0 | 0 | 0 | 0 | 0 | 0 | 0 | 0 | 0 | 0 | 0 | 0 | NA
| Land |  |  |  |  | 0 | 0 | 0 | 0 | 0 | 0 | 0 | 0 | 0 | 0 | 0 | 0 | 0 | NA
| Easements |  |  |  |  | 0 | 0 | 0 | 0 | 0 | 0 | 0 | 0 | 0 | 0 | 0 | 0 | 0 | NA
| Equity raising costs (2003-08) |  |  |  |  | 0 | 0 | 0 | 0 | 0 | 0 | 0 | 0 | 0 | 0 | 0 | 0 | 0 | NA
| Inventory Adjustment (Other non-network) |  |  |  |  | 0 | 0 | 0 | 0 | 0 | 0 | 0 | 0 | 0 | 0 | 0 | 0 | 0 | NA
| Accelerated Depr |  |  |  |  | 0 | 0 | 0 | 0 | 0 | 0 | 0 | 0 | 0 | 0 | 0 | 0 | 0 | NA
| Insulators |  |  |  |  | 0 | 0 | 259.5128 | 285.662 | 291.4308 | 390.591 | 525.1024 | 0 | 0 | 0 | 1752.2991 | 1752.2991 | 1752.2991 | NA
| Instrument Transformers |  |  |  |  | 0 | 0 | 78.3627 | 86.2587 | 88.0007 | 117.9432 | 158.5603 | 0 | 0 | 0 | 529.1256 | 529.1256 | 529.1256 | NA
| Capitalised Leases |  |  |  |  | 0 | 0 | 0 | 0 | 0 | 0 | 0 | 0 | 0 | 0 | 0 | 0 | 0 | NA
| Spare straight-line tax asset class |  |  |  |  | 0 | 0 | 0 | 0 | 0 | 0 | 0 | 0 | 0 | 0 | 0 | 0 | 0 | NA
| Buildings |  |  |  |  | 0 | 0 | 0 | 0 | 0 | 0 | 0 | 0 | 0 | 0 | 0 | 0 | 0 | NA
| In-house software |  |  |  |  | 0 | 0 | 308.9047 | 303.4853 | 312.7857 | 322.8156 | 333.1787 | 0 | 0 | 0 | 1581.17 | 1581.17 | 1581.17 | NA
| Equity raising costs |  |  |  |  | 0 | 0 | 0 | 0 | 0 | 0 | 0 | 0 | 0 | 0 | 0 | 0 | 0 | NA
| Total |  |  |  |  | 8057.6262 | 6655.2682 | 7590.7157 | 8336.9927 | 8356.5747 | 8865.1077 | 8994.0295 | 272.9302 | 1668.151 | 14712.8944 | 42143.4203 | 58797.3959 | 27430.5259 | 186.4%
Total Overhead by Asset Class, (As Commissioned)
| Item | $'000 FY20 | [12 empty] | Total (FY18 to FY22) | Total (FY23 to FY27) | Total | Difference between Regulatory Period Totals
|  | ACTUAL | ACTUAL | ACTUAL | ACTUAL | FORECAST | FORECAST | FORECAST | FORECAST | FORECAST | FORECAST | FORECAST | FORECAST | FORECAST
|  | LTD | FY18 | FY19 | FY20 | FY21 | FY22 | FY23 | FY24 | FY25 | FY26 | FY27 | FY28 | FY29 |  |  |  | $ | %
| Secondary |  |  |  |  | 916.6675 | 848.1652 | 402.7023 | 1092.2873 | 626.033 | 867.4639 | 816.1012 | 0 | 116.5704 | 1764.8326 | 3804.5878 | 5685.9909 | 2039.7552 | 115.6%
| Switchgear |  |  |  |  | 2814.2875 | 1639.6713 | 834.5244 | 3717.49 | 1600.3767 | 2647.4308 | 1729.6599 | 146.7429 | 632.8448 | 4453.9588 | 10529.4817 | 15763.0282 | 6075.5229 | 136.4%
| Transformers |  |  |  |  | 1008.2714 | 786.3988 | 382.7407 | 3642.6844 | 1607.7672 | 2664.9161 | 1549.1222 | 0 | 677.0939 | 1794.6702 | 9847.2306 | 12318.9947 | 8052.5604 | 448.7%
| Reactive |  |  |  |  | 609.0294 | 14.4156 | 0 | 0 | 0 | 0 | 0 | 0 | 0 | 623.445 | 0 | 623.445 | -623.445 | -100%
| Towers and Conductor |  |  |  |  | 1418.883 | 837.2573 | 481.4093 | 732.2353 | 623.7153 | 875.4504 | 1043.2442 | 0 | 44.515 | 2256.1403 | 3756.0544 | 6056.7097 | 1499.9141 | 66.48%
| Establishment |  |  |  |  | 341.9698 | 373.7917 | 374.9662 | 1903.3863 | 885.7003 | 1466.862 | 997.4618 | 0 | 324.4922 | 715.7615 | 5628.3766 | 6668.6303 | 4912.6151 | 686.3%
| Communications |  |  |  |  | 761.6361 | 1174.9719 | 907.503 | 984.5706 | 1023.7159 | 1301.1275 | 1793.9969 | 0 | 0 | 1936.6079 | 6010.9139 | 7947.5219 | 4074.306 | 210.4%
| Inventory |  |  |  |  | 0 | 0 | 0 | 0 | 0 | 0 | 0 | 0 | 0 | 0 | 0 | 0 | 0 | NA
| IT |  |  |  |  | 373.6358 | 394.3759 | 77.2262 | 75.8713 | 78.1964 | 80.7039 | 83.2947 | 0 | 0 | 768.0117 | 395.2925 | 1163.3042 | -372.7192 | -48.53%
| Vehicles |  |  |  |  | 0 | 0 | 0 | 0 | 0 | 0 | 0 | 0 | 0 | 0 | 0 | 0 | 0 | NA
| Other (Non-Network) |  |  |  |  | 0 | 0 | 0 | 0 | 0 | 0 | 0 | 0 | 0 | 0 | 0 | 0 | 0 | NA
| Premises |  |  |  |  | 0 | 0 | 0 | 0 | 0 | 0 | 0 | 0 | 0 | 0 | 0 | 0 | 0 | NA
| Land |  |  |  |  | 0 | 0 | 0 | 0 | 0 | 0 | 0 | 0 | 0 | 0 | 0 | 0 | 0 | NA
| Easements |  |  |  |  | 0 | 0 | 0 | 0 | 0 | 0 | 0 | 0 | 0 | 0 | 0 | 0 | 0 | NA
| Equity raising costs (2003-08) |  |  |  |  | 0 | 0 | 0 | 0 | 0 | 0 | 0 | 0 | 0 | 0 | 0 | 0 | 0 | NA
| Inventory Adjustment (Other non-network) |  |  |  |  | 0 | 0 | 0 | 0 | 0 | 0 | 0 | 0 | 0 | 0 | 0 | 0 | 0 | NA
| Accelerated Depr |  |  |  |  | 0 | 0 | 0 | 0 | 0 | 0 | 0 | 0 | 0 | 0 | 0 | 0 | 0 | NA
| Insulators |  |  |  |  | 0 | 0 | 259.5128 | 285.662 | 291.4308 | 390.591 | 525.1024 | 0 | 0 | 0 | 1752.2991 | 1752.2991 | 1752.2991 | NA
| Instrument Transformers |  |  |  |  | 0 | 0 | 78.3627 | 86.2587 | 88.0007 | 117.9432 | 158.5603 | 0 | 0 | 0 | 529.1256 | 529.1256 | 529.1256 | NA
| Capitalised Leases |  |  |  |  | 0 | 0 | 0 | 0 | 0 | 0 | 0 | 0 | 0 | 0 | 0 | 0 | 0 | NA
| Spare straight-line tax asset class |  |  |  |  | 0 | 0 | 0 | 0 | 0 | 0 | 0 | 0 | 0 | 0 | 0 | 0 | 0 | NA
| Buildings |  |  |  |  | 0 | 0 | 0 | 0 | 0 | 0 | 0 | 0 | 0 | 0 | 0 | 0 | 0 | NA
| In-house software |  |  |  |  | 0 | 0 | 308.9047 | 303.4853 | 312.7857 | 322.8156 | 333.1787 | 0 | 0 | 0 | 1581.17 | 1581.17 | 1581.17 | NA
| Equity raising costs |  |  |  |  | 0 | 0 | 0 | 0 | 0 | 0 | 0 | 0 | 0 | 0 | 0 | 0 | 0 | NA
| Total |  |  |  |  | 8244.3805 | 6069.0477 | 4107.8522 | 12823.9313 | 7137.722 | 10735.3043 | 9029.7224 | 146.7429 | 1795.5162 | 14313.4282 | 43834.5323 | 60090.2196 | 29521.104 | 206.2%
[5 empty] | Total Capex As Incurred less Capex by Type less Overheads | 0 | 0 | 0 | 0 | 0 | 0 | 0 | 0 | 0
[6 empty] | 0 | 0 | 0 | 0 | 0 | 0 | 0 | 0 | 0
[6 empty] | 0 | 0 | 0 | 0 | 0 | 0 | 0 | 0 | 0
[6 empty] | 0 | 0 | 0 | 0 | 0 | 0 | 0 | 0 | 0
[6 empty] | 0 | 0 | 0 | 0 | 0 | 0 | 0 | 0 | 0
[6 empty] | 0 | 0 | 0 | 0 | 0 | 0 | 0 | 0 | 0

## Report¦Forecasts-$Nom+Mar22
Back to contents
AusNet Services Forecast Transmission Capex Model (FY20 to FY29) v9
#VALUE!
Direct Capex by Cost Type (As Incurred)
| Item | $'000 March 22 | $'000 Nominal |  |  |  |  | $'000 March 22 | [6 empty] | Total (FY18 to FY22) | Total (FY23 to FY27) | Total | Difference between Regulatory Period Totals
|  | ACTUAL | ACTUAL | ACTUAL | ACTUAL | FORECAST | FORECAST | FORECAST | FORECAST | FORECAST | FORECAST | FORECAST | FORECAST | FORECAST
|  | LTD | FY18 | FY19 | FY20 | FY21 | FY22 | FY23 | FY24 | FY25 | FY26 | FY27 | FY28 | FY29 |  |  |  | $ | %
| Labour - Internal | 12400.6976 |  |  |  | 13543.0605 | 12591.7444 | 17196.2803 | 17422.0994 | 17416.0341 | 13892.3533 | 10846.5798 | 735.4672 | 2919.0208 | 26134.8049 | 76773.3469 | 118963.3374 | 50638.542 | 193.8%
| Labour - External | 62003.4881 |  |  |  | 67291.0827 | 62252.3067 | 84913.039 | 86080.2809 | 86272.0802 | 68915.5599 | 53883.3702 | 3658.8593 | 14542.5331 | 129543.3894 | 380064.3303 | 589812.6003 | 250520.9409 | 193.4%
| Materials | 49602.7905 |  |  |  | 53974.7456 | 49874.5716 | 67760.5739 | 68308.2923 | 67756.1931 | 53458.9921 | 41284.1149 | 2768.8453 | 10869.7057 | 103849.3171 | 298568.1663 | 465658.8249 | 194718.8492 | 187.5%
| Total | 124006.9762 |  |  |  | 134808.8887 | 124718.6227 | 169869.8932 | 171810.6726 | 171444.3074 | 136266.9053 | 106014.0649 | 7163.1718 | 28331.2597 | 259527.5114 | 755405.8435 | 1174434.7626 | 495878.3321 | 191.1%
Direct Capex by Cost Type (As Commissioned)
| Item | $'000 March 22 | FY18: $'000 Nominal; FY23: $'000 March 22 | Total (FY18 to FY22) | Total (FY23 to FY27) | Total | Difference between Regulatory Period Totals
|  | ACTUAL | ACTUAL | ACTUAL | ACTUAL | FORECAST | FORECAST | FORECAST | FORECAST | FORECAST | FORECAST | FORECAST | FORECAST | FORECAST
|  | LTD | FY18 | FY19 | FY20 | FY21 | FY22 | FY23 | FY24 | FY25 | FY26 | FY27 | FY28 | FY29 |  |  |  | $ | %
| Labour - Internal |  |  |  |  | 21224.1491 | 14009.0998 | 9989.7104 | 26828.239 | 15114.7308 | 17382.8527 | 10889.807 | 561.058 | 3117.5766 | 35233.2489 | 80205.3397 | 119117.2233 | 44972.0908 | 127.6%
| Labour - External |  |  |  |  | 105725.3073 | 69448.7953 | 49320.8585 | 132635.3002 | 74858.5896 | 86202.5858 | 54097.5323 | 2791.8017 | 15530.324 | 175174.1026 | 397114.8664 | 590611.0947 | 221940.7639 | 126.7%
| Materials |  |  |  |  | 84673.3371 | 55608.3647 | 39357.314 | 105522.7643 | 58833.2571 | 67048.2789 | 41449.3976 | 2117.9202 | 11617.2174 | 140281.7018 | 312211.0119 | 466227.8513 | 171929.3101 | 122.6%
| Total |  |  |  |  | 211622.7935 | 139066.2598 | 98667.8829 | 264986.3035 | 148806.5775 | 170633.7173 | 106436.7368 | 5470.78 | 30265.118 | 350689.0533 | 789531.2181 | 1175956.1693 | 438842.1648 | 125.1%
Total Capex by Asset Class, incl. Overheads (As Incurred)
| Item | $'000 March 22 | FY18: $'000 Nominal; FY23: $'000 March 22 | Total (FY18 to FY22) | Total (FY23 to FY27) | Total | Difference between Regulatory Period Totals
|  | ACTUAL | ACTUAL | ACTUAL | ACTUAL | FORECAST | FORECAST | FORECAST | FORECAST | FORECAST | FORECAST | FORECAST | FORECAST | FORECAST
|  | LTD | FY18 | FY19 | FY20 | FY21 | FY22 | FY23 | FY24 | FY25 | FY26 | FY27 | FY28 | FY29 |  |  |  | $ | %
| Secondary | 7368.7402 | 21397.4081 | 14871.2034 | 19984.2953 | 13715.9682 | 16068.3088 | 14680.956 | 14424.8503 | 13746.2626 | 11085.9262 | 9288.7263 | 133.2157 | 1744.7784 | 86037.1839 | 63226.7213 | 158510.6395 | -22810.4626 | -26.51%
| Switchgear | 76892.0058 | 40571.9886 | 46626.9015 | 40215.217 | 41818.8329 | 29339.4319 | 45765.2419 | 39846.9435 | 39574.9021 | 29743.4722 | 19280.4454 | 3109.3611 | 9472.1639 | 198572.3718 | 174211.0051 | 462256.9078 | -24361.3667 | -12.27%
| Transformers | 22961.7399 | 29196.4168 | 23693.4046 | 11458.4831 | 13277.2679 | 20877.1433 | 35693.85 | 41637.4166 | 40300.5227 | 29069.7374 | 17631.8466 | 773.7775 | 10134.4664 | 98502.7157 | 164333.3733 | 296706.0727 | 65830.6576 | 66.83%
| Reactive | 0 | -8.7712 | 1729.2128 | 4528.0743 | 9583.6869 | 251.3296 | 0 | 0 | 0 | 0 | 0 | 0 | 0 | 16083.5324 | 0 | 16083.5324 | -16083.5324 | -100%
| Towers and Conductor | 3257.5627 | 5882.5013 | 5577.5861 | 16565.9538 | 22162.3463 | 15000.5509 | 12076.4758 | 12723.6685 | 12747.7149 | 12331.3156 | 11874.0291 | 50.8713 | 666.2819 | 65188.9384 | 61753.2038 | 130916.8581 | -3435.7346 | -5.27%
| Establishment | 13491.8119 | 15858.6255 | 19857.4965 | 19565.8956 | 8416.5063 | 7129.1165 | 20456.5627 | 21894.1592 | 21559.2415 | 16754.6255 | 11352.9418 | 370.8272 | 4856.868 | 70827.6404 | 92017.5306 | 181564.6781 | 21189.8901 | 29.92%
| Communications | 35.1158 | 6679.715 | 19005.4344 | 25978.457 | 11940.6622 | 20489.933 | 19660.9365 | 19400.9065 | 19956.3701 | 19361.6402 | 20418.9698 | 0 | 0 | 84094.2016 | 98798.8232 | 182928.1406 | 14704.6216 | 17.49%
| Inventory | 0 | 1517.9413 | -625.4734 | 1275.2103 | 0 | 0 | 0 | 0 | 0 | 0 | 0 | 0 | 0 | 2167.6782 | 0 | 2167.6782 | -2167.6782 | -100%
| IT | 0 | 9434.0687 | 12071.2687 | 11993.9702 | 19410.916 | 17765.4102 | 3604.0965 | 3685.0095 | 3873.6716 | 3006.5614 | 2595.7551 | 0 | 0 | 70675.6338 | 16765.0941 | 87440.7279 | -53910.5397 | -76.28%
| Vehicles | 0 | 704.5153 | 560.2796 | 0 | 396.1526 | 2228.4719 | 1216.603 | 1594.193 | 1852.5233 | 1226.363 | 1273.0645 | 795.638 | 801.5986 | 3889.4195 | 7162.7469 | 12649.403 | 3273.3274 | 84.16%
| Other (Non-Network) | 0 | 544.5587 | 814.4878 | 935.6886 | 529.8866 | 576.9725 | 588.9425 | 582.4451 | 650.0946 | 598.7813 | 611.7847 | 520.1695 | 524.0663 | 3401.5942 | 3032.0483 | 7477.8783 | -369.5459 | -10.86%
| Premises | 0 | 1247.7172 | 636.8082 | 4437.6154 | 1614.2892 | 1647.2222 | 1931.6059 | 2083.8521 | 2388.8711 | 1974.3746 | 2045.3666 | 1664.6274 | 1677.0981 | 9583.6522 | 10424.0703 | 23349.4479 | 840.4181 | 8.769%
| Land | 0 | 0 | 0 | 0 | 0 | 0 | 0 | 0 | 0 | 0 | 0 | 0 | 0 | 0 | 0 | 0 | 0 | NA
| Easements | 0 | 0 | 0 | 0 | 0 | 0 | 0 | 0 | 0 | 0 | 0 | 0 | 0 | 0 | 0 | 0 | 0 | NA
| Equity raising costs (2003-08) | 0 | 0 | 0 | 0 | 0 | 0 | 0 | 0 | 0 | 0 | 0 | 0 | 0 | 0 | 0 | 0 | 0 | NA
| Inventory Adjustment (Other non-network) | 0 | -1517.9413 | 625.4734 | -1275.2103 | 0 | 0 | 0 | 0 | 0 | 0 | 0 | 0 | 0 | -2167.6782 | 0 | -2167.6782 | 2167.6782 | -100%
| Accelerated Depr | 0 | 0 | 0 | 0 | 0 | 0 | 0 | 0 | 0 | 0 | 0 | 0 | 0 | 0 | 0 | 0 | 0 | NA
| Insulators | 0 | 0 | 0 | 0 | 0 | 0 | 5605.9709 | 5645.97 | 5681.168 | 5812.2529 | 5976.6268 | 0 | 0 | 0 | 28721.9887 | 28721.9887 | 28721.9887 | NA
| Instrument Transformers | 0 | 0 | 0 | 0 | 0 | 0 | 1692.7834 | 1704.8615 | 1715.4899 | 1755.0725 | 1804.7069 | 0 | 0 | 0 | 8672.9142 | 8672.9142 | 8672.9142 | NA
| Capitalised Leases | 0 | 0 | 0 | 44322.9786 | 0 | 0 | 0 | 0 | 0 | 0 | 0 | 0 | 0 | 44322.9786 | 0 | 44322.9786 | -44322.9786 | -100%
| Spare straight-line tax asset class | 0 | 0 | 0 | 0 | 0 | 0 | 0 | 0 | 0 | 0 | 0 | 0 | 0 | 0 | 0 | 0 | 0 | NA
| Buildings | 0 | 0 | 0 | 0 | 0 | 0 | 0 | 0 | 0 | 0 | 0 | 0 | 0 | 0 | 0 | 0 | 0 | NA
| In-house software | 0 | 0 | 0 | 0 | 0 | 0 | 14416.386 | 14740.0379 | 15494.6865 | 12026.2456 | 10383.0204 | 0 | 0 | 0 | 67060.3764 | 67060.3764 | 67060.3764 | NA
| Equity raising costs | 0 | 0 | 0 | 0 | 0 | 0 | 0 | 0 | 0 | 0 | 0 | 0 | 0 | 0 | 0 | 0 | 0 | NA
| Total | 124006.9762 | 131508.7441 | 145444.0837 | 199986.6288 | 142866.515 | 131373.8909 | 177390.4111 | 179964.3137 | 179541.519 | 144746.3683 | 114537.2841 | 7418.4878 | 29877.3217 | 751179.8625 | 796179.8961 | 1708662.5442 | 45000.0337 | 5.991%
Total Capex by Asset Class, incl. Overheads (As Commissioned)
| Item | $'000 March 22 | FY18: $'000 Nominal; FY23: $'000 March 22 | Total (FY18 to FY22) | Total (FY23 to FY27) | Total | Difference between Regulatory Period Totals
|  | ACTUAL | ACTUAL | ACTUAL | ACTUAL | FORECAST | FORECAST | FORECAST | FORECAST | FORECAST | FORECAST | FORECAST | FORECAST | FORECAST
|  | LTD | FY18 | FY19 | FY20 | FY21 | FY22 | FY23 | FY24 | FY25 | FY26 | FY27 | FY28 | FY29 |  |  |  | $ | %
| Secondary |  | 15153.7715 | 12985.0922 | 24412.3356 | 18077.5536 | 17366.5481 | 8778.5371 | 22376.2621 | 12211.4401 | 13443.573 | 9288.6786 | 0 | 1877.9941 | 87995.3011 | 66098.4909 | 155971.7861 | -21896.8102 | -24.88%
| Switchgear |  | 22493.9988 | 21548.0768 | 52185.9464 | 99427.997 | 39367.2881 | 18130.2843 | 77581.4906 | 31066.8127 | 42383.9888 | 19737.4183 | 2627.6176 | 10195.374 | 235023.3071 | 188899.9947 | 436746.2934 | -46123.3124 | -19.62%
| Transformers |  | 21180.4603 | 38403.9944 | 15517.1182 | 23943.317 | 19477.8191 | 8410.5244 | 73946.0692 | 31384.1478 | 42764.0224 | 17631.5691 | 0 | 10908.2439 | 118522.7089 | 174136.3328 | 303567.2856 | 55613.6239 | 46.92%
| Reactive |  | 234.4774 | 791.8056 | 1804.0744 | 9583.6869 | 251.3296 | 0 | 0 | 0 | 0 | 0 | 0 | 0 | 12665.3739 | 0 | 12665.3739 | -12665.3739 | -100%
| Towers and Conductor |  | 24709.4949 | 9395.0577 | 20912.5152 | 22392.6549 | 14752.8377 | 10398.165 | 14525.4764 | 12161.4906 | 13231.6347 | 11874.0108 | 0 | 717.1532 | 92162.5603 | 62190.7776 | 155070.4912 | -29971.7827 | -32.52%
| Establishment |  | 15583.4235 | 10483.8129 | 21181.2805 | 12490.311 | 11179.7258 | 8360.3323 | 39598.7173 | 17285.9885 | 23317.5102 | 11352.8088 | 0 | 5227.6952 | 70918.5538 | 99915.3572 | 176061.6061 | 28996.8034 | 40.89%
| Communications |  | 1837.8772 | 6761.1204 | 29753.6984 | 12000.4094 | 20521.6823 | 19603.515 | 19463.8192 | 19956.3812 | 19361.6402 | 20418.9698 | 0 | 0 | 70874.7877 | 98804.3254 | 169679.1131 | 27929.5377 | 39.41%
| Inventory |  | 1517.9413 | -625.4734 | 1275.2103 | 0 | 0 | 0 | 0 | 0 | 0 | 0 | 0 | 0 | 2167.6782 | 0 | 2167.6782 | -2167.6782 | -100%
| IT |  | 5874.6523 | 13252.1364 | 11865.3063 | 19410.916 | 17765.4102 | 3604.0965 | 3685.0095 | 3873.6716 | 3006.5614 | 2595.7551 | 0 | 0 | 68168.4212 | 16765.0941 | 84933.5153 | -51403.3271 | -75.41%
| Vehicles |  | 364.979 | 1173.898 | 74.0462 | 396.1526 | 2228.4719 | 1216.603 | 1594.193 | 1852.5233 | 1226.363 | 1273.0645 | 795.638 | 801.5986 | 4237.5478 | 7162.7469 | 12997.5313 | 2925.1991 | 69.03%
| Other (Non-Network) |  | 1512.1111 | 2800.8808 | 2821.795 | 529.8866 | 576.9725 | 588.9425 | 582.4451 | 650.0946 | 598.7813 | 611.7847 | 520.1695 | 524.0663 | 8241.6459 | 3032.0483 | 12317.93 | -5209.5976 | -63.21%
| Premises |  | 0 | 0 | 0 | 1614.2892 | 1647.2222 | 1931.6059 | 2083.8521 | 2388.8711 | 1974.3746 | 2045.3666 | 1664.6274 | 1677.0981 | 3261.5114 | 10424.0703 | 17027.3071 | 7162.5589 | 219.6%
| Land |  | 0 | 0 | 0 | 0 | 0 | 0 | 0 | 0 | 0 | 0 | 0 | 0 | 0 | 0 | 0 | 0 | NA
| Easements |  | 0 | 0 | 0 | 0 | 0 | 0 | 0 | 0 | 0 | 0 | 0 | 0 | 0 | 0 | 0 | 0 | NA
| Equity raising costs (2003-08) |  | 0 | 0 | 0 | 0 | 0 | 0 | 0 | 0 | 0 | 0 | 0 | 0 | 0 | 0 | 0 | 0 | NA
| Inventory Adjustment (Other non-network) |  | -1517.9413 | 625.4734 | -1275.2103 | 0 | 0 | 0 | 0 | 0 | 0 | 0 | 0 | 0 | -2167.6782 | 0 | -2167.6782 | 2167.6782 | -100%
| Accelerated Depr |  | 0 | 0 | 0 | 0 | 0 | 0 | 0 | 0 | 0 | 0 | 0 | 0 | 0 | 0 | 0 | 0 | NA
| Insulators |  | 0 | 0 | 0 | 0 | 0 | 5605.9709 | 5645.97 | 5681.168 | 5812.2529 | 5976.6268 | 0 | 0 | 0 | 28721.9887 | 28721.9887 | 28721.9887 | NA
| Instrument Transformers |  | 0 | 0 | 0 | 0 | 0 | 1692.7834 | 1704.8615 | 1715.4899 | 1755.0725 | 1804.7069 | 0 | 0 | 0 | 8672.9142 | 8672.9142 | 8672.9142 | NA
| Capitalised Leases |  | 0 | 0 | 44322.9786 | 0 | 0 | 0 | 0 | 0 | 0 | 0 | 0 | 0 | 44322.9786 | 0 | 44322.9786 | -44322.9786 | -100%
| Spare straight-line tax asset class |  | 0 | 0 | 0 | 0 | 0 | 0 | 0 | 0 | 0 | 0 | 0 | 0 | 0 | 0 | 0 | 0 | NA
| Buildings |  | 0 | 0 | 0 | 0 | 0 | 0 | 0 | 0 | 0 | 0 | 0 | 0 | 0 | 0 | 0 | 0 | NA
| In-house software |  | 0 | 0 | 0 | 0 | 0 | 14416.386 | 14740.0379 | 15494.6865 | 12026.2456 | 10383.0204 | 0 | 0 | 0 | 67060.3764 | 67060.3764 | 67060.3764 | NA
| Equity raising costs |  | 0 | 0 | 0 | 0 | 0 | 0 | 0 | 0 | 0 | 0 | 0 | 0 | 0 | 0 | 0 | 0 | NA
| Total |  | 108945.246 | 117595.8754 | 224851.0949 | 219867.174 | 145135.3075 | 102737.7463 | 277528.204 | 155722.7659 | 180902.0207 | 114993.7805 | 5608.0524 | 31929.2234 | 816394.6977 | 831884.5175 | 1685816.4911 | 15489.8197 | 1.897%
Total Capex by Driver, incl. Overheads (As Incurred)
| Item | $'000 March 22 | FY18: $'000 Nominal; FY23: $'000 March 22 | Total (FY18 to FY22) | Total (FY23 to FY27) | Total | Difference between Regulatory Period Totals
|  | ACTUAL | ACTUAL | ACTUAL | ACTUAL | FORECAST | FORECAST | FORECAST | FORECAST | FORECAST | FORECAST | FORECAST | FORECAST | FORECAST
|  | LTD | FY18 | FY19 | FY20 | FY21 | FY22 | FY23 | FY24 | FY25 | FY26 | FY27 | FY28 | FY29 |  |  |  | $ | %
| Replacement - Major Station CBD | 70489.5596 | 49950.953 | 45754.0179 | 12154.1885 | 17473.2512 | 6805.5263 | 10471.9813 | 0 | 0 | 0 | 0 | 0 | 0 | 132137.9369 | 10471.9813 | 213099.4778 | -121665.9556 | -92.07%
| Replacement - Major Station | 53517.4166 | 29356.1423 | 42516.2544 | 56301.9921 | 40552.8017 | 39461.064 | 91274.8931 | 105050.4538 | 102271.0277 | 72695.6869 | 42395.12 | 4438.0529 | 26874.5586 | 208188.2544 | 413687.1816 | 706705.4641 | 205498.9272 | 98.71%
| Replacement - Other | 0 | 33988.9137 | 35087.8258 | 57390.8289 | 60028.0605 | 49677.1464 | 44999.9442 | 44072.4418 | 42620.5676 | 37162.6335 | 44560.5579 | 0 | 0 | 236172.7752 | 213416.1451 | 449588.9203 | -22756.6302 | -9.636%
| Security and Compliance | 0 | 6288.2328 | 5457.5811 | 7530.1807 | 2861.1574 | 13212.0773 | 8885.9586 | 8155.8804 | 10390.0764 | 16055.7219 | 10672.6149 | 0 | 0 | 35349.2293 | 54160.2523 | 89509.4815 | 18811.023 | 53.21%
| Non Network - Other | 0 | 544.5587 | 814.4878 | 935.6886 | 529.8866 | 576.9725 | 588.9425 | 582.4451 | 650.0946 | 598.7813 | 611.7847 | 520.1695 | 524.0663 | 3401.5942 | 3032.0483 | 7477.8783 | -369.5459 | -10.86%
| Non Network - Vehicles | 0 | 704.5153 | 560.2796 | 0 | 396.1526 | 2228.4719 | 1216.603 | 1594.193 | 1852.5233 | 1226.363 | 1273.0645 | 795.638 | 801.5986 | 3889.4195 | 7162.7469 | 12649.403 | 3273.3274 | 84.16%
| Non Network - Premises | 0 | 1247.7172 | 636.8082 | 4437.6154 | 1614.2892 | 1647.2222 | 1931.6059 | 2083.8521 | 2388.8711 | 1974.3746 | 2045.3666 | 1664.6274 | 1677.0981 | 9583.6522 | 10424.0703 | 23349.4479 | 840.4181 | 8.769%
| Non Network - IT | 0 | 9434.0687 | 12071.2687 | 11993.9702 | 19410.916 | 17765.4102 | 18020.4825 | 18425.0474 | 19368.3581 | 15032.807 | 12978.7755 | 0 | 0 | 70675.6338 | 83825.4705 | 154501.1043 | 13149.8366 | 18.61%
| Capitalised Leases | 0 | 0 | 0 | 44322.9786 | 0 | 0 | 0 | 0 | 0 | 0 | 0 | 0 | 0 | 44322.9786 | 0 | 44322.9786 | -44322.9786 | -100%
| Total | 124006.9762 | 131515.1016 | 142898.5236 | 195067.443 | 142866.515 | 131373.8909 | 177390.4111 | 179964.3137 | 179541.519 | 144746.3683 | 114537.2841 | 7418.4878 | 29877.3217 | 743721.4741 | 796179.8961 | 1701204.1558 | 52458.4221 | 7.054%
| NCIPAP |  | FY18: -6.3575; FY19: 2545.5601; FY20: 4918.9039 | 7458.1065 | 0 | 7458.1065 | -7458.1065 | -100%
| Total including NCIPAP | 124006.9762 | 131508.7441 | 145444.0837 | 199986.3469 | 142866.515 | 131373.8909 | 177390.4111 | 179964.3137 | 179541.519 | 144746.3683 | 114537.2841 | 7418.4878 | 29877.3217 | 751179.5806 | 796179.8961 | 1708662.2623 | 45000.3156 | 5.991%
Total Capex by Driver, incl. Overheads (As Commissioned)
| Item | $'000 March 22 | FY18: $'000 Nominal; FY23: $'000 March 22 | Total (FY18 to FY22) | Total (FY23 to FY27) | Total | Difference between Regulatory Period Totals
|  | ACTUAL | ACTUAL | ACTUAL | ACTUAL | FORECAST | FORECAST | FORECAST | FORECAST | FORECAST | FORECAST | FORECAST | FORECAST | FORECAST
|  | LTD | FY18 | FY19 | FY20 | FY21 | FY22 | FY23 | FY24 | FY25 | FY26 | FY27 | FY28 | FY29 |  |  |  | $ | %
| Replacement - Major Station CBD |  |  |  |  | 23287.1548 | 31239.852 | 11706.4834 | 17155.6723 | 0 | 0 | 0 | 0 | 0 | 54527.0067 | 28862.1557 | 83389.1624 | -25664.851 | -47.07%
| Replacement - Major Station |  |  |  |  | 111739.5571 | 28788.1549 | 15387.7262 | 185458.6718 | 78452.2747 | 108851.3394 | 42851.6164 | 2627.6176 | 28926.4604 | 140527.7121 | 431001.6285 | 603083.4186 | 290473.9165 | 206.7%
| Replacement - Other |  |  |  |  | 60028.0605 | 49677.1464 | 44999.9442 | 44072.4418 | 42620.5676 | 37162.6335 | 44560.5579 | 0 | 0 | 109705.2069 | 213416.1451 | 323121.3519 | 103710.9382 | 94.54%
| Security and Compliance |  |  |  |  | 2861.1574 | 13212.0773 | 8885.9586 | 8155.8804 | 10390.0764 | 16055.7219 | 10672.6149 | 0 | 0 | 16073.2347 | 54160.2523 | 70233.487 | 38087.0176 | 237%
| Non Network - Other |  |  |  |  | 529.8866 | 576.9725 | 588.9425 | 582.4451 | 650.0946 | 598.7813 | 611.7847 | 520.1695 | 524.0663 | 1106.8591 | 3032.0483 | 5183.1432 | 1925.1892 | 173.9%
| Non Network - Vehicles |  |  |  |  | 396.1526 | 2228.4719 | 1216.603 | 1594.193 | 1852.5233 | 1226.363 | 1273.0645 | 795.638 | 801.5986 | 2624.6245 | 7162.7469 | 11384.608 | 4538.1224 | 172.9%
| Non Network - Premises |  |  |  |  | 1614.2892 | 1647.2222 | 1931.6059 | 2083.8521 | 2388.8711 | 1974.3746 | 2045.3666 | 1664.6274 | 1677.0981 | 3261.5114 | 10424.0703 | 17027.3071 | 7162.5589 | 219.6%
| Non Network - IT |  |  |  |  | 19410.916 | 17765.4102 | 18020.4825 | 18425.0474 | 19368.3581 | 15032.807 | 12978.7755 | 0 | 0 | 37176.3262 | 83825.4705 | 121001.7967 | 46649.1443 | 125.5%
| Capitalised Leases |  |  |  |  | 0 | 0 | 0 | 0 | 0 | 0 | 0 | 0 | 0 | 0 | 0 | 0 | 0 | NA
| Total |  |  |  |  | 219867.174 | 145135.3075 | 102737.7463 | 277528.204 | 155722.7659 | 180902.0207 | 114993.7805 | 5608.0524 | 31929.2234 | 365002.4815 | 831884.5175 | 1234424.2749 | 466882.036 | 127.9%
Major Station Replacement Capex incl Overheads (As Incurred)
| Item | $'000 March 22 | FY18: $'000 Nominal; FY23: $'000 March 22 | Total (FY18 to FY22) | Total (FY23 to FY27) | Total | Difference between Regulatory Period Totals
|  | ACTUAL | ACTUAL | ACTUAL | ACTUAL | FORECAST | FORECAST | FORECAST | FORECAST | FORECAST | FORECAST | FORECAST | FORECAST | FORECAST
|  | LTD | FY18 | FY19 | FY20 | FY21 | FY22 | FY23 | FY24 | FY25 | FY26 | FY27 | FY28 | FY29 |  |  |  | $ | %
| Major Station | 124006.9762 | 79307.0952 | 88270.2723 | 68456.1806 | 58026.0529 | 46266.5903 | 101746.8744 | 105050.4538 | 102271.0277 | 72695.6869 | 42395.12 | 4438.0529 | 26874.5586 | 340326.1913 | 424159.1629 | 919804.9419 | 83832.9716 | 24.63%
| Total | 124006.9762 | 79307.0952 | 88270.2723 | 68456.1806 | 58026.0529 | 46266.5903 | 101746.8744 | 105050.4538 | 102271.0277 | 72695.6869 | 42395.12 | 4438.0529 | 26874.5586 | 340326.1913 | 424159.1629 | 919804.9419 | 83832.9716 | 24.63%
Major Station Replacement Capex incl Overheads (As Commissioned)
| Item | $'000 March 22 | FY18: $'000 Nominal; FY23: $'000 March 22 | Total (FY18 to FY22) | Total (FY23 to FY27) | Total | Difference between Regulatory Period Totals
|  | ACTUAL | ACTUAL | ACTUAL | ACTUAL | FORECAST | FORECAST | FORECAST | FORECAST | FORECAST | FORECAST | FORECAST | FORECAST | FORECAST
|  | LTD | FY18 | FY19 | FY20 | FY21 | FY22 | FY23 | FY24 | FY25 | FY26 | FY27 | FY28 | FY29 |  |  |  | $ | %
| Major Station |  |  |  |  | 135026.7119 | 60028.0069 | 27094.2097 | 202614.3441 | 78452.2747 | 108851.3394 | 42851.6164 | 2627.6176 | 28926.4604 | 195054.7188 | 459863.7842 | 686472.581 | 881527.2998 | 135.8%
| Total |  |  |  |  | 135026.7119 | 60028.0069 | 27094.2097 | 202614.3441 | 78452.2747 | 108851.3394 | 42851.6164 | 2627.6176 | 28926.4604 | 195054.7188 | 459863.7842 | 686472.581 | 881527.2998 | 135.8%
Other Replacement Capex incl Overheads (As Incurred)
| Item | $'000 March 22 | FY18: $'000 Nominal; FY23: $'000 March 22 | Total (FY18 to FY22) | Total (FY23 to FY27) | Total | Difference between Regulatory Period Totals
|  | ACTUAL | ACTUAL | ACTUAL | ACTUAL | FORECAST | FORECAST | FORECAST | FORECAST | FORECAST | FORECAST | FORECAST | FORECAST | FORECAST
|  | LTD | FY18 | FY19 | FY20 | FY21 | FY22 | FY23 | FY24 | FY25 | FY26 | FY27 | FY28 | FY29 |  |  |  | $ | %
| Lines | 0 | 318 | 340 | 340 | 21205.5156 | 7180.1716 | 9680.3027 | 9749.3724 | 9810.1517 | 10036.5072 | 10320.3455 | 0 | 0 | 29383.6873 | 49596.6795 | 78980.3668 | 20212.9923 | 68.79%
| Stations | 0 | 14664 | 10081 | 10081 | 19075.0369 | 15217.1074 | 10266.997 | 8666.0104 | 8720.0358 | 8921.2384 | 9173.5363 | 0 | 0 | 69118.1442 | 45747.818 | 114865.9622 | -23370.3262 | -33.81%
| Secondary & Protection | 0 | 16787 | 9975 | 9975 | 8614.6953 | 11797.6034 | 6305.0685 | 6350.0557 | 6389.643 | 6537.0751 | 6721.9474 | 0 | 0 | 57149.2986 | 32303.7896 | 89453.0882 | -24845.509 | -43.47%
| Communications | 0 | 2218 | 15330 | 15330 | 11132.8127 | 15482.2641 | 18747.576 | 19307.0033 | 17700.737 | 11667.8129 | 18344.7288 | 0 | 0 | 59493.0768 | 85767.8579 | 145260.9347 | 26274.7812 | 44.16%
| Total | 0 | 33987 | 35726 | 35726 | 60028.0605 | 49677.1464 | 44999.9442 | 44072.4418 | 42620.5676 | 37162.6335 | 44560.5579 | 0 | 0 | 215144.2069 | 213416.1451 | 428560.3519 | -1728.0618 | -0.8032%
Other Replacement Capex incl Overheads (As Commissioned)
| Item | $'000 March 22 | FY18: $'000 Nominal; FY23: $'000 March 22 | Total (FY18 to FY22) | Total (FY23 to FY27) | Total | Difference between Regulatory Period Totals
|  | ACTUAL | ACTUAL | ACTUAL | ACTUAL | FORECAST | FORECAST | FORECAST | FORECAST | FORECAST | FORECAST | FORECAST | FORECAST | FORECAST
|  | LTD | FY18 | FY19 | FY20 | FY21 | FY22 | FY23 | FY24 | FY25 | FY26 | FY27 | FY28 | FY29 |  |  |  | $ | %
| Lines |  |  |  |  | 21205.5156 | 7180.1716 | 9680.3027 | 9749.3724 | 9810.1517 | 10036.5072 | 10320.3455 | 0 | 0 | 28385.6873 | 49596.6795 | 77982.3668 | 21210.9923 | 74.72%
| Stations |  |  |  |  | 19075.0369 | 15217.1074 | 10266.997 | 8666.0104 | 8720.0358 | 8921.2384 | 9173.5363 | 0 | 0 | 34292.1442 | 45747.818 | 80039.9622 | 11455.6738 | 33.41%
| Secondary & Protection |  |  |  |  | 8614.6953 | 11797.6034 | 6305.0685 | 6350.0557 | 6389.643 | 6537.0751 | 6721.9474 | 0 | 0 | 20412.2986 | 32303.7896 | 52716.0882 | 11891.491 | 58.26%
| Communications |  |  |  |  | 11132.8127 | 15482.2641 | 18747.576 | 19307.0033 | 17700.737 | 11667.8129 | 18344.7288 | 0 | 0 | 26615.0768 | 85767.8579 | 112382.9347 | 59152.7812 | 222.3%
| Total |  |  |  |  | 60028.0605 | 49677.1464 | 44999.9442 | 44072.4418 | 42620.5676 | 37162.6335 | 44560.5579 | 0 | 0 | 109705.2069 | 213416.1451 | 323121.3519 | 103710.9382 | 94.54%
Security & Compliance Capex incl Overheads (As Incurred)
| Item | $'000 March 22 | FY18: $'000 Nominal; FY23: $'000 March 22 | Total (FY18 to FY22) | Total (FY23 to FY27) | Total | Difference between Regulatory Period Totals
|  | ACTUAL | ACTUAL | ACTUAL | ACTUAL | FORECAST | FORECAST | FORECAST | FORECAST | FORECAST | FORECAST | FORECAST | FORECAST | FORECAST
|  | LTD | FY18 | FY19 | FY20 | FY21 | FY22 | FY23 | FY24 | FY25 | FY26 | FY27 | FY28 | FY29 |  |  |  | $ | %
| Instrument Transformers | 0 | 0 | 0 | 0 | 0 | 0 | 0 | 0 | 0 | 0 | 0 | 0 | 0 | 0 | 0 | 0 | 0 | NA
| Fire protection systems | 0 | 867 | 513 | 513 | 1006.5634 | 0 | 516.6287 | 520.3149 | 523.5586 | 535.639 | 550.7872 | 0 | 0 | 2899.5634 | 2646.9284 | 5546.4918 | -252.6351 | -8.713%
| Infrastructure security | 0 | 3303 | 2309 | 2309 | 368.9322 | 908.199 | 1374.0125 | 1383.8162 | 1392.4431 | 1424.5718 | 1464.8595 | 0 | 0 | 9198.1312 | 7039.7031 | 16237.8343 | -2158.4281 | -23.47%
| Structure Fall Arrests | 0 | 2219 | 2369 | 2369 | 0 | 1825.281 | 568.5114 | 572.5678 | 576.1373 | 589.4308 | 606.1003 | 0 | 0 | 8782.281 | 2912.7476 | 11695.0285 | -5869.5334 | -66.83%
| Insulators | 0 | 1275 | 23 | 23 | 726.3666 | 5497.8343 | 5605.9709 | 5645.97 | 5681.168 | 5812.2529 | 5976.6268 | 0 | 0 | 7545.2009 | 28721.9887 | 36267.1896 | 21176.7878 | 280.7%
| Communications (S&C) | 0 | 134 | 370 | 370 | 759.2952 | 4980.763 | 820.8351 | 33.2116 | 2216.7695 | 7693.8274 | 2074.2411 | 0 | 0 | 6614.0582 | 12838.8846 | 19452.9427 | 6224.8264 | 94.12%
| Total | 0 | 7798 | 5584 | 5584 | 2861.1574 | 13212.0773 | 8885.9586 | 8155.8804 | 10390.0764 | 16055.7219 | 10672.6149 | 0 | 0 | 35039.2347 | 54160.2523 | 89199.487 | 19121.0176 | 54.57%
Security & Compliance Capex incl Overheads (As Commissioned)
| Item | $'000 March 22 | FY18: $'000 Nominal; FY23: $'000 March 22 | Total (FY18 to FY22) | Total (FY23 to FY27) | Total | Difference between Regulatory Period Totals
|  | ACTUAL | ACTUAL | ACTUAL | ACTUAL | FORECAST | FORECAST | FORECAST | FORECAST | FORECAST | FORECAST | FORECAST | FORECAST | FORECAST
|  | LTD | FY18 | FY19 | FY20 | FY21 | FY22 | FY23 | FY24 | FY25 | FY26 | FY27 | FY28 | FY29 |  |  |  | $ | %
| Instrument Transformers |  |  |  |  | 0 | 0 | 0 | 0 | 0 | 0 | 0 | 0 | 0 | 0 | 0 | 0 | 0 | NA
| Fire protection systems |  |  |  |  | 1006.5634 | 0 | 516.6287 | 520.3149 | 523.5586 | 535.639 | 550.7872 | 0 | 0 | 1006.5634 | 2646.9284 | 3653.4918 | 1640.3649 | 163%
| Infrastructure security |  |  |  |  | 368.9322 | 908.199 | 1374.0125 | 1383.8162 | 1392.4431 | 1424.5718 | 1464.8595 | 0 | 0 | 1277.1312 | 7039.7031 | 8316.8343 | 5762.5719 | 451.2%
| Structure Fall Arrests |  |  |  |  | 0 | 1825.281 | 568.5114 | 572.5678 | 576.1373 | 589.4308 | 606.1003 | 0 | 0 | 1825.281 | 2912.7476 | 4738.0285 | 1087.4666 | 59.58%
| Insulators |  |  |  |  | 726.3666 | 5497.8343 | 5605.9709 | 5645.97 | 5681.168 | 5812.2529 | 5976.6268 | 0 | 0 | 6224.2009 | 28721.9887 | 34946.1896 | 22497.7878 | 361.5%
| Communications (S&C) |  |  |  |  | 759.2952 | 4980.763 | 820.8351 | 33.2116 | 2216.7695 | 7693.8274 | 2074.2411 | 0 | 0 | 5740.0582 | 12838.8846 | 18578.9427 | 7098.8264 | 123.7%
| Total |  |  |  |  | 2861.1574 | 13212.0773 | 8885.9586 | 8155.8804 | 10390.0764 | 16055.7219 | 10672.6149 | 0 | 0 | 16073.2347 | 54160.2523 | 70233.487 | 38087.0176 | 237%
Non-Network Capex incl Overheads (As Incurred)
| Item | $'000 March 22 | FY18: $'000 Nominal; FY23: $'000 March 22 | Total (FY18 to FY22) | Total (FY23 to FY27) | Total | Difference between Regulatory Period Totals
|  | ACTUAL | ACTUAL | ACTUAL | ACTUAL | FORECAST | FORECAST | FORECAST | FORECAST | FORECAST | FORECAST | FORECAST | FORECAST | FORECAST
|  | LTD | FY18 | FY19 | FY20 | FY21 | FY22 | FY23 | FY24 | FY25 | FY26 | FY27 | FY28 | FY29 |  |  |  | $ | %
| Vehicles | 0 | 704.5153 | 560.2796 | 0 | 396.1526 | 2228.4719 | 1216.603 | 1594.193 | 1852.5233 | 1226.363 | 1273.0645 | 795.638 | 801.5986 | 3889.4195 | 7162.7469 | 12649.403 | 3273.3274 | 84.16%
| Premises | 0 | 1247.7172 | 636.8082 | 4437.6154 | 1614.2892 | 1647.2222 | 1931.6059 | 2083.8521 | 2388.8711 | 1974.3746 | 2045.3666 | 1664.6274 | 1677.0981 | 9583.6522 | 10424.0703 | 23349.4479 | 840.4181 | 8.769%
| Other (Non-Network) | 0 | 544.5587 | 814.4878 | 935.6886 | 529.8866 | 576.9725 | 588.9425 | 582.4451 | 650.0946 | 598.7813 | 611.7847 | 520.1695 | 524.0663 | 3401.5942 | 3032.0483 | 7477.8783 | -369.5459 | -10.86%
| IT | 0 | 9434.0687 | 12071.2687 | 11993.9702 | 19410.916 | 17765.4102 | 18020.4825 | 18425.0474 | 19368.3581 | 15032.807 | 12978.7755 | 0 | 0 | 70675.6338 | 83825.4705 | 154501.1043 | 13149.8366 | 18.61%
| Total | 0 | 11930.8599 | 14082.8444 | 17367.2742 | 21951.2443 | 22218.0769 | 21757.6338 | 22685.5376 | 24259.8472 | 18832.3259 | 16908.9913 | 2980.4349 | 3002.763 | 87550.2997 | 104444.3359 | 197977.8335 | 16894.0363 | 19.3%
Non-Network Capex incl Overheads (As Commissioned)
| Item | $'000 March 22 | FY18: $'000 Nominal; FY23: $'000 March 22 | Total (FY18 to FY22) | Total (FY23 to FY27) | Total | Difference between Regulatory Period Totals
|  | ACTUAL | ACTUAL | ACTUAL | ACTUAL | FORECAST | FORECAST | FORECAST | FORECAST | FORECAST | FORECAST | FORECAST | FORECAST | FORECAST
|  | LTD | FY18 | FY19 | FY20 | FY21 | FY22 | FY23 | FY24 | FY25 | FY26 | FY27 | FY28 | FY29 |  |  |  | $ | %
| Vehicles |  |  |  |  | 396.1526 | 2228.4719 | 1216.603 | 1594.193 | 1852.5233 | 1226.363 | 1273.0645 | 795.638 | 801.5986 | 2624.6245 | 7162.7469 | 11384.608 | 4538.1224 | 172.9%
| Premises |  |  |  |  | 1614.2892 | 1647.2222 | 1931.6059 | 2083.8521 | 2388.8711 | 1974.3746 | 2045.3666 | 1664.6274 | 1677.0981 | 3261.5114 | 10424.0703 | 17027.3071 | 7162.5589 | 219.6%
| Other (Non-Network) |  |  |  |  | 529.8866 | 576.9725 | 588.9425 | 582.4451 | 650.0946 | 598.7813 | 611.7847 | 520.1695 | 524.0663 | 1106.8591 | 3032.0483 | 5183.1432 | 1925.1892 | 173.9%
| IT |  |  |  |  | 19410.916 | 17765.4102 | 18020.4825 | 18425.0474 | 19368.3581 | 15032.807 | 12978.7755 | 0 | 0 | 37176.3262 | 83825.4705 | 121001.7967 | 46649.1443 | 125.5%
| Total |  |  |  |  | 21951.2443 | 22218.0769 | 21757.6338 | 22685.5376 | 24259.8472 | 18832.3259 | 16908.9913 | 2980.4349 | 3002.763 | 44169.3212 | 104444.3359 | 154596.855 | 60275.0147 | 136.5%
Total Overhead by Asset Class, (As Incurred)
| Item | $'000 March 22 | FY18: $'000 Nominal; FY23: $'000 March 22 | Total (FY18 to FY22) | Total (FY23 to FY27) | Total | Difference between Regulatory Period Totals
|  | ACTUAL | ACTUAL | ACTUAL | ACTUAL | FORECAST | FORECAST | FORECAST | FORECAST | FORECAST | FORECAST | FORECAST | FORECAST | FORECAST
|  | LTD | FY18 | FY19 | FY20 | FY21 | FY22 | FY23 | FY24 | FY25 | FY26 | FY27 | FY28 | FY29 |  |  |  | $ | %
| Secondary |  |  |  |  | 871.6299 | 921.6362 | 673.3289 | 713.785 | 683.2658 | 712.5807 | 773.3808 | 7.6637 | 100.3751 | 1793.2661 | 3556.3412 | 5457.6462 | 1763.0751 | 98.32%
| Switchgear |  |  |  |  | 2657.5263 | 1682.8331 | 2098.9818 | 1971.7468 | 1967.0931 | 1911.8496 | 1605.2929 | 178.8779 | 544.9225 | 4340.3594 | 9554.9642 | 14619.1241 | 5214.6047 | 120.1%
| Transformers |  |  |  |  | 843.7512 | 1197.4584 | 1637.0664 | 2060.3448 | 2003.1605 | 1868.5433 | 1468.0303 | 44.5145 | 583.024 | 2041.2095 | 9037.1453 | 11705.8934 | 6995.9358 | 342.7%
| Reactive |  |  |  |  | 609.0294 | 14.4156 | 0 | 0 | 0 | 0 | 0 | 0 | 0 | 623.445 | 0 | 623.445 | -623.445 | -100%
| Towers and Conductor |  |  |  |  | 1408.385 | 860.3924 | 553.8767 | 629.6054 | 633.6325 | 792.6318 | 988.6335 | 2.9266 | 38.3304 | 2268.7774 | 3598.3799 | 5908.4143 | 1329.6025 | 58.6%
| Establishment |  |  |  |  | 534.8568 | 408.9075 | 938.2219 | 1083.3889 | 1071.6144 | 1076.9531 | 945.2477 | 21.3333 | 279.4099 | 943.7643 | 5115.426 | 6359.9335 | 4171.6618 | 442%
| Communications |  |  |  |  | 758.8118 | 1175.249 | 901.7312 | 960.0153 | 991.9428 | 1244.5266 | 1700.0866 | 0 | 0 | 1934.0608 | 5798.3026 | 7732.3634 | 3864.2418 | 199.8%
| Inventory |  |  |  |  | 0 | 0 | 0 | 0 | 0 | 0 | 0 | 0 | 0 | 0 | 0 | 0 | 0 | NA
| IT |  |  |  |  | 373.6358 | 394.3759 | 76.512 | 74.2027 | 75.7694 | 77.1932 | 78.9345 | 0 | 0 | 768.0117 | 382.6118 | 1150.6235 | -385.4 | -50.18%
| Vehicles |  |  |  |  | 0 | 0 | 0 | 0 | 0 | 0 | 0 | 0 | 0 | 0 | 0 | 0 | 0 | NA
| Other (Non-Network) |  |  |  |  | 0 | 0 | 0 | 0 | 0 | 0 | 0 | 0 | 0 | 0 | 0 | 0 | 0 | NA
| Premises |  |  |  |  | 0 | 0 | 0 | 0 | 0 | 0 | 0 | 0 | 0 | 0 | 0 | 0 | 0 | NA
| Land |  |  |  |  | 0 | 0 | 0 | 0 | 0 | 0 | 0 | 0 | 0 | 0 | 0 | 0 | 0 | NA
| Easements |  |  |  |  | 0 | 0 | 0 | 0 | 0 | 0 | 0 | 0 | 0 | 0 | 0 | 0 | 0 | NA
| Equity raising costs (2003-08) |  |  |  |  | 0 | 0 | 0 | 0 | 0 | 0 | 0 | 0 | 0 | 0 | 0 | 0 | 0 | NA
| Inventory Adjustment (Other non-network) |  |  |  |  | 0 | 0 | 0 | 0 | 0 | 0 | 0 | 0 | 0 | 0 | 0 | 0 | 0 | NA
| Accelerated Depr |  |  |  |  | 0 | 0 | 0 | 0 | 0 | 0 | 0 | 0 | 0 | 0 | 0 | 0 | 0 | NA
| Insulators |  |  |  |  | 0 | 0 | 257.1128 | 279.3796 | 282.3857 | 373.5997 | 497.6149 | 0 | 0 | 0 | 1690.0928 | 1690.0928 | 1690.0928 | NA
| Instrument Transformers |  |  |  |  | 0 | 0 | 77.638 | 84.3617 | 85.2694 | 112.8125 | 150.2602 | 0 | 0 | 0 | 510.3417 | 510.3417 | 510.3417 | NA
| Capitalised Leases |  |  |  |  | 0 | 0 | 0 | 0 | 0 | 0 | 0 | 0 | 0 | 0 | 0 | 0 | 0 | NA
| Spare straight-line tax asset class |  |  |  |  | 0 | 0 | 0 | 0 | 0 | 0 | 0 | 0 | 0 | 0 | 0 | 0 | 0 | NA
| Buildings |  |  |  |  | 0 | 0 | 0 | 0 | 0 | 0 | 0 | 0 | 0 | 0 | 0 | 0 | 0 | NA
| In-house software |  |  |  |  | 0 | 0 | 306.048 | 296.8108 | 303.0778 | 308.7726 | 315.7378 | 0 | 0 | 0 | 1530.4471 | 1530.4471 | 1530.4471 | NA
| Equity raising costs |  |  |  |  | 0 | 0 | 0 | 0 | 0 | 0 | 0 | 0 | 0 | 0 | 0 | 0 | 0 | NA
| Total |  |  |  |  | 8057.6262 | 6655.2682 | 7520.5178 | 8153.6411 | 8097.2116 | 8479.463 | 8523.2192 | 255.316 | 1546.0619 | 14712.8944 | 40774.0526 | 57288.325 | 26061.1582 | 177.1%
Total Overhead by Asset Class, (As Commissioned)
| Item | $'000 March 22 | FY18: $'000 Nominal; FY23: $'000 March 22 | Total (FY18 to FY22) | Total (FY23 to FY27) | Total | Difference between Regulatory Period Totals
|  | ACTUAL | ACTUAL | ACTUAL | ACTUAL | FORECAST | FORECAST | FORECAST | FORECAST | FORECAST | FORECAST | FORECAST | FORECAST | FORECAST
|  | LTD | FY18 | FY19 | FY20 | FY21 | FY22 | FY23 | FY24 | FY25 | FY26 | FY27 | FY28 | FY29 |  |  |  | $ | %
| Secondary |  |  |  |  | 916.6675 | 848.1652 | 398.9781 | 1068.2652 | 606.6028 | 829.728 | 773.3808 | 0 | 108.0388 | 1764.8326 | 3676.955 | 5549.8264 | 1912.1224 | 108.3%
| Switchgear |  |  |  |  | 2814.2875 | 1639.6713 | 826.8068 | 3635.733 | 1550.7057 | 2532.2638 | 1639.1174 | 137.2725 | 586.5279 | 4453.9588 | 10184.6267 | 15362.386 | 5730.6679 | 128.7%
| Transformers |  |  |  |  | 1008.2714 | 786.3988 | 379.2012 | 3562.5725 | 1557.8669 | 2548.9885 | 1468.0303 | 0 | 627.5385 | 1794.6702 | 9516.6594 | 11938.8681 | 7721.9892 | 430.3%
| Reactive |  |  |  |  | 609.0294 | 14.4156 | 0 | 0 | 0 | 0 | 0 | 0 | 0 | 623.445 | 0 | 623.445 | -623.445 | -100%
| Towers and Conductor |  |  |  |  | 1418.883 | 837.2573 | 476.9573 | 716.1316 | 604.357 | 837.367 | 988.6335 | 0 | 41.257 | 2256.1403 | 3623.4464 | 5920.8438 | 1367.3061 | 60.6%
| Establishment |  |  |  |  | 341.9698 | 373.7917 | 371.4986 | 1861.526 | 858.2108 | 1403.0514 | 945.2477 | 0 | 300.7432 | 715.7615 | 5439.5345 | 6456.0392 | 4723.773 | 660%
| Communications |  |  |  |  | 761.6361 | 1174.9719 | 899.1105 | 962.9174 | 991.9428 | 1244.5266 | 1700.0866 | 0 | 0 | 1936.6079 | 5798.584 | 7735.1919 | 3861.976 | 199.4%
| Inventory |  |  |  |  | 0 | 0 | 0 | 0 | 0 | 0 | 0 | 0 | 0 | 0 | 0 | 0 | 0 | NA
| IT |  |  |  |  | 373.6358 | 394.3759 | 76.512 | 74.2027 | 75.7694 | 77.1932 | 78.9345 | 0 | 0 | 768.0117 | 382.6118 | 1150.6235 | -385.4 | -50.18%
| Vehicles |  |  |  |  | 0 | 0 | 0 | 0 | 0 | 0 | 0 | 0 | 0 | 0 | 0 | 0 | 0 | NA
| Other (Non-Network) |  |  |  |  | 0 | 0 | 0 | 0 | 0 | 0 | 0 | 0 | 0 | 0 | 0 | 0 | 0 | NA
| Premises |  |  |  |  | 0 | 0 | 0 | 0 | 0 | 0 | 0 | 0 | 0 | 0 | 0 | 0 | 0 | NA
| Land |  |  |  |  | 0 | 0 | 0 | 0 | 0 | 0 | 0 | 0 | 0 | 0 | 0 | 0 | 0 | NA
| Easements |  |  |  |  | 0 | 0 | 0 | 0 | 0 | 0 | 0 | 0 | 0 | 0 | 0 | 0 | 0 | NA
| Equity raising costs (2003-08) |  |  |  |  | 0 | 0 | 0 | 0 | 0 | 0 | 0 | 0 | 0 | 0 | 0 | 0 | 0 | NA
| Inventory Adjustment (Other non-network) |  |  |  |  | 0 | 0 | 0 | 0 | 0 | 0 | 0 | 0 | 0 | 0 | 0 | 0 | 0 | NA
| Accelerated Depr |  |  |  |  | 0 | 0 | 0 | 0 | 0 | 0 | 0 | 0 | 0 | 0 | 0 | 0 | 0 | NA
| Insulators |  |  |  |  | 0 | 0 | 257.1128 | 279.3796 | 282.3857 | 373.5997 | 497.6149 | 0 | 0 | 0 | 1690.0928 | 1690.0928 | 1690.0928 | NA
| Instrument Transformers |  |  |  |  | 0 | 0 | 77.638 | 84.3617 | 85.2694 | 112.8125 | 150.2602 | 0 | 0 | 0 | 510.3417 | 510.3417 | 510.3417 | NA
| Capitalised Leases |  |  |  |  | 0 | 0 | 0 | 0 | 0 | 0 | 0 | 0 | 0 | 0 | 0 | 0 | 0 | NA
| Spare straight-line tax asset class |  |  |  |  | 0 | 0 | 0 | 0 | 0 | 0 | 0 | 0 | 0 | 0 | 0 | 0 | 0 | NA
| Buildings |  |  |  |  | 0 | 0 | 0 | 0 | 0 | 0 | 0 | 0 | 0 | 0 | 0 | 0 | 0 | NA
| In-house software |  |  |  |  | 0 | 0 | 306.048 | 296.8108 | 303.0778 | 308.7726 | 315.7378 | 0 | 0 | 0 | 1530.4471 | 1530.4471 | 1530.4471 | NA
| Equity raising costs |  |  |  |  | 0 | 0 | 0 | 0 | 0 | 0 | 0 | 0 | 0 | 0 | 0 | 0 | 0 | NA
| Total |  |  |  |  | 8244.3805 | 6069.0477 | 4069.8634 | 12541.9005 | 6916.1884 | 10268.3034 | 8557.0437 | 137.2725 | 1664.1055 | 14313.4282 | 42353.2994 | 58468.1056 | 28039.8711 | 195.9%
[5 empty] | Total Capex As Incurred less Capex by Type less Overheads | 0 | 0 | 0 | -3.3651e-11 | 0 | 0 | 0 | 0 | 0
[6 empty] | 0 | 0 | 0 | 0 | 0 | 0 | 0 | 7.6739e-13 | 0
[6 empty] | 0 | 0 | 0 | 0 | 0 | 0 | 0 | 0 | 0
[6 empty] | 0 | 0 | 0 | 0 | 0 | 0 | 0 | 0 | 0
[6 empty] | 0 | 0 | 0 | 0 | 0 | 0 | 0 | 0 | 0
[6 empty] | 0 | 0 | 0 | 0 | 0 | 0 | 0 | 0 | 0

## Report¦Forecasts Eff-$FY20
Back to contents
AusNet Services Forecast Transmission Capex Model (FY20 to FY29) v9
#VALUE!
Direct Capex by Cost Type (As Incurred)
| Item | $'m FY20 | [12 empty] | Total (FY18 to FY22) | Total (FY23 to FY27) | Total | Difference between Regulatory Period Totals
|  | ACTUAL | ACTUAL | ACTUAL | ACTUAL | FORECAST | FORECAST | FORECAST | FORECAST | FORECAST | FORECAST | FORECAST | FORECAST | FORECAST
|  | LTD | FY18 | FY19 | FY20 | FY21 | FY22 | FY23 | FY24 | FY25 | FY26 | FY27 | FY28 | FY29 |  |  |  | $ | %
| Labour - Internal | 11.8564 |  |  |  | 13.3201 | 12.1515 | 16.4416 | 16.6575 | 16.6517 | 13.2826 | 10.3705 | 0.70319 | 2.7909 | 25.4716 | 73.4039 | 114.226 | 47.9323 | 188.2%
| Labour - External | 59.2822 |  |  |  | 66.1832 | 60.0757 | 81.1863 | 82.3023 | 82.4857 | 65.8909 | 51.5185 | 3.4983 | 13.9043 | 126.2589 | 363.3838 | 566.3274 | 237.1249 | 187.8%
| Materials | 47.4258 |  |  |  | 53.0861 | 48.1307 | 64.7866 | 65.3103 | 64.7825 | 51.1127 | 39.4722 | 2.6473 | 10.3926 | 101.2168 | 285.4644 | 447.147 | 184.2476 | 182%
| Total | 118.5645 |  |  |  | 132.5893 | 120.3579 | 162.4145 | 164.2701 | 163.9198 | 130.2863 | 101.3612 | 6.8488 | 27.0878 | 252.9473 | 722.252 | 1127.7004 | 469.3048 | 185.5%
Direct Capex by Cost Type (As Commissioned)
| Item | $'m FY20 | [12 empty] | Total (FY18 to FY22) | Total (FY23 to FY27) | Total | Difference between Regulatory Period Totals
|  | ACTUAL | ACTUAL | ACTUAL | ACTUAL | FORECAST | FORECAST | FORECAST | FORECAST | FORECAST | FORECAST | FORECAST | FORECAST | FORECAST
|  | LTD | FY18 | FY19 | FY20 | FY21 | FY22 | FY23 | FY24 | FY25 | FY26 | FY27 | FY28 | FY29 |  |  |  | $ | %
| Labour - Internal |  |  |  |  | 20.8747 | 13.5193 | 9.5513 | 25.6508 | 14.4514 | 16.6199 | 10.4119 | 0.53643 | 2.9808 | 34.394 | 76.6852 | 114.5964 | 42.2912 | 123%
| Labour - External |  |  |  |  | 103.9846 | 67.0206 | 47.1562 | 126.8141 | 71.5731 | 82.4193 | 51.7233 | 2.6693 | 14.8487 | 171.0052 | 379.686 | 568.2091 | 208.6808 | 122%
| Materials |  |  |  |  | 83.2792 | 53.6641 | 37.63 | 100.8915 | 56.2511 | 64.1056 | 39.6302 | 2.025 | 11.1074 | 136.9433 | 298.5085 | 448.5841 | 161.5652 | 118%
| Total |  |  |  |  | 208.1385 | 134.2039 | 94.3375 | 253.3564 | 142.2756 | 163.1448 | 101.7654 | 5.2307 | 28.9368 | 342.3425 | 754.8797 | 1131.3896 | 412.5372 | 120.5%
Total Capex by Asset Class, incl. Overheads (As Incurred)
| Item | $'m FY20 | [12 empty] | Total (FY18 to FY22) | Total (FY23 to FY27) | Total | Difference between Regulatory Period Totals
|  | ACTUAL | ACTUAL | ACTUAL | ACTUAL | FORECAST | FORECAST | FORECAST | FORECAST | FORECAST | FORECAST | FORECAST | FORECAST | FORECAST
|  | LTD | FY18 | FY19 | FY20 | FY21 | FY22 | FY23 | FY24 | FY25 | FY26 | FY27 | FY28 | FY29 |  |  |  | $ | %
| Secondary | 7.0453 | 22.1993 | 15.1515 | 19.9843 | 13.4901 | 15.5065 | 14.0366 | 13.7918 | 13.143 | 10.5994 | 8.8811 | 0.12737 | 1.6682 | 86.3318 | 60.4518 | 155.6245 | -25.88 | -29.98%
| Switchgear | 73.5173 | 42.0925 | 47.5059 | 40.2152 | 41.1303 | 28.3136 | 43.7567 | 38.0981 | 37.838 | 28.4381 | 18.4343 | 2.9729 | 9.0564 | 199.2575 | 166.5651 | 451.3693 | -32.6924 | -16.41%
| Transformers | 21.954 | 30.2906 | 24.14 | 11.4585 | 13.0587 | 20.1472 | 34.1273 | 39.81 | 38.5318 | 27.7939 | 16.858 | 0.73982 | 9.6897 | 99.095 | 157.121 | 288.5995 | 58.026 | 58.56%
| Reactive | 0 | -0.0090999 | 1.7618 | 4.5281 | 9.4259 | 0.24254 | 0 | 0 | 0 | 0 | 0 | 0 | 0 | 15.9492 | 0 | 15.9492 | -15.9492 | -100%
| Towers and Conductor | 3.1146 | 6.103 | 5.6827 | 16.566 | 21.7975 | 14.4761 | 11.5465 | 12.1652 | 12.1882 | 11.7901 | 11.3529 | 0.048639 | 0.63704 | 64.6252 | 59.0429 | 127.4684 | -5.5822 | -8.638%
| Establishment | 12.8997 | 16.453 | 20.2318 | 19.5659 | 8.2779 | 6.8799 | 19.5587 | 20.9333 | 20.613 | 16.0193 | 10.8547 | 0.35455 | 4.6437 | 71.4085 | 87.979 | 177.2854 | 16.5705 | 23.21%
| Communications | 0.033575 | 6.9301 | 19.3637 | 25.9785 | 11.7441 | 19.7735 | 18.798 | 18.5494 | 19.0805 | 18.5119 | 19.5228 | 0 | 0 | 83.7898 | 94.4627 | 178.286 | 10.6729 | 12.74%
| Inventory | 0 | 1.5748 | -0.63726 | 1.2752 | 0 | 0 | 0 | 0 | 0 | 0 | 0 | 0 | 0 | 2.2128 | 0 | 2.2128 | -2.2128 | -100%
| IT | 0 | 9.7876 | 12.2988 | 11.994 | 19.0913 | 17.1443 | 3.4459 | 3.5233 | 3.7037 | 2.8746 | 2.4818 | 0 | 0 | 70.316 | 16.0293 | 86.3453 | -54.2867 | -77.2%
| Vehicles | 0 | 0.73092 | 0.57084 | 0 | 0.38963 | 2.1506 | 1.1632 | 1.5242 | 1.7712 | 1.1725 | 1.2172 | 0.76072 | 0.76642 | 3.8419 | 6.8484 | 12.2175 | 3.0064 | 78.25%
| Other (Non-Network) | 0 | 0.56497 | 0.82984 | 0.93569 | 0.52116 | 0.5568 | 0.56309 | 0.55688 | 0.62156 | 0.5725 | 0.58493 | 0.49734 | 0.50107 | 3.4085 | 2.899 | 7.3058 | -0.50948 | -14.95%
| Premises | 0 | 1.2945 | 0.64881 | 4.4376 | 1.5877 | 1.5896 | 1.8468 | 1.9924 | 2.284 | 1.8877 | 1.9556 | 1.5916 | 1.6035 | 9.5582 | 9.9666 | 22.7199 | 0.40833 | 4.272%
| Land | 0 | 0 | 0 | 0 | 0 | 0 | 0 | 0 | 0 | 0 | 0 | 0 | 0 | 0 | 0 | 0 | 0 | NA
| Easements | 0 | 0 | 0 | 0 | 0 | 0 | 0 | 0 | 0 | 0 | 0 | 0 | 0 | 0 | 0 | 0 | 0 | NA
| Equity raising costs (2003-08) | 0 | 0 | 0 | 0 | 0 | 0 | 0 | 0 | 0 | 0 | 0 | 0 | 0 | 0 | 0 | 0 | 0 | NA
| Inventory Adjustment (Other non-network) | 0 | -1.5748 | 0.63726 | -1.2752 | 0 | 0 | 0 | 0 | 0 | 0 | 0 | 0 | 0 | -2.2128 | 0 | -2.2128 | 2.2128 | -100%
| Accelerated Depr | 0 | 0 | 0 | 0 | 0 | 0 | 0 | 0 | 0 | 0 | 0 | 0 | 0 | 0 | 0 | 0 | 0 | NA
| Insulators | 0 | 0 | 0 | 0 | 0 | 0 | 5.3599 | 5.3982 | 5.4318 | 5.5572 | 5.7143 | 0 | 0 | 0 | 27.4614 | 27.4614 | 27.4614 | NA
| Instrument Transformers | 0 | 0 | 0 | 0 | 0 | 0 | 1.6185 | 1.63 | 1.6402 | 1.678 | 1.7255 | 0 | 0 | 0 | 8.2923 | 8.2923 | 8.2923 | NA
| Capitalised Leases | 0 | 0 | 0 | 44.323 | 0 | 0 | 0 | 0 | 0 | 0 | 0 | 0 | 0 | 44.323 | 0 | 44.323 | -44.323 | -100%
| Spare straight-line tax asset class | 0 | 0 | 0 | 0 | 0 | 0 | 0 | 0 | 0 | 0 | 0 | 0 | 0 | 0 | 0 | 0 | 0 | NA
| Buildings | 0 | 0 | 0 | 0 | 0 | 0 | 0 | 0 | 0 | 0 | 0 | 0 | 0 | 0 | 0 | 0 | 0 | NA
| In-house software | 0 | 0 | 0 | 0 | 0 | 0 | 13.7837 | 14.0931 | 14.8146 | 11.4984 | 9.9273 | 0 | 0 | 0 | 64.1172 | 64.1172 | 64.1172 | NA
| Equity raising costs | 0 | 0 | 0 | 0 | 0 | 0 | 0 | 0 | 0 | 0 | 0 | 0 | 0 | 0 | 0 | 0 | 0 | NA
| Total | 118.5645 | 136.4373 | 148.1858 | 199.9866 | 140.5143 | 126.7805 | 169.605 | 172.0659 | 171.6617 | 138.3936 | 109.5104 | 7.0929 | 28.566 | 751.9046 | 761.2366 | 1667.3646 | 9.332 | 1.241%
Total Capex by Asset Class, incl. Overheads (As Commissioned)
| Item | $'m FY20 | [12 empty] | Total (FY18 to FY22) | Total (FY23 to FY27) | Total | Difference between Regulatory Period Totals
|  | ACTUAL | ACTUAL | ACTUAL | ACTUAL | FORECAST | FORECAST | FORECAST | FORECAST | FORECAST | FORECAST | FORECAST | FORECAST | FORECAST
|  | LTD | FY18 | FY19 | FY20 | FY21 | FY22 | FY23 | FY24 | FY25 | FY26 | FY27 | FY28 | FY29 |  |  |  | $ | %
| Secondary |  | 15.7217 | 13.2299 | 24.4123 | 17.7799 | 16.7593 | 8.3933 | 21.3942 | 11.6755 | 12.8536 | 8.881 | 0 | 1.7956 | 87.9032 | 63.1975 | 152.8962 | -24.7056 | -28.11%
| Switchgear |  | 23.337 | 21.9543 | 52.1859 | 97.791 | 37.9908 | 17.3346 | 74.1765 | 29.7033 | 40.5238 | 18.8712 | 2.5123 | 9.7479 | 233.259 | 180.6094 | 426.1287 | -52.6496 | -22.57%
| Transformers |  | 21.9742 | 39.1279 | 15.5171 | 23.5491 | 18.7968 | 8.0414 | 70.7007 | 30.0067 | 40.8872 | 16.8577 | 0 | 10.4295 | 118.9652 | 166.4937 | 295.8884 | 47.5285 | 39.95%
| Reactive |  | 0.24326 | 0.80673 | 1.8041 | 9.4259 | 0.24254 | 0 | 0 | 0 | 0 | 0 | 0 | 0 | 12.5225 | 0 | 12.5225 | -12.5225 | -100%
| Towers and Conductor |  | 25.6355 | 9.5722 | 20.9125 | 22.024 | 14.237 | 9.9418 | 13.888 | 11.6277 | 12.6509 | 11.3529 | 0 | 0.68568 | 92.3812 | 59.4613 | 152.5282 | -32.9199 | -35.63%
| Establishment |  | 16.1674 | 10.6814 | 21.1813 | 12.2847 | 10.7888 | 7.9934 | 37.8608 | 16.5273 | 22.2941 | 10.8545 | 0 | 4.9983 | 71.1037 | 95.5302 | 171.6321 | 24.4265 | 34.35%
| Communications |  | 1.9068 | 6.8886 | 29.7537 | 11.8028 | 19.8042 | 18.7431 | 18.6096 | 19.0805 | 18.5119 | 19.5228 | 0 | 0 | 70.156 | 94.4679 | 164.6239 | 24.3119 | 34.65%
| Inventory |  | 1.5748 | -0.63726 | 1.2752 | 0 | 0 | 0 | 0 | 0 | 0 | 0 | 0 | 0 | 2.2128 | 0 | 2.2128 | -2.2128 | -100%
| IT |  | 6.0948 | 13.502 | 11.8653 | 19.0913 | 17.1443 | 3.4459 | 3.5233 | 3.7037 | 2.8746 | 2.4818 | 0 | 0 | 67.6977 | 16.0293 | 83.727 | -51.6684 | -76.32%
| Vehicles |  | 0.37866 | 1.196 | 0.074046 | 0.38963 | 2.1506 | 1.1632 | 1.5242 | 1.7712 | 1.1725 | 1.2172 | 0.76072 | 0.76642 | 4.1889 | 6.8484 | 12.5644 | 2.6595 | 63.49%
| Other (Non-Network) |  | 1.5688 | 2.8537 | 2.8218 | 0.52116 | 0.5568 | 0.56309 | 0.55688 | 0.62156 | 0.5725 | 0.58493 | 0.49734 | 0.50107 | 8.3222 | 2.899 | 12.2196 | -5.4232 | -65.17%
| Premises |  | 0 | 0 | 0 | 1.5877 | 1.5896 | 1.8468 | 1.9924 | 2.284 | 1.8877 | 1.9556 | 1.5916 | 1.6035 | 3.1773 | 9.9666 | 16.339 | 6.7892 | 213.7%
| Land |  | 0 | 0 | 0 | 0 | 0 | 0 | 0 | 0 | 0 | 0 | 0 | 0 | 0 | 0 | 0 | 0 | NA
| Easements |  | 0 | 0 | 0 | 0 | 0 | 0 | 0 | 0 | 0 | 0 | 0 | 0 | 0 | 0 | 0 | 0 | NA
| Equity raising costs (2003-08) |  | 0 | 0 | 0 | 0 | 0 | 0 | 0 | 0 | 0 | 0 | 0 | 0 | 0 | 0 | 0 | 0 | NA
| Inventory Adjustment (Other non-network) |  | -1.5748 | 0.63726 | -1.2752 | 0 | 0 | 0 | 0 | 0 | 0 | 0 | 0 | 0 | -2.2128 | 0 | -2.2128 | 2.2128 | -100%
| Accelerated Depr |  | 0 | 0 | 0 | 0 | 0 | 0 | 0 | 0 | 0 | 0 | 0 | 0 | 0 | 0 | 0 | 0 | NA
| Insulators |  | 0 | 0 | 0 | 0 | 0 | 5.3599 | 5.3982 | 5.4318 | 5.5572 | 5.7143 | 0 | 0 | 0 | 27.4614 | 27.4614 | 27.4614 | NA
| Instrument Transformers |  | 0 | 0 | 0 | 0 | 0 | 1.6185 | 1.63 | 1.6402 | 1.678 | 1.7255 | 0 | 0 | 0 | 8.2923 | 8.2923 | 8.2923 | NA
| Capitalised Leases |  | 0 | 0 | 44.323 | 0 | 0 | 0 | 0 | 0 | 0 | 0 | 0 | 0 | 44.323 | 0 | 44.323 | -44.323 | -100%
| Spare straight-line tax asset class |  | 0 | 0 | 0 | 0 | 0 | 0 | 0 | 0 | 0 | 0 | 0 | 0 | 0 | 0 | 0 | 0 | NA
| Buildings |  | 0 | 0 | 0 | 0 | 0 | 0 | 0 | 0 | 0 | 0 | 0 | 0 | 0 | 0 | 0 | 0 | NA
| In-house software |  | 0 | 0 | 0 | 0 | 0 | 13.7837 | 14.0931 | 14.8146 | 11.4984 | 9.9273 | 0 | 0 | 0 | 64.1172 | 64.1172 | 64.1172 | NA
| Equity raising costs |  | 0 | 0 | 0 | 0 | 0 | 0 | 0 | 0 | 0 | 0 | 0 | 0 | 0 | 0 | 0 | 0 | NA
| Total |  | 113.0282 | 119.8127 | 224.8511 | 216.2472 | 140.0608 | 98.2287 | 265.3478 | 148.8883 | 172.9625 | 109.9468 | 5.3619 | 30.5279 | 813.9999 | 795.3741 | 1645.2639 | -18.6258 | -2.288%
Total Capex by Driver, incl. Overheads (As Incurred)
| Item | $'m FY20 | [12 empty] | Total (FY18 to FY22) | Total (FY23 to FY27) | Total | Difference between Regulatory Period Totals
|  | ACTUAL | ACTUAL | ACTUAL | ACTUAL | FORECAST | FORECAST | FORECAST | FORECAST | FORECAST | FORECAST | FORECAST | FORECAST | FORECAST
|  | LTD | FY18 | FY19 | FY20 | FY21 | FY22 | FY23 | FY24 | FY25 | FY26 | FY27 | FY28 | FY29 |  |  |  | $ | %
| Replacement - Major Station CBD | 67.3959 | 51.823 | 46.6165 | 12.1542 | 17.1856 | 6.5676 | 10.0124 | 0 | 0 | 0 | 0 | 0 | 0 | 134.3468 | 10.0124 | 211.7551 | -124.3344 | -92.55%
| Replacement - Major Station | 51.1686 | 30.4563 | 43.3177 | 56.302 | 39.8851 | 38.0813 | 87.269 | 100.4399 | 97.7825 | 69.5052 | 40.5345 | 4.2433 | 25.6951 | 208.0425 | 395.531 | 684.6804 | 187.4885 | 90.12%
| Replacement - Other | 0 | 35.2627 | 35.7493 | 57.3908 | 59.0397 | 47.9402 | 43.025 | 42.1382 | 40.75 | 35.5316 | 42.6049 | 0 | 0 | 235.3828 | 204.0496 | 439.4323 | -31.3332 | -13.31%
| Security and Compliance | 0 | 6.5239 | 5.5605 | 7.5302 | 2.814 | 12.7501 | 8.496 | 7.7979 | 9.9341 | 15.3511 | 10.2042 | 0 | 0 | 35.1787 | 51.7832 | 86.9619 | 16.6045 | 47.2%
| Non Network - Other | 0 | 0.56497 | 0.82984 | 0.93569 | 0.52116 | 0.5568 | 0.56309 | 0.55688 | 0.62156 | 0.5725 | 0.58493 | 0.49734 | 0.50107 | 3.4085 | 2.899 | 7.3058 | -0.50948 | -14.95%
| Non Network - Vehicles | 0 | 0.73092 | 0.57084 | 0 | 0.38963 | 2.1506 | 1.1632 | 1.5242 | 1.7712 | 1.1725 | 1.2172 | 0.76072 | 0.76642 | 3.8419 | 6.8484 | 12.2175 | 3.0064 | 78.25%
| Non Network - Premises | 0 | 1.2945 | 0.64881 | 4.4376 | 1.5877 | 1.5896 | 1.8468 | 1.9924 | 2.284 | 1.8877 | 1.9556 | 1.5916 | 1.6035 | 9.5582 | 9.9666 | 22.7199 | 0.40833 | 4.272%
| Non Network - IT | 0 | 9.7876 | 12.2988 | 11.994 | 19.0913 | 17.1443 | 17.2296 | 17.6164 | 18.5183 | 14.373 | 12.4092 | 0 | 0 | 70.316 | 80.1465 | 150.4625 | 9.8305 | 13.98%
| Capitalised Leases | 0 | 0 | 0 | 44.323 | 0 | 0 | 0 | 0 | 0 | 0 | 0 | 0 | 0 | 44.323 | 0 | 44.323 | -44.323 | -100%
| Total | 118.5645 | 136.4439 | 145.5923 | 195.0674 | 140.5143 | 126.7805 | 169.605 | 172.0659 | 171.6617 | 138.3936 | 109.5104 | 7.0929 | 28.566 | 744.3985 | 761.2366 | 1659.8584 | 16.8381 | 2.262%
| NCIPAP | 0 | -0.0064773 | 2.5935 | 5.0116 | 0 | 0 | 0 | 0 | 0 | 0 | 0 | 0 | 0 | 7.5987 | 0 | 7.5987 | -7.5987 | -100%
| Total including NCIPAP | 118.5645 | 136.4374 | 148.1858 | 200.0791 | 140.5143 | 126.7805 | 169.605 | 172.0659 | 171.6617 | 138.3936 | 109.5104 | 7.0929 | 28.566 | 751.9972 | 761.2366 | 1667.4571 | 9.2394 | 1.229%
Total Capex by Driver, incl. Overheads (As Commissioned)
| Item | $'m FY20 | [12 empty] | Total (FY18 to FY22) | Total (FY23 to FY27) | Total | Difference between Regulatory Period Totals
|  | ACTUAL | ACTUAL | ACTUAL | ACTUAL | FORECAST | FORECAST | FORECAST | FORECAST | FORECAST | FORECAST | FORECAST | FORECAST | FORECAST
|  | LTD | FY18 | FY19 | FY20 | FY21 | FY22 | FY23 | FY24 | FY25 | FY26 | FY27 | FY28 | FY29 |  |  |  | $ | %
| Replacement - Major Station CBD |  |  |  |  | 22.9037 | 30.1476 | 11.1927 | 16.4027 | 0 | 0 | 0 | 0 | 0 | 53.0513 | 27.5954 | 80.6468 | -25.4559 | -47.98%
| Replacement - Major Station |  |  |  |  | 109.8998 | 27.7816 | 14.7124 | 177.3191 | 75.0091 | 104.074 | 40.9709 | 2.5123 | 27.6569 | 137.6814 | 412.0855 | 579.9361 | 274.4041 | 199.3%
| Replacement - Other |  |  |  |  | 59.0397 | 47.9402 | 43.025 | 42.1382 | 40.75 | 35.5316 | 42.6049 | 0 | 0 | 106.98 | 204.0496 | 311.0295 | 97.0696 | 90.74%
| Security and Compliance |  |  |  |  | 2.814 | 12.7501 | 8.496 | 7.7979 | 9.9341 | 15.3511 | 10.2042 | 0 | 0 | 15.5642 | 51.7832 | 67.3474 | 36.219 | 232.7%
| Non Network - Other |  |  |  |  | 0.52116 | 0.5568 | 0.56309 | 0.55688 | 0.62156 | 0.5725 | 0.58493 | 0.49734 | 0.50107 | 1.078 | 2.899 | 4.9753 | 1.821 | 168.9%
| Non Network - Vehicles |  |  |  |  | 0.38963 | 2.1506 | 1.1632 | 1.5242 | 1.7712 | 1.1725 | 1.2172 | 0.76072 | 0.76642 | 2.5402 | 6.8484 | 10.9157 | 4.3082 | 169.6%
| Non Network - Premises |  |  |  |  | 1.5877 | 1.5896 | 1.8468 | 1.9924 | 2.284 | 1.8877 | 1.9556 | 1.5916 | 1.6035 | 3.1773 | 9.9666 | 16.339 | 6.7892 | 213.7%
| Non Network - IT |  |  |  |  | 19.0913 | 17.1443 | 17.2296 | 17.6164 | 18.5183 | 14.373 | 12.4092 | 0 | 0 | 36.2356 | 80.1465 | 116.3821 | 43.9109 | 121.2%
| Capitalised Leases |  |  |  |  | 0 | 0 | 0 | 0 | 0 | 0 | 0 | 0 | 0 | 0 | 0 | 0 | 0 | NA
| Total |  |  |  |  | 216.2472 | 140.0608 | 98.2287 | 265.3478 | 148.8883 | 172.9625 | 109.9468 | 5.3619 | 30.5279 | 356.3079 | 795.3741 | 1187.5719 | 439.0662 | 123.2%
Major Station Replacement Capex incl Overheads (As Incurred)
| Item | $'m FY20 | [12 empty] | Total (FY18 to FY22) | Total (FY23 to FY27) | Total | Difference between Regulatory Period Totals
|  | ACTUAL | ACTUAL | ACTUAL | ACTUAL | FORECAST | FORECAST | FORECAST | FORECAST | FORECAST | FORECAST | FORECAST | FORECAST | FORECAST
|  | LTD | FY18 | FY19 | FY20 | FY21 | FY22 | FY23 | FY24 | FY25 | FY26 | FY27 | FY28 | FY29 |  |  |  | $ | %
| Major Station | 118.5645 | 80.8021 | 89.9343 | 69.7466 | 57.0707 | 44.6489 | 97.2813 | 100.4399 | 97.7825 | 69.5052 | 40.5345 | 4.2433 | 25.6951 | 342.2026 | 405.5433 | 896.2488 | 63.3407 | 18.51%
| Total | 118.5645 | 80.8021 | 89.9343 | 69.7466 | 57.0707 | 44.6489 | 97.2813 | 100.4399 | 97.7825 | 69.5052 | 40.5345 | 4.2433 | 25.6951 | 342.2026 | 405.5433 | 896.2488 | 63.3407 | 18.51%
Major Station Replacement Capex incl Overheads (As Commissioned)
| Item | $'m FY20 | [12 empty] | Total (FY18 to FY22) | Total (FY23 to FY27) | Total | Difference between Regulatory Period Totals
|  | ACTUAL | ACTUAL | ACTUAL | ACTUAL | FORECAST | FORECAST | FORECAST | FORECAST | FORECAST | FORECAST | FORECAST | FORECAST | FORECAST
|  | LTD | FY18 | FY19 | FY20 | FY21 | FY22 | FY23 | FY24 | FY25 | FY26 | FY27 | FY28 | FY29 |  |  |  | $ | %
| Major Station |  |  |  |  | 132.8036 | 57.9292 | 25.9051 | 193.7219 | 75.0091 | 104.074 | 40.9709 | 2.5123 | 27.6569 | 190.7327 | 439.6809 | 660.5829 | 851.3156 | 130.5%
| Total |  |  |  |  | 132.8036 | 57.9292 | 25.9051 | 193.7219 | 75.0091 | 104.074 | 40.9709 | 2.5123 | 27.6569 | 190.7327 | 439.6809 | 660.5829 | 851.3156 | 130.5%
Other Replacement Capex incl Overheads (As Incurred)
| Item | $'m FY20 | [12 empty] | Total (FY18 to FY22) | Total (FY23 to FY27) | Total | Difference between Regulatory Period Totals
|  | ACTUAL | ACTUAL | ACTUAL | ACTUAL | FORECAST | FORECAST | FORECAST | FORECAST | FORECAST | FORECAST | FORECAST | FORECAST | FORECAST
|  | LTD | FY18 | FY19 | FY20 | FY21 | FY22 | FY23 | FY24 | FY25 | FY26 | FY27 | FY28 | FY29 |  |  |  | $ | %
| Lines | 0 | 0.32399 | 0.34641 | 0.34641 | 20.8564 | 6.9291 | 9.2554 | 9.3215 | 9.3796 | 9.596 | 9.8674 | 0 | 0 | 28.8023 | 47.4199 | 76.2223 | 18.6176 | 64.64%
| Stations | 0 | 14.9404 | 10.271 | 10.271 | 18.761 | 14.6851 | 9.8164 | 8.2857 | 8.3373 | 8.5297 | 8.7709 | 0 | 0 | 68.9285 | 43.74 | 112.6685 | -25.1885 | -36.54%
| Secondary & Protection | 0 | 17.1035 | 10.163 | 10.163 | 8.4729 | 11.3851 | 6.0283 | 6.0714 | 6.1092 | 6.2502 | 6.4269 | 0 | 0 | 57.2875 | 30.886 | 88.1735 | -26.4015 | -46.09%
| Communications | 0 | 2.2598 | 15.619 | 15.619 | 10.9495 | 14.9409 | 17.9248 | 18.4596 | 16.9239 | 11.1557 | 17.5396 | 0 | 0 | 59.3882 | 82.0036 | 141.3919 | 22.6154 | 38.08%
| Total | 0 | 34.6277 | 36.3995 | 36.3995 | 59.0397 | 47.9402 | 43.025 | 42.1382 | 40.75 | 35.5316 | 42.6049 | 0 | 0 | 214.4066 | 204.0496 | 418.4562 | -10.357 | -4.831%
Other Replacement Capex incl Overheads (As Commissioned)
| Item | $'m FY20 | [12 empty] | Total (FY18 to FY22) | Total (FY23 to FY27) | Total | Difference between Regulatory Period Totals
|  | ACTUAL | ACTUAL | ACTUAL | ACTUAL | FORECAST | FORECAST | FORECAST | FORECAST | FORECAST | FORECAST | FORECAST | FORECAST | FORECAST
|  | LTD | FY18 | FY19 | FY20 | FY21 | FY22 | FY23 | FY24 | FY25 | FY26 | FY27 | FY28 | FY29 |  |  |  | $ | %
| Lines |  |  |  |  | 20.8564 | 6.9291 | 9.2554 | 9.3215 | 9.3796 | 9.596 | 9.8674 | 0 | 0 | 27.7855 | 47.4199 | 75.2054 | 19.6344 | 70.66%
| Stations |  |  |  |  | 18.761 | 14.6851 | 9.8164 | 8.2857 | 8.3373 | 8.5297 | 8.7709 | 0 | 0 | 33.446 | 43.74 | 77.186 | 10.294 | 30.78%
| Secondary & Protection |  |  |  |  | 8.4729 | 11.3851 | 6.0283 | 6.0714 | 6.1092 | 6.2502 | 6.4269 | 0 | 0 | 19.858 | 30.886 | 50.744 | 11.028 | 55.53%
| Communications |  |  |  |  | 10.9495 | 14.9409 | 17.9248 | 18.4596 | 16.9239 | 11.1557 | 17.5396 | 0 | 0 | 25.8905 | 82.0036 | 107.8941 | 56.1132 | 216.7%
| Total |  |  |  |  | 59.0397 | 47.9402 | 43.025 | 42.1382 | 40.75 | 35.5316 | 42.6049 | 0 | 0 | 106.98 | 204.0496 | 311.0295 | 97.0696 | 90.74%
Security & Compliance Capex incl Overheads (As Incurred)
| Item | $'m FY20 | [12 empty] | Total (FY18 to FY22) | Total (FY23 to FY27) | Total | Difference between Regulatory Period Totals
|  | ACTUAL | ACTUAL | ACTUAL | ACTUAL | FORECAST | FORECAST | FORECAST | FORECAST | FORECAST | FORECAST | FORECAST | FORECAST | FORECAST
|  | LTD | FY18 | FY19 | FY20 | FY21 | FY22 | FY23 | FY24 | FY25 | FY26 | FY27 | FY28 | FY29 |  |  |  | $ | %
| Instrument Transformers | 0 | 0 | 0 | 0 | 0 | 0 | 0 | 0 | 0 | 0 | 0 | 0 | 0 | 0 | 0 | 0 | 0 | NA
| Fire protection systems | 0 | 0.88334 | 0.52267 | 0.52267 | 0.98999 | 0 | 0.49395 | 0.49748 | 0.50058 | 0.51213 | 0.52661 | 0 | 0 | 2.9187 | 2.5308 | 5.4494 | -0.38792 | -13.29%
| Infrastructure security | 0 | 3.3653 | 2.3525 | 2.3525 | 0.36286 | 0.87644 | 1.3137 | 1.3231 | 1.3313 | 1.362 | 1.4006 | 0 | 0 | 9.3096 | 6.7307 | 16.0404 | -2.5789 | -27.7%
| Structure Fall Arrests | 0 | 2.2608 | 2.4137 | 2.4137 | 0 | 1.7615 | 0.54356 | 0.54744 | 0.55085 | 0.56356 | 0.5795 | 0 | 0 | 8.8496 | 2.7849 | 11.6345 | -6.0647 | -68.53%
| Insulators | 0 | 1.299 | 0.023434 | 0.023434 | 0.71441 | 5.3056 | 5.3599 | 5.3982 | 5.4318 | 5.5572 | 5.7143 | 0 | 0 | 7.3659 | 27.4614 | 34.8273 | 20.0955 | 272.8%
| Communications (S&C) | 0 | 0.13653 | 0.37697 | 0.37697 | 0.74679 | 4.8066 | 0.78481 | 0.031754 | 2.1195 | 7.3562 | 1.9832 | 0 | 0 | 6.4439 | 12.2754 | 18.7193 | 5.8315 | 90.5%
| Total | 0 | 7.945 | 5.6893 | 5.6893 | 2.814 | 12.7501 | 8.496 | 7.7979 | 9.9341 | 15.3511 | 10.2042 | 0 | 0 | 34.8877 | 51.7832 | 86.6709 | 16.8955 | 48.43%
Security & Compliance Capex incl Overheads (As Commissioned)
| Item | $'m FY20 | [12 empty] | Total (FY18 to FY22) | Total (FY23 to FY27) | Total | Difference between Regulatory Period Totals
|  | ACTUAL | ACTUAL | ACTUAL | ACTUAL | FORECAST | FORECAST | FORECAST | FORECAST | FORECAST | FORECAST | FORECAST | FORECAST | FORECAST
|  | LTD | FY18 | FY19 | FY20 | FY21 | FY22 | FY23 | FY24 | FY25 | FY26 | FY27 | FY28 | FY29 |  |  |  | $ | %
| Instrument Transformers |  |  |  |  | 0 | 0 | 0 | 0 | 0 | 0 | 0 | 0 | 0 | 0 | 0 | 0 | 0 | NA
| Fire protection systems |  |  |  |  | 0.98999 | 0 | 0.49395 | 0.49748 | 0.50058 | 0.51213 | 0.52661 | 0 | 0 | 0.98999 | 2.5308 | 3.5207 | 1.5408 | 155.6%
| Infrastructure security |  |  |  |  | 0.36286 | 0.87644 | 1.3137 | 1.3231 | 1.3313 | 1.362 | 1.4006 | 0 | 0 | 1.2393 | 6.7307 | 7.97 | 5.4914 | 443.1%
| Structure Fall Arrests |  |  |  |  | 0 | 1.7615 | 0.54356 | 0.54744 | 0.55085 | 0.56356 | 0.5795 | 0 | 0 | 1.7615 | 2.7849 | 4.5464 | 1.0234 | 58.1%
| Insulators |  |  |  |  | 0.71441 | 5.3056 | 5.3599 | 5.3982 | 5.4318 | 5.5572 | 5.7143 | 0 | 0 | 6.02 | 27.4614 | 33.4814 | 21.4414 | 356.2%
| Communications (S&C) |  |  |  |  | 0.74679 | 4.8066 | 0.78481 | 0.031754 | 2.1195 | 7.3562 | 1.9832 | 0 | 0 | 5.5534 | 12.2754 | 17.8288 | 6.722 | 121%
| Total |  |  |  |  | 2.814 | 12.7501 | 8.496 | 7.7979 | 9.9341 | 15.3511 | 10.2042 | 0 | 0 | 15.5642 | 51.7832 | 67.3474 | 36.219 | 232.7%
Non-Network Capex incl Overheads (As Incurred)
| Item | $'m FY20 | [12 empty] | Total (FY18 to FY22) | Total (FY23 to FY27) | Total | Difference between Regulatory Period Totals
|  | ACTUAL | ACTUAL | ACTUAL | ACTUAL | FORECAST | FORECAST | FORECAST | FORECAST | FORECAST | FORECAST | FORECAST | FORECAST | FORECAST
|  | LTD | FY18 | FY19 | FY20 | FY21 | FY22 | FY23 | FY24 | FY25 | FY26 | FY27 | FY28 | FY29 |  |  |  | $ | %
| Vehicles | 0 | 0.7178 | 0.57084 | 0 | 0.38963 | 2.1506 | 1.1632 | 1.5242 | 1.7712 | 1.1725 | 1.2172 | 0.76072 | 0.76642 | 3.8288 | 6.8484 | 12.2043 | 3.0196 | 78.86%
| Premises | 0 | 1.2712 | 0.64881 | 4.5213 | 1.5877 | 1.5896 | 1.8468 | 1.9924 | 2.284 | 1.8877 | 1.9556 | 1.5916 | 1.6035 | 9.6187 | 9.9666 | 22.7803 | 0.34791 | 3.617%
| Other (Non-Network) | 0 | 0.55482 | 0.82984 | 0.95333 | 0.52116 | 0.5568 | 0.56309 | 0.55688 | 0.62156 | 0.5725 | 0.58493 | 0.49734 | 0.50107 | 3.416 | 2.899 | 7.3133 | -0.51698 | -15.13%
| IT | 0 | 9.6119 | 12.2988 | 12.2201 | 19.0913 | 17.1443 | 17.2296 | 17.6164 | 18.5183 | 14.373 | 12.4092 | 0 | 0 | 70.3664 | 80.1465 | 150.5129 | 9.7801 | 13.9%
| Total | 0 | 12.1558 | 14.3483 | 17.6947 | 21.5898 | 21.4412 | 20.8027 | 21.6899 | 23.1951 | 18.0058 | 16.1669 | 2.8496 | 2.871 | 87.2298 | 99.8604 | 192.8108 | 12.6306 | 14.48%
Non-Network Capex incl Overheads (As Commissioned)
| Item | $'m FY20 | [12 empty] | Total (FY18 to FY22) | Total (FY23 to FY27) | Total | Difference between Regulatory Period Totals
|  | ACTUAL | ACTUAL | ACTUAL | ACTUAL | FORECAST | FORECAST | FORECAST | FORECAST | FORECAST | FORECAST | FORECAST | FORECAST | FORECAST
|  | LTD | FY18 | FY19 | FY20 | FY21 | FY22 | FY23 | FY24 | FY25 | FY26 | FY27 | FY28 | FY29 |  |  |  | $ | %
| Vehicles |  |  |  |  | 0.38963 | 2.1506 | 1.1632 | 1.5242 | 1.7712 | 1.1725 | 1.2172 | 0.76072 | 0.76642 | 2.5402 | 6.8484 | 10.9157 | 4.3082 | 169.6%
| Premises |  |  |  |  | 1.5877 | 1.5896 | 1.8468 | 1.9924 | 2.284 | 1.8877 | 1.9556 | 1.5916 | 1.6035 | 3.1773 | 9.9666 | 16.339 | 6.7892 | 213.7%
| Other (Non-Network) |  |  |  |  | 0.52116 | 0.5568 | 0.56309 | 0.55688 | 0.62156 | 0.5725 | 0.58493 | 0.49734 | 0.50107 | 1.078 | 2.899 | 4.9753 | 1.821 | 168.9%
| IT |  |  |  |  | 19.0913 | 17.1443 | 17.2296 | 17.6164 | 18.5183 | 14.373 | 12.4092 | 0 | 0 | 36.2356 | 80.1465 | 116.3821 | 43.9109 | 121.2%
| Total |  |  |  |  | 21.5898 | 21.4412 | 20.8027 | 21.6899 | 23.1951 | 18.0058 | 16.1669 | 2.8496 | 2.871 | 43.0311 | 99.8604 | 148.6121 | 56.8293 | 132.1%

## Report¦Forecasts Eff-$Mar22
Back to contents
AusNet Services Forecast Transmission Capex Model (FY20 to FY29) v9
#VALUE!
Direct Capex by Cost Type (As Incurred)
| Item | $'m March 2022 | [12 empty] | Total (FY18 to FY22) | Total (FY23 to FY27) | Total | Difference between Regulatory Period Totals
|  | ACTUAL | ACTUAL | ACTUAL | ACTUAL | FORECAST | FORECAST | FORECAST | FORECAST | FORECAST | FORECAST | FORECAST | FORECAST | FORECAST
|  | LTD | FY18 | FY19 | FY20 | FY21 | FY22 | FY23 | FY24 | FY25 | FY26 | FY27 | FY28 | FY29 |  |  |  | $ | %
| Labour - Internal | 12.4007 |  |  |  | 13.9315 | 12.7093 | 17.1963 | 17.4221 | 17.416 | 13.8924 | 10.8466 | 0.73547 | 2.919 | 26.6408 | 76.7733 | 119.4693 | 50.1326 | 188.2%
| Labour - External | 62.0035 |  |  |  | 69.2212 | 62.8334 | 84.913 | 86.0803 | 86.2721 | 68.9156 | 53.8834 | 3.6589 | 14.5425 | 132.0546 | 380.0643 | 592.3238 | 248.0097 | 187.8%
| Materials | 49.6028 |  |  |  | 55.5229 | 50.3401 | 67.7606 | 68.3083 | 67.7562 | 53.459 | 41.2841 | 2.7688 | 10.8697 | 105.863 | 298.5682 | 467.6725 | 192.7051 | 182%
| Total | 124.007 |  |  |  | 138.6756 | 125.8828 | 169.8699 | 171.8107 | 171.4443 | 136.2669 | 106.0141 | 7.1632 | 28.3313 | 264.5584 | 755.4058 | 1179.4657 | 490.8474 | 185.5%
Direct Capex by Cost Type (As Commissioned)
| Item | $'m March 2022 | [12 empty] | Total (FY18 to FY22) | Total (FY23 to FY27) | Total | Difference between Regulatory Period Totals
|  | ACTUAL | ACTUAL | ACTUAL | ACTUAL | FORECAST | FORECAST | FORECAST | FORECAST | FORECAST | FORECAST | FORECAST | FORECAST | FORECAST
|  | LTD | FY18 | FY19 | FY20 | FY21 | FY22 | FY23 | FY24 | FY25 | FY26 | FY27 | FY28 | FY29 |  |  |  | $ | %
| Labour - Internal |  |  |  |  | 21.8329 | 14.1399 | 9.9897 | 26.8282 | 15.1147 | 17.3829 | 10.8898 | 0.56106 | 3.1176 | 35.9728 | 80.2053 | 119.8568 | 44.2326 | 123%
| Labour - External |  |  |  |  | 108.7578 | 70.097 | 49.3209 | 132.6353 | 74.8586 | 86.2026 | 54.0975 | 2.7918 | 15.5303 | 178.8549 | 397.1149 | 594.2919 | 218.26 | 122%
| Materials |  |  |  |  | 87.102 | 56.1274 | 39.3573 | 105.5228 | 58.8333 | 67.0483 | 41.4494 | 2.1179 | 11.6172 | 143.2295 | 312.211 | 469.1756 | 168.9816 | 118%
| Total |  |  |  |  | 217.6928 | 140.3643 | 98.6679 | 264.9863 | 148.8066 | 170.6337 | 106.4367 | 5.4708 | 30.2651 | 358.0571 | 789.5312 | 1183.3242 | 431.4741 | 120.5%
Total Capex by Asset Class, incl. Overheads (As Incurred)
| Item | $'m March 2022 | [12 empty] | Total (FY18 to FY22) | Total (FY23 to FY27) | Total | Difference between Regulatory Period Totals
|  | ACTUAL | ACTUAL | ACTUAL | ACTUAL | FORECAST | FORECAST | FORECAST | FORECAST | FORECAST | FORECAST | FORECAST | FORECAST | FORECAST
|  | LTD | FY18 | FY19 | FY20 | FY21 | FY22 | FY23 | FY24 | FY25 | FY26 | FY27 | FY28 | FY29 |  |  |  | $ | %
| Secondary | 7.3687 | 23.2183 | 15.847 | 20.9016 | 14.1094 | 16.2183 | 14.681 | 14.4249 | 13.7463 | 11.0859 | 9.2887 | 0.13322 | 1.7448 | 90.2947 | 63.2267 | 162.7682 | -27.068 | -29.98%
| Switchgear | 76.892 | 44.0247 | 49.6865 | 42.0612 | 43.0183 | 29.6133 | 45.7652 | 39.8469 | 39.5749 | 29.7435 | 19.2804 | 3.1094 | 9.4722 | 208.4041 | 174.211 | 472.0886 | -34.1931 | -16.41%
| Transformers | 22.9617 | 31.6811 | 25.2482 | 11.9845 | 13.6581 | 21.072 | 35.6938 | 41.6374 | 40.3005 | 29.0697 | 17.6318 | 0.77378 | 10.1345 | 103.6438 | 164.3334 | 301.8472 | 60.6896 | 58.56%
| Reactive | 0 | -0.0095176 | 1.8427 | 4.7359 | 9.8586 | 0.25368 | 0 | 0 | 0 | 0 | 0 | 0 | 0 | 16.6813 | 0 | 16.6813 | -16.6813 | -100%
| Towers and Conductor | 3.2576 | 6.3831 | 5.9436 | 17.3264 | 22.798 | 15.1406 | 12.0765 | 12.7237 | 12.7477 | 12.3313 | 11.874 | 0.050871 | 0.66628 | 67.5917 | 61.7532 | 133.3196 | -5.8385 | -8.638%
| Establishment | 13.4918 | 17.2082 | 21.1605 | 20.464 | 8.6579 | 7.1957 | 20.4566 | 21.8942 | 21.5592 | 16.7546 | 11.3529 | 0.37083 | 4.8569 | 74.6864 | 92.0175 | 185.4234 | 17.3312 | 23.21%
| Communications | 0.035116 | 7.2482 | 20.2526 | 27.171 | 12.2832 | 20.6812 | 19.6609 | 19.4009 | 19.9564 | 19.3616 | 20.419 | 0 | 0 | 87.636 | 98.7988 | 186.47 | 11.1628 | 12.74%
| Inventory | 0 | 1.6471 | -0.66652 | 1.3337 | 0 | 0 | 0 | 0 | 0 | 0 | 0 | 0 | 0 | 2.3143 | 0 | 2.3143 | -2.3143 | -100%
| IT | 0 | 10.2369 | 12.8634 | 12.5445 | 19.9677 | 17.9312 | 3.6041 | 3.685 | 3.8737 | 3.0066 | 2.5958 | 0 | 0 | 73.5438 | 16.7651 | 90.3088 | -56.7787 | -77.2%
| Vehicles | 0 | 0.76447 | 0.59705 | 0 | 0.40752 | 2.2493 | 1.2166 | 1.5942 | 1.8525 | 1.2264 | 1.2731 | 0.79564 | 0.8016 | 4.0183 | 7.1627 | 12.7783 | 3.1444 | 78.25%
| Other (Non-Network) | 0 | 0.5909 | 0.86793 | 0.97864 | 0.54509 | 0.58236 | 0.58894 | 0.58245 | 0.65009 | 0.59878 | 0.61178 | 0.52017 | 0.52407 | 3.5649 | 3.032 | 7.6412 | -0.53287 | -14.95%
| Premises | 0 | 1.3539 | 0.6786 | 4.6413 | 1.6606 | 1.6626 | 1.9316 | 2.0839 | 2.3889 | 1.9744 | 2.0454 | 1.6646 | 1.6771 | 9.997 | 10.4241 | 23.7628 | 0.42707 | 4.272%
| Land | 0 | 0 | 0 | 0 | 0 | 0 | 0 | 0 | 0 | 0 | 0 | 0 | 0 | 0 | 0 | 0 | 0 | NA
| Easements | 0 | 0 | 0 | 0 | 0 | 0 | 0 | 0 | 0 | 0 | 0 | 0 | 0 | 0 | 0 | 0 | 0 | NA
| Equity raising costs (2003-08) | 0 | 0 | 0 | 0 | 0 | 0 | 0 | 0 | 0 | 0 | 0 | 0 | 0 | 0 | 0 | 0 | 0 | NA
| Inventory Adjustment (Other non-network) | 0 | -1.6471 | 0.66652 | -1.3337 | 0 | 0 | 0 | 0 | 0 | 0 | 0 | 0 | 0 | -2.3143 | 0 | -2.3143 | 2.3143 | -100%
| Accelerated Depr | 0 | 0 | 0 | 0 | 0 | 0 | 0 | 0 | 0 | 0 | 0 | 0 | 0 | 0 | 0 | 0 | 0 | NA
| Insulators | 0 | 0 | 0 | 0 | 0 | 0 | 5.606 | 5.646 | 5.6812 | 5.8123 | 5.9766 | 0 | 0 | 0 | 28.722 | 28.722 | 28.722 | NA
| Instrument Transformers | 0 | 0 | 0 | 0 | 0 | 0 | 1.6928 | 1.7049 | 1.7155 | 1.7551 | 1.8047 | 0 | 0 | 0 | 8.6729 | 8.6729 | 8.6729 | NA
| Capitalised Leases | 0 | 0 | 0 | 46.3576 | 0 | 0 | 0 | 0 | 0 | 0 | 0 | 0 | 0 | 46.3576 | 0 | 46.3576 | -46.3576 | -100%
| Spare straight-line tax asset class | 0 | 0 | 0 | 0 | 0 | 0 | 0 | 0 | 0 | 0 | 0 | 0 | 0 | 0 | 0 | 0 | 0 | NA
| Buildings | 0 | 0 | 0 | 0 | 0 | 0 | 0 | 0 | 0 | 0 | 0 | 0 | 0 | 0 | 0 | 0 | 0 | NA
| In-house software | 0 | 0 | 0 | 0 | 0 | 0 | 14.4164 | 14.74 | 15.4947 | 12.0262 | 10.383 | 0 | 0 | 0 | 67.0604 | 67.0604 | 67.0604 | NA
| Equity raising costs | 0 | 0 | 0 | 0 | 0 | 0 | 0 | 0 | 0 | 0 | 0 | 0 | 0 | 0 | 0 | 0 | 0 | NA
| Total | 124.007 | 142.7003 | 154.9881 | 209.1667 | 146.9644 | 132.6002 | 177.3904 | 179.9643 | 179.5415 | 144.7464 | 114.5373 | 7.4185 | 29.8773 | 786.4196 | 796.1799 | 1743.9022 | 9.7603 | 1.241%
Total Capex by Asset Class, incl. Overheads (As Commissioned)
| Item | $'m March 2022 | [12 empty] | Total (FY18 to FY22) | Total (FY23 to FY27) | Total | Difference between Regulatory Period Totals
|  | ACTUAL | ACTUAL | ACTUAL | ACTUAL | FORECAST | FORECAST | FORECAST | FORECAST | FORECAST | FORECAST | FORECAST | FORECAST | FORECAST
|  | LTD | FY18 | FY19 | FY20 | FY21 | FY22 | FY23 | FY24 | FY25 | FY26 | FY27 | FY28 | FY29 |  |  |  | $ | %
| Secondary |  | 16.4434 | 13.8372 | 25.5329 | 18.5961 | 17.5287 | 8.7785 | 22.3763 | 12.2114 | 13.4436 | 9.2887 | 0 | 1.878 | 91.9382 | 66.0985 | 159.9147 | -25.8397 | -28.11%
| Switchgear |  | 24.4083 | 22.9621 | 54.5815 | 102.2799 | 39.7347 | 18.1303 | 77.5815 | 31.0668 | 42.384 | 19.7374 | 2.6276 | 10.1954 | 243.9664 | 188.9 | 445.6894 | -55.0664 | -22.57%
| Transformers |  | 22.9829 | 40.9241 | 16.2294 | 24.6301 | 19.6596 | 8.4105 | 73.9461 | 31.3841 | 42.764 | 17.6316 | 0 | 10.9082 | 124.4261 | 174.1363 | 309.4707 | 49.7102 | 39.95%
| Reactive |  | 0.25443 | 0.84376 | 1.8869 | 9.8586 | 0.25368 | 0 | 0 | 0 | 0 | 0 | 0 | 0 | 13.0973 | 0 | 13.0973 | -13.0973 | -100%
| Towers and Conductor |  | 26.8123 | 10.0116 | 21.8725 | 23.0349 | 14.8905 | 10.3982 | 14.5255 | 12.1615 | 13.2316 | 11.874 | 0 | 0.71715 | 96.6218 | 62.1908 | 159.5297 | -34.431 | -35.63%
| Establishment |  | 16.9096 | 11.1718 | 22.1536 | 12.8486 | 11.2841 | 8.3603 | 39.5987 | 17.286 | 23.3175 | 11.3528 | 0 | 5.2277 | 74.3676 | 99.9154 | 179.5106 | 25.5478 | 34.35%
| Communications |  | 1.9943 | 7.2048 | 31.1195 | 12.3446 | 20.7132 | 19.6035 | 19.4638 | 19.9564 | 19.3616 | 20.419 | 0 | 0 | 73.3764 | 98.8043 | 172.1807 | 25.4279 | 34.65%
| Inventory |  | 1.6471 | -0.66652 | 1.3337 | 0 | 0 | 0 | 0 | 0 | 0 | 0 | 0 | 0 | 2.3143 | 0 | 2.3143 | -2.3143 | -100%
| IT |  | 6.3746 | 14.1217 | 12.41 | 19.9677 | 17.9312 | 3.6041 | 3.685 | 3.8737 | 3.0066 | 2.5958 | 0 | 0 | 70.8052 | 16.7651 | 87.5703 | -54.0401 | -76.32%
| Vehicles |  | 0.39604 | 1.2509 | 0.077445 | 0.40752 | 2.2493 | 1.2166 | 1.5942 | 1.8525 | 1.2264 | 1.2731 | 0.79564 | 0.8016 | 4.3812 | 7.1627 | 13.1412 | 2.7815 | 63.49%
| Other (Non-Network) |  | 1.6408 | 2.9847 | 2.9513 | 0.54509 | 0.58236 | 0.58894 | 0.58245 | 0.65009 | 0.59878 | 0.61178 | 0.52017 | 0.52407 | 8.7042 | 3.032 | 12.7805 | -5.6722 | -65.17%
| Premises |  | 0 | 0 | 0 | 1.6606 | 1.6626 | 1.9316 | 2.0839 | 2.3889 | 1.9744 | 2.0454 | 1.6646 | 1.6771 | 3.3232 | 10.4241 | 17.089 | 7.1009 | 213.7%
| Land |  | 0 | 0 | 0 | 0 | 0 | 0 | 0 | 0 | 0 | 0 | 0 | 0 | 0 | 0 | 0 | 0 | NA
| Easements |  | 0 | 0 | 0 | 0 | 0 | 0 | 0 | 0 | 0 | 0 | 0 | 0 | 0 | 0 | 0 | 0 | NA
| Equity raising costs (2003-08) |  | 0 | 0 | 0 | 0 | 0 | 0 | 0 | 0 | 0 | 0 | 0 | 0 | 0 | 0 | 0 | 0 | NA
| Inventory Adjustment (Other non-network) |  | -1.6471 | 0.66652 | -1.3337 | 0 | 0 | 0 | 0 | 0 | 0 | 0 | 0 | 0 | -2.3143 | 0 | -2.3143 | 2.3143 | -100%
| Accelerated Depr |  | 0 | 0 | 0 | 0 | 0 | 0 | 0 | 0 | 0 | 0 | 0 | 0 | 0 | 0 | 0 | 0 | NA
| Insulators |  | 0 | 0 | 0 | 0 | 0 | 5.606 | 5.646 | 5.6812 | 5.8123 | 5.9766 | 0 | 0 | 0 | 28.722 | 28.722 | 28.722 | NA
| Instrument Transformers |  | 0 | 0 | 0 | 0 | 0 | 1.6928 | 1.7049 | 1.7155 | 1.7551 | 1.8047 | 0 | 0 | 0 | 8.6729 | 8.6729 | 8.6729 | NA
| Capitalised Leases |  | 0 | 0 | 46.3576 | 0 | 0 | 0 | 0 | 0 | 0 | 0 | 0 | 0 | 46.3576 | 0 | 46.3576 | -46.3576 | -100%
| Spare straight-line tax asset class |  | 0 | 0 | 0 | 0 | 0 | 0 | 0 | 0 | 0 | 0 | 0 | 0 | 0 | 0 | 0 | 0 | NA
| Buildings |  | 0 | 0 | 0 | 0 | 0 | 0 | 0 | 0 | 0 | 0 | 0 | 0 | 0 | 0 | 0 | 0 | NA
| In-house software |  | 0 | 0 | 0 | 0 | 0 | 14.4164 | 14.74 | 15.4947 | 12.0262 | 10.383 | 0 | 0 | 0 | 67.0604 | 67.0604 | 67.0604 | NA
| Equity raising costs |  | 0 | 0 | 0 | 0 | 0 | 0 | 0 | 0 | 0 | 0 | 0 | 0 | 0 | 0 | 0 | 0 | NA
| Total |  | 118.2166 | 125.3125 | 235.1725 | 226.1737 | 146.49 | 102.7377 | 277.5282 | 155.7228 | 180.902 | 114.9938 | 5.6081 | 31.9292 | 851.3653 | 831.8845 | 1720.7871 | -19.4808 | -2.288%
Total Capex by Driver, incl. Overheads (As Incurred)
| Item | $'m March 2022 | [12 empty] | Total (FY18 to FY22) | Total (FY23 to FY27) | Total | Difference between Regulatory Period Totals
|  | ACTUAL | ACTUAL | ACTUAL | ACTUAL | FORECAST | FORECAST | FORECAST | FORECAST | FORECAST | FORECAST | FORECAST | FORECAST | FORECAST
|  | LTD | FY18 | FY19 | FY20 | FY21 | FY22 | FY23 | FY24 | FY25 | FY26 | FY27 | FY28 | FY29 |  |  |  | $ | %
| Replacement - Major Station CBD | 70.4896 | 54.2018 | 48.7564 | 12.7121 | 17.9744 | 6.8691 | 10.472 | 0 | 0 | 0 | 0 | 0 | 0 | 140.5138 | 10.472 | 221.4753 | -130.0418 | -92.55%
| Replacement - Major Station | 53.5174 | 31.8544 | 45.3062 | 58.8864 | 41.716 | 39.8294 | 91.2749 | 105.0505 | 102.271 | 72.6957 | 42.3951 | 4.4381 | 26.8746 | 217.5924 | 413.6872 | 716.1096 | 196.0948 | 90.12%
| Replacement - Other | 0 | 36.8814 | 37.3903 | 60.0253 | 61.7499 | 50.1408 | 44.9999 | 44.0724 | 42.6206 | 37.1626 | 44.5606 | 0 | 0 | 246.1876 | 213.4161 | 459.6038 | -32.7715 | -13.31%
| Security and Compliance | 0 | 6.8234 | 5.8157 | 7.8758 | 2.9432 | 13.3354 | 8.886 | 8.1559 | 10.3901 | 16.0557 | 10.6726 | 0 | 0 | 36.7935 | 54.1603 | 90.9538 | 17.3667 | 47.2%
| Non Network - Other | 0 | 0.5909 | 0.86793 | 0.97864 | 0.54509 | 0.58236 | 0.58894 | 0.58245 | 0.65009 | 0.59878 | 0.61178 | 0.52017 | 0.52407 | 3.5649 | 3.032 | 7.6412 | -0.53287 | -14.95%
| Non Network - Vehicles | 0 | 0.76447 | 0.59705 | 0 | 0.40752 | 2.2493 | 1.2166 | 1.5942 | 1.8525 | 1.2264 | 1.2731 | 0.79564 | 0.8016 | 4.0183 | 7.1627 | 12.7783 | 3.1444 | 78.25%
| Non Network - Premises | 0 | 1.3539 | 0.6786 | 4.6413 | 1.6606 | 1.6626 | 1.9316 | 2.0839 | 2.3889 | 1.9744 | 2.0454 | 1.6646 | 1.6771 | 9.997 | 10.4241 | 23.7628 | 0.42707 | 4.272%
| Non Network - IT | 0 | 10.2369 | 12.8634 | 12.5445 | 19.9677 | 17.9312 | 18.0205 | 18.425 | 19.3684 | 15.0328 | 12.9788 | 0 | 0 | 73.5438 | 83.8255 | 157.3692 | 10.2817 | 13.98%
| Capitalised Leases | 0 | 0 | 0 | 46.3576 | 0 | 0 | 0 | 0 | 0 | 0 | 0 | 0 | 0 | 46.3576 | 0 | 46.3576 | -46.3576 | -100%
| Total | 124.007 | 142.7072 | 152.2755 | 204.0217 | 146.9644 | 132.6002 | 177.3904 | 179.9643 | 179.5415 | 144.7464 | 114.5373 | 7.4185 | 29.8773 | 778.5689 | 796.1799 | 1736.0516 | 17.611 | 2.262%
| NCIPAP | 0 | -0.0068985 | 2.7126 | 5.1447 | 0 | 0 | 0 | 0 | 0 | 0 | 0 | 0 | 0 | 7.8504 | 0 | 7.8504 | -7.8504 | -100%
| Total including NCIPAP | 124.007 | 142.7003 | 154.9881 | 209.1664 | 146.9644 | 132.6002 | 177.3904 | 179.9643 | 179.5415 | 144.7464 | 114.5373 | 7.4185 | 29.8773 | 786.4193 | 796.1799 | 1743.9019 | 9.7606 | 1.241%
Total Capex by Driver, incl. Overheads (As Commissioned)
| Item | $'m March 2022 | [12 empty] | Total (FY18 to FY22) | Total (FY23 to FY27) | Total | Difference between Regulatory Period Totals
|  | ACTUAL | ACTUAL | ACTUAL | ACTUAL | FORECAST | FORECAST | FORECAST | FORECAST | FORECAST | FORECAST | FORECAST | FORECAST | FORECAST
|  | LTD | FY18 | FY19 | FY20 | FY21 | FY22 | FY23 | FY24 | FY25 | FY26 | FY27 | FY28 | FY29 |  |  |  | $ | %
| Replacement - Major Station CBD |  |  |  |  | 23.9551 | 31.5315 | 11.7065 | 17.1557 | 0 | 0 | 0 | 0 | 0 | 55.4866 | 28.8622 | 84.3487 | -26.6244 | -47.98%
| Replacement - Major Station |  |  |  |  | 114.9446 | 29.0569 | 15.3877 | 185.4587 | 78.4523 | 108.8513 | 42.8516 | 2.6276 | 28.9265 | 144.0015 | 431.0016 | 606.5572 | 287.0002 | 199.3%
| Replacement - Other |  |  |  |  | 61.7499 | 50.1408 | 44.9999 | 44.0724 | 42.6206 | 37.1626 | 44.5606 | 0 | 0 | 111.8907 | 213.4161 | 325.3068 | 101.5254 | 90.74%
| Security and Compliance |  |  |  |  | 2.9432 | 13.3354 | 8.886 | 8.1559 | 10.3901 | 16.0557 | 10.6726 | 0 | 0 | 16.2786 | 54.1603 | 70.4389 | 37.8816 | 232.7%
| Non Network - Other |  |  |  |  | 0.54509 | 0.58236 | 0.58894 | 0.58245 | 0.65009 | 0.59878 | 0.61178 | 0.52017 | 0.52407 | 1.1274 | 3.032 | 5.2037 | 1.9046 | 168.9%
| Non Network - Vehicles |  |  |  |  | 0.40752 | 2.2493 | 1.2166 | 1.5942 | 1.8525 | 1.2264 | 1.2731 | 0.79564 | 0.8016 | 2.6568 | 7.1627 | 11.4168 | 4.506 | 169.6%
| Non Network - Premises |  |  |  |  | 1.6606 | 1.6626 | 1.9316 | 2.0839 | 2.3889 | 1.9744 | 2.0454 | 1.6646 | 1.6771 | 3.3232 | 10.4241 | 17.089 | 7.1009 | 213.7%
| Non Network - IT |  |  |  |  | 19.9677 | 17.9312 | 18.0205 | 18.425 | 19.3684 | 15.0328 | 12.9788 | 0 | 0 | 37.8989 | 83.8255 | 121.7244 | 45.9266 | 121.2%
| Capitalised Leases |  |  |  |  | 0 | 0 | 0 | 0 | 0 | 0 | 0 | 0 | 0 | 0 | 0 | 0 | 0 | NA
| Total |  |  |  |  | 226.1737 | 146.49 | 102.7377 | 277.5282 | 155.7228 | 180.902 | 114.9938 | 5.6081 | 31.9292 | 372.6637 | 831.8845 | 1242.0855 | 459.2208 | 123.2%
Major Station Replacement Capex incl Overheads (As Incurred)
| Item | $'m March 2022 | [12 empty] | Total (FY18 to FY22) | Total (FY23 to FY27) | Total | Difference between Regulatory Period Totals
|  | ACTUAL | ACTUAL | ACTUAL | ACTUAL | FORECAST | FORECAST | FORECAST | FORECAST | FORECAST | FORECAST | FORECAST | FORECAST | FORECAST
|  | LTD | FY18 | FY19 | FY20 | FY21 | FY22 | FY23 | FY24 | FY25 | FY26 | FY27 | FY28 | FY29 |  |  |  | $ | %
| Major Station | 124.007 | 86.0562 | 94.0625 | 71.5986 | 59.6904 | 46.6985 | 101.7469 | 105.0505 | 102.271 | 72.6957 | 42.3951 | 4.4381 | 26.8746 | 358.1062 | 424.1592 | 937.5849 | 66.053 | 18.45%
| Total | 124.007 | 86.0562 | 94.0625 | 71.5986 | 59.6904 | 46.6985 | 101.7469 | 105.0505 | 102.271 | 72.6957 | 42.3951 | 4.4381 | 26.8746 | 358.1062 | 424.1592 | 937.5849 | 66.053 | 18.45%
Major Station Replacement Capex incl Overheads (As Commissioned)
| Item | $'m March 2022 | [12 empty] | Total (FY18 to FY22) | Total (FY23 to FY27) | Total | Difference between Regulatory Period Totals
|  | ACTUAL | ACTUAL | ACTUAL | ACTUAL | FORECAST | FORECAST | FORECAST | FORECAST | FORECAST | FORECAST | FORECAST | FORECAST | FORECAST
|  | LTD | FY18 | FY19 | FY20 | FY21 | FY22 | FY23 | FY24 | FY25 | FY26 | FY27 | FY28 | FY29 |  |  |  | $ | %
| Major Station |  |  |  |  | 138.8997 | 60.5883 | 27.0942 | 202.6143 | 78.4523 | 108.8513 | 42.8516 | 2.6276 | 28.9265 | 199.488 | 459.8638 | 690.9059 | 890.3939 | 130.5%
| Total |  |  |  |  | 138.8997 | 60.5883 | 27.0942 | 202.6143 | 78.4523 | 108.8513 | 42.8516 | 2.6276 | 28.9265 | 199.488 | 459.8638 | 690.9059 | 890.3939 | 130.5%
Other Replacement Capex incl Overheads (As Incurred)
| Item | $'m March 2022 | [12 empty] | Total (FY18 to FY22) | Total (FY23 to FY27) | Total | Difference between Regulatory Period Totals
|  | ACTUAL | ACTUAL | ACTUAL | ACTUAL | FORECAST | FORECAST | FORECAST | FORECAST | FORECAST | FORECAST | FORECAST | FORECAST | FORECAST
|  | LTD | FY18 | FY19 | FY20 | FY21 | FY22 | FY23 | FY24 | FY25 | FY26 | FY27 | FY28 | FY29 |  |  |  | $ | %
| Lines | 0 | 0.34506 | 0.36231 | 0.35561 | 21.8138 | 7.2472 | 9.6803 | 9.7494 | 9.8102 | 10.0365 | 10.3203 | 0 | 0 | 30.1239 | 49.5967 | 79.7206 | 19.4728 | 64.64%
| Stations | 0 | 15.9119 | 10.7425 | 10.5438 | 19.6222 | 15.3591 | 10.267 | 8.666 | 8.72 | 8.9212 | 9.1735 | 0 | 0 | 72.1795 | 45.7478 | 117.9273 | -26.4317 | -36.62%
| Secondary & Protection | 0 | 18.2156 | 10.6296 | 10.4329 | 8.8618 | 11.9077 | 6.3051 | 6.3501 | 6.3896 | 6.5371 | 6.7219 | 0 | 0 | 60.0475 | 32.3038 | 92.3513 | -27.7438 | -46.2%
| Communications | 0 | 2.4068 | 16.336 | 16.0337 | 11.4521 | 15.6268 | 18.7476 | 19.307 | 17.7007 | 11.6678 | 18.3447 | 0 | 0 | 61.8553 | 85.7679 | 147.6232 | 23.9125 | 38.66%
| Total | 0 | 36.8793 | 38.0703 | 37.3659 | 61.7499 | 50.1408 | 44.9999 | 44.0724 | 42.6206 | 37.1626 | 44.5606 | 0 | 0 | 224.2063 | 213.4161 | 437.6224 | -10.7901 | -4.813%
Other Replacement Capex incl Overheads (As Commissioned)
| Item | $'m March 2022 | [12 empty] | Total (FY18 to FY22) | Total (FY23 to FY27) | Total | Difference between Regulatory Period Totals
|  | ACTUAL | ACTUAL | ACTUAL | ACTUAL | FORECAST | FORECAST | FORECAST | FORECAST | FORECAST | FORECAST | FORECAST | FORECAST | FORECAST
|  | LTD | FY18 | FY19 | FY20 | FY21 | FY22 | FY23 | FY24 | FY25 | FY26 | FY27 | FY28 | FY29 |  |  |  | $ | %
| Lines |  |  |  |  | 21.8138 | 7.2472 | 9.6803 | 9.7494 | 9.8102 | 10.0365 | 10.3203 | 0 | 0 | 29.0609 | 49.5967 | 78.6576 | 20.5357 | 70.66%
| Stations |  |  |  |  | 19.6222 | 15.3591 | 10.267 | 8.666 | 8.72 | 8.9212 | 9.1735 | 0 | 0 | 34.9813 | 45.7478 | 80.7291 | 10.7665 | 30.78%
| Secondary & Protection |  |  |  |  | 8.8618 | 11.9077 | 6.3051 | 6.3501 | 6.3896 | 6.5371 | 6.7219 | 0 | 0 | 20.7695 | 32.3038 | 53.0733 | 11.5343 | 55.53%
| Communications |  |  |  |  | 11.4521 | 15.6268 | 18.7476 | 19.307 | 17.7007 | 11.6678 | 18.3447 | 0 | 0 | 27.0789 | 85.7679 | 112.8468 | 58.6889 | 216.7%
| Total |  |  |  |  | 61.7499 | 50.1408 | 44.9999 | 44.0724 | 42.6206 | 37.1626 | 44.5606 | 0 | 0 | 111.8907 | 213.4161 | 325.3068 | 101.5254 | 90.74%
Security & Compliance Capex incl Overheads (As Incurred)
| Item | $'m March 2022 | [12 empty] | Total (FY18 to FY22) | Total (FY23 to FY27) | Total | Difference between Regulatory Period Totals
|  | ACTUAL | ACTUAL | ACTUAL | ACTUAL | FORECAST | FORECAST | FORECAST | FORECAST | FORECAST | FORECAST | FORECAST | FORECAST | FORECAST
|  | LTD | FY18 | FY19 | FY20 | FY21 | FY22 | FY23 | FY24 | FY25 | FY26 | FY27 | FY28 | FY29 |  |  |  | $ | %
| Instrument Transformers | 0 | 0 | 0 | 0 | 0 | 0 | 0 | 0 | 0 | 0 | 0 | 0 | 0 | 0 | 0 | 0 | 0 | NA
| Fire protection systems | 0 | 0.94078 | 0.54666 | 0.53655 | 1.0354 | 0 | 0.51663 | 0.52031 | 0.52356 | 0.53564 | 0.55079 | 0 | 0 | 3.0594 | 2.6469 | 5.7064 | -0.4125 | -13.48%
| Infrastructure security | 0 | 3.5841 | 2.4605 | 2.415 | 0.37951 | 0.91668 | 1.374 | 1.3838 | 1.3924 | 1.4246 | 1.4649 | 0 | 0 | 9.7558 | 7.0397 | 16.7955 | -2.7161 | -27.84%
| Structure Fall Arrests | 0 | 2.4078 | 2.5245 | 2.4777 | 0 | 1.8423 | 0.56851 | 0.57257 | 0.57614 | 0.58943 | 0.6061 | 0 | 0 | 9.2524 | 2.9127 | 12.1651 | -6.3396 | -68.52%
| Insulators | 0 | 1.3835 | 0.024509 | 0.024056 | 0.7472 | 5.5492 | 5.606 | 5.646 | 5.6812 | 5.8123 | 5.9766 | 0 | 0 | 7.7284 | 28.722 | 36.4504 | 20.9936 | 271.6%
| Communications (S&C) | 0 | 0.1454 | 0.39428 | 0.38698 | 0.78107 | 5.0273 | 0.82084 | 0.033212 | 2.2168 | 7.6938 | 2.0742 | 0 | 0 | 6.735 | 12.8389 | 19.5739 | 6.1039 | 90.63%
| Total | 0 | 8.4616 | 5.9504 | 5.8403 | 2.9432 | 13.3354 | 8.886 | 8.1559 | 10.3901 | 16.0557 | 10.6726 | 0 | 0 | 36.531 | 54.1603 | 90.6912 | 17.6293 | 48.26%
Security & Compliance Capex incl Overheads (As Commissioned)
| Item | $'m March 2022 | [12 empty] | Total (FY18 to FY22) | Total (FY23 to FY27) | Total | Difference between Regulatory Period Totals
|  | ACTUAL | ACTUAL | ACTUAL | ACTUAL | FORECAST | FORECAST | FORECAST | FORECAST | FORECAST | FORECAST | FORECAST | FORECAST | FORECAST
|  | LTD | FY18 | FY19 | FY20 | FY21 | FY22 | FY23 | FY24 | FY25 | FY26 | FY27 | FY28 | FY29 |  |  |  | $ | %
| Instrument Transformers |  |  |  |  | 0 | 0 | 0 | 0 | 0 | 0 | 0 | 0 | 0 | 0 | 0 | 0 | 0 | NA
| Fire protection systems |  |  |  |  | 1.0354 | 0 | 0.51663 | 0.52031 | 0.52356 | 0.53564 | 0.55079 | 0 | 0 | 1.0354 | 2.6469 | 3.6824 | 1.6115 | 155.6%
| Infrastructure security |  |  |  |  | 0.37951 | 0.91668 | 1.374 | 1.3838 | 1.3924 | 1.4246 | 1.4649 | 0 | 0 | 1.2962 | 7.0397 | 8.3359 | 5.7435 | 443.1%
| Structure Fall Arrests |  |  |  |  | 0 | 1.8423 | 0.56851 | 0.57257 | 0.57614 | 0.58943 | 0.6061 | 0 | 0 | 1.8423 | 2.9127 | 4.7551 | 1.0704 | 58.1%
| Insulators |  |  |  |  | 0.7472 | 5.5492 | 5.606 | 5.646 | 5.6812 | 5.8123 | 5.9766 | 0 | 0 | 6.2964 | 28.722 | 35.0183 | 22.4256 | 356.2%
| Communications (S&C) |  |  |  |  | 0.78107 | 5.0273 | 0.82084 | 0.033212 | 2.2168 | 7.6938 | 2.0742 | 0 | 0 | 5.8083 | 12.8389 | 18.6472 | 7.0306 | 121%
| Total |  |  |  |  | 2.9432 | 13.3354 | 8.886 | 8.1559 | 10.3901 | 16.0557 | 10.6726 | 0 | 0 | 16.2786 | 54.1603 | 70.4389 | 37.8816 | 232.7%
Non-Network Capex incl Overheads (As Incurred)
| Item | $'m March 2022 | [12 empty] | Total (FY18 to FY22) | Total (FY23 to FY27) | Total | Difference between Regulatory Period Totals
|  | ACTUAL | ACTUAL | ACTUAL | ACTUAL | FORECAST | FORECAST | FORECAST | FORECAST | FORECAST | FORECAST | FORECAST | FORECAST | FORECAST
|  | LTD | FY18 | FY19 | FY20 | FY21 | FY22 | FY23 | FY24 | FY25 | FY26 | FY27 | FY28 | FY29 |  |  |  | $ | %
| Vehicles | 0 | 0.76447 | 0.59705 | 0 | 0.40752 | 2.2493 | 1.2166 | 1.5942 | 1.8525 | 1.2264 | 1.2731 | 0.79564 | 0.8016 | 4.0183 | 7.1627 | 12.7783 | 3.1444 | 78.25%
| Premises | 0 | 1.3539 | 0.6786 | 4.6413 | 1.6606 | 1.6626 | 1.9316 | 2.0839 | 2.3889 | 1.9744 | 2.0454 | 1.6646 | 1.6771 | 9.997 | 10.4241 | 23.7628 | 0.42707 | 4.272%
| Other (Non-Network) | 0 | 0.5909 | 0.86793 | 0.97864 | 0.54509 | 0.58236 | 0.58894 | 0.58245 | 0.65009 | 0.59878 | 0.61178 | 0.52017 | 0.52407 | 3.5649 | 3.032 | 7.6412 | -0.53287 | -14.95%
| IT | 0 | 10.2369 | 12.8634 | 12.5445 | 19.9677 | 17.9312 | 18.0205 | 18.425 | 19.3684 | 15.0328 | 12.9788 | 0 | 0 | 73.5438 | 83.8255 | 157.3692 | 10.2817 | 13.98%
| Total | 0 | 12.9462 | 15.007 | 18.1645 | 22.5809 | 22.4255 | 21.7576 | 22.6855 | 24.2598 | 18.8323 | 16.909 | 2.9804 | 3.0028 | 91.124 | 104.4443 | 201.5515 | 13.3204 | 14.62%
Non-Network Capex incl Overheads (As Commissioned)
| Item | $'m March 2022 | [12 empty] | Total (FY18 to FY22) | Total (FY23 to FY27) | Total | Difference between Regulatory Period Totals
|  | ACTUAL | ACTUAL | ACTUAL | ACTUAL | FORECAST | FORECAST | FORECAST | FORECAST | FORECAST | FORECAST | FORECAST | FORECAST | FORECAST
|  | LTD | FY18 | FY19 | FY20 | FY21 | FY22 | FY23 | FY24 | FY25 | FY26 | FY27 | FY28 | FY29 |  |  |  | $ | %
| Vehicles |  |  |  |  | 0.40752 | 2.2493 | 1.2166 | 1.5942 | 1.8525 | 1.2264 | 1.2731 | 0.79564 | 0.8016 | 2.6568 | 7.1627 | 11.4168 | 4.506 | 169.6%
| Premises |  |  |  |  | 1.6606 | 1.6626 | 1.9316 | 2.0839 | 2.3889 | 1.9744 | 2.0454 | 1.6646 | 1.6771 | 3.3232 | 10.4241 | 17.089 | 7.1009 | 213.7%
| Other (Non-Network) |  |  |  |  | 0.54509 | 0.58236 | 0.58894 | 0.58245 | 0.65009 | 0.59878 | 0.61178 | 0.52017 | 0.52407 | 1.1274 | 3.032 | 5.2037 | 1.9046 | 168.9%
| IT |  |  |  |  | 19.9677 | 17.9312 | 18.0205 | 18.425 | 19.3684 | 15.0328 | 12.9788 | 0 | 0 | 37.8989 | 83.8255 | 121.7244 | 45.9266 | 121.2%
| Total |  |  |  |  | 22.5809 | 22.4255 | 21.7576 | 22.6855 | 24.2598 | 18.8323 | 16.909 | 2.9804 | 3.0028 | 45.0063 | 104.4443 | 155.4339 | 59.438 | 132.1%

## Report¦Forecasts Eff-$Nom
Back to contents
AusNet Services Forecast Transmission Capex Model (FY20 to FY29) v9
#VALUE!
Direct Capex by Cost Type (As Incurred)
| Item | $'m March 2022 | [12 empty] | Total (FY18 to FY22) | Total (FY23 to FY27) | Total | Difference between Regulatory Period Totals
|  | ACTUAL | ACTUAL | ACTUAL | ACTUAL | FORECAST | FORECAST | FORECAST | FORECAST | FORECAST | FORECAST | FORECAST | FORECAST | FORECAST
|  | LTD | FY18 | FY19 | FY20 | FY21 | FY22 | FY23 | FY24 | FY25 | FY26 | FY27 | FY28 | FY29 |  |  |  | $ | %
| Labour - Internal | 11.6371 |  |  |  | 13.5431 | 12.5917 | 17.3568 | 17.8139 | 17.9739 | 14.5242 | 11.4457 | 0.78621 | 3.1495 | 26.1348 | 79.1145 | 120.8221 | 52.9797 | 202.7%
| Labour - External | 58.1854 |  |  |  | 67.2911 | 62.2523 | 85.7056 | 88.016 | 89.0355 | 72.0498 | 56.8598 | 3.9113 | 15.6909 | 129.5434 | 391.6667 | 598.9977 | 262.1233 | 202.3%
| Materials | 46.5483 |  |  |  | 53.9747 | 49.8746 | 68.3931 | 69.8443 | 69.9265 | 55.8903 | 43.5646 | 2.9599 | 11.7281 | 103.8493 | 307.6188 | 472.7044 | 203.7695 | 196.2%
| Total | 116.3708 |  |  |  | 134.8089 | 124.7186 | 171.4555 | 175.6742 | 176.9359 | 142.4643 | 111.8701 | 7.6574 | 30.5685 | 259.5275 | 778.4 | 1192.5241 | 518.8725 | 199.9%
Direct Capex by Cost Type (As Commissioned)
| Item | $'m March 2022 | [12 empty] | Total (FY18 to FY22) | Total (FY23 to FY27) | Total | Difference between Regulatory Period Totals
|  | ACTUAL | ACTUAL | ACTUAL | ACTUAL | FORECAST | FORECAST | FORECAST | FORECAST | FORECAST | FORECAST | FORECAST | FORECAST | FORECAST
|  | LTD | FY18 | FY19 | FY20 | FY21 | FY22 | FY23 | FY24 | FY25 | FY26 | FY27 | FY28 | FY29 |  |  |  | $ | %
| Labour - Internal |  |  |  |  | 21.2241 | 14.0091 | 10.083 | 27.4315 | 15.5989 | 18.1734 | 11.4913 | 0.59977 | 3.3638 | 35.2332 | 82.7781 | 121.9749 | 47.5449 | 134.9%
| Labour - External |  |  |  |  | 105.7253 | 69.4488 | 49.7812 | 135.6179 | 77.2564 | 90.1231 | 57.0858 | 2.9844 | 16.7567 | 175.1741 | 409.8644 | 604.7796 | 234.6903 | 134%
| Materials |  |  |  |  | 84.6733 | 55.6084 | 39.7247 | 107.8957 | 60.7178 | 70.0976 | 43.739 | 2.264 | 12.5346 | 140.2817 | 322.1747 | 477.2551 | 181.893 | 129.7%
| Total |  |  |  |  | 211.6228 | 139.0663 | 99.5889 | 270.9451 | 153.573 | 178.3941 | 112.3161 | 5.8482 | 32.6551 | 350.6891 | 814.8172 | 1204.0096 | 464.1282 | 132.3%
Total Capex by Asset Class, incl. Overheads (As Incurred)
| Item | $'m March 2022 | [12 empty] | Total (FY18 to FY22) | Total (FY23 to FY27) | Total | Difference between Regulatory Period Totals
|  | ACTUAL | ACTUAL | ACTUAL | ACTUAL | FORECAST | FORECAST | FORECAST | FORECAST | FORECAST | FORECAST | FORECAST | FORECAST | FORECAST
|  | LTD | FY18 | FY19 | FY20 | FY21 | FY22 | FY23 | FY24 | FY25 | FY26 | FY27 | FY28 | FY29 |  |  |  | $ | %
| Secondary | 6.915 | 21.3974 | 14.8712 | 19.9843 | 13.716 | 16.0683 | 14.818 | 14.7492 | 14.1866 | 11.5901 | 9.8018 | 0.14241 | 1.8826 | 86.0372 | 65.1457 | 160.1229 | -20.8915 | -24.28%
| Switchgear | 72.1571 | 40.572 | 46.6269 | 40.2152 | 41.8188 | 29.3394 | 46.1924 | 40.743 | 40.8425 | 31.0962 | 20.3455 | 3.3239 | 10.2202 | 198.5724 | 179.2196 | 463.4931 | -19.3528 | -9.746%
| Transformers | 21.5478 | 29.1964 | 23.6934 | 11.4585 | 13.2773 | 20.8771 | 36.027 | 42.5737 | 41.5914 | 30.3918 | 18.6058 | 0.82716 | 10.9348 | 98.5027 | 169.1898 | 301.0022 | 70.6871 | 71.76%
| Reactive | 0 | -0.0087712 | 1.7292 | 4.5281 | 9.5837 | 0.25133 | 0 | 0 | 0 | 0 | 0 | 0 | 0 | 16.0835 | 0 | 16.0835 | -16.0835 | -100%
| Towers and Conductor | 3.057 | 5.8825 | 5.5776 | 16.566 | 22.1623 | 15.0006 | 12.1892 | 13.0098 | 13.156 | 12.8921 | 12.5299 | 0.054381 | 0.7189 | 65.1889 | 63.7771 | 132.7963 | -1.4118 | -2.166%
| Establishment | 12.661 | 15.8586 | 19.8575 | 19.5659 | 8.4165 | 7.1291 | 20.6475 | 22.3865 | 22.2498 | 17.5166 | 11.9801 | 0.39641 | 5.2404 | 70.8276 | 94.7805 | 183.906 | 23.9529 | 33.82%
| Communications | 0.032953 | 6.6797 | 19.0054 | 25.9785 | 11.9407 | 20.4899 | 19.8445 | 19.8372 | 20.5956 | 20.2422 | 21.5469 | 0 | 0 | 84.0942 | 102.0663 | 186.1935 | 17.9721 | 21.37%
| Inventory | 0 | 1.5179 | -0.62547 | 1.2752 | 0 | 0 | 0 | 0 | 0 | 0 | 0 | 0 | 0 | 2.1677 | 0 | 2.1677 | -2.1677 | -100%
| IT | 0 | 9.4341 | 12.0713 | 11.994 | 19.4109 | 17.7654 | 3.6377 | 3.7679 | 3.9977 | 3.1433 | 2.7391 | 0 | 0 | 70.6756 | 17.2858 | 87.9614 | -53.3898 | -75.54%
| Vehicles | 0 | 0.70452 | 0.56028 | 0 | 0.39615 | 2.2285 | 1.228 | 1.63 | 1.9119 | 1.2821 | 1.3434 | 0.85053 | 0.8649 | 3.8894 | 7.3954 | 13.0002 | 3.506 | 90.14%
| Other (Non-Network) | 0 | 0.54456 | 0.81449 | 0.93569 | 0.52989 | 0.57697 | 0.59444 | 0.59554 | 0.67092 | 0.62601 | 0.64558 | 0.55606 | 0.56545 | 3.4016 | 3.1325 | 7.6556 | -0.2691 | -7.911%
| Premises | 0 | 1.2477 | 0.63681 | 4.4376 | 1.6143 | 1.6472 | 1.9496 | 2.1307 | 2.4654 | 2.0642 | 2.1583 | 1.7795 | 1.8095 | 9.5837 | 10.7683 | 23.9409 | 1.1846 | 12.36%
| Land | 0 | 0 | 0 | 0 | 0 | 0 | 0 | 0 | 0 | 0 | 0 | 0 | 0 | 0 | 0 | 0 | 0 | NA
| Easements | 0 | 0 | 0 | 0 | 0 | 0 | 0 | 0 | 0 | 0 | 0 | 0 | 0 | 0 | 0 | 0 | 0 | NA
| Equity raising costs (2003-08) | 0 | 0 | 0 | 0 | 0 | 0 | 0 | 0 | 0 | 0 | 0 | 0 | 0 | 0 | 0 | 0 | 0 | NA
| Inventory Adjustment (Other non-network) | 0 | -1.5179 | 0.62547 | -1.2752 | 0 | 0 | 0 | 0 | 0 | 0 | 0 | 0 | 0 | -2.1677 | 0 | -2.1677 | 2.1677 | -100%
| Accelerated Depr | 0 | 0 | 0 | 0 | 0 | 0 | 0 | 0 | 0 | 0 | 0 | 0 | 0 | 0 | 0 | 0 | 0 | NA
| Insulators | 0 | 0 | 0 | 0 | 0 | 0 | 5.6583 | 5.7729 | 5.8631 | 6.0766 | 6.3068 | 0 | 0 | 0 | 29.6777 | 29.6777 | 29.6777 | NA
| Instrument Transformers | 0 | 0 | 0 | 0 | 0 | 0 | 1.7086 | 1.7432 | 1.7704 | 1.8349 | 1.9044 | 0 | 0 | 0 | 8.9615 | 8.9615 | 8.9615 | NA
| Capitalised Leases | 0 | 0 | 0 | 44.323 | 0 | 0 | 0 | 0 | 0 | 0 | 0 | 0 | 0 | 44.323 | 0 | 44.323 | -44.323 | -100%
| Spare straight-line tax asset class | 0 | 0 | 0 | 0 | 0 | 0 | 0 | 0 | 0 | 0 | 0 | 0 | 0 | 0 | 0 | 0 | 0 | NA
| Buildings | 0 | 0 | 0 | 0 | 0 | 0 | 0 | 0 | 0 | 0 | 0 | 0 | 0 | 0 | 0 | 0 | 0 | NA
| In-house software | 0 | 0 | 0 | 0 | 0 | 0 | 14.551 | 15.0715 | 15.991 | 12.5732 | 10.9566 | 0 | 0 | 0 | 69.1432 | 69.1432 | 69.1432 | NA
| Equity raising costs | 0 | 0 | 0 | 0 | 0 | 0 | 0 | 0 | 0 | 0 | 0 | 0 | 0 | 0 | 0 | 0 | 0 | NA
| Total | 116.3708 | 131.5087 | 145.4441 | 199.9866 | 142.8665 | 131.3739 | 179.0462 | 184.0112 | 185.2924 | 151.3294 | 120.8642 | 7.9303 | 32.2367 | 751.1799 | 820.5434 | 1728.261 | 69.3635 | 9.234%
Total Capex by Asset Class, incl. Overheads (As Commissioned)
| Item | $'m March 2022 | [12 empty] | Total (FY18 to FY22) | Total (FY23 to FY27) | Total | Difference between Regulatory Period Totals
|  | ACTUAL | ACTUAL | ACTUAL | ACTUAL | FORECAST | FORECAST | FORECAST | FORECAST | FORECAST | FORECAST | FORECAST | FORECAST | FORECAST
|  | LTD | FY18 | FY19 | FY20 | FY21 | FY22 | FY23 | FY24 | FY25 | FY26 | FY27 | FY28 | FY29 |  |  |  | $ | %
| Secondary |  | 15.1538 | 12.9851 | 24.4123 | 18.0776 | 17.3665 | 8.8605 | 22.8794 | 12.6026 | 14.055 | 9.8018 | 0 | 2.0263 | 87.9953 | 68.1993 | 158.2209 | -19.796 | -22.5%
| Switchgear |  | 22.494 | 21.5481 | 52.1859 | 99.428 | 39.3673 | 18.2995 | 79.3261 | 32.0619 | 44.3116 | 20.8277 | 2.8089 | 11.0005 | 235.0233 | 194.8268 | 443.6595 | -40.1965 | -17.1%
| Transformers |  | 21.1805 | 38.404 | 15.5171 | 23.9433 | 19.4778 | 8.489 | 75.6089 | 32.3894 | 44.7089 | 18.6055 | 0 | 11.7696 | 118.5227 | 179.8018 | 310.0941 | 61.2791 | 51.7%
| Reactive |  | 0.23448 | 0.79181 | 1.8041 | 9.5837 | 0.25133 | 0 | 0 | 0 | 0 | 0 | 0 | 0 | 12.6654 | 0 | 12.6654 | -12.6654 | -100%
| Towers and Conductor |  | 24.7095 | 9.3951 | 20.9125 | 22.3927 | 14.7528 | 10.4952 | 14.8521 | 12.551 | 13.8334 | 12.5299 | 0 | 0.77379 | 92.1626 | 64.2617 | 157.198 | -27.9009 | -30.27%
| Establishment |  | 15.5834 | 10.4838 | 21.1813 | 12.4903 | 11.1797 | 8.4384 | 40.4892 | 17.8397 | 24.378 | 11.9799 | 0 | 5.6405 | 70.9186 | 103.1251 | 179.6842 | 32.2066 | 45.41%
| Communications |  | 1.8379 | 6.7611 | 29.7537 | 12.0004 | 20.5217 | 19.7865 | 19.9015 | 20.5956 | 20.2422 | 21.5469 | 0 | 0 | 70.8748 | 102.0727 | 172.9475 | 31.1979 | 44.02%
| Inventory |  | 1.5179 | -0.62547 | 1.2752 | 0 | 0 | 0 | 0 | 0 | 0 | 0 | 0 | 0 | 2.1677 | 0 | 2.1677 | -2.1677 | -100%
| IT |  | 5.8747 | 13.2521 | 11.8653 | 19.4109 | 17.7654 | 3.6377 | 3.7679 | 3.9977 | 3.1433 | 2.7391 | 0 | 0 | 68.1684 | 17.2858 | 85.4542 | -50.8826 | -74.64%
| Vehicles |  | 0.36498 | 1.1739 | 0.074046 | 0.39615 | 2.2285 | 1.228 | 1.63 | 1.9119 | 1.2821 | 1.3434 | 0.85053 | 0.8649 | 4.2375 | 7.3954 | 13.3484 | 3.1578 | 74.52%
| Other (Non-Network) |  | 1.5121 | 2.8009 | 2.8218 | 0.52989 | 0.57697 | 0.59444 | 0.59554 | 0.67092 | 0.62601 | 0.64558 | 0.55606 | 0.56545 | 8.2416 | 3.1325 | 12.4956 | -5.1092 | -61.99%
| Premises |  | 0 | 0 | 0 | 1.6143 | 1.6472 | 1.9496 | 2.1307 | 2.4654 | 2.0642 | 2.1583 | 1.7795 | 1.8095 | 3.2615 | 10.7683 | 17.6188 | 7.5067 | 230.2%
| Land |  | 0 | 0 | 0 | 0 | 0 | 0 | 0 | 0 | 0 | 0 | 0 | 0 | 0 | 0 | 0 | 0 | NA
| Easements |  | 0 | 0 | 0 | 0 | 0 | 0 | 0 | 0 | 0 | 0 | 0 | 0 | 0 | 0 | 0 | 0 | NA
| Equity raising costs (2003-08) |  | 0 | 0 | 0 | 0 | 0 | 0 | 0 | 0 | 0 | 0 | 0 | 0 | 0 | 0 | 0 | 0 | NA
| Inventory Adjustment (Other non-network) |  | -1.5179 | 0.62547 | -1.2752 | 0 | 0 | 0 | 0 | 0 | 0 | 0 | 0 | 0 | -2.1677 | 0 | -2.1677 | 2.1677 | -100%
| Accelerated Depr |  | 0 | 0 | 0 | 0 | 0 | 0 | 0 | 0 | 0 | 0 | 0 | 0 | 0 | 0 | 0 | 0 | NA
| Insulators |  | 0 | 0 | 0 | 0 | 0 | 5.6583 | 5.7729 | 5.8631 | 6.0766 | 6.3068 | 0 | 0 | 0 | 29.6777 | 29.6777 | 29.6777 | NA
| Instrument Transformers |  | 0 | 0 | 0 | 0 | 0 | 1.7086 | 1.7432 | 1.7704 | 1.8349 | 1.9044 | 0 | 0 | 0 | 8.9615 | 8.9615 | 8.9615 | NA
| Capitalised Leases |  | 0 | 0 | 44.323 | 0 | 0 | 0 | 0 | 0 | 0 | 0 | 0 | 0 | 44.323 | 0 | 44.323 | -44.323 | -100%
| Spare straight-line tax asset class |  | 0 | 0 | 0 | 0 | 0 | 0 | 0 | 0 | 0 | 0 | 0 | 0 | 0 | 0 | 0 | 0 | NA
| Buildings |  | 0 | 0 | 0 | 0 | 0 | 0 | 0 | 0 | 0 | 0 | 0 | 0 | 0 | 0 | 0 | 0 | NA
| In-house software |  | 0 | 0 | 0 | 0 | 0 | 14.551 | 15.0715 | 15.991 | 12.5732 | 10.9566 | 0 | 0 | 0 | 69.1432 | 69.1432 | 69.1432 | NA
| Equity raising costs |  | 0 | 0 | 0 | 0 | 0 | 0 | 0 | 0 | 0 | 0 | 0 | 0 | 0 | 0 | 0 | 0 | NA
| Total |  | 108.9452 | 117.5959 | 224.8511 | 219.8672 | 145.1353 | 103.6967 | 283.769 | 160.7107 | 189.1294 | 121.3459 | 5.995 | 34.4506 | 816.3947 | 858.6518 | 1715.492 | 42.2571 | 5.176%
Total Capex by Driver, incl. Overheads (As Incurred)
| Item | $'m March 2022 | [12 empty] | Total (FY18 to FY22) | Total (FY23 to FY27) | Total | Difference between Regulatory Period Totals
|  | ACTUAL | ACTUAL | ACTUAL | ACTUAL | FORECAST | FORECAST | FORECAST | FORECAST | FORECAST | FORECAST | FORECAST | FORECAST | FORECAST
|  | LTD | FY18 | FY19 | FY20 | FY21 | FY22 | FY23 | FY24 | FY25 | FY26 | FY27 | FY28 | FY29 |  |  |  | $ | %
| Replacement - Major Station CBD | 66.1489 | 49.951 | 45.754 | 12.1542 | 17.4733 | 6.8055 | 10.5697 | 0 | 0 | 0 | 0 | 0 | 0 | 132.1379 | 10.5697 | 208.8566 | -121.5682 | -92%
| Replacement - Major Station | 50.2219 | 29.3561 | 42.5163 | 56.302 | 40.5528 | 39.4611 | 92.1269 | 107.4127 | 105.5469 | 76.0019 | 44.737 | 4.7442 | 28.9968 | 208.1883 | 425.8253 | 717.9765 | 217.6371 | 104.5%
| Replacement - Other | 0 | 33.9889 | 35.0878 | 57.3908 | 60.0281 | 49.6771 | 45.42 | 45.0635 | 43.9858 | 38.8528 | 47.022 | 0 | 0 | 236.1728 | 220.344 | 456.5168 | -15.8287 | -6.702%
| Security and Compliance | 0 | 6.2882 | 5.4576 | 7.5302 | 2.8612 | 13.2121 | 8.9689 | 8.3393 | 10.7229 | 16.7859 | 11.2622 | 0 | 0 | 35.3492 | 56.0792 | 91.4284 | 20.7299 | 58.64%
| Non Network - Other | 0 | 0.54456 | 0.81449 | 0.93569 | 0.52989 | 0.57697 | 0.59444 | 0.59554 | 0.67092 | 0.62601 | 0.64558 | 0.55606 | 0.56545 | 3.4016 | 3.1325 | 7.6556 | -0.2691 | -7.911%
| Non Network - Vehicles | 0 | 0.70452 | 0.56028 | 0 | 0.39615 | 2.2285 | 1.228 | 1.63 | 1.9119 | 1.2821 | 1.3434 | 0.85053 | 0.8649 | 3.8894 | 7.3954 | 13.0002 | 3.506 | 90.14%
| Non Network - Premises | 0 | 1.2477 | 0.63681 | 4.4376 | 1.6143 | 1.6472 | 1.9496 | 2.1307 | 2.4654 | 2.0642 | 2.1583 | 1.7795 | 1.8095 | 9.5837 | 10.7683 | 23.9409 | 1.1846 | 12.36%
| Non Network - IT | 0 | 9.4341 | 12.0713 | 11.994 | 19.4109 | 17.7654 | 18.1887 | 18.8394 | 19.9887 | 15.7165 | 13.6957 | 0 | 0 | 70.6756 | 86.429 | 157.1046 | 15.7534 | 22.29%
| Capitalised Leases | 0 | 0 | 0 | 44.323 | 0 | 0 | 0 | 0 | 0 | 0 | 0 | 0 | 0 | 44.323 | 0 | 44.323 | -44.323 | -100%
| Total | 116.3708 | 131.5151 | 142.8985 | 195.0674 | 142.8665 | 131.3739 | 179.0462 | 184.0112 | 185.2924 | 151.3294 | 120.8642 | 7.9303 | 32.2367 | 743.7215 | 820.5434 | 1720.8026 | 76.8219 | 10.33%
| NCIPAP | 0 | -0.0063574 | 2.5456 | 4.9189 | 0 | 0 | 0 | 0 | 0 | 0 | 0 | 0 | 0 | 7.4581 | 0 | 7.4581 | -7.4581 | -100%
| Total including NCIPAP | 116.3708 | 131.5087 | 145.4441 | 199.9863 | 142.8665 | 131.3739 | 179.0462 | 184.0112 | 185.2924 | 151.3294 | 120.8642 | 7.9303 | 32.2367 | 751.1796 | 820.5434 | 1728.2607 | 69.3638 | 9.234%
Total Capex by Driver, incl. Overheads (As Commissioned)
| Item | $'m March 2022 | [12 empty] | Total (FY18 to FY22) | Total (FY23 to FY27) | Total | Difference between Regulatory Period Totals
|  | ACTUAL | ACTUAL | ACTUAL | ACTUAL | FORECAST | FORECAST | FORECAST | FORECAST | FORECAST | FORECAST | FORECAST | FORECAST | FORECAST
|  | LTD | FY18 | FY19 | FY20 | FY21 | FY22 | FY23 | FY24 | FY25 | FY26 | FY27 | FY28 | FY29 |  |  |  | $ | %
| Replacement - Major Station CBD |  |  |  |  | 23.2872 | 31.2399 | 11.8158 | 17.5415 | 0 | 0 | 0 | 0 | 0 | 54.527 | 29.3572 | 83.8842 | -25.1698 | -46.16%
| Replacement - Major Station |  |  |  |  | 111.7396 | 28.7882 | 15.5314 | 189.6291 | 80.9652 | 113.8019 | 45.2187 | 2.8089 | 31.2107 | 140.5277 | 445.1462 | 619.6935 | 304.6185 | 216.8%
| Replacement - Other |  |  |  |  | 60.0281 | 49.6771 | 45.42 | 45.0635 | 43.9858 | 38.8528 | 47.022 | 0 | 0 | 109.7052 | 220.344 | 330.0492 | 110.6388 | 100.9%
| Security and Compliance |  |  |  |  | 2.8612 | 13.2121 | 8.9689 | 8.3393 | 10.7229 | 16.7859 | 11.2622 | 0 | 0 | 16.0732 | 56.0792 | 72.1524 | 40.0059 | 248.9%
| Non Network - Other |  |  |  |  | 0.52989 | 0.57697 | 0.59444 | 0.59554 | 0.67092 | 0.62601 | 0.64558 | 0.55606 | 0.56545 | 1.1069 | 3.1325 | 5.3609 | 2.0256 | 183%
| Non Network - Vehicles |  |  |  |  | 0.39615 | 2.2285 | 1.228 | 1.63 | 1.9119 | 1.2821 | 1.3434 | 0.85053 | 0.8649 | 2.6246 | 7.3954 | 11.7354 | 4.7708 | 181.8%
| Non Network - Premises |  |  |  |  | 1.6143 | 1.6472 | 1.9496 | 2.1307 | 2.4654 | 2.0642 | 2.1583 | 1.7795 | 1.8095 | 3.2615 | 10.7683 | 17.6188 | 7.5067 | 230.2%
| Non Network - IT |  |  |  |  | 19.4109 | 17.7654 | 18.1887 | 18.8394 | 19.9887 | 15.7165 | 13.6957 | 0 | 0 | 37.1763 | 86.429 | 123.6053 | 49.2527 | 132.5%
| Capitalised Leases |  |  |  |  | 0 | 0 | 0 | 0 | 0 | 0 | 0 | 0 | 0 | 0 | 0 | 0 | 0 | NA
| Total |  |  |  |  | 219.8672 | 145.1353 | 103.6967 | 283.769 | 160.7107 | 189.1294 | 121.3459 | 5.995 | 34.4506 | 365.0025 | 858.6518 | 1264.0998 | 493.6493 | 135.2%
Major Station Replacement Capex incl Overheads (As Incurred)
| Item | $'m March 2022 | [12 empty] | Total (FY18 to FY22) | Total (FY23 to FY27) | Total | Difference between Regulatory Period Totals
|  | ACTUAL | ACTUAL | ACTUAL | ACTUAL | FORECAST | FORECAST | FORECAST | FORECAST | FORECAST | FORECAST | FORECAST | FORECAST | FORECAST
|  | LTD | FY18 | FY19 | FY20 | FY21 | FY22 | FY23 | FY24 | FY25 | FY26 | FY27 | FY28 | FY29 |  |  |  | $ | %
| Major Station | 116.3708 | 79.3071 | 88.2703 | 68.4562 | 58.0261 | 46.2666 | 102.6966 | 107.4127 | 105.5469 | 76.0019 | 44.737 | 4.7442 | 28.9968 | 340.3262 | 436.3951 | 926.833 | 96.0689 | 28.23%
| Total | 116.3708 | 79.3071 | 88.2703 | 68.4562 | 58.0261 | 46.2666 | 102.6966 | 107.4127 | 105.5469 | 76.0019 | 44.737 | 4.7442 | 28.9968 | 340.3262 | 436.3951 | 926.833 | 96.0689 | 28.23%
Major Station Replacement Capex incl Overheads (As Commissioned)
| Item | $'m March 2022 | [12 empty] | Total (FY18 to FY22) | Total (FY23 to FY27) | Total | Difference between Regulatory Period Totals
|  | ACTUAL | ACTUAL | ACTUAL | ACTUAL | FORECAST | FORECAST | FORECAST | FORECAST | FORECAST | FORECAST | FORECAST | FORECAST | FORECAST
|  | LTD | FY18 | FY19 | FY20 | FY21 | FY22 | FY23 | FY24 | FY25 | FY26 | FY27 | FY28 | FY29 |  |  |  | $ | %
| Major Station |  |  |  |  | 135.0267 | 60.028 | 27.3471 | 207.1706 | 80.9652 | 113.8019 | 45.2187 | 2.8089 | 31.2107 | 195.0547 | 474.5034 | 703.5777 | 898.6325 | 143.3%
| Total |  |  |  |  | 135.0267 | 60.028 | 27.3471 | 207.1706 | 80.9652 | 113.8019 | 45.2187 | 2.8089 | 31.2107 | 195.0547 | 474.5034 | 703.5777 | 898.6325 | 143.3%
Other Replacement Capex incl Overheads (As Incurred)
| Item | $'m March 2022 | [12 empty] | Total (FY18 to FY22) | Total (FY23 to FY27) | Total | Difference between Regulatory Period Totals
|  | ACTUAL | ACTUAL | ACTUAL | ACTUAL | FORECAST | FORECAST | FORECAST | FORECAST | FORECAST | FORECAST | FORECAST | FORECAST | FORECAST
|  | LTD | FY18 | FY19 | FY20 | FY21 | FY22 | FY23 | FY24 | FY25 | FY26 | FY27 | FY28 | FY29 |  |  |  | $ | %
| Lines | 0 | 0.318 | 0.34 | 0.34 | 21.2055 | 7.1802 | 9.7707 | 9.9686 | 10.1244 | 10.493 | 10.8904 | 0 | 0 | 29.3837 | 51.247 | 80.6307 | 21.8634 | 74.41%
| Stations | 0 | 14.664 | 10.081 | 10.081 | 19.075 | 15.2171 | 10.3628 | 8.8609 | 8.9993 | 9.327 | 9.6803 | 0 | 0 | 69.1181 | 47.2303 | 116.3485 | -21.8878 | -31.67%
| Secondary & Protection | 0 | 16.787 | 9.975 | 9.975 | 8.6147 | 11.7976 | 6.3639 | 6.4928 | 6.5943 | 6.8344 | 7.0933 | 0 | 0 | 57.1493 | 33.3787 | 90.528 | -23.7706 | -41.59%
| Communications | 0 | 2.218 | 15.33 | 15.33 | 11.1328 | 15.4823 | 18.9226 | 19.7412 | 18.2677 | 12.1985 | 19.3581 | 0 | 0 | 59.4931 | 88.488 | 147.981 | 28.9949 | 48.74%
| Total | 0 | 33.987 | 35.726 | 35.726 | 60.0281 | 49.6771 | 45.42 | 45.0635 | 43.9858 | 38.8528 | 47.022 | 0 | 0 | 215.1442 | 220.344 | 435.4882 | 5.1998 | 2.417%
Other Replacement Capex incl Overheads (As Commissioned)
| Item | $'m March 2022 | [12 empty] | Total (FY18 to FY22) | Total (FY23 to FY27) | Total | Difference between Regulatory Period Totals
|  | ACTUAL | ACTUAL | ACTUAL | ACTUAL | FORECAST | FORECAST | FORECAST | FORECAST | FORECAST | FORECAST | FORECAST | FORECAST | FORECAST
|  | LTD | FY18 | FY19 | FY20 | FY21 | FY22 | FY23 | FY24 | FY25 | FY26 | FY27 | FY28 | FY29 |  |  |  | $ | %
| Lines |  |  |  |  | 21.2055 | 7.1802 | 9.7707 | 9.9686 | 10.1244 | 10.493 | 10.8904 | 0 | 0 | 28.3857 | 51.247 | 79.6327 | 22.8614 | 80.54%
| Stations |  |  |  |  | 19.075 | 15.2171 | 10.3628 | 8.8609 | 8.9993 | 9.327 | 9.6803 | 0 | 0 | 34.2921 | 47.2303 | 81.5225 | 12.9382 | 37.73%
| Secondary & Protection |  |  |  |  | 8.6147 | 11.7976 | 6.3639 | 6.4928 | 6.5943 | 6.8344 | 7.0933 | 0 | 0 | 20.4123 | 33.3787 | 53.791 | 12.9664 | 63.52%
| Communications |  |  |  |  | 11.1328 | 15.4823 | 18.9226 | 19.7412 | 18.2677 | 12.1985 | 19.3581 | 0 | 0 | 26.6151 | 88.488 | 115.103 | 61.8729 | 232.5%
| Total |  |  |  |  | 60.0281 | 49.6771 | 45.42 | 45.0635 | 43.9858 | 38.8528 | 47.022 | 0 | 0 | 109.7052 | 220.344 | 330.0492 | 110.6388 | 100.9%
Security & Compliance Capex incl Overheads (As Incurred)
| Item | $'m March 2022 | [12 empty] | Total (FY18 to FY22) | Total (FY23 to FY27) | Total | Difference between Regulatory Period Totals
|  | ACTUAL | ACTUAL | ACTUAL | ACTUAL | FORECAST | FORECAST | FORECAST | FORECAST | FORECAST | FORECAST | FORECAST | FORECAST | FORECAST
|  | LTD | FY18 | FY19 | FY20 | FY21 | FY22 | FY23 | FY24 | FY25 | FY26 | FY27 | FY28 | FY29 |  |  |  | $ | %
| Instrument Transformers | 0 | 0 | 0 | 0 | 0 | 0 | 0 | 0 | 0 | 0 | 0 | 0 | 0 | 0 | 0 | 0 | 0 | NA
| Fire protection systems | 0 | 0.867 | 0.513 | 0.513 | 1.0066 | 0 | 0.52145 | 0.53202 | 0.54033 | 0.56 | 0.58121 | 0 | 0 | 2.8996 | 2.735 | 5.6346 | -0.16456 | -5.675%
| Infrastructure security | 0 | 3.303 | 2.309 | 2.309 | 0.36893 | 0.9082 | 1.3868 | 1.4149 | 1.437 | 1.4894 | 1.5458 | 0 | 0 | 9.1981 | 7.274 | 16.4721 | -1.9242 | -20.92%
| Structure Fall Arrests | 0 | 2.219 | 2.369 | 2.369 | 0 | 1.8253 | 0.57382 | 0.58544 | 0.59459 | 0.61624 | 0.63958 | 0 | 0 | 8.7823 | 3.0097 | 11.792 | -5.7726 | -65.73%
| Insulators | 0 | 1.275 | 0.023 | 0.023 | 0.72637 | 5.4978 | 5.6583 | 5.7729 | 5.8631 | 6.0766 | 6.3068 | 0 | 0 | 7.5452 | 29.6777 | 37.2229 | 22.1325 | 293.3%
| Communications (S&C) | 0 | 0.134 | 0.37 | 0.37 | 0.7593 | 4.9808 | 0.8285 | 0.033958 | 2.2878 | 8.0437 | 2.1888 | 0 | 0 | 6.6141 | 13.3828 | 19.9968 | 6.7687 | 102.3%
| Total | 0 | 7.798 | 5.584 | 5.584 | 2.8612 | 13.2121 | 8.9689 | 8.3393 | 10.7229 | 16.7859 | 11.2622 | 0 | 0 | 35.0392 | 56.0792 | 91.1184 | 21.0399 | 60.05%
Security & Compliance Capex incl Overheads (As Commissioned)
| Item | $'m March 2022 | [12 empty] | Total (FY18 to FY22) | Total (FY23 to FY27) | Total | Difference between Regulatory Period Totals
|  | ACTUAL | ACTUAL | ACTUAL | ACTUAL | FORECAST | FORECAST | FORECAST | FORECAST | FORECAST | FORECAST | FORECAST | FORECAST | FORECAST
|  | LTD | FY18 | FY19 | FY20 | FY21 | FY22 | FY23 | FY24 | FY25 | FY26 | FY27 | FY28 | FY29 |  |  |  | $ | %
| Instrument Transformers |  |  |  |  | 0 | 0 | 0 | 0 | 0 | 0 | 0 | 0 | 0 | 0 | 0 | 0 | 0 | NA
| Fire protection systems |  |  |  |  | 1.0066 | 0 | 0.52145 | 0.53202 | 0.54033 | 0.56 | 0.58121 | 0 | 0 | 1.0066 | 2.735 | 3.7416 | 1.7284 | 171.7%
| Infrastructure security |  |  |  |  | 0.36893 | 0.9082 | 1.3868 | 1.4149 | 1.437 | 1.4894 | 1.5458 | 0 | 0 | 1.2771 | 7.274 | 8.5511 | 5.9968 | 469.6%
| Structure Fall Arrests |  |  |  |  | 0 | 1.8253 | 0.57382 | 0.58544 | 0.59459 | 0.61624 | 0.63958 | 0 | 0 | 1.8253 | 3.0097 | 4.835 | 1.1844 | 64.89%
| Insulators |  |  |  |  | 0.72637 | 5.4978 | 5.6583 | 5.7729 | 5.8631 | 6.0766 | 6.3068 | 0 | 0 | 6.2242 | 29.6777 | 35.9019 | 23.4535 | 376.8%
| Communications (S&C) |  |  |  |  | 0.7593 | 4.9808 | 0.8285 | 0.033958 | 2.2878 | 8.0437 | 2.1888 | 0 | 0 | 5.7401 | 13.3828 | 19.1228 | 7.6427 | 133.1%
| Total |  |  |  |  | 2.8612 | 13.2121 | 8.9689 | 8.3393 | 10.7229 | 16.7859 | 11.2622 | 0 | 0 | 16.0732 | 56.0792 | 72.1524 | 40.0059 | 248.9%
Non-Network Capex incl Overheads (As Incurred)
| Item | $'m March 2022 | [12 empty] | Total (FY18 to FY22) | Total (FY23 to FY27) | Total | Difference between Regulatory Period Totals
|  | ACTUAL | ACTUAL | ACTUAL | ACTUAL | FORECAST | FORECAST | FORECAST | FORECAST | FORECAST | FORECAST | FORECAST | FORECAST | FORECAST
|  | LTD | FY18 | FY19 | FY20 | FY21 | FY22 | FY23 | FY24 | FY25 | FY26 | FY27 | FY28 | FY29 |  |  |  | $ | %
| Vehicles | 0 | 0.70452 | 0.56028 | 0 | 0.39615 | 2.2285 | 1.228 | 1.63 | 1.9119 | 1.2821 | 1.3434 | 0.85053 | 0.8649 | 3.8894 | 7.3954 | 13.0002 | 3.506 | 90.14%
| Premises | 0 | 1.2477 | 0.63681 | 4.4376 | 1.6143 | 1.6472 | 1.9496 | 2.1307 | 2.4654 | 2.0642 | 2.1583 | 1.7795 | 1.8095 | 9.5837 | 10.7683 | 23.9409 | 1.1846 | 12.36%
| Other (Non-Network) | 0 | 0.54456 | 0.81449 | 0.93569 | 0.52989 | 0.57697 | 0.59444 | 0.59554 | 0.67092 | 0.62601 | 0.64558 | 0.55606 | 0.56545 | 3.4016 | 3.1325 | 7.6556 | -0.2691 | -7.911%
| IT | 0 | 9.4341 | 12.0713 | 11.994 | 19.4109 | 17.7654 | 18.1887 | 18.8394 | 19.9887 | 15.7165 | 13.6957 | 0 | 0 | 70.6756 | 86.429 | 157.1046 | 15.7534 | 22.29%
| Total | 0 | 11.9309 | 14.0828 | 17.3673 | 21.9512 | 22.2181 | 21.9607 | 23.1957 | 25.0369 | 19.6888 | 17.843 | 3.1861 | 3.2399 | 87.5503 | 107.7251 | 201.7014 | 20.1748 | 23.04%
Non-Network Capex incl Overheads (As Commissioned)
| Item | $'m March 2022 | [12 empty] | Total (FY18 to FY22) | Total (FY23 to FY27) | Total | Difference between Regulatory Period Totals
|  | ACTUAL | ACTUAL | ACTUAL | ACTUAL | FORECAST | FORECAST | FORECAST | FORECAST | FORECAST | FORECAST | FORECAST | FORECAST | FORECAST
|  | LTD | FY18 | FY19 | FY20 | FY21 | FY22 | FY23 | FY24 | FY25 | FY26 | FY27 | FY28 | FY29 |  |  |  | $ | %
| Vehicles |  |  |  |  | 0.39615 | 2.2285 | 1.228 | 1.63 | 1.9119 | 1.2821 | 1.3434 | 0.85053 | 0.8649 | 2.6246 | 7.3954 | 11.7354 | 4.7708 | 181.8%
| Premises |  |  |  |  | 1.6143 | 1.6472 | 1.9496 | 2.1307 | 2.4654 | 2.0642 | 2.1583 | 1.7795 | 1.8095 | 3.2615 | 10.7683 | 17.6188 | 7.5067 | 230.2%
| Other (Non-Network) |  |  |  |  | 0.52989 | 0.57697 | 0.59444 | 0.59554 | 0.67092 | 0.62601 | 0.64558 | 0.55606 | 0.56545 | 1.1069 | 3.1325 | 5.3609 | 2.0256 | 183%
| IT |  |  |  |  | 19.4109 | 17.7654 | 18.1887 | 18.8394 | 19.9887 | 15.7165 | 13.6957 | 0 | 0 | 37.1763 | 86.429 | 123.6053 | 49.2527 | 132.5%
| Total |  |  |  |  | 21.9512 | 22.2181 | 21.9607 | 23.1957 | 25.0369 | 19.6888 | 17.843 | 3.1861 | 3.2399 | 44.1693 | 107.7251 | 158.3204 | 63.5558 | 143.9%

## Report¦Forecasts Eff-$Nom+Mar22
Back to contents
AusNet Services Forecast Transmission Capex Model (FY20 to FY29) v9
#VALUE!
Direct Capex by Cost Type (As Incurred)
| Item | $'000 March 22 | $'000 Nominal |  |  |  |  | $'000 March 22 | [6 empty] | Total (FY18 to FY22) | Total (FY23 to FY27) | Total | Difference between Regulatory Period Totals
|  | ACTUAL | ACTUAL | ACTUAL | ACTUAL | FORECAST | FORECAST | FORECAST | FORECAST | FORECAST | FORECAST | FORECAST | FORECAST | FORECAST
|  | LTD | FY18 | FY19 | FY20 | FY21 | FY22 | FY23 | FY24 | FY25 | FY26 | FY27 | FY28 | FY29 |  |  |  | $ | %
| Labour - Internal | 12.4007 |  |  |  | 13.5431 | 12.5917 | 17.1963 | 17.4221 | 17.416 | 13.8924 | 10.8466 | 0.73547 | 2.919 | 26.1348 | 76.7733 | 118.9633 | 50.6385 | 193.8%
| Labour - External | 62.0035 |  |  |  | 67.2911 | 62.2523 | 84.913 | 86.0803 | 86.2721 | 68.9156 | 53.8834 | 3.6589 | 14.5425 | 129.5434 | 380.0643 | 589.8126 | 250.5209 | 193.4%
| Materials | 49.6028 |  |  |  | 53.9747 | 49.8746 | 67.7606 | 68.3083 | 67.7562 | 53.459 | 41.2841 | 2.7688 | 10.8697 | 103.8493 | 298.5682 | 465.6588 | 194.7188 | 187.5%
| Total | 124.007 |  |  |  | 134.8089 | 124.7186 | 169.8699 | 171.8107 | 171.4443 | 136.2669 | 106.0141 | 7.1632 | 28.3313 | 259.5275 | 755.4058 | 1174.4348 | 495.8783 | 191.1%
Direct Capex by Cost Type (As Commissioned)
| Item | $'000 March 22 | FY18: $'000 Nominal; FY23: $'000 March 22 | Total (FY18 to FY22) | Total (FY23 to FY27) | Total | Difference between Regulatory Period Totals
|  | ACTUAL | ACTUAL | ACTUAL | ACTUAL | FORECAST | FORECAST | FORECAST | FORECAST | FORECAST | FORECAST | FORECAST | FORECAST | FORECAST
|  | LTD | FY18 | FY19 | FY20 | FY21 | FY22 | FY23 | FY24 | FY25 | FY26 | FY27 | FY28 | FY29 |  |  |  | $ | %
| Labour - Internal |  |  |  |  | 21.2241 | 14.0091 | 9.9897 | 26.8282 | 15.1147 | 17.3829 | 10.8898 | 0.56106 | 3.1176 | 35.2332 | 80.2053 | 119.1172 | 44.9721 | 127.6%
| Labour - External |  |  |  |  | 105.7253 | 69.4488 | 49.3209 | 132.6353 | 74.8586 | 86.2026 | 54.0975 | 2.7918 | 15.5303 | 175.1741 | 397.1149 | 590.6111 | 221.9408 | 126.7%
| Materials |  |  |  |  | 84.6733 | 55.6084 | 39.3573 | 105.5228 | 58.8333 | 67.0483 | 41.4494 | 2.1179 | 11.6172 | 140.2817 | 312.211 | 466.2279 | 171.9293 | 122.6%
| Total |  |  |  |  | 211.6228 | 139.0663 | 98.6679 | 264.9863 | 148.8066 | 170.6337 | 106.4367 | 5.4708 | 30.2651 | 350.6891 | 789.5312 | 1175.9562 | 438.8422 | 125.1%
Total Capex by Asset Class, incl. Overheads (As Incurred)
| Item | $'000 March 22 | FY18: $'000 Nominal; FY23: $'000 March 22 | Total (FY18 to FY22) | Total (FY23 to FY27) | Total | Difference between Regulatory Period Totals
|  | ACTUAL | ACTUAL | ACTUAL | ACTUAL | FORECAST | FORECAST | FORECAST | FORECAST | FORECAST | FORECAST | FORECAST | FORECAST | FORECAST
|  | LTD | FY18 | FY19 | FY20 | FY21 | FY22 | FY23 | FY24 | FY25 | FY26 | FY27 | FY28 | FY29 |  |  |  | $ | %
| Secondary | 7.3687 | 21.3974 | 14.8712 | 19.9843 | 13.716 | 16.0683 | 14.681 | 14.4249 | 13.7463 | 11.0859 | 9.2887 | 0.13322 | 1.7448 | 86.0372 | 63.2267 | 158.5106 | -22.8105 | -26.51%
| Switchgear | 76.892 | 40.572 | 46.6269 | 40.2152 | 41.8188 | 29.3394 | 45.7652 | 39.8469 | 39.5749 | 29.7435 | 19.2804 | 3.1094 | 9.4722 | 198.5724 | 174.211 | 462.2569 | -24.3614 | -12.27%
| Transformers | 22.9617 | 29.1964 | 23.6934 | 11.4585 | 13.2773 | 20.8771 | 35.6938 | 41.6374 | 40.3005 | 29.0697 | 17.6318 | 0.77378 | 10.1345 | 98.5027 | 164.3334 | 296.7061 | 65.8307 | 66.83%
| Reactive | 0 | -0.0087712 | 1.7292 | 4.5281 | 9.5837 | 0.25133 | 0 | 0 | 0 | 0 | 0 | 0 | 0 | 16.0835 | 0 | 16.0835 | -16.0835 | -100%
| Towers and Conductor | 3.2576 | 5.8825 | 5.5776 | 16.566 | 22.1623 | 15.0006 | 12.0765 | 12.7237 | 12.7477 | 12.3313 | 11.874 | 0.050871 | 0.66628 | 65.1889 | 61.7532 | 130.9169 | -3.4357 | -5.27%
| Establishment | 13.4918 | 15.8586 | 19.8575 | 19.5659 | 8.4165 | 7.1291 | 20.4566 | 21.8942 | 21.5592 | 16.7546 | 11.3529 | 0.37083 | 4.8569 | 70.8276 | 92.0175 | 181.5647 | 21.1899 | 29.92%
| Communications | 0.035116 | 6.6797 | 19.0054 | 25.9785 | 11.9407 | 20.4899 | 19.6609 | 19.4009 | 19.9564 | 19.3616 | 20.419 | 0 | 0 | 84.0942 | 98.7988 | 182.9281 | 14.7046 | 17.49%
| Inventory | 0 | 1.5179 | -0.62547 | 1.2752 | 0 | 0 | 0 | 0 | 0 | 0 | 0 | 0 | 0 | 2.1677 | 0 | 2.1677 | -2.1677 | -100%
| IT | 0 | 9.4341 | 12.0713 | 11.994 | 19.4109 | 17.7654 | 3.6041 | 3.685 | 3.8737 | 3.0066 | 2.5958 | 0 | 0 | 70.6756 | 16.7651 | 87.4407 | -53.9105 | -76.28%
| Vehicles | 0 | 0.70452 | 0.56028 | 0 | 0.39615 | 2.2285 | 1.2166 | 1.5942 | 1.8525 | 1.2264 | 1.2731 | 0.79564 | 0.8016 | 3.8894 | 7.1627 | 12.6494 | 3.2733 | 84.16%
| Other (Non-Network) | 0 | 0.54456 | 0.81449 | 0.93569 | 0.52989 | 0.57697 | 0.58894 | 0.58245 | 0.65009 | 0.59878 | 0.61178 | 0.52017 | 0.52407 | 3.4016 | 3.032 | 7.4779 | -0.36955 | -10.86%
| Premises | 0 | 1.2477 | 0.63681 | 4.4376 | 1.6143 | 1.6472 | 1.9316 | 2.0839 | 2.3889 | 1.9744 | 2.0454 | 1.6646 | 1.6771 | 9.5837 | 10.4241 | 23.3494 | 0.84042 | 8.769%
| Land | 0 | 0 | 0 | 0 | 0 | 0 | 0 | 0 | 0 | 0 | 0 | 0 | 0 | 0 | 0 | 0 | 0 | NA
| Easements | 0 | 0 | 0 | 0 | 0 | 0 | 0 | 0 | 0 | 0 | 0 | 0 | 0 | 0 | 0 | 0 | 0 | NA
| Equity raising costs (2003-08) | 0 | 0 | 0 | 0 | 0 | 0 | 0 | 0 | 0 | 0 | 0 | 0 | 0 | 0 | 0 | 0 | 0 | NA
| Inventory Adjustment (Other non-network) | 0 | -1.5179 | 0.62547 | -1.2752 | 0 | 0 | 0 | 0 | 0 | 0 | 0 | 0 | 0 | -2.1677 | 0 | -2.1677 | 2.1677 | -100%
| Accelerated Depr | 0 | 0 | 0 | 0 | 0 | 0 | 0 | 0 | 0 | 0 | 0 | 0 | 0 | 0 | 0 | 0 | 0 | NA
| Insulators | 0 | 0 | 0 | 0 | 0 | 0 | 5.606 | 5.646 | 5.6812 | 5.8123 | 5.9766 | 0 | 0 | 0 | 28.722 | 28.722 | 28.722 | NA
| Instrument Transformers | 0 | 0 | 0 | 0 | 0 | 0 | 1.6928 | 1.7049 | 1.7155 | 1.7551 | 1.8047 | 0 | 0 | 0 | 8.6729 | 8.6729 | 8.6729 | NA
| Capitalised Leases | 0 | 0 | 0 | 44.323 | 0 | 0 | 0 | 0 | 0 | 0 | 0 | 0 | 0 | 44.323 | 0 | 44.323 | -44.323 | -100%
| Spare straight-line tax asset class | 0 | 0 | 0 | 0 | 0 | 0 | 0 | 0 | 0 | 0 | 0 | 0 | 0 | 0 | 0 | 0 | 0 | NA
| Buildings | 0 | 0 | 0 | 0 | 0 | 0 | 0 | 0 | 0 | 0 | 0 | 0 | 0 | 0 | 0 | 0 | 0 | NA
| In-house software | 0 | 0 | 0 | 0 | 0 | 0 | 14.4164 | 14.74 | 15.4947 | 12.0262 | 10.383 | 0 | 0 | 0 | 67.0604 | 67.0604 | 67.0604 | NA
| Equity raising costs | 0 | 0 | 0 | 0 | 0 | 0 | 0 | 0 | 0 | 0 | 0 | 0 | 0 | 0 | 0 | 0 | 0 | NA
| Total | 124.007 | 131.5087 | 145.4441 | 199.9866 | 142.8665 | 131.3739 | 177.3904 | 179.9643 | 179.5415 | 144.7464 | 114.5373 | 7.4185 | 29.8773 | 751.1799 | 796.1799 | 1708.6625 | 45 | 5.991%
Total Capex by Asset Class, incl. Overheads (As Commissioned)
| Item | $'000 March 22 | FY18: $'000 Nominal; FY23: $'000 March 22 | Total (FY18 to FY22) | Total (FY23 to FY27) | Total | Difference between Regulatory Period Totals
|  | ACTUAL | ACTUAL | ACTUAL | ACTUAL | FORECAST | FORECAST | FORECAST | FORECAST | FORECAST | FORECAST | FORECAST | FORECAST | FORECAST
|  | LTD | FY18 | FY19 | FY20 | FY21 | FY22 | FY23 | FY24 | FY25 | FY26 | FY27 | FY28 | FY29 |  |  |  | $ | %
| Secondary |  | 15.1538 | 12.9851 | 24.4123 | 18.0776 | 17.3665 | 8.7785 | 22.3763 | 12.2114 | 13.4436 | 9.2887 | 0 | 1.878 | 87.9953 | 66.0985 | 155.9718 | -21.8968 | -24.88%
| Switchgear |  | 22.494 | 21.5481 | 52.1859 | 99.428 | 39.3673 | 18.1303 | 77.5815 | 31.0668 | 42.384 | 19.7374 | 2.6276 | 10.1954 | 235.0233 | 188.9 | 436.7463 | -46.1233 | -19.62%
| Transformers |  | 21.1805 | 38.404 | 15.5171 | 23.9433 | 19.4778 | 8.4105 | 73.9461 | 31.3841 | 42.764 | 17.6316 | 0 | 10.9082 | 118.5227 | 174.1363 | 303.5673 | 55.6136 | 46.92%
| Reactive |  | 0.23448 | 0.79181 | 1.8041 | 9.5837 | 0.25133 | 0 | 0 | 0 | 0 | 0 | 0 | 0 | 12.6654 | 0 | 12.6654 | -12.6654 | -100%
| Towers and Conductor |  | 24.7095 | 9.3951 | 20.9125 | 22.3927 | 14.7528 | 10.3982 | 14.5255 | 12.1615 | 13.2316 | 11.874 | 0 | 0.71715 | 92.1626 | 62.1908 | 155.0705 | -29.9718 | -32.52%
| Establishment |  | 15.5834 | 10.4838 | 21.1813 | 12.4903 | 11.1797 | 8.3603 | 39.5987 | 17.286 | 23.3175 | 11.3528 | 0 | 5.2277 | 70.9186 | 99.9154 | 176.0616 | 28.9968 | 40.89%
| Communications |  | 1.8379 | 6.7611 | 29.7537 | 12.0004 | 20.5217 | 19.6035 | 19.4638 | 19.9564 | 19.3616 | 20.419 | 0 | 0 | 70.8748 | 98.8043 | 169.6791 | 27.9295 | 39.41%
| Inventory |  | 1.5179 | -0.62547 | 1.2752 | 0 | 0 | 0 | 0 | 0 | 0 | 0 | 0 | 0 | 2.1677 | 0 | 2.1677 | -2.1677 | -100%
| IT |  | 5.8747 | 13.2521 | 11.8653 | 19.4109 | 17.7654 | 3.6041 | 3.685 | 3.8737 | 3.0066 | 2.5958 | 0 | 0 | 68.1684 | 16.7651 | 84.9335 | -51.4033 | -75.41%
| Vehicles |  | 0.36498 | 1.1739 | 0.074046 | 0.39615 | 2.2285 | 1.2166 | 1.5942 | 1.8525 | 1.2264 | 1.2731 | 0.79564 | 0.8016 | 4.2375 | 7.1627 | 12.9975 | 2.9252 | 69.03%
| Other (Non-Network) |  | 1.5121 | 2.8009 | 2.8218 | 0.52989 | 0.57697 | 0.58894 | 0.58245 | 0.65009 | 0.59878 | 0.61178 | 0.52017 | 0.52407 | 8.2416 | 3.032 | 12.3179 | -5.2096 | -63.21%
| Premises |  | 0 | 0 | 0 | 1.6143 | 1.6472 | 1.9316 | 2.0839 | 2.3889 | 1.9744 | 2.0454 | 1.6646 | 1.6771 | 3.2615 | 10.4241 | 17.0273 | 7.1626 | 219.6%
| Land |  | 0 | 0 | 0 | 0 | 0 | 0 | 0 | 0 | 0 | 0 | 0 | 0 | 0 | 0 | 0 | 0 | NA
| Easements |  | 0 | 0 | 0 | 0 | 0 | 0 | 0 | 0 | 0 | 0 | 0 | 0 | 0 | 0 | 0 | 0 | NA
| Equity raising costs (2003-08) |  | 0 | 0 | 0 | 0 | 0 | 0 | 0 | 0 | 0 | 0 | 0 | 0 | 0 | 0 | 0 | 0 | NA
| Inventory Adjustment (Other non-network) |  | -1.5179 | 0.62547 | -1.2752 | 0 | 0 | 0 | 0 | 0 | 0 | 0 | 0 | 0 | -2.1677 | 0 | -2.1677 | 2.1677 | -100%
| Accelerated Depr |  | 0 | 0 | 0 | 0 | 0 | 0 | 0 | 0 | 0 | 0 | 0 | 0 | 0 | 0 | 0 | 0 | NA
| Insulators |  | 0 | 0 | 0 | 0 | 0 | 5.606 | 5.646 | 5.6812 | 5.8123 | 5.9766 | 0 | 0 | 0 | 28.722 | 28.722 | 28.722 | NA
| Instrument Transformers |  | 0 | 0 | 0 | 0 | 0 | 1.6928 | 1.7049 | 1.7155 | 1.7551 | 1.8047 | 0 | 0 | 0 | 8.6729 | 8.6729 | 8.6729 | NA
| Capitalised Leases |  | 0 | 0 | 44.323 | 0 | 0 | 0 | 0 | 0 | 0 | 0 | 0 | 0 | 44.323 | 0 | 44.323 | -44.323 | -100%
| Spare straight-line tax asset class |  | 0 | 0 | 0 | 0 | 0 | 0 | 0 | 0 | 0 | 0 | 0 | 0 | 0 | 0 | 0 | 0 | NA
| Buildings |  | 0 | 0 | 0 | 0 | 0 | 0 | 0 | 0 | 0 | 0 | 0 | 0 | 0 | 0 | 0 | 0 | NA
| In-house software |  | 0 | 0 | 0 | 0 | 0 | 14.4164 | 14.74 | 15.4947 | 12.0262 | 10.383 | 0 | 0 | 0 | 67.0604 | 67.0604 | 67.0604 | NA
| Equity raising costs |  | 0 | 0 | 0 | 0 | 0 | 0 | 0 | 0 | 0 | 0 | 0 | 0 | 0 | 0 | 0 | 0 | NA
| Total |  | 108.9452 | 117.5959 | 224.8511 | 219.8672 | 145.1353 | 102.7377 | 277.5282 | 155.7228 | 180.902 | 114.9938 | 5.6081 | 31.9292 | 816.3947 | 831.8845 | 1685.8165 | 15.4898 | 1.897%
Total Capex by Driver, incl. Overheads (As Incurred)
| Item | $'000 March 22 | FY18: $'000 Nominal; FY23: $'000 March 22 | Total (FY18 to FY22) | Total (FY23 to FY27) | Total | Difference between Regulatory Period Totals
|  | ACTUAL | ACTUAL | ACTUAL | ACTUAL | FORECAST | FORECAST | FORECAST | FORECAST | FORECAST | FORECAST | FORECAST | FORECAST | FORECAST
|  | LTD | FY18 | FY19 | FY20 | FY21 | FY22 | FY23 | FY24 | FY25 | FY26 | FY27 | FY28 | FY29 |  |  |  | $ | %
| Replacement - Major Station CBD | 70.4896 | 49.951 | 45.754 | 12.1542 | 17.4733 | 6.8055 | 10.472 | 0 | 0 | 0 | 0 | 0 | 0 | 132.1379 | 10.472 | 213.0995 | -121.666 | -92.07%
| Replacement - Major Station | 53.5174 | 29.3561 | 42.5163 | 56.302 | 40.5528 | 39.4611 | 91.2749 | 105.0505 | 102.271 | 72.6957 | 42.3951 | 4.4381 | 26.8746 | 208.1883 | 413.6872 | 706.7055 | 205.4989 | 98.71%
| Replacement - Other | 0 | 33.9889 | 35.0878 | 57.3908 | 60.0281 | 49.6771 | 44.9999 | 44.0724 | 42.6206 | 37.1626 | 44.5606 | 0 | 0 | 236.1728 | 213.4161 | 449.5889 | -22.7566 | -9.636%
| Security and Compliance | 0 | 6.2882 | 5.4576 | 7.5302 | 2.8612 | 13.2121 | 8.886 | 8.1559 | 10.3901 | 16.0557 | 10.6726 | 0 | 0 | 35.3492 | 54.1603 | 89.5095 | 18.811 | 53.21%
| Non Network - Other | 0 | 0.54456 | 0.81449 | 0.93569 | 0.52989 | 0.57697 | 0.58894 | 0.58245 | 0.65009 | 0.59878 | 0.61178 | 0.52017 | 0.52407 | 3.4016 | 3.032 | 7.4779 | -0.36955 | -10.86%
| Non Network - Vehicles | 0 | 0.70452 | 0.56028 | 0 | 0.39615 | 2.2285 | 1.2166 | 1.5942 | 1.8525 | 1.2264 | 1.2731 | 0.79564 | 0.8016 | 3.8894 | 7.1627 | 12.6494 | 3.2733 | 84.16%
| Non Network - Premises | 0 | 1.2477 | 0.63681 | 4.4376 | 1.6143 | 1.6472 | 1.9316 | 2.0839 | 2.3889 | 1.9744 | 2.0454 | 1.6646 | 1.6771 | 9.5837 | 10.4241 | 23.3494 | 0.84042 | 8.769%
| Non Network - IT | 0 | 9.4341 | 12.0713 | 11.994 | 19.4109 | 17.7654 | 18.0205 | 18.425 | 19.3684 | 15.0328 | 12.9788 | 0 | 0 | 70.6756 | 83.8255 | 154.5011 | 13.1498 | 18.61%
| Capitalised Leases | 0 | 0 | 0 | 44.323 | 0 | 0 | 0 | 0 | 0 | 0 | 0 | 0 | 0 | 44.323 | 0 | 44.323 | -44.323 | -100%
| Total | 124.007 | 131.5151 | 142.8985 | 195.0674 | 142.8665 | 131.3739 | 177.3904 | 179.9643 | 179.5415 | 144.7464 | 114.5373 | 7.4185 | 29.8773 | 743.7215 | 796.1799 | 1701.2042 | 52.4584 | 7.054%
| NCIPAP | 0 | -0.0063574 | 2.5456 | 4.9189 | 0 | 0 | 0 | 0 | 0 | 0 | 0 | 0 | 0 | 7.4581 | 0 | 7.4581 | -7.4581 | -100%
| Total including NCIPAP | 124.007 | 131.5087 | 145.4441 | 199.9863 | 142.8665 | 131.3739 | 177.3904 | 179.9643 | 179.5415 | 144.7464 | 114.5373 | 7.4185 | 29.8773 | 751.1796 | 796.1799 | 1708.6623 | 45.0003 | 5.991%
Total Capex by Driver, incl. Overheads (As Commissioned)
| Item | $'000 March 22 | FY18: $'000 Nominal; FY23: $'000 March 22 | Total (FY18 to FY22) | Total (FY23 to FY27) | Total | Difference between Regulatory Period Totals
|  | ACTUAL | ACTUAL | ACTUAL | ACTUAL | FORECAST | FORECAST | FORECAST | FORECAST | FORECAST | FORECAST | FORECAST | FORECAST | FORECAST
|  | LTD | FY18 | FY19 | FY20 | FY21 | FY22 | FY23 | FY24 | FY25 | FY26 | FY27 | FY28 | FY29 |  |  |  | $ | %
| Replacement - Major Station CBD |  |  |  |  | 23.2872 | 31.2399 | 11.7065 | 17.1557 | 0 | 0 | 0 | 0 | 0 | 54.527 | 28.8622 | 83.3892 | -25.6649 | -47.07%
| Replacement - Major Station |  |  |  |  | 111.7396 | 28.7882 | 15.3877 | 185.4587 | 78.4523 | 108.8513 | 42.8516 | 2.6276 | 28.9265 | 140.5277 | 431.0016 | 603.0834 | 290.4739 | 206.7%
| Replacement - Other |  |  |  |  | 60.0281 | 49.6771 | 44.9999 | 44.0724 | 42.6206 | 37.1626 | 44.5606 | 0 | 0 | 109.7052 | 213.4161 | 323.1214 | 103.7109 | 94.54%
| Security and Compliance |  |  |  |  | 2.8612 | 13.2121 | 8.886 | 8.1559 | 10.3901 | 16.0557 | 10.6726 | 0 | 0 | 16.0732 | 54.1603 | 70.2335 | 38.087 | 237%
| Non Network - Other |  |  |  |  | 0.52989 | 0.57697 | 0.58894 | 0.58245 | 0.65009 | 0.59878 | 0.61178 | 0.52017 | 0.52407 | 1.1069 | 3.032 | 5.1831 | 1.9252 | 173.9%
| Non Network - Vehicles |  |  |  |  | 0.39615 | 2.2285 | 1.2166 | 1.5942 | 1.8525 | 1.2264 | 1.2731 | 0.79564 | 0.8016 | 2.6246 | 7.1627 | 11.3846 | 4.5381 | 172.9%
| Non Network - Premises |  |  |  |  | 1.6143 | 1.6472 | 1.9316 | 2.0839 | 2.3889 | 1.9744 | 2.0454 | 1.6646 | 1.6771 | 3.2615 | 10.4241 | 17.0273 | 7.1626 | 219.6%
| Non Network - IT |  |  |  |  | 19.4109 | 17.7654 | 18.0205 | 18.425 | 19.3684 | 15.0328 | 12.9788 | 0 | 0 | 37.1763 | 83.8255 | 121.0018 | 46.6491 | 125.5%
| Capitalised Leases |  |  |  |  | 0 | 0 | 0 | 0 | 0 | 0 | 0 | 0 | 0 | 0 | 0 | 0 | 0 | NA
| Total |  |  |  |  | 219.8672 | 145.1353 | 102.7377 | 277.5282 | 155.7228 | 180.902 | 114.9938 | 5.6081 | 31.9292 | 365.0025 | 831.8845 | 1234.4243 | 466.882 | 127.9%
Major Station Replacement Capex incl Overheads (As Incurred)
| Item | $'000 March 22 | FY18: $'000 Nominal; FY23: $'000 March 22 | Total ( to FY22) | Total (FY23 to FY27) | Total | Difference between Regulatory Period Totals
|  | ACTUAL | ACTUAL | ACTUAL | ACTUAL | FORECAST | FORECAST | FORECAST | FORECAST | FORECAST | FORECAST | FORECAST | FORECAST | FORECAST
|  | LTD |  |  | FY20 | FY21 | FY22 | FY23 | FY24 | FY25 | FY26 | FY27 | FY28 | FY29 |  |  |  | $ | %
| Major Station | 124.007 | 79.3071 | 88.2703 | 68.4562 | 58.0261 | 46.2666 | 101.7469 | 105.0505 | 102.271 | 72.6957 | 42.3951 | 4.4381 | 26.8746 | 340.3262 | 424.1592 | 919.8049 | 83.833 | 24.63%
| Total | 124.007 | 79.3071 | 88.2703 | 68.4562 | 58.0261 | 46.2666 | 101.7469 | 105.0505 | 102.271 | 72.6957 | 42.3951 | 4.4381 | 26.8746 | 340.3262 | 424.1592 | 919.8049 | 83.833 | 24.63%
Major Station Replacement Capex incl Overheads (As Commissioned)
| Item | $'000 March 22 | $'000 Nominal |  | FY23: $'000 March 22 | Total (FY18 to FY22) | Total (FY23 to FY27) | Total | Difference between Regulatory Period Totals
|  | ACTUAL | ACTUAL | ACTUAL | ACTUAL | FORECAST | FORECAST | FORECAST | FORECAST | FORECAST | FORECAST | FORECAST | FORECAST | FORECAST
|  | LTD | FY18 | FY19 | FY20 | FY21 | FY22 | FY23 | FY24 | FY25 | FY26 | FY27 | FY28 | FY29 |  |  |  | $ | %
| Major Station |  |  |  |  | 135.0267 | 60.028 | 27.0942 | 202.6143 | 78.4523 | 108.8513 | 42.8516 | 2.6276 | 28.9265 | 195.0547 | 459.8638 | 686.4726 | 881.5273 | 135.8%
| Total |  |  |  |  | 135.0267 | 60.028 | 27.0942 | 202.6143 | 78.4523 | 108.8513 | 42.8516 | 2.6276 | 28.9265 | 195.0547 | 459.8638 | 686.4726 | 881.5273 | 135.8%
Other Replacement Capex incl Overheads (As Incurred)
| Item | $'000 March 22 | FY18: $'000 Nominal; FY23: $'000 March 22 | Total (FY18 to FY22) | Total (FY23 to FY27) | Total | Difference between Regulatory Period Totals
|  | ACTUAL | ACTUAL | ACTUAL | ACTUAL | FORECAST | FORECAST | FORECAST | FORECAST | FORECAST | FORECAST | FORECAST | FORECAST | FORECAST
|  | LTD | FY18 | FY19 | FY20 | FY21 | FY22 | FY23 | FY24 | FY25 | FY26 | FY27 | FY28 | FY29 |  |  |  | $ | %
| Lines | 0 | 0.318 | 0.34 | 0.34 | 21.2055 | 7.1802 | 9.6803 | 9.7494 | 9.8102 | 10.0365 | 10.3203 | 0 | 0 | 29.3837 | 49.5967 | 78.9804 | 20.213 | 68.79%
| Stations | 0 | 14.664 | 10.081 | 10.081 | 19.075 | 15.2171 | 10.267 | 8.666 | 8.72 | 8.9212 | 9.1735 | 0 | 0 | 69.1181 | 45.7478 | 114.866 | -23.3703 | -33.81%
| Secondary & Protection | 0 | 16.787 | 9.975 | 9.975 | 8.6147 | 11.7976 | 6.3051 | 6.3501 | 6.3896 | 6.5371 | 6.7219 | 0 | 0 | 57.1493 | 32.3038 | 89.4531 | -24.8455 | -43.47%
| Communications | 0 | 2.218 | 15.33 | 15.33 | 11.1328 | 15.4823 | 18.7476 | 19.307 | 17.7007 | 11.6678 | 18.3447 | 0 | 0 | 59.4931 | 85.7679 | 145.2609 | 26.2748 | 44.16%
| Total | 0 | 33.987 | 35.726 | 35.726 | 60.0281 | 49.6771 | 44.9999 | 44.0724 | 42.6206 | 37.1626 | 44.5606 | 0 | 0 | 215.1442 | 213.4161 | 428.5604 | -1.7281 | -0.8032%
Other Replacement Capex incl Overheads (As Commissioned)
| Item | $'000 March 22 | FY18: $'000 Nominal; FY23: $'000 March 22 | Total (FY18 to FY22) | Total (FY23 to FY27) | Total | Difference between Regulatory Period Totals
|  | ACTUAL | ACTUAL | ACTUAL | ACTUAL | FORECAST | FORECAST | FORECAST | FORECAST | FORECAST | FORECAST | FORECAST | FORECAST | FORECAST
|  | LTD | FY18 | FY19 | FY20 | FY21 | FY22 | FY23 | FY24 | FY25 | FY26 | FY27 | FY28 | FY29 |  |  |  | $ | %
| Lines |  |  |  |  | 21.2055 | 7.1802 | 9.6803 | 9.7494 | 9.8102 | 10.0365 | 10.3203 | 0 | 0 | 28.3857 | 49.5967 | 77.9824 | 21.211 | 74.72%
| Stations |  |  |  |  | 19.075 | 15.2171 | 10.267 | 8.666 | 8.72 | 8.9212 | 9.1735 | 0 | 0 | 34.2921 | 45.7478 | 80.04 | 11.4557 | 33.41%
| Secondary & Protection |  |  |  |  | 8.6147 | 11.7976 | 6.3051 | 6.3501 | 6.3896 | 6.5371 | 6.7219 | 0 | 0 | 20.4123 | 32.3038 | 52.7161 | 11.8915 | 58.26%
| Communications |  |  |  |  | 11.1328 | 15.4823 | 18.7476 | 19.307 | 17.7007 | 11.6678 | 18.3447 | 0 | 0 | 26.6151 | 85.7679 | 112.3829 | 59.1528 | 222.3%
| Total |  |  |  |  | 60.0281 | 49.6771 | 44.9999 | 44.0724 | 42.6206 | 37.1626 | 44.5606 | 0 | 0 | 109.7052 | 213.4161 | 323.1214 | 103.7109 | 94.54%
Security & Compliance Capex incl Overheads (As Incurred)
| Item | $'000 March 22 | FY18: $'000 Nominal; FY23: $'000 March 22 | Total (FY18 to FY22) | Total (FY23 to FY27) | Total | Difference between Regulatory Period Totals
|  | ACTUAL | ACTUAL | ACTUAL | ACTUAL | FORECAST | FORECAST | FORECAST | FORECAST | FORECAST | FORECAST | FORECAST | FORECAST | FORECAST
|  | LTD | FY18 | FY19 | FY20 | FY21 | FY22 | FY23 | FY24 | FY25 | FY26 | FY27 | FY28 | FY29 |  |  |  | $ | %
| Instrument Transformers | 0 | 0 | 0 | 0 | 0 | 0 | 0 | 0 | 0 | 0 | 0 | 0 | 0 | 0 | 0 | 0 | 0 | NA
| Fire protection systems | 0 | 0.867 | 0.513 | 0.513 | 1.0066 | 0 | 0.51663 | 0.52031 | 0.52356 | 0.53564 | 0.55079 | 0 | 0 | 2.8996 | 2.6469 | 5.5465 | -0.25264 | -8.713%
| Infrastructure security | 0 | 3.303 | 2.309 | 2.309 | 0.36893 | 0.9082 | 1.374 | 1.3838 | 1.3924 | 1.4246 | 1.4649 | 0 | 0 | 9.1981 | 7.0397 | 16.2378 | -2.1584 | -23.47%
| Structure Fall Arrests | 0 | 2.219 | 2.369 | 2.369 | 0 | 1.8253 | 0.56851 | 0.57257 | 0.57614 | 0.58943 | 0.6061 | 0 | 0 | 8.7823 | 2.9127 | 11.695 | -5.8695 | -66.83%
| Insulators | 0 | 1.275 | 0.023 | 0.023 | 0.72637 | 5.4978 | 5.606 | 5.646 | 5.6812 | 5.8123 | 5.9766 | 0 | 0 | 7.5452 | 28.722 | 36.2672 | 21.1768 | 280.7%
| Communications (S&C) | 0 | 0.134 | 0.37 | 0.37 | 0.7593 | 4.9808 | 0.82084 | 0.033212 | 2.2168 | 7.6938 | 2.0742 | 0 | 0 | 6.6141 | 12.8389 | 19.4529 | 6.2248 | 94.12%
| Total | 0 | 7.798 | 5.584 | 5.584 | 2.8612 | 13.2121 | 8.886 | 8.1559 | 10.3901 | 16.0557 | 10.6726 | 0 | 0 | 35.0392 | 54.1603 | 89.1995 | 19.121 | 54.57%
Security & Compliance Capex incl Overheads (As Commissioned)
| Item | $'000 March 22 | FY18: $'000 Nominal; FY23: $'000 March 22 | Total (FY18 to FY22) | Total (FY23 to FY27) | Total | Difference between Regulatory Period Totals
|  | ACTUAL | ACTUAL | ACTUAL | ACTUAL | FORECAST | FORECAST | FORECAST | FORECAST | FORECAST | FORECAST | FORECAST | FORECAST | FORECAST
|  | LTD | FY18 | FY19 | FY20 | FY21 | FY22 | FY23 | FY24 | FY25 | FY26 | FY27 | FY28 | FY29 |  |  |  | $ | %
| Instrument Transformers |  |  |  |  | 0 | 0 | 0 | 0 | 0 | 0 | 0 | 0 | 0 | 0 | 0 | 0 | 0 | NA
| Fire protection systems |  |  |  |  | 1.0066 | 0 | 0.51663 | 0.52031 | 0.52356 | 0.53564 | 0.55079 | 0 | 0 | 1.0066 | 2.6469 | 3.6535 | 1.6404 | 163%
| Infrastructure security |  |  |  |  | 0.36893 | 0.9082 | 1.374 | 1.3838 | 1.3924 | 1.4246 | 1.4649 | 0 | 0 | 1.2771 | 7.0397 | 8.3168 | 5.7626 | 451.2%
| Structure Fall Arrests |  |  |  |  | 0 | 1.8253 | 0.56851 | 0.57257 | 0.57614 | 0.58943 | 0.6061 | 0 | 0 | 1.8253 | 2.9127 | 4.738 | 1.0875 | 59.58%
| Insulators |  |  |  |  | 0.72637 | 5.4978 | 5.606 | 5.646 | 5.6812 | 5.8123 | 5.9766 | 0 | 0 | 6.2242 | 28.722 | 34.9462 | 22.4978 | 361.5%
| Communications (S&C) |  |  |  |  | 0.7593 | 4.9808 | 0.82084 | 0.033212 | 2.2168 | 7.6938 | 2.0742 | 0 | 0 | 5.7401 | 12.8389 | 18.5789 | 7.0988 | 123.7%
| Total |  |  |  |  | 2.8612 | 13.2121 | 8.886 | 8.1559 | 10.3901 | 16.0557 | 10.6726 | 0 | 0 | 16.0732 | 54.1603 | 70.2335 | 38.087 | 237%
Non-Network Capex incl Overheads (As Incurred)
| Item | $'000 March 22 | FY18: $'000 Nominal; FY23: $'000 March 22 | Total (FY18 to FY22) | Total (FY23 to FY27) | Total | Difference between Regulatory Period Totals
|  | ACTUAL | ACTUAL | ACTUAL | ACTUAL | FORECAST | FORECAST | FORECAST | FORECAST | FORECAST | FORECAST | FORECAST | FORECAST | FORECAST
|  | LTD | FY18 | FY19 | FY20 | FY21 | FY22 | FY23 | FY24 | FY25 | FY26 | FY27 | FY28 | FY29 |  |  |  | $ | %
| Vehicles | 0 | 0.70452 | 0.56028 | 0 | 0.39615 | 2.2285 | 1.2166 | 1.5942 | 1.8525 | 1.2264 | 1.2731 | 0.79564 | 0.8016 | 3.8894 | 7.1627 | 12.6494 | 3.2733 | 84.16%
| Premises | 0 | 1.2477 | 0.63681 | 4.4376 | 1.6143 | 1.6472 | 1.9316 | 2.0839 | 2.3889 | 1.9744 | 2.0454 | 1.6646 | 1.6771 | 9.5837 | 10.4241 | 23.3494 | 0.84042 | 8.769%
| Other (Non-Network) | 0 | 0.54456 | 0.81449 | 0.93569 | 0.52989 | 0.57697 | 0.58894 | 0.58245 | 0.65009 | 0.59878 | 0.61178 | 0.52017 | 0.52407 | 3.4016 | 3.032 | 7.4779 | -0.36955 | -10.86%
| IT | 0 | 9.4341 | 12.0713 | 11.994 | 19.4109 | 17.7654 | 18.0205 | 18.425 | 19.3684 | 15.0328 | 12.9788 | 0 | 0 | 70.6756 | 83.8255 | 154.5011 | 13.1498 | 18.61%
| Total | 0 | 11.9309 | 14.0828 | 17.3673 | 21.9512 | 22.2181 | 21.7576 | 22.6855 | 24.2598 | 18.8323 | 16.909 | 2.9804 | 3.0028 | 87.5503 | 104.4443 | 197.9778 | 16.894 | 19.3%
Non-Network Capex incl Overheads (As Commissioned)
| Item | $'000 March 22 | FY18: $'000 Nominal; FY23: $'000 March 22 | Total (FY18 to FY22) | Total (FY23 to FY27) | Total | Difference between Regulatory Period Totals
|  | ACTUAL | ACTUAL | ACTUAL | ACTUAL | FORECAST | FORECAST | FORECAST | FORECAST | FORECAST | FORECAST | FORECAST | FORECAST | FORECAST
|  | LTD | FY18 | FY19 | FY20 | FY21 | FY22 | FY23 | FY24 | FY25 | FY26 | FY27 | FY28 | FY29 |  |  |  | $ | %
| Vehicles |  |  |  |  | 0.39615 | 2.2285 | 1.2166 | 1.5942 | 1.8525 | 1.2264 | 1.2731 | 0.79564 | 0.8016 | 2.6246 | 7.1627 | 11.3846 | 4.5381 | 172.9%
| Premises |  |  |  |  | 1.6143 | 1.6472 | 1.9316 | 2.0839 | 2.3889 | 1.9744 | 2.0454 | 1.6646 | 1.6771 | 3.2615 | 10.4241 | 17.0273 | 7.1626 | 219.6%
| Other (Non-Network) |  |  |  |  | 0.52989 | 0.57697 | 0.58894 | 0.58245 | 0.65009 | 0.59878 | 0.61178 | 0.52017 | 0.52407 | 1.1069 | 3.032 | 5.1831 | 1.9252 | 173.9%
| IT |  |  |  |  | 19.4109 | 17.7654 | 18.0205 | 18.425 | 19.3684 | 15.0328 | 12.9788 | 0 | 0 | 37.1763 | 83.8255 | 121.0018 | 46.6491 | 125.5%
| Total |  |  |  |  | 21.9512 | 22.2181 | 21.7576 | 22.6855 | 24.2598 | 18.8323 | 16.909 | 2.9804 | 3.0028 | 44.1693 | 104.4443 | 154.5969 | 60.275 | 136.5%

## RIN Templates Output
Back to contents
AusNet Services Forecast Transmission Capex Model (FY20 to FY29) v9
#VALUE!
Direct Capex by Cost Type (As Incurred)
| Item | $'000 Mar22 | [12 empty] | Total (FY18 to FY22) | Total (FY23 to FY27) | Total | Difference between Regulatory Period Totals
|  | ACTUAL | ACTUAL | ACTUAL | ACTUAL | FORECAST | FORECAST | FORECAST | FORECAST | FORECAST | FORECAST | FORECAST | FORECAST | FORECAST
|  | LTD | FY18 | FY19 | FY20 | FY21 | FY22 | FY23 | FY24 | FY25 | FY26 | FY27 | FY28 | FY29 |  |  |  | $ | %
| Labour - Internal | 12400.6976 |  |  |  | 13931.5181 | 12709.278 | 17196.2803 | 17422.0994 | 17416.0341 | 13892.3533 | 10846.5798 | 735.4672 | 2919.0208 | 26640.7961 | 76773.3469 | 119469.3286 | 50132.5508 | 188.2%
| Labour - External | 62003.4881 |  |  |  | 69221.2027 | 62833.381 | 84913.039 | 86080.2809 | 86272.0802 | 68915.5599 | 53883.3702 | 3658.8593 | 14542.5331 | 132054.5837 | 380064.3303 | 592323.7945 | 248009.7467 | 187.8%
| Materials | 49602.7905 |  |  |  | 55522.9111 | 50340.1098 | 67760.5739 | 68308.2923 | 67756.1931 | 53458.9921 | 41284.1149 | 2768.8453 | 10869.7057 | 105863.0209 | 298568.1663 | 467672.5287 | 192705.1454 | 182%
| Total | 124006.9762 |  |  |  | 138675.6319 | 125882.7688 | 169869.8932 | 171810.6726 | 171444.3074 | 136266.9053 | 106014.0649 | 7163.1718 | 28331.2597 | 264558.4007 | 755405.8435 | 1179465.6518 | 490847.4428 | 185.5%
Direct Capex by Cost Type (As Commissioned)
| Item | $'000 Mar22 | [12 empty] | Total (FY18 to FY22) | Total (FY23 to FY27) | Total | Difference between Regulatory Period Totals
|  | ACTUAL | ACTUAL | ACTUAL | ACTUAL | FORECAST | FORECAST | FORECAST | FORECAST | FORECAST | FORECAST | FORECAST | FORECAST | FORECAST
|  | LTD | FY18 | FY19 | FY20 | FY21 | FY22 | FY23 | FY24 | FY25 | FY26 | FY27 | FY28 | FY29 |  |  |  | $ | %
| Labour - Internal |  |  |  |  | 21832.9245 | 14139.8632 | 9989.7104 | 26828.239 | 15114.7308 | 17382.8527 | 10889.807 | 561.058 | 3117.5766 | 35972.7878 | 80205.3397 | 119856.7622 | 44232.552 | 123%
| Labour - External |  |  |  |  | 108757.8418 | 70097.0428 | 49320.8585 | 132635.3002 | 74858.5896 | 86202.5858 | 54097.5323 | 2791.8017 | 15530.324 | 178854.8847 | 397114.8664 | 594291.8767 | 218259.9818 | 122%
| Materials |  |  |  |  | 87102.0349 | 56127.4232 | 39357.314 | 105522.7643 | 58833.2571 | 67048.2789 | 41449.3976 | 2117.9202 | 11617.2174 | 143229.458 | 312211.0119 | 469175.6076 | 168981.5539 | 118%
| Total |  |  |  |  | 217692.8012 | 140364.3292 | 98667.8829 | 264986.3035 | 148806.5775 | 170633.7173 | 106436.7368 | 5470.78 | 30265.118 | 358057.1305 | 789531.2181 | 1183324.2465 | 431474.0876 | 120.5%
Total Capex by Asset Class, incl. Overheads (As Incurred)
| Item | $'000 Mar22 | [12 empty] | Total (FY18 to FY22) | Total (FY23 to FY27) | Total | Difference between Regulatory Period Totals
|  | ACTUAL | ACTUAL | ACTUAL | ACTUAL | FORECAST | FORECAST | FORECAST | FORECAST | FORECAST | FORECAST | FORECAST | FORECAST | FORECAST
|  | LTD | FY18 | FY19 | FY20 | FY21 | FY22 | FY23 | FY24 | FY25 | FY26 | FY27 | FY28 | FY29 |  |  |  | $ | %
| Secondary | 7368.7402 | 23218.3462 | 15847.0474 | 20901.6423 | 14109.3854 | 16218.2933 | 14680.956 | 14424.8503 | 13746.2626 | 11085.9262 | 9288.7263 | 133.2157 | 1744.7784 | 90294.7145 | 63226.7213 | 162768.1701 | -27067.9932 | -29.98%
| Switchgear | 76892.0058 | 44024.7001 | 49686.5451 | 42061.2319 | 43018.3286 | 29613.2914 | 45765.2419 | 39846.9435 | 39574.9021 | 29743.4722 | 19280.4454 | 3109.3611 | 9472.1639 | 208404.0971 | 174211.0051 | 472088.6331 | -34193.092 | -16.41%
| Transformers | 22961.7399 | 31681.0573 | 25248.1588 | 11984.4663 | 13658.1017 | 21072.0143 | 35693.85 | 41637.4166 | 40300.5227 | 29069.7374 | 17631.8466 | 773.7775 | 10134.4664 | 103643.7985 | 164333.3733 | 301847.1555 | 60689.5748 | 58.56%
| Reactive | 0 | -9.5176 | 1842.6832 | 4735.9282 | 9858.5772 | 253.6755 | 0 | 0 | 0 | 0 | 0 | 0 | 0 | 16681.3466 | 0 | 16681.3466 | -16681.3466 | -100%
| Towers and Conductor | 3257.5627 | 6383.1073 | 5943.5857 | 17326.3873 | 22798.0321 | 15140.5688 | 12076.4758 | 12723.6685 | 12747.7149 | 12331.3156 | 11874.0291 | 50.8713 | 666.2819 | 67591.6811 | 61753.2038 | 133319.6008 | -5838.4774 | -8.638%
| Establishment | 13491.8119 | 17208.2083 | 21160.5396 | 20464.0366 | 8657.9182 | 7195.661 | 20456.5627 | 21894.1592 | 21559.2415 | 16754.6255 | 11352.9418 | 370.8272 | 4856.868 | 74686.3637 | 92017.5306 | 185423.4014 | 17331.1669 | 23.21%
| Communications | 35.1158 | 7248.1646 | 20252.5654 | 27170.9563 | 12283.158 | 20681.1897 | 19660.9365 | 19400.9065 | 19956.3701 | 19361.6402 | 20418.9698 | 0 | 0 | 87636.034 | 98798.8232 | 186469.9729 | 11162.7892 | 12.74%
| Inventory | 0 | 1647.1194 | -666.5168 | 1333.7468 | 0 | 0 | 0 | 0 | 0 | 0 | 0 | 0 | 0 | 2314.3494 | 0 | 2314.3494 | -2314.3494 | -100%
| IT | 0 | 10236.9162 | 12863.3818 | 12544.5341 | 19967.6821 | 17931.2358 | 3604.0965 | 3685.0095 | 3873.6716 | 3006.5614 | 2595.7551 | 0 | 0 | 73543.75 | 16765.0941 | 90308.8441 | -56778.6559 | -77.2%
| Vehicles | 0 | 764.4702 | 597.045 | 0 | 407.5155 | 2249.2729 | 1216.603 | 1594.193 | 1852.5233 | 1226.363 | 1273.0645 | 795.638 | 801.5986 | 4018.3036 | 7162.7469 | 12778.2871 | 3144.4433 | 78.25%
| Other (Non-Network) | 0 | 590.9011 | 867.9342 | 978.6399 | 545.0854 | 582.3581 | 588.9425 | 582.4451 | 650.0946 | 598.7813 | 611.7847 | 520.1695 | 524.0663 | 3564.9188 | 3032.0483 | 7641.2029 | -532.8705 | -14.95%
| Premises | 0 | 1353.899 | 678.5953 | 4641.317 | 1660.5921 | 1662.5977 | 1931.6059 | 2083.8521 | 2388.8711 | 1974.3746 | 2045.3666 | 1664.6274 | 1677.0981 | 9997.0011 | 10424.0703 | 23762.7969 | 427.0692 | 4.272%
| Land | 0 | 0 | 0 | 0 | 0 | 0 | 0 | 0 | 0 | 0 | 0 | 0 | 0 | 0 | 0 | 0 | 0 | NA
| Easements | 0 | 0 | 0 | 0 | 0 | 0 | 0 | 0 | 0 | 0 | 0 | 0 | 0 | 0 | 0 | 0 | 0 | NA
| Equity raising costs (2003-08) | 0 | 0 | 0 | 0 | 0 | 0 | 0 | 0 | 0 | 0 | 0 | 0 | 0 | 0 | 0 | 0 | 0 | NA
| Inventory Adjustment (Other non-network) | 0 | -1647.1194 | 666.5168 | -1333.7468 | 0 | 0 | 0 | 0 | 0 | 0 | 0 | 0 | 0 | -2314.3494 | 0 | -2314.3494 | 2314.3494 | -100%
| Accelerated Depr | 0 | 0 | 0 | 0 | 0 | 0 | 0 | 0 | 0 | 0 | 0 | 0 | 0 | 0 | 0 | 0 | 0 | NA
| Insulators | 0 | 0 | 0 | 0 | 0 | 0 | 5605.9709 | 5645.97 | 5681.168 | 5812.2529 | 5976.6268 | 0 | 0 | 0 | 28721.9887 | 28721.9887 | 28721.9887 | NA
| Instrument Transformers | 0 | 0 | 0 | 0 | 0 | 0 | 1692.7834 | 1704.8615 | 1715.4899 | 1755.0725 | 1804.7069 | 0 | 0 | 0 | 8672.9142 | 8672.9142 | 8672.9142 | NA
| Capitalised Leases | 0 | 0 | 0 | 46357.5537 | 0 | 0 | 0 | 0 | 0 | 0 | 0 | 0 | 0 | 46357.5537 | 0 | 46357.5537 | -46357.5537 | -100%
| Spare straight-line tax asset class | 0 | 0 | 0 | 0 | 0 | 0 | 0 | 0 | 0 | 0 | 0 | 0 | 0 | 0 | 0 | 0 | 0 | NA
| Buildings | 0 | 0 | 0 | 0 | 0 | 0 | 0 | 0 | 0 | 0 | 0 | 0 | 0 | 0 | 0 | 0 | 0 | NA
| In-house software | 0 | 0 | 0 | 0 | 0 | 0 | 14416.386 | 14740.0379 | 15494.6865 | 12026.2456 | 10383.0204 | 0 | 0 | 0 | 67060.3764 | 67060.3764 | 67060.3764 | NA
| Equity raising costs | 0 | 0 | 0 | 0 | 0 | 0 | 0 | 0 | 0 | 0 | 0 | 0 | 0 | 0 | 0 | 0 | 0 | NA
| Total | 124006.9762 | 142700.2527 | 154988.0816 | 209166.6937 | 146964.3762 | 132600.1584 | 177390.4111 | 179964.3137 | 179541.519 | 144746.3683 | 114537.2841 | 7418.4878 | 29877.3217 | 786419.5627 | 796179.8961 | 1743902.2444 | 9760.3335 | 1.241%
Total Capex by Asset Class, incl. Overheads (As Commissioned)
| Item | $'000 Mar22 | [12 empty] | Total (FY18 to FY22) | Total (FY23 to FY27) | Total | Difference between Regulatory Period Totals
|  | ACTUAL | ACTUAL | ACTUAL | ACTUAL | FORECAST | FORECAST | FORECAST | FORECAST | FORECAST | FORECAST | FORECAST | FORECAST | FORECAST
|  | LTD | FY18 | FY19 | FY20 | FY21 | FY22 | FY23 | FY24 | FY25 | FY26 | FY27 | FY28 | FY29 |  |  |  | $ | %
| Secondary |  | 16443.3706 | 13837.1702 | 25532.9447 | 18596.0748 | 17528.6505 | 8778.5371 | 22376.2621 | 12211.4401 | 13443.573 | 9288.6786 | 0 | 1877.9941 | 91938.2108 | 66098.4909 | 159914.6958 | -25839.72 | -28.11%
| Switchgear |  | 24408.2577 | 22962.0552 | 54581.4584 | 102279.9049 | 39734.7495 | 18130.2843 | 77581.4906 | 31066.8127 | 42383.9888 | 19737.4183 | 2627.6176 | 10195.374 | 243966.4257 | 188899.9947 | 445689.412 | -55066.431 | -22.57%
| Transformers |  | 22982.9359 | 40924.0532 | 16229.4066 | 24630.0866 | 19659.6285 | 8410.5244 | 73946.0692 | 31384.1478 | 42764.0224 | 17631.5691 | 0 | 10908.2439 | 124426.1108 | 174136.3328 | 309470.6876 | 49710.222 | 39.95%
| Reactive |  | 254.4316 | 843.7637 | 1886.8876 | 9858.5772 | 253.6755 | 0 | 0 | 0 | 0 | 0 | 0 | 0 | 13097.3356 | 0 | 13097.3356 | -13097.3356 | -100%
| Towers and Conductor |  | 26812.2944 | 10011.5586 | 21872.4706 | 23034.9467 | 14890.5433 | 10398.165 | 14525.4764 | 12161.4906 | 13231.6347 | 11874.0108 | 0 | 717.1532 | 96621.8136 | 62190.7776 | 159529.7445 | -34431.036 | -35.63%
| Establishment |  | 16909.5864 | 11171.7576 | 22153.5732 | 12848.5724 | 11284.0794 | 8360.3323 | 39598.7173 | 17285.9885 | 23317.5102 | 11352.8088 | 0 | 5227.6952 | 74367.5691 | 99915.3572 | 179510.6214 | 25547.7881 | 34.35%
| Communications |  | 1994.2821 | 7204.7832 | 31119.4942 | 12344.6189 | 20713.2354 | 19603.515 | 19463.8192 | 19956.3812 | 19361.6402 | 20418.9698 | 0 | 0 | 73376.4137 | 98804.3254 | 172180.7391 | 25427.9117 | 34.65%
| Inventory |  | 1647.1194 | -666.5168 | 1333.7468 | 0 | 0 | 0 | 0 | 0 | 0 | 0 | 0 | 0 | 2314.3494 | 0 | 2314.3494 | -2314.3494 | -100%
| IT |  | 6374.5904 | 14121.7377 | 12409.9641 | 19967.6821 | 17931.2358 | 3604.0965 | 3685.0095 | 3873.6716 | 3006.5614 | 2595.7551 | 0 | 0 | 70805.21 | 16765.0941 | 87570.3041 | -54040.116 | -76.32%
| Vehicles |  | 396.039 | 1250.9289 | 77.4452 | 407.5155 | 2249.2729 | 1216.603 | 1594.193 | 1852.5233 | 1226.363 | 1273.0645 | 795.638 | 801.5986 | 4381.2015 | 7162.7469 | 13141.185 | 2781.5454 | 63.49%
| Other (Non-Network) |  | 1640.793 | 2984.6738 | 2951.3249 | 545.0854 | 582.3581 | 588.9425 | 582.4451 | 650.0946 | 598.7813 | 611.7847 | 520.1695 | 524.0663 | 8704.2352 | 3032.0483 | 12780.5193 | -5672.1869 | -65.17%
| Premises |  | 0 | 0 | 0 | 1660.5921 | 1662.5977 | 1931.6059 | 2083.8521 | 2388.8711 | 1974.3746 | 2045.3666 | 1664.6274 | 1677.0981 | 3323.1898 | 10424.0703 | 17088.9855 | 7100.8805 | 213.7%
| Land |  | 0 | 0 | 0 | 0 | 0 | 0 | 0 | 0 | 0 | 0 | 0 | 0 | 0 | 0 | 0 | 0 | NA
| Easements |  | 0 | 0 | 0 | 0 | 0 | 0 | 0 | 0 | 0 | 0 | 0 | 0 | 0 | 0 | 0 | 0 | NA
| Equity raising costs (2003-08) |  | 0 | 0 | 0 | 0 | 0 | 0 | 0 | 0 | 0 | 0 | 0 | 0 | 0 | 0 | 0 | 0 | NA
| Inventory Adjustment (Other non-network) |  | -1647.1194 | 666.5168 | -1333.7468 | 0 | 0 | 0 | 0 | 0 | 0 | 0 | 0 | 0 | -2314.3494 | 0 | -2314.3494 | 2314.3494 | -100%
| Accelerated Depr |  | 0 | 0 | 0 | 0 | 0 | 0 | 0 | 0 | 0 | 0 | 0 | 0 | 0 | 0 | 0 | 0 | NA
| Insulators |  | 0 | 0 | 0 | 0 | 0 | 5605.9709 | 5645.97 | 5681.168 | 5812.2529 | 5976.6268 | 0 | 0 | 0 | 28721.9887 | 28721.9887 | 28721.9887 | NA
| Instrument Transformers |  | 0 | 0 | 0 | 0 | 0 | 1692.7834 | 1704.8615 | 1715.4899 | 1755.0725 | 1804.7069 | 0 | 0 | 0 | 8672.9142 | 8672.9142 | 8672.9142 | NA
| Capitalised Leases |  | 0 | 0 | 46357.5537 | 0 | 0 | 0 | 0 | 0 | 0 | 0 | 0 | 0 | 46357.5537 | 0 | 46357.5537 | -46357.5537 | -100%
| Spare straight-line tax asset class |  | 0 | 0 | 0 | 0 | 0 | 0 | 0 | 0 | 0 | 0 | 0 | 0 | 0 | 0 | 0 | 0 | NA
| Buildings |  | 0 | 0 | 0 | 0 | 0 | 0 | 0 | 0 | 0 | 0 | 0 | 0 | 0 | 0 | 0 | 0 | NA
| In-house software |  | 0 | 0 | 0 | 0 | 0 | 14416.386 | 14740.0379 | 15494.6865 | 12026.2456 | 10383.0204 | 0 | 0 | 0 | 67060.3764 | 67060.3764 | 67060.3764 | NA
| Equity raising costs |  | 0 | 0 | 0 | 0 | 0 | 0 | 0 | 0 | 0 | 0 | 0 | 0 | 0 | 0 | 0 | 0 | NA
| Total |  | 118216.5812 | 125312.482 | 235172.5232 | 226173.6565 | 146490.0266 | 102737.7463 | 277528.204 | 155722.7659 | 180902.0207 | 114993.7805 | 5608.0524 | 31929.2234 | 851365.2695 | 831884.5175 | 1720787.0629 | -19480.7521 | -2.288%
Total Capex by Driver, excl. Overheads (As Incurred)
| Item | $'000 Mar22 | [12 empty] | Total (FY18 to FY22) | Total (FY23 to FY27) | Total | Difference between Regulatory Period Totals
|  | ACTUAL | ACTUAL | ACTUAL | ACTUAL | FORECAST | FORECAST | FORECAST | FORECAST | FORECAST | FORECAST | FORECAST | FORECAST | FORECAST
|  | LTD | FY18 | FY19 | FY20 | FY21 | FY22 | FY23 | FY24 | FY25 | FY26 | FY27 | FY28 | FY29 |  |  |  | $ | %
| Replacement - Major Station CBD | 70489.5596 | 54201.8225 | 48756.3831 | 12712.107 | 16832.1894 | 6475.0595 | 9991.6933 | 0 | 0 | 0 | 0 | 0 | 0 | 138977.5616 | 9991.6933 | 219458.8145 | -128985.8683 | -92.81%
| Replacement - Major Station | 53517.4166 | 31854.3755 | 45306.1584 | 58886.4446 | 39064.9933 | 37544.8903 | 87088.6519 | 99852.241 | 97187.5878 | 68022.9568 | 38865.2957 | 4182.7369 | 25328.4967 | 212656.8622 | 391016.7332 | 686702.2455 | 178359.871 | 83.87%
| Replacement - Other | 0 | 36881.3998 | 37390.2786 | 60025.2627 | 57825.7403 | 47264.8942 | 42936.0621 | 41891.6047 | 40502.0879 | 34773.8954 | 40850.4389 | 0 | 0 | 239387.5756 | 200954.089 | 440341.6646 | -38433.4866 | -16.05%
| Security and Compliance | 0 | 6823.3668 | 5815.7059 | 7875.8416 | 2756.1867 | 12570.5175 | 8478.4121 | 7752.3029 | 9873.6317 | 15023.6929 | 9784.0113 | 0 | 0 | 35841.6185 | 50912.051 | 86753.6695 | 15070.4324 | 42.05%
| Non Network - Other | 0 | 590.9011 | 867.9342 | 978.6399 | 545.0854 | 582.3581 | 588.9425 | 582.4451 | 650.0946 | 598.7813 | 611.7847 | 520.1695 | 524.0663 | 3564.9188 | 3032.0483 | 7641.2029 | -532.8705 | -14.95%
| Non Network - Vehicles | 0 | 764.4702 | 597.045 | 0 | 407.5155 | 2249.2729 | 1216.603 | 1594.193 | 1852.5233 | 1226.363 | 1273.0645 | 795.638 | 801.5986 | 4018.3036 | 7162.7469 | 12778.2871 | 3144.4433 | 78.25%
| Non Network - Premises | 0 | 1353.899 | 678.5953 | 4641.317 | 1660.5921 | 1662.5977 | 1931.6059 | 2083.8521 | 2388.8711 | 1974.3746 | 2045.3666 | 1664.6274 | 1677.0981 | 9997.0011 | 10424.0703 | 23762.7969 | 427.0692 | 4.272%
| Non Network - IT | 0 | 10236.9162 | 12863.3818 | 12544.5341 | 19583.3293 | 17533.1786 | 17637.9225 | 18054.0338 | 18989.5109 | 14646.8413 | 12584.1032 | 0 | 0 | 72761.34 | 81912.4116 | 154673.7516 | 9151.0716 | 12.58%
| Capitalised Leases | 0 | 0 | 0 | 46357.5537 | 0 | 0 | 0 | 0 | 0 | 0 | 0 | 0 | 0 | 46357.5537 | 0 | 46357.5537 | -46357.5537 | -100%
| Total | 124006.9762 | 142707.1511 | 152275.4826 | 204021.7007 | 138675.6319 | 125882.7688 | 169869.8932 | 171810.6726 | 171444.3074 | 136266.9053 | 106014.0649 | 7163.1718 | 28331.2597 | 763562.7351 | 755405.8435 | 1678469.9862 | -8156.8916 | -1.068%
| NCIPAP |  | FY18: -6.8985; FY19: 2712.599; FY20: 5144.6983 | 7850.3988 | 0 | 7850.3988 | -7850.3988 | -100%
| Total including NCIPAP | 124006.9762 | 142700.2527 | 154988.0816 | 209166.3989 | 138675.6319 | 125882.7688 | 169869.8932 | 171810.6726 | 171444.3074 | 136266.9053 | 106014.0649 | 7163.1718 | 28331.2597 | 771413.1339 | 755405.8435 | 1686320.385 | -16007.2904 | -2.075%
Total Capex by Driver, incl. Overheads (As Commissioned)
| Item | $'000 Mar22 | [12 empty] | Total (FY18 to FY22) | Total (FY23 to FY27) | Total | Difference between Regulatory Period Totals
|  | ACTUAL | ACTUAL | ACTUAL | ACTUAL | FORECAST | FORECAST | FORECAST | FORECAST | FORECAST | FORECAST | FORECAST | FORECAST | FORECAST
|  | LTD | FY18 | FY19 | FY20 | FY21 | FY22 | FY23 | FY24 | FY25 | FY26 | FY27 | FY28 | FY29 |  |  |  | $ | %
| Replacement - Major Station CBD |  |  |  |  | 23955.1037 | 31531.4504 | 11706.4834 | 17155.6723 | 0 | 0 | 0 | 0 | 0 | 55486.554 | 28862.1557 | 84348.7097 | -26624.3983 | -47.98%
| Replacement - Major Station |  |  |  |  | 114944.5993 | 29056.8687 | 15387.7262 | 185458.6718 | 78452.2747 | 108851.3394 | 42851.6164 | 2627.6176 | 28926.4604 | 144001.468 | 431001.6285 | 606557.1746 | 287000.1605 | 199.3%
| Replacement - Other |  |  |  |  | 61749.8542 | 50140.8418 | 44999.9442 | 44072.4418 | 42620.5676 | 37162.6335 | 44560.5579 | 0 | 0 | 111890.696 | 213416.1451 | 325306.841 | 101525.4491 | 90.74%
| Security and Compliance |  |  |  |  | 2943.2244 | 13335.4012 | 8885.9586 | 8155.8804 | 10390.0764 | 16055.7219 | 10672.6149 | 0 | 0 | 16278.6256 | 54160.2523 | 70438.8779 | 37881.6267 | 232.7%
| Non Network - Other |  |  |  |  | 545.0854 | 582.3581 | 588.9425 | 582.4451 | 650.0946 | 598.7813 | 611.7847 | 520.1695 | 524.0663 | 1127.4435 | 3032.0483 | 5203.7276 | 1904.6048 | 168.9%
| Non Network - Vehicles |  |  |  |  | 407.5155 | 2249.2729 | 1216.603 | 1594.193 | 1852.5233 | 1226.363 | 1273.0645 | 795.638 | 801.5986 | 2656.7884 | 7162.7469 | 11416.7719 | 4505.9585 | 169.6%
| Non Network - Premises |  |  |  |  | 1660.5921 | 1662.5977 | 1931.6059 | 2083.8521 | 2388.8711 | 1974.3746 | 2045.3666 | 1664.6274 | 1677.0981 | 3323.1898 | 10424.0703 | 17088.9855 | 7100.8805 | 213.7%
| Non Network - IT |  |  |  |  | 19967.6821 | 17931.2358 | 18020.4825 | 18425.0474 | 19368.3581 | 15032.807 | 12978.7755 | 0 | 0 | 37898.9179 | 83825.4705 | 121724.3883 | 45926.5526 | 121.2%
| Capitalised Leases |  |  |  |  | 0 | 0 | 0 | 0 | 0 | 0 | 0 | 0 | 0 | 0 | 0 | 0 | 0 | NA
| Total |  |  |  |  | 226173.6565 | 146490.0266 | 102737.7463 | 277528.204 | 155722.7659 | 180902.0207 | 114993.7805 | 5608.0524 | 31929.2234 | 372663.6831 | 831884.5175 | 1242085.4764 | 459220.8344 | 123.2%
Major Station Replacement Capex incl Overheads (As Incurred)
| Item | $'000 Mar22 | [12 empty] | Total (FY18 to FY22) | Total (FY23 to FY27) | Total | Difference between Regulatory Period Totals
|  | ACTUAL | ACTUAL | ACTUAL | ACTUAL | FORECAST | FORECAST | FORECAST | FORECAST | FORECAST | FORECAST | FORECAST | FORECAST | FORECAST
|  | LTD | FY18 | FY19 | FY20 | FY21 | FY22 | FY23 | FY24 | FY25 | FY26 | FY27 | FY28 | FY29 |  |  |  | $ | %
| Major Station | 124006.9762 | 86056.198 | 94062.5416 | 71598.5516 | 59690.4227 | 46698.451 | 101746.8744 | 105050.4538 | 102271.0277 | 72695.6869 | 42395.12 | 4438.0529 | 26874.5586 | 358106.1649 | 424159.1629 | 937584.9154 | 66052.998 | 18.45%
| Total | 124006.9762 | 86056.198 | 94062.5416 | 71598.5516 | 59690.4227 | 46698.451 | 101746.8744 | 105050.4538 | 102271.0277 | 72695.6869 | 42395.12 | 4438.0529 | 26874.5586 | 358106.1649 | 424159.1629 | 937584.9154 | 66052.998 | 18.45%
Major Station Replacement Capex incl Overheads (As Commissioned)
| Item | $'000 Mar22 | [12 empty] | Total (FY18 to FY22) | Total (FY23 to FY27) | Total | Difference between Regulatory Period Totals
|  | ACTUAL | ACTUAL | ACTUAL | ACTUAL | FORECAST | FORECAST | FORECAST | FORECAST | FORECAST | FORECAST | FORECAST | FORECAST | FORECAST
|  | LTD | FY18 | FY19 | FY20 | FY21 | FY22 | FY23 | FY24 | FY25 | FY26 | FY27 | FY28 | FY29 |  |  |  | $ | %
| Major Station |  |  |  |  | 138899.703 | 60588.3191 | 27094.2097 | 202614.3441 | 78452.2747 | 108851.3394 | 42851.6164 | 2627.6176 | 28926.4604 | 199488.022 | 459863.7842 | 690905.8843 | 890393.9063 | 130.5%
| Total |  |  |  |  | 138899.703 | 60588.3191 | 27094.2097 | 202614.3441 | 78452.2747 | 108851.3394 | 42851.6164 | 2627.6176 | 28926.4604 | 199488.022 | 459863.7842 | 690905.8843 | 890393.9063 | 130.5%
Other Replacement Capex incl Overheads (As Incurred)
| Item | $'000 Mar22 | [12 empty] | Total (FY18 to FY22) | Total (FY23 to FY27) | Total | Difference between Regulatory Period Totals
|  | ACTUAL | ACTUAL | ACTUAL | ACTUAL | FORECAST | FORECAST | FORECAST | FORECAST | FORECAST | FORECAST | FORECAST | FORECAST | FORECAST
|  | LTD | FY18 | FY19 | FY20 | FY21 | FY22 | FY23 | FY24 | FY25 | FY26 | FY27 | FY28 | FY29 |  |  |  | $ | %
| Lines | 0 | 345.0621 | 362.3107 | 355.6072 | 21813.7566 | 7247.1926 | 9680.3027 | 9749.3724 | 9810.1517 | 10036.5072 | 10320.3455 | 0 | 0 | 30123.9291 | 49596.6795 | 79720.6086 | 19472.7504 | 64.64%
| Stations | 0 | 15911.9192 | 10742.5123 | 10543.7521 | 19622.1689 | 15359.1466 | 10266.997 | 8666.0104 | 8720.0358 | 8921.2384 | 9173.5363 | 0 | 0 | 72179.4991 | 45747.818 | 117927.3171 | -26431.6811 | -36.62%
| Secondary & Protection | 0 | 18215.5883 | 10629.5566 | 10432.8864 | 8861.7918 | 11907.7243 | 6305.0685 | 6350.0557 | 6389.643 | 6537.0751 | 6721.9474 | 0 | 0 | 60047.5474 | 32303.7896 | 92351.337 | -27743.7577 | -46.2%
| Communications | 0 | 2406.7537 | 16335.9501 | 16033.699 | 11452.1368 | 15626.7783 | 18747.576 | 19307.0033 | 17700.737 | 11667.8129 | 18344.7288 | 0 | 0 | 61855.3179 | 85767.8579 | 147623.1758 | 23912.54 | 38.66%
| Total | 0 | 36879.3233 | 38070.3296 | 37365.9446 | 61749.8542 | 50140.8418 | 44999.9442 | 44072.4418 | 42620.5676 | 37162.6335 | 44560.5579 | 0 | 0 | 224206.2935 | 213416.1451 | 437622.4385 | -10790.1484 | -4.813%
Other Replacement Capex incl Overheads (As Commissioned)
| Item | $'000 Mar22 | [12 empty] | Total (FY18 to FY22) | Total (FY23 to FY27) | Total | Difference between Regulatory Period Totals
|  | ACTUAL | ACTUAL | ACTUAL | ACTUAL | FORECAST | FORECAST | FORECAST | FORECAST | FORECAST | FORECAST | FORECAST | FORECAST | FORECAST
|  | LTD | FY18 | FY19 | FY20 | FY21 | FY22 | FY23 | FY24 | FY25 | FY26 | FY27 | FY28 | FY29 |  |  |  | $ | %
| Lines |  |  |  |  | 21813.7566 | 7247.1926 | 9680.3027 | 9749.3724 | 9810.1517 | 10036.5072 | 10320.3455 | 0 | 0 | 29060.9492 | 49596.6795 | 78657.6287 | 20535.7303 | 70.66%
| Stations |  |  |  |  | 19622.1689 | 15359.1466 | 10266.997 | 8666.0104 | 8720.0358 | 8921.2384 | 9173.5363 | 0 | 0 | 34981.3155 | 45747.818 | 80729.1335 | 10766.5024 | 30.78%
| Secondary & Protection |  |  |  |  | 8861.7918 | 11907.7243 | 6305.0685 | 6350.0557 | 6389.643 | 6537.0751 | 6721.9474 | 0 | 0 | 20769.5161 | 32303.7896 | 53073.3058 | 11534.2735 | 55.53%
| Communications |  |  |  |  | 11452.1368 | 15626.7783 | 18747.576 | 19307.0033 | 17700.737 | 11667.8129 | 18344.7288 | 0 | 0 | 27078.9151 | 85767.8579 | 112846.773 | 58688.9428 | 216.7%
| Total |  |  |  |  | 61749.8542 | 50140.8418 | 44999.9442 | 44072.4418 | 42620.5676 | 37162.6335 | 44560.5579 | 0 | 0 | 111890.696 | 213416.1451 | 325306.841 | 101525.4491 | 90.74%
Security & Compliance Capex incl Overheads (As Incurred)
| Item | $'000 Mar22 | [12 empty] | Total (FY18 to FY22) | Total (FY23 to FY27) | Total | Difference between Regulatory Period Totals
|  | ACTUAL | ACTUAL | ACTUAL | ACTUAL | FORECAST | FORECAST | FORECAST | FORECAST | FORECAST | FORECAST | FORECAST | FORECAST | FORECAST
|  | LTD | FY18 | FY19 | FY20 | FY21 | FY22 | FY23 | FY24 | FY25 | FY26 | FY27 | FY28 | FY29 |  |  |  | $ | %
| Instrument Transformers | 0 | 0 | 0 | 0 | 0 | 0 | 0 | 0 | 0 | 0 | 0 | 0 | 0 | 0 | 0 | 0 | 0 | NA
| Fire protection systems | 0 | 940.7825 | 546.6629 | 536.5484 | 1035.4348 | 0 | 516.6287 | 520.3149 | 523.5586 | 535.639 | 550.7872 | 0 | 0 | 3059.4287 | 2646.9284 | 5706.357 | -412.5003 | -13.48%
| Infrastructure security | 0 | 3584.0882 | 2460.5159 | 2414.9909 | 379.5143 | 916.6763 | 1374.0125 | 1383.8162 | 1392.4431 | 1424.5718 | 1464.8595 | 0 | 0 | 9755.7857 | 7039.7031 | 16795.4888 | -2716.0825 | -27.84%
| Structure Fall Arrests | 0 | 2407.8388 | 2524.4531 | 2477.7451 | 0 | 1842.3185 | 568.5114 | 572.5678 | 576.1373 | 589.4308 | 606.1003 | 0 | 0 | 9252.3555 | 2912.7476 | 12165.1031 | -6339.608 | -68.52%
| Insulators | 0 | 1383.5036 | 24.5093 | 24.0558 | 747.201 | 5549.1521 | 5605.9709 | 5645.97 | 5681.168 | 5812.2529 | 5976.6268 | 0 | 0 | 7728.4218 | 28721.9887 | 36450.4104 | 20993.5669 | 271.6%
| Communications (S&C) | 0 | 145.4035 | 394.2793 | 386.9843 | 781.0741 | 5027.2543 | 820.8351 | 33.2116 | 2216.7695 | 7693.8274 | 2074.2411 | 0 | 0 | 6734.9955 | 12838.8846 | 19573.8801 | 6103.889 | 90.63%
| Total | 0 | 8461.6166 | 5950.4204 | 5840.3246 | 2943.2244 | 13335.4012 | 8885.9586 | 8155.8804 | 10390.0764 | 16055.7219 | 10672.6149 | 0 | 0 | 36530.9872 | 54160.2523 | 90691.2394 | 17629.2651 | 48.26%
Security & Compliance Capex incl Overheads (As Commissioned)
| Item | $'000 Mar22 | [12 empty] | Total (FY18 to FY22) | Total (FY23 to FY27) | Total | Difference between Regulatory Period Totals
|  | ACTUAL | ACTUAL | ACTUAL | ACTUAL | FORECAST | FORECAST | FORECAST | FORECAST | FORECAST | FORECAST | FORECAST | FORECAST | FORECAST
|  | LTD | FY18 | FY19 | FY20 | FY21 | FY22 | FY23 | FY24 | FY25 | FY26 | FY27 | FY28 | FY29 |  |  |  | $ | %
| Instrument Transformers |  |  |  |  | 0 | 0 | 0 | 0 | 0 | 0 | 0 | 0 | 0 | 0 | 0 | 0 | 0 | NA
| Fire protection systems |  |  |  |  | 1035.4348 | 0 | 516.6287 | 520.3149 | 523.5586 | 535.639 | 550.7872 | 0 | 0 | 1035.4348 | 2646.9284 | 3682.3632 | 1611.4935 | 155.6%
| Infrastructure security |  |  |  |  | 379.5143 | 916.6763 | 1374.0125 | 1383.8162 | 1392.4431 | 1424.5718 | 1464.8595 | 0 | 0 | 1296.1906 | 7039.7031 | 8335.8938 | 5743.5125 | 443.1%
| Structure Fall Arrests |  |  |  |  | 0 | 1842.3185 | 568.5114 | 572.5678 | 576.1373 | 589.4308 | 606.1003 | 0 | 0 | 1842.3185 | 2912.7476 | 4755.0661 | 1070.4291 | 58.1%
| Insulators |  |  |  |  | 747.201 | 5549.1521 | 5605.9709 | 5645.97 | 5681.168 | 5812.2529 | 5976.6268 | 0 | 0 | 6296.3531 | 28721.9887 | 35018.3418 | 22425.6356 | 356.2%
| Communications (S&C) |  |  |  |  | 781.0741 | 5027.2543 | 820.8351 | 33.2116 | 2216.7695 | 7693.8274 | 2074.2411 | 0 | 0 | 5808.3285 | 12838.8846 | 18647.213 | 7030.5561 | 121%
| Total |  |  |  |  | 2943.2244 | 13335.4012 | 8885.9586 | 8155.8804 | 10390.0764 | 16055.7219 | 10672.6149 | 0 | 0 | 16278.6256 | 54160.2523 | 70438.8779 | 37881.6267 | 232.7%
Non-Network Capex incl Overheads (As Incurred)
| Item | $'000 Mar22 | [12 empty] | Total (FY18 to FY22) | Total (FY23 to FY27) | Total | Difference between Regulatory Period Totals
|  | ACTUAL | ACTUAL | ACTUAL | ACTUAL | FORECAST | FORECAST | FORECAST | FORECAST | FORECAST | FORECAST | FORECAST | FORECAST | FORECAST
|  | LTD | FY18 | FY19 | FY20 | FY21 | FY22 | FY23 | FY24 | FY25 | FY26 | FY27 | FY28 | FY29 |  |  |  | $ | %
| Vehicles | 0 | 764.4702 | 597.045 | 0 | 407.5155 | 2249.2729 | 1216.603 | 1594.193 | 1852.5233 | 1226.363 | 1273.0645 | 795.638 | 801.5986 | 4018.3036 | 7162.7469 | 12778.2871 | 3144.4433 | 78.25%
| Premises | 0 | 1353.899 | 678.5953 | 4641.317 | 1660.5921 | 1662.5977 | 1931.6059 | 2083.8521 | 2388.8711 | 1974.3746 | 2045.3666 | 1664.6274 | 1677.0981 | 9997.0011 | 10424.0703 | 23762.7969 | 427.0692 | 4.272%
| Other (Non-Network) | 0 | 590.9011 | 867.9342 | 978.6399 | 545.0854 | 582.3581 | 588.9425 | 582.4451 | 650.0946 | 598.7813 | 611.7847 | 520.1695 | 524.0663 | 3564.9188 | 3032.0483 | 7641.2029 | -532.8705 | -14.95%
| IT | 0 | 10236.9162 | 12863.3818 | 12544.5341 | 19967.6821 | 17931.2358 | 18020.4825 | 18425.0474 | 19368.3581 | 15032.807 | 12978.7755 | 0 | 0 | 73543.75 | 83825.4705 | 157369.2205 | 10281.7205 | 13.98%
| Total | 0 | 12946.1865 | 15006.9565 | 18164.491 | 22580.8751 | 22425.4644 | 21757.6338 | 22685.5376 | 24259.8472 | 18832.3259 | 16908.9913 | 2980.4349 | 3002.763 | 91123.9734 | 104444.3359 | 201551.5073 | 13320.3625 | 14.62%
Non-Network Capex incl Overheads (As Commissioned)
| Item | $'000 Mar22 | [12 empty] | Total (FY18 to FY22) | Total (FY23 to FY27) | Total | Difference between Regulatory Period Totals
|  | ACTUAL | ACTUAL | ACTUAL | ACTUAL | FORECAST | FORECAST | FORECAST | FORECAST | FORECAST | FORECAST | FORECAST | FORECAST | FORECAST
|  | LTD | FY18 | FY19 | FY20 | FY21 | FY22 | FY23 | FY24 | FY25 | FY26 | FY27 | FY28 | FY29 |  |  |  | $ | %
| Vehicles |  |  |  |  | 407.5155 | 2249.2729 | 1216.603 | 1594.193 | 1852.5233 | 1226.363 | 1273.0645 | 795.638 | 801.5986 | 2656.7884 | 7162.7469 | 11416.7719 | 4505.9585 | 169.6%
| Premises |  |  |  |  | 1660.5921 | 1662.5977 | 1931.6059 | 2083.8521 | 2388.8711 | 1974.3746 | 2045.3666 | 1664.6274 | 1677.0981 | 3323.1898 | 10424.0703 | 17088.9855 | 7100.8805 | 213.7%
| Other (Non-Network) |  |  |  |  | 545.0854 | 582.3581 | 588.9425 | 582.4451 | 650.0946 | 598.7813 | 611.7847 | 520.1695 | 524.0663 | 1127.4435 | 3032.0483 | 5203.7276 | 1904.6048 | 168.9%
| IT |  |  |  |  | 19967.6821 | 17931.2358 | 18020.4825 | 18425.0474 | 19368.3581 | 15032.807 | 12978.7755 | 0 | 0 | 37898.9179 | 83825.4705 | 121724.3883 | 45926.5526 | 121.2%
| Total |  |  |  |  | 22580.8751 | 22425.4644 | 21757.6338 | 22685.5376 | 24259.8472 | 18832.3259 | 16908.9913 | 2980.4349 | 3002.763 | 45006.3395 | 104444.3359 | 155433.8733 | 59437.9965 | 132.1%
Total Overhead by Asset Class, (As Incurred)
| Item | $'000 Mar22 | [12 empty] | Total (FY18 to FY22) | Total (FY23 to FY27) | Total | Difference between Regulatory Period Totals
|  | ACTUAL | ACTUAL | ACTUAL | ACTUAL | FORECAST | FORECAST | FORECAST | FORECAST | FORECAST | FORECAST | FORECAST | FORECAST | FORECAST
|  | LTD | FY18 | FY19 | FY20 | FY21 | FY22 | FY23 | FY24 | FY25 | FY26 | FY27 | FY28 | FY29 |  |  |  | $ | %
| Secondary |  |  |  |  | 896.631 | 930.2389 | 673.3289 | 713.785 | 683.2658 | 712.5807 | 773.3808 | 7.6637 | 100.3751 | 1826.8699 | 3556.3412 | 5491.25 | 1729.4713 | 94.67%
| Switchgear |  |  |  |  | 2733.7525 | 1698.541 | 2098.9818 | 1971.7468 | 1967.0931 | 1911.8496 | 1605.2929 | 178.8779 | 544.9225 | 4432.2935 | 9554.9642 | 14711.0582 | 5122.6707 | 115.6%
| Transformers |  |  |  |  | 867.9526 | 1208.6357 | 1637.0664 | 2060.3448 | 2003.1605 | 1868.5433 | 1468.0303 | 44.5145 | 583.024 | 2076.5883 | 9037.1453 | 11741.2721 | 6960.5571 | 335.2%
| Reactive |  |  |  |  | 626.4983 | 14.5502 | 0 | 0 | 0 | 0 | 0 | 0 | 0 | 641.0485 | 0 | 641.0485 | -641.0485 | -100%
| Towers and Conductor |  |  |  |  | 1448.7819 | 868.4235 | 553.8767 | 629.6054 | 633.6325 | 792.6318 | 988.6335 | 2.9266 | 38.3304 | 2317.2054 | 3598.3799 | 5956.8423 | 1281.1745 | 55.29%
| Establishment |  |  |  |  | 550.1982 | 412.7243 | 938.2219 | 1083.3889 | 1071.6144 | 1076.9531 | 945.2477 | 21.3333 | 279.4099 | 962.9225 | 5115.426 | 6379.0917 | 4152.5036 | 431.2%
| Communications |  |  |  |  | 780.5769 | 1186.219 | 901.7312 | 960.0153 | 991.9428 | 1244.5266 | 1700.0866 | 0 | 0 | 1966.7959 | 5798.3026 | 7765.0985 | 3831.5067 | 194.8%
| Inventory |  |  |  |  | 0 | 0 | 0 | 0 | 0 | 0 | 0 | 0 | 0 | 0 | 0 | 0 | 0 | NA
| IT |  |  |  |  | 384.3528 | 398.0571 | 76.512 | 74.2027 | 75.7694 | 77.1932 | 78.9345 | 0 | 0 | 782.41 | 382.6118 | 1165.0217 | -399.7982 | -51.1%
| Vehicles |  |  |  |  | 0 | 0 | 0 | 0 | 0 | 0 | 0 | 0 | 0 | 0 | 0 | 0 | 0 | NA
| Other (Non-Network) |  |  |  |  | 0 | 0 | 0 | 0 | 0 | 0 | 0 | 0 | 0 | 0 | 0 | 0 | 0 | NA
| Premises |  |  |  |  | 0 | 0 | 0 | 0 | 0 | 0 | 0 | 0 | 0 | 0 | 0 | 0 | 0 | NA
| Land |  |  |  |  | 0 | 0 | 0 | 0 | 0 | 0 | 0 | 0 | 0 | 0 | 0 | 0 | 0 | NA
| Easements |  |  |  |  | 0 | 0 | 0 | 0 | 0 | 0 | 0 | 0 | 0 | 0 | 0 | 0 | 0 | NA
| Equity raising costs (2003-08) |  |  |  |  | 0 | 0 | 0 | 0 | 0 | 0 | 0 | 0 | 0 | 0 | 0 | 0 | 0 | NA
| Inventory Adjustment (Other non-network) |  |  |  |  | 0 | 0 | 0 | 0 | 0 | 0 | 0 | 0 | 0 | 0 | 0 | 0 | 0 | NA
| Accelerated Depr |  |  |  |  | 0 | 0 | 0 | 0 | 0 | 0 | 0 | 0 | 0 | 0 | 0 | 0 | 0 | NA
| Insulators |  |  |  |  | 0 | 0 | 257.1128 | 279.3796 | 282.3857 | 373.5997 | 497.6149 | 0 | 0 | 0 | 1690.0928 | 1690.0928 | 1690.0928 | NA
| Instrument Transformers |  |  |  |  | 0 | 0 | 77.638 | 84.3617 | 85.2694 | 112.8125 | 150.2602 | 0 | 0 | 0 | 510.3417 | 510.3417 | 510.3417 | NA
| Capitalised Leases |  |  |  |  | 0 | 0 | 0 | 0 | 0 | 0 | 0 | 0 | 0 | 0 | 0 | 0 | 0 | NA
| Spare straight-line tax asset class |  |  |  |  | 0 | 0 | 0 | 0 | 0 | 0 | 0 | 0 | 0 | 0 | 0 | 0 | 0 | NA
| Buildings |  |  |  |  | 0 | 0 | 0 | 0 | 0 | 0 | 0 | 0 | 0 | 0 | 0 | 0 | 0 | NA
| In-house software |  |  |  |  | 0 | 0 | 306.048 | 296.8108 | 303.0778 | 308.7726 | 315.7378 | 0 | 0 | 0 | 1530.4471 | 1530.4471 | 1530.4471 | NA
| Equity raising costs |  |  |  |  | 0 | 0 | 0 | 0 | 0 | 0 | 0 | 0 | 0 | 0 | 0 | 0 | 0 | NA
| Total |  |  |  |  | 8288.7443 | 6717.3897 | 7520.5178 | 8153.6411 | 8097.2116 | 8479.463 | 8523.2192 | 255.316 | 1546.0619 | 15006.134 | 40774.0526 | 57581.5645 | 25767.9186 | 171.7%
Total Overhead by Asset Class, (As Commissioned)
| Item | $'000 Mar22 | [12 empty] | Total (FY18 to FY22) | Total (FY23 to FY27) | Total | Difference between Regulatory Period Totals
|  | ACTUAL | ACTUAL | ACTUAL | ACTUAL | FORECAST | FORECAST | FORECAST | FORECAST | FORECAST | FORECAST | FORECAST | FORECAST | FORECAST
|  | LTD | FY18 | FY19 | FY20 | FY21 | FY22 | FY23 | FY24 | FY25 | FY26 | FY27 | FY28 | FY29 |  |  |  | $ | %
| Secondary |  |  |  |  | 942.9604 | 856.0821 | 398.9781 | 1068.2652 | 606.6028 | 829.728 | 773.3808 | 0 | 108.0388 | 1799.0425 | 3676.955 | 5584.0363 | 1877.9125 | 104.4%
| Switchgear |  |  |  |  | 2895.0102 | 1654.9763 | 826.8068 | 3635.733 | 1550.7057 | 2532.2638 | 1639.1174 | 137.2725 | 586.5279 | 4549.9865 | 10184.6267 | 15458.4136 | 5634.6403 | 123.8%
| Transformers |  |  |  |  | 1037.1918 | 793.7392 | 379.2012 | 3562.5725 | 1557.8669 | 2548.9885 | 1468.0303 | 0 | 627.5385 | 1830.931 | 9516.6594 | 11975.1289 | 7685.7284 | 419.8%
| Reactive |  |  |  |  | 626.4983 | 14.5502 | 0 | 0 | 0 | 0 | 0 | 0 | 0 | 641.0485 | 0 | 641.0485 | -641.0485 | -100%
| Towers and Conductor |  |  |  |  | 1459.5811 | 845.0724 | 476.9573 | 716.1316 | 604.357 | 837.367 | 988.6335 | 0 | 41.257 | 2304.6535 | 3623.4464 | 5969.3569 | 1318.793 | 57.22%
| Establishment |  |  |  |  | 351.7786 | 377.2807 | 371.4986 | 1861.526 | 858.2108 | 1403.0514 | 945.2477 | 0 | 300.7432 | 729.0593 | 5439.5345 | 6469.337 | 4710.4752 | 646.1%
| Communications |  |  |  |  | 783.4822 | 1185.9393 | 899.1105 | 962.9174 | 991.9428 | 1244.5266 | 1700.0866 | 0 | 0 | 1969.4215 | 5798.584 | 7768.0054 | 3829.1625 | 194.4%
| Inventory |  |  |  |  | 0 | 0 | 0 | 0 | 0 | 0 | 0 | 0 | 0 | 0 | 0 | 0 | 0 | NA
| IT |  |  |  |  | 384.3528 | 398.0571 | 76.512 | 74.2027 | 75.7694 | 77.1932 | 78.9345 | 0 | 0 | 782.41 | 382.6118 | 1165.0217 | -399.7982 | -51.1%
| Vehicles |  |  |  |  | 0 | 0 | 0 | 0 | 0 | 0 | 0 | 0 | 0 | 0 | 0 | 0 | 0 | NA
| Other (Non-Network) |  |  |  |  | 0 | 0 | 0 | 0 | 0 | 0 | 0 | 0 | 0 | 0 | 0 | 0 | 0 | NA
| Premises |  |  |  |  | 0 | 0 | 0 | 0 | 0 | 0 | 0 | 0 | 0 | 0 | 0 | 0 | 0 | NA
| Land |  |  |  |  | 0 | 0 | 0 | 0 | 0 | 0 | 0 | 0 | 0 | 0 | 0 | 0 | 0 | NA
| Easements |  |  |  |  | 0 | 0 | 0 | 0 | 0 | 0 | 0 | 0 | 0 | 0 | 0 | 0 | 0 | NA
| Equity raising costs (2003-08) |  |  |  |  | 0 | 0 | 0 | 0 | 0 | 0 | 0 | 0 | 0 | 0 | 0 | 0 | 0 | NA
| Inventory Adjustment (Other non-network) |  |  |  |  | 0 | 0 | 0 | 0 | 0 | 0 | 0 | 0 | 0 | 0 | 0 | 0 | 0 | NA
| Accelerated Depr |  |  |  |  | 0 | 0 | 0 | 0 | 0 | 0 | 0 | 0 | 0 | 0 | 0 | 0 | 0 | NA
| Insulators |  |  |  |  | 0 | 0 | 257.1128 | 279.3796 | 282.3857 | 373.5997 | 497.6149 | 0 | 0 | 0 | 1690.0928 | 1690.0928 | 1690.0928 | NA
| Instrument Transformers |  |  |  |  | 0 | 0 | 77.638 | 84.3617 | 85.2694 | 112.8125 | 150.2602 | 0 | 0 | 0 | 510.3417 | 510.3417 | 510.3417 | NA
| Capitalised Leases |  |  |  |  | 0 | 0 | 0 | 0 | 0 | 0 | 0 | 0 | 0 | 0 | 0 | 0 | 0 | NA
| Spare straight-line tax asset class |  |  |  |  | 0 | 0 | 0 | 0 | 0 | 0 | 0 | 0 | 0 | 0 | 0 | 0 | 0 | NA
| Buildings |  |  |  |  | 0 | 0 | 0 | 0 | 0 | 0 | 0 | 0 | 0 | 0 | 0 | 0 | 0 | NA
| In-house software |  |  |  |  | 0 | 0 | 306.048 | 296.8108 | 303.0778 | 308.7726 | 315.7378 | 0 | 0 | 0 | 1530.4471 | 1530.4471 | 1530.4471 | NA
| Equity raising costs |  |  |  |  | 0 | 0 | 0 | 0 | 0 | 0 | 0 | 0 | 0 | 0 | 0 | 0 | 0 | NA
| Total |  |  |  |  | 8480.8553 | 6125.6973 | 4069.8634 | 12541.9005 | 6916.1884 | 10268.3034 | 8557.0437 | 137.2725 | 1664.1055 | 14606.5526 | 42353.2994 | 58761.2299 | 27746.7468 | 190%
[6 empty] | 0 | 0 | 0 | -3.3651e-11 | 0 | 0 | 0 | 0 | 0
[6 empty] | 0 | 0 | 0 | 0 | 0 | 0 | 0 | 7.6739e-13 | 0
[6 empty] | 8288.7443 | 6717.3897 | 7520.5178 | 8153.6411 | 8097.2116 | 8479.463 | 8523.2192 | 255.316 | 1546.0619
[6 empty] | 0 | 0 | 0 | 0 | 0 | 0 | 0 | 0 | 0
[6 empty] | 0 | 0 | 0 | 0 | 0 | 0 | 0 | 0 | 0
[6 empty] | 0 | 0 | 0 | 0 | 0 | 0 | 0 | 0 | 0