## Inclusions and Exclusions
Sydney Forecast Inclusions and Exclusions
Date Printed |  | 08JUL14:11:21:24
| Description | Value
Season |  | Winter | Winter
Either Summer or Winter
Year |  | 2014 | 2014
Year that the forecast starts
POE |  | 50% | 0.5
10%, 50%, 90%
Spots and Transfers |  | Y | Y
Are Spots and Transfers Included?
BBDM Spots |  | Y | Y
Is BBDM included?
Spots Coefficient |  | 55% | 0.55
Scaling factor applied to spot loads in the future
Aligned ROGs |  | Capped | Capped
Have ROGs been aligned to econometric forecast?
Committed Projects |  | Y | Y
Are Committed Projects Included?
Major Customers Scaling Factor |  | 100% | 1
Scaling factor applied to major customer connections in the future
Future Transfers |  | Y | Y
Are future transfers included?
Future Spots |  | 4 | 4
Future spots are cleared from the following forecast year

## Lindfield 33_11kV
| Lindfield 33_11kV | [16 empty] | 2014 | WINTER
| Substation Total Loads | [33 empty] | Spots & Transfers Detail
| Historical Loads | (11kV Amps) | [7 empty] | Weather Corrected Forecast Loads |  |  |  | (11kV Amps) | [20 empty] | Spots & Transfers Summary | (11kV Amps) |  | Historical Spots & Transfers | [6 empty] | Forecast Spots & Transfers
|  | 2007 | 2008 | 2009 | 2010 | 2011 | 2012 | 2013 |  | 2014 | 2015 | 2016 | 2017 | 2018 | 2019 | 2020 | 2021 | 2022 | 2023 | 2024 | 2025 | 2026 | 2027 | 2028 | 2029 | 2030 | 2031 | 2032 | 2033 | 2034 | 2035 | 2036 | 2037 | 2038 |  |  |  | 2007 | 2008 | 2009 | 2010 | 2011 | 2012 | 2013 | 2014 | 2015 | 2016 | 2017 | 2018 | 2019 | 2020 | 2021 | 2022 | 2023 | 2024 | 2025 | 2026 | 2027 | 2028 | 2029 | 2030 | 2031 | 2032 | 2033 | 2034 | 2035 | 2036 | 2037 | 2038
| Total | 1979 | 2111 | 1888 | 1885 | 1762 | 1670 | 1586.1 |  | 1567.968 | 1514.838 | 1490.186 | 1482.411 | 1502.727 | 1519.232 | 1545.918 | 1571.688 | 1596.782 | 1623.16 | 1649.414 | 1679.478 | 1710.145 | 1742.566 | 1776.432 | 1810.489 | 1845.026 | 1880.365 | 1916.516 | 1953.492 | 1991.306 | 2029.969 | 2069.495 | 2109.895 | 2151.184 |  |  | Total | 0 | 0 | 19.8 | 0 | 0 | 26 | 8 | -12.3373 | 18.3066 | 21.3591 | 14.8562 | 20.316 | 16.5048 | 26.686 | 25.7699 | 25.094 | 26.3781 | 26.254 | 30.0641 | 30.6668 | 32.4217 | 33.8657 | 34.0572 | 34.5372 | 35.3382 | 36.1512 | 36.9763 | 37.8136 | 38.6633 | 39.5256 | 40.4006 | 41.2886
| Firm Rating | 0 | 0 | 0 | 0 | 0 | 0 | 2125 |  | 2125 | 2125 | 2125 | 2125 | 2125 | 2125 | 2125 | 2125 | 2125 | 2125 | 2125 | 2125 | 2125 | 2125 | 2125 | 2125 | 2125 | 2125 | 2125 | 2125 | 2125 | 2125 | 2125 | 2125 | 2125
| Total Capacity | 0 | 0 | 0 | 0 | 0 | 0 | 3716 |  | 3716 | 3716 | 3716 | 3716 | 3716 | 3716 | 3716 | 3716 | 3716 | 3716 | 3716 | 3716 | 3716 | 3716 | 3716 | 3716 | 3716 | 3716 | 3716 | 3716 | 3716 | 3716 | 3716 | 3716 | 3716 |  |  | Lindfield 33_11kV Tx1 | 0 | 0 | 0 | 0 | 0 | 15 | -898 | 14.85 | 6.7 | 13.75 | 0 | 0 | 0 | 0 | 0 | 0 | 0 | 0 | 0 | 0 | 0 | 0 | 0 | 0 | 0 | 0 | 0 | 0 | 0 | 0 | 0 | 0
|  | -7 | -6 | -5 | -4 | -3 | -2 | -1 |  | 0 | 1 | 2 | 3 | 4 | 5 | 6 | 7 | 8 | 9 | 10 | 11 | 12 | 13 | 14 | 15 | 16 | 17 | 18 | 19 | 20 | 21 | 22 | 23 | 24 |  |  | Lindfield 33_11kV Tx2 | 0 | 0 | 0 | 0 | 138 | 11 | 1016 | 22.9188 | -53.1705 | 3.2989 | 6.4409 | 8.808 | 7.1556 | 11.5696 | 11.1725 | 10.8795 | 11.4362 | 11.3824 | 13.0342 | 13.2955 | 14.0564 | 14.6824 | 14.7654 | 14.9735 | 15.3208 | 15.6733 | 16.031 | 16.394 | 16.7624 | 17.1362 | 17.5156 | 17.9006
| Transformer Loads | [35 empty] | Lindfield 33_11kV Tx3 | 0 | 0 | 19.8 | 0 | -138 | 0 | -986 | 0 | 12 | 0 | 0 | 0 | 0 | 0 | 0 | 0 | 0 | 0 | 0 | 0 | 0 | 0 | 0 | 0 | 0 | 0 | 0 | 0 | 0 | 0 | 0 | 0
| Historical Loads | (11kV Amps) | [7 empty] | Weather Corrected Forecast Loads |  |  |  | (11kV Amps) | [22 empty] | Lindfield 33_11kV Tx4 | 0 | 0 | 0 | 0 | 0 | 0 | 876 | -50.1061 | 52.7772 | 4.3102 | 8.4153 | 11.508 | 9.3492 | 15.1163 | 14.5974 | 14.2146 | 14.942 | 14.8716 | 17.0299 | 17.3713 | 18.3654 | 19.1833 | 19.2918 | 19.5637 | 20.0174 | 20.4779 | 20.9453 | 21.4196 | 21.9009 | 22.3894 | 22.885 | 23.388
|  | 2007 | 2008 | 2009 | 2010 | 2011 | 2012 | 2013 |  | 2014 | 2015 | 2016 | 2017 | 2018 | 2019 | 2020 | 2021 | 2022 | 2023 | 2024 | 2025 | 2026 | 2027 | 2028 | 2029 | 2030 | 2031 | 2032 | 2033 | 2034 | 2035 | 2036 | 2037 | 2038 |  |  |  | 0 | 0 | 0 | 0 | 0 | 0 | 0 | 0 | 0 | 0 | 0 | 0 | 0 | 0 | 0 | 0 | 0 | 0 | 0 | 0 | 0 | 0 | 0 | 0 | 0 | 0 | 0 | 0 | 0 | 0 | 0 | 0
| 0 | [36 empty] | 0 | 0 | 0 | 0 | 0 | 0 | 0 | 0 | 0 | 0 | 0 | 0 | 0 | 0 | 0 | 0 | 0 | 0 | 0 | 0 | 0 | 0 | 0 | 0 | 0 | 0 | 0 | 0 | 0 | 0 | 0 | 0
| Diversity Factor: 0 | [36 empty] | 0 | 0 | 0 | 0 | 0 | 0 | 0 | 0 | 0 | 0 | 0 | 0 | 0 | 0 | 0 | 0 | 0 | 0 | 0 | 0 | 0 | 0 | 0 | 0 | 0 | 0 | 0 | 0 | 0 | 0 | 0 | 0
[38 empty] | 0 | 0 | 0 | 0 | 0 | 0 | 0 | 0 | 0 | 0 | 0 | 0 | 0 | 0 | 0 | 0 | 0 | 0 | 0 | 0 | 0 | 0 | 0 | 0 | 0 | 0 | 0 | 0 | 0 | 0 | 0 | 0
[38 empty] | 0 | 0 | 0 | 0 | 0 | 0 | 0 | 0 | 0 | 0 | 0 | 0 | 0 | 0 | 0 | 0 | 0 | 0 | 0 | 0 | 0 | 0 | 0 | 0 | 0 | 0 | 0 | 0 | 0 | 0 | 0 | 0
| 0 | [36 empty] | 0 | 0 | 0 | 0 | 0 | 0 | 0 | 0 | 0 | 0 | 0 | 0 | 0 | 0 | 0 | 0 | 0 | 0 | 0 | 0 | 0 | 0 | 0 | 0 | 0 | 0 | 0 | 0 | 0 | 0 | 0 | 0
Diversity Factor: 0
[38 empty] | Historical Spots & Transfers | [6 empty] | Forecast Spots & Transfers
[35 empty] | Project Name | From | To | 2007 | 2008 | 2009 | 2010 | 2011 | 2012 | 2013 | 2014 | 2015 | 2016 | 2017 | 2018 | 2019 | 2020 | 2021 | 2022 | 2023 | 2024 | 2025 | 2026 | 2027 | 2028 | 2029 | 2030 | 2031 | 2032 | 2033 | 2034 | 2035 | 2036 | 2037 | 2038
| 0 | [33 empty] | Broad based demand management |  | Lindfield 33_11kV Tx2 | 0 | 0 | 0 | 0 | 0 | 0 | 0 | 0 | -0.01417 | -0.015745 | -0.029915 | -0.22987 | -0.30859 | 0 | 0 | 0 | 0 | 0 | 0 | 0 | 0 | 0 | 0 | 0 | 0 | 0 | 0 | 0 | 0 | 0 | 0 | 0
| Diversity Factor: 0 | [33 empty] | Broad based demand management |  | Lindfield 33_11kV Tx3 | 0 | 0 | 0 | 0 | 0 | 0 | 0 | 0 | 0 | 0 | 0 | 0 | 0 | 0 | 0 | 0 | 0 | 0 | 0 | 0 | 0 | 0 | 0 | 0 | 0 | 0 | 0 | 0 | 0 | 0 | 0 | 0
[35 empty] | Broad based demand management |  | Lindfield 33_11kV Tx4 | 0 | 0 | 0 | 0 | 0 | 0 | 0 | 0 | -0.018514 | -0.020571 | -0.039085 | -0.30034 | -0.40319 | 0 | 0 | 0 | 0 | 0 | 0 | 0 | 0 | 0 | 0 | 0 | 0 | 0 | 0 | 0 | 0 | 0 | 0 | 0
[35 empty] | DNP_ID: 6464. Relieve Remedial Castle Cove Panel 12,24 and 30 Feeders Amend A has been replaced to improve network pick ups for PA 24 and associated panels for futre DNP (DNP 6473). Amend B was issued due to an open point change DNP6885 | Castle Cove 132_11kV Tx1 | Lindfield 33_11kV Tx1 | 0 | 0 | 0 | 0 | 0 | 69 | 0 | 0 | 0 | 0 | 0 | 0 | 0 | 0 | 0 | 0 | 0 | 0 | 0 | 0 | 0 | 0 | 0 | 0 | 0 | 0 | 0 | 0 | 0 | 0 | 0 | 0
| 0 | [33 empty] | DNP_ID: 6464. Relieve Remedial Castle Cove Panel 12,24 and 30 Feeders Amend A has been replaced to improve network pick ups for PA 24 and associated panels for futre DNP (DNP 6473). Amend B was issued due to an open point change DNP6885 | Castle Cove 132_11kV Tx2 | Lindfield 33_11kV Tx1 | 0 | 0 | 0 | 0 | 0 | 73 | 0 | 0 | 0 | 0 | 0 | 0 | 0 | 0 | 0 | 0 | 0 | 0 | 0 | 0 | 0 | 0 | 0 | 0 | 0 | 0 | 0 | 0 | 0 | 0 | 0 | 0
| Diversity Factor: 0 | [33 empty] | DNP_ID: 6754. Lindfield 11kV Switchgear Replacement (SM-09040) NIG-12015, Project ID - SJ-06014,Reg ID - 5.2.0002 | Lindfield 33_11kV Tx1 | Lindfield 33_11kV Tx2 | 0 | 0 | 0 | 0 | 0 | 0 | 490 | 0 | 0 | 0 | 0 | 0 | 0 | 0 | 0 | 0 | 0 | 0 | 0 | 0 | 0 | 0 | 0 | 0 | 0 | 0 | 0 | 0 | 0 | 0 | 0 | 0
[35 empty] | DNP_ID: 6754. Lindfield 11kV Switchgear Replacement (SM-09040) NIG-12015, Project ID - SJ-06014,Reg ID - 5.2.0002 | Lindfield 33_11kV Tx1 | Lindfield 33_11kV Tx4 | 0 | 0 | 0 | 0 | 0 | 0 | 416 | 0 | 0 | 0 | 0 | 0 | 0 | 0 | 0 | 0 | 0 | 0 | 0 | 0 | 0 | 0 | 0 | 0 | 0 | 0 | 0 | 0 | 0 | 0 | 0 | 0
[35 empty] | DNP_ID: 6754. Lindfield 11kV Switchgear Replacement (SM-09040) NIG-12015, Project ID - SJ-06014,Reg ID - 5.2.0002 | Lindfield 33_11kV Tx3 | Lindfield 33_11kV Tx2 | 0 | 0 | 0 | 0 | 0 | 0 | 526 | 0 | 0 | 0 | 0 | 0 | 0 | 0 | 0 | 0 | 0 | 0 | 0 | 0 | 0 | 0 | 0 | 0 | 0 | 0 | 0 | 0 | 0 | 0 | 0 | 0
| 0 | [33 empty] | DNP_ID: 6754. Lindfield 11kV Switchgear Replacement (SM-09040) NIG-12015, Project ID - SJ-06014,Reg ID - 5.2.0002 | Lindfield 33_11kV Tx3 | Lindfield 33_11kV Tx4 | 0 | 0 | 0 | 0 | 0 | 0 | 460 | 0 | 0 | 0 | 0 | 0 | 0 | 0 | 0 | 0 | 0 | 0 | 0 | 0 | 0 | 0 | 0 | 0 | 0 | 0 | 0 | 0 | 0 | 0 | 0 | 0
| Diversity Factor: 0 | [33 empty] | DNP_ID: 6788. Transfer of Panel 10 feeder at Lindfield from Tx.3 to Tx.2 | Lindfield 33_11kV Tx3 | Lindfield 33_11kV Tx2 | 0 | 0 | 0 | 0 | 138 | 0 | 0 | 0 | 0 | 0 | 0 | 0 | 0 | 0 | 0 | 0 | 0 | 0 | 0 | 0 | 0 | 0 | 0 | 0 | 0 | 0 | 0 | 0 | 0 | 0 | 0 | 0
[35 empty] | DNP_ID: 6885. Lindfield Tx1 load transfer to Chatswood PA31 | Lindfield 33_11kV Tx1 | Chatswood 33_11kV Tx11 | 0 | 0 | 0 | 0 | 0 | 116 | 0 | 0 | 0 | 0 | 0 | 0 | 0 | 0 | 0 | 0 | 0 | 0 | 0 | 0 | 0 | 0 | 0 | 0 | 0 | 0 | 0 | 0 | 0 | 0 | 0 | 0
[35 empty] | DNP_ID: 7086. Re-conductor OH at PA 28 Lindfield Zone | Lindfield 33_11kV Tx4 | Chatswood 33_11kV Tx12 | 0 | 0 | 0 | 0 | 0 | 0 | 0 | 50 | 0 | 0 | 0 | 0 | 0 | 0 | 0 | 0 | 0 | 0 | 0 | 0 | 0 | 0 | 0 | 0 | 0 | 0 | 0 | 0 | 0 | 0 | 0 | 0
| 0 | [33 empty] | HVCON_ID: 2007264. Establishment of S.35073 Burleigh Pacific, 1-3 Eton Rd, Lindfield |  | Lindfield 33_11kV Tx3 | 0 | 0 | 19.8 | 0 | 0 | 0 | 0 | 0 | 0 | 0 | 0 | 0 | 0 | 0 | 0 | 0 | 0 | 0 | 0 | 0 | 0 | 0 | 0 | 0 | 0 | 0 | 0 | 0 | 0 | 0 | 0 | 0
| Diversity Factor: 0 | [33 empty] | HVCON_ID: 2010022. Establishment of S.47700 Fullers Pacific, Fullers Rd, Chatswood (dealership on Pacific Hwy) | Castle Cove 132_11kV Tx2 | Lindfield 33_11kV Tx1 | 0 | 0 | 0 | 0 | 0 | 0 | 8 | 0 | 0 | 0 | 0 | 0 | 0 | 0 | 0 | 0 | 0 | 0 | 0 | 0 | 0 | 0 | 0 | 0 | 0 | 0 | 0 | 0 | 0 | 0 | 0 | 0
[35 empty] | HVCON_ID: 2011082. Establishment of S.49374 Tryon Slade, Cnr of Tyron Rd and Slade Ave, East Lindfield. Decommission PT631 Slade Ave. | Lindfield 33_11kV Tx1 | Lindfield 33_11kV Tx2 | 0 | 0 | 0 | 0 | 0 | 11 | 0 | 0 | 0 | 0 | 0 | 0 | 0 | 0 | 0 | 0 | 0 | 0 | 0 | 0 | 0 | 0 | 0 | 0 | 0 | 0 | 0 | 0 | 0 | 0 | 0 | 0
[35 empty] | HVCON_ID: 2011427. C/S SELF ASSESSED DNP - Uprate Existing S.554 Glencroft AV & Loop in HV, Glencroft Road, Roseville | Castle Cove 132_11kV Tx2 | Lindfield 33_11kV Tx2 | 0 | 0 | 0 | 0 | 0 | 0 | 0 | 23 | 0 | 0 | 0 | 0 | 0 | 0 | 0 | 0 | 0 | 0 | 0 | 0 | 0 | 0 | 0 | 0 | 0 | 0 | 0 | 0 | 0 | 0 | 0 | 0
| 0 | [33 empty] | HVCON_ID: 2011518. Lindfield 132kV STSS new kiosk auxiliary supply, S.61523 TW7210 Lindfield Aux No.1. Part of new GIS room and control room project at TW. Lindfield STSS | Lindfield 33_11kV Tx2 | Lindfield 33_11kV Tx4 | 0 | 0 | 0 | 0 | 0 | 0 | 0 | 0 | 53 | 0 | 0 | 0 | 0 | 0 | 0 | 0 | 0 | 0 | 0 | 0 | 0 | 0 | 0 | 0 | 0 | 0 | 0 | 0 | 0 | 0 | 0 | 0
| Diversity Factor: 0 | [33 empty] | HVCON_ID: 2011526. Establishment of 3 x Kiosks S.50692 Edgelea Eton, S.50693 Eton Edgelea, S.50694 Eton Edgelea No 2, Lot 2 Eton Road, Lindfield |  | Lindfield 33_11kV Tx1 | 0 | 0 | 0 | 0 | 0 | 0 | 0 | 14.85 | 18.7 | 13.75 | 0 | 0 | 0 | 0 | 0 | 0 | 0 | 0 | 0 | 0 | 0 | 0 | 0 | 0 | 0 | 0 | 0 | 0 | 0 | 0 | 0 | 0
[35 empty] | HVCON_ID: 2011530. Establishment of S.49557 Glen Shirley, Glen Street, Roseville and Replace PT.116 Toongarah Shirley NEW / AMMENDMENT NAME: Establish PT61979 Shirley Glen to relieve PT.116 Toongarah Shirley. Note. PT116 will not be removed | Lindfield 33_11kV Tx1 | Lindfield 33_11kV Tx3 | 0 | 0 | 0 | 0 | 0 | 0 | 0 | 0 | 12 | 0 | 0 | 0 | 0 | 0 | 0 | 0 | 0 | 0 | 0 | 0 | 0 | 0 | 0 | 0 | 0 | 0 | 0 | 0 | 0 | 0 | 0 | 0
[35 empty] | Econometric |  | Lindfield 33_11kV Tx2 | 0 | 0 | 0 | 0 | 0 | 0 | 0 | 0 | 0 | 7.0423 | 12.7511 | 18.8994 | 18.2896 | 18.6296 | 17.3961 | 17.7 | 18.0084 | 18.3215 | 18.6393 | 18.9618 | 19.2891 | 19.6213 | 19.9585 | 20.3007 | 20.648 | 21.0005 | 21.3582 | 21.7212 | 22.0896 | 22.4635 | 22.8428 | 23.2278
| 0 | [33 empty] | Econometric |  | Lindfield 33_11kV Tx3 | 0 | 0 | 0 | 0 | 0 | 0 | 0 | 0 | 0 | 0 | 0 | 0 | 0 | 0 | 0 | 0 | 0 | 0 | 0 | 0 | 0 | 0 | 0 | 0 | 0 | 0 | 0 | 0 | 0 | 0 | 0 | 0
| Diversity Factor: 0 | [33 empty] | Econometric |  | Lindfield 33_11kV Tx4 | 0 | 0 | 0 | 0 | 0 | 0 | 0 | 0 | 0 | 9.2011 | 16.6599 | 24.6931 | 23.8962 | 24.3406 | 22.7289 | 23.1259 | 23.5289 | 23.938 | 24.3532 | 24.7745 | 25.2022 | 25.6363 | 26.0768 | 26.524 | 26.9777 | 27.4382 | 27.9056 | 28.3799 | 28.8612 | 29.3497 | 29.8453 | 30.3483
[35 empty] | Energy Efficiency |  | Lindfield 33_11kV Tx2 | 0 | 0 | 0 | 0 | 0 | 0 | 0 | -0.081206 | -0.15637 | -3.7276 | -6.2803 | -9.8616 | -10.8254 | -7.06 | -6.2236 | -6.8205 | -6.5723 | -6.9392 | -5.605 | -5.6663 | -5.2328 | -4.939 | -5.1931 | -5.3272 | -5.3272 | -5.3272 | -5.3272 | -5.3272 | -5.3272 | -5.3272 | -5.3272 | -5.3272
[35 empty] | Energy Efficiency |  | Lindfield 33_11kV Tx3 | 0 | 0 | 0 | 0 | 0 | 0 | 0 | 0 | 0 | 0 | 0 | 0 | 0 | 0 | 0 | 0 | 0 | 0 | 0 | 0 | 0 | 0 | 0 | 0 | 0 | 0 | 0 | 0 | 0 | 0 | 0 | 0
| 0 | [33 empty] | Energy Efficiency |  | Lindfield 33_11kV Tx4 | 0 | 0 | 0 | 0 | 0 | 0 | 0 | -0.1061 | -0.2043 | -4.8703 | -8.2055 | -12.8847 | -14.1439 | -9.2242 | -8.1315 | -8.9114 | -8.587 | -9.0664 | -7.3233 | -7.4033 | -6.8369 | -6.453 | -6.785 | -6.9603 | -6.9603 | -6.9603 | -6.9603 | -6.9603 | -6.9603 | -6.9603 | -6.9603 | -6.9603
| Diversity Factor: 0 | [33 empty] | Solar PV |  | Lindfield 33_11kV Tx2 | 0 | 0 | 0 | 0 | 0 | 0 | 0 | 0 | 0 | 0 | 0 | 0 | 0 | 0 | 0 | 0 | 0 | 0 | 0 | 0 | 0 | 0 | 0 | 0 | 0 | 0 | 0 | 0 | 0 | 0 | 0 | 0
[35 empty] | Solar PV |  | Lindfield 33_11kV Tx3 | 0 | 0 | 0 | 0 | 0 | 0 | 0 | 0 | 0 | 0 | 0 | 0 | 0 | 0 | 0 | 0 | 0 | 0 | 0 | 0 | 0 | 0 | 0 | 0 | 0 | 0 | 0 | 0 | 0 | 0 | 0 | 0
[35 empty] | Solar PV |  | Lindfield 33_11kV Tx4 | 0 | 0 | 0 | 0 | 0 | 0 | 0 | 0 | 0 | 0 | 0 | 0 | 0 | 0 | 0 | 0 | 0 | 0 | 0 | 0 | 0 | 0 | 0 | 0 | 0 | 0 | 0 | 0 | 0 | 0 | 0 | 0
0
Diversity Factor: 0
| Weather Correction and Public Holiday Factors | [8 empty] | Forecast ROG
ROG Justification
| Actual loads for season 2013 have been weather corrected by the following: | [6 empty] | 1.485% |  | 7 year ROG ok | [59 empty] | 7 year ROG ok
1 | 2 | 3 | 4 | 5 | 6 | 7 | 8 | 9 | 10 | 2014 | 2015 | 2016 | 2017 | 2018 | 2019 | 2020 | 2021 | 2022 | 2023 | 2024 | 2025 | 2026 | 2027 | 2028 | 2029 | 2030 | 2031 | 2032 | 2033 | 2034 | 2035 | 2036 | 2037 | 2038
0.95444 | 0.91096 | 0.88329 | 0.86988 | 0.86988 | 0.86988 | 0.86988 | 0.86988 | 0.86988 | 0.86988 | -4.556% | -4.556% | -3.037% | -1.518% | 0% | 0% | 0% | 0% | 0% | 0% | 0% | 0% | 0% | 0% | 0% | 0% | 0% | 0% | 0% | 0% | 0% | 0% | 0% | 0% | 0%
Substation Load Detail
[7 empty] | Units | 2013 |  | 2014 | 2015 | 2016 | 2017 | 2018 | 2019 | 2020 | 2021 | 2022 | 2023 | 2024 | 2025 | 2026 | 2027 | 2028 | 2029 | 2030 | 2031 | 2032 | 2033 | 2034 | 2035 | 2036 | 2037 | 2038
1 | Lindfield 33_11kV | Compensated |  | Load (LV side) |  |  | Amps | 1586.1 | 1656 | 1567.968 | 1514.838 | 1490.186 | 1482.411 | 1502.727 | 1519.232 | 1545.918 | 1571.688 | 1596.782 | 1623.16 | 1649.414 | 1679.478 | 1710.145 | 1742.566 | 1776.432 | 1810.489 | 1845.026 | 1880.365 | 1916.516 | 1953.492 | 1991.306 | 2029.969 | 2069.495 | 2109.895 | 2151.184
|  |  |  | Apparent Power |  |  | MVA | 30.2193 |  | 29.8738 | 28.8615 | 28.3919 | 28.2437 | 28.6308 | 28.9453 | 29.4537 | 29.9447 | 30.4228 | 30.9254 | 31.4256 | 31.9983 | 32.5826 | 33.2004 | 33.8456 | 34.4945 | 35.1525 | 35.8258 | 36.5145 | 37.219 | 37.9395 | 38.6761 | 39.4292 | 40.1989 | 40.9856
|  |  |  | Real Power |  |  | MW | 27.1973 | 28.3959 | 26.8583 | 25.9482 | 25.5259 | 25.3927 | 25.7407 | 26.0235 | 26.4806 | 26.922 | 27.3518 | 27.8037 | 28.2534 | 28.7684 | 29.2937 | 29.849 | 30.4291 | 31.0125 | 31.6041 | 32.2094 | 32.8287 | 33.4621 | 34.1098 | 34.7721 | 35.4491 | 36.1412 | 36.8484
|  |  |  | Reactive Power |  |  | MVAr | 13.1723 |  | 13.0796 | 12.6364 | 12.4308 | 12.3659 | 12.5354 | 12.6731 | 12.8957 | 13.1106 | 13.32 | 13.54 | 13.759 | 14.0098 | 14.2656 | 14.5361 | 14.8186 | 15.1027 | 15.3908 | 15.6856 | 15.9871 | 16.2956 | 16.611 | 16.9335 | 17.2632 | 17.6002 | 17.9447
|  |  |  | Capacitors In Service |  |  | MVAr | 0 |  | 0 | 0 | 0 | 0 | 0 | 0 | 0 | 0 | 0 | 0 | 0 | 0 | 0 | 0 | 0 | 0 | 0 | 0 | 0 | 0 | 0 | 0 | 0 | 0 | 0
|  |  |  | PF |  |  |  | 0.9 |  | 0.89906 | 0.89906 | 0.89906 | 0.89906 | 0.89906 | 0.89906 | 0.89906 | 0.89906 | 0.89906 | 0.89906 | 0.89906 | 0.89906 | 0.89906 | 0.89906 | 0.89906 | 0.89906 | 0.89906 | 0.89906 | 0.89906 | 0.89906 | 0.89906 | 0.89906 | 0.89906 | 0.89906 | 0.89906
0.98191 | Diversity Factor: 0.98 | Uncompensated |  | Reactive Power |  |  | MVAr | 13.1723 | 13.7528 | 13.0796 | 12.6364 | 12.4308 | 12.3659 | 12.5354 | 12.6731 | 12.8957 | 13.1106 | 13.32 | 13.54 | 13.759 | 14.0098 | 14.2656 | 14.5361 | 14.8186 | 15.1027 | 15.3908 | 15.6856 | 15.9871 | 16.2956 | 16.611 | 16.9335 | 17.2632 | 17.6002 | 17.9447
|  |  |  | PF |  |  |  | 0.9 |  | 0.89906 | 0.89906 | 0.89906 | 0.89906 | 0.89906 | 0.89906 | 0.89906 | 0.89906 | 0.89906 | 0.89906 | 0.89906 | 0.89906 | 0.89906 | 0.89906 | 0.89906 | 0.89906 | 0.89906 | 0.89906 | 0.89906 | 0.89906 | 0.89906 | 0.89906 | 0.89906 | 0.89906 | 0.89906
[10 empty] | 1 | 2 | 3 | 4 | 5 | 6 | 7 | 8 | 9 | 10 | 11 | 12 | 13 | 14 | 15 | 16 | 17 | 18 | 19 | 20 | 21 | 22 | 23 | 24 | 25
Transformer Load Detail
[7 empty] | Units | 2013 |  | 2014 | 2015 | 2016 | 2017 | 2018 | 2019 | 2020 | 2021 | 2022 | 2023 | 2024 | 2025 | 2026 | 2027 | 2028 | 2029 | 2030 | 2031 | 2032 | 2033 | 2034 | 2035 | 2036 | 2037 | 2038
| 0 | Compensated |  | Load (LV side) |  |  | Amps
|  |  |  | Apparent Power |  |  | MVA
|  |  |  | Real Power |  |  | MW
|  |  |  | Reactive Power |  |  | MVAr
|  |  |  | Capacitors In Service |  |  | MVAr
PF
| Zone Div: | Uncompensated |  | Reactive Power |  |  | MVAr
PF
| 0 | Compensated |  | Load (LV side) |  |  | Amps
|  |  |  | Apparent Power |  |  | MVA
|  |  |  | Real Power |  |  | MW
|  |  |  | Reactive Power |  |  | MVAr
|  |  |  | Capacitors In Service |  |  | MVAr
PF
| Zone Div: | Uncompensated |  | Reactive Power |  |  | MVAr
PF
| 0 | Compensated |  | Load (LV side) |  |  | Amps
|  |  |  | Apparent Power |  |  | MVA
|  |  |  | Real Power |  |  | MW
|  |  |  | Reactive Power |  |  | MVAr
|  |  |  | Capacitors In Service |  |  | MVAr
PF
| Zone Div: | Uncompensated |  | Reactive Power |  |  | MVAr
PF
| 0 | Compensated |  | Load (LV side) |  |  | Amps
|  |  |  | Apparent Power |  |  | MVA
|  |  |  | Real Power |  |  | MW
|  |  |  | Reactive Power |  |  | MVAr
|  |  |  | Capacitors In Service |  |  | MVAr
PF
| Zone Div: | Uncompensated |  | Reactive Power |  |  | MVAr
PF
| 0 | Compensated |  | Load (LV side) |  |  | Amps
|  |  |  | Apparent Power |  |  | MVA
|  |  |  | Real Power |  |  | MW
|  |  |  | Reactive Power |  |  | MVAr
|  |  |  | Capacitors In Service |  |  | MVAr
PF
| Zone Div: | Uncompensated |  | Reactive Power |  |  | MVAr
PF
| 0 | Compensated |  | Load (LV side) |  |  | Amps
|  |  |  | Apparent Power |  |  | MVA
|  |  |  | Real Power |  |  | MW
|  |  |  | Reactive Power |  |  | MVAr
|  |  |  | Capacitors In Service |  |  | MVAr
PF
| Zone Div: | Uncompensated |  | Reactive Power |  |  | MVAr
PF
| 0 | Compensated |  | Load (LV side) |  |  | Amps
|  |  |  | Apparent Power |  |  | MVA
|  |  |  | Real Power |  |  | MW
|  |  |  | Reactive Power |  |  | MVAr
|  |  |  | Capacitors In Service |  |  | MVAr
PF
| Zone Div: | Uncompensated |  | Reactive Power |  |  | MVAr
PF
| 0 | Compensated |  | Load (LV side) |  |  | Amps
|  |  |  | Apparent Power |  |  | MVA
|  |  |  | Real Power |  |  | MW
|  |  |  | Reactive Power |  |  | MVAr
|  |  |  | Capacitors In Service |  |  | MVAr
PF
| Zone Div: | Uncompensated |  | Reactive Power |  |  | MVAr
PF
| 0 | Compensated |  | Load (LV side) |  |  | Amps
|  |  |  | Apparent Power |  |  | MVA
|  |  |  | Real Power |  |  | MW
|  |  |  | Reactive Power |  |  | MVAr
|  |  |  | Capacitors In Service |  |  | MVAr
PF
| Zone Div: | Uncompensated |  | Reactive Power |  |  | MVAr
PF
| 0 | Compensated |  | Load (LV side) |  |  | Amps
|  |  |  | Apparent Power |  |  | MVA
|  |  |  | Real Power |  |  | MW
|  |  |  | Reactive Power |  |  | MVAr
|  |  |  | Capacitors In Service |  |  | MVAr
PF
| Zone Div: | Uncompensated |  | Reactive Power |  |  | MVAr
PF

## Pymble 33_11kV
| Pymble 33_11kV | [16 empty] | 2014 | WINTER
| Substation Total Loads | [33 empty] | Spots & Transfers Detail
| Historical Loads | (11kV Amps) | [7 empty] | Weather Corrected Forecast Loads |  |  |  | (11kV Amps) | [20 empty] | Spots & Transfers Summary | (11kV Amps) |  | Historical Spots & Transfers | [6 empty] | Forecast Spots & Transfers
|  | 2007 | 2008 | 2009 | 2010 | 2011 | 2012 | 2013 |  | 2014 | 2015 | 2016 | 2017 | 2018 | 2019 | 2020 | 2021 | 2022 | 2023 | 2024 | 2025 | 2026 | 2027 | 2028 | 2029 | 2030 | 2031 | 2032 | 2033 | 2034 | 2035 | 2036 | 2037 | 2038 |  |  |  | 2007 | 2008 | 2009 | 2010 | 2011 | 2012 | 2013 | 2014 | 2015 | 2016 | 2017 | 2018 | 2019 | 2020 | 2021 | 2022 | 2023 | 2024 | 2025 | 2026 | 2027 | 2028 | 2029 | 2030 | 2031 | 2032 | 2033 | 2034 | 2035 | 2036 | 2037 | 2038
| Total | 2106 | 2014 | 1864 | 1882 | 1848 | 1719 | 1489 |  | 1628.934 | 1544.239 | 1515.579 | 1509.335 | 1518.476 | 1522.721 | 1545.027 | 1568.628 | 1591.127 | 1614.652 | 1636.642 | 1663.046 | 1689.792 | 1719.101 | 1750.105 | 1781.024 | 1811.901 | 1843.467 | 1875.734 | 1908.711 | 1942.409 | 1976.837 | 2012.008 | 2047.931 | 2084.617 |  |  | Total | -420 | 0 | 15 | 0 | 0 | 0 | -23 | 23.1984 | -32.7308 | 4.1825 | 9.8724 | 9.1405 | 4.2447 | 22.3062 | 23.6009 | 22.4993 | 23.5251 | 21.9901 | 26.4038 | 26.7458 | 29.3093 | 31.0037 | 30.9186 | 30.877 | 31.5669 | 32.2668 | 32.977 | 33.6976 | 34.4286 | 35.1703 | 35.9229 | 36.6863
| Firm Rating | 0 | 0 | 0 | 0 | 0 | 0 | 2146 |  | 2146 | 2146 | 2146 | 2146 | 2146 | 2146 | 2146 | 2146 | 2146 | 2146 | 2146 | 2146 | 2146 | 2146 | 2146 | 2146 | 2146 | 2146 | 2146 | 2146 | 2146 | 2146 | 2146 | 2146 | 2146
| Total Capacity | 0 | 0 | 0 | 0 | 0 | 0 | 3551 |  | 3551 | 3551 | 3551 | 3551 | 3551 | 3551 | 3551 | 3551 | 3551 | 3551 | 3551 | 3551 | 3551 | 3551 | 3551 | 3551 | 3551 | 3551 | 3551 | 3551 | 3551 | 3551 | 3551 | 3551 | 3551 |  |  | Pymble 33_11kV Tx1 | 0 | 0 | 0 | 0 | 0 | 0 | 0 | -0.3905 | -0.24124 | 0.58296 | 1.376 | 1.274 | 0.59163 | 3.1091 | 3.2895 | 3.136 | 3.279 | 3.065 | 3.6802 | 3.7279 | 4.0852 | 4.3214 | 4.3095 | 4.3037 | 4.3999 | 4.4974 | 4.5964 | 4.6968 | 4.7987 | 4.9021 | 5.007 | 5.1134
|  | -7 | -6 | -5 | -4 | -3 | -2 | -1 |  | 0 | 1 | 2 | 3 | 4 | 5 | 6 | 7 | 8 | 9 | 10 | 11 | 12 | 13 | 14 | 15 | 16 | 17 | 18 | 19 | 20 | 21 | 22 | 23 | 24 |  |  | Pymble 33_11kV Tx2 | -350 | 0 | 15 | 0 | 0 | 0 | -23 | 38.8175 | -31.7305 | 1.7654 | 4.167 | 3.8581 | 1.7916 | 9.4152 | 9.9617 | 9.4967 | 9.9297 | 9.2818 | 11.1448 | 11.2892 | 12.3712 | 13.0864 | 13.0505 | 13.0329 | 13.3241 | 13.6195 | 13.9193 | 14.2234 | 14.532 | 14.8451 | 15.1627 | 15.485
| Transformer Loads | [35 empty] | Pymble 33_11kV Tx4 | -70 | 0 | 0 | 0 | 0 | 0 | 0 | -15.2286 | -0.75899 | 1.8341 | 4.3293 | 4.0084 | 1.8614 | 9.7819 | 10.3497 | 9.8665 | 10.3164 | 9.6433 | 11.5788 | 11.7288 | 12.8529 | 13.596 | 13.5587 | 13.5404 | 13.8429 | 14.1499 | 14.4613 | 14.7773 | 15.0979 | 15.4232 | 15.7532 | 16.088
| Historical Loads | (11kV Amps) | [7 empty] | Weather Corrected Forecast Loads |  |  |  | (11kV Amps) | [23 empty] | 0 | 0 | 0 | 0 | 0 | 0 | 0 | 0 | 0 | 0 | 0 | 0 | 0 | 0 | 0 | 0 | 0 | 0 | 0 | 0 | 0 | 0 | 0 | 0 | 0 | 0 | 0 | 0 | 0 | 0 | 0 | 0
|  | 2007 | 2008 | 2009 | 2010 | 2011 | 2012 | 2013 |  | 2014 | 2015 | 2016 | 2017 | 2018 | 2019 | 2020 | 2021 | 2022 | 2023 | 2024 | 2025 | 2026 | 2027 | 2028 | 2029 | 2030 | 2031 | 2032 | 2033 | 2034 | 2035 | 2036 | 2037 | 2038 |  |  |  | 0 | 0 | 0 | 0 | 0 | 0 | 0 | 0 | 0 | 0 | 0 | 0 | 0 | 0 | 0 | 0 | 0 | 0 | 0 | 0 | 0 | 0 | 0 | 0 | 0 | 0 | 0 | 0 | 0 | 0 | 0 | 0
| 0 | [36 empty] | 0 | 0 | 0 | 0 | 0 | 0 | 0 | 0 | 0 | 0 | 0 | 0 | 0 | 0 | 0 | 0 | 0 | 0 | 0 | 0 | 0 | 0 | 0 | 0 | 0 | 0 | 0 | 0 | 0 | 0 | 0 | 0
| Diversity Factor: 0 | [36 empty] | 0 | 0 | 0 | 0 | 0 | 0 | 0 | 0 | 0 | 0 | 0 | 0 | 0 | 0 | 0 | 0 | 0 | 0 | 0 | 0 | 0 | 0 | 0 | 0 | 0 | 0 | 0 | 0 | 0 | 0 | 0 | 0
[38 empty] | 0 | 0 | 0 | 0 | 0 | 0 | 0 | 0 | 0 | 0 | 0 | 0 | 0 | 0 | 0 | 0 | 0 | 0 | 0 | 0 | 0 | 0 | 0 | 0 | 0 | 0 | 0 | 0 | 0 | 0 | 0 | 0
[38 empty] | 0 | 0 | 0 | 0 | 0 | 0 | 0 | 0 | 0 | 0 | 0 | 0 | 0 | 0 | 0 | 0 | 0 | 0 | 0 | 0 | 0 | 0 | 0 | 0 | 0 | 0 | 0 | 0 | 0 | 0 | 0 | 0
| 0 | [36 empty] | 0 | 0 | 0 | 0 | 0 | 0 | 0 | 0 | 0 | 0 | 0 | 0 | 0 | 0 | 0 | 0 | 0 | 0 | 0 | 0 | 0 | 0 | 0 | 0 | 0 | 0 | 0 | 0 | 0 | 0 | 0 | 0
Diversity Factor: 0
[38 empty] | Historical Spots & Transfers | [6 empty] | Forecast Spots & Transfers
[35 empty] | Project Name | From | To | 2007 | 2008 | 2009 | 2010 | 2011 | 2012 | 2013 | 2014 | 2015 | 2016 | 2017 | 2018 | 2019 | 2020 | 2021 | 2022 | 2023 | 2024 | 2025 | 2026 | 2027 | 2028 | 2029 | 2030 | 2031 | 2032 | 2033 | 2034 | 2035 | 2036 | 2037 | 2038
| 0 | [33 empty] | Broad based demand management |  | Pymble 33_11kV Tx1 | 0 | 0 | 0 | 0 | 0 | 0 | 0 | 0 | -0.046601 | -0.051779 | -0.098381 | -0.75598 | -1.0149 | 0 | 0 | 0 | 0 | 0 | 0 | 0 | 0 | 0 | 0 | 0 | 0 | 0 | 0 | 0 | 0 | 0 | 0 | 0
| Diversity Factor: 0 | [33 empty] | Broad based demand management |  | Pymble 33_11kV Tx2 | 0 | 0 | 0 | 0 | 0 | 0 | 0 | 0 | -0.14112 | -0.1568 | -0.29793 | -2.2893 | -3.0733 | 0 | 0 | 0 | 0 | 0 | 0 | 0 | 0 | 0 | 0 | 0 | 0 | 0 | 0 | 0 | 0 | 0 | 0 | 0
[35 empty] | Broad based demand management |  | Pymble 33_11kV Tx4 | 0 | 0 | 0 | 0 | 0 | 0 | 0 | 0 | -0.14662 | -0.16291 | -0.30953 | -2.3785 | -3.193 | 0 | 0 | 0 | 0 | 0 | 0 | 0 | 0 | 0 | 0 | 0 | 0 | 0 | 0 | 0 | 0 | 0 | 0 | 0
[35 empty] | DNP_ID: 5765. HV Distribution Development associated with the installation of the new Transformer at St Ives Zone Substation | Pymble 33_11kV Tx2 | St Ives 33_11kV Tx3 | 350 | 0 | 0 | 0 | 0 | 0 | 0 | 0 | 0 | 0 | 0 | 0 | 0 | 0 | 0 | 0 | 0 | 0 | 0 | 0 | 0 | 0 | 0 | 0 | 0 | 0 | 0 | 0 | 0 | 0 | 0 | 0
| 0 | [33 empty] | DNP_ID: 5765. HV Distribution Development associated with the installation of the new Transformer at St Ives Zone Substation | Pymble 33_11kV Tx4 | St Ives 33_11kV Tx3 | 70 | 0 | 0 | 0 | 0 | 0 | 0 | 0 | 0 | 0 | 0 | 0 | 0 | 0 | 0 | 0 | 0 | 0 | 0 | 0 | 0 | 0 | 0 | 0 | 0 | 0 | 0 | 0 | 0 | 0 | 0 | 0
| Diversity Factor: 0 | [33 empty] | DNP_ID: 6198. Remedial Feeder Relief - Pymble Pa25, Turramurra Pa4, Macquarie Park Pa6. | Turramurra 33_11kV Tx3 | Pymble 33_11kV Tx2 | 0 | 0 | 15 | 0 | 0 | 0 | 0 | 0 | 0 | 0 | 0 | 0 | 0 | 0 | 0 | 0 | 0 | 0 | 0 | 0 | 0 | 0 | 0 | 0 | 0 | 0 | 0 | 0 | 0 | 0 | 0 | 0
[35 empty] | DNP_ID: 6213. New Feeder to Mt William St, Gordon | Pymble 33_11kV Tx4 | Pymble 33_11kV Tx2 | 0 | 0 | 0 | 0 | 0 | 0 | 0 | 14 | 0 | 0 | 0 | 0 | 0 | 0 | 0 | 0 | 0 | 0 | 0 | 0 | 0 | 0 | 0 | 0 | 0 | 0 | 0 | 0 | 0 | 0 | 0 | 0
[35 empty] | DNP_ID: 6213. New Feeder to Mt William St, Gordon | St Ives 33_11kV Tx3 | Pymble 33_11kV Tx2 | 0 | 0 | 0 | 0 | 0 | 0 | 0 | 26 | 0 | 0 | 0 | 0 | 0 | 0 | 0 | 0 | 0 | 0 | 0 | 0 | 0 | 0 | 0 | 0 | 0 | 0 | 0 | 0 | 0 | 0 | 0 | 0
| 0 | [33 empty] | DNP_ID: 6825. Southern Turramurra Zone Development | Pymble 33_11kV Tx2 | Turramurra 33_11kV Tx2 | 0 | 0 | 0 | 0 | 0 | 0 | 0 | 17 | 0 | 0 | 0 | 0 | 0 | 0 | 0 | 0 | 0 | 0 | 0 | 0 | 0 | 0 | 0 | 0 | 0 | 0 | 0 | 0 | 0 | 0 | 0 | 0
| Diversity Factor: 0 | [33 empty] | HVCON_ID: 2011285. Upgrade electrical supply for Turramurra High School - Establishment of S.49873 Robin Maxwell No 2, 13 Maxwell St, South Turramurra and Decommission S.2784 | Turramurra 33_11kV Tx2 | Pymble 33_11kV Tx2 | 0 | 0 | 0 | 0 | 0 | 0 | 0 | 17 | 0 | 0 | 0 | 0 | 0 | 0 | 0 | 0 | 0 | 0 | 0 | 0 | 0 | 0 | 0 | 0 | 0 | 0 | 0 | 0 | 0 | 0 | 0 | 0
[35 empty] | HVCON_ID: 2011755. Establishment of S.61495 Culworth Powell, 36-40a Culworth Ave, Killara | Pymble 33_11kV Tx2 | St Ives 33_11kV Tx3 | 0 | 0 | 0 | 0 | 0 | 0 | 23 | 0 | 31 | 0 | 0 | 0 | 0 | 0 | 0 | 0 | 0 | 0 | 0 | 0 | 0 | 0 | 0 | 0 | 0 | 0 | 0 | 0 | 0 | 0 | 0 | 0
[35 empty] | Econometric |  | Pymble 33_11kV Tx1 | 0 | 0 | 0 | 0 | 0 | 0 | 0 | 0 | 0 | 2.0026 | 3.6721 | 5.4474 | 5.2492 | 5.3429 | 5.0126 | 5.0969 | 5.1825 | 5.2693 | 5.3574 | 5.4468 | 5.5375 | 5.6295 | 5.7229 | 5.8177 | 5.9139 | 6.0114 | 6.1104 | 6.2108 | 6.3127 | 6.4161 | 6.521 | 6.6274
| 0 | [33 empty] | Econometric |  | Pymble 33_11kV Tx2 | 0 | 0 | 0 | 0 | 0 | 0 | 0 | 0 | 0 | 6.0644 | 11.1203 | 16.4963 | 15.8962 | 16.1798 | 15.1796 | 15.4349 | 15.6941 | 15.957 | 16.2238 | 16.4945 | 16.7692 | 17.048 | 17.3308 | 17.6178 | 17.909 | 18.2044 | 18.5042 | 18.8083 | 19.1169 | 19.4299 | 19.7476 | 20.0698
| Diversity Factor: 0 | [33 empty] | Econometric |  | Pymble 33_11kV Tx4 | 0 | 0 | 0 | 0 | 0 | 0 | 0 | 0 | 0 | 6.3006 | 11.5533 | 17.1387 | 16.5152 | 16.8099 | 15.7707 | 16.036 | 16.3052 | 16.5784 | 16.8556 | 17.1368 | 17.4222 | 17.7118 | 18.0057 | 18.3038 | 18.6063 | 18.9133 | 19.2247 | 19.5407 | 19.8613 | 20.1866 | 20.5166 | 20.8514
[35 empty] | Energy Efficiency |  | Pymble 33_11kV Tx1 | 0 | 0 | 0 | 0 | 0 | 0 | 0 | -0.3905 | -0.19464 | -1.3678 | -2.1977 | -3.4174 | -3.6427 | -2.2338 | -1.723 | -1.9609 | -1.9035 | -2.2043 | -1.6772 | -1.7189 | -1.4523 | -1.3082 | -1.4134 | -1.514 | -1.514 | -1.514 | -1.514 | -1.514 | -1.514 | -1.514 | -1.514 | -1.514
[35 empty] | Energy Efficiency |  | Pymble 33_11kV Tx2 | 0 | 0 | 0 | 0 | 0 | 0 | 0 | -1.1825 | -0.58942 | -4.1423 | -6.6553 | -10.3489 | -11.0312 | -6.7646 | -5.2179 | -5.9382 | -5.7643 | -6.6752 | -5.079 | -5.2053 | -4.3981 | -3.9616 | -4.2803 | -4.5849 | -4.5849 | -4.5849 | -4.5849 | -4.5849 | -4.5849 | -4.5849 | -4.5849 | -4.5849
| 0 | [33 empty] | Energy Efficiency |  | Pymble 33_11kV Tx4 | 0 | 0 | 0 | 0 | 0 | 0 | 0 | -1.2286 | -0.61237 | -4.3036 | -6.9145 | -10.7519 | -11.4608 | -7.028 | -5.4211 | -6.1695 | -5.9888 | -6.9351 | -5.2768 | -5.408 | -4.5693 | -4.1159 | -4.447 | -4.7634 | -4.7634 | -4.7634 | -4.7634 | -4.7634 | -4.7634 | -4.7634 | -4.7634 | -4.7634
| Diversity Factor: 0 | [33 empty] | Solar PV |  | Pymble 33_11kV Tx1 | 0 | 0 | 0 | 0 | 0 | 0 | 0 | 0 | 0 | 0 | 0 | 0 | 0 | 0 | 0 | 0 | 0 | 0 | 0 | 0 | 0 | 0 | 0 | 0 | 0 | 0 | 0 | 0 | 0 | 0 | 0 | 0
[35 empty] | Solar PV |  | Pymble 33_11kV Tx2 | 0 | 0 | 0 | 0 | 0 | 0 | 0 | 0 | 0 | 0 | 0 | 0 | 0 | 0 | 0 | 0 | 0 | 0 | 0 | 0 | 0 | 0 | 0 | 0 | 0 | 0 | 0 | 0 | 0 | 0 | 0 | 0
[35 empty] | Solar PV |  | Pymble 33_11kV Tx4 | 0 | 0 | 0 | 0 | 0 | 0 | 0 | 0 | 0 | 0 | 0 | 0 | 0 | 0 | 0 | 0 | 0 | 0 | 0 | 0 | 0 | 0 | 0 | 0 | 0 | 0 | 0 | 0 | 0 | 0 | 0 | 0
0
Diversity Factor: 0
0
Diversity Factor: 0
0
Diversity Factor: 0
| Weather Correction and Public Holiday Factors | [8 empty] | Forecast ROG
ROG Justification
| Actual loads for season 2013 have been weather corrected by the following: | [6 empty] | 7.069% |  | 7 year ROG ok | [59 empty] | 7 year ROG ok
1 | 2 | 3 | 4 | 5 | 6 | 7 | 8 | 9 | 10 | 2014 | 2015 | 2016 | 2017 | 2018 | 2019 | 2020 | 2021 | 2022 | 2023 | 2024 | 2025 | 2026 | 2027 | 2028 | 2029 | 2030 | 2031 | 2032 | 2033 | 2034 | 2035 | 2036 | 2037 | 2038
0.9681 | 0.93722 | 0.91729 | 0.90754 | 0.90754 | 0.90754 | 0.90754 | 0.90754 | 0.90754 | 0.90754 | -3.19% | -3.19% | -2.126% | -1.063% | 0% | 0% | 0% | 0% | 0% | 0% | 0% | 0% | 0% | 0% | 0% | 0% | 0% | 0% | 0% | 0% | 0% | 0% | 0% | 0% | 0%
Substation Load Detail
[7 empty] | Units | 2013 |  | 2014 | 2015 | 2016 | 2017 | 2018 | 2019 | 2020 | 2021 | 2022 | 2023 | 2024 | 2025 | 2026 | 2027 | 2028 | 2029 | 2030 | 2031 | 2032 | 2033 | 2034 | 2035 | 2036 | 2037 | 2038
1 | Pymble 33_11kV | Compensated |  | Load (LV side) |  |  | Amps | 1489 | 1659 | 1628.934 | 1544.239 | 1515.579 | 1509.335 | 1518.476 | 1522.721 | 1545.027 | 1568.628 | 1591.127 | 1614.652 | 1636.642 | 1663.046 | 1689.792 | 1719.101 | 1750.105 | 1781.024 | 1811.901 | 1843.467 | 1875.734 | 1908.711 | 1942.409 | 1976.837 | 2012.008 | 2047.931 | 2084.617
|  |  |  | Apparent Power |  |  | MVA | 28.3693 |  | 31.0354 | 29.4217 | 28.8757 | 28.7567 | 28.9309 | 29.0117 | 29.4367 | 29.8864 | 30.315 | 30.7633 | 31.1822 | 31.6853 | 32.1949 | 32.7533 | 33.344 | 33.9331 | 34.5213 | 35.1228 | 35.7375 | 36.3658 | 37.0079 | 37.6638 | 38.3339 | 39.0183 | 39.7173
|  |  |  | Real Power |  |  | MW | 26.3834 | 29.3956 | 28.8914 | 27.3893 | 26.8809 | 26.7702 | 26.9323 | 27.0076 | 27.4032 | 27.8218 | 28.2209 | 28.6381 | 29.0282 | 29.4965 | 29.9708 | 30.4907 | 31.0406 | 31.589 | 32.1366 | 32.6965 | 33.2688 | 33.8537 | 34.4514 | 35.062 | 35.6858 | 36.3229 | 36.9736
|  |  |  | Reactive Power |  |  | MVAr | 10.4274 |  | 11.3348 | 10.7455 | 10.546 | 10.5026 | 10.5662 | 10.5957 | 10.751 | 10.9152 | 11.0717 | 11.2354 | 11.3885 | 11.5722 | 11.7583 | 11.9622 | 12.178 | 12.3931 | 12.608 | 12.8276 | 13.0522 | 13.2816 | 13.5161 | 13.7557 | 14.0004 | 14.2504 | 14.5057
|  |  |  | Capacitors In Service |  |  | MVAr | 0 |  | 0 | 0 | 0 | 0 | 0 | 0 | 0 | 0 | 0 | 0 | 0 | 0 | 0 | 0 | 0 | 0 | 0 | 0 | 0 | 0 | 0 | 0 | 0 | 0 | 0
|  |  |  | PF |  |  |  | 0.93 |  | 0.93092 | 0.93092 | 0.93092 | 0.93092 | 0.93092 | 0.93092 | 0.93092 | 0.93092 | 0.93092 | 0.93092 | 0.93092 | 0.93092 | 0.93092 | 0.93092 | 0.93092 | 0.93092 | 0.93092 | 0.93092 | 0.93092 | 0.93092 | 0.93092 | 0.93092 | 0.93092 | 0.93092 | 0.93092
0.96768 | Diversity Factor: 0.97 | Uncompensated |  | Reactive Power |  |  | MVAr | 10.4274 | 11.6179 | 11.3348 | 10.7455 | 10.546 | 10.5026 | 10.5662 | 10.5957 | 10.751 | 10.9152 | 11.0717 | 11.2354 | 11.3885 | 11.5722 | 11.7583 | 11.9622 | 12.178 | 12.3931 | 12.608 | 12.8276 | 13.0522 | 13.2816 | 13.5161 | 13.7557 | 14.0004 | 14.2504 | 14.5057
|  |  |  | PF |  |  |  | 0.93 |  | 0.93092 | 0.93092 | 0.93092 | 0.93092 | 0.93092 | 0.93092 | 0.93092 | 0.93092 | 0.93092 | 0.93092 | 0.93092 | 0.93092 | 0.93092 | 0.93092 | 0.93092 | 0.93092 | 0.93092 | 0.93092 | 0.93092 | 0.93092 | 0.93092 | 0.93092 | 0.93092 | 0.93092 | 0.93092
[10 empty] | 1 | 2 | 3 | 4 | 5 | 6 | 7 | 8 | 9 | 10 | 11 | 12 | 13 | 14 | 15 | 16 | 17 | 18 | 19 | 20 | 21 | 22 | 23 | 24 | 25
Transformer Load Detail
[7 empty] | Units | 2013 |  | 2014 | 2015 | 2016 | 2017 | 2018 | 2019 | 2020 | 2021 | 2022 | 2023 | 2024 | 2025 | 2026 | 2027 | 2028 | 2029 | 2030 | 2031 | 2032 | 2033 | 2034 | 2035 | 2036 | 2037 | 2038
| 0 | Compensated |  | Load (LV side) |  |  | Amps
|  |  |  | Apparent Power |  |  | MVA
|  |  |  | Real Power |  |  | MW
|  |  |  | Reactive Power |  |  | MVAr
|  |  |  | Capacitors In Service |  |  | MVAr
PF
| Zone Div: | Uncompensated |  | Reactive Power |  |  | MVAr
PF
| 0 | Compensated |  | Load (LV side) |  |  | Amps
|  |  |  | Apparent Power |  |  | MVA
|  |  |  | Real Power |  |  | MW
|  |  |  | Reactive Power |  |  | MVAr
|  |  |  | Capacitors In Service |  |  | MVAr
PF
| Zone Div: | Uncompensated |  | Reactive Power |  |  | MVAr
PF
| 0 | Compensated |  | Load (LV side) |  |  | Amps
|  |  |  | Apparent Power |  |  | MVA
|  |  |  | Real Power |  |  | MW
|  |  |  | Reactive Power |  |  | MVAr
|  |  |  | Capacitors In Service |  |  | MVAr
PF
| Zone Div: | Uncompensated |  | Reactive Power |  |  | MVAr
PF
| 0 | Compensated |  | Load (LV side) |  |  | Amps
|  |  |  | Apparent Power |  |  | MVA
|  |  |  | Real Power |  |  | MW
|  |  |  | Reactive Power |  |  | MVAr
|  |  |  | Capacitors In Service |  |  | MVAr
PF
| Zone Div: | Uncompensated |  | Reactive Power |  |  | MVAr
PF
| 0 | Compensated |  | Load (LV side) |  |  | Amps
|  |  |  | Apparent Power |  |  | MVA
|  |  |  | Real Power |  |  | MW
|  |  |  | Reactive Power |  |  | MVAr
|  |  |  | Capacitors In Service |  |  | MVAr
PF
| Zone Div: | Uncompensated |  | Reactive Power |  |  | MVAr
PF
| 0 | Compensated |  | Load (LV side) |  |  | Amps
|  |  |  | Apparent Power |  |  | MVA
|  |  |  | Real Power |  |  | MW
|  |  |  | Reactive Power |  |  | MVAr
|  |  |  | Capacitors In Service |  |  | MVAr
PF
| Zone Div: | Uncompensated |  | Reactive Power |  |  | MVAr
PF
| 0 | Compensated |  | Load (LV side) |  |  | Amps
|  |  |  | Apparent Power |  |  | MVA
|  |  |  | Real Power |  |  | MW
|  |  |  | Reactive Power |  |  | MVAr
|  |  |  | Capacitors In Service |  |  | MVAr
PF
| Zone Div: | Uncompensated |  | Reactive Power |  |  | MVAr
PF
| 0 | Compensated |  | Load (LV side) |  |  | Amps
|  |  |  | Apparent Power |  |  | MVA
|  |  |  | Real Power |  |  | MW
|  |  |  | Reactive Power |  |  | MVAr
|  |  |  | Capacitors In Service |  |  | MVAr
PF
| Zone Div: | Uncompensated |  | Reactive Power |  |  | MVAr
PF
| 0 | Compensated |  | Load (LV side) |  |  | Amps
|  |  |  | Apparent Power |  |  | MVA
|  |  |  | Real Power |  |  | MW
|  |  |  | Reactive Power |  |  | MVAr
|  |  |  | Capacitors In Service |  |  | MVAr
PF
| Zone Div: | Uncompensated |  | Reactive Power |  |  | MVAr
PF
| 0 | Compensated |  | Load (LV side) |  |  | Amps
|  |  |  | Apparent Power |  |  | MVA
|  |  |  | Real Power |  |  | MW
|  |  |  | Reactive Power |  |  | MVAr
|  |  |  | Capacitors In Service |  |  | MVAr
PF
| Zone Div: | Uncompensated |  | Reactive Power |  |  | MVAr
PF

## Customer92
| Customer92 | [16 empty] | 2014 | WINTER
| Substation Total Loads | [33 empty] | Spots & Transfers Detail
| Historical Loads | (33kV Amps) | [7 empty] | Weather Corrected Forecast Loads |  |  |  | (33kV Amps) | [20 empty] | Spots & Transfers Summary | (33kV Amps) |  | Historical Spots & Transfers | [6 empty] | Forecast Spots & Transfers
|  | 2007 | 2008 | 2009 | 2010 | 2011 | 2012 | 2013 |  | 2014 | 2015 | 2016 | 2017 | 2018 | 2019 | 2020 | 2021 | 2022 | 2023 | 2024 | 2025 | 2026 | 2027 | 2028 | 2029 | 2030 | 2031 | 2032 | 2033 | 2034 | 2035 | 2036 | 2037 | 2038 |  |  |  | 2007 | 2008 | 2009 | 2010 | 2011 | 2012 | 2013 | 2014 | 2015 | 2016 | 2017 | 2018 | 2019 | 2020 | 2021 | 2022 | 2023 | 2024 | 2025 | 2026 | 2027 | 2028 | 2029 | 2030 | 2031 | 2032 | 2033 | 2034 | 2035 | 2036 | 2037 | 2038
| Total | [5 empty] | 0 |  |  | 0 | 0 | 0 | 0 | 0 | 0 | 0 | 0 | 0 | 0 | 0 | 0 | 0 | 0 | 0 | 0 | 0 | 0 | 0 | 0 | 0 | 0 | 0 | 0 | 0 |  |  | Total
Firm Rating
| Total Capacity | [36 empty] | 0 | 0 | 0 | 0 | 0 | 0 | 0 | 0 | 0 | 0 | 0 | 0 | 0 | 0 | 0 | 0 | 0 | 0 | 0 | 0 | 0 | 0 | 0 | 0 | 0 | 0 | 0 | 0 | 0 | 0 | 0 | 0
|  | -7 | -6 | -5 | -4 | -3 | -2 | -1 |  | 0 | 1 | 2 | 3 | 4 | 5 | 6 | 7 | 8 | 9 | 10 | 11 | 12 | 13 | 14 | 15 | 16 | 17 | 18 | 19 | 20 | 21 | 22 | 23 | 24 |  |  |  | 0 | 0 | 0 | 0 | 0 | 0 | 0 | 0 | 0 | 0 | 0 | 0 | 0 | 0 | 0 | 0 | 0 | 0 | 0 | 0 | 0 | 0 | 0 | 0 | 0 | 0 | 0 | 0 | 0 | 0 | 0 | 0
| Transformer Loads | [36 empty] | 0 | 0 | 0 | 0 | 0 | 0 | 0 | 0 | 0 | 0 | 0 | 0 | 0 | 0 | 0 | 0 | 0 | 0 | 0 | 0 | 0 | 0 | 0 | 0 | 0 | 0 | 0 | 0 | 0 | 0 | 0 | 0
| Historical Loads | (33kV Amps) | [7 empty] | Weather Corrected Forecast Loads |  |  |  | (33kV Amps) | [23 empty] | 0 | 0 | 0 | 0 | 0 | 0 | 0 | 0 | 0 | 0 | 0 | 0 | 0 | 0 | 0 | 0 | 0 | 0 | 0 | 0 | 0 | 0 | 0 | 0 | 0 | 0 | 0 | 0 | 0 | 0 | 0 | 0
|  | 2007 | 2008 | 2009 | 2010 | 2011 | 2012 | 2013 |  | 2014 | 2015 | 2016 | 2017 | 2018 | 2019 | 2020 | 2021 | 2022 | 2023 | 2024 | 2025 | 2026 | 2027 | 2028 | 2029 | 2030 | 2031 | 2032 | 2033 | 2034 | 2035 | 2036 | 2037 | 2038 |  |  |  | 0 | 0 | 0 | 0 | 0 | 0 | 0 | 0 | 0 | 0 | 0 | 0 | 0 | 0 | 0 | 0 | 0 | 0 | 0 | 0 | 0 | 0 | 0 | 0 | 0 | 0 | 0 | 0 | 0 | 0 | 0 | 0
| 0 | [36 empty] | 0 | 0 | 0 | 0 | 0 | 0 | 0 | 0 | 0 | 0 | 0 | 0 | 0 | 0 | 0 | 0 | 0 | 0 | 0 | 0 | 0 | 0 | 0 | 0 | 0 | 0 | 0 | 0 | 0 | 0 | 0 | 0
| Diversity Factor: 0 | [36 empty] | 0 | 0 | 0 | 0 | 0 | 0 | 0 | 0 | 0 | 0 | 0 | 0 | 0 | 0 | 0 | 0 | 0 | 0 | 0 | 0 | 0 | 0 | 0 | 0 | 0 | 0 | 0 | 0 | 0 | 0 | 0 | 0
[38 empty] | 0 | 0 | 0 | 0 | 0 | 0 | 0 | 0 | 0 | 0 | 0 | 0 | 0 | 0 | 0 | 0 | 0 | 0 | 0 | 0 | 0 | 0 | 0 | 0 | 0 | 0 | 0 | 0 | 0 | 0 | 0 | 0
[38 empty] | 0 | 0 | 0 | 0 | 0 | 0 | 0 | 0 | 0 | 0 | 0 | 0 | 0 | 0 | 0 | 0 | 0 | 0 | 0 | 0 | 0 | 0 | 0 | 0 | 0 | 0 | 0 | 0 | 0 | 0 | 0 | 0
| 0 | [36 empty] | 0 | 0 | 0 | 0 | 0 | 0 | 0 | 0 | 0 | 0 | 0 | 0 | 0 | 0 | 0 | 0 | 0 | 0 | 0 | 0 | 0 | 0 | 0 | 0 | 0 | 0 | 0 | 0 | 0 | 0 | 0 | 0
Diversity Factor: 0
[38 empty] | Historical Spots & Transfers | [6 empty] | Forecast Spots & Transfers
[35 empty] | Project Name | From | To | 2007 | 2008 | 2009 | 2010 | 2011 | 2012 | 2013 | 2014 | 2015 | 2016 | 2017 | 2018 | 2019 | 2020 | 2021 | 2022 | 2023 | 2024 | 2025 | 2026 | 2027 | 2028 | 2029 | 2030 | 2031 | 2032 | 2033 | 2034 | 2035 | 2036 | 2037 | 2038
0
Diversity Factor: 0
0
Diversity Factor: 0
0
Diversity Factor: 0
0
Diversity Factor: 0
0
Diversity Factor: 0
0
Diversity Factor: 0
0
Diversity Factor: 0
0
Diversity Factor: 0
| Weather Correction and Public Holiday Factors | [8 empty] | Forecast ROG
ROG Justification
| Actual loads for season 2013 have been weather corrected by the following: | [6 empty] | 0% |  | N/A | [59 empty] | N/A
1 | 2 | 3 | 4 | 5 | 6 | 7 | 8 | 9 | 10 | 2014 | 2015 | 2016 | 2017 | 2018 | 2019 | 2020 | 2021 | 2022 | 2023 | 2024 | 2025 | 2026 | 2027 | 2028 | 2029 | 2030 | 2031 | 2032 | 2033 | 2034 | 2035 | 2036 | 2037 | 2038
1 | 1 | 1 | 1 | 1 | 1 | 1 | 1 | 1 | 1 | 0% | 0% | 0% | 0% | 0% | 0% | 0% | 0% | 0% | 0% | 0% | 0% | 0% | 0% | 0% | 0% | 0% | 0% | 0% | 0% | 0% | 0% | 0% | 0% | 0%
Substation Load Detail
[7 empty] | Units | 2013 |  | 2014 | 2015 | 2016 | 2017 | 2018 | 2019 | 2020 | 2021 | 2022 | 2023 | 2024 | 2025 | 2026 | 2027 | 2028 | 2029 | 2030 | 2031 | 2032 | 2033 | 2034 | 2035 | 2036 | 2037 | 2038
1 | Customer92 | Compensated |  | Load (LV side) |  |  | Amps | 0 |  | 0 | 0 | 0 | 0 | 0 | 0 | 0 | 0 | 0 | 0 | 0 | 0 | 0 | 0 | 0 | 0 | 0 | 0 | 0 | 0 | 0 | 0 | 0 | 0 | 0
|  |  |  | Apparent Power |  |  | MVA | 0 |  | 0 | 0 | 0 | 0 | 0 | 0 | 0 | 0 | 0 | 0 | 0 | 0 | 0 | 0 | 0 | 0 | 0 | 0 | 0 | 0 | 0 | 0 | 0 | 0 | 0
|  |  |  | Real Power |  |  | MW | 0 |  | 0 | 0 | 0 | 0 | 0 | 0 | 0 | 0 | 0 | 0 | 0 | 0 | 0 | 0 | 0 | 0 | 0 | 0 | 0 | 0 | 0 | 0 | 0 | 0 | 0
|  |  |  | Reactive Power |  |  | MVAr | 0 |  | 0 | 0 | 0 | 0 | 0 | 0 | 0 | 0 | 0 | 0 | 0 | 0 | 0 | 0 | 0 | 0 | 0 | 0 | 0 | 0 | 0 | 0 | 0 | 0 | 0
|  |  |  | Capacitors In Service |  |  | MVAr | 0 |  | 0 | 0 | 0 | 0 | 0 | 0 | 0 | 0 | 0 | 0 | 0 | 0 | 0 | 0 | 0 | 0 | 0 | 0 | 0 | 0 | 0 | 0 | 0 | 0 | 0
|  |  |  | PF |  |  |  | 0 |  | 0 | 0 | 0 | 0 | 0 | 0 | 0 | 0 | 0 | 0 | 0 | 0 | 0 | 0 | 0 | 0 | 0 | 0 | 0 | 0 | 0 | 0 | 0 | 0 | 0
| #VALUE! | Uncompensated |  | Reactive Power |  |  | MVAr | 0 |  | 0 | 0 | 0 | 0 | 0 | 0 | 0 | 0 | 0 | 0 | 0 | 0 | 0 | 0 | 0 | 0 | 0 | 0 | 0 | 0 | 0 | 0 | 0 | 0 | 0
|  |  |  | PF |  |  |  | 0 |  | 0 | 0 | 0 | 0 | 0 | 0 | 0 | 0 | 0 | 0 | 0 | 0 | 0 | 0 | 0 | 0 | 0 | 0 | 0 | 0 | 0 | 0 | 0 | 0 | 0
[10 empty] | 1 | 2 | 3 | 4 | 5 | 6 | 7 | 8 | 9 | 10 | 11 | 12 | 13 | 14 | 15 | 16 | 17 | 18 | 19 | 20 | 21 | 22 | 23 | 24 | 25
Transformer Load Detail
[7 empty] | Units | 2013 |  | 2014 | 2015 | 2016 | 2017 | 2018 | 2019 | 2020 | 2021 | 2022 | 2023 | 2024 | 2025 | 2026 | 2027 | 2028 | 2029 | 2030 | 2031 | 2032 | 2033 | 2034 | 2035 | 2036 | 2037 | 2038
| 0 | Compensated |  | Load (LV side) |  |  | Amps
|  |  |  | Apparent Power |  |  | MVA
|  |  |  | Real Power |  |  | MW
|  |  |  | Reactive Power |  |  | MVAr
|  |  |  | Capacitors In Service |  |  | MVAr
PF
| Zone Div: | Uncompensated |  | Reactive Power |  |  | MVAr
PF
| 0 | Compensated |  | Load (LV side) |  |  | Amps
|  |  |  | Apparent Power |  |  | MVA
|  |  |  | Real Power |  |  | MW
|  |  |  | Reactive Power |  |  | MVAr
|  |  |  | Capacitors In Service |  |  | MVAr
PF
| Zone Div: | Uncompensated |  | Reactive Power |  |  | MVAr
PF
| 0 | Compensated |  | Load (LV side) |  |  | Amps
|  |  |  | Apparent Power |  |  | MVA
|  |  |  | Real Power |  |  | MW
|  |  |  | Reactive Power |  |  | MVAr
|  |  |  | Capacitors In Service |  |  | MVAr
PF
| Zone Div: | Uncompensated |  | Reactive Power |  |  | MVAr
PF
| 0 | Compensated |  | Load (LV side) |  |  | Amps
|  |  |  | Apparent Power |  |  | MVA
|  |  |  | Real Power |  |  | MW
|  |  |  | Reactive Power |  |  | MVAr
|  |  |  | Capacitors In Service |  |  | MVAr
PF
| Zone Div: | Uncompensated |  | Reactive Power |  |  | MVAr
PF
| 0 | Compensated |  | Load (LV side) |  |  | Amps
|  |  |  | Apparent Power |  |  | MVA
|  |  |  | Real Power |  |  | MW
|  |  |  | Reactive Power |  |  | MVAr
|  |  |  | Capacitors In Service |  |  | MVAr
PF
| Zone Div: | Uncompensated |  | Reactive Power |  |  | MVAr
PF
| 0 | Compensated |  | Load (LV side) |  |  | Amps
|  |  |  | Apparent Power |  |  | MVA
|  |  |  | Real Power |  |  | MW
|  |  |  | Reactive Power |  |  | MVAr
|  |  |  | Capacitors In Service |  |  | MVAr
PF
| Zone Div: | Uncompensated |  | Reactive Power |  |  | MVAr
PF
| 0 | Compensated |  | Load (LV side) |  |  | Amps
|  |  |  | Apparent Power |  |  | MVA
|  |  |  | Real Power |  |  | MW
|  |  |  | Reactive Power |  |  | MVAr
|  |  |  | Capacitors In Service |  |  | MVAr
PF
| Zone Div: | Uncompensated |  | Reactive Power |  |  | MVAr
PF
| 0 | Compensated |  | Load (LV side) |  |  | Amps
|  |  |  | Apparent Power |  |  | MVA
|  |  |  | Real Power |  |  | MW
|  |  |  | Reactive Power |  |  | MVAr
|  |  |  | Capacitors In Service |  |  | MVAr
PF
| Zone Div: | Uncompensated |  | Reactive Power |  |  | MVAr
PF
| 0 | Compensated |  | Load (LV side) |  |  | Amps
|  |  |  | Apparent Power |  |  | MVA
|  |  |  | Real Power |  |  | MW
|  |  |  | Reactive Power |  |  | MVAr
|  |  |  | Capacitors In Service |  |  | MVAr
PF
| Zone Div: | Uncompensated |  | Reactive Power |  |  | MVAr
PF
| 0 | Compensated |  | Load (LV side) |  |  | Amps
|  |  |  | Apparent Power |  |  | MVA
|  |  |  | Real Power |  |  | MW
|  |  |  | Reactive Power |  |  | MVAr
|  |  |  | Capacitors In Service |  |  | MVAr
PF
| Zone Div: | Uncompensated |  | Reactive Power |  |  | MVAr
PF

## Customer93
| Customer93 | [16 empty] | 2014 | WINTER
| Substation Total Loads | [33 empty] | Spots & Transfers Detail
| Historical Loads | (33kV Amps) | [7 empty] | Weather Corrected Forecast Loads |  |  |  | (33kV Amps) | [20 empty] | Spots & Transfers Summary | (33kV Amps) |  | Historical Spots & Transfers | [6 empty] | Forecast Spots & Transfers
|  | 2007 | 2008 | 2009 | 2010 | 2011 | 2012 | 2013 |  | 2014 | 2015 | 2016 | 2017 | 2018 | 2019 | 2020 | 2021 | 2022 | 2023 | 2024 | 2025 | 2026 | 2027 | 2028 | 2029 | 2030 | 2031 | 2032 | 2033 | 2034 | 2035 | 2036 | 2037 | 2038 |  |  |  | 2007 | 2008 | 2009 | 2010 | 2011 | 2012 | 2013 | 2014 | 2015 | 2016 | 2017 | 2018 | 2019 | 2020 | 2021 | 2022 | 2023 | 2024 | 2025 | 2026 | 2027 | 2028 | 2029 | 2030 | 2031 | 2032 | 2033 | 2034 | 2035 | 2036 | 2037 | 2038
| Total | [5 empty] | 0 |  |  | 0 | 0 | 0 | 0 | 0 | 0 | 0 | 0 | 0 | 0 | 0 | 0 | 0 | 0 | 0 | 0 | 0 | 0 | 0 | 0 | 0 | 0 | 0 | 0 | 0 |  |  | Total
Firm Rating
| Total Capacity | [36 empty] | 0 | 0 | 0 | 0 | 0 | 0 | 0 | 0 | 0 | 0 | 0 | 0 | 0 | 0 | 0 | 0 | 0 | 0 | 0 | 0 | 0 | 0 | 0 | 0 | 0 | 0 | 0 | 0 | 0 | 0 | 0 | 0
|  | -7 | -6 | -5 | -4 | -3 | -2 | -1 |  | 0 | 1 | 2 | 3 | 4 | 5 | 6 | 7 | 8 | 9 | 10 | 11 | 12 | 13 | 14 | 15 | 16 | 17 | 18 | 19 | 20 | 21 | 22 | 23 | 24 |  |  |  | 0 | 0 | 0 | 0 | 0 | 0 | 0 | 0 | 0 | 0 | 0 | 0 | 0 | 0 | 0 | 0 | 0 | 0 | 0 | 0 | 0 | 0 | 0 | 0 | 0 | 0 | 0 | 0 | 0 | 0 | 0 | 0
| Transformer Loads | [36 empty] | 0 | 0 | 0 | 0 | 0 | 0 | 0 | 0 | 0 | 0 | 0 | 0 | 0 | 0 | 0 | 0 | 0 | 0 | 0 | 0 | 0 | 0 | 0 | 0 | 0 | 0 | 0 | 0 | 0 | 0 | 0 | 0
| Historical Loads | (33kV Amps) | [7 empty] | Weather Corrected Forecast Loads |  |  |  | (33kV Amps) | [23 empty] | 0 | 0 | 0 | 0 | 0 | 0 | 0 | 0 | 0 | 0 | 0 | 0 | 0 | 0 | 0 | 0 | 0 | 0 | 0 | 0 | 0 | 0 | 0 | 0 | 0 | 0 | 0 | 0 | 0 | 0 | 0 | 0
|  | 2007 | 2008 | 2009 | 2010 | 2011 | 2012 | 2013 |  | 2014 | 2015 | 2016 | 2017 | 2018 | 2019 | 2020 | 2021 | 2022 | 2023 | 2024 | 2025 | 2026 | 2027 | 2028 | 2029 | 2030 | 2031 | 2032 | 2033 | 2034 | 2035 | 2036 | 2037 | 2038 |  |  |  | 0 | 0 | 0 | 0 | 0 | 0 | 0 | 0 | 0 | 0 | 0 | 0 | 0 | 0 | 0 | 0 | 0 | 0 | 0 | 0 | 0 | 0 | 0 | 0 | 0 | 0 | 0 | 0 | 0 | 0 | 0 | 0
| 0 | [36 empty] | 0 | 0 | 0 | 0 | 0 | 0 | 0 | 0 | 0 | 0 | 0 | 0 | 0 | 0 | 0 | 0 | 0 | 0 | 0 | 0 | 0 | 0 | 0 | 0 | 0 | 0 | 0 | 0 | 0 | 0 | 0 | 0
| Diversity Factor: 0 | [36 empty] | 0 | 0 | 0 | 0 | 0 | 0 | 0 | 0 | 0 | 0 | 0 | 0 | 0 | 0 | 0 | 0 | 0 | 0 | 0 | 0 | 0 | 0 | 0 | 0 | 0 | 0 | 0 | 0 | 0 | 0 | 0 | 0
[38 empty] | 0 | 0 | 0 | 0 | 0 | 0 | 0 | 0 | 0 | 0 | 0 | 0 | 0 | 0 | 0 | 0 | 0 | 0 | 0 | 0 | 0 | 0 | 0 | 0 | 0 | 0 | 0 | 0 | 0 | 0 | 0 | 0
[38 empty] | 0 | 0 | 0 | 0 | 0 | 0 | 0 | 0 | 0 | 0 | 0 | 0 | 0 | 0 | 0 | 0 | 0 | 0 | 0 | 0 | 0 | 0 | 0 | 0 | 0 | 0 | 0 | 0 | 0 | 0 | 0 | 0
| 0 | [36 empty] | 0 | 0 | 0 | 0 | 0 | 0 | 0 | 0 | 0 | 0 | 0 | 0 | 0 | 0 | 0 | 0 | 0 | 0 | 0 | 0 | 0 | 0 | 0 | 0 | 0 | 0 | 0 | 0 | 0 | 0 | 0 | 0
Diversity Factor: 0
[38 empty] | Historical Spots & Transfers | [6 empty] | Forecast Spots & Transfers
[35 empty] | Project Name | From | To | 2007 | 2008 | 2009 | 2010 | 2011 | 2012 | 2013 | 2014 | 2015 | 2016 | 2017 | 2018 | 2019 | 2020 | 2021 | 2022 | 2023 | 2024 | 2025 | 2026 | 2027 | 2028 | 2029 | 2030 | 2031 | 2032 | 2033 | 2034 | 2035 | 2036 | 2037 | 2038
0
Diversity Factor: 0
0
Diversity Factor: 0
0
Diversity Factor: 0
0
Diversity Factor: 0
0
Diversity Factor: 0
0
Diversity Factor: 0
0
Diversity Factor: 0
0
Diversity Factor: 0
| Weather Correction and Public Holiday Factors | [8 empty] | Forecast ROG
ROG Justification
| Actual loads for season 2013 have been weather corrected by the following: | [6 empty] | 0% |  | N/A | [59 empty] | N/A
1 | 2 | 3 | 4 | 5 | 6 | 7 | 8 | 9 | 10 | 2014 | 2015 | 2016 | 2017 | 2018 | 2019 | 2020 | 2021 | 2022 | 2023 | 2024 | 2025 | 2026 | 2027 | 2028 | 2029 | 2030 | 2031 | 2032 | 2033 | 2034 | 2035 | 2036 | 2037 | 2038
1 | 1 | 1 | 1 | 1 | 1 | 1 | 1 | 1 | 1 | 0% | 0% | 0% | 0% | 0% | 0% | 0% | 0% | 0% | 0% | 0% | 0% | 0% | 0% | 0% | 0% | 0% | 0% | 0% | 0% | 0% | 0% | 0% | 0% | 0%
Substation Load Detail
[7 empty] | Units | 2013 |  | 2014 | 2015 | 2016 | 2017 | 2018 | 2019 | 2020 | 2021 | 2022 | 2023 | 2024 | 2025 | 2026 | 2027 | 2028 | 2029 | 2030 | 2031 | 2032 | 2033 | 2034 | 2035 | 2036 | 2037 | 2038
1 | Customer93 | Compensated |  | Load (LV side) |  |  | Amps | 0 |  | 0 | 0 | 0 | 0 | 0 | 0 | 0 | 0 | 0 | 0 | 0 | 0 | 0 | 0 | 0 | 0 | 0 | 0 | 0 | 0 | 0 | 0 | 0 | 0 | 0
|  |  |  | Apparent Power |  |  | MVA | 0 |  | 0 | 0 | 0 | 0 | 0 | 0 | 0 | 0 | 0 | 0 | 0 | 0 | 0 | 0 | 0 | 0 | 0 | 0 | 0 | 0 | 0 | 0 | 0 | 0 | 0
|  |  |  | Real Power |  |  | MW | 0 |  | 0 | 0 | 0 | 0 | 0 | 0 | 0 | 0 | 0 | 0 | 0 | 0 | 0 | 0 | 0 | 0 | 0 | 0 | 0 | 0 | 0 | 0 | 0 | 0 | 0
|  |  |  | Reactive Power |  |  | MVAr | 0 |  | 0 | 0 | 0 | 0 | 0 | 0 | 0 | 0 | 0 | 0 | 0 | 0 | 0 | 0 | 0 | 0 | 0 | 0 | 0 | 0 | 0 | 0 | 0 | 0 | 0
|  |  |  | Capacitors In Service |  |  | MVAr | 0 |  | 0 | 0 | 0 | 0 | 0 | 0 | 0 | 0 | 0 | 0 | 0 | 0 | 0 | 0 | 0 | 0 | 0 | 0 | 0 | 0 | 0 | 0 | 0 | 0 | 0
|  |  |  | PF |  |  |  | 0 |  | 0 | 0 | 0 | 0 | 0 | 0 | 0 | 0 | 0 | 0 | 0 | 0 | 0 | 0 | 0 | 0 | 0 | 0 | 0 | 0 | 0 | 0 | 0 | 0 | 0
| #VALUE! | Uncompensated |  | Reactive Power |  |  | MVAr | 0 |  | 0 | 0 | 0 | 0 | 0 | 0 | 0 | 0 | 0 | 0 | 0 | 0 | 0 | 0 | 0 | 0 | 0 | 0 | 0 | 0 | 0 | 0 | 0 | 0 | 0
|  |  |  | PF |  |  |  | 0 |  | 0 | 0 | 0 | 0 | 0 | 0 | 0 | 0 | 0 | 0 | 0 | 0 | 0 | 0 | 0 | 0 | 0 | 0 | 0 | 0 | 0 | 0 | 0 | 0 | 0
[10 empty] | 1 | 2 | 3 | 4 | 5 | 6 | 7 | 8 | 9 | 10 | 11 | 12 | 13 | 14 | 15 | 16 | 17 | 18 | 19 | 20 | 21 | 22 | 23 | 24 | 25
Transformer Load Detail
[7 empty] | Units | 2013 |  | 2014 | 2015 | 2016 | 2017 | 2018 | 2019 | 2020 | 2021 | 2022 | 2023 | 2024 | 2025 | 2026 | 2027 | 2028 | 2029 | 2030 | 2031 | 2032 | 2033 | 2034 | 2035 | 2036 | 2037 | 2038
| 0 | Compensated |  | Load (LV side) |  |  | Amps
|  |  |  | Apparent Power |  |  | MVA
|  |  |  | Real Power |  |  | MW
|  |  |  | Reactive Power |  |  | MVAr
|  |  |  | Capacitors In Service |  |  | MVAr
PF
| Zone Div: | Uncompensated |  | Reactive Power |  |  | MVAr
PF
| 0 | Compensated |  | Load (LV side) |  |  | Amps
|  |  |  | Apparent Power |  |  | MVA
|  |  |  | Real Power |  |  | MW
|  |  |  | Reactive Power |  |  | MVAr
|  |  |  | Capacitors In Service |  |  | MVAr
PF
| Zone Div: | Uncompensated |  | Reactive Power |  |  | MVAr
PF
| 0 | Compensated |  | Load (LV side) |  |  | Amps
|  |  |  | Apparent Power |  |  | MVA
|  |  |  | Real Power |  |  | MW
|  |  |  | Reactive Power |  |  | MVAr
|  |  |  | Capacitors In Service |  |  | MVAr
PF
| Zone Div: | Uncompensated |  | Reactive Power |  |  | MVAr
PF
| 0 | Compensated |  | Load (LV side) |  |  | Amps
|  |  |  | Apparent Power |  |  | MVA
|  |  |  | Real Power |  |  | MW
|  |  |  | Reactive Power |  |  | MVAr
|  |  |  | Capacitors In Service |  |  | MVAr
PF
| Zone Div: | Uncompensated |  | Reactive Power |  |  | MVAr
PF
| 0 | Compensated |  | Load (LV side) |  |  | Amps
|  |  |  | Apparent Power |  |  | MVA
|  |  |  | Real Power |  |  | MW
|  |  |  | Reactive Power |  |  | MVAr
|  |  |  | Capacitors In Service |  |  | MVAr
PF
| Zone Div: | Uncompensated |  | Reactive Power |  |  | MVAr
PF
| 0 | Compensated |  | Load (LV side) |  |  | Amps
|  |  |  | Apparent Power |  |  | MVA
|  |  |  | Real Power |  |  | MW
|  |  |  | Reactive Power |  |  | MVAr
|  |  |  | Capacitors In Service |  |  | MVAr
PF
| Zone Div: | Uncompensated |  | Reactive Power |  |  | MVAr
PF
| 0 | Compensated |  | Load (LV side) |  |  | Amps
|  |  |  | Apparent Power |  |  | MVA
|  |  |  | Real Power |  |  | MW
|  |  |  | Reactive Power |  |  | MVAr
|  |  |  | Capacitors In Service |  |  | MVAr
PF
| Zone Div: | Uncompensated |  | Reactive Power |  |  | MVAr
PF
| 0 | Compensated |  | Load (LV side) |  |  | Amps
|  |  |  | Apparent Power |  |  | MVA
|  |  |  | Real Power |  |  | MW
|  |  |  | Reactive Power |  |  | MVAr
|  |  |  | Capacitors In Service |  |  | MVAr
PF
| Zone Div: | Uncompensated |  | Reactive Power |  |  | MVAr
PF
| 0 | Compensated |  | Load (LV side) |  |  | Amps
|  |  |  | Apparent Power |  |  | MVA
|  |  |  | Real Power |  |  | MW
|  |  |  | Reactive Power |  |  | MVAr
|  |  |  | Capacitors In Service |  |  | MVAr
PF
| Zone Div: | Uncompensated |  | Reactive Power |  |  | MVAr
PF
| 0 | Compensated |  | Load (LV side) |  |  | Amps
|  |  |  | Apparent Power |  |  | MVA
|  |  |  | Real Power |  |  | MW
|  |  |  | Reactive Power |  |  | MVAr
|  |  |  | Capacitors In Service |  |  | MVAr
PF
| Zone Div: | Uncompensated |  | Reactive Power |  |  | MVAr
PF

## St Ives 33_11kV
| St Ives 33_11kV | [16 empty] | 2014 | WINTER
| Substation Total Loads | [33 empty] | Spots & Transfers Detail
| Historical Loads | (11kV Amps) | [7 empty] | Weather Corrected Forecast Loads |  |  |  | (11kV Amps) | [20 empty] | Spots & Transfers Summary | (11kV Amps) |  | Historical Spots & Transfers | [6 empty] | Forecast Spots & Transfers
|  | 2007 | 2008 | 2009 | 2010 | 2011 | 2012 | 2013 |  | 2014 | 2015 | 2016 | 2017 | 2018 | 2019 | 2020 | 2021 | 2022 | 2023 | 2024 | 2025 | 2026 | 2027 | 2028 | 2029 | 2030 | 2031 | 2032 | 2033 | 2034 | 2035 | 2036 | 2037 | 2038 |  |  |  | 2007 | 2008 | 2009 | 2010 | 2011 | 2012 | 2013 | 2014 | 2015 | 2016 | 2017 | 2018 | 2019 | 2020 | 2021 | 2022 | 2023 | 2024 | 2025 | 2026 | 2027 | 2028 | 2029 | 2030 | 2031 | 2032 | 2033 | 2034 | 2035 | 2036 | 2037 | 2038
| Total | 3049 | 3078 | 2731 | 2808 | 2721 | 2424 | 2186 |  | 2314.672 | 2258.866 | 2213.363 | 2206.289 | 2234.105 | 2256.135 | 2292.002 | 2326.242 | 2359.692 | 2394.95 | 2430.488 | 2470.971 | 2512.34 | 2555.804 | 2601.125 | 2646.78 | 2693.24 | 2740.804 | 2789.49 | 2839.313 | 2890.292 | 2942.443 | 2995.784 | 3050.332 | 3106.105 |  |  | Total | 820 | 0 | 0 | 0 | 0 | 0 | -62 | -25.3962 | 30.7841 | 10.8249 | 20.5227 | 27.8159 | 22.0299 | 35.867 | 34.2403 | 33.4499 | 35.2582 | 35.5376 | 40.483 | 41.3689 | 43.4641 | 45.3211 | 45.6552 | 46.4598 | 47.5645 | 48.6857 | 49.8237 | 50.9787 | 52.1509 | 53.3407 | 54.5481 | 55.7735
| Firm Rating | 0 | 0 | 0 | 0 | 0 | 0 | 3206 |  | 3206 | 3206 | 3206 | 3206 | 3206 | 3206 | 3206 | 3206 | 3206 | 3206 | 3206 | 3206 | 3206 | 3206 | 3206 | 3206 | 3206 | 3206 | 3206 | 3206 | 3206 | 3206 | 3206 | 3206 | 3206
| Total Capacity | 0 | 0 | 0 | 0 | 0 | 0 | 4809 |  | 4809 | 4809 | 4809 | 4809 | 4809 | 4809 | 4809 | 4809 | 4809 | 4809 | 4809 | 4809 | 4809 | 4809 | 4809 | 4809 | 4809 | 4809 | 4809 | 4809 | 4809 | 4809 | 4809 | 4809 | 4809 |  |  | St Ives 33_11kV Tx1 | 280 | 0 | 0 | 0 | 0 | -177 | -85 | 0.30162 | -0.10784 | 5.4075 | 10.252 | 13.8953 | 11.0049 | 17.9172 | 17.1045 | 16.7097 | 17.613 | 17.7526 | 20.223 | 20.6656 | 21.7122 | 22.6399 | 22.8068 | 23.2087 | 23.7605 | 24.3206 | 24.8891 | 25.4661 | 26.0517 | 26.646 | 27.2492 | 27.8613
|  | -7 | -6 | -5 | -4 | -3 | -2 | -1 |  | 0 | 1 | 2 | 3 | 4 | 5 | 6 | 7 | 8 | 9 | 10 | 11 | 12 | 13 | 14 | 15 | 16 | 17 | 18 | 19 | 20 | 21 | 22 | 23 | 24 |  |  | St Ives 33_11kV Tx2 | 0 | 0 | 0 | 0 | 0 | 0 | 0 | 0 | 0 | 0 | 0 | 0 | 0 | 0 | 0 | 0 | 0 | 0 | 0 | 0 | 0 | 0 | 0 | 0 | 0 | 0 | 0 | 0 | 0 | 0 | 0 | 0
| Transformer Loads | [35 empty] | St Ives 33_11kV Tx3 | 540 | 0 | 0 | 0 | 0 | 177 | 23 | -25.6978 | 30.892 | 5.4174 | 10.2707 | 13.9206 | 11.025 | 17.9499 | 17.1358 | 16.7402 | 17.6452 | 17.785 | 20.2599 | 20.7033 | 21.7519 | 22.6812 | 22.8484 | 23.2511 | 23.8039 | 24.365 | 24.9345 | 25.5126 | 26.0992 | 26.6946 | 27.2989 | 27.9122
| Historical Loads | (11kV Amps) | [7 empty] | Weather Corrected Forecast Loads |  |  |  | (11kV Amps) | [23 empty] | 0 | 0 | 0 | 0 | 0 | 0 | 0 | 0 | 0 | 0 | 0 | 0 | 0 | 0 | 0 | 0 | 0 | 0 | 0 | 0 | 0 | 0 | 0 | 0 | 0 | 0 | 0 | 0 | 0 | 0 | 0 | 0
|  | 2007 | 2008 | 2009 | 2010 | 2011 | 2012 | 2013 |  | 2014 | 2015 | 2016 | 2017 | 2018 | 2019 | 2020 | 2021 | 2022 | 2023 | 2024 | 2025 | 2026 | 2027 | 2028 | 2029 | 2030 | 2031 | 2032 | 2033 | 2034 | 2035 | 2036 | 2037 | 2038 |  |  |  | 0 | 0 | 0 | 0 | 0 | 0 | 0 | 0 | 0 | 0 | 0 | 0 | 0 | 0 | 0 | 0 | 0 | 0 | 0 | 0 | 0 | 0 | 0 | 0 | 0 | 0 | 0 | 0 | 0 | 0 | 0 | 0
| 0 | [36 empty] | 0 | 0 | 0 | 0 | 0 | 0 | 0 | 0 | 0 | 0 | 0 | 0 | 0 | 0 | 0 | 0 | 0 | 0 | 0 | 0 | 0 | 0 | 0 | 0 | 0 | 0 | 0 | 0 | 0 | 0 | 0 | 0
| Diversity Factor: 0 | [36 empty] | 0 | 0 | 0 | 0 | 0 | 0 | 0 | 0 | 0 | 0 | 0 | 0 | 0 | 0 | 0 | 0 | 0 | 0 | 0 | 0 | 0 | 0 | 0 | 0 | 0 | 0 | 0 | 0 | 0 | 0 | 0 | 0
[38 empty] | 0 | 0 | 0 | 0 | 0 | 0 | 0 | 0 | 0 | 0 | 0 | 0 | 0 | 0 | 0 | 0 | 0 | 0 | 0 | 0 | 0 | 0 | 0 | 0 | 0 | 0 | 0 | 0 | 0 | 0 | 0 | 0
[38 empty] | 0 | 0 | 0 | 0 | 0 | 0 | 0 | 0 | 0 | 0 | 0 | 0 | 0 | 0 | 0 | 0 | 0 | 0 | 0 | 0 | 0 | 0 | 0 | 0 | 0 | 0 | 0 | 0 | 0 | 0 | 0 | 0
| 0 | [36 empty] | 0 | 0 | 0 | 0 | 0 | 0 | 0 | 0 | 0 | 0 | 0 | 0 | 0 | 0 | 0 | 0 | 0 | 0 | 0 | 0 | 0 | 0 | 0 | 0 | 0 | 0 | 0 | 0 | 0 | 0 | 0 | 0
Diversity Factor: 0
[38 empty] | Historical Spots & Transfers | [6 empty] | Forecast Spots & Transfers
[35 empty] | Project Name | From | To | 2007 | 2008 | 2009 | 2010 | 2011 | 2012 | 2013 | 2014 | 2015 | 2016 | 2017 | 2018 | 2019 | 2020 | 2021 | 2022 | 2023 | 2024 | 2025 | 2026 | 2027 | 2028 | 2029 | 2030 | 2031 | 2032 | 2033 | 2034 | 2035 | 2036 | 2037 | 2038
| 0 | [33 empty] | Broad based demand management |  | St Ives 33_11kV Tx1 | 0 | 0 | 0 | 0 | 0 | 0 | 0 | 0 | -0.033591 | -0.037324 | -0.070915 | -0.54492 | -0.73154 | 0 | 0 | 0 | 0 | 0 | 0 | 0 | 0 | 0 | 0 | 0 | 0 | 0 | 0 | 0 | 0 | 0 | 0 | 0
| Diversity Factor: 0 | [33 empty] | Broad based demand management |  | St Ives 33_11kV Tx2 | 0 | 0 | 0 | 0 | 0 | 0 | 0 | 0 | 0 | 0 | 0 | 0 | 0 | 0 | 0 | 0 | 0 | 0 | 0 | 0 | 0 | 0 | 0 | 0 | 0 | 0 | 0 | 0 | 0 | 0 | 0 | 0
[35 empty] | Broad based demand management |  | St Ives 33_11kV Tx3 | 0 | 0 | 0 | 0 | 0 | 0 | 0 | 0 | -0.033652 | -0.037392 | -0.071044 | -0.54592 | -0.73288 | 0 | 0 | 0 | 0 | 0 | 0 | 0 | 0 | 0 | 0 | 0 | 0 | 0 | 0 | 0 | 0 | 0 | 0 | 0
[35 empty] | DNP_ID: 5765. HV Distribution Development associated with the installation of the new Transformer at St Ives Zone Substation | Pymble 33_11kV Tx2 | St Ives 33_11kV Tx3 | 350 | 0 | 0 | 0 | 0 | 0 | 0 | 0 | 0 | 0 | 0 | 0 | 0 | 0 | 0 | 0 | 0 | 0 | 0 | 0 | 0 | 0 | 0 | 0 | 0 | 0 | 0 | 0 | 0 | 0 | 0 | 0
| 0 | [33 empty] | DNP_ID: 5765. HV Distribution Development associated with the installation of the new Transformer at St Ives Zone Substation | Pymble 33_11kV Tx4 | St Ives 33_11kV Tx3 | 70 | 0 | 0 | 0 | 0 | 0 | 0 | 0 | 0 | 0 | 0 | 0 | 0 | 0 | 0 | 0 | 0 | 0 | 0 | 0 | 0 | 0 | 0 | 0 | 0 | 0 | 0 | 0 | 0 | 0 | 0 | 0
| Diversity Factor: 0 | [33 empty] | DNP_ID: 5765. HV Distribution Development associated with the installation of the new Transformer at St Ives Zone Substation | Turramurra 33_11kV Tx2 | St Ives 33_11kV Tx1 | 280 | 0 | 0 | 0 | 0 | 0 | 0 | 0 | 0 | 0 | 0 | 0 | 0 | 0 | 0 | 0 | 0 | 0 | 0 | 0 | 0 | 0 | 0 | 0 | 0 | 0 | 0 | 0 | 0 | 0 | 0 | 0
[35 empty] | DNP_ID: 5765. HV Distribution Development associated with the installation of the new Transformer at St Ives Zone Substation | Turramurra 33_11kV Tx2 | St Ives 33_11kV Tx3 | 120 | 0 | 0 | 0 | 0 | 0 | 0 | 0 | 0 | 0 | 0 | 0 | 0 | 0 | 0 | 0 | 0 | 0 | 0 | 0 | 0 | 0 | 0 | 0 | 0 | 0 | 0 | 0 | 0 | 0 | 0 | 0
[35 empty] | DNP_ID: 6213. New Feeder to Mt William St, Gordon | St Ives 33_11kV Tx3 | Pymble 33_11kV Tx2 | 0 | 0 | 0 | 0 | 0 | 0 | 0 | 26 | 0 | 0 | 0 | 0 | 0 | 0 | 0 | 0 | 0 | 0 | 0 | 0 | 0 | 0 | 0 | 0 | 0 | 0 | 0 | 0 | 0 | 0 | 0 | 0
| 0 | [33 empty] | DNP_ID: 6818. Change in Open Points To Relieve St Ives Zone Transformer No.1 | St Ives 33_11kV Tx1 | St Ives 33_11kV Tx3 | 0 | 0 | 0 | 0 | 0 | 177 | 0 | 0 | 0 | 0 | 0 | 0 | 0 | 0 | 0 | 0 | 0 | 0 | 0 | 0 | 0 | 0 | 0 | 0 | 0 | 0 | 0 | 0 | 0 | 0 | 0 | 0
| Diversity Factor: 0 | [33 empty] | DNP_ID: 7125. Transfer 1MVA from St Ives Zone to Transformer No. 2 at Turramurra Zone | St Ives 33_11kV Tx1 | Turramurra 33_11kV Tx2 | 0 | 0 | 0 | 0 | 0 | 0 | 85 | 0 | 0 | 0 | 0 | 0 | 0 | 0 | 0 | 0 | 0 | 0 | 0 | 0 | 0 | 0 | 0 | 0 | 0 | 0 | 0 | 0 | 0 | 0 | 0 | 0
[35 empty] | HVCON_ID: 2011755. Establishment of S.61495 Culworth Powell, 36-40a Culworth Ave, Killara | Pymble 33_11kV Tx2 | St Ives 33_11kV Tx3 | 0 | 0 | 0 | 0 | 0 | 0 | 23 | 0 | 31 | 0 | 0 | 0 | 0 | 0 | 0 | 0 | 0 | 0 | 0 | 0 | 0 | 0 | 0 | 0 | 0 | 0 | 0 | 0 | 0 | 0 | 0 | 0
[35 empty] | Econometric |  | St Ives 33_11kV Tx1 | 0 | 0 | 0 | 0 | 0 | 0 | 0 | 0 | 0 | 11.0609 | 19.9104 | 29.5343 | 28.4334 | 28.9732 | 27.1401 | 27.6225 | 28.1121 | 28.6092 | 29.1138 | 29.6259 | 30.1458 | 30.6735 | 31.2092 | 31.7528 | 32.3047 | 32.8648 | 33.4333 | 34.0102 | 34.5958 | 35.1901 | 35.7933 | 36.4055
| 0 | [33 empty] | Econometric |  | St Ives 33_11kV Tx2 | 0 | 0 | 0 | 0 | 0 | 0 | 0 | 0 | 0 | 0 | 0 | 0 | 0 | 0 | 0 | 0 | 0 | 0 | 0 | 0 | 0 | 0 | 0 | 0 | 0 | 0 | 0 | 0 | 0 | 0 | 0 | 0
| Diversity Factor: 0 | [33 empty] | Econometric |  | St Ives 33_11kV Tx3 | 0 | 0 | 0 | 0 | 0 | 0 | 0 | 0 | 0 | 11.0811 | 19.9467 | 29.5882 | 28.4853 | 29.0261 | 27.1896 | 27.6729 | 28.1634 | 28.6614 | 29.1669 | 29.68 | 30.2008 | 30.7295 | 31.2661 | 31.8108 | 32.3636 | 32.9248 | 33.4943 | 34.0723 | 34.659 | 35.2544 | 35.8586 | 36.4719
[35 empty] | Energy Efficiency |  | St Ives 33_11kV Tx1 | 0 | 0 | 0 | 0 | 0 | 0 | 0 | 0.30162 | -0.07425 | -5.6161 | -9.5875 | -15.0941 | -16.697 | -11.056 | -10.0356 | -10.9127 | -10.4991 | -10.8566 | -8.8907 | -8.9603 | -8.4336 | -8.0336 | -8.4024 | -8.5441 | -8.5441 | -8.5441 | -8.5441 | -8.5441 | -8.5441 | -8.5441 | -8.5441 | -8.5441
[35 empty] | Energy Efficiency |  | St Ives 33_11kV Tx2 | 0 | 0 | 0 | 0 | 0 | 0 | 0 | 0 | 0 | 0 | 0 | 0 | 0 | 0 | 0 | 0 | 0 | 0 | 0 | 0 | 0 | 0 | 0 | 0 | 0 | 0 | 0 | 0 | 0 | 0 | 0 | 0
| 0 | [33 empty] | Energy Efficiency |  | St Ives 33_11kV Tx3 | 0 | 0 | 0 | 0 | 0 | 0 | 0 | 0.30217 | -0.074386 | -5.6263 | -9.605 | -15.1217 | -16.7274 | -11.0762 | -10.0539 | -10.9326 | -10.5183 | -10.8764 | -8.9069 | -8.9767 | -8.449 | -8.0483 | -8.4177 | -8.5597 | -8.5597 | -8.5597 | -8.5597 | -8.5597 | -8.5597 | -8.5597 | -8.5597 | -8.5597
| Diversity Factor: 0 | [33 empty] | Solar PV |  | St Ives 33_11kV Tx1 | 0 | 0 | 0 | 0 | 0 | 0 | 0 | 0 | 0 | 0 | 0 | 0 | 0 | 0 | 0 | 0 | 0 | 0 | 0 | 0 | 0 | 0 | 0 | 0 | 0 | 0 | 0 | 0 | 0 | 0 | 0 | 0
[35 empty] | Solar PV |  | St Ives 33_11kV Tx2 | 0 | 0 | 0 | 0 | 0 | 0 | 0 | 0 | 0 | 0 | 0 | 0 | 0 | 0 | 0 | 0 | 0 | 0 | 0 | 0 | 0 | 0 | 0 | 0 | 0 | 0 | 0 | 0 | 0 | 0 | 0 | 0
[35 empty] | Solar PV |  | St Ives 33_11kV Tx3 | 0 | 0 | 0 | 0 | 0 | 0 | 0 | 0 | 0 | 0 | 0 | 0 | 0 | 0 | 0 | 0 | 0 | 0 | 0 | 0 | 0 | 0 | 0 | 0 | 0 | 0 | 0 | 0 | 0 | 0 | 0 | 0
0
Diversity Factor: 0
0
Diversity Factor: 0
0
Diversity Factor: 0
| Weather Correction and Public Holiday Factors | [8 empty] | Forecast ROG
ROG Justification
| Actual loads for season 2013 have been weather corrected by the following: | [6 empty] | 6.869% |  | 7 year ROG ok | [59 empty] | 7 year ROG ok
1 | 2 | 3 | 4 | 5 | 6 | 7 | 8 | 9 | 10 | 2014 | 2015 | 2016 | 2017 | 2018 | 2019 | 2020 | 2021 | 2022 | 2023 | 2024 | 2025 | 2026 | 2027 | 2028 | 2029 | 2030 | 2031 | 2032 | 2033 | 2034 | 2035 | 2036 | 2037 | 2038
0.9626 | 0.9266 | 0.9035 | 0.89224 | 0.89224 | 0.89224 | 0.89224 | 0.89224 | 0.89224 | 0.89224 | -3.74% | -3.74% | -2.493% | -1.246% | 0% | 0% | 0% | 0% | 0% | 0% | 0% | 0% | 0% | 0% | 0% | 0% | 0% | 0% | 0% | 0% | 0% | 0% | 0% | 0% | 0%
Substation Load Detail
[7 empty] | Units | 2013 |  | 2014 | 2015 | 2016 | 2017 | 2018 | 2019 | 2020 | 2021 | 2022 | 2023 | 2024 | 2025 | 2026 | 2027 | 2028 | 2029 | 2030 | 2031 | 2032 | 2033 | 2034 | 2035 | 2036 | 2037 | 2038
1 | St Ives 33_11kV | Compensated |  | Load (LV side) |  |  | Amps | 2186 | 2431 | 2314.672 | 2258.866 | 2213.363 | 2206.289 | 2234.105 | 2256.135 | 2292.002 | 2326.242 | 2359.692 | 2394.95 | 2430.488 | 2470.971 | 2512.34 | 2555.804 | 2601.125 | 2646.78 | 2693.24 | 2740.804 | 2789.49 | 2839.313 | 2890.292 | 2942.443 | 2995.784 | 3050.332 | 3106.105
|  |  |  | Apparent Power |  |  | MVA | 41.6489 |  | 44.1004 | 43.0372 | 42.1702 | 42.0354 | 42.5654 | 42.9851 | 43.6685 | 44.3209 | 44.9582 | 45.6299 | 46.307 | 47.0783 | 47.8665 | 48.6946 | 49.5581 | 50.4279 | 51.3131 | 52.2193 | 53.1469 | 54.0962 | 55.0675 | 56.0611 | 57.0774 | 58.1166 | 59.1793
|  |  |  | Real Power |  |  | MW | 39.15 | 43.5378 | 41.4544 | 40.4498 | 39.6349 | 39.5083 | 40.0064 | 40.4009 | 41.0431 | 41.6563 | 42.2553 | 42.8866 | 43.523 | 44.248 | 44.9888 | 45.7671 | 46.5786 | 47.3962 | 48.2281 | 49.0799 | 49.9517 | 50.8439 | 51.7568 | 52.6907 | 53.6458 | 54.6226 | 55.6214
|  |  |  | Reactive Power |  |  | MVAr | 14.2095 |  | 15.0459 | 14.6974 | 14.4014 | 14.3554 | 14.5363 | 14.6797 | 14.9131 | 15.1358 | 15.3535 | 15.5829 | 15.8141 | 16.0775 | 16.3467 | 16.6295 | 16.9244 | 17.2214 | 17.5237 | 17.8332 | 18.15 | 18.4742 | 18.8059 | 19.1452 | 19.4922 | 19.8472 | 20.2101
|  |  |  | Capacitors In Service |  |  | MVAr | 0 |  | 0 | 0 | 0 | 0 | 0 | 0 | 0 | 0 | 0 | 0 | 0 | 0 | 0 | 0 | 0 | 0 | 0 | 0 | 0 | 0 | 0 | 0 | 0 | 0 | 0
|  |  |  | PF |  |  |  | 0.94 |  | 0.94 | 0.93988 | 0.93988 | 0.93988 | 0.93988 | 0.93988 | 0.93988 | 0.93988 | 0.93988 | 0.93988 | 0.93988 | 0.93988 | 0.93988 | 0.93988 | 0.93988 | 0.93988 | 0.93988 | 0.93988 | 0.93988 | 0.93988 | 0.93988 | 0.93988 | 0.93988 | 0.93988 | 0.93988
0.99524 | Diversity Factor: 1 | Uncompensated |  | Reactive Power |  |  | MVAr | 14.2095 | 15.8021 | 15.0459 | 14.6974 | 14.4014 | 14.3554 | 14.5363 | 14.6797 | 14.9131 | 15.1358 | 15.3535 | 15.5829 | 15.8141 | 16.0775 | 16.3467 | 16.6295 | 16.9244 | 17.2214 | 17.5237 | 17.8332 | 18.15 | 18.4742 | 18.8059 | 19.1452 | 19.4922 | 19.8472 | 20.2101
|  |  |  | PF |  |  |  | 0.94 |  | 0.94 | 0.93988 | 0.93988 | 0.93988 | 0.93988 | 0.93988 | 0.93988 | 0.93988 | 0.93988 | 0.93988 | 0.93988 | 0.93988 | 0.93988 | 0.93988 | 0.93988 | 0.93988 | 0.93988 | 0.93988 | 0.93988 | 0.93988 | 0.93988 | 0.93988 | 0.93988 | 0.93988 | 0.93988
[10 empty] | 1 | 2 | 3 | 4 | 5 | 6 | 7 | 8 | 9 | 10 | 11 | 12 | 13 | 14 | 15 | 16 | 17 | 18 | 19 | 20 | 21 | 22 | 23 | 24 | 25
Transformer Load Detail
[7 empty] | Units | 2013 |  | 2014 | 2015 | 2016 | 2017 | 2018 | 2019 | 2020 | 2021 | 2022 | 2023 | 2024 | 2025 | 2026 | 2027 | 2028 | 2029 | 2030 | 2031 | 2032 | 2033 | 2034 | 2035 | 2036 | 2037 | 2038
| 0 | Compensated |  | Load (LV side) |  |  | Amps
|  |  |  | Apparent Power |  |  | MVA
|  |  |  | Real Power |  |  | MW
|  |  |  | Reactive Power |  |  | MVAr
|  |  |  | Capacitors In Service |  |  | MVAr
PF
| Zone Div: | Uncompensated |  | Reactive Power |  |  | MVAr
PF
| 0 | Compensated |  | Load (LV side) |  |  | Amps
|  |  |  | Apparent Power |  |  | MVA
|  |  |  | Real Power |  |  | MW
|  |  |  | Reactive Power |  |  | MVAr
|  |  |  | Capacitors In Service |  |  | MVAr
PF
| Zone Div: | Uncompensated |  | Reactive Power |  |  | MVAr
PF
| 0 | Compensated |  | Load (LV side) |  |  | Amps
|  |  |  | Apparent Power |  |  | MVA
|  |  |  | Real Power |  |  | MW
|  |  |  | Reactive Power |  |  | MVAr
|  |  |  | Capacitors In Service |  |  | MVAr
PF
| Zone Div: | Uncompensated |  | Reactive Power |  |  | MVAr
PF
| 0 | Compensated |  | Load (LV side) |  |  | Amps
|  |  |  | Apparent Power |  |  | MVA
|  |  |  | Real Power |  |  | MW
|  |  |  | Reactive Power |  |  | MVAr
|  |  |  | Capacitors In Service |  |  | MVAr
PF
| Zone Div: | Uncompensated |  | Reactive Power |  |  | MVAr
PF
| 0 | Compensated |  | Load (LV side) |  |  | Amps
|  |  |  | Apparent Power |  |  | MVA
|  |  |  | Real Power |  |  | MW
|  |  |  | Reactive Power |  |  | MVAr
|  |  |  | Capacitors In Service |  |  | MVAr
PF
| Zone Div: | Uncompensated |  | Reactive Power |  |  | MVAr
PF
| 0 | Compensated |  | Load (LV side) |  |  | Amps
|  |  |  | Apparent Power |  |  | MVA
|  |  |  | Real Power |  |  | MW
|  |  |  | Reactive Power |  |  | MVAr
|  |  |  | Capacitors In Service |  |  | MVAr
PF
| Zone Div: | Uncompensated |  | Reactive Power |  |  | MVAr
PF
| 0 | Compensated |  | Load (LV side) |  |  | Amps
|  |  |  | Apparent Power |  |  | MVA
|  |  |  | Real Power |  |  | MW
|  |  |  | Reactive Power |  |  | MVAr
|  |  |  | Capacitors In Service |  |  | MVAr
PF
| Zone Div: | Uncompensated |  | Reactive Power |  |  | MVAr
PF
| 0 | Compensated |  | Load (LV side) |  |  | Amps
|  |  |  | Apparent Power |  |  | MVA
|  |  |  | Real Power |  |  | MW
|  |  |  | Reactive Power |  |  | MVAr
|  |  |  | Capacitors In Service |  |  | MVAr
PF
| Zone Div: | Uncompensated |  | Reactive Power |  |  | MVAr
PF
| 0 | Compensated |  | Load (LV side) |  |  | Amps
|  |  |  | Apparent Power |  |  | MVA
|  |  |  | Real Power |  |  | MW
|  |  |  | Reactive Power |  |  | MVAr
|  |  |  | Capacitors In Service |  |  | MVAr
PF
| Zone Div: | Uncompensated |  | Reactive Power |  |  | MVAr
PF
| 0 | Compensated |  | Load (LV side) |  |  | Amps
|  |  |  | Apparent Power |  |  | MVA
|  |  |  | Real Power |  |  | MW
|  |  |  | Reactive Power |  |  | MVAr
|  |  |  | Capacitors In Service |  |  | MVAr
PF
| Zone Div: | Uncompensated |  | Reactive Power |  |  | MVAr
PF

## Turramurra 33_11kV
| Turramurra 33_11kV | [16 empty] | 2014 | WINTER
| Substation Total Loads | [33 empty] | Spots & Transfers Detail
| Historical Loads | (11kV Amps) | [7 empty] | Weather Corrected Forecast Loads |  |  |  | (11kV Amps) | [20 empty] | Spots & Transfers Summary | (11kV Amps) |  | Historical Spots & Transfers | [6 empty] | Forecast Spots & Transfers
|  | 2007 | 2008 | 2009 | 2010 | 2011 | 2012 | 2013 |  | 2014 | 2015 | 2016 | 2017 | 2018 | 2019 | 2020 | 2021 | 2022 | 2023 | 2024 | 2025 | 2026 | 2027 | 2028 | 2029 | 2030 | 2031 | 2032 | 2033 | 2034 | 2035 | 2036 | 2037 | 2038 |  |  |  | 2007 | 2008 | 2009 | 2010 | 2011 | 2012 | 2013 | 2014 | 2015 | 2016 | 2017 | 2018 | 2019 | 2020 | 2021 | 2022 | 2023 | 2024 | 2025 | 2026 | 2027 | 2028 | 2029 | 2030 | 2031 | 2032 | 2033 | 2034 | 2035 | 2036 | 2037 | 2038
| Total | 2347 | 2098 | 1839 | 1842 | 1788 | 1660 | 1658.4 |  | 1803.397 | 1874.615 | 1842.907 | 1837.801 | 1856.81 | 1871.922 | 1897.788 | 1923.466 | 1948.315 | 1974.436 | 2000.052 | 2029.815 | 2060.133 | 2092.494 | 2126.426 | 2160.478 | 2194.889 | 2230.101 | 2266.129 | 2302.982 | 2340.674 | 2379.216 | 2418.623 | 2458.905 | 2500.077 |  |  | Total | -400 | -156.6 | -15 | 0 | 0 | 0 | 85 | 81.6251 | 126.9305 | 6.9002 | 13.8714 | 19.0088 | 15.1123 | 25.8652 | 25.6781 | 24.8494 | 26.1213 | 25.6159 | 29.7626 | 30.3184 | 32.3608 | 33.932 | 34.0518 | 34.4106 | 35.2129 | 36.0271 | 36.8533 | 37.6918 | 38.5428 | 39.4063 | 40.2826 | 41.1719
| Firm Rating | 0 | 0 | 0 | 0 | 0 | 0 | 2349 |  | 2349 | 2349 | 2349 | 2349 | 2349 | 2349 | 2349 | 2349 | 2349 | 2349 | 2349 | 2349 | 2349 | 2349 | 2349 | 2349 | 2349 | 2349 | 2349 | 2349 | 2349 | 2349 | 2349 | 2349 | 2349
| Total Capacity | 0 | 0 | 0 | 0 | 0 | 0 | 3796 |  | 3796 | 3796 | 3796 | 3796 | 3796 | 3796 | 3796 | 3796 | 3796 | 3796 | 3796 | 3796 | 3796 | 3796 | 3796 | 3796 | 3796 | 3796 | 3796 | 3796 | 3796 | 3796 | 3796 | 3796 | 3796 |  |  | Turramurra 33_11kV Tx1 | 0 | 0 | 0 | 0 | 0 | -374 | 0 | 0 | 0 | 0 | 0 | 0 | 0 | 0 | 0 | 0 | 0 | 0 | 0 | 0 | 0 | 0 | 0 | 0 | 0 | 0 | 0 | 0 | 0 | 0 | 0 | 0
|  | -7 | -6 | -5 | -4 | -3 | -2 | -1 |  | 0 | 1 | 2 | 3 | 4 | 5 | 6 | 7 | 8 | 9 | 10 | 11 | 12 | 13 | 14 | 15 | 16 | 17 | 18 | 19 | 20 | 21 | 22 | 23 | 24 |  |  | Turramurra 33_11kV Tx2 | -400 | 152 | 0 | 0 | 0 | 272 | 123 | -0.47887 | 32.6335 | 3.7769 | 7.5927 | 10.4047 | 8.2719 | 14.1576 | 14.0552 | 13.6016 | 14.2978 | 14.0212 | 16.291 | 16.5951 | 17.7131 | 18.5731 | 18.6387 | 18.8351 | 19.2742 | 19.7199 | 20.1721 | 20.6311 | 21.0969 | 21.5695 | 22.0492 | 22.536
| Transformer Loads | [35 empty] | Turramurra 33_11kV Tx3 | 0 | -308.6 | -15 | 0 | 0 | 102 | -38 | 82.104 | 94.2969 | 3.1233 | 6.2787 | 8.6041 | 6.8404 | 11.7075 | 11.6229 | 11.2478 | 11.8235 | 11.5947 | 13.4717 | 13.7232 | 14.6477 | 15.3589 | 15.4131 | 15.5755 | 15.9387 | 16.3072 | 16.6812 | 17.0607 | 17.4459 | 17.8368 | 18.2334 | 18.6359
| Historical Loads | (11kV Amps) | [7 empty] | 0: Weather Corrected Forecast Loads; 4: (11kV Amps) |  |  |  | 0 | 0 | 0 | 0 | 0 | 0 | 0 | 0 | 0 | 0 | 0 | 0 | 0 | 0 | 0 | 0 | 0 | 0 | 0 | 0 | 0 | 0 | 0 | 0 | 0 | 0 | 0 | 0 | 0 | 0 | 0 | 0
|  | 2007 | 2008 | 2009 | 2010 | 2011 | 2012 | 2013 |  | 2014 | 2015 | 2016 | 2017 | 2018 | 2019 | 2020 | 2021 | 2022 | 2023 | 2024 | 2025 | 2026 | 2027 | 2028 | 2029 | 2030 | 2031 | 2032 | 2033 | 2034 | 2035 | 2036 | 2037 | 2038 |  |  |  | 0 | 0 | 0 | 0 | 0 | 0 | 0 | 0 | 0 | 0 | 0 | 0 | 0 | 0 | 0 | 0 | 0 | 0 | 0 | 0 | 0 | 0 | 0 | 0 | 0 | 0 | 0 | 0 | 0 | 0 | 0 | 0
| 0 | [36 empty] | 0 | 0 | 0 | 0 | 0 | 0 | 0 | 0 | 0 | 0 | 0 | 0 | 0 | 0 | 0 | 0 | 0 | 0 | 0 | 0 | 0 | 0 | 0 | 0 | 0 | 0 | 0 | 0 | 0 | 0 | 0 | 0
| Diversity Factor: 0 | [36 empty] | 0 | 0 | 0 | 0 | 0 | 0 | 0 | 0 | 0 | 0 | 0 | 0 | 0 | 0 | 0 | 0 | 0 | 0 | 0 | 0 | 0 | 0 | 0 | 0 | 0 | 0 | 0 | 0 | 0 | 0 | 0 | 0
[38 empty] | 0 | 0 | 0 | 0 | 0 | 0 | 0 | 0 | 0 | 0 | 0 | 0 | 0 | 0 | 0 | 0 | 0 | 0 | 0 | 0 | 0 | 0 | 0 | 0 | 0 | 0 | 0 | 0 | 0 | 0 | 0 | 0
[38 empty] | 0 | 0 | 0 | 0 | 0 | 0 | 0 | 0 | 0 | 0 | 0 | 0 | 0 | 0 | 0 | 0 | 0 | 0 | 0 | 0 | 0 | 0 | 0 | 0 | 0 | 0 | 0 | 0 | 0 | 0 | 0 | 0
| 0 | [36 empty] | 0 | 0 | 0 | 0 | 0 | 0 | 0 | 0 | 0 | 0 | 0 | 0 | 0 | 0 | 0 | 0 | 0 | 0 | 0 | 0 | 0 | 0 | 0 | 0 | 0 | 0 | 0 | 0 | 0 | 0 | 0 | 0
Diversity Factor: 0
[38 empty] | Historical Spots & Transfers | [6 empty] | Forecast Spots & Transfers
[35 empty] | Project Name | From | To | 2007 | 2008 | 2009 | 2010 | 2011 | 2012 | 2013 | 2014 | 2015 | 2016 | 2017 | 2018 | 2019 | 2020 | 2021 | 2022 | 2023 | 2024 | 2025 | 2026 | 2027 | 2028 | 2029 | 2030 | 2031 | 2032 | 2033 | 2034 | 2035 | 2036 | 2037 | 2038
| 0 | [33 empty] | Broad based demand management |  | Turramurra 33_11kV Tx1 | 0 | 0 | 0 | 0 | 0 | 0 | 0 | 0 | 0 | 0 | 0 | 0 | 0 | 0 | 0 | 0 | 0 | 0 | 0 | 0 | 0 | 0 | 0 | 0 | 0 | 0 | 0 | 0 | 0 | 0 | 0 | 0
| Diversity Factor: 0 | [33 empty] | Broad based demand management |  | Turramurra 33_11kV Tx2 | 0 | 0 | 0 | 0 | 0 | 0 | 0 | 0 | -0.012171 | -0.013523 | -0.025695 | -0.19744 | -0.26506 | 0 | 0 | 0 | 0 | 0 | 0 | 0 | 0 | 0 | 0 | 0 | 0 | 0 | 0 | 0 | 0 | 0 | 0 | 0
[35 empty] | Broad based demand management |  | Turramurra 33_11kV Tx3 | 0 | 0 | 0 | 0 | 0 | 0 | 0 | 0 | -0.010065 | -0.011183 | -0.021248 | -0.16327 | -0.21919 | 0 | 0 | 0 | 0 | 0 | 0 | 0 | 0 | 0 | 0 | 0 | 0 | 0 | 0 | 0 | 0 | 0 | 0 | 0
[35 empty] | DNP_ID: 5765. HV Distribution Development associated with the installation of the new Transformer at St Ives Zone Substation | Turramurra 33_11kV Tx2 | St Ives 33_11kV Tx1 | 280 | 0 | 0 | 0 | 0 | 0 | 0 | 0 | 0 | 0 | 0 | 0 | 0 | 0 | 0 | 0 | 0 | 0 | 0 | 0 | 0 | 0 | 0 | 0 | 0 | 0 | 0 | 0 | 0 | 0 | 0 | 0
| 0 | [33 empty] | DNP_ID: 5765. HV Distribution Development associated with the installation of the new Transformer at St Ives Zone Substation | Turramurra 33_11kV Tx2 | St Ives 33_11kV Tx3 | 120 | 0 | 0 | 0 | 0 | 0 | 0 | 0 | 0 | 0 | 0 | 0 | 0 | 0 | 0 | 0 | 0 | 0 | 0 | 0 | 0 | 0 | 0 | 0 | 0 | 0 | 0 | 0 | 0 | 0 | 0 | 0
| Diversity Factor: 0 | [33 empty] | DNP_ID: 5975. Western Turramurra Zone Development | Turramurra 33_11kV Tx3 | Turramurra 33_11kV Tx2 | 0 | 280 | 0 | 0 | 0 | 0 | 0 | 0 | 0 | 0 | 0 | 0 | 0 | 0 | 0 | 0 | 0 | 0 | 0 | 0 | 0 | 0 | 0 | 0 | 0 | 0 | 0 | 0 | 0 | 0 | 0 | 0
[35 empty] | DNP_ID: 6128. Northern Turramurra Minor Zone Development (Load Transfer from Turramurra Pa13 & Pa18 to Hornsby Pa15) | Turramurra 33_11kV Tx2 | Hornsby 132_11kV Tx1 | 0 | 225 | 0 | 0 | 0 | 0 | 0 | 0 | 0 | 0 | 0 | 0 | 0 | 0 | 0 | 0 | 0 | 0 | 0 | 0 | 0 | 0 | 0 | 0 | 0 | 0 | 0 | 0 | 0 | 0 | 0 | 0
[35 empty] | DNP_ID: 6128. Northern Turramurra Minor Zone Development (Load Transfer from Turramurra Pa13 & Pa18 to Hornsby Pa15) | Turramurra 33_11kV Tx3 | Turramurra 33_11kV Tx2 | 0 | 97 | 0 | 0 | 0 | 0 | 0 | 0 | 0 | 0 | 0 | 0 | 0 | 0 | 0 | 0 | 0 | 0 | 0 | 0 | 0 | 0 | 0 | 0 | 0 | 0 | 0 | 0 | 0 | 0 | 0 | 0
| 0 | [33 empty] | DNP_ID: 6198. Remedial Feeder Relief - Pymble Pa25, Turramurra Pa4, Macquarie Park Pa6. | Turramurra 33_11kV Tx3 | Pymble 33_11kV Tx2 | 0 | 0 | 15 | 0 | 0 | 0 | 0 | 0 | 0 | 0 | 0 | 0 | 0 | 0 | 0 | 0 | 0 | 0 | 0 | 0 | 0 | 0 | 0 | 0 | 0 | 0 | 0 | 0 | 0 | 0 | 0 | 0
| Diversity Factor: 0 | [33 empty] | DNP_ID: 6736. Northern Turramurra Zone Development | Turramurra 33_11kV Tx3 | Turramurra 33_11kV Tx2 | 0 | 0 | 0 | 0 | 0 | 0 | 18 | 0 | 0 | 0 | 0 | 0 | 0 | 0 | 0 | 0 | 0 | 0 | 0 | 0 | 0 | 0 | 0 | 0 | 0 | 0 | 0 | 0 | 0 | 0 | 0 | 0
[35 empty] | DNP_ID: 6825. Southern Turramurra Zone Development | Pymble 33_11kV Tx2 | Turramurra 33_11kV Tx2 | 0 | 0 | 0 | 0 | 0 | 0 | 0 | 17 | 0 | 0 | 0 | 0 | 0 | 0 | 0 | 0 | 0 | 0 | 0 | 0 | 0 | 0 | 0 | 0 | 0 | 0 | 0 | 0 | 0 | 0 | 0 | 0
[35 empty] | DNP_ID: 6825. Southern Turramurra Zone Development | Turramurra 33_11kV Tx3 | Turramurra 33_11kV Tx2 | 0 | 0 | 0 | 0 | 0 | 0 | 20 | 30 | 0 | 0 | 0 | 0 | 0 | 0 | 0 | 0 | 0 | 0 | 0 | 0 | 0 | 0 | 0 | 0 | 0 | 0 | 0 | 0 | 0 | 0 | 0 | 0
| 0 | [33 empty] | DNP_ID: 6884. Transfer 11kV feeders to new 11kV switchgear at Turramurra Zone | Turramurra 33_11kV Tx1 | Turramurra 33_11kV Tx2 | 0 | 0 | 0 | 0 | 0 | 181 | 0 | 0 | 0 | 0 | 0 | 0 | 0 | 0 | 0 | 0 | 0 | 0 | 0 | 0 | 0 | 0 | 0 | 0 | 0 | 0 | 0 | 0 | 0 | 0 | 0 | 0
| Diversity Factor: 0 | [33 empty] | DNP_ID: 6884. Transfer 11kV feeders to new 11kV switchgear at Turramurra Zone | Turramurra 33_11kV Tx1 | Turramurra 33_11kV Tx3 | 0 | 0 | 0 | 0 | 0 | 193 | 0 | 0 | 0 | 0 | 0 | 0 | 0 | 0 | 0 | 0 | 0 | 0 | 0 | 0 | 0 | 0 | 0 | 0 | 0 | 0 | 0 | 0 | 0 | 0 | 0 | 0
[35 empty] | DNP_ID: 6884. Transfer 11kV feeders to new 11kV switchgear at Turramurra Zone | Turramurra 33_11kV Tx2 | Turramurra 33_11kV Tx3 | 0 | 0 | 0 | 0 | 0 | 323 | 0 | 0 | 0 | 0 | 0 | 0 | 0 | 0 | 0 | 0 | 0 | 0 | 0 | 0 | 0 | 0 | 0 | 0 | 0 | 0 | 0 | 0 | 0 | 0 | 0 | 0
[35 empty] | DNP_ID: 6884. Transfer 11kV feeders to new 11kV switchgear at Turramurra Zone | Turramurra 33_11kV Tx3 | Turramurra 33_11kV Tx2 | 0 | 0 | 0 | 0 | 0 | 414 | 0 | 0 | 0 | 0 | 0 | 0 | 0 | 0 | 0 | 0 | 0 | 0 | 0 | 0 | 0 | 0 | 0 | 0 | 0 | 0 | 0 | 0 | 0 | 0 | 0 | 0
| 0 | [33 empty] | DNP_ID: 7125. Transfer 1MVA from St Ives Zone to Transformer No. 2 at Turramurra Zone | St Ives 33_11kV Tx1 | Turramurra 33_11kV Tx2 | 0 | 0 | 0 | 0 | 0 | 0 | 85 | 0 | 0 | 0 | 0 | 0 | 0 | 0 | 0 | 0 | 0 | 0 | 0 | 0 | 0 | 0 | 0 | 0 | 0 | 0 | 0 | 0 | 0 | 0 | 0 | 0
| Diversity Factor: 0 | [33 empty] | HVCON_ID: 2005003. Est S.8337 'Adventist Hospital No4', Est S.8338 'Adventist Hospital No5', Recover S.3410 'Adventist Hospital No 1' |  | Turramurra 33_11kV Tx3 | 0 | 0 | 0 | 0 | 0 | 0 | 0 | 0 | 0 | 0 | 0 | 0 | 0 | 0 | 0 | 0 | 0 | 0 | 0 | 0 | 0 | 0 | 0 | 0 | 0 | 0 | 0 | 0 | 0 | 0 | 0 | 0
[35 empty] | HVCON_ID: 2005012. Est S.8605 'Pacific Bundarra' Ref HVCon2003_105A |  | Turramurra 33_11kV Tx3 | 0 | 36 | 0 | 0 | 0 | 0 | 0 | 0 | 0 | 0 | 0 | 0 | 0 | 0 | 0 | 0 | 0 | 0 | 0 | 0 | 0 | 0 | 0 | 0 | 0 | 0 | 0 | 0 | 0 | 0 | 0 | 0
[35 empty] | HVCON_ID: 2005031. Est S.8575 'Munderah Pacific No.2' |  | Turramurra 33_11kV Tx3 | 0 | 18 | 0 | 0 | 0 | 0 | 0 | 0 | 0 | 0 | 0 | 0 | 0 | 0 | 0 | 0 | 0 | 0 | 0 | 0 | 0 | 0 | 0 | 0 | 0 | 0 | 0 | 0 | 0 | 0 | 0 | 0
| 0 | [33 empty] | HVCON_ID: 2006056. Establish customer substation S.35254 Woodville Knox Grammar No.2 (1x1000kVA) |  | Turramurra 33_11kV Tx3 | 0 | 14.4 | 0 | 0 | 0 | 0 | 0 | 0 | 0 | 0 | 0 | 0 | 0 | 0 | 0 | 0 | 0 | 0 | 0 | 0 | 0 | 0 | 0 | 0 | 0 | 0 | 0 | 0 | 0 | 0 | 0 | 0
| Diversity Factor: 0 | [33 empty] | HVCON_ID: 2010667. Establishment of S.48783 Neringah Warwilla No 2, 1-12 Neringah Ave South, Wahroonga |  | Turramurra 33_11kV Tx3 | 0 | 0 | 0 | 0 | 0 | 0 | 0 | 0 | 27.5 | 0 | 0 | 0 | 0 | 0 | 0 | 0 | 0 | 0 | 0 | 0 | 0 | 0 | 0 | 0 | 0 | 0 | 0 | 0 | 0 | 0 | 0 | 0
[35 empty] | HVCON_ID: 2011285. Upgrade electrical supply for Turramurra High School - Establishment of S.49873 Robin Maxwell No 2, 13 Maxwell St, South Turramurra and Decommission S.2784 | Turramurra 33_11kV Tx2 | Pymble 33_11kV Tx2 | 0 | 0 | 0 | 0 | 0 | 0 | 0 | 17 | 0 | 0 | 0 | 0 | 0 | 0 | 0 | 0 | 0 | 0 | 0 | 0 | 0 | 0 | 0 | 0 | 0 | 0 | 0 | 0 | 0 | 0 | 0 | 0
[35 empty] | HVCON_ID: 2011285. Upgrade electrical supply for Turramurra High School - Establishment of S.49873 Robin Maxwell No 2, 13 Maxwell St, South Turramurra and Decommission S.2784 | Turramurra 33_11kV Tx2 | Turramurra 33_11kV Tx3 | 0 | 0 | 0 | 0 | 0 | 0 | 0 | 30 | 0 | 0 | 0 | 0 | 0 | 0 | 0 | 0 | 0 | 0 | 0 | 0 | 0 | 0 | 0 | 0 | 0 | 0 | 0 | 0 | 0 | 0 | 0 | 0
| 0 | [33 empty] | HVCON_ID: 2011558. Establishment of S.61014 Adventist Hospital No 8, 185 Fox Valley Road, Wahroonga |  | Turramurra 33_11kV Tx3 | 0 | 0 | 0 | 0 | 0 | 0 | 0 | 82.5 | 0 | 0 | 0 | 0 | 0 | 0 | 0 | 0 | 0 | 0 | 0 | 0 | 0 | 0 | 0 | 0 | 0 | 0 | 0 | 0 | 0 | 0 | 0 | 0
| Diversity Factor: 0 | [33 empty] | HVCON_ID: 2012325. Establishment of S.62656 Fox Valley Comenarra, 185 Fox Valley Road, Wahroonga (Sydney Adventist Hospital) |  | Turramurra 33_11kV Tx3 | 0 | 0 | 0 | 0 | 0 | 0 | 0 | 0 | 23.1 | 0 | 0 | 0 | 0 | 0 | 0 | 0 | 0 | 0 | 0 | 0 | 0 | 0 | 0 | 0 | 0 | 0 | 0 | 0 | 0 | 0 | 0 | 0
[35 empty] | HVCON_ID: 2012325. Establishment of S.62656 Fox Valley Comenarra, 185 Fox Valley Road, Wahroonga (Sydney Adventist Hospital) | Turramurra 33_11kV Tx3 | Turramurra 33_11kV Tx2 | 0 | 0 | 0 | 0 | 0 | 0 | 0 | 0 | 33 | 0 | 0 | 0 | 0 | 0 | 0 | 0 | 0 | 0 | 0 | 0 | 0 | 0 | 0 | 0 | 0 | 0 | 0 | 0 | 0 | 0 | 0 | 0
[35 empty] | HVCON_ID: 2012346. Establishment of S.62717 Fox Valley Comenarra No 1 and S.62718 Fox Valley Comenarra No 2 , 185 Fox Valley Road, Wahroonga |  | Turramurra 33_11kV Tx3 | 0 | 0 | 0 | 0 | 0 | 0 | 0 | 0 | 55 | 0 | 0 | 0 | 0 | 0 | 0 | 0 | 0 | 0 | 0 | 0 | 0 | 0 | 0 | 0 | 0 | 0 | 0 | 0 | 0 | 0 | 0 | 0
| 0 | [33 empty] | HVCON_ID: 2013190. Establish S.63979 Fox Valley Comenarra forSAH Commercial Development |  | Turramurra 33_11kV Tx3 | 0 | 0 | 0 | 0 | 0 | 0 | 0 | 0 | 22 | 0 | 0 | 0 | 0 | 0 | 0 | 0 | 0 | 0 | 0 | 0 | 0 | 0 | 0 | 0 | 0 | 0 | 0 | 0 | 0 | 0 | 0 | 0
| Diversity Factor: 0 | [33 empty] | Econometric |  | Turramurra 33_11kV Tx1 | 0 | 0 | 0 | 0 | 0 | 0 | 0 | 0 | 0 | 0 | 0 | 0 | 0 | 0 | 0 | 0 | 0 | 0 | 0 | 0 | 0 | 0 | 0 | 0 | 0 | 0 | 0 | 0 | 0 | 0 | 0 | 0
[35 empty] | Econometric |  | Turramurra 33_11kV Tx2 | 0 | 0 | 0 | 0 | 0 | 0 | 0 | 0 | 0 | 8.9028 | 16.1229 | 23.9221 | 23.048 | 23.4767 | 22.0196 | 22.4038 | 22.7938 | 23.1897 | 23.5915 | 23.9992 | 24.4131 | 24.8332 | 25.2595 | 25.6922 | 26.1313 | 26.577 | 27.0292 | 27.4882 | 27.954 | 28.4266 | 28.9063 | 29.3931
[35 empty] | Econometric |  | Turramurra 33_11kV Tx3 | 0 | 0 | 0 | 0 | 0 | 0 | 0 | 0 | 0 | 7.3621 | 13.3327 | 19.7822 | 19.0594 | 19.4139 | 18.2089 | 18.5266 | 18.8492 | 19.1765 | 19.5088 | 19.846 | 20.1882 | 20.5356 | 20.8882 | 21.246 | 21.6091 | 21.9776 | 22.3516 | 22.7312 | 23.1163 | 23.5072 | 23.9038 | 24.3064
[35 empty] | Energy Efficiency |  | Turramurra 33_11kV Tx1 | 0 | 0 | 0 | 0 | 0 | 0 | 0 | 0 | 0 | 0 | 0 | 0 | 0 | 0 | 0 | 0 | 0 | 0 | 0 | 0 | 0 | 0 | 0 | 0 | 0 | 0 | 0 | 0 | 0 | 0 | 0 | 0
| Weather Correction and Public Holiday Factors | [8 empty] | Forecast ROG | [24 empty] | Energy Efficiency |  | Turramurra 33_11kV Tx2 | 0 | 0 | 0 | 0 | 0 | 0 | 0 | -0.47887 | -0.3543 | -5.1124 | -8.5045 | -13.32 | -14.511 | -9.3191 | -7.9643 | -8.8022 | -8.496 | -9.1685 | -7.3005 | -7.4041 | -6.7 | -6.2601 | -6.6208 | -6.8571 | -6.8571 | -6.8571 | -6.8571 | -6.8571 | -6.8571 | -6.8571 | -6.8571 | -6.8571
[10 empty] | ROG Justification | [24 empty] | Energy Efficiency |  | Turramurra 33_11kV Tx3 | 0 | 0 | 0 | 0 | 0 | 0 | 0 | -0.396 | -0.29299 | -4.2277 | -7.0327 | -11.0148 | -11.9998 | -7.7063 | -6.586 | -7.2789 | -7.0257 | -7.5818 | -6.0371 | -6.1228 | -5.5405 | -5.1767 | -5.475 | -5.6704 | -5.6704 | -5.6704 | -5.6704 | -5.6704 | -5.6704 | -5.6704 | -5.6704 | -5.6704
| Actual loads for season 2013 have been weather corrected by the following: | [6 empty] | 5.595% |  | 7 year ROG ok, check DNP7125 | [24 empty] | Solar PV |  | Turramurra 33_11kV Tx1 | 0 | 0 | 0 | 0 | 0 | 0 | 0 | 0 | 0 | 0 | 0 | 0 | 0 | 0 | 0 | 0 | 0 | 0 | 0 | 0 | 0 | 0 | 0 | 0 | 0 | 0 | 0 | 0 | 0 | 0 | 0 | 0 | 7 year ROG ok, check DNP7125
[35 empty] | Solar PV |  | Turramurra 33_11kV Tx2 | 0 | 0 | 0 | 0 | 0 | 0 | 0 | 0 | 0 | 0 | 0 | 0 | 0 | 0 | 0 | 0 | 0 | 0 | 0 | 0 | 0 | 0 | 0 | 0 | 0 | 0 | 0 | 0 | 0 | 0 | 0 | 0
[35 empty] | Solar PV |  | Turramurra 33_11kV Tx3 | 0 | 0 | 0 | 0 | 0 | 0 | 0 | 0 | 0 | 0 | 0 | 0 | 0 | 0 | 0 | 0 | 0 | 0 | 0 | 0 | 0 | 0 | 0 | 0 | 0 | 0 | 0 | 0 | 0 | 0 | 0 | 0
1 | 2 | 3 | 4 | 5 | 6 | 7 | 8 | 9 | 10 | 2014 | 2015 | 2016 | 2017 | 2018 | 2019 | 2020 | 2021 | 2022 | 2023 | 2024 | 2025 | 2026 | 2027 | 2028 | 2029 | 2030 | 2031 | 2032 | 2033 | 2034 | 2035 | 2036 | 2037 | 2038
0.96911 | 0.93917 | 0.91984 | 0.91037 | 0.91037 | 0.91037 | 0.91037 | 0.91037 | 0.91037 | 0.91037 | -3.089% | -3.089% | -2.059% | -1.029% | 0% | 0% | 0% | 0% | 0% | 0% | 0% | 0% | 0% | 0% | 0% | 0% | 0% | 0% | 0% | 0% | 0% | 0% | 0% | 0% | 0%
Substation Load Detail
[7 empty] | Units | 2013 |  | 2014 | 2015 | 2016 | 2017 | 2018 | 2019 | 2020 | 2021 | 2022 | 2023 | 2024 | 2025 | 2026 | 2027 | 2028 | 2029 | 2030 | 2031 | 2032 | 2033 | 2034 | 2035 | 2036 | 2037 | 2038
1 | Turramurra 33_11kV | Compensated |  | Load (LV side) |  |  | Amps | 1658.4 | 1777 | 1803.397 | 1874.615 | 1842.907 | 1837.801 | 1856.81 | 1871.922 | 1897.788 | 1923.466 | 1948.315 | 1974.436 | 2000.052 | 2029.815 | 2060.133 | 2092.494 | 2126.426 | 2160.478 | 2194.889 | 2230.101 | 2266.129 | 2302.982 | 2340.674 | 2379.216 | 2418.623 | 2458.905 | 2500.077
|  |  |  | Apparent Power |  |  | MVA | 31.5968 |  | 34.3593 | 35.7162 | 35.1121 | 35.0148 | 35.377 | 35.6649 | 36.1577 | 36.6469 | 37.1204 | 37.6181 | 38.1061 | 38.6732 | 39.2508 | 39.8674 | 40.5139 | 41.1626 | 41.8182 | 42.4891 | 43.1756 | 43.8777 | 44.5958 | 45.3302 | 46.081 | 46.8484 | 47.6329
|  |  |  | Real Power |  |  | MW | 31.0998 | 33.3239 | 33.8076 | 35.1427 | 34.5483 | 34.4525 | 34.8089 | 35.0922 | 35.5771 | 36.0585 | 36.5243 | 37.014 | 37.4942 | 38.0521 | 38.6205 | 39.2272 | 39.8633 | 40.5016 | 41.1467 | 41.8068 | 42.4822 | 43.1731 | 43.8797 | 44.6022 | 45.341 | 46.0961 | 46.868
|  |  |  | Reactive Power |  |  | MVAr | 5.5818 |  | 6.1328 | 6.375 | 6.2672 | 6.2498 | 6.3145 | 6.3658 | 6.4538 | 6.5411 | 6.6256 | 6.7145 | 6.8016 | 6.9028 | 7.0059 | 7.1159 | 7.2313 | 7.3471 | 7.4642 | 7.5839 | 7.7064 | 7.8318 | 7.9599 | 8.091 | 8.225 | 8.362 | 8.502
|  |  |  | Capacitors In Service |  |  | MVAr | 0 |  | 0 | 0 | 0 | 0 | 0 | 0 | 0 | 0 | 0 | 0 | 0 | 0 | 0 | 0 | 0 | 0 | 0 | 0 | 0 | 0 | 0 | 0 | 0 | 0 | 0
|  |  |  | PF |  |  |  | 0.98427 |  | 0.98394 | 0.98394 | 0.98394 | 0.98394 | 0.98394 | 0.98394 | 0.98394 | 0.98394 | 0.98394 | 0.98394 | 0.98394 | 0.98394 | 0.98394 | 0.98394 | 0.98394 | 0.98394 | 0.98394 | 0.98394 | 0.98394 | 0.98394 | 0.98394 | 0.98394 | 0.98394 | 0.98394 | 0.98394
0.9941 | Diversity Factor: 0.99 | Uncompensated |  | Reactive Power |  |  | MVAr | 5.5818 | 5.981 | 6.1328 | 6.375 | 6.2672 | 6.2498 | 6.3145 | 6.3658 | 6.4538 | 6.5411 | 6.6256 | 6.7145 | 6.8016 | 6.9028 | 7.0059 | 7.1159 | 7.2313 | 7.3471 | 7.4642 | 7.5839 | 7.7064 | 7.8318 | 7.9599 | 8.091 | 8.225 | 8.362 | 8.502
|  |  |  | PF |  |  |  | 0.98427 |  | 0.98394 | 0.98394 | 0.98394 | 0.98394 | 0.98394 | 0.98394 | 0.98394 | 0.98394 | 0.98394 | 0.98394 | 0.98394 | 0.98394 | 0.98394 | 0.98394 | 0.98394 | 0.98394 | 0.98394 | 0.98394 | 0.98394 | 0.98394 | 0.98394 | 0.98394 | 0.98394 | 0.98394 | 0.98394
[10 empty] | 1 | 2 | 3 | 4 | 5 | 6 | 7 | 8 | 9 | 10 | 11 | 12 | 13 | 14 | 15 | 16 | 17 | 18 | 19 | 20 | 21 | 22 | 23 | 24 | 25
Transformer Load Detail
[7 empty] | Units | 2013 |  | 2014 | 2015 | 2016 | 2017 | 2018 | 2019 | 2020 | 2021 | 2022 | 2023 | 2024 | 2025 | 2026 | 2027 | 2028 | 2029 | 2030 | 2031 | 2032 | 2033 | 2034 | 2035 | 2036 | 2037 | 2038
| 0 | Compensated |  | Load (LV side) |  |  | Amps
|  |  |  | Apparent Power |  |  | MVA
|  |  |  | Real Power |  |  | MW
|  |  |  | Reactive Power |  |  | MVAr
|  |  |  | Capacitors In Service |  |  | MVAr
PF
| Zone Div: | Uncompensated |  | Reactive Power |  |  | MVAr
PF
| 0 | Compensated |  | Load (LV side) |  |  | Amps
|  |  |  | Apparent Power |  |  | MVA
|  |  |  | Real Power |  |  | MW
|  |  |  | Reactive Power |  |  | MVAr
|  |  |  | Capacitors In Service |  |  | MVAr
PF
| Zone Div: | Uncompensated |  | Reactive Power |  |  | MVAr
PF
| 0 | Compensated |  | Load (LV side) |  |  | Amps
|  |  |  | Apparent Power |  |  | MVA
|  |  |  | Real Power |  |  | MW
|  |  |  | Reactive Power |  |  | MVAr
|  |  |  | Capacitors In Service |  |  | MVAr
PF
| Zone Div: | Uncompensated |  | Reactive Power |  |  | MVAr
PF
| 0 | Compensated |  | Load (LV side) |  |  | Amps
|  |  |  | Apparent Power |  |  | MVA
|  |  |  | Real Power |  |  | MW
|  |  |  | Reactive Power |  |  | MVAr
|  |  |  | Capacitors In Service |  |  | MVAr
PF
| Zone Div: | Uncompensated |  | Reactive Power |  |  | MVAr
PF
| 0 | Compensated |  | Load (LV side) |  |  | Amps
|  |  |  | Apparent Power |  |  | MVA
|  |  |  | Real Power |  |  | MW
|  |  |  | Reactive Power |  |  | MVAr
|  |  |  | Capacitors In Service |  |  | MVAr
PF
| Zone Div: | Uncompensated |  | Reactive Power |  |  | MVAr
PF
| 0 | Compensated |  | Load (LV side) |  |  | Amps
|  |  |  | Apparent Power |  |  | MVA
|  |  |  | Real Power |  |  | MW
|  |  |  | Reactive Power |  |  | MVAr
|  |  |  | Capacitors In Service |  |  | MVAr
PF
| Zone Div: | Uncompensated |  | Reactive Power |  |  | MVAr
PF
| 0 | Compensated |  | Load (LV side) |  |  | Amps
|  |  |  | Apparent Power |  |  | MVA
|  |  |  | Real Power |  |  | MW
|  |  |  | Reactive Power |  |  | MVAr
|  |  |  | Capacitors In Service |  |  | MVAr
PF
| Zone Div: | Uncompensated |  | Reactive Power |  |  | MVAr
PF
| 0 | Compensated |  | Load (LV side) |  |  | Amps
|  |  |  | Apparent Power |  |  | MVA
|  |  |  | Real Power |  |  | MW
|  |  |  | Reactive Power |  |  | MVAr
|  |  |  | Capacitors In Service |  |  | MVAr
PF
| Zone Div: | Uncompensated |  | Reactive Power |  |  | MVAr
PF
| 0 | Compensated |  | Load (LV side) |  |  | Amps
|  |  |  | Apparent Power |  |  | MVA
|  |  |  | Real Power |  |  | MW
|  |  |  | Reactive Power |  |  | MVAr
|  |  |  | Capacitors In Service |  |  | MVAr
PF
| Zone Div: | Uncompensated |  | Reactive Power |  |  | MVAr
PF
| 0 | Compensated |  | Load (LV side) |  |  | Amps
|  |  |  | Apparent Power |  |  | MVA
|  |  |  | Real Power |  |  | MW
|  |  |  | Reactive Power |  |  | MVAr
|  |  |  | Capacitors In Service |  |  | MVAr
PF
| Zone Div: | Uncompensated |  | Reactive Power |  |  | MVAr
PF