## Inclusions and Exclusions
Sydney Forecast Inclusions and Exclusions
Date Printed |  | 08JUL14:11:21:24
| Description | Value
Season |  | Winter | Winter
Either Summer or Winter
Year |  | 2014 | 2014
Year that the forecast starts
POE |  | 50% | 0.5
10%, 50%, 90%
Spots and Transfers |  | Y | Y
Are Spots and Transfers Included?
BBDM Spots |  | Y | Y
Is BBDM included?
Spots Coefficient |  | 55% | 0.55
Scaling factor applied to spot loads in the future
Aligned ROGs |  | Capped | Capped
Have ROGs been aligned to econometric forecast?
Committed Projects |  | Y | Y
Are Committed Projects Included?
Major Customers Scaling Factor |  | 100% | 1
Scaling factor applied to major customer connections in the future
Future Transfers |  | Y | Y
Are future transfers included?
Future Spots |  | 4 | 4
Future spots are cleared from the following forecast year

## Berowra 132_11kV
| Berowra 132_11kV | [16 empty] | 2014 | WINTER
| Substation Total Loads | [33 empty] | Spots & Transfers Detail
| Historical Loads | (11kV Amps) | [7 empty] | Weather Corrected Forecast Loads |  |  |  | (11kV Amps) | [20 empty] | Spots & Transfers Summary | (11kV Amps) |  | Historical Spots & Transfers | [6 empty] | Forecast Spots & Transfers
|  | 2007 | 2008 | 2009 | 2010 | 2011 | 2012 | 2013 |  | 2014 | 2015 | 2016 | 2017 | 2018 | 2019 | 2020 | 2021 | 2022 | 2023 | 2024 | 2025 | 2026 | 2027 | 2028 | 2029 | 2030 | 2031 | 2032 | 2033 | 2034 | 2035 | 2036 | 2037 | 2038 |  |  |  | 2007 | 2008 | 2009 | 2010 | 2011 | 2012 | 2013 | 2014 | 2015 | 2016 | 2017 | 2018 | 2019 | 2020 | 2021 | 2022 | 2023 | 2024 | 2025 | 2026 | 2027 | 2028 | 2029 | 2030 | 2031 | 2032 | 2033 | 2034 | 2035 | 2036 | 2037 | 2038
| Total | 1387 | 1426 | 1315 | 1348 | 1282 | 1111 | 1081 |  | 1083.049 | 1028.238 | 995.841 | 983.3043 | 988.3007 | 994.7314 | 1008.565 | 1022.986 | 1036.796 | 1051.323 | 1065.226 | 1081.8 | 1098.649 | 1116.918 | 1136.198 | 1155.481 | 1174.861 | 1194.701 | 1215.006 | 1235.783 | 1257.04 | 1278.784 | 1301.022 | 1323.76 | 1347.008 |  |  | Total | 0 | 0 | 63.9 | 123 | -48 | 0 | 0 | 35.1994 | -0.6585 | 1.8772 | 4.0607 | 4.9965 | 6.4307 | 13.834 | 14.4215 | 13.81 | 14.527 | 13.9024 | 16.5737 | 16.8492 | 18.2694 | 19.2795 | 19.2829 | 19.3807 | 19.8395 | 20.3051 | 20.7776 | 21.2571 | 21.7437 | 22.2376 | 22.7387 | 23.2473
| Firm Rating | 0 | 0 | 0 | 0 | 0 | 0 | 2339 |  | 2339 | 2339 | 2339 | 2339 | 2339 | 2339 | 2339 | 2339 | 2339 | 2339 | 2339 | 2339 | 2339 | 2339 | 2339 | 2339 | 2339 | 2339 | 2339 | 2339 | 2339 | 2339 | 2339 | 2339 | 2339
| Total Capacity | 0 | 0 | 0 | 0 | 0 | 0 | 4486 |  | 4486 | 4486 | 4486 | 4486 | 4486 | 4486 | 4486 | 4486 | 4486 | 4486 | 4486 | 4486 | 4486 | 4486 | 4486 | 4486 | 4486 | 4486 | 4486 | 4486 | 4486 | 4486 | 4486 | 4486 | 4486 |  |  | Berowra 132_11kV Tx1 | 0 | -88 | 63.9 | -155 | -48 | 0 | 0 | -0.65716 | -0.39317 | 1.1208 | 2.4245 | 2.9832 | 3.8396 | 8.2599 | 8.6106 | 8.2455 | 8.6737 | 8.3007 | 9.8956 | 10.0601 | 10.9081 | 11.5112 | 11.5133 | 11.5716 | 11.8455 | 12.1235 | 12.4057 | 12.692 | 12.9825 | 13.2774 | 13.5766 | 13.8803
|  | -7 | -6 | -5 | -4 | -3 | -2 | -1 |  | 0 | 1 | 2 | 3 | 4 | 5 | 6 | 7 | 8 | 9 | 10 | 11 | 12 | 13 | 14 | 15 | 16 | 17 | 18 | 19 | 20 | 21 | 22 | 23 | 24 |  |  | Berowra 132_11kV Tx2 | 0 | 88 | 0 | 278 | 0 | 0 | 0 | 35.8565 | -0.26533 | 0.75639 | 1.6362 | 2.0132 | 2.5911 | 5.5741 | 5.8109 | 5.5645 | 5.8534 | 5.6017 | 6.678 | 6.789 | 7.3613 | 7.7683 | 7.7697 | 7.8091 | 7.9939 | 8.1815 | 8.3719 | 8.5651 | 8.7612 | 8.9602 | 9.1621 | 9.3671
| Transformer Loads | [36 empty] | 0 | 0 | 0 | 0 | 0 | 0 | 0 | 0 | 0 | 0 | 0 | 0 | 0 | 0 | 0 | 0 | 0 | 0 | 0 | 0 | 0 | 0 | 0 | 0 | 0 | 0 | 0 | 0 | 0 | 0 | 0 | 0
| Historical Loads | (11kV Amps) | [7 empty] | 0: Weather Corrected Forecast Loads; 4: (11kV Amps) |  |  |  | 0 | 0 | 0 | 0 | 0 | 0 | 0 | 0 | 0 | 0 | 0 | 0 | 0 | 0 | 0 | 0 | 0 | 0 | 0 | 0 | 0 | 0 | 0 | 0 | 0 | 0 | 0 | 0 | 0 | 0 | 0 | 0
|  | 2007 | 2008 | 2009 | 2010 | 2011 | 2012 | 2013 |  | 2014 | 2015 | 2016 | 2017 | 2018 | 2019 | 2020 | 2021 | 2022 | 2023 | 2024 | 2025 | 2026 | 2027 | 2028 | 2029 | 2030 | 2031 | 2032 | 2033 | 2034 | 2035 | 2036 | 2037 | 2038 |  |  |  | 0 | 0 | 0 | 0 | 0 | 0 | 0 | 0 | 0 | 0 | 0 | 0 | 0 | 0 | 0 | 0 | 0 | 0 | 0 | 0 | 0 | 0 | 0 | 0 | 0 | 0 | 0 | 0 | 0 | 0 | 0 | 0
| 0 | [36 empty] | 0 | 0 | 0 | 0 | 0 | 0 | 0 | 0 | 0 | 0 | 0 | 0 | 0 | 0 | 0 | 0 | 0 | 0 | 0 | 0 | 0 | 0 | 0 | 0 | 0 | 0 | 0 | 0 | 0 | 0 | 0 | 0
| Diversity Factor: 0 | [36 empty] | 0 | 0 | 0 | 0 | 0 | 0 | 0 | 0 | 0 | 0 | 0 | 0 | 0 | 0 | 0 | 0 | 0 | 0 | 0 | 0 | 0 | 0 | 0 | 0 | 0 | 0 | 0 | 0 | 0 | 0 | 0 | 0
[38 empty] | 0 | 0 | 0 | 0 | 0 | 0 | 0 | 0 | 0 | 0 | 0 | 0 | 0 | 0 | 0 | 0 | 0 | 0 | 0 | 0 | 0 | 0 | 0 | 0 | 0 | 0 | 0 | 0 | 0 | 0 | 0 | 0
[38 empty] | 0 | 0 | 0 | 0 | 0 | 0 | 0 | 0 | 0 | 0 | 0 | 0 | 0 | 0 | 0 | 0 | 0 | 0 | 0 | 0 | 0 | 0 | 0 | 0 | 0 | 0 | 0 | 0 | 0 | 0 | 0 | 0
| 0 | [36 empty] | 0 | 0 | 0 | 0 | 0 | 0 | 0 | 0 | 0 | 0 | 0 | 0 | 0 | 0 | 0 | 0 | 0 | 0 | 0 | 0 | 0 | 0 | 0 | 0 | 0 | 0 | 0 | 0 | 0 | 0 | 0 | 0
Diversity Factor: 0
[38 empty] | Historical Spots & Transfers | [6 empty] | Forecast Spots & Transfers
[35 empty] | Project Name | From | To | 2007 | 2008 | 2009 | 2010 | 2011 | 2012 | 2013 | 2014 | 2015 | 2016 | 2017 | 2018 | 2019 | 2020 | 2021 | 2022 | 2023 | 2024 | 2025 | 2026 | 2027 | 2028 | 2029 | 2030 | 2031 | 2032 | 2033 | 2034 | 2035 | 2036 | 2037 | 2038
| 0 | [33 empty] | Broad based demand management |  | Berowra 132_11kV Tx1 | 0 | 0 | 0 | 0 | 0 | 0 | 0 | 0 | -0.022338 | -0.02482 | -0.047158 | -0.36237 | -0.48647 | 0 | 0 | 0 | 0 | 0 | 0 | 0 | 0 | 0 | 0 | 0 | 0 | 0 | 0 | 0 | 0 | 0 | 0 | 0
| Diversity Factor: 0 | [33 empty] | Broad based demand management |  | Berowra 132_11kV Tx2 | 0 | 0 | 0 | 0 | 0 | 0 | 0 | 0 | -0.015075 | -0.01675 | -0.031824 | -0.24455 | -0.32829 | 0 | 0 | 0 | 0 | 0 | 0 | 0 | 0 | 0 | 0 | 0 | 0 | 0 | 0 | 0 | 0 | 0 | 0 | 0
[35 empty] | DNP_ID: 6215. Galston Zone Development - Commissioning & Integration with the existing 11 kV Network. | Berowra 132_11kV Tx1 | Galston 132_11kV Tx1 | 0 | 0 | 0 | 0 | 17 | 0 | 0 | 0 | 0 | 0 | 0 | 0 | 0 | 0 | 0 | 0 | 0 | 0 | 0 | 0 | 0 | 0 | 0 | 0 | 0 | 0 | 0 | 0 | 0 | 0 | 0 | 0
[35 empty] | DNP_ID: 6215. Galston Zone Development - Commissioning & Integration with the existing 11 kV Network. | Berowra 132_11kV Tx1 | Galston 132_11kV Tx2 | 0 | 0 | 0 | 0 | 31 | 0 | 0 | 0 | 0 | 0 | 0 | 0 | 0 | 0 | 0 | 0 | 0 | 0 | 0 | 0 | 0 | 0 | 0 | 0 | 0 | 0 | 0 | 0 | 0 | 0 | 0 | 0
| 0 | [33 empty] | DNP_ID: 6277. 11KV Feeder Connections to the New Switchgear at Berowra Zone Substation. | Berowra 132_11kV Tx1 | Berowra 132_11kV Tx2 | 0 | 500 | 0 | 0 | 0 | 0 | 0 | 0 | 0 | 0 | 0 | 0 | 0 | 0 | 0 | 0 | 0 | 0 | 0 | 0 | 0 | 0 | 0 | 0 | 0 | 0 | 0 | 0 | 0 | 0 | 0 | 0
| Diversity Factor: 0 | [33 empty] | DNP_ID: 6277. 11KV Feeder Connections to the New Switchgear at Berowra Zone Substation. | Berowra 132_11kV Tx2 | Berowra 132_11kV Tx1 | 0 | 412 | 0 | 0 | 0 | 0 | 0 | 0 | 0 | 0 | 0 | 0 | 0 | 0 | 0 | 0 | 0 | 0 | 0 | 0 | 0 | 0 | 0 | 0 | 0 | 0 | 0 | 0 | 0 | 0 | 0 | 0
[35 empty] | DNP_ID: 6400. South Berowra Zone Development - 2008. | Berowra 132_11kV Tx1 | Berowra 132_11kV Tx2 | 0 | 0 | 0 | 155 | 0 | 0 | 0 | 0 | 0 | 0 | 0 | 0 | 0 | 0 | 0 | 0 | 0 | 0 | 0 | 0 | 0 | 0 | 0 | 0 | 0 | 0 | 0 | 0 | 0 | 0 | 0 | 0
[35 empty] | DNP_ID: 6400. South Berowra Zone Development - 2008. | Hornsby 132_11kV Tx3 | Berowra 132_11kV Tx2 | 0 | 0 | 0 | 123 | 0 | 0 | 0 | 0 | 0 | 0 | 0 | 0 | 0 | 0 | 0 | 0 | 0 | 0 | 0 | 0 | 0 | 0 | 0 | 0 | 0 | 0 | 0 | 0 | 0 | 0 | 0 | 0
| 0 | [33 empty] | HVCON_ID: 2008108. Establishment of 2x Kiosks - S.35941 Beaumont Gundah No 1 and S.35942 Beaumont Gundah No 2, 22 Beaumont Rd, Mt Ku-ring-gai |  | Berowra 132_11kV Tx1 | 0 | 0 | 63.9 | 0 | 0 | 0 | 0 | 0 | 0 | 0 | 0 | 0 | 0 | 0 | 0 | 0 | 0 | 0 | 0 | 0 | 0 | 0 | 0 | 0 | 0 | 0 | 0 | 0 | 0 | 0 | 0 | 0
| Diversity Factor: 0 | [33 empty] | HVCON_ID: 2012128. Establishment of S.62060 WOODLAND MUNDOWI No.2, Woodland Way, Mount Kuring-gai |  | Berowra 132_11kV Tx2 | 0 | 0 | 0 | 0 | 0 | 0 | 0 | 36.3 | 0 | 0 | 0 | 0 | 0 | 0 | 0 | 0 | 0 | 0 | 0 | 0 | 0 | 0 | 0 | 0 | 0 | 0 | 0 | 0 | 0 | 0 | 0 | 0
[35 empty] | Econometric |  | Berowra 132_11kV Tx1 | 0 | 0 | 0 | 0 | 0 | 0 | 0 | 0 | 0 | 4.7335 | 8.3449 | 12.5141 | 14.2162 | 14.4821 | 13.7007 | 13.9403 | 14.1836 | 14.4305 | 14.6811 | 14.9354 | 15.1936 | 15.4556 | 15.7215 | 15.9914 | 16.2653 | 16.5433 | 16.8254 | 17.1117 | 17.4023 | 17.6972 | 17.9964 | 18.3001
[35 empty] | Econometric |  | Berowra 132_11kV Tx2 | 0 | 0 | 0 | 0 | 0 | 0 | 0 | 0 | 0 | 3.1944 | 5.6315 | 8.4451 | 9.5937 | 9.7732 | 9.2459 | 9.4076 | 9.5717 | 9.7384 | 9.9075 | 10.0791 | 10.2533 | 10.4302 | 10.6096 | 10.7918 | 10.9766 | 11.1642 | 11.3546 | 11.5478 | 11.7439 | 11.9429 | 12.1448 | 12.3497
| 0 | [33 empty] | Energy Efficiency |  | Berowra 132_11kV Tx1 | 0 | 0 | 0 | 0 | 0 | 0 | 0 | -0.65716 | -0.37083 | -3.5878 | -5.8732 | -9.1685 | -9.8901 | -6.2223 | -5.0901 | -5.6948 | -5.5099 | -6.1298 | -4.7855 | -4.8753 | -4.2855 | -3.9444 | -4.2083 | -4.4198 | -4.4198 | -4.4198 | -4.4198 | -4.4198 | -4.4198 | -4.4198 | -4.4198 | -4.4198
| Diversity Factor: 0 | [33 empty] | Energy Efficiency |  | Berowra 132_11kV Tx2 | 0 | 0 | 0 | 0 | 0 | 0 | 0 | -0.44348 | -0.25025 | -2.4212 | -3.9635 | -6.1873 | -6.6743 | -4.1991 | -3.435 | -3.8431 | -3.7184 | -4.1367 | -3.2294 | -3.2901 | -2.892 | -2.6619 | -2.8399 | -2.9827 | -2.9827 | -2.9827 | -2.9827 | -2.9827 | -2.9827 | -2.9827 | -2.9827 | -2.9827
[35 empty] | Solar PV |  | Berowra 132_11kV Tx1 | 0 | 0 | 0 | 0 | 0 | 0 | 0 | 0 | 0 | 0 | 0 | 0 | 0 | 0 | 0 | 0 | 0 | 0 | 0 | 0 | 0 | 0 | 0 | 0 | 0 | 0 | 0 | 0 | 0 | 0 | 0 | 0
[35 empty] | Solar PV |  | Berowra 132_11kV Tx2 | 0 | 0 | 0 | 0 | 0 | 0 | 0 | 0 | 0 | 0 | 0 | 0 | 0 | 0 | 0 | 0 | 0 | 0 | 0 | 0 | 0 | 0 | 0 | 0 | 0 | 0 | 0 | 0 | 0 | 0 | 0 | 0
0
Diversity Factor: 0
0
Diversity Factor: 0
0
Diversity Factor: 0
0
Diversity Factor: 0
| Weather Correction and Public Holiday Factors | [8 empty] | Forecast ROG
ROG Justification
| Actual loads for season 2013 have been weather corrected by the following: | [6 empty] | 3.218% |  | Rog Capped +/-5% | [59 empty] | Rog Capped +/-5%
1 | 2 | 3 | 4 | 5 | 6 | 7 | 8 | 9 | 10 | 2014 | 2015 | 2016 | 2017 | 2018 | 2019 | 2020 | 2021 | 2022 | 2023 | 2024 | 2025 | 2026 | 2027 | 2028 | 2029 | 2030 | 2031 | 2032 | 2033 | 2034 | 2035 | 2036 | 2037 | 2038
0.95 | 0.9025 | 0.87242 | 0.85789 | 0.85789 | 0.85789 | 0.85789 | 0.85789 | 0.85789 | 0.85789 | -5% | -5% | -3.333% | -1.666% | 0% | 0% | 0% | 0% | 0% | 0% | 0% | 0% | 0% | 0% | 0% | 0% | 0% | 0% | 0% | 0% | 0% | 0% | 0% | 0% | 0%
Substation Load Detail
[7 empty] | Units | 2013 |  | 2014 | 2015 | 2016 | 2017 | 2018 | 2019 | 2020 | 2021 | 2022 | 2023 | 2024 | 2025 | 2026 | 2027 | 2028 | 2029 | 2030 | 2031 | 2032 | 2033 | 2034 | 2035 | 2036 | 2037 | 2038
1 | Berowra 132_11kV | Compensated |  | Load (LV side) |  |  | Amps | 1081 | 1103 | 1083.049 | 1028.238 | 995.841 | 983.3043 | 988.3007 | 994.7314 | 1008.565 | 1022.986 | 1036.796 | 1051.323 | 1065.226 | 1081.8 | 1098.649 | 1116.918 | 1136.198 | 1155.481 | 1174.861 | 1194.701 | 1215.006 | 1235.783 | 1257.04 | 1278.784 | 1301.022 | 1323.76 | 1347.008
|  |  |  | Apparent Power |  |  | MVA | 20.5958 |  | 20.6349 | 19.5906 | 18.9733 | 18.7345 | 18.8297 | 18.9522 | 19.2157 | 19.4905 | 19.7536 | 20.0304 | 20.2953 | 20.611 | 20.9321 | 21.2801 | 21.6475 | 22.0149 | 22.3841 | 22.7621 | 23.149 | 23.5448 | 23.9498 | 24.3641 | 24.7878 | 25.221 | 25.6639
|  |  |  | Real Power |  |  | MW | 18.5362 | 18.9135 | 18.5714 | 17.6315 | 17.076 | 16.861 | 16.9467 | 17.057 | 17.2942 | 17.5415 | 17.7783 | 18.0274 | 18.2658 | 18.5499 | 18.8389 | 19.1521 | 19.4827 | 19.8134 | 20.1457 | 20.4859 | 20.8341 | 21.1903 | 21.5549 | 21.9277 | 22.309 | 22.6989 | 23.0975
|  |  |  | Reactive Power |  |  | MVAr | 8.9775 |  | 8.9945 | 8.5393 | 8.2703 | 8.1662 | 8.2077 | 8.2611 | 8.376 | 8.4957 | 8.6104 | 8.7311 | 8.8465 | 8.9842 | 9.1241 | 9.2758 | 9.4359 | 9.5961 | 9.757 | 9.9218 | 10.0904 | 10.263 | 10.4395 | 10.6201 | 10.8048 | 10.9936 | 11.1867
|  |  |  | Capacitors In Service |  |  | MVAr | 0 |  | 0 | 0 | 0 | 0 | 0 | 0 | 0 | 0 | 0 | 0 | 0 | 0 | 0 | 0 | 0 | 0 | 0 | 0 | 0 | 0 | 0 | 0 | 0 | 0 | 0
|  |  |  | PF |  |  |  | 0.9 |  | 0.9 | 0.9 | 0.9 | 0.9 | 0.9 | 0.9 | 0.9 | 0.9 | 0.9 | 0.9 | 0.9 | 0.9 | 0.9 | 0.9 | 0.9 | 0.9 | 0.9 | 0.9 | 0.9 | 0.9 | 0.9 | 0.9 | 0.9 | 0.9 | 0.9
0.92717 | Diversity Factor: 0.93 | Uncompensated |  | Reactive Power |  |  | MVAr | 8.9775 | 9.1602 | 8.9945 | 8.5393 | 8.2703 | 8.1662 | 8.2077 | 8.2611 | 8.376 | 8.4957 | 8.6104 | 8.7311 | 8.8465 | 8.9842 | 9.1241 | 9.2758 | 9.4359 | 9.5961 | 9.757 | 9.9218 | 10.0904 | 10.263 | 10.4395 | 10.6201 | 10.8048 | 10.9936 | 11.1867
|  |  |  | PF |  |  |  | 0.9 |  | 0.9 | 0.9 | 0.9 | 0.9 | 0.9 | 0.9 | 0.9 | 0.9 | 0.9 | 0.9 | 0.9 | 0.9 | 0.9 | 0.9 | 0.9 | 0.9 | 0.9 | 0.9 | 0.9 | 0.9 | 0.9 | 0.9 | 0.9 | 0.9 | 0.9
[10 empty] | 1 | 2 | 3 | 4 | 5 | 6 | 7 | 8 | 9 | 10 | 11 | 12 | 13 | 14 | 15 | 16 | 17 | 18 | 19 | 20 | 21 | 22 | 23 | 24 | 25
Transformer Load Detail
[7 empty] | Units | 2013 |  | 2014 | 2015 | 2016 | 2017 | 2018 | 2019 | 2020 | 2021 | 2022 | 2023 | 2024 | 2025 | 2026 | 2027 | 2028 | 2029 | 2030 | 2031 | 2032 | 2033 | 2034 | 2035 | 2036 | 2037 | 2038
| 0 | Compensated |  | Load (LV side) |  |  | Amps
|  |  |  | Apparent Power |  |  | MVA
|  |  |  | Real Power |  |  | MW
|  |  |  | Reactive Power |  |  | MVAr
|  |  |  | Capacitors In Service |  |  | MVAr
PF
| Zone Div: | Uncompensated |  | Reactive Power |  |  | MVAr
PF
| 0 | Compensated |  | Load (LV side) |  |  | Amps
|  |  |  | Apparent Power |  |  | MVA
|  |  |  | Real Power |  |  | MW
|  |  |  | Reactive Power |  |  | MVAr
|  |  |  | Capacitors In Service |  |  | MVAr
PF
| Zone Div: | Uncompensated |  | Reactive Power |  |  | MVAr
PF
| 0 | Compensated |  | Load (LV side) |  |  | Amps
|  |  |  | Apparent Power |  |  | MVA
|  |  |  | Real Power |  |  | MW
|  |  |  | Reactive Power |  |  | MVAr
|  |  |  | Capacitors In Service |  |  | MVAr
PF
| Zone Div: | Uncompensated |  | Reactive Power |  |  | MVAr
PF
| 0 | Compensated |  | Load (LV side) |  |  | Amps
|  |  |  | Apparent Power |  |  | MVA
|  |  |  | Real Power |  |  | MW
|  |  |  | Reactive Power |  |  | MVAr
|  |  |  | Capacitors In Service |  |  | MVAr
PF
| Zone Div: | Uncompensated |  | Reactive Power |  |  | MVAr
PF
| 0 | Compensated |  | Load (LV side) |  |  | Amps
|  |  |  | Apparent Power |  |  | MVA
|  |  |  | Real Power |  |  | MW
|  |  |  | Reactive Power |  |  | MVAr
|  |  |  | Capacitors In Service |  |  | MVAr
PF
| Zone Div: | Uncompensated |  | Reactive Power |  |  | MVAr
PF
| 0 | Compensated |  | Load (LV side) |  |  | Amps
|  |  |  | Apparent Power |  |  | MVA
|  |  |  | Real Power |  |  | MW
|  |  |  | Reactive Power |  |  | MVAr
|  |  |  | Capacitors In Service |  |  | MVAr
PF
| Zone Div: | Uncompensated |  | Reactive Power |  |  | MVAr
PF
| 0 | Compensated |  | Load (LV side) |  |  | Amps
|  |  |  | Apparent Power |  |  | MVA
|  |  |  | Real Power |  |  | MW
|  |  |  | Reactive Power |  |  | MVAr
|  |  |  | Capacitors In Service |  |  | MVAr
PF
| Zone Div: | Uncompensated |  | Reactive Power |  |  | MVAr
PF
| 0 | Compensated |  | Load (LV side) |  |  | Amps
|  |  |  | Apparent Power |  |  | MVA
|  |  |  | Real Power |  |  | MW
|  |  |  | Reactive Power |  |  | MVAr
|  |  |  | Capacitors In Service |  |  | MVAr
PF
| Zone Div: | Uncompensated |  | Reactive Power |  |  | MVAr
PF
| 0 | Compensated |  | Load (LV side) |  |  | Amps
|  |  |  | Apparent Power |  |  | MVA
|  |  |  | Real Power |  |  | MW
|  |  |  | Reactive Power |  |  | MVAr
|  |  |  | Capacitors In Service |  |  | MVAr
PF
| Zone Div: | Uncompensated |  | Reactive Power |  |  | MVAr
PF
| 0 | Compensated |  | Load (LV side) |  |  | Amps
|  |  |  | Apparent Power |  |  | MVA
|  |  |  | Real Power |  |  | MW
|  |  |  | Reactive Power |  |  | MVAr
|  |  |  | Capacitors In Service |  |  | MVAr
PF
| Zone Div: | Uncompensated |  | Reactive Power |  |  | MVAr
PF

## Galston 132_11kV
| Galston 132_11kV | [16 empty] | 2014 | WINTER
[6 empty] | Zone commissioned |  | 2011-05-05
| Substation Total Loads | [33 empty] | Spots & Transfers Detail
| Historical Loads | (11kV Amps) | [7 empty] | Weather Corrected Forecast Loads |  |  |  | (11kV Amps) | [20 empty] | Spots & Transfers Summary | (11kV Amps) |  | Historical Spots & Transfers | [6 empty] | Forecast Spots & Transfers
|  | 2007 | 2008 | 2009 | 2010 | 2011 | 2012 | 2013 |  | 2014 | 2015 | 2016 | 2017 | 2018 | 2019 | 2020 | 2021 | 2022 | 2023 | 2024 | 2025 | 2026 | 2027 | 2028 | 2029 | 2030 | 2031 | 2032 | 2033 | 2034 | 2035 | 2036 | 2037 | 2038 |  |  |  | 2007 | 2008 | 2009 | 2010 | 2011 | 2012 | 2013 | 2014 | 2015 | 2016 | 2017 | 2018 | 2019 | 2020 | 2021 | 2022 | 2023 | 2024 | 2025 | 2026 | 2027 | 2028 | 2029 | 2030 | 2031 | 2032 | 2033 | 2034 | 2035 | 2036 | 2037 | 2038
| Total |  |  |  |  | 191 | 456 | 454 |  | 458.7861 | 435.521 | 421.5071 | 415.6253 | 416.7829 | 418.1246 | 423.0879 | 428.6353 | 433.8805 | 439.4446 | 444.6898 | 451.1738 | 457.7704 | 465.0243 | 472.7385 | 480.4377 | 488.1634 | 496.0878 | 504.2141 | 512.5454 | 521.0846 | 529.835 | 538.7998 | 547.9821 | 557.3852 |  |  | Total | 0 | 0 | 0 | 0 | 441 | 0 | 0 | -0.54068 | -0.3258 | 0.50347 | 1.1433 | 1.1576 | 1.3417 | 4.9633 | 5.5474 | 5.2452 | 5.5641 | 5.2452 | 6.484 | 6.5966 | 7.254 | 7.7141 | 7.6993 | 7.7256 | 7.9245 | 8.1263 | 8.3312 | 8.5392 | 8.7504 | 8.9647 | 9.1823 | 9.4031
| Firm Rating | 0 | 0 | 0 | 0 | 0 | 0 | 2000 |  | 2000 | 2000 | 2000 | 2000 | 2000 | 2000 | 2000 | 2000 | 2000 | 2000 | 2000 | 2000 | 2000 | 2000 | 2000 | 2000 | 2000 | 2000 | 2000 | 2000 | 2000 | 2000 | 2000 | 2000 | 2000
| Total Capacity | 0 | 0 | 0 | 0 | 0 | 0 | 4000 |  | 4000 | 4000 | 4000 | 4000 | 4000 | 4000 | 4000 | 4000 | 4000 | 4000 | 4000 | 4000 | 4000 | 4000 | 4000 | 4000 | 4000 | 4000 | 4000 | 4000 | 4000 | 4000 | 4000 | 4000 | 4000 |  |  | Galston 132_11kV Tx1 | 0 | 0 | 0 | 0 | 180 | 0 | 0 | -0.22568 | -0.13599 | 0.21015 | 0.4772 | 0.48317 | 0.56 | 2.0716 | 2.3154 | 2.1893 | 2.3224 | 2.1893 | 2.7064 | 2.7534 | 3.0277 | 3.2198 | 3.2136 | 3.2246 | 3.3076 | 3.3919 | 3.4774 | 3.5642 | 3.6523 | 3.7418 | 3.8326 | 3.9248
|  | -7 | -6 | -5 | -4 | -3 | -2 | -1 |  | 0 | 1 | 2 | 3 | 4 | 5 | 6 | 7 | 8 | 9 | 10 | 11 | 12 | 13 | 14 | 15 | 16 | 17 | 18 | 19 | 20 | 21 | 22 | 23 | 24 |  |  | Galston 132_11kV Tx2 | 0 | 0 | 0 | 0 | 261 | 0 | 0 | -0.31501 | -0.18982 | 0.29333 | 0.66609 | 0.67443 | 0.78167 | 2.8917 | 3.232 | 3.0559 | 3.2417 | 3.0559 | 3.7776 | 3.8432 | 4.2262 | 4.4943 | 4.4857 | 4.501 | 4.6169 | 4.7345 | 4.8539 | 4.975 | 5.0981 | 5.2229 | 5.3497 | 5.4783
| Transformer Loads | [36 empty] | 0 | 0 | 0 | 0 | 0 | 0 | 0 | 0 | 0 | 0 | 0 | 0 | 0 | 0 | 0 | 0 | 0 | 0 | 0 | 0 | 0 | 0 | 0 | 0 | 0 | 0 | 0 | 0 | 0 | 0 | 0 | 0
| Historical Loads | (11kV Amps) | [7 empty] | 0: Weather Corrected Forecast Loads; 4: (11kV Amps) |  |  |  | 0 | 0 | 0 | 0 | 0 | 0 | 0 | 0 | 0 | 0 | 0 | 0 | 0 | 0 | 0 | 0 | 0 | 0 | 0 | 0 | 0 | 0 | 0 | 0 | 0 | 0 | 0 | 0 | 0 | 0 | 0 | 0
|  | 2007 | 2008 | 2009 | 2010 | 2011 | 2012 | 2013 |  | 2014 | 2015 | 2016 | 2017 | 2018 | 2019 | 2020 | 2021 | 2022 | 2023 | 2024 | 2025 | 2026 | 2027 | 2028 | 2029 | 2030 | 2031 | 2032 | 2033 | 2034 | 2035 | 2036 | 2037 | 2038 |  |  |  | 0 | 0 | 0 | 0 | 0 | 0 | 0 | 0 | 0 | 0 | 0 | 0 | 0 | 0 | 0 | 0 | 0 | 0 | 0 | 0 | 0 | 0 | 0 | 0 | 0 | 0 | 0 | 0 | 0 | 0 | 0 | 0
| 0 | [36 empty] | 0 | 0 | 0 | 0 | 0 | 0 | 0 | 0 | 0 | 0 | 0 | 0 | 0 | 0 | 0 | 0 | 0 | 0 | 0 | 0 | 0 | 0 | 0 | 0 | 0 | 0 | 0 | 0 | 0 | 0 | 0 | 0
| Diversity Factor: 0 | [36 empty] | 0 | 0 | 0 | 0 | 0 | 0 | 0 | 0 | 0 | 0 | 0 | 0 | 0 | 0 | 0 | 0 | 0 | 0 | 0 | 0 | 0 | 0 | 0 | 0 | 0 | 0 | 0 | 0 | 0 | 0 | 0 | 0
[38 empty] | 0 | 0 | 0 | 0 | 0 | 0 | 0 | 0 | 0 | 0 | 0 | 0 | 0 | 0 | 0 | 0 | 0 | 0 | 0 | 0 | 0 | 0 | 0 | 0 | 0 | 0 | 0 | 0 | 0 | 0 | 0 | 0
[38 empty] | 0 | 0 | 0 | 0 | 0 | 0 | 0 | 0 | 0 | 0 | 0 | 0 | 0 | 0 | 0 | 0 | 0 | 0 | 0 | 0 | 0 | 0 | 0 | 0 | 0 | 0 | 0 | 0 | 0 | 0 | 0 | 0
| 0 | [36 empty] | 0 | 0 | 0 | 0 | 0 | 0 | 0 | 0 | 0 | 0 | 0 | 0 | 0 | 0 | 0 | 0 | 0 | 0 | 0 | 0 | 0 | 0 | 0 | 0 | 0 | 0 | 0 | 0 | 0 | 0 | 0 | 0
Diversity Factor: 0
[38 empty] | Historical Spots & Transfers | [6 empty] | Forecast Spots & Transfers
[35 empty] | Project Name | From | To | 2007 | 2008 | 2009 | 2010 | 2011 | 2012 | 2013 | 2014 | 2015 | 2016 | 2017 | 2018 | 2019 | 2020 | 2021 | 2022 | 2023 | 2024 | 2025 | 2026 | 2027 | 2028 | 2029 | 2030 | 2031 | 2032 | 2033 | 2034 | 2035 | 2036 | 2037 | 2038
| 0 | [33 empty] | Broad based demand management |  | Galston 132_11kV Tx1 | 0 | 0 | 0 | 0 | 0 | 0 | 0 | 0 | -0.010568 | -0.011742 | -0.022311 | -0.17144 | -0.23015 | 0 | 0 | 0 | 0 | 0 | 0 | 0 | 0 | 0 | 0 | 0 | 0 | 0 | 0 | 0 | 0 | 0 | 0 | 0
| Diversity Factor: 0 | [33 empty] | Broad based demand management |  | Galston 132_11kV Tx2 | 0 | 0 | 0 | 0 | 0 | 0 | 0 | 0 | -0.014751 | -0.01639 | -0.031142 | -0.2393 | -0.32125 | 0 | 0 | 0 | 0 | 0 | 0 | 0 | 0 | 0 | 0 | 0 | 0 | 0 | 0 | 0 | 0 | 0 | 0 | 0
[35 empty] | DNP_ID: 6215. Galston Zone Development - Commissioning & Integration with the existing 11 kV Network. | Berowra 132_11kV Tx1 | Galston 132_11kV Tx1 | 0 | 0 | 0 | 0 | 17 | 0 | 0 | 0 | 0 | 0 | 0 | 0 | 0 | 0 | 0 | 0 | 0 | 0 | 0 | 0 | 0 | 0 | 0 | 0 | 0 | 0 | 0 | 0 | 0 | 0 | 0 | 0
[35 empty] | DNP_ID: 6215. Galston Zone Development - Commissioning & Integration with the existing 11 kV Network. | Berowra 132_11kV Tx1 | Galston 132_11kV Tx2 | 0 | 0 | 0 | 0 | 31 | 0 | 0 | 0 | 0 | 0 | 0 | 0 | 0 | 0 | 0 | 0 | 0 | 0 | 0 | 0 | 0 | 0 | 0 | 0 | 0 | 0 | 0 | 0 | 0 | 0 | 0 | 0
| 0 | [33 empty] | DNP_ID: 6215. Galston Zone Development - Commissioning & Integration with the existing 11 kV Network. | Hornsby 132_11kV Tx3 | Galston 132_11kV Tx1 | 0 | 0 | 0 | 0 | 88 | 0 | 0 | 0 | 0 | 0 | 0 | 0 | 0 | 0 | 0 | 0 | 0 | 0 | 0 | 0 | 0 | 0 | 0 | 0 | 0 | 0 | 0 | 0 | 0 | 0 | 0 | 0
| Diversity Factor: 0 | [33 empty] | DNP_ID: 6215. Galston Zone Development - Commissioning & Integration with the existing 11 kV Network. | Hornsby 132_11kV Tx3 | Galston 132_11kV Tx2 | 0 | 0 | 0 | 0 | 108 | 0 | 0 | 0 | 0 | 0 | 0 | 0 | 0 | 0 | 0 | 0 | 0 | 0 | 0 | 0 | 0 | 0 | 0 | 0 | 0 | 0 | 0 | 0 | 0 | 0 | 0 | 0
[35 empty] | DNP_ID: 6215. Galston Zone Development - Commissioning & Integration with the existing 11 kV Network. | Pennant Hills 132_11kV Tx1 | Galston 132_11kV Tx1 | 0 | 0 | 0 | 0 | 75 | 0 | 0 | 0 | 0 | 0 | 0 | 0 | 0 | 0 | 0 | 0 | 0 | 0 | 0 | 0 | 0 | 0 | 0 | 0 | 0 | 0 | 0 | 0 | 0 | 0 | 0 | 0
[35 empty] | DNP_ID: 6215. Galston Zone Development - Commissioning & Integration with the existing 11 kV Network. | Pennant Hills 132_11kV Tx1 | Galston 132_11kV Tx2 | 0 | 0 | 0 | 0 | 122 | 0 | 0 | 0 | 0 | 0 | 0 | 0 | 0 | 0 | 0 | 0 | 0 | 0 | 0 | 0 | 0 | 0 | 0 | 0 | 0 | 0 | 0 | 0 | 0 | 0 | 0 | 0
| 0 | [33 empty] | Econometric |  | Galston 132_11kV Tx1 | 0 | 0 | 0 | 0 | 0 | 0 | 0 | 0 | 0 | 1.3967 | 2.4195 | 3.6509 | 4.019 | 4.0987 | 3.9658 | 4.0382 | 4.1118 | 4.1865 | 4.2623 | 4.3392 | 4.4174 | 4.4967 | 4.5772 | 4.659 | 4.742 | 4.8262 | 4.9118 | 4.9986 | 5.0867 | 5.1762 | 5.267 | 5.3592
| Diversity Factor: 0 | [33 empty] | Econometric |  | Galston 132_11kV Tx2 | 0 | 0 | 0 | 0 | 0 | 0 | 0 | 0 | 0 | 1.9495 | 3.3772 | 5.096 | 5.6098 | 5.7211 | 5.5356 | 5.6367 | 5.7394 | 5.8436 | 5.9494 | 6.0568 | 6.1659 | 6.2766 | 6.3891 | 6.5032 | 6.619 | 6.7366 | 6.856 | 6.9772 | 7.1002 | 7.2251 | 7.3518 | 7.4805
[35 empty] | Energy Efficiency |  | Galston 132_11kV Tx1 | 0 | 0 | 0 | 0 | 0 | 0 | 0 | -0.22568 | -0.12542 | -1.1748 | -1.92 | -2.9963 | -3.2288 | -2.027 | -1.6504 | -1.8489 | -1.7894 | -1.9972 | -1.5559 | -1.5859 | -1.3896 | -1.2769 | -1.3636 | -1.4344 | -1.4344 | -1.4344 | -1.4344 | -1.4344 | -1.4344 | -1.4344 | -1.4344 | -1.4344
[35 empty] | Energy Efficiency |  | Galston 132_11kV Tx2 | 0 | 0 | 0 | 0 | 0 | 0 | 0 | -0.31501 | -0.17506 | -1.6398 | -2.68 | -4.1823 | -4.5069 | -2.8294 | -2.3036 | -2.5808 | -2.4977 | -2.7877 | -2.1718 | -2.2136 | -1.9397 | -1.7823 | -1.9034 | -2.0022 | -2.0022 | -2.0022 | -2.0022 | -2.0022 | -2.0022 | -2.0022 | -2.0022 | -2.0022
| 0 | [33 empty] | Solar PV |  | Galston 132_11kV Tx1 | 0 | 0 | 0 | 0 | 0 | 0 | 0 | 0 | 0 | 0 | 0 | 0 | 0 | 0 | 0 | 0 | 0 | 0 | 0 | 0 | 0 | 0 | 0 | 0 | 0 | 0 | 0 | 0 | 0 | 0 | 0 | 0
| Diversity Factor: 0 | [33 empty] | Solar PV |  | Galston 132_11kV Tx2 | 0 | 0 | 0 | 0 | 0 | 0 | 0 | 0 | 0 | 0 | 0 | 0 | 0 | 0 | 0 | 0 | 0 | 0 | 0 | 0 | 0 | 0 | 0 | 0 | 0 | 0 | 0 | 0 | 0 | 0 | 0 | 0
0
Diversity Factor: 0
0
Diversity Factor: 0
0
Diversity Factor: 0
0
Diversity Factor: 0
| Weather Correction and Public Holiday Factors | [8 empty] | Forecast ROG
ROG Justification
| Actual loads for season 2013 have been weather corrected by the following: | [6 empty] | 6.498% |  | Rog Capped +/-5% | [59 empty] | Rog Capped +/-5%
1 | 2 | 3 | 4 | 5 | 6 | 7 | 8 | 9 | 10 | 2014 | 2015 | 2016 | 2017 | 2018 | 2019 | 2020 | 2021 | 2022 | 2023 | 2024 | 2025 | 2026 | 2027 | 2028 | 2029 | 2030 | 2031 | 2032 | 2033 | 2034 | 2035 | 2036 | 2037 | 2038
0.95 | 0.9025 | 0.87242 | 0.85789 | 0.85789 | 0.85789 | 0.85789 | 0.85789 | 0.85789 | 0.85789 | -5% | -5% | -3.333% | -1.666% | 0% | 0% | 0% | 0% | 0% | 0% | 0% | 0% | 0% | 0% | 0% | 0% | 0% | 0% | 0% | 0% | 0% | 0% | 0% | 0% | 0%
Substation Load Detail
[7 empty] | Units | 2013 |  | 2014 | 2015 | 2016 | 2017 | 2018 | 2019 | 2020 | 2021 | 2022 | 2023 | 2024 | 2025 | 2026 | 2027 | 2028 | 2029 | 2030 | 2031 | 2032 | 2033 | 2034 | 2035 | 2036 | 2037 | 2038
1 | Galston 132_11kV | Compensated |  | Load (LV side) |  |  | Amps | 454 | 483.502 | 458.7861 | 435.521 | 421.5071 | 415.6253 | 416.7829 | 418.1246 | 423.0879 | 428.6353 | 433.8805 | 439.4446 | 444.6898 | 451.1738 | 457.7704 | 465.0243 | 472.7385 | 480.4377 | 488.1634 | 496.0878 | 504.2141 | 512.5454 | 521.0846 | 529.835 | 538.7998 | 547.9821 | 557.3852
|  |  |  | Apparent Power |  |  | MVA | 8.6499 |  | 8.741 | 8.2978 | 8.0308 | 7.9187 | 7.9408 | 7.9663 | 8.0609 | 8.1666 | 8.2665 | 8.3725 | 8.4725 | 8.596 | 8.7217 | 8.8599 | 9.0069 | 9.1536 | 9.3008 | 9.4517 | 9.6066 | 9.7653 | 9.928 | 10.0947 | 10.2655 | 10.4405 | 10.6196
|  |  |  | Real Power |  |  | MW | 8.3891 | 8.9342 | 8.4775 | 8.0476 | 7.7887 | 7.68 | 7.7014 | 7.7262 | 7.8179 | 7.9204 | 8.0173 | 8.1201 | 8.2171 | 8.3369 | 8.4588 | 8.5928 | 8.7354 | 8.8776 | 9.0204 | 9.1668 | 9.317 | 9.4709 | 9.6287 | 9.7904 | 9.956 | 10.1257 | 10.2995
|  |  |  | Reactive Power |  |  | MVAr | 2.1079 |  | 2.1301 | 2.0221 | 1.957 | 1.9297 | 1.9351 | 1.9413 | 1.9643 | 1.9901 | 2.0145 | 2.0403 | 2.0646 | 2.0947 | 2.1254 | 2.1591 | 2.1949 | 2.2306 | 2.2665 | 2.3033 | 2.341 | 2.3797 | 2.4193 | 2.46 | 2.5016 | 2.5442 | 2.5879
|  |  |  | Capacitors In Service |  |  | MVAr | 0 |  | 0 | 0 | 0 | 0 | 0 | 0 | 0 | 0 | 0 | 0 | 0 | 0 | 0 | 0 | 0 | 0 | 0 | 0 | 0 | 0 | 0 | 0 | 0 | 0 | 0
|  |  |  | PF |  |  |  | 0.96985 |  | 0.96985 | 0.96985 | 0.96985 | 0.96985 | 0.96985 | 0.96985 | 0.96985 | 0.96985 | 0.96985 | 0.96985 | 0.96985 | 0.96985 | 0.96985 | 0.96985 | 0.96985 | 0.96985 | 0.96985 | 0.96985 | 0.96985 | 0.96985 | 0.96985 | 0.96985 | 0.96985 | 0.96985 | 0.96985
0.76129 | Diversity Factor: 0.76 | Uncompensated |  | Reactive Power |  |  | MVAr | 2.1079 | 2.2448 | 2.1301 | 2.0221 | 1.957 | 1.9297 | 1.9351 | 1.9413 | 1.9643 | 1.9901 | 2.0145 | 2.0403 | 2.0646 | 2.0947 | 2.1254 | 2.1591 | 2.1949 | 2.2306 | 2.2665 | 2.3033 | 2.341 | 2.3797 | 2.4193 | 2.46 | 2.5016 | 2.5442 | 2.5879
|  |  |  | PF |  |  |  | 0.96985 |  | 0.96985 | 0.96985 | 0.96985 | 0.96985 | 0.96985 | 0.96985 | 0.96985 | 0.96985 | 0.96985 | 0.96985 | 0.96985 | 0.96985 | 0.96985 | 0.96985 | 0.96985 | 0.96985 | 0.96985 | 0.96985 | 0.96985 | 0.96985 | 0.96985 | 0.96985 | 0.96985 | 0.96985 | 0.96985
[10 empty] | 1 | 2 | 3 | 4 | 5 | 6 | 7 | 8 | 9 | 10 | 11 | 12 | 13 | 14 | 15 | 16 | 17 | 18 | 19 | 20 | 21 | 22 | 23 | 24 | 25
Transformer Load Detail
[7 empty] | Units | 2013 |  | 2014 | 2015 | 2016 | 2017 | 2018 | 2019 | 2020 | 2021 | 2022 | 2023 | 2024 | 2025 | 2026 | 2027 | 2028 | 2029 | 2030 | 2031 | 2032 | 2033 | 2034 | 2035 | 2036 | 2037 | 2038
| 0 | Compensated |  | Load (LV side) |  |  | Amps
|  |  |  | Apparent Power |  |  | MVA
|  |  |  | Real Power |  |  | MW
|  |  |  | Reactive Power |  |  | MVAr
|  |  |  | Capacitors In Service |  |  | MVAr
PF
| Zone Div: | Uncompensated |  | Reactive Power |  |  | MVAr
PF
| 0 | Compensated |  | Load (LV side) |  |  | Amps
|  |  |  | Apparent Power |  |  | MVA
|  |  |  | Real Power |  |  | MW
|  |  |  | Reactive Power |  |  | MVAr
|  |  |  | Capacitors In Service |  |  | MVAr
PF
| Zone Div: | Uncompensated |  | Reactive Power |  |  | MVAr
PF
| 0 | Compensated |  | Load (LV side) |  |  | Amps
|  |  |  | Apparent Power |  |  | MVA
|  |  |  | Real Power |  |  | MW
|  |  |  | Reactive Power |  |  | MVAr
|  |  |  | Capacitors In Service |  |  | MVAr
PF
| Zone Div: | Uncompensated |  | Reactive Power |  |  | MVAr
PF
| 0 | Compensated |  | Load (LV side) |  |  | Amps
|  |  |  | Apparent Power |  |  | MVA
|  |  |  | Real Power |  |  | MW
|  |  |  | Reactive Power |  |  | MVAr
|  |  |  | Capacitors In Service |  |  | MVAr
PF
| Zone Div: | Uncompensated |  | Reactive Power |  |  | MVAr
PF
| 0 | Compensated |  | Load (LV side) |  |  | Amps
|  |  |  | Apparent Power |  |  | MVA
|  |  |  | Real Power |  |  | MW
|  |  |  | Reactive Power |  |  | MVAr
|  |  |  | Capacitors In Service |  |  | MVAr
PF
| Zone Div: | Uncompensated |  | Reactive Power |  |  | MVAr
PF
| 0 | Compensated |  | Load (LV side) |  |  | Amps
|  |  |  | Apparent Power |  |  | MVA
|  |  |  | Real Power |  |  | MW
|  |  |  | Reactive Power |  |  | MVAr
|  |  |  | Capacitors In Service |  |  | MVAr
PF
| Zone Div: | Uncompensated |  | Reactive Power |  |  | MVAr
PF
| 0 | Compensated |  | Load (LV side) |  |  | Amps
|  |  |  | Apparent Power |  |  | MVA
|  |  |  | Real Power |  |  | MW
|  |  |  | Reactive Power |  |  | MVAr
|  |  |  | Capacitors In Service |  |  | MVAr
PF
| Zone Div: | Uncompensated |  | Reactive Power |  |  | MVAr
PF
| 0 | Compensated |  | Load (LV side) |  |  | Amps
|  |  |  | Apparent Power |  |  | MVA
|  |  |  | Real Power |  |  | MW
|  |  |  | Reactive Power |  |  | MVAr
|  |  |  | Capacitors In Service |  |  | MVAr
PF
| Zone Div: | Uncompensated |  | Reactive Power |  |  | MVAr
PF
| 0 | Compensated |  | Load (LV side) |  |  | Amps
|  |  |  | Apparent Power |  |  | MVA
|  |  |  | Real Power |  |  | MW
|  |  |  | Reactive Power |  |  | MVAr
|  |  |  | Capacitors In Service |  |  | MVAr
PF
| Zone Div: | Uncompensated |  | Reactive Power |  |  | MVAr
PF
| 0 | Compensated |  | Load (LV side) |  |  | Amps
|  |  |  | Apparent Power |  |  | MVA
|  |  |  | Real Power |  |  | MW
|  |  |  | Reactive Power |  |  | MVAr
|  |  |  | Capacitors In Service |  |  | MVAr
PF
| Zone Div: | Uncompensated |  | Reactive Power |  |  | MVAr
PF

## Hornsby 132_11kV
| Hornsby 132_11kV | [16 empty] | 2014 | WINTER
| Substation Total Loads | [33 empty] | Spots & Transfers Detail
| Historical Loads | (11kV Amps) | [7 empty] | Weather Corrected Forecast Loads |  |  |  | (11kV Amps) | [20 empty] | Spots & Transfers Summary | (11kV Amps) |  | Historical Spots & Transfers | [6 empty] | Forecast Spots & Transfers
|  | 2007 | 2008 | 2009 | 2010 | 2011 | 2012 | 2013 |  | 2014 | 2015 | 2016 | 2017 | 2018 | 2019 | 2020 | 2021 | 2022 | 2023 | 2024 | 2025 | 2026 | 2027 | 2028 | 2029 | 2030 | 2031 | 2032 | 2033 | 2034 | 2035 | 2036 | 2037 | 2038 |  |  |  | 2007 | 2008 | 2009 | 2010 | 2011 | 2012 | 2013 | 2014 | 2015 | 2016 | 2017 | 2018 | 2019 | 2020 | 2021 | 2022 | 2023 | 2024 | 2025 | 2026 | 2027 | 2028 | 2029 | 2030 | 2031 | 2032 | 2033 | 2034 | 2035 | 2036 | 2037 | 2038
| Total | 4176 | 4447 | 4169 | 4087 | 3798 | 3289 | 3100 |  | 3155.42 | 3047.249 | 2961.1 | 2927.238 | 2938.614 | 2955.327 | 2997.536 | 3045.774 | 3091.014 | 3138.168 | 3180.052 | 3228.472 | 3280.99 | 3340.212 | 3403.497 | 3466.239 | 3528.208 | 3591.554 | 3656.296 | 3722.455 | 3790.05 | 3859.104 | 3929.636 | 4001.668 | 4075.221 |  |  | Total | 0 | 225 | 0 | -123 | -196 | 13.5 | 0 | 45.2871 | 28.5171 | 1.7532 | 8.8881 | 11.4411 | 16.8075 | 42.4416 | 48.4967 | 45.4749 | 47.3922 | 42.0895 | 52.669 | 53.0673 | 59.8213 | 63.9016 | 63.3316 | 62.5297 | 63.8986 | 65.2872 | 66.696 | 68.1251 | 69.5748 | 71.0454 | 72.5373 | 74.0506
| Firm Rating | 0 | 0 | 0 | 0 | 0 | 0 | 6000 |  | 6000 | 6000 | 6000 | 6000 | 6000 | 6000 | 6000 | 6000 | 6000 | 6000 | 6000 | 6000 | 6000 | 6000 | 6000 | 6000 | 6000 | 6000 | 6000 | 6000 | 6000 | 6000 | 6000 | 6000 | 6000
| Total Capacity | 0 | 0 | 0 | 0 | 0 | 0 | 9000 |  | 9000 | 9000 | 9000 | 9000 | 9000 | 9000 | 9000 | 9000 | 9000 | 9000 | 9000 | 9000 | 9000 | 9000 | 9000 | 9000 | 9000 | 9000 | 9000 | 9000 | 9000 | 9000 | 9000 | 9000 | 9000 |  |  | Hornsby 132_11kV Tx1 | 0 | 1596 | 0 | 0 | 0 | 0 | -25 | -3.4546 | -59.5945 | 0.62358 | 3.1613 | 4.0693 | 5.978 | 15.0954 | 17.2491 | 16.1743 | 16.8562 | 14.9702 | 18.733 | 18.8747 | 21.277 | 22.7282 | 22.5255 | 22.2403 | 22.7271 | 23.221 | 23.7221 | 24.2304 | 24.746 | 25.2691 | 25.7997 | 26.3379
|  | -7 | -6 | -5 | -4 | -3 | -2 | -1 |  | 0 | 1 | 2 | 3 | 4 | 5 | 6 | 7 | 8 | 9 | 10 | 11 | 12 | 13 | 14 | 15 | 16 | 17 | 18 | 19 | 20 | 21 | 22 | 23 | 24 |  |  | Hornsby 132_11kV Tx2 | 0 | -546 | 0 | 0 | 0 | 13.5 | 0 | 198.6651 | 64.4608 | 0.60197 | 3.0517 | 3.9282 | 5.7708 | 14.5721 | 16.6511 | 15.6136 | 16.2719 | 14.4512 | 18.0836 | 18.2204 | 20.5394 | 21.9403 | 21.7446 | 21.4693 | 21.9393 | 22.416 | 22.8997 | 23.3904 | 23.8882 | 24.3931 | 24.9053 | 25.4249
| Transformer Loads | [35 empty] | Hornsby 132_11kV Tx3 | 0 | -825 | 0 | -123 | -196 | 0 | 25 | -149.9234 | 23.6507 | 0.52769 | 2.6751 | 3.4435 | 5.0587 | 12.7741 | 14.5966 | 13.6871 | 14.2641 | 12.6681 | 15.8523 | 15.9722 | 18.005 | 19.2331 | 19.0616 | 18.8202 | 19.2322 | 19.6502 | 20.0742 | 20.5043 | 20.9406 | 21.3833 | 21.8323 | 22.2877
| Historical Loads | (11kV Amps) | [7 empty] | 0: Weather Corrected Forecast Loads; 4: (11kV Amps) |  |  |  | 0 | 0 | 0 | 0 | 0 | 0 | 0 | 0 | 0 | 0 | 0 | 0 | 0 | 0 | 0 | 0 | 0 | 0 | 0 | 0 | 0 | 0 | 0 | 0 | 0 | 0 | 0 | 0 | 0 | 0 | 0 | 0
|  | 2007 | 2008 | 2009 | 2010 | 2011 | 2012 | 2013 |  | 2014 | 2015 | 2016 | 2017 | 2018 | 2019 | 2020 | 2021 | 2022 | 2023 | 2024 | 2025 | 2026 | 2027 | 2028 | 2029 | 2030 | 2031 | 2032 | 2033 | 2034 | 2035 | 2036 | 2037 | 2038 |  |  |  | 0 | 0 | 0 | 0 | 0 | 0 | 0 | 0 | 0 | 0 | 0 | 0 | 0 | 0 | 0 | 0 | 0 | 0 | 0 | 0 | 0 | 0 | 0 | 0 | 0 | 0 | 0 | 0 | 0 | 0 | 0 | 0
| 0 | [36 empty] | 0 | 0 | 0 | 0 | 0 | 0 | 0 | 0 | 0 | 0 | 0 | 0 | 0 | 0 | 0 | 0 | 0 | 0 | 0 | 0 | 0 | 0 | 0 | 0 | 0 | 0 | 0 | 0 | 0 | 0 | 0 | 0
| Diversity Factor: 0 | [36 empty] | 0 | 0 | 0 | 0 | 0 | 0 | 0 | 0 | 0 | 0 | 0 | 0 | 0 | 0 | 0 | 0 | 0 | 0 | 0 | 0 | 0 | 0 | 0 | 0 | 0 | 0 | 0 | 0 | 0 | 0 | 0 | 0
[38 empty] | 0 | 0 | 0 | 0 | 0 | 0 | 0 | 0 | 0 | 0 | 0 | 0 | 0 | 0 | 0 | 0 | 0 | 0 | 0 | 0 | 0 | 0 | 0 | 0 | 0 | 0 | 0 | 0 | 0 | 0 | 0 | 0
[38 empty] | 0 | 0 | 0 | 0 | 0 | 0 | 0 | 0 | 0 | 0 | 0 | 0 | 0 | 0 | 0 | 0 | 0 | 0 | 0 | 0 | 0 | 0 | 0 | 0 | 0 | 0 | 0 | 0 | 0 | 0 | 0 | 0
| 0 | [36 empty] | 0 | 0 | 0 | 0 | 0 | 0 | 0 | 0 | 0 | 0 | 0 | 0 | 0 | 0 | 0 | 0 | 0 | 0 | 0 | 0 | 0 | 0 | 0 | 0 | 0 | 0 | 0 | 0 | 0 | 0 | 0 | 0
Diversity Factor: 0
[38 empty] | Historical Spots & Transfers | [6 empty] | Forecast Spots & Transfers
[35 empty] | Project Name | From | To | 2007 | 2008 | 2009 | 2010 | 2011 | 2012 | 2013 | 2014 | 2015 | 2016 | 2017 | 2018 | 2019 | 2020 | 2021 | 2022 | 2023 | 2024 | 2025 | 2026 | 2027 | 2028 | 2029 | 2030 | 2031 | 2032 | 2033 | 2034 | 2035 | 2036 | 2037 | 2038
| 0 | [33 empty] | Broad based demand management |  | Hornsby 132_11kV Tx1 | 0 | 0 | 0 | 0 | 0 | 0 | 0 | 0 | 0 | 0 | 0 | 0 | 0 | 0 | 0 | 0 | 0 | 0 | 0 | 0 | 0 | 0 | 0 | 0 | 0 | 0 | 0 | 0 | 0 | 0 | 0 | 0
| Diversity Factor: 0 | [33 empty] | Broad based demand management |  | Hornsby 132_11kV Tx2 | 0 | 0 | 0 | 0 | 0 | 0 | 0 | 0 | 0 | 0 | 0 | 0 | 0 | 0 | 0 | 0 | 0 | 0 | 0 | 0 | 0 | 0 | 0 | 0 | 0 | 0 | 0 | 0 | 0 | 0 | 0 | 0
[35 empty] | Broad based demand management |  | Hornsby 132_11kV Tx3 | 0 | 0 | 0 | 0 | 0 | 0 | 0 | 0 | 0 | 0 | 0 | 0 | 0 | 0 | 0 | 0 | 0 | 0 | 0 | 0 | 0 | 0 | 0 | 0 | 0 | 0 | 0 | 0 | 0 | 0 | 0 | 0
[35 empty] | DNP_ID: 6128. Northern Turramurra Minor Zone Development (Load Transfer from Turramurra Pa13 & Pa18 to Hornsby Pa15) | Turramurra 33_11kV Tx2 | Hornsby 132_11kV Tx1 | 0 | 225 | 0 | 0 | 0 | 0 | 0 | 0 | 0 | 0 | 0 | 0 | 0 | 0 | 0 | 0 | 0 | 0 | 0 | 0 | 0 | 0 | 0 | 0 | 0 | 0 | 0 | 0 | 0 | 0 | 0 | 0
| 0 | [33 empty] | DNP_ID: 6129. Hornsby Zone - Populating TX1 Switchgear Group. | Hornsby 132_11kV Tx2 | Hornsby 132_11kV Tx1 | 0 | 224 | 0 | 0 | 0 | 0 | 0 | 0 | 0 | 0 | 0 | 0 | 0 | 0 | 0 | 0 | 0 | 0 | 0 | 0 | 0 | 0 | 0 | 0 | 0 | 0 | 0 | 0 | 0 | 0 | 0 | 0
| Diversity Factor: 0 | [33 empty] | DNP_ID: 6129. Hornsby Zone - Populating TX1 Switchgear Group. | Hornsby 132_11kV Tx2 | Hornsby 132_11kV Tx3 | 0 | 145 | 0 | 0 | 0 | 0 | 0 | 0 | 0 | 0 | 0 | 0 | 0 | 0 | 0 | 0 | 0 | 0 | 0 | 0 | 0 | 0 | 0 | 0 | 0 | 0 | 0 | 0 | 0 | 0 | 0 | 0
[35 empty] | DNP_ID: 6129. Hornsby Zone - Populating TX1 Switchgear Group. | Hornsby 132_11kV Tx3 | Hornsby 132_11kV Tx1 | 0 | 567 | 0 | 0 | 0 | 0 | 0 | 0 | 0 | 0 | 0 | 0 | 0 | 0 | 0 | 0 | 0 | 0 | 0 | 0 | 0 | 0 | 0 | 0 | 0 | 0 | 0 | 0 | 0 | 0 | 0 | 0
[35 empty] | DNP_ID: 6154. Hornsby South Zone Development | Hornsby 132_11kV Tx2 | Hornsby 132_11kV Tx1 | 0 | 177 | 0 | 0 | 0 | 0 | 0 | 0 | 0 | 0 | 0 | 0 | 0 | 0 | 0 | 0 | 0 | 0 | 0 | 0 | 0 | 0 | 0 | 0 | 0 | 0 | 0 | 0 | 0 | 0 | 0 | 0
| 0 | [33 empty] | DNP_ID: 6154. Hornsby South Zone Development | Hornsby 132_11kV Tx3 | Hornsby 132_11kV Tx1 | 0 | 403 | 0 | 0 | 0 | 0 | 0 | 0 | 0 | 0 | 0 | 0 | 0 | 0 | 0 | 0 | 0 | 0 | 0 | 0 | 0 | 0 | 0 | 0 | 0 | 0 | 0 | 0 | 0 | 0 | 0 | 0
| Diversity Factor: 0 | [33 empty] | DNP_ID: 6215. Galston Zone Development - Commissioning & Integration with the existing 11 kV Network. | Hornsby 132_11kV Tx3 | Galston 132_11kV Tx1 | 0 | 0 | 0 | 0 | 88 | 0 | 0 | 0 | 0 | 0 | 0 | 0 | 0 | 0 | 0 | 0 | 0 | 0 | 0 | 0 | 0 | 0 | 0 | 0 | 0 | 0 | 0 | 0 | 0 | 0 | 0 | 0
[35 empty] | DNP_ID: 6215. Galston Zone Development - Commissioning & Integration with the existing 11 kV Network. | Hornsby 132_11kV Tx3 | Galston 132_11kV Tx2 | 0 | 0 | 0 | 0 | 108 | 0 | 0 | 0 | 0 | 0 | 0 | 0 | 0 | 0 | 0 | 0 | 0 | 0 | 0 | 0 | 0 | 0 | 0 | 0 | 0 | 0 | 0 | 0 | 0 | 0 | 0 | 0
[35 empty] | DNP_ID: 6400. South Berowra Zone Development - 2008. | Hornsby 132_11kV Tx3 | Berowra 132_11kV Tx2 | 0 | 0 | 0 | 123 | 0 | 0 | 0 | 0 | 0 | 0 | 0 | 0 | 0 | 0 | 0 | 0 | 0 | 0 | 0 | 0 | 0 | 0 | 0 | 0 | 0 | 0 | 0 | 0 | 0 | 0 | 0 | 0
| 0 | [33 empty] | DNP_ID: 6832. Form New Interconnector for New Customer Substation S.48783 Neringah Warwilla No.2. | Hornsby 132_11kV Tx1 | Hornsby 132_11kV Tx3 | 0 | 0 | 0 | 0 | 0 | 0 | 25 | 0 | 0 | 0 | 0 | 0 | 0 | 0 | 0 | 0 | 0 | 0 | 0 | 0 | 0 | 0 | 0 | 0 | 0 | 0 | 0 | 0 | 0 | 0 | 0 | 0
| Diversity Factor: 0 | [33 empty] | DNP_ID: 6947. Form New 11kV Feeder from S.847 Hornsby Zone | Hornsby 132_11kV Tx3 | Hornsby 132_11kV Tx2 | 0 | 0 | 0 | 0 | 0 | 0 | 0 | 202 | 0 | 0 | 0 | 0 | 0 | 0 | 0 | 0 | 0 | 0 | 0 | 0 | 0 | 0 | 0 | 0 | 0 | 0 | 0 | 0 | 0 | 0 | 0 | 0
[35 empty] | HVCON_ID: 2011244. Establishment of S.49774 Rosamond Watson, Manor Rd, Hornsby |  | Hornsby 132_11kV Tx2 | 0 | 0 | 0 | 0 | 0 | 13.5 | 0 | 0 | 0 | 0 | 0 | 0 | 0 | 0 | 0 | 0 | 0 | 0 | 0 | 0 | 0 | 0 | 0 | 0 | 0 | 0 | 0 | 0 | 0 | 0 | 0 | 0
[35 empty] | HVCON_ID: 2011538. Establishment of 4 x Kiosks, S.50749 Kelray Salisbury No 2, S.50750 Kelray Salisbury No 3, S.50751 Kelray Salisbury No 4 and S.50752 Kelray Salisbury No 5, 2 Kelray Place, Asquith - new load for National Boradbank Networ |  | Hornsby 132_11kV Tx3 | 0 | 0 | 0 | 0 | 0 | 0 | 0 | 55 | 0 | 0 | 0 | 0 | 0 | 0 | 0 | 0 | 0 | 0 | 0 | 0 | 0 | 0 | 0 | 0 | 0 | 0 | 0 | 0 | 0 | 0 | 0 | 0
| 0 | [33 empty] | HVCON_ID: 2011584. Establish new substation S.61022 Hornsby Aquatic, Pacific Hwy, Hornsby | Hornsby 132_11kV Tx1 | Hornsby 132_11kV Tx2 | 0 | 0 | 0 | 0 | 0 | 0 | 0 | 0 | 66 | 0 | 0 | 0 | 0 | 0 | 0 | 0 | 0 | 0 | 0 | 0 | 0 | 0 | 0 | 0 | 0 | 0 | 0 | 0 | 0 | 0 | 0 | 0
| Diversity Factor: 0 | [33 empty] | HVCON_ID: 2012313. Hornsby Hospital Redevelopment - Stage 1- Establishment of S.62458 Derby Burdett, Derby Road, Hornsby |  | Hornsby 132_11kV Tx1 | 0 | 0 | 0 | 0 | 0 | 0 | 0 | 0 | 33 | 0 | 0 | 0 | 0 | 0 | 0 | 0 | 0 | 0 | 0 | 0 | 0 | 0 | 0 | 0 | 0 | 0 | 0 | 0 | 0 | 0 | 0 | 0
[35 empty] | HVCON_ID: 2012313. Hornsby Hospital Redevelopment - Stage 1- Establishment of S.62458 Derby Burdett, Derby Road, Hornsby | Hornsby 132_11kV Tx1 | Hornsby 132_11kV Tx3 | 0 | 0 | 0 | 0 | 0 | 0 | 0 | 0 | 25 | 0 | 0 | 0 | 0 | 0 | 0 | 0 | 0 | 0 | 0 | 0 | 0 | 0 | 0 | 0 | 0 | 0 | 0 | 0 | 0 | 0 | 0 | 0
[35 empty] | Econometric |  | Hornsby 132_11kV Tx1 | 0 | 0 | 0 | 0 | 0 | 0 | 0 | 0 | 0 | 8.938 | 16.1998 | 24.2385 | 27.1323 | 27.6039 | 26.0421 | 26.4697 | 26.9035 | 27.3436 | 27.7901 | 28.2432 | 28.7028 | 29.1691 | 29.6421 | 30.122 | 30.6089 | 31.1028 | 31.6039 | 32.1122 | 32.6278 | 33.1509 | 33.6815 | 34.2197
| 0 | [33 empty] | Econometric |  | Hornsby 132_11kV Tx2 | 0 | 0 | 0 | 0 | 0 | 0 | 0 | 0 | 0 | 8.6282 | 15.6382 | 23.3982 | 26.1917 | 26.647 | 25.1393 | 25.5521 | 25.9708 | 26.3957 | 26.8267 | 27.2641 | 27.7077 | 28.1579 | 28.6145 | 29.0778 | 29.5478 | 30.0246 | 30.5083 | 30.9989 | 31.4967 | 32.0016 | 32.5138 | 33.0334
| Diversity Factor: 0 | [33 empty] | Econometric |  | Hornsby 132_11kV Tx3 | 0 | 0 | 0 | 0 | 0 | 0 | 0 | 0 | 0 | 7.5636 | 13.7087 | 20.5111 | 22.9599 | 23.359 | 22.0374 | 22.3992 | 22.7663 | 23.1388 | 23.5166 | 23.9 | 24.2889 | 24.6835 | 25.0838 | 25.4899 | 25.9019 | 26.3199 | 26.7439 | 27.174 | 27.6104 | 28.053 | 28.502 | 28.9575
[35 empty] | Energy Efficiency |  | Hornsby 132_11kV Tx1 | 0 | 0 | 0 | 0 | 0 | 0 | 0 | -3.4546 | -1.5945 | -8.3144 | -13.0386 | -20.1692 | -21.1543 | -12.5085 | -8.793 | -10.2954 | -10.0472 | -12.3734 | -9.0571 | -9.3684 | -7.4258 | -6.4409 | -7.1166 | -7.8818 | -7.8818 | -7.8818 | -7.8818 | -7.8818 | -7.8818 | -7.8818 | -7.8818 | -7.8818
[35 empty] | Energy Efficiency |  | Hornsby 132_11kV Tx2 | 0 | 0 | 0 | 0 | 0 | 0 | 0 | -3.3349 | -1.5392 | -8.0262 | -12.5866 | -19.47 | -20.4209 | -12.0749 | -8.4882 | -9.9385 | -9.6989 | -11.9445 | -8.7431 | -9.0437 | -7.1684 | -6.2176 | -6.8699 | -7.6085 | -7.6085 | -7.6085 | -7.6085 | -7.6085 | -7.6085 | -7.6085 | -7.6085 | -7.6085
| 0 | [33 empty] | Energy Efficiency |  | Hornsby 132_11kV Tx3 | 0 | 0 | 0 | 0 | 0 | 0 | 0 | -2.9234 | -1.3493 | -7.0359 | -11.0335 | -17.0676 | -17.9012 | -10.585 | -7.4409 | -8.7122 | -8.5022 | -10.4707 | -7.6643 | -7.9278 | -6.2839 | -5.4504 | -6.0223 | -6.6697 | -6.6697 | -6.6697 | -6.6697 | -6.6697 | -6.6697 | -6.6697 | -6.6697 | -6.6697
| Diversity Factor: 0 | [33 empty] | Solar PV |  | Hornsby 132_11kV Tx1 | 0 | 0 | 0 | 0 | 0 | 0 | 0 | 0 | 0 | 0 | 0 | 0 | 0 | 0 | 0 | 0 | 0 | 0 | 0 | 0 | 0 | 0 | 0 | 0 | 0 | 0 | 0 | 0 | 0 | 0 | 0 | 0
[35 empty] | Solar PV |  | Hornsby 132_11kV Tx2 | 0 | 0 | 0 | 0 | 0 | 0 | 0 | 0 | 0 | 0 | 0 | 0 | 0 | 0 | 0 | 0 | 0 | 0 | 0 | 0 | 0 | 0 | 0 | 0 | 0 | 0 | 0 | 0 | 0 | 0 | 0 | 0
[35 empty] | Solar PV |  | Hornsby 132_11kV Tx3 | 0 | 0 | 0 | 0 | 0 | 0 | 0 | 0 | 0 | 0 | 0 | 0 | 0 | 0 | 0 | 0 | 0 | 0 | 0 | 0 | 0 | 0 | 0 | 0 | 0 | 0 | 0 | 0 | 0 | 0 | 0 | 0
0
Diversity Factor: 0
| Weather Correction and Public Holiday Factors | [8 empty] | Forecast ROG
ROG Justification
| Actual loads for season 2013 have been weather corrected by the following: | [6 empty] | 4.225% |  | 7 year ROG ok | [59 empty] | 7 year ROG ok
1 | 2 | 3 | 4 | 5 | 6 | 7 | 8 | 9 | 10 | 2014 | 2015 | 2016 | 2017 | 2018 | 2019 | 2020 | 2021 | 2022 | 2023 | 2024 | 2025 | 2026 | 2027 | 2028 | 2029 | 2030 | 2031 | 2032 | 2033 | 2034 | 2035 | 2036 | 2037 | 2038
0.95693 | 0.91572 | 0.88942 | 0.87666 | 0.87666 | 0.87666 | 0.87666 | 0.87666 | 0.87666 | 0.87666 | -4.307% | -4.307% | -2.871% | -1.435% | 0% | 0% | 0% | 0% | 0% | 0% | 0% | 0% | 0% | 0% | 0% | 0% | 0% | 0% | 0% | 0% | 0% | 0% | 0% | 0% | 0%
Substation Load Detail
[7 empty] | Units | 2013 |  | 2014 | 2015 | 2016 | 2017 | 2018 | 2019 | 2020 | 2021 | 2022 | 2023 | 2024 | 2025 | 2026 | 2027 | 2028 | 2029 | 2030 | 2031 | 2032 | 2033 | 2034 | 2035 | 2036 | 2037 | 2038
1 | Hornsby 132_11kV | Compensated |  | Load (LV side) |  |  | Amps | 3100 | 3282 | 3155.42 | 3047.249 | 2961.1 | 2927.238 | 2938.614 | 2955.327 | 2997.536 | 3045.774 | 3091.014 | 3138.168 | 3180.052 | 3228.472 | 3280.99 | 3340.212 | 3403.497 | 3466.239 | 3528.208 | 3591.554 | 3656.296 | 3722.455 | 3790.05 | 3859.104 | 3929.636 | 4001.668 | 4075.221
|  |  |  | Apparent Power |  |  | MVA | 59.0629 |  | 60.1188 | 58.0579 | 56.4165 | 55.7714 | 55.9881 | 56.3066 | 57.1107 | 58.0298 | 58.8917 | 59.7901 | 60.5881 | 61.5107 | 62.5112 | 63.6396 | 64.8453 | 66.0407 | 67.2214 | 68.4283 | 69.6618 | 70.9223 | 72.2102 | 73.5258 | 74.8696 | 76.242 | 77.6434
|  |  |  | Real Power |  |  | MW | 58.432 | 61.8625 | 60.0513 | 58.002 | 56.3694 | 55.7275 | 55.9432 | 56.26 | 57.06 | 57.9741 | 58.8312 | 59.7245 | 60.5179 | 61.5106 | 62.5109 | 63.6385 | 64.843 | 66.0367 | 67.2153 | 68.4197 | 69.6504 | 70.9075 | 72.1916 | 73.503 | 74.8422 | 76.2094 | 77.6052
|  |  |  | Reactive Power |  |  | MVAr | 8.6099 |  | 2.8485 | 2.5465 | 2.3059 | 2.2114 | 2.2431 | 2.2898 | 2.4077 | 2.5424 | 2.6687 | 2.8003 | 2.9172 | 0.063489 | 0.21088 | 0.37702 | 0.5545 | 0.7304 | 0.90407 | 1.0815 | 1.2629 | 1.4481 | 1.6373 | 1.8305 | 2.0279 | 2.2293 | 2.435
|  |  |  | Capacitors In Service |  |  | MVAr | 0 |  | 6 | 6 | 6 | 6 | 6 | 6 | 6 | 6 | 6 | 6 | 6 | 9 | 9 | 9 | 9 | 9 | 9 | 9 | 9 | 9 | 9 | 9 | 9 | 9 | 9
|  |  |  | PF |  |  |  | 0.98932 |  | 0.99888 | 0.99904 | 0.99916 | 0.99921 | 0.9992 | 0.99917 | 0.99911 | 0.99904 | 0.99897 | 0.9989 | 0.99884 | 1 | 0.99999 | 0.99998 | 0.99996 | 0.99994 | 0.99991 | 0.99987 | 0.99984 | 0.99979 | 0.99974 | 0.99969 | 0.99963 | 0.99957 | 0.99951
0.97052 | Diversity Factor: 0.97 | Uncompensated |  | Reactive Power |  |  | MVAr | 8.6099 | 9.1153 | 8.8485 | 8.5465 | 8.3059 | 8.2114 | 8.2431 | 8.2898 | 8.4077 | 8.5424 | 8.6687 | 8.8003 | 8.9172 | 9.0635 | 9.2109 | 9.377 | 9.5545 | 9.7304 | 9.9041 | 10.0815 | 10.2629 | 10.4481 | 10.6373 | 10.8305 | 11.0279 | 11.2293 | 11.435
|  |  |  | PF |  |  |  | 0.98932 |  | 0.98932 | 0.98932 | 0.98932 | 0.98932 | 0.98932 | 0.98932 | 0.98932 | 0.98932 | 0.98932 | 0.98932 | 0.98932 | 0.98932 | 0.98932 | 0.98932 | 0.98932 | 0.98932 | 0.98932 | 0.98932 | 0.98932 | 0.98932 | 0.98932 | 0.98932 | 0.98932 | 0.98932 | 0.98932
[10 empty] | 1 | 2 | 3 | 4 | 5 | 6 | 7 | 8 | 9 | 10 | 11 | 12 | 13 | 14 | 15 | 16 | 17 | 18 | 19 | 20 | 21 | 22 | 23 | 24 | 25
Transformer Load Detail
[7 empty] | Units | 2013 |  | 2014 | 2015 | 2016 | 2017 | 2018 | 2019 | 2020 | 2021 | 2022 | 2023 | 2024 | 2025 | 2026 | 2027 | 2028 | 2029 | 2030 | 2031 | 2032 | 2033 | 2034 | 2035 | 2036 | 2037 | 2038
| 0 | Compensated |  | Load (LV side) |  |  | Amps
|  |  |  | Apparent Power |  |  | MVA
|  |  |  | Real Power |  |  | MW
|  |  |  | Reactive Power |  |  | MVAr
|  |  |  | Capacitors In Service |  |  | MVAr
PF
| Zone Div: | Uncompensated |  | Reactive Power |  |  | MVAr
PF
| 0 | Compensated |  | Load (LV side) |  |  | Amps
|  |  |  | Apparent Power |  |  | MVA
|  |  |  | Real Power |  |  | MW
|  |  |  | Reactive Power |  |  | MVAr
|  |  |  | Capacitors In Service |  |  | MVAr
PF
| Zone Div: | Uncompensated |  | Reactive Power |  |  | MVAr
PF
| 0 | Compensated |  | Load (LV side) |  |  | Amps
|  |  |  | Apparent Power |  |  | MVA
|  |  |  | Real Power |  |  | MW
|  |  |  | Reactive Power |  |  | MVAr
|  |  |  | Capacitors In Service |  |  | MVAr
PF
| Zone Div: | Uncompensated |  | Reactive Power |  |  | MVAr
PF
| 0 | Compensated |  | Load (LV side) |  |  | Amps
|  |  |  | Apparent Power |  |  | MVA
|  |  |  | Real Power |  |  | MW
|  |  |  | Reactive Power |  |  | MVAr
|  |  |  | Capacitors In Service |  |  | MVAr
PF
| Zone Div: | Uncompensated |  | Reactive Power |  |  | MVAr
PF
| 0 | Compensated |  | Load (LV side) |  |  | Amps
|  |  |  | Apparent Power |  |  | MVA
|  |  |  | Real Power |  |  | MW
|  |  |  | Reactive Power |  |  | MVAr
|  |  |  | Capacitors In Service |  |  | MVAr
PF
| Zone Div: | Uncompensated |  | Reactive Power |  |  | MVAr
PF
| 0 | Compensated |  | Load (LV side) |  |  | Amps
|  |  |  | Apparent Power |  |  | MVA
|  |  |  | Real Power |  |  | MW
|  |  |  | Reactive Power |  |  | MVAr
|  |  |  | Capacitors In Service |  |  | MVAr
PF
| Zone Div: | Uncompensated |  | Reactive Power |  |  | MVAr
PF
| 0 | Compensated |  | Load (LV side) |  |  | Amps
|  |  |  | Apparent Power |  |  | MVA
|  |  |  | Real Power |  |  | MW
|  |  |  | Reactive Power |  |  | MVAr
|  |  |  | Capacitors In Service |  |  | MVAr
PF
| Zone Div: | Uncompensated |  | Reactive Power |  |  | MVAr
PF
| 0 | Compensated |  | Load (LV side) |  |  | Amps
|  |  |  | Apparent Power |  |  | MVA
|  |  |  | Real Power |  |  | MW
|  |  |  | Reactive Power |  |  | MVAr
|  |  |  | Capacitors In Service |  |  | MVAr
PF
| Zone Div: | Uncompensated |  | Reactive Power |  |  | MVAr
PF
| 0 | Compensated |  | Load (LV side) |  |  | Amps
|  |  |  | Apparent Power |  |  | MVA
|  |  |  | Real Power |  |  | MW
|  |  |  | Reactive Power |  |  | MVAr
|  |  |  | Capacitors In Service |  |  | MVAr
PF
| Zone Div: | Uncompensated |  | Reactive Power |  |  | MVAr
PF
| 0 | Compensated |  | Load (LV side) |  |  | Amps
|  |  |  | Apparent Power |  |  | MVA
|  |  |  | Real Power |  |  | MW
|  |  |  | Reactive Power |  |  | MVAr
|  |  |  | Capacitors In Service |  |  | MVAr
PF
| Zone Div: | Uncompensated |  | Reactive Power |  |  | MVAr
PF

## Pennant Hills 132_11kV
| Pennant Hills 132_11kV | [16 empty] | 2014 | WINTER
| Substation Total Loads | [33 empty] | Spots & Transfers Detail
| Historical Loads | (11kV Amps) | [7 empty] | Weather Corrected Forecast Loads |  |  |  | (11kV Amps) | [20 empty] | Spots & Transfers Summary | (11kV Amps) |  | Historical Spots & Transfers | [6 empty] | Forecast Spots & Transfers
|  | 2007 | 2008 | 2009 | 2010 | 2011 | 2012 | 2013 |  | 2014 | 2015 | 2016 | 2017 | 2018 | 2019 | 2020 | 2021 | 2022 | 2023 | 2024 | 2025 | 2026 | 2027 | 2028 | 2029 | 2030 | 2031 | 2032 | 2033 | 2034 | 2035 | 2036 | 2037 | 2038 |  |  |  | 2007 | 2008 | 2009 | 2010 | 2011 | 2012 | 2013 | 2014 | 2015 | 2016 | 2017 | 2018 | 2019 | 2020 | 2021 | 2022 | 2023 | 2024 | 2025 | 2026 | 2027 | 2028 | 2029 | 2030 | 2031 | 2032 | 2033 | 2034 | 2035 | 2036 | 2037 | 2038
| Total | 5287 | 4992 | 4779 | 4291 | 3883 | 3639 | 3091 |  | 3176.961 | 3015.885 | 2921.021 | 2884.668 | 2898.904 | 2917.009 | 2960.613 | 3006.507 | 3050.376 | 3096.579 | 3140.702 | 3193.574 | 3247.331 | 3305.738 | 3367.443 | 3429.141 | 3491.137 | 3554.619 | 3619.61 | 3686.131 | 3754.207 | 3823.86 | 3895.113 | 3967.99 | 4042.515 |  |  | Total | 195.5 | 0 | 0 | 0 | -197 | 0 | 0 | -3.639 | -2.2275 | 5.6655 | 12.3311 | 14.236 | 18.1043 | 43.6039 | 45.8942 | 43.8695 | 46.2024 | 44.123 | 52.8723 | 53.757 | 58.4069 | 61.7055 | 61.6976 | 61.9958 | 63.4822 | 64.9907 | 66.5218 | 68.0756 | 69.6526 | 71.2529 | 72.8771 | 74.5253
| Firm Rating | 0 | 0 | 0 | 0 | 0 | 0 | 6000 |  | 6000 | 6000 | 6000 | 6000 | 6000 | 6000 | 6000 | 6000 | 6000 | 6000 | 6000 | 6000 | 6000 | 6000 | 6000 | 6000 | 6000 | 6000 | 6000 | 6000 | 6000 | 6000 | 6000 | 6000 | 6000
| Total Capacity | 0 | 0 | 0 | 0 | 0 | 0 | 9000 |  | 9000 | 9000 | 9000 | 9000 | 9000 | 9000 | 9000 | 9000 | 9000 | 9000 | 9000 | 9000 | 9000 | 9000 | 9000 | 9000 | 9000 | 9000 | 9000 | 9000 | 9000 | 9000 | 9000 | 9000 | 9000 |  |  | Pennant Hills 132_11kV Tx1 | 195.5 | -139 | 0 | 0 | -197 | 106 | 26 | 100.4972 | 47.0801 | 2.3397 | 5.0923 | 5.879 | 7.4765 | 18.007 | 18.9528 | 18.1167 | 19.0801 | 18.2213 | 21.8345 | 22.1999 | 24.1201 | 25.4824 | 25.4791 | 25.6022 | 26.2161 | 26.839 | 27.4713 | 28.113 | 28.7642 | 29.4251 | 30.0958 | 30.7765
|  | -7 | -6 | -5 | -4 | -3 | -2 | -1 |  | 0 | 1 | 2 | 3 | 4 | 5 | 6 | 7 | 8 | 9 | 10 | 11 | 12 | 13 | 14 | 15 | 16 | 17 | 18 | 19 | 20 | 21 | 22 | 23 | 24 |  |  | Pennant Hills 132_11kV Tx2 | 0 | 126 | 0 | 0 | 75 | -66 | -26 | -108.1262 | -40.6894 | 1.7534 | 3.8163 | 4.4058 | 5.603 | 13.4948 | 14.2036 | 13.577 | 14.299 | 13.6554 | 16.3632 | 16.637 | 18.0761 | 19.097 | 19.0945 | 19.1868 | 19.6468 | 20.1137 | 20.5875 | 21.0684 | 21.5565 | 22.0518 | 22.5544 | 23.0645
| Transformer Loads | [35 empty] | Pennant Hills 132_11kV Tx3 | 0 | 13 | 0 | 0 | -75 | -40 | 0 | 3.99 | -8.6182 | 1.5724 | 3.4225 | 3.9512 | 5.0248 | 12.1021 | 12.7378 | 12.1759 | 12.8233 | 12.2462 | 14.6745 | 14.9201 | 16.2107 | 17.1262 | 17.124 | 17.2068 | 17.6193 | 18.038 | 18.4629 | 18.8942 | 19.3319 | 19.776 | 20.2268 | 20.6843
| Historical Loads | (11kV Amps) | [7 empty] | Weather Corrected Forecast Loads |  |  |  | (11kV Amps) | [23 empty] | 0 | 0 | 0 | 0 | 0 | 0 | 0 | 0 | 0 | 0 | 0 | 0 | 0 | 0 | 0 | 0 | 0 | 0 | 0 | 0 | 0 | 0 | 0 | 0 | 0 | 0 | 0 | 0 | 0 | 0 | 0 | 0
|  | 2007 | 2008 | 2009 | 2010 | 2011 | 2012 | 2013 |  | 2014 | 2015 | 2016 | 2017 | 2018 | 2019 | 2020 | 2021 | 2022 | 2023 | 2024 | 2025 | 2026 | 2027 | 2028 | 2029 | 2030 | 2031 | 2032 | 2033 | 2034 | 2035 | 2036 | 2037 | 2038 |  |  |  | 0 | 0 | 0 | 0 | 0 | 0 | 0 | 0 | 0 | 0 | 0 | 0 | 0 | 0 | 0 | 0 | 0 | 0 | 0 | 0 | 0 | 0 | 0 | 0 | 0 | 0 | 0 | 0 | 0 | 0 | 0 | 0
| 0 | [36 empty] | 0 | 0 | 0 | 0 | 0 | 0 | 0 | 0 | 0 | 0 | 0 | 0 | 0 | 0 | 0 | 0 | 0 | 0 | 0 | 0 | 0 | 0 | 0 | 0 | 0 | 0 | 0 | 0 | 0 | 0 | 0 | 0
| Diversity Factor: 0 | [36 empty] | 0 | 0 | 0 | 0 | 0 | 0 | 0 | 0 | 0 | 0 | 0 | 0 | 0 | 0 | 0 | 0 | 0 | 0 | 0 | 0 | 0 | 0 | 0 | 0 | 0 | 0 | 0 | 0 | 0 | 0 | 0 | 0
[38 empty] | 0 | 0 | 0 | 0 | 0 | 0 | 0 | 0 | 0 | 0 | 0 | 0 | 0 | 0 | 0 | 0 | 0 | 0 | 0 | 0 | 0 | 0 | 0 | 0 | 0 | 0 | 0 | 0 | 0 | 0 | 0 | 0
[38 empty] | 0 | 0 | 0 | 0 | 0 | 0 | 0 | 0 | 0 | 0 | 0 | 0 | 0 | 0 | 0 | 0 | 0 | 0 | 0 | 0 | 0 | 0 | 0 | 0 | 0 | 0 | 0 | 0 | 0 | 0 | 0 | 0
| 0 | [36 empty] | 0 | 0 | 0 | 0 | 0 | 0 | 0 | 0 | 0 | 0 | 0 | 0 | 0 | 0 | 0 | 0 | 0 | 0 | 0 | 0 | 0 | 0 | 0 | 0 | 0 | 0 | 0 | 0 | 0 | 0 | 0 | 0
Diversity Factor: 0
[38 empty] | Historical Spots & Transfers | [6 empty] | Forecast Spots & Transfers
[35 empty] | Project Name | From | To | 2007 | 2008 | 2009 | 2010 | 2011 | 2012 | 2013 | 2014 | 2015 | 2016 | 2017 | 2018 | 2019 | 2020 | 2021 | 2022 | 2023 | 2024 | 2025 | 2026 | 2027 | 2028 | 2029 | 2030 | 2031 | 2032 | 2033 | 2034 | 2035 | 2036 | 2037 | 2038
| 0 | [33 empty] | Broad based demand management |  | Pennant Hills 132_11kV Tx1 | 0 | 0 | 0 | 0 | 0 | 0 | 0 | 0 | -0.073997 | -0.082219 | -0.15622 | -1.2004 | -1.6115 | 0 | 0 | 0 | 0 | 0 | 0 | 0 | 0 | 0 | 0 | 0 | 0 | 0 | 0 | 0 | 0 | 0 | 0 | 0
| Diversity Factor: 0 | [33 empty] | Broad based demand management |  | Pennant Hills 132_11kV Tx2 | 0 | 0 | 0 | 0 | 0 | 0 | 0 | 0 | -0.055455 | -0.061617 | -0.11707 | -0.8996 | -1.2077 | 0 | 0 | 0 | 0 | 0 | 0 | 0 | 0 | 0 | 0 | 0 | 0 | 0 | 0 | 0 | 0 | 0 | 0 | 0
[35 empty] | Broad based demand management |  | Pennant Hills 132_11kV Tx3 | 0 | 0 | 0 | 0 | 0 | 0 | 0 | 0 | -0.049732 | -0.055258 | -0.10499 | -0.80676 | -1.0831 | 0 | 0 | 0 | 0 | 0 | 0 | 0 | 0 | 0 | 0 | 0 | 0 | 0 | 0 | 0 | 0 | 0 | 0 | 0
[35 empty] | DNP_ID: 6131. Relief of Feeders from Epping Zone Substation Panels 1,10,11 and 12 | Epping 66_11kV Tx1 | Pennant Hills 132_11kV Tx1 | 173 | 0 | 0 | 0 | 0 | 0 | 0 | 0 | 0 | 0 | 0 | 0 | 0 | 0 | 0 | 0 | 0 | 0 | 0 | 0 | 0 | 0 | 0 | 0 | 0 | 0 | 0 | 0 | 0 | 0 | 0 | 0
| 0 | [33 empty] | DNP_ID: 6155. Pennant Hills Development - Relief of Remedial Feeders Panels 3, 11 & 47, and improved Pickups for Panel 6. | Pennant Hills 132_11kV Tx1 | Pennant Hills 132_11kV Tx2 | 0 | 139 | 0 | 0 | 0 | 0 | 0 | 0 | 0 | 0 | 0 | 0 | 0 | 0 | 0 | 0 | 0 | 0 | 0 | 0 | 0 | 0 | 0 | 0 | 0 | 0 | 0 | 0 | 0 | 0 | 0 | 0
| Diversity Factor: 0 | [33 empty] | DNP_ID: 6155. Pennant Hills Development - Relief of Remedial Feeders Panels 3, 11 & 47, and improved Pickups for Panel 6. | Pennant Hills 132_11kV Tx2 | Pennant Hills 132_11kV Tx3 | 0 | 178 | 0 | 0 | 0 | 0 | 0 | 0 | 0 | 0 | 0 | 0 | 0 | 0 | 0 | 0 | 0 | 0 | 0 | 0 | 0 | 0 | 0 | 0 | 0 | 0 | 0 | 0 | 0 | 0 | 0 | 0
[35 empty] | DNP_ID: 6155. Pennant Hills Development - Relief of Remedial Feeders Panels 3, 11 & 47, and improved Pickups for Panel 6. | Pennant Hills 132_11kV Tx3 | Pennant Hills 132_11kV Tx2 | 0 | 165 | 0 | 0 | 0 | 0 | 0 | 0 | 0 | 0 | 0 | 0 | 0 | 0 | 0 | 0 | 0 | 0 | 0 | 0 | 0 | 0 | 0 | 0 | 0 | 0 | 0 | 0 | 0 | 0 | 0 | 0
[35 empty] | DNP_ID: 6215. Galston Zone Development - Commissioning & Integration with the existing 11 kV Network. | Pennant Hills 132_11kV Tx1 | Galston 132_11kV Tx1 | 0 | 0 | 0 | 0 | 75 | 0 | 0 | 0 | 0 | 0 | 0 | 0 | 0 | 0 | 0 | 0 | 0 | 0 | 0 | 0 | 0 | 0 | 0 | 0 | 0 | 0 | 0 | 0 | 0 | 0 | 0 | 0
| 0 | [33 empty] | DNP_ID: 6215. Galston Zone Development - Commissioning & Integration with the existing 11 kV Network. | Pennant Hills 132_11kV Tx1 | Galston 132_11kV Tx2 | 0 | 0 | 0 | 0 | 122 | 0 | 0 | 0 | 0 | 0 | 0 | 0 | 0 | 0 | 0 | 0 | 0 | 0 | 0 | 0 | 0 | 0 | 0 | 0 | 0 | 0 | 0 | 0 | 0 | 0 | 0 | 0
| Diversity Factor: 0 | [33 empty] | DNP_ID: 6359. Pennant Hills Minor Zone Development 2008 - Panels 26 & 44 Feeders | Pennant Hills 132_11kV Tx2 | Pennant Hills 132_11kV Tx1 | 0 | 0 | 0 | 0 | 0 | 35 | 0 | 0 | 0 | 0 | 0 | 0 | 0 | 0 | 0 | 0 | 0 | 0 | 0 | 0 | 0 | 0 | 0 | 0 | 0 | 0 | 0 | 0 | 0 | 0 | 0 | 0
[35 empty] | DNP_ID: 6359. Pennant Hills Minor Zone Development 2008 - Panels 26 & 44 Feeders | Pennant Hills 132_11kV Tx2 | Pennant Hills 132_11kV Tx3 | 0 | 0 | 0 | 0 | 0 | 0 | 0 | 75 | 0 | 0 | 0 | 0 | 0 | 0 | 0 | 0 | 0 | 0 | 0 | 0 | 0 | 0 | 0 | 0 | 0 | 0 | 0 | 0 | 0 | 0 | 0 | 0
[35 empty] | DNP_ID: 6359. Pennant Hills Minor Zone Development 2008 - Panels 26 & 44 Feeders | Pennant Hills 132_11kV Tx3 | Pennant Hills 132_11kV Tx1 | 0 | 0 | 0 | 0 | 0 | 0 | 0 | 70 | 0 | 0 | 0 | 0 | 0 | 0 | 0 | 0 | 0 | 0 | 0 | 0 | 0 | 0 | 0 | 0 | 0 | 0 | 0 | 0 | 0 | 0 | 0 | 0
| 0 | [33 empty] | DNP_ID: 6359. Pennant Hills Minor Zone Development 2008 - Panels 26 & 44 Feeders | Pennant Hills 132_11kV Tx3 | Pennant Hills 132_11kV Tx2 | 0 | 0 | 0 | 0 | 75 | 0 | 0 | 0 | 0 | 0 | 0 | 0 | 0 | 0 | 0 | 0 | 0 | 0 | 0 | 0 | 0 | 0 | 0 | 0 | 0 | 0 | 0 | 0 | 0 | 0 | 0 | 0
| Diversity Factor: 0 | [33 empty] | DNP_ID: 6481. 11 kV Network Augmentation to relieve Pennant Hills feeders to the North of the Zone - Panel 4, 38 & 42 Feeders | Pennant Hills 132_11kV Tx1 | Pennant Hills 132_11kV Tx2 | 0 | 0 | 0 | 0 | 0 | 103 | 0 | 0 | 0 | 0 | 0 | 0 | 0 | 0 | 0 | 0 | 0 | 0 | 0 | 0 | 0 | 0 | 0 | 0 | 0 | 0 | 0 | 0 | 0 | 0 | 0 | 0
[35 empty] | DNP_ID: 6481. 11 kV Network Augmentation to relieve Pennant Hills feeders to the North of the Zone - Panel 4, 38 & 42 Feeders | Pennant Hills 132_11kV Tx2 | Pennant Hills 132_11kV Tx3 | 0 | 0 | 0 | 0 | 0 | 134 | 0 | 0 | 0 | 0 | 0 | 0 | 0 | 0 | 0 | 0 | 0 | 0 | 0 | 0 | 0 | 0 | 0 | 0 | 0 | 0 | 0 | 0 | 0 | 0 | 0 | 0
[35 empty] | DNP_ID: 6481. 11 kV Network Augmentation to relieve Pennant Hills feeders to the North of the Zone - Panel 4, 38 & 42 Feeders | Pennant Hills 132_11kV Tx3 | Pennant Hills 132_11kV Tx1 | 0 | 0 | 0 | 0 | 0 | 174 | 0 | 0 | 0 | 0 | 0 | 0 | 0 | 0 | 0 | 0 | 0 | 0 | 0 | 0 | 0 | 0 | 0 | 0 | 0 | 0 | 0 | 0 | 0 | 0 | 0 | 0
| 0 | [33 empty] | HVCON_ID: 2005295. Est Kiosk S.35078 Tangara School Franklin, Cherrybrook |  | Pennant Hills 132_11kV Tx1 | 22.5 | 0 | 0 | 0 | 0 | 0 | 0 | 0 | 0 | 0 | 0 | 0 | 0 | 0 | 0 | 0 | 0 | 0 | 0 | 0 | 0 | 0 | 0 | 0 | 0 | 0 | 0 | 0 | 0 | 0 | 0 | 0
| Diversity Factor: 0 | [33 empty] | HVCON_ID: 2011086. Establishment of S.49499 Leith Malahide, Leith Rd, Pennant Hills | Pennant Hills 132_11kV Tx3 | Pennant Hills 132_11kV Tx1 | 0 | 0 | 0 | 0 | 0 | 0 | 0 | 0 | 8 | 0 | 0 | 0 | 0 | 0 | 0 | 0 | 0 | 0 | 0 | 0 | 0 | 0 | 0 | 0 | 0 | 0 | 0 | 0 | 0 | 0 | 0 | 0
[35 empty] | HVCON_ID: 2012154. Establish S.62023 RAILWAY PENNANT, Pennant Hills Station Yarrara Rd, Pennant Hills | Pennant Hills 132_11kV Tx2 | Pennant Hills 132_11kV Tx1 | 0 | 0 | 0 | 0 | 0 | 0 | 0 | 0 | 21 | 0 | 0 | 0 | 0 | 0 | 0 | 0 | 0 | 0 | 0 | 0 | 0 | 0 | 0 | 0 | 0 | 0 | 0 | 0 | 0 | 0 | 0 | 0
[35 empty] | HVCON_ID: 2012156. Remove Sub S.5477 The Crescent Cheltenham and Establish new substation S.62030, Cheltenham Station, Cheltenham Railway Station, The Crescent Cheltenham. | Pennant Hills 132_11kV Tx2 | Pennant Hills 132_11kV Tx1 | 0 | 0 | 0 | 0 | 0 | 0 | 0 | 32 | 0 | 0 | 0 | 0 | 0 | 0 | 0 | 0 | 0 | 0 | 0 | 0 | 0 | 0 | 0 | 0 | 0 | 0 | 0 | 0 | 0 | 0 | 0 | 0
| 0 | [33 empty] | HVCON_ID: 2012258. Self Assessed DNP Pennant Hills Pa 47 Optimisation - Establish S.47575 Willis Stevens and recover PT717 Willis Stevens | Pennant Hills 132_11kV Tx2 | Pennant Hills 132_11kV Tx1 | 0 | 0 | 0 | 0 | 0 | 0 | 26 | 0 | 0 | 0 | 0 | 0 | 0 | 0 | 0 | 0 | 0 | 0 | 0 | 0 | 0 | 0 | 0 | 0 | 0 | 0 | 0 | 0 | 0 | 0 | 0 | 0
| Diversity Factor: 0 | [33 empty] | HVCON_ID: 2013416. Pennant Hills Day Surgery, 361-363 Pennant Hills Rd, Pennant Hills 800kVA Kiosk Substation “S.64494 – George Pennant No2” | Pennant Hills 132_11kV Tx2 | Pennant Hills 132_11kV Tx1 | 0 | 0 | 0 | 0 | 0 | 0 | 0 | 0 | 19 | 0 | 0 | 0 | 0 | 0 | 0 | 0 | 0 | 0 | 0 | 0 | 0 | 0 | 0 | 0 | 0 | 0 | 0 | 0 | 0 | 0 | 0 | 0
[35 empty] | Econometric |  | Pennant Hills 132_11kV Tx1 | 0 | 0 | 0 | 0 | 0 | 0 | 0 | 0 | 0 | 10.5634 | 18.5728 | 27.8783 | 31.5203 | 32.1153 | 30.4854 | 31.0222 | 31.5671 | 32.1202 | 32.6816 | 33.2515 | 33.8299 | 34.417 | 35.0128 | 35.6176 | 36.2314 | 36.8544 | 37.4867 | 38.1284 | 38.7796 | 39.4405 | 40.1112 | 40.7919
[35 empty] | Econometric |  | Pennant Hills 132_11kV Tx2 | 0 | 0 | 0 | 0 | 0 | 0 | 0 | 0 | 0 | 7.9164 | 13.9188 | 20.8926 | 23.622 | 24.0679 | 22.8463 | 23.2486 | 23.657 | 24.0715 | 24.4923 | 24.9193 | 25.3528 | 25.7928 | 26.2393 | 26.6926 | 27.1526 | 27.6194 | 28.0933 | 28.5742 | 29.0622 | 29.5575 | 30.0601 | 30.5703
| 0 | [33 empty] | Econometric |  | Pennant Hills 132_11kV Tx3 | 0 | 0 | 0 | 0 | 0 | 0 | 0 | 0 | 0 | 7.0994 | 12.4824 | 18.7365 | 21.1842 | 21.5841 | 20.4886 | 20.8494 | 21.2156 | 21.5874 | 21.9647 | 22.3477 | 22.7364 | 23.131 | 23.5314 | 23.9379 | 24.3504 | 24.7691 | 25.1941 | 25.6253 | 26.063 | 26.5072 | 26.958 | 27.4154
| Diversity Factor: 0 | [33 empty] | Energy Efficiency |  | Pennant Hills 132_11kV Tx1 | 0 | 0 | 0 | 0 | 0 | 0 | 0 | -1.5028 | -0.84589 | -8.1415 | -13.3242 | -20.7989 | -22.4324 | -14.1083 | -11.5326 | -12.9055 | -12.487 | -13.8989 | -10.8471 | -11.0516 | -9.7098 | -8.9346 | -9.5338 | -10.0154 | -10.0154 | -10.0154 | -10.0154 | -10.0154 | -10.0154 | -10.0154 | -10.0154 | -10.0154
[35 empty] | Energy Efficiency |  | Pennant Hills 132_11kV Tx2 | 0 | 0 | 0 | 0 | 0 | 0 | 0 | -1.1262 | -0.63392 | -6.1014 | -9.9854 | -15.5871 | -16.8113 | -10.5731 | -8.6428 | -9.6717 | -9.358 | -10.4161 | -8.129 | -8.2823 | -7.2767 | -6.6958 | -7.1448 | -7.5057 | -7.5057 | -7.5057 | -7.5057 | -7.5057 | -7.5057 | -7.5057 | -7.5057 | -7.5057
[35 empty] | Energy Efficiency |  | Pennant Hills 132_11kV Tx3 | 0 | 0 | 0 | 0 | 0 | 0 | 0 | -1.01 | -0.5685 | -5.4717 | -8.9549 | -13.9786 | -15.0763 | -9.4819 | -7.7508 | -8.6735 | -8.3923 | -9.3412 | -7.2901 | -7.4276 | -6.5257 | -6.0048 | -6.4075 | -6.7311 | -6.7311 | -6.7311 | -6.7311 | -6.7311 | -6.7311 | -6.7311 | -6.7311 | -6.7311
| 0 | [33 empty] | Solar PV |  | Pennant Hills 132_11kV Tx1 | 0 | 0 | 0 | 0 | 0 | 0 | 0 | 0 | 0 | 0 | 0 | 0 | 0 | 0 | 0 | 0 | 0 | 0 | 0 | 0 | 0 | 0 | 0 | 0 | 0 | 0 | 0 | 0 | 0 | 0 | 0 | 0
| Diversity Factor: 0 | [33 empty] | Solar PV |  | Pennant Hills 132_11kV Tx2 | 0 | 0 | 0 | 0 | 0 | 0 | 0 | 0 | 0 | 0 | 0 | 0 | 0 | 0 | 0 | 0 | 0 | 0 | 0 | 0 | 0 | 0 | 0 | 0 | 0 | 0 | 0 | 0 | 0 | 0 | 0 | 0
[35 empty] | Solar PV |  | Pennant Hills 132_11kV Tx3 | 0 | 0 | 0 | 0 | 0 | 0 | 0 | 0 | 0 | 0 | 0 | 0 | 0 | 0 | 0 | 0 | 0 | 0 | 0 | 0 | 0 | 0 | 0 | 0 | 0 | 0 | 0 | 0 | 0 | 0 | 0 | 0
| Weather Correction and Public Holiday Factors | [8 empty] | Forecast ROG
ROG Justification
| Actual loads for season 2013 have been weather corrected by the following: | [6 empty] | 5.938% |  | Rog Capped +/-5% | [59 empty] | Rog Capped +/-5%
1 | 2 | 3 | 4 | 5 | 6 | 7 | 8 | 9 | 10 | 2014 | 2015 | 2016 | 2017 | 2018 | 2019 | 2020 | 2021 | 2022 | 2023 | 2024 | 2025 | 2026 | 2027 | 2028 | 2029 | 2030 | 2031 | 2032 | 2033 | 2034 | 2035 | 2036 | 2037 | 2038
0.95 | 0.9025 | 0.87242 | 0.85789 | 0.85789 | 0.85789 | 0.85789 | 0.85789 | 0.85789 | 0.85789 | -5% | -5% | -3.333% | -1.666% | 0% | 0% | 0% | 0% | 0% | 0% | 0% | 0% | 0% | 0% | 0% | 0% | 0% | 0% | 0% | 0% | 0% | 0% | 0% | 0% | 0%
Substation Load Detail
[7 empty] | Units | 2013 |  | 2014 | 2015 | 2016 | 2017 | 2018 | 2019 | 2020 | 2021 | 2022 | 2023 | 2024 | 2025 | 2026 | 2027 | 2028 | 2029 | 2030 | 2031 | 2032 | 2033 | 2034 | 2035 | 2036 | 2037 | 2038
1 | Pennant Hills 132_11kV | Compensated |  | Load (LV side) |  |  | Amps | 3091 | 3348 | 3176.961 | 3015.885 | 2921.021 | 2884.668 | 2898.904 | 2917.009 | 2960.613 | 3006.507 | 3050.376 | 3096.579 | 3140.702 | 3193.574 | 3247.331 | 3305.738 | 3367.443 | 3429.141 | 3491.137 | 3554.619 | 3619.61 | 3686.131 | 3754.207 | 3823.86 | 3895.113 | 3967.99 | 4042.515
|  |  |  | Apparent Power |  |  | MVA | 58.8915 |  | 60.5292 | 57.4603 | 55.6529 | 54.9603 | 55.2315 | 55.5765 | 56.4072 | 57.2816 | 58.1175 | 58.9978 | 59.8384 | 60.8458 | 61.87 | 62.9828 | 64.1584 | 65.3339 | 66.5151 | 67.7246 | 68.9628 | 70.2302 | 71.5273 | 72.8543 | 74.2119 | 75.6004 | 77.0203
|  |  |  | Real Power |  |  | MW | 58.1129 | 62.9447 | 59.729 | 56.7007 | 54.9172 | 54.2337 | 54.5014 | 54.8418 | 55.6615 | 56.5244 | 57.3492 | 58.2178 | 59.0473 | 60.0414 | 61.052 | 62.1501 | 63.3102 | 64.4702 | 65.6358 | 66.8293 | 68.0511 | 69.3018 | 70.5817 | 71.8912 | 73.2308 | 74.6009 | 76.002
|  |  |  | Reactive Power |  |  | MVAr | 9.5443 |  | 9.8097 | 9.3124 | 9.0195 | 8.9072 | 8.9512 | 9.0071 | 9.1417 | 9.2834 | 9.4189 | 9.5615 | 9.6978 | 9.861 | 10.027 | 10.2074 | 10.3979 | 10.5884 | 10.7798 | 10.9759 | 11.1765 | 11.3819 | 11.5921 | 11.8072 | 12.0272 | 12.2523 | 12.4824
|  |  |  | Capacitors In Service |  |  | MVAr | 0 |  | 0 | 0 | 0 | 0 | 0 | 0 | 0 | 0 | 0 | 0 | 0 | 0 | 0 | 0 | 0 | 0 | 0 | 0 | 0 | 0 | 0 | 0 | 0 | 0 | 0
|  |  |  | PF |  |  |  | 0.98678 |  | 0.98678 | 0.98678 | 0.98678 | 0.98678 | 0.98678 | 0.98678 | 0.98678 | 0.98678 | 0.98678 | 0.98678 | 0.98678 | 0.98678 | 0.98678 | 0.98678 | 0.98678 | 0.98678 | 0.98678 | 0.98678 | 0.98678 | 0.98678 | 0.98678 | 0.98678 | 0.98678 | 0.98678 | 0.98678
0.94387 | Diversity Factor: 0.94 | Uncompensated |  | Reactive Power |  |  | MVAr | 9.5443 | 10.3379 | 9.8097 | 9.3124 | 9.0195 | 8.9072 | 8.9512 | 9.0071 | 9.1417 | 9.2834 | 9.4189 | 9.5615 | 9.6978 | 9.861 | 10.027 | 10.2074 | 10.3979 | 10.5884 | 10.7798 | 10.9759 | 11.1765 | 11.3819 | 11.5921 | 11.8072 | 12.0272 | 12.2523 | 12.4824
|  |  |  | PF |  |  |  | 0.98678 |  | 0.98678 | 0.98678 | 0.98678 | 0.98678 | 0.98678 | 0.98678 | 0.98678 | 0.98678 | 0.98678 | 0.98678 | 0.98678 | 0.98678 | 0.98678 | 0.98678 | 0.98678 | 0.98678 | 0.98678 | 0.98678 | 0.98678 | 0.98678 | 0.98678 | 0.98678 | 0.98678 | 0.98678 | 0.98678
[10 empty] | 1 | 2 | 3 | 4 | 5 | 6 | 7 | 8 | 9 | 10 | 11 | 12 | 13 | 14 | 15 | 16 | 17 | 18 | 19 | 20 | 21 | 22 | 23 | 24 | 25
Transformer Load Detail
[7 empty] | Units | 2013 |  | 2014 | 2015 | 2016 | 2017 | 2018 | 2019 | 2020 | 2021 | 2022 | 2023 | 2024 | 2025 | 2026 | 2027 | 2028 | 2029 | 2030 | 2031 | 2032 | 2033 | 2034 | 2035 | 2036 | 2037 | 2038
| 0 | Compensated |  | Load (LV side) |  |  | Amps
|  |  |  | Apparent Power |  |  | MVA
|  |  |  | Real Power |  |  | MW
|  |  |  | Reactive Power |  |  | MVAr
|  |  |  | Capacitors In Service |  |  | MVAr
PF
| Zone Div: | Uncompensated |  | Reactive Power |  |  | MVAr
PF
| 0 | Compensated |  | Load (LV side) |  |  | Amps
|  |  |  | Apparent Power |  |  | MVA
|  |  |  | Real Power |  |  | MW
|  |  |  | Reactive Power |  |  | MVAr
|  |  |  | Capacitors In Service |  |  | MVAr
PF
| Zone Div: | Uncompensated |  | Reactive Power |  |  | MVAr
PF
| 0 | Compensated |  | Load (LV side) |  |  | Amps
|  |  |  | Apparent Power |  |  | MVA
|  |  |  | Real Power |  |  | MW
|  |  |  | Reactive Power |  |  | MVAr
|  |  |  | Capacitors In Service |  |  | MVAr
PF
| Zone Div: | Uncompensated |  | Reactive Power |  |  | MVAr
PF
| 0 | Compensated |  | Load (LV side) |  |  | Amps
|  |  |  | Apparent Power |  |  | MVA
|  |  |  | Real Power |  |  | MW
|  |  |  | Reactive Power |  |  | MVAr
|  |  |  | Capacitors In Service |  |  | MVAr
PF
| Zone Div: | Uncompensated |  | Reactive Power |  |  | MVAr
PF
| 0 | Compensated |  | Load (LV side) |  |  | Amps
|  |  |  | Apparent Power |  |  | MVA
|  |  |  | Real Power |  |  | MW
|  |  |  | Reactive Power |  |  | MVAr
|  |  |  | Capacitors In Service |  |  | MVAr
PF
| Zone Div: | Uncompensated |  | Reactive Power |  |  | MVAr
PF
| 0 | Compensated |  | Load (LV side) |  |  | Amps
|  |  |  | Apparent Power |  |  | MVA
|  |  |  | Real Power |  |  | MW
|  |  |  | Reactive Power |  |  | MVAr
|  |  |  | Capacitors In Service |  |  | MVAr
PF
| Zone Div: | Uncompensated |  | Reactive Power |  |  | MVAr
PF
| 0 | Compensated |  | Load (LV side) |  |  | Amps
|  |  |  | Apparent Power |  |  | MVA
|  |  |  | Real Power |  |  | MW
|  |  |  | Reactive Power |  |  | MVAr
|  |  |  | Capacitors In Service |  |  | MVAr
PF
| Zone Div: | Uncompensated |  | Reactive Power |  |  | MVAr
PF
| 0 | Compensated |  | Load (LV side) |  |  | Amps
|  |  |  | Apparent Power |  |  | MVA
|  |  |  | Real Power |  |  | MW
|  |  |  | Reactive Power |  |  | MVAr
|  |  |  | Capacitors In Service |  |  | MVAr
PF
| Zone Div: | Uncompensated |  | Reactive Power |  |  | MVAr
PF
| 0 | Compensated |  | Load (LV side) |  |  | Amps
|  |  |  | Apparent Power |  |  | MVA
|  |  |  | Real Power |  |  | MW
|  |  |  | Reactive Power |  |  | MVAr
|  |  |  | Capacitors In Service |  |  | MVAr
PF
| Zone Div: | Uncompensated |  | Reactive Power |  |  | MVAr
PF
| 0 | Compensated |  | Load (LV side) |  |  | Amps
|  |  |  | Apparent Power |  |  | MVA
|  |  |  | Real Power |  |  | MW
|  |  |  | Reactive Power |  |  | MVAr
|  |  |  | Capacitors In Service |  |  | MVAr
PF
| Zone Div: | Uncompensated |  | Reactive Power |  |  | MVAr
PF

## Customer47
| Customer47 | [16 empty] | 2014 | WINTER
| Substation Total Loads | [33 empty] | Spots & Transfers Detail
| Historical Loads | (66kV Amps) | [7 empty] | Weather Corrected Forecast Loads |  |  |  | (66kV Amps) | [20 empty] | Spots & Transfers Summary | (66kV Amps) |  | Historical Spots & Transfers | [6 empty] | Forecast Spots & Transfers
|  | 2007 | 2008 | 2009 | 2010 | 2011 | 2012 | 2013 |  | 2014 | 2015 | 2016 | 2017 | 2018 | 2019 | 2020 | 2021 | 2022 | 2023 | 2024 | 2025 | 2026 | 2027 | 2028 | 2029 | 2030 | 2031 | 2032 | 2033 | 2034 | 2035 | 2036 | 2037 | 2038 |  |  |  | 2007 | 2008 | 2009 | 2010 | 2011 | 2012 | 2013 | 2014 | 2015 | 2016 | 2017 | 2018 | 2019 | 2020 | 2021 | 2022 | 2023 | 2024 | 2025 | 2026 | 2027 | 2028 | 2029 | 2030 | 2031 | 2032 | 2033 | 2034 | 2035 | 2036 | 2037 | 2038
| Total |  |  |  |  | 95 | 86 | 77 |  | 77 | 77 | 77 | 77 | 77 | 77 | 77 | 77 | 77 | 77 | 77 | 77 | 77 | 77 | 77 | 77 | 77 | 77 | 77 | 77 | 77 | 77 | 77 | 77 | 77 |  |  | Total
Firm Rating
| Total Capacity | [36 empty] | 0 | 0 | 0 | 0 | 0 | 0 | 0 | 0 | 0 | 0 | 0 | 0 | 0 | 0 | 0 | 0 | 0 | 0 | 0 | 0 | 0 | 0 | 0 | 0 | 0 | 0 | 0 | 0 | 0 | 0 | 0 | 0
|  | -7 | -6 | -5 | -4 | -3 | -2 | -1 |  | 0 | 1 | 2 | 3 | 4 | 5 | 6 | 7 | 8 | 9 | 10 | 11 | 12 | 13 | 14 | 15 | 16 | 17 | 18 | 19 | 20 | 21 | 22 | 23 | 24 |  |  |  | 0 | 0 | 0 | 0 | 0 | 0 | 0 | 0 | 0 | 0 | 0 | 0 | 0 | 0 | 0 | 0 | 0 | 0 | 0 | 0 | 0 | 0 | 0 | 0 | 0 | 0 | 0 | 0 | 0 | 0 | 0 | 0
| Transformer Loads | [36 empty] | 0 | 0 | 0 | 0 | 0 | 0 | 0 | 0 | 0 | 0 | 0 | 0 | 0 | 0 | 0 | 0 | 0 | 0 | 0 | 0 | 0 | 0 | 0 | 0 | 0 | 0 | 0 | 0 | 0 | 0 | 0 | 0
| Historical Loads | (66kV Amps) | [7 empty] | Weather Corrected Forecast Loads |  |  |  | (66kV Amps) | [23 empty] | 0 | 0 | 0 | 0 | 0 | 0 | 0 | 0 | 0 | 0 | 0 | 0 | 0 | 0 | 0 | 0 | 0 | 0 | 0 | 0 | 0 | 0 | 0 | 0 | 0 | 0 | 0 | 0 | 0 | 0 | 0 | 0
|  | 2007 | 2008 | 2009 | 2010 | 2011 | 2012 | 2013 |  | 2014 | 2015 | 2016 | 2017 | 2018 | 2019 | 2020 | 2021 | 2022 | 2023 | 2024 | 2025 | 2026 | 2027 | 2028 | 2029 | 2030 | 2031 | 2032 | 2033 | 2034 | 2035 | 2036 | 2037 | 2038 |  |  |  | 0 | 0 | 0 | 0 | 0 | 0 | 0 | 0 | 0 | 0 | 0 | 0 | 0 | 0 | 0 | 0 | 0 | 0 | 0 | 0 | 0 | 0 | 0 | 0 | 0 | 0 | 0 | 0 | 0 | 0 | 0 | 0
| 0 | [36 empty] | 0 | 0 | 0 | 0 | 0 | 0 | 0 | 0 | 0 | 0 | 0 | 0 | 0 | 0 | 0 | 0 | 0 | 0 | 0 | 0 | 0 | 0 | 0 | 0 | 0 | 0 | 0 | 0 | 0 | 0 | 0 | 0
| Diversity Factor: 0 | [36 empty] | 0 | 0 | 0 | 0 | 0 | 0 | 0 | 0 | 0 | 0 | 0 | 0 | 0 | 0 | 0 | 0 | 0 | 0 | 0 | 0 | 0 | 0 | 0 | 0 | 0 | 0 | 0 | 0 | 0 | 0 | 0 | 0
[38 empty] | 0 | 0 | 0 | 0 | 0 | 0 | 0 | 0 | 0 | 0 | 0 | 0 | 0 | 0 | 0 | 0 | 0 | 0 | 0 | 0 | 0 | 0 | 0 | 0 | 0 | 0 | 0 | 0 | 0 | 0 | 0 | 0
[38 empty] | 0 | 0 | 0 | 0 | 0 | 0 | 0 | 0 | 0 | 0 | 0 | 0 | 0 | 0 | 0 | 0 | 0 | 0 | 0 | 0 | 0 | 0 | 0 | 0 | 0 | 0 | 0 | 0 | 0 | 0 | 0 | 0
| 0 | [36 empty] | 0 | 0 | 0 | 0 | 0 | 0 | 0 | 0 | 0 | 0 | 0 | 0 | 0 | 0 | 0 | 0 | 0 | 0 | 0 | 0 | 0 | 0 | 0 | 0 | 0 | 0 | 0 | 0 | 0 | 0 | 0 | 0
Diversity Factor: 0
[38 empty] | Historical Spots & Transfers | [6 empty] | Forecast Spots & Transfers
[35 empty] | Project Name | From | To | 2007 | 2008 | 2009 | 2010 | 2011 | 2012 | 2013 | 2014 | 2015 | 2016 | 2017 | 2018 | 2019 | 2020 | 2021 | 2022 | 2023 | 2024 | 2025 | 2026 | 2027 | 2028 | 2029 | 2030 | 2031 | 2032 | 2033 | 2034 | 2035 | 2036 | 2037 | 2038
0
Diversity Factor: 0
0
Diversity Factor: 0
0
Diversity Factor: 0
0
Diversity Factor: 0
0
Diversity Factor: 0
0
Diversity Factor: 0
0
Diversity Factor: 0
0
Diversity Factor: 0
| Weather Correction and Public Holiday Factors | [8 empty] | Forecast ROG
ROG Justification
| Actual loads for season 2013 have been weather corrected by the following: | [6 empty] | 0% |  | N/A | [59 empty] | N/A
1 | 2 | 3 | 4 | 5 | 6 | 7 | 8 | 9 | 10 | 2014 | 2015 | 2016 | 2017 | 2018 | 2019 | 2020 | 2021 | 2022 | 2023 | 2024 | 2025 | 2026 | 2027 | 2028 | 2029 | 2030 | 2031 | 2032 | 2033 | 2034 | 2035 | 2036 | 2037 | 2038
1 | 1 | 1 | 1 | 1 | 1 | 1 | 1 | 1 | 1 | 0% | 0% | 0% | 0% | 0% | 0% | 0% | 0% | 0% | 0% | 0% | 0% | 0% | 0% | 0% | 0% | 0% | 0% | 0% | 0% | 0% | 0% | 0% | 0% | 0%
Substation Load Detail
[7 empty] | Units | 2013 |  | 2014 | 2015 | 2016 | 2017 | 2018 | 2019 | 2020 | 2021 | 2022 | 2023 | 2024 | 2025 | 2026 | 2027 | 2028 | 2029 | 2030 | 2031 | 2032 | 2033 | 2034 | 2035 | 2036 | 2037 | 2038
1 | Customer47 | Compensated |  | Load (LV side) |  |  | Amps | 77 |  | 77 | 77 | 77 | 77 | 77 | 77 | 77 | 77 | 77 | 77 | 77 | 77 | 77 | 77 | 77 | 77 | 77 | 77 | 77 | 77 | 77 | 77 | 77 | 77 | 77
|  |  |  | Apparent Power |  |  | MVA | 8.8023 |  | 8.8023 | 8.8023 | 8.8023 | 8.8023 | 8.8023 | 8.8023 | 8.8023 | 8.8023 | 8.8023 | 8.8023 | 8.8023 | 8.8023 | 8.8023 | 8.8023 | 8.8023 | 8.8023 | 8.8023 | 8.8023 | 8.8023 | 8.8023 | 8.8023 | 8.8023 | 8.8023 | 8.8023 | 8.8023
|  |  |  | Real Power |  |  | MW | 7.9221 |  | 7.9221 | 7.9221 | 7.9221 | 7.9221 | 7.9221 | 7.9221 | 7.9221 | 7.9221 | 7.9221 | 7.9221 | 7.9221 | 7.9221 | 7.9221 | 7.9221 | 7.9221 | 7.9221 | 7.9221 | 7.9221 | 7.9221 | 7.9221 | 7.9221 | 7.9221 | 7.9221 | 7.9221 | 7.9221
|  |  |  | Reactive Power |  |  | MVAr | 3.8368 |  | 3.8368 | 3.8368 | 3.8368 | 3.8368 | 3.8368 | 3.8368 | 3.8368 | 3.8368 | 3.8368 | 3.8368 | 3.8368 | 3.8368 | 3.8368 | 3.8368 | 3.8368 | 3.8368 | 3.8368 | 3.8368 | 3.8368 | 3.8368 | 3.8368 | 3.8368 | 3.8368 | 3.8368 | 3.8368
|  |  |  | Capacitors In Service |  |  | MVAr | 0 |  | 0 | 0 | 0 | 0 | 0 | 0 | 0 | 0 | 0 | 0 | 0 | 0 | 0 | 0 | 0 | 0 | 0 | 0 | 0 | 0 | 0 | 0 | 0 | 0 | 0
|  |  |  | PF |  |  |  | 0.9 |  | 0.9 | 0.9 | 0.9 | 0.9 | 0.9 | 0.9 | 0.9 | 0.9 | 0.9 | 0.9 | 0.9 | 0.9 | 0.9 | 0.9 | 0.9 | 0.9 | 0.9 | 0.9 | 0.9 | 0.9 | 0.9 | 0.9 | 0.9 | 0.9 | 0.9
0.66175 | Diversity Factor: 0.66 | Uncompensated |  | Reactive Power |  |  | MVAr | 3.8368 |  | 3.8368 | 3.8368 | 3.8368 | 3.8368 | 3.8368 | 3.8368 | 3.8368 | 3.8368 | 3.8368 | 3.8368 | 3.8368 | 3.8368 | 3.8368 | 3.8368 | 3.8368 | 3.8368 | 3.8368 | 3.8368 | 3.8368 | 3.8368 | 3.8368 | 3.8368 | 3.8368 | 3.8368 | 3.8368
|  |  |  | PF |  |  |  | 0.9 |  | 0.9 | 0.9 | 0.9 | 0.9 | 0.9 | 0.9 | 0.9 | 0.9 | 0.9 | 0.9 | 0.9 | 0.9 | 0.9 | 0.9 | 0.9 | 0.9 | 0.9 | 0.9 | 0.9 | 0.9 | 0.9 | 0.9 | 0.9 | 0.9 | 0.9
[10 empty] | 1 | 2 | 3 | 4 | 5 | 6 | 7 | 8 | 9 | 10 | 11 | 12 | 13 | 14 | 15 | 16 | 17 | 18 | 19 | 20 | 21 | 22 | 23 | 24 | 25
Transformer Load Detail
[7 empty] | Units | 2013 |  | 2014 | 2015 | 2016 | 2017 | 2018 | 2019 | 2020 | 2021 | 2022 | 2023 | 2024 | 2025 | 2026 | 2027 | 2028 | 2029 | 2030 | 2031 | 2032 | 2033 | 2034 | 2035 | 2036 | 2037 | 2038
| 0 | Compensated |  | Load (LV side) |  |  | Amps
|  |  |  | Apparent Power |  |  | MVA
|  |  |  | Real Power |  |  | MW
|  |  |  | Reactive Power |  |  | MVAr
|  |  |  | Capacitors In Service |  |  | MVAr
PF
| Zone Div: | Uncompensated |  | Reactive Power |  |  | MVAr
PF
| 0 | Compensated |  | Load (LV side) |  |  | Amps
|  |  |  | Apparent Power |  |  | MVA
|  |  |  | Real Power |  |  | MW
|  |  |  | Reactive Power |  |  | MVAr
|  |  |  | Capacitors In Service |  |  | MVAr
PF
| Zone Div: | Uncompensated |  | Reactive Power |  |  | MVAr
PF
| 0 | Compensated |  | Load (LV side) |  |  | Amps
|  |  |  | Apparent Power |  |  | MVA
|  |  |  | Real Power |  |  | MW
|  |  |  | Reactive Power |  |  | MVAr
|  |  |  | Capacitors In Service |  |  | MVAr
PF
| Zone Div: | Uncompensated |  | Reactive Power |  |  | MVAr
PF
| 0 | Compensated |  | Load (LV side) |  |  | Amps
|  |  |  | Apparent Power |  |  | MVA
|  |  |  | Real Power |  |  | MW
|  |  |  | Reactive Power |  |  | MVAr
|  |  |  | Capacitors In Service |  |  | MVAr
PF
| Zone Div: | Uncompensated |  | Reactive Power |  |  | MVAr
PF
| 0 | Compensated |  | Load (LV side) |  |  | Amps
|  |  |  | Apparent Power |  |  | MVA
|  |  |  | Real Power |  |  | MW
|  |  |  | Reactive Power |  |  | MVAr
|  |  |  | Capacitors In Service |  |  | MVAr
PF
| Zone Div: | Uncompensated |  | Reactive Power |  |  | MVAr
PF
| 0 | Compensated |  | Load (LV side) |  |  | Amps
|  |  |  | Apparent Power |  |  | MVA
|  |  |  | Real Power |  |  | MW
|  |  |  | Reactive Power |  |  | MVAr
|  |  |  | Capacitors In Service |  |  | MVAr
PF
| Zone Div: | Uncompensated |  | Reactive Power |  |  | MVAr
PF
| 0 | Compensated |  | Load (LV side) |  |  | Amps
|  |  |  | Apparent Power |  |  | MVA
|  |  |  | Real Power |  |  | MW
|  |  |  | Reactive Power |  |  | MVAr
|  |  |  | Capacitors In Service |  |  | MVAr
PF
| Zone Div: | Uncompensated |  | Reactive Power |  |  | MVAr
PF
| 0 | Compensated |  | Load (LV side) |  |  | Amps
|  |  |  | Apparent Power |  |  | MVA
|  |  |  | Real Power |  |  | MW
|  |  |  | Reactive Power |  |  | MVAr
|  |  |  | Capacitors In Service |  |  | MVAr
PF
| Zone Div: | Uncompensated |  | Reactive Power |  |  | MVAr
PF
| 0 | Compensated |  | Load (LV side) |  |  | Amps
|  |  |  | Apparent Power |  |  | MVA
|  |  |  | Real Power |  |  | MW
|  |  |  | Reactive Power |  |  | MVAr
|  |  |  | Capacitors In Service |  |  | MVAr
PF
| Zone Div: | Uncompensated |  | Reactive Power |  |  | MVAr
PF
| 0 | Compensated |  | Load (LV side) |  |  | Amps
|  |  |  | Apparent Power |  |  | MVA
|  |  |  | Real Power |  |  | MW
|  |  |  | Reactive Power |  |  | MVAr
|  |  |  | Capacitors In Service |  |  | MVAr
PF
| Zone Div: | Uncompensated |  | Reactive Power |  |  | MVAr
PF