## Inclusions and Exclusions
Sydney Forecast Inclusions and Exclusions
Date Printed |  | 08JUL14:11:21:24
| Description | Value
Season |  | Summer | Summer
Either Summer or Winter
Year |  | 2015 | 2015
Year that the forecast starts
POE |  | 50% | 0.5
10%, 50%, 90%
Spots and Transfers |  | Y | Y
Are Spots and Transfers Included?
BBDM Spots |  | Y | Y
Is BBDM included?
Spots Coefficient |  | 55% | 0.55
Scaling factor applied to spot loads in the future
Aligned ROGs |  | Capped | Capped
Have ROGs been aligned to econometric forecast?
Committed Projects |  | Y | Y
Are Committed Projects Included?
Major Customers Scaling Factor |  | 100% | 1
Scaling factor applied to major customer connections in the future
Future Transfers |  | Y | Y
Are future transfers included?
Future Spots |  | 4 | 4
Future spots are cleared from the following forecast year

## Avoca 66_11kV
| Avoca 66_11kV | [16 empty] | 2015 | SUMMER
| Substation Total Loads | [33 empty] | Spots & Transfers Detail
| Historical Loads | (11kV Amps) | [7 empty] | Weather Corrected Forecast Loads |  |  |  | (11kV Amps) | [20 empty] | Spots & Transfers Summary | (11kV Amps) |  | Historical Spots & Transfers | [6 empty] | Forecast Spots & Transfers
|  | 07/08 | 08/09 | 09/10 | 10/11 | 11/12 | 12/13 | 13/14 |  | 14/15 | 15/16 | 16/17 | 17/18 | 18/19 | 19/20 | 20/21 | 21/22 | 22/23 | 23/24 | 24/25 | 25/26 | 26/27 | 27/28 | 28/29 | 29/30 | 30/31 | 31/32 | 32/33 | 33/34 | 34/35 | 35/36 | 36/37 | 37/38 | 38/39 |  |  |  | 07/08 | 08/09 | 09/10 | 10/11 | 11/12 | 12/13 | 13/14 | 14/15 | 15/16 | 16/17 | 17/18 | 18/19 | 19/20 | 20/21 | 21/22 | 22/23 | 23/24 | 24/25 | 25/26 | 26/27 | 27/28 | 28/29 | 29/30 | 30/31 | 31/32 | 32/33 | 33/34 | 34/35 | 35/36 | 36/37 | 37/38 | 38/39
| Total | 1716 | 2401 | 2216 | 2424 | 1734 | 2197.7 | 1543.6 |  | 1552.291 | 1505.921 | 1478.894 | 1469.387 | 1454.829 | 1458.304 | 1474.213 | 1491.925 | 1506.952 | 1524.88 | 1541.265 | 1561.947 | 1583.137 | 1606.319 | 1631.045 | 1655.803 | 1680.878 | 1706.7 | 1733.281 | 1760.631 | 1788.761 | 1817.684 | 1847.411 | 1877.952 | 1909.321 |  |  | Total | 0 | -45 | -50 | 44.9042 | -200.1632 | 77.693 | -5.1725 | -136.9311 | -5.4131 | -0.53749 | 3.5 | -14.558 | 3.475 | 15.9085 | 17.7123 | 15.0275 | 17.9275 | 16.3854 | 20.6818 | 21.1899 | 23.1818 | 24.7259 | 24.758 | 25.0749 | 25.8223 | 26.5806 | 27.35 | 28.1307 | 28.9228 | 29.7264 | 30.5418 | 31.369
| Firm Rating | 0 | 0 | 0 | 0 | 0 | 0 | 3140 |  | 3140 | 3140 | 3140 | 3140 | 3140 | 3140 | 3140 | 3140 | 3140 | 3140 | 3140 | 3140 | 3140 | 3140 | 3140 | 3140 | 3140 | 3140 | 3140 | 3140 | 3140 | 3140 | 3140 | 3140 | 3140
| Total Capacity | 0 | 0 | 0 | 0 | 0 | 0 | 5517 |  | 5517 | 5517 | 5517 | 5517 | 5517 | 5517 | 5517 | 5517 | 5517 | 5517 | 5517 | 5517 | 5517 | 5517 | 5517 | 5517 | 5517 | 5517 | 5517 | 5517 | 5517 | 5517 | 5517 | 5517 | 5517 |  |  | Avoca 66_11kV Tx1 | 0 | 0 | 0 | -10 | 0 | -923 | 0 | -38 | 0 | 0 | 0 | 0 | 0 | 0 | 0 | 0 | 0 | 0 | 0 | 0 | 0 | 0 | 0 | 0 | 0 | 0 | 0 | 0 | 0 | 0 | 0 | 0
|  | -7 | -6 | -5 | -4 | -3 | -2 | -1 |  | 0 | 1 | 2 | 3 | 4 | 5 | 6 | 7 | 8 | 9 | 10 | 11 | 12 | 13 | 14 | 15 | 16 | 17 | 18 | 19 | 20 | 21 | 22 | 23 | 24 |  |  | Avoca 66_11kV Tx11 | 0 | 0 | 0 | -5.0813 | -0.082156 | 1038.8455 | -2.6034 | -2.4819 | -2.7244 | -0.27052 | 1.7616 | -7.3272 | 1.749 | 8.0069 | 8.9148 | 7.5635 | 9.0231 | 8.2469 | 10.4093 | 10.6651 | 11.6676 | 12.4447 | 12.4609 | 12.6204 | 12.9966 | 13.3782 | 13.7655 | 14.1584 | 14.5571 | 14.9615 | 15.3719 | 15.7883
| Transformer Loads | [35 empty] | Avoca 66_11kV Tx12 | 0 | 0 | 0 | -5.0145 | -0.081076 | 1070.8475 | -2.5692 | -2.4492 | -2.6886 | -0.26697 | 1.7384 | -7.2308 | 1.726 | 7.9016 | 8.7976 | 7.464 | 8.9045 | 8.1385 | 10.2725 | 10.5249 | 11.5142 | 12.2811 | 12.2971 | 12.4545 | 12.8257 | 13.2024 | 13.5845 | 13.9723 | 14.3657 | 14.7649 | 15.1698 | 15.5807
| Historical Loads | (11kV Amps) | [7 empty] | 0: Weather Corrected Forecast Loads; 4: (11kV Amps) |  |  | Avoca 66_11kV Tx13 | 0 | 0 | 0 | 0 | 0 | 0 | 0 | 0 | 0 | 0 | 0 | 0 | 0 | 0 | 0 | 0 | 0 | 0 | 0 | 0 | 0 | 0 | 0 | 0 | 0 | 0 | 0 | 0 | 0 | 0 | 0 | 0
|  | 07/08 | 08/09 | 09/10 | 10/11 | 11/12 | 12/13 | 13/14 |  | 14/15 | 15/16 | 16/17 | 17/18 | 18/19 | 19/20 | 20/21 | 21/22 | 22/23 | 23/24 | 24/25 | 25/26 | 26/27 | 27/28 | 28/29 | 29/30 | 30/31 | 31/32 | 32/33 | 33/34 | 34/35 | 35/36 | 36/37 | 37/38 | 38/39 |  |  | Avoca 66_11kV Tx2 | 0 | 0 | 0 | 145 | -140 | -433 | 0 | -76 | 0 | 0 | 0 | 0 | 0 | 0 | 0 | 0 | 0 | 0 | 0 | 0 | 0 | 0 | 0 | 0 | 0 | 0 | 0 | 0 | 0 | 0 | 0 | 0
| 0 | [35 empty] | Avoca 66_11kV Tx3 | 0 | -45 | -50 | -80 | -60 | -676 | 0 | -18 | 0 | 0 | 0 | 0 | 0 | 0 | 0 | 0 | 0 | 0 | 0 | 0 | 0 | 0 | 0 | 0 | 0 | 0 | 0 | 0 | 0 | 0 | 0 | 0
| Diversity Factor: 0 | [36 empty] | 0 | 0 | 0 | 0 | 0 | 0 | 0 | 0 | 0 | 0 | 0 | 0 | 0 | 0 | 0 | 0 | 0 | 0 | 0 | 0 | 0 | 0 | 0 | 0 | 0 | 0 | 0 | 0 | 0 | 0 | 0 | 0
[38 empty] | 0 | 0 | 0 | 0 | 0 | 0 | 0 | 0 | 0 | 0 | 0 | 0 | 0 | 0 | 0 | 0 | 0 | 0 | 0 | 0 | 0 | 0 | 0 | 0 | 0 | 0 | 0 | 0 | 0 | 0 | 0 | 0
[38 empty] | 0 | 0 | 0 | 0 | 0 | 0 | 0 | 0 | 0 | 0 | 0 | 0 | 0 | 0 | 0 | 0 | 0 | 0 | 0 | 0 | 0 | 0 | 0 | 0 | 0 | 0 | 0 | 0 | 0 | 0 | 0 | 0
| 0 | [36 empty] | 0 | 0 | 0 | 0 | 0 | 0 | 0 | 0 | 0 | 0 | 0 | 0 | 0 | 0 | 0 | 0 | 0 | 0 | 0 | 0 | 0 | 0 | 0 | 0 | 0 | 0 | 0 | 0 | 0 | 0 | 0 | 0
Diversity Factor: 0
[38 empty] | Historical Spots & Transfers | [6 empty] | Forecast Spots & Transfers
[35 empty] | Project Name | From | To | 07/08 | 08/09 | 09/10 | 10/11 | 11/12 | 12/13 | 13/14 | 14/15 | 15/16 | 16/17 | 17/18 | 18/19 | 19/20 | 20/21 | 21/22 | 22/23 | 23/24 | 24/25 | 25/26 | 26/27 | 27/28 | 28/29 | 29/30 | 30/31 | 31/32 | 32/33 | 33/34 | 34/35 | 35/36 | 36/37 | 37/38 | 38/39
| 0 | [33 empty] | Broad based demand management |  | Avoca 66_11kV Tx11 | 0 | 0 | 0 | 0 | 0 | 0 | 0 | -0.014472 | -0.028943 | -0.18813 | -0.34732 | -8.0038 | 0 | 0 | 0 | 0 | 0 | 0 | 0 | 0 | 0 | 0 | 0 | 0 | 0 | 0 | 0 | 0 | 0 | 0 | 0 | 0
| Diversity Factor: 0 | [33 empty] | Broad based demand management |  | Avoca 66_11kV Tx12 | 0 | 0 | 0 | 0 | 0 | 0 | 0 | -0.014281 | -0.028563 | -0.18566 | -0.34275 | -7.8986 | 0 | 0 | 0 | 0 | 0 | 0 | 0 | 0 | 0 | 0 | 0 | 0 | 0 | 0 | 0 | 0 | 0 | 0 | 0 | 0
[35 empty] | Broad based demand management |  | Avoca 66_11kV Tx13 | 0 | 0 | 0 | 0 | 0 | 0 | 0 | 0 | 0 | 0 | 0 | 0 | 0 | 0 | 0 | 0 | 0 | 0 | 0 | 0 | 0 | 0 | 0 | 0 | 0 | 0 | 0 | 0 | 0 | 0 | 0 | 0
[35 empty] | DNP_ID: 6267. TWO CABLES TO PROVIDE BACKUP SUPPLY TO THE WAMBERAL AREA FOR THE CONSTRUCTION OF S.14144 WAMBERAL ZONE SUBSTATION AND ITS CONNECTION TO BOTH FEEDER 824 AND THE WILLOUGHBY ROAD SECTION OF FEEDER 268. | Avoca 66_11kV Tx1 | Avoca 66_11kV Tx3 | 0 | 0 | 0 | 65 | 0 | 0 | 0 | 0 | 0 | 0 | 0 | 0 | 0 | 0 | 0 | 0 | 0 | 0 | 0 | 0 | 0 | 0 | 0 | 0 | 0 | 0 | 0 | 0 | 0 | 0 | 0 | 0
| 0 | [33 empty] | DNP_ID: 6267. TWO CABLES TO PROVIDE BACKUP SUPPLY TO THE WAMBERAL AREA FOR THE CONSTRUCTION OF S.14144 WAMBERAL ZONE SUBSTATION AND ITS CONNECTION TO BOTH FEEDER 824 AND THE WILLOUGHBY ROAD SECTION OF FEEDER 268. | Avoca 66_11kV Tx3 | Avoca 66_11kV Tx2 | 0 | 0 | 0 | 145 | 0 | 0 | 0 | 0 | 0 | 0 | 0 | 0 | 0 | 0 | 0 | 0 | 0 | 0 | 0 | 0 | 0 | 0 | 0 | 0 | 0 | 0 | 0 | 0 | 0 | 0 | 0 | 0
| Diversity Factor: 0 | [33 empty] | DNP_ID: 6268. Major Zone Development For The Establishment Of S.14144 Wamberal Zone Substation - Stage 1 Underground Component, Initial Formation Of 7 x 11kV Feeders | Avoca 66_11kV Tx2 | Wamberal 132_11kV Tx2 | 0 | 0 | 0 | 0 | 140 | 0 | 0 | 0 | 0 | 0 | 0 | 0 | 0 | 0 | 0 | 0 | 0 | 0 | 0 | 0 | 0 | 0 | 0 | 0 | 0 | 0 | 0 | 0 | 0 | 0 | 0 | 0
[35 empty] | DNP_ID: 6268. Major Zone Development For The Establishment Of S.14144 Wamberal Zone Substation - Stage 1 Underground Component, Initial Formation Of 7 x 11kV Feeders | Avoca 66_11kV Tx3 | Wamberal 132_11kV Tx2 | 0 | 0 | 0 | 0 | 60 | 0 | 0 | 0 | 0 | 0 | 0 | 0 | 0 | 0 | 0 | 0 | 0 | 0 | 0 | 0 | 0 | 0 | 0 | 0 | 0 | 0 | 0 | 0 | 0 | 0 | 0 | 0
[35 empty] | DNP_ID: 6268. Major Zone Development For The Establishment Of S.14144 Wamberal Zone Substation - Stage 1 Underground Component, Initial Formation Of 7 x 11kV Feeders | Avoca 66_11kV Tx3 | Wamberal 66_11kV Tx1 | 0 | 0 | 50 | 0 | 0 | 0 | 0 | 0 | 0 | 0 | 0 | 0 | 0 | 0 | 0 | 0 | 0 | 0 | 0 | 0 | 0 | 0 | 0 | 0 | 0 | 0 | 0 | 0 | 0 | 0 | 0 | 0
| 0 | [33 empty] | DNP_ID: 6644. Avoca Zone Development Stage 1 | Avoca 66_11kV Tx1 | Woy Woy 66_11kV Tx2 | 0 | 0 | 0 | 0 | 0 | 9 | 0 | 0 | 0 | 0 | 0 | 0 | 0 | 0 | 0 | 0 | 0 | 0 | 0 | 0 | 0 | 0 | 0 | 0 | 0 | 0 | 0 | 0 | 0 | 0 | 0 | 0
| Diversity Factor: 0 | [33 empty] | DNP_ID: 6644. Avoca Zone Development Stage 1 | Avoca 66_11kV Tx3 | Avoca 66_11kV Tx1 | 0 | 0 | 0 | 0 | 0 | 103 | 0 | 0 | 0 | 0 | 0 | 0 | 0 | 0 | 0 | 0 | 0 | 0 | 0 | 0 | 0 | 0 | 0 | 0 | 0 | 0 | 0 | 0 | 0 | 0 | 0 | 0
[35 empty] | DNP_ID: 6644. Avoca Zone Development Stage 1 | Erina 66_11kV Tx1 | Avoca 66_11kV Tx1 | 0 | 0 | 0 | 0 | 0 | 87 | 0 | 0 | 0 | 0 | 0 | 0 | 0 | 0 | 0 | 0 | 0 | 0 | 0 | 0 | 0 | 0 | 0 | 0 | 0 | 0 | 0 | 0 | 0 | 0 | 0 | 0
[35 empty] | DNP_ID: 6712. New Empire Bay Zone Substation Initial 11kV Feeder Connections | Avoca 66_11kV Tx2 | Empire Bay 66_11kV Tx1 | 0 | 0 | 0 | 0 | 0 | 0 | 0 | 76 | 0 | 0 | 0 | 0 | 0 | 0 | 0 | 0 | 0 | 0 | 0 | 0 | 0 | 0 | 0 | 0 | 0 | 0 | 0 | 0 | 0 | 0 | 0 | 0
| 0 | [33 empty] | DNP_ID: 6721. Avoca Zone Development Stage 2 | Avoca 66_11kV Tx1 | Avoca 66_11kV Tx3 | 0 | 0 | 0 | 0 | 0 | 122 | 0 | 0 | 0 | 0 | 0 | 0 | 0 | 0 | 0 | 0 | 0 | 0 | 0 | 0 | 0 | 0 | 0 | 0 | 0 | 0 | 0 | 0 | 0 | 0 | 0 | 0
| Diversity Factor: 0 | [33 empty] | DNP_ID: 6805. Change of open points to relieve Erina Pa.2 & Pa.8 Overload | Erina 66_11kV Tx1 | Avoca 66_11kV Tx1 | 0 | 0 | 0 | 55 | 0 | 0 | 0 | 0 | 0 | 0 | 0 | 0 | 0 | 0 | 0 | 0 | 0 | 0 | 0 | 0 | 0 | 0 | 0 | 0 | 0 | 0 | 0 | 0 | 0 | 0 | 0 | 0
[35 empty] | DNP_ID: 6863. Empire Bay ZS 11kV Fdr Conns (Stage 2) | Avoca 66_11kV Tx1 | Empire Bay 66_11kV Tx1 | 0 | 0 | 0 | 0 | 0 | 0 | 0 | 38 | 0 | 0 | 0 | 0 | 0 | 0 | 0 | 0 | 0 | 0 | 0 | 0 | 0 | 0 | 0 | 0 | 0 | 0 | 0 | 0 | 0 | 0 | 0 | 0
[35 empty] | DNP_ID: 6863. Empire Bay ZS 11kV Fdr Conns (Stage 2) | Avoca 66_11kV Tx3 | Empire Bay 66_11kV Tx1 | 0 | 0 | 0 | 0 | 0 | 0 | 0 | 18 | 0 | 0 | 0 | 0 | 0 | 0 | 0 | 0 | 0 | 0 | 0 | 0 | 0 | 0 | 0 | 0 | 0 | 0 | 0 | 0 | 0 | 0 | 0 | 0
| 0 | [33 empty] | DNP_ID: 6866. Avoca Zone Switchgear Transfer & Conduit Outlets | Avoca 66_11kV Tx1 | Avoca 66_11kV Tx11 | 0 | 0 | 0 | 0 | 0 | 803 | 0 | 0 | 0 | 0 | 0 | 0 | 0 | 0 | 0 | 0 | 0 | 0 | 0 | 0 | 0 | 0 | 0 | 0 | 0 | 0 | 0 | 0 | 0 | 0 | 0 | 0
| Diversity Factor: 0 | [33 empty] | DNP_ID: 6866. Avoca Zone Switchgear Transfer & Conduit Outlets | Avoca 66_11kV Tx1 | Avoca 66_11kV Tx12 | 0 | 0 | 0 | 0 | 0 | 179 | 0 | 0 | 0 | 0 | 0 | 0 | 0 | 0 | 0 | 0 | 0 | 0 | 0 | 0 | 0 | 0 | 0 | 0 | 0 | 0 | 0 | 0 | 0 | 0 | 0 | 0
[35 empty] | DNP_ID: 6866. Avoca Zone Switchgear Transfer & Conduit Outlets | Avoca 66_11kV Tx2 | Avoca 66_11kV Tx11 | 0 | 0 | 0 | 0 | 0 | 95 | 0 | 0 | 0 | 0 | 0 | 0 | 0 | 0 | 0 | 0 | 0 | 0 | 0 | 0 | 0 | 0 | 0 | 0 | 0 | 0 | 0 | 0 | 0 | 0 | 0 | 0
[35 empty] | DNP_ID: 6866. Avoca Zone Switchgear Transfer & Conduit Outlets | Avoca 66_11kV Tx2 | Avoca 66_11kV Tx12 | 0 | 0 | 0 | 0 | 0 | 338 | 0 | 0 | 0 | 0 | 0 | 0 | 0 | 0 | 0 | 0 | 0 | 0 | 0 | 0 | 0 | 0 | 0 | 0 | 0 | 0 | 0 | 0 | 0 | 0 | 0 | 0
| 0 | [33 empty] | DNP_ID: 6866. Avoca Zone Switchgear Transfer & Conduit Outlets | Avoca 66_11kV Tx3 | Avoca 66_11kV Tx11 | 0 | 0 | 0 | 0 | 0 | 141 | 0 | 0 | 0 | 0 | 0 | 0 | 0 | 0 | 0 | 0 | 0 | 0 | 0 | 0 | 0 | 0 | 0 | 0 | 0 | 0 | 0 | 0 | 0 | 0 | 0 | 0
| Diversity Factor: 0 | [33 empty] | DNP_ID: 6866. Avoca Zone Switchgear Transfer & Conduit Outlets | Avoca 66_11kV Tx3 | Avoca 66_11kV Tx12 | 0 | 0 | 0 | 0 | 0 | 554 | 0 | 0 | 0 | 0 | 0 | 0 | 0 | 0 | 0 | 0 | 0 | 0 | 0 | 0 | 0 | 0 | 0 | 0 | 0 | 0 | 0 | 0 | 0 | 0 | 0 | 0
[35 empty] | HVCON_ID: 2007092. Installation of 1 megawatt embedded generator at Gosford City Council KINCUMBER landfill site |  | Avoca 66_11kV Tx3 | 0 | -45 | 0 | 0 | 0 | 0 | 0 | 0 | 0 | 0 | 0 | 0 | 0 | 0 | 0 | 0 | 0 | 0 | 0 | 0 | 0 | 0 | 0 | 0 | 0 | 0 | 0 | 0 | 0 | 0 | 0 | 0
[35 empty] | Econometric |  | Avoca 66_11kV Tx11 | 0 | 0 | 0 | 0 | 0 | 0 | 0 | 0 | 0 | 7.6478 | 13.4743 | 17.0141 | 19.4771 | 20.8093 | 20.3538 | 19.8711 | 20.2057 | 20.5453 | 20.8899 | 21.2396 | 21.5945 | 21.9545 | 22.3199 | 22.6906 | 23.0667 | 23.4484 | 23.8357 | 24.2286 | 24.6272 | 25.0317 | 25.4421 | 25.8584
| 0 | [33 empty] | Econometric |  | Avoca 66_11kV Tx12 | 0 | 0 | 0 | 0 | 0 | 0 | 0 | 0 | 0 | 7.5473 | 13.2972 | 16.7904 | 19.221 | 20.5357 | 20.0862 | 19.6098 | 19.9401 | 20.2752 | 20.6153 | 20.9604 | 21.3106 | 21.6659 | 22.0265 | 22.3923 | 22.7635 | 23.1401 | 23.5223 | 23.9101 | 24.3035 | 24.7026 | 25.1076 | 25.5185
| Diversity Factor: 0 | [33 empty] | Econometric |  | Avoca 66_11kV Tx13 | 0 | 0 | 0 | 0 | 0 | 0 | 0 | 0 | 0 | 0 | 0 | 0 | 0 | 0 | 0 | 0 | 0 | 0 | 0 | 0 | 0 | 0 | 0 | 0 | 0 | 0 | 0 | 0 | 0 | 0 | 0 | 0
[35 empty] | Energy Efficiency |  | Avoca 66_11kV Tx11 | 0 | 0 | 0 | 0 | 0 | 0 | 0 | -0.32506 | -0.29254 | -5.0163 | -8.3876 | -13.1504 | -14.3706 | -9.2872 | -8.0397 | -8.8543 | -8.5403 | -9.1335 | -7.3157 | -7.4096 | -6.7619 | -6.3448 | -6.694 | -6.9052 | -6.9052 | -6.9052 | -6.9052 | -6.9052 | -6.9052 | -6.9052 | -6.9052 | -6.9052
[35 empty] | Energy Efficiency |  | Avoca 66_11kV Tx12 | 0 | 0 | 0 | 0 | 0 | 0 | 0 | -0.32078 | -0.28869 | -4.9504 | -8.2773 | -12.9775 | -14.1817 | -9.1651 | -7.934 | -8.7379 | -8.4281 | -9.0134 | -7.2195 | -7.3122 | -6.673 | -6.2614 | -6.606 | -6.8144 | -6.8144 | -6.8144 | -6.8144 | -6.8144 | -6.8144 | -6.8144 | -6.8144 | -6.8144
| 0 | [33 empty] | Energy Efficiency |  | Avoca 66_11kV Tx13 | 0 | 0 | 0 | 0 | 0 | 0 | 0 | 0 | 0 | 0 | 0 | 0 | 0 | 0 | 0 | 0 | 0 | 0 | 0 | 0 | 0 | 0 | 0 | 0 | 0 | 0 | 0 | 0 | 0 | 0 | 0 | 0
| Diversity Factor: 0 | [33 empty] | Solar PV |  | Avoca 66_11kV Tx1 | 0 | 0 | 0 | 0 | 0 | 0 | 0 | 0 | 0 | 0 | 0 | 0 | 0 | 0 | 0 | 0 | 0 | 0 | 0 | 0 | 0 | 0 | 0 | 0 | 0 | 0 | 0 | 0 | 0 | 0 | 0 | 0
[35 empty] | Solar PV |  | Avoca 66_11kV Tx11 | 0 | 0 | 0 | -5.0813 | -0.082156 | -0.15454 | -2.6034 | -2.1423 | -2.403 | -2.7139 | -2.9778 | -3.187 | -3.3575 | -3.5152 | -3.3993 | -3.4533 | -2.6423 | -3.165 | -3.165 | -3.165 | -3.165 | -3.165 | -3.165 | -3.165 | -3.165 | -3.165 | -3.165 | -3.165 | -3.165 | -3.165 | -3.165 | -3.165
[35 empty] | Solar PV |  | Avoca 66_11kV Tx12 | 0 | 0 | 0 | -5.0145 | -0.081076 | -0.15251 | -2.5692 | -2.1142 | -2.3714 | -2.6782 | -2.9387 | -3.1451 | -3.3134 | -3.469 | -3.3546 | -3.4079 | -2.6076 | -3.1234 | -3.1234 | -3.1234 | -3.1234 | -3.1234 | -3.1234 | -3.1234 | -3.1234 | -3.1234 | -3.1234 | -3.1234 | -3.1234 | -3.1234 | -3.1234 | -3.1234
[35 empty] | Solar PV |  | Avoca 66_11kV Tx13 | 0 | 0 | 0 | 0 | 0 | 0 | 0 | 0 | 0 | 0 | 0 | 0 | 0 | 0 | 0 | 0 | 0 | 0 | 0 | 0 | 0 | 0 | 0 | 0 | 0 | 0 | 0 | 0 | 0 | 0 | 0 | 0
| Weather Correction and Public Holiday Factors | [8 empty] | Forecast ROG | [24 empty] | Solar PV |  | Avoca 66_11kV Tx2 | 0 | 0 | 0 | 0 | 0 | 0 | 0 | 0 | 0 | 0 | 0 | 0 | 0 | 0 | 0 | 0 | 0 | 0 | 0 | 0 | 0 | 0 | 0 | 0 | 0 | 0 | 0 | 0 | 0 | 0 | 0 | 0
[10 empty] | ROG Justification | [24 empty] | Solar PV |  | Avoca 66_11kV Tx3 | 0 | 0 | 0 | 0 | 0 | 0 | 0 | 0 | 0 | 0 | 0 | 0 | 0 | 0 | 0 | 0 | 0 | 0 | 0 | 0 | 0 | 0 | 0 | 0 | 0 | 0 | 0 | 0 | 0 | 0 | 0 | 0
| Actual loads for season 13/14 have been weather corrected by the following: | [6 empty] | -1.23% |  | 7 year ROG ok | [59 empty] | 7 year ROG ok
1 | 2 | 3 | 4 | 5 | 6 | 7 | 8 | 9 | 10 | 14/15 | 15/16 | 16/17 | 17/18 | 18/19 | 19/20 | 20/21 | 21/22 | 22/23 | 23/24 | 24/25 | 25/26 | 26/27 | 27/28 | 28/29 | 29/30 | 30/31 | 31/32 | 32/33 | 33/34 | 34/35 | 35/36 | 36/37 | 37/38 | 38/39
0.97362 | 0.94794 | 0.93127 | 0.92309 | 0.92309 | 0.92309 | 0.92309 | 0.92309 | 0.92309 | 0.92309 | -2.638% | -2.638% | -1.758% | -0.879% | 0% | 0% | 0% | 0% | 0% | 0% | 0% | 0% | 0% | 0% | 0% | 0% | 0% | 0% | 0% | 0% | 0% | 0% | 0% | 0% | 0%
Substation Load Detail
[7 empty] | Units | 13/14 |  | 14/15 | 15/16 | 16/17 | 17/18 | 18/19 | 19/20 | 20/21 | 21/22 | 22/23 | 23/24 | 24/25 | 25/26 | 26/27 | 27/28 | 28/29 | 29/30 | 30/31 | 31/32 | 32/33 | 33/34 | 34/35 | 35/36 | 36/37 | 37/38 | 38/39
1 | Avoca 66_11kV | Compensated |  | Load (LV side) |  |  | Amps | 1543.6 | 1735 | 1552.291 | 1505.921 | 1478.894 | 1469.387 | 1454.829 | 1458.304 | 1474.213 | 1491.925 | 1506.952 | 1524.88 | 1541.265 | 1561.947 | 1583.137 | 1606.319 | 1631.045 | 1655.803 | 1680.878 | 1706.7 | 1733.281 | 1760.631 | 1788.761 | 1817.684 | 1847.411 | 1877.952 | 1909.321
|  |  |  | Apparent Power |  |  | MVA | 29.4095 |  | 29.5751 | 28.6916 | 28.1767 | 27.9956 | 27.7182 | 27.7844 | 28.0875 | 28.425 | 28.7113 | 29.0529 | 29.3651 | 29.7591 | 30.1628 | 30.6045 | 31.0756 | 31.5473 | 32.025 | 32.517 | 33.0234 | 33.5445 | 34.0805 | 34.6315 | 35.1979 | 35.7798 | 36.3775
|  |  |  | Real Power |  |  | MW | 29.3378 | 32.9756 | 29.503 | 28.6217 | 28.108 | 27.9273 | 27.6506 | 27.7167 | 28.019 | 28.3557 | 28.6413 | 28.982 | 29.2934 | 29.6865 | 30.0892 | 30.5298 | 30.9998 | 31.4703 | 31.9469 | 32.4377 | 32.9429 | 33.4627 | 33.9973 | 34.5471 | 35.112 | 35.6925 | 36.2887
|  |  |  | Reactive Power |  |  | MVAr | 2.0529 |  | 2.0645 | 2.0028 | 1.9669 | 1.9542 | 1.9349 | 1.9395 | 1.9607 | 1.9842 | 2.0042 | 2.028 | 2.0498 | 2.0773 | 2.1055 | 2.1363 | 2.1692 | 2.2022 | 2.2355 | 2.2699 | 2.3052 | 2.3416 | 2.379 | 2.4175 | 2.457 | 2.4976 | 2.5393
|  |  |  | Capacitors In Service |  |  | MVAr | 0 |  | 0 | 0 | 0 | 0 | 0 | 0 | 0 | 0 | 0 | 0 | 0 | 0 | 0 | 0 | 0 | 0 | 0 | 0 | 0 | 0 | 0 | 0 | 0 | 0 | 0
|  |  |  | PF |  |  |  | 0.99756 |  | 0.99756 | 0.99756 | 0.99756 | 0.99756 | 0.99756 | 0.99756 | 0.99756 | 0.99756 | 0.99756 | 0.99756 | 0.99756 | 0.99756 | 0.99756 | 0.99756 | 0.99756 | 0.99756 | 0.99756 | 0.99756 | 0.99756 | 0.99756 | 0.99756 | 0.99756 | 0.99756 | 0.99756 | 0.99756
0.9636 | Diversity Factor: 0.96 | Uncompensated |  | Reactive Power |  |  | MVAr | 2.0529 | 2.3075 | 2.0645 | 2.0028 | 1.9669 | 1.9542 | 1.9349 | 1.9395 | 1.9607 | 1.9842 | 2.0042 | 2.028 | 2.0498 | 2.0773 | 2.1055 | 2.1363 | 2.1692 | 2.2022 | 2.2355 | 2.2699 | 2.3052 | 2.3416 | 2.379 | 2.4175 | 2.457 | 2.4976 | 2.5393
|  |  |  | PF |  |  |  | 0.99756 |  | 0.99756 | 0.99756 | 0.99756 | 0.99756 | 0.99756 | 0.99756 | 0.99756 | 0.99756 | 0.99756 | 0.99756 | 0.99756 | 0.99756 | 0.99756 | 0.99756 | 0.99756 | 0.99756 | 0.99756 | 0.99756 | 0.99756 | 0.99756 | 0.99756 | 0.99756 | 0.99756 | 0.99756 | 0.99756
[10 empty] | 1 | 2 | 3 | 4 | 5 | 6 | 7 | 8 | 9 | 10 | 11 | 12 | 13 | 14 | 15 | 16 | 17 | 18 | 19 | 20 | 21 | 22 | 23 | 24 | 25
Transformer Load Detail
[7 empty] | Units | 13/14 |  | 14/15 | 15/16 | 16/17 | 17/18 | 18/19 | 19/20 | 20/21 | 21/22 | 22/23 | 23/24 | 24/25 | 25/26 | 26/27 | 27/28 | 28/29 | 29/30 | 30/31 | 31/32 | 32/33 | 33/34 | 34/35 | 35/36 | 36/37 | 37/38 | 38/39
| 0 | Compensated |  | Load (LV side) |  |  | Amps
|  |  |  | Apparent Power |  |  | MVA
|  |  |  | Real Power |  |  | MW
|  |  |  | Reactive Power |  |  | MVAr
|  |  |  | Capacitors In Service |  |  | MVAr
PF
| Zone Div: | Uncompensated |  | Reactive Power |  |  | MVAr
PF
| 0 | Compensated |  | Load (LV side) |  |  | Amps
|  |  |  | Apparent Power |  |  | MVA
|  |  |  | Real Power |  |  | MW
|  |  |  | Reactive Power |  |  | MVAr
|  |  |  | Capacitors In Service |  |  | MVAr
PF
| Zone Div: | Uncompensated |  | Reactive Power |  |  | MVAr
PF
| 0 | Compensated |  | Load (LV side) |  |  | Amps
|  |  |  | Apparent Power |  |  | MVA
|  |  |  | Real Power |  |  | MW
|  |  |  | Reactive Power |  |  | MVAr
|  |  |  | Capacitors In Service |  |  | MVAr
PF
| Zone Div: | Uncompensated |  | Reactive Power |  |  | MVAr
PF
| 0 | Compensated |  | Load (LV side) |  |  | Amps
|  |  |  | Apparent Power |  |  | MVA
|  |  |  | Real Power |  |  | MW
|  |  |  | Reactive Power |  |  | MVAr
|  |  |  | Capacitors In Service |  |  | MVAr
PF
| Zone Div: | Uncompensated |  | Reactive Power |  |  | MVAr
PF
| 0 | Compensated |  | Load (LV side) |  |  | Amps
|  |  |  | Apparent Power |  |  | MVA
|  |  |  | Real Power |  |  | MW
|  |  |  | Reactive Power |  |  | MVAr
|  |  |  | Capacitors In Service |  |  | MVAr
PF
| Zone Div: | Uncompensated |  | Reactive Power |  |  | MVAr
PF
| 0 | Compensated |  | Load (LV side) |  |  | Amps
|  |  |  | Apparent Power |  |  | MVA
|  |  |  | Real Power |  |  | MW
|  |  |  | Reactive Power |  |  | MVAr
|  |  |  | Capacitors In Service |  |  | MVAr
PF
| Zone Div: | Uncompensated |  | Reactive Power |  |  | MVAr
PF
| 0 | Compensated |  | Load (LV side) |  |  | Amps
|  |  |  | Apparent Power |  |  | MVA
|  |  |  | Real Power |  |  | MW
|  |  |  | Reactive Power |  |  | MVAr
|  |  |  | Capacitors In Service |  |  | MVAr
PF
| Zone Div: | Uncompensated |  | Reactive Power |  |  | MVAr
PF
| 0 | Compensated |  | Load (LV side) |  |  | Amps
|  |  |  | Apparent Power |  |  | MVA
|  |  |  | Real Power |  |  | MW
|  |  |  | Reactive Power |  |  | MVAr
|  |  |  | Capacitors In Service |  |  | MVAr
PF
| Zone Div: | Uncompensated |  | Reactive Power |  |  | MVAr
PF
| 0 | Compensated |  | Load (LV side) |  |  | Amps
|  |  |  | Apparent Power |  |  | MVA
|  |  |  | Real Power |  |  | MW
|  |  |  | Reactive Power |  |  | MVAr
|  |  |  | Capacitors In Service |  |  | MVAr
PF
| Zone Div: | Uncompensated |  | Reactive Power |  |  | MVAr
PF
| 0 | Compensated |  | Load (LV side) |  |  | Amps
|  |  |  | Apparent Power |  |  | MVA
|  |  |  | Real Power |  |  | MW
|  |  |  | Reactive Power |  |  | MVAr
|  |  |  | Capacitors In Service |  |  | MVAr
PF
| Zone Div: | Uncompensated |  | Reactive Power |  |  | MVAr
PF

## Berkeley Vale 132_11kV
| Berkeley Vale 132_11kV | [16 empty] | 2015 | SUMMER
[6 empty] | Zone commissioned |  | 2009-06-23
| Substation Total Loads | [33 empty] | Spots & Transfers Detail
| Historical Loads | (11kV Amps) | [7 empty] | Weather Corrected Forecast Loads |  |  |  | (11kV Amps) | [20 empty] | Spots & Transfers Summary | (11kV Amps) |  | Historical Spots & Transfers | [6 empty] | Forecast Spots & Transfers
|  | 07/08 | 08/09 | 09/10 | 10/11 | 11/12 | 12/13 | 13/14 |  | 14/15 | 15/16 | 16/17 | 17/18 | 18/19 | 19/20 | 20/21 | 21/22 | 22/23 | 23/24 | 24/25 | 25/26 | 26/27 | 27/28 | 28/29 | 29/30 | 30/31 | 31/32 | 32/33 | 33/34 | 34/35 | 35/36 | 36/37 | 37/38 | 38/39 |  |  |  | 07/08 | 08/09 | 09/10 | 10/11 | 11/12 | 12/13 | 13/14 | 14/15 | 15/16 | 16/17 | 17/18 | 18/19 | 19/20 | 20/21 | 21/22 | 22/23 | 23/24 | 24/25 | 25/26 | 26/27 | 27/28 | 28/29 | 29/30 | 30/31 | 31/32 | 32/33 | 33/34 | 34/35 | 35/36 | 36/37 | 37/38 | 38/39
| Total |  |  | 2384 | 2535 | 2250 | 2420 | 2025 |  | 2008.618 | 1984.297 | 1933.245 | 1889.758 | 1868.636 | 1863.781 | 1875.587 | 1895.175 | 1911.23 | 1930.651 | 1943.668 | 1963.299 | 1982.845 | 2007.187 | 2034.13 | 2060.44 | 2085.665 | 2111.535 | 2138.056 | 2165.238 | 2193.09 | 2221.62 | 2250.838 | 2280.753 | 2311.375 |  |  | Total | 42.3 | 0 | 2494.1 | 96.4414 | -11.7916 | 35.081 | 0.82949 | -15.831 | 76.1098 | 15.0911 | -11.2661 | -21.1219 | -4.8552 | 11.8059 | 19.5881 | 16.0544 | 19.4213 | 13.017 | 19.6307 | 19.546 | 24.3426 | 26.943 | 26.3092 | 25.2258 | 25.8692 | 26.5213 | 27.1821 | 27.8518 | 28.5304 | 29.2181 | 29.915 | 30.6213
| Firm Rating | 0 | 0 | 0 | 0 | 0 | 0 | 3144 |  | 3144 | 3144 | 3144 | 3144 | 3144 | 3144 | 3144 | 3144 | 3144 | 3144 | 3144 | 3144 | 3144 | 3144 | 3144 | 3144 | 3144 | 3144 | 3144 | 3144 | 3144 | 3144 | 3144 | 3144 | 3144
| Total Capacity | 0 | 0 | 0 | 0 | 0 | 0 | 6170 |  | 6170 | 6170 | 6170 | 6170 | 6170 | 6170 | 6170 | 6170 | 6170 | 6170 | 6170 | 6170 | 6170 | 6170 | 6170 | 6170 | 6170 | 6170 | 6170 | 6170 | 6170 | 6170 | 6170 | 6170 | 6170 |  |  | Berkeley Vale 132_11kV Tx12 | 42.3 | 0 | 1197.7143 | 265.2317 | -5.8846 | -5.3992 | -2.2809 | -7.9004 | 60.0662 | -6.1926 | -5.6223 | -10.5408 | -2.423 | 5.8917 | 9.7754 | 8.0119 | 9.6922 | 6.4961 | 9.7967 | 9.7544 | 12.1481 | 13.4459 | 13.1296 | 12.5889 | 12.91 | 13.2354 | 13.5652 | 13.8994 | 14.238 | 14.5812 | 14.929 | 15.2815
|  | -7 | -6 | -5 | -4 | -3 | -2 | -1 |  | 0 | 1 | 2 | 3 | 4 | 5 | 6 | 7 | 8 | 9 | 10 | 11 | 12 | 13 | 14 | 15 | 16 | 17 | 18 | 19 | 20 | 21 | 22 | 23 | 24 |  |  | Berkeley Vale 132_11kV Tx13 | 0 | 0 | 1296.3857 | -168.7903 | -5.907 | 40.4802 | 3.1104 | -7.9306 | 16.0436 | 21.2838 | -5.6438 | -10.5811 | -2.4322 | 5.9142 | 9.8127 | 8.0425 | 9.7292 | 6.5209 | 9.8341 | 9.7916 | 12.1945 | 13.4972 | 13.1797 | 12.6369 | 12.9592 | 13.2859 | 13.6169 | 13.9524 | 14.2924 | 14.6369 | 14.986 | 15.3398
| Transformer Loads | [36 empty] | 0 | 0 | 0 | 0 | 0 | 0 | 0 | 0 | 0 | 0 | 0 | 0 | 0 | 0 | 0 | 0 | 0 | 0 | 0 | 0 | 0 | 0 | 0 | 0 | 0 | 0 | 0 | 0 | 0 | 0 | 0 | 0
| Historical Loads | (11kV Amps) | [7 empty] | Weather Corrected Forecast Loads |  |  |  | (11kV Amps) | [23 empty] | 0 | 0 | 0 | 0 | 0 | 0 | 0 | 0 | 0 | 0 | 0 | 0 | 0 | 0 | 0 | 0 | 0 | 0 | 0 | 0 | 0 | 0 | 0 | 0 | 0 | 0 | 0 | 0 | 0 | 0 | 0 | 0
|  | 07/08 | 08/09 | 09/10 | 10/11 | 11/12 | 12/13 | 13/14 |  | 14/15 | 15/16 | 16/17 | 17/18 | 18/19 | 19/20 | 20/21 | 21/22 | 22/23 | 23/24 | 24/25 | 25/26 | 26/27 | 27/28 | 28/29 | 29/30 | 30/31 | 31/32 | 32/33 | 33/34 | 34/35 | 35/36 | 36/37 | 37/38 | 38/39 |  |  |  | 0 | 0 | 0 | 0 | 0 | 0 | 0 | 0 | 0 | 0 | 0 | 0 | 0 | 0 | 0 | 0 | 0 | 0 | 0 | 0 | 0 | 0 | 0 | 0 | 0 | 0 | 0 | 0 | 0 | 0 | 0 | 0
| 0 | [36 empty] | 0 | 0 | 0 | 0 | 0 | 0 | 0 | 0 | 0 | 0 | 0 | 0 | 0 | 0 | 0 | 0 | 0 | 0 | 0 | 0 | 0 | 0 | 0 | 0 | 0 | 0 | 0 | 0 | 0 | 0 | 0 | 0
| Diversity Factor: 0 | [36 empty] | 0 | 0 | 0 | 0 | 0 | 0 | 0 | 0 | 0 | 0 | 0 | 0 | 0 | 0 | 0 | 0 | 0 | 0 | 0 | 0 | 0 | 0 | 0 | 0 | 0 | 0 | 0 | 0 | 0 | 0 | 0 | 0
[38 empty] | 0 | 0 | 0 | 0 | 0 | 0 | 0 | 0 | 0 | 0 | 0 | 0 | 0 | 0 | 0 | 0 | 0 | 0 | 0 | 0 | 0 | 0 | 0 | 0 | 0 | 0 | 0 | 0 | 0 | 0 | 0 | 0
[38 empty] | 0 | 0 | 0 | 0 | 0 | 0 | 0 | 0 | 0 | 0 | 0 | 0 | 0 | 0 | 0 | 0 | 0 | 0 | 0 | 0 | 0 | 0 | 0 | 0 | 0 | 0 | 0 | 0 | 0 | 0 | 0 | 0
| 0 | [36 empty] | 0 | 0 | 0 | 0 | 0 | 0 | 0 | 0 | 0 | 0 | 0 | 0 | 0 | 0 | 0 | 0 | 0 | 0 | 0 | 0 | 0 | 0 | 0 | 0 | 0 | 0 | 0 | 0 | 0 | 0 | 0 | 0
Diversity Factor: 0
[38 empty] | Historical Spots & Transfers | [6 empty] | Forecast Spots & Transfers
[35 empty] | Project Name | From | To | 07/08 | 08/09 | 09/10 | 10/11 | 11/12 | 12/13 | 13/14 | 14/15 | 15/16 | 16/17 | 17/18 | 18/19 | 19/20 | 20/21 | 21/22 | 22/23 | 23/24 | 24/25 | 25/26 | 26/27 | 27/28 | 28/29 | 29/30 | 30/31 | 31/32 | 32/33 | 33/34 | 34/35 | 35/36 | 36/37 | 37/38 | 38/39
| 0 | [33 empty] | Broad based demand management |  | Berkeley Vale 132_11kV Tx12 | 0 | 0 | 0 | 0 | 0 | 0 | 0 | -0.078052 | -0.1561 | -1.0147 | -1.8733 | -5.1628 | 0 | 0 | 0 | 0 | 0 | 0 | 0 | 0 | 0 | 0 | 0 | 0 | 0 | 0 | 0 | 0 | 0 | 0 | 0 | 0
| Diversity Factor: 0 | [33 empty] | Broad based demand management |  | Berkeley Vale 132_11kV Tx13 | 0 | 0 | 0 | 0 | 0 | 0 | 0 | -0.07835 | -0.1567 | -1.0186 | -1.8804 | -5.1825 | 0 | 0 | 0 | 0 | 0 | 0 | 0 | 0 | 0 | 0 | 0 | 0 | 0 | 0 | 0 | 0 | 0 | 0 | 0 | 0
[35 empty] | Commissioning Transfers | Berkeley Vale 33_11kV Tx1 | Berkeley Vale 132_11kV Tx12 | 0 | 0 | 598.8571 | 0 | 0 | 0 | 0 | 0 | 0 | 0 | 0 | 0 | 0 | 0 | 0 | 0 | 0 | 0 | 0 | 0 | 0 | 0 | 0 | 0 | 0 | 0 | 0 | 0 | 0 | 0 | 0 | 0
[35 empty] | Commissioning Transfers | Berkeley Vale 33_11kV Tx1 | Berkeley Vale 132_11kV Tx13 | 0 | 0 | 601.1429 | 0 | 0 | 0 | 0 | 0 | 0 | 0 | 0 | 0 | 0 | 0 | 0 | 0 | 0 | 0 | 0 | 0 | 0 | 0 | 0 | 0 | 0 | 0 | 0 | 0 | 0 | 0 | 0 | 0
| 0 | [33 empty] | Commissioning Transfers | Berkeley Vale 33_11kV Tx3 | Berkeley Vale 132_11kV Tx12 | 0 | 0 | 598.8571 | 0 | 0 | 0 | 0 | 0 | 0 | 0 | 0 | 0 | 0 | 0 | 0 | 0 | 0 | 0 | 0 | 0 | 0 | 0 | 0 | 0 | 0 | 0 | 0 | 0 | 0 | 0 | 0 | 0
| Diversity Factor: 0 | [33 empty] | Commissioning Transfers | Berkeley Vale 33_11kV Tx3 | Berkeley Vale 132_11kV Tx13 | 0 | 0 | 601.1429 | 0 | 0 | 0 | 0 | 0 | 0 | 0 | 0 | 0 | 0 | 0 | 0 | 0 | 0 | 0 | 0 | 0 | 0 | 0 | 0 | 0 | 0 | 0 | 0 | 0 | 0 | 0 | 0 | 0
[35 empty] | DNP_ID: 6237. Installation of 2 new feeders to relieve loading constraints on the Berkeley Vale Panels 3,8 and 17 feeders | Berkeley Vale 132_11kV Tx13 | Berkeley Vale 132_11kV Tx12 | 0 | 0 | 0 | 163 | 0 | 0 | 0 | 0 | 0 | 0 | 0 | 0 | 0 | 0 | 0 | 0 | 0 | 0 | 0 | 0 | 0 | 0 | 0 | 0 | 0 | 0 | 0 | 0 | 0 | 0 | 0 | 0
[35 empty] | HVCON_ID: 2007029. Establishment of S.18608 Mait Mardi Dam No. 1 and S.18609 Mait Mardi Dam No. 2, Old Maitland Rd, Mardi |  | Berkeley Vale 132_11kV Tx12 | 0 | 0 | 0 | 108 | 0 | 0 | 0 | 0 | 66 | 0 | 0 | 0 | 0 | 0 | 0 | 0 | 0 | 0 | 0 | 0 | 0 | 0 | 0 | 0 | 0 | 0 | 0 | 0 | 0 | 0 | 0 | 0
| 0 | [33 empty] | HVCON_ID: 2007170. Establishment of S.18667 Pioneer Reliance 0.45, Reliance Drive, Tuggerah |  | Berkeley Vale 132_11kV Tx12 | 42.3 | 0 | 0 | 0 | 0 | 0 | 0 | 0 | 0 | 0 | 0 | 0 | 0 | 0 | 0 | 0 | 0 | 0 | 0 | 0 | 0 | 0 | 0 | 0 | 0 | 0 | 0 | 0 | 0 | 0 | 0 | 0
| Diversity Factor: 0 | [33 empty] | HVCON_ID: 2008353. Decommissioning of S.18005 Sunnybank Trend in Lisarow Zone and the Augmentation of S.14466 Corella Procter with 2 x 1000 kVA Tx in Berkeley Vale Zone. Customer is consolidating 2 of his sites into one site. |  | Berkeley Vale 132_11kV Tx13 | 0 | 0 | 53.1 | 0 | 0 | 0 | 0 | 0 | 0 | 0 | 0 | 0 | 0 | 0 | 0 | 0 | 0 | 0 | 0 | 0 | 0 | 0 | 0 | 0 | 0 | 0 | 0 | 0 | 0 | 0 | 0 | 0
[35 empty] | HVCON_ID: 2008353. Decommissioning of S.18005 Sunnybank Trend in Lisarow Zone and the Augmentation of S.14466 Corella Procter with 2 x 1000 kVA Tx in Berkeley Vale Zone. Customer is consolidating 2 of his sites into one site. | Lisarow 33_11kV Tx2 | Berkeley Vale 132_11kV Tx13 | 0 | 0 | 41 | 0 | 0 | 0 | 0 | 0 | 0 | 0 | 0 | 0 | 0 | 0 | 0 | 0 | 0 | 0 | 0 | 0 | 0 | 0 | 0 | 0 | 0 | 0 | 0 | 0 | 0 | 0 | 0 | 0
[35 empty] | HVCON_ID: 2011069. Establishment of S.49561, 1 Bryant Drive, Tuggerah. Centrel Coast Mariners Centre of Exellence. |  | Berkeley Vale 132_11kV Tx13 | 0 | 0 | 0 | 0 | 0 | 3.6 | 5.4 | 0 | 22 | 27.5 | 0 | 0 | 0 | 0 | 0 | 0 | 0 | 0 | 0 | 0 | 0 | 0 | 0 | 0 | 0 | 0 | 0 | 0 | 0 | 0 | 0 | 0
| 0 | [33 empty] | HVCON_ID: 2011484. Establishment of S.50376 Enterprise Catamaran, Lot 8 Catamaran Road, Fountaindale |  | Berkeley Vale 132_11kV Tx13 | 0 | 0 | 0 | 0 | 0 | 42.3 | 0 | 0 | 0 | 0 | 0 | 0 | 0 | 0 | 0 | 0 | 0 | 0 | 0 | 0 | 0 | 0 | 0 | 0 | 0 | 0 | 0 | 0 | 0 | 0 | 0 | 0
| Diversity Factor: 0 | [33 empty] | Econometric |  | Berkeley Vale 132_11kV Tx12 | 0 | 0 | 0 | 0 | 0 | 0 | 0 | 0 | 0 | 6.3666 | 11.8828 | 16.3755 | 19.9605 | 20.9695 | 20.6772 | 20.3688 | 20.6574 | 20.9499 | 21.2463 | 21.5467 | 21.8511 | 22.1596 | 22.4723 | 22.7891 | 23.1102 | 23.4357 | 23.7654 | 24.0996 | 24.4383 | 24.7815 | 25.1293 | 25.4818
[35 empty] | Econometric |  | Berkeley Vale 132_11kV Tx13 | 0 | 0 | 0 | 0 | 0 | 0 | 0 | 0 | 0 | 6.3909 | 11.9282 | 16.438 | 20.0367 | 21.0496 | 20.7561 | 20.4466 | 20.7363 | 21.0298 | 21.3274 | 21.6289 | 21.9345 | 22.2442 | 22.5581 | 22.8761 | 23.1985 | 23.5251 | 23.8561 | 24.1916 | 24.5316 | 24.8761 | 25.2252 | 25.579
[35 empty] | Energy Efficiency |  | Berkeley Vale 132_11kV Tx12 | 0 | 0 | 0 | 0 | 0 | 0 | 0 | -4.3685 | -1.9037 | -7.1693 | -10.8311 | -16.6155 | -16.9706 | -9.4107 | -5.4216 | -6.7896 | -6.7054 | -9.3513 | -6.3471 | -6.6898 | -4.6005 | -3.6113 | -4.2402 | -5.0978 | -5.0978 | -5.0978 | -5.0978 | -5.0978 | -5.0978 | -5.0978 | -5.0978 | -5.0978
| 0 | [33 empty] | Energy Efficiency |  | Berkeley Vale 132_11kV Tx13 | 0 | 0 | 0 | 0 | 0 | 0 | 0 | -4.3852 | -1.9109 | -7.1966 | -10.8724 | -16.679 | -17.0353 | -9.4466 | -5.4423 | -6.8155 | -6.731 | -9.387 | -6.3714 | -6.7153 | -4.6181 | -3.6251 | -4.2564 | -5.1172 | -5.1172 | -5.1172 | -5.1172 | -5.1172 | -5.1172 | -5.1172 | -5.1172 | -5.1172
| Diversity Factor: 0 | [33 empty] | Solar PV |  | Berkeley Vale 132_11kV Tx12 | 0 | 0 | 0 | -5.7683 | -5.8846 | -5.3992 | -2.2809 | -3.4538 | -3.874 | -4.3753 | -4.8008 | -5.138 | -5.4129 | -5.6672 | -5.4803 | -5.5673 | -4.2599 | -5.1025 | -5.1025 | -5.1025 | -5.1025 | -5.1025 | -5.1025 | -5.1025 | -5.1025 | -5.1025 | -5.1025 | -5.1025 | -5.1025 | -5.1025 | -5.1025 | -5.1025
[35 empty] | Solar PV |  | Berkeley Vale 132_11kV Tx13 | 0 | 0 | 0 | -5.7903 | -5.907 | -5.4198 | -2.2896 | -3.467 | -3.8888 | -4.392 | -4.8191 | -5.1577 | -5.4335 | -5.6888 | -5.5012 | -5.5886 | -4.2761 | -5.122 | -5.122 | -5.122 | -5.122 | -5.122 | -5.122 | -5.122 | -5.122 | -5.122 | -5.122 | -5.122 | -5.122 | -5.122 | -5.122 | -5.122
0
Diversity Factor: 0
0
Diversity Factor: 0
0
Diversity Factor: 0
| Weather Correction and Public Holiday Factors | [8 empty] | Forecast ROG
ROG Justification
| Actual loads for season 13/14 have been weather corrected by the following: | [6 empty] | 2.155% |  | Rog Capped +/-5% | [59 empty] | Rog Capped +/-5%
1 | 2 | 3 | 4 | 5 | 6 | 7 | 8 | 9 | 10 | 14/15 | 15/16 | 16/17 | 17/18 | 18/19 | 19/20 | 20/21 | 21/22 | 22/23 | 23/24 | 24/25 | 25/26 | 26/27 | 27/28 | 28/29 | 29/30 | 30/31 | 31/32 | 32/33 | 33/34 | 34/35 | 35/36 | 36/37 | 37/38 | 38/39
0.95 | 0.9025 | 0.87242 | 0.85789 | 0.85789 | 0.85789 | 0.85789 | 0.85789 | 0.85789 | 0.85789 | -5% | -5% | -3.333% | -1.666% | 0% | 0% | 0% | 0% | 0% | 0% | 0% | 0% | 0% | 0% | 0% | 0% | 0% | 0% | 0% | 0% | 0% | 0% | 0% | 0% | 0%
Substation Load Detail
[7 empty] | Units | 13/14 |  | 14/15 | 15/16 | 16/17 | 17/18 | 18/19 | 19/20 | 20/21 | 21/22 | 22/23 | 23/24 | 24/25 | 25/26 | 26/27 | 27/28 | 28/29 | 29/30 | 30/31 | 31/32 | 32/33 | 33/34 | 34/35 | 35/36 | 36/37 | 37/38 | 38/39
1 | Berkeley Vale 132_11kV | Compensated |  | Load (LV side) |  |  | Amps | 2025 | 2131 | 2008.618 | 1984.297 | 1933.245 | 1889.758 | 1868.636 | 1863.781 | 1875.587 | 1895.175 | 1911.23 | 1930.651 | 1943.668 | 1963.299 | 1982.845 | 2007.187 | 2034.13 | 2060.44 | 2085.665 | 2111.535 | 2138.056 | 2165.238 | 2193.09 | 2221.62 | 2250.838 | 2280.753 | 2311.375
|  |  |  | Apparent Power |  |  | MVA | 38.5814 |  | 38.2693 | 37.806 | 36.8333 | 36.0047 | 35.6023 | 35.5098 | 35.7347 | 36.1079 | 36.4138 | 36.7839 | 37.0318 | 37.4059 | 37.7783 | 38.2421 | 38.7554 | 39.2567 | 39.7373 | 40.2301 | 40.7354 | 41.2533 | 41.784 | 42.3276 | 42.8842 | 43.4542 | 44.0376
|  |  |  | Real Power |  |  | MW | 35.1247 | 36.9633 | 34.8405 | 34.4187 | 33.5331 | 32.7788 | 32.4125 | 32.3283 | 32.533 | 32.8728 | 33.1513 | 33.4881 | 33.7139 | 34.0544 | 34.3935 | 34.8157 | 35.2831 | 35.7394 | 36.177 | 36.6257 | 37.0857 | 37.5572 | 38.0403 | 38.5352 | 39.042 | 39.5609 | 40.092
|  |  |  | Reactive Power |  |  | MVAr | 15.9619 |  | 15.8328 | 15.6411 | 15.2387 | 14.8959 | 14.7294 | 14.6912 | 14.7842 | 14.9386 | 15.0652 | 15.2182 | 15.3209 | 15.4756 | 15.6297 | 15.8215 | 16.0339 | 16.2413 | 16.4401 | 16.6441 | 16.8531 | 17.0674 | 17.2869 | 17.5118 | 17.7421 | 17.9779 | 18.2193
|  |  |  | Capacitors In Service |  |  | MVAr | 0 |  | 0 | 0 | 0 | 0 | 0 | 0 | 0 | 0 | 0 | 0 | 0 | 0 | 0 | 0 | 0 | 0 | 0 | 0 | 0 | 0 | 0 | 0 | 0 | 0 | 0
|  |  |  | PF |  |  |  | 0.9104 |  | 0.9104 | 0.9104 | 0.9104 | 0.9104 | 0.9104 | 0.9104 | 0.9104 | 0.9104 | 0.9104 | 0.9104 | 0.9104 | 0.9104 | 0.9104 | 0.9104 | 0.9104 | 0.9104 | 0.9104 | 0.9104 | 0.9104 | 0.9104 | 0.9104 | 0.9104 | 0.9104 | 0.9104 | 0.9104
0.95447 | Diversity Factor: 0.95 | Uncompensated |  | Reactive Power |  |  | MVAr | 15.9619 | 16.7975 | 15.8328 | 15.6411 | 15.2387 | 14.8959 | 14.7294 | 14.6912 | 14.7842 | 14.9386 | 15.0652 | 15.2182 | 15.3209 | 15.4756 | 15.6297 | 15.8215 | 16.0339 | 16.2413 | 16.4401 | 16.6441 | 16.8531 | 17.0674 | 17.2869 | 17.5118 | 17.7421 | 17.9779 | 18.2193
|  |  |  | PF |  |  |  | 0.9104 |  | 0.9104 | 0.9104 | 0.9104 | 0.9104 | 0.9104 | 0.9104 | 0.9104 | 0.9104 | 0.9104 | 0.9104 | 0.9104 | 0.9104 | 0.9104 | 0.9104 | 0.9104 | 0.9104 | 0.9104 | 0.9104 | 0.9104 | 0.9104 | 0.9104 | 0.9104 | 0.9104 | 0.9104 | 0.9104
[10 empty] | 1 | 2 | 3 | 4 | 5 | 6 | 7 | 8 | 9 | 10 | 11 | 12 | 13 | 14 | 15 | 16 | 17 | 18 | 19 | 20 | 21 | 22 | 23 | 24 | 25
Transformer Load Detail
[7 empty] | Units | 13/14 |  | 14/15 | 15/16 | 16/17 | 17/18 | 18/19 | 19/20 | 20/21 | 21/22 | 22/23 | 23/24 | 24/25 | 25/26 | 26/27 | 27/28 | 28/29 | 29/30 | 30/31 | 31/32 | 32/33 | 33/34 | 34/35 | 35/36 | 36/37 | 37/38 | 38/39
| 0 | Compensated |  | Load (LV side) |  |  | Amps
|  |  |  | Apparent Power |  |  | MVA
|  |  |  | Real Power |  |  | MW
|  |  |  | Reactive Power |  |  | MVAr
|  |  |  | Capacitors In Service |  |  | MVAr
PF
| Zone Div: | Uncompensated |  | Reactive Power |  |  | MVAr
PF
| 0 | Compensated |  | Load (LV side) |  |  | Amps
|  |  |  | Apparent Power |  |  | MVA
|  |  |  | Real Power |  |  | MW
|  |  |  | Reactive Power |  |  | MVAr
|  |  |  | Capacitors In Service |  |  | MVAr
PF
| Zone Div: | Uncompensated |  | Reactive Power |  |  | MVAr
PF
| 0 | Compensated |  | Load (LV side) |  |  | Amps
|  |  |  | Apparent Power |  |  | MVA
|  |  |  | Real Power |  |  | MW
|  |  |  | Reactive Power |  |  | MVAr
|  |  |  | Capacitors In Service |  |  | MVAr
PF
| Zone Div: | Uncompensated |  | Reactive Power |  |  | MVAr
PF
| 0 | Compensated |  | Load (LV side) |  |  | Amps
|  |  |  | Apparent Power |  |  | MVA
|  |  |  | Real Power |  |  | MW
|  |  |  | Reactive Power |  |  | MVAr
|  |  |  | Capacitors In Service |  |  | MVAr
PF
| Zone Div: | Uncompensated |  | Reactive Power |  |  | MVAr
PF
| 0 | Compensated |  | Load (LV side) |  |  | Amps
|  |  |  | Apparent Power |  |  | MVA
|  |  |  | Real Power |  |  | MW
|  |  |  | Reactive Power |  |  | MVAr
|  |  |  | Capacitors In Service |  |  | MVAr
PF
| Zone Div: | Uncompensated |  | Reactive Power |  |  | MVAr
PF
| 0 | Compensated |  | Load (LV side) |  |  | Amps
|  |  |  | Apparent Power |  |  | MVA
|  |  |  | Real Power |  |  | MW
|  |  |  | Reactive Power |  |  | MVAr
|  |  |  | Capacitors In Service |  |  | MVAr
PF
| Zone Div: | Uncompensated |  | Reactive Power |  |  | MVAr
PF
| 0 | Compensated |  | Load (LV side) |  |  | Amps
|  |  |  | Apparent Power |  |  | MVA
|  |  |  | Real Power |  |  | MW
|  |  |  | Reactive Power |  |  | MVAr
|  |  |  | Capacitors In Service |  |  | MVAr
PF
| Zone Div: | Uncompensated |  | Reactive Power |  |  | MVAr
PF
| 0 | Compensated |  | Load (LV side) |  |  | Amps
|  |  |  | Apparent Power |  |  | MVA
|  |  |  | Real Power |  |  | MW
|  |  |  | Reactive Power |  |  | MVAr
|  |  |  | Capacitors In Service |  |  | MVAr
PF
| Zone Div: | Uncompensated |  | Reactive Power |  |  | MVAr
PF
| 0 | Compensated |  | Load (LV side) |  |  | Amps
|  |  |  | Apparent Power |  |  | MVA
|  |  |  | Real Power |  |  | MW
|  |  |  | Reactive Power |  |  | MVAr
|  |  |  | Capacitors In Service |  |  | MVAr
PF
| Zone Div: | Uncompensated |  | Reactive Power |  |  | MVAr
PF
| 0 | Compensated |  | Load (LV side) |  |  | Amps
|  |  |  | Apparent Power |  |  | MVA
|  |  |  | Real Power |  |  | MW
|  |  |  | Reactive Power |  |  | MVAr
|  |  |  | Capacitors In Service |  |  | MVAr
PF
| Zone Div: | Uncompensated |  | Reactive Power |  |  | MVAr
PF

## Berkeley Vale 33_11kV
| Berkeley Vale 33_11kV | [16 empty] | 2015 | SUMMER
[6 empty] | Zone decommissioned |  | 2009-06-01
| Substation Total Loads | [33 empty] | Spots & Transfers Detail
| Historical Loads | (11kV Amps) | [7 empty] | Weather Corrected Forecast Loads |  |  |  | (11kV Amps) | [20 empty] | Spots & Transfers Summary | (11kV Amps) |  | Historical Spots & Transfers | [6 empty] | Forecast Spots & Transfers
|  | 07/08 | 08/09 | 09/10 | 10/11 | 11/12 | 12/13 | 13/14 |  | 14/15 | 15/16 | 16/17 | 17/18 | 18/19 | 19/20 | 20/21 | 21/22 | 22/23 | 23/24 | 24/25 | 25/26 | 26/27 | 27/28 | 28/29 | 29/30 | 30/31 | 31/32 | 32/33 | 33/34 | 34/35 | 35/36 | 36/37 | 37/38 | 38/39 |  |  |  | 07/08 | 08/09 | 09/10 | 10/11 | 11/12 | 12/13 | 13/14 | 14/15 | 15/16 | 16/17 | 17/18 | 18/19 | 19/20 | 20/21 | 21/22 | 22/23 | 23/24 | 24/25 | 25/26 | 26/27 | 27/28 | 28/29 | 29/30 | 30/31 | 31/32 | 32/33 | 33/34 | 34/35 | 35/36 | 36/37 | 37/38 | 38/39
| Total | 2522 | 2401 | [6 empty] | 0 | 0 | 0 | 0 | 0 | 0 | 0 | 0 | 0 | 0 | 0 | 0 | 0 | 0 | 0 | 0 | 0 | 0 | 0 | 0 | 0 | 0 | 0 | 0 | 0 |  |  | Total | 72 | 60.3 | -2590 | 0 | 0 | 0 | 0 | 0 | 0 | 0 | 0 | 0 | 0 | 0 | 0 | 0 | 0 | 0 | 0 | 0 | 0 | 0 | 0 | 0 | 0 | 0 | 0 | 0 | 0 | 0 | 0 | 0
| Firm Rating | 0 | 0 | 0 | 0 | 0 | 0 | 0 |  | 0 | 0 | 0 | 0 | 0 | 0 | 0 | 0 | 0 | 0 | 0 | 0 | 0 | 0 | 0 | 0 | 0 | 0 | 0 | 0 | 0 | 0 | 0 | 0 | 0
| Total Capacity | 0 | 0 | 0 | 0 | 0 | 0 | 0 |  | 0 | 0 | 0 | 0 | 0 | 0 | 0 | 0 | 0 | 0 | 0 | 0 | 0 | 0 | 0 | 0 | 0 | 0 | 0 | 0 | 0 | 0 | 0 | 0 | 0 |  |  | Berkeley Vale 33_11kV Tx1 | 72 | 60.3 | -1384 | 0 | 0 | 0 | 0 | 0 | 0 | 0 | 0 | 0 | 0 | 0 | 0 | 0 | 0 | 0 | 0 | 0 | 0 | 0 | 0 | 0 | 0 | 0 | 0 | 0 | 0 | 0 | 0 | 0
|  | -7 | -6 | -5 | -4 | -3 | -2 | -1 |  | 0 | 1 | 2 | 3 | 4 | 5 | 6 | 7 | 8 | 9 | 10 | 11 | 12 | 13 | 14 | 15 | 16 | 17 | 18 | 19 | 20 | 21 | 22 | 23 | 24 |  |  | Berkeley Vale 33_11kV Tx3 | 0 | 0 | -1206 | 0 | 0 | 0 | 0 | 0 | 0 | 0 | 0 | 0 | 0 | 0 | 0 | 0 | 0 | 0 | 0 | 0 | 0 | 0 | 0 | 0 | 0 | 0 | 0 | 0 | 0 | 0 | 0 | 0
| Transformer Loads | [36 empty] | 0 | 0 | 0 | 0 | 0 | 0 | 0 | 0 | 0 | 0 | 0 | 0 | 0 | 0 | 0 | 0 | 0 | 0 | 0 | 0 | 0 | 0 | 0 | 0 | 0 | 0 | 0 | 0 | 0 | 0 | 0 | 0
| Historical Loads | (11kV Amps) | [7 empty] | Weather Corrected Forecast Loads |  |  |  | (11kV Amps) | [23 empty] | 0 | 0 | 0 | 0 | 0 | 0 | 0 | 0 | 0 | 0 | 0 | 0 | 0 | 0 | 0 | 0 | 0 | 0 | 0 | 0 | 0 | 0 | 0 | 0 | 0 | 0 | 0 | 0 | 0 | 0 | 0 | 0
|  | 07/08 | 08/09 | 09/10 | 10/11 | 11/12 | 12/13 | 13/14 |  | 14/15 | 15/16 | 16/17 | 17/18 | 18/19 | 19/20 | 20/21 | 21/22 | 22/23 | 23/24 | 24/25 | 25/26 | 26/27 | 27/28 | 28/29 | 29/30 | 30/31 | 31/32 | 32/33 | 33/34 | 34/35 | 35/36 | 36/37 | 37/38 | 38/39 |  |  |  | 0 | 0 | 0 | 0 | 0 | 0 | 0 | 0 | 0 | 0 | 0 | 0 | 0 | 0 | 0 | 0 | 0 | 0 | 0 | 0 | 0 | 0 | 0 | 0 | 0 | 0 | 0 | 0 | 0 | 0 | 0 | 0
| 0 | [36 empty] | 0 | 0 | 0 | 0 | 0 | 0 | 0 | 0 | 0 | 0 | 0 | 0 | 0 | 0 | 0 | 0 | 0 | 0 | 0 | 0 | 0 | 0 | 0 | 0 | 0 | 0 | 0 | 0 | 0 | 0 | 0 | 0
| Diversity Factor: 0 | [36 empty] | 0 | 0 | 0 | 0 | 0 | 0 | 0 | 0 | 0 | 0 | 0 | 0 | 0 | 0 | 0 | 0 | 0 | 0 | 0 | 0 | 0 | 0 | 0 | 0 | 0 | 0 | 0 | 0 | 0 | 0 | 0 | 0
[38 empty] | 0 | 0 | 0 | 0 | 0 | 0 | 0 | 0 | 0 | 0 | 0 | 0 | 0 | 0 | 0 | 0 | 0 | 0 | 0 | 0 | 0 | 0 | 0 | 0 | 0 | 0 | 0 | 0 | 0 | 0 | 0 | 0
[38 empty] | 0 | 0 | 0 | 0 | 0 | 0 | 0 | 0 | 0 | 0 | 0 | 0 | 0 | 0 | 0 | 0 | 0 | 0 | 0 | 0 | 0 | 0 | 0 | 0 | 0 | 0 | 0 | 0 | 0 | 0 | 0 | 0
| 0 | [36 empty] | 0 | 0 | 0 | 0 | 0 | 0 | 0 | 0 | 0 | 0 | 0 | 0 | 0 | 0 | 0 | 0 | 0 | 0 | 0 | 0 | 0 | 0 | 0 | 0 | 0 | 0 | 0 | 0 | 0 | 0 | 0 | 0
Diversity Factor: 0
[38 empty] | Historical Spots & Transfers | [6 empty] | Forecast Spots & Transfers
[35 empty] | Project Name | From | To | 07/08 | 08/09 | 09/10 | 10/11 | 11/12 | 12/13 | 13/14 | 14/15 | 15/16 | 16/17 | 17/18 | 18/19 | 19/20 | 20/21 | 21/22 | 22/23 | 23/24 | 24/25 | 25/26 | 26/27 | 27/28 | 28/29 | 29/30 | 30/31 | 31/32 | 32/33 | 33/34 | 34/35 | 35/36 | 36/37 | 37/38 | 38/39
| 0 | [33 empty] | Commissioning Transfers | Berkeley Vale 33_11kV Tx1 | Berkeley Vale 132_11kV Tx12 | 0 | 0 | 598.8571 | 0 | 0 | 0 | 0 | 0 | 0 | 0 | 0 | 0 | 0 | 0 | 0 | 0 | 0 | 0 | 0 | 0 | 0 | 0 | 0 | 0 | 0 | 0 | 0 | 0 | 0 | 0 | 0 | 0
| Diversity Factor: 0 | [33 empty] | Commissioning Transfers | Berkeley Vale 33_11kV Tx1 | Berkeley Vale 132_11kV Tx13 | 0 | 0 | 601.1429 | 0 | 0 | 0 | 0 | 0 | 0 | 0 | 0 | 0 | 0 | 0 | 0 | 0 | 0 | 0 | 0 | 0 | 0 | 0 | 0 | 0 | 0 | 0 | 0 | 0 | 0 | 0 | 0 | 0
[35 empty] | Commissioning Transfers | Berkeley Vale 33_11kV Tx3 | Berkeley Vale 132_11kV Tx12 | 0 | 0 | 598.8571 | 0 | 0 | 0 | 0 | 0 | 0 | 0 | 0 | 0 | 0 | 0 | 0 | 0 | 0 | 0 | 0 | 0 | 0 | 0 | 0 | 0 | 0 | 0 | 0 | 0 | 0 | 0 | 0 | 0
[35 empty] | Commissioning Transfers | Berkeley Vale 33_11kV Tx3 | Berkeley Vale 132_11kV Tx13 | 0 | 0 | 601.1429 | 0 | 0 | 0 | 0 | 0 | 0 | 0 | 0 | 0 | 0 | 0 | 0 | 0 | 0 | 0 | 0 | 0 | 0 | 0 | 0 | 0 | 0 | 0 | 0 | 0 | 0 | 0 | 0 | 0
| 0 | [33 empty] | DNP_ID: 6179. FORMATION OF A NEW 11KV FEEDER FROM S.12891 WYONG ZONE SUBSTATION, USING AN O/O/S 33KV OH LINE (EX FEEDER 793) TO RELIEVE S.12690 BERKELEY VALE PANEL 14 FEEDER. | Berkeley Vale 33_11kV Tx3 | Wyong 132_11kV Tx1 | 0 | 0 | 190 | 0 | 0 | 0 | 0 | 0 | 0 | 0 | 0 | 0 | 0 | 0 | 0 | 0 | 0 | 0 | 0 | 0 | 0 | 0 | 0 | 0 | 0 | 0 | 0 | 0 | 0 | 0 | 0 | 0
| Diversity Factor: 0 | [33 empty] | DNP_ID: 6192. Formation of a new 11Kv feeder from Berkeley Vale Zone Sub to relieve the Pa4 feeder | Berkeley Vale 33_11kV Tx1 | Berkeley Vale 33_11kV Tx3 | 0 | 0 | 184 | 0 | 0 | 0 | 0 | 0 | 0 | 0 | 0 | 0 | 0 | 0 | 0 | 0 | 0 | 0 | 0 | 0 | 0 | 0 | 0 | 0 | 0 | 0 | 0 | 0 | 0 | 0 | 0 | 0
[35 empty] | HVCON_ID: 2005470. Establish S.18537 Sanitarium Sanit No.4, customer sub, Sanitarium Health food company, Berkeley Vale Zone (Please respond to Jeffrey Smith) |  | Berkeley Vale 33_11kV Tx1 | 0 | 60.3 | 0 | 0 | 0 | 0 | 0 | 0 | 0 | 0 | 0 | 0 | 0 | 0 | 0 | 0 | 0 | 0 | 0 | 0 | 0 | 0 | 0 | 0 | 0 | 0 | 0 | 0 | 0 | 0 | 0 | 0
[35 empty] | HVCON_ID: 2006054. Establish 2 customer substations S.18559 Corrella Morton No.1 and S.18560 Corella Morton No.2 and decommission PT.14728 Corrella Apprentice |  | Berkeley Vale 33_11kV Tx1 | 72 | 0 | 0 | 0 | 0 | 0 | 0 | 0 | 0 | 0 | 0 | 0 | 0 | 0 | 0 | 0 | 0 | 0 | 0 | 0 | 0 | 0 | 0 | 0 | 0 | 0 | 0 | 0 | 0 | 0 | 0 | 0
0
Diversity Factor: 0
0
Diversity Factor: 0
0
Diversity Factor: 0
0
Diversity Factor: 0
0
Diversity Factor: 0
0
Diversity Factor: 0
| Weather Correction and Public Holiday Factors | [8 empty] | Forecast ROG
ROG Justification
| Actual loads for season 13/14 have been weather corrected by the following: | [6 empty] | 0% |  | 0
1 | 2 | 3 | 4 | 5 | 6 | 7 | 8 | 9 | 10 | 14/15 | 15/16 | 16/17 | 17/18 | 18/19 | 19/20 | 20/21 | 21/22 | 22/23 | 23/24 | 24/25 | 25/26 | 26/27 | 27/28 | 28/29 | 29/30 | 30/31 | 31/32 | 32/33 | 33/34 | 34/35 | 35/36 | 36/37 | 37/38 | 38/39
1 | 1 | 1 | 1 | 1 | 1 | 1 | 1 | 1 | 1 | 0% | 0% | 0% | 0% | 0% | 0% | 0% | 0% | 0% | 0% | 0% | 0% | 0% | 0% | 0% | 0% | 0% | 0% | 0% | 0% | 0% | 0% | 0% | 0% | 0%
Substation Load Detail
[7 empty] | Units | 13/14 |  | 14/15 | 15/16 | 16/17 | 17/18 | 18/19 | 19/20 | 20/21 | 21/22 | 22/23 | 23/24 | 24/25 | 25/26 | 26/27 | 27/28 | 28/29 | 29/30 | 30/31 | 31/32 | 32/33 | 33/34 | 34/35 | 35/36 | 36/37 | 37/38 | 38/39
1 | Berkeley Vale 33_11kV | Compensated |  | Load (LV side) |  |  | Amps | 0 | 0 | 0 | 0 | 0 | 0 | 0 | 0 | 0 | 0 | 0 | 0 | 0 | 0 | 0 | 0 | 0 | 0 | 0 | 0 | 0 | 0 | 0 | 0 | 0 | 0 | 0
|  |  |  | Apparent Power |  |  | MVA | 0 |  | 0 | 0 | 0 | 0 | 0 | 0 | 0 | 0 | 0 | 0 | 0 | 0 | 0 | 0 | 0 | 0 | 0 | 0 | 0 | 0 | 0 | 0 | 0 | 0 | 0
|  |  |  | Real Power |  |  | MW | 0 | 0 | 0 | 0 | 0 | 0 | 0 | 0 | 0 | 0 | 0 | 0 | 0 | 0 | 0 | 0 | 0 | 0 | 0 | 0 | 0 | 0 | 0 | 0 | 0 | 0 | 0
|  |  |  | Reactive Power |  |  | MVAr | 0 |  | 0 | 0 | 0 | 0 | 0 | 0 | 0 | 0 | 0 | 0 | 0 | 0 | 0 | 0 | 0 | 0 | 0 | 0 | 0 | 0 | 0 | 0 | 0 | 0 | 0
|  |  |  | Capacitors In Service |  |  | MVAr | 0 |  | 0 | 0 | 0 | 0 | 0 | 0 | 0 | 0 | 0 | 0 | 0 | 0 | 0 | 0 | 0 | 0 | 0 | 0 | 0 | 0 | 0 | 0 | 0 | 0 | 0
|  |  |  | PF |  |  |  | 0 |  | 0 | 0 | 0 | 0 | 0 | 0 | 0 | 0 | 0 | 0 | 0 | 0 | 0 | 0 | 0 | 0 | 0 | 0 | 0 | 0 | 0 | 0 | 0 | 0 | 0
| #VALUE! | Uncompensated |  | Reactive Power |  |  | MVAr | 0 | 0 | 0 | 0 | 0 | 0 | 0 | 0 | 0 | 0 | 0 | 0 | 0 | 0 | 0 | 0 | 0 | 0 | 0 | 0 | 0 | 0 | 0 | 0 | 0 | 0 | 0
|  |  |  | PF |  |  |  | 0 |  | 0 | 0 | 0 | 0 | 0 | 0 | 0 | 0 | 0 | 0 | 0 | 0 | 0 | 0 | 0 | 0 | 0 | 0 | 0 | 0 | 0 | 0 | 0 | 0 | 0
[10 empty] | 1 | 2 | 3 | 4 | 5 | 6 | 7 | 8 | 9 | 10 | 11 | 12 | 13 | 14 | 15 | 16 | 17 | 18 | 19 | 20 | 21 | 22 | 23 | 24 | 25
Transformer Load Detail
[7 empty] | Units | 13/14 |  | 14/15 | 15/16 | 16/17 | 17/18 | 18/19 | 19/20 | 20/21 | 21/22 | 22/23 | 23/24 | 24/25 | 25/26 | 26/27 | 27/28 | 28/29 | 29/30 | 30/31 | 31/32 | 32/33 | 33/34 | 34/35 | 35/36 | 36/37 | 37/38 | 38/39
| 0 | Compensated |  | Load (LV side) |  |  | Amps
|  |  |  | Apparent Power |  |  | MVA
|  |  |  | Real Power |  |  | MW
|  |  |  | Reactive Power |  |  | MVAr
|  |  |  | Capacitors In Service |  |  | MVAr
PF
| Zone Div: | Uncompensated |  | Reactive Power |  |  | MVAr
PF
| 0 | Compensated |  | Load (LV side) |  |  | Amps
|  |  |  | Apparent Power |  |  | MVA
|  |  |  | Real Power |  |  | MW
|  |  |  | Reactive Power |  |  | MVAr
|  |  |  | Capacitors In Service |  |  | MVAr
PF
| Zone Div: | Uncompensated |  | Reactive Power |  |  | MVAr
PF
| 0 | Compensated |  | Load (LV side) |  |  | Amps
|  |  |  | Apparent Power |  |  | MVA
|  |  |  | Real Power |  |  | MW
|  |  |  | Reactive Power |  |  | MVAr
|  |  |  | Capacitors In Service |  |  | MVAr
PF
| Zone Div: | Uncompensated |  | Reactive Power |  |  | MVAr
PF
| 0 | Compensated |  | Load (LV side) |  |  | Amps
|  |  |  | Apparent Power |  |  | MVA
|  |  |  | Real Power |  |  | MW
|  |  |  | Reactive Power |  |  | MVAr
|  |  |  | Capacitors In Service |  |  | MVAr
PF
| Zone Div: | Uncompensated |  | Reactive Power |  |  | MVAr
PF
| 0 | Compensated |  | Load (LV side) |  |  | Amps
|  |  |  | Apparent Power |  |  | MVA
|  |  |  | Real Power |  |  | MW
|  |  |  | Reactive Power |  |  | MVAr
|  |  |  | Capacitors In Service |  |  | MVAr
PF
| Zone Div: | Uncompensated |  | Reactive Power |  |  | MVAr
PF
| 0 | Compensated |  | Load (LV side) |  |  | Amps
|  |  |  | Apparent Power |  |  | MVA
|  |  |  | Real Power |  |  | MW
|  |  |  | Reactive Power |  |  | MVAr
|  |  |  | Capacitors In Service |  |  | MVAr
PF
| Zone Div: | Uncompensated |  | Reactive Power |  |  | MVAr
PF
| 0 | Compensated |  | Load (LV side) |  |  | Amps
|  |  |  | Apparent Power |  |  | MVA
|  |  |  | Real Power |  |  | MW
|  |  |  | Reactive Power |  |  | MVAr
|  |  |  | Capacitors In Service |  |  | MVAr
PF
| Zone Div: | Uncompensated |  | Reactive Power |  |  | MVAr
PF
| 0 | Compensated |  | Load (LV side) |  |  | Amps
|  |  |  | Apparent Power |  |  | MVA
|  |  |  | Real Power |  |  | MW
|  |  |  | Reactive Power |  |  | MVAr
|  |  |  | Capacitors In Service |  |  | MVAr
PF
| Zone Div: | Uncompensated |  | Reactive Power |  |  | MVAr
PF
| 0 | Compensated |  | Load (LV side) |  |  | Amps
|  |  |  | Apparent Power |  |  | MVA
|  |  |  | Real Power |  |  | MW
|  |  |  | Reactive Power |  |  | MVAr
|  |  |  | Capacitors In Service |  |  | MVAr
PF
| Zone Div: | Uncompensated |  | Reactive Power |  |  | MVAr
PF
| 0 | Compensated |  | Load (LV side) |  |  | Amps
|  |  |  | Apparent Power |  |  | MVA
|  |  |  | Real Power |  |  | MW
|  |  |  | Reactive Power |  |  | MVAr
|  |  |  | Capacitors In Service |  |  | MVAr
PF
| Zone Div: | Uncompensated |  | Reactive Power |  |  | MVAr
PF

## Empire Bay 66_11kV
| Empire Bay 66_11kV | [16 empty] | 2015 | SUMMER
[6 empty] | Zone commissioned |  | 2013-04-30
| Substation Total Loads | [33 empty] | Spots & Transfers Detail
| Historical Loads | (11kV Amps) | [7 empty] | Weather Corrected Forecast Loads |  |  |  | (11kV Amps) | [20 empty] | Spots & Transfers Summary | (11kV Amps) |  | Historical Spots & Transfers | [6 empty] | Forecast Spots & Transfers
|  | 07/08 | 08/09 | 09/10 | 10/11 | 11/12 | 12/13 | 13/14 |  | 14/15 | 15/16 | 16/17 | 17/18 | 18/19 | 19/20 | 20/21 | 21/22 | 22/23 | 23/24 | 24/25 | 25/26 | 26/27 | 27/28 | 28/29 | 29/30 | 30/31 | 31/32 | 32/33 | 33/34 | 34/35 | 35/36 | 36/37 | 37/38 | 38/39 |  |  |  | 07/08 | 08/09 | 09/10 | 10/11 | 11/12 | 12/13 | 13/14 | 14/15 | 15/16 | 16/17 | 17/18 | 18/19 | 19/20 | 20/21 | 21/22 | 22/23 | 23/24 | 24/25 | 25/26 | 26/27 | 27/28 | 28/29 | 29/30 | 30/31 | 31/32 | 32/33 | 33/34 | 34/35 | 35/36 | 36/37 | 37/38 | 38/39
| Total | [6 empty] | 243 |  | 640.2519 | 621.9301 | 610.7403 | 606.0593 | 606.6834 | 608.026 | 611.1829 | 614.4651 | 617.3877 | 620.553 | 623.7179 | 627.4842 | 631.3406 | 635.4335 | 639.7359 | 644.0574 | 648.4589 | 652.9755 | 657.609 | 662.361 | 667.2333 | 672.2277 | 677.346 | 682.5901 | 687.9617 |  |  | Total | 0 | 0 | 0 | 0 | 0 | 0 | 259.5407 | 444.9886 | -0.14476 | 0.58132 | 1.0987 | 0.62413 | 1.3426 | 3.1569 | 3.2822 | 2.9226 | 3.1653 | 3.1649 | 3.7662 | 3.8564 | 4.0929 | 4.3025 | 4.3214 | 4.4015 | 4.5166 | 4.6334 | 4.752 | 4.8723 | 4.9944 | 5.1183 | 5.2441 | 5.3717
| Firm Rating | 0 | 0 | 0 | 0 | 0 | 0 | 1994 |  | 1994 | 1994 | 1994 | 1994 | 1994 | 1994 | 1994 | 1994 | 1994 | 1994 | 1994 | 1994 | 1994 | 1994 | 1994 | 1994 | 1994 | 1994 | 1994 | 1994 | 1994 | 1994 | 1994 | 1994 | 1994
| Total Capacity | 0 | 0 | 0 | 0 | 0 | 0 | 3989 |  | 3989 | 3989 | 3989 | 3989 | 3989 | 3989 | 3989 | 3989 | 3989 | 3989 | 3989 | 3989 | 3989 | 3989 | 3989 | 3989 | 3989 | 3989 | 3989 | 3989 | 3989 | 3989 | 3989 | 3989 | 3989 |  |  | Empire Bay 66_11kV Tx1 | 0 | 0 | 0 | 0 | 0 | 0 | 41.8643 | 310.9966 | -0.04277 | 0.17175 | 0.32462 | 0.1844 | 0.39667 | 0.93273 | 0.96974 | 0.86349 | 0.93521 | 0.9351 | 1.1127 | 1.1394 | 1.2093 | 1.2712 | 1.2768 | 1.3005 | 1.3345 | 1.369 | 1.404 | 1.4395 | 1.4756 | 1.5122 | 1.5494 | 1.5871
|  | -7 | -6 | -5 | -4 | -3 | -2 | -1 |  | 0 | 1 | 2 | 3 | 4 | 5 | 6 | 7 | 8 | 9 | 10 | 11 | 12 | 13 | 14 | 15 | 16 | 17 | 18 | 19 | 20 | 21 | 22 | 23 | 24 |  |  | Empire Bay 66_11kV Tx2 | 0 | 0 | 0 | 0 | 0 | 0 | 217.6764 | 133.9919 | -0.10199 | 0.40957 | 0.77409 | 0.43973 | 0.94591 | 2.2242 | 2.3125 | 2.0591 | 2.2301 | 2.2298 | 2.6535 | 2.717 | 2.8836 | 3.0313 | 3.0446 | 3.1011 | 3.1822 | 3.2645 | 3.348 | 3.4328 | 3.5188 | 3.6061 | 3.6947 | 3.7846
| Transformer Loads | [36 empty] | 0 | 0 | 0 | 0 | 0 | 0 | 0 | 0 | 0 | 0 | 0 | 0 | 0 | 0 | 0 | 0 | 0 | 0 | 0 | 0 | 0 | 0 | 0 | 0 | 0 | 0 | 0 | 0 | 0 | 0 | 0 | 0
| Historical Loads | (11kV Amps) | [7 empty] | 0: Weather Corrected Forecast Loads; 4: (11kV Amps) |  |  |  | 0 | 0 | 0 | 0 | 0 | 0 | 0 | 0 | 0 | 0 | 0 | 0 | 0 | 0 | 0 | 0 | 0 | 0 | 0 | 0 | 0 | 0 | 0 | 0 | 0 | 0 | 0 | 0 | 0 | 0 | 0 | 0
|  | 07/08 | 08/09 | 09/10 | 10/11 | 11/12 | 12/13 | 13/14 |  | 14/15 | 15/16 | 16/17 | 17/18 | 18/19 | 19/20 | 20/21 | 21/22 | 22/23 | 23/24 | 24/25 | 25/26 | 26/27 | 27/28 | 28/29 | 29/30 | 30/31 | 31/32 | 32/33 | 33/34 | 34/35 | 35/36 | 36/37 | 37/38 | 38/39 |  |  |  | 0 | 0 | 0 | 0 | 0 | 0 | 0 | 0 | 0 | 0 | 0 | 0 | 0 | 0 | 0 | 0 | 0 | 0 | 0 | 0 | 0 | 0 | 0 | 0 | 0 | 0 | 0 | 0 | 0 | 0 | 0 | 0
| 0 | [36 empty] | 0 | 0 | 0 | 0 | 0 | 0 | 0 | 0 | 0 | 0 | 0 | 0 | 0 | 0 | 0 | 0 | 0 | 0 | 0 | 0 | 0 | 0 | 0 | 0 | 0 | 0 | 0 | 0 | 0 | 0 | 0 | 0
| Diversity Factor: 0 | [36 empty] | 0 | 0 | 0 | 0 | 0 | 0 | 0 | 0 | 0 | 0 | 0 | 0 | 0 | 0 | 0 | 0 | 0 | 0 | 0 | 0 | 0 | 0 | 0 | 0 | 0 | 0 | 0 | 0 | 0 | 0 | 0 | 0
[38 empty] | 0 | 0 | 0 | 0 | 0 | 0 | 0 | 0 | 0 | 0 | 0 | 0 | 0 | 0 | 0 | 0 | 0 | 0 | 0 | 0 | 0 | 0 | 0 | 0 | 0 | 0 | 0 | 0 | 0 | 0 | 0 | 0
[38 empty] | 0 | 0 | 0 | 0 | 0 | 0 | 0 | 0 | 0 | 0 | 0 | 0 | 0 | 0 | 0 | 0 | 0 | 0 | 0 | 0 | 0 | 0 | 0 | 0 | 0 | 0 | 0 | 0 | 0 | 0 | 0 | 0
| 0 | [36 empty] | 0 | 0 | 0 | 0 | 0 | 0 | 0 | 0 | 0 | 0 | 0 | 0 | 0 | 0 | 0 | 0 | 0 | 0 | 0 | 0 | 0 | 0 | 0 | 0 | 0 | 0 | 0 | 0 | 0 | 0 | 0 | 0
Diversity Factor: 0
[38 empty] | Historical Spots & Transfers | [6 empty] | Forecast Spots & Transfers
[35 empty] | Project Name | From | To | 07/08 | 08/09 | 09/10 | 10/11 | 11/12 | 12/13 | 13/14 | 14/15 | 15/16 | 16/17 | 17/18 | 18/19 | 19/20 | 20/21 | 21/22 | 22/23 | 23/24 | 24/25 | 25/26 | 26/27 | 27/28 | 28/29 | 29/30 | 30/31 | 31/32 | 32/33 | 33/34 | 34/35 | 35/36 | 36/37 | 37/38 | 38/39
| 0 | [33 empty] | Broad based demand management |  | Empire Bay 66_11kV Tx1 | 0 | 0 | 0 | 0 | 0 | 0 | 0 | -0.0047089 | -0.0094179 | -0.061216 | -0.11301 | -0.12243 | 0 | 0 | 0 | 0 | 0 | 0 | 0 | 0 | 0 | 0 | 0 | 0 | 0 | 0 | 0 | 0 | 0 | 0 | 0 | 0
| Diversity Factor: 0 | [33 empty] | Broad based demand management |  | Empire Bay 66_11kV Tx2 | 0 | 0 | 0 | 0 | 0 | 0 | 0 | -0.011229 | -0.022458 | -0.14598 | -0.2695 | -0.29195 | 0 | 0 | 0 | 0 | 0 | 0 | 0 | 0 | 0 | 0 | 0 | 0 | 0 | 0 | 0 | 0 | 0 | 0 | 0 | 0
[35 empty] | DNP_ID: 6712. New Empire Bay Zone Substation Initial 11kV Feeder Connections | Avoca 66_11kV Tx2 | Empire Bay 66_11kV Tx1 | 0 | 0 | 0 | 0 | 0 | 0 | 0 | 76 | 0 | 0 | 0 | 0 | 0 | 0 | 0 | 0 | 0 | 0 | 0 | 0 | 0 | 0 | 0 | 0 | 0 | 0 | 0 | 0 | 0 | 0 | 0 | 0
[35 empty] | DNP_ID: 6712. New Empire Bay Zone Substation Initial 11kV Feeder Connections | Woy Woy 66_11kV Tx1 | Empire Bay 66_11kV Tx1 | 0 | 0 | 0 | 0 | 0 | 0 | 0 | 85 | 0 | 0 | 0 | 0 | 0 | 0 | 0 | 0 | 0 | 0 | 0 | 0 | 0 | 0 | 0 | 0 | 0 | 0 | 0 | 0 | 0 | 0 | 0 | 0
| 0 | [33 empty] | DNP_ID: 6712. New Empire Bay Zone Substation Initial 11kV Feeder Connections | Woy Woy 66_11kV Tx1 | Empire Bay 66_11kV Tx2 | 0 | 0 | 0 | 0 | 0 | 0 | 88 | 64 | 0 | 0 | 0 | 0 | 0 | 0 | 0 | 0 | 0 | 0 | 0 | 0 | 0 | 0 | 0 | 0 | 0 | 0 | 0 | 0 | 0 | 0 | 0 | 0
| Diversity Factor: 0 | [33 empty] | DNP_ID: 6712. New Empire Bay Zone Substation Initial 11kV Feeder Connections | Woy Woy 66_11kV Tx2 | Empire Bay 66_11kV Tx1 | 0 | 0 | 0 | 0 | 0 | 0 | 42 | 0 | 0 | 0 | 0 | 0 | 0 | 0 | 0 | 0 | 0 | 0 | 0 | 0 | 0 | 0 | 0 | 0 | 0 | 0 | 0 | 0 | 0 | 0 | 0 | 0
[35 empty] | DNP_ID: 6712. New Empire Bay Zone Substation Initial 11kV Feeder Connections | Woy Woy 66_11kV Tx2 | Empire Bay 66_11kV Tx2 | 0 | 0 | 0 | 0 | 0 | 0 | 130 | 0 | 0 | 0 | 0 | 0 | 0 | 0 | 0 | 0 | 0 | 0 | 0 | 0 | 0 | 0 | 0 | 0 | 0 | 0 | 0 | 0 | 0 | 0 | 0 | 0
[35 empty] | DNP_ID: 6863. Empire Bay ZS 11kV Fdr Conns (Stage 2) | Avoca 66_11kV Tx1 | Empire Bay 66_11kV Tx1 | 0 | 0 | 0 | 0 | 0 | 0 | 0 | 38 | 0 | 0 | 0 | 0 | 0 | 0 | 0 | 0 | 0 | 0 | 0 | 0 | 0 | 0 | 0 | 0 | 0 | 0 | 0 | 0 | 0 | 0 | 0 | 0
| 0 | [33 empty] | DNP_ID: 6863. Empire Bay ZS 11kV Fdr Conns (Stage 2) | Avoca 66_11kV Tx3 | Empire Bay 66_11kV Tx1 | 0 | 0 | 0 | 0 | 0 | 0 | 0 | 18 | 0 | 0 | 0 | 0 | 0 | 0 | 0 | 0 | 0 | 0 | 0 | 0 | 0 | 0 | 0 | 0 | 0 | 0 | 0 | 0 | 0 | 0 | 0 | 0
| Diversity Factor: 0 | [33 empty] | DNP_ID: 6863. Empire Bay ZS 11kV Fdr Conns (Stage 2) | Umina 66_11kV Tx3 | Empire Bay 66_11kV Tx2 | 0 | 0 | 0 | 0 | 0 | 0 | 0 | 70 | 0 | 0 | 0 | 0 | 0 | 0 | 0 | 0 | 0 | 0 | 0 | 0 | 0 | 0 | 0 | 0 | 0 | 0 | 0 | 0 | 0 | 0 | 0 | 0
[35 empty] | DNP_ID: 6863. Empire Bay ZS 11kV Fdr Conns (Stage 2) | Woy Woy 66_11kV Tx2 | Empire Bay 66_11kV Tx1 | 0 | 0 | 0 | 0 | 0 | 0 | 0 | 94 | 0 | 0 | 0 | 0 | 0 | 0 | 0 | 0 | 0 | 0 | 0 | 0 | 0 | 0 | 0 | 0 | 0 | 0 | 0 | 0 | 0 | 0 | 0 | 0
[35 empty] | Econometric |  | Empire Bay 66_11kV Tx1 | 0 | 0 | 0 | 0 | 0 | 0 | 0 | 0 | 0 | 0.68688 | 1.1936 | 1.4788 | 1.6926 | 1.8089 | 1.7712 | 1.7309 | 1.7611 | 1.7918 | 1.8229 | 1.8545 | 1.8865 | 1.9191 | 1.9521 | 1.9856 | 2.0196 | 2.0541 | 2.0891 | 2.1247 | 2.1608 | 2.1974 | 2.2345 | 2.2722
| 0 | [33 empty] | Econometric |  | Empire Bay 66_11kV Tx2 | 0 | 0 | 0 | 0 | 0 | 0 | 0 | 0 | 0 | 1.6379 | 2.8462 | 3.5263 | 4.0361 | 4.3136 | 4.2236 | 4.1276 | 4.1997 | 4.2727 | 4.3469 | 4.4222 | 4.4987 | 4.5763 | 4.655 | 4.7349 | 4.816 | 4.8983 | 4.9818 | 5.0666 | 5.1526 | 5.2399 | 5.3285 | 5.4184
| Diversity Factor: 0 | [33 empty] | Energy Efficiency |  | Empire Bay 66_11kV Tx1 | 0 | 0 | 0 | 0 | 0 | 0 | 0 | 0.02793 | -0.0035152 | -0.42021 | -0.71895 | -1.1324 | -1.2542 | -0.83255 | -0.75922 | -0.82458 | -0.79313 | -0.8174 | -0.67087 | -0.67579 | -0.63798 | -0.60859 | -0.63601 | -0.64585 | -0.64585 | -0.64585 | -0.64585 | -0.64585 | -0.64585 | -0.64585 | -0.64585 | -0.64585
[35 empty] | Energy Efficiency |  | Empire Bay 66_11kV Tx2 | 0 | 0 | 0 | 0 | 0 | 0 | 0 | 0.066603 | -0.0083824 | -1.002 | -1.7144 | -2.7003 | -2.9908 | -1.9853 | -1.8105 | -1.9663 | -1.8913 | -1.9492 | -1.5998 | -1.6115 | -1.5213 | -1.4513 | -1.5166 | -1.5401 | -1.5401 | -1.5401 | -1.5401 | -1.5401 | -1.5401 | -1.5401 | -1.5401 | -1.5401
[35 empty] | Solar PV |  | Empire Bay 66_11kV Tx1 | 0 | 0 | 0 | 0 | 0 | 0 | -0.13569 | -0.026601 | -0.029837 | -0.033698 | -0.036975 | -0.039573 | -0.04169 | -0.043648 | -0.042209 | -0.042879 | -0.032809 | -0.039299 | -0.039299 | -0.039299 | -0.039299 | -0.039299 | -0.039299 | -0.039299 | -0.039299 | -0.039299 | -0.039299 | -0.039299 | -0.039299 | -0.039299 | -0.039299 | -0.039299
| 0 | [33 empty] | Solar PV |  | Empire Bay 66_11kV Tx2 | 0 | 0 | 0 | 0 | 0 | 0 | -0.32357 | -0.063433 | -0.07115 | -0.080357 | -0.088172 | -0.094366 | -0.099414 | -0.10408 | -0.10065 | -0.10225 | -0.078237 | -0.093713 | -0.093713 | -0.093713 | -0.093713 | -0.093713 | -0.093713 | -0.093713 | -0.093713 | -0.093713 | -0.093713 | -0.093713 | -0.093713 | -0.093713 | -0.093713 | -0.093713
Diversity Factor: 0
0
Diversity Factor: 0
0
Diversity Factor: 0
0
Diversity Factor: 0
| Weather Correction and Public Holiday Factors | [8 empty] | Forecast ROG
ROG Justification
| Actual loads for season 13/14 have been weather corrected by the following: | [6 empty] | -14.23% |  | Weighted ROG calc | [59 empty] | Weighted ROG calc
1 | 2 | 3 | 4 | 5 | 6 | 7 | 8 | 9 | 10 | 14/15 | 15/16 | 16/17 | 17/18 | 18/19 | 19/20 | 20/21 | 21/22 | 22/23 | 23/24 | 24/25 | 25/26 | 26/27 | 27/28 | 28/29 | 29/30 | 30/31 | 31/32 | 32/33 | 33/34 | 34/35 | 35/36 | 36/37 | 37/38 | 38/39
0.97161 | 0.94403 | 0.92617 | 0.9174 | 0.9174 | 0.9174 | 0.9174 | 0.9174 | 0.9174 | 0.9174 | -2.839% | -2.839% | -1.892% | -0.946% | 0% | 0% | 0% | 0% | 0% | 0% | 0% | 0% | 0% | 0% | 0% | 0% | 0% | 0% | 0% | 0% | 0% | 0% | 0% | 0% | 0%
Substation Load Detail
[7 empty] | Units | 13/14 |  | 14/15 | 15/16 | 16/17 | 17/18 | 18/19 | 19/20 | 20/21 | 21/22 | 22/23 | 23/24 | 24/25 | 25/26 | 26/27 | 27/28 | 28/29 | 29/30 | 30/31 | 31/32 | 32/33 | 33/34 | 34/35 | 35/36 | 36/37 | 37/38 | 38/39
1 | Empire Bay 66_11kV | Compensated |  | Load (LV side) |  |  | Amps | 243 | 208.4101 | 640.2519 | 621.9301 | 610.7403 | 606.0593 | 606.6834 | 608.026 | 611.1829 | 614.4651 | 617.3877 | 620.553 | 623.7179 | 627.4842 | 631.3406 | 635.4335 | 639.7359 | 644.0574 | 648.4589 | 652.9755 | 657.609 | 662.361 | 667.2333 | 672.2277 | 677.346 | 682.5901 | 687.9617
|  |  |  | Apparent Power |  |  | MVA | 4.6298 |  | 12.1984 | 11.8494 | 11.6362 | 11.547 | 11.5589 | 11.5845 | 11.6446 | 11.7071 | 11.7628 | 11.8231 | 11.8834 | 11.9552 | 12.0287 | 12.1066 | 12.1886 | 12.2709 | 12.3548 | 12.4408 | 12.5291 | 12.6197 | 12.7125 | 12.8077 | 12.9052 | 13.0051 | 13.1074
|  |  |  | Real Power |  |  | MW | 4.1668 | 3.5737 | 11.4042 | 11.0778 | 10.8785 | 10.7951 | 10.8063 | 10.8302 | 10.8864 | 10.9449 | 10.9969 | 11.0533 | 11.1097 | 11.1768 | 11.2454 | 11.3183 | 11.395 | 11.4719 | 11.5503 | 11.6308 | 11.7133 | 11.798 | 11.8848 | 11.9737 | 12.0649 | 12.1583 | 12.254
|  |  |  | Reactive Power |  |  | MVAr | 2.0181 |  | 4.3297 | 4.2058 | 4.1302 | 4.0985 | 4.1027 | 4.1118 | 4.1332 | 4.1554 | 4.1751 | 4.1965 | 4.2179 | 4.2434 | 4.2695 | 4.2972 | 4.3263 | 4.3555 | 4.3852 | 4.4158 | 4.4471 | 4.4793 | 4.5122 | 4.546 | 4.5806 | 4.6161 | 4.6524
|  |  |  | Capacitors In Service |  |  | MVAr | 0 |  | 0 | 0 | 0 | 0 | 0 | 0 | 0 | 0 | 0 | 0 | 0 | 0 | 0 | 0 | 0 | 0 | 0 | 0 | 0 | 0 | 0 | 0 | 0 | 0 | 0
|  |  |  | PF |  |  |  | 0.9 |  | 0.93489 | 0.93489 | 0.93489 | 0.93489 | 0.93489 | 0.93489 | 0.93489 | 0.93489 | 0.93489 | 0.93489 | 0.93489 | 0.93489 | 0.93489 | 0.93489 | 0.93489 | 0.93489 | 0.93489 | 0.93489 | 0.93489 | 0.93489 | 0.93489 | 0.93489 | 0.93489 | 0.93489 | 0.93489
0.95414 | Diversity Factor: 0.95 | Uncompensated |  | Reactive Power |  |  | MVAr | 2.0181 | 1.7308 | 4.3297 | 4.2058 | 4.1302 | 4.0985 | 4.1027 | 4.1118 | 4.1332 | 4.1554 | 4.1751 | 4.1965 | 4.2179 | 4.2434 | 4.2695 | 4.2972 | 4.3263 | 4.3555 | 4.3852 | 4.4158 | 4.4471 | 4.4793 | 4.5122 | 4.546 | 4.5806 | 4.6161 | 4.6524
|  |  |  | PF |  |  |  | 0.9 |  | 0.93489 | 0.93489 | 0.93489 | 0.93489 | 0.93489 | 0.93489 | 0.93489 | 0.93489 | 0.93489 | 0.93489 | 0.93489 | 0.93489 | 0.93489 | 0.93489 | 0.93489 | 0.93489 | 0.93489 | 0.93489 | 0.93489 | 0.93489 | 0.93489 | 0.93489 | 0.93489 | 0.93489 | 0.93489
[10 empty] | 1 | 2 | 3 | 4 | 5 | 6 | 7 | 8 | 9 | 10 | 11 | 12 | 13 | 14 | 15 | 16 | 17 | 18 | 19 | 20 | 21 | 22 | 23 | 24 | 25
Transformer Load Detail
[7 empty] | Units | 13/14 |  | 14/15 | 15/16 | 16/17 | 17/18 | 18/19 | 19/20 | 20/21 | 21/22 | 22/23 | 23/24 | 24/25 | 25/26 | 26/27 | 27/28 | 28/29 | 29/30 | 30/31 | 31/32 | 32/33 | 33/34 | 34/35 | 35/36 | 36/37 | 37/38 | 38/39
| 0 | Compensated |  | Load (LV side) |  |  | Amps
|  |  |  | Apparent Power |  |  | MVA
|  |  |  | Real Power |  |  | MW
|  |  |  | Reactive Power |  |  | MVAr
|  |  |  | Capacitors In Service |  |  | MVAr
PF
| Zone Div: | Uncompensated |  | Reactive Power |  |  | MVAr
PF
| 0 | Compensated |  | Load (LV side) |  |  | Amps
|  |  |  | Apparent Power |  |  | MVA
|  |  |  | Real Power |  |  | MW
|  |  |  | Reactive Power |  |  | MVAr
|  |  |  | Capacitors In Service |  |  | MVAr
PF
| Zone Div: | Uncompensated |  | Reactive Power |  |  | MVAr
PF
| 0 | Compensated |  | Load (LV side) |  |  | Amps
|  |  |  | Apparent Power |  |  | MVA
|  |  |  | Real Power |  |  | MW
|  |  |  | Reactive Power |  |  | MVAr
|  |  |  | Capacitors In Service |  |  | MVAr
PF
| Zone Div: | Uncompensated |  | Reactive Power |  |  | MVAr
PF
| 0 | Compensated |  | Load (LV side) |  |  | Amps
|  |  |  | Apparent Power |  |  | MVA
|  |  |  | Real Power |  |  | MW
|  |  |  | Reactive Power |  |  | MVAr
|  |  |  | Capacitors In Service |  |  | MVAr
PF
| Zone Div: | Uncompensated |  | Reactive Power |  |  | MVAr
PF
| 0 | Compensated |  | Load (LV side) |  |  | Amps
|  |  |  | Apparent Power |  |  | MVA
|  |  |  | Real Power |  |  | MW
|  |  |  | Reactive Power |  |  | MVAr
|  |  |  | Capacitors In Service |  |  | MVAr
PF
| Zone Div: | Uncompensated |  | Reactive Power |  |  | MVAr
PF
| 0 | Compensated |  | Load (LV side) |  |  | Amps
|  |  |  | Apparent Power |  |  | MVA
|  |  |  | Real Power |  |  | MW
|  |  |  | Reactive Power |  |  | MVAr
|  |  |  | Capacitors In Service |  |  | MVAr
PF
| Zone Div: | Uncompensated |  | Reactive Power |  |  | MVAr
PF
| 0 | Compensated |  | Load (LV side) |  |  | Amps
|  |  |  | Apparent Power |  |  | MVA
|  |  |  | Real Power |  |  | MW
|  |  |  | Reactive Power |  |  | MVAr
|  |  |  | Capacitors In Service |  |  | MVAr
PF
| Zone Div: | Uncompensated |  | Reactive Power |  |  | MVAr
PF
| 0 | Compensated |  | Load (LV side) |  |  | Amps
|  |  |  | Apparent Power |  |  | MVA
|  |  |  | Real Power |  |  | MW
|  |  |  | Reactive Power |  |  | MVAr
|  |  |  | Capacitors In Service |  |  | MVAr
PF
| Zone Div: | Uncompensated |  | Reactive Power |  |  | MVAr
PF
| 0 | Compensated |  | Load (LV side) |  |  | Amps
|  |  |  | Apparent Power |  |  | MVA
|  |  |  | Real Power |  |  | MW
|  |  |  | Reactive Power |  |  | MVAr
|  |  |  | Capacitors In Service |  |  | MVAr
PF
| Zone Div: | Uncompensated |  | Reactive Power |  |  | MVAr
PF
| 0 | Compensated |  | Load (LV side) |  |  | Amps
|  |  |  | Apparent Power |  |  | MVA
|  |  |  | Real Power |  |  | MW
|  |  |  | Reactive Power |  |  | MVAr
|  |  |  | Capacitors In Service |  |  | MVAr
PF
| Zone Div: | Uncompensated |  | Reactive Power |  |  | MVAr
PF

## Erina 66_11kV
| Erina 66_11kV | [16 empty] | 2015 | SUMMER
| Substation Total Loads | [33 empty] | Spots & Transfers Detail
| Historical Loads | (11kV Amps) | [7 empty] | Weather Corrected Forecast Loads |  |  |  | (11kV Amps) | [20 empty] | Spots & Transfers Summary | (11kV Amps) |  | Historical Spots & Transfers | [6 empty] | Forecast Spots & Transfers
|  | 07/08 | 08/09 | 09/10 | 10/11 | 11/12 | 12/13 | 13/14 |  | 14/15 | 15/16 | 16/17 | 17/18 | 18/19 | 19/20 | 20/21 | 21/22 | 22/23 | 23/24 | 24/25 | 25/26 | 26/27 | 27/28 | 28/29 | 29/30 | 30/31 | 31/32 | 32/33 | 33/34 | 34/35 | 35/36 | 36/37 | 37/38 | 38/39 |  |  |  | 07/08 | 08/09 | 09/10 | 10/11 | 11/12 | 12/13 | 13/14 | 14/15 | 15/16 | 16/17 | 17/18 | 18/19 | 19/20 | 20/21 | 21/22 | 22/23 | 23/24 | 24/25 | 25/26 | 26/27 | 27/28 | 28/29 | 29/30 | 30/31 | 31/32 | 32/33 | 33/34 | 34/35 | 35/36 | 36/37 | 37/38 | 38/39
| Total | 2009 | 2226 | 2055 | 2105 | 1692 | 1796 | 1614 |  | 1540.237 | 1510.282 | 1491.095 | 1483.077 | 1475.089 | 1474.604 | 1485.507 | 1501.187 | 1514.674 | 1529.714 | 1541.39 | 1557.518 | 1573.672 | 1592.866 | 1613.786 | 1634.342 | 1654.326 | 1674.79 | 1695.741 | 1717.185 | 1739.131 | 1761.584 | 1784.552 | 1808.043 | 1832.063 |  |  | Total | -170 | 0 | -165 | -73.5974 | -105.7273 | -90.8415 | -1.7788 | -7.664 | -5.1055 | -2.9417 | 0.029645 | -8.1594 | -0.4955 | 11.1367 | 16.011 | 13.765 | 15.345 | 11.908 | 16.443 | 16.4624 | 19.5535 | 21.3 | 20.9202 | 20.3294 | 20.809 | 21.2952 | 21.7882 | 22.288 | 22.7947 | 23.3084 | 23.8291 | 24.3571
| Firm Rating | 0 | 0 | 0 | 0 | 0 | 0 | 2585 |  | 2585 | 2585 | 2585 | 2585 | 2585 | 2585 | 2585 | 2585 | 2585 | 2585 | 2585 | 2585 | 2585 | 2585 | 2585 | 2585 | 2585 | 2585 | 2585 | 2585 | 2585 | 2585 | 2585 | 2585 | 2585
| Total Capacity | 0 | 0 | 0 | 0 | 0 | 0 | 4254 |  | 4254 | 4254 | 4254 | 4254 | 4254 | 4254 | 4254 | 4254 | 4254 | 4254 | 4254 | 4254 | 4254 | 4254 | 4254 | 4254 | 4254 | 4254 | 4254 | 4254 | 4254 | 4254 | 4254 | 4254 | 4254 |  |  | Erina 66_11kV Tx1 | -199 | 0 | 0 | -20.9731 | -1.5492 | -88.0391 | -0.48114 | -2.073 | -1.381 | -0.79571 | 0.0080187 | -2.2071 | -0.13403 | 3.0124 | 4.3308 | 3.7233 | 4.1507 | 3.221 | 4.4477 | 4.4529 | 5.2891 | 5.7615 | 5.6587 | 5.4989 | 5.6287 | 5.7602 | 5.8935 | 6.0287 | 6.1658 | 6.3047 | 6.4456 | 6.5884
|  | -7 | -6 | -5 | -4 | -3 | -2 | -1 |  | 0 | 1 | 2 | 3 | 4 | 5 | 6 | 7 | 8 | 9 | 10 | 11 | 12 | 13 | 14 | 15 | 16 | 17 | 18 | 19 | 20 | 21 | 22 | 23 | 24 |  |  | Erina 66_11kV Tx2 | 87 | 0 | 0 | -1.2005 | -1.9113 | -1.282 | -0.59362 | -2.5577 | -1.7038 | -0.98172 | 0.0098932 | -2.723 | -0.16536 | 3.7166 | 5.3433 | 4.5937 | 5.121 | 3.974 | 5.4874 | 5.4939 | 6.5255 | 7.1083 | 6.9816 | 6.7844 | 6.9444 | 7.1067 | 7.2712 | 7.438 | 7.6071 | 7.7785 | 7.9523 | 8.1285
| Transformer Loads | [35 empty] | Erina 66_11kV Tx3 | -58 | 0 | -165 | -51.4238 | -102.2668 | -1.5204 | -0.70401 | -3.0333 | -2.0207 | -1.1643 | 0.011733 | -3.2294 | -0.19611 | 4.4077 | 6.3369 | 5.448 | 6.0733 | 4.713 | 6.5079 | 6.5156 | 7.739 | 8.4302 | 8.2799 | 8.046 | 8.2359 | 8.4283 | 8.6234 | 8.8212 | 9.0218 | 9.2251 | 9.4312 | 9.6402
| Historical Loads | (11kV Amps) | [7 empty] | 0: Weather Corrected Forecast Loads; 4: (11kV Amps) |  |  |  | 0 | 0 | 0 | 0 | 0 | 0 | 0 | 0 | 0 | 0 | 0 | 0 | 0 | 0 | 0 | 0 | 0 | 0 | 0 | 0 | 0 | 0 | 0 | 0 | 0 | 0 | 0 | 0 | 0 | 0 | 0 | 0
|  | 07/08 | 08/09 | 09/10 | 10/11 | 11/12 | 12/13 | 13/14 |  | 14/15 | 15/16 | 16/17 | 17/18 | 18/19 | 19/20 | 20/21 | 21/22 | 22/23 | 23/24 | 24/25 | 25/26 | 26/27 | 27/28 | 28/29 | 29/30 | 30/31 | 31/32 | 32/33 | 33/34 | 34/35 | 35/36 | 36/37 | 37/38 | 38/39 |  |  |  | 0 | 0 | 0 | 0 | 0 | 0 | 0 | 0 | 0 | 0 | 0 | 0 | 0 | 0 | 0 | 0 | 0 | 0 | 0 | 0 | 0 | 0 | 0 | 0 | 0 | 0 | 0 | 0 | 0 | 0 | 0 | 0
| 0 | [36 empty] | 0 | 0 | 0 | 0 | 0 | 0 | 0 | 0 | 0 | 0 | 0 | 0 | 0 | 0 | 0 | 0 | 0 | 0 | 0 | 0 | 0 | 0 | 0 | 0 | 0 | 0 | 0 | 0 | 0 | 0 | 0 | 0
| Diversity Factor: 0 | [36 empty] | 0 | 0 | 0 | 0 | 0 | 0 | 0 | 0 | 0 | 0 | 0 | 0 | 0 | 0 | 0 | 0 | 0 | 0 | 0 | 0 | 0 | 0 | 0 | 0 | 0 | 0 | 0 | 0 | 0 | 0 | 0 | 0
[38 empty] | 0 | 0 | 0 | 0 | 0 | 0 | 0 | 0 | 0 | 0 | 0 | 0 | 0 | 0 | 0 | 0 | 0 | 0 | 0 | 0 | 0 | 0 | 0 | 0 | 0 | 0 | 0 | 0 | 0 | 0 | 0 | 0
[38 empty] | 0 | 0 | 0 | 0 | 0 | 0 | 0 | 0 | 0 | 0 | 0 | 0 | 0 | 0 | 0 | 0 | 0 | 0 | 0 | 0 | 0 | 0 | 0 | 0 | 0 | 0 | 0 | 0 | 0 | 0 | 0 | 0
| 0 | [36 empty] | 0 | 0 | 0 | 0 | 0 | 0 | 0 | 0 | 0 | 0 | 0 | 0 | 0 | 0 | 0 | 0 | 0 | 0 | 0 | 0 | 0 | 0 | 0 | 0 | 0 | 0 | 0 | 0 | 0 | 0 | 0 | 0
Diversity Factor: 0
[38 empty] | Historical Spots & Transfers | [6 empty] | Forecast Spots & Transfers
[35 empty] | Project Name | From | To | 07/08 | 08/09 | 09/10 | 10/11 | 11/12 | 12/13 | 13/14 | 14/15 | 15/16 | 16/17 | 17/18 | 18/19 | 19/20 | 20/21 | 21/22 | 22/23 | 23/24 | 24/25 | 25/26 | 26/27 | 27/28 | 28/29 | 29/30 | 30/31 | 31/32 | 32/33 | 33/34 | 34/35 | 35/36 | 36/37 | 37/38 | 38/39
| 0 | [33 empty] | Broad based demand management |  | Erina 66_11kV Tx1 | 0 | 0 | 0 | 0 | 0 | 0 | 0 | 0 | 0 | 0 | 0 | -1.7063 | 0 | 0 | 0 | 0 | 0 | 0 | 0 | 0 | 0 | 0 | 0 | 0 | 0 | 0 | 0 | 0 | 0 | 0 | 0 | 0
| Diversity Factor: 0 | [33 empty] | Broad based demand management |  | Erina 66_11kV Tx2 | 0 | 0 | 0 | 0 | 0 | 0 | 0 | 0 | 0 | 0 | 0 | -2.1052 | 0 | 0 | 0 | 0 | 0 | 0 | 0 | 0 | 0 | 0 | 0 | 0 | 0 | 0 | 0 | 0 | 0 | 0 | 0 | 0
[35 empty] | Broad based demand management |  | Erina 66_11kV Tx3 | 0 | 0 | 0 | 0 | 0 | 0 | 0 | 0 | 0 | 0 | 0 | -2.4967 | 0 | 0 | 0 | 0 | 0 | 0 | 0 | 0 | 0 | 0 | 0 | 0 | 0 | 0 | 0 | 0 | 0 | 0 | 0 | 0
[35 empty] | DNP_ID: 6268. Major Zone Development For The Establishment Of S.14144 Wamberal Zone Substation - Stage 1 Underground Component, Initial Formation Of 7 x 11kV Feeders | Erina 66_11kV Tx3 | Wamberal 132_11kV Tx2 | 0 | 0 | 0 | 0 | 100 | 0 | 0 | 0 | 0 | 0 | 0 | 0 | 0 | 0 | 0 | 0 | 0 | 0 | 0 | 0 | 0 | 0 | 0 | 0 | 0 | 0 | 0 | 0 | 0 | 0 | 0 | 0
| 0 | [33 empty] | DNP_ID: 6268. Major Zone Development For The Establishment Of S.14144 Wamberal Zone Substation - Stage 1 Underground Component, Initial Formation Of 7 x 11kV Feeders | Erina 66_11kV Tx3 | Wamberal 66_11kV Tx1 | 0 | 0 | 165 | 0 | 0 | 0 | 0 | 0 | 0 | 0 | 0 | 0 | 0 | 0 | 0 | 0 | 0 | 0 | 0 | 0 | 0 | 0 | 0 | 0 | 0 | 0 | 0 | 0 | 0 | 0 | 0 | 0
| Diversity Factor: 0 | [33 empty] | DNP_ID: 6303. Erina Minor Zone Development - 2007 (Panels 2, 8, 12 & 13 Feeders). | Erina 66_11kV Tx1 | Erina 66_11kV Tx2 | 87 | 0 | 0 | 0 | 0 | 0 | 0 | 0 | 0 | 0 | 0 | 0 | 0 | 0 | 0 | 0 | 0 | 0 | 0 | 0 | 0 | 0 | 0 | 0 | 0 | 0 | 0 | 0 | 0 | 0 | 0 | 0
[35 empty] | DNP_ID: 6303. Erina Minor Zone Development - 2007 (Panels 2, 8, 12 & 13 Feeders). | Erina 66_11kV Tx3 | Lisarow 33_11kV Tx1 | 58 | 0 | 0 | 0 | 0 | 0 | 0 | 0 | 0 | 0 | 0 | 0 | 0 | 0 | 0 | 0 | 0 | 0 | 0 | 0 | 0 | 0 | 0 | 0 | 0 | 0 | 0 | 0 | 0 | 0 | 0 | 0
[35 empty] | DNP_ID: 6331. Change of Open points (S.12580 Erina Zone Panel 4R and S.12650 West Gosford Panel 20 Feeders). | Erina 66_11kV Tx1 | West Gosford 132_11kV Tx13 | 112 | 0 | 0 | 0 | 0 | 0 | 0 | 0 | 0 | 0 | 0 | 0 | 0 | 0 | 0 | 0 | 0 | 0 | 0 | 0 | 0 | 0 | 0 | 0 | 0 | 0 | 0 | 0 | 0 | 0 | 0 | 0
| 0 | [33 empty] | DNP_ID: 6644. Avoca Zone Development Stage 1 | Erina 66_11kV Tx1 | Avoca 66_11kV Tx1 | 0 | 0 | 0 | 0 | 0 | 87 | 0 | 0 | 0 | 0 | 0 | 0 | 0 | 0 | 0 | 0 | 0 | 0 | 0 | 0 | 0 | 0 | 0 | 0 | 0 | 0 | 0 | 0 | 0 | 0 | 0 | 0
| Diversity Factor: 0 | [33 empty] | DNP_ID: 6646. Change of open points to relieve the remedial Erina Pa.14 Feeder | Erina 66_11kV Tx3 | Erina 66_11kV Tx1 | 0 | 0 | 0 | 35 | 0 | 0 | 0 | 0 | 0 | 0 | 0 | 0 | 0 | 0 | 0 | 0 | 0 | 0 | 0 | 0 | 0 | 0 | 0 | 0 | 0 | 0 | 0 | 0 | 0 | 0 | 0 | 0
[35 empty] | DNP_ID: 6646. Change of open points to relieve the remedial Erina Pa.14 Feeder | Erina 66_11kV Tx3 | West Gosford 132_11kV Tx13 | 0 | 0 | 0 | 15 | 0 | 0 | 0 | 0 | 0 | 0 | 0 | 0 | 0 | 0 | 0 | 0 | 0 | 0 | 0 | 0 | 0 | 0 | 0 | 0 | 0 | 0 | 0 | 0 | 0 | 0 | 0 | 0
[35 empty] | DNP_ID: 6805. Change of open points to relieve Erina Pa.2 & Pa.8 Overload | Erina 66_11kV Tx1 | Avoca 66_11kV Tx1 | 0 | 0 | 0 | 55 | 0 | 0 | 0 | 0 | 0 | 0 | 0 | 0 | 0 | 0 | 0 | 0 | 0 | 0 | 0 | 0 | 0 | 0 | 0 | 0 | 0 | 0 | 0 | 0 | 0 | 0 | 0 | 0
| 0 | [33 empty] | Econometric |  | Erina 66_11kV Tx1 | 0 | 0 | 0 | 0 | 0 | 0 | 0 | 0 | 0 | 2.7656 | 5.1086 | 6.914 | 7.5578 | 7.9208 | 7.8397 | 7.7522 | 7.8684 | 7.9862 | 8.1056 | 8.2267 | 8.3495 | 8.4739 | 8.6002 | 8.7281 | 8.8578 | 8.9894 | 9.1227 | 9.2579 | 9.395 | 9.5339 | 9.6748 | 9.8176
| Diversity Factor: 0 | [33 empty] | Econometric |  | Erina 66_11kV Tx2 | 0 | 0 | 0 | 0 | 0 | 0 | 0 | 0 | 0 | 3.4121 | 6.3028 | 8.5303 | 9.3246 | 9.7724 | 9.6723 | 9.5644 | 9.7077 | 9.8531 | 10.0004 | 10.1498 | 10.3013 | 10.4549 | 10.6106 | 10.7684 | 10.9285 | 11.0908 | 11.2553 | 11.4221 | 11.5912 | 11.7626 | 11.9364 | 12.1126
[35 empty] | Econometric |  | Erina 66_11kV Tx3 | 0 | 0 | 0 | 0 | 0 | 0 | 0 | 0 | 0 | 4.0466 | 7.4749 | 10.1166 | 11.0586 | 11.5897 | 11.471 | 11.343 | 11.513 | 11.6854 | 11.8601 | 12.0373 | 12.217 | 12.3991 | 12.5838 | 12.771 | 12.9608 | 13.1533 | 13.3484 | 13.5462 | 13.7467 | 13.95 | 14.1562 | 14.3651
[35 empty] | Energy Efficiency |  | Erina 66_11kV Tx1 | 0 | 0 | 0 | 0 | 0 | 0 | 0 | -1.3969 | -0.62261 | -2.7048 | -4.1607 | -6.4089 | -6.6322 | -3.799 | -2.436 | -2.939 | -2.8837 | -3.7663 | -2.659 | -2.7749 | -2.0615 | -1.7136 | -1.9425 | -2.2303 | -2.2303 | -2.2303 | -2.2303 | -2.2303 | -2.2303 | -2.2303 | -2.2303 | -2.2303
| 0 | [33 empty] | Energy Efficiency |  | Erina 66_11kV Tx2 | 0 | 0 | 0 | 0 | 0 | 0 | 0 | -1.7235 | -0.76816 | -3.3371 | -5.1334 | -7.9071 | -8.1826 | -4.6871 | -3.0054 | -3.626 | -3.5579 | -4.6467 | -3.2806 | -3.4235 | -2.5434 | -2.1142 | -2.3966 | -2.7517 | -2.7517 | -2.7517 | -2.7517 | -2.7517 | -2.7517 | -2.7517 | -2.7517 | -2.7517
| Diversity Factor: 0 | [33 empty] | Energy Efficiency |  | Erina 66_11kV Tx3 | 0 | 0 | 0 | 0 | 0 | 0 | 0 | -2.044 | -0.91101 | -3.9577 | -6.088 | -9.3775 | -9.7042 | -5.5587 | -3.5643 | -4.3003 | -4.2195 | -5.5108 | -3.8907 | -4.0602 | -3.0164 | -2.5074 | -2.8423 | -3.2634 | -3.2634 | -3.2634 | -3.2634 | -3.2634 | -3.2634 | -3.2634 | -3.2634 | -3.2634
[35 empty] | Solar PV |  | Erina 66_11kV Tx1 | 0 | 0 | 0 | -0.97307 | -1.5492 | -1.0391 | -0.48114 | -0.67613 | -0.75838 | -0.85651 | -0.93982 | -1.0058 | -1.0596 | -1.1094 | -1.0728 | -1.0899 | -0.83392 | -0.99888 | -0.99888 | -0.99888 | -0.99888 | -0.99888 | -0.99888 | -0.99888 | -0.99888 | -0.99888 | -0.99888 | -0.99888 | -0.99888 | -0.99888 | -0.99888 | -0.99888
[35 empty] | Solar PV |  | Erina 66_11kV Tx2 | 0 | 0 | 0 | -1.2005 | -1.9113 | -1.282 | -0.59362 | -0.83419 | -0.93567 | -1.0567 | -1.1595 | -1.241 | -1.3074 | -1.3688 | -1.3236 | -1.3447 | -1.0289 | -1.2324 | -1.2324 | -1.2324 | -1.2324 | -1.2324 | -1.2324 | -1.2324 | -1.2324 | -1.2324 | -1.2324 | -1.2324 | -1.2324 | -1.2324 | -1.2324 | -1.2324
| 0 | [33 empty] | Solar PV |  | Erina 66_11kV Tx3 | 0 | 0 | 0 | -1.4238 | -2.2668 | -1.5204 | -0.70401 | -0.98932 | -1.1097 | -1.2533 | -1.3751 | -1.4717 | -1.5505 | -1.6233 | -1.5698 | -1.5947 | -1.2202 | -1.4616 | -1.4616 | -1.4616 | -1.4616 | -1.4616 | -1.4616 | -1.4616 | -1.4616 | -1.4616 | -1.4616 | -1.4616 | -1.4616 | -1.4616 | -1.4616 | -1.4616
Diversity Factor: 0
0
Diversity Factor: 0
0
Diversity Factor: 0
| Weather Correction and Public Holiday Factors | [8 empty] | Forecast ROG
ROG Justification
| Actual loads for season 13/14 have been weather corrected by the following: | [6 empty] | -1.131% |  | 7 year ROG ok | [59 empty] | 7 year ROG ok
1 | 2 | 3 | 4 | 5 | 6 | 7 | 8 | 9 | 10 | 14/15 | 15/16 | 16/17 | 17/18 | 18/19 | 19/20 | 20/21 | 21/22 | 22/23 | 23/24 | 24/25 | 25/26 | 26/27 | 27/28 | 28/29 | 29/30 | 30/31 | 31/32 | 32/33 | 33/34 | 34/35 | 35/36 | 36/37 | 37/38 | 38/39
0.9841 | 0.96845 | 0.95819 | 0.95311 | 0.95311 | 0.95311 | 0.95311 | 0.95311 | 0.95311 | 0.95311 | -1.59% | -1.59% | -1.06% | -0.53% | 0% | 0% | 0% | 0% | 0% | 0% | 0% | 0% | 0% | 0% | 0% | 0% | 0% | 0% | 0% | 0% | 0% | 0% | 0% | 0% | 0%
Substation Load Detail
[7 empty] | Units | 13/14 |  | 14/15 | 15/16 | 16/17 | 17/18 | 18/19 | 19/20 | 20/21 | 21/22 | 22/23 | 23/24 | 24/25 | 25/26 | 26/27 | 27/28 | 28/29 | 29/30 | 30/31 | 31/32 | 32/33 | 33/34 | 34/35 | 35/36 | 36/37 | 37/38 | 38/39
1 | Erina 66_11kV | Compensated |  | Load (LV side) |  |  | Amps | 1614 | 1634 | 1540.237 | 1510.282 | 1491.095 | 1483.077 | 1475.089 | 1474.604 | 1485.507 | 1501.187 | 1514.674 | 1529.714 | 1541.39 | 1557.518 | 1573.672 | 1592.866 | 1613.786 | 1634.342 | 1654.326 | 1674.79 | 1695.741 | 1717.185 | 1739.131 | 1761.584 | 1784.552 | 1808.043 | 1832.063
|  |  |  | Apparent Power |  |  | MVA | 30.7508 |  | 29.3455 | 28.7747 | 28.4092 | 28.2564 | 28.1042 | 28.095 | 28.3027 | 28.6015 | 28.8584 | 29.145 | 29.3674 | 29.6747 | 29.9825 | 30.3482 | 30.7467 | 31.1384 | 31.5191 | 31.909 | 32.3082 | 32.7168 | 33.1349 | 33.5627 | 34.0003 | 34.4478 | 34.9055
|  |  |  | Real Power |  |  | MW | 29.4693 | 29.8345 | 29.22 | 28.6621 | 28.3044 | 28.1549 | 28.0059 | 27.9969 | 28.2002 | 28.4926 | 28.7439 | 29.0241 | 29.2415 | 29.5417 | 29.8423 | 30.1993 | 30.5882 | 30.9702 | 31.3414 | 31.7213 | 32.1101 | 32.508 | 32.9149 | 33.3311 | 33.7567 | 34.1917 | 34.6365
|  |  |  | Reactive Power |  |  | MVAr | 8.7848 |  | 2.7105 | 2.5442 | 2.4376 | 2.393 | 2.3486 | 2.3459 | 2.4065 | 2.4937 | 2.5686 | 2.6521 | 2.7169 | 2.8064 | 2.896 | 3.0024 | 3.1184 | 3.2322 | 3.3429 | 3.4561 | 3.5721 | 3.6906 | 3.812 | 3.936 | 4.0629 | 4.1926 | 4.3252
|  |  |  | Capacitors In Service |  |  | MVAr | 0 |  | 6 | 6 | 6 | 6 | 6 | 6 | 6 | 6 | 6 | 6 | 6 | 6 | 6 | 6 | 6 | 6 | 6 | 6 | 6 | 6 | 6 | 6 | 6 | 6 | 6
|  |  |  | PF |  |  |  | 0.95833 |  | 0.99572 | 0.99608 | 0.99631 | 0.99641 | 0.9965 | 0.99651 | 0.99638 | 0.99619 | 0.99603 | 0.99585 | 0.99571 | 0.99552 | 0.99532 | 0.99509 | 0.99484 | 0.9946 | 0.99436 | 0.99412 | 0.99387 | 0.99362 | 0.99336 | 0.9931 | 0.99283 | 0.99257 | 0.99229
0.87985 | Diversity Factor: 0.88 | Uncompensated |  | Reactive Power |  |  | MVAr | 8.7848 | 8.8937 | 8.7105 | 8.5442 | 8.4376 | 8.393 | 8.3486 | 8.3459 | 8.4065 | 8.4937 | 8.5686 | 8.6521 | 8.7169 | 8.8064 | 8.896 | 9.0024 | 9.1184 | 9.2322 | 9.3429 | 9.4561 | 9.5721 | 9.6906 | 9.812 | 9.936 | 10.0629 | 10.1926 | 10.3252
|  |  |  | PF |  |  |  | 0.95833 |  | 0.95832 | 0.95832 | 0.95832 | 0.95832 | 0.95832 | 0.95832 | 0.95832 | 0.95832 | 0.95832 | 0.95832 | 0.95832 | 0.95832 | 0.95832 | 0.95832 | 0.95832 | 0.95832 | 0.95832 | 0.95832 | 0.95832 | 0.95832 | 0.95832 | 0.95832 | 0.95832 | 0.95832 | 0.95832
[10 empty] | 1 | 2 | 3 | 4 | 5 | 6 | 7 | 8 | 9 | 10 | 11 | 12 | 13 | 14 | 15 | 16 | 17 | 18 | 19 | 20 | 21 | 22 | 23 | 24 | 25
Transformer Load Detail
[7 empty] | Units | 13/14 |  | 14/15 | 15/16 | 16/17 | 17/18 | 18/19 | 19/20 | 20/21 | 21/22 | 22/23 | 23/24 | 24/25 | 25/26 | 26/27 | 27/28 | 28/29 | 29/30 | 30/31 | 31/32 | 32/33 | 33/34 | 34/35 | 35/36 | 36/37 | 37/38 | 38/39
| 0 | Compensated |  | Load (LV side) |  |  | Amps
|  |  |  | Apparent Power |  |  | MVA
|  |  |  | Real Power |  |  | MW
|  |  |  | Reactive Power |  |  | MVAr
|  |  |  | Capacitors In Service |  |  | MVAr
PF
| Zone Div: | Uncompensated |  | Reactive Power |  |  | MVAr
PF
| 0 | Compensated |  | Load (LV side) |  |  | Amps
|  |  |  | Apparent Power |  |  | MVA
|  |  |  | Real Power |  |  | MW
|  |  |  | Reactive Power |  |  | MVAr
|  |  |  | Capacitors In Service |  |  | MVAr
PF
| Zone Div: | Uncompensated |  | Reactive Power |  |  | MVAr
PF
| 0 | Compensated |  | Load (LV side) |  |  | Amps
|  |  |  | Apparent Power |  |  | MVA
|  |  |  | Real Power |  |  | MW
|  |  |  | Reactive Power |  |  | MVAr
|  |  |  | Capacitors In Service |  |  | MVAr
PF
| Zone Div: | Uncompensated |  | Reactive Power |  |  | MVAr
PF
| 0 | Compensated |  | Load (LV side) |  |  | Amps
|  |  |  | Apparent Power |  |  | MVA
|  |  |  | Real Power |  |  | MW
|  |  |  | Reactive Power |  |  | MVAr
|  |  |  | Capacitors In Service |  |  | MVAr
PF
| Zone Div: | Uncompensated |  | Reactive Power |  |  | MVAr
PF
| 0 | Compensated |  | Load (LV side) |  |  | Amps
|  |  |  | Apparent Power |  |  | MVA
|  |  |  | Real Power |  |  | MW
|  |  |  | Reactive Power |  |  | MVAr
|  |  |  | Capacitors In Service |  |  | MVAr
PF
| Zone Div: | Uncompensated |  | Reactive Power |  |  | MVAr
PF
| 0 | Compensated |  | Load (LV side) |  |  | Amps
|  |  |  | Apparent Power |  |  | MVA
|  |  |  | Real Power |  |  | MW
|  |  |  | Reactive Power |  |  | MVAr
|  |  |  | Capacitors In Service |  |  | MVAr
PF
| Zone Div: | Uncompensated |  | Reactive Power |  |  | MVAr
PF
| 0 | Compensated |  | Load (LV side) |  |  | Amps
|  |  |  | Apparent Power |  |  | MVA
|  |  |  | Real Power |  |  | MW
|  |  |  | Reactive Power |  |  | MVAr
|  |  |  | Capacitors In Service |  |  | MVAr
PF
| Zone Div: | Uncompensated |  | Reactive Power |  |  | MVAr
PF
| 0 | Compensated |  | Load (LV side) |  |  | Amps
|  |  |  | Apparent Power |  |  | MVA
|  |  |  | Real Power |  |  | MW
|  |  |  | Reactive Power |  |  | MVAr
|  |  |  | Capacitors In Service |  |  | MVAr
PF
| Zone Div: | Uncompensated |  | Reactive Power |  |  | MVAr
PF
| 0 | Compensated |  | Load (LV side) |  |  | Amps
|  |  |  | Apparent Power |  |  | MVA
|  |  |  | Real Power |  |  | MW
|  |  |  | Reactive Power |  |  | MVAr
|  |  |  | Capacitors In Service |  |  | MVAr
PF
| Zone Div: | Uncompensated |  | Reactive Power |  |  | MVAr
PF
| 0 | Compensated |  | Load (LV side) |  |  | Amps
|  |  |  | Apparent Power |  |  | MVA
|  |  |  | Real Power |  |  | MW
|  |  |  | Reactive Power |  |  | MVAr
|  |  |  | Capacitors In Service |  |  | MVAr
PF
| Zone Div: | Uncompensated |  | Reactive Power |  |  | MVAr
PF

## Lisarow 33_11kV
| Lisarow 33_11kV | [16 empty] | 2015 | SUMMER
| Substation Total Loads | [33 empty] | Spots & Transfers Detail
| Historical Loads | (11kV Amps) | [7 empty] | Weather Corrected Forecast Loads |  |  |  | (11kV Amps) | [20 empty] | Spots & Transfers Summary | (11kV Amps) |  | Historical Spots & Transfers | [6 empty] | Forecast Spots & Transfers
|  | 07/08 | 08/09 | 09/10 | 10/11 | 11/12 | 12/13 | 13/14 |  | 14/15 | 15/16 | 16/17 | 17/18 | 18/19 | 19/20 | 20/21 | 21/22 | 22/23 | 23/24 | 24/25 | 25/26 | 26/27 | 27/28 | 28/29 | 29/30 | 30/31 | 31/32 | 32/33 | 33/34 | 34/35 | 35/36 | 36/37 | 37/38 | 38/39 |  |  |  | 07/08 | 08/09 | 09/10 | 10/11 | 11/12 | 12/13 | 13/14 | 14/15 | 15/16 | 16/17 | 17/18 | 18/19 | 19/20 | 20/21 | 21/22 | 22/23 | 23/24 | 24/25 | 25/26 | 26/27 | 27/28 | 28/29 | 29/30 | 30/31 | 31/32 | 32/33 | 33/34 | 34/35 | 35/36 | 36/37 | 37/38 | 38/39
| Total | 1125 | 1225 | 1285 | 1368 | 1072 | 1427 | 1046 |  | 1065.495 | 1029.609 | 1008.289 | 1000.26 | 1001.954 | 999.3767 | 1008.366 | 1018.595 | 1027.621 | 1037.452 | 1046.593 | 1057.897 | 1069.399 | 1082.034 | 1095.472 | 1108.884 | 1122.351 | 1136.166 | 1150.336 | 1164.864 | 1179.757 | 1195.021 | 1210.66 | 1226.681 | 1243.089 |  |  | Total | 58 | 0 | -96 | -1.3888 | -0.039365 | -1.3248 | -0.69282 | -1.5935 | -1.2796 | 1.0003 | 3.0011 | -3.9763 | 3.0494 | 9.4216 | 10.7096 | 9.4417 | 10.2751 | 9.5466 | 11.7938 | 11.9902 | 13.1586 | 13.9795 | 13.9399 | 13.983 | 14.3314 | 14.6849 | 15.0434 | 15.4072 | 15.7763 | 16.1507 | 16.5305 | 16.9159
| Firm Rating | 0 | 0 | 0 | 0 | 0 | 0 | 1600 |  | 1600 | 1600 | 1600 | 1600 | 1600 | 1600 | 1600 | 1600 | 1600 | 1600 | 1600 | 1600 | 1600 | 1600 | 1600 | 1600 | 1600 | 1600 | 1600 | 1600 | 1600 | 1600 | 1600 | 1600 | 1600
| Total Capacity | 0 | 0 | 0 | 0 | 0 | 0 | 3200 |  | 3200 | 3200 | 3200 | 3200 | 3200 | 3200 | 3200 | 3200 | 3200 | 3200 | 3200 | 3200 | 3200 | 3200 | 3200 | 3200 | 3200 | 3200 | 3200 | 3200 | 3200 | 3200 | 3200 | 3200 | 3200 |  |  | Lisarow 33_11kV Tx1 | 58 | 0 | -55 | -0.64801 | -0.018368 | -0.61814 | -0.32327 | 61.2565 | -0.59706 | 0.46673 | 1.4003 | -1.8554 | 1.4228 | 4.3962 | 4.9971 | 4.4055 | 4.7944 | 4.4545 | 5.503 | 5.5947 | 6.1398 | 6.5229 | 6.5044 | 6.5245 | 6.6871 | 6.852 | 7.0193 | 7.1891 | 7.3613 | 7.536 | 7.7132 | 7.893
|  | -7 | -6 | -5 | -4 | -3 | -2 | -1 |  | 0 | 1 | 2 | 3 | 4 | 5 | 6 | 7 | 8 | 9 | 10 | 11 | 12 | 13 | 14 | 15 | 16 | 17 | 18 | 19 | 20 | 21 | 22 | 23 | 24 |  |  | Lisarow 33_11kV Tx2 | 0 | 0 | -41 | -0.74078 | -0.020997 | -0.70662 | -0.36955 | -62.85 | -0.68253 | 0.53354 | 1.6008 | -2.121 | 1.6265 | 5.0255 | 5.7125 | 5.0362 | 5.4807 | 5.0921 | 6.2908 | 6.3955 | 7.0188 | 7.4566 | 7.4355 | 7.4585 | 7.6443 | 7.8329 | 8.0241 | 8.2182 | 8.415 | 8.6147 | 8.8173 | 9.0229
| Transformer Loads | [36 empty] | 0 | 0 | 0 | 0 | 0 | 0 | 0 | 0 | 0 | 0 | 0 | 0 | 0 | 0 | 0 | 0 | 0 | 0 | 0 | 0 | 0 | 0 | 0 | 0 | 0 | 0 | 0 | 0 | 0 | 0 | 0 | 0
| Historical Loads | (11kV Amps) | [7 empty] | 0: Weather Corrected Forecast Loads; 4: (11kV Amps) |  |  |  | 0 | 0 | 0 | 0 | 0 | 0 | 0 | 0 | 0 | 0 | 0 | 0 | 0 | 0 | 0 | 0 | 0 | 0 | 0 | 0 | 0 | 0 | 0 | 0 | 0 | 0 | 0 | 0 | 0 | 0 | 0 | 0
|  | 07/08 | 08/09 | 09/10 | 10/11 | 11/12 | 12/13 | 13/14 |  | 14/15 | 15/16 | 16/17 | 17/18 | 18/19 | 19/20 | 20/21 | 21/22 | 22/23 | 23/24 | 24/25 | 25/26 | 26/27 | 27/28 | 28/29 | 29/30 | 30/31 | 31/32 | 32/33 | 33/34 | 34/35 | 35/36 | 36/37 | 37/38 | 38/39 |  |  |  | 0 | 0 | 0 | 0 | 0 | 0 | 0 | 0 | 0 | 0 | 0 | 0 | 0 | 0 | 0 | 0 | 0 | 0 | 0 | 0 | 0 | 0 | 0 | 0 | 0 | 0 | 0 | 0 | 0 | 0 | 0 | 0
| 0 | [36 empty] | 0 | 0 | 0 | 0 | 0 | 0 | 0 | 0 | 0 | 0 | 0 | 0 | 0 | 0 | 0 | 0 | 0 | 0 | 0 | 0 | 0 | 0 | 0 | 0 | 0 | 0 | 0 | 0 | 0 | 0 | 0 | 0
| Diversity Factor: 0 | [36 empty] | 0 | 0 | 0 | 0 | 0 | 0 | 0 | 0 | 0 | 0 | 0 | 0 | 0 | 0 | 0 | 0 | 0 | 0 | 0 | 0 | 0 | 0 | 0 | 0 | 0 | 0 | 0 | 0 | 0 | 0 | 0 | 0
[38 empty] | 0 | 0 | 0 | 0 | 0 | 0 | 0 | 0 | 0 | 0 | 0 | 0 | 0 | 0 | 0 | 0 | 0 | 0 | 0 | 0 | 0 | 0 | 0 | 0 | 0 | 0 | 0 | 0 | 0 | 0 | 0 | 0
[38 empty] | 0 | 0 | 0 | 0 | 0 | 0 | 0 | 0 | 0 | 0 | 0 | 0 | 0 | 0 | 0 | 0 | 0 | 0 | 0 | 0 | 0 | 0 | 0 | 0 | 0 | 0 | 0 | 0 | 0 | 0 | 0 | 0
| 0 | [36 empty] | 0 | 0 | 0 | 0 | 0 | 0 | 0 | 0 | 0 | 0 | 0 | 0 | 0 | 0 | 0 | 0 | 0 | 0 | 0 | 0 | 0 | 0 | 0 | 0 | 0 | 0 | 0 | 0 | 0 | 0 | 0 | 0
Diversity Factor: 0
[38 empty] | Historical Spots & Transfers | [6 empty] | Forecast Spots & Transfers
[35 empty] | Project Name | From | To | 07/08 | 08/09 | 09/10 | 10/11 | 11/12 | 12/13 | 13/14 | 14/15 | 15/16 | 16/17 | 17/18 | 18/19 | 19/20 | 20/21 | 21/22 | 22/23 | 23/24 | 24/25 | 25/26 | 26/27 | 27/28 | 28/29 | 29/30 | 30/31 | 31/32 | 32/33 | 33/34 | 34/35 | 35/36 | 36/37 | 37/38 | 38/39
| 0 | [33 empty] | Broad based demand management |  | Lisarow 33_11kV Tx1 | 0 | 0 | 0 | 0 | 0 | 0 | 0 | 0 | 0 | 0 | 0 | -2.5899 | 0 | 0 | 0 | 0 | 0 | 0 | 0 | 0 | 0 | 0 | 0 | 0 | 0 | 0 | 0 | 0 | 0 | 0 | 0 | 0
| Diversity Factor: 0 | [33 empty] | Broad based demand management |  | Lisarow 33_11kV Tx2 | 0 | 0 | 0 | 0 | 0 | 0 | 0 | 0 | 0 | 0 | 0 | -2.9606 | 0 | 0 | 0 | 0 | 0 | 0 | 0 | 0 | 0 | 0 | 0 | 0 | 0 | 0 | 0 | 0 | 0 | 0 | 0 | 0
[35 empty] | DNP_ID: 6268. Major Zone Development For The Establishment Of S.14144 Wamberal Zone Substation - Stage 1 Underground Component, Initial Formation Of 7 x 11kV Feeders | Lisarow 33_11kV Tx1 | Wamberal 66_11kV Tx1 | 0 | 0 | 55 | 0 | 0 | 0 | 0 | 0 | 0 | 0 | 0 | 0 | 0 | 0 | 0 | 0 | 0 | 0 | 0 | 0 | 0 | 0 | 0 | 0 | 0 | 0 | 0 | 0 | 0 | 0 | 0 | 0
[35 empty] | DNP_ID: 6303. Erina Minor Zone Development - 2007 (Panels 2, 8, 12 & 13 Feeders). | Erina 66_11kV Tx3 | Lisarow 33_11kV Tx1 | 58 | 0 | 0 | 0 | 0 | 0 | 0 | 0 | 0 | 0 | 0 | 0 | 0 | 0 | 0 | 0 | 0 | 0 | 0 | 0 | 0 | 0 | 0 | 0 | 0 | 0 | 0 | 0 | 0 | 0 | 0 | 0
| 0 | [33 empty] | HVCON_ID: 2008353. Decommissioning of S.18005 Sunnybank Trend in Lisarow Zone and the Augmentation of S.14466 Corella Procter with 2 x 1000 kVA Tx in Berkeley Vale Zone. Customer is consolidating 2 of his sites into one site. | Lisarow 33_11kV Tx2 | Berkeley Vale 132_11kV Tx13 | 0 | 0 | 41 | 0 | 0 | 0 | 0 | 0 | 0 | 0 | 0 | 0 | 0 | 0 | 0 | 0 | 0 | 0 | 0 | 0 | 0 | 0 | 0 | 0 | 0 | 0 | 0 | 0 | 0 | 0 | 0 | 0
| Diversity Factor: 0 | [33 empty] | HVCON_ID: 2011206. Reliability Improvement Project - West Gosford Panel 6L | Lisarow 33_11kV Tx2 | Lisarow 33_11kV Tx1 | 0 | 0 | 0 | 0 | 0 | 0 | 0 | 62 | 0 | 0 | 0 | 0 | 0 | 0 | 0 | 0 | 0 | 0 | 0 | 0 | 0 | 0 | 0 | 0 | 0 | 0 | 0 | 0 | 0 | 0 | 0 | 0
[35 empty] | Econometric |  | Lisarow 33_11kV Tx1 | 0 | 0 | 0 | 0 | 0 | 0 | 0 | 0 | 0 | 3.2693 | 5.7764 | 7.3522 | 8.5532 | 9.093 | 8.9248 | 8.7457 | 8.8905 | 9.0374 | 9.1864 | 9.3376 | 9.491 | 9.6467 | 9.8046 | 9.9648 | 10.1274 | 10.2923 | 10.4596 | 10.6294 | 10.8016 | 10.9763 | 11.1535 | 11.3333
[35 empty] | Econometric |  | Lisarow 33_11kV Tx2 | 0 | 0 | 0 | 0 | 0 | 0 | 0 | 0 | 0 | 3.7373 | 6.6033 | 8.4047 | 9.7776 | 10.3946 | 10.2024 | 9.9977 | 10.1632 | 10.3311 | 10.5014 | 10.6743 | 10.8497 | 11.0276 | 11.2081 | 11.3913 | 11.5771 | 11.7656 | 11.9569 | 12.151 | 12.3478 | 12.5475 | 12.7501 | 12.9557
| 0 | [33 empty] | Energy Efficiency |  | Lisarow 33_11kV Tx1 | 0 | 0 | 0 | 0 | 0 | 0 | 0 | -0.42885 | -0.2441 | -2.4039 | -3.9386 | -6.1496 | -6.6372 | -4.1805 | -3.4283 | -3.833 | -3.708 | -4.118 | -3.2185 | -3.2781 | -2.8863 | -2.6589 | -2.8353 | -2.9754 | -2.9754 | -2.9754 | -2.9754 | -2.9754 | -2.9754 | -2.9754 | -2.9754 | -2.9754
| Diversity Factor: 0 | [33 empty] | Energy Efficiency |  | Lisarow 33_11kV Tx2 | 0 | 0 | 0 | 0 | 0 | 0 | 0 | -0.49024 | -0.27905 | -2.7481 | -4.5025 | -7.0299 | -7.5873 | -4.7789 | -3.9191 | -4.3816 | -4.2388 | -4.7075 | -3.6792 | -3.7473 | -3.2995 | -3.0395 | -3.2412 | -3.4013 | -3.4013 | -3.4013 | -3.4013 | -3.4013 | -3.4013 | -3.4013 | -3.4013 | -3.4013
[35 empty] | Solar PV |  | Lisarow 33_11kV Tx1 | 0 | 0 | 0 | -0.64801 | -0.018368 | -0.61814 | -0.32327 | -0.31468 | -0.35296 | -0.39863 | -0.4374 | -0.46812 | -0.49317 | -0.51633 | -0.4993 | -0.50724 | -0.38811 | -0.46489 | -0.46489 | -0.46489 | -0.46489 | -0.46489 | -0.46489 | -0.46489 | -0.46489 | -0.46489 | -0.46489 | -0.46489 | -0.46489 | -0.46489 | -0.46489 | -0.46489
[35 empty] | Solar PV |  | Lisarow 33_11kV Tx2 | 0 | 0 | 0 | -0.74078 | -0.020997 | -0.70662 | -0.36955 | -0.35972 | -0.40348 | -0.45569 | -0.50001 | -0.53514 | -0.56376 | -0.59025 | -0.57078 | -0.57985 | -0.44367 | -0.53143 | -0.53143 | -0.53143 | -0.53143 | -0.53143 | -0.53143 | -0.53143 | -0.53143 | -0.53143 | -0.53143 | -0.53143 | -0.53143 | -0.53143 | -0.53143 | -0.53143
0
Diversity Factor: 0
0
Diversity Factor: 0
0
Diversity Factor: 0
0
Diversity Factor: 0
0
Diversity Factor: 0
| Weather Correction and Public Holiday Factors | [8 empty] | Forecast ROG
ROG Justification
| Actual loads for season 13/14 have been weather corrected by the following: | [6 empty] | -0.2099% |  | 7 year ROG ok | [59 empty] | 7 year ROG ok
1 | 2 | 3 | 4 | 5 | 6 | 7 | 8 | 9 | 10 | 14/15 | 15/16 | 16/17 | 17/18 | 18/19 | 19/20 | 20/21 | 21/22 | 22/23 | 23/24 | 24/25 | 25/26 | 26/27 | 27/28 | 28/29 | 29/30 | 30/31 | 31/32 | 32/33 | 33/34 | 34/35 | 35/36 | 36/37 | 37/38 | 38/39
0.96762 | 0.93629 | 0.91607 | 0.90619 | 0.90619 | 0.90619 | 0.90619 | 0.90619 | 0.90619 | 0.90619 | -3.238% | -3.238% | -2.159% | -1.079% | 0% | 0% | 0% | 0% | 0% | 0% | 0% | 0% | 0% | 0% | 0% | 0% | 0% | 0% | 0% | 0% | 0% | 0% | 0% | 0% | 0%
Substation Load Detail
[7 empty] | Units | 13/14 |  | 14/15 | 15/16 | 16/17 | 17/18 | 18/19 | 19/20 | 20/21 | 21/22 | 22/23 | 23/24 | 24/25 | 25/26 | 26/27 | 27/28 | 28/29 | 29/30 | 30/31 | 31/32 | 32/33 | 33/34 | 34/35 | 35/36 | 36/37 | 37/38 | 38/39
1 | Lisarow 33_11kV | Compensated |  | Load (LV side) |  |  | Amps | 1046 | 1129 | 1065.495 | 1029.609 | 1008.289 | 1000.26 | 1001.954 | 999.3767 | 1008.366 | 1018.595 | 1027.621 | 1037.452 | 1046.593 | 1057.897 | 1069.399 | 1082.034 | 1095.472 | 1108.884 | 1122.351 | 1136.166 | 1150.336 | 1164.864 | 1179.757 | 1195.021 | 1210.66 | 1226.681 | 1243.089
|  |  |  | Apparent Power |  |  | MVA | 19.929 |  | 20.3004 | 19.6167 | 19.2105 | 19.0575 | 19.0898 | 19.0407 | 19.212 | 19.4068 | 19.5788 | 19.7661 | 19.9403 | 20.1556 | 20.3748 | 20.6155 | 20.8715 | 21.1271 | 21.3837 | 21.6469 | 21.9168 | 22.1936 | 22.4774 | 22.7682 | 23.0662 | 23.3714 | 23.684
|  |  |  | Real Power |  |  | MW | 19.4612 | 21.0055 | 20.2963 | 19.6157 | 19.2104 | 19.0575 | 18.9853 | 19.0407 | 19.2118 | 19.4064 | 19.578 | 19.7646 | 19.9381 | 20.1524 | 20.3702 | 20.6093 | 20.8633 | 21.1165 | 21.3706 | 21.631 | 21.8978 | 22.1711 | 22.451 | 22.7376 | 23.0311 | 23.3314 | 23.6387
|  |  |  | Reactive Power |  |  | MVAr | 4.2923 |  | 0.40877 | 0.19388 | 0.065882 | 0.017615 | 1.9948 | 0.012297 | 0.066348 | 0.12779 | 0.18195 | 0.2409 | 0.29567 | 0.36333 | 0.43211 | 0.5076 | 0.5878 | 0.66777 | 0.74799 | 0.83021 | 0.91445 | 1.0008 | 1.0891 | 1.1796 | 1.2723 | 1.3671 | 1.4642
|  |  |  | Capacitors In Service |  |  | MVAr | 2 |  | 6 | 6 | 6 | 6 | 4 | 6 | 6 | 6 | 6 | 6 | 6 | 6 | 6 | 6 | 6 | 6 | 6 | 6 | 6 | 6 | 6 | 6 | 6 | 6 | 6
|  |  |  | PF |  |  |  | 0.97653 |  | 0.9998 | 0.99995 | 0.99999 | 1 | 0.99452 | 1 | 0.99999 | 0.99998 | 0.99996 | 0.99992 | 0.99989 | 0.99984 | 0.99977 | 0.9997 | 0.9996 | 0.9995 | 0.99939 | 0.99926 | 0.99913 | 0.99898 | 0.99882 | 0.99866 | 0.99848 | 0.99829 | 0.99809
0.99526 | Diversity Factor: 1 | Uncompensated |  | Reactive Power |  |  | MVAr | 6.2923 | 6.6329 | 6.4088 | 6.1939 | 6.0659 | 6.0176 | 5.9948 | 6.0123 | 6.0663 | 6.1278 | 6.182 | 6.2409 | 6.2957 | 6.3633 | 6.4321 | 6.5076 | 6.5878 | 6.6678 | 6.748 | 6.8302 | 6.9145 | 7.0008 | 7.0891 | 7.1796 | 7.2723 | 7.3671 | 7.4642
|  |  |  | PF |  |  |  | 0.9515 |  | 0.95359 | 0.95359 | 0.95359 | 0.95359 | 0.95359 | 0.95359 | 0.95359 | 0.95359 | 0.95359 | 0.95359 | 0.95359 | 0.95359 | 0.95359 | 0.95359 | 0.95359 | 0.95359 | 0.95359 | 0.95359 | 0.95359 | 0.95359 | 0.95359 | 0.95359 | 0.95359 | 0.95359 | 0.95359
[10 empty] | 1 | 2 | 3 | 4 | 5 | 6 | 7 | 8 | 9 | 10 | 11 | 12 | 13 | 14 | 15 | 16 | 17 | 18 | 19 | 20 | 21 | 22 | 23 | 24 | 25
Transformer Load Detail
[7 empty] | Units | 13/14 |  | 14/15 | 15/16 | 16/17 | 17/18 | 18/19 | 19/20 | 20/21 | 21/22 | 22/23 | 23/24 | 24/25 | 25/26 | 26/27 | 27/28 | 28/29 | 29/30 | 30/31 | 31/32 | 32/33 | 33/34 | 34/35 | 35/36 | 36/37 | 37/38 | 38/39
| 0 | Compensated |  | Load (LV side) |  |  | Amps
|  |  |  | Apparent Power |  |  | MVA
|  |  |  | Real Power |  |  | MW
|  |  |  | Reactive Power |  |  | MVAr
|  |  |  | Capacitors In Service |  |  | MVAr
PF
| Zone Div: | Uncompensated |  | Reactive Power |  |  | MVAr
PF
| 0 | Compensated |  | Load (LV side) |  |  | Amps
|  |  |  | Apparent Power |  |  | MVA
|  |  |  | Real Power |  |  | MW
|  |  |  | Reactive Power |  |  | MVAr
|  |  |  | Capacitors In Service |  |  | MVAr
PF
| Zone Div: | Uncompensated |  | Reactive Power |  |  | MVAr
PF
| 0 | Compensated |  | Load (LV side) |  |  | Amps
|  |  |  | Apparent Power |  |  | MVA
|  |  |  | Real Power |  |  | MW
|  |  |  | Reactive Power |  |  | MVAr
|  |  |  | Capacitors In Service |  |  | MVAr
PF
| Zone Div: | Uncompensated |  | Reactive Power |  |  | MVAr
PF
| 0 | Compensated |  | Load (LV side) |  |  | Amps
|  |  |  | Apparent Power |  |  | MVA
|  |  |  | Real Power |  |  | MW
|  |  |  | Reactive Power |  |  | MVAr
|  |  |  | Capacitors In Service |  |  | MVAr
PF
| Zone Div: | Uncompensated |  | Reactive Power |  |  | MVAr
PF
| 0 | Compensated |  | Load (LV side) |  |  | Amps
|  |  |  | Apparent Power |  |  | MVA
|  |  |  | Real Power |  |  | MW
|  |  |  | Reactive Power |  |  | MVAr
|  |  |  | Capacitors In Service |  |  | MVAr
PF
| Zone Div: | Uncompensated |  | Reactive Power |  |  | MVAr
PF
| 0 | Compensated |  | Load (LV side) |  |  | Amps
|  |  |  | Apparent Power |  |  | MVA
|  |  |  | Real Power |  |  | MW
|  |  |  | Reactive Power |  |  | MVAr
|  |  |  | Capacitors In Service |  |  | MVAr
PF
| Zone Div: | Uncompensated |  | Reactive Power |  |  | MVAr
PF
| 0 | Compensated |  | Load (LV side) |  |  | Amps
|  |  |  | Apparent Power |  |  | MVA
|  |  |  | Real Power |  |  | MW
|  |  |  | Reactive Power |  |  | MVAr
|  |  |  | Capacitors In Service |  |  | MVAr
PF
| Zone Div: | Uncompensated |  | Reactive Power |  |  | MVAr
PF
| 0 | Compensated |  | Load (LV side) |  |  | Amps
|  |  |  | Apparent Power |  |  | MVA
|  |  |  | Real Power |  |  | MW
|  |  |  | Reactive Power |  |  | MVAr
|  |  |  | Capacitors In Service |  |  | MVAr
PF
| Zone Div: | Uncompensated |  | Reactive Power |  |  | MVAr
PF
| 0 | Compensated |  | Load (LV side) |  |  | Amps
|  |  |  | Apparent Power |  |  | MVA
|  |  |  | Real Power |  |  | MW
|  |  |  | Reactive Power |  |  | MVAr
|  |  |  | Capacitors In Service |  |  | MVAr
PF
| Zone Div: | Uncompensated |  | Reactive Power |  |  | MVAr
PF
| 0 | Compensated |  | Load (LV side) |  |  | Amps
|  |  |  | Apparent Power |  |  | MVA
|  |  |  | Real Power |  |  | MW
|  |  |  | Reactive Power |  |  | MVAr
|  |  |  | Capacitors In Service |  |  | MVAr
PF
| Zone Div: | Uncompensated |  | Reactive Power |  |  | MVAr
PF

## Long Jetty 33_11kV
| Long Jetty 33_11kV | [16 empty] | 2015 | SUMMER
[6 empty] | Zone decommissioned |  | 2011-05-01
| Substation Total Loads | [33 empty] | Spots & Transfers Detail
| Historical Loads | (11kV Amps) | [7 empty] | Weather Corrected Forecast Loads |  |  |  | (11kV Amps) | [20 empty] | Spots & Transfers Summary | (11kV Amps) |  | Historical Spots & Transfers | [6 empty] | Forecast Spots & Transfers
|  | 07/08 | 08/09 | 09/10 | 10/11 | 11/12 | 12/13 | 13/14 |  | 14/15 | 15/16 | 16/17 | 17/18 | 18/19 | 19/20 | 20/21 | 21/22 | 22/23 | 23/24 | 24/25 | 25/26 | 26/27 | 27/28 | 28/29 | 29/30 | 30/31 | 31/32 | 32/33 | 33/34 | 34/35 | 35/36 | 36/37 | 37/38 | 38/39 |  |  |  | 07/08 | 08/09 | 09/10 | 10/11 | 11/12 | 12/13 | 13/14 | 14/15 | 15/16 | 16/17 | 17/18 | 18/19 | 19/20 | 20/21 | 21/22 | 22/23 | 23/24 | 24/25 | 25/26 | 26/27 | 27/28 | 28/29 | 29/30 | 30/31 | 31/32 | 32/33 | 33/34 | 34/35 | 35/36 | 36/37 | 37/38 | 38/39
| Total | 1880 | 2528 | 2394 | 2290 |  |  |  |  | 0 | 0 | 0 | 0 | 0 | 0 | 0 | 0 | 0 | 0 | 0 | 0 | 0 | 0 | 0 | 0 | 0 | 0 | 0 | 0 | 0 | 0 | 0 | 0 | 0 |  |  | Total | -44 | 0 | 0 | -166.5335 | -2225 | 0 | 0 | 0 | 0 | 0 | 0 | 0 | 0 | 0 | 0 | 0 | 0 | 0 | 0 | 0 | 0 | 0 | 0 | 0 | 0 | 0 | 0 | 0 | 0 | 0 | 0 | 0
| Firm Rating | 0 | 0 | 0 | 0 | 0 | 0 | 0 |  | 0 | 0 | 0 | 0 | 0 | 0 | 0 | 0 | 0 | 0 | 0 | 0 | 0 | 0 | 0 | 0 | 0 | 0 | 0 | 0 | 0 | 0 | 0 | 0 | 0
| Total Capacity | 0 | 0 | 0 | 0 | 0 | 0 | 0 |  | 0 | 0 | 0 | 0 | 0 | 0 | 0 | 0 | 0 | 0 | 0 | 0 | 0 | 0 | 0 | 0 | 0 | 0 | 0 | 0 | 0 | 0 | 0 | 0 | 0 |  |  | Long Jetty 33_11kV Tx1 | -44 | 0 | 0 | -7.1778 | -741.6667 | -175 | 0 | 0 | 0 | 0 | 0 | 0 | 0 | 0 | 0 | 0 | 0 | 0 | 0 | 0 | 0 | 0 | 0 | 0 | 0 | 0 | 0 | 0 | 0 | 0 | 0 | 0
|  | -7 | -6 | -5 | -4 | -3 | -2 | -1 |  | 0 | 1 | 2 | 3 | 4 | 5 | 6 | 7 | 8 | 9 | 10 | 11 | 12 | 13 | 14 | 15 | 16 | 17 | 18 | 19 | 20 | 21 | 22 | 23 | 24 |  |  | Long Jetty 33_11kV Tx2 | 0 | 0 | 0 | -2.1778 | -741.6667 | 0 | 0 | 0 | 0 | 0 | 0 | 0 | 0 | 0 | 0 | 0 | 0 | 0 | 0 | 0 | 0 | 0 | 0 | 0 | 0 | 0 | 0 | 0 | 0 | 0 | 0 | 0
| Transformer Loads | [35 empty] | Long Jetty 33_11kV Tx3 | 0 | 0 | 0 | -157.1778 | -741.6667 | 175 | 0 | 0 | 0 | 0 | 0 | 0 | 0 | 0 | 0 | 0 | 0 | 0 | 0 | 0 | 0 | 0 | 0 | 0 | 0 | 0 | 0 | 0 | 0 | 0 | 0 | 0
| Historical Loads | (11kV Amps) | [7 empty] | Weather Corrected Forecast Loads |  |  |  | (11kV Amps) | [23 empty] | 0 | 0 | 0 | 0 | 0 | 0 | 0 | 0 | 0 | 0 | 0 | 0 | 0 | 0 | 0 | 0 | 0 | 0 | 0 | 0 | 0 | 0 | 0 | 0 | 0 | 0 | 0 | 0 | 0 | 0 | 0 | 0
|  | 07/08 | 08/09 | 09/10 | 10/11 | 11/12 | 12/13 | 13/14 |  | 14/15 | 15/16 | 16/17 | 17/18 | 18/19 | 19/20 | 20/21 | 21/22 | 22/23 | 23/24 | 24/25 | 25/26 | 26/27 | 27/28 | 28/29 | 29/30 | 30/31 | 31/32 | 32/33 | 33/34 | 34/35 | 35/36 | 36/37 | 37/38 | 38/39 |  |  |  | 0 | 0 | 0 | 0 | 0 | 0 | 0 | 0 | 0 | 0 | 0 | 0 | 0 | 0 | 0 | 0 | 0 | 0 | 0 | 0 | 0 | 0 | 0 | 0 | 0 | 0 | 0 | 0 | 0 | 0 | 0 | 0
| 0 | [36 empty] | 0 | 0 | 0 | 0 | 0 | 0 | 0 | 0 | 0 | 0 | 0 | 0 | 0 | 0 | 0 | 0 | 0 | 0 | 0 | 0 | 0 | 0 | 0 | 0 | 0 | 0 | 0 | 0 | 0 | 0 | 0 | 0
| Diversity Factor: 0 | [36 empty] | 0 | 0 | 0 | 0 | 0 | 0 | 0 | 0 | 0 | 0 | 0 | 0 | 0 | 0 | 0 | 0 | 0 | 0 | 0 | 0 | 0 | 0 | 0 | 0 | 0 | 0 | 0 | 0 | 0 | 0 | 0 | 0
[38 empty] | 0 | 0 | 0 | 0 | 0 | 0 | 0 | 0 | 0 | 0 | 0 | 0 | 0 | 0 | 0 | 0 | 0 | 0 | 0 | 0 | 0 | 0 | 0 | 0 | 0 | 0 | 0 | 0 | 0 | 0 | 0 | 0
[38 empty] | 0 | 0 | 0 | 0 | 0 | 0 | 0 | 0 | 0 | 0 | 0 | 0 | 0 | 0 | 0 | 0 | 0 | 0 | 0 | 0 | 0 | 0 | 0 | 0 | 0 | 0 | 0 | 0 | 0 | 0 | 0 | 0
| 0 | [36 empty] | 0 | 0 | 0 | 0 | 0 | 0 | 0 | 0 | 0 | 0 | 0 | 0 | 0 | 0 | 0 | 0 | 0 | 0 | 0 | 0 | 0 | 0 | 0 | 0 | 0 | 0 | 0 | 0 | 0 | 0 | 0 | 0
Diversity Factor: 0
[38 empty] | Historical Spots & Transfers | [6 empty] | Forecast Spots & Transfers
[35 empty] | Project Name | From | To | 07/08 | 08/09 | 09/10 | 10/11 | 11/12 | 12/13 | 13/14 | 14/15 | 15/16 | 16/17 | 17/18 | 18/19 | 19/20 | 20/21 | 21/22 | 22/23 | 23/24 | 24/25 | 25/26 | 26/27 | 27/28 | 28/29 | 29/30 | 30/31 | 31/32 | 32/33 | 33/34 | 34/35 | 35/36 | 36/37 | 37/38 | 38/39
| 0 | [33 empty] | Commissioning Transfers | Long Jetty 33_11kV Tx1 | Long Jetty 66_11kV Tx1 | 0 | 0 | 0 | 0 | 473.6729 | 0 | 0 | 0 | 0 | 0 | 0 | 0 | 0 | 0 | 0 | 0 | 0 | 0 | 0 | 0 | 0 | 0 | 0 | 0 | 0 | 0 | 0 | 0 | 0 | 0 | 0 | 0
| Diversity Factor: 0 | [33 empty] | Commissioning Transfers | Long Jetty 33_11kV Tx1 | Long Jetty 66_11kV Tx2 | 0 | 0 | 0 | 0 | 0 | 0 | 0 | 0 | 0 | 0 | 0 | 0 | 0 | 0 | 0 | 0 | 0 | 0 | 0 | 0 | 0 | 0 | 0 | 0 | 0 | 0 | 0 | 0 | 0 | 0 | 0 | 0
[35 empty] | Commissioning Transfers | Long Jetty 33_11kV Tx1 | Long Jetty 66_11kV Tx3 | 0 | 0 | 0 | 0 | 267.9938 | 0 | 0 | 0 | 0 | 0 | 0 | 0 | 0 | 0 | 0 | 0 | 0 | 0 | 0 | 0 | 0 | 0 | 0 | 0 | 0 | 0 | 0 | 0 | 0 | 0 | 0 | 0
[35 empty] | Commissioning Transfers | Long Jetty 33_11kV Tx2 | Long Jetty 66_11kV Tx1 | 0 | 0 | 0 | 0 | 473.6729 | 0 | 0 | 0 | 0 | 0 | 0 | 0 | 0 | 0 | 0 | 0 | 0 | 0 | 0 | 0 | 0 | 0 | 0 | 0 | 0 | 0 | 0 | 0 | 0 | 0 | 0 | 0
| 0 | [33 empty] | Commissioning Transfers | Long Jetty 33_11kV Tx2 | Long Jetty 66_11kV Tx2 | 0 | 0 | 0 | 0 | 0 | 0 | 0 | 0 | 0 | 0 | 0 | 0 | 0 | 0 | 0 | 0 | 0 | 0 | 0 | 0 | 0 | 0 | 0 | 0 | 0 | 0 | 0 | 0 | 0 | 0 | 0 | 0
| Diversity Factor: 0 | [33 empty] | Commissioning Transfers | Long Jetty 33_11kV Tx2 | Long Jetty 66_11kV Tx3 | 0 | 0 | 0 | 0 | 267.9938 | 0 | 0 | 0 | 0 | 0 | 0 | 0 | 0 | 0 | 0 | 0 | 0 | 0 | 0 | 0 | 0 | 0 | 0 | 0 | 0 | 0 | 0 | 0 | 0 | 0 | 0 | 0
[35 empty] | Commissioning Transfers | Long Jetty 33_11kV Tx3 | Long Jetty 66_11kV Tx1 | 0 | 0 | 0 | 0 | 473.6729 | 0 | 0 | 0 | 0 | 0 | 0 | 0 | 0 | 0 | 0 | 0 | 0 | 0 | 0 | 0 | 0 | 0 | 0 | 0 | 0 | 0 | 0 | 0 | 0 | 0 | 0 | 0
[35 empty] | Commissioning Transfers | Long Jetty 33_11kV Tx3 | Long Jetty 66_11kV Tx2 | 0 | 0 | 0 | 0 | 0 | 0 | 0 | 0 | 0 | 0 | 0 | 0 | 0 | 0 | 0 | 0 | 0 | 0 | 0 | 0 | 0 | 0 | 0 | 0 | 0 | 0 | 0 | 0 | 0 | 0 | 0 | 0
| 0 | [33 empty] | Commissioning Transfers | Long Jetty 33_11kV Tx3 | Long Jetty 66_11kV Tx3 | 0 | 0 | 0 | 0 | 267.9938 | 0 | 0 | 0 | 0 | 0 | 0 | 0 | 0 | 0 | 0 | 0 | 0 | 0 | 0 | 0 | 0 | 0 | 0 | 0 | 0 | 0 | 0 | 0 | 0 | 0 | 0 | 0
| Diversity Factor: 0 | [33 empty] | DNP_ID: 6120. Relief of Long Jetty Panel 19 & 21 Fdrs, and formation of a Noraville Panel 1R Fdr. | Long Jetty 33_11kV Tx1 | Noraville 33_11kV Tx1 | 14.6928 | 0 | 0 | 0 | 0 | 0 | 0 | 0 | 0 | 0 | 0 | 0 | 0 | 0 | 0 | 0 | 0 | 0 | 0 | 0 | 0 | 0 | 0 | 0 | 0 | 0 | 0 | 0 | 0 | 0 | 0 | 0
[35 empty] | DNP_ID: 6120. Relief of Long Jetty Panel 19 & 21 Fdrs, and formation of a Noraville Panel 1R Fdr. | Long Jetty 33_11kV Tx1 | Noraville 33_11kV Tx2 | 14.6693 | 0 | 0 | 0 | 0 | 0 | 0 | 0 | 0 | 0 | 0 | 0 | 0 | 0 | 0 | 0 | 0 | 0 | 0 | 0 | 0 | 0 | 0 | 0 | 0 | 0 | 0 | 0 | 0 | 0 | 0 | 0
[35 empty] | DNP_ID: 6120. Relief of Long Jetty Panel 19 & 21 Fdrs, and formation of a Noraville Panel 1R Fdr. | Long Jetty 33_11kV Tx1 | Noraville 33_11kV Tx3 | 14.6379 | 0 | 0 | 0 | 0 | 0 | 0 | 0 | 0 | 0 | 0 | 0 | 0 | 0 | 0 | 0 | 0 | 0 | 0 | 0 | 0 | 0 | 0 | 0 | 0 | 0 | 0 | 0 | 0 | 0 | 0 | 0
| 0 | [33 empty] | DNP_ID: 6268. Major Zone Development For The Establishment Of S.14144 Wamberal Zone Substation - Stage 1 Underground Component, Initial Formation Of 7 x 11kV Feeders | Long Jetty 33_11kV Tx1 | Wamberal 66_11kV Tx1 | 0 | 0 | 0 | 65 | 0 | 0 | 0 | 0 | 0 | 0 | 0 | 0 | 0 | 0 | 0 | 0 | 0 | 0 | 0 | 0 | 0 | 0 | 0 | 0 | 0 | 0 | 0 | 0 | 0 | 0 | 0 | 0
| Diversity Factor: 0 | [33 empty] | DNP_ID: 6268. Major Zone Development For The Establishment Of S.14144 Wamberal Zone Substation - Stage 1 Underground Component, Initial Formation Of 7 x 11kV Feeders | Long Jetty 33_11kV Tx3 | Wamberal 66_11kV Tx1 | 0 | 0 | 0 | 95 | 0 | 0 | 0 | 0 | 0 | 0 | 0 | 0 | 0 | 0 | 0 | 0 | 0 | 0 | 0 | 0 | 0 | 0 | 0 | 0 | 0 | 0 | 0 | 0 | 0 | 0 | 0 | 0
[35 empty] | DNP_ID: 6377. Splitting of Panel 11 Long Jetty and UpRating of various sections of HV OH. | Long Jetty 33_11kV Tx1 | Long Jetty 33_11kV Tx3 | 0 | 0 | 0 | 0 | 0 | 175 | 0 | 0 | 0 | 0 | 0 | 0 | 0 | 0 | 0 | 0 | 0 | 0 | 0 | 0 | 0 | 0 | 0 | 0 | 0 | 0 | 0 | 0 | 0 | 0 | 0 | 0
[35 empty] | DNP_ID: 6703. Long Jetty- Change of open points to relieve Panel 24 | Long Jetty 33_11kV Tx3 | Long Jetty 33_11kV Tx1 | 0 | 0 | 0 | 60 | 0 | 0 | 0 | 0 | 0 | 0 | 0 | 0 | 0 | 0 | 0 | 0 | 0 | 0 | 0 | 0 | 0 | 0 | 0 | 0 | 0 | 0 | 0 | 0 | 0 | 0 | 0 | 0
| 0 | [33 empty] | Solar PV |  | Long Jetty 33_11kV Tx1 | 0 | 0 | 0 | -2.1778 | 0 | 0 | 0 | 0 | 0 | 0 | 0 | 0 | 0 | 0 | 0 | 0 | 0 | 0 | 0 | 0 | 0 | 0 | 0 | 0 | 0 | 0 | 0 | 0 | 0 | 0 | 0 | 0
| Diversity Factor: 0 | [33 empty] | Solar PV |  | Long Jetty 33_11kV Tx2 | 0 | 0 | 0 | -2.1778 | 0 | 0 | 0 | 0 | 0 | 0 | 0 | 0 | 0 | 0 | 0 | 0 | 0 | 0 | 0 | 0 | 0 | 0 | 0 | 0 | 0 | 0 | 0 | 0 | 0 | 0 | 0 | 0
[35 empty] | Solar PV |  | Long Jetty 33_11kV Tx3 | 0 | 0 | 0 | -2.1778 | 0 | 0 | 0 | 0 | 0 | 0 | 0 | 0 | 0 | 0 | 0 | 0 | 0 | 0 | 0 | 0 | 0 | 0 | 0 | 0 | 0 | 0 | 0 | 0 | 0 | 0 | 0 | 0
0
Diversity Factor: 0
0
Diversity Factor: 0
0
Diversity Factor: 0
| Weather Correction and Public Holiday Factors | [8 empty] | Forecast ROG
ROG Justification
| Actual loads for season 13/14 have been weather corrected by the following: | [6 empty] | 0% |  | 0
1 | 2 | 3 | 4 | 5 | 6 | 7 | 8 | 9 | 10 | 14/15 | 15/16 | 16/17 | 17/18 | 18/19 | 19/20 | 20/21 | 21/22 | 22/23 | 23/24 | 24/25 | 25/26 | 26/27 | 27/28 | 28/29 | 29/30 | 30/31 | 31/32 | 32/33 | 33/34 | 34/35 | 35/36 | 36/37 | 37/38 | 38/39
1 | 1 | 1 | 1 | 1 | 1 | 1 | 1 | 1 | 1 | 0% | 0% | 0% | 0% | 0% | 0% | 0% | 0% | 0% | 0% | 0% | 0% | 0% | 0% | 0% | 0% | 0% | 0% | 0% | 0% | 0% | 0% | 0% | 0% | 0%
Substation Load Detail
[7 empty] | Units | 13/14 |  | 14/15 | 15/16 | 16/17 | 17/18 | 18/19 | 19/20 | 20/21 | 21/22 | 22/23 | 23/24 | 24/25 | 25/26 | 26/27 | 27/28 | 28/29 | 29/30 | 30/31 | 31/32 | 32/33 | 33/34 | 34/35 | 35/36 | 36/37 | 37/38 | 38/39
1 | Long Jetty 33_11kV | Compensated |  | Load (LV side) |  |  | Amps | 0 | 0 | 0 | 0 | 0 | 0 | 0 | 0 | 0 | 0 | 0 | 0 | 0 | 0 | 0 | 0 | 0 | 0 | 0 | 0 | 0 | 0 | 0 | 0 | 0 | 0 | 0
|  |  |  | Apparent Power |  |  | MVA | 0 |  | 0 | 0 | 0 | 0 | 0 | 0 | 0 | 0 | 0 | 0 | 0 | 0 | 0 | 0 | 0 | 0 | 0 | 0 | 0 | 0 | 0 | 0 | 0 | 0 | 0
|  |  |  | Real Power |  |  | MW | 0 | 0 | 0 | 0 | 0 | 0 | 0 | 0 | 0 | 0 | 0 | 0 | 0 | 0 | 0 | 0 | 0 | 0 | 0 | 0 | 0 | 0 | 0 | 0 | 0 | 0 | 0
|  |  |  | Reactive Power |  |  | MVAr | 0 |  | 0 | 0 | 0 | 0 | 0 | 0 | 0 | 0 | 0 | 0 | 0 | 0 | 0 | 0 | 0 | 0 | 0 | 0 | 0 | 0 | 0 | 0 | 0 | 0 | 0
|  |  |  | Capacitors In Service |  |  | MVAr | 0 |  | 0 | 0 | 0 | 0 | 0 | 0 | 0 | 0 | 0 | 0 | 0 | 0 | 0 | 0 | 0 | 0 | 0 | 0 | 0 | 0 | 0 | 0 | 0 | 0 | 0
|  |  |  | PF |  |  |  | 0 |  | 0 | 0 | 0 | 0 | 0 | 0 | 0 | 0 | 0 | 0 | 0 | 0 | 0 | 0 | 0 | 0 | 0 | 0 | 0 | 0 | 0 | 0 | 0 | 0 | 0
0.86279 | Diversity Factor: 0.86 | Uncompensated |  | Reactive Power |  |  | MVAr | 0 | 0 | 0 | 0 | 0 | 0 | 0 | 0 | 0 | 0 | 0 | 0 | 0 | 0 | 0 | 0 | 0 | 0 | 0 | 0 | 0 | 0 | 0 | 0 | 0 | 0 | 0
|  |  |  | PF |  |  |  | 0 |  | 0 | 0 | 0 | 0 | 0 | 0 | 0 | 0 | 0 | 0 | 0 | 0 | 0 | 0 | 0 | 0 | 0 | 0 | 0 | 0 | 0 | 0 | 0 | 0 | 0
[10 empty] | 1 | 2 | 3 | 4 | 5 | 6 | 7 | 8 | 9 | 10 | 11 | 12 | 13 | 14 | 15 | 16 | 17 | 18 | 19 | 20 | 21 | 22 | 23 | 24 | 25
Transformer Load Detail
[7 empty] | Units | 13/14 |  | 14/15 | 15/16 | 16/17 | 17/18 | 18/19 | 19/20 | 20/21 | 21/22 | 22/23 | 23/24 | 24/25 | 25/26 | 26/27 | 27/28 | 28/29 | 29/30 | 30/31 | 31/32 | 32/33 | 33/34 | 34/35 | 35/36 | 36/37 | 37/38 | 38/39
| 0 | Compensated |  | Load (LV side) |  |  | Amps
|  |  |  | Apparent Power |  |  | MVA
|  |  |  | Real Power |  |  | MW
|  |  |  | Reactive Power |  |  | MVAr
|  |  |  | Capacitors In Service |  |  | MVAr
PF
| Zone Div: | Uncompensated |  | Reactive Power |  |  | MVAr
PF
| 0 | Compensated |  | Load (LV side) |  |  | Amps
|  |  |  | Apparent Power |  |  | MVA
|  |  |  | Real Power |  |  | MW
|  |  |  | Reactive Power |  |  | MVAr
|  |  |  | Capacitors In Service |  |  | MVAr
PF
| Zone Div: | Uncompensated |  | Reactive Power |  |  | MVAr
PF
| 0 | Compensated |  | Load (LV side) |  |  | Amps
|  |  |  | Apparent Power |  |  | MVA
|  |  |  | Real Power |  |  | MW
|  |  |  | Reactive Power |  |  | MVAr
|  |  |  | Capacitors In Service |  |  | MVAr
PF
| Zone Div: | Uncompensated |  | Reactive Power |  |  | MVAr
PF
| 0 | Compensated |  | Load (LV side) |  |  | Amps
|  |  |  | Apparent Power |  |  | MVA
|  |  |  | Real Power |  |  | MW
|  |  |  | Reactive Power |  |  | MVAr
|  |  |  | Capacitors In Service |  |  | MVAr
PF
| Zone Div: | Uncompensated |  | Reactive Power |  |  | MVAr
PF
| 0 | Compensated |  | Load (LV side) |  |  | Amps
|  |  |  | Apparent Power |  |  | MVA
|  |  |  | Real Power |  |  | MW
|  |  |  | Reactive Power |  |  | MVAr
|  |  |  | Capacitors In Service |  |  | MVAr
PF
| Zone Div: | Uncompensated |  | Reactive Power |  |  | MVAr
PF
| 0 | Compensated |  | Load (LV side) |  |  | Amps
|  |  |  | Apparent Power |  |  | MVA
|  |  |  | Real Power |  |  | MW
|  |  |  | Reactive Power |  |  | MVAr
|  |  |  | Capacitors In Service |  |  | MVAr
PF
| Zone Div: | Uncompensated |  | Reactive Power |  |  | MVAr
PF
| 0 | Compensated |  | Load (LV side) |  |  | Amps
|  |  |  | Apparent Power |  |  | MVA
|  |  |  | Real Power |  |  | MW
|  |  |  | Reactive Power |  |  | MVAr
|  |  |  | Capacitors In Service |  |  | MVAr
PF
| Zone Div: | Uncompensated |  | Reactive Power |  |  | MVAr
PF
| 0 | Compensated |  | Load (LV side) |  |  | Amps
|  |  |  | Apparent Power |  |  | MVA
|  |  |  | Real Power |  |  | MW
|  |  |  | Reactive Power |  |  | MVAr
|  |  |  | Capacitors In Service |  |  | MVAr
PF
| Zone Div: | Uncompensated |  | Reactive Power |  |  | MVAr
PF
| 0 | Compensated |  | Load (LV side) |  |  | Amps
|  |  |  | Apparent Power |  |  | MVA
|  |  |  | Real Power |  |  | MW
|  |  |  | Reactive Power |  |  | MVAr
|  |  |  | Capacitors In Service |  |  | MVAr
PF
| Zone Div: | Uncompensated |  | Reactive Power |  |  | MVAr
PF
| 0 | Compensated |  | Load (LV side) |  |  | Amps
|  |  |  | Apparent Power |  |  | MVA
|  |  |  | Real Power |  |  | MW
|  |  |  | Reactive Power |  |  | MVAr
|  |  |  | Capacitors In Service |  |  | MVAr
PF
| Zone Div: | Uncompensated |  | Reactive Power |  |  | MVAr
PF

## Long Jetty 66_11kV
| Long Jetty 66_11kV | [16 empty] | 2015 | SUMMER
[6 empty] | Zone commissioned |  | 2011-05-01
| Substation Total Loads | [33 empty] | Spots & Transfers Detail
| Historical Loads | (11kV Amps) | [7 empty] | Weather Corrected Forecast Loads |  |  |  | (11kV Amps) | [20 empty] | Spots & Transfers Summary | (11kV Amps) |  | Historical Spots & Transfers | [6 empty] | Forecast Spots & Transfers
|  | 07/08 | 08/09 | 09/10 | 10/11 | 11/12 | 12/13 | 13/14 |  | 14/15 | 15/16 | 16/17 | 17/18 | 18/19 | 19/20 | 20/21 | 21/22 | 22/23 | 23/24 | 24/25 | 25/26 | 26/27 | 27/28 | 28/29 | 29/30 | 30/31 | 31/32 | 32/33 | 33/34 | 34/35 | 35/36 | 36/37 | 37/38 | 38/39 |  |  |  | 07/08 | 08/09 | 09/10 | 10/11 | 11/12 | 12/13 | 13/14 | 14/15 | 15/16 | 16/17 | 17/18 | 18/19 | 19/20 | 20/21 | 21/22 | 22/23 | 23/24 | 24/25 | 25/26 | 26/27 | 27/28 | 28/29 | 29/30 | 30/31 | 31/32 | 32/33 | 33/34 | 34/35 | 35/36 | 36/37 | 37/38 | 38/39
| Total |  |  |  |  | 1747 | 2378 | 1777 |  | 1698.491 | 1627.251 | 1584.43 | 1567.463 | 1548.19 | 1564.768 | 1598.482 | 1634.59 | 1666.298 | 1700.5 | 1732.378 | 1769.879 | 1807.903 | 1849.077 | 1892.409 | 1935.708 | 1979.096 | 2023.42 | 2068.694 | 2114.932 | 2162.145 | 2210.349 | 2259.557 | 2309.783 | 2361.041 |  |  | Total | 0 | 0 | 0 | 0 | 2223.8568 | -0.032017 | -6.9565 | -5.8764 | -4.8476 | -0.41655 | 3.6774 | -19.2724 | 16.578 | 33.7141 | 36.1075 | 31.7087 | 34.2014 | 31.8784 | 37.5005 | 38.0242 | 41.1739 | 43.3317 | 43.2998 | 43.3875 | 44.3243 | 45.2742 | 46.2373 | 47.2138 | 48.2039 | 49.2078 | 50.2257 | 51.2576
| Firm Rating | 0 | 0 | 0 | 0 | 0 | 0 | 3763 |  | 3763 | 3763 | 3763 | 3763 | 3763 | 3763 | 3763 | 3763 | 3763 | 3763 | 3763 | 3763 | 3763 | 3763 | 3763 | 3763 | 3763 | 3763 | 3763 | 3763 | 3763 | 3763 | 3763 | 3763 | 3763
| Total Capacity | 0 | 0 | 0 | 0 | 0 | 0 | 6000 |  | 6000 | 6000 | 6000 | 6000 | 6000 | 6000 | 6000 | 6000 | 6000 | 6000 | 6000 | 6000 | 6000 | 6000 | 6000 | 6000 | 6000 | 6000 | 6000 | 6000 | 6000 | 6000 | 6000 | 6000 | 6000 |  |  | Long Jetty 66_11kV Tx1 | 0 | 0 | 0 | 0 | 1420.2886 | -0.020448 | -4.4429 | -3.753 | -3.096 | -0.26603 | 2.3486 | -12.3085 | 10.5877 | 21.5318 | 23.0604 | 20.2511 | 21.8431 | 20.3595 | 23.9501 | 24.2846 | 26.2961 | 27.6743 | 27.6538 | 27.7098 | 28.3082 | 28.9148 | 29.5299 | 30.1536 | 30.7859 | 31.4271 | 32.0771 | 32.7362
|  | -7 | -6 | -5 | -4 | -3 | -2 | -1 |  | 0 | 1 | 2 | 3 | 4 | 5 | 6 | 7 | 8 | 9 | 10 | 11 | 12 | 13 | 14 | 15 | 16 | 17 | 18 | 19 | 20 | 21 | 22 | 23 | 24 |  |  | Long Jetty 66_11kV Tx2 | 0 | 0 | 0 | 0 | 0 | 0 | 0 | 0 | 0 | 0 | 0 | 0 | 0 | 0 | 0 | 0 | 0 | 0 | 0 | 0 | 0 | 0 | 0 | 0 | 0 | 0 | 0 | 0 | 0 | 0 | 0 | 0
| Transformer Loads | [35 empty] | Long Jetty 66_11kV Tx3 | 0 | 0 | 0 | 0 | 803.5683 | -0.011569 | -2.5137 | -2.1234 | -1.7516 | -0.15052 | 1.3288 | -6.9639 | 5.9903 | 12.1822 | 13.0471 | 11.4576 | 12.3583 | 11.519 | 13.5504 | 13.7397 | 14.8778 | 15.6575 | 15.6459 | 15.6776 | 16.0161 | 16.3594 | 16.7074 | 17.0602 | 17.418 | 17.7808 | 18.1485 | 18.5214
| Historical Loads | (11kV Amps) | [7 empty] | Weather Corrected Forecast Loads |  |  |  | (11kV Amps) | [23 empty] | 0 | 0 | 0 | 0 | 0 | 0 | 0 | 0 | 0 | 0 | 0 | 0 | 0 | 0 | 0 | 0 | 0 | 0 | 0 | 0 | 0 | 0 | 0 | 0 | 0 | 0 | 0 | 0 | 0 | 0 | 0 | 0
|  | 07/08 | 08/09 | 09/10 | 10/11 | 11/12 | 12/13 | 13/14 |  | 14/15 | 15/16 | 16/17 | 17/18 | 18/19 | 19/20 | 20/21 | 21/22 | 22/23 | 23/24 | 24/25 | 25/26 | 26/27 | 27/28 | 28/29 | 29/30 | 30/31 | 31/32 | 32/33 | 33/34 | 34/35 | 35/36 | 36/37 | 37/38 | 38/39 |  |  |  | 0 | 0 | 0 | 0 | 0 | 0 | 0 | 0 | 0 | 0 | 0 | 0 | 0 | 0 | 0 | 0 | 0 | 0 | 0 | 0 | 0 | 0 | 0 | 0 | 0 | 0 | 0 | 0 | 0 | 0 | 0 | 0
| 0 | [36 empty] | 0 | 0 | 0 | 0 | 0 | 0 | 0 | 0 | 0 | 0 | 0 | 0 | 0 | 0 | 0 | 0 | 0 | 0 | 0 | 0 | 0 | 0 | 0 | 0 | 0 | 0 | 0 | 0 | 0 | 0 | 0 | 0
| Diversity Factor: 0 | [36 empty] | 0 | 0 | 0 | 0 | 0 | 0 | 0 | 0 | 0 | 0 | 0 | 0 | 0 | 0 | 0 | 0 | 0 | 0 | 0 | 0 | 0 | 0 | 0 | 0 | 0 | 0 | 0 | 0 | 0 | 0 | 0 | 0
[38 empty] | 0 | 0 | 0 | 0 | 0 | 0 | 0 | 0 | 0 | 0 | 0 | 0 | 0 | 0 | 0 | 0 | 0 | 0 | 0 | 0 | 0 | 0 | 0 | 0 | 0 | 0 | 0 | 0 | 0 | 0 | 0 | 0
[38 empty] | 0 | 0 | 0 | 0 | 0 | 0 | 0 | 0 | 0 | 0 | 0 | 0 | 0 | 0 | 0 | 0 | 0 | 0 | 0 | 0 | 0 | 0 | 0 | 0 | 0 | 0 | 0 | 0 | 0 | 0 | 0 | 0
| 0 | [36 empty] | 0 | 0 | 0 | 0 | 0 | 0 | 0 | 0 | 0 | 0 | 0 | 0 | 0 | 0 | 0 | 0 | 0 | 0 | 0 | 0 | 0 | 0 | 0 | 0 | 0 | 0 | 0 | 0 | 0 | 0 | 0 | 0
Diversity Factor: 0
[38 empty] | Historical Spots & Transfers | [6 empty] | Forecast Spots & Transfers
[35 empty] | Project Name | From | To | 07/08 | 08/09 | 09/10 | 10/11 | 11/12 | 12/13 | 13/14 | 14/15 | 15/16 | 16/17 | 17/18 | 18/19 | 19/20 | 20/21 | 21/22 | 22/23 | 23/24 | 24/25 | 25/26 | 26/27 | 27/28 | 28/29 | 29/30 | 30/31 | 31/32 | 32/33 | 33/34 | 34/35 | 35/36 | 36/37 | 37/38 | 38/39
| 0 | [33 empty] | Broad based demand management |  | Long Jetty 66_11kV Tx1 | 0 | 0 | 0 | 0 | 0 | 0 | 0 | -0.034316 | -0.068633 | -0.44611 | -0.82359 | -13.4198 | 0 | 0 | 0 | 0 | 0 | 0 | 0 | 0 | 0 | 0 | 0 | 0 | 0 | 0 | 0 | 0 | 0 | 0 | 0 | 0
| Diversity Factor: 0 | [33 empty] | Broad based demand management |  | Long Jetty 66_11kV Tx2 | 0 | 0 | 0 | 0 | 0 | 0 | 0 | 0 | 0 | 0 | 0 | 0 | 0 | 0 | 0 | 0 | 0 | 0 | 0 | 0 | 0 | 0 | 0 | 0 | 0 | 0 | 0 | 0 | 0 | 0 | 0 | 0
[35 empty] | Broad based demand management |  | Long Jetty 66_11kV Tx3 | 0 | 0 | 0 | 0 | 0 | 0 | 0 | -0.019416 | -0.038831 | -0.2524 | -0.46597 | -7.5926 | 0 | 0 | 0 | 0 | 0 | 0 | 0 | 0 | 0 | 0 | 0 | 0 | 0 | 0 | 0 | 0 | 0 | 0 | 0 | 0
[35 empty] | Commissioning Transfers | Long Jetty 33_11kV Tx1 | Long Jetty 66_11kV Tx1 | 0 | 0 | 0 | 0 | 473.6729 | 0 | 0 | 0 | 0 | 0 | 0 | 0 | 0 | 0 | 0 | 0 | 0 | 0 | 0 | 0 | 0 | 0 | 0 | 0 | 0 | 0 | 0 | 0 | 0 | 0 | 0 | 0
| 0 | [33 empty] | Commissioning Transfers | Long Jetty 33_11kV Tx1 | Long Jetty 66_11kV Tx2 | 0 | 0 | 0 | 0 | 0 | 0 | 0 | 0 | 0 | 0 | 0 | 0 | 0 | 0 | 0 | 0 | 0 | 0 | 0 | 0 | 0 | 0 | 0 | 0 | 0 | 0 | 0 | 0 | 0 | 0 | 0 | 0
| Diversity Factor: 0 | [33 empty] | Commissioning Transfers | Long Jetty 33_11kV Tx1 | Long Jetty 66_11kV Tx3 | 0 | 0 | 0 | 0 | 267.9938 | 0 | 0 | 0 | 0 | 0 | 0 | 0 | 0 | 0 | 0 | 0 | 0 | 0 | 0 | 0 | 0 | 0 | 0 | 0 | 0 | 0 | 0 | 0 | 0 | 0 | 0 | 0
[35 empty] | Commissioning Transfers | Long Jetty 33_11kV Tx2 | Long Jetty 66_11kV Tx1 | 0 | 0 | 0 | 0 | 473.6729 | 0 | 0 | 0 | 0 | 0 | 0 | 0 | 0 | 0 | 0 | 0 | 0 | 0 | 0 | 0 | 0 | 0 | 0 | 0 | 0 | 0 | 0 | 0 | 0 | 0 | 0 | 0
[35 empty] | Commissioning Transfers | Long Jetty 33_11kV Tx2 | Long Jetty 66_11kV Tx2 | 0 | 0 | 0 | 0 | 0 | 0 | 0 | 0 | 0 | 0 | 0 | 0 | 0 | 0 | 0 | 0 | 0 | 0 | 0 | 0 | 0 | 0 | 0 | 0 | 0 | 0 | 0 | 0 | 0 | 0 | 0 | 0
| 0 | [33 empty] | Commissioning Transfers | Long Jetty 33_11kV Tx2 | Long Jetty 66_11kV Tx3 | 0 | 0 | 0 | 0 | 267.9938 | 0 | 0 | 0 | 0 | 0 | 0 | 0 | 0 | 0 | 0 | 0 | 0 | 0 | 0 | 0 | 0 | 0 | 0 | 0 | 0 | 0 | 0 | 0 | 0 | 0 | 0 | 0
| Diversity Factor: 0 | [33 empty] | Commissioning Transfers | Long Jetty 33_11kV Tx3 | Long Jetty 66_11kV Tx1 | 0 | 0 | 0 | 0 | 473.6729 | 0 | 0 | 0 | 0 | 0 | 0 | 0 | 0 | 0 | 0 | 0 | 0 | 0 | 0 | 0 | 0 | 0 | 0 | 0 | 0 | 0 | 0 | 0 | 0 | 0 | 0 | 0
[35 empty] | Commissioning Transfers | Long Jetty 33_11kV Tx3 | Long Jetty 66_11kV Tx2 | 0 | 0 | 0 | 0 | 0 | 0 | 0 | 0 | 0 | 0 | 0 | 0 | 0 | 0 | 0 | 0 | 0 | 0 | 0 | 0 | 0 | 0 | 0 | 0 | 0 | 0 | 0 | 0 | 0 | 0 | 0 | 0
[35 empty] | Commissioning Transfers | Long Jetty 33_11kV Tx3 | Long Jetty 66_11kV Tx3 | 0 | 0 | 0 | 0 | 267.9938 | 0 | 0 | 0 | 0 | 0 | 0 | 0 | 0 | 0 | 0 | 0 | 0 | 0 | 0 | 0 | 0 | 0 | 0 | 0 | 0 | 0 | 0 | 0 | 0 | 0 | 0 | 0
| 0 | [33 empty] | Econometric |  | Long Jetty 66_11kV Tx1 | 0 | 0 | 0 | 0 | 0 | 0 | 0 | 0 | 0 | 10.4668 | 18.6411 | 23.9803 | 35.0507 | 37.926 | 36.5848 | 35.1911 | 35.7266 | 36.2695 | 36.82 | 37.3782 | 37.9443 | 38.5182 | 39.1002 | 39.6902 | 40.2886 | 40.8952 | 41.5103 | 42.134 | 42.7663 | 43.4075 | 44.0575 | 44.7166
| Diversity Factor: 0 | [33 empty] | Econometric |  | Long Jetty 66_11kV Tx2 | 0 | 0 | 0 | 0 | 0 | 0 | 0 | 0 | 0 | 0 | 0 | 0 | 0 | 0 | 0 | 0 | 0 | 0 | 0 | 0 | 0 | 0 | 0 | 0 | 0 | 0 | 0 | 0 | 0 | 0 | 0 | 0
[35 empty] | Econometric |  | Long Jetty 66_11kV Tx3 | 0 | 0 | 0 | 0 | 0 | 0 | 0 | 0 | 0 | 5.9219 | 10.5467 | 13.5676 | 19.8309 | 21.4577 | 20.6989 | 19.9104 | 20.2133 | 20.5205 | 20.832 | 21.1478 | 21.468 | 21.7928 | 22.122 | 22.4559 | 22.7944 | 23.1376 | 23.4856 | 23.8385 | 24.1963 | 24.559 | 24.9268 | 25.2997
[35 empty] | Energy Efficiency |  | Long Jetty 66_11kV Tx1 | 0 | 0 | 0 | 0 | 0 | 0 | 0 | -1.9062 | -0.99431 | -7.9906 | -12.9495 | -20.1727 | -21.6224 | -13.4201 | -10.6484 | -12.0184 | -11.6479 | -13.2323 | -10.1922 | -10.4159 | -8.9704 | -8.1662 | -8.7686 | -9.3027 | -9.3027 | -9.3027 | -9.3027 | -9.3027 | -9.3027 | -9.3027 | -9.3027 | -9.3027
| 0 | [33 empty] | Energy Efficiency |  | Long Jetty 66_11kV Tx2 | 0 | 0 | 0 | 0 | 0 | 0 | 0 | 0 | 0 | 0 | 0 | 0 | 0 | 0 | 0 | 0 | 0 | 0 | 0 | 0 | 0 | 0 | 0 | 0 | 0 | 0 | 0 | 0 | 0 | 0 | 0 | 0
| Diversity Factor: 0 | [33 empty] | Energy Efficiency |  | Long Jetty 66_11kV Tx3 | 0 | 0 | 0 | 0 | 0 | 0 | 0 | -1.0785 | -0.56256 | -4.5209 | -7.3265 | -11.4133 | -12.2335 | -7.5928 | -6.0246 | -6.7998 | -6.5901 | -7.4865 | -5.7665 | -5.8931 | -5.0753 | -4.6203 | -4.9611 | -5.2632 | -5.2632 | -5.2632 | -5.2632 | -5.2632 | -5.2632 | -5.2632 | -5.2632 | -5.2632
[35 empty] | Solar PV |  | Long Jetty 66_11kV Tx1 | 0 | 0 | 0 | 0 | -0.73009 | -0.020448 | -4.4429 | -1.8125 | -2.033 | -2.2961 | -2.5194 | -2.6964 | -2.8406 | -2.9741 | -2.876 | -2.9217 | -2.2355 | -2.6777 | -2.6777 | -2.6777 | -2.6777 | -2.6777 | -2.6777 | -2.6777 | -2.6777 | -2.6777 | -2.6777 | -2.6777 | -2.6777 | -2.6777 | -2.6777 | -2.6777
[35 empty] | Solar PV |  | Long Jetty 66_11kV Tx2 | 0 | 0 | 0 | 0 | 0 | 0 | 0 | 0 | 0 | 0 | 0 | 0 | 0 | 0 | 0 | 0 | 0 | 0 | 0 | 0 | 0 | 0 | 0 | 0 | 0 | 0 | 0 | 0 | 0 | 0 | 0 | 0
| 0 | [33 empty] | Solar PV |  | Long Jetty 66_11kV Tx3 | 0 | 0 | 0 | 0 | -0.41307 | -0.011569 | -2.5137 | -1.0255 | -1.1502 | -1.2991 | -1.4254 | -1.5256 | -1.6072 | -1.6827 | -1.6272 | -1.653 | -1.2648 | -1.515 | -1.515 | -1.515 | -1.515 | -1.515 | -1.515 | -1.515 | -1.515 | -1.515 | -1.515 | -1.515 | -1.515 | -1.515 | -1.515 | -1.515
Diversity Factor: 0
0
Diversity Factor: 0
0
Diversity Factor: 0
| Weather Correction and Public Holiday Factors | [8 empty] | Forecast ROG
ROG Justification
| Actual loads for season 13/14 have been weather corrected by the following: | [6 empty] | -0.1858% |  | 7 year ROG ok, copied 66/11kV recent 3 years loads to 33/11kV | [59 empty] | 7 year ROG ok, copied 66/11kV recent 3 years loads to 33/11kV
1 | 2 | 3 | 4 | 5 | 6 | 7 | 8 | 9 | 10 | 14/15 | 15/16 | 16/17 | 17/18 | 18/19 | 19/20 | 20/21 | 21/22 | 22/23 | 23/24 | 24/25 | 25/26 | 26/27 | 27/28 | 28/29 | 29/30 | 30/31 | 31/32 | 32/33 | 33/34 | 34/35 | 35/36 | 36/37 | 37/38 | 38/39
0.96092 | 0.92337 | 0.89931 | 0.8876 | 0.8876 | 0.8876 | 0.8876 | 0.8876 | 0.8876 | 0.8876 | -3.908% | -3.908% | -2.605% | -1.302% | 0% | 0% | 0% | 0% | 0% | 0% | 0% | 0% | 0% | 0% | 0% | 0% | 0% | 0% | 0% | 0% | 0% | 0% | 0% | 0% | 0%
Substation Load Detail
[7 empty] | Units | 13/14 |  | 14/15 | 15/16 | 16/17 | 17/18 | 18/19 | 19/20 | 20/21 | 21/22 | 22/23 | 23/24 | 24/25 | 25/26 | 26/27 | 27/28 | 28/29 | 29/30 | 30/31 | 31/32 | 32/33 | 33/34 | 34/35 | 35/36 | 36/37 | 37/38 | 38/39
1 | Long Jetty 66_11kV | Compensated |  | Load (LV side) |  |  | Amps | 1777 | 1773.6992 | 1698.491 | 1627.251 | 1584.43 | 1567.463 | 1548.19 | 1564.768 | 1598.482 | 1634.59 | 1666.298 | 1700.5 | 1732.378 | 1769.879 | 1807.903 | 1849.077 | 1892.409 | 1935.708 | 1979.096 | 2023.42 | 2068.694 | 2114.932 | 2162.145 | 2210.349 | 2259.557 | 2309.783 | 2361.041
|  |  |  | Apparent Power |  |  | MVA | 33.8564 |  | 32.3606 | 31.0033 | 30.1874 | 29.8642 | 29.497 | 29.8128 | 30.4552 | 31.1431 | 31.7473 | 32.3989 | 33.0062 | 33.7207 | 34.4452 | 35.2296 | 36.0552 | 36.8802 | 37.7068 | 38.5513 | 39.4139 | 40.2949 | 41.1944 | 42.1128 | 43.0504 | 44.0073 | 44.9839
|  |  |  | Real Power |  |  | MW | 30.4708 | 30.4142 | 29.1245 | 27.903 | 27.1687 | 26.8778 | 26.5473 | 26.8316 | 27.4097 | 28.0288 | 28.5725 | 29.159 | 29.7056 | 30.3486 | 31.0007 | 31.7067 | 32.4497 | 33.1922 | 33.9362 | 34.6962 | 35.4725 | 36.2654 | 37.075 | 37.9015 | 38.7453 | 39.6065 | 40.4855
|  |  |  | Reactive Power |  |  | MVAr | 14.7577 |  | 14.1057 | 13.514 | 13.1584 | 13.0175 | 12.8574 | 12.9951 | 13.2751 | 13.575 | 13.8383 | 14.1223 | 14.3871 | 14.6985 | 15.0143 | 15.3562 | 15.7161 | 16.0757 | 16.436 | 16.8041 | 17.1801 | 17.5641 | 17.9562 | 18.3565 | 18.7652 | 19.1823 | 19.608
|  |  |  | Capacitors In Service |  |  | MVAr | 0 |  | 0 | 0 | 0 | 0 | 0 | 0 | 0 | 0 | 0 | 0 | 0 | 0 | 0 | 0 | 0 | 0 | 0 | 0 | 0 | 0 | 0 | 0 | 0 | 0 | 0
|  |  |  | PF |  |  |  | 0.9 |  | 0.9 | 0.9 | 0.9 | 0.9 | 0.9 | 0.9 | 0.9 | 0.9 | 0.9 | 0.9 | 0.9 | 0.9 | 0.9 | 0.9 | 0.9 | 0.9 | 0.9 | 0.9 | 0.9 | 0.9 | 0.9 | 0.9 | 0.9 | 0.9 | 0.9
0.92581 | Diversity Factor: 0.93 | Uncompensated |  | Reactive Power |  |  | MVAr | 14.7577 | 14.7302 | 14.1057 | 13.514 | 13.1584 | 13.0175 | 12.8574 | 12.9951 | 13.2751 | 13.575 | 13.8383 | 14.1223 | 14.3871 | 14.6985 | 15.0143 | 15.3562 | 15.7161 | 16.0757 | 16.436 | 16.8041 | 17.1801 | 17.5641 | 17.9562 | 18.3565 | 18.7652 | 19.1823 | 19.608
|  |  |  | PF |  |  |  | 0.9 |  | 0.9 | 0.9 | 0.9 | 0.9 | 0.9 | 0.9 | 0.9 | 0.9 | 0.9 | 0.9 | 0.9 | 0.9 | 0.9 | 0.9 | 0.9 | 0.9 | 0.9 | 0.9 | 0.9 | 0.9 | 0.9 | 0.9 | 0.9 | 0.9 | 0.9
[10 empty] | 1 | 2 | 3 | 4 | 5 | 6 | 7 | 8 | 9 | 10 | 11 | 12 | 13 | 14 | 15 | 16 | 17 | 18 | 19 | 20 | 21 | 22 | 23 | 24 | 25
Transformer Load Detail
[7 empty] | Units | 13/14 |  | 14/15 | 15/16 | 16/17 | 17/18 | 18/19 | 19/20 | 20/21 | 21/22 | 22/23 | 23/24 | 24/25 | 25/26 | 26/27 | 27/28 | 28/29 | 29/30 | 30/31 | 31/32 | 32/33 | 33/34 | 34/35 | 35/36 | 36/37 | 37/38 | 38/39
| 0 | Compensated |  | Load (LV side) |  |  | Amps
|  |  |  | Apparent Power |  |  | MVA
|  |  |  | Real Power |  |  | MW
|  |  |  | Reactive Power |  |  | MVAr
|  |  |  | Capacitors In Service |  |  | MVAr
PF
| Zone Div: | Uncompensated |  | Reactive Power |  |  | MVAr
PF
| 0 | Compensated |  | Load (LV side) |  |  | Amps
|  |  |  | Apparent Power |  |  | MVA
|  |  |  | Real Power |  |  | MW
|  |  |  | Reactive Power |  |  | MVAr
|  |  |  | Capacitors In Service |  |  | MVAr
PF
| Zone Div: | Uncompensated |  | Reactive Power |  |  | MVAr
PF
| 0 | Compensated |  | Load (LV side) |  |  | Amps
|  |  |  | Apparent Power |  |  | MVA
|  |  |  | Real Power |  |  | MW
|  |  |  | Reactive Power |  |  | MVAr
|  |  |  | Capacitors In Service |  |  | MVAr
PF
| Zone Div: | Uncompensated |  | Reactive Power |  |  | MVAr
PF
| 0 | Compensated |  | Load (LV side) |  |  | Amps
|  |  |  | Apparent Power |  |  | MVA
|  |  |  | Real Power |  |  | MW
|  |  |  | Reactive Power |  |  | MVAr
|  |  |  | Capacitors In Service |  |  | MVAr
PF
| Zone Div: | Uncompensated |  | Reactive Power |  |  | MVAr
PF
| 0 | Compensated |  | Load (LV side) |  |  | Amps
|  |  |  | Apparent Power |  |  | MVA
|  |  |  | Real Power |  |  | MW
|  |  |  | Reactive Power |  |  | MVAr
|  |  |  | Capacitors In Service |  |  | MVAr
PF
| Zone Div: | Uncompensated |  | Reactive Power |  |  | MVAr
PF
| 0 | Compensated |  | Load (LV side) |  |  | Amps
|  |  |  | Apparent Power |  |  | MVA
|  |  |  | Real Power |  |  | MW
|  |  |  | Reactive Power |  |  | MVAr
|  |  |  | Capacitors In Service |  |  | MVAr
PF
| Zone Div: | Uncompensated |  | Reactive Power |  |  | MVAr
PF
| 0 | Compensated |  | Load (LV side) |  |  | Amps
|  |  |  | Apparent Power |  |  | MVA
|  |  |  | Real Power |  |  | MW
|  |  |  | Reactive Power |  |  | MVAr
|  |  |  | Capacitors In Service |  |  | MVAr
PF
| Zone Div: | Uncompensated |  | Reactive Power |  |  | MVAr
PF
| 0 | Compensated |  | Load (LV side) |  |  | Amps
|  |  |  | Apparent Power |  |  | MVA
|  |  |  | Real Power |  |  | MW
|  |  |  | Reactive Power |  |  | MVAr
|  |  |  | Capacitors In Service |  |  | MVAr
PF
| Zone Div: | Uncompensated |  | Reactive Power |  |  | MVAr
PF
| 0 | Compensated |  | Load (LV side) |  |  | Amps
|  |  |  | Apparent Power |  |  | MVA
|  |  |  | Real Power |  |  | MW
|  |  |  | Reactive Power |  |  | MVAr
|  |  |  | Capacitors In Service |  |  | MVAr
PF
| Zone Div: | Uncompensated |  | Reactive Power |  |  | MVAr
PF
| 0 | Compensated |  | Load (LV side) |  |  | Amps
|  |  |  | Apparent Power |  |  | MVA
|  |  |  | Real Power |  |  | MW
|  |  |  | Reactive Power |  |  | MVAr
|  |  |  | Capacitors In Service |  |  | MVAr
PF
| Zone Div: | Uncompensated |  | Reactive Power |  |  | MVAr
PF

## Customer31
| Customer31 | [16 empty] | 2015 | SUMMER
| Substation Total Loads | [33 empty] | Spots & Transfers Detail
| Historical Loads | (33kV Amps) | [7 empty] | Weather Corrected Forecast Loads |  |  |  | (33kV Amps) | [20 empty] | Spots & Transfers Summary | (33kV Amps) |  | Historical Spots & Transfers | [6 empty] | Forecast Spots & Transfers
|  | 07/08 | 08/09 | 09/10 | 10/11 | 11/12 | 12/13 | 13/14 |  | 14/15 | 15/16 | 16/17 | 17/18 | 18/19 | 19/20 | 20/21 | 21/22 | 22/23 | 23/24 | 24/25 | 25/26 | 26/27 | 27/28 | 28/29 | 29/30 | 30/31 | 31/32 | 32/33 | 33/34 | 34/35 | 35/36 | 36/37 | 37/38 | 38/39 |  |  |  | 07/08 | 08/09 | 09/10 | 10/11 | 11/12 | 12/13 | 13/14 | 14/15 | 15/16 | 16/17 | 17/18 | 18/19 | 19/20 | 20/21 | 21/22 | 22/23 | 23/24 | 24/25 | 25/26 | 26/27 | 27/28 | 28/29 | 29/30 | 30/31 | 31/32 | 32/33 | 33/34 | 34/35 | 35/36 | 36/37 | 37/38 | 38/39
| Total |  |  |  | 82 | 50 | 109 | 52 |  | 52 | 52 | 52 | 52 | 52 | 52 | 52 | 52 | 52 | 52 | 52 | 52 | 52 | 52 | 52 | 52 | 52 | 52 | 52 | 52 | 52 | 52 | 52 | 52 | 52 |  |  | Total
Firm Rating
| Total Capacity | [36 empty] | 0 | 0 | 0 | 0 | 0 | 0 | 0 | 0 | 0 | 0 | 0 | 0 | 0 | 0 | 0 | 0 | 0 | 0 | 0 | 0 | 0 | 0 | 0 | 0 | 0 | 0 | 0 | 0 | 0 | 0 | 0 | 0
|  | -7 | -6 | -5 | -4 | -3 | -2 | -1 |  | 0 | 1 | 2 | 3 | 4 | 5 | 6 | 7 | 8 | 9 | 10 | 11 | 12 | 13 | 14 | 15 | 16 | 17 | 18 | 19 | 20 | 21 | 22 | 23 | 24 |  |  |  | 0 | 0 | 0 | 0 | 0 | 0 | 0 | 0 | 0 | 0 | 0 | 0 | 0 | 0 | 0 | 0 | 0 | 0 | 0 | 0 | 0 | 0 | 0 | 0 | 0 | 0 | 0 | 0 | 0 | 0 | 0 | 0
| Transformer Loads | [36 empty] | 0 | 0 | 0 | 0 | 0 | 0 | 0 | 0 | 0 | 0 | 0 | 0 | 0 | 0 | 0 | 0 | 0 | 0 | 0 | 0 | 0 | 0 | 0 | 0 | 0 | 0 | 0 | 0 | 0 | 0 | 0 | 0
| Historical Loads | (33kV Amps) | [7 empty] | Weather Corrected Forecast Loads |  |  |  | (33kV Amps) | [23 empty] | 0 | 0 | 0 | 0 | 0 | 0 | 0 | 0 | 0 | 0 | 0 | 0 | 0 | 0 | 0 | 0 | 0 | 0 | 0 | 0 | 0 | 0 | 0 | 0 | 0 | 0 | 0 | 0 | 0 | 0 | 0 | 0
|  | 07/08 | 08/09 | 09/10 | 10/11 | 11/12 | 12/13 | 13/14 |  | 14/15 | 15/16 | 16/17 | 17/18 | 18/19 | 19/20 | 20/21 | 21/22 | 22/23 | 23/24 | 24/25 | 25/26 | 26/27 | 27/28 | 28/29 | 29/30 | 30/31 | 31/32 | 32/33 | 33/34 | 34/35 | 35/36 | 36/37 | 37/38 | 38/39 |  |  |  | 0 | 0 | 0 | 0 | 0 | 0 | 0 | 0 | 0 | 0 | 0 | 0 | 0 | 0 | 0 | 0 | 0 | 0 | 0 | 0 | 0 | 0 | 0 | 0 | 0 | 0 | 0 | 0 | 0 | 0 | 0 | 0
| 0 | [36 empty] | 0 | 0 | 0 | 0 | 0 | 0 | 0 | 0 | 0 | 0 | 0 | 0 | 0 | 0 | 0 | 0 | 0 | 0 | 0 | 0 | 0 | 0 | 0 | 0 | 0 | 0 | 0 | 0 | 0 | 0 | 0 | 0
| Diversity Factor: 0 | [36 empty] | 0 | 0 | 0 | 0 | 0 | 0 | 0 | 0 | 0 | 0 | 0 | 0 | 0 | 0 | 0 | 0 | 0 | 0 | 0 | 0 | 0 | 0 | 0 | 0 | 0 | 0 | 0 | 0 | 0 | 0 | 0 | 0
[38 empty] | 0 | 0 | 0 | 0 | 0 | 0 | 0 | 0 | 0 | 0 | 0 | 0 | 0 | 0 | 0 | 0 | 0 | 0 | 0 | 0 | 0 | 0 | 0 | 0 | 0 | 0 | 0 | 0 | 0 | 0 | 0 | 0
[38 empty] | 0 | 0 | 0 | 0 | 0 | 0 | 0 | 0 | 0 | 0 | 0 | 0 | 0 | 0 | 0 | 0 | 0 | 0 | 0 | 0 | 0 | 0 | 0 | 0 | 0 | 0 | 0 | 0 | 0 | 0 | 0 | 0
| 0 | [36 empty] | 0 | 0 | 0 | 0 | 0 | 0 | 0 | 0 | 0 | 0 | 0 | 0 | 0 | 0 | 0 | 0 | 0 | 0 | 0 | 0 | 0 | 0 | 0 | 0 | 0 | 0 | 0 | 0 | 0 | 0 | 0 | 0
Diversity Factor: 0
[38 empty] | Historical Spots & Transfers | [6 empty] | Forecast Spots & Transfers
[35 empty] | Project Name | From | To | 07/08 | 08/09 | 09/10 | 10/11 | 11/12 | 12/13 | 13/14 | 14/15 | 15/16 | 16/17 | 17/18 | 18/19 | 19/20 | 20/21 | 21/22 | 22/23 | 23/24 | 24/25 | 25/26 | 26/27 | 27/28 | 28/29 | 29/30 | 30/31 | 31/32 | 32/33 | 33/34 | 34/35 | 35/36 | 36/37 | 37/38 | 38/39
0
Diversity Factor: 0
0
Diversity Factor: 0
0
Diversity Factor: 0
0
Diversity Factor: 0
0
Diversity Factor: 0
0
Diversity Factor: 0
0
Diversity Factor: 0
0
Diversity Factor: 0
| Weather Correction and Public Holiday Factors | [8 empty] | Forecast ROG
ROG Justification
| Actual loads for season 13/14 have been weather corrected by the following: | [6 empty] | 0% |  | N/A | [59 empty] | N/A
1 | 2 | 3 | 4 | 5 | 6 | 7 | 8 | 9 | 10 | 14/15 | 15/16 | 16/17 | 17/18 | 18/19 | 19/20 | 20/21 | 21/22 | 22/23 | 23/24 | 24/25 | 25/26 | 26/27 | 27/28 | 28/29 | 29/30 | 30/31 | 31/32 | 32/33 | 33/34 | 34/35 | 35/36 | 36/37 | 37/38 | 38/39
1 | 1 | 1 | 1 | 1 | 1 | 1 | 1 | 1 | 1 | 0% | 0% | 0% | 0% | 0% | 0% | 0% | 0% | 0% | 0% | 0% | 0% | 0% | 0% | 0% | 0% | 0% | 0% | 0% | 0% | 0% | 0% | 0% | 0% | 0%
Substation Load Detail
[7 empty] | Units | 13/14 |  | 14/15 | 15/16 | 16/17 | 17/18 | 18/19 | 19/20 | 20/21 | 21/22 | 22/23 | 23/24 | 24/25 | 25/26 | 26/27 | 27/28 | 28/29 | 29/30 | 30/31 | 31/32 | 32/33 | 33/34 | 34/35 | 35/36 | 36/37 | 37/38 | 38/39
1 | Customer31 | Compensated |  | Load (LV side) |  |  | Amps | 52 |  | 52 | 52 | 52 | 52 | 52 | 52 | 52 | 52 | 52 | 52 | 52 | 52 | 52 | 52 | 52 | 52 | 52 | 52 | 52 | 52 | 52 | 52 | 52 | 52 | 52
|  |  |  | Apparent Power |  |  | MVA | 2.9722 |  | 2.9722 | 2.9722 | 2.9722 | 2.9722 | 2.9722 | 2.9722 | 2.9722 | 2.9722 | 2.9722 | 2.9722 | 2.9722 | 2.9722 | 2.9722 | 2.9722 | 2.9722 | 2.9722 | 2.9722 | 2.9722 | 2.9722 | 2.9722 | 2.9722 | 2.9722 | 2.9722 | 2.9722 | 2.9722
|  |  |  | Real Power |  |  | MW | 2.675 |  | 2.675 | 2.675 | 2.675 | 2.675 | 2.675 | 2.675 | 2.675 | 2.675 | 2.675 | 2.675 | 2.675 | 2.675 | 2.675 | 2.675 | 2.675 | 2.675 | 2.675 | 2.675 | 2.675 | 2.675 | 2.675 | 2.675 | 2.675 | 2.675 | 2.675
|  |  |  | Reactive Power |  |  | MVAr | 1.2956 |  | 1.2956 | 1.2956 | 1.2956 | 1.2956 | 1.2956 | 1.2956 | 1.2956 | 1.2956 | 1.2956 | 1.2956 | 1.2956 | 1.2956 | 1.2956 | 1.2956 | 1.2956 | 1.2956 | 1.2956 | 1.2956 | 1.2956 | 1.2956 | 1.2956 | 1.2956 | 1.2956 | 1.2956 | 1.2956
|  |  |  | Capacitors In Service |  |  | MVAr | 0 |  | 0 | 0 | 0 | 0 | 0 | 0 | 0 | 0 | 0 | 0 | 0 | 0 | 0 | 0 | 0 | 0 | 0 | 0 | 0 | 0 | 0 | 0 | 0 | 0 | 0
|  |  |  | PF |  |  |  | 0.9 |  | 0.9 | 0.9 | 0.9 | 0.9 | 0.9 | 0.9 | 0.9 | 0.9 | 0.9 | 0.9 | 0.9 | 0.9 | 0.9 | 0.9 | 0.9 | 0.9 | 0.9 | 0.9 | 0.9 | 0.9 | 0.9 | 0.9 | 0.9 | 0.9 | 0.9
0.55062 | Diversity Factor: 0.55 | Uncompensated |  | Reactive Power |  |  | MVAr | 1.2956 |  | 1.2956 | 1.2956 | 1.2956 | 1.2956 | 1.2956 | 1.2956 | 1.2956 | 1.2956 | 1.2956 | 1.2956 | 1.2956 | 1.2956 | 1.2956 | 1.2956 | 1.2956 | 1.2956 | 1.2956 | 1.2956 | 1.2956 | 1.2956 | 1.2956 | 1.2956 | 1.2956 | 1.2956 | 1.2956
|  |  |  | PF |  |  |  | 0.9 |  | 0.9 | 0.9 | 0.9 | 0.9 | 0.9 | 0.9 | 0.9 | 0.9 | 0.9 | 0.9 | 0.9 | 0.9 | 0.9 | 0.9 | 0.9 | 0.9 | 0.9 | 0.9 | 0.9 | 0.9 | 0.9 | 0.9 | 0.9 | 0.9 | 0.9
[10 empty] | 1 | 2 | 3 | 4 | 5 | 6 | 7 | 8 | 9 | 10 | 11 | 12 | 13 | 14 | 15 | 16 | 17 | 18 | 19 | 20 | 21 | 22 | 23 | 24 | 25
Transformer Load Detail
[7 empty] | Units | 13/14 |  | 14/15 | 15/16 | 16/17 | 17/18 | 18/19 | 19/20 | 20/21 | 21/22 | 22/23 | 23/24 | 24/25 | 25/26 | 26/27 | 27/28 | 28/29 | 29/30 | 30/31 | 31/32 | 32/33 | 33/34 | 34/35 | 35/36 | 36/37 | 37/38 | 38/39
| 0 | Compensated |  | Load (LV side) |  |  | Amps
|  |  |  | Apparent Power |  |  | MVA
|  |  |  | Real Power |  |  | MW
|  |  |  | Reactive Power |  |  | MVAr
|  |  |  | Capacitors In Service |  |  | MVAr
PF
| Zone Div: | Uncompensated |  | Reactive Power |  |  | MVAr
PF
| 0 | Compensated |  | Load (LV side) |  |  | Amps
|  |  |  | Apparent Power |  |  | MVA
|  |  |  | Real Power |  |  | MW
|  |  |  | Reactive Power |  |  | MVAr
|  |  |  | Capacitors In Service |  |  | MVAr
PF
| Zone Div: | Uncompensated |  | Reactive Power |  |  | MVAr
PF
| 0 | Compensated |  | Load (LV side) |  |  | Amps
|  |  |  | Apparent Power |  |  | MVA
|  |  |  | Real Power |  |  | MW
|  |  |  | Reactive Power |  |  | MVAr
|  |  |  | Capacitors In Service |  |  | MVAr
PF
| Zone Div: | Uncompensated |  | Reactive Power |  |  | MVAr
PF
| 0 | Compensated |  | Load (LV side) |  |  | Amps
|  |  |  | Apparent Power |  |  | MVA
|  |  |  | Real Power |  |  | MW
|  |  |  | Reactive Power |  |  | MVAr
|  |  |  | Capacitors In Service |  |  | MVAr
PF
| Zone Div: | Uncompensated |  | Reactive Power |  |  | MVAr
PF
| 0 | Compensated |  | Load (LV side) |  |  | Amps
|  |  |  | Apparent Power |  |  | MVA
|  |  |  | Real Power |  |  | MW
|  |  |  | Reactive Power |  |  | MVAr
|  |  |  | Capacitors In Service |  |  | MVAr
PF
| Zone Div: | Uncompensated |  | Reactive Power |  |  | MVAr
PF
| 0 | Compensated |  | Load (LV side) |  |  | Amps
|  |  |  | Apparent Power |  |  | MVA
|  |  |  | Real Power |  |  | MW
|  |  |  | Reactive Power |  |  | MVAr
|  |  |  | Capacitors In Service |  |  | MVAr
PF
| Zone Div: | Uncompensated |  | Reactive Power |  |  | MVAr
PF
| 0 | Compensated |  | Load (LV side) |  |  | Amps
|  |  |  | Apparent Power |  |  | MVA
|  |  |  | Real Power |  |  | MW
|  |  |  | Reactive Power |  |  | MVAr
|  |  |  | Capacitors In Service |  |  | MVAr
PF
| Zone Div: | Uncompensated |  | Reactive Power |  |  | MVAr
PF
| 0 | Compensated |  | Load (LV side) |  |  | Amps
|  |  |  | Apparent Power |  |  | MVA
|  |  |  | Real Power |  |  | MW
|  |  |  | Reactive Power |  |  | MVAr
|  |  |  | Capacitors In Service |  |  | MVAr
PF
| Zone Div: | Uncompensated |  | Reactive Power |  |  | MVAr
PF
| 0 | Compensated |  | Load (LV side) |  |  | Amps
|  |  |  | Apparent Power |  |  | MVA
|  |  |  | Real Power |  |  | MW
|  |  |  | Reactive Power |  |  | MVAr
|  |  |  | Capacitors In Service |  |  | MVAr
PF
| Zone Div: | Uncompensated |  | Reactive Power |  |  | MVAr
PF
| 0 | Compensated |  | Load (LV side) |  |  | Amps
|  |  |  | Apparent Power |  |  | MVA
|  |  |  | Real Power |  |  | MW
|  |  |  | Reactive Power |  |  | MVAr
|  |  |  | Capacitors In Service |  |  | MVAr
PF
| Zone Div: | Uncompensated |  | Reactive Power |  |  | MVAr
PF

## Peats Ridge 33_11kV
| Peats Ridge 33_11kV | [16 empty] | 2015 | SUMMER
| Substation Total Loads | [33 empty] | Spots & Transfers Detail
| Historical Loads | (11kV Amps) | [7 empty] | Weather Corrected Forecast Loads |  |  |  | (11kV Amps) | [20 empty] | Spots & Transfers Summary | (11kV Amps) |  | Historical Spots & Transfers | [6 empty] | Forecast Spots & Transfers
|  | 07/08 | 08/09 | 09/10 | 10/11 | 11/12 | 12/13 | 13/14 |  | 14/15 | 15/16 | 16/17 | 17/18 | 18/19 | 19/20 | 20/21 | 21/22 | 22/23 | 23/24 | 24/25 | 25/26 | 26/27 | 27/28 | 28/29 | 29/30 | 30/31 | 31/32 | 32/33 | 33/34 | 34/35 | 35/36 | 36/37 | 37/38 | 38/39 |  |  |  | 07/08 | 08/09 | 09/10 | 10/11 | 11/12 | 12/13 | 13/14 | 14/15 | 15/16 | 16/17 | 17/18 | 18/19 | 19/20 | 20/21 | 21/22 | 22/23 | 23/24 | 24/25 | 25/26 | 26/27 | 27/28 | 28/29 | 29/30 | 30/31 | 31/32 | 32/33 | 33/34 | 34/35 | 35/36 | 36/37 | 37/38 | 38/39
| Total | 602 | 629 | 640 | 678 | 578 | 554 | 516 |  | 637.3265 | 631.8496 | 626.8094 | 622.5811 | 617.0714 | 613.816 | 614.5641 | 617.3801 | 619.423 | 622.5336 | 623.9299 | 626.9847 | 630.0166 | 634.2233 | 639.0704 | 643.7529 | 648.1691 | 652.7408 | 657.47 | 662.359 | 667.4099 | 672.6249 | 678.0064 | 683.5565 | 689.2776 |  |  | Total | 0 | 0 | 50 | -5.0424 | -153.9916 | -0.23986 | 24.3536 | 56.0402 | -3.6036 | -3.8021 | -3.6142 | -5.5097 | -3.2553 | 0.74809 | 2.816 | 2.0429 | 3.1106 | 1.3963 | 3.0548 | 3.0319 | 4.2067 | 4.8471 | 4.6824 | 4.4163 | 4.5717 | 4.7292 | 4.889 | 5.0509 | 5.215 | 5.3814 | 5.5501 | 5.7211
| Firm Rating | 0 | 0 | 0 | 0 | 0 | 0 | 800 |  | 800 | 800 | 800 | 800 | 800 | 800 | 800 | 800 | 800 | 800 | 800 | 800 | 800 | 800 | 800 | 800 | 800 | 800 | 800 | 800 | 800 | 800 | 800 | 800 | 800
| Total Capacity | 0 | 0 | 0 | 0 | 0 | 0 | 1530 |  | 1530 | 1530 | 1530 | 1530 | 1530 | 1530 | 1530 | 1530 | 1530 | 1530 | 1530 | 1530 | 1530 | 1530 | 1530 | 1530 | 1530 | 1530 | 1530 | 1530 | 1530 | 1530 | 1530 | 1530 | 1530 |  |  | Peats Ridge 33_11kV Tx1 | 0 | 0 | 26.2405 | -2.6463 | -80.8162 | -0.12588 | 12.781 | 29.4104 | -1.8912 | -1.9954 | -1.8968 | -2.8915 | -1.7084 | 0.3926 | 1.4779 | 1.0721 | 1.6325 | 0.73277 | 1.6032 | 1.5912 | 2.2077 | 2.5438 | 2.4574 | 2.3177 | 2.3993 | 2.4819 | 2.5658 | 2.6508 | 2.7369 | 2.8242 | 2.9128 | 3.0025
|  | -7 | -6 | -5 | -4 | -3 | -2 | -1 |  | 0 | 1 | 2 | 3 | 4 | 5 | 6 | 7 | 8 | 9 | 10 | 11 | 12 | 13 | 14 | 15 | 16 | 17 | 18 | 19 | 20 | 21 | 22 | 23 | 24 |  |  | Peats Ridge 33_11kV Tx2 | 0 | 0 | 23.7595 | -2.3961 | -73.1754 | -0.11398 | 11.5726 | 26.6298 | -1.7124 | -1.8067 | -1.7174 | -2.6182 | -1.5469 | 0.35548 | 1.3381 | 0.97075 | 1.4781 | 0.66349 | 1.4516 | 1.4407 | 1.999 | 2.3033 | 2.2251 | 2.0986 | 2.1724 | 2.2473 | 2.3232 | 2.4001 | 2.4781 | 2.5572 | 2.6374 | 2.7186
| Transformer Loads | [36 empty] | 0 | 0 | 0 | 0 | 0 | 0 | 0 | 0 | 0 | 0 | 0 | 0 | 0 | 0 | 0 | 0 | 0 | 0 | 0 | 0 | 0 | 0 | 0 | 0 | 0 | 0 | 0 | 0 | 0 | 0 | 0 | 0
| Historical Loads | (11kV Amps) | [7 empty] | 0: Weather Corrected Forecast Loads; 4: (11kV Amps) |  |  |  | 0 | 0 | 0 | 0 | 0 | 0 | 0 | 0 | 0 | 0 | 0 | 0 | 0 | 0 | 0 | 0 | 0 | 0 | 0 | 0 | 0 | 0 | 0 | 0 | 0 | 0 | 0 | 0 | 0 | 0 | 0 | 0
|  | 07/08 | 08/09 | 09/10 | 10/11 | 11/12 | 12/13 | 13/14 |  | 14/15 | 15/16 | 16/17 | 17/18 | 18/19 | 19/20 | 20/21 | 21/22 | 22/23 | 23/24 | 24/25 | 25/26 | 26/27 | 27/28 | 28/29 | 29/30 | 30/31 | 31/32 | 32/33 | 33/34 | 34/35 | 35/36 | 36/37 | 37/38 | 38/39 |  |  |  | 0 | 0 | 0 | 0 | 0 | 0 | 0 | 0 | 0 | 0 | 0 | 0 | 0 | 0 | 0 | 0 | 0 | 0 | 0 | 0 | 0 | 0 | 0 | 0 | 0 | 0 | 0 | 0 | 0 | 0 | 0 | 0
| 0 | [36 empty] | 0 | 0 | 0 | 0 | 0 | 0 | 0 | 0 | 0 | 0 | 0 | 0 | 0 | 0 | 0 | 0 | 0 | 0 | 0 | 0 | 0 | 0 | 0 | 0 | 0 | 0 | 0 | 0 | 0 | 0 | 0 | 0
| Diversity Factor: 0 | [36 empty] | 0 | 0 | 0 | 0 | 0 | 0 | 0 | 0 | 0 | 0 | 0 | 0 | 0 | 0 | 0 | 0 | 0 | 0 | 0 | 0 | 0 | 0 | 0 | 0 | 0 | 0 | 0 | 0 | 0 | 0 | 0 | 0
[38 empty] | 0 | 0 | 0 | 0 | 0 | 0 | 0 | 0 | 0 | 0 | 0 | 0 | 0 | 0 | 0 | 0 | 0 | 0 | 0 | 0 | 0 | 0 | 0 | 0 | 0 | 0 | 0 | 0 | 0 | 0 | 0 | 0
[38 empty] | 0 | 0 | 0 | 0 | 0 | 0 | 0 | 0 | 0 | 0 | 0 | 0 | 0 | 0 | 0 | 0 | 0 | 0 | 0 | 0 | 0 | 0 | 0 | 0 | 0 | 0 | 0 | 0 | 0 | 0 | 0 | 0
| 0 | [36 empty] | 0 | 0 | 0 | 0 | 0 | 0 | 0 | 0 | 0 | 0 | 0 | 0 | 0 | 0 | 0 | 0 | 0 | 0 | 0 | 0 | 0 | 0 | 0 | 0 | 0 | 0 | 0 | 0 | 0 | 0 | 0 | 0
Diversity Factor: 0
[38 empty] | Historical Spots & Transfers | [6 empty] | Forecast Spots & Transfers
[35 empty] | Project Name | From | To | 07/08 | 08/09 | 09/10 | 10/11 | 11/12 | 12/13 | 13/14 | 14/15 | 15/16 | 16/17 | 17/18 | 18/19 | 19/20 | 20/21 | 21/22 | 22/23 | 23/24 | 24/25 | 25/26 | 26/27 | 27/28 | 28/29 | 29/30 | 30/31 | 31/32 | 32/33 | 33/34 | 34/35 | 35/36 | 36/37 | 37/38 | 38/39
| 0 | [33 empty] | Broad based demand management |  | Peats Ridge 33_11kV Tx1 | 0 | 0 | 0 | 0 | 0 | 0 | 0 | -0.023036 | -0.046072 | -0.29947 | -0.55286 | -1.0598 | 0 | 0 | 0 | 0 | 0 | 0 | 0 | 0 | 0 | 0 | 0 | 0 | 0 | 0 | 0 | 0 | 0 | 0 | 0 | 0
| Diversity Factor: 0 | [33 empty] | Broad based demand management |  | Peats Ridge 33_11kV Tx2 | 0 | 0 | 0 | 0 | 0 | 0 | 0 | -0.020858 | -0.041716 | -0.27115 | -0.50059 | -0.95957 | 0 | 0 | 0 | 0 | 0 | 0 | 0 | 0 | 0 | 0 | 0 | 0 | 0 | 0 | 0 | 0 | 0 | 0 | 0 | 0
[35 empty] | DNP_ID: 6156. Zone Development of the Panel 2 Peats Ridge, and the Panel 14 & 17 Somersby Feeders.00 | Peats Ridge 33_11kV Tx1 | Somersby 132_11kV Tx2 | 0 | 0 | 0 | 0 | 78.7214 | 0 | 0 | 0 | 0 | 0 | 0 | 0 | 0 | 0 | 0 | 0 | 0 | 0 | 0 | 0 | 0 | 0 | 0 | 0 | 0 | 0 | 0 | 0 | 0 | 0 | 0 | 0
[35 empty] | DNP_ID: 6156. Zone Development of the Panel 2 Peats Ridge, and the Panel 14 & 17 Somersby Feeders.00 | Peats Ridge 33_11kV Tx2 | Somersby 132_11kV Tx2 | 0 | 0 | 0 | 0 | 71.2786 | 0 | 0 | 0 | 0 | 0 | 0 | 0 | 0 | 0 | 0 | 0 | 0 | 0 | 0 | 0 | 0 | 0 | 0 | 0 | 0 | 0 | 0 | 0 | 0 | 0 | 0 | 0
| 0 | [33 empty] | DNP_ID: 6397. West Gosford Panel 1 & Peats Ridge Panel 5 Feeder Open Point Changes | West Gosford 132_11kV Tx11 | Peats Ridge 33_11kV Tx1 | 0 | 0 | 26.2405 | 0 | 0 | 0 | 0 | 0 | 0 | 0 | 0 | 0 | 0 | 0 | 0 | 0 | 0 | 0 | 0 | 0 | 0 | 0 | 0 | 0 | 0 | 0 | 0 | 0 | 0 | 0 | 0 | 0
| Diversity Factor: 0 | [33 empty] | DNP_ID: 6397. West Gosford Panel 1 & Peats Ridge Panel 5 Feeder Open Point Changes | West Gosford 132_11kV Tx11 | Peats Ridge 33_11kV Tx2 | 0 | 0 | 23.7595 | 0 | 0 | 0 | 0 | 0 | 0 | 0 | 0 | 0 | 0 | 0 | 0 | 0 | 0 | 0 | 0 | 0 | 0 | 0 | 0 | 0 | 0 | 0 | 0 | 0 | 0 | 0 | 0 | 0
[35 empty] | HVCON_ID: 2011195. Establishment of S.49797 (Hanson Quarry No.2) and S.49798 (Hanson Quarry No.4), Hanson Kulnura Quarry 557 George Downes Dr, Kulnura |  | Peats Ridge 33_11kV Tx1 | 0 | 0 | 0 | 0 | 0 | 0 | 14.1698 | 31.751 | 0 | 0 | 0 | 0 | 0 | 0 | 0 | 0 | 0 | 0 | 0 | 0 | 0 | 0 | 0 | 0 | 0 | 0 | 0 | 0 | 0 | 0 | 0 | 0
[35 empty] | HVCON_ID: 2011195. Establishment of S.49797 (Hanson Quarry No.2) and S.49798 (Hanson Quarry No.4), Hanson Kulnura Quarry 557 George Downes Dr, Kulnura |  | Peats Ridge 33_11kV Tx2 | 0 | 0 | 0 | 0 | 0 | 0 | 12.8302 | 28.749 | 0 | 0 | 0 | 0 | 0 | 0 | 0 | 0 | 0 | 0 | 0 | 0 | 0 | 0 | 0 | 0 | 0 | 0 | 0 | 0 | 0 | 0 | 0 | 0
| 0 | [33 empty] | Econometric |  | Peats Ridge 33_11kV Tx1 | 0 | 0 | 0 | 0 | 0 | 0 | 0 | 0 | 0 | 1.7535 | 3.2502 | 4.4402 | 4.7765 | 4.9542 | 4.9438 | 4.9305 | 5.0036 | 5.0777 | 5.1528 | 5.229 | 5.3062 | 5.3845 | 5.4639 | 5.5443 | 5.6259 | 5.7086 | 5.7924 | 5.8774 | 5.9635 | 6.0508 | 6.1394 | 6.2291
| Diversity Factor: 0 | [33 empty] | Econometric |  | Peats Ridge 33_11kV Tx2 | 0 | 0 | 0 | 0 | 0 | 0 | 0 | 0 | 0 | 1.5877 | 2.9429 | 4.0204 | 4.3249 | 4.4858 | 4.4764 | 4.4643 | 4.5305 | 4.5976 | 4.6656 | 4.7346 | 4.8045 | 4.8754 | 4.9473 | 5.0201 | 5.094 | 5.1688 | 5.2447 | 5.3217 | 5.3997 | 5.4788 | 5.5589 | 5.6402
[35 empty] | Energy Efficiency |  | Peats Ridge 33_11kV Tx1 | 0 | 0 | 0 | 0 | 0 | 0 | 0 | -1.1047 | -0.48476 | -1.9131 | -2.9083 | -4.4678 | -4.5842 | -2.5715 | -1.5416 | -1.9034 | -1.8752 | -2.5532 | -1.7579 | -1.8461 | -1.3068 | -1.0489 | -1.2147 | -1.4349 | -1.4349 | -1.4349 | -1.4349 | -1.4349 | -1.4349 | -1.4349 | -1.4349 | -1.4349
[35 empty] | Energy Efficiency |  | Peats Ridge 33_11kV Tx2 | 0 | 0 | 0 | 0 | 0 | 0 | 0 | -1.0003 | -0.43893 | -1.7322 | -2.6333 | -4.0454 | -4.1508 | -2.3284 | -1.3958 | -1.7234 | -1.6979 | -2.3118 | -1.5917 | -1.6715 | -1.1832 | -0.94975 | -1.0999 | -1.2992 | -1.2992 | -1.2992 | -1.2992 | -1.2992 | -1.2992 | -1.2992 | -1.2992 | -1.2992
| 0 | [33 empty] | Solar PV |  | Peats Ridge 33_11kV Tx1 | 0 | 0 | 0 | -2.6463 | -2.0948 | -0.12588 | -1.3888 | -1.2128 | -1.3604 | -1.5364 | -1.6858 | -1.8042 | -1.9007 | -1.99 | -1.9244 | -1.955 | -1.4959 | -1.7917 | -1.7917 | -1.7917 | -1.7917 | -1.7917 | -1.7917 | -1.7917 | -1.7917 | -1.7917 | -1.7917 | -1.7917 | -1.7917 | -1.7917 | -1.7917 | -1.7917
| Diversity Factor: 0 | [33 empty] | Solar PV |  | Peats Ridge 33_11kV Tx2 | 0 | 0 | 0 | -2.3961 | -1.8968 | -0.11398 | -1.2575 | -1.0982 | -1.2317 | -1.3911 | -1.5264 | -1.6336 | -1.721 | -1.8019 | -1.7425 | -1.7701 | -1.3544 | -1.6223 | -1.6223 | -1.6223 | -1.6223 | -1.6223 | -1.6223 | -1.6223 | -1.6223 | -1.6223 | -1.6223 | -1.6223 | -1.6223 | -1.6223 | -1.6223 | -1.6223
0
Diversity Factor: 0
0
Diversity Factor: 0
0
Diversity Factor: 0
0
Diversity Factor: 0
| Weather Correction and Public Holiday Factors | [8 empty] | Forecast ROG
ROG Justification
| Actual loads for season 13/14 have been weather corrected by the following: | [6 empty] | 7.512% |  | 7 year ROG ok | [59 empty] | 7 year ROG ok
1 | 2 | 3 | 4 | 5 | 6 | 7 | 8 | 9 | 10 | 14/15 | 15/16 | 16/17 | 17/18 | 18/19 | 19/20 | 20/21 | 21/22 | 22/23 | 23/24 | 24/25 | 25/26 | 26/27 | 27/28 | 28/29 | 29/30 | 30/31 | 31/32 | 32/33 | 33/34 | 34/35 | 35/36 | 36/37 | 37/38 | 38/39
0.99707 | 0.99415 | 0.99221 | 0.99125 | 0.99125 | 0.99125 | 0.99125 | 0.99125 | 0.99125 | 0.99125 | -0.293% | -0.293% | -0.195% | -0.097% | 0% | 0% | 0% | 0% | 0% | 0% | 0% | 0% | 0% | 0% | 0% | 0% | 0% | 0% | 0% | 0% | 0% | 0% | 0% | 0% | 0%
Substation Load Detail
[7 empty] | Units | 13/14 |  | 14/15 | 15/16 | 16/17 | 17/18 | 18/19 | 19/20 | 20/21 | 21/22 | 22/23 | 23/24 | 24/25 | 25/26 | 26/27 | 27/28 | 28/29 | 29/30 | 30/31 | 31/32 | 32/33 | 33/34 | 34/35 | 35/36 | 36/37 | 37/38 | 38/39
1 | Peats Ridge 33_11kV | Compensated |  | Load (LV side) |  |  | Amps | 516 | 583 | 637.3265 | 631.8496 | 626.8094 | 622.5811 | 617.0714 | 613.816 | 614.5641 | 617.3801 | 619.423 | 622.5336 | 623.9299 | 626.9847 | 630.0166 | 634.2233 | 639.0704 | 643.7529 | 648.1691 | 652.7408 | 657.47 | 662.359 | 667.4099 | 672.6249 | 678.0064 | 683.5565 | 689.2776
|  |  |  | Apparent Power |  |  | MVA | 9.8311 |  | 12.1427 | 12.0383 | 11.9423 | 11.8618 | 11.7568 | 11.6948 | 11.709 | 11.7627 | 11.8016 | 11.8608 | 11.8875 | 11.9457 | 12.0034 | 12.0836 | 12.1759 | 12.2651 | 12.3493 | 12.4364 | 12.5265 | 12.6196 | 12.7159 | 12.8152 | 12.9177 | 13.0235 | 13.1325
|  |  |  | Real Power |  |  | MW | 9.4108 | 10.6327 | 11.6235 | 11.5236 | 11.4317 | 11.3546 | 11.2541 | 11.1947 | 11.2084 | 11.2597 | 11.297 | 11.3537 | 11.3792 | 11.4349 | 11.4902 | 11.5669 | 11.6553 | 11.7407 | 11.8212 | 11.9046 | 11.9909 | 12.08 | 12.1722 | 12.2673 | 12.3654 | 12.4666 | 12.571
|  |  |  | Reactive Power |  |  | MVAr | 2.844 |  | 3.5127 | 3.4825 | 3.4548 | 3.4315 | 3.4011 | 3.3832 | 3.3873 | 3.4028 | 3.4141 | 3.4312 | 3.4389 | 3.4557 | 3.4724 | 3.4956 | 3.5223 | 3.5482 | 3.5725 | 3.5977 | 3.6238 | 3.6507 | 3.6785 | 3.7073 | 3.7369 | 3.7675 | 3.7991
|  |  |  | Capacitors In Service |  |  | MVAr | 0 |  | 0 | 0 | 0 | 0 | 0 | 0 | 0 | 0 | 0 | 0 | 0 | 0 | 0 | 0 | 0 | 0 | 0 | 0 | 0 | 0 | 0 | 0 | 0 | 0 | 0
|  |  |  | PF |  |  |  | 0.95724 |  | 0.95724 | 0.95724 | 0.95724 | 0.95724 | 0.95724 | 0.95724 | 0.95724 | 0.95724 | 0.95724 | 0.95724 | 0.95724 | 0.95724 | 0.95724 | 0.95724 | 0.95724 | 0.95724 | 0.95724 | 0.95724 | 0.95724 | 0.95724 | 0.95724 | 0.95724 | 0.95724 | 0.95724 | 0.95724
0.86543 | Diversity Factor: 0.87 | Uncompensated |  | Reactive Power |  |  | MVAr | 2.844 | 3.2133 | 3.5127 | 3.4825 | 3.4548 | 3.4315 | 3.4011 | 3.3832 | 3.3873 | 3.4028 | 3.4141 | 3.4312 | 3.4389 | 3.4557 | 3.4724 | 3.4956 | 3.5223 | 3.5482 | 3.5725 | 3.5977 | 3.6238 | 3.6507 | 3.6785 | 3.7073 | 3.7369 | 3.7675 | 3.7991
|  |  |  | PF |  |  |  | 0.95724 |  | 0.95724 | 0.95724 | 0.95724 | 0.95724 | 0.95724 | 0.95724 | 0.95724 | 0.95724 | 0.95724 | 0.95724 | 0.95724 | 0.95724 | 0.95724 | 0.95724 | 0.95724 | 0.95724 | 0.95724 | 0.95724 | 0.95724 | 0.95724 | 0.95724 | 0.95724 | 0.95724 | 0.95724 | 0.95724
[10 empty] | 1 | 2 | 3 | 4 | 5 | 6 | 7 | 8 | 9 | 10 | 11 | 12 | 13 | 14 | 15 | 16 | 17 | 18 | 19 | 20 | 21 | 22 | 23 | 24 | 25
Transformer Load Detail
[7 empty] | Units | 13/14 |  | 14/15 | 15/16 | 16/17 | 17/18 | 18/19 | 19/20 | 20/21 | 21/22 | 22/23 | 23/24 | 24/25 | 25/26 | 26/27 | 27/28 | 28/29 | 29/30 | 30/31 | 31/32 | 32/33 | 33/34 | 34/35 | 35/36 | 36/37 | 37/38 | 38/39
| 0 | Compensated |  | Load (LV side) |  |  | Amps
|  |  |  | Apparent Power |  |  | MVA
|  |  |  | Real Power |  |  | MW
|  |  |  | Reactive Power |  |  | MVAr
|  |  |  | Capacitors In Service |  |  | MVAr
PF
| Zone Div: | Uncompensated |  | Reactive Power |  |  | MVAr
PF
| 0 | Compensated |  | Load (LV side) |  |  | Amps
|  |  |  | Apparent Power |  |  | MVA
|  |  |  | Real Power |  |  | MW
|  |  |  | Reactive Power |  |  | MVAr
|  |  |  | Capacitors In Service |  |  | MVAr
PF
| Zone Div: | Uncompensated |  | Reactive Power |  |  | MVAr
PF
| 0 | Compensated |  | Load (LV side) |  |  | Amps
|  |  |  | Apparent Power |  |  | MVA
|  |  |  | Real Power |  |  | MW
|  |  |  | Reactive Power |  |  | MVAr
|  |  |  | Capacitors In Service |  |  | MVAr
PF
| Zone Div: | Uncompensated |  | Reactive Power |  |  | MVAr
PF
| 0 | Compensated |  | Load (LV side) |  |  | Amps
|  |  |  | Apparent Power |  |  | MVA
|  |  |  | Real Power |  |  | MW
|  |  |  | Reactive Power |  |  | MVAr
|  |  |  | Capacitors In Service |  |  | MVAr
PF
| Zone Div: | Uncompensated |  | Reactive Power |  |  | MVAr
PF
| 0 | Compensated |  | Load (LV side) |  |  | Amps
|  |  |  | Apparent Power |  |  | MVA
|  |  |  | Real Power |  |  | MW
|  |  |  | Reactive Power |  |  | MVAr
|  |  |  | Capacitors In Service |  |  | MVAr
PF
| Zone Div: | Uncompensated |  | Reactive Power |  |  | MVAr
PF
| 0 | Compensated |  | Load (LV side) |  |  | Amps
|  |  |  | Apparent Power |  |  | MVA
|  |  |  | Real Power |  |  | MW
|  |  |  | Reactive Power |  |  | MVAr
|  |  |  | Capacitors In Service |  |  | MVAr
PF
| Zone Div: | Uncompensated |  | Reactive Power |  |  | MVAr
PF
| 0 | Compensated |  | Load (LV side) |  |  | Amps
|  |  |  | Apparent Power |  |  | MVA
|  |  |  | Real Power |  |  | MW
|  |  |  | Reactive Power |  |  | MVAr
|  |  |  | Capacitors In Service |  |  | MVAr
PF
| Zone Div: | Uncompensated |  | Reactive Power |  |  | MVAr
PF
| 0 | Compensated |  | Load (LV side) |  |  | Amps
|  |  |  | Apparent Power |  |  | MVA
|  |  |  | Real Power |  |  | MW
|  |  |  | Reactive Power |  |  | MVAr
|  |  |  | Capacitors In Service |  |  | MVAr
PF
| Zone Div: | Uncompensated |  | Reactive Power |  |  | MVAr
PF
| 0 | Compensated |  | Load (LV side) |  |  | Amps
|  |  |  | Apparent Power |  |  | MVA
|  |  |  | Real Power |  |  | MW
|  |  |  | Reactive Power |  |  | MVAr
|  |  |  | Capacitors In Service |  |  | MVAr
PF
| Zone Div: | Uncompensated |  | Reactive Power |  |  | MVAr
PF
| 0 | Compensated |  | Load (LV side) |  |  | Amps
|  |  |  | Apparent Power |  |  | MVA
|  |  |  | Real Power |  |  | MW
|  |  |  | Reactive Power |  |  | MVAr
|  |  |  | Capacitors In Service |  |  | MVAr
PF
| Zone Div: | Uncompensated |  | Reactive Power |  |  | MVAr
PF

## Customer32
| Customer32 | [16 empty] | 2015 | SUMMER
| Substation Total Loads | [33 empty] | Spots & Transfers Detail
| Historical Loads | (66kV Amps) | [7 empty] | Weather Corrected Forecast Loads |  |  |  | (66kV Amps) | [20 empty] | Spots & Transfers Summary | (66kV Amps) |  | Historical Spots & Transfers | [6 empty] | Forecast Spots & Transfers
|  | 07/08 | 08/09 | 09/10 | 10/11 | 11/12 | 12/13 | 13/14 |  | 14/15 | 15/16 | 16/17 | 17/18 | 18/19 | 19/20 | 20/21 | 21/22 | 22/23 | 23/24 | 24/25 | 25/26 | 26/27 | 27/28 | 28/29 | 29/30 | 30/31 | 31/32 | 32/33 | 33/34 | 34/35 | 35/36 | 36/37 | 37/38 | 38/39 |  |  |  | 07/08 | 08/09 | 09/10 | 10/11 | 11/12 | 12/13 | 13/14 | 14/15 | 15/16 | 16/17 | 17/18 | 18/19 | 19/20 | 20/21 | 21/22 | 22/23 | 23/24 | 24/25 | 25/26 | 26/27 | 27/28 | 28/29 | 29/30 | 30/31 | 31/32 | 32/33 | 33/34 | 34/35 | 35/36 | 36/37 | 37/38 | 38/39
| Total |  |  |  | 77 | 78 | 98 | 126 |  | 126 | 126 | 126 | 126 | 126 | 126 | 126 | 126 | 126 | 126 | 126 | 126 | 126 | 126 | 126 | 126 | 126 | 126 | 126 | 126 | 126 | 126 | 126 | 126 | 126 |  |  | Total
Firm Rating
| Total Capacity | [36 empty] | 0 | 0 | 0 | 0 | 0 | 0 | 0 | 0 | 0 | 0 | 0 | 0 | 0 | 0 | 0 | 0 | 0 | 0 | 0 | 0 | 0 | 0 | 0 | 0 | 0 | 0 | 0 | 0 | 0 | 0 | 0 | 0
|  | -7 | -6 | -5 | -4 | -3 | -2 | -1 |  | 0 | 1 | 2 | 3 | 4 | 5 | 6 | 7 | 8 | 9 | 10 | 11 | 12 | 13 | 14 | 15 | 16 | 17 | 18 | 19 | 20 | 21 | 22 | 23 | 24 |  |  |  | 0 | 0 | 0 | 0 | 0 | 0 | 0 | 0 | 0 | 0 | 0 | 0 | 0 | 0 | 0 | 0 | 0 | 0 | 0 | 0 | 0 | 0 | 0 | 0 | 0 | 0 | 0 | 0 | 0 | 0 | 0 | 0
| Transformer Loads | [36 empty] | 0 | 0 | 0 | 0 | 0 | 0 | 0 | 0 | 0 | 0 | 0 | 0 | 0 | 0 | 0 | 0 | 0 | 0 | 0 | 0 | 0 | 0 | 0 | 0 | 0 | 0 | 0 | 0 | 0 | 0 | 0 | 0
| Historical Loads | (66kV Amps) | [7 empty] | Weather Corrected Forecast Loads |  |  |  | (66kV Amps) | [23 empty] | 0 | 0 | 0 | 0 | 0 | 0 | 0 | 0 | 0 | 0 | 0 | 0 | 0 | 0 | 0 | 0 | 0 | 0 | 0 | 0 | 0 | 0 | 0 | 0 | 0 | 0 | 0 | 0 | 0 | 0 | 0 | 0
|  | 07/08 | 08/09 | 09/10 | 10/11 | 11/12 | 12/13 | 13/14 |  | 14/15 | 15/16 | 16/17 | 17/18 | 18/19 | 19/20 | 20/21 | 21/22 | 22/23 | 23/24 | 24/25 | 25/26 | 26/27 | 27/28 | 28/29 | 29/30 | 30/31 | 31/32 | 32/33 | 33/34 | 34/35 | 35/36 | 36/37 | 37/38 | 38/39 |  |  |  | 0 | 0 | 0 | 0 | 0 | 0 | 0 | 0 | 0 | 0 | 0 | 0 | 0 | 0 | 0 | 0 | 0 | 0 | 0 | 0 | 0 | 0 | 0 | 0 | 0 | 0 | 0 | 0 | 0 | 0 | 0 | 0
| 0 | [36 empty] | 0 | 0 | 0 | 0 | 0 | 0 | 0 | 0 | 0 | 0 | 0 | 0 | 0 | 0 | 0 | 0 | 0 | 0 | 0 | 0 | 0 | 0 | 0 | 0 | 0 | 0 | 0 | 0 | 0 | 0 | 0 | 0
| Diversity Factor: 0 | [36 empty] | 0 | 0 | 0 | 0 | 0 | 0 | 0 | 0 | 0 | 0 | 0 | 0 | 0 | 0 | 0 | 0 | 0 | 0 | 0 | 0 | 0 | 0 | 0 | 0 | 0 | 0 | 0 | 0 | 0 | 0 | 0 | 0
[38 empty] | 0 | 0 | 0 | 0 | 0 | 0 | 0 | 0 | 0 | 0 | 0 | 0 | 0 | 0 | 0 | 0 | 0 | 0 | 0 | 0 | 0 | 0 | 0 | 0 | 0 | 0 | 0 | 0 | 0 | 0 | 0 | 0
[38 empty] | 0 | 0 | 0 | 0 | 0 | 0 | 0 | 0 | 0 | 0 | 0 | 0 | 0 | 0 | 0 | 0 | 0 | 0 | 0 | 0 | 0 | 0 | 0 | 0 | 0 | 0 | 0 | 0 | 0 | 0 | 0 | 0
| 0 | [36 empty] | 0 | 0 | 0 | 0 | 0 | 0 | 0 | 0 | 0 | 0 | 0 | 0 | 0 | 0 | 0 | 0 | 0 | 0 | 0 | 0 | 0 | 0 | 0 | 0 | 0 | 0 | 0 | 0 | 0 | 0 | 0 | 0
Diversity Factor: 0
[38 empty] | Historical Spots & Transfers | [6 empty] | Forecast Spots & Transfers
[35 empty] | Project Name | From | To | 07/08 | 08/09 | 09/10 | 10/11 | 11/12 | 12/13 | 13/14 | 14/15 | 15/16 | 16/17 | 17/18 | 18/19 | 19/20 | 20/21 | 21/22 | 22/23 | 23/24 | 24/25 | 25/26 | 26/27 | 27/28 | 28/29 | 29/30 | 30/31 | 31/32 | 32/33 | 33/34 | 34/35 | 35/36 | 36/37 | 37/38 | 38/39
0
Diversity Factor: 0
0
Diversity Factor: 0
0
Diversity Factor: 0
0
Diversity Factor: 0
0
Diversity Factor: 0
0
Diversity Factor: 0
0
Diversity Factor: 0
0
Diversity Factor: 0
| Weather Correction and Public Holiday Factors | [8 empty] | Forecast ROG
ROG Justification
| Actual loads for season 13/14 have been weather corrected by the following: | [6 empty] | 0% |  | N/A | [59 empty] | N/A
1 | 2 | 3 | 4 | 5 | 6 | 7 | 8 | 9 | 10 | 14/15 | 15/16 | 16/17 | 17/18 | 18/19 | 19/20 | 20/21 | 21/22 | 22/23 | 23/24 | 24/25 | 25/26 | 26/27 | 27/28 | 28/29 | 29/30 | 30/31 | 31/32 | 32/33 | 33/34 | 34/35 | 35/36 | 36/37 | 37/38 | 38/39
1 | 1 | 1 | 1 | 1 | 1 | 1 | 1 | 1 | 1 | 0% | 0% | 0% | 0% | 0% | 0% | 0% | 0% | 0% | 0% | 0% | 0% | 0% | 0% | 0% | 0% | 0% | 0% | 0% | 0% | 0% | 0% | 0% | 0% | 0%
Substation Load Detail
[7 empty] | Units | 13/14 |  | 14/15 | 15/16 | 16/17 | 17/18 | 18/19 | 19/20 | 20/21 | 21/22 | 22/23 | 23/24 | 24/25 | 25/26 | 26/27 | 27/28 | 28/29 | 29/30 | 30/31 | 31/32 | 32/33 | 33/34 | 34/35 | 35/36 | 36/37 | 37/38 | 38/39
1 | Customer32 | Compensated |  | Load (LV side) |  |  | Amps | 126 |  | 126 | 126 | 126 | 126 | 126 | 126 | 126 | 126 | 126 | 126 | 126 | 126 | 126 | 126 | 126 | 126 | 126 | 126 | 126 | 126 | 126 | 126 | 126 | 126 | 126
|  |  |  | Apparent Power |  |  | MVA | 14.4037 |  | 14.4037 | 14.4037 | 14.4037 | 14.4037 | 14.4037 | 14.4037 | 14.4037 | 14.4037 | 14.4037 | 14.4037 | 14.4037 | 14.4037 | 14.4037 | 14.4037 | 14.4037 | 14.4037 | 14.4037 | 14.4037 | 14.4037 | 14.4037 | 14.4037 | 14.4037 | 14.4037 | 14.4037 | 14.4037
|  |  |  | Real Power |  |  | MW | 12.9634 |  | 12.9634 | 12.9634 | 12.9634 | 12.9634 | 12.9634 | 12.9634 | 12.9634 | 12.9634 | 12.9634 | 12.9634 | 12.9634 | 12.9634 | 12.9634 | 12.9634 | 12.9634 | 12.9634 | 12.9634 | 12.9634 | 12.9634 | 12.9634 | 12.9634 | 12.9634 | 12.9634 | 12.9634 | 12.9634
|  |  |  | Reactive Power |  |  | MVAr | 6.2784 |  | 6.2784 | 6.2784 | 6.2784 | 6.2784 | 6.2784 | 6.2784 | 6.2784 | 6.2784 | 6.2784 | 6.2784 | 6.2784 | 6.2784 | 6.2784 | 6.2784 | 6.2784 | 6.2784 | 6.2784 | 6.2784 | 6.2784 | 6.2784 | 6.2784 | 6.2784 | 6.2784 | 6.2784 | 6.2784
|  |  |  | Capacitors In Service |  |  | MVAr | 0 |  | 0 | 0 | 0 | 0 | 0 | 0 | 0 | 0 | 0 | 0 | 0 | 0 | 0 | 0 | 0 | 0 | 0 | 0 | 0 | 0 | 0 | 0 | 0 | 0 | 0
|  |  |  | PF |  |  |  | 0.9 |  | 0.9 | 0.9 | 0.9 | 0.9 | 0.9 | 0.9 | 0.9 | 0.9 | 0.9 | 0.9 | 0.9 | 0.9 | 0.9 | 0.9 | 0.9 | 0.9 | 0.9 | 0.9 | 0.9 | 0.9 | 0.9 | 0.9 | 0.9 | 0.9 | 0.9
0.71263 | Diversity Factor: 0.71 | Uncompensated |  | Reactive Power |  |  | MVAr | 6.2784 |  | 6.2784 | 6.2784 | 6.2784 | 6.2784 | 6.2784 | 6.2784 | 6.2784 | 6.2784 | 6.2784 | 6.2784 | 6.2784 | 6.2784 | 6.2784 | 6.2784 | 6.2784 | 6.2784 | 6.2784 | 6.2784 | 6.2784 | 6.2784 | 6.2784 | 6.2784 | 6.2784 | 6.2784 | 6.2784
|  |  |  | PF |  |  |  | 0.9 |  | 0.9 | 0.9 | 0.9 | 0.9 | 0.9 | 0.9 | 0.9 | 0.9 | 0.9 | 0.9 | 0.9 | 0.9 | 0.9 | 0.9 | 0.9 | 0.9 | 0.9 | 0.9 | 0.9 | 0.9 | 0.9 | 0.9 | 0.9 | 0.9 | 0.9
[10 empty] | 1 | 2 | 3 | 4 | 5 | 6 | 7 | 8 | 9 | 10 | 11 | 12 | 13 | 14 | 15 | 16 | 17 | 18 | 19 | 20 | 21 | 22 | 23 | 24 | 25
Transformer Load Detail
[7 empty] | Units | 13/14 |  | 14/15 | 15/16 | 16/17 | 17/18 | 18/19 | 19/20 | 20/21 | 21/22 | 22/23 | 23/24 | 24/25 | 25/26 | 26/27 | 27/28 | 28/29 | 29/30 | 30/31 | 31/32 | 32/33 | 33/34 | 34/35 | 35/36 | 36/37 | 37/38 | 38/39
| 0 | Compensated |  | Load (LV side) |  |  | Amps
|  |  |  | Apparent Power |  |  | MVA
|  |  |  | Real Power |  |  | MW
|  |  |  | Reactive Power |  |  | MVAr
|  |  |  | Capacitors In Service |  |  | MVAr
PF
| Zone Div: | Uncompensated |  | Reactive Power |  |  | MVAr
PF
| 0 | Compensated |  | Load (LV side) |  |  | Amps
|  |  |  | Apparent Power |  |  | MVA
|  |  |  | Real Power |  |  | MW
|  |  |  | Reactive Power |  |  | MVAr
|  |  |  | Capacitors In Service |  |  | MVAr
PF
| Zone Div: | Uncompensated |  | Reactive Power |  |  | MVAr
PF
| 0 | Compensated |  | Load (LV side) |  |  | Amps
|  |  |  | Apparent Power |  |  | MVA
|  |  |  | Real Power |  |  | MW
|  |  |  | Reactive Power |  |  | MVAr
|  |  |  | Capacitors In Service |  |  | MVAr
PF
| Zone Div: | Uncompensated |  | Reactive Power |  |  | MVAr
PF
| 0 | Compensated |  | Load (LV side) |  |  | Amps
|  |  |  | Apparent Power |  |  | MVA
|  |  |  | Real Power |  |  | MW
|  |  |  | Reactive Power |  |  | MVAr
|  |  |  | Capacitors In Service |  |  | MVAr
PF
| Zone Div: | Uncompensated |  | Reactive Power |  |  | MVAr
PF
| 0 | Compensated |  | Load (LV side) |  |  | Amps
|  |  |  | Apparent Power |  |  | MVA
|  |  |  | Real Power |  |  | MW
|  |  |  | Reactive Power |  |  | MVAr
|  |  |  | Capacitors In Service |  |  | MVAr
PF
| Zone Div: | Uncompensated |  | Reactive Power |  |  | MVAr
PF
| 0 | Compensated |  | Load (LV side) |  |  | Amps
|  |  |  | Apparent Power |  |  | MVA
|  |  |  | Real Power |  |  | MW
|  |  |  | Reactive Power |  |  | MVAr
|  |  |  | Capacitors In Service |  |  | MVAr
PF
| Zone Div: | Uncompensated |  | Reactive Power |  |  | MVAr
PF
| 0 | Compensated |  | Load (LV side) |  |  | Amps
|  |  |  | Apparent Power |  |  | MVA
|  |  |  | Real Power |  |  | MW
|  |  |  | Reactive Power |  |  | MVAr
|  |  |  | Capacitors In Service |  |  | MVAr
PF
| Zone Div: | Uncompensated |  | Reactive Power |  |  | MVAr
PF
| 0 | Compensated |  | Load (LV side) |  |  | Amps
|  |  |  | Apparent Power |  |  | MVA
|  |  |  | Real Power |  |  | MW
|  |  |  | Reactive Power |  |  | MVAr
|  |  |  | Capacitors In Service |  |  | MVAr
PF
| Zone Div: | Uncompensated |  | Reactive Power |  |  | MVAr
PF
| 0 | Compensated |  | Load (LV side) |  |  | Amps
|  |  |  | Apparent Power |  |  | MVA
|  |  |  | Real Power |  |  | MW
|  |  |  | Reactive Power |  |  | MVAr
|  |  |  | Capacitors In Service |  |  | MVAr
PF
| Zone Div: | Uncompensated |  | Reactive Power |  |  | MVAr
PF
| 0 | Compensated |  | Load (LV side) |  |  | Amps
|  |  |  | Apparent Power |  |  | MVA
|  |  |  | Real Power |  |  | MW
|  |  |  | Reactive Power |  |  | MVAr
|  |  |  | Capacitors In Service |  |  | MVAr
PF
| Zone Div: | Uncompensated |  | Reactive Power |  |  | MVAr
PF

## Somersby 132_11kV
| Somersby 132_11kV | [16 empty] | 2015 | SUMMER
| Substation Total Loads | [33 empty] | Spots & Transfers Detail
| Historical Loads | (11kV Amps) | [7 empty] | Weather Corrected Forecast Loads |  |  |  | (11kV Amps) | [20 empty] | Spots & Transfers Summary | (11kV Amps) |  | Historical Spots & Transfers | [6 empty] | Forecast Spots & Transfers
|  | 07/08 | 08/09 | 09/10 | 10/11 | 11/12 | 12/13 | 13/14 |  | 14/15 | 15/16 | 16/17 | 17/18 | 18/19 | 19/20 | 20/21 | 21/22 | 22/23 | 23/24 | 24/25 | 25/26 | 26/27 | 27/28 | 28/29 | 29/30 | 30/31 | 31/32 | 32/33 | 33/34 | 34/35 | 35/36 | 36/37 | 37/38 | 38/39 |  |  |  | 07/08 | 08/09 | 09/10 | 10/11 | 11/12 | 12/13 | 13/14 | 14/15 | 15/16 | 16/17 | 17/18 | 18/19 | 19/20 | 20/21 | 21/22 | 22/23 | 23/24 | 24/25 | 25/26 | 26/27 | 27/28 | 28/29 | 29/30 | 30/31 | 31/32 | 32/33 | 33/34 | 34/35 | 35/36 | 36/37 | 37/38 | 38/39
| Total | 860 | 1038 | 1008 | 1007.089 | 878 | 903 | 855 |  | 824.0533 | 773.8587 | 736.4668 | 711.1144 | 694.3642 | 686.004 | 686.043 | 690.9229 | 694.1346 | 699.7739 | 701.2594 | 706.3063 | 711.2361 | 718.8341 | 727.8287 | 736.4175 | 744.3088 | 752.4957 | 760.982 | 769.7719 | 778.8693 | 788.2784 | 798.0033 | 808.0482 | 818.4175 |  |  | Total | 0 | 0 | 0 | -5.6601 | 142.9647 | -4.2582 | 51.5155 | -10.9966 | -8.9919 | -11.5967 | -13.0779 | -16.7502 | -8.3603 | 0.039043 | 4.8799 | 3.2117 | 5.6394 | 1.4855 | 5.0469 | 4.9297 | 7.598 | 8.9946 | 8.5888 | 7.8913 | 8.1868 | 8.4864 | 8.7899 | 9.0974 | 9.4091 | 9.7249 | 10.045 | 10.3693
| Firm Rating | 0 | 0 | 0 | 0 | 0 | 0 | 2724 |  | 2724 | 2724 | 2724 | 2724 | 2724 | 2724 | 2724 | 2724 | 2724 | 2724 | 2724 | 2724 | 2724 | 2724 | 2724 | 2724 | 2724 | 2724 | 2724 | 2724 | 2724 | 2724 | 2724 | 2724 | 2724
| Total Capacity | 0 | 0 | 0 | 0 | 0 | 0 | 5487 |  | 5487 | 5487 | 5487 | 5487 | 5487 | 5487 | 5487 | 5487 | 5487 | 5487 | 5487 | 5487 | 5487 | 5487 | 5487 | 5487 | 5487 | 5487 | 5487 | 5487 | 5487 | 5487 | 5487 | 5487 | 5487 |  |  | Somersby 132_11kV Tx1 | 0 | 0 | 100 | -2.9293 | -3.6409 | -2.2037 | -5.9435 | -5.691 | -4.6535 | -6.0015 | -6.7681 | -8.6686 | -4.3266 | 0.020206 | 2.5254 | 1.6621 | 2.9185 | 0.76878 | 2.6119 | 2.5513 | 3.9322 | 4.6549 | 4.4449 | 4.0839 | 4.2369 | 4.3919 | 4.549 | 4.7081 | 4.8694 | 5.0329 | 5.1985 | 5.3663
|  | -7 | -6 | -5 | -4 | -3 | -2 | -1 |  | 0 | 1 | 2 | 3 | 4 | 5 | 6 | 7 | 8 | 9 | 10 | 11 | 12 | 13 | 14 | 15 | 16 | 17 | 18 | 19 | 20 | 21 | 22 | 23 | 24 |  |  | Somersby 132_11kV Tx2 | 0 | 0 | -100 | -2.7309 | 146.6056 | -2.0545 | 57.459 | -5.3056 | -4.3384 | -5.5951 | -6.3098 | -8.0816 | -4.0336 | 0.018837 | 2.3544 | 1.5496 | 2.7209 | 0.71672 | 2.435 | 2.3785 | 3.6659 | 4.3397 | 4.1439 | 3.8074 | 3.95 | 4.0945 | 4.2409 | 4.3893 | 4.5397 | 4.692 | 4.8465 | 5.0029
| Transformer Loads | [36 empty] | 0 | 0 | 0 | 0 | 0 | 0 | 0 | 0 | 0 | 0 | 0 | 0 | 0 | 0 | 0 | 0 | 0 | 0 | 0 | 0 | 0 | 0 | 0 | 0 | 0 | 0 | 0 | 0 | 0 | 0 | 0 | 0
| Historical Loads | (11kV Amps) | [7 empty] | 0: Weather Corrected Forecast Loads; 4: (11kV Amps) |  |  |  | 0 | 0 | 0 | 0 | 0 | 0 | 0 | 0 | 0 | 0 | 0 | 0 | 0 | 0 | 0 | 0 | 0 | 0 | 0 | 0 | 0 | 0 | 0 | 0 | 0 | 0 | 0 | 0 | 0 | 0 | 0 | 0
|  | 07/08 | 08/09 | 09/10 | 10/11 | 11/12 | 12/13 | 13/14 |  | 14/15 | 15/16 | 16/17 | 17/18 | 18/19 | 19/20 | 20/21 | 21/22 | 22/23 | 23/24 | 24/25 | 25/26 | 26/27 | 27/28 | 28/29 | 29/30 | 30/31 | 31/32 | 32/33 | 33/34 | 34/35 | 35/36 | 36/37 | 37/38 | 38/39 |  |  |  | 0 | 0 | 0 | 0 | 0 | 0 | 0 | 0 | 0 | 0 | 0 | 0 | 0 | 0 | 0 | 0 | 0 | 0 | 0 | 0 | 0 | 0 | 0 | 0 | 0 | 0 | 0 | 0 | 0 | 0 | 0 | 0
| 0 | [36 empty] | 0 | 0 | 0 | 0 | 0 | 0 | 0 | 0 | 0 | 0 | 0 | 0 | 0 | 0 | 0 | 0 | 0 | 0 | 0 | 0 | 0 | 0 | 0 | 0 | 0 | 0 | 0 | 0 | 0 | 0 | 0 | 0
| Diversity Factor: 0 | [36 empty] | 0 | 0 | 0 | 0 | 0 | 0 | 0 | 0 | 0 | 0 | 0 | 0 | 0 | 0 | 0 | 0 | 0 | 0 | 0 | 0 | 0 | 0 | 0 | 0 | 0 | 0 | 0 | 0 | 0 | 0 | 0 | 0
[38 empty] | 0 | 0 | 0 | 0 | 0 | 0 | 0 | 0 | 0 | 0 | 0 | 0 | 0 | 0 | 0 | 0 | 0 | 0 | 0 | 0 | 0 | 0 | 0 | 0 | 0 | 0 | 0 | 0 | 0 | 0 | 0 | 0
[38 empty] | 0 | 0 | 0 | 0 | 0 | 0 | 0 | 0 | 0 | 0 | 0 | 0 | 0 | 0 | 0 | 0 | 0 | 0 | 0 | 0 | 0 | 0 | 0 | 0 | 0 | 0 | 0 | 0 | 0 | 0 | 0 | 0
| 0 | [36 empty] | 0 | 0 | 0 | 0 | 0 | 0 | 0 | 0 | 0 | 0 | 0 | 0 | 0 | 0 | 0 | 0 | 0 | 0 | 0 | 0 | 0 | 0 | 0 | 0 | 0 | 0 | 0 | 0 | 0 | 0 | 0 | 0
Diversity Factor: 0
[38 empty] | Historical Spots & Transfers | [6 empty] | Forecast Spots & Transfers
[35 empty] | Project Name | From | To | 07/08 | 08/09 | 09/10 | 10/11 | 11/12 | 12/13 | 13/14 | 14/15 | 15/16 | 16/17 | 17/18 | 18/19 | 19/20 | 20/21 | 21/22 | 22/23 | 23/24 | 24/25 | 25/26 | 26/27 | 27/28 | 28/29 | 29/30 | 30/31 | 31/32 | 32/33 | 33/34 | 34/35 | 35/36 | 36/37 | 37/38 | 38/39
| 0 | [33 empty] | Broad based demand management |  | Somersby 132_11kV Tx1 | 0 | 0 | 0 | 0 | 0 | 0 | 0 | -0.1312 | -0.26241 | -1.7057 | -3.1489 | -4.1599 | 0 | 0 | 0 | 0 | 0 | 0 | 0 | 0 | 0 | 0 | 0 | 0 | 0 | 0 | 0 | 0 | 0 | 0 | 0 | 0
| Diversity Factor: 0 | [33 empty] | Broad based demand management |  | Somersby 132_11kV Tx2 | 0 | 0 | 0 | 0 | 0 | 0 | 0 | -0.12232 | -0.24464 | -1.5902 | -2.9357 | -3.8782 | 0 | 0 | 0 | 0 | 0 | 0 | 0 | 0 | 0 | 0 | 0 | 0 | 0 | 0 | 0 | 0 | 0 | 0 | 0 | 0
[35 empty] | DNP_ID: 6156. Zone Development of the Panel 2 Peats Ridge, and the Panel 14 & 17 Somersby Feeders.00 | Peats Ridge 33_11kV Tx1 | Somersby 132_11kV Tx2 | 0 | 0 | 0 | 0 | 78.7214 | 0 | 0 | 0 | 0 | 0 | 0 | 0 | 0 | 0 | 0 | 0 | 0 | 0 | 0 | 0 | 0 | 0 | 0 | 0 | 0 | 0 | 0 | 0 | 0 | 0 | 0 | 0
[35 empty] | DNP_ID: 6156. Zone Development of the Panel 2 Peats Ridge, and the Panel 14 & 17 Somersby Feeders.00 | Peats Ridge 33_11kV Tx2 | Somersby 132_11kV Tx2 | 0 | 0 | 0 | 0 | 71.2786 | 0 | 0 | 0 | 0 | 0 | 0 | 0 | 0 | 0 | 0 | 0 | 0 | 0 | 0 | 0 | 0 | 0 | 0 | 0 | 0 | 0 | 0 | 0 | 0 | 0 | 0 | 0
| 0 | [33 empty] | DNP_ID: 6289. Somersby Zone Development - 2007 (Panel 5, 8, 10,12, and 14 feeders). | Somersby 132_11kV Tx2 | Somersby 132_11kV Tx1 | 0 | 0 | 100 | 0 | 0 | 0 | 0 | 0 | 0 | 0 | 0 | 0 | 0 | 0 | 0 | 0 | 0 | 0 | 0 | 0 | 0 | 0 | 0 | 0 | 0 | 0 | 0 | 0 | 0 | 0 | 0 | 0
| Diversity Factor: 0 | [33 empty] | HVCON_ID: 2011516. Establish S.50579 Peats Ridge Darkinjung 0.1, Lot 151 Peats Ridge Road, Calga, Rocla Quary Stage 1 |  | Somersby 132_11kV Tx2 | 0 | 0 | 0 | 0 | 0 | 0 | 63 | 0 | 0 | 0 | 0 | 0 | 0 | 0 | 0 | 0 | 0 | 0 | 0 | 0 | 0 | 0 | 0 | 0 | 0 | 0 | 0 | 0 | 0 | 0 | 0 | 0
[35 empty] | Econometric |  | Somersby 132_11kV Tx1 | 0 | 0 | 0 | 0 | 0 | 0 | 0 | 0 | 0 | 3.3671 | 6.3761 | 8.9386 | 9.4664 | 9.7863 | 9.7765 | 9.7621 | 9.8996 | 10.039 | 10.1802 | 10.3233 | 10.4683 | 10.6153 | 10.7643 | 10.9152 | 11.0681 | 11.2231 | 11.3802 | 11.5394 | 11.7007 | 11.8641 | 12.0298 | 12.1976
[35 empty] | Econometric |  | Somersby 132_11kV Tx2 | 0 | 0 | 0 | 0 | 0 | 0 | 0 | 0 | 0 | 3.1391 | 5.9443 | 8.3332 | 8.8253 | 9.1236 | 9.1144 | 9.101 | 9.2292 | 9.3591 | 9.4908 | 9.6242 | 9.7594 | 9.8964 | 10.0353 | 10.176 | 10.3186 | 10.4631 | 10.6095 | 10.7579 | 10.9083 | 11.0607 | 11.2151 | 11.3716
| 0 | [33 empty] | Energy Efficiency |  | Somersby 132_11kV Tx1 | 0 | 0 | 0 | 0 | 0 | 0 | 0 | -2.6714 | -1.1513 | -4.004 | -5.9804 | -9.1503 | -9.2662 | -5.0266 | -2.6679 | -3.444 | -3.4186 | -5.003 | -3.3011 | -3.5048 | -2.269 | -1.6932 | -2.0521 | -2.564 | -2.564 | -2.564 | -2.564 | -2.564 | -2.564 | -2.564 | -2.564 | -2.564
| Diversity Factor: 0 | [33 empty] | Energy Efficiency |  | Somersby 132_11kV Tx2 | 0 | 0 | 0 | 0 | 0 | 0 | 0 | -2.4905 | -1.0733 | -3.7328 | -5.5754 | -8.5307 | -8.6387 | -4.6862 | -2.4872 | -3.2108 | -3.1871 | -4.6642 | -3.0775 | -3.2675 | -2.1153 | -1.5785 | -1.9132 | -2.3904 | -2.3904 | -2.3904 | -2.3904 | -2.3904 | -2.3904 | -2.3904 | -2.3904 | -2.3904
[35 empty] | Solar PV |  | Somersby 132_11kV Tx1 | 0 | 0 | 0 | -2.9293 | -3.6409 | -2.2037 | -5.9435 | -2.8884 | -3.2398 | -3.659 | -4.0149 | -4.2969 | -4.5268 | -4.7395 | -4.5831 | -4.656 | -3.5625 | -4.2672 | -4.2672 | -4.2672 | -4.2672 | -4.2672 | -4.2672 | -4.2672 | -4.2672 | -4.2672 | -4.2672 | -4.2672 | -4.2672 | -4.2672 | -4.2672 | -4.2672
[35 empty] | Solar PV |  | Somersby 132_11kV Tx2 | 0 | 0 | 0 | -2.7309 | -3.3944 | -2.0545 | -5.541 | -2.6928 | -3.0204 | -3.4112 | -3.743 | -4.006 | -4.2202 | -4.4185 | -4.2728 | -4.3407 | -3.3213 | -3.9782 | -3.9782 | -3.9782 | -3.9782 | -3.9782 | -3.9782 | -3.9782 | -3.9782 | -3.9782 | -3.9782 | -3.9782 | -3.9782 | -3.9782 | -3.9782 | -3.9782
0
Diversity Factor: 0
0
Diversity Factor: 0
0
Diversity Factor: 0
0
Diversity Factor: 0
0
Diversity Factor: 0
| Weather Correction and Public Holiday Factors | [8 empty] | Forecast ROG
ROG Justification
| Actual loads for season 13/14 have been weather corrected by the following: | [6 empty] | 1.875% |  | Rog Capped +/-5% | [59 empty] | Rog Capped +/-5%
1 | 2 | 3 | 4 | 5 | 6 | 7 | 8 | 9 | 10 | 14/15 | 15/16 | 16/17 | 17/18 | 18/19 | 19/20 | 20/21 | 21/22 | 22/23 | 23/24 | 24/25 | 25/26 | 26/27 | 27/28 | 28/29 | 29/30 | 30/31 | 31/32 | 32/33 | 33/34 | 34/35 | 35/36 | 36/37 | 37/38 | 38/39
0.95 | 0.9025 | 0.87242 | 0.85789 | 0.85789 | 0.85789 | 0.85789 | 0.85789 | 0.85789 | 0.85789 | -5% | -5% | -3.333% | -1.666% | 0% | 0% | 0% | 0% | 0% | 0% | 0% | 0% | 0% | 0% | 0% | 0% | 0% | 0% | 0% | 0% | 0% | 0% | 0% | 0% | 0%
Substation Load Detail
[7 empty] | Units | 13/14 |  | 14/15 | 15/16 | 16/17 | 17/18 | 18/19 | 19/20 | 20/21 | 21/22 | 22/23 | 23/24 | 24/25 | 25/26 | 26/27 | 27/28 | 28/29 | 29/30 | 30/31 | 31/32 | 32/33 | 33/34 | 34/35 | 35/36 | 36/37 | 37/38 | 38/39
1 | Somersby 132_11kV | Compensated |  | Load (LV side) |  |  | Amps | 855 | 879 | 824.0533 | 773.8587 | 736.4668 | 711.1144 | 694.3642 | 686.004 | 686.043 | 690.9229 | 694.1346 | 699.7739 | 701.2594 | 706.3063 | 711.2361 | 718.8341 | 727.8287 | 736.4175 | 744.3088 | 752.4957 | 760.982 | 769.7719 | 778.8693 | 788.2784 | 798.0033 | 808.0482 | 818.4175
|  |  |  | Apparent Power |  |  | MVA | 16.2899 |  | 15.7003 | 14.744 | 14.0316 | 13.5485 | 13.2294 | 13.0701 | 13.0709 | 13.1638 | 13.225 | 13.3325 | 13.3608 | 13.4569 | 13.5509 | 13.6956 | 13.867 | 14.0306 | 14.181 | 14.337 | 14.4986 | 14.6661 | 14.8394 | 15.0187 | 15.204 | 15.3954 | 15.5929
|  |  |  | Real Power |  |  | MW | 14.8238 | 15.24 | 14.2873 | 13.417 | 12.7687 | 12.3292 | 12.0388 | 11.8938 | 11.8945 | 11.9791 | 12.0348 | 12.1326 | 12.1583 | 12.2458 | 12.3313 | 12.463 | 12.619 | 12.7679 | 12.9047 | 13.0466 | 13.1938 | 13.3462 | 13.5039 | 13.667 | 13.8356 | 14.0098 | 14.1896
|  |  |  | Reactive Power |  |  | MVAr | 6.7539 |  | 6.5095 | 6.113 | 5.8176 | 5.6173 | 5.485 | 5.419 | 5.4193 | 5.4578 | 5.4832 | 5.5278 | 5.5395 | 5.5794 | 5.6183 | 5.6783 | 5.7494 | 5.8172 | 5.8796 | 5.9442 | 6.0113 | 6.0807 | 6.1526 | 6.2269 | 6.3037 | 6.3831 | 6.465
|  |  |  | Capacitors In Service |  |  | MVAr | 0 |  | 0 | 0 | 0 | 0 | 0 | 0 | 0 | 0 | 0 | 0 | 0 | 0 | 0 | 0 | 0 | 0 | 0 | 0 | 0 | 0 | 0 | 0 | 0 | 0 | 0
|  |  |  | PF |  |  |  | 0.91 |  | 0.91 | 0.91 | 0.91 | 0.91 | 0.91 | 0.91 | 0.91 | 0.91 | 0.91 | 0.91 | 0.91 | 0.91 | 0.91 | 0.91 | 0.91 | 0.91 | 0.91 | 0.91 | 0.91 | 0.91 | 0.91 | 0.91 | 0.91 | 0.91 | 0.91
0.88301 | Diversity Factor: 0.88 | Uncompensated |  | Reactive Power |  |  | MVAr | 6.7539 | 6.9435 | 6.5095 | 6.113 | 5.8176 | 5.6173 | 5.485 | 5.419 | 5.4193 | 5.4578 | 5.4832 | 5.5278 | 5.5395 | 5.5794 | 5.6183 | 5.6783 | 5.7494 | 5.8172 | 5.8796 | 5.9442 | 6.0113 | 6.0807 | 6.1526 | 6.2269 | 6.3037 | 6.3831 | 6.465
|  |  |  | PF |  |  |  | 0.91 |  | 0.91 | 0.91 | 0.91 | 0.91 | 0.91 | 0.91 | 0.91 | 0.91 | 0.91 | 0.91 | 0.91 | 0.91 | 0.91 | 0.91 | 0.91 | 0.91 | 0.91 | 0.91 | 0.91 | 0.91 | 0.91 | 0.91 | 0.91 | 0.91 | 0.91
[10 empty] | 1 | 2 | 3 | 4 | 5 | 6 | 7 | 8 | 9 | 10 | 11 | 12 | 13 | 14 | 15 | 16 | 17 | 18 | 19 | 20 | 21 | 22 | 23 | 24 | 25
Transformer Load Detail
[7 empty] | Units | 13/14 |  | 14/15 | 15/16 | 16/17 | 17/18 | 18/19 | 19/20 | 20/21 | 21/22 | 22/23 | 23/24 | 24/25 | 25/26 | 26/27 | 27/28 | 28/29 | 29/30 | 30/31 | 31/32 | 32/33 | 33/34 | 34/35 | 35/36 | 36/37 | 37/38 | 38/39
| 0 | Compensated |  | Load (LV side) |  |  | Amps
|  |  |  | Apparent Power |  |  | MVA
|  |  |  | Real Power |  |  | MW
|  |  |  | Reactive Power |  |  | MVAr
|  |  |  | Capacitors In Service |  |  | MVAr
PF
| Zone Div: | Uncompensated |  | Reactive Power |  |  | MVAr
PF
| 0 | Compensated |  | Load (LV side) |  |  | Amps
|  |  |  | Apparent Power |  |  | MVA
|  |  |  | Real Power |  |  | MW
|  |  |  | Reactive Power |  |  | MVAr
|  |  |  | Capacitors In Service |  |  | MVAr
PF
| Zone Div: | Uncompensated |  | Reactive Power |  |  | MVAr
PF
| 0 | Compensated |  | Load (LV side) |  |  | Amps
|  |  |  | Apparent Power |  |  | MVA
|  |  |  | Real Power |  |  | MW
|  |  |  | Reactive Power |  |  | MVAr
|  |  |  | Capacitors In Service |  |  | MVAr
PF
| Zone Div: | Uncompensated |  | Reactive Power |  |  | MVAr
PF
| 0 | Compensated |  | Load (LV side) |  |  | Amps
|  |  |  | Apparent Power |  |  | MVA
|  |  |  | Real Power |  |  | MW
|  |  |  | Reactive Power |  |  | MVAr
|  |  |  | Capacitors In Service |  |  | MVAr
PF
| Zone Div: | Uncompensated |  | Reactive Power |  |  | MVAr
PF
| 0 | Compensated |  | Load (LV side) |  |  | Amps
|  |  |  | Apparent Power |  |  | MVA
|  |  |  | Real Power |  |  | MW
|  |  |  | Reactive Power |  |  | MVAr
|  |  |  | Capacitors In Service |  |  | MVAr
PF
| Zone Div: | Uncompensated |  | Reactive Power |  |  | MVAr
PF
| 0 | Compensated |  | Load (LV side) |  |  | Amps
|  |  |  | Apparent Power |  |  | MVA
|  |  |  | Real Power |  |  | MW
|  |  |  | Reactive Power |  |  | MVAr
|  |  |  | Capacitors In Service |  |  | MVAr
PF
| Zone Div: | Uncompensated |  | Reactive Power |  |  | MVAr
PF
| 0 | Compensated |  | Load (LV side) |  |  | Amps
|  |  |  | Apparent Power |  |  | MVA
|  |  |  | Real Power |  |  | MW
|  |  |  | Reactive Power |  |  | MVAr
|  |  |  | Capacitors In Service |  |  | MVAr
PF
| Zone Div: | Uncompensated |  | Reactive Power |  |  | MVAr
PF
| 0 | Compensated |  | Load (LV side) |  |  | Amps
|  |  |  | Apparent Power |  |  | MVA
|  |  |  | Real Power |  |  | MW
|  |  |  | Reactive Power |  |  | MVAr
|  |  |  | Capacitors In Service |  |  | MVAr
PF
| Zone Div: | Uncompensated |  | Reactive Power |  |  | MVAr
PF
| 0 | Compensated |  | Load (LV side) |  |  | Amps
|  |  |  | Apparent Power |  |  | MVA
|  |  |  | Real Power |  |  | MW
|  |  |  | Reactive Power |  |  | MVAr
|  |  |  | Capacitors In Service |  |  | MVAr
PF
| Zone Div: | Uncompensated |  | Reactive Power |  |  | MVAr
PF
| 0 | Compensated |  | Load (LV side) |  |  | Amps
|  |  |  | Apparent Power |  |  | MVA
|  |  |  | Real Power |  |  | MW
|  |  |  | Reactive Power |  |  | MVAr
|  |  |  | Capacitors In Service |  |  | MVAr
PF
| Zone Div: | Uncompensated |  | Reactive Power |  |  | MVAr
PF

## Umina 66_11kV
| Umina 66_11kV | [16 empty] | 2015 | SUMMER
| Substation Total Loads | [33 empty] | Spots & Transfers Detail
| Historical Loads | (11kV Amps) | [7 empty] | Weather Corrected Forecast Loads |  |  |  | (11kV Amps) | [20 empty] | Spots & Transfers Summary | (11kV Amps) |  | Historical Spots & Transfers | [6 empty] | Forecast Spots & Transfers
|  | 07/08 | 08/09 | 09/10 | 10/11 | 11/12 | 12/13 | 13/14 |  | 14/15 | 15/16 | 16/17 | 17/18 | 18/19 | 19/20 | 20/21 | 21/22 | 22/23 | 23/24 | 24/25 | 25/26 | 26/27 | 27/28 | 28/29 | 29/30 | 30/31 | 31/32 | 32/33 | 33/34 | 34/35 | 35/36 | 36/37 | 37/38 | 38/39 |  |  |  | 07/08 | 08/09 | 09/10 | 10/11 | 11/12 | 12/13 | 13/14 | 14/15 | 15/16 | 16/17 | 17/18 | 18/19 | 19/20 | 20/21 | 21/22 | 22/23 | 23/24 | 24/25 | 25/26 | 26/27 | 27/28 | 28/29 | 29/30 | 30/31 | 31/32 | 32/33 | 33/34 | 34/35 | 35/36 | 36/37 | 37/38 | 38/39
| Total | 1423 | 1877 | 1722 | 1881 | 1417 | 1829 | 1385 |  | 1393.531 | 1356.978 | 1337.598 | 1334.037 | 1325.046 | 1333.945 | 1352.644 | 1372.427 | 1390.076 | 1408.779 | 1426.998 | 1448.462 | 1470.313 | 1493.708 | 1518.288 | 1542.899 | 1567.741 | 1593.156 | 1619.152 | 1645.738 | 1672.922 | 1700.712 | 1729.118 | 1758.149 | 1787.813 |  |  | Total | 0 | 36 | 0 | -0.047763 | 0 | -0.043039 | -0.51542 | -70.8529 | -0.74933 | 3.8632 | 7.8944 | -8.9906 | 8.8992 | 18.699 | 19.7825 | 17.6493 | 18.703 | 18.2183 | 21.4646 | 21.8505 | 23.3959 | 24.5791 | 24.6113 | 24.8422 | 25.415 | 25.9962 | 26.5857 | 27.1838 | 27.7906 | 28.4061 | 29.0305 | 29.6639
| Firm Rating | 0 | 0 | 0 | 0 | 0 | 0 | 3087 |  | 3087 | 3087 | 3087 | 3087 | 3087 | 3087 | 3087 | 3087 | 3087 | 3087 | 3087 | 3087 | 3087 | 3087 | 3087 | 3087 | 3087 | 3087 | 3087 | 3087 | 3087 | 3087 | 3087 | 3087 | 3087
| Total Capacity | 0 | 0 | 0 | 0 | 0 | 0 | 5074 |  | 5074 | 5074 | 5074 | 5074 | 5074 | 5074 | 5074 | 5074 | 5074 | 5074 | 5074 | 5074 | 5074 | 5074 | 5074 | 5074 | 5074 | 5074 | 5074 | 5074 | 5074 | 5074 | 5074 | 5074 | 5074 |  |  | Umina 66_11kV Tx1 | 0 | 103 | 0 | -0.01413 | 0 | -95.0127 | -0.15248 | -0.25233 | -0.22168 | 1.1429 | 2.3355 | -2.6598 | 2.6328 | 5.532 | 5.8526 | 5.2215 | 5.5332 | 5.3898 | 6.3502 | 6.4644 | 6.9216 | 7.2716 | 7.2811 | 7.3494 | 7.5189 | 7.6908 | 7.8653 | 8.0422 | 8.2217 | 8.4038 | 8.5885 | 8.7759
|  | -7 | -6 | -5 | -4 | -3 | -2 | -1 |  | 0 | 1 | 2 | 3 | 4 | 5 | 6 | 7 | 8 | 9 | 10 | 11 | 12 | 13 | 14 | 15 | 16 | 17 | 18 | 19 | 20 | 21 | 22 | 23 | 24 |  |  | Umina 66_11kV Tx2 | 0 | -67 | 0 | -0.013035 | 0 | -770.0117 | -0.14067 | -0.23278 | -0.20451 | 1.0543 | 2.1546 | -2.4537 | 2.4288 | 5.1034 | 5.3991 | 4.8169 | 5.1045 | 4.9722 | 5.8582 | 5.9635 | 6.3853 | 6.7082 | 6.717 | 6.78 | 6.9363 | 7.0949 | 7.2559 | 7.4191 | 7.5847 | 7.7527 | 7.9231 | 8.0959
| Transformer Loads | [35 empty] | Umina 66_11kV Tx3 | 0 | 0 | 0 | -0.020597 | 0 | 864.9814 | -0.22226 | -70.3678 | -0.32313 | 1.6659 | 3.4043 | -3.877 | 3.8376 | 8.0636 | 8.5309 | 7.6109 | 8.0653 | 7.8563 | 9.2562 | 9.4226 | 10.0891 | 10.5993 | 10.6132 | 10.7128 | 10.9598 | 11.2104 | 11.4646 | 11.7225 | 11.9842 | 12.2496 | 12.5189 | 12.792
| Historical Loads | (11kV Amps) | [7 empty] | 0: Weather Corrected Forecast Loads; 4: (11kV Amps) |  |  |  | 0 | 0 | 0 | 0 | 0 | 0 | 0 | 0 | 0 | 0 | 0 | 0 | 0 | 0 | 0 | 0 | 0 | 0 | 0 | 0 | 0 | 0 | 0 | 0 | 0 | 0 | 0 | 0 | 0 | 0 | 0 | 0
|  | 07/08 | 08/09 | 09/10 | 10/11 | 11/12 | 12/13 | 13/14 |  | 14/15 | 15/16 | 16/17 | 17/18 | 18/19 | 19/20 | 20/21 | 21/22 | 22/23 | 23/24 | 24/25 | 25/26 | 26/27 | 27/28 | 28/29 | 29/30 | 30/31 | 31/32 | 32/33 | 33/34 | 34/35 | 35/36 | 36/37 | 37/38 | 38/39 |  |  |  | 0 | 0 | 0 | 0 | 0 | 0 | 0 | 0 | 0 | 0 | 0 | 0 | 0 | 0 | 0 | 0 | 0 | 0 | 0 | 0 | 0 | 0 | 0 | 0 | 0 | 0 | 0 | 0 | 0 | 0 | 0 | 0
| 0 | [36 empty] | 0 | 0 | 0 | 0 | 0 | 0 | 0 | 0 | 0 | 0 | 0 | 0 | 0 | 0 | 0 | 0 | 0 | 0 | 0 | 0 | 0 | 0 | 0 | 0 | 0 | 0 | 0 | 0 | 0 | 0 | 0 | 0
| Diversity Factor: 0 | [36 empty] | 0 | 0 | 0 | 0 | 0 | 0 | 0 | 0 | 0 | 0 | 0 | 0 | 0 | 0 | 0 | 0 | 0 | 0 | 0 | 0 | 0 | 0 | 0 | 0 | 0 | 0 | 0 | 0 | 0 | 0 | 0 | 0
[38 empty] | 0 | 0 | 0 | 0 | 0 | 0 | 0 | 0 | 0 | 0 | 0 | 0 | 0 | 0 | 0 | 0 | 0 | 0 | 0 | 0 | 0 | 0 | 0 | 0 | 0 | 0 | 0 | 0 | 0 | 0 | 0 | 0
[38 empty] | 0 | 0 | 0 | 0 | 0 | 0 | 0 | 0 | 0 | 0 | 0 | 0 | 0 | 0 | 0 | 0 | 0 | 0 | 0 | 0 | 0 | 0 | 0 | 0 | 0 | 0 | 0 | 0 | 0 | 0 | 0 | 0
| 0 | [36 empty] | 0 | 0 | 0 | 0 | 0 | 0 | 0 | 0 | 0 | 0 | 0 | 0 | 0 | 0 | 0 | 0 | 0 | 0 | 0 | 0 | 0 | 0 | 0 | 0 | 0 | 0 | 0 | 0 | 0 | 0 | 0 | 0
Diversity Factor: 0
[38 empty] | Historical Spots & Transfers | [6 empty] | Forecast Spots & Transfers
[35 empty] | Project Name | From | To | 07/08 | 08/09 | 09/10 | 10/11 | 11/12 | 12/13 | 13/14 | 14/15 | 15/16 | 16/17 | 17/18 | 18/19 | 19/20 | 20/21 | 21/22 | 22/23 | 23/24 | 24/25 | 25/26 | 26/27 | 27/28 | 28/29 | 29/30 | 30/31 | 31/32 | 32/33 | 33/34 | 34/35 | 35/36 | 36/37 | 37/38 | 38/39
| 0 | [33 empty] | Broad based demand management |  | Umina 66_11kV Tx1 | 0 | 0 | 0 | 0 | 0 | 0 | 0 | 0 | 0 | 0 | 0 | -4.5792 | 0 | 0 | 0 | 0 | 0 | 0 | 0 | 0 | 0 | 0 | 0 | 0 | 0 | 0 | 0 | 0 | 0 | 0 | 0 | 0
| Diversity Factor: 0 | [33 empty] | Broad based demand management |  | Umina 66_11kV Tx2 | 0 | 0 | 0 | 0 | 0 | 0 | 0 | 0 | 0 | 0 | 0 | -4.2244 | 0 | 0 | 0 | 0 | 0 | 0 | 0 | 0 | 0 | 0 | 0 | 0 | 0 | 0 | 0 | 0 | 0 | 0 | 0 | 0
[35 empty] | Broad based demand management |  | Umina 66_11kV Tx3 | 0 | 0 | 0 | 0 | 0 | 0 | 0 | 0 | 0 | 0 | 0 | -6.6747 | 0 | 0 | 0 | 0 | 0 | 0 | 0 | 0 | 0 | 0 | 0 | 0 | 0 | 0 | 0 | 0 | 0 | 0 | 0 | 0
[35 empty] | DNP_ID: 6148. Woy Woy Zone Development - Panels 6 and 16 Feeders | Umina 66_11kV Tx2 | Umina 66_11kV Tx1 | 0 | 48 | 0 | 0 | 0 | 0 | 0 | 0 | 0 | 0 | 0 | 0 | 0 | 0 | 0 | 0 | 0 | 0 | 0 | 0 | 0 | 0 | 0 | 0 | 0 | 0 | 0 | 0 | 0 | 0 | 0 | 0
| 0 | [33 empty] | DNP_ID: 6148. Woy Woy Zone Development - Panels 6 and 16 Feeders | Woy Woy 66_11kV Tx1 | Umina 66_11kV Tx2 | 0 | 26 | 0 | 0 | 0 | 0 | 0 | 0 | 0 | 0 | 0 | 0 | 0 | 0 | 0 | 0 | 0 | 0 | 0 | 0 | 0 | 0 | 0 | 0 | 0 | 0 | 0 | 0 | 0 | 0 | 0 | 0
| Diversity Factor: 0 | [33 empty] | DNP_ID: 6148. Woy Woy Zone Development - Panels 6 and 16 Feeders | Woy Woy 66_11kV Tx2 | Umina 66_11kV Tx1 | 0 | 55 | 0 | 0 | 0 | 0 | 0 | 0 | 0 | 0 | 0 | 0 | 0 | 0 | 0 | 0 | 0 | 0 | 0 | 0 | 0 | 0 | 0 | 0 | 0 | 0 | 0 | 0 | 0 | 0 | 0 | 0
[35 empty] | DNP_ID: 6329. Umina Zone Development - 2008 (following the Installation of TX3) | Umina 66_11kV Tx1 | Umina 66_11kV Tx3 | 0 | 0 | 0 | 0 | 0 | 95 | 0 | 0 | 0 | 0 | 0 | 0 | 0 | 0 | 0 | 0 | 0 | 0 | 0 | 0 | 0 | 0 | 0 | 0 | 0 | 0 | 0 | 0 | 0 | 0 | 0 | 0
[35 empty] | DNP_ID: 6329. Umina Zone Development - 2008 (following the Installation of TX3) | Umina 66_11kV Tx2 | Umina 66_11kV Tx3 | 0 | 0 | 0 | 0 | 0 | 770 | 0 | 0 | 0 | 0 | 0 | 0 | 0 | 0 | 0 | 0 | 0 | 0 | 0 | 0 | 0 | 0 | 0 | 0 | 0 | 0 | 0 | 0 | 0 | 0 | 0 | 0
| 0 | [33 empty] | DNP_ID: 6863. Empire Bay ZS 11kV Fdr Conns (Stage 2) | Umina 66_11kV Tx3 | Empire Bay 66_11kV Tx2 | 0 | 0 | 0 | 0 | 0 | 0 | 0 | 70 | 0 | 0 | 0 | 0 | 0 | 0 | 0 | 0 | 0 | 0 | 0 | 0 | 0 | 0 | 0 | 0 | 0 | 0 | 0 | 0 | 0 | 0 | 0 | 0
| Diversity Factor: 0 | [33 empty] | HVCON_ID: 2007091. Installation of 1 megawatt embedded generator at Gosford City Council WOY WOY landfill site |  | Umina 66_11kV Tx2 | 0 | -45 | 0 | 0 | 0 | 0 | 0 | 0 | 0 | 0 | 0 | 0 | 0 | 0 | 0 | 0 | 0 | 0 | 0 | 0 | 0 | 0 | 0 | 0 | 0 | 0 | 0 | 0 | 0 | 0 | 0 | 0
[35 empty] | Econometric |  | Umina 66_11kV Tx1 | 0 | 0 | 0 | 0 | 0 | 0 | 0 | 0 | 0 | 3.4405 | 6.115 | 7.7934 | 9.0357 | 9.6975 | 9.4422 | 9.1737 | 9.3247 | 9.4779 | 9.6333 | 9.791 | 9.9509 | 10.1132 | 10.2779 | 10.4449 | 10.6144 | 10.7863 | 10.9608 | 11.1377 | 11.3172 | 11.4993 | 11.684 | 11.8714
[35 empty] | Econometric |  | Umina 66_11kV Tx2 | 0 | 0 | 0 | 0 | 0 | 0 | 0 | 0 | 0 | 3.1739 | 5.6412 | 7.1896 | 8.3356 | 8.9461 | 8.7106 | 8.4629 | 8.6022 | 8.7435 | 8.8869 | 9.0323 | 9.1799 | 9.3296 | 9.4815 | 9.6356 | 9.792 | 9.9506 | 10.1115 | 10.2747 | 10.4403 | 10.6083 | 10.7787 | 10.9516
| 0 | [33 empty] | Econometric |  | Umina 66_11kV Tx3 | 0 | 0 | 0 | 0 | 0 | 0 | 0 | 0 | 0 | 5.0149 | 8.9134 | 11.3599 | 13.1706 | 14.1353 | 13.7632 | 13.3719 | 13.5919 | 13.8152 | 14.0417 | 14.2716 | 14.5048 | 14.7413 | 14.9813 | 15.2248 | 15.4719 | 15.7225 | 15.9767 | 16.2346 | 16.4963 | 16.7617 | 17.0309 | 17.3041
| Diversity Factor: 0 | [33 empty] | Energy Efficiency |  | Umina 66_11kV Tx1 | 0 | 0 | 0 | 0 | 0 | 0 | 0 | -0.18313 | -0.14407 | -2.2099 | -3.6833 | -5.7711 | -6.2944 | -4.0519 | -3.4798 | -3.8407 | -3.7062 | -3.9859 | -3.1809 | -3.2244 | -2.9271 | -2.7394 | -2.8945 | -2.9933 | -2.9933 | -2.9933 | -2.9933 | -2.9933 | -2.9933 | -2.9933 | -2.9933 | -2.9933
[35 empty] | Energy Efficiency |  | Umina 66_11kV Tx2 | 0 | 0 | 0 | 0 | 0 | 0 | 0 | -0.16894 | -0.13291 | -2.0387 | -3.3979 | -5.3239 | -5.8067 | -3.738 | -3.2102 | -3.5432 | -3.419 | -3.677 | -2.9344 | -2.9746 | -2.7003 | -2.5271 | -2.6703 | -2.7613 | -2.7613 | -2.7613 | -2.7613 | -2.7613 | -2.7613 | -2.7613 | -2.7613 | -2.7613
[35 empty] | Energy Efficiency |  | Umina 66_11kV Tx3 | 0 | 0 | 0 | 0 | 0 | 0 | 0 | -0.26694 | -0.21 | -3.2212 | -5.3689 | -8.4121 | -9.1749 | -5.9062 | -5.0723 | -5.5984 | -5.4022 | -5.8099 | -4.6365 | -4.7 | -4.2667 | -3.993 | -4.2191 | -4.3631 | -4.3631 | -4.3631 | -4.3631 | -4.3631 | -4.3631 | -4.3631 | -4.3631 | -4.3631
| 0 | [33 empty] | Solar PV |  | Umina 66_11kV Tx1 | 0 | 0 | 0 | -0.01413 | 0 | -0.012733 | -0.15248 | -0.069196 | -0.077614 | -0.087657 | -0.096183 | -0.10294 | -0.10845 | -0.11354 | -0.1098 | -0.11154 | -0.085345 | -0.10223 | -0.10223 | -0.10223 | -0.10223 | -0.10223 | -0.10223 | -0.10223 | -0.10223 | -0.10223 | -0.10223 | -0.10223 | -0.10223 | -0.10223 | -0.10223 | -0.10223
| Diversity Factor: 0 | [33 empty] | Solar PV |  | Umina 66_11kV Tx2 | 0 | 0 | 0 | -0.013035 | 0 | -0.011746 | -0.14067 | -0.063835 | -0.071601 | -0.080865 | -0.08873 | -0.094963 | -0.10004 | -0.10474 | -0.10129 | -0.1029 | -0.078732 | -0.094306 | -0.094306 | -0.094306 | -0.094306 | -0.094306 | -0.094306 | -0.094306 | -0.094306 | -0.094306 | -0.094306 | -0.094306 | -0.094306 | -0.094306 | -0.094306 | -0.094306
[35 empty] | Solar PV |  | Umina 66_11kV Tx3 | 0 | 0 | 0 | -0.020597 | 0 | -0.01856 | -0.22226 | -0.10086 | -0.11313 | -0.12777 | -0.1402 | -0.15005 | -0.15807 | -0.1655 | -0.16004 | -0.16258 | -0.1244 | -0.14901 | -0.14901 | -0.14901 | -0.14901 | -0.14901 | -0.14901 | -0.14901 | -0.14901 | -0.14901 | -0.14901 | -0.14901 | -0.14901 | -0.14901 | -0.14901 | -0.14901
0
Diversity Factor: 0
0
Diversity Factor: 0
0
Diversity Factor: 0
| Weather Correction and Public Holiday Factors | [8 empty] | Forecast ROG
ROG Justification
| Actual loads for season 13/14 have been weather corrected by the following: | [6 empty] | 0.1295% |  | 7 year ROG ok | [59 empty] | 7 year ROG ok
1 | 2 | 3 | 4 | 5 | 6 | 7 | 8 | 9 | 10 | 14/15 | 15/16 | 16/17 | 17/18 | 18/19 | 19/20 | 20/21 | 21/22 | 22/23 | 23/24 | 24/25 | 25/26 | 26/27 | 27/28 | 28/29 | 29/30 | 30/31 | 31/32 | 32/33 | 33/34 | 34/35 | 35/36 | 36/37 | 37/38 | 38/39
0.97431 | 0.94928 | 0.93303 | 0.92504 | 0.92504 | 0.92504 | 0.92504 | 0.92504 | 0.92504 | 0.92504 | -2.569% | -2.569% | -1.712% | -0.856% | 0% | 0% | 0% | 0% | 0% | 0% | 0% | 0% | 0% | 0% | 0% | 0% | 0% | 0% | 0% | 0% | 0% | 0% | 0% | 0% | 0%
Substation Load Detail
[7 empty] | Units | 13/14 |  | 14/15 | 15/16 | 16/17 | 17/18 | 18/19 | 19/20 | 20/21 | 21/22 | 22/23 | 23/24 | 24/25 | 25/26 | 26/27 | 27/28 | 28/29 | 29/30 | 30/31 | 31/32 | 32/33 | 33/34 | 34/35 | 35/36 | 36/37 | 37/38 | 38/39
1 | Umina 66_11kV | Compensated |  | Load (LV side) |  |  | Amps | 1385 | 1503 | 1393.531 | 1356.978 | 1337.598 | 1334.037 | 1325.046 | 1333.945 | 1352.644 | 1372.427 | 1390.076 | 1408.779 | 1426.998 | 1448.462 | 1470.313 | 1493.708 | 1518.288 | 1542.899 | 1567.741 | 1593.156 | 1619.152 | 1645.738 | 1672.922 | 1700.712 | 1729.118 | 1758.149 | 1787.813
|  |  |  | Apparent Power |  |  | MVA | 26.3878 |  | 26.5503 | 25.8539 | 25.4847 | 25.4168 | 25.2455 | 25.4151 | 25.7713 | 26.1483 | 26.4845 | 26.8408 | 27.188 | 27.5969 | 28.0132 | 28.459 | 28.9273 | 29.3962 | 29.8695 | 30.3537 | 30.849 | 31.3555 | 31.8734 | 32.4029 | 32.9441 | 33.4972 | 34.0624
|  |  |  | Real Power |  |  | MW | 23.3175 | 25.3041 | 23.4611 | 22.8457 | 22.5194 | 22.4595 | 22.3081 | 22.4579 | 22.7727 | 23.1058 | 23.4029 | 23.7178 | 24.0245 | 24.3859 | 24.7538 | 25.1476 | 25.5615 | 25.9758 | 26.394 | 26.8219 | 27.2596 | 27.7072 | 28.1648 | 28.6327 | 29.1109 | 29.5997 | 30.0991
|  |  |  | Reactive Power |  |  | MVAr | 12.3536 |  | 12.4297 | 12.1037 | 11.9308 | 11.899 | 11.8188 | 11.8982 | 12.065 | 12.2415 | 12.3989 | 12.5657 | 12.7282 | 12.9197 | 13.1146 | 13.3232 | 13.5425 | 13.762 | 13.9836 | 14.2103 | 14.4421 | 14.6793 | 14.9217 | 15.1696 | 15.423 | 15.6819 | 15.9465
|  |  |  | Capacitors In Service |  |  | MVAr | 0 |  | 0 | 0 | 0 | 0 | 0 | 0 | 0 | 0 | 0 | 0 | 0 | 0 | 0 | 0 | 0 | 0 | 0 | 0 | 0 | 0 | 0 | 0 | 0 | 0 | 0
|  |  |  | PF |  |  |  | 0.88365 |  | 0.88365 | 0.88365 | 0.88365 | 0.88365 | 0.88365 | 0.88365 | 0.88365 | 0.88365 | 0.88365 | 0.88365 | 0.88365 | 0.88365 | 0.88365 | 0.88365 | 0.88365 | 0.88365 | 0.88365 | 0.88365 | 0.88365 | 0.88365 | 0.88365 | 0.88365 | 0.88365 | 0.88365 | 0.88365
0.94313 | Diversity Factor: 0.94 | Uncompensated |  | Reactive Power |  |  | MVAr | 12.3536 | 13.4061 | 12.4297 | 12.1037 | 11.9308 | 11.899 | 11.8188 | 11.8982 | 12.065 | 12.2415 | 12.3989 | 12.5657 | 12.7282 | 12.9197 | 13.1146 | 13.3232 | 13.5425 | 13.762 | 13.9836 | 14.2103 | 14.4421 | 14.6793 | 14.9217 | 15.1696 | 15.423 | 15.6819 | 15.9465
|  |  |  | PF |  |  |  | 0.88365 |  | 0.88365 | 0.88365 | 0.88365 | 0.88365 | 0.88365 | 0.88365 | 0.88365 | 0.88365 | 0.88365 | 0.88365 | 0.88365 | 0.88365 | 0.88365 | 0.88365 | 0.88365 | 0.88365 | 0.88365 | 0.88365 | 0.88365 | 0.88365 | 0.88365 | 0.88365 | 0.88365 | 0.88365 | 0.88365
[10 empty] | 1 | 2 | 3 | 4 | 5 | 6 | 7 | 8 | 9 | 10 | 11 | 12 | 13 | 14 | 15 | 16 | 17 | 18 | 19 | 20 | 21 | 22 | 23 | 24 | 25
Transformer Load Detail
[7 empty] | Units | 13/14 |  | 14/15 | 15/16 | 16/17 | 17/18 | 18/19 | 19/20 | 20/21 | 21/22 | 22/23 | 23/24 | 24/25 | 25/26 | 26/27 | 27/28 | 28/29 | 29/30 | 30/31 | 31/32 | 32/33 | 33/34 | 34/35 | 35/36 | 36/37 | 37/38 | 38/39
| 0 | Compensated |  | Load (LV side) |  |  | Amps
|  |  |  | Apparent Power |  |  | MVA
|  |  |  | Real Power |  |  | MW
|  |  |  | Reactive Power |  |  | MVAr
|  |  |  | Capacitors In Service |  |  | MVAr
PF
| Zone Div: | Uncompensated |  | Reactive Power |  |  | MVAr
PF
| 0 | Compensated |  | Load (LV side) |  |  | Amps
|  |  |  | Apparent Power |  |  | MVA
|  |  |  | Real Power |  |  | MW
|  |  |  | Reactive Power |  |  | MVAr
|  |  |  | Capacitors In Service |  |  | MVAr
PF
| Zone Div: | Uncompensated |  | Reactive Power |  |  | MVAr
PF
| 0 | Compensated |  | Load (LV side) |  |  | Amps
|  |  |  | Apparent Power |  |  | MVA
|  |  |  | Real Power |  |  | MW
|  |  |  | Reactive Power |  |  | MVAr
|  |  |  | Capacitors In Service |  |  | MVAr
PF
| Zone Div: | Uncompensated |  | Reactive Power |  |  | MVAr
PF
| 0 | Compensated |  | Load (LV side) |  |  | Amps
|  |  |  | Apparent Power |  |  | MVA
|  |  |  | Real Power |  |  | MW
|  |  |  | Reactive Power |  |  | MVAr
|  |  |  | Capacitors In Service |  |  | MVAr
PF
| Zone Div: | Uncompensated |  | Reactive Power |  |  | MVAr
PF
| 0 | Compensated |  | Load (LV side) |  |  | Amps
|  |  |  | Apparent Power |  |  | MVA
|  |  |  | Real Power |  |  | MW
|  |  |  | Reactive Power |  |  | MVAr
|  |  |  | Capacitors In Service |  |  | MVAr
PF
| Zone Div: | Uncompensated |  | Reactive Power |  |  | MVAr
PF
| 0 | Compensated |  | Load (LV side) |  |  | Amps
|  |  |  | Apparent Power |  |  | MVA
|  |  |  | Real Power |  |  | MW
|  |  |  | Reactive Power |  |  | MVAr
|  |  |  | Capacitors In Service |  |  | MVAr
PF
| Zone Div: | Uncompensated |  | Reactive Power |  |  | MVAr
PF
| 0 | Compensated |  | Load (LV side) |  |  | Amps
|  |  |  | Apparent Power |  |  | MVA
|  |  |  | Real Power |  |  | MW
|  |  |  | Reactive Power |  |  | MVAr
|  |  |  | Capacitors In Service |  |  | MVAr
PF
| Zone Div: | Uncompensated |  | Reactive Power |  |  | MVAr
PF
| 0 | Compensated |  | Load (LV side) |  |  | Amps
|  |  |  | Apparent Power |  |  | MVA
|  |  |  | Real Power |  |  | MW
|  |  |  | Reactive Power |  |  | MVAr
|  |  |  | Capacitors In Service |  |  | MVAr
PF
| Zone Div: | Uncompensated |  | Reactive Power |  |  | MVAr
PF
| 0 | Compensated |  | Load (LV side) |  |  | Amps
|  |  |  | Apparent Power |  |  | MVA
|  |  |  | Real Power |  |  | MW
|  |  |  | Reactive Power |  |  | MVAr
|  |  |  | Capacitors In Service |  |  | MVAr
PF
| Zone Div: | Uncompensated |  | Reactive Power |  |  | MVAr
PF
| 0 | Compensated |  | Load (LV side) |  |  | Amps
|  |  |  | Apparent Power |  |  | MVA
|  |  |  | Real Power |  |  | MW
|  |  |  | Reactive Power |  |  | MVAr
|  |  |  | Capacitors In Service |  |  | MVAr
PF
| Zone Div: | Uncompensated |  | Reactive Power |  |  | MVAr
PF

## Wamberal 132_11kV
| Wamberal 132_11kV | [16 empty] | 2015 | SUMMER
[6 empty] | Zone commissioned |  | 2011-05-01
| Substation Total Loads | [33 empty] | Spots & Transfers Detail
| Historical Loads | (11kV Amps) | [7 empty] | Weather Corrected Forecast Loads |  |  |  | (11kV Amps) | [20 empty] | Spots & Transfers Summary | (11kV Amps) |  | Historical Spots & Transfers | [6 empty] | Forecast Spots & Transfers
|  | 07/08 | 08/09 | 09/10 | 10/11 | 11/12 | 12/13 | 13/14 |  | 14/15 | 15/16 | 16/17 | 17/18 | 18/19 | 19/20 | 20/21 | 21/22 | 22/23 | 23/24 | 24/25 | 25/26 | 26/27 | 27/28 | 28/29 | 29/30 | 30/31 | 31/32 | 32/33 | 33/34 | 34/35 | 35/36 | 36/37 | 37/38 | 38/39 |  |  |  | 07/08 | 08/09 | 09/10 | 10/11 | 11/12 | 12/13 | 13/14 | 14/15 | 15/16 | 16/17 | 17/18 | 18/19 | 19/20 | 20/21 | 21/22 | 22/23 | 23/24 | 24/25 | 25/26 | 26/27 | 27/28 | 28/29 | 29/30 | 30/31 | 31/32 | 32/33 | 33/34 | 34/35 | 35/36 | 36/37 | 37/38 | 38/39
| Total |  |  |  |  | 360 | 760.5 | 504 |  | 491.3999 | 477.1389 | 469.2473 | 466.9459 | 467.434 | 468.417 | 473.5862 | 479.1816 | 483.9377 | 489.6925 | 495.1531 | 502.0494 | 509.1541 | 516.8268 | 524.9976 | 533.2066 | 541.5971 | 550.2566 | 559.1892 | 568.3989 | 577.8899 | 587.6664 | 597.7326 | 608.0928 | 618.7514 |  |  | Total | 0 | 0 | 0 | 0 | 710 | -0.046713 | -1.0266 | -1.1431 | -1.5438 | 0.34049 | 1.7465 | 0.48809 | 0.98301 | 5.1692 | 5.5954 | 4.7561 | 5.7549 | 5.4606 | 6.8963 | 7.1047 | 7.6727 | 8.1708 | 8.209 | 8.3905 | 8.6595 | 8.9326 | 9.2097 | 9.491 | 9.7765 | 10.0662 | 10.3602 | 10.6586
| Firm Rating | 0 | 0 | 0 | 0 | 0 | 0 | 1806 |  | 1806 | 1806 | 1806 | 1806 | 1806 | 1806 | 1806 | 1806 | 1806 | 1806 | 1806 | 1806 | 1806 | 1806 | 1806 | 1806 | 1806 | 1806 | 1806 | 1806 | 1806 | 1806 | 1806 | 1806 | 1806
| Total Capacity | 0 | 0 | 0 | 0 | 0 | 0 | 1569 |  | 1569 | 1569 | 1569 | 1569 | 1569 | 1569 | 1569 | 1569 | 1569 | 1569 | 1569 | 1569 | 1569 | 1569 | 1569 | 1569 | 1569 | 1569 | 1569 | 1569 | 1569 | 1569 | 1569 | 1569 | 1569 |  |  | Wamberal 132_11kV Tx2 | 0 | 0 | 0 | 0 | 710 | -0.046713 | -1.0266 | -1.1431 | -1.5438 | 0.34049 | 1.7465 | 0.48809 | 0.98301 | 5.1692 | 5.5954 | 4.7561 | 5.7549 | 5.4606 | 6.8963 | 7.1047 | 7.6727 | 8.1708 | 8.209 | 8.3905 | 8.6595 | 8.9326 | 9.2097 | 9.491 | 9.7765 | 10.0662 | 10.3602 | 10.6586
|  | -7 | -6 | -5 | -4 | -3 | -2 | -1 |  | 0 | 1 | 2 | 3 | 4 | 5 | 6 | 7 | 8 | 9 | 10 | 11 | 12 | 13 | 14 | 15 | 16 | 17 | 18 | 19 | 20 | 21 | 22 | 23 | 24 |  |  |  | 0 | 0 | 0 | 0 | 0 | 0 | 0 | 0 | 0 | 0 | 0 | 0 | 0 | 0 | 0 | 0 | 0 | 0 | 0 | 0 | 0 | 0 | 0 | 0 | 0 | 0 | 0 | 0 | 0 | 0 | 0 | 0
| Transformer Loads | [36 empty] | 0 | 0 | 0 | 0 | 0 | 0 | 0 | 0 | 0 | 0 | 0 | 0 | 0 | 0 | 0 | 0 | 0 | 0 | 0 | 0 | 0 | 0 | 0 | 0 | 0 | 0 | 0 | 0 | 0 | 0 | 0 | 0
| Historical Loads | (11kV Amps) | [7 empty] | Weather Corrected Forecast Loads |  |  |  | (11kV Amps) | [23 empty] | 0 | 0 | 0 | 0 | 0 | 0 | 0 | 0 | 0 | 0 | 0 | 0 | 0 | 0 | 0 | 0 | 0 | 0 | 0 | 0 | 0 | 0 | 0 | 0 | 0 | 0 | 0 | 0 | 0 | 0 | 0 | 0
|  | 07/08 | 08/09 | 09/10 | 10/11 | 11/12 | 12/13 | 13/14 |  | 14/15 | 15/16 | 16/17 | 17/18 | 18/19 | 19/20 | 20/21 | 21/22 | 22/23 | 23/24 | 24/25 | 25/26 | 26/27 | 27/28 | 28/29 | 29/30 | 30/31 | 31/32 | 32/33 | 33/34 | 34/35 | 35/36 | 36/37 | 37/38 | 38/39 |  |  |  | 0 | 0 | 0 | 0 | 0 | 0 | 0 | 0 | 0 | 0 | 0 | 0 | 0 | 0 | 0 | 0 | 0 | 0 | 0 | 0 | 0 | 0 | 0 | 0 | 0 | 0 | 0 | 0 | 0 | 0 | 0 | 0
| 0 | [36 empty] | 0 | 0 | 0 | 0 | 0 | 0 | 0 | 0 | 0 | 0 | 0 | 0 | 0 | 0 | 0 | 0 | 0 | 0 | 0 | 0 | 0 | 0 | 0 | 0 | 0 | 0 | 0 | 0 | 0 | 0 | 0 | 0
| Diversity Factor: 0 | [36 empty] | 0 | 0 | 0 | 0 | 0 | 0 | 0 | 0 | 0 | 0 | 0 | 0 | 0 | 0 | 0 | 0 | 0 | 0 | 0 | 0 | 0 | 0 | 0 | 0 | 0 | 0 | 0 | 0 | 0 | 0 | 0 | 0
[38 empty] | 0 | 0 | 0 | 0 | 0 | 0 | 0 | 0 | 0 | 0 | 0 | 0 | 0 | 0 | 0 | 0 | 0 | 0 | 0 | 0 | 0 | 0 | 0 | 0 | 0 | 0 | 0 | 0 | 0 | 0 | 0 | 0
[38 empty] | 0 | 0 | 0 | 0 | 0 | 0 | 0 | 0 | 0 | 0 | 0 | 0 | 0 | 0 | 0 | 0 | 0 | 0 | 0 | 0 | 0 | 0 | 0 | 0 | 0 | 0 | 0 | 0 | 0 | 0 | 0 | 0
| 0 | [36 empty] | 0 | 0 | 0 | 0 | 0 | 0 | 0 | 0 | 0 | 0 | 0 | 0 | 0 | 0 | 0 | 0 | 0 | 0 | 0 | 0 | 0 | 0 | 0 | 0 | 0 | 0 | 0 | 0 | 0 | 0 | 0 | 0
Diversity Factor: 0
[38 empty] | Historical Spots & Transfers | [6 empty] | Forecast Spots & Transfers
[35 empty] | Project Name | From | To | 07/08 | 08/09 | 09/10 | 10/11 | 11/12 | 12/13 | 13/14 | 14/15 | 15/16 | 16/17 | 17/18 | 18/19 | 19/20 | 20/21 | 21/22 | 22/23 | 23/24 | 24/25 | 25/26 | 26/27 | 27/28 | 28/29 | 29/30 | 30/31 | 31/32 | 32/33 | 33/34 | 34/35 | 35/36 | 36/37 | 37/38 | 38/39
| 0 | [33 empty] | Broad based demand management |  | Wamberal 132_11kV Tx2 | 0 | 0 | 0 | 0 | 0 | 0 | 0 | 0 | 0 | 0 | 0 | 0 | 0 | 0 | 0 | 0 | 0 | 0 | 0 | 0 | 0 | 0 | 0 | 0 | 0 | 0 | 0 | 0 | 0 | 0 | 0 | 0
| Diversity Factor: 0 | [33 empty] | DNP_ID: 6268. Major Zone Development For The Establishment Of S.14144 Wamberal Zone Substation - Stage 1 Underground Component, Initial Formation Of 7 x 11kV Feeders | Avoca 66_11kV Tx2 | Wamberal 132_11kV Tx2 | 0 | 0 | 0 | 0 | 140 | 0 | 0 | 0 | 0 | 0 | 0 | 0 | 0 | 0 | 0 | 0 | 0 | 0 | 0 | 0 | 0 | 0 | 0 | 0 | 0 | 0 | 0 | 0 | 0 | 0 | 0 | 0
[35 empty] | DNP_ID: 6268. Major Zone Development For The Establishment Of S.14144 Wamberal Zone Substation - Stage 1 Underground Component, Initial Formation Of 7 x 11kV Feeders | Avoca 66_11kV Tx3 | Wamberal 132_11kV Tx2 | 0 | 0 | 0 | 0 | 60 | 0 | 0 | 0 | 0 | 0 | 0 | 0 | 0 | 0 | 0 | 0 | 0 | 0 | 0 | 0 | 0 | 0 | 0 | 0 | 0 | 0 | 0 | 0 | 0 | 0 | 0 | 0
[35 empty] | DNP_ID: 6268. Major Zone Development For The Establishment Of S.14144 Wamberal Zone Substation - Stage 1 Underground Component, Initial Formation Of 7 x 11kV Feeders | Erina 66_11kV Tx3 | Wamberal 132_11kV Tx2 | 0 | 0 | 0 | 0 | 100 | 0 | 0 | 0 | 0 | 0 | 0 | 0 | 0 | 0 | 0 | 0 | 0 | 0 | 0 | 0 | 0 | 0 | 0 | 0 | 0 | 0 | 0 | 0 | 0 | 0 | 0 | 0
| 0 | [33 empty] | DNP_ID: 6268. Major Zone Development For The Establishment Of S.14144 Wamberal Zone Substation - Stage 1 Underground Component, Initial Formation Of 7 x 11kV Feeders | Wamberal 66_11kV Tx1 | Wamberal 132_11kV Tx2 | 0 | 0 | 0 | 0 | 410 | 0 | 0 | 0 | 0 | 0 | 0 | 0 | 0 | 0 | 0 | 0 | 0 | 0 | 0 | 0 | 0 | 0 | 0 | 0 | 0 | 0 | 0 | 0 | 0 | 0 | 0 | 0
| Diversity Factor: 0 | [33 empty] | Econometric |  | Wamberal 132_11kV Tx2 | 0 | 0 | 0 | 0 | 0 | 0 | 0 | 0 | 0 | 5.4432 | 9.4258 | 11.6394 | 13.2179 | 14.0858 | 13.8298 | 13.5551 | 13.7939 | 14.0363 | 14.2823 | 14.5321 | 14.7856 | 15.0429 | 15.3041 | 15.5692 | 15.8382 | 16.1113 | 16.3884 | 16.6697 | 16.9552 | 17.2449 | 17.5389 | 17.8373
[35 empty] | Energy Efficiency |  | Wamberal 132_11kV Tx2 | 0 | 0 | 0 | 0 | 0 | 0 | 0 | 0.19846 | -0.039027 | -3.4032 | -5.8145 | -9.1555 | -10.1324 | -6.7153 | -6.1058 | -6.6365 | -6.3844 | -6.5938 | -5.4041 | -5.4455 | -5.1309 | -4.8902 | -5.1131 | -5.1968 | -5.1968 | -5.1968 | -5.1968 | -5.1968 | -5.1968 | -5.1968 | -5.1968 | -5.1968
[35 empty] | Solar PV |  | Wamberal 132_11kV Tx2 | 0 | 0 | 0 | 0 | 0 | -0.046713 | -1.0266 | -1.3416 | -1.5048 | -1.6995 | -1.8648 | -1.9957 | -2.1025 | -2.2013 | -2.1287 | -2.1625 | -1.6546 | -1.9819 | -1.9819 | -1.9819 | -1.9819 | -1.9819 | -1.9819 | -1.9819 | -1.9819 | -1.9819 | -1.9819 | -1.9819 | -1.9819 | -1.9819 | -1.9819 | -1.9819
0
Diversity Factor: 0
0
Diversity Factor: 0
0
Diversity Factor: 0
0
Diversity Factor: 0
0
Diversity Factor: 0
0
Diversity Factor: 0
| Weather Correction and Public Holiday Factors | [8 empty] | Forecast ROG
ROG Justification
| Actual loads for season 13/14 have been weather corrected by the following: | [6 empty] | 0.3231% |  | Weighted ROG calc | [59 empty] | Weighted ROG calc
1 | 2 | 3 | 4 | 5 | 6 | 7 | 8 | 9 | 10 | 14/15 | 15/16 | 16/17 | 17/18 | 18/19 | 19/20 | 20/21 | 21/22 | 22/23 | 23/24 | 24/25 | 25/26 | 26/27 | 27/28 | 28/29 | 29/30 | 30/31 | 31/32 | 32/33 | 33/34 | 34/35 | 35/36 | 36/37 | 37/38 | 38/39
0.97413 | 0.94893 | 0.93256 | 0.92452 | 0.92452 | 0.92452 | 0.92452 | 0.92452 | 0.92452 | 0.92452 | -2.587% | -2.587% | -1.725% | -0.862% | 0% | 0% | 0% | 0% | 0% | 0% | 0% | 0% | 0% | 0% | 0% | 0% | 0% | 0% | 0% | 0% | 0% | 0% | 0% | 0% | 0%
Substation Load Detail
[7 empty] | Units | 13/14 |  | 14/15 | 15/16 | 16/17 | 17/18 | 18/19 | 19/20 | 20/21 | 21/22 | 22/23 | 23/24 | 24/25 | 25/26 | 26/27 | 27/28 | 28/29 | 29/30 | 30/31 | 31/32 | 32/33 | 33/34 | 34/35 | 35/36 | 36/37 | 37/38 | 38/39
1 | Wamberal 132_11kV | Compensated |  | Load (LV side) |  |  | Amps | 504 | 505.6285 | 491.3999 | 477.1389 | 469.2473 | 466.9459 | 467.434 | 468.417 | 473.5862 | 479.1816 | 483.9377 | 489.6925 | 495.1531 | 502.0494 | 509.1541 | 516.8268 | 524.9976 | 533.2066 | 541.5971 | 550.2566 | 559.1892 | 568.3989 | 577.8899 | 587.6664 | 597.7326 | 608.0928 | 618.7514
|  |  |  | Apparent Power |  |  | MVA | 9.6025 |  | 9.3624 | 9.0907 | 8.9404 | 8.8965 | 8.9058 | 8.9245 | 9.023 | 9.1296 | 9.2203 | 9.3299 | 9.4339 | 9.5653 | 9.7007 | 9.8469 | 10.0025 | 10.159 | 10.3188 | 10.4838 | 10.654 | 10.8294 | 11.0103 | 11.1965 | 11.3883 | 11.5857 | 11.7888
|  |  |  | Real Power |  |  | MW | 8.6422 | 8.6702 | 8.4262 | 8.1816 | 8.0463 | 8.0069 | 8.0152 | 8.0321 | 8.1207 | 8.2167 | 8.2982 | 8.3969 | 8.4905 | 8.6088 | 8.7306 | 8.8622 | 9.0023 | 9.1431 | 9.2869 | 9.4354 | 9.5886 | 9.7465 | 9.9093 | 10.0769 | 10.2495 | 10.4271 | 10.6099
|  |  |  | Reactive Power |  |  | MVAr | 4.1856 |  | 4.081 | 3.9626 | 3.897 | 3.8779 | 3.882 | 3.8901 | 3.933 | 3.9795 | 4.019 | 4.0668 | 4.1122 | 4.1694 | 4.2284 | 4.2922 | 4.36 | 4.4282 | 4.4979 | 4.5698 | 4.644 | 4.7204 | 4.7993 | 4.8805 | 4.9641 | 5.0501 | 5.1386
|  |  |  | Capacitors In Service |  |  | MVAr | 0 |  | 0 | 0 | 0 | 0 | 0 | 0 | 0 | 0 | 0 | 0 | 0 | 0 | 0 | 0 | 0 | 0 | 0 | 0 | 0 | 0 | 0 | 0 | 0 | 0 | 0
|  |  |  | PF |  |  |  | 0.9 |  | 0.9 | 0.9 | 0.9 | 0.9 | 0.9 | 0.9 | 0.9 | 0.9 | 0.9 | 0.9 | 0.9 | 0.9 | 0.9 | 0.9 | 0.9 | 0.9 | 0.9 | 0.9 | 0.9 | 0.9 | 0.9 | 0.9 | 0.9 | 0.9 | 0.9
1 | Diversity Factor: 1 | Uncompensated |  | Reactive Power |  |  | MVAr | 4.1856 | 4.1992 | 4.081 | 3.9626 | 3.897 | 3.8779 | 3.882 | 3.8901 | 3.933 | 3.9795 | 4.019 | 4.0668 | 4.1122 | 4.1694 | 4.2284 | 4.2922 | 4.36 | 4.4282 | 4.4979 | 4.5698 | 4.644 | 4.7204 | 4.7993 | 4.8805 | 4.9641 | 5.0501 | 5.1386
|  |  |  | PF |  |  |  | 0.9 |  | 0.9 | 0.9 | 0.9 | 0.9 | 0.9 | 0.9 | 0.9 | 0.9 | 0.9 | 0.9 | 0.9 | 0.9 | 0.9 | 0.9 | 0.9 | 0.9 | 0.9 | 0.9 | 0.9 | 0.9 | 0.9 | 0.9 | 0.9 | 0.9 | 0.9
[10 empty] | 1 | 2 | 3 | 4 | 5 | 6 | 7 | 8 | 9 | 10 | 11 | 12 | 13 | 14 | 15 | 16 | 17 | 18 | 19 | 20 | 21 | 22 | 23 | 24 | 25
Transformer Load Detail
[7 empty] | Units | 13/14 |  | 14/15 | 15/16 | 16/17 | 17/18 | 18/19 | 19/20 | 20/21 | 21/22 | 22/23 | 23/24 | 24/25 | 25/26 | 26/27 | 27/28 | 28/29 | 29/30 | 30/31 | 31/32 | 32/33 | 33/34 | 34/35 | 35/36 | 36/37 | 37/38 | 38/39
| 0 | Compensated |  | Load (LV side) |  |  | Amps
|  |  |  | Apparent Power |  |  | MVA
|  |  |  | Real Power |  |  | MW
|  |  |  | Reactive Power |  |  | MVAr
|  |  |  | Capacitors In Service |  |  | MVAr
PF
| Zone Div: | Uncompensated |  | Reactive Power |  |  | MVAr
PF
| 0 | Compensated |  | Load (LV side) |  |  | Amps
|  |  |  | Apparent Power |  |  | MVA
|  |  |  | Real Power |  |  | MW
|  |  |  | Reactive Power |  |  | MVAr
|  |  |  | Capacitors In Service |  |  | MVAr
PF
| Zone Div: | Uncompensated |  | Reactive Power |  |  | MVAr
PF
| 0 | Compensated |  | Load (LV side) |  |  | Amps
|  |  |  | Apparent Power |  |  | MVA
|  |  |  | Real Power |  |  | MW
|  |  |  | Reactive Power |  |  | MVAr
|  |  |  | Capacitors In Service |  |  | MVAr
PF
| Zone Div: | Uncompensated |  | Reactive Power |  |  | MVAr
PF
| 0 | Compensated |  | Load (LV side) |  |  | Amps
|  |  |  | Apparent Power |  |  | MVA
|  |  |  | Real Power |  |  | MW
|  |  |  | Reactive Power |  |  | MVAr
|  |  |  | Capacitors In Service |  |  | MVAr
PF
| Zone Div: | Uncompensated |  | Reactive Power |  |  | MVAr
PF
| 0 | Compensated |  | Load (LV side) |  |  | Amps
|  |  |  | Apparent Power |  |  | MVA
|  |  |  | Real Power |  |  | MW
|  |  |  | Reactive Power |  |  | MVAr
|  |  |  | Capacitors In Service |  |  | MVAr
PF
| Zone Div: | Uncompensated |  | Reactive Power |  |  | MVAr
PF
| 0 | Compensated |  | Load (LV side) |  |  | Amps
|  |  |  | Apparent Power |  |  | MVA
|  |  |  | Real Power |  |  | MW
|  |  |  | Reactive Power |  |  | MVAr
|  |  |  | Capacitors In Service |  |  | MVAr
PF
| Zone Div: | Uncompensated |  | Reactive Power |  |  | MVAr
PF
| 0 | Compensated |  | Load (LV side) |  |  | Amps
|  |  |  | Apparent Power |  |  | MVA
|  |  |  | Real Power |  |  | MW
|  |  |  | Reactive Power |  |  | MVAr
|  |  |  | Capacitors In Service |  |  | MVAr
PF
| Zone Div: | Uncompensated |  | Reactive Power |  |  | MVAr
PF
| 0 | Compensated |  | Load (LV side) |  |  | Amps
|  |  |  | Apparent Power |  |  | MVA
|  |  |  | Real Power |  |  | MW
|  |  |  | Reactive Power |  |  | MVAr
|  |  |  | Capacitors In Service |  |  | MVAr
PF
| Zone Div: | Uncompensated |  | Reactive Power |  |  | MVAr
PF
| 0 | Compensated |  | Load (LV side) |  |  | Amps
|  |  |  | Apparent Power |  |  | MVA
|  |  |  | Real Power |  |  | MW
|  |  |  | Reactive Power |  |  | MVAr
|  |  |  | Capacitors In Service |  |  | MVAr
PF
| Zone Div: | Uncompensated |  | Reactive Power |  |  | MVAr
PF
| 0 | Compensated |  | Load (LV side) |  |  | Amps
|  |  |  | Apparent Power |  |  | MVA
|  |  |  | Real Power |  |  | MW
|  |  |  | Reactive Power |  |  | MVAr
|  |  |  | Capacitors In Service |  |  | MVAr
PF
| Zone Div: | Uncompensated |  | Reactive Power |  |  | MVAr
PF

## Wamberal 66_11kV
| Wamberal 66_11kV | [16 empty] | 2015 | SUMMER
[6 empty] | Zone commissioned |  | 2008-11-01
| Substation Total Loads | [33 empty] | Spots & Transfers Detail
| Historical Loads | (11kV Amps) | [7 empty] | Weather Corrected Forecast Loads |  |  |  | (11kV Amps) | [20 empty] | Spots & Transfers Summary | (11kV Amps) |  | Historical Spots & Transfers | [6 empty] | Forecast Spots & Transfers
|  | 07/08 | 08/09 | 09/10 | 10/11 | 11/12 | 12/13 | 13/14 |  | 14/15 | 15/16 | 16/17 | 17/18 | 18/19 | 19/20 | 20/21 | 21/22 | 22/23 | 23/24 | 24/25 | 25/26 | 26/27 | 27/28 | 28/29 | 29/30 | 30/31 | 31/32 | 32/33 | 33/34 | 34/35 | 35/36 | 36/37 | 37/38 | 38/39 |  |  |  | 07/08 | 08/09 | 09/10 | 10/11 | 11/12 | 12/13 | 13/14 | 14/15 | 15/16 | 16/17 | 17/18 | 18/19 | 19/20 | 20/21 | 21/22 | 22/23 | 23/24 | 24/25 | 25/26 | 26/27 | 27/28 | 28/29 | 29/30 | 30/31 | 31/32 | 32/33 | 33/34 | 34/35 | 35/36 | 36/37 | 37/38 | 38/39
| Total |  |  | 367 | 430 | 0 | 0 | 0 |  | 0 | 0 | 0 | 0 | 0 | 0 | 0 | 0 | 0 | 0 | 0 | 0 | 0 | 0 | 0 | 0 | 0 | 0 | 0 | 0 | 0 | 0 | 0 | 0 | 0 |  |  | Total | 0 | 0 | 270 | 160 | -410 | 0 | 0 | 0 | 0 | 0 | 0 | 0 | 0 | 0 | 0 | 0 | 0 | 0 | 0 | 0 | 0 | 0 | 0 | 0 | 0 | 0 | 0 | 0 | 0 | 0 | 0 | 0
| Firm Rating | 0 | 0 | 0 | 0 | 0 | 0 | 0 |  | 0 | 0 | 0 | 0 | 0 | 0 | 0 | 0 | 0 | 0 | 0 | 0 | 0 | 0 | 0 | 0 | 0 | 0 | 0 | 0 | 0 | 0 | 0 | 0 | 0
| Total Capacity | 0 | 0 | 0 | 0 | 0 | 0 | 0 |  | 0 | 0 | 0 | 0 | 0 | 0 | 0 | 0 | 0 | 0 | 0 | 0 | 0 | 0 | 0 | 0 | 0 | 0 | 0 | 0 | 0 | 0 | 0 | 0 | 0 |  |  | Wamberal 66_11kV Tx1 | 0 | 0 | 270 | 160 | -410 | 0 | 0 | 0 | 0 | 0 | 0 | 0 | 0 | 0 | 0 | 0 | 0 | 0 | 0 | 0 | 0 | 0 | 0 | 0 | 0 | 0 | 0 | 0 | 0 | 0 | 0 | 0
|  | -7 | -6 | -5 | -4 | -3 | -2 | -1 |  | 0 | 1 | 2 | 3 | 4 | 5 | 6 | 7 | 8 | 9 | 10 | 11 | 12 | 13 | 14 | 15 | 16 | 17 | 18 | 19 | 20 | 21 | 22 | 23 | 24 |  |  |  | 0 | 0 | 0 | 0 | 0 | 0 | 0 | 0 | 0 | 0 | 0 | 0 | 0 | 0 | 0 | 0 | 0 | 0 | 0 | 0 | 0 | 0 | 0 | 0 | 0 | 0 | 0 | 0 | 0 | 0 | 0 | 0
| Transformer Loads | [36 empty] | 0 | 0 | 0 | 0 | 0 | 0 | 0 | 0 | 0 | 0 | 0 | 0 | 0 | 0 | 0 | 0 | 0 | 0 | 0 | 0 | 0 | 0 | 0 | 0 | 0 | 0 | 0 | 0 | 0 | 0 | 0 | 0
| Historical Loads | (11kV Amps) | [7 empty] | Weather Corrected Forecast Loads |  |  |  | (11kV Amps) | [23 empty] | 0 | 0 | 0 | 0 | 0 | 0 | 0 | 0 | 0 | 0 | 0 | 0 | 0 | 0 | 0 | 0 | 0 | 0 | 0 | 0 | 0 | 0 | 0 | 0 | 0 | 0 | 0 | 0 | 0 | 0 | 0 | 0
|  | 07/08 | 08/09 | 09/10 | 10/11 | 11/12 | 12/13 | 13/14 |  | 14/15 | 15/16 | 16/17 | 17/18 | 18/19 | 19/20 | 20/21 | 21/22 | 22/23 | 23/24 | 24/25 | 25/26 | 26/27 | 27/28 | 28/29 | 29/30 | 30/31 | 31/32 | 32/33 | 33/34 | 34/35 | 35/36 | 36/37 | 37/38 | 38/39 |  |  |  | 0 | 0 | 0 | 0 | 0 | 0 | 0 | 0 | 0 | 0 | 0 | 0 | 0 | 0 | 0 | 0 | 0 | 0 | 0 | 0 | 0 | 0 | 0 | 0 | 0 | 0 | 0 | 0 | 0 | 0 | 0 | 0
| 0 | [36 empty] | 0 | 0 | 0 | 0 | 0 | 0 | 0 | 0 | 0 | 0 | 0 | 0 | 0 | 0 | 0 | 0 | 0 | 0 | 0 | 0 | 0 | 0 | 0 | 0 | 0 | 0 | 0 | 0 | 0 | 0 | 0 | 0
| Diversity Factor: 0 | [36 empty] | 0 | 0 | 0 | 0 | 0 | 0 | 0 | 0 | 0 | 0 | 0 | 0 | 0 | 0 | 0 | 0 | 0 | 0 | 0 | 0 | 0 | 0 | 0 | 0 | 0 | 0 | 0 | 0 | 0 | 0 | 0 | 0
[38 empty] | 0 | 0 | 0 | 0 | 0 | 0 | 0 | 0 | 0 | 0 | 0 | 0 | 0 | 0 | 0 | 0 | 0 | 0 | 0 | 0 | 0 | 0 | 0 | 0 | 0 | 0 | 0 | 0 | 0 | 0 | 0 | 0
[38 empty] | 0 | 0 | 0 | 0 | 0 | 0 | 0 | 0 | 0 | 0 | 0 | 0 | 0 | 0 | 0 | 0 | 0 | 0 | 0 | 0 | 0 | 0 | 0 | 0 | 0 | 0 | 0 | 0 | 0 | 0 | 0 | 0
| 0 | [36 empty] | 0 | 0 | 0 | 0 | 0 | 0 | 0 | 0 | 0 | 0 | 0 | 0 | 0 | 0 | 0 | 0 | 0 | 0 | 0 | 0 | 0 | 0 | 0 | 0 | 0 | 0 | 0 | 0 | 0 | 0 | 0 | 0
Diversity Factor: 0
[38 empty] | Historical Spots & Transfers | [6 empty] | Forecast Spots & Transfers
[35 empty] | Project Name | From | To | 07/08 | 08/09 | 09/10 | 10/11 | 11/12 | 12/13 | 13/14 | 14/15 | 15/16 | 16/17 | 17/18 | 18/19 | 19/20 | 20/21 | 21/22 | 22/23 | 23/24 | 24/25 | 25/26 | 26/27 | 27/28 | 28/29 | 29/30 | 30/31 | 31/32 | 32/33 | 33/34 | 34/35 | 35/36 | 36/37 | 37/38 | 38/39
| 0 | [33 empty] | DNP_ID: 6268. Major Zone Development For The Establishment Of S.14144 Wamberal Zone Substation - Stage 1 Underground Component, Initial Formation Of 7 x 11kV Feeders | Avoca 66_11kV Tx3 | Wamberal 66_11kV Tx1 | 0 | 0 | 50 | 0 | 0 | 0 | 0 | 0 | 0 | 0 | 0 | 0 | 0 | 0 | 0 | 0 | 0 | 0 | 0 | 0 | 0 | 0 | 0 | 0 | 0 | 0 | 0 | 0 | 0 | 0 | 0 | 0
| Diversity Factor: 0 | [33 empty] | DNP_ID: 6268. Major Zone Development For The Establishment Of S.14144 Wamberal Zone Substation - Stage 1 Underground Component, Initial Formation Of 7 x 11kV Feeders | Erina 66_11kV Tx3 | Wamberal 66_11kV Tx1 | 0 | 0 | 165 | 0 | 0 | 0 | 0 | 0 | 0 | 0 | 0 | 0 | 0 | 0 | 0 | 0 | 0 | 0 | 0 | 0 | 0 | 0 | 0 | 0 | 0 | 0 | 0 | 0 | 0 | 0 | 0 | 0
[35 empty] | DNP_ID: 6268. Major Zone Development For The Establishment Of S.14144 Wamberal Zone Substation - Stage 1 Underground Component, Initial Formation Of 7 x 11kV Feeders | Lisarow 33_11kV Tx1 | Wamberal 66_11kV Tx1 | 0 | 0 | 55 | 0 | 0 | 0 | 0 | 0 | 0 | 0 | 0 | 0 | 0 | 0 | 0 | 0 | 0 | 0 | 0 | 0 | 0 | 0 | 0 | 0 | 0 | 0 | 0 | 0 | 0 | 0 | 0 | 0
[35 empty] | DNP_ID: 6268. Major Zone Development For The Establishment Of S.14144 Wamberal Zone Substation - Stage 1 Underground Component, Initial Formation Of 7 x 11kV Feeders | Long Jetty 33_11kV Tx1 | Wamberal 66_11kV Tx1 | 0 | 0 | 0 | 65 | 0 | 0 | 0 | 0 | 0 | 0 | 0 | 0 | 0 | 0 | 0 | 0 | 0 | 0 | 0 | 0 | 0 | 0 | 0 | 0 | 0 | 0 | 0 | 0 | 0 | 0 | 0 | 0
| 0 | [33 empty] | DNP_ID: 6268. Major Zone Development For The Establishment Of S.14144 Wamberal Zone Substation - Stage 1 Underground Component, Initial Formation Of 7 x 11kV Feeders | Long Jetty 33_11kV Tx3 | Wamberal 66_11kV Tx1 | 0 | 0 | 0 | 95 | 0 | 0 | 0 | 0 | 0 | 0 | 0 | 0 | 0 | 0 | 0 | 0 | 0 | 0 | 0 | 0 | 0 | 0 | 0 | 0 | 0 | 0 | 0 | 0 | 0 | 0 | 0 | 0
| Diversity Factor: 0 | [33 empty] | DNP_ID: 6268. Major Zone Development For The Establishment Of S.14144 Wamberal Zone Substation - Stage 1 Underground Component, Initial Formation Of 7 x 11kV Feeders | Wamberal 66_11kV Tx1 | Wamberal 132_11kV Tx2 | 0 | 0 | 0 | 0 | 410 | 0 | 0 | 0 | 0 | 0 | 0 | 0 | 0 | 0 | 0 | 0 | 0 | 0 | 0 | 0 | 0 | 0 | 0 | 0 | 0 | 0 | 0 | 0 | 0 | 0 | 0 | 0
0
Diversity Factor: 0
0
Diversity Factor: 0
0
Diversity Factor: 0
0
Diversity Factor: 0
0
Diversity Factor: 0
0
Diversity Factor: 0
| Weather Correction and Public Holiday Factors | [8 empty] | Forecast ROG
ROG Justification
| Actual loads for season 13/14 have been weather corrected by the following: | [6 empty] | 0% |  | same as Wamberal 132/11kV | [59 empty] | same as Wamberal 132/11kV
1 | 2 | 3 | 4 | 5 | 6 | 7 | 8 | 9 | 10 | 14/15 | 15/16 | 16/17 | 17/18 | 18/19 | 19/20 | 20/21 | 21/22 | 22/23 | 23/24 | 24/25 | 25/26 | 26/27 | 27/28 | 28/29 | 29/30 | 30/31 | 31/32 | 32/33 | 33/34 | 34/35 | 35/36 | 36/37 | 37/38 | 38/39
0.97413 | 0.94893 | 0.93256 | 0.92452 | 0.92452 | 0.92452 | 0.92452 | 0.92452 | 0.92452 | 0.92452 | -2.587% | -2.587% | -1.725% | -0.862% | 0% | 0% | 0% | 0% | 0% | 0% | 0% | 0% | 0% | 0% | 0% | 0% | 0% | 0% | 0% | 0% | 0% | 0% | 0% | 0% | 0%
Substation Load Detail
[7 empty] | Units | 13/14 |  | 14/15 | 15/16 | 16/17 | 17/18 | 18/19 | 19/20 | 20/21 | 21/22 | 22/23 | 23/24 | 24/25 | 25/26 | 26/27 | 27/28 | 28/29 | 29/30 | 30/31 | 31/32 | 32/33 | 33/34 | 34/35 | 35/36 | 36/37 | 37/38 | 38/39
1 | Wamberal 66_11kV | Compensated |  | Load (LV side) |  |  | Amps | 0 | 0 | 0 | 0 | 0 | 0 | 0 | 0 | 0 | 0 | 0 | 0 | 0 | 0 | 0 | 0 | 0 | 0 | 0 | 0 | 0 | 0 | 0 | 0 | 0 | 0 | 0
|  |  |  | Apparent Power |  |  | MVA | 0 |  | 0 | 0 | 0 | 0 | 0 | 0 | 0 | 0 | 0 | 0 | 0 | 0 | 0 | 0 | 0 | 0 | 0 | 0 | 0 | 0 | 0 | 0 | 0 | 0 | 0
|  |  |  | Real Power |  |  | MW | 0 | 0 | 0 | 0 | 0 | 0 | 0 | 0 | 0 | 0 | 0 | 0 | 0 | 0 | 0 | 0 | 0 | 0 | 0 | 0 | 0 | 0 | 0 | 0 | 0 | 0 | 0
|  |  |  | Reactive Power |  |  | MVAr | 0 |  | 0 | 0 | 0 | 0 | 0 | 0 | 0 | 0 | 0 | 0 | 0 | 0 | 0 | 0 | 0 | 0 | 0 | 0 | 0 | 0 | 0 | 0 | 0 | 0 | 0
|  |  |  | Capacitors In Service |  |  | MVAr | 0 |  | 0 | 0 | 0 | 0 | 0 | 0 | 0 | 0 | 0 | 0 | 0 | 0 | 0 | 0 | 0 | 0 | 0 | 0 | 0 | 0 | 0 | 0 | 0 | 0 | 0
|  |  |  | PF |  |  |  | 0 |  | 0 | 0 | 0 | 0 | 0 | 0 | 0 | 0 | 0 | 0 | 0 | 0 | 0 | 0 | 0 | 0 | 0 | 0 | 0 | 0 | 0 | 0 | 0 | 0 | 0
0.87081 | Diversity Factor: 0.87 | Uncompensated |  | Reactive Power |  |  | MVAr | 0 | 0 | 0 | 0 | 0 | 0 | 0 | 0 | 0 | 0 | 0 | 0 | 0 | 0 | 0 | 0 | 0 | 0 | 0 | 0 | 0 | 0 | 0 | 0 | 0 | 0 | 0
|  |  |  | PF |  |  |  | 0 |  | 0 | 0 | 0 | 0 | 0 | 0 | 0 | 0 | 0 | 0 | 0 | 0 | 0 | 0 | 0 | 0 | 0 | 0 | 0 | 0 | 0 | 0 | 0 | 0 | 0
[10 empty] | 1 | 2 | 3 | 4 | 5 | 6 | 7 | 8 | 9 | 10 | 11 | 12 | 13 | 14 | 15 | 16 | 17 | 18 | 19 | 20 | 21 | 22 | 23 | 24 | 25
Transformer Load Detail
[7 empty] | Units | 13/14 |  | 14/15 | 15/16 | 16/17 | 17/18 | 18/19 | 19/20 | 20/21 | 21/22 | 22/23 | 23/24 | 24/25 | 25/26 | 26/27 | 27/28 | 28/29 | 29/30 | 30/31 | 31/32 | 32/33 | 33/34 | 34/35 | 35/36 | 36/37 | 37/38 | 38/39
| 0 | Compensated |  | Load (LV side) |  |  | Amps
|  |  |  | Apparent Power |  |  | MVA
|  |  |  | Real Power |  |  | MW
|  |  |  | Reactive Power |  |  | MVAr
|  |  |  | Capacitors In Service |  |  | MVAr
PF
| Zone Div: | Uncompensated |  | Reactive Power |  |  | MVAr
PF
| 0 | Compensated |  | Load (LV side) |  |  | Amps
|  |  |  | Apparent Power |  |  | MVA
|  |  |  | Real Power |  |  | MW
|  |  |  | Reactive Power |  |  | MVAr
|  |  |  | Capacitors In Service |  |  | MVAr
PF
| Zone Div: | Uncompensated |  | Reactive Power |  |  | MVAr
PF
| 0 | Compensated |  | Load (LV side) |  |  | Amps
|  |  |  | Apparent Power |  |  | MVA
|  |  |  | Real Power |  |  | MW
|  |  |  | Reactive Power |  |  | MVAr
|  |  |  | Capacitors In Service |  |  | MVAr
PF
| Zone Div: | Uncompensated |  | Reactive Power |  |  | MVAr
PF
| 0 | Compensated |  | Load (LV side) |  |  | Amps
|  |  |  | Apparent Power |  |  | MVA
|  |  |  | Real Power |  |  | MW
|  |  |  | Reactive Power |  |  | MVAr
|  |  |  | Capacitors In Service |  |  | MVAr
PF
| Zone Div: | Uncompensated |  | Reactive Power |  |  | MVAr
PF
| 0 | Compensated |  | Load (LV side) |  |  | Amps
|  |  |  | Apparent Power |  |  | MVA
|  |  |  | Real Power |  |  | MW
|  |  |  | Reactive Power |  |  | MVAr
|  |  |  | Capacitors In Service |  |  | MVAr
PF
| Zone Div: | Uncompensated |  | Reactive Power |  |  | MVAr
PF
| 0 | Compensated |  | Load (LV side) |  |  | Amps
|  |  |  | Apparent Power |  |  | MVA
|  |  |  | Real Power |  |  | MW
|  |  |  | Reactive Power |  |  | MVAr
|  |  |  | Capacitors In Service |  |  | MVAr
PF
| Zone Div: | Uncompensated |  | Reactive Power |  |  | MVAr
PF
| 0 | Compensated |  | Load (LV side) |  |  | Amps
|  |  |  | Apparent Power |  |  | MVA
|  |  |  | Real Power |  |  | MW
|  |  |  | Reactive Power |  |  | MVAr
|  |  |  | Capacitors In Service |  |  | MVAr
PF
| Zone Div: | Uncompensated |  | Reactive Power |  |  | MVAr
PF
| 0 | Compensated |  | Load (LV side) |  |  | Amps
|  |  |  | Apparent Power |  |  | MVA
|  |  |  | Real Power |  |  | MW
|  |  |  | Reactive Power |  |  | MVAr
|  |  |  | Capacitors In Service |  |  | MVAr
PF
| Zone Div: | Uncompensated |  | Reactive Power |  |  | MVAr
PF
| 0 | Compensated |  | Load (LV side) |  |  | Amps
|  |  |  | Apparent Power |  |  | MVA
|  |  |  | Real Power |  |  | MW
|  |  |  | Reactive Power |  |  | MVAr
|  |  |  | Capacitors In Service |  |  | MVAr
PF
| Zone Div: | Uncompensated |  | Reactive Power |  |  | MVAr
PF
| 0 | Compensated |  | Load (LV side) |  |  | Amps
|  |  |  | Apparent Power |  |  | MVA
|  |  |  | Real Power |  |  | MW
|  |  |  | Reactive Power |  |  | MVAr
|  |  |  | Capacitors In Service |  |  | MVAr
PF
| Zone Div: | Uncompensated |  | Reactive Power |  |  | MVAr
PF

## West Gosford 132_11kV
| West Gosford 132_11kV | [16 empty] | 2015 | SUMMER
| Substation Total Loads | [33 empty] | Spots & Transfers Detail
| Historical Loads | (11kV Amps) | [7 empty] | Weather Corrected Forecast Loads |  |  |  | (11kV Amps) | [20 empty] | Spots & Transfers Summary | (11kV Amps) |  | Historical Spots & Transfers | [6 empty] | Forecast Spots & Transfers
|  | 07/08 | 08/09 | 09/10 | 10/11 | 11/12 | 12/13 | 13/14 |  | 14/15 | 15/16 | 16/17 | 17/18 | 18/19 | 19/20 | 20/21 | 21/22 | 22/23 | 23/24 | 24/25 | 25/26 | 26/27 | 27/28 | 28/29 | 29/30 | 30/31 | 31/32 | 32/33 | 33/34 | 34/35 | 35/36 | 36/37 | 37/38 | 38/39 |  |  |  | 07/08 | 08/09 | 09/10 | 10/11 | 11/12 | 12/13 | 13/14 | 14/15 | 15/16 | 16/17 | 17/18 | 18/19 | 19/20 | 20/21 | 21/22 | 22/23 | 23/24 | 24/25 | 25/26 | 26/27 | 27/28 | 28/29 | 29/30 | 30/31 | 31/32 | 32/33 | 33/34 | 34/35 | 35/36 | 36/37 | 37/38 | 38/39
| Total | 2776 | 3047 | 2974 | 3152 | 2544 | 2689 | 2492 |  | 2362.175 | 2253.305 | 2182.215 | 2147.021 | 2125.067 | 2118.191 | 2130.384 | 2151.072 | 2167.913 | 2188.817 | 2202.908 | 2224.593 | 2246.295 | 2273.255 | 2303.174 | 2332.457 | 2360.716 | 2389.786 | 2419.677 | 2450.401 | 2481.972 | 2514.401 | 2547.7 | 2581.882 | 2616.959 |  |  | Total | 112 | 56.7 | -50 | -6.2575 | -18.8857 | 80.9044 | 12.6229 | -17.501 | -13.3837 | -10.4096 | -5.8312 | -22.7259 | -7.1211 | 12.6272 | 21.4109 | 17.4196 | 21.6083 | 14.5586 | 22.3915 | 22.3954 | 27.8013 | 30.8285 | 30.1505 | 29.0744 | 29.8868 | 30.7105 | 31.5454 | 32.3918 | 33.2499 | 34.1198 | 35.0016 | 35.8956
| Firm Rating | 0 | 0 | 0 | 0 | 0 | 0 | 3412 |  | 3412 | 3412 | 3412 | 3412 | 3412 | 3412 | 3412 | 3412 | 3412 | 3412 | 3412 | 3412 | 3412 | 3412 | 3412 | 3412 | 3412 | 3412 | 3412 | 3412 | 3412 | 3412 | 3412 | 3412 | 3412
| Total Capacity | 0 | 0 | 0 | 0 | 0 | 0 | 6824 |  | 6824 | 6824 | 6824 | 6824 | 6824 | 6824 | 6824 | 6824 | 6824 | 6824 | 6824 | 6824 | 6824 | 6824 | 6824 | 6824 | 6824 | 6824 | 6824 | 6824 | 6824 | 6824 | 6824 | 6824 | 6824 |  |  | West Gosford 132_11kV Tx11 | 0 | 0 | -50 | -11.4581 | -10.1797 | 82.608 | 16.3463 | -9.4333 | -74.214 | -5.6109 | -3.1431 | -12.2496 | -3.8384 | 6.8063 | 11.5408 | 9.3894 | 11.6472 | 7.8473 | 12.0694 | 12.0715 | 14.9853 | 16.617 | 16.2516 | 15.6715 | 16.1095 | 16.5534 | 17.0035 | 17.4597 | 17.9222 | 18.3911 | 18.8664 | 19.3483
|  | -7 | -6 | -5 | -4 | -3 | -2 | -1 |  | 0 | 1 | 2 | 3 | 4 | 5 | 6 | 7 | 8 | 9 | 10 | 11 | 12 | 13 | 14 | 15 | 16 | 17 | 18 | 19 | 20 | 21 | 22 | 23 | 24 |  |  | West Gosford 132_11kV Tx13 | 112 | 56.7 | 0 | 5.2006 | -8.706 | -1.7036 | -3.7234 | -8.0677 | 60.8303 | -4.7986 | -2.6881 | -10.4763 | -3.2827 | 5.821 | 9.8701 | 8.0301 | 9.9611 | 6.7113 | 10.3221 | 10.324 | 12.816 | 14.2115 | 13.8989 | 13.4029 | 13.7774 | 14.1571 | 14.542 | 14.9321 | 15.3277 | 15.7287 | 16.1352 | 16.5473
| Transformer Loads | [36 empty] | 0 | 0 | 0 | 0 | 0 | 0 | 0 | 0 | 0 | 0 | 0 | 0 | 0 | 0 | 0 | 0 | 0 | 0 | 0 | 0 | 0 | 0 | 0 | 0 | 0 | 0 | 0 | 0 | 0 | 0 | 0 | 0
| Historical Loads | (11kV Amps) | [7 empty] | Weather Corrected Forecast Loads |  |  |  | (11kV Amps) | [23 empty] | 0 | 0 | 0 | 0 | 0 | 0 | 0 | 0 | 0 | 0 | 0 | 0 | 0 | 0 | 0 | 0 | 0 | 0 | 0 | 0 | 0 | 0 | 0 | 0 | 0 | 0 | 0 | 0 | 0 | 0 | 0 | 0
|  | 07/08 | 08/09 | 09/10 | 10/11 | 11/12 | 12/13 | 13/14 |  | 14/15 | 15/16 | 16/17 | 17/18 | 18/19 | 19/20 | 20/21 | 21/22 | 22/23 | 23/24 | 24/25 | 25/26 | 26/27 | 27/28 | 28/29 | 29/30 | 30/31 | 31/32 | 32/33 | 33/34 | 34/35 | 35/36 | 36/37 | 37/38 | 38/39 |  |  |  | 0 | 0 | 0 | 0 | 0 | 0 | 0 | 0 | 0 | 0 | 0 | 0 | 0 | 0 | 0 | 0 | 0 | 0 | 0 | 0 | 0 | 0 | 0 | 0 | 0 | 0 | 0 | 0 | 0 | 0 | 0 | 0
| 0 | [36 empty] | 0 | 0 | 0 | 0 | 0 | 0 | 0 | 0 | 0 | 0 | 0 | 0 | 0 | 0 | 0 | 0 | 0 | 0 | 0 | 0 | 0 | 0 | 0 | 0 | 0 | 0 | 0 | 0 | 0 | 0 | 0 | 0
| Diversity Factor: 0 | [36 empty] | 0 | 0 | 0 | 0 | 0 | 0 | 0 | 0 | 0 | 0 | 0 | 0 | 0 | 0 | 0 | 0 | 0 | 0 | 0 | 0 | 0 | 0 | 0 | 0 | 0 | 0 | 0 | 0 | 0 | 0 | 0 | 0
[38 empty] | 0 | 0 | 0 | 0 | 0 | 0 | 0 | 0 | 0 | 0 | 0 | 0 | 0 | 0 | 0 | 0 | 0 | 0 | 0 | 0 | 0 | 0 | 0 | 0 | 0 | 0 | 0 | 0 | 0 | 0 | 0 | 0
[38 empty] | 0 | 0 | 0 | 0 | 0 | 0 | 0 | 0 | 0 | 0 | 0 | 0 | 0 | 0 | 0 | 0 | 0 | 0 | 0 | 0 | 0 | 0 | 0 | 0 | 0 | 0 | 0 | 0 | 0 | 0 | 0 | 0
| 0 | [36 empty] | 0 | 0 | 0 | 0 | 0 | 0 | 0 | 0 | 0 | 0 | 0 | 0 | 0 | 0 | 0 | 0 | 0 | 0 | 0 | 0 | 0 | 0 | 0 | 0 | 0 | 0 | 0 | 0 | 0 | 0 | 0 | 0
Diversity Factor: 0
[38 empty] | Historical Spots & Transfers | [6 empty] | Forecast Spots & Transfers
[35 empty] | Project Name | From | To | 07/08 | 08/09 | 09/10 | 10/11 | 11/12 | 12/13 | 13/14 | 14/15 | 15/16 | 16/17 | 17/18 | 18/19 | 19/20 | 20/21 | 21/22 | 22/23 | 23/24 | 24/25 | 25/26 | 26/27 | 27/28 | 28/29 | 29/30 | 30/31 | 31/32 | 32/33 | 33/34 | 34/35 | 35/36 | 36/37 | 37/38 | 38/39
| 0 | [33 empty] | Broad based demand management |  | West Gosford 132_11kV Tx11 | 0 | 0 | 0 | 0 | 0 | 0 | 0 | 0 | 0 | 0 | 0 | -7.2113 | 0 | 0 | 0 | 0 | 0 | 0 | 0 | 0 | 0 | 0 | 0 | 0 | 0 | 0 | 0 | 0 | 0 | 0 | 0 | 0
| Diversity Factor: 0 | [33 empty] | Broad based demand management |  | West Gosford 132_11kV Tx13 | 0 | 0 | 0 | 0 | 0 | 0 | 0 | 0 | 0 | 0 | 0 | -6.1674 | 0 | 0 | 0 | 0 | 0 | 0 | 0 | 0 | 0 | 0 | 0 | 0 | 0 | 0 | 0 | 0 | 0 | 0 | 0 | 0
[35 empty] | DNP_ID: 6331. Change of Open points (S.12580 Erina Zone Panel 4R and S.12650 West Gosford Panel 20 Feeders). | Erina 66_11kV Tx1 | West Gosford 132_11kV Tx13 | 112 | 0 | 0 | 0 | 0 | 0 | 0 | 0 | 0 | 0 | 0 | 0 | 0 | 0 | 0 | 0 | 0 | 0 | 0 | 0 | 0 | 0 | 0 | 0 | 0 | 0 | 0 | 0 | 0 | 0 | 0 | 0
[35 empty] | DNP_ID: 6397. West Gosford Panel 1 & Peats Ridge Panel 5 Feeder Open Point Changes | West Gosford 132_11kV Tx11 | Peats Ridge 33_11kV Tx1 | 0 | 0 | 26.2405 | 0 | 0 | 0 | 0 | 0 | 0 | 0 | 0 | 0 | 0 | 0 | 0 | 0 | 0 | 0 | 0 | 0 | 0 | 0 | 0 | 0 | 0 | 0 | 0 | 0 | 0 | 0 | 0 | 0
| 0 | [33 empty] | DNP_ID: 6397. West Gosford Panel 1 & Peats Ridge Panel 5 Feeder Open Point Changes | West Gosford 132_11kV Tx11 | Peats Ridge 33_11kV Tx2 | 0 | 0 | 23.7595 | 0 | 0 | 0 | 0 | 0 | 0 | 0 | 0 | 0 | 0 | 0 | 0 | 0 | 0 | 0 | 0 | 0 | 0 | 0 | 0 | 0 | 0 | 0 | 0 | 0 | 0 | 0 | 0 | 0
| Diversity Factor: 0 | [33 empty] | DNP_ID: 6406. West Gosford Zone Development 2008 - Feeders East of the Narara River | West Gosford 132_11kV Tx11 | West Gosford 132_11kV Tx13 | 0 | 0 | 0 | 0 | 0 | 0 | 0 | 0 | 67 | 0 | 0 | 0 | 0 | 0 | 0 | 0 | 0 | 0 | 0 | 0 | 0 | 0 | 0 | 0 | 0 | 0 | 0 | 0 | 0 | 0 | 0 | 0
[35 empty] | DNP_ID: 6646. Change of open points to relieve the remedial Erina Pa.14 Feeder | Erina 66_11kV Tx3 | West Gosford 132_11kV Tx13 | 0 | 0 | 0 | 15 | 0 | 0 | 0 | 0 | 0 | 0 | 0 | 0 | 0 | 0 | 0 | 0 | 0 | 0 | 0 | 0 | 0 | 0 | 0 | 0 | 0 | 0 | 0 | 0 | 0 | 0 | 0 | 0
[35 empty] | HVCON_ID: 2007340. Establishment of S.18683 Pacific Riverside Park No 1 and S.18684 Pacific Riverside Park No 2, 376 Manns Road, West Gosford |  | West Gosford 132_11kV Tx13 | 0 | 56.7 | 0 | 0 | 0 | 0 | 0 | 0 | 0 | 0 | 0 | 0 | 0 | 0 | 0 | 0 | 0 | 0 | 0 | 0 | 0 | 0 | 0 | 0 | 0 | 0 | 0 | 0 | 0 | 0 | 0 | 0
| 0 | [33 empty] | HVCON_ID: 2007415. Establishment of S.18701 Dignity Manns 0.2, 14 Dignity Cr, West Gosford |  | West Gosford 132_11kV Tx11 | 0 | 0 | 0 | 0 | 0 | 84.6 | 0 | 0 | 0 | 0 | 0 | 0 | 0 | 0 | 0 | 0 | 0 | 0 | 0 | 0 | 0 | 0 | 0 | 0 | 0 | 0 | 0 | 0 | 0 | 0 | 0 | 0
| Diversity Factor: 0 | [33 empty] | HVCON_ID: 2012249. Loadslip - additonal 1352amp (LV) S.18166, on premises Central Coast Health (Gosford Hospital) Holden Street, Gosford Load diversified to 42A(53*0.8). |  | West Gosford 132_11kV Tx11 | 0 | 0 | 0 | 0 | 0 | 0 | 20.7 | 0 | 0 | 0 | 0 | 0 | 0 | 0 | 0 | 0 | 0 | 0 | 0 | 0 | 0 | 0 | 0 | 0 | 0 | 0 | 0 | 0 | 0 | 0 | 0 | 0
[35 empty] | Econometric |  | West Gosford 132_11kV Tx11 | 0 | 0 | 0 | 0 | 0 | 0 | 0 | 0 | 0 | 9.3352 | 17.3016 | 23.5161 | 25.7781 | 27.0128 | 26.7308 | 26.4276 | 26.82 | 27.2178 | 27.6212 | 28.0301 | 28.4446 | 28.8649 | 29.291 | 29.723 | 30.1609 | 30.6048 | 31.0549 | 31.5111 | 31.9736 | 32.4425 | 32.9178 | 33.3997
[35 empty] | Econometric |  | West Gosford 132_11kV Tx13 | 0 | 0 | 0 | 0 | 0 | 0 | 0 | 0 | 0 | 7.9838 | 14.7969 | 20.1118 | 22.0463 | 23.1023 | 22.8611 | 22.6018 | 22.9374 | 23.2777 | 23.6226 | 23.9723 | 24.3269 | 24.6863 | 25.0507 | 25.4201 | 25.7946 | 26.1743 | 26.5592 | 26.9494 | 27.345 | 27.746 | 28.1525 | 28.5646
| 0 | [33 empty] | Energy Efficiency |  | West Gosford 132_11kV Tx11 | 0 | 0 | 0 | 0 | 0 | 0 | 0 | -4.9647 | -2.2017 | -9.2853 | -14.2333 | -21.9067 | -22.6131 | -12.8742 | -8.0995 | -9.8351 | -9.6613 | -12.7688 | -8.9501 | -9.3569 | -6.8576 | -5.6462 | -6.4377 | -7.4497 | -7.4497 | -7.4497 | -7.4497 | -7.4497 | -7.4497 | -7.4497 | -7.4497 | -7.4497
| Diversity Factor: 0 | [33 empty] | Energy Efficiency |  | West Gosford 132_11kV Tx13 | 0 | 0 | 0 | 0 | 0 | 0 | 0 | -4.246 | -1.883 | -7.9411 | -12.1728 | -18.7354 | -19.3395 | -11.0105 | -6.927 | -8.4113 | -8.2627 | -10.9204 | -7.6544 | -8.0023 | -5.8649 | -4.8288 | -5.5058 | -6.3712 | -6.3712 | -6.3712 | -6.3712 | -6.3712 | -6.3712 | -6.3712 | -6.3712 | -6.3712
[35 empty] | Solar PV |  | West Gosford 132_11kV Tx11 | 0 | 0 | 0 | -11.4581 | -10.1797 | -1.992 | -4.3537 | -4.4686 | -5.0123 | -5.6608 | -6.2114 | -6.6477 | -7.0033 | -7.3323 | -7.0905 | -7.2031 | -5.5115 | -6.6017 | -6.6017 | -6.6017 | -6.6017 | -6.6017 | -6.6017 | -6.6017 | -6.6017 | -6.6017 | -6.6017 | -6.6017 | -6.6017 | -6.6017 | -6.6017 | -6.6017
[35 empty] | Solar PV |  | West Gosford 132_11kV Tx13 | 0 | 0 | 0 | -9.7994 | -8.706 | -1.7036 | -3.7234 | -3.8217 | -4.2867 | -4.8413 | -5.3122 | -5.6853 | -5.9895 | -6.2708 | -6.064 | -6.1604 | -4.7136 | -5.646 | -5.646 | -5.646 | -5.646 | -5.646 | -5.646 | -5.646 | -5.646 | -5.646 | -5.646 | -5.646 | -5.646 | -5.646 | -5.646 | -5.646
0
Diversity Factor: 0
0
Diversity Factor: 0
0
Diversity Factor: 0
0
Diversity Factor: 0
| Weather Correction and Public Holiday Factors | [8 empty] | Forecast ROG
ROG Justification
| Actual loads for season 13/14 have been weather corrected by the following: | [6 empty] | 2.427% |  | 7 year ROG ok | [59 empty] | 7 year ROG ok
1 | 2 | 3 | 4 | 5 | 6 | 7 | 8 | 9 | 10 | 14/15 | 15/16 | 16/17 | 17/18 | 18/19 | 19/20 | 20/21 | 21/22 | 22/23 | 23/24 | 24/25 | 25/26 | 26/27 | 27/28 | 28/29 | 29/30 | 30/31 | 31/32 | 32/33 | 33/34 | 34/35 | 35/36 | 36/37 | 37/38 | 38/39
0.96204 | 0.92552 | 0.9021 | 0.89068 | 0.89068 | 0.89068 | 0.89068 | 0.89068 | 0.89068 | 0.89068 | -3.796% | -3.796% | -2.531% | -1.265% | 0% | 0% | 0% | 0% | 0% | 0% | 0% | 0% | 0% | 0% | 0% | 0% | 0% | 0% | 0% | 0% | 0% | 0% | 0% | 0% | 0%
Substation Load Detail
[7 empty] | Units | 13/14 |  | 14/15 | 15/16 | 16/17 | 17/18 | 18/19 | 19/20 | 20/21 | 21/22 | 22/23 | 23/24 | 24/25 | 25/26 | 26/27 | 27/28 | 28/29 | 29/30 | 30/31 | 31/32 | 32/33 | 33/34 | 34/35 | 35/36 | 36/37 | 37/38 | 38/39
1 | West Gosford 132_11kV | Compensated |  | Load (LV side) |  |  | Amps | 2492 | 2649 | 2362.175 | 2253.305 | 2182.215 | 2147.021 | 2125.067 | 2118.191 | 2130.384 | 2151.072 | 2167.913 | 2188.817 | 2202.908 | 2224.593 | 2246.295 | 2273.255 | 2303.174 | 2332.457 | 2360.716 | 2389.786 | 2419.677 | 2450.401 | 2481.972 | 2514.401 | 2547.7 | 2581.882 | 2616.959
|  |  |  | Apparent Power |  |  | MVA | 47.479 |  | 45.0055 | 42.9312 | 41.5768 | 40.9062 | 40.488 | 40.357 | 40.5893 | 40.9834 | 41.3043 | 41.7026 | 41.971 | 42.3842 | 42.7977 | 43.3113 | 43.8814 | 44.4393 | 44.9777 | 45.5315 | 46.101 | 46.6864 | 47.2879 | 47.9058 | 48.5402 | 49.1915 | 49.8598
|  |  |  | Real Power |  |  | MW | 42.7311 | 45.4232 | 43.4069 | 41.5353 | 40.3102 | 39.7026 | 39.3233 | 39.2045 | 39.4152 | 39.7726 | 40.0634 | 40.4241 | 40.6671 | 41.0408 | 41.4146 | 41.8787 | 42.3933 | 42.8965 | 43.3818 | 43.8807 | 44.3933 | 44.9198 | 45.4605 | 46.0155 | 46.5851 | 47.1693 | 47.7685
|  |  |  | Reactive Power |  |  | MVAr | 20.6956 |  | 11.8885 | 10.8585 | 10.1843 | 9.8499 | 9.6412 | 9.5758 | 9.6918 | 9.8884 | 10.0485 | 10.247 | 10.3807 | 10.5864 | 10.7921 | 11.0475 | 11.3307 | 11.6077 | 11.8747 | 12.1493 | 12.4314 | 12.7212 | 13.0187 | 13.3242 | 13.6376 | 13.9591 | 14.2889
|  |  |  | Capacitors In Service |  |  | MVAr | 3 |  | 12 | 12 | 12 | 12 | 12 | 12 | 12 | 12 | 12 | 12 | 12 | 12 | 12 | 12 | 12 | 12 | 12 | 12 | 12 | 12 | 12 | 12 | 12 | 12 | 12
|  |  |  | PF |  |  |  | 0.9 |  | 0.96448 | 0.96748 | 0.96954 | 0.97058 | 0.97123 | 0.97144 | 0.97107 | 0.97045 | 0.96996 | 0.96934 | 0.96893 | 0.9683 | 0.96768 | 0.96692 | 0.96609 | 0.96528 | 0.96452 | 0.96374 | 0.96296 | 0.96216 | 0.96136 | 0.96054 | 0.95972 | 0.95889 | 0.95805
0.95539 | Diversity Factor: 0.96 | Uncompensated |  | Reactive Power |  |  | MVAr | 23.6956 | 24.9995 | 23.8885 | 22.8585 | 22.1843 | 21.8499 | 21.6412 | 21.5758 | 21.6918 | 21.8884 | 22.0485 | 22.2469 | 22.3807 | 22.5864 | 22.7921 | 23.0475 | 23.3307 | 23.6077 | 23.8747 | 24.1493 | 24.4314 | 24.7212 | 25.0187 | 25.3242 | 25.6376 | 25.9591 | 26.2889
|  |  |  | PF |  |  |  | 0.87454 |  | 0.87609 | 0.87609 | 0.87609 | 0.87609 | 0.87609 | 0.87609 | 0.87609 | 0.87609 | 0.87609 | 0.87609 | 0.87609 | 0.87609 | 0.87609 | 0.87609 | 0.87609 | 0.87609 | 0.87609 | 0.87609 | 0.87609 | 0.87609 | 0.87609 | 0.87609 | 0.87609 | 0.87609 | 0.87609
[10 empty] | 1 | 2 | 3 | 4 | 5 | 6 | 7 | 8 | 9 | 10 | 11 | 12 | 13 | 14 | 15 | 16 | 17 | 18 | 19 | 20 | 21 | 22 | 23 | 24 | 25
Transformer Load Detail
[7 empty] | Units | 13/14 |  | 14/15 | 15/16 | 16/17 | 17/18 | 18/19 | 19/20 | 20/21 | 21/22 | 22/23 | 23/24 | 24/25 | 25/26 | 26/27 | 27/28 | 28/29 | 29/30 | 30/31 | 31/32 | 32/33 | 33/34 | 34/35 | 35/36 | 36/37 | 37/38 | 38/39
| 0 | Compensated |  | Load (LV side) |  |  | Amps
|  |  |  | Apparent Power |  |  | MVA
|  |  |  | Real Power |  |  | MW
|  |  |  | Reactive Power |  |  | MVAr
|  |  |  | Capacitors In Service |  |  | MVAr
PF
| Zone Div: | Uncompensated |  | Reactive Power |  |  | MVAr
PF
| 0 | Compensated |  | Load (LV side) |  |  | Amps
|  |  |  | Apparent Power |  |  | MVA
|  |  |  | Real Power |  |  | MW
|  |  |  | Reactive Power |  |  | MVAr
|  |  |  | Capacitors In Service |  |  | MVAr
PF
| Zone Div: | Uncompensated |  | Reactive Power |  |  | MVAr
PF
| 0 | Compensated |  | Load (LV side) |  |  | Amps
|  |  |  | Apparent Power |  |  | MVA
|  |  |  | Real Power |  |  | MW
|  |  |  | Reactive Power |  |  | MVAr
|  |  |  | Capacitors In Service |  |  | MVAr
PF
| Zone Div: | Uncompensated |  | Reactive Power |  |  | MVAr
PF
| 0 | Compensated |  | Load (LV side) |  |  | Amps
|  |  |  | Apparent Power |  |  | MVA
|  |  |  | Real Power |  |  | MW
|  |  |  | Reactive Power |  |  | MVAr
|  |  |  | Capacitors In Service |  |  | MVAr
PF
| Zone Div: | Uncompensated |  | Reactive Power |  |  | MVAr
PF
| 0 | Compensated |  | Load (LV side) |  |  | Amps
|  |  |  | Apparent Power |  |  | MVA
|  |  |  | Real Power |  |  | MW
|  |  |  | Reactive Power |  |  | MVAr
|  |  |  | Capacitors In Service |  |  | MVAr
PF
| Zone Div: | Uncompensated |  | Reactive Power |  |  | MVAr
PF
| 0 | Compensated |  | Load (LV side) |  |  | Amps
|  |  |  | Apparent Power |  |  | MVA
|  |  |  | Real Power |  |  | MW
|  |  |  | Reactive Power |  |  | MVAr
|  |  |  | Capacitors In Service |  |  | MVAr
PF
| Zone Div: | Uncompensated |  | Reactive Power |  |  | MVAr
PF
| 0 | Compensated |  | Load (LV side) |  |  | Amps
|  |  |  | Apparent Power |  |  | MVA
|  |  |  | Real Power |  |  | MW
|  |  |  | Reactive Power |  |  | MVAr
|  |  |  | Capacitors In Service |  |  | MVAr
PF
| Zone Div: | Uncompensated |  | Reactive Power |  |  | MVAr
PF
| 0 | Compensated |  | Load (LV side) |  |  | Amps
|  |  |  | Apparent Power |  |  | MVA
|  |  |  | Real Power |  |  | MW
|  |  |  | Reactive Power |  |  | MVAr
|  |  |  | Capacitors In Service |  |  | MVAr
PF
| Zone Div: | Uncompensated |  | Reactive Power |  |  | MVAr
PF
| 0 | Compensated |  | Load (LV side) |  |  | Amps
|  |  |  | Apparent Power |  |  | MVA
|  |  |  | Real Power |  |  | MW
|  |  |  | Reactive Power |  |  | MVAr
|  |  |  | Capacitors In Service |  |  | MVAr
PF
| Zone Div: | Uncompensated |  | Reactive Power |  |  | MVAr
PF
| 0 | Compensated |  | Load (LV side) |  |  | Amps
|  |  |  | Apparent Power |  |  | MVA
|  |  |  | Real Power |  |  | MW
|  |  |  | Reactive Power |  |  | MVAr
|  |  |  | Capacitors In Service |  |  | MVAr
PF
| Zone Div: | Uncompensated |  | Reactive Power |  |  | MVAr
PF

## Woy Woy 66_11kV
| Woy Woy 66_11kV | [16 empty] | 2015 | SUMMER
| Substation Total Loads | [33 empty] | Spots & Transfers Detail
| Historical Loads | (11kV Amps) | [7 empty] | Weather Corrected Forecast Loads |  |  |  | (11kV Amps) | [20 empty] | Spots & Transfers Summary | (11kV Amps) |  | Historical Spots & Transfers | [6 empty] | Forecast Spots & Transfers
|  | 07/08 | 08/09 | 09/10 | 10/11 | 11/12 | 12/13 | 13/14 |  | 14/15 | 15/16 | 16/17 | 17/18 | 18/19 | 19/20 | 20/21 | 21/22 | 22/23 | 23/24 | 24/25 | 25/26 | 26/27 | 27/28 | 28/29 | 29/30 | 30/31 | 31/32 | 32/33 | 33/34 | 34/35 | 35/36 | 36/37 | 37/38 | 38/39 |  |  |  | 07/08 | 08/09 | 09/10 | 10/11 | 11/12 | 12/13 | 13/14 | 14/15 | 15/16 | 16/17 | 17/18 | 18/19 | 19/20 | 20/21 | 21/22 | 22/23 | 23/24 | 24/25 | 25/26 | 26/27 | 27/28 | 28/29 | 29/30 | 30/31 | 31/32 | 32/33 | 33/34 | 34/35 | 35/36 | 36/37 | 37/38 | 38/39
| Total | 1189 | 1660 | 1450 | 1525 | 1223 | 1632 | 988 |  | 804.5297 | 778.917 | 764.0656 | 759.3699 | 750.0279 | 753.0601 | 763.4123 | 775.6269 | 786.3227 | 798.0036 | 808.4334 | 821.4922 | 834.7138 | 849.4546 | 865.1802 | 880.8093 | 896.3626 | 912.2872 | 928.5885 | 945.2719 | 962.3427 | 979.8066 | 997.669 | 1015.935 | 1034.612 |  |  | Total | 0 | -81 | 0 | -7.1985 | -0.38 | 8.8415 | -259.0463 | -245.8206 | -2.0794 | 0.33795 | 2.7542 | -9.3419 | 3.0322 | 10.3522 | 12.2146 | 10.6958 | 11.6808 | 10.4298 | 13.0588 | 13.2216 | 14.7408 | 15.7256 | 15.6291 | 15.5533 | 15.9246 | 16.3013 | 16.6834 | 17.0709 | 17.4639 | 17.8625 | 18.2667 | 18.6767
| Firm Rating | 0 | 0 | 0 | 0 | 0 | 0 | 1614 |  | 1614 | 1614 | 1614 | 1614 | 1614 | 1614 | 1614 | 1614 | 1614 | 1614 | 1614 | 1614 | 1614 | 1614 | 1614 | 1614 | 1614 | 1614 | 1614 | 1614 | 1614 | 1614 | 1614 | 1614 | 1614
| Total Capacity | 0 | 0 | 0 | 0 | 0 | 0 | 3254 |  | 3254 | 3254 | 3254 | 3254 | 3254 | 3254 | 3254 | 3254 | 3254 | 3254 | 3254 | 3254 | 3254 | 3254 | 3254 | 3254 | 3254 | 3254 | 3254 | 3254 | 3254 | 3254 | 3254 | 3254 | 3254 |  |  | Woy Woy 66_11kV Tx1 | 0 | -31 | 0 | -3.3555 | -0.17713 | -0.073887 | -87.5555 | -150.3148 | -0.9693 | 0.15753 | 1.2838 | -4.3546 | 1.4134 | 4.8255 | 5.6937 | 4.9857 | 5.4448 | 4.8617 | 6.0872 | 6.1631 | 6.8712 | 7.3303 | 7.2853 | 7.2499 | 7.423 | 7.5986 | 7.7767 | 7.9573 | 8.1405 | 8.3263 | 8.5148 | 8.7059
|  | -7 | -6 | -5 | -4 | -3 | -2 | -1 |  | 0 | 1 | 2 | 3 | 4 | 5 | 6 | 7 | 8 | 9 | 10 | 11 | 12 | 13 | 14 | 15 | 16 | 17 | 18 | 19 | 20 | 21 | 22 | 23 | 24 |  |  | Woy Woy 66_11kV Tx2 | 0 | -50 | 0 | -3.843 | -0.20287 | 8.9154 | -171.4909 | -95.5058 | -1.1101 | 0.18042 | 1.4704 | -4.9873 | 1.6188 | 5.5267 | 6.521 | 5.7101 | 6.236 | 5.5681 | 6.9717 | 7.0586 | 7.8696 | 8.3953 | 8.3438 | 8.3033 | 8.5016 | 8.7027 | 8.9067 | 9.1135 | 9.3233 | 9.5361 | 9.7519 | 9.9708
| Transformer Loads | [36 empty] | 0 | 0 | 0 | 0 | 0 | 0 | 0 | 0 | 0 | 0 | 0 | 0 | 0 | 0 | 0 | 0 | 0 | 0 | 0 | 0 | 0 | 0 | 0 | 0 | 0 | 0 | 0 | 0 | 0 | 0 | 0 | 0
| Historical Loads | (11kV Amps) | [7 empty] | 0: Weather Corrected Forecast Loads; 4: (11kV Amps) |  |  |  | 0 | 0 | 0 | 0 | 0 | 0 | 0 | 0 | 0 | 0 | 0 | 0 | 0 | 0 | 0 | 0 | 0 | 0 | 0 | 0 | 0 | 0 | 0 | 0 | 0 | 0 | 0 | 0 | 0 | 0 | 0 | 0
|  | 07/08 | 08/09 | 09/10 | 10/11 | 11/12 | 12/13 | 13/14 |  | 14/15 | 15/16 | 16/17 | 17/18 | 18/19 | 19/20 | 20/21 | 21/22 | 22/23 | 23/24 | 24/25 | 25/26 | 26/27 | 27/28 | 28/29 | 29/30 | 30/31 | 31/32 | 32/33 | 33/34 | 34/35 | 35/36 | 36/37 | 37/38 | 38/39 |  |  |  | 0 | 0 | 0 | 0 | 0 | 0 | 0 | 0 | 0 | 0 | 0 | 0 | 0 | 0 | 0 | 0 | 0 | 0 | 0 | 0 | 0 | 0 | 0 | 0 | 0 | 0 | 0 | 0 | 0 | 0 | 0 | 0
| 0 | [36 empty] | 0 | 0 | 0 | 0 | 0 | 0 | 0 | 0 | 0 | 0 | 0 | 0 | 0 | 0 | 0 | 0 | 0 | 0 | 0 | 0 | 0 | 0 | 0 | 0 | 0 | 0 | 0 | 0 | 0 | 0 | 0 | 0
| Diversity Factor: 0 | [36 empty] | 0 | 0 | 0 | 0 | 0 | 0 | 0 | 0 | 0 | 0 | 0 | 0 | 0 | 0 | 0 | 0 | 0 | 0 | 0 | 0 | 0 | 0 | 0 | 0 | 0 | 0 | 0 | 0 | 0 | 0 | 0 | 0
[38 empty] | 0 | 0 | 0 | 0 | 0 | 0 | 0 | 0 | 0 | 0 | 0 | 0 | 0 | 0 | 0 | 0 | 0 | 0 | 0 | 0 | 0 | 0 | 0 | 0 | 0 | 0 | 0 | 0 | 0 | 0 | 0 | 0
[38 empty] | 0 | 0 | 0 | 0 | 0 | 0 | 0 | 0 | 0 | 0 | 0 | 0 | 0 | 0 | 0 | 0 | 0 | 0 | 0 | 0 | 0 | 0 | 0 | 0 | 0 | 0 | 0 | 0 | 0 | 0 | 0 | 0
| 0 | [36 empty] | 0 | 0 | 0 | 0 | 0 | 0 | 0 | 0 | 0 | 0 | 0 | 0 | 0 | 0 | 0 | 0 | 0 | 0 | 0 | 0 | 0 | 0 | 0 | 0 | 0 | 0 | 0 | 0 | 0 | 0 | 0 | 0
Diversity Factor: 0
[38 empty] | Historical Spots & Transfers | [6 empty] | Forecast Spots & Transfers
[35 empty] | Project Name | From | To | 07/08 | 08/09 | 09/10 | 10/11 | 11/12 | 12/13 | 13/14 | 14/15 | 15/16 | 16/17 | 17/18 | 18/19 | 19/20 | 20/21 | 21/22 | 22/23 | 23/24 | 24/25 | 25/26 | 26/27 | 27/28 | 28/29 | 29/30 | 30/31 | 31/32 | 32/33 | 33/34 | 34/35 | 35/36 | 36/37 | 37/38 | 38/39
| 0 | [33 empty] | Broad based demand management |  | Woy Woy 66_11kV Tx1 | 0 | 0 | 0 | 0 | 0 | 0 | 0 | -0.001745 | -0.00349 | -0.022685 | -0.04188 | -5.1438 | 0 | 0 | 0 | 0 | 0 | 0 | 0 | 0 | 0 | 0 | 0 | 0 | 0 | 0 | 0 | 0 | 0 | 0 | 0 | 0
| Diversity Factor: 0 | [33 empty] | Broad based demand management |  | Woy Woy 66_11kV Tx2 | 0 | 0 | 0 | 0 | 0 | 0 | 0 | -0.0019986 | -0.0039971 | -0.025981 | -0.047966 | -5.8911 | 0 | 0 | 0 | 0 | 0 | 0 | 0 | 0 | 0 | 0 | 0 | 0 | 0 | 0 | 0 | 0 | 0 | 0 | 0 | 0
[35 empty] | DNP_ID: 6148. Woy Woy Zone Development - Panels 6 and 16 Feeders | Woy Woy 66_11kV Tx1 | Umina 66_11kV Tx2 | 0 | 26 | 0 | 0 | 0 | 0 | 0 | 0 | 0 | 0 | 0 | 0 | 0 | 0 | 0 | 0 | 0 | 0 | 0 | 0 | 0 | 0 | 0 | 0 | 0 | 0 | 0 | 0 | 0 | 0 | 0 | 0
[35 empty] | DNP_ID: 6148. Woy Woy Zone Development - Panels 6 and 16 Feeders | Woy Woy 66_11kV Tx1 | Woy Woy 66_11kV Tx2 | 0 | 235 | 0 | 0 | 0 | 0 | 0 | 0 | 0 | 0 | 0 | 0 | 0 | 0 | 0 | 0 | 0 | 0 | 0 | 0 | 0 | 0 | 0 | 0 | 0 | 0 | 0 | 0 | 0 | 0 | 0 | 0
| 0 | [33 empty] | DNP_ID: 6148. Woy Woy Zone Development - Panels 6 and 16 Feeders | Woy Woy 66_11kV Tx2 | Umina 66_11kV Tx1 | 0 | 55 | 0 | 0 | 0 | 0 | 0 | 0 | 0 | 0 | 0 | 0 | 0 | 0 | 0 | 0 | 0 | 0 | 0 | 0 | 0 | 0 | 0 | 0 | 0 | 0 | 0 | 0 | 0 | 0 | 0 | 0
| Diversity Factor: 0 | [33 empty] | DNP_ID: 6148. Woy Woy Zone Development - Panels 6 and 16 Feeders | Woy Woy 66_11kV Tx2 | Woy Woy 66_11kV Tx1 | 0 | 230 | 0 | 0 | 0 | 0 | 0 | 0 | 0 | 0 | 0 | 0 | 0 | 0 | 0 | 0 | 0 | 0 | 0 | 0 | 0 | 0 | 0 | 0 | 0 | 0 | 0 | 0 | 0 | 0 | 0 | 0
[35 empty] | DNP_ID: 6644. Avoca Zone Development Stage 1 | Avoca 66_11kV Tx1 | Woy Woy 66_11kV Tx2 | 0 | 0 | 0 | 0 | 0 | 9 | 0 | 0 | 0 | 0 | 0 | 0 | 0 | 0 | 0 | 0 | 0 | 0 | 0 | 0 | 0 | 0 | 0 | 0 | 0 | 0 | 0 | 0 | 0 | 0 | 0 | 0
[35 empty] | DNP_ID: 6712. New Empire Bay Zone Substation Initial 11kV Feeder Connections | Woy Woy 66_11kV Tx1 | Empire Bay 66_11kV Tx1 | 0 | 0 | 0 | 0 | 0 | 0 | 0 | 85 | 0 | 0 | 0 | 0 | 0 | 0 | 0 | 0 | 0 | 0 | 0 | 0 | 0 | 0 | 0 | 0 | 0 | 0 | 0 | 0 | 0 | 0 | 0 | 0
| 0 | [33 empty] | DNP_ID: 6712. New Empire Bay Zone Substation Initial 11kV Feeder Connections | Woy Woy 66_11kV Tx1 | Empire Bay 66_11kV Tx2 | 0 | 0 | 0 | 0 | 0 | 0 | 88 | 64 | 0 | 0 | 0 | 0 | 0 | 0 | 0 | 0 | 0 | 0 | 0 | 0 | 0 | 0 | 0 | 0 | 0 | 0 | 0 | 0 | 0 | 0 | 0 | 0
| Diversity Factor: 0 | [33 empty] | DNP_ID: 6712. New Empire Bay Zone Substation Initial 11kV Feeder Connections | Woy Woy 66_11kV Tx2 | Empire Bay 66_11kV Tx1 | 0 | 0 | 0 | 0 | 0 | 0 | 42 | 0 | 0 | 0 | 0 | 0 | 0 | 0 | 0 | 0 | 0 | 0 | 0 | 0 | 0 | 0 | 0 | 0 | 0 | 0 | 0 | 0 | 0 | 0 | 0 | 0
[35 empty] | DNP_ID: 6712. New Empire Bay Zone Substation Initial 11kV Feeder Connections | Woy Woy 66_11kV Tx2 | Empire Bay 66_11kV Tx2 | 0 | 0 | 0 | 0 | 0 | 0 | 130 | 0 | 0 | 0 | 0 | 0 | 0 | 0 | 0 | 0 | 0 | 0 | 0 | 0 | 0 | 0 | 0 | 0 | 0 | 0 | 0 | 0 | 0 | 0 | 0 | 0
[35 empty] | DNP_ID: 6863. Empire Bay ZS 11kV Fdr Conns (Stage 2) | Woy Woy 66_11kV Tx2 | Empire Bay 66_11kV Tx1 | 0 | 0 | 0 | 0 | 0 | 0 | 0 | 94 | 0 | 0 | 0 | 0 | 0 | 0 | 0 | 0 | 0 | 0 | 0 | 0 | 0 | 0 | 0 | 0 | 0 | 0 | 0 | 0 | 0 | 0 | 0 | 0
| 0 | [33 empty] | Econometric |  | Woy Woy 66_11kV Tx1 | 0 | 0 | 0 | 0 | 0 | 0 | 0 | 0 | 0 | 3.5801 | 6.4572 | 8.4271 | 9.539 | 10.1416 | 9.9393 | 9.7254 | 9.8799 | 10.0367 | 10.1956 | 10.3569 | 10.5205 | 10.6864 | 10.8546 | 11.0253 | 11.1984 | 11.374 | 11.5521 | 11.7327 | 11.9159 | 12.1017 | 12.2902 | 12.4813
| Diversity Factor: 0 | [33 empty] | Econometric |  | Woy Woy 66_11kV Tx2 | 0 | 0 | 0 | 0 | 0 | 0 | 0 | 0 | 0 | 4.1003 | 7.3954 | 9.6516 | 10.925 | 11.6151 | 11.3834 | 11.1385 | 11.3155 | 11.495 | 11.6771 | 11.8617 | 12.0491 | 12.2391 | 12.4318 | 12.6273 | 12.8256 | 13.0267 | 13.2306 | 13.4375 | 13.6473 | 13.8601 | 14.0759 | 14.2948
[35 empty] | Energy Efficiency |  | Woy Woy 66_11kV Tx1 | 0 | 0 | 0 | 0 | 0 | 0 | 0 | -0.80952 | -0.40102 | -2.7621 | -4.4315 | -6.8889 | -7.3364 | -4.4898 | -3.4466 | -3.928 | -3.814 | -4.4311 | -3.3646 | -3.4499 | -2.9054 | -2.6122 | -2.8255 | -3.0315 | -3.0315 | -3.0315 | -3.0315 | -3.0315 | -3.0315 | -3.0315 | -3.0315 | -3.0315
[35 empty] | Energy Efficiency |  | Woy Woy 66_11kV Tx2 | 0 | 0 | 0 | 0 | 0 | 0 | 0 | -0.92714 | -0.45928 | -3.1634 | -5.0754 | -7.8898 | -8.4024 | -5.1422 | -3.9474 | -4.4988 | -4.3682 | -5.0749 | -3.8534 | -3.9512 | -3.3275 | -2.9918 | -3.236 | -3.472 | -3.472 | -3.472 | -3.472 | -3.472 | -3.472 | -3.472 | -3.472 | -3.472
| 0 | [33 empty] | Solar PV |  | Woy Woy 66_11kV Tx1 | 0 | 0 | 0 | -3.3555 | -0.17713 | -0.073887 | 0.44454 | -0.50353 | -0.56479 | -0.63787 | -0.69991 | -0.74907 | -0.78914 | -0.82622 | -0.79897 | -0.81166 | -0.62104 | -0.74389 | -0.74389 | -0.74389 | -0.74389 | -0.74389 | -0.74389 | -0.74389 | -0.74389 | -0.74389 | -0.74389 | -0.74389 | -0.74389 | -0.74389 | -0.74389 | -0.74389
| Diversity Factor: 0 | [33 empty] | Solar PV |  | Woy Woy 66_11kV Tx2 | 0 | 0 | 0 | -3.843 | -0.20287 | -0.084622 | 0.50913 | -0.5767 | -0.64685 | -0.73055 | -0.80161 | -0.85791 | -0.90381 | -0.94626 | -0.91506 | -0.9296 | -0.71128 | -0.85198 | -0.85198 | -0.85198 | -0.85198 | -0.85198 | -0.85198 | -0.85198 | -0.85198 | -0.85198 | -0.85198 | -0.85198 | -0.85198 | -0.85198 | -0.85198 | -0.85198
0
Diversity Factor: 0
0
Diversity Factor: 0
0
Diversity Factor: 0
| Weather Correction and Public Holiday Factors | [8 empty] | Forecast ROG
ROG Justification
| Actual loads for season 13/14 have been weather corrected by the following: | [6 empty] | 2.354% |  | 7 year ROG ok | [59 empty] | 7 year ROG ok
1 | 2 | 3 | 4 | 5 | 6 | 7 | 8 | 9 | 10 | 14/15 | 15/16 | 16/17 | 17/18 | 18/19 | 19/20 | 20/21 | 21/22 | 22/23 | 23/24 | 24/25 | 25/26 | 26/27 | 27/28 | 28/29 | 29/30 | 30/31 | 31/32 | 32/33 | 33/34 | 34/35 | 35/36 | 36/37 | 37/38 | 38/39
0.97075 | 0.94236 | 0.92398 | 0.91497 | 0.91497 | 0.91497 | 0.91497 | 0.91497 | 0.91497 | 0.91497 | -2.925% | -2.925% | -1.95% | -0.975% | 0% | 0% | 0% | 0% | 0% | 0% | 0% | 0% | 0% | 0% | 0% | 0% | 0% | 0% | 0% | 0% | 0% | 0% | 0% | 0% | 0%
Substation Load Detail
[7 empty] | Units | 13/14 |  | 14/15 | 15/16 | 16/17 | 17/18 | 18/19 | 19/20 | 20/21 | 21/22 | 22/23 | 23/24 | 24/25 | 25/26 | 26/27 | 27/28 | 28/29 | 29/30 | 30/31 | 31/32 | 32/33 | 33/34 | 34/35 | 35/36 | 36/37 | 37/38 | 38/39
1 | Woy Woy 66_11kV | Compensated |  | Load (LV side) |  |  | Amps | 988 | 1082 | 804.5297 | 778.917 | 764.0656 | 759.3699 | 750.0279 | 753.0601 | 763.4123 | 775.6269 | 786.3227 | 798.0036 | 808.4334 | 821.4922 | 834.7138 | 849.4546 | 865.1802 | 880.8093 | 896.3626 | 912.2872 | 928.5885 | 945.2719 | 962.3427 | 979.8066 | 997.669 | 1015.935 | 1034.612
|  |  |  | Apparent Power |  |  | MVA | 18.8239 |  | 15.3284 | 14.8404 | 14.5574 | 14.4679 | 14.2899 | 14.3477 | 14.545 | 14.7777 | 14.9815 | 15.204 | 15.4027 | 15.6515 | 15.9034 | 16.1843 | 16.4839 | 16.7817 | 17.078 | 17.3814 | 17.692 | 18.0098 | 18.3351 | 18.6678 | 19.0081 | 19.3562 | 19.712
|  |  |  | Real Power |  |  | MW | 17.2589 | 18.901 | 14.054 | 13.6065 | 13.3471 | 13.2651 | 13.1019 | 13.1548 | 13.3357 | 13.5491 | 13.7359 | 13.9399 | 14.1221 | 14.3503 | 14.5812 | 14.8387 | 15.1134 | 15.3864 | 15.6581 | 15.9363 | 16.2211 | 16.5125 | 16.8107 | 17.1158 | 17.4278 | 17.7469 | 18.0732
|  |  |  | Reactive Power |  |  | MVAr | 7.5147 |  | 6.1192 | 5.9244 | 5.8114 | 5.7757 | 5.7047 | 5.7277 | 5.8065 | 5.8994 | 5.9807 | 6.0696 | 6.1489 | 6.2482 | 6.3488 | 6.4609 | 6.5805 | 6.6994 | 6.8177 | 6.9388 | 7.0628 | 7.1897 | 7.3195 | 7.4524 | 7.5882 | 7.7271 | 7.8692
|  |  |  | Capacitors In Service |  |  | MVAr | 0 |  | 0 | 0 | 0 | 0 | 0 | 0 | 0 | 0 | 0 | 0 | 0 | 0 | 0 | 0 | 0 | 0 | 0 | 0 | 0 | 0 | 0 | 0 | 0 | 0 | 0
|  |  |  | PF |  |  |  | 0.91686 |  | 0.91686 | 0.91686 | 0.91686 | 0.91686 | 0.91686 | 0.91686 | 0.91686 | 0.91686 | 0.91686 | 0.91686 | 0.91686 | 0.91686 | 0.91686 | 0.91686 | 0.91686 | 0.91686 | 0.91686 | 0.91686 | 0.91686 | 0.91686 | 0.91686 | 0.91686 | 0.91686 | 0.91686 | 0.91686
0.95248 | Diversity Factor: 0.95 | Uncompensated |  | Reactive Power |  |  | MVAr | 7.5147 | 8.2296 | 6.1192 | 5.9244 | 5.8114 | 5.7757 | 5.7047 | 5.7277 | 5.8065 | 5.8994 | 5.9807 | 6.0696 | 6.1489 | 6.2482 | 6.3488 | 6.4609 | 6.5805 | 6.6994 | 6.8177 | 6.9388 | 7.0628 | 7.1897 | 7.3195 | 7.4524 | 7.5882 | 7.7271 | 7.8692
|  |  |  | PF |  |  |  | 0.91686 |  | 0.91686 | 0.91686 | 0.91686 | 0.91686 | 0.91686 | 0.91686 | 0.91686 | 0.91686 | 0.91686 | 0.91686 | 0.91686 | 0.91686 | 0.91686 | 0.91686 | 0.91686 | 0.91686 | 0.91686 | 0.91686 | 0.91686 | 0.91686 | 0.91686 | 0.91686 | 0.91686 | 0.91686 | 0.91686
[10 empty] | 1 | 2 | 3 | 4 | 5 | 6 | 7 | 8 | 9 | 10 | 11 | 12 | 13 | 14 | 15 | 16 | 17 | 18 | 19 | 20 | 21 | 22 | 23 | 24 | 25
Transformer Load Detail
[7 empty] | Units | 13/14 |  | 14/15 | 15/16 | 16/17 | 17/18 | 18/19 | 19/20 | 20/21 | 21/22 | 22/23 | 23/24 | 24/25 | 25/26 | 26/27 | 27/28 | 28/29 | 29/30 | 30/31 | 31/32 | 32/33 | 33/34 | 34/35 | 35/36 | 36/37 | 37/38 | 38/39
| 0 | Compensated |  | Load (LV side) |  |  | Amps
|  |  |  | Apparent Power |  |  | MVA
|  |  |  | Real Power |  |  | MW
|  |  |  | Reactive Power |  |  | MVAr
|  |  |  | Capacitors In Service |  |  | MVAr
PF
| Zone Div: | Uncompensated |  | Reactive Power |  |  | MVAr
PF
| 0 | Compensated |  | Load (LV side) |  |  | Amps
|  |  |  | Apparent Power |  |  | MVA
|  |  |  | Real Power |  |  | MW
|  |  |  | Reactive Power |  |  | MVAr
|  |  |  | Capacitors In Service |  |  | MVAr
PF
| Zone Div: | Uncompensated |  | Reactive Power |  |  | MVAr
PF
| 0 | Compensated |  | Load (LV side) |  |  | Amps
|  |  |  | Apparent Power |  |  | MVA
|  |  |  | Real Power |  |  | MW
|  |  |  | Reactive Power |  |  | MVAr
|  |  |  | Capacitors In Service |  |  | MVAr
PF
| Zone Div: | Uncompensated |  | Reactive Power |  |  | MVAr
PF
| 0 | Compensated |  | Load (LV side) |  |  | Amps
|  |  |  | Apparent Power |  |  | MVA
|  |  |  | Real Power |  |  | MW
|  |  |  | Reactive Power |  |  | MVAr
|  |  |  | Capacitors In Service |  |  | MVAr
PF
| Zone Div: | Uncompensated |  | Reactive Power |  |  | MVAr
PF
| 0 | Compensated |  | Load (LV side) |  |  | Amps
|  |  |  | Apparent Power |  |  | MVA
|  |  |  | Real Power |  |  | MW
|  |  |  | Reactive Power |  |  | MVAr
|  |  |  | Capacitors In Service |  |  | MVAr
PF
| Zone Div: | Uncompensated |  | Reactive Power |  |  | MVAr
PF
| 0 | Compensated |  | Load (LV side) |  |  | Amps
|  |  |  | Apparent Power |  |  | MVA
|  |  |  | Real Power |  |  | MW
|  |  |  | Reactive Power |  |  | MVAr
|  |  |  | Capacitors In Service |  |  | MVAr
PF
| Zone Div: | Uncompensated |  | Reactive Power |  |  | MVAr
PF
| 0 | Compensated |  | Load (LV side) |  |  | Amps
|  |  |  | Apparent Power |  |  | MVA
|  |  |  | Real Power |  |  | MW
|  |  |  | Reactive Power |  |  | MVAr
|  |  |  | Capacitors In Service |  |  | MVAr
PF
| Zone Div: | Uncompensated |  | Reactive Power |  |  | MVAr
PF
| 0 | Compensated |  | Load (LV side) |  |  | Amps
|  |  |  | Apparent Power |  |  | MVA
|  |  |  | Real Power |  |  | MW
|  |  |  | Reactive Power |  |  | MVAr
|  |  |  | Capacitors In Service |  |  | MVAr
PF
| Zone Div: | Uncompensated |  | Reactive Power |  |  | MVAr
PF
| 0 | Compensated |  | Load (LV side) |  |  | Amps
|  |  |  | Apparent Power |  |  | MVA
|  |  |  | Real Power |  |  | MW
|  |  |  | Reactive Power |  |  | MVAr
|  |  |  | Capacitors In Service |  |  | MVAr
PF
| Zone Div: | Uncompensated |  | Reactive Power |  |  | MVAr
PF
| 0 | Compensated |  | Load (LV side) |  |  | Amps
|  |  |  | Apparent Power |  |  | MVA
|  |  |  | Real Power |  |  | MW
|  |  |  | Reactive Power |  |  | MVAr
|  |  |  | Capacitors In Service |  |  | MVAr
PF
| Zone Div: | Uncompensated |  | Reactive Power |  |  | MVAr
PF