## Inclusions and Exclusions
Sydney Forecast Inclusions and Exclusions
Date Printed |  | 08JUL14:11:21:24
| Description | Value
Season |  | Winter | Winter
Either Summer or Winter
Year |  | 2014 | 2014
Year that the forecast starts
POE |  | 50% | 0.5
10%, 50%, 90%
Spots and Transfers |  | Y | Y
Are Spots and Transfers Included?
BBDM Spots |  | Y | Y
Is BBDM included?
Spots Coefficient |  | 55% | 0.55
Scaling factor applied to spot loads in the future
Aligned ROGs |  | Capped | Capped
Have ROGs been aligned to econometric forecast?
Committed Projects |  | Y | Y
Are Committed Projects Included?
Major Customers Scaling Factor |  | 100% | 1
Scaling factor applied to major customer connections in the future
Future Transfers |  | Y | Y
Are future transfers included?
Future Spots |  | 4 | 4
Future spots are cleared from the following forecast year

## Aberdeen 33_11kV
| Aberdeen 33_11kV | [16 empty] | 2014 | WINTER
[6 empty] | Zone decommissioned |  | 2013-12-01
| Substation Total Loads | [33 empty] | Spots & Transfers Detail
| Historical Loads | (11kV MVA) | [7 empty] | Weather Corrected Forecast Loads |  |  |  | (11kV MVA) | [20 empty] | Spots & Transfers Summary | (11kV MVA) |  | Historical Spots & Transfers | [6 empty] | Forecast Spots & Transfers
|  | 2007 | 2008 | 2009 | 2010 | 2011 | 2012 | 2013 |  | 2014 | 2015 | 2016 | 2017 | 2018 | 2019 | 2020 | 2021 | 2022 | 2023 | 2024 | 2025 | 2026 | 2027 | 2028 | 2029 | 2030 | 2031 | 2032 | 2033 | 2034 | 2035 | 2036 | 2037 | 2038 |  |  |  | 2007 | 2008 | 2009 | 2010 | 2011 | 2012 | 2013 | 2014 | 2015 | 2016 | 2017 | 2018 | 2019 | 2020 | 2021 | 2022 | 2023 | 2024 | 2025 | 2026 | 2027 | 2028 | 2029 | 2030 | 2031 | 2032 | 2033 | 2034 | 2035 | 2036 | 2037 | 2038
| Total | 4.6 | 5 | 5 | 4.7 | 5.078 | 2.438 | 1.909 |  | 0 | 0 | 0 | 0 | 0 | 0 | 0 | 0 | 0 | 0 | 0 | 0 | 0 | 0 | 0 | 0 | 0 | 0 | 0 | 0 | 0 | 0 | 0 | 0 | 0 |  |  | Total | 0 | 0 | 0.19053 | 0.30865 | 0 | 0 | -0.7621 | 0 | -3.6009 | 0 | 0 | 0 | 0 | 0 | 0 | 0 | 0 | 0 | 0 | 0 | 0 | 0 | 0 | 0 | 0 | 0 | 0 | 0 | 0 | 0 | 0 | 0
| Firm Rating | 0 | 0 | 0 | 8.48 | 8.48 | 8.48 | 8.48 |  | 0 | 0 | 0 | 0 | 0 | 0 | 0 | 0 | 0 | 0 | 0 | 0 | 0 | 0 | 0 | 0 | 0 | 0 | 0 | 0 | 0 | 0 | 0 | 0 | 0
| Total Capacity | 0 | 0 | 0 | 16 | 16 | 16 | 16 |  | 0 | 0 | 0 | 0 | 0 | 0 | 0 | 0 | 0 | 0 | 0 | 0 | 0 | 0 | 0 | 0 | 0 | 0 | 0 | 0 | 0 | 0 | 0 | 0 | 0 |  |  | Aberdeen 33_11kV Tx1 | 0 | 0 | 0.095263 | 0.15433 | 0 | 0 | -0.38105 | 0 | -1.8005 | 0 | 0 | 0 | 0 | 0 | 0 | 0 | 0 | 0 | 0 | 0 | 0 | 0 | 0 | 0 | 0 | 0 | 0 | 0 | 0 | 0 | 0 | 0
|  | -7 | -6 | -5 | -4 | -3 | -2 | -1 |  | 0 | 1 | 2 | 3 | 4 | 5 | 6 | 7 | 8 | 9 | 10 | 11 | 12 | 13 | 14 | 15 | 16 | 17 | 18 | 19 | 20 | 21 | 22 | 23 | 24 |  |  | Aberdeen 33_11kV Tx2 | 0 | 0 | 0.095263 | 0.15433 | 0 | 0 | -0.38105 | 0 | -1.8005 | 0 | 0 | 0 | 0 | 0 | 0 | 0 | 0 | 0 | 0 | 0 | 0 | 0 | 0 | 0 | 0 | 0 | 0 | 0 | 0 | 0 | 0 | 0
| Transformer Loads | [36 empty] | 0 | 0 | 0 | 0 | 0 | 0 | 0 | 0 | 0 | 0 | 0 | 0 | 0 | 0 | 0 | 0 | 0 | 0 | 0 | 0 | 0 | 0 | 0 | 0 | 0 | 0 | 0 | 0 | 0 | 0 | 0 | 0
| Historical Loads | (11kV MVA) | [7 empty] | 0: Weather Corrected Forecast Loads; 4: (11kV MVA) |  |  |  | 0 | 0 | 0 | 0 | 0 | 0 | 0 | 0 | 0 | 0 | 0 | 0 | 0 | 0 | 0 | 0 | 0 | 0 | 0 | 0 | 0 | 0 | 0 | 0 | 0 | 0 | 0 | 0 | 0 | 0 | 0 | 0
|  | 2007 | 2008 | 2009 | 2010 | 2011 | 2012 | 2013 |  | 2014 | 2015 | 2016 | 2017 | 2018 | 2019 | 2020 | 2021 | 2022 | 2023 | 2024 | 2025 | 2026 | 2027 | 2028 | 2029 | 2030 | 2031 | 2032 | 2033 | 2034 | 2035 | 2036 | 2037 | 2038 |  |  |  | 0 | 0 | 0 | 0 | 0 | 0 | 0 | 0 | 0 | 0 | 0 | 0 | 0 | 0 | 0 | 0 | 0 | 0 | 0 | 0 | 0 | 0 | 0 | 0 | 0 | 0 | 0 | 0 | 0 | 0 | 0 | 0
| 0 | [36 empty] | 0 | 0 | 0 | 0 | 0 | 0 | 0 | 0 | 0 | 0 | 0 | 0 | 0 | 0 | 0 | 0 | 0 | 0 | 0 | 0 | 0 | 0 | 0 | 0 | 0 | 0 | 0 | 0 | 0 | 0 | 0 | 0
| Diversity Factor: 0 | [36 empty] | 0 | 0 | 0 | 0 | 0 | 0 | 0 | 0 | 0 | 0 | 0 | 0 | 0 | 0 | 0 | 0 | 0 | 0 | 0 | 0 | 0 | 0 | 0 | 0 | 0 | 0 | 0 | 0 | 0 | 0 | 0 | 0
[38 empty] | 0 | 0 | 0 | 0 | 0 | 0 | 0 | 0 | 0 | 0 | 0 | 0 | 0 | 0 | 0 | 0 | 0 | 0 | 0 | 0 | 0 | 0 | 0 | 0 | 0 | 0 | 0 | 0 | 0 | 0 | 0 | 0
[38 empty] | 0 | 0 | 0 | 0 | 0 | 0 | 0 | 0 | 0 | 0 | 0 | 0 | 0 | 0 | 0 | 0 | 0 | 0 | 0 | 0 | 0 | 0 | 0 | 0 | 0 | 0 | 0 | 0 | 0 | 0 | 0 | 0
| 0 | [36 empty] | 0 | 0 | 0 | 0 | 0 | 0 | 0 | 0 | 0 | 0 | 0 | 0 | 0 | 0 | 0 | 0 | 0 | 0 | 0 | 0 | 0 | 0 | 0 | 0 | 0 | 0 | 0 | 0 | 0 | 0 | 0 | 0
Diversity Factor: 0
[38 empty] | Historical Spots & Transfers | [6 empty] | Forecast Spots & Transfers
[35 empty] | Project Name | From | To | 2007 | 2008 | 2009 | 2010 | 2011 | 2012 | 2013 | 2014 | 2015 | 2016 | 2017 | 2018 | 2019 | 2020 | 2021 | 2022 | 2023 | 2024 | 2025 | 2026 | 2027 | 2028 | 2029 | 2030 | 2031 | 2032 | 2033 | 2034 | 2035 | 2036 | 2037 | 2038
| 0 | [33 empty] | DNP_ID: 2241. Move open point from 75002 to 74724 (from Scone) | Scone 33_11kV Tx1 | Aberdeen 33_11kV Tx1 | 0 | 0 | 0.047631 | 0 | 0 | 0 | 0 | 0 | 0 | 0 | 0 | 0 | 0 | 0 | 0 | 0 | 0 | 0 | 0 | 0 | 0 | 0 | 0 | 0 | 0 | 0 | 0 | 0 | 0 | 0 | 0 | 0
| Diversity Factor: 0 | [33 empty] | DNP_ID: 2241. Move open point from 75002 to 74724 (from Scone) | Scone 33_11kV Tx1 | Aberdeen 33_11kV Tx2 | 0 | 0 | 0.047631 | 0 | 0 | 0 | 0 | 0 | 0 | 0 | 0 | 0 | 0 | 0 | 0 | 0 | 0 | 0 | 0 | 0 | 0 | 0 | 0 | 0 | 0 | 0 | 0 | 0 | 0 | 0 | 0 | 0
[35 empty] | DNP_ID: 2241. Move open point from 75002 to 74724 (from Scone) | Scone 33_11kV Tx2 | Aberdeen 33_11kV Tx1 | 0 | 0 | 0.047631 | 0 | 0 | 0 | 0 | 0 | 0 | 0 | 0 | 0 | 0 | 0 | 0 | 0 | 0 | 0 | 0 | 0 | 0 | 0 | 0 | 0 | 0 | 0 | 0 | 0 | 0 | 0 | 0 | 0
[35 empty] | DNP_ID: 2241. Move open point from 75002 to 74724 (from Scone) | Scone 33_11kV Tx2 | Aberdeen 33_11kV Tx2 | 0 | 0 | 0.047631 | 0 | 0 | 0 | 0 | 0 | 0 | 0 | 0 | 0 | 0 | 0 | 0 | 0 | 0 | 0 | 0 | 0 | 0 | 0 | 0 | 0 | 0 | 0 | 0 | 0 | 0 | 0 | 0 | 0
| 0 | [33 empty] | DNP_ID: 2244. from Aberdeen 33/11kV | Aberdeen 33_11kV Tx1 | Aberdeen 66_11kV Tx1 | 0 | 0 | 0 | 0 | 0 | 0 | 0.19053 | 0 | 0.42392 | 0 | 0 | 0 | 0 | 0 | 0 | 0 | 0 | 0 | 0 | 0 | 0 | 0 | 0 | 0 | 0 | 0 | 0 | 0 | 0 | 0 | 0 | 0
| Diversity Factor: 0 | [33 empty] | DNP_ID: 2244. from Aberdeen 33/11kV | Aberdeen 33_11kV Tx1 | Aberdeen 66_11kV Tx2 | 0 | 0 | 0 | 0 | 0 | 0 | 0.19053 | 0 | 0.42392 | 0 | 0 | 0 | 0 | 0 | 0 | 0 | 0 | 0 | 0 | 0 | 0 | 0 | 0 | 0 | 0 | 0 | 0 | 0 | 0 | 0 | 0 | 0
[35 empty] | DNP_ID: 2244. from Aberdeen 33/11kV | Aberdeen 33_11kV Tx2 | Aberdeen 66_11kV Tx1 | 0 | 0 | 0 | 0 | 0 | 0 | 0.19053 | 0 | 0.42392 | 0 | 0 | 0 | 0 | 0 | 0 | 0 | 0 | 0 | 0 | 0 | 0 | 0 | 0 | 0 | 0 | 0 | 0 | 0 | 0 | 0 | 0 | 0
[35 empty] | DNP_ID: 2244. from Aberdeen 33/11kV | Aberdeen 33_11kV Tx2 | Aberdeen 66_11kV Tx2 | 0 | 0 | 0 | 0 | 0 | 0 | 0.19053 | 0 | 0.42392 | 0 | 0 | 0 | 0 | 0 | 0 | 0 | 0 | 0 | 0 | 0 | 0 | 0 | 0 | 0 | 0 | 0 | 0 | 0 | 0 | 0 | 0 | 0
| 0 | [33 empty] | DNP_ID: 2245. from Aberdeen 33/11kV | Aberdeen 33_11kV Tx1 | Aberdeen 66_11kV Tx1 | 0 | 0 | 0 | 0 | 0 | 0 | 0 | 0 | 0.47631 | 0 | 0 | 0 | 0 | 0 | 0 | 0 | 0 | 0 | 0 | 0 | 0 | 0 | 0 | 0 | 0 | 0 | 0 | 0 | 0 | 0 | 0 | 0
| Diversity Factor: 0 | [33 empty] | DNP_ID: 2245. from Aberdeen 33/11kV | Aberdeen 33_11kV Tx1 | Aberdeen 66_11kV Tx2 | 0 | 0 | 0 | 0 | 0 | 0 | 0 | 0 | 0.47631 | 0 | 0 | 0 | 0 | 0 | 0 | 0 | 0 | 0 | 0 | 0 | 0 | 0 | 0 | 0 | 0 | 0 | 0 | 0 | 0 | 0 | 0 | 0
[35 empty] | DNP_ID: 2245. from Aberdeen 33/11kV | Aberdeen 33_11kV Tx2 | Aberdeen 66_11kV Tx1 | 0 | 0 | 0 | 0 | 0 | 0 | 0 | 0 | 0.47631 | 0 | 0 | 0 | 0 | 0 | 0 | 0 | 0 | 0 | 0 | 0 | 0 | 0 | 0 | 0 | 0 | 0 | 0 | 0 | 0 | 0 | 0 | 0
[35 empty] | DNP_ID: 2245. from Aberdeen 33/11kV | Aberdeen 33_11kV Tx2 | Aberdeen 66_11kV Tx2 | 0 | 0 | 0 | 0 | 0 | 0 | 0 | 0 | 0.47631 | 0 | 0 | 0 | 0 | 0 | 0 | 0 | 0 | 0 | 0 | 0 | 0 | 0 | 0 | 0 | 0 | 0 | 0 | 0 | 0 | 0 | 0 | 0
| 0 | [33 empty] | HVCON_ID: 2000123. XCU012288- St Joseph Upgrade to 1000kVA March 2009 |  | Aberdeen 33_11kV Tx1 | 0 | 0 | 0 | 0.15433 | 0 | 0 | 0 | 0 | 0 | 0 | 0 | 0 | 0 | 0 | 0 | 0 | 0 | 0 | 0 | 0 | 0 | 0 | 0 | 0 | 0 | 0 | 0 | 0 | 0 | 0 | 0 | 0
| Diversity Factor: 0 | [33 empty] | HVCON_ID: 2000123. XCU012288- St Joseph Upgrade to 1000kVA March 2009 |  | Aberdeen 33_11kV Tx2 | 0 | 0 | 0 | 0.15433 | 0 | 0 | 0 | 0 | 0 | 0 | 0 | 0 | 0 | 0 | 0 | 0 | 0 | 0 | 0 | 0 | 0 | 0 | 0 | 0 | 0 | 0 | 0 | 0 | 0 | 0 | 0 | 0
[35 empty] | Econometric |  | Aberdeen 33_11kV Tx1 | 0 | 0 | 0 | 0 | 0 | 0 | 0 | 0 | 0 | 0 | 0 | 0 | 0 | 0 | 0 | 0 | 0 | 0 | 0 | 0 | 0 | 0 | 0 | 0 | 0 | 0 | 0 | 0 | 0 | 0 | 0 | 0
[35 empty] | Econometric |  | Aberdeen 33_11kV Tx2 | 0 | 0 | 0 | 0 | 0 | 0 | 0 | 0 | 0 | 0 | 0 | 0 | 0 | 0 | 0 | 0 | 0 | 0 | 0 | 0 | 0 | 0 | 0 | 0 | 0 | 0 | 0 | 0 | 0 | 0 | 0 | 0
| 0 | [33 empty] | Energy Efficiency |  | Aberdeen 33_11kV Tx1 | 0 | 0 | 0 | 0 | 0 | 0 | 0 | 0 | 0 | 0 | 0 | 0 | 0 | 0 | 0 | 0 | 0 | 0 | 0 | 0 | 0 | 0 | 0 | 0 | 0 | 0 | 0 | 0 | 0 | 0 | 0 | 0
| Diversity Factor: 0 | [33 empty] | Energy Efficiency |  | Aberdeen 33_11kV Tx2 | 0 | 0 | 0 | 0 | 0 | 0 | 0 | 0 | 0 | 0 | 0 | 0 | 0 | 0 | 0 | 0 | 0 | 0 | 0 | 0 | 0 | 0 | 0 | 0 | 0 | 0 | 0 | 0 | 0 | 0 | 0 | 0
[35 empty] | Solar PV |  | Aberdeen 33_11kV Tx1 | 0 | 0 | 0 | 0 | 0 | 0 | 0 | 0 | 0 | 0 | 0 | 0 | 0 | 0 | 0 | 0 | 0 | 0 | 0 | 0 | 0 | 0 | 0 | 0 | 0 | 0 | 0 | 0 | 0 | 0 | 0 | 0
[35 empty] | Solar PV |  | Aberdeen 33_11kV Tx2 | 0 | 0 | 0 | 0 | 0 | 0 | 0 | 0 | 0 | 0 | 0 | 0 | 0 | 0 | 0 | 0 | 0 | 0 | 0 | 0 | 0 | 0 | 0 | 0 | 0 | 0 | 0 | 0 | 0 | 0 | 0 | 0
0
Diversity Factor: 0
0
Diversity Factor: 0
0
Diversity Factor: 0
| Weather Correction and Public Holiday Factors | [8 empty] | Forecast ROG
ROG Justification
| Actual loads for season 2013 have been weather corrected by the following: | [6 empty] | 0.05238% |  | Rog Capped +/-5% | [59 empty] | Rog Capped +/-5%
1 | 2 | 3 | 4 | 5 | 6 | 7 | 8 | 9 | 10 | 2014 | 2015 | 2016 | 2017 | 2018 | 2019 | 2020 | 2021 | 2022 | 2023 | 2024 | 2025 | 2026 | 2027 | 2028 | 2029 | 2030 | 2031 | 2032 | 2033 | 2034 | 2035 | 2036 | 2037 | 2038
0.95 | 0.9025 | 0.87242 | 0.85789 | 0.85789 | 0.85789 | 0.85789 | 0.85789 | 0.85789 | 0.85789 | -5% | -5% | -3.333% | -1.666% | 0% | 0% | 0% | 0% | 0% | 0% | 0% | 0% | 0% | 0% | 0% | 0% | 0% | 0% | 0% | 0% | 0% | 0% | 0% | 0% | 0%
Substation Load Detail
[7 empty] | Units | 2013 |  | 2014 | 2015 | 2016 | 2017 | 2018 | 2019 | 2020 | 2021 | 2022 | 2023 | 2024 | 2025 | 2026 | 2027 | 2028 | 2029 | 2030 | 2031 | 2032 | 2033 | 2034 | 2035 | 2036 | 2037 | 2038
1 | Aberdeen 33_11kV | Compensated |  | Load (LV side) |  |  | Amps | 0 |  | 0 | 0 | 0 | 0 | 0 | 0 | 0 | 0 | 0 | 0 | 0 | 0 | 0 | 0 | 0 | 0 | 0 | 0 | 0 | 0 | 0 | 0 | 0 | 0 | 0
|  |  |  | Apparent Power |  |  | MVA | 1.909 | 2.1 | 0 | 0 | 0 | 0 | 0 | 0 | 0 | 0 | 0 | 0 | 0 | 0 | 0 | 0 | 0 | 0 | 0 | 0 | 0 | 0 | 0 | 0 | 0 | 0 | 0
|  |  |  | Real Power |  |  | MW | 1.8097 | 1.9908 | 0 | 0 | 0 | 0 | 0 | 0 | 0 | 0 | 0 | 0 | 0 | 0 | 0 | 0 | 0 | 0 | 0 | 0 | 0 | 0 | 0 | 0 | 0 | 0 | 0
|  |  |  | Reactive Power |  |  | MVAr | 0 |  | 0 | 0 | 0 | 0 | 0 | 0 | 0 | 0 | 0 | 0 | 0 | 0 | 0 | 0 | 0 | 0 | 0 | 0 | 0 | 0 | 0 | 0 | 0 | 0 | 0
|  |  |  | Capacitors In Service |  |  | MVAr | 0.6 |  | 0 | 0 | 0 | 0 | 0 | 0 | 0 | 0 | 0 | 0 | 0 | 0 | 0 | 0 | 0 | 0 | 0 | 0 | 0 | 0 | 0 | 0 | 0 | 0 | 0
|  |  |  | PF |  |  |  | 0.948 |  | 0 | 0 | 0 | 0 | 0 | 0 | 0 | 0 | 0 | 0 | 0 | 0 | 0 | 0 | 0 | 0 | 0 | 0 | 0 | 0 | 0 | 0 | 0 | 0 | 0
0.92537 | Diversity Factor: 0.93 | Uncompensated |  | Reactive Power |  |  | MVAr | 0 | 1.2684 | 0 | 0 | 0 | 0 | 0 | 0 | 0 | 0 | 0 | 0 | 0 | 0 | 0 | 0 | 0 | 0 | 0 | 0 | 0 | 0 | 0 | 0 | 0 | 0 | 0
|  |  |  | PF |  |  |  | 0.83182 |  | 0 | 0 | 0 | 0 | 0 | 0 | 0 | 0 | 0 | 0 | 0 | 0 | 0 | 0 | 0 | 0 | 0 | 0 | 0 | 0 | 0 | 0 | 0 | 0 | 0
[10 empty] | 1 | 2 | 3 | 4 | 5 | 6 | 7 | 8 | 9 | 10 | 11 | 12 | 13 | 14 | 15 | 16 | 17 | 18 | 19 | 20 | 21 | 22 | 23 | 24 | 25
Transformer Load Detail
[7 empty] | Units | 2013 |  | 2014 | 2015 | 2016 | 2017 | 2018 | 2019 | 2020 | 2021 | 2022 | 2023 | 2024 | 2025 | 2026 | 2027 | 2028 | 2029 | 2030 | 2031 | 2032 | 2033 | 2034 | 2035 | 2036 | 2037 | 2038
| 0 | Compensated |  | Load (LV side) |  |  | Amps
|  |  |  | Apparent Power |  |  | MVA
|  |  |  | Real Power |  |  | MW
|  |  |  | Reactive Power |  |  | MVAr
|  |  |  | Capacitors In Service |  |  | MVAr
PF
| Zone Div: | Uncompensated |  | Reactive Power |  |  | MVAr
PF
| 0 | Compensated |  | Load (LV side) |  |  | Amps
|  |  |  | Apparent Power |  |  | MVA
|  |  |  | Real Power |  |  | MW
|  |  |  | Reactive Power |  |  | MVAr
|  |  |  | Capacitors In Service |  |  | MVAr
PF
| Zone Div: | Uncompensated |  | Reactive Power |  |  | MVAr
PF
| 0 | Compensated |  | Load (LV side) |  |  | Amps
|  |  |  | Apparent Power |  |  | MVA
|  |  |  | Real Power |  |  | MW
|  |  |  | Reactive Power |  |  | MVAr
|  |  |  | Capacitors In Service |  |  | MVAr
PF
| Zone Div: | Uncompensated |  | Reactive Power |  |  | MVAr
PF
| 0 | Compensated |  | Load (LV side) |  |  | Amps
|  |  |  | Apparent Power |  |  | MVA
|  |  |  | Real Power |  |  | MW
|  |  |  | Reactive Power |  |  | MVAr
|  |  |  | Capacitors In Service |  |  | MVAr
PF
| Zone Div: | Uncompensated |  | Reactive Power |  |  | MVAr
PF
| 0 | Compensated |  | Load (LV side) |  |  | Amps
|  |  |  | Apparent Power |  |  | MVA
|  |  |  | Real Power |  |  | MW
|  |  |  | Reactive Power |  |  | MVAr
|  |  |  | Capacitors In Service |  |  | MVAr
PF
| Zone Div: | Uncompensated |  | Reactive Power |  |  | MVAr
PF
| 0 | Compensated |  | Load (LV side) |  |  | Amps
|  |  |  | Apparent Power |  |  | MVA
|  |  |  | Real Power |  |  | MW
|  |  |  | Reactive Power |  |  | MVAr
|  |  |  | Capacitors In Service |  |  | MVAr
PF
| Zone Div: | Uncompensated |  | Reactive Power |  |  | MVAr
PF
| 0 | Compensated |  | Load (LV side) |  |  | Amps
|  |  |  | Apparent Power |  |  | MVA
|  |  |  | Real Power |  |  | MW
|  |  |  | Reactive Power |  |  | MVAr
|  |  |  | Capacitors In Service |  |  | MVAr
PF
| Zone Div: | Uncompensated |  | Reactive Power |  |  | MVAr
PF
| 0 | Compensated |  | Load (LV side) |  |  | Amps
|  |  |  | Apparent Power |  |  | MVA
|  |  |  | Real Power |  |  | MW
|  |  |  | Reactive Power |  |  | MVAr
|  |  |  | Capacitors In Service |  |  | MVAr
PF
| Zone Div: | Uncompensated |  | Reactive Power |  |  | MVAr
PF
| 0 | Compensated |  | Load (LV side) |  |  | Amps
|  |  |  | Apparent Power |  |  | MVA
|  |  |  | Real Power |  |  | MW
|  |  |  | Reactive Power |  |  | MVAr
|  |  |  | Capacitors In Service |  |  | MVAr
PF
| Zone Div: | Uncompensated |  | Reactive Power |  |  | MVAr
PF
| 0 | Compensated |  | Load (LV side) |  |  | Amps
|  |  |  | Apparent Power |  |  | MVA
|  |  |  | Real Power |  |  | MW
|  |  |  | Reactive Power |  |  | MVAr
|  |  |  | Capacitors In Service |  |  | MVAr
PF
| Zone Div: | Uncompensated |  | Reactive Power |  |  | MVAr
PF

## Aberdeen 66_11kV
| Aberdeen 66_11kV | [16 empty] | 2014 | WINTER
[6 empty] | Zone commissioned |  | 2012-09-23
| Substation Total Loads | [33 empty] | Spots & Transfers Detail
| Historical Loads | (11kV MVA) | [7 empty] | Weather Corrected Forecast Loads |  |  |  | (11kV MVA) | [20 empty] | Spots & Transfers Summary | (11kV MVA) |  | Historical Spots & Transfers | [6 empty] | Forecast Spots & Transfers
|  | 2007 | 2008 | 2009 | 2010 | 2011 | 2012 | 2013 |  | 2014 | 2015 | 2016 | 2017 | 2018 | 2019 | 2020 | 2021 | 2022 | 2023 | 2024 | 2025 | 2026 | 2027 | 2028 | 2029 | 2030 | 2031 | 2032 | 2033 | 2034 | 2035 | 2036 | 2037 | 2038 |  |  |  | 2007 | 2008 | 2009 | 2010 | 2011 | 2012 | 2013 | 2014 | 2015 | 2016 | 2017 | 2018 | 2019 | 2020 | 2021 | 2022 | 2023 | 2024 | 2025 | 2026 | 2027 | 2028 | 2029 | 2030 | 2031 | 2032 | 2033 | 2034 | 2035 | 2036 | 2037 | 2038
| Total | [8 empty] | 0 | 3.597 | 3.4797 | 3.4365 | 3.4558 | 3.4747 | 3.5302 | 3.596 | 3.6571 | 3.7207 | 3.7754 | 3.8454 | 3.9156 | 3.996 | 4.0822 | 4.1674 | 4.251 | 4.3363 | 4.4234 | 4.5124 | 4.6032 | 4.6959 | 4.7905 | 4.887 | 4.9855 |  |  | Total | 0 | 0 | 0 | 0 | 0 | 0 | 0.7621 | -0.016133 | 3.5937 | 0.0025808 | 0.014801 | 0.0193 | 0.018902 | 0.055475 | 0.065757 | 0.061173 | 0.06354 | 0.054768 | 0.069939 | 0.070222 | 0.080371 | 0.086253 | 0.085192 | 0.08355 | 0.085326 | 0.087127 | 0.088954 | 0.090807 | 0.092687 | 0.094593 | 0.096527 | 0.098488
| Firm Rating | 0 | 0 | 0 | 0 | 0 | 0 | 0 |  | 25.53 | 25.53 | 25.53 | 25.53 | 25.53 | 25.53 | 25.53 | 25.53 | 25.53 | 25.53 | 25.53 | 25.53 | 25.53 | 25.53 | 25.53 | 25.53 | 25.53 | 25.53 | 25.53 | 25.53 | 25.53 | 25.53 | 25.53 | 25.53 | 25.53
| Total Capacity | 0 | 0 | 0 | 0 | 0 | 0 | 0 |  | 46.41 | 46.41 | 46.41 | 46.41 | 46.41 | 46.41 | 46.41 | 46.41 | 46.41 | 46.41 | 46.41 | 46.41 | 46.41 | 46.41 | 46.41 | 46.41 | 46.41 | 46.41 | 46.41 | 46.41 | 46.41 | 46.41 | 46.41 | 46.41 | 46.41 |  |  | Aberdeen 66_11kV Tx1 | 0 | 0 | 0 | 0 | 0 | 0 | 0.38105 | -0.0080667 | 1.7968 | 0.0012904 | 0.0074006 | 0.0096502 | 0.0094512 | 0.027738 | 0.032878 | 0.030587 | 0.03177 | 0.027384 | 0.03497 | 0.035111 | 0.040185 | 0.043126 | 0.042596 | 0.041775 | 0.042663 | 0.043564 | 0.044477 | 0.045404 | 0.046343 | 0.047297 | 0.048263 | 0.049244
|  | -7 | -6 | -5 | -4 | -3 | -2 | -1 |  | 0 | 1 | 2 | 3 | 4 | 5 | 6 | 7 | 8 | 9 | 10 | 11 | 12 | 13 | 14 | 15 | 16 | 17 | 18 | 19 | 20 | 21 | 22 | 23 | 24 |  |  | Aberdeen 66_11kV Tx2 | 0 | 0 | 0 | 0 | 0 | 0 | 0.38105 | -0.0080667 | 1.7968 | 0.0012904 | 0.0074006 | 0.0096502 | 0.0094512 | 0.027738 | 0.032878 | 0.030587 | 0.03177 | 0.027384 | 0.03497 | 0.035111 | 0.040185 | 0.043126 | 0.042596 | 0.041775 | 0.042663 | 0.043564 | 0.044477 | 0.045404 | 0.046343 | 0.047297 | 0.048263 | 0.049244
| Transformer Loads | [36 empty] | 0 | 0 | 0 | 0 | 0 | 0 | 0 | 0 | 0 | 0 | 0 | 0 | 0 | 0 | 0 | 0 | 0 | 0 | 0 | 0 | 0 | 0 | 0 | 0 | 0 | 0 | 0 | 0 | 0 | 0 | 0 | 0
| Historical Loads | (11kV MVA) | [7 empty] | 0: Weather Corrected Forecast Loads; 4: (11kV MVA) |  |  |  | 0 | 0 | 0 | 0 | 0 | 0 | 0 | 0 | 0 | 0 | 0 | 0 | 0 | 0 | 0 | 0 | 0 | 0 | 0 | 0 | 0 | 0 | 0 | 0 | 0 | 0 | 0 | 0 | 0 | 0 | 0 | 0
|  | 2007 | 2008 | 2009 | 2010 | 2011 | 2012 | 2013 |  | 2014 | 2015 | 2016 | 2017 | 2018 | 2019 | 2020 | 2021 | 2022 | 2023 | 2024 | 2025 | 2026 | 2027 | 2028 | 2029 | 2030 | 2031 | 2032 | 2033 | 2034 | 2035 | 2036 | 2037 | 2038 |  |  |  | 0 | 0 | 0 | 0 | 0 | 0 | 0 | 0 | 0 | 0 | 0 | 0 | 0 | 0 | 0 | 0 | 0 | 0 | 0 | 0 | 0 | 0 | 0 | 0 | 0 | 0 | 0 | 0 | 0 | 0 | 0 | 0
| 0 | [36 empty] | 0 | 0 | 0 | 0 | 0 | 0 | 0 | 0 | 0 | 0 | 0 | 0 | 0 | 0 | 0 | 0 | 0 | 0 | 0 | 0 | 0 | 0 | 0 | 0 | 0 | 0 | 0 | 0 | 0 | 0 | 0 | 0
| Diversity Factor: 0 | [36 empty] | 0 | 0 | 0 | 0 | 0 | 0 | 0 | 0 | 0 | 0 | 0 | 0 | 0 | 0 | 0 | 0 | 0 | 0 | 0 | 0 | 0 | 0 | 0 | 0 | 0 | 0 | 0 | 0 | 0 | 0 | 0 | 0
[38 empty] | 0 | 0 | 0 | 0 | 0 | 0 | 0 | 0 | 0 | 0 | 0 | 0 | 0 | 0 | 0 | 0 | 0 | 0 | 0 | 0 | 0 | 0 | 0 | 0 | 0 | 0 | 0 | 0 | 0 | 0 | 0 | 0
[38 empty] | 0 | 0 | 0 | 0 | 0 | 0 | 0 | 0 | 0 | 0 | 0 | 0 | 0 | 0 | 0 | 0 | 0 | 0 | 0 | 0 | 0 | 0 | 0 | 0 | 0 | 0 | 0 | 0 | 0 | 0 | 0 | 0
| 0 | [36 empty] | 0 | 0 | 0 | 0 | 0 | 0 | 0 | 0 | 0 | 0 | 0 | 0 | 0 | 0 | 0 | 0 | 0 | 0 | 0 | 0 | 0 | 0 | 0 | 0 | 0 | 0 | 0 | 0 | 0 | 0 | 0 | 0
Diversity Factor: 0
[38 empty] | Historical Spots & Transfers | [6 empty] | Forecast Spots & Transfers
[35 empty] | Project Name | From | To | 2007 | 2008 | 2009 | 2010 | 2011 | 2012 | 2013 | 2014 | 2015 | 2016 | 2017 | 2018 | 2019 | 2020 | 2021 | 2022 | 2023 | 2024 | 2025 | 2026 | 2027 | 2028 | 2029 | 2030 | 2031 | 2032 | 2033 | 2034 | 2035 | 2036 | 2037 | 2038
| 0 | [33 empty] | Broad based demand management |  | Aberdeen 66_11kV Tx1 | 0 | 0 | 0 | 0 | 0 | 0 | 0 | 0 | 0 | 0 | 0 | 0 | 0 | 0 | 0 | 0 | 0 | 0 | 0 | 0 | 0 | 0 | 0 | 0 | 0 | 0 | 0 | 0 | 0 | 0 | 0 | 0
| Diversity Factor: 0 | [33 empty] | Broad based demand management |  | Aberdeen 66_11kV Tx2 | 0 | 0 | 0 | 0 | 0 | 0 | 0 | 0 | 0 | 0 | 0 | 0 | 0 | 0 | 0 | 0 | 0 | 0 | 0 | 0 | 0 | 0 | 0 | 0 | 0 | 0 | 0 | 0 | 0 | 0 | 0 | 0
[35 empty] | DNP_ID: 2244. from Aberdeen 33/11kV | Aberdeen 33_11kV Tx1 | Aberdeen 66_11kV Tx1 | 0 | 0 | 0 | 0 | 0 | 0 | 0.19053 | 0 | 0.42392 | 0 | 0 | 0 | 0 | 0 | 0 | 0 | 0 | 0 | 0 | 0 | 0 | 0 | 0 | 0 | 0 | 0 | 0 | 0 | 0 | 0 | 0 | 0
[35 empty] | DNP_ID: 2244. from Aberdeen 33/11kV | Aberdeen 33_11kV Tx1 | Aberdeen 66_11kV Tx2 | 0 | 0 | 0 | 0 | 0 | 0 | 0.19053 | 0 | 0.42392 | 0 | 0 | 0 | 0 | 0 | 0 | 0 | 0 | 0 | 0 | 0 | 0 | 0 | 0 | 0 | 0 | 0 | 0 | 0 | 0 | 0 | 0 | 0
| 0 | [33 empty] | DNP_ID: 2244. from Aberdeen 33/11kV | Aberdeen 33_11kV Tx2 | Aberdeen 66_11kV Tx1 | 0 | 0 | 0 | 0 | 0 | 0 | 0.19053 | 0 | 0.42392 | 0 | 0 | 0 | 0 | 0 | 0 | 0 | 0 | 0 | 0 | 0 | 0 | 0 | 0 | 0 | 0 | 0 | 0 | 0 | 0 | 0 | 0 | 0
| Diversity Factor: 0 | [33 empty] | DNP_ID: 2244. from Aberdeen 33/11kV | Aberdeen 33_11kV Tx2 | Aberdeen 66_11kV Tx2 | 0 | 0 | 0 | 0 | 0 | 0 | 0.19053 | 0 | 0.42392 | 0 | 0 | 0 | 0 | 0 | 0 | 0 | 0 | 0 | 0 | 0 | 0 | 0 | 0 | 0 | 0 | 0 | 0 | 0 | 0 | 0 | 0 | 0
[35 empty] | DNP_ID: 2245. from Aberdeen 33/11kV | Aberdeen 33_11kV Tx1 | Aberdeen 66_11kV Tx1 | 0 | 0 | 0 | 0 | 0 | 0 | 0 | 0 | 0.47631 | 0 | 0 | 0 | 0 | 0 | 0 | 0 | 0 | 0 | 0 | 0 | 0 | 0 | 0 | 0 | 0 | 0 | 0 | 0 | 0 | 0 | 0 | 0
[35 empty] | DNP_ID: 2245. from Aberdeen 33/11kV | Aberdeen 33_11kV Tx1 | Aberdeen 66_11kV Tx2 | 0 | 0 | 0 | 0 | 0 | 0 | 0 | 0 | 0.47631 | 0 | 0 | 0 | 0 | 0 | 0 | 0 | 0 | 0 | 0 | 0 | 0 | 0 | 0 | 0 | 0 | 0 | 0 | 0 | 0 | 0 | 0 | 0
| 0 | [33 empty] | DNP_ID: 2245. from Aberdeen 33/11kV | Aberdeen 33_11kV Tx2 | Aberdeen 66_11kV Tx1 | 0 | 0 | 0 | 0 | 0 | 0 | 0 | 0 | 0.47631 | 0 | 0 | 0 | 0 | 0 | 0 | 0 | 0 | 0 | 0 | 0 | 0 | 0 | 0 | 0 | 0 | 0 | 0 | 0 | 0 | 0 | 0 | 0
| Diversity Factor: 0 | [33 empty] | DNP_ID: 2245. from Aberdeen 33/11kV | Aberdeen 33_11kV Tx2 | Aberdeen 66_11kV Tx2 | 0 | 0 | 0 | 0 | 0 | 0 | 0 | 0 | 0.47631 | 0 | 0 | 0 | 0 | 0 | 0 | 0 | 0 | 0 | 0 | 0 | 0 | 0 | 0 | 0 | 0 | 0 | 0 | 0 | 0 | 0 | 0 | 0
[35 empty] | Econometric |  | Aberdeen 66_11kV Tx1 | 0 | 0 | 0 | 0 | 0 | 0 | 0 | 0 | 0 | 0.017967 | 0.033216 | 0.04947 | 0.050842 | 0.051701 | 0.048747 | 0.049528 | 0.05032 | 0.051124 | 0.051939 | 0.052766 | 0.053605 | 0.054456 | 0.055319 | 0.056194 | 0.057082 | 0.057983 | 0.058896 | 0.059823 | 0.060762 | 0.061716 | 0.062682 | 0.063663
[35 empty] | Econometric |  | Aberdeen 66_11kV Tx2 | 0 | 0 | 0 | 0 | 0 | 0 | 0 | 0 | 0 | 0.017967 | 0.033216 | 0.04947 | 0.050842 | 0.051701 | 0.048747 | 0.049528 | 0.05032 | 0.051124 | 0.051939 | 0.052766 | 0.053605 | 0.054456 | 0.055319 | 0.056194 | 0.057082 | 0.057983 | 0.058896 | 0.059823 | 0.060762 | 0.061716 | 0.062682 | 0.063663
| 0 | [33 empty] | Energy Efficiency |  | Aberdeen 66_11kV Tx1 | 0 | 0 | 0 | 0 | 0 | 0 | 0 | -0.0080667 | -0.003631 | -0.016677 | -0.025816 | -0.03982 | -0.041391 | -0.023964 | -0.015869 | -0.018941 | -0.01855 | -0.02374 | -0.016969 | -0.017655 | -0.013419 | -0.011329 | -0.012722 | -0.014419 | -0.014419 | -0.014419 | -0.014419 | -0.014419 | -0.014419 | -0.014419 | -0.014419 | -0.014419
| Diversity Factor: 0 | [33 empty] | Energy Efficiency |  | Aberdeen 66_11kV Tx2 | 0 | 0 | 0 | 0 | 0 | 0 | 0 | -0.0080667 | -0.003631 | -0.016677 | -0.025816 | -0.03982 | -0.041391 | -0.023964 | -0.015869 | -0.018941 | -0.01855 | -0.02374 | -0.016969 | -0.017655 | -0.013419 | -0.011329 | -0.012722 | -0.014419 | -0.014419 | -0.014419 | -0.014419 | -0.014419 | -0.014419 | -0.014419 | -0.014419 | -0.014419
[35 empty] | Solar PV |  | Aberdeen 66_11kV Tx1 | 0 | 0 | 0 | 0 | 0 | 0 | 0 | 0 | 0 | 0 | 0 | 0 | 0 | 0 | 0 | 0 | 0 | 0 | 0 | 0 | 0 | 0 | 0 | 0 | 0 | 0 | 0 | 0 | 0 | 0 | 0 | 0
[35 empty] | Solar PV |  | Aberdeen 66_11kV Tx2 | 0 | 0 | 0 | 0 | 0 | 0 | 0 | 0 | 0 | 0 | 0 | 0 | 0 | 0 | 0 | 0 | 0 | 0 | 0 | 0 | 0 | 0 | 0 | 0 | 0 | 0 | 0 | 0 | 0 | 0 | 0 | 0
0
Diversity Factor: 0
0
Diversity Factor: 0
0
Diversity Factor: 0
0
Diversity Factor: 0
| Weather Correction and Public Holiday Factors | [8 empty] | Forecast ROG
ROG Justification
| Actual loads for season 2013 have been weather corrected by the following: | [6 empty] | 0% |  | Rog Capped +/-5% | [59 empty] | Rog Capped +/-5%
1 | 2 | 3 | 4 | 5 | 6 | 7 | 8 | 9 | 10 | 2014 | 2015 | 2016 | 2017 | 2018 | 2019 | 2020 | 2021 | 2022 | 2023 | 2024 | 2025 | 2026 | 2027 | 2028 | 2029 | 2030 | 2031 | 2032 | 2033 | 2034 | 2035 | 2036 | 2037 | 2038
0.95 | 0.9025 | 0.87242 | 0.85789 | 0.85789 | 0.85789 | 0.85789 | 0.85789 | 0.85789 | 0.85789 | -5% | -5% | -3.333% | -1.666% | 0% | 0% | 0% | 0% | 0% | 0% | 0% | 0% | 0% | 0% | 0% | 0% | 0% | 0% | 0% | 0% | 0% | 0% | 0% | 0% | 0%
Substation Load Detail
[7 empty] | Units | 2013 |  | 2014 | 2015 | 2016 | 2017 | 2018 | 2019 | 2020 | 2021 | 2022 | 2023 | 2024 | 2025 | 2026 | 2027 | 2028 | 2029 | 2030 | 2031 | 2032 | 2033 | 2034 | 2035 | 2036 | 2037 | 2038
1 | Aberdeen 66_11kV | Compensated |  | Load (LV side) |  |  | Amps | 0 |  | 0 | 188.7954 | 182.6377 | 180.3706 | 181.3836 | 182.3757 | 185.2874 | 188.7387 | 191.9495 | 195.2845 | 198.1591 | 201.8299 | 205.5157 | 209.734 | 214.2612 | 218.7326 | 223.1178 | 227.5963 | 232.1693 | 236.8381 | 241.6043 | 246.4691 | 251.4339 | 256.5003 | 261.6695
|  |  |  | Apparent Power |  |  | MVA | 0 | 0 | 0 | 3.597 | 3.4797 | 3.4365 | 3.4558 | 3.4747 | 3.5302 | 3.596 | 3.6571 | 3.7207 | 3.7754 | 3.8454 | 3.9156 | 3.996 | 4.0822 | 4.1674 | 4.251 | 4.3363 | 4.4234 | 4.5124 | 4.6032 | 4.6959 | 4.7905 | 4.887 | 4.9855
|  |  |  | Real Power |  |  | MW | 0 | 0 | 0 | 3.0369 | 2.9379 | 2.9014 | 2.9177 | 2.9337 | 2.9805 | 3.036 | 3.0877 | 3.1413 | 3.1876 | 3.2466 | 3.3059 | 3.3738 | 3.4466 | 3.5185 | 3.589 | 3.6611 | 3.7346 | 3.8097 | 3.8864 | 3.9647 | 4.0445 | 4.126 | 4.2092
|  |  |  | Reactive Power |  |  | MVAr | 0 |  | 0 | 1.9276 | 1.8647 | 1.8416 | 1.8519 | 1.8621 | 1.8918 | 1.927 | 1.9598 | 1.9939 | 2.0232 | 2.0607 | 2.0983 | 2.1414 | 2.1876 | 2.2333 | 2.278 | 2.3238 | 2.3705 | 2.4181 | 2.4668 | 2.5165 | 2.5672 | 2.6189 | 2.6717
|  |  |  | Capacitors In Service |  |  | MVAr | 0 |  | 0 | 0 | 0 | 0 | 0 | 0 | 0 | 0 | 0 | 0 | 0 | 0 | 0 | 0 | 0 | 0 | 0 | 0 | 0 | 0 | 0 | 0 | 0 | 0 | 0
|  |  |  | PF |  |  |  | 0 |  | 0 | 0.84429 | 0.84429 | 0.84429 | 0.84429 | 0.84429 | 0.84429 | 0.84429 | 0.84429 | 0.84429 | 0.84429 | 0.84429 | 0.84429 | 0.84429 | 0.84429 | 0.84429 | 0.84429 | 0.84429 | 0.84429 | 0.84429 | 0.84429 | 0.84429 | 0.84429 | 0.84429 | 0.84429
0.92537 | Diversity Factor: 0.93 | Uncompensated |  | Reactive Power |  |  | MVAr | 0 | 0 | 0 | 1.9276 | 1.8647 | 1.8416 | 1.8519 | 1.8621 | 1.8918 | 1.927 | 1.9598 | 1.9939 | 2.0232 | 2.0607 | 2.0983 | 2.1414 | 2.1876 | 2.2333 | 2.278 | 2.3238 | 2.3705 | 2.4181 | 2.4668 | 2.5165 | 2.5672 | 2.6189 | 2.6717
|  |  |  | PF |  |  |  | 0 |  | 0 | 0.84429 | 0.84429 | 0.84429 | 0.84429 | 0.84429 | 0.84429 | 0.84429 | 0.84429 | 0.84429 | 0.84429 | 0.84429 | 0.84429 | 0.84429 | 0.84429 | 0.84429 | 0.84429 | 0.84429 | 0.84429 | 0.84429 | 0.84429 | 0.84429 | 0.84429 | 0.84429 | 0.84429
[10 empty] | 1 | 2 | 3 | 4 | 5 | 6 | 7 | 8 | 9 | 10 | 11 | 12 | 13 | 14 | 15 | 16 | 17 | 18 | 19 | 20 | 21 | 22 | 23 | 24 | 25
Transformer Load Detail
[7 empty] | Units | 2013 |  | 2014 | 2015 | 2016 | 2017 | 2018 | 2019 | 2020 | 2021 | 2022 | 2023 | 2024 | 2025 | 2026 | 2027 | 2028 | 2029 | 2030 | 2031 | 2032 | 2033 | 2034 | 2035 | 2036 | 2037 | 2038
| 0 | Compensated |  | Load (LV side) |  |  | Amps
|  |  |  | Apparent Power |  |  | MVA
|  |  |  | Real Power |  |  | MW
|  |  |  | Reactive Power |  |  | MVAr
|  |  |  | Capacitors In Service |  |  | MVAr
PF
| Zone Div: | Uncompensated |  | Reactive Power |  |  | MVAr
PF
| 0 | Compensated |  | Load (LV side) |  |  | Amps
|  |  |  | Apparent Power |  |  | MVA
|  |  |  | Real Power |  |  | MW
|  |  |  | Reactive Power |  |  | MVAr
|  |  |  | Capacitors In Service |  |  | MVAr
PF
| Zone Div: | Uncompensated |  | Reactive Power |  |  | MVAr
PF
| 0 | Compensated |  | Load (LV side) |  |  | Amps
|  |  |  | Apparent Power |  |  | MVA
|  |  |  | Real Power |  |  | MW
|  |  |  | Reactive Power |  |  | MVAr
|  |  |  | Capacitors In Service |  |  | MVAr
PF
| Zone Div: | Uncompensated |  | Reactive Power |  |  | MVAr
PF
| 0 | Compensated |  | Load (LV side) |  |  | Amps
|  |  |  | Apparent Power |  |  | MVA
|  |  |  | Real Power |  |  | MW
|  |  |  | Reactive Power |  |  | MVAr
|  |  |  | Capacitors In Service |  |  | MVAr
PF
| Zone Div: | Uncompensated |  | Reactive Power |  |  | MVAr
PF
| 0 | Compensated |  | Load (LV side) |  |  | Amps
|  |  |  | Apparent Power |  |  | MVA
|  |  |  | Real Power |  |  | MW
|  |  |  | Reactive Power |  |  | MVAr
|  |  |  | Capacitors In Service |  |  | MVAr
PF
| Zone Div: | Uncompensated |  | Reactive Power |  |  | MVAr
PF
| 0 | Compensated |  | Load (LV side) |  |  | Amps
|  |  |  | Apparent Power |  |  | MVA
|  |  |  | Real Power |  |  | MW
|  |  |  | Reactive Power |  |  | MVAr
|  |  |  | Capacitors In Service |  |  | MVAr
PF
| Zone Div: | Uncompensated |  | Reactive Power |  |  | MVAr
PF
| 0 | Compensated |  | Load (LV side) |  |  | Amps
|  |  |  | Apparent Power |  |  | MVA
|  |  |  | Real Power |  |  | MW
|  |  |  | Reactive Power |  |  | MVAr
|  |  |  | Capacitors In Service |  |  | MVAr
PF
| Zone Div: | Uncompensated |  | Reactive Power |  |  | MVAr
PF
| 0 | Compensated |  | Load (LV side) |  |  | Amps
|  |  |  | Apparent Power |  |  | MVA
|  |  |  | Real Power |  |  | MW
|  |  |  | Reactive Power |  |  | MVAr
|  |  |  | Capacitors In Service |  |  | MVAr
PF
| Zone Div: | Uncompensated |  | Reactive Power |  |  | MVAr
PF
| 0 | Compensated |  | Load (LV side) |  |  | Amps
|  |  |  | Apparent Power |  |  | MVA
|  |  |  | Real Power |  |  | MW
|  |  |  | Reactive Power |  |  | MVAr
|  |  |  | Capacitors In Service |  |  | MVAr
PF
| Zone Div: | Uncompensated |  | Reactive Power |  |  | MVAr
PF
| 0 | Compensated |  | Load (LV side) |  |  | Amps
|  |  |  | Apparent Power |  |  | MVA
|  |  |  | Real Power |  |  | MW
|  |  |  | Reactive Power |  |  | MVAr
|  |  |  | Capacitors In Service |  |  | MVAr
PF
| Zone Div: | Uncompensated |  | Reactive Power |  |  | MVAr
PF

## Baerami 33_11kV
| Baerami 33_11kV | [16 empty] | 2014 | WINTER
| Substation Total Loads | [33 empty] | Spots & Transfers Detail
| Historical Loads | (11kV MVA) | [7 empty] | Weather Corrected Forecast Loads |  |  |  | (11kV MVA) | [20 empty] | Spots & Transfers Summary | (11kV MVA) |  | Historical Spots & Transfers | [6 empty] | Forecast Spots & Transfers
|  | 2007 | 2008 | 2009 | 2010 | 2011 | 2012 | 2013 |  | 2014 | 2015 | 2016 | 2017 | 2018 | 2019 | 2020 | 2021 | 2022 | 2023 | 2024 | 2025 | 2026 | 2027 | 2028 | 2029 | 2030 | 2031 | 2032 | 2033 | 2034 | 2035 | 2036 | 2037 | 2038 |  |  |  | 2007 | 2008 | 2009 | 2010 | 2011 | 2012 | 2013 | 2014 | 2015 | 2016 | 2017 | 2018 | 2019 | 2020 | 2021 | 2022 | 2023 | 2024 | 2025 | 2026 | 2027 | 2028 | 2029 | 2030 | 2031 | 2032 | 2033 | 2034 | 2035 | 2036 | 2037 | 2038
| Total | 0.8 | 0.9 | 0.7 | 0.6 | 0.71 | 0.684 | 0.668 |  | 0.61424 | 0.58211 | 0.56222 | 0.55396 | 0.55526 | 0.55636 | 0.56303 | 0.57185 | 0.57988 | 0.58813 | 0.59463 | 0.60346 | 0.61224 | 0.62274 | 0.63416 | 0.64533 | 0.65608 | 0.66703 | 0.6782 | 0.68958 | 0.70118 | 0.71299 | 0.72503 | 0.7373 | 0.74979 |  |  | Total | 0 | 0 | 0 | 0.085737 | 0 | 0 | 0 | -0.0032626 | -0.0014127 | -0.00048899 | 0.0011105 | 0.0012985 | 0.0011001 | 0.006675 | 0.0088197 | 0.0080251 | 0.0082561 | 0.0064931 | 0.0088328 | 0.0087755 | 0.010503 | 0.011421 | 0.011173 | 0.010746 | 0.010955 | 0.011166 | 0.01138 | 0.011597 | 0.011817 | 0.01204 | 0.012266 | 0.012495
| Firm Rating | 0 | 0 | 0 | 0 | 0 | 0 | 0 |  | 0 | 0 | 0 | 0 | 0 | 0 | 0 | 0 | 0 | 0 | 0 | 0 | 0 | 0 | 0 | 0 | 0 | 0 | 0 | 0 | 0 | 0 | 0 | 0 | 0
| Total Capacity | 0 | 0 | 0 | 2.67 | 2.67 | 2.67 | 2.67 |  | 2.67 | 2.67 | 2.67 | 2.67 | 2.67 | 2.67 | 2.67 | 2.67 | 2.67 | 2.67 | 2.67 | 2.67 | 2.67 | 2.67 | 2.67 | 2.67 | 2.67 | 2.67 | 2.67 | 2.67 | 2.67 | 2.67 | 2.67 | 2.67 | 2.67 |  |  | Baerami 33_11kV Tx1 | 0 | 0 | 0 | 0.042868 | 0 | 0 | 0 | -0.0016313 | -0.00070633 | -0.00024449 | 0.00055524 | 0.00064927 | 0.00055004 | 0.0033375 | 0.0044099 | 0.0040125 | 0.0041281 | 0.0032466 | 0.0044164 | 0.0043877 | 0.0052517 | 0.0057107 | 0.0055863 | 0.0053732 | 0.0054774 | 0.0055829 | 0.00569 | 0.0057985 | 0.0059085 | 0.0060199 | 0.006133 | 0.0062475
|  | -7 | -6 | -5 | -4 | -3 | -2 | -1 |  | 0 | 1 | 2 | 3 | 4 | 5 | 6 | 7 | 8 | 9 | 10 | 11 | 12 | 13 | 14 | 15 | 16 | 17 | 18 | 19 | 20 | 21 | 22 | 23 | 24 |  |  | Baerami 33_11kV Tx2 | 0 | 0 | 0 | 0.042868 | 0 | 0 | 0 | -0.0016313 | -0.00070633 | -0.00024449 | 0.00055524 | 0.00064927 | 0.00055004 | 0.0033375 | 0.0044099 | 0.0040125 | 0.0041281 | 0.0032466 | 0.0044164 | 0.0043877 | 0.0052517 | 0.0057107 | 0.0055863 | 0.0053732 | 0.0054774 | 0.0055829 | 0.00569 | 0.0057985 | 0.0059085 | 0.0060199 | 0.006133 | 0.0062475
| Transformer Loads | [36 empty] | 0 | 0 | 0 | 0 | 0 | 0 | 0 | 0 | 0 | 0 | 0 | 0 | 0 | 0 | 0 | 0 | 0 | 0 | 0 | 0 | 0 | 0 | 0 | 0 | 0 | 0 | 0 | 0 | 0 | 0 | 0 | 0
| Historical Loads | (11kV MVA) | [7 empty] | 0: Weather Corrected Forecast Loads; 4: (11kV MVA) |  |  |  | 0 | 0 | 0 | 0 | 0 | 0 | 0 | 0 | 0 | 0 | 0 | 0 | 0 | 0 | 0 | 0 | 0 | 0 | 0 | 0 | 0 | 0 | 0 | 0 | 0 | 0 | 0 | 0 | 0 | 0 | 0 | 0
|  | 2007 | 2008 | 2009 | 2010 | 2011 | 2012 | 2013 |  | 2014 | 2015 | 2016 | 2017 | 2018 | 2019 | 2020 | 2021 | 2022 | 2023 | 2024 | 2025 | 2026 | 2027 | 2028 | 2029 | 2030 | 2031 | 2032 | 2033 | 2034 | 2035 | 2036 | 2037 | 2038 |  |  |  | 0 | 0 | 0 | 0 | 0 | 0 | 0 | 0 | 0 | 0 | 0 | 0 | 0 | 0 | 0 | 0 | 0 | 0 | 0 | 0 | 0 | 0 | 0 | 0 | 0 | 0 | 0 | 0 | 0 | 0 | 0 | 0
| 0 | [36 empty] | 0 | 0 | 0 | 0 | 0 | 0 | 0 | 0 | 0 | 0 | 0 | 0 | 0 | 0 | 0 | 0 | 0 | 0 | 0 | 0 | 0 | 0 | 0 | 0 | 0 | 0 | 0 | 0 | 0 | 0 | 0 | 0
| Diversity Factor: 0 | [36 empty] | 0 | 0 | 0 | 0 | 0 | 0 | 0 | 0 | 0 | 0 | 0 | 0 | 0 | 0 | 0 | 0 | 0 | 0 | 0 | 0 | 0 | 0 | 0 | 0 | 0 | 0 | 0 | 0 | 0 | 0 | 0 | 0
[38 empty] | 0 | 0 | 0 | 0 | 0 | 0 | 0 | 0 | 0 | 0 | 0 | 0 | 0 | 0 | 0 | 0 | 0 | 0 | 0 | 0 | 0 | 0 | 0 | 0 | 0 | 0 | 0 | 0 | 0 | 0 | 0 | 0
[38 empty] | 0 | 0 | 0 | 0 | 0 | 0 | 0 | 0 | 0 | 0 | 0 | 0 | 0 | 0 | 0 | 0 | 0 | 0 | 0 | 0 | 0 | 0 | 0 | 0 | 0 | 0 | 0 | 0 | 0 | 0 | 0 | 0
| 0 | [36 empty] | 0 | 0 | 0 | 0 | 0 | 0 | 0 | 0 | 0 | 0 | 0 | 0 | 0 | 0 | 0 | 0 | 0 | 0 | 0 | 0 | 0 | 0 | 0 | 0 | 0 | 0 | 0 | 0 | 0 | 0 | 0 | 0
Diversity Factor: 0
[38 empty] | Historical Spots & Transfers | [6 empty] | Forecast Spots & Transfers
[35 empty] | Project Name | From | To | 2007 | 2008 | 2009 | 2010 | 2011 | 2012 | 2013 | 2014 | 2015 | 2016 | 2017 | 2018 | 2019 | 2020 | 2021 | 2022 | 2023 | 2024 | 2025 | 2026 | 2027 | 2028 | 2029 | 2030 | 2031 | 2032 | 2033 | 2034 | 2035 | 2036 | 2037 | 2038
| 0 | [33 empty] | Broad based demand management |  | Baerami 33_11kV Tx1 | 0 | 0 | 0 | 0 | 0 | 0 | 0 | 0 | 0 | 0 | 0 | 0 | 0 | 0 | 0 | 0 | 0 | 0 | 0 | 0 | 0 | 0 | 0 | 0 | 0 | 0 | 0 | 0 | 0 | 0 | 0 | 0
| Diversity Factor: 0 | [33 empty] | Broad based demand management |  | Baerami 33_11kV Tx2 | 0 | 0 | 0 | 0 | 0 | 0 | 0 | 0 | 0 | 0 | 0 | 0 | 0 | 0 | 0 | 0 | 0 | 0 | 0 | 0 | 0 | 0 | 0 | 0 | 0 | 0 | 0 | 0 | 0 | 0 | 0 | 0
[35 empty] | HVCON_ID: 2000125. HP154/08 Oakleigh Homestead mid 2009 new 200kVA tx |  | Baerami 33_11kV Tx1 | 0 | 0 | 0 | 0.042868 | 0 | 0 | 0 | 0 | 0 | 0 | 0 | 0 | 0 | 0 | 0 | 0 | 0 | 0 | 0 | 0 | 0 | 0 | 0 | 0 | 0 | 0 | 0 | 0 | 0 | 0 | 0 | 0
[35 empty] | HVCON_ID: 2000125. HP154/08 Oakleigh Homestead mid 2009 new 200kVA tx |  | Baerami 33_11kV Tx2 | 0 | 0 | 0 | 0.042868 | 0 | 0 | 0 | 0 | 0 | 0 | 0 | 0 | 0 | 0 | 0 | 0 | 0 | 0 | 0 | 0 | 0 | 0 | 0 | 0 | 0 | 0 | 0 | 0 | 0 | 0 | 0 | 0
| 0 | [33 empty] | Econometric |  | Baerami 33_11kV Tx1 | 0 | 0 | 0 | 0 | 0 | 0 | 0 | 0 | 0 | 0.0022979 | 0.0043719 | 0.0064958 | 0.0064933 | 0.0065936 | 0.0062049 | 0.006297 | 0.0063903 | 0.0064849 | 0.0065809 | 0.0066781 | 0.0067767 | 0.0068767 | 0.006978 | 0.0070807 | 0.0071849 | 0.0072905 | 0.0073975 | 0.007506 | 0.007616 | 0.0077275 | 0.0078405 | 0.0079551
| Diversity Factor: 0 | [33 empty] | Econometric |  | Baerami 33_11kV Tx2 | 0 | 0 | 0 | 0 | 0 | 0 | 0 | 0 | 0 | 0.0022979 | 0.0043719 | 0.0064958 | 0.0064933 | 0.0065936 | 0.0062049 | 0.006297 | 0.0063903 | 0.0064849 | 0.0065809 | 0.0066781 | 0.0067767 | 0.0068767 | 0.006978 | 0.0070807 | 0.0071849 | 0.0072905 | 0.0073975 | 0.007506 | 0.007616 | 0.0077275 | 0.0078405 | 0.0079551
[35 empty] | Energy Efficiency |  | Baerami 33_11kV Tx1 | 0 | 0 | 0 | 0 | 0 | 0 | 0 | -0.0016313 | -0.00070633 | -0.0025424 | -0.0038167 | -0.0058465 | -0.0059432 | -0.0032561 | -0.0017951 | -0.0022845 | -0.0022623 | -0.0032384 | -0.0021645 | -0.0022904 | -0.001525 | -0.0011659 | -0.0013917 | -0.0017075 | -0.0017075 | -0.0017075 | -0.0017075 | -0.0017075 | -0.0017075 | -0.0017075 | -0.0017075 | -0.0017075
[35 empty] | Energy Efficiency |  | Baerami 33_11kV Tx2 | 0 | 0 | 0 | 0 | 0 | 0 | 0 | -0.0016313 | -0.00070633 | -0.0025424 | -0.0038167 | -0.0058465 | -0.0059432 | -0.0032561 | -0.0017951 | -0.0022845 | -0.0022623 | -0.0032384 | -0.0021645 | -0.0022904 | -0.001525 | -0.0011659 | -0.0013917 | -0.0017075 | -0.0017075 | -0.0017075 | -0.0017075 | -0.0017075 | -0.0017075 | -0.0017075 | -0.0017075 | -0.0017075
| 0 | [33 empty] | Solar PV |  | Baerami 33_11kV Tx1 | 0 | 0 | 0 | 0 | 0 | 0 | 0 | 0 | 0 | 0 | 0 | 0 | 0 | 0 | 0 | 0 | 0 | 0 | 0 | 0 | 0 | 0 | 0 | 0 | 0 | 0 | 0 | 0 | 0 | 0 | 0 | 0
| Diversity Factor: 0 | [33 empty] | Solar PV |  | Baerami 33_11kV Tx2 | 0 | 0 | 0 | 0 | 0 | 0 | 0 | 0 | 0 | 0 | 0 | 0 | 0 | 0 | 0 | 0 | 0 | 0 | 0 | 0 | 0 | 0 | 0 | 0 | 0 | 0 | 0 | 0 | 0 | 0 | 0 | 0
0
Diversity Factor: 0
0
Diversity Factor: 0
0
Diversity Factor: 0
0
Diversity Factor: 0
0
Diversity Factor: 0
| Weather Correction and Public Holiday Factors | [8 empty] | Forecast ROG
ROG Justification
| Actual loads for season 2013 have been weather corrected by the following: | [6 empty] | 0.2994% |  | Rog Capped +/-5% | [59 empty] | Rog Capped +/-5%
1 | 2 | 3 | 4 | 5 | 6 | 7 | 8 | 9 | 10 | 2014 | 2015 | 2016 | 2017 | 2018 | 2019 | 2020 | 2021 | 2022 | 2023 | 2024 | 2025 | 2026 | 2027 | 2028 | 2029 | 2030 | 2031 | 2032 | 2033 | 2034 | 2035 | 2036 | 2037 | 2038
0.95 | 0.9025 | 0.87242 | 0.85789 | 0.85789 | 0.85789 | 0.85789 | 0.85789 | 0.85789 | 0.85789 | -5% | -5% | -3.333% | -1.666% | 0% | 0% | 0% | 0% | 0% | 0% | 0% | 0% | 0% | 0% | 0% | 0% | 0% | 0% | 0% | 0% | 0% | 0% | 0% | 0% | 0%
Substation Load Detail
[7 empty] | Units | 2013 |  | 2014 | 2015 | 2016 | 2017 | 2018 | 2019 | 2020 | 2021 | 2022 | 2023 | 2024 | 2025 | 2026 | 2027 | 2028 | 2029 | 2030 | 2031 | 2032 | 2033 | 2034 | 2035 | 2036 | 2037 | 2038
1 | Baerami 33_11kV | Compensated |  | Load (LV side) |  |  | Amps | 0 |  | 32.2391 | 30.553 | 29.5089 | 29.0754 | 29.1435 | 29.2013 | 29.5516 | 30.0145 | 30.4357 | 30.8691 | 31.2099 | 31.6735 | 32.1341 | 32.6853 | 33.2848 | 33.8712 | 34.4353 | 35.0102 | 35.5963 | 36.1936 | 36.8023 | 37.4225 | 38.0544 | 38.6982 | 39.3541
|  |  |  | Apparent Power |  |  | MVA | 0.668 | 0.65 | 0.61424 | 0.58211 | 0.56222 | 0.55396 | 0.55526 | 0.55636 | 0.56303 | 0.57185 | 0.57988 | 0.58813 | 0.59463 | 0.60346 | 0.61224 | 0.62274 | 0.63416 | 0.64533 | 0.65608 | 0.66703 | 0.6782 | 0.68958 | 0.70118 | 0.71299 | 0.72503 | 0.7373 | 0.74979
|  |  |  | Real Power |  |  | MW | 0.61656 | 0.59995 | 0.56694 | 0.53729 | 0.51893 | 0.51131 | 0.5125 | 0.51352 | 0.51968 | 0.52782 | 0.53523 | 0.54285 | 0.54884 | 0.55699 | 0.56509 | 0.57479 | 0.58533 | 0.59564 | 0.60556 | 0.61567 | 0.62598 | 0.63648 | 0.64719 | 0.65809 | 0.66921 | 0.68053 | 0.69206
|  |  |  | Reactive Power |  |  | MVAr | 0 |  | 0.23636 | 0.224 | 0.21634 | 0.21316 | 0.21366 | 0.21409 | 0.21665 | 0.22005 | 0.22314 | 0.22631 | 0.22881 | 0.23221 | 0.23559 | 0.23963 | 0.24402 | 0.24832 | 0.25246 | 0.25667 | 0.26097 | 0.26535 | 0.26981 | 0.27436 | 0.27899 | 0.28371 | 0.28852
|  |  |  | Capacitors In Service |  |  | MVAr | 0 |  | 0 | 0 | 0 | 0 | 0 | 0 | 0 | 0 | 0 | 0 | 0 | 0 | 0 | 0 | 0 | 0 | 0 | 0 | 0 | 0 | 0 | 0 | 0 | 0 | 0
|  |  |  | PF |  |  |  | 0.923 |  | 0.923 | 0.923 | 0.923 | 0.923 | 0.923 | 0.923 | 0.923 | 0.923 | 0.923 | 0.923 | 0.923 | 0.923 | 0.923 | 0.923 | 0.923 | 0.923 | 0.923 | 0.923 | 0.923 | 0.923 | 0.923 | 0.923 | 0.923 | 0.923 | 0.923
0.70716 | Diversity Factor: 0.71 | Uncompensated |  | Reactive Power |  |  | MVAr | 0 | 0.25012 | 0.23636 | 0.224 | 0.21634 | 0.21316 | 0.21366 | 0.21409 | 0.21665 | 0.22005 | 0.22314 | 0.22631 | 0.22881 | 0.23221 | 0.23559 | 0.23963 | 0.24402 | 0.24832 | 0.25246 | 0.25667 | 0.26097 | 0.26535 | 0.26981 | 0.27436 | 0.27899 | 0.28371 | 0.28852
|  |  |  | PF |  |  |  | 0.923 |  | 0.923 | 0.923 | 0.923 | 0.923 | 0.923 | 0.923 | 0.923 | 0.923 | 0.923 | 0.923 | 0.923 | 0.923 | 0.923 | 0.923 | 0.923 | 0.923 | 0.923 | 0.923 | 0.923 | 0.923 | 0.923 | 0.923 | 0.923 | 0.923 | 0.923
[10 empty] | 1 | 2 | 3 | 4 | 5 | 6 | 7 | 8 | 9 | 10 | 11 | 12 | 13 | 14 | 15 | 16 | 17 | 18 | 19 | 20 | 21 | 22 | 23 | 24 | 25
Transformer Load Detail
[7 empty] | Units | 2013 |  | 2014 | 2015 | 2016 | 2017 | 2018 | 2019 | 2020 | 2021 | 2022 | 2023 | 2024 | 2025 | 2026 | 2027 | 2028 | 2029 | 2030 | 2031 | 2032 | 2033 | 2034 | 2035 | 2036 | 2037 | 2038
| 0 | Compensated |  | Load (LV side) |  |  | Amps
|  |  |  | Apparent Power |  |  | MVA
|  |  |  | Real Power |  |  | MW
|  |  |  | Reactive Power |  |  | MVAr
|  |  |  | Capacitors In Service |  |  | MVAr
PF
| Zone Div: | Uncompensated |  | Reactive Power |  |  | MVAr
PF
| 0 | Compensated |  | Load (LV side) |  |  | Amps
|  |  |  | Apparent Power |  |  | MVA
|  |  |  | Real Power |  |  | MW
|  |  |  | Reactive Power |  |  | MVAr
|  |  |  | Capacitors In Service |  |  | MVAr
PF
| Zone Div: | Uncompensated |  | Reactive Power |  |  | MVAr
PF
| 0 | Compensated |  | Load (LV side) |  |  | Amps
|  |  |  | Apparent Power |  |  | MVA
|  |  |  | Real Power |  |  | MW
|  |  |  | Reactive Power |  |  | MVAr
|  |  |  | Capacitors In Service |  |  | MVAr
PF
| Zone Div: | Uncompensated |  | Reactive Power |  |  | MVAr
PF
| 0 | Compensated |  | Load (LV side) |  |  | Amps
|  |  |  | Apparent Power |  |  | MVA
|  |  |  | Real Power |  |  | MW
|  |  |  | Reactive Power |  |  | MVAr
|  |  |  | Capacitors In Service |  |  | MVAr
PF
| Zone Div: | Uncompensated |  | Reactive Power |  |  | MVAr
PF
| 0 | Compensated |  | Load (LV side) |  |  | Amps
|  |  |  | Apparent Power |  |  | MVA
|  |  |  | Real Power |  |  | MW
|  |  |  | Reactive Power |  |  | MVAr
|  |  |  | Capacitors In Service |  |  | MVAr
PF
| Zone Div: | Uncompensated |  | Reactive Power |  |  | MVAr
PF
| 0 | Compensated |  | Load (LV side) |  |  | Amps
|  |  |  | Apparent Power |  |  | MVA
|  |  |  | Real Power |  |  | MW
|  |  |  | Reactive Power |  |  | MVAr
|  |  |  | Capacitors In Service |  |  | MVAr
PF
| Zone Div: | Uncompensated |  | Reactive Power |  |  | MVAr
PF
| 0 | Compensated |  | Load (LV side) |  |  | Amps
|  |  |  | Apparent Power |  |  | MVA
|  |  |  | Real Power |  |  | MW
|  |  |  | Reactive Power |  |  | MVAr
|  |  |  | Capacitors In Service |  |  | MVAr
PF
| Zone Div: | Uncompensated |  | Reactive Power |  |  | MVAr
PF
| 0 | Compensated |  | Load (LV side) |  |  | Amps
|  |  |  | Apparent Power |  |  | MVA
|  |  |  | Real Power |  |  | MW
|  |  |  | Reactive Power |  |  | MVAr
|  |  |  | Capacitors In Service |  |  | MVAr
PF
| Zone Div: | Uncompensated |  | Reactive Power |  |  | MVAr
PF
| 0 | Compensated |  | Load (LV side) |  |  | Amps
|  |  |  | Apparent Power |  |  | MVA
|  |  |  | Real Power |  |  | MW
|  |  |  | Reactive Power |  |  | MVAr
|  |  |  | Capacitors In Service |  |  | MVAr
PF
| Zone Div: | Uncompensated |  | Reactive Power |  |  | MVAr
PF
| 0 | Compensated |  | Load (LV side) |  |  | Amps
|  |  |  | Apparent Power |  |  | MVA
|  |  |  | Real Power |  |  | MW
|  |  |  | Reactive Power |  |  | MVAr
|  |  |  | Capacitors In Service |  |  | MVAr
PF
| Zone Div: | Uncompensated |  | Reactive Power |  |  | MVAr
PF

## Customer84
| Customer84 | [16 empty] | 2014 | WINTER
| Substation Total Loads | [33 empty] | Spots & Transfers Detail
| Historical Loads | MVA | [7 empty] | Weather Corrected Forecast Loads |  |  |  | MVA | [20 empty] | Spots & Transfers Summary | MVA |  | Historical Spots & Transfers | [6 empty] | Forecast Spots & Transfers
|  | 2007 | 2008 | 2009 | 2010 | 2011 | 2012 | 2013 |  | 2014 | 2015 | 2016 | 2017 | 2018 | 2019 | 2020 | 2021 | 2022 | 2023 | 2024 | 2025 | 2026 | 2027 | 2028 | 2029 | 2030 | 2031 | 2032 | 2033 | 2034 | 2035 | 2036 | 2037 | 2038 |  |  |  | 2007 | 2008 | 2009 | 2010 | 2011 | 2012 | 2013 | 2014 | 2015 | 2016 | 2017 | 2018 | 2019 | 2020 | 2021 | 2022 | 2023 | 2024 | 2025 | 2026 | 2027 | 2028 | 2029 | 2030 | 2031 | 2032 | 2033 | 2034 | 2035 | 2036 | 2037 | 2038
| Total |  |  |  |  | 17.081 | 18.978 | 18.079 |  | 18.079 | 18.079 | 18.079 | 18.079 | 18.079 | 18.079 | 18.079 | 18.079 | 18.079 | 18.079 | 18.079 | 18.079 | 18.079 | 18.079 | 18.079 | 18.079 | 18.079 | 18.079 | 18.079 | 18.079 | 18.079 | 18.079 | 18.079 | 18.079 | 18.079 |  |  | Total
Firm Rating
| Total Capacity | [36 empty] | 0 | 0 | 0 | 0 | 0 | 0 | 0 | 0 | 0 | 0 | 0 | 0 | 0 | 0 | 0 | 0 | 0 | 0 | 0 | 0 | 0 | 0 | 0 | 0 | 0 | 0 | 0 | 0 | 0 | 0 | 0 | 0
|  | -7 | -6 | -5 | -4 | -3 | -2 | -1 |  | 0 | 1 | 2 | 3 | 4 | 5 | 6 | 7 | 8 | 9 | 10 | 11 | 12 | 13 | 14 | 15 | 16 | 17 | 18 | 19 | 20 | 21 | 22 | 23 | 24 |  |  |  | 0 | 0 | 0 | 0 | 0 | 0 | 0 | 0 | 0 | 0 | 0 | 0 | 0 | 0 | 0 | 0 | 0 | 0 | 0 | 0 | 0 | 0 | 0 | 0 | 0 | 0 | 0 | 0 | 0 | 0 | 0 | 0
| Transformer Loads | [36 empty] | 0 | 0 | 0 | 0 | 0 | 0 | 0 | 0 | 0 | 0 | 0 | 0 | 0 | 0 | 0 | 0 | 0 | 0 | 0 | 0 | 0 | 0 | 0 | 0 | 0 | 0 | 0 | 0 | 0 | 0 | 0 | 0
| Historical Loads | MVA | [7 empty] | Weather Corrected Forecast Loads |  |  |  | MVA | [23 empty] | 0 | 0 | 0 | 0 | 0 | 0 | 0 | 0 | 0 | 0 | 0 | 0 | 0 | 0 | 0 | 0 | 0 | 0 | 0 | 0 | 0 | 0 | 0 | 0 | 0 | 0 | 0 | 0 | 0 | 0 | 0 | 0
|  | 2007 | 2008 | 2009 | 2010 | 2011 | 2012 | 2013 |  | 2014 | 2015 | 2016 | 2017 | 2018 | 2019 | 2020 | 2021 | 2022 | 2023 | 2024 | 2025 | 2026 | 2027 | 2028 | 2029 | 2030 | 2031 | 2032 | 2033 | 2034 | 2035 | 2036 | 2037 | 2038 |  |  |  | 0 | 0 | 0 | 0 | 0 | 0 | 0 | 0 | 0 | 0 | 0 | 0 | 0 | 0 | 0 | 0 | 0 | 0 | 0 | 0 | 0 | 0 | 0 | 0 | 0 | 0 | 0 | 0 | 0 | 0 | 0 | 0
| 0 | [36 empty] | 0 | 0 | 0 | 0 | 0 | 0 | 0 | 0 | 0 | 0 | 0 | 0 | 0 | 0 | 0 | 0 | 0 | 0 | 0 | 0 | 0 | 0 | 0 | 0 | 0 | 0 | 0 | 0 | 0 | 0 | 0 | 0
| Diversity Factor: 0 | [36 empty] | 0 | 0 | 0 | 0 | 0 | 0 | 0 | 0 | 0 | 0 | 0 | 0 | 0 | 0 | 0 | 0 | 0 | 0 | 0 | 0 | 0 | 0 | 0 | 0 | 0 | 0 | 0 | 0 | 0 | 0 | 0 | 0
[38 empty] | 0 | 0 | 0 | 0 | 0 | 0 | 0 | 0 | 0 | 0 | 0 | 0 | 0 | 0 | 0 | 0 | 0 | 0 | 0 | 0 | 0 | 0 | 0 | 0 | 0 | 0 | 0 | 0 | 0 | 0 | 0 | 0
[38 empty] | 0 | 0 | 0 | 0 | 0 | 0 | 0 | 0 | 0 | 0 | 0 | 0 | 0 | 0 | 0 | 0 | 0 | 0 | 0 | 0 | 0 | 0 | 0 | 0 | 0 | 0 | 0 | 0 | 0 | 0 | 0 | 0
| 0 | [36 empty] | 0 | 0 | 0 | 0 | 0 | 0 | 0 | 0 | 0 | 0 | 0 | 0 | 0 | 0 | 0 | 0 | 0 | 0 | 0 | 0 | 0 | 0 | 0 | 0 | 0 | 0 | 0 | 0 | 0 | 0 | 0 | 0
Diversity Factor: 0
[38 empty] | Historical Spots & Transfers | [6 empty] | Forecast Spots & Transfers
[35 empty] | Project Name | From | To | 2007 | 2008 | 2009 | 2010 | 2011 | 2012 | 2013 | 2014 | 2015 | 2016 | 2017 | 2018 | 2019 | 2020 | 2021 | 2022 | 2023 | 2024 | 2025 | 2026 | 2027 | 2028 | 2029 | 2030 | 2031 | 2032 | 2033 | 2034 | 2035 | 2036 | 2037 | 2038
0
Diversity Factor: 0
0
Diversity Factor: 0
0
Diversity Factor: 0
0
Diversity Factor: 0
0
Diversity Factor: 0
0
Diversity Factor: 0
0
Diversity Factor: 0
0
Diversity Factor: 0
| Weather Correction and Public Holiday Factors | [8 empty] | Forecast ROG
ROG Justification
| Actual loads for season 2013 have been weather corrected by the following: | [6 empty] | 0% |  | N/A | [59 empty] | N/A
1 | 2 | 3 | 4 | 5 | 6 | 7 | 8 | 9 | 10 | 2014 | 2015 | 2016 | 2017 | 2018 | 2019 | 2020 | 2021 | 2022 | 2023 | 2024 | 2025 | 2026 | 2027 | 2028 | 2029 | 2030 | 2031 | 2032 | 2033 | 2034 | 2035 | 2036 | 2037 | 2038
1 | 1 | 1 | 1 | 1 | 1 | 1 | 1 | 1 | 1 | 0% | 0% | 0% | 0% | 0% | 0% | 0% | 0% | 0% | 0% | 0% | 0% | 0% | 0% | 0% | 0% | 0% | 0% | 0% | 0% | 0% | 0% | 0% | 0% | 0%
Substation Load Detail
[7 empty] | Units | 2013 |  | 2014 | 2015 | 2016 | 2017 | 2018 | 2019 | 2020 | 2021 | 2022 | 2023 | 2024 | 2025 | 2026 | 2027 | 2028 | 2029 | 2030 | 2031 | 2032 | 2033 | 2034 | 2035 | 2036 | 2037 | 2038
1 | Customer84 | Compensated |  | Load (LV side) |  |  | Amps | 158 |  | 158 | 158 | 158 | 158 | 158 | 158 | 158 | 158 | 158 | 158 | 158 | 158 | 158 | 158 | 158 | 158 | 158 | 158 | 158 | 158 | 158 | 158 | 158 | 158 | 158
|  |  |  | Apparent Power |  |  | MVA | 18.079 |  | 18.079 | 18.079 | 18.079 | 18.079 | 18.079 | 18.079 | 18.079 | 18.079 | 18.079 | 18.079 | 18.079 | 18.079 | 18.079 | 18.079 | 18.079 | 18.079 | 18.079 | 18.079 | 18.079 | 18.079 | 18.079 | 18.079 | 18.079 | 18.079 | 18.079
|  |  |  | Real Power |  |  | MW | 16.2711 |  | 16.2711 | 16.2711 | 16.2711 | 16.2711 | 16.2711 | 16.2711 | 16.2711 | 16.2711 | 16.2711 | 16.2711 | 16.2711 | 16.2711 | 16.2711 | 16.2711 | 16.2711 | 16.2711 | 16.2711 | 16.2711 | 16.2711 | 16.2711 | 16.2711 | 16.2711 | 16.2711 | 16.2711 | 16.2711
|  |  |  | Reactive Power |  |  | MVAr | 7.8805 |  | 7.8805 | 7.8805 | 7.8805 | 7.8805 | 7.8805 | 7.8805 | 7.8805 | 7.8805 | 7.8805 | 7.8805 | 7.8805 | 7.8805 | 7.8805 | 7.8805 | 7.8805 | 7.8805 | 7.8805 | 7.8805 | 7.8805 | 7.8805 | 7.8805 | 7.8805 | 7.8805 | 7.8805 | 7.8805
|  |  |  | Capacitors In Service |  |  | MVAr | 0 |  | 0 | 0 | 0 | 0 | 0 | 0 | 0 | 0 | 0 | 0 | 0 | 0 | 0 | 0 | 0 | 0 | 0 | 0 | 0 | 0 | 0 | 0 | 0 | 0 | 0
|  |  |  | PF |  |  |  | 0.9 |  | 0.9 | 0.9 | 0.9 | 0.9 | 0.9 | 0.9 | 0.9 | 0.9 | 0.9 | 0.9 | 0.9 | 0.9 | 0.9 | 0.9 | 0.9 | 0.9 | 0.9 | 0.9 | 0.9 | 0.9 | 0.9 | 0.9 | 0.9 | 0.9 | 0.9
0.85936 | Diversity Factor: 0.86 | Uncompensated |  | Reactive Power |  |  | MVAr | 7.8805 |  | 7.8805 | 7.8805 | 7.8805 | 7.8805 | 7.8805 | 7.8805 | 7.8805 | 7.8805 | 7.8805 | 7.8805 | 7.8805 | 7.8805 | 7.8805 | 7.8805 | 7.8805 | 7.8805 | 7.8805 | 7.8805 | 7.8805 | 7.8805 | 7.8805 | 7.8805 | 7.8805 | 7.8805 | 7.8805
|  |  |  | PF |  |  |  | 0.9 |  | 0.9 | 0.9 | 0.9 | 0.9 | 0.9 | 0.9 | 0.9 | 0.9 | 0.9 | 0.9 | 0.9 | 0.9 | 0.9 | 0.9 | 0.9 | 0.9 | 0.9 | 0.9 | 0.9 | 0.9 | 0.9 | 0.9 | 0.9 | 0.9 | 0.9
[10 empty] | 1 | 2 | 3 | 4 | 5 | 6 | 7 | 8 | 9 | 10 | 11 | 12 | 13 | 14 | 15 | 16 | 17 | 18 | 19 | 20 | 21 | 22 | 23 | 24 | 25
Transformer Load Detail
[7 empty] | Units | 2013 |  | 2014 | 2015 | 2016 | 2017 | 2018 | 2019 | 2020 | 2021 | 2022 | 2023 | 2024 | 2025 | 2026 | 2027 | 2028 | 2029 | 2030 | 2031 | 2032 | 2033 | 2034 | 2035 | 2036 | 2037 | 2038
| 0 | Compensated |  | Load (LV side) |  |  | Amps
|  |  |  | Apparent Power |  |  | MVA
|  |  |  | Real Power |  |  | MW
|  |  |  | Reactive Power |  |  | MVAr
|  |  |  | Capacitors In Service |  |  | MVAr
PF
| Zone Div: | Uncompensated |  | Reactive Power |  |  | MVAr
PF
| 0 | Compensated |  | Load (LV side) |  |  | Amps
|  |  |  | Apparent Power |  |  | MVA
|  |  |  | Real Power |  |  | MW
|  |  |  | Reactive Power |  |  | MVAr
|  |  |  | Capacitors In Service |  |  | MVAr
PF
| Zone Div: | Uncompensated |  | Reactive Power |  |  | MVAr
PF
| 0 | Compensated |  | Load (LV side) |  |  | Amps
|  |  |  | Apparent Power |  |  | MVA
|  |  |  | Real Power |  |  | MW
|  |  |  | Reactive Power |  |  | MVAr
|  |  |  | Capacitors In Service |  |  | MVAr
PF
| Zone Div: | Uncompensated |  | Reactive Power |  |  | MVAr
PF
| 0 | Compensated |  | Load (LV side) |  |  | Amps
|  |  |  | Apparent Power |  |  | MVA
|  |  |  | Real Power |  |  | MW
|  |  |  | Reactive Power |  |  | MVAr
|  |  |  | Capacitors In Service |  |  | MVAr
PF
| Zone Div: | Uncompensated |  | Reactive Power |  |  | MVAr
PF
| 0 | Compensated |  | Load (LV side) |  |  | Amps
|  |  |  | Apparent Power |  |  | MVA
|  |  |  | Real Power |  |  | MW
|  |  |  | Reactive Power |  |  | MVAr
|  |  |  | Capacitors In Service |  |  | MVAr
PF
| Zone Div: | Uncompensated |  | Reactive Power |  |  | MVAr
PF
| 0 | Compensated |  | Load (LV side) |  |  | Amps
|  |  |  | Apparent Power |  |  | MVA
|  |  |  | Real Power |  |  | MW
|  |  |  | Reactive Power |  |  | MVAr
|  |  |  | Capacitors In Service |  |  | MVAr
PF
| Zone Div: | Uncompensated |  | Reactive Power |  |  | MVAr
PF
| 0 | Compensated |  | Load (LV side) |  |  | Amps
|  |  |  | Apparent Power |  |  | MVA
|  |  |  | Real Power |  |  | MW
|  |  |  | Reactive Power |  |  | MVAr
|  |  |  | Capacitors In Service |  |  | MVAr
PF
| Zone Div: | Uncompensated |  | Reactive Power |  |  | MVAr
PF
| 0 | Compensated |  | Load (LV side) |  |  | Amps
|  |  |  | Apparent Power |  |  | MVA
|  |  |  | Real Power |  |  | MW
|  |  |  | Reactive Power |  |  | MVAr
|  |  |  | Capacitors In Service |  |  | MVAr
PF
| Zone Div: | Uncompensated |  | Reactive Power |  |  | MVAr
PF
| 0 | Compensated |  | Load (LV side) |  |  | Amps
|  |  |  | Apparent Power |  |  | MVA
|  |  |  | Real Power |  |  | MW
|  |  |  | Reactive Power |  |  | MVAr
|  |  |  | Capacitors In Service |  |  | MVAr
PF
| Zone Div: | Uncompensated |  | Reactive Power |  |  | MVAr
PF
| 0 | Compensated |  | Load (LV side) |  |  | Amps
|  |  |  | Apparent Power |  |  | MVA
|  |  |  | Real Power |  |  | MW
|  |  |  | Reactive Power |  |  | MVAr
|  |  |  | Capacitors In Service |  |  | MVAr
PF
| Zone Div: | Uncompensated |  | Reactive Power |  |  | MVAr
PF

## Customer85
| Customer85 | [16 empty] | 2014 | WINTER
| Substation Total Loads | [33 empty] | Spots & Transfers Detail
| Historical Loads | MVA | [7 empty] | Weather Corrected Forecast Loads |  |  |  | MVA | [20 empty] | Spots & Transfers Summary | MVA |  | Historical Spots & Transfers | [6 empty] | Forecast Spots & Transfers
|  | 2007 | 2008 | 2009 | 2010 | 2011 | 2012 | 2013 |  | 2014 | 2015 | 2016 | 2017 | 2018 | 2019 | 2020 | 2021 | 2022 | 2023 | 2024 | 2025 | 2026 | 2027 | 2028 | 2029 | 2030 | 2031 | 2032 | 2033 | 2034 | 2035 | 2036 | 2037 | 2038 |  |  |  | 2007 | 2008 | 2009 | 2010 | 2011 | 2012 | 2013 | 2014 | 2015 | 2016 | 2017 | 2018 | 2019 | 2020 | 2021 | 2022 | 2023 | 2024 | 2025 | 2026 | 2027 | 2028 | 2029 | 2030 | 2031 | 2032 | 2033 | 2034 | 2035 | 2036 | 2037 | 2038
| Total |  |  |  |  | 11.957 | 14 | 13.909 |  | 13.909 | 13.909 | 13.909 | 13.909 | 13.909 | 13.909 | 13.909 | 13.909 | 13.909 | 13.909 | 13.909 | 13.909 | 13.909 | 13.909 | 13.909 | 13.909 | 13.909 | 13.909 | 13.909 | 13.909 | 13.909 | 13.909 | 13.909 | 13.909 | 13.909 |  |  | Total | Historical Spots & Transfers 2012: 4
Firm Rating
| Total Capacity | [36 empty] | 0 | 0 | 0 | 0 | 0 | 0 | 0 | 0 | 0 | 0 | 0 | 0 | 0 | 0 | 0 | 0 | 0 | 0 | 0 | 0 | 0 | 0 | 0 | 0 | 0 | 0 | 0 | 0 | 0 | 0 | 0 | 0
|  | -7 | -6 | -5 | -4 | -3 | -2 | -1 |  | 0 | 1 | 2 | 3 | 4 | 5 | 6 | 7 | 8 | 9 | 10 | 11 | 12 | 13 | 14 | 15 | 16 | 17 | 18 | 19 | 20 | 21 | 22 | 23 | 24 |  |  |  | 0 | 0 | 0 | 0 | 0 | 0 | 0 | 0 | 0 | 0 | 0 | 0 | 0 | 0 | 0 | 0 | 0 | 0 | 0 | 0 | 0 | 0 | 0 | 0 | 0 | 0 | 0 | 0 | 0 | 0 | 0 | 0
| Transformer Loads | [36 empty] | 0 | 0 | 0 | 0 | 0 | 0 | 0 | 0 | 0 | 0 | 0 | 0 | 0 | 0 | 0 | 0 | 0 | 0 | 0 | 0 | 0 | 0 | 0 | 0 | 0 | 0 | 0 | 0 | 0 | 0 | 0 | 0
| Historical Loads | MVA | [7 empty] | Weather Corrected Forecast Loads |  |  |  | MVA | [23 empty] | 0 | 0 | 0 | 0 | 0 | 0 | 0 | 0 | 0 | 0 | 0 | 0 | 0 | 0 | 0 | 0 | 0 | 0 | 0 | 0 | 0 | 0 | 0 | 0 | 0 | 0 | 0 | 0 | 0 | 0 | 0 | 0
|  | 2007 | 2008 | 2009 | 2010 | 2011 | 2012 | 2013 |  | 2014 | 2015 | 2016 | 2017 | 2018 | 2019 | 2020 | 2021 | 2022 | 2023 | 2024 | 2025 | 2026 | 2027 | 2028 | 2029 | 2030 | 2031 | 2032 | 2033 | 2034 | 2035 | 2036 | 2037 | 2038 |  |  |  | 0 | 0 | 0 | 0 | 0 | 0 | 0 | 0 | 0 | 0 | 0 | 0 | 0 | 0 | 0 | 0 | 0 | 0 | 0 | 0 | 0 | 0 | 0 | 0 | 0 | 0 | 0 | 0 | 0 | 0 | 0 | 0
| 0 | [36 empty] | 0 | 0 | 0 | 0 | 0 | 0 | 0 | 0 | 0 | 0 | 0 | 0 | 0 | 0 | 0 | 0 | 0 | 0 | 0 | 0 | 0 | 0 | 0 | 0 | 0 | 0 | 0 | 0 | 0 | 0 | 0 | 0
| Diversity Factor: 0 | [36 empty] | 0 | 0 | 0 | 0 | 0 | 0 | 0 | 0 | 0 | 0 | 0 | 0 | 0 | 0 | 0 | 0 | 0 | 0 | 0 | 0 | 0 | 0 | 0 | 0 | 0 | 0 | 0 | 0 | 0 | 0 | 0 | 0
[38 empty] | 0 | 0 | 0 | 0 | 0 | 0 | 0 | 0 | 0 | 0 | 0 | 0 | 0 | 0 | 0 | 0 | 0 | 0 | 0 | 0 | 0 | 0 | 0 | 0 | 0 | 0 | 0 | 0 | 0 | 0 | 0 | 0
[38 empty] | 0 | 0 | 0 | 0 | 0 | 0 | 0 | 0 | 0 | 0 | 0 | 0 | 0 | 0 | 0 | 0 | 0 | 0 | 0 | 0 | 0 | 0 | 0 | 0 | 0 | 0 | 0 | 0 | 0 | 0 | 0 | 0
| 0 | [36 empty] | 0 | 0 | 0 | 0 | 0 | 0 | 0 | 0 | 0 | 0 | 0 | 0 | 0 | 0 | 0 | 0 | 0 | 0 | 0 | 0 | 0 | 0 | 0 | 0 | 0 | 0 | 0 | 0 | 0 | 0 | 0 | 0
Diversity Factor: 0
[38 empty] | Historical Spots & Transfers | [6 empty] | Forecast Spots & Transfers
[35 empty] | Project Name | From | To | 2007 | 2008 | 2009 | 2010 | 2011 | 2012 | 2013 | 2014 | 2015 | 2016 | 2017 | 2018 | 2019 | 2020 | 2021 | 2022 | 2023 | 2024 | 2025 | 2026 | 2027 | 2028 | 2029 | 2030 | 2031 | 2032 | 2033 | 2034 | 2035 | 2036 | 2037 | 2038
| 0 | [33 empty] | Major Customer Connection |  | Bengalla 66kV | Historical Spots & Transfers 2012: 4
Diversity Factor: 0
0
Diversity Factor: 0
0
Diversity Factor: 0
0
Diversity Factor: 0
0
Diversity Factor: 0
0
Diversity Factor: 0
0
Diversity Factor: 0
0
Diversity Factor: 0
| Weather Correction and Public Holiday Factors | [8 empty] | Forecast ROG
ROG Justification
| Actual loads for season 2013 have been weather corrected by the following: | [6 empty] | 0% |  | N/A | [59 empty] | N/A
1 | 2 | 3 | 4 | 5 | 6 | 7 | 8 | 9 | 10 | 2014 | 2015 | 2016 | 2017 | 2018 | 2019 | 2020 | 2021 | 2022 | 2023 | 2024 | 2025 | 2026 | 2027 | 2028 | 2029 | 2030 | 2031 | 2032 | 2033 | 2034 | 2035 | 2036 | 2037 | 2038
1 | 1 | 1 | 1 | 1 | 1 | 1 | 1 | 1 | 1 | 0% | 0% | 0% | 0% | 0% | 0% | 0% | 0% | 0% | 0% | 0% | 0% | 0% | 0% | 0% | 0% | 0% | 0% | 0% | 0% | 0% | 0% | 0% | 0% | 0%
Substation Load Detail
[7 empty] | Units | 2013 |  | 2014 | 2015 | 2016 | 2017 | 2018 | 2019 | 2020 | 2021 | 2022 | 2023 | 2024 | 2025 | 2026 | 2027 | 2028 | 2029 | 2030 | 2031 | 2032 | 2033 | 2034 | 2035 | 2036 | 2037 | 2038
1 | Customer85 | Compensated |  | Load (LV side) |  |  | Amps | 122 |  | 122 | 122 | 122 | 122 | 122 | 122 | 122 | 122 | 122 | 122 | 122 | 122 | 122 | 122 | 122 | 122 | 122 | 122 | 122 | 122 | 122 | 122 | 122 | 122 | 122
|  |  |  | Apparent Power |  |  | MVA | 13.909 |  | 13.909 | 13.909 | 13.909 | 13.909 | 13.909 | 13.909 | 13.909 | 13.909 | 13.909 | 13.909 | 13.909 | 13.909 | 13.909 | 13.909 | 13.909 | 13.909 | 13.909 | 13.909 | 13.909 | 13.909 | 13.909 | 13.909 | 13.909 | 13.909 | 13.909
|  |  |  | Real Power |  |  | MW | 12.5181 |  | 12.5181 | 12.5181 | 12.5181 | 12.5181 | 12.5181 | 12.5181 | 12.5181 | 12.5181 | 12.5181 | 12.5181 | 12.5181 | 12.5181 | 12.5181 | 12.5181 | 12.5181 | 12.5181 | 12.5181 | 12.5181 | 12.5181 | 12.5181 | 12.5181 | 12.5181 | 12.5181 | 12.5181 | 12.5181
|  |  |  | Reactive Power |  |  | MVAr | 6.0628 |  | 6.0628 | 6.0628 | 6.0628 | 6.0628 | 6.0628 | 6.0628 | 6.0628 | 6.0628 | 6.0628 | 6.0628 | 6.0628 | 6.0628 | 6.0628 | 6.0628 | 6.0628 | 6.0628 | 6.0628 | 6.0628 | 6.0628 | 6.0628 | 6.0628 | 6.0628 | 6.0628 | 6.0628 | 6.0628
|  |  |  | Capacitors In Service |  |  | MVAr | 0 |  | 0 | 0 | 0 | 0 | 0 | 0 | 0 | 0 | 0 | 0 | 0 | 0 | 0 | 0 | 0 | 0 | 0 | 0 | 0 | 0 | 0 | 0 | 0 | 0 | 0
|  |  |  | PF |  |  |  | 0.9 |  | 0.9 | 0.9 | 0.9 | 0.9 | 0.9 | 0.9 | 0.9 | 0.9 | 0.9 | 0.9 | 0.9 | 0.9 | 0.9 | 0.9 | 0.9 | 0.9 | 0.9 | 0.9 | 0.9 | 0.9 | 0.9 | 0.9 | 0.9 | 0.9 | 0.9
0.79374 | Diversity Factor: 0.79 | Uncompensated |  | Reactive Power |  |  | MVAr | 6.0628 |  | 6.0628 | 6.0628 | 6.0628 | 6.0628 | 6.0628 | 6.0628 | 6.0628 | 6.0628 | 6.0628 | 6.0628 | 6.0628 | 6.0628 | 6.0628 | 6.0628 | 6.0628 | 6.0628 | 6.0628 | 6.0628 | 6.0628 | 6.0628 | 6.0628 | 6.0628 | 6.0628 | 6.0628 | 6.0628
|  |  |  | PF |  |  |  | 0.9 |  | 0.9 | 0.9 | 0.9 | 0.9 | 0.9 | 0.9 | 0.9 | 0.9 | 0.9 | 0.9 | 0.9 | 0.9 | 0.9 | 0.9 | 0.9 | 0.9 | 0.9 | 0.9 | 0.9 | 0.9 | 0.9 | 0.9 | 0.9 | 0.9 | 0.9
[10 empty] | 1 | 2 | 3 | 4 | 5 | 6 | 7 | 8 | 9 | 10 | 11 | 12 | 13 | 14 | 15 | 16 | 17 | 18 | 19 | 20 | 21 | 22 | 23 | 24 | 25
Transformer Load Detail
[7 empty] | Units | 2013 |  | 2014 | 2015 | 2016 | 2017 | 2018 | 2019 | 2020 | 2021 | 2022 | 2023 | 2024 | 2025 | 2026 | 2027 | 2028 | 2029 | 2030 | 2031 | 2032 | 2033 | 2034 | 2035 | 2036 | 2037 | 2038
| 0 | Compensated |  | Load (LV side) |  |  | Amps
|  |  |  | Apparent Power |  |  | MVA
|  |  |  | Real Power |  |  | MW
|  |  |  | Reactive Power |  |  | MVAr
|  |  |  | Capacitors In Service |  |  | MVAr
PF
| Zone Div: | Uncompensated |  | Reactive Power |  |  | MVAr
PF
| 0 | Compensated |  | Load (LV side) |  |  | Amps
|  |  |  | Apparent Power |  |  | MVA
|  |  |  | Real Power |  |  | MW
|  |  |  | Reactive Power |  |  | MVAr
|  |  |  | Capacitors In Service |  |  | MVAr
PF
| Zone Div: | Uncompensated |  | Reactive Power |  |  | MVAr
PF
| 0 | Compensated |  | Load (LV side) |  |  | Amps
|  |  |  | Apparent Power |  |  | MVA
|  |  |  | Real Power |  |  | MW
|  |  |  | Reactive Power |  |  | MVAr
|  |  |  | Capacitors In Service |  |  | MVAr
PF
| Zone Div: | Uncompensated |  | Reactive Power |  |  | MVAr
PF
| 0 | Compensated |  | Load (LV side) |  |  | Amps
|  |  |  | Apparent Power |  |  | MVA
|  |  |  | Real Power |  |  | MW
|  |  |  | Reactive Power |  |  | MVAr
|  |  |  | Capacitors In Service |  |  | MVAr
PF
| Zone Div: | Uncompensated |  | Reactive Power |  |  | MVAr
PF
| 0 | Compensated |  | Load (LV side) |  |  | Amps
|  |  |  | Apparent Power |  |  | MVA
|  |  |  | Real Power |  |  | MW
|  |  |  | Reactive Power |  |  | MVAr
|  |  |  | Capacitors In Service |  |  | MVAr
PF
| Zone Div: | Uncompensated |  | Reactive Power |  |  | MVAr
PF
| 0 | Compensated |  | Load (LV side) |  |  | Amps
|  |  |  | Apparent Power |  |  | MVA
|  |  |  | Real Power |  |  | MW
|  |  |  | Reactive Power |  |  | MVAr
|  |  |  | Capacitors In Service |  |  | MVAr
PF
| Zone Div: | Uncompensated |  | Reactive Power |  |  | MVAr
PF
| 0 | Compensated |  | Load (LV side) |  |  | Amps
|  |  |  | Apparent Power |  |  | MVA
|  |  |  | Real Power |  |  | MW
|  |  |  | Reactive Power |  |  | MVAr
|  |  |  | Capacitors In Service |  |  | MVAr
PF
| Zone Div: | Uncompensated |  | Reactive Power |  |  | MVAr
PF
| 0 | Compensated |  | Load (LV side) |  |  | Amps
|  |  |  | Apparent Power |  |  | MVA
|  |  |  | Real Power |  |  | MW
|  |  |  | Reactive Power |  |  | MVAr
|  |  |  | Capacitors In Service |  |  | MVAr
PF
| Zone Div: | Uncompensated |  | Reactive Power |  |  | MVAr
PF
| 0 | Compensated |  | Load (LV side) |  |  | Amps
|  |  |  | Apparent Power |  |  | MVA
|  |  |  | Real Power |  |  | MW
|  |  |  | Reactive Power |  |  | MVAr
|  |  |  | Capacitors In Service |  |  | MVAr
PF
| Zone Div: | Uncompensated |  | Reactive Power |  |  | MVAr
PF
| 0 | Compensated |  | Load (LV side) |  |  | Amps
|  |  |  | Apparent Power |  |  | MVA
|  |  |  | Real Power |  |  | MW
|  |  |  | Reactive Power |  |  | MVAr
|  |  |  | Capacitors In Service |  |  | MVAr
PF
| Zone Div: | Uncompensated |  | Reactive Power |  |  | MVAr
PF

## Customer86
| Customer86 | [16 empty] | 2014 | WINTER
| Substation Total Loads | [33 empty] | Spots & Transfers Detail
| Historical Loads | MVA | [7 empty] | Weather Corrected Forecast Loads |  |  |  | MVA | [20 empty] | Spots & Transfers Summary | MVA |  | Historical Spots & Transfers | [6 empty] | Forecast Spots & Transfers
|  | 2007 | 2008 | 2009 | 2010 | 2011 | 2012 | 2013 |  | 2014 | 2015 | 2016 | 2017 | 2018 | 2019 | 2020 | 2021 | 2022 | 2023 | 2024 | 2025 | 2026 | 2027 | 2028 | 2029 | 2030 | 2031 | 2032 | 2033 | 2034 | 2035 | 2036 | 2037 | 2038 |  |  |  | 2007 | 2008 | 2009 | 2010 | 2011 | 2012 | 2013 | 2014 | 2015 | 2016 | 2017 | 2018 | 2019 | 2020 | 2021 | 2022 | 2023 | 2024 | 2025 | 2026 | 2027 | 2028 | 2029 | 2030 | 2031 | 2032 | 2033 | 2034 | 2035 | 2036 | 2037 | 2038
| Total |  |  |  |  | 2.623 | 1.779 | 2.256 |  | 2.256 | 2.256 | 2.256 | 2.256 | 2.256 | 2.256 | 2.256 | 2.256 | 2.256 | 2.256 | 2.256 | 2.256 | 2.256 | 2.256 | 2.256 | 2.256 | 2.256 | 2.256 | 2.256 | 2.256 | 2.256 | 2.256 | 2.256 | 2.256 | 2.256 |  |  | Total
Firm Rating
| Total Capacity | [36 empty] | 0 | 0 | 0 | 0 | 0 | 0 | 0 | 0 | 0 | 0 | 0 | 0 | 0 | 0 | 0 | 0 | 0 | 0 | 0 | 0 | 0 | 0 | 0 | 0 | 0 | 0 | 0 | 0 | 0 | 0 | 0 | 0
|  | -7 | -6 | -5 | -4 | -3 | -2 | -1 |  | 0 | 1 | 2 | 3 | 4 | 5 | 6 | 7 | 8 | 9 | 10 | 11 | 12 | 13 | 14 | 15 | 16 | 17 | 18 | 19 | 20 | 21 | 22 | 23 | 24 |  |  |  | 0 | 0 | 0 | 0 | 0 | 0 | 0 | 0 | 0 | 0 | 0 | 0 | 0 | 0 | 0 | 0 | 0 | 0 | 0 | 0 | 0 | 0 | 0 | 0 | 0 | 0 | 0 | 0 | 0 | 0 | 0 | 0
| Transformer Loads | [36 empty] | 0 | 0 | 0 | 0 | 0 | 0 | 0 | 0 | 0 | 0 | 0 | 0 | 0 | 0 | 0 | 0 | 0 | 0 | 0 | 0 | 0 | 0 | 0 | 0 | 0 | 0 | 0 | 0 | 0 | 0 | 0 | 0
| Historical Loads | MVA | [7 empty] | Weather Corrected Forecast Loads |  |  |  | MVA | [23 empty] | 0 | 0 | 0 | 0 | 0 | 0 | 0 | 0 | 0 | 0 | 0 | 0 | 0 | 0 | 0 | 0 | 0 | 0 | 0 | 0 | 0 | 0 | 0 | 0 | 0 | 0 | 0 | 0 | 0 | 0 | 0 | 0
|  | 2007 | 2008 | 2009 | 2010 | 2011 | 2012 | 2013 |  | 2014 | 2015 | 2016 | 2017 | 2018 | 2019 | 2020 | 2021 | 2022 | 2023 | 2024 | 2025 | 2026 | 2027 | 2028 | 2029 | 2030 | 2031 | 2032 | 2033 | 2034 | 2035 | 2036 | 2037 | 2038 |  |  |  | 0 | 0 | 0 | 0 | 0 | 0 | 0 | 0 | 0 | 0 | 0 | 0 | 0 | 0 | 0 | 0 | 0 | 0 | 0 | 0 | 0 | 0 | 0 | 0 | 0 | 0 | 0 | 0 | 0 | 0 | 0 | 0
| 0 | [36 empty] | 0 | 0 | 0 | 0 | 0 | 0 | 0 | 0 | 0 | 0 | 0 | 0 | 0 | 0 | 0 | 0 | 0 | 0 | 0 | 0 | 0 | 0 | 0 | 0 | 0 | 0 | 0 | 0 | 0 | 0 | 0 | 0
| Diversity Factor: 0 | [36 empty] | 0 | 0 | 0 | 0 | 0 | 0 | 0 | 0 | 0 | 0 | 0 | 0 | 0 | 0 | 0 | 0 | 0 | 0 | 0 | 0 | 0 | 0 | 0 | 0 | 0 | 0 | 0 | 0 | 0 | 0 | 0 | 0
[38 empty] | 0 | 0 | 0 | 0 | 0 | 0 | 0 | 0 | 0 | 0 | 0 | 0 | 0 | 0 | 0 | 0 | 0 | 0 | 0 | 0 | 0 | 0 | 0 | 0 | 0 | 0 | 0 | 0 | 0 | 0 | 0 | 0
[38 empty] | 0 | 0 | 0 | 0 | 0 | 0 | 0 | 0 | 0 | 0 | 0 | 0 | 0 | 0 | 0 | 0 | 0 | 0 | 0 | 0 | 0 | 0 | 0 | 0 | 0 | 0 | 0 | 0 | 0 | 0 | 0 | 0
| 0 | [36 empty] | 0 | 0 | 0 | 0 | 0 | 0 | 0 | 0 | 0 | 0 | 0 | 0 | 0 | 0 | 0 | 0 | 0 | 0 | 0 | 0 | 0 | 0 | 0 | 0 | 0 | 0 | 0 | 0 | 0 | 0 | 0 | 0
Diversity Factor: 0
[38 empty] | Historical Spots & Transfers | [6 empty] | Forecast Spots & Transfers
[35 empty] | Project Name | From | To | 2007 | 2008 | 2009 | 2010 | 2011 | 2012 | 2013 | 2014 | 2015 | 2016 | 2017 | 2018 | 2019 | 2020 | 2021 | 2022 | 2023 | 2024 | 2025 | 2026 | 2027 | 2028 | 2029 | 2030 | 2031 | 2032 | 2033 | 2034 | 2035 | 2036 | 2037 | 2038
0
Diversity Factor: 0
0
Diversity Factor: 0
0
Diversity Factor: 0
0
Diversity Factor: 0
0
Diversity Factor: 0
0
Diversity Factor: 0
0
Diversity Factor: 0
0
Diversity Factor: 0
| Weather Correction and Public Holiday Factors | [8 empty] | Forecast ROG
ROG Justification
| Actual loads for season 2013 have been weather corrected by the following: | [6 empty] | 0% |  | N/A | [59 empty] | N/A
1 | 2 | 3 | 4 | 5 | 6 | 7 | 8 | 9 | 10 | 2014 | 2015 | 2016 | 2017 | 2018 | 2019 | 2020 | 2021 | 2022 | 2023 | 2024 | 2025 | 2026 | 2027 | 2028 | 2029 | 2030 | 2031 | 2032 | 2033 | 2034 | 2035 | 2036 | 2037 | 2038
1 | 1 | 1 | 1 | 1 | 1 | 1 | 1 | 1 | 1 | 0% | 0% | 0% | 0% | 0% | 0% | 0% | 0% | 0% | 0% | 0% | 0% | 0% | 0% | 0% | 0% | 0% | 0% | 0% | 0% | 0% | 0% | 0% | 0% | 0%
Substation Load Detail
[7 empty] | Units | 2013 |  | 2014 | 2015 | 2016 | 2017 | 2018 | 2019 | 2020 | 2021 | 2022 | 2023 | 2024 | 2025 | 2026 | 2027 | 2028 | 2029 | 2030 | 2031 | 2032 | 2033 | 2034 | 2035 | 2036 | 2037 | 2038
1 | Customer86 | Compensated |  | Load (LV side) |  |  | Amps | 20 |  | 20 | 20 | 20 | 20 | 20 | 20 | 20 | 20 | 20 | 20 | 20 | 20 | 20 | 20 | 20 | 20 | 20 | 20 | 20 | 20 | 20 | 20 | 20 | 20 | 20
|  |  |  | Apparent Power |  |  | MVA | 2.256 |  | 2.256 | 2.256 | 2.256 | 2.256 | 2.256 | 2.256 | 2.256 | 2.256 | 2.256 | 2.256 | 2.256 | 2.256 | 2.256 | 2.256 | 2.256 | 2.256 | 2.256 | 2.256 | 2.256 | 2.256 | 2.256 | 2.256 | 2.256 | 2.256 | 2.256
|  |  |  | Real Power |  |  | MW | 2.0304 |  | 2.0304 | 2.0304 | 2.0304 | 2.0304 | 2.0304 | 2.0304 | 2.0304 | 2.0304 | 2.0304 | 2.0304 | 2.0304 | 2.0304 | 2.0304 | 2.0304 | 2.0304 | 2.0304 | 2.0304 | 2.0304 | 2.0304 | 2.0304 | 2.0304 | 2.0304 | 2.0304 | 2.0304 | 2.0304
|  |  |  | Reactive Power |  |  | MVAr | 0.98337 |  | 0.98337 | 0.98337 | 0.98337 | 0.98337 | 0.98337 | 0.98337 | 0.98337 | 0.98337 | 0.98337 | 0.98337 | 0.98337 | 0.98337 | 0.98337 | 0.98337 | 0.98337 | 0.98337 | 0.98337 | 0.98337 | 0.98337 | 0.98337 | 0.98337 | 0.98337 | 0.98337 | 0.98337 | 0.98337
|  |  |  | Capacitors In Service |  |  | MVAr | 0 |  | 0 | 0 | 0 | 0 | 0 | 0 | 0 | 0 | 0 | 0 | 0 | 0 | 0 | 0 | 0 | 0 | 0 | 0 | 0 | 0 | 0 | 0 | 0 | 0 | 0
|  |  |  | PF |  |  |  | 0.9 |  | 0.9 | 0.9 | 0.9 | 0.9 | 0.9 | 0.9 | 0.9 | 0.9 | 0.9 | 0.9 | 0.9 | 0.9 | 0.9 | 0.9 | 0.9 | 0.9 | 0.9 | 0.9 | 0.9 | 0.9 | 0.9 | 0.9 | 0.9 | 0.9 | 0.9
0.48598 | Diversity Factor: 0.49 | Uncompensated |  | Reactive Power |  |  | MVAr | 0.98337 |  | 0.98337 | 0.98337 | 0.98337 | 0.98337 | 0.98337 | 0.98337 | 0.98337 | 0.98337 | 0.98337 | 0.98337 | 0.98337 | 0.98337 | 0.98337 | 0.98337 | 0.98337 | 0.98337 | 0.98337 | 0.98337 | 0.98337 | 0.98337 | 0.98337 | 0.98337 | 0.98337 | 0.98337 | 0.98337
|  |  |  | PF |  |  |  | 0.9 |  | 0.9 | 0.9 | 0.9 | 0.9 | 0.9 | 0.9 | 0.9 | 0.9 | 0.9 | 0.9 | 0.9 | 0.9 | 0.9 | 0.9 | 0.9 | 0.9 | 0.9 | 0.9 | 0.9 | 0.9 | 0.9 | 0.9 | 0.9 | 0.9 | 0.9
[10 empty] | 1 | 2 | 3 | 4 | 5 | 6 | 7 | 8 | 9 | 10 | 11 | 12 | 13 | 14 | 15 | 16 | 17 | 18 | 19 | 20 | 21 | 22 | 23 | 24 | 25
Transformer Load Detail
[7 empty] | Units | 2013 |  | 2014 | 2015 | 2016 | 2017 | 2018 | 2019 | 2020 | 2021 | 2022 | 2023 | 2024 | 2025 | 2026 | 2027 | 2028 | 2029 | 2030 | 2031 | 2032 | 2033 | 2034 | 2035 | 2036 | 2037 | 2038
| 0 | Compensated |  | Load (LV side) |  |  | Amps
|  |  |  | Apparent Power |  |  | MVA
|  |  |  | Real Power |  |  | MW
|  |  |  | Reactive Power |  |  | MVAr
|  |  |  | Capacitors In Service |  |  | MVAr
PF
| Zone Div: | Uncompensated |  | Reactive Power |  |  | MVAr
PF
| 0 | Compensated |  | Load (LV side) |  |  | Amps
|  |  |  | Apparent Power |  |  | MVA
|  |  |  | Real Power |  |  | MW
|  |  |  | Reactive Power |  |  | MVAr
|  |  |  | Capacitors In Service |  |  | MVAr
PF
| Zone Div: | Uncompensated |  | Reactive Power |  |  | MVAr
PF
| 0 | Compensated |  | Load (LV side) |  |  | Amps
|  |  |  | Apparent Power |  |  | MVA
|  |  |  | Real Power |  |  | MW
|  |  |  | Reactive Power |  |  | MVAr
|  |  |  | Capacitors In Service |  |  | MVAr
PF
| Zone Div: | Uncompensated |  | Reactive Power |  |  | MVAr
PF
| 0 | Compensated |  | Load (LV side) |  |  | Amps
|  |  |  | Apparent Power |  |  | MVA
|  |  |  | Real Power |  |  | MW
|  |  |  | Reactive Power |  |  | MVAr
|  |  |  | Capacitors In Service |  |  | MVAr
PF
| Zone Div: | Uncompensated |  | Reactive Power |  |  | MVAr
PF
| 0 | Compensated |  | Load (LV side) |  |  | Amps
|  |  |  | Apparent Power |  |  | MVA
|  |  |  | Real Power |  |  | MW
|  |  |  | Reactive Power |  |  | MVAr
|  |  |  | Capacitors In Service |  |  | MVAr
PF
| Zone Div: | Uncompensated |  | Reactive Power |  |  | MVAr
PF
| 0 | Compensated |  | Load (LV side) |  |  | Amps
|  |  |  | Apparent Power |  |  | MVA
|  |  |  | Real Power |  |  | MW
|  |  |  | Reactive Power |  |  | MVAr
|  |  |  | Capacitors In Service |  |  | MVAr
PF
| Zone Div: | Uncompensated |  | Reactive Power |  |  | MVAr
PF
| 0 | Compensated |  | Load (LV side) |  |  | Amps
|  |  |  | Apparent Power |  |  | MVA
|  |  |  | Real Power |  |  | MW
|  |  |  | Reactive Power |  |  | MVAr
|  |  |  | Capacitors In Service |  |  | MVAr
PF
| Zone Div: | Uncompensated |  | Reactive Power |  |  | MVAr
PF
| 0 | Compensated |  | Load (LV side) |  |  | Amps
|  |  |  | Apparent Power |  |  | MVA
|  |  |  | Real Power |  |  | MW
|  |  |  | Reactive Power |  |  | MVAr
|  |  |  | Capacitors In Service |  |  | MVAr
PF
| Zone Div: | Uncompensated |  | Reactive Power |  |  | MVAr
PF
| 0 | Compensated |  | Load (LV side) |  |  | Amps
|  |  |  | Apparent Power |  |  | MVA
|  |  |  | Real Power |  |  | MW
|  |  |  | Reactive Power |  |  | MVAr
|  |  |  | Capacitors In Service |  |  | MVAr
PF
| Zone Div: | Uncompensated |  | Reactive Power |  |  | MVAr
PF
| 0 | Compensated |  | Load (LV side) |  |  | Amps
|  |  |  | Apparent Power |  |  | MVA
|  |  |  | Real Power |  |  | MW
|  |  |  | Reactive Power |  |  | MVAr
|  |  |  | Capacitors In Service |  |  | MVAr
PF
| Zone Div: | Uncompensated |  | Reactive Power |  |  | MVAr
PF

## Denman 66_11kV
| Denman 66_11kV | [16 empty] | 2014 | WINTER
| Substation Total Loads | [33 empty] | Spots & Transfers Detail
| Historical Loads | (11kV MVA) | [7 empty] | Weather Corrected Forecast Loads |  |  |  | (11kV MVA) | [20 empty] | Spots & Transfers Summary | (11kV MVA) |  | Historical Spots & Transfers | [6 empty] | Forecast Spots & Transfers
|  | 2007 | 2008 | 2009 | 2010 | 2011 | 2012 | 2013 |  | 2014 | 2015 | 2016 | 2017 | 2018 | 2019 | 2020 | 2021 | 2022 | 2023 | 2024 | 2025 | 2026 | 2027 | 2028 | 2029 | 2030 | 2031 | 2032 | 2033 | 2034 | 2035 | 2036 | 2037 | 2038 |  |  |  | 2007 | 2008 | 2009 | 2010 | 2011 | 2012 | 2013 | 2014 | 2015 | 2016 | 2017 | 2018 | 2019 | 2020 | 2021 | 2022 | 2023 | 2024 | 2025 | 2026 | 2027 | 2028 | 2029 | 2030 | 2031 | 2032 | 2033 | 2034 | 2035 | 2036 | 2037 | 2038
| Total | 5 | 5 | 4.9 | 5.1 | 4.29 | 4.214 | 4.469 |  | 4.1101 | 3.9542 | 3.8714 | 3.8595 | 3.9075 | 3.9513 | 4.0313 | 4.1158 | 4.1963 | 4.2795 | 4.355 | 4.4455 | 4.5368 | 4.6378 | 4.7448 | 4.8511 | 4.9564 | 5.0637 | 5.1731 | 5.2846 | 5.3983 | 5.5141 | 5.6322 | 5.7525 | 5.8751 |  |  | Total | 0 | 0 | 0.30865 | 0 | 0 | 0 | 0 | -0.014435 | -0.0065942 | 0.012917 | 0.034931 | 0.047991 | 0.043842 | 0.07996 | 0.084573 | 0.08044 | 0.083185 | 0.075518 | 0.090555 | 0.091212 | 0.10106 | 0.107 | 0.10633 | 0.10523 | 0.1073 | 0.1094 | 0.11152 | 0.11367 | 0.11586 | 0.11808 | 0.12032 | 0.1226
| Firm Rating | 0 | 0 | 0 | 14.6 | 14.6 | 18.2333 | 14.69 |  | 14.69 | 14.69 | 14.69 | 14.69 | 14.69 | 14.69 | 14.69 | 14.69 | 14.69 | 14.69 | 14.69 | 14.69 | 14.69 | 14.69 | 14.69 | 14.69 | 14.69 | 14.69 | 14.69 | 14.69 | 14.69 | 14.69 | 14.69 | 14.69 | 14.69
| Total Capacity | 0 | 0 | 0 | 29.2 | 29.2 | 35.5902 | 35.59 |  | 35.59 | 35.59 | 35.59 | 35.59 | 35.59 | 35.59 | 35.59 | 35.59 | 35.59 | 35.59 | 35.59 | 35.59 | 35.59 | 35.59 | 35.59 | 35.59 | 35.59 | 35.59 | 35.59 | 35.59 | 35.59 | 35.59 | 35.59 | 35.59 | 35.59 |  |  | Denman 66_11kV Tx1 | 0 | 0 | 0.15433 | 0 | 0 | 0 | 0 | -0.0072175 | -0.0032971 | 0.0064585 | 0.017465 | 0.023996 | 0.021921 | 0.03998 | 0.042287 | 0.04022 | 0.041593 | 0.037759 | 0.045278 | 0.045606 | 0.050531 | 0.053502 | 0.053163 | 0.052617 | 0.05365 | 0.054698 | 0.05576 | 0.056837 | 0.05793 | 0.059038 | 0.060161 | 0.0613
|  | -7 | -6 | -5 | -4 | -3 | -2 | -1 |  | 0 | 1 | 2 | 3 | 4 | 5 | 6 | 7 | 8 | 9 | 10 | 11 | 12 | 13 | 14 | 15 | 16 | 17 | 18 | 19 | 20 | 21 | 22 | 23 | 24 |  |  | Denman 66_11kV Tx2 | 0 | 0 | 0.15433 | 0 | 0 | 0 | 0 | -0.0072175 | -0.0032971 | 0.0064585 | 0.017465 | 0.023996 | 0.021921 | 0.03998 | 0.042287 | 0.04022 | 0.041593 | 0.037759 | 0.045278 | 0.045606 | 0.050531 | 0.053502 | 0.053163 | 0.052617 | 0.05365 | 0.054698 | 0.05576 | 0.056837 | 0.05793 | 0.059038 | 0.060161 | 0.0613
| Transformer Loads | [36 empty] | 0 | 0 | 0 | 0 | 0 | 0 | 0 | 0 | 0 | 0 | 0 | 0 | 0 | 0 | 0 | 0 | 0 | 0 | 0 | 0 | 0 | 0 | 0 | 0 | 0 | 0 | 0 | 0 | 0 | 0 | 0 | 0
| Historical Loads | (11kV MVA) | [7 empty] | 0: Weather Corrected Forecast Loads; 4: (11kV MVA) |  |  |  | 0 | 0 | 0 | 0 | 0 | 0 | 0 | 0 | 0 | 0 | 0 | 0 | 0 | 0 | 0 | 0 | 0 | 0 | 0 | 0 | 0 | 0 | 0 | 0 | 0 | 0 | 0 | 0 | 0 | 0 | 0 | 0
|  | 2007 | 2008 | 2009 | 2010 | 2011 | 2012 | 2013 |  | 2014 | 2015 | 2016 | 2017 | 2018 | 2019 | 2020 | 2021 | 2022 | 2023 | 2024 | 2025 | 2026 | 2027 | 2028 | 2029 | 2030 | 2031 | 2032 | 2033 | 2034 | 2035 | 2036 | 2037 | 2038 |  |  |  | 0 | 0 | 0 | 0 | 0 | 0 | 0 | 0 | 0 | 0 | 0 | 0 | 0 | 0 | 0 | 0 | 0 | 0 | 0 | 0 | 0 | 0 | 0 | 0 | 0 | 0 | 0 | 0 | 0 | 0 | 0 | 0
| 0 | [36 empty] | 0 | 0 | 0 | 0 | 0 | 0 | 0 | 0 | 0 | 0 | 0 | 0 | 0 | 0 | 0 | 0 | 0 | 0 | 0 | 0 | 0 | 0 | 0 | 0 | 0 | 0 | 0 | 0 | 0 | 0 | 0 | 0
| Diversity Factor: 0 | [36 empty] | 0 | 0 | 0 | 0 | 0 | 0 | 0 | 0 | 0 | 0 | 0 | 0 | 0 | 0 | 0 | 0 | 0 | 0 | 0 | 0 | 0 | 0 | 0 | 0 | 0 | 0 | 0 | 0 | 0 | 0 | 0 | 0
[38 empty] | 0 | 0 | 0 | 0 | 0 | 0 | 0 | 0 | 0 | 0 | 0 | 0 | 0 | 0 | 0 | 0 | 0 | 0 | 0 | 0 | 0 | 0 | 0 | 0 | 0 | 0 | 0 | 0 | 0 | 0 | 0 | 0
[38 empty] | 0 | 0 | 0 | 0 | 0 | 0 | 0 | 0 | 0 | 0 | 0 | 0 | 0 | 0 | 0 | 0 | 0 | 0 | 0 | 0 | 0 | 0 | 0 | 0 | 0 | 0 | 0 | 0 | 0 | 0 | 0 | 0
| 0 | [36 empty] | 0 | 0 | 0 | 0 | 0 | 0 | 0 | 0 | 0 | 0 | 0 | 0 | 0 | 0 | 0 | 0 | 0 | 0 | 0 | 0 | 0 | 0 | 0 | 0 | 0 | 0 | 0 | 0 | 0 | 0 | 0 | 0
Diversity Factor: 0
[38 empty] | Historical Spots & Transfers | [6 empty] | Forecast Spots & Transfers
[35 empty] | Project Name | From | To | 2007 | 2008 | 2009 | 2010 | 2011 | 2012 | 2013 | 2014 | 2015 | 2016 | 2017 | 2018 | 2019 | 2020 | 2021 | 2022 | 2023 | 2024 | 2025 | 2026 | 2027 | 2028 | 2029 | 2030 | 2031 | 2032 | 2033 | 2034 | 2035 | 2036 | 2037 | 2038
| 0 | [33 empty] | Broad based demand management |  | Denman 66_11kV Tx1 | 0 | 0 | 0 | 0 | 0 | 0 | 0 | 0 | 0 | 0 | 0 | 0 | 0 | 0 | 0 | 0 | 0 | 0 | 0 | 0 | 0 | 0 | 0 | 0 | 0 | 0 | 0 | 0 | 0 | 0 | 0 | 0
| Diversity Factor: 0 | [33 empty] | Broad based demand management |  | Denman 66_11kV Tx2 | 0 | 0 | 0 | 0 | 0 | 0 | 0 | 0 | 0 | 0 | 0 | 0 | 0 | 0 | 0 | 0 | 0 | 0 | 0 | 0 | 0 | 0 | 0 | 0 | 0 | 0 | 0 | 0 | 0 | 0 | 0 | 0
[35 empty] | HVCON_ID: 2000130. HP102/07 Denman Water Treatment Plant Upgrade 350kW 2008 |  | Denman 66_11kV Tx1 | 0 | 0 | 0.15433 | 0 | 0 | 0 | 0 | 0 | 0 | 0 | 0 | 0 | 0 | 0 | 0 | 0 | 0 | 0 | 0 | 0 | 0 | 0 | 0 | 0 | 0 | 0 | 0 | 0 | 0 | 0 | 0 | 0
[35 empty] | HVCON_ID: 2000130. HP102/07 Denman Water Treatment Plant Upgrade 350kW 2008 |  | Denman 66_11kV Tx2 | 0 | 0 | 0.15433 | 0 | 0 | 0 | 0 | 0 | 0 | 0 | 0 | 0 | 0 | 0 | 0 | 0 | 0 | 0 | 0 | 0 | 0 | 0 | 0 | 0 | 0 | 0 | 0 | 0 | 0 | 0 | 0 | 0
| 0 | [33 empty] | Econometric |  | Denman 66_11kV Tx1 | 0 | 0 | 0 | 0 | 0 | 0 | 0 | 0 | 0 | 0.022817 | 0.042994 | 0.063443 | 0.063157 | 0.064173 | 0.058932 | 0.059843 | 0.060767 | 0.061704 | 0.062654 | 0.063618 | 0.064595 | 0.065586 | 0.066591 | 0.067609 | 0.068643 | 0.06969 | 0.070753 | 0.07183 | 0.072923 | 0.074031 | 0.075154 | 0.076293
| Diversity Factor: 0 | [33 empty] | Econometric |  | Denman 66_11kV Tx2 | 0 | 0 | 0 | 0 | 0 | 0 | 0 | 0 | 0 | 0.022817 | 0.042994 | 0.063443 | 0.063157 | 0.064173 | 0.058932 | 0.059843 | 0.060767 | 0.061704 | 0.062654 | 0.063618 | 0.064595 | 0.065586 | 0.066591 | 0.067609 | 0.068643 | 0.06969 | 0.070753 | 0.07183 | 0.072923 | 0.074031 | 0.075154 | 0.076293
[35 empty] | Energy Efficiency |  | Denman 66_11kV Tx1 | 0 | 0 | 0 | 0 | 0 | 0 | 0 | -0.0072175 | -0.0032971 | -0.016358 | -0.025528 | -0.039447 | -0.041236 | -0.024194 | -0.016646 | -0.019624 | -0.019175 | -0.023945 | -0.017377 | -0.018012 | -0.014064 | -0.012084 | -0.013428 | -0.014993 | -0.014993 | -0.014993 | -0.014993 | -0.014993 | -0.014993 | -0.014993 | -0.014993 | -0.014993
[35 empty] | Energy Efficiency |  | Denman 66_11kV Tx2 | 0 | 0 | 0 | 0 | 0 | 0 | 0 | -0.0072175 | -0.0032971 | -0.016358 | -0.025528 | -0.039447 | -0.041236 | -0.024194 | -0.016646 | -0.019624 | -0.019175 | -0.023945 | -0.017377 | -0.018012 | -0.014064 | -0.012084 | -0.013428 | -0.014993 | -0.014993 | -0.014993 | -0.014993 | -0.014993 | -0.014993 | -0.014993 | -0.014993 | -0.014993
| 0 | [33 empty] | Solar PV |  | Denman 66_11kV Tx1 | 0 | 0 | 0 | 0 | 0 | 0 | 0 | 0 | 0 | 0 | 0 | 0 | 0 | 0 | 0 | 0 | 0 | 0 | 0 | 0 | 0 | 0 | 0 | 0 | 0 | 0 | 0 | 0 | 0 | 0 | 0 | 0
| Diversity Factor: 0 | [33 empty] | Solar PV |  | Denman 66_11kV Tx2 | 0 | 0 | 0 | 0 | 0 | 0 | 0 | 0 | 0 | 0 | 0 | 0 | 0 | 0 | 0 | 0 | 0 | 0 | 0 | 0 | 0 | 0 | 0 | 0 | 0 | 0 | 0 | 0 | 0 | 0 | 0 | 0
0
Diversity Factor: 0
0
Diversity Factor: 0
0
Diversity Factor: 0
0
Diversity Factor: 0
0
Diversity Factor: 0
| Weather Correction and Public Holiday Factors | [8 empty] | Forecast ROG
ROG Justification
| Actual loads for season 2013 have been weather corrected by the following: | [6 empty] | 0.02238% |  | 5 year ROG ok | [59 empty] | 5 year ROG ok
1 | 2 | 3 | 4 | 5 | 6 | 7 | 8 | 9 | 10 | 2014 | 2015 | 2016 | 2017 | 2018 | 2019 | 2020 | 2021 | 2022 | 2023 | 2024 | 2025 | 2026 | 2027 | 2028 | 2029 | 2030 | 2031 | 2032 | 2033 | 2034 | 2035 | 2036 | 2037 | 2038
0.96369 | 0.9287 | 0.90621 | 0.89525 | 0.89525 | 0.89525 | 0.89525 | 0.89525 | 0.89525 | 0.89525 | -3.631% | -3.631% | -2.421% | -1.21% | 0% | 0% | 0% | 0% | 0% | 0% | 0% | 0% | 0% | 0% | 0% | 0% | 0% | 0% | 0% | 0% | 0% | 0% | 0% | 0% | 0%
Substation Load Detail
[7 empty] | Units | 2013 |  | 2014 | 2015 | 2016 | 2017 | 2018 | 2019 | 2020 | 2021 | 2022 | 2023 | 2024 | 2025 | 2026 | 2027 | 2028 | 2029 | 2030 | 2031 | 2032 | 2033 | 2034 | 2035 | 2036 | 2037 | 2038
1 | Denman 66_11kV | Compensated |  | Load (LV side) |  |  | Amps | 0 |  | 215.7251 | 207.544 | 203.1967 | 202.5701 | 205.089 | 207.3901 | 211.5869 | 216.0258 | 220.2478 | 224.6139 | 228.5775 | 233.3304 | 238.1178 | 243.4222 | 249.0384 | 254.619 | 260.1424 | 265.7741 | 271.5159 | 277.3692 | 283.3356 | 289.4166 | 295.614 | 301.9292 | 308.3641
|  |  |  | Apparent Power |  |  | MVA | 4.469 | 4.28 | 4.1101 | 3.9542 | 3.8714 | 3.8595 | 3.9075 | 3.9513 | 4.0313 | 4.1158 | 4.1963 | 4.2795 | 4.355 | 4.4455 | 4.5368 | 4.6378 | 4.7448 | 4.8511 | 4.9564 | 5.0637 | 5.1731 | 5.2846 | 5.3983 | 5.5141 | 5.6322 | 5.7525 | 5.8751
|  |  |  | Real Power |  |  | MW | 4.3349 | 4.1516 | 3.9868 | 3.8356 | 3.7553 | 3.7437 | 3.7902 | 3.8328 | 3.9103 | 3.9924 | 4.0704 | 4.1511 | 4.2243 | 4.3122 | 4.4007 | 4.4987 | 4.6025 | 4.7056 | 4.8077 | 4.9118 | 5.0179 | 5.1261 | 5.2363 | 5.3487 | 5.4632 | 5.5799 | 5.6989
|  |  |  | Reactive Power |  |  | MVAr | 0 |  | 0.99919 | 0.9613 | 0.94116 | 0.93826 | 0.94993 | 0.96058 | 0.98002 | 1.0006 | 1.0201 | 1.0404 | 1.0587 | 1.0807 | 1.1029 | 1.1275 | 1.1535 | 1.1793 | 1.2049 | 1.231 | 1.2576 | 1.2847 | 1.3123 | 1.3405 | 1.3692 | 1.3985 | 1.4283
|  |  |  | Capacitors In Service |  |  | MVAr | 0 |  | 0 | 0 | 0 | 0 | 0 | 0 | 0 | 0 | 0 | 0 | 0 | 0 | 0 | 0 | 0 | 0 | 0 | 0 | 0 | 0 | 0 | 0 | 0 | 0 | 0
|  |  |  | PF |  |  |  | 0.97 |  | 0.97 | 0.97 | 0.97 | 0.97 | 0.97 | 0.97 | 0.97 | 0.97 | 0.97 | 0.97 | 0.97 | 0.97 | 0.97 | 0.97 | 0.97 | 0.97 | 0.97 | 0.97 | 0.97 | 0.97 | 0.97 | 0.97 | 0.97 | 0.97 | 0.97
0.82897 | Diversity Factor: 0.83 | Uncompensated |  | Reactive Power |  |  | MVAr | 0 | 1.0405 | 0.99919 | 0.9613 | 0.94116 | 0.93826 | 0.94993 | 0.96058 | 0.98002 | 1.0006 | 1.0201 | 1.0404 | 1.0587 | 1.0807 | 1.1029 | 1.1275 | 1.1535 | 1.1793 | 1.2049 | 1.231 | 1.2576 | 1.2847 | 1.3123 | 1.3405 | 1.3692 | 1.3985 | 1.4283
|  |  |  | PF |  |  |  | 0.97 |  | 0.97 | 0.97 | 0.97 | 0.97 | 0.97 | 0.97 | 0.97 | 0.97 | 0.97 | 0.97 | 0.97 | 0.97 | 0.97 | 0.97 | 0.97 | 0.97 | 0.97 | 0.97 | 0.97 | 0.97 | 0.97 | 0.97 | 0.97 | 0.97 | 0.97
[10 empty] | 1 | 2 | 3 | 4 | 5 | 6 | 7 | 8 | 9 | 10 | 11 | 12 | 13 | 14 | 15 | 16 | 17 | 18 | 19 | 20 | 21 | 22 | 23 | 24 | 25
Transformer Load Detail
[7 empty] | Units | 2013 |  | 2014 | 2015 | 2016 | 2017 | 2018 | 2019 | 2020 | 2021 | 2022 | 2023 | 2024 | 2025 | 2026 | 2027 | 2028 | 2029 | 2030 | 2031 | 2032 | 2033 | 2034 | 2035 | 2036 | 2037 | 2038
| 0 | Compensated |  | Load (LV side) |  |  | Amps
|  |  |  | Apparent Power |  |  | MVA
|  |  |  | Real Power |  |  | MW
|  |  |  | Reactive Power |  |  | MVAr
|  |  |  | Capacitors In Service |  |  | MVAr
PF
| Zone Div: | Uncompensated |  | Reactive Power |  |  | MVAr
PF
| 0 | Compensated |  | Load (LV side) |  |  | Amps
|  |  |  | Apparent Power |  |  | MVA
|  |  |  | Real Power |  |  | MW
|  |  |  | Reactive Power |  |  | MVAr
|  |  |  | Capacitors In Service |  |  | MVAr
PF
| Zone Div: | Uncompensated |  | Reactive Power |  |  | MVAr
PF
| 0 | Compensated |  | Load (LV side) |  |  | Amps
|  |  |  | Apparent Power |  |  | MVA
|  |  |  | Real Power |  |  | MW
|  |  |  | Reactive Power |  |  | MVAr
|  |  |  | Capacitors In Service |  |  | MVAr
PF
| Zone Div: | Uncompensated |  | Reactive Power |  |  | MVAr
PF
| 0 | Compensated |  | Load (LV side) |  |  | Amps
|  |  |  | Apparent Power |  |  | MVA
|  |  |  | Real Power |  |  | MW
|  |  |  | Reactive Power |  |  | MVAr
|  |  |  | Capacitors In Service |  |  | MVAr
PF
| Zone Div: | Uncompensated |  | Reactive Power |  |  | MVAr
PF
| 0 | Compensated |  | Load (LV side) |  |  | Amps
|  |  |  | Apparent Power |  |  | MVA
|  |  |  | Real Power |  |  | MW
|  |  |  | Reactive Power |  |  | MVAr
|  |  |  | Capacitors In Service |  |  | MVAr
PF
| Zone Div: | Uncompensated |  | Reactive Power |  |  | MVAr
PF
| 0 | Compensated |  | Load (LV side) |  |  | Amps
|  |  |  | Apparent Power |  |  | MVA
|  |  |  | Real Power |  |  | MW
|  |  |  | Reactive Power |  |  | MVAr
|  |  |  | Capacitors In Service |  |  | MVAr
PF
| Zone Div: | Uncompensated |  | Reactive Power |  |  | MVAr
PF
| 0 | Compensated |  | Load (LV side) |  |  | Amps
|  |  |  | Apparent Power |  |  | MVA
|  |  |  | Real Power |  |  | MW
|  |  |  | Reactive Power |  |  | MVAr
|  |  |  | Capacitors In Service |  |  | MVAr
PF
| Zone Div: | Uncompensated |  | Reactive Power |  |  | MVAr
PF
| 0 | Compensated |  | Load (LV side) |  |  | Amps
|  |  |  | Apparent Power |  |  | MVA
|  |  |  | Real Power |  |  | MW
|  |  |  | Reactive Power |  |  | MVAr
|  |  |  | Capacitors In Service |  |  | MVAr
PF
| Zone Div: | Uncompensated |  | Reactive Power |  |  | MVAr
PF
| 0 | Compensated |  | Load (LV side) |  |  | Amps
|  |  |  | Apparent Power |  |  | MVA
|  |  |  | Real Power |  |  | MW
|  |  |  | Reactive Power |  |  | MVAr
|  |  |  | Capacitors In Service |  |  | MVAr
PF
| Zone Div: | Uncompensated |  | Reactive Power |  |  | MVAr
PF
| 0 | Compensated |  | Load (LV side) |  |  | Amps
|  |  |  | Apparent Power |  |  | MVA
|  |  |  | Real Power |  |  | MW
|  |  |  | Reactive Power |  |  | MVAr
|  |  |  | Capacitors In Service |  |  | MVAr
PF
| Zone Div: | Uncompensated |  | Reactive Power |  |  | MVAr
PF

## Customer87
| Customer87 | [16 empty] | 2014 | WINTER
| Substation Total Loads | [33 empty] | Spots & Transfers Detail
| Historical Loads | MVA | [7 empty] | Weather Corrected Forecast Loads |  |  |  | MVA | [20 empty] | Spots & Transfers Summary | MVA |  | Historical Spots & Transfers | [6 empty] | Forecast Spots & Transfers
|  | 2007 | 2008 | 2009 | 2010 | 2011 | 2012 | 2013 |  | 2014 | 2015 | 2016 | 2017 | 2018 | 2019 | 2020 | 2021 | 2022 | 2023 | 2024 | 2025 | 2026 | 2027 | 2028 | 2029 | 2030 | 2031 | 2032 | 2033 | 2034 | 2035 | 2036 | 2037 | 2038 |  |  |  | 2007 | 2008 | 2009 | 2010 | 2011 | 2012 | 2013 | 2014 | 2015 | 2016 | 2017 | 2018 | 2019 | 2020 | 2021 | 2022 | 2023 | 2024 | 2025 | 2026 | 2027 | 2028 | 2029 | 2030 | 2031 | 2032 | 2033 | 2034 | 2035 | 2036 | 2037 | 2038
| Total |  |  |  |  | 5.362 | 3.585 |  |  | 0 | 0 | 0 | 0 | 0 | 0 | 0 | 0 | 0 | 0 | 0 | 0 | 0 | 0 | 0 | 0 | 0 | 0 | 0 | 0 | 0 | 0 | 0 | 0 | 0 |  |  | Total
Firm Rating
| Total Capacity | [36 empty] | 0 | 0 | 0 | 0 | 0 | 0 | 0 | 0 | 0 | 0 | 0 | 0 | 0 | 0 | 0 | 0 | 0 | 0 | 0 | 0 | 0 | 0 | 0 | 0 | 0 | 0 | 0 | 0 | 0 | 0 | 0 | 0
|  | -7 | -6 | -5 | -4 | -3 | -2 | -1 |  | 0 | 1 | 2 | 3 | 4 | 5 | 6 | 7 | 8 | 9 | 10 | 11 | 12 | 13 | 14 | 15 | 16 | 17 | 18 | 19 | 20 | 21 | 22 | 23 | 24 |  |  |  | 0 | 0 | 0 | 0 | 0 | 0 | 0 | 0 | 0 | 0 | 0 | 0 | 0 | 0 | 0 | 0 | 0 | 0 | 0 | 0 | 0 | 0 | 0 | 0 | 0 | 0 | 0 | 0 | 0 | 0 | 0 | 0
| Transformer Loads | [36 empty] | 0 | 0 | 0 | 0 | 0 | 0 | 0 | 0 | 0 | 0 | 0 | 0 | 0 | 0 | 0 | 0 | 0 | 0 | 0 | 0 | 0 | 0 | 0 | 0 | 0 | 0 | 0 | 0 | 0 | 0 | 0 | 0
| Historical Loads | MVA | [7 empty] | Weather Corrected Forecast Loads |  |  |  | MVA | [23 empty] | 0 | 0 | 0 | 0 | 0 | 0 | 0 | 0 | 0 | 0 | 0 | 0 | 0 | 0 | 0 | 0 | 0 | 0 | 0 | 0 | 0 | 0 | 0 | 0 | 0 | 0 | 0 | 0 | 0 | 0 | 0 | 0
|  | 2007 | 2008 | 2009 | 2010 | 2011 | 2012 | 2013 |  | 2014 | 2015 | 2016 | 2017 | 2018 | 2019 | 2020 | 2021 | 2022 | 2023 | 2024 | 2025 | 2026 | 2027 | 2028 | 2029 | 2030 | 2031 | 2032 | 2033 | 2034 | 2035 | 2036 | 2037 | 2038 |  |  |  | 0 | 0 | 0 | 0 | 0 | 0 | 0 | 0 | 0 | 0 | 0 | 0 | 0 | 0 | 0 | 0 | 0 | 0 | 0 | 0 | 0 | 0 | 0 | 0 | 0 | 0 | 0 | 0 | 0 | 0 | 0 | 0
| 0 | [36 empty] | 0 | 0 | 0 | 0 | 0 | 0 | 0 | 0 | 0 | 0 | 0 | 0 | 0 | 0 | 0 | 0 | 0 | 0 | 0 | 0 | 0 | 0 | 0 | 0 | 0 | 0 | 0 | 0 | 0 | 0 | 0 | 0
| Diversity Factor: 0 | [36 empty] | 0 | 0 | 0 | 0 | 0 | 0 | 0 | 0 | 0 | 0 | 0 | 0 | 0 | 0 | 0 | 0 | 0 | 0 | 0 | 0 | 0 | 0 | 0 | 0 | 0 | 0 | 0 | 0 | 0 | 0 | 0 | 0
[38 empty] | 0 | 0 | 0 | 0 | 0 | 0 | 0 | 0 | 0 | 0 | 0 | 0 | 0 | 0 | 0 | 0 | 0 | 0 | 0 | 0 | 0 | 0 | 0 | 0 | 0 | 0 | 0 | 0 | 0 | 0 | 0 | 0
[38 empty] | 0 | 0 | 0 | 0 | 0 | 0 | 0 | 0 | 0 | 0 | 0 | 0 | 0 | 0 | 0 | 0 | 0 | 0 | 0 | 0 | 0 | 0 | 0 | 0 | 0 | 0 | 0 | 0 | 0 | 0 | 0 | 0
| 0 | [36 empty] | 0 | 0 | 0 | 0 | 0 | 0 | 0 | 0 | 0 | 0 | 0 | 0 | 0 | 0 | 0 | 0 | 0 | 0 | 0 | 0 | 0 | 0 | 0 | 0 | 0 | 0 | 0 | 0 | 0 | 0 | 0 | 0
Diversity Factor: 0
[38 empty] | Historical Spots & Transfers | [6 empty] | Forecast Spots & Transfers
[35 empty] | Project Name | From | To | 2007 | 2008 | 2009 | 2010 | 2011 | 2012 | 2013 | 2014 | 2015 | 2016 | 2017 | 2018 | 2019 | 2020 | 2021 | 2022 | 2023 | 2024 | 2025 | 2026 | 2027 | 2028 | 2029 | 2030 | 2031 | 2032 | 2033 | 2034 | 2035 | 2036 | 2037 | 2038
0
Diversity Factor: 0
0
Diversity Factor: 0
0
Diversity Factor: 0
0
Diversity Factor: 0
0
Diversity Factor: 0
0
Diversity Factor: 0
0
Diversity Factor: 0
0
Diversity Factor: 0
| Weather Correction and Public Holiday Factors | [8 empty] | Forecast ROG
ROG Justification
| Actual loads for season 2013 have been weather corrected by the following: | [6 empty] | 0% |  | N/A | [59 empty] | N/A
1 | 2 | 3 | 4 | 5 | 6 | 7 | 8 | 9 | 10 | 2014 | 2015 | 2016 | 2017 | 2018 | 2019 | 2020 | 2021 | 2022 | 2023 | 2024 | 2025 | 2026 | 2027 | 2028 | 2029 | 2030 | 2031 | 2032 | 2033 | 2034 | 2035 | 2036 | 2037 | 2038
1 | 1 | 1 | 1 | 1 | 1 | 1 | 1 | 1 | 1 | 0% | 0% | 0% | 0% | 0% | 0% | 0% | 0% | 0% | 0% | 0% | 0% | 0% | 0% | 0% | 0% | 0% | 0% | 0% | 0% | 0% | 0% | 0% | 0% | 0%
Substation Load Detail
[7 empty] | Units | 2013 |  | 2014 | 2015 | 2016 | 2017 | 2018 | 2019 | 2020 | 2021 | 2022 | 2023 | 2024 | 2025 | 2026 | 2027 | 2028 | 2029 | 2030 | 2031 | 2032 | 2033 | 2034 | 2035 | 2036 | 2037 | 2038
1 | Customer87 | Compensated |  | Load (LV side) |  |  | Amps | 0 |  | 0 | 0 | 0 | 0 | 0 | 0 | 0 | 0 | 0 | 0 | 0 | 0 | 0 | 0 | 0 | 0 | 0 | 0 | 0 | 0 | 0 | 0 | 0 | 0 | 0
|  |  |  | Apparent Power |  |  | MVA | 0 |  | 0 | 0 | 0 | 0 | 0 | 0 | 0 | 0 | 0 | 0 | 0 | 0 | 0 | 0 | 0 | 0 | 0 | 0 | 0 | 0 | 0 | 0 | 0 | 0 | 0
|  |  |  | Real Power |  |  | MW | 0 |  | 0 | 0 | 0 | 0 | 0 | 0 | 0 | 0 | 0 | 0 | 0 | 0 | 0 | 0 | 0 | 0 | 0 | 0 | 0 | 0 | 0 | 0 | 0 | 0 | 0
|  |  |  | Reactive Power |  |  | MVAr | 0 |  | 0 | 0 | 0 | 0 | 0 | 0 | 0 | 0 | 0 | 0 | 0 | 0 | 0 | 0 | 0 | 0 | 0 | 0 | 0 | 0 | 0 | 0 | 0 | 0 | 0
|  |  |  | Capacitors In Service |  |  | MVAr | 0 |  | 0 | 0 | 0 | 0 | 0 | 0 | 0 | 0 | 0 | 0 | 0 | 0 | 0 | 0 | 0 | 0 | 0 | 0 | 0 | 0 | 0 | 0 | 0 | 0 | 0
|  |  |  | PF |  |  |  | 0 |  | 0 | 0 | 0 | 0 | 0 | 0 | 0 | 0 | 0 | 0 | 0 | 0 | 0 | 0 | 0 | 0 | 0 | 0 | 0 | 0 | 0 | 0 | 0 | 0 | 0
0.33389 | Diversity Factor: 0.33 | Uncompensated |  | Reactive Power |  |  | MVAr | 0 |  | 0 | 0 | 0 | 0 | 0 | 0 | 0 | 0 | 0 | 0 | 0 | 0 | 0 | 0 | 0 | 0 | 0 | 0 | 0 | 0 | 0 | 0 | 0 | 0 | 0
|  |  |  | PF |  |  |  | 0 |  | 0 | 0 | 0 | 0 | 0 | 0 | 0 | 0 | 0 | 0 | 0 | 0 | 0 | 0 | 0 | 0 | 0 | 0 | 0 | 0 | 0 | 0 | 0 | 0 | 0
[10 empty] | 1 | 2 | 3 | 4 | 5 | 6 | 7 | 8 | 9 | 10 | 11 | 12 | 13 | 14 | 15 | 16 | 17 | 18 | 19 | 20 | 21 | 22 | 23 | 24 | 25
Transformer Load Detail
[7 empty] | Units | 2013 |  | 2014 | 2015 | 2016 | 2017 | 2018 | 2019 | 2020 | 2021 | 2022 | 2023 | 2024 | 2025 | 2026 | 2027 | 2028 | 2029 | 2030 | 2031 | 2032 | 2033 | 2034 | 2035 | 2036 | 2037 | 2038
| 0 | Compensated |  | Load (LV side) |  |  | Amps
|  |  |  | Apparent Power |  |  | MVA
|  |  |  | Real Power |  |  | MW
|  |  |  | Reactive Power |  |  | MVAr
|  |  |  | Capacitors In Service |  |  | MVAr
PF
| Zone Div: | Uncompensated |  | Reactive Power |  |  | MVAr
PF
| 0 | Compensated |  | Load (LV side) |  |  | Amps
|  |  |  | Apparent Power |  |  | MVA
|  |  |  | Real Power |  |  | MW
|  |  |  | Reactive Power |  |  | MVAr
|  |  |  | Capacitors In Service |  |  | MVAr
PF
| Zone Div: | Uncompensated |  | Reactive Power |  |  | MVAr
PF
| 0 | Compensated |  | Load (LV side) |  |  | Amps
|  |  |  | Apparent Power |  |  | MVA
|  |  |  | Real Power |  |  | MW
|  |  |  | Reactive Power |  |  | MVAr
|  |  |  | Capacitors In Service |  |  | MVAr
PF
| Zone Div: | Uncompensated |  | Reactive Power |  |  | MVAr
PF
| 0 | Compensated |  | Load (LV side) |  |  | Amps
|  |  |  | Apparent Power |  |  | MVA
|  |  |  | Real Power |  |  | MW
|  |  |  | Reactive Power |  |  | MVAr
|  |  |  | Capacitors In Service |  |  | MVAr
PF
| Zone Div: | Uncompensated |  | Reactive Power |  |  | MVAr
PF
| 0 | Compensated |  | Load (LV side) |  |  | Amps
|  |  |  | Apparent Power |  |  | MVA
|  |  |  | Real Power |  |  | MW
|  |  |  | Reactive Power |  |  | MVAr
|  |  |  | Capacitors In Service |  |  | MVAr
PF
| Zone Div: | Uncompensated |  | Reactive Power |  |  | MVAr
PF
| 0 | Compensated |  | Load (LV side) |  |  | Amps
|  |  |  | Apparent Power |  |  | MVA
|  |  |  | Real Power |  |  | MW
|  |  |  | Reactive Power |  |  | MVAr
|  |  |  | Capacitors In Service |  |  | MVAr
PF
| Zone Div: | Uncompensated |  | Reactive Power |  |  | MVAr
PF
| 0 | Compensated |  | Load (LV side) |  |  | Amps
|  |  |  | Apparent Power |  |  | MVA
|  |  |  | Real Power |  |  | MW
|  |  |  | Reactive Power |  |  | MVAr
|  |  |  | Capacitors In Service |  |  | MVAr
PF
| Zone Div: | Uncompensated |  | Reactive Power |  |  | MVAr
PF
| 0 | Compensated |  | Load (LV side) |  |  | Amps
|  |  |  | Apparent Power |  |  | MVA
|  |  |  | Real Power |  |  | MW
|  |  |  | Reactive Power |  |  | MVAr
|  |  |  | Capacitors In Service |  |  | MVAr
PF
| Zone Div: | Uncompensated |  | Reactive Power |  |  | MVAr
PF
| 0 | Compensated |  | Load (LV side) |  |  | Amps
|  |  |  | Apparent Power |  |  | MVA
|  |  |  | Real Power |  |  | MW
|  |  |  | Reactive Power |  |  | MVAr
|  |  |  | Capacitors In Service |  |  | MVAr
PF
| Zone Div: | Uncompensated |  | Reactive Power |  |  | MVAr
PF
| 0 | Compensated |  | Load (LV side) |  |  | Amps
|  |  |  | Apparent Power |  |  | MVA
|  |  |  | Real Power |  |  | MW
|  |  |  | Reactive Power |  |  | MVAr
|  |  |  | Capacitors In Service |  |  | MVAr
PF
| Zone Div: | Uncompensated |  | Reactive Power |  |  | MVAr
PF

## Customer88
| Customer88 | [16 empty] | 2014 | WINTER
| Substation Total Loads | [33 empty] | Spots & Transfers Detail
| Historical Loads | MVA | [7 empty] | Weather Corrected Forecast Loads |  |  |  | MVA | [20 empty] | Spots & Transfers Summary | MVA |  | Historical Spots & Transfers | [6 empty] | Forecast Spots & Transfers
|  | 2007 | 2008 | 2009 | 2010 | 2011 | 2012 | 2013 |  | 2014 | 2015 | 2016 | 2017 | 2018 | 2019 | 2020 | 2021 | 2022 | 2023 | 2024 | 2025 | 2026 | 2027 | 2028 | 2029 | 2030 | 2031 | 2032 | 2033 | 2034 | 2035 | 2036 | 2037 | 2038 |  |  |  | 2007 | 2008 | 2009 | 2010 | 2011 | 2012 | 2013 | 2014 | 2015 | 2016 | 2017 | 2018 | 2019 | 2020 | 2021 | 2022 | 2023 | 2024 | 2025 | 2026 | 2027 | 2028 | 2029 | 2030 | 2031 | 2032 | 2033 | 2034 | 2035 | 2036 | 2037 | 2038
| Total | [8 empty] | 0 | 0 | 0 | 0 | 0 | 0 | 0 | 0 | 0 | 0 | 0 | 0 | 0 | 0 | 0 | 0 | 0 | 0 | 0 | 0 | 0 | 0 | 0 | 0 | 0 |  |  | Total
Firm Rating
| Total Capacity | [36 empty] | 0 | 0 | 0 | 0 | 0 | 0 | 0 | 0 | 0 | 0 | 0 | 0 | 0 | 0 | 0 | 0 | 0 | 0 | 0 | 0 | 0 | 0 | 0 | 0 | 0 | 0 | 0 | 0 | 0 | 0 | 0 | 0
|  | -7 | -6 | -5 | -4 | -3 | -2 | -1 |  | 0 | 1 | 2 | 3 | 4 | 5 | 6 | 7 | 8 | 9 | 10 | 11 | 12 | 13 | 14 | 15 | 16 | 17 | 18 | 19 | 20 | 21 | 22 | 23 | 24 |  |  |  | 0 | 0 | 0 | 0 | 0 | 0 | 0 | 0 | 0 | 0 | 0 | 0 | 0 | 0 | 0 | 0 | 0 | 0 | 0 | 0 | 0 | 0 | 0 | 0 | 0 | 0 | 0 | 0 | 0 | 0 | 0 | 0
| Transformer Loads | [36 empty] | 0 | 0 | 0 | 0 | 0 | 0 | 0 | 0 | 0 | 0 | 0 | 0 | 0 | 0 | 0 | 0 | 0 | 0 | 0 | 0 | 0 | 0 | 0 | 0 | 0 | 0 | 0 | 0 | 0 | 0 | 0 | 0
| Historical Loads | MVA | [7 empty] | Weather Corrected Forecast Loads |  |  |  | MVA | [23 empty] | 0 | 0 | 0 | 0 | 0 | 0 | 0 | 0 | 0 | 0 | 0 | 0 | 0 | 0 | 0 | 0 | 0 | 0 | 0 | 0 | 0 | 0 | 0 | 0 | 0 | 0 | 0 | 0 | 0 | 0 | 0 | 0
|  | 2007 | 2008 | 2009 | 2010 | 2011 | 2012 | 2013 |  | 2014 | 2015 | 2016 | 2017 | 2018 | 2019 | 2020 | 2021 | 2022 | 2023 | 2024 | 2025 | 2026 | 2027 | 2028 | 2029 | 2030 | 2031 | 2032 | 2033 | 2034 | 2035 | 2036 | 2037 | 2038 |  |  |  | 0 | 0 | 0 | 0 | 0 | 0 | 0 | 0 | 0 | 0 | 0 | 0 | 0 | 0 | 0 | 0 | 0 | 0 | 0 | 0 | 0 | 0 | 0 | 0 | 0 | 0 | 0 | 0 | 0 | 0 | 0 | 0
| 0 | [36 empty] | 0 | 0 | 0 | 0 | 0 | 0 | 0 | 0 | 0 | 0 | 0 | 0 | 0 | 0 | 0 | 0 | 0 | 0 | 0 | 0 | 0 | 0 | 0 | 0 | 0 | 0 | 0 | 0 | 0 | 0 | 0 | 0
| Diversity Factor: 0 | [36 empty] | 0 | 0 | 0 | 0 | 0 | 0 | 0 | 0 | 0 | 0 | 0 | 0 | 0 | 0 | 0 | 0 | 0 | 0 | 0 | 0 | 0 | 0 | 0 | 0 | 0 | 0 | 0 | 0 | 0 | 0 | 0 | 0
[38 empty] | 0 | 0 | 0 | 0 | 0 | 0 | 0 | 0 | 0 | 0 | 0 | 0 | 0 | 0 | 0 | 0 | 0 | 0 | 0 | 0 | 0 | 0 | 0 | 0 | 0 | 0 | 0 | 0 | 0 | 0 | 0 | 0
[38 empty] | 0 | 0 | 0 | 0 | 0 | 0 | 0 | 0 | 0 | 0 | 0 | 0 | 0 | 0 | 0 | 0 | 0 | 0 | 0 | 0 | 0 | 0 | 0 | 0 | 0 | 0 | 0 | 0 | 0 | 0 | 0 | 0
| 0 | [36 empty] | 0 | 0 | 0 | 0 | 0 | 0 | 0 | 0 | 0 | 0 | 0 | 0 | 0 | 0 | 0 | 0 | 0 | 0 | 0 | 0 | 0 | 0 | 0 | 0 | 0 | 0 | 0 | 0 | 0 | 0 | 0 | 0
Diversity Factor: 0
[38 empty] | Historical Spots & Transfers | [6 empty] | Forecast Spots & Transfers
[35 empty] | Project Name | From | To | 2007 | 2008 | 2009 | 2010 | 2011 | 2012 | 2013 | 2014 | 2015 | 2016 | 2017 | 2018 | 2019 | 2020 | 2021 | 2022 | 2023 | 2024 | 2025 | 2026 | 2027 | 2028 | 2029 | 2030 | 2031 | 2032 | 2033 | 2034 | 2035 | 2036 | 2037 | 2038
0
Diversity Factor: 0
0
Diversity Factor: 0
0
Diversity Factor: 0
0
Diversity Factor: 0
0
Diversity Factor: 0
0
Diversity Factor: 0
0
Diversity Factor: 0
0
Diversity Factor: 0
| Weather Correction and Public Holiday Factors | [8 empty] | Forecast ROG
ROG Justification
| Actual loads for season 2013 have been weather corrected by the following: | [6 empty] | 0% |  | N/A | [59 empty] | N/A
1 | 2 | 3 | 4 | 5 | 6 | 7 | 8 | 9 | 10 | 2014 | 2015 | 2016 | 2017 | 2018 | 2019 | 2020 | 2021 | 2022 | 2023 | 2024 | 2025 | 2026 | 2027 | 2028 | 2029 | 2030 | 2031 | 2032 | 2033 | 2034 | 2035 | 2036 | 2037 | 2038
1 | 1 | 1 | 1 | 1 | 1 | 1 | 1 | 1 | 1 | 0% | 0% | 0% | 0% | 0% | 0% | 0% | 0% | 0% | 0% | 0% | 0% | 0% | 0% | 0% | 0% | 0% | 0% | 0% | 0% | 0% | 0% | 0% | 0% | 0%
Substation Load Detail
[7 empty] | Units | 2013 |  | 2014 | 2015 | 2016 | 2017 | 2018 | 2019 | 2020 | 2021 | 2022 | 2023 | 2024 | 2025 | 2026 | 2027 | 2028 | 2029 | 2030 | 2031 | 2032 | 2033 | 2034 | 2035 | 2036 | 2037 | 2038
1 | Customer88 | Compensated |  | Load (LV side) |  |  | Amps | 0 |  | 0 | 0 | 0 | 0 | 0 | 0 | 0 | 0 | 0 | 0 | 0 | 0 | 0 | 0 | 0 | 0 | 0 | 0 | 0 | 0 | 0 | 0 | 0 | 0 | 0
|  |  |  | Apparent Power |  |  | MVA | 0 |  | 0 | 0 | 0 | 0 | 0 | 0 | 0 | 0 | 0 | 0 | 0 | 0 | 0 | 0 | 0 | 0 | 0 | 0 | 0 | 0 | 0 | 0 | 0 | 0 | 0
|  |  |  | Real Power |  |  | MW | 0 |  | 0 | 0 | 0 | 0 | 0 | 0 | 0 | 0 | 0 | 0 | 0 | 0 | 0 | 0 | 0 | 0 | 0 | 0 | 0 | 0 | 0 | 0 | 0 | 0 | 0
|  |  |  | Reactive Power |  |  | MVAr | 0 |  | 0 | 0 | 0 | 0 | 0 | 0 | 0 | 0 | 0 | 0 | 0 | 0 | 0 | 0 | 0 | 0 | 0 | 0 | 0 | 0 | 0 | 0 | 0 | 0 | 0
|  |  |  | Capacitors In Service |  |  | MVAr | 0 |  | 0 | 0 | 0 | 0 | 0 | 0 | 0 | 0 | 0 | 0 | 0 | 0 | 0 | 0 | 0 | 0 | 0 | 0 | 0 | 0 | 0 | 0 | 0 | 0 | 0
|  |  |  | PF |  |  |  | 0 |  | 0 | 0 | 0 | 0 | 0 | 0 | 0 | 0 | 0 | 0 | 0 | 0 | 0 | 0 | 0 | 0 | 0 | 0 | 0 | 0 | 0 | 0 | 0 | 0 | 0
| #VALUE! | Uncompensated |  | Reactive Power |  |  | MVAr | 0 |  | 0 | 0 | 0 | 0 | 0 | 0 | 0 | 0 | 0 | 0 | 0 | 0 | 0 | 0 | 0 | 0 | 0 | 0 | 0 | 0 | 0 | 0 | 0 | 0 | 0
|  |  |  | PF |  |  |  | 0 |  | 0 | 0 | 0 | 0 | 0 | 0 | 0 | 0 | 0 | 0 | 0 | 0 | 0 | 0 | 0 | 0 | 0 | 0 | 0 | 0 | 0 | 0 | 0 | 0 | 0
[10 empty] | 1 | 2 | 3 | 4 | 5 | 6 | 7 | 8 | 9 | 10 | 11 | 12 | 13 | 14 | 15 | 16 | 17 | 18 | 19 | 20 | 21 | 22 | 23 | 24 | 25
Transformer Load Detail
[7 empty] | Units | 2013 |  | 2014 | 2015 | 2016 | 2017 | 2018 | 2019 | 2020 | 2021 | 2022 | 2023 | 2024 | 2025 | 2026 | 2027 | 2028 | 2029 | 2030 | 2031 | 2032 | 2033 | 2034 | 2035 | 2036 | 2037 | 2038
| 0 | Compensated |  | Load (LV side) |  |  | Amps
|  |  |  | Apparent Power |  |  | MVA
|  |  |  | Real Power |  |  | MW
|  |  |  | Reactive Power |  |  | MVAr
|  |  |  | Capacitors In Service |  |  | MVAr
PF
| Zone Div: | Uncompensated |  | Reactive Power |  |  | MVAr
PF
| 0 | Compensated |  | Load (LV side) |  |  | Amps
|  |  |  | Apparent Power |  |  | MVA
|  |  |  | Real Power |  |  | MW
|  |  |  | Reactive Power |  |  | MVAr
|  |  |  | Capacitors In Service |  |  | MVAr
PF
| Zone Div: | Uncompensated |  | Reactive Power |  |  | MVAr
PF
| 0 | Compensated |  | Load (LV side) |  |  | Amps
|  |  |  | Apparent Power |  |  | MVA
|  |  |  | Real Power |  |  | MW
|  |  |  | Reactive Power |  |  | MVAr
|  |  |  | Capacitors In Service |  |  | MVAr
PF
| Zone Div: | Uncompensated |  | Reactive Power |  |  | MVAr
PF
| 0 | Compensated |  | Load (LV side) |  |  | Amps
|  |  |  | Apparent Power |  |  | MVA
|  |  |  | Real Power |  |  | MW
|  |  |  | Reactive Power |  |  | MVAr
|  |  |  | Capacitors In Service |  |  | MVAr
PF
| Zone Div: | Uncompensated |  | Reactive Power |  |  | MVAr
PF
| 0 | Compensated |  | Load (LV side) |  |  | Amps
|  |  |  | Apparent Power |  |  | MVA
|  |  |  | Real Power |  |  | MW
|  |  |  | Reactive Power |  |  | MVAr
|  |  |  | Capacitors In Service |  |  | MVAr
PF
| Zone Div: | Uncompensated |  | Reactive Power |  |  | MVAr
PF
| 0 | Compensated |  | Load (LV side) |  |  | Amps
|  |  |  | Apparent Power |  |  | MVA
|  |  |  | Real Power |  |  | MW
|  |  |  | Reactive Power |  |  | MVAr
|  |  |  | Capacitors In Service |  |  | MVAr
PF
| Zone Div: | Uncompensated |  | Reactive Power |  |  | MVAr
PF
| 0 | Compensated |  | Load (LV side) |  |  | Amps
|  |  |  | Apparent Power |  |  | MVA
|  |  |  | Real Power |  |  | MW
|  |  |  | Reactive Power |  |  | MVAr
|  |  |  | Capacitors In Service |  |  | MVAr
PF
| Zone Div: | Uncompensated |  | Reactive Power |  |  | MVAr
PF
| 0 | Compensated |  | Load (LV side) |  |  | Amps
|  |  |  | Apparent Power |  |  | MVA
|  |  |  | Real Power |  |  | MW
|  |  |  | Reactive Power |  |  | MVAr
|  |  |  | Capacitors In Service |  |  | MVAr
PF
| Zone Div: | Uncompensated |  | Reactive Power |  |  | MVAr
PF
| 0 | Compensated |  | Load (LV side) |  |  | Amps
|  |  |  | Apparent Power |  |  | MVA
|  |  |  | Real Power |  |  | MW
|  |  |  | Reactive Power |  |  | MVAr
|  |  |  | Capacitors In Service |  |  | MVAr
PF
| Zone Div: | Uncompensated |  | Reactive Power |  |  | MVAr
PF
| 0 | Compensated |  | Load (LV side) |  |  | Amps
|  |  |  | Apparent Power |  |  | MVA
|  |  |  | Real Power |  |  | MW
|  |  |  | Reactive Power |  |  | MVAr
|  |  |  | Capacitors In Service |  |  | MVAr
PF
| Zone Div: | Uncompensated |  | Reactive Power |  |  | MVAr
PF

## Customer89
| Customer89 | [16 empty] | 2014 | WINTER
| Substation Total Loads | [33 empty] | Spots & Transfers Detail
| Historical Loads | MVA | [7 empty] | Weather Corrected Forecast Loads |  |  |  | MVA | [20 empty] | Spots & Transfers Summary | MVA |  | Historical Spots & Transfers | [6 empty] | Forecast Spots & Transfers
|  | 2007 | 2008 | 2009 | 2010 | 2011 | 2012 | 2013 |  | 2014 | 2015 | 2016 | 2017 | 2018 | 2019 | 2020 | 2021 | 2022 | 2023 | 2024 | 2025 | 2026 | 2027 | 2028 | 2029 | 2030 | 2031 | 2032 | 2033 | 2034 | 2035 | 2036 | 2037 | 2038 |  |  |  | 2007 | 2008 | 2009 | 2010 | 2011 | 2012 | 2013 | 2014 | 2015 | 2016 | 2017 | 2018 | 2019 | 2020 | 2021 | 2022 | 2023 | 2024 | 2025 | 2026 | 2027 | 2028 | 2029 | 2030 | 2031 | 2032 | 2033 | 2034 | 2035 | 2036 | 2037 | 2038
| Total |  |  |  |  | 11.635 | 10.931 | 11.416 |  | 11.416 | 11.416 | 11.416 | 11.416 | 11.416 | 11.416 | 11.416 | 11.416 | 11.416 | 11.416 | 11.416 | 11.416 | 11.416 | 11.416 | 11.416 | 11.416 | 11.416 | 11.416 | 11.416 | 11.416 | 11.416 | 11.416 | 11.416 | 11.416 | 11.416 |  |  | Total | Historical Spots & Transfers 2011: 11
Firm Rating
| Total Capacity | [36 empty] | 0 | 0 | 0 | 0 | 0 | 0 | 0 | 0 | 0 | 0 | 0 | 0 | 0 | 0 | 0 | 0 | 0 | 0 | 0 | 0 | 0 | 0 | 0 | 0 | 0 | 0 | 0 | 0 | 0 | 0 | 0 | 0
|  | -7 | -6 | -5 | -4 | -3 | -2 | -1 |  | 0 | 1 | 2 | 3 | 4 | 5 | 6 | 7 | 8 | 9 | 10 | 11 | 12 | 13 | 14 | 15 | 16 | 17 | 18 | 19 | 20 | 21 | 22 | 23 | 24 |  |  |  | 0 | 0 | 0 | 0 | 0 | 0 | 0 | 0 | 0 | 0 | 0 | 0 | 0 | 0 | 0 | 0 | 0 | 0 | 0 | 0 | 0 | 0 | 0 | 0 | 0 | 0 | 0 | 0 | 0 | 0 | 0 | 0
| Transformer Loads | [36 empty] | 0 | 0 | 0 | 0 | 0 | 0 | 0 | 0 | 0 | 0 | 0 | 0 | 0 | 0 | 0 | 0 | 0 | 0 | 0 | 0 | 0 | 0 | 0 | 0 | 0 | 0 | 0 | 0 | 0 | 0 | 0 | 0
| Historical Loads | MVA | [7 empty] | Weather Corrected Forecast Loads |  |  |  | MVA | [23 empty] | 0 | 0 | 0 | 0 | 0 | 0 | 0 | 0 | 0 | 0 | 0 | 0 | 0 | 0 | 0 | 0 | 0 | 0 | 0 | 0 | 0 | 0 | 0 | 0 | 0 | 0 | 0 | 0 | 0 | 0 | 0 | 0
|  | 2007 | 2008 | 2009 | 2010 | 2011 | 2012 | 2013 |  | 2014 | 2015 | 2016 | 2017 | 2018 | 2019 | 2020 | 2021 | 2022 | 2023 | 2024 | 2025 | 2026 | 2027 | 2028 | 2029 | 2030 | 2031 | 2032 | 2033 | 2034 | 2035 | 2036 | 2037 | 2038 |  |  |  | 0 | 0 | 0 | 0 | 0 | 0 | 0 | 0 | 0 | 0 | 0 | 0 | 0 | 0 | 0 | 0 | 0 | 0 | 0 | 0 | 0 | 0 | 0 | 0 | 0 | 0 | 0 | 0 | 0 | 0 | 0 | 0
| 0 | [36 empty] | 0 | 0 | 0 | 0 | 0 | 0 | 0 | 0 | 0 | 0 | 0 | 0 | 0 | 0 | 0 | 0 | 0 | 0 | 0 | 0 | 0 | 0 | 0 | 0 | 0 | 0 | 0 | 0 | 0 | 0 | 0 | 0
| Diversity Factor: 0 | [36 empty] | 0 | 0 | 0 | 0 | 0 | 0 | 0 | 0 | 0 | 0 | 0 | 0 | 0 | 0 | 0 | 0 | 0 | 0 | 0 | 0 | 0 | 0 | 0 | 0 | 0 | 0 | 0 | 0 | 0 | 0 | 0 | 0
[38 empty] | 0 | 0 | 0 | 0 | 0 | 0 | 0 | 0 | 0 | 0 | 0 | 0 | 0 | 0 | 0 | 0 | 0 | 0 | 0 | 0 | 0 | 0 | 0 | 0 | 0 | 0 | 0 | 0 | 0 | 0 | 0 | 0
[38 empty] | 0 | 0 | 0 | 0 | 0 | 0 | 0 | 0 | 0 | 0 | 0 | 0 | 0 | 0 | 0 | 0 | 0 | 0 | 0 | 0 | 0 | 0 | 0 | 0 | 0 | 0 | 0 | 0 | 0 | 0 | 0 | 0
| 0 | [36 empty] | 0 | 0 | 0 | 0 | 0 | 0 | 0 | 0 | 0 | 0 | 0 | 0 | 0 | 0 | 0 | 0 | 0 | 0 | 0 | 0 | 0 | 0 | 0 | 0 | 0 | 0 | 0 | 0 | 0 | 0 | 0 | 0
Diversity Factor: 0
[38 empty] | Historical Spots & Transfers | [6 empty] | Forecast Spots & Transfers
[35 empty] | Project Name | From | To | 2007 | 2008 | 2009 | 2010 | 2011 | 2012 | 2013 | 2014 | 2015 | 2016 | 2017 | 2018 | 2019 | 2020 | 2021 | 2022 | 2023 | 2024 | 2025 | 2026 | 2027 | 2028 | 2029 | 2030 | 2031 | 2032 | 2033 | 2034 | 2035 | 2036 | 2037 | 2038
| 0 | [33 empty] | Major Customer Connection |  | Mangoola (Anvil Hill) 66kV | Historical Spots & Transfers 2011: 11
Diversity Factor: 0
0
Diversity Factor: 0
0
Diversity Factor: 0
0
Diversity Factor: 0
0
Diversity Factor: 0
0
Diversity Factor: 0
0
Diversity Factor: 0
0
Diversity Factor: 0
| Weather Correction and Public Holiday Factors | [8 empty] | Forecast ROG
ROG Justification
| Actual loads for season 2013 have been weather corrected by the following: | [6 empty] | 0% |  | N/A | [59 empty] | N/A
1 | 2 | 3 | 4 | 5 | 6 | 7 | 8 | 9 | 10 | 2014 | 2015 | 2016 | 2017 | 2018 | 2019 | 2020 | 2021 | 2022 | 2023 | 2024 | 2025 | 2026 | 2027 | 2028 | 2029 | 2030 | 2031 | 2032 | 2033 | 2034 | 2035 | 2036 | 2037 | 2038
1 | 1 | 1 | 1 | 1 | 1 | 1 | 1 | 1 | 1 | 0% | 0% | 0% | 0% | 0% | 0% | 0% | 0% | 0% | 0% | 0% | 0% | 0% | 0% | 0% | 0% | 0% | 0% | 0% | 0% | 0% | 0% | 0% | 0% | 0%
Substation Load Detail
[7 empty] | Units | 2013 |  | 2014 | 2015 | 2016 | 2017 | 2018 | 2019 | 2020 | 2021 | 2022 | 2023 | 2024 | 2025 | 2026 | 2027 | 2028 | 2029 | 2030 | 2031 | 2032 | 2033 | 2034 | 2035 | 2036 | 2037 | 2038
1 | Customer89 | Compensated |  | Load (LV side) |  |  | Amps | 100 |  | 100 | 100 | 100 | 100 | 100 | 100 | 100 | 100 | 100 | 100 | 100 | 100 | 100 | 100 | 100 | 100 | 100 | 100 | 100 | 100 | 100 | 100 | 100 | 100 | 100
|  |  |  | Apparent Power |  |  | MVA | 11.416 |  | 11.416 | 11.416 | 11.416 | 11.416 | 11.416 | 11.416 | 11.416 | 11.416 | 11.416 | 11.416 | 11.416 | 11.416 | 11.416 | 11.416 | 11.416 | 11.416 | 11.416 | 11.416 | 11.416 | 11.416 | 11.416 | 11.416 | 11.416 | 11.416 | 11.416
|  |  |  | Real Power |  |  | MW | 10.2744 |  | 10.2744 | 10.2744 | 10.2744 | 10.2744 | 10.2744 | 10.2744 | 10.2744 | 10.2744 | 10.2744 | 10.2744 | 10.2744 | 10.2744 | 10.2744 | 10.2744 | 10.2744 | 10.2744 | 10.2744 | 10.2744 | 10.2744 | 10.2744 | 10.2744 | 10.2744 | 10.2744 | 10.2744 | 10.2744
|  |  |  | Reactive Power |  |  | MVAr | 4.9761 |  | 4.9761 | 4.9761 | 4.9761 | 4.9761 | 4.9761 | 4.9761 | 4.9761 | 4.9761 | 4.9761 | 4.9761 | 4.9761 | 4.9761 | 4.9761 | 4.9761 | 4.9761 | 4.9761 | 4.9761 | 4.9761 | 4.9761 | 4.9761 | 4.9761 | 4.9761 | 4.9761 | 4.9761 | 4.9761
|  |  |  | Capacitors In Service |  |  | MVAr | 0 |  | 0 | 0 | 0 | 0 | 0 | 0 | 0 | 0 | 0 | 0 | 0 | 0 | 0 | 0 | 0 | 0 | 0 | 0 | 0 | 0 | 0 | 0 | 0 | 0 | 0
|  |  |  | PF |  |  |  | 0.9 |  | 0.9 | 0.9 | 0.9 | 0.9 | 0.9 | 0.9 | 0.9 | 0.9 | 0.9 | 0.9 | 0.9 | 0.9 | 0.9 | 0.9 | 0.9 | 0.9 | 0.9 | 0.9 | 0.9 | 0.9 | 0.9 | 0.9 | 0.9 | 0.9 | 0.9
0.87473 | Diversity Factor: 0.87 | Uncompensated |  | Reactive Power |  |  | MVAr | 4.9761 |  | 4.9761 | 4.9761 | 4.9761 | 4.9761 | 4.9761 | 4.9761 | 4.9761 | 4.9761 | 4.9761 | 4.9761 | 4.9761 | 4.9761 | 4.9761 | 4.9761 | 4.9761 | 4.9761 | 4.9761 | 4.9761 | 4.9761 | 4.9761 | 4.9761 | 4.9761 | 4.9761 | 4.9761 | 4.9761
|  |  |  | PF |  |  |  | 0.9 |  | 0.9 | 0.9 | 0.9 | 0.9 | 0.9 | 0.9 | 0.9 | 0.9 | 0.9 | 0.9 | 0.9 | 0.9 | 0.9 | 0.9 | 0.9 | 0.9 | 0.9 | 0.9 | 0.9 | 0.9 | 0.9 | 0.9 | 0.9 | 0.9 | 0.9
[10 empty] | 1 | 2 | 3 | 4 | 5 | 6 | 7 | 8 | 9 | 10 | 11 | 12 | 13 | 14 | 15 | 16 | 17 | 18 | 19 | 20 | 21 | 22 | 23 | 24 | 25
Transformer Load Detail
[7 empty] | Units | 2013 |  | 2014 | 2015 | 2016 | 2017 | 2018 | 2019 | 2020 | 2021 | 2022 | 2023 | 2024 | 2025 | 2026 | 2027 | 2028 | 2029 | 2030 | 2031 | 2032 | 2033 | 2034 | 2035 | 2036 | 2037 | 2038
| 0 | Compensated |  | Load (LV side) |  |  | Amps
|  |  |  | Apparent Power |  |  | MVA
|  |  |  | Real Power |  |  | MW
|  |  |  | Reactive Power |  |  | MVAr
|  |  |  | Capacitors In Service |  |  | MVAr
PF
| Zone Div: | Uncompensated |  | Reactive Power |  |  | MVAr
PF
| 0 | Compensated |  | Load (LV side) |  |  | Amps
|  |  |  | Apparent Power |  |  | MVA
|  |  |  | Real Power |  |  | MW
|  |  |  | Reactive Power |  |  | MVAr
|  |  |  | Capacitors In Service |  |  | MVAr
PF
| Zone Div: | Uncompensated |  | Reactive Power |  |  | MVAr
PF
| 0 | Compensated |  | Load (LV side) |  |  | Amps
|  |  |  | Apparent Power |  |  | MVA
|  |  |  | Real Power |  |  | MW
|  |  |  | Reactive Power |  |  | MVAr
|  |  |  | Capacitors In Service |  |  | MVAr
PF
| Zone Div: | Uncompensated |  | Reactive Power |  |  | MVAr
PF
| 0 | Compensated |  | Load (LV side) |  |  | Amps
|  |  |  | Apparent Power |  |  | MVA
|  |  |  | Real Power |  |  | MW
|  |  |  | Reactive Power |  |  | MVAr
|  |  |  | Capacitors In Service |  |  | MVAr
PF
| Zone Div: | Uncompensated |  | Reactive Power |  |  | MVAr
PF
| 0 | Compensated |  | Load (LV side) |  |  | Amps
|  |  |  | Apparent Power |  |  | MVA
|  |  |  | Real Power |  |  | MW
|  |  |  | Reactive Power |  |  | MVAr
|  |  |  | Capacitors In Service |  |  | MVAr
PF
| Zone Div: | Uncompensated |  | Reactive Power |  |  | MVAr
PF
| 0 | Compensated |  | Load (LV side) |  |  | Amps
|  |  |  | Apparent Power |  |  | MVA
|  |  |  | Real Power |  |  | MW
|  |  |  | Reactive Power |  |  | MVAr
|  |  |  | Capacitors In Service |  |  | MVAr
PF
| Zone Div: | Uncompensated |  | Reactive Power |  |  | MVAr
PF
| 0 | Compensated |  | Load (LV side) |  |  | Amps
|  |  |  | Apparent Power |  |  | MVA
|  |  |  | Real Power |  |  | MW
|  |  |  | Reactive Power |  |  | MVAr
|  |  |  | Capacitors In Service |  |  | MVAr
PF
| Zone Div: | Uncompensated |  | Reactive Power |  |  | MVAr
PF
| 0 | Compensated |  | Load (LV side) |  |  | Amps
|  |  |  | Apparent Power |  |  | MVA
|  |  |  | Real Power |  |  | MW
|  |  |  | Reactive Power |  |  | MVAr
|  |  |  | Capacitors In Service |  |  | MVAr
PF
| Zone Div: | Uncompensated |  | Reactive Power |  |  | MVAr
PF
| 0 | Compensated |  | Load (LV side) |  |  | Amps
|  |  |  | Apparent Power |  |  | MVA
|  |  |  | Real Power |  |  | MW
|  |  |  | Reactive Power |  |  | MVAr
|  |  |  | Capacitors In Service |  |  | MVAr
PF
| Zone Div: | Uncompensated |  | Reactive Power |  |  | MVAr
PF
| 0 | Compensated |  | Load (LV side) |  |  | Amps
|  |  |  | Apparent Power |  |  | MVA
|  |  |  | Real Power |  |  | MW
|  |  |  | Reactive Power |  |  | MVAr
|  |  |  | Capacitors In Service |  |  | MVAr
PF
| Zone Div: | Uncompensated |  | Reactive Power |  |  | MVAr
PF

## Merriwa 33_11kV
| Merriwa 33_11kV | [16 empty] | 2014 | WINTER
| Substation Total Loads | [33 empty] | Spots & Transfers Detail
| Historical Loads | (11kV MVA) | [7 empty] | Weather Corrected Forecast Loads |  |  |  | (11kV MVA) | [20 empty] | Spots & Transfers Summary | (11kV MVA) |  | Historical Spots & Transfers | [6 empty] | Forecast Spots & Transfers
|  | 2007 | 2008 | 2009 | 2010 | 2011 | 2012 | 2013 |  | 2014 | 2015 | 2016 | 2017 | 2018 | 2019 | 2020 | 2021 | 2022 | 2023 | 2024 | 2025 | 2026 | 2027 | 2028 | 2029 | 2030 | 2031 | 2032 | 2033 | 2034 | 2035 | 2036 | 2037 | 2038 |  |  |  | 2007 | 2008 | 2009 | 2010 | 2011 | 2012 | 2013 | 2014 | 2015 | 2016 | 2017 | 2018 | 2019 | 2020 | 2021 | 2022 | 2023 | 2024 | 2025 | 2026 | 2027 | 2028 | 2029 | 2030 | 2031 | 2032 | 2033 | 2034 | 2035 | 2036 | 2037 | 2038
| Total | 3.1 | 3.1 | 3.4 | 3.1 | 3.08 | 3.082 | 2.894 |  | 2.908 | 2.8695 | 2.854 | 2.8614 | 2.8877 | 2.9133 | 2.9592 | 3.0068 | 3.0522 | 3.0996 | 3.144 | 3.1966 | 3.2499 | 3.3081 | 3.3696 | 3.4309 | 3.492 | 3.5545 | 3.6183 | 3.6835 | 3.75 | 3.8179 | 3.8872 | 3.9579 | 4.0301 |  |  | Total | 0 | 0 | 0 | 0 | 0 | 0 | 0 | -0.0056236 | -0.0027569 | 0.0080437 | 0.019132 | 0.026306 | 0.025665 | 0.045855 | 0.047547 | 0.045487 | 0.047385 | 0.044356 | 0.052659 | 0.053295 | 0.058218 | 0.06144 | 0.061287 | 0.061172 | 0.062479 | 0.063804 | 0.065149 | 0.066514 | 0.067898 | 0.069302 | 0.070726 | 0.072171
| Firm Rating | 0 | 0 | 0 | 0 | 0 | 0 | 0 |  | 0 | 0 | 0 | 0 | 0 | 0 | 0 | 0 | 0 | 0 | 0 | 0 | 0 | 0 | 0 | 0 | 0 | 0 | 0 | 0 | 0 | 0 | 0 | 0 | 0
| Total Capacity | 0 | 0 | 0 | 7.62 | 7.62 | 7.62 | 7.62 |  | 7.62 | 7.62 | 7.62 | 7.62 | 7.62 | 7.62 | 7.62 | 7.62 | 7.62 | 7.62 | 7.62 | 7.62 | 7.62 | 7.62 | 7.62 | 7.62 | 7.62 | 7.62 | 7.62 | 7.62 | 7.62 | 7.62 | 7.62 | 7.62 | 7.62 |  |  | Merriwa 33_11kV Tx1 | 0 | 0 | 0 | 0 | 0 | 0 | 0 | -0.0028118 | -0.0013785 | 0.0040219 | 0.009566 | 0.013153 | 0.012833 | 0.022928 | 0.023774 | 0.022744 | 0.023692 | 0.022178 | 0.026329 | 0.026647 | 0.029109 | 0.03072 | 0.030643 | 0.030586 | 0.031239 | 0.031902 | 0.032575 | 0.033257 | 0.033949 | 0.034651 | 0.035363 | 0.036085
|  | -7 | -6 | -5 | -4 | -3 | -2 | -1 |  | 0 | 1 | 2 | 3 | 4 | 5 | 6 | 7 | 8 | 9 | 10 | 11 | 12 | 13 | 14 | 15 | 16 | 17 | 18 | 19 | 20 | 21 | 22 | 23 | 24 |  |  | Merriwa 33_11kV Tx2 | 0 | 0 | 0 | 0 | 0 | 0 | 0 | -0.0028118 | -0.0013785 | 0.0040219 | 0.009566 | 0.013153 | 0.012833 | 0.022928 | 0.023774 | 0.022744 | 0.023692 | 0.022178 | 0.026329 | 0.026647 | 0.029109 | 0.03072 | 0.030643 | 0.030586 | 0.031239 | 0.031902 | 0.032575 | 0.033257 | 0.033949 | 0.034651 | 0.035363 | 0.036085
| Transformer Loads | [36 empty] | 0 | 0 | 0 | 0 | 0 | 0 | 0 | 0 | 0 | 0 | 0 | 0 | 0 | 0 | 0 | 0 | 0 | 0 | 0 | 0 | 0 | 0 | 0 | 0 | 0 | 0 | 0 | 0 | 0 | 0 | 0 | 0
| Historical Loads | (11kV MVA) | [7 empty] | 0: Weather Corrected Forecast Loads; 4: (11kV MVA) |  |  |  | 0 | 0 | 0 | 0 | 0 | 0 | 0 | 0 | 0 | 0 | 0 | 0 | 0 | 0 | 0 | 0 | 0 | 0 | 0 | 0 | 0 | 0 | 0 | 0 | 0 | 0 | 0 | 0 | 0 | 0 | 0 | 0
|  | 2007 | 2008 | 2009 | 2010 | 2011 | 2012 | 2013 |  | 2014 | 2015 | 2016 | 2017 | 2018 | 2019 | 2020 | 2021 | 2022 | 2023 | 2024 | 2025 | 2026 | 2027 | 2028 | 2029 | 2030 | 2031 | 2032 | 2033 | 2034 | 2035 | 2036 | 2037 | 2038 |  |  |  | 0 | 0 | 0 | 0 | 0 | 0 | 0 | 0 | 0 | 0 | 0 | 0 | 0 | 0 | 0 | 0 | 0 | 0 | 0 | 0 | 0 | 0 | 0 | 0 | 0 | 0 | 0 | 0 | 0 | 0 | 0 | 0
| 0 | [36 empty] | 0 | 0 | 0 | 0 | 0 | 0 | 0 | 0 | 0 | 0 | 0 | 0 | 0 | 0 | 0 | 0 | 0 | 0 | 0 | 0 | 0 | 0 | 0 | 0 | 0 | 0 | 0 | 0 | 0 | 0 | 0 | 0
| Diversity Factor: 0 | [36 empty] | 0 | 0 | 0 | 0 | 0 | 0 | 0 | 0 | 0 | 0 | 0 | 0 | 0 | 0 | 0 | 0 | 0 | 0 | 0 | 0 | 0 | 0 | 0 | 0 | 0 | 0 | 0 | 0 | 0 | 0 | 0 | 0
[38 empty] | 0 | 0 | 0 | 0 | 0 | 0 | 0 | 0 | 0 | 0 | 0 | 0 | 0 | 0 | 0 | 0 | 0 | 0 | 0 | 0 | 0 | 0 | 0 | 0 | 0 | 0 | 0 | 0 | 0 | 0 | 0 | 0
[38 empty] | 0 | 0 | 0 | 0 | 0 | 0 | 0 | 0 | 0 | 0 | 0 | 0 | 0 | 0 | 0 | 0 | 0 | 0 | 0 | 0 | 0 | 0 | 0 | 0 | 0 | 0 | 0 | 0 | 0 | 0 | 0 | 0
| 0 | [36 empty] | 0 | 0 | 0 | 0 | 0 | 0 | 0 | 0 | 0 | 0 | 0 | 0 | 0 | 0 | 0 | 0 | 0 | 0 | 0 | 0 | 0 | 0 | 0 | 0 | 0 | 0 | 0 | 0 | 0 | 0 | 0 | 0
Diversity Factor: 0
[38 empty] | Historical Spots & Transfers | [6 empty] | Forecast Spots & Transfers
[35 empty] | Project Name | From | To | 2007 | 2008 | 2009 | 2010 | 2011 | 2012 | 2013 | 2014 | 2015 | 2016 | 2017 | 2018 | 2019 | 2020 | 2021 | 2022 | 2023 | 2024 | 2025 | 2026 | 2027 | 2028 | 2029 | 2030 | 2031 | 2032 | 2033 | 2034 | 2035 | 2036 | 2037 | 2038
| 0 | [33 empty] | Broad based demand management |  | Merriwa 33_11kV Tx1 | 0 | 0 | 0 | 0 | 0 | 0 | 0 | 0 | 0 | 0 | 0 | 0 | 0 | 0 | 0 | 0 | 0 | 0 | 0 | 0 | 0 | 0 | 0 | 0 | 0 | 0 | 0 | 0 | 0 | 0 | 0 | 0
| Diversity Factor: 0 | [33 empty] | Broad based demand management |  | Merriwa 33_11kV Tx2 | 0 | 0 | 0 | 0 | 0 | 0 | 0 | 0 | 0 | 0 | 0 | 0 | 0 | 0 | 0 | 0 | 0 | 0 | 0 | 0 | 0 | 0 | 0 | 0 | 0 | 0 | 0 | 0 | 0 | 0 | 0 | 0
[35 empty] | Econometric |  | Merriwa 33_11kV Tx1 | 0 | 0 | 0 | 0 | 0 | 0 | 0 | 0 | 0 | 0.013187 | 0.024234 | 0.035942 | 0.037062 | 0.037702 | 0.035015 | 0.035589 | 0.036172 | 0.036762 | 0.037362 | 0.03797 | 0.038587 | 0.039213 | 0.039848 | 0.040492 | 0.041145 | 0.041808 | 0.042481 | 0.043163 | 0.043855 | 0.044557 | 0.045269 | 0.045991
[35 empty] | Econometric |  | Merriwa 33_11kV Tx2 | 0 | 0 | 0 | 0 | 0 | 0 | 0 | 0 | 0 | 0.013187 | 0.024234 | 0.035942 | 0.037062 | 0.037702 | 0.035015 | 0.035589 | 0.036172 | 0.036762 | 0.037362 | 0.03797 | 0.038587 | 0.039213 | 0.039848 | 0.040492 | 0.041145 | 0.041808 | 0.042481 | 0.043163 | 0.043855 | 0.044557 | 0.045269 | 0.045991
| 0 | [33 empty] | Energy Efficiency |  | Merriwa 33_11kV Tx1 | 0 | 0 | 0 | 0 | 0 | 0 | 0 | -0.0028118 | -0.0013785 | -0.0091652 | -0.014668 | -0.022789 | -0.024229 | -0.014774 | -0.011242 | -0.012846 | -0.012479 | -0.014584 | -0.011032 | -0.011322 | -0.0094779 | -0.0084925 | -0.0092043 | -0.0099059 | -0.0099059 | -0.0099059 | -0.0099059 | -0.0099059 | -0.0099059 | -0.0099059 | -0.0099059 | -0.0099059
| Diversity Factor: 0 | [33 empty] | Energy Efficiency |  | Merriwa 33_11kV Tx2 | 0 | 0 | 0 | 0 | 0 | 0 | 0 | -0.0028118 | -0.0013785 | -0.0091652 | -0.014668 | -0.022789 | -0.024229 | -0.014774 | -0.011242 | -0.012846 | -0.012479 | -0.014584 | -0.011032 | -0.011322 | -0.0094779 | -0.0084925 | -0.0092043 | -0.0099059 | -0.0099059 | -0.0099059 | -0.0099059 | -0.0099059 | -0.0099059 | -0.0099059 | -0.0099059 | -0.0099059
[35 empty] | Solar PV |  | Merriwa 33_11kV Tx1 | 0 | 0 | 0 | 0 | 0 | 0 | 0 | 0 | 0 | 0 | 0 | 0 | 0 | 0 | 0 | 0 | 0 | 0 | 0 | 0 | 0 | 0 | 0 | 0 | 0 | 0 | 0 | 0 | 0 | 0 | 0 | 0
[35 empty] | Solar PV |  | Merriwa 33_11kV Tx2 | 0 | 0 | 0 | 0 | 0 | 0 | 0 | 0 | 0 | 0 | 0 | 0 | 0 | 0 | 0 | 0 | 0 | 0 | 0 | 0 | 0 | 0 | 0 | 0 | 0 | 0 | 0 | 0 | 0 | 0 | 0 | 0
0
Diversity Factor: 0
0
Diversity Factor: 0
0
Diversity Factor: 0
0
Diversity Factor: 0
0
Diversity Factor: 0
0
Diversity Factor: 0
| Weather Correction and Public Holiday Factors | [8 empty] | Forecast ROG
ROG Justification
| Actual loads for season 2013 have been weather corrected by the following: | [6 empty] | -1.868% |  | 7 year ROG ok | [59 empty] | 7 year ROG ok
1 | 2 | 3 | 4 | 5 | 6 | 7 | 8 | 9 | 10 | 2014 | 2015 | 2016 | 2017 | 2018 | 2019 | 2020 | 2021 | 2022 | 2023 | 2024 | 2025 | 2026 | 2027 | 2028 | 2029 | 2030 | 2031 | 2032 | 2033 | 2034 | 2035 | 2036 | 2037 | 2038
0.98769 | 0.97553 | 0.96752 | 0.96356 | 0.96356 | 0.96356 | 0.96356 | 0.96356 | 0.96356 | 0.96356 | -1.231% | -1.231% | -0.821% | -0.41% | 0% | 0% | 0% | 0% | 0% | 0% | 0% | 0% | 0% | 0% | 0% | 0% | 0% | 0% | 0% | 0% | 0% | 0% | 0% | 0% | 0%
Substation Load Detail
[7 empty] | Units | 2013 |  | 2014 | 2015 | 2016 | 2017 | 2018 | 2019 | 2020 | 2021 | 2022 | 2023 | 2024 | 2025 | 2026 | 2027 | 2028 | 2029 | 2030 | 2031 | 2032 | 2033 | 2034 | 2035 | 2036 | 2037 | 2038
1 | Merriwa 33_11kV | Compensated |  | Load (LV side) |  |  | Amps | 0 |  | 152.6328 | 150.6084 | 149.794 | 150.1833 | 151.564 | 152.9111 | 155.3179 | 157.8135 | 160.2009 | 162.688 | 165.0161 | 167.7799 | 170.5772 | 173.6328 | 176.8576 | 180.0743 | 183.285 | 186.5643 | 189.9131 | 193.3326 | 196.8236 | 200.3873 | 204.0247 | 207.7369 | 211.5249
|  |  |  | Apparent Power |  |  | MVA | 2.894 | 2.95 | 2.908 | 2.8695 | 2.854 | 2.8614 | 2.8877 | 2.9133 | 2.9592 | 3.0068 | 3.0522 | 3.0996 | 3.144 | 3.1966 | 3.2499 | 3.3081 | 3.3696 | 3.4309 | 3.492 | 3.5545 | 3.6183 | 3.6835 | 3.75 | 3.8179 | 3.8872 | 3.9579 | 4.0301
|  |  |  | Real Power |  |  | MW | 2.8274 | 2.8822 | 2.8412 | 2.8035 | 2.7883 | 2.7956 | 2.8213 | 2.8463 | 2.8911 | 2.9376 | 2.982 | 3.0283 | 3.0717 | 3.1231 | 3.1752 | 3.2321 | 3.2921 | 3.352 | 3.4117 | 3.4728 | 3.5351 | 3.5988 | 3.6637 | 3.7301 | 3.7978 | 3.8669 | 3.9374
|  |  |  | Reactive Power |  |  | MVAr | 0 |  | 0.62011 | 0.61189 | 0.60858 | 0.61016 | 0.61577 | 0.62124 | 0.63102 | 0.64116 | 0.65086 | 0.66096 | 0.67042 | 0.68165 | 0.69301 | 0.70543 | 0.71853 | 0.7316 | 0.74464 | 0.75796 | 0.77157 | 0.78546 | 0.79965 | 0.81412 | 0.8289 | 0.84398 | 0.85937
|  |  |  | Capacitors In Service |  |  | MVAr | 0 |  | 0 | 0 | 0 | 0 | 0 | 0 | 0 | 0 | 0 | 0 | 0 | 0 | 0 | 0 | 0 | 0 | 0 | 0 | 0 | 0 | 0 | 0 | 0 | 0 | 0
|  |  |  | PF |  |  |  | 0.977 |  | 0.977 | 0.977 | 0.977 | 0.977 | 0.977 | 0.977 | 0.977 | 0.977 | 0.977 | 0.977 | 0.977 | 0.977 | 0.977 | 0.977 | 0.977 | 0.977 | 0.977 | 0.977 | 0.977 | 0.977 | 0.977 | 0.977 | 0.977 | 0.977 | 0.977
0.81443 | Diversity Factor: 0.81 | Uncompensated |  | Reactive Power |  |  | MVAr | 0 | 0.62906 | 0.62011 | 0.61189 | 0.60858 | 0.61016 | 0.61577 | 0.62124 | 0.63102 | 0.64116 | 0.65086 | 0.66096 | 0.67042 | 0.68165 | 0.69301 | 0.70543 | 0.71853 | 0.7316 | 0.74464 | 0.75796 | 0.77157 | 0.78546 | 0.79965 | 0.81412 | 0.8289 | 0.84398 | 0.85937
|  |  |  | PF |  |  |  | 0.977 |  | 0.977 | 0.977 | 0.977 | 0.977 | 0.977 | 0.977 | 0.977 | 0.977 | 0.977 | 0.977 | 0.977 | 0.977 | 0.977 | 0.977 | 0.977 | 0.977 | 0.977 | 0.977 | 0.977 | 0.977 | 0.977 | 0.977 | 0.977 | 0.977 | 0.977
[10 empty] | 1 | 2 | 3 | 4 | 5 | 6 | 7 | 8 | 9 | 10 | 11 | 12 | 13 | 14 | 15 | 16 | 17 | 18 | 19 | 20 | 21 | 22 | 23 | 24 | 25
Transformer Load Detail
[7 empty] | Units | 2013 |  | 2014 | 2015 | 2016 | 2017 | 2018 | 2019 | 2020 | 2021 | 2022 | 2023 | 2024 | 2025 | 2026 | 2027 | 2028 | 2029 | 2030 | 2031 | 2032 | 2033 | 2034 | 2035 | 2036 | 2037 | 2038
| 0 | Compensated |  | Load (LV side) |  |  | Amps
|  |  |  | Apparent Power |  |  | MVA
|  |  |  | Real Power |  |  | MW
|  |  |  | Reactive Power |  |  | MVAr
|  |  |  | Capacitors In Service |  |  | MVAr
PF
| Zone Div: | Uncompensated |  | Reactive Power |  |  | MVAr
PF
| 0 | Compensated |  | Load (LV side) |  |  | Amps
|  |  |  | Apparent Power |  |  | MVA
|  |  |  | Real Power |  |  | MW
|  |  |  | Reactive Power |  |  | MVAr
|  |  |  | Capacitors In Service |  |  | MVAr
PF
| Zone Div: | Uncompensated |  | Reactive Power |  |  | MVAr
PF
| 0 | Compensated |  | Load (LV side) |  |  | Amps
|  |  |  | Apparent Power |  |  | MVA
|  |  |  | Real Power |  |  | MW
|  |  |  | Reactive Power |  |  | MVAr
|  |  |  | Capacitors In Service |  |  | MVAr
PF
| Zone Div: | Uncompensated |  | Reactive Power |  |  | MVAr
PF
| 0 | Compensated |  | Load (LV side) |  |  | Amps
|  |  |  | Apparent Power |  |  | MVA
|  |  |  | Real Power |  |  | MW
|  |  |  | Reactive Power |  |  | MVAr
|  |  |  | Capacitors In Service |  |  | MVAr
PF
| Zone Div: | Uncompensated |  | Reactive Power |  |  | MVAr
PF
| 0 | Compensated |  | Load (LV side) |  |  | Amps
|  |  |  | Apparent Power |  |  | MVA
|  |  |  | Real Power |  |  | MW
|  |  |  | Reactive Power |  |  | MVAr
|  |  |  | Capacitors In Service |  |  | MVAr
PF
| Zone Div: | Uncompensated |  | Reactive Power |  |  | MVAr
PF
| 0 | Compensated |  | Load (LV side) |  |  | Amps
|  |  |  | Apparent Power |  |  | MVA
|  |  |  | Real Power |  |  | MW
|  |  |  | Reactive Power |  |  | MVAr
|  |  |  | Capacitors In Service |  |  | MVAr
PF
| Zone Div: | Uncompensated |  | Reactive Power |  |  | MVAr
PF
| 0 | Compensated |  | Load (LV side) |  |  | Amps
|  |  |  | Apparent Power |  |  | MVA
|  |  |  | Real Power |  |  | MW
|  |  |  | Reactive Power |  |  | MVAr
|  |  |  | Capacitors In Service |  |  | MVAr
PF
| Zone Div: | Uncompensated |  | Reactive Power |  |  | MVAr
PF
| 0 | Compensated |  | Load (LV side) |  |  | Amps
|  |  |  | Apparent Power |  |  | MVA
|  |  |  | Real Power |  |  | MW
|  |  |  | Reactive Power |  |  | MVAr
|  |  |  | Capacitors In Service |  |  | MVAr
PF
| Zone Div: | Uncompensated |  | Reactive Power |  |  | MVAr
PF
| 0 | Compensated |  | Load (LV side) |  |  | Amps
|  |  |  | Apparent Power |  |  | MVA
|  |  |  | Real Power |  |  | MW
|  |  |  | Reactive Power |  |  | MVAr
|  |  |  | Capacitors In Service |  |  | MVAr
PF
| Zone Div: | Uncompensated |  | Reactive Power |  |  | MVAr
PF
| 0 | Compensated |  | Load (LV side) |  |  | Amps
|  |  |  | Apparent Power |  |  | MVA
|  |  |  | Real Power |  |  | MW
|  |  |  | Reactive Power |  |  | MVAr
|  |  |  | Capacitors In Service |  |  | MVAr
PF
| Zone Div: | Uncompensated |  | Reactive Power |  |  | MVAr
PF

## Mitchell Line 66_11kV
| Mitchell Line 66_11kV | [16 empty] | 2014 | WINTER
| Substation Total Loads | [33 empty] | Spots & Transfers Detail
| Historical Loads | (11kV MVA) | [7 empty] | Weather Corrected Forecast Loads |  |  |  | (11kV MVA) | [20 empty] | Spots & Transfers Summary | (11kV MVA) |  | Historical Spots & Transfers | [6 empty] | Forecast Spots & Transfers
|  | 2007 | 2008 | 2009 | 2010 | 2011 | 2012 | 2013 |  | 2014 | 2015 | 2016 | 2017 | 2018 | 2019 | 2020 | 2021 | 2022 | 2023 | 2024 | 2025 | 2026 | 2027 | 2028 | 2029 | 2030 | 2031 | 2032 | 2033 | 2034 | 2035 | 2036 | 2037 | 2038 |  |  |  | 2007 | 2008 | 2009 | 2010 | 2011 | 2012 | 2013 | 2014 | 2015 | 2016 | 2017 | 2018 | 2019 | 2020 | 2021 | 2022 | 2023 | 2024 | 2025 | 2026 | 2027 | 2028 | 2029 | 2030 | 2031 | 2032 | 2033 | 2034 | 2035 | 2036 | 2037 | 2038
| Total | 6.4 | 5.4 | 8.9 | 9.6 | 9.249 | 9.232 | 8.692 |  | 9.4251 | 9.5867 | 9.5559 | 9.6017 | 9.6858 | 9.7544 | 9.9299 | 10.1157 | 10.2922 | 10.4743 | 10.6383 | 10.8349 | 11.0326 | 11.2524 | 11.4852 | 11.7162 | 11.9444 | 12.1768 | 12.4136 | 12.6548 | 12.9006 | 13.1509 | 13.4058 | 13.6654 | 13.9297 |  |  | Total | 0 | 0 | 4.001 | 0 | 0 | 0 | 0 | 0.40581 | 0.24521 | 0.025823 | 0.074086 | 0.084125 | 0.06855 | 0.17553 | 0.18578 | 0.17657 | 0.18208 | 0.16395 | 0.1966 | 0.19772 | 0.21978 | 0.23279 | 0.23107 | 0.22812 | 0.23243 | 0.23681 | 0.24124 | 0.24573 | 0.25029 | 0.25491 | 0.25959 | 0.26434
| Firm Rating | 0 | 0 | 0 | 26.35 | 26.35 | 26.35 | 26.35 |  | 26.35 | 26.35 | 26.35 | 26.35 | 26.35 | 26.35 | 26.35 | 26.35 | 26.35 | 26.35 | 26.35 | 26.35 | 26.35 | 26.35 | 26.35 | 26.35 | 26.35 | 26.35 | 26.35 | 26.35 | 26.35 | 26.35 | 26.35 | 26.35 | 26.35
| Total Capacity | 0 | 0 | 0 | 26.35 | 26.35 | 30.48 | 30.48 |  | 30.48 | 30.48 | 30.48 | 30.48 | 30.48 | 30.48 | 30.48 | 30.48 | 30.48 | 30.48 | 30.48 | 30.48 | 30.48 | 30.48 | 30.48 | 30.48 | 30.48 | 30.48 | 30.48 | 30.48 | 30.48 | 30.48 | 30.48 | 30.48 | 30.48 |  |  | Mitchell Line 66_11kV Tx1 | 0 | 0 | 4.001 | 0 | 0 | 0 | 0 | 0.40581 | 0.24521 | 0.025823 | 0.074086 | 0.084125 | 0.06855 | 0.17553 | 0.18578 | 0.17657 | 0.18208 | 0.16395 | 0.1966 | 0.19772 | 0.21978 | 0.23279 | 0.23107 | 0.22812 | 0.23243 | 0.23681 | 0.24124 | 0.24573 | 0.25029 | 0.25491 | 0.25959 | 0.26434
|  | -7 | -6 | -5 | -4 | -3 | -2 | -1 |  | 0 | 1 | 2 | 3 | 4 | 5 | 6 | 7 | 8 | 9 | 10 | 11 | 12 | 13 | 14 | 15 | 16 | 17 | 18 | 19 | 20 | 21 | 22 | 23 | 24 |  |  | Mitchell Line 66_11kV Tx2 | 0 | 0 | 0 | 0 | 0 | 0 | 0 | 0 | 0 | 0 | 0 | 0 | 0 | 0 | 0 | 0 | 0 | 0 | 0 | 0 | 0 | 0 | 0 | 0 | 0 | 0 | 0 | 0 | 0 | 0 | 0 | 0
| Transformer Loads | [36 empty] | 0 | 0 | 0 | 0 | 0 | 0 | 0 | 0 | 0 | 0 | 0 | 0 | 0 | 0 | 0 | 0 | 0 | 0 | 0 | 0 | 0 | 0 | 0 | 0 | 0 | 0 | 0 | 0 | 0 | 0 | 0 | 0
| Historical Loads | (11kV MVA) | [7 empty] | Weather Corrected Forecast Loads |  |  |  | (11kV MVA) | [23 empty] | 0 | 0 | 0 | 0 | 0 | 0 | 0 | 0 | 0 | 0 | 0 | 0 | 0 | 0 | 0 | 0 | 0 | 0 | 0 | 0 | 0 | 0 | 0 | 0 | 0 | 0 | 0 | 0 | 0 | 0 | 0 | 0
|  | 2007 | 2008 | 2009 | 2010 | 2011 | 2012 | 2013 |  | 2014 | 2015 | 2016 | 2017 | 2018 | 2019 | 2020 | 2021 | 2022 | 2023 | 2024 | 2025 | 2026 | 2027 | 2028 | 2029 | 2030 | 2031 | 2032 | 2033 | 2034 | 2035 | 2036 | 2037 | 2038 |  |  |  | 0 | 0 | 0 | 0 | 0 | 0 | 0 | 0 | 0 | 0 | 0 | 0 | 0 | 0 | 0 | 0 | 0 | 0 | 0 | 0 | 0 | 0 | 0 | 0 | 0 | 0 | 0 | 0 | 0 | 0 | 0 | 0
| 0 | [36 empty] | 0 | 0 | 0 | 0 | 0 | 0 | 0 | 0 | 0 | 0 | 0 | 0 | 0 | 0 | 0 | 0 | 0 | 0 | 0 | 0 | 0 | 0 | 0 | 0 | 0 | 0 | 0 | 0 | 0 | 0 | 0 | 0
| Diversity Factor: 0 | [36 empty] | 0 | 0 | 0 | 0 | 0 | 0 | 0 | 0 | 0 | 0 | 0 | 0 | 0 | 0 | 0 | 0 | 0 | 0 | 0 | 0 | 0 | 0 | 0 | 0 | 0 | 0 | 0 | 0 | 0 | 0 | 0 | 0
[38 empty] | 0 | 0 | 0 | 0 | 0 | 0 | 0 | 0 | 0 | 0 | 0 | 0 | 0 | 0 | 0 | 0 | 0 | 0 | 0 | 0 | 0 | 0 | 0 | 0 | 0 | 0 | 0 | 0 | 0 | 0 | 0 | 0
[38 empty] | 0 | 0 | 0 | 0 | 0 | 0 | 0 | 0 | 0 | 0 | 0 | 0 | 0 | 0 | 0 | 0 | 0 | 0 | 0 | 0 | 0 | 0 | 0 | 0 | 0 | 0 | 0 | 0 | 0 | 0 | 0 | 0
| 0 | [36 empty] | 0 | 0 | 0 | 0 | 0 | 0 | 0 | 0 | 0 | 0 | 0 | 0 | 0 | 0 | 0 | 0 | 0 | 0 | 0 | 0 | 0 | 0 | 0 | 0 | 0 | 0 | 0 | 0 | 0 | 0 | 0 | 0
Diversity Factor: 0
[38 empty] | Historical Spots & Transfers | [6 empty] | Forecast Spots & Transfers
[35 empty] | Project Name | From | To | 2007 | 2008 | 2009 | 2010 | 2011 | 2012 | 2013 | 2014 | 2015 | 2016 | 2017 | 2018 | 2019 | 2020 | 2021 | 2022 | 2023 | 2024 | 2025 | 2026 | 2027 | 2028 | 2029 | 2030 | 2031 | 2032 | 2033 | 2034 | 2035 | 2036 | 2037 | 2038
| 0 | [33 empty] | Broad based demand management |  | Mitchell Line 66_11kV Tx1 | 0 | 0 | 0 | 0 | 0 | 0 | 0 | 0 | -0.0013271 | -0.0014746 | -0.0028017 | -0.021529 | -0.028901 | 0 | 0 | 0 | 0 | 0 | 0 | 0 | 0 | 0 | 0 | 0 | 0 | 0 | 0 | 0 | 0 | 0 | 0 | 0
| Diversity Factor: 0 | [33 empty] | DNP_ID: 2248. From M/brook 74117 onto 19066 SAO Issued | Muswellbrook 33_11kV Tx1 | Mitchell Line 66_11kV Tx1 | 0 | 0 | 2.0411 | 0 | 0 | 0 | 0 | 0 | 0 | 0 | 0 | 0 | 0 | 0 | 0 | 0 | 0 | 0 | 0 | 0 | 0 | 0 | 0 | 0 | 0 | 0 | 0 | 0 | 0 | 0 | 0 | 0
[35 empty] | DNP_ID: 2248. From M/brook 74117 onto 19066 SAO Issued | Muswellbrook 33_11kV Tx2 | Mitchell Line 66_11kV Tx1 | 0 | 0 | 1.96 | 0 | 0 | 0 | 0 | 0 | 0 | 0 | 0 | 0 | 0 | 0 | 0 | 0 | 0 | 0 | 0 | 0 | 0 | 0 | 0 | 0 | 0 | 0 | 0 | 0 | 0 | 0 | 0 | 0
[35 empty] | HVCON_ID: 2000131. HP469-10 SubZero 1500kVA kiosk |  | Mitchell Line 66_11kV Tx1 | 0 | 0 | 0 | 0 | 0 | 0 | 0 | 0.44011 | 0 | 0 | 0 | 0 | 0 | 0 | 0 | 0 | 0 | 0 | 0 | 0 | 0 | 0 | 0 | 0 | 0 | 0 | 0 | 0 | 0 | 0 | 0 | 0
| 0 | [33 empty] | HVCON_ID: 2000132. HP195-11 Mt Arthur Increase |  | Mitchell Line 66_11kV Tx1 | 0 | 0 | 0 | 0 | 0 | 0 | 0 | 0 | 0 | 0 | 0 | 0 | 0 | 0 | 0 | 0 | 0 | 0 | 0 | 0 | 0 | 0 | 0 | 0 | 0 | 0 | 0 | 0 | 0 | 0 | 0 | 0
| Diversity Factor: 0 | [33 empty] | HVCON_ID: 2013033. 1900033974, Hitachi Connection, Thomas Mitchell Dr, Muswellbrook |  | Mitchell Line 66_11kV Tx1 | 0 | 0 | 0 | 0 | 0 | 0 | 0 | 0 | 0.26197 | 0 | 0 | 0 | 0 | 0 | 0 | 0 | 0 | 0 | 0 | 0 | 0 | 0 | 0 | 0 | 0 | 0 | 0 | 0 | 0 | 0 | 0 | 0
[35 empty] | Econometric |  | Mitchell Line 66_11kV Tx1 | 0 | 0 | 0 | 0 | 0 | 0 | 0 | 0 | 0 | 0.09793 | 0.18618 | 0.27423 | 0.27263 | 0.27688 | 0.25277 | 0.25658 | 0.26044 | 0.26436 | 0.26833 | 0.27235 | 0.27643 | 0.28057 | 0.28476 | 0.28902 | 0.29333 | 0.2977 | 0.30213 | 0.30663 | 0.31118 | 0.3158 | 0.32049 | 0.32523
[35 empty] | Energy Efficiency |  | Mitchell Line 66_11kV Tx1 | 0 | 0 | 0 | 0 | 0 | 0 | 0 | -0.034307 | -0.015432 | -0.070632 | -0.1093 | -0.16857 | -0.17518 | -0.10135 | -0.066988 | -0.080009 | -0.078365 | -0.10041 | -0.071722 | -0.074631 | -0.05665 | -0.047784 | -0.053689 | -0.060895 | -0.060895 | -0.060895 | -0.060895 | -0.060895 | -0.060895 | -0.060895 | -0.060895 | -0.060895
| 0 | [33 empty] | Solar PV |  | Mitchell Line 66_11kV Tx1 | 0 | 0 | 0 | 0 | 0 | 0 | 0 | 0 | 0 | 0 | 0 | 0 | 0 | 0 | 0 | 0 | 0 | 0 | 0 | 0 | 0 | 0 | 0 | 0 | 0 | 0 | 0 | 0 | 0 | 0 | 0 | 0
Diversity Factor: 0
0
Diversity Factor: 0
0
Diversity Factor: 0
0
Diversity Factor: 0
0
Diversity Factor: 0
0
Diversity Factor: 0
| Weather Correction and Public Holiday Factors | [8 empty] | Forecast ROG
ROG Justification
| Actual loads for season 2013 have been weather corrected by the following: | [6 empty] | 1.734% |  | 5 year ROG ok | [59 empty] | 5 year ROG ok
1 | 2 | 3 | 4 | 5 | 6 | 7 | 8 | 9 | 10 | 2014 | 2015 | 2016 | 2017 | 2018 | 2019 | 2020 | 2021 | 2022 | 2023 | 2024 | 2025 | 2026 | 2027 | 2028 | 2029 | 2030 | 2031 | 2032 | 2033 | 2034 | 2035 | 2036 | 2037 | 2038
0.99114 | 0.98236 | 0.97655 | 0.97367 | 0.97367 | 0.97367 | 0.97367 | 0.97367 | 0.97367 | 0.97367 | -0.886% | -0.886% | -0.591% | -0.295% | 0% | 0% | 0% | 0% | 0% | 0% | 0% | 0% | 0% | 0% | 0% | 0% | 0% | 0% | 0% | 0% | 0% | 0% | 0% | 0% | 0%
Substation Load Detail
[7 empty] | Units | 2013 |  | 2014 | 2015 | 2016 | 2017 | 2018 | 2019 | 2020 | 2021 | 2022 | 2023 | 2024 | 2025 | 2026 | 2027 | 2028 | 2029 | 2030 | 2031 | 2032 | 2033 | 2034 | 2035 | 2036 | 2037 | 2038
1 | Mitchell Line 66_11kV | Compensated |  | Load (LV side) |  |  | Amps | 0 |  | 494.6893 | 503.1721 | 501.5524 | 503.9581 | 508.3735 | 511.9715 | 521.1844 | 530.9355 | 540.203 | 549.7595 | 558.3644 | 568.6834 | 579.0609 | 590.5964 | 602.8145 | 614.9427 | 626.916 | 639.1156 | 651.5447 | 664.2064 | 677.104 | 690.2408 | 703.6199 | 717.2449 | 731.119
|  |  |  | Apparent Power |  |  | MVA | 8.692 | 9.1 | 9.4251 | 9.5867 | 9.5559 | 9.6017 | 9.6858 | 9.7544 | 9.9299 | 10.1157 | 10.2922 | 10.4743 | 10.6383 | 10.8349 | 11.0326 | 11.2524 | 11.4852 | 11.7162 | 11.9444 | 12.1768 | 12.4136 | 12.6548 | 12.9006 | 13.1509 | 13.4058 | 13.6654 | 13.9297
|  |  |  | Real Power |  |  | MW | 8.3096 | 8.6996 | 9.0104 | 9.1649 | 9.1354 | 9.1792 | 9.2596 | 9.3252 | 9.493 | 9.6706 | 9.8394 | 10.0135 | 10.1702 | 10.3581 | 10.5472 | 10.7573 | 10.9798 | 11.2007 | 11.4188 | 11.641 | 11.8674 | 12.098 | 12.3329 | 12.5722 | 12.8159 | 13.0641 | 13.3168
|  |  |  | Reactive Power |  |  | MVAr | 0 |  | 2.765 | 2.8124 | 2.8034 | 2.8168 | 2.8415 | 2.8616 | 2.9131 | 2.9676 | 3.0194 | 3.0728 | 3.1209 | 3.1786 | 3.2366 | 3.3011 | 3.3694 | 3.4372 | 3.5041 | 3.5723 | 3.6417 | 3.7125 | 3.7846 | 3.858 | 3.9328 | 4.009 | 4.0865
|  |  |  | Capacitors In Service |  |  | MVAr | 0 |  | 0 | 0 | 0 | 0 | 0 | 0 | 0 | 0 | 0 | 0 | 0 | 0 | 0 | 0 | 0 | 0 | 0 | 0 | 0 | 0 | 0 | 0 | 0 | 0 | 0
|  |  |  | PF |  |  |  | 0.956 |  | 0.956 | 0.956 | 0.956 | 0.956 | 0.956 | 0.956 | 0.956 | 0.956 | 0.956 | 0.956 | 0.956 | 0.956 | 0.956 | 0.956 | 0.956 | 0.956 | 0.956 | 0.956 | 0.956 | 0.956 | 0.956 | 0.956 | 0.956 | 0.956 | 0.956
0.90015 | Diversity Factor: 0.9 | Uncompensated |  | Reactive Power |  |  | MVAr | 0 | 2.6696 | 2.765 | 2.8124 | 2.8034 | 2.8168 | 2.8415 | 2.8616 | 2.9131 | 2.9676 | 3.0194 | 3.0728 | 3.1209 | 3.1786 | 3.2366 | 3.3011 | 3.3694 | 3.4372 | 3.5041 | 3.5723 | 3.6417 | 3.7125 | 3.7846 | 3.858 | 3.9328 | 4.009 | 4.0865
|  |  |  | PF |  |  |  | 0.956 |  | 0.956 | 0.956 | 0.956 | 0.956 | 0.956 | 0.956 | 0.956 | 0.956 | 0.956 | 0.956 | 0.956 | 0.956 | 0.956 | 0.956 | 0.956 | 0.956 | 0.956 | 0.956 | 0.956 | 0.956 | 0.956 | 0.956 | 0.956 | 0.956 | 0.956
[10 empty] | 1 | 2 | 3 | 4 | 5 | 6 | 7 | 8 | 9 | 10 | 11 | 12 | 13 | 14 | 15 | 16 | 17 | 18 | 19 | 20 | 21 | 22 | 23 | 24 | 25
Transformer Load Detail
[7 empty] | Units | 2013 |  | 2014 | 2015 | 2016 | 2017 | 2018 | 2019 | 2020 | 2021 | 2022 | 2023 | 2024 | 2025 | 2026 | 2027 | 2028 | 2029 | 2030 | 2031 | 2032 | 2033 | 2034 | 2035 | 2036 | 2037 | 2038
| 0 | Compensated |  | Load (LV side) |  |  | Amps
|  |  |  | Apparent Power |  |  | MVA
|  |  |  | Real Power |  |  | MW
|  |  |  | Reactive Power |  |  | MVAr
|  |  |  | Capacitors In Service |  |  | MVAr
PF
| Zone Div: | Uncompensated |  | Reactive Power |  |  | MVAr
PF
| 0 | Compensated |  | Load (LV side) |  |  | Amps
|  |  |  | Apparent Power |  |  | MVA
|  |  |  | Real Power |  |  | MW
|  |  |  | Reactive Power |  |  | MVAr
|  |  |  | Capacitors In Service |  |  | MVAr
PF
| Zone Div: | Uncompensated |  | Reactive Power |  |  | MVAr
PF
| 0 | Compensated |  | Load (LV side) |  |  | Amps
|  |  |  | Apparent Power |  |  | MVA
|  |  |  | Real Power |  |  | MW
|  |  |  | Reactive Power |  |  | MVAr
|  |  |  | Capacitors In Service |  |  | MVAr
PF
| Zone Div: | Uncompensated |  | Reactive Power |  |  | MVAr
PF
| 0 | Compensated |  | Load (LV side) |  |  | Amps
|  |  |  | Apparent Power |  |  | MVA
|  |  |  | Real Power |  |  | MW
|  |  |  | Reactive Power |  |  | MVAr
|  |  |  | Capacitors In Service |  |  | MVAr
PF
| Zone Div: | Uncompensated |  | Reactive Power |  |  | MVAr
PF
| 0 | Compensated |  | Load (LV side) |  |  | Amps
|  |  |  | Apparent Power |  |  | MVA
|  |  |  | Real Power |  |  | MW
|  |  |  | Reactive Power |  |  | MVAr
|  |  |  | Capacitors In Service |  |  | MVAr
PF
| Zone Div: | Uncompensated |  | Reactive Power |  |  | MVAr
PF
| 0 | Compensated |  | Load (LV side) |  |  | Amps
|  |  |  | Apparent Power |  |  | MVA
|  |  |  | Real Power |  |  | MW
|  |  |  | Reactive Power |  |  | MVAr
|  |  |  | Capacitors In Service |  |  | MVAr
PF
| Zone Div: | Uncompensated |  | Reactive Power |  |  | MVAr
PF
| 0 | Compensated |  | Load (LV side) |  |  | Amps
|  |  |  | Apparent Power |  |  | MVA
|  |  |  | Real Power |  |  | MW
|  |  |  | Reactive Power |  |  | MVAr
|  |  |  | Capacitors In Service |  |  | MVAr
PF
| Zone Div: | Uncompensated |  | Reactive Power |  |  | MVAr
PF
| 0 | Compensated |  | Load (LV side) |  |  | Amps
|  |  |  | Apparent Power |  |  | MVA
|  |  |  | Real Power |  |  | MW
|  |  |  | Reactive Power |  |  | MVAr
|  |  |  | Capacitors In Service |  |  | MVAr
PF
| Zone Div: | Uncompensated |  | Reactive Power |  |  | MVAr
PF
| 0 | Compensated |  | Load (LV side) |  |  | Amps
|  |  |  | Apparent Power |  |  | MVA
|  |  |  | Real Power |  |  | MW
|  |  |  | Reactive Power |  |  | MVAr
|  |  |  | Capacitors In Service |  |  | MVAr
PF
| Zone Div: | Uncompensated |  | Reactive Power |  |  | MVAr
PF
| 0 | Compensated |  | Load (LV side) |  |  | Amps
|  |  |  | Apparent Power |  |  | MVA
|  |  |  | Real Power |  |  | MW
|  |  |  | Reactive Power |  |  | MVAr
|  |  |  | Capacitors In Service |  |  | MVAr
PF
| Zone Div: | Uncompensated |  | Reactive Power |  |  | MVAr
PF

## Moonan 33_11kV
| Moonan 33_11kV | [16 empty] | 2014 | WINTER
| Substation Total Loads | [33 empty] | Spots & Transfers Detail
| Historical Loads | (11kV MVA) | [7 empty] | Weather Corrected Forecast Loads |  |  |  | (11kV MVA) | [20 empty] | Spots & Transfers Summary | (11kV MVA) |  | Historical Spots & Transfers | [6 empty] | Forecast Spots & Transfers
|  | 2007 | 2008 | 2009 | 2010 | 2011 | 2012 | 2013 |  | 2014 | 2015 | 2016 | 2017 | 2018 | 2019 | 2020 | 2021 | 2022 | 2023 | 2024 | 2025 | 2026 | 2027 | 2028 | 2029 | 2030 | 2031 | 2032 | 2033 | 2034 | 2035 | 2036 | 2037 | 2038 |  |  |  | 2007 | 2008 | 2009 | 2010 | 2011 | 2012 | 2013 | 2014 | 2015 | 2016 | 2017 | 2018 | 2019 | 2020 | 2021 | 2022 | 2023 | 2024 | 2025 | 2026 | 2027 | 2028 | 2029 | 2030 | 2031 | 2032 | 2033 | 2034 | 2035 | 2036 | 2037 | 2038
| Total | 1.2 | 1.2 | 1.1 | 1.2 | 1.008 | 1.025 | 0.978 |  | 0.91741 | 0.86973 | 0.84021 | 0.8276 | 0.82919 | 0.83077 | 0.84062 | 0.85348 | 0.86522 | 0.87742 | 0.88739 | 0.9008 | 0.9142 | 0.92999 | 0.9471 | 0.96391 | 0.98024 | 0.99693 | 1.014 | 1.0314 | 1.0491 | 1.0673 | 1.0858 | 1.1047 | 1.124 |  |  | Total | 0 | 0 | 0 | 0.27436 | 0 | 0 | 0 | -0.0040884 | -0.0018106 | -0.00053181 | 0.0014006 | 0.001587 | 0.0015744 | 0.009857 | 0.012854 | 0.011747 | 0.0122 | 0.0099664 | 0.013408 | 0.013403 | 0.015786 | 0.017116 | 0.016812 | 0.016329 | 0.016682 | 0.01704 | 0.017402 | 0.017771 | 0.018144 | 0.018523 | 0.018907 | 0.019296
| Firm Rating | 0 | 0 | 0 | 0 | 0 | 3.14 | 3.14 |  | 3.14 | 3.14 | 3.14 | 3.14 | 3.14 | 3.14 | 3.14 | 3.14 | 3.14 | 3.14 | 3.14 | 3.14 | 3.14 | 3.14 | 3.14 | 3.14 | 3.14 | 3.14 | 3.14 | 3.14 | 3.14 | 3.14 | 3.14 | 3.14 | 3.14
| Total Capacity | 0 | 0 | 0 | 3.14 | 3.14 | 7.62 | 7.62 |  | 7.62 | 7.62 | 7.62 | 7.62 | 7.62 | 7.62 | 7.62 | 7.62 | 7.62 | 7.62 | 7.62 | 7.62 | 7.62 | 7.62 | 7.62 | 7.62 | 7.62 | 7.62 | 7.62 | 7.62 | 7.62 | 7.62 | 7.62 | 7.62 | 7.62 |  |  | Moonan 33_11kV Tx1 | 0 | 0 | 0 | 0 | 0 | 0 | 0 | 0 | 0 | 0 | 0 | 0 | 0 | 0 | 0 | 0 | 0 | 0 | 0 | 0 | 0 | 0 | 0 | 0 | 0 | 0 | 0 | 0 | 0 | 0 | 0 | 0
|  | -7 | -6 | -5 | -4 | -3 | -2 | -1 |  | 0 | 1 | 2 | 3 | 4 | 5 | 6 | 7 | 8 | 9 | 10 | 11 | 12 | 13 | 14 | 15 | 16 | 17 | 18 | 19 | 20 | 21 | 22 | 23 | 24 |  |  | Moonan 33_11kV Tx2 | 0 | 0 | 0 | 0.27436 | 0 | 0 | 0 | -0.0040884 | -0.0018106 | -0.00053181 | 0.0014006 | 0.001587 | 0.0015744 | 0.009857 | 0.012854 | 0.011747 | 0.0122 | 0.0099664 | 0.013408 | 0.013403 | 0.015786 | 0.017116 | 0.016812 | 0.016329 | 0.016682 | 0.01704 | 0.017402 | 0.017771 | 0.018144 | 0.018523 | 0.018907 | 0.019296
| Transformer Loads | [36 empty] | 0 | 0 | 0 | 0 | 0 | 0 | 0 | 0 | 0 | 0 | 0 | 0 | 0 | 0 | 0 | 0 | 0 | 0 | 0 | 0 | 0 | 0 | 0 | 0 | 0 | 0 | 0 | 0 | 0 | 0 | 0 | 0
| Historical Loads | (11kV MVA) | [7 empty] | 0: Weather Corrected Forecast Loads; 4: (11kV MVA) |  |  |  | 0 | 0 | 0 | 0 | 0 | 0 | 0 | 0 | 0 | 0 | 0 | 0 | 0 | 0 | 0 | 0 | 0 | 0 | 0 | 0 | 0 | 0 | 0 | 0 | 0 | 0 | 0 | 0 | 0 | 0 | 0 | 0
|  | 2007 | 2008 | 2009 | 2010 | 2011 | 2012 | 2013 |  | 2014 | 2015 | 2016 | 2017 | 2018 | 2019 | 2020 | 2021 | 2022 | 2023 | 2024 | 2025 | 2026 | 2027 | 2028 | 2029 | 2030 | 2031 | 2032 | 2033 | 2034 | 2035 | 2036 | 2037 | 2038 |  |  |  | 0 | 0 | 0 | 0 | 0 | 0 | 0 | 0 | 0 | 0 | 0 | 0 | 0 | 0 | 0 | 0 | 0 | 0 | 0 | 0 | 0 | 0 | 0 | 0 | 0 | 0 | 0 | 0 | 0 | 0 | 0 | 0
| 0 | [36 empty] | 0 | 0 | 0 | 0 | 0 | 0 | 0 | 0 | 0 | 0 | 0 | 0 | 0 | 0 | 0 | 0 | 0 | 0 | 0 | 0 | 0 | 0 | 0 | 0 | 0 | 0 | 0 | 0 | 0 | 0 | 0 | 0
| Diversity Factor: 0 | [36 empty] | 0 | 0 | 0 | 0 | 0 | 0 | 0 | 0 | 0 | 0 | 0 | 0 | 0 | 0 | 0 | 0 | 0 | 0 | 0 | 0 | 0 | 0 | 0 | 0 | 0 | 0 | 0 | 0 | 0 | 0 | 0 | 0
[38 empty] | 0 | 0 | 0 | 0 | 0 | 0 | 0 | 0 | 0 | 0 | 0 | 0 | 0 | 0 | 0 | 0 | 0 | 0 | 0 | 0 | 0 | 0 | 0 | 0 | 0 | 0 | 0 | 0 | 0 | 0 | 0 | 0
[38 empty] | 0 | 0 | 0 | 0 | 0 | 0 | 0 | 0 | 0 | 0 | 0 | 0 | 0 | 0 | 0 | 0 | 0 | 0 | 0 | 0 | 0 | 0 | 0 | 0 | 0 | 0 | 0 | 0 | 0 | 0 | 0 | 0
| 0 | [36 empty] | 0 | 0 | 0 | 0 | 0 | 0 | 0 | 0 | 0 | 0 | 0 | 0 | 0 | 0 | 0 | 0 | 0 | 0 | 0 | 0 | 0 | 0 | 0 | 0 | 0 | 0 | 0 | 0 | 0 | 0 | 0 | 0
Diversity Factor: 0
[38 empty] | Historical Spots & Transfers | [6 empty] | Forecast Spots & Transfers
[35 empty] | Project Name | From | To | 2007 | 2008 | 2009 | 2010 | 2011 | 2012 | 2013 | 2014 | 2015 | 2016 | 2017 | 2018 | 2019 | 2020 | 2021 | 2022 | 2023 | 2024 | 2025 | 2026 | 2027 | 2028 | 2029 | 2030 | 2031 | 2032 | 2033 | 2034 | 2035 | 2036 | 2037 | 2038
| 0 | [33 empty] | Broad based demand management |  | Moonan 33_11kV Tx2 | 0 | 0 | 0 | 0 | 0 | 0 | 0 | 0 | 0 | 0 | 0 | 0 | 0 | 0 | 0 | 0 | 0 | 0 | 0 | 0 | 0 | 0 | 0 | 0 | 0 | 0 | 0 | 0 | 0 | 0 | 0 | 0
| Diversity Factor: 0 | [33 empty] | HVCON_ID: 2000133. HP138/08 Packer upgrade 0.3MVA Jun 09 UG heating - winter only |  | Moonan 33_11kV Tx2 | 0 | 0 | 0 | 0.27436 | 0 | 0 | 0 | 0 | 0 | 0 | 0 | 0 | 0 | 0 | 0 | 0 | 0 | 0 | 0 | 0 | 0 | 0 | 0 | 0 | 0 | 0 | 0 | 0 | 0 | 0 | 0 | 0
[35 empty] | Econometric |  | Moonan 33_11kV Tx2 | 0 | 0 | 0 | 0 | 0 | 0 | 0 | 0 | 0 | 0.0070398 | 0.012995 | 0.019428 | 0.019977 | 0.020316 | 0.019396 | 0.019707 | 0.020021 | 0.020341 | 0.020664 | 0.020993 | 0.021326 | 0.021664 | 0.022007 | 0.022355 | 0.022708 | 0.023065 | 0.023428 | 0.023796 | 0.02417 | 0.024548 | 0.024932 | 0.025322
[35 empty] | Energy Efficiency |  | Moonan 33_11kV Tx2 | 0 | 0 | 0 | 0 | 0 | 0 | 0 | -0.0040884 | -0.0018106 | -0.0075716 | -0.011595 | -0.017841 | -0.018403 | -0.010459 | -0.0065425 | -0.0079598 | -0.0078218 | -0.010374 | -0.0072562 | -0.00759 | -0.0055401 | -0.0045482 | -0.005195 | -0.0060259 | -0.0060259 | -0.0060259 | -0.0060259 | -0.0060259 | -0.0060259 | -0.0060259 | -0.0060259 | -0.0060259
| 0 | [33 empty] | Solar PV |  | Moonan 33_11kV Tx2 | 0 | 0 | 0 | 0 | 0 | 0 | 0 | 0 | 0 | 0 | 0 | 0 | 0 | 0 | 0 | 0 | 0 | 0 | 0 | 0 | 0 | 0 | 0 | 0 | 0 | 0 | 0 | 0 | 0 | 0 | 0 | 0
Diversity Factor: 0
0
Diversity Factor: 0
0
Diversity Factor: 0
0
Diversity Factor: 0
0
Diversity Factor: 0
0
Diversity Factor: 0
0
Diversity Factor: 0
| Weather Correction and Public Holiday Factors | [8 empty] | Forecast ROG
ROG Justification
| Actual loads for season 2013 have been weather corrected by the following: | [6 empty] | 2.506% |  | Rog Capped +/-5% | [59 empty] | Rog Capped +/-5%
1 | 2 | 3 | 4 | 5 | 6 | 7 | 8 | 9 | 10 | 2014 | 2015 | 2016 | 2017 | 2018 | 2019 | 2020 | 2021 | 2022 | 2023 | 2024 | 2025 | 2026 | 2027 | 2028 | 2029 | 2030 | 2031 | 2032 | 2033 | 2034 | 2035 | 2036 | 2037 | 2038
0.95 | 0.9025 | 0.87242 | 0.85789 | 0.85789 | 0.85789 | 0.85789 | 0.85789 | 0.85789 | 0.85789 | -5% | -5% | -3.333% | -1.666% | 0% | 0% | 0% | 0% | 0% | 0% | 0% | 0% | 0% | 0% | 0% | 0% | 0% | 0% | 0% | 0% | 0% | 0% | 0% | 0% | 0%
Substation Load Detail
[7 empty] | Units | 2013 |  | 2014 | 2015 | 2016 | 2017 | 2018 | 2019 | 2020 | 2021 | 2022 | 2023 | 2024 | 2025 | 2026 | 2027 | 2028 | 2029 | 2030 | 2031 | 2032 | 2033 | 2034 | 2035 | 2036 | 2037 | 2038
1 | Moonan 33_11kV | Compensated |  | Load (LV side) |  |  | Amps | 0 |  | 48.1516 | 45.649 | 44.0995 | 43.438 | 43.5213 | 43.6039 | 44.1213 | 44.7959 | 45.4125 | 46.0528 | 46.5759 | 47.2796 | 47.9831 | 48.8117 | 49.71 | 50.5924 | 51.4495 | 52.325 | 53.2194 | 54.1328 | 55.0655 | 56.0178 | 56.99 | 57.9823 | 58.9951
|  |  |  | Apparent Power |  |  | MVA | 0.978 | 0.97 | 0.91741 | 0.86973 | 0.84021 | 0.8276 | 0.82919 | 0.83077 | 0.84062 | 0.85348 | 0.86522 | 0.87742 | 0.88739 | 0.9008 | 0.9142 | 0.92999 | 0.9471 | 0.96391 | 0.98024 | 0.99693 | 1.014 | 1.0314 | 1.0491 | 1.0673 | 1.0858 | 1.1047 | 1.124
|  |  |  | Real Power |  |  | MW | 0.96333 | 0.95545 | 0.90365 | 0.85668 | 0.8276 | 0.81519 | 0.81675 | 0.8183 | 0.82801 | 0.84067 | 0.85225 | 0.86426 | 0.87408 | 0.88729 | 0.90049 | 0.91604 | 0.9329 | 0.94946 | 0.96554 | 0.98197 | 0.99876 | 1.0159 | 1.0334 | 1.0513 | 1.0695 | 1.0881 | 1.1071
|  |  |  | Reactive Power |  |  | MVAr | 0 |  | 0.1583 | 0.15007 | 0.14498 | 0.14281 | 0.14308 | 0.14335 | 0.14505 | 0.14727 | 0.1493 | 0.1514 | 0.15312 | 0.15544 | 0.15775 | 0.16047 | 0.16343 | 0.16633 | 0.16914 | 0.17202 | 0.17496 | 0.17797 | 0.18103 | 0.18416 | 0.18736 | 0.19062 | 0.19395
|  |  |  | Capacitors In Service |  |  | MVAr | 0 |  | 0 | 0 | 0 | 0 | 0 | 0 | 0 | 0 | 0 | 0 | 0 | 0 | 0 | 0 | 0 | 0 | 0 | 0 | 0 | 0 | 0 | 0 | 0 | 0 | 0
|  |  |  | PF |  |  |  | 0.985 |  | 0.985 | 0.985 | 0.985 | 0.985 | 0.985 | 0.985 | 0.985 | 0.985 | 0.985 | 0.985 | 0.985 | 0.985 | 0.985 | 0.985 | 0.985 | 0.985 | 0.985 | 0.985 | 0.985 | 0.985 | 0.985 | 0.985 | 0.985 | 0.985 | 0.985
0.76857 | Diversity Factor: 0.77 | Uncompensated |  | Reactive Power |  |  | MVAr | 0 | 0.16738 | 0.1583 | 0.15007 | 0.14498 | 0.14281 | 0.14308 | 0.14335 | 0.14505 | 0.14727 | 0.1493 | 0.1514 | 0.15312 | 0.15544 | 0.15775 | 0.16047 | 0.16343 | 0.16633 | 0.16914 | 0.17202 | 0.17496 | 0.17797 | 0.18103 | 0.18416 | 0.18736 | 0.19062 | 0.19395
|  |  |  | PF |  |  |  | 0.985 |  | 0.985 | 0.985 | 0.985 | 0.985 | 0.985 | 0.985 | 0.985 | 0.985 | 0.985 | 0.985 | 0.985 | 0.985 | 0.985 | 0.985 | 0.985 | 0.985 | 0.985 | 0.985 | 0.985 | 0.985 | 0.985 | 0.985 | 0.985 | 0.985 | 0.985
[10 empty] | 1 | 2 | 3 | 4 | 5 | 6 | 7 | 8 | 9 | 10 | 11 | 12 | 13 | 14 | 15 | 16 | 17 | 18 | 19 | 20 | 21 | 22 | 23 | 24 | 25
Transformer Load Detail
[7 empty] | Units | 2013 |  | 2014 | 2015 | 2016 | 2017 | 2018 | 2019 | 2020 | 2021 | 2022 | 2023 | 2024 | 2025 | 2026 | 2027 | 2028 | 2029 | 2030 | 2031 | 2032 | 2033 | 2034 | 2035 | 2036 | 2037 | 2038
| 0 | Compensated |  | Load (LV side) |  |  | Amps
|  |  |  | Apparent Power |  |  | MVA
|  |  |  | Real Power |  |  | MW
|  |  |  | Reactive Power |  |  | MVAr
|  |  |  | Capacitors In Service |  |  | MVAr
PF
| Zone Div: | Uncompensated |  | Reactive Power |  |  | MVAr
PF
| 0 | Compensated |  | Load (LV side) |  |  | Amps
|  |  |  | Apparent Power |  |  | MVA
|  |  |  | Real Power |  |  | MW
|  |  |  | Reactive Power |  |  | MVAr
|  |  |  | Capacitors In Service |  |  | MVAr
PF
| Zone Div: | Uncompensated |  | Reactive Power |  |  | MVAr
PF
| 0 | Compensated |  | Load (LV side) |  |  | Amps
|  |  |  | Apparent Power |  |  | MVA
|  |  |  | Real Power |  |  | MW
|  |  |  | Reactive Power |  |  | MVAr
|  |  |  | Capacitors In Service |  |  | MVAr
PF
| Zone Div: | Uncompensated |  | Reactive Power |  |  | MVAr
PF
| 0 | Compensated |  | Load (LV side) |  |  | Amps
|  |  |  | Apparent Power |  |  | MVA
|  |  |  | Real Power |  |  | MW
|  |  |  | Reactive Power |  |  | MVAr
|  |  |  | Capacitors In Service |  |  | MVAr
PF
| Zone Div: | Uncompensated |  | Reactive Power |  |  | MVAr
PF
| 0 | Compensated |  | Load (LV side) |  |  | Amps
|  |  |  | Apparent Power |  |  | MVA
|  |  |  | Real Power |  |  | MW
|  |  |  | Reactive Power |  |  | MVAr
|  |  |  | Capacitors In Service |  |  | MVAr
PF
| Zone Div: | Uncompensated |  | Reactive Power |  |  | MVAr
PF
| 0 | Compensated |  | Load (LV side) |  |  | Amps
|  |  |  | Apparent Power |  |  | MVA
|  |  |  | Real Power |  |  | MW
|  |  |  | Reactive Power |  |  | MVAr
|  |  |  | Capacitors In Service |  |  | MVAr
PF
| Zone Div: | Uncompensated |  | Reactive Power |  |  | MVAr
PF
| 0 | Compensated |  | Load (LV side) |  |  | Amps
|  |  |  | Apparent Power |  |  | MVA
|  |  |  | Real Power |  |  | MW
|  |  |  | Reactive Power |  |  | MVAr
|  |  |  | Capacitors In Service |  |  | MVAr
PF
| Zone Div: | Uncompensated |  | Reactive Power |  |  | MVAr
PF
| 0 | Compensated |  | Load (LV side) |  |  | Amps
|  |  |  | Apparent Power |  |  | MVA
|  |  |  | Real Power |  |  | MW
|  |  |  | Reactive Power |  |  | MVAr
|  |  |  | Capacitors In Service |  |  | MVAr
PF
| Zone Div: | Uncompensated |  | Reactive Power |  |  | MVAr
PF
| 0 | Compensated |  | Load (LV side) |  |  | Amps
|  |  |  | Apparent Power |  |  | MVA
|  |  |  | Real Power |  |  | MW
|  |  |  | Reactive Power |  |  | MVAr
|  |  |  | Capacitors In Service |  |  | MVAr
PF
| Zone Div: | Uncompensated |  | Reactive Power |  |  | MVAr
PF
| 0 | Compensated |  | Load (LV side) |  |  | Amps
|  |  |  | Apparent Power |  |  | MVA
|  |  |  | Real Power |  |  | MW
|  |  |  | Reactive Power |  |  | MVAr
|  |  |  | Capacitors In Service |  |  | MVAr
PF
| Zone Div: | Uncompensated |  | Reactive Power |  |  | MVAr
PF

## Muswellbrook 33_11kV
| Muswellbrook 33_11kV | [16 empty] | 2014 | WINTER
[6 empty] | Zone decommissioned |  | 2016-10-01
| Substation Total Loads | [33 empty] | Spots & Transfers Detail
| Historical Loads | (11kV MVA) | [7 empty] | Weather Corrected Forecast Loads |  |  |  | (11kV MVA) | [20 empty] | Spots & Transfers Summary | (11kV MVA) |  | Historical Spots & Transfers | [6 empty] | Forecast Spots & Transfers
|  | 2007 | 2008 | 2009 | 2010 | 2011 | 2012 | 2013 |  | 2014 | 2015 | 2016 | 2017 | 2018 | 2019 | 2020 | 2021 | 2022 | 2023 | 2024 | 2025 | 2026 | 2027 | 2028 | 2029 | 2030 | 2031 | 2032 | 2033 | 2034 | 2035 | 2036 | 2037 | 2038 |  |  |  | 2007 | 2008 | 2009 | 2010 | 2011 | 2012 | 2013 | 2014 | 2015 | 2016 | 2017 | 2018 | 2019 | 2020 | 2021 | 2022 | 2023 | 2024 | 2025 | 2026 | 2027 | 2028 | 2029 | 2030 | 2031 | 2032 | 2033 | 2034 | 2035 | 2036 | 2037 | 2038
| Total | 18.7 | 18.3 | 12.4 | 16.7 | 12.0686 | 11.856 | 10.9704 |  | 10.8286 | 10.3854 | 10.151 | 0 | 0 | 0 | 0 | 0 | 0 | 0 | 0 | 0 | 0 | 0 | 0 | 0 | 0 | 0 | 0 | 0 | 0 | 0 | 0 | 0 | 0 |  |  | Total | 0.44583 | 0.44583 | -3.6409 | 0.44583 | 0 | 0 | 0 | -0.035547 | -0.016227 | 0.038523 | -10.0176 | 0 | 0 | 0 | 0 | 0 | 0 | 0 | 0 | 0 | 0 | 0 | 0 | 0 | 0 | 0 | 0 | 0 | 0 | 0 | 0 | 0
| Firm Rating | 0 | 0 | 0 | 23.8 | 23.8 | 23.82 | 23.82 |  | 23.82 | 23.82 | 23.82 | 0 | 0 | 0 | 0 | 0 | 0 | 0 | 0 | 0 | 0 | 0 | 0 | 0 | 0 | 0 | 0 | 0 | 0 | 0 | 0 | 0 | 0
| Total Capacity | 0 | 0 | 0 | 47.63 | 47.63 | 47.63 | 47.63 |  | 47.63 | 47.63 | 47.63 | 0 | 0 | 0 | 0 | 0 | 0 | 0 | 0 | 0 | 0 | 0 | 0 | 0 | 0 | 0 | 0 | 0 | 0 | 0 | 0 | 0 | 0 |  |  | Muswellbrook 33_11kV Tx1 | 0.22743 | 0.22743 | -1.8574 | 0.22743 | 0 | 0 | 0 | -0.018134 | -0.0082778 | 0.019652 | -5.1104 | 0 | 0 | 0 | 0 | 0 | 0 | 0 | 0 | 0 | 0 | 0 | 0 | 0 | 0 | 0 | 0 | 0 | 0 | 0 | 0 | 0
|  | -7 | -6 | -5 | -4 | -3 | -2 | -1 |  | 0 | 1 | 2 | 3 | 4 | 5 | 6 | 7 | 8 | 9 | 10 | 11 | 12 | 13 | 14 | 15 | 16 | 17 | 18 | 19 | 20 | 21 | 22 | 23 | 24 |  |  | Muswellbrook 33_11kV Tx2 | 0.2184 | 0.2184 | -1.7836 | 0.2184 | 0 | 0 | 0 | -0.017413 | -0.0079489 | 0.018871 | -4.9073 | 0 | 0 | 0 | 0 | 0 | 0 | 0 | 0 | 0 | 0 | 0 | 0 | 0 | 0 | 0 | 0 | 0 | 0 | 0 | 0 | 0
| Transformer Loads | [36 empty] | 0 | 0 | 0 | 0 | 0 | 0 | 0 | 0 | 0 | 0 | 0 | 0 | 0 | 0 | 0 | 0 | 0 | 0 | 0 | 0 | 0 | 0 | 0 | 0 | 0 | 0 | 0 | 0 | 0 | 0 | 0 | 0
| Historical Loads | (11kV MVA) | [7 empty] | 0: Weather Corrected Forecast Loads; 4: (11kV MVA) |  |  |  | 0 | 0 | 0 | 0 | 0 | 0 | 0 | 0 | 0 | 0 | 0 | 0 | 0 | 0 | 0 | 0 | 0 | 0 | 0 | 0 | 0 | 0 | 0 | 0 | 0 | 0 | 0 | 0 | 0 | 0 | 0 | 0
|  | 2007 | 2008 | 2009 | 2010 | 2011 | 2012 | 2013 |  | 2014 | 2015 | 2016 | 2017 | 2018 | 2019 | 2020 | 2021 | 2022 | 2023 | 2024 | 2025 | 2026 | 2027 | 2028 | 2029 | 2030 | 2031 | 2032 | 2033 | 2034 | 2035 | 2036 | 2037 | 2038 |  |  |  | 0 | 0 | 0 | 0 | 0 | 0 | 0 | 0 | 0 | 0 | 0 | 0 | 0 | 0 | 0 | 0 | 0 | 0 | 0 | 0 | 0 | 0 | 0 | 0 | 0 | 0 | 0 | 0 | 0 | 0 | 0 | 0
| 0 | [36 empty] | 0 | 0 | 0 | 0 | 0 | 0 | 0 | 0 | 0 | 0 | 0 | 0 | 0 | 0 | 0 | 0 | 0 | 0 | 0 | 0 | 0 | 0 | 0 | 0 | 0 | 0 | 0 | 0 | 0 | 0 | 0 | 0
| Diversity Factor: 0 | [36 empty] | 0 | 0 | 0 | 0 | 0 | 0 | 0 | 0 | 0 | 0 | 0 | 0 | 0 | 0 | 0 | 0 | 0 | 0 | 0 | 0 | 0 | 0 | 0 | 0 | 0 | 0 | 0 | 0 | 0 | 0 | 0 | 0
[38 empty] | 0 | 0 | 0 | 0 | 0 | 0 | 0 | 0 | 0 | 0 | 0 | 0 | 0 | 0 | 0 | 0 | 0 | 0 | 0 | 0 | 0 | 0 | 0 | 0 | 0 | 0 | 0 | 0 | 0 | 0 | 0 | 0
[38 empty] | 0 | 0 | 0 | 0 | 0 | 0 | 0 | 0 | 0 | 0 | 0 | 0 | 0 | 0 | 0 | 0 | 0 | 0 | 0 | 0 | 0 | 0 | 0 | 0 | 0 | 0 | 0 | 0 | 0 | 0 | 0 | 0
| 0 | [36 empty] | 0 | 0 | 0 | 0 | 0 | 0 | 0 | 0 | 0 | 0 | 0 | 0 | 0 | 0 | 0 | 0 | 0 | 0 | 0 | 0 | 0 | 0 | 0 | 0 | 0 | 0 | 0 | 0 | 0 | 0 | 0 | 0
Diversity Factor: 0
[38 empty] | Historical Spots & Transfers | [6 empty] | Forecast Spots & Transfers
[35 empty] | Project Name | From | To | 2007 | 2008 | 2009 | 2010 | 2011 | 2012 | 2013 | 2014 | 2015 | 2016 | 2017 | 2018 | 2019 | 2020 | 2021 | 2022 | 2023 | 2024 | 2025 | 2026 | 2027 | 2028 | 2029 | 2030 | 2031 | 2032 | 2033 | 2034 | 2035 | 2036 | 2037 | 2038
| 0 | [33 empty] | Broad based demand management |  | Muswellbrook 33_11kV Tx1 | 0 | 0 | 0 | 0 | 0 | 0 | 0 | 0 | 0 | 0 | 0 | 0 | 0 | 0 | 0 | 0 | 0 | 0 | 0 | 0 | 0 | 0 | 0 | 0 | 0 | 0 | 0 | 0 | 0 | 0 | 0 | 0
| Diversity Factor: 0 | [33 empty] | Broad based demand management |  | Muswellbrook 33_11kV Tx2 | 0 | 0 | 0 | 0 | 0 | 0 | 0 | 0 | 0 | 0 | 0 | 0 | 0 | 0 | 0 | 0 | 0 | 0 | 0 | 0 | 0 | 0 | 0 | 0 | 0 | 0 | 0 | 0 | 0 | 0 | 0 | 0
[35 empty] | DNP_ID: 2248. From M/brook 74117 onto 19066 SAO Issued | Muswellbrook 33_11kV Tx1 | Mitchell Line 66_11kV Tx1 | 0 | 0 | 2.0411 | 0 | 0 | 0 | 0 | 0 | 0 | 0 | 0 | 0 | 0 | 0 | 0 | 0 | 0 | 0 | 0 | 0 | 0 | 0 | 0 | 0 | 0 | 0 | 0 | 0 | 0 | 0 | 0 | 0
[35 empty] | DNP_ID: 2248. From M/brook 74117 onto 19066 SAO Issued | Muswellbrook 33_11kV Tx2 | Mitchell Line 66_11kV Tx1 | 0 | 0 | 1.96 | 0 | 0 | 0 | 0 | 0 | 0 | 0 | 0 | 0 | 0 | 0 | 0 | 0 | 0 | 0 | 0 | 0 | 0 | 0 | 0 | 0 | 0 | 0 | 0 | 0 | 0 | 0 | 0 | 0
| 0 | [33 empty] | Decommission: Commissioning Transfers | Muswellbrook 33_11kV Tx1 | Muswellbrook North 132_11kV Tx1 | 0 | 0 | 0 | 0 | 0 | 0 | 0 | 0 | 0 | 0 | 2.5552 | 0 | 0 | 0 | 0 | 0 | 0 | 0 | 0 | 0 | 0 | 0 | 0 | 0 | 0 | 0 | 0 | 0 | 0 | 0 | 0 | 0
| Diversity Factor: 0 | [33 empty] | Decommission: Commissioning Transfers | Muswellbrook 33_11kV Tx1 | Muswellbrook North 132_11kV Tx2 | 0 | 0 | 0 | 0 | 0 | 0 | 0 | 0 | 0 | 0 | 2.5552 | 0 | 0 | 0 | 0 | 0 | 0 | 0 | 0 | 0 | 0 | 0 | 0 | 0 | 0 | 0 | 0 | 0 | 0 | 0 | 0 | 0
[35 empty] | Decommission: Commissioning Transfers | Muswellbrook 33_11kV Tx2 | Muswellbrook North 132_11kV Tx1 | 0 | 0 | 0 | 0 | 0 | 0 | 0 | 0 | 0 | 0 | 2.4536 | 0 | 0 | 0 | 0 | 0 | 0 | 0 | 0 | 0 | 0 | 0 | 0 | 0 | 0 | 0 | 0 | 0 | 0 | 0 | 0 | 0
[35 empty] | Decommission: Commissioning Transfers | Muswellbrook 33_11kV Tx2 | Muswellbrook North 132_11kV Tx2 | 0 | 0 | 0 | 0 | 0 | 0 | 0 | 0 | 0 | 0 | 2.4536 | 0 | 0 | 0 | 0 | 0 | 0 | 0 | 0 | 0 | 0 | 0 | 0 | 0 | 0 | 0 | 0 | 0 | 0 | 0 | 0 | 0
| 0 | [33 empty] | HVCON_ID: 2000134. Muswellbrook Fair - Shopping Centre |  | Muswellbrook 33_11kV Tx1 | 0.22743 | 0 | 0 | 0 | 0 | 0 | 0 | 0 | 0 | 0 | 0 | 0 | 0 | 0 | 0 | 0 | 0 | 0 | 0 | 0 | 0 | 0 | 0 | 0 | 0 | 0 | 0 | 0 | 0 | 0 | 0 | 0
| Diversity Factor: 0 | [33 empty] | HVCON_ID: 2000134. Muswellbrook Fair - Shopping Centre |  | Muswellbrook 33_11kV Tx2 | 0.2184 | 0 | 0 | 0 | 0 | 0 | 0 | 0 | 0 | 0 | 0 | 0 | 0 | 0 | 0 | 0 | 0 | 0 | 0 | 0 | 0 | 0 | 0 | 0 | 0 | 0 | 0 | 0 | 0 | 0 | 0 | 0
[35 empty] | HVCON_ID: 2000135. Muswellbrook Fair - Shopping Centre |  | Muswellbrook 33_11kV Tx1 | 0 | 0.22743 | 0 | 0 | 0 | 0 | 0 | 0 | 0 | 0 | 0 | 0 | 0 | 0 | 0 | 0 | 0 | 0 | 0 | 0 | 0 | 0 | 0 | 0 | 0 | 0 | 0 | 0 | 0 | 0 | 0 | 0
[35 empty] | HVCON_ID: 2000135. Muswellbrook Fair - Shopping Centre |  | Muswellbrook 33_11kV Tx2 | 0 | 0.2184 | 0 | 0 | 0 | 0 | 0 | 0 | 0 | 0 | 0 | 0 | 0 | 0 | 0 | 0 | 0 | 0 | 0 | 0 | 0 | 0 | 0 | 0 | 0 | 0 | 0 | 0 | 0 | 0 | 0 | 0
| 0 | [33 empty] | HVCON_ID: 2000136. ALDI Shopping Centre |  | Muswellbrook 33_11kV Tx1 | 0 | 0 | 0.1837 | 0 | 0 | 0 | 0 | 0 | 0 | 0 | 0 | 0 | 0 | 0 | 0 | 0 | 0 | 0 | 0 | 0 | 0 | 0 | 0 | 0 | 0 | 0 | 0 | 0 | 0 | 0 | 0 | 0
| Diversity Factor: 0 | [33 empty] | HVCON_ID: 2000136. ALDI Shopping Centre |  | Muswellbrook 33_11kV Tx2 | 0 | 0 | 0.1764 | 0 | 0 | 0 | 0 | 0 | 0 | 0 | 0 | 0 | 0 | 0 | 0 | 0 | 0 | 0 | 0 | 0 | 0 | 0 | 0 | 0 | 0 | 0 | 0 | 0 | 0 | 0 | 0 | 0
[35 empty] | HVCON_ID: 2000137. HP216/08 United Service Station & KFC 0.5MVA Mar 09 ?? |  | Muswellbrook 33_11kV Tx1 | 0 | 0 | 0 | 0.22743 | 0 | 0 | 0 | 0 | 0 | 0 | 0 | 0 | 0 | 0 | 0 | 0 | 0 | 0 | 0 | 0 | 0 | 0 | 0 | 0 | 0 | 0 | 0 | 0 | 0 | 0 | 0 | 0
[35 empty] | HVCON_ID: 2000137. HP216/08 United Service Station & KFC 0.5MVA Mar 09 ?? |  | Muswellbrook 33_11kV Tx2 | 0 | 0 | 0 | 0.2184 | 0 | 0 | 0 | 0 | 0 | 0 | 0 | 0 | 0 | 0 | 0 | 0 | 0 | 0 | 0 | 0 | 0 | 0 | 0 | 0 | 0 | 0 | 0 | 0 | 0 | 0 | 0 | 0
| 0 | [33 empty] | Econometric |  | Muswellbrook 33_11kV Tx1 | 0 | 0 | 0 | 0 | 0 | 0 | 0 | 0 | 0 | 0.060573 | 0 | 0 | 0 | 0 | 0 | 0 | 0 | 0 | 0 | 0 | 0 | 0 | 0 | 0 | 0 | 0 | 0 | 0 | 0 | 0 | 0 | 0
| Diversity Factor: 0 | [33 empty] | Econometric |  | Muswellbrook 33_11kV Tx2 | 0 | 0 | 0 | 0 | 0 | 0 | 0 | 0 | 0 | 0.058165 | 0 | 0 | 0 | 0 | 0 | 0 | 0 | 0 | 0 | 0 | 0 | 0 | 0 | 0 | 0 | 0 | 0 | 0 | 0 | 0 | 0 | 0
[35 empty] | Energy Efficiency |  | Muswellbrook 33_11kV Tx1 | 0 | 0 | 0 | 0 | 0 | 0 | 0 | -0.018134 | -0.0082778 | -0.040921 | 0 | 0 | 0 | 0 | 0 | 0 | 0 | 0 | 0 | 0 | 0 | 0 | 0 | 0 | 0 | 0 | 0 | 0 | 0 | 0 | 0 | 0
[35 empty] | Energy Efficiency |  | Muswellbrook 33_11kV Tx2 | 0 | 0 | 0 | 0 | 0 | 0 | 0 | -0.017413 | -0.0079489 | -0.039295 | 0 | 0 | 0 | 0 | 0 | 0 | 0 | 0 | 0 | 0 | 0 | 0 | 0 | 0 | 0 | 0 | 0 | 0 | 0 | 0 | 0 | 0
| 0 | [33 empty] | Solar PV |  | Muswellbrook 33_11kV Tx1 | 0 | 0 | 0 | 0 | 0 | 0 | 0 | 0 | 0 | 0 | 0 | 0 | 0 | 0 | 0 | 0 | 0 | 0 | 0 | 0 | 0 | 0 | 0 | 0 | 0 | 0 | 0 | 0 | 0 | 0 | 0 | 0
| Diversity Factor: 0 | [33 empty] | Solar PV |  | Muswellbrook 33_11kV Tx2 | 0 | 0 | 0 | 0 | 0 | 0 | 0 | 0 | 0 | 0 | 0 | 0 | 0 | 0 | 0 | 0 | 0 | 0 | 0 | 0 | 0 | 0 | 0 | 0 | 0 | 0 | 0 | 0 | 0 | 0 | 0 | 0
0
Diversity Factor: 0
0
Diversity Factor: 0
| Weather Correction and Public Holiday Factors | [8 empty] | Forecast ROG
ROG Justification
| Actual loads for season 2013 have been weather corrected by the following: | [6 empty] | 0.6945% |  | 5 year ROG ok | [59 empty] | 5 year ROG ok
1 | 2 | 3 | 4 | 5 | 6 | 7 | 8 | 9 | 10 | 2014 | 2015 | 2016 | 2017 | 2018 | 2019 | 2020 | 2021 | 2022 | 2023 | 2024 | 2025 | 2026 | 2027 | 2028 | 2029 | 2030 | 2031 | 2032 | 2033 | 2034 | 2035 | 2036 | 2037 | 2038
0.96058 | 0.92271 | 0.89847 | 0.88666 | 0.88666 | 0.88666 | 0.88666 | 0.88666 | 0.88666 | 0.88666 | -3.942% | -3.942% | -2.628% | -1.314% | 0% | 0% | 0% | 0% | 0% | 0% | 0% | 0% | 0% | 0% | 0% | 0% | 0% | 0% | 0% | 0% | 0% | 0% | 0% | 0% | 0%
Substation Load Detail
[7 empty] | Units | 2013 |  | 2014 | 2015 | 2016 | 2017 | 2018 | 2019 | 2020 | 2021 | 2022 | 2023 | 2024 | 2025 | 2026 | 2027 | 2028 | 2029 | 2030 | 2031 | 2032 | 2033 | 2034 | 2035 | 2036 | 2037 | 2038
1 | Muswellbrook 33_11kV | Compensated |  | Load (LV side) |  |  | Amps | 0 |  | 568.3526 | 545.0944 | 532.7899 | 0 | 0 | 0 | 0 | 0 | 0 | 0 | 0 | 0 | 0 | 0 | 0 | 0 | 0 | 0 | 0 | 0 | 0 | 0 | 0 | 0 | 0
|  |  |  | Apparent Power |  |  | MVA | 10.9704 | 11.31 | 10.8286 | 10.3854 | 10.151 | 0 | 0 | 0 | 0 | 0 | 0 | 0 | 0 | 0 | 0 | 0 | 0 | 0 | 0 | 0 | 0 | 0 | 0 | 0 | 0 | 0 | 0
|  |  |  | Real Power |  |  | MW | 9.8734 | 10.179 | 9.7457 | 9.3469 | 9.1359 | 0 | 0 | 0 | 0 | 0 | 0 | 0 | 0 | 0 | 0 | 0 | 0 | 0 | 0 | 0 | 0 | 0 | 0 | 0 | 0 | 0 | 0
|  |  |  | Reactive Power |  |  | MVAr | 0 |  | 4.7201 | 4.5269 | 4.4247 | 0 | 0 | 0 | 0 | 0 | 0 | 0 | 0 | 0 | 0 | 0 | 0 | 0 | 0 | 0 | 0 | 0 | 0 | 0 | 0 | 0 | 0
|  |  |  | Capacitors In Service |  |  | MVAr | 0 |  | 0 | 0 | 0 | 0 | 0 | 0 | 0 | 0 | 0 | 0 | 0 | 0 | 0 | 0 | 0 | 0 | 0 | 0 | 0 | 0 | 0 | 0 | 0 | 0 | 0
|  |  |  | PF |  |  |  | 0.9 |  | 0.9 | 0.9 | 0.9 | 0 | 0 | 0 | 0 | 0 | 0 | 0 | 0 | 0 | 0 | 0 | 0 | 0 | 0 | 0 | 0 | 0 | 0 | 0 | 0 | 0 | 0
0.90854 | Diversity Factor: 0.91 | Uncompensated |  | Reactive Power |  |  | MVAr | 0 | 4.9299 | 4.7201 | 4.5269 | 4.4247 | 0 | 0 | 0 | 0 | 0 | 0 | 0 | 0 | 0 | 0 | 0 | 0 | 0 | 0 | 0 | 0 | 0 | 0 | 0 | 0 | 0 | 0
|  |  |  | PF |  |  |  | 0.9 |  | 0.9 | 0.9 | 0.9 | 0 | 0 | 0 | 0 | 0 | 0 | 0 | 0 | 0 | 0 | 0 | 0 | 0 | 0 | 0 | 0 | 0 | 0 | 0 | 0 | 0 | 0
[10 empty] | 1 | 2 | 3 | 4 | 5 | 6 | 7 | 8 | 9 | 10 | 11 | 12 | 13 | 14 | 15 | 16 | 17 | 18 | 19 | 20 | 21 | 22 | 23 | 24 | 25
Transformer Load Detail
[7 empty] | Units | 2013 |  | 2014 | 2015 | 2016 | 2017 | 2018 | 2019 | 2020 | 2021 | 2022 | 2023 | 2024 | 2025 | 2026 | 2027 | 2028 | 2029 | 2030 | 2031 | 2032 | 2033 | 2034 | 2035 | 2036 | 2037 | 2038
| 0 | Compensated |  | Load (LV side) |  |  | Amps
|  |  |  | Apparent Power |  |  | MVA
|  |  |  | Real Power |  |  | MW
|  |  |  | Reactive Power |  |  | MVAr
|  |  |  | Capacitors In Service |  |  | MVAr
PF
| Zone Div: | Uncompensated |  | Reactive Power |  |  | MVAr
PF
| 0 | Compensated |  | Load (LV side) |  |  | Amps
|  |  |  | Apparent Power |  |  | MVA
|  |  |  | Real Power |  |  | MW
|  |  |  | Reactive Power |  |  | MVAr
|  |  |  | Capacitors In Service |  |  | MVAr
PF
| Zone Div: | Uncompensated |  | Reactive Power |  |  | MVAr
PF
| 0 | Compensated |  | Load (LV side) |  |  | Amps
|  |  |  | Apparent Power |  |  | MVA
|  |  |  | Real Power |  |  | MW
|  |  |  | Reactive Power |  |  | MVAr
|  |  |  | Capacitors In Service |  |  | MVAr
PF
| Zone Div: | Uncompensated |  | Reactive Power |  |  | MVAr
PF
| 0 | Compensated |  | Load (LV side) |  |  | Amps
|  |  |  | Apparent Power |  |  | MVA
|  |  |  | Real Power |  |  | MW
|  |  |  | Reactive Power |  |  | MVAr
|  |  |  | Capacitors In Service |  |  | MVAr
PF
| Zone Div: | Uncompensated |  | Reactive Power |  |  | MVAr
PF
| 0 | Compensated |  | Load (LV side) |  |  | Amps
|  |  |  | Apparent Power |  |  | MVA
|  |  |  | Real Power |  |  | MW
|  |  |  | Reactive Power |  |  | MVAr
|  |  |  | Capacitors In Service |  |  | MVAr
PF
| Zone Div: | Uncompensated |  | Reactive Power |  |  | MVAr
PF
| 0 | Compensated |  | Load (LV side) |  |  | Amps
|  |  |  | Apparent Power |  |  | MVA
|  |  |  | Real Power |  |  | MW
|  |  |  | Reactive Power |  |  | MVAr
|  |  |  | Capacitors In Service |  |  | MVAr
PF
| Zone Div: | Uncompensated |  | Reactive Power |  |  | MVAr
PF
| 0 | Compensated |  | Load (LV side) |  |  | Amps
|  |  |  | Apparent Power |  |  | MVA
|  |  |  | Real Power |  |  | MW
|  |  |  | Reactive Power |  |  | MVAr
|  |  |  | Capacitors In Service |  |  | MVAr
PF
| Zone Div: | Uncompensated |  | Reactive Power |  |  | MVAr
PF
| 0 | Compensated |  | Load (LV side) |  |  | Amps
|  |  |  | Apparent Power |  |  | MVA
|  |  |  | Real Power |  |  | MW
|  |  |  | Reactive Power |  |  | MVAr
|  |  |  | Capacitors In Service |  |  | MVAr
PF
| Zone Div: | Uncompensated |  | Reactive Power |  |  | MVAr
PF
| 0 | Compensated |  | Load (LV side) |  |  | Amps
|  |  |  | Apparent Power |  |  | MVA
|  |  |  | Real Power |  |  | MW
|  |  |  | Reactive Power |  |  | MVAr
|  |  |  | Capacitors In Service |  |  | MVAr
PF
| Zone Div: | Uncompensated |  | Reactive Power |  |  | MVAr
PF
| 0 | Compensated |  | Load (LV side) |  |  | Amps
|  |  |  | Apparent Power |  |  | MVA
|  |  |  | Real Power |  |  | MW
|  |  |  | Reactive Power |  |  | MVAr
|  |  |  | Capacitors In Service |  |  | MVAr
PF
| Zone Div: | Uncompensated |  | Reactive Power |  |  | MVAr
PF

## Customer90
| Customer90 | [16 empty] | 2014 | WINTER
| Substation Total Loads | [33 empty] | Spots & Transfers Detail
| Historical Loads | MVA | [7 empty] | Weather Corrected Forecast Loads |  |  |  | MVA | [20 empty] | Spots & Transfers Summary | MVA |  | Historical Spots & Transfers | [6 empty] | Forecast Spots & Transfers
|  | 2007 | 2008 | 2009 | 2010 | 2011 | 2012 | 2013 |  | 2014 | 2015 | 2016 | 2017 | 2018 | 2019 | 2020 | 2021 | 2022 | 2023 | 2024 | 2025 | 2026 | 2027 | 2028 | 2029 | 2030 | 2031 | 2032 | 2033 | 2034 | 2035 | 2036 | 2037 | 2038 |  |  |  | 2007 | 2008 | 2009 | 2010 | 2011 | 2012 | 2013 | 2014 | 2015 | 2016 | 2017 | 2018 | 2019 | 2020 | 2021 | 2022 | 2023 | 2024 | 2025 | 2026 | 2027 | 2028 | 2029 | 2030 | 2031 | 2032 | 2033 | 2034 | 2035 | 2036 | 2037 | 2038
| Total |  |  |  |  | 2.476 | 2.372 | 1.627 |  | 1.627 | 1.627 | 1.627 | 1.627 | 1.627 | 1.627 | 1.627 | 1.627 | 1.627 | 1.627 | 1.627 | 1.627 | 1.627 | 1.627 | 1.627 | 1.627 | 1.627 | 1.627 | 1.627 | 1.627 | 1.627 | 1.627 | 1.627 | 1.627 | 1.627 |  |  | Total
Firm Rating
| Total Capacity | [36 empty] | 0 | 0 | 0 | 0 | 0 | 0 | 0 | 0 | 0 | 0 | 0 | 0 | 0 | 0 | 0 | 0 | 0 | 0 | 0 | 0 | 0 | 0 | 0 | 0 | 0 | 0 | 0 | 0 | 0 | 0 | 0 | 0
|  | -7 | -6 | -5 | -4 | -3 | -2 | -1 |  | 0 | 1 | 2 | 3 | 4 | 5 | 6 | 7 | 8 | 9 | 10 | 11 | 12 | 13 | 14 | 15 | 16 | 17 | 18 | 19 | 20 | 21 | 22 | 23 | 24 |  |  |  | 0 | 0 | 0 | 0 | 0 | 0 | 0 | 0 | 0 | 0 | 0 | 0 | 0 | 0 | 0 | 0 | 0 | 0 | 0 | 0 | 0 | 0 | 0 | 0 | 0 | 0 | 0 | 0 | 0 | 0 | 0 | 0
| Transformer Loads | [36 empty] | 0 | 0 | 0 | 0 | 0 | 0 | 0 | 0 | 0 | 0 | 0 | 0 | 0 | 0 | 0 | 0 | 0 | 0 | 0 | 0 | 0 | 0 | 0 | 0 | 0 | 0 | 0 | 0 | 0 | 0 | 0 | 0
| Historical Loads | MVA | [7 empty] | Weather Corrected Forecast Loads |  |  |  | MVA | [23 empty] | 0 | 0 | 0 | 0 | 0 | 0 | 0 | 0 | 0 | 0 | 0 | 0 | 0 | 0 | 0 | 0 | 0 | 0 | 0 | 0 | 0 | 0 | 0 | 0 | 0 | 0 | 0 | 0 | 0 | 0 | 0 | 0
|  | 2007 | 2008 | 2009 | 2010 | 2011 | 2012 | 2013 |  | 2014 | 2015 | 2016 | 2017 | 2018 | 2019 | 2020 | 2021 | 2022 | 2023 | 2024 | 2025 | 2026 | 2027 | 2028 | 2029 | 2030 | 2031 | 2032 | 2033 | 2034 | 2035 | 2036 | 2037 | 2038 |  |  |  | 0 | 0 | 0 | 0 | 0 | 0 | 0 | 0 | 0 | 0 | 0 | 0 | 0 | 0 | 0 | 0 | 0 | 0 | 0 | 0 | 0 | 0 | 0 | 0 | 0 | 0 | 0 | 0 | 0 | 0 | 0 | 0
| 0 | [36 empty] | 0 | 0 | 0 | 0 | 0 | 0 | 0 | 0 | 0 | 0 | 0 | 0 | 0 | 0 | 0 | 0 | 0 | 0 | 0 | 0 | 0 | 0 | 0 | 0 | 0 | 0 | 0 | 0 | 0 | 0 | 0 | 0
| Diversity Factor: 0 | [36 empty] | 0 | 0 | 0 | 0 | 0 | 0 | 0 | 0 | 0 | 0 | 0 | 0 | 0 | 0 | 0 | 0 | 0 | 0 | 0 | 0 | 0 | 0 | 0 | 0 | 0 | 0 | 0 | 0 | 0 | 0 | 0 | 0
[38 empty] | 0 | 0 | 0 | 0 | 0 | 0 | 0 | 0 | 0 | 0 | 0 | 0 | 0 | 0 | 0 | 0 | 0 | 0 | 0 | 0 | 0 | 0 | 0 | 0 | 0 | 0 | 0 | 0 | 0 | 0 | 0 | 0
[38 empty] | 0 | 0 | 0 | 0 | 0 | 0 | 0 | 0 | 0 | 0 | 0 | 0 | 0 | 0 | 0 | 0 | 0 | 0 | 0 | 0 | 0 | 0 | 0 | 0 | 0 | 0 | 0 | 0 | 0 | 0 | 0 | 0
| 0 | [36 empty] | 0 | 0 | 0 | 0 | 0 | 0 | 0 | 0 | 0 | 0 | 0 | 0 | 0 | 0 | 0 | 0 | 0 | 0 | 0 | 0 | 0 | 0 | 0 | 0 | 0 | 0 | 0 | 0 | 0 | 0 | 0 | 0
Diversity Factor: 0
[38 empty] | Historical Spots & Transfers | [6 empty] | Forecast Spots & Transfers
[35 empty] | Project Name | From | To | 2007 | 2008 | 2009 | 2010 | 2011 | 2012 | 2013 | 2014 | 2015 | 2016 | 2017 | 2018 | 2019 | 2020 | 2021 | 2022 | 2023 | 2024 | 2025 | 2026 | 2027 | 2028 | 2029 | 2030 | 2031 | 2032 | 2033 | 2034 | 2035 | 2036 | 2037 | 2038
0
Diversity Factor: 0
0
Diversity Factor: 0
0
Diversity Factor: 0
0
Diversity Factor: 0
0
Diversity Factor: 0
0
Diversity Factor: 0
0
Diversity Factor: 0
0
Diversity Factor: 0
| Weather Correction and Public Holiday Factors | [8 empty] | Forecast ROG
ROG Justification
| Actual loads for season 2013 have been weather corrected by the following: | [6 empty] | 0% |  | N/A | [59 empty] | N/A
1 | 2 | 3 | 4 | 5 | 6 | 7 | 8 | 9 | 10 | 2014 | 2015 | 2016 | 2017 | 2018 | 2019 | 2020 | 2021 | 2022 | 2023 | 2024 | 2025 | 2026 | 2027 | 2028 | 2029 | 2030 | 2031 | 2032 | 2033 | 2034 | 2035 | 2036 | 2037 | 2038
1 | 1 | 1 | 1 | 1 | 1 | 1 | 1 | 1 | 1 | 0% | 0% | 0% | 0% | 0% | 0% | 0% | 0% | 0% | 0% | 0% | 0% | 0% | 0% | 0% | 0% | 0% | 0% | 0% | 0% | 0% | 0% | 0% | 0% | 0%
Substation Load Detail
[7 empty] | Units | 2013 |  | 2014 | 2015 | 2016 | 2017 | 2018 | 2019 | 2020 | 2021 | 2022 | 2023 | 2024 | 2025 | 2026 | 2027 | 2028 | 2029 | 2030 | 2031 | 2032 | 2033 | 2034 | 2035 | 2036 | 2037 | 2038
1 | Customer90 | Compensated |  | Load (LV side) |  |  | Amps | 28 |  | 28 | 28 | 28 | 28 | 28 | 28 | 28 | 28 | 28 | 28 | 28 | 28 | 28 | 28 | 28 | 28 | 28 | 28 | 28 | 28 | 28 | 28 | 28 | 28 | 28
|  |  |  | Apparent Power |  |  | MVA | 1.627 |  | 1.627 | 1.627 | 1.627 | 1.627 | 1.627 | 1.627 | 1.627 | 1.627 | 1.627 | 1.627 | 1.627 | 1.627 | 1.627 | 1.627 | 1.627 | 1.627 | 1.627 | 1.627 | 1.627 | 1.627 | 1.627 | 1.627 | 1.627 | 1.627 | 1.627
|  |  |  | Real Power |  |  | MW | 1.4643 |  | 1.4643 | 1.4643 | 1.4643 | 1.4643 | 1.4643 | 1.4643 | 1.4643 | 1.4643 | 1.4643 | 1.4643 | 1.4643 | 1.4643 | 1.4643 | 1.4643 | 1.4643 | 1.4643 | 1.4643 | 1.4643 | 1.4643 | 1.4643 | 1.4643 | 1.4643 | 1.4643 | 1.4643 | 1.4643
|  |  |  | Reactive Power |  |  | MVAr | 0.70919 |  | 0.70919 | 0.70919 | 0.70919 | 0.70919 | 0.70919 | 0.70919 | 0.70919 | 0.70919 | 0.70919 | 0.70919 | 0.70919 | 0.70919 | 0.70919 | 0.70919 | 0.70919 | 0.70919 | 0.70919 | 0.70919 | 0.70919 | 0.70919 | 0.70919 | 0.70919 | 0.70919 | 0.70919 | 0.70919
|  |  |  | Capacitors In Service |  |  | MVAr | 0 |  | 0 | 0 | 0 | 0 | 0 | 0 | 0 | 0 | 0 | 0 | 0 | 0 | 0 | 0 | 0 | 0 | 0 | 0 | 0 | 0 | 0 | 0 | 0 | 0 | 0
|  |  |  | PF |  |  |  | 0.9 |  | 0.9 | 0.9 | 0.9 | 0.9 | 0.9 | 0.9 | 0.9 | 0.9 | 0.9 | 0.9 | 0.9 | 0.9 | 0.9 | 0.9 | 0.9 | 0.9 | 0.9 | 0.9 | 0.9 | 0.9 | 0.9 | 0.9 | 0.9 | 0.9 | 0.9
0.4885 | Diversity Factor: 0.49 | Uncompensated |  | Reactive Power |  |  | MVAr | 0.70919 |  | 0.70919 | 0.70919 | 0.70919 | 0.70919 | 0.70919 | 0.70919 | 0.70919 | 0.70919 | 0.70919 | 0.70919 | 0.70919 | 0.70919 | 0.70919 | 0.70919 | 0.70919 | 0.70919 | 0.70919 | 0.70919 | 0.70919 | 0.70919 | 0.70919 | 0.70919 | 0.70919 | 0.70919 | 0.70919
|  |  |  | PF |  |  |  | 0.9 |  | 0.9 | 0.9 | 0.9 | 0.9 | 0.9 | 0.9 | 0.9 | 0.9 | 0.9 | 0.9 | 0.9 | 0.9 | 0.9 | 0.9 | 0.9 | 0.9 | 0.9 | 0.9 | 0.9 | 0.9 | 0.9 | 0.9 | 0.9 | 0.9 | 0.9
[10 empty] | 1 | 2 | 3 | 4 | 5 | 6 | 7 | 8 | 9 | 10 | 11 | 12 | 13 | 14 | 15 | 16 | 17 | 18 | 19 | 20 | 21 | 22 | 23 | 24 | 25
Transformer Load Detail
[7 empty] | Units | 2013 |  | 2014 | 2015 | 2016 | 2017 | 2018 | 2019 | 2020 | 2021 | 2022 | 2023 | 2024 | 2025 | 2026 | 2027 | 2028 | 2029 | 2030 | 2031 | 2032 | 2033 | 2034 | 2035 | 2036 | 2037 | 2038
| 0 | Compensated |  | Load (LV side) |  |  | Amps
|  |  |  | Apparent Power |  |  | MVA
|  |  |  | Real Power |  |  | MW
|  |  |  | Reactive Power |  |  | MVAr
|  |  |  | Capacitors In Service |  |  | MVAr
PF
| Zone Div: | Uncompensated |  | Reactive Power |  |  | MVAr
PF
| 0 | Compensated |  | Load (LV side) |  |  | Amps
|  |  |  | Apparent Power |  |  | MVA
|  |  |  | Real Power |  |  | MW
|  |  |  | Reactive Power |  |  | MVAr
|  |  |  | Capacitors In Service |  |  | MVAr
PF
| Zone Div: | Uncompensated |  | Reactive Power |  |  | MVAr
PF
| 0 | Compensated |  | Load (LV side) |  |  | Amps
|  |  |  | Apparent Power |  |  | MVA
|  |  |  | Real Power |  |  | MW
|  |  |  | Reactive Power |  |  | MVAr
|  |  |  | Capacitors In Service |  |  | MVAr
PF
| Zone Div: | Uncompensated |  | Reactive Power |  |  | MVAr
PF
| 0 | Compensated |  | Load (LV side) |  |  | Amps
|  |  |  | Apparent Power |  |  | MVA
|  |  |  | Real Power |  |  | MW
|  |  |  | Reactive Power |  |  | MVAr
|  |  |  | Capacitors In Service |  |  | MVAr
PF
| Zone Div: | Uncompensated |  | Reactive Power |  |  | MVAr
PF
| 0 | Compensated |  | Load (LV side) |  |  | Amps
|  |  |  | Apparent Power |  |  | MVA
|  |  |  | Real Power |  |  | MW
|  |  |  | Reactive Power |  |  | MVAr
|  |  |  | Capacitors In Service |  |  | MVAr
PF
| Zone Div: | Uncompensated |  | Reactive Power |  |  | MVAr
PF
| 0 | Compensated |  | Load (LV side) |  |  | Amps
|  |  |  | Apparent Power |  |  | MVA
|  |  |  | Real Power |  |  | MW
|  |  |  | Reactive Power |  |  | MVAr
|  |  |  | Capacitors In Service |  |  | MVAr
PF
| Zone Div: | Uncompensated |  | Reactive Power |  |  | MVAr
PF
| 0 | Compensated |  | Load (LV side) |  |  | Amps
|  |  |  | Apparent Power |  |  | MVA
|  |  |  | Real Power |  |  | MW
|  |  |  | Reactive Power |  |  | MVAr
|  |  |  | Capacitors In Service |  |  | MVAr
PF
| Zone Div: | Uncompensated |  | Reactive Power |  |  | MVAr
PF
| 0 | Compensated |  | Load (LV side) |  |  | Amps
|  |  |  | Apparent Power |  |  | MVA
|  |  |  | Real Power |  |  | MW
|  |  |  | Reactive Power |  |  | MVAr
|  |  |  | Capacitors In Service |  |  | MVAr
PF
| Zone Div: | Uncompensated |  | Reactive Power |  |  | MVAr
PF
| 0 | Compensated |  | Load (LV side) |  |  | Amps
|  |  |  | Apparent Power |  |  | MVA
|  |  |  | Real Power |  |  | MW
|  |  |  | Reactive Power |  |  | MVAr
|  |  |  | Capacitors In Service |  |  | MVAr
PF
| Zone Div: | Uncompensated |  | Reactive Power |  |  | MVAr
PF
| 0 | Compensated |  | Load (LV side) |  |  | Amps
|  |  |  | Apparent Power |  |  | MVA
|  |  |  | Real Power |  |  | MW
|  |  |  | Reactive Power |  |  | MVAr
|  |  |  | Capacitors In Service |  |  | MVAr
PF
| Zone Div: | Uncompensated |  | Reactive Power |  |  | MVAr
PF

## Muswellbrook North 132_11kV
| Muswellbrook North 132_11kV | [16 empty] | 2014 | WINTER
[6 empty] | Zone commissioned |  | 2016-10-01
| Substation Total Loads | [33 empty] | Spots & Transfers Detail
| Historical Loads | (11kV MVA) | [7 empty] | Weather Corrected Forecast Loads |  |  |  | (11kV MVA) | [20 empty] | Spots & Transfers Summary | (11kV MVA) |  | Historical Spots & Transfers | [6 empty] | Forecast Spots & Transfers
|  | 2007 | 2008 | 2009 | 2010 | 2011 | 2012 | 2013 |  | 2014 | 2015 | 2016 | 2017 | 2018 | 2019 | 2020 | 2021 | 2022 | 2023 | 2024 | 2025 | 2026 | 2027 | 2028 | 2029 | 2030 | 2031 | 2032 | 2033 | 2034 | 2035 | 2036 | 2037 | 2038 |  |  |  | 2007 | 2008 | 2009 | 2010 | 2011 | 2012 | 2013 | 2014 | 2015 | 2016 | 2017 | 2018 | 2019 | 2020 | 2021 | 2022 | 2023 | 2024 | 2025 | 2026 | 2027 | 2028 | 2029 | 2030 | 2031 | 2032 | 2033 | 2034 | 2035 | 2036 | 2037 | 2038
| Total | [8 empty] | 0 | 0 | 0 | 10.1176 | 10.2558 | 10.3832 | 10.5994 | 10.8229 | 11.0364 | 11.2569 | 11.4586 | 11.6974 | 11.938 | 12.2029 | 12.4826 | 12.7609 | 13.0366 | 13.3175 | 13.6038 | 13.8955 | 14.1927 | 14.4954 | 14.8037 | 15.1178 | 15.4376 |  |  | Total | 0 | 0 | 0 | 0 | 0 | 0 | 0 | 0 | 0 | 0 | 10.1176 | 0.13813 | 0.1274 | 0.21618 | 0.22352 | 0.21355 | 0.22044 | 0.20174 | 0.2388 | 0.24058 | 0.26495 | 0.27971 | 0.27823 | 0.27571 | 0.28096 | 0.28629 | 0.29169 | 0.29716 | 0.30271 | 0.30834 | 0.31404 | 0.31983
| Firm Rating | 0 | 0 | 0 | 0 | 0 | 0 | 0 |  | 0 | 0 | 0 | 37.5 | 37.5 | 37.5 | 37.5 | 37.5 | 37.5 | 37.5 | 37.5 | 37.5 | 37.5 | 37.5 | 37.5 | 37.5 | 37.5 | 37.5 | 37.5 | 37.5 | 37.5 | 37.5 | 37.5 | 37.5 | 37.5
| Total Capacity | 0 | 0 | 0 | 0 | 0 | 0 | 0 |  | 0 | 0 | 0 | 66 | 66 | 66 | 66 | 66 | 66 | 66 | 66 | 66 | 66 | 66 | 66 | 66 | 66 | 66 | 66 | 66 | 66 | 66 | 66 | 66 | 66 |  |  | Muswellbrook North 132_11kV Tx1 | 0 | 0 | 0 | 0 | 0 | 0 | 0 | 0 | 0 | 0 | 5.0588 | 0.069066 | 0.063701 | 0.10809 | 0.11176 | 0.10677 | 0.11022 | 0.10087 | 0.1194 | 0.12029 | 0.13247 | 0.13986 | 0.13911 | 0.13785 | 0.14048 | 0.14314 | 0.14584 | 0.14858 | 0.15136 | 0.15417 | 0.15702 | 0.15991
|  | -7 | -6 | -5 | -4 | -3 | -2 | -1 |  | 0 | 1 | 2 | 3 | 4 | 5 | 6 | 7 | 8 | 9 | 10 | 11 | 12 | 13 | 14 | 15 | 16 | 17 | 18 | 19 | 20 | 21 | 22 | 23 | 24 |  |  | Muswellbrook North 132_11kV Tx2 | 0 | 0 | 0 | 0 | 0 | 0 | 0 | 0 | 0 | 0 | 5.0588 | 0.069066 | 0.063701 | 0.10809 | 0.11176 | 0.10677 | 0.11022 | 0.10087 | 0.1194 | 0.12029 | 0.13247 | 0.13986 | 0.13911 | 0.13785 | 0.14048 | 0.14314 | 0.14584 | 0.14858 | 0.15136 | 0.15417 | 0.15702 | 0.15991
| Transformer Loads | [36 empty] | 0 | 0 | 0 | 0 | 0 | 0 | 0 | 0 | 0 | 0 | 0 | 0 | 0 | 0 | 0 | 0 | 0 | 0 | 0 | 0 | 0 | 0 | 0 | 0 | 0 | 0 | 0 | 0 | 0 | 0 | 0 | 0
| Historical Loads | (11kV MVA) | [7 empty] | 0: Weather Corrected Forecast Loads; 4: (11kV MVA) |  |  |  | 0 | 0 | 0 | 0 | 0 | 0 | 0 | 0 | 0 | 0 | 0 | 0 | 0 | 0 | 0 | 0 | 0 | 0 | 0 | 0 | 0 | 0 | 0 | 0 | 0 | 0 | 0 | 0 | 0 | 0 | 0 | 0
|  | 2007 | 2008 | 2009 | 2010 | 2011 | 2012 | 2013 |  | 2014 | 2015 | 2016 | 2017 | 2018 | 2019 | 2020 | 2021 | 2022 | 2023 | 2024 | 2025 | 2026 | 2027 | 2028 | 2029 | 2030 | 2031 | 2032 | 2033 | 2034 | 2035 | 2036 | 2037 | 2038 |  |  |  | 0 | 0 | 0 | 0 | 0 | 0 | 0 | 0 | 0 | 0 | 0 | 0 | 0 | 0 | 0 | 0 | 0 | 0 | 0 | 0 | 0 | 0 | 0 | 0 | 0 | 0 | 0 | 0 | 0 | 0 | 0 | 0
| 0 | [36 empty] | 0 | 0 | 0 | 0 | 0 | 0 | 0 | 0 | 0 | 0 | 0 | 0 | 0 | 0 | 0 | 0 | 0 | 0 | 0 | 0 | 0 | 0 | 0 | 0 | 0 | 0 | 0 | 0 | 0 | 0 | 0 | 0
| Diversity Factor: 0 | [36 empty] | 0 | 0 | 0 | 0 | 0 | 0 | 0 | 0 | 0 | 0 | 0 | 0 | 0 | 0 | 0 | 0 | 0 | 0 | 0 | 0 | 0 | 0 | 0 | 0 | 0 | 0 | 0 | 0 | 0 | 0 | 0 | 0
[38 empty] | 0 | 0 | 0 | 0 | 0 | 0 | 0 | 0 | 0 | 0 | 0 | 0 | 0 | 0 | 0 | 0 | 0 | 0 | 0 | 0 | 0 | 0 | 0 | 0 | 0 | 0 | 0 | 0 | 0 | 0 | 0 | 0
[38 empty] | 0 | 0 | 0 | 0 | 0 | 0 | 0 | 0 | 0 | 0 | 0 | 0 | 0 | 0 | 0 | 0 | 0 | 0 | 0 | 0 | 0 | 0 | 0 | 0 | 0 | 0 | 0 | 0 | 0 | 0 | 0 | 0
| 0 | [36 empty] | 0 | 0 | 0 | 0 | 0 | 0 | 0 | 0 | 0 | 0 | 0 | 0 | 0 | 0 | 0 | 0 | 0 | 0 | 0 | 0 | 0 | 0 | 0 | 0 | 0 | 0 | 0 | 0 | 0 | 0 | 0 | 0
Diversity Factor: 0
[38 empty] | Historical Spots & Transfers | [6 empty] | Forecast Spots & Transfers
[35 empty] | Project Name | From | To | 2007 | 2008 | 2009 | 2010 | 2011 | 2012 | 2013 | 2014 | 2015 | 2016 | 2017 | 2018 | 2019 | 2020 | 2021 | 2022 | 2023 | 2024 | 2025 | 2026 | 2027 | 2028 | 2029 | 2030 | 2031 | 2032 | 2033 | 2034 | 2035 | 2036 | 2037 | 2038
| 0 | [33 empty] | Decommission: Commissioning Transfers | Muswellbrook 33_11kV Tx1 | Muswellbrook North 132_11kV Tx1 | 0 | 0 | 0 | 0 | 0 | 0 | 0 | 0 | 0 | 0 | 2.5552 | 0 | 0 | 0 | 0 | 0 | 0 | 0 | 0 | 0 | 0 | 0 | 0 | 0 | 0 | 0 | 0 | 0 | 0 | 0 | 0 | 0
| Diversity Factor: 0 | [33 empty] | Decommission: Commissioning Transfers | Muswellbrook 33_11kV Tx1 | Muswellbrook North 132_11kV Tx2 | 0 | 0 | 0 | 0 | 0 | 0 | 0 | 0 | 0 | 0 | 2.5552 | 0 | 0 | 0 | 0 | 0 | 0 | 0 | 0 | 0 | 0 | 0 | 0 | 0 | 0 | 0 | 0 | 0 | 0 | 0 | 0 | 0
[35 empty] | Decommission: Commissioning Transfers | Muswellbrook 33_11kV Tx2 | Muswellbrook North 132_11kV Tx1 | 0 | 0 | 0 | 0 | 0 | 0 | 0 | 0 | 0 | 0 | 2.4536 | 0 | 0 | 0 | 0 | 0 | 0 | 0 | 0 | 0 | 0 | 0 | 0 | 0 | 0 | 0 | 0 | 0 | 0 | 0 | 0 | 0
[35 empty] | Decommission: Commissioning Transfers | Muswellbrook 33_11kV Tx2 | Muswellbrook North 132_11kV Tx2 | 0 | 0 | 0 | 0 | 0 | 0 | 0 | 0 | 0 | 0 | 2.4536 | 0 | 0 | 0 | 0 | 0 | 0 | 0 | 0 | 0 | 0 | 0 | 0 | 0 | 0 | 0 | 0 | 0 | 0 | 0 | 0 | 0
| 0 | [33 empty] | Econometric |  | Muswellbrook North 132_11kV Tx1 | 0 | 0 | 0 | 0 | 0 | 0 | 0 | 0 | 0 | 0 | 0.11258 | 0.16574 | 0.16473 | 0.16733 | 0.15245 | 0.15477 | 0.15712 | 0.15951 | 0.16192 | 0.16437 | 0.16686 | 0.16938 | 0.17193 | 0.17452 | 0.17715 | 0.17981 | 0.18251 | 0.18525 | 0.18802 | 0.19083 | 0.19369 | 0.19658
| Diversity Factor: 0 | [33 empty] | Econometric |  | Muswellbrook North 132_11kV Tx2 | 0 | 0 | 0 | 0 | 0 | 0 | 0 | 0 | 0 | 0 | 0.11258 | 0.16574 | 0.16473 | 0.16733 | 0.15245 | 0.15477 | 0.15712 | 0.15951 | 0.16192 | 0.16437 | 0.16686 | 0.16938 | 0.17193 | 0.17452 | 0.17715 | 0.17981 | 0.18251 | 0.18525 | 0.18802 | 0.19083 | 0.19369 | 0.19658
[35 empty] | Energy Efficiency |  | Muswellbrook North 132_11kV Tx1 | 0 | 0 | 0 | 0 | 0 | 0 | 0 | 0 | 0 | 0 | -0.062568 | -0.096674 | -0.10103 | -0.059242 | -0.040693 | -0.047998 | -0.046904 | -0.058636 | -0.042523 | -0.044084 | -0.034383 | -0.02952 | -0.032817 | -0.036665 | -0.036665 | -0.036665 | -0.036665 | -0.036665 | -0.036665 | -0.036665 | -0.036665 | -0.036665
[35 empty] | Energy Efficiency |  | Muswellbrook North 132_11kV Tx2 | 0 | 0 | 0 | 0 | 0 | 0 | 0 | 0 | 0 | 0 | -0.062568 | -0.096674 | -0.10103 | -0.059242 | -0.040693 | -0.047998 | -0.046904 | -0.058636 | -0.042523 | -0.044084 | -0.034383 | -0.02952 | -0.032817 | -0.036665 | -0.036665 | -0.036665 | -0.036665 | -0.036665 | -0.036665 | -0.036665 | -0.036665 | -0.036665
| 0 | [33 empty] | Solar PV |  | Muswellbrook North 132_11kV Tx1 | 0 | 0 | 0 | 0 | 0 | 0 | 0 | 0 | 0 | 0 | 0 | 0 | 0 | 0 | 0 | 0 | 0 | 0 | 0 | 0 | 0 | 0 | 0 | 0 | 0 | 0 | 0 | 0 | 0 | 0 | 0 | 0
| Diversity Factor: 0 | [33 empty] | Solar PV |  | Muswellbrook North 132_11kV Tx2 | 0 | 0 | 0 | 0 | 0 | 0 | 0 | 0 | 0 | 0 | 0 | 0 | 0 | 0 | 0 | 0 | 0 | 0 | 0 | 0 | 0 | 0 | 0 | 0 | 0 | 0 | 0 | 0 | 0 | 0 | 0 | 0
0
Diversity Factor: 0
0
Diversity Factor: 0
0
Diversity Factor: 0
0
Diversity Factor: 0
0
Diversity Factor: 0
| Weather Correction and Public Holiday Factors | [8 empty] | Forecast ROG
ROG Justification
| Actual loads for season 2013 have been weather corrected by the following: | [8 empty] | Same as Muswellbrook 33/11kV | [59 empty] | Same as Muswellbrook 33/11kV
1 | 2 | 3 | 4 | 5 | 6 | 7 | 8 | 9 | 10 | 2014 | 2015 | 2016 | 2017 | 2018 | 2019 | 2020 | 2021 | 2022 | 2023 | 2024 | 2025 | 2026 | 2027 | 2028 | 2029 | 2030 | 2031 | 2032 | 2033 | 2034 | 2035 | 2036 | 2037 | 2038
0.96058 | 0.92271 | 0.89847 | 0.88666 | 0.88666 | 0.88666 | 0.88666 | 0.88666 | 0.88666 | 0.88666 | -3.942% | -3.942% | -2.628% | -1.314% | 0% | 0% | 0% | 0% | 0% | 0% | 0% | 0% | 0% | 0% | 0% | 0% | 0% | 0% | 0% | 0% | 0% | 0% | 0% | 0% | 0%
Substation Load Detail
[7 empty] | Units | 2013 |  | 2014 | 2015 | 2016 | 2017 | 2018 | 2019 | 2020 | 2021 | 2022 | 2023 | 2024 | 2025 | 2026 | 2027 | 2028 | 2029 | 2030 | 2031 | 2032 | 2033 | 2034 | 2035 | 2036 | 2037 | 2038
1 | Muswellbrook North 132_11kV | Compensated |  | Load (LV side) |  |  | Amps | 0 |  | 0 | 0 | 0 | 531.0388 | 538.2889 | 544.9758 | 556.3221 | 568.0541 | 579.2625 | 590.8324 | 601.4209 | 613.9546 | 626.5815 | 640.4877 | 655.1687 | 669.7719 | 684.2428 | 698.9895 | 714.0156 | 729.3252 | 744.9221 | 760.8102 | 776.9938 | 793.4768 | 810.2635
|  |  |  | Apparent Power |  |  | MVA | 0 | 0 | 0 | 0 | 0 | 10.1176 | 10.2558 | 10.3832 | 10.5994 | 10.8229 | 11.0364 | 11.2569 | 11.4586 | 11.6974 | 11.938 | 12.2029 | 12.4826 | 12.7609 | 13.0366 | 13.3175 | 13.6038 | 13.8955 | 14.1927 | 14.4954 | 14.8037 | 15.1178 | 15.4376
|  |  |  | Real Power |  |  | MW | 0 | 0 | 0 | 0 | 0 | 9.1059 | 9.2302 | 9.3449 | 9.5394 | 9.7406 | 9.9328 | 10.1312 | 10.3127 | 10.5277 | 10.7442 | 10.9826 | 11.2344 | 11.4848 | 11.7329 | 11.9858 | 12.2434 | 12.506 | 12.7734 | 13.0458 | 13.3233 | 13.606 | 13.8938
|  |  |  | Reactive Power |  |  | MVAr | 0 |  | 0 | 0 | 0 | 4.4102 | 4.4704 | 4.5259 | 4.6202 | 4.7176 | 4.8107 | 4.9068 | 4.9947 | 5.0988 | 5.2036 | 5.3191 | 5.4411 | 5.5623 | 5.6825 | 5.805 | 5.9298 | 6.0569 | 6.1864 | 6.3184 | 6.4528 | 6.5897 | 6.7291
|  |  |  | Capacitors In Service |  |  | MVAr | 0 |  | 0 | 0 | 0 | 0 | 0 | 0 | 0 | 0 | 0 | 0 | 0 | 0 | 0 | 0 | 0 | 0 | 0 | 0 | 0 | 0 | 0 | 0 | 0 | 0 | 0
|  |  |  | PF |  |  |  | 0 |  | 0 | 0 | 0 | 0.9 | 0.9 | 0.9 | 0.9 | 0.9 | 0.9 | 0.9 | 0.9 | 0.9 | 0.9 | 0.9 | 0.9 | 0.9 | 0.9 | 0.9 | 0.9 | 0.9 | 0.9 | 0.9 | 0.9 | 0.9 | 0.9
0.89942 | Diversity Factor: 0.9 | Uncompensated |  | Reactive Power |  |  | MVAr | 0 | 0 | 0 | 0 | 0 | 4.4102 | 4.4704 | 4.5259 | 4.6202 | 4.7176 | 4.8107 | 4.9068 | 4.9947 | 5.0988 | 5.2036 | 5.3191 | 5.4411 | 5.5623 | 5.6825 | 5.805 | 5.9298 | 6.0569 | 6.1864 | 6.3184 | 6.4528 | 6.5897 | 6.7291
|  |  |  | PF |  |  |  | 0 |  | 0 | 0 | 0 | 0.9 | 0.9 | 0.9 | 0.9 | 0.9 | 0.9 | 0.9 | 0.9 | 0.9 | 0.9 | 0.9 | 0.9 | 0.9 | 0.9 | 0.9 | 0.9 | 0.9 | 0.9 | 0.9 | 0.9 | 0.9 | 0.9
[10 empty] | 1 | 2 | 3 | 4 | 5 | 6 | 7 | 8 | 9 | 10 | 11 | 12 | 13 | 14 | 15 | 16 | 17 | 18 | 19 | 20 | 21 | 22 | 23 | 24 | 25
Transformer Load Detail
[7 empty] | Units | 2013 |  | 2014 | 2015 | 2016 | 2017 | 2018 | 2019 | 2020 | 2021 | 2022 | 2023 | 2024 | 2025 | 2026 | 2027 | 2028 | 2029 | 2030 | 2031 | 2032 | 2033 | 2034 | 2035 | 2036 | 2037 | 2038
| 0 | Compensated |  | Load (LV side) |  |  | Amps
|  |  |  | Apparent Power |  |  | MVA
|  |  |  | Real Power |  |  | MW
|  |  |  | Reactive Power |  |  | MVAr
|  |  |  | Capacitors In Service |  |  | MVAr
PF
| Zone Div: | Uncompensated |  | Reactive Power |  |  | MVAr
PF
| 0 | Compensated |  | Load (LV side) |  |  | Amps
|  |  |  | Apparent Power |  |  | MVA
|  |  |  | Real Power |  |  | MW
|  |  |  | Reactive Power |  |  | MVAr
|  |  |  | Capacitors In Service |  |  | MVAr
PF
| Zone Div: | Uncompensated |  | Reactive Power |  |  | MVAr
PF
| 0 | Compensated |  | Load (LV side) |  |  | Amps
|  |  |  | Apparent Power |  |  | MVA
|  |  |  | Real Power |  |  | MW
|  |  |  | Reactive Power |  |  | MVAr
|  |  |  | Capacitors In Service |  |  | MVAr
PF
| Zone Div: | Uncompensated |  | Reactive Power |  |  | MVAr
PF
| 0 | Compensated |  | Load (LV side) |  |  | Amps
|  |  |  | Apparent Power |  |  | MVA
|  |  |  | Real Power |  |  | MW
|  |  |  | Reactive Power |  |  | MVAr
|  |  |  | Capacitors In Service |  |  | MVAr
PF
| Zone Div: | Uncompensated |  | Reactive Power |  |  | MVAr
PF
| 0 | Compensated |  | Load (LV side) |  |  | Amps
|  |  |  | Apparent Power |  |  | MVA
|  |  |  | Real Power |  |  | MW
|  |  |  | Reactive Power |  |  | MVAr
|  |  |  | Capacitors In Service |  |  | MVAr
PF
| Zone Div: | Uncompensated |  | Reactive Power |  |  | MVAr
PF
| 0 | Compensated |  | Load (LV side) |  |  | Amps
|  |  |  | Apparent Power |  |  | MVA
|  |  |  | Real Power |  |  | MW
|  |  |  | Reactive Power |  |  | MVAr
|  |  |  | Capacitors In Service |  |  | MVAr
PF
| Zone Div: | Uncompensated |  | Reactive Power |  |  | MVAr
PF
| 0 | Compensated |  | Load (LV side) |  |  | Amps
|  |  |  | Apparent Power |  |  | MVA
|  |  |  | Real Power |  |  | MW
|  |  |  | Reactive Power |  |  | MVAr
|  |  |  | Capacitors In Service |  |  | MVAr
PF
| Zone Div: | Uncompensated |  | Reactive Power |  |  | MVAr
PF
| 0 | Compensated |  | Load (LV side) |  |  | Amps
|  |  |  | Apparent Power |  |  | MVA
|  |  |  | Real Power |  |  | MW
|  |  |  | Reactive Power |  |  | MVAr
|  |  |  | Capacitors In Service |  |  | MVAr
PF
| Zone Div: | Uncompensated |  | Reactive Power |  |  | MVAr
PF
| 0 | Compensated |  | Load (LV side) |  |  | Amps
|  |  |  | Apparent Power |  |  | MVA
|  |  |  | Real Power |  |  | MW
|  |  |  | Reactive Power |  |  | MVAr
|  |  |  | Capacitors In Service |  |  | MVAr
PF
| Zone Div: | Uncompensated |  | Reactive Power |  |  | MVAr
PF
| 0 | Compensated |  | Load (LV side) |  |  | Amps
|  |  |  | Apparent Power |  |  | MVA
|  |  |  | Real Power |  |  | MW
|  |  |  | Reactive Power |  |  | MVAr
|  |  |  | Capacitors In Service |  |  | MVAr
PF
| Zone Div: | Uncompensated |  | Reactive Power |  |  | MVAr
PF

## Customer91
| Customer91 | [16 empty] | 2014 | WINTER
| Substation Total Loads | [33 empty] | Spots & Transfers Detail
| Historical Loads | MVA | [7 empty] | Weather Corrected Forecast Loads |  |  |  | MVA | [20 empty] | Spots & Transfers Summary | MVA |  | Historical Spots & Transfers | [6 empty] | Forecast Spots & Transfers
|  | 2007 | 2008 | 2009 | 2010 | 2011 | 2012 | 2013 |  | 2014 | 2015 | 2016 | 2017 | 2018 | 2019 | 2020 | 2021 | 2022 | 2023 | 2024 | 2025 | 2026 | 2027 | 2028 | 2029 | 2030 | 2031 | 2032 | 2033 | 2034 | 2035 | 2036 | 2037 | 2038 |  |  |  | 2007 | 2008 | 2009 | 2010 | 2011 | 2012 | 2013 | 2014 | 2015 | 2016 | 2017 | 2018 | 2019 | 2020 | 2021 | 2022 | 2023 | 2024 | 2025 | 2026 | 2027 | 2028 | 2029 | 2030 | 2031 | 2032 | 2033 | 2034 | 2035 | 2036 | 2037 | 2038
| Total | [8 empty] | 0 | 0 | 0 | 0 | 0 | 0 | 0 | 0 | 0 | 0 | 0 | 0 | 0 | 0 | 0 | 0 | 0 | 0 | 0 | 0 | 0 | 0 | 0 | 0 | 0 |  |  | Total
Firm Rating
| Total Capacity | [36 empty] | 0 | 0 | 0 | 0 | 0 | 0 | 0 | 0 | 0 | 0 | 0 | 0 | 0 | 0 | 0 | 0 | 0 | 0 | 0 | 0 | 0 | 0 | 0 | 0 | 0 | 0 | 0 | 0 | 0 | 0 | 0 | 0
|  | -7 | -6 | -5 | -4 | -3 | -2 | -1 |  | 0 | 1 | 2 | 3 | 4 | 5 | 6 | 7 | 8 | 9 | 10 | 11 | 12 | 13 | 14 | 15 | 16 | 17 | 18 | 19 | 20 | 21 | 22 | 23 | 24 |  |  |  | 0 | 0 | 0 | 0 | 0 | 0 | 0 | 0 | 0 | 0 | 0 | 0 | 0 | 0 | 0 | 0 | 0 | 0 | 0 | 0 | 0 | 0 | 0 | 0 | 0 | 0 | 0 | 0 | 0 | 0 | 0 | 0
| Transformer Loads | [36 empty] | 0 | 0 | 0 | 0 | 0 | 0 | 0 | 0 | 0 | 0 | 0 | 0 | 0 | 0 | 0 | 0 | 0 | 0 | 0 | 0 | 0 | 0 | 0 | 0 | 0 | 0 | 0 | 0 | 0 | 0 | 0 | 0
| Historical Loads | MVA | [7 empty] | Weather Corrected Forecast Loads |  |  |  | MVA | [23 empty] | 0 | 0 | 0 | 0 | 0 | 0 | 0 | 0 | 0 | 0 | 0 | 0 | 0 | 0 | 0 | 0 | 0 | 0 | 0 | 0 | 0 | 0 | 0 | 0 | 0 | 0 | 0 | 0 | 0 | 0 | 0 | 0
|  | 2007 | 2008 | 2009 | 2010 | 2011 | 2012 | 2013 |  | 2014 | 2015 | 2016 | 2017 | 2018 | 2019 | 2020 | 2021 | 2022 | 2023 | 2024 | 2025 | 2026 | 2027 | 2028 | 2029 | 2030 | 2031 | 2032 | 2033 | 2034 | 2035 | 2036 | 2037 | 2038 |  |  |  | 0 | 0 | 0 | 0 | 0 | 0 | 0 | 0 | 0 | 0 | 0 | 0 | 0 | 0 | 0 | 0 | 0 | 0 | 0 | 0 | 0 | 0 | 0 | 0 | 0 | 0 | 0 | 0 | 0 | 0 | 0 | 0
| 0 | [36 empty] | 0 | 0 | 0 | 0 | 0 | 0 | 0 | 0 | 0 | 0 | 0 | 0 | 0 | 0 | 0 | 0 | 0 | 0 | 0 | 0 | 0 | 0 | 0 | 0 | 0 | 0 | 0 | 0 | 0 | 0 | 0 | 0
| Diversity Factor: 0 | [36 empty] | 0 | 0 | 0 | 0 | 0 | 0 | 0 | 0 | 0 | 0 | 0 | 0 | 0 | 0 | 0 | 0 | 0 | 0 | 0 | 0 | 0 | 0 | 0 | 0 | 0 | 0 | 0 | 0 | 0 | 0 | 0 | 0
[38 empty] | 0 | 0 | 0 | 0 | 0 | 0 | 0 | 0 | 0 | 0 | 0 | 0 | 0 | 0 | 0 | 0 | 0 | 0 | 0 | 0 | 0 | 0 | 0 | 0 | 0 | 0 | 0 | 0 | 0 | 0 | 0 | 0
[38 empty] | 0 | 0 | 0 | 0 | 0 | 0 | 0 | 0 | 0 | 0 | 0 | 0 | 0 | 0 | 0 | 0 | 0 | 0 | 0 | 0 | 0 | 0 | 0 | 0 | 0 | 0 | 0 | 0 | 0 | 0 | 0 | 0
| 0 | [36 empty] | 0 | 0 | 0 | 0 | 0 | 0 | 0 | 0 | 0 | 0 | 0 | 0 | 0 | 0 | 0 | 0 | 0 | 0 | 0 | 0 | 0 | 0 | 0 | 0 | 0 | 0 | 0 | 0 | 0 | 0 | 0 | 0
Diversity Factor: 0
[38 empty] | Historical Spots & Transfers | [6 empty] | Forecast Spots & Transfers
[35 empty] | Project Name | From | To | 2007 | 2008 | 2009 | 2010 | 2011 | 2012 | 2013 | 2014 | 2015 | 2016 | 2017 | 2018 | 2019 | 2020 | 2021 | 2022 | 2023 | 2024 | 2025 | 2026 | 2027 | 2028 | 2029 | 2030 | 2031 | 2032 | 2033 | 2034 | 2035 | 2036 | 2037 | 2038
0
Diversity Factor: 0
0
Diversity Factor: 0
0
Diversity Factor: 0
0
Diversity Factor: 0
0
Diversity Factor: 0
0
Diversity Factor: 0
0
Diversity Factor: 0
0
Diversity Factor: 0
| Weather Correction and Public Holiday Factors | [8 empty] | Forecast ROG
ROG Justification
| Actual loads for season 2013 have been weather corrected by the following: | [6 empty] | 0% |  | N/A | [59 empty] | N/A
1 | 2 | 3 | 4 | 5 | 6 | 7 | 8 | 9 | 10 | 2014 | 2015 | 2016 | 2017 | 2018 | 2019 | 2020 | 2021 | 2022 | 2023 | 2024 | 2025 | 2026 | 2027 | 2028 | 2029 | 2030 | 2031 | 2032 | 2033 | 2034 | 2035 | 2036 | 2037 | 2038
1 | 1 | 1 | 1 | 1 | 1 | 1 | 1 | 1 | 1 | 0% | 0% | 0% | 0% | 0% | 0% | 0% | 0% | 0% | 0% | 0% | 0% | 0% | 0% | 0% | 0% | 0% | 0% | 0% | 0% | 0% | 0% | 0% | 0% | 0%
Substation Load Detail
[7 empty] | Units | 2013 |  | 2014 | 2015 | 2016 | 2017 | 2018 | 2019 | 2020 | 2021 | 2022 | 2023 | 2024 | 2025 | 2026 | 2027 | 2028 | 2029 | 2030 | 2031 | 2032 | 2033 | 2034 | 2035 | 2036 | 2037 | 2038
1 | Customer91 | Compensated |  | Load (LV side) |  |  | Amps | 0 |  | 0 | 0 | 0 | 0 | 0 | 0 | 0 | 0 | 0 | 0 | 0 | 0 | 0 | 0 | 0 | 0 | 0 | 0 | 0 | 0 | 0 | 0 | 0 | 0 | 0
|  |  |  | Apparent Power |  |  | MVA | 0 |  | 0 | 0 | 0 | 0 | 0 | 0 | 0 | 0 | 0 | 0 | 0 | 0 | 0 | 0 | 0 | 0 | 0 | 0 | 0 | 0 | 0 | 0 | 0 | 0 | 0
|  |  |  | Real Power |  |  | MW | 0 |  | 0 | 0 | 0 | 0 | 0 | 0 | 0 | 0 | 0 | 0 | 0 | 0 | 0 | 0 | 0 | 0 | 0 | 0 | 0 | 0 | 0 | 0 | 0 | 0 | 0
|  |  |  | Reactive Power |  |  | MVAr | 0 |  | 0 | 0 | 0 | 0 | 0 | 0 | 0 | 0 | 0 | 0 | 0 | 0 | 0 | 0 | 0 | 0 | 0 | 0 | 0 | 0 | 0 | 0 | 0 | 0 | 0
|  |  |  | Capacitors In Service |  |  | MVAr | 0 |  | 0 | 0 | 0 | 0 | 0 | 0 | 0 | 0 | 0 | 0 | 0 | 0 | 0 | 0 | 0 | 0 | 0 | 0 | 0 | 0 | 0 | 0 | 0 | 0 | 0
|  |  |  | PF |  |  |  | 0 |  | 0 | 0 | 0 | 0 | 0 | 0 | 0 | 0 | 0 | 0 | 0 | 0 | 0 | 0 | 0 | 0 | 0 | 0 | 0 | 0 | 0 | 0 | 0 | 0 | 0
| #VALUE! | Uncompensated |  | Reactive Power |  |  | MVAr | 0 |  | 0 | 0 | 0 | 0 | 0 | 0 | 0 | 0 | 0 | 0 | 0 | 0 | 0 | 0 | 0 | 0 | 0 | 0 | 0 | 0 | 0 | 0 | 0 | 0 | 0
|  |  |  | PF |  |  |  | 0 |  | 0 | 0 | 0 | 0 | 0 | 0 | 0 | 0 | 0 | 0 | 0 | 0 | 0 | 0 | 0 | 0 | 0 | 0 | 0 | 0 | 0 | 0 | 0 | 0 | 0
[10 empty] | 1 | 2 | 3 | 4 | 5 | 6 | 7 | 8 | 9 | 10 | 11 | 12 | 13 | 14 | 15 | 16 | 17 | 18 | 19 | 20 | 21 | 22 | 23 | 24 | 25
Transformer Load Detail
[7 empty] | Units | 2013 |  | 2014 | 2015 | 2016 | 2017 | 2018 | 2019 | 2020 | 2021 | 2022 | 2023 | 2024 | 2025 | 2026 | 2027 | 2028 | 2029 | 2030 | 2031 | 2032 | 2033 | 2034 | 2035 | 2036 | 2037 | 2038
| 0 | Compensated |  | Load (LV side) |  |  | Amps
|  |  |  | Apparent Power |  |  | MVA
|  |  |  | Real Power |  |  | MW
|  |  |  | Reactive Power |  |  | MVAr
|  |  |  | Capacitors In Service |  |  | MVAr
PF
| Zone Div: | Uncompensated |  | Reactive Power |  |  | MVAr
PF
| 0 | Compensated |  | Load (LV side) |  |  | Amps
|  |  |  | Apparent Power |  |  | MVA
|  |  |  | Real Power |  |  | MW
|  |  |  | Reactive Power |  |  | MVAr
|  |  |  | Capacitors In Service |  |  | MVAr
PF
| Zone Div: | Uncompensated |  | Reactive Power |  |  | MVAr
PF
| 0 | Compensated |  | Load (LV side) |  |  | Amps
|  |  |  | Apparent Power |  |  | MVA
|  |  |  | Real Power |  |  | MW
|  |  |  | Reactive Power |  |  | MVAr
|  |  |  | Capacitors In Service |  |  | MVAr
PF
| Zone Div: | Uncompensated |  | Reactive Power |  |  | MVAr
PF
| 0 | Compensated |  | Load (LV side) |  |  | Amps
|  |  |  | Apparent Power |  |  | MVA
|  |  |  | Real Power |  |  | MW
|  |  |  | Reactive Power |  |  | MVAr
|  |  |  | Capacitors In Service |  |  | MVAr
PF
| Zone Div: | Uncompensated |  | Reactive Power |  |  | MVAr
PF
| 0 | Compensated |  | Load (LV side) |  |  | Amps
|  |  |  | Apparent Power |  |  | MVA
|  |  |  | Real Power |  |  | MW
|  |  |  | Reactive Power |  |  | MVAr
|  |  |  | Capacitors In Service |  |  | MVAr
PF
| Zone Div: | Uncompensated |  | Reactive Power |  |  | MVAr
PF
| 0 | Compensated |  | Load (LV side) |  |  | Amps
|  |  |  | Apparent Power |  |  | MVA
|  |  |  | Real Power |  |  | MW
|  |  |  | Reactive Power |  |  | MVAr
|  |  |  | Capacitors In Service |  |  | MVAr
PF
| Zone Div: | Uncompensated |  | Reactive Power |  |  | MVAr
PF
| 0 | Compensated |  | Load (LV side) |  |  | Amps
|  |  |  | Apparent Power |  |  | MVA
|  |  |  | Real Power |  |  | MW
|  |  |  | Reactive Power |  |  | MVAr
|  |  |  | Capacitors In Service |  |  | MVAr
PF
| Zone Div: | Uncompensated |  | Reactive Power |  |  | MVAr
PF
| 0 | Compensated |  | Load (LV side) |  |  | Amps
|  |  |  | Apparent Power |  |  | MVA
|  |  |  | Real Power |  |  | MW
|  |  |  | Reactive Power |  |  | MVAr
|  |  |  | Capacitors In Service |  |  | MVAr
PF
| Zone Div: | Uncompensated |  | Reactive Power |  |  | MVAr
PF
| 0 | Compensated |  | Load (LV side) |  |  | Amps
|  |  |  | Apparent Power |  |  | MVA
|  |  |  | Real Power |  |  | MW
|  |  |  | Reactive Power |  |  | MVAr
|  |  |  | Capacitors In Service |  |  | MVAr
PF
| Zone Div: | Uncompensated |  | Reactive Power |  |  | MVAr
PF
| 0 | Compensated |  | Load (LV side) |  |  | Amps
|  |  |  | Apparent Power |  |  | MVA
|  |  |  | Real Power |  |  | MW
|  |  |  | Reactive Power |  |  | MVAr
|  |  |  | Capacitors In Service |  |  | MVAr
PF
| Zone Div: | Uncompensated |  | Reactive Power |  |  | MVAr
PF

## Rouchel 33_11kV
| Rouchel 33_11kV | [16 empty] | 2014 | WINTER
| Substation Total Loads | [33 empty] | Spots & Transfers Detail
| Historical Loads | (11kV MVA) | [7 empty] | Weather Corrected Forecast Loads |  |  |  | (11kV MVA) | [20 empty] | Spots & Transfers Summary | (11kV MVA) |  | Historical Spots & Transfers | [6 empty] | Forecast Spots & Transfers
|  | 2007 | 2008 | 2009 | 2010 | 2011 | 2012 | 2013 |  | 2014 | 2015 | 2016 | 2017 | 2018 | 2019 | 2020 | 2021 | 2022 | 2023 | 2024 | 2025 | 2026 | 2027 | 2028 | 2029 | 2030 | 2031 | 2032 | 2033 | 2034 | 2035 | 2036 | 2037 | 2038 |  |  |  | 2007 | 2008 | 2009 | 2010 | 2011 | 2012 | 2013 | 2014 | 2015 | 2016 | 2017 | 2018 | 2019 | 2020 | 2021 | 2022 | 2023 | 2024 | 2025 | 2026 | 2027 | 2028 | 2029 | 2030 | 2031 | 2032 | 2033 | 2034 | 2035 | 2036 | 2037 | 2038
| Total | 1.1 | 1 | 1 | 1.1 | 0.95 | 0.913 | 1.046 |  | 0.98754 | 0.98644 | 0.98652 | 0.98815 | 0.99021 | 0.99225 | 0.99959 | 1.0086 | 1.0169 | 1.0255 | 1.0328 | 1.0423 | 1.0518 | 1.0628 | 1.0747 | 1.0864 | 1.0978 | 1.1094 | 1.1213 | 1.1335 | 1.1459 | 1.1586 | 1.1715 | 1.1847 | 1.1982 |  |  | Total | 0 | 0 | 0 | 0 | 0 | 0 | 0 | -0.0024599 | -0.0010986 | 7.5998e-05 | 0.0016302 | 0.0020629 | 0.0020423 | 0.0073332 | 0.0089954 | 0.0083133 | 0.0086323 | 0.0072926 | 0.0094896 | 0.0095112 | 0.011005 | 0.011856 | 0.011685 | 0.011416 | 0.011659 | 0.011906 | 0.012156 | 0.01241 | 0.012668 | 0.012929 | 0.013194 | 0.013463
| Firm Rating | 0 | 0 | 0 | 0 | 0 | 0 | 0 |  | 0 | 0 | 0 | 0 | 0 | 0 | 0 | 0 | 0 | 0 | 0 | 0 | 0 | 0 | 0 | 0 | 0 | 0 | 0 | 0 | 0 | 0 | 0 | 0 | 0
| Total Capacity | 0 | 0 | 0 | 5 | 5 | 6.34 | 6.34 |  | 6.34 | 6.34 | 6.34 | 6.34 | 6.34 | 6.34 | 6.34 | 6.34 | 6.34 | 6.34 | 6.34 | 6.34 | 6.34 | 6.34 | 6.34 | 6.34 | 6.34 | 6.34 | 6.34 | 6.34 | 6.34 | 6.34 | 6.34 | 6.34 | 6.34 |  |  | Rouchel 33_11kV Tx1 | 0 | 0 | 0 | 0 | 0 | 0 | 0 | -0.0024599 | -0.0010986 | 7.5998e-05 | 0.0016302 | 0.0020629 | 0.0020423 | 0.0073332 | 0.0089954 | 0.0083133 | 0.0086323 | 0.0072926 | 0.0094896 | 0.0095112 | 0.011005 | 0.011856 | 0.011685 | 0.011416 | 0.011659 | 0.011906 | 0.012156 | 0.01241 | 0.012668 | 0.012929 | 0.013194 | 0.013463
|  | -7 | -6 | -5 | -4 | -3 | -2 | -1 |  | 0 | 1 | 2 | 3 | 4 | 5 | 6 | 7 | 8 | 9 | 10 | 11 | 12 | 13 | 14 | 15 | 16 | 17 | 18 | 19 | 20 | 21 | 22 | 23 | 24 |  |  |  | 0 | 0 | 0 | 0 | 0 | 0 | 0 | 0 | 0 | 0 | 0 | 0 | 0 | 0 | 0 | 0 | 0 | 0 | 0 | 0 | 0 | 0 | 0 | 0 | 0 | 0 | 0 | 0 | 0 | 0 | 0 | 0
| Transformer Loads | [36 empty] | 0 | 0 | 0 | 0 | 0 | 0 | 0 | 0 | 0 | 0 | 0 | 0 | 0 | 0 | 0 | 0 | 0 | 0 | 0 | 0 | 0 | 0 | 0 | 0 | 0 | 0 | 0 | 0 | 0 | 0 | 0 | 0
| Historical Loads | (11kV MVA) | [7 empty] | Weather Corrected Forecast Loads |  |  |  | (11kV MVA) | [23 empty] | 0 | 0 | 0 | 0 | 0 | 0 | 0 | 0 | 0 | 0 | 0 | 0 | 0 | 0 | 0 | 0 | 0 | 0 | 0 | 0 | 0 | 0 | 0 | 0 | 0 | 0 | 0 | 0 | 0 | 0 | 0 | 0
|  | 2007 | 2008 | 2009 | 2010 | 2011 | 2012 | 2013 |  | 2014 | 2015 | 2016 | 2017 | 2018 | 2019 | 2020 | 2021 | 2022 | 2023 | 2024 | 2025 | 2026 | 2027 | 2028 | 2029 | 2030 | 2031 | 2032 | 2033 | 2034 | 2035 | 2036 | 2037 | 2038 |  |  |  | 0 | 0 | 0 | 0 | 0 | 0 | 0 | 0 | 0 | 0 | 0 | 0 | 0 | 0 | 0 | 0 | 0 | 0 | 0 | 0 | 0 | 0 | 0 | 0 | 0 | 0 | 0 | 0 | 0 | 0 | 0 | 0
| 0 | [36 empty] | 0 | 0 | 0 | 0 | 0 | 0 | 0 | 0 | 0 | 0 | 0 | 0 | 0 | 0 | 0 | 0 | 0 | 0 | 0 | 0 | 0 | 0 | 0 | 0 | 0 | 0 | 0 | 0 | 0 | 0 | 0 | 0
| Diversity Factor: 0 | [36 empty] | 0 | 0 | 0 | 0 | 0 | 0 | 0 | 0 | 0 | 0 | 0 | 0 | 0 | 0 | 0 | 0 | 0 | 0 | 0 | 0 | 0 | 0 | 0 | 0 | 0 | 0 | 0 | 0 | 0 | 0 | 0 | 0
[38 empty] | 0 | 0 | 0 | 0 | 0 | 0 | 0 | 0 | 0 | 0 | 0 | 0 | 0 | 0 | 0 | 0 | 0 | 0 | 0 | 0 | 0 | 0 | 0 | 0 | 0 | 0 | 0 | 0 | 0 | 0 | 0 | 0
[38 empty] | 0 | 0 | 0 | 0 | 0 | 0 | 0 | 0 | 0 | 0 | 0 | 0 | 0 | 0 | 0 | 0 | 0 | 0 | 0 | 0 | 0 | 0 | 0 | 0 | 0 | 0 | 0 | 0 | 0 | 0 | 0 | 0
| 0 | [36 empty] | 0 | 0 | 0 | 0 | 0 | 0 | 0 | 0 | 0 | 0 | 0 | 0 | 0 | 0 | 0 | 0 | 0 | 0 | 0 | 0 | 0 | 0 | 0 | 0 | 0 | 0 | 0 | 0 | 0 | 0 | 0 | 0
Diversity Factor: 0
[38 empty] | Historical Spots & Transfers | [6 empty] | Forecast Spots & Transfers
[35 empty] | Project Name | From | To | 2007 | 2008 | 2009 | 2010 | 2011 | 2012 | 2013 | 2014 | 2015 | 2016 | 2017 | 2018 | 2019 | 2020 | 2021 | 2022 | 2023 | 2024 | 2025 | 2026 | 2027 | 2028 | 2029 | 2030 | 2031 | 2032 | 2033 | 2034 | 2035 | 2036 | 2037 | 2038
| 0 | [33 empty] | Broad based demand management |  | Rouchel 33_11kV Tx1 | 0 | 0 | 0 | 0 | 0 | 0 | 0 | 0 | 0 | 0 | 0 | 0 | 0 | 0 | 0 | 0 | 0 | 0 | 0 | 0 | 0 | 0 | 0 | 0 | 0 | 0 | 0 | 0 | 0 | 0 | 0 | 0
| Diversity Factor: 0 | [33 empty] | Econometric |  | Rouchel 33_11kV Tx1 | 0 | 0 | 0 | 0 | 0 | 0 | 0 | 0 | 0 | 0.0049054 | 0.0090694 | 0.013525 | 0.013916 | 0.01415 | 0.013398 | 0.013612 | 0.01383 | 0.01405 | 0.014273 | 0.0145 | 0.01473 | 0.014963 | 0.0152 | 0.01544 | 0.015683 | 0.01593 | 0.016181 | 0.016435 | 0.016692 | 0.016953 | 0.017218 | 0.017487
[35 empty] | Energy Efficiency |  | Rouchel 33_11kV Tx1 | 0 | 0 | 0 | 0 | 0 | 0 | 0 | -0.0024599 | -0.0010986 | -0.0048294 | -0.0074392 | -0.011462 | -0.011873 | -0.0068171 | -0.0044028 | -0.0052991 | -0.0051973 | -0.0067572 | -0.0047838 | -0.0049888 | -0.0037253 | -0.0031076 | -0.0035152 | -0.0040241 | -0.0040241 | -0.0040241 | -0.0040241 | -0.0040241 | -0.0040241 | -0.0040241 | -0.0040241 | -0.0040241
[35 empty] | Solar PV |  | Rouchel 33_11kV Tx1 | 0 | 0 | 0 | 0 | 0 | 0 | 0 | 0 | 0 | 0 | 0 | 0 | 0 | 0 | 0 | 0 | 0 | 0 | 0 | 0 | 0 | 0 | 0 | 0 | 0 | 0 | 0 | 0 | 0 | 0 | 0 | 0
0
Diversity Factor: 0
0
Diversity Factor: 0
0
Diversity Factor: 0
0
Diversity Factor: 0
0
Diversity Factor: 0
0
Diversity Factor: 0
0
Diversity Factor: 0
| Weather Correction and Public Holiday Factors | [8 empty] | Forecast ROG
ROG Justification
| Actual loads for season 2013 have been weather corrected by the following: | [6 empty] | 0.3824% |  | ROGs not meaningful due to small loads | [59 empty] | ROGs not meaningful due to small loads
1 | 2 | 3 | 4 | 5 | 6 | 7 | 8 | 9 | 10 | 2014 | 2015 | 2016 | 2017 | 2018 | 2019 | 2020 | 2021 | 2022 | 2023 | 2024 | 2025 | 2026 | 2027 | 2028 | 2029 | 2030 | 2031 | 2032 | 2033 | 2034 | 2035 | 2036 | 2037 | 2038
1 | 1 | 1 | 1 | 1 | 1 | 1 | 1 | 1 | 1 | 0% | 0% | 0% | 0% | 0% | 0% | 0% | 0% | 0% | 0% | 0% | 0% | 0% | 0% | 0% | 0% | 0% | 0% | 0% | 0% | 0% | 0% | 0% | 0% | 0%
Substation Load Detail
[7 empty] | Units | 2013 |  | 2014 | 2015 | 2016 | 2017 | 2018 | 2019 | 2020 | 2021 | 2022 | 2023 | 2024 | 2025 | 2026 | 2027 | 2028 | 2029 | 2030 | 2031 | 2032 | 2033 | 2034 | 2035 | 2036 | 2037 | 2038
1 | Rouchel 33_11kV | Compensated |  | Load (LV side) |  |  | Amps | 0 |  | 51.8324 | 51.7747 | 51.7787 | 51.8643 | 51.9726 | 52.0798 | 52.4647 | 52.9368 | 53.3731 | 53.8262 | 54.209 | 54.707 | 55.2062 | 55.7838 | 56.4061 | 57.0194 | 57.6186 | 58.2305 | 58.8554 | 59.4934 | 60.1448 | 60.8097 | 61.4883 | 62.1808 | 62.8875
|  |  |  | Apparent Power |  |  | MVA | 1.046 | 0.99 | 0.98754 | 0.98644 | 0.98652 | 0.98815 | 0.99021 | 0.99225 | 0.99959 | 1.0086 | 1.0169 | 1.0255 | 1.0328 | 1.0423 | 1.0518 | 1.0628 | 1.0747 | 1.0864 | 1.0978 | 1.1094 | 1.1213 | 1.1335 | 1.1459 | 1.1586 | 1.1715 | 1.1847 | 1.1982
|  |  |  | Real Power |  |  | MW | 0.95081 | 0.89991 | 0.89767 | 0.89667 | 0.89674 | 0.89823 | 0.9001 | 0.90196 | 0.90862 | 0.9168 | 0.92436 | 0.9322 | 0.93883 | 0.94746 | 0.9561 | 0.96611 | 0.97688 | 0.98751 | 0.99788 | 1.0085 | 1.0193 | 1.0304 | 1.0416 | 1.0531 | 1.0649 | 1.0769 | 1.0891
|  |  |  | Reactive Power |  |  | MVAr | 0 |  | 0.4116 | 0.41114 | 0.41118 | 0.41186 | 0.41271 | 0.41357 | 0.41662 | 0.42037 | 0.42384 | 0.42744 | 0.43047 | 0.43443 | 0.43839 | 0.44298 | 0.44792 | 0.45279 | 0.45755 | 0.46241 | 0.46737 | 0.47244 | 0.47761 | 0.48289 | 0.48828 | 0.49378 | 0.49939
|  |  |  | Capacitors In Service |  |  | MVAr | 0 |  | 0 | 0 | 0 | 0 | 0 | 0 | 0 | 0 | 0 | 0 | 0 | 0 | 0 | 0 | 0 | 0 | 0 | 0 | 0 | 0 | 0 | 0 | 0 | 0 | 0
|  |  |  | PF |  |  |  | 0.909 |  | 0.909 | 0.909 | 0.909 | 0.909 | 0.909 | 0.909 | 0.909 | 0.909 | 0.909 | 0.909 | 0.909 | 0.909 | 0.909 | 0.909 | 0.909 | 0.909 | 0.909 | 0.909 | 0.909 | 0.909 | 0.909 | 0.909 | 0.909 | 0.909 | 0.909
0.56112 | Diversity Factor: 0.56 | Uncompensated |  | Reactive Power |  |  | MVAr | 0 | 0.41263 | 0.4116 | 0.41114 | 0.41118 | 0.41186 | 0.41271 | 0.41357 | 0.41662 | 0.42037 | 0.42384 | 0.42744 | 0.43047 | 0.43443 | 0.43839 | 0.44298 | 0.44792 | 0.45279 | 0.45755 | 0.46241 | 0.46737 | 0.47244 | 0.47761 | 0.48289 | 0.48828 | 0.49378 | 0.49939
|  |  |  | PF |  |  |  | 0.909 |  | 0.909 | 0.909 | 0.909 | 0.909 | 0.909 | 0.909 | 0.909 | 0.909 | 0.909 | 0.909 | 0.909 | 0.909 | 0.909 | 0.909 | 0.909 | 0.909 | 0.909 | 0.909 | 0.909 | 0.909 | 0.909 | 0.909 | 0.909 | 0.909 | 0.909
[10 empty] | 1 | 2 | 3 | 4 | 5 | 6 | 7 | 8 | 9 | 10 | 11 | 12 | 13 | 14 | 15 | 16 | 17 | 18 | 19 | 20 | 21 | 22 | 23 | 24 | 25
Transformer Load Detail
[7 empty] | Units | 2013 |  | 2014 | 2015 | 2016 | 2017 | 2018 | 2019 | 2020 | 2021 | 2022 | 2023 | 2024 | 2025 | 2026 | 2027 | 2028 | 2029 | 2030 | 2031 | 2032 | 2033 | 2034 | 2035 | 2036 | 2037 | 2038
| 0 | Compensated |  | Load (LV side) |  |  | Amps
|  |  |  | Apparent Power |  |  | MVA
|  |  |  | Real Power |  |  | MW
|  |  |  | Reactive Power |  |  | MVAr
|  |  |  | Capacitors In Service |  |  | MVAr
PF
| Zone Div: | Uncompensated |  | Reactive Power |  |  | MVAr
PF
| 0 | Compensated |  | Load (LV side) |  |  | Amps
|  |  |  | Apparent Power |  |  | MVA
|  |  |  | Real Power |  |  | MW
|  |  |  | Reactive Power |  |  | MVAr
|  |  |  | Capacitors In Service |  |  | MVAr
PF
| Zone Div: | Uncompensated |  | Reactive Power |  |  | MVAr
PF
| 0 | Compensated |  | Load (LV side) |  |  | Amps
|  |  |  | Apparent Power |  |  | MVA
|  |  |  | Real Power |  |  | MW
|  |  |  | Reactive Power |  |  | MVAr
|  |  |  | Capacitors In Service |  |  | MVAr
PF
| Zone Div: | Uncompensated |  | Reactive Power |  |  | MVAr
PF
| 0 | Compensated |  | Load (LV side) |  |  | Amps
|  |  |  | Apparent Power |  |  | MVA
|  |  |  | Real Power |  |  | MW
|  |  |  | Reactive Power |  |  | MVAr
|  |  |  | Capacitors In Service |  |  | MVAr
PF
| Zone Div: | Uncompensated |  | Reactive Power |  |  | MVAr
PF
| 0 | Compensated |  | Load (LV side) |  |  | Amps
|  |  |  | Apparent Power |  |  | MVA
|  |  |  | Real Power |  |  | MW
|  |  |  | Reactive Power |  |  | MVAr
|  |  |  | Capacitors In Service |  |  | MVAr
PF
| Zone Div: | Uncompensated |  | Reactive Power |  |  | MVAr
PF
| 0 | Compensated |  | Load (LV side) |  |  | Amps
|  |  |  | Apparent Power |  |  | MVA
|  |  |  | Real Power |  |  | MW
|  |  |  | Reactive Power |  |  | MVAr
|  |  |  | Capacitors In Service |  |  | MVAr
PF
| Zone Div: | Uncompensated |  | Reactive Power |  |  | MVAr
PF
| 0 | Compensated |  | Load (LV side) |  |  | Amps
|  |  |  | Apparent Power |  |  | MVA
|  |  |  | Real Power |  |  | MW
|  |  |  | Reactive Power |  |  | MVAr
|  |  |  | Capacitors In Service |  |  | MVAr
PF
| Zone Div: | Uncompensated |  | Reactive Power |  |  | MVAr
PF
| 0 | Compensated |  | Load (LV side) |  |  | Amps
|  |  |  | Apparent Power |  |  | MVA
|  |  |  | Real Power |  |  | MW
|  |  |  | Reactive Power |  |  | MVAr
|  |  |  | Capacitors In Service |  |  | MVAr
PF
| Zone Div: | Uncompensated |  | Reactive Power |  |  | MVAr
PF
| 0 | Compensated |  | Load (LV side) |  |  | Amps
|  |  |  | Apparent Power |  |  | MVA
|  |  |  | Real Power |  |  | MW
|  |  |  | Reactive Power |  |  | MVAr
|  |  |  | Capacitors In Service |  |  | MVAr
PF
| Zone Div: | Uncompensated |  | Reactive Power |  |  | MVAr
PF
| 0 | Compensated |  | Load (LV side) |  |  | Amps
|  |  |  | Apparent Power |  |  | MVA
|  |  |  | Real Power |  |  | MW
|  |  |  | Reactive Power |  |  | MVAr
|  |  |  | Capacitors In Service |  |  | MVAr
PF
| Zone Div: | Uncompensated |  | Reactive Power |  |  | MVAr
PF

## Scone 33_11kV
| Scone 33_11kV | [16 empty] | 2014 | WINTER
[6 empty] | Zone decommissioned |  | 2010-02-25
| Substation Total Loads | [33 empty] | Spots & Transfers Detail
| Historical Loads | (11kV MVA) | [7 empty] | Weather Corrected Forecast Loads |  |  |  | (11kV MVA) | [20 empty] | Spots & Transfers Summary | (11kV MVA) |  | Historical Spots & Transfers | [6 empty] | Forecast Spots & Transfers
|  | 2007 | 2008 | 2009 | 2010 | 2011 | 2012 | 2013 |  | 2014 | 2015 | 2016 | 2017 | 2018 | 2019 | 2020 | 2021 | 2022 | 2023 | 2024 | 2025 | 2026 | 2027 | 2028 | 2029 | 2030 | 2031 | 2032 | 2033 | 2034 | 2035 | 2036 | 2037 | 2038 |  |  |  | 2007 | 2008 | 2009 | 2010 | 2011 | 2012 | 2013 | 2014 | 2015 | 2016 | 2017 | 2018 | 2019 | 2020 | 2021 | 2022 | 2023 | 2024 | 2025 | 2026 | 2027 | 2028 | 2029 | 2030 | 2031 | 2032 | 2033 | 2034 | 2035 | 2036 | 2037 | 2038
| Total | 13.4 | 13.6 | 12.5 | [5 empty] | 0 | 0 | 0 | 0 | 0 | 0 | 0 | 0 | 0 | 0 | 0 | 0 | 0 | 0 | 0 | 0 | 0 | 0 | 0 | 0 | 0 | 0 | 0 | 0 | 0 |  |  | Total | 0 | 0 | 0.16957 | -13.7941 | 0 | 0 | 0 | 0 | 0 | 0 | 0 | 0 | 0 | 0 | 0 | 0 | 0 | 0 | 0 | 0 | 0 | 0 | 0 | 0 | 0 | 0 | 0 | 0 | 0 | 0 | 0 | 0
| Firm Rating | 15.3 | 15.3 | 15.3 | 0 | 0 | 0 | 0 |  | 0 | 0 | 0 | 0 | 0 | 0 | 0 | 0 | 0 | 0 | 0 | 0 | 0 | 0 | 0 | 0 | 0 | 0 | 0 | 0 | 0 | 0 | 0 | 0 | 0
| Total Capacity | 0 | 0 | 0 | 0 | 0 | 0 | 0 |  | 0 | 0 | 0 | 0 | 0 | 0 | 0 | 0 | 0 | 0 | 0 | 0 | 0 | 0 | 0 | 0 | 0 | 0 | 0 | 0 | 0 | 0 | 0 | 0 | 0 |  |  | Scone 33_11kV Tx1 | 0 | 0 | 0.084784 | -6.897 | 0 | 0 | 0 | 0 | 0 | 0 | 0 | 0 | 0 | 0 | 0 | 0 | 0 | 0 | 0 | 0 | 0 | 0 | 0 | 0 | 0 | 0 | 0 | 0 | 0 | 0 | 0 | 0
|  | -7 | -6 | -5 | -4 | -3 | -2 | -1 |  | 0 | 1 | 2 | 3 | 4 | 5 | 6 | 7 | 8 | 9 | 10 | 11 | 12 | 13 | 14 | 15 | 16 | 17 | 18 | 19 | 20 | 21 | 22 | 23 | 24 |  |  | Scone 33_11kV Tx2 | 0 | 0 | 0.084784 | -6.897 | 0 | 0 | 0 | 0 | 0 | 0 | 0 | 0 | 0 | 0 | 0 | 0 | 0 | 0 | 0 | 0 | 0 | 0 | 0 | 0 | 0 | 0 | 0 | 0 | 0 | 0 | 0 | 0
| Transformer Loads | [36 empty] | 0 | 0 | 0 | 0 | 0 | 0 | 0 | 0 | 0 | 0 | 0 | 0 | 0 | 0 | 0 | 0 | 0 | 0 | 0 | 0 | 0 | 0 | 0 | 0 | 0 | 0 | 0 | 0 | 0 | 0 | 0 | 0
| Historical Loads | (11kV MVA) | [7 empty] | Weather Corrected Forecast Loads |  |  |  | (11kV MVA) | [23 empty] | 0 | 0 | 0 | 0 | 0 | 0 | 0 | 0 | 0 | 0 | 0 | 0 | 0 | 0 | 0 | 0 | 0 | 0 | 0 | 0 | 0 | 0 | 0 | 0 | 0 | 0 | 0 | 0 | 0 | 0 | 0 | 0
|  | 2007 | 2008 | 2009 | 2010 | 2011 | 2012 | 2013 |  | 2014 | 2015 | 2016 | 2017 | 2018 | 2019 | 2020 | 2021 | 2022 | 2023 | 2024 | 2025 | 2026 | 2027 | 2028 | 2029 | 2030 | 2031 | 2032 | 2033 | 2034 | 2035 | 2036 | 2037 | 2038 |  |  |  | 0 | 0 | 0 | 0 | 0 | 0 | 0 | 0 | 0 | 0 | 0 | 0 | 0 | 0 | 0 | 0 | 0 | 0 | 0 | 0 | 0 | 0 | 0 | 0 | 0 | 0 | 0 | 0 | 0 | 0 | 0 | 0
| 0 | [36 empty] | 0 | 0 | 0 | 0 | 0 | 0 | 0 | 0 | 0 | 0 | 0 | 0 | 0 | 0 | 0 | 0 | 0 | 0 | 0 | 0 | 0 | 0 | 0 | 0 | 0 | 0 | 0 | 0 | 0 | 0 | 0 | 0
| Diversity Factor: 0 | [36 empty] | 0 | 0 | 0 | 0 | 0 | 0 | 0 | 0 | 0 | 0 | 0 | 0 | 0 | 0 | 0 | 0 | 0 | 0 | 0 | 0 | 0 | 0 | 0 | 0 | 0 | 0 | 0 | 0 | 0 | 0 | 0 | 0
[38 empty] | 0 | 0 | 0 | 0 | 0 | 0 | 0 | 0 | 0 | 0 | 0 | 0 | 0 | 0 | 0 | 0 | 0 | 0 | 0 | 0 | 0 | 0 | 0 | 0 | 0 | 0 | 0 | 0 | 0 | 0 | 0 | 0
[38 empty] | 0 | 0 | 0 | 0 | 0 | 0 | 0 | 0 | 0 | 0 | 0 | 0 | 0 | 0 | 0 | 0 | 0 | 0 | 0 | 0 | 0 | 0 | 0 | 0 | 0 | 0 | 0 | 0 | 0 | 0 | 0 | 0
| 0 | [36 empty] | 0 | 0 | 0 | 0 | 0 | 0 | 0 | 0 | 0 | 0 | 0 | 0 | 0 | 0 | 0 | 0 | 0 | 0 | 0 | 0 | 0 | 0 | 0 | 0 | 0 | 0 | 0 | 0 | 0 | 0 | 0 | 0
Diversity Factor: 0
[38 empty] | Historical Spots & Transfers | [6 empty] | Forecast Spots & Transfers
[35 empty] | Project Name | From | To | 2007 | 2008 | 2009 | 2010 | 2011 | 2012 | 2013 | 2014 | 2015 | 2016 | 2017 | 2018 | 2019 | 2020 | 2021 | 2022 | 2023 | 2024 | 2025 | 2026 | 2027 | 2028 | 2029 | 2030 | 2031 | 2032 | 2033 | 2034 | 2035 | 2036 | 2037 | 2038
| 0 | [33 empty] | DNP_ID: 2241. Move open point from 75002 to 74724 (from Scone) | Scone 33_11kV Tx1 | Aberdeen 33_11kV Tx1 | 0 | 0 | 0.047631 | 0 | 0 | 0 | 0 | 0 | 0 | 0 | 0 | 0 | 0 | 0 | 0 | 0 | 0 | 0 | 0 | 0 | 0 | 0 | 0 | 0 | 0 | 0 | 0 | 0 | 0 | 0 | 0 | 0
| Diversity Factor: 0 | [33 empty] | DNP_ID: 2241. Move open point from 75002 to 74724 (from Scone) | Scone 33_11kV Tx1 | Aberdeen 33_11kV Tx2 | 0 | 0 | 0.047631 | 0 | 0 | 0 | 0 | 0 | 0 | 0 | 0 | 0 | 0 | 0 | 0 | 0 | 0 | 0 | 0 | 0 | 0 | 0 | 0 | 0 | 0 | 0 | 0 | 0 | 0 | 0 | 0 | 0
[35 empty] | DNP_ID: 2241. Move open point from 75002 to 74724 (from Scone) | Scone 33_11kV Tx2 | Aberdeen 33_11kV Tx1 | 0 | 0 | 0.047631 | 0 | 0 | 0 | 0 | 0 | 0 | 0 | 0 | 0 | 0 | 0 | 0 | 0 | 0 | 0 | 0 | 0 | 0 | 0 | 0 | 0 | 0 | 0 | 0 | 0 | 0 | 0 | 0 | 0
[35 empty] | DNP_ID: 2241. Move open point from 75002 to 74724 (from Scone) | Scone 33_11kV Tx2 | Aberdeen 33_11kV Tx2 | 0 | 0 | 0.047631 | 0 | 0 | 0 | 0 | 0 | 0 | 0 | 0 | 0 | 0 | 0 | 0 | 0 | 0 | 0 | 0 | 0 | 0 | 0 | 0 | 0 | 0 | 0 | 0 | 0 | 0 | 0 | 0 | 0
| 0 | [33 empty] | DNP_ID: 2256. to Scone 66/11kV | Scone 33_11kV Tx1 | Scone 66_11kV Tx1 | 0 | 0 | 0 | 2.7805 | 0 | 0 | 0 | 0 | 0 | 0 | 0 | 0 | 0 | 0 | 0 | 0 | 0 | 0 | 0 | 0 | 0 | 0 | 0 | 0 | 0 | 0 | 0 | 0 | 0 | 0 | 0 | 0
| Diversity Factor: 0 | [33 empty] | DNP_ID: 2256. to Scone 66/11kV | Scone 33_11kV Tx1 | Scone 66_11kV Tx2 | 0 | 0 | 0 | 4.1165 | 0 | 0 | 0 | 0 | 0 | 0 | 0 | 0 | 0 | 0 | 0 | 0 | 0 | 0 | 0 | 0 | 0 | 0 | 0 | 0 | 0 | 0 | 0 | 0 | 0 | 0 | 0 | 0
[35 empty] | DNP_ID: 2256. to Scone 66/11kV | Scone 33_11kV Tx2 | Scone 66_11kV Tx1 | 0 | 0 | 0 | 2.7805 | 0 | 0 | 0 | 0 | 0 | 0 | 0 | 0 | 0 | 0 | 0 | 0 | 0 | 0 | 0 | 0 | 0 | 0 | 0 | 0 | 0 | 0 | 0 | 0 | 0 | 0 | 0 | 0
[35 empty] | DNP_ID: 2256. to Scone 66/11kV | Scone 33_11kV Tx2 | Scone 66_11kV Tx2 | 0 | 0 | 0 | 4.1165 | 0 | 0 | 0 | 0 | 0 | 0 | 0 | 0 | 0 | 0 | 0 | 0 | 0 | 0 | 0 | 0 | 0 | 0 | 0 | 0 | 0 | 0 | 0 | 0 | 0 | 0 | 0 | 0
| 0 | [33 empty] | DNP_ID: 2257. to Scone 66/11kV | Scone 33_11kV Tx1 | Scone 66_11kV Tx1 | 0 | 0 | 0 | 0 | 0 | 0 | 0 | 0 | 0 | 0 | 0 | 0 | 0 | 0 | 0 | 0 | 0 | 0 | 0 | 0 | 0 | 0 | 0 | 0 | 0 | 0 | 0 | 0 | 0 | 0 | 0 | 0
| Diversity Factor: 0 | [33 empty] | DNP_ID: 2257. to Scone 66/11kV | Scone 33_11kV Tx1 | Scone 66_11kV Tx2 | 0 | 0 | 0 | 0 | 0 | 0 | 0 | 0 | 0 | 0 | 0 | 0 | 0 | 0 | 0 | 0 | 0 | 0 | 0 | 0 | 0 | 0 | 0 | 0 | 0 | 0 | 0 | 0 | 0 | 0 | 0 | 0
[35 empty] | DNP_ID: 2257. to Scone 66/11kV | Scone 33_11kV Tx2 | Scone 66_11kV Tx1 | 0 | 0 | 0 | 0 | 0 | 0 | 0 | 0 | 0 | 0 | 0 | 0 | 0 | 0 | 0 | 0 | 0 | 0 | 0 | 0 | 0 | 0 | 0 | 0 | 0 | 0 | 0 | 0 | 0 | 0 | 0 | 0
[35 empty] | DNP_ID: 2257. to Scone 66/11kV | Scone 33_11kV Tx2 | Scone 66_11kV Tx2 | 0 | 0 | 0 | 0 | 0 | 0 | 0 | 0 | 0 | 0 | 0 | 0 | 0 | 0 | 0 | 0 | 0 | 0 | 0 | 0 | 0 | 0 | 0 | 0 | 0 | 0 | 0 | 0 | 0 | 0 | 0 | 0
| 0 | [33 empty] | HVCON_ID: 2000142. xcu012379- Scone Maccas/Service Station- 1MVA kiosk |  | Scone 33_11kV Tx1 | 0 | 0 | 0.18005 | 0 | 0 | 0 | 0 | 0 | 0 | 0 | 0 | 0 | 0 | 0 | 0 | 0 | 0 | 0 | 0 | 0 | 0 | 0 | 0 | 0 | 0 | 0 | 0 | 0 | 0 | 0 | 0 | 0
| Diversity Factor: 0 | [33 empty] | HVCON_ID: 2000142. xcu012379- Scone Maccas/Service Station- 1MVA kiosk |  | Scone 33_11kV Tx2 | 0 | 0 | 0.18005 | 0 | 0 | 0 | 0 | 0 | 0 | 0 | 0 | 0 | 0 | 0 | 0 | 0 | 0 | 0 | 0 | 0 | 0 | 0 | 0 | 0 | 0 | 0 | 0 | 0 | 0 | 0 | 0 | 0
0
Diversity Factor: 0
0
Diversity Factor: 0
0
Diversity Factor: 0
0
Diversity Factor: 0
| Weather Correction and Public Holiday Factors | [8 empty] | Forecast ROG
ROG Justification
| Actual loads for season 2013 have been weather corrected by the following: | [6 empty] | 0% |  | 0
1 | 2 | 3 | 4 | 5 | 6 | 7 | 8 | 9 | 10 | 2014 | 2015 | 2016 | 2017 | 2018 | 2019 | 2020 | 2021 | 2022 | 2023 | 2024 | 2025 | 2026 | 2027 | 2028 | 2029 | 2030 | 2031 | 2032 | 2033 | 2034 | 2035 | 2036 | 2037 | 2038
1 | 1 | 1 | 1 | 1 | 1 | 1 | 1 | 1 | 1 | 0% | 0% | 0% | 0% | 0% | 0% | 0% | 0% | 0% | 0% | 0% | 0% | 0% | 0% | 0% | 0% | 0% | 0% | 0% | 0% | 0% | 0% | 0% | 0% | 0%
Substation Load Detail
[7 empty] | Units | 2013 |  | 2014 | 2015 | 2016 | 2017 | 2018 | 2019 | 2020 | 2021 | 2022 | 2023 | 2024 | 2025 | 2026 | 2027 | 2028 | 2029 | 2030 | 2031 | 2032 | 2033 | 2034 | 2035 | 2036 | 2037 | 2038
1 | Scone 33_11kV | Compensated |  | Load (LV side) |  |  | Amps | 0 |  | 0 | 0 | 0 | 0 | 0 | 0 | 0 | 0 | 0 | 0 | 0 | 0 | 0 | 0 | 0 | 0 | 0 | 0 | 0 | 0 | 0 | 0 | 0 | 0 | 0
|  |  |  | Apparent Power |  |  | MVA | 0 | 0 | 0 | 0 | 0 | 0 | 0 | 0 | 0 | 0 | 0 | 0 | 0 | 0 | 0 | 0 | 0 | 0 | 0 | 0 | 0 | 0 | 0 | 0 | 0 | 0 | 0
|  |  |  | Real Power |  |  | MW | 0 | 0 | 0 | 0 | 0 | 0 | 0 | 0 | 0 | 0 | 0 | 0 | 0 | 0 | 0 | 0 | 0 | 0 | 0 | 0 | 0 | 0 | 0 | 0 | 0 | 0 | 0
|  |  |  | Reactive Power |  |  | MVAr | 0 |  | 0 | 0 | 0 | 0 | 0 | 0 | 0 | 0 | 0 | 0 | 0 | 0 | 0 | 0 | 0 | 0 | 0 | 0 | 0 | 0 | 0 | 0 | 0 | 0 | 0
|  |  |  | Capacitors In Service |  |  | MVAr | 0 |  | 0 | 0 | 0 | 0 | 0 | 0 | 0 | 0 | 0 | 0 | 0 | 0 | 0 | 0 | 0 | 0 | 0 | 0 | 0 | 0 | 0 | 0 | 0 | 0 | 0
|  |  |  | PF |  |  |  | 0 |  | 0 | 0 | 0 | 0 | 0 | 0 | 0 | 0 | 0 | 0 | 0 | 0 | 0 | 0 | 0 | 0 | 0 | 0 | 0 | 0 | 0 | 0 | 0 | 0 | 0
0.99832 | Diversity Factor: 1 | Uncompensated |  | Reactive Power |  |  | MVAr | 0 | 0 | 0 | 0 | 0 | 0 | 0 | 0 | 0 | 0 | 0 | 0 | 0 | 0 | 0 | 0 | 0 | 0 | 0 | 0 | 0 | 0 | 0 | 0 | 0 | 0 | 0
|  |  |  | PF |  |  |  | 0 |  | 0 | 0 | 0 | 0 | 0 | 0 | 0 | 0 | 0 | 0 | 0 | 0 | 0 | 0 | 0 | 0 | 0 | 0 | 0 | 0 | 0 | 0 | 0 | 0 | 0
[10 empty] | 1 | 2 | 3 | 4 | 5 | 6 | 7 | 8 | 9 | 10 | 11 | 12 | 13 | 14 | 15 | 16 | 17 | 18 | 19 | 20 | 21 | 22 | 23 | 24 | 25
Transformer Load Detail
[7 empty] | Units | 2013 |  | 2014 | 2015 | 2016 | 2017 | 2018 | 2019 | 2020 | 2021 | 2022 | 2023 | 2024 | 2025 | 2026 | 2027 | 2028 | 2029 | 2030 | 2031 | 2032 | 2033 | 2034 | 2035 | 2036 | 2037 | 2038
| 0 | Compensated |  | Load (LV side) |  |  | Amps
|  |  |  | Apparent Power |  |  | MVA
|  |  |  | Real Power |  |  | MW
|  |  |  | Reactive Power |  |  | MVAr
|  |  |  | Capacitors In Service |  |  | MVAr
PF
| Zone Div: | Uncompensated |  | Reactive Power |  |  | MVAr
PF
| 0 | Compensated |  | Load (LV side) |  |  | Amps
|  |  |  | Apparent Power |  |  | MVA
|  |  |  | Real Power |  |  | MW
|  |  |  | Reactive Power |  |  | MVAr
|  |  |  | Capacitors In Service |  |  | MVAr
PF
| Zone Div: | Uncompensated |  | Reactive Power |  |  | MVAr
PF
| 0 | Compensated |  | Load (LV side) |  |  | Amps
|  |  |  | Apparent Power |  |  | MVA
|  |  |  | Real Power |  |  | MW
|  |  |  | Reactive Power |  |  | MVAr
|  |  |  | Capacitors In Service |  |  | MVAr
PF
| Zone Div: | Uncompensated |  | Reactive Power |  |  | MVAr
PF
| 0 | Compensated |  | Load (LV side) |  |  | Amps
|  |  |  | Apparent Power |  |  | MVA
|  |  |  | Real Power |  |  | MW
|  |  |  | Reactive Power |  |  | MVAr
|  |  |  | Capacitors In Service |  |  | MVAr
PF
| Zone Div: | Uncompensated |  | Reactive Power |  |  | MVAr
PF
| 0 | Compensated |  | Load (LV side) |  |  | Amps
|  |  |  | Apparent Power |  |  | MVA
|  |  |  | Real Power |  |  | MW
|  |  |  | Reactive Power |  |  | MVAr
|  |  |  | Capacitors In Service |  |  | MVAr
PF
| Zone Div: | Uncompensated |  | Reactive Power |  |  | MVAr
PF
| 0 | Compensated |  | Load (LV side) |  |  | Amps
|  |  |  | Apparent Power |  |  | MVA
|  |  |  | Real Power |  |  | MW
|  |  |  | Reactive Power |  |  | MVAr
|  |  |  | Capacitors In Service |  |  | MVAr
PF
| Zone Div: | Uncompensated |  | Reactive Power |  |  | MVAr
PF
| 0 | Compensated |  | Load (LV side) |  |  | Amps
|  |  |  | Apparent Power |  |  | MVA
|  |  |  | Real Power |  |  | MW
|  |  |  | Reactive Power |  |  | MVAr
|  |  |  | Capacitors In Service |  |  | MVAr
PF
| Zone Div: | Uncompensated |  | Reactive Power |  |  | MVAr
PF
| 0 | Compensated |  | Load (LV side) |  |  | Amps
|  |  |  | Apparent Power |  |  | MVA
|  |  |  | Real Power |  |  | MW
|  |  |  | Reactive Power |  |  | MVAr
|  |  |  | Capacitors In Service |  |  | MVAr
PF
| Zone Div: | Uncompensated |  | Reactive Power |  |  | MVAr
PF
| 0 | Compensated |  | Load (LV side) |  |  | Amps
|  |  |  | Apparent Power |  |  | MVA
|  |  |  | Real Power |  |  | MW
|  |  |  | Reactive Power |  |  | MVAr
|  |  |  | Capacitors In Service |  |  | MVAr
PF
| Zone Div: | Uncompensated |  | Reactive Power |  |  | MVAr
PF
| 0 | Compensated |  | Load (LV side) |  |  | Amps
|  |  |  | Apparent Power |  |  | MVA
|  |  |  | Real Power |  |  | MW
|  |  |  | Reactive Power |  |  | MVAr
|  |  |  | Capacitors In Service |  |  | MVAr
PF
| Zone Div: | Uncompensated |  | Reactive Power |  |  | MVAr
PF

## Scone 66_11kV
| Scone 66_11kV | [16 empty] | 2014 | WINTER
[6 empty] | Zone commissioned |  | 2009-12-04
| Substation Total Loads | [33 empty] | Spots & Transfers Detail
| Historical Loads | (11kV MVA) | [7 empty] | Weather Corrected Forecast Loads |  |  |  | (11kV MVA) | [20 empty] | Spots & Transfers Summary | (11kV MVA) |  | Historical Spots & Transfers | [6 empty] | Forecast Spots & Transfers
|  | 2007 | 2008 | 2009 | 2010 | 2011 | 2012 | 2013 |  | 2014 | 2015 | 2016 | 2017 | 2018 | 2019 | 2020 | 2021 | 2022 | 2023 | 2024 | 2025 | 2026 | 2027 | 2028 | 2029 | 2030 | 2031 | 2032 | 2033 | 2034 | 2035 | 2036 | 2037 | 2038 |  |  |  | 2007 | 2008 | 2009 | 2010 | 2011 | 2012 | 2013 | 2014 | 2015 | 2016 | 2017 | 2018 | 2019 | 2020 | 2021 | 2022 | 2023 | 2024 | 2025 | 2026 | 2027 | 2028 | 2029 | 2030 | 2031 | 2032 | 2033 | 2034 | 2035 | 2036 | 2037 | 2038
| Total |  |  |  | 14.5 | 12.741 | 12.443 | 12.444 |  | 12.2609 | 12.1707 | 12.1383 | 12.1652 | 12.2367 | 12.3066 | 12.4534 | 12.6136 | 12.7655 | 12.924 | 13.0688 | 13.2455 | 13.4242 | 13.6229 | 13.8341 | 14.0443 | 14.216 | 14.4252 | 14.6393 | 14.8583 | 15.0823 | 15.3115 | 15.5459 | 15.7855 | 16.0305 |  |  | Total | 0 | 0 | 0 | 13.7941 | 0 | 0 | 0 | -0.026816 | -0.012678 | 0.020277 | 0.055465 | 0.075182 | 0.073421 | 0.15415 | 0.16803 | 0.15908 | 0.16582 | 0.15123 | 0.18448 | 0.18631 | 0.20683 | 0.21967 | 0.2184 | 0.21681 | 0.22153 | 0.22631 | 0.23116 | 0.23608 | 0.24107 | 0.24613 | 0.25127 | 0.25648
| Firm Rating | 0 | 0 | 0 | 38 | 38 | 38 | 38 |  | 38 | 38 | 38 | 38 | 38 | 38 | 38 | 38 | 38 | 38 | 38 | 38 | 38 | 38 | 38 | 38 | 38 | 38 | 38 | 38 | 38 | 38 | 38 | 38 | 38
| Total Capacity | 0 | 0 | 0 | 66 | 66 | 66 | 66 |  | 66 | 66 | 66 | 66 | 66 | 66 | 66 | 66 | 66 | 66 | 66 | 66 | 66 | 66 | 66 | 66 | 66 | 66 | 66 | 66 | 66 | 66 | 66 | 66 | 66 |  |  | Scone 66_11kV Tx1 | 0 | 0 | 0 | 5.5611 | 0 | 0 | 0 | -0.010811 | -0.0051112 | 0.0081745 | 0.022361 | 0.030309 | 0.0296 | 0.062145 | 0.067741 | 0.064134 | 0.066851 | 0.06097 | 0.074374 | 0.075113 | 0.083382 | 0.08856 | 0.088048 | 0.087408 | 0.089308 | 0.091235 | 0.093191 | 0.095174 | 0.097187 | 0.099228 | 0.1013 | 0.1034
|  | -7 | -6 | -5 | -4 | -3 | -2 | -1 |  | 0 | 1 | 2 | 3 | 4 | 5 | 6 | 7 | 8 | 9 | 10 | 11 | 12 | 13 | 14 | 15 | 16 | 17 | 18 | 19 | 20 | 21 | 22 | 23 | 24 |  |  | Scone 66_11kV Tx2 | 0 | 0 | 0 | 8.233 | 0 | 0 | 0 | -0.016005 | -0.007567 | 0.012102 | 0.033104 | 0.044872 | 0.043821 | 0.092004 | 0.10029 | 0.094949 | 0.098971 | 0.090264 | 0.11011 | 0.1112 | 0.12344 | 0.13111 | 0.13035 | 0.12941 | 0.13222 | 0.13507 | 0.13797 | 0.1409 | 0.14388 | 0.1469 | 0.14997 | 0.15308
| Transformer Loads | [36 empty] | 0 | 0 | 0 | 0 | 0 | 0 | 0 | 0 | 0 | 0 | 0 | 0 | 0 | 0 | 0 | 0 | 0 | 0 | 0 | 0 | 0 | 0 | 0 | 0 | 0 | 0 | 0 | 0 | 0 | 0 | 0 | 0
| Historical Loads | (11kV MVA) | [7 empty] | 0: Weather Corrected Forecast Loads; 4: (11kV MVA) |  |  |  | 0 | 0 | 0 | 0 | 0 | 0 | 0 | 0 | 0 | 0 | 0 | 0 | 0 | 0 | 0 | 0 | 0 | 0 | 0 | 0 | 0 | 0 | 0 | 0 | 0 | 0 | 0 | 0 | 0 | 0 | 0 | 0
|  | 2007 | 2008 | 2009 | 2010 | 2011 | 2012 | 2013 |  | 2014 | 2015 | 2016 | 2017 | 2018 | 2019 | 2020 | 2021 | 2022 | 2023 | 2024 | 2025 | 2026 | 2027 | 2028 | 2029 | 2030 | 2031 | 2032 | 2033 | 2034 | 2035 | 2036 | 2037 | 2038 |  |  |  | 0 | 0 | 0 | 0 | 0 | 0 | 0 | 0 | 0 | 0 | 0 | 0 | 0 | 0 | 0 | 0 | 0 | 0 | 0 | 0 | 0 | 0 | 0 | 0 | 0 | 0 | 0 | 0 | 0 | 0 | 0 | 0
| 0 | [36 empty] | 0 | 0 | 0 | 0 | 0 | 0 | 0 | 0 | 0 | 0 | 0 | 0 | 0 | 0 | 0 | 0 | 0 | 0 | 0 | 0 | 0 | 0 | 0 | 0 | 0 | 0 | 0 | 0 | 0 | 0 | 0 | 0
| Diversity Factor: 0 | [36 empty] | 0 | 0 | 0 | 0 | 0 | 0 | 0 | 0 | 0 | 0 | 0 | 0 | 0 | 0 | 0 | 0 | 0 | 0 | 0 | 0 | 0 | 0 | 0 | 0 | 0 | 0 | 0 | 0 | 0 | 0 | 0 | 0
[38 empty] | 0 | 0 | 0 | 0 | 0 | 0 | 0 | 0 | 0 | 0 | 0 | 0 | 0 | 0 | 0 | 0 | 0 | 0 | 0 | 0 | 0 | 0 | 0 | 0 | 0 | 0 | 0 | 0 | 0 | 0 | 0 | 0
[38 empty] | 0 | 0 | 0 | 0 | 0 | 0 | 0 | 0 | 0 | 0 | 0 | 0 | 0 | 0 | 0 | 0 | 0 | 0 | 0 | 0 | 0 | 0 | 0 | 0 | 0 | 0 | 0 | 0 | 0 | 0 | 0 | 0
| 0 | [36 empty] | 0 | 0 | 0 | 0 | 0 | 0 | 0 | 0 | 0 | 0 | 0 | 0 | 0 | 0 | 0 | 0 | 0 | 0 | 0 | 0 | 0 | 0 | 0 | 0 | 0 | 0 | 0 | 0 | 0 | 0 | 0 | 0
Diversity Factor: 0
[38 empty] | Historical Spots & Transfers | [6 empty] | Forecast Spots & Transfers
[35 empty] | Project Name | From | To | 2007 | 2008 | 2009 | 2010 | 2011 | 2012 | 2013 | 2014 | 2015 | 2016 | 2017 | 2018 | 2019 | 2020 | 2021 | 2022 | 2023 | 2024 | 2025 | 2026 | 2027 | 2028 | 2029 | 2030 | 2031 | 2032 | 2033 | 2034 | 2035 | 2036 | 2037 | 2038
| 0 | [33 empty] | Broad based demand management |  | Scone 66_11kV Tx1 | 0 | 0 | 0 | 0 | 0 | 0 | 0 | 0 | 0 | 0 | 0 | 0 | 0 | 0 | 0 | 0 | 0 | 0 | 0 | 0 | 0 | 0 | 0 | 0 | 0 | 0 | 0 | 0 | 0 | 0 | 0 | 0
| Diversity Factor: 0 | [33 empty] | Broad based demand management |  | Scone 66_11kV Tx2 | 0 | 0 | 0 | 0 | 0 | 0 | 0 | 0 | 0 | 0 | 0 | 0 | 0 | 0 | 0 | 0 | 0 | 0 | 0 | 0 | 0 | 0 | 0 | 0 | 0 | 0 | 0 | 0 | 0 | 0 | 0 | 0
[35 empty] | DNP_ID: 2256. to Scone 66/11kV | Scone 33_11kV Tx1 | Scone 66_11kV Tx1 | 0 | 0 | 0 | 2.7805 | 0 | 0 | 0 | 0 | 0 | 0 | 0 | 0 | 0 | 0 | 0 | 0 | 0 | 0 | 0 | 0 | 0 | 0 | 0 | 0 | 0 | 0 | 0 | 0 | 0 | 0 | 0 | 0
[35 empty] | DNP_ID: 2256. to Scone 66/11kV | Scone 33_11kV Tx1 | Scone 66_11kV Tx2 | 0 | 0 | 0 | 4.1165 | 0 | 0 | 0 | 0 | 0 | 0 | 0 | 0 | 0 | 0 | 0 | 0 | 0 | 0 | 0 | 0 | 0 | 0 | 0 | 0 | 0 | 0 | 0 | 0 | 0 | 0 | 0 | 0
| 0 | [33 empty] | DNP_ID: 2256. to Scone 66/11kV | Scone 33_11kV Tx2 | Scone 66_11kV Tx1 | 0 | 0 | 0 | 2.7805 | 0 | 0 | 0 | 0 | 0 | 0 | 0 | 0 | 0 | 0 | 0 | 0 | 0 | 0 | 0 | 0 | 0 | 0 | 0 | 0 | 0 | 0 | 0 | 0 | 0 | 0 | 0 | 0
| Diversity Factor: 0 | [33 empty] | DNP_ID: 2256. to Scone 66/11kV | Scone 33_11kV Tx2 | Scone 66_11kV Tx2 | 0 | 0 | 0 | 4.1165 | 0 | 0 | 0 | 0 | 0 | 0 | 0 | 0 | 0 | 0 | 0 | 0 | 0 | 0 | 0 | 0 | 0 | 0 | 0 | 0 | 0 | 0 | 0 | 0 | 0 | 0 | 0 | 0
[35 empty] | DNP_ID: 2257. to Scone 66/11kV | Scone 33_11kV Tx1 | Scone 66_11kV Tx1 | 0 | 0 | 0 | 0 | 0 | 0 | 0 | 0 | 0 | 0 | 0 | 0 | 0 | 0 | 0 | 0 | 0 | 0 | 0 | 0 | 0 | 0 | 0 | 0 | 0 | 0 | 0 | 0 | 0 | 0 | 0 | 0
[35 empty] | DNP_ID: 2257. to Scone 66/11kV | Scone 33_11kV Tx1 | Scone 66_11kV Tx2 | 0 | 0 | 0 | 0 | 0 | 0 | 0 | 0 | 0 | 0 | 0 | 0 | 0 | 0 | 0 | 0 | 0 | 0 | 0 | 0 | 0 | 0 | 0 | 0 | 0 | 0 | 0 | 0 | 0 | 0 | 0 | 0
| 0 | [33 empty] | DNP_ID: 2257. to Scone 66/11kV | Scone 33_11kV Tx2 | Scone 66_11kV Tx1 | 0 | 0 | 0 | 0 | 0 | 0 | 0 | 0 | 0 | 0 | 0 | 0 | 0 | 0 | 0 | 0 | 0 | 0 | 0 | 0 | 0 | 0 | 0 | 0 | 0 | 0 | 0 | 0 | 0 | 0 | 0 | 0
| Diversity Factor: 0 | [33 empty] | DNP_ID: 2257. to Scone 66/11kV | Scone 33_11kV Tx2 | Scone 66_11kV Tx2 | 0 | 0 | 0 | 0 | 0 | 0 | 0 | 0 | 0 | 0 | 0 | 0 | 0 | 0 | 0 | 0 | 0 | 0 | 0 | 0 | 0 | 0 | 0 | 0 | 0 | 0 | 0 | 0 | 0 | 0 | 0 | 0
[35 empty] | HVCON_ID: 2013030. 1900031987 - Primo Small Goods Scone Feasibility Study |  | Scone 66_11kV Tx1 | 0 | 0 | 0 | 0 | 0 | 0 | 0 | 0 | 0 | 0 | 0 | 0 | 0 | 0 | 0 | 0 | 0 | 0 | 0 | 0 | 0 | 0 | 0 | 0 | 0 | 0 | 0 | 0 | 0 | 0 | 0 | 0
[35 empty] | Econometric |  | Scone 66_11kV Tx1 | 0 | 0 | 0 | 0 | 0 | 0 | 0 | 0 | 0 | 0.037803 | 0.069268 | 0.10302 | 0.10635 | 0.1082 | 0.10141 | 0.10307 | 0.10477 | 0.10648 | 0.10823 | 0.11 | 0.11179 | 0.11361 | 0.11545 | 0.11733 | 0.11923 | 0.12115 | 0.12311 | 0.12509 | 0.12711 | 0.12915 | 0.13122 | 0.13332
| 0 | [33 empty] | Econometric |  | Scone 66_11kV Tx2 | 0 | 0 | 0 | 0 | 0 | 0 | 0 | 0 | 0 | 0.055967 | 0.10255 | 0.15252 | 0.15745 | 0.16019 | 0.15013 | 0.1526 | 0.15511 | 0.15765 | 0.16023 | 0.16284 | 0.1655 | 0.16819 | 0.17093 | 0.1737 | 0.17651 | 0.17937 | 0.18226 | 0.1852 | 0.18818 | 0.1912 | 0.19427 | 0.19738
| Diversity Factor: 0 | [33 empty] | Energy Efficiency |  | Scone 66_11kV Tx1 | 0 | 0 | 0 | 0 | 0 | 0 | 0 | -0.010811 | -0.0051112 | -0.029629 | -0.046907 | -0.07271 | -0.076754 | -0.046058 | -0.033665 | -0.03894 | -0.037916 | -0.045515 | -0.033853 | -0.034883 | -0.028407 | -0.025048 | -0.027406 | -0.029919 | -0.029919 | -0.029919 | -0.029919 | -0.029919 | -0.029919 | -0.029919 | -0.029919 | -0.029919
[35 empty] | Energy Efficiency |  | Scone 66_11kV Tx2 | 0 | 0 | 0 | 0 | 0 | 0 | 0 | -0.016005 | -0.007567 | -0.043864 | -0.069445 | -0.10765 | -0.11363 | -0.068187 | -0.04984 | -0.05765 | -0.056134 | -0.067384 | -0.050119 | -0.051643 | -0.042056 | -0.037083 | -0.040574 | -0.044295 | -0.044295 | -0.044295 | -0.044295 | -0.044295 | -0.044295 | -0.044295 | -0.044295 | -0.044295
[35 empty] | Solar PV |  | Scone 66_11kV Tx1 | 0 | 0 | 0 | 0 | 0 | 0 | 0 | 0 | 0 | 0 | 0 | 0 | 0 | 0 | 0 | 0 | 0 | 0 | 0 | 0 | 0 | 0 | 0 | 0 | 0 | 0 | 0 | 0 | 0 | 0 | 0 | 0
| 0 | [33 empty] | Solar PV |  | Scone 66_11kV Tx2 | 0 | 0 | 0 | 0 | 0 | 0 | 0 | 0 | 0 | 0 | 0 | 0 | 0 | 0 | 0 | 0 | 0 | 0 | 0 | 0 | 0 | 0 | 0 | 0 | 0 | 0 | 0 | 0 | 0 | 0 | 0 | 0
Diversity Factor: 0
0
Diversity Factor: 0
0
Diversity Factor: 0
0
Diversity Factor: 0
| Weather Correction and Public Holiday Factors | [8 empty] | Forecast ROG
ROG Justification
| Actual loads for season 2013 have been weather corrected by the following: | [6 empty] | 1.309% |  | 7 year ROG ok | [59 empty] | 7 year ROG ok
1 | 2 | 3 | 4 | 5 | 6 | 7 | 8 | 9 | 10 | 2014 | 2015 | 2016 | 2017 | 2018 | 2019 | 2020 | 2021 | 2022 | 2023 | 2024 | 2025 | 2026 | 2027 | 2028 | 2029 | 2030 | 2031 | 2032 | 2033 | 2034 | 2035 | 2036 | 2037 | 2038
0.99368 | 0.9874 | 0.98324 | 0.98118 | 0.98118 | 0.98118 | 0.98118 | 0.98118 | 0.98118 | 0.98118 | -0.632% | -0.632% | -0.421% | -0.21% | 0% | 0% | 0% | 0% | 0% | 0% | 0% | 0% | 0% | 0% | 0% | 0% | 0% | 0% | 0% | 0% | 0% | 0% | 0% | 0% | 0%
Substation Load Detail
[7 empty] | Units | 2013 |  | 2014 | 2015 | 2016 | 2017 | 2018 | 2019 | 2020 | 2021 | 2022 | 2023 | 2024 | 2025 | 2026 | 2027 | 2028 | 2029 | 2030 | 2031 | 2032 | 2033 | 2034 | 2035 | 2036 | 2037 | 2038
1 | Scone 66_11kV | Compensated |  | Load (LV side) |  |  | Amps | 0 |  | 643.5312 | 638.7955 | 637.0935 | 638.5077 | 642.2606 | 645.9277 | 653.634 | 662.0447 | 670.0172 | 678.3371 | 685.9334 | 695.21 | 704.5898 | 715.0148 | 726.1011 | 737.1368 | 746.1463 | 757.1255 | 768.3613 | 779.8576 | 791.6182 | 803.6471 | 815.948 | 828.5251 | 841.3823
|  |  |  | Apparent Power |  |  | MVA | 12.444 | 12.6068 | 12.2609 | 12.1707 | 12.1383 | 12.1652 | 12.2367 | 12.3066 | 12.4534 | 12.6136 | 12.7655 | 12.924 | 13.0688 | 13.2455 | 13.4242 | 13.6229 | 13.8341 | 14.0443 | 14.216 | 14.4252 | 14.6393 | 14.8583 | 15.0823 | 15.3115 | 15.5459 | 15.7855 | 16.0305
|  |  |  | Real Power |  |  | MW | 12.2 | 12.3597 | 12.2563 | 12.1668 | 12.1347 | 12.1614 | 12.2323 | 12.3015 | 12.4468 | 12.6052 | 12.7552 | 12.9115 | 13.0541 | 13.228 | 13.4036 | 13.5986 | 13.8057 | 14.0116 | 14.216 | 14.4248 | 14.6381 | 14.856 | 15.0786 | 15.3058 | 15.5379 | 15.7747 | 16.0165
|  |  |  | Reactive Power |  |  | MVAr | 0 |  | 0.33762 | 0.30597 | 0.29459 | 0.30405 | 0.32913 | 0.35363 | 0.40505 | 0.46111 | 0.51419 | 0.56951 | 0.61997 | 0.68152 | 0.74368 | 0.81268 | 0.88597 | 0.95884 | 0.031175 | 0.10508 | 0.18059 | 0.25771 | 0.33647 | 0.4169 | 0.49902 | 0.58285 | 0.66842
|  |  |  | Capacitors In Service |  |  | MVAr | 1.89 |  | 4 | 4 | 4 | 4 | 4 | 4 | 4 | 4 | 4 | 4 | 4 | 4 | 4 | 4 | 4 | 4 | 5 | 5 | 5 | 5 | 5 | 5 | 5 | 5 | 5
|  |  |  | PF |  |  |  | 0.98039 |  | 0.99962 | 0.99968 | 0.9997 | 0.99969 | 0.99964 | 0.99959 | 0.99947 | 0.99933 | 0.99919 | 0.99903 | 0.99887 | 0.99867 | 0.99846 | 0.99822 | 0.99795 | 0.99767 | 1 | 0.99997 | 0.99992 | 0.99985 | 0.99975 | 0.99963 | 0.99948 | 0.99932 | 0.99913
0.8894 | Diversity Factor: 0.89 | Uncompensated |  | Reactive Power |  |  | MVAr | 0 | 4.3743 | 4.3376 | 4.306 | 4.2946 | 4.304 | 4.3291 | 4.3536 | 4.4051 | 4.4611 | 4.5142 | 4.5695 | 4.62 | 4.6815 | 4.7437 | 4.8127 | 4.886 | 4.9588 | 5.0312 | 5.1051 | 5.1806 | 5.2577 | 5.3365 | 5.4169 | 5.499 | 5.5828 | 5.6684
|  |  |  | PF |  |  |  | 0.94211 |  | 0.9427 | 0.9427 | 0.9427 | 0.9427 | 0.9427 | 0.9427 | 0.9427 | 0.9427 | 0.9427 | 0.9427 | 0.9427 | 0.9427 | 0.9427 | 0.9427 | 0.9427 | 0.9427 | 0.9427 | 0.9427 | 0.9427 | 0.9427 | 0.9427 | 0.9427 | 0.9427 | 0.9427 | 0.9427
[10 empty] | 1 | 2 | 3 | 4 | 5 | 6 | 7 | 8 | 9 | 10 | 11 | 12 | 13 | 14 | 15 | 16 | 17 | 18 | 19 | 20 | 21 | 22 | 23 | 24 | 25
Transformer Load Detail
[7 empty] | Units | 2013 |  | 2014 | 2015 | 2016 | 2017 | 2018 | 2019 | 2020 | 2021 | 2022 | 2023 | 2024 | 2025 | 2026 | 2027 | 2028 | 2029 | 2030 | 2031 | 2032 | 2033 | 2034 | 2035 | 2036 | 2037 | 2038
| 0 | Compensated |  | Load (LV side) |  |  | Amps
|  |  |  | Apparent Power |  |  | MVA
|  |  |  | Real Power |  |  | MW
|  |  |  | Reactive Power |  |  | MVAr
|  |  |  | Capacitors In Service |  |  | MVAr
PF
| Zone Div: | Uncompensated |  | Reactive Power |  |  | MVAr
PF
| 0 | Compensated |  | Load (LV side) |  |  | Amps
|  |  |  | Apparent Power |  |  | MVA
|  |  |  | Real Power |  |  | MW
|  |  |  | Reactive Power |  |  | MVAr
|  |  |  | Capacitors In Service |  |  | MVAr
PF
| Zone Div: | Uncompensated |  | Reactive Power |  |  | MVAr
PF
| 0 | Compensated |  | Load (LV side) |  |  | Amps
|  |  |  | Apparent Power |  |  | MVA
|  |  |  | Real Power |  |  | MW
|  |  |  | Reactive Power |  |  | MVAr
|  |  |  | Capacitors In Service |  |  | MVAr
PF
| Zone Div: | Uncompensated |  | Reactive Power |  |  | MVAr
PF
| 0 | Compensated |  | Load (LV side) |  |  | Amps
|  |  |  | Apparent Power |  |  | MVA
|  |  |  | Real Power |  |  | MW
|  |  |  | Reactive Power |  |  | MVAr
|  |  |  | Capacitors In Service |  |  | MVAr
PF
| Zone Div: | Uncompensated |  | Reactive Power |  |  | MVAr
PF
| 0 | Compensated |  | Load (LV side) |  |  | Amps
|  |  |  | Apparent Power |  |  | MVA
|  |  |  | Real Power |  |  | MW
|  |  |  | Reactive Power |  |  | MVAr
|  |  |  | Capacitors In Service |  |  | MVAr
PF
| Zone Div: | Uncompensated |  | Reactive Power |  |  | MVAr
PF
| 0 | Compensated |  | Load (LV side) |  |  | Amps
|  |  |  | Apparent Power |  |  | MVA
|  |  |  | Real Power |  |  | MW
|  |  |  | Reactive Power |  |  | MVAr
|  |  |  | Capacitors In Service |  |  | MVAr
PF
| Zone Div: | Uncompensated |  | Reactive Power |  |  | MVAr
PF
| 0 | Compensated |  | Load (LV side) |  |  | Amps
|  |  |  | Apparent Power |  |  | MVA
|  |  |  | Real Power |  |  | MW
|  |  |  | Reactive Power |  |  | MVAr
|  |  |  | Capacitors In Service |  |  | MVAr
PF
| Zone Div: | Uncompensated |  | Reactive Power |  |  | MVAr
PF
| 0 | Compensated |  | Load (LV side) |  |  | Amps
|  |  |  | Apparent Power |  |  | MVA
|  |  |  | Real Power |  |  | MW
|  |  |  | Reactive Power |  |  | MVAr
|  |  |  | Capacitors In Service |  |  | MVAr
PF
| Zone Div: | Uncompensated |  | Reactive Power |  |  | MVAr
PF
| 0 | Compensated |  | Load (LV side) |  |  | Amps
|  |  |  | Apparent Power |  |  | MVA
|  |  |  | Real Power |  |  | MW
|  |  |  | Reactive Power |  |  | MVAr
|  |  |  | Capacitors In Service |  |  | MVAr
PF
| Zone Div: | Uncompensated |  | Reactive Power |  |  | MVAr
PF
| 0 | Compensated |  | Load (LV side) |  |  | Amps
|  |  |  | Apparent Power |  |  | MVA
|  |  |  | Real Power |  |  | MW
|  |  |  | Reactive Power |  |  | MVAr
|  |  |  | Capacitors In Service |  |  | MVAr
PF
| Zone Div: | Uncompensated |  | Reactive Power |  |  | MVAr
PF