## Inclusions and Exclusions
Sydney Forecast Inclusions and Exclusions
Date Printed |  | 08JUL14:11:21:24
| Description | Value
Season |  | Summer | Summer
Either Summer or Winter
Year |  | 2015 | 2015
Year that the forecast starts
POE |  | 50% | 0.5
10%, 50%, 90%
Spots and Transfers |  | Y | Y
Are Spots and Transfers Included?
BBDM Spots |  | Y | Y
Is BBDM included?
Spots Coefficient |  | 55% | 0.55
Scaling factor applied to spot loads in the future
Aligned ROGs |  | Capped | Capped
Have ROGs been aligned to econometric forecast?
Committed Projects |  | Y | Y
Are Committed Projects Included?
Major Customers Scaling Factor |  | 100% | 1
Scaling factor applied to major customer connections in the future
Future Transfers |  | Y | Y
Are future transfers included?
Future Spots |  | 4 | 4
Future spots are cleared from the following forecast year

## Arncliffe 33_11kV
| Arncliffe 33_11kV | [16 empty] | 2015 | SUMMER
| Substation Total Loads | [33 empty] | Spots & Transfers Detail
| Historical Loads | (11kV Amps) | [7 empty] | Weather Corrected Forecast Loads |  |  |  | (11kV Amps) | [20 empty] | Spots & Transfers Summary | (11kV Amps) |  | Historical Spots & Transfers | [6 empty] | Forecast Spots & Transfers
|  | 07/08 | 08/09 | 09/10 | 10/11 | 11/12 | 12/13 | 13/14 |  | 14/15 | 15/16 | 16/17 | 17/18 | 18/19 | 19/20 | 20/21 | 21/22 | 22/23 | 23/24 | 24/25 | 25/26 | 26/27 | 27/28 | 28/29 | 29/30 | 30/31 | 31/32 | 32/33 | 33/34 | 34/35 | 35/36 | 36/37 | 37/38 | 38/39 |  |  |  | 07/08 | 08/09 | 09/10 | 10/11 | 11/12 | 12/13 | 13/14 | 14/15 | 15/16 | 16/17 | 17/18 | 18/19 | 19/20 | 20/21 | 21/22 | 22/23 | 23/24 | 24/25 | 25/26 | 26/27 | 27/28 | 28/29 | 29/30 | 30/31 | 31/32 | 32/33 | 33/34 | 34/35 | 35/36 | 36/37 | 37/38 | 38/39
| Total | 1226 | 1291 | 1310 | 1147 | 971 | 1128 | 751 |  | 884.9258 | 895.4876 | 870.7689 | 857.6495 | 866.0527 | 873.0008 | 888.1041 | 904.9449 | 919.9533 | 935.6341 | 950.2011 | 967.5772 | 985.1378 | 1004.356 | 1024.646 | 1044.85 | 1064.976 | 1085.515 | 1106.471 | 1127.851 | 1149.661 | 1171.906 | 1194.592 | 1217.727 | 1241.316 |  |  | Total | -15 | 0 | -226 | -0.4645 | 23.3948 | 33.2974 | -209.2021 | 142.3674 | 48.6973 | 1.0085 | -0.61086 | 8.4031 | 6.9481 | 15.1033 | 16.8408 | 15.0083 | 15.6808 | 14.5671 | 17.376 | 17.5606 | 19.2188 | 20.2901 | 20.2035 | 20.1265 | 20.5385 | 20.9563 | 21.3799 | 21.8095 | 22.2451 | 22.6868 | 23.1346 | 23.5887
| Firm Rating | 0 | 0 | 0 | 0 | 0 | 0 | 2050 |  | 2050 | 2050 | 2050 | 2050 | 2050 | 2050 | 2050 | 2050 | 2050 | 2050 | 2050 | 2050 | 2050 | 2050 | 2050 | 2050 | 2050 | 2050 | 2050 | 2050 | 2050 | 2050 | 2050 | 2050 | 2050
| Total Capacity | 0 | 0 | 0 | 0 | 0 | 0 | 3182 |  | 3182 | 3182 | 3182 | 3182 | 3182 | 3182 | 3182 | 3182 | 3182 | 3182 | 3182 | 3182 | 3182 | 3182 | 3182 | 3182 | 3182 | 3182 | 3182 | 3182 | 3182 | 3182 | 3182 | 3182 | 3182 |  |  | Arncliffe 33_11kV Tx1 | 0 | 0 | 70 | -0.18458 | 16.1979 | 33.299 | -103.0803 | 106.6744 | 50.8383 | 0.40073 | -0.24274 | 3.3391 | 2.761 | 6.0016 | 6.692 | 5.9638 | 6.2311 | 5.7885 | 6.9047 | 6.978 | 7.637 | 8.0626 | 8.0282 | 7.9976 | 8.1614 | 8.3274 | 8.4957 | 8.6664 | 8.8395 | 9.015 | 9.193 | 9.3734
|  | -7 | -6 | -5 | -4 | -3 | -2 | -1 |  | 0 | 1 | 2 | 3 | 4 | 5 | 6 | 7 | 8 | 9 | 10 | 11 | 12 | 13 | 14 | 15 | 16 | 17 | 18 | 19 | 20 | 21 | 22 | 23 | 24 |  |  | Arncliffe 33_11kV Tx2 | 0 | 0 | 0 | 0 | 0 | 0 | 0 | 0 | 0 | 0 | 0 | 0 | 0 | 0 | 0 | 0 | 0 | 0 | 0 | 0 | 0 | 0 | 0 | 0 | 0 | 0 | 0 | 0 | 0 | 0 | 0 | 0
| Transformer Loads | [35 empty] | Arncliffe 33_11kV Tx3 | -15 | 0 | -296 | -0.27993 | 7.1968 | -0.0015815 | -106.1218 | 35.693 | -2.141 | 0.60773 | -0.36812 | 5.064 | 4.1872 | 9.1018 | 10.1488 | 9.0445 | 9.4497 | 8.7786 | 10.4713 | 10.5826 | 11.5819 | 12.2274 | 12.1753 | 12.1289 | 12.3772 | 12.6289 | 12.8842 | 13.1431 | 13.4056 | 13.6718 | 13.9417 | 14.2153
| Historical Loads | (11kV Amps) | [7 empty] | Weather Corrected Forecast Loads |  |  |  | (11kV Amps) | [23 empty] | 0 | 0 | 0 | 0 | 0 | 0 | 0 | 0 | 0 | 0 | 0 | 0 | 0 | 0 | 0 | 0 | 0 | 0 | 0 | 0 | 0 | 0 | 0 | 0 | 0 | 0 | 0 | 0 | 0 | 0 | 0 | 0
|  | 07/08 | 08/09 | 09/10 | 10/11 | 11/12 | 12/13 | 13/14 |  | 14/15 | 15/16 | 16/17 | 17/18 | 18/19 | 19/20 | 20/21 | 21/22 | 22/23 | 23/24 | 24/25 | 25/26 | 26/27 | 27/28 | 28/29 | 29/30 | 30/31 | 31/32 | 32/33 | 33/34 | 34/35 | 35/36 | 36/37 | 37/38 | 38/39 |  |  |  | 0 | 0 | 0 | 0 | 0 | 0 | 0 | 0 | 0 | 0 | 0 | 0 | 0 | 0 | 0 | 0 | 0 | 0 | 0 | 0 | 0 | 0 | 0 | 0 | 0 | 0 | 0 | 0 | 0 | 0 | 0 | 0
| 0 | [36 empty] | 0 | 0 | 0 | 0 | 0 | 0 | 0 | 0 | 0 | 0 | 0 | 0 | 0 | 0 | 0 | 0 | 0 | 0 | 0 | 0 | 0 | 0 | 0 | 0 | 0 | 0 | 0 | 0 | 0 | 0 | 0 | 0
| Diversity Factor: 0 | [36 empty] | 0 | 0 | 0 | 0 | 0 | 0 | 0 | 0 | 0 | 0 | 0 | 0 | 0 | 0 | 0 | 0 | 0 | 0 | 0 | 0 | 0 | 0 | 0 | 0 | 0 | 0 | 0 | 0 | 0 | 0 | 0 | 0
[38 empty] | 0 | 0 | 0 | 0 | 0 | 0 | 0 | 0 | 0 | 0 | 0 | 0 | 0 | 0 | 0 | 0 | 0 | 0 | 0 | 0 | 0 | 0 | 0 | 0 | 0 | 0 | 0 | 0 | 0 | 0 | 0 | 0
[38 empty] | 0 | 0 | 0 | 0 | 0 | 0 | 0 | 0 | 0 | 0 | 0 | 0 | 0 | 0 | 0 | 0 | 0 | 0 | 0 | 0 | 0 | 0 | 0 | 0 | 0 | 0 | 0 | 0 | 0 | 0 | 0 | 0
| 0 | [36 empty] | 0 | 0 | 0 | 0 | 0 | 0 | 0 | 0 | 0 | 0 | 0 | 0 | 0 | 0 | 0 | 0 | 0 | 0 | 0 | 0 | 0 | 0 | 0 | 0 | 0 | 0 | 0 | 0 | 0 | 0 | 0 | 0
Diversity Factor: 0
[38 empty] | Historical Spots & Transfers | [6 empty] | Forecast Spots & Transfers
[35 empty] | Project Name | From | To | 07/08 | 08/09 | 09/10 | 10/11 | 11/12 | 12/13 | 13/14 | 14/15 | 15/16 | 16/17 | 17/18 | 18/19 | 19/20 | 20/21 | 21/22 | 22/23 | 23/24 | 24/25 | 25/26 | 26/27 | 27/28 | 28/29 | 29/30 | 30/31 | 31/32 | 32/33 | 33/34 | 34/35 | 35/36 | 36/37 | 37/38 | 38/39
| 0 | [33 empty] | Broad based demand management |  | Arncliffe 33_11kV Tx1 | 0 | 0 | 0 | 0 | 0 | 0 | 0 | -0.2923 | -0.96721 | -1.2232 | -4.1014 | -1.1525 | 0 | 0 | 0 | 0 | 0 | 0 | 0 | 0 | 0 | 0 | 0 | 0 | 0 | 0 | 0 | 0 | 0 | 0 | 0 | 0
| Diversity Factor: 0 | [33 empty] | Broad based demand management |  | Arncliffe 33_11kV Tx3 | 0 | 0 | 0 | 0 | 0 | 0 | 0 | -0.44329 | -1.4668 | -1.8551 | -6.22 | -1.7478 | 0 | 0 | 0 | 0 | 0 | 0 | 0 | 0 | 0 | 0 | 0 | 0 | 0 | 0 | 0 | 0 | 0 | 0 | 0 | 0
[35 empty] | DNP_ID: 5673. Augmentation of Supply to Airport Tunnel | Arncliffe 33_11kV Tx3 | Rockdale 33_11kV Tx1 | 15 | 0 | 0 | 0 | 0 | 0 | 0 | 0 | 0 | 0 | 0 | 0 | 0 | 0 | 0 | 0 | 0 | 0 | 0 | 0 | 0 | 0 | 0 | 0 | 0 | 0 | 0 | 0 | 0 | 0 | 0 | 0
[35 empty] | DNP_ID: 6472. Load Transfer from S.10990 Arncliffe Zone Substation to S.10999 Kogarah Zone Substation | Arncliffe 33_11kV Tx1 | Kogarah 132_11kV Tx2 | 0 | 0 | 88 | 0 | 0 | 0 | 0 | 0 | 0 | 0 | 0 | 0 | 0 | 0 | 0 | 0 | 0 | 0 | 0 | 0 | 0 | 0 | 0 | 0 | 0 | 0 | 0 | 0 | 0 | 0 | 0 | 0
| 0 | [33 empty] | DNP_ID: 6472. Load Transfer from S.10990 Arncliffe Zone Substation to S.10999 Kogarah Zone Substation | Arncliffe 33_11kV Tx3 | Kogarah 132_11kV Tx1 | 0 | 0 | 64 | 0 | 0 | 0 | 0 | 0 | 0 | 0 | 0 | 0 | 0 | 0 | 0 | 0 | 0 | 0 | 0 | 0 | 0 | 0 | 0 | 0 | 0 | 0 | 0 | 0 | 0 | 0 | 0 | 0
| Diversity Factor: 0 | [33 empty] | DNP_ID: 6472. Load Transfer from S.10990 Arncliffe Zone Substation to S.10999 Kogarah Zone Substation | Arncliffe 33_11kV Tx3 | Kogarah 132_11kV Tx3 | 0 | 0 | 74 | 0 | 0 | 0 | 0 | 0 | 0 | 0 | 0 | 0 | 0 | 0 | 0 | 0 | 0 | 0 | 0 | 0 | 0 | 0 | 0 | 0 | 0 | 0 | 0 | 0 | 0 | 0 | 0 | 0
[35 empty] | DNP_ID: 6479. Interim Open Point Change to Relieve Remedial Panel 1 and 11 feeders at Arncliffe Zone for Winter 2009 | Arncliffe 33_11kV Tx1 | Arncliffe 33_11kV Tx3 | 0 | 0 | 85 | 0 | 0 | 0 | 0 | 0 | 0 | 0 | 0 | 0 | 0 | 0 | 0 | 0 | 0 | 0 | 0 | 0 | 0 | 0 | 0 | 0 | 0 | 0 | 0 | 0 | 0 | 0 | 0 | 0
[35 empty] | DNP_ID: 6479. Interim Open Point Change to Relieve Remedial Panel 1 and 11 feeders at Arncliffe Zone for Winter 2009 | Arncliffe 33_11kV Tx3 | Arncliffe 33_11kV Tx1 | 0 | 0 | 243 | 0 | 0 | 0 | 0 | 0 | 0 | 0 | 0 | 0 | 0 | 0 | 0 | 0 | 0 | 0 | 0 | 0 | 0 | 0 | 0 | 0 | 0 | 0 | 0 | 0 | 0 | 0 | 0 | 0
| 0 | [33 empty] | DNP_ID: 6886. Establishment of Panel 2R Arncliffe Zone Substation and Panel 12 Rockdale Zone Substation to support the Discovery Point Development | Arncliffe 33_11kV Tx1 | Arncliffe 33_11kV Tx3 | 0 | 0 | 0 | 0 | 0 | 0 | 219 | 0 | 0 | 0 | 0 | 0 | 0 | 0 | 0 | 0 | 0 | 0 | 0 | 0 | 0 | 0 | 0 | 0 | 0 | 0 | 0 | 0 | 0 | 0 | 0 | 0
| Diversity Factor: 0 | [33 empty] | DNP_ID: 6886. Establishment of Panel 2R Arncliffe Zone Substation and Panel 12 Rockdale Zone Substation to support the Discovery Point Development | Arncliffe 33_11kV Tx3 | Arncliffe 33_11kV Tx1 | 0 | 0 | 0 | 0 | 0 | 0 | 98 | 0 | 0 | 0 | 0 | 0 | 0 | 0 | 0 | 0 | 0 | 0 | 0 | 0 | 0 | 0 | 0 | 0 | 0 | 0 | 0 | 0 | 0 | 0 | 0 | 0
[35 empty] | DNP_ID: 6886. Establishment of Panel 2R Arncliffe Zone Substation and Panel 12 Rockdale Zone Substation to support the Discovery Point Development | Arncliffe 33_11kV Tx3 | Rockdale 33_11kV Tx3 | 0 | 0 | 0 | 0 | 0 | 0 | 227 | 0 | 0 | 0 | 0 | 0 | 0 | 0 | 0 | 0 | 0 | 0 | 0 | 0 | 0 | 0 | 0 | 0 | 0 | 0 | 0 | 0 | 0 | 0 | 0 | 0
[35 empty] | HVCON_ID: 2009585. Establishment of 2x Kiosks; S.47415 Loftus Hirst No 1; and S.47416 Loftus Hirst No 2, Level 11, 528 Kent Street, Sydney |  | Arncliffe 33_11kV Tx1 | 0 | 0 | 0 | 0 | 16.2 | 0 | 0 | 0 | 0 | 0 | 0 | 0 | 0 | 0 | 0 | 0 | 0 | 0 | 0 | 0 | 0 | 0 | 0 | 0 | 0 | 0 | 0 | 0 | 0 | 0 | 0 | 0
| 0 | [33 empty] | HVCON_ID: 2010265. Establishment of S.48227 Wollongong Allen, 9-11 Wollongong Rd, Arncliffe |  | Arncliffe 33_11kV Tx1 | 0 | 0 | 0 | 0 | 0 | 10.8 | 0 | 0 | 0 | 0 | 0 | 0 | 0 | 0 | 0 | 0 | 0 | 0 | 0 | 0 | 0 | 0 | 0 | 0 | 0 | 0 | 0 | 0 | 0 | 0 | 0 | 0
| Diversity Factor: 0 | [33 empty] | HVCON_ID: 2010347. Establishment of S.10321 Brodie Spark No 1, Brodie Spark Drive Wolli Creek - Discovery Point (formally Intercity) Sites 4 and 5 |  | Arncliffe 33_11kV Tx3 | 0 | 0 | 0 | 0 | 7.2 | 0 | 0 | 0 | 0 | 0 | 0 | 0 | 0 | 0 | 0 | 0 | 0 | 0 | 0 | 0 | 0 | 0 | 0 | 0 | 0 | 0 | 0 | 0 | 0 | 0 | 0 | 0
[35 empty] | HVCON_ID: 2010726. Establishment of S.49222 Arncliffe Lusty No 2, 78-96 Arncliffe Street, Wolli Creek - URGENT Commissioned name of "Arncliffe Brodie Sparke" PKS 14/8/12 |  | Arncliffe 33_11kV Tx1 | 0 | 0 | 0 | 0 | 0 | 22.5 | 0 | 0 | 0 | 0 | 0 | 0 | 0 | 0 | 0 | 0 | 0 | 0 | 0 | 0 | 0 | 0 | 0 | 0 | 0 | 0 | 0 | 0 | 0 | 0 | 0 | 0
[35 empty] | HVCON_ID: 2011013. Establishment of 2x Kiosks - S.49440 Discovery Spark No.2 at Building 1B and S.49439 Discovery Spark No.1 at Building 1C, Brodie Spark Drive, Wolli Creek |  | Arncliffe 33_11kV Tx1 | 0 | 0 | 0 | 0 | 0 | 0 | 0 | 55 | 0 | 0 | 0 | 0 | 0 | 0 | 0 | 0 | 0 | 0 | 0 | 0 | 0 | 0 | 0 | 0 | 0 | 0 | 0 | 0 | 0 | 0 | 0 | 0
| 0 | [33 empty] | HVCON_ID: 2011023. Establishment of S.49465 Brodie Spark No 2, Building 6 Brodie Spark Drive, Arncliffe |  | Arncliffe 33_11kV Tx3 | 0 | 0 | 0 | 0 | 0 | 0 | 0 | 22 | 0 | 0 | 0 | 0 | 0 | 0 | 0 | 0 | 0 | 0 | 0 | 0 | 0 | 0 | 0 | 0 | 0 | 0 | 0 | 0 | 0 | 0 | 0 | 0
| Diversity Factor: 0 | [33 empty] | HVCON_ID: 2011249. Establishment of S.49895 Gertrude Robert, 20-26 Innesdale Rd, Wolli Creek |  | Arncliffe 33_11kV Tx3 | 0 | 0 | 0 | 0 | 0 | 0 | 0 | 15.4 | 0 | 0 | 0 | 0 | 0 | 0 | 0 | 0 | 0 | 0 | 0 | 0 | 0 | 0 | 0 | 0 | 0 | 0 | 0 | 0 | 0 | 0 | 0 | 0
[35 empty] | HVCON_ID: 2011435. Establishment of S.50213 Bonar Hirst No 3, 45 Bonar Street, Arncliffe |  | Arncliffe 33_11kV Tx1 | 0 | 0 | 0 | 0 | 0 | 0 | 18 | 0 | 0 | 0 | 0 | 0 | 0 | 0 | 0 | 0 | 0 | 0 | 0 | 0 | 0 | 0 | 0 | 0 | 0 | 0 | 0 | 0 | 0 | 0 | 0 | 0
[35 empty] | HVCON_ID: 2012164. Est S.62059 Bonar Hirst No.4, 45 Bonar St, Arncliffe |  | Arncliffe 33_11kV Tx1 | 0 | 0 | 0 | 0 | 0 | 0 | 0 | 0 | 11 | 0 | 0 | 0 | 0 | 0 | 0 | 0 | 0 | 0 | 0 | 0 | 0 | 0 | 0 | 0 | 0 | 0 | 0 | 0 | 0 | 0 | 0 | 0
| 0 | [33 empty] | HVCON_ID: 2012351. Establishment of S.62721 Arncliffe Guess, 52-62 Arncliffe St, Wolli Creek |  | Arncliffe 33_11kV Tx1 | 0 | 0 | 0 | 0 | 0 | 0 | 0 | 0 | 22 | 0 | 0 | 0 | 0 | 0 | 0 | 0 | 0 | 0 | 0 | 0 | 0 | 0 | 0 | 0 | 0 | 0 | 0 | 0 | 0 | 0 | 0 | 0
| Diversity Factor: 0 | [33 empty] | HVCON_ID: 2013406. Establishment of Chamber sub S.xxxxx (Name TBA), Building 8 and 9, Chisholm St, Wolli Creek |  | Arncliffe 33_11kV Tx1 | 0 | 0 | 0 | 0 | 0 | 0 | 0 | 19.25 | 0 | 0 | 0 | 0 | 0 | 0 | 0 | 0 | 0 | 0 | 0 | 0 | 0 | 0 | 0 | 0 | 0 | 0 | 0 | 0 | 0 | 0 | 0 | 0
[35 empty] | HVCON_ID: 2013407. Establishment of S.64183 Spark Chisholm, Building 10 Chisholm St, Wolli Creek |  | Arncliffe 33_11kV Tx1 | 0 | 0 | 0 | 0 | 0 | 0 | 0 | 17.05 | 0 | 0 | 0 | 0 | 0 | 0 | 0 | 0 | 0 | 0 | 0 | 0 | 0 | 0 | 0 | 0 | 0 | 0 | 0 | 0 | 0 | 0 | 0 | 0
[35 empty] | HVCON_ID: 2014032. Discovery Point Southern Precinct - Building 3 & 5, Establishment of S.64702 Magdalene Arncliffe, 5 Magdalene Terrace, Wolli Creek |  | Arncliffe 33_11kV Tx1 | 0 | 0 | 0 | 0 | 0 | 0 | 0 | 0 | 19.25 | 0 | 0 | 0 | 0 | 0 | 0 | 0 | 0 | 0 | 0 | 0 | 0 | 0 | 0 | 0 | 0 | 0 | 0 | 0 | 0 | 0 | 0 | 0
| 0 | [33 empty] | HVCON_ID: 2014036. Est customer S.64713 Magdalene Brodie No.2, 1 Magdalene Terrance, Wolli Creek |  | Arncliffe 33_11kV Tx1 | 0 | 0 | 0 | 0 | 0 | 0 | 0 | 16.5 | 0 | 0 | 0 | 0 | 0 | 0 | 0 | 0 | 0 | 0 | 0 | 0 | 0 | 0 | 0 | 0 | 0 | 0 | 0 | 0 | 0 | 0 | 0 | 0
| Diversity Factor: 0 | [33 empty] | Econometric |  | Arncliffe 33_11kV Tx1 | 0 | 0 | 0 | 0 | 0 | 0 | 0 | 0 | 0 | 4.1871 | 7.92 | 10.761 | 9.4222 | 10.099 | 9.8209 | 9.5303 | 9.6767 | 9.8252 | 9.9758 | 10.1285 | 10.2833 | 10.4403 | 10.5995 | 10.761 | 10.9247 | 11.0907 | 11.2591 | 11.4298 | 11.6029 | 11.7784 | 11.9563 | 12.1368
[35 empty] | Econometric |  | Arncliffe 33_11kV Tx3 | 0 | 0 | 0 | 0 | 0 | 0 | 0 | 0 | 0 | 6.35 | 12.0111 | 16.3197 | 14.2893 | 15.3157 | 14.8939 | 14.4532 | 14.6753 | 14.9004 | 15.1288 | 15.3604 | 15.5952 | 15.8333 | 16.0748 | 16.3197 | 16.568 | 16.8197 | 17.075 | 17.3339 | 17.5964 | 17.8626 | 18.1325 | 18.4061
[35 empty] | Energy Efficiency |  | Arncliffe 33_11kV Tx1 | 0 | 0 | 0 | 0 | 0 | 0 | 0 | -0.77441 | -0.37845 | -2.4886 | -3.9795 | -6.1817 | -6.5689 | -4.0008 | -3.0354 | -3.4715 | -3.373 | -3.9497 | -2.9841 | -3.0634 | -2.5593 | -2.2907 | -2.4843 | -2.6764 | -2.6764 | -2.6764 | -2.6764 | -2.6764 | -2.6764 | -2.6764 | -2.6764 | -2.6764
| 0 | [33 empty] | Energy Efficiency |  | Arncliffe 33_11kV Tx3 | 0 | 0 | 0 | 0 | 0 | 0 | 0 | -1.1744 | -0.57394 | -3.7741 | -6.0351 | -9.375 | -9.9622 | -6.0674 | -4.6034 | -5.2647 | -5.1154 | -5.9899 | -4.5255 | -4.6458 | -3.8814 | -3.4739 | -3.7676 | -4.0588 | -4.0588 | -4.0588 | -4.0588 | -4.0588 | -4.0588 | -4.0588 | -4.0588 | -4.0588
| Diversity Factor: 0 | [33 empty] | Solar PV |  | Arncliffe 33_11kV Tx1 | 0 | 0 | 0 | -0.18458 | -0.0020856 | -0.0010428 | -0.080297 | -0.058895 | -0.066059 | -0.074607 | -0.081863 | -0.087614 | -0.0923 | -0.096636 | -0.093449 | -0.094934 | -0.072639 | -0.087008 | -0.087008 | -0.087008 | -0.087008 | -0.087008 | -0.087008 | -0.087008 | -0.087008 | -0.087008 | -0.087008 | -0.087008 | -0.087008 | -0.087008 | -0.087008 | -0.087008
[35 empty] | Solar PV |  | Arncliffe 33_11kV Tx3 | 0 | 0 | 0 | -0.27993 | -0.003163 | -0.0015815 | -0.12178 | -0.089317 | -0.10018 | -0.11315 | -0.12415 | -0.13287 | -0.13998 | -0.14655 | -0.14172 | -0.14397 | -0.11016 | -0.13195 | -0.13195 | -0.13195 | -0.13195 | -0.13195 | -0.13195 | -0.13195 | -0.13195 | -0.13195 | -0.13195 | -0.13195 | -0.13195 | -0.13195 | -0.13195 | -0.13195
| Weather Correction and Public Holiday Factors | [8 empty] | Forecast ROG
ROG Justification
| Actual loads for season 13/14 have been weather corrected by the following: | [6 empty] | 3.821% |  | 7 year ROG ok | [59 empty] | 7 year ROG ok
1 | 2 | 3 | 4 | 5 | 6 | 7 | 8 | 9 | 10 | 14/15 | 15/16 | 16/17 | 17/18 | 18/19 | 19/20 | 20/21 | 21/22 | 22/23 | 23/24 | 24/25 | 25/26 | 26/27 | 27/28 | 28/29 | 29/30 | 30/31 | 31/32 | 32/33 | 33/34 | 34/35 | 35/36 | 36/37 | 37/38 | 38/39
0.95691 | 0.91568 | 0.88938 | 0.87661 | 0.87661 | 0.87661 | 0.87661 | 0.87661 | 0.87661 | 0.87661 | -4.309% | -4.309% | -2.872% | -1.436% | 0% | 0% | 0% | 0% | 0% | 0% | 0% | 0% | 0% | 0% | 0% | 0% | 0% | 0% | 0% | 0% | 0% | 0% | 0% | 0% | 0%
Substation Load Detail
[7 empty] | Units | 13/14 |  | 14/15 | 15/16 | 16/17 | 17/18 | 18/19 | 19/20 | 20/21 | 21/22 | 22/23 | 23/24 | 24/25 | 25/26 | 26/27 | 27/28 | 28/29 | 29/30 | 30/31 | 31/32 | 32/33 | 33/34 | 34/35 | 35/36 | 36/37 | 37/38 | 38/39
1 | Arncliffe 33_11kV | Compensated |  | Load (LV side) |  |  | Amps | 751 | 776 | 884.9258 | 895.4876 | 870.7689 | 857.6495 | 866.0527 | 873.0008 | 888.1041 | 904.9449 | 919.9533 | 935.6341 | 950.2011 | 967.5772 | 985.1378 | 1004.356 | 1024.646 | 1044.85 | 1064.976 | 1085.515 | 1106.471 | 1127.851 | 1149.661 | 1171.906 | 1194.592 | 1217.727 | 1241.316
|  |  |  | Apparent Power |  |  | MVA | 14.3085 |  | 16.8601 | 17.0613 | 16.5904 | 16.3404 | 16.5005 | 16.6329 | 16.9206 | 17.2415 | 17.5275 | 17.8262 | 18.1038 | 18.4348 | 18.7694 | 19.1356 | 19.5221 | 19.9071 | 20.2905 | 20.6818 | 21.0811 | 21.4885 | 21.904 | 22.3278 | 22.76 | 23.2008 | 23.6502
|  |  |  | Real Power |  |  | MW | 12.8931 | 13.3223 | 15.1923 | 15.3736 | 14.9493 | 14.7241 | 14.8683 | 14.9876 | 15.2469 | 15.536 | 15.7937 | 16.0629 | 16.313 | 16.6113 | 16.9128 | 17.2427 | 17.591 | 17.9379 | 18.2834 | 18.636 | 18.9958 | 19.3629 | 19.7373 | 20.1192 | 20.5087 | 20.9058 | 21.3108
|  |  |  | Reactive Power |  |  | MVAr | 6.2049 |  | 7.3114 | 7.3986 | 7.1944 | 7.086 | 7.1554 | 7.2128 | 7.3376 | 7.4768 | 7.6008 | 7.7303 | 7.8507 | 7.9942 | 8.1393 | 8.2981 | 8.4658 | 8.6327 | 8.799 | 8.9687 | 9.1418 | 9.3184 | 9.4986 | 9.6824 | 9.8699 | 10.061 | 10.2559
|  |  |  | Capacitors In Service |  |  | MVAr | 0 |  | 0 | 0 | 0 | 0 | 0 | 0 | 0 | 0 | 0 | 0 | 0 | 0 | 0 | 0 | 0 | 0 | 0 | 0 | 0 | 0 | 0 | 0 | 0 | 0 | 0
|  |  |  | PF |  |  |  | 0.90108 |  | 0.90108 | 0.90108 | 0.90108 | 0.90108 | 0.90108 | 0.90108 | 0.90108 | 0.90108 | 0.90108 | 0.90108 | 0.90108 | 0.90108 | 0.90108 | 0.90108 | 0.90108 | 0.90108 | 0.90108 | 0.90108 | 0.90108 | 0.90108 | 0.90108 | 0.90108 | 0.90108 | 0.90108 | 0.90108
0.97959 | Diversity Factor: 0.98 | Uncompensated |  | Reactive Power |  |  | MVAr | 6.2049 | 6.4114 | 7.3114 | 7.3986 | 7.1944 | 7.086 | 7.1554 | 7.2128 | 7.3376 | 7.4768 | 7.6008 | 7.7303 | 7.8507 | 7.9942 | 8.1393 | 8.2981 | 8.4658 | 8.6327 | 8.799 | 8.9687 | 9.1418 | 9.3184 | 9.4986 | 9.6824 | 9.8699 | 10.061 | 10.2559
|  |  |  | PF |  |  |  | 0.90108 |  | 0.90108 | 0.90108 | 0.90108 | 0.90108 | 0.90108 | 0.90108 | 0.90108 | 0.90108 | 0.90108 | 0.90108 | 0.90108 | 0.90108 | 0.90108 | 0.90108 | 0.90108 | 0.90108 | 0.90108 | 0.90108 | 0.90108 | 0.90108 | 0.90108 | 0.90108 | 0.90108 | 0.90108 | 0.90108
[10 empty] | 1 | 2 | 3 | 4 | 5 | 6 | 7 | 8 | 9 | 10 | 11 | 12 | 13 | 14 | 15 | 16 | 17 | 18 | 19 | 20 | 21 | 22 | 23 | 24 | 25
Transformer Load Detail
[7 empty] | Units | 13/14 |  | 14/15 | 15/16 | 16/17 | 17/18 | 18/19 | 19/20 | 20/21 | 21/22 | 22/23 | 23/24 | 24/25 | 25/26 | 26/27 | 27/28 | 28/29 | 29/30 | 30/31 | 31/32 | 32/33 | 33/34 | 34/35 | 35/36 | 36/37 | 37/38 | 38/39
| 0 | Compensated |  | Load (LV side) |  |  | Amps
|  |  |  | Apparent Power |  |  | MVA
|  |  |  | Real Power |  |  | MW
|  |  |  | Reactive Power |  |  | MVAr
|  |  |  | Capacitors In Service |  |  | MVAr
PF
| Zone Div: | Uncompensated |  | Reactive Power |  |  | MVAr
PF
| 0 | Compensated |  | Load (LV side) |  |  | Amps
|  |  |  | Apparent Power |  |  | MVA
|  |  |  | Real Power |  |  | MW
|  |  |  | Reactive Power |  |  | MVAr
|  |  |  | Capacitors In Service |  |  | MVAr
PF
| Zone Div: | Uncompensated |  | Reactive Power |  |  | MVAr
PF
| 0 | Compensated |  | Load (LV side) |  |  | Amps
|  |  |  | Apparent Power |  |  | MVA
|  |  |  | Real Power |  |  | MW
|  |  |  | Reactive Power |  |  | MVAr
|  |  |  | Capacitors In Service |  |  | MVAr
PF
| Zone Div: | Uncompensated |  | Reactive Power |  |  | MVAr
PF
| 0 | Compensated |  | Load (LV side) |  |  | Amps
|  |  |  | Apparent Power |  |  | MVA
|  |  |  | Real Power |  |  | MW
|  |  |  | Reactive Power |  |  | MVAr
|  |  |  | Capacitors In Service |  |  | MVAr
PF
| Zone Div: | Uncompensated |  | Reactive Power |  |  | MVAr
PF
| 0 | Compensated |  | Load (LV side) |  |  | Amps
|  |  |  | Apparent Power |  |  | MVA
|  |  |  | Real Power |  |  | MW
|  |  |  | Reactive Power |  |  | MVAr
|  |  |  | Capacitors In Service |  |  | MVAr
PF
| Zone Div: | Uncompensated |  | Reactive Power |  |  | MVAr
PF
| 0 | Compensated |  | Load (LV side) |  |  | Amps
|  |  |  | Apparent Power |  |  | MVA
|  |  |  | Real Power |  |  | MW
|  |  |  | Reactive Power |  |  | MVAr
|  |  |  | Capacitors In Service |  |  | MVAr
PF
| Zone Div: | Uncompensated |  | Reactive Power |  |  | MVAr
PF
| 0 | Compensated |  | Load (LV side) |  |  | Amps
|  |  |  | Apparent Power |  |  | MVA
|  |  |  | Real Power |  |  | MW
|  |  |  | Reactive Power |  |  | MVAr
|  |  |  | Capacitors In Service |  |  | MVAr
PF
| Zone Div: | Uncompensated |  | Reactive Power |  |  | MVAr
PF
| 0 | Compensated |  | Load (LV side) |  |  | Amps
|  |  |  | Apparent Power |  |  | MVA
|  |  |  | Real Power |  |  | MW
|  |  |  | Reactive Power |  |  | MVAr
|  |  |  | Capacitors In Service |  |  | MVAr
PF
| Zone Div: | Uncompensated |  | Reactive Power |  |  | MVAr
PF
| 0 | Compensated |  | Load (LV side) |  |  | Amps
|  |  |  | Apparent Power |  |  | MVA
|  |  |  | Real Power |  |  | MW
|  |  |  | Reactive Power |  |  | MVAr
|  |  |  | Capacitors In Service |  |  | MVAr
PF
| Zone Div: | Uncompensated |  | Reactive Power |  |  | MVAr
PF
| 0 | Compensated |  | Load (LV side) |  |  | Amps
|  |  |  | Apparent Power |  |  | MVA
|  |  |  | Real Power |  |  | MW
|  |  |  | Reactive Power |  |  | MVAr
|  |  |  | Capacitors In Service |  |  | MVAr
PF
| Zone Div: | Uncompensated |  | Reactive Power |  |  | MVAr
PF

## Blakehurst 33_11kV
| Blakehurst 33_11kV | [16 empty] | 2015 | SUMMER
| Substation Total Loads | [33 empty] | Spots & Transfers Detail
| Historical Loads | (11kV Amps) | [7 empty] | Weather Corrected Forecast Loads |  |  |  | (11kV Amps) | [20 empty] | Spots & Transfers Summary | (11kV Amps) |  | Historical Spots & Transfers | [6 empty] | Forecast Spots & Transfers
|  | 07/08 | 08/09 | 09/10 | 10/11 | 11/12 | 12/13 | 13/14 |  | 14/15 | 15/16 | 16/17 | 17/18 | 18/19 | 19/20 | 20/21 | 21/22 | 22/23 | 23/24 | 24/25 | 25/26 | 26/27 | 27/28 | 28/29 | 29/30 | 30/31 | 31/32 | 32/33 | 33/34 | 34/35 | 35/36 | 36/37 | 37/38 | 38/39 |  |  |  | 07/08 | 08/09 | 09/10 | 10/11 | 11/12 | 12/13 | 13/14 | 14/15 | 15/16 | 16/17 | 17/18 | 18/19 | 19/20 | 20/21 | 21/22 | 22/23 | 23/24 | 24/25 | 25/26 | 26/27 | 27/28 | 28/29 | 29/30 | 30/31 | 31/32 | 32/33 | 33/34 | 34/35 | 35/36 | 36/37 | 37/38 | 38/39
| Total | 1221 | 1369 | 1515 | 1317 | 974 | 1084 | 898 |  | 898.4883 | 879.7365 | 871.2501 | 855.453 | 862.1256 | 872.3035 | 890.8965 | 910.1515 | 927.3322 | 945.3708 | 962.9497 | 983.2049 | 1003.786 | 1025.702 | 1048.622 | 1071.585 | 1094.732 | 1118.368 | 1142.5 | 1167.135 | 1192.28 | 1217.943 | 1244.13 | 1270.849 | 1298.108 |  |  | Total | -110 | 0 | 0 | -248.6325 | -143.0068 | -0.0031492 | -0.42461 | -1.0876 | -1.6794 | 2.6577 | -10.2788 | 6.6725 | 10.1779 | 18.593 | 19.255 | 17.1807 | 18.0386 | 17.579 | 20.2552 | 20.5811 | 21.9165 | 22.9197 | 22.9634 | 23.147 | 23.636 | 24.132 | 24.635 | 25.1451 | 25.6625 | 26.1872 | 26.7193 | 27.2589
| Firm Rating | 0 | 0 | 0 | 0 | 0 | 0 | 1658 |  | 1658 | 1658 | 1658 | 1658 | 1658 | 1658 | 1658 | 1658 | 1658 | 1658 | 1658 | 1658 | 1658 | 1658 | 1658 | 1658 | 1658 | 1658 | 1658 | 1658 | 1658 | 1658 | 1658 | 1658 | 1658
| Total Capacity | 0 | 0 | 0 | 0 | 0 | 0 | 2487 |  | 2487 | 2487 | 2487 | 2487 | 2487 | 2487 | 2487 | 2487 | 2487 | 2487 | 2487 | 2487 | 2487 | 2487 | 2487 | 2487 | 2487 | 2487 | 2487 | 2487 | 2487 | 2487 | 2487 | 2487 | 2487 |  |  | Blakehurst 33_11kV Tx1 | -110 | 0 | 0 | -248.2092 | -143.0023 | -0.0010419 | -0.14048 | -0.35981 | -0.55562 | 0.87926 | -3.4006 | 2.2075 | 3.3672 | 6.1512 | 6.3702 | 5.684 | 5.9678 | 5.8157 | 6.7011 | 6.809 | 7.2508 | 7.5827 | 7.5971 | 7.6578 | 7.8196 | 7.9837 | 8.1501 | 8.3189 | 8.4901 | 8.6636 | 8.8397 | 9.0182
|  | -7 | -6 | -5 | -4 | -3 | -2 | -1 |  | 0 | 1 | 2 | 3 | 4 | 5 | 6 | 7 | 8 | 9 | 10 | 11 | 12 | 13 | 14 | 15 | 16 | 17 | 18 | 19 | 20 | 21 | 22 | 23 | 24 |  |  | Blakehurst 33_11kV Tx2 | 0 | 0 | 0 | 0 | 0 | 0 | 0 | 0 | 0 | 0 | 0 | 0 | 0 | 0 | 0 | 0 | 0 | 0 | 0 | 0 | 0 | 0 | 0 | 0 | 0 | 0 | 0 | 0 | 0 | 0 | 0 | 0
| Transformer Loads | [35 empty] | Blakehurst 33_11kV Tx3 | 0 | 0 | 0 | -0.42322 | -0.0045659 | -0.0021073 | -0.28414 | -0.72776 | -1.1238 | 1.7784 | -6.8782 | 4.465 | 6.8107 | 12.4418 | 12.8848 | 11.4967 | 12.0708 | 11.7632 | 13.554 | 13.7722 | 14.6658 | 15.3371 | 15.3663 | 15.4891 | 15.8164 | 16.1483 | 16.4849 | 16.8262 | 17.1724 | 17.5235 | 17.8796 | 18.2407
| Historical Loads | (11kV Amps) | [7 empty] | Weather Corrected Forecast Loads |  |  |  | (11kV Amps) | [23 empty] | 0 | 0 | 0 | 0 | 0 | 0 | 0 | 0 | 0 | 0 | 0 | 0 | 0 | 0 | 0 | 0 | 0 | 0 | 0 | 0 | 0 | 0 | 0 | 0 | 0 | 0 | 0 | 0 | 0 | 0 | 0 | 0
|  | 07/08 | 08/09 | 09/10 | 10/11 | 11/12 | 12/13 | 13/14 |  | 14/15 | 15/16 | 16/17 | 17/18 | 18/19 | 19/20 | 20/21 | 21/22 | 22/23 | 23/24 | 24/25 | 25/26 | 26/27 | 27/28 | 28/29 | 29/30 | 30/31 | 31/32 | 32/33 | 33/34 | 34/35 | 35/36 | 36/37 | 37/38 | 38/39 |  |  |  | 0 | 0 | 0 | 0 | 0 | 0 | 0 | 0 | 0 | 0 | 0 | 0 | 0 | 0 | 0 | 0 | 0 | 0 | 0 | 0 | 0 | 0 | 0 | 0 | 0 | 0 | 0 | 0 | 0 | 0 | 0 | 0
| 0 | [36 empty] | 0 | 0 | 0 | 0 | 0 | 0 | 0 | 0 | 0 | 0 | 0 | 0 | 0 | 0 | 0 | 0 | 0 | 0 | 0 | 0 | 0 | 0 | 0 | 0 | 0 | 0 | 0 | 0 | 0 | 0 | 0 | 0
| Diversity Factor: 0 | [36 empty] | 0 | 0 | 0 | 0 | 0 | 0 | 0 | 0 | 0 | 0 | 0 | 0 | 0 | 0 | 0 | 0 | 0 | 0 | 0 | 0 | 0 | 0 | 0 | 0 | 0 | 0 | 0 | 0 | 0 | 0 | 0 | 0
[38 empty] | 0 | 0 | 0 | 0 | 0 | 0 | 0 | 0 | 0 | 0 | 0 | 0 | 0 | 0 | 0 | 0 | 0 | 0 | 0 | 0 | 0 | 0 | 0 | 0 | 0 | 0 | 0 | 0 | 0 | 0 | 0 | 0
[38 empty] | 0 | 0 | 0 | 0 | 0 | 0 | 0 | 0 | 0 | 0 | 0 | 0 | 0 | 0 | 0 | 0 | 0 | 0 | 0 | 0 | 0 | 0 | 0 | 0 | 0 | 0 | 0 | 0 | 0 | 0 | 0 | 0
| 0 | [36 empty] | 0 | 0 | 0 | 0 | 0 | 0 | 0 | 0 | 0 | 0 | 0 | 0 | 0 | 0 | 0 | 0 | 0 | 0 | 0 | 0 | 0 | 0 | 0 | 0 | 0 | 0 | 0 | 0 | 0 | 0 | 0 | 0
Diversity Factor: 0
[38 empty] | Historical Spots & Transfers | [6 empty] | Forecast Spots & Transfers
[35 empty] | Project Name | From | To | 07/08 | 08/09 | 09/10 | 10/11 | 11/12 | 12/13 | 13/14 | 14/15 | 15/16 | 16/17 | 17/18 | 18/19 | 19/20 | 20/21 | 21/22 | 22/23 | 23/24 | 24/25 | 25/26 | 26/27 | 27/28 | 28/29 | 29/30 | 30/31 | 31/32 | 32/33 | 33/34 | 34/35 | 35/36 | 36/37 | 37/38 | 38/39
| 0 | [33 empty] | Broad based demand management |  | Blakehurst 33_11kV Tx1 | 0 | 0 | 0 | 0 | 0 | 0 | 0 | -0.0671 | -0.33105 | -0.44309 | -6.1941 | -0.5976 | 0 | 0 | 0 | 0 | 0 | 0 | 0 | 0 | 0 | 0 | 0 | 0 | 0 | 0 | 0 | 0 | 0 | 0 | 0 | 0
| Diversity Factor: 0 | [33 empty] | Broad based demand management |  | Blakehurst 33_11kV Tx3 | 0 | 0 | 0 | 0 | 0 | 0 | 0 | -0.13572 | -0.66961 | -0.89623 | -12.5285 | -1.2087 | 0 | 0 | 0 | 0 | 0 | 0 | 0 | 0 | 0 | 0 | 0 | 0 | 0 | 0 | 0 | 0 | 0 | 0 | 0 | 0
[35 empty] | DNP_ID: 6319. Relief of Remedial Feeders 2 and 8 at Blakehurst | Blakehurst 33_11kV Tx1 | Sans Souci 33_11kV Tx3 | 110 | 0 | 0 | 0 | 0 | 0 | 0 | 0 | 0 | 0 | 0 | 0 | 0 | 0 | 0 | 0 | 0 | 0 | 0 | 0 | 0 | 0 | 0 | 0 | 0 | 0 | 0 | 0 | 0 | 0 | 0 | 0
[35 empty] | DNP_ID: 6346. Load Transfer from S.10991 Blakehurst and S.10997 Sans Souci Zone Substations to S.10999 Kogarah Zone Substation - Stage 1 (Prerequisite for DNP 6409) | Blakehurst 33_11kV Tx1 | Kogarah 132_11kV Tx1 | 0 | 0 | 0 | 76 | 0 | 0 | 0 | 0 | 0 | 0 | 0 | 0 | 0 | 0 | 0 | 0 | 0 | 0 | 0 | 0 | 0 | 0 | 0 | 0 | 0 | 0 | 0 | 0 | 0 | 0 | 0 | 0
| 0 | [33 empty] | DNP_ID: 6346. Load Transfer from S.10991 Blakehurst and S.10997 Sans Souci Zone Substations to S.10999 Kogarah Zone Substation - Stage 1 (Prerequisite for DNP 6409) | Blakehurst 33_11kV Tx1 | Kogarah 132_11kV Tx2 | 0 | 0 | 0 | 136 | 0 | 0 | 0 | 0 | 0 | 0 | 0 | 0 | 0 | 0 | 0 | 0 | 0 | 0 | 0 | 0 | 0 | 0 | 0 | 0 | 0 | 0 | 0 | 0 | 0 | 0 | 0 | 0
| Diversity Factor: 0 | [33 empty] | DNP_ID: 6346. Load Transfer from S.10991 Blakehurst and S.10997 Sans Souci Zone Substations to S.10999 Kogarah Zone Substation - Stage 1 (Prerequisite for DNP 6409) | Blakehurst 33_11kV Tx1 | Kogarah 132_11kV Tx3 | 0 | 0 | 0 | 36 | 0 | 0 | 0 | 0 | 0 | 0 | 0 | 0 | 0 | 0 | 0 | 0 | 0 | 0 | 0 | 0 | 0 | 0 | 0 | 0 | 0 | 0 | 0 | 0 | 0 | 0 | 0 | 0
[35 empty] | DNP_ID: 6351. Load Transfer from S.10993 Hurstville North Zone Substation to S.10999 Kogarah Zone Substation | Blakehurst 33_11kV Tx1 | Kogarah 132_11kV Tx2 | 0 | 0 | 0 | 0 | 143 | 0 | 0 | 0 | 0 | 0 | 0 | 0 | 0 | 0 | 0 | 0 | 0 | 0 | 0 | 0 | 0 | 0 | 0 | 0 | 0 | 0 | 0 | 0 | 0 | 0 | 0 | 0
[35 empty] | Econometric |  | Blakehurst 33_11kV Tx1 | 0 | 0 | 0 | 0 | 0 | 0 | 0 | 0 | 0 | 3.4046 | 6.2002 | 8.0941 | 9.1126 | 9.8627 | 9.5228 | 9.1688 | 9.3133 | 9.4599 | 9.6085 | 9.7593 | 9.9122 | 10.0672 | 10.2245 | 10.3841 | 10.5458 | 10.7099 | 10.8763 | 11.0451 | 11.2163 | 11.3899 | 11.5659 | 11.7444
| 0 | [33 empty] | Econometric |  | Blakehurst 33_11kV Tx3 | 0 | 0 | 0 | 0 | 0 | 0 | 0 | 0 | 0 | 6.8862 | 12.5408 | 16.3716 | 18.4317 | 19.9488 | 19.2614 | 18.5454 | 18.8376 | 19.134 | 19.4347 | 19.7396 | 20.0489 | 20.3625 | 20.6807 | 21.0033 | 21.3306 | 21.6625 | 21.9991 | 22.3404 | 22.6866 | 23.0377 | 23.3938 | 23.7549
| Diversity Factor: 0 | [33 empty] | Energy Efficiency |  | Blakehurst 33_11kV Tx1 | 0 | 0 | 0 | 0 | 0 | 0 | 0 | -0.231 | -0.15536 | -2.004 | -3.3209 | -5.1972 | -5.6487 | -3.6102 | -3.0547 | -3.3854 | -3.2694 | -3.553 | -2.8162 | -2.8591 | -2.5702 | -2.3934 | -2.5363 | -2.6351 | -2.6351 | -2.6351 | -2.6351 | -2.6351 | -2.6351 | -2.6351 | -2.6351 | -2.6351
[35 empty] | Energy Efficiency |  | Blakehurst 33_11kV Tx3 | 0 | 0 | 0 | 0 | 0 | 0 | 0 | -0.46724 | -0.31423 | -4.0535 | -6.7171 | -10.5122 | -11.4254 | -7.3022 | -6.1786 | -6.8475 | -6.6129 | -7.1864 | -5.6962 | -5.7831 | -5.1987 | -4.8411 | -5.13 | -5.3298 | -5.3298 | -5.3298 | -5.3298 | -5.3298 | -5.3298 | -5.3298 | -5.3298 | -5.3298
[35 empty] | Solar PV |  | Blakehurst 33_11kV Tx1 | 0 | 0 | 0 | -0.20924 | -0.0022574 | -0.0010419 | -0.14048 | -0.061704 | -0.06921 | -0.078165 | -0.085768 | -0.091793 | -0.096703 | -0.10125 | -0.097907 | -0.099462 | -0.076104 | -0.091158 | -0.091158 | -0.091158 | -0.091158 | -0.091158 | -0.091158 | -0.091158 | -0.091158 | -0.091158 | -0.091158 | -0.091158 | -0.091158 | -0.091158 | -0.091158 | -0.091158
| 0 | [33 empty] | Solar PV |  | Blakehurst 33_11kV Tx3 | 0 | 0 | 0 | -0.42322 | -0.0045659 | -0.0021073 | -0.28414 | -0.12481 | -0.13999 | -0.1581 | -0.17348 | -0.18566 | -0.1956 | -0.20478 | -0.19803 | -0.20118 | -0.15393 | -0.18438 | -0.18438 | -0.18438 | -0.18438 | -0.18438 | -0.18438 | -0.18438 | -0.18438 | -0.18438 | -0.18438 | -0.18438 | -0.18438 | -0.18438 | -0.18438 | -0.18438
Diversity Factor: 0
0
Diversity Factor: 0
0
Diversity Factor: 0
0
Diversity Factor: 0
0
Diversity Factor: 0
| Weather Correction and Public Holiday Factors | [8 empty] | Forecast ROG
ROG Justification
| Actual loads for season 13/14 have been weather corrected by the following: | [6 empty] | -0.2397% |  | 7 year ROG ok | [59 empty] | 7 year ROG ok
1 | 2 | 3 | 4 | 5 | 6 | 7 | 8 | 9 | 10 | 14/15 | 15/16 | 16/17 | 17/18 | 18/19 | 19/20 | 20/21 | 21/22 | 22/23 | 23/24 | 24/25 | 25/26 | 26/27 | 27/28 | 28/29 | 29/30 | 30/31 | 31/32 | 32/33 | 33/34 | 34/35 | 35/36 | 36/37 | 37/38 | 38/39
0.981 | 0.96236 | 0.95018 | 0.94416 | 0.94416 | 0.94416 | 0.94416 | 0.94416 | 0.94416 | 0.94416 | -1.9% | -1.9% | -1.266% | -0.633% | 0% | 0% | 0% | 0% | 0% | 0% | 0% | 0% | 0% | 0% | 0% | 0% | 0% | 0% | 0% | 0% | 0% | 0% | 0% | 0% | 0%
Substation Load Detail
[7 empty] | Units | 13/14 |  | 14/15 | 15/16 | 16/17 | 17/18 | 18/19 | 19/20 | 20/21 | 21/22 | 22/23 | 23/24 | 24/25 | 25/26 | 26/27 | 27/28 | 28/29 | 29/30 | 30/31 | 31/32 | 32/33 | 33/34 | 34/35 | 35/36 | 36/37 | 37/38 | 38/39
1 | Blakehurst 33_11kV | Compensated |  | Load (LV side) |  |  | Amps | 898 | 917 | 898.4883 | 879.7365 | 871.2501 | 855.453 | 862.1256 | 872.3035 | 890.8965 | 910.1515 | 927.3322 | 945.3708 | 962.9497 | 983.2049 | 1003.786 | 1025.702 | 1048.622 | 1071.585 | 1094.732 | 1118.368 | 1142.5 | 1167.135 | 1192.28 | 1217.943 | 1244.13 | 1270.849 | 1298.108
|  |  |  | Apparent Power |  |  | MVA | 17.1092 |  | 17.1185 | 16.7612 | 16.5995 | 16.2986 | 16.4257 | 16.6196 | 16.9738 | 17.3407 | 17.6681 | 18.0117 | 18.3467 | 18.7326 | 19.1247 | 19.5422 | 19.9789 | 20.4164 | 20.8575 | 21.3078 | 21.7676 | 22.2369 | 22.716 | 23.2049 | 23.7039 | 24.2129 | 24.7323
|  |  |  | Real Power |  |  | MW | 15.8603 | 16.1959 | 15.8689 | 15.5377 | 15.3878 | 15.1088 | 15.2267 | 15.4064 | 15.7348 | 16.0749 | 16.3783 | 16.6969 | 17.0074 | 17.3651 | 17.7286 | 18.1157 | 18.5205 | 18.9261 | 19.3349 | 19.7524 | 20.1786 | 20.6137 | 21.0578 | 21.5111 | 21.9736 | 22.4455 | 22.9269
|  |  |  | Reactive Power |  |  | MVAr | 6.4169 |  | 6.4203 | 6.2863 | 6.2257 | 6.1128 | 6.1605 | 6.2332 | 6.3661 | 6.5037 | 6.6265 | 6.7554 | 6.881 | 7.0257 | 7.1728 | 7.3294 | 7.4932 | 7.6572 | 7.8226 | 7.9915 | 8.164 | 8.34 | 8.5197 | 8.7031 | 8.8902 | 9.0811 | 9.2759
|  |  |  | Capacitors In Service |  |  | MVAr | 0 |  | 0 | 0 | 0 | 0 | 0 | 0 | 0 | 0 | 0 | 0 | 0 | 0 | 0 | 0 | 0 | 0 | 0 | 0 | 0 | 0 | 0 | 0 | 0 | 0 | 0
|  |  |  | PF |  |  |  | 0.927 |  | 0.927 | 0.927 | 0.927 | 0.927 | 0.927 | 0.927 | 0.927 | 0.927 | 0.927 | 0.927 | 0.927 | 0.927 | 0.927 | 0.927 | 0.927 | 0.927 | 0.927 | 0.927 | 0.927 | 0.927 | 0.927 | 0.927 | 0.927 | 0.927 | 0.927
0.9691 | Diversity Factor: 0.97 | Uncompensated |  | Reactive Power |  |  | MVAr | 6.4169 | 6.5526 | 6.4203 | 6.2863 | 6.2257 | 6.1128 | 6.1605 | 6.2332 | 6.3661 | 6.5037 | 6.6265 | 6.7554 | 6.881 | 7.0257 | 7.1728 | 7.3294 | 7.4932 | 7.6572 | 7.8226 | 7.9915 | 8.164 | 8.34 | 8.5197 | 8.7031 | 8.8902 | 9.0811 | 9.2759
|  |  |  | PF |  |  |  | 0.927 |  | 0.927 | 0.927 | 0.927 | 0.927 | 0.927 | 0.927 | 0.927 | 0.927 | 0.927 | 0.927 | 0.927 | 0.927 | 0.927 | 0.927 | 0.927 | 0.927 | 0.927 | 0.927 | 0.927 | 0.927 | 0.927 | 0.927 | 0.927 | 0.927 | 0.927
[10 empty] | 1 | 2 | 3 | 4 | 5 | 6 | 7 | 8 | 9 | 10 | 11 | 12 | 13 | 14 | 15 | 16 | 17 | 18 | 19 | 20 | 21 | 22 | 23 | 24 | 25
Transformer Load Detail
[7 empty] | Units | 13/14 |  | 14/15 | 15/16 | 16/17 | 17/18 | 18/19 | 19/20 | 20/21 | 21/22 | 22/23 | 23/24 | 24/25 | 25/26 | 26/27 | 27/28 | 28/29 | 29/30 | 30/31 | 31/32 | 32/33 | 33/34 | 34/35 | 35/36 | 36/37 | 37/38 | 38/39
| 0 | Compensated |  | Load (LV side) |  |  | Amps
|  |  |  | Apparent Power |  |  | MVA
|  |  |  | Real Power |  |  | MW
|  |  |  | Reactive Power |  |  | MVAr
|  |  |  | Capacitors In Service |  |  | MVAr
PF
| Zone Div: | Uncompensated |  | Reactive Power |  |  | MVAr
PF
| 0 | Compensated |  | Load (LV side) |  |  | Amps
|  |  |  | Apparent Power |  |  | MVA
|  |  |  | Real Power |  |  | MW
|  |  |  | Reactive Power |  |  | MVAr
|  |  |  | Capacitors In Service |  |  | MVAr
PF
| Zone Div: | Uncompensated |  | Reactive Power |  |  | MVAr
PF
| 0 | Compensated |  | Load (LV side) |  |  | Amps
|  |  |  | Apparent Power |  |  | MVA
|  |  |  | Real Power |  |  | MW
|  |  |  | Reactive Power |  |  | MVAr
|  |  |  | Capacitors In Service |  |  | MVAr
PF
| Zone Div: | Uncompensated |  | Reactive Power |  |  | MVAr
PF
| 0 | Compensated |  | Load (LV side) |  |  | Amps
|  |  |  | Apparent Power |  |  | MVA
|  |  |  | Real Power |  |  | MW
|  |  |  | Reactive Power |  |  | MVAr
|  |  |  | Capacitors In Service |  |  | MVAr
PF
| Zone Div: | Uncompensated |  | Reactive Power |  |  | MVAr
PF
| 0 | Compensated |  | Load (LV side) |  |  | Amps
|  |  |  | Apparent Power |  |  | MVA
|  |  |  | Real Power |  |  | MW
|  |  |  | Reactive Power |  |  | MVAr
|  |  |  | Capacitors In Service |  |  | MVAr
PF
| Zone Div: | Uncompensated |  | Reactive Power |  |  | MVAr
PF
| 0 | Compensated |  | Load (LV side) |  |  | Amps
|  |  |  | Apparent Power |  |  | MVA
|  |  |  | Real Power |  |  | MW
|  |  |  | Reactive Power |  |  | MVAr
|  |  |  | Capacitors In Service |  |  | MVAr
PF
| Zone Div: | Uncompensated |  | Reactive Power |  |  | MVAr
PF
| 0 | Compensated |  | Load (LV side) |  |  | Amps
|  |  |  | Apparent Power |  |  | MVA
|  |  |  | Real Power |  |  | MW
|  |  |  | Reactive Power |  |  | MVAr
|  |  |  | Capacitors In Service |  |  | MVAr
PF
| Zone Div: | Uncompensated |  | Reactive Power |  |  | MVAr
PF
| 0 | Compensated |  | Load (LV side) |  |  | Amps
|  |  |  | Apparent Power |  |  | MVA
|  |  |  | Real Power |  |  | MW
|  |  |  | Reactive Power |  |  | MVAr
|  |  |  | Capacitors In Service |  |  | MVAr
PF
| Zone Div: | Uncompensated |  | Reactive Power |  |  | MVAr
PF
| 0 | Compensated |  | Load (LV side) |  |  | Amps
|  |  |  | Apparent Power |  |  | MVA
|  |  |  | Real Power |  |  | MW
|  |  |  | Reactive Power |  |  | MVAr
|  |  |  | Capacitors In Service |  |  | MVAr
PF
| Zone Div: | Uncompensated |  | Reactive Power |  |  | MVAr
PF
| 0 | Compensated |  | Load (LV side) |  |  | Amps
|  |  |  | Apparent Power |  |  | MVA
|  |  |  | Real Power |  |  | MW
|  |  |  | Reactive Power |  |  | MVAr
|  |  |  | Capacitors In Service |  |  | MVAr
PF
| Zone Div: | Uncompensated |  | Reactive Power |  |  | MVAr
PF

## Carlton 33_11kV
| Carlton 33_11kV | [16 empty] | 2015 | SUMMER
[6 empty] | Zone decommissioned |  | 2010-03-09
| Substation Total Loads | [33 empty] | Spots & Transfers Detail
| Historical Loads | (11kV Amps) | [7 empty] | Weather Corrected Forecast Loads |  |  |  | (11kV Amps) | [20 empty] | Spots & Transfers Summary | (11kV Amps) |  | Historical Spots & Transfers | [6 empty] | Forecast Spots & Transfers
|  | 07/08 | 08/09 | 09/10 | 10/11 | 11/12 | 12/13 | 13/14 |  | 14/15 | 15/16 | 16/17 | 17/18 | 18/19 | 19/20 | 20/21 | 21/22 | 22/23 | 23/24 | 24/25 | 25/26 | 26/27 | 27/28 | 28/29 | 29/30 | 30/31 | 31/32 | 32/33 | 33/34 | 34/35 | 35/36 | 36/37 | 37/38 | 38/39 |  |  |  | 07/08 | 08/09 | 09/10 | 10/11 | 11/12 | 12/13 | 13/14 | 14/15 | 15/16 | 16/17 | 17/18 | 18/19 | 19/20 | 20/21 | 21/22 | 22/23 | 23/24 | 24/25 | 25/26 | 26/27 | 27/28 | 28/29 | 29/30 | 30/31 | 31/32 | 32/33 | 33/34 | 34/35 | 35/36 | 36/37 | 37/38 | 38/39
| Total | 2213 | 2254 | 2185 | 0 |  |  |  |  | 0 | 0 | 0 | 0 | 0 | 0 | 0 | 0 | 0 | 0 | 0 | 0 | 0 | 0 | 0 | 0 | 0 | 0 | 0 | 0 | 0 | 0 | 0 | 0 | 0 |  |  | Total | 0 | -11 | -2394 | 0 | 0 | 0 | 0 | 0 | 0 | 0 | 0 | 0 | 0 | 0 | 0 | 0 | 0 | 0 | 0 | 0 | 0 | 0 | 0 | 0 | 0 | 0 | 0 | 0 | 0 | 0 | 0 | 0
| Firm Rating | 0 | 0 | 0 | 0 | 0 | 0 | 0 |  | 0 | 0 | 0 | 0 | 0 | 0 | 0 | 0 | 0 | 0 | 0 | 0 | 0 | 0 | 0 | 0 | 0 | 0 | 0 | 0 | 0 | 0 | 0 | 0 | 0
| Total Capacity | 0 | 0 | 0 | 0 | 0 | 0 | 0 |  | 0 | 0 | 0 | 0 | 0 | 0 | 0 | 0 | 0 | 0 | 0 | 0 | 0 | 0 | 0 | 0 | 0 | 0 | 0 | 0 | 0 | 0 | 0 | 0 | 0 |  |  | Carlton 33_11kV Tx1 | 0 | 68 | -1340 | 0 | 0 | 0 | 0 | 0 | 0 | 0 | 0 | 0 | 0 | 0 | 0 | 0 | 0 | 0 | 0 | 0 | 0 | 0 | 0 | 0 | 0 | 0 | 0 | 0 | 0 | 0 | 0 | 0
|  | -7 | -6 | -5 | -4 | -3 | -2 | -1 |  | 0 | 1 | 2 | 3 | 4 | 5 | 6 | 7 | 8 | 9 | 10 | 11 | 12 | 13 | 14 | 15 | 16 | 17 | 18 | 19 | 20 | 21 | 22 | 23 | 24 |  |  | Carlton 33_11kV Tx2 | 0 | 0 | 0 | 0 | 0 | 0 | 0 | 0 | 0 | 0 | 0 | 0 | 0 | 0 | 0 | 0 | 0 | 0 | 0 | 0 | 0 | 0 | 0 | 0 | 0 | 0 | 0 | 0 | 0 | 0 | 0 | 0
| Transformer Loads | [35 empty] | Carlton 33_11kV Tx3 | 0 | -79 | -1054 | 0 | 0 | 0 | 0 | 0 | 0 | 0 | 0 | 0 | 0 | 0 | 0 | 0 | 0 | 0 | 0 | 0 | 0 | 0 | 0 | 0 | 0 | 0 | 0 | 0 | 0 | 0 | 0 | 0
| Historical Loads | (11kV Amps) | [7 empty] | Weather Corrected Forecast Loads |  |  |  | (11kV Amps) | [23 empty] | 0 | 0 | 0 | 0 | 0 | 0 | 0 | 0 | 0 | 0 | 0 | 0 | 0 | 0 | 0 | 0 | 0 | 0 | 0 | 0 | 0 | 0 | 0 | 0 | 0 | 0 | 0 | 0 | 0 | 0 | 0 | 0
|  | 07/08 | 08/09 | 09/10 | 10/11 | 11/12 | 12/13 | 13/14 |  | 14/15 | 15/16 | 16/17 | 17/18 | 18/19 | 19/20 | 20/21 | 21/22 | 22/23 | 23/24 | 24/25 | 25/26 | 26/27 | 27/28 | 28/29 | 29/30 | 30/31 | 31/32 | 32/33 | 33/34 | 34/35 | 35/36 | 36/37 | 37/38 | 38/39 |  |  |  | 0 | 0 | 0 | 0 | 0 | 0 | 0 | 0 | 0 | 0 | 0 | 0 | 0 | 0 | 0 | 0 | 0 | 0 | 0 | 0 | 0 | 0 | 0 | 0 | 0 | 0 | 0 | 0 | 0 | 0 | 0 | 0
| 0 | [36 empty] | 0 | 0 | 0 | 0 | 0 | 0 | 0 | 0 | 0 | 0 | 0 | 0 | 0 | 0 | 0 | 0 | 0 | 0 | 0 | 0 | 0 | 0 | 0 | 0 | 0 | 0 | 0 | 0 | 0 | 0 | 0 | 0
| Diversity Factor: 0 | [36 empty] | 0 | 0 | 0 | 0 | 0 | 0 | 0 | 0 | 0 | 0 | 0 | 0 | 0 | 0 | 0 | 0 | 0 | 0 | 0 | 0 | 0 | 0 | 0 | 0 | 0 | 0 | 0 | 0 | 0 | 0 | 0 | 0
[38 empty] | 0 | 0 | 0 | 0 | 0 | 0 | 0 | 0 | 0 | 0 | 0 | 0 | 0 | 0 | 0 | 0 | 0 | 0 | 0 | 0 | 0 | 0 | 0 | 0 | 0 | 0 | 0 | 0 | 0 | 0 | 0 | 0
[38 empty] | 0 | 0 | 0 | 0 | 0 | 0 | 0 | 0 | 0 | 0 | 0 | 0 | 0 | 0 | 0 | 0 | 0 | 0 | 0 | 0 | 0 | 0 | 0 | 0 | 0 | 0 | 0 | 0 | 0 | 0 | 0 | 0
| 0 | [36 empty] | 0 | 0 | 0 | 0 | 0 | 0 | 0 | 0 | 0 | 0 | 0 | 0 | 0 | 0 | 0 | 0 | 0 | 0 | 0 | 0 | 0 | 0 | 0 | 0 | 0 | 0 | 0 | 0 | 0 | 0 | 0 | 0
Diversity Factor: 0
[38 empty] | Historical Spots & Transfers | [6 empty] | Forecast Spots & Transfers
[35 empty] | Project Name | From | To | 07/08 | 08/09 | 09/10 | 10/11 | 11/12 | 12/13 | 13/14 | 14/15 | 15/16 | 16/17 | 17/18 | 18/19 | 19/20 | 20/21 | 21/22 | 22/23 | 23/24 | 24/25 | 25/26 | 26/27 | 27/28 | 28/29 | 29/30 | 30/31 | 31/32 | 32/33 | 33/34 | 34/35 | 35/36 | 36/37 | 37/38 | 38/39
| 0 | [33 empty] | DNP_ID: 6263. Installation of a new feeder on Panel 9 at Carlton Zone (Remedial & Pickup Constraints).. | Carlton 33_11kV Tx1 | Rockdale 33_11kV Tx3 | 0 | 11 | 0 | 0 | 0 | 0 | 0 | 0 | 0 | 0 | 0 | 0 | 0 | 0 | 0 | 0 | 0 | 0 | 0 | 0 | 0 | 0 | 0 | 0 | 0 | 0 | 0 | 0 | 0 | 0 | 0 | 0
| Diversity Factor: 0 | [33 empty] | DNP_ID: 6263. Installation of a new feeder on Panel 9 at Carlton Zone (Remedial & Pickup Constraints).. | Carlton 33_11kV Tx3 | Carlton 33_11kV Tx1 | 0 | 79 | 0 | 0 | 0 | 0 | 0 | 0 | 0 | 0 | 0 | 0 | 0 | 0 | 0 | 0 | 0 | 0 | 0 | 0 | 0 | 0 | 0 | 0 | 0 | 0 | 0 | 0 | 0 | 0 | 0 | 0
[35 empty] | DNP_ID: 6301. Transfer of the 11kV Feeders on the Southern side of the railway line from Carlton ZS to Kogarah ZS | Carlton 33_11kV Tx1 | Kogarah 132_11kV Tx1 | 0 | 0 | 304 | 0 | 0 | 0 | 0 | 0 | 0 | 0 | 0 | 0 | 0 | 0 | 0 | 0 | 0 | 0 | 0 | 0 | 0 | 0 | 0 | 0 | 0 | 0 | 0 | 0 | 0 | 0 | 0 | 0
[35 empty] | DNP_ID: 6301. Transfer of the 11kV Feeders on the Southern side of the railway line from Carlton ZS to Kogarah ZS | Carlton 33_11kV Tx1 | Kogarah 132_11kV Tx2 | 0 | 0 | 570 | 0 | 0 | 0 | 0 | 0 | 0 | 0 | 0 | 0 | 0 | 0 | 0 | 0 | 0 | 0 | 0 | 0 | 0 | 0 | 0 | 0 | 0 | 0 | 0 | 0 | 0 | 0 | 0 | 0
| 0 | [33 empty] | DNP_ID: 6301. Transfer of the 11kV Feeders on the Southern side of the railway line from Carlton ZS to Kogarah ZS | Carlton 33_11kV Tx1 | Kogarah 132_11kV Tx3 | 0 | 0 | 80 | 0 | 0 | 0 | 0 | 0 | 0 | 0 | 0 | 0 | 0 | 0 | 0 | 0 | 0 | 0 | 0 | 0 | 0 | 0 | 0 | 0 | 0 | 0 | 0 | 0 | 0 | 0 | 0 | 0
| Diversity Factor: 0 | [33 empty] | DNP_ID: 6301. Transfer of the 11kV Feeders on the Southern side of the railway line from Carlton ZS to Kogarah ZS | Carlton 33_11kV Tx3 | Kogarah 132_11kV Tx3 | 0 | 0 | 220 | 0 | 0 | 0 | 0 | 0 | 0 | 0 | 0 | 0 | 0 | 0 | 0 | 0 | 0 | 0 | 0 | 0 | 0 | 0 | 0 | 0 | 0 | 0 | 0 | 0 | 0 | 0 | 0 | 0
[35 empty] | DNP_ID: 6328. Transfer of 11kV Feeders on the Northern Side of the Railway Line from S.10992 Carlton Zone Substation to S.10999 Kogarah Zone Substation | Carlton 33_11kV Tx1 | Kogarah 132_11kV Tx2 | 0 | 0 | 172 | 0 | 0 | 0 | 0 | 0 | 0 | 0 | 0 | 0 | 0 | 0 | 0 | 0 | 0 | 0 | 0 | 0 | 0 | 0 | 0 | 0 | 0 | 0 | 0 | 0 | 0 | 0 | 0 | 0
[35 empty] | DNP_ID: 6328. Transfer of 11kV Feeders on the Northern Side of the Railway Line from S.10992 Carlton Zone Substation to S.10999 Kogarah Zone Substation | Carlton 33_11kV Tx1 | Kogarah 132_11kV Tx3 | 0 | 0 | 214 | 0 | 0 | 0 | 0 | 0 | 0 | 0 | 0 | 0 | 0 | 0 | 0 | 0 | 0 | 0 | 0 | 0 | 0 | 0 | 0 | 0 | 0 | 0 | 0 | 0 | 0 | 0 | 0 | 0
| 0 | [33 empty] | DNP_ID: 6328. Transfer of 11kV Feeders on the Northern Side of the Railway Line from S.10992 Carlton Zone Substation to S.10999 Kogarah Zone Substation | Carlton 33_11kV Tx3 | Kogarah 132_11kV Tx1 | 0 | 0 | 387 | 0 | 0 | 0 | 0 | 0 | 0 | 0 | 0 | 0 | 0 | 0 | 0 | 0 | 0 | 0 | 0 | 0 | 0 | 0 | 0 | 0 | 0 | 0 | 0 | 0 | 0 | 0 | 0 | 0
| Diversity Factor: 0 | [33 empty] | DNP_ID: 6328. Transfer of 11kV Feeders on the Northern Side of the Railway Line from S.10992 Carlton Zone Substation to S.10999 Kogarah Zone Substation | Carlton 33_11kV Tx3 | Kogarah 132_11kV Tx2 | 0 | 0 | 97 | 0 | 0 | 0 | 0 | 0 | 0 | 0 | 0 | 0 | 0 | 0 | 0 | 0 | 0 | 0 | 0 | 0 | 0 | 0 | 0 | 0 | 0 | 0 | 0 | 0 | 0 | 0 | 0 | 0
[35 empty] | DNP_ID: 6328. Transfer of 11kV Feeders on the Northern Side of the Railway Line from S.10992 Carlton Zone Substation to S.10999 Kogarah Zone Substation | Carlton 33_11kV Tx3 | Kogarah 132_11kV Tx3 | 0 | 0 | 350 | 0 | 0 | 0 | 0 | 0 | 0 | 0 | 0 | 0 | 0 | 0 | 0 | 0 | 0 | 0 | 0 | 0 | 0 | 0 | 0 | 0 | 0 | 0 | 0 | 0 | 0 | 0 | 0 | 0
0
Diversity Factor: 0
0
Diversity Factor: 0
0
Diversity Factor: 0
0
Diversity Factor: 0
0
Diversity Factor: 0
| Weather Correction and Public Holiday Factors | [8 empty] | Forecast ROG
ROG Justification
| Actual loads for season 13/14 have been weather corrected by the following: | [6 empty] | 0% |  | 0
1 | 2 | 3 | 4 | 5 | 6 | 7 | 8 | 9 | 10 | 14/15 | 15/16 | 16/17 | 17/18 | 18/19 | 19/20 | 20/21 | 21/22 | 22/23 | 23/24 | 24/25 | 25/26 | 26/27 | 27/28 | 28/29 | 29/30 | 30/31 | 31/32 | 32/33 | 33/34 | 34/35 | 35/36 | 36/37 | 37/38 | 38/39
1 | 1 | 1 | 1 | 1 | 1 | 1 | 1 | 1 | 1 | 0% | 0% | 0% | 0% | 0% | 0% | 0% | 0% | 0% | 0% | 0% | 0% | 0% | 0% | 0% | 0% | 0% | 0% | 0% | 0% | 0% | 0% | 0% | 0% | 0%
Substation Load Detail
[7 empty] | Units | 13/14 |  | 14/15 | 15/16 | 16/17 | 17/18 | 18/19 | 19/20 | 20/21 | 21/22 | 22/23 | 23/24 | 24/25 | 25/26 | 26/27 | 27/28 | 28/29 | 29/30 | 30/31 | 31/32 | 32/33 | 33/34 | 34/35 | 35/36 | 36/37 | 37/38 | 38/39
1 | Carlton 33_11kV | Compensated |  | Load (LV side) |  |  | Amps | 0 | 0 | 0 | 0 | 0 | 0 | 0 | 0 | 0 | 0 | 0 | 0 | 0 | 0 | 0 | 0 | 0 | 0 | 0 | 0 | 0 | 0 | 0 | 0 | 0 | 0 | 0
|  |  |  | Apparent Power |  |  | MVA | 0 |  | 0 | 0 | 0 | 0 | 0 | 0 | 0 | 0 | 0 | 0 | 0 | 0 | 0 | 0 | 0 | 0 | 0 | 0 | 0 | 0 | 0 | 0 | 0 | 0 | 0
|  |  |  | Real Power |  |  | MW | 0 | 0 | 0 | 0 | 0 | 0 | 0 | 0 | 0 | 0 | 0 | 0 | 0 | 0 | 0 | 0 | 0 | 0 | 0 | 0 | 0 | 0 | 0 | 0 | 0 | 0 | 0
|  |  |  | Reactive Power |  |  | MVAr | 0 |  | 0 | 0 | 0 | 0 | 0 | 0 | 0 | 0 | 0 | 0 | 0 | 0 | 0 | 0 | 0 | 0 | 0 | 0 | 0 | 0 | 0 | 0 | 0 | 0 | 0
|  |  |  | Capacitors In Service |  |  | MVAr | 0 |  | 0 | 0 | 0 | 0 | 0 | 0 | 0 | 0 | 0 | 0 | 0 | 0 | 0 | 0 | 0 | 0 | 0 | 0 | 0 | 0 | 0 | 0 | 0 | 0 | 0
|  |  |  | PF |  |  |  | 0 |  | 0 | 0 | 0 | 0 | 0 | 0 | 0 | 0 | 0 | 0 | 0 | 0 | 0 | 0 | 0 | 0 | 0 | 0 | 0 | 0 | 0 | 0 | 0 | 0 | 0
0.87323 | Diversity Factor: 0.87 | Uncompensated |  | Reactive Power |  |  | MVAr | 0 | 0 | 0 | 0 | 0 | 0 | 0 | 0 | 0 | 0 | 0 | 0 | 0 | 0 | 0 | 0 | 0 | 0 | 0 | 0 | 0 | 0 | 0 | 0 | 0 | 0 | 0
|  |  |  | PF |  |  |  | 0 |  | 0 | 0 | 0 | 0 | 0 | 0 | 0 | 0 | 0 | 0 | 0 | 0 | 0 | 0 | 0 | 0 | 0 | 0 | 0 | 0 | 0 | 0 | 0 | 0 | 0
[10 empty] | 1 | 2 | 3 | 4 | 5 | 6 | 7 | 8 | 9 | 10 | 11 | 12 | 13 | 14 | 15 | 16 | 17 | 18 | 19 | 20 | 21 | 22 | 23 | 24 | 25
Transformer Load Detail
[7 empty] | Units | 13/14 |  | 14/15 | 15/16 | 16/17 | 17/18 | 18/19 | 19/20 | 20/21 | 21/22 | 22/23 | 23/24 | 24/25 | 25/26 | 26/27 | 27/28 | 28/29 | 29/30 | 30/31 | 31/32 | 32/33 | 33/34 | 34/35 | 35/36 | 36/37 | 37/38 | 38/39
| 0 | Compensated |  | Load (LV side) |  |  | Amps
|  |  |  | Apparent Power |  |  | MVA
|  |  |  | Real Power |  |  | MW
|  |  |  | Reactive Power |  |  | MVAr
|  |  |  | Capacitors In Service |  |  | MVAr
PF
| Zone Div: | Uncompensated |  | Reactive Power |  |  | MVAr
PF
| 0 | Compensated |  | Load (LV side) |  |  | Amps
|  |  |  | Apparent Power |  |  | MVA
|  |  |  | Real Power |  |  | MW
|  |  |  | Reactive Power |  |  | MVAr
|  |  |  | Capacitors In Service |  |  | MVAr
PF
| Zone Div: | Uncompensated |  | Reactive Power |  |  | MVAr
PF
| 0 | Compensated |  | Load (LV side) |  |  | Amps
|  |  |  | Apparent Power |  |  | MVA
|  |  |  | Real Power |  |  | MW
|  |  |  | Reactive Power |  |  | MVAr
|  |  |  | Capacitors In Service |  |  | MVAr
PF
| Zone Div: | Uncompensated |  | Reactive Power |  |  | MVAr
PF
| 0 | Compensated |  | Load (LV side) |  |  | Amps
|  |  |  | Apparent Power |  |  | MVA
|  |  |  | Real Power |  |  | MW
|  |  |  | Reactive Power |  |  | MVAr
|  |  |  | Capacitors In Service |  |  | MVAr
PF
| Zone Div: | Uncompensated |  | Reactive Power |  |  | MVAr
PF
| 0 | Compensated |  | Load (LV side) |  |  | Amps
|  |  |  | Apparent Power |  |  | MVA
|  |  |  | Real Power |  |  | MW
|  |  |  | Reactive Power |  |  | MVAr
|  |  |  | Capacitors In Service |  |  | MVAr
PF
| Zone Div: | Uncompensated |  | Reactive Power |  |  | MVAr
PF
| 0 | Compensated |  | Load (LV side) |  |  | Amps
|  |  |  | Apparent Power |  |  | MVA
|  |  |  | Real Power |  |  | MW
|  |  |  | Reactive Power |  |  | MVAr
|  |  |  | Capacitors In Service |  |  | MVAr
PF
| Zone Div: | Uncompensated |  | Reactive Power |  |  | MVAr
PF
| 0 | Compensated |  | Load (LV side) |  |  | Amps
|  |  |  | Apparent Power |  |  | MVA
|  |  |  | Real Power |  |  | MW
|  |  |  | Reactive Power |  |  | MVAr
|  |  |  | Capacitors In Service |  |  | MVAr
PF
| Zone Div: | Uncompensated |  | Reactive Power |  |  | MVAr
PF
| 0 | Compensated |  | Load (LV side) |  |  | Amps
|  |  |  | Apparent Power |  |  | MVA
|  |  |  | Real Power |  |  | MW
|  |  |  | Reactive Power |  |  | MVAr
|  |  |  | Capacitors In Service |  |  | MVAr
PF
| Zone Div: | Uncompensated |  | Reactive Power |  |  | MVAr
PF
| 0 | Compensated |  | Load (LV side) |  |  | Amps
|  |  |  | Apparent Power |  |  | MVA
|  |  |  | Real Power |  |  | MW
|  |  |  | Reactive Power |  |  | MVAr
|  |  |  | Capacitors In Service |  |  | MVAr
PF
| Zone Div: | Uncompensated |  | Reactive Power |  |  | MVAr
PF
| 0 | Compensated |  | Load (LV side) |  |  | Amps
|  |  |  | Apparent Power |  |  | MVA
|  |  |  | Real Power |  |  | MW
|  |  |  | Reactive Power |  |  | MVAr
|  |  |  | Capacitors In Service |  |  | MVAr
PF
| Zone Div: | Uncompensated |  | Reactive Power |  |  | MVAr
PF

## Hurstville North 132_11kV
| Hurstville North 132_11kV | [16 empty] | 2015 | SUMMER
[6 empty] | Zone commissioned |  | 2014-10-31
| Substation Total Loads | [33 empty] | Spots & Transfers Detail
| Historical Loads | (11kV Amps) | [7 empty] | Weather Corrected Forecast Loads |  |  |  | (11kV Amps) | [20 empty] | Spots & Transfers Summary | (11kV Amps) |  | Historical Spots & Transfers | [6 empty] | Forecast Spots & Transfers
|  | 07/08 | 08/09 | 09/10 | 10/11 | 11/12 | 12/13 | 13/14 |  | 14/15 | 15/16 | 16/17 | 17/18 | 18/19 | 19/20 | 20/21 | 21/22 | 22/23 | 23/24 | 24/25 | 25/26 | 26/27 | 27/28 | 28/29 | 29/30 | 30/31 | 31/32 | 32/33 | 33/34 | 34/35 | 35/36 | 36/37 | 37/38 | 38/39 |  |  |  | 07/08 | 08/09 | 09/10 | 10/11 | 11/12 | 12/13 | 13/14 | 14/15 | 15/16 | 16/17 | 17/18 | 18/19 | 19/20 | 20/21 | 21/22 | 22/23 | 23/24 | 24/25 | 25/26 | 26/27 | 27/28 | 28/29 | 29/30 | 30/31 | 31/32 | 32/33 | 33/34 | 34/35 | 35/36 | 36/37 | 37/38 | 38/39
| Total | [8 empty] | 973.9926 | 927.5047 | 897.7439 | 880.1754 | 878.8074 | 879.7513 | 890.2776 | 904.8236 | 917.4475 | 931.2696 | 942.221 | 956.9274 | 971.6607 | 989.0533 | 1007.95 | 1026.563 | 1044.678 | 1063.221 | 1082.199 | 1089.335 | 1108.132 | 1127.398 | 1147.137 | 1167.356 | 1188.061 |  |  | Total | 0 | 0 | 0 | 0 | 0 | 0 | -24 | 1054.5354 | -6.999 | -4.8117 | -5.7709 | -1.4737 | 1.0168 | 11.3283 | 15.62 | 13.5253 | 14.7781 | 11.6869 | 15.665 | 15.6617 | 18.4496 | 20.0007 | 19.6568 | 19.092 | 19.5065 | 19.9267 | 20.3526 | 20.7843 | 21.2219 | 21.6654 | 22.1149 | 22.5706
| Firm Rating | 0 | 0 | 0 | 0 | 0 | 0 | 0 |  | 3265 | 3265 | 3265 | 3265 | 3265 | 3265 | 3265 | 3265 | 3265 | 3265 | 3265 | 3265 | 3265 | 3265 | 3265 | 3265 | 3265 | 3265 | 3265 | 3265 | 3265 | 3265 | 3265 | 3265 | 3265
| Total Capacity | 0 | 0 | 0 | 0 | 0 | 0 | 0 |  | 6540 | 6540 | 6540 | 6540 | 6540 | 6540 | 6540 | 6540 | 6540 | 6540 | 6540 | 6540 | 6540 | 6540 | 6540 | 6540 | 6540 | 6540 | 6540 | 6540 | 6540 | 6540 | 6540 | 6540 | 6540 |  |  | Hurstville North 132_11kV Tx11 | 0 | 0 | 0 | 0 | 0 | 0 | -24 | 513.5177 | -3.4995 | -2.4059 | -2.8854 | -0.73683 | 0.50842 | 5.6641 | 7.81 | 6.7626 | 7.3891 | 5.8434 | 7.8325 | 7.8308 | 9.2248 | 10.0004 | 9.8284 | 9.546 | 9.7533 | 9.9634 | 10.1763 | 10.3922 | 10.6109 | 10.8327 | 11.0575 | 11.2853
|  | -7 | -6 | -5 | -4 | -3 | -2 | -1 |  | 0 | 1 | 2 | 3 | 4 | 5 | 6 | 7 | 8 | 9 | 10 | 11 | 12 | 13 | 14 | 15 | 16 | 17 | 18 | 19 | 20 | 21 | 22 | 23 | 24 |  |  | Hurstville North 132_11kV Tx12 | 0 | 0 | 0 | 0 | 0 | 0 | 0 | 541.0177 | -3.4995 | -2.4059 | -2.8854 | -0.73683 | 0.50842 | 5.6641 | 7.81 | 6.7626 | 7.3891 | 5.8434 | 7.8325 | 7.8308 | 9.2248 | 10.0004 | 9.8284 | 9.546 | 9.7533 | 9.9634 | 10.1763 | 10.3922 | 10.6109 | 10.8327 | 11.0575 | 11.2853
| Transformer Loads | [36 empty] | 0 | 0 | 0 | 0 | 0 | 0 | 0 | 0 | 0 | 0 | 0 | 0 | 0 | 0 | 0 | 0 | 0 | 0 | 0 | 0 | 0 | 0 | 0 | 0 | 0 | 0 | 0 | 0 | 0 | 0 | 0 | 0
| Historical Loads | (11kV Amps) | [7 empty] | 0: Weather Corrected Forecast Loads; 4: (11kV Amps) |  |  |  | 0 | 0 | 0 | 0 | 0 | 0 | 0 | 0 | 0 | 0 | 0 | 0 | 0 | 0 | 0 | 0 | 0 | 0 | 0 | 0 | 0 | 0 | 0 | 0 | 0 | 0 | 0 | 0 | 0 | 0 | 0 | 0
|  | 07/08 | 08/09 | 09/10 | 10/11 | 11/12 | 12/13 | 13/14 |  | 14/15 | 15/16 | 16/17 | 17/18 | 18/19 | 19/20 | 20/21 | 21/22 | 22/23 | 23/24 | 24/25 | 25/26 | 26/27 | 27/28 | 28/29 | 29/30 | 30/31 | 31/32 | 32/33 | 33/34 | 34/35 | 35/36 | 36/37 | 37/38 | 38/39 |  |  |  | 0 | 0 | 0 | 0 | 0 | 0 | 0 | 0 | 0 | 0 | 0 | 0 | 0 | 0 | 0 | 0 | 0 | 0 | 0 | 0 | 0 | 0 | 0 | 0 | 0 | 0 | 0 | 0 | 0 | 0 | 0 | 0
| 0 | [36 empty] | 0 | 0 | 0 | 0 | 0 | 0 | 0 | 0 | 0 | 0 | 0 | 0 | 0 | 0 | 0 | 0 | 0 | 0 | 0 | 0 | 0 | 0 | 0 | 0 | 0 | 0 | 0 | 0 | 0 | 0 | 0 | 0
| Diversity Factor: 0 | [36 empty] | 0 | 0 | 0 | 0 | 0 | 0 | 0 | 0 | 0 | 0 | 0 | 0 | 0 | 0 | 0 | 0 | 0 | 0 | 0 | 0 | 0 | 0 | 0 | 0 | 0 | 0 | 0 | 0 | 0 | 0 | 0 | 0
[38 empty] | 0 | 0 | 0 | 0 | 0 | 0 | 0 | 0 | 0 | 0 | 0 | 0 | 0 | 0 | 0 | 0 | 0 | 0 | 0 | 0 | 0 | 0 | 0 | 0 | 0 | 0 | 0 | 0 | 0 | 0 | 0 | 0
[38 empty] | 0 | 0 | 0 | 0 | 0 | 0 | 0 | 0 | 0 | 0 | 0 | 0 | 0 | 0 | 0 | 0 | 0 | 0 | 0 | 0 | 0 | 0 | 0 | 0 | 0 | 0 | 0 | 0 | 0 | 0 | 0 | 0
| 0 | [36 empty] | 0 | 0 | 0 | 0 | 0 | 0 | 0 | 0 | 0 | 0 | 0 | 0 | 0 | 0 | 0 | 0 | 0 | 0 | 0 | 0 | 0 | 0 | 0 | 0 | 0 | 0 | 0 | 0 | 0 | 0 | 0 | 0
Diversity Factor: 0
[38 empty] | Historical Spots & Transfers | [6 empty] | Forecast Spots & Transfers
[35 empty] | Project Name | From | To | 07/08 | 08/09 | 09/10 | 10/11 | 11/12 | 12/13 | 13/14 | 14/15 | 15/16 | 16/17 | 17/18 | 18/19 | 19/20 | 20/21 | 21/22 | 22/23 | 23/24 | 24/25 | 25/26 | 26/27 | 27/28 | 28/29 | 29/30 | 30/31 | 31/32 | 32/33 | 33/34 | 34/35 | 35/36 | 36/37 | 37/38 | 38/39
| 0 | [33 empty] | Broad based demand management |  | Hurstville North 132_11kV Tx11 | 0 | 0 | 0 | 0 | 0 | 0 | 0 | -0.33147 | -1.3447 | -1.6197 | -3.964 | -1.605 | 0 | 0 | 0 | 0 | 0 | 0 | 0 | 0 | 0 | 0 | 0 | 0 | 0 | 0 | 0 | 0 | 0 | 0 | 0 | 0
| Diversity Factor: 0 | [33 empty] | Broad based demand management |  | Hurstville North 132_11kV Tx12 | 0 | 0 | 0 | 0 | 0 | 0 | 0 | -0.33147 | -1.3447 | -1.6197 | -3.964 | -1.605 | 0 | 0 | 0 | 0 | 0 | 0 | 0 | 0 | 0 | 0 | 0 | 0 | 0 | 0 | 0 | 0 | 0 | 0 | 0 | 0
[35 empty] | DNP_ID: 6859. Hurstville North Development - Firm Supply to S.61078 Mashman Paterson No.1 & S.49272 Mashman Paterson No.2 | Hurstville North 132_11kV Tx11 | Kogarah 132_11kV Tx1 | 0 | 0 | 0 | 0 | 0 | 0 | 51 | 0 | 0 | 0 | 0 | 0 | 0 | 0 | 0 | 0 | 0 | 0 | 0 | 0 | 0 | 0 | 0 | 0 | 0 | 0 | 0 | 0 | 0 | 0 | 0 | 0
[35 empty] | Decommission: Commissioning Transfers | Hurstville North 33_11kV Tx1 | Hurstville North 132_11kV Tx11 | 0 | 0 | 0 | 0 | 0 | 0 | 0 | 216.6712 | 0 | 0 | 0 | 0 | 0 | 0 | 0 | 0 | 0 | 0 | 0 | 0 | 0 | 0 | 0 | 0 | 0 | 0 | 0 | 0 | 0 | 0 | 0 | 0
| 0 | [33 empty] | Decommission: Commissioning Transfers | Hurstville North 33_11kV Tx1 | Hurstville North 132_11kV Tx12 | 0 | 0 | 0 | 0 | 0 | 0 | 0 | 216.6712 | 0 | 0 | 0 | 0 | 0 | 0 | 0 | 0 | 0 | 0 | 0 | 0 | 0 | 0 | 0 | 0 | 0 | 0 | 0 | 0 | 0 | 0 | 0 | 0
| Diversity Factor: 0 | [33 empty] | Decommission: Commissioning Transfers | Hurstville North 33_11kV Tx3 | Hurstville North 132_11kV Tx11 | 0 | 0 | 0 | 0 | 0 | 0 | 0 | 273.065 | 0 | 0 | 0 | 0 | 0 | 0 | 0 | 0 | 0 | 0 | 0 | 0 | 0 | 0 | 0 | 0 | 0 | 0 | 0 | 0 | 0 | 0 | 0 | 0
[35 empty] | Decommission: Commissioning Transfers | Hurstville North 33_11kV Tx3 | Hurstville North 132_11kV Tx12 | 0 | 0 | 0 | 0 | 0 | 0 | 0 | 273.065 | 0 | 0 | 0 | 0 | 0 | 0 | 0 | 0 | 0 | 0 | 0 | 0 | 0 | 0 | 0 | 0 | 0 | 0 | 0 | 0 | 0 | 0 | 0 | 0
[35 empty] | HVCON_ID: 2011603. Establishment of KL kiosk substations S.61078 Mashman Paterson No.1 & S.49272 Mashman Paterson No.2, 11 Mashman Ave, Kingsgrove |  | Hurstville North 132_11kV Tx11 | 0 | 0 | 0 | 0 | 0 | 0 | 27 | 27.5 | 0 | 0 | 0 | 0 | 0 | 0 | 0 | 0 | 0 | 0 | 0 | 0 | 0 | 0 | 0 | 0 | 0 | 0 | 0 | 0 | 0 | 0 | 0 | 0
| 0 | [33 empty] | HVCON_ID: 2012431. Establishment of S.62944 Cross Westfield, Westfield Hurstville, Kogarah |  | Hurstville North 132_11kV Tx12 | 0 | 0 | 0 | 0 | 0 | 0 | 0 | 55 | 0 | 0 | 0 | 0 | 0 | 0 | 0 | 0 | 0 | 0 | 0 | 0 | 0 | 0 | 0 | 0 | 0 | 0 | 0 | 0 | 0 | 0 | 0 | 0
| Diversity Factor: 0 | [33 empty] | Econometric |  | Hurstville North 132_11kV Tx11 | 0 | 0 | 0 | 0 | 0 | 0 | 0 | 0 | 0 | 4.7925 | 9.0673 | 12.5217 | 12.5377 | 13.1969 | 13.0026 | 12.7973 | 12.9833 | 13.1718 | 13.3629 | 13.5566 | 13.753 | 13.952 | 14.1538 | 14.3583 | 14.5655 | 14.7756 | 14.9886 | 15.2044 | 15.4232 | 15.645 | 15.8697 | 16.0976
[35 empty] | Econometric |  | Hurstville North 132_11kV Tx12 | 0 | 0 | 0 | 0 | 0 | 0 | 0 | 0 | 0 | 4.7925 | 9.0673 | 12.5217 | 12.5377 | 13.1969 | 13.0026 | 12.7973 | 12.9833 | 13.1718 | 13.3629 | 13.5566 | 13.753 | 13.952 | 14.1538 | 14.3583 | 14.5655 | 14.7756 | 14.9886 | 15.2044 | 15.4232 | 15.645 | 15.8697 | 16.0976
[35 empty] | Energy Efficiency |  | Hurstville North 132_11kV Tx11 | 0 | 0 | 0 | 0 | 0 | 0 | 0 | -2.4161 | -1.0658 | -4.3487 | -6.6392 | -10.2092 | -10.5077 | -5.9396 | -3.652 | -4.4696 | -4.3967 | -5.894 | -4.0961 | -4.2914 | -3.0938 | -2.5173 | -2.891 | -3.3779 | -3.3779 | -3.3779 | -3.3779 | -3.3779 | -3.3779 | -3.3779 | -3.3779 | -3.3779
| 0 | [33 empty] | Energy Efficiency |  | Hurstville North 132_11kV Tx12 | 0 | 0 | 0 | 0 | 0 | 0 | 0 | -2.4161 | -1.0658 | -4.3487 | -6.6392 | -10.2092 | -10.5077 | -5.9396 | -3.652 | -4.4696 | -4.3967 | -5.894 | -4.0961 | -4.2914 | -3.0938 | -2.5173 | -2.891 | -3.3779 | -3.3779 | -3.3779 | -3.3779 | -3.3779 | -3.3779 | -3.3779 | -3.3779 | -3.3779
| Diversity Factor: 0 | [33 empty] | Solar PV |  | Hurstville North 132_11kV Tx11 | 0 | 0 | 0 | 0 | 0 | 0 | 0 | -0.97091 | -1.089 | -1.2299 | -1.3496 | -1.4444 | -1.5216 | -1.5931 | -1.5406 | -1.565 | -1.1975 | -1.4344 | -1.4344 | -1.4344 | -1.4344 | -1.4344 | -1.4344 | -1.4344 | -1.4344 | -1.4344 | -1.4344 | -1.4344 | -1.4344 | -1.4344 | -1.4344 | -1.4344
[35 empty] | Solar PV |  | Hurstville North 132_11kV Tx12 | 0 | 0 | 0 | 0 | 0 | 0 | 0 | -0.97091 | -1.089 | -1.2299 | -1.3496 | -1.4444 | -1.5216 | -1.5931 | -1.5406 | -1.565 | -1.1975 | -1.4344 | -1.4344 | -1.4344 | -1.4344 | -1.4344 | -1.4344 | -1.4344 | -1.4344 | -1.4344 | -1.4344 | -1.4344 | -1.4344 | -1.4344 | -1.4344 | -1.4344
0
Diversity Factor: 0
0
Diversity Factor: 0
0
Diversity Factor: 0
0
Diversity Factor: 0
| Weather Correction and Public Holiday Factors | [8 empty] | Forecast ROG
ROG Justification
| Actual loads for season 13/14 have been weather corrected by the following: | [8 empty] | Same as Hurstville North 33/11kV | [59 empty] | Same as Hurstville North 33/11kV
1 | 2 | 3 | 4 | 5 | 6 | 7 | 8 | 9 | 10 | 14/15 | 15/16 | 16/17 | 17/18 | 18/19 | 19/20 | 20/21 | 21/22 | 22/23 | 23/24 | 24/25 | 25/26 | 26/27 | 27/28 | 28/29 | 29/30 | 30/31 | 31/32 | 32/33 | 33/34 | 34/35 | 35/36 | 36/37 | 37/38 | 38/39
0.96025 | 0.92208 | 0.89764 | 0.88575 | 0.88575 | 0.88575 | 0.88575 | 0.88575 | 0.88575 | 0.88575 | -3.975% | -3.975% | -2.65% | -1.325% | 0% | 0% | 0% | 0% | 0% | 0% | 0% | 0% | 0% | 0% | 0% | 0% | 0% | 0% | 0% | 0% | 0% | 0% | 0% | 0% | 0%
Substation Load Detail
[7 empty] | Units | 13/14 |  | 14/15 | 15/16 | 16/17 | 17/18 | 18/19 | 19/20 | 20/21 | 21/22 | 22/23 | 23/24 | 24/25 | 25/26 | 26/27 | 27/28 | 28/29 | 29/30 | 30/31 | 31/32 | 32/33 | 33/34 | 34/35 | 35/36 | 36/37 | 37/38 | 38/39
1 | Hurstville North 132_11kV | Compensated |  | Load (LV side) |  |  | Amps | 0 | 0 | 973.9926 | 927.5047 | 897.7439 | 880.1754 | 878.8074 | 879.7513 | 890.2776 | 904.8236 | 917.4475 | 931.2696 | 942.221 | 956.9274 | 971.6607 | 989.0533 | 1007.95 | 1026.563 | 1044.678 | 1063.221 | 1082.199 | 1089.335 | 1108.132 | 1127.398 | 1147.137 | 1167.356 | 1188.061
|  |  |  | Apparent Power |  |  | MVA | 0 |  | 18.5571 | 17.6713 | 17.1043 | 16.7696 | 16.7435 | 16.7615 | 16.9621 | 17.2392 | 17.4797 | 17.7431 | 17.9517 | 18.2319 | 18.5126 | 18.844 | 19.204 | 19.5587 | 19.9038 | 20.2571 | 20.6187 | 20.7546 | 21.1128 | 21.4798 | 21.8559 | 22.2411 | 22.6356
|  |  |  | Real Power |  |  | MW | 0 | 0 | 18.4557 | 17.602 | 17.0531 | 16.7281 | 16.7029 | 16.7203 | 16.9146 | 17.1824 | 17.4143 | 17.6677 | 17.8681 | 18.1367 | 18.4053 | 18.7217 | 19.0646 | 19.4017 | 19.7291 | 20.0635 | 20.4052 | 20.7542 | 21.1106 | 21.4745 | 21.846 | 22.2252 | 22.6123
|  |  |  | Reactive Power |  |  | MVAr | 0 |  | 1.9372 | 1.5635 | 1.3231 | 1.1782 | 1.1659 | 1.1744 | 1.2685 | 1.3982 | 1.5105 | 1.6332 | 1.7303 | 1.8604 | 1.9904 | 2.1437 | 2.3098 | 2.473 | 2.6316 | 2.7936 | 2.9591 | 0.12808 | 0.30069 | 0.47694 | 0.65686 | 0.84052 | 1.028
|  |  |  | Capacitors In Service |  |  | MVAr | 0 |  | 6 | 6 | 6 | 6 | 6 | 6 | 6 | 6 | 6 | 6 | 6 | 6 | 6 | 6 | 6 | 6 | 6 | 6 | 6 | 9 | 9 | 9 | 9 | 9 | 9
|  |  |  | PF |  |  |  | 0 |  | 0.99454 | 0.99608 | 0.997 | 0.99753 | 0.99757 | 0.99754 | 0.9972 | 0.9967 | 0.99626 | 0.99575 | 0.99534 | 0.99478 | 0.9942 | 0.99351 | 0.99274 | 0.99197 | 0.99122 | 0.99045 | 0.98965 | 0.99998 | 0.9999 | 0.99975 | 0.99955 | 0.99928 | 0.99897
0.91799 | Diversity Factor: 0.92 | Uncompensated |  | Reactive Power |  |  | MVAr | 0 | 0 | 7.9372 | 7.5635 | 7.3231 | 7.1782 | 7.1659 | 7.1744 | 7.2685 | 7.3982 | 7.5105 | 7.6332 | 7.7303 | 7.8604 | 7.9904 | 8.1437 | 8.3098 | 8.473 | 8.6316 | 8.7936 | 8.9591 | 9.1281 | 9.3007 | 9.4769 | 9.6569 | 9.8405 | 10.028
|  |  |  | PF |  |  |  | 0 |  | 0.91865 | 0.91877 | 0.91886 | 0.91897 | 0.91899 | 0.91897 | 0.91876 | 0.91848 | 0.91824 | 0.91799 | 0.91779 | 0.91753 | 0.91729 | 0.917 | 0.9167 | 0.91642 | 0.91616 | 0.91589 | 0.91563 | 0.91538 | 0.91512 | 0.91487 | 0.91463 | 0.91438 | 0.91414
[10 empty] | 1 | 2 | 3 | 4 | 5 | 6 | 7 | 8 | 9 | 10 | 11 | 12 | 13 | 14 | 15 | 16 | 17 | 18 | 19 | 20 | 21 | 22 | 23 | 24 | 25
Transformer Load Detail
[7 empty] | Units | 13/14 |  | 14/15 | 15/16 | 16/17 | 17/18 | 18/19 | 19/20 | 20/21 | 21/22 | 22/23 | 23/24 | 24/25 | 25/26 | 26/27 | 27/28 | 28/29 | 29/30 | 30/31 | 31/32 | 32/33 | 33/34 | 34/35 | 35/36 | 36/37 | 37/38 | 38/39
| 0 | Compensated |  | Load (LV side) |  |  | Amps
|  |  |  | Apparent Power |  |  | MVA
|  |  |  | Real Power |  |  | MW
|  |  |  | Reactive Power |  |  | MVAr
|  |  |  | Capacitors In Service |  |  | MVAr
PF
| Zone Div: | Uncompensated |  | Reactive Power |  |  | MVAr
PF
| 0 | Compensated |  | Load (LV side) |  |  | Amps
|  |  |  | Apparent Power |  |  | MVA
|  |  |  | Real Power |  |  | MW
|  |  |  | Reactive Power |  |  | MVAr
|  |  |  | Capacitors In Service |  |  | MVAr
PF
| Zone Div: | Uncompensated |  | Reactive Power |  |  | MVAr
PF
| 0 | Compensated |  | Load (LV side) |  |  | Amps
|  |  |  | Apparent Power |  |  | MVA
|  |  |  | Real Power |  |  | MW
|  |  |  | Reactive Power |  |  | MVAr
|  |  |  | Capacitors In Service |  |  | MVAr
PF
| Zone Div: | Uncompensated |  | Reactive Power |  |  | MVAr
PF
| 0 | Compensated |  | Load (LV side) |  |  | Amps
|  |  |  | Apparent Power |  |  | MVA
|  |  |  | Real Power |  |  | MW
|  |  |  | Reactive Power |  |  | MVAr
|  |  |  | Capacitors In Service |  |  | MVAr
PF
| Zone Div: | Uncompensated |  | Reactive Power |  |  | MVAr
PF
| 0 | Compensated |  | Load (LV side) |  |  | Amps
|  |  |  | Apparent Power |  |  | MVA
|  |  |  | Real Power |  |  | MW
|  |  |  | Reactive Power |  |  | MVAr
|  |  |  | Capacitors In Service |  |  | MVAr
PF
| Zone Div: | Uncompensated |  | Reactive Power |  |  | MVAr
PF
| 0 | Compensated |  | Load (LV side) |  |  | Amps
|  |  |  | Apparent Power |  |  | MVA
|  |  |  | Real Power |  |  | MW
|  |  |  | Reactive Power |  |  | MVAr
|  |  |  | Capacitors In Service |  |  | MVAr
PF
| Zone Div: | Uncompensated |  | Reactive Power |  |  | MVAr
PF
| 0 | Compensated |  | Load (LV side) |  |  | Amps
|  |  |  | Apparent Power |  |  | MVA
|  |  |  | Real Power |  |  | MW
|  |  |  | Reactive Power |  |  | MVAr
|  |  |  | Capacitors In Service |  |  | MVAr
PF
| Zone Div: | Uncompensated |  | Reactive Power |  |  | MVAr
PF
| 0 | Compensated |  | Load (LV side) |  |  | Amps
|  |  |  | Apparent Power |  |  | MVA
|  |  |  | Real Power |  |  | MW
|  |  |  | Reactive Power |  |  | MVAr
|  |  |  | Capacitors In Service |  |  | MVAr
PF
| Zone Div: | Uncompensated |  | Reactive Power |  |  | MVAr
PF
| 0 | Compensated |  | Load (LV side) |  |  | Amps
|  |  |  | Apparent Power |  |  | MVA
|  |  |  | Real Power |  |  | MW
|  |  |  | Reactive Power |  |  | MVAr
|  |  |  | Capacitors In Service |  |  | MVAr
PF
| Zone Div: | Uncompensated |  | Reactive Power |  |  | MVAr
PF
| 0 | Compensated |  | Load (LV side) |  |  | Amps
|  |  |  | Apparent Power |  |  | MVA
|  |  |  | Real Power |  |  | MW
|  |  |  | Reactive Power |  |  | MVAr
|  |  |  | Capacitors In Service |  |  | MVAr
PF
| Zone Div: | Uncompensated |  | Reactive Power |  |  | MVAr
PF

## Hurstville North 33_11kV
| Hurstville North 33_11kV | [16 empty] | 2015 | SUMMER
[6 empty] | Zone decommissioned |  | 2014-10-31
| Substation Total Loads | [33 empty] | Spots & Transfers Detail
| Historical Loads | (11kV Amps) | [7 empty] | Weather Corrected Forecast Loads |  |  |  | (11kV Amps) | [20 empty] | Spots & Transfers Summary | (11kV Amps) |  | Historical Spots & Transfers | [6 empty] | Forecast Spots & Transfers
|  | 07/08 | 08/09 | 09/10 | 10/11 | 11/12 | 12/13 | 13/14 |  | 14/15 | 15/16 | 16/17 | 17/18 | 18/19 | 19/20 | 20/21 | 21/22 | 22/23 | 23/24 | 24/25 | 25/26 | 26/27 | 27/28 | 28/29 | 29/30 | 30/31 | 31/32 | 32/33 | 33/34 | 34/35 | 35/36 | 36/37 | 37/38 | 38/39 |  |  |  | 07/08 | 08/09 | 09/10 | 10/11 | 11/12 | 12/13 | 13/14 | 14/15 | 15/16 | 16/17 | 17/18 | 18/19 | 19/20 | 20/21 | 21/22 | 22/23 | 23/24 | 24/25 | 25/26 | 26/27 | 27/28 | 28/29 | 29/30 | 30/31 | 31/32 | 32/33 | 33/34 | 34/35 | 35/36 | 36/37 | 37/38 | 38/39
| Total | 1521 | 1566 | 1619 | 1387 | 1031 | 1066 | 979 |  | 0 | 0 | 0 | 0 | 0 | 0 | 0 | 0 | 0 | 0 | 0 | 0 | 0 | 0 | 0 | 0 | 0 | 0 | 0 | 0 | 0 | 0 | 0 | 0 | 0 |  |  | Total | 119.7 | 0 | 0 | -354.0947 | -123.9013 | -4.8162 | -0.39102 | -979.4724 | 0 | 0 | 0 | 0 | 0 | 0 | 0 | 0 | 0 | 0 | 0 | 0 | 0 | 0 | 0 | 0 | 0 | 0 | 0 | 0 | 0 | 0 | 0 | 0
| Firm Rating | 0 | 0 | 0 | 0 | 0 | 0 | 2191 |  | 0 | 0 | 0 | 0 | 0 | 0 | 0 | 0 | 0 | 0 | 0 | 0 | 0 | 0 | 0 | 0 | 0 | 0 | 0 | 0 | 0 | 0 | 0 | 0 | 0
| Total Capacity | 0 | 0 | 0 | 0 | 0 | 0 | 3546 |  | 0 | 0 | 0 | 0 | 0 | 0 | 0 | 0 | 0 | 0 | 0 | 0 | 0 | 0 | 0 | 0 | 0 | 0 | 0 | 0 | 0 | 0 | 0 | 0 | 0 |  |  | Hurstville North 33_11kV Tx1 | 119.7 | 0 | 0 | -352.9268 | -40.4073 | -2.1308 | -0.173 | -433.3423 | 0 | 0 | 0 | 0 | 0 | 0 | 0 | 0 | 0 | 0 | 0 | 0 | 0 | 0 | 0 | 0 | 0 | 0 | 0 | 0 | 0 | 0 | 0 | 0
|  | -7 | -6 | -5 | -4 | -3 | -2 | -1 |  | 0 | 1 | 2 | 3 | 4 | 5 | 6 | 7 | 8 | 9 | 10 | 11 | 12 | 13 | 14 | 15 | 16 | 17 | 18 | 19 | 20 | 21 | 22 | 23 | 24 |  |  | Hurstville North 33_11kV Tx2 | 0 | 0 | 0 | 0 | 0 | 0 | 0 | 0 | 0 | 0 | 0 | 0 | 0 | 0 | 0 | 0 | 0 | 0 | 0 | 0 | 0 | 0 | 0 | 0 | 0 | 0 | 0 | 0 | 0 | 0 | 0 | 0
| Transformer Loads | [35 empty] | Hurstville North 33_11kV Tx3 | 0 | 0 | 0 | -1.168 | -83.4941 | -2.6854 | -0.21803 | -546.1301 | 0 | 0 | 0 | 0 | 0 | 0 | 0 | 0 | 0 | 0 | 0 | 0 | 0 | 0 | 0 | 0 | 0 | 0 | 0 | 0 | 0 | 0 | 0 | 0
| Historical Loads | (11kV Amps) | [7 empty] | Weather Corrected Forecast Loads |  |  |  | (11kV Amps) | [23 empty] | 0 | 0 | 0 | 0 | 0 | 0 | 0 | 0 | 0 | 0 | 0 | 0 | 0 | 0 | 0 | 0 | 0 | 0 | 0 | 0 | 0 | 0 | 0 | 0 | 0 | 0 | 0 | 0 | 0 | 0 | 0 | 0
|  | 07/08 | 08/09 | 09/10 | 10/11 | 11/12 | 12/13 | 13/14 |  | 14/15 | 15/16 | 16/17 | 17/18 | 18/19 | 19/20 | 20/21 | 21/22 | 22/23 | 23/24 | 24/25 | 25/26 | 26/27 | 27/28 | 28/29 | 29/30 | 30/31 | 31/32 | 32/33 | 33/34 | 34/35 | 35/36 | 36/37 | 37/38 | 38/39 |  |  |  | 0 | 0 | 0 | 0 | 0 | 0 | 0 | 0 | 0 | 0 | 0 | 0 | 0 | 0 | 0 | 0 | 0 | 0 | 0 | 0 | 0 | 0 | 0 | 0 | 0 | 0 | 0 | 0 | 0 | 0 | 0 | 0
| 0 | [36 empty] | 0 | 0 | 0 | 0 | 0 | 0 | 0 | 0 | 0 | 0 | 0 | 0 | 0 | 0 | 0 | 0 | 0 | 0 | 0 | 0 | 0 | 0 | 0 | 0 | 0 | 0 | 0 | 0 | 0 | 0 | 0 | 0
| Diversity Factor: 0 | [36 empty] | 0 | 0 | 0 | 0 | 0 | 0 | 0 | 0 | 0 | 0 | 0 | 0 | 0 | 0 | 0 | 0 | 0 | 0 | 0 | 0 | 0 | 0 | 0 | 0 | 0 | 0 | 0 | 0 | 0 | 0 | 0 | 0
[38 empty] | 0 | 0 | 0 | 0 | 0 | 0 | 0 | 0 | 0 | 0 | 0 | 0 | 0 | 0 | 0 | 0 | 0 | 0 | 0 | 0 | 0 | 0 | 0 | 0 | 0 | 0 | 0 | 0 | 0 | 0 | 0 | 0
[38 empty] | 0 | 0 | 0 | 0 | 0 | 0 | 0 | 0 | 0 | 0 | 0 | 0 | 0 | 0 | 0 | 0 | 0 | 0 | 0 | 0 | 0 | 0 | 0 | 0 | 0 | 0 | 0 | 0 | 0 | 0 | 0 | 0
| 0 | [36 empty] | 0 | 0 | 0 | 0 | 0 | 0 | 0 | 0 | 0 | 0 | 0 | 0 | 0 | 0 | 0 | 0 | 0 | 0 | 0 | 0 | 0 | 0 | 0 | 0 | 0 | 0 | 0 | 0 | 0 | 0 | 0 | 0
Diversity Factor: 0
[38 empty] | Historical Spots & Transfers | [6 empty] | Forecast Spots & Transfers
[35 empty] | Project Name | From | To | 07/08 | 08/09 | 09/10 | 10/11 | 11/12 | 12/13 | 13/14 | 14/15 | 15/16 | 16/17 | 17/18 | 18/19 | 19/20 | 20/21 | 21/22 | 22/23 | 23/24 | 24/25 | 25/26 | 26/27 | 27/28 | 28/29 | 29/30 | 30/31 | 31/32 | 32/33 | 33/34 | 34/35 | 35/36 | 36/37 | 37/38 | 38/39
| 0 | [33 empty] | DNP_ID: 6351. Load Transfer from S.10993 Hurstville North Zone Substation to S.10999 Kogarah Zone Substation | Hurstville North 33_11kV Tx1 | Kogarah 132_11kV Tx2 | 0 | 0 | 0 | 193 | 0 | 0 | 0 | 0 | 0 | 0 | 0 | 0 | 0 | 0 | 0 | 0 | 0 | 0 | 0 | 0 | 0 | 0 | 0 | 0 | 0 | 0 | 0 | 0 | 0 | 0 | 0 | 0
| Diversity Factor: 0 | [33 empty] | DNP_ID: 6351. Load Transfer from S.10993 Hurstville North Zone Substation to S.10999 Kogarah Zone Substation | Hurstville North 33_11kV Tx1 | Kogarah 132_11kV Tx3 | 0 | 0 | 0 | 0 | 37 | 0 | 0 | 0 | 0 | 0 | 0 | 0 | 0 | 0 | 0 | 0 | 0 | 0 | 0 | 0 | 0 | 0 | 0 | 0 | 0 | 0 | 0 | 0 | 0 | 0 | 0 | 0
[35 empty] | DNP_ID: 6351. Load Transfer from S.10993 Hurstville North Zone Substation to S.10999 Kogarah Zone Substation | Hurstville North 33_11kV Tx3 | Kogarah 132_11kV Tx1 | 0 | 0 | 0 | 0 | 171 | 0 | 0 | 0 | 0 | 0 | 0 | 0 | 0 | 0 | 0 | 0 | 0 | 0 | 0 | 0 | 0 | 0 | 0 | 0 | 0 | 0 | 0 | 0 | 0 | 0 | 0 | 0
[35 empty] | DNP_ID: 6822. 33kV Feeder Connection to 11kV Network at Kogarah/Blakehurst Zones. | Hurstville North 33_11kV Tx1 | Kogarah 132_11kV Tx2 | 0 | 0 | 0 | 159 | 0 | 0 | 0 | 0 | 0 | 0 | 0 | 0 | 0 | 0 | 0 | 0 | 0 | 0 | 0 | 0 | 0 | 0 | 0 | 0 | 0 | 0 | 0 | 0 | 0 | 0 | 0 | 0
| 0 | [33 empty] | Decommission: Commissioning Transfers | Hurstville North 33_11kV Tx1 | Hurstville North 132_11kV Tx11 | 0 | 0 | 0 | 0 | 0 | 0 | 0 | 216.6712 | 0 | 0 | 0 | 0 | 0 | 0 | 0 | 0 | 0 | 0 | 0 | 0 | 0 | 0 | 0 | 0 | 0 | 0 | 0 | 0 | 0 | 0 | 0 | 0
| Diversity Factor: 0 | [33 empty] | Decommission: Commissioning Transfers | Hurstville North 33_11kV Tx1 | Hurstville North 132_11kV Tx12 | 0 | 0 | 0 | 0 | 0 | 0 | 0 | 216.6712 | 0 | 0 | 0 | 0 | 0 | 0 | 0 | 0 | 0 | 0 | 0 | 0 | 0 | 0 | 0 | 0 | 0 | 0 | 0 | 0 | 0 | 0 | 0 | 0
[35 empty] | Decommission: Commissioning Transfers | Hurstville North 33_11kV Tx3 | Hurstville North 132_11kV Tx11 | 0 | 0 | 0 | 0 | 0 | 0 | 0 | 273.065 | 0 | 0 | 0 | 0 | 0 | 0 | 0 | 0 | 0 | 0 | 0 | 0 | 0 | 0 | 0 | 0 | 0 | 0 | 0 | 0 | 0 | 0 | 0 | 0
[35 empty] | Decommission: Commissioning Transfers | Hurstville North 33_11kV Tx3 | Hurstville North 132_11kV Tx12 | 0 | 0 | 0 | 0 | 0 | 0 | 0 | 273.065 | 0 | 0 | 0 | 0 | 0 | 0 | 0 | 0 | 0 | 0 | 0 | 0 | 0 | 0 | 0 | 0 | 0 | 0 | 0 | 0 | 0 | 0 | 0 | 0
| 0 | [33 empty] | HVCON_ID: 2004232. Est Chamber S.10197 Cross Crofts N0.1, S.10198 Cross Crofts N0.2, S.10199 Cross Crofts N0.3 and Recover S.10025 "Cross Crofts" for the Illawarra Catholic Club, Hurstville. |  | Hurstville North 33_11kV Tx1 | 55.8 | 0 | 0 | 0 | 0 | 0 | 0 | 0 | 0 | 0 | 0 | 0 | 0 | 0 | 0 | 0 | 0 | 0 | 0 | 0 | 0 | 0 | 0 | 0 | 0 | 0 | 0 | 0 | 0 | 0 | 0 | 0
| Diversity Factor: 0 | [33 empty] | HVCON_ID: 2005263. Est S.10212 "The Avenue Humphreys" - Hurstville. |  | Hurstville North 33_11kV Tx1 | 63.9 | 0 | 0 | 0 | 0 | 0 | 0 | 0 | 0 | 0 | 0 | 0 | 0 | 0 | 0 | 0 | 0 | 0 | 0 | 0 | 0 | 0 | 0 | 0 | 0 | 0 | 0 | 0 | 0 | 0 | 0 | 0
[35 empty] | HVCON_ID: 2006028. Establish customer substation S.10150 Dora Queens (1000kVA KL) |  | Hurstville North 33_11kV Tx3 | 0 | 0 | 0 | 0 | 53.1 | 0 | 0 | 0 | 0 | 0 | 0 | 0 | 0 | 0 | 0 | 0 | 0 | 0 | 0 | 0 | 0 | 0 | 0 | 0 | 0 | 0 | 0 | 0 | 0 | 0 | 0 | 0
[35 empty] | HVCON_ID: 2011060. Establishment of S.49554 Woodville Barratt, 18-22 Woodville Street, Hurstville |  | Hurstville North 33_11kV Tx3 | 0 | 0 | 0 | 0 | 38.7 | 0 | 0 | 0 | 0 | 0 | 0 | 0 | 0 | 0 | 0 | 0 | 0 | 0 | 0 | 0 | 0 | 0 | 0 | 0 | 0 | 0 | 0 | 0 | 0 | 0 | 0 | 0
| 0 | [33 empty] | Econometric |  | Hurstville North 33_11kV Tx1 | 0 | 0 | 0 | 0 | 0 | 0 | 0 | 0 | 0 | 0 | 0 | 0 | 0 | 0 | 0 | 0 | 0 | 0 | 0 | 0 | 0 | 0 | 0 | 0 | 0 | 0 | 0 | 0 | 0 | 0 | 0 | 0
| Diversity Factor: 0 | [33 empty] | Econometric |  | Hurstville North 33_11kV Tx3 | 0 | 0 | 0 | 0 | 0 | 0 | 0 | 0 | 0 | 0 | 0 | 0 | 0 | 0 | 0 | 0 | 0 | 0 | 0 | 0 | 0 | 0 | 0 | 0 | 0 | 0 | 0 | 0 | 0 | 0 | 0 | 0
[35 empty] | Energy Efficiency |  | Hurstville North 33_11kV Tx1 | 0 | 0 | 0 | 0 | 0 | 0 | 0 | 0 | 0 | 0 | 0 | 0 | 0 | 0 | 0 | 0 | 0 | 0 | 0 | 0 | 0 | 0 | 0 | 0 | 0 | 0 | 0 | 0 | 0 | 0 | 0 | 0
[35 empty] | Energy Efficiency |  | Hurstville North 33_11kV Tx3 | 0 | 0 | 0 | 0 | 0 | 0 | 0 | 0 | 0 | 0 | 0 | 0 | 0 | 0 | 0 | 0 | 0 | 0 | 0 | 0 | 0 | 0 | 0 | 0 | 0 | 0 | 0 | 0 | 0 | 0 | 0 | 0
| 0 | [33 empty] | Solar PV |  | Hurstville North 33_11kV Tx1 | 0 | 0 | 0 | -0.92676 | -3.4073 | -2.1308 | -0.173 | 0 | 0 | 0 | 0 | 0 | 0 | 0 | 0 | 0 | 0 | 0 | 0 | 0 | 0 | 0 | 0 | 0 | 0 | 0 | 0 | 0 | 0 | 0 | 0 | 0
| Diversity Factor: 0 | [33 empty] | Solar PV |  | Hurstville North 33_11kV Tx3 | 0 | 0 | 0 | -1.168 | -4.2941 | -2.6854 | -0.21803 | 0 | 0 | 0 | 0 | 0 | 0 | 0 | 0 | 0 | 0 | 0 | 0 | 0 | 0 | 0 | 0 | 0 | 0 | 0 | 0 | 0 | 0 | 0 | 0 | 0
0
Diversity Factor: 0
0
Diversity Factor: 0
0
Diversity Factor: 0
| Weather Correction and Public Holiday Factors | [8 empty] | Forecast ROG
ROG Justification
| Actual loads for season 13/14 have been weather corrected by the following: | [6 empty] | 4.19% |  | 5 year ROG ok, review DNP6822 | [59 empty] | 5 year ROG ok, review DNP6822
1 | 2 | 3 | 4 | 5 | 6 | 7 | 8 | 9 | 10 | 14/15 | 15/16 | 16/17 | 17/18 | 18/19 | 19/20 | 20/21 | 21/22 | 22/23 | 23/24 | 24/25 | 25/26 | 26/27 | 27/28 | 28/29 | 29/30 | 30/31 | 31/32 | 32/33 | 33/34 | 34/35 | 35/36 | 36/37 | 37/38 | 38/39
0.96025 | 0.92208 | 0.89764 | 0.88575 | 0.88575 | 0.88575 | 0.88575 | 0.88575 | 0.88575 | 0.88575 | -3.975% | -3.975% | -2.65% | -1.325% | 0% | 0% | 0% | 0% | 0% | 0% | 0% | 0% | 0% | 0% | 0% | 0% | 0% | 0% | 0% | 0% | 0% | 0% | 0% | 0% | 0%
Substation Load Detail
[7 empty] | Units | 13/14 |  | 14/15 | 15/16 | 16/17 | 17/18 | 18/19 | 19/20 | 20/21 | 21/22 | 22/23 | 23/24 | 24/25 | 25/26 | 26/27 | 27/28 | 28/29 | 29/30 | 30/31 | 31/32 | 32/33 | 33/34 | 34/35 | 35/36 | 36/37 | 37/38 | 38/39
1 | Hurstville North 33_11kV | Compensated |  | Load (LV side) |  |  | Amps | 979 | 1020.0185 | 0 | 0 | 0 | 0 | 0 | 0 | 0 | 0 | 0 | 0 | 0 | 0 | 0 | 0 | 0 | 0 | 0 | 0 | 0 | 0 | 0 | 0 | 0 | 0 | 0
|  |  |  | Apparent Power |  |  | MVA | 18.6525 |  | 0 | 0 | 0 | 0 | 0 | 0 | 0 | 0 | 0 | 0 | 0 | 0 | 0 | 0 | 0 | 0 | 0 | 0 | 0 | 0 | 0 | 0 | 0 | 0 | 0
|  |  |  | Real Power |  |  | MW | 17.1603 | 17.8792 | 0 | 0 | 0 | 0 | 0 | 0 | 0 | 0 | 0 | 0 | 0 | 0 | 0 | 0 | 0 | 0 | 0 | 0 | 0 | 0 | 0 | 0 | 0 | 0 | 0
|  |  |  | Reactive Power |  |  | MVAr | 7.3102 |  | 0 | 0 | 0 | 0 | 0 | 0 | 0 | 0 | 0 | 0 | 0 | 0 | 0 | 0 | 0 | 0 | 0 | 0 | 0 | 0 | 0 | 0 | 0 | 0 | 0
|  |  |  | Capacitors In Service |  |  | MVAr | 0 |  | 0 | 0 | 0 | 0 | 0 | 0 | 0 | 0 | 0 | 0 | 0 | 0 | 0 | 0 | 0 | 0 | 0 | 0 | 0 | 0 | 0 | 0 | 0 | 0 | 0
|  |  |  | PF |  |  |  | 0.92 |  | 0 | 0 | 0 | 0 | 0 | 0 | 0 | 0 | 0 | 0 | 0 | 0 | 0 | 0 | 0 | 0 | 0 | 0 | 0 | 0 | 0 | 0 | 0 | 0 | 0
0.83764 | Diversity Factor: 0.84 | Uncompensated |  | Reactive Power |  |  | MVAr | 7.3102 | 7.6165 | 0 | 0 | 0 | 0 | 0 | 0 | 0 | 0 | 0 | 0 | 0 | 0 | 0 | 0 | 0 | 0 | 0 | 0 | 0 | 0 | 0 | 0 | 0 | 0 | 0
|  |  |  | PF |  |  |  | 0.92 |  | 0 | 0 | 0 | 0 | 0 | 0 | 0 | 0 | 0 | 0 | 0 | 0 | 0 | 0 | 0 | 0 | 0 | 0 | 0 | 0 | 0 | 0 | 0 | 0 | 0
[10 empty] | 1 | 2 | 3 | 4 | 5 | 6 | 7 | 8 | 9 | 10 | 11 | 12 | 13 | 14 | 15 | 16 | 17 | 18 | 19 | 20 | 21 | 22 | 23 | 24 | 25
Transformer Load Detail
[7 empty] | Units | 13/14 |  | 14/15 | 15/16 | 16/17 | 17/18 | 18/19 | 19/20 | 20/21 | 21/22 | 22/23 | 23/24 | 24/25 | 25/26 | 26/27 | 27/28 | 28/29 | 29/30 | 30/31 | 31/32 | 32/33 | 33/34 | 34/35 | 35/36 | 36/37 | 37/38 | 38/39
| 0 | Compensated |  | Load (LV side) |  |  | Amps
|  |  |  | Apparent Power |  |  | MVA
|  |  |  | Real Power |  |  | MW
|  |  |  | Reactive Power |  |  | MVAr
|  |  |  | Capacitors In Service |  |  | MVAr
PF
| Zone Div: | Uncompensated |  | Reactive Power |  |  | MVAr
PF
| 0 | Compensated |  | Load (LV side) |  |  | Amps
|  |  |  | Apparent Power |  |  | MVA
|  |  |  | Real Power |  |  | MW
|  |  |  | Reactive Power |  |  | MVAr
|  |  |  | Capacitors In Service |  |  | MVAr
PF
| Zone Div: | Uncompensated |  | Reactive Power |  |  | MVAr
PF
| 0 | Compensated |  | Load (LV side) |  |  | Amps
|  |  |  | Apparent Power |  |  | MVA
|  |  |  | Real Power |  |  | MW
|  |  |  | Reactive Power |  |  | MVAr
|  |  |  | Capacitors In Service |  |  | MVAr
PF
| Zone Div: | Uncompensated |  | Reactive Power |  |  | MVAr
PF
| 0 | Compensated |  | Load (LV side) |  |  | Amps
|  |  |  | Apparent Power |  |  | MVA
|  |  |  | Real Power |  |  | MW
|  |  |  | Reactive Power |  |  | MVAr
|  |  |  | Capacitors In Service |  |  | MVAr
PF
| Zone Div: | Uncompensated |  | Reactive Power |  |  | MVAr
PF
| 0 | Compensated |  | Load (LV side) |  |  | Amps
|  |  |  | Apparent Power |  |  | MVA
|  |  |  | Real Power |  |  | MW
|  |  |  | Reactive Power |  |  | MVAr
|  |  |  | Capacitors In Service |  |  | MVAr
PF
| Zone Div: | Uncompensated |  | Reactive Power |  |  | MVAr
PF
| 0 | Compensated |  | Load (LV side) |  |  | Amps
|  |  |  | Apparent Power |  |  | MVA
|  |  |  | Real Power |  |  | MW
|  |  |  | Reactive Power |  |  | MVAr
|  |  |  | Capacitors In Service |  |  | MVAr
PF
| Zone Div: | Uncompensated |  | Reactive Power |  |  | MVAr
PF
| 0 | Compensated |  | Load (LV side) |  |  | Amps
|  |  |  | Apparent Power |  |  | MVA
|  |  |  | Real Power |  |  | MW
|  |  |  | Reactive Power |  |  | MVAr
|  |  |  | Capacitors In Service |  |  | MVAr
PF
| Zone Div: | Uncompensated |  | Reactive Power |  |  | MVAr
PF
| 0 | Compensated |  | Load (LV side) |  |  | Amps
|  |  |  | Apparent Power |  |  | MVA
|  |  |  | Real Power |  |  | MW
|  |  |  | Reactive Power |  |  | MVAr
|  |  |  | Capacitors In Service |  |  | MVAr
PF
| Zone Div: | Uncompensated |  | Reactive Power |  |  | MVAr
PF
| 0 | Compensated |  | Load (LV side) |  |  | Amps
|  |  |  | Apparent Power |  |  | MVA
|  |  |  | Real Power |  |  | MW
|  |  |  | Reactive Power |  |  | MVAr
|  |  |  | Capacitors In Service |  |  | MVAr
PF
| Zone Div: | Uncompensated |  | Reactive Power |  |  | MVAr
PF
| 0 | Compensated |  | Load (LV side) |  |  | Amps
|  |  |  | Apparent Power |  |  | MVA
|  |  |  | Real Power |  |  | MW
|  |  |  | Reactive Power |  |  | MVAr
|  |  |  | Capacitors In Service |  |  | MVAr
PF
| Zone Div: | Uncompensated |  | Reactive Power |  |  | MVAr
PF

## Kogarah 132_11kV
| Kogarah 132_11kV | [16 empty] | 2015 | SUMMER
[6 empty] | Zone commissioned |  | 2009-11-01
| Substation Total Loads | [33 empty] | Spots & Transfers Detail
| Historical Loads | (11kV Amps) | [7 empty] | Weather Corrected Forecast Loads |  |  |  | (11kV Amps) | [20 empty] | Spots & Transfers Summary | (11kV Amps) |  | Historical Spots & Transfers | [6 empty] | Forecast Spots & Transfers
|  | 07/08 | 08/09 | 09/10 | 10/11 | 11/12 | 12/13 | 13/14 |  | 14/15 | 15/16 | 16/17 | 17/18 | 18/19 | 19/20 | 20/21 | 21/22 | 22/23 | 23/24 | 24/25 | 25/26 | 26/27 | 27/28 | 28/29 | 29/30 | 30/31 | 31/32 | 32/33 | 33/34 | 34/35 | 35/36 | 36/37 | 37/38 | 38/39 |  |  |  | 07/08 | 08/09 | 09/10 | 10/11 | 11/12 | 12/13 | 13/14 | 14/15 | 15/16 | 16/17 | 17/18 | 18/19 | 19/20 | 20/21 | 21/22 | 22/23 | 23/24 | 24/25 | 25/26 | 26/27 | 27/28 | 28/29 | 29/30 | 30/31 | 31/32 | 32/33 | 33/34 | 34/35 | 35/36 | 36/37 | 37/38 | 38/39
| Total |  |  | 1885 | 4020 | 3733 | 3934 | 3421 |  | 3475.672 | 3407.84 | 3371.748 | 3325.461 | 3342.066 | 3357.889 | 3407.965 | 3468.332 | 3520.974 | 3578.124 | 3627.359 | 3688.982 | 3751.037 | 3821.111 | 3895.987 | 3970.172 | 4043.34 | 4118.093 | 4194.452 | 4272.439 | 4352.078 | 4433.39 | 4516.399 | 4601.128 | 4687.601 |  |  | Total | 0 | 108 | 2692 | 1499.1288 | 304.1369 | -6.3865 | 40.5132 | -19.0425 | -17.9633 | -3.4959 | -30.1603 | 16.6048 | 15.8223 | 50.0762 | 60.3676 | 52.6416 | 57.1497 | 49.2352 | 61.6229 | 62.0549 | 70.0746 | 74.8759 | 74.1849 | 73.1678 | 74.7525 | 76.359 | 77.9876 | 79.6386 | 81.3124 | 83.0091 | 84.7291 | 86.4727
| Firm Rating | 0 | 0 | 0 | 0 | 0 | 0 | 6000 |  | 6000 | 6000 | 6000 | 6000 | 6000 | 6000 | 6000 | 6000 | 6000 | 6000 | 6000 | 6000 | 6000 | 6000 | 6000 | 6000 | 6000 | 6000 | 6000 | 6000 | 6000 | 6000 | 6000 | 6000 | 6000
| Total Capacity | 0 | 0 | 0 | 0 | 0 | 0 | 8966 |  | 8966 | 8966 | 8966 | 8966 | 8966 | 8966 | 8966 | 8966 | 8966 | 8966 | 8966 | 8966 | 8966 | 8966 | 8966 | 8966 | 8966 | 8966 | 8966 | 8966 | 8966 | 8966 | 8966 | 8966 | 8966 |  |  | Kogarah 132_11kV Tx1 | 0 | 33.2403 | 816.1602 | 261.6518 | 330.8877 | -35.9657 | 47.7724 | -5.8609 | -5.5287 | -1.076 | -9.2828 | 5.1106 | 4.8698 | 15.4125 | 18.58 | 16.2021 | 17.5896 | 15.1536 | 18.9663 | 19.0993 | 21.5676 | 23.0454 | 22.8327 | 22.5196 | 23.0074 | 23.5018 | 24.0031 | 24.5112 | 25.0264 | 25.5486 | 26.078 | 26.6146
|  | -7 | -6 | -5 | -4 | -3 | -2 | -1 |  | 0 | 1 | 2 | 3 | 4 | 5 | 6 | 7 | 8 | 9 | 10 | 11 | 12 | 13 | 14 | 15 | 16 | 17 | 18 | 19 | 20 | 21 | 22 | 23 | 24 |  |  | Kogarah 132_11kV Tx2 | 0 | 41.5504 | 985.7003 | 799.8147 | -21.6404 | -2.4571 | -4.0345 | 22.6739 | -6.9109 | -1.345 | -11.6035 | 6.3883 | 6.0873 | 19.2656 | 23.225 | 20.2526 | 21.987 | 18.9421 | 23.7079 | 23.8741 | 26.9595 | 28.8067 | 28.5409 | 28.1496 | 28.7592 | 29.3773 | 30.0038 | 30.639 | 31.283 | 31.9357 | 32.5975 | 33.2683
| Transformer Loads | [35 empty] | Kogarah 132_11kV Tx3 | 0 | 33.2093 | 890.1395 | 437.6624 | -5.1104 | 32.0362 | -3.2246 | -35.8554 | -5.5236 | -1.075 | -9.2741 | 5.1059 | 4.8653 | 15.3981 | 18.5627 | 16.187 | 17.5732 | 15.1395 | 18.9486 | 19.0815 | 21.5475 | 23.0239 | 22.8114 | 22.4986 | 22.9859 | 23.4799 | 23.9807 | 24.4884 | 25.003 | 25.5248 | 26.0536 | 26.5898
| Historical Loads | (11kV Amps) | [7 empty] | Weather Corrected Forecast Loads |  |  |  | (11kV Amps) | [23 empty] | 0 | 0 | 0 | 0 | 0 | 0 | 0 | 0 | 0 | 0 | 0 | 0 | 0 | 0 | 0 | 0 | 0 | 0 | 0 | 0 | 0 | 0 | 0 | 0 | 0 | 0 | 0 | 0 | 0 | 0 | 0 | 0
|  | 07/08 | 08/09 | 09/10 | 10/11 | 11/12 | 12/13 | 13/14 |  | 14/15 | 15/16 | 16/17 | 17/18 | 18/19 | 19/20 | 20/21 | 21/22 | 22/23 | 23/24 | 24/25 | 25/26 | 26/27 | 27/28 | 28/29 | 29/30 | 30/31 | 31/32 | 32/33 | 33/34 | 34/35 | 35/36 | 36/37 | 37/38 | 38/39 |  |  |  | 0 | 0 | 0 | 0 | 0 | 0 | 0 | 0 | 0 | 0 | 0 | 0 | 0 | 0 | 0 | 0 | 0 | 0 | 0 | 0 | 0 | 0 | 0 | 0 | 0 | 0 | 0 | 0 | 0 | 0 | 0 | 0
| 0 | [36 empty] | 0 | 0 | 0 | 0 | 0 | 0 | 0 | 0 | 0 | 0 | 0 | 0 | 0 | 0 | 0 | 0 | 0 | 0 | 0 | 0 | 0 | 0 | 0 | 0 | 0 | 0 | 0 | 0 | 0 | 0 | 0 | 0
| Diversity Factor: 0 | [36 empty] | 0 | 0 | 0 | 0 | 0 | 0 | 0 | 0 | 0 | 0 | 0 | 0 | 0 | 0 | 0 | 0 | 0 | 0 | 0 | 0 | 0 | 0 | 0 | 0 | 0 | 0 | 0 | 0 | 0 | 0 | 0 | 0
[38 empty] | 0 | 0 | 0 | 0 | 0 | 0 | 0 | 0 | 0 | 0 | 0 | 0 | 0 | 0 | 0 | 0 | 0 | 0 | 0 | 0 | 0 | 0 | 0 | 0 | 0 | 0 | 0 | 0 | 0 | 0 | 0 | 0
[38 empty] | 0 | 0 | 0 | 0 | 0 | 0 | 0 | 0 | 0 | 0 | 0 | 0 | 0 | 0 | 0 | 0 | 0 | 0 | 0 | 0 | 0 | 0 | 0 | 0 | 0 | 0 | 0 | 0 | 0 | 0 | 0 | 0
| 0 | [36 empty] | 0 | 0 | 0 | 0 | 0 | 0 | 0 | 0 | 0 | 0 | 0 | 0 | 0 | 0 | 0 | 0 | 0 | 0 | 0 | 0 | 0 | 0 | 0 | 0 | 0 | 0 | 0 | 0 | 0 | 0 | 0 | 0
Diversity Factor: 0
[38 empty] | Historical Spots & Transfers | [6 empty] | Forecast Spots & Transfers
[35 empty] | Project Name | From | To | 07/08 | 08/09 | 09/10 | 10/11 | 11/12 | 12/13 | 13/14 | 14/15 | 15/16 | 16/17 | 17/18 | 18/19 | 19/20 | 20/21 | 21/22 | 22/23 | 23/24 | 24/25 | 25/26 | 26/27 | 27/28 | 28/29 | 29/30 | 30/31 | 31/32 | 32/33 | 33/34 | 34/35 | 35/36 | 36/37 | 37/38 | 38/39
| 0 | [33 empty] | Broad based demand management |  | Kogarah 132_11kV Tx1 | 0 | 0 | 0 | 0 | 0 | 0 | 0 | -0.33355 | -1.7445 | -2.1192 | -15.9551 | -2.4968 | 0 | 0 | 0 | 0 | 0 | 0 | 0 | 0 | 0 | 0 | 0 | 0 | 0 | 0 | 0 | 0 | 0 | 0 | 0 | 0
| Diversity Factor: 0 | [33 empty] | Broad based demand management |  | Kogarah 132_11kV Tx2 | 0 | 0 | 0 | 0 | 0 | 0 | 0 | -0.41694 | -2.1806 | -2.649 | -19.9439 | -3.1211 | 0 | 0 | 0 | 0 | 0 | 0 | 0 | 0 | 0 | 0 | 0 | 0 | 0 | 0 | 0 | 0 | 0 | 0 | 0 | 0
[35 empty] | Broad based demand management |  | Kogarah 132_11kV Tx3 | 0 | 0 | 0 | 0 | 0 | 0 | 0 | -0.33324 | -1.7429 | -2.1172 | -15.9402 | -2.4945 | 0 | 0 | 0 | 0 | 0 | 0 | 0 | 0 | 0 | 0 | 0 | 0 | 0 | 0 | 0 | 0 | 0 | 0 | 0 | 0
[35 empty] | DNP_ID: 6301. Transfer of the 11kV Feeders on the Southern side of the railway line from Carlton ZS to Kogarah ZS | Carlton 33_11kV Tx1 | Kogarah 132_11kV Tx1 | 0 | 0 | 304 | 0 | 0 | 0 | 0 | 0 | 0 | 0 | 0 | 0 | 0 | 0 | 0 | 0 | 0 | 0 | 0 | 0 | 0 | 0 | 0 | 0 | 0 | 0 | 0 | 0 | 0 | 0 | 0 | 0
| 0 | [33 empty] | DNP_ID: 6301. Transfer of the 11kV Feeders on the Southern side of the railway line from Carlton ZS to Kogarah ZS | Carlton 33_11kV Tx1 | Kogarah 132_11kV Tx2 | 0 | 0 | 570 | 0 | 0 | 0 | 0 | 0 | 0 | 0 | 0 | 0 | 0 | 0 | 0 | 0 | 0 | 0 | 0 | 0 | 0 | 0 | 0 | 0 | 0 | 0 | 0 | 0 | 0 | 0 | 0 | 0
| Diversity Factor: 0 | [33 empty] | DNP_ID: 6301. Transfer of the 11kV Feeders on the Southern side of the railway line from Carlton ZS to Kogarah ZS | Carlton 33_11kV Tx1 | Kogarah 132_11kV Tx3 | 0 | 0 | 80 | 0 | 0 | 0 | 0 | 0 | 0 | 0 | 0 | 0 | 0 | 0 | 0 | 0 | 0 | 0 | 0 | 0 | 0 | 0 | 0 | 0 | 0 | 0 | 0 | 0 | 0 | 0 | 0 | 0
[35 empty] | DNP_ID: 6301. Transfer of the 11kV Feeders on the Southern side of the railway line from Carlton ZS to Kogarah ZS | Carlton 33_11kV Tx3 | Kogarah 132_11kV Tx3 | 0 | 0 | 220 | 0 | 0 | 0 | 0 | 0 | 0 | 0 | 0 | 0 | 0 | 0 | 0 | 0 | 0 | 0 | 0 | 0 | 0 | 0 | 0 | 0 | 0 | 0 | 0 | 0 | 0 | 0 | 0 | 0
[35 empty] | DNP_ID: 6328. Transfer of 11kV Feeders on the Northern Side of the Railway Line from S.10992 Carlton Zone Substation to S.10999 Kogarah Zone Substation | Carlton 33_11kV Tx1 | Kogarah 132_11kV Tx2 | 0 | 0 | 172 | 0 | 0 | 0 | 0 | 0 | 0 | 0 | 0 | 0 | 0 | 0 | 0 | 0 | 0 | 0 | 0 | 0 | 0 | 0 | 0 | 0 | 0 | 0 | 0 | 0 | 0 | 0 | 0 | 0
| 0 | [33 empty] | DNP_ID: 6328. Transfer of 11kV Feeders on the Northern Side of the Railway Line from S.10992 Carlton Zone Substation to S.10999 Kogarah Zone Substation | Carlton 33_11kV Tx1 | Kogarah 132_11kV Tx3 | 0 | 0 | 214 | 0 | 0 | 0 | 0 | 0 | 0 | 0 | 0 | 0 | 0 | 0 | 0 | 0 | 0 | 0 | 0 | 0 | 0 | 0 | 0 | 0 | 0 | 0 | 0 | 0 | 0 | 0 | 0 | 0
| Diversity Factor: 0 | [33 empty] | DNP_ID: 6328. Transfer of 11kV Feeders on the Northern Side of the Railway Line from S.10992 Carlton Zone Substation to S.10999 Kogarah Zone Substation | Carlton 33_11kV Tx3 | Kogarah 132_11kV Tx1 | 0 | 0 | 387 | 0 | 0 | 0 | 0 | 0 | 0 | 0 | 0 | 0 | 0 | 0 | 0 | 0 | 0 | 0 | 0 | 0 | 0 | 0 | 0 | 0 | 0 | 0 | 0 | 0 | 0 | 0 | 0 | 0
[35 empty] | DNP_ID: 6328. Transfer of 11kV Feeders on the Northern Side of the Railway Line from S.10992 Carlton Zone Substation to S.10999 Kogarah Zone Substation | Carlton 33_11kV Tx3 | Kogarah 132_11kV Tx2 | 0 | 0 | 97 | 0 | 0 | 0 | 0 | 0 | 0 | 0 | 0 | 0 | 0 | 0 | 0 | 0 | 0 | 0 | 0 | 0 | 0 | 0 | 0 | 0 | 0 | 0 | 0 | 0 | 0 | 0 | 0 | 0
[35 empty] | DNP_ID: 6328. Transfer of 11kV Feeders on the Northern Side of the Railway Line from S.10992 Carlton Zone Substation to S.10999 Kogarah Zone Substation | Carlton 33_11kV Tx3 | Kogarah 132_11kV Tx3 | 0 | 0 | 350 | 0 | 0 | 0 | 0 | 0 | 0 | 0 | 0 | 0 | 0 | 0 | 0 | 0 | 0 | 0 | 0 | 0 | 0 | 0 | 0 | 0 | 0 | 0 | 0 | 0 | 0 | 0 | 0 | 0
| 0 | [33 empty] | DNP_ID: 6346. Load Transfer from S.10991 Blakehurst and S.10997 Sans Souci Zone Substations to S.10999 Kogarah Zone Substation - Stage 1 (Prerequisite for DNP 6409) | Blakehurst 33_11kV Tx1 | Kogarah 132_11kV Tx1 | 0 | 0 | 0 | 76 | 0 | 0 | 0 | 0 | 0 | 0 | 0 | 0 | 0 | 0 | 0 | 0 | 0 | 0 | 0 | 0 | 0 | 0 | 0 | 0 | 0 | 0 | 0 | 0 | 0 | 0 | 0 | 0
| Diversity Factor: 0 | [33 empty] | DNP_ID: 6346. Load Transfer from S.10991 Blakehurst and S.10997 Sans Souci Zone Substations to S.10999 Kogarah Zone Substation - Stage 1 (Prerequisite for DNP 6409) | Blakehurst 33_11kV Tx1 | Kogarah 132_11kV Tx2 | 0 | 0 | 0 | 136 | 0 | 0 | 0 | 0 | 0 | 0 | 0 | 0 | 0 | 0 | 0 | 0 | 0 | 0 | 0 | 0 | 0 | 0 | 0 | 0 | 0 | 0 | 0 | 0 | 0 | 0 | 0 | 0
[35 empty] | DNP_ID: 6346. Load Transfer from S.10991 Blakehurst and S.10997 Sans Souci Zone Substations to S.10999 Kogarah Zone Substation - Stage 1 (Prerequisite for DNP 6409) | Blakehurst 33_11kV Tx1 | Kogarah 132_11kV Tx3 | 0 | 0 | 0 | 36 | 0 | 0 | 0 | 0 | 0 | 0 | 0 | 0 | 0 | 0 | 0 | 0 | 0 | 0 | 0 | 0 | 0 | 0 | 0 | 0 | 0 | 0 | 0 | 0 | 0 | 0 | 0 | 0
[35 empty] | DNP_ID: 6346. Load Transfer from S.10991 Blakehurst and S.10997 Sans Souci Zone Substations to S.10999 Kogarah Zone Substation - Stage 1 (Prerequisite for DNP 6409) | Kogarah 132_11kV Tx2 | Kogarah 132_11kV Tx3 | 0 | 0 | 0 | 16 | 0 | 0 | 0 | 0 | 0 | 0 | 0 | 0 | 0 | 0 | 0 | 0 | 0 | 0 | 0 | 0 | 0 | 0 | 0 | 0 | 0 | 0 | 0 | 0 | 0 | 0 | 0 | 0
| 0 | [33 empty] | DNP_ID: 6346. Load Transfer from S.10991 Blakehurst and S.10997 Sans Souci Zone Substations to S.10999 Kogarah Zone Substation - Stage 1 (Prerequisite for DNP 6409) | Sans Souci 33_11kV Tx1 | Kogarah 132_11kV Tx2 | 0 | 0 | 0 | 74 | 0 | 0 | 0 | 0 | 0 | 0 | 0 | 0 | 0 | 0 | 0 | 0 | 0 | 0 | 0 | 0 | 0 | 0 | 0 | 0 | 0 | 0 | 0 | 0 | 0 | 0 | 0 | 0
| Diversity Factor: 0 | [33 empty] | DNP_ID: 6346. Load Transfer from S.10991 Blakehurst and S.10997 Sans Souci Zone Substations to S.10999 Kogarah Zone Substation - Stage 1 (Prerequisite for DNP 6409) | Sans Souci 33_11kV Tx1 | Kogarah 132_11kV Tx3 | 0 | 0 | 0 | 120 | 0 | 0 | 0 | 0 | 0 | 0 | 0 | 0 | 0 | 0 | 0 | 0 | 0 | 0 | 0 | 0 | 0 | 0 | 0 | 0 | 0 | 0 | 0 | 0 | 0 | 0 | 0 | 0
[35 empty] | DNP_ID: 6346. Load Transfer from S.10991 Blakehurst and S.10997 Sans Souci Zone Substations to S.10999 Kogarah Zone Substation - Stage 1 (Prerequisite for DNP 6409) | Sans Souci 33_11kV Tx3 | Kogarah 132_11kV Tx1 | 0 | 0 | 0 | 153 | 0 | 0 | 0 | 0 | 0 | 0 | 0 | 0 | 0 | 0 | 0 | 0 | 0 | 0 | 0 | 0 | 0 | 0 | 0 | 0 | 0 | 0 | 0 | 0 | 0 | 0 | 0 | 0
[35 empty] | DNP_ID: 6346. Load Transfer from S.10991 Blakehurst and S.10997 Sans Souci Zone Substations to S.10999 Kogarah Zone Substation - Stage 1 (Prerequisite for DNP 6409) | Sans Souci 33_11kV Tx3 | Kogarah 132_11kV Tx2 | 0 | 0 | 0 | 27 | 0 | 0 | 0 | 0 | 0 | 0 | 0 | 0 | 0 | 0 | 0 | 0 | 0 | 0 | 0 | 0 | 0 | 0 | 0 | 0 | 0 | 0 | 0 | 0 | 0 | 0 | 0 | 0
| 0 | [33 empty] | DNP_ID: 6346. Load Transfer from S.10991 Blakehurst and S.10997 Sans Souci Zone Substations to S.10999 Kogarah Zone Substation - Stage 1 (Prerequisite for DNP 6409) | Sans Souci 33_11kV Tx3 | Kogarah 132_11kV Tx3 | 0 | 0 | 0 | 97 | 0 | 0 | 0 | 0 | 0 | 0 | 0 | 0 | 0 | 0 | 0 | 0 | 0 | 0 | 0 | 0 | 0 | 0 | 0 | 0 | 0 | 0 | 0 | 0 | 0 | 0 | 0 | 0
| Diversity Factor: 0 | [33 empty] | DNP_ID: 6351. Load Transfer from S.10993 Hurstville North Zone Substation to S.10999 Kogarah Zone Substation | Blakehurst 33_11kV Tx1 | Kogarah 132_11kV Tx2 | 0 | 0 | 0 | 0 | 143 | 0 | 0 | 0 | 0 | 0 | 0 | 0 | 0 | 0 | 0 | 0 | 0 | 0 | 0 | 0 | 0 | 0 | 0 | 0 | 0 | 0 | 0 | 0 | 0 | 0 | 0 | 0
[35 empty] | DNP_ID: 6351. Load Transfer from S.10993 Hurstville North Zone Substation to S.10999 Kogarah Zone Substation | Hurstville North 33_11kV Tx1 | Kogarah 132_11kV Tx2 | 0 | 0 | 0 | 193 | 0 | 0 | 0 | 0 | 0 | 0 | 0 | 0 | 0 | 0 | 0 | 0 | 0 | 0 | 0 | 0 | 0 | 0 | 0 | 0 | 0 | 0 | 0 | 0 | 0 | 0 | 0 | 0
[35 empty] | DNP_ID: 6351. Load Transfer from S.10993 Hurstville North Zone Substation to S.10999 Kogarah Zone Substation | Hurstville North 33_11kV Tx1 | Kogarah 132_11kV Tx3 | 0 | 0 | 0 | 0 | 37 | 0 | 0 | 0 | 0 | 0 | 0 | 0 | 0 | 0 | 0 | 0 | 0 | 0 | 0 | 0 | 0 | 0 | 0 | 0 | 0 | 0 | 0 | 0 | 0 | 0 | 0 | 0
| 0 | [33 empty] | DNP_ID: 6351. Load Transfer from S.10993 Hurstville North Zone Substation to S.10999 Kogarah Zone Substation | Hurstville North 33_11kV Tx3 | Kogarah 132_11kV Tx1 | 0 | 0 | 0 | 0 | 171 | 0 | 0 | 0 | 0 | 0 | 0 | 0 | 0 | 0 | 0 | 0 | 0 | 0 | 0 | 0 | 0 | 0 | 0 | 0 | 0 | 0 | 0 | 0 | 0 | 0 | 0 | 0
| Diversity Factor: 0 | [33 empty] | DNP_ID: 6360. S.10999 Kogarah Zone Substation Development | Kogarah 132_11kV Tx1 | Kogarah 132_11kV Tx2 | 0 | 0 | 0 | 239 | 0 | 0 | 0 | 0 | 0 | 0 | 0 | 0 | 0 | 0 | 0 | 0 | 0 | 0 | 0 | 0 | 0 | 0 | 0 | 0 | 0 | 0 | 0 | 0 | 0 | 0 | 0 | 0
[35 empty] | DNP_ID: 6360. S.10999 Kogarah Zone Substation Development | Kogarah 132_11kV Tx2 | Kogarah 132_11kV Tx1 | 0 | 0 | 0 | 310 | 0 | 0 | 0 | 0 | 0 | 0 | 0 | 0 | 0 | 0 | 0 | 0 | 0 | 0 | 0 | 0 | 0 | 0 | 0 | 0 | 0 | 0 | 0 | 0 | 0 | 0 | 0 | 0
[35 empty] | DNP_ID: 6409. Load Transfer from S.10997 Sans Souci Zone (Stage 2) and S.10996 Rockdale Zone Substations to S.10999 Kogarah Zone Substation - (DNP 6346 is a prerequisite) | Kogarah 132_11kV Tx1 | Kogarah 132_11kV Tx2 | 0 | 0 | 0 | 190 | 0 | 0 | 0 | 0 | 0 | 0 | 0 | 0 | 0 | 0 | 0 | 0 | 0 | 0 | 0 | 0 | 0 | 0 | 0 | 0 | 0 | 0 | 0 | 0 | 0 | 0 | 0 | 0
| 0 | [33 empty] | DNP_ID: 6409. Load Transfer from S.10997 Sans Souci Zone (Stage 2) and S.10996 Rockdale Zone Substations to S.10999 Kogarah Zone Substation - (DNP 6346 is a prerequisite) | Rockdale 33_11kV Tx1 | Kogarah 132_11kV Tx3 | 0 | 0 | 0 | 90 | 0 | 0 | 0 | 0 | 0 | 0 | 0 | 0 | 0 | 0 | 0 | 0 | 0 | 0 | 0 | 0 | 0 | 0 | 0 | 0 | 0 | 0 | 0 | 0 | 0 | 0 | 0 | 0
| Diversity Factor: 0 | [33 empty] | DNP_ID: 6409. Load Transfer from S.10997 Sans Souci Zone (Stage 2) and S.10996 Rockdale Zone Substations to S.10999 Kogarah Zone Substation - (DNP 6346 is a prerequisite) | Rockdale 33_11kV Tx3 | Kogarah 132_11kV Tx1 | 0 | 0 | 0 | 140 | 0 | 0 | 0 | 0 | 0 | 0 | 0 | 0 | 0 | 0 | 0 | 0 | 0 | 0 | 0 | 0 | 0 | 0 | 0 | 0 | 0 | 0 | 0 | 0 | 0 | 0 | 0 | 0
[35 empty] | DNP_ID: 6409. Load Transfer from S.10997 Sans Souci Zone (Stage 2) and S.10996 Rockdale Zone Substations to S.10999 Kogarah Zone Substation - (DNP 6346 is a prerequisite) | Rockdale 33_11kV Tx3 | Kogarah 132_11kV Tx2 | 0 | 0 | 0 | 75 | 0 | 0 | 0 | 0 | 0 | 0 | 0 | 0 | 0 | 0 | 0 | 0 | 0 | 0 | 0 | 0 | 0 | 0 | 0 | 0 | 0 | 0 | 0 | 0 | 0 | 0 | 0 | 0
[35 empty] | DNP_ID: 6409. Load Transfer from S.10997 Sans Souci Zone (Stage 2) and S.10996 Rockdale Zone Substations to S.10999 Kogarah Zone Substation - (DNP 6346 is a prerequisite) | Rockdale 33_11kV Tx3 | Kogarah 132_11kV Tx3 | 0 | 0 | 0 | 55 | 0 | 0 | 0 | 0 | 0 | 0 | 0 | 0 | 0 | 0 | 0 | 0 | 0 | 0 | 0 | 0 | 0 | 0 | 0 | 0 | 0 | 0 | 0 | 0 | 0 | 0 | 0 | 0
[35 empty] | DNP_ID: 6409. Load Transfer from S.10997 Sans Souci Zone (Stage 2) and S.10996 Rockdale Zone Substations to S.10999 Kogarah Zone Substation - (DNP 6346 is a prerequisite) | Sans Souci 33_11kV Tx3 | Kogarah 132_11kV Tx2 | 0 | 0 | 0 | 70 | 0 | 0 | 0 | 0 | 0 | 0 | 0 | 0 | 0 | 0 | 0 | 0 | 0 | 0 | 0 | 0 | 0 | 0 | 0 | 0 | 0 | 0 | 0 | 0 | 0 | 0 | 0 | 0
| Weather Correction and Public Holiday Factors | [8 empty] | Forecast ROG | [24 empty] | DNP_ID: 6409. Load Transfer from S.10997 Sans Souci Zone (Stage 2) and S.10996 Rockdale Zone Substations to S.10999 Kogarah Zone Substation - (DNP 6346 is a prerequisite) | Sans Souci 33_11kV Tx3 | Kogarah 132_11kV Tx3 | 0 | 0 | 0 | 35 | 0 | 0 | 0 | 0 | 0 | 0 | 0 | 0 | 0 | 0 | 0 | 0 | 0 | 0 | 0 | 0 | 0 | 0 | 0 | 0 | 0 | 0 | 0 | 0 | 0 | 0 | 0 | 0
[10 empty] | ROG Justification | [24 empty] | DNP_ID: 6472. Load Transfer from S.10990 Arncliffe Zone Substation to S.10999 Kogarah Zone Substation | Arncliffe 33_11kV Tx1 | Kogarah 132_11kV Tx2 | 0 | 0 | 88 | 0 | 0 | 0 | 0 | 0 | 0 | 0 | 0 | 0 | 0 | 0 | 0 | 0 | 0 | 0 | 0 | 0 | 0 | 0 | 0 | 0 | 0 | 0 | 0 | 0 | 0 | 0 | 0 | 0
| Actual loads for season 13/14 have been weather corrected by the following: | [6 empty] | 3.642% |  | weighted ROG calc | [24 empty] | DNP_ID: 6472. Load Transfer from S.10990 Arncliffe Zone Substation to S.10999 Kogarah Zone Substation | Arncliffe 33_11kV Tx3 | Kogarah 132_11kV Tx1 | 0 | 0 | 64 | 0 | 0 | 0 | 0 | 0 | 0 | 0 | 0 | 0 | 0 | 0 | 0 | 0 | 0 | 0 | 0 | 0 | 0 | 0 | 0 | 0 | 0 | 0 | 0 | 0 | 0 | 0 | 0 | 0 | weighted ROG calc
[35 empty] | DNP_ID: 6472. Load Transfer from S.10990 Arncliffe Zone Substation to S.10999 Kogarah Zone Substation | Arncliffe 33_11kV Tx3 | Kogarah 132_11kV Tx3 | 0 | 0 | 74 | 0 | 0 | 0 | 0 | 0 | 0 | 0 | 0 | 0 | 0 | 0 | 0 | 0 | 0 | 0 | 0 | 0 | 0 | 0 | 0 | 0 | 0 | 0 | 0 | 0 | 0 | 0 | 0 | 0
[35 empty] | DNP_ID: 6472. Load Transfer from S.10990 Arncliffe Zone Substation to S.10999 Kogarah Zone Substation | Kogarah 132_11kV Tx3 | Kogarah 132_11kV Tx1 | 0 | 0 | 39 | 0 | 0 | 0 | 0 | 0 | 0 | 0 | 0 | 0 | 0 | 0 | 0 | 0 | 0 | 0 | 0 | 0 | 0 | 0 | 0 | 0 | 0 | 0 | 0 | 0 | 0 | 0 | 0 | 0
1 | 2 | 3 | 4 | 5 | 6 | 7 | 8 | 9 | 10 | 14/15 | 15/16 | 16/17 | 17/18 | 18/19 | 19/20 | 20/21 | 21/22 | 22/23 | 23/24 | 24/25 | 25/26 | 26/27 | 27/28 | 28/29 | 29/30 | 30/31 | 31/32 | 32/33 | 33/34 | 34/35 | 35/36 | 36/37 | 37/38 | 38/39 | DNP_ID: 6472. Load Transfer from S.10990 Arncliffe Zone Substation to S.10999 Kogarah Zone Substation | Kogarah 132_11kV Tx3 | Kogarah 132_11kV Tx2 | 0 | 0 | 31 | 0 | 0 | 0 | 0 | 0 | 0 | 0 | 0 | 0 | 0 | 0 | 0 | 0 | 0 | 0 | 0 | 0 | 0 | 0 | 0 | 0 | 0 | 0 | 0 | 0 | 0 | 0 | 0 | 0
0.98566 | 0.97153 | 0.96224 | 0.95764 | 0.95764 | 0.95764 | 0.95764 | 0.95764 | 0.95764 | 0.95764 | -1.434% | -1.434% | -0.956% | -0.478% | 0% | 0% | 0% | 0% | 0% | 0% | 0% | 0% | 0% | 0% | 0% | 0% | 0% | 0% | 0% | 0% | 0% | 0% | 0% | 0% | 0% | DNP_ID: 6822. 33kV Feeder Connection to 11kV Network at Kogarah/Blakehurst Zones. | Hurstville North 33_11kV Tx1 | Kogarah 132_11kV Tx2 | 0 | 0 | 0 | 159 | 0 | 0 | 0 | 0 | 0 | 0 | 0 | 0 | 0 | 0 | 0 | 0 | 0 | 0 | 0 | 0 | 0 | 0 | 0 | 0 | 0 | 0 | 0 | 0 | 0 | 0 | 0 | 0
[35 empty] | DNP_ID: 6822. 33kV Feeder Connection to 11kV Network at Kogarah/Blakehurst Zones. | Kogarah 132_11kV Tx2 | Kogarah 132_11kV Tx1 | 0 | 0 | 0 | 23 | 0 | 0 | 0 | 0 | 0 | 0 | 0 | 0 | 0 | 0 | 0 | 0 | 0 | 0 | 0 | 0 | 0 | 0 | 0 | 0 | 0 | 0 | 0 | 0 | 0 | 0 | 0 | 0
2: Substation Load Detail | DNP_ID: 6850. Willison Road New OH Feeder Connections | Kogarah 132_11kV Tx2 | Kogarah 132_11kV Tx1 | 0 | 0 | 0 | 0 | 162 | 0 | 0 | 0 | 0 | 0 | 0 | 0 | 0 | 0 | 0 | 0 | 0 | 0 | 0 | 0 | 0 | 0 | 0 | 0 | 0 | 0 | 0 | 0 | 0 | 0 | 0 | 0
[35 empty] | DNP_ID: 6859. Hurstville North Development - Firm Supply to S.61078 Mashman Paterson No.1 & S.49272 Mashman Paterson No.2 | Hurstville North 132_11kV Tx11 | Kogarah 132_11kV Tx1 | 0 | 0 | 0 | 0 | 0 | 0 | 51 | 0 | 0 | 0 | 0 | 0 | 0 | 0 | 0 | 0 | 0 | 0 | 0 | 0 | 0 | 0 | 0 | 0 | 0 | 0 | 0 | 0 | 0 | 0 | 0 | 0
[7 empty] | Units | 13/14 |  | 14/15 | 15/16 | 16/17 | 17/18 | 18/19 | 19/20 | 20/21 | 21/22 | 22/23 | 23/24 | 24/25 | 25/26 | 26/27 | 27/28 | 28/29 | 29/30 | 30/31 | 31/32 | 32/33 | 33/34 | 34/35 | 35/36 | 36/37 | 37/38 | 38/39 | DNP_ID: 6923. Kogarah Panel 38L open point changes | Kogarah 132_11kV Tx3 | Rockdale 33_11kV Tx1 | 0 | 0 | 0 | 0 | 30 | 0 | 0 | 0 | 0 | 0 | 0 | 0 | 0 | 0 | 0 | 0 | 0 | 0 | 0 | 0 | 0 | 0 | 0 | 0 | 0 | 0 | 0 | 0 | 0 | 0 | 0 | 0
1 | Kogarah 132_11kV | Compensated |  | Load (LV side) |  |  | Amps | 3421 | 3545.5874 | 3475.672 | 3407.84 | 3371.748 | 3325.461 | 3342.066 | 3357.889 | 3407.965 | 3468.332 | 3520.974 | 3578.124 | 3627.359 | 3688.982 | 3751.037 | 3821.111 | 3895.987 | 3970.172 | 4043.34 | 4118.093 | 4194.452 | 4272.439 | 4352.078 | 4433.39 | 4516.399 | 4601.128 | 4687.601 | DNP_ID: 6923. Kogarah Panel 38L open point changes | Kogarah 132_11kV Tx3 | Rockdale 33_11kV Tx3 | 0 | 0 | 0 | 0 | 10 | 0 | 0 | 0 | 0 | 0 | 0 | 0 | 0 | 0 | 0 | 0 | 0 | 0 | 0 | 0 | 0 | 0 | 0 | 0 | 0 | 0 | 0 | 0 | 0 | 0 | 0 | 0
|  |  |  | Apparent Power |  |  | MVA | 65.1788 |  | 66.2205 | 64.9281 | 64.2404 | 63.3586 | 63.6749 | 63.9764 | 64.9304 | 66.0806 | 67.0836 | 68.1724 | 69.1105 | 70.2845 | 71.4668 | 72.802 | 74.2285 | 75.6419 | 77.036 | 78.4602 | 79.915 | 81.4009 | 82.9182 | 84.4674 | 86.049 | 87.6633 | 89.3108 | DNP_ID: 6985. Kogarah PA11L - Undergrounding of Condemned OH Mains | Kogarah 132_11kV Tx1 | Kogarah 132_11kV Tx3 | 0 | 0 | 0 | 0 | 0 | 34 | 0 | 0 | 0 | 0 | 0 | 0 | 0 | 0 | 0 | 0 | 0 | 0 | 0 | 0 | 0 | 0 | 0 | 0 | 0 | 0 | 0 | 0 | 0 | 0 | 0 | 0
|  |  |  | Real Power |  |  | MW | 60.2229 | 62.4162 | 61.1854 | 59.9913 | 59.3559 | 58.5411 | 58.8334 | 59.1119 | 59.9935 | 61.0562 | 61.9829 | 62.9889 | 63.8557 | 64.9405 | 66.0329 | 67.2665 | 68.5846 | 69.8905 | 71.1786 | 72.4945 | 73.8387 | 75.2116 | 76.6135 | 78.045 | 79.5062 | 80.9978 | 82.5201 | HVCON_ID: 2005086. Est 5 x Kiosks:- S.10187 "Hill Treacy No1", S.10188 "Hill Treacy No2", S.10189 "Hill Treacy No3", S.10191 "Hill Treacy No4", S.10193 "Hill Treacy No5" KEMPT FIELD |  | Kogarah 132_11kV Tx1 | 0 | 33.2403 | 22.1602 | 0 | 0 | 0 | 0 | 0 | 0 | 0 | 0 | 0 | 0 | 0 | 0 | 0 | 0 | 0 | 0 | 0 | 0 | 0 | 0 | 0 | 0 | 0 | 0 | 0 | 0 | 0 | 0 | 0
|  |  |  | Reactive Power |  |  | MVAr | 24.9294 |  | 25.3278 | 24.8335 | 24.5705 | 24.2332 | 24.3542 | 24.4695 | 24.8344 | 25.2743 | 25.6579 | 26.0744 | 26.4332 | 26.8822 | 27.3344 | 27.8451 | 28.3907 | 28.9313 | 29.4645 | 30.0092 | 30.5657 | 31.134 | 31.7143 | 32.3068 | 32.9117 | 33.5292 | 34.1593 | HVCON_ID: 2005086. Est 5 x Kiosks:- S.10187 "Hill Treacy No1", S.10188 "Hill Treacy No2", S.10189 "Hill Treacy No3", S.10191 "Hill Treacy No4", S.10193 "Hill Treacy No5" KEMPT FIELD |  | Kogarah 132_11kV Tx2 | 0 | 41.5504 | 27.7003 | 0 | 0 | 0 | 0 | 0 | 0 | 0 | 0 | 0 | 0 | 0 | 0 | 0 | 0 | 0 | 0 | 0 | 0 | 0 | 0 | 0 | 0 | 0 | 0 | 0 | 0 | 0 | 0 | 0
|  |  |  | Capacitors In Service |  |  | MVAr | 0 |  | 0 | 0 | 0 | 0 | 0 | 0 | 0 | 0 | 0 | 0 | 0 | 0 | 0 | 0 | 0 | 0 | 0 | 0 | 0 | 0 | 0 | 0 | 0 | 0 | 0 | HVCON_ID: 2005086. Est 5 x Kiosks:- S.10187 "Hill Treacy No1", S.10188 "Hill Treacy No2", S.10189 "Hill Treacy No3", S.10191 "Hill Treacy No4", S.10193 "Hill Treacy No5" KEMPT FIELD |  | Kogarah 132_11kV Tx3 | 0 | 33.2093 | 22.1395 | 0 | 0 | 0 | 0 | 0 | 0 | 0 | 0 | 0 | 0 | 0 | 0 | 0 | 0 | 0 | 0 | 0 | 0 | 0 | 0 | 0 | 0 | 0 | 0 | 0 | 0 | 0 | 0 | 0
|  |  |  | PF |  |  |  | 0.92397 |  | 0.92397 | 0.92397 | 0.92397 | 0.92397 | 0.92397 | 0.92397 | 0.92397 | 0.92397 | 0.92397 | 0.92397 | 0.92397 | 0.92397 | 0.92397 | 0.92397 | 0.92397 | 0.92397 | 0.92397 | 0.92397 | 0.92397 | 0.92397 | 0.92397 | 0.92397 | 0.92397 | 0.92397 | 0.92397 | HVCON_ID: 2014173. Re-allocation of Load around St George Hospitals - Kogarah Zone. | Kogarah 132_11kV Tx3 | Kogarah 132_11kV Tx2 | 0 | 0 | 0 | 0 | 0 | 0 | 0 | 30 | 0 | 0 | 0 | 0 | 0 | 0 | 0 | 0 | 0 | 0 | 0 | 0 | 0 | 0 | 0 | 0 | 0 | 0 | 0 | 0 | 0 | 0 | 0 | 0
0.97081 | Diversity Factor: 0.97 | Uncompensated |  | Reactive Power |  |  | MVAr | 24.9294 | 25.8373 | 25.3278 | 24.8335 | 24.5705 | 24.2332 | 24.3542 | 24.4695 | 24.8344 | 25.2743 | 25.6579 | 26.0744 | 26.4332 | 26.8822 | 27.3344 | 27.8451 | 28.3907 | 28.9313 | 29.4645 | 30.0092 | 30.5657 | 31.134 | 31.7143 | 32.3068 | 32.9117 | 33.5292 | 34.1593 | Econometric |  | Kogarah 132_11kV Tx1 | 0 | 0 | 0 | 0 | 0 | 0 | 0 | 0 | 0 | 11.8262 | 22.4109 | 30.6878 | 29.04 | 30.983 | 30.2114 | 29.4055 | 29.8425 | 30.2856 | 30.7349 | 31.1903 | 31.652 | 32.1201 | 32.5947 | 33.0758 | 33.5635 | 34.058 | 34.5592 | 35.0674 | 35.5825 | 36.1047 | 36.6341 | 37.1708
|  |  |  | PF |  |  |  | 0.92397 |  | 0.92397 | 0.92397 | 0.92397 | 0.92397 | 0.92397 | 0.92397 | 0.92397 | 0.92397 | 0.92397 | 0.92397 | 0.92397 | 0.92397 | 0.92397 | 0.92397 | 0.92397 | 0.92397 | 0.92397 | 0.92397 | 0.92397 | 0.92397 | 0.92397 | 0.92397 | 0.92397 | 0.92397 | 0.92397 | Econometric |  | Kogarah 132_11kV Tx2 | 0 | 0 | 0 | 0 | 0 | 0 | 0 | 0 | 0 | 14.7827 | 28.0136 | 38.3597 | 36.3 | 38.7287 | 37.7642 | 36.7569 | 37.3032 | 37.857 | 38.4186 | 38.9879 | 39.565 | 40.1501 | 40.7433 | 41.3447 | 41.9544 | 42.5724 | 43.199 | 43.8342 | 44.4781 | 45.1309 | 45.7926 | 46.4635
[10 empty] | 1 | 2 | 3 | 4 | 5 | 6 | 7 | 8 | 9 | 10 | 11 | 12 | 13 | 14 | 15 | 16 | 17 | 18 | 19 | 20 | 21 | 22 | 23 | 24 | 25 | Econometric |  | Kogarah 132_11kV Tx3 | 0 | 0 | 0 | 0 | 0 | 0 | 0 | 0 | 0 | 11.8151 | 22.39 | 30.6591 | 29.0129 | 30.9541 | 30.1832 | 29.3781 | 29.8147 | 30.2574 | 30.7062 | 31.1612 | 31.6225 | 32.0902 | 32.5643 | 33.0449 | 33.5322 | 34.0262 | 34.527 | 35.0346 | 35.5493 | 36.071 | 36.5999 | 37.1361
2: Transformer Load Detail | Energy Efficiency |  | Kogarah 132_11kV Tx1 | 0 | 0 | 0 | 0 | 0 | 0 | 0 | -3.6404 | -1.6678 | -8.3926 | -13.1157 | -20.2732 | -21.213 | -12.4744 | -8.6373 | -10.1618 | -9.9257 | -12.3443 | -8.9809 | -9.3033 | -7.2968 | -6.2871 | -6.9743 | -7.7685 | -7.7685 | -7.7685 | -7.7685 | -7.7685 | -7.7685 | -7.7685 | -7.7685 | -7.7685
[35 empty] | Energy Efficiency |  | Kogarah 132_11kV Tx2 | 0 | 0 | 0 | 0 | 0 | 0 | 0 | -4.5505 | -2.0847 | -10.4907 | -16.3946 | -25.3415 | -26.5163 | -15.5929 | -10.7967 | -12.7023 | -12.4071 | -15.4304 | -11.2261 | -11.6292 | -9.1209 | -7.8589 | -8.7179 | -9.7106 | -9.7106 | -9.7106 | -9.7106 | -9.7106 | -9.7106 | -9.7106 | -9.7106 | -9.7106
[7 empty] | Units | 13/14 |  | 14/15 | 15/16 | 16/17 | 17/18 | 18/19 | 19/20 | 20/21 | 21/22 | 22/23 | 23/24 | 24/25 | 25/26 | 26/27 | 27/28 | 28/29 | 29/30 | 30/31 | 31/32 | 32/33 | 33/34 | 34/35 | 35/36 | 36/37 | 37/38 | 38/39 | Energy Efficiency |  | Kogarah 132_11kV Tx3 | 0 | 0 | 0 | 0 | 0 | 0 | 0 | -3.637 | -1.6662 | -8.3848 | -13.1035 | -20.2543 | -21.1932 | -12.4627 | -8.6293 | -10.1523 | -9.9164 | -12.3328 | -8.9725 | -9.2947 | -7.2899 | -6.2812 | -6.9678 | -7.7612 | -7.7612 | -7.7612 | -7.7612 | -7.7612 | -7.7612 | -7.7612 | -7.7612 | -7.7612
2: 0; 3: Compensated; 5: Load (LV side); 8: Amps | Solar PV |  | Kogarah 132_11kV Tx1 | 0 | 0 | 0 | -11.3482 | -2.1123 | -1.9657 | -3.2276 | -1.8869 | -2.1165 | -2.3903 | -2.6228 | -2.8071 | -2.9572 | -3.0961 | -2.994 | -3.0416 | -2.3273 | -2.7876 | -2.7876 | -2.7876 | -2.7876 | -2.7876 | -2.7876 | -2.7876 | -2.7876 | -2.7876 | -2.7876 | -2.7876 | -2.7876 | -2.7876 | -2.7876 | -2.7876
5: Apparent Power; 8: MVA | Solar PV |  | Kogarah 132_11kV Tx2 | 0 | 0 | 0 | -14.1853 | -2.6404 | -2.4571 | -4.0345 | -2.3587 | -2.6456 | -2.9879 | -3.2785 | -3.5088 | -3.6965 | -3.8702 | -3.7425 | -3.802 | -2.9091 | -3.4846 | -3.4846 | -3.4846 | -3.4846 | -3.4846 | -3.4846 | -3.4846 | -3.4846 | -3.4846 | -3.4846 | -3.4846 | -3.4846 | -3.4846 | -3.4846 | -3.4846
5: Real Power; 8: MW | Solar PV |  | Kogarah 132_11kV Tx3 | 0 | 0 | 0 | -11.3376 | -2.1104 | -1.9638 | -3.2246 | -1.8852 | -2.1145 | -2.3881 | -2.6204 | -2.8045 | -2.9545 | -3.0933 | -2.9912 | -3.0388 | -2.3251 | -2.785 | -2.785 | -2.785 | -2.785 | -2.785 | -2.785 | -2.785 | -2.785 | -2.785 | -2.785 | -2.785 | -2.785 | -2.785 | -2.785 | -2.785
|  |  |  | Reactive Power |  |  | MVAr
|  |  |  | Capacitors In Service |  |  | MVAr
PF
| Zone Div: | Uncompensated |  | Reactive Power |  |  | MVAr
PF
| 0 | Compensated |  | Load (LV side) |  |  | Amps
|  |  |  | Apparent Power |  |  | MVA
|  |  |  | Real Power |  |  | MW
|  |  |  | Reactive Power |  |  | MVAr
|  |  |  | Capacitors In Service |  |  | MVAr
PF
| Zone Div: | Uncompensated |  | Reactive Power |  |  | MVAr
PF
| 0 | Compensated |  | Load (LV side) |  |  | Amps
|  |  |  | Apparent Power |  |  | MVA
|  |  |  | Real Power |  |  | MW
|  |  |  | Reactive Power |  |  | MVAr
|  |  |  | Capacitors In Service |  |  | MVAr
PF
| Zone Div: | Uncompensated |  | Reactive Power |  |  | MVAr
PF
| 0 | Compensated |  | Load (LV side) |  |  | Amps
|  |  |  | Apparent Power |  |  | MVA
|  |  |  | Real Power |  |  | MW
|  |  |  | Reactive Power |  |  | MVAr
|  |  |  | Capacitors In Service |  |  | MVAr
PF
| Zone Div: | Uncompensated |  | Reactive Power |  |  | MVAr
PF
| 0 | Compensated |  | Load (LV side) |  |  | Amps
|  |  |  | Apparent Power |  |  | MVA
|  |  |  | Real Power |  |  | MW
|  |  |  | Reactive Power |  |  | MVAr
|  |  |  | Capacitors In Service |  |  | MVAr
PF
| Zone Div: | Uncompensated |  | Reactive Power |  |  | MVAr
PF
| 0 | Compensated |  | Load (LV side) |  |  | Amps
|  |  |  | Apparent Power |  |  | MVA
|  |  |  | Real Power |  |  | MW
|  |  |  | Reactive Power |  |  | MVAr
|  |  |  | Capacitors In Service |  |  | MVAr
PF
| Zone Div: | Uncompensated |  | Reactive Power |  |  | MVAr
PF
| 0 | Compensated |  | Load (LV side) |  |  | Amps
|  |  |  | Apparent Power |  |  | MVA
|  |  |  | Real Power |  |  | MW
|  |  |  | Reactive Power |  |  | MVAr
|  |  |  | Capacitors In Service |  |  | MVAr
PF
| Zone Div: | Uncompensated |  | Reactive Power |  |  | MVAr
PF
| 0 | Compensated |  | Load (LV side) |  |  | Amps
|  |  |  | Apparent Power |  |  | MVA
|  |  |  | Real Power |  |  | MW
|  |  |  | Reactive Power |  |  | MVAr
|  |  |  | Capacitors In Service |  |  | MVAr
PF
| Zone Div: | Uncompensated |  | Reactive Power |  |  | MVAr
PF
| 0 | Compensated |  | Load (LV side) |  |  | Amps
|  |  |  | Apparent Power |  |  | MVA
|  |  |  | Real Power |  |  | MW
|  |  |  | Reactive Power |  |  | MVAr
|  |  |  | Capacitors In Service |  |  | MVAr
PF
| Zone Div: | Uncompensated |  | Reactive Power |  |  | MVAr
PF
| 0 | Compensated |  | Load (LV side) |  |  | Amps
|  |  |  | Apparent Power |  |  | MVA
|  |  |  | Real Power |  |  | MW
|  |  |  | Reactive Power |  |  | MVAr
|  |  |  | Capacitors In Service |  |  | MVAr
PF
| Zone Div: | Uncompensated |  | Reactive Power |  |  | MVAr
PF

## Mortdale 33_11kV
| Mortdale 33_11kV | [16 empty] | 2015 | SUMMER
| Substation Total Loads | [33 empty] | Spots & Transfers Detail
| Historical Loads | (11kV Amps) | [7 empty] | Weather Corrected Forecast Loads |  |  |  | (11kV Amps) | [20 empty] | Spots & Transfers Summary | (11kV Amps) |  | Historical Spots & Transfers | [6 empty] | Forecast Spots & Transfers
|  | 07/08 | 08/09 | 09/10 | 10/11 | 11/12 | 12/13 | 13/14 |  | 14/15 | 15/16 | 16/17 | 17/18 | 18/19 | 19/20 | 20/21 | 21/22 | 22/23 | 23/24 | 24/25 | 25/26 | 26/27 | 27/28 | 28/29 | 29/30 | 30/31 | 31/32 | 32/33 | 33/34 | 34/35 | 35/36 | 36/37 | 37/38 | 38/39 |  |  |  | 07/08 | 08/09 | 09/10 | 10/11 | 11/12 | 12/13 | 13/14 | 14/15 | 15/16 | 16/17 | 17/18 | 18/19 | 19/20 | 20/21 | 21/22 | 22/23 | 23/24 | 24/25 | 25/26 | 26/27 | 27/28 | 28/29 | 29/30 | 30/31 | 31/32 | 32/33 | 33/34 | 34/35 | 35/36 | 36/37 | 37/38 | 38/39
| Total | 2057 | 2398 | 2492 | 2802 | 1778 | 2431 | 2096 |  | 1946.148 | 1848.91 | 1793.733 | 1747.121 | 1757.942 | 1773.182 | 1803.965 | 1836.221 | 1864.98 | 1895.461 | 1925.23 | 1960.081 | 1995.561 | 2033.443 | 2073.184 | 2113.001 | 2153.217 | 2194.35 | 2236.414 | 2279.421 | 2323.386 | 2368.323 | 2414.245 | 2461.166 | 2509.102 |  |  | Total | 0 | 0 | 0 | -0.013646 | -2.0155 | -0.0094476 | 14.2153 | -2.1105 | -4.2682 | 3.707 | -18.0485 | 10.8203 | 15.2398 | 30.7837 | 32.2558 | 28.7586 | 30.4815 | 29.7687 | 34.8507 | 35.4807 | 37.8822 | 39.741 | 39.8166 | 40.2158 | 41.1331 | 42.0636 | 43.0076 | 43.9652 | 44.9366 | 45.922 | 46.9215 | 47.9355
| Firm Rating | 0 | 0 | 0 | 0 | 0 | 0 | 3372 |  | 3372 | 3372 | 3372 | 3372 | 3372 | 3372 | 3372 | 3372 | 3372 | 3372 | 3372 | 3372 | 3372 | 3372 | 3372 | 3372 | 3372 | 3372 | 3372 | 3372 | 3372 | 3372 | 3372 | 3372 | 3372
| Total Capacity | 0 | 0 | 0 | 0 | 0 | 0 | 6000 |  | 6000 | 6000 | 6000 | 6000 | 6000 | 6000 | 6000 | 6000 | 6000 | 6000 | 6000 | 6000 | 6000 | 6000 | 6000 | 6000 | 6000 | 6000 | 6000 | 6000 | 6000 | 6000 | 6000 | 6000 | 6000 |  |  | Mortdale 33_11kV Tx1 | 0 | 0 | 110 | 0 | 0 | -170 | 0 | 0 | 0 | 0 | 0 | 0 | 0 | 0 | 0 | 0 | 0 | 0 | 0 | 0 | 0 | 0 | 0 | 0 | 0 | 0 | 0 | 0 | 0 | 0 | 0 | 0
|  | -7 | -6 | -5 | -4 | -3 | -2 | -1 |  | 0 | 1 | 2 | 3 | 4 | 5 | 6 | 7 | 8 | 9 | 10 | 11 | 12 | 13 | 14 | 15 | 16 | 17 | 18 | 19 | 20 | 21 | 22 | 23 | 24 |  |  | Mortdale 33_11kV Tx2 | 0 | 0 | 0 | 0 | 0 | 0 | 0 | 0 | 0 | 0 | 0 | 0 | 0 | 0 | 0 | 0 | 0 | 0 | 0 | 0 | 0 | 0 | 0 | 0 | 0 | 0 | 0 | 0 | 0 | 0 | 0 | 0
| Transformer Loads | [35 empty] | Mortdale 33_11kV Tx3 | 0 | 0 | -110 | -0.013646 | -2.0155 | 169.9906 | 14.2153 | -2.1105 | -4.2682 | 3.707 | -18.0485 | 10.8203 | 15.2398 | 30.7837 | 32.2558 | 28.7586 | 30.4815 | 29.7687 | 34.8507 | 35.4807 | 37.8822 | 39.741 | 39.8166 | 40.2158 | 41.1331 | 42.0636 | 43.0076 | 43.9652 | 44.9366 | 45.922 | 46.9215 | 47.9355
| Historical Loads | (11kV Amps) | [7 empty] | Weather Corrected Forecast Loads |  |  |  | (11kV Amps) | [23 empty] | 0 | 0 | 0 | 0 | 0 | 0 | 0 | 0 | 0 | 0 | 0 | 0 | 0 | 0 | 0 | 0 | 0 | 0 | 0 | 0 | 0 | 0 | 0 | 0 | 0 | 0 | 0 | 0 | 0 | 0 | 0 | 0
|  | 07/08 | 08/09 | 09/10 | 10/11 | 11/12 | 12/13 | 13/14 |  | 14/15 | 15/16 | 16/17 | 17/18 | 18/19 | 19/20 | 20/21 | 21/22 | 22/23 | 23/24 | 24/25 | 25/26 | 26/27 | 27/28 | 28/29 | 29/30 | 30/31 | 31/32 | 32/33 | 33/34 | 34/35 | 35/36 | 36/37 | 37/38 | 38/39 |  |  |  | 0 | 0 | 0 | 0 | 0 | 0 | 0 | 0 | 0 | 0 | 0 | 0 | 0 | 0 | 0 | 0 | 0 | 0 | 0 | 0 | 0 | 0 | 0 | 0 | 0 | 0 | 0 | 0 | 0 | 0 | 0 | 0
| 0 | [36 empty] | 0 | 0 | 0 | 0 | 0 | 0 | 0 | 0 | 0 | 0 | 0 | 0 | 0 | 0 | 0 | 0 | 0 | 0 | 0 | 0 | 0 | 0 | 0 | 0 | 0 | 0 | 0 | 0 | 0 | 0 | 0 | 0
| Diversity Factor: 0 | [36 empty] | 0 | 0 | 0 | 0 | 0 | 0 | 0 | 0 | 0 | 0 | 0 | 0 | 0 | 0 | 0 | 0 | 0 | 0 | 0 | 0 | 0 | 0 | 0 | 0 | 0 | 0 | 0 | 0 | 0 | 0 | 0 | 0
[38 empty] | 0 | 0 | 0 | 0 | 0 | 0 | 0 | 0 | 0 | 0 | 0 | 0 | 0 | 0 | 0 | 0 | 0 | 0 | 0 | 0 | 0 | 0 | 0 | 0 | 0 | 0 | 0 | 0 | 0 | 0 | 0 | 0
[38 empty] | 0 | 0 | 0 | 0 | 0 | 0 | 0 | 0 | 0 | 0 | 0 | 0 | 0 | 0 | 0 | 0 | 0 | 0 | 0 | 0 | 0 | 0 | 0 | 0 | 0 | 0 | 0 | 0 | 0 | 0 | 0 | 0
| 0 | [36 empty] | 0 | 0 | 0 | 0 | 0 | 0 | 0 | 0 | 0 | 0 | 0 | 0 | 0 | 0 | 0 | 0 | 0 | 0 | 0 | 0 | 0 | 0 | 0 | 0 | 0 | 0 | 0 | 0 | 0 | 0 | 0 | 0
Diversity Factor: 0
[38 empty] | Historical Spots & Transfers | [6 empty] | Forecast Spots & Transfers
[35 empty] | Project Name | From | To | 07/08 | 08/09 | 09/10 | 10/11 | 11/12 | 12/13 | 13/14 | 14/15 | 15/16 | 16/17 | 17/18 | 18/19 | 19/20 | 20/21 | 21/22 | 22/23 | 23/24 | 24/25 | 25/26 | 26/27 | 27/28 | 28/29 | 29/30 | 30/31 | 31/32 | 32/33 | 33/34 | 34/35 | 35/36 | 36/37 | 37/38 | 38/39
| 0 | [33 empty] | Broad based demand management |  | Mortdale 33_11kV Tx2 | 0 | 0 | 0 | 0 | 0 | 0 | 0 | 0 | 0 | 0 | 0 | 0 | 0 | 0 | 0 | 0 | 0 | 0 | 0 | 0 | 0 | 0 | 0 | 0 | 0 | 0 | 0 | 0 | 0 | 0 | 0 | 0
| Diversity Factor: 0 | [33 empty] | Broad based demand management |  | Mortdale 33_11kV Tx3 | 0 | 0 | 0 | 0 | 0 | 0 | 0 | -0.77495 | -3.0079 | -3.9379 | -33.9045 | -4.5268 | 0 | 0 | 0 | 0 | 0 | 0 | 0 | 0 | 0 | 0 | 0 | 0 | 0 | 0 | 0 | 0 | 0 | 0 | 0 | 0
[35 empty] | DNP_ID: 6280. Installation of 2 new feeders from Panels 7 and 18 at Mortdale Zone to rectify Remedial and Pickup Constraints | Mortdale 33_11kV Tx3 | Mortdale 33_11kV Tx1 | 0 | 0 | 110 | 0 | 0 | 0 | 0 | 0 | 0 | 0 | 0 | 0 | 0 | 0 | 0 | 0 | 0 | 0 | 0 | 0 | 0 | 0 | 0 | 0 | 0 | 0 | 0 | 0 | 0 | 0 | 0 | 0
[35 empty] | DNP_ID: 6495. Supporting DNP for the installation of 11kV Switch Gear @ Mortdale | Mortdale 33_11kV Tx1 | Mortdale 33_11kV Tx3 | 0 | 0 | 0 | 0 | 0 | 170 | 0 | 0 | 0 | 0 | 0 | 0 | 0 | 0 | 0 | 0 | 0 | 0 | 0 | 0 | 0 | 0 | 0 | 0 | 0 | 0 | 0 | 0 | 0 | 0 | 0 | 0
| 0 | [33 empty] | HVCON_ID: 2011609. Replace 2 pole PT.10386 Isaac Forest with KL S.61062 Isaac Forest , Peakhurst | Riverwood 33_11kV Tx2 | Mortdale 33_11kV Tx3 | 0 | 0 | 0 | 0 | 0 | 0 | 15 | 0 | 0 | 0 | 0 | 0 | 0 | 0 | 0 | 0 | 0 | 0 | 0 | 0 | 0 | 0 | 0 | 0 | 0 | 0 | 0 | 0 | 0 | 0 | 0 | 0
| Diversity Factor: 0 | [33 empty] | Econometric |  | Mortdale 33_11kV Tx2 | 0 | 0 | 0 | 0 | 0 | 0 | 0 | 0 | 0 | 0 | 0 | 0 | 0 | 0 | 0 | 0 | 0 | 0 | 0 | 0 | 0 | 0 | 0 | 0 | 0 | 0 | 0 | 0 | 0 | 0 | 0 | 0
[35 empty] | Econometric |  | Mortdale 33_11kV Tx3 | 0 | 0 | 0 | 0 | 0 | 0 | 0 | 0 | 0 | 19.934 | 36.0233 | 46.6223 | 49.3599 | 53.1011 | 51.5903 | 50.0061 | 50.8235 | 51.6529 | 52.4943 | 53.3479 | 54.2139 | 55.0925 | 55.9838 | 56.888 | 57.8053 | 58.7358 | 59.6798 | 60.6374 | 61.6088 | 62.5942 | 63.5938 | 64.6077
[35 empty] | Energy Efficiency |  | Mortdale 33_11kV Tx2 | 0 | 0 | 0 | 0 | 0 | 0 | 0 | 0 | 0 | 0 | 0 | 0 | 0 | 0 | 0 | 0 | 0 | 0 | 0 | 0 | 0 | 0 | 0 | 0 | 0 | 0 | 0 | 0 | 0 | 0 | 0 | 0
| 0 | [33 empty] | Energy Efficiency |  | Mortdale 33_11kV Tx3 | 0 | 0 | 0 | 0 | 0 | 0 | 0 | -0.85082 | -0.71673 | -11.6751 | -19.4936 | -30.5541 | -33.3605 | -21.5221 | -18.5654 | -20.4662 | -19.7442 | -21.1681 | -16.9275 | -17.1512 | -15.6156 | -14.6354 | -15.4512 | -15.9562 | -15.9562 | -15.9562 | -15.9562 | -15.9562 | -15.9562 | -15.9562 | -15.9562 | -15.9562
| Diversity Factor: 0 | [33 empty] | Solar PV |  | Mortdale 33_11kV Tx2 | 0 | 0 | 0 | 0 | 0 | 0 | 0 | 0 | 0 | 0 | 0 | 0 | 0 | 0 | 0 | 0 | 0 | 0 | 0 | 0 | 0 | 0 | 0 | 0 | 0 | 0 | 0 | 0 | 0 | 0 | 0 | 0
[35 empty] | Solar PV |  | Mortdale 33_11kV Tx3 | 0 | 0 | 0 | -0.013646 | -2.0155 | -0.0094476 | -0.78467 | -0.48469 | -0.54365 | -0.614 | -0.67372 | -0.72104 | -0.75961 | -0.7953 | -0.76907 | -0.78129 | -0.5978 | -0.71605 | -0.71605 | -0.71605 | -0.71605 | -0.71605 | -0.71605 | -0.71605 | -0.71605 | -0.71605 | -0.71605 | -0.71605 | -0.71605 | -0.71605 | -0.71605 | -0.71605
0
Diversity Factor: 0
0
Diversity Factor: 0
0
Diversity Factor: 0
0
Diversity Factor: 0
0
Diversity Factor: 0
| Weather Correction and Public Holiday Factors | [8 empty] | Forecast ROG
ROG Justification
| Actual loads for season 13/14 have been weather corrected by the following: | [6 empty] | -0.9481% |  | 7 year ROG ok | [59 empty] | 7 year ROG ok
1 | 2 | 3 | 4 | 5 | 6 | 7 | 8 | 9 | 10 | 14/15 | 15/16 | 16/17 | 17/18 | 18/19 | 19/20 | 20/21 | 21/22 | 22/23 | 23/24 | 24/25 | 25/26 | 26/27 | 27/28 | 28/29 | 29/30 | 30/31 | 31/32 | 32/33 | 33/34 | 34/35 | 35/36 | 36/37 | 37/38 | 38/39
0.95223 | 0.90674 | 0.87787 | 0.8639 | 0.8639 | 0.8639 | 0.8639 | 0.8639 | 0.8639 | 0.8639 | -4.777% | -4.777% | -3.184% | -1.592% | 0% | 0% | 0% | 0% | 0% | 0% | 0% | 0% | 0% | 0% | 0% | 0% | 0% | 0% | 0% | 0% | 0% | 0% | 0% | 0% | 0%
Substation Load Detail
[7 empty] | Units | 13/14 |  | 14/15 | 15/16 | 16/17 | 17/18 | 18/19 | 19/20 | 20/21 | 21/22 | 22/23 | 23/24 | 24/25 | 25/26 | 26/27 | 27/28 | 28/29 | 29/30 | 30/31 | 31/32 | 32/33 | 33/34 | 34/35 | 35/36 | 36/37 | 37/38 | 38/39
1 | Mortdale 33_11kV | Compensated |  | Load (LV side) |  |  | Amps | 2096 | 2046 | 1946.148 | 1848.91 | 1793.733 | 1747.121 | 1757.942 | 1773.182 | 1803.965 | 1836.221 | 1864.98 | 1895.461 | 1925.23 | 1960.081 | 1995.561 | 2033.443 | 2073.184 | 2113.001 | 2153.217 | 2194.35 | 2236.414 | 2279.421 | 2323.386 | 2368.323 | 2414.245 | 2461.166 | 2509.102
|  |  |  | Apparent Power |  |  | MVA | 39.9342 |  | 37.0791 | 35.2265 | 34.1752 | 33.2871 | 33.4933 | 33.7837 | 34.3702 | 34.9847 | 35.5326 | 36.1134 | 36.6806 | 37.3445 | 38.0206 | 38.7423 | 39.4995 | 40.2581 | 41.0243 | 41.808 | 42.6094 | 43.4288 | 44.2665 | 45.1226 | 45.9975 | 46.8915 | 47.8048
|  |  |  | Real Power |  |  | MW | 38.2359 | 37.3238 | 35.5022 | 33.7284 | 32.7218 | 31.8715 | 32.0689 | 32.3469 | 32.9085 | 33.4969 | 34.0215 | 34.5776 | 35.1206 | 35.7564 | 36.4036 | 37.0947 | 37.8197 | 38.546 | 39.2797 | 40.03 | 40.7974 | 41.5819 | 42.3839 | 43.2037 | 44.0414 | 44.8974 | 45.7718
|  |  |  | Reactive Power |  |  | MVAr | 11.5219 |  | 10.6982 | 10.1636 | 9.8603 | 9.6041 | 9.6636 | 9.7473 | 9.9166 | 10.0939 | 10.252 | 10.4195 | 10.5832 | 10.7747 | 10.9698 | 11.178 | 11.3965 | 11.6154 | 11.8364 | 12.0625 | 12.2938 | 12.5302 | 12.7719 | 13.0189 | 13.2713 | 13.5293 | 13.7928
|  |  |  | Capacitors In Service |  |  | MVAr | 0 |  | 0 | 0 | 0 | 0 | 0 | 0 | 0 | 0 | 0 | 0 | 0 | 0 | 0 | 0 | 0 | 0 | 0 | 0 | 0 | 0 | 0 | 0 | 0 | 0 | 0
|  |  |  | PF |  |  |  | 0.95747 |  | 0.95747 | 0.95747 | 0.95747 | 0.95747 | 0.95747 | 0.95747 | 0.95747 | 0.95747 | 0.95747 | 0.95747 | 0.95747 | 0.95747 | 0.95747 | 0.95747 | 0.95747 | 0.95747 | 0.95747 | 0.95747 | 0.95747 | 0.95747 | 0.95747 | 0.95747 | 0.95747 | 0.95747 | 0.95747
1 | Diversity Factor: 1 | Uncompensated |  | Reactive Power |  |  | MVAr | 11.5219 | 11.2471 | 10.6982 | 10.1636 | 9.8603 | 9.6041 | 9.6636 | 9.7473 | 9.9166 | 10.0939 | 10.252 | 10.4195 | 10.5832 | 10.7747 | 10.9698 | 11.178 | 11.3965 | 11.6154 | 11.8364 | 12.0625 | 12.2938 | 12.5302 | 12.7719 | 13.0189 | 13.2713 | 13.5293 | 13.7928
|  |  |  | PF |  |  |  | 0.95747 |  | 0.95747 | 0.95747 | 0.95747 | 0.95747 | 0.95747 | 0.95747 | 0.95747 | 0.95747 | 0.95747 | 0.95747 | 0.95747 | 0.95747 | 0.95747 | 0.95747 | 0.95747 | 0.95747 | 0.95747 | 0.95747 | 0.95747 | 0.95747 | 0.95747 | 0.95747 | 0.95747 | 0.95747 | 0.95747
[10 empty] | 1 | 2 | 3 | 4 | 5 | 6 | 7 | 8 | 9 | 10 | 11 | 12 | 13 | 14 | 15 | 16 | 17 | 18 | 19 | 20 | 21 | 22 | 23 | 24 | 25
Transformer Load Detail
[7 empty] | Units | 13/14 |  | 14/15 | 15/16 | 16/17 | 17/18 | 18/19 | 19/20 | 20/21 | 21/22 | 22/23 | 23/24 | 24/25 | 25/26 | 26/27 | 27/28 | 28/29 | 29/30 | 30/31 | 31/32 | 32/33 | 33/34 | 34/35 | 35/36 | 36/37 | 37/38 | 38/39
| 0 | Compensated |  | Load (LV side) |  |  | Amps
|  |  |  | Apparent Power |  |  | MVA
|  |  |  | Real Power |  |  | MW
|  |  |  | Reactive Power |  |  | MVAr
|  |  |  | Capacitors In Service |  |  | MVAr
PF
| Zone Div: | Uncompensated |  | Reactive Power |  |  | MVAr
PF
| 0 | Compensated |  | Load (LV side) |  |  | Amps
|  |  |  | Apparent Power |  |  | MVA
|  |  |  | Real Power |  |  | MW
|  |  |  | Reactive Power |  |  | MVAr
|  |  |  | Capacitors In Service |  |  | MVAr
PF
| Zone Div: | Uncompensated |  | Reactive Power |  |  | MVAr
PF
| 0 | Compensated |  | Load (LV side) |  |  | Amps
|  |  |  | Apparent Power |  |  | MVA
|  |  |  | Real Power |  |  | MW
|  |  |  | Reactive Power |  |  | MVAr
|  |  |  | Capacitors In Service |  |  | MVAr
PF
| Zone Div: | Uncompensated |  | Reactive Power |  |  | MVAr
PF
| 0 | Compensated |  | Load (LV side) |  |  | Amps
|  |  |  | Apparent Power |  |  | MVA
|  |  |  | Real Power |  |  | MW
|  |  |  | Reactive Power |  |  | MVAr
|  |  |  | Capacitors In Service |  |  | MVAr
PF
| Zone Div: | Uncompensated |  | Reactive Power |  |  | MVAr
PF
| 0 | Compensated |  | Load (LV side) |  |  | Amps
|  |  |  | Apparent Power |  |  | MVA
|  |  |  | Real Power |  |  | MW
|  |  |  | Reactive Power |  |  | MVAr
|  |  |  | Capacitors In Service |  |  | MVAr
PF
| Zone Div: | Uncompensated |  | Reactive Power |  |  | MVAr
PF
| 0 | Compensated |  | Load (LV side) |  |  | Amps
|  |  |  | Apparent Power |  |  | MVA
|  |  |  | Real Power |  |  | MW
|  |  |  | Reactive Power |  |  | MVAr
|  |  |  | Capacitors In Service |  |  | MVAr
PF
| Zone Div: | Uncompensated |  | Reactive Power |  |  | MVAr
PF
| 0 | Compensated |  | Load (LV side) |  |  | Amps
|  |  |  | Apparent Power |  |  | MVA
|  |  |  | Real Power |  |  | MW
|  |  |  | Reactive Power |  |  | MVAr
|  |  |  | Capacitors In Service |  |  | MVAr
PF
| Zone Div: | Uncompensated |  | Reactive Power |  |  | MVAr
PF
| 0 | Compensated |  | Load (LV side) |  |  | Amps
|  |  |  | Apparent Power |  |  | MVA
|  |  |  | Real Power |  |  | MW
|  |  |  | Reactive Power |  |  | MVAr
|  |  |  | Capacitors In Service |  |  | MVAr
PF
| Zone Div: | Uncompensated |  | Reactive Power |  |  | MVAr
PF
| 0 | Compensated |  | Load (LV side) |  |  | Amps
|  |  |  | Apparent Power |  |  | MVA
|  |  |  | Real Power |  |  | MW
|  |  |  | Reactive Power |  |  | MVAr
|  |  |  | Capacitors In Service |  |  | MVAr
PF
| Zone Div: | Uncompensated |  | Reactive Power |  |  | MVAr
PF
| 0 | Compensated |  | Load (LV side) |  |  | Amps
|  |  |  | Apparent Power |  |  | MVA
|  |  |  | Real Power |  |  | MW
|  |  |  | Reactive Power |  |  | MVAr
|  |  |  | Capacitors In Service |  |  | MVAr
PF
| Zone Div: | Uncompensated |  | Reactive Power |  |  | MVAr
PF

## Riverwood 33_11kV
| Riverwood 33_11kV | [16 empty] | 2015 | SUMMER
| Substation Total Loads | [33 empty] | Spots & Transfers Detail
| Historical Loads | (11kV Amps) | [7 empty] | Weather Corrected Forecast Loads |  |  |  | (11kV Amps) | [20 empty] | Spots & Transfers Summary | (11kV Amps) |  | Historical Spots & Transfers | [6 empty] | Forecast Spots & Transfers
|  | 07/08 | 08/09 | 09/10 | 10/11 | 11/12 | 12/13 | 13/14 |  | 14/15 | 15/16 | 16/17 | 17/18 | 18/19 | 19/20 | 20/21 | 21/22 | 22/23 | 23/24 | 24/25 | 25/26 | 26/27 | 27/28 | 28/29 | 29/30 | 30/31 | 31/32 | 32/33 | 33/34 | 34/35 | 35/36 | 36/37 | 37/38 | 38/39 |  |  |  | 07/08 | 08/09 | 09/10 | 10/11 | 11/12 | 12/13 | 13/14 | 14/15 | 15/16 | 16/17 | 17/18 | 18/19 | 19/20 | 20/21 | 21/22 | 22/23 | 23/24 | 24/25 | 25/26 | 26/27 | 27/28 | 28/29 | 29/30 | 30/31 | 31/32 | 32/33 | 33/34 | 34/35 | 35/36 | 36/37 | 37/38 | 38/39
| Total | 1328 | 1501 | 1528 | 1691 | 1289 | 1495 | 1190 |  | 1222.849 | 1171.6 | 1134.41 | 1112.335 | 1118.493 | 1126.044 | 1144.028 | 1164.084 | 1181.922 | 1200.79 | 1218.452 | 1239.726 | 1261.288 | 1284.84 | 1309.741 | 1334.563 | 1359.387 | 1384.762 | 1410.698 | 1437.201 | 1464.28 | 1491.943 | 1520.198 | 1549.054 | 1578.52 |  |  | Total | 0 | 0 | 0 | -0.056685 | -0.014696 | -0.26768 | -15.96 | -2.6503 | 9.8935 | 1.8631 | -3.1686 | 6.1586 | 7.5506 | 17.9844 | 20.056 | 17.8373 | 18.8688 | 17.6611 | 21.2749 | 21.5617 | 23.5523 | 24.9006 | 24.8217 | 24.8239 | 25.3758 | 25.9355 | 26.5032 | 27.0789 | 27.663 | 28.2553 | 28.856 | 29.4653
| Firm Rating | 0 | 0 | 0 | 0 | 0 | 0 | 2247 |  | 2247 | 2247 | 2247 | 2247 | 2247 | 2247 | 2247 | 2247 | 2247 | 2247 | 2247 | 2247 | 2247 | 2247 | 2247 | 2247 | 2247 | 2247 | 2247 | 2247 | 2247 | 2247 | 2247 | 2247 | 2247
| Total Capacity | 0 | 0 | 0 | 0 | 0 | 0 | 3450 |  | 3450 | 3450 | 3450 | 3450 | 3450 | 3450 | 3450 | 3450 | 3450 | 3450 | 3450 | 3450 | 3450 | 3450 | 3450 | 3450 | 3450 | 3450 | 3450 | 3450 | 3450 | 3450 | 3450 | 3450 | 3450 |  |  | Riverwood 33_11kV Tx1 | 0 | 0 | 0 | -0.034039 | -0.008825 | -0.16074 | -0.57646 | -1.5915 | 10.9947 | 1.1188 | -1.9027 | 3.6983 | 4.5341 | 10.7996 | 12.0436 | 10.7113 | 11.3307 | 10.6055 | 12.7755 | 12.9477 | 14.1431 | 14.9528 | 14.9054 | 14.9067 | 15.2381 | 15.5742 | 15.9151 | 16.2609 | 16.6116 | 16.9672 | 17.328 | 17.6939
|  | -7 | -6 | -5 | -4 | -3 | -2 | -1 |  | 0 | 1 | 2 | 3 | 4 | 5 | 6 | 7 | 8 | 9 | 10 | 11 | 12 | 13 | 14 | 15 | 16 | 17 | 18 | 19 | 20 | 21 | 22 | 23 | 24 |  |  | Riverwood 33_11kV Tx2 | 0 | 0 | 0 | -0.022599 | -0.0058589 | -0.10672 | -15.3827 | -1.0566 | -1.0989 | 0.74278 | -1.2632 | 2.4553 | 3.0102 | 7.1698 | 7.9957 | 7.1112 | 7.5225 | 7.041 | 8.4817 | 8.596 | 9.3896 | 9.9272 | 9.8957 | 9.8966 | 10.1166 | 10.3397 | 10.566 | 10.7956 | 11.0284 | 11.2646 | 11.5041 | 11.747
| Transformer Loads | [35 empty] | Riverwood 33_11kV Tx3 | 0 | 0 | 0 | -4.7081e-05 | -1.2206e-05 | -0.00022233 | -0.00079732 | -0.0022012 | -0.0022894 | 0.0015475 | -0.0026317 | 0.0051152 | 0.0062713 | 0.014937 | 0.016658 | 0.014815 | 0.015672 | 0.014669 | 0.01767 | 0.017908 | 0.019562 | 0.020682 | 0.020616 | 0.020618 | 0.021076 | 0.021541 | 0.022013 | 0.022491 | 0.022976 | 0.023468 | 0.023967 | 0.024473
| Historical Loads | (11kV Amps) | [7 empty] | 0: Weather Corrected Forecast Loads; 4: (11kV Amps) |  |  |  | 0 | 0 | 0 | 0 | 0 | 0 | 0 | 0 | 0 | 0 | 0 | 0 | 0 | 0 | 0 | 0 | 0 | 0 | 0 | 0 | 0 | 0 | 0 | 0 | 0 | 0 | 0 | 0 | 0 | 0 | 0 | 0
|  | 07/08 | 08/09 | 09/10 | 10/11 | 11/12 | 12/13 | 13/14 |  | 14/15 | 15/16 | 16/17 | 17/18 | 18/19 | 19/20 | 20/21 | 21/22 | 22/23 | 23/24 | 24/25 | 25/26 | 26/27 | 27/28 | 28/29 | 29/30 | 30/31 | 31/32 | 32/33 | 33/34 | 34/35 | 35/36 | 36/37 | 37/38 | 38/39 |  |  |  | 0 | 0 | 0 | 0 | 0 | 0 | 0 | 0 | 0 | 0 | 0 | 0 | 0 | 0 | 0 | 0 | 0 | 0 | 0 | 0 | 0 | 0 | 0 | 0 | 0 | 0 | 0 | 0 | 0 | 0 | 0 | 0
| 0 | [36 empty] | 0 | 0 | 0 | 0 | 0 | 0 | 0 | 0 | 0 | 0 | 0 | 0 | 0 | 0 | 0 | 0 | 0 | 0 | 0 | 0 | 0 | 0 | 0 | 0 | 0 | 0 | 0 | 0 | 0 | 0 | 0 | 0
| Diversity Factor: 0 | [36 empty] | 0 | 0 | 0 | 0 | 0 | 0 | 0 | 0 | 0 | 0 | 0 | 0 | 0 | 0 | 0 | 0 | 0 | 0 | 0 | 0 | 0 | 0 | 0 | 0 | 0 | 0 | 0 | 0 | 0 | 0 | 0 | 0
[38 empty] | 0 | 0 | 0 | 0 | 0 | 0 | 0 | 0 | 0 | 0 | 0 | 0 | 0 | 0 | 0 | 0 | 0 | 0 | 0 | 0 | 0 | 0 | 0 | 0 | 0 | 0 | 0 | 0 | 0 | 0 | 0 | 0
[38 empty] | 0 | 0 | 0 | 0 | 0 | 0 | 0 | 0 | 0 | 0 | 0 | 0 | 0 | 0 | 0 | 0 | 0 | 0 | 0 | 0 | 0 | 0 | 0 | 0 | 0 | 0 | 0 | 0 | 0 | 0 | 0 | 0
| 0 | [36 empty] | 0 | 0 | 0 | 0 | 0 | 0 | 0 | 0 | 0 | 0 | 0 | 0 | 0 | 0 | 0 | 0 | 0 | 0 | 0 | 0 | 0 | 0 | 0 | 0 | 0 | 0 | 0 | 0 | 0 | 0 | 0 | 0
Diversity Factor: 0
[38 empty] | Historical Spots & Transfers | [6 empty] | Forecast Spots & Transfers
[35 empty] | Project Name | From | To | 07/08 | 08/09 | 09/10 | 10/11 | 11/12 | 12/13 | 13/14 | 14/15 | 15/16 | 16/17 | 17/18 | 18/19 | 19/20 | 20/21 | 21/22 | 22/23 | 23/24 | 24/25 | 25/26 | 26/27 | 27/28 | 28/29 | 29/30 | 30/31 | 31/32 | 32/33 | 33/34 | 34/35 | 35/36 | 36/37 | 37/38 | 38/39
| 0 | [33 empty] | Broad based demand management |  | Riverwood 33_11kV Tx1 | 0 | 0 | 0 | 0 | 0 | 0 | 0 | -0.19087 | -0.77246 | -1.0407 | -7.0921 | -1.2914 | 0 | 0 | 0 | 0 | 0 | 0 | 0 | 0 | 0 | 0 | 0 | 0 | 0 | 0 | 0 | 0 | 0 | 0 | 0 | 0
| Diversity Factor: 0 | [33 empty] | Broad based demand management |  | Riverwood 33_11kV Tx2 | 0 | 0 | 0 | 0 | 0 | 0 | 0 | -0.12672 | -0.51284 | -0.69092 | -4.7084 | -0.85736 | 0 | 0 | 0 | 0 | 0 | 0 | 0 | 0 | 0 | 0 | 0 | 0 | 0 | 0 | 0 | 0 | 0 | 0 | 0 | 0
[35 empty] | Broad based demand management |  | Riverwood 33_11kV Tx3 | 0 | 0 | 0 | 0 | 0 | 0 | 0 | -0.000264 | -0.0010684 | -0.0014394 | -0.0098092 | -0.0017862 | 0 | 0 | 0 | 0 | 0 | 0 | 0 | 0 | 0 | 0 | 0 | 0 | 0 | 0 | 0 | 0 | 0 | 0 | 0 | 0
[35 empty] | HVCON_ID: 2011609. Replace 2 pole PT.10386 Isaac Forest with KL S.61062 Isaac Forest , Peakhurst | Riverwood 33_11kV Tx2 | Mortdale 33_11kV Tx3 | 0 | 0 | 0 | 0 | 0 | 0 | 15 | 0 | 0 | 0 | 0 | 0 | 0 | 0 | 0 | 0 | 0 | 0 | 0 | 0 | 0 | 0 | 0 | 0 | 0 | 0 | 0 | 0 | 0 | 0 | 0 | 0
| 0 | [33 empty] | HVCON_ID: 2013413. Establishment of S.64485 'PENSHURST RYAN' |  | Riverwood 33_11kV Tx1 | 0 | 0 | 0 | 0 | 0 | 0 | 0 | 0 | 12.65 | 0 | 0 | 0 | 0 | 0 | 0 | 0 | 0 | 0 | 0 | 0 | 0 | 0 | 0 | 0 | 0 | 0 | 0 | 0 | 0 | 0 | 0 | 0
| Diversity Factor: 0 | [33 empty] | Econometric |  | Riverwood 33_11kV Tx1 | 0 | 0 | 0 | 0 | 0 | 0 | 0 | 0 | 0 | 7.3845 | 13.4976 | 17.7654 | 18.2274 | 19.4731 | 19.0117 | 18.5264 | 18.8221 | 19.122 | 19.4263 | 19.7349 | 20.0479 | 20.3655 | 20.6875 | 21.0142 | 21.3456 | 21.6817 | 22.0226 | 22.3684 | 22.7191 | 23.0747 | 23.4355 | 23.8014
[35 empty] | Econometric |  | Riverwood 33_11kV Tx2 | 0 | 0 | 0 | 0 | 0 | 0 | 0 | 0 | 0 | 4.9026 | 8.9611 | 11.7944 | 12.1012 | 12.9282 | 12.6219 | 12.2997 | 12.496 | 12.6951 | 12.8971 | 13.102 | 13.3098 | 13.5206 | 13.7345 | 13.9514 | 14.1714 | 14.3945 | 14.6208 | 14.8504 | 15.0832 | 15.3193 | 15.5588 | 15.8017
[35 empty] | Econometric |  | Riverwood 33_11kV Tx3 | 0 | 0 | 0 | 0 | 0 | 0 | 0 | 0 | 0 | 0.010214 | 0.018669 | 0.024572 | 0.025211 | 0.026934 | 0.026296 | 0.025624 | 0.026033 | 0.026448 | 0.026869 | 0.027296 | 0.027729 | 0.028168 | 0.028613 | 0.029065 | 0.029524 | 0.029989 | 0.03046 | 0.030938 | 0.031423 | 0.031915 | 0.032414 | 0.03292
| 0 | [33 empty] | Energy Efficiency |  | Riverwood 33_11kV Tx1 | 0 | 0 | 0 | 0 | 0 | 0 | 0 | -1.1516 | -0.60347 | -4.9095 | -7.9621 | -12.4053 | -13.303 | -8.2649 | -6.5729 | -7.4137 | -7.1842 | -8.1486 | -6.2828 | -6.4192 | -5.5369 | -5.0448 | -5.4142 | -5.7396 | -5.7396 | -5.7396 | -5.7396 | -5.7396 | -5.7396 | -5.7396 | -5.7396 | -5.7396
| Diversity Factor: 0 | [33 empty] | Energy Efficiency |  | Riverwood 33_11kV Tx2 | 0 | 0 | 0 | 0 | 0 | 0 | 0 | -0.76455 | -0.40064 | -3.2594 | -5.2861 | -8.2359 | -8.8318 | -5.487 | -4.3638 | -4.9219 | -4.7696 | -5.4099 | -4.1712 | -4.2617 | -3.676 | -3.3492 | -3.5945 | -3.8105 | -3.8105 | -3.8105 | -3.8105 | -3.8105 | -3.8105 | -3.8105 | -3.8105 | -3.8105
[35 empty] | Energy Efficiency |  | Riverwood 33_11kV Tx3 | 0 | 0 | 0 | 0 | 0 | 0 | 0 | -0.0015928 | -0.00083468 | -0.0067905 | -0.011013 | -0.017158 | -0.0184 | -0.011431 | -0.0090912 | -0.010254 | -0.0099367 | -0.011271 | -0.0086899 | -0.0088786 | -0.0076583 | -0.0069776 | -0.0074886 | -0.0079386 | -0.0079386 | -0.0079386 | -0.0079386 | -0.0079386 | -0.0079386 | -0.0079386 | -0.0079386 | -0.0079386
[35 empty] | Solar PV |  | Riverwood 33_11kV Tx1 | 0 | 0 | 0 | -0.034039 | -0.008825 | -0.16074 | -0.57646 | -0.24902 | -0.27932 | -0.31546 | -0.34614 | -0.37046 | -0.39027 | -0.40861 | -0.39513 | -0.40141 | -0.30714 | -0.36789 | -0.36789 | -0.36789 | -0.36789 | -0.36789 | -0.36789 | -0.36789 | -0.36789 | -0.36789 | -0.36789 | -0.36789 | -0.36789 | -0.36789 | -0.36789 | -0.36789
| 0 | [33 empty] | Solar PV |  | Riverwood 33_11kV Tx2 | 0 | 0 | 0 | -0.022599 | -0.0058589 | -0.10672 | -0.38271 | -0.16533 | -0.18544 | -0.20943 | -0.2298 | -0.24595 | -0.2591 | -0.27127 | -0.26233 | -0.2665 | -0.20391 | -0.24424 | -0.24424 | -0.24424 | -0.24424 | -0.24424 | -0.24424 | -0.24424 | -0.24424 | -0.24424 | -0.24424 | -0.24424 | -0.24424 | -0.24424 | -0.24424 | -0.24424
| Diversity Factor: 0 | [33 empty] | Solar PV |  | Riverwood 33_11kV Tx3 | 0 | 0 | 0 | -4.7081e-05 | -1.2206e-05 | -0.00022233 | -0.00079732 | -0.00034443 | -0.00038633 | -0.00043632 | -0.00047876 | -0.00051239 | -0.0005398 | -0.00056516 | -0.00054652 | -0.0005552 | -0.00042481 | -0.00050884 | -0.00050884 | -0.00050884 | -0.00050884 | -0.00050884 | -0.00050884 | -0.00050884 | -0.00050884 | -0.00050884 | -0.00050884 | -0.00050884 | -0.00050884 | -0.00050884 | -0.00050884 | -0.00050884
0
Diversity Factor: 0
0
Diversity Factor: 0
0
Diversity Factor: 0
0
Diversity Factor: 0
| Weather Correction and Public Holiday Factors | [8 empty] | Forecast ROG
ROG Justification
| Actual loads for season 13/14 have been weather corrected by the following: | [6 empty] | 2.879% |  | Rog Capped +/-5% | [59 empty] | Rog Capped +/-5%
1 | 2 | 3 | 4 | 5 | 6 | 7 | 8 | 9 | 10 | 14/15 | 15/16 | 16/17 | 17/18 | 18/19 | 19/20 | 20/21 | 21/22 | 22/23 | 23/24 | 24/25 | 25/26 | 26/27 | 27/28 | 28/29 | 29/30 | 30/31 | 31/32 | 32/33 | 33/34 | 34/35 | 35/36 | 36/37 | 37/38 | 38/39
0.95 | 0.9025 | 0.87242 | 0.85789 | 0.85789 | 0.85789 | 0.85789 | 0.85789 | 0.85789 | 0.85789 | -5% | -5% | -3.333% | -1.666% | 0% | 0% | 0% | 0% | 0% | 0% | 0% | 0% | 0% | 0% | 0% | 0% | 0% | 0% | 0% | 0% | 0% | 0% | 0% | 0% | 0%
Substation Load Detail
[7 empty] | Units | 13/14 |  | 14/15 | 15/16 | 16/17 | 17/18 | 18/19 | 19/20 | 20/21 | 21/22 | 22/23 | 23/24 | 24/25 | 25/26 | 26/27 | 27/28 | 28/29 | 29/30 | 30/31 | 31/32 | 32/33 | 33/34 | 34/35 | 35/36 | 36/37 | 37/38 | 38/39
1 | Riverwood 33_11kV | Compensated |  | Load (LV side) |  |  | Amps | 1190 | 1290 | 1222.849 | 1171.6 | 1134.41 | 1112.335 | 1118.493 | 1126.044 | 1144.028 | 1164.084 | 1181.922 | 1200.79 | 1218.452 | 1239.726 | 1261.288 | 1284.84 | 1309.741 | 1334.563 | 1359.387 | 1384.762 | 1410.698 | 1437.201 | 1464.28 | 1491.943 | 1520.198 | 1549.054 | 1578.52
|  |  |  | Apparent Power |  |  | MVA | 22.6725 |  | 23.2984 | 22.322 | 21.6134 | 21.1928 | 21.3102 | 21.454 | 21.7967 | 22.1788 | 22.5186 | 22.8781 | 23.2146 | 23.62 | 24.0308 | 24.4795 | 24.9539 | 25.4268 | 25.8998 | 26.3833 | 26.8774 | 27.3824 | 27.8983 | 28.4253 | 28.9637 | 29.5134 | 30.0748
|  |  |  | Real Power |  |  | MW | 19.7792 | 21.4413 | 20.3252 | 19.4733 | 18.8552 | 18.4883 | 18.5906 | 18.7161 | 19.0151 | 19.3484 | 19.6449 | 19.9585 | 20.2521 | 20.6057 | 20.9641 | 21.3555 | 21.7694 | 22.182 | 22.5946 | 23.0163 | 23.4474 | 23.8879 | 24.338 | 24.7978 | 25.2674 | 25.7471 | 26.2368
|  |  |  | Reactive Power |  |  | MVAr | 11.0828 |  | 11.3888 | 10.9115 | 10.5651 | 10.3595 | 10.4169 | 10.4872 | 10.6547 | 10.8415 | 11.0076 | 11.1833 | 11.3478 | 11.5459 | 11.7468 | 11.9661 | 12.198 | 12.4292 | 12.6604 | 12.8967 | 13.1383 | 13.3851 | 13.6373 | 13.8949 | 14.1581 | 14.4268 | 14.7012
|  |  |  | Capacitors In Service |  |  | MVAr | 0 |  | 0 | 0 | 0 | 0 | 0 | 0 | 0 | 0 | 0 | 0 | 0 | 0 | 0 | 0 | 0 | 0 | 0 | 0 | 0 | 0 | 0 | 0 | 0 | 0 | 0
|  |  |  | PF |  |  |  | 0.87238 |  | 0.87238 | 0.87238 | 0.87238 | 0.87238 | 0.87238 | 0.87238 | 0.87238 | 0.87238 | 0.87238 | 0.87238 | 0.87238 | 0.87238 | 0.87238 | 0.87238 | 0.87238 | 0.87238 | 0.87238 | 0.87238 | 0.87238 | 0.87238 | 0.87238 | 0.87238 | 0.87238 | 0.87238 | 0.87238
0.98067 | Diversity Factor: 0.98 | Uncompensated |  | Reactive Power |  |  | MVAr | 11.0828 | 12.0142 | 11.3888 | 10.9115 | 10.5651 | 10.3595 | 10.4169 | 10.4872 | 10.6547 | 10.8415 | 11.0076 | 11.1833 | 11.3478 | 11.5459 | 11.7468 | 11.9661 | 12.198 | 12.4292 | 12.6604 | 12.8967 | 13.1383 | 13.3851 | 13.6373 | 13.8949 | 14.1581 | 14.4268 | 14.7012
|  |  |  | PF |  |  |  | 0.87238 |  | 0.87238 | 0.87238 | 0.87238 | 0.87238 | 0.87238 | 0.87238 | 0.87238 | 0.87238 | 0.87238 | 0.87238 | 0.87238 | 0.87238 | 0.87238 | 0.87238 | 0.87238 | 0.87238 | 0.87238 | 0.87238 | 0.87238 | 0.87238 | 0.87238 | 0.87238 | 0.87238 | 0.87238 | 0.87238
[10 empty] | 1 | 2 | 3 | 4 | 5 | 6 | 7 | 8 | 9 | 10 | 11 | 12 | 13 | 14 | 15 | 16 | 17 | 18 | 19 | 20 | 21 | 22 | 23 | 24 | 25
Transformer Load Detail
[7 empty] | Units | 13/14 |  | 14/15 | 15/16 | 16/17 | 17/18 | 18/19 | 19/20 | 20/21 | 21/22 | 22/23 | 23/24 | 24/25 | 25/26 | 26/27 | 27/28 | 28/29 | 29/30 | 30/31 | 31/32 | 32/33 | 33/34 | 34/35 | 35/36 | 36/37 | 37/38 | 38/39
| 0 | Compensated |  | Load (LV side) |  |  | Amps
|  |  |  | Apparent Power |  |  | MVA
|  |  |  | Real Power |  |  | MW
|  |  |  | Reactive Power |  |  | MVAr
|  |  |  | Capacitors In Service |  |  | MVAr
PF
| Zone Div: | Uncompensated |  | Reactive Power |  |  | MVAr
PF
| 0 | Compensated |  | Load (LV side) |  |  | Amps
|  |  |  | Apparent Power |  |  | MVA
|  |  |  | Real Power |  |  | MW
|  |  |  | Reactive Power |  |  | MVAr
|  |  |  | Capacitors In Service |  |  | MVAr
PF
| Zone Div: | Uncompensated |  | Reactive Power |  |  | MVAr
PF
| 0 | Compensated |  | Load (LV side) |  |  | Amps
|  |  |  | Apparent Power |  |  | MVA
|  |  |  | Real Power |  |  | MW
|  |  |  | Reactive Power |  |  | MVAr
|  |  |  | Capacitors In Service |  |  | MVAr
PF
| Zone Div: | Uncompensated |  | Reactive Power |  |  | MVAr
PF
| 0 | Compensated |  | Load (LV side) |  |  | Amps
|  |  |  | Apparent Power |  |  | MVA
|  |  |  | Real Power |  |  | MW
|  |  |  | Reactive Power |  |  | MVAr
|  |  |  | Capacitors In Service |  |  | MVAr
PF
| Zone Div: | Uncompensated |  | Reactive Power |  |  | MVAr
PF
| 0 | Compensated |  | Load (LV side) |  |  | Amps
|  |  |  | Apparent Power |  |  | MVA
|  |  |  | Real Power |  |  | MW
|  |  |  | Reactive Power |  |  | MVAr
|  |  |  | Capacitors In Service |  |  | MVAr
PF
| Zone Div: | Uncompensated |  | Reactive Power |  |  | MVAr
PF
| 0 | Compensated |  | Load (LV side) |  |  | Amps
|  |  |  | Apparent Power |  |  | MVA
|  |  |  | Real Power |  |  | MW
|  |  |  | Reactive Power |  |  | MVAr
|  |  |  | Capacitors In Service |  |  | MVAr
PF
| Zone Div: | Uncompensated |  | Reactive Power |  |  | MVAr
PF
| 0 | Compensated |  | Load (LV side) |  |  | Amps
|  |  |  | Apparent Power |  |  | MVA
|  |  |  | Real Power |  |  | MW
|  |  |  | Reactive Power |  |  | MVAr
|  |  |  | Capacitors In Service |  |  | MVAr
PF
| Zone Div: | Uncompensated |  | Reactive Power |  |  | MVAr
PF
| 0 | Compensated |  | Load (LV side) |  |  | Amps
|  |  |  | Apparent Power |  |  | MVA
|  |  |  | Real Power |  |  | MW
|  |  |  | Reactive Power |  |  | MVAr
|  |  |  | Capacitors In Service |  |  | MVAr
PF
| Zone Div: | Uncompensated |  | Reactive Power |  |  | MVAr
PF
| 0 | Compensated |  | Load (LV side) |  |  | Amps
|  |  |  | Apparent Power |  |  | MVA
|  |  |  | Real Power |  |  | MW
|  |  |  | Reactive Power |  |  | MVAr
|  |  |  | Capacitors In Service |  |  | MVAr
PF
| Zone Div: | Uncompensated |  | Reactive Power |  |  | MVAr
PF
| 0 | Compensated |  | Load (LV side) |  |  | Amps
|  |  |  | Apparent Power |  |  | MVA
|  |  |  | Real Power |  |  | MW
|  |  |  | Reactive Power |  |  | MVAr
|  |  |  | Capacitors In Service |  |  | MVAr
PF
| Zone Div: | Uncompensated |  | Reactive Power |  |  | MVAr
PF

## Rockdale 33_11kV
| Rockdale 33_11kV | [16 empty] | 2015 | SUMMER
| Substation Total Loads | [33 empty] | Spots & Transfers Detail
| Historical Loads | (11kV Amps) | [7 empty] | Weather Corrected Forecast Loads |  |  |  | (11kV Amps) | [20 empty] | Spots & Transfers Summary | (11kV Amps) |  | Historical Spots & Transfers | [6 empty] | Forecast Spots & Transfers
|  | 07/08 | 08/09 | 09/10 | 10/11 | 11/12 | 12/13 | 13/14 |  | 14/15 | 15/16 | 16/17 | 17/18 | 18/19 | 19/20 | 20/21 | 21/22 | 22/23 | 23/24 | 24/25 | 25/26 | 26/27 | 27/28 | 28/29 | 29/30 | 30/31 | 31/32 | 32/33 | 33/34 | 34/35 | 35/36 | 36/37 | 37/38 | 38/39 |  |  |  | 07/08 | 08/09 | 09/10 | 10/11 | 11/12 | 12/13 | 13/14 | 14/15 | 15/16 | 16/17 | 17/18 | 18/19 | 19/20 | 20/21 | 21/22 | 22/23 | 23/24 | 24/25 | 25/26 | 26/27 | 27/28 | 28/29 | 29/30 | 30/31 | 31/32 | 32/33 | 33/34 | 34/35 | 35/36 | 36/37 | 37/38 | 38/39
| Total | 1145 | 1305 | 1282 | 820 | 768 | 819 | 915 |  | 920.9824 | 869.4596 | 838.3137 | 821.0416 | 824.4273 | 827.2994 | 838.8574 | 853.3839 | 866.0636 | 879.7861 | 891.3658 | 906.1685 | 921.0446 | 938.0528 | 956.3078 | 974.3476 | 992.0607 | 1010.158 | 1028.645 | 1047.527 | 1066.809 | 1086.498 | 1106.598 | 1127.115 | 1148.055 |  |  | Total | 15 | 11 | 0 | -361.53 | 82.1301 | -1.1704 | 225.6102 | 44.1325 | -5.4737 | -2.164 | -3.3002 | 3.3857 | 2.8721 | 11.558 | 14.5265 | 12.6797 | 13.7224 | 11.5797 | 14.8027 | 14.8761 | 17.0082 | 18.255 | 18.0398 | 17.7132 | 18.0975 | 18.4871 | 18.8821 | 19.2825 | 19.6884 | 20.1 | 20.5171 | 20.9401
| Firm Rating | 0 | 0 | 0 | 0 | 0 | 0 | 1422 |  | 1422 | 1422 | 1422 | 1422 | 1422 | 1422 | 1422 | 1422 | 1422 | 1422 | 1422 | 1422 | 1422 | 1422 | 1422 | 1422 | 1422 | 1422 | 1422 | 1422 | 1422 | 1422 | 1422 | 1422 | 1422
| Total Capacity | 0 | 0 | 0 | 0 | 0 | 0 | 3044 |  | 3044 | 3044 | 3044 | 3044 | 3044 | 3044 | 3044 | 3044 | 3044 | 3044 | 3044 | 3044 | 3044 | 3044 | 3044 | 3044 | 3044 | 3044 | 3044 | 3044 | 3044 | 3044 | 3044 | 3044 | 3044 |  |  | Rockdale 33_11kV Tx1 | 15 | 0 | 0 | -90.8572 | 26.8794 | -0.65576 | -0.77867 | -3.0072 | -3.0667 | -1.2124 | -1.849 | 1.8969 | 1.6091 | 6.4755 | 8.1386 | 7.1039 | 7.6881 | 6.4877 | 8.2934 | 8.3345 | 9.529 | 10.2275 | 10.107 | 9.924 | 10.1393 | 10.3576 | 10.5789 | 10.8032 | 11.0307 | 11.2612 | 11.4949 | 11.7319
|  | -7 | -6 | -5 | -4 | -3 | -2 | -1 |  | 0 | 1 | 2 | 3 | 4 | 5 | 6 | 7 | 8 | 9 | 10 | 11 | 12 | 13 | 14 | 15 | 16 | 17 | 18 | 19 | 20 | 21 | 22 | 23 | 24 |  |  | Rockdale 33_11kV Tx2 | 0 | 0 | 0 | 0 | 0 | 0 | 0 | 0 | 0 | 0 | 0 | 0 | 0 | 0 | 0 | 0 | 0 | 0 | 0 | 0 | 0 | 0 | 0 | 0 | 0 | 0 | 0 | 0 | 0 | 0 | 0 | 0
| Transformer Loads | [35 empty] | Rockdale 33_11kV Tx3 | 0 | 11 | 0 | -270.6728 | 55.2507 | -0.51469 | 226.3888 | 47.1397 | -2.407 | -0.95158 | -1.4512 | 1.4888 | 1.263 | 5.0825 | 6.3879 | 5.5758 | 6.0343 | 5.0921 | 6.5093 | 6.5416 | 7.4792 | 8.0274 | 7.9328 | 7.7892 | 7.9582 | 8.1295 | 8.3032 | 8.4793 | 8.6578 | 8.8387 | 9.0222 | 9.2082
| Historical Loads | (11kV Amps) | [7 empty] | Weather Corrected Forecast Loads |  |  |  | (11kV Amps) | [23 empty] | 0 | 0 | 0 | 0 | 0 | 0 | 0 | 0 | 0 | 0 | 0 | 0 | 0 | 0 | 0 | 0 | 0 | 0 | 0 | 0 | 0 | 0 | 0 | 0 | 0 | 0 | 0 | 0 | 0 | 0 | 0 | 0
|  | 07/08 | 08/09 | 09/10 | 10/11 | 11/12 | 12/13 | 13/14 |  | 14/15 | 15/16 | 16/17 | 17/18 | 18/19 | 19/20 | 20/21 | 21/22 | 22/23 | 23/24 | 24/25 | 25/26 | 26/27 | 27/28 | 28/29 | 29/30 | 30/31 | 31/32 | 32/33 | 33/34 | 34/35 | 35/36 | 36/37 | 37/38 | 38/39 |  |  |  | 0 | 0 | 0 | 0 | 0 | 0 | 0 | 0 | 0 | 0 | 0 | 0 | 0 | 0 | 0 | 0 | 0 | 0 | 0 | 0 | 0 | 0 | 0 | 0 | 0 | 0 | 0 | 0 | 0 | 0 | 0 | 0
| 0 | [36 empty] | 0 | 0 | 0 | 0 | 0 | 0 | 0 | 0 | 0 | 0 | 0 | 0 | 0 | 0 | 0 | 0 | 0 | 0 | 0 | 0 | 0 | 0 | 0 | 0 | 0 | 0 | 0 | 0 | 0 | 0 | 0 | 0
| Diversity Factor: 0 | [36 empty] | 0 | 0 | 0 | 0 | 0 | 0 | 0 | 0 | 0 | 0 | 0 | 0 | 0 | 0 | 0 | 0 | 0 | 0 | 0 | 0 | 0 | 0 | 0 | 0 | 0 | 0 | 0 | 0 | 0 | 0 | 0 | 0
[38 empty] | 0 | 0 | 0 | 0 | 0 | 0 | 0 | 0 | 0 | 0 | 0 | 0 | 0 | 0 | 0 | 0 | 0 | 0 | 0 | 0 | 0 | 0 | 0 | 0 | 0 | 0 | 0 | 0 | 0 | 0 | 0 | 0
[38 empty] | 0 | 0 | 0 | 0 | 0 | 0 | 0 | 0 | 0 | 0 | 0 | 0 | 0 | 0 | 0 | 0 | 0 | 0 | 0 | 0 | 0 | 0 | 0 | 0 | 0 | 0 | 0 | 0 | 0 | 0 | 0 | 0
| 0 | [36 empty] | 0 | 0 | 0 | 0 | 0 | 0 | 0 | 0 | 0 | 0 | 0 | 0 | 0 | 0 | 0 | 0 | 0 | 0 | 0 | 0 | 0 | 0 | 0 | 0 | 0 | 0 | 0 | 0 | 0 | 0 | 0 | 0
Diversity Factor: 0
[38 empty] | Historical Spots & Transfers | [6 empty] | Forecast Spots & Transfers
[35 empty] | Project Name | From | To | 07/08 | 08/09 | 09/10 | 10/11 | 11/12 | 12/13 | 13/14 | 14/15 | 15/16 | 16/17 | 17/18 | 18/19 | 19/20 | 20/21 | 21/22 | 22/23 | 23/24 | 24/25 | 25/26 | 26/27 | 27/28 | 28/29 | 29/30 | 30/31 | 31/32 | 32/33 | 33/34 | 34/35 | 35/36 | 36/37 | 37/38 | 38/39
| 0 | [33 empty] | Broad based demand management |  | Rockdale 33_11kV Tx1 | 0 | 0 | 0 | 0 | 0 | 0 | 0 | -0.37651 | -1.3601 | -1.6785 | -4.9098 | -1.6074 | 0 | 0 | 0 | 0 | 0 | 0 | 0 | 0 | 0 | 0 | 0 | 0 | 0 | 0 | 0 | 0 | 0 | 0 | 0 | 0
| Diversity Factor: 0 | [33 empty] | Broad based demand management |  | Rockdale 33_11kV Tx3 | 0 | 0 | 0 | 0 | 0 | 0 | 0 | -0.29552 | -1.0675 | -1.3174 | -3.8536 | -1.2616 | 0 | 0 | 0 | 0 | 0 | 0 | 0 | 0 | 0 | 0 | 0 | 0 | 0 | 0 | 0 | 0 | 0 | 0 | 0 | 0
[35 empty] | DNP_ID: 5673. Augmentation of Supply to Airport Tunnel | Arncliffe 33_11kV Tx3 | Rockdale 33_11kV Tx1 | 15 | 0 | 0 | 0 | 0 | 0 | 0 | 0 | 0 | 0 | 0 | 0 | 0 | 0 | 0 | 0 | 0 | 0 | 0 | 0 | 0 | 0 | 0 | 0 | 0 | 0 | 0 | 0 | 0 | 0 | 0 | 0
[35 empty] | DNP_ID: 6263. Installation of a new feeder on Panel 9 at Carlton Zone (Remedial & Pickup Constraints).. | Carlton 33_11kV Tx1 | Rockdale 33_11kV Tx3 | 0 | 11 | 0 | 0 | 0 | 0 | 0 | 0 | 0 | 0 | 0 | 0 | 0 | 0 | 0 | 0 | 0 | 0 | 0 | 0 | 0 | 0 | 0 | 0 | 0 | 0 | 0 | 0 | 0 | 0 | 0 | 0
| 0 | [33 empty] | DNP_ID: 6409. Load Transfer from S.10997 Sans Souci Zone (Stage 2) and S.10996 Rockdale Zone Substations to S.10999 Kogarah Zone Substation - (DNP 6346 is a prerequisite) | Rockdale 33_11kV Tx1 | Kogarah 132_11kV Tx3 | 0 | 0 | 0 | 90 | 0 | 0 | 0 | 0 | 0 | 0 | 0 | 0 | 0 | 0 | 0 | 0 | 0 | 0 | 0 | 0 | 0 | 0 | 0 | 0 | 0 | 0 | 0 | 0 | 0 | 0 | 0 | 0
| Diversity Factor: 0 | [33 empty] | DNP_ID: 6409. Load Transfer from S.10997 Sans Souci Zone (Stage 2) and S.10996 Rockdale Zone Substations to S.10999 Kogarah Zone Substation - (DNP 6346 is a prerequisite) | Rockdale 33_11kV Tx3 | Kogarah 132_11kV Tx1 | 0 | 0 | 0 | 140 | 0 | 0 | 0 | 0 | 0 | 0 | 0 | 0 | 0 | 0 | 0 | 0 | 0 | 0 | 0 | 0 | 0 | 0 | 0 | 0 | 0 | 0 | 0 | 0 | 0 | 0 | 0 | 0
[35 empty] | DNP_ID: 6409. Load Transfer from S.10997 Sans Souci Zone (Stage 2) and S.10996 Rockdale Zone Substations to S.10999 Kogarah Zone Substation - (DNP 6346 is a prerequisite) | Rockdale 33_11kV Tx3 | Kogarah 132_11kV Tx2 | 0 | 0 | 0 | 75 | 0 | 0 | 0 | 0 | 0 | 0 | 0 | 0 | 0 | 0 | 0 | 0 | 0 | 0 | 0 | 0 | 0 | 0 | 0 | 0 | 0 | 0 | 0 | 0 | 0 | 0 | 0 | 0
[35 empty] | DNP_ID: 6409. Load Transfer from S.10997 Sans Souci Zone (Stage 2) and S.10996 Rockdale Zone Substations to S.10999 Kogarah Zone Substation - (DNP 6346 is a prerequisite) | Rockdale 33_11kV Tx3 | Kogarah 132_11kV Tx3 | 0 | 0 | 0 | 55 | 0 | 0 | 0 | 0 | 0 | 0 | 0 | 0 | 0 | 0 | 0 | 0 | 0 | 0 | 0 | 0 | 0 | 0 | 0 | 0 | 0 | 0 | 0 | 0 | 0 | 0 | 0 | 0
| 0 | [33 empty] | DNP_ID: 6886. Establishment of Panel 2R Arncliffe Zone Substation and Panel 12 Rockdale Zone Substation to support the Discovery Point Development | Arncliffe 33_11kV Tx3 | Rockdale 33_11kV Tx3 | 0 | 0 | 0 | 0 | 0 | 0 | 227 | 0 | 0 | 0 | 0 | 0 | 0 | 0 | 0 | 0 | 0 | 0 | 0 | 0 | 0 | 0 | 0 | 0 | 0 | 0 | 0 | 0 | 0 | 0 | 0 | 0
| Diversity Factor: 0 | [33 empty] | DNP_ID: 6923. Kogarah Panel 38L open point changes | Kogarah 132_11kV Tx3 | Rockdale 33_11kV Tx1 | 0 | 0 | 0 | 0 | 30 | 0 | 0 | 0 | 0 | 0 | 0 | 0 | 0 | 0 | 0 | 0 | 0 | 0 | 0 | 0 | 0 | 0 | 0 | 0 | 0 | 0 | 0 | 0 | 0 | 0 | 0 | 0
[35 empty] | DNP_ID: 6923. Kogarah Panel 38L open point changes | Kogarah 132_11kV Tx3 | Rockdale 33_11kV Tx3 | 0 | 0 | 0 | 0 | 10 | 0 | 0 | 0 | 0 | 0 | 0 | 0 | 0 | 0 | 0 | 0 | 0 | 0 | 0 | 0 | 0 | 0 | 0 | 0 | 0 | 0 | 0 | 0 | 0 | 0 | 0 | 0
[35 empty] | HVCON_ID: 2007210. Establishment of S.10204 West Botany Kirby No 1 & S.10205 West Botany Kirby No 2, Premises of J N Kirby Holdings, 415 West Botany Street, Rockdale and Decommission S.10168 West Botany Kirby |  | Rockdale 33_11kV Tx3 | 0 | 0 | 0 | 0 | 47.7 | 0 | 0 | 0 | 0 | 0 | 0 | 0 | 0 | 0 | 0 | 0 | 0 | 0 | 0 | 0 | 0 | 0 | 0 | 0 | 0 | 0 | 0 | 0 | 0 | 0 | 0 | 0
| 0 | [33 empty] | HVCON_ID: 2013015. Establishment of Surface Chamber S.63341 Princes Tantallon, 213 Princes Hwy, Arncliffe |  | Rockdale 33_11kV Tx3 | 0 | 0 | 0 | 0 | 0 | 0 | 0 | 49.5 | 0 | 0 | 0 | 0 | 0 | 0 | 0 | 0 | 0 | 0 | 0 | 0 | 0 | 0 | 0 | 0 | 0 | 0 | 0 | 0 | 0 | 0 | 0 | 0
| Diversity Factor: 0 | [33 empty] | Econometric |  | Rockdale 33_11kV Tx1 | 0 | 0 | 0 | 0 | 0 | 0 | 0 | 0 | 0 | 5.4191 | 10.3065 | 14.1806 | 12.7442 | 13.5174 | 13.2449 | 12.9589 | 13.1518 | 13.3474 | 13.5457 | 13.7468 | 13.9506 | 14.1572 | 14.3667 | 14.5791 | 14.7944 | 15.0127 | 15.234 | 15.4583 | 15.6858 | 15.9163 | 16.1501 | 16.387
[35 empty] | Econometric |  | Rockdale 33_11kV Tx3 | 0 | 0 | 0 | 0 | 0 | 0 | 0 | 0 | 0 | 4.2534 | 8.0894 | 11.1302 | 10.0027 | 10.6096 | 10.3957 | 10.1712 | 10.3226 | 10.4762 | 10.6318 | 10.7896 | 10.9496 | 11.1118 | 11.2762 | 11.4429 | 11.6119 | 11.7832 | 11.9569 | 12.133 | 12.3115 | 12.4925 | 12.6759 | 12.8619
[35 empty] | Energy Efficiency |  | Rockdale 33_11kV Tx1 | 0 | 0 | 0 | 0 | 0 | 0 | 0 | -1.8593 | -0.84136 | -3.9758 | -6.1734 | -9.5289 | -9.9262 | -5.7762 | -3.8823 | -4.6116 | -4.5123 | -5.7201 | -4.1127 | -4.2727 | -3.2819 | -2.7901 | -3.1201 | -3.5155 | -3.5155 | -3.5155 | -3.5155 | -3.5155 | -3.5155 | -3.5155 | -3.5155 | -3.5155
| 0 | [33 empty] | Energy Efficiency |  | Rockdale 33_11kV Tx3 | 0 | 0 | 0 | 0 | 0 | 0 | 0 | -1.4594 | -0.66037 | -3.1206 | -4.8454 | -7.4791 | -7.7909 | -4.5336 | -3.0472 | -3.6195 | -3.5416 | -4.4896 | -3.228 | -3.3536 | -2.5759 | -2.1899 | -2.4489 | -2.7593 | -2.7593 | -2.7593 | -2.7593 | -2.7593 | -2.7593 | -2.7593 | -2.7593 | -2.7593
| Diversity Factor: 0 | [33 empty] | Solar PV |  | Rockdale 33_11kV Tx1 | 0 | 0 | 0 | -0.85719 | -3.1206 | -0.65576 | -0.77867 | -0.77138 | -0.86522 | -0.97718 | -1.0722 | -1.1475 | -1.2089 | -1.2657 | -1.224 | -1.2434 | -0.9514 | -1.1396 | -1.1396 | -1.1396 | -1.1396 | -1.1396 | -1.1396 | -1.1396 | -1.1396 | -1.1396 | -1.1396 | -1.1396 | -1.1396 | -1.1396 | -1.1396 | -1.1396
[35 empty] | Solar PV |  | Rockdale 33_11kV Tx3 | 0 | 0 | 0 | -0.67279 | -2.4493 | -0.51469 | -0.61117 | -0.60545 | -0.6791 | -0.76697 | -0.84157 | -0.90068 | -0.94886 | -0.99344 | -0.96067 | -0.97594 | -0.74674 | -0.89445 | -0.89445 | -0.89445 | -0.89445 | -0.89445 | -0.89445 | -0.89445 | -0.89445 | -0.89445 | -0.89445 | -0.89445 | -0.89445 | -0.89445 | -0.89445 | -0.89445
0
Diversity Factor: 0
0
Diversity Factor: 0
0
Diversity Factor: 0
| Weather Correction and Public Holiday Factors | [8 empty] | Forecast ROG
ROG Justification
| Actual loads for season 13/14 have been weather corrected by the following: | [6 empty] | -3.292% |  | Rog Capped +/-5% | [59 empty] | Rog Capped +/-5%
1 | 2 | 3 | 4 | 5 | 6 | 7 | 8 | 9 | 10 | 14/15 | 15/16 | 16/17 | 17/18 | 18/19 | 19/20 | 20/21 | 21/22 | 22/23 | 23/24 | 24/25 | 25/26 | 26/27 | 27/28 | 28/29 | 29/30 | 30/31 | 31/32 | 32/33 | 33/34 | 34/35 | 35/36 | 36/37 | 37/38 | 38/39
0.95 | 0.9025 | 0.87242 | 0.85789 | 0.85789 | 0.85789 | 0.85789 | 0.85789 | 0.85789 | 0.85789 | -5% | -5% | -3.333% | -1.666% | 0% | 0% | 0% | 0% | 0% | 0% | 0% | 0% | 0% | 0% | 0% | 0% | 0% | 0% | 0% | 0% | 0% | 0% | 0% | 0% | 0%
Substation Load Detail
[7 empty] | Units | 13/14 |  | 14/15 | 15/16 | 16/17 | 17/18 | 18/19 | 19/20 | 20/21 | 21/22 | 22/23 | 23/24 | 24/25 | 25/26 | 26/27 | 27/28 | 28/29 | 29/30 | 30/31 | 31/32 | 32/33 | 33/34 | 34/35 | 35/36 | 36/37 | 37/38 | 38/39
1 | Rockdale 33_11kV | Compensated |  | Load (LV side) |  |  | Amps | 915 | 923 | 920.9824 | 869.4596 | 838.3137 | 821.0416 | 824.4273 | 827.2994 | 838.8574 | 853.3839 | 866.0636 | 879.7861 | 891.3658 | 906.1685 | 921.0446 | 938.0528 | 956.3078 | 974.3476 | 992.0607 | 1010.158 | 1028.645 | 1047.527 | 1066.809 | 1086.498 | 1106.598 | 1127.115 | 1148.055
|  |  |  | Apparent Power |  |  | MVA | 17.4331 |  | 17.5471 | 16.5654 | 15.972 | 15.6429 | 15.7074 | 15.7622 | 15.9824 | 16.2591 | 16.5007 | 16.7622 | 16.9828 | 17.2648 | 17.5482 | 17.8723 | 18.2201 | 18.5638 | 18.9013 | 19.2461 | 19.5983 | 19.9581 | 20.3255 | 20.7006 | 21.0835 | 21.4744 | 21.8734
|  |  |  | Real Power |  |  | MW | 15.432 | 15.5669 | 15.5329 | 14.6639 | 14.1386 | 13.8473 | 13.9044 | 13.9528 | 14.1478 | 14.3928 | 14.6066 | 14.8381 | 15.0334 | 15.283 | 15.5339 | 15.8208 | 16.1287 | 16.4329 | 16.7316 | 17.0369 | 17.3487 | 17.6671 | 17.9923 | 18.3244 | 18.6634 | 19.0094 | 19.3626
|  |  |  | Reactive Power |  |  | MVAr | 8.1097 |  | 8.1627 | 7.7061 | 7.43 | 7.2769 | 7.3069 | 7.3324 | 7.4348 | 7.5636 | 7.676 | 7.7976 | 7.9002 | 8.0314 | 8.1633 | 8.314 | 8.4758 | 8.6357 | 8.7927 | 8.9531 | 9.1169 | 9.2843 | 9.4552 | 9.6297 | 9.8078 | 9.9897 | 10.1753
|  |  |  | Capacitors In Service |  |  | MVAr | 0 |  | 0 | 0 | 0 | 0 | 0 | 0 | 0 | 0 | 0 | 0 | 0 | 0 | 0 | 0 | 0 | 0 | 0 | 0 | 0 | 0 | 0 | 0 | 0 | 0 | 0
|  |  |  | PF |  |  |  | 0.88521 |  | 0.88521 | 0.88521 | 0.88521 | 0.88521 | 0.88521 | 0.88521 | 0.88521 | 0.88521 | 0.88521 | 0.88521 | 0.88521 | 0.88521 | 0.88521 | 0.88521 | 0.88521 | 0.88521 | 0.88521 | 0.88521 | 0.88521 | 0.88521 | 0.88521 | 0.88521 | 0.88521 | 0.88521 | 0.88521
0.89129 | Diversity Factor: 0.89 | Uncompensated |  | Reactive Power |  |  | MVAr | 8.1097 | 8.1806 | 8.1627 | 7.7061 | 7.43 | 7.2769 | 7.3069 | 7.3324 | 7.4348 | 7.5636 | 7.676 | 7.7976 | 7.9002 | 8.0314 | 8.1633 | 8.314 | 8.4758 | 8.6357 | 8.7927 | 8.9531 | 9.1169 | 9.2843 | 9.4552 | 9.6297 | 9.8078 | 9.9897 | 10.1753
|  |  |  | PF |  |  |  | 0.88521 |  | 0.88521 | 0.88521 | 0.88521 | 0.88521 | 0.88521 | 0.88521 | 0.88521 | 0.88521 | 0.88521 | 0.88521 | 0.88521 | 0.88521 | 0.88521 | 0.88521 | 0.88521 | 0.88521 | 0.88521 | 0.88521 | 0.88521 | 0.88521 | 0.88521 | 0.88521 | 0.88521 | 0.88521 | 0.88521
[10 empty] | 1 | 2 | 3 | 4 | 5 | 6 | 7 | 8 | 9 | 10 | 11 | 12 | 13 | 14 | 15 | 16 | 17 | 18 | 19 | 20 | 21 | 22 | 23 | 24 | 25
Transformer Load Detail
[7 empty] | Units | 13/14 |  | 14/15 | 15/16 | 16/17 | 17/18 | 18/19 | 19/20 | 20/21 | 21/22 | 22/23 | 23/24 | 24/25 | 25/26 | 26/27 | 27/28 | 28/29 | 29/30 | 30/31 | 31/32 | 32/33 | 33/34 | 34/35 | 35/36 | 36/37 | 37/38 | 38/39
| 0 | Compensated |  | Load (LV side) |  |  | Amps
|  |  |  | Apparent Power |  |  | MVA
|  |  |  | Real Power |  |  | MW
|  |  |  | Reactive Power |  |  | MVAr
|  |  |  | Capacitors In Service |  |  | MVAr
PF
| Zone Div: | Uncompensated |  | Reactive Power |  |  | MVAr
PF
| 0 | Compensated |  | Load (LV side) |  |  | Amps
|  |  |  | Apparent Power |  |  | MVA
|  |  |  | Real Power |  |  | MW
|  |  |  | Reactive Power |  |  | MVAr
|  |  |  | Capacitors In Service |  |  | MVAr
PF
| Zone Div: | Uncompensated |  | Reactive Power |  |  | MVAr
PF
| 0 | Compensated |  | Load (LV side) |  |  | Amps
|  |  |  | Apparent Power |  |  | MVA
|  |  |  | Real Power |  |  | MW
|  |  |  | Reactive Power |  |  | MVAr
|  |  |  | Capacitors In Service |  |  | MVAr
PF
| Zone Div: | Uncompensated |  | Reactive Power |  |  | MVAr
PF
| 0 | Compensated |  | Load (LV side) |  |  | Amps
|  |  |  | Apparent Power |  |  | MVA
|  |  |  | Real Power |  |  | MW
|  |  |  | Reactive Power |  |  | MVAr
|  |  |  | Capacitors In Service |  |  | MVAr
PF
| Zone Div: | Uncompensated |  | Reactive Power |  |  | MVAr
PF
| 0 | Compensated |  | Load (LV side) |  |  | Amps
|  |  |  | Apparent Power |  |  | MVA
|  |  |  | Real Power |  |  | MW
|  |  |  | Reactive Power |  |  | MVAr
|  |  |  | Capacitors In Service |  |  | MVAr
PF
| Zone Div: | Uncompensated |  | Reactive Power |  |  | MVAr
PF
| 0 | Compensated |  | Load (LV side) |  |  | Amps
|  |  |  | Apparent Power |  |  | MVA
|  |  |  | Real Power |  |  | MW
|  |  |  | Reactive Power |  |  | MVAr
|  |  |  | Capacitors In Service |  |  | MVAr
PF
| Zone Div: | Uncompensated |  | Reactive Power |  |  | MVAr
PF
| 0 | Compensated |  | Load (LV side) |  |  | Amps
|  |  |  | Apparent Power |  |  | MVA
|  |  |  | Real Power |  |  | MW
|  |  |  | Reactive Power |  |  | MVAr
|  |  |  | Capacitors In Service |  |  | MVAr
PF
| Zone Div: | Uncompensated |  | Reactive Power |  |  | MVAr
PF
| 0 | Compensated |  | Load (LV side) |  |  | Amps
|  |  |  | Apparent Power |  |  | MVA
|  |  |  | Real Power |  |  | MW
|  |  |  | Reactive Power |  |  | MVAr
|  |  |  | Capacitors In Service |  |  | MVAr
PF
| Zone Div: | Uncompensated |  | Reactive Power |  |  | MVAr
PF
| 0 | Compensated |  | Load (LV side) |  |  | Amps
|  |  |  | Apparent Power |  |  | MVA
|  |  |  | Real Power |  |  | MW
|  |  |  | Reactive Power |  |  | MVAr
|  |  |  | Capacitors In Service |  |  | MVAr
PF
| Zone Div: | Uncompensated |  | Reactive Power |  |  | MVAr
PF
| 0 | Compensated |  | Load (LV side) |  |  | Amps
|  |  |  | Apparent Power |  |  | MVA
|  |  |  | Real Power |  |  | MW
|  |  |  | Reactive Power |  |  | MVAr
|  |  |  | Capacitors In Service |  |  | MVAr
PF
| Zone Div: | Uncompensated |  | Reactive Power |  |  | MVAr
PF

## Sans Souci 33_11kV
| Sans Souci 33_11kV | [16 empty] | 2015 | SUMMER
| Substation Total Loads | [33 empty] | Spots & Transfers Detail
| Historical Loads | (11kV Amps) | [7 empty] | Weather Corrected Forecast Loads |  |  |  | (11kV Amps) | [20 empty] | Spots & Transfers Summary | (11kV Amps) |  | Historical Spots & Transfers | [6 empty] | Forecast Spots & Transfers
|  | 07/08 | 08/09 | 09/10 | 10/11 | 11/12 | 12/13 | 13/14 |  | 14/15 | 15/16 | 16/17 | 17/18 | 18/19 | 19/20 | 20/21 | 21/22 | 22/23 | 23/24 | 24/25 | 25/26 | 26/27 | 27/28 | 28/29 | 29/30 | 30/31 | 31/32 | 32/33 | 33/34 | 34/35 | 35/36 | 36/37 | 37/38 | 38/39 |  |  |  | 07/08 | 08/09 | 09/10 | 10/11 | 11/12 | 12/13 | 13/14 | 14/15 | 15/16 | 16/17 | 17/18 | 18/19 | 19/20 | 20/21 | 21/22 | 22/23 | 23/24 | 24/25 | 25/26 | 26/27 | 27/28 | 28/29 | 29/30 | 30/31 | 31/32 | 32/33 | 33/34 | 34/35 | 35/36 | 36/37 | 37/38 | 38/39
| Total | 1116 | 1286 | 1383 | 886 | 734 | 815 | 625 |  | 699.4929 | 697.4395 | 700.2428 | 698.5326 | 707.7002 | 714.4215 | 726.7115 | 739.2927 | 750.5386 | 762.3639 | 774.0518 | 787.4975 | 801.1862 | 815.6829 | 830.8267 | 846.0204 | 861.3904 | 877.0968 | 893.1443 | 909.538 | 926.2828 | 943.3837 | 960.8458 | 978.6743 | 996.8744 |  |  | Total | 110 | 0 | 0 | -576.1564 | -0.0041989 | -0.0020995 | -0.090801 | -0.29806 | -0.84699 | 3.6052 | -1.3075 | 9.1676 | 6.7212 | 12.29 | 12.5812 | 11.2459 | 11.8253 | 11.6879 | 13.4457 | 13.6888 | 14.4967 | 15.1438 | 15.1937 | 15.37 | 15.7064 | 16.0476 | 16.3937 | 16.7448 | 17.1009 | 17.4621 | 17.8285 | 18.2001
| Firm Rating | 0 | 0 | 0 | 0 | 0 | 0 | 1409 |  | 1409 | 1409 | 1409 | 1409 | 1409 | 1409 | 1409 | 1409 | 1409 | 1409 | 1409 | 1409 | 1409 | 1409 | 1409 | 1409 | 1409 | 1409 | 1409 | 1409 | 1409 | 1409 | 1409 | 1409 | 1409
| Total Capacity | 0 | 0 | 0 | 0 | 0 | 0 | 2619 |  | 2619 | 2619 | 2619 | 2619 | 2619 | 2619 | 2619 | 2619 | 2619 | 2619 | 2619 | 2619 | 2619 | 2619 | 2619 | 2619 | 2619 | 2619 | 2619 | 2619 | 2619 | 2619 | 2619 | 2619 | 2619 |  |  | Sans Souci 33_11kV Tx1 | 40 | 0 | 0 | -194.0817 | -0.0021928 | -0.0010964 | -0.047419 | -0.15565 | -0.44232 | 1.8827 | -0.68283 | 4.7875 | 3.51 | 6.4181 | 6.5702 | 5.8728 | 6.1755 | 6.1037 | 7.0216 | 7.1486 | 7.5705 | 7.9084 | 7.9345 | 8.0265 | 8.2022 | 8.3804 | 8.5612 | 8.7445 | 8.9305 | 9.1191 | 9.3104 | 9.5045
|  | -7 | -6 | -5 | -4 | -3 | -2 | -1 |  | 0 | 1 | 2 | 3 | 4 | 5 | 6 | 7 | 8 | 9 | 10 | 11 | 12 | 13 | 14 | 15 | 16 | 17 | 18 | 19 | 20 | 21 | 22 | 23 | 24 |  |  | Sans Souci 33_11kV Tx3 | 70 | 0 | 0 | -382.0747 | -0.0020061 | -0.0010031 | -0.043383 | -0.14241 | -0.40467 | 1.7225 | -0.62471 | 4.3801 | 3.2113 | 5.8719 | 6.011 | 5.373 | 5.6499 | 5.5842 | 6.424 | 6.5402 | 6.9262 | 7.2354 | 7.2592 | 7.3434 | 7.5041 | 7.6672 | 7.8325 | 8.0003 | 8.1704 | 8.343 | 8.518 | 8.6956
| Transformer Loads | [36 empty] | 0 | 0 | 0 | 0 | 0 | 0 | 0 | 0 | 0 | 0 | 0 | 0 | 0 | 0 | 0 | 0 | 0 | 0 | 0 | 0 | 0 | 0 | 0 | 0 | 0 | 0 | 0 | 0 | 0 | 0 | 0 | 0
| Historical Loads | (11kV Amps) | [7 empty] | 0: Weather Corrected Forecast Loads; 4: (11kV Amps) |  |  |  | 0 | 0 | 0 | 0 | 0 | 0 | 0 | 0 | 0 | 0 | 0 | 0 | 0 | 0 | 0 | 0 | 0 | 0 | 0 | 0 | 0 | 0 | 0 | 0 | 0 | 0 | 0 | 0 | 0 | 0 | 0 | 0
|  | 07/08 | 08/09 | 09/10 | 10/11 | 11/12 | 12/13 | 13/14 |  | 14/15 | 15/16 | 16/17 | 17/18 | 18/19 | 19/20 | 20/21 | 21/22 | 22/23 | 23/24 | 24/25 | 25/26 | 26/27 | 27/28 | 28/29 | 29/30 | 30/31 | 31/32 | 32/33 | 33/34 | 34/35 | 35/36 | 36/37 | 37/38 | 38/39 |  |  |  | 0 | 0 | 0 | 0 | 0 | 0 | 0 | 0 | 0 | 0 | 0 | 0 | 0 | 0 | 0 | 0 | 0 | 0 | 0 | 0 | 0 | 0 | 0 | 0 | 0 | 0 | 0 | 0 | 0 | 0 | 0 | 0
| 0 | [36 empty] | 0 | 0 | 0 | 0 | 0 | 0 | 0 | 0 | 0 | 0 | 0 | 0 | 0 | 0 | 0 | 0 | 0 | 0 | 0 | 0 | 0 | 0 | 0 | 0 | 0 | 0 | 0 | 0 | 0 | 0 | 0 | 0
| Diversity Factor: 0 | [36 empty] | 0 | 0 | 0 | 0 | 0 | 0 | 0 | 0 | 0 | 0 | 0 | 0 | 0 | 0 | 0 | 0 | 0 | 0 | 0 | 0 | 0 | 0 | 0 | 0 | 0 | 0 | 0 | 0 | 0 | 0 | 0 | 0
[38 empty] | 0 | 0 | 0 | 0 | 0 | 0 | 0 | 0 | 0 | 0 | 0 | 0 | 0 | 0 | 0 | 0 | 0 | 0 | 0 | 0 | 0 | 0 | 0 | 0 | 0 | 0 | 0 | 0 | 0 | 0 | 0 | 0
[38 empty] | 0 | 0 | 0 | 0 | 0 | 0 | 0 | 0 | 0 | 0 | 0 | 0 | 0 | 0 | 0 | 0 | 0 | 0 | 0 | 0 | 0 | 0 | 0 | 0 | 0 | 0 | 0 | 0 | 0 | 0 | 0 | 0
| 0 | [36 empty] | 0 | 0 | 0 | 0 | 0 | 0 | 0 | 0 | 0 | 0 | 0 | 0 | 0 | 0 | 0 | 0 | 0 | 0 | 0 | 0 | 0 | 0 | 0 | 0 | 0 | 0 | 0 | 0 | 0 | 0 | 0 | 0
Diversity Factor: 0
[38 empty] | Historical Spots & Transfers | [6 empty] | Forecast Spots & Transfers
[35 empty] | Project Name | From | To | 07/08 | 08/09 | 09/10 | 10/11 | 11/12 | 12/13 | 13/14 | 14/15 | 15/16 | 16/17 | 17/18 | 18/19 | 19/20 | 20/21 | 21/22 | 22/23 | 23/24 | 24/25 | 25/26 | 26/27 | 27/28 | 28/29 | 29/30 | 30/31 | 31/32 | 32/33 | 33/34 | 34/35 | 35/36 | 36/37 | 37/38 | 38/39
| 0 | [33 empty] | Broad based demand management |  | Sans Souci 33_11kV Tx1 | 0 | 0 | 0 | 0 | 0 | 0 | 0 | -0.046635 | -0.31156 | -0.4198 | -5.3869 | -0.63246 | 0 | 0 | 0 | 0 | 0 | 0 | 0 | 0 | 0 | 0 | 0 | 0 | 0 | 0 | 0 | 0 | 0 | 0 | 0 | 0
| Diversity Factor: 0 | [33 empty] | Broad based demand management |  | Sans Souci 33_11kV Tx3 | 0 | 0 | 0 | 0 | 0 | 0 | 0 | -0.042666 | -0.28504 | -0.38408 | -4.9285 | -0.57864 | 0 | 0 | 0 | 0 | 0 | 0 | 0 | 0 | 0 | 0 | 0 | 0 | 0 | 0 | 0 | 0 | 0 | 0 | 0 | 0
[35 empty] | DNP_ID: 6319. Relief of Remedial Feeders 2 and 8 at Blakehurst | Blakehurst 33_11kV Tx1 | Sans Souci 33_11kV Tx3 | 110 | 0 | 0 | 0 | 0 | 0 | 0 | 0 | 0 | 0 | 0 | 0 | 0 | 0 | 0 | 0 | 0 | 0 | 0 | 0 | 0 | 0 | 0 | 0 | 0 | 0 | 0 | 0 | 0 | 0 | 0 | 0
[35 empty] | DNP_ID: 6319. Relief of Remedial Feeders 2 and 8 at Blakehurst | Sans Souci 33_11kV Tx3 | Sans Souci 33_11kV Tx1 | 40 | 0 | 0 | 0 | 0 | 0 | 0 | 0 | 0 | 0 | 0 | 0 | 0 | 0 | 0 | 0 | 0 | 0 | 0 | 0 | 0 | 0 | 0 | 0 | 0 | 0 | 0 | 0 | 0 | 0 | 0 | 0
| 0 | [33 empty] | DNP_ID: 6346. Load Transfer from S.10991 Blakehurst and S.10997 Sans Souci Zone Substations to S.10999 Kogarah Zone Substation - Stage 1 (Prerequisite for DNP 6409) | Sans Souci 33_11kV Tx1 | Kogarah 132_11kV Tx2 | 0 | 0 | 0 | 74 | 0 | 0 | 0 | 0 | 0 | 0 | 0 | 0 | 0 | 0 | 0 | 0 | 0 | 0 | 0 | 0 | 0 | 0 | 0 | 0 | 0 | 0 | 0 | 0 | 0 | 0 | 0 | 0
| Diversity Factor: 0 | [33 empty] | DNP_ID: 6346. Load Transfer from S.10991 Blakehurst and S.10997 Sans Souci Zone Substations to S.10999 Kogarah Zone Substation - Stage 1 (Prerequisite for DNP 6409) | Sans Souci 33_11kV Tx1 | Kogarah 132_11kV Tx3 | 0 | 0 | 0 | 120 | 0 | 0 | 0 | 0 | 0 | 0 | 0 | 0 | 0 | 0 | 0 | 0 | 0 | 0 | 0 | 0 | 0 | 0 | 0 | 0 | 0 | 0 | 0 | 0 | 0 | 0 | 0 | 0
[35 empty] | DNP_ID: 6346. Load Transfer from S.10991 Blakehurst and S.10997 Sans Souci Zone Substations to S.10999 Kogarah Zone Substation - Stage 1 (Prerequisite for DNP 6409) | Sans Souci 33_11kV Tx3 | Kogarah 132_11kV Tx1 | 0 | 0 | 0 | 153 | 0 | 0 | 0 | 0 | 0 | 0 | 0 | 0 | 0 | 0 | 0 | 0 | 0 | 0 | 0 | 0 | 0 | 0 | 0 | 0 | 0 | 0 | 0 | 0 | 0 | 0 | 0 | 0
[35 empty] | DNP_ID: 6346. Load Transfer from S.10991 Blakehurst and S.10997 Sans Souci Zone Substations to S.10999 Kogarah Zone Substation - Stage 1 (Prerequisite for DNP 6409) | Sans Souci 33_11kV Tx3 | Kogarah 132_11kV Tx2 | 0 | 0 | 0 | 27 | 0 | 0 | 0 | 0 | 0 | 0 | 0 | 0 | 0 | 0 | 0 | 0 | 0 | 0 | 0 | 0 | 0 | 0 | 0 | 0 | 0 | 0 | 0 | 0 | 0 | 0 | 0 | 0
| 0 | [33 empty] | DNP_ID: 6346. Load Transfer from S.10991 Blakehurst and S.10997 Sans Souci Zone Substations to S.10999 Kogarah Zone Substation - Stage 1 (Prerequisite for DNP 6409) | Sans Souci 33_11kV Tx3 | Kogarah 132_11kV Tx3 | 0 | 0 | 0 | 97 | 0 | 0 | 0 | 0 | 0 | 0 | 0 | 0 | 0 | 0 | 0 | 0 | 0 | 0 | 0 | 0 | 0 | 0 | 0 | 0 | 0 | 0 | 0 | 0 | 0 | 0 | 0 | 0
| Diversity Factor: 0 | [33 empty] | DNP_ID: 6409. Load Transfer from S.10997 Sans Souci Zone (Stage 2) and S.10996 Rockdale Zone Substations to S.10999 Kogarah Zone Substation - (DNP 6346 is a prerequisite) | Sans Souci 33_11kV Tx3 | Kogarah 132_11kV Tx2 | 0 | 0 | 0 | 70 | 0 | 0 | 0 | 0 | 0 | 0 | 0 | 0 | 0 | 0 | 0 | 0 | 0 | 0 | 0 | 0 | 0 | 0 | 0 | 0 | 0 | 0 | 0 | 0 | 0 | 0 | 0 | 0
[35 empty] | DNP_ID: 6409. Load Transfer from S.10997 Sans Souci Zone (Stage 2) and S.10996 Rockdale Zone Substations to S.10999 Kogarah Zone Substation - (DNP 6346 is a prerequisite) | Sans Souci 33_11kV Tx3 | Kogarah 132_11kV Tx3 | 0 | 0 | 0 | 35 | 0 | 0 | 0 | 0 | 0 | 0 | 0 | 0 | 0 | 0 | 0 | 0 | 0 | 0 | 0 | 0 | 0 | 0 | 0 | 0 | 0 | 0 | 0 | 0 | 0 | 0 | 0 | 0
[35 empty] | Econometric |  | Sans Souci 33_11kV Tx1 | 0 | 0 | 0 | 0 | 0 | 0 | 0 | 0 | 0 | 4.4374 | 8.271 | 11 | 9.6222 | 10.4047 | 10.0619 | 9.704 | 9.8606 | 10.0196 | 10.1808 | 10.3443 | 10.5102 | 10.6785 | 10.8493 | 11.0224 | 11.1981 | 11.3763 | 11.5571 | 11.7404 | 11.9264 | 12.115 | 12.3063 | 12.5004
| 0 | [33 empty] | Econometric |  | Sans Souci 33_11kV Tx3 | 0 | 0 | 0 | 0 | 0 | 0 | 0 | 0 | 0 | 4.0597 | 7.5671 | 10.0639 | 8.8033 | 9.5192 | 9.2056 | 8.8781 | 9.0214 | 9.1668 | 9.3143 | 9.464 | 9.6158 | 9.7697 | 9.9259 | 10.0844 | 10.2451 | 10.4081 | 10.5735 | 10.7412 | 10.9114 | 11.0839 | 11.259 | 11.4365
| Diversity Factor: 0 | [33 empty] | Energy Efficiency |  | Sans Souci 33_11kV Tx1 | 0 | 0 | 0 | 0 | 0 | 0 | 0 | -0.084081 | -0.10279 | -2.1033 | -3.5323 | -5.5429 | -6.0731 | -3.9457 | -3.4521 | -3.7909 | -3.6544 | -3.8791 | -3.1223 | -3.1589 | -2.9029 | -2.7333 | -2.8779 | -2.9591 | -2.9591 | -2.9591 | -2.9591 | -2.9591 | -2.9591 | -2.9591 | -2.9591 | -2.9591
[35 empty] | Energy Efficiency |  | Sans Souci 33_11kV Tx3 | 0 | 0 | 0 | 0 | 0 | 0 | 0 | -0.076925 | -0.094041 | -1.9243 | -3.2316 | -5.0712 | -5.5563 | -3.6099 | -3.1583 | -3.4683 | -3.3434 | -3.5489 | -2.8566 | -2.8901 | -2.6558 | -2.5007 | -2.633 | -2.7072 | -2.7072 | -2.7072 | -2.7072 | -2.7072 | -2.7072 | -2.7072 | -2.7072 | -2.7072
[35 empty] | Solar PV |  | Sans Souci 33_11kV Tx1 | 0 | 0 | 0 | -0.08168 | -0.0021928 | -0.0010964 | -0.047419 | -0.024938 | -0.027972 | -0.031591 | -0.034664 | -0.037099 | -0.039083 | -0.040919 | -0.03957 | -0.040199 | -0.030758 | -0.036842 | -0.036842 | -0.036842 | -0.036842 | -0.036842 | -0.036842 | -0.036842 | -0.036842 | -0.036842 | -0.036842 | -0.036842 | -0.036842 | -0.036842 | -0.036842 | -0.036842
| 0 | [33 empty] | Solar PV |  | Sans Souci 33_11kV Tx3 | 0 | 0 | 0 | -0.074729 | -0.0020061 | -0.0010031 | -0.043383 | -0.022816 | -0.025591 | -0.028903 | -0.031714 | -0.033942 | -0.035757 | -0.037437 | -0.036202 | -0.036778 | -0.02814 | -0.033707 | -0.033707 | -0.033707 | -0.033707 | -0.033707 | -0.033707 | -0.033707 | -0.033707 | -0.033707 | -0.033707 | -0.033707 | -0.033707 | -0.033707 | -0.033707 | -0.033707
Diversity Factor: 0
0
Diversity Factor: 0
0
Diversity Factor: 0
0
Diversity Factor: 0
| Weather Correction and Public Holiday Factors | [8 empty] | Forecast ROG
ROG Justification
| Actual loads for season 13/14 have been weather corrected by the following: | [6 empty] | 2.116% |  | 7 year ROG ok | [59 empty] | 7 year ROG ok
1 | 2 | 3 | 4 | 5 | 6 | 7 | 8 | 9 | 10 | 14/15 | 15/16 | 16/17 | 17/18 | 18/19 | 19/20 | 20/21 | 21/22 | 22/23 | 23/24 | 24/25 | 25/26 | 26/27 | 27/28 | 28/29 | 29/30 | 30/31 | 31/32 | 32/33 | 33/34 | 34/35 | 35/36 | 36/37 | 37/38 | 38/39
0.99828 | 0.99656 | 0.99543 | 0.99486 | 0.99486 | 0.99486 | 0.99486 | 0.99486 | 0.99486 | 0.99486 | -0.172% | -0.172% | -0.114% | -0.057% | 0% | 0% | 0% | 0% | 0% | 0% | 0% | 0% | 0% | 0% | 0% | 0% | 0% | 0% | 0% | 0% | 0% | 0% | 0% | 0% | 0%
Substation Load Detail
[7 empty] | Units | 13/14 |  | 14/15 | 15/16 | 16/17 | 17/18 | 18/19 | 19/20 | 20/21 | 21/22 | 22/23 | 23/24 | 24/25 | 25/26 | 26/27 | 27/28 | 28/29 | 29/30 | 30/31 | 31/32 | 32/33 | 33/34 | 34/35 | 35/36 | 36/37 | 37/38 | 38/39
1 | Sans Souci 33_11kV | Compensated |  | Load (LV side) |  |  | Amps | 625 | 701 | 699.4929 | 697.4395 | 700.2428 | 698.5326 | 707.7002 | 714.4215 | 726.7115 | 739.2927 | 750.5386 | 762.3639 | 774.0518 | 787.4975 | 801.1862 | 815.6829 | 830.8267 | 846.0204 | 861.3904 | 877.0968 | 893.1443 | 909.538 | 926.2828 | 943.3837 | 960.8458 | 978.6743 | 996.8744
|  |  |  | Apparent Power |  |  | MVA | 11.9078 |  | 13.3271 | 13.288 | 13.3414 | 13.3088 | 13.4835 | 13.6115 | 13.8457 | 14.0854 | 14.2997 | 14.525 | 14.7477 | 15.0038 | 15.2646 | 15.5408 | 15.8294 | 16.1188 | 16.4117 | 16.7109 | 17.0167 | 17.329 | 17.6481 | 17.9739 | 18.3066 | 18.6462 | 18.993
|  |  |  | Real Power |  |  | MW | 11.5723 | 12.9795 | 12.9516 | 12.9136 | 12.9655 | 12.9338 | 13.1036 | 13.228 | 13.4556 | 13.6885 | 13.8967 | 14.1157 | 14.3321 | 14.5811 | 14.8345 | 15.1029 | 15.3833 | 15.6647 | 15.9492 | 16.2401 | 16.5372 | 16.8407 | 17.1508 | 17.4674 | 17.7907 | 18.1208 | 18.4578
|  |  |  | Reactive Power |  |  | MVAr | 2.8069 |  | 3.1414 | 3.1322 | 3.1448 | 3.1371 | 3.1783 | 3.2084 | 3.2636 | 3.3201 | 3.3706 | 3.4237 | 3.4762 | 3.5366 | 3.5981 | 3.6632 | 3.7312 | 3.7994 | 3.8685 | 3.939 | 4.0111 | 4.0847 | 4.1599 | 4.2367 | 4.3151 | 4.3952 | 4.4769
|  |  |  | Capacitors In Service |  |  | MVAr | 0 |  | 0 | 0 | 0 | 0 | 0 | 0 | 0 | 0 | 0 | 0 | 0 | 0 | 0 | 0 | 0 | 0 | 0 | 0 | 0 | 0 | 0 | 0 | 0 | 0 | 0
|  |  |  | PF |  |  |  | 0.97182 |  | 0.97182 | 0.97182 | 0.97182 | 0.97182 | 0.97182 | 0.97182 | 0.97182 | 0.97182 | 0.97182 | 0.97182 | 0.97182 | 0.97182 | 0.97182 | 0.97182 | 0.97182 | 0.97182 | 0.97182 | 0.97182 | 0.97182 | 0.97182 | 0.97182 | 0.97182 | 0.97182 | 0.97182 | 0.97182
0.95669 | Diversity Factor: 0.96 | Uncompensated |  | Reactive Power |  |  | MVAr | 2.8069 | 3.1482 | 3.1414 | 3.1322 | 3.1448 | 3.1371 | 3.1783 | 3.2084 | 3.2636 | 3.3201 | 3.3706 | 3.4237 | 3.4762 | 3.5366 | 3.5981 | 3.6632 | 3.7312 | 3.7994 | 3.8685 | 3.939 | 4.0111 | 4.0847 | 4.1599 | 4.2367 | 4.3151 | 4.3952 | 4.4769
|  |  |  | PF |  |  |  | 0.97182 |  | 0.97182 | 0.97182 | 0.97182 | 0.97182 | 0.97182 | 0.97182 | 0.97182 | 0.97182 | 0.97182 | 0.97182 | 0.97182 | 0.97182 | 0.97182 | 0.97182 | 0.97182 | 0.97182 | 0.97182 | 0.97182 | 0.97182 | 0.97182 | 0.97182 | 0.97182 | 0.97182 | 0.97182 | 0.97182
[10 empty] | 1 | 2 | 3 | 4 | 5 | 6 | 7 | 8 | 9 | 10 | 11 | 12 | 13 | 14 | 15 | 16 | 17 | 18 | 19 | 20 | 21 | 22 | 23 | 24 | 25
Transformer Load Detail
[7 empty] | Units | 13/14 |  | 14/15 | 15/16 | 16/17 | 17/18 | 18/19 | 19/20 | 20/21 | 21/22 | 22/23 | 23/24 | 24/25 | 25/26 | 26/27 | 27/28 | 28/29 | 29/30 | 30/31 | 31/32 | 32/33 | 33/34 | 34/35 | 35/36 | 36/37 | 37/38 | 38/39
| 0 | Compensated |  | Load (LV side) |  |  | Amps
|  |  |  | Apparent Power |  |  | MVA
|  |  |  | Real Power |  |  | MW
|  |  |  | Reactive Power |  |  | MVAr
|  |  |  | Capacitors In Service |  |  | MVAr
PF
| Zone Div: | Uncompensated |  | Reactive Power |  |  | MVAr
PF
| 0 | Compensated |  | Load (LV side) |  |  | Amps
|  |  |  | Apparent Power |  |  | MVA
|  |  |  | Real Power |  |  | MW
|  |  |  | Reactive Power |  |  | MVAr
|  |  |  | Capacitors In Service |  |  | MVAr
PF
| Zone Div: | Uncompensated |  | Reactive Power |  |  | MVAr
PF
| 0 | Compensated |  | Load (LV side) |  |  | Amps
|  |  |  | Apparent Power |  |  | MVA
|  |  |  | Real Power |  |  | MW
|  |  |  | Reactive Power |  |  | MVAr
|  |  |  | Capacitors In Service |  |  | MVAr
PF
| Zone Div: | Uncompensated |  | Reactive Power |  |  | MVAr
PF
| 0 | Compensated |  | Load (LV side) |  |  | Amps
|  |  |  | Apparent Power |  |  | MVA
|  |  |  | Real Power |  |  | MW
|  |  |  | Reactive Power |  |  | MVAr
|  |  |  | Capacitors In Service |  |  | MVAr
PF
| Zone Div: | Uncompensated |  | Reactive Power |  |  | MVAr
PF
| 0 | Compensated |  | Load (LV side) |  |  | Amps
|  |  |  | Apparent Power |  |  | MVA
|  |  |  | Real Power |  |  | MW
|  |  |  | Reactive Power |  |  | MVAr
|  |  |  | Capacitors In Service |  |  | MVAr
PF
| Zone Div: | Uncompensated |  | Reactive Power |  |  | MVAr
PF
| 0 | Compensated |  | Load (LV side) |  |  | Amps
|  |  |  | Apparent Power |  |  | MVA
|  |  |  | Real Power |  |  | MW
|  |  |  | Reactive Power |  |  | MVAr
|  |  |  | Capacitors In Service |  |  | MVAr
PF
| Zone Div: | Uncompensated |  | Reactive Power |  |  | MVAr
PF
| 0 | Compensated |  | Load (LV side) |  |  | Amps
|  |  |  | Apparent Power |  |  | MVA
|  |  |  | Real Power |  |  | MW
|  |  |  | Reactive Power |  |  | MVAr
|  |  |  | Capacitors In Service |  |  | MVAr
PF
| Zone Div: | Uncompensated |  | Reactive Power |  |  | MVAr
PF
| 0 | Compensated |  | Load (LV side) |  |  | Amps
|  |  |  | Apparent Power |  |  | MVA
|  |  |  | Real Power |  |  | MW
|  |  |  | Reactive Power |  |  | MVAr
|  |  |  | Capacitors In Service |  |  | MVAr
PF
| Zone Div: | Uncompensated |  | Reactive Power |  |  | MVAr
PF
| 0 | Compensated |  | Load (LV side) |  |  | Amps
|  |  |  | Apparent Power |  |  | MVA
|  |  |  | Real Power |  |  | MW
|  |  |  | Reactive Power |  |  | MVAr
|  |  |  | Capacitors In Service |  |  | MVAr
PF
| Zone Div: | Uncompensated |  | Reactive Power |  |  | MVAr
PF
| 0 | Compensated |  | Load (LV side) |  |  | Amps
|  |  |  | Apparent Power |  |  | MVA
|  |  |  | Real Power |  |  | MW
|  |  |  | Reactive Power |  |  | MVAr
|  |  |  | Capacitors In Service |  |  | MVAr
PF
| Zone Div: | Uncompensated |  | Reactive Power |  |  | MVAr
PF