## Inclusions and Exclusions
Sydney Forecast Inclusions and Exclusions
Date Printed |  | 08JUL14:11:21:24
| Description | Value
Season |  | Summer | Summer
Either Summer or Winter
Year |  | 2015 | 2015
Year that the forecast starts
POE |  | 50% | 0.5
10%, 50%, 90%
Spots and Transfers |  | Y | Y
Are Spots and Transfers Included?
BBDM Spots |  | Y | Y
Is BBDM included?
Spots Coefficient |  | 55% | 0.55
Scaling factor applied to spot loads in the future
Aligned ROGs |  | Capped | Capped
Have ROGs been aligned to econometric forecast?
Committed Projects |  | Y | Y
Are Committed Projects Included?
Major Customers Scaling Factor |  | 100% | 1
Scaling factor applied to major customer connections in the future
Future Transfers |  | Y | Y
Are future transfers included?
Future Spots |  | 4 | 4
Future spots are cleared from the following forecast year

## Customer40
| Customer40 | [16 empty] | 2015 | SUMMER
| Substation Total Loads | [33 empty] | Spots & Transfers Detail
| Historical Loads | MVA | [7 empty] | Weather Corrected Forecast Loads |  |  |  | MVA | [20 empty] | Spots & Transfers Summary | MVA |  | Historical Spots & Transfers | [6 empty] | Forecast Spots & Transfers
|  | 07/08 | 08/09 | 09/10 | 10/11 | 11/12 | 12/13 | 13/14 |  | 14/15 | 15/16 | 16/17 | 17/18 | 18/19 | 19/20 | 20/21 | 21/22 | 22/23 | 23/24 | 24/25 | 25/26 | 26/27 | 27/28 | 28/29 | 29/30 | 30/31 | 31/32 | 32/33 | 33/34 | 34/35 | 35/36 | 36/37 | 37/38 | 38/39 |  |  |  | 07/08 | 08/09 | 09/10 | 10/11 | 11/12 | 12/13 | 13/14 | 14/15 | 15/16 | 16/17 | 17/18 | 18/19 | 19/20 | 20/21 | 21/22 | 22/23 | 23/24 | 24/25 | 25/26 | 26/27 | 27/28 | 28/29 | 29/30 | 30/31 | 31/32 | 32/33 | 33/34 | 34/35 | 35/36 | 36/37 | 37/38 | 38/39
| Total |  |  |  | 32.578 | 30.218 | 32.872 | 32.166 |  | 32.166 | 32.166 | 32.166 | 32.166 | 32.166 | 32.166 | 32.166 | 32.166 | 32.166 | 32.166 | 32.166 | 32.166 | 32.166 | 32.166 | 32.166 | 32.166 | 32.166 | 32.166 | 32.166 | 32.166 | 32.166 | 32.166 | 32.166 | 32.166 | 32.166 |  |  | Total
Firm Rating
| Total Capacity | [36 empty] | 0 | 0 | 0 | 0 | 0 | 0 | 0 | 0 | 0 | 0 | 0 | 0 | 0 | 0 | 0 | 0 | 0 | 0 | 0 | 0 | 0 | 0 | 0 | 0 | 0 | 0 | 0 | 0 | 0 | 0 | 0 | 0
|  | -7 | -6 | -5 | -4 | -3 | -2 | -1 |  | 0 | 1 | 2 | 3 | 4 | 5 | 6 | 7 | 8 | 9 | 10 | 11 | 12 | 13 | 14 | 15 | 16 | 17 | 18 | 19 | 20 | 21 | 22 | 23 | 24 |  |  |  | 0 | 0 | 0 | 0 | 0 | 0 | 0 | 0 | 0 | 0 | 0 | 0 | 0 | 0 | 0 | 0 | 0 | 0 | 0 | 0 | 0 | 0 | 0 | 0 | 0 | 0 | 0 | 0 | 0 | 0 | 0 | 0
| Transformer Loads | [36 empty] | 0 | 0 | 0 | 0 | 0 | 0 | 0 | 0 | 0 | 0 | 0 | 0 | 0 | 0 | 0 | 0 | 0 | 0 | 0 | 0 | 0 | 0 | 0 | 0 | 0 | 0 | 0 | 0 | 0 | 0 | 0 | 0
| Historical Loads | MVA | [7 empty] | Weather Corrected Forecast Loads |  |  |  | MVA | [23 empty] | 0 | 0 | 0 | 0 | 0 | 0 | 0 | 0 | 0 | 0 | 0 | 0 | 0 | 0 | 0 | 0 | 0 | 0 | 0 | 0 | 0 | 0 | 0 | 0 | 0 | 0 | 0 | 0 | 0 | 0 | 0 | 0
|  | 07/08 | 08/09 | 09/10 | 10/11 | 11/12 | 12/13 | 13/14 |  | 14/15 | 15/16 | 16/17 | 17/18 | 18/19 | 19/20 | 20/21 | 21/22 | 22/23 | 23/24 | 24/25 | 25/26 | 26/27 | 27/28 | 28/29 | 29/30 | 30/31 | 31/32 | 32/33 | 33/34 | 34/35 | 35/36 | 36/37 | 37/38 | 38/39 |  |  |  | 0 | 0 | 0 | 0 | 0 | 0 | 0 | 0 | 0 | 0 | 0 | 0 | 0 | 0 | 0 | 0 | 0 | 0 | 0 | 0 | 0 | 0 | 0 | 0 | 0 | 0 | 0 | 0 | 0 | 0 | 0 | 0
| 0 | [36 empty] | 0 | 0 | 0 | 0 | 0 | 0 | 0 | 0 | 0 | 0 | 0 | 0 | 0 | 0 | 0 | 0 | 0 | 0 | 0 | 0 | 0 | 0 | 0 | 0 | 0 | 0 | 0 | 0 | 0 | 0 | 0 | 0
| Diversity Factor: 0 | [36 empty] | 0 | 0 | 0 | 0 | 0 | 0 | 0 | 0 | 0 | 0 | 0 | 0 | 0 | 0 | 0 | 0 | 0 | 0 | 0 | 0 | 0 | 0 | 0 | 0 | 0 | 0 | 0 | 0 | 0 | 0 | 0 | 0
[38 empty] | 0 | 0 | 0 | 0 | 0 | 0 | 0 | 0 | 0 | 0 | 0 | 0 | 0 | 0 | 0 | 0 | 0 | 0 | 0 | 0 | 0 | 0 | 0 | 0 | 0 | 0 | 0 | 0 | 0 | 0 | 0 | 0
[38 empty] | 0 | 0 | 0 | 0 | 0 | 0 | 0 | 0 | 0 | 0 | 0 | 0 | 0 | 0 | 0 | 0 | 0 | 0 | 0 | 0 | 0 | 0 | 0 | 0 | 0 | 0 | 0 | 0 | 0 | 0 | 0 | 0
| 0 | [36 empty] | 0 | 0 | 0 | 0 | 0 | 0 | 0 | 0 | 0 | 0 | 0 | 0 | 0 | 0 | 0 | 0 | 0 | 0 | 0 | 0 | 0 | 0 | 0 | 0 | 0 | 0 | 0 | 0 | 0 | 0 | 0 | 0
Diversity Factor: 0
[38 empty] | Historical Spots & Transfers | [6 empty] | Forecast Spots & Transfers
[35 empty] | Project Name | From | To | 07/08 | 08/09 | 09/10 | 10/11 | 11/12 | 12/13 | 13/14 | 14/15 | 15/16 | 16/17 | 17/18 | 18/19 | 19/20 | 20/21 | 21/22 | 22/23 | 23/24 | 24/25 | 25/26 | 26/27 | 27/28 | 28/29 | 29/30 | 30/31 | 31/32 | 32/33 | 33/34 | 34/35 | 35/36 | 36/37 | 37/38 | 38/39
0
Diversity Factor: 0
0
Diversity Factor: 0
0
Diversity Factor: 0
0
Diversity Factor: 0
0
Diversity Factor: 0
0
Diversity Factor: 0
0
Diversity Factor: 0
0
Diversity Factor: 0
| Weather Correction and Public Holiday Factors | [8 empty] | Forecast ROG
ROG Justification
| Actual loads for season 13/14 have been weather corrected by the following: | [6 empty] | 0% |  | N/A | [59 empty] | N/A
1 | 2 | 3 | 4 | 5 | 6 | 7 | 8 | 9 | 10 | 14/15 | 15/16 | 16/17 | 17/18 | 18/19 | 19/20 | 20/21 | 21/22 | 22/23 | 23/24 | 24/25 | 25/26 | 26/27 | 27/28 | 28/29 | 29/30 | 30/31 | 31/32 | 32/33 | 33/34 | 34/35 | 35/36 | 36/37 | 37/38 | 38/39
1 | 1 | 1 | 1 | 1 | 1 | 1 | 1 | 1 | 1 | 0% | 0% | 0% | 0% | 0% | 0% | 0% | 0% | 0% | 0% | 0% | 0% | 0% | 0% | 0% | 0% | 0% | 0% | 0% | 0% | 0% | 0% | 0% | 0% | 0%
Substation Load Detail
[7 empty] | Units | 13/14 |  | 14/15 | 15/16 | 16/17 | 17/18 | 18/19 | 19/20 | 20/21 | 21/22 | 22/23 | 23/24 | 24/25 | 25/26 | 26/27 | 27/28 | 28/29 | 29/30 | 30/31 | 31/32 | 32/33 | 33/34 | 34/35 | 35/36 | 36/37 | 37/38 | 38/39
1 | Customer40 | Compensated |  | Load (LV side) |  |  | Amps | 141 |  | 141 | 141 | 141 | 141 | 141 | 141 | 141 | 141 | 141 | 141 | 141 | 141 | 141 | 141 | 141 | 141 | 141 | 141 | 141 | 141 | 141 | 141 | 141 | 141 | 141
|  |  |  | Apparent Power |  |  | MVA | 32.166 |  | 32.166 | 32.166 | 32.166 | 32.166 | 32.166 | 32.166 | 32.166 | 32.166 | 32.166 | 32.166 | 32.166 | 32.166 | 32.166 | 32.166 | 32.166 | 32.166 | 32.166 | 32.166 | 32.166 | 32.166 | 32.166 | 32.166 | 32.166 | 32.166 | 32.166
|  |  |  | Real Power |  |  | MW | 28.9494 |  | 28.9494 | 28.9494 | 28.9494 | 28.9494 | 28.9494 | 28.9494 | 28.9494 | 28.9494 | 28.9494 | 28.9494 | 28.9494 | 28.9494 | 28.9494 | 28.9494 | 28.9494 | 28.9494 | 28.9494 | 28.9494 | 28.9494 | 28.9494 | 28.9494 | 28.9494 | 28.9494 | 28.9494 | 28.9494
|  |  |  | Reactive Power |  |  | MVAr | 14.0208 |  | 14.0208 | 14.0208 | 14.0208 | 14.0208 | 14.0208 | 14.0208 | 14.0208 | 14.0208 | 14.0208 | 14.0208 | 14.0208 | 14.0208 | 14.0208 | 14.0208 | 14.0208 | 14.0208 | 14.0208 | 14.0208 | 14.0208 | 14.0208 | 14.0208 | 14.0208 | 14.0208 | 14.0208 | 14.0208
|  |  |  | Capacitors In Service |  |  | MVAr | 0 |  | 0 | 0 | 0 | 0 | 0 | 0 | 0 | 0 | 0 | 0 | 0 | 0 | 0 | 0 | 0 | 0 | 0 | 0 | 0 | 0 | 0 | 0 | 0 | 0 | 0
|  |  |  | PF |  |  |  | 0.9 |  | 0.9 | 0.9 | 0.9 | 0.9 | 0.9 | 0.9 | 0.9 | 0.9 | 0.9 | 0.9 | 0.9 | 0.9 | 0.9 | 0.9 | 0.9 | 0.9 | 0.9 | 0.9 | 0.9 | 0.9 | 0.9 | 0.9 | 0.9 | 0.9 | 0.9
0.43871 | Diversity Factor: 0.44 | Uncompensated |  | Reactive Power |  |  | MVAr | 14.0208 |  | 14.0208 | 14.0208 | 14.0208 | 14.0208 | 14.0208 | 14.0208 | 14.0208 | 14.0208 | 14.0208 | 14.0208 | 14.0208 | 14.0208 | 14.0208 | 14.0208 | 14.0208 | 14.0208 | 14.0208 | 14.0208 | 14.0208 | 14.0208 | 14.0208 | 14.0208 | 14.0208 | 14.0208 | 14.0208
|  |  |  | PF |  |  |  | 0.9 |  | 0.9 | 0.9 | 0.9 | 0.9 | 0.9 | 0.9 | 0.9 | 0.9 | 0.9 | 0.9 | 0.9 | 0.9 | 0.9 | 0.9 | 0.9 | 0.9 | 0.9 | 0.9 | 0.9 | 0.9 | 0.9 | 0.9 | 0.9 | 0.9 | 0.9
[10 empty] | 1 | 2 | 3 | 4 | 5 | 6 | 7 | 8 | 9 | 10 | 11 | 12 | 13 | 14 | 15 | 16 | 17 | 18 | 19 | 20 | 21 | 22 | 23 | 24 | 25
Transformer Load Detail
[7 empty] | Units | 13/14 |  | 14/15 | 15/16 | 16/17 | 17/18 | 18/19 | 19/20 | 20/21 | 21/22 | 22/23 | 23/24 | 24/25 | 25/26 | 26/27 | 27/28 | 28/29 | 29/30 | 30/31 | 31/32 | 32/33 | 33/34 | 34/35 | 35/36 | 36/37 | 37/38 | 38/39
| 0 | Compensated |  | Load (LV side) |  |  | Amps
|  |  |  | Apparent Power |  |  | MVA
|  |  |  | Real Power |  |  | MW
|  |  |  | Reactive Power |  |  | MVAr
|  |  |  | Capacitors In Service |  |  | MVAr
PF
| Zone Div: | Uncompensated |  | Reactive Power |  |  | MVAr
PF
| 0 | Compensated |  | Load (LV side) |  |  | Amps
|  |  |  | Apparent Power |  |  | MVA
|  |  |  | Real Power |  |  | MW
|  |  |  | Reactive Power |  |  | MVAr
|  |  |  | Capacitors In Service |  |  | MVAr
PF
| Zone Div: | Uncompensated |  | Reactive Power |  |  | MVAr
PF
| 0 | Compensated |  | Load (LV side) |  |  | Amps
|  |  |  | Apparent Power |  |  | MVA
|  |  |  | Real Power |  |  | MW
|  |  |  | Reactive Power |  |  | MVAr
|  |  |  | Capacitors In Service |  |  | MVAr
PF
| Zone Div: | Uncompensated |  | Reactive Power |  |  | MVAr
PF
| 0 | Compensated |  | Load (LV side) |  |  | Amps
|  |  |  | Apparent Power |  |  | MVA
|  |  |  | Real Power |  |  | MW
|  |  |  | Reactive Power |  |  | MVAr
|  |  |  | Capacitors In Service |  |  | MVAr
PF
| Zone Div: | Uncompensated |  | Reactive Power |  |  | MVAr
PF
| 0 | Compensated |  | Load (LV side) |  |  | Amps
|  |  |  | Apparent Power |  |  | MVA
|  |  |  | Real Power |  |  | MW
|  |  |  | Reactive Power |  |  | MVAr
|  |  |  | Capacitors In Service |  |  | MVAr
PF
| Zone Div: | Uncompensated |  | Reactive Power |  |  | MVAr
PF
| 0 | Compensated |  | Load (LV side) |  |  | Amps
|  |  |  | Apparent Power |  |  | MVA
|  |  |  | Real Power |  |  | MW
|  |  |  | Reactive Power |  |  | MVAr
|  |  |  | Capacitors In Service |  |  | MVAr
PF
| Zone Div: | Uncompensated |  | Reactive Power |  |  | MVAr
PF
| 0 | Compensated |  | Load (LV side) |  |  | Amps
|  |  |  | Apparent Power |  |  | MVA
|  |  |  | Real Power |  |  | MW
|  |  |  | Reactive Power |  |  | MVAr
|  |  |  | Capacitors In Service |  |  | MVAr
PF
| Zone Div: | Uncompensated |  | Reactive Power |  |  | MVAr
PF
| 0 | Compensated |  | Load (LV side) |  |  | Amps
|  |  |  | Apparent Power |  |  | MVA
|  |  |  | Real Power |  |  | MW
|  |  |  | Reactive Power |  |  | MVAr
|  |  |  | Capacitors In Service |  |  | MVAr
PF
| Zone Div: | Uncompensated |  | Reactive Power |  |  | MVAr
PF
| 0 | Compensated |  | Load (LV side) |  |  | Amps
|  |  |  | Apparent Power |  |  | MVA
|  |  |  | Real Power |  |  | MW
|  |  |  | Reactive Power |  |  | MVAr
|  |  |  | Capacitors In Service |  |  | MVAr
PF
| Zone Div: | Uncompensated |  | Reactive Power |  |  | MVAr
PF
| 0 | Compensated |  | Load (LV side) |  |  | Amps
|  |  |  | Apparent Power |  |  | MVA
|  |  |  | Real Power |  |  | MW
|  |  |  | Reactive Power |  |  | MVAr
|  |  |  | Capacitors In Service |  |  | MVAr
PF
| Zone Div: | Uncompensated |  | Reactive Power |  |  | MVAr
PF

## Customer41
| Customer41 | [16 empty] | 2015 | SUMMER
| Substation Total Loads | [33 empty] | Spots & Transfers Detail
| Historical Loads | MVA | [7 empty] | Weather Corrected Forecast Loads |  |  |  | MVA | [20 empty] | Spots & Transfers Summary | MVA |  | Historical Spots & Transfers | [6 empty] | Forecast Spots & Transfers
|  | 07/08 | 08/09 | 09/10 | 10/11 | 11/12 | 12/13 | 13/14 |  | 14/15 | 15/16 | 16/17 | 17/18 | 18/19 | 19/20 | 20/21 | 21/22 | 22/23 | 23/24 | 24/25 | 25/26 | 26/27 | 27/28 | 28/29 | 29/30 | 30/31 | 31/32 | 32/33 | 33/34 | 34/35 | 35/36 | 36/37 | 37/38 | 38/39 |  |  |  | 07/08 | 08/09 | 09/10 | 10/11 | 11/12 | 12/13 | 13/14 | 14/15 | 15/16 | 16/17 | 17/18 | 18/19 | 19/20 | 20/21 | 21/22 | 22/23 | 23/24 | 24/25 | 25/26 | 26/27 | 27/28 | 28/29 | 29/30 | 30/31 | 31/32 | 32/33 | 33/34 | 34/35 | 35/36 | 36/37 | 37/38 | 38/39
| Total |  |  |  | 8.555 | 8.56 | 8.418 | 8.511 |  | 8.511 | 8.511 | 8.511 | 8.511 | 8.511 | 8.511 | 8.511 | 8.511 | 8.511 | 8.511 | 8.511 | 8.511 | 8.511 | 8.511 | 8.511 | 8.511 | 8.511 | 8.511 | 8.511 | 8.511 | 8.511 | 8.511 | 8.511 | 8.511 | 8.511 |  |  | Total
Firm Rating
| Total Capacity | [36 empty] | 0 | 0 | 0 | 0 | 0 | 0 | 0 | 0 | 0 | 0 | 0 | 0 | 0 | 0 | 0 | 0 | 0 | 0 | 0 | 0 | 0 | 0 | 0 | 0 | 0 | 0 | 0 | 0 | 0 | 0 | 0 | 0
|  | -7 | -6 | -5 | -4 | -3 | -2 | -1 |  | 0 | 1 | 2 | 3 | 4 | 5 | 6 | 7 | 8 | 9 | 10 | 11 | 12 | 13 | 14 | 15 | 16 | 17 | 18 | 19 | 20 | 21 | 22 | 23 | 24 |  |  |  | 0 | 0 | 0 | 0 | 0 | 0 | 0 | 0 | 0 | 0 | 0 | 0 | 0 | 0 | 0 | 0 | 0 | 0 | 0 | 0 | 0 | 0 | 0 | 0 | 0 | 0 | 0 | 0 | 0 | 0 | 0 | 0
| Transformer Loads | [36 empty] | 0 | 0 | 0 | 0 | 0 | 0 | 0 | 0 | 0 | 0 | 0 | 0 | 0 | 0 | 0 | 0 | 0 | 0 | 0 | 0 | 0 | 0 | 0 | 0 | 0 | 0 | 0 | 0 | 0 | 0 | 0 | 0
| Historical Loads | MVA | [7 empty] | Weather Corrected Forecast Loads |  |  |  | MVA | [23 empty] | 0 | 0 | 0 | 0 | 0 | 0 | 0 | 0 | 0 | 0 | 0 | 0 | 0 | 0 | 0 | 0 | 0 | 0 | 0 | 0 | 0 | 0 | 0 | 0 | 0 | 0 | 0 | 0 | 0 | 0 | 0 | 0
|  | 07/08 | 08/09 | 09/10 | 10/11 | 11/12 | 12/13 | 13/14 |  | 14/15 | 15/16 | 16/17 | 17/18 | 18/19 | 19/20 | 20/21 | 21/22 | 22/23 | 23/24 | 24/25 | 25/26 | 26/27 | 27/28 | 28/29 | 29/30 | 30/31 | 31/32 | 32/33 | 33/34 | 34/35 | 35/36 | 36/37 | 37/38 | 38/39 |  |  |  | 0 | 0 | 0 | 0 | 0 | 0 | 0 | 0 | 0 | 0 | 0 | 0 | 0 | 0 | 0 | 0 | 0 | 0 | 0 | 0 | 0 | 0 | 0 | 0 | 0 | 0 | 0 | 0 | 0 | 0 | 0 | 0
| 0 | [36 empty] | 0 | 0 | 0 | 0 | 0 | 0 | 0 | 0 | 0 | 0 | 0 | 0 | 0 | 0 | 0 | 0 | 0 | 0 | 0 | 0 | 0 | 0 | 0 | 0 | 0 | 0 | 0 | 0 | 0 | 0 | 0 | 0
| Diversity Factor: 0 | [36 empty] | 0 | 0 | 0 | 0 | 0 | 0 | 0 | 0 | 0 | 0 | 0 | 0 | 0 | 0 | 0 | 0 | 0 | 0 | 0 | 0 | 0 | 0 | 0 | 0 | 0 | 0 | 0 | 0 | 0 | 0 | 0 | 0
[38 empty] | 0 | 0 | 0 | 0 | 0 | 0 | 0 | 0 | 0 | 0 | 0 | 0 | 0 | 0 | 0 | 0 | 0 | 0 | 0 | 0 | 0 | 0 | 0 | 0 | 0 | 0 | 0 | 0 | 0 | 0 | 0 | 0
[38 empty] | 0 | 0 | 0 | 0 | 0 | 0 | 0 | 0 | 0 | 0 | 0 | 0 | 0 | 0 | 0 | 0 | 0 | 0 | 0 | 0 | 0 | 0 | 0 | 0 | 0 | 0 | 0 | 0 | 0 | 0 | 0 | 0
| 0 | [36 empty] | 0 | 0 | 0 | 0 | 0 | 0 | 0 | 0 | 0 | 0 | 0 | 0 | 0 | 0 | 0 | 0 | 0 | 0 | 0 | 0 | 0 | 0 | 0 | 0 | 0 | 0 | 0 | 0 | 0 | 0 | 0 | 0
Diversity Factor: 0
[38 empty] | Historical Spots & Transfers | [6 empty] | Forecast Spots & Transfers
[35 empty] | Project Name | From | To | 07/08 | 08/09 | 09/10 | 10/11 | 11/12 | 12/13 | 13/14 | 14/15 | 15/16 | 16/17 | 17/18 | 18/19 | 19/20 | 20/21 | 21/22 | 22/23 | 23/24 | 24/25 | 25/26 | 26/27 | 27/28 | 28/29 | 29/30 | 30/31 | 31/32 | 32/33 | 33/34 | 34/35 | 35/36 | 36/37 | 37/38 | 38/39
0
Diversity Factor: 0
0
Diversity Factor: 0
0
Diversity Factor: 0
0
Diversity Factor: 0
0
Diversity Factor: 0
0
Diversity Factor: 0
0
Diversity Factor: 0
0
Diversity Factor: 0
| Weather Correction and Public Holiday Factors | [8 empty] | Forecast ROG
ROG Justification
| Actual loads for season 13/14 have been weather corrected by the following: | [6 empty] | 0% |  | N/A | [59 empty] | N/A
1 | 2 | 3 | 4 | 5 | 6 | 7 | 8 | 9 | 10 | 14/15 | 15/16 | 16/17 | 17/18 | 18/19 | 19/20 | 20/21 | 21/22 | 22/23 | 23/24 | 24/25 | 25/26 | 26/27 | 27/28 | 28/29 | 29/30 | 30/31 | 31/32 | 32/33 | 33/34 | 34/35 | 35/36 | 36/37 | 37/38 | 38/39
1 | 1 | 1 | 1 | 1 | 1 | 1 | 1 | 1 | 1 | 0% | 0% | 0% | 0% | 0% | 0% | 0% | 0% | 0% | 0% | 0% | 0% | 0% | 0% | 0% | 0% | 0% | 0% | 0% | 0% | 0% | 0% | 0% | 0% | 0%
Substation Load Detail
[7 empty] | Units | 13/14 |  | 14/15 | 15/16 | 16/17 | 17/18 | 18/19 | 19/20 | 20/21 | 21/22 | 22/23 | 23/24 | 24/25 | 25/26 | 26/27 | 27/28 | 28/29 | 29/30 | 30/31 | 31/32 | 32/33 | 33/34 | 34/35 | 35/36 | 36/37 | 37/38 | 38/39
1 | Customer41 | Compensated |  | Load (LV side) |  |  | Amps | 149 |  | 149 | 149 | 149 | 149 | 149 | 149 | 149 | 149 | 149 | 149 | 149 | 149 | 149 | 149 | 149 | 149 | 149 | 149 | 149 | 149 | 149 | 149 | 149 | 149 | 149
|  |  |  | Apparent Power |  |  | MVA | 8.511 |  | 8.511 | 8.511 | 8.511 | 8.511 | 8.511 | 8.511 | 8.511 | 8.511 | 8.511 | 8.511 | 8.511 | 8.511 | 8.511 | 8.511 | 8.511 | 8.511 | 8.511 | 8.511 | 8.511 | 8.511 | 8.511 | 8.511 | 8.511 | 8.511 | 8.511
|  |  |  | Real Power |  |  | MW | 7.6599 |  | 7.6599 | 7.6599 | 7.6599 | 7.6599 | 7.6599 | 7.6599 | 7.6599 | 7.6599 | 7.6599 | 7.6599 | 7.6599 | 7.6599 | 7.6599 | 7.6599 | 7.6599 | 7.6599 | 7.6599 | 7.6599 | 7.6599 | 7.6599 | 7.6599 | 7.6599 | 7.6599 | 7.6599 | 7.6599
|  |  |  | Reactive Power |  |  | MVAr | 3.7099 |  | 3.7099 | 3.7099 | 3.7099 | 3.7099 | 3.7099 | 3.7099 | 3.7099 | 3.7099 | 3.7099 | 3.7099 | 3.7099 | 3.7099 | 3.7099 | 3.7099 | 3.7099 | 3.7099 | 3.7099 | 3.7099 | 3.7099 | 3.7099 | 3.7099 | 3.7099 | 3.7099 | 3.7099 | 3.7099
|  |  |  | Capacitors In Service |  |  | MVAr | 0 |  | 0 | 0 | 0 | 0 | 0 | 0 | 0 | 0 | 0 | 0 | 0 | 0 | 0 | 0 | 0 | 0 | 0 | 0 | 0 | 0 | 0 | 0 | 0 | 0 | 0
|  |  |  | PF |  |  |  | 0.9 |  | 0.9 | 0.9 | 0.9 | 0.9 | 0.9 | 0.9 | 0.9 | 0.9 | 0.9 | 0.9 | 0.9 | 0.9 | 0.9 | 0.9 | 0.9 | 0.9 | 0.9 | 0.9 | 0.9 | 0.9 | 0.9 | 0.9 | 0.9 | 0.9 | 0.9
0.19986 | Diversity Factor: 0.2 | Uncompensated |  | Reactive Power |  |  | MVAr | 3.7099 |  | 3.7099 | 3.7099 | 3.7099 | 3.7099 | 3.7099 | 3.7099 | 3.7099 | 3.7099 | 3.7099 | 3.7099 | 3.7099 | 3.7099 | 3.7099 | 3.7099 | 3.7099 | 3.7099 | 3.7099 | 3.7099 | 3.7099 | 3.7099 | 3.7099 | 3.7099 | 3.7099 | 3.7099 | 3.7099
|  |  |  | PF |  |  |  | 0.9 |  | 0.9 | 0.9 | 0.9 | 0.9 | 0.9 | 0.9 | 0.9 | 0.9 | 0.9 | 0.9 | 0.9 | 0.9 | 0.9 | 0.9 | 0.9 | 0.9 | 0.9 | 0.9 | 0.9 | 0.9 | 0.9 | 0.9 | 0.9 | 0.9 | 0.9
[10 empty] | 1 | 2 | 3 | 4 | 5 | 6 | 7 | 8 | 9 | 10 | 11 | 12 | 13 | 14 | 15 | 16 | 17 | 18 | 19 | 20 | 21 | 22 | 23 | 24 | 25
Transformer Load Detail
[7 empty] | Units | 13/14 |  | 14/15 | 15/16 | 16/17 | 17/18 | 18/19 | 19/20 | 20/21 | 21/22 | 22/23 | 23/24 | 24/25 | 25/26 | 26/27 | 27/28 | 28/29 | 29/30 | 30/31 | 31/32 | 32/33 | 33/34 | 34/35 | 35/36 | 36/37 | 37/38 | 38/39
| 0 | Compensated |  | Load (LV side) |  |  | Amps
|  |  |  | Apparent Power |  |  | MVA
|  |  |  | Real Power |  |  | MW
|  |  |  | Reactive Power |  |  | MVAr
|  |  |  | Capacitors In Service |  |  | MVAr
PF
| Zone Div: | Uncompensated |  | Reactive Power |  |  | MVAr
PF
| 0 | Compensated |  | Load (LV side) |  |  | Amps
|  |  |  | Apparent Power |  |  | MVA
|  |  |  | Real Power |  |  | MW
|  |  |  | Reactive Power |  |  | MVAr
|  |  |  | Capacitors In Service |  |  | MVAr
PF
| Zone Div: | Uncompensated |  | Reactive Power |  |  | MVAr
PF
| 0 | Compensated |  | Load (LV side) |  |  | Amps
|  |  |  | Apparent Power |  |  | MVA
|  |  |  | Real Power |  |  | MW
|  |  |  | Reactive Power |  |  | MVAr
|  |  |  | Capacitors In Service |  |  | MVAr
PF
| Zone Div: | Uncompensated |  | Reactive Power |  |  | MVAr
PF
| 0 | Compensated |  | Load (LV side) |  |  | Amps
|  |  |  | Apparent Power |  |  | MVA
|  |  |  | Real Power |  |  | MW
|  |  |  | Reactive Power |  |  | MVAr
|  |  |  | Capacitors In Service |  |  | MVAr
PF
| Zone Div: | Uncompensated |  | Reactive Power |  |  | MVAr
PF
| 0 | Compensated |  | Load (LV side) |  |  | Amps
|  |  |  | Apparent Power |  |  | MVA
|  |  |  | Real Power |  |  | MW
|  |  |  | Reactive Power |  |  | MVAr
|  |  |  | Capacitors In Service |  |  | MVAr
PF
| Zone Div: | Uncompensated |  | Reactive Power |  |  | MVAr
PF
| 0 | Compensated |  | Load (LV side) |  |  | Amps
|  |  |  | Apparent Power |  |  | MVA
|  |  |  | Real Power |  |  | MW
|  |  |  | Reactive Power |  |  | MVAr
|  |  |  | Capacitors In Service |  |  | MVAr
PF
| Zone Div: | Uncompensated |  | Reactive Power |  |  | MVAr
PF
| 0 | Compensated |  | Load (LV side) |  |  | Amps
|  |  |  | Apparent Power |  |  | MVA
|  |  |  | Real Power |  |  | MW
|  |  |  | Reactive Power |  |  | MVAr
|  |  |  | Capacitors In Service |  |  | MVAr
PF
| Zone Div: | Uncompensated |  | Reactive Power |  |  | MVAr
PF
| 0 | Compensated |  | Load (LV side) |  |  | Amps
|  |  |  | Apparent Power |  |  | MVA
|  |  |  | Real Power |  |  | MW
|  |  |  | Reactive Power |  |  | MVAr
|  |  |  | Capacitors In Service |  |  | MVAr
PF
| Zone Div: | Uncompensated |  | Reactive Power |  |  | MVAr
PF
| 0 | Compensated |  | Load (LV side) |  |  | Amps
|  |  |  | Apparent Power |  |  | MVA
|  |  |  | Real Power |  |  | MW
|  |  |  | Reactive Power |  |  | MVAr
|  |  |  | Capacitors In Service |  |  | MVAr
PF
| Zone Div: | Uncompensated |  | Reactive Power |  |  | MVAr
PF
| 0 | Compensated |  | Load (LV side) |  |  | Amps
|  |  |  | Apparent Power |  |  | MVA
|  |  |  | Real Power |  |  | MW
|  |  |  | Reactive Power |  |  | MVAr
|  |  |  | Capacitors In Service |  |  | MVAr
PF
| Zone Div: | Uncompensated |  | Reactive Power |  |  | MVAr
PF

## Jesmond 132_11kV
| Jesmond 132_11kV | [16 empty] | 2015 | SUMMER
[6 empty] | Zone commissioned |  | 2010-12-20
| Substation Total Loads | [33 empty] | Spots & Transfers Detail
| Historical Loads | (11kV MVA) | [7 empty] | Weather Corrected Forecast Loads |  |  |  | (11kV MVA) | [20 empty] | Spots & Transfers Summary | (11kV MVA) |  | Historical Spots & Transfers | [6 empty] | Forecast Spots & Transfers
|  | 07/08 | 08/09 | 09/10 | 10/11 | 11/12 | 12/13 | 13/14 |  | 14/15 | 15/16 | 16/17 | 17/18 | 18/19 | 19/20 | 20/21 | 21/22 | 22/23 | 23/24 | 24/25 | 25/26 | 26/27 | 27/28 | 28/29 | 29/30 | 30/31 | 31/32 | 32/33 | 33/34 | 34/35 | 35/36 | 36/37 | 37/38 | 38/39 |  |  |  | 07/08 | 08/09 | 09/10 | 10/11 | 11/12 | 12/13 | 13/14 | 14/15 | 15/16 | 16/17 | 17/18 | 18/19 | 19/20 | 20/21 | 21/22 | 22/23 | 23/24 | 24/25 | 25/26 | 26/27 | 27/28 | 28/29 | 29/30 | 30/31 | 31/32 | 32/33 | 33/34 | 34/35 | 35/36 | 36/37 | 37/38 | 38/39
| Total |  |  |  | 4.435 | 31.851 | 45.832 | 39.464 |  | 39.6508 | 37.7642 | 36.5885 | 35.8671 | 35.7673 | 35.7659 | 35.9805 | 36.2459 | 36.4641 | 36.7385 | 36.9664 | 37.2724 | 37.5846 | 37.9389 | 38.322 | 38.7034 | 39.0852 | 39.4788 | 39.8844 | 40.3022 | 40.7324 | 41.1751 | 41.6305 | 42.0989 | 42.5803 |  |  | Total | 0 | 0 | 0 | 5.896 | 22.6823 | 12.8332 | -0.05139 | -1.0885 | -0.13364 | -0.062566 | -0.18225 | -0.099773 | -0.0013882 | 0.21457 | 0.26542 | 0.21822 | 0.27433 | 0.22794 | 0.30597 | 0.31224 | 0.35431 | 0.38312 | 0.38137 | 0.38177 | 0.39361 | 0.40562 | 0.41781 | 0.43017 | 0.44272 | 0.45544 | 0.46834 | 0.48143
| Firm Rating | 0 | 0 | 0 | 0 | 60 | 57.48 | 57.48 |  | 57.48 | 57.48 | 57.48 | 57.48 | 57.48 | 57.48 | 57.48 | 57.48 | 57.48 | 57.48 | 57.48 | 57.48 | 57.48 | 57.48 | 57.48 | 57.48 | 57.48 | 57.48 | 57.48 | 57.48 | 57.48 | 57.48 | 57.48 | 57.48 | 57.48
| Total Capacity | 0 | 0 | 0 | 0 | 100 | 107.49 | 107.49 |  | 107.49 | 107.49 | 107.49 | 107.49 | 107.49 | 107.49 | 107.49 | 107.49 | 107.49 | 107.49 | 107.49 | 107.49 | 107.49 | 107.49 | 107.49 | 107.49 | 107.49 | 107.49 | 107.49 | 107.49 | 107.49 | 107.49 | 107.49 | 107.49 | 107.49 |  |  | Jesmond 132_11kV Tx1 | 0 | 0 | 0 | 2.911 | 11.1988 | 6.336 | -0.025372 | -0.44573 | -0.06598 | -0.03089 | -0.08998 | -0.049261 | -0.00068539 | 0.10594 | 0.13104 | 0.10774 | 0.13544 | 0.11254 | 0.15106 | 0.15416 | 0.17493 | 0.18915 | 0.18829 | 0.18849 | 0.19434 | 0.20027 | 0.20628 | 0.21239 | 0.21858 | 0.22486 | 0.23123 | 0.23769
|  | -7 | -6 | -5 | -4 | -3 | -2 | -1 |  | 0 | 1 | 2 | 3 | 4 | 5 | 6 | 7 | 8 | 9 | 10 | 11 | 12 | 13 | 14 | 15 | 16 | 17 | 18 | 19 | 20 | 21 | 22 | 23 | 24 |  |  | Jesmond 132_11kV Tx2 | 0 | 0 | 0 | 2.985 | 11.4835 | 6.4971 | -0.026018 | -0.64275 | -0.067658 | -0.031676 | -0.092267 | -0.050513 | -0.00070282 | 0.10863 | 0.13438 | 0.11048 | 0.13889 | 0.1154 | 0.1549 | 0.15808 | 0.17938 | 0.19396 | 0.19308 | 0.19328 | 0.19928 | 0.20536 | 0.21153 | 0.21779 | 0.22414 | 0.23058 | 0.23711 | 0.24374
| Transformer Loads | [36 empty] | 0 | 0 | 0 | 0 | 0 | 0 | 0 | 0 | 0 | 0 | 0 | 0 | 0 | 0 | 0 | 0 | 0 | 0 | 0 | 0 | 0 | 0 | 0 | 0 | 0 | 0 | 0 | 0 | 0 | 0 | 0 | 0
| Historical Loads | (11kV MVA) | [7 empty] | 0: Weather Corrected Forecast Loads; 4: (11kV MVA) |  |  |  | 0 | 0 | 0 | 0 | 0 | 0 | 0 | 0 | 0 | 0 | 0 | 0 | 0 | 0 | 0 | 0 | 0 | 0 | 0 | 0 | 0 | 0 | 0 | 0 | 0 | 0 | 0 | 0 | 0 | 0 | 0 | 0
|  | 07/08 | 08/09 | 09/10 | 10/11 | 11/12 | 12/13 | 13/14 |  | 14/15 | 15/16 | 16/17 | 17/18 | 18/19 | 19/20 | 20/21 | 21/22 | 22/23 | 23/24 | 24/25 | 25/26 | 26/27 | 27/28 | 28/29 | 29/30 | 30/31 | 31/32 | 32/33 | 33/34 | 34/35 | 35/36 | 36/37 | 37/38 | 38/39 |  |  |  | 0 | 0 | 0 | 0 | 0 | 0 | 0 | 0 | 0 | 0 | 0 | 0 | 0 | 0 | 0 | 0 | 0 | 0 | 0 | 0 | 0 | 0 | 0 | 0 | 0 | 0 | 0 | 0 | 0 | 0 | 0 | 0
| 0 | [36 empty] | 0 | 0 | 0 | 0 | 0 | 0 | 0 | 0 | 0 | 0 | 0 | 0 | 0 | 0 | 0 | 0 | 0 | 0 | 0 | 0 | 0 | 0 | 0 | 0 | 0 | 0 | 0 | 0 | 0 | 0 | 0 | 0
| Diversity Factor: 0 | [36 empty] | 0 | 0 | 0 | 0 | 0 | 0 | 0 | 0 | 0 | 0 | 0 | 0 | 0 | 0 | 0 | 0 | 0 | 0 | 0 | 0 | 0 | 0 | 0 | 0 | 0 | 0 | 0 | 0 | 0 | 0 | 0 | 0
[38 empty] | 0 | 0 | 0 | 0 | 0 | 0 | 0 | 0 | 0 | 0 | 0 | 0 | 0 | 0 | 0 | 0 | 0 | 0 | 0 | 0 | 0 | 0 | 0 | 0 | 0 | 0 | 0 | 0 | 0 | 0 | 0 | 0
[38 empty] | 0 | 0 | 0 | 0 | 0 | 0 | 0 | 0 | 0 | 0 | 0 | 0 | 0 | 0 | 0 | 0 | 0 | 0 | 0 | 0 | 0 | 0 | 0 | 0 | 0 | 0 | 0 | 0 | 0 | 0 | 0 | 0
| 0 | [36 empty] | 0 | 0 | 0 | 0 | 0 | 0 | 0 | 0 | 0 | 0 | 0 | 0 | 0 | 0 | 0 | 0 | 0 | 0 | 0 | 0 | 0 | 0 | 0 | 0 | 0 | 0 | 0 | 0 | 0 | 0 | 0 | 0
Diversity Factor: 0
[38 empty] | Historical Spots & Transfers | [6 empty] | Forecast Spots & Transfers
[35 empty] | Project Name | From | To | 07/08 | 08/09 | 09/10 | 10/11 | 11/12 | 12/13 | 13/14 | 14/15 | 15/16 | 16/17 | 17/18 | 18/19 | 19/20 | 20/21 | 21/22 | 22/23 | 23/24 | 24/25 | 25/26 | 26/27 | 27/28 | 28/29 | 29/30 | 30/31 | 31/32 | 32/33 | 33/34 | 34/35 | 35/36 | 36/37 | 37/38 | 38/39
| 0 | [33 empty] | Broad based demand management |  | Jesmond 132_11kV Tx1 | 0 | 0 | 0 | 0 | 0 | 0 | 0 | -0.18819 | -0.0018319 | -0.0027479 | -0.095859 | -0.032975 | 0 | 0 | 0 | 0 | 0 | 0 | 0 | 0 | 0 | 0 | 0 | 0 | 0 | 0 | 0 | 0 | 0 | 0 | 0 | 0
| Diversity Factor: 0 | [33 empty] | Broad based demand management |  | Jesmond 132_11kV Tx2 | 0 | 0 | 0 | 0 | 0 | 0 | 0 | -0.19297 | -0.0018785 | -0.0028177 | -0.098296 | -0.033813 | 0 | 0 | 0 | 0 | 0 | 0 | 0 | 0 | 0 | 0 | 0 | 0 | 0 | 0 | 0 | 0 | 0 | 0 | 0 | 0
[35 empty] | DNP_ID: 2179. From Wallsend | Wallsend 33_11kV Tx2 | Jesmond 132_11kV Tx1 | 0 | 0 | 0 | 1.5051 | 0 | 0 | 0 | 0 | 0 | 0 | 0 | 0 | 0 | 0 | 0 | 0 | 0 | 0 | 0 | 0 | 0 | 0 | 0 | 0 | 0 | 0 | 0 | 0 | 0 | 0 | 0 | 0
[35 empty] | DNP_ID: 2179. From Wallsend | Wallsend 33_11kV Tx2 | Jesmond 132_11kV Tx2 | 0 | 0 | 0 | 1.5433 | 0 | 0 | 0 | 0 | 0 | 0 | 0 | 0 | 0 | 0 | 0 | 0 | 0 | 0 | 0 | 0 | 0 | 0 | 0 | 0 | 0 | 0 | 0 | 0 | 0 | 0 | 0 | 0
| 0 | [33 empty] | DNP_ID: 2179. From Wallsend | Wallsend 33_11kV Tx3 | Jesmond 132_11kV Tx1 | 0 | 0 | 0 | 1.5051 | 0 | 0 | 0 | 0 | 0 | 0 | 0 | 0 | 0 | 0 | 0 | 0 | 0 | 0 | 0 | 0 | 0 | 0 | 0 | 0 | 0 | 0 | 0 | 0 | 0 | 0 | 0 | 0
| Diversity Factor: 0 | [33 empty] | DNP_ID: 2179. From Wallsend | Wallsend 33_11kV Tx3 | Jesmond 132_11kV Tx2 | 0 | 0 | 0 | 1.5433 | 0 | 0 | 0 | 0 | 0 | 0 | 0 | 0 | 0 | 0 | 0 | 0 | 0 | 0 | 0 | 0 | 0 | 0 | 0 | 0 | 0 | 0 | 0 | 0 | 0 | 0 | 0 | 0
[35 empty] | DNP_ID: 2181. From Shortland | Shortland 33_11kV Tx1 | Jesmond 132_11kV Tx1 | 0 | 0 | 0 | 0 | 4.1954 | 0 | 0 | 0 | 0 | 0 | 0 | 0 | 0 | 0 | 0 | 0 | 0 | 0 | 0 | 0 | 0 | 0 | 0 | 0 | 0 | 0 | 0 | 0 | 0 | 0 | 0 | 0
[35 empty] | DNP_ID: 2181. From Shortland | Shortland 33_11kV Tx1 | Jesmond 132_11kV Tx2 | 0 | 0 | 0 | 0 | 4.3021 | 0 | 0 | 0 | 0 | 0 | 0 | 0 | 0 | 0 | 0 | 0 | 0 | 0 | 0 | 0 | 0 | 0 | 0 | 0 | 0 | 0 | 0 | 0 | 0 | 0 | 0 | 0
| 0 | [33 empty] | DNP_ID: 2181. From Shortland | Shortland 33_11kV Tx2 | Jesmond 132_11kV Tx1 | 0 | 0 | 0 | 0 | 4.1954 | 0 | 0 | 0 | 0 | 0 | 0 | 0 | 0 | 0 | 0 | 0 | 0 | 0 | 0 | 0 | 0 | 0 | 0 | 0 | 0 | 0 | 0 | 0 | 0 | 0 | 0 | 0
| Diversity Factor: 0 | [33 empty] | DNP_ID: 2181. From Shortland | Shortland 33_11kV Tx2 | Jesmond 132_11kV Tx2 | 0 | 0 | 0 | 0 | 4.3021 | 0 | 0 | 0 | 0 | 0 | 0 | 0 | 0 | 0 | 0 | 0 | 0 | 0 | 0 | 0 | 0 | 0 | 0 | 0 | 0 | 0 | 0 | 0 | 0 | 0 | 0 | 0
[35 empty] | DNP_ID: 2182. From Maryland | Maryland 132_11kV Tx1 | Jesmond 132_11kV Tx1 | 0 | 0 | 0 | 0 | 0.3939 | 0 | 0 | 0 | 0 | 0 | 0 | 0 | 0 | 0 | 0 | 0 | 0 | 0 | 0 | 0 | 0 | 0 | 0 | 0 | 0 | 0 | 0 | 0 | 0 | 0 | 0 | 0
[35 empty] | DNP_ID: 2182. From Maryland | Maryland 132_11kV Tx1 | Jesmond 132_11kV Tx2 | 0 | 0 | 0 | 0 | 0.40392 | 0 | 0 | 0 | 0 | 0 | 0 | 0 | 0 | 0 | 0 | 0 | 0 | 0 | 0 | 0 | 0 | 0 | 0 | 0 | 0 | 0 | 0 | 0 | 0 | 0 | 0 | 0
| 0 | [33 empty] | DNP_ID: 2182. From Maryland | Maryland 132_11kV Tx2 | Jesmond 132_11kV Tx1 | 0 | 0 | 0 | 0 | 0.5938 | 0 | 0 | 0 | 0 | 0 | 0 | 0 | 0 | 0 | 0 | 0 | 0 | 0 | 0 | 0 | 0 | 0 | 0 | 0 | 0 | 0 | 0 | 0 | 0 | 0 | 0 | 0
| Diversity Factor: 0 | [33 empty] | DNP_ID: 2182. From Maryland | Maryland 132_11kV Tx2 | Jesmond 132_11kV Tx2 | 0 | 0 | 0 | 0 | 0.6089 | 0 | 0 | 0 | 0 | 0 | 0 | 0 | 0 | 0 | 0 | 0 | 0 | 0 | 0 | 0 | 0 | 0 | 0 | 0 | 0 | 0 | 0 | 0 | 0 | 0 | 0 | 0
[35 empty] | DNP_ID: 2201. to Jesmond | Shortland 33_11kV Tx1 | Jesmond 132_11kV Tx1 | 0 | 0 | 0 | 0 | 0 | 1.5662 | 0 | 0 | 0 | 0 | 0 | 0 | 0 | 0 | 0 | 0 | 0 | 0 | 0 | 0 | 0 | 0 | 0 | 0 | 0 | 0 | 0 | 0 | 0 | 0 | 0 | 0
[35 empty] | DNP_ID: 2201. to Jesmond | Shortland 33_11kV Tx1 | Jesmond 132_11kV Tx2 | 0 | 0 | 0 | 0 | 0 | 1.606 | 0 | 0 | 0 | 0 | 0 | 0 | 0 | 0 | 0 | 0 | 0 | 0 | 0 | 0 | 0 | 0 | 0 | 0 | 0 | 0 | 0 | 0 | 0 | 0 | 0 | 0
| 0 | [33 empty] | DNP_ID: 2201. to Jesmond | Shortland 33_11kV Tx2 | Jesmond 132_11kV Tx1 | 0 | 0 | 0 | 0 | 0 | 1.5662 | 0 | 0 | 0 | 0 | 0 | 0 | 0 | 0 | 0 | 0 | 0 | 0 | 0 | 0 | 0 | 0 | 0 | 0 | 0 | 0 | 0 | 0 | 0 | 0 | 0 | 0
| Diversity Factor: 0 | [33 empty] | DNP_ID: 2201. to Jesmond | Shortland 33_11kV Tx2 | Jesmond 132_11kV Tx2 | 0 | 0 | 0 | 0 | 0 | 1.606 | 0 | 0 | 0 | 0 | 0 | 0 | 0 | 0 | 0 | 0 | 0 | 0 | 0 | 0 | 0 | 0 | 0 | 0 | 0 | 0 | 0 | 0 | 0 | 0 | 0 | 0
[35 empty] | DNP_ID: 2333. All Load to Jesmond | Wallsend 33_11kV Tx2 | Jesmond 132_11kV Tx1 | 0 | 0 | 0 | 0 | 0.9877 | 0 | 0 | 0 | 0 | 0 | 0 | 0 | 0 | 0 | 0 | 0 | 0 | 0 | 0 | 0 | 0 | 0 | 0 | 0 | 0 | 0 | 0 | 0 | 0 | 0 | 0 | 0
[35 empty] | DNP_ID: 2333. All Load to Jesmond | Wallsend 33_11kV Tx2 | Jesmond 132_11kV Tx2 | 0 | 0 | 0 | 0 | 1.0128 | 0 | 0 | 0 | 0 | 0 | 0 | 0 | 0 | 0 | 0 | 0 | 0 | 0 | 0 | 0 | 0 | 0 | 0 | 0 | 0 | 0 | 0 | 0 | 0 | 0 | 0 | 0
| 0 | [33 empty] | DNP_ID: 2333. All Load to Jesmond | Wallsend 33_11kV Tx3 | Jesmond 132_11kV Tx1 | 0 | 0 | 0 | 0 | 0.9877 | 0 | 0 | 0 | 0 | 0 | 0 | 0 | 0 | 0 | 0 | 0 | 0 | 0 | 0 | 0 | 0 | 0 | 0 | 0 | 0 | 0 | 0 | 0 | 0 | 0 | 0 | 0
| Diversity Factor: 0 | [33 empty] | DNP_ID: 2333. All Load to Jesmond | Wallsend 33_11kV Tx3 | Jesmond 132_11kV Tx2 | 0 | 0 | 0 | 0 | 1.0128 | 0 | 0 | 0 | 0 | 0 | 0 | 0 | 0 | 0 | 0 | 0 | 0 | 0 | 0 | 0 | 0 | 0 | 0 | 0 | 0 | 0 | 0 | 0 | 0 | 0 | 0 | 0
[35 empty] | DNP_ID: 2334. All Load to Jesmond | Wallsend 33_11kV Tx2 | Jesmond 132_11kV Tx1 | 0 | 0 | 0 | 0 | 0 | 1.6368 | 0 | 0 | 0 | 0 | 0 | 0 | 0 | 0 | 0 | 0 | 0 | 0 | 0 | 0 | 0 | 0 | 0 | 0 | 0 | 0 | 0 | 0 | 0 | 0 | 0 | 0
[35 empty] | DNP_ID: 2334. All Load to Jesmond | Wallsend 33_11kV Tx2 | Jesmond 132_11kV Tx2 | 0 | 0 | 0 | 0 | 0 | 1.6784 | 0 | 0 | 0 | 0 | 0 | 0 | 0 | 0 | 0 | 0 | 0 | 0 | 0 | 0 | 0 | 0 | 0 | 0 | 0 | 0 | 0 | 0 | 0 | 0 | 0 | 0
| 0 | [33 empty] | DNP_ID: 2334. All Load to Jesmond | Wallsend 33_11kV Tx3 | Jesmond 132_11kV Tx1 | 0 | 0 | 0 | 0 | 0 | 1.6368 | 0 | 0 | 0 | 0 | 0 | 0 | 0 | 0 | 0 | 0 | 0 | 0 | 0 | 0 | 0 | 0 | 0 | 0 | 0 | 0 | 0 | 0 | 0 | 0 | 0 | 0
| Diversity Factor: 0 | [33 empty] | DNP_ID: 2334. All Load to Jesmond | Wallsend 33_11kV Tx3 | Jesmond 132_11kV Tx2 | 0 | 0 | 0 | 0 | 0 | 1.6784 | 0 | 0 | 0 | 0 | 0 | 0 | 0 | 0 | 0 | 0 | 0 | 0 | 0 | 0 | 0 | 0 | 0 | 0 | 0 | 0 | 0 | 0 | 0 | 0 | 0 | 0
[35 empty] | DNP_ID: 7084. Jesmond 11kV Feeder 80784 - Croudace Rd Augmentation | Jesmond 132_11kV Tx1 | Jesmond 132_11kV Tx2 | 0 | 0 | 0 | 0 | 0 | 0 | 0 | 0.19053 | 0 | 0 | 0 | 0 | 0 | 0 | 0 | 0 | 0 | 0 | 0 | 0 | 0 | 0 | 0 | 0 | 0 | 0 | 0 | 0 | 0 | 0 | 0 | 0
[35 empty] | DNP_ID: 7084. Jesmond 11kV Feeder 80784 - Croudace Rd Augmentation | Jesmond 132_11kV Tx2 | New Lambton 33_11kV Tx1 | 0 | 0 | 0 | 0 | 0 | 0 | 0 | 0.28579 | 0 | 0 | 0 | 0 | 0 | 0 | 0 | 0 | 0 | 0 | 0 | 0 | 0 | 0 | 0 | 0 | 0 | 0 | 0 | 0 | 0 | 0 | 0 | 0
| 0 | [33 empty] | DNP_ID: 7084. Jesmond 11kV Feeder 80784 - Croudace Rd Augmentation | Jesmond 132_11kV Tx2 | New Lambton 33_11kV Tx2 | 0 | 0 | 0 | 0 | 0 | 0 | 0 | 0.28579 | 0 | 0 | 0 | 0 | 0 | 0 | 0 | 0 | 0 | 0 | 0 | 0 | 0 | 0 | 0 | 0 | 0 | 0 | 0 | 0 | 0 | 0 | 0 | 0
| Diversity Factor: 0 | [33 empty] | Econometric |  | Jesmond 132_11kV Tx1 | 0 | 0 | 0 | 0 | 0 | 0 | 0 | 0 | 0 | 0.12058 | 0.21559 | 0.27796 | 0.31404 | 0.33432 | 0.32756 | 0.32041 | 0.32562 | 0.33091 | 0.33627 | 0.34171 | 0.34723 | 0.35283 | 0.35852 | 0.36428 | 0.37013 | 0.37606 | 0.38208 | 0.38818 | 0.39437 | 0.40065 | 0.40702 | 0.41349
[35 empty] | Econometric |  | Jesmond 132_11kV Tx2 | 0 | 0 | 0 | 0 | 0 | 0 | 0 | 0 | 0 | 0.12365 | 0.22107 | 0.28503 | 0.32202 | 0.34282 | 0.33589 | 0.32855 | 0.3339 | 0.33932 | 0.34482 | 0.3504 | 0.35606 | 0.3618 | 0.36763 | 0.37354 | 0.37954 | 0.38562 | 0.39179 | 0.39805 | 0.4044 | 0.41084 | 0.41737 | 0.424
[35 empty] | Energy Efficiency |  | Jesmond 132_11kV Tx1 | 0 | 0 | 0 | 0 | 0 | 0 | 0 | -0.018861 | -0.01013 | -0.087718 | -0.14277 | -0.2226 | -0.23925 | -0.14936 | -0.1201 | -0.13504 | -0.13078 | -0.14722 | -0.11406 | -0.1164 | -0.10115 | -0.092531 | -0.099075 | -0.10464 | -0.10464 | -0.10464 | -0.10464 | -0.10464 | -0.10464 | -0.10464 | -0.10464 | -0.10464
[35 empty] | Energy Efficiency |  | Jesmond 132_11kV Tx2 | 0 | 0 | 0 | 0 | 0 | 0 | 0 | -0.01934 | -0.010387 | -0.089948 | -0.1464 | -0.22826 | -0.24533 | -0.15316 | -0.12316 | -0.13847 | -0.1341 | -0.15096 | -0.11696 | -0.11936 | -0.10372 | -0.094884 | -0.10159 | -0.1073 | -0.1073 | -0.1073 | -0.1073 | -0.1073 | -0.1073 | -0.1073 | -0.1073 | -0.1073
| Weather Correction and Public Holiday Factors | [8 empty] | Forecast ROG | [24 empty] | Solar PV |  | Jesmond 132_11kV Tx1 | 0 | 0 | 0 | -0.099135 | -0.15511 | -0.069916 | -0.025372 | -0.04816 | -0.054019 | -0.061008 | -0.066942 | -0.071645 | -0.075477 | -0.079023 | -0.076416 | -0.077631 | -0.059399 | -0.071149 | -0.071149 | -0.071149 | -0.071149 | -0.071149 | -0.071149 | -0.071149 | -0.071149 | -0.071149 | -0.071149 | -0.071149 | -0.071149 | -0.071149 | -0.071149 | -0.071149
[10 empty] | ROG Justification | [24 empty] | Solar PV |  | Jesmond 132_11kV Tx2 | 0 | 0 | 0 | -0.10166 | -0.15906 | -0.071694 | -0.026018 | -0.049384 | -0.055392 | -0.062559 | -0.068644 | -0.073466 | -0.077396 | -0.081032 | -0.078359 | -0.079604 | -0.060909 | -0.072958 | -0.072958 | -0.072958 | -0.072958 | -0.072958 | -0.072958 | -0.072958 | -0.072958 | -0.072958 | -0.072958 | -0.072958 | -0.072958 | -0.072958 | -0.072958 | -0.072958
| Actual loads for season 13/14 have been weather corrected by the following: | [6 empty] | 8.007% |  | weighted ROG calc | [59 empty] | weighted ROG calc
1 | 2 | 3 | 4 | 5 | 6 | 7 | 8 | 9 | 10 | 14/15 | 15/16 | 16/17 | 17/18 | 18/19 | 19/20 | 20/21 | 21/22 | 22/23 | 23/24 | 24/25 | 25/26 | 26/27 | 27/28 | 28/29 | 29/30 | 30/31 | 31/32 | 32/33 | 33/34 | 34/35 | 35/36 | 36/37 | 37/38 | 38/39
0.95579 | 0.91353 | 0.88661 | 0.87355 | 0.87355 | 0.87355 | 0.87355 | 0.87355 | 0.87355 | 0.87355 | -4.421% | -4.421% | -2.947% | -1.473% | 0% | 0% | 0% | 0% | 0% | 0% | 0% | 0% | 0% | 0% | 0% | 0% | 0% | 0% | 0% | 0% | 0% | 0% | 0% | 0% | 0%
Substation Load Detail
[7 empty] | Units | 13/14 |  | 14/15 | 15/16 | 16/17 | 17/18 | 18/19 | 19/20 | 20/21 | 21/22 | 22/23 | 23/24 | 24/25 | 25/26 | 26/27 | 27/28 | 28/29 | 29/30 | 30/31 | 31/32 | 32/33 | 33/34 | 34/35 | 35/36 | 36/37 | 37/38 | 38/39
1 | Jesmond 132_11kV | Compensated |  | Load (LV side) |  |  | Amps | 0 |  | 2081.13 | 1982.105 | 1920.4 | 1882.533 | 1877.297 | 1877.224 | 1888.485 | 1902.416 | 1913.87 | 1928.268 | 1940.232 | 1956.291 | 1972.68 | 1991.276 | 2011.385 | 2031.402 | 2051.439 | 2072.098 | 2093.388 | 2115.318 | 2137.896 | 2161.132 | 2185.037 | 2209.618 | 2234.887
|  |  |  | Apparent Power |  |  | MVA | 39.464 | 42.6238 | 39.6508 | 37.7642 | 36.5885 | 35.8671 | 35.7673 | 35.7659 | 35.9805 | 36.2459 | 36.4641 | 36.7385 | 36.9664 | 37.2724 | 37.5846 | 37.9389 | 38.322 | 38.7034 | 39.0852 | 39.4788 | 39.8844 | 40.3022 | 40.7324 | 41.1751 | 41.6305 | 42.0989 | 42.5803
|  |  |  | Real Power |  |  | MW | 37.657 | 40.6721 | 37.8353 | 36.035 | 34.9132 | 34.2248 | 34.1296 | 34.1283 | 34.333 | 34.5863 | 34.7945 | 35.0562 | 35.2738 | 35.5657 | 35.8636 | 36.2017 | 36.5673 | 36.9312 | 37.2955 | 37.6711 | 38.0582 | 38.4568 | 38.8673 | 39.2898 | 39.7243 | 40.1712 | 40.6306
|  |  |  | Reactive Power |  |  | MVAr | 0 |  | 11.8609 | 11.2965 | 10.9448 | 10.729 | 10.6992 | 10.6988 | 10.763 | 10.8423 | 10.9076 | 10.9897 | 11.0579 | 11.1494 | 11.2428 | 11.3488 | 11.4634 | 11.5775 | 11.6917 | 11.8094 | 11.9307 | 12.0557 | 12.1844 | 12.3168 | 12.4531 | 12.5932 | 12.7372
|  |  |  | Capacitors In Service |  |  | MVAr | 0 |  | 0 | 0 | 0 | 0 | 0 | 0 | 0 | 0 | 0 | 0 | 0 | 0 | 0 | 0 | 0 | 0 | 0 | 0 | 0 | 0 | 0 | 0 | 0 | 0 | 0
|  |  |  | PF |  |  |  | 0.95421 |  | 0.95421 | 0.95421 | 0.95421 | 0.95421 | 0.95421 | 0.95421 | 0.95421 | 0.95421 | 0.95421 | 0.95421 | 0.95421 | 0.95421 | 0.95421 | 0.95421 | 0.95421 | 0.95421 | 0.95421 | 0.95421 | 0.95421 | 0.95421 | 0.95421 | 0.95421 | 0.95421 | 0.95421 | 0.95421
0.95294 | Diversity Factor: 0.95 | Uncompensated |  | Reactive Power |  |  | MVAr | 0 | 12.7502 | 11.8609 | 11.2965 | 10.9448 | 10.729 | 10.6992 | 10.6988 | 10.763 | 10.8423 | 10.9076 | 10.9897 | 11.0579 | 11.1494 | 11.2428 | 11.3488 | 11.4634 | 11.5775 | 11.6917 | 11.8094 | 11.9307 | 12.0557 | 12.1844 | 12.3168 | 12.4531 | 12.5932 | 12.7372
|  |  |  | PF |  |  |  | 0.95421 |  | 0.95421 | 0.95421 | 0.95421 | 0.95421 | 0.95421 | 0.95421 | 0.95421 | 0.95421 | 0.95421 | 0.95421 | 0.95421 | 0.95421 | 0.95421 | 0.95421 | 0.95421 | 0.95421 | 0.95421 | 0.95421 | 0.95421 | 0.95421 | 0.95421 | 0.95421 | 0.95421 | 0.95421 | 0.95421
[10 empty] | 1 | 2 | 3 | 4 | 5 | 6 | 7 | 8 | 9 | 10 | 11 | 12 | 13 | 14 | 15 | 16 | 17 | 18 | 19 | 20 | 21 | 22 | 23 | 24 | 25
Transformer Load Detail
[7 empty] | Units | 13/14 |  | 14/15 | 15/16 | 16/17 | 17/18 | 18/19 | 19/20 | 20/21 | 21/22 | 22/23 | 23/24 | 24/25 | 25/26 | 26/27 | 27/28 | 28/29 | 29/30 | 30/31 | 31/32 | 32/33 | 33/34 | 34/35 | 35/36 | 36/37 | 37/38 | 38/39
| 0 | Compensated |  | Load (LV side) |  |  | Amps
|  |  |  | Apparent Power |  |  | MVA
|  |  |  | Real Power |  |  | MW
|  |  |  | Reactive Power |  |  | MVAr
|  |  |  | Capacitors In Service |  |  | MVAr
PF
| Zone Div: | Uncompensated |  | Reactive Power |  |  | MVAr
PF
| 0 | Compensated |  | Load (LV side) |  |  | Amps
|  |  |  | Apparent Power |  |  | MVA
|  |  |  | Real Power |  |  | MW
|  |  |  | Reactive Power |  |  | MVAr
|  |  |  | Capacitors In Service |  |  | MVAr
PF
| Zone Div: | Uncompensated |  | Reactive Power |  |  | MVAr
PF
| 0 | Compensated |  | Load (LV side) |  |  | Amps
|  |  |  | Apparent Power |  |  | MVA
|  |  |  | Real Power |  |  | MW
|  |  |  | Reactive Power |  |  | MVAr
|  |  |  | Capacitors In Service |  |  | MVAr
PF
| Zone Div: | Uncompensated |  | Reactive Power |  |  | MVAr
PF
| 0 | Compensated |  | Load (LV side) |  |  | Amps
|  |  |  | Apparent Power |  |  | MVA
|  |  |  | Real Power |  |  | MW
|  |  |  | Reactive Power |  |  | MVAr
|  |  |  | Capacitors In Service |  |  | MVAr
PF
| Zone Div: | Uncompensated |  | Reactive Power |  |  | MVAr
PF
| 0 | Compensated |  | Load (LV side) |  |  | Amps
|  |  |  | Apparent Power |  |  | MVA
|  |  |  | Real Power |  |  | MW
|  |  |  | Reactive Power |  |  | MVAr
|  |  |  | Capacitors In Service |  |  | MVAr
PF
| Zone Div: | Uncompensated |  | Reactive Power |  |  | MVAr
PF
| 0 | Compensated |  | Load (LV side) |  |  | Amps
|  |  |  | Apparent Power |  |  | MVA
|  |  |  | Real Power |  |  | MW
|  |  |  | Reactive Power |  |  | MVAr
|  |  |  | Capacitors In Service |  |  | MVAr
PF
| Zone Div: | Uncompensated |  | Reactive Power |  |  | MVAr
PF
| 0 | Compensated |  | Load (LV side) |  |  | Amps
|  |  |  | Apparent Power |  |  | MVA
|  |  |  | Real Power |  |  | MW
|  |  |  | Reactive Power |  |  | MVAr
|  |  |  | Capacitors In Service |  |  | MVAr
PF
| Zone Div: | Uncompensated |  | Reactive Power |  |  | MVAr
PF
| 0 | Compensated |  | Load (LV side) |  |  | Amps
|  |  |  | Apparent Power |  |  | MVA
|  |  |  | Real Power |  |  | MW
|  |  |  | Reactive Power |  |  | MVAr
|  |  |  | Capacitors In Service |  |  | MVAr
PF
| Zone Div: | Uncompensated |  | Reactive Power |  |  | MVAr
PF
| 0 | Compensated |  | Load (LV side) |  |  | Amps
|  |  |  | Apparent Power |  |  | MVA
|  |  |  | Real Power |  |  | MW
|  |  |  | Reactive Power |  |  | MVAr
|  |  |  | Capacitors In Service |  |  | MVAr
PF
| Zone Div: | Uncompensated |  | Reactive Power |  |  | MVAr
PF
| 0 | Compensated |  | Load (LV side) |  |  | Amps
|  |  |  | Apparent Power |  |  | MVA
|  |  |  | Real Power |  |  | MW
|  |  |  | Reactive Power |  |  | MVAr
|  |  |  | Capacitors In Service |  |  | MVAr
PF
| Zone Div: | Uncompensated |  | Reactive Power |  |  | MVAr
PF

## Customer42
| Customer42 | [16 empty] | 2015 | SUMMER
| Substation Total Loads | [33 empty] | Spots & Transfers Detail
| Historical Loads | MVA | [7 empty] | Weather Corrected Forecast Loads |  |  |  | MVA | [20 empty] | Spots & Transfers Summary | MVA |  | Historical Spots & Transfers | [6 empty] | Forecast Spots & Transfers
|  | 07/08 | 08/09 | 09/10 | 10/11 | 11/12 | 12/13 | 13/14 |  | 14/15 | 15/16 | 16/17 | 17/18 | 18/19 | 19/20 | 20/21 | 21/22 | 22/23 | 23/24 | 24/25 | 25/26 | 26/27 | 27/28 | 28/29 | 29/30 | 30/31 | 31/32 | 32/33 | 33/34 | 34/35 | 35/36 | 36/37 | 37/38 | 38/39 |  |  |  | 07/08 | 08/09 | 09/10 | 10/11 | 11/12 | 12/13 | 13/14 | 14/15 | 15/16 | 16/17 | 17/18 | 18/19 | 19/20 | 20/21 | 21/22 | 22/23 | 23/24 | 24/25 | 25/26 | 26/27 | 27/28 | 28/29 | 29/30 | 30/31 | 31/32 | 32/33 | 33/34 | 34/35 | 35/36 | 36/37 | 37/38 | 38/39
| Total |  |  |  | 26.805 | 0.545 |  |  |  | 0 | 0 | 0 | 0 | 0 | 0 | 0 | 0 | 0 | 0 | 0 | 0 | 0 | 0 | 0 | 0 | 0 | 0 | 0 | 0 | 0 | 0 | 0 | 0 | 0 |  |  | Total
Firm Rating
| Total Capacity | [36 empty] | 0 | 0 | 0 | 0 | 0 | 0 | 0 | 0 | 0 | 0 | 0 | 0 | 0 | 0 | 0 | 0 | 0 | 0 | 0 | 0 | 0 | 0 | 0 | 0 | 0 | 0 | 0 | 0 | 0 | 0 | 0 | 0
|  | -7 | -6 | -5 | -4 | -3 | -2 | -1 |  | 0 | 1 | 2 | 3 | 4 | 5 | 6 | 7 | 8 | 9 | 10 | 11 | 12 | 13 | 14 | 15 | 16 | 17 | 18 | 19 | 20 | 21 | 22 | 23 | 24 |  |  |  | 0 | 0 | 0 | 0 | 0 | 0 | 0 | 0 | 0 | 0 | 0 | 0 | 0 | 0 | 0 | 0 | 0 | 0 | 0 | 0 | 0 | 0 | 0 | 0 | 0 | 0 | 0 | 0 | 0 | 0 | 0 | 0
| Transformer Loads | [36 empty] | 0 | 0 | 0 | 0 | 0 | 0 | 0 | 0 | 0 | 0 | 0 | 0 | 0 | 0 | 0 | 0 | 0 | 0 | 0 | 0 | 0 | 0 | 0 | 0 | 0 | 0 | 0 | 0 | 0 | 0 | 0 | 0
| Historical Loads | MVA | [7 empty] | Weather Corrected Forecast Loads |  |  |  | MVA | [23 empty] | 0 | 0 | 0 | 0 | 0 | 0 | 0 | 0 | 0 | 0 | 0 | 0 | 0 | 0 | 0 | 0 | 0 | 0 | 0 | 0 | 0 | 0 | 0 | 0 | 0 | 0 | 0 | 0 | 0 | 0 | 0 | 0
|  | 07/08 | 08/09 | 09/10 | 10/11 | 11/12 | 12/13 | 13/14 |  | 14/15 | 15/16 | 16/17 | 17/18 | 18/19 | 19/20 | 20/21 | 21/22 | 22/23 | 23/24 | 24/25 | 25/26 | 26/27 | 27/28 | 28/29 | 29/30 | 30/31 | 31/32 | 32/33 | 33/34 | 34/35 | 35/36 | 36/37 | 37/38 | 38/39 |  |  |  | 0 | 0 | 0 | 0 | 0 | 0 | 0 | 0 | 0 | 0 | 0 | 0 | 0 | 0 | 0 | 0 | 0 | 0 | 0 | 0 | 0 | 0 | 0 | 0 | 0 | 0 | 0 | 0 | 0 | 0 | 0 | 0
| 0 | [36 empty] | 0 | 0 | 0 | 0 | 0 | 0 | 0 | 0 | 0 | 0 | 0 | 0 | 0 | 0 | 0 | 0 | 0 | 0 | 0 | 0 | 0 | 0 | 0 | 0 | 0 | 0 | 0 | 0 | 0 | 0 | 0 | 0
| Diversity Factor: 0 | [36 empty] | 0 | 0 | 0 | 0 | 0 | 0 | 0 | 0 | 0 | 0 | 0 | 0 | 0 | 0 | 0 | 0 | 0 | 0 | 0 | 0 | 0 | 0 | 0 | 0 | 0 | 0 | 0 | 0 | 0 | 0 | 0 | 0
[38 empty] | 0 | 0 | 0 | 0 | 0 | 0 | 0 | 0 | 0 | 0 | 0 | 0 | 0 | 0 | 0 | 0 | 0 | 0 | 0 | 0 | 0 | 0 | 0 | 0 | 0 | 0 | 0 | 0 | 0 | 0 | 0 | 0
[38 empty] | 0 | 0 | 0 | 0 | 0 | 0 | 0 | 0 | 0 | 0 | 0 | 0 | 0 | 0 | 0 | 0 | 0 | 0 | 0 | 0 | 0 | 0 | 0 | 0 | 0 | 0 | 0 | 0 | 0 | 0 | 0 | 0
| 0 | [36 empty] | 0 | 0 | 0 | 0 | 0 | 0 | 0 | 0 | 0 | 0 | 0 | 0 | 0 | 0 | 0 | 0 | 0 | 0 | 0 | 0 | 0 | 0 | 0 | 0 | 0 | 0 | 0 | 0 | 0 | 0 | 0 | 0
Diversity Factor: 0
[38 empty] | Historical Spots & Transfers | [6 empty] | Forecast Spots & Transfers
[35 empty] | Project Name | From | To | 07/08 | 08/09 | 09/10 | 10/11 | 11/12 | 12/13 | 13/14 | 14/15 | 15/16 | 16/17 | 17/18 | 18/19 | 19/20 | 20/21 | 21/22 | 22/23 | 23/24 | 24/25 | 25/26 | 26/27 | 27/28 | 28/29 | 29/30 | 30/31 | 31/32 | 32/33 | 33/34 | 34/35 | 35/36 | 36/37 | 37/38 | 38/39
0
Diversity Factor: 0
0
Diversity Factor: 0
0
Diversity Factor: 0
0
Diversity Factor: 0
0
Diversity Factor: 0
0
Diversity Factor: 0
0
Diversity Factor: 0
0
Diversity Factor: 0
| Weather Correction and Public Holiday Factors | [8 empty] | Forecast ROG
ROG Justification
| Actual loads for season 13/14 have been weather corrected by the following: | [6 empty] | 0% |  | N/A | [59 empty] | N/A
1 | 2 | 3 | 4 | 5 | 6 | 7 | 8 | 9 | 10 | 14/15 | 15/16 | 16/17 | 17/18 | 18/19 | 19/20 | 20/21 | 21/22 | 22/23 | 23/24 | 24/25 | 25/26 | 26/27 | 27/28 | 28/29 | 29/30 | 30/31 | 31/32 | 32/33 | 33/34 | 34/35 | 35/36 | 36/37 | 37/38 | 38/39
1 | 1 | 1 | 1 | 1 | 1 | 1 | 1 | 1 | 1 | 0% | 0% | 0% | 0% | 0% | 0% | 0% | 0% | 0% | 0% | 0% | 0% | 0% | 0% | 0% | 0% | 0% | 0% | 0% | 0% | 0% | 0% | 0% | 0% | 0%
Substation Load Detail
[7 empty] | Units | 13/14 |  | 14/15 | 15/16 | 16/17 | 17/18 | 18/19 | 19/20 | 20/21 | 21/22 | 22/23 | 23/24 | 24/25 | 25/26 | 26/27 | 27/28 | 28/29 | 29/30 | 30/31 | 31/32 | 32/33 | 33/34 | 34/35 | 35/36 | 36/37 | 37/38 | 38/39
1 | Customer42 | Compensated |  | Load (LV side) |  |  | Amps | 0 |  | 0 | 0 | 0 | 0 | 0 | 0 | 0 | 0 | 0 | 0 | 0 | 0 | 0 | 0 | 0 | 0 | 0 | 0 | 0 | 0 | 0 | 0 | 0 | 0 | 0
|  |  |  | Apparent Power |  |  | MVA | 0 |  | 0 | 0 | 0 | 0 | 0 | 0 | 0 | 0 | 0 | 0 | 0 | 0 | 0 | 0 | 0 | 0 | 0 | 0 | 0 | 0 | 0 | 0 | 0 | 0 | 0
|  |  |  | Real Power |  |  | MW | 0 |  | 0 | 0 | 0 | 0 | 0 | 0 | 0 | 0 | 0 | 0 | 0 | 0 | 0 | 0 | 0 | 0 | 0 | 0 | 0 | 0 | 0 | 0 | 0 | 0 | 0
|  |  |  | Reactive Power |  |  | MVAr | 0 |  | 0 | 0 | 0 | 0 | 0 | 0 | 0 | 0 | 0 | 0 | 0 | 0 | 0 | 0 | 0 | 0 | 0 | 0 | 0 | 0 | 0 | 0 | 0 | 0 | 0
|  |  |  | Capacitors In Service |  |  | MVAr | 0 |  | 0 | 0 | 0 | 0 | 0 | 0 | 0 | 0 | 0 | 0 | 0 | 0 | 0 | 0 | 0 | 0 | 0 | 0 | 0 | 0 | 0 | 0 | 0 | 0 | 0
|  |  |  | PF |  |  |  | 0 |  | 0 | 0 | 0 | 0 | 0 | 0 | 0 | 0 | 0 | 0 | 0 | 0 | 0 | 0 | 0 | 0 | 0 | 0 | 0 | 0 | 0 | 0 | 0 | 0 | 0
0.82305 | Diversity Factor: 0.82 | Uncompensated |  | Reactive Power |  |  | MVAr | 0 |  | 0 | 0 | 0 | 0 | 0 | 0 | 0 | 0 | 0 | 0 | 0 | 0 | 0 | 0 | 0 | 0 | 0 | 0 | 0 | 0 | 0 | 0 | 0 | 0 | 0
|  |  |  | PF |  |  |  | 0 |  | 0 | 0 | 0 | 0 | 0 | 0 | 0 | 0 | 0 | 0 | 0 | 0 | 0 | 0 | 0 | 0 | 0 | 0 | 0 | 0 | 0 | 0 | 0 | 0 | 0
[10 empty] | 1 | 2 | 3 | 4 | 5 | 6 | 7 | 8 | 9 | 10 | 11 | 12 | 13 | 14 | 15 | 16 | 17 | 18 | 19 | 20 | 21 | 22 | 23 | 24 | 25
Transformer Load Detail
[7 empty] | Units | 13/14 |  | 14/15 | 15/16 | 16/17 | 17/18 | 18/19 | 19/20 | 20/21 | 21/22 | 22/23 | 23/24 | 24/25 | 25/26 | 26/27 | 27/28 | 28/29 | 29/30 | 30/31 | 31/32 | 32/33 | 33/34 | 34/35 | 35/36 | 36/37 | 37/38 | 38/39
| 0 | Compensated |  | Load (LV side) |  |  | Amps
|  |  |  | Apparent Power |  |  | MVA
|  |  |  | Real Power |  |  | MW
|  |  |  | Reactive Power |  |  | MVAr
|  |  |  | Capacitors In Service |  |  | MVAr
PF
| Zone Div: | Uncompensated |  | Reactive Power |  |  | MVAr
PF
| 0 | Compensated |  | Load (LV side) |  |  | Amps
|  |  |  | Apparent Power |  |  | MVA
|  |  |  | Real Power |  |  | MW
|  |  |  | Reactive Power |  |  | MVAr
|  |  |  | Capacitors In Service |  |  | MVAr
PF
| Zone Div: | Uncompensated |  | Reactive Power |  |  | MVAr
PF
| 0 | Compensated |  | Load (LV side) |  |  | Amps
|  |  |  | Apparent Power |  |  | MVA
|  |  |  | Real Power |  |  | MW
|  |  |  | Reactive Power |  |  | MVAr
|  |  |  | Capacitors In Service |  |  | MVAr
PF
| Zone Div: | Uncompensated |  | Reactive Power |  |  | MVAr
PF
| 0 | Compensated |  | Load (LV side) |  |  | Amps
|  |  |  | Apparent Power |  |  | MVA
|  |  |  | Real Power |  |  | MW
|  |  |  | Reactive Power |  |  | MVAr
|  |  |  | Capacitors In Service |  |  | MVAr
PF
| Zone Div: | Uncompensated |  | Reactive Power |  |  | MVAr
PF
| 0 | Compensated |  | Load (LV side) |  |  | Amps
|  |  |  | Apparent Power |  |  | MVA
|  |  |  | Real Power |  |  | MW
|  |  |  | Reactive Power |  |  | MVAr
|  |  |  | Capacitors In Service |  |  | MVAr
PF
| Zone Div: | Uncompensated |  | Reactive Power |  |  | MVAr
PF
| 0 | Compensated |  | Load (LV side) |  |  | Amps
|  |  |  | Apparent Power |  |  | MVA
|  |  |  | Real Power |  |  | MW
|  |  |  | Reactive Power |  |  | MVAr
|  |  |  | Capacitors In Service |  |  | MVAr
PF
| Zone Div: | Uncompensated |  | Reactive Power |  |  | MVAr
PF
| 0 | Compensated |  | Load (LV side) |  |  | Amps
|  |  |  | Apparent Power |  |  | MVA
|  |  |  | Real Power |  |  | MW
|  |  |  | Reactive Power |  |  | MVAr
|  |  |  | Capacitors In Service |  |  | MVAr
PF
| Zone Div: | Uncompensated |  | Reactive Power |  |  | MVAr
PF
| 0 | Compensated |  | Load (LV side) |  |  | Amps
|  |  |  | Apparent Power |  |  | MVA
|  |  |  | Real Power |  |  | MW
|  |  |  | Reactive Power |  |  | MVAr
|  |  |  | Capacitors In Service |  |  | MVAr
PF
| Zone Div: | Uncompensated |  | Reactive Power |  |  | MVAr
PF
| 0 | Compensated |  | Load (LV side) |  |  | Amps
|  |  |  | Apparent Power |  |  | MVA
|  |  |  | Real Power |  |  | MW
|  |  |  | Reactive Power |  |  | MVAr
|  |  |  | Capacitors In Service |  |  | MVAr
PF
| Zone Div: | Uncompensated |  | Reactive Power |  |  | MVAr
PF
| 0 | Compensated |  | Load (LV side) |  |  | Amps
|  |  |  | Apparent Power |  |  | MVA
|  |  |  | Real Power |  |  | MW
|  |  |  | Reactive Power |  |  | MVAr
|  |  |  | Capacitors In Service |  |  | MVAr
PF
| Zone Div: | Uncompensated |  | Reactive Power |  |  | MVAr
PF

## Mayfield 33_11kV
| Mayfield 33_11kV | [16 empty] | 2015 | SUMMER
[6 empty] | Zone decommissioned |  | 2011-08-31
| Substation Total Loads | [33 empty] | Spots & Transfers Detail
| Historical Loads | (11kV MVA) | [7 empty] | Weather Corrected Forecast Loads |  |  |  | (11kV MVA) | [20 empty] | Spots & Transfers Summary | (11kV MVA) |  | Historical Spots & Transfers | [6 empty] | Forecast Spots & Transfers
|  | 07/08 | 08/09 | 09/10 | 10/11 | 11/12 | 12/13 | 13/14 |  | 14/15 | 15/16 | 16/17 | 17/18 | 18/19 | 19/20 | 20/21 | 21/22 | 22/23 | 23/24 | 24/25 | 25/26 | 26/27 | 27/28 | 28/29 | 29/30 | 30/31 | 31/32 | 32/33 | 33/34 | 34/35 | 35/36 | 36/37 | 37/38 | 38/39 |  |  |  | 07/08 | 08/09 | 09/10 | 10/11 | 11/12 | 12/13 | 13/14 | 14/15 | 15/16 | 16/17 | 17/18 | 18/19 | 19/20 | 20/21 | 21/22 | 22/23 | 23/24 | 24/25 | 25/26 | 26/27 | 27/28 | 28/29 | 29/30 | 30/31 | 31/32 | 32/33 | 33/34 | 34/35 | 35/36 | 36/37 | 37/38 | 38/39
| Total | 23.832 | 23.61 | 4.49 | 6.094 | 0.336 | 0.349 | 0.348 |  | 0 | 0 | 0 | 0 | 0 | 0 | 0 | 0 | 0 | 0 | 0 | 0 | 0 | 0 | 0 | 0 | 0 | 0 | 0 | 0 | 0 | 0 | 0 | 0 | 0 |  |  | Total | -2.4368 | 0.53157 | -22.6916 | 0 | 0 | 0 | 0 | 0 | 0 | 0 | 0 | 0 | 0 | 0 | 0 | 0 | 0 | 0 | 0 | 0 | 0 | 0 | 0 | 0 | 0 | 0 | 0 | 0 | 0 | 0 | 0 | 0
| Firm Rating | 0 | 0 | 22.9 | 22.9 | 0 | 0 | 0 |  | 0 | 0 | 0 | 0 | 0 | 0 | 0 | 0 | 0 | 0 | 0 | 0 | 0 | 0 | 0 | 0 | 0 | 0 | 0 | 0 | 0 | 0 | 0 | 0 | 0
| Total Capacity | 0 | 0 | 34.3 | 34.3 | 0 | 0 | 0 |  | 0 | 0 | 0 | 0 | 0 | 0 | 0 | 0 | 0 | 0 | 0 | 0 | 0 | 0 | 0 | 0 | 0 | 0 | 0 | 0 | 0 | 0 | 0 | 0 | 0 |  |  | Mayfield 33_11kV Tx1 | 0 | 0 | 0 | 0 | 0 | 0 | 0 | 0 | 0 | 0 | 0 | 0 | 0 | 0 | 0 | 0 | 0 | 0 | 0 | 0 | 0 | 0 | 0 | 0 | 0 | 0 | 0 | 0 | 0 | 0 | 0 | 0
|  | -7 | -6 | -5 | -4 | -3 | -2 | -1 |  | 0 | 1 | 2 | 3 | 4 | 5 | 6 | 7 | 8 | 9 | 10 | 11 | 12 | 13 | 14 | 15 | 16 | 17 | 18 | 19 | 20 | 21 | 22 | 23 | 24 |  |  | Mayfield 33_11kV Tx2 | -1.2184 | 0.26578 | -11.3458 | 0 | 0 | 0 | 0 | 0 | 0 | 0 | 0 | 0 | 0 | 0 | 0 | 0 | 0 | 0 | 0 | 0 | 0 | 0 | 0 | 0 | 0 | 0 | 0 | 0 | 0 | 0 | 0 | 0
| Transformer Loads | [35 empty] | Mayfield 33_11kV Tx3 | -1.2184 | 0.26578 | -11.3458 | 0 | 0 | 0 | 0 | 0 | 0 | 0 | 0 | 0 | 0 | 0 | 0 | 0 | 0 | 0 | 0 | 0 | 0 | 0 | 0 | 0 | 0 | 0 | 0 | 0 | 0 | 0 | 0 | 0
| Historical Loads | (11kV MVA) | [7 empty] | Weather Corrected Forecast Loads |  |  |  | (11kV MVA) | [23 empty] | 0 | 0 | 0 | 0 | 0 | 0 | 0 | 0 | 0 | 0 | 0 | 0 | 0 | 0 | 0 | 0 | 0 | 0 | 0 | 0 | 0 | 0 | 0 | 0 | 0 | 0 | 0 | 0 | 0 | 0 | 0 | 0
|  | 07/08 | 08/09 | 09/10 | 10/11 | 11/12 | 12/13 | 13/14 |  | 14/15 | 15/16 | 16/17 | 17/18 | 18/19 | 19/20 | 20/21 | 21/22 | 22/23 | 23/24 | 24/25 | 25/26 | 26/27 | 27/28 | 28/29 | 29/30 | 30/31 | 31/32 | 32/33 | 33/34 | 34/35 | 35/36 | 36/37 | 37/38 | 38/39 |  |  |  | 0 | 0 | 0 | 0 | 0 | 0 | 0 | 0 | 0 | 0 | 0 | 0 | 0 | 0 | 0 | 0 | 0 | 0 | 0 | 0 | 0 | 0 | 0 | 0 | 0 | 0 | 0 | 0 | 0 | 0 | 0 | 0
| 0 | [36 empty] | 0 | 0 | 0 | 0 | 0 | 0 | 0 | 0 | 0 | 0 | 0 | 0 | 0 | 0 | 0 | 0 | 0 | 0 | 0 | 0 | 0 | 0 | 0 | 0 | 0 | 0 | 0 | 0 | 0 | 0 | 0 | 0
| Diversity Factor: 0 | [36 empty] | 0 | 0 | 0 | 0 | 0 | 0 | 0 | 0 | 0 | 0 | 0 | 0 | 0 | 0 | 0 | 0 | 0 | 0 | 0 | 0 | 0 | 0 | 0 | 0 | 0 | 0 | 0 | 0 | 0 | 0 | 0 | 0
[38 empty] | 0 | 0 | 0 | 0 | 0 | 0 | 0 | 0 | 0 | 0 | 0 | 0 | 0 | 0 | 0 | 0 | 0 | 0 | 0 | 0 | 0 | 0 | 0 | 0 | 0 | 0 | 0 | 0 | 0 | 0 | 0 | 0
[38 empty] | 0 | 0 | 0 | 0 | 0 | 0 | 0 | 0 | 0 | 0 | 0 | 0 | 0 | 0 | 0 | 0 | 0 | 0 | 0 | 0 | 0 | 0 | 0 | 0 | 0 | 0 | 0 | 0 | 0 | 0 | 0 | 0
| 0 | [36 empty] | 0 | 0 | 0 | 0 | 0 | 0 | 0 | 0 | 0 | 0 | 0 | 0 | 0 | 0 | 0 | 0 | 0 | 0 | 0 | 0 | 0 | 0 | 0 | 0 | 0 | 0 | 0 | 0 | 0 | 0 | 0 | 0
Diversity Factor: 0
[38 empty] | Historical Spots & Transfers | [6 empty] | Forecast Spots & Transfers
[35 empty] | Project Name | From | To | 07/08 | 08/09 | 09/10 | 10/11 | 11/12 | 12/13 | 13/14 | 14/15 | 15/16 | 16/17 | 17/18 | 18/19 | 19/20 | 20/21 | 21/22 | 22/23 | 23/24 | 24/25 | 25/26 | 26/27 | 27/28 | 28/29 | 29/30 | 30/31 | 31/32 | 32/33 | 33/34 | 34/35 | 35/36 | 36/37 | 37/38 | 38/39
| 0 | [33 empty] | DNP_ID: 2187. 3.9 MVA To Shortland SAO | Mayfield 33_11kV Tx2 | Shortland 33_11kV Tx1 | 0.77639 | 0 | 0 | 0 | 0 | 0 | 0 | 0 | 0 | 0 | 0 | 0 | 0 | 0 | 0 | 0 | 0 | 0 | 0 | 0 | 0 | 0 | 0 | 0 | 0 | 0 | 0 | 0 | 0 | 0 | 0 | 0
| Diversity Factor: 0 | [33 empty] | DNP_ID: 2187. 3.9 MVA To Shortland SAO | Mayfield 33_11kV Tx2 | Shortland 33_11kV Tx2 | 0.77639 | 0 | 0 | 0 | 0 | 0 | 0 | 0 | 0 | 0 | 0 | 0 | 0 | 0 | 0 | 0 | 0 | 0 | 0 | 0 | 0 | 0 | 0 | 0 | 0 | 0 | 0 | 0 | 0 | 0 | 0 | 0
[35 empty] | DNP_ID: 2187. 3.9 MVA To Shortland SAO | Mayfield 33_11kV Tx3 | Shortland 33_11kV Tx1 | 0.77639 | 0 | 0 | 0 | 0 | 0 | 0 | 0 | 0 | 0 | 0 | 0 | 0 | 0 | 0 | 0 | 0 | 0 | 0 | 0 | 0 | 0 | 0 | 0 | 0 | 0 | 0 | 0 | 0 | 0 | 0 | 0
[35 empty] | DNP_ID: 2187. 3.9 MVA To Shortland SAO | Mayfield 33_11kV Tx3 | Shortland 33_11kV Tx2 | 0.77639 | 0 | 0 | 0 | 0 | 0 | 0 | 0 | 0 | 0 | 0 | 0 | 0 | 0 | 0 | 0 | 0 | 0 | 0 | 0 | 0 | 0 | 0 | 0 | 0 | 0 | 0 | 0 | 0 | 0 | 0 | 0
| 0 | [33 empty] | DNP_ID: 2190. Entire Mayfield zone to Mayfield West | Mayfield 33_11kV Tx2 | Mayfield West 132_11kV Tx1 | 0 | 0 | 6.3501 | 0 | 0 | 0 | 0 | 0 | 0 | 0 | 0 | 0 | 0 | 0 | 0 | 0 | 0 | 0 | 0 | 0 | 0 | 0 | 0 | 0 | 0 | 0 | 0 | 0 | 0 | 0 | 0 | 0
| Diversity Factor: 0 | [33 empty] | DNP_ID: 2190. Entire Mayfield zone to Mayfield West | Mayfield 33_11kV Tx2 | Mayfield West 132_11kV Tx2 | 0 | 0 | 4.9957 | 0 | 0 | 0 | 0 | 0 | 0 | 0 | 0 | 0 | 0 | 0 | 0 | 0 | 0 | 0 | 0 | 0 | 0 | 0 | 0 | 0 | 0 | 0 | 0 | 0 | 0 | 0 | 0 | 0
[35 empty] | DNP_ID: 2190. Entire Mayfield zone to Mayfield West | Mayfield 33_11kV Tx3 | Mayfield West 132_11kV Tx1 | 0 | 0 | 6.3501 | 0 | 0 | 0 | 0 | 0 | 0 | 0 | 0 | 0 | 0 | 0 | 0 | 0 | 0 | 0 | 0 | 0 | 0 | 0 | 0 | 0 | 0 | 0 | 0 | 0 | 0 | 0 | 0 | 0
[35 empty] | DNP_ID: 2190. Entire Mayfield zone to Mayfield West | Mayfield 33_11kV Tx3 | Mayfield West 132_11kV Tx2 | 0 | 0 | 4.9957 | 0 | 0 | 0 | 0 | 0 | 0 | 0 | 0 | 0 | 0 | 0 | 0 | 0 | 0 | 0 | 0 | 0 | 0 | 0 | 0 | 0 | 0 | 0 | 0 | 0 | 0 | 0 | 0 | 0
| 0 | [33 empty] | HVCON_ID: 2000086. 141/07 - Marathon Tyres, Sandgate - new Kiosk 1000kVA |  | Mayfield 33_11kV Tx2 | 0.33437 | 0 | 0 | 0 | 0 | 0 | 0 | 0 | 0 | 0 | 0 | 0 | 0 | 0 | 0 | 0 | 0 | 0 | 0 | 0 | 0 | 0 | 0 | 0 | 0 | 0 | 0 | 0 | 0 | 0 | 0 | 0
| Diversity Factor: 0 | [33 empty] | HVCON_ID: 2000086. 141/07 - Marathon Tyres, Sandgate - new Kiosk 1000kVA |  | Mayfield 33_11kV Tx3 | 0.33437 | 0 | 0 | 0 | 0 | 0 | 0 | 0 | 0 | 0 | 0 | 0 | 0 | 0 | 0 | 0 | 0 | 0 | 0 | 0 | 0 | 0 | 0 | 0 | 0 | 0 | 0 | 0 | 0 | 0 | 0 | 0
[35 empty] | HVCON_ID: 2000087. 367/07 - Mayfield West, Channel Rd, New 800kVA kiosk. |  | Mayfield 33_11kV Tx2 | 0 | 0.26578 | 0 | 0 | 0 | 0 | 0 | 0 | 0 | 0 | 0 | 0 | 0 | 0 | 0 | 0 | 0 | 0 | 0 | 0 | 0 | 0 | 0 | 0 | 0 | 0 | 0 | 0 | 0 | 0 | 0 | 0
[35 empty] | HVCON_ID: 2000087. 367/07 - Mayfield West, Channel Rd, New 800kVA kiosk. |  | Mayfield 33_11kV Tx3 | 0 | 0.26578 | 0 | 0 | 0 | 0 | 0 | 0 | 0 | 0 | 0 | 0 | 0 | 0 | 0 | 0 | 0 | 0 | 0 | 0 | 0 | 0 | 0 | 0 | 0 | 0 | 0 | 0 | 0 | 0 | 0 | 0
0
Diversity Factor: 0
0
Diversity Factor: 0
0
Diversity Factor: 0
0
Diversity Factor: 0
0
Diversity Factor: 0
| Weather Correction and Public Holiday Factors | [8 empty] | Forecast ROG
ROG Justification
| Actual loads for season 13/14 have been weather corrected by the following: | [6 empty] | -0.6038% |  | 0
1 | 2 | 3 | 4 | 5 | 6 | 7 | 8 | 9 | 10 | 14/15 | 15/16 | 16/17 | 17/18 | 18/19 | 19/20 | 20/21 | 21/22 | 22/23 | 23/24 | 24/25 | 25/26 | 26/27 | 27/28 | 28/29 | 29/30 | 30/31 | 31/32 | 32/33 | 33/34 | 34/35 | 35/36 | 36/37 | 37/38 | 38/39
1 | 1 | 1 | 1 | 1 | 1 | 1 | 1 | 1 | 1 | 0% | 0% | 0% | 0% | 0% | 0% | 0% | 0% | 0% | 0% | 0% | 0% | 0% | 0% | 0% | 0% | 0% | 0% | 0% | 0% | 0% | 0% | 0% | 0% | 0%
Substation Load Detail
[7 empty] | Units | 13/14 |  | 14/15 | 15/16 | 16/17 | 17/18 | 18/19 | 19/20 | 20/21 | 21/22 | 22/23 | 23/24 | 24/25 | 25/26 | 26/27 | 27/28 | 28/29 | 29/30 | 30/31 | 31/32 | 32/33 | 33/34 | 34/35 | 35/36 | 36/37 | 37/38 | 38/39
1 | Mayfield 33_11kV | Compensated |  | Load (LV side) |  |  | Amps | 0 |  | 0 | 0 | 0 | 0 | 0 | 0 | 0 | 0 | 0 | 0 | 0 | 0 | 0 | 0 | 0 | 0 | 0 | 0 | 0 | 0 | 0 | 0 | 0 | 0 | 0
|  |  |  | Apparent Power |  |  | MVA | 0 | 1.84 | 0 | 0 | 0 | 0 | 0 | 0 | 0 | 0 | 0 | 0 | 0 | 0 | 0 | 0 | 0 | 0 | 0 | 0 | 0 | 0 | 0 | 0 | 0 | 0 | 0
|  |  |  | Real Power |  |  | MW | 0 | 1.656 | 0 | 0 | 0 | 0 | 0 | 0 | 0 | 0 | 0 | 0 | 0 | 0 | 0 | 0 | 0 | 0 | 0 | 0 | 0 | 0 | 0 | 0 | 0 | 0 | 0
|  |  |  | Reactive Power |  |  | MVAr | 0 |  | 0 | 0 | 0 | 0 | 0 | 0 | 0 | 0 | 0 | 0 | 0 | 0 | 0 | 0 | 0 | 0 | 0 | 0 | 0 | 0 | 0 | 0 | 0 | 0 | 0
|  |  |  | Capacitors In Service |  |  | MVAr | 0 |  | 0 | 0 | 0 | 0 | 0 | 0 | 0 | 0 | 0 | 0 | 0 | 0 | 0 | 0 | 0 | 0 | 0 | 0 | 0 | 0 | 0 | 0 | 0 | 0 | 0
|  |  |  | PF |  |  |  | 0 |  | 0 | 0 | 0 | 0 | 0 | 0 | 0 | 0 | 0 | 0 | 0 | 0 | 0 | 0 | 0 | 0 | 0 | 0 | 0 | 0 | 0 | 0 | 0 | 0 | 0
0.80641 | Diversity Factor: 0.81 | Uncompensated |  | Reactive Power |  |  | MVAr | 0 | 0.80204 | 0 | 0 | 0 | 0 | 0 | 0 | 0 | 0 | 0 | 0 | 0 | 0 | 0 | 0 | 0 | 0 | 0 | 0 | 0 | 0 | 0 | 0 | 0 | 0 | 0
|  |  |  | PF |  |  |  | 0 |  | 0 | 0 | 0 | 0 | 0 | 0 | 0 | 0 | 0 | 0 | 0 | 0 | 0 | 0 | 0 | 0 | 0 | 0 | 0 | 0 | 0 | 0 | 0 | 0 | 0
[10 empty] | 1 | 2 | 3 | 4 | 5 | 6 | 7 | 8 | 9 | 10 | 11 | 12 | 13 | 14 | 15 | 16 | 17 | 18 | 19 | 20 | 21 | 22 | 23 | 24 | 25
Transformer Load Detail
[7 empty] | Units | 13/14 |  | 14/15 | 15/16 | 16/17 | 17/18 | 18/19 | 19/20 | 20/21 | 21/22 | 22/23 | 23/24 | 24/25 | 25/26 | 26/27 | 27/28 | 28/29 | 29/30 | 30/31 | 31/32 | 32/33 | 33/34 | 34/35 | 35/36 | 36/37 | 37/38 | 38/39
| 0 | Compensated |  | Load (LV side) |  |  | Amps
|  |  |  | Apparent Power |  |  | MVA
|  |  |  | Real Power |  |  | MW
|  |  |  | Reactive Power |  |  | MVAr
|  |  |  | Capacitors In Service |  |  | MVAr
PF
| Zone Div: | Uncompensated |  | Reactive Power |  |  | MVAr
PF
| 0 | Compensated |  | Load (LV side) |  |  | Amps
|  |  |  | Apparent Power |  |  | MVA
|  |  |  | Real Power |  |  | MW
|  |  |  | Reactive Power |  |  | MVAr
|  |  |  | Capacitors In Service |  |  | MVAr
PF
| Zone Div: | Uncompensated |  | Reactive Power |  |  | MVAr
PF
| 0 | Compensated |  | Load (LV side) |  |  | Amps
|  |  |  | Apparent Power |  |  | MVA
|  |  |  | Real Power |  |  | MW
|  |  |  | Reactive Power |  |  | MVAr
|  |  |  | Capacitors In Service |  |  | MVAr
PF
| Zone Div: | Uncompensated |  | Reactive Power |  |  | MVAr
PF
| 0 | Compensated |  | Load (LV side) |  |  | Amps
|  |  |  | Apparent Power |  |  | MVA
|  |  |  | Real Power |  |  | MW
|  |  |  | Reactive Power |  |  | MVAr
|  |  |  | Capacitors In Service |  |  | MVAr
PF
| Zone Div: | Uncompensated |  | Reactive Power |  |  | MVAr
PF
| 0 | Compensated |  | Load (LV side) |  |  | Amps
|  |  |  | Apparent Power |  |  | MVA
|  |  |  | Real Power |  |  | MW
|  |  |  | Reactive Power |  |  | MVAr
|  |  |  | Capacitors In Service |  |  | MVAr
PF
| Zone Div: | Uncompensated |  | Reactive Power |  |  | MVAr
PF
| 0 | Compensated |  | Load (LV side) |  |  | Amps
|  |  |  | Apparent Power |  |  | MVA
|  |  |  | Real Power |  |  | MW
|  |  |  | Reactive Power |  |  | MVAr
|  |  |  | Capacitors In Service |  |  | MVAr
PF
| Zone Div: | Uncompensated |  | Reactive Power |  |  | MVAr
PF
| 0 | Compensated |  | Load (LV side) |  |  | Amps
|  |  |  | Apparent Power |  |  | MVA
|  |  |  | Real Power |  |  | MW
|  |  |  | Reactive Power |  |  | MVAr
|  |  |  | Capacitors In Service |  |  | MVAr
PF
| Zone Div: | Uncompensated |  | Reactive Power |  |  | MVAr
PF
| 0 | Compensated |  | Load (LV side) |  |  | Amps
|  |  |  | Apparent Power |  |  | MVA
|  |  |  | Real Power |  |  | MW
|  |  |  | Reactive Power |  |  | MVAr
|  |  |  | Capacitors In Service |  |  | MVAr
PF
| Zone Div: | Uncompensated |  | Reactive Power |  |  | MVAr
PF
| 0 | Compensated |  | Load (LV side) |  |  | Amps
|  |  |  | Apparent Power |  |  | MVA
|  |  |  | Real Power |  |  | MW
|  |  |  | Reactive Power |  |  | MVAr
|  |  |  | Capacitors In Service |  |  | MVAr
PF
| Zone Div: | Uncompensated |  | Reactive Power |  |  | MVAr
PF
| 0 | Compensated |  | Load (LV side) |  |  | Amps
|  |  |  | Apparent Power |  |  | MVA
|  |  |  | Real Power |  |  | MW
|  |  |  | Reactive Power |  |  | MVAr
|  |  |  | Capacitors In Service |  |  | MVAr
PF
| Zone Div: | Uncompensated |  | Reactive Power |  |  | MVAr
PF

## Mayfield West 132_11kV
| Mayfield West 132_11kV | [16 empty] | 2015 | SUMMER
[6 empty] | Zone commissioned |  | 2009-11-26
| Substation Total Loads | [33 empty] | Spots & Transfers Detail
| Historical Loads | (11kV MVA) | [7 empty] | Weather Corrected Forecast Loads |  |  |  | (11kV MVA) | [20 empty] | Spots & Transfers Summary | (11kV MVA) |  | Historical Spots & Transfers | [6 empty] | Forecast Spots & Transfers
|  | 07/08 | 08/09 | 09/10 | 10/11 | 11/12 | 12/13 | 13/14 |  | 14/15 | 15/16 | 16/17 | 17/18 | 18/19 | 19/20 | 20/21 | 21/22 | 22/23 | 23/24 | 24/25 | 25/26 | 26/27 | 27/28 | 28/29 | 29/30 | 30/31 | 31/32 | 32/33 | 33/34 | 34/35 | 35/36 | 36/37 | 37/38 | 38/39 |  |  |  | 07/08 | 08/09 | 09/10 | 10/11 | 11/12 | 12/13 | 13/14 | 14/15 | 15/16 | 16/17 | 17/18 | 18/19 | 19/20 | 20/21 | 21/22 | 22/23 | 23/24 | 24/25 | 25/26 | 26/27 | 27/28 | 28/29 | 29/30 | 30/31 | 31/32 | 32/33 | 33/34 | 34/35 | 35/36 | 36/37 | 37/38 | 38/39
| Total |  |  | 24 | 23.78 | 25.085 | 25.458 | 22.949 |  | 30.9687 | 30.819 | 30.7022 | 30.5429 | 30.3768 | 30.3597 | 30.5098 | 30.726 | 30.9001 | 31.1176 | 31.2696 | 31.4849 | 31.7004 | 31.9614 | 32.2478 | 32.5291 | 32.8014 | 33.0807 | 33.3671 | 33.6606 | 33.9615 | 34.2697 | 34.5854 | 34.9087 | 35.2397 |  |  | Total | 0 | 0 | 25.3971 | -0.12279 | -0.19168 | -0.10286 | -0.12154 | 6.8415 | -0.14608 | -0.11431 | -0.15815 | -0.16607 | -0.017097 | 0.15007 | 0.21619 | 0.1741 | 0.21759 | 0.15199 | 0.21527 | 0.21544 | 0.26108 | 0.28637 | 0.28133 | 0.27228 | 0.27928 | 0.28638 | 0.29357 | 0.30085 | 0.30823 | 0.31571 | 0.32329 | 0.33096
| Firm Rating | 0 | 0 | 60 | 60 | 60 | 31.68 | 62.59 |  | 62.59 | 62.59 | 62.59 | 62.59 | 62.59 | 62.59 | 62.59 | 62.59 | 62.59 | 62.59 | 62.59 | 62.59 | 62.59 | 62.59 | 62.59 | 62.59 | 62.59 | 62.59 | 62.59 | 62.59 | 62.59 | 62.59 | 62.59 | 62.59 | 62.59
| Total Capacity | 0 | 0 | 100 | 100 | 100 | 90.19 | 126.38 |  | 126.38 | 126.38 | 126.38 | 126.38 | 126.38 | 126.38 | 126.38 | 126.38 | 126.38 | 126.38 | 126.38 | 126.38 | 126.38 | 126.38 | 126.38 | 126.38 | 126.38 | 126.38 | 126.38 | 126.38 | 126.38 | 126.38 | 126.38 | 126.38 | 126.38 |  |  | Mayfield West 132_11kV Tx1 | 0 | 0 | 12.7001 | -0.068724 | -0.10728 | -0.057569 | -0.068024 | 8.9374 | -0.081758 | -0.063977 | -0.088515 | -0.092946 | -0.0095687 | 0.083989 | 0.121 | 0.097444 | 0.12178 | 0.085068 | 0.12048 | 0.12058 | 0.14612 | 0.16028 | 0.15745 | 0.15239 | 0.15631 | 0.16028 | 0.16431 | 0.16838 | 0.17251 | 0.1767 | 0.18094 | 0.18524
|  | -7 | -6 | -5 | -4 | -3 | -2 | -1 |  | 0 | 1 | 2 | 3 | 4 | 5 | 6 | 7 | 8 | 9 | 10 | 11 | 12 | 13 | 14 | 15 | 16 | 17 | 18 | 19 | 20 | 21 | 22 | 23 | 24 |  |  | Mayfield West 132_11kV Tx2 | 0 | 0 | 12.6969 | -0.054066 | -0.0844 | -0.045291 | -0.053516 | -2.0959 | -0.064321 | -0.050333 | -0.069636 | -0.073123 | -0.007528 | 0.066076 | 0.095194 | 0.076661 | 0.095807 | 0.066925 | 0.094787 | 0.094864 | 0.11496 | 0.12609 | 0.12387 | 0.11989 | 0.12297 | 0.1261 | 0.12926 | 0.13247 | 0.13572 | 0.13901 | 0.14235 | 0.14573
| Transformer Loads | [36 empty] | 0 | 0 | 0 | 0 | 0 | 0 | 0 | 0 | 0 | 0 | 0 | 0 | 0 | 0 | 0 | 0 | 0 | 0 | 0 | 0 | 0 | 0 | 0 | 0 | 0 | 0 | 0 | 0 | 0 | 0 | 0 | 0
| Historical Loads | (11kV MVA) | [7 empty] | 0: Weather Corrected Forecast Loads; 4: (11kV MVA) |  |  |  | 0 | 0 | 0 | 0 | 0 | 0 | 0 | 0 | 0 | 0 | 0 | 0 | 0 | 0 | 0 | 0 | 0 | 0 | 0 | 0 | 0 | 0 | 0 | 0 | 0 | 0 | 0 | 0 | 0 | 0 | 0 | 0
|  | 07/08 | 08/09 | 09/10 | 10/11 | 11/12 | 12/13 | 13/14 |  | 14/15 | 15/16 | 16/17 | 17/18 | 18/19 | 19/20 | 20/21 | 21/22 | 22/23 | 23/24 | 24/25 | 25/26 | 26/27 | 27/28 | 28/29 | 29/30 | 30/31 | 31/32 | 32/33 | 33/34 | 34/35 | 35/36 | 36/37 | 37/38 | 38/39 |  |  |  | 0 | 0 | 0 | 0 | 0 | 0 | 0 | 0 | 0 | 0 | 0 | 0 | 0 | 0 | 0 | 0 | 0 | 0 | 0 | 0 | 0 | 0 | 0 | 0 | 0 | 0 | 0 | 0 | 0 | 0 | 0 | 0
| 0 | [36 empty] | 0 | 0 | 0 | 0 | 0 | 0 | 0 | 0 | 0 | 0 | 0 | 0 | 0 | 0 | 0 | 0 | 0 | 0 | 0 | 0 | 0 | 0 | 0 | 0 | 0 | 0 | 0 | 0 | 0 | 0 | 0 | 0
| Diversity Factor: 0 | [36 empty] | 0 | 0 | 0 | 0 | 0 | 0 | 0 | 0 | 0 | 0 | 0 | 0 | 0 | 0 | 0 | 0 | 0 | 0 | 0 | 0 | 0 | 0 | 0 | 0 | 0 | 0 | 0 | 0 | 0 | 0 | 0 | 0
[38 empty] | 0 | 0 | 0 | 0 | 0 | 0 | 0 | 0 | 0 | 0 | 0 | 0 | 0 | 0 | 0 | 0 | 0 | 0 | 0 | 0 | 0 | 0 | 0 | 0 | 0 | 0 | 0 | 0 | 0 | 0 | 0 | 0
[38 empty] | 0 | 0 | 0 | 0 | 0 | 0 | 0 | 0 | 0 | 0 | 0 | 0 | 0 | 0 | 0 | 0 | 0 | 0 | 0 | 0 | 0 | 0 | 0 | 0 | 0 | 0 | 0 | 0 | 0 | 0 | 0 | 0
| 0 | [36 empty] | 0 | 0 | 0 | 0 | 0 | 0 | 0 | 0 | 0 | 0 | 0 | 0 | 0 | 0 | 0 | 0 | 0 | 0 | 0 | 0 | 0 | 0 | 0 | 0 | 0 | 0 | 0 | 0 | 0 | 0 | 0 | 0
Diversity Factor: 0
[38 empty] | Historical Spots & Transfers | [6 empty] | Forecast Spots & Transfers
[35 empty] | Project Name | From | To | 07/08 | 08/09 | 09/10 | 10/11 | 11/12 | 12/13 | 13/14 | 14/15 | 15/16 | 16/17 | 17/18 | 18/19 | 19/20 | 20/21 | 21/22 | 22/23 | 23/24 | 24/25 | 25/26 | 26/27 | 27/28 | 28/29 | 29/30 | 30/31 | 31/32 | 32/33 | 33/34 | 34/35 | 35/36 | 36/37 | 37/38 | 38/39
| 0 | [33 empty] | Broad based demand management |  | Mayfield West 132_11kV Tx1 | 0 | 0 | 0 | 0 | 0 | 0 | 0 | -0.072241 | -0.0033679 | -0.0050518 | -0.059992 | -0.060621 | 0 | 0 | 0 | 0 | 0 | 0 | 0 | 0 | 0 | 0 | 0 | 0 | 0 | 0 | 0 | 0 | 0 | 0 | 0 | 0
| Diversity Factor: 0 | [33 empty] | Broad based demand management |  | Mayfield West 132_11kV Tx2 | 0 | 0 | 0 | 0 | 0 | 0 | 0 | -0.056834 | -0.0026496 | -0.0039744 | -0.047197 | -0.047692 | 0 | 0 | 0 | 0 | 0 | 0 | 0 | 0 | 0 | 0 | 0 | 0 | 0 | 0 | 0 | 0 | 0 | 0 | 0 | 0
[35 empty] | DNP_ID: 2190. Entire Mayfield zone to Mayfield West | Mayfield 33_11kV Tx2 | Mayfield West 132_11kV Tx1 | 0 | 0 | 6.3501 | 0 | 0 | 0 | 0 | 0 | 0 | 0 | 0 | 0 | 0 | 0 | 0 | 0 | 0 | 0 | 0 | 0 | 0 | 0 | 0 | 0 | 0 | 0 | 0 | 0 | 0 | 0 | 0 | 0
[35 empty] | DNP_ID: 2190. Entire Mayfield zone to Mayfield West | Mayfield 33_11kV Tx2 | Mayfield West 132_11kV Tx2 | 0 | 0 | 4.9957 | 0 | 0 | 0 | 0 | 0 | 0 | 0 | 0 | 0 | 0 | 0 | 0 | 0 | 0 | 0 | 0 | 0 | 0 | 0 | 0 | 0 | 0 | 0 | 0 | 0 | 0 | 0 | 0 | 0
| 0 | [33 empty] | DNP_ID: 2190. Entire Mayfield zone to Mayfield West | Mayfield 33_11kV Tx3 | Mayfield West 132_11kV Tx1 | 0 | 0 | 6.3501 | 0 | 0 | 0 | 0 | 0 | 0 | 0 | 0 | 0 | 0 | 0 | 0 | 0 | 0 | 0 | 0 | 0 | 0 | 0 | 0 | 0 | 0 | 0 | 0 | 0 | 0 | 0 | 0 | 0
| Diversity Factor: 0 | [33 empty] | DNP_ID: 2190. Entire Mayfield zone to Mayfield West | Mayfield 33_11kV Tx3 | Mayfield West 132_11kV Tx2 | 0 | 0 | 4.9957 | 0 | 0 | 0 | 0 | 0 | 0 | 0 | 0 | 0 | 0 | 0 | 0 | 0 | 0 | 0 | 0 | 0 | 0 | 0 | 0 | 0 | 0 | 0 | 0 | 0 | 0 | 0 | 0 | 0
[35 empty] | DNP_ID: 2191. 3.9 MVA To Shortland SAO | Shortland 33_11kV Tx1 | Mayfield West 132_11kV Tx2 | 0 | 0 | 1.3527 | 0 | 0 | 0 | 0 | 0 | 0 | 0 | 0 | 0 | 0 | 0 | 0 | 0 | 0 | 0 | 0 | 0 | 0 | 0 | 0 | 0 | 0 | 0 | 0 | 0 | 0 | 0 | 0 | 0
[35 empty] | DNP_ID: 2191. 3.9 MVA To Shortland SAO | Shortland 33_11kV Tx2 | Mayfield West 132_11kV Tx2 | 0 | 0 | 1.3527 | 0 | 0 | 0 | 0 | 0 | 0 | 0 | 0 | 0 | 0 | 0 | 0 | 0 | 0 | 0 | 0 | 0 | 0 | 0 | 0 | 0 | 0 | 0 | 0 | 0 | 0 | 0 | 0 | 0
| 0 | [33 empty] | DNP_ID: 6841. Mayfield West 11kV Feeder 34849 - Tourle St Interconnection | Mayfield West 132_11kV Tx2 | Mayfield West 132_11kV Tx1 | 0 | 0 | 0 | 0 | 0 | 0 | 0 | 2.6102 | 0 | 0 | 0 | 0 | 0 | 0 | 0 | 0 | 0 | 0 | 0 | 0 | 0 | 0 | 0 | 0 | 0 | 0 | 0 | 0 | 0 | 0 | 0 | 0
| Diversity Factor: 0 | [33 empty] | DNP_ID: 7049. Mayfield West 11kV Feeder 34840 - Havelock St Interconnection | Mayfield West 132_11kV Tx2 | Broadmeadow 132_11kV Tx1 | 0 | 0 | 0 | 0 | 0 | 0 | 0 | 0.19053 | 0 | 0 | 0 | 0 | 0 | 0 | 0 | 0 | 0 | 0 | 0 | 0 | 0 | 0 | 0 | 0 | 0 | 0 | 0 | 0 | 0 | 0 | 0 | 0
[35 empty] | HVCON_ID: 2000089. Tubemakers 11kV Connection |  | Mayfield West 132_11kV Tx1 | 0 | 0 | 0 | 0 | 0 | 0 | 0 | 6.4969 | 0 | 0 | 0 | 0 | 0 | 0 | 0 | 0 | 0 | 0 | 0 | 0 | 0 | 0 | 0 | 0 | 0 | 0 | 0 | 0 | 0 | 0 | 0 | 0
[35 empty] | HVCON_ID: 2013024. SC03645 - Mayfield West Water Treatment Plant |  | Mayfield West 132_11kV Tx2 | 0 | 0 | 0 | 0 | 0 | 0 | 0 | 0.83831 | 0 | 0 | 0 | 0 | 0 | 0 | 0 | 0 | 0 | 0 | 0 | 0 | 0 | 0 | 0 | 0 | 0 | 0 | 0 | 0 | 0 | 0 | 0 | 0
| 0 | [33 empty] | Econometric |  | Mayfield West 132_11kV Tx1 | 0 | 0 | 0 | 0 | 0 | 0 | 0 | 0 | 0 | 0.083493 | 0.15963 | 0.22273 | 0.25388 | 0.27104 | 0.26355 | 0.25578 | 0.25931 | 0.26289 | 0.26651 | 0.27018 | 0.2739 | 0.27767 | 0.28149 | 0.28536 | 0.28928 | 0.29325 | 0.29728 | 0.30135 | 0.30548 | 0.30967 | 0.31391 | 0.3182
| Diversity Factor: 0 | [33 empty] | Econometric |  | Mayfield West 132_11kV Tx2 | 0 | 0 | 0 | 0 | 0 | 0 | 0 | 0 | 0 | 0.065686 | 0.12558 | 0.17523 | 0.19973 | 0.21324 | 0.20734 | 0.20123 | 0.20401 | 0.20682 | 0.20967 | 0.21256 | 0.21549 | 0.21845 | 0.22146 | 0.2245 | 0.22758 | 0.23071 | 0.23387 | 0.23708 | 0.24033 | 0.24362 | 0.24696 | 0.25034
[35 empty] | Energy Efficiency |  | Mayfield West 132_11kV Tx1 | 0 | 0 | 0 | 0 | 0 | 0 | 0 | -0.045151 | -0.019746 | -0.076186 | -0.11548 | -0.17728 | -0.1815 | -0.10126 | -0.059591 | -0.074062 | -0.073048 | -0.10058 | -0.068788 | -0.072361 | -0.050538 | -0.040154 | -0.046795 | -0.055727 | -0.055727 | -0.055727 | -0.055727 | -0.055727 | -0.055727 | -0.055727 | -0.055727 | -0.055727
[35 empty] | Energy Efficiency |  | Mayfield West 132_11kV Tx2 | 0 | 0 | 0 | 0 | 0 | 0 | 0 | -0.035522 | -0.015535 | -0.059937 | -0.090847 | -0.13947 | -0.14279 | -0.079666 | -0.046882 | -0.058266 | -0.057469 | -0.079129 | -0.054117 | -0.056928 | -0.03976 | -0.03159 | -0.036815 | -0.043842 | -0.043842 | -0.043842 | -0.043842 | -0.043842 | -0.043842 | -0.043842 | -0.043842 | -0.043842
| 0 | [33 empty] | Solar PV |  | Mayfield West 132_11kV Tx1 | 0 | 0 | 0 | -0.068724 | -0.10728 | -0.057569 | -0.068024 | -0.052284 | -0.058645 | -0.066233 | -0.072675 | -0.07778 | -0.08194 | -0.08579 | -0.08296 | -0.084279 | -0.064486 | -0.077242 | -0.077242 | -0.077242 | -0.077242 | -0.077242 | -0.077242 | -0.077242 | -0.077242 | -0.077242 | -0.077242 | -0.077242 | -0.077242 | -0.077242 | -0.077242 | -0.077242
| Diversity Factor: 0 | [33 empty] | Solar PV |  | Mayfield West 132_11kV Tx2 | 0 | 0 | 0 | -0.054066 | -0.0844 | -0.045291 | -0.053516 | -0.041133 | -0.046137 | -0.052107 | -0.057175 | -0.061191 | -0.064464 | -0.067493 | -0.065267 | -0.066304 | -0.050733 | -0.060768 | -0.060768 | -0.060768 | -0.060768 | -0.060768 | -0.060768 | -0.060768 | -0.060768 | -0.060768 | -0.060768 | -0.060768 | -0.060768 | -0.060768 | -0.060768 | -0.060768
0
Diversity Factor: 0
0
Diversity Factor: 0
0
Diversity Factor: 0
| Weather Correction and Public Holiday Factors | [8 empty] | Forecast ROG
ROG Justification
| Actual loads for season 13/14 have been weather corrected by the following: | [6 empty] | -0.07553% |  | 5 year ROG ok | [59 empty] | 5 year ROG ok
1 | 2 | 3 | 4 | 5 | 6 | 7 | 8 | 9 | 10 | 14/15 | 15/16 | 16/17 | 17/18 | 18/19 | 19/20 | 20/21 | 21/22 | 22/23 | 23/24 | 24/25 | 25/26 | 26/27 | 27/28 | 28/29 | 29/30 | 30/31 | 31/32 | 32/33 | 33/34 | 34/35 | 35/36 | 36/37 | 37/38 | 38/39
0.99989 | 0.99978 | 0.99971 | 0.99968 | 0.99968 | 0.99968 | 0.99968 | 0.99968 | 0.99968 | 0.99968 | -0.011% | -0.011% | -0.007% | -0.003% | 0% | 0% | 0% | 0% | 0% | 0% | 0% | 0% | 0% | 0% | 0% | 0% | 0% | 0% | 0% | 0% | 0% | 0% | 0% | 0% | 0%
Substation Load Detail
[7 empty] | Units | 13/14 |  | 14/15 | 15/16 | 16/17 | 17/18 | 18/19 | 19/20 | 20/21 | 21/22 | 22/23 | 23/24 | 24/25 | 25/26 | 26/27 | 27/28 | 28/29 | 29/30 | 30/31 | 31/32 | 32/33 | 33/34 | 34/35 | 35/36 | 36/37 | 37/38 | 38/39
1 | Mayfield West 132_11kV | Compensated |  | Load (LV side) |  |  | Amps | 0 |  | 1625.434 | 1617.575 | 1611.448 | 1603.084 | 1594.368 | 1593.47 | 1601.347 | 1612.694 | 1621.832 | 1633.252 | 1641.23 | 1652.529 | 1663.836 | 1677.54 | 1692.57 | 1707.336 | 1721.627 | 1736.286 | 1751.317 | 1766.725 | 1782.516 | 1798.694 | 1815.265 | 1832.233 | 1849.604
|  |  |  | Apparent Power |  |  | MVA | 22.949 | 24.13 | 30.9687 | 30.819 | 30.7022 | 30.5429 | 30.3768 | 30.3597 | 30.5098 | 30.726 | 30.9001 | 31.1176 | 31.2696 | 31.4849 | 31.7004 | 31.9614 | 32.2478 | 32.5291 | 32.8014 | 33.0807 | 33.3671 | 33.6606 | 33.9615 | 34.2697 | 34.5854 | 34.9087 | 35.2397
|  |  |  | Real Power |  |  | MW | 20.643 | 21.7053 | 27.8568 | 27.7221 | 27.6171 | 27.4738 | 27.3244 | 27.309 | 27.444 | 27.6385 | 27.7951 | 27.9908 | 28.1275 | 28.3212 | 28.515 | 28.7498 | 29.0074 | 29.2605 | 29.5054 | 29.7566 | 30.0142 | 30.2783 | 30.5489 | 30.8262 | 31.1102 | 31.401 | 31.6987
|  |  |  | Reactive Power |  |  | MVAr | 0 |  | 13.5298 | 13.4644 | 13.4134 | 13.3438 | 13.2712 | 13.2638 | 13.3293 | 13.4238 | 13.4998 | 13.5949 | 13.6613 | 13.7553 | 13.8495 | 13.9635 | 14.0886 | 14.2116 | 14.3305 | 14.4525 | 14.5776 | 14.7059 | 14.8373 | 14.972 | 15.1099 | 15.2512 | 15.3958
|  |  |  | Capacitors In Service |  |  | MVAr | 0 |  | 0 | 0 | 0 | 0 | 0 | 0 | 0 | 0 | 0 | 0 | 0 | 0 | 0 | 0 | 0 | 0 | 0 | 0 | 0 | 0 | 0 | 0 | 0 | 0 | 0
|  |  |  | PF |  |  |  | 0.89952 |  | 0.89952 | 0.89952 | 0.89952 | 0.89952 | 0.89952 | 0.89952 | 0.89952 | 0.89952 | 0.89952 | 0.89952 | 0.89952 | 0.89952 | 0.89952 | 0.89952 | 0.89952 | 0.89952 | 0.89952 | 0.89952 | 0.89952 | 0.89952 | 0.89952 | 0.89952 | 0.89952 | 0.89952 | 0.89952
0.82518 | Diversity Factor: 0.83 | Uncompensated |  | Reactive Power |  |  | MVAr | 0 | 10.5421 | 13.5298 | 13.4644 | 13.4134 | 13.3438 | 13.2712 | 13.2638 | 13.3293 | 13.4238 | 13.4998 | 13.5949 | 13.6613 | 13.7553 | 13.8495 | 13.9635 | 14.0886 | 14.2116 | 14.3305 | 14.4525 | 14.5776 | 14.7059 | 14.8373 | 14.972 | 15.1099 | 15.2512 | 15.3958
|  |  |  | PF |  |  |  | 0.89952 |  | 0.89952 | 0.89952 | 0.89952 | 0.89952 | 0.89952 | 0.89952 | 0.89952 | 0.89952 | 0.89952 | 0.89952 | 0.89952 | 0.89952 | 0.89952 | 0.89952 | 0.89952 | 0.89952 | 0.89952 | 0.89952 | 0.89952 | 0.89952 | 0.89952 | 0.89952 | 0.89952 | 0.89952 | 0.89952
[10 empty] | 1 | 2 | 3 | 4 | 5 | 6 | 7 | 8 | 9 | 10 | 11 | 12 | 13 | 14 | 15 | 16 | 17 | 18 | 19 | 20 | 21 | 22 | 23 | 24 | 25
Transformer Load Detail
[7 empty] | Units | 13/14 |  | 14/15 | 15/16 | 16/17 | 17/18 | 18/19 | 19/20 | 20/21 | 21/22 | 22/23 | 23/24 | 24/25 | 25/26 | 26/27 | 27/28 | 28/29 | 29/30 | 30/31 | 31/32 | 32/33 | 33/34 | 34/35 | 35/36 | 36/37 | 37/38 | 38/39
| 0 | Compensated |  | Load (LV side) |  |  | Amps
|  |  |  | Apparent Power |  |  | MVA
|  |  |  | Real Power |  |  | MW
|  |  |  | Reactive Power |  |  | MVAr
|  |  |  | Capacitors In Service |  |  | MVAr
PF
| Zone Div: | Uncompensated |  | Reactive Power |  |  | MVAr
PF
| 0 | Compensated |  | Load (LV side) |  |  | Amps
|  |  |  | Apparent Power |  |  | MVA
|  |  |  | Real Power |  |  | MW
|  |  |  | Reactive Power |  |  | MVAr
|  |  |  | Capacitors In Service |  |  | MVAr
PF
| Zone Div: | Uncompensated |  | Reactive Power |  |  | MVAr
PF
| 0 | Compensated |  | Load (LV side) |  |  | Amps
|  |  |  | Apparent Power |  |  | MVA
|  |  |  | Real Power |  |  | MW
|  |  |  | Reactive Power |  |  | MVAr
|  |  |  | Capacitors In Service |  |  | MVAr
PF
| Zone Div: | Uncompensated |  | Reactive Power |  |  | MVAr
PF
| 0 | Compensated |  | Load (LV side) |  |  | Amps
|  |  |  | Apparent Power |  |  | MVA
|  |  |  | Real Power |  |  | MW
|  |  |  | Reactive Power |  |  | MVAr
|  |  |  | Capacitors In Service |  |  | MVAr
PF
| Zone Div: | Uncompensated |  | Reactive Power |  |  | MVAr
PF
| 0 | Compensated |  | Load (LV side) |  |  | Amps
|  |  |  | Apparent Power |  |  | MVA
|  |  |  | Real Power |  |  | MW
|  |  |  | Reactive Power |  |  | MVAr
|  |  |  | Capacitors In Service |  |  | MVAr
PF
| Zone Div: | Uncompensated |  | Reactive Power |  |  | MVAr
PF
| 0 | Compensated |  | Load (LV side) |  |  | Amps
|  |  |  | Apparent Power |  |  | MVA
|  |  |  | Real Power |  |  | MW
|  |  |  | Reactive Power |  |  | MVAr
|  |  |  | Capacitors In Service |  |  | MVAr
PF
| Zone Div: | Uncompensated |  | Reactive Power |  |  | MVAr
PF
| 0 | Compensated |  | Load (LV side) |  |  | Amps
|  |  |  | Apparent Power |  |  | MVA
|  |  |  | Real Power |  |  | MW
|  |  |  | Reactive Power |  |  | MVAr
|  |  |  | Capacitors In Service |  |  | MVAr
PF
| Zone Div: | Uncompensated |  | Reactive Power |  |  | MVAr
PF
| 0 | Compensated |  | Load (LV side) |  |  | Amps
|  |  |  | Apparent Power |  |  | MVA
|  |  |  | Real Power |  |  | MW
|  |  |  | Reactive Power |  |  | MVAr
|  |  |  | Capacitors In Service |  |  | MVAr
PF
| Zone Div: | Uncompensated |  | Reactive Power |  |  | MVAr
PF
| 0 | Compensated |  | Load (LV side) |  |  | Amps
|  |  |  | Apparent Power |  |  | MVA
|  |  |  | Real Power |  |  | MW
|  |  |  | Reactive Power |  |  | MVAr
|  |  |  | Capacitors In Service |  |  | MVAr
PF
| Zone Div: | Uncompensated |  | Reactive Power |  |  | MVAr
PF
| 0 | Compensated |  | Load (LV side) |  |  | Amps
|  |  |  | Apparent Power |  |  | MVA
|  |  |  | Real Power |  |  | MW
|  |  |  | Reactive Power |  |  | MVAr
|  |  |  | Capacitors In Service |  |  | MVAr
PF
| Zone Div: | Uncompensated |  | Reactive Power |  |  | MVAr
PF

## Customer43
| Customer43 | [16 empty] | 2015 | SUMMER
| Substation Total Loads | [33 empty] | Spots & Transfers Detail
| Historical Loads | MVA | [7 empty] | Weather Corrected Forecast Loads |  |  |  | MVA | [20 empty] | Spots & Transfers Summary | MVA |  | Historical Spots & Transfers | [6 empty] | Forecast Spots & Transfers
|  | 07/08 | 08/09 | 09/10 | 10/11 | 11/12 | 12/13 | 13/14 |  | 14/15 | 15/16 | 16/17 | 17/18 | 18/19 | 19/20 | 20/21 | 21/22 | 22/23 | 23/24 | 24/25 | 25/26 | 26/27 | 27/28 | 28/29 | 29/30 | 30/31 | 31/32 | 32/33 | 33/34 | 34/35 | 35/36 | 36/37 | 37/38 | 38/39 |  |  |  | 07/08 | 08/09 | 09/10 | 10/11 | 11/12 | 12/13 | 13/14 | 14/15 | 15/16 | 16/17 | 17/18 | 18/19 | 19/20 | 20/21 | 21/22 | 22/23 | 23/24 | 24/25 | 25/26 | 26/27 | 27/28 | 28/29 | 29/30 | 30/31 | 31/32 | 32/33 | 33/34 | 34/35 | 35/36 | 36/37 | 37/38 | 38/39
| Total |  |  |  | 3.871 | 4.728 | 4.519 | 6.196 |  | 6.196 | 6.196 | 6.196 | 6.196 | 6.196 | 6.196 | 6.196 | 6.196 | 6.196 | 6.196 | 6.196 | 6.196 | 6.196 | 6.196 | 6.196 | 6.196 | 6.196 | 6.196 | 6.196 | 6.196 | 6.196 | 6.196 | 6.196 | 6.196 | 6.196 |  |  | Total
Firm Rating
| Total Capacity | [36 empty] | 0 | 0 | 0 | 0 | 0 | 0 | 0 | 0 | 0 | 0 | 0 | 0 | 0 | 0 | 0 | 0 | 0 | 0 | 0 | 0 | 0 | 0 | 0 | 0 | 0 | 0 | 0 | 0 | 0 | 0 | 0 | 0
|  | -7 | -6 | -5 | -4 | -3 | -2 | -1 |  | 0 | 1 | 2 | 3 | 4 | 5 | 6 | 7 | 8 | 9 | 10 | 11 | 12 | 13 | 14 | 15 | 16 | 17 | 18 | 19 | 20 | 21 | 22 | 23 | 24 |  |  |  | 0 | 0 | 0 | 0 | 0 | 0 | 0 | 0 | 0 | 0 | 0 | 0 | 0 | 0 | 0 | 0 | 0 | 0 | 0 | 0 | 0 | 0 | 0 | 0 | 0 | 0 | 0 | 0 | 0 | 0 | 0 | 0
| Transformer Loads | [36 empty] | 0 | 0 | 0 | 0 | 0 | 0 | 0 | 0 | 0 | 0 | 0 | 0 | 0 | 0 | 0 | 0 | 0 | 0 | 0 | 0 | 0 | 0 | 0 | 0 | 0 | 0 | 0 | 0 | 0 | 0 | 0 | 0
| Historical Loads | MVA | [7 empty] | Weather Corrected Forecast Loads |  |  |  | MVA | [23 empty] | 0 | 0 | 0 | 0 | 0 | 0 | 0 | 0 | 0 | 0 | 0 | 0 | 0 | 0 | 0 | 0 | 0 | 0 | 0 | 0 | 0 | 0 | 0 | 0 | 0 | 0 | 0 | 0 | 0 | 0 | 0 | 0
|  | 07/08 | 08/09 | 09/10 | 10/11 | 11/12 | 12/13 | 13/14 |  | 14/15 | 15/16 | 16/17 | 17/18 | 18/19 | 19/20 | 20/21 | 21/22 | 22/23 | 23/24 | 24/25 | 25/26 | 26/27 | 27/28 | 28/29 | 29/30 | 30/31 | 31/32 | 32/33 | 33/34 | 34/35 | 35/36 | 36/37 | 37/38 | 38/39 |  |  |  | 0 | 0 | 0 | 0 | 0 | 0 | 0 | 0 | 0 | 0 | 0 | 0 | 0 | 0 | 0 | 0 | 0 | 0 | 0 | 0 | 0 | 0 | 0 | 0 | 0 | 0 | 0 | 0 | 0 | 0 | 0 | 0
| 0 | [36 empty] | 0 | 0 | 0 | 0 | 0 | 0 | 0 | 0 | 0 | 0 | 0 | 0 | 0 | 0 | 0 | 0 | 0 | 0 | 0 | 0 | 0 | 0 | 0 | 0 | 0 | 0 | 0 | 0 | 0 | 0 | 0 | 0
| Diversity Factor: 0 | [36 empty] | 0 | 0 | 0 | 0 | 0 | 0 | 0 | 0 | 0 | 0 | 0 | 0 | 0 | 0 | 0 | 0 | 0 | 0 | 0 | 0 | 0 | 0 | 0 | 0 | 0 | 0 | 0 | 0 | 0 | 0 | 0 | 0
[38 empty] | 0 | 0 | 0 | 0 | 0 | 0 | 0 | 0 | 0 | 0 | 0 | 0 | 0 | 0 | 0 | 0 | 0 | 0 | 0 | 0 | 0 | 0 | 0 | 0 | 0 | 0 | 0 | 0 | 0 | 0 | 0 | 0
[38 empty] | 0 | 0 | 0 | 0 | 0 | 0 | 0 | 0 | 0 | 0 | 0 | 0 | 0 | 0 | 0 | 0 | 0 | 0 | 0 | 0 | 0 | 0 | 0 | 0 | 0 | 0 | 0 | 0 | 0 | 0 | 0 | 0
| 0 | [36 empty] | 0 | 0 | 0 | 0 | 0 | 0 | 0 | 0 | 0 | 0 | 0 | 0 | 0 | 0 | 0 | 0 | 0 | 0 | 0 | 0 | 0 | 0 | 0 | 0 | 0 | 0 | 0 | 0 | 0 | 0 | 0 | 0
Diversity Factor: 0
[38 empty] | Historical Spots & Transfers | [6 empty] | Forecast Spots & Transfers
[35 empty] | Project Name | From | To | 07/08 | 08/09 | 09/10 | 10/11 | 11/12 | 12/13 | 13/14 | 14/15 | 15/16 | 16/17 | 17/18 | 18/19 | 19/20 | 20/21 | 21/22 | 22/23 | 23/24 | 24/25 | 25/26 | 26/27 | 27/28 | 28/29 | 29/30 | 30/31 | 31/32 | 32/33 | 33/34 | 34/35 | 35/36 | 36/37 | 37/38 | 38/39
0
Diversity Factor: 0
0
Diversity Factor: 0
0
Diversity Factor: 0
0
Diversity Factor: 0
0
Diversity Factor: 0
0
Diversity Factor: 0
0
Diversity Factor: 0
0
Diversity Factor: 0
| Weather Correction and Public Holiday Factors | [8 empty] | Forecast ROG
ROG Justification
| Actual loads for season 13/14 have been weather corrected by the following: | [6 empty] | 0% |  | N/A | [59 empty] | N/A
1 | 2 | 3 | 4 | 5 | 6 | 7 | 8 | 9 | 10 | 14/15 | 15/16 | 16/17 | 17/18 | 18/19 | 19/20 | 20/21 | 21/22 | 22/23 | 23/24 | 24/25 | 25/26 | 26/27 | 27/28 | 28/29 | 29/30 | 30/31 | 31/32 | 32/33 | 33/34 | 34/35 | 35/36 | 36/37 | 37/38 | 38/39
1 | 1 | 1 | 1 | 1 | 1 | 1 | 1 | 1 | 1 | 0% | 0% | 0% | 0% | 0% | 0% | 0% | 0% | 0% | 0% | 0% | 0% | 0% | 0% | 0% | 0% | 0% | 0% | 0% | 0% | 0% | 0% | 0% | 0% | 0%
Substation Load Detail
[7 empty] | Units | 13/14 |  | 14/15 | 15/16 | 16/17 | 17/18 | 18/19 | 19/20 | 20/21 | 21/22 | 22/23 | 23/24 | 24/25 | 25/26 | 26/27 | 27/28 | 28/29 | 29/30 | 30/31 | 31/32 | 32/33 | 33/34 | 34/35 | 35/36 | 36/37 | 37/38 | 38/39
1 | Customer43 | Compensated |  | Load (LV side) |  |  | Amps | 108 |  | 108 | 108 | 108 | 108 | 108 | 108 | 108 | 108 | 108 | 108 | 108 | 108 | 108 | 108 | 108 | 108 | 108 | 108 | 108 | 108 | 108 | 108 | 108 | 108 | 108
|  |  |  | Apparent Power |  |  | MVA | 6.196 |  | 6.196 | 6.196 | 6.196 | 6.196 | 6.196 | 6.196 | 6.196 | 6.196 | 6.196 | 6.196 | 6.196 | 6.196 | 6.196 | 6.196 | 6.196 | 6.196 | 6.196 | 6.196 | 6.196 | 6.196 | 6.196 | 6.196 | 6.196 | 6.196 | 6.196
|  |  |  | Real Power |  |  | MW | 5.5764 |  | 5.5764 | 5.5764 | 5.5764 | 5.5764 | 5.5764 | 5.5764 | 5.5764 | 5.5764 | 5.5764 | 5.5764 | 5.5764 | 5.5764 | 5.5764 | 5.5764 | 5.5764 | 5.5764 | 5.5764 | 5.5764 | 5.5764 | 5.5764 | 5.5764 | 5.5764 | 5.5764 | 5.5764 | 5.5764
|  |  |  | Reactive Power |  |  | MVAr | 2.7008 |  | 2.7008 | 2.7008 | 2.7008 | 2.7008 | 2.7008 | 2.7008 | 2.7008 | 2.7008 | 2.7008 | 2.7008 | 2.7008 | 2.7008 | 2.7008 | 2.7008 | 2.7008 | 2.7008 | 2.7008 | 2.7008 | 2.7008 | 2.7008 | 2.7008 | 2.7008 | 2.7008 | 2.7008 | 2.7008
|  |  |  | Capacitors In Service |  |  | MVAr | 0 |  | 0 | 0 | 0 | 0 | 0 | 0 | 0 | 0 | 0 | 0 | 0 | 0 | 0 | 0 | 0 | 0 | 0 | 0 | 0 | 0 | 0 | 0 | 0 | 0 | 0
|  |  |  | PF |  |  |  | 0.9 |  | 0.9 | 0.9 | 0.9 | 0.9 | 0.9 | 0.9 | 0.9 | 0.9 | 0.9 | 0.9 | 0.9 | 0.9 | 0.9 | 0.9 | 0.9 | 0.9 | 0.9 | 0.9 | 0.9 | 0.9 | 0.9 | 0.9 | 0.9 | 0.9 | 0.9
0.29194 | Diversity Factor: 0.29 | Uncompensated |  | Reactive Power |  |  | MVAr | 2.7008 |  | 2.7008 | 2.7008 | 2.7008 | 2.7008 | 2.7008 | 2.7008 | 2.7008 | 2.7008 | 2.7008 | 2.7008 | 2.7008 | 2.7008 | 2.7008 | 2.7008 | 2.7008 | 2.7008 | 2.7008 | 2.7008 | 2.7008 | 2.7008 | 2.7008 | 2.7008 | 2.7008 | 2.7008 | 2.7008
|  |  |  | PF |  |  |  | 0.9 |  | 0.9 | 0.9 | 0.9 | 0.9 | 0.9 | 0.9 | 0.9 | 0.9 | 0.9 | 0.9 | 0.9 | 0.9 | 0.9 | 0.9 | 0.9 | 0.9 | 0.9 | 0.9 | 0.9 | 0.9 | 0.9 | 0.9 | 0.9 | 0.9 | 0.9
[10 empty] | 1 | 2 | 3 | 4 | 5 | 6 | 7 | 8 | 9 | 10 | 11 | 12 | 13 | 14 | 15 | 16 | 17 | 18 | 19 | 20 | 21 | 22 | 23 | 24 | 25
Transformer Load Detail
[7 empty] | Units | 13/14 |  | 14/15 | 15/16 | 16/17 | 17/18 | 18/19 | 19/20 | 20/21 | 21/22 | 22/23 | 23/24 | 24/25 | 25/26 | 26/27 | 27/28 | 28/29 | 29/30 | 30/31 | 31/32 | 32/33 | 33/34 | 34/35 | 35/36 | 36/37 | 37/38 | 38/39
| 0 | Compensated |  | Load (LV side) |  |  | Amps
|  |  |  | Apparent Power |  |  | MVA
|  |  |  | Real Power |  |  | MW
|  |  |  | Reactive Power |  |  | MVAr
|  |  |  | Capacitors In Service |  |  | MVAr
PF
| Zone Div: | Uncompensated |  | Reactive Power |  |  | MVAr
PF
| 0 | Compensated |  | Load (LV side) |  |  | Amps
|  |  |  | Apparent Power |  |  | MVA
|  |  |  | Real Power |  |  | MW
|  |  |  | Reactive Power |  |  | MVAr
|  |  |  | Capacitors In Service |  |  | MVAr
PF
| Zone Div: | Uncompensated |  | Reactive Power |  |  | MVAr
PF
| 0 | Compensated |  | Load (LV side) |  |  | Amps
|  |  |  | Apparent Power |  |  | MVA
|  |  |  | Real Power |  |  | MW
|  |  |  | Reactive Power |  |  | MVAr
|  |  |  | Capacitors In Service |  |  | MVAr
PF
| Zone Div: | Uncompensated |  | Reactive Power |  |  | MVAr
PF
| 0 | Compensated |  | Load (LV side) |  |  | Amps
|  |  |  | Apparent Power |  |  | MVA
|  |  |  | Real Power |  |  | MW
|  |  |  | Reactive Power |  |  | MVAr
|  |  |  | Capacitors In Service |  |  | MVAr
PF
| Zone Div: | Uncompensated |  | Reactive Power |  |  | MVAr
PF
| 0 | Compensated |  | Load (LV side) |  |  | Amps
|  |  |  | Apparent Power |  |  | MVA
|  |  |  | Real Power |  |  | MW
|  |  |  | Reactive Power |  |  | MVAr
|  |  |  | Capacitors In Service |  |  | MVAr
PF
| Zone Div: | Uncompensated |  | Reactive Power |  |  | MVAr
PF
| 0 | Compensated |  | Load (LV side) |  |  | Amps
|  |  |  | Apparent Power |  |  | MVA
|  |  |  | Real Power |  |  | MW
|  |  |  | Reactive Power |  |  | MVAr
|  |  |  | Capacitors In Service |  |  | MVAr
PF
| Zone Div: | Uncompensated |  | Reactive Power |  |  | MVAr
PF
| 0 | Compensated |  | Load (LV side) |  |  | Amps
|  |  |  | Apparent Power |  |  | MVA
|  |  |  | Real Power |  |  | MW
|  |  |  | Reactive Power |  |  | MVAr
|  |  |  | Capacitors In Service |  |  | MVAr
PF
| Zone Div: | Uncompensated |  | Reactive Power |  |  | MVAr
PF
| 0 | Compensated |  | Load (LV side) |  |  | Amps
|  |  |  | Apparent Power |  |  | MVA
|  |  |  | Real Power |  |  | MW
|  |  |  | Reactive Power |  |  | MVAr
|  |  |  | Capacitors In Service |  |  | MVAr
PF
| Zone Div: | Uncompensated |  | Reactive Power |  |  | MVAr
PF
| 0 | Compensated |  | Load (LV side) |  |  | Amps
|  |  |  | Apparent Power |  |  | MVA
|  |  |  | Real Power |  |  | MW
|  |  |  | Reactive Power |  |  | MVAr
|  |  |  | Capacitors In Service |  |  | MVAr
PF
| Zone Div: | Uncompensated |  | Reactive Power |  |  | MVAr
PF
| 0 | Compensated |  | Load (LV side) |  |  | Amps
|  |  |  | Apparent Power |  |  | MVA
|  |  |  | Real Power |  |  | MW
|  |  |  | Reactive Power |  |  | MVAr
|  |  |  | Capacitors In Service |  |  | MVAr
PF
| Zone Div: | Uncompensated |  | Reactive Power |  |  | MVAr
PF

## Shortland 33_11kV
| Shortland 33_11kV | [16 empty] | 2015 | SUMMER
[6 empty] | Zone decommissioned |  | 2012-05-13
| Substation Total Loads | [33 empty] | Spots & Transfers Detail
| Historical Loads | (11kV MVA) | [7 empty] | Weather Corrected Forecast Loads |  |  |  | (11kV MVA) | [20 empty] | Spots & Transfers Summary | (11kV MVA) |  | Historical Spots & Transfers | [6 empty] | Forecast Spots & Transfers
|  | 07/08 | 08/09 | 09/10 | 10/11 | 11/12 | 12/13 | 13/14 |  | 14/15 | 15/16 | 16/17 | 17/18 | 18/19 | 19/20 | 20/21 | 21/22 | 22/23 | 23/24 | 24/25 | 25/26 | 26/27 | 27/28 | 28/29 | 29/30 | 30/31 | 31/32 | 32/33 | 33/34 | 34/35 | 35/36 | 36/37 | 37/38 | 38/39 |  |  |  | 07/08 | 08/09 | 09/10 | 10/11 | 11/12 | 12/13 | 13/14 | 14/15 | 15/16 | 16/17 | 17/18 | 18/19 | 19/20 | 20/21 | 21/22 | 22/23 | 23/24 | 24/25 | 25/26 | 26/27 | 27/28 | 28/29 | 29/30 | 30/31 | 31/32 | 32/33 | 33/34 | 34/35 | 35/36 | 36/37 | 37/38 | 38/39
| Total | 27.158 | 30 | 29.8 | 28.389 | 3.6 |  |  |  | 0 | 0 | 0 | 0 | 0 | 0 | 0 | 0 | 0 | 0 | 0 | 0 | 0 | 0 | 0 | 0 | 0 | 0 | 0 | 0 | 0 | 0 | 0 | 0 | 0 |  |  | Total | 4.0963 | 0.93167 | -1.5052 | 0 | -20.5958 | -6.3445 | 0 | 0 | 0 | 0 | 0 | 0 | 0 | 0 | 0 | 0 | 0 | 0 | 0 | 0 | 0 | 0 | 0 | 0 | 0 | 0 | 0 | 0 | 0 | 0 | 0 | 0
| Firm Rating | 0 | 0 | 33.4 | 33.4 | 33.4 | 0 | 0 |  | 0 | 0 | 0 | 0 | 0 | 0 | 0 | 0 | 0 | 0 | 0 | 0 | 0 | 0 | 0 | 0 | 0 | 0 | 0 | 0 | 0 | 0 | 0 | 0 | 0
| Total Capacity | 0 | 0 | 63.31 | 63.31 | 63.31 | 0 | 0 |  | 0 | 0 | 0 | 0 | 0 | 0 | 0 | 0 | 0 | 0 | 0 | 0 | 0 | 0 | 0 | 0 | 0 | 0 | 0 | 0 | 0 | 0 | 0 | 0 | 0 |  |  | Shortland 33_11kV Tx1 | 2.0482 | 0.46584 | -0.75258 | 0 | -10.2979 | -3.1723 | 0 | 0 | 0 | 0 | 0 | 0 | 0 | 0 | 0 | 0 | 0 | 0 | 0 | 0 | 0 | 0 | 0 | 0 | 0 | 0 | 0 | 0 | 0 | 0 | 0 | 0
|  | -7 | -6 | -5 | -4 | -3 | -2 | -1 |  | 0 | 1 | 2 | 3 | 4 | 5 | 6 | 7 | 8 | 9 | 10 | 11 | 12 | 13 | 14 | 15 | 16 | 17 | 18 | 19 | 20 | 21 | 22 | 23 | 24 |  |  | Shortland 33_11kV Tx2 | 2.0482 | 0.46584 | -0.75258 | 0 | -10.2979 | -3.1723 | 0 | 0 | 0 | 0 | 0 | 0 | 0 | 0 | 0 | 0 | 0 | 0 | 0 | 0 | 0 | 0 | 0 | 0 | 0 | 0 | 0 | 0 | 0 | 0 | 0 | 0
| Transformer Loads | [36 empty] | 0 | 0 | 0 | 0 | 0 | 0 | 0 | 0 | 0 | 0 | 0 | 0 | 0 | 0 | 0 | 0 | 0 | 0 | 0 | 0 | 0 | 0 | 0 | 0 | 0 | 0 | 0 | 0 | 0 | 0 | 0 | 0
| Historical Loads | (11kV MVA) | [7 empty] | Weather Corrected Forecast Loads |  |  |  | (11kV MVA) | [23 empty] | 0 | 0 | 0 | 0 | 0 | 0 | 0 | 0 | 0 | 0 | 0 | 0 | 0 | 0 | 0 | 0 | 0 | 0 | 0 | 0 | 0 | 0 | 0 | 0 | 0 | 0 | 0 | 0 | 0 | 0 | 0 | 0
|  | 07/08 | 08/09 | 09/10 | 10/11 | 11/12 | 12/13 | 13/14 |  | 14/15 | 15/16 | 16/17 | 17/18 | 18/19 | 19/20 | 20/21 | 21/22 | 22/23 | 23/24 | 24/25 | 25/26 | 26/27 | 27/28 | 28/29 | 29/30 | 30/31 | 31/32 | 32/33 | 33/34 | 34/35 | 35/36 | 36/37 | 37/38 | 38/39 |  |  |  | 0 | 0 | 0 | 0 | 0 | 0 | 0 | 0 | 0 | 0 | 0 | 0 | 0 | 0 | 0 | 0 | 0 | 0 | 0 | 0 | 0 | 0 | 0 | 0 | 0 | 0 | 0 | 0 | 0 | 0 | 0 | 0
| 0 | [36 empty] | 0 | 0 | 0 | 0 | 0 | 0 | 0 | 0 | 0 | 0 | 0 | 0 | 0 | 0 | 0 | 0 | 0 | 0 | 0 | 0 | 0 | 0 | 0 | 0 | 0 | 0 | 0 | 0 | 0 | 0 | 0 | 0
| Diversity Factor: 0 | [36 empty] | 0 | 0 | 0 | 0 | 0 | 0 | 0 | 0 | 0 | 0 | 0 | 0 | 0 | 0 | 0 | 0 | 0 | 0 | 0 | 0 | 0 | 0 | 0 | 0 | 0 | 0 | 0 | 0 | 0 | 0 | 0 | 0
[38 empty] | 0 | 0 | 0 | 0 | 0 | 0 | 0 | 0 | 0 | 0 | 0 | 0 | 0 | 0 | 0 | 0 | 0 | 0 | 0 | 0 | 0 | 0 | 0 | 0 | 0 | 0 | 0 | 0 | 0 | 0 | 0 | 0
[38 empty] | 0 | 0 | 0 | 0 | 0 | 0 | 0 | 0 | 0 | 0 | 0 | 0 | 0 | 0 | 0 | 0 | 0 | 0 | 0 | 0 | 0 | 0 | 0 | 0 | 0 | 0 | 0 | 0 | 0 | 0 | 0 | 0
| 0 | [36 empty] | 0 | 0 | 0 | 0 | 0 | 0 | 0 | 0 | 0 | 0 | 0 | 0 | 0 | 0 | 0 | 0 | 0 | 0 | 0 | 0 | 0 | 0 | 0 | 0 | 0 | 0 | 0 | 0 | 0 | 0 | 0 | 0
Diversity Factor: 0
[38 empty] | Historical Spots & Transfers | [6 empty] | Forecast Spots & Transfers
[35 empty] | Project Name | From | To | 07/08 | 08/09 | 09/10 | 10/11 | 11/12 | 12/13 | 13/14 | 14/15 | 15/16 | 16/17 | 17/18 | 18/19 | 19/20 | 20/21 | 21/22 | 22/23 | 23/24 | 24/25 | 25/26 | 26/27 | 27/28 | 28/29 | 29/30 | 30/31 | 31/32 | 32/33 | 33/34 | 34/35 | 35/36 | 36/37 | 37/38 | 38/39
| 0 | [33 empty] | DNP_ID: 2170. New Lambton to Shortland. SAO July 07 | New Lambton 33_11kV Tx1 | Shortland 33_11kV Tx1 | 0.12384 | 0 | 0 | 0 | 0 | 0 | 0 | 0 | 0 | 0 | 0 | 0 | 0 | 0 | 0 | 0 | 0 | 0 | 0 | 0 | 0 | 0 | 0 | 0 | 0 | 0 | 0 | 0 | 0 | 0 | 0 | 0
| Diversity Factor: 0 | [33 empty] | DNP_ID: 2170. New Lambton to Shortland. SAO July 07 | New Lambton 33_11kV Tx1 | Shortland 33_11kV Tx2 | 0.12384 | 0 | 0 | 0 | 0 | 0 | 0 | 0 | 0 | 0 | 0 | 0 | 0 | 0 | 0 | 0 | 0 | 0 | 0 | 0 | 0 | 0 | 0 | 0 | 0 | 0 | 0 | 0 | 0 | 0 | 0 | 0
[35 empty] | DNP_ID: 2170. New Lambton to Shortland. SAO July 07 | New Lambton 33_11kV Tx2 | Shortland 33_11kV Tx1 | 0.12384 | 0 | 0 | 0 | 0 | 0 | 0 | 0 | 0 | 0 | 0 | 0 | 0 | 0 | 0 | 0 | 0 | 0 | 0 | 0 | 0 | 0 | 0 | 0 | 0 | 0 | 0 | 0 | 0 | 0 | 0 | 0
[35 empty] | DNP_ID: 2170. New Lambton to Shortland. SAO July 07 | New Lambton 33_11kV Tx2 | Shortland 33_11kV Tx2 | 0.12384 | 0 | 0 | 0 | 0 | 0 | 0 | 0 | 0 | 0 | 0 | 0 | 0 | 0 | 0 | 0 | 0 | 0 | 0 | 0 | 0 | 0 | 0 | 0 | 0 | 0 | 0 | 0 | 0 | 0 | 0 | 0
| 0 | [33 empty] | DNP_ID: 2173. New Lambton to Shortland. SAO July 07 | New Lambton 33_11kV Tx1 | Shortland 33_11kV Tx1 | 0 | 0.4001 | 0 | 0 | 0 | 0 | 0 | 0 | 0 | 0 | 0 | 0 | 0 | 0 | 0 | 0 | 0 | 0 | 0 | 0 | 0 | 0 | 0 | 0 | 0 | 0 | 0 | 0 | 0 | 0 | 0 | 0
| Diversity Factor: 0 | [33 empty] | DNP_ID: 2173. New Lambton to Shortland. SAO July 07 | New Lambton 33_11kV Tx1 | Shortland 33_11kV Tx2 | 0 | 0.4001 | 0 | 0 | 0 | 0 | 0 | 0 | 0 | 0 | 0 | 0 | 0 | 0 | 0 | 0 | 0 | 0 | 0 | 0 | 0 | 0 | 0 | 0 | 0 | 0 | 0 | 0 | 0 | 0 | 0 | 0
[35 empty] | DNP_ID: 2173. New Lambton to Shortland. SAO July 07 | New Lambton 33_11kV Tx2 | Shortland 33_11kV Tx1 | 0 | 0.4001 | 0 | 0 | 0 | 0 | 0 | 0 | 0 | 0 | 0 | 0 | 0 | 0 | 0 | 0 | 0 | 0 | 0 | 0 | 0 | 0 | 0 | 0 | 0 | 0 | 0 | 0 | 0 | 0 | 0 | 0
[35 empty] | DNP_ID: 2173. New Lambton to Shortland. SAO July 07 | New Lambton 33_11kV Tx2 | Shortland 33_11kV Tx2 | 0 | 0.4001 | 0 | 0 | 0 | 0 | 0 | 0 | 0 | 0 | 0 | 0 | 0 | 0 | 0 | 0 | 0 | 0 | 0 | 0 | 0 | 0 | 0 | 0 | 0 | 0 | 0 | 0 | 0 | 0 | 0 | 0
| 0 | [33 empty] | DNP_ID: 2174. From Shortland ZS (Jesmond Woolworths) | Shortland 33_11kV Tx1 | New Lambton 33_11kV Tx1 | 0 | 0.30008 | 0 | 0 | 0 | 0 | 0 | 0 | 0 | 0 | 0 | 0 | 0 | 0 | 0 | 0 | 0 | 0 | 0 | 0 | 0 | 0 | 0 | 0 | 0 | 0 | 0 | 0 | 0 | 0 | 0 | 0
| Diversity Factor: 0 | [33 empty] | DNP_ID: 2174. From Shortland ZS (Jesmond Woolworths) | Shortland 33_11kV Tx1 | New Lambton 33_11kV Tx2 | 0 | 0.30008 | 0 | 0 | 0 | 0 | 0 | 0 | 0 | 0 | 0 | 0 | 0 | 0 | 0 | 0 | 0 | 0 | 0 | 0 | 0 | 0 | 0 | 0 | 0 | 0 | 0 | 0 | 0 | 0 | 0 | 0
[35 empty] | DNP_ID: 2174. From Shortland ZS (Jesmond Woolworths) | Shortland 33_11kV Tx2 | New Lambton 33_11kV Tx1 | 0 | 0.30008 | 0 | 0 | 0 | 0 | 0 | 0 | 0 | 0 | 0 | 0 | 0 | 0 | 0 | 0 | 0 | 0 | 0 | 0 | 0 | 0 | 0 | 0 | 0 | 0 | 0 | 0 | 0 | 0 | 0 | 0
[35 empty] | DNP_ID: 2174. From Shortland ZS (Jesmond Woolworths) | Shortland 33_11kV Tx2 | New Lambton 33_11kV Tx2 | 0 | 0.30008 | 0 | 0 | 0 | 0 | 0 | 0 | 0 | 0 | 0 | 0 | 0 | 0 | 0 | 0 | 0 | 0 | 0 | 0 | 0 | 0 | 0 | 0 | 0 | 0 | 0 | 0 | 0 | 0 | 0 | 0
| 0 | [33 empty] | DNP_ID: 2175. To Shortland (IPD 5420) | New Lambton 33_11kV Tx1 | Shortland 33_11kV Tx1 | 0 | 0 | 0.30008 | 0 | 0 | 0 | 0 | 0 | 0 | 0 | 0 | 0 | 0 | 0 | 0 | 0 | 0 | 0 | 0 | 0 | 0 | 0 | 0 | 0 | 0 | 0 | 0 | 0 | 0 | 0 | 0 | 0
| Diversity Factor: 0 | [33 empty] | DNP_ID: 2175. To Shortland (IPD 5420) | New Lambton 33_11kV Tx1 | Shortland 33_11kV Tx2 | 0 | 0 | 0.30008 | 0 | 0 | 0 | 0 | 0 | 0 | 0 | 0 | 0 | 0 | 0 | 0 | 0 | 0 | 0 | 0 | 0 | 0 | 0 | 0 | 0 | 0 | 0 | 0 | 0 | 0 | 0 | 0 | 0
[35 empty] | DNP_ID: 2175. To Shortland (IPD 5420) | New Lambton 33_11kV Tx2 | Shortland 33_11kV Tx1 | 0 | 0 | 0.30008 | 0 | 0 | 0 | 0 | 0 | 0 | 0 | 0 | 0 | 0 | 0 | 0 | 0 | 0 | 0 | 0 | 0 | 0 | 0 | 0 | 0 | 0 | 0 | 0 | 0 | 0 | 0 | 0 | 0
[35 empty] | DNP_ID: 2175. To Shortland (IPD 5420) | New Lambton 33_11kV Tx2 | Shortland 33_11kV Tx2 | 0 | 0 | 0.30008 | 0 | 0 | 0 | 0 | 0 | 0 | 0 | 0 | 0 | 0 | 0 | 0 | 0 | 0 | 0 | 0 | 0 | 0 | 0 | 0 | 0 | 0 | 0 | 0 | 0 | 0 | 0 | 0 | 0
| 0 | [33 empty] | DNP_ID: 2181. From Shortland | Shortland 33_11kV Tx1 | Jesmond 132_11kV Tx1 | 0 | 0 | 0 | 0 | 4.1954 | 0 | 0 | 0 | 0 | 0 | 0 | 0 | 0 | 0 | 0 | 0 | 0 | 0 | 0 | 0 | 0 | 0 | 0 | 0 | 0 | 0 | 0 | 0 | 0 | 0 | 0 | 0
| Diversity Factor: 0 | [33 empty] | DNP_ID: 2181. From Shortland | Shortland 33_11kV Tx1 | Jesmond 132_11kV Tx2 | 0 | 0 | 0 | 0 | 4.3021 | 0 | 0 | 0 | 0 | 0 | 0 | 0 | 0 | 0 | 0 | 0 | 0 | 0 | 0 | 0 | 0 | 0 | 0 | 0 | 0 | 0 | 0 | 0 | 0 | 0 | 0 | 0
[35 empty] | DNP_ID: 2181. From Shortland | Shortland 33_11kV Tx2 | Jesmond 132_11kV Tx1 | 0 | 0 | 0 | 0 | 4.1954 | 0 | 0 | 0 | 0 | 0 | 0 | 0 | 0 | 0 | 0 | 0 | 0 | 0 | 0 | 0 | 0 | 0 | 0 | 0 | 0 | 0 | 0 | 0 | 0 | 0 | 0 | 0
[35 empty] | DNP_ID: 2181. From Shortland | Shortland 33_11kV Tx2 | Jesmond 132_11kV Tx2 | 0 | 0 | 0 | 0 | 4.3021 | 0 | 0 | 0 | 0 | 0 | 0 | 0 | 0 | 0 | 0 | 0 | 0 | 0 | 0 | 0 | 0 | 0 | 0 | 0 | 0 | 0 | 0 | 0 | 0 | 0 | 0 | 0
| 0 | [33 empty] | DNP_ID: 2187. 3.9 MVA To Shortland SAO | Mayfield 33_11kV Tx2 | Shortland 33_11kV Tx1 | 0.77639 | 0 | 0 | 0 | 0 | 0 | 0 | 0 | 0 | 0 | 0 | 0 | 0 | 0 | 0 | 0 | 0 | 0 | 0 | 0 | 0 | 0 | 0 | 0 | 0 | 0 | 0 | 0 | 0 | 0 | 0 | 0
| Diversity Factor: 0 | [33 empty] | DNP_ID: 2187. 3.9 MVA To Shortland SAO | Mayfield 33_11kV Tx2 | Shortland 33_11kV Tx2 | 0.77639 | 0 | 0 | 0 | 0 | 0 | 0 | 0 | 0 | 0 | 0 | 0 | 0 | 0 | 0 | 0 | 0 | 0 | 0 | 0 | 0 | 0 | 0 | 0 | 0 | 0 | 0 | 0 | 0 | 0 | 0 | 0
[35 empty] | DNP_ID: 2187. 3.9 MVA To Shortland SAO | Mayfield 33_11kV Tx3 | Shortland 33_11kV Tx1 | 0.77639 | 0 | 0 | 0 | 0 | 0 | 0 | 0 | 0 | 0 | 0 | 0 | 0 | 0 | 0 | 0 | 0 | 0 | 0 | 0 | 0 | 0 | 0 | 0 | 0 | 0 | 0 | 0 | 0 | 0 | 0 | 0
[35 empty] | DNP_ID: 2187. 3.9 MVA To Shortland SAO | Mayfield 33_11kV Tx3 | Shortland 33_11kV Tx2 | 0.77639 | 0 | 0 | 0 | 0 | 0 | 0 | 0 | 0 | 0 | 0 | 0 | 0 | 0 | 0 | 0 | 0 | 0 | 0 | 0 | 0 | 0 | 0 | 0 | 0 | 0 | 0 | 0 | 0 | 0 | 0 | 0
| 0 | [33 empty] | DNP_ID: 2191. 3.9 MVA To Shortland SAO | Shortland 33_11kV Tx1 | Mayfield West 132_11kV Tx2 | 0 | 0 | 1.3527 | 0 | 0 | 0 | 0 | 0 | 0 | 0 | 0 | 0 | 0 | 0 | 0 | 0 | 0 | 0 | 0 | 0 | 0 | 0 | 0 | 0 | 0 | 0 | 0 | 0 | 0 | 0 | 0 | 0
| Diversity Factor: 0 | [33 empty] | DNP_ID: 2191. 3.9 MVA To Shortland SAO | Shortland 33_11kV Tx2 | Mayfield West 132_11kV Tx2 | 0 | 0 | 1.3527 | 0 | 0 | 0 | 0 | 0 | 0 | 0 | 0 | 0 | 0 | 0 | 0 | 0 | 0 | 0 | 0 | 0 | 0 | 0 | 0 | 0 | 0 | 0 | 0 | 0 | 0 | 0 | 0 | 0
[35 empty] | DNP_ID: 2194. 0.5MVA from New Lambton SAO | New Lambton 33_11kV Tx1 | Shortland 33_11kV Tx1 | 0.12384 | 0 | 0 | 0 | 0 | 0 | 0 | 0 | 0 | 0 | 0 | 0 | 0 | 0 | 0 | 0 | 0 | 0 | 0 | 0 | 0 | 0 | 0 | 0 | 0 | 0 | 0 | 0 | 0 | 0 | 0 | 0
[35 empty] | DNP_ID: 2194. 0.5MVA from New Lambton SAO | New Lambton 33_11kV Tx1 | Shortland 33_11kV Tx2 | 0.12384 | 0 | 0 | 0 | 0 | 0 | 0 | 0 | 0 | 0 | 0 | 0 | 0 | 0 | 0 | 0 | 0 | 0 | 0 | 0 | 0 | 0 | 0 | 0 | 0 | 0 | 0 | 0 | 0 | 0 | 0 | 0
| 0 | [33 empty] | DNP_ID: 2194. 0.5MVA from New Lambton SAO | New Lambton 33_11kV Tx2 | Shortland 33_11kV Tx1 | 0.12384 | 0 | 0 | 0 | 0 | 0 | 0 | 0 | 0 | 0 | 0 | 0 | 0 | 0 | 0 | 0 | 0 | 0 | 0 | 0 | 0 | 0 | 0 | 0 | 0 | 0 | 0 | 0 | 0 | 0 | 0 | 0
| Diversity Factor: 0 | [33 empty] | DNP_ID: 2194. 0.5MVA from New Lambton SAO | New Lambton 33_11kV Tx2 | Shortland 33_11kV Tx2 | 0.12384 | 0 | 0 | 0 | 0 | 0 | 0 | 0 | 0 | 0 | 0 | 0 | 0 | 0 | 0 | 0 | 0 | 0 | 0 | 0 | 0 | 0 | 0 | 0 | 0 | 0 | 0 | 0 | 0 | 0 | 0 | 0
[35 empty] | DNP_ID: 2201. to Jesmond | Shortland 33_11kV Tx1 | Jesmond 132_11kV Tx1 | 0 | 0 | 0 | 0 | 0 | 1.5662 | 0 | 0 | 0 | 0 | 0 | 0 | 0 | 0 | 0 | 0 | 0 | 0 | 0 | 0 | 0 | 0 | 0 | 0 | 0 | 0 | 0 | 0 | 0 | 0 | 0 | 0
[35 empty] | DNP_ID: 2201. to Jesmond | Shortland 33_11kV Tx1 | Jesmond 132_11kV Tx2 | 0 | 0 | 0 | 0 | 0 | 1.606 | 0 | 0 | 0 | 0 | 0 | 0 | 0 | 0 | 0 | 0 | 0 | 0 | 0 | 0 | 0 | 0 | 0 | 0 | 0 | 0 | 0 | 0 | 0 | 0 | 0 | 0
[35 empty] | DNP_ID: 2201. to Jesmond | Shortland 33_11kV Tx2 | Jesmond 132_11kV Tx1 | 0 | 0 | 0 | 0 | 0 | 1.5662 | 0 | 0 | 0 | 0 | 0 | 0 | 0 | 0 | 0 | 0 | 0 | 0 | 0 | 0 | 0 | 0 | 0 | 0 | 0 | 0 | 0 | 0 | 0 | 0 | 0 | 0
| Weather Correction and Public Holiday Factors | [8 empty] | Forecast ROG | [24 empty] | DNP_ID: 2201. to Jesmond | Shortland 33_11kV Tx2 | Jesmond 132_11kV Tx2 | 0 | 0 | 0 | 0 | 0 | 1.606 | 0 | 0 | 0 | 0 | 0 | 0 | 0 | 0 | 0 | 0 | 0 | 0 | 0 | 0 | 0 | 0 | 0 | 0 | 0 | 0 | 0 | 0 | 0 | 0 | 0 | 0
[10 empty] | ROG Justification | [24 empty] | DNP_ID: 2202. To Broadmeadow SAO Nov 11 | Shortland 33_11kV Tx1 | Broadmeadow 33_11kV Tx1 | 0 | 0 | 0 | 0 | 0.90023 | 0 | 0 | 0 | 0 | 0 | 0 | 0 | 0 | 0 | 0 | 0 | 0 | 0 | 0 | 0 | 0 | 0 | 0 | 0 | 0 | 0 | 0 | 0 | 0 | 0 | 0 | 0
| Actual loads for season 13/14 have been weather corrected by the following: | [6 empty] | 0% |  | 0 | [24 empty] | DNP_ID: 2202. To Broadmeadow SAO Nov 11 | Shortland 33_11kV Tx1 | Broadmeadow 33_11kV Tx2 | 0 | 0 | 0 | 0 | 0.90023 | 0 | 0 | 0 | 0 | 0 | 0 | 0 | 0 | 0 | 0 | 0 | 0 | 0 | 0 | 0 | 0 | 0 | 0 | 0 | 0 | 0 | 0 | 0 | 0 | 0 | 0 | 0
[35 empty] | DNP_ID: 2202. To Broadmeadow SAO Nov 11 | Shortland 33_11kV Tx2 | Broadmeadow 33_11kV Tx1 | 0 | 0 | 0 | 0 | 0.90023 | 0 | 0 | 0 | 0 | 0 | 0 | 0 | 0 | 0 | 0 | 0 | 0 | 0 | 0 | 0 | 0 | 0 | 0 | 0 | 0 | 0 | 0 | 0 | 0 | 0 | 0 | 0
[35 empty] | DNP_ID: 2202. To Broadmeadow SAO Nov 11 | Shortland 33_11kV Tx2 | Broadmeadow 33_11kV Tx2 | 0 | 0 | 0 | 0 | 0.90023 | 0 | 0 | 0 | 0 | 0 | 0 | 0 | 0 | 0 | 0 | 0 | 0 | 0 | 0 | 0 | 0 | 0 | 0 | 0 | 0 | 0 | 0 | 0 | 0 | 0 | 0 | 0
1 | 2 | 3 | 4 | 5 | 6 | 7 | 8 | 9 | 10 | 14/15 | 15/16 | 16/17 | 17/18 | 18/19 | 19/20 | 20/21 | 21/22 | 22/23 | 23/24 | 24/25 | 25/26 | 26/27 | 27/28 | 28/29 | 29/30 | 30/31 | 31/32 | 32/33 | 33/34 | 34/35 | 35/36 | 36/37 | 37/38 | 38/39 | HVCON_ID: 2000090. 353/07 Shortland Retirement Village, new kiosk - 800kVA |  | Shortland 33_11kV Tx1 | 0 | 0.26578 | 0 | 0 | 0 | 0 | 0 | 0 | 0 | 0 | 0 | 0 | 0 | 0 | 0 | 0 | 0 | 0 | 0 | 0 | 0 | 0 | 0 | 0 | 0 | 0 | 0 | 0 | 0 | 0 | 0 | 0
[35 empty] | HVCON_ID: 2000090. 353/07 Shortland Retirement Village, new kiosk - 800kVA |  | Shortland 33_11kV Tx2 | 0 | 0.26578 | 0 | 0 | 0 | 0 | 0 | 0 | 0 | 0 | 0 | 0 | 0 | 0 | 0 | 0 | 0 | 0 | 0 | 0 | 0 | 0 | 0 | 0 | 0 | 0 | 0 | 0 | 0 | 0 | 0 | 0 | bar: 1 to 38/39
Substation Load Detail
[7 empty] | Units | 13/14 |  | 14/15 | 15/16 | 16/17 | 17/18 | 18/19 | 19/20 | 20/21 | 21/22 | 22/23 | 23/24 | 24/25 | 25/26 | 26/27 | 27/28 | 28/29 | 29/30 | 30/31 | 31/32 | 32/33 | 33/34 | 34/35 | 35/36 | 36/37 | 37/38 | 38/39
1 | Shortland 33_11kV | Compensated |  | Load (LV side) |  |  | Amps | 0 |  | 0 | 0 | 0 | 0 | 0 | 0 | 0 | 0 | 0 | 0 | 0 | 0 | 0 | 0 | 0 | 0 | 0 | 0 | 0 | 0 | 0 | 0 | 0 | 0 | 0
|  |  |  | Apparent Power |  |  | MVA | 0 | 0 | 0 | 0 | 0 | 0 | 0 | 0 | 0 | 0 | 0 | 0 | 0 | 0 | 0 | 0 | 0 | 0 | 0 | 0 | 0 | 0 | 0 | 0 | 0 | 0 | 0
|  |  |  | Real Power |  |  | MW | 0 | 0 | 0 | 0 | 0 | 0 | 0 | 0 | 0 | 0 | 0 | 0 | 0 | 0 | 0 | 0 | 0 | 0 | 0 | 0 | 0 | 0 | 0 | 0 | 0 | 0 | 0
|  |  |  | Reactive Power |  |  | MVAr | 0 |  | 0 | 0 | 0 | 0 | 0 | 0 | 0 | 0 | 0 | 0 | 0 | 0 | 0 | 0 | 0 | 0 | 0 | 0 | 0 | 0 | 0 | 0 | 0 | 0 | 0
|  |  |  | Capacitors In Service |  |  | MVAr | 0 |  | 0 | 0 | 0 | 0 | 0 | 0 | 0 | 0 | 0 | 0 | 0 | 0 | 0 | 0 | 0 | 0 | 0 | 0 | 0 | 0 | 0 | 0 | 0 | 0 | 0
|  |  |  | PF |  |  |  | 0 |  | 0 | 0 | 0 | 0 | 0 | 0 | 0 | 0 | 0 | 0 | 0 | 0 | 0 | 0 | 0 | 0 | 0 | 0 | 0 | 0 | 0 | 0 | 0 | 0 | 0
0.78982 | Diversity Factor: 0.79 | Uncompensated |  | Reactive Power |  |  | MVAr | 0 | 0 | 0 | 0 | 0 | 0 | 0 | 0 | 0 | 0 | 0 | 0 | 0 | 0 | 0 | 0 | 0 | 0 | 0 | 0 | 0 | 0 | 0 | 0 | 0 | 0 | 0
|  |  |  | PF |  |  |  | 0 |  | 0 | 0 | 0 | 0 | 0 | 0 | 0 | 0 | 0 | 0 | 0 | 0 | 0 | 0 | 0 | 0 | 0 | 0 | 0 | 0 | 0 | 0 | 0 | 0 | 0
[10 empty] | 1 | 2 | 3 | 4 | 5 | 6 | 7 | 8 | 9 | 10 | 11 | 12 | 13 | 14 | 15 | 16 | 17 | 18 | 19 | 20 | 21 | 22 | 23 | 24 | 25
Transformer Load Detail
[7 empty] | Units | 13/14 |  | 14/15 | 15/16 | 16/17 | 17/18 | 18/19 | 19/20 | 20/21 | 21/22 | 22/23 | 23/24 | 24/25 | 25/26 | 26/27 | 27/28 | 28/29 | 29/30 | 30/31 | 31/32 | 32/33 | 33/34 | 34/35 | 35/36 | 36/37 | 37/38 | 38/39
| 0 | Compensated |  | Load (LV side) |  |  | Amps
|  |  |  | Apparent Power |  |  | MVA
|  |  |  | Real Power |  |  | MW
|  |  |  | Reactive Power |  |  | MVAr
|  |  |  | Capacitors In Service |  |  | MVAr
PF
| Zone Div: | Uncompensated |  | Reactive Power |  |  | MVAr
PF
| 0 | Compensated |  | Load (LV side) |  |  | Amps
|  |  |  | Apparent Power |  |  | MVA
|  |  |  | Real Power |  |  | MW
|  |  |  | Reactive Power |  |  | MVAr
|  |  |  | Capacitors In Service |  |  | MVAr
PF
| Zone Div: | Uncompensated |  | Reactive Power |  |  | MVAr
PF
| 0 | Compensated |  | Load (LV side) |  |  | Amps
|  |  |  | Apparent Power |  |  | MVA
|  |  |  | Real Power |  |  | MW
|  |  |  | Reactive Power |  |  | MVAr
|  |  |  | Capacitors In Service |  |  | MVAr
PF
| Zone Div: | Uncompensated |  | Reactive Power |  |  | MVAr
PF
| 0 | Compensated |  | Load (LV side) |  |  | Amps
|  |  |  | Apparent Power |  |  | MVA
|  |  |  | Real Power |  |  | MW
|  |  |  | Reactive Power |  |  | MVAr
|  |  |  | Capacitors In Service |  |  | MVAr
PF
| Zone Div: | Uncompensated |  | Reactive Power |  |  | MVAr
PF
| 0 | Compensated |  | Load (LV side) |  |  | Amps
|  |  |  | Apparent Power |  |  | MVA
|  |  |  | Real Power |  |  | MW
|  |  |  | Reactive Power |  |  | MVAr
|  |  |  | Capacitors In Service |  |  | MVAr
PF
| Zone Div: | Uncompensated |  | Reactive Power |  |  | MVAr
PF
| 0 | Compensated |  | Load (LV side) |  |  | Amps
|  |  |  | Apparent Power |  |  | MVA
|  |  |  | Real Power |  |  | MW
|  |  |  | Reactive Power |  |  | MVAr
|  |  |  | Capacitors In Service |  |  | MVAr
PF
| Zone Div: | Uncompensated |  | Reactive Power |  |  | MVAr
PF
| 0 | Compensated |  | Load (LV side) |  |  | Amps
|  |  |  | Apparent Power |  |  | MVA
|  |  |  | Real Power |  |  | MW
|  |  |  | Reactive Power |  |  | MVAr
|  |  |  | Capacitors In Service |  |  | MVAr
PF
| Zone Div: | Uncompensated |  | Reactive Power |  |  | MVAr
PF
| 0 | Compensated |  | Load (LV side) |  |  | Amps
|  |  |  | Apparent Power |  |  | MVA
|  |  |  | Real Power |  |  | MW
|  |  |  | Reactive Power |  |  | MVAr
|  |  |  | Capacitors In Service |  |  | MVAr
PF
| Zone Div: | Uncompensated |  | Reactive Power |  |  | MVAr
PF
| 0 | Compensated |  | Load (LV side) |  |  | Amps
|  |  |  | Apparent Power |  |  | MVA
|  |  |  | Real Power |  |  | MW
|  |  |  | Reactive Power |  |  | MVAr
|  |  |  | Capacitors In Service |  |  | MVAr
PF
| Zone Div: | Uncompensated |  | Reactive Power |  |  | MVAr
PF
| 0 | Compensated |  | Load (LV side) |  |  | Amps
|  |  |  | Apparent Power |  |  | MVA
|  |  |  | Real Power |  |  | MW
|  |  |  | Reactive Power |  |  | MVAr
|  |  |  | Capacitors In Service |  |  | MVAr
PF
| Zone Div: | Uncompensated |  | Reactive Power |  |  | MVAr
PF

## Customer44
| Customer44 | [16 empty] | 2015 | SUMMER
| Substation Total Loads | [33 empty] | Spots & Transfers Detail
| Historical Loads | MVA | [7 empty] | Weather Corrected Forecast Loads |  |  |  | MVA | [20 empty] | Spots & Transfers Summary | MVA |  | Historical Spots & Transfers | [6 empty] | Forecast Spots & Transfers
|  | 07/08 | 08/09 | 09/10 | 10/11 | 11/12 | 12/13 | 13/14 |  | 14/15 | 15/16 | 16/17 | 17/18 | 18/19 | 19/20 | 20/21 | 21/22 | 22/23 | 23/24 | 24/25 | 25/26 | 26/27 | 27/28 | 28/29 | 29/30 | 30/31 | 31/32 | 32/33 | 33/34 | 34/35 | 35/36 | 36/37 | 37/38 | 38/39 |  |  |  | 07/08 | 08/09 | 09/10 | 10/11 | 11/12 | 12/13 | 13/14 | 14/15 | 15/16 | 16/17 | 17/18 | 18/19 | 19/20 | 20/21 | 21/22 | 22/23 | 23/24 | 24/25 | 25/26 | 26/27 | 27/28 | 28/29 | 29/30 | 30/31 | 31/32 | 32/33 | 33/34 | 34/35 | 35/36 | 36/37 | 37/38 | 38/39
| Total |  |  |  | 6.128 | 6.701 | 7.158 | 6.895 |  | -0.005 | -0.005 | -0.005 | -0.005 | -0.005 | -0.005 | -0.005 | -0.005 | -0.005 | -0.005 | -0.005 | -0.005 | -0.005 | -0.005 | -0.005 | -0.005 | -0.005 | -0.005 | -0.005 | -0.005 | -0.005 | -0.005 | -0.005 | -0.005 | -0.005 |  |  | Total | Forecast Spots & Transfers 14/15: -6.9
Firm Rating
| Total Capacity | [36 empty] | 0 | 0 | 0 | 0 | 0 | 0 | 0 | 0 | 0 | 0 | 0 | 0 | 0 | 0 | 0 | 0 | 0 | 0 | 0 | 0 | 0 | 0 | 0 | 0 | 0 | 0 | 0 | 0 | 0 | 0 | 0 | 0
|  | -7 | -6 | -5 | -4 | -3 | -2 | -1 |  | 0 | 1 | 2 | 3 | 4 | 5 | 6 | 7 | 8 | 9 | 10 | 11 | 12 | 13 | 14 | 15 | 16 | 17 | 18 | 19 | 20 | 21 | 22 | 23 | 24 |  |  |  | 0 | 0 | 0 | 0 | 0 | 0 | 0 | 0 | 0 | 0 | 0 | 0 | 0 | 0 | 0 | 0 | 0 | 0 | 0 | 0 | 0 | 0 | 0 | 0 | 0 | 0 | 0 | 0 | 0 | 0 | 0 | 0
| Transformer Loads | [36 empty] | 0 | 0 | 0 | 0 | 0 | 0 | 0 | 0 | 0 | 0 | 0 | 0 | 0 | 0 | 0 | 0 | 0 | 0 | 0 | 0 | 0 | 0 | 0 | 0 | 0 | 0 | 0 | 0 | 0 | 0 | 0 | 0
| Historical Loads | MVA | [7 empty] | Weather Corrected Forecast Loads |  |  |  | MVA | [23 empty] | 0 | 0 | 0 | 0 | 0 | 0 | 0 | 0 | 0 | 0 | 0 | 0 | 0 | 0 | 0 | 0 | 0 | 0 | 0 | 0 | 0 | 0 | 0 | 0 | 0 | 0 | 0 | 0 | 0 | 0 | 0 | 0
|  | 07/08 | 08/09 | 09/10 | 10/11 | 11/12 | 12/13 | 13/14 |  | 14/15 | 15/16 | 16/17 | 17/18 | 18/19 | 19/20 | 20/21 | 21/22 | 22/23 | 23/24 | 24/25 | 25/26 | 26/27 | 27/28 | 28/29 | 29/30 | 30/31 | 31/32 | 32/33 | 33/34 | 34/35 | 35/36 | 36/37 | 37/38 | 38/39 |  |  |  | 0 | 0 | 0 | 0 | 0 | 0 | 0 | 0 | 0 | 0 | 0 | 0 | 0 | 0 | 0 | 0 | 0 | 0 | 0 | 0 | 0 | 0 | 0 | 0 | 0 | 0 | 0 | 0 | 0 | 0 | 0 | 0
| 0 | [36 empty] | 0 | 0 | 0 | 0 | 0 | 0 | 0 | 0 | 0 | 0 | 0 | 0 | 0 | 0 | 0 | 0 | 0 | 0 | 0 | 0 | 0 | 0 | 0 | 0 | 0 | 0 | 0 | 0 | 0 | 0 | 0 | 0
| Diversity Factor: 0 | [36 empty] | 0 | 0 | 0 | 0 | 0 | 0 | 0 | 0 | 0 | 0 | 0 | 0 | 0 | 0 | 0 | 0 | 0 | 0 | 0 | 0 | 0 | 0 | 0 | 0 | 0 | 0 | 0 | 0 | 0 | 0 | 0 | 0
[38 empty] | 0 | 0 | 0 | 0 | 0 | 0 | 0 | 0 | 0 | 0 | 0 | 0 | 0 | 0 | 0 | 0 | 0 | 0 | 0 | 0 | 0 | 0 | 0 | 0 | 0 | 0 | 0 | 0 | 0 | 0 | 0 | 0
[38 empty] | 0 | 0 | 0 | 0 | 0 | 0 | 0 | 0 | 0 | 0 | 0 | 0 | 0 | 0 | 0 | 0 | 0 | 0 | 0 | 0 | 0 | 0 | 0 | 0 | 0 | 0 | 0 | 0 | 0 | 0 | 0 | 0
| 0 | [36 empty] | 0 | 0 | 0 | 0 | 0 | 0 | 0 | 0 | 0 | 0 | 0 | 0 | 0 | 0 | 0 | 0 | 0 | 0 | 0 | 0 | 0 | 0 | 0 | 0 | 0 | 0 | 0 | 0 | 0 | 0 | 0 | 0
Diversity Factor: 0
[38 empty] | Historical Spots & Transfers | [6 empty] | Forecast Spots & Transfers
[35 empty] | Project Name | From | To | 07/08 | 08/09 | 09/10 | 10/11 | 11/12 | 12/13 | 13/14 | 14/15 | 15/16 | 16/17 | 17/18 | 18/19 | 19/20 | 20/21 | 21/22 | 22/23 | 23/24 | 24/25 | 25/26 | 26/27 | 27/28 | 28/29 | 29/30 | 30/31 | 31/32 | 32/33 | 33/34 | 34/35 | 35/36 | 36/37 | 37/38 | 38/39
| 0 | [33 empty] | Major Customer Connection |  | Tubemakers 33kV | Forecast Spots & Transfers 14/15: -6.9
Diversity Factor: 0
0
Diversity Factor: 0
0
Diversity Factor: 0
0
Diversity Factor: 0
0
Diversity Factor: 0
0
Diversity Factor: 0
0
Diversity Factor: 0
0
Diversity Factor: 0
| Weather Correction and Public Holiday Factors | [8 empty] | Forecast ROG
ROG Justification
| Actual loads for season 13/14 have been weather corrected by the following: | [6 empty] | 0% |  | N/A | [59 empty] | N/A
1 | 2 | 3 | 4 | 5 | 6 | 7 | 8 | 9 | 10 | 14/15 | 15/16 | 16/17 | 17/18 | 18/19 | 19/20 | 20/21 | 21/22 | 22/23 | 23/24 | 24/25 | 25/26 | 26/27 | 27/28 | 28/29 | 29/30 | 30/31 | 31/32 | 32/33 | 33/34 | 34/35 | 35/36 | 36/37 | 37/38 | 38/39
1 | 1 | 1 | 1 | 1 | 1 | 1 | 1 | 1 | 1 | 0% | 0% | 0% | 0% | 0% | 0% | 0% | 0% | 0% | 0% | 0% | 0% | 0% | 0% | 0% | 0% | 0% | 0% | 0% | 0% | 0% | 0% | 0% | 0% | 0%
Substation Load Detail
[7 empty] | Units | 13/14 |  | 14/15 | 15/16 | 16/17 | 17/18 | 18/19 | 19/20 | 20/21 | 21/22 | 22/23 | 23/24 | 24/25 | 25/26 | 26/27 | 27/28 | 28/29 | 29/30 | 30/31 | 31/32 | 32/33 | 33/34 | 34/35 | 35/36 | 36/37 | 37/38 | 38/39
1 | Customer44 | Compensated |  | Load (LV side) |  |  | Amps | 121 |  | 0 | 0 | 0 | 0 | 0 | 0 | 0 | 0 | 0 | 0 | 0 | 0 | 0 | 0 | 0 | 0 | 0 | 0 | 0 | 0 | 0 | 0 | 0 | 0 | 0
|  |  |  | Apparent Power |  |  | MVA | 6.895 |  | -0.005 | -0.005 | -0.005 | -0.005 | -0.005 | -0.005 | -0.005 | -0.005 | -0.005 | -0.005 | -0.005 | -0.005 | -0.005 | -0.005 | -0.005 | -0.005 | -0.005 | -0.005 | -0.005 | -0.005 | -0.005 | -0.005 | -0.005 | -0.005 | -0.005
|  |  |  | Real Power |  |  | MW | 6.2055 |  | 0 | 0 | 0 | 0 | 0 | 0 | 0 | 0 | 0 | 0 | 0 | 0 | 0 | 0 | 0 | 0 | 0 | 0 | 0 | 0 | 0 | 0 | 0 | 0 | 0
|  |  |  | Reactive Power |  |  | MVAr | 3.0055 |  | 0 | 0 | 0 | 0 | 0 | 0 | 0 | 0 | 0 | 0 | 0 | 0 | 0 | 0 | 0 | 0 | 0 | 0 | 0 | 0 | 0 | 0 | 0 | 0 | 0
|  |  |  | Capacitors In Service |  |  | MVAr | 0 |  | 0 | 0 | 0 | 0 | 0 | 0 | 0 | 0 | 0 | 0 | 0 | 0 | 0 | 0 | 0 | 0 | 0 | 0 | 0 | 0 | 0 | 0 | 0 | 0 | 0
|  |  |  | PF |  |  |  | 0.9 |  | 0 | 0 | 0 | 0 | 0 | 0 | 0 | 0 | 0 | 0 | 0 | 0 | 0 | 0 | 0 | 0 | 0 | 0 | 0 | 0 | 0 | 0 | 0 | 0 | 0
0.16226 | Diversity Factor: 0.16 | Uncompensated |  | Reactive Power |  |  | MVAr | 3.0055 |  | 0 | 0 | 0 | 0 | 0 | 0 | 0 | 0 | 0 | 0 | 0 | 0 | 0 | 0 | 0 | 0 | 0 | 0 | 0 | 0 | 0 | 0 | 0 | 0 | 0
|  |  |  | PF |  |  |  | 0.9 |  | 0 | 0 | 0 | 0 | 0 | 0 | 0 | 0 | 0 | 0 | 0 | 0 | 0 | 0 | 0 | 0 | 0 | 0 | 0 | 0 | 0 | 0 | 0 | 0 | 0
[10 empty] | 1 | 2 | 3 | 4 | 5 | 6 | 7 | 8 | 9 | 10 | 11 | 12 | 13 | 14 | 15 | 16 | 17 | 18 | 19 | 20 | 21 | 22 | 23 | 24 | 25
Transformer Load Detail
[7 empty] | Units | 13/14 |  | 14/15 | 15/16 | 16/17 | 17/18 | 18/19 | 19/20 | 20/21 | 21/22 | 22/23 | 23/24 | 24/25 | 25/26 | 26/27 | 27/28 | 28/29 | 29/30 | 30/31 | 31/32 | 32/33 | 33/34 | 34/35 | 35/36 | 36/37 | 37/38 | 38/39
| 0 | Compensated |  | Load (LV side) |  |  | Amps
|  |  |  | Apparent Power |  |  | MVA
|  |  |  | Real Power |  |  | MW
|  |  |  | Reactive Power |  |  | MVAr
|  |  |  | Capacitors In Service |  |  | MVAr
PF
| Zone Div: | Uncompensated |  | Reactive Power |  |  | MVAr
PF
| 0 | Compensated |  | Load (LV side) |  |  | Amps
|  |  |  | Apparent Power |  |  | MVA
|  |  |  | Real Power |  |  | MW
|  |  |  | Reactive Power |  |  | MVAr
|  |  |  | Capacitors In Service |  |  | MVAr
PF
| Zone Div: | Uncompensated |  | Reactive Power |  |  | MVAr
PF
| 0 | Compensated |  | Load (LV side) |  |  | Amps
|  |  |  | Apparent Power |  |  | MVA
|  |  |  | Real Power |  |  | MW
|  |  |  | Reactive Power |  |  | MVAr
|  |  |  | Capacitors In Service |  |  | MVAr
PF
| Zone Div: | Uncompensated |  | Reactive Power |  |  | MVAr
PF
| 0 | Compensated |  | Load (LV side) |  |  | Amps
|  |  |  | Apparent Power |  |  | MVA
|  |  |  | Real Power |  |  | MW
|  |  |  | Reactive Power |  |  | MVAr
|  |  |  | Capacitors In Service |  |  | MVAr
PF
| Zone Div: | Uncompensated |  | Reactive Power |  |  | MVAr
PF
| 0 | Compensated |  | Load (LV side) |  |  | Amps
|  |  |  | Apparent Power |  |  | MVA
|  |  |  | Real Power |  |  | MW
|  |  |  | Reactive Power |  |  | MVAr
|  |  |  | Capacitors In Service |  |  | MVAr
PF
| Zone Div: | Uncompensated |  | Reactive Power |  |  | MVAr
PF
| 0 | Compensated |  | Load (LV side) |  |  | Amps
|  |  |  | Apparent Power |  |  | MVA
|  |  |  | Real Power |  |  | MW
|  |  |  | Reactive Power |  |  | MVAr
|  |  |  | Capacitors In Service |  |  | MVAr
PF
| Zone Div: | Uncompensated |  | Reactive Power |  |  | MVAr
PF
| 0 | Compensated |  | Load (LV side) |  |  | Amps
|  |  |  | Apparent Power |  |  | MVA
|  |  |  | Real Power |  |  | MW
|  |  |  | Reactive Power |  |  | MVAr
|  |  |  | Capacitors In Service |  |  | MVAr
PF
| Zone Div: | Uncompensated |  | Reactive Power |  |  | MVAr
PF
| 0 | Compensated |  | Load (LV side) |  |  | Amps
|  |  |  | Apparent Power |  |  | MVA
|  |  |  | Real Power |  |  | MW
|  |  |  | Reactive Power |  |  | MVAr
|  |  |  | Capacitors In Service |  |  | MVAr
PF
| Zone Div: | Uncompensated |  | Reactive Power |  |  | MVAr
PF
| 0 | Compensated |  | Load (LV side) |  |  | Amps
|  |  |  | Apparent Power |  |  | MVA
|  |  |  | Real Power |  |  | MW
|  |  |  | Reactive Power |  |  | MVAr
|  |  |  | Capacitors In Service |  |  | MVAr
PF
| Zone Div: | Uncompensated |  | Reactive Power |  |  | MVAr
PF
| 0 | Compensated |  | Load (LV side) |  |  | Amps
|  |  |  | Apparent Power |  |  | MVA
|  |  |  | Real Power |  |  | MW
|  |  |  | Reactive Power |  |  | MVAr
|  |  |  | Capacitors In Service |  |  | MVAr
PF
| Zone Div: | Uncompensated |  | Reactive Power |  |  | MVAr
PF