## Inclusions and Exclusions
Sydney Forecast Inclusions and Exclusions
Date Printed |  | 08JUL14:11:48:40
| Description | Value
Season |  | Summer | Summer
Either Summer or Winter
Year |  | 2015 | 2015
Year that the forecast starts
POE |  | 0%
10%, 50%, 90%
Spots and Transfers |  | Y | Y
Are Spots and Transfers Included?
BBDM Spots |  | Y | Y
Is BBDM included?
Spots Coefficient |  | 55% | 0.55
Scaling factor applied to spot loads in the future
Aligned ROGs |  | Capped | Capped
Have ROGs been aligned to econometric forecast?
Committed Projects |  | Y | Y
Are Committed Projects Included?
Major Customers Scaling Factor |  | 100% | 1
Scaling factor applied to major customer connections in the future
Future Transfers |  | Y | Y
Are future transfers included?
Future Spots |  | 4 | 4
Future spots are cleared from the following forecast year

## Bankstown 132_33kV
| Bankstown 132_33kV | [16 empty] | 2015 | SUMMER
| Substation Total Loads | [33 empty] | Spots & Transfers Detail
| Historical Loads | (MW) | [7 empty] | Weather Corrected Forecast Loads |  |  |  | (MW) | [20 empty] | Spots & Transfers Summary | (MW) |  | Historical Spots & Transfers | [6 empty] | Forecast Spots & Transfers
|  | 07/08 | 08/09 | 09/10 | 10/11 | 11/12 | 12/13 | 13/14 |  | 14/15 | 15/16 | 16/17 | 17/18 | 18/19 | 19/20 | 20/21 | 21/22 | 22/23 | 23/24 | 24/25 | 25/26 | 26/27 | 27/28 | 28/29 | 29/30 | 30/31 | 31/32 | 32/33 | 33/34 | 34/35 | 35/36 | 36/37 | 37/38 | 38/39 |  |  |  | 07/08 | 08/09 | 09/10 | 10/11 | 11/12 | 12/13 | 13/14 | 14/15 | 15/16 | 16/17 | 17/18 | 18/19 | 19/20 | 20/21 | 21/22 | 22/23 | 23/24 | 24/25 | 25/26 | 26/27 | 27/28 | 28/29 | 29/30 | 30/31 | 31/32 | 32/33 | 33/34 | 34/35 | 35/36 | 36/37 | 37/38 | 38/39
| Total | 113.38 | 111.7 | 121 | 93.8823 | 74.5403 | 83.9043 | 77.1437 |  | 64.5554 | 62.3092 | 60.97 | 60.2576 | 60.3244 | 60.5923 | 61.4482 | 62.4406 | 63.307 | 64.26 | 65.1162 | 66.1809 | 67.2602 | 68.4575 | 69.7329 | 71.0021 | 72.2681 | 73.5647 | 74.8923 | 76.2514 | 77.6424 | 79.0657 | 80.5219 | 82.0114 | 83.5347 |  |  | Total | 2.9438 | 0.64069 | 0 | -40.3682 | -2.1724 | 0.48849 | -0.012081 | -13.5165 | -0.33859 | -0.11483 | -0.11437 | 0.066851 | 0.26789 | 0.85587 | 0.99239 | 0.86646 | 0.95296 | 0.85621 | 1.0647 | 1.0793 | 1.1973 | 1.2754 | 1.2692 | 1.266 | 1.2966 | 1.3276 | 1.3591 | 1.391 | 1.4234 | 1.4562 | 1.4895 | 1.5233
| Firm Rating | 137 | 137 | 137 | 137 | 137 | 137.41 | 137.41 |  | 137.41 | 137.41 | 137.41 | 137.41 | 137.41 | 137.41 | 137.41 | 137.41 | 137.41 | 137.41 | 137.41 | 137.41 | 137.41 | 137.41 | 137.41 | 137.41 | 137.41 | 137.41 | 137.41 | 137.41 | 137.41 | 137.41 | 137.41 | 137.41 | 137.41
| Total Capacity | 0 | 0 | 223 | 223 | 223 | 206 | 206 |  | 206 | 206 | 206 | 206 | 206 | 206 | 206 | 206 | 206 | 206 | 206 | 206 | 206 | 206 | 206 | 206 | 206 | 206 | 206 | 206 | 206 | 206 | 206 | 206 | 206 |  |  | Bankstown 132_33kV Tx2 | 0.96031 | 0.20901 | 0 | -13.1689 | -0.70869 | 0.15936 | -0.0039409 | -4.4093 | -0.11045 | -0.037459 | -0.037309 | 0.021808 | 0.08739 | 0.2792 | 0.32374 | 0.28265 | 0.31088 | 0.27931 | 0.34732 | 0.35209 | 0.3906 | 0.41605 | 0.41404 | 0.41299 | 0.42297 | 0.43309 | 0.44336 | 0.45377 | 0.46433 | 0.47504 | 0.48591 | 0.49692
|  | -7 | -6 | -5 | -4 | -3 | -2 | -1 |  | 0 | 1 | 2 | 3 | 4 | 5 | 6 | 7 | 8 | 9 | 10 | 11 | 12 | 13 | 14 | 15 | 16 | 17 | 18 | 19 | 20 | 21 | 22 | 23 | 24 |  |  | Bankstown 132_33kV Tx3 | 0.99845 | 0.21731 | 0 | -13.692 | -0.73683 | 0.16569 | -0.0040974 | -4.5845 | -0.11484 | -0.038947 | -0.038791 | 0.022674 | 0.090861 | 0.29029 | 0.3366 | 0.29388 | 0.32322 | 0.29041 | 0.36112 | 0.36607 | 0.40611 | 0.43258 | 0.43048 | 0.42939 | 0.43977 | 0.45029 | 0.46097 | 0.4718 | 0.48278 | 0.49391 | 0.50521 | 0.51666
| Transformer Loads | [35 empty] | Bankstown 132_33kV Tx4 | 0.98499 | 0.21438 | 0 | -13.5073 | -0.7269 | 0.16345 | -0.0040422 | -4.5227 | -0.11329 | -0.038422 | -0.038268 | 0.022369 | 0.089636 | 0.28638 | 0.33206 | 0.28992 | 0.31887 | 0.28649 | 0.35625 | 0.36113 | 0.40064 | 0.42675 | 0.42468 | 0.4236 | 0.43384 | 0.44422 | 0.45475 | 0.46543 | 0.47627 | 0.48725 | 0.4984 | 0.5097
| Historical Loads | (MW) | [7 empty] | 0: Weather Corrected Forecast Loads; 4: (MW) |  |  |  | 0 | 0 | 0 | 0 | 0 | 0 | 0 | 0 | 0 | 0 | 0 | 0 | 0 | 0 | 0 | 0 | 0 | 0 | 0 | 0 | 0 | 0 | 0 | 0 | 0 | 0 | 0 | 0 | 0 | 0 | 0 | 0
|  | 07/08 | 08/09 | 09/10 | 10/11 | 11/12 | 12/13 | 13/14 |  | 14/15 | 15/16 | 16/17 | 17/18 | 18/19 | 19/20 | 20/21 | 21/22 | 22/23 | 23/24 | 24/25 | 25/26 | 26/27 | 27/28 | 28/29 | 29/30 | 30/31 | 31/32 | 32/33 | 33/34 | 34/35 | 35/36 | 36/37 | 37/38 | 38/39 |  |  |  | 0 | 0 | 0 | 0 | 0 | 0 | 0 | 0 | 0 | 0 | 0 | 0 | 0 | 0 | 0 | 0 | 0 | 0 | 0 | 0 | 0 | 0 | 0 | 0 | 0 | 0 | 0 | 0 | 0 | 0 | 0 | 0
| 0 | [36 empty] | 0 | 0 | 0 | 0 | 0 | 0 | 0 | 0 | 0 | 0 | 0 | 0 | 0 | 0 | 0 | 0 | 0 | 0 | 0 | 0 | 0 | 0 | 0 | 0 | 0 | 0 | 0 | 0 | 0 | 0 | 0 | 0
| Diversity Factor: 0 | [36 empty] | 0 | 0 | 0 | 0 | 0 | 0 | 0 | 0 | 0 | 0 | 0 | 0 | 0 | 0 | 0 | 0 | 0 | 0 | 0 | 0 | 0 | 0 | 0 | 0 | 0 | 0 | 0 | 0 | 0 | 0 | 0 | 0
[38 empty] | 0 | 0 | 0 | 0 | 0 | 0 | 0 | 0 | 0 | 0 | 0 | 0 | 0 | 0 | 0 | 0 | 0 | 0 | 0 | 0 | 0 | 0 | 0 | 0 | 0 | 0 | 0 | 0 | 0 | 0 | 0 | 0
[38 empty] | 0 | 0 | 0 | 0 | 0 | 0 | 0 | 0 | 0 | 0 | 0 | 0 | 0 | 0 | 0 | 0 | 0 | 0 | 0 | 0 | 0 | 0 | 0 | 0 | 0 | 0 | 0 | 0 | 0 | 0 | 0 | 0
| 0 | [36 empty] | 0 | 0 | 0 | 0 | 0 | 0 | 0 | 0 | 0 | 0 | 0 | 0 | 0 | 0 | 0 | 0 | 0 | 0 | 0 | 0 | 0 | 0 | 0 | 0 | 0 | 0 | 0 | 0 | 0 | 0 | 0 | 0
Diversity Factor: 0
[38 empty] | Historical Spots & Transfers | [6 empty] | Forecast Spots & Transfers
[35 empty] | Project Name | From | To | 07/08 | 08/09 | 09/10 | 10/11 | 11/12 | 12/13 | 13/14 | 14/15 | 15/16 | 16/17 | 17/18 | 18/19 | 19/20 | 20/21 | 21/22 | 22/23 | 23/24 | 24/25 | 25/26 | 26/27 | 27/28 | 28/29 | 29/30 | 30/31 | 31/32 | 32/33 | 33/34 | 34/35 | 35/36 | 36/37 | 37/38 | 38/39
| 0 | [33 empty] | Bass Hill 33_11kV Spots and Transfers |  | Bankstown 132_33kV Tx2 | 0 | 0.20901 | 0 | 0.1624 | -0.66345 | 0.26592 | -0.0097877 | -0.02058 | -0.024613 | -0.004365 | -0.011582 | 0.011562 | 0.050063 | 0.1061 | 0.11765 | 0.10399 | 0.11006 | 0.10092 | 0.11996 | 0.12118 | 0.13278 | 0.14017 | 0.13959 | 0.13892 | 0.14174 | 0.14459 | 0.14749 | 0.15042 | 0.1534 | 0.15641 | 0.15947 | 0.16257
| Diversity Factor: 0 | [33 empty] | Bass Hill 33_11kV Spots and Transfers |  | Bankstown 132_33kV Tx3 | 0 | 0.21731 | 0 | 0.16885 | -0.68981 | 0.27648 | -0.010176 | -0.021397 | -0.025591 | -0.0045384 | -0.012042 | 0.012022 | 0.052052 | 0.11031 | 0.12232 | 0.10812 | 0.11444 | 0.10493 | 0.12473 | 0.12599 | 0.13806 | 0.14574 | 0.14514 | 0.14444 | 0.14737 | 0.15034 | 0.15335 | 0.1564 | 0.15949 | 0.16263 | 0.16581 | 0.16903
[35 empty] | Bass Hill 33_11kV Spots and Transfers |  | Bankstown 132_33kV Tx4 | 0 | 0.21438 | 0 | 0.16657 | -0.68051 | 0.27275 | -0.010039 | -0.021109 | -0.025246 | -0.0044772 | -0.01188 | 0.011859 | 0.05135 | 0.10882 | 0.12067 | 0.10666 | 0.11289 | 0.10351 | 0.12305 | 0.12429 | 0.1362 | 0.14377 | 0.14318 | 0.14249 | 0.14538 | 0.14831 | 0.15128 | 0.15429 | 0.15734 | 0.16043 | 0.16357 | 0.16675
[35 empty] | Padstow 33_11kV Spots and Transfers |  | Bankstown 132_33kV Tx2 | -0.93121 | 0 | 0 | -13.3076 | 0 | 0 | 0 | 0 | 0 | 0 | 0 | 0 | 0 | 0 | 0 | 0 | 0 | 0 | 0 | 0 | 0 | 0 | 0 | 0 | 0 | 0 | 0 | 0 | 0 | 0 | 0 | 0
| 0 | [33 empty] | Padstow 33_11kV Spots and Transfers |  | Bankstown 132_33kV Tx3 | -0.9682 | 0 | 0 | -13.8362 | 0 | 0 | 0 | 0 | 0 | 0 | 0 | 0 | 0 | 0 | 0 | 0 | 0 | 0 | 0 | 0 | 0 | 0 | 0 | 0 | 0 | 0 | 0 | 0 | 0 | 0 | 0 | 0
| Diversity Factor: 0 | [33 empty] | Padstow 33_11kV Spots and Transfers |  | Bankstown 132_33kV Tx4 | -0.95514 | 0 | 0 | -13.6496 | 0 | 0 | 0 | 0 | 0 | 0 | 0 | 0 | 0 | 0 | 0 | 0 | 0 | 0 | 0 | 0 | 0 | 0 | 0 | 0 | 0 | 0 | 0 | 0 | 0 | 0 | 0 | 0
[35 empty] | Punchbowl 33_11kV Spots and Transfers |  | Bankstown 132_33kV Tx2 | 1.8915 | -8.3947e-17 | 0 | -0.023668 | -0.045232 | -0.10656 | 0.0058468 | -4.3888 | -0.085842 | -0.033094 | -0.025727 | 0.010246 | 0.037327 | 0.1731 | 0.20609 | 0.17866 | 0.20081 | 0.17839 | 0.22736 | 0.23091 | 0.25781 | 0.27589 | 0.27445 | 0.27407 | 0.28123 | 0.2885 | 0.29587 | 0.30335 | 0.31093 | 0.31863 | 0.32644 | 0.33435
[35 empty] | Punchbowl 33_11kV Spots and Transfers |  | Bankstown 132_33kV Tx3 | 1.9666 | -8.7281e-17 | 0 | -0.024608 | -0.047028 | -0.1108 | 0.006079 | -4.5631 | -0.089251 | -0.034409 | -0.026749 | 0.010653 | 0.038809 | 0.17998 | 0.21428 | 0.18576 | 0.20879 | 0.18548 | 0.23639 | 0.24008 | 0.26805 | 0.28684 | 0.28535 | 0.28495 | 0.2924 | 0.29996 | 0.30762 | 0.3154 | 0.32329 | 0.33129 | 0.3394 | 0.34763
| 0 | [33 empty] | Punchbowl 33_11kV Spots and Transfers |  | Bankstown 132_33kV Tx4 | 1.9401 | -8.6104e-17 | 0 | -0.024276 | -0.046394 | -0.1093 | 0.005997 | -4.5016 | -0.088048 | -0.033945 | -0.026388 | 0.010509 | 0.038286 | 0.17755 | 0.21139 | 0.18326 | 0.20597 | 0.18298 | 0.2332 | 0.23684 | 0.26444 | 0.28298 | 0.2815 | 0.28111 | 0.28846 | 0.29591 | 0.30347 | 0.31115 | 0.31893 | 0.32682 | 0.33483 | 0.34295
Diversity Factor: 0
0
Diversity Factor: 0
0
Diversity Factor: 0
0
Diversity Factor: 0
0
Diversity Factor: 0
0
Diversity Factor: 0
| Weather Correction and Public Holiday Factors | [8 empty] | Forecast ROG
ROG Justification
| Actual loads for season 13/14 have been weather corrected by the following: | [6 empty] | 4.033% |  | Weighted ROG calculation based on downstream zone substations and customers | [59 empty] | Weighted ROG calculation based on downstream zone substations and customers
1 | 2 | 3 | 4 | 5 | 6 | 7 | 8 | 9 | 10 | 14/15 | 15/16 | 16/17 | 17/18 | 18/19 | 19/20 | 20/21 | 21/22 | 22/23 | 23/24 | 24/25 | 25/26 | 26/27 | 27/28 | 28/29 | 29/30 | 30/31 | 31/32 | 32/33 | 33/34 | 34/35 | 35/36 | 36/37 | 37/38 | 38/39
0.97032 | 0.94165 | 0.92314 | 0.91409 | 0.91409 | 0.91409 | 0.91409 | 0.91409 | 0.91409 | 0.91409 | -2.968% | -2.955% | -1.965% | -0.981% | 0% | 0% | 0% | 0% | 0% | 0% | 0% | 0% | 0% | 0% | 0% | 0% | 0% | 0% | 0% | 0% | 0% | 0% | 0% | 0% | 0%
Substation Load Detail
[7 empty] | Units | 13/14 |  | 14/15 | 15/16 | 16/17 | 17/18 | 18/19 | 19/20 | 20/21 | 21/22 | 22/23 | 23/24 | 24/25 | 25/26 | 26/27 | 27/28 | 28/29 | 29/30 | 30/31 | 31/32 | 32/33 | 33/34 | 34/35 | 35/36 | 36/37 | 37/38 | 38/39
1 | Bankstown 132_33kV | Compensated |  | Load (LV side) |  |  | Amps | 1350 |  | 1129.42 | 1141.81 | 1117.26 | 1104.19 | 1105.42 | 1110.35 | 1126.11 | 1144.37 | 1160.32 | 1124.25 | 1139.25 | 1157.93 | 1176.89 | 1197.96 | 1220.44 | 1242.85 | 1265.24 | 1288.2 | 1311.75 | 1334.05 | 1358.41 | 1383.38 | 1408.98 | 1435.2 | 1462.07
|  |  |  | Apparent Power |  |  | MVA | 77.1536 |  | 64.5555 | 65.2634 | 63.8601 | 63.1133 | 63.1837 | 63.4655 | 64.3659 | 65.41 | 66.3215 | 64.26 | 65.1172 | 66.1847 | 67.2685 | 68.4729 | 69.758 | 71.0389 | 72.3185 | 73.6309 | 74.9767 | 76.2514 | 77.6437 | 79.0711 | 80.5341 | 82.0332 | 83.5688
|  |  |  | Real Power |  |  | MW | 77.1437 | 80.46 | 64.5554 | 62.3092 | 60.97 | 60.2576 | 60.3244 | 60.5923 | 61.4482 | 62.4406 | 63.307 | 64.26 | 65.1162 | 66.1809 | 67.2602 | 68.4575 | 69.7329 | 71.0021 | 72.2681 | 73.5647 | 74.8923 | 76.2514 | 77.6424 | 79.0657 | 80.5219 | 82.0114 | 83.5347
|  |  |  | Reactive Power |  |  | MVAr | 1.2376 |  | 0.11824 | 19.413 | 18.9939 | 18.7702 | 18.7921 | 18.8797 | 19.1597 | 19.4844 | 19.7678 | 0.079594 | 0.3597 | 0.70802 | 1.0611 | 1.4528 | 1.8701 | 2.2853 | 2.6995 | 3.1236 | 3.558 | 0.002583 | 0.45765 | 0.92331 | 1.3997 | 1.887 | 2.3853
|  |  |  | Capacitors In Service |  |  | MVAr | 24 |  | 20 | 0 | 0 | 0 | 0 | 0 | 0 | 0 | 0 | 20 | 20 | 20 | 20 | 20 | 20 | 20 | 20 | 20 | 20 | 24 | 24 | 24 | 24 | 24 | 24
|  |  |  | PF |  |  |  | 0.99987 |  | 1 | 0.95474 | 0.95474 | 0.95475 | 0.95475 | 0.95473 | 0.95467 | 0.9546 | 0.95455 | 1 | 0.99999 | 0.99994 | 0.99988 | 0.99977 | 0.99964 | 0.99948 | 0.9993 | 0.9991 | 0.99887 | 1 | 0.99998 | 0.99993 | 0.99985 | 0.99974 | 0.99959
0.93966 | Diversity Factor: 0.94 | Uncompensated |  | Reactive Power |  |  | MVAr | 25.2376 | 25.2908 | 20.1182 | 19.413 | 18.9939 | 18.7702 | 18.7921 | 18.8797 | 19.1597 | 19.4844 | 19.7678 | 20.0796 | 20.3597 | 20.708 | 21.0611 | 21.4528 | 21.8701 | 22.2853 | 22.6994 | 23.1236 | 23.558 | 24.0026 | 24.4577 | 24.9233 | 25.3997 | 25.887 | 26.3853
|  |  |  | PF |  |  |  | 0.95043 |  | 0.95471 | 0.95474 | 0.95474 | 0.95475 | 0.95475 | 0.95473 | 0.95467 | 0.9546 | 0.95455 | 0.95449 | 0.95443 | 0.95437 | 0.95431 | 0.95424 | 0.95417 | 0.95411 | 0.95404 | 0.95398 | 0.95392 | 0.95386 | 0.9538 | 0.95374 | 0.95368 | 0.95362 | 0.95356
[10 empty] | 1 | 2 | 3 | 4 | 5 | 6 | 7 | 8 | 9 | 10 | 11 | 12 | 13 | 14 | 15 | 16 | 17 | 18 | 19 | 20 | 21 | 22 | 23 | 24 | 25
Transformer Load Detail
[7 empty] | Units | 13/14 |  | 14/15 | 15/16 | 16/17 | 17/18 | 18/19 | 19/20 | 20/21 | 21/22 | 22/23 | 23/24 | 24/25 | 25/26 | 26/27 | 27/28 | 28/29 | 29/30 | 30/31 | 31/32 | 32/33 | 33/34 | 34/35 | 35/36 | 36/37 | 37/38 | 38/39
| 0 | Compensated |  | Load (LV side) |  |  | Amps
|  |  |  | Apparent Power |  |  | MVA
|  |  |  | Real Power |  |  | MW
|  |  |  | Reactive Power |  |  | MVAr
|  |  |  | Capacitors In Service |  |  | MVAr
PF
| Zone Div: | Uncompensated |  | Reactive Power |  |  | MVAr
PF
| 0 | Compensated |  | Load (LV side) |  |  | Amps
|  |  |  | Apparent Power |  |  | MVA
|  |  |  | Real Power |  |  | MW
|  |  |  | Reactive Power |  |  | MVAr
|  |  |  | Capacitors In Service |  |  | MVAr
PF
| Zone Div: | Uncompensated |  | Reactive Power |  |  | MVAr
PF
| 0 | Compensated |  | Load (LV side) |  |  | Amps
|  |  |  | Apparent Power |  |  | MVA
|  |  |  | Real Power |  |  | MW
|  |  |  | Reactive Power |  |  | MVAr
|  |  |  | Capacitors In Service |  |  | MVAr
PF
| Zone Div: | Uncompensated |  | Reactive Power |  |  | MVAr
PF
| 0 | Compensated |  | Load (LV side) |  |  | Amps
|  |  |  | Apparent Power |  |  | MVA
|  |  |  | Real Power |  |  | MW
|  |  |  | Reactive Power |  |  | MVAr
|  |  |  | Capacitors In Service |  |  | MVAr
PF
| Zone Div: | Uncompensated |  | Reactive Power |  |  | MVAr
PF
| 0 | Compensated |  | Load (LV side) |  |  | Amps
|  |  |  | Apparent Power |  |  | MVA
|  |  |  | Real Power |  |  | MW
|  |  |  | Reactive Power |  |  | MVAr
|  |  |  | Capacitors In Service |  |  | MVAr
PF
| Zone Div: | Uncompensated |  | Reactive Power |  |  | MVAr
PF
| 0 | Compensated |  | Load (LV side) |  |  | Amps
|  |  |  | Apparent Power |  |  | MVA
|  |  |  | Real Power |  |  | MW
|  |  |  | Reactive Power |  |  | MVAr
|  |  |  | Capacitors In Service |  |  | MVAr
PF
| Zone Div: | Uncompensated |  | Reactive Power |  |  | MVAr
PF
| 0 | Compensated |  | Load (LV side) |  |  | Amps
|  |  |  | Apparent Power |  |  | MVA
|  |  |  | Real Power |  |  | MW
|  |  |  | Reactive Power |  |  | MVAr
|  |  |  | Capacitors In Service |  |  | MVAr
PF
| Zone Div: | Uncompensated |  | Reactive Power |  |  | MVAr
PF
| 0 | Compensated |  | Load (LV side) |  |  | Amps
|  |  |  | Apparent Power |  |  | MVA
|  |  |  | Real Power |  |  | MW
|  |  |  | Reactive Power |  |  | MVAr
|  |  |  | Capacitors In Service |  |  | MVAr
PF
| Zone Div: | Uncompensated |  | Reactive Power |  |  | MVAr
PF
| 0 | Compensated |  | Load (LV side) |  |  | Amps
|  |  |  | Apparent Power |  |  | MVA
|  |  |  | Real Power |  |  | MW
|  |  |  | Reactive Power |  |  | MVAr
|  |  |  | Capacitors In Service |  |  | MVAr
PF
| Zone Div: | Uncompensated |  | Reactive Power |  |  | MVAr
PF
| 0 | Compensated |  | Load (LV side) |  |  | Amps
|  |  |  | Apparent Power |  |  | MVA
|  |  |  | Real Power |  |  | MW
|  |  |  | Reactive Power |  |  | MVAr
|  |  |  | Capacitors In Service |  |  | MVAr
PF
| Zone Div: | Uncompensated |  | Reactive Power |  |  | MVAr
PF

## Bunnerong North 132_33kV
| Bunnerong North 132_33kV | [16 empty] | 2015 | SUMMER
| Substation Total Loads | [33 empty] | Spots & Transfers Detail
| Historical Loads | (MW) | [7 empty] | Weather Corrected Forecast Loads |  |  |  | (MW) | [20 empty] | Spots & Transfers Summary | (MW) |  | Historical Spots & Transfers | [6 empty] | Forecast Spots & Transfers
|  | 07/08 | 08/09 | 09/10 | 10/11 | 11/12 | 12/13 | 13/14 |  | 14/15 | 15/16 | 16/17 | 17/18 | 18/19 | 19/20 | 20/21 | 21/22 | 22/23 | 23/24 | 24/25 | 25/26 | 26/27 | 27/28 | 28/29 | 29/30 | 30/31 | 31/32 | 32/33 | 33/34 | 34/35 | 35/36 | 36/37 | 37/38 | 38/39 |  |  |  | 07/08 | 08/09 | 09/10 | 10/11 | 11/12 | 12/13 | 13/14 | 14/15 | 15/16 | 16/17 | 17/18 | 18/19 | 19/20 | 20/21 | 21/22 | 22/23 | 23/24 | 24/25 | 25/26 | 26/27 | 27/28 | 28/29 | 29/30 | 30/31 | 31/32 | 32/33 | 33/34 | 34/35 | 35/36 | 36/37 | 37/38 | 38/39
| Total | 265.6799 | 261.3599 | 257.5198 | 246.9369 | 227.29 | 227.3829 | 212.8279 |  | 208.7251 | 213.5938 | 214.2383 | 216.4705 | 216.4414 | 216.643 | 217.5894 | 218.8316 | 219.9045 | 221.0756 | 222.011 | 223.2271 | 224.4424 | 225.8609 | 227.3912 | 228.8974 | 230.361 | 231.8544 | 233.3778 | 234.9317 | 236.5165 | 238.1326 | 239.7804 | 241.4603 | 243.1728 |  |  | Total | 0.25113 | 0 | -7.1221 | -21.8903 | -0.3113 | 2.629 | 5.0794 | -3.9576 | 8.2917 | 2.8788 | 3.3162 | -0.029045 | 0.20162 | 0.94639 | 1.2422 | 1.0729 | 1.171 | 0.93542 | 1.2161 | 1.2152 | 1.4186 | 1.5302 | 1.5062 | 1.4637 | 1.4933 | 1.5234 | 1.5539 | 1.5848 | 1.6161 | 1.6478 | 1.6799 | 1.7125
| Firm Rating | 320 | 320 | 320 | 320 | 320 | 266.01 | 266.01 |  | 266.01 | 266.01 | 266.01 | 266.01 | 266.01 | 266.01 | 266.01 | 266.01 | 266.01 | 266.01 | 266.01 | 266.01 | 266.01 | 266.01 | 266.01 | 266.01 | 266.01 | 266.01 | 266.01 | 266.01 | 266.01 | 266.01 | 266.01 | 266.01 | 266.01
| Total Capacity | 0 | 0 | 378 | 378 | 378 | 379 | 379 |  | 379 | 379 | 379 | 379 | 379 | 379 | 379 | 379 | 379 | 379 | 379 | 379 | 379 | 379 | 379 | 379 | 379 | 379 | 379 | 379 | 379 | 379 | 379 | 379 | 379 |  |  | Bunnerong North 132_33kV Tx1 | 0 | 0 | 0 | 0 | 0 | 0 | 0 | 0 | 0 | 0 | 0 | 0 | 0 | 0 | 0 | 0 | 0 | 0 | 0 | 0 | 0 | 0 | 0 | 0 | 0 | 0 | 0 | 0 | 0 | 0 | 0 | 0
|  | -7 | -6 | -5 | -4 | -3 | -2 | -1 |  | 0 | 1 | 2 | 3 | 4 | 5 | 6 | 7 | 8 | 9 | 10 | 11 | 12 | 13 | 14 | 15 | 16 | 17 | 18 | 19 | 20 | 21 | 22 | 23 | 24 |  |  | Bunnerong North 132_33kV Tx2 | 0.082379 | 0 | -2.3363 | -7.1807 | -0.10212 | 0.8624 | 1.6662 | -1.2982 | 2.7199 | 0.94432 | 1.0878 | -0.0095276 | 0.066139 | 0.31045 | 0.40748 | 0.35195 | 0.38413 | 0.30685 | 0.39893 | 0.39863 | 0.46534 | 0.50197 | 0.49407 | 0.48013 | 0.48986 | 0.49973 | 0.50973 | 0.51986 | 0.53012 | 0.54052 | 0.55106 | 0.56174
| Transformer Loads | [35 empty] | Bunnerong North 132_33kV Tx3 | 0.082992 | 0 | -2.3537 | -7.2341 | -0.10288 | 0.86882 | 1.6786 | -1.3079 | 2.7402 | 0.95135 | 1.0959 | -0.0095985 | 0.066631 | 0.31276 | 0.41051 | 0.35457 | 0.38699 | 0.30913 | 0.4019 | 0.4016 | 0.4688 | 0.5057 | 0.49775 | 0.4837 | 0.49351 | 0.50345 | 0.51352 | 0.52373 | 0.53407 | 0.54455 | 0.55516 | 0.56592
| Historical Loads | (MW) | [7 empty] | 0: Weather Corrected Forecast Loads; 4: (MW) |  |  | Bunnerong North 132_33kV Tx4 | 0.085761 | 0 | -2.4322 | -7.4755 | -0.10631 | 0.8978 | 1.7346 | -1.3515 | 2.8316 | 0.98309 | 1.1325 | -0.0099187 | 0.068854 | 0.32319 | 0.42421 | 0.3664 | 0.3999 | 0.31944 | 0.41531 | 0.415 | 0.48444 | 0.52257 | 0.51436 | 0.49984 | 0.50998 | 0.52025 | 0.53066 | 0.5412 | 0.55189 | 0.56272 | 0.57369 | 0.5848
|  | 07/08 | 08/09 | 09/10 | 10/11 | 11/12 | 12/13 | 13/14 |  | 14/15 | 15/16 | 16/17 | 17/18 | 18/19 | 19/20 | 20/21 | 21/22 | 22/23 | 23/24 | 24/25 | 25/26 | 26/27 | 27/28 | 28/29 | 29/30 | 30/31 | 31/32 | 32/33 | 33/34 | 34/35 | 35/36 | 36/37 | 37/38 | 38/39 |  |  |  | 0 | 0 | 0 | 0 | 0 | 0 | 0 | 0 | 0 | 0 | 0 | 0 | 0 | 0 | 0 | 0 | 0 | 0 | 0 | 0 | 0 | 0 | 0 | 0 | 0 | 0 | 0 | 0 | 0 | 0 | 0 | 0
| 0 | [36 empty] | 0 | 0 | 0 | 0 | 0 | 0 | 0 | 0 | 0 | 0 | 0 | 0 | 0 | 0 | 0 | 0 | 0 | 0 | 0 | 0 | 0 | 0 | 0 | 0 | 0 | 0 | 0 | 0 | 0 | 0 | 0 | 0
| Diversity Factor: 0 | [36 empty] | 0 | 0 | 0 | 0 | 0 | 0 | 0 | 0 | 0 | 0 | 0 | 0 | 0 | 0 | 0 | 0 | 0 | 0 | 0 | 0 | 0 | 0 | 0 | 0 | 0 | 0 | 0 | 0 | 0 | 0 | 0 | 0
[38 empty] | 0 | 0 | 0 | 0 | 0 | 0 | 0 | 0 | 0 | 0 | 0 | 0 | 0 | 0 | 0 | 0 | 0 | 0 | 0 | 0 | 0 | 0 | 0 | 0 | 0 | 0 | 0 | 0 | 0 | 0 | 0 | 0
[38 empty] | 0 | 0 | 0 | 0 | 0 | 0 | 0 | 0 | 0 | 0 | 0 | 0 | 0 | 0 | 0 | 0 | 0 | 0 | 0 | 0 | 0 | 0 | 0 | 0 | 0 | 0 | 0 | 0 | 0 | 0 | 0 | 0
| 0 | [36 empty] | 0 | 0 | 0 | 0 | 0 | 0 | 0 | 0 | 0 | 0 | 0 | 0 | 0 | 0 | 0 | 0 | 0 | 0 | 0 | 0 | 0 | 0 | 0 | 0 | 0 | 0 | 0 | 0 | 0 | 0 | 0 | 0
Diversity Factor: 0
[38 empty] | Historical Spots & Transfers | [6 empty] | Forecast Spots & Transfers
[35 empty] | Project Name | From | To | 07/08 | 08/09 | 09/10 | 10/11 | 11/12 | 12/13 | 13/14 | 14/15 | 15/16 | 16/17 | 17/18 | 18/19 | 19/20 | 20/21 | 21/22 | 22/23 | 23/24 | 24/25 | 25/26 | 26/27 | 27/28 | 28/29 | 29/30 | 30/31 | 31/32 | 32/33 | 33/34 | 34/35 | 35/36 | 36/37 | 37/38 | 38/39
| 0 | [33 empty] | Alexandria 33_5kV Spots and Transfers |  | Bunnerong North 132_33kV Tx2 | 0 | 0 | -0.83414 | 0 | 0 | 0 | 0 | 0 | 0 | 0 | 0 | 0 | 0 | 0 | 0 | 0 | 0 | 0 | 0 | 0 | 0 | 0 | 0 | 0 | 0 | 0 | 0 | 0 | 0 | 0 | 0 | 0
| Diversity Factor: 0 | [33 empty] | Alexandria 33_5kV Spots and Transfers |  | Bunnerong North 132_33kV Tx3 | 0 | 0 | -0.84035 | 0 | 0 | 0 | 0 | 0 | 0 | 0 | 0 | 0 | 0 | 0 | 0 | 0 | 0 | 0 | 0 | 0 | 0 | 0 | 0 | 0 | 0 | 0 | 0 | 0 | 0 | 0 | 0 | 0
[35 empty] | Alexandria 33_5kV Spots and Transfers |  | Bunnerong North 132_33kV Tx4 | 0 | 0 | -0.86839 | 0 | 0 | 0 | 0 | 0 | 0 | 0 | 0 | 0 | 0 | 0 | 0 | 0 | 0 | 0 | 0 | 0 | 0 | 0 | 0 | 0 | 0 | 0 | 0 | 0 | 0 | 0 | 0 | 0
[35 empty] | Amcor Botany Load Increase Spots and Transfers |  | Bunnerong North 132_33kV Tx2 | 0 | 0 | 0 | 0 | 0 | 1.1627 | 1.8603 | 0 | 0 | 0 | 0 | 0 | 0 | 0 | 0 | 0 | 0 | 0 | 0 | 0 | 0 | 0 | 0 | 0 | 0 | 0 | 0 | 0 | 0 | 0 | 0 | 0
| 0 | [33 empty] | Amcor Botany Load Increase Spots and Transfers |  | Bunnerong North 132_33kV Tx3 | 0 | 0 | 0 | 0 | 0 | 1.1713 | 1.8741 | 0 | 0 | 0 | 0 | 0 | 0 | 0 | 0 | 0 | 0 | 0 | 0 | 0 | 0 | 0 | 0 | 0 | 0 | 0 | 0 | 0 | 0 | 0 | 0 | 0
| Diversity Factor: 0 | [33 empty] | Amcor Botany Load Increase Spots and Transfers |  | Bunnerong North 132_33kV Tx4 | 0 | 0 | 0 | 0 | 0 | 1.2104 | 1.9367 | 0 | 0 | 0 | 0 | 0 | 0 | 0 | 0 | 0 | 0 | 0 | 0 | 0 | 0 | 0 | 0 | 0 | 0 | 0 | 0 | 0 | 0 | 0 | 0 | 0
[35 empty] | Botany 33_11kV Spots and Transfers |  | Bunnerong North 132_33kV Tx2 | 0 | 0 | -1.566 | -0.017211 | -0.031226 | -0.42727 | -0.018923 | -0.81659 | -0.066264 | -0.034964 | 0.0050962 | 0.023064 | 0.014451 | 0.066189 | 0.083977 | 0.07066 | 0.081344 | 0.064031 | 0.082922 | 0.083169 | 0.096598 | 0.10417 | 0.10285 | 0.10045 | 0.10268 | 0.10495 | 0.10724 | 0.10957 | 0.11193 | 0.11431 | 0.11673 | 0.11918
[35 empty] | Botany 33_11kV Spots and Transfers |  | Bunnerong North 132_33kV Tx3 | 0 | 0 | -1.5777 | -0.017339 | -0.031459 | -0.43045 | -0.019064 | -0.82267 | -0.066758 | -0.035224 | 0.0051342 | 0.023236 | 0.014558 | 0.066682 | 0.084603 | 0.071186 | 0.081949 | 0.064508 | 0.083539 | 0.083788 | 0.097317 | 0.10495 | 0.10361 | 0.1012 | 0.10345 | 0.10573 | 0.10804 | 0.11039 | 0.11276 | 0.11516 | 0.1176 | 0.12007
| 0 | [33 empty] | Botany 33_11kV Spots and Transfers |  | Bunnerong North 132_33kV Tx4 | 0 | 0 | -1.6303 | -0.017918 | -0.032508 | -0.44481 | -0.0197 | -0.85012 | -0.068985 | -0.036399 | 0.0053054 | 0.024011 | 0.015044 | 0.068907 | 0.087425 | 0.073561 | 0.084684 | 0.06666 | 0.086326 | 0.086583 | 0.10056 | 0.10845 | 0.10707 | 0.10457 | 0.1069 | 0.10926 | 0.11165 | 0.11407 | 0.11652 | 0.11901 | 0.12152 | 0.12407
| Diversity Factor: 0 | [33 empty] | Camperdown 33_5kV Tx1 Spots and Transfers |  | Bunnerong North 132_33kV Tx2 | 0 | 0 | 0 | -0.0033941 | -0.1505 | -0.11749 | -0.0014952 | -0.061402 | 0 | 0 | 0 | 0 | 0 | 0 | 0 | 0 | 0 | 0 | 0 | 0 | 0 | 0 | 0 | 0 | 0 | 0 | 0 | 0 | 0 | 0 | 0 | 0
[35 empty] | Camperdown 33_5kV Tx1 Spots and Transfers |  | Bunnerong North 132_33kV Tx3 | 0 | 0 | 0 | -0.0034193 | -0.15162 | -0.11836 | -0.0015064 | -0.061859 | 0 | 0 | 0 | 0 | 0 | 0 | 0 | 0 | 0 | 0 | 0 | 0 | 0 | 0 | 0 | 0 | 0 | 0 | 0 | 0 | 0 | 0 | 0 | 0
[35 empty] | Camperdown 33_5kV Tx1 Spots and Transfers |  | Bunnerong North 132_33kV Tx4 | 0 | 0 | 0 | -0.0035334 | -0.15668 | -0.12231 | -0.0015566 | -0.063923 | 0 | 0 | 0 | 0 | 0 | 0 | 0 | 0 | 0 | 0 | 0 | 0 | 0 | 0 | 0 | 0 | 0 | 0 | 0 | 0 | 0 | 0 | 0 | 0
| 0 | [33 empty] | Camperdown 33_5kV Tx2 Spots and Transfers |  | Bunnerong North 132_33kV Tx2 | 0 | 0 | 0 | -0.0027655 | -0.0024791 | -0.095731 | -0.0012183 | -0.050032 | 0 | 0 | 0 | 0 | 0 | 0 | 0 | 0 | 0 | 0 | 0 | 0 | 0 | 0 | 0 | 0 | 0 | 0 | 0 | 0 | 0 | 0 | 0 | 0
| Diversity Factor: 0 | [33 empty] | Camperdown 33_5kV Tx2 Spots and Transfers |  | Bunnerong North 132_33kV Tx3 | 0 | 0 | 0 | -0.0027861 | -0.0024976 | -0.096443 | -0.0012274 | -0.050404 | 0 | 0 | 0 | 0 | 0 | 0 | 0 | 0 | 0 | 0 | 0 | 0 | 0 | 0 | 0 | 0 | 0 | 0 | 0 | 0 | 0 | 0 | 0 | 0
[35 empty] | Camperdown 33_5kV Tx2 Spots and Transfers |  | Bunnerong North 132_33kV Tx4 | 0 | 0 | 0 | -0.0028791 | -0.0025809 | -0.099661 | -0.0012684 | -0.052086 | 0 | 0 | 0 | 0 | 0 | 0 | 0 | 0 | 0 | 0 | 0 | 0 | 0 | 0 | 0 | 0 | 0 | 0 | 0 | 0 | 0 | 0 | 0 | 0
[35 empty] | Camperdown 33_5kV Tx4 Spots and Transfers |  | Bunnerong North 132_33kV Tx2 | 0 | 0 | 0 | 0 | 0 | 0 | 0 | 0 | 0 | 0 | 0 | 0 | 0 | 0 | 0 | 0 | 0 | 0 | 0 | 0 | 0 | 0 | 0 | 0 | 0 | 0 | 0 | 0 | 0 | 0 | 0 | 0
| 0 | [33 empty] | Camperdown 33_5kV Tx4 Spots and Transfers |  | Bunnerong North 132_33kV Tx3 | 0 | 0 | 0 | 0 | 0 | 0 | 0 | 0 | 0 | 0 | 0 | 0 | 0 | 0 | 0 | 0 | 0 | 0 | 0 | 0 | 0 | 0 | 0 | 0 | 0 | 0 | 0 | 0 | 0 | 0 | 0 | 0
| Diversity Factor: 0 | [33 empty] | Camperdown 33_5kV Tx4 Spots and Transfers |  | Bunnerong North 132_33kV Tx4 | 0 | 0 | 0 | 0 | 0 | 0 | 0 | 0 | 0 | 0 | 0 | 0 | 0 | 0 | 0 | 0 | 0 | 0 | 0 | 0 | 0 | 0 | 0 | 0 | 0 | 0 | 0 | 0 | 0 | 0 | 0 | 0
[35 empty] | Equinix Datacentre - Alexandria Spots and Transfers |  | Bunnerong North 132_33kV Tx2 | 0 | 0 | 0 | 0 | 0 | 0 | 0 | 0 | 2.3456 | 1.1728 | 1.1728 | 0 | 0 | 0 | 0 | 0 | 0 | 0 | 0 | 0 | 0 | 0 | 0 | 0 | 0 | 0 | 0 | 0 | 0 | 0 | 0 | 0
[35 empty] | Equinix Datacentre - Alexandria Spots and Transfers |  | Bunnerong North 132_33kV Tx3 | 0 | 0 | 0 | 0 | 0 | 0 | 0 | 0 | 2.363 | 1.1815 | 1.1815 | 0 | 0 | 0 | 0 | 0 | 0 | 0 | 0 | 0 | 0 | 0 | 0 | 0 | 0 | 0 | 0 | 0 | 0 | 0 | 0 | 0
| 0 | [33 empty] | Equinix Datacentre - Alexandria Spots and Transfers |  | Bunnerong North 132_33kV Tx4 | 0 | 0 | 0 | 0 | 0 | 0 | 0 | 0 | 2.4419 | 1.2209 | 1.2209 | 0 | 0 | 0 | 0 | 0 | 0 | 0 | 0 | 0 | 0 | 0 | 0 | 0 | 0 | 0 | 0 | 0 | 0 | 0 | 0 | 0
| Diversity Factor: 0 | [33 empty] | Mascot 33_11kV Spots and Transfers |  | Bunnerong North 132_33kV Tx2 | 0 | 0 | 1.566 | -0.011294 | -0.02532 | 0.38136 | -0.0076682 | -0.10629 | -0.13409 | -0.088233 | -0.018859 | 0.0038203 | 0.035227 | 0.13862 | 0.18628 | 0.16377 | 0.17083 | 0.1361 | 0.17599 | 0.17479 | 0.2057 | 0.2218 | 0.21752 | 0.20957 | 0.21315 | 0.21677 | 0.22044 | 0.22415 | 0.22791 | 0.23172 | 0.23558 | 0.23949
[35 empty] | Mascot 33_11kV Spots and Transfers |  | Bunnerong North 132_33kV Tx3 | 0 | 0 | 1.5777 | -0.011378 | -0.025508 | 0.3842 | -0.0077252 | -0.10708 | -0.13509 | -0.08889 | -0.019 | 0.0038488 | 0.03549 | 0.13965 | 0.18767 | 0.16499 | 0.1721 | 0.13712 | 0.1773 | 0.17609 | 0.20723 | 0.22345 | 0.21914 | 0.21113 | 0.21474 | 0.21838 | 0.22208 | 0.22582 | 0.22961 | 0.23345 | 0.23733 | 0.24127
[35 empty] | Mascot 33_11kV Spots and Transfers |  | Bunnerong North 132_33kV Tx4 | 0 | 0 | 1.6303 | -0.011758 | -0.026359 | 0.39702 | -0.007983 | -0.11066 | -0.1396 | -0.091855 | -0.019633 | 0.0039772 | 0.036674 | 0.14431 | 0.19393 | 0.1705 | 0.17784 | 0.14169 | 0.18321 | 0.18196 | 0.21415 | 0.23091 | 0.22645 | 0.21818 | 0.2219 | 0.22567 | 0.22949 | 0.23335 | 0.23727 | 0.24124 | 0.24525 | 0.24932
| 0 | [33 empty] | Matraville 33_11kV Spots and Transfers |  | Bunnerong North 132_33kV Tx2 | -0.42038 | 0 | 0 | -0.011727 | -0.061938 | -0.041156 | -0.94719 | -2.6026 | -0.1491 | -0.10464 | -0.070695 | -0.035747 | 0.01666 | 0.10491 | 0.13588 | 0.11633 | 0.13076 | 0.10591 | 0.13883 | 0.13952 | 0.16154 | 0.17434 | 0.17211 | 0.16862 | 0.17253 | 0.17649 | 0.1805 | 0.18457 | 0.18869 | 0.19288 | 0.19711 | 0.20141
| Diversity Factor: 0 | [33 empty] | Matraville 33_11kV Spots and Transfers |  | Bunnerong North 132_33kV Tx3 | -0.4235 | 0 | 0 | -0.011815 | -0.062399 | -0.041463 | -0.95424 | -2.6219 | -0.15021 | -0.10542 | -0.071222 | -0.036013 | 0.016784 | 0.1057 | 0.13689 | 0.11719 | 0.13173 | 0.1067 | 0.13987 | 0.14056 | 0.16274 | 0.17564 | 0.17339 | 0.16988 | 0.17381 | 0.1778 | 0.18184 | 0.18594 | 0.1901 | 0.19431 | 0.19858 | 0.20291
[35 empty] | Matraville 33_11kV Spots and Transfers |  | Bunnerong North 132_33kV Tx4 | -0.43763 | 0 | 0 | -0.012209 | -0.064481 | -0.042846 | -0.98608 | -2.7094 | -0.15522 | -0.10894 | -0.073598 | -0.037214 | 0.017344 | 0.10922 | 0.14146 | 0.1211 | 0.13613 | 0.11026 | 0.14453 | 0.14525 | 0.16817 | 0.1815 | 0.17917 | 0.17554 | 0.17961 | 0.18373 | 0.18791 | 0.19215 | 0.19644 | 0.20079 | 0.20521 | 0.20968
[35 empty] | Port Botany 33_11kV Spots and Transfers |  | Bunnerong North 132_33kV Tx2 | 0 | 0 | 0 | 0.37634 | 0.16935 | 0 | 0.7824 | 4.357 | 0.72383 | -0.00063323 | -0.0005272 | -0.0006655 | -0.00019927 | 0.00072222 | 0.0013414 | 0.0011881 | 0.0011953 | 0.00079649 | 0.0011925 | 0.0011599 | 0.0014951 | 0.0016552 | 0.0015945 | 0.0014816 | 0.0015029 | 0.0015244 | 0.0015462 | 0.0015682 | 0.0015906 | 0.0016131 | 0.001636 | 0.0016591
| 0 | [33 empty] | Port Botany 33_11kV Spots and Transfers |  | Bunnerong North 132_33kV Tx3 | 0 | 0 | 0 | 0.37914 | 0.17061 | 0 | 0.78823 | 4.3895 | 0.72921 | -0.00063794 | -0.00053112 | -0.00067045 | -0.00020075 | 0.00072759 | 0.0013514 | 0.0011969 | 0.0012042 | 0.00080241 | 0.0012014 | 0.0011685 | 0.0015062 | 0.0016675 | 0.0016064 | 0.0014926 | 0.001514 | 0.0015357 | 0.0015577 | 0.0015799 | 0.0016024 | 0.0016251 | 0.0016482 | 0.0016715
| Diversity Factor: 0 | [33 empty] | Port Botany 33_11kV Spots and Transfers |  | Bunnerong North 132_33kV Tx4 | 0 | 0 | 0 | 0.39179 | 0.1763 | 0 | 0.81452 | 4.5359 | 0.75354 | -0.00065922 | -0.00054884 | -0.00069282 | -0.00020745 | 0.00075187 | 0.0013965 | 0.0012369 | 0.0012444 | 0.00082919 | 0.0012415 | 0.0012075 | 0.0015565 | 0.0017231 | 0.00166 | 0.0015424 | 0.0015646 | 0.001587 | 0.0016097 | 0.0016326 | 0.0016559 | 0.0016794 | 0.0017032 | 0.0017272
[35 empty] | Randwick 33_11kV Spots and Transfers |  | Bunnerong North 132_33kV Tx2 | 0.50275 | 0 | -1.5021 | -7.5106 | 0 | 0 | 0 | 0 | 0 | 0 | 0 | 0 | 0 | 0 | 0 | 0 | 0 | 0 | 0 | 0 | 0 | 0 | 0 | 0 | 0 | 0 | 0 | 0 | 0 | 0 | 0 | 0
[35 empty] | Randwick 33_11kV Spots and Transfers |  | Bunnerong North 132_33kV Tx3 | 0.5065 | 0 | -1.5133 | -7.5665 | 0 | 0 | 0 | 0 | 0 | 0 | 0 | 0 | 0 | 0 | 0 | 0 | 0 | 0 | 0 | 0 | 0 | 0 | 0 | 0 | 0 | 0 | 0 | 0 | 0 | 0 | 0 | 0
[35 empty] | Randwick 33_11kV Spots and Transfers |  | Bunnerong North 132_33kV Tx4 | 0.5234 | 0 | -1.5638 | -7.819 | 0 | 0 | 0 | 0 | 0 | 0 | 0 | 0 | 0 | 0 | 0 | 0 | 0 | 0 | 0 | 0 | 0 | 0 | 0 | 0 | 0 | 0 | 0 | 0 | 0 | 0 | 0 | 0
| Weather Correction and Public Holiday Factors | [8 empty] | Forecast ROG | [24 empty] | Sydney Airport Tri-generation Stage 1 Proposa Spots and Transfers |  | Bunnerong North 132_33kV Tx2 | 0 | 0 | 0 | 0 | 0 | 0 | 0 | -2.0184 | 0 | 0 | 0 | 0 | 0 | 0 | 0 | 0 | 0 | 0 | 0 | 0 | 0 | 0 | 0 | 0 | 0 | 0 | 0 | 0 | 0 | 0 | 0 | 0
[10 empty] | ROG Justification | [24 empty] | Sydney Airport Tri-generation Stage 1 Proposa Spots and Transfers |  | Bunnerong North 132_33kV Tx3 | 0 | 0 | 0 | 0 | 0 | 0 | 0 | -2.0334 | 0 | 0 | 0 | 0 | 0 | 0 | 0 | 0 | 0 | 0 | 0 | 0 | 0 | 0 | 0 | 0 | 0 | 0 | 0 | 0 | 0 | 0 | 0 | 0
| Actual loads for season 13/14 have been weather corrected by the following: | [6 empty] | -1.696% |  | Weighted ROG calculation based on downstream zone substations and customers | [24 empty] | Sydney Airport Tri-generation Stage 1 Proposa Spots and Transfers |  | Bunnerong North 132_33kV Tx4 | 0 | 0 | 0 | 0 | 0 | 0 | 0 | -2.1012 | 0 | 0 | 0 | 0 | 0 | 0 | 0 | 0 | 0 | 0 | 0 | 0 | 0 | 0 | 0 | 0 | 0 | 0 | 0 | 0 | 0 | 0 | 0 | 0 | Weighted ROG calculation based on downstream zone substations and customers
1 | 2 | 3 | 4 | 5 | 6 | 7 | 8 | 9 | 10 | 14/15 | 15/16 | 16/17 | 17/18 | 18/19 | 19/20 | 20/21 | 21/22 | 22/23 | 23/24 | 24/25 | 25/26 | 26/27 | 27/28 | 28/29 | 29/30 | 30/31 | 31/32 | 32/33 | 33/34 | 34/35 | 35/36 | 36/37 | 37/38 | 38/39
0.98196 | 0.96586 | 0.95575 | 0.95092 | 0.95092 | 0.95092 | 0.95092 | 0.95092 | 0.95092 | 0.95092 | -1.804% | -1.64% | -1.046% | -0.506% | 0% | 0% | 0% | 0% | 0% | 0% | 0% | 0% | 0% | 0% | 0% | 0% | 0% | 0% | 0% | 0% | 0% | 0% | 0% | 0% | 0%
Substation Load Detail
[7 empty] | Units | 13/14 |  | 14/15 | 15/16 | 16/17 | 17/18 | 18/19 | 19/20 | 20/21 | 21/22 | 22/23 | 23/24 | 24/25 | 25/26 | 26/27 | 27/28 | 28/29 | 29/30 | 30/31 | 31/32 | 32/33 | 33/34 | 34/35 | 35/36 | 36/37 | 37/38 | 38/39
1 | Bunnerong North 132_33kV | Compensated |  | Load (LV side) |  |  | Amps | 3743 |  | 3659.08 | 3747.02 | 3758.7 | 3799.15 | 3798.63 | 3802.28 | 3819.45 | 3842.01 | 3861.51 | 3882.81 | 3899.84 | 3905.47 | 3926.77 | 3951.68 | 3978.58 | 4005.11 | 4030.92 | 4057.3 | 4084.25 | 4111.78 | 4139.9 | 4168.61 | 4197.94 | 4227.87 | 4258.44
|  |  |  | Apparent Power |  |  | MVA | 213.9394 |  | 209.145 | 214.1709 | 214.8388 | 217.151 | 217.1209 | 217.3299 | 218.3114 | 219.6007 | 220.7153 | 221.9329 | 222.9063 | 223.2279 | 224.4455 | 225.8688 | 227.4067 | 228.9228 | 230.3984 | 231.9061 | 233.4465 | 235.02 | 236.6272 | 238.2685 | 239.9445 | 241.6557 | 243.4026
|  |  |  | Real Power |  |  | MW | 212.8279 | 216.59 | 208.7251 | 213.5938 | 214.2383 | 216.4705 | 216.4414 | 216.643 | 217.5894 | 218.8316 | 219.9045 | 221.0756 | 222.011 | 223.2271 | 224.4424 | 225.8609 | 227.3912 | 228.8974 | 230.361 | 231.8544 | 233.3778 | 234.9317 | 236.5165 | 238.1326 | 239.7804 | 241.4603 | 243.1728
|  |  |  | Reactive Power |  |  | MVAr | 21.7795 |  | 13.2457 | 15.7126 | 16.0511 | 17.1783 | 17.1637 | 17.2649 | 17.7397 | 18.3629 | 18.9012 | 19.4887 | 19.9581 | 0.56823 | 1.1779 | 1.8897 | 2.6574 | 3.4131 | 4.1474 | 4.8967 | 5.661 | 6.4406 | 7.2357 | 8.0466 | 8.8733 | 9.7161 | 10.5753
|  |  |  | Capacitors In Service |  |  | MVAr | 85 |  | 90 | 90 | 90 | 90 | 90 | 90 | 90 | 90 | 90 | 90 | 90 | 110 | 110 | 110 | 110 | 110 | 110 | 110 | 110 | 110 | 110 | 110 | 110 | 110 | 110
|  |  |  | PF |  |  |  | 0.99481 |  | 0.99799 | 0.9973 | 0.99721 | 0.99687 | 0.99687 | 0.99684 | 0.99669 | 0.9965 | 0.99633 | 0.99614 | 0.99598 | 1 | 0.99999 | 0.99996 | 0.99993 | 0.99989 | 0.99984 | 0.99978 | 0.99971 | 0.99962 | 0.99953 | 0.99943 | 0.99932 | 0.99919 | 0.99906
0.94021 | Diversity Factor: 0.94 | Uncompensated |  | Reactive Power |  |  | MVAr | 106.7795 | 107.1645 | 103.2456 | 105.7125 | 106.0511 | 107.1782 | 107.1637 | 107.2648 | 107.7396 | 108.3629 | 108.9012 | 109.4887 | 109.958 | 110.5682 | 111.1779 | 111.8896 | 112.6574 | 113.413 | 114.1474 | 114.8966 | 115.661 | 116.4406 | 117.2357 | 118.0465 | 118.8732 | 119.7161 | 120.5753
|  |  |  | PF |  |  |  | 0.89381 |  | 0.89634 | 0.89624 | 0.89621 | 0.89617 | 0.89617 | 0.89617 | 0.89616 | 0.89614 | 0.89613 | 0.89612 | 0.89611 | 0.8961 | 0.89609 | 0.89607 | 0.89606 | 0.89604 | 0.89603 | 0.89602 | 0.896 | 0.89599 | 0.89597 | 0.89596 | 0.89594 | 0.89593 | 0.89591
[10 empty] | 1 | 2 | 3 | 4 | 5 | 6 | 7 | 8 | 9 | 10 | 11 | 12 | 13 | 14 | 15 | 16 | 17 | 18 | 19 | 20 | 21 | 22 | 23 | 24 | 25
Transformer Load Detail
[7 empty] | Units | 13/14 |  | 14/15 | 15/16 | 16/17 | 17/18 | 18/19 | 19/20 | 20/21 | 21/22 | 22/23 | 23/24 | 24/25 | 25/26 | 26/27 | 27/28 | 28/29 | 29/30 | 30/31 | 31/32 | 32/33 | 33/34 | 34/35 | 35/36 | 36/37 | 37/38 | 38/39
| 0 | Compensated |  | Load (LV side) |  |  | Amps
|  |  |  | Apparent Power |  |  | MVA
|  |  |  | Real Power |  |  | MW
|  |  |  | Reactive Power |  |  | MVAr
|  |  |  | Capacitors In Service |  |  | MVAr
PF
| Zone Div: | Uncompensated |  | Reactive Power |  |  | MVAr
PF
| 0 | Compensated |  | Load (LV side) |  |  | Amps
|  |  |  | Apparent Power |  |  | MVA
|  |  |  | Real Power |  |  | MW
|  |  |  | Reactive Power |  |  | MVAr
|  |  |  | Capacitors In Service |  |  | MVAr
PF
| Zone Div: | Uncompensated |  | Reactive Power |  |  | MVAr
PF
| 0 | Compensated |  | Load (LV side) |  |  | Amps
|  |  |  | Apparent Power |  |  | MVA
|  |  |  | Real Power |  |  | MW
|  |  |  | Reactive Power |  |  | MVAr
|  |  |  | Capacitors In Service |  |  | MVAr
PF
| Zone Div: | Uncompensated |  | Reactive Power |  |  | MVAr
PF
| 0 | Compensated |  | Load (LV side) |  |  | Amps
|  |  |  | Apparent Power |  |  | MVA
|  |  |  | Real Power |  |  | MW
|  |  |  | Reactive Power |  |  | MVAr
|  |  |  | Capacitors In Service |  |  | MVAr
PF
| Zone Div: | Uncompensated |  | Reactive Power |  |  | MVAr
PF
| 0 | Compensated |  | Load (LV side) |  |  | Amps
|  |  |  | Apparent Power |  |  | MVA
|  |  |  | Real Power |  |  | MW
|  |  |  | Reactive Power |  |  | MVAr
|  |  |  | Capacitors In Service |  |  | MVAr
PF
| Zone Div: | Uncompensated |  | Reactive Power |  |  | MVAr
PF
| 0 | Compensated |  | Load (LV side) |  |  | Amps
|  |  |  | Apparent Power |  |  | MVA
|  |  |  | Real Power |  |  | MW
|  |  |  | Reactive Power |  |  | MVAr
|  |  |  | Capacitors In Service |  |  | MVAr
PF
| Zone Div: | Uncompensated |  | Reactive Power |  |  | MVAr
PF
| 0 | Compensated |  | Load (LV side) |  |  | Amps
|  |  |  | Apparent Power |  |  | MVA
|  |  |  | Real Power |  |  | MW
|  |  |  | Reactive Power |  |  | MVAr
|  |  |  | Capacitors In Service |  |  | MVAr
PF
| Zone Div: | Uncompensated |  | Reactive Power |  |  | MVAr
PF
| 0 | Compensated |  | Load (LV side) |  |  | Amps
|  |  |  | Apparent Power |  |  | MVA
|  |  |  | Real Power |  |  | MW
|  |  |  | Reactive Power |  |  | MVAr
|  |  |  | Capacitors In Service |  |  | MVAr
PF
| Zone Div: | Uncompensated |  | Reactive Power |  |  | MVAr
PF
| 0 | Compensated |  | Load (LV side) |  |  | Amps
|  |  |  | Apparent Power |  |  | MVA
|  |  |  | Real Power |  |  | MW
|  |  |  | Reactive Power |  |  | MVAr
|  |  |  | Capacitors In Service |  |  | MVAr
PF
| Zone Div: | Uncompensated |  | Reactive Power |  |  | MVAr
PF
| 0 | Compensated |  | Load (LV side) |  |  | Amps
|  |  |  | Apparent Power |  |  | MVA
|  |  |  | Real Power |  |  | MW
|  |  |  | Reactive Power |  |  | MVAr
|  |  |  | Capacitors In Service |  |  | MVAr
PF
| Zone Div: | Uncompensated |  | Reactive Power |  |  | MVAr
PF

## Canterbury 132_33kV
| Canterbury 132_33kV | [16 empty] | 2015 | SUMMER
| Substation Total Loads | [33 empty] | Spots & Transfers Detail
| Historical Loads | (MW) | [7 empty] | Weather Corrected Forecast Loads |  |  |  | (MW) | [20 empty] | Spots & Transfers Summary | (MW) |  | Historical Spots & Transfers | [6 empty] | Forecast Spots & Transfers
|  | 07/08 | 08/09 | 09/10 | 10/11 | 11/12 | 12/13 | 13/14 |  | 14/15 | 15/16 | 16/17 | 17/18 | 18/19 | 19/20 | 20/21 | 21/22 | 22/23 | 23/24 | 24/25 | 25/26 | 26/27 | 27/28 | 28/29 | 29/30 | 30/31 | 31/32 | 32/33 | 33/34 | 34/35 | 35/36 | 36/37 | 37/38 | 38/39 |  |  |  | 07/08 | 08/09 | 09/10 | 10/11 | 11/12 | 12/13 | 13/14 | 14/15 | 15/16 | 16/17 | 17/18 | 18/19 | 19/20 | 20/21 | 21/22 | 22/23 | 23/24 | 24/25 | 25/26 | 26/27 | 27/28 | 28/29 | 29/30 | 30/31 | 31/32 | 32/33 | 33/34 | 34/35 | 35/36 | 36/37 | 37/38 | 38/39
| Total | 139.1399 | 142.5599 | 147.6 | 145.98 | 126.72 | 128.2279 | 119.942 |  | 104.8393 | 103.4586 | 101.1469 | 100.732 | 100.873 | 101.2623 | 102.5511 | 104.0927 | 105.4594 | 106.9118 | 108.2171 | 109.8502 | 111.5001 | 113.3437 | 115.3101 | 117.2614 | 119.1978 | 121.1781 | 123.203 | 125.2731 | 127.389 | 129.5514 | 131.761 | 134.0183 | 136.3242 |  |  | Total | 0 | 0 | 2.2428 | -0.0002934 | -17.6587 | -5.7365 | -0.45708 | -15.5774 | 0.072352 | -1.3795 | 0.035174 | 0.14103 | 0.38934 | 1.2888 | 1.5416 | 1.3666 | 1.4525 | 1.3053 | 1.633 | 1.6499 | 1.8437 | 1.9664 | 1.9513 | 1.9364 | 1.9803 | 2.0249 | 2.0701 | 2.1159 | 2.1624 | 2.2096 | 2.2574 | 2.3059
| Firm Rating | 177 | 177 | 177 | 177 | 177 | 176.79 | 176.79 |  | 176.79 | 176.79 | 176.79 | 176.79 | 176.79 | 176.79 | 176.79 | 176.79 | 176.79 | 176.79 | 176.79 | 176.79 | 176.79 | 176.79 | 176.79 | 176.79 | 176.79 | 176.79 | 176.79 | 176.79 | 176.79 | 176.79 | 176.79 | 176.79 | 176.79
| Total Capacity | 0 | 0 | 206 | 206 | 206 | 274 | 274 |  | 274 | 274 | 274 | 274 | 274 | 274 | 274 | 274 | 274 | 274 | 274 | 274 | 274 | 274 | 274 | 274 | 274 | 274 | 274 | 274 | 274 | 274 | 274 | 274 | 274 |  |  | Canterbury 132_33kV Tx1 | 0 | 0 | 0.79975 | -0.00010462 | -6.2968 | -2.0455 | -0.16299 | -5.5546 | 0.025799 | -0.49192 | 0.012542 | 0.050289 | 0.13883 | 0.45956 | 0.54971 | 0.48731 | 0.51793 | 0.46544 | 0.58231 | 0.58834 | 0.65741 | 0.70117 | 0.69581 | 0.69048 | 0.70615 | 0.72204 | 0.73815 | 0.7545 | 0.77108 | 0.78789 | 0.80495 | 0.82224
|  | -7 | -6 | -5 | -4 | -3 | -2 | -1 |  | 0 | 1 | 2 | 3 | 4 | 5 | 6 | 7 | 8 | 9 | 10 | 11 | 12 | 13 | 14 | 15 | 16 | 17 | 18 | 19 | 20 | 21 | 22 | 23 | 24 |  |  | Canterbury 132_33kV Tx2 | 0 | 0 | 0.73403 | -9.6023e-05 | -5.7793 | -1.8774 | -0.14959 | -5.0982 | 0.023679 | -0.45149 | 0.011512 | 0.046157 | 0.12742 | 0.4218 | 0.50454 | 0.44727 | 0.47537 | 0.42719 | 0.53446 | 0.53999 | 0.60339 | 0.64355 | 0.63863 | 0.63374 | 0.64812 | 0.6627 | 0.67749 | 0.6925 | 0.70771 | 0.72315 | 0.7388 | 0.75468
| Transformer Loads | [35 empty] | Canterbury 132_33kV Tx3 | 0 | 0 | 0 | 0 | 0 | 0 | 0 | 0 | 0 | 0 | 0 | 0 | 0 | 0 | 0 | 0 | 0 | 0 | 0 | 0 | 0 | 0 | 0 | 0 | 0 | 0 | 0 | 0 | 0 | 0 | 0 | 0
| Historical Loads | (MW) | [7 empty] | 0: Weather Corrected Forecast Loads; 4: (MW) |  |  | Canterbury 132_33kV Tx4 | 0 | 0 | 0.70904 | -9.2753e-05 | -5.5826 | -1.8135 | -0.1445 | -4.9246 | 0.022873 | -0.43612 | 0.01112 | 0.044585 | 0.12308 | 0.40743 | 0.48736 | 0.43204 | 0.45918 | 0.41265 | 0.51626 | 0.52161 | 0.58285 | 0.62164 | 0.61688 | 0.61216 | 0.62605 | 0.64014 | 0.65443 | 0.66892 | 0.68362 | 0.69853 | 0.71365 | 0.72898
|  | 07/08 | 08/09 | 09/10 | 10/11 | 11/12 | 12/13 | 13/14 |  | 14/15 | 15/16 | 16/17 | 17/18 | 18/19 | 19/20 | 20/21 | 21/22 | 22/23 | 23/24 | 24/25 | 25/26 | 26/27 | 27/28 | 28/29 | 29/30 | 30/31 | 31/32 | 32/33 | 33/34 | 34/35 | 35/36 | 36/37 | 37/38 | 38/39 |  |  |  | 0 | 0 | 0 | 0 | 0 | 0 | 0 | 0 | 0 | 0 | 0 | 0 | 0 | 0 | 0 | 0 | 0 | 0 | 0 | 0 | 0 | 0 | 0 | 0 | 0 | 0 | 0 | 0 | 0 | 0 | 0 | 0
| 0 | [36 empty] | 0 | 0 | 0 | 0 | 0 | 0 | 0 | 0 | 0 | 0 | 0 | 0 | 0 | 0 | 0 | 0 | 0 | 0 | 0 | 0 | 0 | 0 | 0 | 0 | 0 | 0 | 0 | 0 | 0 | 0 | 0 | 0
| Diversity Factor: 0 | [36 empty] | 0 | 0 | 0 | 0 | 0 | 0 | 0 | 0 | 0 | 0 | 0 | 0 | 0 | 0 | 0 | 0 | 0 | 0 | 0 | 0 | 0 | 0 | 0 | 0 | 0 | 0 | 0 | 0 | 0 | 0 | 0 | 0
[38 empty] | 0 | 0 | 0 | 0 | 0 | 0 | 0 | 0 | 0 | 0 | 0 | 0 | 0 | 0 | 0 | 0 | 0 | 0 | 0 | 0 | 0 | 0 | 0 | 0 | 0 | 0 | 0 | 0 | 0 | 0 | 0 | 0
[38 empty] | 0 | 0 | 0 | 0 | 0 | 0 | 0 | 0 | 0 | 0 | 0 | 0 | 0 | 0 | 0 | 0 | 0 | 0 | 0 | 0 | 0 | 0 | 0 | 0 | 0 | 0 | 0 | 0 | 0 | 0 | 0 | 0
| 0 | [36 empty] | 0 | 0 | 0 | 0 | 0 | 0 | 0 | 0 | 0 | 0 | 0 | 0 | 0 | 0 | 0 | 0 | 0 | 0 | 0 | 0 | 0 | 0 | 0 | 0 | 0 | 0 | 0 | 0 | 0 | 0 | 0 | 0
Diversity Factor: 0
[38 empty] | Historical Spots & Transfers | [6 empty] | Forecast Spots & Transfers
[35 empty] | Project Name | From | To | 07/08 | 08/09 | 09/10 | 10/11 | 11/12 | 12/13 | 13/14 | 14/15 | 15/16 | 16/17 | 17/18 | 18/19 | 19/20 | 20/21 | 21/22 | 22/23 | 23/24 | 24/25 | 25/26 | 26/27 | 27/28 | 28/29 | 29/30 | 30/31 | 31/32 | 32/33 | 33/34 | 34/35 | 35/36 | 36/37 | 37/38 | 38/39
| 0 | [33 empty] | Camperdown 33_5kV Tx5 Spots and Transfers |  | Canterbury 132_33kV Tx1 | 0 | 0 | 0 | 0 | -1.6115 | -1.9596 | -0.48351 | -6.2882 | 0 | -0.43955 | 0 | 0 | 0 | 0 | 0 | 0 | 0 | 0 | 0 | 0 | 0 | 0 | 0 | 0 | 0 | 0 | 0 | 0 | 0 | 0 | 0 | 0
| Diversity Factor: 0 | [33 empty] | Camperdown 33_5kV Tx5 Spots and Transfers |  | Canterbury 132_33kV Tx2 | 0 | 0 | 0 | 0 | -1.479 | -1.7985 | -0.44378 | -5.7714 | 0 | -0.40343 | 0 | 0 | 0 | 0 | 0 | 0 | 0 | 0 | 0 | 0 | 0 | 0 | 0 | 0 | 0 | 0 | 0 | 0 | 0 | 0 | 0 | 0
[35 empty] | Camperdown 33_5kV Tx5 Spots and Transfers |  | Canterbury 132_33kV Tx4 | 0 | 0 | 0 | 0 | -1.4287 | -1.7373 | -0.42867 | -5.5749 | 0 | -0.3897 | 0 | 0 | 0 | 0 | 0 | 0 | 0 | 0 | 0 | 0 | 0 | 0 | 0 | 0 | 0 | 0 | 0 | 0 | 0 | 0 | 0 | 0
[35 empty] | Campsie 33_11kV Spots and Transfers |  | Canterbury 132_33kV Tx1 | 0 | 0 | 0 | -3.9486e-05 | -0.41547 | -0.044419 | 0.3253 | 0.46912 | -0.080274 | -0.024719 | 0.00044374 | 0.01764 | 0.040902 | 0.19925 | 0.24779 | 0.21863 | 0.23541 | 0.20738 | 0.26628 | 0.26905 | 0.30386 | 0.32577 | 0.32278 | 0.31975 | 0.3274 | 0.33516 | 0.34304 | 0.35102 | 0.35912 | 0.36734 | 0.37567 | 0.38413
| 0 | [33 empty] | Campsie 33_11kV Spots and Transfers |  | Canterbury 132_33kV Tx2 | 0 | 0 | 0 | -3.6242e-05 | -0.38133 | -0.040769 | 0.29856 | 0.43057 | -0.073678 | -0.022688 | 0.00040728 | 0.01619 | 0.037541 | 0.18288 | 0.22743 | 0.20066 | 0.21606 | 0.19034 | 0.2444 | 0.24694 | 0.27889 | 0.299 | 0.29625 | 0.29348 | 0.3005 | 0.30762 | 0.31485 | 0.32218 | 0.32961 | 0.33715 | 0.3448 | 0.35256
| Diversity Factor: 0 | [33 empty] | Campsie 33_11kV Spots and Transfers |  | Canterbury 132_33kV Tx4 | 0 | 0 | 0 | -3.5008e-05 | -0.36834 | -0.039381 | 0.2884 | 0.41591 | -0.071169 | -0.021915 | 0.00039341 | 0.015639 | 0.036263 | 0.17665 | 0.21969 | 0.19383 | 0.20871 | 0.18386 | 0.23608 | 0.23854 | 0.2694 | 0.28882 | 0.28617 | 0.28348 | 0.29027 | 0.29715 | 0.30413 | 0.31121 | 0.31839 | 0.32567 | 0.33306 | 0.34056
[35 empty] | Dulwich Hill 33_11kV Spots and Transfers |  | Canterbury 132_33kV Tx1 | 0 | 0 | 0 | -4.5518e-05 | -9.1036e-05 | -3.5764e-05 | -0.0047631 | -0.038732 | 0.13803 | -0.015938 | 0.006339 | 0.0080115 | 0.048911 | 0.16381 | 0.19704 | 0.17549 | 0.18483 | 0.16681 | 0.20894 | 0.21102 | 0.2359 | 0.25162 | 0.24959 | 0.24757 | 0.25314 | 0.25878 | 0.26451 | 0.27032 | 0.27621 | 0.28218 | 0.28824 | 0.29439
[35 empty] | Dulwich Hill 33_11kV Spots and Transfers |  | Canterbury 132_33kV Tx2 | 0 | 0 | 0 | -4.1778e-05 | -8.3555e-05 | -3.2825e-05 | -0.0043717 | -0.035549 | 0.12669 | -0.014628 | 0.0058181 | 0.0073531 | 0.044892 | 0.15035 | 0.18085 | 0.16107 | 0.16964 | 0.1531 | 0.19177 | 0.19368 | 0.21652 | 0.23095 | 0.22908 | 0.22723 | 0.23233 | 0.23752 | 0.24277 | 0.2481 | 0.25351 | 0.25899 | 0.26456 | 0.2702
| 0 | [33 empty] | Dulwich Hill 33_11kV Spots and Transfers |  | Canterbury 132_33kV Tx4 | 0 | 0 | 0 | -4.0355e-05 | -8.071e-05 | -3.1708e-05 | -0.0042229 | -0.034338 | 0.12238 | -0.01413 | 0.00562 | 0.0071028 | 0.043363 | 0.14523 | 0.17469 | 0.15559 | 0.16387 | 0.14789 | 0.18524 | 0.18709 | 0.20915 | 0.22308 | 0.22128 | 0.21949 | 0.22442 | 0.22943 | 0.23451 | 0.23966 | 0.24488 | 0.25018 | 0.25555 | 0.261
| Diversity Factor: 0 | [33 empty] | Enfield 33_11kV Spots and Transfers |  | Canterbury 132_33kV Tx1 | 0 | 0 | 0.79975 | -1.9615e-05 | -4.2697 | -0.041514 | -9.8073e-06 | 0.30313 | -0.03196 | -0.011705 | 0.0057596 | 0.024638 | 0.049019 | 0.096497 | 0.10488 | 0.093193 | 0.097687 | 0.091252 | 0.10709 | 0.10826 | 0.11765 | 0.12377 | 0.12343 | 0.12316 | 0.12561 | 0.12809 | 0.13061 | 0.13316 | 0.13575 | 0.13837 | 0.14103 | 0.14373
[35 empty] | Enfield 33_11kV Spots and Transfers |  | Canterbury 132_33kV Tx2 | 0 | 0 | 0.73403 | -1.8003e-05 | -3.9189 | -0.038103 | -9.0014e-06 | 0.27822 | -0.029334 | -0.010743 | 0.0052863 | 0.022614 | 0.044991 | 0.088567 | 0.096261 | 0.085535 | 0.089659 | 0.083753 | 0.098289 | 0.099367 | 0.10798 | 0.1136 | 0.11329 | 0.11304 | 0.11529 | 0.11756 | 0.11987 | 0.12222 | 0.12459 | 0.127 | 0.12944 | 0.13192
[35 empty] | Enfield 33_11kV Spots and Transfers |  | Canterbury 132_33kV Tx4 | 0 | 0 | 0.70904 | -1.739e-05 | -3.7854 | -0.036806 | -8.6949e-06 | 0.26875 | -0.028335 | -0.010377 | 0.0051063 | 0.021844 | 0.043459 | 0.085552 | 0.092984 | 0.082623 | 0.086607 | 0.080901 | 0.094943 | 0.095984 | 0.10431 | 0.10973 | 0.10943 | 0.10919 | 0.11136 | 0.11356 | 0.11579 | 0.11806 | 0.12035 | 0.12268 | 0.12503 | 0.12742
0
Diversity Factor: 0
0
Diversity Factor: 0
0
Diversity Factor: 0
0
Diversity Factor: 0
0
Diversity Factor: 0
| Weather Correction and Public Holiday Factors | [8 empty] | Forecast ROG
ROG Justification
| Actual loads for season 13/14 have been weather corrected by the following: | [6 empty] | 4.362% |  | Weighted ROG calculation based on downstream zone substations and customers | [59 empty] | Weighted ROG calculation based on downstream zone substations and customers
1 | 2 | 3 | 4 | 5 | 6 | 7 | 8 | 9 | 10 | 14/15 | 15/16 | 16/17 | 17/18 | 18/19 | 19/20 | 20/21 | 21/22 | 22/23 | 23/24 | 24/25 | 25/26 | 26/27 | 27/28 | 28/29 | 29/30 | 30/31 | 31/32 | 32/33 | 33/34 | 34/35 | 35/36 | 36/37 | 37/38 | 38/39
0.98573 | 0.97207 | 0.96331 | 0.95902 | 0.95902 | 0.95902 | 0.95902 | 0.95902 | 0.95902 | 0.95902 | -1.427% | -1.386% | -0.901% | -0.445% | 0% | 0% | 0% | 0% | 0% | 0% | 0% | 0% | 0% | 0% | 0% | 0% | 0% | 0% | 0% | 0% | 0% | 0% | 0% | 0% | 0%
Substation Load Detail
[7 empty] | Units | 13/14 |  | 14/15 | 15/16 | 16/17 | 17/18 | 18/19 | 19/20 | 20/21 | 21/22 | 22/23 | 23/24 | 24/25 | 25/26 | 26/27 | 27/28 | 28/29 | 29/30 | 30/31 | 31/32 | 32/33 | 33/34 | 34/35 | 35/36 | 36/37 | 37/38 | 38/39
1 | Canterbury 132_33kV | Compensated |  | Load (LV side) |  |  | Amps | 2108 |  | 1837.72 | 1813.19 | 1772.14 | 1764.78 | 1767.28 | 1774.19 | 1797.07 | 1824.46 | 1848.76 | 1874.61 | 1897.85 | 1926.94 | 1956.36 | 1989.26 | 2024.37 | 2059.24 | 2093.86 | 2129.3 | 2165.56 | 2202.65 | 2240.58 | 2279.37 | 2319.03 | 2359.57 | 2401
|  |  |  | Apparent Power |  |  | MVA | 120.4811 |  | 105.0401 | 103.6377 | 101.2916 | 100.8709 | 101.0139 | 101.4088 | 102.7166 | 104.2822 | 105.6711 | 107.1483 | 108.4767 | 110.1398 | 111.8212 | 113.7015 | 115.7084 | 117.7015 | 119.6806 | 121.7061 | 123.7784 | 125.8983 | 128.0665 | 130.2837 | 132.5505 | 134.8677 | 137.2359
|  |  |  | Real Power |  |  | MW | 119.942 | 122.16 | 104.8393 | 103.4586 | 101.1469 | 100.732 | 100.873 | 101.2623 | 102.5511 | 104.0927 | 105.4594 | 106.9118 | 108.2171 | 109.8502 | 111.5001 | 113.3437 | 115.3101 | 117.2614 | 119.1978 | 121.1781 | 123.203 | 125.2731 | 127.389 | 129.5514 | 131.761 | 134.0183 | 136.3242
|  |  |  | Reactive Power |  |  | MVAr | 11.3847 |  | 6.4917 | 6.0904 | 5.4123 | 5.2918 | 5.3334 | 5.4483 | 5.8285 | 6.2833 | 6.6865 | 7.115 | 7.5001 | 7.9818 | 8.4686 | 9.0125 | 9.5926 | 10.1683 | 10.7395 | 11.3238 | 11.9211 | 12.5318 | 13.1561 | 13.794 | 14.4459 | 15.1118 | 15.7921
|  |  |  | Capacitors In Service |  |  | MVAr | 24 |  | 24 | 24 | 24 | 24 | 24 | 24 | 24 | 24 | 24 | 24 | 24 | 24 | 24 | 24 | 24 | 24 | 24 | 24 | 24 | 24 | 24 | 24 | 24 | 24 | 24
|  |  |  | PF |  |  |  | 0.99552 |  | 0.99809 | 0.99827 | 0.99857 | 0.99862 | 0.9986 | 0.99856 | 0.99839 | 0.99818 | 0.998 | 0.99779 | 0.99761 | 0.99737 | 0.99713 | 0.99685 | 0.99656 | 0.99626 | 0.99597 | 0.99566 | 0.99535 | 0.99503 | 0.99471 | 0.99438 | 0.99404 | 0.9937 | 0.99336
0.91393 | Diversity Factor: 0.91 | Uncompensated |  | Reactive Power |  |  | MVAr | 35.3847 | 35.5952 | 30.4917 | 30.0904 | 29.4123 | 29.2918 | 29.3334 | 29.4483 | 29.8285 | 30.2833 | 30.6865 | 31.115 | 31.5001 | 31.9818 | 32.4686 | 33.0125 | 33.5926 | 34.1683 | 34.7395 | 35.3238 | 35.9211 | 36.5318 | 37.1561 | 37.794 | 38.4459 | 39.1118 | 39.7921
|  |  |  | PF |  |  |  | 0.95913 |  | 0.96021 | 0.96021 | 0.96023 | 0.96023 | 0.96022 | 0.96022 | 0.96021 | 0.96019 | 0.96018 | 0.96016 | 0.96015 | 0.96014 | 0.96012 | 0.9601 | 0.96009 | 0.96007 | 0.96006 | 0.96004 | 0.96003 | 0.96001 | 0.96 | 0.95998 | 0.95997 | 0.95996 | 0.95994
[10 empty] | 1 | 2 | 3 | 4 | 5 | 6 | 7 | 8 | 9 | 10 | 11 | 12 | 13 | 14 | 15 | 16 | 17 | 18 | 19 | 20 | 21 | 22 | 23 | 24 | 25
Transformer Load Detail
[7 empty] | Units | 13/14 |  | 14/15 | 15/16 | 16/17 | 17/18 | 18/19 | 19/20 | 20/21 | 21/22 | 22/23 | 23/24 | 24/25 | 25/26 | 26/27 | 27/28 | 28/29 | 29/30 | 30/31 | 31/32 | 32/33 | 33/34 | 34/35 | 35/36 | 36/37 | 37/38 | 38/39
| 0 | Compensated |  | Load (LV side) |  |  | Amps
|  |  |  | Apparent Power |  |  | MVA
|  |  |  | Real Power |  |  | MW
|  |  |  | Reactive Power |  |  | MVAr
|  |  |  | Capacitors In Service |  |  | MVAr
PF
| Zone Div: | Uncompensated |  | Reactive Power |  |  | MVAr
PF
| 0 | Compensated |  | Load (LV side) |  |  | Amps
|  |  |  | Apparent Power |  |  | MVA
|  |  |  | Real Power |  |  | MW
|  |  |  | Reactive Power |  |  | MVAr
|  |  |  | Capacitors In Service |  |  | MVAr
PF
| Zone Div: | Uncompensated |  | Reactive Power |  |  | MVAr
PF
| 0 | Compensated |  | Load (LV side) |  |  | Amps
|  |  |  | Apparent Power |  |  | MVA
|  |  |  | Real Power |  |  | MW
|  |  |  | Reactive Power |  |  | MVAr
|  |  |  | Capacitors In Service |  |  | MVAr
PF
| Zone Div: | Uncompensated |  | Reactive Power |  |  | MVAr
PF
| 0 | Compensated |  | Load (LV side) |  |  | Amps
|  |  |  | Apparent Power |  |  | MVA
|  |  |  | Real Power |  |  | MW
|  |  |  | Reactive Power |  |  | MVAr
|  |  |  | Capacitors In Service |  |  | MVAr
PF
| Zone Div: | Uncompensated |  | Reactive Power |  |  | MVAr
PF
| 0 | Compensated |  | Load (LV side) |  |  | Amps
|  |  |  | Apparent Power |  |  | MVA
|  |  |  | Real Power |  |  | MW
|  |  |  | Reactive Power |  |  | MVAr
|  |  |  | Capacitors In Service |  |  | MVAr
PF
| Zone Div: | Uncompensated |  | Reactive Power |  |  | MVAr
PF
| 0 | Compensated |  | Load (LV side) |  |  | Amps
|  |  |  | Apparent Power |  |  | MVA
|  |  |  | Real Power |  |  | MW
|  |  |  | Reactive Power |  |  | MVAr
|  |  |  | Capacitors In Service |  |  | MVAr
PF
| Zone Div: | Uncompensated |  | Reactive Power |  |  | MVAr
PF
| 0 | Compensated |  | Load (LV side) |  |  | Amps
|  |  |  | Apparent Power |  |  | MVA
|  |  |  | Real Power |  |  | MW
|  |  |  | Reactive Power |  |  | MVAr
|  |  |  | Capacitors In Service |  |  | MVAr
PF
| Zone Div: | Uncompensated |  | Reactive Power |  |  | MVAr
PF
| 0 | Compensated |  | Load (LV side) |  |  | Amps
|  |  |  | Apparent Power |  |  | MVA
|  |  |  | Real Power |  |  | MW
|  |  |  | Reactive Power |  |  | MVAr
|  |  |  | Capacitors In Service |  |  | MVAr
PF
| Zone Div: | Uncompensated |  | Reactive Power |  |  | MVAr
PF
| 0 | Compensated |  | Load (LV side) |  |  | Amps
|  |  |  | Apparent Power |  |  | MVA
|  |  |  | Real Power |  |  | MW
|  |  |  | Reactive Power |  |  | MVAr
|  |  |  | Capacitors In Service |  |  | MVAr
PF
| Zone Div: | Uncompensated |  | Reactive Power |  |  | MVAr
PF
| 0 | Compensated |  | Load (LV side) |  |  | Amps
|  |  |  | Apparent Power |  |  | MVA
|  |  |  | Real Power |  |  | MW
|  |  |  | Reactive Power |  |  | MVAr
|  |  |  | Capacitors In Service |  |  | MVAr
PF
| Zone Div: | Uncompensated |  | Reactive Power |  |  | MVAr
PF

## Gosford 132_33kV
| Gosford 132_33kV | [16 empty] | 2015 | SUMMER
| Substation Total Loads | [33 empty] | Spots & Transfers Detail
| Historical Loads | (MW) | [7 empty] | Weather Corrected Forecast Loads |  |  |  | (MW) | [20 empty] | Spots & Transfers Summary | (MW) |  | Historical Spots & Transfers | [6 empty] | Forecast Spots & Transfers
|  | 07/08 | 08/09 | 09/10 | 10/11 | 11/12 | 12/13 | 13/14 |  | 14/15 | 15/16 | 16/17 | 17/18 | 18/19 | 19/20 | 20/21 | 21/22 | 22/23 | 23/24 | 24/25 | 25/26 | 26/27 | 27/28 | 28/29 | 29/30 | 30/31 | 31/32 | 32/33 | 33/34 | 34/35 | 35/36 | 36/37 | 37/38 | 38/39 |  |  |  | 07/08 | 08/09 | 09/10 | 10/11 | 11/12 | 12/13 | 13/14 | 14/15 | 15/16 | 16/17 | 17/18 | 18/19 | 19/20 | 20/21 | 21/22 | 22/23 | 23/24 | 24/25 | 25/26 | 26/27 | 27/28 | 28/29 | 29/30 | 30/31 | 31/32 | 32/33 | 33/34 | 34/35 | 35/36 | 36/37 | 37/38 | 38/39
| Total | 19.4245 | 23.8142 | 23.3203 | 24.6721 | 19.904 | 26.5572 | 19.2387 |  | 19.855 | 19.1884 | 18.7925 | 18.6448 | 18.5716 | 18.6277 | 18.8013 | 18.9985 | 19.1724 | 19.3616 | 19.5374 | 19.7547 | 19.9755 | 20.2178 | 20.4753 | 20.732 | 20.9895 | 21.2535 | 21.5239 | 21.801 | 22.0847 | 22.3753 | 22.6727 | 22.9772 | 23.2887 |  |  | Total | 1.0682 | 0 | -1.6104 | -0.025577 | -0.00072498 | -0.024398 | -0.01276 | -0.029347 | -0.023566 | 0.018422 | 0.055272 | -0.073232 | 0.05616 | 0.17352 | 0.19724 | 0.17389 | 0.18923 | 0.17582 | 0.21721 | 0.22082 | 0.24234 | 0.25746 | 0.25673 | 0.25752 | 0.26394 | 0.27045 | 0.27705 | 0.28375 | 0.29055 | 0.29745 | 0.30444 | 0.31154
| Firm Rating | 0 | 0 | 0 | 0 | 0 | 0 | 0 |  | 0 | 0 | 0 | 0 | 0 | 0 | 0 | 0 | 0 | 0 | 0 | 0 | 0 | 0 | 0 | 0 | 0 | 0 | 0 | 0 | 0 | 0 | 0 | 0 | 0
| Total Capacity | 0 | 0 | 71 | 71 | 71 | 71 | 71 |  | 71 | 71 | 71 | 71 | 71 | 71 | 71 | 71 | 71 | 71 | 71 | 71 | 71 | 71 | 71 | 71 | 71 | 71 | 71 | 71 | 71 | 71 | 71 | 71 | 71 |  |  | Gosford 132_33kV Tx1 | 1.0682 | 0 | -1.6104 | -0.025577 | -0.00072498 | -0.024398 | -0.01276 | -0.029347 | -0.023566 | 0.018422 | 0.055272 | -0.073232 | 0.05616 | 0.17352 | 0.19724 | 0.17389 | 0.18923 | 0.17582 | 0.21721 | 0.22082 | 0.24234 | 0.25746 | 0.25673 | 0.25752 | 0.26394 | 0.27045 | 0.27705 | 0.28375 | 0.29055 | 0.29745 | 0.30444 | 0.31154
|  | -7 | -6 | -5 | -4 | -3 | -2 | -1 |  | 0 | 1 | 2 | 3 | 4 | 5 | 6 | 7 | 8 | 9 | 10 | 11 | 12 | 13 | 14 | 15 | 16 | 17 | 18 | 19 | 20 | 21 | 22 | 23 | 24 |  |  |  | 0 | 0 | 0 | 0 | 0 | 0 | 0 | 0 | 0 | 0 | 0 | 0 | 0 | 0 | 0 | 0 | 0 | 0 | 0 | 0 | 0 | 0 | 0 | 0 | 0 | 0 | 0 | 0 | 0 | 0 | 0 | 0
| Transformer Loads | [36 empty] | 0 | 0 | 0 | 0 | 0 | 0 | 0 | 0 | 0 | 0 | 0 | 0 | 0 | 0 | 0 | 0 | 0 | 0 | 0 | 0 | 0 | 0 | 0 | 0 | 0 | 0 | 0 | 0 | 0 | 0 | 0 | 0
| Historical Loads | (MW) | [7 empty] | Weather Corrected Forecast Loads |  |  |  | (MW) | [23 empty] | 0 | 0 | 0 | 0 | 0 | 0 | 0 | 0 | 0 | 0 | 0 | 0 | 0 | 0 | 0 | 0 | 0 | 0 | 0 | 0 | 0 | 0 | 0 | 0 | 0 | 0 | 0 | 0 | 0 | 0 | 0 | 0
|  | 07/08 | 08/09 | 09/10 | 10/11 | 11/12 | 12/13 | 13/14 |  | 14/15 | 15/16 | 16/17 | 17/18 | 18/19 | 19/20 | 20/21 | 21/22 | 22/23 | 23/24 | 24/25 | 25/26 | 26/27 | 27/28 | 28/29 | 29/30 | 30/31 | 31/32 | 32/33 | 33/34 | 34/35 | 35/36 | 36/37 | 37/38 | 38/39 |  |  |  | 0 | 0 | 0 | 0 | 0 | 0 | 0 | 0 | 0 | 0 | 0 | 0 | 0 | 0 | 0 | 0 | 0 | 0 | 0 | 0 | 0 | 0 | 0 | 0 | 0 | 0 | 0 | 0 | 0 | 0 | 0 | 0
| 0 | [36 empty] | 0 | 0 | 0 | 0 | 0 | 0 | 0 | 0 | 0 | 0 | 0 | 0 | 0 | 0 | 0 | 0 | 0 | 0 | 0 | 0 | 0 | 0 | 0 | 0 | 0 | 0 | 0 | 0 | 0 | 0 | 0 | 0
| Diversity Factor: 0 | [36 empty] | 0 | 0 | 0 | 0 | 0 | 0 | 0 | 0 | 0 | 0 | 0 | 0 | 0 | 0 | 0 | 0 | 0 | 0 | 0 | 0 | 0 | 0 | 0 | 0 | 0 | 0 | 0 | 0 | 0 | 0 | 0 | 0
[38 empty] | 0 | 0 | 0 | 0 | 0 | 0 | 0 | 0 | 0 | 0 | 0 | 0 | 0 | 0 | 0 | 0 | 0 | 0 | 0 | 0 | 0 | 0 | 0 | 0 | 0 | 0 | 0 | 0 | 0 | 0 | 0 | 0
[38 empty] | 0 | 0 | 0 | 0 | 0 | 0 | 0 | 0 | 0 | 0 | 0 | 0 | 0 | 0 | 0 | 0 | 0 | 0 | 0 | 0 | 0 | 0 | 0 | 0 | 0 | 0 | 0 | 0 | 0 | 0 | 0 | 0
| 0 | [36 empty] | 0 | 0 | 0 | 0 | 0 | 0 | 0 | 0 | 0 | 0 | 0 | 0 | 0 | 0 | 0 | 0 | 0 | 0 | 0 | 0 | 0 | 0 | 0 | 0 | 0 | 0 | 0 | 0 | 0 | 0 | 0 | 0
Diversity Factor: 0
[38 empty] | Historical Spots & Transfers | [6 empty] | Forecast Spots & Transfers
[35 empty] | Project Name | From | To | 07/08 | 08/09 | 09/10 | 10/11 | 11/12 | 12/13 | 13/14 | 14/15 | 15/16 | 16/17 | 17/18 | 18/19 | 19/20 | 20/21 | 21/22 | 22/23 | 23/24 | 24/25 | 25/26 | 26/27 | 27/28 | 28/29 | 29/30 | 30/31 | 31/32 | 32/33 | 33/34 | 34/35 | 35/36 | 36/37 | 37/38 | 38/39
| 0 | [33 empty] | Lisarow 33_11kV Spots and Transfers |  | Gosford 132_33kV Tx1 | 1.0682 | 0 | -1.6104 | -0.025577 | -0.00072498 | -0.024398 | -0.01276 | -0.029347 | -0.023566 | 0.018422 | 0.055272 | -0.073232 | 0.05616 | 0.17352 | 0.19724 | 0.17389 | 0.18923 | 0.17582 | 0.21721 | 0.22082 | 0.24234 | 0.25746 | 0.25673 | 0.25752 | 0.26394 | 0.27045 | 0.27705 | 0.28375 | 0.29055 | 0.29745 | 0.30444 | 0.31154
Diversity Factor: 0
0
Diversity Factor: 0
0
Diversity Factor: 0
0
Diversity Factor: 0
0
Diversity Factor: 0
0
Diversity Factor: 0
0
Diversity Factor: 0
0
Diversity Factor: 0
| Weather Correction and Public Holiday Factors | [8 empty] | Forecast ROG
ROG Justification
| Actual loads for season 13/14 have been weather corrected by the following: | [6 empty] | 0.4229% |  | Weighted ROG calculation based on downstream zone substations and customers | [59 empty] | Weighted ROG calculation based on downstream zone substations and customers
1 | 2 | 3 | 4 | 5 | 6 | 7 | 8 | 9 | 10 | 14/15 | 15/16 | 16/17 | 17/18 | 18/19 | 19/20 | 20/21 | 21/22 | 22/23 | 23/24 | 24/25 | 25/26 | 26/27 | 27/28 | 28/29 | 29/30 | 30/31 | 31/32 | 32/33 | 33/34 | 34/35 | 35/36 | 36/37 | 37/38 | 38/39
0.96761 | 0.93627 | 0.91606 | 0.90616 | 0.90616 | 0.90616 | 0.90616 | 0.90616 | 0.90616 | 0.90616 | -3.239% | -3.239% | -2.159% | -1.08% | 0% | 0% | 0% | 0% | 0% | 0% | 0% | 0% | 0% | 0% | 0% | 0% | 0% | 0% | 0% | 0% | 0% | 0% | 0% | 0% | 0%
Substation Load Detail
[7 empty] | Units | 13/14 |  | 14/15 | 15/16 | 16/17 | 17/18 | 18/19 | 19/20 | 20/21 | 21/22 | 22/23 | 23/24 | 24/25 | 25/26 | 26/27 | 27/28 | 28/29 | 29/30 | 30/31 | 31/32 | 32/33 | 33/34 | 34/35 | 35/36 | 36/37 | 37/38 | 38/39
1 | Gosford 132_33kV | Compensated |  | Load (LV side) |  |  | Amps | 347 |  | 356.4043 | 344.4359 | 337.3314 | 334.6837 | 333.3647 | 334.3762 | 337.5016 | 341.0542 | 344.1862 | 347.5946 | 350.7614 | 354.6737 | 358.6511 | 363.0162 | 367.6535 | 372.2777 | 376.9162 | 381.6704 | 386.5417 | 391.5321 | 396.6431 | 401.8766 | 407.2342 | 412.7179 | 418.3294
|  |  |  | Apparent Power |  |  | MVA | 19.8085 |  | 20.3712 | 19.6872 | 19.2811 | 19.1297 | 19.0543 | 19.1122 | 19.2908 | 19.4939 | 19.6729 | 19.8677 | 20.0487 | 20.2723 | 20.4997 | 20.7492 | 21.0142 | 21.2785 | 21.5437 | 21.8154 | 22.0938 | 22.3791 | 22.6712 | 22.9703 | 23.2766 | 23.59 | 23.9107
|  |  |  | Real Power |  |  | MW | 19.2387 | 20.55 | 19.855 | 19.1884 | 18.7925 | 18.6448 | 18.5716 | 18.6277 | 18.8013 | 18.9985 | 19.1724 | 19.3616 | 19.5374 | 19.7547 | 19.9755 | 20.2178 | 20.4753 | 20.732 | 20.9895 | 21.2535 | 21.5239 | 21.801 | 22.0847 | 22.3753 | 22.6727 | 22.9772 | 23.2887
|  |  |  | Reactive Power |  |  | MVAr | 4.7169 |  | 4.5569 | 4.4035 | 4.3129 | 4.2799 | 4.262 | 4.2757 | 4.3183 | 4.3666 | 4.4093 | 4.4557 | 4.4988 | 4.552 | 4.6062 | 4.6656 | 4.7287 | 4.7916 | 4.8548 | 4.9195 | 4.9858 | 5.0537 | 5.1233 | 5.1945 | 5.2675 | 5.3421 | 5.4185
|  |  |  | Capacitors In Service |  |  | MVAr | 0 |  | 0 | 0 | 0 | 0 | 0 | 0 | 0 | 0 | 0 | 0 | 0 | 0 | 0 | 0 | 0 | 0 | 0 | 0 | 0 | 0 | 0 | 0 | 0 | 0 | 0
|  |  |  | PF |  |  |  | 0.97123 |  | 0.97466 | 0.97466 | 0.97466 | 0.97465 | 0.97466 | 0.97465 | 0.97462 | 0.97459 | 0.97456 | 0.97453 | 0.9745 | 0.97446 | 0.97443 | 0.97439 | 0.97435 | 0.97432 | 0.97428 | 0.97424 | 0.9742 | 0.97417 | 0.97413 | 0.9741 | 0.97406 | 0.97402 | 0.97398
0.91121 | Diversity Factor: 0.91 | Uncompensated |  | Reactive Power |  |  | MVAr | 4.7169 | 5.0383 | 4.5569 | 4.4035 | 4.3129 | 4.2799 | 4.262 | 4.2757 | 4.3183 | 4.3666 | 4.4093 | 4.4557 | 4.4988 | 4.552 | 4.6062 | 4.6656 | 4.7287 | 4.7916 | 4.8548 | 4.9195 | 4.9858 | 5.0537 | 5.1233 | 5.1945 | 5.2675 | 5.3421 | 5.4185
|  |  |  | PF |  |  |  | 0.97123 |  | 0.97466 | 0.97466 | 0.97466 | 0.97465 | 0.97466 | 0.97465 | 0.97462 | 0.97459 | 0.97456 | 0.97453 | 0.9745 | 0.97446 | 0.97443 | 0.97439 | 0.97435 | 0.97432 | 0.97428 | 0.97424 | 0.9742 | 0.97417 | 0.97413 | 0.9741 | 0.97406 | 0.97402 | 0.97398
[10 empty] | 1 | 2 | 3 | 4 | 5 | 6 | 7 | 8 | 9 | 10 | 11 | 12 | 13 | 14 | 15 | 16 | 17 | 18 | 19 | 20 | 21 | 22 | 23 | 24 | 25
Transformer Load Detail
[7 empty] | Units | 13/14 |  | 14/15 | 15/16 | 16/17 | 17/18 | 18/19 | 19/20 | 20/21 | 21/22 | 22/23 | 23/24 | 24/25 | 25/26 | 26/27 | 27/28 | 28/29 | 29/30 | 30/31 | 31/32 | 32/33 | 33/34 | 34/35 | 35/36 | 36/37 | 37/38 | 38/39
| 0 | Compensated |  | Load (LV side) |  |  | Amps
|  |  |  | Apparent Power |  |  | MVA
|  |  |  | Real Power |  |  | MW
|  |  |  | Reactive Power |  |  | MVAr
|  |  |  | Capacitors In Service |  |  | MVAr
PF
| Zone Div: | Uncompensated |  | Reactive Power |  |  | MVAr
PF
| 0 | Compensated |  | Load (LV side) |  |  | Amps
|  |  |  | Apparent Power |  |  | MVA
|  |  |  | Real Power |  |  | MW
|  |  |  | Reactive Power |  |  | MVAr
|  |  |  | Capacitors In Service |  |  | MVAr
PF
| Zone Div: | Uncompensated |  | Reactive Power |  |  | MVAr
PF
| 0 | Compensated |  | Load (LV side) |  |  | Amps
|  |  |  | Apparent Power |  |  | MVA
|  |  |  | Real Power |  |  | MW
|  |  |  | Reactive Power |  |  | MVAr
|  |  |  | Capacitors In Service |  |  | MVAr
PF
| Zone Div: | Uncompensated |  | Reactive Power |  |  | MVAr
PF
| 0 | Compensated |  | Load (LV side) |  |  | Amps
|  |  |  | Apparent Power |  |  | MVA
|  |  |  | Real Power |  |  | MW
|  |  |  | Reactive Power |  |  | MVAr
|  |  |  | Capacitors In Service |  |  | MVAr
PF
| Zone Div: | Uncompensated |  | Reactive Power |  |  | MVAr
PF
| 0 | Compensated |  | Load (LV side) |  |  | Amps
|  |  |  | Apparent Power |  |  | MVA
|  |  |  | Real Power |  |  | MW
|  |  |  | Reactive Power |  |  | MVAr
|  |  |  | Capacitors In Service |  |  | MVAr
PF
| Zone Div: | Uncompensated |  | Reactive Power |  |  | MVAr
PF
| 0 | Compensated |  | Load (LV side) |  |  | Amps
|  |  |  | Apparent Power |  |  | MVA
|  |  |  | Real Power |  |  | MW
|  |  |  | Reactive Power |  |  | MVAr
|  |  |  | Capacitors In Service |  |  | MVAr
PF
| Zone Div: | Uncompensated |  | Reactive Power |  |  | MVAr
PF
| 0 | Compensated |  | Load (LV side) |  |  | Amps
|  |  |  | Apparent Power |  |  | MVA
|  |  |  | Real Power |  |  | MW
|  |  |  | Reactive Power |  |  | MVAr
|  |  |  | Capacitors In Service |  |  | MVAr
PF
| Zone Div: | Uncompensated |  | Reactive Power |  |  | MVAr
PF
| 0 | Compensated |  | Load (LV side) |  |  | Amps
|  |  |  | Apparent Power |  |  | MVA
|  |  |  | Real Power |  |  | MW
|  |  |  | Reactive Power |  |  | MVAr
|  |  |  | Capacitors In Service |  |  | MVAr
PF
| Zone Div: | Uncompensated |  | Reactive Power |  |  | MVAr
PF
| 0 | Compensated |  | Load (LV side) |  |  | Amps
|  |  |  | Apparent Power |  |  | MVA
|  |  |  | Real Power |  |  | MW
|  |  |  | Reactive Power |  |  | MVAr
|  |  |  | Capacitors In Service |  |  | MVAr
PF
| Zone Div: | Uncompensated |  | Reactive Power |  |  | MVAr
PF
| 0 | Compensated |  | Load (LV side) |  |  | Amps
|  |  |  | Apparent Power |  |  | MVA
|  |  |  | Real Power |  |  | MW
|  |  |  | Reactive Power |  |  | MVAr
|  |  |  | Capacitors In Service |  |  | MVAr
PF
| Zone Div: | Uncompensated |  | Reactive Power |  |  | MVAr
PF

## Gosford 132_66kV
| Gosford 132_66kV | [16 empty] | 2015 | SUMMER
| Substation Total Loads | [33 empty] | Spots & Transfers Detail
| Historical Loads | (MW) | [7 empty] | Weather Corrected Forecast Loads |  |  |  | (MW) | [20 empty] | Spots & Transfers Summary | (MW) |  | Historical Spots & Transfers | [6 empty] | Forecast Spots & Transfers
|  | 07/08 | 08/09 | 09/10 | 10/11 | 11/12 | 12/13 | 13/14 |  | 14/15 | 15/16 | 16/17 | 17/18 | 18/19 | 19/20 | 20/21 | 21/22 | 22/23 | 23/24 | 24/25 | 25/26 | 26/27 | 27/28 | 28/29 | 29/30 | 30/31 | 31/32 | 32/33 | 33/34 | 34/35 | 35/36 | 36/37 | 37/38 | 38/39 |  |  |  | 07/08 | 08/09 | 09/10 | 10/11 | 11/12 | 12/13 | 13/14 | 14/15 | 15/16 | 16/17 | 17/18 | 18/19 | 19/20 | 20/21 | 21/22 | 22/23 | 23/24 | 24/25 | 25/26 | 26/27 | 27/28 | 28/29 | 29/30 | 30/31 | 31/32 | 32/33 | 33/34 | 34/35 | 35/36 | 36/37 | 37/38 | 38/39
| Total | 118.7 | 128 | 141.6 | 152 | 107 | 135 | 105.084 |  | 108.1886 | 105.3374 | 103.6608 | 103.0869 | 102.3969 | 102.678 | 103.6885 | 104.8614 | 105.8824 | 107.0187 | 108.0431 | 109.3267 | 110.6305 | 112.0754 | 113.6162 | 115.1507 | 116.6853 | 118.2589 | 119.872 | 121.5252 | 123.2192 | 124.9544 | 126.7314 | 128.5509 | 130.4135 |  |  | Total | -2.992 | -1.5584 | 0.8699 | 1.9108 | -12.9966 | -0.070243 | -0.11924 | -0.27238 | -0.22764 | 0.025679 | 0.26365 | -0.68999 | 0.28106 | 1.0105 | 1.1729 | 1.021 | 1.1363 | 1.0244 | 1.2836 | 1.3038 | 1.4449 | 1.5408 | 1.5345 | 1.5346 | 1.5736 | 1.6131 | 1.6532 | 1.6939 | 1.7352 | 1.7771 | 1.8195 | 1.8626
| Firm Rating | 240 | 240 | 240 | 240 | 240 | 240 | 233.2 |  | 233.2 | 233.2 | 233.2 | 233.2 | 233.2 | 233.2 | 233.2 | 233.2 | 233.2 | 233.2 | 233.2 | 233.2 | 233.2 | 233.2 | 233.2 | 233.2 | 233.2 | 233.2 | 233.2 | 233.2 | 233.2 | 233.2 | 233.2 | 233.2 | 233.2
| Total Capacity | 0 | 0 | 350 | 350 | 350 | 350 | 350 |  | 350 | 350 | 350 | 350 | 350 | 350 | 350 | 350 | 350 | 350 | 350 | 350 | 350 | 350 | 350 | 350 | 350 | 350 | 350 | 350 | 350 | 350 | 350 | 350 | 350 |  |  | Gosford 132_66kV Tx2 | -0.98654 | -0.51386 | 0.28683 | 0.63005 | -4.2854 | -0.023161 | -0.039318 | -0.089813 | -0.075061 | 0.0084671 | 0.086932 | -0.22751 | 0.092675 | 0.33319 | 0.38675 | 0.33665 | 0.37467 | 0.33778 | 0.42324 | 0.4299 | 0.47643 | 0.50804 | 0.50596 | 0.50601 | 0.51886 | 0.5319 | 0.54512 | 0.55854 | 0.57214 | 0.58595 | 0.59995 | 0.61415
|  | -7 | -6 | -5 | -4 | -3 | -2 | -1 |  | 0 | 1 | 2 | 3 | 4 | 5 | 6 | 7 | 8 | 9 | 10 | 11 | 12 | 13 | 14 | 15 | 16 | 17 | 18 | 19 | 20 | 21 | 22 | 23 | 24 |  |  | Gosford 132_66kV Tx3 | -1.0391 | -0.54123 | 0.30211 | 0.66361 | -4.5137 | -0.024395 | -0.041413 | -0.094598 | -0.07906 | 0.0089182 | 0.091564 | -0.23963 | 0.097612 | 0.35095 | 0.40735 | 0.35459 | 0.39463 | 0.35578 | 0.44579 | 0.4528 | 0.50181 | 0.53511 | 0.53292 | 0.53297 | 0.54651 | 0.56024 | 0.57417 | 0.5883 | 0.60263 | 0.61717 | 0.63191 | 0.64687
| Transformer Loads | [35 empty] | Gosford 132_66kV Tx4 | -0.96632 | -0.50333 | 0.28095 | 0.61713 | -4.1975 | -0.022686 | -0.038512 | -0.087972 | -0.073523 | 0.0082936 | 0.085151 | -0.22285 | 0.090776 | 0.32637 | 0.37882 | 0.32975 | 0.36699 | 0.33086 | 0.41457 | 0.42109 | 0.46667 | 0.49763 | 0.4956 | 0.49564 | 0.50823 | 0.521 | 0.53395 | 0.54709 | 0.56042 | 0.57394 | 0.58765 | 0.60156
| Historical Loads | (MW) | [7 empty] | 0: Weather Corrected Forecast Loads; 4: (MW) |  |  |  | 0 | 0 | 0 | 0 | 0 | 0 | 0 | 0 | 0 | 0 | 0 | 0 | 0 | 0 | 0 | 0 | 0 | 0 | 0 | 0 | 0 | 0 | 0 | 0 | 0 | 0 | 0 | 0 | 0 | 0 | 0 | 0
|  | 07/08 | 08/09 | 09/10 | 10/11 | 11/12 | 12/13 | 13/14 |  | 14/15 | 15/16 | 16/17 | 17/18 | 18/19 | 19/20 | 20/21 | 21/22 | 22/23 | 23/24 | 24/25 | 25/26 | 26/27 | 27/28 | 28/29 | 29/30 | 30/31 | 31/32 | 32/33 | 33/34 | 34/35 | 35/36 | 36/37 | 37/38 | 38/39 |  |  |  | 0 | 0 | 0 | 0 | 0 | 0 | 0 | 0 | 0 | 0 | 0 | 0 | 0 | 0 | 0 | 0 | 0 | 0 | 0 | 0 | 0 | 0 | 0 | 0 | 0 | 0 | 0 | 0 | 0 | 0 | 0 | 0
| 0 | [36 empty] | 0 | 0 | 0 | 0 | 0 | 0 | 0 | 0 | 0 | 0 | 0 | 0 | 0 | 0 | 0 | 0 | 0 | 0 | 0 | 0 | 0 | 0 | 0 | 0 | 0 | 0 | 0 | 0 | 0 | 0 | 0 | 0
| Diversity Factor: 0 | [36 empty] | 0 | 0 | 0 | 0 | 0 | 0 | 0 | 0 | 0 | 0 | 0 | 0 | 0 | 0 | 0 | 0 | 0 | 0 | 0 | 0 | 0 | 0 | 0 | 0 | 0 | 0 | 0 | 0 | 0 | 0 | 0 | 0
[38 empty] | 0 | 0 | 0 | 0 | 0 | 0 | 0 | 0 | 0 | 0 | 0 | 0 | 0 | 0 | 0 | 0 | 0 | 0 | 0 | 0 | 0 | 0 | 0 | 0 | 0 | 0 | 0 | 0 | 0 | 0 | 0 | 0
[38 empty] | 0 | 0 | 0 | 0 | 0 | 0 | 0 | 0 | 0 | 0 | 0 | 0 | 0 | 0 | 0 | 0 | 0 | 0 | 0 | 0 | 0 | 0 | 0 | 0 | 0 | 0 | 0 | 0 | 0 | 0 | 0 | 0
| 0 | [36 empty] | 0 | 0 | 0 | 0 | 0 | 0 | 0 | 0 | 0 | 0 | 0 | 0 | 0 | 0 | 0 | 0 | 0 | 0 | 0 | 0 | 0 | 0 | 0 | 0 | 0 | 0 | 0 | 0 | 0 | 0 | 0 | 0
Diversity Factor: 0
[38 empty] | Historical Spots & Transfers | [6 empty] | Forecast Spots & Transfers
[35 empty] | Project Name | From | To | 07/08 | 08/09 | 09/10 | 10/11 | 11/12 | 12/13 | 13/14 | 14/15 | 15/16 | 16/17 | 17/18 | 18/19 | 19/20 | 20/21 | 21/22 | 22/23 | 23/24 | 24/25 | 25/26 | 26/27 | 27/28 | 28/29 | 29/30 | 30/31 | 31/32 | 32/33 | 33/34 | 34/35 | 35/36 | 36/37 | 37/38 | 38/39
| 0 | [33 empty] | Avoca 66_11kV Spots and Transfers |  | Gosford 132_66kV Tx2 | 0 | -0.25969 | -0.26076 | 0.25913 | -1.1987 | 0.44895 | -0.02985 | -0.78273 | -0.031238 | -0.0031017 | 0.020198 | -0.084012 | 0.020053 | 0.091805 | 0.10221 | 0.086721 | 0.10346 | 0.094557 | 0.11935 | 0.12228 | 0.13378 | 0.14269 | 0.14287 | 0.1447 | 0.14902 | 0.15339 | 0.15783 | 0.16234 | 0.16691 | 0.17155 | 0.17625 | 0.18102
| Diversity Factor: 0 | [33 empty] | Avoca 66_11kV Spots and Transfers |  | Gosford 132_66kV Tx3 | 0 | -0.27352 | -0.27465 | 0.27294 | -1.2626 | 0.47287 | -0.03144 | -0.82443 | -0.032902 | -0.003267 | 0.021274 | -0.088488 | 0.021122 | 0.096696 | 0.10766 | 0.091341 | 0.10897 | 0.099595 | 0.12571 | 0.1288 | 0.14091 | 0.15029 | 0.15049 | 0.15241 | 0.15696 | 0.16156 | 0.16624 | 0.17099 | 0.1758 | 0.18069 | 0.18564 | 0.19067
[35 empty] | Avoca 66_11kV Spots and Transfers |  | Gosford 132_66kV Tx4 | 0 | -0.25437 | -0.25541 | 0.25382 | -1.1741 | 0.43975 | -0.029238 | -0.76669 | -0.030598 | -0.0030382 | 0.019784 | -0.08229 | 0.019642 | 0.089924 | 0.10012 | 0.084944 | 0.10134 | 0.092619 | 0.1169 | 0.11978 | 0.13104 | 0.13976 | 0.13995 | 0.14174 | 0.14596 | 0.15025 | 0.1546 | 0.15901 | 0.16349 | 0.16803 | 0.17264 | 0.17732
[35 empty] | Empire Bay 66_11kV Spots and Transfers |  | Gosford 132_66kV Tx2 | 0 | 0 | 0 | 0 | 0 | 0 | 1.4831 | 2.5427 | -0.00082719 | 0.0033218 | 0.0062782 | 0.0035664 | 0.0076717 | 0.018039 | 0.018755 | 0.0167 | 0.018087 | 0.018085 | 0.021521 | 0.022036 | 0.023388 | 0.024585 | 0.024693 | 0.025151 | 0.025809 | 0.026476 | 0.027154 | 0.027841 | 0.028539 | 0.029247 | 0.029965 | 0.030695
| 0 | [33 empty] | Empire Bay 66_11kV Spots and Transfers |  | Gosford 132_66kV Tx3 | 0 | 0 | 0 | 0 | 0 | 0 | 1.5621 | 2.6782 | -0.00087126 | 0.0034987 | 0.0066127 | 0.0037564 | 0.0080805 | 0.019 | 0.019754 | 0.01759 | 0.019051 | 0.019049 | 0.022667 | 0.02321 | 0.024634 | 0.025895 | 0.026009 | 0.026491 | 0.027184 | 0.027887 | 0.0286 | 0.029325 | 0.030059 | 0.030805 | 0.031562 | 0.03233
| Diversity Factor: 0 | [33 empty] | Empire Bay 66_11kV Spots and Transfers |  | Gosford 132_66kV Tx4 | 0 | 0 | 0 | 0 | 0 | 0 | 1.4527 | 2.4906 | -0.00081024 | 0.0032537 | 0.0061496 | 0.0034933 | 0.0075145 | 0.01767 | 0.018371 | 0.016358 | 0.017717 | 0.017714 | 0.02108 | 0.021585 | 0.022908 | 0.024081 | 0.024187 | 0.024636 | 0.02528 | 0.025934 | 0.026597 | 0.027271 | 0.027954 | 0.028648 | 0.029351 | 0.030066
[35 empty] | Erina 66_11kV Spots and Transfers |  | Gosford 132_66kV Tx2 | -0.98654 | 0 | -0.86049 | -0.42218 | -0.62906 | -0.5223 | -0.0093728 | -0.040384 | -0.026902 | -0.015501 | 0.00015621 | -0.042994 | -0.002611 | 0.058683 | 0.084367 | 0.072532 | 0.080857 | 0.062747 | 0.086643 | 0.086745 | 0.10303 | 0.11224 | 0.11023 | 0.10712 | 0.10965 | 0.11221 | 0.11481 | 0.11744 | 0.12011 | 0.12282 | 0.12556 | 0.12834
[35 empty] | Erina 66_11kV Spots and Transfers |  | Gosford 132_66kV Tx3 | -1.0391 | 0 | -0.90634 | -0.44467 | -0.66258 | -0.55013 | -0.0098722 | -0.042535 | -0.028336 | -0.016327 | 0.00016453 | -0.045285 | -0.0027501 | 0.061809 | 0.088862 | 0.076396 | 0.085165 | 0.06609 | 0.091259 | 0.091367 | 0.10852 | 0.11822 | 0.11611 | 0.11283 | 0.11549 | 0.11819 | 0.12093 | 0.1237 | 0.12651 | 0.12936 | 0.13225 | 0.13518
| 0 | [33 empty] | Erina 66_11kV Spots and Transfers |  | Gosford 132_66kV Tx4 | -0.96632 | 0 | -0.84286 | -0.41352 | -0.61617 | -0.5116 | -0.0091808 | -0.039556 | -0.026351 | -0.015183 | 0.00015301 | -0.042113 | -0.0025575 | 0.05748 | 0.082638 | 0.071046 | 0.0792 | 0.061461 | 0.084868 | 0.084967 | 0.10092 | 0.10994 | 0.10798 | 0.10493 | 0.1074 | 0.10991 | 0.11246 | 0.11504 | 0.11765 | 0.1203 | 0.12299 | 0.12571
| Diversity Factor: 0 | [33 empty] | Umina 66_11kV Spots and Transfers |  | Gosford 132_66kV Tx2 | 0 | 0.20334 | 0 | -0.00026977 | 0 | -0.00024309 | -0.0029112 | -0.40481 | -0.0042324 | 0.02182 | 0.04459 | -0.050781 | 0.050265 | 0.10562 | 0.11174 | 0.099687 | 0.10564 | 0.1029 | 0.12124 | 0.12342 | 0.13215 | 0.13883 | 0.13901 | 0.14031 | 0.14355 | 0.14683 | 0.15016 | 0.15354 | 0.15697 | 0.16044 | 0.16397 | 0.16755
[35 empty] | Umina 66_11kV Spots and Transfers |  | Gosford 132_66kV Tx3 | 0 | 0.21417 | 0 | -0.00028415 | 0 | -0.00025604 | -0.0030663 | -0.42638 | -0.0044579 | 0.022983 | 0.046965 | -0.053486 | 0.052943 | 0.11124 | 0.11769 | 0.105 | 0.11127 | 0.10838 | 0.1277 | 0.12999 | 0.13919 | 0.14623 | 0.14642 | 0.14779 | 0.1512 | 0.15466 | 0.15816 | 0.16172 | 0.16533 | 0.16899 | 0.17271 | 0.17648
[35 empty] | Umina 66_11kV Spots and Transfers |  | Gosford 132_66kV Tx4 | 0 | 0.19917 | 0 | -0.00026425 | 0 | -0.00023811 | -0.0028515 | -0.39651 | -0.0041456 | 0.021373 | 0.043676 | -0.04974 | 0.049235 | 0.10345 | 0.10945 | 0.097644 | 0.10347 | 0.10079 | 0.11875 | 0.12089 | 0.12944 | 0.13598 | 0.13616 | 0.13744 | 0.14061 | 0.14382 | 0.14709 | 0.15039 | 0.15375 | 0.15716 | 0.16061 | 0.16412
| 0 | [33 empty] | Wamberal 66_11kV Spots and Transfers |  | Gosford 132_66kV Tx2 | 0 | 0 | 1.4081 | 0.83442 | -2.4554 | 0 | 0 | 0 | 0 | 0 | 0 | 0 | 0 | 0 | 0 | 0 | 0 | 0 | 0 | 0 | 0 | 0 | 0 | 0 | 0 | 0 | 0 | 0 | 0 | 0 | 0 | 0
| Diversity Factor: 0 | [33 empty] | Wamberal 66_11kV Spots and Transfers |  | Gosford 132_66kV Tx3 | 0 | 0 | 1.4831 | 0.87888 | -2.5862 | 0 | 0 | 0 | 0 | 0 | 0 | 0 | 0 | 0 | 0 | 0 | 0 | 0 | 0 | 0 | 0 | 0 | 0 | 0 | 0 | 0 | 0 | 0 | 0 | 0 | 0 | 0
[35 empty] | Wamberal 66_11kV Spots and Transfers |  | Gosford 132_66kV Tx4 | 0 | 0 | 1.3792 | 0.81732 | -2.4051 | 0 | 0 | 0 | 0 | 0 | 0 | 0 | 0 | 0 | 0 | 0 | 0 | 0 | 0 | 0 | 0 | 0 | 0 | 0 | 0 | 0 | 0 | 0 | 0 | 0 | 0 | 0
[35 empty] | Woy Woy 66_11kV Spots and Transfers |  | Gosford 132_66kV Tx2 | 0 | -0.45751 | 0 | -0.041062 | -0.0021676 | 0.050434 | -1.4802 | -1.4046 | -0.011862 | 0.0019277 | 0.015711 | -0.053289 | 0.017296 | 0.059051 | 0.069675 | 0.061012 | 0.06663 | 0.059494 | 0.074491 | 0.075419 | 0.084085 | 0.089702 | 0.089152 | 0.088719 | 0.090838 | 0.092987 | 0.095166 | 0.097376 | 0.099618 | 0.10189 | 0.1042 | 0.10654
| 0 | [33 empty] | Woy Woy 66_11kV Spots and Transfers |  | Gosford 132_66kV Tx3 | 0 | -0.48188 | 0 | -0.04325 | -0.0022831 | 0.053121 | -1.5591 | -1.4795 | -0.012494 | 0.0020304 | 0.016548 | -0.056128 | 0.018218 | 0.062198 | 0.073387 | 0.064262 | 0.07018 | 0.062664 | 0.078459 | 0.079437 | 0.088565 | 0.094482 | 0.093902 | 0.093446 | 0.095678 | 0.097941 | 0.10024 | 0.10256 | 0.10493 | 0.10732 | 0.10975 | 0.11221
| Diversity Factor: 0 | [33 empty] | Woy Woy 66_11kV Spots and Transfers |  | Gosford 132_66kV Tx4 | 0 | -0.44813 | 0 | -0.040221 | -0.0021232 | 0.0494 | -1.4499 | -1.3759 | -0.011618 | 0.0018882 | 0.015389 | -0.052197 | 0.016942 | 0.057841 | 0.068247 | 0.059761 | 0.065265 | 0.058275 | 0.072964 | 0.073874 | 0.082362 | 0.087864 | 0.087325 | 0.086901 | 0.088976 | 0.091081 | 0.093216 | 0.095381 | 0.097577 | 0.099804 | 0.10206 | 0.10435
0
Diversity Factor: 0
0
Diversity Factor: 0
0
Diversity Factor: 0
| Weather Correction and Public Holiday Factors | [8 empty] | Forecast ROG
ROG Justification
| Actual loads for season 13/14 have been weather corrected by the following: | [6 empty] | 2.371% |  | Weighted ROG calculation based on downstream zone substations and customers | [59 empty] | Weighted ROG calculation based on downstream zone substations and customers
1 | 2 | 3 | 4 | 5 | 6 | 7 | 8 | 9 | 10 | 14/15 | 15/16 | 16/17 | 17/18 | 18/19 | 19/20 | 20/21 | 21/22 | 22/23 | 23/24 | 24/25 | 25/26 | 26/27 | 27/28 | 28/29 | 29/30 | 30/31 | 31/32 | 32/33 | 33/34 | 34/35 | 35/36 | 36/37 | 37/38 | 38/39
0.97572 | 0.95206 | 0.93667 | 0.92911 | 0.92911 | 0.92911 | 0.92911 | 0.92911 | 0.92911 | 0.92911 | -2.428% | -2.425% | -1.616% | -0.808% | 0% | 0% | 0% | 0% | 0% | 0% | 0% | 0% | 0% | 0% | 0% | 0% | 0% | 0% | 0% | 0% | 0% | 0% | 0% | 0% | 0%
Substation Load Detail
[7 empty] | Units | 13/14 |  | 14/15 | 15/16 | 16/17 | 17/18 | 18/19 | 19/20 | 20/21 | 21/22 | 22/23 | 23/24 | 24/25 | 25/26 | 26/27 | 27/28 | 28/29 | 29/30 | 30/31 | 31/32 | 32/33 | 33/34 | 34/35 | 35/36 | 36/37 | 37/38 | 38/39
1 | Gosford 132_66kV | Compensated |  | Load (LV side) |  |  | Amps | 942 |  | 947.0553 | 921.8679 | 907.0823 | 902.0254 | 895.9481 | 898.4233 | 907.327 | 917.6709 | 926.6827 | 936.7204 | 945.7772 | 957.1346 | 968.681 | 981.4888 | 995.1594 | 1008.78 | 1022.42 | 1036.42 | 1050.79 | 1065.52 | 1080.63 | 1096.12 | 1111.99 | 1124.53 | 1140.86
|  |  |  | Apparent Power |  |  | MVA | 107.6343 |  | 108.2629 | 105.3836 | 103.6934 | 103.1153 | 102.4206 | 102.7035 | 103.7214 | 104.9038 | 105.934 | 107.0815 | 108.1168 | 109.4151 | 110.7351 | 112.1992 | 113.762 | 115.3198 | 116.8792 | 118.4796 | 120.1216 | 121.8058 | 123.533 | 125.3036 | 127.1185 | 128.5519 | 130.418
|  |  |  | Real Power |  |  | MW | 105.084 | 111.16 | 108.1886 | 105.3374 | 103.6608 | 103.0869 | 102.3969 | 102.678 | 103.6885 | 104.8614 | 105.8824 | 107.0187 | 108.0431 | 109.3267 | 110.6305 | 112.0754 | 113.6162 | 115.1507 | 116.6853 | 118.2589 | 119.872 | 121.5252 | 123.2192 | 124.9544 | 126.7314 | 128.5509 | 130.4135
|  |  |  | Reactive Power |  |  | MVAr | 23.2914 |  | 4.0108 | 3.1212 | 2.599 | 2.4215 | 2.2029 | 2.292 | 2.6121 | 2.9837 | 3.3071 | 3.6671 | 3.9917 | 4.3983 | 4.8114 | 5.2691 | 5.7573 | 6.2434 | 6.7296 | 7.2281 | 7.7392 | 8.2629 | 8.7996 | 9.3493 | 9.9123 | 0.4887 | 1.0788
|  |  |  | Capacitors In Service |  |  | MVAr | 10 |  | 29.7 | 29.7 | 29.7 | 29.7 | 29.7 | 29.7 | 29.7 | 29.7 | 29.7 | 29.7 | 29.7 | 29.7 | 29.7 | 29.7 | 29.7 | 29.7 | 29.7 | 29.7 | 29.7 | 29.7 | 29.7 | 29.7 | 29.7 | 39.7 | 39.7
|  |  |  | PF |  |  |  | 0.97631 |  | 0.99931 | 0.99956 | 0.99969 | 0.99972 | 0.99977 | 0.99975 | 0.99968 | 0.9996 | 0.99951 | 0.99941 | 0.99932 | 0.99919 | 0.99906 | 0.9989 | 0.99872 | 0.99853 | 0.99834 | 0.99814 | 0.99792 | 0.9977 | 0.99746 | 0.99721 | 0.99696 | 0.99999 | 0.99997
0.89022 | Diversity Factor: 0.89 | Uncompensated |  | Reactive Power |  |  | MVAr | 33.2914 | 34.6381 | 33.7108 | 32.8212 | 32.2989 | 32.1215 | 31.9029 | 31.9919 | 32.3121 | 32.6837 | 33.0071 | 33.3671 | 33.6917 | 34.0983 | 34.5114 | 34.9691 | 35.4573 | 35.9434 | 36.4296 | 36.9281 | 37.4391 | 37.9629 | 38.4996 | 39.0493 | 39.6123 | 40.1887 | 40.7788
|  |  |  | PF |  |  |  | 0.9533 |  | 0.95473 | 0.95473 | 0.95473 | 0.95473 | 0.95474 | 0.95473 | 0.95472 | 0.9547 | 0.95469 | 0.95467 | 0.95466 | 0.95464 | 0.95463 | 0.95461 | 0.95459 | 0.95458 | 0.95456 | 0.95454 | 0.95453 | 0.95451 | 0.95449 | 0.95448 | 0.95446 | 0.95444 | 0.95443
[10 empty] | 1 | 2 | 3 | 4 | 5 | 6 | 7 | 8 | 9 | 10 | 11 | 12 | 13 | 14 | 15 | 16 | 17 | 18 | 19 | 20 | 21 | 22 | 23 | 24 | 25
Transformer Load Detail
[7 empty] | Units | 13/14 |  | 14/15 | 15/16 | 16/17 | 17/18 | 18/19 | 19/20 | 20/21 | 21/22 | 22/23 | 23/24 | 24/25 | 25/26 | 26/27 | 27/28 | 28/29 | 29/30 | 30/31 | 31/32 | 32/33 | 33/34 | 34/35 | 35/36 | 36/37 | 37/38 | 38/39
| 0 | Compensated |  | Load (LV side) |  |  | Amps
|  |  |  | Apparent Power |  |  | MVA
|  |  |  | Real Power |  |  | MW
|  |  |  | Reactive Power |  |  | MVAr
|  |  |  | Capacitors In Service |  |  | MVAr
PF
| Zone Div: | Uncompensated |  | Reactive Power |  |  | MVAr
PF
| 0 | Compensated |  | Load (LV side) |  |  | Amps
|  |  |  | Apparent Power |  |  | MVA
|  |  |  | Real Power |  |  | MW
|  |  |  | Reactive Power |  |  | MVAr
|  |  |  | Capacitors In Service |  |  | MVAr
PF
| Zone Div: | Uncompensated |  | Reactive Power |  |  | MVAr
PF
| 0 | Compensated |  | Load (LV side) |  |  | Amps
|  |  |  | Apparent Power |  |  | MVA
|  |  |  | Real Power |  |  | MW
|  |  |  | Reactive Power |  |  | MVAr
|  |  |  | Capacitors In Service |  |  | MVAr
PF
| Zone Div: | Uncompensated |  | Reactive Power |  |  | MVAr
PF
| 0 | Compensated |  | Load (LV side) |  |  | Amps
|  |  |  | Apparent Power |  |  | MVA
|  |  |  | Real Power |  |  | MW
|  |  |  | Reactive Power |  |  | MVAr
|  |  |  | Capacitors In Service |  |  | MVAr
PF
| Zone Div: | Uncompensated |  | Reactive Power |  |  | MVAr
PF
| 0 | Compensated |  | Load (LV side) |  |  | Amps
|  |  |  | Apparent Power |  |  | MVA
|  |  |  | Real Power |  |  | MW
|  |  |  | Reactive Power |  |  | MVAr
|  |  |  | Capacitors In Service |  |  | MVAr
PF
| Zone Div: | Uncompensated |  | Reactive Power |  |  | MVAr
PF
| 0 | Compensated |  | Load (LV side) |  |  | Amps
|  |  |  | Apparent Power |  |  | MVA
|  |  |  | Real Power |  |  | MW
|  |  |  | Reactive Power |  |  | MVAr
|  |  |  | Capacitors In Service |  |  | MVAr
PF
| Zone Div: | Uncompensated |  | Reactive Power |  |  | MVAr
PF
| 0 | Compensated |  | Load (LV side) |  |  | Amps
|  |  |  | Apparent Power |  |  | MVA
|  |  |  | Real Power |  |  | MW
|  |  |  | Reactive Power |  |  | MVAr
|  |  |  | Capacitors In Service |  |  | MVAr
PF
| Zone Div: | Uncompensated |  | Reactive Power |  |  | MVAr
PF
| 0 | Compensated |  | Load (LV side) |  |  | Amps
|  |  |  | Apparent Power |  |  | MVA
|  |  |  | Real Power |  |  | MW
|  |  |  | Reactive Power |  |  | MVAr
|  |  |  | Capacitors In Service |  |  | MVAr
PF
| Zone Div: | Uncompensated |  | Reactive Power |  |  | MVAr
PF
| 0 | Compensated |  | Load (LV side) |  |  | Amps
|  |  |  | Apparent Power |  |  | MVA
|  |  |  | Real Power |  |  | MW
|  |  |  | Reactive Power |  |  | MVAr
|  |  |  | Capacitors In Service |  |  | MVAr
PF
| Zone Div: | Uncompensated |  | Reactive Power |  |  | MVAr
PF
| 0 | Compensated |  | Load (LV side) |  |  | Amps
|  |  |  | Apparent Power |  |  | MVA
|  |  |  | Real Power |  |  | MW
|  |  |  | Reactive Power |  |  | MVAr
|  |  |  | Capacitors In Service |  |  | MVAr
PF
| Zone Div: | Uncompensated |  | Reactive Power |  |  | MVAr
PF

## Homebush 132_33kV
| Homebush 132_33kV | [16 empty] | 2015 | SUMMER
| Substation Total Loads | [33 empty] | Spots & Transfers Detail
| Historical Loads | (MW) | [7 empty] | Weather Corrected Forecast Loads |  |  |  | (MW) | [20 empty] | Spots & Transfers Summary | (MW) |  | Historical Spots & Transfers | [6 empty] | Forecast Spots & Transfers
|  | 07/08 | 08/09 | 09/10 | 10/11 | 11/12 | 12/13 | 13/14 |  | 14/15 | 15/16 | 16/17 | 17/18 | 18/19 | 19/20 | 20/21 | 21/22 | 22/23 | 23/24 | 24/25 | 25/26 | 26/27 | 27/28 | 28/29 | 29/30 | 30/31 | 31/32 | 32/33 | 33/34 | 34/35 | 35/36 | 36/37 | 37/38 | 38/39 |  |  |  | 07/08 | 08/09 | 09/10 | 10/11 | 11/12 | 12/13 | 13/14 | 14/15 | 15/16 | 16/17 | 17/18 | 18/19 | 19/20 | 20/21 | 21/22 | 22/23 | 23/24 | 24/25 | 25/26 | 26/27 | 27/28 | 28/29 | 29/30 | 30/31 | 31/32 | 32/33 | 33/34 | 34/35 | 35/36 | 36/37 | 37/38 | 38/39
| Total | 104.928 | 100.2 | 120.23 | 130.3806 | 106.6722 | 112.725 | 103.894 |  | 107.6878 | 105.225 | 80.5208 | 80.1268 | 80.5881 | 81.1558 | 82.2624 | 83.5178 | 84.6259 | 85.781 | 86.8007 | 88.0048 | 89.212 | 90.5539 | 91.9715 | 93.3774 | 94.7599 | 96.1655 | 97.5944 | 99.0469 | 100.5234 | 102.0241 | 103.5495 | 105.0997 | 106.6751 |  |  | Total | 0.16362 | 0 | 8.628 | -2.2943 | 2.1369 | -5.6816 | -0.075138 | -1.1534 | -0.41679 | -23.048 | 0.23891 | 0.46123 | 0.56774 | 1.1066 | 1.2554 | 1.1081 | 1.1551 | 1.0197 | 1.204 | 1.2072 | 1.3419 | 1.4176 | 1.406 | 1.3825 | 1.4055 | 1.4289 | 1.4525 | 1.4765 | 1.5008 | 1.5253 | 1.5502 | 1.5754
| Firm Rating | 129 | 129 | 129 | 133 | 266 | 140.26 | 140.26 |  | 140.26 | 140.26 | 140.26 | 140.26 | 140.26 | 140.26 | 140.26 | 140.26 | 140.26 | 140.26 | 140.26 | 140.26 | 140.26 | 140.26 | 140.26 | 140.26 | 140.26 | 140.26 | 140.26 | 140.26 | 140.26 | 140.26 | 140.26 | 140.26 | 140.26
| Total Capacity | 0 | 0 | 200 | 200 | 299 | 266 | 266 |  | 266 | 266 | 266 | 266 | 266 | 266 | 266 | 266 | 266 | 266 | 266 | 266 | 266 | 266 | 266 | 266 | 266 | 266 | 266 | 266 | 266 | 266 | 266 | 266 | 266 |  |  | Homebush 132_33kV Tx1 | 0 | 0 | 0 | 0 | 0 | 0 | 0 | 0 | 0 | 0 | 0 | 0 | 0 | 0 | 0 | 0 | 0 | 0 | 0 | 0 | 0 | 0 | 0 | 0 | 0 | 0 | 0 | 0 | 0 | 0 | 0 | 0
|  | -7 | -6 | -5 | -4 | -3 | -2 | -1 |  | 0 | 1 | 2 | 3 | 4 | 5 | 6 | 7 | 8 | 9 | 10 | 11 | 12 | 13 | 14 | 15 | 16 | 17 | 18 | 19 | 20 | 21 | 22 | 23 | 24 |  |  | Homebush 132_33kV Tx12 | 0.081969 | 0 | 4.3223 | -1.1494 | 1.0705 | -2.8463 | -0.037641 | -0.57779 | -0.2088 | -11.5461 | 0.11968 | 0.23106 | 0.28442 | 0.55436 | 0.62891 | 0.5551 | 0.57867 | 0.51085 | 0.60318 | 0.60476 | 0.67224 | 0.71016 | 0.70434 | 0.69257 | 0.70412 | 0.71582 | 0.72767 | 0.73967 | 0.75183 | 0.76414 | 0.7766 | 0.78923
| Transformer Loads | [35 empty] | Homebush 132_33kV Tx14 | 0.081655 | 0 | 4.3057 | -1.145 | 1.0664 | -2.8354 | -0.037497 | -0.57557 | -0.208 | -11.5018 | 0.11923 | 0.23017 | 0.28333 | 0.55223 | 0.6265 | 0.55297 | 0.57645 | 0.50889 | 0.60087 | 0.60243 | 0.66966 | 0.70743 | 0.70164 | 0.68992 | 0.70142 | 0.71308 | 0.72488 | 0.73683 | 0.74894 | 0.7612 | 0.77363 | 0.7862
| Historical Loads | (MW) | [7 empty] | 0: Weather Corrected Forecast Loads; 4: (MW) |  |  | Homebush 132_33kV Tx3 | 0 | 0 | 0 | 0 | 0 | 0 | 0 | 0 | 0 | 0 | 0 | 0 | 0 | 0 | 0 | 0 | 0 | 0 | 0 | 0 | 0 | 0 | 0 | 0 | 0 | 0 | 0 | 0 | 0 | 0 | 0 | 0
|  | 07/08 | 08/09 | 09/10 | 10/11 | 11/12 | 12/13 | 13/14 |  | 14/15 | 15/16 | 16/17 | 17/18 | 18/19 | 19/20 | 20/21 | 21/22 | 22/23 | 23/24 | 24/25 | 25/26 | 26/27 | 27/28 | 28/29 | 29/30 | 30/31 | 31/32 | 32/33 | 33/34 | 34/35 | 35/36 | 36/37 | 37/38 | 38/39 |  |  | Homebush 132_33kV Tx4 | 0 | 0 | 0 | 0 | 0 | 0 | 0 | 0 | 0 | 0 | 0 | 0 | 0 | 0 | 0 | 0 | 0 | 0 | 0 | 0 | 0 | 0 | 0 | 0 | 0 | 0 | 0 | 0 | 0 | 0 | 0 | 0
| 0 | [36 empty] | 0 | 0 | 0 | 0 | 0 | 0 | 0 | 0 | 0 | 0 | 0 | 0 | 0 | 0 | 0 | 0 | 0 | 0 | 0 | 0 | 0 | 0 | 0 | 0 | 0 | 0 | 0 | 0 | 0 | 0 | 0 | 0
| Diversity Factor: 0 | [36 empty] | 0 | 0 | 0 | 0 | 0 | 0 | 0 | 0 | 0 | 0 | 0 | 0 | 0 | 0 | 0 | 0 | 0 | 0 | 0 | 0 | 0 | 0 | 0 | 0 | 0 | 0 | 0 | 0 | 0 | 0 | 0 | 0
[38 empty] | 0 | 0 | 0 | 0 | 0 | 0 | 0 | 0 | 0 | 0 | 0 | 0 | 0 | 0 | 0 | 0 | 0 | 0 | 0 | 0 | 0 | 0 | 0 | 0 | 0 | 0 | 0 | 0 | 0 | 0 | 0 | 0
[38 empty] | 0 | 0 | 0 | 0 | 0 | 0 | 0 | 0 | 0 | 0 | 0 | 0 | 0 | 0 | 0 | 0 | 0 | 0 | 0 | 0 | 0 | 0 | 0 | 0 | 0 | 0 | 0 | 0 | 0 | 0 | 0 | 0
| 0 | [36 empty] | 0 | 0 | 0 | 0 | 0 | 0 | 0 | 0 | 0 | 0 | 0 | 0 | 0 | 0 | 0 | 0 | 0 | 0 | 0 | 0 | 0 | 0 | 0 | 0 | 0 | 0 | 0 | 0 | 0 | 0 | 0 | 0
Diversity Factor: 0
[38 empty] | Historical Spots & Transfers | [6 empty] | Forecast Spots & Transfers
[35 empty] | Project Name | From | To | 07/08 | 08/09 | 09/10 | 10/11 | 11/12 | 12/13 | 13/14 | 14/15 | 15/16 | 16/17 | 17/18 | 18/19 | 19/20 | 20/21 | 21/22 | 22/23 | 23/24 | 24/25 | 25/26 | 26/27 | 27/28 | 28/29 | 29/30 | 30/31 | 31/32 | 32/33 | 33/34 | 34/35 | 35/36 | 36/37 | 37/38 | 38/39
| 0 | [33 empty] | Auburn 33_11kV Spots and Transfers |  | Homebush 132_33kV Tx12 | 0.081969 | 0 | 2.7262 | -1.6311 | 0.91199 | -0.011517 | -0.020402 | 0.036582 | -0.084875 | -0.075914 | -0.040299 | -0.020053 | 0.025883 | 0.093343 | 0.12361 | 0.10743 | 0.11429 | 0.089707 | 0.11534 | 0.11453 | 0.13487 | 0.14538 | 0.14266 | 0.13737 | 0.13971 | 0.14208 | 0.14447 | 0.1469 | 0.14936 | 0.15184 | 0.15436 | 0.15691
| Diversity Factor: 0 | [33 empty] | Auburn 33_11kV Spots and Transfers |  | Homebush 132_33kV Tx14 | 0.081655 | 0 | 2.7158 | -1.6248 | 0.90849 | -0.011473 | -0.020324 | 0.036442 | -0.08455 | -0.075623 | -0.040145 | -0.019976 | 0.025783 | 0.092985 | 0.12314 | 0.10702 | 0.11385 | 0.089363 | 0.1149 | 0.11409 | 0.13436 | 0.14482 | 0.14211 | 0.13685 | 0.13917 | 0.14153 | 0.14392 | 0.14634 | 0.14878 | 0.15126 | 0.15377 | 0.15631
[35 empty] | Auburn 33_11kV Spots and Transfers |  | Homebush 132_33kV Tx3 | 0 | 0 | 0 | 0 | 0 | 0 | 0 | 0 | 0 | 0 | 0 | 0 | 0 | 0 | 0 | 0 | 0 | 0 | 0 | 0 | 0 | 0 | 0 | 0 | 0 | 0 | 0 | 0 | 0 | 0 | 0 | 0
[35 empty] | Auburn 33_11kV Spots and Transfers |  | Homebush 132_33kV Tx4 | 0 | 0 | 0 | 0 | 0 | 0 | 0 | 0 | 0 | 0 | 0 | 0 | 0 | 0 | 0 | 0 | 0 | 0 | 0 | 0 | 0 | 0 | 0 | 0 | 0 | 0 | 0 | 0 | 0 | 0 | 0 | 0
| 0 | [33 empty] | Concord 33_11kV Spots and Transfers |  | Homebush 132_33kV Tx12 | 0 | 0 | 0 | -0.0052233 | -0.0083309 | -0.010439 | -0.006546 | -1.5513 | -0.051611 | 0.019908 | 0.10355 | 0.1543 | 0.14551 | 0.26867 | 0.29787 | 0.26459 | 0.27337 | 0.24779 | 0.28911 | 0.29048 | 0.31935 | 0.33614 | 0.33406 | 0.33 | 0.33555 | 0.34118 | 0.34688 | 0.35265 | 0.3585 | 0.36443 | 0.37044 | 0.37652
| Diversity Factor: 0 | [33 empty] | Concord 33_11kV Spots and Transfers |  | Homebush 132_33kV Tx14 | 0 | 0 | 0 | -0.0052032 | -0.0082989 | -0.010399 | -0.0065208 | -1.5453 | -0.051413 | 0.019832 | 0.10316 | 0.15371 | 0.14495 | 0.26764 | 0.29672 | 0.26357 | 0.27232 | 0.24684 | 0.288 | 0.28936 | 0.31812 | 0.33485 | 0.33278 | 0.32873 | 0.33426 | 0.33987 | 0.34555 | 0.3513 | 0.35713 | 0.36303 | 0.36902 | 0.37508
[35 empty] | Concord 33_11kV Spots and Transfers |  | Homebush 132_33kV Tx3 | 0 | 0 | 0 | 0 | 0 | 0 | 0 | 0 | 0 | 0 | 0 | 0 | 0 | 0 | 0 | 0 | 0 | 0 | 0 | 0 | 0 | 0 | 0 | 0 | 0 | 0 | 0 | 0 | 0 | 0 | 0 | 0
[35 empty] | Concord 33_11kV Spots and Transfers |  | Homebush 132_33kV Tx4 | 0 | 0 | 0 | 0 | 0 | 0 | 0 | 0 | 0 | 0 | 0 | 0 | 0 | 0 | 0 | 0 | 0 | 0 | 0 | 0 | 0 | 0 | 0 | 0 | 0 | 0 | 0 | 0 | 0 | 0 | 0 | 0
| 0 | [33 empty] | Five Dock 33_11kV Spots and Transfers |  | Homebush 132_33kV Tx12 | 0 | 0 | 1.0708 | -0.011585 | -5.6203e-05 | -0.0077982 | -0.003857 | 0.44064 | -0.016888 | -11.4817 | 0 | 0 | 0 | 0 | 0 | 0 | 0 | 0 | 0 | 0 | 0 | 0 | 0 | 0 | 0 | 0 | 0 | 0 | 0 | 0 | 0 | 0
| Diversity Factor: 0 | [33 empty] | Five Dock 33_11kV Spots and Transfers |  | Homebush 132_33kV Tx14 | 0 | 0 | 1.0667 | -0.011541 | -5.5988e-05 | -0.0077683 | -0.0038422 | 0.43895 | -0.016824 | -11.4377 | 0 | 0 | 0 | 0 | 0 | 0 | 0 | 0 | 0 | 0 | 0 | 0 | 0 | 0 | 0 | 0 | 0 | 0 | 0 | 0 | 0 | 0
[35 empty] | Five Dock 33_11kV Spots and Transfers |  | Homebush 132_33kV Tx3 | 0 | 0 | 0 | 0 | 0 | 0 | 0 | 0 | 0 | 0 | 0 | 0 | 0 | 0 | 0 | 0 | 0 | 0 | 0 | 0 | 0 | 0 | 0 | 0 | 0 | 0 | 0 | 0 | 0 | 0 | 0 | 0
[35 empty] | Five Dock 33_11kV Spots and Transfers |  | Homebush 132_33kV Tx4 | 0 | 0 | 0 | 0 | 0 | 0 | 0 | 0 | 0 | 0 | 0 | 0 | 0 | 0 | 0 | 0 | 0 | 0 | 0 | 0 | 0 | 0 | 0 | 0 | 0 | 0 | 0 | 0 | 0 | 0 | 0 | 0
| 0 | [33 empty] | Lidcombe 33_11kV Spots and Transfers |  | Homebush 132_33kV Tx12 | 0 | 0 | 0.52524 | 0.49854 | 0.16689 | -2.8165 | -0.0068361 | 0.49628 | -0.055421 | -0.0083742 | 0.056431 | 0.096807 | 0.11303 | 0.19234 | 0.20744 | 0.18308 | 0.19101 | 0.17335 | 0.19873 | 0.19974 | 0.21802 | 0.22863 | 0.22762 | 0.2252 | 0.22886 | 0.23257 | 0.23632 | 0.24012 | 0.24397 | 0.24786 | 0.25181 | 0.2558
| Diversity Factor: 0 | [33 empty] | Lidcombe 33_11kV Spots and Transfers |  | Homebush 132_33kV Tx14 | 0 | 0 | 0.52322 | 0.49662 | 0.16625 | -2.8057 | -0.0068099 | 0.49438 | -0.055209 | -0.0083421 | 0.056215 | 0.096436 | 0.11259 | 0.19161 | 0.20664 | 0.18237 | 0.19028 | 0.17268 | 0.19796 | 0.19898 | 0.21718 | 0.22776 | 0.22675 | 0.22434 | 0.22798 | 0.23167 | 0.23541 | 0.2392 | 0.24303 | 0.24691 | 0.25084 | 0.25482
[35 empty] | Lidcombe 33_11kV Spots and Transfers |  | Homebush 132_33kV Tx3 | 0 | 0 | 0 | 0 | 0 | 0 | 0 | 0 | 0 | 0 | 0 | 0 | 0 | 0 | 0 | 0 | 0 | 0 | 0 | 0 | 0 | 0 | 0 | 0 | 0 | 0 | 0 | 0 | 0 | 0 | 0 | 0
[35 empty] | Lidcombe 33_11kV Spots and Transfers |  | Homebush 132_33kV Tx4 | 0 | 0 | 0 | 0 | 0 | 0 | 0 | 0 | 0 | 0 | 0 | 0 | 0 | 0 | 0 | 0 | 0 | 0 | 0 | 0 | 0 | 0 | 0 | 0 | 0 | 0 | 0 | 0 | 0 | 0 | 0 | 0
0
Diversity Factor: 0
0
Diversity Factor: 0
0
Diversity Factor: 0
0
Diversity Factor: 0
| Weather Correction and Public Holiday Factors | [8 empty] | Forecast ROG
ROG Justification
| Actual loads for season 13/14 have been weather corrected by the following: | [6 empty] | 6.44% |  | Weighted ROG calculation based on downstream zone substations and customers | [59 empty] | Weighted ROG calculation based on downstream zone substations and customers
1 | 2 | 3 | 4 | 5 | 6 | 7 | 8 | 9 | 10 | 14/15 | 15/16 | 16/17 | 17/18 | 18/19 | 19/20 | 20/21 | 21/22 | 22/23 | 23/24 | 24/25 | 25/26 | 26/27 | 27/28 | 28/29 | 29/30 | 30/31 | 31/32 | 32/33 | 33/34 | 34/35 | 35/36 | 36/37 | 37/38 | 38/39
0.98064 | 0.96201 | 0.94687 | 0.93942 | 0.93942 | 0.93942 | 0.93942 | 0.93942 | 0.93942 | 0.93942 | -1.936% | -1.9% | -1.574% | -0.786% | 0% | 0% | 0% | 0% | 0% | 0% | 0% | 0% | 0% | 0% | 0% | 0% | 0% | 0% | 0% | 0% | 0% | 0% | 0% | 0% | 0%
Substation Load Detail
[7 empty] | Units | 13/14 |  | 14/15 | 15/16 | 16/17 | 17/18 | 18/19 | 19/20 | 20/21 | 21/22 | 22/23 | 23/24 | 24/25 | 25/26 | 26/27 | 27/28 | 28/29 | 29/30 | 30/31 | 31/32 | 32/33 | 33/34 | 34/35 | 35/36 | 36/37 | 37/38 | 38/39
1 | Homebush 132_33kV | Compensated |  | Load (LV side) |  |  | Amps | 2020 |  | 2082.36 | 2026.54 | 1475.58 | 1467.19 | 1477.16 | 1489.45 | 1513.49 | 1540.86 | 1565.11 | 1590.47 | 1612.93 | 1639.52 | 1666.26 | 1696.08 | 1727.67 | 1759.1 | 1790.1 | 1821.69 | 1853.89 | 1886.7 | 1920.14 | 1954.2 | 1988.89 | 2024.22 | 2060.2
|  |  |  | Apparent Power |  |  | MVA | 115.4378 |  | 119.0231 | 115.8325 | 84.3408 | 83.8612 | 84.4312 | 85.1341 | 86.5079 | 88.0724 | 89.4583 | 90.9078 | 92.1913 | 93.7113 | 95.2398 | 96.944 | 98.75 | 100.5465 | 102.318 | 104.1238 | 105.9642 | 107.8398 | 109.7508 | 111.6975 | 113.6805 | 115.7001 | 117.7566
|  |  |  | Real Power |  |  | MW | 103.894 | 110.99 | 107.6878 | 105.225 | 80.5208 | 80.1268 | 80.5881 | 81.1558 | 82.2624 | 83.5178 | 84.6259 | 85.781 | 86.8007 | 88.0048 | 89.212 | 90.5539 | 91.9715 | 93.3774 | 94.7599 | 96.1655 | 97.5944 | 99.0469 | 100.5234 | 102.0241 | 103.5495 | 105.0997 | 106.6751
|  |  |  | Reactive Power |  |  | MVAr | 50.3182 |  | 50.6935 | 48.4239 | 25.0952 | 24.7467 | 25.1832 | 25.7205 | 26.7677 | 27.9557 | 29.0043 | 30.0974 | 31.0624 | 32.2019 | 33.3443 | 34.6142 | 35.9556 | 37.2862 | 38.5945 | 39.9246 | 41.2768 | 42.6514 | 44.0486 | 45.4689 | 46.9123 | 48.3794 | 49.8703
|  |  |  | Capacitors In Service |  |  | MVAr | 48 |  | 48 | 48 | 48 | 48 | 48 | 48 | 48 | 48 | 48 | 48 | 48 | 48 | 48 | 48 | 48 | 48 | 48 | 48 | 48 | 48 | 48 | 48 | 48 | 48 | 48
|  |  |  | PF |  |  |  | 0.9 |  | 0.90476 | 0.90842 | 0.95471 | 0.95547 | 0.95448 | 0.95327 | 0.95092 | 0.94829 | 0.94598 | 0.9436 | 0.94153 | 0.93911 | 0.93671 | 0.93408 | 0.93136 | 0.9287 | 0.92613 | 0.92357 | 0.92101 | 0.91846 | 0.91592 | 0.9134 | 0.91088 | 0.90838 | 0.9059
0.88443 | Diversity Factor: 0.88 | Uncompensated |  | Reactive Power |  |  | MVAr | 98.3182 | 101.7549 | 98.6935 | 96.4239 | 73.0952 | 72.7467 | 73.1832 | 73.7205 | 74.7677 | 75.9557 | 77.0043 | 78.0974 | 79.0624 | 80.2019 | 81.3443 | 82.6141 | 83.9557 | 85.2862 | 86.5945 | 87.9246 | 89.2768 | 90.6514 | 92.0486 | 93.4689 | 94.9123 | 96.3794 | 97.8703
|  |  |  | PF |  |  |  | 0.72633 |  | 0.73722 | 0.73727 | 0.74042 | 0.74038 | 0.7403 | 0.7402 | 0.74001 | 0.73981 | 0.73963 | 0.73945 | 0.73929 | 0.73911 | 0.73894 | 0.73875 | 0.73856 | 0.73837 | 0.7382 | 0.73802 | 0.73785 | 0.73768 | 0.73751 | 0.73735 | 0.73718 | 0.73702 | 0.73686
[10 empty] | 1 | 2 | 3 | 4 | 5 | 6 | 7 | 8 | 9 | 10 | 11 | 12 | 13 | 14 | 15 | 16 | 17 | 18 | 19 | 20 | 21 | 22 | 23 | 24 | 25
Transformer Load Detail
[7 empty] | Units | 13/14 |  | 14/15 | 15/16 | 16/17 | 17/18 | 18/19 | 19/20 | 20/21 | 21/22 | 22/23 | 23/24 | 24/25 | 25/26 | 26/27 | 27/28 | 28/29 | 29/30 | 30/31 | 31/32 | 32/33 | 33/34 | 34/35 | 35/36 | 36/37 | 37/38 | 38/39
| 0 | Compensated |  | Load (LV side) |  |  | Amps
|  |  |  | Apparent Power |  |  | MVA
|  |  |  | Real Power |  |  | MW
|  |  |  | Reactive Power |  |  | MVAr
|  |  |  | Capacitors In Service |  |  | MVAr
PF
| Zone Div: | Uncompensated |  | Reactive Power |  |  | MVAr
PF
| 0 | Compensated |  | Load (LV side) |  |  | Amps
|  |  |  | Apparent Power |  |  | MVA
|  |  |  | Real Power |  |  | MW
|  |  |  | Reactive Power |  |  | MVAr
|  |  |  | Capacitors In Service |  |  | MVAr
PF
| Zone Div: | Uncompensated |  | Reactive Power |  |  | MVAr
PF
| 0 | Compensated |  | Load (LV side) |  |  | Amps
|  |  |  | Apparent Power |  |  | MVA
|  |  |  | Real Power |  |  | MW
|  |  |  | Reactive Power |  |  | MVAr
|  |  |  | Capacitors In Service |  |  | MVAr
PF
| Zone Div: | Uncompensated |  | Reactive Power |  |  | MVAr
PF
| 0 | Compensated |  | Load (LV side) |  |  | Amps
|  |  |  | Apparent Power |  |  | MVA
|  |  |  | Real Power |  |  | MW
|  |  |  | Reactive Power |  |  | MVAr
|  |  |  | Capacitors In Service |  |  | MVAr
PF
| Zone Div: | Uncompensated |  | Reactive Power |  |  | MVAr
PF
| 0 | Compensated |  | Load (LV side) |  |  | Amps
|  |  |  | Apparent Power |  |  | MVA
|  |  |  | Real Power |  |  | MW
|  |  |  | Reactive Power |  |  | MVAr
|  |  |  | Capacitors In Service |  |  | MVAr
PF
| Zone Div: | Uncompensated |  | Reactive Power |  |  | MVAr
PF
| 0 | Compensated |  | Load (LV side) |  |  | Amps
|  |  |  | Apparent Power |  |  | MVA
|  |  |  | Real Power |  |  | MW
|  |  |  | Reactive Power |  |  | MVAr
|  |  |  | Capacitors In Service |  |  | MVAr
PF
| Zone Div: | Uncompensated |  | Reactive Power |  |  | MVAr
PF
| 0 | Compensated |  | Load (LV side) |  |  | Amps
|  |  |  | Apparent Power |  |  | MVA
|  |  |  | Real Power |  |  | MW
|  |  |  | Reactive Power |  |  | MVAr
|  |  |  | Capacitors In Service |  |  | MVAr
PF
| Zone Div: | Uncompensated |  | Reactive Power |  |  | MVAr
PF
| 0 | Compensated |  | Load (LV side) |  |  | Amps
|  |  |  | Apparent Power |  |  | MVA
|  |  |  | Real Power |  |  | MW
|  |  |  | Reactive Power |  |  | MVAr
|  |  |  | Capacitors In Service |  |  | MVAr
PF
| Zone Div: | Uncompensated |  | Reactive Power |  |  | MVAr
PF
| 0 | Compensated |  | Load (LV side) |  |  | Amps
|  |  |  | Apparent Power |  |  | MVA
|  |  |  | Real Power |  |  | MW
|  |  |  | Reactive Power |  |  | MVAr
|  |  |  | Capacitors In Service |  |  | MVAr
PF
| Zone Div: | Uncompensated |  | Reactive Power |  |  | MVAr
PF
| 0 | Compensated |  | Load (LV side) |  |  | Amps
|  |  |  | Apparent Power |  |  | MVA
|  |  |  | Real Power |  |  | MW
|  |  |  | Reactive Power |  |  | MVAr
|  |  |  | Capacitors In Service |  |  | MVAr
PF
| Zone Div: | Uncompensated |  | Reactive Power |  |  | MVAr
PF

## Kuring-gai 132_33kV
| Kuring-gai 132_33kV | [16 empty] | 2015 | SUMMER
| Substation Total Loads | [33 empty] | Spots & Transfers Detail
| Historical Loads | (MW) | [7 empty] | Weather Corrected Forecast Loads |  |  |  | (MW) | [20 empty] | Spots & Transfers Summary | (MW) |  | Historical Spots & Transfers | [6 empty] | Forecast Spots & Transfers
|  | 07/08 | 08/09 | 09/10 | 10/11 | 11/12 | 12/13 | 13/14 |  | 14/15 | 15/16 | 16/17 | 17/18 | 18/19 | 19/20 | 20/21 | 21/22 | 22/23 | 23/24 | 24/25 | 25/26 | 26/27 | 27/28 | 28/29 | 29/30 | 30/31 | 31/32 | 32/33 | 33/34 | 34/35 | 35/36 | 36/37 | 37/38 | 38/39 |  |  |  | 07/08 | 08/09 | 09/10 | 10/11 | 11/12 | 12/13 | 13/14 | 14/15 | 15/16 | 16/17 | 17/18 | 18/19 | 19/20 | 20/21 | 21/22 | 22/23 | 23/24 | 24/25 | 25/26 | 26/27 | 27/28 | 28/29 | 29/30 | 30/31 | 31/32 | 32/33 | 33/34 | 34/35 | 35/36 | 36/37 | 37/38 | 38/39
| Total | 117.3 | 129.1 | 137.2 | 163.7437 | 112 | 133.7479 | 111.512 |  | 123.047 | 118.0617 | 115.3915 | 114.5741 | 114.851 | 115.3895 | 116.7464 | 118.2207 | 119.5335 | 120.9404 | 122.3015 | 123.9428 | 125.6157 | 127.4202 | 129.3253 | 131.2309 | 133.1548 | 135.1262 | 137.1459 | 139.2146 | 141.3329 | 143.5017 | 145.7217 | 147.9936 | 150.3181 |  |  | Total | -3.1764 | 0.61261 | 0.33873 | -0.10386 | 2.0069 | -1.901 | -0.043349 | 3.3117 | 0.22938 | 0.65801 | 0.80731 | 0.27688 | 0.53852 | 1.3569 | 1.4743 | 1.3128 | 1.4069 | 1.3611 | 1.6414 | 1.6729 | 1.8045 | 1.905 | 1.9057 | 1.9238 | 1.9714 | 2.0197 | 2.0687 | 2.1184 | 2.1688 | 2.22 | 2.2719 | 2.3245
| Firm Rating | 240 | 240 | 240 | 240 | 240 | 260.98 | 260.98 |  | 260.98 | 260.98 | 260.98 | 260.98 | 260.98 | 260.98 | 260.98 | 260.98 | 260.98 | 260.98 | 260.98 | 260.98 | 260.98 | 260.98 | 260.98 | 260.98 | 260.98 | 260.98 | 260.98 | 260.98 | 260.98 | 260.98 | 260.98 | 260.98 | 260.98
| Total Capacity | 0 | 0 | 274 | 274 | 274 | 350 | 350 |  | 350 | 350 | 350 | 350 | 350 | 350 | 350 | 350 | 350 | 350 | 350 | 350 | 350 | 350 | 350 | 350 | 350 | 350 | 350 | 350 | 350 | 350 | 350 | 350 | 350 |  |  | Kuring-gai 132_33kV Tx1 | -1.5828 | 0.30525 | 0.16878 | -0.05175 | 1 | -0.94724 | -0.0216 | 1.6502 | 0.1143 | 0.32787 | 0.40226 | 0.13796 | 0.26833 | 0.67611 | 0.7346 | 0.65413 | 0.70105 | 0.67819 | 0.81786 | 0.83358 | 0.89914 | 0.94924 | 0.94955 | 0.95861 | 0.98232 | 1.0064 | 1.0308 | 1.0555 | 1.0807 | 1.1062 | 1.132 | 1.1583
|  | -7 | -6 | -5 | -4 | -3 | -2 | -1 |  | 0 | 1 | 2 | 3 | 4 | 5 | 6 | 7 | 8 | 9 | 10 | 11 | 12 | 13 | 14 | 15 | 16 | 17 | 18 | 19 | 20 | 21 | 22 | 23 | 24 |  |  | Kuring-gai 132_33kV Tx2 | -1.5937 | 0.30736 | 0.16995 | -0.052107 | 1.0069 | -0.95379 | -0.021749 | 1.6616 | 0.11509 | 0.33014 | 0.40504 | 0.13891 | 0.27019 | 0.68078 | 0.73967 | 0.65865 | 0.70589 | 0.68287 | 0.82351 | 0.83934 | 0.90535 | 0.9558 | 0.9561 | 0.96524 | 0.9891 | 1.0133 | 1.0379 | 1.0628 | 1.0881 | 1.1138 | 1.1398 | 1.1663
| Transformer Loads | [35 empty] | Kuring-gai 132_33kV Tx3 | 0 | 0 | 0 | 0 | 0 | 0 | 0 | 0 | 0 | 0 | 0 | 0 | 0 | 0 | 0 | 0 | 0 | 0 | 0 | 0 | 0 | 0 | 0 | 0 | 0 | 0 | 0 | 0 | 0 | 0 | 0 | 0
| Historical Loads | (MW) | [7 empty] | 0: Weather Corrected Forecast Loads; 4: (MW) |  |  |  | 0 | 0 | 0 | 0 | 0 | 0 | 0 | 0 | 0 | 0 | 0 | 0 | 0 | 0 | 0 | 0 | 0 | 0 | 0 | 0 | 0 | 0 | 0 | 0 | 0 | 0 | 0 | 0 | 0 | 0 | 0 | 0
|  | 07/08 | 08/09 | 09/10 | 10/11 | 11/12 | 12/13 | 13/14 |  | 14/15 | 15/16 | 16/17 | 17/18 | 18/19 | 19/20 | 20/21 | 21/22 | 22/23 | 23/24 | 24/25 | 25/26 | 26/27 | 27/28 | 28/29 | 29/30 | 30/31 | 31/32 | 32/33 | 33/34 | 34/35 | 35/36 | 36/37 | 37/38 | 38/39 |  |  |  | 0 | 0 | 0 | 0 | 0 | 0 | 0 | 0 | 0 | 0 | 0 | 0 | 0 | 0 | 0 | 0 | 0 | 0 | 0 | 0 | 0 | 0 | 0 | 0 | 0 | 0 | 0 | 0 | 0 | 0 | 0 | 0
| 0 | [36 empty] | 0 | 0 | 0 | 0 | 0 | 0 | 0 | 0 | 0 | 0 | 0 | 0 | 0 | 0 | 0 | 0 | 0 | 0 | 0 | 0 | 0 | 0 | 0 | 0 | 0 | 0 | 0 | 0 | 0 | 0 | 0 | 0
| Diversity Factor: 0 | [36 empty] | 0 | 0 | 0 | 0 | 0 | 0 | 0 | 0 | 0 | 0 | 0 | 0 | 0 | 0 | 0 | 0 | 0 | 0 | 0 | 0 | 0 | 0 | 0 | 0 | 0 | 0 | 0 | 0 | 0 | 0 | 0 | 0
[38 empty] | 0 | 0 | 0 | 0 | 0 | 0 | 0 | 0 | 0 | 0 | 0 | 0 | 0 | 0 | 0 | 0 | 0 | 0 | 0 | 0 | 0 | 0 | 0 | 0 | 0 | 0 | 0 | 0 | 0 | 0 | 0 | 0
[38 empty] | 0 | 0 | 0 | 0 | 0 | 0 | 0 | 0 | 0 | 0 | 0 | 0 | 0 | 0 | 0 | 0 | 0 | 0 | 0 | 0 | 0 | 0 | 0 | 0 | 0 | 0 | 0 | 0 | 0 | 0 | 0 | 0
| 0 | [36 empty] | 0 | 0 | 0 | 0 | 0 | 0 | 0 | 0 | 0 | 0 | 0 | 0 | 0 | 0 | 0 | 0 | 0 | 0 | 0 | 0 | 0 | 0 | 0 | 0 | 0 | 0 | 0 | 0 | 0 | 0 | 0 | 0
Diversity Factor: 0
[38 empty] | Historical Spots & Transfers | [6 empty] | Forecast Spots & Transfers
[35 empty] | Project Name | From | To | 07/08 | 08/09 | 09/10 | 10/11 | 11/12 | 12/13 | 13/14 | 14/15 | 15/16 | 16/17 | 17/18 | 18/19 | 19/20 | 20/21 | 21/22 | 22/23 | 23/24 | 24/25 | 25/26 | 26/27 | 27/28 | 28/29 | 29/30 | 30/31 | 31/32 | 32/33 | 33/34 | 34/35 | 35/36 | 36/37 | 37/38 | 38/39
| 0 | [33 empty] | Lindfield 33_11kV Spots and Transfers |  | Kuring-gai 132_33kV Tx1 | 0 | 0 | 0.16878 | -0.018469 | 1.0058 | -0.93875 | -0.0033288 | -0.091881 | 0.15201 | 0.17314 | 0.11062 | 0.069502 | 0.069701 | 0.16319 | 0.17321 | 0.15437 | 0.16554 | 0.16259 | 0.19398 | 0.19802 | 0.21186 | 0.22303 | 0.2235 | 0.22642 | 0.23206 | 0.23778 | 0.24358 | 0.24947 | 0.25544 | 0.26151 | 0.26766 | 0.2739
| Diversity Factor: 0 | [33 empty] | Lindfield 33_11kV Spots and Transfers |  | Kuring-gai 132_33kV Tx2 | 0 | 0 | 0.16995 | -0.018597 | 1.0128 | -0.94523 | -0.0033518 | -0.092515 | 0.15306 | 0.17433 | 0.11138 | 0.069982 | 0.070182 | 0.16432 | 0.17441 | 0.15543 | 0.16669 | 0.16371 | 0.19532 | 0.19938 | 0.21332 | 0.22457 | 0.22505 | 0.22798 | 0.23366 | 0.23942 | 0.24526 | 0.25119 | 0.25721 | 0.26331 | 0.26951 | 0.27579
[35 empty] | Pymble 33_11kV Spots and Transfers |  | Kuring-gai 132_33kV Tx1 | 0 | 0.077276 | 0 | -0.016179 | -0.0054106 | -0.19593 | 0.11161 | -0.14548 | -0.022575 | 0.021809 | 0.033902 | -0.040784 | 0.042837 | 0.13582 | 0.1598 | 0.14149 | 0.15119 | 0.13725 | 0.17078 | 0.17283 | 0.19204 | 0.20453 | 0.20325 | 0.2023 | 0.20698 | 0.21174 | 0.21657 | 0.22146 | 0.22642 | 0.23146 | 0.23656 | 0.24174
[35 empty] | Pymble 33_11kV Spots and Transfers |  | Kuring-gai 132_33kV Tx2 | 0 | 0.07781 | 0 | -0.016291 | -0.005448 | -0.19728 | 0.11238 | -0.14649 | -0.022731 | 0.02196 | 0.034136 | -0.041066 | 0.043133 | 0.13676 | 0.16091 | 0.14247 | 0.15224 | 0.1382 | 0.17196 | 0.17403 | 0.19337 | 0.20594 | 0.20465 | 0.20369 | 0.20841 | 0.2132 | 0.21806 | 0.22299 | 0.22799 | 0.23306 | 0.2382 | 0.24341
| 0 | [33 empty] | St Ives 33_11kV Spots and Transfers |  | Kuring-gai 132_33kV Tx1 | 0 | 0 | 0 | -0.01703 | -0.00010297 | -0.32116 | -0.013937 | -0.013449 | -0.0091948 | 0.076989 | 0.14621 | 0.054156 | 0.087828 | 0.20977 | 0.21916 | 0.19511 | 0.2113 | 0.21063 | 0.25122 | 0.25716 | 0.27339 | 0.28757 | 0.28873 | 0.29387 | 0.30155 | 0.30934 | 0.31725 | 0.32528 | 0.33342 | 0.34169 | 0.35008 | 0.35859
| Diversity Factor: 0 | [33 empty] | St Ives 33_11kV Spots and Transfers |  | Kuring-gai 132_33kV Tx2 | 0 | 0 | 0 | -0.017148 | -0.00010368 | -0.32337 | -0.014033 | -0.013542 | -0.0092583 | 0.077521 | 0.14722 | 0.05453 | 0.088435 | 0.21121 | 0.22067 | 0.19646 | 0.21276 | 0.21208 | 0.25296 | 0.25894 | 0.27528 | 0.28955 | 0.29072 | 0.2959 | 0.30363 | 0.31148 | 0.31944 | 0.32752 | 0.33573 | 0.34405 | 0.35249 | 0.36106
[35 empty] | Turramurra 33_11kV Spots and Transfers |  | Kuring-gai 132_33kV Tx1 | -1.5828 | 0.22797 | 0 | -7.1206e-05 | -0.00027147 | 0.50859 | -0.11595 | 1.901 | -0.0059394 | 0.055936 | 0.11154 | 0.055088 | 0.067968 | 0.16733 | 0.18243 | 0.16316 | 0.17301 | 0.16771 | 0.20187 | 0.20557 | 0.22185 | 0.23412 | 0.23407 | 0.23603 | 0.24173 | 0.24751 | 0.25338 | 0.25933 | 0.26538 | 0.27151 | 0.27773 | 0.28404
[35 empty] | Turramurra 33_11kV Spots and Transfers |  | Kuring-gai 132_33kV Tx2 | -1.5937 | 0.22955 | 0 | -7.1698e-05 | -0.00027335 | 0.5121 | -0.11675 | 1.9141 | -0.0059804 | 0.056322 | 0.11231 | 0.055469 | 0.068438 | 0.16849 | 0.18369 | 0.16429 | 0.1742 | 0.16887 | 0.20327 | 0.20699 | 0.22338 | 0.23574 | 0.23568 | 0.23766 | 0.2434 | 0.24922 | 0.25513 | 0.26113 | 0.26721 | 0.27338 | 0.27965 | 0.286
0
Diversity Factor: 0
0
Diversity Factor: 0
0
Diversity Factor: 0
0
Diversity Factor: 0
0
Diversity Factor: 0
0
Diversity Factor: 0
| Weather Correction and Public Holiday Factors | [8 empty] | Forecast ROG
ROG Justification
| Actual loads for season 13/14 have been weather corrected by the following: | [6 empty] | 2.759% |  | Weighted ROG calculation based on downstream zone substations and customers | [59 empty] | Weighted ROG calculation based on downstream zone substations and customers
1 | 2 | 3 | 4 | 5 | 6 | 7 | 8 | 9 | 10 | 14/15 | 15/16 | 16/17 | 17/18 | 18/19 | 19/20 | 20/21 | 21/22 | 22/23 | 23/24 | 24/25 | 25/26 | 26/27 | 27/28 | 28/29 | 29/30 | 30/31 | 31/32 | 32/33 | 33/34 | 34/35 | 35/36 | 36/37 | 37/38 | 38/39
0.9575 | 0.91692 | 0.89107 | 0.87853 | 0.87853 | 0.87853 | 0.87853 | 0.87853 | 0.87853 | 0.87853 | -4.25% | -4.238% | -2.819% | -1.408% | 0% | 0% | 0% | 0% | 0% | 0% | 0% | 0% | 0% | 0% | 0% | 0% | 0% | 0% | 0% | 0% | 0% | 0% | 0% | 0% | 0%
Substation Load Detail
[7 empty] | Units | 13/14 |  | 14/15 | 15/16 | 16/17 | 17/18 | 18/19 | 19/20 | 20/21 | 21/22 | 22/23 | 23/24 | 24/25 | 25/26 | 26/27 | 27/28 | 28/29 | 29/30 | 30/31 | 31/32 | 32/33 | 33/34 | 34/35 | 35/36 | 36/37 | 37/38 | 38/39
1 | Kuring-gai 132_33kV | Compensated |  | Load (LV side) |  |  | Amps | 2064 |  | 2276.43 | 2181.92 | 2120.37 | 2104.94 | 2110.19 | 2120.42 | 2146.18 | 2174.17 | 2199.09 | 2225.81 | 2251.66 | 2282.83 | 2314.61 | 2348.9 | 2385.09 | 2421.31 | 2457.87 | 2495.34 | 2533.73 | 2573.06 | 2613.34 | 2654.58 | 2696.79 | 2740 | 2784.22
|  |  |  | Apparent Power |  |  | MVA | 117.9558 |  | 130.1158 | 124.7136 | 121.1959 | 120.3137 | 120.6141 | 121.1983 | 122.6706 | 124.2705 | 125.6952 | 127.2223 | 128.6998 | 130.4817 | 132.2982 | 134.2577 | 136.3266 | 138.3964 | 140.4863 | 142.6281 | 144.8225 | 147.0704 | 149.3726 | 151.7297 | 154.1428 | 156.6125 | 159.1396
|  |  |  | Real Power |  |  | MW | 111.512 | 125.05 | 123.047 | 118.0617 | 115.3915 | 114.5741 | 114.851 | 115.3895 | 116.7464 | 118.2207 | 119.5335 | 120.9404 | 122.3015 | 123.9428 | 125.6157 | 127.4202 | 129.3253 | 131.2309 | 133.1548 | 135.1262 | 137.1459 | 139.2146 | 141.3329 | 143.5017 | 145.7217 | 147.9936 | 150.3181
|  |  |  | Reactive Power |  |  | MVAr | 38.4532 |  | 42.3029 | 40.186 | 37.0571 | 36.7172 | 36.8375 | 37.0715 | 37.6611 | 38.3017 | 38.8721 | 39.4834 | 40.0748 | 40.788 | 41.5149 | 42.299 | 43.1267 | 43.9547 | 44.7907 | 45.6473 | 46.5249 | 47.4237 | 48.3442 | 49.2865 | 50.2512 | 51.2383 | 52.2483
|  |  |  | Capacitors In Service |  |  | MVAr | 10 |  | 10 | 10 | 12 | 12 | 12 | 12 | 12 | 12 | 12 | 12 | 12 | 12 | 12 | 12 | 12 | 12 | 12 | 12 | 12 | 12 | 12 | 12 | 12 | 12 | 12
|  |  |  | PF |  |  |  | 0.94537 |  | 0.94567 | 0.94666 | 0.95211 | 0.9523 | 0.95222 | 0.95207 | 0.95171 | 0.95132 | 0.95098 | 0.95062 | 0.95029 | 0.94989 | 0.94949 | 0.94907 | 0.94864 | 0.94822 | 0.94781 | 0.9474 | 0.94699 | 0.94658 | 0.94618 | 0.94577 | 0.94537 | 0.94497 | 0.94457
0.86468 | Diversity Factor: 0.86 | Uncompensated |  | Reactive Power |  |  | MVAr | 48.4532 | 53.1216 | 52.3029 | 50.186 | 49.0571 | 48.7172 | 48.8375 | 49.0715 | 49.6611 | 50.3017 | 50.8721 | 51.4834 | 52.0748 | 52.788 | 53.5149 | 54.299 | 55.1267 | 55.9547 | 56.7907 | 57.6473 | 58.5249 | 59.4237 | 60.3442 | 61.2865 | 62.2512 | 63.2383 | 64.2483
|  |  |  | PF |  |  |  | 0.91716 |  | 0.92031 | 0.9203 | 0.92029 | 0.92026 | 0.92026 | 0.92024 | 0.92021 | 0.92017 | 0.92014 | 0.9201 | 0.92007 | 0.92003 | 0.91999 | 0.91995 | 0.91991 | 0.91987 | 0.91983 | 0.91979 | 0.91976 | 0.91972 | 0.91968 | 0.91964 | 0.9196 | 0.91957 | 0.91953
[10 empty] | 1 | 2 | 3 | 4 | 5 | 6 | 7 | 8 | 9 | 10 | 11 | 12 | 13 | 14 | 15 | 16 | 17 | 18 | 19 | 20 | 21 | 22 | 23 | 24 | 25
Transformer Load Detail
[7 empty] | Units | 13/14 |  | 14/15 | 15/16 | 16/17 | 17/18 | 18/19 | 19/20 | 20/21 | 21/22 | 22/23 | 23/24 | 24/25 | 25/26 | 26/27 | 27/28 | 28/29 | 29/30 | 30/31 | 31/32 | 32/33 | 33/34 | 34/35 | 35/36 | 36/37 | 37/38 | 38/39
| 0 | Compensated |  | Load (LV side) |  |  | Amps
|  |  |  | Apparent Power |  |  | MVA
|  |  |  | Real Power |  |  | MW
|  |  |  | Reactive Power |  |  | MVAr
|  |  |  | Capacitors In Service |  |  | MVAr
PF
| Zone Div: | Uncompensated |  | Reactive Power |  |  | MVAr
PF
| 0 | Compensated |  | Load (LV side) |  |  | Amps
|  |  |  | Apparent Power |  |  | MVA
|  |  |  | Real Power |  |  | MW
|  |  |  | Reactive Power |  |  | MVAr
|  |  |  | Capacitors In Service |  |  | MVAr
PF
| Zone Div: | Uncompensated |  | Reactive Power |  |  | MVAr
PF
| 0 | Compensated |  | Load (LV side) |  |  | Amps
|  |  |  | Apparent Power |  |  | MVA
|  |  |  | Real Power |  |  | MW
|  |  |  | Reactive Power |  |  | MVAr
|  |  |  | Capacitors In Service |  |  | MVAr
PF
| Zone Div: | Uncompensated |  | Reactive Power |  |  | MVAr
PF
| 0 | Compensated |  | Load (LV side) |  |  | Amps
|  |  |  | Apparent Power |  |  | MVA
|  |  |  | Real Power |  |  | MW
|  |  |  | Reactive Power |  |  | MVAr
|  |  |  | Capacitors In Service |  |  | MVAr
PF
| Zone Div: | Uncompensated |  | Reactive Power |  |  | MVAr
PF
| 0 | Compensated |  | Load (LV side) |  |  | Amps
|  |  |  | Apparent Power |  |  | MVA
|  |  |  | Real Power |  |  | MW
|  |  |  | Reactive Power |  |  | MVAr
|  |  |  | Capacitors In Service |  |  | MVAr
PF
| Zone Div: | Uncompensated |  | Reactive Power |  |  | MVAr
PF
| 0 | Compensated |  | Load (LV side) |  |  | Amps
|  |  |  | Apparent Power |  |  | MVA
|  |  |  | Real Power |  |  | MW
|  |  |  | Reactive Power |  |  | MVAr
|  |  |  | Capacitors In Service |  |  | MVAr
PF
| Zone Div: | Uncompensated |  | Reactive Power |  |  | MVAr
PF
| 0 | Compensated |  | Load (LV side) |  |  | Amps
|  |  |  | Apparent Power |  |  | MVA
|  |  |  | Real Power |  |  | MW
|  |  |  | Reactive Power |  |  | MVAr
|  |  |  | Capacitors In Service |  |  | MVAr
PF
| Zone Div: | Uncompensated |  | Reactive Power |  |  | MVAr
PF
| 0 | Compensated |  | Load (LV side) |  |  | Amps
|  |  |  | Apparent Power |  |  | MVA
|  |  |  | Real Power |  |  | MW
|  |  |  | Reactive Power |  |  | MVAr
|  |  |  | Capacitors In Service |  |  | MVAr
PF
| Zone Div: | Uncompensated |  | Reactive Power |  |  | MVAr
PF
| 0 | Compensated |  | Load (LV side) |  |  | Amps
|  |  |  | Apparent Power |  |  | MVA
|  |  |  | Real Power |  |  | MW
|  |  |  | Reactive Power |  |  | MVAr
|  |  |  | Capacitors In Service |  |  | MVAr
PF
| Zone Div: | Uncompensated |  | Reactive Power |  |  | MVAr
PF
| 0 | Compensated |  | Load (LV side) |  |  | Amps
|  |  |  | Apparent Power |  |  | MVA
|  |  |  | Real Power |  |  | MW
|  |  |  | Reactive Power |  |  | MVAr
|  |  |  | Capacitors In Service |  |  | MVAr
PF
| Zone Div: | Uncompensated |  | Reactive Power |  |  | MVAr
PF

## Kurnell 132_33kV
| Kurnell 132_33kV | [16 empty] | 2015 | SUMMER
| Substation Total Loads | [33 empty] | Spots & Transfers Detail
| Historical Loads | (MW) | [7 empty] | Weather Corrected Forecast Loads |  |  |  | (MW) | [20 empty] | Spots & Transfers Summary | (MW) |  | Historical Spots & Transfers | [6 empty] | Forecast Spots & Transfers
|  | 07/08 | 08/09 | 09/10 | 10/11 | 11/12 | 12/13 | 13/14 |  | 14/15 | 15/16 | 16/17 | 17/18 | 18/19 | 19/20 | 20/21 | 21/22 | 22/23 | 23/24 | 24/25 | 25/26 | 26/27 | 27/28 | 28/29 | 29/30 | 30/31 | 31/32 | 32/33 | 33/34 | 34/35 | 35/36 | 36/37 | 37/38 | 38/39 |  |  |  | 07/08 | 08/09 | 09/10 | 10/11 | 11/12 | 12/13 | 13/14 | 14/15 | 15/16 | 16/17 | 17/18 | 18/19 | 19/20 | 20/21 | 21/22 | 22/23 | 23/24 | 24/25 | 25/26 | 26/27 | 27/28 | 28/29 | 29/30 | 30/31 | 31/32 | 32/33 | 33/34 | 34/35 | 35/36 | 36/37 | 37/38 | 38/39
| Total | 53.95 | 47 | 50.4 | 48.9014 | 43 | 39.8996 | 37.4693 |  | 20.6103 | 19.8651 | 19.0571 | 18.5458 | 18.2894 | 18.263 | 18.3709 | 18.5426 | 18.6888 | 18.8537 | 18.9728 | 19.1456 | 19.3177 | 19.5283 | 19.7597 | 19.9858 | 20.2033 | 20.4258 | 20.6536 | 20.8865 | 21.1248 | 21.3685 | 21.6176 | 21.8723 | 22.1325 |  |  | Total | 1.3036 | 1.0752 | -1.0752 | 0.034037 | -2.4778 | -0.052393 | -0.034502 | -16.011 | 0.11697 | -0.25403 | -0.24561 | -0.25638 | -0.026414 | 0.10794 | 0.17169 | 0.14618 | 0.16486 | 0.11911 | 0.17285 | 0.17212 | 0.21053 | 0.23142 | 0.22615 | 0.21745 | 0.22255 | 0.22772 | 0.23297 | 0.23828 | 0.24367 | 0.24913 | 0.25466 | 0.26027
| Firm Rating | 125 | 125 | 125 | 125 | 125 | 116.6 | 116.6 |  | 116.6 | 116.6 | 116.6 | 116.6 | 116.6 | 116.6 | 116.6 | 116.6 | 116.6 | 116.6 | 116.6 | 116.6 | 116.6 | 116.6 | 116.6 | 116.6 | 116.6 | 116.6 | 116.6 | 116.6 | 116.6 | 116.6 | 116.6 | 116.6 | 116.6
| Total Capacity | 0 | 0 | 190 | 190 | 190 | 175 | 175 |  | 175 | 175 | 175 | 175 | 175 | 175 | 175 | 175 | 175 | 175 | 175 | 175 | 175 | 175 | 175 | 175 | 175 | 175 | 175 | 175 | 175 | 175 | 175 | 175 | 175 |  |  | Kurnell 132_33kV Tx1 | 0.40306 | 0.33242 | -0.33242 | 0.010524 | -0.76611 | -0.016199 | -0.010667 | -4.9504 | 0.036167 | -0.078544 | -0.07594 | -0.079268 | -0.0081669 | 0.033373 | 0.053084 | 0.045196 | 0.050973 | 0.036828 | 0.053442 | 0.053217 | 0.065093 | 0.071552 | 0.069922 | 0.067231 | 0.068809 | 0.070408 | 0.072029 | 0.073672 | 0.075338 | 0.077026 | 0.078737 | 0.080471
|  | -7 | -6 | -5 | -4 | -3 | -2 | -1 |  | 0 | 1 | 2 | 3 | 4 | 5 | 6 | 7 | 8 | 9 | 10 | 11 | 12 | 13 | 14 | 15 | 16 | 17 | 18 | 19 | 20 | 21 | 22 | 23 | 24 |  |  | Kurnell 132_33kV Tx2 | 0.4975 | 0.41031 | -0.41031 | 0.012989 | -0.94561 | -0.019995 | -0.013167 | -6.1103 | 0.044641 | -0.096947 | -0.093734 | -0.097841 | -0.01008 | 0.041193 | 0.065523 | 0.055786 | 0.062917 | 0.045457 | 0.065964 | 0.065686 | 0.080344 | 0.088317 | 0.086305 | 0.082984 | 0.084932 | 0.086906 | 0.088907 | 0.090935 | 0.09299 | 0.095074 | 0.097186 | 0.099327
| Transformer Loads | [35 empty] | Kurnell 132_33kV Tx3 | 0.40306 | 0.33242 | -0.33242 | 0.010524 | -0.76611 | -0.016199 | -0.010667 | -4.9504 | 0.036167 | -0.078544 | -0.07594 | -0.079268 | -0.0081669 | 0.033373 | 0.053084 | 0.045196 | 0.050973 | 0.036828 | 0.053442 | 0.053217 | 0.065093 | 0.071552 | 0.069922 | 0.067231 | 0.068809 | 0.070408 | 0.072029 | 0.073672 | 0.075338 | 0.077026 | 0.078737 | 0.080471
| Historical Loads | (MW) | [7 empty] | 0: Weather Corrected Forecast Loads; 4: (MW) |  |  |  | 0 | 0 | 0 | 0 | 0 | 0 | 0 | 0 | 0 | 0 | 0 | 0 | 0 | 0 | 0 | 0 | 0 | 0 | 0 | 0 | 0 | 0 | 0 | 0 | 0 | 0 | 0 | 0 | 0 | 0 | 0 | 0
|  | 07/08 | 08/09 | 09/10 | 10/11 | 11/12 | 12/13 | 13/14 |  | 14/15 | 15/16 | 16/17 | 17/18 | 18/19 | 19/20 | 20/21 | 21/22 | 22/23 | 23/24 | 24/25 | 25/26 | 26/27 | 27/28 | 28/29 | 29/30 | 30/31 | 31/32 | 32/33 | 33/34 | 34/35 | 35/36 | 36/37 | 37/38 | 38/39 |  |  |  | 0 | 0 | 0 | 0 | 0 | 0 | 0 | 0 | 0 | 0 | 0 | 0 | 0 | 0 | 0 | 0 | 0 | 0 | 0 | 0 | 0 | 0 | 0 | 0 | 0 | 0 | 0 | 0 | 0 | 0 | 0 | 0
| 0 | [36 empty] | 0 | 0 | 0 | 0 | 0 | 0 | 0 | 0 | 0 | 0 | 0 | 0 | 0 | 0 | 0 | 0 | 0 | 0 | 0 | 0 | 0 | 0 | 0 | 0 | 0 | 0 | 0 | 0 | 0 | 0 | 0 | 0
| Diversity Factor: 0 | [36 empty] | 0 | 0 | 0 | 0 | 0 | 0 | 0 | 0 | 0 | 0 | 0 | 0 | 0 | 0 | 0 | 0 | 0 | 0 | 0 | 0 | 0 | 0 | 0 | 0 | 0 | 0 | 0 | 0 | 0 | 0 | 0 | 0
[38 empty] | 0 | 0 | 0 | 0 | 0 | 0 | 0 | 0 | 0 | 0 | 0 | 0 | 0 | 0 | 0 | 0 | 0 | 0 | 0 | 0 | 0 | 0 | 0 | 0 | 0 | 0 | 0 | 0 | 0 | 0 | 0 | 0
[38 empty] | 0 | 0 | 0 | 0 | 0 | 0 | 0 | 0 | 0 | 0 | 0 | 0 | 0 | 0 | 0 | 0 | 0 | 0 | 0 | 0 | 0 | 0 | 0 | 0 | 0 | 0 | 0 | 0 | 0 | 0 | 0 | 0
| 0 | [36 empty] | 0 | 0 | 0 | 0 | 0 | 0 | 0 | 0 | 0 | 0 | 0 | 0 | 0 | 0 | 0 | 0 | 0 | 0 | 0 | 0 | 0 | 0 | 0 | 0 | 0 | 0 | 0 | 0 | 0 | 0 | 0 | 0
Diversity Factor: 0
[38 empty] | Historical Spots & Transfers | [6 empty] | Forecast Spots & Transfers
[35 empty] | Project Name | From | To | 07/08 | 08/09 | 09/10 | 10/11 | 11/12 | 12/13 | 13/14 | 14/15 | 15/16 | 16/17 | 17/18 | 18/19 | 19/20 | 20/21 | 21/22 | 22/23 | 23/24 | 24/25 | 25/26 | 26/27 | 27/28 | 28/29 | 29/30 | 30/31 | 31/32 | 32/33 | 33/34 | 34/35 | 35/36 | 36/37 | 37/38 | 38/39
| 0 | [33 empty] | Caringbah 33_11kV Spots and Transfers |  | Kurnell 132_33kV Tx1 | 0 | 0 | 0 | 0.019778 | -0.75673 | -0.0078026 | -0.0086439 | 0.079354 | 0.036167 | -0.078544 | -0.07594 | -0.079268 | -0.0081669 | 0.033373 | 0.053084 | 0.045196 | 0.050973 | 0.036828 | 0.053442 | 0.053217 | 0.065093 | 0.071552 | 0.069922 | 0.067231 | 0.068809 | 0.070408 | 0.072029 | 0.073672 | 0.075338 | 0.077026 | 0.078737 | 0.080471
| Diversity Factor: 0 | [33 empty] | Caringbah 33_11kV Spots and Transfers |  | Kurnell 132_33kV Tx2 | 0 | 0 | 0 | 0.024412 | -0.93404 | -0.0096308 | -0.010669 | 0.097948 | 0.044641 | -0.096947 | -0.093734 | -0.097841 | -0.01008 | 0.041193 | 0.065523 | 0.055786 | 0.062917 | 0.045457 | 0.065964 | 0.065686 | 0.080344 | 0.088317 | 0.086305 | 0.082984 | 0.084932 | 0.086906 | 0.088907 | 0.090935 | 0.09299 | 0.095074 | 0.097186 | 0.099327
[35 empty] | Caringbah 33_11kV Spots and Transfers |  | Kurnell 132_33kV Tx3 | 0 | 0 | 0 | 0.019778 | -0.75673 | -0.0078026 | -0.0086439 | 0.079354 | 0.036167 | -0.078544 | -0.07594 | -0.079268 | -0.0081669 | 0.033373 | 0.053084 | 0.045196 | 0.050973 | 0.036828 | 0.053442 | 0.053217 | 0.065093 | 0.071552 | 0.069922 | 0.067231 | 0.068809 | 0.070408 | 0.072029 | 0.073672 | 0.075338 | 0.077026 | 0.078737 | 0.080471
[35 empty] | Kurnell 33_11kV Spots and Transfers |  | Kurnell 132_33kV Tx1 | 0.40306 | 0.33242 | -0.33242 | -0.0092545 | -0.0093733 | -0.0083967 | -0.0020234 | -3.3414 | 0 | 0 | 0 | 0 | 0 | 0 | 0 | 0 | 0 | 0 | 0 | 0 | 0 | 0 | 0 | 0 | 0 | 0 | 0 | 0 | 0 | 0 | 0 | 0
| 0 | [33 empty] | Kurnell 33_11kV Spots and Transfers |  | Kurnell 132_33kV Tx2 | 0.4975 | 0.41031 | -0.41031 | -0.011423 | -0.01157 | -0.010364 | -0.0024976 | -4.1244 | 0 | 0 | 0 | 0 | 0 | 0 | 0 | 0 | 0 | 0 | 0 | 0 | 0 | 0 | 0 | 0 | 0 | 0 | 0 | 0 | 0 | 0 | 0 | 0
| Diversity Factor: 0 | [33 empty] | Kurnell 33_11kV Spots and Transfers |  | Kurnell 132_33kV Tx3 | 0.40306 | 0.33242 | -0.33242 | -0.0092545 | -0.0093733 | -0.0083967 | -0.0020234 | -3.3414 | 0 | 0 | 0 | 0 | 0 | 0 | 0 | 0 | 0 | 0 | 0 | 0 | 0 | 0 | 0 | 0 | 0 | 0 | 0 | 0 | 0 | 0 | 0 | 0
[35 empty] | Kurnell 33_6.3kV Spots and Transfers |  | Kurnell 132_33kV Tx1 | 0 | 0 | 0 | 0 | 0 | 0 | 0 | -1.6883 | 0 | 0 | 0 | 0 | 0 | 0 | 0 | 0 | 0 | 0 | 0 | 0 | 0 | 0 | 0 | 0 | 0 | 0 | 0 | 0 | 0 | 0 | 0 | 0
[35 empty] | Kurnell 33_6.3kV Spots and Transfers |  | Kurnell 132_33kV Tx2 | 0 | 0 | 0 | 0 | 0 | 0 | 0 | -2.0838 | 0 | 0 | 0 | 0 | 0 | 0 | 0 | 0 | 0 | 0 | 0 | 0 | 0 | 0 | 0 | 0 | 0 | 0 | 0 | 0 | 0 | 0 | 0 | 0
| 0 | [33 empty] | Kurnell 33_6.3kV Spots and Transfers |  | Kurnell 132_33kV Tx3 | 0 | 0 | 0 | 0 | 0 | 0 | 0 | -1.6883 | 0 | 0 | 0 | 0 | 0 | 0 | 0 | 0 | 0 | 0 | 0 | 0 | 0 | 0 | 0 | 0 | 0 | 0 | 0 | 0 | 0 | 0 | 0 | 0
Diversity Factor: 0
0
Diversity Factor: 0
0
Diversity Factor: 0
0
Diversity Factor: 0
0
Diversity Factor: 0
0
Diversity Factor: 0
| Weather Correction and Public Holiday Factors | [8 empty] | Forecast ROG
ROG Justification
| Actual loads for season 13/14 have been weather corrected by the following: | [6 empty] | 0.9474% |  | Weighted ROG calculation based on downstream zone substations and customers | [59 empty] | Weighted ROG calculation based on downstream zone substations and customers
1 | 2 | 3 | 4 | 5 | 6 | 7 | 8 | 9 | 10 | 14/15 | 15/16 | 16/17 | 17/18 | 18/19 | 19/20 | 20/21 | 21/22 | 22/23 | 23/24 | 24/25 | 25/26 | 26/27 | 27/28 | 28/29 | 29/30 | 30/31 | 31/32 | 32/33 | 33/34 | 34/35 | 35/36 | 36/37 | 37/38 | 38/39
0.95817 | 0.91809 | 0.89248 | 0.88004 | 0.88004 | 0.88004 | 0.88004 | 0.88004 | 0.88004 | 0.88004 | -4.183% | -4.183% | -2.789% | -1.394% | 0% | 0% | 0% | 0% | 0% | 0% | 0% | 0% | 0% | 0% | 0% | 0% | 0% | 0% | 0% | 0% | 0% | 0% | 0% | 0% | 0%
Substation Load Detail
[7 empty] | Units | 13/14 |  | 14/15 | 15/16 | 16/17 | 17/18 | 18/19 | 19/20 | 20/21 | 21/22 | 22/23 | 23/24 | 24/25 | 25/26 | 26/27 | 27/28 | 28/29 | 29/30 | 30/31 | 31/32 | 32/33 | 33/34 | 34/35 | 35/36 | 36/37 | 37/38 | 38/39
1 | Kurnell 132_33kV | Compensated |  | Load (LV side) |  |  | Amps | 745 |  | 409.9501 | 395.1286 | 379.0556 | 368.8861 | 363.7866 | 363.2612 | 365.4082 | 368.8232 | 371.7308 | 375.01 | 377.3792 | 380.8173 | 384.2408 | 388.4284 | 393.0315 | 397.5297 | 401.8548 | 406.2815 | 410.811 | 415.4448 | 420.1843 | 425.031 | 429.9863 | 435.0516 | 440.2285
|  |  |  | Apparent Power |  |  | MVA | 42.5988 |  | 23.4318 | 22.5846 | 21.6659 | 21.0847 | 20.7932 | 20.7632 | 20.8859 | 21.0811 | 21.2473 | 21.4347 | 21.5701 | 21.7666 | 21.9623 | 22.2017 | 22.4648 | 22.7219 | 22.9691 | 23.2221 | 23.481 | 23.7459 | 24.0168 | 24.2938 | 24.577 | 24.8665 | 25.1624
|  |  |  | Real Power |  |  | MW | 37.4693 | 38.22 | 20.6103 | 19.8651 | 19.0571 | 18.5458 | 18.2894 | 18.263 | 18.3709 | 18.5426 | 18.6888 | 18.8537 | 18.9728 | 19.1456 | 19.3177 | 19.5283 | 19.7597 | 19.9858 | 20.2033 | 20.4258 | 20.6536 | 20.8865 | 21.1248 | 21.3685 | 21.6176 | 21.8723 | 22.1325
|  |  |  | Reactive Power |  |  | MVAr | 20.2659 |  | 11.1474 | 10.7444 | 10.3073 | 10.0308 | 9.8922 | 9.8779 | 9.9362 | 10.0291 | 10.1082 | 10.1973 | 10.2618 | 10.3552 | 10.4483 | 10.5622 | 10.6874 | 10.8097 | 10.9273 | 11.0477 | 11.1708 | 11.2968 | 11.4257 | 11.5575 | 11.6923 | 11.83 | 11.9708
|  |  |  | Capacitors In Service |  |  | MVAr | 0 |  | 0 | 0 | 0 | 0 | 0 | 0 | 0 | 0 | 0 | 0 | 0 | 0 | 0 | 0 | 0 | 0 | 0 | 0 | 0 | 0 | 0 | 0 | 0 | 0 | 0
|  |  |  | PF |  |  |  | 0.87959 |  | 0.87959 | 0.87959 | 0.87959 | 0.87959 | 0.87959 | 0.87959 | 0.87959 | 0.87959 | 0.87959 | 0.87959 | 0.87959 | 0.87959 | 0.87959 | 0.87959 | 0.87959 | 0.87959 | 0.87959 | 0.87959 | 0.87959 | 0.87959 | 0.87959 | 0.87959 | 0.87959 | 0.87959 | 0.87959
0.87849 | Diversity Factor: 0.88 | Uncompensated |  | Reactive Power |  |  | MVAr | 20.2659 | 20.672 | 11.1474 | 10.7444 | 10.3073 | 10.0308 | 9.8922 | 9.8779 | 9.9362 | 10.0291 | 10.1082 | 10.1973 | 10.2618 | 10.3552 | 10.4483 | 10.5622 | 10.6874 | 10.8097 | 10.9273 | 11.0477 | 11.1708 | 11.2968 | 11.4257 | 11.5575 | 11.6923 | 11.83 | 11.9708
|  |  |  | PF |  |  |  | 0.87959 |  | 0.87959 | 0.87959 | 0.87959 | 0.87959 | 0.87959 | 0.87959 | 0.87959 | 0.87959 | 0.87959 | 0.87959 | 0.87959 | 0.87959 | 0.87959 | 0.87959 | 0.87959 | 0.87959 | 0.87959 | 0.87959 | 0.87959 | 0.87959 | 0.87959 | 0.87959 | 0.87959 | 0.87959 | 0.87959
[10 empty] | 1 | 2 | 3 | 4 | 5 | 6 | 7 | 8 | 9 | 10 | 11 | 12 | 13 | 14 | 15 | 16 | 17 | 18 | 19 | 20 | 21 | 22 | 23 | 24 | 25
Transformer Load Detail
[7 empty] | Units | 13/14 |  | 14/15 | 15/16 | 16/17 | 17/18 | 18/19 | 19/20 | 20/21 | 21/22 | 22/23 | 23/24 | 24/25 | 25/26 | 26/27 | 27/28 | 28/29 | 29/30 | 30/31 | 31/32 | 32/33 | 33/34 | 34/35 | 35/36 | 36/37 | 37/38 | 38/39
| 0 | Compensated |  | Load (LV side) |  |  | Amps
|  |  |  | Apparent Power |  |  | MVA
|  |  |  | Real Power |  |  | MW
|  |  |  | Reactive Power |  |  | MVAr
|  |  |  | Capacitors In Service |  |  | MVAr
PF
| Zone Div: | Uncompensated |  | Reactive Power |  |  | MVAr
PF
| 0 | Compensated |  | Load (LV side) |  |  | Amps
|  |  |  | Apparent Power |  |  | MVA
|  |  |  | Real Power |  |  | MW
|  |  |  | Reactive Power |  |  | MVAr
|  |  |  | Capacitors In Service |  |  | MVAr
PF
| Zone Div: | Uncompensated |  | Reactive Power |  |  | MVAr
PF
| 0 | Compensated |  | Load (LV side) |  |  | Amps
|  |  |  | Apparent Power |  |  | MVA
|  |  |  | Real Power |  |  | MW
|  |  |  | Reactive Power |  |  | MVAr
|  |  |  | Capacitors In Service |  |  | MVAr
PF
| Zone Div: | Uncompensated |  | Reactive Power |  |  | MVAr
PF
| 0 | Compensated |  | Load (LV side) |  |  | Amps
|  |  |  | Apparent Power |  |  | MVA
|  |  |  | Real Power |  |  | MW
|  |  |  | Reactive Power |  |  | MVAr
|  |  |  | Capacitors In Service |  |  | MVAr
PF
| Zone Div: | Uncompensated |  | Reactive Power |  |  | MVAr
PF
| 0 | Compensated |  | Load (LV side) |  |  | Amps
|  |  |  | Apparent Power |  |  | MVA
|  |  |  | Real Power |  |  | MW
|  |  |  | Reactive Power |  |  | MVAr
|  |  |  | Capacitors In Service |  |  | MVAr
PF
| Zone Div: | Uncompensated |  | Reactive Power |  |  | MVAr
PF
| 0 | Compensated |  | Load (LV side) |  |  | Amps
|  |  |  | Apparent Power |  |  | MVA
|  |  |  | Real Power |  |  | MW
|  |  |  | Reactive Power |  |  | MVAr
|  |  |  | Capacitors In Service |  |  | MVAr
PF
| Zone Div: | Uncompensated |  | Reactive Power |  |  | MVAr
PF
| 0 | Compensated |  | Load (LV side) |  |  | Amps
|  |  |  | Apparent Power |  |  | MVA
|  |  |  | Real Power |  |  | MW
|  |  |  | Reactive Power |  |  | MVAr
|  |  |  | Capacitors In Service |  |  | MVAr
PF
| Zone Div: | Uncompensated |  | Reactive Power |  |  | MVAr
PF
| 0 | Compensated |  | Load (LV side) |  |  | Amps
|  |  |  | Apparent Power |  |  | MVA
|  |  |  | Real Power |  |  | MW
|  |  |  | Reactive Power |  |  | MVAr
|  |  |  | Capacitors In Service |  |  | MVAr
PF
| Zone Div: | Uncompensated |  | Reactive Power |  |  | MVAr
PF
| 0 | Compensated |  | Load (LV side) |  |  | Amps
|  |  |  | Apparent Power |  |  | MVA
|  |  |  | Real Power |  |  | MW
|  |  |  | Reactive Power |  |  | MVAr
|  |  |  | Capacitors In Service |  |  | MVAr
PF
| Zone Div: | Uncompensated |  | Reactive Power |  |  | MVAr
PF
| 0 | Compensated |  | Load (LV side) |  |  | Amps
|  |  |  | Apparent Power |  |  | MVA
|  |  |  | Real Power |  |  | MW
|  |  |  | Reactive Power |  |  | MVAr
|  |  |  | Capacitors In Service |  |  | MVAr
PF
| Zone Div: | Uncompensated |  | Reactive Power |  |  | MVAr
PF

## Munmorah 330_33kV
| Munmorah 330_33kV | [16 empty] | 2015 | SUMMER
| Substation Total Loads | [33 empty] | Spots & Transfers Detail
| Historical Loads | (MW) | [7 empty] | Weather Corrected Forecast Loads |  |  |  | (MW) | [20 empty] | Spots & Transfers Summary | (MW) |  | Historical Spots & Transfers | [6 empty] | Forecast Spots & Transfers
|  | 07/08 | 08/09 | 09/10 | 10/11 | 11/12 | 12/13 | 13/14 |  | 14/15 | 15/16 | 16/17 | 17/18 | 18/19 | 19/20 | 20/21 | 21/22 | 22/23 | 23/24 | 24/25 | 25/26 | 26/27 | 27/28 | 28/29 | 29/30 | 30/31 | 31/32 | 32/33 | 33/34 | 34/35 | 35/36 | 36/37 | 37/38 | 38/39 |  |  |  | 07/08 | 08/09 | 09/10 | 10/11 | 11/12 | 12/13 | 13/14 | 14/15 | 15/16 | 16/17 | 17/18 | 18/19 | 19/20 | 20/21 | 21/22 | 22/23 | 23/24 | 24/25 | 25/26 | 26/27 | 27/28 | 28/29 | 29/30 | 30/31 | 31/32 | 32/33 | 33/34 | 34/35 | 35/36 | 36/37 | 37/38 | 38/39
| Total | 34.992 | 35.7 | 43.74 | 35.64 | 36.4754 | 18.22 | 21.27 |  | 15.4115 | 15.1403 | 14.9675 | 14.8856 | 14.6728 | 14.7905 | 15.0423 | 15.3098 | 15.5416 | 15.7992 | 16.0375 | 16.3193 | 16.6057 | 16.9157 | 17.2422 | 17.5691 | 17.8975 | 18.2336 | 18.5774 | 18.9291 | 19.2887 | 19.6563 | 20.0322 | 20.4163 | 20.8088 |  |  | Total | 0.67954 | 0 | 0.6286 | -0.094672 | -0.011905 | -13.2622 | -0.10265 | -0.057607 | -0.055263 | -0.031672 | -0.012154 | -0.21279 | 0.1177 | 0.2518 | 0.26746 | 0.23177 | 0.25769 | 0.23824 | 0.28182 | 0.28644 | 0.30993 | 0.32658 | 0.32681 | 0.32846 | 0.33608 | 0.34381 | 0.35165 | 0.3596 | 0.36766 | 0.37583 | 0.38412 | 0.39252
| Firm Rating | 64 | 64 | 64 | 64 | 64 | 64 | 64 |  | 64 | 64 | 64 | 64 | 64 | 64 | 64 | 64 | 64 | 64 | 64 | 64 | 64 | 64 | 64 | 64 | 64 | 64 | 64 | 64 | 64 | 64 | 64 | 64 | 64
| Total Capacity | 0 | 0 | 0 | 0 | 0 | 0 | 0 |  | 0 | 0 | 0 | 0 | 0 | 0 | 0 | 0 | 0 | 0 | 0 | 0 | 0 | 0 | 0 | 0 | 0 | 0 | 0 | 0 | 0 | 0 | 0 | 0 | 0 |  |  | Munmorah 330_33kV Tx1 | 0.67954 | 0 | 0.6286 | -0.094672 | -0.011905 | -13.2622 | -0.10265 | -0.057607 | -0.055263 | -0.031672 | -0.012154 | -0.21279 | 0.1177 | 0.2518 | 0.26746 | 0.23177 | 0.25769 | 0.23824 | 0.28182 | 0.28644 | 0.30993 | 0.32658 | 0.32681 | 0.32846 | 0.33608 | 0.34381 | 0.35165 | 0.3596 | 0.36766 | 0.37583 | 0.38412 | 0.39252
|  | -7 | -6 | -5 | -4 | -3 | -2 | -1 |  | 0 | 1 | 2 | 3 | 4 | 5 | 6 | 7 | 8 | 9 | 10 | 11 | 12 | 13 | 14 | 15 | 16 | 17 | 18 | 19 | 20 | 21 | 22 | 23 | 24 |  |  | Munmorah 330_33kV Tx2 | 0 | 0 | 0 | 0 | 0 | 0 | 0 | 0 | 0 | 0 | 0 | 0 | 0 | 0 | 0 | 0 | 0 | 0 | 0 | 0 | 0 | 0 | 0 | 0 | 0 | 0 | 0 | 0 | 0 | 0 | 0 | 0
| Transformer Loads | [36 empty] | 0 | 0 | 0 | 0 | 0 | 0 | 0 | 0 | 0 | 0 | 0 | 0 | 0 | 0 | 0 | 0 | 0 | 0 | 0 | 0 | 0 | 0 | 0 | 0 | 0 | 0 | 0 | 0 | 0 | 0 | 0 | 0
| Historical Loads | (MW) | [7 empty] | Weather Corrected Forecast Loads |  |  |  | (MW) | [23 empty] | 0 | 0 | 0 | 0 | 0 | 0 | 0 | 0 | 0 | 0 | 0 | 0 | 0 | 0 | 0 | 0 | 0 | 0 | 0 | 0 | 0 | 0 | 0 | 0 | 0 | 0 | 0 | 0 | 0 | 0 | 0 | 0
|  | 07/08 | 08/09 | 09/10 | 10/11 | 11/12 | 12/13 | 13/14 |  | 14/15 | 15/16 | 16/17 | 17/18 | 18/19 | 19/20 | 20/21 | 21/22 | 22/23 | 23/24 | 24/25 | 25/26 | 26/27 | 27/28 | 28/29 | 29/30 | 30/31 | 31/32 | 32/33 | 33/34 | 34/35 | 35/36 | 36/37 | 37/38 | 38/39 |  |  |  | 0 | 0 | 0 | 0 | 0 | 0 | 0 | 0 | 0 | 0 | 0 | 0 | 0 | 0 | 0 | 0 | 0 | 0 | 0 | 0 | 0 | 0 | 0 | 0 | 0 | 0 | 0 | 0 | 0 | 0 | 0 | 0
| 0 | [36 empty] | 0 | 0 | 0 | 0 | 0 | 0 | 0 | 0 | 0 | 0 | 0 | 0 | 0 | 0 | 0 | 0 | 0 | 0 | 0 | 0 | 0 | 0 | 0 | 0 | 0 | 0 | 0 | 0 | 0 | 0 | 0 | 0
| Diversity Factor: 0 | [36 empty] | 0 | 0 | 0 | 0 | 0 | 0 | 0 | 0 | 0 | 0 | 0 | 0 | 0 | 0 | 0 | 0 | 0 | 0 | 0 | 0 | 0 | 0 | 0 | 0 | 0 | 0 | 0 | 0 | 0 | 0 | 0 | 0
[38 empty] | 0 | 0 | 0 | 0 | 0 | 0 | 0 | 0 | 0 | 0 | 0 | 0 | 0 | 0 | 0 | 0 | 0 | 0 | 0 | 0 | 0 | 0 | 0 | 0 | 0 | 0 | 0 | 0 | 0 | 0 | 0 | 0
[38 empty] | 0 | 0 | 0 | 0 | 0 | 0 | 0 | 0 | 0 | 0 | 0 | 0 | 0 | 0 | 0 | 0 | 0 | 0 | 0 | 0 | 0 | 0 | 0 | 0 | 0 | 0 | 0 | 0 | 0 | 0 | 0 | 0
| 0 | [36 empty] | 0 | 0 | 0 | 0 | 0 | 0 | 0 | 0 | 0 | 0 | 0 | 0 | 0 | 0 | 0 | 0 | 0 | 0 | 0 | 0 | 0 | 0 | 0 | 0 | 0 | 0 | 0 | 0 | 0 | 0 | 0 | 0
Diversity Factor: 0
[38 empty] | Historical Spots & Transfers | [6 empty] | Forecast Spots & Transfers
[35 empty] | Project Name | From | To | 07/08 | 08/09 | 09/10 | 10/11 | 11/12 | 12/13 | 13/14 | 14/15 | 15/16 | 16/17 | 17/18 | 18/19 | 19/20 | 20/21 | 21/22 | 22/23 | 23/24 | 24/25 | 25/26 | 26/27 | 27/28 | 28/29 | 29/30 | 30/31 | 31/32 | 32/33 | 33/34 | 34/35 | 35/36 | 36/37 | 37/38 | 38/39
| 0 | [33 empty] | Lake Munmorah 33_11kV Spots and Transfers |  | Munmorah 330_33kV Tx1 | 0 | 0 | 0 | -0.00029686 | -0.00017133 | -2.581 | 0 | 0 | 0 | 0 | 0 | 0 | 0 | 0 | 0 | 0 | 0 | 0 | 0 | 0 | 0 | 0 | 0 | 0 | 0 | 0 | 0 | 0 | 0 | 0 | 0 | 0
| Diversity Factor: 0 | [33 empty] | Lake Munmorah 33_11kV Spots and Transfers |  | Munmorah 330_33kV Tx1 | 0 | 0 | 0 | -0.0012284 | -0.00070898 | -10.6804 | 0 | 0 | 0 | 0 | 0 | 0 | 0 | 0 | 0 | 0 | 0 | 0 | 0 | 0 | 0 | 0 | 0 | 0 | 0 | 0 | 0 | 0 | 0 | 0 | 0 | 0
[35 empty] | Noraville 33_11kV Spots and Transfers |  | Munmorah 330_33kV Tx1 | 0.13226 | 0 | 0 | -0.018129 | -0.0021456 | -0.00014357 | -0.019978 | -0.010932 | -0.010196 | -0.0025293 | 0.0043451 | -0.034145 | 0.022907 | 0.049007 | 0.052054 | 0.045108 | 0.050153 | 0.046367 | 0.054848 | 0.055749 | 0.060319 | 0.063561 | 0.063605 | 0.063927 | 0.06541 | 0.066915 | 0.06844 | 0.069987 | 0.071556 | 0.073146 | 0.074759 | 0.076394
[35 empty] | Noraville 33_11kV Spots and Transfers |  | Munmorah 330_33kV Tx1 | 0.54729 | 0 | 0 | -0.075018 | -0.0088787 | -0.00059409 | -0.08267 | -0.045238 | -0.042193 | -0.010467 | 0.017981 | -0.14129 | 0.094792 | 0.20279 | 0.2154 | 0.18666 | 0.20754 | 0.19187 | 0.22697 | 0.23069 | 0.24961 | 0.26302 | 0.2632 | 0.26453 | 0.27067 | 0.2769 | 0.28321 | 0.28961 | 0.2961 | 0.30269 | 0.30936 | 0.31612
| 0 | [33 empty] | Vales Point 33_11kV Spots and Transfers |  | Munmorah 330_33kV Tx1 | 0 | 0 | 0.12234 | 0 | 0 | 0 | 0 | -0.00027961 | -0.00055921 | -0.0036349 | -0.0067105 | -0.0072698 | 0 | 0 | 0 | 0 | 0 | 0 | 0 | 0 | 0 | 0 | 0 | 0 | 0 | 0 | 0 | 0 | 0 | 0 | 0 | 0
| Diversity Factor: 0 | [33 empty] | Vales Point 33_11kV Spots and Transfers |  | Munmorah 330_33kV Tx1 | 0 | 0 | 0.50626 | 0 | 0 | 0 | 0 | -0.001157 | -0.0023141 | -0.015041 | -0.027769 | -0.030083 | 0 | 0 | 0 | 0 | 0 | 0 | 0 | 0 | 0 | 0 | 0 | 0 | 0 | 0 | 0 | 0 | 0 | 0 | 0 | 0
0
Diversity Factor: 0
0
Diversity Factor: 0
0
Diversity Factor: 0
0
Diversity Factor: 0
0
Diversity Factor: 0
0
Diversity Factor: 0
| Weather Correction and Public Holiday Factors | [8 empty] | Forecast ROG
ROG Justification
| Actual loads for season 13/14 have been weather corrected by the following: | [6 empty] | 3.847% |  | Weighted ROG calculation based on downstream zone substations and customers | [59 empty] | Weighted ROG calculation based on downstream zone substations and customers
1 | 2 | 3 | 4 | 5 | 6 | 7 | 8 | 9 | 10 | 14/15 | 15/16 | 16/17 | 17/18 | 18/19 | 19/20 | 20/21 | 21/22 | 22/23 | 23/24 | 24/25 | 25/26 | 26/27 | 27/28 | 28/29 | 29/30 | 30/31 | 31/32 | 32/33 | 33/34 | 34/35 | 35/36 | 36/37 | 37/38 | 38/39
0.98592 | 0.97211 | 0.96305 | 0.95856 | 0.95856 | 0.95856 | 0.95856 | 0.95856 | 0.95856 | 0.95856 | -1.408% | -1.401% | -0.932% | -0.466% | 0% | 0% | 0% | 0% | 0% | 0% | 0% | 0% | 0% | 0% | 0% | 0% | 0% | 0% | 0% | 0% | 0% | 0% | 0% | 0% | 0%
Substation Load Detail
[7 empty] | Units | 13/14 |  | 14/15 | 15/16 | 16/17 | 17/18 | 18/19 | 19/20 | 20/21 | 21/22 | 22/23 | 23/24 | 24/25 | 25/26 | 26/27 | 27/28 | 28/29 | 29/30 | 30/31 | 31/32 | 32/33 | 33/34 | 34/35 | 35/36 | 36/37 | 37/38 | 38/39
1 | Munmorah 330_33kV | Compensated |  | Load (LV side) |  |  | Amps | 413 |  | 322.6487 | 317.0632 | 313.4978 | 311.8027 | 307.7022 | 309.9701 | 314.8231 | 319.9791 | 324.4484 | 329.4186 | 334.0146 | 339.4526 | 344.9811 | 350.9644 | 357.2707 | 363.5829 | 369.9283 | 376.4225 | 383.0673 | 389.8651 | 396.8178 | 403.9277 | 411.197 | 418.6278 | 426.2225
|  |  |  | Apparent Power |  |  | MVA | 23.6333 |  | 18.4418 | 18.1226 | 17.9188 | 17.8219 | 17.5875 | 17.7172 | 17.9946 | 18.2893 | 18.5447 | 18.8288 | 19.0915 | 19.4023 | 19.7183 | 20.0603 | 20.4208 | 20.7815 | 21.1442 | 21.5154 | 21.8952 | 22.2838 | 22.6812 | 23.0876 | 23.5031 | 23.9278 | 24.3619
|  |  |  | Real Power |  |  | MW | 21.27 | 15.69 | 15.4115 | 15.1403 | 14.9675 | 14.8856 | 14.6728 | 14.7905 | 15.0423 | 15.3098 | 15.5416 | 15.7992 | 16.0375 | 16.3193 | 16.6057 | 16.9157 | 17.2422 | 17.5691 | 17.8975 | 18.2336 | 18.5774 | 18.9291 | 19.2887 | 19.6563 | 20.0322 | 20.4163 | 20.8088
|  |  |  | Reactive Power |  |  | MVAr | 10.3015 |  | 10.1286 | 9.9599 | 9.8518 | 9.8 | 9.6969 | 9.7539 | 9.8759 | 10.0054 | 10.1176 | 10.2424 | 10.3578 | 10.4943 | 10.6331 | 10.7831 | 10.9413 | 11.0996 | 11.2587 | 11.4215 | 11.588 | 11.7583 | 11.9324 | 12.1105 | 12.2925 | 12.4786 | 12.6687
|  |  |  | Capacitors In Service |  |  | MVAr | 0 |  | 0 | 0 | 0 | 0 | 0 | 0 | 0 | 0 | 0 | 0 | 0 | 0 | 0 | 0 | 0 | 0 | 0 | 0 | 0 | 0 | 0 | 0 | 0 | 0 | 0
|  |  |  | PF |  |  |  | 0.9 |  | 0.83568 | 0.83544 | 0.8353 | 0.83524 | 0.83427 | 0.83481 | 0.83594 | 0.83709 | 0.83806 | 0.8391 | 0.84003 | 0.8411 | 0.84215 | 0.84324 | 0.84435 | 0.84542 | 0.84645 | 0.84747 | 0.84847 | 0.84945 | 0.85043 | 0.85138 | 0.85232 | 0.85325 | 0.85415
0.80045 | Diversity Factor: 0.8 | Uncompensated |  | Reactive Power |  |  | MVAr | 10.3015 | 7.599 | 10.1286 | 9.9599 | 9.8518 | 9.8 | 9.6969 | 9.7539 | 9.8759 | 10.0054 | 10.1176 | 10.2424 | 10.3578 | 10.4943 | 10.6331 | 10.7831 | 10.9413 | 11.0996 | 11.2587 | 11.4215 | 11.588 | 11.7583 | 11.9324 | 12.1105 | 12.2925 | 12.4786 | 12.6687
|  |  |  | PF |  |  |  | 0.9 |  | 0.83568 | 0.83544 | 0.8353 | 0.83524 | 0.83427 | 0.83481 | 0.83594 | 0.83709 | 0.83806 | 0.8391 | 0.84003 | 0.8411 | 0.84215 | 0.84324 | 0.84435 | 0.84542 | 0.84645 | 0.84747 | 0.84847 | 0.84945 | 0.85043 | 0.85138 | 0.85232 | 0.85325 | 0.85415
[10 empty] | 1 | 2 | 3 | 4 | 5 | 6 | 7 | 8 | 9 | 10 | 11 | 12 | 13 | 14 | 15 | 16 | 17 | 18 | 19 | 20 | 21 | 22 | 23 | 24 | 25
Transformer Load Detail
[7 empty] | Units | 13/14 |  | 14/15 | 15/16 | 16/17 | 17/18 | 18/19 | 19/20 | 20/21 | 21/22 | 22/23 | 23/24 | 24/25 | 25/26 | 26/27 | 27/28 | 28/29 | 29/30 | 30/31 | 31/32 | 32/33 | 33/34 | 34/35 | 35/36 | 36/37 | 37/38 | 38/39
| 0 | Compensated |  | Load (LV side) |  |  | Amps
|  |  |  | Apparent Power |  |  | MVA
|  |  |  | Real Power |  |  | MW
|  |  |  | Reactive Power |  |  | MVAr
|  |  |  | Capacitors In Service |  |  | MVAr
PF
| Zone Div: | Uncompensated |  | Reactive Power |  |  | MVAr
PF
| 0 | Compensated |  | Load (LV side) |  |  | Amps
|  |  |  | Apparent Power |  |  | MVA
|  |  |  | Real Power |  |  | MW
|  |  |  | Reactive Power |  |  | MVAr
|  |  |  | Capacitors In Service |  |  | MVAr
PF
| Zone Div: | Uncompensated |  | Reactive Power |  |  | MVAr
PF
| 0 | Compensated |  | Load (LV side) |  |  | Amps
|  |  |  | Apparent Power |  |  | MVA
|  |  |  | Real Power |  |  | MW
|  |  |  | Reactive Power |  |  | MVAr
|  |  |  | Capacitors In Service |  |  | MVAr
PF
| Zone Div: | Uncompensated |  | Reactive Power |  |  | MVAr
PF
| 0 | Compensated |  | Load (LV side) |  |  | Amps
|  |  |  | Apparent Power |  |  | MVA
|  |  |  | Real Power |  |  | MW
|  |  |  | Reactive Power |  |  | MVAr
|  |  |  | Capacitors In Service |  |  | MVAr
PF
| Zone Div: | Uncompensated |  | Reactive Power |  |  | MVAr
PF
| 0 | Compensated |  | Load (LV side) |  |  | Amps
|  |  |  | Apparent Power |  |  | MVA
|  |  |  | Real Power |  |  | MW
|  |  |  | Reactive Power |  |  | MVAr
|  |  |  | Capacitors In Service |  |  | MVAr
PF
| Zone Div: | Uncompensated |  | Reactive Power |  |  | MVAr
PF
| 0 | Compensated |  | Load (LV side) |  |  | Amps
|  |  |  | Apparent Power |  |  | MVA
|  |  |  | Real Power |  |  | MW
|  |  |  | Reactive Power |  |  | MVAr
|  |  |  | Capacitors In Service |  |  | MVAr
PF
| Zone Div: | Uncompensated |  | Reactive Power |  |  | MVAr
PF
| 0 | Compensated |  | Load (LV side) |  |  | Amps
|  |  |  | Apparent Power |  |  | MVA
|  |  |  | Real Power |  |  | MW
|  |  |  | Reactive Power |  |  | MVAr
|  |  |  | Capacitors In Service |  |  | MVAr
PF
| Zone Div: | Uncompensated |  | Reactive Power |  |  | MVAr
PF
| 0 | Compensated |  | Load (LV side) |  |  | Amps
|  |  |  | Apparent Power |  |  | MVA
|  |  |  | Real Power |  |  | MW
|  |  |  | Reactive Power |  |  | MVAr
|  |  |  | Capacitors In Service |  |  | MVAr
PF
| Zone Div: | Uncompensated |  | Reactive Power |  |  | MVAr
PF
| 0 | Compensated |  | Load (LV side) |  |  | Amps
|  |  |  | Apparent Power |  |  | MVA
|  |  |  | Real Power |  |  | MW
|  |  |  | Reactive Power |  |  | MVAr
|  |  |  | Capacitors In Service |  |  | MVAr
PF
| Zone Div: | Uncompensated |  | Reactive Power |  |  | MVAr
PF
| 0 | Compensated |  | Load (LV side) |  |  | Amps
|  |  |  | Apparent Power |  |  | MVA
|  |  |  | Real Power |  |  | MW
|  |  |  | Reactive Power |  |  | MVAr
|  |  |  | Capacitors In Service |  |  | MVAr
PF
| Zone Div: | Uncompensated |  | Reactive Power |  |  | MVAr
PF

## Ourimbah 132_33kV
| Ourimbah 132_33kV | [16 empty] | 2015 | SUMMER
| Substation Total Loads | [33 empty] | Spots & Transfers Detail
| Historical Loads | (MW) | [7 empty] | Weather Corrected Forecast Loads |  |  |  | (MW) | [20 empty] | Spots & Transfers Summary | (MW) |  | Historical Spots & Transfers | [6 empty] | Forecast Spots & Transfers
|  | 07/08 | 08/09 | 09/10 | 10/11 | 11/12 | 12/13 | 13/14 |  | 14/15 | 15/16 | 16/17 | 17/18 | 18/19 | 19/20 | 20/21 | 21/22 | 22/23 | 23/24 | 24/25 | 25/26 | 26/27 | 27/28 | 28/29 | 29/30 | 30/31 | 31/32 | 32/33 | 33/34 | 34/35 | 35/36 | 36/37 | 37/38 | 38/39 |  |  |  | 07/08 | 08/09 | 09/10 | 10/11 | 11/12 | 12/13 | 13/14 | 14/15 | 15/16 | 16/17 | 17/18 | 18/19 | 19/20 | 20/21 | 21/22 | 22/23 | 23/24 | 24/25 | 25/26 | 26/27 | 27/28 | 28/29 | 29/30 | 30/31 | 31/32 | 32/33 | 33/34 | 34/35 | 35/36 | 36/37 | 37/38 | 38/39
| Total | 92.5145 | 82.0462 | 64.6125 | 66 | 12 | 14.1129 | 11.702 |  | 12.5799 | 12.4959 | 12.4198 | 12.357 | 12.2774 | 12.2304 | 12.2412 | 12.2819 | 12.3114 | 12.3564 | 12.3765 | 12.4207 | 12.4645 | 12.5253 | 12.5953 | 12.663 | 12.7268 | 12.7929 | 12.8613 | 12.9319 | 13.0049 | 13.0803 | 13.158 | 13.2383 | 13.3209 |  |  | Total | 0.54056 | 1.007 | -40.5406 | -2.4937 | -36.6688 | -0.0034665 | 0.35196 | 0.8099 | -0.05208 | -0.054948 | -0.052233 | -0.079627 | -0.047047 | 0.010811 | 0.040697 | 0.029524 | 0.044955 | 0.020179 | 0.044148 | 0.043818 | 0.060796 | 0.070052 | 0.067671 | 0.063824 | 0.066071 | 0.068348 | 0.070656 | 0.072996 | 0.075368 | 0.077773 | 0.080211 | 0.082683
| Firm Rating | 130 | 130 | 130 | 130 | 21.7 | 21.7 | 21.7 |  | 21.7 | 21.7 | 21.7 | 21.7 | 21.7 | 21.7 | 21.7 | 21.7 | 21.7 | 21.7 | 21.7 | 21.7 | 21.7 | 21.7 | 21.7 | 21.7 | 21.7 | 21.7 | 21.7 | 21.7 | 21.7 | 21.7 | 21.7 | 21.7 | 21.7
| Total Capacity | 0 | 0 | 57 | 57 | 22 | 22 | 22 |  | 22 | 22 | 22 | 22 | 22 | 22 | 22 | 22 | 22 | 22 | 22 | 22 | 22 | 22 | 22 | 22 | 22 | 22 | 22 | 22 | 22 | 22 | 22 | 22 | 22 |  |  | Ourimbah 132_33kV Tx1 | 0 | 0 | 0 | 0 | 0 | 0 | 0 | 0 | 0 | 0 | 0 | 0 | 0 | 0 | 0 | 0 | 0 | 0 | 0 | 0 | 0 | 0 | 0 | 0 | 0 | 0 | 0 | 0 | 0 | 0 | 0 | 0
|  | -7 | -6 | -5 | -4 | -3 | -2 | -1 |  | 0 | 1 | 2 | 3 | 4 | 5 | 6 | 7 | 8 | 9 | 10 | 11 | 12 | 13 | 14 | 15 | 16 | 17 | 18 | 19 | 20 | 21 | 22 | 23 | 24 |  |  | Ourimbah 132_33kV Tx14 | 0.54056 | 1.007 | -40.5406 | -2.4937 | -36.6688 | -0.0034665 | 0.35196 | 0.8099 | -0.05208 | -0.054948 | -0.052233 | -0.079627 | -0.047047 | 0.010811 | 0.040697 | 0.029524 | 0.044955 | 0.020179 | 0.044148 | 0.043818 | 0.060796 | 0.070052 | 0.067671 | 0.063824 | 0.066071 | 0.068348 | 0.070656 | 0.072996 | 0.075368 | 0.077773 | 0.080211 | 0.082683
| Transformer Loads | [35 empty] | Ourimbah 132_33kV Tx2 | 0 | 0 | 0 | 0 | 0 | 0 | 0 | 0 | 0 | 0 | 0 | 0 | 0 | 0 | 0 | 0 | 0 | 0 | 0 | 0 | 0 | 0 | 0 | 0 | 0 | 0 | 0 | 0 | 0 | 0 | 0 | 0
| Historical Loads | (MW) | [7 empty] | 0: Weather Corrected Forecast Loads; 4: (MW) |  |  |  | 0 | 0 | 0 | 0 | 0 | 0 | 0 | 0 | 0 | 0 | 0 | 0 | 0 | 0 | 0 | 0 | 0 | 0 | 0 | 0 | 0 | 0 | 0 | 0 | 0 | 0 | 0 | 0 | 0 | 0 | 0 | 0
|  | 07/08 | 08/09 | 09/10 | 10/11 | 11/12 | 12/13 | 13/14 |  | 14/15 | 15/16 | 16/17 | 17/18 | 18/19 | 19/20 | 20/21 | 21/22 | 22/23 | 23/24 | 24/25 | 25/26 | 26/27 | 27/28 | 28/29 | 29/30 | 30/31 | 31/32 | 32/33 | 33/34 | 34/35 | 35/36 | 36/37 | 37/38 | 38/39 |  |  |  | 0 | 0 | 0 | 0 | 0 | 0 | 0 | 0 | 0 | 0 | 0 | 0 | 0 | 0 | 0 | 0 | 0 | 0 | 0 | 0 | 0 | 0 | 0 | 0 | 0 | 0 | 0 | 0 | 0 | 0 | 0 | 0
| 0 | [36 empty] | 0 | 0 | 0 | 0 | 0 | 0 | 0 | 0 | 0 | 0 | 0 | 0 | 0 | 0 | 0 | 0 | 0 | 0 | 0 | 0 | 0 | 0 | 0 | 0 | 0 | 0 | 0 | 0 | 0 | 0 | 0 | 0
| Diversity Factor: 0 | [36 empty] | 0 | 0 | 0 | 0 | 0 | 0 | 0 | 0 | 0 | 0 | 0 | 0 | 0 | 0 | 0 | 0 | 0 | 0 | 0 | 0 | 0 | 0 | 0 | 0 | 0 | 0 | 0 | 0 | 0 | 0 | 0 | 0
[38 empty] | 0 | 0 | 0 | 0 | 0 | 0 | 0 | 0 | 0 | 0 | 0 | 0 | 0 | 0 | 0 | 0 | 0 | 0 | 0 | 0 | 0 | 0 | 0 | 0 | 0 | 0 | 0 | 0 | 0 | 0 | 0 | 0
[38 empty] | 0 | 0 | 0 | 0 | 0 | 0 | 0 | 0 | 0 | 0 | 0 | 0 | 0 | 0 | 0 | 0 | 0 | 0 | 0 | 0 | 0 | 0 | 0 | 0 | 0 | 0 | 0 | 0 | 0 | 0 | 0 | 0
| 0 | [36 empty] | 0 | 0 | 0 | 0 | 0 | 0 | 0 | 0 | 0 | 0 | 0 | 0 | 0 | 0 | 0 | 0 | 0 | 0 | 0 | 0 | 0 | 0 | 0 | 0 | 0 | 0 | 0 | 0 | 0 | 0 | 0 | 0
Diversity Factor: 0
[38 empty] | Historical Spots & Transfers | [6 empty] | Forecast Spots & Transfers
[35 empty] | Project Name | From | To | 07/08 | 08/09 | 09/10 | 10/11 | 11/12 | 12/13 | 13/14 | 14/15 | 15/16 | 16/17 | 17/18 | 18/19 | 19/20 | 20/21 | 21/22 | 22/23 | 23/24 | 24/25 | 25/26 | 26/27 | 27/28 | 28/29 | 29/30 | 30/31 | 31/32 | 32/33 | 33/34 | 34/35 | 35/36 | 36/37 | 37/38 | 38/39
| 0 | [33 empty] | Berkeley Vale 33_11kV Spots and Transfers |  | Ourimbah 132_33kV Tx1 | 0 | 0 | 0 | 0 | 0 | 0 | 0 | 0 | 0 | 0 | 0 | 0 | 0 | 0 | 0 | 0 | 0 | 0 | 0 | 0 | 0 | 0 | 0 | 0 | 0 | 0 | 0 | 0 | 0 | 0 | 0 | 0
| Diversity Factor: 0 | [33 empty] | Berkeley Vale 33_11kV Spots and Transfers |  | Ourimbah 132_33kV Tx14 | 1.2024 | 1.007 | -41.2632 | 0 | 0 | 0 | 0 | 0 | 0 | 0 | 0 | 0 | 0 | 0 | 0 | 0 | 0 | 0 | 0 | 0 | 0 | 0 | 0 | 0 | 0 | 0 | 0 | 0 | 0 | 0 | 0 | 0
[35 empty] | Berkeley Vale 33_11kV Spots and Transfers |  | Ourimbah 132_33kV Tx2 | 0 | 0 | 0 | 0 | 0 | 0 | 0 | 0 | 0 | 0 | 0 | 0 | 0 | 0 | 0 | 0 | 0 | 0 | 0 | 0 | 0 | 0 | 0 | 0 | 0 | 0 | 0 | 0 | 0 | 0 | 0 | 0
[35 empty] | Long Jetty 33_11kV Spots and Transfers |  | Ourimbah 132_33kV Tx1 | 0 | 0 | 0 | 0 | 0 | 0 | 0 | 0 | 0 | 0 | 0 | 0 | 0 | 0 | 0 | 0 | 0 | 0 | 0 | 0 | 0 | 0 | 0 | 0 | 0 | 0 | 0 | 0 | 0 | 0 | 0 | 0
| 0 | [33 empty] | Long Jetty 33_11kV Spots and Transfers |  | Ourimbah 132_33kV Tx14 | -0.66179 | 0 | 0 | -2.4208 | -34.3992 | 0 | 0 | 0 | 0 | 0 | 0 | 0 | 0 | 0 | 0 | 0 | 0 | 0 | 0 | 0 | 0 | 0 | 0 | 0 | 0 | 0 | 0 | 0 | 0 | 0 | 0 | 0
| Diversity Factor: 0 | [33 empty] | Long Jetty 33_11kV Spots and Transfers |  | Ourimbah 132_33kV Tx2 | 0 | 0 | 0 | 0 | 0 | 0 | 0 | 0 | 0 | 0 | 0 | 0 | 0 | 0 | 0 | 0 | 0 | 0 | 0 | 0 | 0 | 0 | 0 | 0 | 0 | 0 | 0 | 0 | 0 | 0 | 0 | 0
[35 empty] | Peats Ridge 33_11kV Spots and Transfers |  | Ourimbah 132_33kV Tx1 | 0 | 0 | 0 | 0 | 0 | 0 | 0 | 0 | 0 | 0 | 0 | 0 | 0 | 0 | 0 | 0 | 0 | 0 | 0 | 0 | 0 | 0 | 0 | 0 | 0 | 0 | 0 | 0 | 0 | 0 | 0 | 0
[35 empty] | Peats Ridge 33_11kV Spots and Transfers |  | Ourimbah 132_33kV Tx14 | 0 | 0 | 0.72261 | -0.072873 | -2.2695 | -0.0034665 | 0.35196 | 0.8099 | -0.05208 | -0.054948 | -0.052233 | -0.079627 | -0.047047 | 0.010811 | 0.040697 | 0.029524 | 0.044955 | 0.020179 | 0.044148 | 0.043818 | 0.060796 | 0.070052 | 0.067671 | 0.063824 | 0.066071 | 0.068348 | 0.070656 | 0.072996 | 0.075368 | 0.077773 | 0.080211 | 0.082683
| 0 | [33 empty] | Peats Ridge 33_11kV Spots and Transfers |  | Ourimbah 132_33kV Tx2 | 0 | 0 | 0 | 0 | 0 | 0 | 0 | 0 | 0 | 0 | 0 | 0 | 0 | 0 | 0 | 0 | 0 | 0 | 0 | 0 | 0 | 0 | 0 | 0 | 0 | 0 | 0 | 0 | 0 | 0 | 0 | 0
Diversity Factor: 0
0
Diversity Factor: 0
0
Diversity Factor: 0
0
Diversity Factor: 0
0
Diversity Factor: 0
0
Diversity Factor: 0
| Weather Correction and Public Holiday Factors | [8 empty] | Forecast ROG
ROG Justification
| Actual loads for season 13/14 have been weather corrected by the following: | [6 empty] | 0.8078% |  | Weighted ROG calculation based on downstream zone substations and customers | [59 empty] | Weighted ROG calculation based on downstream zone substations and customers
1 | 2 | 3 | 4 | 5 | 6 | 7 | 8 | 9 | 10 | 14/15 | 15/16 | 16/17 | 17/18 | 18/19 | 19/20 | 20/21 | 21/22 | 22/23 | 23/24 | 24/25 | 25/26 | 26/27 | 27/28 | 28/29 | 29/30 | 30/31 | 31/32 | 32/33 | 33/34 | 34/35 | 35/36 | 36/37 | 37/38 | 38/39
0.99746 | 0.99493 | 0.99325 | 0.9924 | 0.9924 | 0.9924 | 0.9924 | 0.9924 | 0.9924 | 0.9924 | -0.254% | -0.254% | -0.169% | -0.085% | 0% | 0% | 0% | 0% | 0% | 0% | 0% | 0% | 0% | 0% | 0% | 0% | 0% | 0% | 0% | 0% | 0% | 0% | 0% | 0% | 0%
Substation Load Detail
[7 empty] | Units | 13/14 |  | 14/15 | 15/16 | 16/17 | 17/18 | 18/19 | 19/20 | 20/21 | 21/22 | 22/23 | 23/24 | 24/25 | 25/26 | 26/27 | 27/28 | 28/29 | 29/30 | 30/31 | 31/32 | 32/33 | 33/34 | 34/35 | 35/36 | 36/37 | 37/38 | 38/39
1 | Ourimbah 132_33kV | Compensated |  | Load (LV side) |  |  | Amps | 234 |  | 251.1064 | 249.429 | 247.9107 | 246.6573 | 245.0679 | 244.1288 | 244.3446 | 245.1569 | 245.7463 | 246.6436 | 247.0464 | 247.9277 | 248.8023 | 250.0158 | 251.4141 | 252.7649 | 254.0389 | 255.3577 | 256.722 | 258.1323 | 259.5894 | 261.0938 | 262.6463 | 264.2473 | 265.8978
|  |  |  | Apparent Power |  |  | MVA | 13.351 |  | 14.3527 | 14.2568 | 14.17 | 14.0984 | 14.0075 | 13.9538 | 13.9662 | 14.0126 | 14.0463 | 14.0976 | 14.1206 | 14.171 | 14.221 | 14.2903 | 14.3703 | 14.4474 | 14.5203 | 14.5956 | 14.6736 | 14.7542 | 14.8375 | 14.9235 | 15.0122 | 15.1038 | 15.1981
|  |  |  | Real Power |  |  | MW | 11.702 | 11.8 | 12.5799 | 12.4959 | 12.4198 | 12.357 | 12.2774 | 12.2304 | 12.2412 | 12.2819 | 12.3114 | 12.3564 | 12.3765 | 12.4207 | 12.4645 | 12.5253 | 12.5953 | 12.663 | 12.7268 | 12.7929 | 12.8613 | 12.9319 | 13.0049 | 13.0803 | 13.158 | 13.2383 | 13.3209
|  |  |  | Reactive Power |  |  | MVAr | 6.4275 |  | 6.9097 | 6.8636 | 6.8218 | 6.7873 | 6.7436 | 6.7177 | 6.7237 | 6.746 | 6.7622 | 6.7869 | 6.798 | 6.8223 | 6.8463 | 6.8797 | 6.9182 | 6.9554 | 6.9904 | 7.0267 | 7.0642 | 7.1031 | 7.1431 | 7.1845 | 7.2273 | 7.2713 | 7.3167
|  |  |  | Capacitors In Service |  |  | MVAr | 0 |  | 0 | 0 | 0 | 0 | 0 | 0 | 0 | 0 | 0 | 0 | 0 | 0 | 0 | 0 | 0 | 0 | 0 | 0 | 0 | 0 | 0 | 0 | 0 | 0 | 0
|  |  |  | PF |  |  |  | 0.87649 |  | 0.87649 | 0.87649 | 0.87649 | 0.87649 | 0.87649 | 0.87649 | 0.87649 | 0.87649 | 0.87649 | 0.87649 | 0.87649 | 0.87649 | 0.87649 | 0.87649 | 0.87649 | 0.87649 | 0.87649 | 0.87649 | 0.87649 | 0.87649 | 0.87649 | 0.87649 | 0.87649 | 0.87649 | 0.87649
0.8015 | Diversity Factor: 0.8 | Uncompensated |  | Reactive Power |  |  | MVAr | 6.4275 | 6.4813 | 6.9097 | 6.8636 | 6.8218 | 6.7873 | 6.7436 | 6.7177 | 6.7237 | 6.746 | 6.7622 | 6.7869 | 6.798 | 6.8223 | 6.8463 | 6.8797 | 6.9182 | 6.9554 | 6.9904 | 7.0267 | 7.0642 | 7.1031 | 7.1431 | 7.1845 | 7.2273 | 7.2713 | 7.3167
|  |  |  | PF |  |  |  | 0.87649 |  | 0.87649 | 0.87649 | 0.87649 | 0.87649 | 0.87649 | 0.87649 | 0.87649 | 0.87649 | 0.87649 | 0.87649 | 0.87649 | 0.87649 | 0.87649 | 0.87649 | 0.87649 | 0.87649 | 0.87649 | 0.87649 | 0.87649 | 0.87649 | 0.87649 | 0.87649 | 0.87649 | 0.87649 | 0.87649
[10 empty] | 1 | 2 | 3 | 4 | 5 | 6 | 7 | 8 | 9 | 10 | 11 | 12 | 13 | 14 | 15 | 16 | 17 | 18 | 19 | 20 | 21 | 22 | 23 | 24 | 25
Transformer Load Detail
[7 empty] | Units | 13/14 |  | 14/15 | 15/16 | 16/17 | 17/18 | 18/19 | 19/20 | 20/21 | 21/22 | 22/23 | 23/24 | 24/25 | 25/26 | 26/27 | 27/28 | 28/29 | 29/30 | 30/31 | 31/32 | 32/33 | 33/34 | 34/35 | 35/36 | 36/37 | 37/38 | 38/39
| 0 | Compensated |  | Load (LV side) |  |  | Amps
|  |  |  | Apparent Power |  |  | MVA
|  |  |  | Real Power |  |  | MW
|  |  |  | Reactive Power |  |  | MVAr
|  |  |  | Capacitors In Service |  |  | MVAr
PF
| Zone Div: | Uncompensated |  | Reactive Power |  |  | MVAr
PF
| 0 | Compensated |  | Load (LV side) |  |  | Amps
|  |  |  | Apparent Power |  |  | MVA
|  |  |  | Real Power |  |  | MW
|  |  |  | Reactive Power |  |  | MVAr
|  |  |  | Capacitors In Service |  |  | MVAr
PF
| Zone Div: | Uncompensated |  | Reactive Power |  |  | MVAr
PF
| 0 | Compensated |  | Load (LV side) |  |  | Amps
|  |  |  | Apparent Power |  |  | MVA
|  |  |  | Real Power |  |  | MW
|  |  |  | Reactive Power |  |  | MVAr
|  |  |  | Capacitors In Service |  |  | MVAr
PF
| Zone Div: | Uncompensated |  | Reactive Power |  |  | MVAr
PF
| 0 | Compensated |  | Load (LV side) |  |  | Amps
|  |  |  | Apparent Power |  |  | MVA
|  |  |  | Real Power |  |  | MW
|  |  |  | Reactive Power |  |  | MVAr
|  |  |  | Capacitors In Service |  |  | MVAr
PF
| Zone Div: | Uncompensated |  | Reactive Power |  |  | MVAr
PF
| 0 | Compensated |  | Load (LV side) |  |  | Amps
|  |  |  | Apparent Power |  |  | MVA
|  |  |  | Real Power |  |  | MW
|  |  |  | Reactive Power |  |  | MVAr
|  |  |  | Capacitors In Service |  |  | MVAr
PF
| Zone Div: | Uncompensated |  | Reactive Power |  |  | MVAr
PF
| 0 | Compensated |  | Load (LV side) |  |  | Amps
|  |  |  | Apparent Power |  |  | MVA
|  |  |  | Real Power |  |  | MW
|  |  |  | Reactive Power |  |  | MVAr
|  |  |  | Capacitors In Service |  |  | MVAr
PF
| Zone Div: | Uncompensated |  | Reactive Power |  |  | MVAr
PF
| 0 | Compensated |  | Load (LV side) |  |  | Amps
|  |  |  | Apparent Power |  |  | MVA
|  |  |  | Real Power |  |  | MW
|  |  |  | Reactive Power |  |  | MVAr
|  |  |  | Capacitors In Service |  |  | MVAr
PF
| Zone Div: | Uncompensated |  | Reactive Power |  |  | MVAr
PF
| 0 | Compensated |  | Load (LV side) |  |  | Amps
|  |  |  | Apparent Power |  |  | MVA
|  |  |  | Real Power |  |  | MW
|  |  |  | Reactive Power |  |  | MVAr
|  |  |  | Capacitors In Service |  |  | MVAr
PF
| Zone Div: | Uncompensated |  | Reactive Power |  |  | MVAr
PF
| 0 | Compensated |  | Load (LV side) |  |  | Amps
|  |  |  | Apparent Power |  |  | MVA
|  |  |  | Real Power |  |  | MW
|  |  |  | Reactive Power |  |  | MVAr
|  |  |  | Capacitors In Service |  |  | MVAr
PF
| Zone Div: | Uncompensated |  | Reactive Power |  |  | MVAr
PF
| 0 | Compensated |  | Load (LV side) |  |  | Amps
|  |  |  | Apparent Power |  |  | MVA
|  |  |  | Real Power |  |  | MW
|  |  |  | Reactive Power |  |  | MVAr
|  |  |  | Capacitors In Service |  |  | MVAr
PF
| Zone Div: | Uncompensated |  | Reactive Power |  |  | MVAr
PF

## Ourimbah 132_66kV
| Ourimbah 132_66kV | [16 empty] | 2015 | SUMMER
[6 empty] | Commissioned |  | 2011-03-01
| Substation Total Loads | [33 empty] | Spots & Transfers Detail
| Historical Loads | (MW) | [7 empty] | Weather Corrected Forecast Loads |  |  |  | (MW) | [20 empty] | Spots & Transfers Summary | (MW) |  | Historical Spots & Transfers | [6 empty] | Forecast Spots & Transfers
|  | 07/08 | 08/09 | 09/10 | 10/11 | 11/12 | 12/13 | 13/14 |  | 14/15 | 15/16 | 16/17 | 17/18 | 18/19 | 19/20 | 20/21 | 21/22 | 22/23 | 23/24 | 24/25 | 25/26 | 26/27 | 27/28 | 28/29 | 29/30 | 30/31 | 31/32 | 32/33 | 33/34 | 34/35 | 35/36 | 36/37 | 37/38 | 38/39 |  |  |  | 07/08 | 08/09 | 09/10 | 10/11 | 11/12 | 12/13 | 13/14 | 14/15 | 15/16 | 16/17 | 17/18 | 18/19 | 19/20 | 20/21 | 21/22 | 22/23 | 23/24 | 24/25 | 25/26 | 26/27 | 27/28 | 28/29 | 29/30 | 30/31 | 31/32 | 32/33 | 33/34 | 34/35 | 35/36 | 36/37 | 37/38 | 38/39
| Total |  |  |  |  | 38.7529 | 51.9842 | 37.5065 |  | 36.3081 | 35.1801 | 34.5024 | 34.2374 | 33.9085 | 34.1914 | 34.7667 | 35.3829 | 35.924 | 36.5077 | 37.0517 | 37.6916 | 38.3405 | 39.0431 | 39.7826 | 40.5215 | 41.2619 | 42.0183 | 42.7909 | 43.5799 | 44.3856 | 45.2082 | 46.0479 | 46.905 | 47.7797 |  |  | Total | 0 | 0 | 0 | 0 | 37.9499 | -0.00054636 | -0.11871 | -0.10028 | -0.082724 | -0.0071084 | 0.062755 | -0.32888 | 0.2829 | 0.57533 | 0.61617 | 0.54111 | 0.58364 | 0.544 | 0.63994 | 0.64888 | 0.70263 | 0.73945 | 0.73891 | 0.7404 | 0.75639 | 0.7726 | 0.78904 | 0.8057 | 0.8226 | 0.83973 | 0.8571 | 0.87471
| Firm Rating | 0 | 0 | 0 | 0 | 130 | 108.028 | 91.8 |  | 91.8 | 91.8 | 91.8 | 91.8 | 91.8 | 91.8 | 91.8 | 91.8 | 91.8 | 91.8 | 91.8 | 91.8 | 91.8 | 91.8 | 91.8 | 91.8 | 91.8 | 91.8 | 91.8 | 91.8 | 91.8 | 91.8 | 91.8 | 91.8 | 91.8
| Total Capacity | 0 | 0 | 0 | 0 | 240 | 216 | 216 |  | 216 | 216 | 216 | 216 | 216 | 216 | 216 | 216 | 216 | 216 | 216 | 216 | 216 | 216 | 216 | 216 | 216 | 216 | 216 | 216 | 216 | 216 | 216 | 216 | 216 |  |  | Ourimbah 132_66kV Tx11 | 0 | 0 | 0 | 0 | 19.0005 | -0.00027355 | -0.059436 | -0.050208 | -0.041418 | -0.003559 | 0.03142 | -0.16466 | 0.14164 | 0.28805 | 0.3085 | 0.27092 | 0.29222 | 0.27237 | 0.3204 | 0.32488 | 0.35179 | 0.37022 | 0.36995 | 0.3707 | 0.3787 | 0.38682 | 0.39505 | 0.40339 | 0.41185 | 0.42043 | 0.42913 | 0.43794
|  | -7 | -6 | -5 | -4 | -3 | -2 | -1 |  | 0 | 1 | 2 | 3 | 4 | 5 | 6 | 7 | 8 | 9 | 10 | 11 | 12 | 13 | 14 | 15 | 16 | 17 | 18 | 19 | 20 | 21 | 22 | 23 | 24 |  |  | Ourimbah 132_66kV Tx12 | 0 | 0 | 0 | 0 | 18.9494 | -0.00027281 | -0.059276 | -0.050073 | -0.041306 | -0.0035494 | 0.031335 | -0.16422 | 0.14126 | 0.28728 | 0.30767 | 0.27019 | 0.29143 | 0.27163 | 0.31954 | 0.324 | 0.35084 | 0.36923 | 0.36896 | 0.3697 | 0.37769 | 0.38578 | 0.39399 | 0.40231 | 0.41074 | 0.4193 | 0.42797 | 0.43676
| Transformer Loads | [36 empty] | 0 | 0 | 0 | 0 | 0 | 0 | 0 | 0 | 0 | 0 | 0 | 0 | 0 | 0 | 0 | 0 | 0 | 0 | 0 | 0 | 0 | 0 | 0 | 0 | 0 | 0 | 0 | 0 | 0 | 0 | 0 | 0
| Historical Loads | (MW) | [7 empty] | 0: Weather Corrected Forecast Loads; 4: (MW) |  |  |  | 0 | 0 | 0 | 0 | 0 | 0 | 0 | 0 | 0 | 0 | 0 | 0 | 0 | 0 | 0 | 0 | 0 | 0 | 0 | 0 | 0 | 0 | 0 | 0 | 0 | 0 | 0 | 0 | 0 | 0 | 0 | 0
|  | 07/08 | 08/09 | 09/10 | 10/11 | 11/12 | 12/13 | 13/14 |  | 14/15 | 15/16 | 16/17 | 17/18 | 18/19 | 19/20 | 20/21 | 21/22 | 22/23 | 23/24 | 24/25 | 25/26 | 26/27 | 27/28 | 28/29 | 29/30 | 30/31 | 31/32 | 32/33 | 33/34 | 34/35 | 35/36 | 36/37 | 37/38 | 38/39 |  |  |  | 0 | 0 | 0 | 0 | 0 | 0 | 0 | 0 | 0 | 0 | 0 | 0 | 0 | 0 | 0 | 0 | 0 | 0 | 0 | 0 | 0 | 0 | 0 | 0 | 0 | 0 | 0 | 0 | 0 | 0 | 0 | 0
| 0 | [36 empty] | 0 | 0 | 0 | 0 | 0 | 0 | 0 | 0 | 0 | 0 | 0 | 0 | 0 | 0 | 0 | 0 | 0 | 0 | 0 | 0 | 0 | 0 | 0 | 0 | 0 | 0 | 0 | 0 | 0 | 0 | 0 | 0
| Diversity Factor: 0 | [36 empty] | 0 | 0 | 0 | 0 | 0 | 0 | 0 | 0 | 0 | 0 | 0 | 0 | 0 | 0 | 0 | 0 | 0 | 0 | 0 | 0 | 0 | 0 | 0 | 0 | 0 | 0 | 0 | 0 | 0 | 0 | 0 | 0
[38 empty] | 0 | 0 | 0 | 0 | 0 | 0 | 0 | 0 | 0 | 0 | 0 | 0 | 0 | 0 | 0 | 0 | 0 | 0 | 0 | 0 | 0 | 0 | 0 | 0 | 0 | 0 | 0 | 0 | 0 | 0 | 0 | 0
[38 empty] | 0 | 0 | 0 | 0 | 0 | 0 | 0 | 0 | 0 | 0 | 0 | 0 | 0 | 0 | 0 | 0 | 0 | 0 | 0 | 0 | 0 | 0 | 0 | 0 | 0 | 0 | 0 | 0 | 0 | 0 | 0 | 0
| 0 | [36 empty] | 0 | 0 | 0 | 0 | 0 | 0 | 0 | 0 | 0 | 0 | 0 | 0 | 0 | 0 | 0 | 0 | 0 | 0 | 0 | 0 | 0 | 0 | 0 | 0 | 0 | 0 | 0 | 0 | 0 | 0 | 0 | 0
Diversity Factor: 0
[38 empty] | Historical Spots & Transfers | [6 empty] | Forecast Spots & Transfers
[35 empty] | Project Name | From | To | 07/08 | 08/09 | 09/10 | 10/11 | 11/12 | 12/13 | 13/14 | 14/15 | 15/16 | 16/17 | 17/18 | 18/19 | 19/20 | 20/21 | 21/22 | 22/23 | 23/24 | 24/25 | 25/26 | 26/27 | 27/28 | 28/29 | 29/30 | 30/31 | 31/32 | 32/33 | 33/34 | 34/35 | 35/36 | 36/37 | 37/38 | 38/39
| 0 | [33 empty] | Long Jetty 66_11kV Spots and Transfers |  | Ourimbah 132_66kV Tx11 | 0 | 0 | 0 | 0 | 19.0005 | -0.00027355 | -0.059436 | -0.050208 | -0.041418 | -0.003559 | 0.03142 | -0.16466 | 0.14164 | 0.28805 | 0.3085 | 0.27092 | 0.29222 | 0.27237 | 0.3204 | 0.32488 | 0.35179 | 0.37022 | 0.36995 | 0.3707 | 0.3787 | 0.38682 | 0.39505 | 0.40339 | 0.41185 | 0.42043 | 0.42913 | 0.43794
| Diversity Factor: 0 | [33 empty] | Long Jetty 66_11kV Spots and Transfers |  | Ourimbah 132_66kV Tx12 | 0 | 0 | 0 | 0 | 18.9494 | -0.00027281 | -0.059276 | -0.050073 | -0.041306 | -0.0035494 | 0.031335 | -0.16422 | 0.14126 | 0.28728 | 0.30767 | 0.27019 | 0.29143 | 0.27163 | 0.31954 | 0.324 | 0.35084 | 0.36923 | 0.36896 | 0.3697 | 0.37769 | 0.38578 | 0.39399 | 0.40231 | 0.41074 | 0.4193 | 0.42797 | 0.43676
0
Diversity Factor: 0
0
Diversity Factor: 0
0
Diversity Factor: 0
0
Diversity Factor: 0
0
Diversity Factor: 0
0
Diversity Factor: 0
0
Diversity Factor: 0
| Weather Correction and Public Holiday Factors | [8 empty] | Forecast ROG
ROG Justification
| Actual loads for season 13/14 have been weather corrected by the following: | [6 empty] | 0.0532% |  | Weighted ROG calculation based on downstream zone substations and customers | [59 empty] | Weighted ROG calculation based on downstream zone substations and customers
1 | 2 | 3 | 4 | 5 | 6 | 7 | 8 | 9 | 10 | 14/15 | 15/16 | 16/17 | 17/18 | 18/19 | 19/20 | 20/21 | 21/22 | 22/23 | 23/24 | 24/25 | 25/26 | 26/27 | 27/28 | 28/29 | 29/30 | 30/31 | 31/32 | 32/33 | 33/34 | 34/35 | 35/36 | 36/37 | 37/38 | 38/39
0.97089 | 0.94294 | 0.92497 | 0.91618 | 0.91618 | 0.91618 | 0.91618 | 0.91618 | 0.91618 | 0.91618 | -2.911% | -2.879% | -1.906% | -0.95% | 0% | 0% | 0% | 0% | 0% | 0% | 0% | 0% | 0% | 0% | 0% | 0% | 0% | 0% | 0% | 0% | 0% | 0% | 0% | 0% | 0%
Substation Load Detail
[7 empty] | Units | 13/14 |  | 14/15 | 15/16 | 16/17 | 17/18 | 18/19 | 19/20 | 20/21 | 21/22 | 22/23 | 23/24 | 24/25 | 25/26 | 26/27 | 27/28 | 28/29 | 29/30 | 30/31 | 31/32 | 32/33 | 33/34 | 34/35 | 35/36 | 36/37 | 37/38 | 38/39
1 | Ourimbah 132_66kV | Compensated |  | Load (LV side) |  |  | Amps | 339 |  | 328.3013 | 318.1015 | 311.9742 | 309.5779 | 306.6041 | 309.1621 | 314.3642 | 319.9356 | 324.8283 | 330.1056 | 335.0245 | 340.8108 | 346.678 | 353.0312 | 359.7173 | 366.3985 | 373.0932 | 379.9325 | 386.9183 | 394.0528 | 401.3379 | 408.7758 | 416.3687 | 424.1185 | 432.0276
|  |  |  | Apparent Power |  |  | MVA | 38.7682 |  | 37.5299 | 36.3639 | 35.6634 | 35.3895 | 35.0496 | 35.342 | 35.9367 | 36.5736 | 37.1329 | 37.7361 | 38.2984 | 38.9599 | 39.6306 | 40.3569 | 41.1212 | 41.885 | 42.6503 | 43.4321 | 44.2307 | 45.0463 | 45.8791 | 46.7294 | 47.5973 | 48.4833 | 49.3874
|  |  |  | Real Power |  |  | MW | 37.5065 | 37.5 | 36.3081 | 35.1801 | 34.5024 | 34.2374 | 33.9085 | 34.1914 | 34.7667 | 35.3829 | 35.924 | 36.5077 | 37.0517 | 37.6916 | 38.3405 | 39.0431 | 39.7826 | 40.5215 | 41.2619 | 42.0183 | 42.7909 | 43.5799 | 44.3856 | 45.2082 | 46.0479 | 46.905 | 47.7797
|  |  |  | Reactive Power |  |  | MVAr | 9.8099 |  | 9.4981 | 9.203 | 9.0258 | 8.9564 | 8.8704 | 8.9444 | 9.0949 | 9.256 | 9.3976 | 9.5502 | 9.6925 | 9.8599 | 10.0296 | 10.2134 | 10.4068 | 10.6 | 10.7937 | 10.9915 | 11.1936 | 11.4 | 11.6107 | 11.8259 | 12.0455 | 12.2697 | 12.4985
|  |  |  | Capacitors In Service |  |  | MVAr | 0 |  | 0 | 0 | 0 | 0 | 0 | 0 | 0 | 0 | 0 | 0 | 0 | 0 | 0 | 0 | 0 | 0 | 0 | 0 | 0 | 0 | 0 | 0 | 0 | 0 | 0
|  |  |  | PF |  |  |  | 0.96746 |  | 0.96744 | 0.96744 | 0.96744 | 0.96744 | 0.96744 | 0.96744 | 0.96744 | 0.96744 | 0.96744 | 0.96745 | 0.96745 | 0.96745 | 0.96745 | 0.96745 | 0.96745 | 0.96745 | 0.96745 | 0.96745 | 0.96745 | 0.96745 | 0.96745 | 0.96745 | 0.96745 | 0.96745 | 0.96745
0.77939 | Diversity Factor: 0.78 | Uncompensated |  | Reactive Power |  |  | MVAr | 9.8099 | 9.8082 | 9.4981 | 9.203 | 9.0258 | 8.9564 | 8.8704 | 8.9444 | 9.0949 | 9.256 | 9.3976 | 9.5502 | 9.6925 | 9.8599 | 10.0296 | 10.2134 | 10.4068 | 10.6 | 10.7937 | 10.9915 | 11.1936 | 11.4 | 11.6107 | 11.8259 | 12.0455 | 12.2697 | 12.4985
|  |  |  | PF |  |  |  | 0.96746 |  | 0.96744 | 0.96744 | 0.96744 | 0.96744 | 0.96744 | 0.96744 | 0.96744 | 0.96744 | 0.96744 | 0.96745 | 0.96745 | 0.96745 | 0.96745 | 0.96745 | 0.96745 | 0.96745 | 0.96745 | 0.96745 | 0.96745 | 0.96745 | 0.96745 | 0.96745 | 0.96745 | 0.96745 | 0.96745
[10 empty] | 1 | 2 | 3 | 4 | 5 | 6 | 7 | 8 | 9 | 10 | 11 | 12 | 13 | 14 | 15 | 16 | 17 | 18 | 19 | 20 | 21 | 22 | 23 | 24 | 25
Transformer Load Detail
[7 empty] | Units | 13/14 |  | 14/15 | 15/16 | 16/17 | 17/18 | 18/19 | 19/20 | 20/21 | 21/22 | 22/23 | 23/24 | 24/25 | 25/26 | 26/27 | 27/28 | 28/29 | 29/30 | 30/31 | 31/32 | 32/33 | 33/34 | 34/35 | 35/36 | 36/37 | 37/38 | 38/39
| 0 | Compensated |  | Load (LV side) |  |  | Amps
|  |  |  | Apparent Power |  |  | MVA
|  |  |  | Real Power |  |  | MW
|  |  |  | Reactive Power |  |  | MVAr
|  |  |  | Capacitors In Service |  |  | MVAr
PF
| Zone Div: | Uncompensated |  | Reactive Power |  |  | MVAr
PF
| 0 | Compensated |  | Load (LV side) |  |  | Amps
|  |  |  | Apparent Power |  |  | MVA
|  |  |  | Real Power |  |  | MW
|  |  |  | Reactive Power |  |  | MVAr
|  |  |  | Capacitors In Service |  |  | MVAr
PF
| Zone Div: | Uncompensated |  | Reactive Power |  |  | MVAr
PF
| 0 | Compensated |  | Load (LV side) |  |  | Amps
|  |  |  | Apparent Power |  |  | MVA
|  |  |  | Real Power |  |  | MW
|  |  |  | Reactive Power |  |  | MVAr
|  |  |  | Capacitors In Service |  |  | MVAr
PF
| Zone Div: | Uncompensated |  | Reactive Power |  |  | MVAr
PF
| 0 | Compensated |  | Load (LV side) |  |  | Amps
|  |  |  | Apparent Power |  |  | MVA
|  |  |  | Real Power |  |  | MW
|  |  |  | Reactive Power |  |  | MVAr
|  |  |  | Capacitors In Service |  |  | MVAr
PF
| Zone Div: | Uncompensated |  | Reactive Power |  |  | MVAr
PF
| 0 | Compensated |  | Load (LV side) |  |  | Amps
|  |  |  | Apparent Power |  |  | MVA
|  |  |  | Real Power |  |  | MW
|  |  |  | Reactive Power |  |  | MVAr
|  |  |  | Capacitors In Service |  |  | MVAr
PF
| Zone Div: | Uncompensated |  | Reactive Power |  |  | MVAr
PF
| 0 | Compensated |  | Load (LV side) |  |  | Amps
|  |  |  | Apparent Power |  |  | MVA
|  |  |  | Real Power |  |  | MW
|  |  |  | Reactive Power |  |  | MVAr
|  |  |  | Capacitors In Service |  |  | MVAr
PF
| Zone Div: | Uncompensated |  | Reactive Power |  |  | MVAr
PF
| 0 | Compensated |  | Load (LV side) |  |  | Amps
|  |  |  | Apparent Power |  |  | MVA
|  |  |  | Real Power |  |  | MW
|  |  |  | Reactive Power |  |  | MVAr
|  |  |  | Capacitors In Service |  |  | MVAr
PF
| Zone Div: | Uncompensated |  | Reactive Power |  |  | MVAr
PF
| 0 | Compensated |  | Load (LV side) |  |  | Amps
|  |  |  | Apparent Power |  |  | MVA
|  |  |  | Real Power |  |  | MW
|  |  |  | Reactive Power |  |  | MVAr
|  |  |  | Capacitors In Service |  |  | MVAr
PF
| Zone Div: | Uncompensated |  | Reactive Power |  |  | MVAr
PF
| 0 | Compensated |  | Load (LV side) |  |  | Amps
|  |  |  | Apparent Power |  |  | MVA
|  |  |  | Real Power |  |  | MW
|  |  |  | Reactive Power |  |  | MVAr
|  |  |  | Capacitors In Service |  |  | MVAr
PF
| Zone Div: | Uncompensated |  | Reactive Power |  |  | MVAr
PF
| 0 | Compensated |  | Load (LV side) |  |  | Amps
|  |  |  | Apparent Power |  |  | MVA
|  |  |  | Real Power |  |  | MW
|  |  |  | Reactive Power |  |  | MVAr
|  |  |  | Capacitors In Service |  |  | MVAr
PF
| Zone Div: | Uncompensated |  | Reactive Power |  |  | MVAr
PF

## Peakhurst 132_33kV
| Peakhurst 132_33kV | [16 empty] | 2015 | SUMMER
| Substation Total Loads | [33 empty] | Spots & Transfers Detail
| Historical Loads | (MW) | [7 empty] | Weather Corrected Forecast Loads |  |  |  | (MW) | [20 empty] | Spots & Transfers Summary | (MW) |  | Historical Spots & Transfers | [6 empty] | Forecast Spots & Transfers
|  | 07/08 | 08/09 | 09/10 | 10/11 | 11/12 | 12/13 | 13/14 |  | 14/15 | 15/16 | 16/17 | 17/18 | 18/19 | 19/20 | 20/21 | 21/22 | 22/23 | 23/24 | 24/25 | 25/26 | 26/27 | 27/28 | 28/29 | 29/30 | 30/31 | 31/32 | 32/33 | 33/34 | 34/35 | 35/36 | 36/37 | 37/38 | 38/39 |  |  |  | 07/08 | 08/09 | 09/10 | 10/11 | 11/12 | 12/13 | 13/14 | 14/15 | 15/16 | 16/17 | 17/18 | 18/19 | 19/20 | 20/21 | 21/22 | 22/23 | 23/24 | 24/25 | 25/26 | 26/27 | 27/28 | 28/29 | 29/30 | 30/31 | 31/32 | 32/33 | 33/34 | 34/35 | 35/36 | 36/37 | 37/38 | 38/39
| Total | 208.3999 | 210 | 229.2 | 177.6 | 139.2 | 157.3999 | 131.32 |  | 115.6171 | 111.9413 | 109.2468 | 107.2035 | 107.9754 | 108.8355 | 110.6748 | 112.6703 | 114.4449 | 116.3212 | 118.1001 | 120.2087 | 122.3478 | 124.664 | 127.1036 | 129.5398 | 131.9829 | 134.4793 | 137.03 | 139.6356 | 142.2969 | 145.0148 | 147.79 | 150.6234 | 153.5157 |  |  | Total | 1.7854 | -6e-10 | -45.2914 | -26.6309 | -3.1381 | 0.48547 | 0.24295 | -12.9347 | 0.81591 | 0.18907 | -0.63939 | 0.77184 | 0.86013 | 1.8393 | 1.9955 | 1.7747 | 1.8763 | 1.7788 | 2.1087 | 2.1391 | 2.3162 | 2.4396 | 2.4363 | 2.443 | 2.4965 | 2.5507 | 2.6056 | 2.6613 | 2.7179 | 2.7752 | 2.8334 | 2.8923
| Firm Rating | 260 | 260 | 260 | 260 | 260 | 233.2 | 233.2 |  | 233.2 | 233.2 | 233.2 | 233.2 | 233.2 | 233.2 | 233.2 | 233.2 | 233.2 | 233.2 | 233.2 | 233.2 | 233.2 | 233.2 | 233.2 | 233.2 | 233.2 | 233.2 | 233.2 | 233.2 | 233.2 | 233.2 | 233.2 | 233.2 | 233.2
| Total Capacity | 0 | 0 | 350 | 350 | 350 | 350 | 350 |  | 350 | 350 | 350 | 350 | 350 | 350 | 350 | 350 | 350 | 350 | 350 | 350 | 350 | 350 | 350 | 350 | 350 | 350 | 350 | 350 | 350 | 350 | 350 | 350 | 350 |  |  | Peakhurst 132_33kV Tx2 | 0 | 0 | 0 | 0 | 0 | 0 | 0 | 0 | 0 | 0 | 0 | 0 | 0 | 0 | 0 | 0 | 0 | 0 | 0 | 0 | 0 | 0 | 0 | 0 | 0 | 0 | 0 | 0 | 0 | 0 | 0 | 0
|  | -7 | -6 | -5 | -4 | -3 | -2 | -1 |  | 0 | 1 | 2 | 3 | 4 | 5 | 6 | 7 | 8 | 9 | 10 | 11 | 12 | 13 | 14 | 15 | 16 | 17 | 18 | 19 | 20 | 21 | 22 | 23 | 24 |  |  | Peakhurst 132_33kV Tx3 | 0.97166 | -2e-10 | -24.649 | -14.4934 | -1.7078 | 0.26421 | 0.13222 | -7.0395 | 0.44405 | 0.1029 | -0.34798 | 0.42006 | 0.46811 | 1.001 | 1.086 | 0.96582 | 1.0211 | 0.96809 | 1.1476 | 1.1641 | 1.2605 | 1.3277 | 1.3259 | 1.3296 | 1.3587 | 1.3881 | 1.4181 | 1.4484 | 1.4792 | 1.5104 | 1.542 | 1.5741
| Transformer Loads | [35 empty] | Peakhurst 132_33kV Tx4 | 0.81372 | -4e-10 | -20.6423 | -12.1375 | -1.4302 | 0.22126 | 0.11073 | -5.8952 | 0.37187 | 0.086171 | -0.29141 | 0.35178 | 0.39202 | 0.83829 | 0.90948 | 0.80883 | 0.85516 | 0.81072 | 0.96107 | 0.97491 | 1.0556 | 1.1119 | 1.1104 | 1.1135 | 1.1378 | 1.1625 | 1.1876 | 1.213 | 1.2387 | 1.2649 | 1.2914 | 1.3182
| Historical Loads | (MW) | [7 empty] | 0: Weather Corrected Forecast Loads; 4: (MW) |  |  |  | 0 | 0 | 0 | 0 | 0 | 0 | 0 | 0 | 0 | 0 | 0 | 0 | 0 | 0 | 0 | 0 | 0 | 0 | 0 | 0 | 0 | 0 | 0 | 0 | 0 | 0 | 0 | 0 | 0 | 0 | 0 | 0
|  | 07/08 | 08/09 | 09/10 | 10/11 | 11/12 | 12/13 | 13/14 |  | 14/15 | 15/16 | 16/17 | 17/18 | 18/19 | 19/20 | 20/21 | 21/22 | 22/23 | 23/24 | 24/25 | 25/26 | 26/27 | 27/28 | 28/29 | 29/30 | 30/31 | 31/32 | 32/33 | 33/34 | 34/35 | 35/36 | 36/37 | 37/38 | 38/39 |  |  |  | 0 | 0 | 0 | 0 | 0 | 0 | 0 | 0 | 0 | 0 | 0 | 0 | 0 | 0 | 0 | 0 | 0 | 0 | 0 | 0 | 0 | 0 | 0 | 0 | 0 | 0 | 0 | 0 | 0 | 0 | 0 | 0
| 0 | [36 empty] | 0 | 0 | 0 | 0 | 0 | 0 | 0 | 0 | 0 | 0 | 0 | 0 | 0 | 0 | 0 | 0 | 0 | 0 | 0 | 0 | 0 | 0 | 0 | 0 | 0 | 0 | 0 | 0 | 0 | 0 | 0 | 0
| Diversity Factor: 0 | [36 empty] | 0 | 0 | 0 | 0 | 0 | 0 | 0 | 0 | 0 | 0 | 0 | 0 | 0 | 0 | 0 | 0 | 0 | 0 | 0 | 0 | 0 | 0 | 0 | 0 | 0 | 0 | 0 | 0 | 0 | 0 | 0 | 0
[38 empty] | 0 | 0 | 0 | 0 | 0 | 0 | 0 | 0 | 0 | 0 | 0 | 0 | 0 | 0 | 0 | 0 | 0 | 0 | 0 | 0 | 0 | 0 | 0 | 0 | 0 | 0 | 0 | 0 | 0 | 0 | 0 | 0
[38 empty] | 0 | 0 | 0 | 0 | 0 | 0 | 0 | 0 | 0 | 0 | 0 | 0 | 0 | 0 | 0 | 0 | 0 | 0 | 0 | 0 | 0 | 0 | 0 | 0 | 0 | 0 | 0 | 0 | 0 | 0 | 0 | 0
| 0 | [36 empty] | 0 | 0 | 0 | 0 | 0 | 0 | 0 | 0 | 0 | 0 | 0 | 0 | 0 | 0 | 0 | 0 | 0 | 0 | 0 | 0 | 0 | 0 | 0 | 0 | 0 | 0 | 0 | 0 | 0 | 0 | 0 | 0
Diversity Factor: 0
[38 empty] | Historical Spots & Transfers | [6 empty] | Forecast Spots & Transfers
[35 empty] | Project Name | From | To | 07/08 | 08/09 | 09/10 | 10/11 | 11/12 | 12/13 | 13/14 | 14/15 | 15/16 | 16/17 | 17/18 | 18/19 | 19/20 | 20/21 | 21/22 | 22/23 | 23/24 | 24/25 | 25/26 | 26/27 | 27/28 | 28/29 | 29/30 | 30/31 | 31/32 | 32/33 | 33/34 | 34/35 | 35/36 | 36/37 | 37/38 | 38/39
| 0 | [33 empty] | Arncliffe 33_11kV Spots and Transfers |  | Peakhurst 132_33kV Tx3 | -0.12956 | 0 | -2.1262 | -0.0044096 | 0.22209 | 0.31609 | -1.7917 | 1.3515 | 0.46229 | 0.0095734 | -0.0057989 | 0.079772 | 0.065959 | 0.14338 | 0.15987 | 0.14248 | 0.14886 | 0.13829 | 0.16495 | 0.1667 | 0.18245 | 0.19262 | 0.19179 | 0.19106 | 0.19497 | 0.19894 | 0.20296 | 0.20704 | 0.21117 | 0.21537 | 0.21962 | 0.22393
| Diversity Factor: 0 | [33 empty] | Arncliffe 33_11kV Spots and Transfers |  | Peakhurst 132_33kV Tx4 | -0.1085 | 0 | -1.7806 | -0.0036928 | 0.18599 | 0.26471 | -1.5005 | 1.1318 | 0.38714 | 0.0080172 | -0.0048563 | 0.066805 | 0.055237 | 0.12007 | 0.13388 | 0.11932 | 0.12466 | 0.11581 | 0.13814 | 0.13961 | 0.15279 | 0.16131 | 0.16062 | 0.16001 | 0.16328 | 0.1666 | 0.16997 | 0.17339 | 0.17685 | 0.18036 | 0.18392 | 0.18753
[35 empty] | Blakehurst 33_11kV Spots and Transfers |  | Peakhurst 132_33kV Tx3 | -1.0198 | 0 | 0 | -2.3391 | -1.3454 | -2.9575e-05 | -0.0039878 | -0.010214 | -0.015772 | 0.02496 | -0.096533 | 0.062665 | 0.095586 | 0.17462 | 0.18083 | 0.16135 | 0.16941 | 0.16509 | 0.19023 | 0.19329 | 0.20583 | 0.21525 | 0.21566 | 0.21738 | 0.22198 | 0.22663 | 0.23136 | 0.23615 | 0.24101 | 0.24594 | 0.25093 | 0.256
[35 empty] | Blakehurst 33_11kV Spots and Transfers |  | Peakhurst 132_33kV Tx4 | -0.85405 | 0 | 0 | -1.9589 | -1.1267 | -2.4768e-05 | -0.0033396 | -0.0085536 | -0.013209 | 0.020902 | -0.080842 | 0.052479 | 0.080048 | 0.14623 | 0.15144 | 0.13512 | 0.14187 | 0.13826 | 0.1593 | 0.16187 | 0.17237 | 0.18026 | 0.1806 | 0.18205 | 0.18589 | 0.1898 | 0.19375 | 0.19776 | 0.20183 | 0.20596 | 0.21014 | 0.21439
| 0 | [33 empty] | Carlton 33_11kV Spots and Transfers |  | Peakhurst 132_33kV Tx3 | 0 | -0.095011 | -22.5228 | 0 | 0 | 0 | 0 | 0 | 0 | 0 | 0 | 0 | 0 | 0 | 0 | 0 | 0 | 0 | 0 | 0 | 0 | 0 | 0 | 0 | 0 | 0 | 0 | 0 | 0 | 0 | 0 | 0
| Diversity Factor: 0 | [33 empty] | Carlton 33_11kV Spots and Transfers |  | Peakhurst 132_33kV Tx4 | 0 | -0.079567 | -18.8617 | 0 | 0 | 0 | 0 | 0 | 0 | 0 | 0 | 0 | 0 | 0 | 0 | 0 | 0 | 0 | 0 | 0 | 0 | 0 | 0 | 0 | 0 | 0 | 0 | 0 | 0 | 0 | 0 | 0
[35 empty] | Hurstville North 33_11kV Spots and Transfers |  | Peakhurst 132_33kV Tx3 | 0.97166 | 0 | 0 | -3.3286 | -1.2742 | -0.039095 | -0.0031741 | -8.7136 | 0 | 0 | 0 | 0 | 0 | 0 | 0 | 0 | 0 | 0 | 0 | 0 | 0 | 0 | 0 | 0 | 0 | 0 | 0 | 0 | 0 | 0 | 0 | 0
[35 empty] | Hurstville North 33_11kV Spots and Transfers |  | Peakhurst 132_33kV Tx4 | 0.81372 | 0 | 0 | -2.7876 | -1.0671 | -0.03274 | -0.0026582 | -7.2972 | 0 | 0 | 0 | 0 | 0 | 0 | 0 | 0 | 0 | 0 | 0 | 0 | 0 | 0 | 0 | 0 | 0 | 0 | 0 | 0 | 0 | 0 | 0 | 0
| 0 | [33 empty] | Mortdale 33_11kV Spots and Transfers |  | Peakhurst 132_33kV Tx3 | 0 | 0 | 0 | -0.00013225 | -0.019532 | -9.1555e-05 | 0.13776 | -0.020452 | -0.041363 | 0.035924 | -0.17491 | 0.10486 | 0.14769 | 0.29832 | 0.31259 | 0.2787 | 0.29539 | 0.28849 | 0.33773 | 0.34384 | 0.36711 | 0.38513 | 0.38586 | 0.38973 | 0.39862 | 0.40763 | 0.41678 | 0.42606 | 0.43548 | 0.44503 | 0.45471 | 0.46454
| Diversity Factor: 0 | [33 empty] | Mortdale 33_11kV Spots and Transfers |  | Peakhurst 132_33kV Tx4 | 0 | 0 | 0 | -0.00011075 | -0.016357 | -7.6673e-05 | 0.11537 | -0.017128 | -0.03464 | 0.030085 | -0.14648 | 0.087814 | 0.12368 | 0.24983 | 0.26178 | 0.23339 | 0.24738 | 0.24159 | 0.28284 | 0.28795 | 0.30744 | 0.32252 | 0.32314 | 0.32638 | 0.33382 | 0.34137 | 0.34903 | 0.35681 | 0.36469 | 0.37269 | 0.3808 | 0.38903
[35 empty] | Riverwood 33_11kV Spots and Transfers |  | Peakhurst 132_33kV Tx3 | 0 | 0 | 0 | -0.00053871 | -0.00013967 | -0.0025439 | -0.15449 | -0.025187 | 0.094024 | 0.017706 | -0.030113 | 0.058529 | 0.071758 | 0.17092 | 0.1906 | 0.16952 | 0.17932 | 0.16784 | 0.20219 | 0.20491 | 0.22383 | 0.23664 | 0.23589 | 0.23592 | 0.24116 | 0.24648 | 0.25187 | 0.25735 | 0.2629 | 0.26853 | 0.27424 | 0.28003
[35 empty] | Riverwood 33_11kV Spots and Transfers |  | Peakhurst 132_33kV Tx4 | 0 | 0 | 0 | -0.00045115 | -0.00011696 | -0.0021304 | -0.12937 | -0.021093 | 0.07874 | 0.014828 | -0.025218 | 0.049015 | 0.060094 | 0.14313 | 0.15962 | 0.14196 | 0.15017 | 0.14056 | 0.16932 | 0.1716 | 0.18745 | 0.19818 | 0.19755 | 0.19757 | 0.20196 | 0.20641 | 0.21093 | 0.21551 | 0.22016 | 0.22488 | 0.22966 | 0.23451
| 0 | [33 empty] | Rockdale 33_11kV Spots and Transfers |  | Peakhurst 132_33kV Tx3 | 0.12956 | 0.095011 | 0 | -3.4001 | 0.70939 | -0.01011 | 1.9487 | 0.38119 | -0.047278 | -0.018691 | -0.028505 | 0.029243 | 0.024807 | 0.099831 | 0.12547 | 0.10952 | 0.11853 | 0.10002 | 0.12786 | 0.12849 | 0.14691 | 0.15768 | 0.15582 | 0.153 | 0.15632 | 0.15968 | 0.16309 | 0.16655 | 0.17006 | 0.17361 | 0.17721 | 0.18087
| Diversity Factor: 0 | [33 empty] | Rockdale 33_11kV Spots and Transfers |  | Peakhurst 132_33kV Tx4 | 0.1085 | 0.079567 | 0 | -2.8474 | 0.59408 | -0.0084663 | 1.6319 | 0.31923 | -0.039593 | -0.015653 | -0.023871 | 0.02449 | 0.020775 | 0.083604 | 0.10508 | 0.091717 | 0.09926 | 0.083761 | 0.10707 | 0.1076 | 0.12303 | 0.13205 | 0.13049 | 0.12813 | 0.13091 | 0.13372 | 0.13658 | 0.13948 | 0.14241 | 0.14539 | 0.14841 | 0.15147
[35 empty] | Sans Souci 33_11kV Spots and Transfers |  | Peakhurst 132_33kV Tx3 | 1.0198 | 0 | 0 | -5.4205 | -3.8929e-05 | -1.9464e-05 | -0.00084183 | -0.0027634 | -0.0078526 | 0.033424 | -0.012122 | 0.084994 | 0.062314 | 0.11394 | 0.11664 | 0.10426 | 0.10963 | 0.10836 | 0.12466 | 0.12691 | 0.1344 | 0.1404 | 0.14086 | 0.1425 | 0.14562 | 0.14878 | 0.15199 | 0.15524 | 0.15854 | 0.16189 | 0.16529 | 0.16874
[35 empty] | Sans Souci 33_11kV Spots and Transfers |  | Peakhurst 132_33kV Tx4 | 0.85405 | 0 | 0 | -4.5394 | -3.2601e-05 | -1.63e-05 | -0.00070499 | -0.0023142 | -0.0065761 | 0.027991 | -0.010152 | 0.071178 | 0.052185 | 0.095421 | 0.097682 | 0.087314 | 0.091814 | 0.090746 | 0.10439 | 0.10628 | 0.11255 | 0.11758 | 0.11797 | 0.11933 | 0.12195 | 0.1246 | 0.12728 | 0.13001 | 0.13277 | 0.13558 | 0.13842 | 0.14131
0
Diversity Factor: 0
0
Diversity Factor: 0
0
Diversity Factor: 0
0
Diversity Factor: 0
| Weather Correction and Public Holiday Factors | [8 empty] | Forecast ROG
ROG Justification
| Actual loads for season 13/14 have been weather corrected by the following: | [6 empty] | 0.4891% |  | Weighted ROG calculation based on downstream zone substations and customers | [59 empty] | Weighted ROG calculation based on downstream zone substations and customers
1 | 2 | 3 | 4 | 5 | 6 | 7 | 8 | 9 | 10 | 14/15 | 15/16 | 16/17 | 17/18 | 18/19 | 19/20 | 20/21 | 21/22 | 22/23 | 23/24 | 24/25 | 25/26 | 26/27 | 27/28 | 28/29 | 29/30 | 30/31 | 31/32 | 32/33 | 33/34 | 34/35 | 35/36 | 36/37 | 37/38 | 38/39
0.96092 | 0.92359 | 0.8998 | 0.88823 | 0.88823 | 0.88823 | 0.88823 | 0.88823 | 0.88823 | 0.88823 | -3.908% | -3.885% | -2.576% | -1.285% | 0% | 0% | 0% | 0% | 0% | 0% | 0% | 0% | 0% | 0% | 0% | 0% | 0% | 0% | 0% | 0% | 0% | 0% | 0% | 0% | 0%
Substation Load Detail
[7 empty] | Units | 13/14 |  | 14/15 | 15/16 | 16/17 | 17/18 | 18/19 | 19/20 | 20/21 | 21/22 | 22/23 | 23/24 | 24/25 | 25/26 | 26/27 | 27/28 | 28/29 | 29/30 | 30/31 | 31/32 | 32/33 | 33/34 | 34/35 | 35/36 | 36/37 | 37/38 | 38/39
1 | Peakhurst 132_33kV | Compensated |  | Load (LV side) |  |  | Amps | 2357 |  | 2023.77 | 1958.86 | 1911.44 | 1875.59 | 1889.12 | 1904.22 | 1936.56 | 1971.72 | 2003.06 | 2036.26 | 2067.79 | 2105.24 | 2143.3 | 2184.6 | 2228.18 | 2271.78 | 2315.58 | 2360.42 | 2406.3 | 2443.03 | 2489.75 | 2537.59 | 2586.56 | 2636.67 | 2687.94
|  |  |  | Apparent Power |  |  | MVA | 134.6984 |  | 115.6745 | 111.964 | 109.2538 | 107.2046 | 107.9781 | 108.841 | 110.6893 | 112.6991 | 114.4903 | 116.3879 | 118.1902 | 120.3307 | 122.5064 | 124.8667 | 127.3577 | 129.8499 | 132.3535 | 134.9162 | 137.5387 | 139.6379 | 142.3086 | 145.043 | 147.8418 | 150.7061 | 153.6366
|  |  |  | Real Power |  |  | MW | 131.32 | 133.78 | 115.6171 | 111.9413 | 109.2468 | 107.2035 | 107.9754 | 108.8355 | 110.6748 | 112.6703 | 114.4449 | 116.3212 | 118.1001 | 120.2087 | 122.3478 | 124.664 | 127.1036 | 129.5398 | 131.9829 | 134.4793 | 137.03 | 139.6356 | 142.2969 | 145.0148 | 147.79 | 150.6234 | 153.5157
|  |  |  | Reactive Power |  |  | MVAr | 29.9785 |  | 3.6422 | 2.2572 | 1.2406 | 0.46734 | 0.76109 | 1.0884 | 1.7885 | 2.5479 | 3.2233 | 3.9374 | 4.6144 | 5.4169 | 6.231 | 7.1125 | 8.041 | 8.9682 | 9.898 | 10.8481 | 11.8188 | 0.8105 | 1.8234 | 2.8578 | 3.914 | 4.9923 | 6.0931
|  |  |  | Capacitors In Service |  |  | MVAr | 20 |  | 40 | 40 | 40 | 40 | 40 | 40 | 40 | 40 | 40 | 40 | 40 | 40 | 40 | 40 | 40 | 40 | 40 | 40 | 40 | 52 | 52 | 52 | 52 | 52 | 52
|  |  |  | PF |  |  |  | 0.97492 |  | 0.9995 | 0.9998 | 0.99994 | 0.99999 | 0.99997 | 0.99995 | 0.99987 | 0.99974 | 0.9996 | 0.99943 | 0.99924 | 0.99899 | 0.99871 | 0.99838 | 0.99801 | 0.99761 | 0.9972 | 0.99676 | 0.9963 | 0.99998 | 0.99992 | 0.99981 | 0.99965 | 0.99945 | 0.99921
0.88164 | Diversity Factor: 0.88 | Uncompensated |  | Reactive Power |  |  | MVAr | 49.9785 | 50.5401 | 43.6422 | 42.2572 | 41.2406 | 40.4673 | 40.7611 | 41.0884 | 41.7884 | 42.5479 | 43.2233 | 43.9374 | 44.6144 | 45.4169 | 46.231 | 47.1125 | 48.041 | 48.9682 | 49.898 | 50.8481 | 51.8188 | 52.8105 | 53.8234 | 54.8578 | 55.914 | 56.9923 | 58.0931
|  |  |  | PF |  |  |  | 0.9346 |  | 0.93557 | 0.93556 | 0.93556 | 0.93556 | 0.93556 | 0.93555 | 0.93553 | 0.93552 | 0.9355 | 0.93549 | 0.93547 | 0.93546 | 0.93544 | 0.93543 | 0.93541 | 0.9354 | 0.93538 | 0.93537 | 0.93536 | 0.93534 | 0.93533 | 0.93531 | 0.9353 | 0.93529 | 0.93527
[10 empty] | 1 | 2 | 3 | 4 | 5 | 6 | 7 | 8 | 9 | 10 | 11 | 12 | 13 | 14 | 15 | 16 | 17 | 18 | 19 | 20 | 21 | 22 | 23 | 24 | 25
Transformer Load Detail
[7 empty] | Units | 13/14 |  | 14/15 | 15/16 | 16/17 | 17/18 | 18/19 | 19/20 | 20/21 | 21/22 | 22/23 | 23/24 | 24/25 | 25/26 | 26/27 | 27/28 | 28/29 | 29/30 | 30/31 | 31/32 | 32/33 | 33/34 | 34/35 | 35/36 | 36/37 | 37/38 | 38/39
| 0 | Compensated |  | Load (LV side) |  |  | Amps
|  |  |  | Apparent Power |  |  | MVA
|  |  |  | Real Power |  |  | MW
|  |  |  | Reactive Power |  |  | MVAr
|  |  |  | Capacitors In Service |  |  | MVAr
PF
| Zone Div: | Uncompensated |  | Reactive Power |  |  | MVAr
PF
| 0 | Compensated |  | Load (LV side) |  |  | Amps
|  |  |  | Apparent Power |  |  | MVA
|  |  |  | Real Power |  |  | MW
|  |  |  | Reactive Power |  |  | MVAr
|  |  |  | Capacitors In Service |  |  | MVAr
PF
| Zone Div: | Uncompensated |  | Reactive Power |  |  | MVAr
PF
| 0 | Compensated |  | Load (LV side) |  |  | Amps
|  |  |  | Apparent Power |  |  | MVA
|  |  |  | Real Power |  |  | MW
|  |  |  | Reactive Power |  |  | MVAr
|  |  |  | Capacitors In Service |  |  | MVAr
PF
| Zone Div: | Uncompensated |  | Reactive Power |  |  | MVAr
PF
| 0 | Compensated |  | Load (LV side) |  |  | Amps
|  |  |  | Apparent Power |  |  | MVA
|  |  |  | Real Power |  |  | MW
|  |  |  | Reactive Power |  |  | MVAr
|  |  |  | Capacitors In Service |  |  | MVAr
PF
| Zone Div: | Uncompensated |  | Reactive Power |  |  | MVAr
PF
| 0 | Compensated |  | Load (LV side) |  |  | Amps
|  |  |  | Apparent Power |  |  | MVA
|  |  |  | Real Power |  |  | MW
|  |  |  | Reactive Power |  |  | MVAr
|  |  |  | Capacitors In Service |  |  | MVAr
PF
| Zone Div: | Uncompensated |  | Reactive Power |  |  | MVAr
PF
| 0 | Compensated |  | Load (LV side) |  |  | Amps
|  |  |  | Apparent Power |  |  | MVA
|  |  |  | Real Power |  |  | MW
|  |  |  | Reactive Power |  |  | MVAr
|  |  |  | Capacitors In Service |  |  | MVAr
PF
| Zone Div: | Uncompensated |  | Reactive Power |  |  | MVAr
PF
| 0 | Compensated |  | Load (LV side) |  |  | Amps
|  |  |  | Apparent Power |  |  | MVA
|  |  |  | Real Power |  |  | MW
|  |  |  | Reactive Power |  |  | MVAr
|  |  |  | Capacitors In Service |  |  | MVAr
PF
| Zone Div: | Uncompensated |  | Reactive Power |  |  | MVAr
PF
| 0 | Compensated |  | Load (LV side) |  |  | Amps
|  |  |  | Apparent Power |  |  | MVA
|  |  |  | Real Power |  |  | MW
|  |  |  | Reactive Power |  |  | MVAr
|  |  |  | Capacitors In Service |  |  | MVAr
PF
| Zone Div: | Uncompensated |  | Reactive Power |  |  | MVAr
PF
| 0 | Compensated |  | Load (LV side) |  |  | Amps
|  |  |  | Apparent Power |  |  | MVA
|  |  |  | Real Power |  |  | MW
|  |  |  | Reactive Power |  |  | MVAr
|  |  |  | Capacitors In Service |  |  | MVAr
PF
| Zone Div: | Uncompensated |  | Reactive Power |  |  | MVAr
PF
| 0 | Compensated |  | Load (LV side) |  |  | Amps
|  |  |  | Apparent Power |  |  | MVA
|  |  |  | Real Power |  |  | MW
|  |  |  | Reactive Power |  |  | MVAr
|  |  |  | Capacitors In Service |  |  | MVAr
PF
| Zone Div: | Uncompensated |  | Reactive Power |  |  | MVAr
PF

## Port Hacking 132_33kV
| Port Hacking 132_33kV | [16 empty] | 2015 | SUMMER
| Substation Total Loads | [33 empty] | Spots & Transfers Detail
| Historical Loads | (MW) | [7 empty] | Weather Corrected Forecast Loads |  |  |  | (MW) | [20 empty] | Spots & Transfers Summary | (MW) |  | Historical Spots & Transfers | [6 empty] | Forecast Spots & Transfers
|  | 07/08 | 08/09 | 09/10 | 10/11 | 11/12 | 12/13 | 13/14 |  | 14/15 | 15/16 | 16/17 | 17/18 | 18/19 | 19/20 | 20/21 | 21/22 | 22/23 | 23/24 | 24/25 | 25/26 | 26/27 | 27/28 | 28/29 | 29/30 | 30/31 | 31/32 | 32/33 | 33/34 | 34/35 | 35/36 | 36/37 | 37/38 | 38/39 |  |  |  | 07/08 | 08/09 | 09/10 | 10/11 | 11/12 | 12/13 | 13/14 | 14/15 | 15/16 | 16/17 | 17/18 | 18/19 | 19/20 | 20/21 | 21/22 | 22/23 | 23/24 | 24/25 | 25/26 | 26/27 | 27/28 | 28/29 | 29/30 | 30/31 | 31/32 | 32/33 | 33/34 | 34/35 | 35/36 | 36/37 | 37/38 | 38/39
| Total | 87.13 | 103.9 | 95.11 | 104.6636 | 109.5295 | 83.9156 | 73.2604 |  | 56.3748 | 54.5943 | 53.4489 | 52.6364 | 52.358 | 52.4676 | 52.8982 | 53.4034 | 53.85 | 54.3352 | 54.7831 | 55.3469 | 55.92 | 56.5537 | 57.2294 | 57.9021 | 58.576 | 59.267 | 59.9756 | 60.7019 | 61.4463 | 62.2089 | 62.99 | 63.79 | 64.6091 |  |  | Total | -0.70401 | 0 | -20 | -5.9537 | -0.062946 | -31.0923 | -0.069667 | -16.8227 | -0.31476 | -0.21185 | -0.35978 | -0.27837 | 0.10954 | 0.43068 | 0.5052 | 0.44658 | 0.48521 | 0.44785 | 0.56385 | 0.57312 | 0.63367 | 0.67569 | 0.67276 | 0.67383 | 0.69107 | 0.70857 | 0.72632 | 0.74434 | 0.76261 | 0.78116 | 0.79997 | 0.81906
| Firm Rating | 120 | 120 | 120 | 120 | 120 | 137.18 | 137.18 |  | 137.18 | 137.18 | 137.18 | 137.18 | 137.18 | 137.18 | 137.18 | 137.18 | 137.18 | 137.18 | 137.18 | 137.18 | 137.18 | 137.18 | 137.18 | 137.18 | 137.18 | 137.18 | 137.18 | 137.18 | 137.18 | 137.18 | 137.18 | 137.18 | 137.18
| Total Capacity | 0 | 0 | 206 | 206 | 206 | 206 | 206 |  | 206 | 206 | 206 | 206 | 206 | 206 | 206 | 206 | 206 | 206 | 206 | 206 | 206 | 206 | 206 | 206 | 206 | 206 | 206 | 206 | 206 | 206 | 206 | 206 | 206 |  |  | Port Hacking 132_33kV Tx1 | -0.35201 | 0 | -10 | -2.9768 | -0.031473 | -15.5462 | -0.034833 | -8.4113 | -0.15738 | -0.10593 | -0.17989 | -0.13918 | 0.054772 | 0.21534 | 0.2526 | 0.22329 | 0.2426 | 0.22392 | 0.28192 | 0.28656 | 0.31683 | 0.33785 | 0.33638 | 0.33691 | 0.34554 | 0.35428 | 0.36316 | 0.37217 | 0.38131 | 0.39058 | 0.39999 | 0.40953
|  | -7 | -6 | -5 | -4 | -3 | -2 | -1 |  | 0 | 1 | 2 | 3 | 4 | 5 | 6 | 7 | 8 | 9 | 10 | 11 | 12 | 13 | 14 | 15 | 16 | 17 | 18 | 19 | 20 | 21 | 22 | 23 | 24 |  |  | Port Hacking 132_33kV Tx2 | 0 | 0 | 0 | 0 | 0 | 0 | 0 | 0 | 0 | 0 | 0 | 0 | 0 | 0 | 0 | 0 | 0 | 0 | 0 | 0 | 0 | 0 | 0 | 0 | 0 | 0 | 0 | 0 | 0 | 0 | 0 | 0
| Transformer Loads | [35 empty] | Port Hacking 132_33kV Tx3 | -0.35201 | 0 | -10 | -2.9768 | -0.031473 | -15.5462 | -0.034833 | -8.4113 | -0.15738 | -0.10593 | -0.17989 | -0.13918 | 0.054772 | 0.21534 | 0.2526 | 0.22329 | 0.2426 | 0.22392 | 0.28192 | 0.28656 | 0.31683 | 0.33785 | 0.33638 | 0.33691 | 0.34554 | 0.35428 | 0.36316 | 0.37217 | 0.38131 | 0.39058 | 0.39999 | 0.40953
| Historical Loads | (MW) | [7 empty] | Weather Corrected Forecast Loads |  |  |  | (MW) | [23 empty] | 0 | 0 | 0 | 0 | 0 | 0 | 0 | 0 | 0 | 0 | 0 | 0 | 0 | 0 | 0 | 0 | 0 | 0 | 0 | 0 | 0 | 0 | 0 | 0 | 0 | 0 | 0 | 0 | 0 | 0 | 0 | 0
|  | 07/08 | 08/09 | 09/10 | 10/11 | 11/12 | 12/13 | 13/14 |  | 14/15 | 15/16 | 16/17 | 17/18 | 18/19 | 19/20 | 20/21 | 21/22 | 22/23 | 23/24 | 24/25 | 25/26 | 26/27 | 27/28 | 28/29 | 29/30 | 30/31 | 31/32 | 32/33 | 33/34 | 34/35 | 35/36 | 36/37 | 37/38 | 38/39 |  |  |  | 0 | 0 | 0 | 0 | 0 | 0 | 0 | 0 | 0 | 0 | 0 | 0 | 0 | 0 | 0 | 0 | 0 | 0 | 0 | 0 | 0 | 0 | 0 | 0 | 0 | 0 | 0 | 0 | 0 | 0 | 0 | 0
| 0 | [36 empty] | 0 | 0 | 0 | 0 | 0 | 0 | 0 | 0 | 0 | 0 | 0 | 0 | 0 | 0 | 0 | 0 | 0 | 0 | 0 | 0 | 0 | 0 | 0 | 0 | 0 | 0 | 0 | 0 | 0 | 0 | 0 | 0
| Diversity Factor: 0 | [36 empty] | 0 | 0 | 0 | 0 | 0 | 0 | 0 | 0 | 0 | 0 | 0 | 0 | 0 | 0 | 0 | 0 | 0 | 0 | 0 | 0 | 0 | 0 | 0 | 0 | 0 | 0 | 0 | 0 | 0 | 0 | 0 | 0
[38 empty] | 0 | 0 | 0 | 0 | 0 | 0 | 0 | 0 | 0 | 0 | 0 | 0 | 0 | 0 | 0 | 0 | 0 | 0 | 0 | 0 | 0 | 0 | 0 | 0 | 0 | 0 | 0 | 0 | 0 | 0 | 0 | 0
[38 empty] | 0 | 0 | 0 | 0 | 0 | 0 | 0 | 0 | 0 | 0 | 0 | 0 | 0 | 0 | 0 | 0 | 0 | 0 | 0 | 0 | 0 | 0 | 0 | 0 | 0 | 0 | 0 | 0 | 0 | 0 | 0 | 0
| 0 | [36 empty] | 0 | 0 | 0 | 0 | 0 | 0 | 0 | 0 | 0 | 0 | 0 | 0 | 0 | 0 | 0 | 0 | 0 | 0 | 0 | 0 | 0 | 0 | 0 | 0 | 0 | 0 | 0 | 0 | 0 | 0 | 0 | 0
Diversity Factor: 0
[38 empty] | Historical Spots & Transfers | [6 empty] | Forecast Spots & Transfers
[35 empty] | Project Name | From | To | 07/08 | 08/09 | 09/10 | 10/11 | 11/12 | 12/13 | 13/14 | 14/15 | 15/16 | 16/17 | 17/18 | 18/19 | 19/20 | 20/21 | 21/22 | 22/23 | 23/24 | 24/25 | 25/26 | 26/27 | 27/28 | 28/29 | 29/30 | 30/31 | 31/32 | 32/33 | 33/34 | 34/35 | 35/36 | 36/37 | 37/38 | 38/39
| 0 | [33 empty] | Data Correction: Port Hacking 132_33kV Spots and Transfers |  | Port Hacking 132_33kV Tx1 | 0 | 0 | -10 | 0 | 0 | 0 | 0 | 0 | 0 | 0 | 0 | 0 | 0 | 0 | 0 | 0 | 0 | 0 | 0 | 0 | 0 | 0 | 0 | 0 | 0 | 0 | 0 | 0 | 0 | 0 | 0 | 0
| Diversity Factor: 0 | [33 empty] | Data Correction: Port Hacking 132_33kV Spots and Transfers |  | Port Hacking 132_33kV Tx2 | 0 | 0 | 0 | 0 | 0 | 0 | 0 | 0 | 0 | 0 | 0 | 0 | 0 | 0 | 0 | 0 | 0 | 0 | 0 | 0 | 0 | 0 | 0 | 0 | 0 | 0 | 0 | 0 | 0 | 0 | 0 | 0
[35 empty] | Data Correction: Port Hacking 132_33kV Spots and Transfers |  | Port Hacking 132_33kV Tx3 | 0 | 0 | -10 | 0 | 0 | 0 | 0 | 0 | 0 | 0 | 0 | 0 | 0 | 0 | 0 | 0 | 0 | 0 | 0 | 0 | 0 | 0 | 0 | 0 | 0 | 0 | 0 | 0 | 0 | 0 | 0 | 0
[35 empty] | Engadine 33_11kV Spots and Transfers |  | Port Hacking 132_33kV Tx1 | 0 | 0 | 0 | -0.0001183 | -0.00075531 | -0.0002639 | -0.0087179 | -8.3553 | 0 | 0 | 0 | 0 | 0 | 0 | 0 | 0 | 0 | 0 | 0 | 0 | 0 | 0 | 0 | 0 | 0 | 0 | 0 | 0 | 0 | 0 | 0 | 0
| 0 | [33 empty] | Engadine 33_11kV Spots and Transfers |  | Port Hacking 132_33kV Tx2 | 0 | 0 | 0 | 0 | 0 | 0 | 0 | 0 | 0 | 0 | 0 | 0 | 0 | 0 | 0 | 0 | 0 | 0 | 0 | 0 | 0 | 0 | 0 | 0 | 0 | 0 | 0 | 0 | 0 | 0 | 0 | 0
| Diversity Factor: 0 | [33 empty] | Engadine 33_11kV Spots and Transfers |  | Port Hacking 132_33kV Tx3 | 0 | 0 | 0 | -0.0001183 | -0.00075531 | -0.0002639 | -0.0087179 | -8.3553 | 0 | 0 | 0 | 0 | 0 | 0 | 0 | 0 | 0 | 0 | 0 | 0 | 0 | 0 | 0 | 0 | 0 | 0 | 0 | 0 | 0 | 0 | 0 | 0
[35 empty] | Gwawley Bay 33_11kV Spots and Transfers |  | Port Hacking 132_33kV Tx1 | 0 | 0 | 0 | -0.13243 | -0.014232 | -15.5355 | 0 | 0 | 0 | 0 | 0 | 0 | 0 | 0 | 0 | 0 | 0 | 0 | 0 | 0 | 0 | 0 | 0 | 0 | 0 | 0 | 0 | 0 | 0 | 0 | 0 | 0
[35 empty] | Gwawley Bay 33_11kV Spots and Transfers |  | Port Hacking 132_33kV Tx2 | 0 | 0 | 0 | 0 | 0 | 0 | 0 | 0 | 0 | 0 | 0 | 0 | 0 | 0 | 0 | 0 | 0 | 0 | 0 | 0 | 0 | 0 | 0 | 0 | 0 | 0 | 0 | 0 | 0 | 0 | 0 | 0
| 0 | [33 empty] | Gwawley Bay 33_11kV Spots and Transfers |  | Port Hacking 132_33kV Tx3 | 0 | 0 | 0 | -0.13243 | -0.014232 | -15.5355 | 0 | 0 | 0 | 0 | 0 | 0 | 0 | 0 | 0 | 0 | 0 | 0 | 0 | 0 | 0 | 0 | 0 | 0 | 0 | 0 | 0 | 0 | 0 | 0 | 0 | 0
| Diversity Factor: 0 | [33 empty] | Jannali 33_11kV Spots and Transfers |  | Port Hacking 132_33kV Tx1 | -0.35201 | 0 | 0 | -1.2758 | -0.00041168 | -0.0018326 | -0.00019034 | 0.0046695 | -0.021619 | 0.0066931 | -0.0452 | -0.0090457 | 0.049806 | 0.11782 | 0.12091 | 0.10828 | 0.11684 | 0.11944 | 0.14191 | 0.14564 | 0.15352 | 0.16117 | 0.16212 | 0.16582 | 0.17029 | 0.17483 | 0.17943 | 0.18411 | 0.18885 | 0.19367 | 0.19856 | 0.20352
[35 empty] | Jannali 33_11kV Spots and Transfers |  | Port Hacking 132_33kV Tx2 | 0 | 0 | 0 | 0 | 0 | 0 | 0 | 0 | 0 | 0 | 0 | 0 | 0 | 0 | 0 | 0 | 0 | 0 | 0 | 0 | 0 | 0 | 0 | 0 | 0 | 0 | 0 | 0 | 0 | 0 | 0 | 0
[35 empty] | Jannali 33_11kV Spots and Transfers |  | Port Hacking 132_33kV Tx3 | -0.35201 | 0 | 0 | -1.2758 | -0.00041168 | -0.0018326 | -0.00019034 | 0.0046695 | -0.021619 | 0.0066931 | -0.0452 | -0.0090457 | 0.049806 | 0.11782 | 0.12091 | 0.10828 | 0.11684 | 0.11944 | 0.14191 | 0.14564 | 0.15352 | 0.16117 | 0.16212 | 0.16582 | 0.17029 | 0.17483 | 0.17943 | 0.18411 | 0.18885 | 0.19367 | 0.19856 | 0.20352
| 0 | [33 empty] | Lucas Heights 33_11kV Spots and Transfers |  | Port Hacking 132_33kV Tx1 | 0 | 0 | 0 | 0 | 0 | 0 | 0 | -0.012507 | -0.023671 | -0.019809 | -0.011856 | -0.0080675 | -0.00022653 | 0.00082101 | 0.0015249 | 0.0013506 | 0.0013588 | 0.00090544 | 0.0013557 | 0.0013186 | 0.0016996 | 0.0018816 | 0.0018126 | 0.0016842 | 0.0017084 | 0.0017329 | 0.0017577 | 0.0017828 | 0.0018081 | 0.0018338 | 0.0018598 | 0.0018861
| Diversity Factor: 0 | [33 empty] | Lucas Heights 33_11kV Spots and Transfers |  | Port Hacking 132_33kV Tx2 | 0 | 0 | 0 | 0 | 0 | 0 | 0 | 0 | 0 | 0 | 0 | 0 | 0 | 0 | 0 | 0 | 0 | 0 | 0 | 0 | 0 | 0 | 0 | 0 | 0 | 0 | 0 | 0 | 0 | 0 | 0 | 0
[35 empty] | Lucas Heights 33_11kV Spots and Transfers |  | Port Hacking 132_33kV Tx3 | 0 | 0 | 0 | 0 | 0 | 0 | 0 | -0.012507 | -0.023671 | -0.019809 | -0.011856 | -0.0080675 | -0.00022653 | 0.00082101 | 0.0015249 | 0.0013506 | 0.0013588 | 0.00090544 | 0.0013557 | 0.0013186 | 0.0016996 | 0.0018816 | 0.0018126 | 0.0016842 | 0.0017084 | 0.0017329 | 0.0017577 | 0.0017828 | 0.0018081 | 0.0018338 | 0.0018598 | 0.0018861
[35 empty] | Miranda 33_11kV Spots and Transfers |  | Port Hacking 132_33kV Tx1 | 0 | 0 | 0 | -1.5685 | -0.016074 | -0.0085941 | -0.025925 | -0.048206 | -0.11209 | -0.09281 | -0.12283 | -0.12207 | 0.0051923 | 0.0967 | 0.13017 | 0.11366 | 0.1244 | 0.10358 | 0.13866 | 0.13961 | 0.16161 | 0.1748 | 0.17245 | 0.16941 | 0.17354 | 0.17772 | 0.18197 | 0.18628 | 0.19065 | 0.19508 | 0.19957 | 0.20413
| 0 | [33 empty] | Miranda 33_11kV Spots and Transfers |  | Port Hacking 132_33kV Tx2 | 0 | 0 | 0 | 0 | 0 | 0 | 0 | 0 | 0 | 0 | 0 | 0 | 0 | 0 | 0 | 0 | 0 | 0 | 0 | 0 | 0 | 0 | 0 | 0 | 0 | 0 | 0 | 0 | 0 | 0 | 0 | 0
| Diversity Factor: 0 | [33 empty] | Miranda 33_11kV Spots and Transfers |  | Port Hacking 132_33kV Tx3 | 0 | 0 | 0 | -1.5685 | -0.016074 | -0.0085941 | -0.025925 | -0.048206 | -0.11209 | -0.09281 | -0.12283 | -0.12207 | 0.0051923 | 0.0967 | 0.13017 | 0.11366 | 0.1244 | 0.10358 | 0.13866 | 0.13961 | 0.16161 | 0.1748 | 0.17245 | 0.16941 | 0.17354 | 0.17772 | 0.18197 | 0.18628 | 0.19065 | 0.19508 | 0.19957 | 0.20413
0
Diversity Factor: 0
0
Diversity Factor: 0
0
Diversity Factor: 0
| Weather Correction and Public Holiday Factors | [8 empty] | Forecast ROG
ROG Justification
| Actual loads for season 13/14 have been weather corrected by the following: | [6 empty] | -0.1425% |  | Weighted ROG calculation based on downstream zone substations and customers | [59 empty] | Weighted ROG calculation based on downstream zone substations and customers
1 | 2 | 3 | 4 | 5 | 6 | 7 | 8 | 9 | 10 | 14/15 | 15/16 | 16/17 | 17/18 | 18/19 | 19/20 | 20/21 | 21/22 | 22/23 | 23/24 | 24/25 | 25/26 | 26/27 | 27/28 | 28/29 | 29/30 | 30/31 | 31/32 | 32/33 | 33/34 | 34/35 | 35/36 | 36/37 | 37/38 | 38/39
0.9735 | 0.94819 | 0.93197 | 0.92408 | 0.92408 | 0.92408 | 0.92408 | 0.92408 | 0.92408 | 0.92408 | -2.65% | -2.6% | -1.71% | -0.847% | 0% | 0% | 0% | 0% | 0% | 0% | 0% | 0% | 0% | 0% | 0% | 0% | 0% | 0% | 0% | 0% | 0% | 0% | 0% | 0% | 0%
Substation Load Detail
[7 empty] | Units | 13/14 |  | 14/15 | 15/16 | 16/17 | 17/18 | 18/19 | 19/20 | 20/21 | 21/22 | 22/23 | 23/24 | 24/25 | 25/26 | 26/27 | 27/28 | 28/29 | 29/30 | 30/31 | 31/32 | 32/33 | 33/34 | 34/35 | 35/36 | 36/37 | 37/38 | 38/39
1 | Port Hacking 132_33kV | Compensated |  | Load (LV side) |  |  | Amps | 1366 |  | 1046.71 | 1013.63 | 992.356 | 977.2449 | 972.0565 | 974.0982 | 982.1256 | 991.542 | 999.8657 | 1008.9 | 1017.25 | 1027.76 | 1038.44 | 1050.25 | 1062.85 | 1075.39 | 1087.95 | 1100.83 | 1114.04 | 1127.57 | 1141.45 | 1155.66 | 1170.22 | 1185.13 | 1200.4
|  |  |  | Apparent Power |  |  | MVA | 78.053 |  | 59.828 | 57.9372 | 56.7208 | 55.857 | 55.5605 | 55.6772 | 56.136 | 56.6742 | 57.15 | 57.6669 | 58.144 | 58.7447 | 59.3553 | 60.0304 | 60.7503 | 61.467 | 62.1849 | 62.9211 | 63.676 | 64.4498 | 65.2428 | 66.0553 | 66.8875 | 67.7398 | 68.6124
|  |  |  | Real Power |  |  | MW | 73.2604 | 75.19 | 56.3748 | 54.5943 | 53.4489 | 52.6364 | 52.358 | 52.4676 | 52.8982 | 53.4034 | 53.85 | 54.3352 | 54.7831 | 55.3469 | 55.92 | 56.5537 | 57.2294 | 57.9021 | 58.576 | 59.267 | 59.9756 | 60.7019 | 61.4463 | 62.2089 | 62.99 | 63.79 | 64.6091
|  |  |  | Reactive Power |  |  | MVAr | 26.9293 |  | 20.032 | 19.3954 | 18.9859 | 18.6928 | 18.5905 | 18.6308 | 18.7891 | 18.9748 | 19.139 | 19.3173 | 19.4819 | 19.6892 | 19.8999 | 20.1328 | 20.3812 | 20.6285 | 20.8761 | 21.1302 | 21.3906 | 21.6576 | 21.9312 | 22.2115 | 22.4987 | 22.7927 | 23.0938
|  |  |  | Capacitors In Service |  |  | MVAr | 0 |  | 0 | 0 | 0 | 0 | 0 | 0 | 0 | 0 | 0 | 0 | 0 | 0 | 0 | 0 | 0 | 0 | 0 | 0 | 0 | 0 | 0 | 0 | 0 | 0 | 0
|  |  |  | PF |  |  |  | 0.9386 |  | 0.94228 | 0.9423 | 0.94232 | 0.94234 | 0.94236 | 0.94235 | 0.94232 | 0.94229 | 0.94226 | 0.94222 | 0.9422 | 0.94216 | 0.94212 | 0.94208 | 0.94204 | 0.942 | 0.94197 | 0.94193 | 0.94189 | 0.94185 | 0.94181 | 0.94177 | 0.94173 | 0.94169 | 0.94165
1 | Diversity Factor: 1 | Uncompensated |  | Reactive Power |  |  | MVAr | 26.9293 | 27.6386 | 20.032 | 19.3954 | 18.9859 | 18.6928 | 18.5905 | 18.6308 | 18.7891 | 18.9748 | 19.139 | 19.3173 | 19.4819 | 19.6892 | 19.8999 | 20.1328 | 20.3812 | 20.6285 | 20.8761 | 21.1302 | 21.3906 | 21.6576 | 21.9312 | 22.2115 | 22.4987 | 22.7927 | 23.0938
|  |  |  | PF |  |  |  | 0.9386 |  | 0.94228 | 0.9423 | 0.94232 | 0.94234 | 0.94236 | 0.94235 | 0.94232 | 0.94229 | 0.94226 | 0.94222 | 0.9422 | 0.94216 | 0.94212 | 0.94208 | 0.94204 | 0.942 | 0.94197 | 0.94193 | 0.94189 | 0.94185 | 0.94181 | 0.94177 | 0.94173 | 0.94169 | 0.94165
[10 empty] | 1 | 2 | 3 | 4 | 5 | 6 | 7 | 8 | 9 | 10 | 11 | 12 | 13 | 14 | 15 | 16 | 17 | 18 | 19 | 20 | 21 | 22 | 23 | 24 | 25
Transformer Load Detail
[7 empty] | Units | 13/14 |  | 14/15 | 15/16 | 16/17 | 17/18 | 18/19 | 19/20 | 20/21 | 21/22 | 22/23 | 23/24 | 24/25 | 25/26 | 26/27 | 27/28 | 28/29 | 29/30 | 30/31 | 31/32 | 32/33 | 33/34 | 34/35 | 35/36 | 36/37 | 37/38 | 38/39
| 0 | Compensated |  | Load (LV side) |  |  | Amps
|  |  |  | Apparent Power |  |  | MVA
|  |  |  | Real Power |  |  | MW
|  |  |  | Reactive Power |  |  | MVAr
|  |  |  | Capacitors In Service |  |  | MVAr
PF
| Zone Div: | Uncompensated |  | Reactive Power |  |  | MVAr
PF
| 0 | Compensated |  | Load (LV side) |  |  | Amps
|  |  |  | Apparent Power |  |  | MVA
|  |  |  | Real Power |  |  | MW
|  |  |  | Reactive Power |  |  | MVAr
|  |  |  | Capacitors In Service |  |  | MVAr
PF
| Zone Div: | Uncompensated |  | Reactive Power |  |  | MVAr
PF
| 0 | Compensated |  | Load (LV side) |  |  | Amps
|  |  |  | Apparent Power |  |  | MVA
|  |  |  | Real Power |  |  | MW
|  |  |  | Reactive Power |  |  | MVAr
|  |  |  | Capacitors In Service |  |  | MVAr
PF
| Zone Div: | Uncompensated |  | Reactive Power |  |  | MVAr
PF
| 0 | Compensated |  | Load (LV side) |  |  | Amps
|  |  |  | Apparent Power |  |  | MVA
|  |  |  | Real Power |  |  | MW
|  |  |  | Reactive Power |  |  | MVAr
|  |  |  | Capacitors In Service |  |  | MVAr
PF
| Zone Div: | Uncompensated |  | Reactive Power |  |  | MVAr
PF
| 0 | Compensated |  | Load (LV side) |  |  | Amps
|  |  |  | Apparent Power |  |  | MVA
|  |  |  | Real Power |  |  | MW
|  |  |  | Reactive Power |  |  | MVAr
|  |  |  | Capacitors In Service |  |  | MVAr
PF
| Zone Div: | Uncompensated |  | Reactive Power |  |  | MVAr
PF
| 0 | Compensated |  | Load (LV side) |  |  | Amps
|  |  |  | Apparent Power |  |  | MVA
|  |  |  | Real Power |  |  | MW
|  |  |  | Reactive Power |  |  | MVAr
|  |  |  | Capacitors In Service |  |  | MVAr
PF
| Zone Div: | Uncompensated |  | Reactive Power |  |  | MVAr
PF
| 0 | Compensated |  | Load (LV side) |  |  | Amps
|  |  |  | Apparent Power |  |  | MVA
|  |  |  | Real Power |  |  | MW
|  |  |  | Reactive Power |  |  | MVAr
|  |  |  | Capacitors In Service |  |  | MVAr
PF
| Zone Div: | Uncompensated |  | Reactive Power |  |  | MVAr
PF
| 0 | Compensated |  | Load (LV side) |  |  | Amps
|  |  |  | Apparent Power |  |  | MVA
|  |  |  | Real Power |  |  | MW
|  |  |  | Reactive Power |  |  | MVAr
|  |  |  | Capacitors In Service |  |  | MVAr
PF
| Zone Div: | Uncompensated |  | Reactive Power |  |  | MVAr
PF
| 0 | Compensated |  | Load (LV side) |  |  | Amps
|  |  |  | Apparent Power |  |  | MVA
|  |  |  | Real Power |  |  | MW
|  |  |  | Reactive Power |  |  | MVAr
|  |  |  | Capacitors In Service |  |  | MVAr
PF
| Zone Div: | Uncompensated |  | Reactive Power |  |  | MVAr
PF
| 0 | Compensated |  | Load (LV side) |  |  | Amps
|  |  |  | Apparent Power |  |  | MVA
|  |  |  | Real Power |  |  | MW
|  |  |  | Reactive Power |  |  | MVAr
|  |  |  | Capacitors In Service |  |  | MVAr
PF
| Zone Div: | Uncompensated |  | Reactive Power |  |  | MVAr
PF

## Pyrmont 132_33kV
| Pyrmont 132_33kV | [16 empty] | 2015 | SUMMER
| Substation Total Loads | [33 empty] | Spots & Transfers Detail
| Historical Loads | (MW) | [7 empty] | Weather Corrected Forecast Loads |  |  |  | (MW) | [20 empty] | Spots & Transfers Summary | (MW) |  | Historical Spots & Transfers | [6 empty] | Forecast Spots & Transfers
|  | 07/08 | 08/09 | 09/10 | 10/11 | 11/12 | 12/13 | 13/14 |  | 14/15 | 15/16 | 16/17 | 17/18 | 18/19 | 19/20 | 20/21 | 21/22 | 22/23 | 23/24 | 24/25 | 25/26 | 26/27 | 27/28 | 28/29 | 29/30 | 30/31 | 31/32 | 32/33 | 33/34 | 34/35 | 35/36 | 36/37 | 37/38 | 38/39 |  |  |  | 07/08 | 08/09 | 09/10 | 10/11 | 11/12 | 12/13 | 13/14 | 14/15 | 15/16 | 16/17 | 17/18 | 18/19 | 19/20 | 20/21 | 21/22 | 22/23 | 23/24 | 24/25 | 25/26 | 26/27 | 27/28 | 28/29 | 29/30 | 30/31 | 31/32 | 32/33 | 33/34 | 34/35 | 35/36 | 36/37 | 37/38 | 38/39
| Total | 96.3 | 89.5 | 104.4 | 102.06 | 98 | 76 | 82.27 |  | 127.5116 | 135.2335 | 144.4452 | 145.6287 | 149.2847 | 149.3951 | 149.9542 | 150.7185 | 151.3937 | 152.0956 | 152.6603 | 153.3999 | 154.1358 | 155.0015 | 155.9365 | 156.8535 | 157.7393 | 158.6412 | 159.5596 | 160.4946 | 161.4464 | 162.4153 | 163.4015 | 164.4052 | 165.4267 |  |  | Total | 0 | 0 | 0 | -0.017607 | -8.5541 | -17.6272 | 4.7699 | 46.5398 | 9.3898 | 10.418 | 1.8118 | 3.656 | 0.11036 | 0.55915 | 0.76426 | 0.67529 | 0.70189 | 0.56469 | 0.73958 | 0.7359 | 0.86575 | 0.93493 | 0.91706 | 0.88576 | 0.90195 | 0.91836 | 0.93498 | 0.95183 | 0.96889 | 0.98619 | 1.0037 | 1.0215
| Firm Rating | 160 | 160 | 160 | 160 | 160 | 131.69 | 131.69 |  | 131.69 | 131.69 | 131.69 | 131.69 | 131.69 | 131.69 | 131.69 | 131.69 | 131.69 | 131.69 | 131.69 | 131.69 | 131.69 | 131.69 | 131.69 | 131.69 | 131.69 | 131.69 | 131.69 | 131.69 | 131.69 | 131.69 | 131.69 | 131.69 | 131.69
| Total Capacity | 0 | 0 | 233 | 233 | 233 | 299 | 233 |  | 233 | 233 | 233 | 233 | 233 | 233 | 233 | 233 | 233 | 233 | 233 | 233 | 233 | 233 | 233 | 233 | 233 | 233 | 233 | 233 | 233 | 233 | 233 | 233 | 233 |  |  | Pyrmont 132_33kV Tx1 | 0 | 0 | 0 | -0.0088929 | -4.3206 | -8.9034 | 2.4093 | 23.5069 | 4.7427 | 5.262 | 0.91514 | 1.8466 | 0.055744 | 0.28242 | 0.38602 | 0.34108 | 0.35452 | 0.28522 | 0.37356 | 0.3717 | 0.43728 | 0.47223 | 0.4632 | 0.44739 | 0.45557 | 0.46386 | 0.47225 | 0.48076 | 0.48938 | 0.49812 | 0.50697 | 0.51593
|  | -7 | -6 | -5 | -4 | -3 | -2 | -1 |  | 0 | 1 | 2 | 3 | 4 | 5 | 6 | 7 | 8 | 9 | 10 | 11 | 12 | 13 | 14 | 15 | 16 | 17 | 18 | 19 | 20 | 21 | 22 | 23 | 24 |  |  | Pyrmont 132_33kV Tx2 | 0 | 0 | 0 | -0.0087136 | -4.2335 | -8.7238 | 2.3607 | 23.0328 | 4.6471 | 5.1559 | 0.89668 | 1.8094 | 0.05462 | 0.27673 | 0.37824 | 0.3342 | 0.34737 | 0.27947 | 0.36602 | 0.3642 | 0.42846 | 0.4627 | 0.45386 | 0.43837 | 0.44638 | 0.4545 | 0.46273 | 0.47106 | 0.47951 | 0.48807 | 0.49674 | 0.50553
| Transformer Loads | [35 empty] | Pyrmont 132_33kV Tx3 | 0 | 0 | 0 | 0 | 0 | 0 | 0 | 0 | 0 | 0 | 0 | 0 | 0 | 0 | 0 | 0 | 0 | 0 | 0 | 0 | 0 | 0 | 0 | 0 | 0 | 0 | 0 | 0 | 0 | 0 | 0 | 0
| Historical Loads | (MW) | [7 empty] | 0: Weather Corrected Forecast Loads; 4: (MW) |  |  |  | 0 | 0 | 0 | 0 | 0 | 0 | 0 | 0 | 0 | 0 | 0 | 0 | 0 | 0 | 0 | 0 | 0 | 0 | 0 | 0 | 0 | 0 | 0 | 0 | 0 | 0 | 0 | 0 | 0 | 0 | 0 | 0
|  | 07/08 | 08/09 | 09/10 | 10/11 | 11/12 | 12/13 | 13/14 |  | 14/15 | 15/16 | 16/17 | 17/18 | 18/19 | 19/20 | 20/21 | 21/22 | 22/23 | 23/24 | 24/25 | 25/26 | 26/27 | 27/28 | 28/29 | 29/30 | 30/31 | 31/32 | 32/33 | 33/34 | 34/35 | 35/36 | 36/37 | 37/38 | 38/39 |  |  |  | 0 | 0 | 0 | 0 | 0 | 0 | 0 | 0 | 0 | 0 | 0 | 0 | 0 | 0 | 0 | 0 | 0 | 0 | 0 | 0 | 0 | 0 | 0 | 0 | 0 | 0 | 0 | 0 | 0 | 0 | 0 | 0
| 0 | [36 empty] | 0 | 0 | 0 | 0 | 0 | 0 | 0 | 0 | 0 | 0 | 0 | 0 | 0 | 0 | 0 | 0 | 0 | 0 | 0 | 0 | 0 | 0 | 0 | 0 | 0 | 0 | 0 | 0 | 0 | 0 | 0 | 0
| Diversity Factor: 0 | [36 empty] | 0 | 0 | 0 | 0 | 0 | 0 | 0 | 0 | 0 | 0 | 0 | 0 | 0 | 0 | 0 | 0 | 0 | 0 | 0 | 0 | 0 | 0 | 0 | 0 | 0 | 0 | 0 | 0 | 0 | 0 | 0 | 0
[38 empty] | 0 | 0 | 0 | 0 | 0 | 0 | 0 | 0 | 0 | 0 | 0 | 0 | 0 | 0 | 0 | 0 | 0 | 0 | 0 | 0 | 0 | 0 | 0 | 0 | 0 | 0 | 0 | 0 | 0 | 0 | 0 | 0
[38 empty] | 0 | 0 | 0 | 0 | 0 | 0 | 0 | 0 | 0 | 0 | 0 | 0 | 0 | 0 | 0 | 0 | 0 | 0 | 0 | 0 | 0 | 0 | 0 | 0 | 0 | 0 | 0 | 0 | 0 | 0 | 0 | 0
| 0 | [36 empty] | 0 | 0 | 0 | 0 | 0 | 0 | 0 | 0 | 0 | 0 | 0 | 0 | 0 | 0 | 0 | 0 | 0 | 0 | 0 | 0 | 0 | 0 | 0 | 0 | 0 | 0 | 0 | 0 | 0 | 0 | 0 | 0
Diversity Factor: 0
[38 empty] | Historical Spots & Transfers | [6 empty] | Forecast Spots & Transfers
[35 empty] | Project Name | From | To | 07/08 | 08/09 | 09/10 | 10/11 | 11/12 | 12/13 | 13/14 | 14/15 | 15/16 | 16/17 | 17/18 | 18/19 | 19/20 | 20/21 | 21/22 | 22/23 | 23/24 | 24/25 | 25/26 | 26/27 | 27/28 | 28/29 | 29/30 | 30/31 | 31/32 | 32/33 | 33/34 | 34/35 | 35/36 | 36/37 | 37/38 | 38/39
| 0 | [33 empty] | Barangaroo South Development Spots and Transfers |  | Pyrmont 132_33kV Tx1 | 0 | 0 | 0 | 0 | 0 | 0 | 0 | 5.0489 | 6.0587 | 1.5147 | 0 | 0 | 0 | 0 | 0 | 0 | 0 | 0 | 0 | 0 | 0 | 0 | 0 | 0 | 0 | 0 | 0 | 0 | 0 | 0 | 0 | 0
| Diversity Factor: 0 | [33 empty] | Barangaroo South Development Spots and Transfers |  | Pyrmont 132_33kV Tx2 | 0 | 0 | 0 | 0 | 0 | 0 | 0 | 4.9471 | 5.9365 | 1.4841 | 0 | 0 | 0 | 0 | 0 | 0 | 0 | 0 | 0 | 0 | 0 | 0 | 0 | 0 | 0 | 0 | 0 | 0 | 0 | 0 | 0 | 0
[35 empty] | Barangaroo South Development Spots and Transfers |  | Pyrmont 132_33kV Tx3 | 0 | 0 | 0 | 0 | 0 | 0 | 0 | 0 | 0 | 0 | 0 | 0 | 0 | 0 | 0 | 0 | 0 | 0 | 0 | 0 | 0 | 0 | 0 | 0 | 0 | 0 | 0 | 0 | 0 | 0 | 0 | 0
[35 empty] | Blackwattle Bay 33_5kV Spots and Transfers |  | Pyrmont 132_33kV Tx1 | 0 | 0 | 0 | -0.0088929 | 0.73031 | -0.73496 | -0.0062157 | -0.08144 | -0.042683 | -0.048713 | -0.038523 | -0.066298 | 0.032882 | 0.1656 | 0.22759 | 0.20159 | 0.20822 | 0.16735 | 0.21929 | 0.21801 | 0.25689 | 0.27746 | 0.272 | 0.26238 | 0.26707 | 0.27182 | 0.27664 | 0.28151 | 0.28646 | 0.29146 | 0.29654 | 0.30168
| 0 | [33 empty] | Blackwattle Bay 33_5kV Spots and Transfers |  | Pyrmont 132_33kV Tx2 | 0 | 0 | 0 | -0.0087136 | 0.71558 | -0.72013 | -0.0060904 | -0.079797 | -0.041822 | -0.04773 | -0.037746 | -0.064961 | 0.032219 | 0.16226 | 0.223 | 0.19753 | 0.20402 | 0.16398 | 0.21487 | 0.21361 | 0.25171 | 0.27187 | 0.26651 | 0.25709 | 0.26168 | 0.26634 | 0.27106 | 0.27584 | 0.28068 | 0.28559 | 0.29056 | 0.29559
| Diversity Factor: 0 | [33 empty] | Blackwattle Bay 33_5kV Spots and Transfers |  | Pyrmont 132_33kV Tx3 | 0 | 0 | 0 | 0 | 0 | 0 | 0 | 0 | 0 | 0 | 0 | 0 | 0 | 0 | 0 | 0 | 0 | 0 | 0 | 0 | 0 | 0 | 0 | 0 | 0 | 0 | 0 | 0 | 0 | 0 | 0 | 0
[35 empty] | Camperdown 33_11kV Spots and Transfers |  | Pyrmont 132_33kV Tx1 | 0 | 0 | 0 | 0 | 0 | -0.48203 | 0 | 11.293 | 1.6253 | 2.8299 | -0.012532 | -0.019462 | 0.022862 | 0.11682 | 0.15843 | 0.13949 | 0.1463 | 0.11787 | 0.15427 | 0.15369 | 0.18039 | 0.19476 | 0.1912 | 0.18501 | 0.1885 | 0.19204 | 0.19562 | 0.19925 | 0.20293 | 0.20665 | 0.21043 | 0.21426
[35 empty] | Camperdown 33_11kV Spots and Transfers |  | Pyrmont 132_33kV Tx2 | 0 | 0 | 0 | 0 | 0 | -0.47231 | 0 | 11.0652 | 1.5925 | 2.7728 | -0.012279 | -0.01907 | 0.022401 | 0.11447 | 0.15524 | 0.13668 | 0.14335 | 0.11549 | 0.15115 | 0.15059 | 0.17675 | 0.19084 | 0.18734 | 0.18128 | 0.1847 | 0.18816 | 0.19167 | 0.19523 | 0.19883 | 0.20248 | 0.20618 | 0.20993
| 0 | [33 empty] | Camperdown 33_11kV Spots and Transfers |  | Pyrmont 132_33kV Tx3 | 0 | 0 | 0 | 0 | 0 | 0 | 0 | 0 | 0 | 0 | 0 | 0 | 0 | 0 | 0 | 0 | 0 | 0 | 0 | 0 | 0 | 0 | 0 | 0 | 0 | 0 | 0 | 0 | 0 | 0 | 0 | 0
| Diversity Factor: 0 | [33 empty] | Data Correction: Pyrmont 132_33kV Spots and Transfers |  | Pyrmont 132_33kV Tx1 | 0 | 0 | 0 | 0 | -5.0509 | -10.1019 | 0 | 0 | 0 | 0 | 0 | 0 | 0 | 0 | 0 | 0 | 0 | 0 | 0 | 0 | 0 | 0 | 0 | 0 | 0 | 0 | 0 | 0 | 0 | 0 | 0 | 0
[35 empty] | Data Correction: Pyrmont 132_33kV Spots and Transfers |  | Pyrmont 132_33kV Tx2 | 0 | 0 | 0 | 0 | -4.9491 | -9.8981 | 0 | 0 | 0 | 0 | 0 | 0 | 0 | 0 | 0 | 0 | 0 | 0 | 0 | 0 | 0 | 0 | 0 | 0 | 0 | 0 | 0 | 0 | 0 | 0 | 0 | 0
[35 empty] | Data Correction: Pyrmont 132_33kV Spots and Transfers |  | Pyrmont 132_33kV Tx3 | 0 | 0 | 0 | 0 | 0 | 0 | 0 | 0 | 0 | 0 | 0 | 0 | 0 | 0 | 0 | 0 | 0 | 0 | 0 | 0 | 0 | 0 | 0 | 0 | 0 | 0 | 0 | 0 | 0 | 0 | 0 | 0
| 0 | [33 empty] | Global Switch Ultimo SYD1 Development (SYDWes Spots and Transfers |  | Pyrmont 132_33kV Tx1 | 0 | 0 | 0 | 0 | 0 | 0 | 0 | 4.831 | -2.8986 | 0.9662 | 0.9662 | 1.9324 | 0 | 0 | 0 | 0 | 0 | 0 | 0 | 0 | 0 | 0 | 0 | 0 | 0 | 0 | 0 | 0 | 0 | 0 | 0 | 0
| Diversity Factor: 0 | [33 empty] | Global Switch Ultimo SYD1 Development (SYDWes Spots and Transfers |  | Pyrmont 132_33kV Tx2 | 0 | 0 | 0 | 0 | 0 | 0 | 0 | 4.7335 | -2.8401 | 0.94671 | 0.94671 | 1.8934 | 0 | 0 | 0 | 0 | 0 | 0 | 0 | 0 | 0 | 0 | 0 | 0 | 0 | 0 | 0 | 0 | 0 | 0 | 0 | 0
[35 empty] | Global Switch Ultimo SYD1 Development (SYDWes Spots and Transfers |  | Pyrmont 132_33kV Tx3 | 0 | 0 | 0 | 0 | 0 | 0 | 0 | 0 | 0 | 0 | 0 | 0 | 0 | 0 | 0 | 0 | 0 | 0 | 0 | 0 | 0 | 0 | 0 | 0 | 0 | 0 | 0 | 0 | 0 | 0 | 0 | 0
[35 empty] | Global Switch Ultimo SYD1 Development Spots and Transfers |  | Pyrmont 132_33kV Tx1 | 0 | 0 | 0 | 0 | 0 | 2.4155 | 2.4155 | 2.4155 | 0 | 0 | 0 | 0 | 0 | 0 | 0 | 0 | 0 | 0 | 0 | 0 | 0 | 0 | 0 | 0 | 0 | 0 | 0 | 0 | 0 | 0 | 0 | 0
| 0 | [33 empty] | Global Switch Ultimo SYD1 Development Spots and Transfers |  | Pyrmont 132_33kV Tx2 | 0 | 0 | 0 | 0 | 0 | 2.3668 | 2.3668 | 2.3668 | 0 | 0 | 0 | 0 | 0 | 0 | 0 | 0 | 0 | 0 | 0 | 0 | 0 | 0 | 0 | 0 | 0 | 0 | 0 | 0 | 0 | 0 | 0 | 0
| Diversity Factor: 0 | [33 empty] | Global Switch Ultimo SYD1 Development Spots and Transfers |  | Pyrmont 132_33kV Tx3 | 0 | 0 | 0 | 0 | 0 | 0 | 0 | 0 | 0 | 0 | 0 | 0 | 0 | 0 | 0 | 0 | 0 | 0 | 0 | 0 | 0 | 0 | 0 | 0 | 0 | 0 | 0 | 0 | 0 | 0 | 0 | 0
0
Diversity Factor: 0
0
Diversity Factor: 0
0
Diversity Factor: 0
| Weather Correction and Public Holiday Factors | [8 empty] | Forecast ROG
ROG Justification
| Actual loads for season 13/14 have been weather corrected by the following: | [6 empty] | -1.855% |  | Weighted ROG calculation based on downstream zone substations and customers | [59 empty] | Weighted ROG calculation based on downstream zone substations and customers
1 | 2 | 3 | 4 | 5 | 6 | 7 | 8 | 9 | 10 | 14/15 | 15/16 | 16/17 | 17/18 | 18/19 | 19/20 | 20/21 | 21/22 | 22/23 | 23/24 | 24/25 | 25/26 | 26/27 | 27/28 | 28/29 | 29/30 | 30/31 | 31/32 | 32/33 | 33/34 | 34/35 | 35/36 | 36/37 | 37/38 | 38/39
0.98662 | 0.97372 | 0.96503 | 0.96083 | 0.96083 | 0.96083 | 0.96083 | 0.96083 | 0.96083 | 0.96083 | -1.338% | -1.308% | -0.892% | -0.435% | 0% | 0% | 0% | 0% | 0% | 0% | 0% | 0% | 0% | 0% | 0% | 0% | 0% | 0% | 0% | 0% | 0% | 0% | 0% | 0% | 0%
Substation Load Detail
[7 empty] | Units | 13/14 |  | 14/15 | 15/16 | 16/17 | 17/18 | 18/19 | 19/20 | 20/21 | 21/22 | 22/23 | 23/24 | 24/25 | 25/26 | 26/27 | 27/28 | 28/29 | 29/30 | 30/31 | 31/32 | 32/33 | 33/34 | 34/35 | 35/36 | 36/37 | 37/38 | 38/39
1 | Pyrmont 132_33kV | Compensated |  | Load (LV side) |  |  | Amps | 1440 |  | 2231.76 | 2366.92 | 2528.14 | 2548.86 | 2612.85 | 2614.78 | 2624.57 | 2637.94 | 2649.76 | 2662.05 | 2671.93 | 2684.87 | 2697.75 | 2712.91 | 2729.27 | 2745.32 | 2760.82 | 2776.61 | 2792.68 | 2809.05 | 2825.71 | 2842.67 | 2859.93 | 2877.49 | 2895.37
|  |  |  | Apparent Power |  |  | MVA | 82.303 |  | 127.5627 | 135.2877 | 144.5031 | 145.6871 | 149.3445 | 149.455 | 150.0143 | 150.7789 | 151.4544 | 152.1566 | 152.7215 | 153.4614 | 154.1976 | 155.0637 | 155.999 | 156.9164 | 157.8025 | 158.7049 | 159.6236 | 160.5589 | 161.5111 | 162.4804 | 163.467 | 164.4711 | 165.493
|  |  |  | Real Power |  |  | MW | 82.27 | 82.07 | 127.5116 | 135.2335 | 144.4452 | 145.6287 | 149.2847 | 149.3951 | 149.9542 | 150.7185 | 151.3937 | 152.0956 | 152.6603 | 153.3999 | 154.1358 | 155.0015 | 155.9365 | 156.8535 | 157.7393 | 158.6412 | 159.5596 | 160.4946 | 161.4464 | 162.4153 | 163.4015 | 164.4052 | 165.4267
|  |  |  | Reactive Power |  |  | MVAr | 2.33 |  | 3.6113 | 3.83 | 4.0909 | 4.1244 | 4.2279 | 4.2311 | 4.2469 | 4.2686 | 4.2877 | 4.3076 | 4.3236 | 4.3445 | 4.3653 | 4.3899 | 4.4163 | 4.4423 | 4.4674 | 4.4929 | 4.519 | 4.5454 | 4.5724 | 4.5998 | 4.6278 | 4.6562 | 4.6851
|  |  |  | Capacitors In Service |  |  | MVAr | 0 |  | 0 | 0 | 0 | 0 | 0 | 0 | 0 | 0 | 0 | 0 | 0 | 0 | 0 | 0 | 0 | 0 | 0 | 0 | 0 | 0 | 0 | 0 | 0 | 0 | 0
|  |  |  | PF |  |  |  | 0.9996 |  | 0.9996 | 0.9996 | 0.9996 | 0.9996 | 0.9996 | 0.9996 | 0.9996 | 0.9996 | 0.9996 | 0.9996 | 0.9996 | 0.9996 | 0.9996 | 0.9996 | 0.9996 | 0.9996 | 0.9996 | 0.9996 | 0.9996 | 0.9996 | 0.9996 | 0.9996 | 0.9996 | 0.9996 | 0.9996
0.90239 | Diversity Factor: 0.9 | Uncompensated |  | Reactive Power |  |  | MVAr | 2.33 | 2.3243 | 3.6113 | 3.83 | 4.0909 | 4.1244 | 4.2279 | 4.2311 | 4.2469 | 4.2686 | 4.2877 | 4.3076 | 4.3236 | 4.3445 | 4.3653 | 4.3899 | 4.4163 | 4.4423 | 4.4674 | 4.4929 | 4.519 | 4.5454 | 4.5724 | 4.5998 | 4.6278 | 4.6562 | 4.6851
|  |  |  | PF |  |  |  | 0.9996 |  | 0.9996 | 0.9996 | 0.9996 | 0.9996 | 0.9996 | 0.9996 | 0.9996 | 0.9996 | 0.9996 | 0.9996 | 0.9996 | 0.9996 | 0.9996 | 0.9996 | 0.9996 | 0.9996 | 0.9996 | 0.9996 | 0.9996 | 0.9996 | 0.9996 | 0.9996 | 0.9996 | 0.9996 | 0.9996
[10 empty] | 1 | 2 | 3 | 4 | 5 | 6 | 7 | 8 | 9 | 10 | 11 | 12 | 13 | 14 | 15 | 16 | 17 | 18 | 19 | 20 | 21 | 22 | 23 | 24 | 25
Transformer Load Detail
[7 empty] | Units | 13/14 |  | 14/15 | 15/16 | 16/17 | 17/18 | 18/19 | 19/20 | 20/21 | 21/22 | 22/23 | 23/24 | 24/25 | 25/26 | 26/27 | 27/28 | 28/29 | 29/30 | 30/31 | 31/32 | 32/33 | 33/34 | 34/35 | 35/36 | 36/37 | 37/38 | 38/39
| 0 | Compensated |  | Load (LV side) |  |  | Amps
|  |  |  | Apparent Power |  |  | MVA
|  |  |  | Real Power |  |  | MW
|  |  |  | Reactive Power |  |  | MVAr
|  |  |  | Capacitors In Service |  |  | MVAr
PF
| Zone Div: | Uncompensated |  | Reactive Power |  |  | MVAr
PF
| 0 | Compensated |  | Load (LV side) |  |  | Amps
|  |  |  | Apparent Power |  |  | MVA
|  |  |  | Real Power |  |  | MW
|  |  |  | Reactive Power |  |  | MVAr
|  |  |  | Capacitors In Service |  |  | MVAr
PF
| Zone Div: | Uncompensated |  | Reactive Power |  |  | MVAr
PF
| 0 | Compensated |  | Load (LV side) |  |  | Amps
|  |  |  | Apparent Power |  |  | MVA
|  |  |  | Real Power |  |  | MW
|  |  |  | Reactive Power |  |  | MVAr
|  |  |  | Capacitors In Service |  |  | MVAr
PF
| Zone Div: | Uncompensated |  | Reactive Power |  |  | MVAr
PF
| 0 | Compensated |  | Load (LV side) |  |  | Amps
|  |  |  | Apparent Power |  |  | MVA
|  |  |  | Real Power |  |  | MW
|  |  |  | Reactive Power |  |  | MVAr
|  |  |  | Capacitors In Service |  |  | MVAr
PF
| Zone Div: | Uncompensated |  | Reactive Power |  |  | MVAr
PF
| 0 | Compensated |  | Load (LV side) |  |  | Amps
|  |  |  | Apparent Power |  |  | MVA
|  |  |  | Real Power |  |  | MW
|  |  |  | Reactive Power |  |  | MVAr
|  |  |  | Capacitors In Service |  |  | MVAr
PF
| Zone Div: | Uncompensated |  | Reactive Power |  |  | MVAr
PF
| 0 | Compensated |  | Load (LV side) |  |  | Amps
|  |  |  | Apparent Power |  |  | MVA
|  |  |  | Real Power |  |  | MW
|  |  |  | Reactive Power |  |  | MVAr
|  |  |  | Capacitors In Service |  |  | MVAr
PF
| Zone Div: | Uncompensated |  | Reactive Power |  |  | MVAr
PF
| 0 | Compensated |  | Load (LV side) |  |  | Amps
|  |  |  | Apparent Power |  |  | MVA
|  |  |  | Real Power |  |  | MW
|  |  |  | Reactive Power |  |  | MVAr
|  |  |  | Capacitors In Service |  |  | MVAr
PF
| Zone Div: | Uncompensated |  | Reactive Power |  |  | MVAr
PF
| 0 | Compensated |  | Load (LV side) |  |  | Amps
|  |  |  | Apparent Power |  |  | MVA
|  |  |  | Real Power |  |  | MW
|  |  |  | Reactive Power |  |  | MVAr
|  |  |  | Capacitors In Service |  |  | MVAr
PF
| Zone Div: | Uncompensated |  | Reactive Power |  |  | MVAr
PF
| 0 | Compensated |  | Load (LV side) |  |  | Amps
|  |  |  | Apparent Power |  |  | MVA
|  |  |  | Real Power |  |  | MW
|  |  |  | Reactive Power |  |  | MVAr
|  |  |  | Capacitors In Service |  |  | MVAr
PF
| Zone Div: | Uncompensated |  | Reactive Power |  |  | MVAr
PF
| 0 | Compensated |  | Load (LV side) |  |  | Amps
|  |  |  | Apparent Power |  |  | MVA
|  |  |  | Real Power |  |  | MW
|  |  |  | Reactive Power |  |  | MVAr
|  |  |  | Capacitors In Service |  |  | MVAr
PF
| Zone Div: | Uncompensated |  | Reactive Power |  |  | MVAr
PF

## Rozelle 132_33kV
| Rozelle 132_33kV | [16 empty] | 2015 | SUMMER
[6 empty] | Decommissioned |  | 2016-04-01
| Substation Total Loads | [33 empty] | Spots & Transfers Detail
| Historical Loads | (MW) | [7 empty] | Weather Corrected Forecast Loads |  |  |  | (MW) | [20 empty] | Spots & Transfers Summary | (MW) |  | Historical Spots & Transfers | [6 empty] | Forecast Spots & Transfers
|  | 07/08 | 08/09 | 09/10 | 10/11 | 11/12 | 12/13 | 13/14 |  | 14/15 | 15/16 | 16/17 | 17/18 | 18/19 | 19/20 | 20/21 | 21/22 | 22/23 | 23/24 | 24/25 | 25/26 | 26/27 | 27/28 | 28/29 | 29/30 | 30/31 | 31/32 | 32/33 | 33/34 | 34/35 | 35/36 | 36/37 | 37/38 | 38/39 |  |  |  | 07/08 | 08/09 | 09/10 | 10/11 | 11/12 | 12/13 | 13/14 | 14/15 | 15/16 | 16/17 | 17/18 | 18/19 | 19/20 | 20/21 | 21/22 | 22/23 | 23/24 | 24/25 | 25/26 | 26/27 | 27/28 | 28/29 | 29/30 | 30/31 | 31/32 | 32/33 | 33/34 | 34/35 | 35/36 | 36/37 | 37/38 | 38/39
| Total | 9.5 | 12.57 | 10.234 | 10.9571 | 9.3796 | 10.0655 | 11.2658 |  | 12.022 | 11.7063 | 0 | 0 | 0 | 0 | 0 | 0 | 0 | 0 | 0 | 0 | 0 | 0 | 0 | 0 | 0 | 0 | 0 | 0 | 0 | 0 | 0 | 0 | 0 |  |  | Total | 0 | 0 | 0 | -0.024681 | -0.049272 | -0.013863 | -0.021259 | 2.5955 | -0.04952 | -2.6777 | -8.7544 | 0 | 0 | 0 | 0 | 0 | 0 | 0 | 0 | 0 | 0 | 0 | 0 | 0 | 0 | 0 | 0 | 0 | 0 | 0 | 0 | 0
| Firm Rating | 0 | 0 | 0 | 0 | 0 | 0 | 0 |  | 0 | 0 | 0 | 0 | 0 | 0 | 0 | 0 | 0 | 0 | 0 | 0 | 0 | 0 | 0 | 0 | 0 | 0 | 0 | 0 | 0 | 0 | 0 | 0 | 0
| Total Capacity | 0 | 0 | 40 | 40 | 40 | 40 | 40 |  | 40 | 40 | 0 | 0 | 0 | 0 | 0 | 0 | 0 | 0 | 0 | 0 | 0 | 0 | 0 | 0 | 0 | 0 | 0 | 0 | 0 | 0 | 0 | 0 | 0 |  |  | Rozelle 132_33kV Tx1 | 0 | 0 | 0 | 0 | 0 | 0 | 0 | 0 | 0 | 0 | 0 | 0 | 0 | 0 | 0 | 0 | 0 | 0 | 0 | 0 | 0 | 0 | 0 | 0 | 0 | 0 | 0 | 0 | 0 | 0 | 0 | 0
|  | -7 | -6 | -5 | -4 | -3 | -2 | -1 |  | 0 | 1 | 2 | 3 | 4 | 5 | 6 | 7 | 8 | 9 | 10 | 11 | 12 | 13 | 14 | 15 | 16 | 17 | 18 | 19 | 20 | 21 | 22 | 23 | 24 |  |  | Rozelle 132_33kV Tx2 | 0 | 0 | 0 | -0.024681 | -0.049272 | -0.013863 | -0.021259 | 2.5955 | -0.04952 | -2.6777 | -8.7544 | 0 | 0 | 0 | 0 | 0 | 0 | 0 | 0 | 0 | 0 | 0 | 0 | 0 | 0 | 0 | 0 | 0 | 0 | 0 | 0 | 0
| Transformer Loads | [36 empty] | 0 | 0 | 0 | 0 | 0 | 0 | 0 | 0 | 0 | 0 | 0 | 0 | 0 | 0 | 0 | 0 | 0 | 0 | 0 | 0 | 0 | 0 | 0 | 0 | 0 | 0 | 0 | 0 | 0 | 0 | 0 | 0
| Historical Loads | (MW) | [7 empty] | 0: Weather Corrected Forecast Loads; 4: (MW) |  |  |  | 0 | 0 | 0 | 0 | 0 | 0 | 0 | 0 | 0 | 0 | 0 | 0 | 0 | 0 | 0 | 0 | 0 | 0 | 0 | 0 | 0 | 0 | 0 | 0 | 0 | 0 | 0 | 0 | 0 | 0 | 0 | 0
|  | 07/08 | 08/09 | 09/10 | 10/11 | 11/12 | 12/13 | 13/14 |  | 14/15 | 15/16 | 16/17 | 17/18 | 18/19 | 19/20 | 20/21 | 21/22 | 22/23 | 23/24 | 24/25 | 25/26 | 26/27 | 27/28 | 28/29 | 29/30 | 30/31 | 31/32 | 32/33 | 33/34 | 34/35 | 35/36 | 36/37 | 37/38 | 38/39 |  |  |  | 0 | 0 | 0 | 0 | 0 | 0 | 0 | 0 | 0 | 0 | 0 | 0 | 0 | 0 | 0 | 0 | 0 | 0 | 0 | 0 | 0 | 0 | 0 | 0 | 0 | 0 | 0 | 0 | 0 | 0 | 0 | 0
| 0 | [36 empty] | 0 | 0 | 0 | 0 | 0 | 0 | 0 | 0 | 0 | 0 | 0 | 0 | 0 | 0 | 0 | 0 | 0 | 0 | 0 | 0 | 0 | 0 | 0 | 0 | 0 | 0 | 0 | 0 | 0 | 0 | 0 | 0
| Diversity Factor: 0 | [36 empty] | 0 | 0 | 0 | 0 | 0 | 0 | 0 | 0 | 0 | 0 | 0 | 0 | 0 | 0 | 0 | 0 | 0 | 0 | 0 | 0 | 0 | 0 | 0 | 0 | 0 | 0 | 0 | 0 | 0 | 0 | 0 | 0
[38 empty] | 0 | 0 | 0 | 0 | 0 | 0 | 0 | 0 | 0 | 0 | 0 | 0 | 0 | 0 | 0 | 0 | 0 | 0 | 0 | 0 | 0 | 0 | 0 | 0 | 0 | 0 | 0 | 0 | 0 | 0 | 0 | 0
[38 empty] | 0 | 0 | 0 | 0 | 0 | 0 | 0 | 0 | 0 | 0 | 0 | 0 | 0 | 0 | 0 | 0 | 0 | 0 | 0 | 0 | 0 | 0 | 0 | 0 | 0 | 0 | 0 | 0 | 0 | 0 | 0 | 0
| 0 | [36 empty] | 0 | 0 | 0 | 0 | 0 | 0 | 0 | 0 | 0 | 0 | 0 | 0 | 0 | 0 | 0 | 0 | 0 | 0 | 0 | 0 | 0 | 0 | 0 | 0 | 0 | 0 | 0 | 0 | 0 | 0 | 0 | 0
Diversity Factor: 0
[38 empty] | Historical Spots & Transfers | [6 empty] | Forecast Spots & Transfers
[35 empty] | Project Name | From | To | 07/08 | 08/09 | 09/10 | 10/11 | 11/12 | 12/13 | 13/14 | 14/15 | 15/16 | 16/17 | 17/18 | 18/19 | 19/20 | 20/21 | 21/22 | 22/23 | 23/24 | 24/25 | 25/26 | 26/27 | 27/28 | 28/29 | 29/30 | 30/31 | 31/32 | 32/33 | 33/34 | 34/35 | 35/36 | 36/37 | 37/38 | 38/39
| 0 | [33 empty] | Leichhardt 33_11kV Tx2 Spots and Transfers |  | Rozelle 132_33kV Tx1 | 0 | 0 | 0 | 0 | 0 | 0 | 0 | 0 | 0 | 0 | 0 | 0 | 0 | 0 | 0 | 0 | 0 | 0 | 0 | 0 | 0 | 0 | 0 | 0 | 0 | 0 | 0 | 0 | 0 | 0 | 0 | 0
| Diversity Factor: 0 | [33 empty] | Leichhardt 33_11kV Tx2 Spots and Transfers |  | Rozelle 132_33kV Tx2 | 0 | 0 | 0 | -0.024681 | -0.049272 | -0.013863 | -0.021259 | 2.5955 | -0.04952 | -2.6777 | -8.7544 | 0 | 0 | 0 | 0 | 0 | 0 | 0 | 0 | 0 | 0 | 0 | 0 | 0 | 0 | 0 | 0 | 0 | 0 | 0 | 0 | 0
0
Diversity Factor: 0
0
Diversity Factor: 0
0
Diversity Factor: 0
0
Diversity Factor: 0
0
Diversity Factor: 0
0
Diversity Factor: 0
0
Diversity Factor: 0
| Weather Correction and Public Holiday Factors | [8 empty] | Forecast ROG
ROG Justification
| Actual loads for season 13/14 have been weather corrected by the following: | [6 empty] | -12.72% |  | Weighted ROG calculation based on downstream zone substations and customers | [59 empty] | Weighted ROG calculation based on downstream zone substations and customers
1 | 2 | 3 | 4 | 5 | 6 | 7 | 8 | 9 | 10 | 14/15 | 15/16 | 16/17 | 17/18 | 18/19 | 19/20 | 20/21 | 21/22 | 22/23 | 23/24 | 24/25 | 25/26 | 26/27 | 27/28 | 28/29 | 29/30 | 30/31 | 31/32 | 32/33 | 33/34 | 34/35 | 35/36 | 36/37 | 37/38 | 38/39
0.97786 | 0.95621 | 0.9421 | #VALUE! | #VALUE! | #VALUE! | #VALUE! | #VALUE! | #VALUE! | #VALUE! | -2.214% | -2.214% | -1.476%
Substation Load Detail
[7 empty] | Units | 13/14 |  | 14/15 | 15/16 | 16/17 | 17/18 | 18/19 | 19/20 | 20/21 | 21/22 | 22/23 | 23/24 | 24/25 | 25/26 | 26/27 | 27/28 | 28/29 | 29/30 | 30/31 | 31/32 | 32/33 | 33/34 | 34/35 | 35/36 | 36/37 | 37/38 | 38/39
1 | Rozelle 132_33kV | Compensated |  | Load (LV side) |  |  | Amps | 219 |  | 239.8793 | 233.607 | 0 | 0 | 0 | 0 | 0 | 0 | 0 | 0 | 0 | 0 | 0 | 0 | 0 | 0 | 0 | 0 | 0 | 0 | 0 | 0 | 0 | 0 | 0
|  |  |  | Apparent Power |  |  | MVA | 12.5175 |  | 13.7109 | 13.3524 | 0 | 0 | 0 | 0 | 0 | 0 | 0 | 0 | 0 | 0 | 0 | 0 | 0 | 0 | 0 | 0 | 0 | 0 | 0 | 0 | 0 | 0 | 0
|  |  |  | Real Power |  |  | MW | 11.2658 | 9.64 | 12.022 | 11.7063 | 0 | 0 | 0 | 0 | 0 | 0 | 0 | 0 | 0 | 0 | 0 | 0 | 0 | 0 | 0 | 0 | 0 | 0 | 0 | 0 | 0 | 0 | 0
|  |  |  | Reactive Power |  |  | MVAr | 5.4563 |  | 6.5925 | 6.4226 | 0 | 0 | 0 | 0 | 0 | 0 | 0 | 0 | 0 | 0 | 0 | 0 | 0 | 0 | 0 | 0 | 0 | 0 | 0 | 0 | 0 | 0 | 0
|  |  |  | Capacitors In Service |  |  | MVAr | 0 |  | 0 | 0 | 0 | 0 | 0 | 0 | 0 | 0 | 0 | 0 | 0 | 0 | 0 | 0 | 0 | 0 | 0 | 0 | 0 | 0 | 0 | 0 | 0 | 0 | 0
|  |  |  | PF |  |  |  | 0.9 |  | 0.87682 | 0.87672 | 0 | 0 | 0 | 0 | 0 | 0 | 0 | 0 | 0 | 0 | 0 | 0 | 0 | 0 | 0 | 0 | 0 | 0 | 0 | 0 | 0 | 0 | 0
0.82471 | Diversity Factor: 0.82 | Uncompensated |  | Reactive Power |  |  | MVAr | 5.4563 | 4.6689 | 6.5925 | 6.4226 | 0 | 0 | 0 | 0 | 0 | 0 | 0 | 0 | 0 | 0 | 0 | 0 | 0 | 0 | 0 | 0 | 0 | 0 | 0 | 0 | 0 | 0 | 0
|  |  |  | PF |  |  |  | 0.9 |  | 0.87682 | 0.87672 | 0 | 0 | 0 | 0 | 0 | 0 | 0 | 0 | 0 | 0 | 0 | 0 | 0 | 0 | 0 | 0 | 0 | 0 | 0 | 0 | 0 | 0 | 0
[10 empty] | 1 | 2 | 3 | 4 | 5 | 6 | 7 | 8 | 9 | 10 | 11 | 12 | 13 | 14 | 15 | 16 | 17 | 18 | 19 | 20 | 21 | 22 | 23 | 24 | 25
Transformer Load Detail
[7 empty] | Units | 13/14 |  | 14/15 | 15/16 | 16/17 | 17/18 | 18/19 | 19/20 | 20/21 | 21/22 | 22/23 | 23/24 | 24/25 | 25/26 | 26/27 | 27/28 | 28/29 | 29/30 | 30/31 | 31/32 | 32/33 | 33/34 | 34/35 | 35/36 | 36/37 | 37/38 | 38/39
| 0 | Compensated |  | Load (LV side) |  |  | Amps
|  |  |  | Apparent Power |  |  | MVA
|  |  |  | Real Power |  |  | MW
|  |  |  | Reactive Power |  |  | MVAr
|  |  |  | Capacitors In Service |  |  | MVAr
PF
| Zone Div: | Uncompensated |  | Reactive Power |  |  | MVAr
PF
| 0 | Compensated |  | Load (LV side) |  |  | Amps
|  |  |  | Apparent Power |  |  | MVA
|  |  |  | Real Power |  |  | MW
|  |  |  | Reactive Power |  |  | MVAr
|  |  |  | Capacitors In Service |  |  | MVAr
PF
| Zone Div: | Uncompensated |  | Reactive Power |  |  | MVAr
PF
| 0 | Compensated |  | Load (LV side) |  |  | Amps
|  |  |  | Apparent Power |  |  | MVA
|  |  |  | Real Power |  |  | MW
|  |  |  | Reactive Power |  |  | MVAr
|  |  |  | Capacitors In Service |  |  | MVAr
PF
| Zone Div: | Uncompensated |  | Reactive Power |  |  | MVAr
PF
| 0 | Compensated |  | Load (LV side) |  |  | Amps
|  |  |  | Apparent Power |  |  | MVA
|  |  |  | Real Power |  |  | MW
|  |  |  | Reactive Power |  |  | MVAr
|  |  |  | Capacitors In Service |  |  | MVAr
PF
| Zone Div: | Uncompensated |  | Reactive Power |  |  | MVAr
PF
| 0 | Compensated |  | Load (LV side) |  |  | Amps
|  |  |  | Apparent Power |  |  | MVA
|  |  |  | Real Power |  |  | MW
|  |  |  | Reactive Power |  |  | MVAr
|  |  |  | Capacitors In Service |  |  | MVAr
PF
| Zone Div: | Uncompensated |  | Reactive Power |  |  | MVAr
PF
| 0 | Compensated |  | Load (LV side) |  |  | Amps
|  |  |  | Apparent Power |  |  | MVA
|  |  |  | Real Power |  |  | MW
|  |  |  | Reactive Power |  |  | MVAr
|  |  |  | Capacitors In Service |  |  | MVAr
PF
| Zone Div: | Uncompensated |  | Reactive Power |  |  | MVAr
PF
| 0 | Compensated |  | Load (LV side) |  |  | Amps
|  |  |  | Apparent Power |  |  | MVA
|  |  |  | Real Power |  |  | MW
|  |  |  | Reactive Power |  |  | MVAr
|  |  |  | Capacitors In Service |  |  | MVAr
PF
| Zone Div: | Uncompensated |  | Reactive Power |  |  | MVAr
PF
| 0 | Compensated |  | Load (LV side) |  |  | Amps
|  |  |  | Apparent Power |  |  | MVA
|  |  |  | Real Power |  |  | MW
|  |  |  | Reactive Power |  |  | MVAr
|  |  |  | Capacitors In Service |  |  | MVAr
PF
| Zone Div: | Uncompensated |  | Reactive Power |  |  | MVAr
PF
| 0 | Compensated |  | Load (LV side) |  |  | Amps
|  |  |  | Apparent Power |  |  | MVA
|  |  |  | Real Power |  |  | MW
|  |  |  | Reactive Power |  |  | MVAr
|  |  |  | Capacitors In Service |  |  | MVAr
PF
| Zone Div: | Uncompensated |  | Reactive Power |  |  | MVAr
PF
| 0 | Compensated |  | Load (LV side) |  |  | Amps
|  |  |  | Apparent Power |  |  | MVA
|  |  |  | Real Power |  |  | MW
|  |  |  | Reactive Power |  |  | MVAr
|  |  |  | Capacitors In Service |  |  | MVAr
PF
| Zone Div: | Uncompensated |  | Reactive Power |  |  | MVAr
PF

## Strathfield 132_33kV
| Strathfield 132_33kV | [16 empty] | 2015 | SUMMER
| Substation Total Loads | [33 empty] | Spots & Transfers Detail
| Historical Loads | (MW) | [7 empty] | Weather Corrected Forecast Loads |  |  |  | (MW) | [20 empty] | Spots & Transfers Summary | (MW) |  | Historical Spots & Transfers | [6 empty] | Forecast Spots & Transfers
|  | 07/08 | 08/09 | 09/10 | 10/11 | 11/12 | 12/13 | 13/14 |  | 14/15 | 15/16 | 16/17 | 17/18 | 18/19 | 19/20 | 20/21 | 21/22 | 22/23 | 23/24 | 24/25 | 25/26 | 26/27 | 27/28 | 28/29 | 29/30 | 30/31 | 31/32 | 32/33 | 33/34 | 34/35 | 35/36 | 36/37 | 37/38 | 38/39 |  |  |  | 07/08 | 08/09 | 09/10 | 10/11 | 11/12 | 12/13 | 13/14 | 14/15 | 15/16 | 16/17 | 17/18 | 18/19 | 19/20 | 20/21 | 21/22 | 22/23 | 23/24 | 24/25 | 25/26 | 26/27 | 27/28 | 28/29 | 29/30 | 30/31 | 31/32 | 32/33 | 33/34 | 34/35 | 35/36 | 36/37 | 37/38 | 38/39
| Total | 54.8 | 56.4 | 54.8 | 43.4537 | 45.8513 | 50.3897 | 51.1204 |  | 51.2912 | 50.8196 | 50.5226 | 30.3482 | 30.3482 | 30.3482 | 30.3482 | 30.3482 | 30.3482 | 30.3482 | 30.3482 | 30.3482 | 30.3482 | 30.3482 | 30.3482 | 30.3482 | 30.3482 | 30.3482 | 30.3482 | 30.3482 | 30.3482 | 30.3482 | 30.3482 | 30.3482 | 30.3482 |  |  | Total | 0 | 0 | -2.9008 | -0.056878 | 2.3742 | 3.4923 | -0.048991 | 1.0312 | -0.11412 | -0.080516 | -20.1744 | 0 | 0 | 0 | 0 | 0 | 0 | 0 | 0 | 0 | 0 | 0 | 0 | 0 | 0 | 0 | 0 | 0 | 0 | 0 | 0 | 0
| Firm Rating | 68 | 68 | 68 | 68 | 68 | 68.59 | 68.59 |  | 68.59 | 68.59 | 68.59 | 68.59 | 68.59 | 68.59 | 68.59 | 68.59 | 68.59 | 68.59 | 68.59 | 68.59 | 68.59 | 68.59 | 68.59 | 68.59 | 68.59 | 68.59 | 68.59 | 68.59 | 68.59 | 68.59 | 68.59 | 68.59 | 68.59
| Total Capacity | 0 | 0 | 130 | 130 | 130 | 130 | 130 |  | 130 | 130 | 130 | 130 | 130 | 130 | 130 | 130 | 130 | 130 | 130 | 130 | 130 | 130 | 130 | 130 | 130 | 130 | 130 | 130 | 130 | 130 | 130 | 130 | 130 |  |  | Strathfield 132_33kV Tx1 | 0 | 0 | -1.6722 | -0.032788 | 1.3686 | 2.0132 | -0.028242 | 0.59443 | -0.065786 | -0.046415 | -11.6299 | 0 | 0 | 0 | 0 | 0 | 0 | 0 | 0 | 0 | 0 | 0 | 0 | 0 | 0 | 0 | 0 | 0 | 0 | 0 | 0 | 0
|  | -7 | -6 | -5 | -4 | -3 | -2 | -1 |  | 0 | 1 | 2 | 3 | 4 | 5 | 6 | 7 | 8 | 9 | 10 | 11 | 12 | 13 | 14 | 15 | 16 | 17 | 18 | 19 | 20 | 21 | 22 | 23 | 24 |  |  | Strathfield 132_33kV Tx2 | 0 | 0 | -1.2286 | -0.024089 | 1.0055 | 1.4791 | -0.020749 | 0.43673 | -0.048332 | -0.034101 | -8.5444 | 0 | 0 | 0 | 0 | 0 | 0 | 0 | 0 | 0 | 0 | 0 | 0 | 0 | 0 | 0 | 0 | 0 | 0 | 0 | 0 | 0
| Transformer Loads | [36 empty] | 0 | 0 | 0 | 0 | 0 | 0 | 0 | 0 | 0 | 0 | 0 | 0 | 0 | 0 | 0 | 0 | 0 | 0 | 0 | 0 | 0 | 0 | 0 | 0 | 0 | 0 | 0 | 0 | 0 | 0 | 0 | 0
| Historical Loads | (MW) | [7 empty] | 0: Weather Corrected Forecast Loads; 4: (MW) |  |  |  | 0 | 0 | 0 | 0 | 0 | 0 | 0 | 0 | 0 | 0 | 0 | 0 | 0 | 0 | 0 | 0 | 0 | 0 | 0 | 0 | 0 | 0 | 0 | 0 | 0 | 0 | 0 | 0 | 0 | 0 | 0 | 0
|  | 07/08 | 08/09 | 09/10 | 10/11 | 11/12 | 12/13 | 13/14 |  | 14/15 | 15/16 | 16/17 | 17/18 | 18/19 | 19/20 | 20/21 | 21/22 | 22/23 | 23/24 | 24/25 | 25/26 | 26/27 | 27/28 | 28/29 | 29/30 | 30/31 | 31/32 | 32/33 | 33/34 | 34/35 | 35/36 | 36/37 | 37/38 | 38/39 |  |  |  | 0 | 0 | 0 | 0 | 0 | 0 | 0 | 0 | 0 | 0 | 0 | 0 | 0 | 0 | 0 | 0 | 0 | 0 | 0 | 0 | 0 | 0 | 0 | 0 | 0 | 0 | 0 | 0 | 0 | 0 | 0 | 0
| 0 | [36 empty] | 0 | 0 | 0 | 0 | 0 | 0 | 0 | 0 | 0 | 0 | 0 | 0 | 0 | 0 | 0 | 0 | 0 | 0 | 0 | 0 | 0 | 0 | 0 | 0 | 0 | 0 | 0 | 0 | 0 | 0 | 0 | 0
| Diversity Factor: 0 | [36 empty] | 0 | 0 | 0 | 0 | 0 | 0 | 0 | 0 | 0 | 0 | 0 | 0 | 0 | 0 | 0 | 0 | 0 | 0 | 0 | 0 | 0 | 0 | 0 | 0 | 0 | 0 | 0 | 0 | 0 | 0 | 0 | 0
[38 empty] | 0 | 0 | 0 | 0 | 0 | 0 | 0 | 0 | 0 | 0 | 0 | 0 | 0 | 0 | 0 | 0 | 0 | 0 | 0 | 0 | 0 | 0 | 0 | 0 | 0 | 0 | 0 | 0 | 0 | 0 | 0 | 0
[38 empty] | 0 | 0 | 0 | 0 | 0 | 0 | 0 | 0 | 0 | 0 | 0 | 0 | 0 | 0 | 0 | 0 | 0 | 0 | 0 | 0 | 0 | 0 | 0 | 0 | 0 | 0 | 0 | 0 | 0 | 0 | 0 | 0
| 0 | [36 empty] | 0 | 0 | 0 | 0 | 0 | 0 | 0 | 0 | 0 | 0 | 0 | 0 | 0 | 0 | 0 | 0 | 0 | 0 | 0 | 0 | 0 | 0 | 0 | 0 | 0 | 0 | 0 | 0 | 0 | 0 | 0 | 0
Diversity Factor: 0
[38 empty] | Historical Spots & Transfers | [6 empty] | Forecast Spots & Transfers
[35 empty] | Project Name | From | To | 07/08 | 08/09 | 09/10 | 10/11 | 11/12 | 12/13 | 13/14 | 14/15 | 15/16 | 16/17 | 17/18 | 18/19 | 19/20 | 20/21 | 21/22 | 22/23 | 23/24 | 24/25 | 25/26 | 26/27 | 27/28 | 28/29 | 29/30 | 30/31 | 31/32 | 32/33 | 33/34 | 34/35 | 35/36 | 36/37 | 37/38 | 38/39
| 0 | [33 empty] | Leichhardt 33_11kV Tx3 Spots and Transfers |  | Strathfield 132_33kV Tx1 | 0 | 0 | -1.6722 | -0.029631 | 1.3749 | 0.97619 | -0.025522 | 0.60049 | -0.05945 | -0.041945 | -10.5099 | 0 | 0 | 0 | 0 | 0 | 0 | 0 | 0 | 0 | 0 | 0 | 0 | 0 | 0 | 0 | 0 | 0 | 0 | 0 | 0 | 0
| Diversity Factor: 0 | [33 empty] | Leichhardt 33_11kV Tx3 Spots and Transfers |  | Strathfield 132_33kV Tx2 | 0 | 0 | -1.2286 | -0.021769 | 1.0102 | 0.7172 | -0.018751 | 0.44118 | -0.043677 | -0.030817 | -7.7215 | 0 | 0 | 0 | 0 | 0 | 0 | 0 | 0 | 0 | 0 | 0 | 0 | 0 | 0 | 0 | 0 | 0 | 0 | 0 | 0 | 0
[35 empty] | Leichhardt 33_11kV Tx4 Spots and Transfers |  | Strathfield 132_33kV Tx1 | 0 | 0 | 0 | -0.0031578 | -0.006304 | 1.037 | -0.00272 | -0.0060539 | -0.0063358 | -0.0044702 | -1.1201 | 0 | 0 | 0 | 0 | 0 | 0 | 0 | 0 | 0 | 0 | 0 | 0 | 0 | 0 | 0 | 0 | 0 | 0 | 0 | 0 | 0
[35 empty] | Leichhardt 33_11kV Tx4 Spots and Transfers |  | Strathfield 132_33kV Tx2 | 0 | 0 | 0 | -0.00232 | -0.0046315 | 0.7619 | -0.0019984 | -0.0044478 | -0.0046549 | -0.0032842 | -0.82291 | 0 | 0 | 0 | 0 | 0 | 0 | 0 | 0 | 0 | 0 | 0 | 0 | 0 | 0 | 0 | 0 | 0 | 0 | 0 | 0 | 0
0
Diversity Factor: 0
0
Diversity Factor: 0
0
Diversity Factor: 0
0
Diversity Factor: 0
0
Diversity Factor: 0
0
Diversity Factor: 0
0
Diversity Factor: 0
| Weather Correction and Public Holiday Factors | [8 empty] | Forecast ROG
ROG Justification
| Actual loads for season 13/14 have been weather corrected by the following: | [6 empty] | 1.532% |  | Weighted ROG calculation based on downstream zone substations and customers | [59 empty] | Weighted ROG calculation based on downstream zone substations and customers
1 | 2 | 3 | 4 | 5 | 6 | 7 | 8 | 9 | 10 | 14/15 | 15/16 | 16/17 | 17/18 | 18/19 | 19/20 | 20/21 | 21/22 | 22/23 | 23/24 | 24/25 | 25/26 | 26/27 | 27/28 | 28/29 | 29/30 | 30/31 | 31/32 | 32/33 | 33/34 | 34/35 | 35/36 | 36/37 | 37/38 | 38/39
0.99289 | 0.98597 | 0.98177 | 0.98177 | 0.98177 | 0.98177 | 0.98177 | 0.98177 | 0.98177 | 0.98177 | -0.711% | -0.697% | -0.426% | 0% | 0% | 0% | 0% | 0% | 0% | 0% | 0% | 0% | 0% | 0% | 0% | 0% | 0% | 0% | 0% | 0% | 0% | 0% | 0% | 0% | 0%
Substation Load Detail
[7 empty] | Units | 13/14 |  | 14/15 | 15/16 | 16/17 | 17/18 | 18/19 | 19/20 | 20/21 | 21/22 | 22/23 | 23/24 | 24/25 | 25/26 | 26/27 | 27/28 | 28/29 | 29/30 | 30/31 | 31/32 | 32/33 | 33/34 | 34/35 | 35/36 | 36/37 | 37/38 | 38/39
1 | Strathfield 132_33kV | Compensated |  | Load (LV side) |  |  | Amps | 907 |  | 910.653 | 902.2802 | 897.0073 | 538.9199 | 538.9199 | 538.9199 | 538.9199 | 538.9199 | 538.9199 | 538.9199 | 538.9199 | 538.9199 | 538.9199 | 538.9199 | 538.9199 | 538.9199 | 538.9199 | 538.9199 | 538.9199 | 538.9199 | 538.9199 | 538.9199 | 538.9199 | 538.9199 | 538.9199
|  |  |  | Apparent Power |  |  | MVA | 51.8631 |  | 52.0508 | 51.5722 | 51.2709 | 30.8034 | 30.8034 | 30.8034 | 30.8034 | 30.8034 | 30.8034 | 30.8034 | 30.8034 | 30.8034 | 30.8034 | 30.8034 | 30.8034 | 30.8034 | 30.8034 | 30.8034 | 30.8034 | 30.8034 | 30.8034 | 30.8034 | 30.8034 | 30.8034 | 30.8034
|  |  |  | Real Power |  |  | MW | 51.1204 | 50.62 | 51.2912 | 50.8196 | 50.5226 | 30.3482 | 30.3482 | 30.3482 | 30.3482 | 30.3482 | 30.3482 | 30.3482 | 30.3482 | 30.3482 | 30.3482 | 30.3482 | 30.3482 | 30.3482 | 30.3482 | 30.3482 | 30.3482 | 30.3482 | 30.3482 | 30.3482 | 30.3482 | 30.3482 | 30.3482
|  |  |  | Reactive Power |  |  | MVAr | 8.7455 |  | 8.8597 | 8.7784 | 8.7272 | 5.2759 | 5.2759 | 5.2759 | 5.2759 | 5.2759 | 5.2759 | 5.2759 | 5.2759 | 5.2759 | 5.2759 | 5.2759 | 5.2759 | 5.2759 | 5.2759 | 5.2759 | 5.2759 | 5.2759 | 5.2759 | 5.2759 | 5.2759 | 5.2759 | 5.2759
|  |  |  | Capacitors In Service |  |  | MVAr | 0 |  | 0 | 0 | 0 | 0 | 0 | 0 | 0 | 0 | 0 | 0 | 0 | 0 | 0 | 0 | 0 | 0 | 0 | 0 | 0 | 0 | 0 | 0 | 0 | 0 | 0
|  |  |  | PF |  |  |  | 0.98568 |  | 0.98541 | 0.98541 | 0.98541 | 0.98522 | 0.98522 | 0.98522 | 0.98522 | 0.98522 | 0.98522 | 0.98522 | 0.98522 | 0.98522 | 0.98522 | 0.98522 | 0.98522 | 0.98522 | 0.98522 | 0.98522 | 0.98522 | 0.98522 | 0.98522 | 0.98522 | 0.98522 | 0.98522 | 0.98522
0.83012 | Diversity Factor: 0.83 | Uncompensated |  | Reactive Power |  |  | MVAr | 8.7455 | 8.6599 | 8.8597 | 8.7784 | 8.7272 | 5.2759 | 5.2759 | 5.2759 | 5.2759 | 5.2759 | 5.2759 | 5.2759 | 5.2759 | 5.2759 | 5.2759 | 5.2759 | 5.2759 | 5.2759 | 5.2759 | 5.2759 | 5.2759 | 5.2759 | 5.2759 | 5.2759 | 5.2759 | 5.2759 | 5.2759
|  |  |  | PF |  |  |  | 0.98568 |  | 0.98541 | 0.98541 | 0.98541 | 0.98522 | 0.98522 | 0.98522 | 0.98522 | 0.98522 | 0.98522 | 0.98522 | 0.98522 | 0.98522 | 0.98522 | 0.98522 | 0.98522 | 0.98522 | 0.98522 | 0.98522 | 0.98522 | 0.98522 | 0.98522 | 0.98522 | 0.98522 | 0.98522 | 0.98522
[10 empty] | 1 | 2 | 3 | 4 | 5 | 6 | 7 | 8 | 9 | 10 | 11 | 12 | 13 | 14 | 15 | 16 | 17 | 18 | 19 | 20 | 21 | 22 | 23 | 24 | 25
Transformer Load Detail
[7 empty] | Units | 13/14 |  | 14/15 | 15/16 | 16/17 | 17/18 | 18/19 | 19/20 | 20/21 | 21/22 | 22/23 | 23/24 | 24/25 | 25/26 | 26/27 | 27/28 | 28/29 | 29/30 | 30/31 | 31/32 | 32/33 | 33/34 | 34/35 | 35/36 | 36/37 | 37/38 | 38/39
| 0 | Compensated |  | Load (LV side) |  |  | Amps
|  |  |  | Apparent Power |  |  | MVA
|  |  |  | Real Power |  |  | MW
|  |  |  | Reactive Power |  |  | MVAr
|  |  |  | Capacitors In Service |  |  | MVAr
PF
| Zone Div: | Uncompensated |  | Reactive Power |  |  | MVAr
PF
| 0 | Compensated |  | Load (LV side) |  |  | Amps
|  |  |  | Apparent Power |  |  | MVA
|  |  |  | Real Power |  |  | MW
|  |  |  | Reactive Power |  |  | MVAr
|  |  |  | Capacitors In Service |  |  | MVAr
PF
| Zone Div: | Uncompensated |  | Reactive Power |  |  | MVAr
PF
| 0 | Compensated |  | Load (LV side) |  |  | Amps
|  |  |  | Apparent Power |  |  | MVA
|  |  |  | Real Power |  |  | MW
|  |  |  | Reactive Power |  |  | MVAr
|  |  |  | Capacitors In Service |  |  | MVAr
PF
| Zone Div: | Uncompensated |  | Reactive Power |  |  | MVAr
PF
| 0 | Compensated |  | Load (LV side) |  |  | Amps
|  |  |  | Apparent Power |  |  | MVA
|  |  |  | Real Power |  |  | MW
|  |  |  | Reactive Power |  |  | MVAr
|  |  |  | Capacitors In Service |  |  | MVAr
PF
| Zone Div: | Uncompensated |  | Reactive Power |  |  | MVAr
PF
| 0 | Compensated |  | Load (LV side) |  |  | Amps
|  |  |  | Apparent Power |  |  | MVA
|  |  |  | Real Power |  |  | MW
|  |  |  | Reactive Power |  |  | MVAr
|  |  |  | Capacitors In Service |  |  | MVAr
PF
| Zone Div: | Uncompensated |  | Reactive Power |  |  | MVAr
PF
| 0 | Compensated |  | Load (LV side) |  |  | Amps
|  |  |  | Apparent Power |  |  | MVA
|  |  |  | Real Power |  |  | MW
|  |  |  | Reactive Power |  |  | MVAr
|  |  |  | Capacitors In Service |  |  | MVAr
PF
| Zone Div: | Uncompensated |  | Reactive Power |  |  | MVAr
PF
| 0 | Compensated |  | Load (LV side) |  |  | Amps
|  |  |  | Apparent Power |  |  | MVA
|  |  |  | Real Power |  |  | MW
|  |  |  | Reactive Power |  |  | MVAr
|  |  |  | Capacitors In Service |  |  | MVAr
PF
| Zone Div: | Uncompensated |  | Reactive Power |  |  | MVAr
PF
| 0 | Compensated |  | Load (LV side) |  |  | Amps
|  |  |  | Apparent Power |  |  | MVA
|  |  |  | Real Power |  |  | MW
|  |  |  | Reactive Power |  |  | MVAr
|  |  |  | Capacitors In Service |  |  | MVAr
PF
| Zone Div: | Uncompensated |  | Reactive Power |  |  | MVAr
PF
| 0 | Compensated |  | Load (LV side) |  |  | Amps
|  |  |  | Apparent Power |  |  | MVA
|  |  |  | Real Power |  |  | MW
|  |  |  | Reactive Power |  |  | MVAr
|  |  |  | Capacitors In Service |  |  | MVAr
PF
| Zone Div: | Uncompensated |  | Reactive Power |  |  | MVAr
PF
| 0 | Compensated |  | Load (LV side) |  |  | Amps
|  |  |  | Apparent Power |  |  | MVA
|  |  |  | Real Power |  |  | MW
|  |  |  | Reactive Power |  |  | MVAr
|  |  |  | Capacitors In Service |  |  | MVAr
PF
| Zone Div: | Uncompensated |  | Reactive Power |  |  | MVAr
PF

## Surry Hills 132_33kV
| Surry Hills 132_33kV | [16 empty] | 2015 | SUMMER
| Substation Total Loads | [33 empty] | Spots & Transfers Detail
| Historical Loads | (MW) | [7 empty] | Weather Corrected Forecast Loads |  |  |  | (MW) | [20 empty] | Spots & Transfers Summary | (MW) |  | Historical Spots & Transfers | [6 empty] | Forecast Spots & Transfers
|  | 07/08 | 08/09 | 09/10 | 10/11 | 11/12 | 12/13 | 13/14 |  | 14/15 | 15/16 | 16/17 | 17/18 | 18/19 | 19/20 | 20/21 | 21/22 | 22/23 | 23/24 | 24/25 | 25/26 | 26/27 | 27/28 | 28/29 | 29/30 | 30/31 | 31/32 | 32/33 | 33/34 | 34/35 | 35/36 | 36/37 | 37/38 | 38/39 |  |  |  | 07/08 | 08/09 | 09/10 | 10/11 | 11/12 | 12/13 | 13/14 | 14/15 | 15/16 | 16/17 | 17/18 | 18/19 | 19/20 | 20/21 | 21/22 | 22/23 | 23/24 | 24/25 | 25/26 | 26/27 | 27/28 | 28/29 | 29/30 | 30/31 | 31/32 | 32/33 | 33/34 | 34/35 | 35/36 | 36/37 | 37/38 | 38/39
| Total | 218.5919 | 218.016 | 231.2639 | 235.584 | 216.8639 | 211.1819 | 181.2389 |  | 158.0543 | 155.9847 | 152.2843 | 150.4332 | 149.7789 | 150.0295 | 151.7376 | 154.1592 | 156.2973 | 158.5144 | 160.2547 | 162.5717 | 164.8706 | 167.608 | 170.5745 | 173.4772 | 176.2664 | 179.1054 | 181.9948 | 184.9352 | 187.9273 | 190.9718 | 194.0693 | 197.2207 | 200.4265 |  |  | Total | 0 | 0 | 0 | 0.93804 | -0.10476 | -11.2538 | 1.1875 | -36.9433 | 2.0019 | -1.0362 | -0.55522 | -0.65433 | 0.25063 | 1.7081 | 2.4216 | 2.1381 | 2.2171 | 1.7403 | 2.3169 | 2.2989 | 2.7374 | 2.9665 | 2.9027 | 2.7892 | 2.839 | 2.8894 | 2.9404 | 2.9921 | 3.0445 | 3.0976 | 3.1513 | 3.2058
| Firm Rating | 330 | 330 | 330 | 330 | 330 | 346.72 | 346.72 |  | 346.72 | 346.72 | 346.72 | 346.72 | 346.72 | 346.72 | 346.72 | 346.72 | 346.72 | 346.72 | 346.72 | 346.72 | 346.72 | 346.72 | 346.72 | 346.72 | 346.72 | 346.72 | 346.72 | 346.72 | 346.72 | 346.72 | 346.72 | 346.72 | 346.72
| Total Capacity | 0 | 0 | 350 | 350 | 350 | 466 | 466 |  | 466 | 466 | 466 | 466 | 466 | 466 | 466 | 466 | 466 | 466 | 466 | 466 | 466 | 466 | 466 | 466 | 466 | 466 | 466 | 466 | 466 | 466 | 466 | 466 | 466 |  |  | Surry Hills 132_33kV Tx1 | 0 | 0 | 0 | 0 | 0 | 0 | 0 | 0 | 0 | 0 | 0 | 0 | 0 | 0 | 0 | 0 | 0 | 0 | 0 | 0 | 0 | 0 | 0 | 0 | 0 | 0 | 0 | 0 | 0 | 0 | 0 | 0
|  | -7 | -6 | -5 | -4 | -3 | -2 | -1 |  | 0 | 1 | 2 | 3 | 4 | 5 | 6 | 7 | 8 | 9 | 10 | 11 | 12 | 13 | 14 | 15 | 16 | 17 | 18 | 19 | 20 | 21 | 22 | 23 | 24 |  |  | Surry Hills 132_33kV Tx2 | 0 | 0 | 0 | 0.32949 | -0.036795 | -3.9529 | 0.41712 | -12.9763 | 0.70316 | -0.36395 | -0.19502 | -0.22983 | 0.088033 | 0.59997 | 0.85057 | 0.75101 | 0.77876 | 0.61128 | 0.81382 | 0.8075 | 0.9615 | 1.042 | 1.0196 | 0.97971 | 0.99718 | 1.0149 | 1.0328 | 1.051 | 1.0694 | 1.088 | 1.1069 | 1.126
| Transformer Loads | [35 empty] | Surry Hills 132_33kV Tx3 | 0 | 0 | 0 | 0.29648 | -0.033109 | -3.5568 | 0.37533 | -11.6763 | 0.63272 | -0.32749 | -0.17548 | -0.20681 | 0.079213 | 0.53987 | 0.76535 | 0.67577 | 0.70074 | 0.55004 | 0.73229 | 0.7266 | 0.86517 | 0.93758 | 0.91743 | 0.88157 | 0.89728 | 0.91321 | 0.92934 | 0.94568 | 0.96224 | 0.97901 | 0.99601 | 1.0132
| Historical Loads | (MW) | [7 empty] | 0: Weather Corrected Forecast Loads; 4: (MW) |  |  | Surry Hills 132_33kV Tx4 | 0 | 0 | 0 | 0.31208 | -0.034852 | -3.7441 | 0.39508 | -12.2908 | 0.66602 | -0.34473 | -0.18472 | -0.21769 | 0.083383 | 0.56828 | 0.80564 | 0.71134 | 0.73762 | 0.57899 | 0.77083 | 0.76484 | 0.91071 | 0.98693 | 0.96571 | 0.92796 | 0.94451 | 0.96127 | 0.97825 | 0.99546 | 1.0129 | 1.0305 | 1.0484 | 1.0665
|  | 07/08 | 08/09 | 09/10 | 10/11 | 11/12 | 12/13 | 13/14 |  | 14/15 | 15/16 | 16/17 | 17/18 | 18/19 | 19/20 | 20/21 | 21/22 | 22/23 | 23/24 | 24/25 | 25/26 | 26/27 | 27/28 | 28/29 | 29/30 | 30/31 | 31/32 | 32/33 | 33/34 | 34/35 | 35/36 | 36/37 | 37/38 | 38/39 |  |  |  | 0 | 0 | 0 | 0 | 0 | 0 | 0 | 0 | 0 | 0 | 0 | 0 | 0 | 0 | 0 | 0 | 0 | 0 | 0 | 0 | 0 | 0 | 0 | 0 | 0 | 0 | 0 | 0 | 0 | 0 | 0 | 0
| 0 | [36 empty] | 0 | 0 | 0 | 0 | 0 | 0 | 0 | 0 | 0 | 0 | 0 | 0 | 0 | 0 | 0 | 0 | 0 | 0 | 0 | 0 | 0 | 0 | 0 | 0 | 0 | 0 | 0 | 0 | 0 | 0 | 0 | 0
| Diversity Factor: 0 | [36 empty] | 0 | 0 | 0 | 0 | 0 | 0 | 0 | 0 | 0 | 0 | 0 | 0 | 0 | 0 | 0 | 0 | 0 | 0 | 0 | 0 | 0 | 0 | 0 | 0 | 0 | 0 | 0 | 0 | 0 | 0 | 0 | 0
[38 empty] | 0 | 0 | 0 | 0 | 0 | 0 | 0 | 0 | 0 | 0 | 0 | 0 | 0 | 0 | 0 | 0 | 0 | 0 | 0 | 0 | 0 | 0 | 0 | 0 | 0 | 0 | 0 | 0 | 0 | 0 | 0 | 0
[38 empty] | 0 | 0 | 0 | 0 | 0 | 0 | 0 | 0 | 0 | 0 | 0 | 0 | 0 | 0 | 0 | 0 | 0 | 0 | 0 | 0 | 0 | 0 | 0 | 0 | 0 | 0 | 0 | 0 | 0 | 0 | 0 | 0
| 0 | [36 empty] | 0 | 0 | 0 | 0 | 0 | 0 | 0 | 0 | 0 | 0 | 0 | 0 | 0 | 0 | 0 | 0 | 0 | 0 | 0 | 0 | 0 | 0 | 0 | 0 | 0 | 0 | 0 | 0 | 0 | 0 | 0 | 0
Diversity Factor: 0
[38 empty] | Historical Spots & Transfers | [6 empty] | Forecast Spots & Transfers
[35 empty] | Project Name | From | To | 07/08 | 08/09 | 09/10 | 10/11 | 11/12 | 12/13 | 13/14 | 14/15 | 15/16 | 16/17 | 17/18 | 18/19 | 19/20 | 20/21 | 21/22 | 22/23 | 23/24 | 24/25 | 25/26 | 26/27 | 27/28 | 28/29 | 29/30 | 30/31 | 31/32 | 32/33 | 33/34 | 34/35 | 35/36 | 36/37 | 37/38 | 38/39
| 0 | [33 empty] | City East 33_11kV Spots and Transfers |  | Surry Hills 132_33kV Tx2 | 0 | 0 | 0 | 0 | 0 | 0 | 0 | 0.084167 | 0.093038 | -0.082937 | -0.071193 | -0.087686 | -0.015122 | 0.089766 | 0.15814 | 0.14014 | 0.14116 | 0.096844 | 0.14145 | 0.13795 | 0.1755 | 0.19354 | 0.18687 | 0.17442 | 0.17695 | 0.1795 | 0.18209 | 0.1847 | 0.18735 | 0.19002 | 0.19273 | 0.19548
| Diversity Factor: 0 | [33 empty] | City East 33_11kV Spots and Transfers |  | Surry Hills 132_33kV Tx3 | 0 | 0 | 0 | 0 | 0 | 0 | 0 | 0.075735 | 0.083717 | -0.074628 | -0.064061 | -0.078902 | -0.013607 | 0.080773 | 0.14229 | 0.1261 | 0.12702 | 0.087142 | 0.12728 | 0.12413 | 0.15792 | 0.17416 | 0.16815 | 0.15695 | 0.15922 | 0.16152 | 0.16384 | 0.1662 | 0.16858 | 0.17099 | 0.17343 | 0.17589
[35 empty] | City East 33_11kV Spots and Transfers |  | Surry Hills 132_33kV Tx4 | 0 | 0 | 0 | 0 | 0 | 0 | 0 | 0.079721 | 0.088123 | -0.078556 | -0.067432 | -0.083054 | -0.014323 | 0.085024 | 0.14978 | 0.13273 | 0.1337 | 0.091729 | 0.13398 | 0.13066 | 0.16623 | 0.18332 | 0.177 | 0.16521 | 0.1676 | 0.17002 | 0.17247 | 0.17494 | 0.17745 | 0.17999 | 0.18255 | 0.18515
[35 empty] | Darlinghurst 33_11kV Spots and Transfers |  | Surry Hills 132_33kV Tx2 | 0 | 0 | 0 | -0.003002 | -0.013978 | -0.0078568 | -0.017794 | 0.17059 | -0.17517 | -0.13715 | -0.076698 | -0.086722 | 0.023814 | 0.19494 | 0.27915 | 0.24596 | 0.25617 | 0.19956 | 0.26743 | 0.26531 | 0.31685 | 0.34379 | 0.33627 | 0.32294 | 0.32879 | 0.33471 | 0.34071 | 0.34679 | 0.35294 | 0.35918 | 0.3655 | 0.3719
| 0 | [33 empty] | Darlinghurst 33_11kV Spots and Transfers |  | Surry Hills 132_33kV Tx3 | 0 | 0 | 0 | -0.0027013 | -0.012578 | -0.0070697 | -0.016012 | 0.1535 | -0.15762 | -0.12341 | -0.069014 | -0.078034 | 0.021428 | 0.17541 | 0.25119 | 0.22132 | 0.23051 | 0.17957 | 0.24064 | 0.23873 | 0.2851 | 0.30934 | 0.30259 | 0.29059 | 0.29585 | 0.30118 | 0.30657 | 0.31204 | 0.31758 | 0.3232 | 0.32888 | 0.33465
| Diversity Factor: 0 | [33 empty] | Darlinghurst 33_11kV Spots and Transfers |  | Surry Hills 132_33kV Tx4 | 0 | 0 | 0 | -0.0028434 | -0.01324 | -0.0074418 | -0.016854 | 0.16158 | -0.16591 | -0.12991 | -0.072646 | -0.082141 | 0.022556 | 0.18464 | 0.26441 | 0.23297 | 0.24264 | 0.18902 | 0.2533 | 0.2513 | 0.30011 | 0.32563 | 0.31851 | 0.30588 | 0.31142 | 0.31703 | 0.32271 | 0.32847 | 0.3343 | 0.34021 | 0.34619 | 0.35226
[35 empty] | Graving Dock No 1 33_11kV Spots and Transfers |  | Surry Hills 132_33kV Tx2 | 0 | 0 | 0 | 0 | 0 | 0 | 0 | 0 | 0 | 0 | 0 | 0 | 0 | 0 | 0 | 0 | 0 | 0 | 0 | 0 | 0 | 0 | 0 | 0 | 0 | 0 | 0 | 0 | 0 | 0 | 0 | 0
[35 empty] | Graving Dock No 1 33_11kV Spots and Transfers |  | Surry Hills 132_33kV Tx3 | 0 | 0 | 0 | 0 | 0 | 0 | 0 | 0 | 0 | 0 | 0 | 0 | 0 | 0 | 0 | 0 | 0 | 0 | 0 | 0 | 0 | 0 | 0 | 0 | 0 | 0 | 0 | 0 | 0 | 0 | 0 | 0
| 0 | [33 empty] | Graving Dock No 1 33_11kV Spots and Transfers |  | Surry Hills 132_33kV Tx4 | 0 | 0 | 0 | 0 | 0 | 0 | 0 | 0 | 0 | 0 | 0 | 0 | 0 | 0 | 0 | 0 | 0 | 0 | 0 | 0 | 0 | 0 | 0 | 0 | 0 | 0 | 0 | 0 | 0 | 0 | 0 | 0
| Diversity Factor: 0 | [33 empty] | Graving Dock No 2 33_11kV Spots and Transfers |  | Surry Hills 132_33kV Tx2 | 0 | 0 | 0 | 0 | 0 | 0 | 0 | 0 | 0 | 0 | 0 | 0 | 0 | 0 | 0 | 0 | 0 | 0 | 0 | 0 | 0 | 0 | 0 | 0 | 0 | 0 | 0 | 0 | 0 | 0 | 0 | 0
[35 empty] | Graving Dock No 2 33_11kV Spots and Transfers |  | Surry Hills 132_33kV Tx3 | 0 | 0 | 0 | 0 | 0 | 0 | 0 | 0 | 0 | 0 | 0 | 0 | 0 | 0 | 0 | 0 | 0 | 0 | 0 | 0 | 0 | 0 | 0 | 0 | 0 | 0 | 0 | 0 | 0 | 0 | 0 | 0
[35 empty] | Graving Dock No 2 33_11kV Spots and Transfers |  | Surry Hills 132_33kV Tx4 | 0 | 0 | 0 | 0 | 0 | 0 | 0 | 0 | 0 | 0 | 0 | 0 | 0 | 0 | 0 | 0 | 0 | 0 | 0 | 0 | 0 | 0 | 0 | 0 | 0 | 0 | 0 | 0 | 0 | 0 | 0 | 0
| 0 | [33 empty] | Paddington 33_11kV Spots and Transfers |  | Surry Hills 132_33kV Tx2 | 0 | 0 | 0 | -0.0019293 | -0.0065589 | -0.0077743 | -0.0055286 | 0.21036 | -0.086007 | -0.0503 | -0.0046388 | -0.0093897 | 0.047871 | 0.16069 | 0.2042 | 0.18097 | 0.18838 | 0.1595 | 0.20197 | 0.20206 | 0.23186 | 0.2485 | 0.24497 | 0.23909 | 0.24364 | 0.24825 | 0.25292 | 0.25765 | 0.26245 | 0.26731 | 0.27224 | 0.27724
| Diversity Factor: 0 | [33 empty] | Paddington 33_11kV Spots and Transfers |  | Surry Hills 132_33kV Tx3 | 0 | 0 | 0 | -0.001736 | -0.0059018 | -0.0069955 | -0.0049747 | 0.18929 | -0.077391 | -0.045261 | -0.0041741 | -0.008449 | 0.043075 | 0.14459 | 0.18375 | 0.16284 | 0.16951 | 0.14352 | 0.18173 | 0.18182 | 0.20864 | 0.22361 | 0.22043 | 0.21514 | 0.21923 | 0.22338 | 0.22758 | 0.23184 | 0.23616 | 0.24053 | 0.24497 | 0.24946
[35 empty] | Paddington 33_11kV Spots and Transfers |  | Surry Hills 132_33kV Tx4 | 0 | 0 | 0 | -0.0018274 | -0.0062124 | -0.0073637 | -0.0052365 | 0.19925 | -0.081464 | -0.047643 | -0.0043938 | -0.0088937 | 0.045342 | 0.1522 | 0.19342 | 0.17141 | 0.17843 | 0.15107 | 0.1913 | 0.19139 | 0.21962 | 0.23538 | 0.23203 | 0.22646 | 0.23077 | 0.23514 | 0.23956 | 0.24404 | 0.24859 | 0.25319 | 0.25786 | 0.26259
[35 empty] | Rose Bay 33_11kV Spots and Transfers |  | Surry Hills 132_33kV Tx2 | 0 | 0 | 0 | -0.0074844 | -3.5939e-05 | -8.9848e-06 | -1.4975e-05 | -8.398 | 0 | 0 | 0 | 0 | 0 | 0 | 0 | 0 | 0 | 0 | 0 | 0 | 0 | 0 | 0 | 0 | 0 | 0 | 0 | 0 | 0 | 0 | 0 | 0
| 0 | [33 empty] | Rose Bay 33_11kV Spots and Transfers |  | Surry Hills 132_33kV Tx3 | 0 | 0 | 0 | -0.0067346 | -3.2339e-05 | -8.0847e-06 | -1.3475e-05 | -7.5566 | 0 | 0 | 0 | 0 | 0 | 0 | 0 | 0 | 0 | 0 | 0 | 0 | 0 | 0 | 0 | 0 | 0 | 0 | 0 | 0 | 0 | 0 | 0 | 0
| Diversity Factor: 0 | [33 empty] | Rose Bay 33_11kV Spots and Transfers |  | Surry Hills 132_33kV Tx4 | 0 | 0 | 0 | -0.007089 | -3.4041e-05 | -8.5102e-06 | -1.4184e-05 | -7.9544 | 0 | 0 | 0 | 0 | 0 | 0 | 0 | 0 | 0 | 0 | 0 | 0 | 0 | 0 | 0 | 0 | 0 | 0 | 0 | 0 | 0 | 0 | 0 | 0
[35 empty] | Surry Hills 33_11kV Spots and Transfers |  | Surry Hills 132_33kV Tx2 | 0 | 0 | 0 | 0.34462 | -0.01621 | -3.9367 | 0.44046 | 0.9741 | 0.8713 | -0.093561 | -0.042489 | -0.046033 | 0.03147 | 0.15457 | 0.20907 | 0.18394 | 0.19305 | 0.15537 | 0.20298 | 0.20218 | 0.23729 | 0.25614 | 0.25145 | 0.24325 | 0.24781 | 0.25242 | 0.2571 | 0.26183 | 0.26663 | 0.27149 | 0.27642 | 0.28141
[35 empty] | Surry Hills 33_11kV Spots and Transfers |  | Surry Hills 132_33kV Tx3 | 0 | 0 | 0 | 0.31009 | -0.014586 | -3.5423 | 0.39634 | 0.87652 | 0.78401 | -0.084188 | -0.038232 | -0.041421 | 0.028317 | 0.13909 | 0.18813 | 0.16551 | 0.17371 | 0.13981 | 0.18264 | 0.18193 | 0.21352 | 0.23047 | 0.22626 | 0.21888 | 0.22298 | 0.22713 | 0.23134 | 0.2356 | 0.23992 | 0.24429 | 0.24873 | 0.25322
| 0 | [33 empty] | Surry Hills 33_11kV Spots and Transfers |  | Surry Hills 132_33kV Tx4 | 0 | 0 | 0 | 0.32641 | -0.015354 | -3.7288 | 0.4172 | 0.92265 | 0.82527 | -0.088618 | -0.040245 | -0.043601 | 0.029808 | 0.14641 | 0.19803 | 0.17422 | 0.18285 | 0.14716 | 0.19226 | 0.1915 | 0.22475 | 0.24261 | 0.23817 | 0.2304 | 0.23472 | 0.23909 | 0.24351 | 0.248 | 0.25255 | 0.25715 | 0.26182 | 0.26655
| Diversity Factor: 0 | [33 empty] | Waverley 33_11kV Spots and Transfers |  | Surry Hills 132_33kV Tx2 | 0 | 0 | 0 | -0.0027142 | -1.2537e-05 | -0.0005046 | -9.4025e-06 | -6.0175 | 0 | 0 | 0 | 0 | 0 | 0 | 0 | 0 | 0 | 0 | 0 | 0 | 0 | 0 | 0 | 0 | 0 | 0 | 0 | 0 | 0 | 0 | 0 | 0
[35 empty] | Waverley 33_11kV Spots and Transfers |  | Surry Hills 132_33kV Tx3 | 0 | 0 | 0 | -0.0024423 | -1.1281e-05 | -0.00045405 | -8.4605e-06 | -5.4147 | 0 | 0 | 0 | 0 | 0 | 0 | 0 | 0 | 0 | 0 | 0 | 0 | 0 | 0 | 0 | 0 | 0 | 0 | 0 | 0 | 0 | 0 | 0 | 0
[35 empty] | Waverley 33_11kV Spots and Transfers |  | Surry Hills 132_33kV Tx4 | 0 | 0 | 0 | -0.0025708 | -1.1874e-05 | -0.00047795 | -8.9058e-06 | -5.6996 | 0 | 0 | 0 | 0 | 0 | 0 | 0 | 0 | 0 | 0 | 0 | 0 | 0 | 0 | 0 | 0 | 0 | 0 | 0 | 0 | 0 | 0 | 0 | 0
0
Diversity Factor: 0
0
Diversity Factor: 0
| Weather Correction and Public Holiday Factors | [8 empty] | Forecast ROG
ROG Justification
| Actual loads for season 13/14 have been weather corrected by the following: | [6 empty] | 7.65% |  | Weighted ROG calculation based on downstream zone substations and customers | [59 empty] | Weighted ROG calculation based on downstream zone substations and customers
1 | 2 | 3 | 4 | 5 | 6 | 7 | 8 | 9 | 10 | 14/15 | 15/16 | 16/17 | 17/18 | 18/19 | 19/20 | 20/21 | 21/22 | 22/23 | 23/24 | 24/25 | 25/26 | 26/27 | 27/28 | 28/29 | 29/30 | 30/31 | 31/32 | 32/33 | 33/34 | 34/35 | 35/36 | 36/37 | 37/38 | 38/39
0.97382 | 0.94873 | 0.93253 | 0.92459 | 0.92459 | 0.92459 | 0.92459 | 0.92459 | 0.92459 | 0.92459 | -2.618% | -2.576% | -1.708% | -0.851% | 0% | 0% | 0% | 0% | 0% | 0% | 0% | 0% | 0% | 0% | 0% | 0% | 0% | 0% | 0% | 0% | 0% | 0% | 0% | 0% | 0%
Substation Load Detail
[7 empty] | Units | 13/14 |  | 14/15 | 15/16 | 16/17 | 17/18 | 18/19 | 19/20 | 20/21 | 21/22 | 22/23 | 23/24 | 24/25 | 25/26 | 26/27 | 27/28 | 28/29 | 29/30 | 30/31 | 31/32 | 32/33 | 33/34 | 34/35 | 35/36 | 36/37 | 37/38 | 38/39
1 | Surry Hills 132_33kV | Compensated |  | Load (LV side) |  |  | Amps | 3186 |  | 2770.48 | 2733.89 | 2668.42 | 2635.68 | 2624.11 | 2628.54 | 2658.76 | 2701.63 | 2739.49 | 2778.77 | 2809.61 | 2850.69 | 2891.47 | 2940.04 | 2992.7 | 3044.25 | 3093.81 | 3144.26 | 3195.64 | 3247.93 | 3301.17 | 3355.36 | 3410.51 | 3466.63 | 3523.74
|  |  |  | Apparent Power |  |  | MVA | 182.1076 |  | 158.3543 | 156.2629 | 152.5208 | 150.6497 | 149.9881 | 150.2415 | 151.9689 | 154.4189 | 156.5831 | 158.8283 | 160.5912 | 162.9392 | 165.2698 | 168.0461 | 171.056 | 174.0025 | 176.835 | 179.7191 | 182.6554 | 185.6446 | 188.6875 | 191.7847 | 194.9368 | 198.1447 | 201.409
|  |  |  | Real Power |  |  | MW | 181.2389 | 200.24 | 158.0543 | 155.9847 | 152.2843 | 150.4332 | 149.7789 | 150.0295 | 151.7376 | 154.1592 | 156.2973 | 158.5144 | 160.2547 | 162.5717 | 164.8706 | 167.608 | 170.5745 | 173.4772 | 176.2664 | 179.1054 | 181.9948 | 184.9352 | 187.9273 | 190.9718 | 194.0693 | 197.2207 | 200.4265
|  |  |  | Reactive Power |  |  | MVAr | 17.766 |  | 9.7429 | 9.3203 | 8.4896 | 8.0736 | 7.9192 | 7.9783 | 8.3814 | 8.9528 | 9.4573 | 9.9805 | 10.3911 | 10.9378 | 11.4803 | 12.1262 | 12.8262 | 13.5111 | 14.1693 | 14.8392 | 15.521 | 16.2148 | 16.9209 | 17.6393 | 18.3702 | 19.1138 | 19.8702
|  |  |  | Capacitors In Service |  |  | MVAr | 25 |  | 25 | 25 | 25 | 25 | 25 | 25 | 25 | 25 | 25 | 25 | 25 | 25 | 25 | 25 | 25 | 25 | 25 | 25 | 25 | 25 | 25 | 25 | 25 | 25 | 25
|  |  |  | PF |  |  |  | 0.99523 |  | 0.99811 | 0.99822 | 0.99845 | 0.99856 | 0.9986 | 0.99859 | 0.99848 | 0.99832 | 0.99817 | 0.99802 | 0.9979 | 0.99774 | 0.99758 | 0.99739 | 0.99718 | 0.99698 | 0.99679 | 0.99659 | 0.99638 | 0.99618 | 0.99597 | 0.99576 | 0.99555 | 0.99534 | 0.99512
0.97755 | Diversity Factor: 0.98 | Uncompensated |  | Reactive Power |  |  | MVAr | 42.766 | 44.6286 | 34.7429 | 34.3203 | 33.4896 | 33.0736 | 32.9192 | 32.9783 | 33.3814 | 33.9528 | 34.4573 | 34.9805 | 35.3911 | 35.9378 | 36.4803 | 37.1262 | 37.8262 | 38.5111 | 39.1693 | 39.8392 | 40.521 | 41.2148 | 41.9209 | 42.6392 | 43.3702 | 44.1138 | 44.8702
|  |  |  | PF |  |  |  | 0.97327 |  | 0.97668 | 0.97664 | 0.97666 | 0.97667 | 0.97669 | 0.97668 | 0.97665 | 0.97659 | 0.97655 | 0.97651 | 0.97647 | 0.97643 | 0.97638 | 0.97633 | 0.97628 | 0.97623 | 0.97619 | 0.97614 | 0.9761 | 0.97606 | 0.97601 | 0.97597 | 0.97593 | 0.97589 | 0.97584
[10 empty] | 1 | 2 | 3 | 4 | 5 | 6 | 7 | 8 | 9 | 10 | 11 | 12 | 13 | 14 | 15 | 16 | 17 | 18 | 19 | 20 | 21 | 22 | 23 | 24 | 25
Transformer Load Detail
[7 empty] | Units | 13/14 |  | 14/15 | 15/16 | 16/17 | 17/18 | 18/19 | 19/20 | 20/21 | 21/22 | 22/23 | 23/24 | 24/25 | 25/26 | 26/27 | 27/28 | 28/29 | 29/30 | 30/31 | 31/32 | 32/33 | 33/34 | 34/35 | 35/36 | 36/37 | 37/38 | 38/39
| 0 | Compensated |  | Load (LV side) |  |  | Amps
|  |  |  | Apparent Power |  |  | MVA
|  |  |  | Real Power |  |  | MW
|  |  |  | Reactive Power |  |  | MVAr
|  |  |  | Capacitors In Service |  |  | MVAr
PF
| Zone Div: | Uncompensated |  | Reactive Power |  |  | MVAr
PF
| 0 | Compensated |  | Load (LV side) |  |  | Amps
|  |  |  | Apparent Power |  |  | MVA
|  |  |  | Real Power |  |  | MW
|  |  |  | Reactive Power |  |  | MVAr
|  |  |  | Capacitors In Service |  |  | MVAr
PF
| Zone Div: | Uncompensated |  | Reactive Power |  |  | MVAr
PF
| 0 | Compensated |  | Load (LV side) |  |  | Amps
|  |  |  | Apparent Power |  |  | MVA
|  |  |  | Real Power |  |  | MW
|  |  |  | Reactive Power |  |  | MVAr
|  |  |  | Capacitors In Service |  |  | MVAr
PF
| Zone Div: | Uncompensated |  | Reactive Power |  |  | MVAr
PF
| 0 | Compensated |  | Load (LV side) |  |  | Amps
|  |  |  | Apparent Power |  |  | MVA
|  |  |  | Real Power |  |  | MW
|  |  |  | Reactive Power |  |  | MVAr
|  |  |  | Capacitors In Service |  |  | MVAr
PF
| Zone Div: | Uncompensated |  | Reactive Power |  |  | MVAr
PF
| 0 | Compensated |  | Load (LV side) |  |  | Amps
|  |  |  | Apparent Power |  |  | MVA
|  |  |  | Real Power |  |  | MW
|  |  |  | Reactive Power |  |  | MVAr
|  |  |  | Capacitors In Service |  |  | MVAr
PF
| Zone Div: | Uncompensated |  | Reactive Power |  |  | MVAr
PF
| 0 | Compensated |  | Load (LV side) |  |  | Amps
|  |  |  | Apparent Power |  |  | MVA
|  |  |  | Real Power |  |  | MW
|  |  |  | Reactive Power |  |  | MVAr
|  |  |  | Capacitors In Service |  |  | MVAr
PF
| Zone Div: | Uncompensated |  | Reactive Power |  |  | MVAr
PF
| 0 | Compensated |  | Load (LV side) |  |  | Amps
|  |  |  | Apparent Power |  |  | MVA
|  |  |  | Real Power |  |  | MW
|  |  |  | Reactive Power |  |  | MVAr
|  |  |  | Capacitors In Service |  |  | MVAr
PF
| Zone Div: | Uncompensated |  | Reactive Power |  |  | MVAr
PF
| 0 | Compensated |  | Load (LV side) |  |  | Amps
|  |  |  | Apparent Power |  |  | MVA
|  |  |  | Real Power |  |  | MW
|  |  |  | Reactive Power |  |  | MVAr
|  |  |  | Capacitors In Service |  |  | MVAr
PF
| Zone Div: | Uncompensated |  | Reactive Power |  |  | MVAr
PF
| 0 | Compensated |  | Load (LV side) |  |  | Amps
|  |  |  | Apparent Power |  |  | MVA
|  |  |  | Real Power |  |  | MW
|  |  |  | Reactive Power |  |  | MVAr
|  |  |  | Capacitors In Service |  |  | MVAr
PF
| Zone Div: | Uncompensated |  | Reactive Power |  |  | MVAr
PF
| 0 | Compensated |  | Load (LV side) |  |  | Amps
|  |  |  | Apparent Power |  |  | MVA
|  |  |  | Real Power |  |  | MW
|  |  |  | Reactive Power |  |  | MVAr
|  |  |  | Capacitors In Service |  |  | MVAr
PF
| Zone Div: | Uncompensated |  | Reactive Power |  |  | MVAr
PF

## Sydney East 132_33kV
| Sydney East 132_33kV | [16 empty] | 2015 | SUMMER
| Substation Total Loads | [33 empty] | Spots & Transfers Detail
| Historical Loads | (MW) | [7 empty] | Weather Corrected Forecast Loads |  |  |  | (MW) | [20 empty] | Spots & Transfers Summary | (MW) |  | Historical Spots & Transfers | [6 empty] | Forecast Spots & Transfers
|  | 07/08 | 08/09 | 09/10 | 10/11 | 11/12 | 12/13 | 13/14 |  | 14/15 | 15/16 | 16/17 | 17/18 | 18/19 | 19/20 | 20/21 | 21/22 | 22/23 | 23/24 | 24/25 | 25/26 | 26/27 | 27/28 | 28/29 | 29/30 | 30/31 | 31/32 | 32/33 | 33/34 | 34/35 | 35/36 | 36/37 | 37/38 | 38/39 |  |  |  | 07/08 | 08/09 | 09/10 | 10/11 | 11/12 | 12/13 | 13/14 | 14/15 | 15/16 | 16/17 | 17/18 | 18/19 | 19/20 | 20/21 | 21/22 | 22/23 | 23/24 | 24/25 | 25/26 | 26/27 | 27/28 | 28/29 | 29/30 | 30/31 | 31/32 | 32/33 | 33/34 | 34/35 | 35/36 | 36/37 | 37/38 | 38/39
| Total | 68.064 | 71.6 | 75.936 | 82 | 62 | 80.9676 | 59.4468 |  | 64.5719 | 62.7799 | 61.241 | 60.0637 | 59.8629 | 59.88 | 60.4337 | 61.1613 | 61.7871 | 62.4984 | 63.0922 | 63.8882 | 64.6931 | 65.6188 | 66.6198 | 67.6102 | 68.589 | 69.5938 | 70.6249 | 71.6826 | 72.7675 | 73.8797 | 75.0199 | 76.1882 | 77.3852 |  |  | Total | 0 | 0.41774 | -1.7251 | 0.12528 | -0.36303 | 0.94158 | 0.068248 | 0.057707 | 0.26725 | -0.20741 | -0.52808 | -0.20082 | 0.017067 | 0.55369 | 0.72768 | 0.62578 | 0.71131 | 0.59379 | 0.796 | 0.80491 | 0.92566 | 1.0011 | 0.99032 | 0.97885 | 1.0048 | 1.0311 | 1.0578 | 1.0848 | 1.1123 | 1.1401 | 1.1684 | 1.197
| Firm Rating | 137 | 137 | 137 | 137 | 137 | 102.88 | 141.01 |  | 141.01 | 141.01 | 141.01 | 141.01 | 141.01 | 141.01 | 141.01 | 141.01 | 141.01 | 141.01 | 141.01 | 141.01 | 141.01 | 141.01 | 141.01 | 141.01 | 141.01 | 141.01 | 141.01 | 141.01 | 141.01 | 141.01 | 141.01 | 141.01 | 141.01
| Total Capacity | 0 | 0 | 268 | 268 | 268 | 206 | 233 |  | 233 | 233 | 233 | 233 | 233 | 233 | 233 | 233 | 233 | 233 | 233 | 233 | 233 | 233 | 233 | 233 | 233 | 233 | 233 | 233 | 233 | 233 | 233 | 233 | 233 |  |  | Sydney East 132_33kV Tx7 | 0 | 0.19535 | -0.80673 | 0.058585 | -0.16976 | 0.44031 | 0.031915 | 0.026986 | 0.12498 | -0.096994 | -0.24695 | -0.093912 | 0.0079813 | 0.25893 | 0.34029 | 0.29264 | 0.33263 | 0.27768 | 0.37224 | 0.37641 | 0.43287 | 0.46813 | 0.46311 | 0.45774 | 0.46987 | 0.48217 | 0.49465 | 0.5073 | 0.52014 | 0.53316 | 0.54637 | 0.55976
|  | -7 | -6 | -5 | -4 | -3 | -2 | -1 |  | 0 | 1 | 2 | 3 | 4 | 5 | 6 | 7 | 8 | 9 | 10 | 11 | 12 | 13 | 14 | 15 | 16 | 17 | 18 | 19 | 20 | 21 | 22 | 23 | 24 |  |  | Sydney East 132_33kV Tx8 | 0 | 0.22239 | -0.9184 | 0.066694 | -0.19326 | 0.50126 | 0.036333 | 0.030721 | 0.14227 | -0.11042 | -0.28113 | -0.10691 | 0.0090861 | 0.29477 | 0.38739 | 0.33314 | 0.37868 | 0.31611 | 0.42376 | 0.42851 | 0.49279 | 0.53293 | 0.52721 | 0.5211 | 0.53491 | 0.54891 | 0.56312 | 0.57752 | 0.59214 | 0.60696 | 0.62199 | 0.63724
| Transformer Loads | [36 empty] | 0 | 0 | 0 | 0 | 0 | 0 | 0 | 0 | 0 | 0 | 0 | 0 | 0 | 0 | 0 | 0 | 0 | 0 | 0 | 0 | 0 | 0 | 0 | 0 | 0 | 0 | 0 | 0 | 0 | 0 | 0 | 0
| Historical Loads | (MW) | [7 empty] | 0: Weather Corrected Forecast Loads; 4: (MW) |  |  |  | 0 | 0 | 0 | 0 | 0 | 0 | 0 | 0 | 0 | 0 | 0 | 0 | 0 | 0 | 0 | 0 | 0 | 0 | 0 | 0 | 0 | 0 | 0 | 0 | 0 | 0 | 0 | 0 | 0 | 0 | 0 | 0
|  | 07/08 | 08/09 | 09/10 | 10/11 | 11/12 | 12/13 | 13/14 |  | 14/15 | 15/16 | 16/17 | 17/18 | 18/19 | 19/20 | 20/21 | 21/22 | 22/23 | 23/24 | 24/25 | 25/26 | 26/27 | 27/28 | 28/29 | 29/30 | 30/31 | 31/32 | 32/33 | 33/34 | 34/35 | 35/36 | 36/37 | 37/38 | 38/39 |  |  |  | 0 | 0 | 0 | 0 | 0 | 0 | 0 | 0 | 0 | 0 | 0 | 0 | 0 | 0 | 0 | 0 | 0 | 0 | 0 | 0 | 0 | 0 | 0 | 0 | 0 | 0 | 0 | 0 | 0 | 0 | 0 | 0
| 0 | [36 empty] | 0 | 0 | 0 | 0 | 0 | 0 | 0 | 0 | 0 | 0 | 0 | 0 | 0 | 0 | 0 | 0 | 0 | 0 | 0 | 0 | 0 | 0 | 0 | 0 | 0 | 0 | 0 | 0 | 0 | 0 | 0 | 0
| Diversity Factor: 0 | [36 empty] | 0 | 0 | 0 | 0 | 0 | 0 | 0 | 0 | 0 | 0 | 0 | 0 | 0 | 0 | 0 | 0 | 0 | 0 | 0 | 0 | 0 | 0 | 0 | 0 | 0 | 0 | 0 | 0 | 0 | 0 | 0 | 0
[38 empty] | 0 | 0 | 0 | 0 | 0 | 0 | 0 | 0 | 0 | 0 | 0 | 0 | 0 | 0 | 0 | 0 | 0 | 0 | 0 | 0 | 0 | 0 | 0 | 0 | 0 | 0 | 0 | 0 | 0 | 0 | 0 | 0
[38 empty] | 0 | 0 | 0 | 0 | 0 | 0 | 0 | 0 | 0 | 0 | 0 | 0 | 0 | 0 | 0 | 0 | 0 | 0 | 0 | 0 | 0 | 0 | 0 | 0 | 0 | 0 | 0 | 0 | 0 | 0 | 0 | 0
| 0 | [36 empty] | 0 | 0 | 0 | 0 | 0 | 0 | 0 | 0 | 0 | 0 | 0 | 0 | 0 | 0 | 0 | 0 | 0 | 0 | 0 | 0 | 0 | 0 | 0 | 0 | 0 | 0 | 0 | 0 | 0 | 0 | 0 | 0
Diversity Factor: 0
[38 empty] | Historical Spots & Transfers | [6 empty] | Forecast Spots & Transfers
[35 empty] | Project Name | From | To | 07/08 | 08/09 | 09/10 | 10/11 | 11/12 | 12/13 | 13/14 | 14/15 | 15/16 | 16/17 | 17/18 | 18/19 | 19/20 | 20/21 | 21/22 | 22/23 | 23/24 | 24/25 | 25/26 | 26/27 | 27/28 | 28/29 | 29/30 | 30/31 | 31/32 | 32/33 | 33/34 | 34/35 | 35/36 | 36/37 | 37/38 | 38/39
| 0 | [33 empty] | Careel Bay 33_11kV Spots and Transfers |  | Sydney East 132_33kV Tx7 | 0 | 0 | 0 | -3.6748e-05 | -2.2049e-05 | -2.9398e-05 | -0.0077869 | -0.0060892 | -0.011051 | 0.0031928 | -0.022925 | 0.0059678 | 0.016925 | 0.050548 | 0.055578 | 0.048989 | 0.053882 | 0.051491 | 0.06312 | 0.064445 | 0.069827 | 0.073977 | 0.074008 | 0.074803 | 0.076778 | 0.078782 | 0.080816 | 0.08288 | 0.084974 | 0.087099 | 0.089255 | 0.091443
| Diversity Factor: 0 | [33 empty] | Careel Bay 33_11kV Spots and Transfers |  | Sydney East 132_33kV Tx8 | 0 | 0 | 0 | -4.1835e-05 | -2.5101e-05 | -3.3468e-05 | -0.0088648 | -0.0069321 | -0.01258 | 0.0036348 | -0.026098 | 0.0067938 | 0.019268 | 0.057545 | 0.063271 | 0.05577 | 0.061341 | 0.058619 | 0.071858 | 0.073365 | 0.079493 | 0.084217 | 0.084252 | 0.085157 | 0.087406 | 0.089688 | 0.092003 | 0.094352 | 0.096736 | 0.099156 | 0.10161 | 0.1041
[35 empty] | Mona Vale 33_11kV Spots and Transfers |  | Sydney East 132_33kV Tx7 | 0 | -0.1054 | -0.36386 | 1.5682 | -0.030914 | 0.16167 | -0.078789 | 0.10225 | 0.21785 | -0.04343 | -0.087922 | -0.039776 | 0.0053112 | 0.1128 | 0.15126 | 0.13103 | 0.14566 | 0.12017 | 0.16115 | 0.16234 | 0.18807 | 0.20352 | 0.20086 | 0.19741 | 0.20231 | 0.20728 | 0.21232 | 0.21743 | 0.22261 | 0.22787 | 0.2332 | 0.23861
[35 empty] | Mona Vale 33_11kV Spots and Transfers |  | Sydney East 132_33kV Tx8 | 0 | -0.11999 | -0.41422 | 1.7853 | -0.035193 | 0.18404 | -0.089695 | 0.11641 | 0.248 | -0.049441 | -0.10009 | -0.045282 | 0.0060463 | 0.12841 | 0.1722 | 0.14917 | 0.16582 | 0.1368 | 0.18345 | 0.18481 | 0.2141 | 0.23169 | 0.22867 | 0.22474 | 0.23031 | 0.23597 | 0.24171 | 0.24753 | 0.25343 | 0.25941 | 0.26548 | 0.27164
| 0 | [33 empty] | Narrabeen 33_11kV Spots and Transfers |  | Sydney East 132_33kV Tx7 | 0 | 0.21917 | -0.80673 | -0.066693 | -0.059917 | -1.4843e-05 | 0.13431 | -0.021041 | -0.02714 | -0.018333 | -0.042396 | -0.018509 | -0.0048075 | 0.027235 | 0.036259 | 0.029842 | 0.037523 | 0.030315 | 0.042247 | 0.043038 | 0.04965 | 0.054037 | 0.053615 | 0.053414 | 0.055102 | 0.056814 | 0.058551 | 0.060313 | 0.062101 | 0.063915 | 0.065755 | 0.067621
| Diversity Factor: 0 | [33 empty] | Narrabeen 33_11kV Spots and Transfers |  | Sydney East 132_33kV Tx8 | 0 | 0.2495 | -0.9184 | -0.075924 | -0.068211 | -1.6897e-05 | 0.1529 | -0.023953 | -0.030897 | -0.020871 | -0.048265 | -0.021071 | -0.0054729 | 0.031005 | 0.041278 | 0.033973 | 0.042717 | 0.034512 | 0.048095 | 0.048995 | 0.056523 | 0.061517 | 0.061037 | 0.060808 | 0.062729 | 0.064678 | 0.066656 | 0.068662 | 0.070697 | 0.072762 | 0.074856 | 0.076981
[35 empty] | Newport 33_11kV Spots and Transfers |  | Sydney East 132_33kV Tx7 | 0 | 0.081581 | 0.36386 | -1.4031 | -0.048195 | -1.3889e-05 | -1.0417e-05 | -0.0062099 | -0.014182 | 0.00026109 | -0.041806 | 0.0026816 | 0.015878 | 0.048234 | 0.051952 | 0.045467 | 0.051061 | 0.04922 | 0.060248 | 0.061698 | 0.066428 | 0.070319 | 0.070503 | 0.071605 | 0.073594 | 0.075612 | 0.07766 | 0.079739 | 0.081848 | 0.083988 | 0.08616 | 0.088364
[35 empty] | Newport 33_11kV Spots and Transfers |  | Sydney East 132_33kV Tx8 | 0 | 0.092873 | 0.41422 | -1.5974 | -0.054866 | -1.5812e-05 | -1.1859e-05 | -0.0070695 | -0.016146 | 0.00029723 | -0.047593 | 0.0030528 | 0.018076 | 0.054911 | 0.059143 | 0.05176 | 0.058129 | 0.056033 | 0.068587 | 0.070238 | 0.075623 | 0.080052 | 0.080262 | 0.081516 | 0.08378 | 0.086078 | 0.08841 | 0.090776 | 0.093177 | 0.095614 | 0.098086 | 0.10059
| 0 | [33 empty] | Terrey Hills 33_11kV Spots and Transfers |  | Sydney East 132_33kV Tx7 | 0 | 0 | 0 | -0.039786 | -0.030716 | 0.27871 | -0.015811 | -0.041926 | -0.040499 | -0.038685 | -0.051899 | -0.044277 | -0.025325 | 0.020111 | 0.04524 | 0.03731 | 0.044507 | 0.026479 | 0.045476 | 0.044889 | 0.058896 | 0.066277 | 0.064121 | 0.06051 | 0.062085 | 0.063682 | 0.0653 | 0.06694 | 0.068602 | 0.070287 | 0.071994 | 0.073725
| Diversity Factor: 0 | [33 empty] | Terrey Hills 33_11kV Spots and Transfers |  | Sydney East 132_33kV Tx8 | 0 | 0 | 0 | -0.045293 | -0.034967 | 0.31729 | -0.018 | -0.04773 | -0.046105 | -0.04404 | -0.059083 | -0.050405 | -0.028831 | 0.022894 | 0.051503 | 0.042475 | 0.050667 | 0.030144 | 0.05177 | 0.051102 | 0.067048 | 0.075452 | 0.072997 | 0.068886 | 0.070679 | 0.072496 | 0.074338 | 0.076205 | 0.078098 | 0.080016 | 0.08196 | 0.08393
0
Diversity Factor: 0
0
Diversity Factor: 0
0
Diversity Factor: 0
0
Diversity Factor: 0
0
Diversity Factor: 0
| Weather Correction and Public Holiday Factors | [8 empty] | Forecast ROG
ROG Justification
| Actual loads for season 13/14 have been weather corrected by the following: | [6 empty] | 5.882% |  | Weighted ROG calculation based on downstream zone substations and customers | [59 empty] | Weighted ROG calculation based on downstream zone substations and customers
1 | 2 | 3 | 4 | 5 | 6 | 7 | 8 | 9 | 10 | 14/15 | 15/16 | 16/17 | 17/18 | 18/19 | 19/20 | 20/21 | 21/22 | 22/23 | 23/24 | 24/25 | 25/26 | 26/27 | 27/28 | 28/29 | 29/30 | 30/31 | 31/32 | 32/33 | 33/34 | 34/35 | 35/36 | 36/37 | 37/38 | 38/39
0.9681 | 0.93723 | 0.91735 | 0.90762 | 0.90762 | 0.90762 | 0.90762 | 0.90762 | 0.90762 | 0.90762 | -3.19% | -3.189% | -2.121% | -1.06% | 0% | 0% | 0% | 0% | 0% | 0% | 0% | 0% | 0% | 0% | 0% | 0% | 0% | 0% | 0% | 0% | 0% | 0% | 0% | 0% | 0%
Substation Load Detail
[7 empty] | Units | 13/14 |  | 14/15 | 15/16 | 16/17 | 17/18 | 18/19 | 19/20 | 20/21 | 21/22 | 22/23 | 23/24 | 24/25 | 25/26 | 26/27 | 27/28 | 28/29 | 29/30 | 30/31 | 31/32 | 32/33 | 33/34 | 34/35 | 35/36 | 36/37 | 37/38 | 38/39
1 | Sydney East 132_33kV | Compensated |  | Load (LV side) |  |  | Amps | 1041 |  | 1129.87 | 1098.37 | 1090.61 | 1068.64 | 1064.87 | 1065.19 | 1075.57 | 1089.22 | 1100.97 | 1093.45 | 1103.87 | 1117.87 | 1132.08 | 1148.45 | 1166.22 | 1183.85 | 1201.32 | 1219.3 | 1237.81 | 1256.84 | 1276.4 | 1296.52 | 1317.18 | 1338.41 | 1360.2
|  |  |  | Apparent Power |  |  | MVA | 59.4731 |  | 64.581 | 62.7807 | 62.3373 | 61.0811 | 60.866 | 60.8843 | 61.4775 | 62.2578 | 62.9294 | 62.4991 | 63.0948 | 63.8953 | 64.7071 | 65.6432 | 66.6587 | 67.6662 | 68.6649 | 69.6928 | 70.7504 | 71.8382 | 72.9566 | 74.1061 | 75.2873 | 76.5005 | 77.7463
|  |  |  | Real Power |  |  | MW | 59.4468 | 66.64 | 64.5719 | 62.7799 | 61.241 | 60.0637 | 59.8629 | 59.88 | 60.4337 | 61.1613 | 61.7871 | 62.4984 | 63.0922 | 63.8882 | 64.6931 | 65.6188 | 66.6198 | 67.6102 | 68.589 | 69.5938 | 70.6249 | 71.6826 | 72.7675 | 73.8797 | 75.0199 | 76.1882 | 77.3852
|  |  |  | Reactive Power |  |  | MVAr | 1.7685 |  | 1.0859 | 0.31955 | 11.6397 | 11.1018 | 11.0046 | 11.0129 | 11.2808 | 11.633 | 11.9358 | 0.28004 | 0.56739 | 0.95261 | 1.3421 | 1.7901 | 2.2745 | 2.7538 | 3.2275 | 3.7137 | 4.2127 | 4.7246 | 5.2496 | 5.7879 | 6.3396 | 6.905 | 7.4843
|  |  |  | Capacitors In Service |  |  | MVAr | 27 |  | 27 | 27 | 15 | 15 | 15 | 15 | 15 | 15 | 15 | 27 | 27 | 27 | 27 | 27 | 27 | 27 | 27 | 27 | 27 | 27 | 27 | 27 | 27 | 27 | 27
|  |  |  | PF |  |  |  | 0.99956 |  | 0.99986 | 0.99999 | 0.98241 | 0.98334 | 0.98352 | 0.9835 | 0.98302 | 0.98239 | 0.98185 | 0.99999 | 0.99996 | 0.99989 | 0.99979 | 0.99963 | 0.99942 | 0.99917 | 0.99889 | 0.99858 | 0.99823 | 0.99784 | 0.99741 | 0.99694 | 0.99645 | 0.99592 | 0.99536
0.97642 | Diversity Factor: 0.98 | Uncompensated |  | Reactive Power |  |  | MVAr | 28.7685 | 28.9825 | 28.0859 | 27.3195 | 26.6397 | 26.1018 | 26.0046 | 26.0129 | 26.2808 | 26.633 | 26.9358 | 27.28 | 27.5674 | 27.9526 | 28.3421 | 28.7901 | 29.2745 | 29.7538 | 30.2275 | 30.7137 | 31.2127 | 31.7246 | 32.2496 | 32.7879 | 33.3396 | 33.905 | 34.4843
|  |  |  | PF |  |  |  | 0.90014 |  | 0.91701 | 0.91694 | 0.917 | 0.91714 | 0.9172 | 0.91719 | 0.91704 | 0.91685 | 0.91668 | 0.9165 | 0.91635 | 0.91615 | 0.91595 | 0.91574 | 0.91551 | 0.91529 | 0.91508 | 0.91487 | 0.91466 | 0.91445 | 0.91424 | 0.91403 | 0.91382 | 0.91362 | 0.91341
[10 empty] | 1 | 2 | 3 | 4 | 5 | 6 | 7 | 8 | 9 | 10 | 11 | 12 | 13 | 14 | 15 | 16 | 17 | 18 | 19 | 20 | 21 | 22 | 23 | 24 | 25
Transformer Load Detail
[7 empty] | Units | 13/14 |  | 14/15 | 15/16 | 16/17 | 17/18 | 18/19 | 19/20 | 20/21 | 21/22 | 22/23 | 23/24 | 24/25 | 25/26 | 26/27 | 27/28 | 28/29 | 29/30 | 30/31 | 31/32 | 32/33 | 33/34 | 34/35 | 35/36 | 36/37 | 37/38 | 38/39
| 0 | Compensated |  | Load (LV side) |  |  | Amps
|  |  |  | Apparent Power |  |  | MVA
|  |  |  | Real Power |  |  | MW
|  |  |  | Reactive Power |  |  | MVAr
|  |  |  | Capacitors In Service |  |  | MVAr
PF
| Zone Div: | Uncompensated |  | Reactive Power |  |  | MVAr
PF
| 0 | Compensated |  | Load (LV side) |  |  | Amps
|  |  |  | Apparent Power |  |  | MVA
|  |  |  | Real Power |  |  | MW
|  |  |  | Reactive Power |  |  | MVAr
|  |  |  | Capacitors In Service |  |  | MVAr
PF
| Zone Div: | Uncompensated |  | Reactive Power |  |  | MVAr
PF
| 0 | Compensated |  | Load (LV side) |  |  | Amps
|  |  |  | Apparent Power |  |  | MVA
|  |  |  | Real Power |  |  | MW
|  |  |  | Reactive Power |  |  | MVAr
|  |  |  | Capacitors In Service |  |  | MVAr
PF
| Zone Div: | Uncompensated |  | Reactive Power |  |  | MVAr
PF
| 0 | Compensated |  | Load (LV side) |  |  | Amps
|  |  |  | Apparent Power |  |  | MVA
|  |  |  | Real Power |  |  | MW
|  |  |  | Reactive Power |  |  | MVAr
|  |  |  | Capacitors In Service |  |  | MVAr
PF
| Zone Div: | Uncompensated |  | Reactive Power |  |  | MVAr
PF
| 0 | Compensated |  | Load (LV side) |  |  | Amps
|  |  |  | Apparent Power |  |  | MVA
|  |  |  | Real Power |  |  | MW
|  |  |  | Reactive Power |  |  | MVAr
|  |  |  | Capacitors In Service |  |  | MVAr
PF
| Zone Div: | Uncompensated |  | Reactive Power |  |  | MVAr
PF
| 0 | Compensated |  | Load (LV side) |  |  | Amps
|  |  |  | Apparent Power |  |  | MVA
|  |  |  | Real Power |  |  | MW
|  |  |  | Reactive Power |  |  | MVAr
|  |  |  | Capacitors In Service |  |  | MVAr
PF
| Zone Div: | Uncompensated |  | Reactive Power |  |  | MVAr
PF
| 0 | Compensated |  | Load (LV side) |  |  | Amps
|  |  |  | Apparent Power |  |  | MVA
|  |  |  | Real Power |  |  | MW
|  |  |  | Reactive Power |  |  | MVAr
|  |  |  | Capacitors In Service |  |  | MVAr
PF
| Zone Div: | Uncompensated |  | Reactive Power |  |  | MVAr
PF
| 0 | Compensated |  | Load (LV side) |  |  | Amps
|  |  |  | Apparent Power |  |  | MVA
|  |  |  | Real Power |  |  | MW
|  |  |  | Reactive Power |  |  | MVAr
|  |  |  | Capacitors In Service |  |  | MVAr
PF
| Zone Div: | Uncompensated |  | Reactive Power |  |  | MVAr
PF
| 0 | Compensated |  | Load (LV side) |  |  | Amps
|  |  |  | Apparent Power |  |  | MVA
|  |  |  | Real Power |  |  | MW
|  |  |  | Reactive Power |  |  | MVAr
|  |  |  | Capacitors In Service |  |  | MVAr
PF
| Zone Div: | Uncompensated |  | Reactive Power |  |  | MVAr
PF
| 0 | Compensated |  | Load (LV side) |  |  | Amps
|  |  |  | Apparent Power |  |  | MVA
|  |  |  | Real Power |  |  | MW
|  |  |  | Reactive Power |  |  | MVAr
|  |  |  | Capacitors In Service |  |  | MVAr
PF
| Zone Div: | Uncompensated |  | Reactive Power |  |  | MVAr
PF

## Warringah 132_33kV
| Warringah 132_33kV | [16 empty] | 2015 | SUMMER
| Substation Total Loads | [33 empty] | Spots & Transfers Detail
| Historical Loads | (MW) | [7 empty] | Weather Corrected Forecast Loads |  |  |  | (MW) | [20 empty] | Spots & Transfers Summary | (MW) |  | Historical Spots & Transfers | [6 empty] | Forecast Spots & Transfers
|  | 07/08 | 08/09 | 09/10 | 10/11 | 11/12 | 12/13 | 13/14 |  | 14/15 | 15/16 | 16/17 | 17/18 | 18/19 | 19/20 | 20/21 | 21/22 | 22/23 | 23/24 | 24/25 | 25/26 | 26/27 | 27/28 | 28/29 | 29/30 | 30/31 | 31/32 | 32/33 | 33/34 | 34/35 | 35/36 | 36/37 | 37/38 | 38/39 |  |  |  | 07/08 | 08/09 | 09/10 | 10/11 | 11/12 | 12/13 | 13/14 | 14/15 | 15/16 | 16/17 | 17/18 | 18/19 | 19/20 | 20/21 | 21/22 | 22/23 | 23/24 | 24/25 | 25/26 | 26/27 | 27/28 | 28/29 | 29/30 | 30/31 | 31/32 | 32/33 | 33/34 | 34/35 | 35/36 | 36/37 | 37/38 | 38/39
| Total | 167.616 | 172.2 | 192.4559 | 205.4247 | 146.478 | 157.8489 | 139.9243 |  | 134.2818 | 132.8045 | 129.407 | 126.3216 | 125.6071 | 125.9301 | 127.4833 | 129.4461 | 131.1773 | 133.0302 | 134.6348 | 136.7004 | 138.7817 | 141.1492 | 143.6904 | 146.2038 | 148.6822 | 151.2173 | 153.8099 | 156.4608 | 159.1709 | 161.941 | 164.7718 | 167.6644 | 170.6195 |  |  | Total | -2e-10 | -3e-10 | 4.4315 | 0.79327 | -18.4995 | -5.2036 | 0.14734 | 2.8221 | 2.817 | -0.5914 | -1.724 | -0.71449 | 0.323 | 1.5532 | 1.9627 | 1.7312 | 1.8529 | 1.6046 | 2.0656 | 2.0813 | 2.3675 | 2.5412 | 2.5134 | 2.4784 | 2.5351 | 2.5926 | 2.6509 | 2.7101 | 2.77 | 2.8309 | 2.8926 | 2.9551
| Firm Rating | 250 | 250 | 250 | 286 | 286 | 217.43 | 217.43 |  | 217.43 | 217.43 | 217.43 | 217.43 | 217.43 | 217.43 | 217.43 | 217.43 | 217.43 | 217.43 | 217.43 | 217.43 | 217.43 | 217.43 | 217.43 | 217.43 | 217.43 | 217.43 | 217.43 | 217.43 | 217.43 | 217.43 | 217.43 | 217.43 | 217.43
| Total Capacity | 0 | 0 | 363 | 363 | 363 | 274 | 274 |  | 274 | 274 | 274 | 274 | 274 | 274 | 274 | 274 | 274 | 274 | 274 | 274 | 274 | 274 | 274 | 274 | 274 | 274 | 274 | 274 | 274 | 274 | 274 | 274 | 274 |  |  | Warringah 132_33kV Tx1 | 0 | 0 | 0 | 0 | 0 | 0 | 0 | 0 | 0 | 0 | 0 | 0 | 0 | 0 | 0 | 0 | 0 | 0 | 0 | 0 | 0 | 0 | 0 | 0 | 0 | 0 | 0 | 0 | 0 | 0 | 0 | 0
|  | -7 | -6 | -5 | -4 | -3 | -2 | -1 |  | 0 | 1 | 2 | 3 | 4 | 5 | 6 | 7 | 8 | 9 | 10 | 11 | 12 | 13 | 14 | 15 | 16 | 17 | 18 | 19 | 20 | 21 | 22 | 23 | 24 |  |  | Warringah 132_33kV Tx2 | -1e-10 | -2e-10 | 1.4429 | 0.2583 | -6.0237 | -1.6943 | 0.047976 | 0.9189 | 0.91725 | -0.19257 | -0.56135 | -0.23265 | 0.10517 | 0.50574 | 0.63909 | 0.56369 | 0.60333 | 0.52248 | 0.67259 | 0.6777 | 0.77088 | 0.82745 | 0.81839 | 0.807 | 0.82546 | 0.84418 | 0.86317 | 0.88243 | 0.90196 | 0.92177 | 0.94186 | 0.96223
| Transformer Loads | [35 empty] | Warringah 132_33kV Tx3 | -1e-10 | 4e-10 | 1.5398 | 0.27564 | -6.4281 | -1.8081 | 0.051197 | 0.98059 | 0.97883 | -0.2055 | -0.59904 | -0.24826 | 0.11223 | 0.5397 | 0.682 | 0.60154 | 0.64384 | 0.55756 | 0.71774 | 0.7232 | 0.82263 | 0.883 | 0.87333 | 0.86117 | 0.88088 | 0.90086 | 0.92112 | 0.94167 | 0.96251 | 0.98365 | 1.0051 | 1.0268
| Historical Loads | (MW) | [7 empty] | 0: Weather Corrected Forecast Loads; 4: (MW) |  |  | Warringah 132_33kV Tx4 | 0 | -5e-10 | 1.4487 | 0.25933 | -6.0478 | -1.7011 | 0.048169 | 0.92258 | 0.92093 | -0.19334 | -0.5636 | -0.23358 | 0.10559 | 0.50777 | 0.64165 | 0.56595 | 0.60575 | 0.52457 | 0.67528 | 0.68042 | 0.77397 | 0.83077 | 0.82167 | 0.81023 | 0.82877 | 0.84757 | 0.86663 | 0.88597 | 0.90558 | 0.92546 | 0.94563 | 0.96609
|  | 07/08 | 08/09 | 09/10 | 10/11 | 11/12 | 12/13 | 13/14 |  | 14/15 | 15/16 | 16/17 | 17/18 | 18/19 | 19/20 | 20/21 | 21/22 | 22/23 | 23/24 | 24/25 | 25/26 | 26/27 | 27/28 | 28/29 | 29/30 | 30/31 | 31/32 | 32/33 | 33/34 | 34/35 | 35/36 | 36/37 | 37/38 | 38/39 |  |  |  | 0 | 0 | 0 | 0 | 0 | 0 | 0 | 0 | 0 | 0 | 0 | 0 | 0 | 0 | 0 | 0 | 0 | 0 | 0 | 0 | 0 | 0 | 0 | 0 | 0 | 0 | 0 | 0 | 0 | 0 | 0 | 0
| 0 | [36 empty] | 0 | 0 | 0 | 0 | 0 | 0 | 0 | 0 | 0 | 0 | 0 | 0 | 0 | 0 | 0 | 0 | 0 | 0 | 0 | 0 | 0 | 0 | 0 | 0 | 0 | 0 | 0 | 0 | 0 | 0 | 0 | 0
| Diversity Factor: 0 | [36 empty] | 0 | 0 | 0 | 0 | 0 | 0 | 0 | 0 | 0 | 0 | 0 | 0 | 0 | 0 | 0 | 0 | 0 | 0 | 0 | 0 | 0 | 0 | 0 | 0 | 0 | 0 | 0 | 0 | 0 | 0 | 0 | 0
[38 empty] | 0 | 0 | 0 | 0 | 0 | 0 | 0 | 0 | 0 | 0 | 0 | 0 | 0 | 0 | 0 | 0 | 0 | 0 | 0 | 0 | 0 | 0 | 0 | 0 | 0 | 0 | 0 | 0 | 0 | 0 | 0 | 0
[38 empty] | 0 | 0 | 0 | 0 | 0 | 0 | 0 | 0 | 0 | 0 | 0 | 0 | 0 | 0 | 0 | 0 | 0 | 0 | 0 | 0 | 0 | 0 | 0 | 0 | 0 | 0 | 0 | 0 | 0 | 0 | 0 | 0
| 0 | [36 empty] | 0 | 0 | 0 | 0 | 0 | 0 | 0 | 0 | 0 | 0 | 0 | 0 | 0 | 0 | 0 | 0 | 0 | 0 | 0 | 0 | 0 | 0 | 0 | 0 | 0 | 0 | 0 | 0 | 0 | 0 | 0 | 0
Diversity Factor: 0
[38 empty] | Historical Spots & Transfers | [6 empty] | Forecast Spots & Transfers
[35 empty] | Project Name | From | To | 07/08 | 08/09 | 09/10 | 10/11 | 11/12 | 12/13 | 13/14 | 14/15 | 15/16 | 16/17 | 17/18 | 18/19 | 19/20 | 20/21 | 21/22 | 22/23 | 23/24 | 24/25 | 25/26 | 26/27 | 27/28 | 28/29 | 29/30 | 30/31 | 31/32 | 32/33 | 33/34 | 34/35 | 35/36 | 36/37 | 37/38 | 38/39
| 0 | [33 empty] | Balgowlah 33_11kV Spots and Transfers |  | Warringah 132_33kV Tx2 | -2.2951 | 0 | 0.83138 | -0.022219 | -4.9419 | 0 | 0 | 0 | 0 | 0 | 0 | 0 | 0 | 0 | 0 | 0 | 0 | 0 | 0 | 0 | 0 | 0 | 0 | 0 | 0 | 0 | 0 | 0 | 0 | 0 | 0 | 0
| Diversity Factor: 0 | [33 empty] | Balgowlah 33_11kV Spots and Transfers |  | Warringah 132_33kV Tx3 | -2.4492 | 0 | 0.8872 | -0.023711 | -5.2736 | 0 | 0 | 0 | 0 | 0 | 0 | 0 | 0 | 0 | 0 | 0 | 0 | 0 | 0 | 0 | 0 | 0 | 0 | 0 | 0 | 0 | 0 | 0 | 0 | 0 | 0 | 0
[35 empty] | Balgowlah 33_11kV Spots and Transfers |  | Warringah 132_33kV Tx4 | -2.3043 | 0 | 0.83472 | -0.022308 | -4.9617 | 0 | 0 | 0 | 0 | 0 | 0 | 0 | 0 | 0 | 0 | 0 | 0 | 0 | 0 | 0 | 0 | 0 | 0 | 0 | 0 | 0 | 0 | 0 | 0 | 0 | 0 | 0
[35 empty] | Beacon Hill 33_11kV Spots and Transfers |  | Warringah 132_33kV Tx2 | 0 | 0 | 0 | -0.023846 | 0.36491 | -0.42455 | 0.21939 | 0.27357 | -0.057312 | -0.050204 | -0.079482 | -0.062678 | -0.011247 | 0.044949 | 0.071012 | 0.060714 | 0.068239 | 0.050179 | 0.072638 | 0.072467 | 0.088149 | 0.096805 | 0.094692 | 0.091325 | 0.093519 | 0.095743 | 0.097998 | 0.10028 | 0.1026 | 0.10495 | 0.10733 | 0.10975
| 0 | [33 empty] | Beacon Hill 33_11kV Spots and Transfers |  | Warringah 132_33kV Tx3 | 0 | 0 | 0 | -0.025447 | 0.38941 | -0.45305 | 0.23412 | 0.29193 | -0.06116 | -0.053575 | -0.084818 | -0.066886 | -0.012003 | 0.047967 | 0.07578 | 0.06479 | 0.07282 | 0.053548 | 0.077514 | 0.077332 | 0.094067 | 0.1033 | 0.10105 | 0.097456 | 0.099797 | 0.10217 | 0.10458 | 0.10702 | 0.10949 | 0.112 | 0.11454 | 0.11712
| Diversity Factor: 0 | [33 empty] | Beacon Hill 33_11kV Spots and Transfers |  | Warringah 132_33kV Tx4 | 0 | 0 | 0 | -0.023942 | 0.36637 | -0.42625 | 0.22027 | 0.27466 | -0.057542 | -0.050406 | -0.0798 | -0.062929 | -0.011292 | 0.04513 | 0.071297 | 0.060958 | 0.068513 | 0.05038 | 0.072929 | 0.072757 | 0.088502 | 0.097193 | 0.095071 | 0.091691 | 0.093894 | 0.096127 | 0.098391 | 0.10069 | 0.10301 | 0.10537 | 0.10776 | 0.11019
[35 empty] | Belrose 33_11kV Spots and Transfers |  | Warringah 132_33kV Tx2 | 0 | 0 | 0 | -6.6379e-05 | -6.1069e-05 | 0.55146 | -1.8586e-05 | -0.069873 | -0.028682 | -0.015044 | -0.075921 | -0.028866 | 0.018362 | 0.063944 | 0.074181 | 0.066311 | 0.070548 | 0.066544 | 0.082993 | 0.084373 | 0.09273 | 0.098634 | 0.098255 | 0.098551 | 0.10102 | 0.10352 | 0.10606 | 0.10864 | 0.11126 | 0.11391 | 0.11661 | 0.11934
[35 empty] | Belrose 33_11kV Spots and Transfers |  | Warringah 132_33kV Tx3 | 0 | 0 | 0 | -7.0835e-05 | -6.5169e-05 | 0.58849 | -1.9834e-05 | -0.074564 | -0.030607 | -0.016054 | -0.081017 | -0.030804 | 0.019594 | 0.068237 | 0.079161 | 0.070763 | 0.075285 | 0.071011 | 0.088564 | 0.090037 | 0.098955 | 0.10526 | 0.10485 | 0.10517 | 0.1078 | 0.11047 | 0.11318 | 0.11594 | 0.11873 | 0.12156 | 0.12443 | 0.12735
| 0 | [33 empty] | Belrose 33_11kV Spots and Transfers |  | Warringah 132_33kV Tx4 | 0 | 0 | 0 | -6.6645e-05 | -6.1314e-05 | 0.55367 | -1.8661e-05 | -0.070153 | -0.028797 | -0.015104 | -0.076225 | -0.028982 | 0.018435 | 0.0642 | 0.074479 | 0.066577 | 0.070831 | 0.066811 | 0.083325 | 0.084711 | 0.093102 | 0.099029 | 0.098649 | 0.098946 | 0.10142 | 0.10394 | 0.10649 | 0.10908 | 0.1117 | 0.11437 | 0.11707 | 0.11982
| Diversity Factor: 0 | [33 empty] | Brookvale 33_11kV Spots and Transfers |  | Warringah 132_33kV Tx2 | 0 | -0.80013 | 0 | 0.32602 | -0.018912 | 0.030103 | -0.0097563 | 0.48472 | 1.1323 | -0.065605 | -0.097747 | -0.070255 | -0.0093728 | 0.082627 | 0.13054 | 0.11331 | 0.12161 | 0.088591 | 0.12585 | 0.12458 | 0.15282 | 0.16753 | 0.16329 | 0.15584 | 0.15894 | 0.16209 | 0.16527 | 0.1685 | 0.17177 | 0.17508 | 0.17844 | 0.18184
[35 empty] | Brookvale 33_11kV Spots and Transfers |  | Warringah 132_33kV Tx3 | 0 | -0.85384 | 0 | 0.34791 | -0.020182 | 0.032124 | -0.010411 | 0.51726 | 1.2083 | -0.070009 | -0.10431 | -0.074971 | -0.010002 | 0.088174 | 0.13931 | 0.12092 | 0.12978 | 0.094538 | 0.1343 | 0.13294 | 0.16308 | 0.17878 | 0.17425 | 0.1663 | 0.16962 | 0.17297 | 0.17637 | 0.17981 | 0.1833 | 0.18684 | 0.19042 | 0.19405
[35 empty] | Brookvale 33_11kV Spots and Transfers |  | Warringah 132_33kV Tx4 | 0 | -0.80334 | 0 | 0.32733 | -0.018988 | 0.030224 | -0.0097954 | 0.48667 | 1.1368 | -0.065868 | -0.098139 | -0.070536 | -0.0094104 | 0.082958 | 0.13107 | 0.11377 | 0.1221 | 0.088946 | 0.12636 | 0.12508 | 0.15343 | 0.16821 | 0.16394 | 0.15647 | 0.15958 | 0.16274 | 0.16594 | 0.16918 | 0.17246 | 0.17578 | 0.17915 | 0.18257
| 0 | [33 empty] | Dee Why West 33_11kV Spots and Transfers |  | Warringah 132_33kV Tx2 | 0 | 0 | 0.61156 | -0.014171 | -0.30041 | -2.0805e-05 | -0.15157 | 0.26563 | -0.055916 | -0.024929 | -0.13102 | -0.023757 | 0.052645 | 0.14113 | 0.16153 | 0.14401 | 0.15182 | 0.14106 | 0.17245 | 0.17466 | 0.19214 | 0.20379 | 0.20283 | 0.20244 | 0.207 | 0.21164 | 0.21634 | 0.22111 | 0.22595 | 0.23086 | 0.23583 | 0.24088
| Diversity Factor: 0 | [33 empty] | Dee Why West 33_11kV Spots and Transfers |  | Warringah 132_33kV Tx3 | 0 | 0 | 0.65262 | -0.015122 | -0.32058 | -2.2201e-05 | -0.16175 | 0.28346 | -0.05967 | -0.026603 | -0.13982 | -0.025351 | 0.056179 | 0.1506 | 0.17237 | 0.15368 | 0.16202 | 0.15053 | 0.18403 | 0.18639 | 0.20504 | 0.21747 | 0.21644 | 0.21603 | 0.2209 | 0.22585 | 0.23087 | 0.23596 | 0.24112 | 0.24635 | 0.25167 | 0.25705
[35 empty] | Dee Why West 33_11kV Spots and Transfers |  | Warringah 132_33kV Tx4 | 0 | 0 | 0.61401 | -0.014228 | -0.30162 | -2.0888e-05 | -0.15218 | 0.26669 | -0.05614 | -0.025029 | -0.13155 | -0.023852 | 0.052856 | 0.14169 | 0.16217 | 0.14459 | 0.15243 | 0.14163 | 0.17314 | 0.17536 | 0.19291 | 0.2046 | 0.20364 | 0.20325 | 0.20783 | 0.21249 | 0.21721 | 0.222 | 0.22685 | 0.23178 | 0.23678 | 0.24185
[35 empty] | Harbord 33_11kV Spots and Transfers |  | Warringah 132_33kV Tx2 | 2.2951 | 0.80013 | 0 | -5.5258e-05 | -1.112 | -1.4921 | -1.6577e-05 | -0.00051376 | -0.014117 | 0.0025152 | -0.06887 | 0.0013217 | 0.03261 | 0.07046 | 0.073763 | 0.066021 | 0.07009 | 0.069573 | 0.0821 | 0.083797 | 0.089193 | 0.093646 | 0.093913 | 0.095223 | 0.097531 | 0.099873 | 0.10225 | 0.10466 | 0.10711 | 0.10959 | 0.11211 | 0.11467
| 0 | [33 empty] | Harbord 33_11kV Spots and Transfers |  | Warringah 132_33kV Tx3 | 2.4492 | 0.85384 | 0 | -5.8967e-05 | -1.1866 | -1.5923 | -1.769e-05 | -0.00054825 | -0.015065 | 0.002684 | -0.073494 | 0.0014104 | 0.034799 | 0.075191 | 0.078716 | 0.070453 | 0.074795 | 0.074244 | 0.087611 | 0.089423 | 0.095181 | 0.099933 | 0.10022 | 0.10162 | 0.10408 | 0.10658 | 0.10911 | 0.11169 | 0.1143 | 0.11695 | 0.11964 | 0.12236
| Diversity Factor: 0 | [33 empty] | Harbord 33_11kV Spots and Transfers |  | Warringah 132_33kV Tx4 | 2.3043 | 0.80334 | 0 | -5.5479e-05 | -1.1164 | -1.4981 | -1.6644e-05 | -0.00051582 | -0.014174 | 0.0025253 | -0.069146 | 0.001327 | 0.032741 | 0.070743 | 0.074059 | 0.066286 | 0.07037 | 0.069852 | 0.082429 | 0.084133 | 0.08955 | 0.094022 | 0.094289 | 0.095604 | 0.097922 | 0.10027 | 0.10266 | 0.10508 | 0.10754 | 0.11003 | 0.11256 | 0.11513
[35 empty] | Killarney 33_11kV Spots and Transfers |  | Warringah 132_33kV Tx2 | 0 | 0 | 0 | -4.6756e-05 | -0.00018427 | -0.35919 | -0.0007151 | -0.0014424 | -0.011538 | -0.0031448 | -0.037566 | -0.009118 | 0.012428 | 0.035913 | 0.039331 | 0.035121 | 0.037783 | 0.036949 | 0.045112 | 0.04608 | 0.049686 | 0.052552 | 0.05259 | 0.053244 | 0.054638 | 0.056052 | 0.057488 | 0.058945 | 0.060423 | 0.061924 | 0.063447 | 0.064992
[35 empty] | Killarney 33_11kV Spots and Transfers |  | Warringah 132_33kV Tx3 | 0 | 0 | 0 | -4.9895e-05 | -0.00019665 | -0.3833 | -0.0007631 | -0.0015393 | -0.012313 | -0.0033559 | -0.040088 | -0.0097301 | 0.013262 | 0.038324 | 0.041972 | 0.037479 | 0.04032 | 0.03943 | 0.048141 | 0.049174 | 0.053021 | 0.05608 | 0.056121 | 0.056818 | 0.058306 | 0.059815 | 0.061347 | 0.062902 | 0.06448 | 0.066081 | 0.067706 | 0.069356
| 0 | [33 empty] | Killarney 33_11kV Spots and Transfers |  | Warringah 132_33kV Tx4 | 0 | 0 | 0 | -4.6944e-05 | -0.00018501 | -0.36063 | -0.00071796 | -0.0014482 | -0.011584 | -0.0031574 | -0.037716 | -0.0091546 | 0.012478 | 0.036057 | 0.039489 | 0.035262 | 0.037935 | 0.037098 | 0.045293 | 0.046265 | 0.049885 | 0.052762 | 0.052801 | 0.053457 | 0.054857 | 0.056277 | 0.057718 | 0.059181 | 0.060666 | 0.062172 | 0.063701 | 0.065253
| Diversity Factor: 0 | [33 empty] | Manly 33_11kV Spots and Transfers |  | Warringah 132_33kV Tx2 | 0 | 0 | 0 | -0.0039379 | -0.015174 | -2.9299e-06 | -0.0093378 | -0.031098 | -0.042549 | -0.032464 | -0.062289 | -0.033923 | 0.0080237 | 0.059039 | 0.079112 | 0.069666 | 0.074188 | 0.061621 | 0.081249 | 0.081468 | 0.094525 | 0.10203 | 0.10049 | 0.098188 | 0.10034 | 0.10251 | 0.10472 | 0.10696 | 0.10923 | 0.11153 | 0.11386 | 0.11623
[35 empty] | Manly 33_11kV Spots and Transfers |  | Warringah 132_33kV Tx3 | 0 | 0 | 0 | -0.0042022 | -0.016193 | -3.1266e-06 | -0.0099646 | -0.033186 | -0.045406 | -0.034643 | -0.066471 | -0.0362 | 0.0085623 | 0.063002 | 0.084423 | 0.074343 | 0.079168 | 0.065758 | 0.086703 | 0.086938 | 0.10087 | 0.10888 | 0.10723 | 0.10478 | 0.10707 | 0.1094 | 0.11175 | 0.11414 | 0.11656 | 0.11902 | 0.12151 | 0.12403
[35 empty] | Manly 33_11kV Spots and Transfers |  | Warringah 132_33kV Tx4 | 0 | 0 | 0 | -0.0039536 | -0.015235 | -2.9417e-06 | -0.0093752 | -0.031223 | -0.04272 | -0.032594 | -0.062539 | -0.034059 | 0.0080558 | 0.059275 | 0.079429 | 0.069945 | 0.074485 | 0.061868 | 0.081574 | 0.081795 | 0.094903 | 0.10244 | 0.10089 | 0.098582 | 0.10074 | 0.10292 | 0.10514 | 0.10739 | 0.10967 | 0.11198 | 0.11432 | 0.1167
| 0 | [33 empty] | North Head 33_11kV Spots and Transfers |  | Warringah 132_33kV Tx2 | 0 | 0 | 0 | -0.003379 | -1.538e-06 | 0 | 0 | -0.0020953 | -0.0049332 | -0.0036913 | -0.0084532 | -0.0053714 | 0.0017239 | 0.007684 | 0.0096223 | 0.0085379 | 0.00905 | 0.0079604 | 0.010191 | 0.010276 | 0.011634 | 0.012469 | 0.01234 | 0.01219 | 0.012468 | 0.01275 | 0.013037 | 0.013327 | 0.013621 | 0.01392 | 0.014223 | 0.01453
| Diversity Factor: 0 | [33 empty] | North Head 33_11kV Spots and Transfers |  | Warringah 132_33kV Tx3 | 0 | 0 | 0 | -0.0036058 | -1.6413e-06 | 0 | 0 | -0.0022359 | -0.0052644 | -0.0039391 | -0.0090207 | -0.005732 | 0.0018396 | 0.0081999 | 0.010268 | 0.0091111 | 0.0096576 | 0.0084948 | 0.010876 | 0.010966 | 0.012415 | 0.013306 | 0.013169 | 0.013008 | 0.013305 | 0.013606 | 0.013912 | 0.014222 | 0.014536 | 0.014855 | 0.015178 | 0.015506
[35 empty] | North Head 33_11kV Spots and Transfers |  | Warringah 132_33kV Tx4 | 0 | 0 | 0 | -0.0033925 | -1.5442e-06 | 0 | 0 | -0.0021037 | -0.004953 | -0.0037061 | -0.0084871 | -0.0053929 | 0.0017308 | 0.0077148 | 0.0096609 | 0.0085721 | 0.0090863 | 0.0079923 | 0.010232 | 0.010318 | 0.011681 | 0.012519 | 0.01239 | 0.012239 | 0.012518 | 0.012801 | 0.013089 | 0.01338 | 0.013676 | 0.013976 | 0.01428 | 0.014589
0
Diversity Factor: 0
| Weather Correction and Public Holiday Factors | [8 empty] | Forecast ROG
ROG Justification
| Actual loads for season 13/14 have been weather corrected by the following: | [6 empty] | -1.828% |  | Weighted ROG calculation based on downstream zone substations and customers | [59 empty] | Weighted ROG calculation based on downstream zone substations and customers
1 | 2 | 3 | 4 | 5 | 6 | 7 | 8 | 9 | 10 | 14/15 | 15/16 | 16/17 | 17/18 | 18/19 | 19/20 | 20/21 | 21/22 | 22/23 | 23/24 | 24/25 | 25/26 | 26/27 | 27/28 | 28/29 | 29/30 | 30/31 | 31/32 | 32/33 | 33/34 | 34/35 | 35/36 | 36/37 | 37/38 | 38/39
0.96804 | 0.93708 | 0.91728 | 0.90763 | 0.90763 | 0.90763 | 0.90763 | 0.90763 | 0.90763 | 0.90763 | -3.196% | -3.198% | -2.113% | -1.052% | 0% | 0% | 0% | 0% | 0% | 0% | 0% | 0% | 0% | 0% | 0% | 0% | 0% | 0% | 0% | 0% | 0% | 0% | 0% | 0% | 0%
Substation Load Detail
[7 empty] | Units | 13/14 |  | 14/15 | 15/16 | 16/17 | 17/18 | 18/19 | 19/20 | 20/21 | 21/22 | 22/23 | 23/24 | 24/25 | 25/26 | 26/27 | 27/28 | 28/29 | 29/30 | 30/31 | 31/32 | 32/33 | 33/34 | 34/35 | 35/36 | 36/37 | 37/38 | 38/39
1 | Warringah 132_33kV | Compensated |  | Load (LV side) |  |  | Amps | 2498 |  | 2350.01 | 2324.05 | 2264.38 | 2210.24 | 2197.71 | 2203.37 | 2230.62 | 2265.07 | 2295.47 | 2328.02 | 2356.22 | 2392.54 | 2429.15 | 2470.81 | 2515.56 | 2559.83 | 2603.51 | 2648.21 | 2693.94 | 2740.72 | 2788.57 | 2837.49 | 2887.5 | 2938.62 | 2990.87
|  |  |  | Apparent Power |  |  | MVA | 142.7799 |  | 134.3216 | 132.8377 | 129.427 | 126.3324 | 125.6161 | 125.9399 | 127.4973 | 129.4662 | 131.2038 | 133.0643 | 134.6762 | 136.752 | 138.8447 | 141.2262 | 143.7837 | 146.3144 | 148.8111 | 151.3659 | 153.9799 | 156.6537 | 159.3883 | 162.1844 | 165.0431 | 167.9651 | 170.9513
|  |  |  | Real Power |  |  | MW | 139.9243 | 135.8 | 134.2818 | 132.8045 | 129.407 | 126.3216 | 125.6071 | 125.9301 | 127.4833 | 129.4461 | 131.1773 | 133.0302 | 134.6348 | 136.7004 | 138.7817 | 141.1492 | 143.6904 | 146.2038 | 148.6822 | 151.2173 | 153.8099 | 156.4608 | 159.1709 | 161.941 | 164.7718 | 167.6644 | 170.6195
|  |  |  | Reactive Power |  |  | MVAr | 28.4128 |  | 3.2671 | 2.9671 | 2.2772 | 1.6507 | 1.5056 | 1.5712 | 1.8866 | 2.2852 | 2.6367 | 3.0129 | 3.3388 | 3.7582 | 4.1808 | 4.6616 | 5.1776 | 5.688 | 6.1912 | 6.706 | 7.2324 | 7.7707 | 8.321 | 8.8835 | 9.4584 | 10.0457 | 10.6458
|  |  |  | Capacitors In Service |  |  | MVAr | 0 |  | 24 | 24 | 24 | 24 | 24 | 24 | 24 | 24 | 24 | 24 | 24 | 24 | 24 | 24 | 24 | 24 | 24 | 24 | 24 | 24 | 24 | 24 | 24 | 24 | 24
|  |  |  | PF |  |  |  | 0.98 |  | 0.9997 | 0.99975 | 0.99984 | 0.99991 | 0.99993 | 0.99992 | 0.99989 | 0.99984 | 0.9998 | 0.99974 | 0.99969 | 0.99962 | 0.99955 | 0.99945 | 0.99935 | 0.99924 | 0.99913 | 0.99902 | 0.9989 | 0.99877 | 0.99864 | 0.9985 | 0.99836 | 0.99821 | 0.99806
0.95158 | Diversity Factor: 0.95 | Uncompensated |  | Reactive Power |  |  | MVAr | 28.4128 | 27.5754 | 27.2671 | 26.9671 | 26.2772 | 25.6507 | 25.5056 | 25.5712 | 25.8866 | 26.2852 | 26.6367 | 27.0129 | 27.3388 | 27.7582 | 28.1808 | 28.6616 | 29.1776 | 29.688 | 30.1912 | 30.706 | 31.2324 | 31.7707 | 32.321 | 32.8835 | 33.4584 | 34.0457 | 34.6458
|  |  |  | PF |  |  |  | 0.98 |  | 0.98 | 0.98 | 0.98 | 0.98 | 0.98 | 0.98 | 0.98 | 0.98 | 0.98 | 0.98 | 0.98 | 0.98 | 0.98 | 0.98 | 0.98 | 0.98 | 0.98 | 0.98 | 0.98 | 0.98 | 0.98 | 0.98 | 0.98 | 0.98 | 0.98
[10 empty] | 1 | 2 | 3 | 4 | 5 | 6 | 7 | 8 | 9 | 10 | 11 | 12 | 13 | 14 | 15 | 16 | 17 | 18 | 19 | 20 | 21 | 22 | 23 | 24 | 25
Transformer Load Detail
[7 empty] | Units | 13/14 |  | 14/15 | 15/16 | 16/17 | 17/18 | 18/19 | 19/20 | 20/21 | 21/22 | 22/23 | 23/24 | 24/25 | 25/26 | 26/27 | 27/28 | 28/29 | 29/30 | 30/31 | 31/32 | 32/33 | 33/34 | 34/35 | 35/36 | 36/37 | 37/38 | 38/39
| 0 | Compensated |  | Load (LV side) |  |  | Amps
|  |  |  | Apparent Power |  |  | MVA
|  |  |  | Real Power |  |  | MW
|  |  |  | Reactive Power |  |  | MVAr
|  |  |  | Capacitors In Service |  |  | MVAr
PF
| Zone Div: | Uncompensated |  | Reactive Power |  |  | MVAr
PF
| 0 | Compensated |  | Load (LV side) |  |  | Amps
|  |  |  | Apparent Power |  |  | MVA
|  |  |  | Real Power |  |  | MW
|  |  |  | Reactive Power |  |  | MVAr
|  |  |  | Capacitors In Service |  |  | MVAr
PF
| Zone Div: | Uncompensated |  | Reactive Power |  |  | MVAr
PF
| 0 | Compensated |  | Load (LV side) |  |  | Amps
|  |  |  | Apparent Power |  |  | MVA
|  |  |  | Real Power |  |  | MW
|  |  |  | Reactive Power |  |  | MVAr
|  |  |  | Capacitors In Service |  |  | MVAr
PF
| Zone Div: | Uncompensated |  | Reactive Power |  |  | MVAr
PF
| 0 | Compensated |  | Load (LV side) |  |  | Amps
|  |  |  | Apparent Power |  |  | MVA
|  |  |  | Real Power |  |  | MW
|  |  |  | Reactive Power |  |  | MVAr
|  |  |  | Capacitors In Service |  |  | MVAr
PF
| Zone Div: | Uncompensated |  | Reactive Power |  |  | MVAr
PF
| 0 | Compensated |  | Load (LV side) |  |  | Amps
|  |  |  | Apparent Power |  |  | MVA
|  |  |  | Real Power |  |  | MW
|  |  |  | Reactive Power |  |  | MVAr
|  |  |  | Capacitors In Service |  |  | MVAr
PF
| Zone Div: | Uncompensated |  | Reactive Power |  |  | MVAr
PF
| 0 | Compensated |  | Load (LV side) |  |  | Amps
|  |  |  | Apparent Power |  |  | MVA
|  |  |  | Real Power |  |  | MW
|  |  |  | Reactive Power |  |  | MVAr
|  |  |  | Capacitors In Service |  |  | MVAr
PF
| Zone Div: | Uncompensated |  | Reactive Power |  |  | MVAr
PF
| 0 | Compensated |  | Load (LV side) |  |  | Amps
|  |  |  | Apparent Power |  |  | MVA
|  |  |  | Real Power |  |  | MW
|  |  |  | Reactive Power |  |  | MVAr
|  |  |  | Capacitors In Service |  |  | MVAr
PF
| Zone Div: | Uncompensated |  | Reactive Power |  |  | MVAr
PF
| 0 | Compensated |  | Load (LV side) |  |  | Amps
|  |  |  | Apparent Power |  |  | MVA
|  |  |  | Real Power |  |  | MW
|  |  |  | Reactive Power |  |  | MVAr
|  |  |  | Capacitors In Service |  |  | MVAr
PF
| Zone Div: | Uncompensated |  | Reactive Power |  |  | MVAr
PF
| 0 | Compensated |  | Load (LV side) |  |  | Amps
|  |  |  | Apparent Power |  |  | MVA
|  |  |  | Real Power |  |  | MW
|  |  |  | Reactive Power |  |  | MVAr
|  |  |  | Capacitors In Service |  |  | MVAr
PF
| Zone Div: | Uncompensated |  | Reactive Power |  |  | MVAr
PF
| 0 | Compensated |  | Load (LV side) |  |  | Amps
|  |  |  | Apparent Power |  |  | MVA
|  |  |  | Real Power |  |  | MW
|  |  |  | Reactive Power |  |  | MVAr
|  |  |  | Capacitors In Service |  |  | MVAr
PF
| Zone Div: | Uncompensated |  | Reactive Power |  |  | MVAr
PF

## Willoughby 132_33kV
| Willoughby 132_33kV | [16 empty] | 2015 | SUMMER
| Substation Total Loads | [33 empty] | Spots & Transfers Detail
| Historical Loads | (MW) | [7 empty] | Weather Corrected Forecast Loads |  |  |  | (MW) | [20 empty] | Spots & Transfers Summary | (MW) |  | Historical Spots & Transfers | [6 empty] | Forecast Spots & Transfers
|  | 07/08 | 08/09 | 09/10 | 10/11 | 11/12 | 12/13 | 13/14 |  | 14/15 | 15/16 | 16/17 | 17/18 | 18/19 | 19/20 | 20/21 | 21/22 | 22/23 | 23/24 | 24/25 | 25/26 | 26/27 | 27/28 | 28/29 | 29/30 | 30/31 | 31/32 | 32/33 | 33/34 | 34/35 | 35/36 | 36/37 | 37/38 | 38/39 |  |  |  | 07/08 | 08/09 | 09/10 | 10/11 | 11/12 | 12/13 | 13/14 | 14/15 | 15/16 | 16/17 | 17/18 | 18/19 | 19/20 | 20/21 | 21/22 | 22/23 | 23/24 | 24/25 | 25/26 | 26/27 | 27/28 | 28/29 | 29/30 | 30/31 | 31/32 | 32/33 | 33/34 | 34/35 | 35/36 | 36/37 | 37/38 | 38/39
| Total | 244 | 245 | 267 | 268 | 220.9519 | 224.2069 | 196.407 |  | 214.1944 | 148.0392 | 115.9082 | 114.611 | 114.3694 | 114.3607 | 115.0955 | 116.1925 | 117.1575 | 118.174 | 118.9597 | 120.0434 | 121.1207 | 122.4145 | 123.8242 | 125.2027 | 126.5292 | 127.8825 | 129.2629 | 130.6709 | 132.1067 | 133.5709 | 135.0637 | 136.5855 | 138.1368 |  |  | Total | 2.214 | 0.74751 | 1.4053 | 1.8614 | -6.1803 | 3.0899 | 6.8733 | 2.5679 | -58.0779 | -28.7913 | 0.0079328 | -0.24159 | -0.0087357 | 0.73476 | 1.097 | 0.96504 | 1.0165 | 0.7857 | 1.0837 | 1.0774 | 1.2937 | 1.4097 | 1.3785 | 1.3265 | 1.3533 | 1.3804 | 1.408 | 1.4359 | 1.4641 | 1.4928 | 1.5218 | 1.5513
| Firm Rating | 304 | 304 | 304 | 304 | 304 | 313.6 | 313.62 |  | 313.62 | 313.62 | 313.62 | 313.62 | 313.62 | 313.62 | 313.62 | 313.62 | 313.62 | 313.62 | 313.62 | 313.62 | 313.62 | 313.62 | 313.62 | 313.62 | 313.62 | 313.62 | 313.62 | 313.62 | 313.62 | 313.62 | 313.62 | 313.62 | 313.62
| Total Capacity | 0 | 0 | 350 | 350 | 350 | 453 | 453 |  | 453 | 453 | 453 | 453 | 453 | 453 | 453 | 453 | 453 | 453 | 453 | 453 | 453 | 453 | 453 | 453 | 453 | 453 | 453 | 453 | 453 | 453 | 453 | 453 | 453 |  |  | Willoughby 132_33kV Tx1 | 0 | 0 | 0 | 0 | 0 | 0 | 0 | 0 | 0 | 0 | 0 | 0 | 0 | 0 | 0 | 0 | 0 | 0 | 0 | 0 | 0 | 0 | 0 | 0 | 0 | 0 | 0 | 0 | 0 | 0 | 0 | 0
|  | -7 | -6 | -5 | -4 | -3 | -2 | -1 |  | 0 | 1 | 2 | 3 | 4 | 5 | 6 | 7 | 8 | 9 | 10 | 11 | 12 | 13 | 14 | 15 | 16 | 17 | 18 | 19 | 20 | 21 | 22 | 23 | 24 |  |  | Willoughby 132_33kV Tx2 | 0.68044 | 0.22973 | 0.4319 | 0.57208 | -1.8994 | 0.94964 | 2.1124 | 0.78921 | -17.8493 | -8.8485 | 0.002438 | -0.07425 | -0.0026848 | 0.22582 | 0.33715 | 0.29659 | 0.3124 | 0.24147 | 0.33305 | 0.33111 | 0.3976 | 0.43325 | 0.42367 | 0.40768 | 0.41591 | 0.42426 | 0.43272 | 0.44129 | 0.44998 | 0.45879 | 0.46772 | 0.47676
| Transformer Loads | [35 empty] | Willoughby 132_33kV Tx3 | 0.86086 | 0.29065 | 0.54642 | 0.72377 | -2.4031 | 1.2014 | 2.6725 | 0.99847 | -22.5821 | -11.1947 | 0.0030845 | -0.093937 | -0.0033967 | 0.28569 | 0.42654 | 0.37523 | 0.39523 | 0.3055 | 0.42136 | 0.41891 | 0.50303 | 0.54813 | 0.536 | 0.51577 | 0.52619 | 0.53675 | 0.54745 | 0.5583 | 0.56929 | 0.58044 | 0.59173 | 0.60318
| Historical Loads | (MW) | [7 empty] | 0: Weather Corrected Forecast Loads; 4: (MW) |  |  | Willoughby 132_33kV Tx4 | 0.67271 | 0.22712 | 0.42699 | 0.56558 | -1.8778 | 0.93885 | 2.0884 | 0.78024 | -17.6465 | -8.748 | 0.0024103 | -0.073406 | -0.0026543 | 0.22325 | 0.33332 | 0.29322 | 0.30885 | 0.23873 | 0.32926 | 0.32735 | 0.39309 | 0.42833 | 0.41885 | 0.40304 | 0.41118 | 0.41944 | 0.4278 | 0.43628 | 0.44487 | 0.45357 | 0.4624 | 0.47135
|  | 07/08 | 08/09 | 09/10 | 10/11 | 11/12 | 12/13 | 13/14 |  | 14/15 | 15/16 | 16/17 | 17/18 | 18/19 | 19/20 | 20/21 | 21/22 | 22/23 | 23/24 | 24/25 | 25/26 | 26/27 | 27/28 | 28/29 | 29/30 | 30/31 | 31/32 | 32/33 | 33/34 | 34/35 | 35/36 | 36/37 | 37/38 | 38/39 |  |  |  | 0 | 0 | 0 | 0 | 0 | 0 | 0 | 0 | 0 | 0 | 0 | 0 | 0 | 0 | 0 | 0 | 0 | 0 | 0 | 0 | 0 | 0 | 0 | 0 | 0 | 0 | 0 | 0 | 0 | 0 | 0 | 0
| 0 | [36 empty] | 0 | 0 | 0 | 0 | 0 | 0 | 0 | 0 | 0 | 0 | 0 | 0 | 0 | 0 | 0 | 0 | 0 | 0 | 0 | 0 | 0 | 0 | 0 | 0 | 0 | 0 | 0 | 0 | 0 | 0 | 0 | 0
| Diversity Factor: 0 | [36 empty] | 0 | 0 | 0 | 0 | 0 | 0 | 0 | 0 | 0 | 0 | 0 | 0 | 0 | 0 | 0 | 0 | 0 | 0 | 0 | 0 | 0 | 0 | 0 | 0 | 0 | 0 | 0 | 0 | 0 | 0 | 0 | 0
[38 empty] | 0 | 0 | 0 | 0 | 0 | 0 | 0 | 0 | 0 | 0 | 0 | 0 | 0 | 0 | 0 | 0 | 0 | 0 | 0 | 0 | 0 | 0 | 0 | 0 | 0 | 0 | 0 | 0 | 0 | 0 | 0 | 0
[38 empty] | 0 | 0 | 0 | 0 | 0 | 0 | 0 | 0 | 0 | 0 | 0 | 0 | 0 | 0 | 0 | 0 | 0 | 0 | 0 | 0 | 0 | 0 | 0 | 0 | 0 | 0 | 0 | 0 | 0 | 0 | 0 | 0
| 0 | [36 empty] | 0 | 0 | 0 | 0 | 0 | 0 | 0 | 0 | 0 | 0 | 0 | 0 | 0 | 0 | 0 | 0 | 0 | 0 | 0 | 0 | 0 | 0 | 0 | 0 | 0 | 0 | 0 | 0 | 0 | 0 | 0 | 0
Diversity Factor: 0
[38 empty] | Historical Spots & Transfers | [6 empty] | Forecast Spots & Transfers
[35 empty] | Project Name | From | To | 07/08 | 08/09 | 09/10 | 10/11 | 11/12 | 12/13 | 13/14 | 14/15 | 15/16 | 16/17 | 17/18 | 18/19 | 19/20 | 20/21 | 21/22 | 22/23 | 23/24 | 24/25 | 25/26 | 26/27 | 27/28 | 28/29 | 29/30 | 30/31 | 31/32 | 32/33 | 33/34 | 34/35 | 35/36 | 36/37 | 37/38 | 38/39
| 0 | [33 empty] | Chatswood 33_11kV Spots and Transfers |  | Willoughby 132_33kV Tx2 | 0.43898 | -7.6009e-17 | 0 | -0.0048271 | -0.0082924 | 0.46494 | -0.0040301 | 0.56376 | 0.12311 | 0.23612 | 0.046005 | 0.02344 | 0.012665 | 0.11122 | 0.148 | 0.13034 | 0.13972 | 0.11761 | 0.1554 | 0.15624 | 0.18036 | 0.19462 | 0.19194 | 0.18832 | 0.19266 | 0.19707 | 0.20153 | 0.20606 | 0.21066 | 0.21531 | 0.22004 | 0.22483
| Diversity Factor: 0 | [33 empty] | Chatswood 33_11kV Spots and Transfers |  | Willoughby 132_33kV Tx3 | 0.55537 | -9.6163e-17 | 0 | -0.006107 | -0.010491 | 0.58822 | -0.0050986 | 0.71324 | 0.15575 | 0.29873 | 0.058204 | 0.029655 | 0.016023 | 0.14071 | 0.18724 | 0.16489 | 0.17676 | 0.1488 | 0.19661 | 0.19766 | 0.22818 | 0.24622 | 0.24284 | 0.23825 | 0.24375 | 0.24932 | 0.25497 | 0.2607 | 0.26651 | 0.27241 | 0.27838 | 0.28445
[35 empty] | Chatswood 33_11kV Spots and Transfers |  | Willoughby 132_33kV Tx4 | 0.43399 | -7.5145e-17 | 0 | -0.0047722 | -0.0081981 | 0.45965 | -0.0039843 | 0.55735 | 0.12171 | 0.23344 | 0.045483 | 0.023173 | 0.012521 | 0.10996 | 0.14632 | 0.12885 | 0.13813 | 0.11628 | 0.15364 | 0.15446 | 0.17831 | 0.19241 | 0.18976 | 0.18618 | 0.19047 | 0.19483 | 0.19924 | 0.20372 | 0.20826 | 0.21287 | 0.21754 | 0.22228
[35 empty] | Crows Nest 33_11kV Spots and Transfers |  | Willoughby 132_33kV Tx2 | 0 | 0 | -3.0404e-16 | 0.02083 | -0.025599 | 0.085833 | -0.015697 | 0.32267 | 0.39197 | -9.0444 | 0 | 0 | 0 | 0 | 0 | 0 | 0 | 0 | 0 | 0 | 0 | 0 | 0 | 0 | 0 | 0 | 0 | 0 | 0 | 0 | 0 | 0
| 0 | [33 empty] | Crows Nest 33_11kV Spots and Transfers |  | Willoughby 132_33kV Tx3 | 0 | 0 | -3.8465e-16 | 0.026353 | -0.032387 | 0.10859 | -0.019859 | 0.40822 | 0.4959 | -11.4425 | 0 | 0 | 0 | 0 | 0 | 0 | 0 | 0 | 0 | 0 | 0 | 0 | 0 | 0 | 0 | 0 | 0 | 0 | 0 | 0 | 0 | 0
| Diversity Factor: 0 | [33 empty] | Crows Nest 33_11kV Spots and Transfers |  | Willoughby 132_33kV Tx4 | 0 | 0 | -3.0058e-16 | 0.020593 | -0.025308 | 0.084858 | -0.015519 | 0.319 | 0.38752 | -8.9416 | 0 | 0 | 0 | 0 | 0 | 0 | 0 | 0 | 0 | 0 | 0 | 0 | 0 | 0 | 0 | 0 | 0 | 0 | 0 | 0 | 0 | 0
[35 empty] | Gore Hill 33_11kV Spots and Transfers |  | Willoughby 132_33kV Tx2 | 0.13784 | 0.22973 | 0.4319 | 0.12256 | -1.8505 | -0.38223 | -0.14759 | -0.17852 | 0.10604 | -0.04027 | -0.043567 | -0.097689 | -0.01535 | 0.1146 | 0.18915 | 0.16625 | 0.17268 | 0.12386 | 0.17765 | 0.17488 | 0.21725 | 0.23863 | 0.23172 | 0.21936 | 0.22325 | 0.22719 | 0.23118 | 0.23523 | 0.23932 | 0.24347 | 0.24768 | 0.25193
[35 empty] | Gore Hill 33_11kV Spots and Transfers |  | Willoughby 132_33kV Tx3 | 0.17439 | 0.29065 | 0.54642 | 0.15506 | -2.3411 | -0.48358 | -0.18672 | -0.22585 | 0.13416 | -0.050947 | -0.055119 | -0.12359 | -0.01942 | 0.14498 | 0.2393 | 0.21034 | 0.21847 | 0.1567 | 0.22475 | 0.22125 | 0.27485 | 0.3019 | 0.29317 | 0.27752 | 0.28244 | 0.28743 | 0.29248 | 0.2976 | 0.30278 | 0.30803 | 0.31335 | 0.31873
| 0 | [33 empty] | Gore Hill 33_11kV Spots and Transfers |  | Willoughby 132_33kV Tx4 | 0.13627 | 0.22712 | 0.42699 | 0.12117 | -1.8294 | -0.37789 | -0.14591 | -0.17649 | 0.10484 | -0.039812 | -0.043072 | -0.096579 | -0.015175 | 0.1133 | 0.187 | 0.16437 | 0.17072 | 0.12245 | 0.17563 | 0.17289 | 0.21478 | 0.23592 | 0.22909 | 0.21686 | 0.22071 | 0.22461 | 0.22856 | 0.23255 | 0.2366 | 0.24071 | 0.24486 | 0.24907
| Diversity Factor: 0 | [33 empty] | Gore Hill Technology Park Data-Centre 1 Spots and Transfers |  | Willoughby 132_33kV Tx2 | 0 | 0 | 0 | 0 | 0 | 0.78356 | 2.3507 | 0 | 0 | 0 | 0 | 0 | 0 | 0 | 0 | 0 | 0 | 0 | 0 | 0 | 0 | 0 | 0 | 0 | 0 | 0 | 0 | 0 | 0 | 0 | 0 | 0
[35 empty] | Gore Hill Technology Park Data-Centre 1 Spots and Transfers |  | Willoughby 132_33kV Tx3 | 0 | 0 | 0 | 0 | 0 | 0.99132 | 2.974 | 0 | 0 | 0 | 0 | 0 | 0 | 0 | 0 | 0 | 0 | 0 | 0 | 0 | 0 | 0 | 0 | 0 | 0 | 0 | 0 | 0 | 0 | 0 | 0 | 0
[35 empty] | Gore Hill Technology Park Data-Centre 1 Spots and Transfers |  | Willoughby 132_33kV Tx4 | 0 | 0 | 0 | 0 | 0 | 0.77466 | 2.324 | 0 | 0 | 0 | 0 | 0 | 0 | 0 | 0 | 0 | 0 | 0 | 0 | 0 | 0 | 0 | 0 | 0 | 0 | 0 | 0 | 0 | 0 | 0 | 0 | 0
| 0 | [33 empty] | North Sydney 33_11kV Spots and Transfers |  | Willoughby 132_33kV Tx2 | 0.10363 | 0 | 0 | 0.43351 | -0.015075 | -0.0024585 | -0.070948 | 0.081296 | -18.4704 | 0 | 0 | 0 | 0 | 0 | 0 | 0 | 0 | 0 | 0 | 0 | 0 | 0 | 0 | 0 | 0 | 0 | 0 | 0 | 0 | 0 | 0 | 0
| Diversity Factor: 0 | [33 empty] | North Sydney 33_11kV Spots and Transfers |  | Willoughby 132_33kV Tx3 | 0.1311 | 0 | 0 | 0.54846 | -0.019073 | -0.0031104 | -0.08976 | 0.10285 | -23.3679 | 0 | 0 | 0 | 0 | 0 | 0 | 0 | 0 | 0 | 0 | 0 | 0 | 0 | 0 | 0 | 0 | 0 | 0 | 0 | 0 | 0 | 0 | 0
[35 empty] | North Sydney 33_11kV Spots and Transfers |  | Willoughby 132_33kV Tx4 | 0.10245 | 0 | 0 | 0.42859 | -0.014904 | -0.0024306 | -0.070142 | 0.080372 | -18.2606 | 0 | 0 | 0 | 0 | 0 | 0 | 0 | 0 | 0 | 0 | 0 | 0 | 0 | 0 | 0 | 0 | 0 | 0 | 0 | 0 | 0 | 0 | 0
0
Diversity Factor: 0
0
Diversity Factor: 0
0
Diversity Factor: 0
0
Diversity Factor: 0
| Weather Correction and Public Holiday Factors | [8 empty] | Forecast ROG
ROG Justification
| Actual loads for season 13/14 have been weather corrected by the following: | [6 empty] | 5.331% |  | Weighted ROG calculation based on downstream zone substations and customers | [59 empty] | Weighted ROG calculation based on downstream zone substations and customers
1 | 2 | 3 | 4 | 5 | 6 | 7 | 8 | 9 | 10 | 14/15 | 15/16 | 16/17 | 17/18 | 18/19 | 19/20 | 20/21 | 21/22 | 22/23 | 23/24 | 24/25 | 25/26 | 26/27 | 27/28 | 28/29 | 29/30 | 30/31 | 31/32 | 32/33 | 33/34 | 34/35 | 35/36 | 36/37 | 37/38 | 38/39
0.95828 | 0.92214 | 0.90134 | 0.89119 | 0.89119 | 0.89119 | 0.89119 | 0.89119 | 0.89119 | 0.89119 | -4.172% | -3.771% | -2.256% | -1.126% | 0% | 0% | 0% | 0% | 0% | 0% | 0% | 0% | 0% | 0% | 0% | 0% | 0% | 0% | 0% | 0% | 0% | 0% | 0% | 0% | 0%
Substation Load Detail
[7 empty] | Units | 13/14 |  | 14/15 | 15/16 | 16/17 | 17/18 | 18/19 | 19/20 | 20/21 | 21/22 | 22/23 | 23/24 | 24/25 | 25/26 | 26/27 | 27/28 | 28/29 | 29/30 | 30/31 | 31/32 | 32/33 | 33/34 | 34/35 | 35/36 | 36/37 | 37/38 | 38/39
1 | Willoughby 132_33kV | Compensated |  | Load (LV side) |  |  | Amps | 3611 |  | 3934.77 | 2679.29 | 2074.31 | 2050.12 | 2045.59 | 2045.43 | 2059.19 | 2079.76 | 2097.85 | 2116.92 | 2131.66 | 2152 | 2172.23 | 2196.54 | 2223.03 | 2248.95 | 2273.9 | 2299.37 | 2325.35 | 2351.87 | 2378.92 | 2406.52 | 2434.66 | 2463.37 | 2492.64
|  |  |  | Apparent Power |  |  | MVA | 206.4191 |  | 224.9027 | 153.1423 | 118.5633 | 117.1802 | 116.9215 | 116.9121 | 117.699 | 118.8742 | 119.9085 | 120.9983 | 121.841 | 123.0037 | 124.16 | 125.5491 | 127.0634 | 128.5449 | 129.9711 | 131.4267 | 132.9121 | 134.4277 | 135.9739 | 137.5512 | 139.1599 | 140.8006 | 142.4736
|  |  |  | Real Power |  |  | MW | 196.407 | 220.84 | 214.1944 | 148.0392 | 115.9082 | 114.611 | 114.3694 | 114.3607 | 115.0955 | 116.1925 | 117.1575 | 118.174 | 118.9597 | 120.0434 | 121.1207 | 122.4145 | 123.8242 | 125.2027 | 126.5292 | 127.8825 | 129.2629 | 130.6709 | 132.1067 | 133.5709 | 135.0637 | 136.5855 | 138.1368
|  |  |  | Reactive Power |  |  | MVAr | 63.507 |  | 68.571 | 39.2041 | 24.9506 | 24.403 | 24.2953 | 24.2914 | 24.6188 | 25.1076 | 25.5375 | 25.9904 | 26.3405 | 26.8233 | 27.3033 | 27.8797 | 28.5078 | 29.122 | 29.713 | 30.3159 | 30.931 | 31.5583 | 32.198 | 32.8503 | 33.5154 | 34.1935 | 34.8846
|  |  |  | Capacitors In Service |  |  | MVAr | 24 |  | 24 | 24 | 24 | 24 | 24 | 24 | 24 | 24 | 24 | 24 | 24 | 24 | 24 | 24 | 24 | 24 | 24 | 24 | 24 | 24 | 24 | 24 | 24 | 24 | 24
|  |  |  | PF |  |  |  | 0.9515 |  | 0.95239 | 0.96668 | 0.97761 | 0.97808 | 0.97817 | 0.97818 | 0.97788 | 0.97744 | 0.97706 | 0.97666 | 0.97635 | 0.97593 | 0.97552 | 0.97503 | 0.97451 | 0.974 | 0.97352 | 0.97303 | 0.97254 | 0.97205 | 0.97156 | 0.97106 | 0.97057 | 0.97006 | 0.96956
0.96107 | Diversity Factor: 0.96 | Uncompensated |  | Reactive Power |  |  | MVAr | 87.507 | 95.4073 | 92.571 | 63.2041 | 48.9506 | 48.403 | 48.2953 | 48.2914 | 48.6188 | 49.1076 | 49.5375 | 49.9904 | 50.3405 | 50.8233 | 51.3033 | 51.8797 | 52.5078 | 53.122 | 53.713 | 54.3159 | 54.931 | 55.5583 | 56.198 | 56.8503 | 57.5154 | 58.1935 | 58.8846
|  |  |  | PF |  |  |  | 0.91344 |  | 0.91794 | 0.91969 | 0.92122 | 0.92122 | 0.92123 | 0.92123 | 0.92118 | 0.92111 | 0.92105 | 0.92099 | 0.92094 | 0.92087 | 0.9208 | 0.92073 | 0.92065 | 0.92057 | 0.92049 | 0.92042 | 0.92035 | 0.92027 | 0.9202 | 0.92013 | 0.92005 | 0.91998 | 0.91991
[10 empty] | 1 | 2 | 3 | 4 | 5 | 6 | 7 | 8 | 9 | 10 | 11 | 12 | 13 | 14 | 15 | 16 | 17 | 18 | 19 | 20 | 21 | 22 | 23 | 24 | 25
Transformer Load Detail
[7 empty] | Units | 13/14 |  | 14/15 | 15/16 | 16/17 | 17/18 | 18/19 | 19/20 | 20/21 | 21/22 | 22/23 | 23/24 | 24/25 | 25/26 | 26/27 | 27/28 | 28/29 | 29/30 | 30/31 | 31/32 | 32/33 | 33/34 | 34/35 | 35/36 | 36/37 | 37/38 | 38/39
| 0 | Compensated |  | Load (LV side) |  |  | Amps
|  |  |  | Apparent Power |  |  | MVA
|  |  |  | Real Power |  |  | MW
|  |  |  | Reactive Power |  |  | MVAr
|  |  |  | Capacitors In Service |  |  | MVAr
PF
| Zone Div: | Uncompensated |  | Reactive Power |  |  | MVAr
PF
| 0 | Compensated |  | Load (LV side) |  |  | Amps
|  |  |  | Apparent Power |  |  | MVA
|  |  |  | Real Power |  |  | MW
|  |  |  | Reactive Power |  |  | MVAr
|  |  |  | Capacitors In Service |  |  | MVAr
PF
| Zone Div: | Uncompensated |  | Reactive Power |  |  | MVAr
PF
| 0 | Compensated |  | Load (LV side) |  |  | Amps
|  |  |  | Apparent Power |  |  | MVA
|  |  |  | Real Power |  |  | MW
|  |  |  | Reactive Power |  |  | MVAr
|  |  |  | Capacitors In Service |  |  | MVAr
PF
| Zone Div: | Uncompensated |  | Reactive Power |  |  | MVAr
PF
| 0 | Compensated |  | Load (LV side) |  |  | Amps
|  |  |  | Apparent Power |  |  | MVA
|  |  |  | Real Power |  |  | MW
|  |  |  | Reactive Power |  |  | MVAr
|  |  |  | Capacitors In Service |  |  | MVAr
PF
| Zone Div: | Uncompensated |  | Reactive Power |  |  | MVAr
PF
| 0 | Compensated |  | Load (LV side) |  |  | Amps
|  |  |  | Apparent Power |  |  | MVA
|  |  |  | Real Power |  |  | MW
|  |  |  | Reactive Power |  |  | MVAr
|  |  |  | Capacitors In Service |  |  | MVAr
PF
| Zone Div: | Uncompensated |  | Reactive Power |  |  | MVAr
PF
| 0 | Compensated |  | Load (LV side) |  |  | Amps
|  |  |  | Apparent Power |  |  | MVA
|  |  |  | Real Power |  |  | MW
|  |  |  | Reactive Power |  |  | MVAr
|  |  |  | Capacitors In Service |  |  | MVAr
PF
| Zone Div: | Uncompensated |  | Reactive Power |  |  | MVAr
PF
| 0 | Compensated |  | Load (LV side) |  |  | Amps
|  |  |  | Apparent Power |  |  | MVA
|  |  |  | Real Power |  |  | MW
|  |  |  | Reactive Power |  |  | MVAr
|  |  |  | Capacitors In Service |  |  | MVAr
PF
| Zone Div: | Uncompensated |  | Reactive Power |  |  | MVAr
PF
| 0 | Compensated |  | Load (LV side) |  |  | Amps
|  |  |  | Apparent Power |  |  | MVA
|  |  |  | Real Power |  |  | MW
|  |  |  | Reactive Power |  |  | MVAr
|  |  |  | Capacitors In Service |  |  | MVAr
PF
| Zone Div: | Uncompensated |  | Reactive Power |  |  | MVAr
PF
| 0 | Compensated |  | Load (LV side) |  |  | Amps
|  |  |  | Apparent Power |  |  | MVA
|  |  |  | Real Power |  |  | MW
|  |  |  | Reactive Power |  |  | MVAr
|  |  |  | Capacitors In Service |  |  | MVAr
PF
| Zone Div: | Uncompensated |  | Reactive Power |  |  | MVAr
PF
| 0 | Compensated |  | Load (LV side) |  |  | Amps
|  |  |  | Apparent Power |  |  | MVA
|  |  |  | Real Power |  |  | MW
|  |  |  | Reactive Power |  |  | MVAr
|  |  |  | Capacitors In Service |  |  | MVAr
PF
| Zone Div: | Uncompensated |  | Reactive Power |  |  | MVAr
PF