## Inclusions and Exclusions
Sydney Forecast Inclusions and Exclusions
Date Printed |  | 08JUL14:11:21:24
| Description | Value
Season |  | Winter | Winter
Either Summer or Winter
Year |  | 2014 | 2014
Year that the forecast starts
POE |  | 50% | 0.5
10%, 50%, 90%
Spots and Transfers |  | Y | Y
Are Spots and Transfers Included?
BBDM Spots |  | Y | Y
Is BBDM included?
Spots Coefficient |  | 55% | 0.55
Scaling factor applied to spot loads in the future
Aligned ROGs |  | Capped | Capped
Have ROGs been aligned to econometric forecast?
Committed Projects |  | Y | Y
Are Committed Projects Included?
Major Customers Scaling Factor |  | 100% | 1
Scaling factor applied to major customer connections in the future
Future Transfers |  | Y | Y
Are future transfers included?
Future Spots |  | 4 | 4
Future spots are cleared from the following forecast year

## Avondale 33_11kV
| Avondale 33_11kV | [16 empty] | 2014 | WINTER
| Substation Total Loads | [33 empty] | Spots & Transfers Detail
| Historical Loads | (11kV MVA) | [7 empty] | Weather Corrected Forecast Loads |  |  |  | (11kV MVA) | [20 empty] | Spots & Transfers Summary | (11kV MVA) |  | Historical Spots & Transfers | [6 empty] | Forecast Spots & Transfers
|  | 2007 | 2008 | 2009 | 2010 | 2011 | 2012 | 2013 |  | 2014 | 2015 | 2016 | 2017 | 2018 | 2019 | 2020 | 2021 | 2022 | 2023 | 2024 | 2025 | 2026 | 2027 | 2028 | 2029 | 2030 | 2031 | 2032 | 2033 | 2034 | 2035 | 2036 | 2037 | 2038 |  |  |  | 2007 | 2008 | 2009 | 2010 | 2011 | 2012 | 2013 | 2014 | 2015 | 2016 | 2017 | 2018 | 2019 | 2020 | 2021 | 2022 | 2023 | 2024 | 2025 | 2026 | 2027 | 2028 | 2029 | 2030 | 2031 | 2032 | 2033 | 2034 | 2035 | 2036 | 2037 | 2038
| Total | 25.9 | 21.7 | 12.8 | 12.7 | 12.242 | 11.856 | 8.877 |  | 9.0863 | 8.8814 | 8.8435 | 8.969 | 9.2387 | 9.8051 | 10.4334 | 10.9629 | 11.492 | 12.0311 | 12.5694 | 13.1332 | 13.7037 | 14.2903 | 14.8896 | 15.4938 | 16.1034 | 16.7216 | 17.3483 | 17.9838 | 18.6281 | 19.2813 | 19.9436 | 20.6151 | 21.2958 |  |  | Total | 0 | 0 | -9.2024 | 0.72019 | 0 | 0 | -2.6102 | -0.0097438 | -0.0056284 | 0.092033 | 0.19018 | 0.26969 | 0.56632 | 0.62839 | 0.52944 | 0.52914 | 0.53912 | 0.53832 | 0.56374 | 0.5705 | 0.58659 | 0.59933 | 0.60416 | 0.60965 | 0.61815 | 0.62676 | 0.63547 | 0.6443 | 0.65323 | 0.66228 | 0.67144 | 0.68072
| Firm Rating | 0 | 0 | 0 | 22.9 | 22.9 | 22.86 | 22.86 |  | 22.86 | 22.86 | 22.86 | 22.86 | 22.86 | 22.86 | 22.86 | 22.86 | 22.86 | 22.86 | 22.86 | 22.86 | 22.86 | 22.86 | 22.86 | 22.86 | 22.86 | 22.86 | 22.86 | 22.86 | 22.86 | 22.86 | 22.86 | 22.86 | 22.86
| Total Capacity | 0 | 0 | 0 | 45.7 | 45.7 | 45.73 | 45.73 |  | 45.73 | 45.73 | 45.73 | 45.73 | 45.73 | 45.73 | 45.73 | 45.73 | 45.73 | 45.73 | 45.73 | 45.73 | 45.73 | 45.73 | 45.73 | 45.73 | 45.73 | 45.73 | 45.73 | 45.73 | 45.73 | 45.73 | 45.73 | 45.73 | 45.73 |  |  | Avondale 33_11kV Tx1 | 0 | 0 | -4.6012 | 0.36009 | 0 | 0 | -1.3051 | -0.0048719 | -0.0028142 | 0.046017 | 0.095088 | 0.13484 | 0.28316 | 0.31419 | 0.26472 | 0.26457 | 0.26956 | 0.26916 | 0.28187 | 0.28525 | 0.2933 | 0.29966 | 0.30208 | 0.30482 | 0.30907 | 0.31338 | 0.31774 | 0.32215 | 0.32662 | 0.33114 | 0.33572 | 0.34036
|  | -7 | -6 | -5 | -4 | -3 | -2 | -1 |  | 0 | 1 | 2 | 3 | 4 | 5 | 6 | 7 | 8 | 9 | 10 | 11 | 12 | 13 | 14 | 15 | 16 | 17 | 18 | 19 | 20 | 21 | 22 | 23 | 24 |  |  | Avondale 33_11kV Tx2 | 0 | 0 | -4.6012 | 0.36009 | 0 | 0 | -1.3051 | -0.0048719 | -0.0028142 | 0.046017 | 0.095088 | 0.13484 | 0.28316 | 0.31419 | 0.26472 | 0.26457 | 0.26956 | 0.26916 | 0.28187 | 0.28525 | 0.2933 | 0.29966 | 0.30208 | 0.30482 | 0.30907 | 0.31338 | 0.31774 | 0.32215 | 0.32662 | 0.33114 | 0.33572 | 0.34036
| Transformer Loads | [36 empty] | 0 | 0 | 0 | 0 | 0 | 0 | 0 | 0 | 0 | 0 | 0 | 0 | 0 | 0 | 0 | 0 | 0 | 0 | 0 | 0 | 0 | 0 | 0 | 0 | 0 | 0 | 0 | 0 | 0 | 0 | 0 | 0
| Historical Loads | (11kV MVA) | [7 empty] | 0: Weather Corrected Forecast Loads; 4: (11kV MVA) |  |  |  | 0 | 0 | 0 | 0 | 0 | 0 | 0 | 0 | 0 | 0 | 0 | 0 | 0 | 0 | 0 | 0 | 0 | 0 | 0 | 0 | 0 | 0 | 0 | 0 | 0 | 0 | 0 | 0 | 0 | 0 | 0 | 0
|  | 2007 | 2008 | 2009 | 2010 | 2011 | 2012 | 2013 |  | 2014 | 2015 | 2016 | 2017 | 2018 | 2019 | 2020 | 2021 | 2022 | 2023 | 2024 | 2025 | 2026 | 2027 | 2028 | 2029 | 2030 | 2031 | 2032 | 2033 | 2034 | 2035 | 2036 | 2037 | 2038 |  |  |  | 0 | 0 | 0 | 0 | 0 | 0 | 0 | 0 | 0 | 0 | 0 | 0 | 0 | 0 | 0 | 0 | 0 | 0 | 0 | 0 | 0 | 0 | 0 | 0 | 0 | 0 | 0 | 0 | 0 | 0 | 0 | 0
| 0 | [36 empty] | 0 | 0 | 0 | 0 | 0 | 0 | 0 | 0 | 0 | 0 | 0 | 0 | 0 | 0 | 0 | 0 | 0 | 0 | 0 | 0 | 0 | 0 | 0 | 0 | 0 | 0 | 0 | 0 | 0 | 0 | 0 | 0
| Diversity Factor: 0 | [36 empty] | 0 | 0 | 0 | 0 | 0 | 0 | 0 | 0 | 0 | 0 | 0 | 0 | 0 | 0 | 0 | 0 | 0 | 0 | 0 | 0 | 0 | 0 | 0 | 0 | 0 | 0 | 0 | 0 | 0 | 0 | 0 | 0
[38 empty] | 0 | 0 | 0 | 0 | 0 | 0 | 0 | 0 | 0 | 0 | 0 | 0 | 0 | 0 | 0 | 0 | 0 | 0 | 0 | 0 | 0 | 0 | 0 | 0 | 0 | 0 | 0 | 0 | 0 | 0 | 0 | 0
[38 empty] | 0 | 0 | 0 | 0 | 0 | 0 | 0 | 0 | 0 | 0 | 0 | 0 | 0 | 0 | 0 | 0 | 0 | 0 | 0 | 0 | 0 | 0 | 0 | 0 | 0 | 0 | 0 | 0 | 0 | 0 | 0 | 0
| 0 | [36 empty] | 0 | 0 | 0 | 0 | 0 | 0 | 0 | 0 | 0 | 0 | 0 | 0 | 0 | 0 | 0 | 0 | 0 | 0 | 0 | 0 | 0 | 0 | 0 | 0 | 0 | 0 | 0 | 0 | 0 | 0 | 0 | 0
Diversity Factor: 0
[38 empty] | Historical Spots & Transfers | [6 empty] | Forecast Spots & Transfers
[35 empty] | Project Name | From | To | 2007 | 2008 | 2009 | 2010 | 2011 | 2012 | 2013 | 2014 | 2015 | 2016 | 2017 | 2018 | 2019 | 2020 | 2021 | 2022 | 2023 | 2024 | 2025 | 2026 | 2027 | 2028 | 2029 | 2030 | 2031 | 2032 | 2033 | 2034 | 2035 | 2036 | 2037 | 2038
| 0 | [33 empty] | Broad based demand management |  | Avondale 33_11kV Tx1 | 0 | 0 | 0 | 0 | 0 | 0 | 0 | 0 | -0.00017865 | -0.0001985 | -0.0021636 | -0.002382 | -0.0027393 | 0 | 0 | 0 | 0 | 0 | 0 | 0 | 0 | 0 | 0 | 0 | 0 | 0 | 0 | 0 | 0 | 0 | 0 | 0
| Diversity Factor: 0 | [33 empty] | Broad based demand management |  | Avondale 33_11kV Tx2 | 0 | 0 | 0 | 0 | 0 | 0 | 0 | 0 | -0.00017865 | -0.0001985 | -0.0021636 | -0.002382 | -0.0027393 | 0 | 0 | 0 | 0 | 0 | 0 | 0 | 0 | 0 | 0 | 0 | 0 | 0 | 0 | 0 | 0 | 0 | 0 | 0
[35 empty] | DNP_ID: 2261. To new Morisset 132/11kV | Avondale 33_11kV Tx1 | Morisset 132_11kV Tx1 | 0 | 0 | 2.0442 | 0 | 0 | 0 | 0 | 0 | 0 | 0 | 0 | 0 | 0 | 0 | 0 | 0 | 0 | 0 | 0 | 0 | 0 | 0 | 0 | 0 | 0 | 0 | 0 | 0 | 0 | 0 | 0 | 0
[35 empty] | DNP_ID: 2261. To new Morisset 132/11kV | Avondale 33_11kV Tx1 | Morisset 132_11kV Tx2 | 0 | 0 | 2.557 | 0 | 0 | 0 | 0 | 0 | 0 | 0 | 0 | 0 | 0 | 0 | 0 | 0 | 0 | 0 | 0 | 0 | 0 | 0 | 0 | 0 | 0 | 0 | 0 | 0 | 0 | 0 | 0 | 0
| 0 | [33 empty] | DNP_ID: 2261. To new Morisset 132/11kV | Avondale 33_11kV Tx2 | Morisset 132_11kV Tx1 | 0 | 0 | 2.0442 | 0 | 0 | 0 | 0 | 0 | 0 | 0 | 0 | 0 | 0 | 0 | 0 | 0 | 0 | 0 | 0 | 0 | 0 | 0 | 0 | 0 | 0 | 0 | 0 | 0 | 0 | 0 | 0 | 0
| Diversity Factor: 0 | [33 empty] | DNP_ID: 2261. To new Morisset 132/11kV | Avondale 33_11kV Tx2 | Morisset 132_11kV Tx2 | 0 | 0 | 2.557 | 0 | 0 | 0 | 0 | 0 | 0 | 0 | 0 | 0 | 0 | 0 | 0 | 0 | 0 | 0 | 0 | 0 | 0 | 0 | 0 | 0 | 0 | 0 | 0 | 0 | 0 | 0 | 0 | 0
[35 empty] | DNP_ID: 6691. Morisset - Final Switching Arrangements | Avondale 33_11kV Tx1 | Morisset 132_11kV Tx1 | 0 | 0 | 0 | 0 | 0 | 0 | 1.3051 | 0 | 0 | 0 | 0 | 0 | 0 | 0 | 0 | 0 | 0 | 0 | 0 | 0 | 0 | 0 | 0 | 0 | 0 | 0 | 0 | 0 | 0 | 0 | 0 | 0
[35 empty] | DNP_ID: 6691. Morisset - Final Switching Arrangements | Avondale 33_11kV Tx2 | Morisset 132_11kV Tx1 | 0 | 0 | 0 | 0 | 0 | 0 | 1.3051 | 0 | 0 | 0 | 0 | 0 | 0 | 0 | 0 | 0 | 0 | 0 | 0 | 0 | 0 | 0 | 0 | 0 | 0 | 0 | 0 | 0 | 0 | 0 | 0 | 0
| 0 | [33 empty] | HVCON_ID: 2000146. HP274-07 - Dora Creek WWTS |  | Avondale 33_11kV Tx1 | 0 | 0 | 0 | 0.36009 | 0 | 0 | 0 | 0 | 0 | 0 | 0 | 0 | 0 | 0 | 0 | 0 | 0 | 0 | 0 | 0 | 0 | 0 | 0 | 0 | 0 | 0 | 0 | 0 | 0 | 0 | 0 | 0
| Diversity Factor: 0 | [33 empty] | HVCON_ID: 2000146. HP274-07 - Dora Creek WWTS |  | Avondale 33_11kV Tx2 | 0 | 0 | 0 | 0.36009 | 0 | 0 | 0 | 0 | 0 | 0 | 0 | 0 | 0 | 0 | 0 | 0 | 0 | 0 | 0 | 0 | 0 | 0 | 0 | 0 | 0 | 0 | 0 | 0 | 0 | 0 | 0 | 0
[35 empty] | Econometric |  | Avondale 33_11kV Tx1 | 0 | 0 | 0 | 0 | 0 | 0 | 0 | 0 | 0 | 0.069438 | 0.13508 | 0.19622 | 0.34935 | 0.35386 | 0.2967 | 0.3005 | 0.30435 | 0.30825 | 0.31219 | 0.31619 | 0.32023 | 0.32433 | 0.32848 | 0.33267 | 0.33693 | 0.34123 | 0.34559 | 0.35 | 0.35447 | 0.35899 | 0.36357 | 0.36821
[35 empty] | Econometric |  | Avondale 33_11kV Tx2 | 0 | 0 | 0 | 0 | 0 | 0 | 0 | 0 | 0 | 0.069438 | 0.13508 | 0.19622 | 0.34935 | 0.35386 | 0.2967 | 0.3005 | 0.30435 | 0.30825 | 0.31219 | 0.31619 | 0.32023 | 0.32433 | 0.32848 | 0.33267 | 0.33693 | 0.34123 | 0.34559 | 0.35 | 0.35447 | 0.35899 | 0.36357 | 0.36821
| 0 | [33 empty] | Energy Efficiency |  | Avondale 33_11kV Tx1 | 0 | 0 | 0 | 0 | 0 | 0 | 0 | -0.0048719 | -0.0026355 | -0.023223 | -0.037832 | -0.058999 | -0.06345 | -0.039663 | -0.031985 | -0.035932 | -0.034793 | -0.039089 | -0.030324 | -0.030938 | -0.026936 | -0.024667 | -0.026395 | -0.027852 | -0.027852 | -0.027852 | -0.027852 | -0.027852 | -0.027852 | -0.027852 | -0.027852 | -0.027852
| Diversity Factor: 0 | [33 empty] | Energy Efficiency |  | Avondale 33_11kV Tx2 | 0 | 0 | 0 | 0 | 0 | 0 | 0 | -0.0048719 | -0.0026355 | -0.023223 | -0.037832 | -0.058999 | -0.06345 | -0.039663 | -0.031985 | -0.035932 | -0.034793 | -0.039089 | -0.030324 | -0.030938 | -0.026936 | -0.024667 | -0.026395 | -0.027852 | -0.027852 | -0.027852 | -0.027852 | -0.027852 | -0.027852 | -0.027852 | -0.027852 | -0.027852
[35 empty] | Solar PV |  | Avondale 33_11kV Tx1 | 0 | 0 | 0 | 0 | 0 | 0 | 0 | 0 | 0 | 0 | 0 | 0 | 0 | 0 | 0 | 0 | 0 | 0 | 0 | 0 | 0 | 0 | 0 | 0 | 0 | 0 | 0 | 0 | 0 | 0 | 0 | 0
[35 empty] | Solar PV |  | Avondale 33_11kV Tx2 | 0 | 0 | 0 | 0 | 0 | 0 | 0 | 0 | 0 | 0 | 0 | 0 | 0 | 0 | 0 | 0 | 0 | 0 | 0 | 0 | 0 | 0 | 0 | 0 | 0 | 0 | 0 | 0 | 0 | 0 | 0 | 0
0
Diversity Factor: 0
0
Diversity Factor: 0
0
Diversity Factor: 0
0
Diversity Factor: 0
| Weather Correction and Public Holiday Factors | [8 empty] | 0: Forecast ROG
ROG Justification
| Actual loads for season 2013 have been weather corrected by the following: | [6 empty] | 8.449% |  | 0: 5 year ROG ok | [35 empty] | 5 year ROG ok
1 | 2 | 3 | 4 | 5 | 6 | 7 | 8 | 9 | 10 | 2014 | 2015 | 2016 | 2017 | 2018 | 2019 | 2020 | 2021 | 2022 | 2023 | 2024 | 2025 | 2026 | 2027 | 2028 | 2029 | 2030 | 2031 | 2032 | 2033 | 2034 | 2035 | 2036 | 2037 | 2038
0.97807 | 0.95662 | 0.94264 | 0.93574 | 0.93574 | 0.93574 | 0.93574 | 0.93574 | 0.93574 | 0.93574 | -2.193% | -2.193% | -1.462% | -0.731% | 0% | 0% | 0% | 0% | 0% | 0% | 0% | 0% | 0% | 0% | 0% | 0% | 0% | 0% | 0% | 0% | 0% | 0% | 0% | 0% | 0%
Substation Load Detail
[7 empty] | Units | 2013 |  | 2014 | 2015 | 2016 | 2017 | 2018 | 2019 | 2020 | 2021 | 2022 | 2023 | 2024 | 2025 | 2026 | 2027 | 2028 | 2029 | 2030 | 2031 | 2032 | 2033 | 2034 | 2035 | 2036 | 2037 | 2038
1 | Avondale 33_11kV | Compensated |  | Load (LV side) |  |  | Amps | 0 |  | 476.9057 | 466.1502 | 464.1645 | 470.7526 | 484.9074 | 514.6317 | 547.6134 | 575.4016 | 603.1745 | 631.4709 | 659.7253 | 689.3141 | 719.2576 | 750.0459 | 781.5023 | 813.2126 | 845.2107 | 877.6551 | 910.5513 | 943.9049 | 977.7218 | 1012.007 | 1046.768 | 1082.01 | 1117.738
|  |  |  | Apparent Power |  |  | MVA | 8.877 | 9.3 | 9.0863 | 8.8814 | 8.8435 | 8.969 | 9.2387 | 9.8051 | 10.4334 | 10.9629 | 11.492 | 12.0311 | 12.5694 | 13.1332 | 13.7037 | 14.2903 | 14.8896 | 15.4938 | 16.1034 | 16.7216 | 17.3483 | 17.9838 | 18.6281 | 19.2813 | 19.9436 | 20.6151 | 21.2958
|  |  |  | Real Power |  |  | MW | 8.7261 | 9.1419 | 8.9318 | 8.7304 | 8.6932 | 8.8166 | 9.0817 | 9.6384 | 10.2561 | 10.7765 | 11.2966 | 11.8266 | 12.3558 | 12.9099 | 13.4707 | 14.0473 | 14.6365 | 15.2304 | 15.8297 | 16.4373 | 17.0534 | 17.6781 | 18.3114 | 18.9535 | 19.6046 | 20.2646 | 20.9337
|  |  |  | Reactive Power |  |  | MVAr | 0 |  | 1.6683 | 1.6307 | 1.6237 | 1.6468 | 1.6963 | 1.8003 | 1.9156 | 2.0128 | 2.11 | 2.209 | 2.3078 | 2.4113 | 2.5161 | 2.6238 | 2.7338 | 2.8447 | 2.9567 | 3.0702 | 3.1852 | 3.3019 | 3.4202 | 3.5402 | 3.6618 | 3.785 | 3.91
|  |  |  | Capacitors In Service |  |  | MVAr | 0 |  | 0 | 0 | 0 | 0 | 0 | 0 | 0 | 0 | 0 | 0 | 0 | 0 | 0 | 0 | 0 | 0 | 0 | 0 | 0 | 0 | 0 | 0 | 0 | 0 | 0
|  |  |  | PF |  |  |  | 0.983 |  | 0.983 | 0.983 | 0.983 | 0.983 | 0.983 | 0.983 | 0.983 | 0.983 | 0.983 | 0.983 | 0.983 | 0.983 | 0.983 | 0.983 | 0.983 | 0.983 | 0.983 | 0.983 | 0.983 | 0.983 | 0.983 | 0.983 | 0.983 | 0.983 | 0.983
0.89836 | Diversity Factor: 0.9 | Uncompensated |  | Reactive Power |  |  | MVAr | 0 | 1.7075 | 1.6683 | 1.6307 | 1.6237 | 1.6468 | 1.6963 | 1.8003 | 1.9156 | 2.0128 | 2.11 | 2.209 | 2.3078 | 2.4113 | 2.5161 | 2.6238 | 2.7338 | 2.8447 | 2.9567 | 3.0702 | 3.1852 | 3.3019 | 3.4202 | 3.5402 | 3.6618 | 3.785 | 3.91
|  |  |  | PF |  |  |  | 0.983 |  | 0.983 | 0.983 | 0.983 | 0.983 | 0.983 | 0.983 | 0.983 | 0.983 | 0.983 | 0.983 | 0.983 | 0.983 | 0.983 | 0.983 | 0.983 | 0.983 | 0.983 | 0.983 | 0.983 | 0.983 | 0.983 | 0.983 | 0.983 | 0.983 | 0.983
[10 empty] | 1 | 2 | 3 | 4 | 5 | 6 | 7 | 8 | 9 | 10 | 11 | 12 | 13 | 14 | 15 | 16 | 17 | 18 | 19 | 20 | 21 | 22 | 23 | 24 | 25
Transformer Load Detail
[7 empty] | Units | 2013 |  | 2014 | 2015 | 2016 | 2017 | 2018 | 2019 | 2020 | 2021 | 2022 | 2023 | 2024 | 2025 | 2026 | 2027 | 2028 | 2029 | 2030 | 2031 | 2032 | 2033 | 2034 | 2035 | 2036 | 2037 | 2038
| 0 | Compensated |  | Load (LV side) |  |  | Amps
|  |  |  | Apparent Power |  |  | MVA
|  |  |  | Real Power |  |  | MW
|  |  |  | Reactive Power |  |  | MVAr
|  |  |  | Capacitors In Service |  |  | MVAr
PF
| Zone Div: | Uncompensated |  | Reactive Power |  |  | MVAr
PF
| 0 | Compensated |  | Load (LV side) |  |  | Amps
|  |  |  | Apparent Power |  |  | MVA
|  |  |  | Real Power |  |  | MW
|  |  |  | Reactive Power |  |  | MVAr
|  |  |  | Capacitors In Service |  |  | MVAr
PF
| Zone Div: | Uncompensated |  | Reactive Power |  |  | MVAr
PF
| 0 | Compensated |  | Load (LV side) |  |  | Amps
|  |  |  | Apparent Power |  |  | MVA
|  |  |  | Real Power |  |  | MW
|  |  |  | Reactive Power |  |  | MVAr
|  |  |  | Capacitors In Service |  |  | MVAr
PF
| Zone Div: | Uncompensated |  | Reactive Power |  |  | MVAr
PF
| 0 | Compensated |  | Load (LV side) |  |  | Amps
|  |  |  | Apparent Power |  |  | MVA
|  |  |  | Real Power |  |  | MW
|  |  |  | Reactive Power |  |  | MVAr
|  |  |  | Capacitors In Service |  |  | MVAr
PF
| Zone Div: | Uncompensated |  | Reactive Power |  |  | MVAr
PF
| 0 | Compensated |  | Load (LV side) |  |  | Amps
|  |  |  | Apparent Power |  |  | MVA
|  |  |  | Real Power |  |  | MW
|  |  |  | Reactive Power |  |  | MVAr
|  |  |  | Capacitors In Service |  |  | MVAr
PF
| Zone Div: | Uncompensated |  | Reactive Power |  |  | MVAr
PF
| 0 | Compensated |  | Load (LV side) |  |  | Amps
|  |  |  | Apparent Power |  |  | MVA
|  |  |  | Real Power |  |  | MW
|  |  |  | Reactive Power |  |  | MVAr
|  |  |  | Capacitors In Service |  |  | MVAr
PF
| Zone Div: | Uncompensated |  | Reactive Power |  |  | MVAr
PF
| 0 | Compensated |  | Load (LV side) |  |  | Amps
|  |  |  | Apparent Power |  |  | MVA
|  |  |  | Real Power |  |  | MW
|  |  |  | Reactive Power |  |  | MVAr
|  |  |  | Capacitors In Service |  |  | MVAr
PF
| Zone Div: | Uncompensated |  | Reactive Power |  |  | MVAr
PF
| 0 | Compensated |  | Load (LV side) |  |  | Amps
|  |  |  | Apparent Power |  |  | MVA
|  |  |  | Real Power |  |  | MW
|  |  |  | Reactive Power |  |  | MVAr
|  |  |  | Capacitors In Service |  |  | MVAr
PF
| Zone Div: | Uncompensated |  | Reactive Power |  |  | MVAr
PF
| 0 | Compensated |  | Load (LV side) |  |  | Amps
|  |  |  | Apparent Power |  |  | MVA
|  |  |  | Real Power |  |  | MW
|  |  |  | Reactive Power |  |  | MVAr
|  |  |  | Capacitors In Service |  |  | MVAr
PF
| Zone Div: | Uncompensated |  | Reactive Power |  |  | MVAr
PF
| 0 | Compensated |  | Load (LV side) |  |  | Amps
|  |  |  | Apparent Power |  |  | MVA
|  |  |  | Real Power |  |  | MW
|  |  |  | Reactive Power |  |  | MVAr
|  |  |  | Capacitors In Service |  |  | MVAr
PF
| Zone Div: | Uncompensated |  | Reactive Power |  |  | MVAr
PF

## Customer94
| Customer94 | [16 empty] | 2014 | WINTER
| Substation Total Loads | [33 empty] | Spots & Transfers Detail
| Historical Loads | MVA | [7 empty] | Weather Corrected Forecast Loads |  |  |  | MVA | [20 empty] | Spots & Transfers Summary | MVA |  | Historical Spots & Transfers | [6 empty] | Forecast Spots & Transfers
|  | 2007 | 2008 | 2009 | 2010 | 2011 | 2012 | 2013 |  | 2014 | 2015 | 2016 | 2017 | 2018 | 2019 | 2020 | 2021 | 2022 | 2023 | 2024 | 2025 | 2026 | 2027 | 2028 | 2029 | 2030 | 2031 | 2032 | 2033 | 2034 | 2035 | 2036 | 2037 | 2038 |  |  |  | 2007 | 2008 | 2009 | 2010 | 2011 | 2012 | 2013 | 2014 | 2015 | 2016 | 2017 | 2018 | 2019 | 2020 | 2021 | 2022 | 2023 | 2024 | 2025 | 2026 | 2027 | 2028 | 2029 | 2030 | 2031 | 2032 | 2033 | 2034 | 2035 | 2036 | 2037 | 2038
| Total |  |  |  |  | 2.944 | 0.672 | 0.947 |  | 0.947 | 0.947 | 0.947 | 0.947 | 0.947 | 0.947 | 0.947 | 0.947 | 0.947 | 0.947 | 0.947 | 0.947 | 0.947 | 0.947 | 0.947 | 0.947 | 0.947 | 0.947 | 0.947 | 0.947 | 0.947 | 0.947 | 0.947 | 0.947 | 0.947 |  |  | Total
Firm Rating
| Total Capacity | [36 empty] | 0 | 0 | 0 | 0 | 0 | 0 | 0 | 0 | 0 | 0 | 0 | 0 | 0 | 0 | 0 | 0 | 0 | 0 | 0 | 0 | 0 | 0 | 0 | 0 | 0 | 0 | 0 | 0 | 0 | 0 | 0 | 0
|  | -7 | -6 | -5 | -4 | -3 | -2 | -1 |  | 0 | 1 | 2 | 3 | 4 | 5 | 6 | 7 | 8 | 9 | 10 | 11 | 12 | 13 | 14 | 15 | 16 | 17 | 18 | 19 | 20 | 21 | 22 | 23 | 24 |  |  |  | 0 | 0 | 0 | 0 | 0 | 0 | 0 | 0 | 0 | 0 | 0 | 0 | 0 | 0 | 0 | 0 | 0 | 0 | 0 | 0 | 0 | 0 | 0 | 0 | 0 | 0 | 0 | 0 | 0 | 0 | 0 | 0
| Transformer Loads | [36 empty] | 0 | 0 | 0 | 0 | 0 | 0 | 0 | 0 | 0 | 0 | 0 | 0 | 0 | 0 | 0 | 0 | 0 | 0 | 0 | 0 | 0 | 0 | 0 | 0 | 0 | 0 | 0 | 0 | 0 | 0 | 0 | 0
| Historical Loads | MVA | [7 empty] | Weather Corrected Forecast Loads |  |  |  | MVA | [23 empty] | 0 | 0 | 0 | 0 | 0 | 0 | 0 | 0 | 0 | 0 | 0 | 0 | 0 | 0 | 0 | 0 | 0 | 0 | 0 | 0 | 0 | 0 | 0 | 0 | 0 | 0 | 0 | 0 | 0 | 0 | 0 | 0
|  | 2007 | 2008 | 2009 | 2010 | 2011 | 2012 | 2013 |  | 2014 | 2015 | 2016 | 2017 | 2018 | 2019 | 2020 | 2021 | 2022 | 2023 | 2024 | 2025 | 2026 | 2027 | 2028 | 2029 | 2030 | 2031 | 2032 | 2033 | 2034 | 2035 | 2036 | 2037 | 2038 |  |  |  | 0 | 0 | 0 | 0 | 0 | 0 | 0 | 0 | 0 | 0 | 0 | 0 | 0 | 0 | 0 | 0 | 0 | 0 | 0 | 0 | 0 | 0 | 0 | 0 | 0 | 0 | 0 | 0 | 0 | 0 | 0 | 0
| 0 | [36 empty] | 0 | 0 | 0 | 0 | 0 | 0 | 0 | 0 | 0 | 0 | 0 | 0 | 0 | 0 | 0 | 0 | 0 | 0 | 0 | 0 | 0 | 0 | 0 | 0 | 0 | 0 | 0 | 0 | 0 | 0 | 0 | 0
| Diversity Factor: 0 | [36 empty] | 0 | 0 | 0 | 0 | 0 | 0 | 0 | 0 | 0 | 0 | 0 | 0 | 0 | 0 | 0 | 0 | 0 | 0 | 0 | 0 | 0 | 0 | 0 | 0 | 0 | 0 | 0 | 0 | 0 | 0 | 0 | 0
[38 empty] | 0 | 0 | 0 | 0 | 0 | 0 | 0 | 0 | 0 | 0 | 0 | 0 | 0 | 0 | 0 | 0 | 0 | 0 | 0 | 0 | 0 | 0 | 0 | 0 | 0 | 0 | 0 | 0 | 0 | 0 | 0 | 0
[38 empty] | 0 | 0 | 0 | 0 | 0 | 0 | 0 | 0 | 0 | 0 | 0 | 0 | 0 | 0 | 0 | 0 | 0 | 0 | 0 | 0 | 0 | 0 | 0 | 0 | 0 | 0 | 0 | 0 | 0 | 0 | 0 | 0
| 0 | [36 empty] | 0 | 0 | 0 | 0 | 0 | 0 | 0 | 0 | 0 | 0 | 0 | 0 | 0 | 0 | 0 | 0 | 0 | 0 | 0 | 0 | 0 | 0 | 0 | 0 | 0 | 0 | 0 | 0 | 0 | 0 | 0 | 0
Diversity Factor: 0
[38 empty] | Historical Spots & Transfers | [6 empty] | Forecast Spots & Transfers
[35 empty] | Project Name | From | To | 2007 | 2008 | 2009 | 2010 | 2011 | 2012 | 2013 | 2014 | 2015 | 2016 | 2017 | 2018 | 2019 | 2020 | 2021 | 2022 | 2023 | 2024 | 2025 | 2026 | 2027 | 2028 | 2029 | 2030 | 2031 | 2032 | 2033 | 2034 | 2035 | 2036 | 2037 | 2038
0
Diversity Factor: 0
0
Diversity Factor: 0
0
Diversity Factor: 0
0
Diversity Factor: 0
0
Diversity Factor: 0
0
Diversity Factor: 0
0
Diversity Factor: 0
0
Diversity Factor: 0
| Weather Correction and Public Holiday Factors | [8 empty] | Forecast ROG
ROG Justification
| Actual loads for season 2013 have been weather corrected by the following: | [6 empty] | 0% |  | N/A | [59 empty] | N/A
1 | 2 | 3 | 4 | 5 | 6 | 7 | 8 | 9 | 10 | 2014 | 2015 | 2016 | 2017 | 2018 | 2019 | 2020 | 2021 | 2022 | 2023 | 2024 | 2025 | 2026 | 2027 | 2028 | 2029 | 2030 | 2031 | 2032 | 2033 | 2034 | 2035 | 2036 | 2037 | 2038
1 | 1 | 1 | 1 | 1 | 1 | 1 | 1 | 1 | 1 | 0% | 0% | 0% | 0% | 0% | 0% | 0% | 0% | 0% | 0% | 0% | 0% | 0% | 0% | 0% | 0% | 0% | 0% | 0% | 0% | 0% | 0% | 0% | 0% | 0%
Substation Load Detail
[7 empty] | Units | 2013 |  | 2014 | 2015 | 2016 | 2017 | 2018 | 2019 | 2020 | 2021 | 2022 | 2023 | 2024 | 2025 | 2026 | 2027 | 2028 | 2029 | 2030 | 2031 | 2032 | 2033 | 2034 | 2035 | 2036 | 2037 | 2038
1 | Customer94 | Compensated |  | Load (LV side) |  |  | Amps | 17 |  | 17 | 17 | 17 | 17 | 17 | 17 | 17 | 17 | 17 | 17 | 17 | 17 | 17 | 17 | 17 | 17 | 17 | 17 | 17 | 17 | 17 | 17 | 17 | 17 | 17
|  |  |  | Apparent Power |  |  | MVA | 0.947 |  | 0.947 | 0.947 | 0.947 | 0.947 | 0.947 | 0.947 | 0.947 | 0.947 | 0.947 | 0.947 | 0.947 | 0.947 | 0.947 | 0.947 | 0.947 | 0.947 | 0.947 | 0.947 | 0.947 | 0.947 | 0.947 | 0.947 | 0.947 | 0.947 | 0.947
|  |  |  | Real Power |  |  | MW | 0.8523 |  | 0.8523 | 0.8523 | 0.8523 | 0.8523 | 0.8523 | 0.8523 | 0.8523 | 0.8523 | 0.8523 | 0.8523 | 0.8523 | 0.8523 | 0.8523 | 0.8523 | 0.8523 | 0.8523 | 0.8523 | 0.8523 | 0.8523 | 0.8523 | 0.8523 | 0.8523 | 0.8523 | 0.8523 | 0.8523
|  |  |  | Reactive Power |  |  | MVAr | 0.41279 |  | 0.41279 | 0.41279 | 0.41279 | 0.41279 | 0.41279 | 0.41279 | 0.41279 | 0.41279 | 0.41279 | 0.41279 | 0.41279 | 0.41279 | 0.41279 | 0.41279 | 0.41279 | 0.41279 | 0.41279 | 0.41279 | 0.41279 | 0.41279 | 0.41279 | 0.41279 | 0.41279 | 0.41279 | 0.41279
|  |  |  | Capacitors In Service |  |  | MVAr | 0 |  | 0 | 0 | 0 | 0 | 0 | 0 | 0 | 0 | 0 | 0 | 0 | 0 | 0 | 0 | 0 | 0 | 0 | 0 | 0 | 0 | 0 | 0 | 0 | 0 | 0
|  |  |  | PF |  |  |  | 0.9 |  | 0.9 | 0.9 | 0.9 | 0.9 | 0.9 | 0.9 | 0.9 | 0.9 | 0.9 | 0.9 | 0.9 | 0.9 | 0.9 | 0.9 | 0.9 | 0.9 | 0.9 | 0.9 | 0.9 | 0.9 | 0.9 | 0.9 | 0.9 | 0.9 | 0.9
0.60567 | Diversity Factor: 0.61 | Uncompensated |  | Reactive Power |  |  | MVAr | 0.41279 |  | 0.41279 | 0.41279 | 0.41279 | 0.41279 | 0.41279 | 0.41279 | 0.41279 | 0.41279 | 0.41279 | 0.41279 | 0.41279 | 0.41279 | 0.41279 | 0.41279 | 0.41279 | 0.41279 | 0.41279 | 0.41279 | 0.41279 | 0.41279 | 0.41279 | 0.41279 | 0.41279 | 0.41279 | 0.41279
|  |  |  | PF |  |  |  | 0.9 |  | 0.9 | 0.9 | 0.9 | 0.9 | 0.9 | 0.9 | 0.9 | 0.9 | 0.9 | 0.9 | 0.9 | 0.9 | 0.9 | 0.9 | 0.9 | 0.9 | 0.9 | 0.9 | 0.9 | 0.9 | 0.9 | 0.9 | 0.9 | 0.9 | 0.9
[10 empty] | 1 | 2 | 3 | 4 | 5 | 6 | 7 | 8 | 9 | 10 | 11 | 12 | 13 | 14 | 15 | 16 | 17 | 18 | 19 | 20 | 21 | 22 | 23 | 24 | 25
Transformer Load Detail
[7 empty] | Units | 2013 |  | 2014 | 2015 | 2016 | 2017 | 2018 | 2019 | 2020 | 2021 | 2022 | 2023 | 2024 | 2025 | 2026 | 2027 | 2028 | 2029 | 2030 | 2031 | 2032 | 2033 | 2034 | 2035 | 2036 | 2037 | 2038
| 0 | Compensated |  | Load (LV side) |  |  | Amps
|  |  |  | Apparent Power |  |  | MVA
|  |  |  | Real Power |  |  | MW
|  |  |  | Reactive Power |  |  | MVAr
|  |  |  | Capacitors In Service |  |  | MVAr
PF
| Zone Div: | Uncompensated |  | Reactive Power |  |  | MVAr
PF
| 0 | Compensated |  | Load (LV side) |  |  | Amps
|  |  |  | Apparent Power |  |  | MVA
|  |  |  | Real Power |  |  | MW
|  |  |  | Reactive Power |  |  | MVAr
|  |  |  | Capacitors In Service |  |  | MVAr
PF
| Zone Div: | Uncompensated |  | Reactive Power |  |  | MVAr
PF
| 0 | Compensated |  | Load (LV side) |  |  | Amps
|  |  |  | Apparent Power |  |  | MVA
|  |  |  | Real Power |  |  | MW
|  |  |  | Reactive Power |  |  | MVAr
|  |  |  | Capacitors In Service |  |  | MVAr
PF
| Zone Div: | Uncompensated |  | Reactive Power |  |  | MVAr
PF
| 0 | Compensated |  | Load (LV side) |  |  | Amps
|  |  |  | Apparent Power |  |  | MVA
|  |  |  | Real Power |  |  | MW
|  |  |  | Reactive Power |  |  | MVAr
|  |  |  | Capacitors In Service |  |  | MVAr
PF
| Zone Div: | Uncompensated |  | Reactive Power |  |  | MVAr
PF
| 0 | Compensated |  | Load (LV side) |  |  | Amps
|  |  |  | Apparent Power |  |  | MVA
|  |  |  | Real Power |  |  | MW
|  |  |  | Reactive Power |  |  | MVAr
|  |  |  | Capacitors In Service |  |  | MVAr
PF
| Zone Div: | Uncompensated |  | Reactive Power |  |  | MVAr
PF
| 0 | Compensated |  | Load (LV side) |  |  | Amps
|  |  |  | Apparent Power |  |  | MVA
|  |  |  | Real Power |  |  | MW
|  |  |  | Reactive Power |  |  | MVAr
|  |  |  | Capacitors In Service |  |  | MVAr
PF
| Zone Div: | Uncompensated |  | Reactive Power |  |  | MVAr
PF
| 0 | Compensated |  | Load (LV side) |  |  | Amps
|  |  |  | Apparent Power |  |  | MVA
|  |  |  | Real Power |  |  | MW
|  |  |  | Reactive Power |  |  | MVAr
|  |  |  | Capacitors In Service |  |  | MVAr
PF
| Zone Div: | Uncompensated |  | Reactive Power |  |  | MVAr
PF
| 0 | Compensated |  | Load (LV side) |  |  | Amps
|  |  |  | Apparent Power |  |  | MVA
|  |  |  | Real Power |  |  | MW
|  |  |  | Reactive Power |  |  | MVAr
|  |  |  | Capacitors In Service |  |  | MVAr
PF
| Zone Div: | Uncompensated |  | Reactive Power |  |  | MVAr
PF
| 0 | Compensated |  | Load (LV side) |  |  | Amps
|  |  |  | Apparent Power |  |  | MVA
|  |  |  | Real Power |  |  | MW
|  |  |  | Reactive Power |  |  | MVAr
|  |  |  | Capacitors In Service |  |  | MVAr
PF
| Zone Div: | Uncompensated |  | Reactive Power |  |  | MVAr
PF
| 0 | Compensated |  | Load (LV side) |  |  | Amps
|  |  |  | Apparent Power |  |  | MVA
|  |  |  | Real Power |  |  | MW
|  |  |  | Reactive Power |  |  | MVAr
|  |  |  | Capacitors In Service |  |  | MVAr
PF
| Zone Div: | Uncompensated |  | Reactive Power |  |  | MVAr
PF

## Customer95
| Customer95 | [16 empty] | 2014 | WINTER
| Substation Total Loads | [33 empty] | Spots & Transfers Detail
| Historical Loads | MVA | [7 empty] | Weather Corrected Forecast Loads |  |  |  | MVA | [20 empty] | Spots & Transfers Summary | MVA |  | Historical Spots & Transfers | [6 empty] | Forecast Spots & Transfers
|  | 2007 | 2008 | 2009 | 2010 | 2011 | 2012 | 2013 |  | 2014 | 2015 | 2016 | 2017 | 2018 | 2019 | 2020 | 2021 | 2022 | 2023 | 2024 | 2025 | 2026 | 2027 | 2028 | 2029 | 2030 | 2031 | 2032 | 2033 | 2034 | 2035 | 2036 | 2037 | 2038 |  |  |  | 2007 | 2008 | 2009 | 2010 | 2011 | 2012 | 2013 | 2014 | 2015 | 2016 | 2017 | 2018 | 2019 | 2020 | 2021 | 2022 | 2023 | 2024 | 2025 | 2026 | 2027 | 2028 | 2029 | 2030 | 2031 | 2032 | 2033 | 2034 | 2035 | 2036 | 2037 | 2038
| Total |  |  |  |  | 8.434 | 2.314 | 2.731 |  | 2.731 | 2.731 | 2.731 | 2.731 | 2.731 | 2.731 | 2.731 | 2.731 | 2.731 | 2.731 | 2.731 | 2.731 | 2.731 | 2.731 | 2.731 | 2.731 | 2.731 | 2.731 | 2.731 | 2.731 | 2.731 | 2.731 | 2.731 | 2.731 | 2.731 |  |  | Total
Firm Rating
| Total Capacity | [36 empty] | 0 | 0 | 0 | 0 | 0 | 0 | 0 | 0 | 0 | 0 | 0 | 0 | 0 | 0 | 0 | 0 | 0 | 0 | 0 | 0 | 0 | 0 | 0 | 0 | 0 | 0 | 0 | 0 | 0 | 0 | 0 | 0
|  | -7 | -6 | -5 | -4 | -3 | -2 | -1 |  | 0 | 1 | 2 | 3 | 4 | 5 | 6 | 7 | 8 | 9 | 10 | 11 | 12 | 13 | 14 | 15 | 16 | 17 | 18 | 19 | 20 | 21 | 22 | 23 | 24 |  |  |  | 0 | 0 | 0 | 0 | 0 | 0 | 0 | 0 | 0 | 0 | 0 | 0 | 0 | 0 | 0 | 0 | 0 | 0 | 0 | 0 | 0 | 0 | 0 | 0 | 0 | 0 | 0 | 0 | 0 | 0 | 0 | 0
| Transformer Loads | [36 empty] | 0 | 0 | 0 | 0 | 0 | 0 | 0 | 0 | 0 | 0 | 0 | 0 | 0 | 0 | 0 | 0 | 0 | 0 | 0 | 0 | 0 | 0 | 0 | 0 | 0 | 0 | 0 | 0 | 0 | 0 | 0 | 0
| Historical Loads | MVA | [7 empty] | Weather Corrected Forecast Loads |  |  |  | MVA | [23 empty] | 0 | 0 | 0 | 0 | 0 | 0 | 0 | 0 | 0 | 0 | 0 | 0 | 0 | 0 | 0 | 0 | 0 | 0 | 0 | 0 | 0 | 0 | 0 | 0 | 0 | 0 | 0 | 0 | 0 | 0 | 0 | 0
|  | 2007 | 2008 | 2009 | 2010 | 2011 | 2012 | 2013 |  | 2014 | 2015 | 2016 | 2017 | 2018 | 2019 | 2020 | 2021 | 2022 | 2023 | 2024 | 2025 | 2026 | 2027 | 2028 | 2029 | 2030 | 2031 | 2032 | 2033 | 2034 | 2035 | 2036 | 2037 | 2038 |  |  |  | 0 | 0 | 0 | 0 | 0 | 0 | 0 | 0 | 0 | 0 | 0 | 0 | 0 | 0 | 0 | 0 | 0 | 0 | 0 | 0 | 0 | 0 | 0 | 0 | 0 | 0 | 0 | 0 | 0 | 0 | 0 | 0
| 0 | [36 empty] | 0 | 0 | 0 | 0 | 0 | 0 | 0 | 0 | 0 | 0 | 0 | 0 | 0 | 0 | 0 | 0 | 0 | 0 | 0 | 0 | 0 | 0 | 0 | 0 | 0 | 0 | 0 | 0 | 0 | 0 | 0 | 0
| Diversity Factor: 0 | [36 empty] | 0 | 0 | 0 | 0 | 0 | 0 | 0 | 0 | 0 | 0 | 0 | 0 | 0 | 0 | 0 | 0 | 0 | 0 | 0 | 0 | 0 | 0 | 0 | 0 | 0 | 0 | 0 | 0 | 0 | 0 | 0 | 0
[38 empty] | 0 | 0 | 0 | 0 | 0 | 0 | 0 | 0 | 0 | 0 | 0 | 0 | 0 | 0 | 0 | 0 | 0 | 0 | 0 | 0 | 0 | 0 | 0 | 0 | 0 | 0 | 0 | 0 | 0 | 0 | 0 | 0
[38 empty] | 0 | 0 | 0 | 0 | 0 | 0 | 0 | 0 | 0 | 0 | 0 | 0 | 0 | 0 | 0 | 0 | 0 | 0 | 0 | 0 | 0 | 0 | 0 | 0 | 0 | 0 | 0 | 0 | 0 | 0 | 0 | 0
| 0 | [36 empty] | 0 | 0 | 0 | 0 | 0 | 0 | 0 | 0 | 0 | 0 | 0 | 0 | 0 | 0 | 0 | 0 | 0 | 0 | 0 | 0 | 0 | 0 | 0 | 0 | 0 | 0 | 0 | 0 | 0 | 0 | 0 | 0
Diversity Factor: 0
[38 empty] | Historical Spots & Transfers | [6 empty] | Forecast Spots & Transfers
[35 empty] | Project Name | From | To | 2007 | 2008 | 2009 | 2010 | 2011 | 2012 | 2013 | 2014 | 2015 | 2016 | 2017 | 2018 | 2019 | 2020 | 2021 | 2022 | 2023 | 2024 | 2025 | 2026 | 2027 | 2028 | 2029 | 2030 | 2031 | 2032 | 2033 | 2034 | 2035 | 2036 | 2037 | 2038
0
Diversity Factor: 0
0
Diversity Factor: 0
0
Diversity Factor: 0
0
Diversity Factor: 0
0
Diversity Factor: 0
0
Diversity Factor: 0
0
Diversity Factor: 0
0
Diversity Factor: 0
| Weather Correction and Public Holiday Factors | [8 empty] | Forecast ROG
ROG Justification
| Actual loads for season 2013 have been weather corrected by the following: | [6 empty] | 0% |  | N/A | [59 empty] | N/A
1 | 2 | 3 | 4 | 5 | 6 | 7 | 8 | 9 | 10 | 2014 | 2015 | 2016 | 2017 | 2018 | 2019 | 2020 | 2021 | 2022 | 2023 | 2024 | 2025 | 2026 | 2027 | 2028 | 2029 | 2030 | 2031 | 2032 | 2033 | 2034 | 2035 | 2036 | 2037 | 2038
1 | 1 | 1 | 1 | 1 | 1 | 1 | 1 | 1 | 1 | 0% | 0% | 0% | 0% | 0% | 0% | 0% | 0% | 0% | 0% | 0% | 0% | 0% | 0% | 0% | 0% | 0% | 0% | 0% | 0% | 0% | 0% | 0% | 0% | 0%
Substation Load Detail
[7 empty] | Units | 2013 |  | 2014 | 2015 | 2016 | 2017 | 2018 | 2019 | 2020 | 2021 | 2022 | 2023 | 2024 | 2025 | 2026 | 2027 | 2028 | 2029 | 2030 | 2031 | 2032 | 2033 | 2034 | 2035 | 2036 | 2037 | 2038
1 | Customer95 | Compensated |  | Load (LV side) |  |  | Amps | 48 |  | 48 | 48 | 48 | 48 | 48 | 48 | 48 | 48 | 48 | 48 | 48 | 48 | 48 | 48 | 48 | 48 | 48 | 48 | 48 | 48 | 48 | 48 | 48 | 48 | 48
|  |  |  | Apparent Power |  |  | MVA | 2.731 |  | 2.731 | 2.731 | 2.731 | 2.731 | 2.731 | 2.731 | 2.731 | 2.731 | 2.731 | 2.731 | 2.731 | 2.731 | 2.731 | 2.731 | 2.731 | 2.731 | 2.731 | 2.731 | 2.731 | 2.731 | 2.731 | 2.731 | 2.731 | 2.731 | 2.731
|  |  |  | Real Power |  |  | MW | 2.4579 |  | 2.4579 | 2.4579 | 2.4579 | 2.4579 | 2.4579 | 2.4579 | 2.4579 | 2.4579 | 2.4579 | 2.4579 | 2.4579 | 2.4579 | 2.4579 | 2.4579 | 2.4579 | 2.4579 | 2.4579 | 2.4579 | 2.4579 | 2.4579 | 2.4579 | 2.4579 | 2.4579 | 2.4579 | 2.4579
|  |  |  | Reactive Power |  |  | MVAr | 1.1904 |  | 1.1904 | 1.1904 | 1.1904 | 1.1904 | 1.1904 | 1.1904 | 1.1904 | 1.1904 | 1.1904 | 1.1904 | 1.1904 | 1.1904 | 1.1904 | 1.1904 | 1.1904 | 1.1904 | 1.1904 | 1.1904 | 1.1904 | 1.1904 | 1.1904 | 1.1904 | 1.1904 | 1.1904 | 1.1904
|  |  |  | Capacitors In Service |  |  | MVAr | 0 |  | 0 | 0 | 0 | 0 | 0 | 0 | 0 | 0 | 0 | 0 | 0 | 0 | 0 | 0 | 0 | 0 | 0 | 0 | 0 | 0 | 0 | 0 | 0 | 0 | 0
|  |  |  | PF |  |  |  | 0.9 |  | 0.9 | 0.9 | 0.9 | 0.9 | 0.9 | 0.9 | 0.9 | 0.9 | 0.9 | 0.9 | 0.9 | 0.9 | 0.9 | 0.9 | 0.9 | 0.9 | 0.9 | 0.9 | 0.9 | 0.9 | 0.9 | 0.9 | 0.9 | 0.9 | 0.9
0.66555 | Diversity Factor: 0.67 | Uncompensated |  | Reactive Power |  |  | MVAr | 1.1904 |  | 1.1904 | 1.1904 | 1.1904 | 1.1904 | 1.1904 | 1.1904 | 1.1904 | 1.1904 | 1.1904 | 1.1904 | 1.1904 | 1.1904 | 1.1904 | 1.1904 | 1.1904 | 1.1904 | 1.1904 | 1.1904 | 1.1904 | 1.1904 | 1.1904 | 1.1904 | 1.1904 | 1.1904 | 1.1904
|  |  |  | PF |  |  |  | 0.9 |  | 0.9 | 0.9 | 0.9 | 0.9 | 0.9 | 0.9 | 0.9 | 0.9 | 0.9 | 0.9 | 0.9 | 0.9 | 0.9 | 0.9 | 0.9 | 0.9 | 0.9 | 0.9 | 0.9 | 0.9 | 0.9 | 0.9 | 0.9 | 0.9 | 0.9
[10 empty] | 1 | 2 | 3 | 4 | 5 | 6 | 7 | 8 | 9 | 10 | 11 | 12 | 13 | 14 | 15 | 16 | 17 | 18 | 19 | 20 | 21 | 22 | 23 | 24 | 25
Transformer Load Detail
[7 empty] | Units | 2013 |  | 2014 | 2015 | 2016 | 2017 | 2018 | 2019 | 2020 | 2021 | 2022 | 2023 | 2024 | 2025 | 2026 | 2027 | 2028 | 2029 | 2030 | 2031 | 2032 | 2033 | 2034 | 2035 | 2036 | 2037 | 2038
| 0 | Compensated |  | Load (LV side) |  |  | Amps
|  |  |  | Apparent Power |  |  | MVA
|  |  |  | Real Power |  |  | MW
|  |  |  | Reactive Power |  |  | MVAr
|  |  |  | Capacitors In Service |  |  | MVAr
PF
| Zone Div: | Uncompensated |  | Reactive Power |  |  | MVAr
PF
| 0 | Compensated |  | Load (LV side) |  |  | Amps
|  |  |  | Apparent Power |  |  | MVA
|  |  |  | Real Power |  |  | MW
|  |  |  | Reactive Power |  |  | MVAr
|  |  |  | Capacitors In Service |  |  | MVAr
PF
| Zone Div: | Uncompensated |  | Reactive Power |  |  | MVAr
PF
| 0 | Compensated |  | Load (LV side) |  |  | Amps
|  |  |  | Apparent Power |  |  | MVA
|  |  |  | Real Power |  |  | MW
|  |  |  | Reactive Power |  |  | MVAr
|  |  |  | Capacitors In Service |  |  | MVAr
PF
| Zone Div: | Uncompensated |  | Reactive Power |  |  | MVAr
PF
| 0 | Compensated |  | Load (LV side) |  |  | Amps
|  |  |  | Apparent Power |  |  | MVA
|  |  |  | Real Power |  |  | MW
|  |  |  | Reactive Power |  |  | MVAr
|  |  |  | Capacitors In Service |  |  | MVAr
PF
| Zone Div: | Uncompensated |  | Reactive Power |  |  | MVAr
PF
| 0 | Compensated |  | Load (LV side) |  |  | Amps
|  |  |  | Apparent Power |  |  | MVA
|  |  |  | Real Power |  |  | MW
|  |  |  | Reactive Power |  |  | MVAr
|  |  |  | Capacitors In Service |  |  | MVAr
PF
| Zone Div: | Uncompensated |  | Reactive Power |  |  | MVAr
PF
| 0 | Compensated |  | Load (LV side) |  |  | Amps
|  |  |  | Apparent Power |  |  | MVA
|  |  |  | Real Power |  |  | MW
|  |  |  | Reactive Power |  |  | MVAr
|  |  |  | Capacitors In Service |  |  | MVAr
PF
| Zone Div: | Uncompensated |  | Reactive Power |  |  | MVAr
PF
| 0 | Compensated |  | Load (LV side) |  |  | Amps
|  |  |  | Apparent Power |  |  | MVA
|  |  |  | Real Power |  |  | MW
|  |  |  | Reactive Power |  |  | MVAr
|  |  |  | Capacitors In Service |  |  | MVAr
PF
| Zone Div: | Uncompensated |  | Reactive Power |  |  | MVAr
PF
| 0 | Compensated |  | Load (LV side) |  |  | Amps
|  |  |  | Apparent Power |  |  | MVA
|  |  |  | Real Power |  |  | MW
|  |  |  | Reactive Power |  |  | MVAr
|  |  |  | Capacitors In Service |  |  | MVAr
PF
| Zone Div: | Uncompensated |  | Reactive Power |  |  | MVAr
PF
| 0 | Compensated |  | Load (LV side) |  |  | Amps
|  |  |  | Apparent Power |  |  | MVA
|  |  |  | Real Power |  |  | MW
|  |  |  | Reactive Power |  |  | MVAr
|  |  |  | Capacitors In Service |  |  | MVAr
PF
| Zone Div: | Uncompensated |  | Reactive Power |  |  | MVAr
PF
| 0 | Compensated |  | Load (LV side) |  |  | Amps
|  |  |  | Apparent Power |  |  | MVA
|  |  |  | Real Power |  |  | MW
|  |  |  | Reactive Power |  |  | MVAr
|  |  |  | Capacitors In Service |  |  | MVAr
PF
| Zone Div: | Uncompensated |  | Reactive Power |  |  | MVAr
PF

## Customer96
| Customer96 | [16 empty] | 2014 | WINTER
| Substation Total Loads | [33 empty] | Spots & Transfers Detail
| Historical Loads | MVA | [7 empty] | Weather Corrected Forecast Loads |  |  |  | MVA | [20 empty] | Spots & Transfers Summary | MVA |  | Historical Spots & Transfers | [6 empty] | Forecast Spots & Transfers
|  | 2007 | 2008 | 2009 | 2010 | 2011 | 2012 | 2013 |  | 2014 | 2015 | 2016 | 2017 | 2018 | 2019 | 2020 | 2021 | 2022 | 2023 | 2024 | 2025 | 2026 | 2027 | 2028 | 2029 | 2030 | 2031 | 2032 | 2033 | 2034 | 2035 | 2036 | 2037 | 2038 |  |  |  | 2007 | 2008 | 2009 | 2010 | 2011 | 2012 | 2013 | 2014 | 2015 | 2016 | 2017 | 2018 | 2019 | 2020 | 2021 | 2022 | 2023 | 2024 | 2025 | 2026 | 2027 | 2028 | 2029 | 2030 | 2031 | 2032 | 2033 | 2034 | 2035 | 2036 | 2037 | 2038
| Total |  |  |  |  | 11.292 | 14.229 | 13.204 |  | 13.204 | 13.204 | 13.204 | 13.204 | 13.204 | 13.204 | 13.204 | 13.204 | 13.204 | 13.204 | 13.204 | 13.204 | 13.204 | 13.204 | 13.204 | 13.204 | 13.204 | 13.204 | 13.204 | 13.204 | 13.204 | 13.204 | 13.204 | 13.204 | 13.204 |  |  | Total
Firm Rating
| Total Capacity | [36 empty] | 0 | 0 | 0 | 0 | 0 | 0 | 0 | 0 | 0 | 0 | 0 | 0 | 0 | 0 | 0 | 0 | 0 | 0 | 0 | 0 | 0 | 0 | 0 | 0 | 0 | 0 | 0 | 0 | 0 | 0 | 0 | 0
|  | -7 | -6 | -5 | -4 | -3 | -2 | -1 |  | 0 | 1 | 2 | 3 | 4 | 5 | 6 | 7 | 8 | 9 | 10 | 11 | 12 | 13 | 14 | 15 | 16 | 17 | 18 | 19 | 20 | 21 | 22 | 23 | 24 |  |  |  | 0 | 0 | 0 | 0 | 0 | 0 | 0 | 0 | 0 | 0 | 0 | 0 | 0 | 0 | 0 | 0 | 0 | 0 | 0 | 0 | 0 | 0 | 0 | 0 | 0 | 0 | 0 | 0 | 0 | 0 | 0 | 0
| Transformer Loads | [36 empty] | 0 | 0 | 0 | 0 | 0 | 0 | 0 | 0 | 0 | 0 | 0 | 0 | 0 | 0 | 0 | 0 | 0 | 0 | 0 | 0 | 0 | 0 | 0 | 0 | 0 | 0 | 0 | 0 | 0 | 0 | 0 | 0
| Historical Loads | MVA | [7 empty] | Weather Corrected Forecast Loads |  |  |  | MVA | [23 empty] | 0 | 0 | 0 | 0 | 0 | 0 | 0 | 0 | 0 | 0 | 0 | 0 | 0 | 0 | 0 | 0 | 0 | 0 | 0 | 0 | 0 | 0 | 0 | 0 | 0 | 0 | 0 | 0 | 0 | 0 | 0 | 0
|  | 2007 | 2008 | 2009 | 2010 | 2011 | 2012 | 2013 |  | 2014 | 2015 | 2016 | 2017 | 2018 | 2019 | 2020 | 2021 | 2022 | 2023 | 2024 | 2025 | 2026 | 2027 | 2028 | 2029 | 2030 | 2031 | 2032 | 2033 | 2034 | 2035 | 2036 | 2037 | 2038 |  |  |  | 0 | 0 | 0 | 0 | 0 | 0 | 0 | 0 | 0 | 0 | 0 | 0 | 0 | 0 | 0 | 0 | 0 | 0 | 0 | 0 | 0 | 0 | 0 | 0 | 0 | 0 | 0 | 0 | 0 | 0 | 0 | 0
| 0 | [36 empty] | 0 | 0 | 0 | 0 | 0 | 0 | 0 | 0 | 0 | 0 | 0 | 0 | 0 | 0 | 0 | 0 | 0 | 0 | 0 | 0 | 0 | 0 | 0 | 0 | 0 | 0 | 0 | 0 | 0 | 0 | 0 | 0
| Diversity Factor: 0 | [36 empty] | 0 | 0 | 0 | 0 | 0 | 0 | 0 | 0 | 0 | 0 | 0 | 0 | 0 | 0 | 0 | 0 | 0 | 0 | 0 | 0 | 0 | 0 | 0 | 0 | 0 | 0 | 0 | 0 | 0 | 0 | 0 | 0
[38 empty] | 0 | 0 | 0 | 0 | 0 | 0 | 0 | 0 | 0 | 0 | 0 | 0 | 0 | 0 | 0 | 0 | 0 | 0 | 0 | 0 | 0 | 0 | 0 | 0 | 0 | 0 | 0 | 0 | 0 | 0 | 0 | 0
[38 empty] | 0 | 0 | 0 | 0 | 0 | 0 | 0 | 0 | 0 | 0 | 0 | 0 | 0 | 0 | 0 | 0 | 0 | 0 | 0 | 0 | 0 | 0 | 0 | 0 | 0 | 0 | 0 | 0 | 0 | 0 | 0 | 0
| 0 | [36 empty] | 0 | 0 | 0 | 0 | 0 | 0 | 0 | 0 | 0 | 0 | 0 | 0 | 0 | 0 | 0 | 0 | 0 | 0 | 0 | 0 | 0 | 0 | 0 | 0 | 0 | 0 | 0 | 0 | 0 | 0 | 0 | 0
Diversity Factor: 0
[38 empty] | Historical Spots & Transfers | [6 empty] | Forecast Spots & Transfers
[35 empty] | Project Name | From | To | 2007 | 2008 | 2009 | 2010 | 2011 | 2012 | 2013 | 2014 | 2015 | 2016 | 2017 | 2018 | 2019 | 2020 | 2021 | 2022 | 2023 | 2024 | 2025 | 2026 | 2027 | 2028 | 2029 | 2030 | 2031 | 2032 | 2033 | 2034 | 2035 | 2036 | 2037 | 2038
0
Diversity Factor: 0
0
Diversity Factor: 0
0
Diversity Factor: 0
0
Diversity Factor: 0
0
Diversity Factor: 0
0
Diversity Factor: 0
0
Diversity Factor: 0
0
Diversity Factor: 0
| Weather Correction and Public Holiday Factors | [8 empty] | Forecast ROG
ROG Justification
| Actual loads for season 2013 have been weather corrected by the following: | [6 empty] | 0% |  | N/A | [59 empty] | N/A
1 | 2 | 3 | 4 | 5 | 6 | 7 | 8 | 9 | 10 | 2014 | 2015 | 2016 | 2017 | 2018 | 2019 | 2020 | 2021 | 2022 | 2023 | 2024 | 2025 | 2026 | 2027 | 2028 | 2029 | 2030 | 2031 | 2032 | 2033 | 2034 | 2035 | 2036 | 2037 | 2038
1 | 1 | 1 | 1 | 1 | 1 | 1 | 1 | 1 | 1 | 0% | 0% | 0% | 0% | 0% | 0% | 0% | 0% | 0% | 0% | 0% | 0% | 0% | 0% | 0% | 0% | 0% | 0% | 0% | 0% | 0% | 0% | 0% | 0% | 0%
Substation Load Detail
[7 empty] | Units | 2013 |  | 2014 | 2015 | 2016 | 2017 | 2018 | 2019 | 2020 | 2021 | 2022 | 2023 | 2024 | 2025 | 2026 | 2027 | 2028 | 2029 | 2030 | 2031 | 2032 | 2033 | 2034 | 2035 | 2036 | 2037 | 2038
1 | Customer96 | Compensated |  | Load (LV side) |  |  | Amps | 231 |  | 231 | 231 | 231 | 231 | 231 | 231 | 231 | 231 | 231 | 231 | 231 | 231 | 231 | 231 | 231 | 231 | 231 | 231 | 231 | 231 | 231 | 231 | 231 | 231 | 231
|  |  |  | Apparent Power |  |  | MVA | 13.204 |  | 13.204 | 13.204 | 13.204 | 13.204 | 13.204 | 13.204 | 13.204 | 13.204 | 13.204 | 13.204 | 13.204 | 13.204 | 13.204 | 13.204 | 13.204 | 13.204 | 13.204 | 13.204 | 13.204 | 13.204 | 13.204 | 13.204 | 13.204 | 13.204 | 13.204
|  |  |  | Real Power |  |  | MW | 11.8836 |  | 11.8836 | 11.8836 | 11.8836 | 11.8836 | 11.8836 | 11.8836 | 11.8836 | 11.8836 | 11.8836 | 11.8836 | 11.8836 | 11.8836 | 11.8836 | 11.8836 | 11.8836 | 11.8836 | 11.8836 | 11.8836 | 11.8836 | 11.8836 | 11.8836 | 11.8836 | 11.8836 | 11.8836 | 11.8836
|  |  |  | Reactive Power |  |  | MVAr | 5.7555 |  | 5.7555 | 5.7555 | 5.7555 | 5.7555 | 5.7555 | 5.7555 | 5.7555 | 5.7555 | 5.7555 | 5.7555 | 5.7555 | 5.7555 | 5.7555 | 5.7555 | 5.7555 | 5.7555 | 5.7555 | 5.7555 | 5.7555 | 5.7555 | 5.7555 | 5.7555 | 5.7555 | 5.7555 | 5.7555
|  |  |  | Capacitors In Service |  |  | MVAr | 0 |  | 0 | 0 | 0 | 0 | 0 | 0 | 0 | 0 | 0 | 0 | 0 | 0 | 0 | 0 | 0 | 0 | 0 | 0 | 0 | 0 | 0 | 0 | 0 | 0 | 0
|  |  |  | PF |  |  |  | 0.9 |  | 0.9 | 0.9 | 0.9 | 0.9 | 0.9 | 0.9 | 0.9 | 0.9 | 0.9 | 0.9 | 0.9 | 0.9 | 0.9 | 0.9 | 0.9 | 0.9 | 0.9 | 0.9 | 0.9 | 0.9 | 0.9 | 0.9 | 0.9 | 0.9 | 0.9
0.86322 | Diversity Factor: 0.86 | Uncompensated |  | Reactive Power |  |  | MVAr | 5.7555 |  | 5.7555 | 5.7555 | 5.7555 | 5.7555 | 5.7555 | 5.7555 | 5.7555 | 5.7555 | 5.7555 | 5.7555 | 5.7555 | 5.7555 | 5.7555 | 5.7555 | 5.7555 | 5.7555 | 5.7555 | 5.7555 | 5.7555 | 5.7555 | 5.7555 | 5.7555 | 5.7555 | 5.7555 | 5.7555
|  |  |  | PF |  |  |  | 0.9 |  | 0.9 | 0.9 | 0.9 | 0.9 | 0.9 | 0.9 | 0.9 | 0.9 | 0.9 | 0.9 | 0.9 | 0.9 | 0.9 | 0.9 | 0.9 | 0.9 | 0.9 | 0.9 | 0.9 | 0.9 | 0.9 | 0.9 | 0.9 | 0.9 | 0.9
[10 empty] | 1 | 2 | 3 | 4 | 5 | 6 | 7 | 8 | 9 | 10 | 11 | 12 | 13 | 14 | 15 | 16 | 17 | 18 | 19 | 20 | 21 | 22 | 23 | 24 | 25
Transformer Load Detail
[7 empty] | Units | 2013 |  | 2014 | 2015 | 2016 | 2017 | 2018 | 2019 | 2020 | 2021 | 2022 | 2023 | 2024 | 2025 | 2026 | 2027 | 2028 | 2029 | 2030 | 2031 | 2032 | 2033 | 2034 | 2035 | 2036 | 2037 | 2038
| 0 | Compensated |  | Load (LV side) |  |  | Amps
|  |  |  | Apparent Power |  |  | MVA
|  |  |  | Real Power |  |  | MW
|  |  |  | Reactive Power |  |  | MVAr
|  |  |  | Capacitors In Service |  |  | MVAr
PF
| Zone Div: | Uncompensated |  | Reactive Power |  |  | MVAr
PF
| 0 | Compensated |  | Load (LV side) |  |  | Amps
|  |  |  | Apparent Power |  |  | MVA
|  |  |  | Real Power |  |  | MW
|  |  |  | Reactive Power |  |  | MVAr
|  |  |  | Capacitors In Service |  |  | MVAr
PF
| Zone Div: | Uncompensated |  | Reactive Power |  |  | MVAr
PF
| 0 | Compensated |  | Load (LV side) |  |  | Amps
|  |  |  | Apparent Power |  |  | MVA
|  |  |  | Real Power |  |  | MW
|  |  |  | Reactive Power |  |  | MVAr
|  |  |  | Capacitors In Service |  |  | MVAr
PF
| Zone Div: | Uncompensated |  | Reactive Power |  |  | MVAr
PF
| 0 | Compensated |  | Load (LV side) |  |  | Amps
|  |  |  | Apparent Power |  |  | MVA
|  |  |  | Real Power |  |  | MW
|  |  |  | Reactive Power |  |  | MVAr
|  |  |  | Capacitors In Service |  |  | MVAr
PF
| Zone Div: | Uncompensated |  | Reactive Power |  |  | MVAr
PF
| 0 | Compensated |  | Load (LV side) |  |  | Amps
|  |  |  | Apparent Power |  |  | MVA
|  |  |  | Real Power |  |  | MW
|  |  |  | Reactive Power |  |  | MVAr
|  |  |  | Capacitors In Service |  |  | MVAr
PF
| Zone Div: | Uncompensated |  | Reactive Power |  |  | MVAr
PF
| 0 | Compensated |  | Load (LV side) |  |  | Amps
|  |  |  | Apparent Power |  |  | MVA
|  |  |  | Real Power |  |  | MW
|  |  |  | Reactive Power |  |  | MVAr
|  |  |  | Capacitors In Service |  |  | MVAr
PF
| Zone Div: | Uncompensated |  | Reactive Power |  |  | MVAr
PF
| 0 | Compensated |  | Load (LV side) |  |  | Amps
|  |  |  | Apparent Power |  |  | MVA
|  |  |  | Real Power |  |  | MW
|  |  |  | Reactive Power |  |  | MVAr
|  |  |  | Capacitors In Service |  |  | MVAr
PF
| Zone Div: | Uncompensated |  | Reactive Power |  |  | MVAr
PF
| 0 | Compensated |  | Load (LV side) |  |  | Amps
|  |  |  | Apparent Power |  |  | MVA
|  |  |  | Real Power |  |  | MW
|  |  |  | Reactive Power |  |  | MVAr
|  |  |  | Capacitors In Service |  |  | MVAr
PF
| Zone Div: | Uncompensated |  | Reactive Power |  |  | MVAr
PF
| 0 | Compensated |  | Load (LV side) |  |  | Amps
|  |  |  | Apparent Power |  |  | MVA
|  |  |  | Real Power |  |  | MW
|  |  |  | Reactive Power |  |  | MVAr
|  |  |  | Capacitors In Service |  |  | MVAr
PF
| Zone Div: | Uncompensated |  | Reactive Power |  |  | MVAr
PF
| 0 | Compensated |  | Load (LV side) |  |  | Amps
|  |  |  | Apparent Power |  |  | MVA
|  |  |  | Real Power |  |  | MW
|  |  |  | Reactive Power |  |  | MVAr
|  |  |  | Capacitors In Service |  |  | MVAr
PF
| Zone Div: | Uncompensated |  | Reactive Power |  |  | MVAr
PF

## Morisset 132_11kV
| Morisset 132_11kV | [16 empty] | 2014 | WINTER
[6 empty] | Zone commissioned |  | 2008-04-29
| Substation Total Loads | [33 empty] | Spots & Transfers Detail
| Historical Loads | (11kV MVA) | [7 empty] | Weather Corrected Forecast Loads |  |  |  | (11kV MVA) | [20 empty] | Spots & Transfers Summary | (11kV MVA) |  | Historical Spots & Transfers | [6 empty] | Forecast Spots & Transfers
|  | 2007 | 2008 | 2009 | 2010 | 2011 | 2012 | 2013 |  | 2014 | 2015 | 2016 | 2017 | 2018 | 2019 | 2020 | 2021 | 2022 | 2023 | 2024 | 2025 | 2026 | 2027 | 2028 | 2029 | 2030 | 2031 | 2032 | 2033 | 2034 | 2035 | 2036 | 2037 | 2038 |  |  |  | 2007 | 2008 | 2009 | 2010 | 2011 | 2012 | 2013 | 2014 | 2015 | 2016 | 2017 | 2018 | 2019 | 2020 | 2021 | 2022 | 2023 | 2024 | 2025 | 2026 | 2027 | 2028 | 2029 | 2030 | 2031 | 2032 | 2033 | 2034 | 2035 | 2036 | 2037 | 2038
| Total |  | 16 | 18 | 18.5 | 18.661 | 16.431 | 17.351 |  | 18.2469 | 17.6319 | 17.318 | 17.285 | 17.5039 | 17.9832 | 18.5985 | 19.157 | 19.7059 | 20.2694 | 20.8175 | 21.419 | 22.0275 | 22.6689 | 23.3331 | 23.9995 | 24.6685 | 25.3486 | 26.0401 | 26.743 | 27.4576 | 28.184 | 28.9224 | 29.6728 | 30.4356 |  |  | Total | 0 | 8.1926 | 11.6373 | 0 | 0 | 0 | 2.6102 | -0.034067 | -0.017352 | 0.071057 | 0.15602 | 0.21893 | 0.47927 | 0.61533 | 0.55849 | 0.54893 | 0.56344 | 0.5481 | 0.60154 | 0.60848 | 0.64146 | 0.66416 | 0.66641 | 0.66894 | 0.68013 | 0.69147 | 0.70295 | 0.71459 | 0.72639 | 0.73835 | 0.75047 | 0.76274
| Firm Rating | 0 | 0 | 0 | 38 | 38 | 38.11 | 38.11 |  | 38.11 | 38.11 | 38.11 | 38.11 | 38.11 | 38.11 | 38.11 | 38.11 | 38.11 | 38.11 | 38.11 | 38.11 | 38.11 | 38.11 | 38.11 | 38.11 | 38.11 | 38.11 | 38.11 | 38.11 | 38.11 | 38.11 | 38.11 | 38.11 | 38.11
| Total Capacity | 0 | 0 | 0 | 76 | 76 | 76.21 | 76.21 |  | 76.21 | 76.21 | 76.21 | 76.21 | 76.21 | 76.21 | 76.21 | 76.21 | 76.21 | 76.21 | 76.21 | 76.21 | 76.21 | 76.21 | 76.21 | 76.21 | 76.21 | 76.21 | 76.21 | 76.21 | 76.21 | 76.21 | 76.21 | 76.21 | 76.21 |  |  | Morisset 132_11kV Tx1 | 0 | 3.6398 | 5.1702 | 0 | 0 | 0 | 2.8769 | -0.015135 | 1.9928 | 0.031569 | 0.069317 | 0.097265 | 0.21293 | 0.27338 | 0.24812 | 0.24388 | 0.25032 | 0.24351 | 0.26725 | 0.27034 | 0.28499 | 0.29507 | 0.29607 | 0.2972 | 0.30217 | 0.3072 | 0.31231 | 0.31748 | 0.32272 | 0.32803 | 0.33342 | 0.33887
|  | -7 | -6 | -5 | -4 | -3 | -2 | -1 |  | 0 | 1 | 2 | 3 | 4 | 5 | 6 | 7 | 8 | 9 | 10 | 11 | 12 | 13 | 14 | 15 | 16 | 17 | 18 | 19 | 20 | 21 | 22 | 23 | 24 |  |  | Morisset 132_11kV Tx2 | 0 | 4.5528 | 6.4671 | 0 | 0 | 0 | -0.26674 | -0.018932 | -2.0102 | 0.039488 | 0.086705 | 0.12166 | 0.26634 | 0.34195 | 0.31036 | 0.30505 | 0.31312 | 0.30459 | 0.33429 | 0.33815 | 0.35647 | 0.36909 | 0.37034 | 0.37175 | 0.37796 | 0.38426 | 0.39065 | 0.39712 | 0.40367 | 0.41032 | 0.41705 | 0.42387
| Transformer Loads | [36 empty] | 0 | 0 | 0 | 0 | 0 | 0 | 0 | 0 | 0 | 0 | 0 | 0 | 0 | 0 | 0 | 0 | 0 | 0 | 0 | 0 | 0 | 0 | 0 | 0 | 0 | 0 | 0 | 0 | 0 | 0 | 0 | 0
| Historical Loads | (11kV MVA) | [7 empty] | 0: Weather Corrected Forecast Loads; 4: (11kV MVA) |  |  |  | 0 | 0 | 0 | 0 | 0 | 0 | 0 | 0 | 0 | 0 | 0 | 0 | 0 | 0 | 0 | 0 | 0 | 0 | 0 | 0 | 0 | 0 | 0 | 0 | 0 | 0 | 0 | 0 | 0 | 0 | 0 | 0
|  | 2007 | 2008 | 2009 | 2010 | 2011 | 2012 | 2013 |  | 2014 | 2015 | 2016 | 2017 | 2018 | 2019 | 2020 | 2021 | 2022 | 2023 | 2024 | 2025 | 2026 | 2027 | 2028 | 2029 | 2030 | 2031 | 2032 | 2033 | 2034 | 2035 | 2036 | 2037 | 2038 |  |  |  | 0 | 0 | 0 | 0 | 0 | 0 | 0 | 0 | 0 | 0 | 0 | 0 | 0 | 0 | 0 | 0 | 0 | 0 | 0 | 0 | 0 | 0 | 0 | 0 | 0 | 0 | 0 | 0 | 0 | 0 | 0 | 0
| 0 | [36 empty] | 0 | 0 | 0 | 0 | 0 | 0 | 0 | 0 | 0 | 0 | 0 | 0 | 0 | 0 | 0 | 0 | 0 | 0 | 0 | 0 | 0 | 0 | 0 | 0 | 0 | 0 | 0 | 0 | 0 | 0 | 0 | 0
| Diversity Factor: 0 | [36 empty] | 0 | 0 | 0 | 0 | 0 | 0 | 0 | 0 | 0 | 0 | 0 | 0 | 0 | 0 | 0 | 0 | 0 | 0 | 0 | 0 | 0 | 0 | 0 | 0 | 0 | 0 | 0 | 0 | 0 | 0 | 0 | 0
[38 empty] | 0 | 0 | 0 | 0 | 0 | 0 | 0 | 0 | 0 | 0 | 0 | 0 | 0 | 0 | 0 | 0 | 0 | 0 | 0 | 0 | 0 | 0 | 0 | 0 | 0 | 0 | 0 | 0 | 0 | 0 | 0 | 0
[38 empty] | 0 | 0 | 0 | 0 | 0 | 0 | 0 | 0 | 0 | 0 | 0 | 0 | 0 | 0 | 0 | 0 | 0 | 0 | 0 | 0 | 0 | 0 | 0 | 0 | 0 | 0 | 0 | 0 | 0 | 0 | 0 | 0
| 0 | [36 empty] | 0 | 0 | 0 | 0 | 0 | 0 | 0 | 0 | 0 | 0 | 0 | 0 | 0 | 0 | 0 | 0 | 0 | 0 | 0 | 0 | 0 | 0 | 0 | 0 | 0 | 0 | 0 | 0 | 0 | 0 | 0 | 0
Diversity Factor: 0
[38 empty] | Historical Spots & Transfers | [6 empty] | Forecast Spots & Transfers
[35 empty] | Project Name | From | To | 2007 | 2008 | 2009 | 2010 | 2011 | 2012 | 2013 | 2014 | 2015 | 2016 | 2017 | 2018 | 2019 | 2020 | 2021 | 2022 | 2023 | 2024 | 2025 | 2026 | 2027 | 2028 | 2029 | 2030 | 2031 | 2032 | 2033 | 2034 | 2035 | 2036 | 2037 | 2038
| 0 | [33 empty] | Broad based demand management |  | Morisset 132_11kV Tx1 | 0 | 0 | 0 | 0 | 0 | 0 | 0 | 0 | -0.00028573 | -0.00031748 | -0.0034605 | -0.0038097 | -0.0043812 | 0 | 0 | 0 | 0 | 0 | 0 | 0 | 0 | 0 | 0 | 0 | 0 | 0 | 0 | 0 | 0 | 0 | 0 | 0
| Diversity Factor: 0 | [33 empty] | Broad based demand management |  | Morisset 132_11kV Tx2 | 0 | 0 | 0 | 0 | 0 | 0 | 0 | 0 | -0.0003574 | -0.00039712 | -0.0043285 | -0.0047654 | -0.0054802 | 0 | 0 | 0 | 0 | 0 | 0 | 0 | 0 | 0 | 0 | 0 | 0 | 0 | 0 | 0 | 0 | 0 | 0 | 0
[35 empty] | DNP_ID: 2261. To new Morisset 132/11kV | Avondale 33_11kV Tx1 | Morisset 132_11kV Tx1 | 0 | 0 | 2.0442 | 0 | 0 | 0 | 0 | 0 | 0 | 0 | 0 | 0 | 0 | 0 | 0 | 0 | 0 | 0 | 0 | 0 | 0 | 0 | 0 | 0 | 0 | 0 | 0 | 0 | 0 | 0 | 0 | 0
[35 empty] | DNP_ID: 2261. To new Morisset 132/11kV | Avondale 33_11kV Tx1 | Morisset 132_11kV Tx2 | 0 | 0 | 2.557 | 0 | 0 | 0 | 0 | 0 | 0 | 0 | 0 | 0 | 0 | 0 | 0 | 0 | 0 | 0 | 0 | 0 | 0 | 0 | 0 | 0 | 0 | 0 | 0 | 0 | 0 | 0 | 0 | 0
| 0 | [33 empty] | DNP_ID: 2261. To new Morisset 132/11kV | Avondale 33_11kV Tx2 | Morisset 132_11kV Tx1 | 0 | 0 | 2.0442 | 0 | 0 | 0 | 0 | 0 | 0 | 0 | 0 | 0 | 0 | 0 | 0 | 0 | 0 | 0 | 0 | 0 | 0 | 0 | 0 | 0 | 0 | 0 | 0 | 0 | 0 | 0 | 0 | 0
| Diversity Factor: 0 | [33 empty] | DNP_ID: 2261. To new Morisset 132/11kV | Avondale 33_11kV Tx2 | Morisset 132_11kV Tx2 | 0 | 0 | 2.557 | 0 | 0 | 0 | 0 | 0 | 0 | 0 | 0 | 0 | 0 | 0 | 0 | 0 | 0 | 0 | 0 | 0 | 0 | 0 | 0 | 0 | 0 | 0 | 0 | 0 | 0 | 0 | 0 | 0
[35 empty] | DNP_ID: 2265. From Morisset 33 to Morisset 132 | Morisset 33_11kV Temp Tx1 | Morisset 132_11kV Tx1 | 0 | 3.6398 | 0 | 0 | 0 | 0 | 0 | 0 | 0 | 0 | 0 | 0 | 0 | 0 | 0 | 0 | 0 | 0 | 0 | 0 | 0 | 0 | 0 | 0 | 0 | 0 | 0 | 0 | 0 | 0 | 0 | 0
[35 empty] | DNP_ID: 2265. From Morisset 33 to Morisset 132 | Morisset 33_11kV Temp Tx1 | Morisset 132_11kV Tx2 | 0 | 4.5528 | 0 | 0 | 0 | 0 | 0 | 0 | 0 | 0 | 0 | 0 | 0 | 0 | 0 | 0 | 0 | 0 | 0 | 0 | 0 | 0 | 0 | 0 | 0 | 0 | 0 | 0 | 0 | 0 | 0 | 0
| 0 | [33 empty] | DNP_ID: 6691. Morisset - Final Switching Arrangements | Avondale 33_11kV Tx1 | Morisset 132_11kV Tx1 | 0 | 0 | 0 | 0 | 0 | 0 | 1.3051 | 0 | 0 | 0 | 0 | 0 | 0 | 0 | 0 | 0 | 0 | 0 | 0 | 0 | 0 | 0 | 0 | 0 | 0 | 0 | 0 | 0 | 0 | 0 | 0 | 0
| Diversity Factor: 0 | [33 empty] | DNP_ID: 6691. Morisset - Final Switching Arrangements | Avondale 33_11kV Tx2 | Morisset 132_11kV Tx1 | 0 | 0 | 0 | 0 | 0 | 0 | 1.3051 | 0 | 0 | 0 | 0 | 0 | 0 | 0 | 0 | 0 | 0 | 0 | 0 | 0 | 0 | 0 | 0 | 0 | 0 | 0 | 0 | 0 | 0 | 0 | 0 | 0
[35 empty] | DNP_ID: 6691. Morisset - Final Switching Arrangements | Morisset 132_11kV Tx1 | Morisset 132_11kV Tx2 | 0 | 0 | 0 | 0 | 0 | 0 | 4.2487 | 0 | 0 | 0 | 0 | 0 | 0 | 0 | 0 | 0 | 0 | 0 | 0 | 0 | 0 | 0 | 0 | 0 | 0 | 0 | 0 | 0 | 0 | 0 | 0 | 0
[35 empty] | DNP_ID: 6691. Morisset - Final Switching Arrangements | Morisset 132_11kV Tx2 | Morisset 132_11kV Tx1 | 0 | 0 | 0 | 0 | 0 | 0 | 4.5155 | 0 | 2.0005 | 0 | 0 | 0 | 0 | 0 | 0 | 0 | 0 | 0 | 0 | 0 | 0 | 0 | 0 | 0 | 0 | 0 | 0 | 0 | 0 | 0 | 0 | 0
| 0 | [33 empty] | HVCON_ID: 2000147. HP098-07 - Morisset Coles/Bi-Lo |  | Morisset 132_11kV Tx1 | 0 | 0 | 0.34282 | 0 | 0 | 0 | 0 | 0 | 0 | 0 | 0 | 0 | 0 | 0 | 0 | 0 | 0 | 0 | 0 | 0 | 0 | 0 | 0 | 0 | 0 | 0 | 0 | 0 | 0 | 0 | 0 | 0
| Diversity Factor: 0 | [33 empty] | HVCON_ID: 2000147. HP098-07 - Morisset Coles/Bi-Lo |  | Morisset 132_11kV Tx2 | 0 | 0 | 0.42881 | 0 | 0 | 0 | 0 | 0 | 0 | 0 | 0 | 0 | 0 | 0 | 0 | 0 | 0 | 0 | 0 | 0 | 0 | 0 | 0 | 0 | 0 | 0 | 0 | 0 | 0 | 0 | 0 | 0
[35 empty] | HVCON_ID: 2000148. HP067-06 - HWC Pumping Station |  | Morisset 132_11kV Tx1 | 0 | 0 | 0.28187 | 0 | 0 | 0 | 0 | 0 | 0 | 0 | 0 | 0 | 0 | 0 | 0 | 0 | 0 | 0 | 0 | 0 | 0 | 0 | 0 | 0 | 0 | 0 | 0 | 0 | 0 | 0 | 0 | 0
[35 empty] | HVCON_ID: 2000148. HP067-06 - HWC Pumping Station |  | Morisset 132_11kV Tx2 | 0 | 0 | 0.35258 | 0 | 0 | 0 | 0 | 0 | 0 | 0 | 0 | 0 | 0 | 0 | 0 | 0 | 0 | 0 | 0 | 0 | 0 | 0 | 0 | 0 | 0 | 0 | 0 | 0 | 0 | 0 | 0 | 0
| 0 | [33 empty] | HVCON_ID: 2000149. HP247-06 - Morisset High |  | Morisset 132_11kV Tx1 | 0 | 0 | 0.19807 | 0 | 0 | 0 | 0 | 0 | 0 | 0 | 0 | 0 | 0 | 0 | 0 | 0 | 0 | 0 | 0 | 0 | 0 | 0 | 0 | 0 | 0 | 0 | 0 | 0 | 0 | 0 | 0 | 0
| Diversity Factor: 0 | [33 empty] | HVCON_ID: 2000149. HP247-06 - Morisset High |  | Morisset 132_11kV Tx2 | 0 | 0 | 0.24776 | 0 | 0 | 0 | 0 | 0 | 0 | 0 | 0 | 0 | 0 | 0 | 0 | 0 | 0 | 0 | 0 | 0 | 0 | 0 | 0 | 0 | 0 | 0 | 0 | 0 | 0 | 0 | 0 | 0
[35 empty] | HVCON_ID: 2000150. HP386-07 - Bonnells Bay Shops |  | Morisset 132_11kV Tx1 | 0 | 0 | 0.25902 | 0 | 0 | 0 | 0 | 0 | 0 | 0 | 0 | 0 | 0 | 0 | 0 | 0 | 0 | 0 | 0 | 0 | 0 | 0 | 0 | 0 | 0 | 0 | 0 | 0 | 0 | 0 | 0 | 0
[35 empty] | HVCON_ID: 2000150. HP386-07 - Bonnells Bay Shops |  | Morisset 132_11kV Tx2 | 0 | 0 | 0.32399 | 0 | 0 | 0 | 0 | 0 | 0 | 0 | 0 | 0 | 0 | 0 | 0 | 0 | 0 | 0 | 0 | 0 | 0 | 0 | 0 | 0 | 0 | 0 | 0 | 0 | 0 | 0 | 0 | 0
| 0 | [33 empty] | Econometric |  | Morisset 132_11kV Tx1 | 0 | 0 | 0 | 0 | 0 | 0 | 0 | 0 | 0 | 0.081323 | 0.1519 | 0.22401 | 0.34803 | 0.3531 | 0.30881 | 0.31321 | 0.31768 | 0.3222 | 0.32679 | 0.33144 | 0.33615 | 0.34093 | 0.34576 | 0.35067 | 0.35564 | 0.36067 | 0.36578 | 0.37095 | 0.37619 | 0.3815 | 0.38689 | 0.39234
| Diversity Factor: 0 | [33 empty] | Econometric |  | Morisset 132_11kV Tx2 | 0 | 0 | 0 | 0 | 0 | 0 | 0 | 0 | 0 | 0.10172 | 0.19001 | 0.28021 | 0.43533 | 0.44167 | 0.38627 | 0.39178 | 0.39737 | 0.40303 | 0.40876 | 0.41458 | 0.42047 | 0.42644 | 0.43249 | 0.43863 | 0.44484 | 0.45114 | 0.45753 | 0.464 | 0.47055 | 0.4772 | 0.48393 | 0.49076
[35 empty] | Energy Efficiency |  | Morisset 132_11kV Tx1 | 0 | 0 | 0 | 0 | 0 | 0 | 0 | -0.015135 | -0.0074234 | -0.049436 | -0.079126 | -0.12294 | -0.13072 | -0.079721 | -0.060684 | -0.069335 | -0.067355 | -0.078696 | -0.05954 | -0.061103 | -0.051163 | -0.045851 | -0.04969 | -0.05347 | -0.05347 | -0.05347 | -0.05347 | -0.05347 | -0.05347 | -0.05347 | -0.05347 | -0.05347
[35 empty] | Energy Efficiency |  | Morisset 132_11kV Tx2 | 0 | 0 | 0 | 0 | 0 | 0 | 0 | -0.018932 | -0.0092855 | -0.061837 | -0.098974 | -0.15378 | -0.16351 | -0.099718 | -0.075906 | -0.086727 | -0.08425 | -0.098436 | -0.074475 | -0.07643 | -0.063997 | -0.057353 | -0.062154 | -0.066882 | -0.066882 | -0.066882 | -0.066882 | -0.066882 | -0.066882 | -0.066882 | -0.066882 | -0.066882
| 0 | [33 empty] | Solar PV |  | Morisset 132_11kV Tx1 | 0 | 0 | 0 | 0 | 0 | 0 | 0 | 0 | 0 | 0 | 0 | 0 | 0 | 0 | 0 | 0 | 0 | 0 | 0 | 0 | 0 | 0 | 0 | 0 | 0 | 0 | 0 | 0 | 0 | 0 | 0 | 0
| Diversity Factor: 0 | [33 empty] | Solar PV |  | Morisset 132_11kV Tx2 | 0 | 0 | 0 | 0 | 0 | 0 | 0 | 0 | 0 | 0 | 0 | 0 | 0 | 0 | 0 | 0 | 0 | 0 | 0 | 0 | 0 | 0 | 0 | 0 | 0 | 0 | 0 | 0 | 0 | 0 | 0 | 0
0
Diversity Factor: 0
| Weather Correction and Public Holiday Factors | [8 empty] | 0: Forecast ROG
ROG Justification
| Actual loads for season 2013 have been weather corrected by the following: | [6 empty] | 5.263% |  | 0: 5 year ROG ok | [35 empty] | 5 year ROG ok
1 | 2 | 3 | 4 | 5 | 6 | 7 | 8 | 9 | 10 | 2014 | 2015 | 2016 | 2017 | 2018 | 2019 | 2020 | 2021 | 2022 | 2023 | 2024 | 2025 | 2026 | 2027 | 2028 | 2029 | 2030 | 2031 | 2032 | 2033 | 2034 | 2035 | 2036 | 2037 | 2038
0.96725 | 0.93557 | 0.91515 | 0.90516 | 0.90516 | 0.90516 | 0.90516 | 0.90516 | 0.90516 | 0.90516 | -3.275% | -3.275% | -2.183% | -1.091% | 0% | 0% | 0% | 0% | 0% | 0% | 0% | 0% | 0% | 0% | 0% | 0% | 0% | 0% | 0% | 0% | 0% | 0% | 0% | 0% | 0%
Substation Load Detail
[7 empty] | Units | 2013 |  | 2014 | 2015 | 2016 | 2017 | 2018 | 2019 | 2020 | 2021 | 2022 | 2023 | 2024 | 2025 | 2026 | 2027 | 2028 | 2029 | 2030 | 2031 | 2032 | 2033 | 2034 | 2035 | 2036 | 2037 | 2038
1 | Morisset 132_11kV | Compensated |  | Load (LV side) |  |  | Amps | 0 |  | 957.7152 | 925.4376 | 908.9607 | 907.2264 | 918.7171 | 943.8722 | 976.1688 | 1005.481 | 1034.293 | 1063.866 | 1092.633 | 1124.206 | 1156.143 | 1189.811 | 1224.671 | 1259.648 | 1294.759 | 1330.456 | 1366.749 | 1403.644 | 1441.151 | 1479.277 | 1518.03 | 1557.419 | 1597.453
|  |  |  | Apparent Power |  |  | MVA | 17.351 | 18.9 | 18.2469 | 17.6319 | 17.318 | 17.285 | 17.5039 | 17.9832 | 18.5985 | 19.157 | 19.7059 | 20.2694 | 20.8175 | 21.419 | 22.0275 | 22.6689 | 23.3331 | 23.9995 | 24.6685 | 25.3486 | 26.0401 | 26.743 | 27.4576 | 28.184 | 28.9224 | 29.6728 | 30.4356
|  |  |  | Real Power |  |  | MW | 16.791 | 18.29 | 17.658 | 17.0629 | 16.7591 | 16.7271 | 16.939 | 17.4028 | 17.9982 | 18.5387 | 19.0699 | 19.6152 | 20.1456 | 20.7277 | 21.3166 | 21.9373 | 22.58 | 23.2249 | 23.8723 | 24.5305 | 25.1996 | 25.8799 | 26.5714 | 27.2744 | 27.9889 | 28.7151 | 29.4533
|  |  |  | Reactive Power |  |  | MVAr | 0 |  | 4.5984 | 4.4434 | 4.3643 | 4.356 | 4.4111 | 4.5319 | 4.687 | 4.8277 | 4.966 | 5.108 | 5.2462 | 5.3978 | 5.5511 | 5.7128 | 5.8801 | 6.0481 | 6.2166 | 6.388 | 6.5623 | 6.7394 | 6.9195 | 7.1026 | 7.2887 | 7.4778 | 7.67
|  |  |  | Capacitors In Service |  |  | MVAr | 0 |  | 0 | 0 | 0 | 0 | 0 | 0 | 0 | 0 | 0 | 0 | 0 | 0 | 0 | 0 | 0 | 0 | 0 | 0 | 0 | 0 | 0 | 0 | 0 | 0 | 0
|  |  |  | PF |  |  |  | 0.96773 |  | 0.96772 | 0.96772 | 0.96772 | 0.96772 | 0.96772 | 0.96772 | 0.96772 | 0.96772 | 0.96772 | 0.96772 | 0.96772 | 0.96772 | 0.96772 | 0.96772 | 0.96772 | 0.96772 | 0.96772 | 0.96772 | 0.96772 | 0.96772 | 0.96772 | 0.96772 | 0.96772 | 0.96772 | 0.96772
0.93008 | Diversity Factor: 0.93 | Uncompensated |  | Reactive Power |  |  | MVAr | 0 | 4.7629 | 4.5984 | 4.4434 | 4.3643 | 4.356 | 4.4111 | 4.5319 | 4.687 | 4.8277 | 4.966 | 5.108 | 5.2462 | 5.3978 | 5.5511 | 5.7128 | 5.8801 | 6.0481 | 6.2166 | 6.388 | 6.5623 | 6.7394 | 6.9195 | 7.1026 | 7.2887 | 7.4778 | 7.67
|  |  |  | PF |  |  |  | 0.96773 |  | 0.96772 | 0.96772 | 0.96772 | 0.96772 | 0.96772 | 0.96772 | 0.96772 | 0.96772 | 0.96772 | 0.96772 | 0.96772 | 0.96772 | 0.96772 | 0.96772 | 0.96772 | 0.96772 | 0.96772 | 0.96772 | 0.96772 | 0.96772 | 0.96772 | 0.96772 | 0.96772 | 0.96772 | 0.96772
[10 empty] | 1 | 2 | 3 | 4 | 5 | 6 | 7 | 8 | 9 | 10 | 11 | 12 | 13 | 14 | 15 | 16 | 17 | 18 | 19 | 20 | 21 | 22 | 23 | 24 | 25
Transformer Load Detail
[7 empty] | Units | 2013 |  | 2014 | 2015 | 2016 | 2017 | 2018 | 2019 | 2020 | 2021 | 2022 | 2023 | 2024 | 2025 | 2026 | 2027 | 2028 | 2029 | 2030 | 2031 | 2032 | 2033 | 2034 | 2035 | 2036 | 2037 | 2038
| 0 | Compensated |  | Load (LV side) |  |  | Amps
|  |  |  | Apparent Power |  |  | MVA
|  |  |  | Real Power |  |  | MW
|  |  |  | Reactive Power |  |  | MVAr
|  |  |  | Capacitors In Service |  |  | MVAr
PF
| Zone Div: | Uncompensated |  | Reactive Power |  |  | MVAr
PF
| 0 | Compensated |  | Load (LV side) |  |  | Amps
|  |  |  | Apparent Power |  |  | MVA
|  |  |  | Real Power |  |  | MW
|  |  |  | Reactive Power |  |  | MVAr
|  |  |  | Capacitors In Service |  |  | MVAr
PF
| Zone Div: | Uncompensated |  | Reactive Power |  |  | MVAr
PF
| 0 | Compensated |  | Load (LV side) |  |  | Amps
|  |  |  | Apparent Power |  |  | MVA
|  |  |  | Real Power |  |  | MW
|  |  |  | Reactive Power |  |  | MVAr
|  |  |  | Capacitors In Service |  |  | MVAr
PF
| Zone Div: | Uncompensated |  | Reactive Power |  |  | MVAr
PF
| 0 | Compensated |  | Load (LV side) |  |  | Amps
|  |  |  | Apparent Power |  |  | MVA
|  |  |  | Real Power |  |  | MW
|  |  |  | Reactive Power |  |  | MVAr
|  |  |  | Capacitors In Service |  |  | MVAr
PF
| Zone Div: | Uncompensated |  | Reactive Power |  |  | MVAr
PF
| 0 | Compensated |  | Load (LV side) |  |  | Amps
|  |  |  | Apparent Power |  |  | MVA
|  |  |  | Real Power |  |  | MW
|  |  |  | Reactive Power |  |  | MVAr
|  |  |  | Capacitors In Service |  |  | MVAr
PF
| Zone Div: | Uncompensated |  | Reactive Power |  |  | MVAr
PF
| 0 | Compensated |  | Load (LV side) |  |  | Amps
|  |  |  | Apparent Power |  |  | MVA
|  |  |  | Real Power |  |  | MW
|  |  |  | Reactive Power |  |  | MVAr
|  |  |  | Capacitors In Service |  |  | MVAr
PF
| Zone Div: | Uncompensated |  | Reactive Power |  |  | MVAr
PF
| 0 | Compensated |  | Load (LV side) |  |  | Amps
|  |  |  | Apparent Power |  |  | MVA
|  |  |  | Real Power |  |  | MW
|  |  |  | Reactive Power |  |  | MVAr
|  |  |  | Capacitors In Service |  |  | MVAr
PF
| Zone Div: | Uncompensated |  | Reactive Power |  |  | MVAr
PF
| 0 | Compensated |  | Load (LV side) |  |  | Amps
|  |  |  | Apparent Power |  |  | MVA
|  |  |  | Real Power |  |  | MW
|  |  |  | Reactive Power |  |  | MVAr
|  |  |  | Capacitors In Service |  |  | MVAr
PF
| Zone Div: | Uncompensated |  | Reactive Power |  |  | MVAr
PF
| 0 | Compensated |  | Load (LV side) |  |  | Amps
|  |  |  | Apparent Power |  |  | MVA
|  |  |  | Real Power |  |  | MW
|  |  |  | Reactive Power |  |  | MVAr
|  |  |  | Capacitors In Service |  |  | MVAr
PF
| Zone Div: | Uncompensated |  | Reactive Power |  |  | MVAr
PF
| 0 | Compensated |  | Load (LV side) |  |  | Amps
|  |  |  | Apparent Power |  |  | MVA
|  |  |  | Real Power |  |  | MW
|  |  |  | Reactive Power |  |  | MVAr
|  |  |  | Capacitors In Service |  |  | MVAr
PF
| Zone Div: | Uncompensated |  | Reactive Power |  |  | MVAr
PF

## Morisset 33_11kV Temp
| Morisset 33_11kV Temp | [16 empty] | 2014 | WINTER
[6 empty] | Zone decommissioned |  | 2008-04-30
| Substation Total Loads | [33 empty] | Spots & Transfers Detail
| Historical Loads | (11kV MVA) | [7 empty] | Weather Corrected Forecast Loads |  |  |  | (11kV MVA) | [20 empty] | Spots & Transfers Summary | (11kV MVA) |  | Historical Spots & Transfers | [6 empty] | Forecast Spots & Transfers
|  | 2007 | 2008 | 2009 | 2010 | 2011 | 2012 | 2013 |  | 2014 | 2015 | 2016 | 2017 | 2018 | 2019 | 2020 | 2021 | 2022 | 2023 | 2024 | 2025 | 2026 | 2027 | 2028 | 2029 | 2030 | 2031 | 2032 | 2033 | 2034 | 2035 | 2036 | 2037 | 2038 |  |  |  | 2007 | 2008 | 2009 | 2010 | 2011 | 2012 | 2013 | 2014 | 2015 | 2016 | 2017 | 2018 | 2019 | 2020 | 2021 | 2022 | 2023 | 2024 | 2025 | 2026 | 2027 | 2028 | 2029 | 2030 | 2031 | 2032 | 2033 | 2034 | 2035 | 2036 | 2037 | 2038
| Total | 8.2 | [7 empty] | 0 | 0 | 0 | 0 | 0 | 0 | 0 | 0 | 0 | 0 | 0 | 0 | 0 | 0 | 0 | 0 | 0 | 0 | 0 | 0 | 0 | 0 | 0 | 0 | 0 |  |  | Total | 0 | -8.1926 | 0 | 0 | 0 | 0 | 0 | 0 | 0 | 0 | 0 | 0 | 0 | 0 | 0 | 0 | 0 | 0 | 0 | 0 | 0 | 0 | 0 | 0 | 0 | 0 | 0 | 0 | 0 | 0 | 0 | 0
| Firm Rating | 0 | 0 | 0 | 0 | 0 | 0 | 0 |  | 0 | 0 | 0 | 0 | 0 | 0 | 0 | 0 | 0 | 0 | 0 | 0 | 0 | 0 | 0 | 0 | 0 | 0 | 0 | 0 | 0 | 0 | 0 | 0 | 0
| Total Capacity | 0 | 0 | 0 | 0 | 0 | 0 | 0 |  | 0 | 0 | 0 | 0 | 0 | 0 | 0 | 0 | 0 | 0 | 0 | 0 | 0 | 0 | 0 | 0 | 0 | 0 | 0 | 0 | 0 | 0 | 0 | 0 | 0 |  |  | Morisset 33_11kV Temp Tx1 | 0 | -8.1926 | 0 | 0 | 0 | 0 | 0 | 0 | 0 | 0 | 0 | 0 | 0 | 0 | 0 | 0 | 0 | 0 | 0 | 0 | 0 | 0 | 0 | 0 | 0 | 0 | 0 | 0 | 0 | 0 | 0 | 0
|  | -7 | -6 | -5 | -4 | -3 | -2 | -1 |  | 0 | 1 | 2 | 3 | 4 | 5 | 6 | 7 | 8 | 9 | 10 | 11 | 12 | 13 | 14 | 15 | 16 | 17 | 18 | 19 | 20 | 21 | 22 | 23 | 24 |  |  |  | 0 | 0 | 0 | 0 | 0 | 0 | 0 | 0 | 0 | 0 | 0 | 0 | 0 | 0 | 0 | 0 | 0 | 0 | 0 | 0 | 0 | 0 | 0 | 0 | 0 | 0 | 0 | 0 | 0 | 0 | 0 | 0
| Transformer Loads | [36 empty] | 0 | 0 | 0 | 0 | 0 | 0 | 0 | 0 | 0 | 0 | 0 | 0 | 0 | 0 | 0 | 0 | 0 | 0 | 0 | 0 | 0 | 0 | 0 | 0 | 0 | 0 | 0 | 0 | 0 | 0 | 0 | 0
| Historical Loads | (11kV MVA) | [7 empty] | Weather Corrected Forecast Loads |  |  |  | (11kV MVA) | [23 empty] | 0 | 0 | 0 | 0 | 0 | 0 | 0 | 0 | 0 | 0 | 0 | 0 | 0 | 0 | 0 | 0 | 0 | 0 | 0 | 0 | 0 | 0 | 0 | 0 | 0 | 0 | 0 | 0 | 0 | 0 | 0 | 0
|  | 2007 | 2008 | 2009 | 2010 | 2011 | 2012 | 2013 |  | 2014 | 2015 | 2016 | 2017 | 2018 | 2019 | 2020 | 2021 | 2022 | 2023 | 2024 | 2025 | 2026 | 2027 | 2028 | 2029 | 2030 | 2031 | 2032 | 2033 | 2034 | 2035 | 2036 | 2037 | 2038 |  |  |  | 0 | 0 | 0 | 0 | 0 | 0 | 0 | 0 | 0 | 0 | 0 | 0 | 0 | 0 | 0 | 0 | 0 | 0 | 0 | 0 | 0 | 0 | 0 | 0 | 0 | 0 | 0 | 0 | 0 | 0 | 0 | 0
| 0 | [36 empty] | 0 | 0 | 0 | 0 | 0 | 0 | 0 | 0 | 0 | 0 | 0 | 0 | 0 | 0 | 0 | 0 | 0 | 0 | 0 | 0 | 0 | 0 | 0 | 0 | 0 | 0 | 0 | 0 | 0 | 0 | 0 | 0
| Diversity Factor: 0 | [36 empty] | 0 | 0 | 0 | 0 | 0 | 0 | 0 | 0 | 0 | 0 | 0 | 0 | 0 | 0 | 0 | 0 | 0 | 0 | 0 | 0 | 0 | 0 | 0 | 0 | 0 | 0 | 0 | 0 | 0 | 0 | 0 | 0
[38 empty] | 0 | 0 | 0 | 0 | 0 | 0 | 0 | 0 | 0 | 0 | 0 | 0 | 0 | 0 | 0 | 0 | 0 | 0 | 0 | 0 | 0 | 0 | 0 | 0 | 0 | 0 | 0 | 0 | 0 | 0 | 0 | 0
[38 empty] | 0 | 0 | 0 | 0 | 0 | 0 | 0 | 0 | 0 | 0 | 0 | 0 | 0 | 0 | 0 | 0 | 0 | 0 | 0 | 0 | 0 | 0 | 0 | 0 | 0 | 0 | 0 | 0 | 0 | 0 | 0 | 0
| 0 | [36 empty] | 0 | 0 | 0 | 0 | 0 | 0 | 0 | 0 | 0 | 0 | 0 | 0 | 0 | 0 | 0 | 0 | 0 | 0 | 0 | 0 | 0 | 0 | 0 | 0 | 0 | 0 | 0 | 0 | 0 | 0 | 0 | 0
Diversity Factor: 0
[38 empty] | Historical Spots & Transfers | [6 empty] | Forecast Spots & Transfers
[35 empty] | Project Name | From | To | 2007 | 2008 | 2009 | 2010 | 2011 | 2012 | 2013 | 2014 | 2015 | 2016 | 2017 | 2018 | 2019 | 2020 | 2021 | 2022 | 2023 | 2024 | 2025 | 2026 | 2027 | 2028 | 2029 | 2030 | 2031 | 2032 | 2033 | 2034 | 2035 | 2036 | 2037 | 2038
| 0 | [33 empty] | DNP_ID: 2265. From Morisset 33 to Morisset 132 | Morisset 33_11kV Temp Tx1 | Morisset 132_11kV Tx1 | 0 | 3.6398 | 0 | 0 | 0 | 0 | 0 | 0 | 0 | 0 | 0 | 0 | 0 | 0 | 0 | 0 | 0 | 0 | 0 | 0 | 0 | 0 | 0 | 0 | 0 | 0 | 0 | 0 | 0 | 0 | 0 | 0
| Diversity Factor: 0 | [33 empty] | DNP_ID: 2265. From Morisset 33 to Morisset 132 | Morisset 33_11kV Temp Tx1 | Morisset 132_11kV Tx2 | 0 | 4.5528 | 0 | 0 | 0 | 0 | 0 | 0 | 0 | 0 | 0 | 0 | 0 | 0 | 0 | 0 | 0 | 0 | 0 | 0 | 0 | 0 | 0 | 0 | 0 | 0 | 0 | 0 | 0 | 0 | 0 | 0
0
Diversity Factor: 0
0
Diversity Factor: 0
0
Diversity Factor: 0
0
Diversity Factor: 0
0
Diversity Factor: 0
0
Diversity Factor: 0
0
Diversity Factor: 0
| Weather Correction and Public Holiday Factors | [8 empty] | Forecast ROG
ROG Justification
| Actual loads for season 2013 have been weather corrected by the following: | [6 empty] | 0% |  | 0
1 | 2 | 3 | 4 | 5 | 6 | 7 | 8 | 9 | 10 | 2014 | 2015 | 2016 | 2017 | 2018 | 2019 | 2020 | 2021 | 2022 | 2023 | 2024 | 2025 | 2026 | 2027 | 2028 | 2029 | 2030 | 2031 | 2032 | 2033 | 2034 | 2035 | 2036 | 2037 | 2038
1 | 1 | 1 | 1 | 1 | 1 | 1 | 1 | 1 | 1 | 0% | 0% | 0% | 0% | 0% | 0% | 0% | 0% | 0% | 0% | 0% | 0% | 0% | 0% | 0% | 0% | 0% | 0% | 0% | 0% | 0% | 0% | 0% | 0% | 0%
Substation Load Detail
[7 empty] | Units | 2013 |  | 2014 | 2015 | 2016 | 2017 | 2018 | 2019 | 2020 | 2021 | 2022 | 2023 | 2024 | 2025 | 2026 | 2027 | 2028 | 2029 | 2030 | 2031 | 2032 | 2033 | 2034 | 2035 | 2036 | 2037 | 2038
1 | Morisset 33_11kV Temp | Compensated |  | Load (LV side) |  |  | Amps | 0 |  | 0 | 0 | 0 | 0 | 0 | 0 | 0 | 0 | 0 | 0 | 0 | 0 | 0 | 0 | 0 | 0 | 0 | 0 | 0 | 0 | 0 | 0 | 0 | 0 | 0
|  |  |  | Apparent Power |  |  | MVA | 0 | 0 | 0 | 0 | 0 | 0 | 0 | 0 | 0 | 0 | 0 | 0 | 0 | 0 | 0 | 0 | 0 | 0 | 0 | 0 | 0 | 0 | 0 | 0 | 0 | 0 | 0
|  |  |  | Real Power |  |  | MW | 0 | 0 | 0 | 0 | 0 | 0 | 0 | 0 | 0 | 0 | 0 | 0 | 0 | 0 | 0 | 0 | 0 | 0 | 0 | 0 | 0 | 0 | 0 | 0 | 0 | 0 | 0
|  |  |  | Reactive Power |  |  | MVAr | 0 |  | 0 | 0 | 0 | 0 | 0 | 0 | 0 | 0 | 0 | 0 | 0 | 0 | 0 | 0 | 0 | 0 | 0 | 0 | 0 | 0 | 0 | 0 | 0 | 0 | 0
|  |  |  | Capacitors In Service |  |  | MVAr | 0 |  | 0 | 0 | 0 | 0 | 0 | 0 | 0 | 0 | 0 | 0 | 0 | 0 | 0 | 0 | 0 | 0 | 0 | 0 | 0 | 0 | 0 | 0 | 0 | 0 | 0
|  |  |  | PF |  |  |  | 0 |  | 0 | 0 | 0 | 0 | 0 | 0 | 0 | 0 | 0 | 0 | 0 | 0 | 0 | 0 | 0 | 0 | 0 | 0 | 0 | 0 | 0 | 0 | 0 | 0 | 0
| #VALUE! | Uncompensated |  | Reactive Power |  |  | MVAr | 0 | 0 | 0 | 0 | 0 | 0 | 0 | 0 | 0 | 0 | 0 | 0 | 0 | 0 | 0 | 0 | 0 | 0 | 0 | 0 | 0 | 0 | 0 | 0 | 0 | 0 | 0
|  |  |  | PF |  |  |  | 0 |  | 0 | 0 | 0 | 0 | 0 | 0 | 0 | 0 | 0 | 0 | 0 | 0 | 0 | 0 | 0 | 0 | 0 | 0 | 0 | 0 | 0 | 0 | 0 | 0 | 0
[10 empty] | 1 | 2 | 3 | 4 | 5 | 6 | 7 | 8 | 9 | 10 | 11 | 12 | 13 | 14 | 15 | 16 | 17 | 18 | 19 | 20 | 21 | 22 | 23 | 24 | 25
Transformer Load Detail
[7 empty] | Units | 2013 |  | 2014 | 2015 | 2016 | 2017 | 2018 | 2019 | 2020 | 2021 | 2022 | 2023 | 2024 | 2025 | 2026 | 2027 | 2028 | 2029 | 2030 | 2031 | 2032 | 2033 | 2034 | 2035 | 2036 | 2037 | 2038
| 0 | Compensated |  | Load (LV side) |  |  | Amps
|  |  |  | Apparent Power |  |  | MVA
|  |  |  | Real Power |  |  | MW
|  |  |  | Reactive Power |  |  | MVAr
|  |  |  | Capacitors In Service |  |  | MVAr
PF
| Zone Div: | Uncompensated |  | Reactive Power |  |  | MVAr
PF
| 0 | Compensated |  | Load (LV side) |  |  | Amps
|  |  |  | Apparent Power |  |  | MVA
|  |  |  | Real Power |  |  | MW
|  |  |  | Reactive Power |  |  | MVAr
|  |  |  | Capacitors In Service |  |  | MVAr
PF
| Zone Div: | Uncompensated |  | Reactive Power |  |  | MVAr
PF
| 0 | Compensated |  | Load (LV side) |  |  | Amps
|  |  |  | Apparent Power |  |  | MVA
|  |  |  | Real Power |  |  | MW
|  |  |  | Reactive Power |  |  | MVAr
|  |  |  | Capacitors In Service |  |  | MVAr
PF
| Zone Div: | Uncompensated |  | Reactive Power |  |  | MVAr
PF
| 0 | Compensated |  | Load (LV side) |  |  | Amps
|  |  |  | Apparent Power |  |  | MVA
|  |  |  | Real Power |  |  | MW
|  |  |  | Reactive Power |  |  | MVAr
|  |  |  | Capacitors In Service |  |  | MVAr
PF
| Zone Div: | Uncompensated |  | Reactive Power |  |  | MVAr
PF
| 0 | Compensated |  | Load (LV side) |  |  | Amps
|  |  |  | Apparent Power |  |  | MVA
|  |  |  | Real Power |  |  | MW
|  |  |  | Reactive Power |  |  | MVAr
|  |  |  | Capacitors In Service |  |  | MVAr
PF
| Zone Div: | Uncompensated |  | Reactive Power |  |  | MVAr
PF
| 0 | Compensated |  | Load (LV side) |  |  | Amps
|  |  |  | Apparent Power |  |  | MVA
|  |  |  | Real Power |  |  | MW
|  |  |  | Reactive Power |  |  | MVAr
|  |  |  | Capacitors In Service |  |  | MVAr
PF
| Zone Div: | Uncompensated |  | Reactive Power |  |  | MVAr
PF
| 0 | Compensated |  | Load (LV side) |  |  | Amps
|  |  |  | Apparent Power |  |  | MVA
|  |  |  | Real Power |  |  | MW
|  |  |  | Reactive Power |  |  | MVAr
|  |  |  | Capacitors In Service |  |  | MVAr
PF
| Zone Div: | Uncompensated |  | Reactive Power |  |  | MVAr
PF
| 0 | Compensated |  | Load (LV side) |  |  | Amps
|  |  |  | Apparent Power |  |  | MVA
|  |  |  | Real Power |  |  | MW
|  |  |  | Reactive Power |  |  | MVAr
|  |  |  | Capacitors In Service |  |  | MVAr
PF
| Zone Div: | Uncompensated |  | Reactive Power |  |  | MVAr
PF
| 0 | Compensated |  | Load (LV side) |  |  | Amps
|  |  |  | Apparent Power |  |  | MVA
|  |  |  | Real Power |  |  | MW
|  |  |  | Reactive Power |  |  | MVAr
|  |  |  | Capacitors In Service |  |  | MVAr
PF
| Zone Div: | Uncompensated |  | Reactive Power |  |  | MVAr
PF
| 0 | Compensated |  | Load (LV side) |  |  | Amps
|  |  |  | Apparent Power |  |  | MVA
|  |  |  | Real Power |  |  | MW
|  |  |  | Reactive Power |  |  | MVAr
|  |  |  | Capacitors In Service |  |  | MVAr
PF
| Zone Div: | Uncompensated |  | Reactive Power |  |  | MVAr
PF

## Customer97
| Customer97 | [16 empty] | 2014 | WINTER
| Substation Total Loads | [33 empty] | Spots & Transfers Detail
| Historical Loads | MVA | [7 empty] | Weather Corrected Forecast Loads |  |  |  | MVA | [20 empty] | Spots & Transfers Summary | MVA |  | Historical Spots & Transfers | [6 empty] | Forecast Spots & Transfers
|  | 2007 | 2008 | 2009 | 2010 | 2011 | 2012 | 2013 |  | 2014 | 2015 | 2016 | 2017 | 2018 | 2019 | 2020 | 2021 | 2022 | 2023 | 2024 | 2025 | 2026 | 2027 | 2028 | 2029 | 2030 | 2031 | 2032 | 2033 | 2034 | 2035 | 2036 | 2037 | 2038 |  |  |  | 2007 | 2008 | 2009 | 2010 | 2011 | 2012 | 2013 | 2014 | 2015 | 2016 | 2017 | 2018 | 2019 | 2020 | 2021 | 2022 | 2023 | 2024 | 2025 | 2026 | 2027 | 2028 | 2029 | 2030 | 2031 | 2032 | 2033 | 2034 | 2035 | 2036 | 2037 | 2038
| Total |  |  |  |  | 6.515 | 6.921 | 7.216 |  | 7.216 | 7.216 | 7.216 | 7.216 | 7.216 | 7.216 | 7.216 | 7.216 | 7.216 | 7.216 | 7.216 | 7.216 | 7.216 | 7.216 | 7.216 | 7.216 | 7.216 | 7.216 | 7.216 | 7.216 | 7.216 | 7.216 | 7.216 | 7.216 | 7.216 |  |  | Total
Firm Rating
| Total Capacity | [36 empty] | 0 | 0 | 0 | 0 | 0 | 0 | 0 | 0 | 0 | 0 | 0 | 0 | 0 | 0 | 0 | 0 | 0 | 0 | 0 | 0 | 0 | 0 | 0 | 0 | 0 | 0 | 0 | 0 | 0 | 0 | 0 | 0
|  | -7 | -6 | -5 | -4 | -3 | -2 | -1 |  | 0 | 1 | 2 | 3 | 4 | 5 | 6 | 7 | 8 | 9 | 10 | 11 | 12 | 13 | 14 | 15 | 16 | 17 | 18 | 19 | 20 | 21 | 22 | 23 | 24 |  |  |  | 0 | 0 | 0 | 0 | 0 | 0 | 0 | 0 | 0 | 0 | 0 | 0 | 0 | 0 | 0 | 0 | 0 | 0 | 0 | 0 | 0 | 0 | 0 | 0 | 0 | 0 | 0 | 0 | 0 | 0 | 0 | 0
| Transformer Loads | [36 empty] | 0 | 0 | 0 | 0 | 0 | 0 | 0 | 0 | 0 | 0 | 0 | 0 | 0 | 0 | 0 | 0 | 0 | 0 | 0 | 0 | 0 | 0 | 0 | 0 | 0 | 0 | 0 | 0 | 0 | 0 | 0 | 0
| Historical Loads | MVA | [7 empty] | Weather Corrected Forecast Loads |  |  |  | MVA | [23 empty] | 0 | 0 | 0 | 0 | 0 | 0 | 0 | 0 | 0 | 0 | 0 | 0 | 0 | 0 | 0 | 0 | 0 | 0 | 0 | 0 | 0 | 0 | 0 | 0 | 0 | 0 | 0 | 0 | 0 | 0 | 0 | 0
|  | 2007 | 2008 | 2009 | 2010 | 2011 | 2012 | 2013 |  | 2014 | 2015 | 2016 | 2017 | 2018 | 2019 | 2020 | 2021 | 2022 | 2023 | 2024 | 2025 | 2026 | 2027 | 2028 | 2029 | 2030 | 2031 | 2032 | 2033 | 2034 | 2035 | 2036 | 2037 | 2038 |  |  |  | 0 | 0 | 0 | 0 | 0 | 0 | 0 | 0 | 0 | 0 | 0 | 0 | 0 | 0 | 0 | 0 | 0 | 0 | 0 | 0 | 0 | 0 | 0 | 0 | 0 | 0 | 0 | 0 | 0 | 0 | 0 | 0
| 0 | [36 empty] | 0 | 0 | 0 | 0 | 0 | 0 | 0 | 0 | 0 | 0 | 0 | 0 | 0 | 0 | 0 | 0 | 0 | 0 | 0 | 0 | 0 | 0 | 0 | 0 | 0 | 0 | 0 | 0 | 0 | 0 | 0 | 0
| Diversity Factor: 0 | [36 empty] | 0 | 0 | 0 | 0 | 0 | 0 | 0 | 0 | 0 | 0 | 0 | 0 | 0 | 0 | 0 | 0 | 0 | 0 | 0 | 0 | 0 | 0 | 0 | 0 | 0 | 0 | 0 | 0 | 0 | 0 | 0 | 0
[38 empty] | 0 | 0 | 0 | 0 | 0 | 0 | 0 | 0 | 0 | 0 | 0 | 0 | 0 | 0 | 0 | 0 | 0 | 0 | 0 | 0 | 0 | 0 | 0 | 0 | 0 | 0 | 0 | 0 | 0 | 0 | 0 | 0
[38 empty] | 0 | 0 | 0 | 0 | 0 | 0 | 0 | 0 | 0 | 0 | 0 | 0 | 0 | 0 | 0 | 0 | 0 | 0 | 0 | 0 | 0 | 0 | 0 | 0 | 0 | 0 | 0 | 0 | 0 | 0 | 0 | 0
| 0 | [36 empty] | 0 | 0 | 0 | 0 | 0 | 0 | 0 | 0 | 0 | 0 | 0 | 0 | 0 | 0 | 0 | 0 | 0 | 0 | 0 | 0 | 0 | 0 | 0 | 0 | 0 | 0 | 0 | 0 | 0 | 0 | 0 | 0
Diversity Factor: 0
[38 empty] | Historical Spots & Transfers | [6 empty] | Forecast Spots & Transfers
[35 empty] | Project Name | From | To | 2007 | 2008 | 2009 | 2010 | 2011 | 2012 | 2013 | 2014 | 2015 | 2016 | 2017 | 2018 | 2019 | 2020 | 2021 | 2022 | 2023 | 2024 | 2025 | 2026 | 2027 | 2028 | 2029 | 2030 | 2031 | 2032 | 2033 | 2034 | 2035 | 2036 | 2037 | 2038
0
Diversity Factor: 0
0
Diversity Factor: 0
0
Diversity Factor: 0
0
Diversity Factor: 0
0
Diversity Factor: 0
0
Diversity Factor: 0
0
Diversity Factor: 0
0
Diversity Factor: 0
| Weather Correction and Public Holiday Factors | [8 empty] | Forecast ROG
ROG Justification
| Actual loads for season 2013 have been weather corrected by the following: | [6 empty] | 0% |  | N/A | [59 empty] | N/A
1 | 2 | 3 | 4 | 5 | 6 | 7 | 8 | 9 | 10 | 2014 | 2015 | 2016 | 2017 | 2018 | 2019 | 2020 | 2021 | 2022 | 2023 | 2024 | 2025 | 2026 | 2027 | 2028 | 2029 | 2030 | 2031 | 2032 | 2033 | 2034 | 2035 | 2036 | 2037 | 2038
1 | 1 | 1 | 1 | 1 | 1 | 1 | 1 | 1 | 1 | 0% | 0% | 0% | 0% | 0% | 0% | 0% | 0% | 0% | 0% | 0% | 0% | 0% | 0% | 0% | 0% | 0% | 0% | 0% | 0% | 0% | 0% | 0% | 0% | 0%
Substation Load Detail
[7 empty] | Units | 2013 |  | 2014 | 2015 | 2016 | 2017 | 2018 | 2019 | 2020 | 2021 | 2022 | 2023 | 2024 | 2025 | 2026 | 2027 | 2028 | 2029 | 2030 | 2031 | 2032 | 2033 | 2034 | 2035 | 2036 | 2037 | 2038
1 | Customer97 | Compensated |  | Load (LV side) |  |  | Amps | 126 |  | 126 | 126 | 126 | 126 | 126 | 126 | 126 | 126 | 126 | 126 | 126 | 126 | 126 | 126 | 126 | 126 | 126 | 126 | 126 | 126 | 126 | 126 | 126 | 126 | 126
|  |  |  | Apparent Power |  |  | MVA | 7.216 |  | 7.216 | 7.216 | 7.216 | 7.216 | 7.216 | 7.216 | 7.216 | 7.216 | 7.216 | 7.216 | 7.216 | 7.216 | 7.216 | 7.216 | 7.216 | 7.216 | 7.216 | 7.216 | 7.216 | 7.216 | 7.216 | 7.216 | 7.216 | 7.216 | 7.216
|  |  |  | Real Power |  |  | MW | 6.4944 |  | 6.4944 | 6.4944 | 6.4944 | 6.4944 | 6.4944 | 6.4944 | 6.4944 | 6.4944 | 6.4944 | 6.4944 | 6.4944 | 6.4944 | 6.4944 | 6.4944 | 6.4944 | 6.4944 | 6.4944 | 6.4944 | 6.4944 | 6.4944 | 6.4944 | 6.4944 | 6.4944 | 6.4944 | 6.4944
|  |  |  | Reactive Power |  |  | MVAr | 3.1454 |  | 3.1454 | 3.1454 | 3.1454 | 3.1454 | 3.1454 | 3.1454 | 3.1454 | 3.1454 | 3.1454 | 3.1454 | 3.1454 | 3.1454 | 3.1454 | 3.1454 | 3.1454 | 3.1454 | 3.1454 | 3.1454 | 3.1454 | 3.1454 | 3.1454 | 3.1454 | 3.1454 | 3.1454 | 3.1454
|  |  |  | Capacitors In Service |  |  | MVAr | 0 |  | 0 | 0 | 0 | 0 | 0 | 0 | 0 | 0 | 0 | 0 | 0 | 0 | 0 | 0 | 0 | 0 | 0 | 0 | 0 | 0 | 0 | 0 | 0 | 0 | 0
|  |  |  | PF |  |  |  | 0.9 |  | 0.9 | 0.9 | 0.9 | 0.9 | 0.9 | 0.9 | 0.9 | 0.9 | 0.9 | 0.9 | 0.9 | 0.9 | 0.9 | 0.9 | 0.9 | 0.9 | 0.9 | 0.9 | 0.9 | 0.9 | 0.9 | 0.9 | 0.9 | 0.9 | 0.9
0.70059 | Diversity Factor: 0.7 | Uncompensated |  | Reactive Power |  |  | MVAr | 3.1454 |  | 3.1454 | 3.1454 | 3.1454 | 3.1454 | 3.1454 | 3.1454 | 3.1454 | 3.1454 | 3.1454 | 3.1454 | 3.1454 | 3.1454 | 3.1454 | 3.1454 | 3.1454 | 3.1454 | 3.1454 | 3.1454 | 3.1454 | 3.1454 | 3.1454 | 3.1454 | 3.1454 | 3.1454 | 3.1454
|  |  |  | PF |  |  |  | 0.9 |  | 0.9 | 0.9 | 0.9 | 0.9 | 0.9 | 0.9 | 0.9 | 0.9 | 0.9 | 0.9 | 0.9 | 0.9 | 0.9 | 0.9 | 0.9 | 0.9 | 0.9 | 0.9 | 0.9 | 0.9 | 0.9 | 0.9 | 0.9 | 0.9 | 0.9
[10 empty] | 1 | 2 | 3 | 4 | 5 | 6 | 7 | 8 | 9 | 10 | 11 | 12 | 13 | 14 | 15 | 16 | 17 | 18 | 19 | 20 | 21 | 22 | 23 | 24 | 25
Transformer Load Detail
[7 empty] | Units | 2013 |  | 2014 | 2015 | 2016 | 2017 | 2018 | 2019 | 2020 | 2021 | 2022 | 2023 | 2024 | 2025 | 2026 | 2027 | 2028 | 2029 | 2030 | 2031 | 2032 | 2033 | 2034 | 2035 | 2036 | 2037 | 2038
| 0 | Compensated |  | Load (LV side) |  |  | Amps
|  |  |  | Apparent Power |  |  | MVA
|  |  |  | Real Power |  |  | MW
|  |  |  | Reactive Power |  |  | MVAr
|  |  |  | Capacitors In Service |  |  | MVAr
PF
| Zone Div: | Uncompensated |  | Reactive Power |  |  | MVAr
PF
| 0 | Compensated |  | Load (LV side) |  |  | Amps
|  |  |  | Apparent Power |  |  | MVA
|  |  |  | Real Power |  |  | MW
|  |  |  | Reactive Power |  |  | MVAr
|  |  |  | Capacitors In Service |  |  | MVAr
PF
| Zone Div: | Uncompensated |  | Reactive Power |  |  | MVAr
PF
| 0 | Compensated |  | Load (LV side) |  |  | Amps
|  |  |  | Apparent Power |  |  | MVA
|  |  |  | Real Power |  |  | MW
|  |  |  | Reactive Power |  |  | MVAr
|  |  |  | Capacitors In Service |  |  | MVAr
PF
| Zone Div: | Uncompensated |  | Reactive Power |  |  | MVAr
PF
| 0 | Compensated |  | Load (LV side) |  |  | Amps
|  |  |  | Apparent Power |  |  | MVA
|  |  |  | Real Power |  |  | MW
|  |  |  | Reactive Power |  |  | MVAr
|  |  |  | Capacitors In Service |  |  | MVAr
PF
| Zone Div: | Uncompensated |  | Reactive Power |  |  | MVAr
PF
| 0 | Compensated |  | Load (LV side) |  |  | Amps
|  |  |  | Apparent Power |  |  | MVA
|  |  |  | Real Power |  |  | MW
|  |  |  | Reactive Power |  |  | MVAr
|  |  |  | Capacitors In Service |  |  | MVAr
PF
| Zone Div: | Uncompensated |  | Reactive Power |  |  | MVAr
PF
| 0 | Compensated |  | Load (LV side) |  |  | Amps
|  |  |  | Apparent Power |  |  | MVA
|  |  |  | Real Power |  |  | MW
|  |  |  | Reactive Power |  |  | MVAr
|  |  |  | Capacitors In Service |  |  | MVAr
PF
| Zone Div: | Uncompensated |  | Reactive Power |  |  | MVAr
PF
| 0 | Compensated |  | Load (LV side) |  |  | Amps
|  |  |  | Apparent Power |  |  | MVA
|  |  |  | Real Power |  |  | MW
|  |  |  | Reactive Power |  |  | MVAr
|  |  |  | Capacitors In Service |  |  | MVAr
PF
| Zone Div: | Uncompensated |  | Reactive Power |  |  | MVAr
PF
| 0 | Compensated |  | Load (LV side) |  |  | Amps
|  |  |  | Apparent Power |  |  | MVA
|  |  |  | Real Power |  |  | MW
|  |  |  | Reactive Power |  |  | MVAr
|  |  |  | Capacitors In Service |  |  | MVAr
PF
| Zone Div: | Uncompensated |  | Reactive Power |  |  | MVAr
PF
| 0 | Compensated |  | Load (LV side) |  |  | Amps
|  |  |  | Apparent Power |  |  | MVA
|  |  |  | Real Power |  |  | MW
|  |  |  | Reactive Power |  |  | MVAr
|  |  |  | Capacitors In Service |  |  | MVAr
PF
| Zone Div: | Uncompensated |  | Reactive Power |  |  | MVAr
PF
| 0 | Compensated |  | Load (LV side) |  |  | Amps
|  |  |  | Apparent Power |  |  | MVA
|  |  |  | Real Power |  |  | MW
|  |  |  | Reactive Power |  |  | MVAr
|  |  |  | Capacitors In Service |  |  | MVAr
PF
| Zone Div: | Uncompensated |  | Reactive Power |  |  | MVAr
PF

## Customer98
| Customer98 | [16 empty] | 2014 | WINTER
| Substation Total Loads | [33 empty] | Spots & Transfers Detail
| Historical Loads | MVA | [7 empty] | Weather Corrected Forecast Loads |  |  |  | MVA | [20 empty] | Spots & Transfers Summary | MVA |  | Historical Spots & Transfers | [6 empty] | Forecast Spots & Transfers
|  | 2007 | 2008 | 2009 | 2010 | 2011 | 2012 | 2013 |  | 2014 | 2015 | 2016 | 2017 | 2018 | 2019 | 2020 | 2021 | 2022 | 2023 | 2024 | 2025 | 2026 | 2027 | 2028 | 2029 | 2030 | 2031 | 2032 | 2033 | 2034 | 2035 | 2036 | 2037 | 2038 |  |  |  | 2007 | 2008 | 2009 | 2010 | 2011 | 2012 | 2013 | 2014 | 2015 | 2016 | 2017 | 2018 | 2019 | 2020 | 2021 | 2022 | 2023 | 2024 | 2025 | 2026 | 2027 | 2028 | 2029 | 2030 | 2031 | 2032 | 2033 | 2034 | 2035 | 2036 | 2037 | 2038
| Total |  |  |  |  | 5.484 | 8.265 | 7.939 |  | 7.939 | 7.939 | 7.939 | 7.939 | 7.939 | 7.939 | 7.939 | 7.939 | 7.939 | 7.939 | 7.939 | 7.939 | 7.939 | 7.939 | 7.939 | 7.939 | 7.939 | 7.939 | 7.939 | 7.939 | 7.939 | 7.939 | 7.939 | 7.939 | 7.939 |  |  | Total
Firm Rating
| Total Capacity | [36 empty] | 0 | 0 | 0 | 0 | 0 | 0 | 0 | 0 | 0 | 0 | 0 | 0 | 0 | 0 | 0 | 0 | 0 | 0 | 0 | 0 | 0 | 0 | 0 | 0 | 0 | 0 | 0 | 0 | 0 | 0 | 0 | 0
|  | -7 | -6 | -5 | -4 | -3 | -2 | -1 |  | 0 | 1 | 2 | 3 | 4 | 5 | 6 | 7 | 8 | 9 | 10 | 11 | 12 | 13 | 14 | 15 | 16 | 17 | 18 | 19 | 20 | 21 | 22 | 23 | 24 |  |  |  | 0 | 0 | 0 | 0 | 0 | 0 | 0 | 0 | 0 | 0 | 0 | 0 | 0 | 0 | 0 | 0 | 0 | 0 | 0 | 0 | 0 | 0 | 0 | 0 | 0 | 0 | 0 | 0 | 0 | 0 | 0 | 0
| Transformer Loads | [36 empty] | 0 | 0 | 0 | 0 | 0 | 0 | 0 | 0 | 0 | 0 | 0 | 0 | 0 | 0 | 0 | 0 | 0 | 0 | 0 | 0 | 0 | 0 | 0 | 0 | 0 | 0 | 0 | 0 | 0 | 0 | 0 | 0
| Historical Loads | MVA | [7 empty] | Weather Corrected Forecast Loads |  |  |  | MVA | [23 empty] | 0 | 0 | 0 | 0 | 0 | 0 | 0 | 0 | 0 | 0 | 0 | 0 | 0 | 0 | 0 | 0 | 0 | 0 | 0 | 0 | 0 | 0 | 0 | 0 | 0 | 0 | 0 | 0 | 0 | 0 | 0 | 0
|  | 2007 | 2008 | 2009 | 2010 | 2011 | 2012 | 2013 |  | 2014 | 2015 | 2016 | 2017 | 2018 | 2019 | 2020 | 2021 | 2022 | 2023 | 2024 | 2025 | 2026 | 2027 | 2028 | 2029 | 2030 | 2031 | 2032 | 2033 | 2034 | 2035 | 2036 | 2037 | 2038 |  |  |  | 0 | 0 | 0 | 0 | 0 | 0 | 0 | 0 | 0 | 0 | 0 | 0 | 0 | 0 | 0 | 0 | 0 | 0 | 0 | 0 | 0 | 0 | 0 | 0 | 0 | 0 | 0 | 0 | 0 | 0 | 0 | 0
| 0 | [36 empty] | 0 | 0 | 0 | 0 | 0 | 0 | 0 | 0 | 0 | 0 | 0 | 0 | 0 | 0 | 0 | 0 | 0 | 0 | 0 | 0 | 0 | 0 | 0 | 0 | 0 | 0 | 0 | 0 | 0 | 0 | 0 | 0
| Diversity Factor: 0 | [36 empty] | 0 | 0 | 0 | 0 | 0 | 0 | 0 | 0 | 0 | 0 | 0 | 0 | 0 | 0 | 0 | 0 | 0 | 0 | 0 | 0 | 0 | 0 | 0 | 0 | 0 | 0 | 0 | 0 | 0 | 0 | 0 | 0
[38 empty] | 0 | 0 | 0 | 0 | 0 | 0 | 0 | 0 | 0 | 0 | 0 | 0 | 0 | 0 | 0 | 0 | 0 | 0 | 0 | 0 | 0 | 0 | 0 | 0 | 0 | 0 | 0 | 0 | 0 | 0 | 0 | 0
[38 empty] | 0 | 0 | 0 | 0 | 0 | 0 | 0 | 0 | 0 | 0 | 0 | 0 | 0 | 0 | 0 | 0 | 0 | 0 | 0 | 0 | 0 | 0 | 0 | 0 | 0 | 0 | 0 | 0 | 0 | 0 | 0 | 0
| 0 | [36 empty] | 0 | 0 | 0 | 0 | 0 | 0 | 0 | 0 | 0 | 0 | 0 | 0 | 0 | 0 | 0 | 0 | 0 | 0 | 0 | 0 | 0 | 0 | 0 | 0 | 0 | 0 | 0 | 0 | 0 | 0 | 0 | 0
Diversity Factor: 0
[38 empty] | Historical Spots & Transfers | [6 empty] | Forecast Spots & Transfers
[35 empty] | Project Name | From | To | 2007 | 2008 | 2009 | 2010 | 2011 | 2012 | 2013 | 2014 | 2015 | 2016 | 2017 | 2018 | 2019 | 2020 | 2021 | 2022 | 2023 | 2024 | 2025 | 2026 | 2027 | 2028 | 2029 | 2030 | 2031 | 2032 | 2033 | 2034 | 2035 | 2036 | 2037 | 2038
0
Diversity Factor: 0
0
Diversity Factor: 0
0
Diversity Factor: 0
0
Diversity Factor: 0
0
Diversity Factor: 0
0
Diversity Factor: 0
0
Diversity Factor: 0
0
Diversity Factor: 0
| Weather Correction and Public Holiday Factors | [8 empty] | Forecast ROG
ROG Justification
| Actual loads for season 2013 have been weather corrected by the following: | [6 empty] | 0% |  | N/A | [59 empty] | N/A
1 | 2 | 3 | 4 | 5 | 6 | 7 | 8 | 9 | 10 | 2014 | 2015 | 2016 | 2017 | 2018 | 2019 | 2020 | 2021 | 2022 | 2023 | 2024 | 2025 | 2026 | 2027 | 2028 | 2029 | 2030 | 2031 | 2032 | 2033 | 2034 | 2035 | 2036 | 2037 | 2038
1 | 1 | 1 | 1 | 1 | 1 | 1 | 1 | 1 | 1 | 0% | 0% | 0% | 0% | 0% | 0% | 0% | 0% | 0% | 0% | 0% | 0% | 0% | 0% | 0% | 0% | 0% | 0% | 0% | 0% | 0% | 0% | 0% | 0% | 0%
Substation Load Detail
[7 empty] | Units | 2013 |  | 2014 | 2015 | 2016 | 2017 | 2018 | 2019 | 2020 | 2021 | 2022 | 2023 | 2024 | 2025 | 2026 | 2027 | 2028 | 2029 | 2030 | 2031 | 2032 | 2033 | 2034 | 2035 | 2036 | 2037 | 2038
1 | Customer98 | Compensated |  | Load (LV side) |  |  | Amps | 139 |  | 139 | 139 | 139 | 139 | 139 | 139 | 139 | 139 | 139 | 139 | 139 | 139 | 139 | 139 | 139 | 139 | 139 | 139 | 139 | 139 | 139 | 139 | 139 | 139 | 139
|  |  |  | Apparent Power |  |  | MVA | 7.939 |  | 7.939 | 7.939 | 7.939 | 7.939 | 7.939 | 7.939 | 7.939 | 7.939 | 7.939 | 7.939 | 7.939 | 7.939 | 7.939 | 7.939 | 7.939 | 7.939 | 7.939 | 7.939 | 7.939 | 7.939 | 7.939 | 7.939 | 7.939 | 7.939 | 7.939
|  |  |  | Real Power |  |  | MW | 7.1451 |  | 7.1451 | 7.1451 | 7.1451 | 7.1451 | 7.1451 | 7.1451 | 7.1451 | 7.1451 | 7.1451 | 7.1451 | 7.1451 | 7.1451 | 7.1451 | 7.1451 | 7.1451 | 7.1451 | 7.1451 | 7.1451 | 7.1451 | 7.1451 | 7.1451 | 7.1451 | 7.1451 | 7.1451 | 7.1451
|  |  |  | Reactive Power |  |  | MVAr | 3.4605 |  | 3.4605 | 3.4605 | 3.4605 | 3.4605 | 3.4605 | 3.4605 | 3.4605 | 3.4605 | 3.4605 | 3.4605 | 3.4605 | 3.4605 | 3.4605 | 3.4605 | 3.4605 | 3.4605 | 3.4605 | 3.4605 | 3.4605 | 3.4605 | 3.4605 | 3.4605 | 3.4605 | 3.4605 | 3.4605
|  |  |  | Capacitors In Service |  |  | MVAr | 0 |  | 0 | 0 | 0 | 0 | 0 | 0 | 0 | 0 | 0 | 0 | 0 | 0 | 0 | 0 | 0 | 0 | 0 | 0 | 0 | 0 | 0 | 0 | 0 | 0 | 0
|  |  |  | PF |  |  |  | 0.9 |  | 0.9 | 0.9 | 0.9 | 0.9 | 0.9 | 0.9 | 0.9 | 0.9 | 0.9 | 0.9 | 0.9 | 0.9 | 0.9 | 0.9 | 0.9 | 0.9 | 0.9 | 0.9 | 0.9 | 0.9 | 0.9 | 0.9 | 0.9 | 0.9 | 0.9
0.823 | Diversity Factor: 0.82 | Uncompensated |  | Reactive Power |  |  | MVAr | 3.4605 |  | 3.4605 | 3.4605 | 3.4605 | 3.4605 | 3.4605 | 3.4605 | 3.4605 | 3.4605 | 3.4605 | 3.4605 | 3.4605 | 3.4605 | 3.4605 | 3.4605 | 3.4605 | 3.4605 | 3.4605 | 3.4605 | 3.4605 | 3.4605 | 3.4605 | 3.4605 | 3.4605 | 3.4605 | 3.4605
|  |  |  | PF |  |  |  | 0.9 |  | 0.9 | 0.9 | 0.9 | 0.9 | 0.9 | 0.9 | 0.9 | 0.9 | 0.9 | 0.9 | 0.9 | 0.9 | 0.9 | 0.9 | 0.9 | 0.9 | 0.9 | 0.9 | 0.9 | 0.9 | 0.9 | 0.9 | 0.9 | 0.9 | 0.9
[10 empty] | 1 | 2 | 3 | 4 | 5 | 6 | 7 | 8 | 9 | 10 | 11 | 12 | 13 | 14 | 15 | 16 | 17 | 18 | 19 | 20 | 21 | 22 | 23 | 24 | 25
Transformer Load Detail
[7 empty] | Units | 2013 |  | 2014 | 2015 | 2016 | 2017 | 2018 | 2019 | 2020 | 2021 | 2022 | 2023 | 2024 | 2025 | 2026 | 2027 | 2028 | 2029 | 2030 | 2031 | 2032 | 2033 | 2034 | 2035 | 2036 | 2037 | 2038
| 0 | Compensated |  | Load (LV side) |  |  | Amps
|  |  |  | Apparent Power |  |  | MVA
|  |  |  | Real Power |  |  | MW
|  |  |  | Reactive Power |  |  | MVAr
|  |  |  | Capacitors In Service |  |  | MVAr
PF
| Zone Div: | Uncompensated |  | Reactive Power |  |  | MVAr
PF
| 0 | Compensated |  | Load (LV side) |  |  | Amps
|  |  |  | Apparent Power |  |  | MVA
|  |  |  | Real Power |  |  | MW
|  |  |  | Reactive Power |  |  | MVAr
|  |  |  | Capacitors In Service |  |  | MVAr
PF
| Zone Div: | Uncompensated |  | Reactive Power |  |  | MVAr
PF
| 0 | Compensated |  | Load (LV side) |  |  | Amps
|  |  |  | Apparent Power |  |  | MVA
|  |  |  | Real Power |  |  | MW
|  |  |  | Reactive Power |  |  | MVAr
|  |  |  | Capacitors In Service |  |  | MVAr
PF
| Zone Div: | Uncompensated |  | Reactive Power |  |  | MVAr
PF
| 0 | Compensated |  | Load (LV side) |  |  | Amps
|  |  |  | Apparent Power |  |  | MVA
|  |  |  | Real Power |  |  | MW
|  |  |  | Reactive Power |  |  | MVAr
|  |  |  | Capacitors In Service |  |  | MVAr
PF
| Zone Div: | Uncompensated |  | Reactive Power |  |  | MVAr
PF
| 0 | Compensated |  | Load (LV side) |  |  | Amps
|  |  |  | Apparent Power |  |  | MVA
|  |  |  | Real Power |  |  | MW
|  |  |  | Reactive Power |  |  | MVAr
|  |  |  | Capacitors In Service |  |  | MVAr
PF
| Zone Div: | Uncompensated |  | Reactive Power |  |  | MVAr
PF
| 0 | Compensated |  | Load (LV side) |  |  | Amps
|  |  |  | Apparent Power |  |  | MVA
|  |  |  | Real Power |  |  | MW
|  |  |  | Reactive Power |  |  | MVAr
|  |  |  | Capacitors In Service |  |  | MVAr
PF
| Zone Div: | Uncompensated |  | Reactive Power |  |  | MVAr
PF
| 0 | Compensated |  | Load (LV side) |  |  | Amps
|  |  |  | Apparent Power |  |  | MVA
|  |  |  | Real Power |  |  | MW
|  |  |  | Reactive Power |  |  | MVAr
|  |  |  | Capacitors In Service |  |  | MVAr
PF
| Zone Div: | Uncompensated |  | Reactive Power |  |  | MVAr
PF
| 0 | Compensated |  | Load (LV side) |  |  | Amps
|  |  |  | Apparent Power |  |  | MVA
|  |  |  | Real Power |  |  | MW
|  |  |  | Reactive Power |  |  | MVAr
|  |  |  | Capacitors In Service |  |  | MVAr
PF
| Zone Div: | Uncompensated |  | Reactive Power |  |  | MVAr
PF
| 0 | Compensated |  | Load (LV side) |  |  | Amps
|  |  |  | Apparent Power |  |  | MVA
|  |  |  | Real Power |  |  | MW
|  |  |  | Reactive Power |  |  | MVAr
|  |  |  | Capacitors In Service |  |  | MVAr
PF
| Zone Div: | Uncompensated |  | Reactive Power |  |  | MVAr
PF
| 0 | Compensated |  | Load (LV side) |  |  | Amps
|  |  |  | Apparent Power |  |  | MVA
|  |  |  | Real Power |  |  | MW
|  |  |  | Reactive Power |  |  | MVAr
|  |  |  | Capacitors In Service |  |  | MVAr
PF
| Zone Div: | Uncompensated |  | Reactive Power |  |  | MVAr
PF

## Rathmines 132_11kV
| Rathmines 132_11kV | [16 empty] | 2014 | WINTER
[6 empty] | Zone commissioned |  | 2013-03-01
| Substation Total Loads | [33 empty] | Spots & Transfers Detail
| Historical Loads | (11kV MVA) | [7 empty] | Weather Corrected Forecast Loads |  |  |  | (11kV MVA) | [20 empty] | Spots & Transfers Summary | (11kV MVA) |  | Historical Spots & Transfers | [6 empty] | Forecast Spots & Transfers
|  | 2007 | 2008 | 2009 | 2010 | 2011 | 2012 | 2013 |  | 2014 | 2015 | 2016 | 2017 | 2018 | 2019 | 2020 | 2021 | 2022 | 2023 | 2024 | 2025 | 2026 | 2027 | 2028 | 2029 | 2030 | 2031 | 2032 | 2033 | 2034 | 2035 | 2036 | 2037 | 2038 |  |  |  | 2007 | 2008 | 2009 | 2010 | 2011 | 2012 | 2013 | 2014 | 2015 | 2016 | 2017 | 2018 | 2019 | 2020 | 2021 | 2022 | 2023 | 2024 | 2025 | 2026 | 2027 | 2028 | 2029 | 2030 | 2031 | 2032 | 2033 | 2034 | 2035 | 2036 | 2037 | 2038
| Total | [6 empty] | 13.59 |  | 13.8274 | 13.7543 | 10.6039 | 10.7004 | 10.8602 | 11.165 | 11.5475 | 11.889 | 12.2266 | 12.576 | 12.9261 | 13.3082 | 13.6967 | 14.1008 | 14.518 | 14.9383 | 15.3642 | 15.7982 | 16.2403 | 16.6907 | 17.1495 | 17.6168 | 18.0928 | 18.5776 | 19.0713 |  |  | Total | 0 | 0 | 0 | 0 | 0 | 0 | 18.3286 | -0.0011412 | -0.0027528 | -3.1038 | 0.11448 | 0.15977 | 0.30483 | 0.38251 | 0.34148 | 0.33757 | 0.3494 | 0.3501 | 0.38213 | 0.38854 | 0.40406 | 0.41719 | 0.42035 | 0.42587 | 0.43394 | 0.44211 | 0.45041 | 0.45882 | 0.46735 | 0.47599 | 0.48476 | 0.49365
| Firm Rating | 0 | 0 | 0 | 0 | 0 | 0 | 38 |  | 38 | 38 | 38 | 38 | 38 | 38 | 38 | 38 | 38 | 38 | 38 | 38 | 38 | 38 | 38 | 38 | 38 | 38 | 38 | 38 | 38 | 38 | 38 | 38 | 38
| Total Capacity | 0 | 0 | 0 | 0 | 0 | 0 | 76 |  | 76 | 76 | 76 | 76 | 76 | 76 | 76 | 76 | 76 | 76 | 76 | 76 | 76 | 76 | 76 | 76 | 76 | 76 | 76 | 76 | 76 | 76 | 76 | 76 | 76 |  |  | Rathmines 132_11kV Tx1 | 0 | 0 | 0 | 0 | 0 | 0 | 9.7024 | -0.00069898 | -0.0016862 | -0.59263 | 0.070119 | 0.097859 | 0.18671 | 0.23429 | 0.20916 | 0.20677 | 0.21402 | 0.21444 | 0.23406 | 0.23799 | 0.2475 | 0.25554 | 0.25747 | 0.26085 | 0.26579 | 0.2708 | 0.27588 | 0.28103 | 0.28626 | 0.29155 | 0.29693 | 0.30237
|  | -7 | -6 | -5 | -4 | -3 | -2 | -1 |  | 0 | 1 | 2 | 3 | 4 | 5 | 6 | 7 | 8 | 9 | 10 | 11 | 12 | 13 | 14 | 15 | 16 | 17 | 18 | 19 | 20 | 21 | 22 | 23 | 24 |  |  | Rathmines 132_11kV Tx2 | 0 | 0 | 0 | 0 | 0 | 0 | 8.6262 | -0.00044218 | -0.0010667 | -2.5111 | 0.044357 | 0.061906 | 0.11812 | 0.14821 | 0.13232 | 0.1308 | 0.13539 | 0.13566 | 0.14807 | 0.15055 | 0.15657 | 0.16165 | 0.16288 | 0.16502 | 0.16814 | 0.17131 | 0.17452 | 0.17778 | 0.18109 | 0.18444 | 0.18784 | 0.19128
| Transformer Loads | [36 empty] | 0 | 0 | 0 | 0 | 0 | 0 | 0 | 0 | 0 | 0 | 0 | 0 | 0 | 0 | 0 | 0 | 0 | 0 | 0 | 0 | 0 | 0 | 0 | 0 | 0 | 0 | 0 | 0 | 0 | 0 | 0 | 0
| Historical Loads | (11kV MVA) | [7 empty] | 0: Weather Corrected Forecast Loads; 4: (11kV MVA) |  |  |  | 0 | 0 | 0 | 0 | 0 | 0 | 0 | 0 | 0 | 0 | 0 | 0 | 0 | 0 | 0 | 0 | 0 | 0 | 0 | 0 | 0 | 0 | 0 | 0 | 0 | 0 | 0 | 0 | 0 | 0 | 0 | 0
|  | 2007 | 2008 | 2009 | 2010 | 2011 | 2012 | 2013 |  | 2014 | 2015 | 2016 | 2017 | 2018 | 2019 | 2020 | 2021 | 2022 | 2023 | 2024 | 2025 | 2026 | 2027 | 2028 | 2029 | 2030 | 2031 | 2032 | 2033 | 2034 | 2035 | 2036 | 2037 | 2038 |  |  |  | 0 | 0 | 0 | 0 | 0 | 0 | 0 | 0 | 0 | 0 | 0 | 0 | 0 | 0 | 0 | 0 | 0 | 0 | 0 | 0 | 0 | 0 | 0 | 0 | 0 | 0 | 0 | 0 | 0 | 0 | 0 | 0
| 0 | [36 empty] | 0 | 0 | 0 | 0 | 0 | 0 | 0 | 0 | 0 | 0 | 0 | 0 | 0 | 0 | 0 | 0 | 0 | 0 | 0 | 0 | 0 | 0 | 0 | 0 | 0 | 0 | 0 | 0 | 0 | 0 | 0 | 0
| Diversity Factor: 0 | [36 empty] | 0 | 0 | 0 | 0 | 0 | 0 | 0 | 0 | 0 | 0 | 0 | 0 | 0 | 0 | 0 | 0 | 0 | 0 | 0 | 0 | 0 | 0 | 0 | 0 | 0 | 0 | 0 | 0 | 0 | 0 | 0 | 0
[38 empty] | 0 | 0 | 0 | 0 | 0 | 0 | 0 | 0 | 0 | 0 | 0 | 0 | 0 | 0 | 0 | 0 | 0 | 0 | 0 | 0 | 0 | 0 | 0 | 0 | 0 | 0 | 0 | 0 | 0 | 0 | 0 | 0
[38 empty] | 0 | 0 | 0 | 0 | 0 | 0 | 0 | 0 | 0 | 0 | 0 | 0 | 0 | 0 | 0 | 0 | 0 | 0 | 0 | 0 | 0 | 0 | 0 | 0 | 0 | 0 | 0 | 0 | 0 | 0 | 0 | 0
| 0 | [36 empty] | 0 | 0 | 0 | 0 | 0 | 0 | 0 | 0 | 0 | 0 | 0 | 0 | 0 | 0 | 0 | 0 | 0 | 0 | 0 | 0 | 0 | 0 | 0 | 0 | 0 | 0 | 0 | 0 | 0 | 0 | 0 | 0
Diversity Factor: 0
[38 empty] | Historical Spots & Transfers | [6 empty] | Forecast Spots & Transfers
[35 empty] | Project Name | From | To | 2007 | 2008 | 2009 | 2010 | 2011 | 2012 | 2013 | 2014 | 2015 | 2016 | 2017 | 2018 | 2019 | 2020 | 2021 | 2022 | 2023 | 2024 | 2025 | 2026 | 2027 | 2028 | 2029 | 2030 | 2031 | 2032 | 2033 | 2034 | 2035 | 2036 | 2037 | 2038
| 0 | [33 empty] | DNP_ID: 6582. Establish 11kV connections to New Rathmines Zone (HZ00239) | Rathmines 132_11kV Temp Tx1 | Rathmines 132_11kV Tx1 | 0 | 0 | 0 | 0 | 0 | 0 | 8.7759 | 0 | 0 | 0 | 0 | 0 | 0 | 0 | 0 | 0 | 0 | 0 | 0 | 0 | 0 | 0 | 0 | 0 | 0 | 0 | 0 | 0 | 0 | 0 | 0 | 0
| Diversity Factor: 0 | [33 empty] | DNP_ID: 6582. Establish 11kV connections to New Rathmines Zone (HZ00239) | Rathmines 132_11kV Temp Tx1 | Rathmines 132_11kV Tx2 | 0 | 0 | 0 | 0 | 0 | 0 | 5.5516 | 0 | 0 | 0 | 0 | 0 | 0 | 0 | 0 | 0 | 0 | 0 | 0 | 0 | 0 | 0 | 0 | 0 | 0 | 0 | 0 | 0 | 0 | 0 | 0 | 0
[35 empty] | DNP_ID: 6582. Establish 11kV connections to New Rathmines Zone (HZ00239) | Toronto 33_11kV Tx1 | Rathmines 132_11kV Tx1 | 0 | 0 | 0 | 0 | 0 | 0 | 1.4879 | 0 | 0 | 0 | 0 | 0 | 0 | 0 | 0 | 0 | 0 | 0 | 0 | 0 | 0 | 0 | 0 | 0 | 0 | 0 | 0 | 0 | 0 | 0 | 0 | 0
[35 empty] | DNP_ID: 6582. Establish 11kV connections to New Rathmines Zone (HZ00239) | Toronto 33_11kV Tx1 | Rathmines 132_11kV Tx2 | 0 | 0 | 0 | 0 | 0 | 0 | 0.94127 | 0 | 0 | 0 | 0 | 0 | 0 | 0 | 0 | 0 | 0 | 0 | 0 | 0 | 0 | 0 | 0 | 0 | 0 | 0 | 0 | 0 | 0 | 0 | 0 | 0
| 0 | [33 empty] | DNP_ID: 6582. Establish 11kV connections to New Rathmines Zone (HZ00239) | Toronto 33_11kV Tx2 | Rathmines 132_11kV Tx1 | 0 | 0 | 0 | 0 | 0 | 0 | 1.4879 | 0 | 0 | 0 | 0 | 0 | 0 | 0 | 0 | 0 | 0 | 0 | 0 | 0 | 0 | 0 | 0 | 0 | 0 | 0 | 0 | 0 | 0 | 0 | 0 | 0
| Diversity Factor: 0 | [33 empty] | DNP_ID: 6582. Establish 11kV connections to New Rathmines Zone (HZ00239) | Toronto 33_11kV Tx2 | Rathmines 132_11kV Tx2 | 0 | 0 | 0 | 0 | 0 | 0 | 0.94127 | 0 | 0 | 0 | 0 | 0 | 0 | 0 | 0 | 0 | 0 | 0 | 0 | 0 | 0 | 0 | 0 | 0 | 0 | 0 | 0 | 0 | 0 | 0 | 0 | 0
[35 empty] | DNP_ID: 6933. Toronto 11kV New Feeder Connections | Rathmines 132_11kV Tx1 | Toronto West 132_11kV Tx1 | 0 | 0 | 0 | 0 | 0 | 0 | 0 | 0 | 0 | 0.62873 | 0 | 0 | 0 | 0 | 0 | 0 | 0 | 0 | 0 | 0 | 0 | 0 | 0 | 0 | 0 | 0 | 0 | 0 | 0 | 0 | 0 | 0
[35 empty] | DNP_ID: 6933. Toronto 11kV New Feeder Connections | Rathmines 132_11kV Tx2 | Toronto West 132_11kV Tx1 | 0 | 0 | 0 | 0 | 0 | 0 | 0 | 0 | 0 | 0.47631 | 0 | 0 | 0 | 0 | 0 | 0 | 0 | 0 | 0 | 0 | 0 | 0 | 0 | 0 | 0 | 0 | 0 | 0 | 0 | 0 | 0 | 0
| 0 | [33 empty] | DNP_ID: 6933. Toronto 11kV New Feeder Connections | Rathmines 132_11kV Tx2 | Toronto West 132_11kV Tx2 | 0 | 0 | 0 | 0 | 0 | 0 | 0 | 0 | 0 | 2.0577 | 0 | 0 | 0 | 0 | 0 | 0 | 0 | 0 | 0 | 0 | 0 | 0 | 0 | 0 | 0 | 0 | 0 | 0 | 0 | 0 | 0 | 0
| Diversity Factor: 0 | [33 empty] | DNP_ID: 7172. Rathmines Fdr 82128 permanent load transfer to Rathmines Fdr 82133 | Rathmines 132_11kV Tx1 | Rathmines 132_11kV Tx2 | 0 | 0 | 0 | 0 | 0 | 0 | 1.5242 | 0 | 0 | 0 | 0 | 0 | 0 | 0 | 0 | 0 | 0 | 0 | 0 | 0 | 0 | 0 | 0 | 0 | 0 | 0 | 0 | 0 | 0 | 0 | 0 | 0
[35 empty] | HVCON_ID: 2013142. Awaba Tip Generator 42786 The landfill generator at Awaba Tip was installed during 2007. It was connected to Toronto feeder 33673 until recently (April 2013), and is now connected to Rathmines Perm feeder 82127. It is a 1 |  | Rathmines 132_11kV Tx1 | 0 | 0 | 0 | 0 | 0 | 0 | -0.52515 | 0 | 0 | 0 | 0 | 0 | 0 | 0 | 0 | 0 | 0 | 0 | 0 | 0 | 0 | 0 | 0 | 0 | 0 | 0 | 0 | 0 | 0 | 0 | 0 | 0
[35 empty] | HVCON_ID: 2013142. Awaba Tip Generator 42786 The landfill generator at Awaba Tip was installed during 2007. It was connected to Toronto feeder 33673 until recently (April 2013), and is now connected to Rathmines Perm feeder 82127. It is a 1 |  | Rathmines 132_11kV Tx2 | 0 | 0 | 0 | 0 | 0 | 0 | -0.33221 | 0 | 0 | 0 | 0 | 0 | 0 | 0 | 0 | 0 | 0 | 0 | 0 | 0 | 0 | 0 | 0 | 0 | 0 | 0 | 0 | 0 | 0 | 0 | 0 | 0
| 0 | [33 empty] | Econometric |  | Rathmines 132_11kV Tx1 | 0 | 0 | 0 | 0 | 0 | 0 | 0 | 0 | 0 | 0.078301 | 0.14127 | 0.20961 | 0.30945 | 0.31442 | 0.27995 | 0.2843 | 0.28872 | 0.2932 | 0.29774 | 0.30234 | 0.30701 | 0.31175 | 0.31655 | 0.32142 | 0.32636 | 0.33137 | 0.33645 | 0.3416 | 0.34683 | 0.35212 | 0.35749 | 0.36294
| Diversity Factor: 0 | [33 empty] | Econometric |  | Rathmines 132_11kV Tx2 | 0 | 0 | 0 | 0 | 0 | 0 | 0 | 0 | 0 | 0.049534 | 0.089369 | 0.1326 | 0.19576 | 0.19891 | 0.1771 | 0.17985 | 0.18264 | 0.18548 | 0.18835 | 0.19126 | 0.19422 | 0.19721 | 0.20025 | 0.20333 | 0.20646 | 0.20963 | 0.21284 | 0.2161 | 0.2194 | 0.22275 | 0.22615 | 0.2296
[35 empty] | Energy Efficiency |  | Rathmines 132_11kV Tx1 | 0 | 0 | 0 | 0 | 0 | 0 | 0 | -0.00069898 | -0.0016862 | -0.042194 | -0.071153 | -0.11175 | -0.12274 | -0.080131 | -0.070788 | -0.077534 | -0.074703 | -0.078754 | -0.063676 | -0.064357 | -0.059516 | -0.056213 | -0.059082 | -0.060569 | -0.060569 | -0.060569 | -0.060569 | -0.060569 | -0.060569 | -0.060569 | -0.060569 | -0.060569
[35 empty] | Energy Efficiency |  | Rathmines 132_11kV Tx2 | 0 | 0 | 0 | 0 | 0 | 0 | 0 | -0.00044218 | -0.0010667 | -0.026692 | -0.045012 | -0.070692 | -0.077643 | -0.050691 | -0.044781 | -0.049048 | -0.047257 | -0.04982 | -0.040282 | -0.040713 | -0.03765 | -0.03556 | -0.037375 | -0.038316 | -0.038316 | -0.038316 | -0.038316 | -0.038316 | -0.038316 | -0.038316 | -0.038316 | -0.038316
| 0 | [33 empty] | Solar PV |  | Rathmines 132_11kV Tx1 | 0 | 0 | 0 | 0 | 0 | 0 | 0 | 0 | 0 | 0 | 0 | 0 | 0 | 0 | 0 | 0 | 0 | 0 | 0 | 0 | 0 | 0 | 0 | 0 | 0 | 0 | 0 | 0 | 0 | 0 | 0 | 0
| Diversity Factor: 0 | [33 empty] | Solar PV |  | Rathmines 132_11kV Tx2 | 0 | 0 | 0 | 0 | 0 | 0 | 0 | 0 | 0 | 0 | 0 | 0 | 0 | 0 | 0 | 0 | 0 | 0 | 0 | 0 | 0 | 0 | 0 | 0 | 0 | 0 | 0 | 0 | 0 | 0 | 0 | 0
0
Diversity Factor: 0
0
Diversity Factor: 0
0
Diversity Factor: 0
| Weather Correction and Public Holiday Factors | [8 empty] | 0: Forecast ROG
ROG Justification
| Actual loads for season 2013 have been weather corrected by the following: | [6 empty] | 2.276% |  | 0: weighted ROG calc | [35 empty] | weighted ROG calc
1 | 2 | 3 | 4 | 5 | 6 | 7 | 8 | 9 | 10 | 2014 | 2015 | 2016 | 2017 | 2018 | 2019 | 2020 | 2021 | 2022 | 2023 | 2024 | 2025 | 2026 | 2027 | 2028 | 2029 | 2030 | 2031 | 2032 | 2033 | 2034 | 2035 | 2036 | 2037 | 2038
0.99492 | 0.98987 | 0.98651 | 0.98484 | 0.98484 | 0.98484 | 0.98484 | 0.98484 | 0.98484 | 0.98484 | -0.508% | -0.508% | -0.339% | -0.169% | 0% | 0% | 0% | 0% | 0% | 0% | 0% | 0% | 0% | 0% | 0% | 0% | 0% | 0% | 0% | 0% | 0% | 0% | 0% | 0% | 0%
Substation Load Detail
[7 empty] | Units | 2013 |  | 2014 | 2015 | 2016 | 2017 | 2018 | 2019 | 2020 | 2021 | 2022 | 2023 | 2024 | 2025 | 2026 | 2027 | 2028 | 2029 | 2030 | 2031 | 2032 | 2033 | 2034 | 2035 | 2036 | 2037 | 2038
1 | Rathmines 132_11kV | Compensated |  | Load (LV side) |  |  | Amps | 0 |  | 725.7512 | 721.9159 | 556.5624 | 561.6274 | 570.0129 | 586.0122 | 606.0887 | 624.0116 | 641.7295 | 660.0684 | 678.4438 | 698.5004 | 718.8932 | 740.1011 | 761.9979 | 784.0605 | 806.413 | 829.1887 | 852.3937 | 876.034 | 900.1157 | 924.645 | 949.6281 | 975.0715 | 1000.981
|  |  |  | Apparent Power |  |  | MVA | 13.59 | 13.8992 | 13.8274 | 13.7543 | 10.6039 | 10.7004 | 10.8602 | 11.165 | 11.5475 | 11.889 | 12.2266 | 12.576 | 12.9261 | 13.3082 | 13.6967 | 14.1008 | 14.518 | 14.9383 | 15.3642 | 15.7982 | 16.2403 | 16.6907 | 17.1495 | 17.6168 | 18.0928 | 18.5776 | 19.0713
|  |  |  | Real Power |  |  | MW | 12.231 | 12.5093 | 12.4447 | 12.3789 | 9.5435 | 9.6304 | 9.7742 | 10.0485 | 10.3928 | 10.7001 | 11.0039 | 11.3184 | 11.6335 | 11.9774 | 12.3271 | 12.6907 | 13.0662 | 13.4445 | 13.8278 | 14.2183 | 14.6163 | 15.0216 | 15.4345 | 15.8552 | 16.2836 | 16.7198 | 17.1641
|  |  |  | Reactive Power |  |  | MVAr | 0 |  | 6.0272 | 5.9954 | 4.6221 | 4.6642 | 4.7339 | 4.8667 | 5.0335 | 5.1823 | 5.3294 | 5.4817 | 5.6344 | 5.8009 | 5.9703 | 6.1464 | 6.3283 | 6.5115 | 6.6971 | 6.8863 | 7.079 | 7.2753 | 7.4753 | 7.679 | 7.8865 | 8.0978 | 8.313
|  |  |  | Capacitors In Service |  |  | MVAr | 0 |  | 0 | 0 | 0 | 0 | 0 | 0 | 0 | 0 | 0 | 0 | 0 | 0 | 0 | 0 | 0 | 0 | 0 | 0 | 0 | 0 | 0 | 0 | 0 | 0 | 0
|  |  |  | PF |  |  |  | 0.9 |  | 0.9 | 0.9 | 0.9 | 0.9 | 0.9 | 0.9 | 0.9 | 0.9 | 0.9 | 0.9 | 0.9 | 0.9 | 0.9 | 0.9 | 0.9 | 0.9 | 0.9 | 0.9 | 0.9 | 0.9 | 0.9 | 0.9 | 0.9 | 0.9 | 0.9
0.88889 | Diversity Factor: 0.89 | Uncompensated |  | Reactive Power |  |  | MVAr | 0 | 6.0585 | 6.0272 | 5.9954 | 4.6221 | 4.6642 | 4.7339 | 4.8667 | 5.0335 | 5.1823 | 5.3294 | 5.4817 | 5.6344 | 5.8009 | 5.9703 | 6.1464 | 6.3283 | 6.5115 | 6.6971 | 6.8863 | 7.079 | 7.2753 | 7.4753 | 7.679 | 7.8865 | 8.0978 | 8.313
|  |  |  | PF |  |  |  | 0.9 |  | 0.9 | 0.9 | 0.9 | 0.9 | 0.9 | 0.9 | 0.9 | 0.9 | 0.9 | 0.9 | 0.9 | 0.9 | 0.9 | 0.9 | 0.9 | 0.9 | 0.9 | 0.9 | 0.9 | 0.9 | 0.9 | 0.9 | 0.9 | 0.9 | 0.9
[10 empty] | 1 | 2 | 3 | 4 | 5 | 6 | 7 | 8 | 9 | 10 | 11 | 12 | 13 | 14 | 15 | 16 | 17 | 18 | 19 | 20 | 21 | 22 | 23 | 24 | 25
Transformer Load Detail
[7 empty] | Units | 2013 |  | 2014 | 2015 | 2016 | 2017 | 2018 | 2019 | 2020 | 2021 | 2022 | 2023 | 2024 | 2025 | 2026 | 2027 | 2028 | 2029 | 2030 | 2031 | 2032 | 2033 | 2034 | 2035 | 2036 | 2037 | 2038
| 0 | Compensated |  | Load (LV side) |  |  | Amps
|  |  |  | Apparent Power |  |  | MVA
|  |  |  | Real Power |  |  | MW
|  |  |  | Reactive Power |  |  | MVAr
|  |  |  | Capacitors In Service |  |  | MVAr
PF
| Zone Div: | Uncompensated |  | Reactive Power |  |  | MVAr
PF
| 0 | Compensated |  | Load (LV side) |  |  | Amps
|  |  |  | Apparent Power |  |  | MVA
|  |  |  | Real Power |  |  | MW
|  |  |  | Reactive Power |  |  | MVAr
|  |  |  | Capacitors In Service |  |  | MVAr
PF
| Zone Div: | Uncompensated |  | Reactive Power |  |  | MVAr
PF
| 0 | Compensated |  | Load (LV side) |  |  | Amps
|  |  |  | Apparent Power |  |  | MVA
|  |  |  | Real Power |  |  | MW
|  |  |  | Reactive Power |  |  | MVAr
|  |  |  | Capacitors In Service |  |  | MVAr
PF
| Zone Div: | Uncompensated |  | Reactive Power |  |  | MVAr
PF
| 0 | Compensated |  | Load (LV side) |  |  | Amps
|  |  |  | Apparent Power |  |  | MVA
|  |  |  | Real Power |  |  | MW
|  |  |  | Reactive Power |  |  | MVAr
|  |  |  | Capacitors In Service |  |  | MVAr
PF
| Zone Div: | Uncompensated |  | Reactive Power |  |  | MVAr
PF
| 0 | Compensated |  | Load (LV side) |  |  | Amps
|  |  |  | Apparent Power |  |  | MVA
|  |  |  | Real Power |  |  | MW
|  |  |  | Reactive Power |  |  | MVAr
|  |  |  | Capacitors In Service |  |  | MVAr
PF
| Zone Div: | Uncompensated |  | Reactive Power |  |  | MVAr
PF
| 0 | Compensated |  | Load (LV side) |  |  | Amps
|  |  |  | Apparent Power |  |  | MVA
|  |  |  | Real Power |  |  | MW
|  |  |  | Reactive Power |  |  | MVAr
|  |  |  | Capacitors In Service |  |  | MVAr
PF
| Zone Div: | Uncompensated |  | Reactive Power |  |  | MVAr
PF
| 0 | Compensated |  | Load (LV side) |  |  | Amps
|  |  |  | Apparent Power |  |  | MVA
|  |  |  | Real Power |  |  | MW
|  |  |  | Reactive Power |  |  | MVAr
|  |  |  | Capacitors In Service |  |  | MVAr
PF
| Zone Div: | Uncompensated |  | Reactive Power |  |  | MVAr
PF
| 0 | Compensated |  | Load (LV side) |  |  | Amps
|  |  |  | Apparent Power |  |  | MVA
|  |  |  | Real Power |  |  | MW
|  |  |  | Reactive Power |  |  | MVAr
|  |  |  | Capacitors In Service |  |  | MVAr
PF
| Zone Div: | Uncompensated |  | Reactive Power |  |  | MVAr
PF
| 0 | Compensated |  | Load (LV side) |  |  | Amps
|  |  |  | Apparent Power |  |  | MVA
|  |  |  | Real Power |  |  | MW
|  |  |  | Reactive Power |  |  | MVAr
|  |  |  | Capacitors In Service |  |  | MVAr
PF
| Zone Div: | Uncompensated |  | Reactive Power |  |  | MVAr
PF
| 0 | Compensated |  | Load (LV side) |  |  | Amps
|  |  |  | Apparent Power |  |  | MVA
|  |  |  | Real Power |  |  | MW
|  |  |  | Reactive Power |  |  | MVAr
|  |  |  | Capacitors In Service |  |  | MVAr
PF
| Zone Div: | Uncompensated |  | Reactive Power |  |  | MVAr
PF

## Rathmines 132_11kV Temp
| Rathmines 132_11kV Temp | [16 empty] | 2014 | WINTER
[6 empty] | Zone commissioned |  | 2007-12-10
| Substation Total Loads | [33 empty] | Spots & Transfers Detail
| Historical Loads | (11kV MVA) | [7 empty] | Weather Corrected Forecast Loads |  |  |  | (11kV MVA) | [20 empty] | Spots & Transfers Summary | (11kV MVA) |  | Historical Spots & Transfers | [6 empty] | Forecast Spots & Transfers
|  | 2007 | 2008 | 2009 | 2010 | 2011 | 2012 | 2013 |  | 2014 | 2015 | 2016 | 2017 | 2018 | 2019 | 2020 | 2021 | 2022 | 2023 | 2024 | 2025 | 2026 | 2027 | 2028 | 2029 | 2030 | 2031 | 2032 | 2033 | 2034 | 2035 | 2036 | 2037 | 2038 |  |  |  | 2007 | 2008 | 2009 | 2010 | 2011 | 2012 | 2013 | 2014 | 2015 | 2016 | 2017 | 2018 | 2019 | 2020 | 2021 | 2022 | 2023 | 2024 | 2025 | 2026 | 2027 | 2028 | 2029 | 2030 | 2031 | 2032 | 2033 | 2034 | 2035 | 2036 | 2037 | 2038
| Total |  | 13.9 | 13.2 | 12.6 | 12.472 | 12.263 |  |  | 0 | 0 | 0 | 0 | 0 | 0 | 0 | 0 | 0 | 0 | 0 | 0 | 0 | 0 | 0 | 0 | 0 | 0 | 0 | 0 | 0 | 0 | 0 | 0 | 0 |  |  | Total | 0 | 12.9938 | 0 | 0 | 0 | 0 | -14.3275 | 0 | 0 | 0 | 0 | 0 | 0 | 0 | 0 | 0 | 0 | 0 | 0 | 0 | 0 | 0 | 0 | 0 | 0 | 0 | 0 | 0 | 0 | 0 | 0 | 0
| Firm Rating | 0 | 0 | 0 | 0 | 0 | 0 | 0 |  | 0 | 0 | 0 | 0 | 0 | 0 | 0 | 0 | 0 | 0 | 0 | 0 | 0 | 0 | 0 | 0 | 0 | 0 | 0 | 0 | 0 | 0 | 0 | 0 | 0
| Total Capacity | 0 | 0 | 0 | 33.61 | 33.61 | 34.29 | 0 |  | 0 | 0 | 0 | 0 | 0 | 0 | 0 | 0 | 0 | 0 | 0 | 0 | 0 | 0 | 0 | 0 | 0 | 0 | 0 | 0 | 0 | 0 | 0 | 0 | 0 |  |  | Rathmines 132_11kV Temp Tx1 | 0 | 12.9938 | 0 | 0 | 0 | 0 | -14.3275 | 0 | 0 | 0 | 0 | 0 | 0 | 0 | 0 | 0 | 0 | 0 | 0 | 0 | 0 | 0 | 0 | 0 | 0 | 0 | 0 | 0 | 0 | 0 | 0 | 0
|  | -7 | -6 | -5 | -4 | -3 | -2 | -1 |  | 0 | 1 | 2 | 3 | 4 | 5 | 6 | 7 | 8 | 9 | 10 | 11 | 12 | 13 | 14 | 15 | 16 | 17 | 18 | 19 | 20 | 21 | 22 | 23 | 24 |  |  |  | 0 | 0 | 0 | 0 | 0 | 0 | 0 | 0 | 0 | 0 | 0 | 0 | 0 | 0 | 0 | 0 | 0 | 0 | 0 | 0 | 0 | 0 | 0 | 0 | 0 | 0 | 0 | 0 | 0 | 0 | 0 | 0
| Transformer Loads | [36 empty] | 0 | 0 | 0 | 0 | 0 | 0 | 0 | 0 | 0 | 0 | 0 | 0 | 0 | 0 | 0 | 0 | 0 | 0 | 0 | 0 | 0 | 0 | 0 | 0 | 0 | 0 | 0 | 0 | 0 | 0 | 0 | 0
| Historical Loads | (11kV MVA) | [7 empty] | Weather Corrected Forecast Loads |  |  |  | (11kV MVA) | [23 empty] | 0 | 0 | 0 | 0 | 0 | 0 | 0 | 0 | 0 | 0 | 0 | 0 | 0 | 0 | 0 | 0 | 0 | 0 | 0 | 0 | 0 | 0 | 0 | 0 | 0 | 0 | 0 | 0 | 0 | 0 | 0 | 0
|  | 2007 | 2008 | 2009 | 2010 | 2011 | 2012 | 2013 |  | 2014 | 2015 | 2016 | 2017 | 2018 | 2019 | 2020 | 2021 | 2022 | 2023 | 2024 | 2025 | 2026 | 2027 | 2028 | 2029 | 2030 | 2031 | 2032 | 2033 | 2034 | 2035 | 2036 | 2037 | 2038 |  |  |  | 0 | 0 | 0 | 0 | 0 | 0 | 0 | 0 | 0 | 0 | 0 | 0 | 0 | 0 | 0 | 0 | 0 | 0 | 0 | 0 | 0 | 0 | 0 | 0 | 0 | 0 | 0 | 0 | 0 | 0 | 0 | 0
| 0 | [36 empty] | 0 | 0 | 0 | 0 | 0 | 0 | 0 | 0 | 0 | 0 | 0 | 0 | 0 | 0 | 0 | 0 | 0 | 0 | 0 | 0 | 0 | 0 | 0 | 0 | 0 | 0 | 0 | 0 | 0 | 0 | 0 | 0
| Diversity Factor: 0 | [36 empty] | 0 | 0 | 0 | 0 | 0 | 0 | 0 | 0 | 0 | 0 | 0 | 0 | 0 | 0 | 0 | 0 | 0 | 0 | 0 | 0 | 0 | 0 | 0 | 0 | 0 | 0 | 0 | 0 | 0 | 0 | 0 | 0
[38 empty] | 0 | 0 | 0 | 0 | 0 | 0 | 0 | 0 | 0 | 0 | 0 | 0 | 0 | 0 | 0 | 0 | 0 | 0 | 0 | 0 | 0 | 0 | 0 | 0 | 0 | 0 | 0 | 0 | 0 | 0 | 0 | 0
[38 empty] | 0 | 0 | 0 | 0 | 0 | 0 | 0 | 0 | 0 | 0 | 0 | 0 | 0 | 0 | 0 | 0 | 0 | 0 | 0 | 0 | 0 | 0 | 0 | 0 | 0 | 0 | 0 | 0 | 0 | 0 | 0 | 0
| 0 | [36 empty] | 0 | 0 | 0 | 0 | 0 | 0 | 0 | 0 | 0 | 0 | 0 | 0 | 0 | 0 | 0 | 0 | 0 | 0 | 0 | 0 | 0 | 0 | 0 | 0 | 0 | 0 | 0 | 0 | 0 | 0 | 0 | 0
Diversity Factor: 0
[38 empty] | Historical Spots & Transfers | [6 empty] | Forecast Spots & Transfers
[35 empty] | Project Name | From | To | 2007 | 2008 | 2009 | 2010 | 2011 | 2012 | 2013 | 2014 | 2015 | 2016 | 2017 | 2018 | 2019 | 2020 | 2021 | 2022 | 2023 | 2024 | 2025 | 2026 | 2027 | 2028 | 2029 | 2030 | 2031 | 2032 | 2033 | 2034 | 2035 | 2036 | 2037 | 2038
| 0 | [33 empty] | Broad based demand management |  | Rathmines 132_11kV Temp Tx1 | 0 | 0 | 0 | 0 | 0 | 0 | 0 | 0 | 0 | 0 | 0 | 0 | 0 | 0 | 0 | 0 | 0 | 0 | 0 | 0 | 0 | 0 | 0 | 0 | 0 | 0 | 0 | 0 | 0 | 0 | 0 | 0
| Diversity Factor: 0 | [33 empty] | DNP_ID: 2270. Toronto to Rathmines Temp | Toronto 33_11kV Tx1 | Rathmines 132_11kV Temp Tx1 | 0 | 6.4969 | 0 | 0 | 0 | 0 | 0 | 0 | 0 | 0 | 0 | 0 | 0 | 0 | 0 | 0 | 0 | 0 | 0 | 0 | 0 | 0 | 0 | 0 | 0 | 0 | 0 | 0 | 0 | 0 | 0 | 0
[35 empty] | DNP_ID: 2270. Toronto to Rathmines Temp | Toronto 33_11kV Tx2 | Rathmines 132_11kV Temp Tx1 | 0 | 6.4969 | 0 | 0 | 0 | 0 | 0 | 0 | 0 | 0 | 0 | 0 | 0 | 0 | 0 | 0 | 0 | 0 | 0 | 0 | 0 | 0 | 0 | 0 | 0 | 0 | 0 | 0 | 0 | 0 | 0 | 0
[35 empty] | DNP_ID: 6582. Establish 11kV connections to New Rathmines Zone (HZ00239) | Rathmines 132_11kV Temp Tx1 | Rathmines 132_11kV Tx1 | 0 | 0 | 0 | 0 | 0 | 0 | 8.7759 | 0 | 0 | 0 | 0 | 0 | 0 | 0 | 0 | 0 | 0 | 0 | 0 | 0 | 0 | 0 | 0 | 0 | 0 | 0 | 0 | 0 | 0 | 0 | 0 | 0
| 0 | [33 empty] | DNP_ID: 6582. Establish 11kV connections to New Rathmines Zone (HZ00239) | Rathmines 132_11kV Temp Tx1 | Rathmines 132_11kV Tx2 | 0 | 0 | 0 | 0 | 0 | 0 | 5.5516 | 0 | 0 | 0 | 0 | 0 | 0 | 0 | 0 | 0 | 0 | 0 | 0 | 0 | 0 | 0 | 0 | 0 | 0 | 0 | 0 | 0 | 0 | 0 | 0 | 0
| Diversity Factor: 0 | [33 empty] | Econometric |  | Rathmines 132_11kV Temp Tx1 | 0 | 0 | 0 | 0 | 0 | 0 | 0 | 0 | 0 | 0 | 0 | 0 | 0 | 0 | 0 | 0 | 0 | 0 | 0 | 0 | 0 | 0 | 0 | 0 | 0 | 0 | 0 | 0 | 0 | 0 | 0 | 0
[35 empty] | Energy Efficiency |  | Rathmines 132_11kV Temp Tx1 | 0 | 0 | 0 | 0 | 0 | 0 | 0 | 0 | 0 | 0 | 0 | 0 | 0 | 0 | 0 | 0 | 0 | 0 | 0 | 0 | 0 | 0 | 0 | 0 | 0 | 0 | 0 | 0 | 0 | 0 | 0 | 0
[35 empty] | Solar PV |  | Rathmines 132_11kV Temp Tx1 | 0 | 0 | 0 | 0 | 0 | 0 | 0 | 0 | 0 | 0 | 0 | 0 | 0 | 0 | 0 | 0 | 0 | 0 | 0 | 0 | 0 | 0 | 0 | 0 | 0 | 0 | 0 | 0 | 0 | 0 | 0 | 0
0
Diversity Factor: 0
0
Diversity Factor: 0
0
Diversity Factor: 0
0
Diversity Factor: 0
0
Diversity Factor: 0
0
Diversity Factor: 0
| Weather Correction and Public Holiday Factors | [8 empty] | Forecast ROG
ROG Justification
| Actual loads for season 2013 have been weather corrected by the following: | [6 empty] | 0% |  | Decommissioned | [59 empty] | Decommissioned
1 | 2 | 3 | 4 | 5 | 6 | 7 | 8 | 9 | 10 | 2014 | 2015 | 2016 | 2017 | 2018 | 2019 | 2020 | 2021 | 2022 | 2023 | 2024 | 2025 | 2026 | 2027 | 2028 | 2029 | 2030 | 2031 | 2032 | 2033 | 2034 | 2035 | 2036 | 2037 | 2038
1 | 1 | 1 | 1 | 1 | 1 | 1 | 1 | 1 | 1 | 0% | 0% | 0% | 0% | 0% | 0% | 0% | 0% | 0% | 0% | 0% | 0% | 0% | 0% | 0% | 0% | 0% | 0% | 0% | 0% | 0% | 0% | 0% | 0% | 0%
Substation Load Detail
[7 empty] | Units | 2013 |  | 2014 | 2015 | 2016 | 2017 | 2018 | 2019 | 2020 | 2021 | 2022 | 2023 | 2024 | 2025 | 2026 | 2027 | 2028 | 2029 | 2030 | 2031 | 2032 | 2033 | 2034 | 2035 | 2036 | 2037 | 2038
1 | Rathmines 132_11kV Temp | Compensated |  | Load (LV side) |  |  | Amps | 0 |  | 0 | 0 | 0 | 0 | 0 | 0 | 0 | 0 | 0 | 0 | 0 | 0 | 0 | 0 | 0 | 0 | 0 | 0 | 0 | 0 | 0 | 0 | 0 | 0 | 0
|  |  |  | Apparent Power |  |  | MVA | 0 | 0 | 0 | 0 | 0 | 0 | 0 | 0 | 0 | 0 | 0 | 0 | 0 | 0 | 0 | 0 | 0 | 0 | 0 | 0 | 0 | 0 | 0 | 0 | 0 | 0 | 0
|  |  |  | Real Power |  |  | MW | 0 | 0 | 0 | 0 | 0 | 0 | 0 | 0 | 0 | 0 | 0 | 0 | 0 | 0 | 0 | 0 | 0 | 0 | 0 | 0 | 0 | 0 | 0 | 0 | 0 | 0 | 0
|  |  |  | Reactive Power |  |  | MVAr | 0 |  | 0 | 0 | 0 | 0 | 0 | 0 | 0 | 0 | 0 | 0 | 0 | 0 | 0 | 0 | 0 | 0 | 0 | 0 | 0 | 0 | 0 | 0 | 0 | 0 | 0
|  |  |  | Capacitors In Service |  |  | MVAr | 0 |  | 0 | 0 | 0 | 0 | 0 | 0 | 0 | 0 | 0 | 0 | 0 | 0 | 0 | 0 | 0 | 0 | 0 | 0 | 0 | 0 | 0 | 0 | 0 | 0 | 0
|  |  |  | PF |  |  |  | 0 |  | 0 | 0 | 0 | 0 | 0 | 0 | 0 | 0 | 0 | 0 | 0 | 0 | 0 | 0 | 0 | 0 | 0 | 0 | 0 | 0 | 0 | 0 | 0 | 0 | 0
0.90049 | Diversity Factor: 0.9 | Uncompensated |  | Reactive Power |  |  | MVAr | 0 | 0 | 0 | 0 | 0 | 0 | 0 | 0 | 0 | 0 | 0 | 0 | 0 | 0 | 0 | 0 | 0 | 0 | 0 | 0 | 0 | 0 | 0 | 0 | 0 | 0 | 0
|  |  |  | PF |  |  |  | 0 |  | 0 | 0 | 0 | 0 | 0 | 0 | 0 | 0 | 0 | 0 | 0 | 0 | 0 | 0 | 0 | 0 | 0 | 0 | 0 | 0 | 0 | 0 | 0 | 0 | 0
[10 empty] | 1 | 2 | 3 | 4 | 5 | 6 | 7 | 8 | 9 | 10 | 11 | 12 | 13 | 14 | 15 | 16 | 17 | 18 | 19 | 20 | 21 | 22 | 23 | 24 | 25
Transformer Load Detail
[7 empty] | Units | 2013 |  | 2014 | 2015 | 2016 | 2017 | 2018 | 2019 | 2020 | 2021 | 2022 | 2023 | 2024 | 2025 | 2026 | 2027 | 2028 | 2029 | 2030 | 2031 | 2032 | 2033 | 2034 | 2035 | 2036 | 2037 | 2038
| 0 | Compensated |  | Load (LV side) |  |  | Amps
|  |  |  | Apparent Power |  |  | MVA
|  |  |  | Real Power |  |  | MW
|  |  |  | Reactive Power |  |  | MVAr
|  |  |  | Capacitors In Service |  |  | MVAr
PF
| Zone Div: | Uncompensated |  | Reactive Power |  |  | MVAr
PF
| 0 | Compensated |  | Load (LV side) |  |  | Amps
|  |  |  | Apparent Power |  |  | MVA
|  |  |  | Real Power |  |  | MW
|  |  |  | Reactive Power |  |  | MVAr
|  |  |  | Capacitors In Service |  |  | MVAr
PF
| Zone Div: | Uncompensated |  | Reactive Power |  |  | MVAr
PF
| 0 | Compensated |  | Load (LV side) |  |  | Amps
|  |  |  | Apparent Power |  |  | MVA
|  |  |  | Real Power |  |  | MW
|  |  |  | Reactive Power |  |  | MVAr
|  |  |  | Capacitors In Service |  |  | MVAr
PF
| Zone Div: | Uncompensated |  | Reactive Power |  |  | MVAr
PF
| 0 | Compensated |  | Load (LV side) |  |  | Amps
|  |  |  | Apparent Power |  |  | MVA
|  |  |  | Real Power |  |  | MW
|  |  |  | Reactive Power |  |  | MVAr
|  |  |  | Capacitors In Service |  |  | MVAr
PF
| Zone Div: | Uncompensated |  | Reactive Power |  |  | MVAr
PF
| 0 | Compensated |  | Load (LV side) |  |  | Amps
|  |  |  | Apparent Power |  |  | MVA
|  |  |  | Real Power |  |  | MW
|  |  |  | Reactive Power |  |  | MVAr
|  |  |  | Capacitors In Service |  |  | MVAr
PF
| Zone Div: | Uncompensated |  | Reactive Power |  |  | MVAr
PF
| 0 | Compensated |  | Load (LV side) |  |  | Amps
|  |  |  | Apparent Power |  |  | MVA
|  |  |  | Real Power |  |  | MW
|  |  |  | Reactive Power |  |  | MVAr
|  |  |  | Capacitors In Service |  |  | MVAr
PF
| Zone Div: | Uncompensated |  | Reactive Power |  |  | MVAr
PF
| 0 | Compensated |  | Load (LV side) |  |  | Amps
|  |  |  | Apparent Power |  |  | MVA
|  |  |  | Real Power |  |  | MW
|  |  |  | Reactive Power |  |  | MVAr
|  |  |  | Capacitors In Service |  |  | MVAr
PF
| Zone Div: | Uncompensated |  | Reactive Power |  |  | MVAr
PF
| 0 | Compensated |  | Load (LV side) |  |  | Amps
|  |  |  | Apparent Power |  |  | MVA
|  |  |  | Real Power |  |  | MW
|  |  |  | Reactive Power |  |  | MVAr
|  |  |  | Capacitors In Service |  |  | MVAr
PF
| Zone Div: | Uncompensated |  | Reactive Power |  |  | MVAr
PF
| 0 | Compensated |  | Load (LV side) |  |  | Amps
|  |  |  | Apparent Power |  |  | MVA
|  |  |  | Real Power |  |  | MW
|  |  |  | Reactive Power |  |  | MVAr
|  |  |  | Capacitors In Service |  |  | MVAr
PF
| Zone Div: | Uncompensated |  | Reactive Power |  |  | MVAr
PF
| 0 | Compensated |  | Load (LV side) |  |  | Amps
|  |  |  | Apparent Power |  |  | MVA
|  |  |  | Real Power |  |  | MW
|  |  |  | Reactive Power |  |  | MVAr
|  |  |  | Capacitors In Service |  |  | MVAr
PF
| Zone Div: | Uncompensated |  | Reactive Power |  |  | MVAr
PF

## Customer99
| Customer99 | [16 empty] | 2014 | WINTER
| Substation Total Loads | [33 empty] | Spots & Transfers Detail
| Historical Loads | MVA | [7 empty] | Weather Corrected Forecast Loads |  |  |  | MVA | [20 empty] | Spots & Transfers Summary | MVA |  | Historical Spots & Transfers | [6 empty] | Forecast Spots & Transfers
|  | 2007 | 2008 | 2009 | 2010 | 2011 | 2012 | 2013 |  | 2014 | 2015 | 2016 | 2017 | 2018 | 2019 | 2020 | 2021 | 2022 | 2023 | 2024 | 2025 | 2026 | 2027 | 2028 | 2029 | 2030 | 2031 | 2032 | 2033 | 2034 | 2035 | 2036 | 2037 | 2038 |  |  |  | 2007 | 2008 | 2009 | 2010 | 2011 | 2012 | 2013 | 2014 | 2015 | 2016 | 2017 | 2018 | 2019 | 2020 | 2021 | 2022 | 2023 | 2024 | 2025 | 2026 | 2027 | 2028 | 2029 | 2030 | 2031 | 2032 | 2033 | 2034 | 2035 | 2036 | 2037 | 2038
| Total |  |  |  |  | 4.211 | 5.048 | 5.526 |  | 5.526 | 5.526 | 5.526 | 5.526 | 5.526 | 5.526 | 5.526 | 5.526 | 5.526 | 5.526 | 5.526 | 5.526 | 5.526 | 5.526 | 5.526 | 5.526 | 5.526 | 5.526 | 5.526 | 5.526 | 5.526 | 5.526 | 5.526 | 5.526 | 5.526 |  |  | Total
Firm Rating
| Total Capacity | [36 empty] | 0 | 0 | 0 | 0 | 0 | 0 | 0 | 0 | 0 | 0 | 0 | 0 | 0 | 0 | 0 | 0 | 0 | 0 | 0 | 0 | 0 | 0 | 0 | 0 | 0 | 0 | 0 | 0 | 0 | 0 | 0 | 0
|  | -7 | -6 | -5 | -4 | -3 | -2 | -1 |  | 0 | 1 | 2 | 3 | 4 | 5 | 6 | 7 | 8 | 9 | 10 | 11 | 12 | 13 | 14 | 15 | 16 | 17 | 18 | 19 | 20 | 21 | 22 | 23 | 24 |  |  |  | 0 | 0 | 0 | 0 | 0 | 0 | 0 | 0 | 0 | 0 | 0 | 0 | 0 | 0 | 0 | 0 | 0 | 0 | 0 | 0 | 0 | 0 | 0 | 0 | 0 | 0 | 0 | 0 | 0 | 0 | 0 | 0
| Transformer Loads | [36 empty] | 0 | 0 | 0 | 0 | 0 | 0 | 0 | 0 | 0 | 0 | 0 | 0 | 0 | 0 | 0 | 0 | 0 | 0 | 0 | 0 | 0 | 0 | 0 | 0 | 0 | 0 | 0 | 0 | 0 | 0 | 0 | 0
| Historical Loads | MVA | [7 empty] | Weather Corrected Forecast Loads |  |  |  | MVA | [23 empty] | 0 | 0 | 0 | 0 | 0 | 0 | 0 | 0 | 0 | 0 | 0 | 0 | 0 | 0 | 0 | 0 | 0 | 0 | 0 | 0 | 0 | 0 | 0 | 0 | 0 | 0 | 0 | 0 | 0 | 0 | 0 | 0
|  | 2007 | 2008 | 2009 | 2010 | 2011 | 2012 | 2013 |  | 2014 | 2015 | 2016 | 2017 | 2018 | 2019 | 2020 | 2021 | 2022 | 2023 | 2024 | 2025 | 2026 | 2027 | 2028 | 2029 | 2030 | 2031 | 2032 | 2033 | 2034 | 2035 | 2036 | 2037 | 2038 |  |  |  | 0 | 0 | 0 | 0 | 0 | 0 | 0 | 0 | 0 | 0 | 0 | 0 | 0 | 0 | 0 | 0 | 0 | 0 | 0 | 0 | 0 | 0 | 0 | 0 | 0 | 0 | 0 | 0 | 0 | 0 | 0 | 0
| 0 | [36 empty] | 0 | 0 | 0 | 0 | 0 | 0 | 0 | 0 | 0 | 0 | 0 | 0 | 0 | 0 | 0 | 0 | 0 | 0 | 0 | 0 | 0 | 0 | 0 | 0 | 0 | 0 | 0 | 0 | 0 | 0 | 0 | 0
| Diversity Factor: 0 | [36 empty] | 0 | 0 | 0 | 0 | 0 | 0 | 0 | 0 | 0 | 0 | 0 | 0 | 0 | 0 | 0 | 0 | 0 | 0 | 0 | 0 | 0 | 0 | 0 | 0 | 0 | 0 | 0 | 0 | 0 | 0 | 0 | 0
[38 empty] | 0 | 0 | 0 | 0 | 0 | 0 | 0 | 0 | 0 | 0 | 0 | 0 | 0 | 0 | 0 | 0 | 0 | 0 | 0 | 0 | 0 | 0 | 0 | 0 | 0 | 0 | 0 | 0 | 0 | 0 | 0 | 0
[38 empty] | 0 | 0 | 0 | 0 | 0 | 0 | 0 | 0 | 0 | 0 | 0 | 0 | 0 | 0 | 0 | 0 | 0 | 0 | 0 | 0 | 0 | 0 | 0 | 0 | 0 | 0 | 0 | 0 | 0 | 0 | 0 | 0
| 0 | [36 empty] | 0 | 0 | 0 | 0 | 0 | 0 | 0 | 0 | 0 | 0 | 0 | 0 | 0 | 0 | 0 | 0 | 0 | 0 | 0 | 0 | 0 | 0 | 0 | 0 | 0 | 0 | 0 | 0 | 0 | 0 | 0 | 0
Diversity Factor: 0
[38 empty] | Historical Spots & Transfers | [6 empty] | Forecast Spots & Transfers
[35 empty] | Project Name | From | To | 2007 | 2008 | 2009 | 2010 | 2011 | 2012 | 2013 | 2014 | 2015 | 2016 | 2017 | 2018 | 2019 | 2020 | 2021 | 2022 | 2023 | 2024 | 2025 | 2026 | 2027 | 2028 | 2029 | 2030 | 2031 | 2032 | 2033 | 2034 | 2035 | 2036 | 2037 | 2038
0
Diversity Factor: 0
0
Diversity Factor: 0
0
Diversity Factor: 0
0
Diversity Factor: 0
0
Diversity Factor: 0
0
Diversity Factor: 0
0
Diversity Factor: 0
0
Diversity Factor: 0
| Weather Correction and Public Holiday Factors | [8 empty] | Forecast ROG
ROG Justification
| Actual loads for season 2013 have been weather corrected by the following: | [6 empty] | 0% |  | N/A | [59 empty] | N/A
1 | 2 | 3 | 4 | 5 | 6 | 7 | 8 | 9 | 10 | 2014 | 2015 | 2016 | 2017 | 2018 | 2019 | 2020 | 2021 | 2022 | 2023 | 2024 | 2025 | 2026 | 2027 | 2028 | 2029 | 2030 | 2031 | 2032 | 2033 | 2034 | 2035 | 2036 | 2037 | 2038
1 | 1 | 1 | 1 | 1 | 1 | 1 | 1 | 1 | 1 | 0% | 0% | 0% | 0% | 0% | 0% | 0% | 0% | 0% | 0% | 0% | 0% | 0% | 0% | 0% | 0% | 0% | 0% | 0% | 0% | 0% | 0% | 0% | 0% | 0%
Substation Load Detail
[7 empty] | Units | 2013 |  | 2014 | 2015 | 2016 | 2017 | 2018 | 2019 | 2020 | 2021 | 2022 | 2023 | 2024 | 2025 | 2026 | 2027 | 2028 | 2029 | 2030 | 2031 | 2032 | 2033 | 2034 | 2035 | 2036 | 2037 | 2038
1 | Customer99 | Compensated |  | Load (LV side) |  |  | Amps | 97 |  | 97 | 97 | 97 | 97 | 97 | 97 | 97 | 97 | 97 | 97 | 97 | 97 | 97 | 97 | 97 | 97 | 97 | 97 | 97 | 97 | 97 | 97 | 97 | 97 | 97
|  |  |  | Apparent Power |  |  | MVA | 5.526 |  | 5.526 | 5.526 | 5.526 | 5.526 | 5.526 | 5.526 | 5.526 | 5.526 | 5.526 | 5.526 | 5.526 | 5.526 | 5.526 | 5.526 | 5.526 | 5.526 | 5.526 | 5.526 | 5.526 | 5.526 | 5.526 | 5.526 | 5.526 | 5.526 | 5.526
|  |  |  | Real Power |  |  | MW | 4.9734 |  | 4.9734 | 4.9734 | 4.9734 | 4.9734 | 4.9734 | 4.9734 | 4.9734 | 4.9734 | 4.9734 | 4.9734 | 4.9734 | 4.9734 | 4.9734 | 4.9734 | 4.9734 | 4.9734 | 4.9734 | 4.9734 | 4.9734 | 4.9734 | 4.9734 | 4.9734 | 4.9734 | 4.9734 | 4.9734
|  |  |  | Reactive Power |  |  | MVAr | 2.4087 |  | 2.4087 | 2.4087 | 2.4087 | 2.4087 | 2.4087 | 2.4087 | 2.4087 | 2.4087 | 2.4087 | 2.4087 | 2.4087 | 2.4087 | 2.4087 | 2.4087 | 2.4087 | 2.4087 | 2.4087 | 2.4087 | 2.4087 | 2.4087 | 2.4087 | 2.4087 | 2.4087 | 2.4087 | 2.4087
|  |  |  | Capacitors In Service |  |  | MVAr | 0 |  | 0 | 0 | 0 | 0 | 0 | 0 | 0 | 0 | 0 | 0 | 0 | 0 | 0 | 0 | 0 | 0 | 0 | 0 | 0 | 0 | 0 | 0 | 0 | 0 | 0
|  |  |  | PF |  |  |  | 0.9 |  | 0.9 | 0.9 | 0.9 | 0.9 | 0.9 | 0.9 | 0.9 | 0.9 | 0.9 | 0.9 | 0.9 | 0.9 | 0.9 | 0.9 | 0.9 | 0.9 | 0.9 | 0.9 | 0.9 | 0.9 | 0.9 | 0.9 | 0.9 | 0.9 | 0.9
0.45211 | Diversity Factor: 0.45 | Uncompensated |  | Reactive Power |  |  | MVAr | 2.4087 |  | 2.4087 | 2.4087 | 2.4087 | 2.4087 | 2.4087 | 2.4087 | 2.4087 | 2.4087 | 2.4087 | 2.4087 | 2.4087 | 2.4087 | 2.4087 | 2.4087 | 2.4087 | 2.4087 | 2.4087 | 2.4087 | 2.4087 | 2.4087 | 2.4087 | 2.4087 | 2.4087 | 2.4087 | 2.4087
|  |  |  | PF |  |  |  | 0.9 |  | 0.9 | 0.9 | 0.9 | 0.9 | 0.9 | 0.9 | 0.9 | 0.9 | 0.9 | 0.9 | 0.9 | 0.9 | 0.9 | 0.9 | 0.9 | 0.9 | 0.9 | 0.9 | 0.9 | 0.9 | 0.9 | 0.9 | 0.9 | 0.9 | 0.9
[10 empty] | 1 | 2 | 3 | 4 | 5 | 6 | 7 | 8 | 9 | 10 | 11 | 12 | 13 | 14 | 15 | 16 | 17 | 18 | 19 | 20 | 21 | 22 | 23 | 24 | 25
Transformer Load Detail
[7 empty] | Units | 2013 |  | 2014 | 2015 | 2016 | 2017 | 2018 | 2019 | 2020 | 2021 | 2022 | 2023 | 2024 | 2025 | 2026 | 2027 | 2028 | 2029 | 2030 | 2031 | 2032 | 2033 | 2034 | 2035 | 2036 | 2037 | 2038
| 0 | Compensated |  | Load (LV side) |  |  | Amps
|  |  |  | Apparent Power |  |  | MVA
|  |  |  | Real Power |  |  | MW
|  |  |  | Reactive Power |  |  | MVAr
|  |  |  | Capacitors In Service |  |  | MVAr
PF
| Zone Div: | Uncompensated |  | Reactive Power |  |  | MVAr
PF
| 0 | Compensated |  | Load (LV side) |  |  | Amps
|  |  |  | Apparent Power |  |  | MVA
|  |  |  | Real Power |  |  | MW
|  |  |  | Reactive Power |  |  | MVAr
|  |  |  | Capacitors In Service |  |  | MVAr
PF
| Zone Div: | Uncompensated |  | Reactive Power |  |  | MVAr
PF
| 0 | Compensated |  | Load (LV side) |  |  | Amps
|  |  |  | Apparent Power |  |  | MVA
|  |  |  | Real Power |  |  | MW
|  |  |  | Reactive Power |  |  | MVAr
|  |  |  | Capacitors In Service |  |  | MVAr
PF
| Zone Div: | Uncompensated |  | Reactive Power |  |  | MVAr
PF
| 0 | Compensated |  | Load (LV side) |  |  | Amps
|  |  |  | Apparent Power |  |  | MVA
|  |  |  | Real Power |  |  | MW
|  |  |  | Reactive Power |  |  | MVAr
|  |  |  | Capacitors In Service |  |  | MVAr
PF
| Zone Div: | Uncompensated |  | Reactive Power |  |  | MVAr
PF
| 0 | Compensated |  | Load (LV side) |  |  | Amps
|  |  |  | Apparent Power |  |  | MVA
|  |  |  | Real Power |  |  | MW
|  |  |  | Reactive Power |  |  | MVAr
|  |  |  | Capacitors In Service |  |  | MVAr
PF
| Zone Div: | Uncompensated |  | Reactive Power |  |  | MVAr
PF
| 0 | Compensated |  | Load (LV side) |  |  | Amps
|  |  |  | Apparent Power |  |  | MVA
|  |  |  | Real Power |  |  | MW
|  |  |  | Reactive Power |  |  | MVAr
|  |  |  | Capacitors In Service |  |  | MVAr
PF
| Zone Div: | Uncompensated |  | Reactive Power |  |  | MVAr
PF
| 0 | Compensated |  | Load (LV side) |  |  | Amps
|  |  |  | Apparent Power |  |  | MVA
|  |  |  | Real Power |  |  | MW
|  |  |  | Reactive Power |  |  | MVAr
|  |  |  | Capacitors In Service |  |  | MVAr
PF
| Zone Div: | Uncompensated |  | Reactive Power |  |  | MVAr
PF
| 0 | Compensated |  | Load (LV side) |  |  | Amps
|  |  |  | Apparent Power |  |  | MVA
|  |  |  | Real Power |  |  | MW
|  |  |  | Reactive Power |  |  | MVAr
|  |  |  | Capacitors In Service |  |  | MVAr
PF
| Zone Div: | Uncompensated |  | Reactive Power |  |  | MVAr
PF
| 0 | Compensated |  | Load (LV side) |  |  | Amps
|  |  |  | Apparent Power |  |  | MVA
|  |  |  | Real Power |  |  | MW
|  |  |  | Reactive Power |  |  | MVAr
|  |  |  | Capacitors In Service |  |  | MVAr
PF
| Zone Div: | Uncompensated |  | Reactive Power |  |  | MVAr
PF
| 0 | Compensated |  | Load (LV side) |  |  | Amps
|  |  |  | Apparent Power |  |  | MVA
|  |  |  | Real Power |  |  | MW
|  |  |  | Reactive Power |  |  | MVAr
|  |  |  | Capacitors In Service |  |  | MVAr
PF
| Zone Div: | Uncompensated |  | Reactive Power |  |  | MVAr
PF

## Toronto 33_11kV
| Toronto 33_11kV | [16 empty] | 2014 | WINTER
[6 empty] | Zone decommissioned |  | 2016-05-01
| Substation Total Loads | [33 empty] | Spots & Transfers Detail
| Historical Loads | (11kV MVA) | [7 empty] | Weather Corrected Forecast Loads |  |  |  | (11kV MVA) | [20 empty] | Spots & Transfers Summary | (11kV MVA) |  | Historical Spots & Transfers | [6 empty] | Forecast Spots & Transfers
|  | 2007 | 2008 | 2009 | 2010 | 2011 | 2012 | 2013 |  | 2014 | 2015 | 2016 | 2017 | 2018 | 2019 | 2020 | 2021 | 2022 | 2023 | 2024 | 2025 | 2026 | 2027 | 2028 | 2029 | 2030 | 2031 | 2032 | 2033 | 2034 | 2035 | 2036 | 2037 | 2038 |  |  |  | 2007 | 2008 | 2009 | 2010 | 2011 | 2012 | 2013 | 2014 | 2015 | 2016 | 2017 | 2018 | 2019 | 2020 | 2021 | 2022 | 2023 | 2024 | 2025 | 2026 | 2027 | 2028 | 2029 | 2030 | 2031 | 2032 | 2033 | 2034 | 2035 | 2036 | 2037 | 2038
| Total | 31.7 | 18.7 | 19.9 | 14.8 | 14.102 | 13.108 | 11.21 |  | 9.7446 | 9.5325 | 0 | 0 | 0 | 0 | 0 | 0 | 0 | 0 | 0 | 0 | 0 | 0 | 0 | 0 | 0 | 0 | 0 | 0 | 0 | 0 | 0 | 0 | 0 |  |  | Total | 0 | -13.8512 | 0 | 0 | 0 | 0 | -4.001 | -0.03495 | -0.016517 | -9.4048 | 0 | 0 | 0 | 0 | 0 | 0 | 0 | 0 | 0 | 0 | 0 | 0 | 0 | 0 | 0 | 0 | 0 | 0 | 0 | 0 | 0 | 0
| Firm Rating | 0 | 0 | 0 | 30.54 | 30.54 | 30.54 | 30.54 |  | 30.54 | 30.54 | 0 | 0 | 0 | 0 | 0 | 0 | 0 | 0 | 0 | 0 | 0 | 0 | 0 | 0 | 0 | 0 | 0 | 0 | 0 | 0 | 0 | 0 | 0
| Total Capacity | 0 | 0 | 0 | 57.73 | 57.73 | 57.73 | 57.73 |  | 57.73 | 57.73 | 0 | 0 | 0 | 0 | 0 | 0 | 0 | 0 | 0 | 0 | 0 | 0 | 0 | 0 | 0 | 0 | 0 | 0 | 0 | 0 | 0 | 0 | 0 |  |  | Toronto 33_11kV Tx1 | 0 | -6.9256 | 0 | 0 | 0 | 0 | -2.0005 | -0.017475 | -0.0082584 | -4.7024 | 0 | 0 | 0 | 0 | 0 | 0 | 0 | 0 | 0 | 0 | 0 | 0 | 0 | 0 | 0 | 0 | 0 | 0 | 0 | 0 | 0 | 0
|  | -7 | -6 | -5 | -4 | -3 | -2 | -1 |  | 0 | 1 | 2 | 3 | 4 | 5 | 6 | 7 | 8 | 9 | 10 | 11 | 12 | 13 | 14 | 15 | 16 | 17 | 18 | 19 | 20 | 21 | 22 | 23 | 24 |  |  | Toronto 33_11kV Tx2 | 0 | -6.9256 | 0 | 0 | 0 | 0 | -2.0005 | -0.017475 | -0.0082584 | -4.7024 | 0 | 0 | 0 | 0 | 0 | 0 | 0 | 0 | 0 | 0 | 0 | 0 | 0 | 0 | 0 | 0 | 0 | 0 | 0 | 0 | 0 | 0
| Transformer Loads | [36 empty] | 0 | 0 | 0 | 0 | 0 | 0 | 0 | 0 | 0 | 0 | 0 | 0 | 0 | 0 | 0 | 0 | 0 | 0 | 0 | 0 | 0 | 0 | 0 | 0 | 0 | 0 | 0 | 0 | 0 | 0 | 0 | 0
| Historical Loads | (11kV MVA) | [7 empty] | 0: Weather Corrected Forecast Loads; 4: (11kV MVA) |  |  |  | 0 | 0 | 0 | 0 | 0 | 0 | 0 | 0 | 0 | 0 | 0 | 0 | 0 | 0 | 0 | 0 | 0 | 0 | 0 | 0 | 0 | 0 | 0 | 0 | 0 | 0 | 0 | 0 | 0 | 0 | 0 | 0
|  | 2007 | 2008 | 2009 | 2010 | 2011 | 2012 | 2013 |  | 2014 | 2015 | 2016 | 2017 | 2018 | 2019 | 2020 | 2021 | 2022 | 2023 | 2024 | 2025 | 2026 | 2027 | 2028 | 2029 | 2030 | 2031 | 2032 | 2033 | 2034 | 2035 | 2036 | 2037 | 2038 |  |  |  | 0 | 0 | 0 | 0 | 0 | 0 | 0 | 0 | 0 | 0 | 0 | 0 | 0 | 0 | 0 | 0 | 0 | 0 | 0 | 0 | 0 | 0 | 0 | 0 | 0 | 0 | 0 | 0 | 0 | 0 | 0 | 0
| 0 | [36 empty] | 0 | 0 | 0 | 0 | 0 | 0 | 0 | 0 | 0 | 0 | 0 | 0 | 0 | 0 | 0 | 0 | 0 | 0 | 0 | 0 | 0 | 0 | 0 | 0 | 0 | 0 | 0 | 0 | 0 | 0 | 0 | 0
| Diversity Factor: 0 | [36 empty] | 0 | 0 | 0 | 0 | 0 | 0 | 0 | 0 | 0 | 0 | 0 | 0 | 0 | 0 | 0 | 0 | 0 | 0 | 0 | 0 | 0 | 0 | 0 | 0 | 0 | 0 | 0 | 0 | 0 | 0 | 0 | 0
[38 empty] | 0 | 0 | 0 | 0 | 0 | 0 | 0 | 0 | 0 | 0 | 0 | 0 | 0 | 0 | 0 | 0 | 0 | 0 | 0 | 0 | 0 | 0 | 0 | 0 | 0 | 0 | 0 | 0 | 0 | 0 | 0 | 0
[38 empty] | 0 | 0 | 0 | 0 | 0 | 0 | 0 | 0 | 0 | 0 | 0 | 0 | 0 | 0 | 0 | 0 | 0 | 0 | 0 | 0 | 0 | 0 | 0 | 0 | 0 | 0 | 0 | 0 | 0 | 0 | 0 | 0
| 0 | [36 empty] | 0 | 0 | 0 | 0 | 0 | 0 | 0 | 0 | 0 | 0 | 0 | 0 | 0 | 0 | 0 | 0 | 0 | 0 | 0 | 0 | 0 | 0 | 0 | 0 | 0 | 0 | 0 | 0 | 0 | 0 | 0 | 0
Diversity Factor: 0
[38 empty] | Historical Spots & Transfers | [6 empty] | Forecast Spots & Transfers
[35 empty] | Project Name | From | To | 2007 | 2008 | 2009 | 2010 | 2011 | 2012 | 2013 | 2014 | 2015 | 2016 | 2017 | 2018 | 2019 | 2020 | 2021 | 2022 | 2023 | 2024 | 2025 | 2026 | 2027 | 2028 | 2029 | 2030 | 2031 | 2032 | 2033 | 2034 | 2035 | 2036 | 2037 | 2038
| 0 | [33 empty] | Broad based demand management |  | Toronto 33_11kV Tx1 | 0 | 0 | 0 | 0 | 0 | 0 | 0 | 0 | -0.00031136 | 0 | 0 | 0 | 0 | 0 | 0 | 0 | 0 | 0 | 0 | 0 | 0 | 0 | 0 | 0 | 0 | 0 | 0 | 0 | 0 | 0 | 0 | 0
| Diversity Factor: 0 | [33 empty] | Broad based demand management |  | Toronto 33_11kV Tx2 | 0 | 0 | 0 | 0 | 0 | 0 | 0 | 0 | -0.00031136 | 0 | 0 | 0 | 0 | 0 | 0 | 0 | 0 | 0 | 0 | 0 | 0 | 0 | 0 | 0 | 0 | 0 | 0 | 0 | 0 | 0 | 0 | 0
[35 empty] | DNP_ID: 2270. Toronto to Rathmines Temp | Toronto 33_11kV Tx1 | Rathmines 132_11kV Temp Tx1 | 0 | 6.4969 | 0 | 0 | 0 | 0 | 0 | 0 | 0 | 0 | 0 | 0 | 0 | 0 | 0 | 0 | 0 | 0 | 0 | 0 | 0 | 0 | 0 | 0 | 0 | 0 | 0 | 0 | 0 | 0 | 0 | 0
[35 empty] | DNP_ID: 2270. Toronto to Rathmines Temp | Toronto 33_11kV Tx2 | Rathmines 132_11kV Temp Tx1 | 0 | 6.4969 | 0 | 0 | 0 | 0 | 0 | 0 | 0 | 0 | 0 | 0 | 0 | 0 | 0 | 0 | 0 | 0 | 0 | 0 | 0 | 0 | 0 | 0 | 0 | 0 | 0 | 0 | 0 | 0 | 0 | 0
| 0 | [33 empty] | DNP_ID: 6582. Establish 11kV connections to New Rathmines Zone (HZ00239) | Toronto 33_11kV Tx1 | Rathmines 132_11kV Tx1 | 0 | 0 | 0 | 0 | 0 | 0 | 1.4879 | 0 | 0 | 0 | 0 | 0 | 0 | 0 | 0 | 0 | 0 | 0 | 0 | 0 | 0 | 0 | 0 | 0 | 0 | 0 | 0 | 0 | 0 | 0 | 0 | 0
| Diversity Factor: 0 | [33 empty] | DNP_ID: 6582. Establish 11kV connections to New Rathmines Zone (HZ00239) | Toronto 33_11kV Tx1 | Rathmines 132_11kV Tx2 | 0 | 0 | 0 | 0 | 0 | 0 | 0.94127 | 0 | 0 | 0 | 0 | 0 | 0 | 0 | 0 | 0 | 0 | 0 | 0 | 0 | 0 | 0 | 0 | 0 | 0 | 0 | 0 | 0 | 0 | 0 | 0 | 0
[35 empty] | DNP_ID: 6582. Establish 11kV connections to New Rathmines Zone (HZ00239) | Toronto 33_11kV Tx2 | Rathmines 132_11kV Tx1 | 0 | 0 | 0 | 0 | 0 | 0 | 1.4879 | 0 | 0 | 0 | 0 | 0 | 0 | 0 | 0 | 0 | 0 | 0 | 0 | 0 | 0 | 0 | 0 | 0 | 0 | 0 | 0 | 0 | 0 | 0 | 0 | 0
[35 empty] | DNP_ID: 6582. Establish 11kV connections to New Rathmines Zone (HZ00239) | Toronto 33_11kV Tx2 | Rathmines 132_11kV Tx2 | 0 | 0 | 0 | 0 | 0 | 0 | 0.94127 | 0 | 0 | 0 | 0 | 0 | 0 | 0 | 0 | 0 | 0 | 0 | 0 | 0 | 0 | 0 | 0 | 0 | 0 | 0 | 0 | 0 | 0 | 0 | 0 | 0
| 0 | [33 empty] | Decommission: Commissioning Transfers | Toronto 33_11kV Tx1 | Toronto West 132_11kV Tx1 | 0 | 0 | 0 | 0 | 0 | 0 | 0 | 0 | 0 | 2.3512 | 0 | 0 | 0 | 0 | 0 | 0 | 0 | 0 | 0 | 0 | 0 | 0 | 0 | 0 | 0 | 0 | 0 | 0 | 0 | 0 | 0 | 0
| Diversity Factor: 0 | [33 empty] | Decommission: Commissioning Transfers | Toronto 33_11kV Tx1 | Toronto West 132_11kV Tx2 | 0 | 0 | 0 | 0 | 0 | 0 | 0 | 0 | 0 | 2.3512 | 0 | 0 | 0 | 0 | 0 | 0 | 0 | 0 | 0 | 0 | 0 | 0 | 0 | 0 | 0 | 0 | 0 | 0 | 0 | 0 | 0 | 0
[35 empty] | Decommission: Commissioning Transfers | Toronto 33_11kV Tx2 | Toronto West 132_11kV Tx1 | 0 | 0 | 0 | 0 | 0 | 0 | 0 | 0 | 0 | 2.3512 | 0 | 0 | 0 | 0 | 0 | 0 | 0 | 0 | 0 | 0 | 0 | 0 | 0 | 0 | 0 | 0 | 0 | 0 | 0 | 0 | 0 | 0
[35 empty] | Decommission: Commissioning Transfers | Toronto 33_11kV Tx2 | Toronto West 132_11kV Tx2 | 0 | 0 | 0 | 0 | 0 | 0 | 0 | 0 | 0 | 2.3512 | 0 | 0 | 0 | 0 | 0 | 0 | 0 | 0 | 0 | 0 | 0 | 0 | 0 | 0 | 0 | 0 | 0 | 0 | 0 | 0 | 0 | 0
| 0 | [33 empty] | HVCON_ID: 2013142. Awaba Tip Generator 42786 The landfill generator at Awaba Tip was installed during 2007. It was connected to Toronto feeder 33673 until recently (April 2013), and is now connected to Rathmines Perm feeder 82127. It is a 1 |  | Toronto 33_11kV Tx1 | 0 | -0.42868 | 0 | 0 | 0 | 0 | 0.42868 | 0 | 0 | 0 | 0 | 0 | 0 | 0 | 0 | 0 | 0 | 0 | 0 | 0 | 0 | 0 | 0 | 0 | 0 | 0 | 0 | 0 | 0 | 0 | 0 | 0
| Diversity Factor: 0 | [33 empty] | HVCON_ID: 2013142. Awaba Tip Generator 42786 The landfill generator at Awaba Tip was installed during 2007. It was connected to Toronto feeder 33673 until recently (April 2013), and is now connected to Rathmines Perm feeder 82127. It is a 1 |  | Toronto 33_11kV Tx2 | 0 | -0.42868 | 0 | 0 | 0 | 0 | 0.42868 | 0 | 0 | 0 | 0 | 0 | 0 | 0 | 0 | 0 | 0 | 0 | 0 | 0 | 0 | 0 | 0 | 0 | 0 | 0 | 0 | 0 | 0 | 0 | 0 | 0
[35 empty] | Econometric |  | Toronto 33_11kV Tx1 | 0 | 0 | 0 | 0 | 0 | 0 | 0 | 0 | 0 | 0 | 0 | 0 | 0 | 0 | 0 | 0 | 0 | 0 | 0 | 0 | 0 | 0 | 0 | 0 | 0 | 0 | 0 | 0 | 0 | 0 | 0 | 0
[35 empty] | Econometric |  | Toronto 33_11kV Tx2 | 0 | 0 | 0 | 0 | 0 | 0 | 0 | 0 | 0 | 0 | 0 | 0 | 0 | 0 | 0 | 0 | 0 | 0 | 0 | 0 | 0 | 0 | 0 | 0 | 0 | 0 | 0 | 0 | 0 | 0 | 0 | 0
| 0 | [33 empty] | Energy Efficiency |  | Toronto 33_11kV Tx1 | 0 | 0 | 0 | 0 | 0 | 0 | 0 | -0.017475 | -0.007947 | 0 | 0 | 0 | 0 | 0 | 0 | 0 | 0 | 0 | 0 | 0 | 0 | 0 | 0 | 0 | 0 | 0 | 0 | 0 | 0 | 0 | 0 | 0
| Diversity Factor: 0 | [33 empty] | Energy Efficiency |  | Toronto 33_11kV Tx2 | 0 | 0 | 0 | 0 | 0 | 0 | 0 | -0.017475 | -0.007947 | 0 | 0 | 0 | 0 | 0 | 0 | 0 | 0 | 0 | 0 | 0 | 0 | 0 | 0 | 0 | 0 | 0 | 0 | 0 | 0 | 0 | 0 | 0
[35 empty] | Solar PV |  | Toronto 33_11kV Tx1 | 0 | 0 | 0 | 0 | 0 | 0 | 0 | 0 | 0 | 0 | 0 | 0 | 0 | 0 | 0 | 0 | 0 | 0 | 0 | 0 | 0 | 0 | 0 | 0 | 0 | 0 | 0 | 0 | 0 | 0 | 0 | 0
[35 empty] | Solar PV |  | Toronto 33_11kV Tx2 | 0 | 0 | 0 | 0 | 0 | 0 | 0 | 0 | 0 | 0 | 0 | 0 | 0 | 0 | 0 | 0 | 0 | 0 | 0 | 0 | 0 | 0 | 0 | 0 | 0 | 0 | 0 | 0 | 0 | 0 | 0 | 0
0
Diversity Factor: 0
0
Diversity Factor: 0
0
Diversity Factor: 0
| Weather Correction and Public Holiday Factors | [8 empty] | 0: Forecast ROG
ROG Justification
| Actual loads for season 2013 have been weather corrected by the following: | [6 empty] | 1.12% |  | 0: 7 year ROG ok, review HV_CON 2013142 | [35 empty] | 7 year ROG ok, review HV_CON 2013142
1 | 2 | 3 | 4 | 5 | 6 | 7 | 8 | 9 | 10 | 2014 | 2015 | 2016 | 2017 | 2018 | 2019 | 2020 | 2021 | 2022 | 2023 | 2024 | 2025 | 2026 | 2027 | 2028 | 2029 | 2030 | 2031 | 2032 | 2033 | 2034 | 2035 | 2036 | 2037 | 2038
0.97992 | 0.96024 | 0.9474 | 0.94106 | 0.94106 | 0.94106 | 0.94106 | 0.94106 | 0.94106 | 0.94106 | -2.008% | -2.008% | -1.338% | -0.669% | 0% | 0% | 0% | 0% | 0% | 0% | 0% | 0% | 0% | 0% | 0% | 0% | 0% | 0% | 0% | 0% | 0% | 0% | 0% | 0% | 0%
Substation Load Detail
[7 empty] | Units | 2013 |  | 2014 | 2015 | 2016 | 2017 | 2018 | 2019 | 2020 | 2021 | 2022 | 2023 | 2024 | 2025 | 2026 | 2027 | 2028 | 2029 | 2030 | 2031 | 2032 | 2033 | 2034 | 2035 | 2036 | 2037 | 2038
1 | Toronto 33_11kV | Compensated |  | Load (LV side) |  |  | Amps | 0 |  | 511.4612 | 500.3239 | 0 | 0 | 0 | 0 | 0 | 0 | 0 | 0 | 0 | 0 | 0 | 0 | 0 | 0 | 0 | 0 | 0 | 0 | 0 | 0 | 0 | 0 | 0
|  |  |  | Apparent Power |  |  | MVA | 11.21 | 9.98 | 9.7446 | 9.5325 | 0 | 0 | 0 | 0 | 0 | 0 | 0 | 0 | 0 | 0 | 0 | 0 | 0 | 0 | 0 | 0 | 0 | 0 | 0 | 0 | 0 | 0 | 0
|  |  |  | Real Power |  |  | MW | 10.8961 | 9.7006 | 9.4718 | 9.2655 | 0 | 0 | 0 | 0 | 0 | 0 | 0 | 0 | 0 | 0 | 0 | 0 | 0 | 0 | 0 | 0 | 0 | 0 | 0 | 0 | 0 | 0 | 0
|  |  |  | Reactive Power |  |  | MVAr | 0 |  | 2.2898 | 2.2399 | 0 | 0 | 0 | 0 | 0 | 0 | 0 | 0 | 0 | 0 | 0 | 0 | 0 | 0 | 0 | 0 | 0 | 0 | 0 | 0 | 0 | 0 | 0
|  |  |  | Capacitors In Service |  |  | MVAr | 0 |  | 0 | 0 | 0 | 0 | 0 | 0 | 0 | 0 | 0 | 0 | 0 | 0 | 0 | 0 | 0 | 0 | 0 | 0 | 0 | 0 | 0 | 0 | 0 | 0 | 0
|  |  |  | PF |  |  |  | 0.972 |  | 0.972 | 0.972 | 0 | 0 | 0 | 0 | 0 | 0 | 0 | 0 | 0 | 0 | 0 | 0 | 0 | 0 | 0 | 0 | 0 | 0 | 0 | 0 | 0 | 0 | 0
0.90002 | Diversity Factor: 0.9 | Uncompensated |  | Reactive Power |  |  | MVAr | 0 | 2.3451 | 2.2898 | 2.2399 | 0 | 0 | 0 | 0 | 0 | 0 | 0 | 0 | 0 | 0 | 0 | 0 | 0 | 0 | 0 | 0 | 0 | 0 | 0 | 0 | 0 | 0 | 0
|  |  |  | PF |  |  |  | 0.972 |  | 0.972 | 0.972 | 0 | 0 | 0 | 0 | 0 | 0 | 0 | 0 | 0 | 0 | 0 | 0 | 0 | 0 | 0 | 0 | 0 | 0 | 0 | 0 | 0 | 0 | 0
[10 empty] | 1 | 2 | 3 | 4 | 5 | 6 | 7 | 8 | 9 | 10 | 11 | 12 | 13 | 14 | 15 | 16 | 17 | 18 | 19 | 20 | 21 | 22 | 23 | 24 | 25
Transformer Load Detail
[7 empty] | Units | 2013 |  | 2014 | 2015 | 2016 | 2017 | 2018 | 2019 | 2020 | 2021 | 2022 | 2023 | 2024 | 2025 | 2026 | 2027 | 2028 | 2029 | 2030 | 2031 | 2032 | 2033 | 2034 | 2035 | 2036 | 2037 | 2038
| 0 | Compensated |  | Load (LV side) |  |  | Amps
|  |  |  | Apparent Power |  |  | MVA
|  |  |  | Real Power |  |  | MW
|  |  |  | Reactive Power |  |  | MVAr
|  |  |  | Capacitors In Service |  |  | MVAr
PF
| Zone Div: | Uncompensated |  | Reactive Power |  |  | MVAr
PF
| 0 | Compensated |  | Load (LV side) |  |  | Amps
|  |  |  | Apparent Power |  |  | MVA
|  |  |  | Real Power |  |  | MW
|  |  |  | Reactive Power |  |  | MVAr
|  |  |  | Capacitors In Service |  |  | MVAr
PF
| Zone Div: | Uncompensated |  | Reactive Power |  |  | MVAr
PF
| 0 | Compensated |  | Load (LV side) |  |  | Amps
|  |  |  | Apparent Power |  |  | MVA
|  |  |  | Real Power |  |  | MW
|  |  |  | Reactive Power |  |  | MVAr
|  |  |  | Capacitors In Service |  |  | MVAr
PF
| Zone Div: | Uncompensated |  | Reactive Power |  |  | MVAr
PF
| 0 | Compensated |  | Load (LV side) |  |  | Amps
|  |  |  | Apparent Power |  |  | MVA
|  |  |  | Real Power |  |  | MW
|  |  |  | Reactive Power |  |  | MVAr
|  |  |  | Capacitors In Service |  |  | MVAr
PF
| Zone Div: | Uncompensated |  | Reactive Power |  |  | MVAr
PF
| 0 | Compensated |  | Load (LV side) |  |  | Amps
|  |  |  | Apparent Power |  |  | MVA
|  |  |  | Real Power |  |  | MW
|  |  |  | Reactive Power |  |  | MVAr
|  |  |  | Capacitors In Service |  |  | MVAr
PF
| Zone Div: | Uncompensated |  | Reactive Power |  |  | MVAr
PF
| 0 | Compensated |  | Load (LV side) |  |  | Amps
|  |  |  | Apparent Power |  |  | MVA
|  |  |  | Real Power |  |  | MW
|  |  |  | Reactive Power |  |  | MVAr
|  |  |  | Capacitors In Service |  |  | MVAr
PF
| Zone Div: | Uncompensated |  | Reactive Power |  |  | MVAr
PF
| 0 | Compensated |  | Load (LV side) |  |  | Amps
|  |  |  | Apparent Power |  |  | MVA
|  |  |  | Real Power |  |  | MW
|  |  |  | Reactive Power |  |  | MVAr
|  |  |  | Capacitors In Service |  |  | MVAr
PF
| Zone Div: | Uncompensated |  | Reactive Power |  |  | MVAr
PF
| 0 | Compensated |  | Load (LV side) |  |  | Amps
|  |  |  | Apparent Power |  |  | MVA
|  |  |  | Real Power |  |  | MW
|  |  |  | Reactive Power |  |  | MVAr
|  |  |  | Capacitors In Service |  |  | MVAr
PF
| Zone Div: | Uncompensated |  | Reactive Power |  |  | MVAr
PF
| 0 | Compensated |  | Load (LV side) |  |  | Amps
|  |  |  | Apparent Power |  |  | MVA
|  |  |  | Real Power |  |  | MW
|  |  |  | Reactive Power |  |  | MVAr
|  |  |  | Capacitors In Service |  |  | MVAr
PF
| Zone Div: | Uncompensated |  | Reactive Power |  |  | MVAr
PF
| 0 | Compensated |  | Load (LV side) |  |  | Amps
|  |  |  | Apparent Power |  |  | MVA
|  |  |  | Real Power |  |  | MW
|  |  |  | Reactive Power |  |  | MVAr
|  |  |  | Capacitors In Service |  |  | MVAr
PF
| Zone Div: | Uncompensated |  | Reactive Power |  |  | MVAr
PF

## Toronto West 132_11kV
| Toronto West 132_11kV | [16 empty] | 2014 | WINTER
[6 empty] | Zone commissioned |  | 2016-05-01
| Substation Total Loads | [33 empty] | Spots & Transfers Detail
| Historical Loads | (11kV MVA) | [7 empty] | Weather Corrected Forecast Loads |  |  |  | (11kV MVA) | [20 empty] | Spots & Transfers Summary | (11kV MVA) |  | Historical Spots & Transfers | [6 empty] | Forecast Spots & Transfers
|  | 2007 | 2008 | 2009 | 2010 | 2011 | 2012 | 2013 |  | 2014 | 2015 | 2016 | 2017 | 2018 | 2019 | 2020 | 2021 | 2022 | 2023 | 2024 | 2025 | 2026 | 2027 | 2028 | 2029 | 2030 | 2031 | 2032 | 2033 | 2034 | 2035 | 2036 | 2037 | 2038 |  |  |  | 2007 | 2008 | 2009 | 2010 | 2011 | 2012 | 2013 | 2014 | 2015 | 2016 | 2017 | 2018 | 2019 | 2020 | 2021 | 2022 | 2023 | 2024 | 2025 | 2026 | 2027 | 2028 | 2029 | 2030 | 2031 | 2032 | 2033 | 2034 | 2035 | 2036 | 2037 | 2038
| Total | [8 empty] | 0 | 0 | 16.3858 | 16.448 | 16.5358 | 16.7569 | 17.073 | 17.3743 | 17.6671 | 17.9675 | 18.2508 | 18.5705 | 18.8929 | 19.2399 | 19.6021 | 19.964 | 20.3245 | 20.6912 | 21.0641 | 21.4432 | 21.8288 | 22.2209 | 22.6195 | 23.0247 | 23.4367 |  |  | Total | 0 | 0 | 0 | 0 | 0 | 0 | 0 | 0 | 0 | 16.4402 | 0.063697 | 0.089019 | 0.22388 | 0.31996 | 0.30489 | 0.29621 | 0.3037 | 0.28634 | 0.323 | 0.32565 | 0.3503 | 0.36557 | 0.36514 | 0.36363 | 0.36971 | 0.37588 | 0.38213 | 0.38846 | 0.39487 | 0.40137 | 0.40796 | 0.41464
| Firm Rating | 0 | 0 | 0 | 0 | 0 | 0 | 0 |  | 0 | 0 | 38 | 38 | 38 | 38 | 38 | 38 | 38 | 38 | 38 | 38 | 38 | 38 | 38 | 38 | 38 | 38 | 38 | 38 | 38 | 38 | 38 | 38 | 38
| Total Capacity | 0 | 0 | 0 | 0 | 0 | 0 | 0 |  | 0 | 0 | 76 | 76 | 76 | 76 | 76 | 76 | 76 | 76 | 76 | 76 | 76 | 76 | 76 | 76 | 76 | 76 | 76 | 76 | 76 | 76 | 76 | 76 | 76 |  |  | Toronto West 132_11kV Tx1 | 0 | 0 | 0 | 0 | 0 | 0 | 0 | 0 | 0 | 6.5244 | 0.031848 | 0.044509 | 0.11194 | 0.15998 | 0.15245 | 0.1481 | 0.15185 | 0.14317 | 0.1615 | 0.16283 | 0.17515 | 0.18279 | 0.18257 | 0.18182 | 0.18486 | 0.18794 | 0.19106 | 0.19423 | 0.19744 | 0.20069 | 0.20398 | 0.20732
|  | -7 | -6 | -5 | -4 | -3 | -2 | -1 |  | 0 | 1 | 2 | 3 | 4 | 5 | 6 | 7 | 8 | 9 | 10 | 11 | 12 | 13 | 14 | 15 | 16 | 17 | 18 | 19 | 20 | 21 | 22 | 23 | 24 |  |  | Toronto West 132_11kV Tx2 | 0 | 0 | 0 | 0 | 0 | 0 | 0 | 0 | 0 | 9.9158 | 0.031848 | 0.044509 | 0.11194 | 0.15998 | 0.15245 | 0.1481 | 0.15185 | 0.14317 | 0.1615 | 0.16283 | 0.17515 | 0.18279 | 0.18257 | 0.18182 | 0.18486 | 0.18794 | 0.19106 | 0.19423 | 0.19744 | 0.20069 | 0.20398 | 0.20732
| Transformer Loads | [36 empty] | 0 | 0 | 0 | 0 | 0 | 0 | 0 | 0 | 0 | 0 | 0 | 0 | 0 | 0 | 0 | 0 | 0 | 0 | 0 | 0 | 0 | 0 | 0 | 0 | 0 | 0 | 0 | 0 | 0 | 0 | 0 | 0
| Historical Loads | (11kV MVA) | [7 empty] | Weather Corrected Forecast Loads |  |  |  | (11kV MVA) | [23 empty] | 0 | 0 | 0 | 0 | 0 | 0 | 0 | 0 | 0 | 0 | 0 | 0 | 0 | 0 | 0 | 0 | 0 | 0 | 0 | 0 | 0 | 0 | 0 | 0 | 0 | 0 | 0 | 0 | 0 | 0 | 0 | 0
|  | 2007 | 2008 | 2009 | 2010 | 2011 | 2012 | 2013 |  | 2014 | 2015 | 2016 | 2017 | 2018 | 2019 | 2020 | 2021 | 2022 | 2023 | 2024 | 2025 | 2026 | 2027 | 2028 | 2029 | 2030 | 2031 | 2032 | 2033 | 2034 | 2035 | 2036 | 2037 | 2038 |  |  |  | 0 | 0 | 0 | 0 | 0 | 0 | 0 | 0 | 0 | 0 | 0 | 0 | 0 | 0 | 0 | 0 | 0 | 0 | 0 | 0 | 0 | 0 | 0 | 0 | 0 | 0 | 0 | 0 | 0 | 0 | 0 | 0
| 0 | [36 empty] | 0 | 0 | 0 | 0 | 0 | 0 | 0 | 0 | 0 | 0 | 0 | 0 | 0 | 0 | 0 | 0 | 0 | 0 | 0 | 0 | 0 | 0 | 0 | 0 | 0 | 0 | 0 | 0 | 0 | 0 | 0 | 0
| Diversity Factor: 0 | [36 empty] | 0 | 0 | 0 | 0 | 0 | 0 | 0 | 0 | 0 | 0 | 0 | 0 | 0 | 0 | 0 | 0 | 0 | 0 | 0 | 0 | 0 | 0 | 0 | 0 | 0 | 0 | 0 | 0 | 0 | 0 | 0 | 0
[38 empty] | 0 | 0 | 0 | 0 | 0 | 0 | 0 | 0 | 0 | 0 | 0 | 0 | 0 | 0 | 0 | 0 | 0 | 0 | 0 | 0 | 0 | 0 | 0 | 0 | 0 | 0 | 0 | 0 | 0 | 0 | 0 | 0
[38 empty] | 0 | 0 | 0 | 0 | 0 | 0 | 0 | 0 | 0 | 0 | 0 | 0 | 0 | 0 | 0 | 0 | 0 | 0 | 0 | 0 | 0 | 0 | 0 | 0 | 0 | 0 | 0 | 0 | 0 | 0 | 0 | 0
| 0 | [36 empty] | 0 | 0 | 0 | 0 | 0 | 0 | 0 | 0 | 0 | 0 | 0 | 0 | 0 | 0 | 0 | 0 | 0 | 0 | 0 | 0 | 0 | 0 | 0 | 0 | 0 | 0 | 0 | 0 | 0 | 0 | 0 | 0
Diversity Factor: 0
[38 empty] | Historical Spots & Transfers | [6 empty] | Forecast Spots & Transfers
[35 empty] | Project Name | From | To | 2007 | 2008 | 2009 | 2010 | 2011 | 2012 | 2013 | 2014 | 2015 | 2016 | 2017 | 2018 | 2019 | 2020 | 2021 | 2022 | 2023 | 2024 | 2025 | 2026 | 2027 | 2028 | 2029 | 2030 | 2031 | 2032 | 2033 | 2034 | 2035 | 2036 | 2037 | 2038
| 0 | [33 empty] | Broad based demand management |  | Toronto West 132_11kV Tx1 | 0 | 0 | 0 | 0 | 0 | 0 | 0 | 0 | 0 | -0.00034595 | -0.0037709 | -0.0041514 | -0.0047742 | 0 | 0 | 0 | 0 | 0 | 0 | 0 | 0 | 0 | 0 | 0 | 0 | 0 | 0 | 0 | 0 | 0 | 0 | 0
| Diversity Factor: 0 | [33 empty] | Broad based demand management |  | Toronto West 132_11kV Tx2 | 0 | 0 | 0 | 0 | 0 | 0 | 0 | 0 | 0 | -0.00034595 | -0.0037709 | -0.0041514 | -0.0047742 | 0 | 0 | 0 | 0 | 0 | 0 | 0 | 0 | 0 | 0 | 0 | 0 | 0 | 0 | 0 | 0 | 0 | 0 | 0
[35 empty] | DNP_ID: 6933. Toronto 11kV New Feeder Connections | Argenton 132_11kV Tx4 | Toronto West 132_11kV Tx1 | 0 | 0 | 0 | 0 | 0 | 0 | 0 | 0 | 0 | 0.70494 | 0 | 0 | 0 | 0 | 0 | 0 | 0 | 0 | 0 | 0 | 0 | 0 | 0 | 0 | 0 | 0 | 0 | 0 | 0 | 0 | 0 | 0
[35 empty] | DNP_ID: 6933. Toronto 11kV New Feeder Connections | Argenton 132_11kV Tx4 | Toronto West 132_11kV Tx2 | 0 | 0 | 0 | 0 | 0 | 0 | 0 | 0 | 0 | 2.7055 | 0 | 0 | 0 | 0 | 0 | 0 | 0 | 0 | 0 | 0 | 0 | 0 | 0 | 0 | 0 | 0 | 0 | 0 | 0 | 0 | 0 | 0
| 0 | [33 empty] | DNP_ID: 6933. Toronto 11kV New Feeder Connections | Argenton 132_11kV Tx5 | Toronto West 132_11kV Tx2 | 0 | 0 | 0 | 0 | 0 | 0 | 0 | 0 | 0 | 0.43821 | 0 | 0 | 0 | 0 | 0 | 0 | 0 | 0 | 0 | 0 | 0 | 0 | 0 | 0 | 0 | 0 | 0 | 0 | 0 | 0 | 0 | 0
| Diversity Factor: 0 | [33 empty] | DNP_ID: 6933. Toronto 11kV New Feeder Connections | Rathmines 132_11kV Tx1 | Toronto West 132_11kV Tx1 | 0 | 0 | 0 | 0 | 0 | 0 | 0 | 0 | 0 | 0.62873 | 0 | 0 | 0 | 0 | 0 | 0 | 0 | 0 | 0 | 0 | 0 | 0 | 0 | 0 | 0 | 0 | 0 | 0 | 0 | 0 | 0 | 0
[35 empty] | DNP_ID: 6933. Toronto 11kV New Feeder Connections | Rathmines 132_11kV Tx2 | Toronto West 132_11kV Tx1 | 0 | 0 | 0 | 0 | 0 | 0 | 0 | 0 | 0 | 0.47631 | 0 | 0 | 0 | 0 | 0 | 0 | 0 | 0 | 0 | 0 | 0 | 0 | 0 | 0 | 0 | 0 | 0 | 0 | 0 | 0 | 0 | 0
[35 empty] | DNP_ID: 6933. Toronto 11kV New Feeder Connections | Rathmines 132_11kV Tx2 | Toronto West 132_11kV Tx2 | 0 | 0 | 0 | 0 | 0 | 0 | 0 | 0 | 0 | 2.0577 | 0 | 0 | 0 | 0 | 0 | 0 | 0 | 0 | 0 | 0 | 0 | 0 | 0 | 0 | 0 | 0 | 0 | 0 | 0 | 0 | 0 | 0
| 0 | [33 empty] | Decommission: Commissioning Transfers | Toronto 33_11kV Tx1 | Toronto West 132_11kV Tx1 | 0 | 0 | 0 | 0 | 0 | 0 | 0 | 0 | 0 | 2.3512 | 0 | 0 | 0 | 0 | 0 | 0 | 0 | 0 | 0 | 0 | 0 | 0 | 0 | 0 | 0 | 0 | 0 | 0 | 0 | 0 | 0 | 0
| Diversity Factor: 0 | [33 empty] | Decommission: Commissioning Transfers | Toronto 33_11kV Tx1 | Toronto West 132_11kV Tx2 | 0 | 0 | 0 | 0 | 0 | 0 | 0 | 0 | 0 | 2.3512 | 0 | 0 | 0 | 0 | 0 | 0 | 0 | 0 | 0 | 0 | 0 | 0 | 0 | 0 | 0 | 0 | 0 | 0 | 0 | 0 | 0 | 0
[35 empty] | Decommission: Commissioning Transfers | Toronto 33_11kV Tx2 | Toronto West 132_11kV Tx1 | 0 | 0 | 0 | 0 | 0 | 0 | 0 | 0 | 0 | 2.3512 | 0 | 0 | 0 | 0 | 0 | 0 | 0 | 0 | 0 | 0 | 0 | 0 | 0 | 0 | 0 | 0 | 0 | 0 | 0 | 0 | 0 | 0
[35 empty] | Decommission: Commissioning Transfers | Toronto 33_11kV Tx2 | Toronto West 132_11kV Tx2 | 0 | 0 | 0 | 0 | 0 | 0 | 0 | 0 | 0 | 2.3512 | 0 | 0 | 0 | 0 | 0 | 0 | 0 | 0 | 0 | 0 | 0 | 0 | 0 | 0 | 0 | 0 | 0 | 0 | 0 | 0 | 0 | 0
| 0 | [33 empty] | Econometric |  | Toronto West 132_11kV Tx1 | 0 | 0 | 0 | 0 | 0 | 0 | 0 | 0 | 0 | 0.050904 | 0.095624 | 0.14134 | 0.21343 | 0.21651 | 0.19093 | 0.19363 | 0.19636 | 0.19914 | 0.20195 | 0.20479 | 0.20768 | 0.2106 | 0.21356 | 0.21656 | 0.21961 | 0.22269 | 0.22581 | 0.22898 | 0.23218 | 0.23543 | 0.23873 | 0.24207
| Diversity Factor: 0 | [33 empty] | Econometric |  | Toronto West 132_11kV Tx2 | 0 | 0 | 0 | 0 | 0 | 0 | 0 | 0 | 0 | 0.050904 | 0.095624 | 0.14134 | 0.21343 | 0.21651 | 0.19093 | 0.19363 | 0.19636 | 0.19914 | 0.20195 | 0.20479 | 0.20768 | 0.2106 | 0.21356 | 0.21656 | 0.21961 | 0.22269 | 0.22581 | 0.22898 | 0.23218 | 0.23543 | 0.23873 | 0.24207
[35 empty] | Energy Efficiency |  | Toronto West 132_11kV Tx1 | 0 | 0 | 0 | 0 | 0 | 0 | 0 | 0 | 0 | -0.03854 | -0.060005 | -0.092674 | -0.096721 | -0.056534 | -0.038486 | -0.045526 | -0.044512 | -0.055968 | -0.040444 | -0.041965 | -0.032525 | -0.027812 | -0.030993 | -0.034748 | -0.034748 | -0.034748 | -0.034748 | -0.034748 | -0.034748 | -0.034748 | -0.034748 | -0.034748
[35 empty] | Energy Efficiency |  | Toronto West 132_11kV Tx2 | 0 | 0 | 0 | 0 | 0 | 0 | 0 | 0 | 0 | -0.03854 | -0.060005 | -0.092674 | -0.096721 | -0.056534 | -0.038486 | -0.045526 | -0.044512 | -0.055968 | -0.040444 | -0.041965 | -0.032525 | -0.027812 | -0.030993 | -0.034748 | -0.034748 | -0.034748 | -0.034748 | -0.034748 | -0.034748 | -0.034748 | -0.034748 | -0.034748
| 0 | [33 empty] | Solar PV |  | Toronto West 132_11kV Tx1 | 0 | 0 | 0 | 0 | 0 | 0 | 0 | 0 | 0 | 0 | 0 | 0 | 0 | 0 | 0 | 0 | 0 | 0 | 0 | 0 | 0 | 0 | 0 | 0 | 0 | 0 | 0 | 0 | 0 | 0 | 0 | 0
| Diversity Factor: 0 | [33 empty] | Solar PV |  | Toronto West 132_11kV Tx2 | 0 | 0 | 0 | 0 | 0 | 0 | 0 | 0 | 0 | 0 | 0 | 0 | 0 | 0 | 0 | 0 | 0 | 0 | 0 | 0 | 0 | 0 | 0 | 0 | 0 | 0 | 0 | 0 | 0 | 0 | 0 | 0
0
Diversity Factor: 0
0
Diversity Factor: 0
0
Diversity Factor: 0
| Weather Correction and Public Holiday Factors | [8 empty] | Forecast ROG
ROG Justification
| Actual loads for season 2013 have been weather corrected by the following: | [8 empty] | Weighted ROG calc | [59 empty] | Weighted ROG calc
1 | 2 | 3 | 4 | 5 | 6 | 7 | 8 | 9 | 10 | 2014 | 2015 | 2016 | 2017 | 2018 | 2019 | 2020 | 2021 | 2022 | 2023 | 2024 | 2025 | 2026 | 2027 | 2028 | 2029 | 2030 | 2031 | 2032 | 2033 | 2034 | 2035 | 2036 | 2037 | 2038
0.99987 | 0.99974 | 0.99965 | 0.99961 | 0.99961 | 0.99961 | 0.99961 | 0.99961 | 0.99961 | 0.99961 | -0.013% | -0.013% | -0.009% | -0.004% | 0% | 0% | 0% | 0% | 0% | 0% | 0% | 0% | 0% | 0% | 0% | 0% | 0% | 0% | 0% | 0% | 0% | 0% | 0% | 0% | 0%
Substation Load Detail
[7 empty] | Units | 2013 |  | 2014 | 2015 | 2016 | 2017 | 2018 | 2019 | 2020 | 2021 | 2022 | 2023 | 2024 | 2025 | 2026 | 2027 | 2028 | 2029 | 2030 | 2031 | 2032 | 2033 | 2034 | 2035 | 2036 | 2037 | 2038
1 | Toronto West 132_11kV | Compensated |  | Load (LV side) |  |  | Amps | 0 |  | 0 | 0 | 860.0338 | 863.2944 | 867.9069 | 879.5098 | 896.099 | 911.914 | 927.2847 | 943.0504 | 957.9199 | 974.6992 | 991.6222 | 1009.832 | 1028.843 | 1047.838 | 1066.76 | 1086.005 | 1105.576 | 1125.478 | 1145.716 | 1166.293 | 1187.214 | 1208.484 | 1230.107
|  |  |  | Apparent Power |  |  | MVA | 0 | 0 | 0 | 0 | 16.3858 | 16.448 | 16.5358 | 16.7569 | 17.073 | 17.3743 | 17.6671 | 17.9675 | 18.2508 | 18.5705 | 18.8929 | 19.2399 | 19.6021 | 19.964 | 20.3245 | 20.6912 | 21.0641 | 21.4432 | 21.8288 | 22.2209 | 22.6195 | 23.0247 | 23.4367
|  |  |  | Real Power |  |  | MW | 0 | 0 | 0 | 0 | 15.7025 | 15.7591 | 15.8392 | 16.0407 | 16.3286 | 16.603 | 16.8696 | 17.1429 | 17.4006 | 17.6914 | 17.9844 | 18.2997 | 18.6287 | 18.9574 | 19.2846 | 19.6174 | 19.9557 | 20.2996 | 20.6492 | 21.0046 | 21.3658 | 21.733 | 22.1061
|  |  |  | Reactive Power |  |  | MVAr | 0 |  | 0 | 0 | 4.6828 | 4.7104 | 4.7492 | 4.8467 | 4.9862 | 5.1191 | 5.2482 | 5.3806 | 5.5054 | 5.6462 | 5.7882 | 5.9409 | 6.1002 | 6.2594 | 6.4179 | 6.579 | 6.7429 | 6.9094 | 7.0788 | 7.2509 | 7.4258 | 7.6037 | 7.7844
|  |  |  | Capacitors In Service |  |  | MVAr | 0 |  | 0 | 0 | 0 | 0 | 0 | 0 | 0 | 0 | 0 | 0 | 0 | 0 | 0 | 0 | 0 | 0 | 0 | 0 | 0 | 0 | 0 | 0 | 0 | 0 | 0
|  |  |  | PF |  |  |  | 0 |  | 0 | 0 | 0.95829 | 0.95812 | 0.95787 | 0.95726 | 0.9564 | 0.95561 | 0.95486 | 0.95411 | 0.95342 | 0.95266 | 0.95191 | 0.95113 | 0.95034 | 0.94958 | 0.94883 | 0.9481 | 0.94738 | 0.94666 | 0.94596 | 0.94526 | 0.94458 | 0.9439 | 0.94323
0.88482 | Diversity Factor: 0.88 | Uncompensated |  | Reactive Power |  |  | MVAr | 0 | 0 | 0 | 0 | 4.6828 | 4.7104 | 4.7492 | 4.8467 | 4.9862 | 5.1191 | 5.2482 | 5.3806 | 5.5054 | 5.6462 | 5.7882 | 5.9409 | 6.1002 | 6.2594 | 6.4179 | 6.579 | 6.7429 | 6.9094 | 7.0788 | 7.2509 | 7.4258 | 7.6037 | 7.7844
|  |  |  | PF |  |  |  | 0 |  | 0 | 0 | 0.95829 | 0.95812 | 0.95787 | 0.95726 | 0.9564 | 0.95561 | 0.95486 | 0.95411 | 0.95342 | 0.95266 | 0.95191 | 0.95113 | 0.95034 | 0.94958 | 0.94883 | 0.9481 | 0.94738 | 0.94666 | 0.94596 | 0.94526 | 0.94458 | 0.9439 | 0.94323
[10 empty] | 1 | 2 | 3 | 4 | 5 | 6 | 7 | 8 | 9 | 10 | 11 | 12 | 13 | 14 | 15 | 16 | 17 | 18 | 19 | 20 | 21 | 22 | 23 | 24 | 25
Transformer Load Detail
[7 empty] | Units | 2013 |  | 2014 | 2015 | 2016 | 2017 | 2018 | 2019 | 2020 | 2021 | 2022 | 2023 | 2024 | 2025 | 2026 | 2027 | 2028 | 2029 | 2030 | 2031 | 2032 | 2033 | 2034 | 2035 | 2036 | 2037 | 2038
| 0 | Compensated |  | Load (LV side) |  |  | Amps
|  |  |  | Apparent Power |  |  | MVA
|  |  |  | Real Power |  |  | MW
|  |  |  | Reactive Power |  |  | MVAr
|  |  |  | Capacitors In Service |  |  | MVAr
PF
| Zone Div: | Uncompensated |  | Reactive Power |  |  | MVAr
PF
| 0 | Compensated |  | Load (LV side) |  |  | Amps
|  |  |  | Apparent Power |  |  | MVA
|  |  |  | Real Power |  |  | MW
|  |  |  | Reactive Power |  |  | MVAr
|  |  |  | Capacitors In Service |  |  | MVAr
PF
| Zone Div: | Uncompensated |  | Reactive Power |  |  | MVAr
PF
| 0 | Compensated |  | Load (LV side) |  |  | Amps
|  |  |  | Apparent Power |  |  | MVA
|  |  |  | Real Power |  |  | MW
|  |  |  | Reactive Power |  |  | MVAr
|  |  |  | Capacitors In Service |  |  | MVAr
PF
| Zone Div: | Uncompensated |  | Reactive Power |  |  | MVAr
PF
| 0 | Compensated |  | Load (LV side) |  |  | Amps
|  |  |  | Apparent Power |  |  | MVA
|  |  |  | Real Power |  |  | MW
|  |  |  | Reactive Power |  |  | MVAr
|  |  |  | Capacitors In Service |  |  | MVAr
PF
| Zone Div: | Uncompensated |  | Reactive Power |  |  | MVAr
PF
| 0 | Compensated |  | Load (LV side) |  |  | Amps
|  |  |  | Apparent Power |  |  | MVA
|  |  |  | Real Power |  |  | MW
|  |  |  | Reactive Power |  |  | MVAr
|  |  |  | Capacitors In Service |  |  | MVAr
PF
| Zone Div: | Uncompensated |  | Reactive Power |  |  | MVAr
PF
| 0 | Compensated |  | Load (LV side) |  |  | Amps
|  |  |  | Apparent Power |  |  | MVA
|  |  |  | Real Power |  |  | MW
|  |  |  | Reactive Power |  |  | MVAr
|  |  |  | Capacitors In Service |  |  | MVAr
PF
| Zone Div: | Uncompensated |  | Reactive Power |  |  | MVAr
PF
| 0 | Compensated |  | Load (LV side) |  |  | Amps
|  |  |  | Apparent Power |  |  | MVA
|  |  |  | Real Power |  |  | MW
|  |  |  | Reactive Power |  |  | MVAr
|  |  |  | Capacitors In Service |  |  | MVAr
PF
| Zone Div: | Uncompensated |  | Reactive Power |  |  | MVAr
PF
| 0 | Compensated |  | Load (LV side) |  |  | Amps
|  |  |  | Apparent Power |  |  | MVA
|  |  |  | Real Power |  |  | MW
|  |  |  | Reactive Power |  |  | MVAr
|  |  |  | Capacitors In Service |  |  | MVAr
PF
| Zone Div: | Uncompensated |  | Reactive Power |  |  | MVAr
PF
| 0 | Compensated |  | Load (LV side) |  |  | Amps
|  |  |  | Apparent Power |  |  | MVA
|  |  |  | Real Power |  |  | MW
|  |  |  | Reactive Power |  |  | MVAr
|  |  |  | Capacitors In Service |  |  | MVAr
PF
| Zone Div: | Uncompensated |  | Reactive Power |  |  | MVAr
PF
| 0 | Compensated |  | Load (LV side) |  |  | Amps
|  |  |  | Apparent Power |  |  | MVA
|  |  |  | Real Power |  |  | MW
|  |  |  | Reactive Power |  |  | MVAr
|  |  |  | Capacitors In Service |  |  | MVAr
PF
| Zone Div: | Uncompensated |  | Reactive Power |  |  | MVAr
PF