## Inclusions and Exclusions
Sydney Forecast Inclusions and Exclusions
Date Printed |  | 08JUL14:11:21:24
| Description | Value
Season |  | Summer | Summer
Either Summer or Winter
Year |  | 2015 | 2015
Year that the forecast starts
POE |  | 50% | 0.5
10%, 50%, 90%
Spots and Transfers |  | Y | Y
Are Spots and Transfers Included?
BBDM Spots |  | Y | Y
Is BBDM included?
Spots Coefficient |  | 55% | 0.55
Scaling factor applied to spot loads in the future
Aligned ROGs |  | Capped | Capped
Have ROGs been aligned to econometric forecast?
Committed Projects |  | Y | Y
Are Committed Projects Included?
Major Customers Scaling Factor |  | 100% | 1
Scaling factor applied to major customer connections in the future
Future Transfers |  | Y | Y
Are future transfers included?
Future Spots |  | 4 | 4
Future spots are cleared from the following forecast year

## Customer26
| Customer26 | [16 empty] | 2015 | SUMMER
| Substation Total Loads | [33 empty] | Spots & Transfers Detail
| Historical Loads | MVA | [7 empty] | Weather Corrected Forecast Loads |  |  |  | MVA | [20 empty] | Spots & Transfers Summary | MVA |  | Historical Spots & Transfers | [6 empty] | Forecast Spots & Transfers
|  | 07/08 | 08/09 | 09/10 | 10/11 | 11/12 | 12/13 | 13/14 |  | 14/15 | 15/16 | 16/17 | 17/18 | 18/19 | 19/20 | 20/21 | 21/22 | 22/23 | 23/24 | 24/25 | 25/26 | 26/27 | 27/28 | 28/29 | 29/30 | 30/31 | 31/32 | 32/33 | 33/34 | 34/35 | 35/36 | 36/37 | 37/38 | 38/39 |  |  |  | 07/08 | 08/09 | 09/10 | 10/11 | 11/12 | 12/13 | 13/14 | 14/15 | 15/16 | 16/17 | 17/18 | 18/19 | 19/20 | 20/21 | 21/22 | 22/23 | 23/24 | 24/25 | 25/26 | 26/27 | 27/28 | 28/29 | 29/30 | 30/31 | 31/32 | 32/33 | 33/34 | 34/35 | 35/36 | 36/37 | 37/38 | 38/39
| Total |  |  |  | 13.547 | 12.96 | 14.359 | 13.484 |  | 13.484 | 13.484 | 13.484 | 13.484 | 13.484 | 13.484 | 13.484 | 13.484 | 13.484 | 13.484 | 13.484 | 13.484 | 13.484 | 13.484 | 13.484 | 13.484 | 13.484 | 13.484 | 13.484 | 13.484 | 13.484 | 13.484 | 13.484 | 13.484 | 13.484 |  |  | Total | bar: Historical Spots & Transfers 13/14
Firm Rating
| Total Capacity | [36 empty] | 0 | 0 | 0 | 0 | 0 | 0 | 0 | 0 | 0 | 0 | 0 | 0 | 0 | 0 | 0 | 0 | 0 | 0 | 0 | 0 | 0 | 0 | 0 | 0 | 0 | 0 | 0 | 0 | 0 | 0 | 0 | 0
|  | -7 | -6 | -5 | -4 | -3 | -2 | -1 |  | 0 | 1 | 2 | 3 | 4 | 5 | 6 | 7 | 8 | 9 | 10 | 11 | 12 | 13 | 14 | 15 | 16 | 17 | 18 | 19 | 20 | 21 | 22 | 23 | 24 |  |  |  | 0 | 0 | 0 | 0 | 0 | 0 | 0 | 0 | 0 | 0 | 0 | 0 | 0 | 0 | 0 | 0 | 0 | 0 | 0 | 0 | 0 | 0 | 0 | 0 | 0 | 0 | 0 | 0 | 0 | 0 | 0 | 0
| Transformer Loads | [36 empty] | 0 | 0 | 0 | 0 | 0 | 0 | 0 | 0 | 0 | 0 | 0 | 0 | 0 | 0 | 0 | 0 | 0 | 0 | 0 | 0 | 0 | 0 | 0 | 0 | 0 | 0 | 0 | 0 | 0 | 0 | 0 | 0
| Historical Loads | MVA | [7 empty] | Weather Corrected Forecast Loads |  |  |  | MVA | [23 empty] | 0 | 0 | 0 | 0 | 0 | 0 | 0 | 0 | 0 | 0 | 0 | 0 | 0 | 0 | 0 | 0 | 0 | 0 | 0 | 0 | 0 | 0 | 0 | 0 | 0 | 0 | 0 | 0 | 0 | 0 | 0 | 0
|  | 07/08 | 08/09 | 09/10 | 10/11 | 11/12 | 12/13 | 13/14 |  | 14/15 | 15/16 | 16/17 | 17/18 | 18/19 | 19/20 | 20/21 | 21/22 | 22/23 | 23/24 | 24/25 | 25/26 | 26/27 | 27/28 | 28/29 | 29/30 | 30/31 | 31/32 | 32/33 | 33/34 | 34/35 | 35/36 | 36/37 | 37/38 | 38/39 |  |  |  | 0 | 0 | 0 | 0 | 0 | 0 | 0 | 0 | 0 | 0 | 0 | 0 | 0 | 0 | 0 | 0 | 0 | 0 | 0 | 0 | 0 | 0 | 0 | 0 | 0 | 0 | 0 | 0 | 0 | 0 | 0 | 0
| 0 | [36 empty] | 0 | 0 | 0 | 0 | 0 | 0 | 0 | 0 | 0 | 0 | 0 | 0 | 0 | 0 | 0 | 0 | 0 | 0 | 0 | 0 | 0 | 0 | 0 | 0 | 0 | 0 | 0 | 0 | 0 | 0 | 0 | 0
| Diversity Factor: 0 | [36 empty] | 0 | 0 | 0 | 0 | 0 | 0 | 0 | 0 | 0 | 0 | 0 | 0 | 0 | 0 | 0 | 0 | 0 | 0 | 0 | 0 | 0 | 0 | 0 | 0 | 0 | 0 | 0 | 0 | 0 | 0 | 0 | 0
[38 empty] | 0 | 0 | 0 | 0 | 0 | 0 | 0 | 0 | 0 | 0 | 0 | 0 | 0 | 0 | 0 | 0 | 0 | 0 | 0 | 0 | 0 | 0 | 0 | 0 | 0 | 0 | 0 | 0 | 0 | 0 | 0 | 0
[38 empty] | 0 | 0 | 0 | 0 | 0 | 0 | 0 | 0 | 0 | 0 | 0 | 0 | 0 | 0 | 0 | 0 | 0 | 0 | 0 | 0 | 0 | 0 | 0 | 0 | 0 | 0 | 0 | 0 | 0 | 0 | 0 | 0
| 0 | [36 empty] | 0 | 0 | 0 | 0 | 0 | 0 | 0 | 0 | 0 | 0 | 0 | 0 | 0 | 0 | 0 | 0 | 0 | 0 | 0 | 0 | 0 | 0 | 0 | 0 | 0 | 0 | 0 | 0 | 0 | 0 | 0 | 0
Diversity Factor: 0
[38 empty] | Historical Spots & Transfers | [6 empty] | Forecast Spots & Transfers
[35 empty] | Project Name | From | To | 07/08 | 08/09 | 09/10 | 10/11 | 11/12 | 12/13 | 13/14 | 14/15 | 15/16 | 16/17 | 17/18 | 18/19 | 19/20 | 20/21 | 21/22 | 22/23 | 23/24 | 24/25 | 25/26 | 26/27 | 27/28 | 28/29 | 29/30 | 30/31 | 31/32 | 32/33 | 33/34 | 34/35 | 35/36 | 36/37 | 37/38 | 38/39
| 0 | [33 empty] | Major Customer Connection |  | Austar (Southland) 33kV | bar: Historical Spots & Transfers 13/14
Diversity Factor: 0
0
Diversity Factor: 0
0
Diversity Factor: 0
0
Diversity Factor: 0
0
Diversity Factor: 0
0
Diversity Factor: 0
0
Diversity Factor: 0
0
Diversity Factor: 0
| Weather Correction and Public Holiday Factors | [8 empty] | Forecast ROG
ROG Justification
| Actual loads for season 13/14 have been weather corrected by the following: | [6 empty] | 0% |  | N/A | [59 empty] | N/A
1 | 2 | 3 | 4 | 5 | 6 | 7 | 8 | 9 | 10 | 14/15 | 15/16 | 16/17 | 17/18 | 18/19 | 19/20 | 20/21 | 21/22 | 22/23 | 23/24 | 24/25 | 25/26 | 26/27 | 27/28 | 28/29 | 29/30 | 30/31 | 31/32 | 32/33 | 33/34 | 34/35 | 35/36 | 36/37 | 37/38 | 38/39
1 | 1 | 1 | 1 | 1 | 1 | 1 | 1 | 1 | 1 | 0% | 0% | 0% | 0% | 0% | 0% | 0% | 0% | 0% | 0% | 0% | 0% | 0% | 0% | 0% | 0% | 0% | 0% | 0% | 0% | 0% | 0% | 0% | 0% | 0%
Substation Load Detail
[7 empty] | Units | 13/14 |  | 14/15 | 15/16 | 16/17 | 17/18 | 18/19 | 19/20 | 20/21 | 21/22 | 22/23 | 23/24 | 24/25 | 25/26 | 26/27 | 27/28 | 28/29 | 29/30 | 30/31 | 31/32 | 32/33 | 33/34 | 34/35 | 35/36 | 36/37 | 37/38 | 38/39
1 | Customer26 | Compensated |  | Load (LV side) |  |  | Amps | 236 |  | 236 | 236 | 236 | 236 | 236 | 236 | 236 | 236 | 236 | 236 | 236 | 236 | 236 | 236 | 236 | 236 | 236 | 236 | 236 | 236 | 236 | 236 | 236 | 236 | 236
|  |  |  | Apparent Power |  |  | MVA | 13.484 |  | 13.484 | 13.484 | 13.484 | 13.484 | 13.484 | 13.484 | 13.484 | 13.484 | 13.484 | 13.484 | 13.484 | 13.484 | 13.484 | 13.484 | 13.484 | 13.484 | 13.484 | 13.484 | 13.484 | 13.484 | 13.484 | 13.484 | 13.484 | 13.484 | 13.484
|  |  |  | Real Power |  |  | MW | 12.1356 |  | 12.1356 | 12.1356 | 12.1356 | 12.1356 | 12.1356 | 12.1356 | 12.1356 | 12.1356 | 12.1356 | 12.1356 | 12.1356 | 12.1356 | 12.1356 | 12.1356 | 12.1356 | 12.1356 | 12.1356 | 12.1356 | 12.1356 | 12.1356 | 12.1356 | 12.1356 | 12.1356 | 12.1356 | 12.1356
|  |  |  | Reactive Power |  |  | MVAr | 5.8775 |  | 5.8775 | 5.8775 | 5.8775 | 5.8775 | 5.8775 | 5.8775 | 5.8775 | 5.8775 | 5.8775 | 5.8775 | 5.8775 | 5.8775 | 5.8775 | 5.8775 | 5.8775 | 5.8775 | 5.8775 | 5.8775 | 5.8775 | 5.8775 | 5.8775 | 5.8775 | 5.8775 | 5.8775 | 5.8775
|  |  |  | Capacitors In Service |  |  | MVAr | 0 |  | 0 | 0 | 0 | 0 | 0 | 0 | 0 | 0 | 0 | 0 | 0 | 0 | 0 | 0 | 0 | 0 | 0 | 0 | 0 | 0 | 0 | 0 | 0 | 0 | 0
|  |  |  | PF |  |  |  | 0.9 |  | 0.9 | 0.9 | 0.9 | 0.9 | 0.9 | 0.9 | 0.9 | 0.9 | 0.9 | 0.9 | 0.9 | 0.9 | 0.9 | 0.9 | 0.9 | 0.9 | 0.9 | 0.9 | 0.9 | 0.9 | 0.9 | 0.9 | 0.9 | 0.9 | 0.9
0.58288 | Diversity Factor: 0.58 | Uncompensated |  | Reactive Power |  |  | MVAr | 5.8775 |  | 5.8775 | 5.8775 | 5.8775 | 5.8775 | 5.8775 | 5.8775 | 5.8775 | 5.8775 | 5.8775 | 5.8775 | 5.8775 | 5.8775 | 5.8775 | 5.8775 | 5.8775 | 5.8775 | 5.8775 | 5.8775 | 5.8775 | 5.8775 | 5.8775 | 5.8775 | 5.8775 | 5.8775 | 5.8775
|  |  |  | PF |  |  |  | 0.9 |  | 0.9 | 0.9 | 0.9 | 0.9 | 0.9 | 0.9 | 0.9 | 0.9 | 0.9 | 0.9 | 0.9 | 0.9 | 0.9 | 0.9 | 0.9 | 0.9 | 0.9 | 0.9 | 0.9 | 0.9 | 0.9 | 0.9 | 0.9 | 0.9 | 0.9
[10 empty] | 1 | 2 | 3 | 4 | 5 | 6 | 7 | 8 | 9 | 10 | 11 | 12 | 13 | 14 | 15 | 16 | 17 | 18 | 19 | 20 | 21 | 22 | 23 | 24 | 25
Transformer Load Detail
[7 empty] | Units | 13/14 |  | 14/15 | 15/16 | 16/17 | 17/18 | 18/19 | 19/20 | 20/21 | 21/22 | 22/23 | 23/24 | 24/25 | 25/26 | 26/27 | 27/28 | 28/29 | 29/30 | 30/31 | 31/32 | 32/33 | 33/34 | 34/35 | 35/36 | 36/37 | 37/38 | 38/39
| 0 | Compensated |  | Load (LV side) |  |  | Amps
|  |  |  | Apparent Power |  |  | MVA
|  |  |  | Real Power |  |  | MW
|  |  |  | Reactive Power |  |  | MVAr
|  |  |  | Capacitors In Service |  |  | MVAr
PF
| Zone Div: | Uncompensated |  | Reactive Power |  |  | MVAr
PF
| 0 | Compensated |  | Load (LV side) |  |  | Amps
|  |  |  | Apparent Power |  |  | MVA
|  |  |  | Real Power |  |  | MW
|  |  |  | Reactive Power |  |  | MVAr
|  |  |  | Capacitors In Service |  |  | MVAr
PF
| Zone Div: | Uncompensated |  | Reactive Power |  |  | MVAr
PF
| 0 | Compensated |  | Load (LV side) |  |  | Amps
|  |  |  | Apparent Power |  |  | MVA
|  |  |  | Real Power |  |  | MW
|  |  |  | Reactive Power |  |  | MVAr
|  |  |  | Capacitors In Service |  |  | MVAr
PF
| Zone Div: | Uncompensated |  | Reactive Power |  |  | MVAr
PF
| 0 | Compensated |  | Load (LV side) |  |  | Amps
|  |  |  | Apparent Power |  |  | MVA
|  |  |  | Real Power |  |  | MW
|  |  |  | Reactive Power |  |  | MVAr
|  |  |  | Capacitors In Service |  |  | MVAr
PF
| Zone Div: | Uncompensated |  | Reactive Power |  |  | MVAr
PF
| 0 | Compensated |  | Load (LV side) |  |  | Amps
|  |  |  | Apparent Power |  |  | MVA
|  |  |  | Real Power |  |  | MW
|  |  |  | Reactive Power |  |  | MVAr
|  |  |  | Capacitors In Service |  |  | MVAr
PF
| Zone Div: | Uncompensated |  | Reactive Power |  |  | MVAr
PF
| 0 | Compensated |  | Load (LV side) |  |  | Amps
|  |  |  | Apparent Power |  |  | MVA
|  |  |  | Real Power |  |  | MW
|  |  |  | Reactive Power |  |  | MVAr
|  |  |  | Capacitors In Service |  |  | MVAr
PF
| Zone Div: | Uncompensated |  | Reactive Power |  |  | MVAr
PF
| 0 | Compensated |  | Load (LV side) |  |  | Amps
|  |  |  | Apparent Power |  |  | MVA
|  |  |  | Real Power |  |  | MW
|  |  |  | Reactive Power |  |  | MVAr
|  |  |  | Capacitors In Service |  |  | MVAr
PF
| Zone Div: | Uncompensated |  | Reactive Power |  |  | MVAr
PF
| 0 | Compensated |  | Load (LV side) |  |  | Amps
|  |  |  | Apparent Power |  |  | MVA
|  |  |  | Real Power |  |  | MW
|  |  |  | Reactive Power |  |  | MVAr
|  |  |  | Capacitors In Service |  |  | MVAr
PF
| Zone Div: | Uncompensated |  | Reactive Power |  |  | MVAr
PF
| 0 | Compensated |  | Load (LV side) |  |  | Amps
|  |  |  | Apparent Power |  |  | MVA
|  |  |  | Real Power |  |  | MW
|  |  |  | Reactive Power |  |  | MVAr
|  |  |  | Capacitors In Service |  |  | MVAr
PF
| Zone Div: | Uncompensated |  | Reactive Power |  |  | MVAr
PF
| 0 | Compensated |  | Load (LV side) |  |  | Amps
|  |  |  | Apparent Power |  |  | MVA
|  |  |  | Real Power |  |  | MW
|  |  |  | Reactive Power |  |  | MVAr
|  |  |  | Capacitors In Service |  |  | MVAr
PF
| Zone Div: | Uncompensated |  | Reactive Power |  |  | MVAr
PF

## Customer27
| Customer27 | [16 empty] | 2015 | SUMMER
| Substation Total Loads | [33 empty] | Spots & Transfers Detail
| Historical Loads | MVA | [7 empty] | Weather Corrected Forecast Loads |  |  |  | MVA | [20 empty] | Spots & Transfers Summary | MVA |  | Historical Spots & Transfers | [6 empty] | Forecast Spots & Transfers
|  | 07/08 | 08/09 | 09/10 | 10/11 | 11/12 | 12/13 | 13/14 |  | 14/15 | 15/16 | 16/17 | 17/18 | 18/19 | 19/20 | 20/21 | 21/22 | 22/23 | 23/24 | 24/25 | 25/26 | 26/27 | 27/28 | 28/29 | 29/30 | 30/31 | 31/32 | 32/33 | 33/34 | 34/35 | 35/36 | 36/37 | 37/38 | 38/39 |  |  |  | 07/08 | 08/09 | 09/10 | 10/11 | 11/12 | 12/13 | 13/14 | 14/15 | 15/16 | 16/17 | 17/18 | 18/19 | 19/20 | 20/21 | 21/22 | 22/23 | 23/24 | 24/25 | 25/26 | 26/27 | 27/28 | 28/29 | 29/30 | 30/31 | 31/32 | 32/33 | 33/34 | 34/35 | 35/36 | 36/37 | 37/38 | 38/39
| Total | [6 empty] | 0.632 |  | 0.632 | 0.632 | 0.632 | 0.632 | 0.632 | 0.632 | 0.632 | 0.632 | 0.632 | 0.632 | 0.632 | 0.632 | 0.632 | 0.632 | 0.632 | 0.632 | 0.632 | 0.632 | 0.632 | 0.632 | 0.632 | 0.632 | 0.632 | 0.632 | 0.632 |  |  | Total | Historical Spots & Transfers 13/14: 5
Firm Rating
| Total Capacity | [36 empty] | 0 | 0 | 0 | 0 | 0 | 0 | 0 | 0 | 0 | 0 | 0 | 0 | 0 | 0 | 0 | 0 | 0 | 0 | 0 | 0 | 0 | 0 | 0 | 0 | 0 | 0 | 0 | 0 | 0 | 0 | 0 | 0
|  | -7 | -6 | -5 | -4 | -3 | -2 | -1 |  | 0 | 1 | 2 | 3 | 4 | 5 | 6 | 7 | 8 | 9 | 10 | 11 | 12 | 13 | 14 | 15 | 16 | 17 | 18 | 19 | 20 | 21 | 22 | 23 | 24 |  |  |  | 0 | 0 | 0 | 0 | 0 | 0 | 0 | 0 | 0 | 0 | 0 | 0 | 0 | 0 | 0 | 0 | 0 | 0 | 0 | 0 | 0 | 0 | 0 | 0 | 0 | 0 | 0 | 0 | 0 | 0 | 0 | 0
| Transformer Loads | [36 empty] | 0 | 0 | 0 | 0 | 0 | 0 | 0 | 0 | 0 | 0 | 0 | 0 | 0 | 0 | 0 | 0 | 0 | 0 | 0 | 0 | 0 | 0 | 0 | 0 | 0 | 0 | 0 | 0 | 0 | 0 | 0 | 0
| Historical Loads | MVA | [7 empty] | Weather Corrected Forecast Loads |  |  |  | MVA | [23 empty] | 0 | 0 | 0 | 0 | 0 | 0 | 0 | 0 | 0 | 0 | 0 | 0 | 0 | 0 | 0 | 0 | 0 | 0 | 0 | 0 | 0 | 0 | 0 | 0 | 0 | 0 | 0 | 0 | 0 | 0 | 0 | 0
|  | 07/08 | 08/09 | 09/10 | 10/11 | 11/12 | 12/13 | 13/14 |  | 14/15 | 15/16 | 16/17 | 17/18 | 18/19 | 19/20 | 20/21 | 21/22 | 22/23 | 23/24 | 24/25 | 25/26 | 26/27 | 27/28 | 28/29 | 29/30 | 30/31 | 31/32 | 32/33 | 33/34 | 34/35 | 35/36 | 36/37 | 37/38 | 38/39 |  |  |  | 0 | 0 | 0 | 0 | 0 | 0 | 0 | 0 | 0 | 0 | 0 | 0 | 0 | 0 | 0 | 0 | 0 | 0 | 0 | 0 | 0 | 0 | 0 | 0 | 0 | 0 | 0 | 0 | 0 | 0 | 0 | 0
| 0 | [36 empty] | 0 | 0 | 0 | 0 | 0 | 0 | 0 | 0 | 0 | 0 | 0 | 0 | 0 | 0 | 0 | 0 | 0 | 0 | 0 | 0 | 0 | 0 | 0 | 0 | 0 | 0 | 0 | 0 | 0 | 0 | 0 | 0
| Diversity Factor: 0 | [36 empty] | 0 | 0 | 0 | 0 | 0 | 0 | 0 | 0 | 0 | 0 | 0 | 0 | 0 | 0 | 0 | 0 | 0 | 0 | 0 | 0 | 0 | 0 | 0 | 0 | 0 | 0 | 0 | 0 | 0 | 0 | 0 | 0
[38 empty] | 0 | 0 | 0 | 0 | 0 | 0 | 0 | 0 | 0 | 0 | 0 | 0 | 0 | 0 | 0 | 0 | 0 | 0 | 0 | 0 | 0 | 0 | 0 | 0 | 0 | 0 | 0 | 0 | 0 | 0 | 0 | 0
[38 empty] | 0 | 0 | 0 | 0 | 0 | 0 | 0 | 0 | 0 | 0 | 0 | 0 | 0 | 0 | 0 | 0 | 0 | 0 | 0 | 0 | 0 | 0 | 0 | 0 | 0 | 0 | 0 | 0 | 0 | 0 | 0 | 0
| 0 | [36 empty] | 0 | 0 | 0 | 0 | 0 | 0 | 0 | 0 | 0 | 0 | 0 | 0 | 0 | 0 | 0 | 0 | 0 | 0 | 0 | 0 | 0 | 0 | 0 | 0 | 0 | 0 | 0 | 0 | 0 | 0 | 0 | 0
Diversity Factor: 0
[38 empty] | Historical Spots & Transfers | [6 empty] | Forecast Spots & Transfers
[35 empty] | Project Name | From | To | 07/08 | 08/09 | 09/10 | 10/11 | 11/12 | 12/13 | 13/14 | 14/15 | 15/16 | 16/17 | 17/18 | 18/19 | 19/20 | 20/21 | 21/22 | 22/23 | 23/24 | 24/25 | 25/26 | 26/27 | 27/28 | 28/29 | 29/30 | 30/31 | 31/32 | 32/33 | 33/34 | 34/35 | 35/36 | 36/37 | 37/38 | 38/39
| 0 | [33 empty] | Major Customer Connection |  | Austar 2 33kV | Historical Spots & Transfers 13/14: 5
Diversity Factor: 0
0
Diversity Factor: 0
0
Diversity Factor: 0
0
Diversity Factor: 0
0
Diversity Factor: 0
0
Diversity Factor: 0
0
Diversity Factor: 0
0
Diversity Factor: 0
| Weather Correction and Public Holiday Factors | [8 empty] | Forecast ROG
ROG Justification
| Actual loads for season 13/14 have been weather corrected by the following: | [6 empty] | 0% |  | N/A | [59 empty] | N/A
1 | 2 | 3 | 4 | 5 | 6 | 7 | 8 | 9 | 10 | 14/15 | 15/16 | 16/17 | 17/18 | 18/19 | 19/20 | 20/21 | 21/22 | 22/23 | 23/24 | 24/25 | 25/26 | 26/27 | 27/28 | 28/29 | 29/30 | 30/31 | 31/32 | 32/33 | 33/34 | 34/35 | 35/36 | 36/37 | 37/38 | 38/39
1 | 1 | 1 | 1 | 1 | 1 | 1 | 1 | 1 | 1 | 0% | 0% | 0% | 0% | 0% | 0% | 0% | 0% | 0% | 0% | 0% | 0% | 0% | 0% | 0% | 0% | 0% | 0% | 0% | 0% | 0% | 0% | 0% | 0% | 0%
Substation Load Detail
[7 empty] | Units | 13/14 |  | 14/15 | 15/16 | 16/17 | 17/18 | 18/19 | 19/20 | 20/21 | 21/22 | 22/23 | 23/24 | 24/25 | 25/26 | 26/27 | 27/28 | 28/29 | 29/30 | 30/31 | 31/32 | 32/33 | 33/34 | 34/35 | 35/36 | 36/37 | 37/38 | 38/39
1 | Customer27 | Compensated |  | Load (LV side) |  |  | Amps | 11 |  | 11 | 11 | 11 | 11 | 11 | 11 | 11 | 11 | 11 | 11 | 11 | 11 | 11 | 11 | 11 | 11 | 11 | 11 | 11 | 11 | 11 | 11 | 11 | 11 | 11
|  |  |  | Apparent Power |  |  | MVA | 0.632 |  | 0.632 | 0.632 | 0.632 | 0.632 | 0.632 | 0.632 | 0.632 | 0.632 | 0.632 | 0.632 | 0.632 | 0.632 | 0.632 | 0.632 | 0.632 | 0.632 | 0.632 | 0.632 | 0.632 | 0.632 | 0.632 | 0.632 | 0.632 | 0.632 | 0.632
|  |  |  | Real Power |  |  | MW | 0.5688 |  | 0.5688 | 0.5688 | 0.5688 | 0.5688 | 0.5688 | 0.5688 | 0.5688 | 0.5688 | 0.5688 | 0.5688 | 0.5688 | 0.5688 | 0.5688 | 0.5688 | 0.5688 | 0.5688 | 0.5688 | 0.5688 | 0.5688 | 0.5688 | 0.5688 | 0.5688 | 0.5688 | 0.5688 | 0.5688
|  |  |  | Reactive Power |  |  | MVAr | 0.27548 |  | 0.27548 | 0.27548 | 0.27548 | 0.27548 | 0.27548 | 0.27548 | 0.27548 | 0.27548 | 0.27548 | 0.27548 | 0.27548 | 0.27548 | 0.27548 | 0.27548 | 0.27548 | 0.27548 | 0.27548 | 0.27548 | 0.27548 | 0.27548 | 0.27548 | 0.27548 | 0.27548 | 0.27548 | 0.27548
|  |  |  | Capacitors In Service |  |  | MVAr | 0 |  | 0 | 0 | 0 | 0 | 0 | 0 | 0 | 0 | 0 | 0 | 0 | 0 | 0 | 0 | 0 | 0 | 0 | 0 | 0 | 0 | 0 | 0 | 0 | 0 | 0
|  |  |  | PF |  |  |  | 0.9 |  | 0.9 | 0.9 | 0.9 | 0.9 | 0.9 | 0.9 | 0.9 | 0.9 | 0.9 | 0.9 | 0.9 | 0.9 | 0.9 | 0.9 | 0.9 | 0.9 | 0.9 | 0.9 | 0.9 | 0.9 | 0.9 | 0.9 | 0.9 | 0.9 | 0.9
0.9462 | Diversity Factor: 0.95 | Uncompensated |  | Reactive Power |  |  | MVAr | 0.27548 |  | 0.27548 | 0.27548 | 0.27548 | 0.27548 | 0.27548 | 0.27548 | 0.27548 | 0.27548 | 0.27548 | 0.27548 | 0.27548 | 0.27548 | 0.27548 | 0.27548 | 0.27548 | 0.27548 | 0.27548 | 0.27548 | 0.27548 | 0.27548 | 0.27548 | 0.27548 | 0.27548 | 0.27548 | 0.27548
|  |  |  | PF |  |  |  | 0.9 |  | 0.9 | 0.9 | 0.9 | 0.9 | 0.9 | 0.9 | 0.9 | 0.9 | 0.9 | 0.9 | 0.9 | 0.9 | 0.9 | 0.9 | 0.9 | 0.9 | 0.9 | 0.9 | 0.9 | 0.9 | 0.9 | 0.9 | 0.9 | 0.9 | 0.9
[10 empty] | 1 | 2 | 3 | 4 | 5 | 6 | 7 | 8 | 9 | 10 | 11 | 12 | 13 | 14 | 15 | 16 | 17 | 18 | 19 | 20 | 21 | 22 | 23 | 24 | 25
Transformer Load Detail
[7 empty] | Units | 13/14 |  | 14/15 | 15/16 | 16/17 | 17/18 | 18/19 | 19/20 | 20/21 | 21/22 | 22/23 | 23/24 | 24/25 | 25/26 | 26/27 | 27/28 | 28/29 | 29/30 | 30/31 | 31/32 | 32/33 | 33/34 | 34/35 | 35/36 | 36/37 | 37/38 | 38/39
| 0 | Compensated |  | Load (LV side) |  |  | Amps
|  |  |  | Apparent Power |  |  | MVA
|  |  |  | Real Power |  |  | MW
|  |  |  | Reactive Power |  |  | MVAr
|  |  |  | Capacitors In Service |  |  | MVAr
PF
| Zone Div: | Uncompensated |  | Reactive Power |  |  | MVAr
PF
| 0 | Compensated |  | Load (LV side) |  |  | Amps
|  |  |  | Apparent Power |  |  | MVA
|  |  |  | Real Power |  |  | MW
|  |  |  | Reactive Power |  |  | MVAr
|  |  |  | Capacitors In Service |  |  | MVAr
PF
| Zone Div: | Uncompensated |  | Reactive Power |  |  | MVAr
PF
| 0 | Compensated |  | Load (LV side) |  |  | Amps
|  |  |  | Apparent Power |  |  | MVA
|  |  |  | Real Power |  |  | MW
|  |  |  | Reactive Power |  |  | MVAr
|  |  |  | Capacitors In Service |  |  | MVAr
PF
| Zone Div: | Uncompensated |  | Reactive Power |  |  | MVAr
PF
| 0 | Compensated |  | Load (LV side) |  |  | Amps
|  |  |  | Apparent Power |  |  | MVA
|  |  |  | Real Power |  |  | MW
|  |  |  | Reactive Power |  |  | MVAr
|  |  |  | Capacitors In Service |  |  | MVAr
PF
| Zone Div: | Uncompensated |  | Reactive Power |  |  | MVAr
PF
| 0 | Compensated |  | Load (LV side) |  |  | Amps
|  |  |  | Apparent Power |  |  | MVA
|  |  |  | Real Power |  |  | MW
|  |  |  | Reactive Power |  |  | MVAr
|  |  |  | Capacitors In Service |  |  | MVAr
PF
| Zone Div: | Uncompensated |  | Reactive Power |  |  | MVAr
PF
| 0 | Compensated |  | Load (LV side) |  |  | Amps
|  |  |  | Apparent Power |  |  | MVA
|  |  |  | Real Power |  |  | MW
|  |  |  | Reactive Power |  |  | MVAr
|  |  |  | Capacitors In Service |  |  | MVAr
PF
| Zone Div: | Uncompensated |  | Reactive Power |  |  | MVAr
PF
| 0 | Compensated |  | Load (LV side) |  |  | Amps
|  |  |  | Apparent Power |  |  | MVA
|  |  |  | Real Power |  |  | MW
|  |  |  | Reactive Power |  |  | MVAr
|  |  |  | Capacitors In Service |  |  | MVAr
PF
| Zone Div: | Uncompensated |  | Reactive Power |  |  | MVAr
PF
| 0 | Compensated |  | Load (LV side) |  |  | Amps
|  |  |  | Apparent Power |  |  | MVA
|  |  |  | Real Power |  |  | MW
|  |  |  | Reactive Power |  |  | MVAr
|  |  |  | Capacitors In Service |  |  | MVAr
PF
| Zone Div: | Uncompensated |  | Reactive Power |  |  | MVAr
PF
| 0 | Compensated |  | Load (LV side) |  |  | Amps
|  |  |  | Apparent Power |  |  | MVA
|  |  |  | Real Power |  |  | MW
|  |  |  | Reactive Power |  |  | MVAr
|  |  |  | Capacitors In Service |  |  | MVAr
PF
| Zone Div: | Uncompensated |  | Reactive Power |  |  | MVAr
PF
| 0 | Compensated |  | Load (LV side) |  |  | Amps
|  |  |  | Apparent Power |  |  | MVA
|  |  |  | Real Power |  |  | MW
|  |  |  | Reactive Power |  |  | MVAr
|  |  |  | Capacitors In Service |  |  | MVAr
PF
| Zone Div: | Uncompensated |  | Reactive Power |  |  | MVAr
PF

## Cessnock 33_11kV
| Cessnock 33_11kV | [16 empty] | 2015 | SUMMER
| Substation Total Loads | [33 empty] | Spots & Transfers Detail
| Historical Loads | (11kV MVA) | [7 empty] | Weather Corrected Forecast Loads |  |  |  | (11kV MVA) | [20 empty] | Spots & Transfers Summary | (11kV MVA) |  | Historical Spots & Transfers | [6 empty] | Forecast Spots & Transfers
|  | 07/08 | 08/09 | 09/10 | 10/11 | 11/12 | 12/13 | 13/14 |  | 14/15 | 15/16 | 16/17 | 17/18 | 18/19 | 19/20 | 20/21 | 21/22 | 22/23 | 23/24 | 24/25 | 25/26 | 26/27 | 27/28 | 28/29 | 29/30 | 30/31 | 31/32 | 32/33 | 33/34 | 34/35 | 35/36 | 36/37 | 37/38 | 38/39 |  |  |  | 07/08 | 08/09 | 09/10 | 10/11 | 11/12 | 12/13 | 13/14 | 14/15 | 15/16 | 16/17 | 17/18 | 18/19 | 19/20 | 20/21 | 21/22 | 22/23 | 23/24 | 24/25 | 25/26 | 26/27 | 27/28 | 28/29 | 29/30 | 30/31 | 31/32 | 32/33 | 33/34 | 34/35 | 35/36 | 36/37 | 37/38 | 38/39
| Total | 26.432 | 29.405 | 28.5 | 24.544 | 17.513 | 22.573 | 18.486 |  | 19.3308 | 18.267 | 17.6309 | 17.3519 | 17.4078 | 17.6572 | 18.0714 | 18.4897 | 18.85 | 19.2503 | 19.6202 | 20.0383 | 20.4626 | 20.9159 | 21.3895 | 21.865 | 22.3428 | 22.8306 | 23.3283 | 23.8363 | 24.3545 | 24.8831 | 25.4222 | 25.8935 | 26.4461 |  |  | Total | 0 | 0.53157 | -0.99073 | -0.10459 | -0.14264 | -0.13422 | -1.4483 | -0.17795 | -0.095456 | -0.026592 | 0.015535 | 0.057331 | 0.25576 | 0.42451 | 0.42809 | 0.36844 | 0.40888 | 0.3776 | 0.4264 | 0.43237 | 0.46164 | 0.48185 | 0.48338 | 0.48543 | 0.49516 | 0.50501 | 0.51499 | 0.52511 | 0.53536 | 0.54574 | 0.55626 | 0.56692
| Firm Rating | 0 | 0 | 22.86 | 22.86 | 22.86 | 22.86 | 22.86 |  | 22.86 | 22.86 | 22.86 | 22.86 | 22.86 | 22.86 | 22.86 | 22.86 | 22.86 | 22.86 | 22.86 | 22.86 | 22.86 | 22.86 | 22.86 | 22.86 | 22.86 | 22.86 | 22.86 | 22.86 | 22.86 | 22.86 | 22.86 | 22.86 | 22.86
| Total Capacity | 0 | 0 | 44.81 | 44.81 | 44.81 | 31.01 | 31.02 |  | 31.02 | 31.02 | 31.02 | 31.02 | 31.02 | 31.02 | 31.02 | 31.02 | 31.02 | 31.02 | 31.02 | 31.02 | 31.02 | 31.02 | 31.02 | 31.02 | 31.02 | 31.02 | 31.02 | 31.02 | 31.02 | 31.02 | 31.02 | 31.02 | 31.02 |  |  | Cessnock 33_11kV Tx1 | 0 | 0.26578 | -0.49537 | -0.052295 | -0.07132 | -0.06711 | -0.72417 | -0.088974 | -0.047728 | -0.013296 | 0.0077675 | 0.028666 | 0.12788 | 0.21226 | 0.21405 | 0.18422 | 0.20444 | 0.1888 | 0.2132 | 0.21619 | 0.23082 | 0.24092 | 0.24169 | 0.24271 | 0.24758 | 0.25251 | 0.2575 | 0.26255 | 0.26768 | 0.27287 | 0.27813 | 0.28346
|  | -7 | -6 | -5 | -4 | -3 | -2 | -1 |  | 0 | 1 | 2 | 3 | 4 | 5 | 6 | 7 | 8 | 9 | 10 | 11 | 12 | 13 | 14 | 15 | 16 | 17 | 18 | 19 | 20 | 21 | 22 | 23 | 24 |  |  | Cessnock 33_11kV Tx2 | 0 | 0.26578 | -0.49537 | -0.052295 | -0.07132 | -0.06711 | -0.72417 | -0.088974 | -0.047728 | -0.013296 | 0.0077675 | 0.028666 | 0.12788 | 0.21226 | 0.21405 | 0.18422 | 0.20444 | 0.1888 | 0.2132 | 0.21619 | 0.23082 | 0.24092 | 0.24169 | 0.24271 | 0.24758 | 0.25251 | 0.2575 | 0.26255 | 0.26768 | 0.27287 | 0.27813 | 0.28346
| Transformer Loads | [36 empty] | 0 | 0 | 0 | 0 | 0 | 0 | 0 | 0 | 0 | 0 | 0 | 0 | 0 | 0 | 0 | 0 | 0 | 0 | 0 | 0 | 0 | 0 | 0 | 0 | 0 | 0 | 0 | 0 | 0 | 0 | 0 | 0
| Historical Loads | (11kV MVA) | [7 empty] | 0: Weather Corrected Forecast Loads; 4: (11kV MVA) |  |  |  | 0 | 0 | 0 | 0 | 0 | 0 | 0 | 0 | 0 | 0 | 0 | 0 | 0 | 0 | 0 | 0 | 0 | 0 | 0 | 0 | 0 | 0 | 0 | 0 | 0 | 0 | 0 | 0 | 0 | 0 | 0 | 0
|  | 07/08 | 08/09 | 09/10 | 10/11 | 11/12 | 12/13 | 13/14 |  | 14/15 | 15/16 | 16/17 | 17/18 | 18/19 | 19/20 | 20/21 | 21/22 | 22/23 | 23/24 | 24/25 | 25/26 | 26/27 | 27/28 | 28/29 | 29/30 | 30/31 | 31/32 | 32/33 | 33/34 | 34/35 | 35/36 | 36/37 | 37/38 | 38/39 |  |  |  | 0 | 0 | 0 | 0 | 0 | 0 | 0 | 0 | 0 | 0 | 0 | 0 | 0 | 0 | 0 | 0 | 0 | 0 | 0 | 0 | 0 | 0 | 0 | 0 | 0 | 0 | 0 | 0 | 0 | 0 | 0 | 0
| 0 | [36 empty] | 0 | 0 | 0 | 0 | 0 | 0 | 0 | 0 | 0 | 0 | 0 | 0 | 0 | 0 | 0 | 0 | 0 | 0 | 0 | 0 | 0 | 0 | 0 | 0 | 0 | 0 | 0 | 0 | 0 | 0 | 0 | 0
| Diversity Factor: 0 | [36 empty] | 0 | 0 | 0 | 0 | 0 | 0 | 0 | 0 | 0 | 0 | 0 | 0 | 0 | 0 | 0 | 0 | 0 | 0 | 0 | 0 | 0 | 0 | 0 | 0 | 0 | 0 | 0 | 0 | 0 | 0 | 0 | 0
[38 empty] | 0 | 0 | 0 | 0 | 0 | 0 | 0 | 0 | 0 | 0 | 0 | 0 | 0 | 0 | 0 | 0 | 0 | 0 | 0 | 0 | 0 | 0 | 0 | 0 | 0 | 0 | 0 | 0 | 0 | 0 | 0 | 0
[38 empty] | 0 | 0 | 0 | 0 | 0 | 0 | 0 | 0 | 0 | 0 | 0 | 0 | 0 | 0 | 0 | 0 | 0 | 0 | 0 | 0 | 0 | 0 | 0 | 0 | 0 | 0 | 0 | 0 | 0 | 0 | 0 | 0
| 0 | [36 empty] | 0 | 0 | 0 | 0 | 0 | 0 | 0 | 0 | 0 | 0 | 0 | 0 | 0 | 0 | 0 | 0 | 0 | 0 | 0 | 0 | 0 | 0 | 0 | 0 | 0 | 0 | 0 | 0 | 0 | 0 | 0 | 0
Diversity Factor: 0
[38 empty] | Historical Spots & Transfers | [6 empty] | Forecast Spots & Transfers
[35 empty] | Project Name | From | To | 07/08 | 08/09 | 09/10 | 10/11 | 11/12 | 12/13 | 13/14 | 14/15 | 15/16 | 16/17 | 17/18 | 18/19 | 19/20 | 20/21 | 21/22 | 22/23 | 23/24 | 24/25 | 25/26 | 26/27 | 27/28 | 28/29 | 29/30 | 30/31 | 31/32 | 32/33 | 33/34 | 34/35 | 35/36 | 36/37 | 37/38 | 38/39
| 0 | [33 empty] | Broad based demand management |  | Cessnock 33_11kV Tx1 | 0 | 0 | 0 | 0 | 0 | 0 | 0 | -0.038352 | 0 | 0 | -0.016293 | 0 | 0 | 0 | 0 | 0 | 0 | 0 | 0 | 0 | 0 | 0 | 0 | 0 | 0 | 0 | 0 | 0 | 0 | 0 | 0 | 0
| Diversity Factor: 0 | [33 empty] | Broad based demand management |  | Cessnock 33_11kV Tx2 | 0 | 0 | 0 | 0 | 0 | 0 | 0 | -0.038352 | 0 | 0 | -0.016293 | 0 | 0 | 0 | 0 | 0 | 0 | 0 | 0 | 0 | 0 | 0 | 0 | 0 | 0 | 0 | 0 | 0 | 0 | 0 | 0 | 0
[35 empty] | DNP_ID: 2003. to Nulkaba (Lightfoot St) | Cessnock 33_11kV Tx1 | Nulkaba 33_11kV Tx1 | 0 | 0 | 0.13157 | 0 | 0 | 0 | 0 | 0 | 0 | 0 | 0 | 0 | 0 | 0 | 0 | 0 | 0 | 0 | 0 | 0 | 0 | 0 | 0 | 0 | 0 | 0 | 0 | 0 | 0 | 0 | 0 | 0
[35 empty] | DNP_ID: 2003. to Nulkaba (Lightfoot St) | Cessnock 33_11kV Tx1 | Nulkaba 33_11kV Tx2 | 0 | 0 | 0.11611 | 0 | 0 | 0 | 0 | 0 | 0 | 0 | 0 | 0 | 0 | 0 | 0 | 0 | 0 | 0 | 0 | 0 | 0 | 0 | 0 | 0 | 0 | 0 | 0 | 0 | 0 | 0 | 0 | 0
| 0 | [33 empty] | DNP_ID: 2003. to Nulkaba (Lightfoot St) | Cessnock 33_11kV Tx2 | Nulkaba 33_11kV Tx1 | 0 | 0 | 0.13157 | 0 | 0 | 0 | 0 | 0 | 0 | 0 | 0 | 0 | 0 | 0 | 0 | 0 | 0 | 0 | 0 | 0 | 0 | 0 | 0 | 0 | 0 | 0 | 0 | 0 | 0 | 0 | 0 | 0
| Diversity Factor: 0 | [33 empty] | DNP_ID: 2003. to Nulkaba (Lightfoot St) | Cessnock 33_11kV Tx2 | Nulkaba 33_11kV Tx2 | 0 | 0 | 0.11611 | 0 | 0 | 0 | 0 | 0 | 0 | 0 | 0 | 0 | 0 | 0 | 0 | 0 | 0 | 0 | 0 | 0 | 0 | 0 | 0 | 0 | 0 | 0 | 0 | 0 | 0 | 0 | 0 | 0
[35 empty] | DNP_ID: 2010. From Cessnock to Nulkaba (Lightfoot St) | Cessnock 33_11kV Tx1 | Nulkaba 33_11kV Tx1 | 0 | 0 | 0.13157 | 0 | 0 | 0 | 0 | 0 | 0 | 0 | 0 | 0 | 0 | 0 | 0 | 0 | 0 | 0 | 0 | 0 | 0 | 0 | 0 | 0 | 0 | 0 | 0 | 0 | 0 | 0 | 0 | 0
[35 empty] | DNP_ID: 2010. From Cessnock to Nulkaba (Lightfoot St) | Cessnock 33_11kV Tx1 | Nulkaba 33_11kV Tx2 | 0 | 0 | 0.11611 | 0 | 0 | 0 | 0 | 0 | 0 | 0 | 0 | 0 | 0 | 0 | 0 | 0 | 0 | 0 | 0 | 0 | 0 | 0 | 0 | 0 | 0 | 0 | 0 | 0 | 0 | 0 | 0 | 0
| 0 | [33 empty] | DNP_ID: 2010. From Cessnock to Nulkaba (Lightfoot St) | Cessnock 33_11kV Tx2 | Nulkaba 33_11kV Tx1 | 0 | 0 | 0.13157 | 0 | 0 | 0 | 0 | 0 | 0 | 0 | 0 | 0 | 0 | 0 | 0 | 0 | 0 | 0 | 0 | 0 | 0 | 0 | 0 | 0 | 0 | 0 | 0 | 0 | 0 | 0 | 0 | 0
| Diversity Factor: 0 | [33 empty] | DNP_ID: 2010. From Cessnock to Nulkaba (Lightfoot St) | Cessnock 33_11kV Tx2 | Nulkaba 33_11kV Tx2 | 0 | 0 | 0.11611 | 0 | 0 | 0 | 0 | 0 | 0 | 0 | 0 | 0 | 0 | 0 | 0 | 0 | 0 | 0 | 0 | 0 | 0 | 0 | 0 | 0 | 0 | 0 | 0 | 0 | 0 | 0 | 0 | 0
[35 empty] | DNP_ID: 6618. 11kV Transfers from Cessnock to Nulkaba STAGE 1 - Aug Nulkaba Fdr 33578 | Cessnock 33_11kV Tx1 | Nulkaba 33_11kV Tx2 | 0 | 0 | 0 | 0 | 0 | 0 | 0.71447 | 0 | 0 | 0 | 0 | 0 | 0 | 0 | 0 | 0 | 0 | 0 | 0 | 0 | 0 | 0 | 0 | 0 | 0 | 0 | 0 | 0 | 0 | 0 | 0 | 0
[35 empty] | DNP_ID: 6618. 11kV Transfers from Cessnock to Nulkaba STAGE 1 - Aug Nulkaba Fdr 33578 | Cessnock 33_11kV Tx2 | Nulkaba 33_11kV Tx2 | 0 | 0 | 0 | 0 | 0 | 0 | 0.71447 | 0 | 0 | 0 | 0 | 0 | 0 | 0 | 0 | 0 | 0 | 0 | 0 | 0 | 0 | 0 | 0 | 0 | 0 | 0 | 0 | 0 | 0 | 0 | 0 | 0
| 0 | [33 empty] | HVCON_ID: 2000003. HP352-07 - BCB Plant |  | Cessnock 33_11kV Tx1 | 0 | 0.26578 | 0 | 0 | 0 | 0 | 0 | 0 | 0 | 0 | 0 | 0 | 0 | 0 | 0 | 0 | 0 | 0 | 0 | 0 | 0 | 0 | 0 | 0 | 0 | 0 | 0 | 0 | 0 | 0 | 0 | 0
| Diversity Factor: 0 | [33 empty] | HVCON_ID: 2000003. HP352-07 - BCB Plant |  | Cessnock 33_11kV Tx2 | 0 | 0.26578 | 0 | 0 | 0 | 0 | 0 | 0 | 0 | 0 | 0 | 0 | 0 | 0 | 0 | 0 | 0 | 0 | 0 | 0 | 0 | 0 | 0 | 0 | 0 | 0 | 0 | 0 | 0 | 0 | 0 | 0
[35 empty] | Econometric |  | Cessnock 33_11kV Tx1 | 0 | 0 | 0 | 0 | 0 | 0 | 0 | 0 | 0 | 0.084093 | 0.15732 | 0.21161 | 0.32228 | 0.35607 | 0.33671 | 0.31677 | 0.32115 | 0.32559 | 0.33008 | 0.33464 | 0.33925 | 0.34393 | 0.34867 | 0.35347 | 0.35833 | 0.36326 | 0.36825 | 0.37331 | 0.37843 | 0.38362 | 0.38888 | 0.39421
[35 empty] | Econometric |  | Cessnock 33_11kV Tx2 | 0 | 0 | 0 | 0 | 0 | 0 | 0 | 0 | 0 | 0.084093 | 0.15732 | 0.21161 | 0.32228 | 0.35607 | 0.33671 | 0.31677 | 0.32115 | 0.32559 | 0.33008 | 0.33464 | 0.33925 | 0.34393 | 0.34867 | 0.35347 | 0.35833 | 0.36326 | 0.36825 | 0.37331 | 0.37843 | 0.38362 | 0.38888 | 0.39421
| 0 | [33 empty] | Energy Efficiency |  | Cessnock 33_11kV Tx1 | 0 | 0 | 0 | 0 | 0 | 0 | 0 | -0.014562 | -0.0072819 | -0.05171 | -0.083141 | -0.1293 | -0.13789 | -0.084643 | -0.065448 | -0.07443 | -0.07224 | -0.083518 | -0.063614 | -0.06518 | -0.055162 | -0.049734 | -0.053706 | -0.057479 | -0.057479 | -0.057479 | -0.057479 | -0.057479 | -0.057479 | -0.057479 | -0.057479 | -0.057479
| Diversity Factor: 0 | [33 empty] | Energy Efficiency |  | Cessnock 33_11kV Tx2 | 0 | 0 | 0 | 0 | 0 | 0 | 0 | -0.014562 | -0.0072819 | -0.05171 | -0.083141 | -0.1293 | -0.13789 | -0.084643 | -0.065448 | -0.07443 | -0.07224 | -0.083518 | -0.063614 | -0.06518 | -0.055162 | -0.049734 | -0.053706 | -0.057479 | -0.057479 | -0.057479 | -0.057479 | -0.057479 | -0.057479 | -0.057479 | -0.057479 | -0.057479
[35 empty] | Solar PV |  | Cessnock 33_11kV Tx1 | 0 | 0 | 0 | -0.052295 | -0.07132 | -0.06711 | -0.009695 | -0.036059 | -0.040446 | -0.04568 | -0.050122 | -0.053643 | -0.056513 | -0.059168 | -0.057216 | -0.058125 | -0.044475 | -0.053272 | -0.053272 | -0.053272 | -0.053272 | -0.053272 | -0.053272 | -0.053272 | -0.053272 | -0.053272 | -0.053272 | -0.053272 | -0.053272 | -0.053272 | -0.053272 | -0.053272
[35 empty] | Solar PV |  | Cessnock 33_11kV Tx2 | 0 | 0 | 0 | -0.052295 | -0.07132 | -0.06711 | -0.009695 | -0.036059 | -0.040446 | -0.04568 | -0.050122 | -0.053643 | -0.056513 | -0.059168 | -0.057216 | -0.058125 | -0.044475 | -0.053272 | -0.053272 | -0.053272 | -0.053272 | -0.053272 | -0.053272 | -0.053272 | -0.053272 | -0.053272 | -0.053272 | -0.053272 | -0.053272 | -0.053272 | -0.053272 | -0.053272
0
Diversity Factor: 0
0
Diversity Factor: 0
0
Diversity Factor: 0
| Weather Correction and Public Holiday Factors | [8 empty] | Forecast ROG
ROG Justification
| Actual loads for season 13/14 have been weather corrected by the following: | [6 empty] | 21.09% |  | Rog Capped +/-5% | [59 empty] | Rog Capped +/-5%
1 | 2 | 3 | 4 | 5 | 6 | 7 | 8 | 9 | 10 | 14/15 | 15/16 | 16/17 | 17/18 | 18/19 | 19/20 | 20/21 | 21/22 | 22/23 | 23/24 | 24/25 | 25/26 | 26/27 | 27/28 | 28/29 | 29/30 | 30/31 | 31/32 | 32/33 | 33/34 | 34/35 | 35/36 | 36/37 | 37/38 | 38/39
0.95 | 0.9025 | 0.87242 | 0.85789 | 0.85789 | 0.85789 | 0.85789 | 0.85789 | 0.85789 | 0.85789 | -5% | -5% | -3.333% | -1.666% | 0% | 0% | 0% | 0% | 0% | 0% | 0% | 0% | 0% | 0% | 0% | 0% | 0% | 0% | 0% | 0% | 0% | 0% | 0% | 0% | 0%
Substation Load Detail
[7 empty] | Units | 13/14 |  | 14/15 | 15/16 | 16/17 | 17/18 | 18/19 | 19/20 | 20/21 | 21/22 | 22/23 | 23/24 | 24/25 | 25/26 | 26/27 | 27/28 | 28/29 | 29/30 | 30/31 | 31/32 | 32/33 | 33/34 | 34/35 | 35/36 | 36/37 | 37/38 | 38/39
1 | Cessnock 33_11kV | Compensated |  | Load (LV side) |  |  | Amps | 0 |  | 1014.604 | 958.769 | 925.3813 | 910.7401 | 913.6726 | 926.7607 | 948.5053 | 970.4578 | 989.3701 | 1010.376 | 1029.793 | 1051.737 | 1074.006 | 1097.802 | 1122.66 | 1147.616 | 1172.695 | 1198.294 | 1224.42 | 1251.079 | 1278.277 | 1306.022 | 1334.32 | 1359.057 | 1388.061
|  |  |  | Apparent Power |  |  | MVA | 18.486 | 20.71 | 19.3308 | 18.267 | 17.6309 | 17.3519 | 17.4078 | 17.6572 | 18.0714 | 18.4897 | 18.85 | 19.2503 | 19.6202 | 20.0383 | 20.4626 | 20.9159 | 21.3895 | 21.865 | 22.3428 | 22.8306 | 23.3283 | 23.8363 | 24.3545 | 24.8831 | 25.4222 | 25.8935 | 26.4461
|  |  |  | Real Power |  |  | MW | 18.3196 | 20.5236 | 19.3246 | 18.2654 | 17.6306 | 17.3519 | 17.4077 | 17.6568 | 18.0703 | 18.4873 | 18.8462 | 19.2445 | 19.6122 | 20.0276 | 20.4487 | 20.8984 | 21.3677 | 21.8385 | 22.3114 | 22.7937 | 23.2856 | 23.7872 | 24.2987 | 24.8201 | 25.3517 | 25.8935 | 26.4457
|  |  |  | Reactive Power |  |  | MVAr | 0 |  | 0.49144 | 0.24526 | 0.097731 | 0.032953 | 0.045932 | 0.10383 | 0.19994 | 0.29685 | 0.38026 | 0.47282 | 0.55831 | 0.65484 | 0.75272 | 0.85723 | 0.96632 | 1.0757 | 1.1856 | 1.2977 | 1.4121 | 1.5287 | 1.6475 | 1.7687 | 1.8923 | 0.01821 | 0.14655
|  |  |  | Capacitors In Service |  |  | MVAr | 2 |  | 4 | 4 | 4 | 4 | 4 | 4 | 4 | 4 | 4 | 4 | 4 | 4 | 4 | 4 | 4 | 4 | 4 | 4 | 4 | 4 | 4 | 4 | 4 | 6 | 6
|  |  |  | PF |  |  |  | 0.991 |  | 0.99968 | 0.99991 | 0.99998 | 1 | 1 | 0.99998 | 0.99994 | 0.99987 | 0.9998 | 0.9997 | 0.9996 | 0.99947 | 0.99932 | 0.99916 | 0.99898 | 0.99879 | 0.99859 | 0.99838 | 0.99817 | 0.99794 | 0.99771 | 0.99747 | 0.99723 | 1 | 0.99998
0.90095 | Diversity Factor: 0.9 | Uncompensated |  | Reactive Power |  |  | MVAr | 0 | 4.7723 | 4.4914 | 4.2453 | 4.0977 | 4.033 | 4.0459 | 4.1038 | 4.1999 | 4.2969 | 4.3803 | 4.4728 | 4.5583 | 4.6548 | 4.7527 | 4.8572 | 4.9663 | 5.0757 | 5.1856 | 5.2977 | 5.4121 | 5.5287 | 5.6475 | 5.7687 | 5.8923 | 6.0182 | 6.1466
|  |  |  | PF |  |  |  | 0.97144 |  | 0.97404 | 0.97404 | 0.97404 | 0.97404 | 0.97404 | 0.97404 | 0.97404 | 0.97404 | 0.97404 | 0.97404 | 0.97404 | 0.97404 | 0.97404 | 0.97404 | 0.97404 | 0.97404 | 0.97404 | 0.97404 | 0.97404 | 0.97404 | 0.97404 | 0.97404 | 0.97404 | 0.97404 | 0.97404
[10 empty] | 1 | 2 | 3 | 4 | 5 | 6 | 7 | 8 | 9 | 10 | 11 | 12 | 13 | 14 | 15 | 16 | 17 | 18 | 19 | 20 | 21 | 22 | 23 | 24 | 25
Transformer Load Detail
[7 empty] | Units | 13/14 |  | 14/15 | 15/16 | 16/17 | 17/18 | 18/19 | 19/20 | 20/21 | 21/22 | 22/23 | 23/24 | 24/25 | 25/26 | 26/27 | 27/28 | 28/29 | 29/30 | 30/31 | 31/32 | 32/33 | 33/34 | 34/35 | 35/36 | 36/37 | 37/38 | 38/39
| 0 | Compensated |  | Load (LV side) |  |  | Amps
|  |  |  | Apparent Power |  |  | MVA
|  |  |  | Real Power |  |  | MW
|  |  |  | Reactive Power |  |  | MVAr
|  |  |  | Capacitors In Service |  |  | MVAr
PF
| Zone Div: | Uncompensated |  | Reactive Power |  |  | MVAr
PF
| 0 | Compensated |  | Load (LV side) |  |  | Amps
|  |  |  | Apparent Power |  |  | MVA
|  |  |  | Real Power |  |  | MW
|  |  |  | Reactive Power |  |  | MVAr
|  |  |  | Capacitors In Service |  |  | MVAr
PF
| Zone Div: | Uncompensated |  | Reactive Power |  |  | MVAr
PF
| 0 | Compensated |  | Load (LV side) |  |  | Amps
|  |  |  | Apparent Power |  |  | MVA
|  |  |  | Real Power |  |  | MW
|  |  |  | Reactive Power |  |  | MVAr
|  |  |  | Capacitors In Service |  |  | MVAr
PF
| Zone Div: | Uncompensated |  | Reactive Power |  |  | MVAr
PF
| 0 | Compensated |  | Load (LV side) |  |  | Amps
|  |  |  | Apparent Power |  |  | MVA
|  |  |  | Real Power |  |  | MW
|  |  |  | Reactive Power |  |  | MVAr
|  |  |  | Capacitors In Service |  |  | MVAr
PF
| Zone Div: | Uncompensated |  | Reactive Power |  |  | MVAr
PF
| 0 | Compensated |  | Load (LV side) |  |  | Amps
|  |  |  | Apparent Power |  |  | MVA
|  |  |  | Real Power |  |  | MW
|  |  |  | Reactive Power |  |  | MVAr
|  |  |  | Capacitors In Service |  |  | MVAr
PF
| Zone Div: | Uncompensated |  | Reactive Power |  |  | MVAr
PF
| 0 | Compensated |  | Load (LV side) |  |  | Amps
|  |  |  | Apparent Power |  |  | MVA
|  |  |  | Real Power |  |  | MW
|  |  |  | Reactive Power |  |  | MVAr
|  |  |  | Capacitors In Service |  |  | MVAr
PF
| Zone Div: | Uncompensated |  | Reactive Power |  |  | MVAr
PF
| 0 | Compensated |  | Load (LV side) |  |  | Amps
|  |  |  | Apparent Power |  |  | MVA
|  |  |  | Real Power |  |  | MW
|  |  |  | Reactive Power |  |  | MVAr
|  |  |  | Capacitors In Service |  |  | MVAr
PF
| Zone Div: | Uncompensated |  | Reactive Power |  |  | MVAr
PF
| 0 | Compensated |  | Load (LV side) |  |  | Amps
|  |  |  | Apparent Power |  |  | MVA
|  |  |  | Real Power |  |  | MW
|  |  |  | Reactive Power |  |  | MVAr
|  |  |  | Capacitors In Service |  |  | MVAr
PF
| Zone Div: | Uncompensated |  | Reactive Power |  |  | MVAr
PF
| 0 | Compensated |  | Load (LV side) |  |  | Amps
|  |  |  | Apparent Power |  |  | MVA
|  |  |  | Real Power |  |  | MW
|  |  |  | Reactive Power |  |  | MVAr
|  |  |  | Capacitors In Service |  |  | MVAr
PF
| Zone Div: | Uncompensated |  | Reactive Power |  |  | MVAr
PF
| 0 | Compensated |  | Load (LV side) |  |  | Amps
|  |  |  | Apparent Power |  |  | MVA
|  |  |  | Real Power |  |  | MW
|  |  |  | Reactive Power |  |  | MVAr
|  |  |  | Capacitors In Service |  |  | MVAr
PF
| Zone Div: | Uncompensated |  | Reactive Power |  |  | MVAr
PF

## Kurri 132_11kV
| Kurri 132_11kV | [16 empty] | 2015 | SUMMER
[6 empty] | Zone commissioned |  | 2010-10-22
| Substation Total Loads | [33 empty] | Spots & Transfers Detail
| Historical Loads | (11kV MVA) | [7 empty] | Weather Corrected Forecast Loads |  |  |  | (11kV MVA) | [20 empty] | Spots & Transfers Summary | (11kV MVA) |  | Historical Spots & Transfers | [6 empty] | Forecast Spots & Transfers
|  | 07/08 | 08/09 | 09/10 | 10/11 | 11/12 | 12/13 | 13/14 |  | 14/15 | 15/16 | 16/17 | 17/18 | 18/19 | 19/20 | 20/21 | 21/22 | 22/23 | 23/24 | 24/25 | 25/26 | 26/27 | 27/28 | 28/29 | 29/30 | 30/31 | 31/32 | 32/33 | 33/34 | 34/35 | 35/36 | 36/37 | 37/38 | 38/39 |  |  |  | 07/08 | 08/09 | 09/10 | 10/11 | 11/12 | 12/13 | 13/14 | 14/15 | 15/16 | 16/17 | 17/18 | 18/19 | 19/20 | 20/21 | 21/22 | 22/23 | 23/24 | 24/25 | 25/26 | 26/27 | 27/28 | 28/29 | 29/30 | 30/31 | 31/32 | 32/33 | 33/34 | 34/35 | 35/36 | 36/37 | 37/38 | 38/39
| Total |  |  |  | 32.535 | 23.369 | 28.342 | 22.626 |  | 28.8934 | 27.6777 | 26.9056 | 26.4678 | 26.3482 | 26.3554 | 26.4951 | 26.6757 | 26.825 | 27.0056 | 27.155 | 27.3523 | 27.5533 | 27.7812 | 28.027 | 28.2718 | 28.5165 | 28.7685 | 29.0279 | 29.295 | 29.5697 | 29.8522 | 30.1426 | 30.4411 | 30.1548 |  |  | Total | 0 | 0 | 0 | 33.0259 | 0.80334 | -2.8109 | -0.0468 | 3.0709 | -0.093467 | -0.055473 | -0.090807 | -0.12235 | 0.0073135 | 0.14297 | 0.18466 | 0.15261 | 0.18463 | 0.15274 | 0.20154 | 0.20529 | 0.23259 | 0.2509 | 0.24976 | 0.24951 | 0.25692 | 0.26443 | 0.27205 | 0.27978 | 0.28762 | 0.29556 | 0.30362 | 0.3118
| Firm Rating | 0 | 0 | 0 | 60 | 60 | 60 | 60 |  | 60 | 60 | 60 | 60 | 60 | 60 | 60 | 60 | 60 | 60 | 60 | 60 | 60 | 60 | 60 | 60 | 60 | 60 | 60 | 60 | 60 | 60 | 60 | 60 | 60
| Total Capacity | 0 | 0 | 0 | 100 | 100 | 100 | 100 |  | 100 | 100 | 100 | 100 | 100 | 100 | 100 | 100 | 100 | 100 | 100 | 100 | 100 | 100 | 100 | 100 | 100 | 100 | 100 | 100 | 100 | 100 | 100 | 100 | 100 |  |  | Kurri 132_11kV Tx1 | 0 | 0 | 0 | 13.5447 | -0.036222 | -0.054961 | -0.019194 | -0.076736 | -0.038333 | -0.022751 | -0.037242 | -0.050177 | 0.0029995 | 0.058637 | 0.075735 | 0.06259 | 0.07572 | 0.062641 | 0.082655 | 0.084192 | 0.09539 | 0.1029 | 0.10243 | 0.10233 | 0.10537 | 0.10845 | 0.11158 | 0.11474 | 0.11796 | 0.12122 | 0.12452 | 0.12788
|  | -7 | -6 | -5 | -4 | -3 | -2 | -1 |  | 0 | 1 | 2 | 3 | 4 | 5 | 6 | 7 | 8 | 9 | 10 | 11 | 12 | 13 | 14 | 15 | 16 | 17 | 18 | 19 | 20 | 21 | 22 | 23 | 24 |  |  | Kurri 132_11kV Tx2 | 0 | 0 | 0 | 19.4812 | 0.83956 | -2.7559 | -0.027606 | 3.1476 | -0.055134 | -0.032722 | -0.053565 | -0.072169 | 0.0043141 | 0.084336 | 0.10893 | 0.090022 | 0.10891 | 0.090095 | 0.11888 | 0.12109 | 0.1372 | 0.148 | 0.14733 | 0.14718 | 0.15155 | 0.15598 | 0.16048 | 0.16504 | 0.16966 | 0.17435 | 0.1791 | 0.18392
| Transformer Loads | [36 empty] | 0 | 0 | 0 | 0 | 0 | 0 | 0 | 0 | 0 | 0 | 0 | 0 | 0 | 0 | 0 | 0 | 0 | 0 | 0 | 0 | 0 | 0 | 0 | 0 | 0 | 0 | 0 | 0 | 0 | 0 | 0 | 0
| Historical Loads | (11kV MVA) | [7 empty] | 0: Weather Corrected Forecast Loads; 4: (11kV MVA) |  |  |  | 0 | 0 | 0 | 0 | 0 | 0 | 0 | 0 | 0 | 0 | 0 | 0 | 0 | 0 | 0 | 0 | 0 | 0 | 0 | 0 | 0 | 0 | 0 | 0 | 0 | 0 | 0 | 0 | 0 | 0 | 0 | 0
|  | 07/08 | 08/09 | 09/10 | 10/11 | 11/12 | 12/13 | 13/14 |  | 14/15 | 15/16 | 16/17 | 17/18 | 18/19 | 19/20 | 20/21 | 21/22 | 22/23 | 23/24 | 24/25 | 25/26 | 26/27 | 27/28 | 28/29 | 29/30 | 30/31 | 31/32 | 32/33 | 33/34 | 34/35 | 35/36 | 36/37 | 37/38 | 38/39 |  |  |  | 0 | 0 | 0 | 0 | 0 | 0 | 0 | 0 | 0 | 0 | 0 | 0 | 0 | 0 | 0 | 0 | 0 | 0 | 0 | 0 | 0 | 0 | 0 | 0 | 0 | 0 | 0 | 0 | 0 | 0 | 0 | 0
| 0 | [36 empty] | 0 | 0 | 0 | 0 | 0 | 0 | 0 | 0 | 0 | 0 | 0 | 0 | 0 | 0 | 0 | 0 | 0 | 0 | 0 | 0 | 0 | 0 | 0 | 0 | 0 | 0 | 0 | 0 | 0 | 0 | 0 | 0
| Diversity Factor: 0 | [36 empty] | 0 | 0 | 0 | 0 | 0 | 0 | 0 | 0 | 0 | 0 | 0 | 0 | 0 | 0 | 0 | 0 | 0 | 0 | 0 | 0 | 0 | 0 | 0 | 0 | 0 | 0 | 0 | 0 | 0 | 0 | 0 | 0
[38 empty] | 0 | 0 | 0 | 0 | 0 | 0 | 0 | 0 | 0 | 0 | 0 | 0 | 0 | 0 | 0 | 0 | 0 | 0 | 0 | 0 | 0 | 0 | 0 | 0 | 0 | 0 | 0 | 0 | 0 | 0 | 0 | 0
[38 empty] | 0 | 0 | 0 | 0 | 0 | 0 | 0 | 0 | 0 | 0 | 0 | 0 | 0 | 0 | 0 | 0 | 0 | 0 | 0 | 0 | 0 | 0 | 0 | 0 | 0 | 0 | 0 | 0 | 0 | 0 | 0 | 0
| 0 | [36 empty] | 0 | 0 | 0 | 0 | 0 | 0 | 0 | 0 | 0 | 0 | 0 | 0 | 0 | 0 | 0 | 0 | 0 | 0 | 0 | 0 | 0 | 0 | 0 | 0 | 0 | 0 | 0 | 0 | 0 | 0 | 0 | 0
Diversity Factor: 0
[38 empty] | Historical Spots & Transfers | [6 empty] | Forecast Spots & Transfers
[35 empty] | Project Name | From | To | 07/08 | 08/09 | 09/10 | 10/11 | 11/12 | 12/13 | 13/14 | 14/15 | 15/16 | 16/17 | 17/18 | 18/19 | 19/20 | 20/21 | 21/22 | 22/23 | 23/24 | 24/25 | 25/26 | 26/27 | 27/28 | 28/29 | 29/30 | 30/31 | 31/32 | 32/33 | 33/34 | 34/35 | 35/36 | 36/37 | 37/38 | 38/39
| 0 | [33 empty] | Broad based demand management |  | Kurri 132_11kV Tx1 | 0 | 0 | 0 | 0 | 0 | 0 | 0 | -0.038247 | -0.0020303 | -0.0030454 | -0.0341 | -0.036545 | 0 | 0 | 0 | 0 | 0 | 0 | 0 | 0 | 0 | 0 | 0 | 0 | 0 | 0 | 0 | 0 | 0 | 0 | 0 | 0
| Diversity Factor: 0 | [33 empty] | Broad based demand management |  | Kurri 132_11kV Tx2 | 0 | 0 | 0 | 0 | 0 | 0 | 0 | -0.055011 | -0.0029201 | -0.0043802 | -0.049045 | -0.052563 | 0 | 0 | 0 | 0 | 0 | 0 | 0 | 0 | 0 | 0 | 0 | 0 | 0 | 0 | 0 | 0 | 0 | 0 | 0 | 0
[35 empty] | DNP_ID: 2008. To retire Kurri 33 | Kurri 33_11kV Tx1 | Kurri 132_11kV Tx1 | 0 | 0 | 0 | 4.1023 | 0 | 0 | 0 | 0 | 0 | 0 | 0 | 0 | 0 | 0 | 0 | 0 | 0 | 0 | 0 | 0 | 0 | 0 | 0 | 0 | 0 | 0 | 0 | 0 | 0 | 0 | 0 | 0
[35 empty] | DNP_ID: 2008. To retire Kurri 33 | Kurri 33_11kV Tx1 | Kurri 132_11kV Tx2 | 0 | 0 | 0 | 5.9003 | 0 | 0 | 0 | 0 | 0 | 0 | 0 | 0 | 0 | 0 | 0 | 0 | 0 | 0 | 0 | 0 | 0 | 0 | 0 | 0 | 0 | 0 | 0 | 0 | 0 | 0 | 0 | 0
| 0 | [33 empty] | DNP_ID: 2008. To retire Kurri 33 | Kurri 33_11kV Tx2 | Kurri 132_11kV Tx1 | 0 | 0 | 0 | 4.1023 | 0 | 0 | 0 | 0 | 0 | 0 | 0 | 0 | 0 | 0 | 0 | 0 | 0 | 0 | 0 | 0 | 0 | 0 | 0 | 0 | 0 | 0 | 0 | 0 | 0 | 0 | 0 | 0
| Diversity Factor: 0 | [33 empty] | DNP_ID: 2008. To retire Kurri 33 | Kurri 33_11kV Tx2 | Kurri 132_11kV Tx2 | 0 | 0 | 0 | 5.9003 | 0 | 0 | 0 | 0 | 0 | 0 | 0 | 0 | 0 | 0 | 0 | 0 | 0 | 0 | 0 | 0 | 0 | 0 | 0 | 0 | 0 | 0 | 0 | 0 | 0 | 0 | 0 | 0
[35 empty] | DNP_ID: 2008. To retire Kurri 33 | Kurri 33_11kV Tx3 | Kurri 132_11kV Tx1 | 0 | 0 | 0 | 4.1023 | 0 | 0 | 0 | 0 | 0 | 0 | 0 | 0 | 0 | 0 | 0 | 0 | 0 | 0 | 0 | 0 | 0 | 0 | 0 | 0 | 0 | 0 | 0 | 0 | 0 | 0 | 0 | 0
[35 empty] | DNP_ID: 2008. To retire Kurri 33 | Kurri 33_11kV Tx3 | Kurri 132_11kV Tx2 | 0 | 0 | 0 | 5.9003 | 0 | 0 | 0 | 0 | 0 | 0 | 0 | 0 | 0 | 0 | 0 | 0 | 0 | 0 | 0 | 0 | 0 | 0 | 0 | 0 | 0 | 0 | 0 | 0 | 0 | 0 | 0 | 0
| 0 | [33 empty] | DNP_ID: 7129. Kurri Feeder 80923 Temporary Load Transfer to Telarah 48010 and East Maitland 48017 | Kurri 132_11kV Tx2 | Telarah 33_11kV Tx1 | 0 | 0 | 0 | 0 | 0 | 1.467 | 0 | 0 | 0 | 0 | 0 | 0 | 0 | 0 | 0 | 0 | 0 | 0 | 0 | 0 | 0 | 0 | 0 | 0 | 0 | 0 | 0 | 0 | 0 | 0 | 0 | 0
| Diversity Factor: 0 | [33 empty] | DNP_ID: 7129. Kurri Feeder 80923 Temporary Load Transfer to Telarah 48010 and East Maitland 48017 | Kurri 132_11kV Tx2 | Telarah 33_11kV Tx2 | 0 | 0 | 0 | 0 | 0 | 1.467 | 0 | 0 | 0 | 0 | 0 | 0 | 0 | 0 | 0 | 0 | 0 | 0 | 0 | 0 | 0 | 0 | 0 | 0 | 0 | 0 | 0 | 0 | 0 | 0 | 0 | 0
[35 empty] | DNP_ID: 7129. Kurri Feeder 80923 Temporary Load Transfer to Telarah 48010 and East Maitland 48017 | Telarah 33_11kV Tx1 | Kurri 132_11kV Tx2 | 0 | 0 | 0 | 0 | 0 | 0 | 0 | 1.629 | 0 | 0 | 0 | 0 | 0 | 0 | 0 | 0 | 0 | 0 | 0 | 0 | 0 | 0 | 0 | 0 | 0 | 0 | 0 | 0 | 0 | 0 | 0 | 0
[35 empty] | DNP_ID: 7129. Kurri Feeder 80923 Temporary Load Transfer to Telarah 48010 and East Maitland 48017 | Telarah 33_11kV Tx2 | Kurri 132_11kV Tx2 | 0 | 0 | 0 | 0 | 0 | 0 | 0 | 1.629 | 0 | 0 | 0 | 0 | 0 | 0 | 0 | 0 | 0 | 0 | 0 | 0 | 0 | 0 | 0 | 0 | 0 | 0 | 0 | 0 | 0 | 0 | 0 | 0
| 0 | [33 empty] | HVCON_ID: 2000006. Steel Strapline |  | Kurri 132_11kV Tx1 | 0 | 0 | 0 | 1.1041 | 0 | 0 | 0 | 0 | 0 | 0 | 0 | 0 | 0 | 0 | 0 | 0 | 0 | 0 | 0 | 0 | 0 | 0 | 0 | 0 | 0 | 0 | 0 | 0 | 0 | 0 | 0 | 0
| Diversity Factor: 0 | [33 empty] | HVCON_ID: 2000006. Steel Strapline |  | Kurri 132_11kV Tx2 | 0 | 0 | 0 | 1.588 | 0 | 0 | 0 | 0 | 0 | 0 | 0 | 0 | 0 | 0 | 0 | 0 | 0 | 0 | 0 | 0 | 0 | 0 | 0 | 0 | 0 | 0 | 0 | 0 | 0 | 0 | 0 | 0
[35 empty] | HVCON_ID: 2000007. Coles Lang St HP83/10 |  | Kurri 132_11kV Tx1 | 0 | 0 | 0 | 0.18285 | 0 | 0 | 0 | 0 | 0 | 0 | 0 | 0 | 0 | 0 | 0 | 0 | 0 | 0 | 0 | 0 | 0 | 0 | 0 | 0 | 0 | 0 | 0 | 0 | 0 | 0 | 0 | 0
[35 empty] | HVCON_ID: 2000007. Coles Lang St HP83/10 |  | Kurri 132_11kV Tx2 | 0 | 0 | 0 | 0.26298 | 0 | 0 | 0 | 0 | 0 | 0 | 0 | 0 | 0 | 0 | 0 | 0 | 0 | 0 | 0 | 0 | 0 | 0 | 0 | 0 | 0 | 0 | 0 | 0 | 0 | 0 | 0 | 0
| 0 | [33 empty] | HVCON_ID: 2013177. Orica Ammonium Nitrate Emulsion Plant HV Connection |  | Kurri 132_11kV Tx2 | 0 | 0 | 0 | 0 | 0.44583 | 0 | 0 | 0 | 0 | 0 | 0 | 0 | 0 | 0 | 0 | 0 | 0 | 0 | 0 | 0 | 0 | 0 | 0 | 0 | 0 | 0 | 0 | 0 | 0 | 0 | 0 | 0
| Diversity Factor: 0 | [33 empty] | HVCON_ID: 2013178. Hunter Expressway Construction Facilities - Temporary load. |  | Kurri 132_11kV Tx2 | 0 | 0 | 0 | 0 | 0 | 0.25721 | 0 | 0 | 0 | 0 | 0 | 0 | 0 | 0 | 0 | 0 | 0 | 0 | 0 | 0 | 0 | 0 | 0 | 0 | 0 | 0 | 0 | 0 | 0 | 0 | 0 | 0
[35 empty] | HVCON_ID: 2013179. Kurri Coles Supermarket |  | Kurri 132_11kV Tx2 | 0 | 0 | 0 | 0 | 0.44583 | 0 | 0 | 0 | 0 | 0 | 0 | 0 | 0 | 0 | 0 | 0 | 0 | 0 | 0 | 0 | 0 | 0 | 0 | 0 | 0 | 0 | 0 | 0 | 0 | 0 | 0 | 0
[35 empty] | Econometric |  | Kurri 132_11kV Tx1 | 0 | 0 | 0 | 0 | 0 | 0 | 0 | 0 | 0 | 0.059838 | 0.10759 | 0.1404 | 0.16718 | 0.17846 | 0.17812 | 0.17343 | 0.17423 | 0.17698 | 0.17977 | 0.1826 | 0.18547 | 0.18838 | 0.19134 | 0.19433 | 0.19737 | 0.20045 | 0.20357 | 0.20674 | 0.20996 | 0.21322 | 0.21652 | 0.21988
| 0 | [33 empty] | Econometric |  | Kurri 132_11kV Tx2 | 0 | 0 | 0 | 0 | 0 | 0 | 0 | 0 | 0 | 0.086064 | 0.15474 | 0.20193 | 0.24045 | 0.25667 | 0.25619 | 0.24944 | 0.25059 | 0.25455 | 0.25856 | 0.26263 | 0.26676 | 0.27095 | 0.2752 | 0.2795 | 0.28387 | 0.2883 | 0.2928 | 0.29736 | 0.30198 | 0.30667 | 0.31142 | 0.31624
| Diversity Factor: 0 | [33 empty] | Energy Efficiency |  | Kurri 132_11kV Tx1 | 0 | 0 | 0 | 0 | 0 | 0 | 0 | -0.011316 | -0.0058248 | -0.045122 | -0.072961 | -0.1136 | -0.12159 | -0.075236 | -0.059272 | -0.067037 | -0.064997 | -0.074198 | -0.056973 | -0.058266 | -0.049939 | -0.045342 | -0.048762 | -0.051856 | -0.051856 | -0.051856 | -0.051856 | -0.051856 | -0.051856 | -0.051856 | -0.051856 | -0.051856
[35 empty] | Energy Efficiency |  | Kurri 132_11kV Tx2 | 0 | 0 | 0 | 0 | 0 | 0 | 0 | -0.016276 | -0.0083778 | -0.064898 | -0.10494 | -0.1634 | -0.17489 | -0.10821 | -0.085251 | -0.096419 | -0.093484 | -0.10672 | -0.081944 | -0.083804 | -0.071827 | -0.065215 | -0.070134 | -0.074585 | -0.074585 | -0.074585 | -0.074585 | -0.074585 | -0.074585 | -0.074585 | -0.074585 | -0.074585
[35 empty] | Solar PV |  | Kurri 132_11kV Tx1 | 0 | 0 | 0 | -0.049141 | -0.036222 | -0.054961 | -0.019194 | -0.027172 | -0.030478 | -0.034421 | -0.037769 | -0.040422 | -0.042585 | -0.044585 | -0.043115 | -0.0438 | -0.033514 | -0.040143 | -0.040143 | -0.040143 | -0.040143 | -0.040143 | -0.040143 | -0.040143 | -0.040143 | -0.040143 | -0.040143 | -0.040143 | -0.040143 | -0.040143 | -0.040143 | -0.040143
| 0 | [33 empty] | Solar PV |  | Kurri 132_11kV Tx2 | 0 | 0 | 0 | -0.070679 | -0.052098 | -0.079049 | -0.027606 | -0.039082 | -0.043836 | -0.049508 | -0.054323 | -0.058139 | -0.061249 | -0.064127 | -0.062012 | -0.062997 | -0.048202 | -0.057737 | -0.057737 | -0.057737 | -0.057737 | -0.057737 | -0.057737 | -0.057737 | -0.057737 | -0.057737 | -0.057737 | -0.057737 | -0.057737 | -0.057737 | -0.057737 | -0.057737
Diversity Factor: 0
0
Diversity Factor: 0
| Weather Correction and Public Holiday Factors | [8 empty] | Forecast ROG
ROG Justification
| Actual loads for season 13/14 have been weather corrected by the following: | [6 empty] | 22.09% |  | 7 year ROG ok | [59 empty] | 7 year ROG ok
1 | 2 | 3 | 4 | 5 | 6 | 7 | 8 | 9 | 10 | 14/15 | 15/16 | 16/17 | 17/18 | 18/19 | 19/20 | 20/21 | 21/22 | 22/23 | 23/24 | 24/25 | 25/26 | 26/27 | 27/28 | 28/29 | 29/30 | 30/31 | 31/32 | 32/33 | 33/34 | 34/35 | 35/36 | 36/37 | 37/38 | 38/39
0.9625 | 0.92641 | 0.90325 | 0.89196 | 0.89196 | 0.89196 | 0.89196 | 0.89196 | 0.89196 | 0.89196 | -3.75% | -3.75% | -2.5% | -1.25% | 0% | 0% | 0% | 0% | 0% | 0% | 0% | 0% | 0% | 0% | 0% | 0% | 0% | 0% | 0% | 0% | 0% | 0% | 0% | 0% | 0%
Substation Load Detail
[7 empty] | Units | 13/14 |  | 14/15 | 15/16 | 16/17 | 17/18 | 18/19 | 19/20 | 20/21 | 21/22 | 22/23 | 23/24 | 24/25 | 25/26 | 26/27 | 27/28 | 28/29 | 29/30 | 30/31 | 31/32 | 32/33 | 33/34 | 34/35 | 35/36 | 36/37 | 37/38 | 38/39
1 | Kurri 132_11kV | Compensated |  | Load (LV side) |  |  | Amps | 0 |  | 1516.511 | 1452.705 | 1412.176 | 1389.2 | 1382.923 | 1383.298 | 1390.634 | 1400.111 | 1407.945 | 1417.425 | 1425.27 | 1435.624 | 1446.174 | 1458.132 | 1471.035 | 1483.884 | 1496.726 | 1509.953 | 1523.571 | 1537.587 | 1552.006 | 1566.834 | 1582.076 | 1597.74 | 1582.716
|  |  |  | Apparent Power |  |  | MVA | 22.626 | 27.624 | 28.8934 | 27.6777 | 26.9056 | 26.4678 | 26.3482 | 26.3554 | 26.4951 | 26.6757 | 26.825 | 27.0056 | 27.155 | 27.3523 | 27.5533 | 27.7812 | 28.027 | 28.2718 | 28.5165 | 28.7685 | 29.0279 | 29.295 | 29.5697 | 29.8522 | 30.1426 | 30.4411 | 30.1548
|  |  |  | Real Power |  |  | MW | 21.673 | 26.4605 | 28.4012 | 27.2492 | 26.5164 | 26.1005 | 25.9869 | 25.9936 | 26.1265 | 26.298 | 26.4398 | 26.6113 | 26.7532 | 26.9405 | 27.1312 | 27.3473 | 27.5804 | 27.8124 | 28.0442 | 28.2829 | 28.5286 | 28.7813 | 29.0412 | 29.3085 | 29.583 | 29.8651 | 30.1548
|  |  |  | Reactive Power |  |  | MVAr | 0 |  | 5.3104 | 4.8516 | 4.5598 | 4.3942 | 4.3489 | 4.3516 | 4.4045 | 4.4728 | 4.5293 | 4.5976 | 4.6541 | 4.7287 | 4.8046 | 4.8907 | 4.9835 | 5.0759 | 5.1682 | 5.2633 | 5.3611 | 5.4618 | 5.5653 | 5.6717 | 5.7811 | 5.8934 | 0.008754
|  |  |  | Capacitors In Service |  |  | MVAr | 2.87 |  | 6 | 6 | 6 | 6 | 6 | 6 | 6 | 6 | 6 | 6 | 6 | 6 | 6 | 6 | 6 | 6 | 6 | 6 | 6 | 6 | 6 | 6 | 6 | 6 | 12
|  |  |  | PF |  |  |  | 0.95788 |  | 0.98296 | 0.98452 | 0.98553 | 0.98612 | 0.98628 | 0.98627 | 0.98608 | 0.98584 | 0.98564 | 0.9854 | 0.9852 | 0.98494 | 0.98468 | 0.98438 | 0.98406 | 0.98375 | 0.98344 | 0.98312 | 0.9828 | 0.98247 | 0.98213 | 0.98179 | 0.98143 | 0.98108 | 1
0.97798 | Diversity Factor: 0.98 | Uncompensated |  | Reactive Power |  |  | MVAr | 0 | 10.8027 | 11.3104 | 10.8516 | 10.5598 | 10.3942 | 10.3489 | 10.3516 | 10.4045 | 10.4728 | 10.5293 | 10.5976 | 10.6541 | 10.7287 | 10.8046 | 10.8907 | 10.9835 | 11.0759 | 11.1682 | 11.2633 | 11.3611 | 11.4618 | 11.5653 | 11.6717 | 11.7811 | 11.8934 | 12.0087
|  |  |  | PF |  |  |  | 0.91793 |  | 0.92904 | 0.92904 | 0.92904 | 0.92904 | 0.92904 | 0.92904 | 0.92904 | 0.92904 | 0.92904 | 0.92904 | 0.92904 | 0.92904 | 0.92904 | 0.92904 | 0.92904 | 0.92904 | 0.92904 | 0.92904 | 0.92904 | 0.92904 | 0.92904 | 0.92904 | 0.92904 | 0.92904 | 0.92904
[10 empty] | 1 | 2 | 3 | 4 | 5 | 6 | 7 | 8 | 9 | 10 | 11 | 12 | 13 | 14 | 15 | 16 | 17 | 18 | 19 | 20 | 21 | 22 | 23 | 24 | 25
Transformer Load Detail
[7 empty] | Units | 13/14 |  | 14/15 | 15/16 | 16/17 | 17/18 | 18/19 | 19/20 | 20/21 | 21/22 | 22/23 | 23/24 | 24/25 | 25/26 | 26/27 | 27/28 | 28/29 | 29/30 | 30/31 | 31/32 | 32/33 | 33/34 | 34/35 | 35/36 | 36/37 | 37/38 | 38/39
| 0 | Compensated |  | Load (LV side) |  |  | Amps
|  |  |  | Apparent Power |  |  | MVA
|  |  |  | Real Power |  |  | MW
|  |  |  | Reactive Power |  |  | MVAr
|  |  |  | Capacitors In Service |  |  | MVAr
PF
| Zone Div: | Uncompensated |  | Reactive Power |  |  | MVAr
PF
| 0 | Compensated |  | Load (LV side) |  |  | Amps
|  |  |  | Apparent Power |  |  | MVA
|  |  |  | Real Power |  |  | MW
|  |  |  | Reactive Power |  |  | MVAr
|  |  |  | Capacitors In Service |  |  | MVAr
PF
| Zone Div: | Uncompensated |  | Reactive Power |  |  | MVAr
PF
| 0 | Compensated |  | Load (LV side) |  |  | Amps
|  |  |  | Apparent Power |  |  | MVA
|  |  |  | Real Power |  |  | MW
|  |  |  | Reactive Power |  |  | MVAr
|  |  |  | Capacitors In Service |  |  | MVAr
PF
| Zone Div: | Uncompensated |  | Reactive Power |  |  | MVAr
PF
| 0 | Compensated |  | Load (LV side) |  |  | Amps
|  |  |  | Apparent Power |  |  | MVA
|  |  |  | Real Power |  |  | MW
|  |  |  | Reactive Power |  |  | MVAr
|  |  |  | Capacitors In Service |  |  | MVAr
PF
| Zone Div: | Uncompensated |  | Reactive Power |  |  | MVAr
PF
| 0 | Compensated |  | Load (LV side) |  |  | Amps
|  |  |  | Apparent Power |  |  | MVA
|  |  |  | Real Power |  |  | MW
|  |  |  | Reactive Power |  |  | MVAr
|  |  |  | Capacitors In Service |  |  | MVAr
PF
| Zone Div: | Uncompensated |  | Reactive Power |  |  | MVAr
PF
| 0 | Compensated |  | Load (LV side) |  |  | Amps
|  |  |  | Apparent Power |  |  | MVA
|  |  |  | Real Power |  |  | MW
|  |  |  | Reactive Power |  |  | MVAr
|  |  |  | Capacitors In Service |  |  | MVAr
PF
| Zone Div: | Uncompensated |  | Reactive Power |  |  | MVAr
PF
| 0 | Compensated |  | Load (LV side) |  |  | Amps
|  |  |  | Apparent Power |  |  | MVA
|  |  |  | Real Power |  |  | MW
|  |  |  | Reactive Power |  |  | MVAr
|  |  |  | Capacitors In Service |  |  | MVAr
PF
| Zone Div: | Uncompensated |  | Reactive Power |  |  | MVAr
PF
| 0 | Compensated |  | Load (LV side) |  |  | Amps
|  |  |  | Apparent Power |  |  | MVA
|  |  |  | Real Power |  |  | MW
|  |  |  | Reactive Power |  |  | MVAr
|  |  |  | Capacitors In Service |  |  | MVAr
PF
| Zone Div: | Uncompensated |  | Reactive Power |  |  | MVAr
PF
| 0 | Compensated |  | Load (LV side) |  |  | Amps
|  |  |  | Apparent Power |  |  | MVA
|  |  |  | Real Power |  |  | MW
|  |  |  | Reactive Power |  |  | MVAr
|  |  |  | Capacitors In Service |  |  | MVAr
PF
| Zone Div: | Uncompensated |  | Reactive Power |  |  | MVAr
PF
| 0 | Compensated |  | Load (LV side) |  |  | Amps
|  |  |  | Apparent Power |  |  | MVA
|  |  |  | Real Power |  |  | MW
|  |  |  | Reactive Power |  |  | MVAr
|  |  |  | Capacitors In Service |  |  | MVAr
PF
| Zone Div: | Uncompensated |  | Reactive Power |  |  | MVAr
PF

## Kurri 33_11kV
| Kurri 33_11kV | [16 empty] | 2015 | SUMMER
[6 empty] | Zone decommissioned |  | 2010-11-19
| Substation Total Loads | [33 empty] | Spots & Transfers Detail
| Historical Loads | (11kV MVA) | [7 empty] | Weather Corrected Forecast Loads |  |  |  | (11kV MVA) | [20 empty] | Spots & Transfers Summary | (11kV MVA) |  | Historical Spots & Transfers | [6 empty] | Forecast Spots & Transfers
|  | 07/08 | 08/09 | 09/10 | 10/11 | 11/12 | 12/13 | 13/14 |  | 14/15 | 15/16 | 16/17 | 17/18 | 18/19 | 19/20 | 20/21 | 21/22 | 22/23 | 23/24 | 24/25 | 25/26 | 26/27 | 27/28 | 28/29 | 29/30 | 30/31 | 31/32 | 32/33 | 33/34 | 34/35 | 35/36 | 36/37 | 37/38 | 38/39 |  |  |  | 07/08 | 08/09 | 09/10 | 10/11 | 11/12 | 12/13 | 13/14 | 14/15 | 15/16 | 16/17 | 17/18 | 18/19 | 19/20 | 20/21 | 21/22 | 22/23 | 23/24 | 24/25 | 25/26 | 26/27 | 27/28 | 28/29 | 29/30 | 30/31 | 31/32 | 32/33 | 33/34 | 34/35 | 35/36 | 36/37 | 37/38 | 38/39
| Total | 26.8 | 29.2 | 29.6 | 0 |  |  |  |  | 0 | 0 | 0 | 0 | 0 | 0 | 0 | 0 | 0 | 0 | 0 | 0 | 0 | 0 | 0 | 0 | 0 | 0 | 0 | 0 | 0 | 0 | 0 | 0 | 0 |  |  | Total | 0 | 0 | 0 | -32.6999 | 0 | 0 | 0 | 0 | 0 | 0 | 0 | 0 | 0 | 0 | 0 | 0 | 0 | 0 | 0 | 0 | 0 | 0 | 0 | 0 | 0 | 0 | 0 | 0 | 0 | 0 | 0 | 0
| Firm Rating | 0 | 0 | 30.2 | 0 | 0 | 0 | 0 |  | 0 | 0 | 0 | 0 | 0 | 0 | 0 | 0 | 0 | 0 | 0 | 0 | 0 | 0 | 0 | 0 | 0 | 0 | 0 | 0 | 0 | 0 | 0 | 0 | 0
| Total Capacity | 0 | 0 | 41.3 | 0 | 0 | 0 | 0 |  | 0 | 0 | 0 | 0 | 0 | 0 | 0 | 0 | 0 | 0 | 0 | 0 | 0 | 0 | 0 | 0 | 0 | 0 | 0 | 0 | 0 | 0 | 0 | 0 | 0 |  |  | Kurri 33_11kV Tx1 | 0 | 0 | 0 | -10.9 | 0 | 0 | 0 | 0 | 0 | 0 | 0 | 0 | 0 | 0 | 0 | 0 | 0 | 0 | 0 | 0 | 0 | 0 | 0 | 0 | 0 | 0 | 0 | 0 | 0 | 0 | 0 | 0
|  | -7 | -6 | -5 | -4 | -3 | -2 | -1 |  | 0 | 1 | 2 | 3 | 4 | 5 | 6 | 7 | 8 | 9 | 10 | 11 | 12 | 13 | 14 | 15 | 16 | 17 | 18 | 19 | 20 | 21 | 22 | 23 | 24 |  |  | Kurri 33_11kV Tx2 | 0 | 0 | 0 | -10.9 | 0 | 0 | 0 | 0 | 0 | 0 | 0 | 0 | 0 | 0 | 0 | 0 | 0 | 0 | 0 | 0 | 0 | 0 | 0 | 0 | 0 | 0 | 0 | 0 | 0 | 0 | 0 | 0
| Transformer Loads | [35 empty] | Kurri 33_11kV Tx3 | 0 | 0 | 0 | -10.9 | 0 | 0 | 0 | 0 | 0 | 0 | 0 | 0 | 0 | 0 | 0 | 0 | 0 | 0 | 0 | 0 | 0 | 0 | 0 | 0 | 0 | 0 | 0 | 0 | 0 | 0 | 0 | 0
| Historical Loads | (11kV MVA) | [7 empty] | Weather Corrected Forecast Loads |  |  |  | (11kV MVA) | [23 empty] | 0 | 0 | 0 | 0 | 0 | 0 | 0 | 0 | 0 | 0 | 0 | 0 | 0 | 0 | 0 | 0 | 0 | 0 | 0 | 0 | 0 | 0 | 0 | 0 | 0 | 0 | 0 | 0 | 0 | 0 | 0 | 0
|  | 07/08 | 08/09 | 09/10 | 10/11 | 11/12 | 12/13 | 13/14 |  | 14/15 | 15/16 | 16/17 | 17/18 | 18/19 | 19/20 | 20/21 | 21/22 | 22/23 | 23/24 | 24/25 | 25/26 | 26/27 | 27/28 | 28/29 | 29/30 | 30/31 | 31/32 | 32/33 | 33/34 | 34/35 | 35/36 | 36/37 | 37/38 | 38/39 |  |  |  | 0 | 0 | 0 | 0 | 0 | 0 | 0 | 0 | 0 | 0 | 0 | 0 | 0 | 0 | 0 | 0 | 0 | 0 | 0 | 0 | 0 | 0 | 0 | 0 | 0 | 0 | 0 | 0 | 0 | 0 | 0 | 0
| 0 | [36 empty] | 0 | 0 | 0 | 0 | 0 | 0 | 0 | 0 | 0 | 0 | 0 | 0 | 0 | 0 | 0 | 0 | 0 | 0 | 0 | 0 | 0 | 0 | 0 | 0 | 0 | 0 | 0 | 0 | 0 | 0 | 0 | 0
| Diversity Factor: 0 | [36 empty] | 0 | 0 | 0 | 0 | 0 | 0 | 0 | 0 | 0 | 0 | 0 | 0 | 0 | 0 | 0 | 0 | 0 | 0 | 0 | 0 | 0 | 0 | 0 | 0 | 0 | 0 | 0 | 0 | 0 | 0 | 0 | 0
[38 empty] | 0 | 0 | 0 | 0 | 0 | 0 | 0 | 0 | 0 | 0 | 0 | 0 | 0 | 0 | 0 | 0 | 0 | 0 | 0 | 0 | 0 | 0 | 0 | 0 | 0 | 0 | 0 | 0 | 0 | 0 | 0 | 0
[38 empty] | 0 | 0 | 0 | 0 | 0 | 0 | 0 | 0 | 0 | 0 | 0 | 0 | 0 | 0 | 0 | 0 | 0 | 0 | 0 | 0 | 0 | 0 | 0 | 0 | 0 | 0 | 0 | 0 | 0 | 0 | 0 | 0
| 0 | [36 empty] | 0 | 0 | 0 | 0 | 0 | 0 | 0 | 0 | 0 | 0 | 0 | 0 | 0 | 0 | 0 | 0 | 0 | 0 | 0 | 0 | 0 | 0 | 0 | 0 | 0 | 0 | 0 | 0 | 0 | 0 | 0 | 0
Diversity Factor: 0
[38 empty] | Historical Spots & Transfers | [6 empty] | Forecast Spots & Transfers
[35 empty] | Project Name | From | To | 07/08 | 08/09 | 09/10 | 10/11 | 11/12 | 12/13 | 13/14 | 14/15 | 15/16 | 16/17 | 17/18 | 18/19 | 19/20 | 20/21 | 21/22 | 22/23 | 23/24 | 24/25 | 25/26 | 26/27 | 27/28 | 28/29 | 29/30 | 30/31 | 31/32 | 32/33 | 33/34 | 34/35 | 35/36 | 36/37 | 37/38 | 38/39
| 0 | [33 empty] | DNP_ID: 2008. To retire Kurri 33 | Kurri 33_11kV Tx1 | Kurri 132_11kV Tx1 | 0 | 0 | 0 | 4.1023 | 0 | 0 | 0 | 0 | 0 | 0 | 0 | 0 | 0 | 0 | 0 | 0 | 0 | 0 | 0 | 0 | 0 | 0 | 0 | 0 | 0 | 0 | 0 | 0 | 0 | 0 | 0 | 0
| Diversity Factor: 0 | [33 empty] | DNP_ID: 2008. To retire Kurri 33 | Kurri 33_11kV Tx1 | Kurri 132_11kV Tx2 | 0 | 0 | 0 | 5.9003 | 0 | 0 | 0 | 0 | 0 | 0 | 0 | 0 | 0 | 0 | 0 | 0 | 0 | 0 | 0 | 0 | 0 | 0 | 0 | 0 | 0 | 0 | 0 | 0 | 0 | 0 | 0 | 0
[35 empty] | DNP_ID: 2008. To retire Kurri 33 | Kurri 33_11kV Tx2 | Kurri 132_11kV Tx1 | 0 | 0 | 0 | 4.1023 | 0 | 0 | 0 | 0 | 0 | 0 | 0 | 0 | 0 | 0 | 0 | 0 | 0 | 0 | 0 | 0 | 0 | 0 | 0 | 0 | 0 | 0 | 0 | 0 | 0 | 0 | 0 | 0
[35 empty] | DNP_ID: 2008. To retire Kurri 33 | Kurri 33_11kV Tx2 | Kurri 132_11kV Tx2 | 0 | 0 | 0 | 5.9003 | 0 | 0 | 0 | 0 | 0 | 0 | 0 | 0 | 0 | 0 | 0 | 0 | 0 | 0 | 0 | 0 | 0 | 0 | 0 | 0 | 0 | 0 | 0 | 0 | 0 | 0 | 0 | 0
| 0 | [33 empty] | DNP_ID: 2008. To retire Kurri 33 | Kurri 33_11kV Tx3 | Kurri 132_11kV Tx1 | 0 | 0 | 0 | 4.1023 | 0 | 0 | 0 | 0 | 0 | 0 | 0 | 0 | 0 | 0 | 0 | 0 | 0 | 0 | 0 | 0 | 0 | 0 | 0 | 0 | 0 | 0 | 0 | 0 | 0 | 0 | 0 | 0
| Diversity Factor: 0 | [33 empty] | DNP_ID: 2008. To retire Kurri 33 | Kurri 33_11kV Tx3 | Kurri 132_11kV Tx2 | 0 | 0 | 0 | 5.9003 | 0 | 0 | 0 | 0 | 0 | 0 | 0 | 0 | 0 | 0 | 0 | 0 | 0 | 0 | 0 | 0 | 0 | 0 | 0 | 0 | 0 | 0 | 0 | 0 | 0 | 0 | 0 | 0
[35 empty] | HVCON_ID: 2000005. Steel Strapline |  | Kurri 33_11kV Tx1 | 0 | 0 | 0 | -0.89738 | 0 | 0 | 0 | 0 | 0 | 0 | 0 | 0 | 0 | 0 | 0 | 0 | 0 | 0 | 0 | 0 | 0 | 0 | 0 | 0 | 0 | 0 | 0 | 0 | 0 | 0 | 0 | 0
[35 empty] | HVCON_ID: 2000005. Steel Strapline |  | Kurri 33_11kV Tx2 | 0 | 0 | 0 | -0.89738 | 0 | 0 | 0 | 0 | 0 | 0 | 0 | 0 | 0 | 0 | 0 | 0 | 0 | 0 | 0 | 0 | 0 | 0 | 0 | 0 | 0 | 0 | 0 | 0 | 0 | 0 | 0 | 0
| 0 | [33 empty] | HVCON_ID: 2000005. Steel Strapline |  | Kurri 33_11kV Tx3 | 0 | 0 | 0 | -0.89738 | 0 | 0 | 0 | 0 | 0 | 0 | 0 | 0 | 0 | 0 | 0 | 0 | 0 | 0 | 0 | 0 | 0 | 0 | 0 | 0 | 0 | 0 | 0 | 0 | 0 | 0 | 0 | 0
Diversity Factor: 0
0
Diversity Factor: 0
0
Diversity Factor: 0
0
Diversity Factor: 0
0
Diversity Factor: 0
0
Diversity Factor: 0
| Weather Correction and Public Holiday Factors | [8 empty] | Forecast ROG
ROG Justification
| Actual loads for season 13/14 have been weather corrected by the following: | [6 empty] | 0% |  | 0
1 | 2 | 3 | 4 | 5 | 6 | 7 | 8 | 9 | 10 | 14/15 | 15/16 | 16/17 | 17/18 | 18/19 | 19/20 | 20/21 | 21/22 | 22/23 | 23/24 | 24/25 | 25/26 | 26/27 | 27/28 | 28/29 | 29/30 | 30/31 | 31/32 | 32/33 | 33/34 | 34/35 | 35/36 | 36/37 | 37/38 | 38/39
1 | 1 | 1 | 1 | 1 | 1 | 1 | 1 | 1 | 1 | 0% | 0% | 0% | 0% | 0% | 0% | 0% | 0% | 0% | 0% | 0% | 0% | 0% | 0% | 0% | 0% | 0% | 0% | 0% | 0% | 0% | 0% | 0% | 0% | 0%
Substation Load Detail
[7 empty] | Units | 13/14 |  | 14/15 | 15/16 | 16/17 | 17/18 | 18/19 | 19/20 | 20/21 | 21/22 | 22/23 | 23/24 | 24/25 | 25/26 | 26/27 | 27/28 | 28/29 | 29/30 | 30/31 | 31/32 | 32/33 | 33/34 | 34/35 | 35/36 | 36/37 | 37/38 | 38/39
1 | Kurri 33_11kV | Compensated |  | Load (LV side) |  |  | Amps | 0 |  | 0 | 0 | 0 | 0 | 0 | 0 | 0 | 0 | 0 | 0 | 0 | 0 | 0 | 0 | 0 | 0 | 0 | 0 | 0 | 0 | 0 | 0 | 0 | 0 | 0
|  |  |  | Apparent Power |  |  | MVA | 0 | 0 | 0 | 0 | 0 | 0 | 0 | 0 | 0 | 0 | 0 | 0 | 0 | 0 | 0 | 0 | 0 | 0 | 0 | 0 | 0 | 0 | 0 | 0 | 0 | 0 | 0
|  |  |  | Real Power |  |  | MW | 0 | 0 | 0 | 0 | 0 | 0 | 0 | 0 | 0 | 0 | 0 | 0 | 0 | 0 | 0 | 0 | 0 | 0 | 0 | 0 | 0 | 0 | 0 | 0 | 0 | 0 | 0
|  |  |  | Reactive Power |  |  | MVAr | 0 |  | 0 | 0 | 0 | 0 | 0 | 0 | 0 | 0 | 0 | 0 | 0 | 0 | 0 | 0 | 0 | 0 | 0 | 0 | 0 | 0 | 0 | 0 | 0 | 0 | 0
|  |  |  | Capacitors In Service |  |  | MVAr | 0 |  | 0 | 0 | 0 | 0 | 0 | 0 | 0 | 0 | 0 | 0 | 0 | 0 | 0 | 0 | 0 | 0 | 0 | 0 | 0 | 0 | 0 | 0 | 0 | 0 | 0
|  |  |  | PF |  |  |  | 0 |  | 0 | 0 | 0 | 0 | 0 | 0 | 0 | 0 | 0 | 0 | 0 | 0 | 0 | 0 | 0 | 0 | 0 | 0 | 0 | 0 | 0 | 0 | 0 | 0 | 0
0.98845 | Diversity Factor: 0.99 | Uncompensated |  | Reactive Power |  |  | MVAr | 0 | 0 | 0 | 0 | 0 | 0 | 0 | 0 | 0 | 0 | 0 | 0 | 0 | 0 | 0 | 0 | 0 | 0 | 0 | 0 | 0 | 0 | 0 | 0 | 0 | 0 | 0
|  |  |  | PF |  |  |  | 0 |  | 0 | 0 | 0 | 0 | 0 | 0 | 0 | 0 | 0 | 0 | 0 | 0 | 0 | 0 | 0 | 0 | 0 | 0 | 0 | 0 | 0 | 0 | 0 | 0 | 0
[10 empty] | 1 | 2 | 3 | 4 | 5 | 6 | 7 | 8 | 9 | 10 | 11 | 12 | 13 | 14 | 15 | 16 | 17 | 18 | 19 | 20 | 21 | 22 | 23 | 24 | 25
Transformer Load Detail
[7 empty] | Units | 13/14 |  | 14/15 | 15/16 | 16/17 | 17/18 | 18/19 | 19/20 | 20/21 | 21/22 | 22/23 | 23/24 | 24/25 | 25/26 | 26/27 | 27/28 | 28/29 | 29/30 | 30/31 | 31/32 | 32/33 | 33/34 | 34/35 | 35/36 | 36/37 | 37/38 | 38/39
| 0 | Compensated |  | Load (LV side) |  |  | Amps
|  |  |  | Apparent Power |  |  | MVA
|  |  |  | Real Power |  |  | MW
|  |  |  | Reactive Power |  |  | MVAr
|  |  |  | Capacitors In Service |  |  | MVAr
PF
| Zone Div: | Uncompensated |  | Reactive Power |  |  | MVAr
PF
| 0 | Compensated |  | Load (LV side) |  |  | Amps
|  |  |  | Apparent Power |  |  | MVA
|  |  |  | Real Power |  |  | MW
|  |  |  | Reactive Power |  |  | MVAr
|  |  |  | Capacitors In Service |  |  | MVAr
PF
| Zone Div: | Uncompensated |  | Reactive Power |  |  | MVAr
PF
| 0 | Compensated |  | Load (LV side) |  |  | Amps
|  |  |  | Apparent Power |  |  | MVA
|  |  |  | Real Power |  |  | MW
|  |  |  | Reactive Power |  |  | MVAr
|  |  |  | Capacitors In Service |  |  | MVAr
PF
| Zone Div: | Uncompensated |  | Reactive Power |  |  | MVAr
PF
| 0 | Compensated |  | Load (LV side) |  |  | Amps
|  |  |  | Apparent Power |  |  | MVA
|  |  |  | Real Power |  |  | MW
|  |  |  | Reactive Power |  |  | MVAr
|  |  |  | Capacitors In Service |  |  | MVAr
PF
| Zone Div: | Uncompensated |  | Reactive Power |  |  | MVAr
PF
| 0 | Compensated |  | Load (LV side) |  |  | Amps
|  |  |  | Apparent Power |  |  | MVA
|  |  |  | Real Power |  |  | MW
|  |  |  | Reactive Power |  |  | MVAr
|  |  |  | Capacitors In Service |  |  | MVAr
PF
| Zone Div: | Uncompensated |  | Reactive Power |  |  | MVAr
PF
| 0 | Compensated |  | Load (LV side) |  |  | Amps
|  |  |  | Apparent Power |  |  | MVA
|  |  |  | Real Power |  |  | MW
|  |  |  | Reactive Power |  |  | MVAr
|  |  |  | Capacitors In Service |  |  | MVAr
PF
| Zone Div: | Uncompensated |  | Reactive Power |  |  | MVAr
PF
| 0 | Compensated |  | Load (LV side) |  |  | Amps
|  |  |  | Apparent Power |  |  | MVA
|  |  |  | Real Power |  |  | MW
|  |  |  | Reactive Power |  |  | MVAr
|  |  |  | Capacitors In Service |  |  | MVAr
PF
| Zone Div: | Uncompensated |  | Reactive Power |  |  | MVAr
PF
| 0 | Compensated |  | Load (LV side) |  |  | Amps
|  |  |  | Apparent Power |  |  | MVA
|  |  |  | Real Power |  |  | MW
|  |  |  | Reactive Power |  |  | MVAr
|  |  |  | Capacitors In Service |  |  | MVAr
PF
| Zone Div: | Uncompensated |  | Reactive Power |  |  | MVAr
PF
| 0 | Compensated |  | Load (LV side) |  |  | Amps
|  |  |  | Apparent Power |  |  | MVA
|  |  |  | Real Power |  |  | MW
|  |  |  | Reactive Power |  |  | MVAr
|  |  |  | Capacitors In Service |  |  | MVAr
PF
| Zone Div: | Uncompensated |  | Reactive Power |  |  | MVAr
PF
| 0 | Compensated |  | Load (LV side) |  |  | Amps
|  |  |  | Apparent Power |  |  | MVA
|  |  |  | Real Power |  |  | MW
|  |  |  | Reactive Power |  |  | MVAr
|  |  |  | Capacitors In Service |  |  | MVAr
PF
| Zone Div: | Uncompensated |  | Reactive Power |  |  | MVAr
PF

## Customer28
| Customer28 | [16 empty] | 2015 | SUMMER
| Substation Total Loads | [33 empty] | Spots & Transfers Detail
| Historical Loads | MVA | [7 empty] | Weather Corrected Forecast Loads |  |  |  | MVA | [20 empty] | Spots & Transfers Summary | MVA |  | Historical Spots & Transfers | [6 empty] | Forecast Spots & Transfers
|  | 07/08 | 08/09 | 09/10 | 10/11 | 11/12 | 12/13 | 13/14 |  | 14/15 | 15/16 | 16/17 | 17/18 | 18/19 | 19/20 | 20/21 | 21/22 | 22/23 | 23/24 | 24/25 | 25/26 | 26/27 | 27/28 | 28/29 | 29/30 | 30/31 | 31/32 | 32/33 | 33/34 | 34/35 | 35/36 | 36/37 | 37/38 | 38/39 |  |  |  | 07/08 | 08/09 | 09/10 | 10/11 | 11/12 | 12/13 | 13/14 | 14/15 | 15/16 | 16/17 | 17/18 | 18/19 | 19/20 | 20/21 | 21/22 | 22/23 | 23/24 | 24/25 | 25/26 | 26/27 | 27/28 | 28/29 | 29/30 | 30/31 | 31/32 | 32/33 | 33/34 | 34/35 | 35/36 | 36/37 | 37/38 | 38/39
| Total |  |  |  | 400.4065 | 362.001 | 5 | 7.54 |  | 7.54 | 7.54 | 7.54 | 7.54 | 7.54 | 7.54 | 7.54 | 7.54 | 7.54 | 7.54 | 7.54 | 7.54 | 7.54 | 7.54 | 7.54 | 7.54 | 7.54 | 7.54 | 7.54 | 7.54 | 7.54 | 7.54 | 7.54 | 7.54 | 7.54 |  |  | Total | Historical Spots & Transfers 12/13: -357
Firm Rating
| Total Capacity | [36 empty] | 0 | 0 | 0 | 0 | 0 | 0 | 0 | 0 | 0 | 0 | 0 | 0 | 0 | 0 | 0 | 0 | 0 | 0 | 0 | 0 | 0 | 0 | 0 | 0 | 0 | 0 | 0 | 0 | 0 | 0 | 0 | 0
|  | -7 | -6 | -5 | -4 | -3 | -2 | -1 |  | 0 | 1 | 2 | 3 | 4 | 5 | 6 | 7 | 8 | 9 | 10 | 11 | 12 | 13 | 14 | 15 | 16 | 17 | 18 | 19 | 20 | 21 | 22 | 23 | 24 |  |  |  | 0 | 0 | 0 | 0 | 0 | 0 | 0 | 0 | 0 | 0 | 0 | 0 | 0 | 0 | 0 | 0 | 0 | 0 | 0 | 0 | 0 | 0 | 0 | 0 | 0 | 0 | 0 | 0 | 0 | 0 | 0 | 0
| Transformer Loads | [36 empty] | 0 | 0 | 0 | 0 | 0 | 0 | 0 | 0 | 0 | 0 | 0 | 0 | 0 | 0 | 0 | 0 | 0 | 0 | 0 | 0 | 0 | 0 | 0 | 0 | 0 | 0 | 0 | 0 | 0 | 0 | 0 | 0
| Historical Loads | MVA | [7 empty] | Weather Corrected Forecast Loads |  |  |  | MVA | [23 empty] | 0 | 0 | 0 | 0 | 0 | 0 | 0 | 0 | 0 | 0 | 0 | 0 | 0 | 0 | 0 | 0 | 0 | 0 | 0 | 0 | 0 | 0 | 0 | 0 | 0 | 0 | 0 | 0 | 0 | 0 | 0 | 0
|  | 07/08 | 08/09 | 09/10 | 10/11 | 11/12 | 12/13 | 13/14 |  | 14/15 | 15/16 | 16/17 | 17/18 | 18/19 | 19/20 | 20/21 | 21/22 | 22/23 | 23/24 | 24/25 | 25/26 | 26/27 | 27/28 | 28/29 | 29/30 | 30/31 | 31/32 | 32/33 | 33/34 | 34/35 | 35/36 | 36/37 | 37/38 | 38/39 |  |  |  | 0 | 0 | 0 | 0 | 0 | 0 | 0 | 0 | 0 | 0 | 0 | 0 | 0 | 0 | 0 | 0 | 0 | 0 | 0 | 0 | 0 | 0 | 0 | 0 | 0 | 0 | 0 | 0 | 0 | 0 | 0 | 0
| 0 | [36 empty] | 0 | 0 | 0 | 0 | 0 | 0 | 0 | 0 | 0 | 0 | 0 | 0 | 0 | 0 | 0 | 0 | 0 | 0 | 0 | 0 | 0 | 0 | 0 | 0 | 0 | 0 | 0 | 0 | 0 | 0 | 0 | 0
| Diversity Factor: 0 | [36 empty] | 0 | 0 | 0 | 0 | 0 | 0 | 0 | 0 | 0 | 0 | 0 | 0 | 0 | 0 | 0 | 0 | 0 | 0 | 0 | 0 | 0 | 0 | 0 | 0 | 0 | 0 | 0 | 0 | 0 | 0 | 0 | 0
[38 empty] | 0 | 0 | 0 | 0 | 0 | 0 | 0 | 0 | 0 | 0 | 0 | 0 | 0 | 0 | 0 | 0 | 0 | 0 | 0 | 0 | 0 | 0 | 0 | 0 | 0 | 0 | 0 | 0 | 0 | 0 | 0 | 0
[38 empty] | 0 | 0 | 0 | 0 | 0 | 0 | 0 | 0 | 0 | 0 | 0 | 0 | 0 | 0 | 0 | 0 | 0 | 0 | 0 | 0 | 0 | 0 | 0 | 0 | 0 | 0 | 0 | 0 | 0 | 0 | 0 | 0
| 0 | [36 empty] | 0 | 0 | 0 | 0 | 0 | 0 | 0 | 0 | 0 | 0 | 0 | 0 | 0 | 0 | 0 | 0 | 0 | 0 | 0 | 0 | 0 | 0 | 0 | 0 | 0 | 0 | 0 | 0 | 0 | 0 | 0 | 0
Diversity Factor: 0
[38 empty] | Historical Spots & Transfers | [6 empty] | Forecast Spots & Transfers
[35 empty] | Project Name | From | To | 07/08 | 08/09 | 09/10 | 10/11 | 11/12 | 12/13 | 13/14 | 14/15 | 15/16 | 16/17 | 17/18 | 18/19 | 19/20 | 20/21 | 21/22 | 22/23 | 23/24 | 24/25 | 25/26 | 26/27 | 27/28 | 28/29 | 29/30 | 30/31 | 31/32 | 32/33 | 33/34 | 34/35 | 35/36 | 36/37 | 37/38 | 38/39
| 0 | [33 empty] | Major Customer Connection |  | Kurri Smelter 132kV | Historical Spots & Transfers 12/13: -357
Diversity Factor: 0
0
Diversity Factor: 0
0
Diversity Factor: 0
0
Diversity Factor: 0
0
Diversity Factor: 0
0
Diversity Factor: 0
0
Diversity Factor: 0
0
Diversity Factor: 0
| Weather Correction and Public Holiday Factors | [8 empty] | Forecast ROG
ROG Justification
| Actual loads for season 13/14 have been weather corrected by the following: | [6 empty] | 0% |  | N/A | [59 empty] | N/A
1 | 2 | 3 | 4 | 5 | 6 | 7 | 8 | 9 | 10 | 14/15 | 15/16 | 16/17 | 17/18 | 18/19 | 19/20 | 20/21 | 21/22 | 22/23 | 23/24 | 24/25 | 25/26 | 26/27 | 27/28 | 28/29 | 29/30 | 30/31 | 31/32 | 32/33 | 33/34 | 34/35 | 35/36 | 36/37 | 37/38 | 38/39
1 | 1 | 1 | 1 | 1 | 1 | 1 | 1 | 1 | 1 | 0% | 0% | 0% | 0% | 0% | 0% | 0% | 0% | 0% | 0% | 0% | 0% | 0% | 0% | 0% | 0% | 0% | 0% | 0% | 0% | 0% | 0% | 0% | 0% | 0%
Substation Load Detail
[7 empty] | Units | 13/14 |  | 14/15 | 15/16 | 16/17 | 17/18 | 18/19 | 19/20 | 20/21 | 21/22 | 22/23 | 23/24 | 24/25 | 25/26 | 26/27 | 27/28 | 28/29 | 29/30 | 30/31 | 31/32 | 32/33 | 33/34 | 34/35 | 35/36 | 36/37 | 37/38 | 38/39
1 | Customer28 | Compensated |  | Load (LV side) |  |  | Amps | 33 |  | 33 | 33 | 33 | 33 | 33 | 33 | 33 | 33 | 33 | 33 | 33 | 33 | 33 | 33 | 33 | 33 | 33 | 33 | 33 | 33 | 33 | 33 | 33 | 33 | 33
|  |  |  | Apparent Power |  |  | MVA | 7.54 |  | 7.54 | 7.54 | 7.54 | 7.54 | 7.54 | 7.54 | 7.54 | 7.54 | 7.54 | 7.54 | 7.54 | 7.54 | 7.54 | 7.54 | 7.54 | 7.54 | 7.54 | 7.54 | 7.54 | 7.54 | 7.54 | 7.54 | 7.54 | 7.54 | 7.54
|  |  |  | Real Power |  |  | MW | 6.786 |  | 6.786 | 6.786 | 6.786 | 6.786 | 6.786 | 6.786 | 6.786 | 6.786 | 6.786 | 6.786 | 6.786 | 6.786 | 6.786 | 6.786 | 6.786 | 6.786 | 6.786 | 6.786 | 6.786 | 6.786 | 6.786 | 6.786 | 6.786 | 6.786 | 6.786
|  |  |  | Reactive Power |  |  | MVAr | 3.2866 |  | 3.2866 | 3.2866 | 3.2866 | 3.2866 | 3.2866 | 3.2866 | 3.2866 | 3.2866 | 3.2866 | 3.2866 | 3.2866 | 3.2866 | 3.2866 | 3.2866 | 3.2866 | 3.2866 | 3.2866 | 3.2866 | 3.2866 | 3.2866 | 3.2866 | 3.2866 | 3.2866 | 3.2866 | 3.2866
|  |  |  | Capacitors In Service |  |  | MVAr | 0 |  | 0 | 0 | 0 | 0 | 0 | 0 | 0 | 0 | 0 | 0 | 0 | 0 | 0 | 0 | 0 | 0 | 0 | 0 | 0 | 0 | 0 | 0 | 0 | 0 | 0
|  |  |  | PF |  |  |  | 0.9 |  | 0.9 | 0.9 | 0.9 | 0.9 | 0.9 | 0.9 | 0.9 | 0.9 | 0.9 | 0.9 | 0.9 | 0.9 | 0.9 | 0.9 | 0.9 | 0.9 | 0.9 | 0.9 | 0.9 | 0.9 | 0.9 | 0.9 | 0.9 | 0.9 | 0.9
0.89005 | Diversity Factor: 0.89 | Uncompensated |  | Reactive Power |  |  | MVAr | 3.2866 |  | 3.2866 | 3.2866 | 3.2866 | 3.2866 | 3.2866 | 3.2866 | 3.2866 | 3.2866 | 3.2866 | 3.2866 | 3.2866 | 3.2866 | 3.2866 | 3.2866 | 3.2866 | 3.2866 | 3.2866 | 3.2866 | 3.2866 | 3.2866 | 3.2866 | 3.2866 | 3.2866 | 3.2866 | 3.2866
|  |  |  | PF |  |  |  | 0.9 |  | 0.9 | 0.9 | 0.9 | 0.9 | 0.9 | 0.9 | 0.9 | 0.9 | 0.9 | 0.9 | 0.9 | 0.9 | 0.9 | 0.9 | 0.9 | 0.9 | 0.9 | 0.9 | 0.9 | 0.9 | 0.9 | 0.9 | 0.9 | 0.9 | 0.9
[10 empty] | 1 | 2 | 3 | 4 | 5 | 6 | 7 | 8 | 9 | 10 | 11 | 12 | 13 | 14 | 15 | 16 | 17 | 18 | 19 | 20 | 21 | 22 | 23 | 24 | 25
Transformer Load Detail
[7 empty] | Units | 13/14 |  | 14/15 | 15/16 | 16/17 | 17/18 | 18/19 | 19/20 | 20/21 | 21/22 | 22/23 | 23/24 | 24/25 | 25/26 | 26/27 | 27/28 | 28/29 | 29/30 | 30/31 | 31/32 | 32/33 | 33/34 | 34/35 | 35/36 | 36/37 | 37/38 | 38/39
| 0 | Compensated |  | Load (LV side) |  |  | Amps
|  |  |  | Apparent Power |  |  | MVA
|  |  |  | Real Power |  |  | MW
|  |  |  | Reactive Power |  |  | MVAr
|  |  |  | Capacitors In Service |  |  | MVAr
PF
| Zone Div: | Uncompensated |  | Reactive Power |  |  | MVAr
PF
| 0 | Compensated |  | Load (LV side) |  |  | Amps
|  |  |  | Apparent Power |  |  | MVA
|  |  |  | Real Power |  |  | MW
|  |  |  | Reactive Power |  |  | MVAr
|  |  |  | Capacitors In Service |  |  | MVAr
PF
| Zone Div: | Uncompensated |  | Reactive Power |  |  | MVAr
PF
| 0 | Compensated |  | Load (LV side) |  |  | Amps
|  |  |  | Apparent Power |  |  | MVA
|  |  |  | Real Power |  |  | MW
|  |  |  | Reactive Power |  |  | MVAr
|  |  |  | Capacitors In Service |  |  | MVAr
PF
| Zone Div: | Uncompensated |  | Reactive Power |  |  | MVAr
PF
| 0 | Compensated |  | Load (LV side) |  |  | Amps
|  |  |  | Apparent Power |  |  | MVA
|  |  |  | Real Power |  |  | MW
|  |  |  | Reactive Power |  |  | MVAr
|  |  |  | Capacitors In Service |  |  | MVAr
PF
| Zone Div: | Uncompensated |  | Reactive Power |  |  | MVAr
PF
| 0 | Compensated |  | Load (LV side) |  |  | Amps
|  |  |  | Apparent Power |  |  | MVA
|  |  |  | Real Power |  |  | MW
|  |  |  | Reactive Power |  |  | MVAr
|  |  |  | Capacitors In Service |  |  | MVAr
PF
| Zone Div: | Uncompensated |  | Reactive Power |  |  | MVAr
PF
| 0 | Compensated |  | Load (LV side) |  |  | Amps
|  |  |  | Apparent Power |  |  | MVA
|  |  |  | Real Power |  |  | MW
|  |  |  | Reactive Power |  |  | MVAr
|  |  |  | Capacitors In Service |  |  | MVAr
PF
| Zone Div: | Uncompensated |  | Reactive Power |  |  | MVAr
PF
| 0 | Compensated |  | Load (LV side) |  |  | Amps
|  |  |  | Apparent Power |  |  | MVA
|  |  |  | Real Power |  |  | MW
|  |  |  | Reactive Power |  |  | MVAr
|  |  |  | Capacitors In Service |  |  | MVAr
PF
| Zone Div: | Uncompensated |  | Reactive Power |  |  | MVAr
PF
| 0 | Compensated |  | Load (LV side) |  |  | Amps
|  |  |  | Apparent Power |  |  | MVA
|  |  |  | Real Power |  |  | MW
|  |  |  | Reactive Power |  |  | MVAr
|  |  |  | Capacitors In Service |  |  | MVAr
PF
| Zone Div: | Uncompensated |  | Reactive Power |  |  | MVAr
PF
| 0 | Compensated |  | Load (LV side) |  |  | Amps
|  |  |  | Apparent Power |  |  | MVA
|  |  |  | Real Power |  |  | MW
|  |  |  | Reactive Power |  |  | MVAr
|  |  |  | Capacitors In Service |  |  | MVAr
PF
| Zone Div: | Uncompensated |  | Reactive Power |  |  | MVAr
PF
| 0 | Compensated |  | Load (LV side) |  |  | Amps
|  |  |  | Apparent Power |  |  | MVA
|  |  |  | Real Power |  |  | MW
|  |  |  | Reactive Power |  |  | MVAr
|  |  |  | Capacitors In Service |  |  | MVAr
PF
| Zone Div: | Uncompensated |  | Reactive Power |  |  | MVAr
PF

## Nulkaba 33_11kV
| Nulkaba 33_11kV | [16 empty] | 2015 | SUMMER
| Substation Total Loads | [33 empty] | Spots & Transfers Detail
| Historical Loads | (11kV MVA) | [7 empty] | Weather Corrected Forecast Loads |  |  |  | (11kV MVA) | [20 empty] | Spots & Transfers Summary | (11kV MVA) |  | Historical Spots & Transfers | [6 empty] | Forecast Spots & Transfers
|  | 07/08 | 08/09 | 09/10 | 10/11 | 11/12 | 12/13 | 13/14 |  | 14/15 | 15/16 | 16/17 | 17/18 | 18/19 | 19/20 | 20/21 | 21/22 | 22/23 | 23/24 | 24/25 | 25/26 | 26/27 | 27/28 | 28/29 | 29/30 | 30/31 | 31/32 | 32/33 | 33/34 | 34/35 | 35/36 | 36/37 | 37/38 | 38/39 |  |  |  | 07/08 | 08/09 | 09/10 | 10/11 | 11/12 | 12/13 | 13/14 | 14/15 | 15/16 | 16/17 | 17/18 | 18/19 | 19/20 | 20/21 | 21/22 | 22/23 | 23/24 | 24/25 | 25/26 | 26/27 | 27/28 | 28/29 | 29/30 | 30/31 | 31/32 | 32/33 | 33/34 | 34/35 | 35/36 | 36/37 | 37/38 | 38/39
| Total | 15 | 19.014 | 19.6 | 21.066 | 14.515 | 19.727 | 17.624 |  | 20.9283 | 20.7816 | 20.6813 | 20.6162 | 20.5709 | 20.5666 | 20.6792 | 20.8343 | 20.9638 | 21.1174 | 21.2353 | 21.3975 | 21.5608 | 21.7534 | 21.9631 | 22.1699 | 22.3723 | 22.58 | 22.7931 | 23.0116 | 23.2358 | 23.4655 | 23.701 | 23.9422 | 24.1893 |  |  | Total | 0 | 0 | 1.2651 | -0.07474 | 0.41252 | -0.20436 | 1.4162 | -0.13261 | -0.071919 | -0.050843 | -0.0408 | -0.046072 | -0.0043734 | 0.11461 | 0.15782 | 0.13173 | 0.15622 | 0.11993 | 0.16495 | 0.16595 | 0.19568 | 0.21307 | 0.21004 | 0.20547 | 0.21081 | 0.21623 | 0.22172 | 0.22729 | 0.23294 | 0.23866 | 0.24446 | 0.25034
| Firm Rating | 0 | 0 | 34.1 | 34.1 | 34.1 | 38.11 | 38.11 |  | 38.11 | 38.11 | 38.11 | 38.11 | 38.11 | 38.11 | 38.11 | 38.11 | 38.11 | 38.11 | 38.11 | 38.11 | 38.11 | 38.11 | 38.11 | 38.11 | 38.11 | 38.11 | 38.11 | 38.11 | 38.11 | 38.11 | 38.11 | 38.11 | 38.11
| Total Capacity | 0 | 0 | 69.1 | 69.1 | 69.1 | 76.21 | 76.21 |  | 76.21 | 76.21 | 76.21 | 76.21 | 76.21 | 76.21 | 76.21 | 76.21 | 76.21 | 76.21 | 76.21 | 76.21 | 76.21 | 76.21 | 76.21 | 76.21 | 76.21 | 76.21 | 76.21 | 76.21 | 76.21 | 76.21 | 76.21 | 76.21 | 76.21 |  |  | Nulkaba 33_11kV Tx1 | 0 | 0 | 0.67203 | -0.039703 | 0.21914 | -0.10856 | -0.0067623 | -0.070444 | -0.038204 | -0.027008 | -0.021674 | -0.024474 | -0.0023232 | 0.060884 | 0.083834 | 0.069976 | 0.082987 | 0.063706 | 0.087622 | 0.088157 | 0.10395 | 0.11318 | 0.11157 | 0.10915 | 0.11199 | 0.11486 | 0.11778 | 0.12074 | 0.12374 | 0.12678 | 0.12986 | 0.13298
|  | -7 | -6 | -5 | -4 | -3 | -2 | -1 |  | 0 | 1 | 2 | 3 | 4 | 5 | 6 | 7 | 8 | 9 | 10 | 11 | 12 | 13 | 14 | 15 | 16 | 17 | 18 | 19 | 20 | 21 | 22 | 23 | 24 |  |  | Nulkaba 33_11kV Tx2 | 0 | 0 | 0.59306 | -0.035037 | 0.19338 | -0.095801 | 1.423 | -0.062166 | -0.033715 | -0.023835 | -0.019127 | -0.021598 | -0.0020502 | 0.053729 | 0.073982 | 0.061753 | 0.073235 | 0.05622 | 0.077325 | 0.077797 | 0.091734 | 0.099884 | 0.098463 | 0.09632 | 0.098826 | 0.10137 | 0.10394 | 0.10655 | 0.1092 | 0.11188 | 0.1146 | 0.11736
| Transformer Loads | [36 empty] | 0 | 0 | 0 | 0 | 0 | 0 | 0 | 0 | 0 | 0 | 0 | 0 | 0 | 0 | 0 | 0 | 0 | 0 | 0 | 0 | 0 | 0 | 0 | 0 | 0 | 0 | 0 | 0 | 0 | 0 | 0 | 0
| Historical Loads | (11kV MVA) | [7 empty] | 0: Weather Corrected Forecast Loads; 4: (11kV MVA) |  |  |  | 0 | 0 | 0 | 0 | 0 | 0 | 0 | 0 | 0 | 0 | 0 | 0 | 0 | 0 | 0 | 0 | 0 | 0 | 0 | 0 | 0 | 0 | 0 | 0 | 0 | 0 | 0 | 0 | 0 | 0 | 0 | 0
|  | 07/08 | 08/09 | 09/10 | 10/11 | 11/12 | 12/13 | 13/14 |  | 14/15 | 15/16 | 16/17 | 17/18 | 18/19 | 19/20 | 20/21 | 21/22 | 22/23 | 23/24 | 24/25 | 25/26 | 26/27 | 27/28 | 28/29 | 29/30 | 30/31 | 31/32 | 32/33 | 33/34 | 34/35 | 35/36 | 36/37 | 37/38 | 38/39 |  |  |  | 0 | 0 | 0 | 0 | 0 | 0 | 0 | 0 | 0 | 0 | 0 | 0 | 0 | 0 | 0 | 0 | 0 | 0 | 0 | 0 | 0 | 0 | 0 | 0 | 0 | 0 | 0 | 0 | 0 | 0 | 0 | 0
| 0 | [36 empty] | 0 | 0 | 0 | 0 | 0 | 0 | 0 | 0 | 0 | 0 | 0 | 0 | 0 | 0 | 0 | 0 | 0 | 0 | 0 | 0 | 0 | 0 | 0 | 0 | 0 | 0 | 0 | 0 | 0 | 0 | 0 | 0
| Diversity Factor: 0 | [36 empty] | 0 | 0 | 0 | 0 | 0 | 0 | 0 | 0 | 0 | 0 | 0 | 0 | 0 | 0 | 0 | 0 | 0 | 0 | 0 | 0 | 0 | 0 | 0 | 0 | 0 | 0 | 0 | 0 | 0 | 0 | 0 | 0
[38 empty] | 0 | 0 | 0 | 0 | 0 | 0 | 0 | 0 | 0 | 0 | 0 | 0 | 0 | 0 | 0 | 0 | 0 | 0 | 0 | 0 | 0 | 0 | 0 | 0 | 0 | 0 | 0 | 0 | 0 | 0 | 0 | 0
[38 empty] | 0 | 0 | 0 | 0 | 0 | 0 | 0 | 0 | 0 | 0 | 0 | 0 | 0 | 0 | 0 | 0 | 0 | 0 | 0 | 0 | 0 | 0 | 0 | 0 | 0 | 0 | 0 | 0 | 0 | 0 | 0 | 0
| 0 | [36 empty] | 0 | 0 | 0 | 0 | 0 | 0 | 0 | 0 | 0 | 0 | 0 | 0 | 0 | 0 | 0 | 0 | 0 | 0 | 0 | 0 | 0 | 0 | 0 | 0 | 0 | 0 | 0 | 0 | 0 | 0 | 0 | 0
Diversity Factor: 0
[38 empty] | Historical Spots & Transfers | [6 empty] | Forecast Spots & Transfers
[35 empty] | Project Name | From | To | 07/08 | 08/09 | 09/10 | 10/11 | 11/12 | 12/13 | 13/14 | 14/15 | 15/16 | 16/17 | 17/18 | 18/19 | 19/20 | 20/21 | 21/22 | 22/23 | 23/24 | 24/25 | 25/26 | 26/27 | 27/28 | 28/29 | 29/30 | 30/31 | 31/32 | 32/33 | 33/34 | 34/35 | 35/36 | 36/37 | 37/38 | 38/39
| 0 | [33 empty] | Broad based demand management |  | Nulkaba 33_11kV Tx1 | 0 | 0 | 0 | 0 | 0 | 0 | 0 | -0.021744 | 0 | 0 | -0.009269 | 0 | 0 | 0 | 0 | 0 | 0 | 0 | 0 | 0 | 0 | 0 | 0 | 0 | 0 | 0 | 0 | 0 | 0 | 0 | 0 | 0
| Diversity Factor: 0 | [33 empty] | Broad based demand management |  | Nulkaba 33_11kV Tx2 | 0 | 0 | 0 | 0 | 0 | 0 | 0 | -0.019189 | 0 | 0 | -0.0081798 | 0 | 0 | 0 | 0 | 0 | 0 | 0 | 0 | 0 | 0 | 0 | 0 | 0 | 0 | 0 | 0 | 0 | 0 | 0 | 0 | 0
[35 empty] | DNP_ID: 2003. to Nulkaba (Lightfoot St) | Cessnock 33_11kV Tx1 | Nulkaba 33_11kV Tx1 | 0 | 0 | 0.13157 | 0 | 0 | 0 | 0 | 0 | 0 | 0 | 0 | 0 | 0 | 0 | 0 | 0 | 0 | 0 | 0 | 0 | 0 | 0 | 0 | 0 | 0 | 0 | 0 | 0 | 0 | 0 | 0 | 0
[35 empty] | DNP_ID: 2003. to Nulkaba (Lightfoot St) | Cessnock 33_11kV Tx1 | Nulkaba 33_11kV Tx2 | 0 | 0 | 0.11611 | 0 | 0 | 0 | 0 | 0 | 0 | 0 | 0 | 0 | 0 | 0 | 0 | 0 | 0 | 0 | 0 | 0 | 0 | 0 | 0 | 0 | 0 | 0 | 0 | 0 | 0 | 0 | 0 | 0
| 0 | [33 empty] | DNP_ID: 2003. to Nulkaba (Lightfoot St) | Cessnock 33_11kV Tx2 | Nulkaba 33_11kV Tx1 | 0 | 0 | 0.13157 | 0 | 0 | 0 | 0 | 0 | 0 | 0 | 0 | 0 | 0 | 0 | 0 | 0 | 0 | 0 | 0 | 0 | 0 | 0 | 0 | 0 | 0 | 0 | 0 | 0 | 0 | 0 | 0 | 0
| Diversity Factor: 0 | [33 empty] | DNP_ID: 2003. to Nulkaba (Lightfoot St) | Cessnock 33_11kV Tx2 | Nulkaba 33_11kV Tx2 | 0 | 0 | 0.11611 | 0 | 0 | 0 | 0 | 0 | 0 | 0 | 0 | 0 | 0 | 0 | 0 | 0 | 0 | 0 | 0 | 0 | 0 | 0 | 0 | 0 | 0 | 0 | 0 | 0 | 0 | 0 | 0 | 0
[35 empty] | DNP_ID: 2010. From Cessnock to Nulkaba (Lightfoot St) | Cessnock 33_11kV Tx1 | Nulkaba 33_11kV Tx1 | 0 | 0 | 0.13157 | 0 | 0 | 0 | 0 | 0 | 0 | 0 | 0 | 0 | 0 | 0 | 0 | 0 | 0 | 0 | 0 | 0 | 0 | 0 | 0 | 0 | 0 | 0 | 0 | 0 | 0 | 0 | 0 | 0
[35 empty] | DNP_ID: 2010. From Cessnock to Nulkaba (Lightfoot St) | Cessnock 33_11kV Tx1 | Nulkaba 33_11kV Tx2 | 0 | 0 | 0.11611 | 0 | 0 | 0 | 0 | 0 | 0 | 0 | 0 | 0 | 0 | 0 | 0 | 0 | 0 | 0 | 0 | 0 | 0 | 0 | 0 | 0 | 0 | 0 | 0 | 0 | 0 | 0 | 0 | 0
| 0 | [33 empty] | DNP_ID: 2010. From Cessnock to Nulkaba (Lightfoot St) | Cessnock 33_11kV Tx2 | Nulkaba 33_11kV Tx1 | 0 | 0 | 0.13157 | 0 | 0 | 0 | 0 | 0 | 0 | 0 | 0 | 0 | 0 | 0 | 0 | 0 | 0 | 0 | 0 | 0 | 0 | 0 | 0 | 0 | 0 | 0 | 0 | 0 | 0 | 0 | 0 | 0
| Diversity Factor: 0 | [33 empty] | DNP_ID: 2010. From Cessnock to Nulkaba (Lightfoot St) | Cessnock 33_11kV Tx2 | Nulkaba 33_11kV Tx2 | 0 | 0 | 0.11611 | 0 | 0 | 0 | 0 | 0 | 0 | 0 | 0 | 0 | 0 | 0 | 0 | 0 | 0 | 0 | 0 | 0 | 0 | 0 | 0 | 0 | 0 | 0 | 0 | 0 | 0 | 0 | 0 | 0
[35 empty] | DNP_ID: 6618. 11kV Transfers from Cessnock to Nulkaba STAGE 1 - Aug Nulkaba Fdr 33578 | Cessnock 33_11kV Tx1 | Nulkaba 33_11kV Tx2 | 0 | 0 | 0 | 0 | 0 | 0 | 0.71447 | 0 | 0 | 0 | 0 | 0 | 0 | 0 | 0 | 0 | 0 | 0 | 0 | 0 | 0 | 0 | 0 | 0 | 0 | 0 | 0 | 0 | 0 | 0 | 0 | 0
[35 empty] | DNP_ID: 6618. 11kV Transfers from Cessnock to Nulkaba STAGE 1 - Aug Nulkaba Fdr 33578 | Cessnock 33_11kV Tx2 | Nulkaba 33_11kV Tx2 | 0 | 0 | 0 | 0 | 0 | 0 | 0.71447 | 0 | 0 | 0 | 0 | 0 | 0 | 0 | 0 | 0 | 0 | 0 | 0 | 0 | 0 | 0 | 0 | 0 | 0 | 0 | 0 | 0 | 0 | 0 | 0 | 0
| 0 | [33 empty] | HVCON_ID: 2000009. HP111-08 - Oporto |  | Nulkaba 33_11kV Tx1 | 0 | 0 | 0.14574 | 0 | 0 | 0 | 0 | 0 | 0 | 0 | 0 | 0 | 0 | 0 | 0 | 0 | 0 | 0 | 0 | 0 | 0 | 0 | 0 | 0 | 0 | 0 | 0 | 0 | 0 | 0 | 0 | 0
| Diversity Factor: 0 | [33 empty] | HVCON_ID: 2000009. HP111-08 - Oporto |  | Nulkaba 33_11kV Tx2 | 0 | 0 | 0.12862 | 0 | 0 | 0 | 0 | 0 | 0 | 0 | 0 | 0 | 0 | 0 | 0 | 0 | 0 | 0 | 0 | 0 | 0 | 0 | 0 | 0 | 0 | 0 | 0 | 0 | 0 | 0 | 0 | 0
[35 empty] | HVCON_ID: 2000010. Cessnock Correctional Facility Upgrade |  | Nulkaba 33_11kV Tx1 | 0 | 0 | 0 | 0 | 0.23683 | 0 | 0 | 0 | 0 | 0 | 0 | 0 | 0 | 0 | 0 | 0 | 0 | 0 | 0 | 0 | 0 | 0 | 0 | 0 | 0 | 0 | 0 | 0 | 0 | 0 | 0 | 0
[35 empty] | HVCON_ID: 2000010. Cessnock Correctional Facility Upgrade |  | Nulkaba 33_11kV Tx2 | 0 | 0 | 0 | 0 | 0.209 | 0 | 0 | 0 | 0 | 0 | 0 | 0 | 0 | 0 | 0 | 0 | 0 | 0 | 0 | 0 | 0 | 0 | 0 | 0 | 0 | 0 | 0 | 0 | 0 | 0 | 0 | 0
| 0 | [33 empty] | Econometric |  | Nulkaba 33_11kV Tx1 | 0 | 0 | 0 | 0 | 0 | 0 | 0 | 0 | 0 | 0.0563 | 0.10305 | 0.13785 | 0.16723 | 0.1772 | 0.17379 | 0.1702 | 0.17275 | 0.17532 | 0.17794 | 0.18059 | 0.18328 | 0.186 | 0.18876 | 0.19156 | 0.1944 | 0.19728 | 0.2002 | 0.20316 | 0.20615 | 0.20919 | 0.21228 | 0.2154
| Diversity Factor: 0 | [33 empty] | Econometric |  | Nulkaba 33_11kV Tx2 | 0 | 0 | 0 | 0 | 0 | 0 | 0 | 0 | 0 | 0.049684 | 0.090938 | 0.12165 | 0.14758 | 0.15638 | 0.15337 | 0.1502 | 0.15245 | 0.15472 | 0.15703 | 0.15937 | 0.16174 | 0.16414 | 0.16658 | 0.16905 | 0.17156 | 0.1741 | 0.17667 | 0.17928 | 0.18193 | 0.18461 | 0.18733 | 0.19009
[35 empty] | Energy Efficiency |  | Nulkaba 33_11kV Tx1 | 0 | 0 | 0 | 0 | 0 | 0 | 0 | -0.024549 | -0.011116 | -0.052715 | -0.081884 | -0.1264 | -0.1317 | -0.076688 | -0.051636 | -0.061299 | -0.059973 | -0.075941 | -0.054639 | -0.056754 | -0.043649 | -0.037138 | -0.04151 | -0.046738 | -0.046738 | -0.046738 | -0.046738 | -0.046738 | -0.046738 | -0.046738 | -0.046738 | -0.046738
[35 empty] | Energy Efficiency |  | Nulkaba 33_11kV Tx2 | 0 | 0 | 0 | 0 | 0 | 0 | 0 | -0.021665 | -0.0098099 | -0.046521 | -0.072261 | -0.11155 | -0.11623 | -0.067676 | -0.045568 | -0.054096 | -0.052926 | -0.067017 | -0.048218 | -0.050085 | -0.03852 | -0.032773 | -0.036632 | -0.041246 | -0.041246 | -0.041246 | -0.041246 | -0.041246 | -0.041246 | -0.041246 | -0.041246 | -0.041246
| 0 | [33 empty] | Solar PV |  | Nulkaba 33_11kV Tx1 | 0 | 0 | 0 | -0.039703 | -0.017695 | -0.10856 | -0.0067623 | -0.02415 | -0.027088 | -0.030593 | -0.033569 | -0.035927 | -0.037848 | -0.039626 | -0.038319 | -0.038928 | -0.029786 | -0.035678 | -0.035678 | -0.035678 | -0.035678 | -0.035678 | -0.035678 | -0.035678 | -0.035678 | -0.035678 | -0.035678 | -0.035678 | -0.035678 | -0.035678 | -0.035678 | -0.035678
| Diversity Factor: 0 | [33 empty] | Solar PV |  | Nulkaba 33_11kV Tx2 | 0 | 0 | 0 | -0.035037 | -0.015615 | -0.095801 | -0.0059677 | -0.021312 | -0.023905 | -0.026998 | -0.029624 | -0.031705 | -0.033401 | -0.03497 | -0.033816 | -0.034354 | -0.026286 | -0.031485 | -0.031485 | -0.031485 | -0.031485 | -0.031485 | -0.031485 | -0.031485 | -0.031485 | -0.031485 | -0.031485 | -0.031485 | -0.031485 | -0.031485 | -0.031485 | -0.031485
0
Diversity Factor: 0
0
Diversity Factor: 0
| Weather Correction and Public Holiday Factors | [8 empty] | Forecast ROG
ROG Justification
| Actual loads for season 13/14 have been weather corrected by the following: | [6 empty] | 20.76% |  | 7 year ROG ok | [59 empty] | 7 year ROG ok
1 | 2 | 3 | 4 | 5 | 6 | 7 | 8 | 9 | 10 | 14/15 | 15/16 | 16/17 | 17/18 | 18/19 | 19/20 | 20/21 | 21/22 | 22/23 | 23/24 | 24/25 | 25/26 | 26/27 | 27/28 | 28/29 | 29/30 | 30/31 | 31/32 | 32/33 | 33/34 | 34/35 | 35/36 | 36/37 | 37/38 | 38/39
0.99643 | 0.99287 | 0.99051 | 0.98933 | 0.98933 | 0.98933 | 0.98933 | 0.98933 | 0.98933 | 0.98933 | -0.357% | -0.357% | -0.238% | -0.119% | 0% | 0% | 0% | 0% | 0% | 0% | 0% | 0% | 0% | 0% | 0% | 0% | 0% | 0% | 0% | 0% | 0% | 0% | 0% | 0% | 0%
Substation Load Detail
[7 empty] | Units | 13/14 |  | 14/15 | 15/16 | 16/17 | 17/18 | 18/19 | 19/20 | 20/21 | 21/22 | 22/23 | 23/24 | 24/25 | 25/26 | 26/27 | 27/28 | 28/29 | 29/30 | 30/31 | 31/32 | 32/33 | 33/34 | 34/35 | 35/36 | 36/37 | 37/38 | 38/39
1 | Nulkaba 33_11kV | Compensated |  | Load (LV side) |  |  | Amps | 0 |  | 1098.453 | 1090.751 | 1085.487 | 1082.069 | 1079.693 | 1079.468 | 1085.378 | 1093.517 | 1100.313 | 1108.374 | 1114.564 | 1123.079 | 1131.648 | 1141.755 | 1152.764 | 1163.619 | 1174.241 | 1185.142 | 1196.326 | 1207.798 | 1219.561 | 1231.62 | 1243.978 | 1256.641 | 1269.611
|  |  |  | Apparent Power |  |  | MVA | 17.624 | 21.15 | 20.9283 | 20.7816 | 20.6813 | 20.6162 | 20.5709 | 20.5666 | 20.6792 | 20.8343 | 20.9638 | 21.1174 | 21.2353 | 21.3975 | 21.5608 | 21.7534 | 21.9631 | 22.1699 | 22.3723 | 22.58 | 22.7931 | 23.0116 | 23.2358 | 23.4655 | 23.701 | 23.9422 | 24.1893
|  |  |  | Real Power |  |  | MW | 17.536 | 21.0444 | 20.8429 | 20.6992 | 20.601 | 20.5372 | 20.4929 | 20.4886 | 20.5989 | 20.7508 | 20.8776 | 21.0279 | 21.1433 | 21.3021 | 21.4618 | 21.6501 | 21.8551 | 22.0572 | 22.255 | 22.4578 | 22.6659 | 22.8793 | 23.098 | 23.3222 | 23.5518 | 23.7871 | 24.028
|  |  |  | Reactive Power |  |  | MVAr | 0 |  | 1.8893 | 1.8487 | 1.821 | 1.803 | 1.7904 | 1.7892 | 1.8204 | 1.8633 | 1.8991 | 1.9416 | 1.9742 | 2.0191 | 2.0642 | 2.1174 | 2.1753 | 2.2325 | 2.2883 | 2.3456 | 2.4044 | 2.4647 | 2.5265 | 2.5899 | 2.6548 | 2.7212 | 2.7893
|  |  |  | Capacitors In Service |  |  | MVAr | 3.84 |  | 4 | 4 | 4 | 4 | 4 | 4 | 4 | 4 | 4 | 4 | 4 | 4 | 4 | 4 | 4 | 4 | 4 | 4 | 4 | 4 | 4 | 4 | 4 | 4 | 4
|  |  |  | PF |  |  |  | 0.99501 |  | 0.99592 | 0.99604 | 0.99612 | 0.99617 | 0.99621 | 0.99621 | 0.99612 | 0.99599 | 0.99589 | 0.99576 | 0.99567 | 0.99554 | 0.99541 | 0.99525 | 0.99508 | 0.99492 | 0.99475 | 0.99459 | 0.99442 | 0.99425 | 0.99407 | 0.99389 | 0.99371 | 0.99352 | 0.99333
0.9451 | Diversity Factor: 0.95 | Uncompensated |  | Reactive Power |  |  | MVAr | 0 | 5.9509 | 5.8893 | 5.8487 | 5.821 | 5.803 | 5.7904 | 5.7892 | 5.8204 | 5.8633 | 5.8991 | 5.9416 | 5.9742 | 6.0191 | 6.0642 | 6.1174 | 6.1753 | 6.2325 | 6.2883 | 6.3456 | 6.4044 | 6.4647 | 6.5265 | 6.5899 | 6.6548 | 6.7212 | 6.7893
|  |  |  | PF |  |  |  | 0.95262 |  | 0.96232 | 0.96232 | 0.96232 | 0.96232 | 0.96232 | 0.96232 | 0.96232 | 0.96232 | 0.96232 | 0.96232 | 0.96232 | 0.96232 | 0.96232 | 0.96232 | 0.96232 | 0.96232 | 0.96232 | 0.96232 | 0.96232 | 0.96232 | 0.96232 | 0.96232 | 0.96232 | 0.96232 | 0.96232
[10 empty] | 1 | 2 | 3 | 4 | 5 | 6 | 7 | 8 | 9 | 10 | 11 | 12 | 13 | 14 | 15 | 16 | 17 | 18 | 19 | 20 | 21 | 22 | 23 | 24 | 25
Transformer Load Detail
[7 empty] | Units | 13/14 |  | 14/15 | 15/16 | 16/17 | 17/18 | 18/19 | 19/20 | 20/21 | 21/22 | 22/23 | 23/24 | 24/25 | 25/26 | 26/27 | 27/28 | 28/29 | 29/30 | 30/31 | 31/32 | 32/33 | 33/34 | 34/35 | 35/36 | 36/37 | 37/38 | 38/39
| 0 | Compensated |  | Load (LV side) |  |  | Amps
|  |  |  | Apparent Power |  |  | MVA
|  |  |  | Real Power |  |  | MW
|  |  |  | Reactive Power |  |  | MVAr
|  |  |  | Capacitors In Service |  |  | MVAr
PF
| Zone Div: | Uncompensated |  | Reactive Power |  |  | MVAr
PF
| 0 | Compensated |  | Load (LV side) |  |  | Amps
|  |  |  | Apparent Power |  |  | MVA
|  |  |  | Real Power |  |  | MW
|  |  |  | Reactive Power |  |  | MVAr
|  |  |  | Capacitors In Service |  |  | MVAr
PF
| Zone Div: | Uncompensated |  | Reactive Power |  |  | MVAr
PF
| 0 | Compensated |  | Load (LV side) |  |  | Amps
|  |  |  | Apparent Power |  |  | MVA
|  |  |  | Real Power |  |  | MW
|  |  |  | Reactive Power |  |  | MVAr
|  |  |  | Capacitors In Service |  |  | MVAr
PF
| Zone Div: | Uncompensated |  | Reactive Power |  |  | MVAr
PF
| 0 | Compensated |  | Load (LV side) |  |  | Amps
|  |  |  | Apparent Power |  |  | MVA
|  |  |  | Real Power |  |  | MW
|  |  |  | Reactive Power |  |  | MVAr
|  |  |  | Capacitors In Service |  |  | MVAr
PF
| Zone Div: | Uncompensated |  | Reactive Power |  |  | MVAr
PF
| 0 | Compensated |  | Load (LV side) |  |  | Amps
|  |  |  | Apparent Power |  |  | MVA
|  |  |  | Real Power |  |  | MW
|  |  |  | Reactive Power |  |  | MVAr
|  |  |  | Capacitors In Service |  |  | MVAr
PF
| Zone Div: | Uncompensated |  | Reactive Power |  |  | MVAr
PF
| 0 | Compensated |  | Load (LV side) |  |  | Amps
|  |  |  | Apparent Power |  |  | MVA
|  |  |  | Real Power |  |  | MW
|  |  |  | Reactive Power |  |  | MVAr
|  |  |  | Capacitors In Service |  |  | MVAr
PF
| Zone Div: | Uncompensated |  | Reactive Power |  |  | MVAr
PF
| 0 | Compensated |  | Load (LV side) |  |  | Amps
|  |  |  | Apparent Power |  |  | MVA
|  |  |  | Real Power |  |  | MW
|  |  |  | Reactive Power |  |  | MVAr
|  |  |  | Capacitors In Service |  |  | MVAr
PF
| Zone Div: | Uncompensated |  | Reactive Power |  |  | MVAr
PF
| 0 | Compensated |  | Load (LV side) |  |  | Amps
|  |  |  | Apparent Power |  |  | MVA
|  |  |  | Real Power |  |  | MW
|  |  |  | Reactive Power |  |  | MVAr
|  |  |  | Capacitors In Service |  |  | MVAr
PF
| Zone Div: | Uncompensated |  | Reactive Power |  |  | MVAr
PF
| 0 | Compensated |  | Load (LV side) |  |  | Amps
|  |  |  | Apparent Power |  |  | MVA
|  |  |  | Real Power |  |  | MW
|  |  |  | Reactive Power |  |  | MVAr
|  |  |  | Capacitors In Service |  |  | MVAr
PF
| Zone Div: | Uncompensated |  | Reactive Power |  |  | MVAr
PF
| 0 | Compensated |  | Load (LV side) |  |  | Amps
|  |  |  | Apparent Power |  |  | MVA
|  |  |  | Real Power |  |  | MW
|  |  |  | Reactive Power |  |  | MVAr
|  |  |  | Capacitors In Service |  |  | MVAr
PF
| Zone Div: | Uncompensated |  | Reactive Power |  |  | MVAr
PF

## Paxton 33_11kV
| Paxton 33_11kV | [16 empty] | 2015 | SUMMER
| Substation Total Loads | [33 empty] | Spots & Transfers Detail
| Historical Loads | (11kV MVA) | [7 empty] | Weather Corrected Forecast Loads |  |  |  | (11kV MVA) | [20 empty] | Spots & Transfers Summary | (11kV MVA) |  | Historical Spots & Transfers | [6 empty] | Forecast Spots & Transfers
|  | 07/08 | 08/09 | 09/10 | 10/11 | 11/12 | 12/13 | 13/14 |  | 14/15 | 15/16 | 16/17 | 17/18 | 18/19 | 19/20 | 20/21 | 21/22 | 22/23 | 23/24 | 24/25 | 25/26 | 26/27 | 27/28 | 28/29 | 29/30 | 30/31 | 31/32 | 32/33 | 33/34 | 34/35 | 35/36 | 36/37 | 37/38 | 38/39 |  |  |  | 07/08 | 08/09 | 09/10 | 10/11 | 11/12 | 12/13 | 13/14 | 14/15 | 15/16 | 16/17 | 17/18 | 18/19 | 19/20 | 20/21 | 21/22 | 22/23 | 23/24 | 24/25 | 25/26 | 26/27 | 27/28 | 28/29 | 29/30 | 30/31 | 31/32 | 32/33 | 33/34 | 34/35 | 35/36 | 36/37 | 37/38 | 38/39
| Total | 4.2 | 5.812 | 5.379 | 5.39 | 3.889 | 5.529 | 4.814 |  | 5.0196 | 4.8783 | 4.801 | 4.7783 | 4.7998 | 4.8595 | 4.9522 | 5.0402 | 5.1171 | 5.2013 | 5.2849 | 5.3773 | 5.4716 | 5.5694 | 5.6705 | 5.7726 | 5.8767 | 5.9831 | 6.0918 | 6.2028 | 6.3162 | 6.432 | 6.5502 | 6.6709 | 6.7941 |  |  | Total | 0 | 0 | 0 | -0.01291 | -0.02961 | -0.02222 | -8e-05 | -0.015439 | -0.010267 | 0.0076217 | 0.019074 | 0.021509 | 0.059715 | 0.092656 | 0.088028 | 0.076938 | 0.084224 | 0.083588 | 0.092355 | 0.094331 | 0.097743 | 0.10112 | 0.1021 | 0.10412 | 0.10639 | 0.10869 | 0.11102 | 0.11339 | 0.11578 | 0.11821 | 0.12068 | 0.12318
| Firm Rating | 0 | 0 | 0 | 0 | 0 | 0 | 0 |  | 0 | 0 | 0 | 0 | 0 | 0 | 0 | 0 | 0 | 0 | 0 | 0 | 0 | 0 | 0 | 0 | 0 | 0 | 0 | 0 | 0 | 0 | 0 | 0 | 0
| Total Capacity | 0 | 0 | 11.55 | 11.55 | 11.55 | 11.55 | 11.55 |  | 11.55 | 12.5 | 12.5 | 12.5 | 12.5 | 12.5 | 12.5 | 12.5 | 12.5 | 12.5 | 12.5 | 12.5 | 12.5 | 12.5 | 12.5 | 12.5 | 12.5 | 12.5 | 12.5 | 12.5 | 12.5 | 12.5 | 12.5 | 12.5 | 12.5 |  |  | Paxton 33_11kV Tx1 | 0 | 0 | 0 | -0.006455 | -0.014805 | -0.01111 | -4e-05 | -0.0077193 | -0.0051336 | 0.0038108 | 0.0095368 | 0.010754 | 0.029857 | 0.046328 | 0.044014 | 0.038469 | 0.042112 | 0.041794 | 0.046177 | 0.047166 | 0.048871 | 0.050562 | 0.051052 | 0.052061 | 0.053195 | 0.054345 | 0.055511 | 0.056693 | 0.057892 | 0.059107 | 0.060339 | 0.061589
|  | -7 | -6 | -5 | -4 | -3 | -2 | -1 |  | 0 | 1 | 2 | 3 | 4 | 5 | 6 | 7 | 8 | 9 | 10 | 11 | 12 | 13 | 14 | 15 | 16 | 17 | 18 | 19 | 20 | 21 | 22 | 23 | 24 |  |  | Paxton 33_11kV Tx2 | 0 | 0 | 0 | -0.006455 | -0.014805 | -0.01111 | -4e-05 | -0.0077193 | -0.0051336 | 0.0038108 | 0.0095368 | 0.010754 | 0.029857 | 0.046328 | 0.044014 | 0.038469 | 0.042112 | 0.041794 | 0.046177 | 0.047166 | 0.048871 | 0.050562 | 0.051052 | 0.052061 | 0.053195 | 0.054345 | 0.055511 | 0.056693 | 0.057892 | 0.059107 | 0.060339 | 0.061589
| Transformer Loads | [36 empty] | 0 | 0 | 0 | 0 | 0 | 0 | 0 | 0 | 0 | 0 | 0 | 0 | 0 | 0 | 0 | 0 | 0 | 0 | 0 | 0 | 0 | 0 | 0 | 0 | 0 | 0 | 0 | 0 | 0 | 0 | 0 | 0
| Historical Loads | (11kV MVA) | [7 empty] | 0: Weather Corrected Forecast Loads; 4: (11kV MVA) |  |  |  | 0 | 0 | 0 | 0 | 0 | 0 | 0 | 0 | 0 | 0 | 0 | 0 | 0 | 0 | 0 | 0 | 0 | 0 | 0 | 0 | 0 | 0 | 0 | 0 | 0 | 0 | 0 | 0 | 0 | 0 | 0 | 0
|  | 07/08 | 08/09 | 09/10 | 10/11 | 11/12 | 12/13 | 13/14 |  | 14/15 | 15/16 | 16/17 | 17/18 | 18/19 | 19/20 | 20/21 | 21/22 | 22/23 | 23/24 | 24/25 | 25/26 | 26/27 | 27/28 | 28/29 | 29/30 | 30/31 | 31/32 | 32/33 | 33/34 | 34/35 | 35/36 | 36/37 | 37/38 | 38/39 |  |  |  | 0 | 0 | 0 | 0 | 0 | 0 | 0 | 0 | 0 | 0 | 0 | 0 | 0 | 0 | 0 | 0 | 0 | 0 | 0 | 0 | 0 | 0 | 0 | 0 | 0 | 0 | 0 | 0 | 0 | 0 | 0 | 0
| 0 | [36 empty] | 0 | 0 | 0 | 0 | 0 | 0 | 0 | 0 | 0 | 0 | 0 | 0 | 0 | 0 | 0 | 0 | 0 | 0 | 0 | 0 | 0 | 0 | 0 | 0 | 0 | 0 | 0 | 0 | 0 | 0 | 0 | 0
| Diversity Factor: 0 | [36 empty] | 0 | 0 | 0 | 0 | 0 | 0 | 0 | 0 | 0 | 0 | 0 | 0 | 0 | 0 | 0 | 0 | 0 | 0 | 0 | 0 | 0 | 0 | 0 | 0 | 0 | 0 | 0 | 0 | 0 | 0 | 0 | 0
[38 empty] | 0 | 0 | 0 | 0 | 0 | 0 | 0 | 0 | 0 | 0 | 0 | 0 | 0 | 0 | 0 | 0 | 0 | 0 | 0 | 0 | 0 | 0 | 0 | 0 | 0 | 0 | 0 | 0 | 0 | 0 | 0 | 0
[38 empty] | 0 | 0 | 0 | 0 | 0 | 0 | 0 | 0 | 0 | 0 | 0 | 0 | 0 | 0 | 0 | 0 | 0 | 0 | 0 | 0 | 0 | 0 | 0 | 0 | 0 | 0 | 0 | 0 | 0 | 0 | 0 | 0
| 0 | [36 empty] | 0 | 0 | 0 | 0 | 0 | 0 | 0 | 0 | 0 | 0 | 0 | 0 | 0 | 0 | 0 | 0 | 0 | 0 | 0 | 0 | 0 | 0 | 0 | 0 | 0 | 0 | 0 | 0 | 0 | 0 | 0 | 0
Diversity Factor: 0
[38 empty] | Historical Spots & Transfers | [6 empty] | Forecast Spots & Transfers
[35 empty] | Project Name | From | To | 07/08 | 08/09 | 09/10 | 10/11 | 11/12 | 12/13 | 13/14 | 14/15 | 15/16 | 16/17 | 17/18 | 18/19 | 19/20 | 20/21 | 21/22 | 22/23 | 23/24 | 24/25 | 25/26 | 26/27 | 27/28 | 28/29 | 29/30 | 30/31 | 31/32 | 32/33 | 33/34 | 34/35 | 35/36 | 36/37 | 37/38 | 38/39
| 0 | [33 empty] | Broad based demand management |  | Paxton 33_11kV Tx1 | 0 | 0 | 0 | 0 | 0 | 0 | 0 | -0.0044274 | 0 | 0 | -0.0019756 | 0 | 0 | 0 | 0 | 0 | 0 | 0 | 0 | 0 | 0 | 0 | 0 | 0 | 0 | 0 | 0 | 0 | 0 | 0 | 0 | 0
| Diversity Factor: 0 | [33 empty] | Broad based demand management |  | Paxton 33_11kV Tx2 | 0 | 0 | 0 | 0 | 0 | 0 | 0 | -0.0044274 | 0 | 0 | -0.0019756 | 0 | 0 | 0 | 0 | 0 | 0 | 0 | 0 | 0 | 0 | 0 | 0 | 0 | 0 | 0 | 0 | 0 | 0 | 0 | 0 | 0
[35 empty] | Econometric |  | Paxton 33_11kV Tx1 | 0 | 0 | 0 | 0 | 0 | 0 | 0 | 0 | 0 | 0.019708 | 0.035237 | 0.044839 | 0.067473 | 0.074497 | 0.070687 | 0.066747 | 0.067762 | 0.068791 | 0.069835 | 0.070893 | 0.071967 | 0.073055 | 0.074158 | 0.075277 | 0.076411 | 0.077561 | 0.078727 | 0.079909 | 0.081108 | 0.082323 | 0.083555 | 0.084805
[35 empty] | Econometric |  | Paxton 33_11kV Tx2 | 0 | 0 | 0 | 0 | 0 | 0 | 0 | 0 | 0 | 0.019708 | 0.035237 | 0.044839 | 0.067473 | 0.074497 | 0.070687 | 0.066747 | 0.067762 | 0.068791 | 0.069835 | 0.070893 | 0.071967 | 0.073055 | 0.074158 | 0.075277 | 0.076411 | 0.077561 | 0.078727 | 0.079909 | 0.081108 | 0.082323 | 0.083555 | 0.084805
| 0 | [33 empty] | Energy Efficiency |  | Paxton 33_11kV Tx1 | 0 | 0 | 0 | 0 | 0 | 0 | 0 | 0.0014984 | 0.00023936 | -0.0098287 | -0.017067 | -0.026958 | -0.030108 | -0.020309 | -0.019072 | -0.020556 | -0.019742 | -0.019921 | -0.016581 | -0.016651 | -0.016018 | -0.015416 | -0.016029 | -0.016139 | -0.016139 | -0.016139 | -0.016139 | -0.016139 | -0.016139 | -0.016139 | -0.016139 | -0.016139
| Diversity Factor: 0 | [33 empty] | Energy Efficiency |  | Paxton 33_11kV Tx2 | 0 | 0 | 0 | 0 | 0 | 0 | 0 | 0.0014984 | 0.00023936 | -0.0098287 | -0.017067 | -0.026958 | -0.030108 | -0.020309 | -0.019072 | -0.020556 | -0.019742 | -0.019921 | -0.016581 | -0.016651 | -0.016018 | -0.015416 | -0.016029 | -0.016139 | -0.016139 | -0.016139 | -0.016139 | -0.016139 | -0.016139 | -0.016139 | -0.016139 | -0.016139
[35 empty] | Solar PV |  | Paxton 33_11kV Tx1 | 0 | 0 | 0 | -0.006455 | -0.014805 | -0.01111 | -4e-05 | -0.0047903 | -0.005373 | -0.0060682 | -0.0066584 | -0.0071261 | -0.0075073 | -0.00786 | -0.0076008 | -0.0077216 | -0.0059082 | -0.0070768 | -0.0070768 | -0.0070768 | -0.0070768 | -0.0070768 | -0.0070768 | -0.0070768 | -0.0070768 | -0.0070768 | -0.0070768 | -0.0070768 | -0.0070768 | -0.0070768 | -0.0070768 | -0.0070768
[35 empty] | Solar PV |  | Paxton 33_11kV Tx2 | 0 | 0 | 0 | -0.006455 | -0.014805 | -0.01111 | -4e-05 | -0.0047903 | -0.005373 | -0.0060682 | -0.0066584 | -0.0071261 | -0.0075073 | -0.00786 | -0.0076008 | -0.0077216 | -0.0059082 | -0.0070768 | -0.0070768 | -0.0070768 | -0.0070768 | -0.0070768 | -0.0070768 | -0.0070768 | -0.0070768 | -0.0070768 | -0.0070768 | -0.0070768 | -0.0070768 | -0.0070768 | -0.0070768 | -0.0070768
0
Diversity Factor: 0
0
Diversity Factor: 0
0
Diversity Factor: 0
0
Diversity Factor: 0
0
Diversity Factor: 0
0
Diversity Factor: 0
| Weather Correction and Public Holiday Factors | [8 empty] | Forecast ROG
ROG Justification
| Actual loads for season 13/14 have been weather corrected by the following: | [6 empty] | 9.881% |  | 7 year ROG ok | [59 empty] | 7 year ROG ok
1 | 2 | 3 | 4 | 5 | 6 | 7 | 8 | 9 | 10 | 14/15 | 15/16 | 16/17 | 17/18 | 18/19 | 19/20 | 20/21 | 21/22 | 22/23 | 23/24 | 24/25 | 25/26 | 26/27 | 27/28 | 28/29 | 29/30 | 30/31 | 31/32 | 32/33 | 33/34 | 34/35 | 35/36 | 36/37 | 37/38 | 38/39
0.9739 | 0.94848 | 0.93198 | 0.92387 | 0.92387 | 0.92387 | 0.92387 | 0.92387 | 0.92387 | 0.92387 | -2.61% | -2.61% | -1.74% | -0.87% | 0% | 0% | 0% | 0% | 0% | 0% | 0% | 0% | 0% | 0% | 0% | 0% | 0% | 0% | 0% | 0% | 0% | 0% | 0% | 0% | 0%
Substation Load Detail
[7 empty] | Units | 13/14 |  | 14/15 | 15/16 | 16/17 | 17/18 | 18/19 | 19/20 | 20/21 | 21/22 | 22/23 | 23/24 | 24/25 | 25/26 | 26/27 | 27/28 | 28/29 | 29/30 | 30/31 | 31/32 | 32/33 | 33/34 | 34/35 | 35/36 | 36/37 | 37/38 | 38/39
1 | Paxton 33_11kV | Compensated |  | Load (LV side) |  |  | Amps | 0 |  | 263.4598 | 256.0426 | 251.9861 | 250.7943 | 251.9232 | 255.0574 | 259.9206 | 264.5409 | 268.5791 | 272.9997 | 277.3869 | 282.2343 | 287.1854 | 292.3156 | 297.6231 | 302.9822 | 308.4471 | 314.0311 | 319.7359 | 325.563 | 331.5142 | 337.5913 | 343.796 | 350.13 | 356.5951
|  |  |  | Apparent Power |  |  | MVA | 4.814 | 5.17 | 5.0196 | 4.8783 | 4.801 | 4.7783 | 4.7998 | 4.8595 | 4.9522 | 5.0402 | 5.1171 | 5.2013 | 5.2849 | 5.3773 | 5.4716 | 5.5694 | 5.6705 | 5.7726 | 5.8767 | 5.9831 | 6.0918 | 6.2028 | 6.3162 | 6.432 | 6.5502 | 6.6709 | 6.7941
|  |  |  | Real Power |  |  | MW | 4.5781 | 4.9167 | 4.7736 | 4.6392 | 4.5657 | 4.5441 | 4.5646 | 4.6214 | 4.7095 | 4.7932 | 4.8664 | 4.9465 | 5.026 | 5.1138 | 5.2035 | 5.2965 | 5.3926 | 5.4897 | 5.5887 | 5.6899 | 5.7933 | 5.8989 | 6.0067 | 6.1168 | 6.2292 | 6.344 | 6.4611
|  |  |  | Reactive Power |  |  | MVAr | 0 |  | 1.552 | 1.5083 | 1.4844 | 1.4774 | 1.484 | 1.5025 | 1.5312 | 1.5584 | 1.5822 | 1.6082 | 1.6341 | 1.6626 | 1.6918 | 1.722 | 1.7533 | 1.7848 | 1.817 | 1.8499 | 1.8835 | 1.9179 | 1.9529 | 1.9887 | 2.0253 | 2.0626 | 2.1007
|  |  |  | Capacitors In Service |  |  | MVAr | 0 |  | 0 | 0 | 0 | 0 | 0 | 0 | 0 | 0 | 0 | 0 | 0 | 0 | 0 | 0 | 0 | 0 | 0 | 0 | 0 | 0 | 0 | 0 | 0 | 0 | 0
|  |  |  | PF |  |  |  | 0.951 |  | 0.951 | 0.951 | 0.951 | 0.951 | 0.951 | 0.951 | 0.951 | 0.951 | 0.951 | 0.951 | 0.951 | 0.951 | 0.951 | 0.951 | 0.951 | 0.951 | 0.951 | 0.951 | 0.951 | 0.951 | 0.951 | 0.951 | 0.951 | 0.951 | 0.951
0.92046 | Diversity Factor: 0.92 | Uncompensated |  | Reactive Power |  |  | MVAr | 0 | 1.5985 | 1.552 | 1.5083 | 1.4844 | 1.4774 | 1.484 | 1.5025 | 1.5312 | 1.5584 | 1.5822 | 1.6082 | 1.6341 | 1.6626 | 1.6918 | 1.722 | 1.7533 | 1.7848 | 1.817 | 1.8499 | 1.8835 | 1.9179 | 1.9529 | 1.9887 | 2.0253 | 2.0626 | 2.1007
|  |  |  | PF |  |  |  | 0.951 |  | 0.951 | 0.951 | 0.951 | 0.951 | 0.951 | 0.951 | 0.951 | 0.951 | 0.951 | 0.951 | 0.951 | 0.951 | 0.951 | 0.951 | 0.951 | 0.951 | 0.951 | 0.951 | 0.951 | 0.951 | 0.951 | 0.951 | 0.951 | 0.951 | 0.951
[10 empty] | 1 | 2 | 3 | 4 | 5 | 6 | 7 | 8 | 9 | 10 | 11 | 12 | 13 | 14 | 15 | 16 | 17 | 18 | 19 | 20 | 21 | 22 | 23 | 24 | 25
Transformer Load Detail
[7 empty] | Units | 13/14 |  | 14/15 | 15/16 | 16/17 | 17/18 | 18/19 | 19/20 | 20/21 | 21/22 | 22/23 | 23/24 | 24/25 | 25/26 | 26/27 | 27/28 | 28/29 | 29/30 | 30/31 | 31/32 | 32/33 | 33/34 | 34/35 | 35/36 | 36/37 | 37/38 | 38/39
| 0 | Compensated |  | Load (LV side) |  |  | Amps
|  |  |  | Apparent Power |  |  | MVA
|  |  |  | Real Power |  |  | MW
|  |  |  | Reactive Power |  |  | MVAr
|  |  |  | Capacitors In Service |  |  | MVAr
PF
| Zone Div: | Uncompensated |  | Reactive Power |  |  | MVAr
PF
| 0 | Compensated |  | Load (LV side) |  |  | Amps
|  |  |  | Apparent Power |  |  | MVA
|  |  |  | Real Power |  |  | MW
|  |  |  | Reactive Power |  |  | MVAr
|  |  |  | Capacitors In Service |  |  | MVAr
PF
| Zone Div: | Uncompensated |  | Reactive Power |  |  | MVAr
PF
| 0 | Compensated |  | Load (LV side) |  |  | Amps
|  |  |  | Apparent Power |  |  | MVA
|  |  |  | Real Power |  |  | MW
|  |  |  | Reactive Power |  |  | MVAr
|  |  |  | Capacitors In Service |  |  | MVAr
PF
| Zone Div: | Uncompensated |  | Reactive Power |  |  | MVAr
PF
| 0 | Compensated |  | Load (LV side) |  |  | Amps
|  |  |  | Apparent Power |  |  | MVA
|  |  |  | Real Power |  |  | MW
|  |  |  | Reactive Power |  |  | MVAr
|  |  |  | Capacitors In Service |  |  | MVAr
PF
| Zone Div: | Uncompensated |  | Reactive Power |  |  | MVAr
PF
| 0 | Compensated |  | Load (LV side) |  |  | Amps
|  |  |  | Apparent Power |  |  | MVA
|  |  |  | Real Power |  |  | MW
|  |  |  | Reactive Power |  |  | MVAr
|  |  |  | Capacitors In Service |  |  | MVAr
PF
| Zone Div: | Uncompensated |  | Reactive Power |  |  | MVAr
PF
| 0 | Compensated |  | Load (LV side) |  |  | Amps
|  |  |  | Apparent Power |  |  | MVA
|  |  |  | Real Power |  |  | MW
|  |  |  | Reactive Power |  |  | MVAr
|  |  |  | Capacitors In Service |  |  | MVAr
PF
| Zone Div: | Uncompensated |  | Reactive Power |  |  | MVAr
PF
| 0 | Compensated |  | Load (LV side) |  |  | Amps
|  |  |  | Apparent Power |  |  | MVA
|  |  |  | Real Power |  |  | MW
|  |  |  | Reactive Power |  |  | MVAr
|  |  |  | Capacitors In Service |  |  | MVAr
PF
| Zone Div: | Uncompensated |  | Reactive Power |  |  | MVAr
PF
| 0 | Compensated |  | Load (LV side) |  |  | Amps
|  |  |  | Apparent Power |  |  | MVA
|  |  |  | Real Power |  |  | MW
|  |  |  | Reactive Power |  |  | MVAr
|  |  |  | Capacitors In Service |  |  | MVAr
PF
| Zone Div: | Uncompensated |  | Reactive Power |  |  | MVAr
PF
| 0 | Compensated |  | Load (LV side) |  |  | Amps
|  |  |  | Apparent Power |  |  | MVA
|  |  |  | Real Power |  |  | MW
|  |  |  | Reactive Power |  |  | MVAr
|  |  |  | Capacitors In Service |  |  | MVAr
PF
| Zone Div: | Uncompensated |  | Reactive Power |  |  | MVAr
PF
| 0 | Compensated |  | Load (LV side) |  |  | Amps
|  |  |  | Apparent Power |  |  | MVA
|  |  |  | Real Power |  |  | MW
|  |  |  | Reactive Power |  |  | MVAr
|  |  |  | Capacitors In Service |  |  | MVAr
PF
| Zone Div: | Uncompensated |  | Reactive Power |  |  | MVAr
PF

## Rothbury 132_11kV
| Rothbury 132_11kV | [16 empty] | 2015 | SUMMER
| Substation Total Loads | [33 empty] | Spots & Transfers Detail
| Historical Loads | (11kV MVA) | [7 empty] | Weather Corrected Forecast Loads |  |  |  | (11kV MVA) | [20 empty] | Spots & Transfers Summary | (11kV MVA) |  | Historical Spots & Transfers | [6 empty] | Forecast Spots & Transfers
|  | 07/08 | 08/09 | 09/10 | 10/11 | 11/12 | 12/13 | 13/14 |  | 14/15 | 15/16 | 16/17 | 17/18 | 18/19 | 19/20 | 20/21 | 21/22 | 22/23 | 23/24 | 24/25 | 25/26 | 26/27 | 27/28 | 28/29 | 29/30 | 30/31 | 31/32 | 32/33 | 33/34 | 34/35 | 35/36 | 36/37 | 37/38 | 38/39 |  |  |  | 07/08 | 08/09 | 09/10 | 10/11 | 11/12 | 12/13 | 13/14 | 14/15 | 15/16 | 16/17 | 17/18 | 18/19 | 19/20 | 20/21 | 21/22 | 22/23 | 23/24 | 24/25 | 25/26 | 26/27 | 27/28 | 28/29 | 29/30 | 30/31 | 31/32 | 32/33 | 33/34 | 34/35 | 35/36 | 36/37 | 37/38 | 38/39
| Total | 9.02 | 10.869 | 13.2 | 13.277 | 8.429 | 10.396 | 9.831 |  | 15.8571 | 15.9186 | 16.0422 | 16.24 | 16.4841 | 17.0677 | 17.8121 | 18.5289 | 19.1686 | 19.8176 | 20.4498 | 21.1162 | 21.7877 | 22.4867 | 23.2029 | 23.9223 | 24.6425 | 25.3716 | 26.1095 | 26.8565 | 27.6127 | 28.378 | 29.1527 | 29.9369 | 30.7306 |  |  | Total | 0 | 0 | 0 | -0.04764 | -0.03883 | -0.06667 | 0.42926 | 4.3878 | -0.020948 | 0.068395 | 0.16997 | 0.24417 | 0.58357 | 0.74437 | 0.71686 | 0.6397 | 0.64893 | 0.63223 | 0.66637 | 0.67157 | 0.69891 | 0.71623 | 0.71938 | 0.72025 | 0.72906 | 0.73798 | 0.747 | 0.75613 | 0.76536 | 0.77469 | 0.78414 | 0.79369
| Firm Rating | 0 | 0 | 38.1 | 38.1 | 38.1 | 38.11 | 38.11 |  | 38.11 | 38.11 | 38.11 | 38.11 | 38.11 | 38.11 | 38.11 | 38.11 | 38.11 | 38.11 | 38.11 | 38.11 | 38.11 | 38.11 | 38.11 | 38.11 | 38.11 | 38.11 | 38.11 | 38.11 | 38.11 | 38.11 | 38.11 | 38.11 | 38.11
| Total Capacity | 0 | 0 | 76.2 | 76.2 | 76.2 | 76.21 | 76.21 |  | 76.21 | 76.21 | 76.21 | 76.21 | 76.21 | 76.21 | 76.21 | 76.21 | 76.21 | 76.21 | 76.21 | 76.21 | 76.21 | 76.21 | 76.21 | 76.21 | 76.21 | 76.21 | 76.21 | 76.21 | 76.21 | 76.21 | 76.21 | 76.21 | 76.21 |  |  | Rothbury 132_11kV Tx1 | 0 | 0 | 0 | -0.019439 | -0.015844 | 0.068058 | 0.17133 | 2.3796 | -0.0085479 | 0.027908 | 0.069355 | 0.099631 | 0.23812 | 0.30374 | 0.29251 | 0.26103 | 0.26479 | 0.25798 | 0.27191 | 0.27403 | 0.28519 | 0.29226 | 0.29354 | 0.29389 | 0.29749 | 0.30113 | 0.30481 | 0.30853 | 0.3123 | 0.31611 | 0.31997 | 0.32386
|  | -7 | -6 | -5 | -4 | -3 | -2 | -1 |  | 0 | 1 | 2 | 3 | 4 | 5 | 6 | 7 | 8 | 9 | 10 | 11 | 12 | 13 | 14 | 15 | 16 | 17 | 18 | 19 | 20 | 21 | 22 | 23 | 24 |  |  | Rothbury 132_11kV Tx2 | 0 | 0 | 0 | -0.028201 | -0.022986 | -0.13473 | 0.25794 | 2.0082 | -0.0124 | 0.040487 | 0.10061 | 0.14454 | 0.34545 | 0.44063 | 0.42435 | 0.37868 | 0.38414 | 0.37425 | 0.39446 | 0.39754 | 0.41373 | 0.42398 | 0.42584 | 0.42635 | 0.43157 | 0.43685 | 0.44219 | 0.44759 | 0.45306 | 0.45858 | 0.46417 | 0.46983
| Transformer Loads | [36 empty] | 0 | 0 | 0 | 0 | 0 | 0 | 0 | 0 | 0 | 0 | 0 | 0 | 0 | 0 | 0 | 0 | 0 | 0 | 0 | 0 | 0 | 0 | 0 | 0 | 0 | 0 | 0 | 0 | 0 | 0 | 0 | 0
| Historical Loads | (11kV MVA) | [7 empty] | 0: Weather Corrected Forecast Loads; 4: (11kV MVA) |  |  |  | 0 | 0 | 0 | 0 | 0 | 0 | 0 | 0 | 0 | 0 | 0 | 0 | 0 | 0 | 0 | 0 | 0 | 0 | 0 | 0 | 0 | 0 | 0 | 0 | 0 | 0 | 0 | 0 | 0 | 0 | 0 | 0
|  | 07/08 | 08/09 | 09/10 | 10/11 | 11/12 | 12/13 | 13/14 |  | 14/15 | 15/16 | 16/17 | 17/18 | 18/19 | 19/20 | 20/21 | 21/22 | 22/23 | 23/24 | 24/25 | 25/26 | 26/27 | 27/28 | 28/29 | 29/30 | 30/31 | 31/32 | 32/33 | 33/34 | 34/35 | 35/36 | 36/37 | 37/38 | 38/39 |  |  |  | 0 | 0 | 0 | 0 | 0 | 0 | 0 | 0 | 0 | 0 | 0 | 0 | 0 | 0 | 0 | 0 | 0 | 0 | 0 | 0 | 0 | 0 | 0 | 0 | 0 | 0 | 0 | 0 | 0 | 0 | 0 | 0
| 0 | [36 empty] | 0 | 0 | 0 | 0 | 0 | 0 | 0 | 0 | 0 | 0 | 0 | 0 | 0 | 0 | 0 | 0 | 0 | 0 | 0 | 0 | 0 | 0 | 0 | 0 | 0 | 0 | 0 | 0 | 0 | 0 | 0 | 0
| Diversity Factor: 0 | [36 empty] | 0 | 0 | 0 | 0 | 0 | 0 | 0 | 0 | 0 | 0 | 0 | 0 | 0 | 0 | 0 | 0 | 0 | 0 | 0 | 0 | 0 | 0 | 0 | 0 | 0 | 0 | 0 | 0 | 0 | 0 | 0 | 0
[38 empty] | 0 | 0 | 0 | 0 | 0 | 0 | 0 | 0 | 0 | 0 | 0 | 0 | 0 | 0 | 0 | 0 | 0 | 0 | 0 | 0 | 0 | 0 | 0 | 0 | 0 | 0 | 0 | 0 | 0 | 0 | 0 | 0
[38 empty] | 0 | 0 | 0 | 0 | 0 | 0 | 0 | 0 | 0 | 0 | 0 | 0 | 0 | 0 | 0 | 0 | 0 | 0 | 0 | 0 | 0 | 0 | 0 | 0 | 0 | 0 | 0 | 0 | 0 | 0 | 0 | 0
| 0 | [36 empty] | 0 | 0 | 0 | 0 | 0 | 0 | 0 | 0 | 0 | 0 | 0 | 0 | 0 | 0 | 0 | 0 | 0 | 0 | 0 | 0 | 0 | 0 | 0 | 0 | 0 | 0 | 0 | 0 | 0 | 0 | 0 | 0
Diversity Factor: 0
[38 empty] | Historical Spots & Transfers | [6 empty] | Forecast Spots & Transfers
[35 empty] | Project Name | From | To | 07/08 | 08/09 | 09/10 | 10/11 | 11/12 | 12/13 | 13/14 | 14/15 | 15/16 | 16/17 | 17/18 | 18/19 | 19/20 | 20/21 | 21/22 | 22/23 | 23/24 | 24/25 | 25/26 | 26/27 | 27/28 | 28/29 | 29/30 | 30/31 | 31/32 | 32/33 | 33/34 | 34/35 | 35/36 | 36/37 | 37/38 | 38/39
| 0 | [33 empty] | Broad based demand management |  | Rothbury 132_11kV Tx1 | 0 | 0 | 0 | 0 | 0 | 0 | 0 | -0.0033385 | -0.00032163 | -0.00048245 | -0.0042409 | -0.0057894 | 0 | 0 | 0 | 0 | 0 | 0 | 0 | 0 | 0 | 0 | 0 | 0 | 0 | 0 | 0 | 0 | 0 | 0 | 0 | 0
| Diversity Factor: 0 | [33 empty] | Broad based demand management |  | Rothbury 132_11kV Tx2 | 0 | 0 | 0 | 0 | 0 | 0 | 0 | -0.0048431 | -0.00046659 | -0.00069989 | -0.0061524 | -0.0083987 | 0 | 0 | 0 | 0 | 0 | 0 | 0 | 0 | 0 | 0 | 0 | 0 | 0 | 0 | 0 | 0 | 0 | 0 | 0 | 0
[35 empty] | DNP_ID: 6576. Aug Rothbury Fdr 34633 - Tuckers Lane | Branxton 66_11kV Tx1 | Rothbury 132_11kV Tx1 | 0 | 0 | 0 | 0 | 0 | 0 | 0 | 1.6004 | 0 | 0 | 0 | 0 | 0 | 0 | 0 | 0 | 0 | 0 | 0 | 0 | 0 | 0 | 0 | 0 | 0 | 0 | 0 | 0 | 0 | 0 | 0 | 0
[35 empty] | DNP_ID: 6576. Aug Rothbury Fdr 34633 - Tuckers Lane | Branxton 66_11kV Tx2 | Rothbury 132_11kV Tx1 | 0 | 0 | 0 | 0 | 0 | 0 | 0 | 1.6004 | 0 | 0 | 0 | 0 | 0 | 0 | 0 | 0 | 0 | 0 | 0 | 0 | 0 | 0 | 0 | 0 | 0 | 0 | 0 | 0 | 0 | 0 | 0 | 0
| 0 | [33 empty] | DNP_ID: 6576. Aug Rothbury Fdr 34633 - Tuckers Lane | Rothbury 132_11kV Tx2 | Rothbury 132_11kV Tx1 | 0 | 0 | 0 | 0 | 0 | 0.095263 | 0 | 0 | 0 | 0 | 0 | 0 | 0 | 0 | 0 | 0 | 0 | 0 | 0 | 0 | 0 | 0 | 0 | 0 | 0 | 0 | 0 | 0 | 0 | 0 | 0 | 0
| Diversity Factor: 0 | [33 empty] | DNP_ID: 6610. Aug Rothbury Fdr 34639 - Talga Road Ammendment - COMMENTS TO BE ADDED with revised DB issue. LG - 27/03/2014 | Rothbury 132_11kV Tx1 | Rothbury 132_11kV Tx2 | 0 | 0 | 0 | 0 | 0 | 0 | 0.28579 | 0.80021 | 0 | 0 | 0 | 0 | 0 | 0 | 0 | 0 | 0 | 0 | 0 | 0 | 0 | 0 | 0 | 0 | 0 | 0 | 0 | 0 | 0 | 0 | 0 | 0
[35 empty] | HVCON_ID: 2000013. Greta Rail facility | Branxton 66_11kV Tx1 | Rothbury 132_11kV Tx1 | 0 | 0 | 0 | 0 | 0 | 0 | 0.23816 | 0 | 0 | 0 | 0 | 0 | 0 | 0 | 0 | 0 | 0 | 0 | 0 | 0 | 0 | 0 | 0 | 0 | 0 | 0 | 0 | 0 | 0 | 0 | 0 | 0
[35 empty] | HVCON_ID: 2000013. Greta Rail facility | Branxton 66_11kV Tx2 | Rothbury 132_11kV Tx1 | 0 | 0 | 0 | 0 | 0 | 0 | 0.23816 | 0 | 0 | 0 | 0 | 0 | 0 | 0 | 0 | 0 | 0 | 0 | 0 | 0 | 0 | 0 | 0 | 0 | 0 | 0 | 0 | 0 | 0 | 0 | 0 | 0
| 0 | [33 empty] | HVCON_ID: 2000014. Greta Rail facility | Branxton 66_11kV Tx1 | Rothbury 132_11kV Tx2 | 0 | 0 | 0 | 0 | 0 | 0 | 0 | 0.61921 | 0 | 0 | 0 | 0 | 0 | 0 | 0 | 0 | 0 | 0 | 0 | 0 | 0 | 0 | 0 | 0 | 0 | 0 | 0 | 0 | 0 | 0 | 0 | 0
| Diversity Factor: 0 | [33 empty] | HVCON_ID: 2000014. Greta Rail facility | Branxton 66_11kV Tx2 | Rothbury 132_11kV Tx2 | 0 | 0 | 0 | 0 | 0 | 0 | 0 | 0.61921 | 0 | 0 | 0 | 0 | 0 | 0 | 0 | 0 | 0 | 0 | 0 | 0 | 0 | 0 | 0 | 0 | 0 | 0 | 0 | 0 | 0 | 0 | 0 | 0
[35 empty] | Econometric |  | Rothbury 132_11kV Tx1 | 0 | 0 | 0 | 0 | 0 | 0 | 0 | 0 | 0 | 0.054363 | 0.11188 | 0.1634 | 0.29682 | 0.3362 | 0.31019 | 0.28355 | 0.28683 | 0.29015 | 0.29351 | 0.29691 | 0.30034 | 0.30382 | 0.30733 | 0.31089 | 0.31449 | 0.31813 | 0.32181 | 0.32553 | 0.3293 | 0.33311 | 0.33696 | 0.34086
[35 empty] | Econometric |  | Rothbury 132_11kV Tx2 | 0 | 0 | 0 | 0 | 0 | 0 | 0 | 0 | 0 | 0.078865 | 0.1623 | 0.23704 | 0.4306 | 0.48772 | 0.44999 | 0.41135 | 0.41611 | 0.42092 | 0.4258 | 0.43072 | 0.43571 | 0.44075 | 0.44585 | 0.45101 | 0.45623 | 0.46151 | 0.46685 | 0.47225 | 0.47771 | 0.48324 | 0.48883 | 0.49449
| 0 | [33 empty] | Energy Efficiency |  | Rothbury 132_11kV Tx1 | 0 | 0 | 0 | 0 | 0 | 0 | 0 | -0.016759 | -0.0072128 | -0.024828 | -0.037027 | -0.056632 | -0.057282 | -0.030978 | -0.016242 | -0.021065 | -0.020925 | -0.030839 | -0.020266 | -0.02154 | -0.013818 | -0.010228 | -0.012461 | -0.015663 | -0.015663 | -0.015663 | -0.015663 | -0.015663 | -0.015663 | -0.015663 | -0.015663 | -0.015663
| Diversity Factor: 0 | [33 empty] | Energy Efficiency |  | Rothbury 132_11kV Tx2 | 0 | 0 | 0 | 0 | 0 | 0 | 0 | -0.024312 | -0.010464 | -0.036018 | -0.053715 | -0.082156 | -0.083099 | -0.04494 | -0.023563 | -0.030559 | -0.030357 | -0.044739 | -0.0294 | -0.031248 | -0.020046 | -0.014838 | -0.018077 | -0.022722 | -0.022722 | -0.022722 | -0.022722 | -0.022722 | -0.022722 | -0.022722 | -0.022722 | -0.022722
[35 empty] | Solar PV |  | Rothbury 132_11kV Tx1 | 0 | 0 | 0 | -0.019439 | -0.015844 | -0.027204 | -0.019199 | -0.00090348 | -0.0010134 | -0.0011445 | -0.0012558 | -0.0013441 | -0.001416 | -0.0014825 | -0.0014336 | -0.0014564 | -0.0011143 | -0.0013348 | -0.0013348 | -0.0013348 | -0.0013348 | -0.0013348 | -0.0013348 | -0.0013348 | -0.0013348 | -0.0013348 | -0.0013348 | -0.0013348 | -0.0013348 | -0.0013348 | -0.0013348 | -0.0013348
[35 empty] | Solar PV |  | Rothbury 132_11kV Tx2 | 0 | 0 | 0 | -0.028201 | -0.022986 | -0.039466 | -0.027851 | -0.0013107 | -0.0014701 | -0.0016604 | -0.0018219 | -0.0019498 | -0.0020541 | -0.0021506 | -0.0020797 | -0.0021127 | -0.0016166 | -0.0019363 | -0.0019363 | -0.0019363 | -0.0019363 | -0.0019363 | -0.0019363 | -0.0019363 | -0.0019363 | -0.0019363 | -0.0019363 | -0.0019363 | -0.0019363 | -0.0019363 | -0.0019363 | -0.0019363
0
Diversity Factor: 0
0
Diversity Factor: 0
0
Diversity Factor: 0
0
Diversity Factor: 0
| Weather Correction and Public Holiday Factors | [8 empty] | Forecast ROG
ROG Justification
| Actual loads for season 13/14 have been weather corrected by the following: | [6 empty] | 17.35% |  | 7 year ROG ok | [59 empty] | 7 year ROG ok
1 | 2 | 3 | 4 | 5 | 6 | 7 | 8 | 9 | 10 | 14/15 | 15/16 | 16/17 | 17/18 | 18/19 | 19/20 | 20/21 | 21/22 | 22/23 | 23/24 | 24/25 | 25/26 | 26/27 | 27/28 | 28/29 | 29/30 | 30/31 | 31/32 | 32/33 | 33/34 | 34/35 | 35/36 | 36/37 | 37/38 | 38/39
1.0052 | 1.0104 | 1.0139 | 1.0157 | 1.0157 | 1.0157 | 1.0157 | 1.0157 | 1.0157 | 1.0157 | 0.52% | 0.52% | 0.3467% | 0.1733% | 0% | 0% | 0% | 0% | 0% | 0% | 0% | 0% | 0% | 0% | 0% | 0% | 0% | 0% | 0% | 0% | 0% | 0% | 0% | 0% | 0%
Substation Load Detail
[7 empty] | Units | 13/14 |  | 14/15 | 15/16 | 16/17 | 17/18 | 18/19 | 19/20 | 20/21 | 21/22 | 22/23 | 23/24 | 24/25 | 25/26 | 26/27 | 27/28 | 28/29 | 29/30 | 30/31 | 31/32 | 32/33 | 33/34 | 34/35 | 35/36 | 36/37 | 37/38 | 38/39
1 | Rothbury 132_11kV | Compensated |  | Load (LV side) |  |  | Amps | 0 |  | 832.2814 | 835.5103 | 841.9969 | 852.3776 | 865.193 | 895.8226 | 934.892 | 972.5174 | 1006.093 | 1040.153 | 1073.336 | 1108.311 | 1143.56 | 1180.243 | 1217.835 | 1255.593 | 1293.396 | 1331.662 | 1370.396 | 1409.603 | 1449.29 | 1489.46 | 1530.121 | 1571.278 | 1612.936
|  |  |  | Apparent Power |  |  | MVA | 9.831 | 11.41 | 15.8571 | 15.9186 | 16.0422 | 16.24 | 16.4841 | 17.0677 | 17.8121 | 18.5289 | 19.1686 | 19.8176 | 20.4498 | 21.1162 | 21.7877 | 22.4867 | 23.2029 | 23.9223 | 24.6425 | 25.3716 | 26.1095 | 26.8565 | 27.6127 | 28.378 | 29.1527 | 29.9369 | 30.7306
|  |  |  | Real Power |  |  | MW | 9.5656 | 11.1019 | 15.4245 | 15.4844 | 15.6046 | 15.797 | 16.0345 | 16.6021 | 17.3262 | 18.0235 | 18.6458 | 19.277 | 19.892 | 20.5402 | 21.1934 | 21.8733 | 22.5699 | 23.2697 | 23.9703 | 24.6795 | 25.3973 | 26.124 | 26.8595 | 27.6039 | 28.3575 | 29.1202 | 29.8923
|  |  |  | Reactive Power |  |  | MVAr | 0 |  | 3.6784 | 3.6927 | 3.7214 | 3.7673 | 3.8239 | 3.9593 | 4.1319 | 4.2982 | 4.4466 | 4.5972 | 4.7438 | 4.8984 | 5.0542 | 5.2163 | 5.3825 | 5.5494 | 5.7164 | 5.8856 | 6.0568 | 6.23 | 6.4054 | 6.583 | 6.7627 | 6.9446 | 7.1287
|  |  |  | Capacitors In Service |  |  | MVAr | 0 |  | 0 | 0 | 0 | 0 | 0 | 0 | 0 | 0 | 0 | 0 | 0 | 0 | 0 | 0 | 0 | 0 | 0 | 0 | 0 | 0 | 0 | 0 | 0 | 0 | 0
|  |  |  | PF |  |  |  | 0.973 |  | 0.97272 | 0.97272 | 0.97272 | 0.97272 | 0.97272 | 0.97272 | 0.97272 | 0.97272 | 0.97272 | 0.97272 | 0.97272 | 0.97272 | 0.97272 | 0.97272 | 0.97272 | 0.97272 | 0.97272 | 0.97272 | 0.97272 | 0.97272 | 0.97272 | 0.97272 | 0.97272 | 0.97272 | 0.97272
0.811 | Diversity Factor: 0.81 | Uncompensated |  | Reactive Power |  |  | MVAr | 0 | 2.6335 | 3.6784 | 3.6927 | 3.7214 | 3.7673 | 3.8239 | 3.9593 | 4.1319 | 4.2982 | 4.4466 | 4.5972 | 4.7438 | 4.8984 | 5.0542 | 5.2163 | 5.3825 | 5.5494 | 5.7164 | 5.8856 | 6.0568 | 6.23 | 6.4054 | 6.583 | 6.7627 | 6.9446 | 7.1287
|  |  |  | PF |  |  |  | 0.973 |  | 0.97272 | 0.97272 | 0.97272 | 0.97272 | 0.97272 | 0.97272 | 0.97272 | 0.97272 | 0.97272 | 0.97272 | 0.97272 | 0.97272 | 0.97272 | 0.97272 | 0.97272 | 0.97272 | 0.97272 | 0.97272 | 0.97272 | 0.97272 | 0.97272 | 0.97272 | 0.97272 | 0.97272 | 0.97272
[10 empty] | 1 | 2 | 3 | 4 | 5 | 6 | 7 | 8 | 9 | 10 | 11 | 12 | 13 | 14 | 15 | 16 | 17 | 18 | 19 | 20 | 21 | 22 | 23 | 24 | 25
Transformer Load Detail
[7 empty] | Units | 13/14 |  | 14/15 | 15/16 | 16/17 | 17/18 | 18/19 | 19/20 | 20/21 | 21/22 | 22/23 | 23/24 | 24/25 | 25/26 | 26/27 | 27/28 | 28/29 | 29/30 | 30/31 | 31/32 | 32/33 | 33/34 | 34/35 | 35/36 | 36/37 | 37/38 | 38/39
| 0 | Compensated |  | Load (LV side) |  |  | Amps
|  |  |  | Apparent Power |  |  | MVA
|  |  |  | Real Power |  |  | MW
|  |  |  | Reactive Power |  |  | MVAr
|  |  |  | Capacitors In Service |  |  | MVAr
PF
| Zone Div: | Uncompensated |  | Reactive Power |  |  | MVAr
PF
| 0 | Compensated |  | Load (LV side) |  |  | Amps
|  |  |  | Apparent Power |  |  | MVA
|  |  |  | Real Power |  |  | MW
|  |  |  | Reactive Power |  |  | MVAr
|  |  |  | Capacitors In Service |  |  | MVAr
PF
| Zone Div: | Uncompensated |  | Reactive Power |  |  | MVAr
PF
| 0 | Compensated |  | Load (LV side) |  |  | Amps
|  |  |  | Apparent Power |  |  | MVA
|  |  |  | Real Power |  |  | MW
|  |  |  | Reactive Power |  |  | MVAr
|  |  |  | Capacitors In Service |  |  | MVAr
PF
| Zone Div: | Uncompensated |  | Reactive Power |  |  | MVAr
PF
| 0 | Compensated |  | Load (LV side) |  |  | Amps
|  |  |  | Apparent Power |  |  | MVA
|  |  |  | Real Power |  |  | MW
|  |  |  | Reactive Power |  |  | MVAr
|  |  |  | Capacitors In Service |  |  | MVAr
PF
| Zone Div: | Uncompensated |  | Reactive Power |  |  | MVAr
PF
| 0 | Compensated |  | Load (LV side) |  |  | Amps
|  |  |  | Apparent Power |  |  | MVA
|  |  |  | Real Power |  |  | MW
|  |  |  | Reactive Power |  |  | MVAr
|  |  |  | Capacitors In Service |  |  | MVAr
PF
| Zone Div: | Uncompensated |  | Reactive Power |  |  | MVAr
PF
| 0 | Compensated |  | Load (LV side) |  |  | Amps
|  |  |  | Apparent Power |  |  | MVA
|  |  |  | Real Power |  |  | MW
|  |  |  | Reactive Power |  |  | MVAr
|  |  |  | Capacitors In Service |  |  | MVAr
PF
| Zone Div: | Uncompensated |  | Reactive Power |  |  | MVAr
PF
| 0 | Compensated |  | Load (LV side) |  |  | Amps
|  |  |  | Apparent Power |  |  | MVA
|  |  |  | Real Power |  |  | MW
|  |  |  | Reactive Power |  |  | MVAr
|  |  |  | Capacitors In Service |  |  | MVAr
PF
| Zone Div: | Uncompensated |  | Reactive Power |  |  | MVAr
PF
| 0 | Compensated |  | Load (LV side) |  |  | Amps
|  |  |  | Apparent Power |  |  | MVA
|  |  |  | Real Power |  |  | MW
|  |  |  | Reactive Power |  |  | MVAr
|  |  |  | Capacitors In Service |  |  | MVAr
PF
| Zone Div: | Uncompensated |  | Reactive Power |  |  | MVAr
PF
| 0 | Compensated |  | Load (LV side) |  |  | Amps
|  |  |  | Apparent Power |  |  | MVA
|  |  |  | Real Power |  |  | MW
|  |  |  | Reactive Power |  |  | MVAr
|  |  |  | Capacitors In Service |  |  | MVAr
PF
| Zone Div: | Uncompensated |  | Reactive Power |  |  | MVAr
PF
| 0 | Compensated |  | Load (LV side) |  |  | Amps
|  |  |  | Apparent Power |  |  | MVA
|  |  |  | Real Power |  |  | MW
|  |  |  | Reactive Power |  |  | MVAr
|  |  |  | Capacitors In Service |  |  | MVAr
PF
| Zone Div: | Uncompensated |  | Reactive Power |  |  | MVAr
PF

## Tomalpin 33_11kV
| Tomalpin 33_11kV | [16 empty] | 2015 | SUMMER
[6 empty] | Zone commissioned |  | 2008-11-01
| Substation Total Loads | [33 empty] | Spots & Transfers Detail
| Historical Loads | (11kV MVA) | [7 empty] | Weather Corrected Forecast Loads |  |  |  | (11kV MVA) | [20 empty] | Spots & Transfers Summary | (11kV MVA) |  | Historical Spots & Transfers | [6 empty] | Forecast Spots & Transfers
|  | 07/08 | 08/09 | 09/10 | 10/11 | 11/12 | 12/13 | 13/14 |  | 14/15 | 15/16 | 16/17 | 17/18 | 18/19 | 19/20 | 20/21 | 21/22 | 22/23 | 23/24 | 24/25 | 25/26 | 26/27 | 27/28 | 28/29 | 29/30 | 30/31 | 31/32 | 32/33 | 33/34 | 34/35 | 35/36 | 36/37 | 37/38 | 38/39 |  |  |  | 07/08 | 08/09 | 09/10 | 10/11 | 11/12 | 12/13 | 13/14 | 14/15 | 15/16 | 16/17 | 17/18 | 18/19 | 19/20 | 20/21 | 21/22 | 22/23 | 23/24 | 24/25 | 25/26 | 26/27 | 27/28 | 28/29 | 29/30 | 30/31 | 31/32 | 32/33 | 33/34 | 34/35 | 35/36 | 36/37 | 37/38 | 38/39
| Total |  | 1.4 | 1.689 | 1.845 | 1.366 | 1.8261 | 1.601 |  | 1.5997 | 1.5996 | 1.5995 | 1.5994 | 1.5993 | 1.5992 | 1.5995 | 1.6 | 1.6005 | 1.6009 | 1.6012 | 1.6017 | 1.6021 | 1.6026 | 1.6033 | 1.6039 | 1.6044 | 1.605 | 1.6055 | 1.6061 | 1.6067 | 1.6073 | 1.6079 | 1.6085 | 1.6091 |  |  | Total | 0 | 0 | 5e-10 | 0 | 0 | 0 | 0 | -0.00027978 | -0.00011704 | -0.00012489 | -6.54e-05 | -9.7381e-05 | -7.4605e-05 | 0.00027039 | 0.00050221 | 0.00044481 | 0.0004475 | 0.0002982 | 0.00044647 | 0.00043425 | 0.00055974 | 0.00061968 | 0.00059696 | 0.00055468 | 0.00056265 | 0.00057072 | 0.00057888 | 0.00058713 | 0.00059549 | 0.00060394 | 0.0006125 | 0.00062115
| Firm Rating | 0 | 0 | 0 | 0 | 0 | 0 | 0 |  | 0 | 0 | 0 | 0 | 0 | 0 | 0 | 0 | 0 | 0 | 0 | 0 | 0 | 0 | 0 | 0 | 0 | 0 | 0 | 0 | 0 | 0 | 0 | 0 | 0
| Total Capacity | 0 | 0 | 20.77 | 20.77 | 20.77 | 20.77 | 20.77 |  | 20.77 | 20.77 | 20.77 | 20.77 | 20.77 | 20.77 | 20.77 | 20.77 | 20.77 | 20.77 | 20.77 | 20.77 | 20.77 | 20.77 | 20.77 | 20.77 | 20.77 | 20.77 | 20.77 | 20.77 | 20.77 | 20.77 | 20.77 | 20.77 | 20.77 |  |  | Tomalpin 33_11kV Tx1 | 0 | 0 | 5e-10 | 0 | 0 | 0 | 0 | -0.00027978 | -0.00011704 | -0.00012489 | -6.54e-05 | -9.7381e-05 | -7.4605e-05 | 0.00027039 | 0.00050221 | 0.00044481 | 0.0004475 | 0.0002982 | 0.00044647 | 0.00043425 | 0.00055974 | 0.00061968 | 0.00059696 | 0.00055468 | 0.00056265 | 0.00057072 | 0.00057888 | 0.00058713 | 0.00059549 | 0.00060394 | 0.0006125 | 0.00062115
|  | -7 | -6 | -5 | -4 | -3 | -2 | -1 |  | 0 | 1 | 2 | 3 | 4 | 5 | 6 | 7 | 8 | 9 | 10 | 11 | 12 | 13 | 14 | 15 | 16 | 17 | 18 | 19 | 20 | 21 | 22 | 23 | 24 |  |  |  | 0 | 0 | 0 | 0 | 0 | 0 | 0 | 0 | 0 | 0 | 0 | 0 | 0 | 0 | 0 | 0 | 0 | 0 | 0 | 0 | 0 | 0 | 0 | 0 | 0 | 0 | 0 | 0 | 0 | 0 | 0 | 0
| Transformer Loads | [36 empty] | 0 | 0 | 0 | 0 | 0 | 0 | 0 | 0 | 0 | 0 | 0 | 0 | 0 | 0 | 0 | 0 | 0 | 0 | 0 | 0 | 0 | 0 | 0 | 0 | 0 | 0 | 0 | 0 | 0 | 0 | 0 | 0
| Historical Loads | (11kV MVA) | [7 empty] | Weather Corrected Forecast Loads |  |  |  | (11kV MVA) | [23 empty] | 0 | 0 | 0 | 0 | 0 | 0 | 0 | 0 | 0 | 0 | 0 | 0 | 0 | 0 | 0 | 0 | 0 | 0 | 0 | 0 | 0 | 0 | 0 | 0 | 0 | 0 | 0 | 0 | 0 | 0 | 0 | 0
|  | 07/08 | 08/09 | 09/10 | 10/11 | 11/12 | 12/13 | 13/14 |  | 14/15 | 15/16 | 16/17 | 17/18 | 18/19 | 19/20 | 20/21 | 21/22 | 22/23 | 23/24 | 24/25 | 25/26 | 26/27 | 27/28 | 28/29 | 29/30 | 30/31 | 31/32 | 32/33 | 33/34 | 34/35 | 35/36 | 36/37 | 37/38 | 38/39 |  |  |  | 0 | 0 | 0 | 0 | 0 | 0 | 0 | 0 | 0 | 0 | 0 | 0 | 0 | 0 | 0 | 0 | 0 | 0 | 0 | 0 | 0 | 0 | 0 | 0 | 0 | 0 | 0 | 0 | 0 | 0 | 0 | 0
| 0 | [36 empty] | 0 | 0 | 0 | 0 | 0 | 0 | 0 | 0 | 0 | 0 | 0 | 0 | 0 | 0 | 0 | 0 | 0 | 0 | 0 | 0 | 0 | 0 | 0 | 0 | 0 | 0 | 0 | 0 | 0 | 0 | 0 | 0
| Diversity Factor: 0 | [36 empty] | 0 | 0 | 0 | 0 | 0 | 0 | 0 | 0 | 0 | 0 | 0 | 0 | 0 | 0 | 0 | 0 | 0 | 0 | 0 | 0 | 0 | 0 | 0 | 0 | 0 | 0 | 0 | 0 | 0 | 0 | 0 | 0
[38 empty] | 0 | 0 | 0 | 0 | 0 | 0 | 0 | 0 | 0 | 0 | 0 | 0 | 0 | 0 | 0 | 0 | 0 | 0 | 0 | 0 | 0 | 0 | 0 | 0 | 0 | 0 | 0 | 0 | 0 | 0 | 0 | 0
[38 empty] | 0 | 0 | 0 | 0 | 0 | 0 | 0 | 0 | 0 | 0 | 0 | 0 | 0 | 0 | 0 | 0 | 0 | 0 | 0 | 0 | 0 | 0 | 0 | 0 | 0 | 0 | 0 | 0 | 0 | 0 | 0 | 0
| 0 | [36 empty] | 0 | 0 | 0 | 0 | 0 | 0 | 0 | 0 | 0 | 0 | 0 | 0 | 0 | 0 | 0 | 0 | 0 | 0 | 0 | 0 | 0 | 0 | 0 | 0 | 0 | 0 | 0 | 0 | 0 | 0 | 0 | 0
Diversity Factor: 0
[38 empty] | Historical Spots & Transfers | [6 empty] | Forecast Spots & Transfers
[35 empty] | Project Name | From | To | 07/08 | 08/09 | 09/10 | 10/11 | 11/12 | 12/13 | 13/14 | 14/15 | 15/16 | 16/17 | 17/18 | 18/19 | 19/20 | 20/21 | 21/22 | 22/23 | 23/24 | 24/25 | 25/26 | 26/27 | 27/28 | 28/29 | 29/30 | 30/31 | 31/32 | 32/33 | 33/34 | 34/35 | 35/36 | 36/37 | 37/38 | 38/39
| 0 | [33 empty] | Broad based demand management |  | Tomalpin 33_11kV Tx1 | 0 | 0 | 0 | 0 | 0 | 0 | 0 | 0 | 0 | 0 | 0 | 0 | 0 | 0 | 0 | 0 | 0 | 0 | 0 | 0 | 0 | 0 | 0 | 0 | 0 | 0 | 0 | 0 | 0 | 0 | 0 | 0
| Diversity Factor: 0 | [33 empty] | HVCON_ID: 2000015. HP229-07 - Ullrich Alumimium - Stage 1 |  | Tomalpin 33_11kV Tx1 | 0 | 0 | -1.8005 | 0 | 0 | 0 | 0 | 0 | 0 | 0 | 0 | 0 | 0 | 0 | 0 | 0 | 0 | 0 | 0 | 0 | 0 | 0 | 0 | 0 | 0 | 0 | 0 | 0 | 0 | 0 | 0 | 0
[35 empty] | HVCON_ID: 2000016. HP229-07 - Ullrich Alumimium - Stage 1 |  | Tomalpin 33_11kV Tx1 | 0 | 0 | 1.8005 | 0 | 0 | 0 | 0 | 0 | 0 | 0 | 0 | 0 | 0 | 0 | 0 | 0 | 0 | 0 | 0 | 0 | 0 | 0 | 0 | 0 | 0 | 0 | 0 | 0 | 0 | 0 | 0 | 0
[35 empty] | Econometric |  | Tomalpin 33_11kV Tx1 | 0 | 0 | 0 | 0 | 0 | 0 | 0 | 0 | 0 | 0.00018932 | 0.00038313 | 0.00058153 | 0.00058845 | 0.00059545 | 0.00060253 | 0.00060969 | 0.00061694 | 0.00062428 | 0.0006317 | 0.00063922 | 0.00064682 | 0.00065451 | 0.00066229 | 0.00067017 | 0.00067814 | 0.0006862 | 0.00069436 | 0.00070262 | 0.00071097 | 0.00071943 | 0.00072798 | 0.00073664
| 0 | [33 empty] | Energy Efficiency |  | Tomalpin 33_11kV Tx1 | 0 | 0 | 0 | 0 | 0 | 0 | 0 | -0.00027978 | -0.00011704 | -0.00031421 | -0.00044853 | -0.00067892 | -0.00066305 | -0.00032506 | -0.00010032 | -0.00016488 | -0.00016944 | -0.00032608 | -0.00018523 | -0.00020496 | -8.7074e-05 | -3.4824e-05 | -6.5328e-05 | -0.00011548 | -0.00011548 | -0.00011548 | -0.00011548 | -0.00011548 | -0.00011548 | -0.00011548 | -0.00011548 | -0.00011548
| Diversity Factor: 0 | [33 empty] | Solar PV |  | Tomalpin 33_11kV Tx1 | 0 | 0 | 0 | 0 | 0 | 0 | 0 | 0 | 0 | 0 | 0 | 0 | 0 | 0 | 0 | 0 | 0 | 0 | 0 | 0 | 0 | 0 | 0 | 0 | 0 | 0 | 0 | 0 | 0 | 0 | 0 | 0
0
Diversity Factor: 0
0
Diversity Factor: 0
0
Diversity Factor: 0
0
Diversity Factor: 0
0
Diversity Factor: 0
0
Diversity Factor: 0
| Weather Correction and Public Holiday Factors | [8 empty] | Forecast ROG
ROG Justification
| Actual loads for season 13/14 have been weather corrected by the following: | [6 empty] | -0.06246% |  | same as last year | [59 empty] | same as last year
1 | 2 | 3 | 4 | 5 | 6 | 7 | 8 | 9 | 10 | 14/15 | 15/16 | 16/17 | 17/18 | 18/19 | 19/20 | 20/21 | 21/22 | 22/23 | 23/24 | 24/25 | 25/26 | 26/27 | 27/28 | 28/29 | 29/30 | 30/31 | 31/32 | 32/33 | 33/34 | 34/35 | 35/36 | 36/37 | 37/38 | 38/39
1 | 1 | 1 | 1 | 1 | 1 | 1 | 1 | 1 | 1 | 0% | 0% | 0% | 0% | 0% | 0% | 0% | 0% | 0% | 0% | 0% | 0% | 0% | 0% | 0% | 0% | 0% | 0% | 0% | 0% | 0% | 0% | 0% | 0% | 0%
Substation Load Detail
[7 empty] | Units | 13/14 |  | 14/15 | 15/16 | 16/17 | 17/18 | 18/19 | 19/20 | 20/21 | 21/22 | 22/23 | 23/24 | 24/25 | 25/26 | 26/27 | 27/28 | 28/29 | 29/30 | 30/31 | 31/32 | 32/33 | 33/34 | 34/35 | 35/36 | 36/37 | 37/38 | 38/39
1 | Tomalpin 33_11kV | Compensated |  | Load (LV side) |  |  | Amps | 0 |  | 83.9635 | 83.9574 | 83.9508 | 83.9474 | 83.9423 | 83.9384 | 83.9526 | 83.9789 | 84.0023 | 84.0258 | 84.0414 | 84.0648 | 84.0876 | 84.117 | 84.1495 | 84.1809 | 84.21 | 84.2395 | 84.2695 | 84.2999 | 84.3307 | 84.3619 | 84.3936 | 84.4258 | 84.4584
|  |  |  | Apparent Power |  |  | MVA | 1.601 | 1.6 | 1.5997 | 1.5996 | 1.5995 | 1.5994 | 1.5993 | 1.5992 | 1.5995 | 1.6 | 1.6005 | 1.6009 | 1.6012 | 1.6017 | 1.6021 | 1.6026 | 1.6033 | 1.6039 | 1.6044 | 1.605 | 1.6055 | 1.6061 | 1.6067 | 1.6073 | 1.6079 | 1.6085 | 1.6091
|  |  |  | Real Power |  |  | MW | 1.5946 | 1.5936 | 1.5933 | 1.5932 | 1.5931 | 1.593 | 1.5929 | 1.5928 | 1.5931 | 1.5936 | 1.5941 | 1.5945 | 1.5948 | 1.5952 | 1.5957 | 1.5962 | 1.5969 | 1.5974 | 1.598 | 1.5986 | 1.5991 | 1.5997 | 1.6003 | 1.6009 | 1.6015 | 1.6021 | 1.6027
|  |  |  | Reactive Power |  |  | MVAr | 0 |  | 0.14294 | 0.14293 | 0.14292 | 0.14291 | 0.1429 | 0.1429 | 0.14292 | 0.14297 | 0.14301 | 0.14305 | 0.14307 | 0.14311 | 0.14315 | 0.1432 | 0.14326 | 0.14331 | 0.14336 | 0.14341 | 0.14346 | 0.14351 | 0.14356 | 0.14362 | 0.14367 | 0.14373 | 0.14378
|  |  |  | Capacitors In Service |  |  | MVAr | 0 |  | 0 | 0 | 0 | 0 | 0 | 0 | 0 | 0 | 0 | 0 | 0 | 0 | 0 | 0 | 0 | 0 | 0 | 0 | 0 | 0 | 0 | 0 | 0 | 0 | 0
|  |  |  | PF |  |  |  | 0.996 |  | 0.996 | 0.996 | 0.996 | 0.996 | 0.996 | 0.996 | 0.996 | 0.996 | 0.996 | 0.996 | 0.996 | 0.996 | 0.996 | 0.996 | 0.996 | 0.996 | 0.996 | 0.996 | 0.996 | 0.996 | 0.996 | 0.996 | 0.996 | 0.996 | 0.996
0.15006 | Diversity Factor: 0.15 | Uncompensated |  | Reactive Power |  |  | MVAr | 0 | 0.14297 | 0.14294 | 0.14293 | 0.14292 | 0.14291 | 0.1429 | 0.1429 | 0.14292 | 0.14297 | 0.14301 | 0.14305 | 0.14307 | 0.14311 | 0.14315 | 0.1432 | 0.14326 | 0.14331 | 0.14336 | 0.14341 | 0.14346 | 0.14351 | 0.14356 | 0.14362 | 0.14367 | 0.14373 | 0.14378
|  |  |  | PF |  |  |  | 0.996 |  | 0.996 | 0.996 | 0.996 | 0.996 | 0.996 | 0.996 | 0.996 | 0.996 | 0.996 | 0.996 | 0.996 | 0.996 | 0.996 | 0.996 | 0.996 | 0.996 | 0.996 | 0.996 | 0.996 | 0.996 | 0.996 | 0.996 | 0.996 | 0.996 | 0.996
[10 empty] | 1 | 2 | 3 | 4 | 5 | 6 | 7 | 8 | 9 | 10 | 11 | 12 | 13 | 14 | 15 | 16 | 17 | 18 | 19 | 20 | 21 | 22 | 23 | 24 | 25
Transformer Load Detail
[7 empty] | Units | 13/14 |  | 14/15 | 15/16 | 16/17 | 17/18 | 18/19 | 19/20 | 20/21 | 21/22 | 22/23 | 23/24 | 24/25 | 25/26 | 26/27 | 27/28 | 28/29 | 29/30 | 30/31 | 31/32 | 32/33 | 33/34 | 34/35 | 35/36 | 36/37 | 37/38 | 38/39
| 0 | Compensated |  | Load (LV side) |  |  | Amps
|  |  |  | Apparent Power |  |  | MVA
|  |  |  | Real Power |  |  | MW
|  |  |  | Reactive Power |  |  | MVAr
|  |  |  | Capacitors In Service |  |  | MVAr
PF
| Zone Div: | Uncompensated |  | Reactive Power |  |  | MVAr
PF
| 0 | Compensated |  | Load (LV side) |  |  | Amps
|  |  |  | Apparent Power |  |  | MVA
|  |  |  | Real Power |  |  | MW
|  |  |  | Reactive Power |  |  | MVAr
|  |  |  | Capacitors In Service |  |  | MVAr
PF
| Zone Div: | Uncompensated |  | Reactive Power |  |  | MVAr
PF
| 0 | Compensated |  | Load (LV side) |  |  | Amps
|  |  |  | Apparent Power |  |  | MVA
|  |  |  | Real Power |  |  | MW
|  |  |  | Reactive Power |  |  | MVAr
|  |  |  | Capacitors In Service |  |  | MVAr
PF
| Zone Div: | Uncompensated |  | Reactive Power |  |  | MVAr
PF
| 0 | Compensated |  | Load (LV side) |  |  | Amps
|  |  |  | Apparent Power |  |  | MVA
|  |  |  | Real Power |  |  | MW
|  |  |  | Reactive Power |  |  | MVAr
|  |  |  | Capacitors In Service |  |  | MVAr
PF
| Zone Div: | Uncompensated |  | Reactive Power |  |  | MVAr
PF
| 0 | Compensated |  | Load (LV side) |  |  | Amps
|  |  |  | Apparent Power |  |  | MVA
|  |  |  | Real Power |  |  | MW
|  |  |  | Reactive Power |  |  | MVAr
|  |  |  | Capacitors In Service |  |  | MVAr
PF
| Zone Div: | Uncompensated |  | Reactive Power |  |  | MVAr
PF
| 0 | Compensated |  | Load (LV side) |  |  | Amps
|  |  |  | Apparent Power |  |  | MVA
|  |  |  | Real Power |  |  | MW
|  |  |  | Reactive Power |  |  | MVAr
|  |  |  | Capacitors In Service |  |  | MVAr
PF
| Zone Div: | Uncompensated |  | Reactive Power |  |  | MVAr
PF
| 0 | Compensated |  | Load (LV side) |  |  | Amps
|  |  |  | Apparent Power |  |  | MVA
|  |  |  | Real Power |  |  | MW
|  |  |  | Reactive Power |  |  | MVAr
|  |  |  | Capacitors In Service |  |  | MVAr
PF
| Zone Div: | Uncompensated |  | Reactive Power |  |  | MVAr
PF
| 0 | Compensated |  | Load (LV side) |  |  | Amps
|  |  |  | Apparent Power |  |  | MVA
|  |  |  | Real Power |  |  | MW
|  |  |  | Reactive Power |  |  | MVAr
|  |  |  | Capacitors In Service |  |  | MVAr
PF
| Zone Div: | Uncompensated |  | Reactive Power |  |  | MVAr
PF
| 0 | Compensated |  | Load (LV side) |  |  | Amps
|  |  |  | Apparent Power |  |  | MVA
|  |  |  | Real Power |  |  | MW
|  |  |  | Reactive Power |  |  | MVAr
|  |  |  | Capacitors In Service |  |  | MVAr
PF
| Zone Div: | Uncompensated |  | Reactive Power |  |  | MVAr
PF
| 0 | Compensated |  | Load (LV side) |  |  | Amps
|  |  |  | Apparent Power |  |  | MVA
|  |  |  | Real Power |  |  | MW
|  |  |  | Reactive Power |  |  | MVAr
|  |  |  | Capacitors In Service |  |  | MVAr
PF
| Zone Div: | Uncompensated |  | Reactive Power |  |  | MVAr
PF

## Customer29
| Customer29 | [16 empty] | 2015 | SUMMER
| Substation Total Loads | [33 empty] | Spots & Transfers Detail
| Historical Loads | MVA | [7 empty] | Weather Corrected Forecast Loads |  |  |  | MVA | [20 empty] | Spots & Transfers Summary | MVA |  | Historical Spots & Transfers | [6 empty] | Forecast Spots & Transfers
|  | 07/08 | 08/09 | 09/10 | 10/11 | 11/12 | 12/13 | 13/14 |  | 14/15 | 15/16 | 16/17 | 17/18 | 18/19 | 19/20 | 20/21 | 21/22 | 22/23 | 23/24 | 24/25 | 25/26 | 26/27 | 27/28 | 28/29 | 29/30 | 30/31 | 31/32 | 32/33 | 33/34 | 34/35 | 35/36 | 36/37 | 37/38 | 38/39 |  |  |  | 07/08 | 08/09 | 09/10 | 10/11 | 11/12 | 12/13 | 13/14 | 14/15 | 15/16 | 16/17 | 17/18 | 18/19 | 19/20 | 20/21 | 21/22 | 22/23 | 23/24 | 24/25 | 25/26 | 26/27 | 27/28 | 28/29 | 29/30 | 30/31 | 31/32 | 32/33 | 33/34 | 34/35 | 35/36 | 36/37 | 37/38 | 38/39
| Total |  |  |  |  | 30 | 30.6873 | 28.4724 |  | 28.4724 | 28.4724 | 28.4724 | 28.4724 | 28.4724 | 28.4724 | 28.4724 | 28.4724 | 28.4724 | 28.4724 | 28.4724 | 28.4724 | 28.4724 | 28.4724 | 28.4724 | 28.4724 | 28.4724 | 28.4724 | 28.4724 | 28.4724 | 28.4724 | 28.4724 | 28.4724 | 28.4724 | 28.4724 |  |  | Total
Firm Rating
| Total Capacity | [36 empty] | 0 | 0 | 0 | 0 | 0 | 0 | 0 | 0 | 0 | 0 | 0 | 0 | 0 | 0 | 0 | 0 | 0 | 0 | 0 | 0 | 0 | 0 | 0 | 0 | 0 | 0 | 0 | 0 | 0 | 0 | 0 | 0
|  | -7 | -6 | -5 | -4 | -3 | -2 | -1 |  | 0 | 1 | 2 | 3 | 4 | 5 | 6 | 7 | 8 | 9 | 10 | 11 | 12 | 13 | 14 | 15 | 16 | 17 | 18 | 19 | 20 | 21 | 22 | 23 | 24 |  |  |  | 0 | 0 | 0 | 0 | 0 | 0 | 0 | 0 | 0 | 0 | 0 | 0 | 0 | 0 | 0 | 0 | 0 | 0 | 0 | 0 | 0 | 0 | 0 | 0 | 0 | 0 | 0 | 0 | 0 | 0 | 0 | 0
| Transformer Loads | [36 empty] | 0 | 0 | 0 | 0 | 0 | 0 | 0 | 0 | 0 | 0 | 0 | 0 | 0 | 0 | 0 | 0 | 0 | 0 | 0 | 0 | 0 | 0 | 0 | 0 | 0 | 0 | 0 | 0 | 0 | 0 | 0 | 0
| Historical Loads | MVA | [7 empty] | Weather Corrected Forecast Loads |  |  |  | MVA | [23 empty] | 0 | 0 | 0 | 0 | 0 | 0 | 0 | 0 | 0 | 0 | 0 | 0 | 0 | 0 | 0 | 0 | 0 | 0 | 0 | 0 | 0 | 0 | 0 | 0 | 0 | 0 | 0 | 0 | 0 | 0 | 0 | 0
|  | 07/08 | 08/09 | 09/10 | 10/11 | 11/12 | 12/13 | 13/14 |  | 14/15 | 15/16 | 16/17 | 17/18 | 18/19 | 19/20 | 20/21 | 21/22 | 22/23 | 23/24 | 24/25 | 25/26 | 26/27 | 27/28 | 28/29 | 29/30 | 30/31 | 31/32 | 32/33 | 33/34 | 34/35 | 35/36 | 36/37 | 37/38 | 38/39 |  |  |  | 0 | 0 | 0 | 0 | 0 | 0 | 0 | 0 | 0 | 0 | 0 | 0 | 0 | 0 | 0 | 0 | 0 | 0 | 0 | 0 | 0 | 0 | 0 | 0 | 0 | 0 | 0 | 0 | 0 | 0 | 0 | 0
| 0 | [36 empty] | 0 | 0 | 0 | 0 | 0 | 0 | 0 | 0 | 0 | 0 | 0 | 0 | 0 | 0 | 0 | 0 | 0 | 0 | 0 | 0 | 0 | 0 | 0 | 0 | 0 | 0 | 0 | 0 | 0 | 0 | 0 | 0
| Diversity Factor: 0 | [36 empty] | 0 | 0 | 0 | 0 | 0 | 0 | 0 | 0 | 0 | 0 | 0 | 0 | 0 | 0 | 0 | 0 | 0 | 0 | 0 | 0 | 0 | 0 | 0 | 0 | 0 | 0 | 0 | 0 | 0 | 0 | 0 | 0
[38 empty] | 0 | 0 | 0 | 0 | 0 | 0 | 0 | 0 | 0 | 0 | 0 | 0 | 0 | 0 | 0 | 0 | 0 | 0 | 0 | 0 | 0 | 0 | 0 | 0 | 0 | 0 | 0 | 0 | 0 | 0 | 0 | 0
[38 empty] | 0 | 0 | 0 | 0 | 0 | 0 | 0 | 0 | 0 | 0 | 0 | 0 | 0 | 0 | 0 | 0 | 0 | 0 | 0 | 0 | 0 | 0 | 0 | 0 | 0 | 0 | 0 | 0 | 0 | 0 | 0 | 0
| 0 | [36 empty] | 0 | 0 | 0 | 0 | 0 | 0 | 0 | 0 | 0 | 0 | 0 | 0 | 0 | 0 | 0 | 0 | 0 | 0 | 0 | 0 | 0 | 0 | 0 | 0 | 0 | 0 | 0 | 0 | 0 | 0 | 0 | 0
Diversity Factor: 0
[38 empty] | Historical Spots & Transfers | [6 empty] | Forecast Spots & Transfers
[35 empty] | Project Name | From | To | 07/08 | 08/09 | 09/10 | 10/11 | 11/12 | 12/13 | 13/14 | 14/15 | 15/16 | 16/17 | 17/18 | 18/19 | 19/20 | 20/21 | 21/22 | 22/23 | 23/24 | 24/25 | 25/26 | 26/27 | 27/28 | 28/29 | 29/30 | 30/31 | 31/32 | 32/33 | 33/34 | 34/35 | 35/36 | 36/37 | 37/38 | 38/39
0
Diversity Factor: 0
0
Diversity Factor: 0
0
Diversity Factor: 0
0
Diversity Factor: 0
0
Diversity Factor: 0
0
Diversity Factor: 0
0
Diversity Factor: 0
0
Diversity Factor: 0
| Weather Correction and Public Holiday Factors | [8 empty] | Forecast ROG
ROG Justification
| Actual loads for season 13/14 have been weather corrected by the following: | [6 empty] | 0% |  | N/A | [59 empty] | N/A
1 | 2 | 3 | 4 | 5 | 6 | 7 | 8 | 9 | 10 | 14/15 | 15/16 | 16/17 | 17/18 | 18/19 | 19/20 | 20/21 | 21/22 | 22/23 | 23/24 | 24/25 | 25/26 | 26/27 | 27/28 | 28/29 | 29/30 | 30/31 | 31/32 | 32/33 | 33/34 | 34/35 | 35/36 | 36/37 | 37/38 | 38/39
1 | 1 | 1 | 1 | 1 | 1 | 1 | 1 | 1 | 1 | 0% | 0% | 0% | 0% | 0% | 0% | 0% | 0% | 0% | 0% | 0% | 0% | 0% | 0% | 0% | 0% | 0% | 0% | 0% | 0% | 0% | 0% | 0% | 0% | 0%
Substation Load Detail
[7 empty] | Units | 13/14 |  | 14/15 | 15/16 | 16/17 | 17/18 | 18/19 | 19/20 | 20/21 | 21/22 | 22/23 | 23/24 | 24/25 | 25/26 | 26/27 | 27/28 | 28/29 | 29/30 | 30/31 | 31/32 | 32/33 | 33/34 | 34/35 | 35/36 | 36/37 | 37/38 | 38/39
1 | Customer29 | Compensated |  | Load (LV side) |  |  | Amps | 498 |  | 498 | 498 | 498 | 498 | 498 | 498 | 498 | 498 | 498 | 498 | 498 | 498 | 498 | 498 | 498 | 498 | 498 | 498 | 498 | 498 | 498 | 498 | 498 | 498 | 498
|  |  |  | Apparent Power |  |  | MVA | 28.4724 |  | 28.4724 | 28.4724 | 28.4724 | 28.4724 | 28.4724 | 28.4724 | 28.4724 | 28.4724 | 28.4724 | 28.4724 | 28.4724 | 28.4724 | 28.4724 | 28.4724 | 28.4724 | 28.4724 | 28.4724 | 28.4724 | 28.4724 | 28.4724 | 28.4724 | 28.4724 | 28.4724 | 28.4724 | 28.4724
|  |  |  | Real Power |  |  | MW | 28.4724 |  | 28.4724 | 28.4724 | 28.4724 | 28.4724 | 28.4724 | 28.4724 | 28.4724 | 28.4724 | 28.4724 | 28.4724 | 28.4724 | 28.4724 | 28.4724 | 28.4724 | 28.4724 | 28.4724 | 28.4724 | 28.4724 | 28.4724 | 28.4724 | 28.4724 | 28.4724 | 28.4724 | 28.4724 | 28.4724
|  |  |  | Reactive Power |  |  | MVAr | 0 |  | 0 | 0 | 0 | 0 | 0 | 0 | 0 | 0 | 0 | 0 | 0 | 0 | 0 | 0 | 0 | 0 | 0 | 0 | 0 | 0 | 0 | 0 | 0 | 0 | 0
|  |  |  | Capacitors In Service |  |  | MVAr | 0 |  | 0 | 0 | 0 | 0 | 0 | 0 | 0 | 0 | 0 | 0 | 0 | 0 | 0 | 0 | 0 | 0 | 0 | 0 | 0 | 0 | 0 | 0 | 0 | 0 | 0
|  |  |  | PF |  |  |  | 1 | bar: 14/15 to 38/39
0.83333 | Diversity Factor: 0.83 | Uncompensated |  | Reactive Power |  |  | MVAr | 0 |  | 0 | 0 | 0 | 0 | 0 | 0 | 0 | 0 | 0 | 0 | 0 | 0 | 0 | 0 | 0 | 0 | 0 | 0 | 0 | 0 | 0 | 0 | 0 | 0 | 0
|  |  |  | PF |  |  |  | 1 | bar: 14/15 to 38/39
[10 empty] | 1 | 2 | 3 | 4 | 5 | 6 | 7 | 8 | 9 | 10 | 11 | 12 | 13 | 14 | 15 | 16 | 17 | 18 | 19 | 20 | 21 | 22 | 23 | 24 | 25
Transformer Load Detail
[7 empty] | Units | 13/14 |  | 14/15 | 15/16 | 16/17 | 17/18 | 18/19 | 19/20 | 20/21 | 21/22 | 22/23 | 23/24 | 24/25 | 25/26 | 26/27 | 27/28 | 28/29 | 29/30 | 30/31 | 31/32 | 32/33 | 33/34 | 34/35 | 35/36 | 36/37 | 37/38 | 38/39
| 0 | Compensated |  | Load (LV side) |  |  | Amps
|  |  |  | Apparent Power |  |  | MVA
|  |  |  | Real Power |  |  | MW
|  |  |  | Reactive Power |  |  | MVAr
|  |  |  | Capacitors In Service |  |  | MVAr
PF
| Zone Div: | Uncompensated |  | Reactive Power |  |  | MVAr
PF
| 0 | Compensated |  | Load (LV side) |  |  | Amps
|  |  |  | Apparent Power |  |  | MVA
|  |  |  | Real Power |  |  | MW
|  |  |  | Reactive Power |  |  | MVAr
|  |  |  | Capacitors In Service |  |  | MVAr
PF
| Zone Div: | Uncompensated |  | Reactive Power |  |  | MVAr
PF
| 0 | Compensated |  | Load (LV side) |  |  | Amps
|  |  |  | Apparent Power |  |  | MVA
|  |  |  | Real Power |  |  | MW
|  |  |  | Reactive Power |  |  | MVAr
|  |  |  | Capacitors In Service |  |  | MVAr
PF
| Zone Div: | Uncompensated |  | Reactive Power |  |  | MVAr
PF
| 0 | Compensated |  | Load (LV side) |  |  | Amps
|  |  |  | Apparent Power |  |  | MVA
|  |  |  | Real Power |  |  | MW
|  |  |  | Reactive Power |  |  | MVAr
|  |  |  | Capacitors In Service |  |  | MVAr
PF
| Zone Div: | Uncompensated |  | Reactive Power |  |  | MVAr
PF
| 0 | Compensated |  | Load (LV side) |  |  | Amps
|  |  |  | Apparent Power |  |  | MVA
|  |  |  | Real Power |  |  | MW
|  |  |  | Reactive Power |  |  | MVAr
|  |  |  | Capacitors In Service |  |  | MVAr
PF
| Zone Div: | Uncompensated |  | Reactive Power |  |  | MVAr
PF
| 0 | Compensated |  | Load (LV side) |  |  | Amps
|  |  |  | Apparent Power |  |  | MVA
|  |  |  | Real Power |  |  | MW
|  |  |  | Reactive Power |  |  | MVAr
|  |  |  | Capacitors In Service |  |  | MVAr
PF
| Zone Div: | Uncompensated |  | Reactive Power |  |  | MVAr
PF
| 0 | Compensated |  | Load (LV side) |  |  | Amps
|  |  |  | Apparent Power |  |  | MVA
|  |  |  | Real Power |  |  | MW
|  |  |  | Reactive Power |  |  | MVAr
|  |  |  | Capacitors In Service |  |  | MVAr
PF
| Zone Div: | Uncompensated |  | Reactive Power |  |  | MVAr
PF
| 0 | Compensated |  | Load (LV side) |  |  | Amps
|  |  |  | Apparent Power |  |  | MVA
|  |  |  | Real Power |  |  | MW
|  |  |  | Reactive Power |  |  | MVAr
|  |  |  | Capacitors In Service |  |  | MVAr
PF
| Zone Div: | Uncompensated |  | Reactive Power |  |  | MVAr
PF
| 0 | Compensated |  | Load (LV side) |  |  | Amps
|  |  |  | Apparent Power |  |  | MVA
|  |  |  | Real Power |  |  | MW
|  |  |  | Reactive Power |  |  | MVAr
|  |  |  | Capacitors In Service |  |  | MVAr
PF
| Zone Div: | Uncompensated |  | Reactive Power |  |  | MVAr
PF
| 0 | Compensated |  | Load (LV side) |  |  | Amps
|  |  |  | Apparent Power |  |  | MVA
|  |  |  | Real Power |  |  | MW
|  |  |  | Reactive Power |  |  | MVAr
|  |  |  | Capacitors In Service |  |  | MVAr
PF
| Zone Div: | Uncompensated |  | Reactive Power |  |  | MVAr
PF