## Inclusions and Exclusions
Sydney Forecast Inclusions and Exclusions
Date Printed |  | 08JUL14:11:21:24
| Description | Value
Season |  | Winter | Winter
Either Summer or Winter
Year |  | 2014 | 2014
Year that the forecast starts
POE |  | 50% | 0.5
10%, 50%, 90%
Spots and Transfers |  | Y | Y
Are Spots and Transfers Included?
BBDM Spots |  | Y | Y
Is BBDM included?
Spots Coefficient |  | 55% | 0.55
Scaling factor applied to spot loads in the future
Aligned ROGs |  | Capped | Capped
Have ROGs been aligned to econometric forecast?
Committed Projects |  | Y | Y
Are Committed Projects Included?
Major Customers Scaling Factor |  | 100% | 1
Scaling factor applied to major customer connections in the future
Future Transfers |  | Y | Y
Are future transfers included?
Future Spots |  | 4 | 4
Future spots are cleared from the following forecast year

## Bankstown 132_11kV
| Bankstown 132_11kV | [16 empty] | 2014 | WINTER
[6 empty] | Zone commissioned |  | 2010-11-15
| Substation Total Loads | [33 empty] | Spots & Transfers Detail
| Historical Loads | (11kV Amps) | [7 empty] | Weather Corrected Forecast Loads |  |  |  | (11kV Amps) | [20 empty] | Spots & Transfers Summary | (11kV Amps) |  | Historical Spots & Transfers | [6 empty] | Forecast Spots & Transfers
|  | 2007 | 2008 | 2009 | 2010 | 2011 | 2012 | 2013 |  | 2014 | 2015 | 2016 | 2017 | 2018 | 2019 | 2020 | 2021 | 2022 | 2023 | 2024 | 2025 | 2026 | 2027 | 2028 | 2029 | 2030 | 2031 | 2032 | 2033 | 2034 | 2035 | 2036 | 2037 | 2038 |  |  |  | 2007 | 2008 | 2009 | 2010 | 2011 | 2012 | 2013 | 2014 | 2015 | 2016 | 2017 | 2018 | 2019 | 2020 | 2021 | 2022 | 2023 | 2024 | 2025 | 2026 | 2027 | 2028 | 2029 | 2030 | 2031 | 2032 | 2033 | 2034 | 2035 | 2036 | 2037 | 2038
| Total |  |  |  |  | 1211 | 1166 | 1142 |  | 2020.531 | 1985.986 | 1963.925 | 1955.088 | 1957.412 | 1964.079 | 1979.836 | 1997.484 | 2014.052 | 2031.091 | 2045.827 | 2064.073 | 2082.342 | 2103.109 | 2125.273 | 2147.167 | 2168.587 | 2190.404 | 2212.622 | 2235.247 | 2258.286 | 2281.742 | 2305.623 | 2329.934 | 2354.681 |  |  | Total | 0 | 0 | 0 | 0 | 1477 | 99 | 0 | 928.6706 | -2.2169 | -0.8775 | 1.638 | 2.3232 | 6.6675 | 15.7568 | 17.6481 | 16.568 | 17.0392 | 14.7356 | 18.2458 | 18.2692 | 20.7669 | 22.1639 | 21.8945 | 21.4201 | 21.8164 | 22.2182 | 22.6254 | 23.0383 | 23.4567 | 23.8809 | 24.3109 | 24.7467
| Firm Rating | 0 | 0 | 0 | 0 | 0 | 0 | 3412 |  | 3412 | 3412 | 3412 | 3412 | 3412 | 3412 | 3412 | 3412 | 3412 | 3412 | 3412 | 3412 | 3412 | 3412 | 3412 | 3412 | 3412 | 3412 | 3412 | 3412 | 3412 | 3412 | 3412 | 3412 | 3412
| Total Capacity | 0 | 0 | 0 | 0 | 0 | 0 | 5249 |  | 5249 | 5249 | 5249 | 5249 | 5249 | 5249 | 5249 | 5249 | 5249 | 5249 | 5249 | 5249 | 5249 | 5249 | 5249 | 5249 | 5249 | 5249 | 5249 | 5249 | 5249 | 5249 | 5249 | 5249 | 5249 |  |  | Bankstown 132_11kV Tx11 | 0 | 0 | 0 | 0 | 918 | -75 | -81 | 406.2719 | -0.88489 | -0.35025 | 0.65382 | 0.92729 | 2.6613 | 6.2893 | 7.0442 | 6.6131 | 6.8012 | 5.8817 | 7.2828 | 7.2921 | 8.2891 | 8.8467 | 8.7392 | 8.5498 | 8.708 | 8.8684 | 9.0309 | 9.1957 | 9.3627 | 9.532 | 9.7037 | 9.8776
|  | -7 | -6 | -5 | -4 | -3 | -2 | -1 |  | 0 | 1 | 2 | 3 | 4 | 5 | 6 | 7 | 8 | 9 | 10 | 11 | 12 | 13 | 14 | 15 | 16 | 17 | 18 | 19 | 20 | 21 | 22 | 23 | 24 |  |  | Bankstown 132_11kV Tx12 | 0 | 0 | 0 | 0 | 559 | 174 | 81 | 522.3987 | -1.332 | -0.52725 | 0.98421 | 1.3959 | 4.0062 | 9.4675 | 10.6039 | 9.9549 | 10.238 | 8.8539 | 10.963 | 10.9771 | 12.4778 | 13.3172 | 13.1553 | 12.8703 | 13.1084 | 13.3498 | 13.5945 | 13.8426 | 14.094 | 14.3489 | 14.6072 | 14.8691
| Transformer Loads | [36 empty] | 0 | 0 | 0 | 0 | 0 | 0 | 0 | 0 | 0 | 0 | 0 | 0 | 0 | 0 | 0 | 0 | 0 | 0 | 0 | 0 | 0 | 0 | 0 | 0 | 0 | 0 | 0 | 0 | 0 | 0 | 0 | 0
| Historical Loads | (11kV Amps) | [7 empty] | 0: Weather Corrected Forecast Loads; 4: (11kV Amps) |  |  |  | 0 | 0 | 0 | 0 | 0 | 0 | 0 | 0 | 0 | 0 | 0 | 0 | 0 | 0 | 0 | 0 | 0 | 0 | 0 | 0 | 0 | 0 | 0 | 0 | 0 | 0 | 0 | 0 | 0 | 0 | 0 | 0
|  | 2007 | 2008 | 2009 | 2010 | 2011 | 2012 | 2013 |  | 2014 | 2015 | 2016 | 2017 | 2018 | 2019 | 2020 | 2021 | 2022 | 2023 | 2024 | 2025 | 2026 | 2027 | 2028 | 2029 | 2030 | 2031 | 2032 | 2033 | 2034 | 2035 | 2036 | 2037 | 2038 |  |  |  | 0 | 0 | 0 | 0 | 0 | 0 | 0 | 0 | 0 | 0 | 0 | 0 | 0 | 0 | 0 | 0 | 0 | 0 | 0 | 0 | 0 | 0 | 0 | 0 | 0 | 0 | 0 | 0 | 0 | 0 | 0 | 0
| 0 | [36 empty] | 0 | 0 | 0 | 0 | 0 | 0 | 0 | 0 | 0 | 0 | 0 | 0 | 0 | 0 | 0 | 0 | 0 | 0 | 0 | 0 | 0 | 0 | 0 | 0 | 0 | 0 | 0 | 0 | 0 | 0 | 0 | 0
| Diversity Factor: 0 | [36 empty] | 0 | 0 | 0 | 0 | 0 | 0 | 0 | 0 | 0 | 0 | 0 | 0 | 0 | 0 | 0 | 0 | 0 | 0 | 0 | 0 | 0 | 0 | 0 | 0 | 0 | 0 | 0 | 0 | 0 | 0 | 0 | 0
[38 empty] | 0 | 0 | 0 | 0 | 0 | 0 | 0 | 0 | 0 | 0 | 0 | 0 | 0 | 0 | 0 | 0 | 0 | 0 | 0 | 0 | 0 | 0 | 0 | 0 | 0 | 0 | 0 | 0 | 0 | 0 | 0 | 0
[38 empty] | 0 | 0 | 0 | 0 | 0 | 0 | 0 | 0 | 0 | 0 | 0 | 0 | 0 | 0 | 0 | 0 | 0 | 0 | 0 | 0 | 0 | 0 | 0 | 0 | 0 | 0 | 0 | 0 | 0 | 0 | 0 | 0
| 0 | [36 empty] | 0 | 0 | 0 | 0 | 0 | 0 | 0 | 0 | 0 | 0 | 0 | 0 | 0 | 0 | 0 | 0 | 0 | 0 | 0 | 0 | 0 | 0 | 0 | 0 | 0 | 0 | 0 | 0 | 0 | 0 | 0 | 0
Diversity Factor: 0
[38 empty] | Historical Spots & Transfers | [6 empty] | Forecast Spots & Transfers
[35 empty] | Project Name | From | To | 2007 | 2008 | 2009 | 2010 | 2011 | 2012 | 2013 | 2014 | 2015 | 2016 | 2017 | 2018 | 2019 | 2020 | 2021 | 2022 | 2023 | 2024 | 2025 | 2026 | 2027 | 2028 | 2029 | 2030 | 2031 | 2032 | 2033 | 2034 | 2035 | 2036 | 2037 | 2038
| 0 | [33 empty] | Broad based demand management |  | Bankstown 132_11kV Tx11 | 0 | 0 | 0 | 0 | 0 | 0 | 0 | 0 | -0.1255 | -0.3007 | -0.3262 | -0.3032 | -0.29219 | 0 | 0 | 0 | 0 | 0 | 0 | 0 | 0 | 0 | 0 | 0 | 0 | 0 | 0 | 0 | 0 | 0 | 0 | 0
| Diversity Factor: 0 | [33 empty] | Broad based demand management |  | Bankstown 132_11kV Tx12 | 0 | 0 | 0 | 0 | 0 | 0 | 0 | 0 | -0.18892 | -0.45266 | -0.49104 | -0.45642 | -0.43985 | 0 | 0 | 0 | 0 | 0 | 0 | 0 | 0 | 0 | 0 | 0 | 0 | 0 | 0 | 0 | 0 | 0 | 0 | 0
[35 empty] | DNP_ID: 6373. Development of Bankstown Zone - Relieving Padstow Zone of 35MVA & Punchbowl Zone of 21MVA | Padstow 33_11kV Tx2 | Bankstown 132_11kV Tx11 | 0 | 0 | 0 | 0 | 346 | 0 | 0 | 0 | 0 | 0 | 0 | 0 | 0 | 0 | 0 | 0 | 0 | 0 | 0 | 0 | 0 | 0 | 0 | 0 | 0 | 0 | 0 | 0 | 0 | 0 | 0 | 0
[35 empty] | DNP_ID: 6373. Development of Bankstown Zone - Relieving Padstow Zone of 35MVA & Punchbowl Zone of 21MVA | Padstow 33_11kV Tx2 | Bankstown 132_11kV Tx12 | 0 | 0 | 0 | 0 | 150 | 0 | 0 | 0 | 0 | 0 | 0 | 0 | 0 | 0 | 0 | 0 | 0 | 0 | 0 | 0 | 0 | 0 | 0 | 0 | 0 | 0 | 0 | 0 | 0 | 0 | 0 | 0
| 0 | [33 empty] | DNP_ID: 6373. Development of Bankstown Zone - Relieving Padstow Zone of 35MVA & Punchbowl Zone of 21MVA | Padstow 33_11kV Tx3 | Bankstown 132_11kV Tx11 | 0 | 0 | 0 | 0 | 278 | 0 | 0 | 0 | 0 | 0 | 0 | 0 | 0 | 0 | 0 | 0 | 0 | 0 | 0 | 0 | 0 | 0 | 0 | 0 | 0 | 0 | 0 | 0 | 0 | 0 | 0 | 0
| Diversity Factor: 0 | [33 empty] | DNP_ID: 6373. Development of Bankstown Zone - Relieving Padstow Zone of 35MVA & Punchbowl Zone of 21MVA | Padstow 33_11kV Tx3 | Bankstown 132_11kV Tx12 | 0 | 0 | 0 | 0 | 236 | 0 | 0 | 0 | 0 | 0 | 0 | 0 | 0 | 0 | 0 | 0 | 0 | 0 | 0 | 0 | 0 | 0 | 0 | 0 | 0 | 0 | 0 | 0 | 0 | 0 | 0 | 0
[35 empty] | DNP_ID: 6373. Development of Bankstown Zone - Relieving Padstow Zone of 35MVA & Punchbowl Zone of 21MVA | Padstow 33_11kV Tx4 | Bankstown 132_11kV Tx11 | 0 | 0 | 0 | 0 | 294 | 0 | 0 | 0 | 0 | 0 | 0 | 0 | 0 | 0 | 0 | 0 | 0 | 0 | 0 | 0 | 0 | 0 | 0 | 0 | 0 | 0 | 0 | 0 | 0 | 0 | 0 | 0
[35 empty] | DNP_ID: 6373. Development of Bankstown Zone - Relieving Padstow Zone of 35MVA & Punchbowl Zone of 21MVA | Padstow 33_11kV Tx4 | Bankstown 132_11kV Tx12 | 0 | 0 | 0 | 0 | 173 | 0 | 0 | 0 | 0 | 0 | 0 | 0 | 0 | 0 | 0 | 0 | 0 | 0 | 0 | 0 | 0 | 0 | 0 | 0 | 0 | 0 | 0 | 0 | 0 | 0 | 0 | 0
| 0 | [33 empty] | DNP_ID: 6373. Development of Bankstown Zone - Relieving Padstow Zone of 35MVA & Punchbowl Zone of 21MVA | Punchbowl 33_11kV Tx2 | Bankstown 132_11kV Tx11 | 0 | 0 | 0 | 0 | 0 | 0 | 0 | 167 | 0 | 0 | 0 | 0 | 0 | 0 | 0 | 0 | 0 | 0 | 0 | 0 | 0 | 0 | 0 | 0 | 0 | 0 | 0 | 0 | 0 | 0 | 0 | 0
| Diversity Factor: 0 | [33 empty] | DNP_ID: 6373. Development of Bankstown Zone - Relieving Padstow Zone of 35MVA & Punchbowl Zone of 21MVA | Punchbowl 33_11kV Tx2 | Bankstown 132_11kV Tx12 | 0 | 0 | 0 | 0 | 0 | 0 | 0 | 216 | 0 | 0 | 0 | 0 | 0 | 0 | 0 | 0 | 0 | 0 | 0 | 0 | 0 | 0 | 0 | 0 | 0 | 0 | 0 | 0 | 0 | 0 | 0 | 0
[35 empty] | DNP_ID: 6373. Development of Bankstown Zone - Relieving Padstow Zone of 35MVA & Punchbowl Zone of 21MVA | Punchbowl 33_11kV Tx3 | Bankstown 132_11kV Tx11 | 0 | 0 | 0 | 0 | 0 | 0 | 0 | 213 | 0 | 0 | 0 | 0 | 0 | 0 | 0 | 0 | 0 | 0 | 0 | 0 | 0 | 0 | 0 | 0 | 0 | 0 | 0 | 0 | 0 | 0 | 0 | 0
[35 empty] | DNP_ID: 6373. Development of Bankstown Zone - Relieving Padstow Zone of 35MVA & Punchbowl Zone of 21MVA | Punchbowl 33_11kV Tx4 | Bankstown 132_11kV Tx12 | 0 | 0 | 0 | 0 | 0 | 0 | 0 | 328 | 0 | 0 | 0 | 0 | 0 | 0 | 0 | 0 | 0 | 0 | 0 | 0 | 0 | 0 | 0 | 0 | 0 | 0 | 0 | 0 | 0 | 0 | 0 | 0
| 0 | [33 empty] | DNP_ID: 6435. Development of Bankstown Zone post DNP6373 | Bankstown 132_11kV Tx11 | Bankstown 132_11kV Tx12 | 0 | 0 | 0 | 0 | 0 | 0 | 81 | 0 | 0 | 0 | 0 | 0 | 0 | 0 | 0 | 0 | 0 | 0 | 0 | 0 | 0 | 0 | 0 | 0 | 0 | 0 | 0 | 0 | 0 | 0 | 0 | 0
| Diversity Factor: 0 | [33 empty] | DNP_ID: 6435. Development of Bankstown Zone post DNP6373 | Bankstown 132_11kV Tx12 | Bankstown 132_11kV Tx11 | 0 | 0 | 0 | 0 | 0 | 0 | 0 | 28 | 0 | 0 | 0 | 0 | 0 | 0 | 0 | 0 | 0 | 0 | 0 | 0 | 0 | 0 | 0 | 0 | 0 | 0 | 0 | 0 | 0 | 0 | 0 | 0
[35 empty] | DNP_ID: 6705. Bass Hill Zone Development | Bankstown 132_11kV Tx11 | Bankstown 132_11kV Tx12 | 0 | 0 | 0 | 0 | 0 | 102 | 0 | 0 | 0 | 0 | 0 | 0 | 0 | 0 | 0 | 0 | 0 | 0 | 0 | 0 | 0 | 0 | 0 | 0 | 0 | 0 | 0 | 0 | 0 | 0 | 0 | 0
[35 empty] | DNP_ID: 6705. Bass Hill Zone Development | Bankstown 132_11kV Tx12 | Bankstown 132_11kV Tx11 | 0 | 0 | 0 | 0 | 0 | 27 | 0 | 0 | 0 | 0 | 0 | 0 | 0 | 0 | 0 | 0 | 0 | 0 | 0 | 0 | 0 | 0 | 0 | 0 | 0 | 0 | 0 | 0 | 0 | 0 | 0 | 0
| 0 | [33 empty] | DNP_ID: 6705. Bass Hill Zone Development | Bass Hill 33_11kV Tx3 | Bankstown 132_11kV Tx12 | 0 | 0 | 0 | 0 | 0 | 99 | 0 | 0 | 0 | 0 | 0 | 0 | 0 | 0 | 0 | 0 | 0 | 0 | 0 | 0 | 0 | 0 | 0 | 0 | 0 | 0 | 0 | 0 | 0 | 0 | 0 | 0
| Diversity Factor: 0 | [33 empty] | DNP_ID: 6962. South Greenacre Park Zone Development | Greenacre Park 132_11kV Tx3 | Bankstown 132_11kV Tx12 | 0 | 0 | 0 | 0 | 0 | 0 | 0 | 9 | 0 | 0 | 0 | 0 | 0 | 0 | 0 | 0 | 0 | 0 | 0 | 0 | 0 | 0 | 0 | 0 | 0 | 0 | 0 | 0 | 0 | 0 | 0 | 0
[35 empty] | Econometric |  | Bankstown 132_11kV Tx11 | 0 | 0 | 0 | 0 | 0 | 0 | 0 | 0 | 0 | 2.9746 | 5.5828 | 8.3033 | 10.2169 | 10.3724 | 9.5094 | 9.6493 | 9.7912 | 9.935 | 10.0808 | 10.2286 | 10.3784 | 10.5303 | 10.6842 | 10.8403 | 10.9985 | 11.1589 | 11.3214 | 11.4862 | 11.6532 | 11.8225 | 11.9941 | 12.1681
[35 empty] | Econometric |  | Bankstown 132_11kV Tx12 | 0 | 0 | 0 | 0 | 0 | 0 | 0 | 0 | 0 | 4.4778 | 8.4039 | 12.4992 | 15.3798 | 15.6139 | 14.3148 | 14.5255 | 14.739 | 14.9555 | 15.1749 | 15.3974 | 15.6229 | 15.8516 | 16.0833 | 16.3182 | 16.5564 | 16.7978 | 17.0425 | 17.2905 | 17.5419 | 17.7968 | 18.0552 | 18.317
| 0 | [33 empty] | Energy Efficiency |  | Bankstown 132_11kV Tx11 | 0 | 0 | 0 | 0 | 0 | 0 | 0 | -1.7281 | -0.75938 | -3.0242 | -4.6028 | -7.0728 | -7.2634 | -4.0831 | -2.4652 | -3.0362 | -2.99 | -4.0533 | -2.798 | -2.9364 | -2.0893 | -1.6836 | -1.9451 | -2.2905 | -2.2905 | -2.2905 | -2.2905 | -2.2905 | -2.2905 | -2.2905 | -2.2905 | -2.2905
| Diversity Factor: 0 | [33 empty] | Energy Efficiency |  | Bankstown 132_11kV Tx12 | 0 | 0 | 0 | 0 | 0 | 0 | 0 | -2.6013 | -1.1431 | -4.5524 | -6.9287 | -10.6469 | -10.9337 | -6.1464 | -3.7109 | -4.5706 | -4.501 | -6.1016 | -4.212 | -4.4203 | -3.1451 | -2.5343 | -2.928 | -3.4479 | -3.4479 | -3.4479 | -3.4479 | -3.4479 | -3.4479 | -3.4479 | -3.4479 | -3.4479
[35 empty] | Solar PV |  | Bankstown 132_11kV Tx11 | 0 | 0 | 0 | 0 | 0 | 0 | 0 | 0 | 0 | 0 | 0 | 0 | 0 | 0 | 0 | 0 | 0 | 0 | 0 | 0 | 0 | 0 | 0 | 0 | 0 | 0 | 0 | 0 | 0 | 0 | 0 | 0
[35 empty] | Solar PV |  | Bankstown 132_11kV Tx12 | 0 | 0 | 0 | 0 | 0 | 0 | 0 | 0 | 0 | 0 | 0 | 0 | 0 | 0 | 0 | 0 | 0 | 0 | 0 | 0 | 0 | 0 | 0 | 0 | 0 | 0 | 0 | 0 | 0 | 0 | 0 | 0
0
Diversity Factor: 0
0
Diversity Factor: 0
| Weather Correction and Public Holiday Factors | [8 empty] | Forecast ROG
ROG Justification
| Actual loads for season 2013 have been weather corrected by the following: | [6 empty] | 0.1248% |  | same as Padstow after copying Bankstown WC over | [59 empty] | same as Padstow after copying Bankstown WC over
1 | 2 | 3 | 4 | 5 | 6 | 7 | 8 | 9 | 10 | 2014 | 2015 | 2016 | 2017 | 2018 | 2019 | 2020 | 2021 | 2022 | 2023 | 2024 | 2025 | 2026 | 2027 | 2028 | 2029 | 2030 | 2031 | 2032 | 2033 | 2034 | 2035 | 2036 | 2037 | 2038
0.984 | 0.96826 | 0.95793 | 0.95283 | 0.95283 | 0.95283 | 0.95283 | 0.95283 | 0.95283 | 0.95283 | -1.6% | -1.6% | -1.066% | -0.533% | 0% | 0% | 0% | 0% | 0% | 0% | 0% | 0% | 0% | 0% | 0% | 0% | 0% | 0% | 0% | 0% | 0% | 0% | 0% | 0% | 0%
Substation Load Detail
[7 empty] | Units | 2013 |  | 2014 | 2015 | 2016 | 2017 | 2018 | 2019 | 2020 | 2021 | 2022 | 2023 | 2024 | 2025 | 2026 | 2027 | 2028 | 2029 | 2030 | 2031 | 2032 | 2033 | 2034 | 2035 | 2036 | 2037 | 2038
1 | Bankstown 132_11kV | Compensated |  | Load (LV side) |  |  | Amps | 1142 | 1143.4257 | 2020.531 | 1985.986 | 1963.925 | 1955.088 | 1957.412 | 1964.079 | 1979.836 | 1997.484 | 2014.052 | 2031.091 | 2045.827 | 2064.073 | 2082.342 | 2103.109 | 2125.273 | 2147.167 | 2168.587 | 2190.404 | 2212.622 | 2235.247 | 2258.286 | 2281.742 | 2305.623 | 2329.934 | 2354.681
|  |  |  | Apparent Power |  |  | MVA | 21.758 |  | 38.4963 | 37.8381 | 37.4178 | 37.2494 | 37.2937 | 37.4207 | 37.7209 | 38.0572 | 38.3728 | 38.6975 | 38.9782 | 39.3259 | 39.6739 | 40.0696 | 40.4919 | 40.909 | 41.3171 | 41.7328 | 42.1561 | 42.5872 | 43.0261 | 43.473 | 43.928 | 44.3912 | 44.8627
|  |  |  | Real Power |  |  | MW | 17.2896 | 17.3112 | 33.9988 | 33.4176 | 33.0463 | 32.8977 | 32.9368 | 33.0489 | 33.3141 | 33.611 | 33.8898 | 34.1765 | 34.4245 | 34.7315 | 35.0389 | 35.3884 | 35.7613 | 36.1297 | 36.4901 | 36.8572 | 37.2311 | 37.6118 | 37.9995 | 38.3942 | 38.796 | 39.2051 | 39.6215
|  |  |  | Reactive Power |  |  | MVAr | 13.2091 |  | 18.0567 | 17.7479 | 17.5508 | 17.4718 | 17.4926 | 17.5522 | 17.693 | 17.8507 | 17.9988 | 18.151 | 18.2827 | 18.4458 | 18.609 | 18.7946 | 18.9927 | 19.1883 | 19.3798 | 19.5747 | 19.7733 | 19.9755 | 20.1814 | 20.391 | 20.6044 | 20.8217 | 21.0428
|  |  |  | Capacitors In Service |  |  | MVAr | 0 |  | 0 | 0 | 0 | 0 | 0 | 0 | 0 | 0 | 0 | 0 | 0 | 0 | 0 | 0 | 0 | 0 | 0 | 0 | 0 | 0 | 0 | 0 | 0 | 0 | 0
|  |  |  | PF |  |  |  | 0.79463 |  | 0.88317 | 0.88317 | 0.88317 | 0.88317 | 0.88317 | 0.88317 | 0.88317 | 0.88317 | 0.88317 | 0.88317 | 0.88317 | 0.88317 | 0.88317 | 0.88317 | 0.88317 | 0.88317 | 0.88317 | 0.88317 | 0.88317 | 0.88317 | 0.88317 | 0.88317 | 0.88317 | 0.88317 | 0.88317
0.77002 | Diversity Factor: 0.77 | Uncompensated |  | Reactive Power |  |  | MVAr | 13.2091 | 13.2256 | 18.0567 | 17.7479 | 17.5508 | 17.4718 | 17.4926 | 17.5522 | 17.693 | 17.8507 | 17.9988 | 18.151 | 18.2827 | 18.4458 | 18.609 | 18.7946 | 18.9927 | 19.1883 | 19.3798 | 19.5747 | 19.7733 | 19.9755 | 20.1814 | 20.391 | 20.6044 | 20.8217 | 21.0428
|  |  |  | PF |  |  |  | 0.79463 |  | 0.88317 | 0.88317 | 0.88317 | 0.88317 | 0.88317 | 0.88317 | 0.88317 | 0.88317 | 0.88317 | 0.88317 | 0.88317 | 0.88317 | 0.88317 | 0.88317 | 0.88317 | 0.88317 | 0.88317 | 0.88317 | 0.88317 | 0.88317 | 0.88317 | 0.88317 | 0.88317 | 0.88317 | 0.88317
[10 empty] | 1 | 2 | 3 | 4 | 5 | 6 | 7 | 8 | 9 | 10 | 11 | 12 | 13 | 14 | 15 | 16 | 17 | 18 | 19 | 20 | 21 | 22 | 23 | 24 | 25
Transformer Load Detail
[7 empty] | Units | 2013 |  | 2014 | 2015 | 2016 | 2017 | 2018 | 2019 | 2020 | 2021 | 2022 | 2023 | 2024 | 2025 | 2026 | 2027 | 2028 | 2029 | 2030 | 2031 | 2032 | 2033 | 2034 | 2035 | 2036 | 2037 | 2038
| 0 | Compensated |  | Load (LV side) |  |  | Amps
|  |  |  | Apparent Power |  |  | MVA
|  |  |  | Real Power |  |  | MW
|  |  |  | Reactive Power |  |  | MVAr
|  |  |  | Capacitors In Service |  |  | MVAr
PF
| Zone Div: | Uncompensated |  | Reactive Power |  |  | MVAr
PF
| 0 | Compensated |  | Load (LV side) |  |  | Amps
|  |  |  | Apparent Power |  |  | MVA
|  |  |  | Real Power |  |  | MW
|  |  |  | Reactive Power |  |  | MVAr
|  |  |  | Capacitors In Service |  |  | MVAr
PF
| Zone Div: | Uncompensated |  | Reactive Power |  |  | MVAr
PF
| 0 | Compensated |  | Load (LV side) |  |  | Amps
|  |  |  | Apparent Power |  |  | MVA
|  |  |  | Real Power |  |  | MW
|  |  |  | Reactive Power |  |  | MVAr
|  |  |  | Capacitors In Service |  |  | MVAr
PF
| Zone Div: | Uncompensated |  | Reactive Power |  |  | MVAr
PF
| 0 | Compensated |  | Load (LV side) |  |  | Amps
|  |  |  | Apparent Power |  |  | MVA
|  |  |  | Real Power |  |  | MW
|  |  |  | Reactive Power |  |  | MVAr
|  |  |  | Capacitors In Service |  |  | MVAr
PF
| Zone Div: | Uncompensated |  | Reactive Power |  |  | MVAr
PF
| 0 | Compensated |  | Load (LV side) |  |  | Amps
|  |  |  | Apparent Power |  |  | MVA
|  |  |  | Real Power |  |  | MW
|  |  |  | Reactive Power |  |  | MVAr
|  |  |  | Capacitors In Service |  |  | MVAr
PF
| Zone Div: | Uncompensated |  | Reactive Power |  |  | MVAr
PF
| 0 | Compensated |  | Load (LV side) |  |  | Amps
|  |  |  | Apparent Power |  |  | MVA
|  |  |  | Real Power |  |  | MW
|  |  |  | Reactive Power |  |  | MVAr
|  |  |  | Capacitors In Service |  |  | MVAr
PF
| Zone Div: | Uncompensated |  | Reactive Power |  |  | MVAr
PF
| 0 | Compensated |  | Load (LV side) |  |  | Amps
|  |  |  | Apparent Power |  |  | MVA
|  |  |  | Real Power |  |  | MW
|  |  |  | Reactive Power |  |  | MVAr
|  |  |  | Capacitors In Service |  |  | MVAr
PF
| Zone Div: | Uncompensated |  | Reactive Power |  |  | MVAr
PF
| 0 | Compensated |  | Load (LV side) |  |  | Amps
|  |  |  | Apparent Power |  |  | MVA
|  |  |  | Real Power |  |  | MW
|  |  |  | Reactive Power |  |  | MVAr
|  |  |  | Capacitors In Service |  |  | MVAr
PF
| Zone Div: | Uncompensated |  | Reactive Power |  |  | MVAr
PF
| 0 | Compensated |  | Load (LV side) |  |  | Amps
|  |  |  | Apparent Power |  |  | MVA
|  |  |  | Real Power |  |  | MW
|  |  |  | Reactive Power |  |  | MVAr
|  |  |  | Capacitors In Service |  |  | MVAr
PF
| Zone Div: | Uncompensated |  | Reactive Power |  |  | MVAr
PF
| 0 | Compensated |  | Load (LV side) |  |  | Amps
|  |  |  | Apparent Power |  |  | MVA
|  |  |  | Real Power |  |  | MW
|  |  |  | Reactive Power |  |  | MVAr
|  |  |  | Capacitors In Service |  |  | MVAr
PF
| Zone Div: | Uncompensated |  | Reactive Power |  |  | MVAr
PF

## Bass Hill 33_11kV
| Bass Hill 33_11kV | [16 empty] | 2014 | WINTER
| Substation Total Loads | [33 empty] | Spots & Transfers Detail
| Historical Loads | (11kV Amps) | [7 empty] | Weather Corrected Forecast Loads |  |  |  | (11kV Amps) | [20 empty] | Spots & Transfers Summary | (11kV Amps) |  | Historical Spots & Transfers | [6 empty] | Forecast Spots & Transfers
|  | 2007 | 2008 | 2009 | 2010 | 2011 | 2012 | 2013 |  | 2014 | 2015 | 2016 | 2017 | 2018 | 2019 | 2020 | 2021 | 2022 | 2023 | 2024 | 2025 | 2026 | 2027 | 2028 | 2029 | 2030 | 2031 | 2032 | 2033 | 2034 | 2035 | 2036 | 2037 | 2038 |  |  |  | 2007 | 2008 | 2009 | 2010 | 2011 | 2012 | 2013 | 2014 | 2015 | 2016 | 2017 | 2018 | 2019 | 2020 | 2021 | 2022 | 2023 | 2024 | 2025 | 2026 | 2027 | 2028 | 2029 | 2030 | 2031 | 2032 | 2033 | 2034 | 2035 | 2036 | 2037 | 2038
| Total | 1458 | 1414 | 1213 | 1309 | 1277 | 1183 | 1089 |  | 1084.521 | 1046.552 | 1024.876 | 1019.026 | 1027.017 | 1041.511 | 1064.846 | 1087.886 | 1110.13 | 1133.13 | 1154.837 | 1179.885 | 1205.202 | 1232.58 | 1261.292 | 1289.969 | 1318.594 | 1347.771 | 1377.505 | 1407.806 | 1438.681 | 1470.137 | 1502.185 | 1534.83 | 1568.083 |  |  | Total | 0 | 0 | 36 | 0 | 30 | -99 | 48.6 | -2.5009 | -1.3581 | 1.877 | 5.6817 | 7.991 | 14.4944 | 23.3354 | 23.0398 | 22.244 | 22.9996 | 21.7072 | 25.0477 | 25.3172 | 27.378 | 28.7125 | 28.6765 | 28.6256 | 29.1762 | 29.7345 | 30.3007 | 30.8748 | 31.4569 | 32.0472 | 32.6457 | 33.2526
| Firm Rating | 0 | 0 | 0 | 0 | 0 | 0 | 1532 |  | 1532 | 1532 | 1532 | 1532 | 1532 | 1532 | 1532 | 1532 | 1532 | 1532 | 1532 | 1532 | 1532 | 1532 | 1532 | 1532 | 1532 | 1532 | 1532 | 1532 | 1532 | 1532 | 1532 | 1532 | 1532
| Total Capacity | 0 | 0 | 0 | 0 | 0 | 0 | 2372 |  | 2372 | 2372 | 2372 | 2372 | 2372 | 2372 | 2372 | 2372 | 2372 | 2372 | 2372 | 2372 | 2372 | 2372 | 2372 | 2372 | 2372 | 2372 | 2372 | 2372 | 2372 | 2372 | 2372 | 2372 | 2372 |  |  | Bass Hill 33_11kV Tx1 | 0 | 0 | 36 | 0 | 30 | 0 | 48.6 | -1.0747 | -0.58361 | 0.8066 | 2.4417 | 3.434 | 6.2288 | 10.0281 | 9.901 | 9.5591 | 9.8838 | 9.3284 | 10.7639 | 10.8797 | 11.7654 | 12.3388 | 12.3234 | 12.3015 | 12.5381 | 12.778 | 13.0213 | 13.268 | 13.5182 | 13.7719 | 14.0291 | 14.2899
|  | -7 | -6 | -5 | -4 | -3 | -2 | -1 |  | 0 | 1 | 2 | 3 | 4 | 5 | 6 | 7 | 8 | 9 | 10 | 11 | 12 | 13 | 14 | 15 | 16 | 17 | 18 | 19 | 20 | 21 | 22 | 23 | 24 |  |  | Bass Hill 33_11kV Tx2 | 0 | 0 | 0 | 0 | 0 | 0 | 0 | 0 | 0 | 0 | 0 | 0 | 0 | 0 | 0 | 0 | 0 | 0 | 0 | 0 | 0 | 0 | 0 | 0 | 0 | 0 | 0 | 0 | 0 | 0 | 0 | 0
| Transformer Loads | [35 empty] | Bass Hill 33_11kV Tx3 | 0 | 0 | 0 | 0 | 0 | -99 | 0 | -1.4262 | -0.77446 | 1.0704 | 3.2401 | 4.557 | 8.2656 | 13.3073 | 13.1387 | 12.6849 | 13.1158 | 12.3788 | 14.2838 | 14.4375 | 15.6127 | 16.3737 | 16.3532 | 16.3241 | 16.6381 | 16.9565 | 17.2794 | 17.6067 | 17.9387 | 18.2753 | 18.6166 | 18.9627
| Historical Loads | (11kV Amps) | [7 empty] | Weather Corrected Forecast Loads |  |  |  | (11kV Amps) | [23 empty] | 0 | 0 | 0 | 0 | 0 | 0 | 0 | 0 | 0 | 0 | 0 | 0 | 0 | 0 | 0 | 0 | 0 | 0 | 0 | 0 | 0 | 0 | 0 | 0 | 0 | 0 | 0 | 0 | 0 | 0 | 0 | 0
|  | 2007 | 2008 | 2009 | 2010 | 2011 | 2012 | 2013 |  | 2014 | 2015 | 2016 | 2017 | 2018 | 2019 | 2020 | 2021 | 2022 | 2023 | 2024 | 2025 | 2026 | 2027 | 2028 | 2029 | 2030 | 2031 | 2032 | 2033 | 2034 | 2035 | 2036 | 2037 | 2038 |  |  |  | 0 | 0 | 0 | 0 | 0 | 0 | 0 | 0 | 0 | 0 | 0 | 0 | 0 | 0 | 0 | 0 | 0 | 0 | 0 | 0 | 0 | 0 | 0 | 0 | 0 | 0 | 0 | 0 | 0 | 0 | 0 | 0
| 0 | [36 empty] | 0 | 0 | 0 | 0 | 0 | 0 | 0 | 0 | 0 | 0 | 0 | 0 | 0 | 0 | 0 | 0 | 0 | 0 | 0 | 0 | 0 | 0 | 0 | 0 | 0 | 0 | 0 | 0 | 0 | 0 | 0 | 0
| Diversity Factor: 0 | [36 empty] | 0 | 0 | 0 | 0 | 0 | 0 | 0 | 0 | 0 | 0 | 0 | 0 | 0 | 0 | 0 | 0 | 0 | 0 | 0 | 0 | 0 | 0 | 0 | 0 | 0 | 0 | 0 | 0 | 0 | 0 | 0 | 0
[38 empty] | 0 | 0 | 0 | 0 | 0 | 0 | 0 | 0 | 0 | 0 | 0 | 0 | 0 | 0 | 0 | 0 | 0 | 0 | 0 | 0 | 0 | 0 | 0 | 0 | 0 | 0 | 0 | 0 | 0 | 0 | 0 | 0
[38 empty] | 0 | 0 | 0 | 0 | 0 | 0 | 0 | 0 | 0 | 0 | 0 | 0 | 0 | 0 | 0 | 0 | 0 | 0 | 0 | 0 | 0 | 0 | 0 | 0 | 0 | 0 | 0 | 0 | 0 | 0 | 0 | 0
| 0 | [36 empty] | 0 | 0 | 0 | 0 | 0 | 0 | 0 | 0 | 0 | 0 | 0 | 0 | 0 | 0 | 0 | 0 | 0 | 0 | 0 | 0 | 0 | 0 | 0 | 0 | 0 | 0 | 0 | 0 | 0 | 0 | 0 | 0
Diversity Factor: 0
[38 empty] | Historical Spots & Transfers | [6 empty] | Forecast Spots & Transfers
[35 empty] | Project Name | From | To | 2007 | 2008 | 2009 | 2010 | 2011 | 2012 | 2013 | 2014 | 2015 | 2016 | 2017 | 2018 | 2019 | 2020 | 2021 | 2022 | 2023 | 2024 | 2025 | 2026 | 2027 | 2028 | 2029 | 2030 | 2031 | 2032 | 2033 | 2034 | 2035 | 2036 | 2037 | 2038
| 0 | [33 empty] | Broad based demand management |  | Bass Hill 33_11kV Tx1 | 0 | 0 | 0 | 0 | 0 | 0 | 0 | 0 | -0.069954 | -0.26603 | -0.30026 | -0.31004 | -0.34644 | 0 | 0 | 0 | 0 | 0 | 0 | 0 | 0 | 0 | 0 | 0 | 0 | 0 | 0 | 0 | 0 | 0 | 0 | 0
| Diversity Factor: 0 | [33 empty] | Broad based demand management |  | Bass Hill 33_11kV Tx3 | 0 | 0 | 0 | 0 | 0 | 0 | 0 | 0 | -0.092829 | -0.35302 | -0.39845 | -0.41143 | -0.45973 | 0 | 0 | 0 | 0 | 0 | 0 | 0 | 0 | 0 | 0 | 0 | 0 | 0 | 0 | 0 | 0 | 0 | 0 | 0
[35 empty] | DNP_ID: 6705. Bass Hill Zone Development | Bass Hill 33_11kV Tx3 | Bankstown 132_11kV Tx12 | 0 | 0 | 0 | 0 | 0 | 99 | 0 | 0 | 0 | 0 | 0 | 0 | 0 | 0 | 0 | 0 | 0 | 0 | 0 | 0 | 0 | 0 | 0 | 0 | 0 | 0 | 0 | 0 | 0 | 0 | 0 | 0
[35 empty] | DNP_ID: 6790. Relieve highly utilised feeders at Sefton Zone | Sefton 132_11kV Tx2 | Bass Hill 33_11kV Tx1 | 0 | 0 | 0 | 0 | 30 | 0 | 0 | 0 | 0 | 0 | 0 | 0 | 0 | 0 | 0 | 0 | 0 | 0 | 0 | 0 | 0 | 0 | 0 | 0 | 0 | 0 | 0 | 0 | 0 | 0 | 0 | 0
| 0 | [33 empty] | HVCON_ID: 2006421. Establishment of S.35455 Harley Cres West No. 3, 14 Harley Cres, Condell Park, Bass Hill |  | Bass Hill 33_11kV Tx1 | 0 | 0 | 36 | 0 | 0 | 0 | 0 | 0 | 0 | 0 | 0 | 0 | 0 | 0 | 0 | 0 | 0 | 0 | 0 | 0 | 0 | 0 | 0 | 0 | 0 | 0 | 0 | 0 | 0 | 0 | 0 | 0
| Diversity Factor: 0 | [33 empty] | HVCON_ID: 2012030. Establishment of S.61706 Harley Cres West No 4, 14 Harley Crescent, Condell Park |  | Bass Hill 33_11kV Tx1 | 0 | 0 | 0 | 0 | 0 | 0 | 48.6 | 0 | 0 | 0 | 0 | 0 | 0 | 0 | 0 | 0 | 0 | 0 | 0 | 0 | 0 | 0 | 0 | 0 | 0 | 0 | 0 | 0 | 0 | 0 | 0 | 0
[35 empty] | Econometric |  | Bass Hill 33_11kV Tx1 | 0 | 0 | 0 | 0 | 0 | 0 | 0 | 0 | 0 | 4.1828 | 7.6837 | 11.4103 | 14.6873 | 14.9224 | 13.5285 | 13.7371 | 13.9487 | 14.1633 | 14.3809 | 14.6015 | 14.8253 | 15.0522 | 15.2824 | 15.5157 | 15.7523 | 15.9922 | 16.2356 | 16.4823 | 16.7324 | 16.9861 | 17.2433 | 17.5041
[35 empty] | Econometric |  | Bass Hill 33_11kV Tx3 | 0 | 0 | 0 | 0 | 0 | 0 | 0 | 0 | 0 | 5.5506 | 10.1964 | 15.1414 | 19.4901 | 19.8021 | 17.9523 | 18.2292 | 18.51 | 18.7947 | 19.0835 | 19.3763 | 19.6733 | 19.9744 | 20.2797 | 20.5894 | 20.9034 | 21.2218 | 21.5446 | 21.872 | 22.204 | 22.5406 | 22.8819 | 23.228
| 0 | [33 empty] | Energy Efficiency |  | Bass Hill 33_11kV Tx1 | 0 | 0 | 0 | 0 | 0 | 0 | 0 | -1.0747 | -0.51366 | -3.1102 | -4.9418 | -7.6662 | -8.1121 | -4.8943 | -3.6274 | -4.178 | -4.0649 | -4.8349 | -3.617 | -3.7218 | -3.06 | -2.7134 | -2.959 | -3.2142 | -3.2142 | -3.2142 | -3.2142 | -3.2142 | -3.2142 | -3.2142 | -3.2142 | -3.2142
| Diversity Factor: 0 | [33 empty] | Energy Efficiency |  | Bass Hill 33_11kV Tx3 | 0 | 0 | 0 | 0 | 0 | 0 | 0 | -1.4262 | -0.68163 | -4.1273 | -6.5578 | -10.173 | -10.7647 | -6.4948 | -4.8136 | -5.5443 | -5.3942 | -6.4159 | -4.7997 | -4.9389 | -4.0606 | -3.6007 | -3.9266 | -4.2653 | -4.2653 | -4.2653 | -4.2653 | -4.2653 | -4.2653 | -4.2653 | -4.2653 | -4.2653
[35 empty] | Solar PV |  | Bass Hill 33_11kV Tx1 | 0 | 0 | 0 | 0 | 0 | 0 | 0 | 0 | 0 | 0 | 0 | 0 | 0 | 0 | 0 | 0 | 0 | 0 | 0 | 0 | 0 | 0 | 0 | 0 | 0 | 0 | 0 | 0 | 0 | 0 | 0 | 0
[35 empty] | Solar PV |  | Bass Hill 33_11kV Tx3 | 0 | 0 | 0 | 0 | 0 | 0 | 0 | 0 | 0 | 0 | 0 | 0 | 0 | 0 | 0 | 0 | 0 | 0 | 0 | 0 | 0 | 0 | 0 | 0 | 0 | 0 | 0 | 0 | 0 | 0 | 0 | 0
0
Diversity Factor: 0
0
Diversity Factor: 0
0
Diversity Factor: 0
0
Diversity Factor: 0
0
Diversity Factor: 0
| Weather Correction and Public Holiday Factors | [8 empty] | Forecast ROG
ROG Justification
| Actual loads for season 2013 have been weather corrected by the following: | [6 empty] | 2.272% |  | 5 year ROG ok | [59 empty] | 5 year ROG ok
1 | 2 | 3 | 4 | 5 | 6 | 7 | 8 | 9 | 10 | 2014 | 2015 | 2016 | 2017 | 2018 | 2019 | 2020 | 2021 | 2022 | 2023 | 2024 | 2025 | 2026 | 2027 | 2028 | 2029 | 2030 | 2031 | 2032 | 2033 | 2034 | 2035 | 2036 | 2037 | 2038
0.96625 | 0.93364 | 0.91263 | 0.90237 | 0.90237 | 0.90237 | 0.90237 | 0.90237 | 0.90237 | 0.90237 | -3.375% | -3.375% | -2.25% | -1.125% | 0% | 0% | 0% | 0% | 0% | 0% | 0% | 0% | 0% | 0% | 0% | 0% | 0% | 0% | 0% | 0% | 0% | 0% | 0% | 0% | 0%
Substation Load Detail
[7 empty] | Units | 2013 |  | 2014 | 2015 | 2016 | 2017 | 2018 | 2019 | 2020 | 2021 | 2022 | 2023 | 2024 | 2025 | 2026 | 2027 | 2028 | 2029 | 2030 | 2031 | 2032 | 2033 | 2034 | 2035 | 2036 | 2037 | 2038
1 | Bass Hill 33_11kV | Compensated |  | Load (LV side) |  |  | Amps | 1089 | 1125 | 1084.521 | 1046.552 | 1024.876 | 1019.026 | 1027.017 | 1041.511 | 1064.846 | 1087.886 | 1110.13 | 1133.13 | 1154.837 | 1179.885 | 1205.202 | 1232.58 | 1261.292 | 1289.969 | 1318.594 | 1347.771 | 1377.505 | 1407.806 | 1438.681 | 1470.137 | 1502.185 | 1534.83 | 1568.083
|  |  |  | Apparent Power |  |  | MVA | 20.7482 |  | 20.6629 | 19.9395 | 19.5265 | 19.4151 | 19.5673 | 19.8435 | 20.288 | 20.727 | 21.1508 | 21.589 | 22.0026 | 22.4798 | 22.9622 | 23.4838 | 24.0309 | 24.5772 | 25.1226 | 25.6785 | 26.245 | 26.8223 | 27.4106 | 28.0099 | 28.6205 | 29.2425 | 29.876
|  |  |  | Real Power |  |  | MW | 19.5033 | 20.1481 | 19.4231 | 18.7431 | 18.3549 | 18.2502 | 18.3933 | 18.6529 | 19.0708 | 19.4834 | 19.8818 | 20.2937 | 20.6824 | 21.131 | 21.5845 | 22.0748 | 22.589 | 23.1026 | 23.6152 | 24.1378 | 24.6703 | 25.213 | 25.7659 | 26.3293 | 26.9032 | 27.4879 | 28.0834
|  |  |  | Reactive Power |  |  | MVAr | 7.0788 |  | 7.0497 | 6.8028 | 6.662 | 6.6239 | 6.6759 | 6.7701 | 6.9218 | 7.0715 | 7.2161 | 7.3656 | 7.5067 | 7.6695 | 7.8341 | 8.0121 | 8.1987 | 8.3851 | 8.5712 | 8.7608 | 8.9541 | 9.1511 | 9.3518 | 9.5563 | 9.7646 | 9.9768 | 10.1929
|  |  |  | Capacitors In Service |  |  | MVAr | 0 |  | 0 | 0 | 0 | 0 | 0 | 0 | 0 | 0 | 0 | 0 | 0 | 0 | 0 | 0 | 0 | 0 | 0 | 0 | 0 | 0 | 0 | 0 | 0 | 0 | 0
|  |  |  | PF |  |  |  | 0.94 |  | 0.94 | 0.94 | 0.94 | 0.94 | 0.94 | 0.94 | 0.94 | 0.94 | 0.94 | 0.94 | 0.94 | 0.94 | 0.94 | 0.94 | 0.94 | 0.94 | 0.94 | 0.94 | 0.94 | 0.94 | 0.94 | 0.94 | 0.94 | 0.94 | 0.94
0.97451 | Diversity Factor: 0.97 | Uncompensated |  | Reactive Power |  |  | MVAr | 7.0788 | 7.3128 | 7.0497 | 6.8028 | 6.662 | 6.6239 | 6.6759 | 6.7701 | 6.9218 | 7.0715 | 7.2161 | 7.3656 | 7.5067 | 7.6695 | 7.8341 | 8.0121 | 8.1987 | 8.3851 | 8.5712 | 8.7608 | 8.9541 | 9.1511 | 9.3518 | 9.5563 | 9.7646 | 9.9768 | 10.1929
|  |  |  | PF |  |  |  | 0.94 |  | 0.94 | 0.94 | 0.94 | 0.94 | 0.94 | 0.94 | 0.94 | 0.94 | 0.94 | 0.94 | 0.94 | 0.94 | 0.94 | 0.94 | 0.94 | 0.94 | 0.94 | 0.94 | 0.94 | 0.94 | 0.94 | 0.94 | 0.94 | 0.94 | 0.94
[10 empty] | 1 | 2 | 3 | 4 | 5 | 6 | 7 | 8 | 9 | 10 | 11 | 12 | 13 | 14 | 15 | 16 | 17 | 18 | 19 | 20 | 21 | 22 | 23 | 24 | 25
Transformer Load Detail
[7 empty] | Units | 2013 |  | 2014 | 2015 | 2016 | 2017 | 2018 | 2019 | 2020 | 2021 | 2022 | 2023 | 2024 | 2025 | 2026 | 2027 | 2028 | 2029 | 2030 | 2031 | 2032 | 2033 | 2034 | 2035 | 2036 | 2037 | 2038
| 0 | Compensated |  | Load (LV side) |  |  | Amps
|  |  |  | Apparent Power |  |  | MVA
|  |  |  | Real Power |  |  | MW
|  |  |  | Reactive Power |  |  | MVAr
|  |  |  | Capacitors In Service |  |  | MVAr
PF
| Zone Div: | Uncompensated |  | Reactive Power |  |  | MVAr
PF
| 0 | Compensated |  | Load (LV side) |  |  | Amps
|  |  |  | Apparent Power |  |  | MVA
|  |  |  | Real Power |  |  | MW
|  |  |  | Reactive Power |  |  | MVAr
|  |  |  | Capacitors In Service |  |  | MVAr
PF
| Zone Div: | Uncompensated |  | Reactive Power |  |  | MVAr
PF
| 0 | Compensated |  | Load (LV side) |  |  | Amps
|  |  |  | Apparent Power |  |  | MVA
|  |  |  | Real Power |  |  | MW
|  |  |  | Reactive Power |  |  | MVAr
|  |  |  | Capacitors In Service |  |  | MVAr
PF
| Zone Div: | Uncompensated |  | Reactive Power |  |  | MVAr
PF
| 0 | Compensated |  | Load (LV side) |  |  | Amps
|  |  |  | Apparent Power |  |  | MVA
|  |  |  | Real Power |  |  | MW
|  |  |  | Reactive Power |  |  | MVAr
|  |  |  | Capacitors In Service |  |  | MVAr
PF
| Zone Div: | Uncompensated |  | Reactive Power |  |  | MVAr
PF
| 0 | Compensated |  | Load (LV side) |  |  | Amps
|  |  |  | Apparent Power |  |  | MVA
|  |  |  | Real Power |  |  | MW
|  |  |  | Reactive Power |  |  | MVAr
|  |  |  | Capacitors In Service |  |  | MVAr
PF
| Zone Div: | Uncompensated |  | Reactive Power |  |  | MVAr
PF
| 0 | Compensated |  | Load (LV side) |  |  | Amps
|  |  |  | Apparent Power |  |  | MVA
|  |  |  | Real Power |  |  | MW
|  |  |  | Reactive Power |  |  | MVAr
|  |  |  | Capacitors In Service |  |  | MVAr
PF
| Zone Div: | Uncompensated |  | Reactive Power |  |  | MVAr
PF
| 0 | Compensated |  | Load (LV side) |  |  | Amps
|  |  |  | Apparent Power |  |  | MVA
|  |  |  | Real Power |  |  | MW
|  |  |  | Reactive Power |  |  | MVAr
|  |  |  | Capacitors In Service |  |  | MVAr
PF
| Zone Div: | Uncompensated |  | Reactive Power |  |  | MVAr
PF
| 0 | Compensated |  | Load (LV side) |  |  | Amps
|  |  |  | Apparent Power |  |  | MVA
|  |  |  | Real Power |  |  | MW
|  |  |  | Reactive Power |  |  | MVAr
|  |  |  | Capacitors In Service |  |  | MVAr
PF
| Zone Div: | Uncompensated |  | Reactive Power |  |  | MVAr
PF
| 0 | Compensated |  | Load (LV side) |  |  | Amps
|  |  |  | Apparent Power |  |  | MVA
|  |  |  | Real Power |  |  | MW
|  |  |  | Reactive Power |  |  | MVAr
|  |  |  | Capacitors In Service |  |  | MVAr
PF
| Zone Div: | Uncompensated |  | Reactive Power |  |  | MVAr
PF
| 0 | Compensated |  | Load (LV side) |  |  | Amps
|  |  |  | Apparent Power |  |  | MVA
|  |  |  | Real Power |  |  | MW
|  |  |  | Reactive Power |  |  | MVAr
|  |  |  | Capacitors In Service |  |  | MVAr
PF
| Zone Div: | Uncompensated |  | Reactive Power |  |  | MVAr
PF

## Campsie 33_11kV
| Campsie 33_11kV | [16 empty] | 2014 | WINTER
| Substation Total Loads | [33 empty] | Spots & Transfers Detail
| Historical Loads | (11kV Amps) | [7 empty] | Weather Corrected Forecast Loads |  |  |  | (11kV Amps) | [20 empty] | Spots & Transfers Summary | (11kV Amps) |  | Historical Spots & Transfers | [6 empty] | Forecast Spots & Transfers
|  | 2007 | 2008 | 2009 | 2010 | 2011 | 2012 | 2013 |  | 2014 | 2015 | 2016 | 2017 | 2018 | 2019 | 2020 | 2021 | 2022 | 2023 | 2024 | 2025 | 2026 | 2027 | 2028 | 2029 | 2030 | 2031 | 2032 | 2033 | 2034 | 2035 | 2036 | 2037 | 2038 |  |  |  | 2007 | 2008 | 2009 | 2010 | 2011 | 2012 | 2013 | 2014 | 2015 | 2016 | 2017 | 2018 | 2019 | 2020 | 2021 | 2022 | 2023 | 2024 | 2025 | 2026 | 2027 | 2028 | 2029 | 2030 | 2031 | 2032 | 2033 | 2034 | 2035 | 2036 | 2037 | 2038
| Total | 3305 | 3259 | 2908 | 3011 | 3382 | 3124 | 3034 |  | 3277.226 | 3211.121 | 3174.081 | 3167.008 | 3185.796 | 3199.1 | 3238.933 | 3283.492 | 3325.506 | 3369.541 | 3409.733 | 3459.449 | 3509.735 | 3565.707 | 3625.308 | 3684.569 | 3743.487 | 3803.768 | 3865.431 | 3928.497 | 3992.986 | 4058.92 | 4126.319 | 4195.206 | 4265.601 |  |  | Total | 0 | 0 | 0 | 0 | 301.5 | 0 | 54 | 88.0634 | -4.7008 | 3.0699 | 12.7506 | 18.7883 | 13.3038 | 39.8335 | 44.5591 | 42.0136 | 44.0352 | 40.1921 | 49.7153 | 50.2869 | 55.9715 | 59.6014 | 59.2611 | 58.918 | 60.2805 | 61.663 | 63.0659 | 64.4894 | 65.9338 | 67.3994 | 68.8865 | 70.3953
| Firm Rating | 0 | 0 | 0 | 0 | 0 | 0 | 4567 |  | 4567 | 4567 | 4567 | 4567 | 4567 | 4567 | 4567 | 4567 | 4567 | 4567 | 4567 | 4567 | 4567 | 4567 | 4567 | 4567 | 4567 | 4567 | 4567 | 4567 | 4567 | 4567 | 4567 | 4567 | 4567
| Total Capacity | 0 | 0 | 0 | 0 | 0 | 0 | 7378 |  | 7378 | 7378 | 7378 | 7378 | 7378 | 7378 | 7378 | 7378 | 7378 | 7378 | 7378 | 7378 | 7378 | 7378 | 7378 | 7378 | 7378 | 7378 | 7378 | 7378 | 7378 | 7378 | 7378 | 7378 | 7378 |  |  | Campsie 33_11kV Tx1 | -1200 | 0 | 0 | 0 | -693 | 0 | 0 | 0 | 0 | 0 | 0 | 0 | 0 | 0 | 0 | 0 | 0 | 0 | 0 | 0 | 0 | 0 | 0 | 0 | 0 | 0 | 0 | 0 | 0 | 0 | 0 | 0
|  | -7 | -6 | -5 | -4 | -3 | -2 | -1 |  | 0 | 1 | 2 | 3 | 4 | 5 | 6 | 7 | 8 | 9 | 10 | 11 | 12 | 13 | 14 | 15 | 16 | 17 | 18 | 19 | 20 | 21 | 22 | 23 | 24 |  |  | Campsie 33_11kV Tx2 | 1200 | 0 | 0 | 0 | 144 | 0 | 0 | -2.5329 | -1.7165 | 1.121 | 4.6558 | 6.8604 | 4.8578 | 14.5449 | 16.2704 | 15.3409 | 16.0791 | 14.6759 | 18.1532 | 18.3619 | 20.4376 | 21.763 | 21.6387 | 21.5135 | 22.011 | 22.5158 | 23.028 | 23.5478 | 24.0752 | 24.6104 | 25.1534 | 25.7043
| Transformer Loads | [35 empty] | Campsie 33_11kV Tx3 | 0 | 0 | 0 | 0 | 756 | 0 | 54 | 93.2462 | -1.1885 | 0.7762 | 3.2238 | 4.7504 | 3.3637 | 10.0714 | 11.2663 | 10.6226 | 11.1338 | 10.1621 | 12.5699 | 12.7145 | 14.1517 | 15.0695 | 14.9835 | 14.8967 | 15.2412 | 15.5908 | 15.9455 | 16.3054 | 16.6706 | 17.0411 | 17.4171 | 17.7986
| Historical Loads | (11kV Amps) | [7 empty] | Weather Corrected Forecast Loads |  |  |  | (11kV Amps) | [22 empty] | Campsie 33_11kV Tx4 | 0 | 0 | 0 | 0 | 94.5 | 0 | 0 | -2.6499 | -1.7958 | 1.1728 | 4.871 | 7.1775 | 5.0823 | 15.2171 | 17.0224 | 16.05 | 16.8223 | 15.3541 | 18.9922 | 19.2105 | 21.3822 | 22.7689 | 22.6389 | 22.5078 | 23.0283 | 23.5564 | 24.0924 | 24.6362 | 25.188 | 25.7478 | 26.3159 | 26.8923
|  | 2007 | 2008 | 2009 | 2010 | 2011 | 2012 | 2013 |  | 2014 | 2015 | 2016 | 2017 | 2018 | 2019 | 2020 | 2021 | 2022 | 2023 | 2024 | 2025 | 2026 | 2027 | 2028 | 2029 | 2030 | 2031 | 2032 | 2033 | 2034 | 2035 | 2036 | 2037 | 2038 |  |  |  | 0 | 0 | 0 | 0 | 0 | 0 | 0 | 0 | 0 | 0 | 0 | 0 | 0 | 0 | 0 | 0 | 0 | 0 | 0 | 0 | 0 | 0 | 0 | 0 | 0 | 0 | 0 | 0 | 0 | 0 | 0 | 0
| 0 | [36 empty] | 0 | 0 | 0 | 0 | 0 | 0 | 0 | 0 | 0 | 0 | 0 | 0 | 0 | 0 | 0 | 0 | 0 | 0 | 0 | 0 | 0 | 0 | 0 | 0 | 0 | 0 | 0 | 0 | 0 | 0 | 0 | 0
| Diversity Factor: 0 | [36 empty] | 0 | 0 | 0 | 0 | 0 | 0 | 0 | 0 | 0 | 0 | 0 | 0 | 0 | 0 | 0 | 0 | 0 | 0 | 0 | 0 | 0 | 0 | 0 | 0 | 0 | 0 | 0 | 0 | 0 | 0 | 0 | 0
[38 empty] | 0 | 0 | 0 | 0 | 0 | 0 | 0 | 0 | 0 | 0 | 0 | 0 | 0 | 0 | 0 | 0 | 0 | 0 | 0 | 0 | 0 | 0 | 0 | 0 | 0 | 0 | 0 | 0 | 0 | 0 | 0 | 0
[38 empty] | 0 | 0 | 0 | 0 | 0 | 0 | 0 | 0 | 0 | 0 | 0 | 0 | 0 | 0 | 0 | 0 | 0 | 0 | 0 | 0 | 0 | 0 | 0 | 0 | 0 | 0 | 0 | 0 | 0 | 0 | 0 | 0
| 0 | [36 empty] | 0 | 0 | 0 | 0 | 0 | 0 | 0 | 0 | 0 | 0 | 0 | 0 | 0 | 0 | 0 | 0 | 0 | 0 | 0 | 0 | 0 | 0 | 0 | 0 | 0 | 0 | 0 | 0 | 0 | 0 | 0 | 0
Diversity Factor: 0
[38 empty] | Historical Spots & Transfers | [6 empty] | Forecast Spots & Transfers
[35 empty] | Project Name | From | To | 2007 | 2008 | 2009 | 2010 | 2011 | 2012 | 2013 | 2014 | 2015 | 2016 | 2017 | 2018 | 2019 | 2020 | 2021 | 2022 | 2023 | 2024 | 2025 | 2026 | 2027 | 2028 | 2029 | 2030 | 2031 | 2032 | 2033 | 2034 | 2035 | 2036 | 2037 | 2038
| 0 | [33 empty] | Broad based demand management |  | Campsie 33_11kV Tx1 | 0 | 0 | 0 | 0 | 0 | 0 | 0 | 0 | 0 | 0 | 0 | 0 | 0 | 0 | 0 | 0 | 0 | 0 | 0 | 0 | 0 | 0 | 0 | 0 | 0 | 0 | 0 | 0 | 0 | 0 | 0 | 0
| Diversity Factor: 0 | [33 empty] | Broad based demand management |  | Campsie 33_11kV Tx2 | 0 | 0 | 0 | 0 | 0 | 0 | 0 | 0 | -0.49157 | -1.1875 | -1.2931 | -1.2146 | -1.1934 | 0 | 0 | 0 | 0 | 0 | 0 | 0 | 0 | 0 | 0 | 0 | 0 | 0 | 0 | 0 | 0 | 0 | 0 | 0
[35 empty] | Broad based demand management |  | Campsie 33_11kV Tx3 | 0 | 0 | 0 | 0 | 0 | 0 | 0 | 0 | -0.34038 | -0.82227 | -0.89539 | -0.84107 | -0.82634 | 0 | 0 | 0 | 0 | 0 | 0 | 0 | 0 | 0 | 0 | 0 | 0 | 0 | 0 | 0 | 0 | 0 | 0 | 0
[35 empty] | Broad based demand management |  | Campsie 33_11kV Tx4 | 0 | 0 | 0 | 0 | 0 | 0 | 0 | 0 | -0.51429 | -1.2424 | -1.3529 | -1.2708 | -1.2485 | 0 | 0 | 0 | 0 | 0 | 0 | 0 | 0 | 0 | 0 | 0 | 0 | 0 | 0 | 0 | 0 | 0 | 0 | 0
| 0 | [33 empty] | DNP_ID: 6174. Relive Campsie Zone Transformer No.1 and FIU No.1 | Campsie 33_11kV Tx1 | Campsie 33_11kV Tx2 | 1200 | 0 | 0 | 0 | 0 | 0 | 0 | 0 | 0 | 0 | 0 | 0 | 0 | 0 | 0 | 0 | 0 | 0 | 0 | 0 | 0 | 0 | 0 | 0 | 0 | 0 | 0 | 0 | 0 | 0 | 0 | 0
| Diversity Factor: 0 | [33 empty] | DNP_ID: 6862. Enfield to Campsie load transfer |  | Campsie 33_11kV Tx1 | 0 | 0 | 0 | 0 | -693 | 0 | 0 | 0 | 0 | 0 | 0 | 0 | 0 | 0 | 0 | 0 | 0 | 0 | 0 | 0 | 0 | 0 | 0 | 0 | 0 | 0 | 0 | 0 | 0 | 0 | 0 | 0
[35 empty] | DNP_ID: 6862. Enfield to Campsie load transfer |  | Campsie 33_11kV Tx2 | 0 | 0 | 0 | 0 | 144 | 0 | 0 | 0 | 0 | 0 | 0 | 0 | 0 | 0 | 0 | 0 | 0 | 0 | 0 | 0 | 0 | 0 | 0 | 0 | 0 | 0 | 0 | 0 | 0 | 0 | 0 | 0
[35 empty] | DNP_ID: 6862. Enfield to Campsie load transfer |  | Campsie 33_11kV Tx3 | 0 | 0 | 0 | 0 | 756 | 0 | 0 | 0 | 0 | 0 | 0 | 0 | 0 | 0 | 0 | 0 | 0 | 0 | 0 | 0 | 0 | 0 | 0 | 0 | 0 | 0 | 0 | 0 | 0 | 0 | 0 | 0
| 0 | [33 empty] | DNP_ID: 6862. Enfield to Campsie load transfer |  | Campsie 33_11kV Tx4 | 0 | 0 | 0 | 0 | 94.5 | 0 | 0 | 0 | 0 | 0 | 0 | 0 | 0 | 0 | 0 | 0 | 0 | 0 | 0 | 0 | 0 | 0 | 0 | 0 | 0 | 0 | 0 | 0 | 0 | 0 | 0 | 0
| Diversity Factor: 0 | [33 empty] | DNP_ID: 6972. Enfield Zone Development 2012 | Enfield 33_11kV Tx3 | Campsie 33_11kV Tx3 | 0 | 0 | 0 | 0 | 0 | 0 | 0 | 95 | 0 | 0 | 0 | 0 | 0 | 0 | 0 | 0 | 0 | 0 | 0 | 0 | 0 | 0 | 0 | 0 | 0 | 0 | 0 | 0 | 0 | 0 | 0 | 0
[35 empty] | HVCON_ID: 2012102. Stage 3 - 5 Charlotte St development Camspie - Establish S.61718 Troy St NO.1, S.61719 Troy St NO.2, S.61720 Troy St NO.3, S.64011 TRO ST NO.4, S.63246 ALFRED HARP. See Hvcon 2012_023. |  | Campsie 33_11kV Tx3 | 0 | 0 | 0 | 0 | 0 | 0 | 54 | 0 | 0 | 0 | 0 | 0 | 0 | 0 | 0 | 0 | 0 | 0 | 0 | 0 | 0 | 0 | 0 | 0 | 0 | 0 | 0 | 0 | 0 | 0 | 0 | 0
[35 empty] | Econometric |  | Campsie 33_11kV Tx1 | 0 | 0 | 0 | 0 | 0 | 0 | 0 | 0 | 0 | 0 | 0 | 0 | 0 | 0 | 0 | 0 | 0 | 0 | 0 | 0 | 0 | 0 | 0 | 0 | 0 | 0 | 0 | 0 | 0 | 0 | 0 | 0
| 0 | [33 empty] | Econometric |  | Campsie 33_11kV Tx2 | 0 | 0 | 0 | 0 | 0 | 0 | 0 | 0 | 0 | 10.0642 | 18.3155 | 27.2738 | 26.4141 | 26.8951 | 25.5446 | 25.9805 | 26.4228 | 26.8718 | 27.3274 | 27.7897 | 28.2589 | 28.735 | 29.2181 | 29.7084 | 30.2059 | 30.7107 | 31.223 | 31.7427 | 32.2701 | 32.8053 | 33.3483 | 33.8992
| Diversity Factor: 0 | [33 empty] | Econometric |  | Campsie 33_11kV Tx3 | 0 | 0 | 0 | 0 | 0 | 0 | 0 | 0 | 0 | 6.9688 | 12.6823 | 18.8854 | 18.2901 | 18.6232 | 17.688 | 17.9898 | 18.2962 | 18.607 | 18.9225 | 19.2426 | 19.5675 | 19.8972 | 20.2317 | 20.5712 | 20.9157 | 21.2652 | 21.6199 | 21.9798 | 22.345 | 22.7156 | 23.0916 | 23.4731
[35 empty] | Econometric |  | Campsie 33_11kV Tx4 | 0 | 0 | 0 | 0 | 0 | 0 | 0 | 0 | 0 | 10.5293 | 19.162 | 28.5343 | 27.6349 | 28.1382 | 26.7252 | 27.1813 | 27.6441 | 28.1137 | 28.5904 | 29.0741 | 29.5649 | 30.0631 | 30.5685 | 31.0815 | 31.6019 | 32.1301 | 32.666 | 33.2098 | 33.7616 | 34.3215 | 34.8896 | 35.466
[35 empty] | Energy Efficiency |  | Campsie 33_11kV Tx1 | 0 | 0 | 0 | 0 | 0 | 0 | 0 | 0 | 0 | 0 | 0 | 0 | 0 | 0 | 0 | 0 | 0 | 0 | 0 | 0 | 0 | 0 | 0 | 0 | 0 | 0 | 0 | 0 | 0 | 0 | 0 | 0
| 0 | [33 empty] | Energy Efficiency |  | Campsie 33_11kV Tx2 | 0 | 0 | 0 | 0 | 0 | 0 | 0 | -2.5329 | -1.2249 | -7.7557 | -12.3667 | -19.1987 | -20.363 | -12.3502 | -9.2742 | -10.6395 | -10.3437 | -12.1959 | -9.1742 | -9.4278 | -7.8213 | -6.972 | -7.5794 | -8.1949 | -8.1949 | -8.1949 | -8.1949 | -8.1949 | -8.1949 | -8.1949 | -8.1949 | -8.1949
| Diversity Factor: 0 | [33 empty] | Energy Efficiency |  | Campsie 33_11kV Tx3 | 0 | 0 | 0 | 0 | 0 | 0 | 0 | -1.7538 | -0.84815 | -5.3703 | -8.5631 | -13.2939 | -14.1001 | -8.5517 | -6.4218 | -7.3672 | -7.1624 | -8.4449 | -6.3525 | -6.5282 | -5.4157 | -4.8276 | -5.2482 | -5.6745 | -5.6745 | -5.6745 | -5.6745 | -5.6745 | -5.6745 | -5.6745 | -5.6745 | -5.6745
[35 empty] | Energy Efficiency |  | Campsie 33_11kV Tx4 | 0 | 0 | 0 | 0 | 0 | 0 | 0 | -2.6499 | -1.2815 | -8.1142 | -12.9382 | -20.0861 | -21.3041 | -12.921 | -9.7028 | -11.1313 | -10.8218 | -12.7596 | -9.5982 | -9.8635 | -8.1828 | -7.2942 | -7.9297 | -8.5737 | -8.5737 | -8.5737 | -8.5737 | -8.5737 | -8.5737 | -8.5737 | -8.5737 | -8.5737
[35 empty] | Solar PV |  | Campsie 33_11kV Tx1 | 0 | 0 | 0 | 0 | 0 | 0 | 0 | 0 | 0 | 0 | 0 | 0 | 0 | 0 | 0 | 0 | 0 | 0 | 0 | 0 | 0 | 0 | 0 | 0 | 0 | 0 | 0 | 0 | 0 | 0 | 0 | 0
| 0 | [33 empty] | Solar PV |  | Campsie 33_11kV Tx2 | 0 | 0 | 0 | 0 | 0 | 0 | 0 | 0 | 0 | 0 | 0 | 0 | 0 | 0 | 0 | 0 | 0 | 0 | 0 | 0 | 0 | 0 | 0 | 0 | 0 | 0 | 0 | 0 | 0 | 0 | 0 | 0
| Diversity Factor: 0 | [33 empty] | Solar PV |  | Campsie 33_11kV Tx3 | 0 | 0 | 0 | 0 | 0 | 0 | 0 | 0 | 0 | 0 | 0 | 0 | 0 | 0 | 0 | 0 | 0 | 0 | 0 | 0 | 0 | 0 | 0 | 0 | 0 | 0 | 0 | 0 | 0 | 0 | 0 | 0
[35 empty] | Solar PV |  | Campsie 33_11kV Tx4 | 0 | 0 | 0 | 0 | 0 | 0 | 0 | 0 | 0 | 0 | 0 | 0 | 0 | 0 | 0 | 0 | 0 | 0 | 0 | 0 | 0 | 0 | 0 | 0 | 0 | 0 | 0 | 0 | 0 | 0 | 0 | 0
0
Diversity Factor: 0
0
Diversity Factor: 0
| Weather Correction and Public Holiday Factors | [8 empty] | Forecast ROG
ROG Justification
| Actual loads for season 2013 have been weather corrected by the following: | [6 empty] | 0.6026% |  | 7 year ROG ok | [59 empty] | 7 year ROG ok
1 | 2 | 3 | 4 | 5 | 6 | 7 | 8 | 9 | 10 | 2014 | 2015 | 2016 | 2017 | 2018 | 2019 | 2020 | 2021 | 2022 | 2023 | 2024 | 2025 | 2026 | 2027 | 2028 | 2029 | 2030 | 2031 | 2032 | 2033 | 2034 | 2035 | 2036 | 2037 | 2038
0.98127 | 0.96289 | 0.95086 | 0.94493 | 0.94493 | 0.94493 | 0.94493 | 0.94493 | 0.94493 | 0.94493 | -1.873% | -1.873% | -1.249% | -0.624% | 0% | 0% | 0% | 0% | 0% | 0% | 0% | 0% | 0% | 0% | 0% | 0% | 0% | 0% | 0% | 0% | 0% | 0% | 0% | 0% | 0%
Substation Load Detail
[7 empty] | Units | 2013 |  | 2014 | 2015 | 2016 | 2017 | 2018 | 2019 | 2020 | 2021 | 2022 | 2023 | 2024 | 2025 | 2026 | 2027 | 2028 | 2029 | 2030 | 2031 | 2032 | 2033 | 2034 | 2035 | 2036 | 2037 | 2038
1 | Campsie 33_11kV | Compensated |  | Load (LV side) |  |  | Amps | 3034 | 3252 | 3277.226 | 3211.121 | 3174.081 | 3167.008 | 3185.796 | 3199.1 | 3238.933 | 3283.492 | 3325.506 | 3369.541 | 3409.733 | 3459.449 | 3509.735 | 3565.707 | 3625.308 | 3684.569 | 3743.487 | 3803.768 | 3865.431 | 3928.497 | 3992.986 | 4058.92 | 4126.319 | 4195.206 | 4265.601
|  |  |  | Apparent Power |  |  | MVA | 57.8055 |  | 62.4395 | 61.1801 | 60.4744 | 60.3396 | 60.6976 | 60.951 | 61.71 | 62.5589 | 63.3594 | 64.1984 | 64.9642 | 65.9113 | 66.8695 | 67.9359 | 69.0714 | 70.2005 | 71.323 | 72.4715 | 73.6463 | 74.8479 | 76.0766 | 77.3328 | 78.617 | 79.9294 | 81.2706
|  |  |  | Real Power |  |  | MW | 49.7507 | 53.3254 | 53.9244 | 52.8367 | 52.2272 | 52.1108 | 52.42 | 52.6389 | 53.2943 | 54.0275 | 54.7188 | 55.4434 | 56.1047 | 56.9227 | 57.7502 | 58.6711 | 59.6518 | 60.6269 | 61.5964 | 62.5883 | 63.6029 | 64.6406 | 65.7017 | 66.7866 | 67.8956 | 69.0291 | 70.1874
|  |  |  | Reactive Power |  |  | MVAr | 29.4337 |  | 31.4779 | 30.8429 | 30.4872 | 30.4192 | 30.5997 | 30.7275 | 31.1101 | 31.5381 | 31.9416 | 32.3646 | 32.7506 | 33.2281 | 33.7111 | 34.2487 | 34.8212 | 35.3904 | 35.9563 | 36.5353 | 37.1276 | 37.7334 | 38.3528 | 38.9861 | 39.6334 | 40.2951 | 40.9712
|  |  |  | Capacitors In Service |  |  | MVAr | 0 |  | 0 | 0 | 0 | 0 | 0 | 0 | 0 | 0 | 0 | 0 | 0 | 0 | 0 | 0 | 0 | 0 | 0 | 0 | 0 | 0 | 0 | 0 | 0 | 0 | 0
|  |  |  | PF |  |  |  | 0.86066 |  | 0.86362 | 0.86362 | 0.86362 | 0.86362 | 0.86362 | 0.86362 | 0.86362 | 0.86362 | 0.86362 | 0.86362 | 0.86362 | 0.86362 | 0.86362 | 0.86362 | 0.86362 | 0.86362 | 0.86362 | 0.86362 | 0.86362 | 0.86362 | 0.86362 | 0.86362 | 0.86362 | 0.86362 | 0.86362
0.98724 | Diversity Factor: 0.99 | Uncompensated |  | Reactive Power |  |  | MVAr | 29.4337 | 31.5486 | 31.4779 | 30.8429 | 30.4872 | 30.4192 | 30.5997 | 30.7275 | 31.1101 | 31.5381 | 31.9416 | 32.3646 | 32.7506 | 33.2281 | 33.7111 | 34.2487 | 34.8212 | 35.3904 | 35.9563 | 36.5353 | 37.1276 | 37.7334 | 38.3528 | 38.9861 | 39.6334 | 40.2951 | 40.9712
|  |  |  | PF |  |  |  | 0.86066 |  | 0.86362 | 0.86362 | 0.86362 | 0.86362 | 0.86362 | 0.86362 | 0.86362 | 0.86362 | 0.86362 | 0.86362 | 0.86362 | 0.86362 | 0.86362 | 0.86362 | 0.86362 | 0.86362 | 0.86362 | 0.86362 | 0.86362 | 0.86362 | 0.86362 | 0.86362 | 0.86362 | 0.86362 | 0.86362
[10 empty] | 1 | 2 | 3 | 4 | 5 | 6 | 7 | 8 | 9 | 10 | 11 | 12 | 13 | 14 | 15 | 16 | 17 | 18 | 19 | 20 | 21 | 22 | 23 | 24 | 25
Transformer Load Detail
[7 empty] | Units | 2013 |  | 2014 | 2015 | 2016 | 2017 | 2018 | 2019 | 2020 | 2021 | 2022 | 2023 | 2024 | 2025 | 2026 | 2027 | 2028 | 2029 | 2030 | 2031 | 2032 | 2033 | 2034 | 2035 | 2036 | 2037 | 2038
| 0 | Compensated |  | Load (LV side) |  |  | Amps
|  |  |  | Apparent Power |  |  | MVA
|  |  |  | Real Power |  |  | MW
|  |  |  | Reactive Power |  |  | MVAr
|  |  |  | Capacitors In Service |  |  | MVAr
PF
| Zone Div: | Uncompensated |  | Reactive Power |  |  | MVAr
PF
| 0 | Compensated |  | Load (LV side) |  |  | Amps
|  |  |  | Apparent Power |  |  | MVA
|  |  |  | Real Power |  |  | MW
|  |  |  | Reactive Power |  |  | MVAr
|  |  |  | Capacitors In Service |  |  | MVAr
PF
| Zone Div: | Uncompensated |  | Reactive Power |  |  | MVAr
PF
| 0 | Compensated |  | Load (LV side) |  |  | Amps
|  |  |  | Apparent Power |  |  | MVA
|  |  |  | Real Power |  |  | MW
|  |  |  | Reactive Power |  |  | MVAr
|  |  |  | Capacitors In Service |  |  | MVAr
PF
| Zone Div: | Uncompensated |  | Reactive Power |  |  | MVAr
PF
| 0 | Compensated |  | Load (LV side) |  |  | Amps
|  |  |  | Apparent Power |  |  | MVA
|  |  |  | Real Power |  |  | MW
|  |  |  | Reactive Power |  |  | MVAr
|  |  |  | Capacitors In Service |  |  | MVAr
PF
| Zone Div: | Uncompensated |  | Reactive Power |  |  | MVAr
PF
| 0 | Compensated |  | Load (LV side) |  |  | Amps
|  |  |  | Apparent Power |  |  | MVA
|  |  |  | Real Power |  |  | MW
|  |  |  | Reactive Power |  |  | MVAr
|  |  |  | Capacitors In Service |  |  | MVAr
PF
| Zone Div: | Uncompensated |  | Reactive Power |  |  | MVAr
PF
| 0 | Compensated |  | Load (LV side) |  |  | Amps
|  |  |  | Apparent Power |  |  | MVA
|  |  |  | Real Power |  |  | MW
|  |  |  | Reactive Power |  |  | MVAr
|  |  |  | Capacitors In Service |  |  | MVAr
PF
| Zone Div: | Uncompensated |  | Reactive Power |  |  | MVAr
PF
| 0 | Compensated |  | Load (LV side) |  |  | Amps
|  |  |  | Apparent Power |  |  | MVA
|  |  |  | Real Power |  |  | MW
|  |  |  | Reactive Power |  |  | MVAr
|  |  |  | Capacitors In Service |  |  | MVAr
PF
| Zone Div: | Uncompensated |  | Reactive Power |  |  | MVAr
PF
| 0 | Compensated |  | Load (LV side) |  |  | Amps
|  |  |  | Apparent Power |  |  | MVA
|  |  |  | Real Power |  |  | MW
|  |  |  | Reactive Power |  |  | MVAr
|  |  |  | Capacitors In Service |  |  | MVAr
PF
| Zone Div: | Uncompensated |  | Reactive Power |  |  | MVAr
PF
| 0 | Compensated |  | Load (LV side) |  |  | Amps
|  |  |  | Apparent Power |  |  | MVA
|  |  |  | Real Power |  |  | MW
|  |  |  | Reactive Power |  |  | MVAr
|  |  |  | Capacitors In Service |  |  | MVAr
PF
| Zone Div: | Uncompensated |  | Reactive Power |  |  | MVAr
PF
| 0 | Compensated |  | Load (LV side) |  |  | Amps
|  |  |  | Apparent Power |  |  | MVA
|  |  |  | Real Power |  |  | MW
|  |  |  | Reactive Power |  |  | MVAr
|  |  |  | Capacitors In Service |  |  | MVAr
PF
| Zone Div: | Uncompensated |  | Reactive Power |  |  | MVAr
PF

## Dulwich Hill 33_11kV
| Dulwich Hill 33_11kV | [16 empty] | 2014 | WINTER
| Substation Total Loads | [33 empty] | Spots & Transfers Detail
| Historical Loads | (11kV Amps) | [7 empty] | Weather Corrected Forecast Loads |  |  |  | (11kV Amps) | [20 empty] | Spots & Transfers Summary | (11kV Amps) |  | Historical Spots & Transfers | [6 empty] | Forecast Spots & Transfers
|  | 2007 | 2008 | 2009 | 2010 | 2011 | 2012 | 2013 |  | 2014 | 2015 | 2016 | 2017 | 2018 | 2019 | 2020 | 2021 | 2022 | 2023 | 2024 | 2025 | 2026 | 2027 | 2028 | 2029 | 2030 | 2031 | 2032 | 2033 | 2034 | 2035 | 2036 | 2037 | 2038 |  |  |  | 2007 | 2008 | 2009 | 2010 | 2011 | 2012 | 2013 | 2014 | 2015 | 2016 | 2017 | 2018 | 2019 | 2020 | 2021 | 2022 | 2023 | 2024 | 2025 | 2026 | 2027 | 2028 | 2029 | 2030 | 2031 | 2032 | 2033 | 2034 | 2035 | 2036 | 2037 | 2038
| Total | 2892 | 2820 | 2440 | 2553 | 2392 | 2237 | 2195 |  | 2123.127 | 2045.26 | 1978.951 | 1953.663 | 1964.797 | 1976.224 | 2007.032 | 2040.841 | 2072.832 | 2106.308 | 2137.044 | 2174.679 | 2212.749 | 2254.936 | 2299.764 | 2344.367 | 2388.751 | 2434.14 | 2480.55 | 2527.997 | 2576.494 | 2626.058 | 2676.704 | 2728.448 | 2781.306 |  |  | Total | 0 | 0 | 0 | 0 | 0 | 0 | 0 | -4.9733 | 27.2922 | 1.2266 | 7.3852 | 11.1337 | 11.4269 | 30.8079 | 33.8091 | 31.9912 | 33.4757 | 30.7366 | 37.6346 | 38.0703 | 42.1872 | 44.8273 | 44.6039 | 44.383 | 45.3893 | 46.4104 | 47.4464 | 48.4975 | 49.5641 | 50.6462 | 51.7441 | 52.858
| Firm Rating | 0 | 0 | 0 | 0 | 0 | 0 | 3249 |  | 3249 | 3249 | 3249 | 3249 | 3249 | 3249 | 3249 | 3249 | 3249 | 3249 | 3249 | 3249 | 3249 | 3249 | 3249 | 3249 | 3249 | 3249 | 3249 | 3249 | 3249 | 3249 | 3249 | 3249 | 3249
| Total Capacity | 0 | 0 | 0 | 0 | 0 | 0 | 4598 |  | 4598 | 4598 | 4598 | 4598 | 4598 | 4598 | 4598 | 4598 | 4598 | 4598 | 4598 | 4598 | 4598 | 4598 | 4598 | 4598 | 4598 | 4598 | 4598 | 4598 | 4598 | 4598 | 4598 | 4598 | 4598 |  |  | Dulwich Hill 33_11kV Tx1 | 0 | 0 | 0 | 0 | 0 | 0 | -153 | -1.8889 | 29.4677 | 0.46591 | 2.805 | 4.2288 | 4.3402 | 11.7015 | 12.8414 | 12.1509 | 12.7147 | 11.6744 | 14.2944 | 14.4599 | 16.0236 | 17.0263 | 16.9415 | 16.8576 | 17.2398 | 17.6276 | 18.0211 | 18.4204 | 18.8255 | 19.2365 | 19.6535 | 20.0765
|  | -7 | -6 | -5 | -4 | -3 | -2 | -1 |  | 0 | 1 | 2 | 3 | 4 | 5 | 6 | 7 | 8 | 9 | 10 | 11 | 12 | 13 | 14 | 15 | 16 | 17 | 18 | 19 | 20 | 21 | 22 | 23 | 24 |  |  | Dulwich Hill 33_11kV Tx2 | 0 | 0 | 0 | 0 | 0 | 0 | -81 | 0 | 0 | 0 | 0 | 0 | 0 | 0 | 0 | 0 | 0 | 0 | 0 | 0 | 0 | 0 | 0 | 0 | 0 | 0 | 0 | 0 | 0 | 0 | 0 | 0
| Transformer Loads | [35 empty] | Dulwich Hill 33_11kV Tx3 | 0 | 0 | 100 | 0 | 0 | 0 | 81 | -1.5187 | -1.0712 | 0.3746 | 2.2553 | 3.4 | 3.4896 | 9.4082 | 10.3247 | 9.7695 | 10.2228 | 9.3864 | 11.4929 | 11.6259 | 12.8832 | 13.6894 | 13.6212 | 13.5537 | 13.861 | 14.1729 | 14.4892 | 14.8102 | 15.1359 | 15.4664 | 15.8017 | 16.1418
| Historical Loads | (11kV Amps) | [7 empty] | Weather Corrected Forecast Loads |  |  |  | (11kV Amps) | [22 empty] | Dulwich Hill 33_11kV Tx4 | 0 | 0 | -100 | 0 | 0 | 0 | 153 | -1.5656 | -1.1042 | 0.38615 | 2.3248 | 3.5049 | 3.5972 | 9.6983 | 10.6431 | 10.0708 | 10.5381 | 9.6758 | 11.8473 | 11.9845 | 13.2805 | 14.1115 | 14.0412 | 13.9717 | 14.2885 | 14.6099 | 14.936 | 15.2669 | 15.6027 | 15.9433 | 16.2889 | 16.6396
|  | 2007 | 2008 | 2009 | 2010 | 2011 | 2012 | 2013 |  | 2014 | 2015 | 2016 | 2017 | 2018 | 2019 | 2020 | 2021 | 2022 | 2023 | 2024 | 2025 | 2026 | 2027 | 2028 | 2029 | 2030 | 2031 | 2032 | 2033 | 2034 | 2035 | 2036 | 2037 | 2038 |  |  |  | 0 | 0 | 0 | 0 | 0 | 0 | 0 | 0 | 0 | 0 | 0 | 0 | 0 | 0 | 0 | 0 | 0 | 0 | 0 | 0 | 0 | 0 | 0 | 0 | 0 | 0 | 0 | 0 | 0 | 0 | 0 | 0
| 0 | [36 empty] | 0 | 0 | 0 | 0 | 0 | 0 | 0 | 0 | 0 | 0 | 0 | 0 | 0 | 0 | 0 | 0 | 0 | 0 | 0 | 0 | 0 | 0 | 0 | 0 | 0 | 0 | 0 | 0 | 0 | 0 | 0 | 0
| Diversity Factor: 0 | [36 empty] | 0 | 0 | 0 | 0 | 0 | 0 | 0 | 0 | 0 | 0 | 0 | 0 | 0 | 0 | 0 | 0 | 0 | 0 | 0 | 0 | 0 | 0 | 0 | 0 | 0 | 0 | 0 | 0 | 0 | 0 | 0 | 0
[38 empty] | 0 | 0 | 0 | 0 | 0 | 0 | 0 | 0 | 0 | 0 | 0 | 0 | 0 | 0 | 0 | 0 | 0 | 0 | 0 | 0 | 0 | 0 | 0 | 0 | 0 | 0 | 0 | 0 | 0 | 0 | 0 | 0
[38 empty] | 0 | 0 | 0 | 0 | 0 | 0 | 0 | 0 | 0 | 0 | 0 | 0 | 0 | 0 | 0 | 0 | 0 | 0 | 0 | 0 | 0 | 0 | 0 | 0 | 0 | 0 | 0 | 0 | 0 | 0 | 0 | 0
| 0 | [36 empty] | 0 | 0 | 0 | 0 | 0 | 0 | 0 | 0 | 0 | 0 | 0 | 0 | 0 | 0 | 0 | 0 | 0 | 0 | 0 | 0 | 0 | 0 | 0 | 0 | 0 | 0 | 0 | 0 | 0 | 0 | 0 | 0
Diversity Factor: 0
[38 empty] | Historical Spots & Transfers | [6 empty] | Forecast Spots & Transfers
[35 empty] | Project Name | From | To | 2007 | 2008 | 2009 | 2010 | 2011 | 2012 | 2013 | 2014 | 2015 | 2016 | 2017 | 2018 | 2019 | 2020 | 2021 | 2022 | 2023 | 2024 | 2025 | 2026 | 2027 | 2028 | 2029 | 2030 | 2031 | 2032 | 2033 | 2034 | 2035 | 2036 | 2037 | 2038
| 0 | [33 empty] | Broad based demand management |  | Dulwich Hill 33_11kV Tx1 | 0 | 0 | 0 | 0 | 0 | 0 | 0 | 0 | -0.41729 | -0.99183 | -1.0765 | -1.0019 | -0.96871 | 0 | 0 | 0 | 0 | 0 | 0 | 0 | 0 | 0 | 0 | 0 | 0 | 0 | 0 | 0 | 0 | 0 | 0 | 0
| Diversity Factor: 0 | [33 empty] | Broad based demand management |  | Dulwich Hill 33_11kV Tx2 | 0 | 0 | 0 | 0 | 0 | 0 | 0 | 0 | 0 | 0 | 0 | 0 | 0 | 0 | 0 | 0 | 0 | 0 | 0 | 0 | 0 | 0 | 0 | 0 | 0 | 0 | 0 | 0 | 0 | 0 | 0 | 0
[35 empty] | Broad based demand management |  | Dulwich Hill 33_11kV Tx3 | 0 | 0 | 0 | 0 | 0 | 0 | 0 | 0 | -0.3355 | -0.79745 | -0.86549 | -0.8055 | -0.77886 | 0 | 0 | 0 | 0 | 0 | 0 | 0 | 0 | 0 | 0 | 0 | 0 | 0 | 0 | 0 | 0 | 0 | 0 | 0
[35 empty] | Broad based demand management |  | Dulwich Hill 33_11kV Tx4 | 0 | 0 | 0 | 0 | 0 | 0 | 0 | 0 | -0.34585 | -0.82204 | -0.89218 | -0.83034 | -0.80288 | 0 | 0 | 0 | 0 | 0 | 0 | 0 | 0 | 0 | 0 | 0 | 0 | 0 | 0 | 0 | 0 | 0 | 0 | 0
| 0 | [33 empty] | DNP_ID: 6272. Dulwich Hill Zone Development - 2007. | Dulwich Hill 33_11kV Tx4 | Dulwich Hill 33_11kV Tx3 | 0 | 0 | 100 | 0 | 0 | 0 | 0 | 0 | 0 | 0 | 0 | 0 | 0 | 0 | 0 | 0 | 0 | 0 | 0 | 0 | 0 | 0 | 0 | 0 | 0 | 0 | 0 | 0 | 0 | 0 | 0 | 0
| Diversity Factor: 0 | [33 empty] | DNP_ID: 7114. Dulwich Hill Tx3 load relief |  | Dulwich Hill 33_11kV Tx1 | 0 | 0 | 0 | 0 | 0 | 0 | -153 | 0 | 0 | 0 | 0 | 0 | 0 | 0 | 0 | 0 | 0 | 0 | 0 | 0 | 0 | 0 | 0 | 0 | 0 | 0 | 0 | 0 | 0 | 0 | 0 | 0
[35 empty] | DNP_ID: 7114. Dulwich Hill Tx3 load relief |  | Dulwich Hill 33_11kV Tx2 | 0 | 0 | 0 | 0 | 0 | 0 | -81 | 0 | 0 | 0 | 0 | 0 | 0 | 0 | 0 | 0 | 0 | 0 | 0 | 0 | 0 | 0 | 0 | 0 | 0 | 0 | 0 | 0 | 0 | 0 | 0 | 0
[35 empty] | DNP_ID: 7114. Dulwich Hill Tx3 load relief |  | Dulwich Hill 33_11kV Tx3 | 0 | 0 | 0 | 0 | 0 | 0 | 81 | 0 | 0 | 0 | 0 | 0 | 0 | 0 | 0 | 0 | 0 | 0 | 0 | 0 | 0 | 0 | 0 | 0 | 0 | 0 | 0 | 0 | 0 | 0 | 0 | 0
| 0 | [33 empty] | DNP_ID: 7114. Dulwich Hill Tx3 load relief |  | Dulwich Hill 33_11kV Tx4 | 0 | 0 | 0 | 0 | 0 | 0 | 153 | 0 | 0 | 0 | 0 | 0 | 0 | 0 | 0 | 0 | 0 | 0 | 0 | 0 | 0 | 0 | 0 | 0 | 0 | 0 | 0 | 0 | 0 | 0 | 0 | 0
| Diversity Factor: 0 | [33 empty] | HVCON_ID: 2014015. Establish S.64654 “CHARLES CANTEBURY No. 1 & S.64655 “CHARLES CANTEBURY No. 2, 2A Charles St, CANTERBURY The development comparises of a mixed commercial and residential multi-tenanted development. It will be a high rise |  | Dulwich Hill 33_11kV Tx1 | 0 | 0 | 0 | 0 | 0 | 0 | 0 | 0 | 30.8 | 0 | 0 | 0 | 0 | 0 | 0 | 0 | 0 | 0 | 0 | 0 | 0 | 0 | 0 | 0 | 0 | 0 | 0 | 0 | 0 | 0 | 0 | 0
[35 empty] | Econometric |  | Dulwich Hill 33_11kV Tx1 | 0 | 0 | 0 | 0 | 0 | 0 | 0 | 0 | 0 | 7.2876 | 13.1818 | 19.6704 | 20.6291 | 20.9998 | 19.8359 | 20.171 | 20.511 | 20.8561 | 21.2063 | 21.5616 | 21.9221 | 22.288 | 22.6592 | 23.0359 | 23.4181 | 23.8059 | 24.1994 | 24.5987 | 25.0037 | 25.4147 | 25.8318 | 26.2548
[35 empty] | Econometric |  | Dulwich Hill 33_11kV Tx2 | 0 | 0 | 0 | 0 | 0 | 0 | 0 | 0 | 0 | 0 | 0 | 0 | 0 | 0 | 0 | 0 | 0 | 0 | 0 | 0 | 0 | 0 | 0 | 0 | 0 | 0 | 0 | 0 | 0 | 0 | 0 | 0
| 0 | [33 empty] | Econometric |  | Dulwich Hill 33_11kV Tx3 | 0 | 0 | 0 | 0 | 0 | 0 | 0 | 0 | 0 | 5.8593 | 10.5983 | 15.8153 | 16.5861 | 16.8841 | 15.9484 | 16.2178 | 16.4912 | 16.7686 | 17.0501 | 17.3358 | 17.6257 | 17.9198 | 18.2183 | 18.5212 | 18.8285 | 19.1403 | 19.4567 | 19.7777 | 20.1034 | 20.4338 | 20.7691 | 21.1093
| Diversity Factor: 0 | [33 empty] | Econometric |  | Dulwich Hill 33_11kV Tx4 | 0 | 0 | 0 | 0 | 0 | 0 | 0 | 0 | 0 | 6.04 | 10.9251 | 16.303 | 17.0976 | 17.4048 | 16.4402 | 16.7179 | 16.9997 | 17.2857 | 17.5759 | 17.8704 | 18.1692 | 18.4724 | 18.7801 | 19.0923 | 19.4091 | 19.7305 | 20.0566 | 20.3875 | 20.7233 | 21.0639 | 21.4096 | 21.7602
[35 empty] | Energy Efficiency |  | Dulwich Hill 33_11kV Tx1 | 0 | 0 | 0 | 0 | 0 | 0 | 0 | -1.8889 | -0.91503 | -5.8299 | -9.3003 | -14.4398 | -15.3202 | -9.2983 | -6.9945 | -8.0201 | -7.7963 | -9.1817 | -6.9119 | -7.1017 | -5.8985 | -5.2616 | -5.7177 | -6.1783 | -6.1783 | -6.1783 | -6.1783 | -6.1783 | -6.1783 | -6.1783 | -6.1783 | -6.1783
[35 empty] | Energy Efficiency |  | Dulwich Hill 33_11kV Tx2 | 0 | 0 | 0 | 0 | 0 | 0 | 0 | 0 | 0 | 0 | 0 | 0 | 0 | 0 | 0 | 0 | 0 | 0 | 0 | 0 | 0 | 0 | 0 | 0 | 0 | 0 | 0 | 0 | 0 | 0 | 0 | 0
| 0 | [33 empty] | Energy Efficiency |  | Dulwich Hill 33_11kV Tx3 | 0 | 0 | 0 | 0 | 0 | 0 | 0 | -1.5187 | -0.7357 | -4.6873 | -7.4776 | -11.6098 | -12.3177 | -7.476 | -5.6237 | -6.4483 | -6.2683 | -7.3822 | -5.5572 | -5.7099 | -4.7425 | -4.2304 | -4.5971 | -4.9674 | -4.9674 | -4.9674 | -4.9674 | -4.9674 | -4.9674 | -4.9674 | -4.9674 | -4.9674
| Diversity Factor: 0 | [33 empty] | Energy Efficiency |  | Dulwich Hill 33_11kV Tx4 | 0 | 0 | 0 | 0 | 0 | 0 | 0 | -1.5656 | -0.75838 | -4.8318 | -7.7081 | -11.9678 | -12.6975 | -7.7065 | -5.7971 | -6.6471 | -6.4616 | -7.6099 | -5.7286 | -5.8859 | -4.8888 | -4.3609 | -4.7389 | -5.1206 | -5.1206 | -5.1206 | -5.1206 | -5.1206 | -5.1206 | -5.1206 | -5.1206 | -5.1206
[35 empty] | Solar PV |  | Dulwich Hill 33_11kV Tx1 | 0 | 0 | 0 | 0 | 0 | 0 | 0 | 0 | 0 | 0 | 0 | 0 | 0 | 0 | 0 | 0 | 0 | 0 | 0 | 0 | 0 | 0 | 0 | 0 | 0 | 0 | 0 | 0 | 0 | 0 | 0 | 0
[35 empty] | Solar PV |  | Dulwich Hill 33_11kV Tx2 | 0 | 0 | 0 | 0 | 0 | 0 | 0 | 0 | 0 | 0 | 0 | 0 | 0 | 0 | 0 | 0 | 0 | 0 | 0 | 0 | 0 | 0 | 0 | 0 | 0 | 0 | 0 | 0 | 0 | 0 | 0 | 0
| 0 | [33 empty] | Solar PV |  | Dulwich Hill 33_11kV Tx3 | 0 | 0 | 0 | 0 | 0 | 0 | 0 | 0 | 0 | 0 | 0 | 0 | 0 | 0 | 0 | 0 | 0 | 0 | 0 | 0 | 0 | 0 | 0 | 0 | 0 | 0 | 0 | 0 | 0 | 0 | 0 | 0
| Diversity Factor: 0 | [33 empty] | Solar PV |  | Dulwich Hill 33_11kV Tx4 | 0 | 0 | 0 | 0 | 0 | 0 | 0 | 0 | 0 | 0 | 0 | 0 | 0 | 0 | 0 | 0 | 0 | 0 | 0 | 0 | 0 | 0 | 0 | 0 | 0 | 0 | 0 | 0 | 0 | 0 | 0 | 0
0
Diversity Factor: 0
0
Diversity Factor: 0
| Weather Correction and Public Holiday Factors | [8 empty] | Forecast ROG
ROG Justification
| Actual loads for season 2013 have been weather corrected by the following: | [6 empty] | 2.061% |  | 7 year ROG ok | [59 empty] | 7 year ROG ok
1 | 2 | 3 | 4 | 5 | 6 | 7 | 8 | 9 | 10 | 2014 | 2015 | 2016 | 2017 | 2018 | 2019 | 2020 | 2021 | 2022 | 2023 | 2024 | 2025 | 2026 | 2027 | 2028 | 2029 | 2030 | 2031 | 2032 | 2033 | 2034 | 2035 | 2036 | 2037 | 2038
0.95047 | 0.90339 | 0.87356 | 0.85914 | 0.85914 | 0.85914 | 0.85914 | 0.85914 | 0.85914 | 0.85914 | -4.953% | -4.953% | -3.302% | -1.651% | 0% | 0% | 0% | 0% | 0% | 0% | 0% | 0% | 0% | 0% | 0% | 0% | 0% | 0% | 0% | 0% | 0% | 0% | 0% | 0% | 0%
Substation Load Detail
[7 empty] | Units | 2013 |  | 2014 | 2015 | 2016 | 2017 | 2018 | 2019 | 2020 | 2021 | 2022 | 2023 | 2024 | 2025 | 2026 | 2027 | 2028 | 2029 | 2030 | 2031 | 2032 | 2033 | 2034 | 2035 | 2036 | 2037 | 2038
1 | Dulwich Hill 33_11kV | Compensated |  | Load (LV side) |  |  | Amps | 2195 | 2239 | 2123.127 | 2045.26 | 1978.951 | 1953.663 | 1964.797 | 1976.224 | 2007.032 | 2040.841 | 2072.832 | 2106.308 | 2137.044 | 2174.679 | 2212.749 | 2254.936 | 2299.764 | 2344.367 | 2388.751 | 2434.14 | 2480.55 | 2527.997 | 2576.494 | 2626.058 | 2676.704 | 2728.448 | 2781.306
|  |  |  | Apparent Power |  |  | MVA | 41.8204 |  | 40.451 | 38.9674 | 37.7041 | 37.2223 | 37.4344 | 37.6521 | 38.2391 | 38.8832 | 39.4928 | 40.1305 | 40.7162 | 41.4332 | 42.1585 | 42.9623 | 43.8164 | 44.6662 | 45.5118 | 46.3766 | 47.2608 | 48.1648 | 49.0888 | 50.0331 | 50.9981 | 51.9839 | 52.991
|  |  |  | Real Power |  |  | MW | 40.8393 | 41.658 | 39.5021 | 38.0533 | 36.8196 | 36.3491 | 36.5562 | 36.7689 | 37.3421 | 37.9711 | 38.5663 | 39.1891 | 39.761 | 40.4612 | 41.1696 | 41.9545 | 42.7885 | 43.6184 | 44.4442 | 45.2887 | 46.1522 | 47.0349 | 47.9373 | 48.8594 | 49.8017 | 50.7645 | 51.7479
|  |  |  | Reactive Power |  |  | MVAr | 9.0052 |  | 8.7103 | 8.3908 | 8.1188 | 8.0151 | 8.0607 | 8.1076 | 8.234 | 8.3727 | 8.504 | 8.6413 | 8.7674 | 8.9218 | 9.078 | 9.2511 | 9.435 | 9.618 | 9.8 | 9.9863 | 10.1767 | 10.3713 | 10.5703 | 10.7736 | 10.9814 | 11.1937 | 11.4105
|  |  |  | Capacitors In Service |  |  | MVAr | 0 |  | 0 | 0 | 0 | 0 | 0 | 0 | 0 | 0 | 0 | 0 | 0 | 0 | 0 | 0 | 0 | 0 | 0 | 0 | 0 | 0 | 0 | 0 | 0 | 0 | 0
|  |  |  | PF |  |  |  | 0.97654 |  | 0.97654 | 0.97654 | 0.97654 | 0.97654 | 0.97654 | 0.97654 | 0.97654 | 0.97654 | 0.97654 | 0.97654 | 0.97654 | 0.97654 | 0.97654 | 0.97654 | 0.97654 | 0.97654 | 0.97654 | 0.97654 | 0.97654 | 0.97654 | 0.97654 | 0.97654 | 0.97654 | 0.97654 | 0.97654
0.98887 | Diversity Factor: 0.99 | Uncompensated |  | Reactive Power |  |  | MVAr | 9.0052 | 9.1857 | 8.7103 | 8.3908 | 8.1188 | 8.0151 | 8.0607 | 8.1076 | 8.234 | 8.3727 | 8.504 | 8.6413 | 8.7674 | 8.9218 | 9.078 | 9.2511 | 9.435 | 9.618 | 9.8 | 9.9863 | 10.1767 | 10.3713 | 10.5703 | 10.7736 | 10.9814 | 11.1937 | 11.4105
|  |  |  | PF |  |  |  | 0.97654 |  | 0.97654 | 0.97654 | 0.97654 | 0.97654 | 0.97654 | 0.97654 | 0.97654 | 0.97654 | 0.97654 | 0.97654 | 0.97654 | 0.97654 | 0.97654 | 0.97654 | 0.97654 | 0.97654 | 0.97654 | 0.97654 | 0.97654 | 0.97654 | 0.97654 | 0.97654 | 0.97654 | 0.97654 | 0.97654
[10 empty] | 1 | 2 | 3 | 4 | 5 | 6 | 7 | 8 | 9 | 10 | 11 | 12 | 13 | 14 | 15 | 16 | 17 | 18 | 19 | 20 | 21 | 22 | 23 | 24 | 25
Transformer Load Detail
[7 empty] | Units | 2013 |  | 2014 | 2015 | 2016 | 2017 | 2018 | 2019 | 2020 | 2021 | 2022 | 2023 | 2024 | 2025 | 2026 | 2027 | 2028 | 2029 | 2030 | 2031 | 2032 | 2033 | 2034 | 2035 | 2036 | 2037 | 2038
| 0 | Compensated |  | Load (LV side) |  |  | Amps
|  |  |  | Apparent Power |  |  | MVA
|  |  |  | Real Power |  |  | MW
|  |  |  | Reactive Power |  |  | MVAr
|  |  |  | Capacitors In Service |  |  | MVAr
PF
| Zone Div: | Uncompensated |  | Reactive Power |  |  | MVAr
PF
| 0 | Compensated |  | Load (LV side) |  |  | Amps
|  |  |  | Apparent Power |  |  | MVA
|  |  |  | Real Power |  |  | MW
|  |  |  | Reactive Power |  |  | MVAr
|  |  |  | Capacitors In Service |  |  | MVAr
PF
| Zone Div: | Uncompensated |  | Reactive Power |  |  | MVAr
PF
| 0 | Compensated |  | Load (LV side) |  |  | Amps
|  |  |  | Apparent Power |  |  | MVA
|  |  |  | Real Power |  |  | MW
|  |  |  | Reactive Power |  |  | MVAr
|  |  |  | Capacitors In Service |  |  | MVAr
PF
| Zone Div: | Uncompensated |  | Reactive Power |  |  | MVAr
PF
| 0 | Compensated |  | Load (LV side) |  |  | Amps
|  |  |  | Apparent Power |  |  | MVA
|  |  |  | Real Power |  |  | MW
|  |  |  | Reactive Power |  |  | MVAr
|  |  |  | Capacitors In Service |  |  | MVAr
PF
| Zone Div: | Uncompensated |  | Reactive Power |  |  | MVAr
PF
| 0 | Compensated |  | Load (LV side) |  |  | Amps
|  |  |  | Apparent Power |  |  | MVA
|  |  |  | Real Power |  |  | MW
|  |  |  | Reactive Power |  |  | MVAr
|  |  |  | Capacitors In Service |  |  | MVAr
PF
| Zone Div: | Uncompensated |  | Reactive Power |  |  | MVAr
PF
| 0 | Compensated |  | Load (LV side) |  |  | Amps
|  |  |  | Apparent Power |  |  | MVA
|  |  |  | Real Power |  |  | MW
|  |  |  | Reactive Power |  |  | MVAr
|  |  |  | Capacitors In Service |  |  | MVAr
PF
| Zone Div: | Uncompensated |  | Reactive Power |  |  | MVAr
PF
| 0 | Compensated |  | Load (LV side) |  |  | Amps
|  |  |  | Apparent Power |  |  | MVA
|  |  |  | Real Power |  |  | MW
|  |  |  | Reactive Power |  |  | MVAr
|  |  |  | Capacitors In Service |  |  | MVAr
PF
| Zone Div: | Uncompensated |  | Reactive Power |  |  | MVAr
PF
| 0 | Compensated |  | Load (LV side) |  |  | Amps
|  |  |  | Apparent Power |  |  | MVA
|  |  |  | Real Power |  |  | MW
|  |  |  | Reactive Power |  |  | MVAr
|  |  |  | Capacitors In Service |  |  | MVAr
PF
| Zone Div: | Uncompensated |  | Reactive Power |  |  | MVAr
PF
| 0 | Compensated |  | Load (LV side) |  |  | Amps
|  |  |  | Apparent Power |  |  | MVA
|  |  |  | Real Power |  |  | MW
|  |  |  | Reactive Power |  |  | MVAr
|  |  |  | Capacitors In Service |  |  | MVAr
PF
| Zone Div: | Uncompensated |  | Reactive Power |  |  | MVAr
PF
| 0 | Compensated |  | Load (LV side) |  |  | Amps
|  |  |  | Apparent Power |  |  | MVA
|  |  |  | Real Power |  |  | MW
|  |  |  | Reactive Power |  |  | MVAr
|  |  |  | Capacitors In Service |  |  | MVAr
PF
| Zone Div: | Uncompensated |  | Reactive Power |  |  | MVAr
PF

## Enfield 33_11kV
| Enfield 33_11kV | [16 empty] | 2014 | WINTER
| Substation Total Loads | [33 empty] | Spots & Transfers Detail
| Historical Loads | (11kV Amps) | [7 empty] | Weather Corrected Forecast Loads |  |  |  | (11kV Amps) | [20 empty] | Spots & Transfers Summary | (11kV Amps) |  | Historical Spots & Transfers | [6 empty] | Forecast Spots & Transfers
|  | 2007 | 2008 | 2009 | 2010 | 2011 | 2012 | 2013 |  | 2014 | 2015 | 2016 | 2017 | 2018 | 2019 | 2020 | 2021 | 2022 | 2023 | 2024 | 2025 | 2026 | 2027 | 2028 | 2029 | 2030 | 2031 | 2032 | 2033 | 2034 | 2035 | 2036 | 2037 | 2038 |  |  |  | 2007 | 2008 | 2009 | 2010 | 2011 | 2012 | 2013 | 2014 | 2015 | 2016 | 2017 | 2018 | 2019 | 2020 | 2021 | 2022 | 2023 | 2024 | 2025 | 2026 | 2027 | 2028 | 2029 | 2030 | 2031 | 2032 | 2033 | 2034 | 2035 | 2036 | 2037 | 2038
| Total | 2193 | 2013 | 1948 | 2105 | 1138 | 1065 | 1036 |  | 1069.682 | 1033.283 | 1012.447 | 1007.446 | 1016.88 | 1028.129 | 1047.492 | 1066.323 | 1084.568 | 1103.44 | 1121.425 | 1142.005 | 1162.828 | 1185.213 | 1208.637 | 1232.062 | 1255.501 | 1279.391 | 1303.738 | 1328.55 | 1353.833 | 1379.593 | 1405.838 | 1432.573 | 1459.805 |  |  | Total | 0 | 0 | 0 | 81 | -826.5 | -4 | 0 | 40.7644 | -2.1019 | 1.2503 | 5.8196 | 9.434 | 11.2485 | 19.3633 | 18.8312 | 18.2444 | 18.872 | 17.9847 | 20.5806 | 20.8231 | 22.3848 | 23.4235 | 23.4254 | 23.4386 | 23.89 | 24.3478 | 24.8121 | 25.2828 | 25.7601 | 26.2442 | 26.735 | 27.2327
| Firm Rating | 0 | 0 | 0 | 0 | 0 | 0 | 2349 |  | 2349 | 2349 | 2349 | 2349 | 2349 | 2349 | 2349 | 2349 | 2349 | 2349 | 2349 | 2349 | 2349 | 2349 | 2349 | 2349 | 2349 | 2349 | 2349 | 2349 | 2349 | 2349 | 2349 | 2349 | 2349
| Total Capacity | 0 | 0 | 0 | 0 | 0 | 0 | 3699 |  | 3699 | 3699 | 3699 | 3699 | 3699 | 3699 | 3699 | 3699 | 3699 | 3699 | 3699 | 3699 | 3699 | 3699 | 3699 | 3699 | 3699 | 3699 | 3699 | 3699 | 3699 | 3699 | 3699 | 3699 | 3699 |  |  | Enfield 33_11kV Tx1 | 0 | 0 | 0 | -89 | -502.5 | -4 | 0 | -0.65169 | -0.78924 | 0.46946 | 2.1852 | 3.5423 | 4.2236 | 7.2706 | 7.0708 | 6.8504 | 7.0861 | 6.7529 | 7.7277 | 7.8187 | 8.4051 | 8.7951 | 8.7958 | 8.8008 | 8.9703 | 9.1422 | 9.3165 | 9.4933 | 9.6725 | 9.8542 | 10.0385 | 10.2254
|  | -7 | -6 | -5 | -4 | -3 | -2 | -1 |  | 0 | 1 | 2 | 3 | 4 | 5 | 6 | 7 | 8 | 9 | 10 | 11 | 12 | 13 | 14 | 15 | 16 | 17 | 18 | 19 | 20 | 21 | 22 | 23 | 24 |  |  | Enfield 33_11kV Tx2 | 0 | 0 | 0 | 0 | 0 | 0 | 0 | 177.5 | 0 | 0 | 0 | 0 | 0 | 0 | 0 | 0 | 0 | 0 | 0 | 0 | 0 | 0 | 0 | 0 | 0 | 0 | 0 | 0 | 0 | 0 | 0 | 0
| Transformer Loads | [35 empty] | Enfield 33_11kV Tx3 | 0 | 0 | 0 | 170 | -324 | 0 | 0 | -136.0839 | -1.3127 | 0.78082 | 3.6345 | 5.8917 | 7.0249 | 12.0927 | 11.7604 | 11.3939 | 11.7859 | 11.2318 | 12.8529 | 13.0044 | 13.9797 | 14.6284 | 14.6296 | 14.6378 | 14.9197 | 15.2056 | 15.4956 | 15.7896 | 16.0877 | 16.3899 | 16.6965 | 17.0073
| Historical Loads | (11kV Amps) | [7 empty] | Weather Corrected Forecast Loads |  |  |  | (11kV Amps) | [23 empty] | 0 | 0 | 0 | 0 | 0 | 0 | 0 | 0 | 0 | 0 | 0 | 0 | 0 | 0 | 0 | 0 | 0 | 0 | 0 | 0 | 0 | 0 | 0 | 0 | 0 | 0 | 0 | 0 | 0 | 0 | 0 | 0
|  | 2007 | 2008 | 2009 | 2010 | 2011 | 2012 | 2013 |  | 2014 | 2015 | 2016 | 2017 | 2018 | 2019 | 2020 | 2021 | 2022 | 2023 | 2024 | 2025 | 2026 | 2027 | 2028 | 2029 | 2030 | 2031 | 2032 | 2033 | 2034 | 2035 | 2036 | 2037 | 2038 |  |  |  | 0 | 0 | 0 | 0 | 0 | 0 | 0 | 0 | 0 | 0 | 0 | 0 | 0 | 0 | 0 | 0 | 0 | 0 | 0 | 0 | 0 | 0 | 0 | 0 | 0 | 0 | 0 | 0 | 0 | 0 | 0 | 0
| 0 | [36 empty] | 0 | 0 | 0 | 0 | 0 | 0 | 0 | 0 | 0 | 0 | 0 | 0 | 0 | 0 | 0 | 0 | 0 | 0 | 0 | 0 | 0 | 0 | 0 | 0 | 0 | 0 | 0 | 0 | 0 | 0 | 0 | 0
| Diversity Factor: 0 | [36 empty] | 0 | 0 | 0 | 0 | 0 | 0 | 0 | 0 | 0 | 0 | 0 | 0 | 0 | 0 | 0 | 0 | 0 | 0 | 0 | 0 | 0 | 0 | 0 | 0 | 0 | 0 | 0 | 0 | 0 | 0 | 0 | 0
[38 empty] | 0 | 0 | 0 | 0 | 0 | 0 | 0 | 0 | 0 | 0 | 0 | 0 | 0 | 0 | 0 | 0 | 0 | 0 | 0 | 0 | 0 | 0 | 0 | 0 | 0 | 0 | 0 | 0 | 0 | 0 | 0 | 0
[38 empty] | 0 | 0 | 0 | 0 | 0 | 0 | 0 | 0 | 0 | 0 | 0 | 0 | 0 | 0 | 0 | 0 | 0 | 0 | 0 | 0 | 0 | 0 | 0 | 0 | 0 | 0 | 0 | 0 | 0 | 0 | 0 | 0
| 0 | [36 empty] | 0 | 0 | 0 | 0 | 0 | 0 | 0 | 0 | 0 | 0 | 0 | 0 | 0 | 0 | 0 | 0 | 0 | 0 | 0 | 0 | 0 | 0 | 0 | 0 | 0 | 0 | 0 | 0 | 0 | 0 | 0 | 0
Diversity Factor: 0
[38 empty] | Historical Spots & Transfers | [6 empty] | Forecast Spots & Transfers
[35 empty] | Project Name | From | To | 2007 | 2008 | 2009 | 2010 | 2011 | 2012 | 2013 | 2014 | 2015 | 2016 | 2017 | 2018 | 2019 | 2020 | 2021 | 2022 | 2023 | 2024 | 2025 | 2026 | 2027 | 2028 | 2029 | 2030 | 2031 | 2032 | 2033 | 2034 | 2035 | 2036 | 2037 | 2038
| 0 | [33 empty] | Broad based demand management |  | Enfield 33_11kV Tx1 | 0 | 0 | 0 | 0 | 0 | 0 | 0 | 0 | -0.47017 | -0.90844 | -0.96098 | -0.82826 | -0.6993 | 0 | 0 | 0 | 0 | 0 | 0 | 0 | 0 | 0 | 0 | 0 | 0 | 0 | 0 | 0 | 0 | 0 | 0 | 0
| Diversity Factor: 0 | [33 empty] | Broad based demand management |  | Enfield 33_11kV Tx2 | 0 | 0 | 0 | 0 | 0 | 0 | 0 | 0 | 0 | 0 | 0 | 0 | 0 | 0 | 0 | 0 | 0 | 0 | 0 | 0 | 0 | 0 | 0 | 0 | 0 | 0 | 0 | 0 | 0 | 0 | 0 | 0
[35 empty] | Broad based demand management |  | Enfield 33_11kV Tx3 | 0 | 0 | 0 | 0 | 0 | 0 | 0 | 0 | -0.782 | -1.511 | -1.5983 | -1.3776 | -1.1631 | 0 | 0 | 0 | 0 | 0 | 0 | 0 | 0 | 0 | 0 | 0 | 0 | 0 | 0 | 0 | 0 | 0 | 0 | 0
[35 empty] | DNP_ID: 6320. North Enfield Zone Development - 2007 | Burwood 132_11kV Tx1 | Enfield 33_11kV Tx1 | 0 | 0 | 0 | 41 | 0 | 0 | 0 | 0 | 0 | 0 | 0 | 0 | 0 | 0 | 0 | 0 | 0 | 0 | 0 | 0 | 0 | 0 | 0 | 0 | 0 | 0 | 0 | 0 | 0 | 0 | 0 | 0
| 0 | [33 empty] | DNP_ID: 6320. North Enfield Zone Development - 2007 | Burwood 132_11kV Tx3 | Enfield 33_11kV Tx1 | 0 | 0 | 0 | 59 | 0 | 0 | 0 | 0 | 0 | 0 | 0 | 0 | 0 | 0 | 0 | 0 | 0 | 0 | 0 | 0 | 0 | 0 | 0 | 0 | 0 | 0 | 0 | 0 | 0 | 0 | 0 | 0
| Diversity Factor: 0 | [33 empty] | DNP_ID: 6320. North Enfield Zone Development - 2007 | Enfield 33_11kV Tx1 | Burwood 132_11kV Tx2 | 0 | 0 | 0 | 19 | 0 | 0 | 0 | 0 | 0 | 0 | 0 | 0 | 0 | 0 | 0 | 0 | 0 | 0 | 0 | 0 | 0 | 0 | 0 | 0 | 0 | 0 | 0 | 0 | 0 | 0 | 0 | 0
[35 empty] | DNP_ID: 6334. Western Enfield Zone Development - 2008 | Enfield 33_11kV Tx1 | Enfield 33_11kV Tx3 | 0 | 0 | 0 | 170 | 0 | 0 | 0 | 0 | 0 | 0 | 0 | 0 | 0 | 0 | 0 | 0 | 0 | 0 | 0 | 0 | 0 | 0 | 0 | 0 | 0 | 0 | 0 | 0 | 0 | 0 | 0 | 0
[35 empty] | DNP_ID: 6821. Network Augmentation to replace Outdoor Enclosure S.3353 Weeroona Rd | Enfield 33_11kV Tx1 | Greenacre Park 132_11kV Tx3 | 0 | 0 | 0 | 0 | 0 | 4 | 0 | 0 | 0 | 0 | 0 | 0 | 0 | 0 | 0 | 0 | 0 | 0 | 0 | 0 | 0 | 0 | 0 | 0 | 0 | 0 | 0 | 0 | 0 | 0 | 0 | 0
| 0 | [33 empty] | DNP_ID: 6862. Enfield to Campsie load transfer |  | Enfield 33_11kV Tx1 | 0 | 0 | 0 | 0 | -445.5 | 0 | 0 | 0 | 0 | 0 | 0 | 0 | 0 | 0 | 0 | 0 | 0 | 0 | 0 | 0 | 0 | 0 | 0 | 0 | 0 | 0 | 0 | 0 | 0 | 0 | 0 | 0
| Diversity Factor: 0 | [33 empty] | DNP_ID: 6862. Enfield to Campsie load transfer |  | Enfield 33_11kV Tx3 | 0 | 0 | 0 | 0 | -324 | 0 | 0 | 0 | 0 | 0 | 0 | 0 | 0 | 0 | 0 | 0 | 0 | 0 | 0 | 0 | 0 | 0 | 0 | 0 | 0 | 0 | 0 | 0 | 0 | 0 | 0 | 0
[35 empty] | DNP_ID: 6862. Enfield to Campsie load transfer | Enfield 33_11kV Tx1 | Burwood 132_11kV Tx1 | 0 | 0 | 0 | 0 | 57 | 0 | 0 | 0 | 0 | 0 | 0 | 0 | 0 | 0 | 0 | 0 | 0 | 0 | 0 | 0 | 0 | 0 | 0 | 0 | 0 | 0 | 0 | 0 | 0 | 0 | 0 | 0
[35 empty] | DNP_ID: 6972. Enfield Zone Development 2012 | Enfield 33_11kV Tx3 | Campsie 33_11kV Tx3 | 0 | 0 | 0 | 0 | 0 | 0 | 0 | 95 | 0 | 0 | 0 | 0 | 0 | 0 | 0 | 0 | 0 | 0 | 0 | 0 | 0 | 0 | 0 | 0 | 0 | 0 | 0 | 0 | 0 | 0 | 0 | 0
| 0 | [33 empty] | DNP_ID: 6972. Enfield Zone Development 2012 | Enfield 33_11kV Tx3 | Enfield 33_11kV Tx2 | 0 | 0 | 0 | 0 | 0 | 0 | 0 | 40 | 0 | 0 | 0 | 0 | 0 | 0 | 0 | 0 | 0 | 0 | 0 | 0 | 0 | 0 | 0 | 0 | 0 | 0 | 0 | 0 | 0 | 0 | 0 | 0
| Diversity Factor: 0 | [33 empty] | HVCON_ID: 2009161. Establishment of 8 x L Kiosk Subs, Cosgrove Road, Enfield and Decommission S.4066 Mayne Nickless & CP.848 Cosgrove Pilcher |  | Enfield 33_11kV Tx2 | 0 | 0 | 0 | 0 | 0 | 0 | 0 | 137.5 | 0 | 0 | 0 | 0 | 0 | 0 | 0 | 0 | 0 | 0 | 0 | 0 | 0 | 0 | 0 | 0 | 0 | 0 | 0 | 0 | 0 | 0 | 0 | 0
[35 empty] | Econometric |  | Enfield 33_11kV Tx1 | 0 | 0 | 0 | 0 | 0 | 0 | 0 | 0 | 0 | 3.4897 | 6.5248 | 9.6195 | 10.5024 | 10.6711 | 9.6552 | 9.8046 | 9.9562 | 10.1099 | 10.2657 | 10.4238 | 10.5841 | 10.7466 | 10.9115 | 11.0786 | 11.2482 | 11.42 | 11.5944 | 11.7711 | 11.9503 | 12.1321 | 12.3164 | 12.5033
[35 empty] | Econometric |  | Enfield 33_11kV Tx2 | 0 | 0 | 0 | 0 | 0 | 0 | 0 | 0 | 0 | 0 | 0 | 0 | 0 | 0 | 0 | 0 | 0 | 0 | 0 | 0 | 0 | 0 | 0 | 0 | 0 | 0 | 0 | 0 | 0 | 0 | 0 | 0
| 0 | [33 empty] | Econometric |  | Enfield 33_11kV Tx3 | 0 | 0 | 0 | 0 | 0 | 0 | 0 | 0 | 0 | 5.8043 | 10.8523 | 15.9995 | 17.4679 | 17.7485 | 16.0588 | 16.3074 | 16.5595 | 16.8151 | 17.0743 | 17.3372 | 17.6039 | 17.8742 | 18.1484 | 18.4264 | 18.7084 | 18.9943 | 19.2842 | 19.5782 | 19.8763 | 20.1786 | 20.4851 | 20.7959
| Diversity Factor: 0 | [33 empty] | Energy Efficiency |  | Enfield 33_11kV Tx1 | 0 | 0 | 0 | 0 | 0 | 0 | 0 | -0.65169 | -0.31907 | -2.1118 | -3.3786 | -5.2489 | -5.5794 | -3.4005 | -2.5844 | -2.9542 | -2.8701 | -3.3569 | -2.5381 | -2.6051 | -2.179 | -1.9515 | -2.1157 | -2.2779 | -2.2779 | -2.2779 | -2.2779 | -2.2779 | -2.2779 | -2.2779 | -2.2779 | -2.2779
[35 empty] | Energy Efficiency |  | Enfield 33_11kV Tx2 | 0 | 0 | 0 | 0 | 0 | 0 | 0 | 0 | 0 | 0 | 0 | 0 | 0 | 0 | 0 | 0 | 0 | 0 | 0 | 0 | 0 | 0 | 0 | 0 | 0 | 0 | 0 | 0 | 0 | 0 | 0 | 0
[35 empty] | Energy Efficiency |  | Enfield 33_11kV Tx3 | 0 | 0 | 0 | 0 | 0 | 0 | 0 | -1.0839 | -0.53069 | -3.5125 | -5.6195 | -8.7302 | -9.2799 | -5.6558 | -4.2984 | -4.9135 | -4.7736 | -5.5833 | -4.2214 | -4.3329 | -3.6241 | -3.2459 | -3.5188 | -3.7886 | -3.7886 | -3.7886 | -3.7886 | -3.7886 | -3.7886 | -3.7886 | -3.7886 | -3.7886
| 0 | [33 empty] | Solar PV |  | Enfield 33_11kV Tx1 | 0 | 0 | 0 | 0 | 0 | 0 | 0 | 0 | 0 | 0 | 0 | 0 | 0 | 0 | 0 | 0 | 0 | 0 | 0 | 0 | 0 | 0 | 0 | 0 | 0 | 0 | 0 | 0 | 0 | 0 | 0 | 0
| Diversity Factor: 0 | [33 empty] | Solar PV |  | Enfield 33_11kV Tx2 | 0 | 0 | 0 | 0 | 0 | 0 | 0 | 0 | 0 | 0 | 0 | 0 | 0 | 0 | 0 | 0 | 0 | 0 | 0 | 0 | 0 | 0 | 0 | 0 | 0 | 0 | 0 | 0 | 0 | 0 | 0 | 0
[35 empty] | Solar PV |  | Enfield 33_11kV Tx3 | 0 | 0 | 0 | 0 | 0 | 0 | 0 | 0 | 0 | 0 | 0 | 0 | 0 | 0 | 0 | 0 | 0 | 0 | 0 | 0 | 0 | 0 | 0 | 0 | 0 | 0 | 0 | 0 | 0 | 0 | 0 | 0
0
Diversity Factor: 0
0
Diversity Factor: 0
| Weather Correction and Public Holiday Factors | [8 empty] | Forecast ROG
ROG Justification
| Actual loads for season 2013 have been weather corrected by the following: | [6 empty] | -0.3354% |  | 7 year ROG ok | [59 empty] | 7 year ROG ok
1 | 2 | 3 | 4 | 5 | 6 | 7 | 8 | 9 | 10 | 2014 | 2015 | 2016 | 2017 | 2018 | 2019 | 2020 | 2021 | 2022 | 2023 | 2024 | 2025 | 2026 | 2027 | 2028 | 2029 | 2030 | 2031 | 2032 | 2033 | 2034 | 2035 | 2036 | 2037 | 2038
0.96794 | 0.93691 | 0.91689 | 0.90709 | 0.90709 | 0.90709 | 0.90709 | 0.90709 | 0.90709 | 0.90709 | -3.206% | -3.206% | -2.137% | -1.068% | 0% | 0% | 0% | 0% | 0% | 0% | 0% | 0% | 0% | 0% | 0% | 0% | 0% | 0% | 0% | 0% | 0% | 0% | 0% | 0% | 0%
Substation Load Detail
[7 empty] | Units | 2013 |  | 2014 | 2015 | 2016 | 2017 | 2018 | 2019 | 2020 | 2021 | 2022 | 2023 | 2024 | 2025 | 2026 | 2027 | 2028 | 2029 | 2030 | 2031 | 2032 | 2033 | 2034 | 2035 | 2036 | 2037 | 2038
1 | Enfield 33_11kV | Compensated |  | Load (LV side) |  |  | Amps | 1036 | 1063 | 1069.682 | 1033.283 | 1012.447 | 1007.446 | 1016.88 | 1028.129 | 1047.492 | 1066.323 | 1084.568 | 1103.44 | 1121.425 | 1142.005 | 1162.828 | 1185.213 | 1208.637 | 1232.062 | 1255.501 | 1279.391 | 1303.738 | 1328.55 | 1353.833 | 1379.593 | 1405.838 | 1432.573 | 1459.805
|  |  |  | Apparent Power |  |  | MVA | 19.7385 |  | 20.3802 | 19.6867 | 19.2897 | 19.1944 | 19.3742 | 19.5885 | 19.9574 | 20.3162 | 20.6638 | 21.0234 | 21.366 | 21.7581 | 22.1549 | 22.5814 | 23.0276 | 23.4739 | 23.9205 | 24.3757 | 24.8396 | 25.3123 | 25.794 | 26.2848 | 26.7848 | 27.2942 | 27.813
|  |  |  | Real Power |  |  | MW | 18.669 | 19.1556 | 19.276 | 18.6201 | 18.2446 | 18.1545 | 18.3245 | 18.5272 | 18.8761 | 19.2155 | 19.5443 | 19.8843 | 20.2084 | 20.5793 | 20.9545 | 21.3579 | 21.78 | 22.2021 | 22.6245 | 23.055 | 23.4938 | 23.9409 | 24.3965 | 24.8607 | 25.3336 | 25.8154 | 26.3062
|  |  |  | Reactive Power |  |  | MVAr | 6.4088 |  | 6.6172 | 6.392 | 6.2631 | 6.2322 | 6.2906 | 6.3601 | 6.4799 | 6.5964 | 6.7093 | 6.826 | 6.9373 | 7.0646 | 7.1934 | 7.3319 | 7.4768 | 7.6217 | 7.7667 | 7.9145 | 8.0651 | 8.2186 | 8.375 | 8.5343 | 8.6967 | 8.8621 | 9.0305
|  |  |  | Capacitors In Service |  |  | MVAr | 0 |  | 0 | 0 | 0 | 0 | 0 | 0 | 0 | 0 | 0 | 0 | 0 | 0 | 0 | 0 | 0 | 0 | 0 | 0 | 0 | 0 | 0 | 0 | 0 | 0 | 0
|  |  |  | PF |  |  |  | 0.94582 |  | 0.94582 | 0.94582 | 0.94582 | 0.94582 | 0.94582 | 0.94582 | 0.94582 | 0.94582 | 0.94582 | 0.94582 | 0.94582 | 0.94582 | 0.94582 | 0.94582 | 0.94582 | 0.94582 | 0.94582 | 0.94582 | 0.94582 | 0.94582 | 0.94582 | 0.94582 | 0.94582 | 0.94582 | 0.94582
0.97898 | Diversity Factor: 0.98 | Uncompensated |  | Reactive Power |  |  | MVAr | 6.4088 | 6.5759 | 6.6172 | 6.392 | 6.2631 | 6.2322 | 6.2906 | 6.3601 | 6.4799 | 6.5964 | 6.7093 | 6.826 | 6.9373 | 7.0646 | 7.1934 | 7.3319 | 7.4768 | 7.6217 | 7.7667 | 7.9145 | 8.0651 | 8.2186 | 8.375 | 8.5343 | 8.6967 | 8.8621 | 9.0305
|  |  |  | PF |  |  |  | 0.94582 |  | 0.94582 | 0.94582 | 0.94582 | 0.94582 | 0.94582 | 0.94582 | 0.94582 | 0.94582 | 0.94582 | 0.94582 | 0.94582 | 0.94582 | 0.94582 | 0.94582 | 0.94582 | 0.94582 | 0.94582 | 0.94582 | 0.94582 | 0.94582 | 0.94582 | 0.94582 | 0.94582 | 0.94582 | 0.94582
[10 empty] | 1 | 2 | 3 | 4 | 5 | 6 | 7 | 8 | 9 | 10 | 11 | 12 | 13 | 14 | 15 | 16 | 17 | 18 | 19 | 20 | 21 | 22 | 23 | 24 | 25
Transformer Load Detail
[7 empty] | Units | 2013 |  | 2014 | 2015 | 2016 | 2017 | 2018 | 2019 | 2020 | 2021 | 2022 | 2023 | 2024 | 2025 | 2026 | 2027 | 2028 | 2029 | 2030 | 2031 | 2032 | 2033 | 2034 | 2035 | 2036 | 2037 | 2038
| 0 | Compensated |  | Load (LV side) |  |  | Amps
|  |  |  | Apparent Power |  |  | MVA
|  |  |  | Real Power |  |  | MW
|  |  |  | Reactive Power |  |  | MVAr
|  |  |  | Capacitors In Service |  |  | MVAr
PF
| Zone Div: | Uncompensated |  | Reactive Power |  |  | MVAr
PF
| 0 | Compensated |  | Load (LV side) |  |  | Amps
|  |  |  | Apparent Power |  |  | MVA
|  |  |  | Real Power |  |  | MW
|  |  |  | Reactive Power |  |  | MVAr
|  |  |  | Capacitors In Service |  |  | MVAr
PF
| Zone Div: | Uncompensated |  | Reactive Power |  |  | MVAr
PF
| 0 | Compensated |  | Load (LV side) |  |  | Amps
|  |  |  | Apparent Power |  |  | MVA
|  |  |  | Real Power |  |  | MW
|  |  |  | Reactive Power |  |  | MVAr
|  |  |  | Capacitors In Service |  |  | MVAr
PF
| Zone Div: | Uncompensated |  | Reactive Power |  |  | MVAr
PF
| 0 | Compensated |  | Load (LV side) |  |  | Amps
|  |  |  | Apparent Power |  |  | MVA
|  |  |  | Real Power |  |  | MW
|  |  |  | Reactive Power |  |  | MVAr
|  |  |  | Capacitors In Service |  |  | MVAr
PF
| Zone Div: | Uncompensated |  | Reactive Power |  |  | MVAr
PF
| 0 | Compensated |  | Load (LV side) |  |  | Amps
|  |  |  | Apparent Power |  |  | MVA
|  |  |  | Real Power |  |  | MW
|  |  |  | Reactive Power |  |  | MVAr
|  |  |  | Capacitors In Service |  |  | MVAr
PF
| Zone Div: | Uncompensated |  | Reactive Power |  |  | MVAr
PF
| 0 | Compensated |  | Load (LV side) |  |  | Amps
|  |  |  | Apparent Power |  |  | MVA
|  |  |  | Real Power |  |  | MW
|  |  |  | Reactive Power |  |  | MVAr
|  |  |  | Capacitors In Service |  |  | MVAr
PF
| Zone Div: | Uncompensated |  | Reactive Power |  |  | MVAr
PF
| 0 | Compensated |  | Load (LV side) |  |  | Amps
|  |  |  | Apparent Power |  |  | MVA
|  |  |  | Real Power |  |  | MW
|  |  |  | Reactive Power |  |  | MVAr
|  |  |  | Capacitors In Service |  |  | MVAr
PF
| Zone Div: | Uncompensated |  | Reactive Power |  |  | MVAr
PF
| 0 | Compensated |  | Load (LV side) |  |  | Amps
|  |  |  | Apparent Power |  |  | MVA
|  |  |  | Real Power |  |  | MW
|  |  |  | Reactive Power |  |  | MVAr
|  |  |  | Capacitors In Service |  |  | MVAr
PF
| Zone Div: | Uncompensated |  | Reactive Power |  |  | MVAr
PF
| 0 | Compensated |  | Load (LV side) |  |  | Amps
|  |  |  | Apparent Power |  |  | MVA
|  |  |  | Real Power |  |  | MW
|  |  |  | Reactive Power |  |  | MVAr
|  |  |  | Capacitors In Service |  |  | MVAr
PF
| Zone Div: | Uncompensated |  | Reactive Power |  |  | MVAr
PF
| 0 | Compensated |  | Load (LV side) |  |  | Amps
|  |  |  | Apparent Power |  |  | MVA
|  |  |  | Real Power |  |  | MW
|  |  |  | Reactive Power |  |  | MVAr
|  |  |  | Capacitors In Service |  |  | MVAr
PF
| Zone Div: | Uncompensated |  | Reactive Power |  |  | MVAr
PF

## Greenacre Park 132_11kV
| Greenacre Park 132_11kV | [16 empty] | 2014 | WINTER
| Substation Total Loads | [33 empty] | Spots & Transfers Detail
| Historical Loads | (11kV Amps) | [7 empty] | Weather Corrected Forecast Loads |  |  |  | (11kV Amps) | [20 empty] | Spots & Transfers Summary | (11kV Amps) |  | Historical Spots & Transfers | [6 empty] | Forecast Spots & Transfers
|  | 2007 | 2008 | 2009 | 2010 | 2011 | 2012 | 2013 |  | 2014 | 2015 | 2016 | 2017 | 2018 | 2019 | 2020 | 2021 | 2022 | 2023 | 2024 | 2025 | 2026 | 2027 | 2028 | 2029 | 2030 | 2031 | 2032 | 2033 | 2034 | 2035 | 2036 | 2037 | 2038 |  |  |  | 2007 | 2008 | 2009 | 2010 | 2011 | 2012 | 2013 | 2014 | 2015 | 2016 | 2017 | 2018 | 2019 | 2020 | 2021 | 2022 | 2023 | 2024 | 2025 | 2026 | 2027 | 2028 | 2029 | 2030 | 2031 | 2032 | 2033 | 2034 | 2035 | 2036 | 2037 | 2038
| Total | 4100 | 3971 | 3499 | 3565 | 3109 | 3021 | 2934 |  | 1987.612 | 2032.921 | 1986.283 | 1966.112 | 1966.571 | 1977.135 | 2009.415 | 2047.898 | 2083.576 | 2120.158 | 2150.367 | 2183.192 | 2221.36 | 2265.863 | 2313.782 | 2360.912 | 2406.598 | 2453.138 | 2500.543 | 2548.822 | 2597.989 | 2648.053 | 2699.026 | 2750.921 | 2803.748 |  |  | Total | 0 | 16.5 | -227 | 74.7 | -255.6 | 28.8 | 20 | -796.2868 | 109.1702 | -4.0274 | 0.67296 | 0.46516 | 10.6949 | 32.6713 | 38.9339 | 36.08 | 36.9811 | 30.527 | 39.1833 | 39.0347 | 45.4754 | 48.9229 | 48.0768 | 46.5677 | 47.4029 | 48.2494 | 49.1073 | 49.9766 | 50.8577 | 51.7505 | 52.6554 | 53.5724
| Firm Rating | 0 | 0 | 0 | 0 | 0 | 0 | 4826 |  | 4826 | 4826 | 4826 | 4826 | 4826 | 4826 | 4826 | 4826 | 4826 | 4826 | 4826 | 4826 | 4826 | 4826 | 4826 | 4826 | 4826 | 4826 | 4826 | 4826 | 4826 | 4826 | 4826 | 4826 | 4826
| Total Capacity | 0 | 0 | 0 | 0 | 0 | 0 | 8008 |  | 8008 | 8008 | 8008 | 8008 | 8008 | 8008 | 8008 | 8008 | 8008 | 8008 | 8008 | 8008 | 8008 | 8008 | 8008 | 8008 | 8008 | 8008 | 8008 | 8008 | 8008 | 8008 | 8008 | 8008 | 8008 |  |  | Greenacre Park 132_11kV Tx1 | -220 | 83.7 | -191.6 | 33.3 | -126 | 11.7 | 0 | -338.7887 | 126.3053 | -0.86257 | 0.14413 | 0.099625 | 2.2906 | 6.9973 | 8.3386 | 7.7274 | 7.9204 | 6.5381 | 8.392 | 8.3602 | 9.7396 | 10.478 | 10.2968 | 9.9736 | 10.1525 | 10.3338 | 10.5175 | 10.7037 | 10.8924 | 11.0836 | 11.2774 | 11.4738
|  | -7 | -6 | -5 | -4 | -3 | -2 | -1 |  | 0 | 1 | 2 | 3 | 4 | 5 | 6 | 7 | 8 | 9 | 10 | 11 | 12 | 13 | 14 | 15 | 16 | 17 | 18 | 19 | 20 | 21 | 22 | 23 | 24 |  |  | Greenacre Park 132_11kV Tx2 | 0 | 87.8 | 0 | 41.4 | -125 | 0 | 8 | -123.0207 | -5.2692 | -1.0065 | 0.16819 | 0.11625 | 2.6729 | 8.1653 | 9.7304 | 9.0172 | 9.2424 | 7.6293 | 9.7928 | 9.7556 | 11.3653 | 12.2269 | 12.0154 | 11.6383 | 11.847 | 12.0586 | 12.273 | 12.4902 | 12.7104 | 12.9336 | 13.1597 | 13.3889
| Transformer Loads | [35 empty] | Greenacre Park 132_11kV Tx3 | 220 | -191 | -66 | 0 | -109 | 17.1 | 20 | -359.4604 | -9.5995 | -1.153 | 0.19267 | 0.13317 | 3.0619 | 9.3537 | 11.1466 | 10.3296 | 10.5876 | 8.7398 | 11.218 | 11.1755 | 13.0194 | 14.0065 | 13.7642 | 13.3322 | 13.5713 | 13.8136 | 14.0592 | 14.3081 | 14.5604 | 14.816 | 15.0751 | 15.3376
| Historical Loads | (11kV Amps) | [7 empty] | 0: Weather Corrected Forecast Loads; 4: (11kV Amps) |  |  | Greenacre Park 132_11kV Tx4 | 0 | 36 | 30.6 | 0 | 104.4 | 0 | -8 | 24.983 | -2.2664 | -1.0053 | 0.16798 | 0.11611 | 2.6695 | 8.155 | 9.7182 | 9.0059 | 9.2308 | 7.6198 | 9.7805 | 9.7434 | 11.351 | 12.2116 | 12.0004 | 11.6237 | 11.8322 | 12.0434 | 12.2576 | 12.4746 | 12.6945 | 12.9173 | 13.1432 | 13.3721
|  | 2007 | 2008 | 2009 | 2010 | 2011 | 2012 | 2013 |  | 2014 | 2015 | 2016 | 2017 | 2018 | 2019 | 2020 | 2021 | 2022 | 2023 | 2024 | 2025 | 2026 | 2027 | 2028 | 2029 | 2030 | 2031 | 2032 | 2033 | 2034 | 2035 | 2036 | 2037 | 2038 |  |  |  | 0 | 0 | 0 | 0 | 0 | 0 | 0 | 0 | 0 | 0 | 0 | 0 | 0 | 0 | 0 | 0 | 0 | 0 | 0 | 0 | 0 | 0 | 0 | 0 | 0 | 0 | 0 | 0 | 0 | 0 | 0 | 0
| 0 | [36 empty] | 0 | 0 | 0 | 0 | 0 | 0 | 0 | 0 | 0 | 0 | 0 | 0 | 0 | 0 | 0 | 0 | 0 | 0 | 0 | 0 | 0 | 0 | 0 | 0 | 0 | 0 | 0 | 0 | 0 | 0 | 0 | 0
| Diversity Factor: 0 | [36 empty] | 0 | 0 | 0 | 0 | 0 | 0 | 0 | 0 | 0 | 0 | 0 | 0 | 0 | 0 | 0 | 0 | 0 | 0 | 0 | 0 | 0 | 0 | 0 | 0 | 0 | 0 | 0 | 0 | 0 | 0 | 0 | 0
[38 empty] | 0 | 0 | 0 | 0 | 0 | 0 | 0 | 0 | 0 | 0 | 0 | 0 | 0 | 0 | 0 | 0 | 0 | 0 | 0 | 0 | 0 | 0 | 0 | 0 | 0 | 0 | 0 | 0 | 0 | 0 | 0 | 0
[38 empty] | 0 | 0 | 0 | 0 | 0 | 0 | 0 | 0 | 0 | 0 | 0 | 0 | 0 | 0 | 0 | 0 | 0 | 0 | 0 | 0 | 0 | 0 | 0 | 0 | 0 | 0 | 0 | 0 | 0 | 0 | 0 | 0
| 0 | [36 empty] | 0 | 0 | 0 | 0 | 0 | 0 | 0 | 0 | 0 | 0 | 0 | 0 | 0 | 0 | 0 | 0 | 0 | 0 | 0 | 0 | 0 | 0 | 0 | 0 | 0 | 0 | 0 | 0 | 0 | 0 | 0 | 0
Diversity Factor: 0
[38 empty] | Historical Spots & Transfers | [6 empty] | Forecast Spots & Transfers
[35 empty] | Project Name | From | To | 2007 | 2008 | 2009 | 2010 | 2011 | 2012 | 2013 | 2014 | 2015 | 2016 | 2017 | 2018 | 2019 | 2020 | 2021 | 2022 | 2023 | 2024 | 2025 | 2026 | 2027 | 2028 | 2029 | 2030 | 2031 | 2032 | 2033 | 2034 | 2035 | 2036 | 2037 | 2038
| 0 | [33 empty] | Broad based demand management |  | Greenacre Park 132_11kV Tx1 | 0 | 0 | 0 | 0 | 0 | 0 | 0 | 0 | -0.82524 | -0.25495 | -0.28574 | -0.29074 | -0.31085 | 0 | 0 | 0 | 0 | 0 | 0 | 0 | 0 | 0 | 0 | 0 | 0 | 0 | 0 | 0 | 0 | 0 | 0 | 0
| Diversity Factor: 0 | [33 empty] | Broad based demand management |  | Greenacre Park 132_11kV Tx2 | 0 | 0 | 0 | 0 | 0 | 0 | 0 | 0 | -0.96298 | -0.29751 | -0.33343 | -0.33927 | -0.36273 | 0 | 0 | 0 | 0 | 0 | 0 | 0 | 0 | 0 | 0 | 0 | 0 | 0 | 0 | 0 | 0 | 0 | 0 | 0
[35 empty] | Broad based demand management |  | Greenacre Park 132_11kV Tx3 | 0 | 0 | 0 | 0 | 0 | 0 | 0 | 0 | -1.1031 | -0.34081 | -0.38196 | -0.38864 | -0.41553 | 0 | 0 | 0 | 0 | 0 | 0 | 0 | 0 | 0 | 0 | 0 | 0 | 0 | 0 | 0 | 0 | 0 | 0 | 0
[35 empty] | Broad based demand management |  | Greenacre Park 132_11kV Tx4 | 0 | 0 | 0 | 0 | 0 | 0 | 0 | 0 | -0.96177 | -0.29714 | -0.33301 | -0.33884 | -0.36228 | 0 | 0 | 0 | 0 | 0 | 0 | 0 | 0 | 0 | 0 | 0 | 0 | 0 | 0 | 0 | 0 | 0 | 0 | 0
| 0 | [33 empty] | DNP_ID: 5795. Underground cable laying to relieve Panels 10 and 23 at Greenacre Park Zone Substation | Greenacre Park 132_11kV Tx1 | Greenacre Park 132_11kV Tx3 | 220 | 0 | 0 | 0 | 0 | 0 | 0 | 0 | 0 | 0 | 0 | 0 | 0 | 0 | 0 | 0 | 0 | 0 | 0 | 0 | 0 | 0 | 0 | 0 | 0 | 0 | 0 | 0 | 0 | 0 | 0 | 0
| Diversity Factor: 0 | [33 empty] | DNP_ID: 6157. Eastern Greenacre Park Zone Development | Greenacre Park 132_11kV Tx2 | Greenacre Park 132_11kV Tx3 | 0 | 130 | 0 | 0 | 0 | 0 | 0 | 0 | 0 | 0 | 0 | 0 | 0 | 0 | 0 | 0 | 0 | 0 | 0 | 0 | 0 | 0 | 0 | 0 | 0 | 0 | 0 | 0 | 0 | 0 | 0 | 0
[35 empty] | DNP_ID: 6157. Eastern Greenacre Park Zone Development | Greenacre Park 132_11kV Tx2 | Punchbowl 33_11kV Tx5 | 0 | 150 | 0 | 0 | 0 | 0 | 0 | 0 | 0 | 0 | 0 | 0 | 0 | 0 | 0 | 0 | 0 | 0 | 0 | 0 | 0 | 0 | 0 | 0 | 0 | 0 | 0 | 0 | 0 | 0 | 0 | 0
[35 empty] | DNP_ID: 6169. 11Kv Augmentation to Relieve Greenacre Park Zone Substation - Strategic Load Transfer (Greenacre Park to Sefton load transfer) | Greenacre Park 132_11kV Tx1 | Sefton 132_11kV Tx1 | 0 | 0 | 0 | 0 | 235 | 0 | 0 | 0 | 0 | 0 | 0 | 0 | 0 | 0 | 0 | 0 | 0 | 0 | 0 | 0 | 0 | 0 | 0 | 0 | 0 | 0 | 0 | 0 | 0 | 0 | 0 | 0
| 0 | [33 empty] | DNP_ID: 6169. 11Kv Augmentation to Relieve Greenacre Park Zone Substation - Strategic Load Transfer (Greenacre Park to Sefton load transfer) | Greenacre Park 132_11kV Tx3 | Sefton 132_11kV Tx1 | 0 | 0 | 0 | 0 | 68 | 0 | 0 | 0 | 0 | 0 | 0 | 0 | 0 | 0 | 0 | 0 | 0 | 0 | 0 | 0 | 0 | 0 | 0 | 0 | 0 | 0 | 0 | 0 | 0 | 0 | 0 | 0
| Diversity Factor: 0 | [33 empty] | DNP_ID: 6169. 11Kv Augmentation to Relieve Greenacre Park Zone Substation - Strategic Load Transfer (Greenacre Park to Sefton load transfer) | Greenacre Park 132_11kV Tx3 | Sefton 132_11kV Tx4 | 0 | 0 | 0 | 0 | 57 | 0 | 0 | 0 | 0 | 0 | 0 | 0 | 0 | 0 | 0 | 0 | 0 | 0 | 0 | 0 | 0 | 0 | 0 | 0 | 0 | 0 | 0 | 0 | 0 | 0 | 0 | 0
[35 empty] | DNP_ID: 6316. Potts Hill Zone Development - 2008 (Relieving Sefton of 25 MVA & Greenacre Park of 35 MVA). | Greenacre Park 132_11kV Tx1 | Potts Hill 132_11kV Tx1 | 0 | 0 | 0 | 0 | 0 | 0 | 0 | 240 | 0 | 0 | 0 | 0 | 0 | 0 | 0 | 0 | 0 | 0 | 0 | 0 | 0 | 0 | 0 | 0 | 0 | 0 | 0 | 0 | 0 | 0 | 0 | 0
[35 empty] | DNP_ID: 6316. Potts Hill Zone Development - 2008 (Relieving Sefton of 25 MVA & Greenacre Park of 35 MVA). | Greenacre Park 132_11kV Tx1 | Potts Hill 132_11kV Tx2 | 0 | 0 | 0 | 0 | 0 | 0 | 0 | 105 | 0 | 0 | 0 | 0 | 0 | 0 | 0 | 0 | 0 | 0 | 0 | 0 | 0 | 0 | 0 | 0 | 0 | 0 | 0 | 0 | 0 | 0 | 0 | 0
| 0 | [33 empty] | DNP_ID: 6316. Potts Hill Zone Development - 2008 (Relieving Sefton of 25 MVA & Greenacre Park of 35 MVA). | Greenacre Park 132_11kV Tx2 | Potts Hill 132_11kV Tx1 | 0 | 0 | 0 | 0 | 0 | 0 | 0 | 120 | 0 | 0 | 0 | 0 | 0 | 0 | 0 | 0 | 0 | 0 | 0 | 0 | 0 | 0 | 0 | 0 | 0 | 0 | 0 | 0 | 0 | 0 | 0 | 0
| Diversity Factor: 0 | [33 empty] | DNP_ID: 6316. Potts Hill Zone Development - 2008 (Relieving Sefton of 25 MVA & Greenacre Park of 35 MVA). | Greenacre Park 132_11kV Tx3 | Potts Hill 132_11kV Tx1 | 0 | 0 | 0 | 0 | 0 | 0 | 0 | 193 | 0 | 0 | 0 | 0 | 0 | 0 | 0 | 0 | 0 | 0 | 0 | 0 | 0 | 0 | 0 | 0 | 0 | 0 | 0 | 0 | 0 | 0 | 0 | 0
[35 empty] | DNP_ID: 6316. Potts Hill Zone Development - 2008 (Relieving Sefton of 25 MVA & Greenacre Park of 35 MVA). | Greenacre Park 132_11kV Tx3 | Potts Hill 132_11kV Tx2 | 0 | 0 | 0 | 0 | 0 | 0 | 0 | 154 | 0 | 0 | 0 | 0 | 0 | 0 | 0 | 0 | 0 | 0 | 0 | 0 | 0 | 0 | 0 | 0 | 0 | 0 | 0 | 0 | 0 | 0 | 0 | 0
[35 empty] | DNP_ID: 6337. Open Point Change to relieve Tx3 | Greenacre Park 132_11kV Tx3 | Greenacre Park 132_11kV Tx2 | 0 | 321 | 0 | 0 | 0 | 0 | 0 | 0 | 0 | 0 | 0 | 0 | 0 | 0 | 0 | 0 | 0 | 0 | 0 | 0 | 0 | 0 | 0 | 0 | 0 | 0 | 0 | 0 | 0 | 0 | 0 | 0
| 0 | [33 empty] | DNP_ID: 6460. Works required to balance loads across GAP T/X Groups | Greenacre Park 132_11kV Tx1 | Sefton 132_11kV Tx1 | 0 | 0 | 69 | 0 | 0 | 0 | 0 | 0 | 0 | 0 | 0 | 0 | 0 | 0 | 0 | 0 | 0 | 0 | 0 | 0 | 0 | 0 | 0 | 0 | 0 | 0 | 0 | 0 | 0 | 0 | 0 | 0
| Diversity Factor: 0 | [33 empty] | DNP_ID: 6460. Works required to balance loads across GAP T/X Groups | Greenacre Park 132_11kV Tx1 | Sefton 132_11kV Tx2 | 0 | 0 | 41 | 0 | 0 | 0 | 0 | 0 | 0 | 0 | 0 | 0 | 0 | 0 | 0 | 0 | 0 | 0 | 0 | 0 | 0 | 0 | 0 | 0 | 0 | 0 | 0 | 0 | 0 | 0 | 0 | 0
[35 empty] | DNP_ID: 6460. Works required to balance loads across GAP T/X Groups | Greenacre Park 132_11kV Tx1 | Sefton 132_11kV Tx4 | 0 | 0 | 96 | 0 | 0 | 0 | 0 | 0 | 0 | 0 | 0 | 0 | 0 | 0 | 0 | 0 | 0 | 0 | 0 | 0 | 0 | 0 | 0 | 0 | 0 | 0 | 0 | 0 | 0 | 0 | 0 | 0
[35 empty] | DNP_ID: 6460. Works required to balance loads across GAP T/X Groups | Greenacre Park 132_11kV Tx3 | Sefton 132_11kV Tx3 | 0 | 0 | 66 | 0 | 0 | 0 | 0 | 0 | 0 | 0 | 0 | 0 | 0 | 0 | 0 | 0 | 0 | 0 | 0 | 0 | 0 | 0 | 0 | 0 | 0 | 0 | 0 | 0 | 0 | 0 | 0 | 0
| 0 | [33 empty] | DNP_ID: 6780. Relieve highly utilised feeders at Greenacre Park Zone | Greenacre Park 132_11kV Tx2 | Greenacre Park 132_11kV Tx3 | 0 | 0 | 0 | 0 | 89 | 0 | 0 | 0 | 0 | 0 | 0 | 0 | 0 | 0 | 0 | 0 | 0 | 0 | 0 | 0 | 0 | 0 | 0 | 0 | 0 | 0 | 0 | 0 | 0 | 0 | 0 | 0
| Diversity Factor: 0 | [33 empty] | DNP_ID: 6780. Relieve highly utilised feeders at Greenacre Park Zone | Greenacre Park 132_11kV Tx2 | Greenacre Park 132_11kV Tx4 | 0 | 0 | 0 | 0 | 36 | 0 | 0 | 0 | 0 | 0 | 0 | 0 | 0 | 0 | 0 | 0 | 0 | 0 | 0 | 0 | 0 | 0 | 0 | 0 | 0 | 0 | 0 | 0 | 0 | 0 | 0 | 0
[35 empty] | DNP_ID: 6790. Relieve highly utilised feeders at Sefton Zone | Greenacre Park 132_11kV Tx3 | Sefton 132_11kV Tx1 | 0 | 0 | 0 | 0 | 94 | 0 | 0 | 0 | 0 | 0 | 0 | 0 | 0 | 0 | 0 | 0 | 0 | 0 | 0 | 0 | 0 | 0 | 0 | 0 | 0 | 0 | 0 | 0 | 0 | 0 | 0 | 0
[35 empty] | DNP_ID: 6790. Relieve highly utilised feeders at Sefton Zone | Sefton 132_11kV Tx1 | Greenacre Park 132_11kV Tx1 | 0 | 0 | 0 | 0 | 12 | 0 | 0 | 0 | 0 | 0 | 0 | 0 | 0 | 0 | 0 | 0 | 0 | 0 | 0 | 0 | 0 | 0 | 0 | 0 | 0 | 0 | 0 | 0 | 0 | 0 | 0 | 0
| 0 | [33 empty] | DNP_ID: 6790. Relieve highly utilised feeders at Sefton Zone | Sefton 132_11kV Tx3 | Greenacre Park 132_11kV Tx3 | 0 | 0 | 0 | 0 | 34 | 0 | 0 | 0 | 0 | 0 | 0 | 0 | 0 | 0 | 0 | 0 | 0 | 0 | 0 | 0 | 0 | 0 | 0 | 0 | 0 | 0 | 0 | 0 | 0 | 0 | 0 | 0
| Diversity Factor: 0 | [33 empty] | DNP_ID: 6790. Relieve highly utilised feeders at Sefton Zone | Sefton 132_11kV Tx4 | Greenacre Park 132_11kV Tx1 | 0 | 0 | 0 | 0 | 16 | 0 | 0 | 0 | 0 | 0 | 0 | 0 | 0 | 0 | 0 | 0 | 0 | 0 | 0 | 0 | 0 | 0 | 0 | 0 | 0 | 0 | 0 | 0 | 0 | 0 | 0 | 0
[35 empty] | DNP_ID: 6821. Network Augmentation to replace Outdoor Enclosure S.3353 Weeroona Rd | Enfield 33_11kV Tx1 | Greenacre Park 132_11kV Tx3 | 0 | 0 | 0 | 0 | 0 | 4 | 0 | 0 | 0 | 0 | 0 | 0 | 0 | 0 | 0 | 0 | 0 | 0 | 0 | 0 | 0 | 0 | 0 | 0 | 0 | 0 | 0 | 0 | 0 | 0 | 0 | 0
[35 empty] | DNP_ID: 6821. Network Augmentation to replace Outdoor Enclosure S.3353 Weeroona Rd | Greenacre Park 132_11kV Tx3 | Burwood 132_11kV Tx1 | 0 | 0 | 0 | 0 | 0 | 4 | 0 | 0 | 0 | 0 | 0 | 0 | 0 | 0 | 0 | 0 | 0 | 0 | 0 | 0 | 0 | 0 | 0 | 0 | 0 | 0 | 0 | 0 | 0 | 0 | 0 | 0
| 0 | [33 empty] | DNP_ID: 6962. South Greenacre Park Zone Development | Greenacre Park 132_11kV Tx3 | Bankstown 132_11kV Tx12 | 0 | 0 | 0 | 0 | 0 | 0 | 0 | 9 | 0 | 0 | 0 | 0 | 0 | 0 | 0 | 0 | 0 | 0 | 0 | 0 | 0 | 0 | 0 | 0 | 0 | 0 | 0 | 0 | 0 | 0 | 0 | 0
| Diversity Factor: 0 | [33 empty] | HVCON_ID: 2004453. Est S.7972 "Hume Tennyson", recover S.7214 "Hume Muir" |  | Greenacre Park 132_11kV Tx4 | 0 | 14.4 | 12.6 | 0 | 32.4 | 0 | 0 | 0 | 0 | 0 | 0 | 0 | 0 | 0 | 0 | 0 | 0 | 0 | 0 | 0 | 0 | 0 | 0 | 0 | 0 | 0 | 0 | 0 | 0 | 0 | 0 | 0
[35 empty] | HVCON_ID: 2005084. Est Chambers S.8800 "Bankstown Square No4" and S.8801 "Bankstown Square No5" for Centro Bankstown Shopping Centre. |  | Greenacre Park 132_11kV Tx1 | 0 | 63 | 0 | 0 | 0 | 0 | 0 | 0 | 0 | 0 | 0 | 0 | 0 | 0 | 0 | 0 | 0 | 0 | 0 | 0 | 0 | 0 | 0 | 0 | 0 | 0 | 0 | 0 | 0 | 0 | 0 | 0
[35 empty] | HVCON_ID: 2005084. Est Chambers S.8800 "Bankstown Square No4" and S.8801 "Bankstown Square No5" for Centro Bankstown Shopping Centre. |  | Greenacre Park 132_11kV Tx2 | 0 | 14.4 | 0 | 41.4 | 0 | 0 | 0 | 0 | 0 | 0 | 0 | 0 | 0 | 0 | 0 | 0 | 0 | 0 | 0 | 0 | 0 | 0 | 0 | 0 | 0 | 0 | 0 | 0 | 0 | 0 | 0 | 0
[35 empty] | HVCON_ID: 2005291. Est Kiosk S.35076 Mall Appian |  | Greenacre Park 132_11kV Tx4 | 0 | 21.6 | 0 | 0 | 0 | 0 | 0 | 0 | 0 | 0 | 0 | 0 | 0 | 0 | 0 | 0 | 0 | 0 | 0 | 0 | 0 | 0 | 0 | 0 | 0 | 0 | 0 | 0 | 0 | 0 | 0 | 0
| Weather Correction and Public Holiday Factors | [8 empty] | Forecast ROG | [24 empty] | HVCON_ID: 2005294. Est 3x1500kVA chamber S.8737 Restwell Greenfield |  | Greenacre Park 132_11kV Tx1 | 0 | 20.7 | 0 | 0 | 27.9 | 0 | 0 | 0 | 69.3 | 0 | 0 | 0 | 0 | 0 | 0 | 0 | 0 | 0 | 0 | 0 | 0 | 0 | 0 | 0 | 0 | 0 | 0 | 0 | 0 | 0 | 0 | 0
[10 empty] | ROG Justification | [24 empty] | HVCON_ID: 2005358. Est S.35113 "Hume Shellcote No5" for Primo Smallgoods - Chullora. |  | Greenacre Park 132_11kV Tx4 | 0 | 0 | 18 | 0 | 36 | 0 | 0 | 0 | 0 | 0 | 0 | 0 | 0 | 0 | 0 | 0 | 0 | 0 | 0 | 0 | 0 | 0 | 0 | 0 | 0 | 0 | 0 | 0 | 0 | 0 | 0 | 0
| Actual loads for season 2013 have been weather corrected by the following: | [6 empty] | 0.1813% |  | 5 year ROG ok | [24 empty] | HVCON_ID: 2006078. Establish customer substations S.8932 Drone Wentworth No.1 & S.35270 Drone Wentworth No.2 (1x1500kVA). Ammendment of HVCon2004_120A. |  | Greenacre Park 132_11kV Tx2 | 0 | 32.4 | 0 | 0 | 0 | 0 | 0 | 0 | 0 | 0 | 0 | 0 | 0 | 0 | 0 | 0 | 0 | 0 | 0 | 0 | 0 | 0 | 0 | 0 | 0 | 0 | 0 | 0 | 0 | 0 | 0 | 0 | 5 year ROG ok
[35 empty] | HVCON_ID: 2008034. Establishment of S.35926 Oleander Roberts No.1 and S.35896 Oleander Roberts No 2, 77-85 Roberts Rd, Chullora |  | Greenacre Park 132_11kV Tx1 | 0 | 0 | 14.4 | 17.1 | 0 | 0 | 0 | 0 | 0 | 0 | 0 | 0 | 0 | 0 | 0 | 0 | 0 | 0 | 0 | 0 | 0 | 0 | 0 | 0 | 0 | 0 | 0 | 0 | 0 | 0 | 0 | 0
[35 empty] | HVCON_ID: 2008506. Establishment of S.36134 Road 1 Roodwood, Sydney Water Potts Hill - Est 5-Lot industrial subdivision |  | Greenacre Park 132_11kV Tx1 | 0 | 0 | 0 | 16.2 | 0 | 11.7 | 0 | 0 | 0 | 0 | 0 | 0 | 0 | 0 | 0 | 0 | 0 | 0 | 0 | 0 | 0 | 0 | 0 | 0 | 0 | 0 | 0 | 0 | 0 | 0 | 0 | 0
1 | 2 | 3 | 4 | 5 | 6 | 7 | 8 | 9 | 10 | 2014 | 2015 | 2016 | 2017 | 2018 | 2019 | 2020 | 2021 | 2022 | 2023 | 2024 | 2025 | 2026 | 2027 | 2028 | 2029 | 2030 | 2031 | 2032 | 2033 | 2034 | 2035 | 2036 | 2037 | 2038 | HVCON_ID: 2008534. Est S.36158 Nelson Brunker No 1 and spare sub S.48710 Nelson Brunker No 2 (For new police station) Previously S.36158 Road 2 Brunker.(Amdt A) See HVCon2008_506 for HVCon details etc |  | Greenacre Park 132_11kV Tx1 | 0 | 0 | 0 | 0 | 20.7 | 0 | 0 | 8.8 | 0 | 0 | 0 | 0 | 0 | 0 | 0 | 0 | 0 | 0 | 0 | 0 | 0 | 0 | 0 | 0 | 0 | 0 | 0 | 0 | 0 | 0 | 0 | 0
0.96882 | 0.93861 | 0.91911 | 0.90956 | 0.90956 | 0.90956 | 0.90956 | 0.90956 | 0.90956 | 0.90956 | -3.118% | -3.118% | -2.078% | -1.039% | 0% | 0% | 0% | 0% | 0% | 0% | 0% | 0% | 0% | 0% | 0% | 0% | 0% | 0% | 0% | 0% | 0% | 0% | 0% | 0% | 0% | HVCON_ID: 2010419. Establishment of S.48478 Brancourt Marion, 1 Brancourt Ave, Bankstown. And Decommission of PT.353 Allum Marion and PT.1215 inspear Ave | Greenacre Park 132_11kV Tx3 | Sefton 132_11kV Tx2 | 0 | 0 | 0 | 0 | 13 | 0 | 0 | 0 | 0 | 0 | 0 | 0 | 0 | 0 | 0 | 0 | 0 | 0 | 0 | 0 | 0 | 0 | 0 | 0 | 0 | 0 | 0 | 0 | 0 | 0 | 0 | 0
[35 empty] | HVCON_ID: 2010537. Establishment of 2 x Kiosks - S.48852 Muir Dasea No 5 and S.48853 Muir Dasea No 6, Muir Rd, Chullora |  | Greenacre Park 132_11kV Tx1 | 0 | 0 | 0 | 0 | 32.4 | 0 | 0 | 0 | 0 | 0 | 0 | 0 | 0 | 0 | 0 | 0 | 0 | 0 | 0 | 0 | 0 | 0 | 0 | 0 | 0 | 0 | 0 | 0 | 0 | 0 | 0 | 0
| Substation Load Detail | [33 empty] | HVCON_ID: 2011234. Establishment of S.49861 Waterloo Hume, 77-93 Hume Hwy, Chullora |  | Greenacre Park 132_11kV Tx3 | 0 | 0 | 0 | 0 | 0 | 17.1 | 0 | 0 | 0 | 0 | 0 | 0 | 0 | 0 | 0 | 0 | 0 | 0 | 0 | 0 | 0 | 0 | 0 | 0 | 0 | 0 | 0 | 0 | 0 | 0 | 0 | 0
[35 empty] | HVCON_ID: 2011524. Establishment of S.50697 Herdsman Farm, Herdsman Rd, Botanica Estate Precinct 6, Lidcombe | Sefton 132_11kV Tx4 | Greenacre Park 132_11kV Tx3 | 0 | 0 | 0 | 0 | 0 | 0 | 20 | 0 | 0 | 0 | 0 | 0 | 0 | 0 | 0 | 0 | 0 | 0 | 0 | 0 | 0 | 0 | 0 | 0 | 0 | 0 | 0 | 0 | 0 | 0 | 0 | 0
[7 empty] | Units | 2013 |  | 2014 | 2015 | 2016 | 2017 | 2018 | 2019 | 2020 | 2021 | 2022 | 2023 | 2024 | 2025 | 2026 | 2027 | 2028 | 2029 | 2030 | 2031 | 2032 | 2033 | 2034 | 2035 | 2036 | 2037 | 2038 | HVCON_ID: 2011720. Establishment of S.61403 Amarina Roberts, 51 Roberts Rd, Greenacre | Greenacre Park 132_11kV Tx3 | Greenacre Park 132_11kV Tx2 | 0 | 0 | 0 | 0 | 0 | 0 | 0 | 0 | 7 | 0 | 0 | 0 | 0 | 0 | 0 | 0 | 0 | 0 | 0 | 0 | 0 | 0 | 0 | 0 | 0 | 0 | 0 | 0 | 0 | 0 | 0 | 0
1 | Greenacre Park 132_11kV | Compensated |  | Load (LV side) |  |  | Amps | 2934 | 2941 | 1987.612 | 2032.921 | 1986.283 | 1966.112 | 1966.571 | 1977.135 | 2009.415 | 2047.898 | 2083.576 | 2120.158 | 2150.367 | 2183.192 | 2221.36 | 2265.863 | 2313.782 | 2360.912 | 2406.598 | 2453.138 | 2500.543 | 2548.822 | 2597.989 | 2648.053 | 2699.026 | 2750.921 | 2803.748 | HVCON_ID: 2012153. Establish new KL S.62032 ‘George Young No.5’, 10 George Young St, Auburrn | Greenacre Park 132_11kV Tx4 | Greenacre Park 132_11kV Tx2 | 0 | 0 | 0 | 0 | 0 | 0 | 8 | 0 | 0 | 0 | 0 | 0 | 0 | 0 | 0 | 0 | 0 | 0 | 0 | 0 | 0 | 0 | 0 | 0 | 0 | 0 | 0 | 0 | 0 | 0 | 0 | 0
|  |  |  | Apparent Power |  |  | MVA | 55.9002 |  | 37.8691 | 38.7323 | 37.8438 | 37.4595 | 37.4682 | 37.6695 | 38.2845 | 39.0177 | 39.6975 | 40.3944 | 40.97 | 41.5954 | 42.3226 | 43.1705 | 44.0835 | 44.9814 | 45.8519 | 46.7386 | 47.6417 | 48.5616 | 49.4983 | 50.4522 | 51.4234 | 52.4121 | 53.4186 | HVCON_ID: 2013072. Establishment of 2 x mini chambers S.48889 Chapel French No 2 and S.63510 Chapel French No 3, 462 Chapel Rd, Bankstown |  | Greenacre Park 132_11kV Tx1 | 0 | 0 | 0 | 0 | 0 | 0 | 0 | 0 | 48.95 | 0 | 0 | 0 | 0 | 0 | 0 | 0 | 0 | 0 | 0 | 0 | 0 | 0 | 0 | 0 | 0 | 0 | 0 | 0 | 0 | 0 | 0 | 0
|  |  |  | Real Power |  |  | MW | 54.7709 | 54.9016 | 37.8022 | 38.6557 | 37.7772 | 37.3971 | 37.4057 | 37.6048 | 38.213 | 38.9377 | 39.6093 | 40.2977 | 40.8659 | 41.5953 | 42.3219 | 43.1684 | 44.0791 | 44.974 | 45.8409 | 46.7233 | 47.6214 | 48.5355 | 49.4658 | 50.4125 | 51.3758 | 52.3559 | 53.3532 | HVCON_ID: 2013072. Establishment of 2 x mini chambers S.48889 Chapel French No 2 and S.63510 Chapel French No 3, 462 Chapel Rd, Bankstown | Greenacre Park 132_11kV Tx2 | Greenacre Park 132_11kV Tx1 | 0 | 0 | 0 | 0 | 0 | 0 | 0 | 0 | 10 | 0 | 0 | 0 | 0 | 0 | 0 | 0 | 0 | 0 | 0 | 0 | 0 | 0 | 0 | 0 | 0 | 0 | 0 | 0 | 0 | 0 | 0 | 0
|  |  |  | Reactive Power |  |  | MVAr | 11.1794 |  | 2.2494 | 2.4356 | 2.2439 | 2.1609 | 2.1628 | 2.2063 | 2.339 | 2.4971 | 2.6437 | 2.7939 | 2.9179 | 0.077103 | 0.23567 | 0.42039 | 0.61913 | 0.81442 | 1.0036 | 1.1961 | 1.3921 | 1.5916 | 1.7946 | 2.0012 | 2.2114 | 2.4253 | 2.6429 | HVCON_ID: 2013424. Establishment of S.64422, 14-18 Worth Street, Chullora | Potts Hill 132_11kV Tx1 | Greenacre Park 132_11kV Tx4 | 0 | 0 | 0 | 0 | 0 | 0 | 0 | 28 | 0 | 0 | 0 | 0 | 0 | 0 | 0 | 0 | 0 | 0 | 0 | 0 | 0 | 0 | 0 | 0 | 0 | 0 | 0 | 0 | 0 | 0 | 0 | 0
|  |  |  | Capacitors In Service |  |  | MVAr | 0 |  | 6 | 6 | 6 | 6 | 6 | 6 | 6 | 6 | 6 | 6 | 6 | 9 | 9 | 9 | 9 | 9 | 9 | 9 | 9 | 9 | 9 | 9 | 9 | 9 | 9 | Econometric |  | Greenacre Park 132_11kV Tx1 | 0 | 0 | 0 | 0 | 0 | 0 | 0 | 0 | 0 | 3.3839 | 6.4138 | 9.5539 | 11.907 | 12.082 | 11.114 | 11.2725 | 11.4333 | 11.5961 | 11.7612 | 11.9285 | 12.0981 | 12.27 | 12.4441 | 12.6206 | 12.7995 | 12.9808 | 13.1645 | 13.3507 | 13.5394 | 13.7307 | 13.9245 | 14.1209
|  |  |  | PF |  |  |  | 0.9798 |  | 0.99823 | 0.99802 | 0.99824 | 0.99833 | 0.99833 | 0.99828 | 0.99813 | 0.99795 | 0.99778 | 0.9976 | 0.99746 | 1 | 0.99998 | 0.99995 | 0.9999 | 0.99984 | 0.99976 | 0.99967 | 0.99957 | 0.99946 | 0.99934 | 0.99921 | 0.99907 | 0.99893 | 0.99877 | Econometric |  | Greenacre Park 132_11kV Tx2 | 0 | 0 | 0 | 0 | 0 | 0 | 0 | 0 | 0 | 3.9488 | 7.4844 | 11.1486 | 13.8944 | 14.0986 | 12.969 | 13.154 | 13.3416 | 13.5317 | 13.7243 | 13.9195 | 14.1174 | 14.318 | 14.5212 | 14.7272 | 14.9359 | 15.1475 | 15.3618 | 15.5791 | 15.7993 | 16.0225 | 16.2486 | 16.4778
0.98415 | Diversity Factor: 0.98 | Uncompensated |  | Reactive Power |  |  | MVAr | 11.1794 | 11.2061 | 8.2494 | 8.4356 | 8.2439 | 8.1609 | 8.1628 | 8.2063 | 8.339 | 8.4971 | 8.6437 | 8.7939 | 8.9179 | 9.0771 | 9.2357 | 9.4204 | 9.6191 | 9.8144 | 10.0036 | 10.1961 | 10.3921 | 10.5916 | 10.7946 | 11.0012 | 11.2114 | 11.4253 | 11.6429 | Econometric |  | Greenacre Park 132_11kV Tx3 | 0 | 0 | 0 | 0 | 0 | 0 | 0 | 0 | 0 | 4.5235 | 8.5737 | 12.7712 | 15.9167 | 16.1506 | 14.8566 | 15.0686 | 15.2834 | 15.5011 | 15.7218 | 15.9455 | 16.1721 | 16.4019 | 16.6347 | 16.8706 | 17.1098 | 17.3521 | 17.5977 | 17.8466 | 18.0988 | 18.3545 | 18.6135 | 18.876
|  |  |  | PF |  |  |  | 0.9798 |  | 0.97701 | 0.97701 | 0.97701 | 0.97701 | 0.97701 | 0.97701 | 0.97701 | 0.97701 | 0.97701 | 0.97701 | 0.97701 | 0.97701 | 0.97701 | 0.97701 | 0.97701 | 0.97701 | 0.97701 | 0.97701 | 0.97701 | 0.97701 | 0.97701 | 0.97701 | 0.97701 | 0.97701 | 0.97701 | Econometric |  | Greenacre Park 132_11kV Tx4 | 0 | 0 | 0 | 0 | 0 | 0 | 0 | 0 | 0 | 3.9438 | 7.475 | 11.1346 | 13.877 | 14.081 | 12.9527 | 13.1375 | 13.3249 | 13.5147 | 13.7071 | 13.9021 | 14.0997 | 14.3 | 14.503 | 14.7087 | 14.9172 | 15.1285 | 15.3426 | 15.5596 | 15.7795 | 16.0024 | 16.2282 | 16.4571
[10 empty] | 1 | 2 | 3 | 4 | 5 | 6 | 7 | 8 | 9 | 10 | 11 | 12 | 13 | 14 | 15 | 16 | 17 | 18 | 19 | 20 | 21 | 22 | 23 | 24 | 25 | Energy Efficiency |  | Greenacre Park 132_11kV Tx1 | 0 | 0 | 0 | 0 | 0 | 0 | 0 | -2.5887 | -1.1194 | -3.9916 | -5.984 | -9.1636 | -9.3056 | -5.0847 | -2.7753 | -3.5451 | -3.5129 | -5.0581 | -3.3692 | -3.5683 | -2.3585 | -1.792 | -2.1473 | -2.6471 | -2.6471 | -2.6471 | -2.6471 | -2.6471 | -2.6471 | -2.6471 | -2.6471 | -2.6471
| Transformer Load Detail | [33 empty] | Energy Efficiency |  | Greenacre Park 132_11kV Tx2 | 0 | 0 | 0 | 0 | 0 | 0 | 0 | -3.0207 | -1.3063 | -4.6578 | -6.9828 | -10.693 | -10.8588 | -5.9334 | -3.2386 | -4.1369 | -4.0992 | -5.9023 | -3.9316 | -4.1639 | -2.7521 | -2.0911 | -2.5058 | -3.0889 | -3.0889 | -3.0889 | -3.0889 | -3.0889 | -3.0889 | -3.0889 | -3.0889 | -3.0889
[35 empty] | Energy Efficiency |  | Greenacre Park 132_11kV Tx3 | 0 | 0 | 0 | 0 | 0 | 0 | 0 | -3.4604 | -1.4964 | -5.3357 | -7.9991 | -12.2494 | -12.4392 | -6.797 | -3.7099 | -4.739 | -4.6958 | -6.7614 | -4.5038 | -4.77 | -3.1527 | -2.3954 | -2.8705 | -3.5385 | -3.5385 | -3.5385 | -3.5385 | -3.5385 | -3.5385 | -3.5385 | -3.5385 | -3.5385
[7 empty] | Units | 2013 |  | 2014 | 2015 | 2016 | 2017 | 2018 | 2019 | 2020 | 2021 | 2022 | 2023 | 2024 | 2025 | 2026 | 2027 | 2028 | 2029 | 2030 | 2031 | 2032 | 2033 | 2034 | 2035 | 2036 | 2037 | 2038 | Energy Efficiency |  | Greenacre Park 132_11kV Tx4 | 0 | 0 | 0 | 0 | 0 | 0 | 0 | -3.017 | -1.3046 | -4.6519 | -6.974 | -10.6796 | -10.8451 | -5.9259 | -3.2345 | -4.1317 | -4.0941 | -5.8949 | -3.9266 | -4.1587 | -2.7487 | -2.0884 | -2.5026 | -3.085 | -3.085 | -3.085 | -3.085 | -3.085 | -3.085 | -3.085 | -3.085 | -3.085
| 0 | Compensated |  | Load (LV side) |  |  | Amps | [27 empty] | Solar PV |  | Greenacre Park 132_11kV Tx1 | 0 | 0 | 0 | 0 | 0 | 0 | 0 | 0 | 0 | 0 | 0 | 0 | 0 | 0 | 0 | 0 | 0 | 0 | 0 | 0 | 0 | 0 | 0 | 0 | 0 | 0 | 0 | 0 | 0 | 0 | 0 | 0
|  |  |  | Apparent Power |  |  | MVA | [27 empty] | Solar PV |  | Greenacre Park 132_11kV Tx2 | 0 | 0 | 0 | 0 | 0 | 0 | 0 | 0 | 0 | 0 | 0 | 0 | 0 | 0 | 0 | 0 | 0 | 0 | 0 | 0 | 0 | 0 | 0 | 0 | 0 | 0 | 0 | 0 | 0 | 0 | 0 | 0
|  |  |  | Real Power |  |  | MW | [27 empty] | Solar PV |  | Greenacre Park 132_11kV Tx3 | 0 | 0 | 0 | 0 | 0 | 0 | 0 | 0 | 0 | 0 | 0 | 0 | 0 | 0 | 0 | 0 | 0 | 0 | 0 | 0 | 0 | 0 | 0 | 0 | 0 | 0 | 0 | 0 | 0 | 0 | 0 | 0
|  |  |  | Reactive Power |  |  | MVAr | [27 empty] | Solar PV |  | Greenacre Park 132_11kV Tx4 | 0 | 0 | 0 | 0 | 0 | 0 | 0 | 0 | 0 | 0 | 0 | 0 | 0 | 0 | 0 | 0 | 0 | 0 | 0 | 0 | 0 | 0 | 0 | 0 | 0 | 0 | 0 | 0 | 0 | 0 | 0 | 0
|  |  |  | Capacitors In Service |  |  | MVAr
PF
| Zone Div: | Uncompensated |  | Reactive Power |  |  | MVAr
PF
| 0 | Compensated |  | Load (LV side) |  |  | Amps
|  |  |  | Apparent Power |  |  | MVA
|  |  |  | Real Power |  |  | MW
|  |  |  | Reactive Power |  |  | MVAr
|  |  |  | Capacitors In Service |  |  | MVAr
PF
| Zone Div: | Uncompensated |  | Reactive Power |  |  | MVAr
PF
| 0 | Compensated |  | Load (LV side) |  |  | Amps
|  |  |  | Apparent Power |  |  | MVA
|  |  |  | Real Power |  |  | MW
|  |  |  | Reactive Power |  |  | MVAr
|  |  |  | Capacitors In Service |  |  | MVAr
PF
| Zone Div: | Uncompensated |  | Reactive Power |  |  | MVAr
PF
| 0 | Compensated |  | Load (LV side) |  |  | Amps
|  |  |  | Apparent Power |  |  | MVA
|  |  |  | Real Power |  |  | MW
|  |  |  | Reactive Power |  |  | MVAr
|  |  |  | Capacitors In Service |  |  | MVAr
PF
| Zone Div: | Uncompensated |  | Reactive Power |  |  | MVAr
PF
| 0 | Compensated |  | Load (LV side) |  |  | Amps
|  |  |  | Apparent Power |  |  | MVA
|  |  |  | Real Power |  |  | MW
|  |  |  | Reactive Power |  |  | MVAr
|  |  |  | Capacitors In Service |  |  | MVAr
PF
| Zone Div: | Uncompensated |  | Reactive Power |  |  | MVAr
PF
| 0 | Compensated |  | Load (LV side) |  |  | Amps
|  |  |  | Apparent Power |  |  | MVA
|  |  |  | Real Power |  |  | MW
|  |  |  | Reactive Power |  |  | MVAr
|  |  |  | Capacitors In Service |  |  | MVAr
PF
| Zone Div: | Uncompensated |  | Reactive Power |  |  | MVAr
PF
| 0 | Compensated |  | Load (LV side) |  |  | Amps
|  |  |  | Apparent Power |  |  | MVA
|  |  |  | Real Power |  |  | MW
|  |  |  | Reactive Power |  |  | MVAr
|  |  |  | Capacitors In Service |  |  | MVAr
PF
| Zone Div: | Uncompensated |  | Reactive Power |  |  | MVAr
PF
| 0 | Compensated |  | Load (LV side) |  |  | Amps
|  |  |  | Apparent Power |  |  | MVA
|  |  |  | Real Power |  |  | MW
|  |  |  | Reactive Power |  |  | MVAr
|  |  |  | Capacitors In Service |  |  | MVAr
PF
| Zone Div: | Uncompensated |  | Reactive Power |  |  | MVAr
PF
| 0 | Compensated |  | Load (LV side) |  |  | Amps
|  |  |  | Apparent Power |  |  | MVA
|  |  |  | Real Power |  |  | MW
|  |  |  | Reactive Power |  |  | MVAr
|  |  |  | Capacitors In Service |  |  | MVAr
PF
| Zone Div: | Uncompensated |  | Reactive Power |  |  | MVAr
PF
| 0 | Compensated |  | Load (LV side) |  |  | Amps
|  |  |  | Apparent Power |  |  | MVA
|  |  |  | Real Power |  |  | MW
|  |  |  | Reactive Power |  |  | MVAr
|  |  |  | Capacitors In Service |  |  | MVAr
PF
| Zone Div: | Uncompensated |  | Reactive Power |  |  | MVAr
PF

## Leightonfield 33_11kV
| Leightonfield 33_11kV | [16 empty] | 2014 | WINTER
| Substation Total Loads | [33 empty] | Spots & Transfers Detail
| Historical Loads | (11kV Amps) | [7 empty] | Weather Corrected Forecast Loads |  |  |  | (11kV Amps) | [20 empty] | Spots & Transfers Summary | (11kV Amps) |  | Historical Spots & Transfers | [6 empty] | Forecast Spots & Transfers
|  | 2007 | 2008 | 2009 | 2010 | 2011 | 2012 | 2013 |  | 2014 | 2015 | 2016 | 2017 | 2018 | 2019 | 2020 | 2021 | 2022 | 2023 | 2024 | 2025 | 2026 | 2027 | 2028 | 2029 | 2030 | 2031 | 2032 | 2033 | 2034 | 2035 | 2036 | 2037 | 2038 |  |  |  | 2007 | 2008 | 2009 | 2010 | 2011 | 2012 | 2013 | 2014 | 2015 | 2016 | 2017 | 2018 | 2019 | 2020 | 2021 | 2022 | 2023 | 2024 | 2025 | 2026 | 2027 | 2028 | 2029 | 2030 | 2031 | 2032 | 2033 | 2034 | 2035 | 2036 | 2037 | 2038
| Total | 1178 | 1144 | 1037 | 1125 | 1009 | 1018.53 | 992 |  | 942.845 | 891.0036 | 876.8022 | 858.0698 | 855.0889 | 857.2221 | 870.8387 | 886.4992 | 901.1179 | 916.1265 | 928.8412 | 944.8269 | 960.7958 | 979.1469 | 998.8009 | 1018.17 | 1037.033 | 1056.239 | 1075.793 | 1095.7 | 1115.963 | 1136.589 | 1157.581 | 1178.946 | 1200.687 |  |  | Total | 0 | 0 | 21.6 | 0 | 20.7 | 63.9 | 0 | -4.305 | -4.6991 | 15.4986 | -4.119 | -2.981 | 2.1332 | 13.6166 | 15.6605 | 14.6188 | 15.0085 | 12.7147 | 15.9857 | 15.9689 | 18.351 | 19.6541 | 19.3693 | 18.8632 | 19.2063 | 19.554 | 19.9064 | 20.2636 | 20.6256 | 20.9925 | 21.3644 | 21.7413
| Firm Rating | 0 | 0 | 0 | 0 | 0 | 0 | 1601 |  | 1601 | 1601 | 1601 | 1601 | 1601 | 1601 | 1601 | 1601 | 1601 | 1601 | 1601 | 1601 | 1601 | 1601 | 1601 | 1601 | 1601 | 1601 | 1601 | 1601 | 1601 | 1601 | 1601 | 1601 | 1601
| Total Capacity | 0 | 0 | 0 | 0 | 0 | 0 | 2724 |  | 2724 | 2724 | 2724 | 2724 | 2724 | 2724 | 2724 | 2724 | 2724 | 2724 | 2724 | 2724 | 2724 | 2724 | 2724 | 2724 | 2724 | 2724 | 2724 | 2724 | 2724 | 2724 | 2724 | 2724 | 2724 |  |  | Leightonfield 33_11kV Tx1 | 0 | 0 | 0 | 0 | 0 | 0 | 0 | 0 | 0 | 0 | 0 | 0 | 0 | 0 | 0 | 0 | 0 | 0 | 0 | 0 | 0 | 0 | 0 | 0 | 0 | 0 | 0 | 0 | 0 | 0 | 0 | 0
|  | -7 | -6 | -5 | -4 | -3 | -2 | -1 |  | 0 | 1 | 2 | 3 | 4 | 5 | 6 | 7 | 8 | 9 | 10 | 11 | 12 | 13 | 14 | 15 | 16 | 17 | 18 | 19 | 20 | 21 | 22 | 23 | 24 |  |  | Leightonfield 33_11kV Tx11 | 0 | 0 | 0 | 0 | 0 | 0 | 0 | 0 | 0 | 0 | 0 | 0 | 0 | 0 | 0 | 0 | 0 | 0 | 0 | 0 | 0 | 0 | 0 | 0 | 0 | 0 | 0 | 0 | 0 | 0 | 0 | 0
| Transformer Loads | [35 empty] | Leightonfield 33_11kV Tx12 | 0 | 0 | 0 | 0 | 0 | 0 | 0 | 0 | 0 | 0 | 0 | 0 | 0 | 0 | 0 | 0 | 0 | 0 | 0 | 0 | 0 | 0 | 0 | 0 | 0 | 0 | 0 | 0 | 0 | 0 | 0 | 0
| Historical Loads | (11kV Amps) | [7 empty] | Weather Corrected Forecast Loads |  |  |  | (11kV Amps) | [22 empty] | Leightonfield 33_11kV Tx2 | 0 | 0 | 0 | 0 | 0 | 0 | 0 | -1.8638 | -80.0345 | -2.5766 | -1.7833 | -1.2906 | 0.92357 | 5.8953 | 6.7802 | 6.3292 | 6.498 | 5.5048 | 6.921 | 6.9138 | 7.9451 | 8.5092 | 8.386 | 8.1668 | 8.3154 | 8.4659 | 8.6185 | 8.7731 | 8.9299 | 9.0887 | 9.2497 | 9.4129
|  | 2007 | 2008 | 2009 | 2010 | 2011 | 2012 | 2013 |  | 2014 | 2015 | 2016 | 2017 | 2018 | 2019 | 2020 | 2021 | 2022 | 2023 | 2024 | 2025 | 2026 | 2027 | 2028 | 2029 | 2030 | 2031 | 2032 | 2033 | 2034 | 2035 | 2036 | 2037 | 2038 |  |  | Leightonfield 33_11kV Tx3 | 0 | 0 | 21.6 | 0 | 20.7 | 63.9 | 0 | -2.4411 | 75.3354 | 18.0753 | -2.3357 | -1.6904 | 1.2096 | 7.7213 | 8.8803 | 8.2896 | 8.5106 | 7.2099 | 9.0647 | 9.0552 | 10.406 | 11.1448 | 10.9834 | 10.6964 | 10.8909 | 11.0881 | 11.2879 | 11.4905 | 11.6957 | 11.9038 | 12.1147 | 12.3284
| 0 | [36 empty] | 0 | 0 | 0 | 0 | 0 | 0 | 0 | 0 | 0 | 0 | 0 | 0 | 0 | 0 | 0 | 0 | 0 | 0 | 0 | 0 | 0 | 0 | 0 | 0 | 0 | 0 | 0 | 0 | 0 | 0 | 0 | 0
| Diversity Factor: 0 | [36 empty] | 0 | 0 | 0 | 0 | 0 | 0 | 0 | 0 | 0 | 0 | 0 | 0 | 0 | 0 | 0 | 0 | 0 | 0 | 0 | 0 | 0 | 0 | 0 | 0 | 0 | 0 | 0 | 0 | 0 | 0 | 0 | 0
[38 empty] | 0 | 0 | 0 | 0 | 0 | 0 | 0 | 0 | 0 | 0 | 0 | 0 | 0 | 0 | 0 | 0 | 0 | 0 | 0 | 0 | 0 | 0 | 0 | 0 | 0 | 0 | 0 | 0 | 0 | 0 | 0 | 0
[38 empty] | 0 | 0 | 0 | 0 | 0 | 0 | 0 | 0 | 0 | 0 | 0 | 0 | 0 | 0 | 0 | 0 | 0 | 0 | 0 | 0 | 0 | 0 | 0 | 0 | 0 | 0 | 0 | 0 | 0 | 0 | 0 | 0
| 0 | [36 empty] | 0 | 0 | 0 | 0 | 0 | 0 | 0 | 0 | 0 | 0 | 0 | 0 | 0 | 0 | 0 | 0 | 0 | 0 | 0 | 0 | 0 | 0 | 0 | 0 | 0 | 0 | 0 | 0 | 0 | 0 | 0 | 0
Diversity Factor: 0
[38 empty] | Historical Spots & Transfers | [6 empty] | Forecast Spots & Transfers
[35 empty] | Project Name | From | To | 2007 | 2008 | 2009 | 2010 | 2011 | 2012 | 2013 | 2014 | 2015 | 2016 | 2017 | 2018 | 2019 | 2020 | 2021 | 2022 | 2023 | 2024 | 2025 | 2026 | 2027 | 2028 | 2029 | 2030 | 2031 | 2032 | 2033 | 2034 | 2035 | 2036 | 2037 | 2038
| 0 | [33 empty] | Broad based demand management |  | Leightonfield 33_11kV Tx1 | 0 | 0 | 0 | 0 | 0 | 0 | 0 | 0 | 0 | 0 | 0 | 0 | 0 | 0 | 0 | 0 | 0 | 0 | 0 | 0 | 0 | 0 | 0 | 0 | 0 | 0 | 0 | 0 | 0 | 0 | 0 | 0
| Diversity Factor: 0 | [33 empty] | Broad based demand management |  | Leightonfield 33_11kV Tx2 | 0 | 0 | 0 | 0 | 0 | 0 | 0 | 0 | -1.2225 | -2.3077 | -2.4199 | -2.0291 | -1.6077 | 0 | 0 | 0 | 0 | 0 | 0 | 0 | 0 | 0 | 0 | 0 | 0 | 0 | 0 | 0 | 0 | 0 | 0 | 0
[35 empty] | Broad based demand management |  | Leightonfield 33_11kV Tx3 | 0 | 0 | 0 | 0 | 0 | 0 | 0 | 0 | -1.6011 | -3.0225 | -3.1695 | -2.6576 | -2.1057 | 0 | 0 | 0 | 0 | 0 | 0 | 0 | 0 | 0 | 0 | 0 | 0 | 0 | 0 | 0 | 0 | 0 | 0 | 0
[35 empty] | DNP_ID: 7128. Leightonfield Zone Decommission 11kV Panels 1 thru 4 | Leightonfield 33_11kV Tx2 | Leightonfield 33_11kV Tx3 | 0 | 0 | 0 | 0 | 0 | 0 | 0 | 0 | 147 | 0 | 0 | 0 | 0 | 0 | 0 | 0 | 0 | 0 | 0 | 0 | 0 | 0 | 0 | 0 | 0 | 0 | 0 | 0 | 0 | 0 | 0 | 0
| 0 | [33 empty] | DNP_ID: 7128. Leightonfield Zone Decommission 11kV Panels 1 thru 4 | Leightonfield 33_11kV Tx3 | Leightonfield 33_11kV Tx2 | 0 | 0 | 0 | 0 | 0 | 0 | 0 | 0 | 69 | 0 | 0 | 0 | 0 | 0 | 0 | 0 | 0 | 0 | 0 | 0 | 0 | 0 | 0 | 0 | 0 | 0 | 0 | 0 | 0 | 0 | 0 | 0
| Diversity Factor: 0 | [33 empty] | HVCON_ID: 2008189. Establishment of S.35969 Biloela Marple, 82 Marple Ave, Villawood |  | Leightonfield 33_11kV Tx3 | 0 | 0 | 21.6 | 0 | 20.7 | 0 | 0 | 0 | 0 | 0 | 0 | 0 | 0 | 0 | 0 | 0 | 0 | 0 | 0 | 0 | 0 | 0 | 0 | 0 | 0 | 0 | 0 | 0 | 0 | 0 | 0 | 0
[35 empty] | HVCON_ID: 2011019. Establishment of S.49457 Birmingham Ave No 4, Villawood Immigration Detention Centre |  | Leightonfield 33_11kV Tx3 | 0 | 0 | 0 | 0 | 0 | 49.5 | 0 | 0 | 0 | 0 | 0 | 0 | 0 | 0 | 0 | 0 | 0 | 0 | 0 | 0 | 0 | 0 | 0 | 0 | 0 | 0 | 0 | 0 | 0 | 0 | 0 | 0
[35 empty] | HVCON_ID: 2011413. Establishment of S.50149 Birmingham Ave No 5, Birmingham Ave Villawood - Urgent |  | Leightonfield 33_11kV Tx3 | 0 | 0 | 0 | 0 | 0 | 14.4 | 0 | 0 | 0 | 21.45 | 0 | 0 | 0 | 0 | 0 | 0 | 0 | 0 | 0 | 0 | 0 | 0 | 0 | 0 | 0 | 0 | 0 | 0 | 0 | 0 | 0 | 0
| 0 | [33 empty] | Econometric |  | Leightonfield 33_11kV Tx1 | 0 | 0 | 0 | 0 | 0 | 0 | 0 | 0 | 0 | 0 | 0 | 0 | 0 | 0 | 0 | 0 | 0 | 0 | 0 | 0 | 0 | 0 | 0 | 0 | 0 | 0 | 0 | 0 | 0 | 0 | 0 | 0
| Diversity Factor: 0 | [33 empty] | Econometric |  | Leightonfield 33_11kV Tx2 | 0 | 0 | 0 | 0 | 0 | 0 | 0 | 0 | 0 | 2.7828 | 5.2457 | 7.8087 | 9.7511 | 9.8968 | 9.0813 | 9.2128 | 9.3461 | 9.4812 | 9.6182 | 9.757 | 9.8978 | 10.0404 | 10.185 | 10.3315 | 10.48 | 10.6306 | 10.7831 | 10.9378 | 11.0945 | 11.2534 | 11.4144 | 11.5776
[35 empty] | Econometric |  | Leightonfield 33_11kV Tx3 | 0 | 0 | 0 | 0 | 0 | 0 | 0 | 0 | 0 | 3.6447 | 6.8705 | 10.2273 | 12.7713 | 12.9622 | 11.894 | 12.0663 | 12.2409 | 12.4179 | 12.5973 | 12.7791 | 12.9634 | 13.1502 | 13.3396 | 13.5315 | 13.726 | 13.9232 | 14.123 | 14.3256 | 14.5309 | 14.7389 | 14.9498 | 15.1635
[35 empty] | Energy Efficiency |  | Leightonfield 33_11kV Tx1 | 0 | 0 | 0 | 0 | 0 | 0 | 0 | 0 | 0 | 0 | 0 | 0 | 0 | 0 | 0 | 0 | 0 | 0 | 0 | 0 | 0 | 0 | 0 | 0 | 0 | 0 | 0 | 0 | 0 | 0 | 0 | 0
| 0 | [33 empty] | Energy Efficiency |  | Leightonfield 33_11kV Tx2 | 0 | 0 | 0 | 0 | 0 | 0 | 0 | -1.8638 | -0.81197 | -3.0517 | -4.6091 | -7.0702 | -7.2198 | -4.0015 | -2.3011 | -2.8836 | -2.8481 | -3.9764 | -2.6972 | -2.8433 | -1.9527 | -1.5312 | -1.799 | -2.1647 | -2.1647 | -2.1647 | -2.1647 | -2.1647 | -2.1647 | -2.1647 | -2.1647 | -2.1647
| Diversity Factor: 0 | [33 empty] | Energy Efficiency |  | Leightonfield 33_11kV Tx3 | 0 | 0 | 0 | 0 | 0 | 0 | 0 | -2.4411 | -1.0635 | -3.9969 | -6.0367 | -9.2601 | -9.456 | -5.2409 | -3.0138 | -3.7767 | -3.7303 | -5.208 | -3.5326 | -3.7239 | -2.5575 | -2.0054 | -2.3562 | -2.8351 | -2.8351 | -2.8351 | -2.8351 | -2.8351 | -2.8351 | -2.8351 | -2.8351 | -2.8351
[35 empty] | Solar PV |  | Leightonfield 33_11kV Tx1 | 0 | 0 | 0 | 0 | 0 | 0 | 0 | 0 | 0 | 0 | 0 | 0 | 0 | 0 | 0 | 0 | 0 | 0 | 0 | 0 | 0 | 0 | 0 | 0 | 0 | 0 | 0 | 0 | 0 | 0 | 0 | 0
[35 empty] | Solar PV |  | Leightonfield 33_11kV Tx2 | 0 | 0 | 0 | 0 | 0 | 0 | 0 | 0 | 0 | 0 | 0 | 0 | 0 | 0 | 0 | 0 | 0 | 0 | 0 | 0 | 0 | 0 | 0 | 0 | 0 | 0 | 0 | 0 | 0 | 0 | 0 | 0
| 0 | [33 empty] | Solar PV |  | Leightonfield 33_11kV Tx3 | 0 | 0 | 0 | 0 | 0 | 0 | 0 | 0 | 0 | 0 | 0 | 0 | 0 | 0 | 0 | 0 | 0 | 0 | 0 | 0 | 0 | 0 | 0 | 0 | 0 | 0 | 0 | 0 | 0 | 0 | 0 | 0
Diversity Factor: 0
0
Diversity Factor: 0
0
Diversity Factor: 0
0
Diversity Factor: 0
| Weather Correction and Public Holiday Factors | [8 empty] | Forecast ROG
ROG Justification
| Actual loads for season 2013 have been weather corrected by the following: | [6 empty] | 0.5897% |  | Rog Capped +/-5% | [59 empty] | Rog Capped +/-5%
1 | 2 | 3 | 4 | 5 | 6 | 7 | 8 | 9 | 10 | 2014 | 2015 | 2016 | 2017 | 2018 | 2019 | 2020 | 2021 | 2022 | 2023 | 2024 | 2025 | 2026 | 2027 | 2028 | 2029 | 2030 | 2031 | 2032 | 2033 | 2034 | 2035 | 2036 | 2037 | 2038
0.95 | 0.9025 | 0.87242 | 0.85789 | 0.85789 | 0.85789 | 0.85789 | 0.85789 | 0.85789 | 0.85789 | -5% | -5% | -3.333% | -1.666% | 0% | 0% | 0% | 0% | 0% | 0% | 0% | 0% | 0% | 0% | 0% | 0% | 0% | 0% | 0% | 0% | 0% | 0% | 0% | 0% | 0%
Substation Load Detail
[7 empty] | Units | 2013 |  | 2014 | 2015 | 2016 | 2017 | 2018 | 2019 | 2020 | 2021 | 2022 | 2023 | 2024 | 2025 | 2026 | 2027 | 2028 | 2029 | 2030 | 2031 | 2032 | 2033 | 2034 | 2035 | 2036 | 2037 | 2038
1 | Leightonfield 33_11kV | Compensated |  | Load (LV side) |  |  | Amps | 992 | 997 | 942.845 | 891.0036 | 876.8022 | 858.0698 | 855.0889 | 857.2221 | 870.8387 | 886.4992 | 901.1179 | 916.1265 | 928.8412 | 944.8269 | 960.7958 | 979.1469 | 998.8009 | 1018.17 | 1037.033 | 1056.239 | 1075.793 | 1095.7 | 1115.963 | 1136.589 | 1157.581 | 1178.946 | 1200.687
|  |  |  | Apparent Power |  |  | MVA | 18.9001 |  | 17.9636 | 16.9759 | 16.7053 | 16.3484 | 16.2916 | 16.3323 | 16.5917 | 16.8901 | 17.1686 | 17.4546 | 17.6968 | 18.0014 | 18.3056 | 18.6552 | 19.0297 | 19.3987 | 19.7581 | 20.1241 | 20.4966 | 20.8759 | 21.262 | 21.6549 | 22.0549 | 22.4619 | 22.8762
|  |  |  | Real Power |  |  | MW | 18.225 | 18.3169 | 17.3219 | 16.3695 | 16.1086 | 15.7644 | 15.7097 | 15.7489 | 15.999 | 16.2868 | 16.5553 | 16.8311 | 17.0647 | 17.3583 | 17.6517 | 17.9889 | 18.35 | 18.7058 | 19.0524 | 19.4052 | 19.7645 | 20.1302 | 20.5025 | 20.8814 | 21.2671 | 21.6596 | 22.059
|  |  |  | Reactive Power |  |  | MVAr | 5.0064 |  | 4.7583 | 4.4967 | 4.425 | 4.3305 | 4.3155 | 4.3262 | 4.3949 | 4.474 | 4.5477 | 4.6235 | 4.6877 | 4.7683 | 4.8489 | 4.9415 | 5.0407 | 5.1385 | 5.2337 | 5.3306 | 5.4293 | 5.5298 | 5.632 | 5.7361 | 5.8421 | 5.9499 | 6.0596
|  |  |  | Capacitors In Service |  |  | MVAr | 0 |  | 0 | 0 | 0 | 0 | 0 | 0 | 0 | 0 | 0 | 0 | 0 | 0 | 0 | 0 | 0 | 0 | 0 | 0 | 0 | 0 | 0 | 0 | 0 | 0 | 0
|  |  |  | PF |  |  |  | 0.96428 |  | 0.96428 | 0.96428 | 0.96428 | 0.96428 | 0.96428 | 0.96428 | 0.96428 | 0.96428 | 0.96428 | 0.96428 | 0.96428 | 0.96428 | 0.96428 | 0.96428 | 0.96428 | 0.96428 | 0.96428 | 0.96428 | 0.96428 | 0.96428 | 0.96428 | 0.96428 | 0.96428 | 0.96428 | 0.96428
| Diversity Factor: 0 | Uncompensated |  | Reactive Power |  |  | MVAr | 5.0064 | 5.0316 | 4.7583 | 4.4967 | 4.425 | 4.3305 | 4.3155 | 4.3262 | 4.3949 | 4.474 | 4.5477 | 4.6235 | 4.6877 | 4.7683 | 4.8489 | 4.9415 | 5.0407 | 5.1385 | 5.2337 | 5.3306 | 5.4293 | 5.5298 | 5.632 | 5.7361 | 5.8421 | 5.9499 | 6.0596
|  |  |  | PF |  |  |  | 0.96428 |  | 0.96428 | 0.96428 | 0.96428 | 0.96428 | 0.96428 | 0.96428 | 0.96428 | 0.96428 | 0.96428 | 0.96428 | 0.96428 | 0.96428 | 0.96428 | 0.96428 | 0.96428 | 0.96428 | 0.96428 | 0.96428 | 0.96428 | 0.96428 | 0.96428 | 0.96428 | 0.96428 | 0.96428 | 0.96428
[10 empty] | 1 | 2 | 3 | 4 | 5 | 6 | 7 | 8 | 9 | 10 | 11 | 12 | 13 | 14 | 15 | 16 | 17 | 18 | 19 | 20 | 21 | 22 | 23 | 24 | 25
Transformer Load Detail
[7 empty] | Units | 2013 |  | 2014 | 2015 | 2016 | 2017 | 2018 | 2019 | 2020 | 2021 | 2022 | 2023 | 2024 | 2025 | 2026 | 2027 | 2028 | 2029 | 2030 | 2031 | 2032 | 2033 | 2034 | 2035 | 2036 | 2037 | 2038
| 0 | Compensated |  | Load (LV side) |  |  | Amps
|  |  |  | Apparent Power |  |  | MVA
|  |  |  | Real Power |  |  | MW
|  |  |  | Reactive Power |  |  | MVAr
|  |  |  | Capacitors In Service |  |  | MVAr
PF
| Zone Div: | Uncompensated |  | Reactive Power |  |  | MVAr
PF
| 0 | Compensated |  | Load (LV side) |  |  | Amps
|  |  |  | Apparent Power |  |  | MVA
|  |  |  | Real Power |  |  | MW
|  |  |  | Reactive Power |  |  | MVAr
|  |  |  | Capacitors In Service |  |  | MVAr
PF
| Zone Div: | Uncompensated |  | Reactive Power |  |  | MVAr
PF
| 0 | Compensated |  | Load (LV side) |  |  | Amps
|  |  |  | Apparent Power |  |  | MVA
|  |  |  | Real Power |  |  | MW
|  |  |  | Reactive Power |  |  | MVAr
|  |  |  | Capacitors In Service |  |  | MVAr
PF
| Zone Div: | Uncompensated |  | Reactive Power |  |  | MVAr
PF
| 0 | Compensated |  | Load (LV side) |  |  | Amps
|  |  |  | Apparent Power |  |  | MVA
|  |  |  | Real Power |  |  | MW
|  |  |  | Reactive Power |  |  | MVAr
|  |  |  | Capacitors In Service |  |  | MVAr
PF
| Zone Div: | Uncompensated |  | Reactive Power |  |  | MVAr
PF
| 0 | Compensated |  | Load (LV side) |  |  | Amps
|  |  |  | Apparent Power |  |  | MVA
|  |  |  | Real Power |  |  | MW
|  |  |  | Reactive Power |  |  | MVAr
|  |  |  | Capacitors In Service |  |  | MVAr
PF
| Zone Div: | Uncompensated |  | Reactive Power |  |  | MVAr
PF
| 0 | Compensated |  | Load (LV side) |  |  | Amps
|  |  |  | Apparent Power |  |  | MVA
|  |  |  | Real Power |  |  | MW
|  |  |  | Reactive Power |  |  | MVAr
|  |  |  | Capacitors In Service |  |  | MVAr
PF
| Zone Div: | Uncompensated |  | Reactive Power |  |  | MVAr
PF
| 0 | Compensated |  | Load (LV side) |  |  | Amps
|  |  |  | Apparent Power |  |  | MVA
|  |  |  | Real Power |  |  | MW
|  |  |  | Reactive Power |  |  | MVAr
|  |  |  | Capacitors In Service |  |  | MVAr
PF
| Zone Div: | Uncompensated |  | Reactive Power |  |  | MVAr
PF
| 0 | Compensated |  | Load (LV side) |  |  | Amps
|  |  |  | Apparent Power |  |  | MVA
|  |  |  | Real Power |  |  | MW
|  |  |  | Reactive Power |  |  | MVAr
|  |  |  | Capacitors In Service |  |  | MVAr
PF
| Zone Div: | Uncompensated |  | Reactive Power |  |  | MVAr
PF
| 0 | Compensated |  | Load (LV side) |  |  | Amps
|  |  |  | Apparent Power |  |  | MVA
|  |  |  | Real Power |  |  | MW
|  |  |  | Reactive Power |  |  | MVAr
|  |  |  | Capacitors In Service |  |  | MVAr
PF
| Zone Div: | Uncompensated |  | Reactive Power |  |  | MVAr
PF
| 0 | Compensated |  | Load (LV side) |  |  | Amps
|  |  |  | Apparent Power |  |  | MVA
|  |  |  | Real Power |  |  | MW
|  |  |  | Reactive Power |  |  | MVAr
|  |  |  | Capacitors In Service |  |  | MVAr
PF
| Zone Div: | Uncompensated |  | Reactive Power |  |  | MVAr
PF

## Customer13
| Customer13 | [16 empty] | 2014 | WINTER
| Substation Total Loads | [33 empty] | Spots & Transfers Detail
| Historical Loads | (33kV Amps) | [7 empty] | Weather Corrected Forecast Loads |  |  |  | (33kV Amps) | [20 empty] | Spots & Transfers Summary | (33kV Amps) |  | Historical Spots & Transfers | [6 empty] | Forecast Spots & Transfers
|  | 2007 | 2008 | 2009 | 2010 | 2011 | 2012 | 2013 |  | 2014 | 2015 | 2016 | 2017 | 2018 | 2019 | 2020 | 2021 | 2022 | 2023 | 2024 | 2025 | 2026 | 2027 | 2028 | 2029 | 2030 | 2031 | 2032 | 2033 | 2034 | 2035 | 2036 | 2037 | 2038 |  |  |  | 2007 | 2008 | 2009 | 2010 | 2011 | 2012 | 2013 | 2014 | 2015 | 2016 | 2017 | 2018 | 2019 | 2020 | 2021 | 2022 | 2023 | 2024 | 2025 | 2026 | 2027 | 2028 | 2029 | 2030 | 2031 | 2032 | 2033 | 2034 | 2035 | 2036 | 2037 | 2038
| Total |  |  |  |  | 94 | 113 | 102 |  | 102 | 102 | 102 | 102 | 102 | 102 | 102 | 102 | 102 | 102 | 102 | 102 | 102 | 102 | 102 | 102 | 102 | 102 | 102 | 102 | 102 | 102 | 102 | 102 | 102 |  |  | Total
Firm Rating
| Total Capacity | [36 empty] | 0 | 0 | 0 | 0 | 0 | 0 | 0 | 0 | 0 | 0 | 0 | 0 | 0 | 0 | 0 | 0 | 0 | 0 | 0 | 0 | 0 | 0 | 0 | 0 | 0 | 0 | 0 | 0 | 0 | 0 | 0 | 0
|  | -7 | -6 | -5 | -4 | -3 | -2 | -1 |  | 0 | 1 | 2 | 3 | 4 | 5 | 6 | 7 | 8 | 9 | 10 | 11 | 12 | 13 | 14 | 15 | 16 | 17 | 18 | 19 | 20 | 21 | 22 | 23 | 24 |  |  |  | 0 | 0 | 0 | 0 | 0 | 0 | 0 | 0 | 0 | 0 | 0 | 0 | 0 | 0 | 0 | 0 | 0 | 0 | 0 | 0 | 0 | 0 | 0 | 0 | 0 | 0 | 0 | 0 | 0 | 0 | 0 | 0
| Transformer Loads | [36 empty] | 0 | 0 | 0 | 0 | 0 | 0 | 0 | 0 | 0 | 0 | 0 | 0 | 0 | 0 | 0 | 0 | 0 | 0 | 0 | 0 | 0 | 0 | 0 | 0 | 0 | 0 | 0 | 0 | 0 | 0 | 0 | 0
| Historical Loads | (33kV Amps) | [7 empty] | Weather Corrected Forecast Loads |  |  |  | (33kV Amps) | [23 empty] | 0 | 0 | 0 | 0 | 0 | 0 | 0 | 0 | 0 | 0 | 0 | 0 | 0 | 0 | 0 | 0 | 0 | 0 | 0 | 0 | 0 | 0 | 0 | 0 | 0 | 0 | 0 | 0 | 0 | 0 | 0 | 0
|  | 2007 | 2008 | 2009 | 2010 | 2011 | 2012 | 2013 |  | 2014 | 2015 | 2016 | 2017 | 2018 | 2019 | 2020 | 2021 | 2022 | 2023 | 2024 | 2025 | 2026 | 2027 | 2028 | 2029 | 2030 | 2031 | 2032 | 2033 | 2034 | 2035 | 2036 | 2037 | 2038 |  |  |  | 0 | 0 | 0 | 0 | 0 | 0 | 0 | 0 | 0 | 0 | 0 | 0 | 0 | 0 | 0 | 0 | 0 | 0 | 0 | 0 | 0 | 0 | 0 | 0 | 0 | 0 | 0 | 0 | 0 | 0 | 0 | 0
| 0 | [36 empty] | 0 | 0 | 0 | 0 | 0 | 0 | 0 | 0 | 0 | 0 | 0 | 0 | 0 | 0 | 0 | 0 | 0 | 0 | 0 | 0 | 0 | 0 | 0 | 0 | 0 | 0 | 0 | 0 | 0 | 0 | 0 | 0
| Diversity Factor: 0 | [36 empty] | 0 | 0 | 0 | 0 | 0 | 0 | 0 | 0 | 0 | 0 | 0 | 0 | 0 | 0 | 0 | 0 | 0 | 0 | 0 | 0 | 0 | 0 | 0 | 0 | 0 | 0 | 0 | 0 | 0 | 0 | 0 | 0
[38 empty] | 0 | 0 | 0 | 0 | 0 | 0 | 0 | 0 | 0 | 0 | 0 | 0 | 0 | 0 | 0 | 0 | 0 | 0 | 0 | 0 | 0 | 0 | 0 | 0 | 0 | 0 | 0 | 0 | 0 | 0 | 0 | 0
[38 empty] | 0 | 0 | 0 | 0 | 0 | 0 | 0 | 0 | 0 | 0 | 0 | 0 | 0 | 0 | 0 | 0 | 0 | 0 | 0 | 0 | 0 | 0 | 0 | 0 | 0 | 0 | 0 | 0 | 0 | 0 | 0 | 0
| 0 | [36 empty] | 0 | 0 | 0 | 0 | 0 | 0 | 0 | 0 | 0 | 0 | 0 | 0 | 0 | 0 | 0 | 0 | 0 | 0 | 0 | 0 | 0 | 0 | 0 | 0 | 0 | 0 | 0 | 0 | 0 | 0 | 0 | 0
Diversity Factor: 0
[38 empty] | Historical Spots & Transfers | [6 empty] | Forecast Spots & Transfers
[35 empty] | Project Name | From | To | 2007 | 2008 | 2009 | 2010 | 2011 | 2012 | 2013 | 2014 | 2015 | 2016 | 2017 | 2018 | 2019 | 2020 | 2021 | 2022 | 2023 | 2024 | 2025 | 2026 | 2027 | 2028 | 2029 | 2030 | 2031 | 2032 | 2033 | 2034 | 2035 | 2036 | 2037 | 2038
0
Diversity Factor: 0
0
Diversity Factor: 0
0
Diversity Factor: 0
0
Diversity Factor: 0
0
Diversity Factor: 0
0
Diversity Factor: 0
0
Diversity Factor: 0
0
Diversity Factor: 0
| Weather Correction and Public Holiday Factors | [8 empty] | Forecast ROG
ROG Justification
| Actual loads for season 2013 have been weather corrected by the following: | [6 empty] | 0% |  | N/A | [59 empty] | N/A
1 | 2 | 3 | 4 | 5 | 6 | 7 | 8 | 9 | 10 | 2014 | 2015 | 2016 | 2017 | 2018 | 2019 | 2020 | 2021 | 2022 | 2023 | 2024 | 2025 | 2026 | 2027 | 2028 | 2029 | 2030 | 2031 | 2032 | 2033 | 2034 | 2035 | 2036 | 2037 | 2038
1 | 1 | 1 | 1 | 1 | 1 | 1 | 1 | 1 | 1 | 0% | 0% | 0% | 0% | 0% | 0% | 0% | 0% | 0% | 0% | 0% | 0% | 0% | 0% | 0% | 0% | 0% | 0% | 0% | 0% | 0% | 0% | 0% | 0% | 0%
Substation Load Detail
[7 empty] | Units | 2013 |  | 2014 | 2015 | 2016 | 2017 | 2018 | 2019 | 2020 | 2021 | 2022 | 2023 | 2024 | 2025 | 2026 | 2027 | 2028 | 2029 | 2030 | 2031 | 2032 | 2033 | 2034 | 2035 | 2036 | 2037 | 2038
1 | Customer13 | Compensated |  | Load (LV side) |  |  | Amps | 102 |  | 102 | 102 | 102 | 102 | 102 | 102 | 102 | 102 | 102 | 102 | 102 | 102 | 102 | 102 | 102 | 102 | 102 | 102 | 102 | 102 | 102 | 102 | 102 | 102 | 102
|  |  |  | Apparent Power |  |  | MVA | 5.8301 |  | 5.8301 | 5.8301 | 5.8301 | 5.8301 | 5.8301 | 5.8301 | 5.8301 | 5.8301 | 5.8301 | 5.8301 | 5.8301 | 5.8301 | 5.8301 | 5.8301 | 5.8301 | 5.8301 | 5.8301 | 5.8301 | 5.8301 | 5.8301 | 5.8301 | 5.8301 | 5.8301 | 5.8301 | 5.8301
|  |  |  | Real Power |  |  | MW | 5.2471 |  | 5.2471 | 5.2471 | 5.2471 | 5.2471 | 5.2471 | 5.2471 | 5.2471 | 5.2471 | 5.2471 | 5.2471 | 5.2471 | 5.2471 | 5.2471 | 5.2471 | 5.2471 | 5.2471 | 5.2471 | 5.2471 | 5.2471 | 5.2471 | 5.2471 | 5.2471 | 5.2471 | 5.2471 | 5.2471
|  |  |  | Reactive Power |  |  | MVAr | 2.5413 |  | 2.5413 | 2.5413 | 2.5413 | 2.5413 | 2.5413 | 2.5413 | 2.5413 | 2.5413 | 2.5413 | 2.5413 | 2.5413 | 2.5413 | 2.5413 | 2.5413 | 2.5413 | 2.5413 | 2.5413 | 2.5413 | 2.5413 | 2.5413 | 2.5413 | 2.5413 | 2.5413 | 2.5413 | 2.5413
|  |  |  | Capacitors In Service |  |  | MVAr | 0 |  | 0 | 0 | 0 | 0 | 0 | 0 | 0 | 0 | 0 | 0 | 0 | 0 | 0 | 0 | 0 | 0 | 0 | 0 | 0 | 0 | 0 | 0 | 0 | 0 | 0
|  |  |  | PF |  |  |  | 0.9 |  | 0.9 | 0.9 | 0.9 | 0.9 | 0.9 | 0.9 | 0.9 | 0.9 | 0.9 | 0.9 | 0.9 | 0.9 | 0.9 | 0.9 | 0.9 | 0.9 | 0.9 | 0.9 | 0.9 | 0.9 | 0.9 | 0.9 | 0.9 | 0.9 | 0.9
0.72059 | Diversity Factor: 0.72 | Uncompensated |  | Reactive Power |  |  | MVAr | 2.5413 |  | 2.5413 | 2.5413 | 2.5413 | 2.5413 | 2.5413 | 2.5413 | 2.5413 | 2.5413 | 2.5413 | 2.5413 | 2.5413 | 2.5413 | 2.5413 | 2.5413 | 2.5413 | 2.5413 | 2.5413 | 2.5413 | 2.5413 | 2.5413 | 2.5413 | 2.5413 | 2.5413 | 2.5413 | 2.5413
|  |  |  | PF |  |  |  | 0.9 |  | 0.9 | 0.9 | 0.9 | 0.9 | 0.9 | 0.9 | 0.9 | 0.9 | 0.9 | 0.9 | 0.9 | 0.9 | 0.9 | 0.9 | 0.9 | 0.9 | 0.9 | 0.9 | 0.9 | 0.9 | 0.9 | 0.9 | 0.9 | 0.9 | 0.9
[10 empty] | 1 | 2 | 3 | 4 | 5 | 6 | 7 | 8 | 9 | 10 | 11 | 12 | 13 | 14 | 15 | 16 | 17 | 18 | 19 | 20 | 21 | 22 | 23 | 24 | 25
Transformer Load Detail
[7 empty] | Units | 2013 |  | 2014 | 2015 | 2016 | 2017 | 2018 | 2019 | 2020 | 2021 | 2022 | 2023 | 2024 | 2025 | 2026 | 2027 | 2028 | 2029 | 2030 | 2031 | 2032 | 2033 | 2034 | 2035 | 2036 | 2037 | 2038
| 0 | Compensated |  | Load (LV side) |  |  | Amps
|  |  |  | Apparent Power |  |  | MVA
|  |  |  | Real Power |  |  | MW
|  |  |  | Reactive Power |  |  | MVAr
|  |  |  | Capacitors In Service |  |  | MVAr
PF
| Zone Div: | Uncompensated |  | Reactive Power |  |  | MVAr
PF
| 0 | Compensated |  | Load (LV side) |  |  | Amps
|  |  |  | Apparent Power |  |  | MVA
|  |  |  | Real Power |  |  | MW
|  |  |  | Reactive Power |  |  | MVAr
|  |  |  | Capacitors In Service |  |  | MVAr
PF
| Zone Div: | Uncompensated |  | Reactive Power |  |  | MVAr
PF
| 0 | Compensated |  | Load (LV side) |  |  | Amps
|  |  |  | Apparent Power |  |  | MVA
|  |  |  | Real Power |  |  | MW
|  |  |  | Reactive Power |  |  | MVAr
|  |  |  | Capacitors In Service |  |  | MVAr
PF
| Zone Div: | Uncompensated |  | Reactive Power |  |  | MVAr
PF
| 0 | Compensated |  | Load (LV side) |  |  | Amps
|  |  |  | Apparent Power |  |  | MVA
|  |  |  | Real Power |  |  | MW
|  |  |  | Reactive Power |  |  | MVAr
|  |  |  | Capacitors In Service |  |  | MVAr
PF
| Zone Div: | Uncompensated |  | Reactive Power |  |  | MVAr
PF
| 0 | Compensated |  | Load (LV side) |  |  | Amps
|  |  |  | Apparent Power |  |  | MVA
|  |  |  | Real Power |  |  | MW
|  |  |  | Reactive Power |  |  | MVAr
|  |  |  | Capacitors In Service |  |  | MVAr
PF
| Zone Div: | Uncompensated |  | Reactive Power |  |  | MVAr
PF
| 0 | Compensated |  | Load (LV side) |  |  | Amps
|  |  |  | Apparent Power |  |  | MVA
|  |  |  | Real Power |  |  | MW
|  |  |  | Reactive Power |  |  | MVAr
|  |  |  | Capacitors In Service |  |  | MVAr
PF
| Zone Div: | Uncompensated |  | Reactive Power |  |  | MVAr
PF
| 0 | Compensated |  | Load (LV side) |  |  | Amps
|  |  |  | Apparent Power |  |  | MVA
|  |  |  | Real Power |  |  | MW
|  |  |  | Reactive Power |  |  | MVAr
|  |  |  | Capacitors In Service |  |  | MVAr
PF
| Zone Div: | Uncompensated |  | Reactive Power |  |  | MVAr
PF
| 0 | Compensated |  | Load (LV side) |  |  | Amps
|  |  |  | Apparent Power |  |  | MVA
|  |  |  | Real Power |  |  | MW
|  |  |  | Reactive Power |  |  | MVAr
|  |  |  | Capacitors In Service |  |  | MVAr
PF
| Zone Div: | Uncompensated |  | Reactive Power |  |  | MVAr
PF
| 0 | Compensated |  | Load (LV side) |  |  | Amps
|  |  |  | Apparent Power |  |  | MVA
|  |  |  | Real Power |  |  | MW
|  |  |  | Reactive Power |  |  | MVAr
|  |  |  | Capacitors In Service |  |  | MVAr
PF
| Zone Div: | Uncompensated |  | Reactive Power |  |  | MVAr
PF
| 0 | Compensated |  | Load (LV side) |  |  | Amps
|  |  |  | Apparent Power |  |  | MVA
|  |  |  | Real Power |  |  | MW
|  |  |  | Reactive Power |  |  | MVAr
|  |  |  | Capacitors In Service |  |  | MVAr
PF
| Zone Div: | Uncompensated |  | Reactive Power |  |  | MVAr
PF

## Customer14
| Customer14 | [16 empty] | 2014 | WINTER
| Substation Total Loads | [33 empty] | Spots & Transfers Detail
| Historical Loads | (33kV Amps) | [7 empty] | Weather Corrected Forecast Loads |  |  |  | (33kV Amps) | [20 empty] | Spots & Transfers Summary | (33kV Amps) |  | Historical Spots & Transfers | [6 empty] | Forecast Spots & Transfers
|  | 2007 | 2008 | 2009 | 2010 | 2011 | 2012 | 2013 |  | 2014 | 2015 | 2016 | 2017 | 2018 | 2019 | 2020 | 2021 | 2022 | 2023 | 2024 | 2025 | 2026 | 2027 | 2028 | 2029 | 2030 | 2031 | 2032 | 2033 | 2034 | 2035 | 2036 | 2037 | 2038 |  |  |  | 2007 | 2008 | 2009 | 2010 | 2011 | 2012 | 2013 | 2014 | 2015 | 2016 | 2017 | 2018 | 2019 | 2020 | 2021 | 2022 | 2023 | 2024 | 2025 | 2026 | 2027 | 2028 | 2029 | 2030 | 2031 | 2032 | 2033 | 2034 | 2035 | 2036 | 2037 | 2038
| Total |  |  |  |  | 96 | 108 | 116 |  | 116 | 116 | 116 | 116 | 116 | 116 | 116 | 116 | 116 | 116 | 116 | 116 | 116 | 116 | 116 | 116 | 116 | 116 | 116 | 116 | 116 | 116 | 116 | 116 | 116 |  |  | Total
Firm Rating
| Total Capacity | [36 empty] | 0 | 0 | 0 | 0 | 0 | 0 | 0 | 0 | 0 | 0 | 0 | 0 | 0 | 0 | 0 | 0 | 0 | 0 | 0 | 0 | 0 | 0 | 0 | 0 | 0 | 0 | 0 | 0 | 0 | 0 | 0 | 0
|  | -7 | -6 | -5 | -4 | -3 | -2 | -1 |  | 0 | 1 | 2 | 3 | 4 | 5 | 6 | 7 | 8 | 9 | 10 | 11 | 12 | 13 | 14 | 15 | 16 | 17 | 18 | 19 | 20 | 21 | 22 | 23 | 24 |  |  |  | 0 | 0 | 0 | 0 | 0 | 0 | 0 | 0 | 0 | 0 | 0 | 0 | 0 | 0 | 0 | 0 | 0 | 0 | 0 | 0 | 0 | 0 | 0 | 0 | 0 | 0 | 0 | 0 | 0 | 0 | 0 | 0
| Transformer Loads | [36 empty] | 0 | 0 | 0 | 0 | 0 | 0 | 0 | 0 | 0 | 0 | 0 | 0 | 0 | 0 | 0 | 0 | 0 | 0 | 0 | 0 | 0 | 0 | 0 | 0 | 0 | 0 | 0 | 0 | 0 | 0 | 0 | 0
| Historical Loads | (33kV Amps) | [7 empty] | Weather Corrected Forecast Loads |  |  |  | (33kV Amps) | [23 empty] | 0 | 0 | 0 | 0 | 0 | 0 | 0 | 0 | 0 | 0 | 0 | 0 | 0 | 0 | 0 | 0 | 0 | 0 | 0 | 0 | 0 | 0 | 0 | 0 | 0 | 0 | 0 | 0 | 0 | 0 | 0 | 0
|  | 2007 | 2008 | 2009 | 2010 | 2011 | 2012 | 2013 |  | 2014 | 2015 | 2016 | 2017 | 2018 | 2019 | 2020 | 2021 | 2022 | 2023 | 2024 | 2025 | 2026 | 2027 | 2028 | 2029 | 2030 | 2031 | 2032 | 2033 | 2034 | 2035 | 2036 | 2037 | 2038 |  |  |  | 0 | 0 | 0 | 0 | 0 | 0 | 0 | 0 | 0 | 0 | 0 | 0 | 0 | 0 | 0 | 0 | 0 | 0 | 0 | 0 | 0 | 0 | 0 | 0 | 0 | 0 | 0 | 0 | 0 | 0 | 0 | 0
| 0 | [36 empty] | 0 | 0 | 0 | 0 | 0 | 0 | 0 | 0 | 0 | 0 | 0 | 0 | 0 | 0 | 0 | 0 | 0 | 0 | 0 | 0 | 0 | 0 | 0 | 0 | 0 | 0 | 0 | 0 | 0 | 0 | 0 | 0
| Diversity Factor: 0 | [36 empty] | 0 | 0 | 0 | 0 | 0 | 0 | 0 | 0 | 0 | 0 | 0 | 0 | 0 | 0 | 0 | 0 | 0 | 0 | 0 | 0 | 0 | 0 | 0 | 0 | 0 | 0 | 0 | 0 | 0 | 0 | 0 | 0
[38 empty] | 0 | 0 | 0 | 0 | 0 | 0 | 0 | 0 | 0 | 0 | 0 | 0 | 0 | 0 | 0 | 0 | 0 | 0 | 0 | 0 | 0 | 0 | 0 | 0 | 0 | 0 | 0 | 0 | 0 | 0 | 0 | 0
[38 empty] | 0 | 0 | 0 | 0 | 0 | 0 | 0 | 0 | 0 | 0 | 0 | 0 | 0 | 0 | 0 | 0 | 0 | 0 | 0 | 0 | 0 | 0 | 0 | 0 | 0 | 0 | 0 | 0 | 0 | 0 | 0 | 0
| 0 | [36 empty] | 0 | 0 | 0 | 0 | 0 | 0 | 0 | 0 | 0 | 0 | 0 | 0 | 0 | 0 | 0 | 0 | 0 | 0 | 0 | 0 | 0 | 0 | 0 | 0 | 0 | 0 | 0 | 0 | 0 | 0 | 0 | 0
Diversity Factor: 0
[38 empty] | Historical Spots & Transfers | [6 empty] | Forecast Spots & Transfers
[35 empty] | Project Name | From | To | 2007 | 2008 | 2009 | 2010 | 2011 | 2012 | 2013 | 2014 | 2015 | 2016 | 2017 | 2018 | 2019 | 2020 | 2021 | 2022 | 2023 | 2024 | 2025 | 2026 | 2027 | 2028 | 2029 | 2030 | 2031 | 2032 | 2033 | 2034 | 2035 | 2036 | 2037 | 2038
0
Diversity Factor: 0
0
Diversity Factor: 0
0
Diversity Factor: 0
0
Diversity Factor: 0
0
Diversity Factor: 0
0
Diversity Factor: 0
0
Diversity Factor: 0
0
Diversity Factor: 0
| Weather Correction and Public Holiday Factors | [8 empty] | Forecast ROG
ROG Justification
| Actual loads for season 2013 have been weather corrected by the following: | [6 empty] | 0% |  | N/A | [59 empty] | N/A
1 | 2 | 3 | 4 | 5 | 6 | 7 | 8 | 9 | 10 | 2014 | 2015 | 2016 | 2017 | 2018 | 2019 | 2020 | 2021 | 2022 | 2023 | 2024 | 2025 | 2026 | 2027 | 2028 | 2029 | 2030 | 2031 | 2032 | 2033 | 2034 | 2035 | 2036 | 2037 | 2038
1 | 1 | 1 | 1 | 1 | 1 | 1 | 1 | 1 | 1 | 0% | 0% | 0% | 0% | 0% | 0% | 0% | 0% | 0% | 0% | 0% | 0% | 0% | 0% | 0% | 0% | 0% | 0% | 0% | 0% | 0% | 0% | 0% | 0% | 0%
Substation Load Detail
[7 empty] | Units | 2013 |  | 2014 | 2015 | 2016 | 2017 | 2018 | 2019 | 2020 | 2021 | 2022 | 2023 | 2024 | 2025 | 2026 | 2027 | 2028 | 2029 | 2030 | 2031 | 2032 | 2033 | 2034 | 2035 | 2036 | 2037 | 2038
1 | Customer14 | Compensated |  | Load (LV side) |  |  | Amps | 116 |  | 116 | 116 | 116 | 116 | 116 | 116 | 116 | 116 | 116 | 116 | 116 | 116 | 116 | 116 | 116 | 116 | 116 | 116 | 116 | 116 | 116 | 116 | 116 | 116 | 116
|  |  |  | Apparent Power |  |  | MVA | 6.6303 |  | 6.6303 | 6.6303 | 6.6303 | 6.6303 | 6.6303 | 6.6303 | 6.6303 | 6.6303 | 6.6303 | 6.6303 | 6.6303 | 6.6303 | 6.6303 | 6.6303 | 6.6303 | 6.6303 | 6.6303 | 6.6303 | 6.6303 | 6.6303 | 6.6303 | 6.6303 | 6.6303 | 6.6303 | 6.6303
|  |  |  | Real Power |  |  | MW | 5.9673 |  | 5.9673 | 5.9673 | 5.9673 | 5.9673 | 5.9673 | 5.9673 | 5.9673 | 5.9673 | 5.9673 | 5.9673 | 5.9673 | 5.9673 | 5.9673 | 5.9673 | 5.9673 | 5.9673 | 5.9673 | 5.9673 | 5.9673 | 5.9673 | 5.9673 | 5.9673 | 5.9673 | 5.9673 | 5.9673
|  |  |  | Reactive Power |  |  | MVAr | 2.8901 |  | 2.8901 | 2.8901 | 2.8901 | 2.8901 | 2.8901 | 2.8901 | 2.8901 | 2.8901 | 2.8901 | 2.8901 | 2.8901 | 2.8901 | 2.8901 | 2.8901 | 2.8901 | 2.8901 | 2.8901 | 2.8901 | 2.8901 | 2.8901 | 2.8901 | 2.8901 | 2.8901 | 2.8901 | 2.8901
|  |  |  | Capacitors In Service |  |  | MVAr | 0 |  | 0 | 0 | 0 | 0 | 0 | 0 | 0 | 0 | 0 | 0 | 0 | 0 | 0 | 0 | 0 | 0 | 0 | 0 | 0 | 0 | 0 | 0 | 0 | 0 | 0
|  |  |  | PF |  |  |  | 0.9 |  | 0.9 | 0.9 | 0.9 | 0.9 | 0.9 | 0.9 | 0.9 | 0.9 | 0.9 | 0.9 | 0.9 | 0.9 | 0.9 | 0.9 | 0.9 | 0.9 | 0.9 | 0.9 | 0.9 | 0.9 | 0.9 | 0.9 | 0.9 | 0.9 | 0.9
0.65135 | Diversity Factor: 0.65 | Uncompensated |  | Reactive Power |  |  | MVAr | 2.8901 |  | 2.8901 | 2.8901 | 2.8901 | 2.8901 | 2.8901 | 2.8901 | 2.8901 | 2.8901 | 2.8901 | 2.8901 | 2.8901 | 2.8901 | 2.8901 | 2.8901 | 2.8901 | 2.8901 | 2.8901 | 2.8901 | 2.8901 | 2.8901 | 2.8901 | 2.8901 | 2.8901 | 2.8901 | 2.8901
|  |  |  | PF |  |  |  | 0.9 |  | 0.9 | 0.9 | 0.9 | 0.9 | 0.9 | 0.9 | 0.9 | 0.9 | 0.9 | 0.9 | 0.9 | 0.9 | 0.9 | 0.9 | 0.9 | 0.9 | 0.9 | 0.9 | 0.9 | 0.9 | 0.9 | 0.9 | 0.9 | 0.9 | 0.9
[10 empty] | 1 | 2 | 3 | 4 | 5 | 6 | 7 | 8 | 9 | 10 | 11 | 12 | 13 | 14 | 15 | 16 | 17 | 18 | 19 | 20 | 21 | 22 | 23 | 24 | 25
Transformer Load Detail
[7 empty] | Units | 2013 |  | 2014 | 2015 | 2016 | 2017 | 2018 | 2019 | 2020 | 2021 | 2022 | 2023 | 2024 | 2025 | 2026 | 2027 | 2028 | 2029 | 2030 | 2031 | 2032 | 2033 | 2034 | 2035 | 2036 | 2037 | 2038
| 0 | Compensated |  | Load (LV side) |  |  | Amps
|  |  |  | Apparent Power |  |  | MVA
|  |  |  | Real Power |  |  | MW
|  |  |  | Reactive Power |  |  | MVAr
|  |  |  | Capacitors In Service |  |  | MVAr
PF
| Zone Div: | Uncompensated |  | Reactive Power |  |  | MVAr
PF
| 0 | Compensated |  | Load (LV side) |  |  | Amps
|  |  |  | Apparent Power |  |  | MVA
|  |  |  | Real Power |  |  | MW
|  |  |  | Reactive Power |  |  | MVAr
|  |  |  | Capacitors In Service |  |  | MVAr
PF
| Zone Div: | Uncompensated |  | Reactive Power |  |  | MVAr
PF
| 0 | Compensated |  | Load (LV side) |  |  | Amps
|  |  |  | Apparent Power |  |  | MVA
|  |  |  | Real Power |  |  | MW
|  |  |  | Reactive Power |  |  | MVAr
|  |  |  | Capacitors In Service |  |  | MVAr
PF
| Zone Div: | Uncompensated |  | Reactive Power |  |  | MVAr
PF
| 0 | Compensated |  | Load (LV side) |  |  | Amps
|  |  |  | Apparent Power |  |  | MVA
|  |  |  | Real Power |  |  | MW
|  |  |  | Reactive Power |  |  | MVAr
|  |  |  | Capacitors In Service |  |  | MVAr
PF
| Zone Div: | Uncompensated |  | Reactive Power |  |  | MVAr
PF
| 0 | Compensated |  | Load (LV side) |  |  | Amps
|  |  |  | Apparent Power |  |  | MVA
|  |  |  | Real Power |  |  | MW
|  |  |  | Reactive Power |  |  | MVAr
|  |  |  | Capacitors In Service |  |  | MVAr
PF
| Zone Div: | Uncompensated |  | Reactive Power |  |  | MVAr
PF
| 0 | Compensated |  | Load (LV side) |  |  | Amps
|  |  |  | Apparent Power |  |  | MVA
|  |  |  | Real Power |  |  | MW
|  |  |  | Reactive Power |  |  | MVAr
|  |  |  | Capacitors In Service |  |  | MVAr
PF
| Zone Div: | Uncompensated |  | Reactive Power |  |  | MVAr
PF
| 0 | Compensated |  | Load (LV side) |  |  | Amps
|  |  |  | Apparent Power |  |  | MVA
|  |  |  | Real Power |  |  | MW
|  |  |  | Reactive Power |  |  | MVAr
|  |  |  | Capacitors In Service |  |  | MVAr
PF
| Zone Div: | Uncompensated |  | Reactive Power |  |  | MVAr
PF
| 0 | Compensated |  | Load (LV side) |  |  | Amps
|  |  |  | Apparent Power |  |  | MVA
|  |  |  | Real Power |  |  | MW
|  |  |  | Reactive Power |  |  | MVAr
|  |  |  | Capacitors In Service |  |  | MVAr
PF
| Zone Div: | Uncompensated |  | Reactive Power |  |  | MVAr
PF
| 0 | Compensated |  | Load (LV side) |  |  | Amps
|  |  |  | Apparent Power |  |  | MVA
|  |  |  | Real Power |  |  | MW
|  |  |  | Reactive Power |  |  | MVAr
|  |  |  | Capacitors In Service |  |  | MVAr
PF
| Zone Div: | Uncompensated |  | Reactive Power |  |  | MVAr
PF
| 0 | Compensated |  | Load (LV side) |  |  | Amps
|  |  |  | Apparent Power |  |  | MVA
|  |  |  | Real Power |  |  | MW
|  |  |  | Reactive Power |  |  | MVAr
|  |  |  | Capacitors In Service |  |  | MVAr
PF
| Zone Div: | Uncompensated |  | Reactive Power |  |  | MVAr
PF

## Milperra 132_11kV
| Milperra 132_11kV | [16 empty] | 2014 | WINTER
| Substation Total Loads | [33 empty] | Spots & Transfers Detail
| Historical Loads | (11kV Amps) | [7 empty] | Weather Corrected Forecast Loads |  |  |  | (11kV Amps) | [20 empty] | Spots & Transfers Summary | (11kV Amps) |  | Historical Spots & Transfers | [6 empty] | Forecast Spots & Transfers
|  | 2007 | 2008 | 2009 | 2010 | 2011 | 2012 | 2013 |  | 2014 | 2015 | 2016 | 2017 | 2018 | 2019 | 2020 | 2021 | 2022 | 2023 | 2024 | 2025 | 2026 | 2027 | 2028 | 2029 | 2030 | 2031 | 2032 | 2033 | 2034 | 2035 | 2036 | 2037 | 2038 |  |  |  | 2007 | 2008 | 2009 | 2010 | 2011 | 2012 | 2013 | 2014 | 2015 | 2016 | 2017 | 2018 | 2019 | 2020 | 2021 | 2022 | 2023 | 2024 | 2025 | 2026 | 2027 | 2028 | 2029 | 2030 | 2031 | 2032 | 2033 | 2034 | 2035 | 2036 | 2037 | 2038
| Total | 2420 | 2341 | 2102 | 2525 | 2424 | 2448 | 2192 |  | 2126.164 | 2069.673 | 2020.866 | 1975.916 | 1965.196 | 1964.408 | 1990.968 | 2024.854 | 2055.856 | 2087.625 | 2112.797 | 2146.41 | 2179.78 | 2219.512 | 2262.588 | 2304.745 | 2345.282 | 2386.558 | 2428.583 | 2471.366 | 2514.918 | 2559.249 | 2604.369 | 2650.29 | 2697.021 |  |  | Total | 60 | 0 | 26.4 | 510.2 | 0 | 11.7 | 0 | -12.2851 | 49.8168 | 20.1817 | -11.2681 | -10.72 | -0.78854 | 26.5602 | 33.8862 | 31.0018 | 31.7691 | 25.172 | 33.6131 | 33.3698 | 39.7326 | 43.0757 | 42.1566 | 40.5374 | 41.276 | 42.0245 | 42.7831 | 43.5519 | 44.331 | 45.1205 | 45.9207 | 46.7316
| Firm Rating | 0 | 0 | 0 | 0 | 0 | 0 | 3391 |  | 3391 | 3391 | 3391 | 3391 | 3391 | 3391 | 3391 | 3391 | 3391 | 3391 | 3391 | 3391 | 3391 | 3391 | 3391 | 3391 | 3391 | 3391 | 3391 | 3391 | 3391 | 3391 | 3391 | 3391 | 3391
| Total Capacity | 0 | 0 | 0 | 0 | 0 | 0 | 6466 |  | 6466 | 6466 | 6466 | 6466 | 6466 | 6466 | 6466 | 6466 | 6466 | 6466 | 6466 | 6466 | 6466 | 6466 | 6466 | 6466 | 6466 | 6466 | 6466 | 6466 | 6466 | 6466 | 6466 | 6466 | 6466 |  |  | Milperra 132_11kV Tx2 | 0 | 0 | 0 | 540 | 0 | 0 | 0 | -5.1867 | -4.5104 | -6.1084 | -4.7573 | -4.5259 | -0.33292 | 11.2135 | 14.3065 | 13.0887 | 13.4127 | 10.6274 | 14.1912 | 14.0885 | 16.7748 | 18.1862 | 17.7982 | 17.1146 | 17.4264 | 17.7424 | 18.0627 | 18.3873 | 18.7162 | 19.0496 | 19.3874 | 19.7298
|  | -7 | -6 | -5 | -4 | -3 | -2 | -1 |  | 0 | 1 | 2 | 3 | 4 | 5 | 6 | 7 | 8 | 9 | 10 | 11 | 12 | 13 | 14 | 15 | 16 | 17 | 18 | 19 | 20 | 21 | 22 | 23 | 24 |  |  | Milperra 132_11kV Tx3 | 60 | 0 | 26.4 | -29.8 | 0 | 11.7 | 0 | -7.0984 | 54.3272 | 26.2901 | -6.5108 | -6.1941 | -0.45562 | 15.3467 | 19.5797 | 17.9131 | 18.3564 | 14.5446 | 19.4219 | 19.2813 | 22.9578 | 24.8894 | 24.3584 | 23.4228 | 23.8496 | 24.2821 | 24.7204 | 25.1646 | 25.6148 | 26.071 | 26.5333 | 27.0019
| Transformer Loads | [36 empty] | 0 | 0 | 0 | 0 | 0 | 0 | 0 | 0 | 0 | 0 | 0 | 0 | 0 | 0 | 0 | 0 | 0 | 0 | 0 | 0 | 0 | 0 | 0 | 0 | 0 | 0 | 0 | 0 | 0 | 0 | 0 | 0
| Historical Loads | (11kV Amps) | [7 empty] | 0: Weather Corrected Forecast Loads; 4: (11kV Amps) |  |  |  | 0 | 0 | 0 | 0 | 0 | 0 | 0 | 0 | 0 | 0 | 0 | 0 | 0 | 0 | 0 | 0 | 0 | 0 | 0 | 0 | 0 | 0 | 0 | 0 | 0 | 0 | 0 | 0 | 0 | 0 | 0 | 0
|  | 2007 | 2008 | 2009 | 2010 | 2011 | 2012 | 2013 |  | 2014 | 2015 | 2016 | 2017 | 2018 | 2019 | 2020 | 2021 | 2022 | 2023 | 2024 | 2025 | 2026 | 2027 | 2028 | 2029 | 2030 | 2031 | 2032 | 2033 | 2034 | 2035 | 2036 | 2037 | 2038 |  |  |  | 0 | 0 | 0 | 0 | 0 | 0 | 0 | 0 | 0 | 0 | 0 | 0 | 0 | 0 | 0 | 0 | 0 | 0 | 0 | 0 | 0 | 0 | 0 | 0 | 0 | 0 | 0 | 0 | 0 | 0 | 0 | 0
| 0 | [36 empty] | 0 | 0 | 0 | 0 | 0 | 0 | 0 | 0 | 0 | 0 | 0 | 0 | 0 | 0 | 0 | 0 | 0 | 0 | 0 | 0 | 0 | 0 | 0 | 0 | 0 | 0 | 0 | 0 | 0 | 0 | 0 | 0
| Diversity Factor: 0 | [36 empty] | 0 | 0 | 0 | 0 | 0 | 0 | 0 | 0 | 0 | 0 | 0 | 0 | 0 | 0 | 0 | 0 | 0 | 0 | 0 | 0 | 0 | 0 | 0 | 0 | 0 | 0 | 0 | 0 | 0 | 0 | 0 | 0
[38 empty] | 0 | 0 | 0 | 0 | 0 | 0 | 0 | 0 | 0 | 0 | 0 | 0 | 0 | 0 | 0 | 0 | 0 | 0 | 0 | 0 | 0 | 0 | 0 | 0 | 0 | 0 | 0 | 0 | 0 | 0 | 0 | 0
[38 empty] | 0 | 0 | 0 | 0 | 0 | 0 | 0 | 0 | 0 | 0 | 0 | 0 | 0 | 0 | 0 | 0 | 0 | 0 | 0 | 0 | 0 | 0 | 0 | 0 | 0 | 0 | 0 | 0 | 0 | 0 | 0 | 0
| 0 | [36 empty] | 0 | 0 | 0 | 0 | 0 | 0 | 0 | 0 | 0 | 0 | 0 | 0 | 0 | 0 | 0 | 0 | 0 | 0 | 0 | 0 | 0 | 0 | 0 | 0 | 0 | 0 | 0 | 0 | 0 | 0 | 0 | 0
Diversity Factor: 0
[38 empty] | Historical Spots & Transfers | [6 empty] | Forecast Spots & Transfers
[35 empty] | Project Name | From | To | 2007 | 2008 | 2009 | 2010 | 2011 | 2012 | 2013 | 2014 | 2015 | 2016 | 2017 | 2018 | 2019 | 2020 | 2021 | 2022 | 2023 | 2024 | 2025 | 2026 | 2027 | 2028 | 2029 | 2030 | 2031 | 2032 | 2033 | 2034 | 2035 | 2036 | 2037 | 2038
| 0 | [33 empty] | Broad based demand management |  | Milperra 132_11kV Tx2 | 0 | 0 | 0 | 0 | 0 | 0 | 0 | 0 | -2.2777 | -4.3829 | -4.6017 | -3.875 | -3.0926 | 0 | 0 | 0 | 0 | 0 | 0 | 0 | 0 | 0 | 0 | 0 | 0 | 0 | 0 | 0 | 0 | 0 | 0 | 0
| Diversity Factor: 0 | [33 empty] | Broad based demand management |  | Milperra 132_11kV Tx3 | 0 | 0 | 0 | 0 | 0 | 0 | 0 | 0 | -3.1172 | -5.9984 | -6.2979 | -5.3033 | -4.2325 | 0 | 0 | 0 | 0 | 0 | 0 | 0 | 0 | 0 | 0 | 0 | 0 | 0 | 0 | 0 | 0 | 0 | 0 | 0
[35 empty] | DNP_ID: 6083. Augmentation of Panel 6 (Milperra Zone) and Panels 16 / 18 (Revesby Zone) Feeders. | Revesby 132_11kV Tx3 | Milperra 132_11kV Tx3 | 0 | 0 | 12 | 0 | 0 | 0 | 0 | 0 | 0 | 0 | 0 | 0 | 0 | 0 | 0 | 0 | 0 | 0 | 0 | 0 | 0 | 0 | 0 | 0 | 0 | 0 | 0 | 0 | 0 | 0 | 0 | 0
[35 empty] | DNP_ID: 6136. Relief of Revesby Zone Transformers | Revesby 132_11kV Tx1 | Milperra 132_11kV Tx3 | 60 | 0 | 0 | 0 | 0 | 0 | 0 | 0 | 0 | 0 | 0 | 0 | 0 | 0 | 0 | 0 | 0 | 0 | 0 | 0 | 0 | 0 | 0 | 0 | 0 | 0 | 0 | 0 | 0 | 0 | 0 | 0
| 0 | [33 empty] | DNP_ID: 6341. Milperra Zone Development - 2008 | Milperra 132_11kV Tx3 | Milperra 132_11kV Tx2 | 0 | 0 | 0 | 55 | 0 | 0 | 0 | 0 | 0 | 0 | 0 | 0 | 0 | 0 | 0 | 0 | 0 | 0 | 0 | 0 | 0 | 0 | 0 | 0 | 0 | 0 | 0 | 0 | 0 | 0 | 0 | 0
| Diversity Factor: 0 | [33 empty] | DNP_ID: 6386. Transfer of 10MVA from Padstow to Milperra | Padstow 33_11kV Tx2 | Milperra 132_11kV Tx2 | 0 | 0 | 0 | 485 | 0 | 0 | 0 | 0 | 0 | 0 | 0 | 0 | 0 | 0 | 0 | 0 | 0 | 0 | 0 | 0 | 0 | 0 | 0 | 0 | 0 | 0 | 0 | 0 | 0 | 0 | 0 | 0
[35 empty] | HVCON_ID: 2008049. Establish S.35885 Milperra Edgar No.2, Bakers Maison Australia Pty Ltd, 92 Milpera Rd, Revesby 2190 |  | Milperra 132_11kV Tx3 | 0 | 0 | 14.4 | 25.2 | 0 | 11.7 | 0 | 0 | 0 | 0 | 0 | 0 | 0 | 0 | 0 | 0 | 0 | 0 | 0 | 0 | 0 | 0 | 0 | 0 | 0 | 0 | 0 | 0 | 0 | 0 | 0 | 0
[35 empty] | HVCON_ID: 2010730. Establishment of S.49211 Violet Gordon Parker, 37-55 Violet Street, Revesby |  | Milperra 132_11kV Tx3 | 0 | 0 | 0 | 0 | 0 | 0 | 0 | 0 | 0 | 34.65 | 0 | 0 | 0 | 0 | 0 | 0 | 0 | 0 | 0 | 0 | 0 | 0 | 0 | 0 | 0 | 0 | 0 | 0 | 0 | 0 | 0 | 0
| 0 | [33 empty] | HVCON_ID: 2013232. Establishment of L type kiosk S63950 Daisy Mil No.3 and K type kiosk S63951 Daisy Mil No.4 800kVA L type Kiosk substation, 1200/400/400 LV Board 1500kVA K type Kiosk substation, 2500/400 LV Board 23-25 Daisy St, Revesby |  | Milperra 132_11kV Tx3 | 0 | 0 | 0 | 0 | 0 | 0 | 0 | 0 | 60.5 | 0 | 0 | 0 | 0 | 0 | 0 | 0 | 0 | 0 | 0 | 0 | 0 | 0 | 0 | 0 | 0 | 0 | 0 | 0 | 0 | 0 | 0 | 0
| Diversity Factor: 0 | [33 empty] | Econometric |  | Milperra 132_11kV Tx2 | 0 | 0 | 0 | 0 | 0 | 0 | 0 | 0 | 0 | 5.9688 | 11.3212 | 16.9036 | 20.518 | 20.8205 | 19.3508 | 19.6272 | 19.9073 | 20.1912 | 20.479 | 20.7706 | 21.0662 | 21.3657 | 21.6693 | 21.977 | 22.2888 | 22.6048 | 22.9251 | 23.2496 | 23.5786 | 23.9119 | 24.2497 | 24.5921
[35 empty] | Econometric |  | Milperra 132_11kV Tx3 | 0 | 0 | 0 | 0 | 0 | 0 | 0 | 0 | 0 | 8.1688 | 15.4941 | 23.134 | 28.0806 | 28.4947 | 26.4832 | 26.8615 | 27.2449 | 27.6334 | 28.0272 | 28.4263 | 28.8308 | 29.2408 | 29.6563 | 30.0774 | 30.5041 | 30.9366 | 31.3749 | 31.8191 | 32.2693 | 32.7255 | 33.1879 | 33.6564
[35 empty] | Energy Efficiency |  | Milperra 132_11kV Tx2 | 0 | 0 | 0 | 0 | 0 | 0 | 0 | -5.1867 | -2.2327 | -7.6944 | -11.4768 | -17.5545 | -17.7583 | -9.607 | -5.0443 | -6.5384 | -6.4946 | -9.5638 | -6.2878 | -6.6821 | -4.2913 | -3.1795 | -3.8711 | -4.8623 | -4.8623 | -4.8623 | -4.8623 | -4.8623 | -4.8623 | -4.8623 | -4.8623 | -4.8623
| 0 | [33 empty] | Energy Efficiency |  | Milperra 132_11kV Tx3 | 0 | 0 | 0 | 0 | 0 | 0 | 0 | -7.0984 | -3.0556 | -10.5304 | -15.707 | -24.0248 | -24.3037 | -13.1481 | -6.9035 | -8.9484 | -8.8884 | -13.0889 | -8.6053 | -9.145 | -5.8731 | -4.3514 | -5.2979 | -6.6545 | -6.6545 | -6.6545 | -6.6545 | -6.6545 | -6.6545 | -6.6545 | -6.6545 | -6.6545
| Diversity Factor: 0 | [33 empty] | Solar PV |  | Milperra 132_11kV Tx2 | 0 | 0 | 0 | 0 | 0 | 0 | 0 | 0 | 0 | 0 | 0 | 0 | 0 | 0 | 0 | 0 | 0 | 0 | 0 | 0 | 0 | 0 | 0 | 0 | 0 | 0 | 0 | 0 | 0 | 0 | 0 | 0
[35 empty] | Solar PV |  | Milperra 132_11kV Tx3 | 0 | 0 | 0 | 0 | 0 | 0 | 0 | 0 | 0 | 0 | 0 | 0 | 0 | 0 | 0 | 0 | 0 | 0 | 0 | 0 | 0 | 0 | 0 | 0 | 0 | 0 | 0 | 0 | 0 | 0 | 0 | 0
0
Diversity Factor: 0
0
Diversity Factor: 0
0
Diversity Factor: 0
0
Diversity Factor: 0
| Weather Correction and Public Holiday Factors | [8 empty] | Forecast ROG
ROG Justification
| Actual loads for season 2013 have been weather corrected by the following: | [6 empty] | 1.973% |  | Rog Capped +/-5% | [59 empty] | Rog Capped +/-5%
1 | 2 | 3 | 4 | 5 | 6 | 7 | 8 | 9 | 10 | 2014 | 2015 | 2016 | 2017 | 2018 | 2019 | 2020 | 2021 | 2022 | 2023 | 2024 | 2025 | 2026 | 2027 | 2028 | 2029 | 2030 | 2031 | 2032 | 2033 | 2034 | 2035 | 2036 | 2037 | 2038
0.95 | 0.9025 | 0.87242 | 0.85789 | 0.85789 | 0.85789 | 0.85789 | 0.85789 | 0.85789 | 0.85789 | -5% | -5% | -3.333% | -1.666% | 0% | 0% | 0% | 0% | 0% | 0% | 0% | 0% | 0% | 0% | 0% | 0% | 0% | 0% | 0% | 0% | 0% | 0% | 0% | 0% | 0%
Substation Load Detail
[7 empty] | Units | 2013 |  | 2014 | 2015 | 2016 | 2017 | 2018 | 2019 | 2020 | 2021 | 2022 | 2023 | 2024 | 2025 | 2026 | 2027 | 2028 | 2029 | 2030 | 2031 | 2032 | 2033 | 2034 | 2035 | 2036 | 2037 | 2038
1 | Milperra 132_11kV | Compensated |  | Load (LV side) |  |  | Amps | 2192 | 2251 | 2126.164 | 2069.673 | 2020.866 | 1975.916 | 1965.196 | 1964.408 | 1990.968 | 2024.854 | 2055.856 | 2087.625 | 2112.797 | 2146.41 | 2179.78 | 2219.512 | 2262.588 | 2304.745 | 2345.282 | 2386.558 | 2428.583 | 2471.366 | 2514.918 | 2559.249 | 2604.369 | 2650.29 | 2697.021
|  |  |  | Apparent Power |  |  | MVA | 41.7632 |  | 40.5089 | 39.4326 | 38.5027 | 37.6463 | 37.442 | 37.427 | 37.933 | 38.5787 | 39.1693 | 39.7746 | 40.2542 | 40.8946 | 41.5304 | 42.2874 | 43.1081 | 43.9113 | 44.6836 | 45.47 | 46.2707 | 47.0859 | 47.9156 | 48.7602 | 49.6199 | 50.4948 | 51.3852
|  |  |  | Real Power |  |  | MW | 37.5869 | 38.5986 | 36.458 | 35.4893 | 34.6524 | 33.8816 | 33.6978 | 33.6843 | 34.1397 | 34.7208 | 35.2524 | 35.7971 | 36.2288 | 36.8051 | 37.3773 | 38.0587 | 38.7973 | 39.5202 | 40.2153 | 40.923 | 41.6437 | 42.3773 | 43.1241 | 43.8842 | 44.6579 | 45.4453 | 46.2467
|  |  |  | Reactive Power |  |  | MVAr | 18.2042 |  | 17.6574 | 17.1883 | 16.7829 | 16.4096 | 16.3206 | 16.3141 | 16.5346 | 16.816 | 17.0735 | 17.3373 | 17.5464 | 17.8255 | 18.1027 | 18.4326 | 18.7904 | 19.1405 | 19.4771 | 19.8199 | 20.1689 | 20.5242 | 20.8859 | 21.2541 | 21.6288 | 22.0102 | 22.3983
|  |  |  | Capacitors In Service |  |  | MVAr | 0 |  | 0 | 0 | 0 | 0 | 0 | 0 | 0 | 0 | 0 | 0 | 0 | 0 | 0 | 0 | 0 | 0 | 0 | 0 | 0 | 0 | 0 | 0 | 0 | 0 | 0
|  |  |  | PF |  |  |  | 0.9 |  | 0.9 | 0.9 | 0.9 | 0.9 | 0.9 | 0.9 | 0.9 | 0.9 | 0.9 | 0.9 | 0.9 | 0.9 | 0.9 | 0.9 | 0.9 | 0.9 | 0.9 | 0.9 | 0.9 | 0.9 | 0.9 | 0.9 | 0.9 | 0.9 | 0.9
0.8068 | Diversity Factor: 0.81 | Uncompensated |  | Reactive Power |  |  | MVAr | 18.2042 | 18.6941 | 17.6574 | 17.1883 | 16.7829 | 16.4096 | 16.3206 | 16.3141 | 16.5346 | 16.816 | 17.0735 | 17.3373 | 17.5464 | 17.8255 | 18.1027 | 18.4326 | 18.7904 | 19.1405 | 19.4771 | 19.8199 | 20.1689 | 20.5242 | 20.8859 | 21.2541 | 21.6288 | 22.0102 | 22.3983
|  |  |  | PF |  |  |  | 0.9 |  | 0.9 | 0.9 | 0.9 | 0.9 | 0.9 | 0.9 | 0.9 | 0.9 | 0.9 | 0.9 | 0.9 | 0.9 | 0.9 | 0.9 | 0.9 | 0.9 | 0.9 | 0.9 | 0.9 | 0.9 | 0.9 | 0.9 | 0.9 | 0.9 | 0.9
[10 empty] | 1 | 2 | 3 | 4 | 5 | 6 | 7 | 8 | 9 | 10 | 11 | 12 | 13 | 14 | 15 | 16 | 17 | 18 | 19 | 20 | 21 | 22 | 23 | 24 | 25
Transformer Load Detail
[7 empty] | Units | 2013 |  | 2014 | 2015 | 2016 | 2017 | 2018 | 2019 | 2020 | 2021 | 2022 | 2023 | 2024 | 2025 | 2026 | 2027 | 2028 | 2029 | 2030 | 2031 | 2032 | 2033 | 2034 | 2035 | 2036 | 2037 | 2038
| 0 | Compensated |  | Load (LV side) |  |  | Amps
|  |  |  | Apparent Power |  |  | MVA
|  |  |  | Real Power |  |  | MW
|  |  |  | Reactive Power |  |  | MVAr
|  |  |  | Capacitors In Service |  |  | MVAr
PF
| Zone Div: | Uncompensated |  | Reactive Power |  |  | MVAr
PF
| 0 | Compensated |  | Load (LV side) |  |  | Amps
|  |  |  | Apparent Power |  |  | MVA
|  |  |  | Real Power |  |  | MW
|  |  |  | Reactive Power |  |  | MVAr
|  |  |  | Capacitors In Service |  |  | MVAr
PF
| Zone Div: | Uncompensated |  | Reactive Power |  |  | MVAr
PF
| 0 | Compensated |  | Load (LV side) |  |  | Amps
|  |  |  | Apparent Power |  |  | MVA
|  |  |  | Real Power |  |  | MW
|  |  |  | Reactive Power |  |  | MVAr
|  |  |  | Capacitors In Service |  |  | MVAr
PF
| Zone Div: | Uncompensated |  | Reactive Power |  |  | MVAr
PF
| 0 | Compensated |  | Load (LV side) |  |  | Amps
|  |  |  | Apparent Power |  |  | MVA
|  |  |  | Real Power |  |  | MW
|  |  |  | Reactive Power |  |  | MVAr
|  |  |  | Capacitors In Service |  |  | MVAr
PF
| Zone Div: | Uncompensated |  | Reactive Power |  |  | MVAr
PF
| 0 | Compensated |  | Load (LV side) |  |  | Amps
|  |  |  | Apparent Power |  |  | MVA
|  |  |  | Real Power |  |  | MW
|  |  |  | Reactive Power |  |  | MVAr
|  |  |  | Capacitors In Service |  |  | MVAr
PF
| Zone Div: | Uncompensated |  | Reactive Power |  |  | MVAr
PF
| 0 | Compensated |  | Load (LV side) |  |  | Amps
|  |  |  | Apparent Power |  |  | MVA
|  |  |  | Real Power |  |  | MW
|  |  |  | Reactive Power |  |  | MVAr
|  |  |  | Capacitors In Service |  |  | MVAr
PF
| Zone Div: | Uncompensated |  | Reactive Power |  |  | MVAr
PF
| 0 | Compensated |  | Load (LV side) |  |  | Amps
|  |  |  | Apparent Power |  |  | MVA
|  |  |  | Real Power |  |  | MW
|  |  |  | Reactive Power |  |  | MVAr
|  |  |  | Capacitors In Service |  |  | MVAr
PF
| Zone Div: | Uncompensated |  | Reactive Power |  |  | MVAr
PF
| 0 | Compensated |  | Load (LV side) |  |  | Amps
|  |  |  | Apparent Power |  |  | MVA
|  |  |  | Real Power |  |  | MW
|  |  |  | Reactive Power |  |  | MVAr
|  |  |  | Capacitors In Service |  |  | MVAr
PF
| Zone Div: | Uncompensated |  | Reactive Power |  |  | MVAr
PF
| 0 | Compensated |  | Load (LV side) |  |  | Amps
|  |  |  | Apparent Power |  |  | MVA
|  |  |  | Real Power |  |  | MW
|  |  |  | Reactive Power |  |  | MVAr
|  |  |  | Capacitors In Service |  |  | MVAr
PF
| Zone Div: | Uncompensated |  | Reactive Power |  |  | MVAr
PF
| 0 | Compensated |  | Load (LV side) |  |  | Amps
|  |  |  | Apparent Power |  |  | MVA
|  |  |  | Real Power |  |  | MW
|  |  |  | Reactive Power |  |  | MVAr
|  |  |  | Capacitors In Service |  |  | MVAr
PF
| Zone Div: | Uncompensated |  | Reactive Power |  |  | MVAr
PF

## Padstow 33_11kV
| Padstow 33_11kV | [16 empty] | 2014 | WINTER
[6 empty] | Zone decommissioned |  | 2012-07-31
| Substation Total Loads | [33 empty] | Spots & Transfers Detail
| Historical Loads | (11kV Amps) | [7 empty] | Weather Corrected Forecast Loads |  |  |  | (11kV Amps) | [20 empty] | Spots & Transfers Summary | (11kV Amps) |  | Historical Spots & Transfers | [6 empty] | Forecast Spots & Transfers
|  | 2007 | 2008 | 2009 | 2010 | 2011 | 2012 | 2013 |  | 2014 | 2015 | 2016 | 2017 | 2018 | 2019 | 2020 | 2021 | 2022 | 2023 | 2024 | 2025 | 2026 | 2027 | 2028 | 2029 | 2030 | 2031 | 2032 | 2033 | 2034 | 2035 | 2036 | 2037 | 2038 |  |  |  | 2007 | 2008 | 2009 | 2010 | 2011 | 2012 | 2013 | 2014 | 2015 | 2016 | 2017 | 2018 | 2019 | 2020 | 2021 | 2022 | 2023 | 2024 | 2025 | 2026 | 2027 | 2028 | 2029 | 2030 | 2031 | 2032 | 2033 | 2034 | 2035 | 2036 | 2037 | 2038
| Total | 1848 | 1718 | 1633 | 1210 |  |  |  |  | 0 | 0 | 0 | 0 | 0 | 0 | 0 | 0 | 0 | 0 | 0 | 0 | 0 | 0 | 0 | 0 | 0 | 0 | 0 | 0 | 0 | 0 | 0 | 0 | 0 |  |  | Total | -155 | 0 | 0 | -485 | -1477 | 0 | 0 | 0 | 0 | 0 | 0 | 0 | 0 | 0 | 0 | 0 | 0 | 0 | 0 | 0 | 0 | 0 | 0 | 0 | 0 | 0 | 0 | 0 | 0 | 0 | 0 | 0
| Firm Rating | 0 | 0 | 0 | 0 | 0 | 0 | 0 |  | 0 | 0 | 0 | 0 | 0 | 0 | 0 | 0 | 0 | 0 | 0 | 0 | 0 | 0 | 0 | 0 | 0 | 0 | 0 | 0 | 0 | 0 | 0 | 0 | 0
| Total Capacity | 0 | 0 | 0 | 0 | 0 | 0 | 0 |  | 0 | 0 | 0 | 0 | 0 | 0 | 0 | 0 | 0 | 0 | 0 | 0 | 0 | 0 | 0 | 0 | 0 | 0 | 0 | 0 | 0 | 0 | 0 | 0 | 0 |  |  | Padstow 33_11kV Tx1 | 0 | 0 | 0 | 0 | 0 | 0 | 0 | 0 | 0 | 0 | 0 | 0 | 0 | 0 | 0 | 0 | 0 | 0 | 0 | 0 | 0 | 0 | 0 | 0 | 0 | 0 | 0 | 0 | 0 | 0 | 0 | 0
|  | -7 | -6 | -5 | -4 | -3 | -2 | -1 |  | 0 | 1 | 2 | 3 | 4 | 5 | 6 | 7 | 8 | 9 | 10 | 11 | 12 | 13 | 14 | 15 | 16 | 17 | 18 | 19 | 20 | 21 | 22 | 23 | 24 |  |  | Padstow 33_11kV Tx2 | 0 | 0 | 0 | -444 | -496 | 0 | 0 | 0 | 0 | 0 | 0 | 0 | 0 | 0 | 0 | 0 | 0 | 0 | 0 | 0 | 0 | 0 | 0 | 0 | 0 | 0 | 0 | 0 | 0 | 0 | 0 | 0
| Transformer Loads | [35 empty] | Padstow 33_11kV Tx3 | -270 | 0 | 0 | -41 | -514 | 0 | 0 | 0 | 0 | 0 | 0 | 0 | 0 | 0 | 0 | 0 | 0 | 0 | 0 | 0 | 0 | 0 | 0 | 0 | 0 | 0 | 0 | 0 | 0 | 0 | 0 | 0
| Historical Loads | (11kV Amps) | [7 empty] | Weather Corrected Forecast Loads |  |  |  | (11kV Amps) | [22 empty] | Padstow 33_11kV Tx4 | 115 | 0 | 0 | 0 | -467 | 0 | 0 | 0 | 0 | 0 | 0 | 0 | 0 | 0 | 0 | 0 | 0 | 0 | 0 | 0 | 0 | 0 | 0 | 0 | 0 | 0 | 0 | 0 | 0 | 0 | 0 | 0
|  | 2007 | 2008 | 2009 | 2010 | 2011 | 2012 | 2013 |  | 2014 | 2015 | 2016 | 2017 | 2018 | 2019 | 2020 | 2021 | 2022 | 2023 | 2024 | 2025 | 2026 | 2027 | 2028 | 2029 | 2030 | 2031 | 2032 | 2033 | 2034 | 2035 | 2036 | 2037 | 2038 |  |  |  | 0 | 0 | 0 | 0 | 0 | 0 | 0 | 0 | 0 | 0 | 0 | 0 | 0 | 0 | 0 | 0 | 0 | 0 | 0 | 0 | 0 | 0 | 0 | 0 | 0 | 0 | 0 | 0 | 0 | 0 | 0 | 0
| 0 | [36 empty] | 0 | 0 | 0 | 0 | 0 | 0 | 0 | 0 | 0 | 0 | 0 | 0 | 0 | 0 | 0 | 0 | 0 | 0 | 0 | 0 | 0 | 0 | 0 | 0 | 0 | 0 | 0 | 0 | 0 | 0 | 0 | 0
| Diversity Factor: 0 | [36 empty] | 0 | 0 | 0 | 0 | 0 | 0 | 0 | 0 | 0 | 0 | 0 | 0 | 0 | 0 | 0 | 0 | 0 | 0 | 0 | 0 | 0 | 0 | 0 | 0 | 0 | 0 | 0 | 0 | 0 | 0 | 0 | 0
[38 empty] | 0 | 0 | 0 | 0 | 0 | 0 | 0 | 0 | 0 | 0 | 0 | 0 | 0 | 0 | 0 | 0 | 0 | 0 | 0 | 0 | 0 | 0 | 0 | 0 | 0 | 0 | 0 | 0 | 0 | 0 | 0 | 0
[38 empty] | 0 | 0 | 0 | 0 | 0 | 0 | 0 | 0 | 0 | 0 | 0 | 0 | 0 | 0 | 0 | 0 | 0 | 0 | 0 | 0 | 0 | 0 | 0 | 0 | 0 | 0 | 0 | 0 | 0 | 0 | 0 | 0
| 0 | [36 empty] | 0 | 0 | 0 | 0 | 0 | 0 | 0 | 0 | 0 | 0 | 0 | 0 | 0 | 0 | 0 | 0 | 0 | 0 | 0 | 0 | 0 | 0 | 0 | 0 | 0 | 0 | 0 | 0 | 0 | 0 | 0 | 0
Diversity Factor: 0
[38 empty] | Historical Spots & Transfers | [6 empty] | Forecast Spots & Transfers
[35 empty] | Project Name | From | To | 2007 | 2008 | 2009 | 2010 | 2011 | 2012 | 2013 | 2014 | 2015 | 2016 | 2017 | 2018 | 2019 | 2020 | 2021 | 2022 | 2023 | 2024 | 2025 | 2026 | 2027 | 2028 | 2029 | 2030 | 2031 | 2032 | 2033 | 2034 | 2035 | 2036 | 2037 | 2038
| 0 | [33 empty] | DNP_ID: 4929. 11 kV Network Aug for the relief of Padstow Zn Pa 16, 24 & 26 Fdrs, and the consequent L/T from Padstow to Punchbowl - OH & CONNECTIONS ONLY (DNP5831 is cable laying component) | Padstow 33_11kV Tx3 | Padstow 33_11kV Tx4 | 200 | 0 | 0 | 0 | 0 | 0 | 0 | 0 | 0 | 0 | 0 | 0 | 0 | 0 | 0 | 0 | 0 | 0 | 0 | 0 | 0 | 0 | 0 | 0 | 0 | 0 | 0 | 0 | 0 | 0 | 0 | 0
| Diversity Factor: 0 | [33 empty] | DNP_ID: 4929. 11 kV Network Aug for the relief of Padstow Zn Pa 16, 24 & 26 Fdrs, and the consequent L/T from Padstow to Punchbowl - OH & CONNECTIONS ONLY (DNP5831 is cable laying component) | Padstow 33_11kV Tx4 | Punchbowl 33_11kV Tx4 | 155 | 0 | 0 | 0 | 0 | 0 | 0 | 0 | 0 | 0 | 0 | 0 | 0 | 0 | 0 | 0 | 0 | 0 | 0 | 0 | 0 | 0 | 0 | 0 | 0 | 0 | 0 | 0 | 0 | 0 | 0 | 0
[35 empty] | DNP_ID: 6189. Panels 11 and 19 Padstow Remedial feeders | Padstow 33_11kV Tx3 | Padstow 33_11kV Tx4 | 100 | 0 | 0 | 0 | 0 | 0 | 0 | 0 | 0 | 0 | 0 | 0 | 0 | 0 | 0 | 0 | 0 | 0 | 0 | 0 | 0 | 0 | 0 | 0 | 0 | 0 | 0 | 0 | 0 | 0 | 0 | 0
[35 empty] | DNP_ID: 6189. Panels 11 and 19 Padstow Remedial feeders | Padstow 33_11kV Tx4 | Padstow 33_11kV Tx3 | 30 | 0 | 0 | 0 | 0 | 0 | 0 | 0 | 0 | 0 | 0 | 0 | 0 | 0 | 0 | 0 | 0 | 0 | 0 | 0 | 0 | 0 | 0 | 0 | 0 | 0 | 0 | 0 | 0 | 0 | 0 | 0
| 0 | [33 empty] | DNP_ID: 6373. Development of Bankstown Zone - Relieving Padstow Zone of 35MVA & Punchbowl Zone of 21MVA | Padstow 33_11kV Tx2 | Bankstown 132_11kV Tx11 | 0 | 0 | 0 | 0 | 346 | 0 | 0 | 0 | 0 | 0 | 0 | 0 | 0 | 0 | 0 | 0 | 0 | 0 | 0 | 0 | 0 | 0 | 0 | 0 | 0 | 0 | 0 | 0 | 0 | 0 | 0 | 0
| Diversity Factor: 0 | [33 empty] | DNP_ID: 6373. Development of Bankstown Zone - Relieving Padstow Zone of 35MVA & Punchbowl Zone of 21MVA | Padstow 33_11kV Tx2 | Bankstown 132_11kV Tx12 | 0 | 0 | 0 | 0 | 150 | 0 | 0 | 0 | 0 | 0 | 0 | 0 | 0 | 0 | 0 | 0 | 0 | 0 | 0 | 0 | 0 | 0 | 0 | 0 | 0 | 0 | 0 | 0 | 0 | 0 | 0 | 0
[35 empty] | DNP_ID: 6373. Development of Bankstown Zone - Relieving Padstow Zone of 35MVA & Punchbowl Zone of 21MVA | Padstow 33_11kV Tx3 | Bankstown 132_11kV Tx11 | 0 | 0 | 0 | 0 | 278 | 0 | 0 | 0 | 0 | 0 | 0 | 0 | 0 | 0 | 0 | 0 | 0 | 0 | 0 | 0 | 0 | 0 | 0 | 0 | 0 | 0 | 0 | 0 | 0 | 0 | 0 | 0
[35 empty] | DNP_ID: 6373. Development of Bankstown Zone - Relieving Padstow Zone of 35MVA & Punchbowl Zone of 21MVA | Padstow 33_11kV Tx3 | Bankstown 132_11kV Tx12 | 0 | 0 | 0 | 0 | 236 | 0 | 0 | 0 | 0 | 0 | 0 | 0 | 0 | 0 | 0 | 0 | 0 | 0 | 0 | 0 | 0 | 0 | 0 | 0 | 0 | 0 | 0 | 0 | 0 | 0 | 0 | 0
| 0 | [33 empty] | DNP_ID: 6373. Development of Bankstown Zone - Relieving Padstow Zone of 35MVA & Punchbowl Zone of 21MVA | Padstow 33_11kV Tx4 | Bankstown 132_11kV Tx11 | 0 | 0 | 0 | 0 | 294 | 0 | 0 | 0 | 0 | 0 | 0 | 0 | 0 | 0 | 0 | 0 | 0 | 0 | 0 | 0 | 0 | 0 | 0 | 0 | 0 | 0 | 0 | 0 | 0 | 0 | 0 | 0
| Diversity Factor: 0 | [33 empty] | DNP_ID: 6373. Development of Bankstown Zone - Relieving Padstow Zone of 35MVA & Punchbowl Zone of 21MVA | Padstow 33_11kV Tx4 | Bankstown 132_11kV Tx12 | 0 | 0 | 0 | 0 | 173 | 0 | 0 | 0 | 0 | 0 | 0 | 0 | 0 | 0 | 0 | 0 | 0 | 0 | 0 | 0 | 0 | 0 | 0 | 0 | 0 | 0 | 0 | 0 | 0 | 0 | 0 | 0
[35 empty] | DNP_ID: 6386. Transfer of 10MVA from Padstow to Milperra | Padstow 33_11kV Tx2 | Milperra 132_11kV Tx2 | 0 | 0 | 0 | 485 | 0 | 0 | 0 | 0 | 0 | 0 | 0 | 0 | 0 | 0 | 0 | 0 | 0 | 0 | 0 | 0 | 0 | 0 | 0 | 0 | 0 | 0 | 0 | 0 | 0 | 0 | 0 | 0
[35 empty] | DNP_ID: 6471. Padstow Zone - Change of Open Points to relieve Panel 12 Feeder | Padstow 33_11kV Tx3 | Padstow 33_11kV Tx2 | 0 | 0 | 0 | 41 | 0 | 0 | 0 | 0 | 0 | 0 | 0 | 0 | 0 | 0 | 0 | 0 | 0 | 0 | 0 | 0 | 0 | 0 | 0 | 0 | 0 | 0 | 0 | 0 | 0 | 0 | 0 | 0
0
Diversity Factor: 0
0
Diversity Factor: 0
0
Diversity Factor: 0
0
Diversity Factor: 0
0
Diversity Factor: 0
| Weather Correction and Public Holiday Factors | [8 empty] | Forecast ROG
ROG Justification
| Actual loads for season 2013 have been weather corrected by the following: | [6 empty] | 0% |  | 0
1 | 2 | 3 | 4 | 5 | 6 | 7 | 8 | 9 | 10 | 2014 | 2015 | 2016 | 2017 | 2018 | 2019 | 2020 | 2021 | 2022 | 2023 | 2024 | 2025 | 2026 | 2027 | 2028 | 2029 | 2030 | 2031 | 2032 | 2033 | 2034 | 2035 | 2036 | 2037 | 2038
1 | 1 | 1 | 1 | 1 | 1 | 1 | 1 | 1 | 1 | 0% | 0% | 0% | 0% | 0% | 0% | 0% | 0% | 0% | 0% | 0% | 0% | 0% | 0% | 0% | 0% | 0% | 0% | 0% | 0% | 0% | 0% | 0% | 0% | 0%
Substation Load Detail
[7 empty] | Units | 2013 |  | 2014 | 2015 | 2016 | 2017 | 2018 | 2019 | 2020 | 2021 | 2022 | 2023 | 2024 | 2025 | 2026 | 2027 | 2028 | 2029 | 2030 | 2031 | 2032 | 2033 | 2034 | 2035 | 2036 | 2037 | 2038
1 | Padstow 33_11kV | Compensated |  | Load (LV side) |  |  | Amps | 0 | 0 | 0 | 0 | 0 | 0 | 0 | 0 | 0 | 0 | 0 | 0 | 0 | 0 | 0 | 0 | 0 | 0 | 0 | 0 | 0 | 0 | 0 | 0 | 0 | 0 | 0
|  |  |  | Apparent Power |  |  | MVA | 0 |  | 0 | 0 | 0 | 0 | 0 | 0 | 0 | 0 | 0 | 0 | 0 | 0 | 0 | 0 | 0 | 0 | 0 | 0 | 0 | 0 | 0 | 0 | 0 | 0 | 0
|  |  |  | Real Power |  |  | MW | 0 | 0 | 0 | 0 | 0 | 0 | 0 | 0 | 0 | 0 | 0 | 0 | 0 | 0 | 0 | 0 | 0 | 0 | 0 | 0 | 0 | 0 | 0 | 0 | 0 | 0 | 0
|  |  |  | Reactive Power |  |  | MVAr | 0 |  | 0 | 0 | 0 | 0 | 0 | 0 | 0 | 0 | 0 | 0 | 0 | 0 | 0 | 0 | 0 | 0 | 0 | 0 | 0 | 0 | 0 | 0 | 0 | 0 | 0
|  |  |  | Capacitors In Service |  |  | MVAr | 0 |  | 0 | 0 | 0 | 0 | 0 | 0 | 0 | 0 | 0 | 0 | 0 | 0 | 0 | 0 | 0 | 0 | 0 | 0 | 0 | 0 | 0 | 0 | 0 | 0 | 0
|  |  |  | PF |  |  |  | 0 |  | 0 | 0 | 0 | 0 | 0 | 0 | 0 | 0 | 0 | 0 | 0 | 0 | 0 | 0 | 0 | 0 | 0 | 0 | 0 | 0 | 0 | 0 | 0 | 0 | 0
0.77804 | Diversity Factor: 0.78 | Uncompensated |  | Reactive Power |  |  | MVAr | 0 | 0 | 0 | 0 | 0 | 0 | 0 | 0 | 0 | 0 | 0 | 0 | 0 | 0 | 0 | 0 | 0 | 0 | 0 | 0 | 0 | 0 | 0 | 0 | 0 | 0 | 0
|  |  |  | PF |  |  |  | 0 |  | 0 | 0 | 0 | 0 | 0 | 0 | 0 | 0 | 0 | 0 | 0 | 0 | 0 | 0 | 0 | 0 | 0 | 0 | 0 | 0 | 0 | 0 | 0 | 0 | 0
[10 empty] | 1 | 2 | 3 | 4 | 5 | 6 | 7 | 8 | 9 | 10 | 11 | 12 | 13 | 14 | 15 | 16 | 17 | 18 | 19 | 20 | 21 | 22 | 23 | 24 | 25
Transformer Load Detail
[7 empty] | Units | 2013 |  | 2014 | 2015 | 2016 | 2017 | 2018 | 2019 | 2020 | 2021 | 2022 | 2023 | 2024 | 2025 | 2026 | 2027 | 2028 | 2029 | 2030 | 2031 | 2032 | 2033 | 2034 | 2035 | 2036 | 2037 | 2038
| 0 | Compensated |  | Load (LV side) |  |  | Amps
|  |  |  | Apparent Power |  |  | MVA
|  |  |  | Real Power |  |  | MW
|  |  |  | Reactive Power |  |  | MVAr
|  |  |  | Capacitors In Service |  |  | MVAr
PF
| Zone Div: | Uncompensated |  | Reactive Power |  |  | MVAr
PF
| 0 | Compensated |  | Load (LV side) |  |  | Amps
|  |  |  | Apparent Power |  |  | MVA
|  |  |  | Real Power |  |  | MW
|  |  |  | Reactive Power |  |  | MVAr
|  |  |  | Capacitors In Service |  |  | MVAr
PF
| Zone Div: | Uncompensated |  | Reactive Power |  |  | MVAr
PF
| 0 | Compensated |  | Load (LV side) |  |  | Amps
|  |  |  | Apparent Power |  |  | MVA
|  |  |  | Real Power |  |  | MW
|  |  |  | Reactive Power |  |  | MVAr
|  |  |  | Capacitors In Service |  |  | MVAr
PF
| Zone Div: | Uncompensated |  | Reactive Power |  |  | MVAr
PF
| 0 | Compensated |  | Load (LV side) |  |  | Amps
|  |  |  | Apparent Power |  |  | MVA
|  |  |  | Real Power |  |  | MW
|  |  |  | Reactive Power |  |  | MVAr
|  |  |  | Capacitors In Service |  |  | MVAr
PF
| Zone Div: | Uncompensated |  | Reactive Power |  |  | MVAr
PF
| 0 | Compensated |  | Load (LV side) |  |  | Amps
|  |  |  | Apparent Power |  |  | MVA
|  |  |  | Real Power |  |  | MW
|  |  |  | Reactive Power |  |  | MVAr
|  |  |  | Capacitors In Service |  |  | MVAr
PF
| Zone Div: | Uncompensated |  | Reactive Power |  |  | MVAr
PF
| 0 | Compensated |  | Load (LV side) |  |  | Amps
|  |  |  | Apparent Power |  |  | MVA
|  |  |  | Real Power |  |  | MW
|  |  |  | Reactive Power |  |  | MVAr
|  |  |  | Capacitors In Service |  |  | MVAr
PF
| Zone Div: | Uncompensated |  | Reactive Power |  |  | MVAr
PF
| 0 | Compensated |  | Load (LV side) |  |  | Amps
|  |  |  | Apparent Power |  |  | MVA
|  |  |  | Real Power |  |  | MW
|  |  |  | Reactive Power |  |  | MVAr
|  |  |  | Capacitors In Service |  |  | MVAr
PF
| Zone Div: | Uncompensated |  | Reactive Power |  |  | MVAr
PF
| 0 | Compensated |  | Load (LV side) |  |  | Amps
|  |  |  | Apparent Power |  |  | MVA
|  |  |  | Real Power |  |  | MW
|  |  |  | Reactive Power |  |  | MVAr
|  |  |  | Capacitors In Service |  |  | MVAr
PF
| Zone Div: | Uncompensated |  | Reactive Power |  |  | MVAr
PF
| 0 | Compensated |  | Load (LV side) |  |  | Amps
|  |  |  | Apparent Power |  |  | MVA
|  |  |  | Real Power |  |  | MW
|  |  |  | Reactive Power |  |  | MVAr
|  |  |  | Capacitors In Service |  |  | MVAr
PF
| Zone Div: | Uncompensated |  | Reactive Power |  |  | MVAr
PF
| 0 | Compensated |  | Load (LV side) |  |  | Amps
|  |  |  | Apparent Power |  |  | MVA
|  |  |  | Real Power |  |  | MW
|  |  |  | Reactive Power |  |  | MVAr
|  |  |  | Capacitors In Service |  |  | MVAr
PF
| Zone Div: | Uncompensated |  | Reactive Power |  |  | MVAr
PF

## Potts Hill 132_11kV
| Potts Hill 132_11kV | [16 empty] | 2014 | WINTER
[6 empty] | Zone commissioned |  | 2012-03-17
| Substation Total Loads | [33 empty] | Spots & Transfers Detail
| Historical Loads | (11kV Amps) | [7 empty] | Weather Corrected Forecast Loads |  |  |  | (11kV Amps) | [20 empty] | Spots & Transfers Summary | (11kV Amps) |  | Historical Spots & Transfers | [6 empty] | Forecast Spots & Transfers
|  | 2007 | 2008 | 2009 | 2010 | 2011 | 2012 | 2013 |  | 2014 | 2015 | 2016 | 2017 | 2018 | 2019 | 2020 | 2021 | 2022 | 2023 | 2024 | 2025 | 2026 | 2027 | 2028 | 2029 | 2030 | 2031 | 2032 | 2033 | 2034 | 2035 | 2036 | 2037 | 2038 |  |  |  | 2007 | 2008 | 2009 | 2010 | 2011 | 2012 | 2013 | 2014 | 2015 | 2016 | 2017 | 2018 | 2019 | 2020 | 2021 | 2022 | 2023 | 2024 | 2025 | 2026 | 2027 | 2028 | 2029 | 2030 | 2031 | 2032 | 2033 | 2034 | 2035 | 2036 | 2037 | 2038
| Total | [6 empty] | 0 |  | 2161.796 | 2252.987 | 2194.408 | 2177.356 | 2195.311 | 2223.482 | 2271.832 | 2321.646 | 2369.209 | 2417.993 | 2461.964 | 2513.849 | 2565.949 | 2623.638 | 2684.543 | 2745.008 | 2804.619 | 2865.262 | 2926.951 | 2989.7 | 3053.523 | 3118.435 | 3184.451 | 3251.584 | 3319.851 |  |  | Total | 0 | 0 | 0 | 0 | 0 | 0 | 0 | 2142.7459 | 179.7422 | 2.946 | 12.9105 | 17.9549 | 28.1707 | 48.3501 | 49.8135 | 47.563 | 48.7844 | 43.9705 | 51.8859 | 52.0998 | 57.689 | 60.9052 | 60.4643 | 59.6108 | 60.643 | 61.689 | 62.7491 | 63.8234 | 64.9122 | 66.0155 | 67.1336 | 68.2668
| Firm Rating | 0 | 0 | 0 | 0 | 0 | 0 | 0 |  | 2880 | 2880 | 2880 | 2880 | 2880 | 2880 | 2880 | 2880 | 2880 | 2880 | 2880 | 2880 | 2880 | 2880 | 2880 | 2880 | 2880 | 2880 | 2880 | 2880 | 2880 | 2880 | 2880 | 2880 | 2880
| Total Capacity | 0 | 0 | 0 | 0 | 0 | 0 | 0 |  | 5614 | 5614 | 5614 | 5614 | 5614 | 5614 | 5614 | 5614 | 5614 | 5614 | 5614 | 5614 | 5614 | 5614 | 5614 | 5614 | 5614 | 5614 | 5614 | 5614 | 5614 | 5614 | 5614 | 5614 | 5614 |  |  | Potts Hill 132_11kV Tx1 | 0 | 0 | 0 | 0 | 0 | 0 | 0 | 1071.3729 | 94.2711 | 1.473 | 6.4553 | 8.9774 | 14.0854 | 24.1751 | 24.9068 | 23.7815 | 24.3922 | 21.9853 | 25.943 | 26.0499 | 28.8445 | 30.4526 | 30.2321 | 29.8054 | 30.3215 | 30.8445 | 31.3746 | 31.9117 | 32.4561 | 33.0078 | 33.5668 | 34.1334
|  | -7 | -6 | -5 | -4 | -3 | -2 | -1 |  | 0 | 1 | 2 | 3 | 4 | 5 | 6 | 7 | 8 | 9 | 10 | 11 | 12 | 13 | 14 | 15 | 16 | 17 | 18 | 19 | 20 | 21 | 22 | 23 | 24 |  |  | Potts Hill 132_11kV Tx2 | 0 | 0 | 0 | 0 | 0 | 0 | 0 | 1071.3729 | 85.4711 | 1.473 | 6.4553 | 8.9774 | 14.0854 | 24.1751 | 24.9068 | 23.7815 | 24.3922 | 21.9853 | 25.943 | 26.0499 | 28.8445 | 30.4526 | 30.2321 | 29.8054 | 30.3215 | 30.8445 | 31.3746 | 31.9117 | 32.4561 | 33.0078 | 33.5668 | 34.1334
| Transformer Loads | [36 empty] | 0 | 0 | 0 | 0 | 0 | 0 | 0 | 0 | 0 | 0 | 0 | 0 | 0 | 0 | 0 | 0 | 0 | 0 | 0 | 0 | 0 | 0 | 0 | 0 | 0 | 0 | 0 | 0 | 0 | 0 | 0 | 0
| Historical Loads | (11kV Amps) | [7 empty] | Weather Corrected Forecast Loads |  |  |  | (11kV Amps) | [23 empty] | 0 | 0 | 0 | 0 | 0 | 0 | 0 | 0 | 0 | 0 | 0 | 0 | 0 | 0 | 0 | 0 | 0 | 0 | 0 | 0 | 0 | 0 | 0 | 0 | 0 | 0 | 0 | 0 | 0 | 0 | 0 | 0
|  | 2007 | 2008 | 2009 | 2010 | 2011 | 2012 | 2013 |  | 2014 | 2015 | 2016 | 2017 | 2018 | 2019 | 2020 | 2021 | 2022 | 2023 | 2024 | 2025 | 2026 | 2027 | 2028 | 2029 | 2030 | 2031 | 2032 | 2033 | 2034 | 2035 | 2036 | 2037 | 2038 |  |  |  | 0 | 0 | 0 | 0 | 0 | 0 | 0 | 0 | 0 | 0 | 0 | 0 | 0 | 0 | 0 | 0 | 0 | 0 | 0 | 0 | 0 | 0 | 0 | 0 | 0 | 0 | 0 | 0 | 0 | 0 | 0 | 0
| 0 | [36 empty] | 0 | 0 | 0 | 0 | 0 | 0 | 0 | 0 | 0 | 0 | 0 | 0 | 0 | 0 | 0 | 0 | 0 | 0 | 0 | 0 | 0 | 0 | 0 | 0 | 0 | 0 | 0 | 0 | 0 | 0 | 0 | 0
| Diversity Factor: 0 | [36 empty] | 0 | 0 | 0 | 0 | 0 | 0 | 0 | 0 | 0 | 0 | 0 | 0 | 0 | 0 | 0 | 0 | 0 | 0 | 0 | 0 | 0 | 0 | 0 | 0 | 0 | 0 | 0 | 0 | 0 | 0 | 0 | 0
[38 empty] | 0 | 0 | 0 | 0 | 0 | 0 | 0 | 0 | 0 | 0 | 0 | 0 | 0 | 0 | 0 | 0 | 0 | 0 | 0 | 0 | 0 | 0 | 0 | 0 | 0 | 0 | 0 | 0 | 0 | 0 | 0 | 0
[38 empty] | 0 | 0 | 0 | 0 | 0 | 0 | 0 | 0 | 0 | 0 | 0 | 0 | 0 | 0 | 0 | 0 | 0 | 0 | 0 | 0 | 0 | 0 | 0 | 0 | 0 | 0 | 0 | 0 | 0 | 0 | 0 | 0
| 0 | [36 empty] | 0 | 0 | 0 | 0 | 0 | 0 | 0 | 0 | 0 | 0 | 0 | 0 | 0 | 0 | 0 | 0 | 0 | 0 | 0 | 0 | 0 | 0 | 0 | 0 | 0 | 0 | 0 | 0 | 0 | 0 | 0 | 0
Diversity Factor: 0
[38 empty] | Historical Spots & Transfers | [6 empty] | Forecast Spots & Transfers
[35 empty] | Project Name | From | To | 2007 | 2008 | 2009 | 2010 | 2011 | 2012 | 2013 | 2014 | 2015 | 2016 | 2017 | 2018 | 2019 | 2020 | 2021 | 2022 | 2023 | 2024 | 2025 | 2026 | 2027 | 2028 | 2029 | 2030 | 2031 | 2032 | 2033 | 2034 | 2035 | 2036 | 2037 | 2038
| 0 | [33 empty] | Broad based demand management |  | Potts Hill 132_11kV Tx1 | 0 | 0 | 0 | 0 | 0 | 0 | 0 | 0 | -2.1342 | -0.56174 | -0.63318 | -0.65271 | -0.71787 | 0 | 0 | 0 | 0 | 0 | 0 | 0 | 0 | 0 | 0 | 0 | 0 | 0 | 0 | 0 | 0 | 0 | 0 | 0
| Diversity Factor: 0 | [33 empty] | Broad based demand management |  | Potts Hill 132_11kV Tx2 | 0 | 0 | 0 | 0 | 0 | 0 | 0 | 0 | -2.1342 | -0.56174 | -0.63318 | -0.65271 | -0.71787 | 0 | 0 | 0 | 0 | 0 | 0 | 0 | 0 | 0 | 0 | 0 | 0 | 0 | 0 | 0 | 0 | 0 | 0 | 0
[35 empty] | DNP_ID: 6316. Potts Hill Zone Development - 2008 (Relieving Sefton of 25 MVA & Greenacre Park of 35 MVA). | Greenacre Park 132_11kV Tx1 | Potts Hill 132_11kV Tx1 | 0 | 0 | 0 | 0 | 0 | 0 | 0 | 240 | 0 | 0 | 0 | 0 | 0 | 0 | 0 | 0 | 0 | 0 | 0 | 0 | 0 | 0 | 0 | 0 | 0 | 0 | 0 | 0 | 0 | 0 | 0 | 0
[35 empty] | DNP_ID: 6316. Potts Hill Zone Development - 2008 (Relieving Sefton of 25 MVA & Greenacre Park of 35 MVA). | Greenacre Park 132_11kV Tx1 | Potts Hill 132_11kV Tx2 | 0 | 0 | 0 | 0 | 0 | 0 | 0 | 105 | 0 | 0 | 0 | 0 | 0 | 0 | 0 | 0 | 0 | 0 | 0 | 0 | 0 | 0 | 0 | 0 | 0 | 0 | 0 | 0 | 0 | 0 | 0 | 0
| 0 | [33 empty] | DNP_ID: 6316. Potts Hill Zone Development - 2008 (Relieving Sefton of 25 MVA & Greenacre Park of 35 MVA). | Greenacre Park 132_11kV Tx2 | Potts Hill 132_11kV Tx1 | 0 | 0 | 0 | 0 | 0 | 0 | 0 | 120 | 0 | 0 | 0 | 0 | 0 | 0 | 0 | 0 | 0 | 0 | 0 | 0 | 0 | 0 | 0 | 0 | 0 | 0 | 0 | 0 | 0 | 0 | 0 | 0
| Diversity Factor: 0 | [33 empty] | DNP_ID: 6316. Potts Hill Zone Development - 2008 (Relieving Sefton of 25 MVA & Greenacre Park of 35 MVA). | Greenacre Park 132_11kV Tx3 | Potts Hill 132_11kV Tx1 | 0 | 0 | 0 | 0 | 0 | 0 | 0 | 193 | 0 | 0 | 0 | 0 | 0 | 0 | 0 | 0 | 0 | 0 | 0 | 0 | 0 | 0 | 0 | 0 | 0 | 0 | 0 | 0 | 0 | 0 | 0 | 0
[35 empty] | DNP_ID: 6316. Potts Hill Zone Development - 2008 (Relieving Sefton of 25 MVA & Greenacre Park of 35 MVA). | Greenacre Park 132_11kV Tx3 | Potts Hill 132_11kV Tx2 | 0 | 0 | 0 | 0 | 0 | 0 | 0 | 154 | 0 | 0 | 0 | 0 | 0 | 0 | 0 | 0 | 0 | 0 | 0 | 0 | 0 | 0 | 0 | 0 | 0 | 0 | 0 | 0 | 0 | 0 | 0 | 0
[35 empty] | DNP_ID: 6316. Potts Hill Zone Development - 2008 (Relieving Sefton of 25 MVA & Greenacre Park of 35 MVA). | Sefton 132_11kV Tx1 | Potts Hill 132_11kV Tx1 | 0 | 0 | 0 | 0 | 0 | 0 | 0 | 59 | 0 | 0 | 0 | 0 | 0 | 0 | 0 | 0 | 0 | 0 | 0 | 0 | 0 | 0 | 0 | 0 | 0 | 0 | 0 | 0 | 0 | 0 | 0 | 0
| 0 | [33 empty] | DNP_ID: 6316. Potts Hill Zone Development - 2008 (Relieving Sefton of 25 MVA & Greenacre Park of 35 MVA). | Sefton 132_11kV Tx1 | Potts Hill 132_11kV Tx2 | 0 | 0 | 0 | 0 | 0 | 0 | 0 | 474 | 0 | 0 | 0 | 0 | 0 | 0 | 0 | 0 | 0 | 0 | 0 | 0 | 0 | 0 | 0 | 0 | 0 | 0 | 0 | 0 | 0 | 0 | 0 | 0
| Diversity Factor: 0 | [33 empty] | DNP_ID: 6316. Potts Hill Zone Development - 2008 (Relieving Sefton of 25 MVA & Greenacre Park of 35 MVA). | Sefton 132_11kV Tx2 | Potts Hill 132_11kV Tx1 | 0 | 0 | 0 | 0 | 0 | 0 | 0 | 26 | 0 | 0 | 0 | 0 | 0 | 0 | 0 | 0 | 0 | 0 | 0 | 0 | 0 | 0 | 0 | 0 | 0 | 0 | 0 | 0 | 0 | 0 | 0 | 0
[35 empty] | DNP_ID: 6316. Potts Hill Zone Development - 2008 (Relieving Sefton of 25 MVA & Greenacre Park of 35 MVA). | Sefton 132_11kV Tx3 | Potts Hill 132_11kV Tx1 | 0 | 0 | 0 | 0 | 0 | 0 | 0 | 219 | 0 | 0 | 0 | 0 | 0 | 0 | 0 | 0 | 0 | 0 | 0 | 0 | 0 | 0 | 0 | 0 | 0 | 0 | 0 | 0 | 0 | 0 | 0 | 0
[35 empty] | DNP_ID: 6316. Potts Hill Zone Development - 2008 (Relieving Sefton of 25 MVA & Greenacre Park of 35 MVA). | Sefton 132_11kV Tx3 | Potts Hill 132_11kV Tx2 | 0 | 0 | 0 | 0 | 0 | 0 | 0 | 69 | 0 | 0 | 0 | 0 | 0 | 0 | 0 | 0 | 0 | 0 | 0 | 0 | 0 | 0 | 0 | 0 | 0 | 0 | 0 | 0 | 0 | 0 | 0 | 0
| 0 | [33 empty] | DNP_ID: 6316. Potts Hill Zone Development - 2008 (Relieving Sefton of 25 MVA & Greenacre Park of 35 MVA). | Sefton 132_11kV Tx4 | Potts Hill 132_11kV Tx1 | 0 | 0 | 0 | 0 | 0 | 0 | 0 | 247 | 0 | 0 | 0 | 0 | 0 | 0 | 0 | 0 | 0 | 0 | 0 | 0 | 0 | 0 | 0 | 0 | 0 | 0 | 0 | 0 | 0 | 0 | 0 | 0
| Diversity Factor: 0 | [33 empty] | DNP_ID: 6316. Potts Hill Zone Development - 2008 (Relieving Sefton of 25 MVA & Greenacre Park of 35 MVA). | Sefton 132_11kV Tx4 | Potts Hill 132_11kV Tx2 | 0 | 0 | 0 | 0 | 0 | 0 | 0 | 274 | 0 | 0 | 0 | 0 | 0 | 0 | 0 | 0 | 0 | 0 | 0 | 0 | 0 | 0 | 0 | 0 | 0 | 0 | 0 | 0 | 0 | 0 | 0 | 0
[35 empty] | HVCON_ID: 2010719. Establishment of S.49270 Main College, Botanica Estate, ex Lidcombe Hospital Site and the decommission of S.3197 Weeroona Joseph No.2 |  | Potts Hill 132_11kV Tx1 | 0 | 0 | 0 | 0 | 0 | 0 | 0 | 0 | 24.75 | 0 | 0 | 0 | 0 | 0 | 0 | 0 | 0 | 0 | 0 | 0 | 0 | 0 | 0 | 0 | 0 | 0 | 0 | 0 | 0 | 0 | 0 | 0
[35 empty] | HVCON_ID: 2011149. Establishment of S.47503 Cooper Brunker No 1 and S.47504 Cooper Brunker No 2 for new URD, Cooper Rd, Potts Hill Added S.50202 Cooper Brunker No 3 (included in a separate HVCon. |  | Potts Hill 132_11kV Tx2 | 0 | 0 | 0 | 0 | 0 | 0 | 0 | 0 | 34.65 | 0 | 0 | 0 | 0 | 0 | 0 | 0 | 0 | 0 | 0 | 0 | 0 | 0 | 0 | 0 | 0 | 0 | 0 | 0 | 0 | 0 | 0 | 0
| 0 | [33 empty] | HVCON_ID: 2011675. Establishment of Kiosk; S.61279 Dasea St No 2, 20 Dasea St, Chullora (Pacific National Freight Terminal) & deommission & recovery of S.2949 Dasea St |  | Potts Hill 132_11kV Tx2 | 0 | 0 | 0 | 0 | 0 | 0 | 0 | 0 | 55 | 0 | 0 | 0 | 0 | 0 | 0 | 0 | 0 | 0 | 0 | 0 | 0 | 0 | 0 | 0 | 0 | 0 | 0 | 0 | 0 | 0 | 0 | 0
| Diversity Factor: 0 | [33 empty] | HVCON_ID: 2013274. Establishment of S.64055 Worth Muir No 3 and S.64056 Worth Muir No 4, 17-19 Worth Street, Chullora |  | Potts Hill 132_11kV Tx1 | 0 | 0 | 0 | 0 | 0 | 0 | 0 | 0 | 73.7 | 0 | 0 | 0 | 0 | 0 | 0 | 0 | 0 | 0 | 0 | 0 | 0 | 0 | 0 | 0 | 0 | 0 | 0 | 0 | 0 | 0 | 0 | 0
[35 empty] | HVCON_ID: 2013424. Establishment of S.64422, 14-18 Worth Street, Chullora | Potts Hill 132_11kV Tx1 | Greenacre Park 132_11kV Tx4 | 0 | 0 | 0 | 0 | 0 | 0 | 0 | 28 | 0 | 0 | 0 | 0 | 0 | 0 | 0 | 0 | 0 | 0 | 0 | 0 | 0 | 0 | 0 | 0 | 0 | 0 | 0 | 0 | 0 | 0 | 0 | 0
[35 empty] | Econometric |  | Potts Hill 132_11kV Tx1 | 0 | 0 | 0 | 0 | 0 | 0 | 0 | 0 | 0 | 10.4703 | 19.9845 | 29.4667 | 35.2401 | 35.7555 | 32.0835 | 32.541 | 33.0048 | 33.4748 | 33.9511 | 34.4338 | 34.923 | 35.4189 | 35.9213 | 36.4306 | 36.9467 | 37.4697 | 37.9997 | 38.5369 | 39.0813 | 39.633 | 40.192 | 40.7586
| 0 | [33 empty] | Econometric |  | Potts Hill 132_11kV Tx2 | 0 | 0 | 0 | 0 | 0 | 0 | 0 | 0 | 0 | 10.4703 | 19.9845 | 29.4667 | 35.2401 | 35.7555 | 32.0835 | 32.541 | 33.0048 | 33.4748 | 33.9511 | 34.4338 | 34.923 | 35.4189 | 35.9213 | 36.4306 | 36.9467 | 37.4697 | 37.9997 | 38.5369 | 39.0813 | 39.633 | 40.192 | 40.7586
| Diversity Factor: 0 | [33 empty] | Energy Efficiency |  | Potts Hill 132_11kV Tx1 | 0 | 0 | 0 | 0 | 0 | 0 | 0 | -4.6271 | -2.0447 | -8.4355 | -12.8961 | -19.8366 | -20.4368 | -11.5804 | -7.1767 | -8.7595 | -8.6126 | -11.4895 | -8.0081 | -8.3839 | -6.0785 | -4.9662 | -5.6892 | -6.6252 | -6.6252 | -6.6252 | -6.6252 | -6.6252 | -6.6252 | -6.6252 | -6.6252 | -6.6252
[35 empty] | Energy Efficiency |  | Potts Hill 132_11kV Tx2 | 0 | 0 | 0 | 0 | 0 | 0 | 0 | -4.6271 | -2.0447 | -8.4355 | -12.8961 | -19.8366 | -20.4368 | -11.5804 | -7.1767 | -8.7595 | -8.6126 | -11.4895 | -8.0081 | -8.3839 | -6.0785 | -4.9662 | -5.6892 | -6.6252 | -6.6252 | -6.6252 | -6.6252 | -6.6252 | -6.6252 | -6.6252 | -6.6252 | -6.6252
[35 empty] | Solar PV |  | Potts Hill 132_11kV Tx1 | 0 | 0 | 0 | 0 | 0 | 0 | 0 | 0 | 0 | 0 | 0 | 0 | 0 | 0 | 0 | 0 | 0 | 0 | 0 | 0 | 0 | 0 | 0 | 0 | 0 | 0 | 0 | 0 | 0 | 0 | 0 | 0
| 0 | [33 empty] | Solar PV |  | Potts Hill 132_11kV Tx2 | 0 | 0 | 0 | 0 | 0 | 0 | 0 | 0 | 0 | 0 | 0 | 0 | 0 | 0 | 0 | 0 | 0 | 0 | 0 | 0 | 0 | 0 | 0 | 0 | 0 | 0 | 0 | 0 | 0 | 0 | 0 | 0
Diversity Factor: 0
0
Diversity Factor: 0
| Weather Correction and Public Holiday Factors | [8 empty] | Forecast ROG
ROG Justification
| Actual loads for season 2013 have been weather corrected by the following: | [6 empty] | 0% |  | weighted ROG calc | [59 empty] | weighted ROG calc
1 | 2 | 3 | 4 | 5 | 6 | 7 | 8 | 9 | 10 | 2014 | 2015 | 2016 | 2017 | 2018 | 2019 | 2020 | 2021 | 2022 | 2023 | 2024 | 2025 | 2026 | 2027 | 2028 | 2029 | 2030 | 2031 | 2032 | 2033 | 2034 | 2035 | 2036 | 2037 | 2038
0.95904 | 0.91976 | 0.89465 | 0.88244 | 0.88244 | 0.88244 | 0.88244 | 0.88244 | 0.88244 | 0.88244 | -4.096% | -4.096% | -2.73% | -1.365% | 0% | 0% | 0% | 0% | 0% | 0% | 0% | 0% | 0% | 0% | 0% | 0% | 0% | 0% | 0% | 0% | 0% | 0% | 0% | 0% | 0%
Substation Load Detail
[7 empty] | Units | 2013 |  | 2014 | 2015 | 2016 | 2017 | 2018 | 2019 | 2020 | 2021 | 2022 | 2023 | 2024 | 2025 | 2026 | 2027 | 2028 | 2029 | 2030 | 2031 | 2032 | 2033 | 2034 | 2035 | 2036 | 2037 | 2038
1 | Potts Hill 132_11kV | Compensated |  | Load (LV side) |  |  | Amps | 0 | 0 | 2161.796 | 2252.987 | 2194.408 | 2177.356 | 2195.311 | 2223.482 | 2271.832 | 2321.646 | 2369.209 | 2417.993 | 2461.964 | 2513.849 | 2565.949 | 2623.638 | 2684.543 | 2745.008 | 2804.619 | 2865.262 | 2926.951 | 2989.7 | 3053.523 | 3118.435 | 3184.451 | 3251.584 | 3319.851
|  |  |  | Apparent Power |  |  | MVA | 0 |  | 41.1877 | 42.9252 | 41.8091 | 41.4842 | 41.8263 | 42.363 | 43.2842 | 44.2333 | 45.1395 | 46.069 | 46.9067 | 47.8953 | 48.8879 | 49.987 | 51.1474 | 52.2994 | 53.4352 | 54.5906 | 55.7659 | 56.9614 | 58.1774 | 59.4142 | 60.6719 | 61.951 | 63.2517
|  |  |  | Real Power |  |  | MW | 0 | 0 | 39.4593 | 41.1238 | 40.0546 | 39.7433 | 40.0711 | 40.5853 | 41.4678 | 42.3771 | 43.2452 | 44.1357 | 44.9383 | 45.8854 | 46.8363 | 47.8893 | 49.001 | 50.1047 | 51.1928 | 52.2997 | 53.4257 | 54.5711 | 55.736 | 56.9209 | 58.1259 | 59.3513 | 60.5973
|  |  |  | Reactive Power |  |  | MVAr | 0 |  | 11.8065 | 12.3045 | 11.9846 | 11.8915 | 11.9895 | 12.1434 | 12.4074 | 12.6795 | 12.9392 | 13.2057 | 13.4458 | 13.7292 | 14.0137 | 14.3288 | 14.6614 | 14.9916 | 15.3172 | 15.6484 | 15.9853 | 16.328 | 16.6766 | 17.0311 | 17.3916 | 17.7583 | 18.1311
|  |  |  | Capacitors In Service |  |  | MVAr | 0 |  | 0 | 0 | 0 | 0 | 0 | 0 | 0 | 0 | 0 | 0 | 0 | 0 | 0 | 0 | 0 | 0 | 0 | 0 | 0 | 0 | 0 | 0 | 0 | 0 | 0
|  |  |  | PF |  |  |  | 0 |  | 0.95803 | 0.95803 | 0.95803 | 0.95803 | 0.95803 | 0.95803 | 0.95803 | 0.95803 | 0.95803 | 0.95803 | 0.95803 | 0.95803 | 0.95803 | 0.95803 | 0.95803 | 0.95803 | 0.95803 | 0.95803 | 0.95803 | 0.95803 | 0.95803 | 0.95803 | 0.95803 | 0.95803 | 0.95803
0.97762 | Diversity Factor: 0.98 | Uncompensated |  | Reactive Power |  |  | MVAr | 0 | 0 | 11.8065 | 12.3045 | 11.9846 | 11.8915 | 11.9895 | 12.1434 | 12.4074 | 12.6795 | 12.9392 | 13.2057 | 13.4458 | 13.7292 | 14.0137 | 14.3288 | 14.6614 | 14.9916 | 15.3172 | 15.6484 | 15.9853 | 16.328 | 16.6766 | 17.0311 | 17.3916 | 17.7583 | 18.1311
|  |  |  | PF |  |  |  | 0 |  | 0.95803 | 0.95803 | 0.95803 | 0.95803 | 0.95803 | 0.95803 | 0.95803 | 0.95803 | 0.95803 | 0.95803 | 0.95803 | 0.95803 | 0.95803 | 0.95803 | 0.95803 | 0.95803 | 0.95803 | 0.95803 | 0.95803 | 0.95803 | 0.95803 | 0.95803 | 0.95803 | 0.95803 | 0.95803
[10 empty] | 1 | 2 | 3 | 4 | 5 | 6 | 7 | 8 | 9 | 10 | 11 | 12 | 13 | 14 | 15 | 16 | 17 | 18 | 19 | 20 | 21 | 22 | 23 | 24 | 25
Transformer Load Detail
[7 empty] | Units | 2013 |  | 2014 | 2015 | 2016 | 2017 | 2018 | 2019 | 2020 | 2021 | 2022 | 2023 | 2024 | 2025 | 2026 | 2027 | 2028 | 2029 | 2030 | 2031 | 2032 | 2033 | 2034 | 2035 | 2036 | 2037 | 2038
| 0 | Compensated |  | Load (LV side) |  |  | Amps
|  |  |  | Apparent Power |  |  | MVA
|  |  |  | Real Power |  |  | MW
|  |  |  | Reactive Power |  |  | MVAr
|  |  |  | Capacitors In Service |  |  | MVAr
PF
| Zone Div: | Uncompensated |  | Reactive Power |  |  | MVAr
PF
| 0 | Compensated |  | Load (LV side) |  |  | Amps
|  |  |  | Apparent Power |  |  | MVA
|  |  |  | Real Power |  |  | MW
|  |  |  | Reactive Power |  |  | MVAr
|  |  |  | Capacitors In Service |  |  | MVAr
PF
| Zone Div: | Uncompensated |  | Reactive Power |  |  | MVAr
PF
| 0 | Compensated |  | Load (LV side) |  |  | Amps
|  |  |  | Apparent Power |  |  | MVA
|  |  |  | Real Power |  |  | MW
|  |  |  | Reactive Power |  |  | MVAr
|  |  |  | Capacitors In Service |  |  | MVAr
PF
| Zone Div: | Uncompensated |  | Reactive Power |  |  | MVAr
PF
| 0 | Compensated |  | Load (LV side) |  |  | Amps
|  |  |  | Apparent Power |  |  | MVA
|  |  |  | Real Power |  |  | MW
|  |  |  | Reactive Power |  |  | MVAr
|  |  |  | Capacitors In Service |  |  | MVAr
PF
| Zone Div: | Uncompensated |  | Reactive Power |  |  | MVAr
PF
| 0 | Compensated |  | Load (LV side) |  |  | Amps
|  |  |  | Apparent Power |  |  | MVA
|  |  |  | Real Power |  |  | MW
|  |  |  | Reactive Power |  |  | MVAr
|  |  |  | Capacitors In Service |  |  | MVAr
PF
| Zone Div: | Uncompensated |  | Reactive Power |  |  | MVAr
PF
| 0 | Compensated |  | Load (LV side) |  |  | Amps
|  |  |  | Apparent Power |  |  | MVA
|  |  |  | Real Power |  |  | MW
|  |  |  | Reactive Power |  |  | MVAr
|  |  |  | Capacitors In Service |  |  | MVAr
PF
| Zone Div: | Uncompensated |  | Reactive Power |  |  | MVAr
PF
| 0 | Compensated |  | Load (LV side) |  |  | Amps
|  |  |  | Apparent Power |  |  | MVA
|  |  |  | Real Power |  |  | MW
|  |  |  | Reactive Power |  |  | MVAr
|  |  |  | Capacitors In Service |  |  | MVAr
PF
| Zone Div: | Uncompensated |  | Reactive Power |  |  | MVAr
PF
| 0 | Compensated |  | Load (LV side) |  |  | Amps
|  |  |  | Apparent Power |  |  | MVA
|  |  |  | Real Power |  |  | MW
|  |  |  | Reactive Power |  |  | MVAr
|  |  |  | Capacitors In Service |  |  | MVAr
PF
| Zone Div: | Uncompensated |  | Reactive Power |  |  | MVAr
PF
| 0 | Compensated |  | Load (LV side) |  |  | Amps
|  |  |  | Apparent Power |  |  | MVA
|  |  |  | Real Power |  |  | MW
|  |  |  | Reactive Power |  |  | MVAr
|  |  |  | Capacitors In Service |  |  | MVAr
PF
| Zone Div: | Uncompensated |  | Reactive Power |  |  | MVAr
PF
| 0 | Compensated |  | Load (LV side) |  |  | Amps
|  |  |  | Apparent Power |  |  | MVA
|  |  |  | Real Power |  |  | MW
|  |  |  | Reactive Power |  |  | MVAr
|  |  |  | Capacitors In Service |  |  | MVAr
PF
| Zone Div: | Uncompensated |  | Reactive Power |  |  | MVAr
PF

## Punchbowl 33_11kV
| Punchbowl 33_11kV | [16 empty] | 2014 | WINTER
| Substation Total Loads | [33 empty] | Spots & Transfers Detail
| Historical Loads | (11kV Amps) | [7 empty] | Weather Corrected Forecast Loads |  |  |  | (11kV Amps) | [20 empty] | Spots & Transfers Summary | (11kV Amps) |  | Historical Spots & Transfers | [6 empty] | Forecast Spots & Transfers
|  | 2007 | 2008 | 2009 | 2010 | 2011 | 2012 | 2013 |  | 2014 | 2015 | 2016 | 2017 | 2018 | 2019 | 2020 | 2021 | 2022 | 2023 | 2024 | 2025 | 2026 | 2027 | 2028 | 2029 | 2030 | 2031 | 2032 | 2033 | 2034 | 2035 | 2036 | 2037 | 2038 |  |  |  | 2007 | 2008 | 2009 | 2010 | 2011 | 2012 | 2013 | 2014 | 2015 | 2016 | 2017 | 2018 | 2019 | 2020 | 2021 | 2022 | 2023 | 2024 | 2025 | 2026 | 2027 | 2028 | 2029 | 2030 | 2031 | 2032 | 2033 | 2034 | 2035 | 2036 | 2037 | 2038
| Total | 2707 | 3194 | 2812 | 2875 | 2789 | 2519 | 2479 |  | 1527.815 | 1457.073 | 1419.892 | 1415.161 | 1438.888 | 1460.05 | 1505.77 | 1553.328 | 1598.845 | 1646.514 | 1691.67 | 1745.409 | 1799.931 | 1859.251 | 1921.855 | 1984.394 | 2047.052 | 2111.128 | 2176.644 | 2243.619 | 2312.077 | 2382.039 | 2453.525 | 2526.56 | 2601.165 |  |  | Total | 155 | 150 | 0 | 0 | 0 | 0 | 0 | -887.8578 | -4.0121 | 5.2452 | 15.9414 | 23.7264 | 21.1622 | 45.7206 | 47.5573 | 45.5179 | 47.668 | 45.1563 | 53.7391 | 54.5218 | 59.3205 | 62.6041 | 62.5385 | 62.6579 | 64.0763 | 65.5156 | 66.9759 | 68.4578 | 69.9613 | 71.4869 | 73.0348 | 74.6053
| Firm Rating | 0 | 0 | 0 | 0 | 0 | 0 | 4312 |  | 4312 | 4312 | 4312 | 4312 | 4312 | 4312 | 4312 | 4312 | 4312 | 4312 | 4312 | 4312 | 4312 | 4312 | 4312 | 4312 | 4312 | 4312 | 4312 | 4312 | 4312 | 4312 | 4312 | 4312 | 4312
| Total Capacity | 0 | 0 | 0 | 0 | 0 | 0 | 6039 |  | 6039 | 6039 | 6039 | 6039 | 6039 | 6039 | 6039 | 6039 | 6039 | 6039 | 6039 | 6039 | 6039 | 6039 | 6039 | 6039 | 6039 | 6039 | 6039 | 6039 | 6039 | 6039 | 6039 | 6039 | 6039 |  |  | Punchbowl 33_11kV Tx1 | 0 | 0 | 58 | 0 | 0 | 0 | 0 | 0 | 0 | 0 | 0 | 0 | 0 | 0 | 0 | 0 | 0 | 0 | 0 | 0 | 0 | 0 | 0 | 0 | 0 | 0 | 0 | 0 | 0 | 0 | 0 | 0
|  | -7 | -6 | -5 | -4 | -3 | -2 | -1 |  | 0 | 1 | 2 | 3 | 4 | 5 | 6 | 7 | 8 | 9 | 10 | 11 | 12 | 13 | 14 | 15 | 16 | 17 | 18 | 19 | 20 | 21 | 22 | 23 | 24 |  |  | Punchbowl 33_11kV Tx2 | 0 | 0 | 119 | 0 | -18 | 0 | 0 | -343.2371 | -0.82489 | 1.0784 | 3.2776 | 4.8782 | 4.351 | 9.4003 | 9.778 | 9.3587 | 9.8007 | 9.2843 | 11.049 | 11.2099 | 12.1965 | 12.8716 | 12.8581 | 12.8827 | 13.1743 | 13.4702 | 13.7705 | 14.0752 | 14.3843 | 14.698 | 15.0162 | 15.3391
| Transformer Loads | [35 empty] | Punchbowl 33_11kV Tx3 | 0 | 0 | -54 | 0 | 132 | 0 | 0 | -214.1116 | -0.97847 | 1.2792 | 3.8878 | 5.7865 | 5.1611 | 11.1505 | 11.5984 | 11.101 | 11.6254 | 11.0129 | 13.1061 | 13.297 | 14.4673 | 15.2681 | 15.2521 | 15.2812 | 15.6271 | 15.9781 | 16.3343 | 16.6957 | 17.0624 | 17.4344 | 17.8119 | 18.195
| Historical Loads | (11kV Amps) | [7 empty] | 0: Weather Corrected Forecast Loads; 4: (11kV Amps) |  |  | Punchbowl 33_11kV Tx4 | 155 | 0 | -48 | 0 | -49 | 0 | 0 | -329.2662 | -1.1146 | 1.4572 | 4.4289 | 6.5917 | 5.8793 | 12.7022 | 13.2124 | 12.6459 | 13.2432 | 12.5454 | 14.9299 | 15.1473 | 16.4805 | 17.3928 | 17.3745 | 17.4077 | 17.8018 | 18.2016 | 18.6074 | 19.019 | 19.4368 | 19.8606 | 20.2906 | 20.727
|  | 2007 | 2008 | 2009 | 2010 | 2011 | 2012 | 2013 |  | 2014 | 2015 | 2016 | 2017 | 2018 | 2019 | 2020 | 2021 | 2022 | 2023 | 2024 | 2025 | 2026 | 2027 | 2028 | 2029 | 2030 | 2031 | 2032 | 2033 | 2034 | 2035 | 2036 | 2037 | 2038 |  |  | Punchbowl 33_11kV Tx5 | 0 | 150 | -75 | 0 | -65 | 0 | 0 | -1.2429 | -1.0941 | 1.4303 | 4.3471 | 6.47 | 5.7707 | 12.4676 | 12.9685 | 12.4123 | 12.9987 | 12.3137 | 14.6542 | 14.8676 | 16.1762 | 17.0716 | 17.0537 | 17.0863 | 17.4731 | 17.8655 | 18.2638 | 18.6678 | 19.0778 | 19.4939 | 19.9159 | 20.3442
| 0 | [36 empty] | 0 | 0 | 0 | 0 | 0 | 0 | 0 | 0 | 0 | 0 | 0 | 0 | 0 | 0 | 0 | 0 | 0 | 0 | 0 | 0 | 0 | 0 | 0 | 0 | 0 | 0 | 0 | 0 | 0 | 0 | 0 | 0
| Diversity Factor: 0 | [36 empty] | 0 | 0 | 0 | 0 | 0 | 0 | 0 | 0 | 0 | 0 | 0 | 0 | 0 | 0 | 0 | 0 | 0 | 0 | 0 | 0 | 0 | 0 | 0 | 0 | 0 | 0 | 0 | 0 | 0 | 0 | 0 | 0
[38 empty] | 0 | 0 | 0 | 0 | 0 | 0 | 0 | 0 | 0 | 0 | 0 | 0 | 0 | 0 | 0 | 0 | 0 | 0 | 0 | 0 | 0 | 0 | 0 | 0 | 0 | 0 | 0 | 0 | 0 | 0 | 0 | 0
[38 empty] | 0 | 0 | 0 | 0 | 0 | 0 | 0 | 0 | 0 | 0 | 0 | 0 | 0 | 0 | 0 | 0 | 0 | 0 | 0 | 0 | 0 | 0 | 0 | 0 | 0 | 0 | 0 | 0 | 0 | 0 | 0 | 0
| 0 | [36 empty] | 0 | 0 | 0 | 0 | 0 | 0 | 0 | 0 | 0 | 0 | 0 | 0 | 0 | 0 | 0 | 0 | 0 | 0 | 0 | 0 | 0 | 0 | 0 | 0 | 0 | 0 | 0 | 0 | 0 | 0 | 0 | 0
Diversity Factor: 0
[38 empty] | Historical Spots & Transfers | [6 empty] | Forecast Spots & Transfers
[35 empty] | Project Name | From | To | 2007 | 2008 | 2009 | 2010 | 2011 | 2012 | 2013 | 2014 | 2015 | 2016 | 2017 | 2018 | 2019 | 2020 | 2021 | 2022 | 2023 | 2024 | 2025 | 2026 | 2027 | 2028 | 2029 | 2030 | 2031 | 2032 | 2033 | 2034 | 2035 | 2036 | 2037 | 2038
| 0 | [33 empty] | Broad based demand management |  | Punchbowl 33_11kV Tx1 | 0 | 0 | 0 | 0 | 0 | 0 | 0 | 0 | 0 | 0 | 0 | 0 | 0 | 0 | 0 | 0 | 0 | 0 | 0 | 0 | 0 | 0 | 0 | 0 | 0 | 0 | 0 | 0 | 0 | 0 | 0 | 0
| Diversity Factor: 0 | [33 empty] | Broad based demand management |  | Punchbowl 33_11kV Tx2 | 0 | 0 | 0 | 0 | 0 | 0 | 0 | 0 | -0.33579 | -0.75344 | -0.81587 | -0.7541 | -0.72416 | 0 | 0 | 0 | 0 | 0 | 0 | 0 | 0 | 0 | 0 | 0 | 0 | 0 | 0 | 0 | 0 | 0 | 0 | 0
[35 empty] | Broad based demand management |  | Punchbowl 33_11kV Tx3 | 0 | 0 | 0 | 0 | 0 | 0 | 0 | 0 | -0.39831 | -0.89371 | -0.96777 | -0.8945 | -0.85899 | 0 | 0 | 0 | 0 | 0 | 0 | 0 | 0 | 0 | 0 | 0 | 0 | 0 | 0 | 0 | 0 | 0 | 0 | 0
[35 empty] | Broad based demand management |  | Punchbowl 33_11kV Tx4 | 0 | 0 | 0 | 0 | 0 | 0 | 0 | 0 | -0.45374 | -1.0181 | -1.1024 | -1.019 | -0.97853 | 0 | 0 | 0 | 0 | 0 | 0 | 0 | 0 | 0 | 0 | 0 | 0 | 0 | 0 | 0 | 0 | 0 | 0 | 0
| 0 | [33 empty] | Broad based demand management |  | Punchbowl 33_11kV Tx5 | 0 | 0 | 0 | 0 | 0 | 0 | 0 | 0 | -0.44536 | -0.99928 | -1.0821 | -1.0002 | -0.96046 | 0 | 0 | 0 | 0 | 0 | 0 | 0 | 0 | 0 | 0 | 0 | 0 | 0 | 0 | 0 | 0 | 0 | 0 | 0
| Diversity Factor: 0 | [33 empty] | DNP_ID: 4929. 11 kV Network Aug for the relief of Padstow Zn Pa 16, 24 & 26 Fdrs, and the consequent L/T from Padstow to Punchbowl - OH & CONNECTIONS ONLY (DNP5831 is cable laying component) | Padstow 33_11kV Tx4 | Punchbowl 33_11kV Tx4 | 155 | 0 | 0 | 0 | 0 | 0 | 0 | 0 | 0 | 0 | 0 | 0 | 0 | 0 | 0 | 0 | 0 | 0 | 0 | 0 | 0 | 0 | 0 | 0 | 0 | 0 | 0 | 0 | 0 | 0 | 0 | 0
[35 empty] | DNP_ID: 6151. North Punchbowl Zone Development | Punchbowl 33_11kV Tx2 | Punchbowl 33_11kV Tx3 | 0 | 0 | 7 | 0 | 0 | 0 | 0 | 0 | 0 | 0 | 0 | 0 | 0 | 0 | 0 | 0 | 0 | 0 | 0 | 0 | 0 | 0 | 0 | 0 | 0 | 0 | 0 | 0 | 0 | 0 | 0 | 0
[35 empty] | DNP_ID: 6151. North Punchbowl Zone Development | Punchbowl 33_11kV Tx3 | Punchbowl 33_11kV Tx1 | 0 | 0 | 23 | 0 | 0 | 0 | 0 | 0 | 0 | 0 | 0 | 0 | 0 | 0 | 0 | 0 | 0 | 0 | 0 | 0 | 0 | 0 | 0 | 0 | 0 | 0 | 0 | 0 | 0 | 0 | 0 | 0
| 0 | [33 empty] | DNP_ID: 6151. North Punchbowl Zone Development | Punchbowl 33_11kV Tx3 | Punchbowl 33_11kV Tx4 | 0 | 0 | 38 | 0 | 0 | 0 | 0 | 0 | 0 | 0 | 0 | 0 | 0 | 0 | 0 | 0 | 0 | 0 | 0 | 0 | 0 | 0 | 0 | 0 | 0 | 0 | 0 | 0 | 0 | 0 | 0 | 0
| Diversity Factor: 0 | [33 empty] | DNP_ID: 6151. North Punchbowl Zone Development | Punchbowl 33_11kV Tx4 | Punchbowl 33_11kV Tx2 | 0 | 0 | 86 | 0 | 0 | 0 | 0 | 0 | 0 | 0 | 0 | 0 | 0 | 0 | 0 | 0 | 0 | 0 | 0 | 0 | 0 | 0 | 0 | 0 | 0 | 0 | 0 | 0 | 0 | 0 | 0 | 0
[35 empty] | DNP_ID: 6151. North Punchbowl Zone Development | Punchbowl 33_11kV Tx5 | Punchbowl 33_11kV Tx1 | 0 | 0 | 35 | 0 | 0 | 0 | 0 | 0 | 0 | 0 | 0 | 0 | 0 | 0 | 0 | 0 | 0 | 0 | 0 | 0 | 0 | 0 | 0 | 0 | 0 | 0 | 0 | 0 | 0 | 0 | 0 | 0
[35 empty] | DNP_ID: 6151. North Punchbowl Zone Development | Punchbowl 33_11kV Tx5 | Punchbowl 33_11kV Tx2 | 0 | 0 | 40 | 0 | 0 | 0 | 0 | 0 | 0 | 0 | 0 | 0 | 0 | 0 | 0 | 0 | 0 | 0 | 0 | 0 | 0 | 0 | 0 | 0 | 0 | 0 | 0 | 0 | 0 | 0 | 0 | 0
| 0 | [33 empty] | DNP_ID: 6157. Eastern Greenacre Park Zone Development | Greenacre Park 132_11kV Tx2 | Punchbowl 33_11kV Tx5 | 0 | 150 | 0 | 0 | 0 | 0 | 0 | 0 | 0 | 0 | 0 | 0 | 0 | 0 | 0 | 0 | 0 | 0 | 0 | 0 | 0 | 0 | 0 | 0 | 0 | 0 | 0 | 0 | 0 | 0 | 0 | 0
| Diversity Factor: 0 | [33 empty] | DNP_ID: 6231. South Punchbowl Zone Development - 2008 | Punchbowl 33_11kV Tx2 | Punchbowl 33_11kV Tx3 | 0 | 0 | 0 | 0 | 18 | 0 | 0 | 0 | 0 | 0 | 0 | 0 | 0 | 0 | 0 | 0 | 0 | 0 | 0 | 0 | 0 | 0 | 0 | 0 | 0 | 0 | 0 | 0 | 0 | 0 | 0 | 0
[35 empty] | DNP_ID: 6231. South Punchbowl Zone Development - 2008 | Punchbowl 33_11kV Tx4 | Punchbowl 33_11kV Tx3 | 0 | 0 | 0 | 0 | 49 | 0 | 0 | 0 | 0 | 0 | 0 | 0 | 0 | 0 | 0 | 0 | 0 | 0 | 0 | 0 | 0 | 0 | 0 | 0 | 0 | 0 | 0 | 0 | 0 | 0 | 0 | 0
[35 empty] | DNP_ID: 6231. South Punchbowl Zone Development - 2008 | Punchbowl 33_11kV Tx5 | Punchbowl 33_11kV Tx3 | 0 | 0 | 0 | 0 | 65 | 0 | 0 | 0 | 0 | 0 | 0 | 0 | 0 | 0 | 0 | 0 | 0 | 0 | 0 | 0 | 0 | 0 | 0 | 0 | 0 | 0 | 0 | 0 | 0 | 0 | 0 | 0
| 0 | [33 empty] | DNP_ID: 6373. Development of Bankstown Zone - Relieving Padstow Zone of 35MVA & Punchbowl Zone of 21MVA | Punchbowl 33_11kV Tx2 | Bankstown 132_11kV Tx11 | 0 | 0 | 0 | 0 | 0 | 0 | 0 | 167 | 0 | 0 | 0 | 0 | 0 | 0 | 0 | 0 | 0 | 0 | 0 | 0 | 0 | 0 | 0 | 0 | 0 | 0 | 0 | 0 | 0 | 0 | 0 | 0
| Diversity Factor: 0 | [33 empty] | DNP_ID: 6373. Development of Bankstown Zone - Relieving Padstow Zone of 35MVA & Punchbowl Zone of 21MVA | Punchbowl 33_11kV Tx2 | Bankstown 132_11kV Tx12 | 0 | 0 | 0 | 0 | 0 | 0 | 0 | 216 | 0 | 0 | 0 | 0 | 0 | 0 | 0 | 0 | 0 | 0 | 0 | 0 | 0 | 0 | 0 | 0 | 0 | 0 | 0 | 0 | 0 | 0 | 0 | 0
[35 empty] | DNP_ID: 6373. Development of Bankstown Zone - Relieving Padstow Zone of 35MVA & Punchbowl Zone of 21MVA | Punchbowl 33_11kV Tx3 | Bankstown 132_11kV Tx11 | 0 | 0 | 0 | 0 | 0 | 0 | 0 | 213 | 0 | 0 | 0 | 0 | 0 | 0 | 0 | 0 | 0 | 0 | 0 | 0 | 0 | 0 | 0 | 0 | 0 | 0 | 0 | 0 | 0 | 0 | 0 | 0
[35 empty] | DNP_ID: 6373. Development of Bankstown Zone - Relieving Padstow Zone of 35MVA & Punchbowl Zone of 21MVA | Punchbowl 33_11kV Tx4 | Bankstown 132_11kV Tx12 | 0 | 0 | 0 | 0 | 0 | 0 | 0 | 328 | 0 | 0 | 0 | 0 | 0 | 0 | 0 | 0 | 0 | 0 | 0 | 0 | 0 | 0 | 0 | 0 | 0 | 0 | 0 | 0 | 0 | 0 | 0 | 0
| 0 | [33 empty] | HVCON_ID: 2011344. Establishment of S.49622 Kentucky Green and S.50038 Kentucky Washington No 2, Kentucky Road, Riverwood |  | Punchbowl 33_11kV Tx2 | 0 | 0 | 0 | 0 | 0 | 0 | 0 | 40.7 | 0 | 0 | 0 | 0 | 0 | 0 | 0 | 0 | 0 | 0 | 0 | 0 | 0 | 0 | 0 | 0 | 0 | 0 | 0 | 0 | 0 | 0 | 0 | 0
| Diversity Factor: 0 | [33 empty] | Econometric |  | Punchbowl 33_11kV Tx1 | 0 | 0 | 0 | 0 | 0 | 0 | 0 | 0 | 0 | 0 | 0 | 0 | 0 | 0 | 0 | 0 | 0 | 0 | 0 | 0 | 0 | 0 | 0 | 0 | 0 | 0 | 0 | 0 | 0 | 0 | 0 | 0
[35 empty] | Econometric |  | Punchbowl 33_11kV Tx2 | 0 | 0 | 0 | 0 | 0 | 0 | 0 | 0 | 0 | 5.7687 | 10.4741 | 15.5722 | 15.73 | 16.0142 | 15.0274 | 15.283 | 15.5423 | 15.8055 | 16.0726 | 16.3437 | 16.6187 | 16.8978 | 17.1811 | 17.4685 | 17.7601 | 18.056 | 18.3563 | 18.6609 | 18.9701 | 19.2837 | 19.602 | 19.9249
[35 empty] | Econometric |  | Punchbowl 33_11kV Tx3 | 0 | 0 | 0 | 0 | 0 | 0 | 0 | 0 | 0 | 6.8427 | 12.4241 | 18.4714 | 18.6586 | 18.9957 | 17.8252 | 18.1284 | 18.436 | 18.7482 | 19.065 | 19.3865 | 19.7128 | 20.0439 | 20.3798 | 20.7207 | 21.0667 | 21.4177 | 21.7738 | 22.1352 | 22.5019 | 22.874 | 23.2515 | 23.6345
| 0 | [33 empty] | Econometric |  | Punchbowl 33_11kV Tx4 | 0 | 0 | 0 | 0 | 0 | 0 | 0 | 0 | 0 | 7.7949 | 14.153 | 21.0419 | 21.2551 | 21.6391 | 20.3058 | 20.6511 | 21.0015 | 21.3572 | 21.7181 | 22.0844 | 22.456 | 22.8332 | 23.2159 | 23.6042 | 23.9983 | 24.3981 | 24.8039 | 25.2155 | 25.6333 | 26.0571 | 26.4871 | 26.9235
| Diversity Factor: 0 | [33 empty] | Econometric |  | Punchbowl 33_11kV Tx5 | 0 | 0 | 0 | 0 | 0 | 0 | 0 | 0 | 0 | 7.651 | 13.8917 | 20.6533 | 20.8626 | 21.2396 | 19.9308 | 20.2697 | 20.6137 | 20.9628 | 21.3171 | 21.6765 | 22.0413 | 22.4115 | 22.7872 | 23.1683 | 23.5551 | 23.9476 | 24.3458 | 24.7499 | 25.1599 | 25.5759 | 25.998 | 26.4263
[35 empty] | Energy Efficiency |  | Punchbowl 33_11kV Tx1 | 0 | 0 | 0 | 0 | 0 | 0 | 0 | 0 | 0 | 0 | 0 | 0 | 0 | 0 | 0 | 0 | 0 | 0 | 0 | 0 | 0 | 0 | 0 | 0 | 0 | 0 | 0 | 0 | 0 | 0 | 0 | 0
[35 empty] | Energy Efficiency |  | Punchbowl 33_11kV Tx2 | 0 | 0 | 0 | 0 | 0 | 0 | 0 | -0.93709 | -0.4891 | -3.9368 | -6.3806 | -9.9398 | -10.6548 | -6.6139 | -5.2495 | -5.9243 | -5.7416 | -6.5212 | -5.0237 | -5.1338 | -4.4222 | -4.0262 | -4.3229 | -4.5858 | -4.5858 | -4.5858 | -4.5858 | -4.5858 | -4.5858 | -4.5858 | -4.5858 | -4.5858
| 0 | [33 empty] | Energy Efficiency |  | Punchbowl 33_11kV Tx3 | 0 | 0 | 0 | 0 | 0 | 0 | 0 | -1.1116 | -0.58016 | -4.6698 | -7.5685 | -11.7905 | -12.6386 | -7.8452 | -6.2268 | -7.0273 | -6.8106 | -7.7354 | -5.959 | -6.0896 | -5.2455 | -4.7758 | -5.1278 | -5.4395 | -5.4395 | -5.4395 | -5.4395 | -5.4395 | -5.4395 | -5.4395 | -5.4395 | -5.4395
| Diversity Factor: 0 | [33 empty] | Energy Efficiency |  | Punchbowl 33_11kV Tx4 | 0 | 0 | 0 | 0 | 0 | 0 | 0 | -1.2662 | -0.6609 | -5.3196 | -8.6217 | -13.4312 | -14.3973 | -8.937 | -7.0933 | -8.0052 | -7.7583 | -8.8118 | -6.7882 | -6.937 | -5.9755 | -5.4404 | -5.8413 | -6.1965 | -6.1965 | -6.1965 | -6.1965 | -6.1965 | -6.1965 | -6.1965 | -6.1965 | -6.1965
[35 empty] | Energy Efficiency |  | Punchbowl 33_11kV Tx5 | 0 | 0 | 0 | 0 | 0 | 0 | 0 | -1.2429 | -0.64869 | -5.2214 | -8.4625 | -13.1832 | -14.1315 | -8.772 | -6.9623 | -7.8574 | -7.6151 | -8.6491 | -6.6629 | -6.8089 | -5.8652 | -5.3399 | -5.7335 | -6.0821 | -6.0821 | -6.0821 | -6.0821 | -6.0821 | -6.0821 | -6.0821 | -6.0821 | -6.0821
[35 empty] | Solar PV |  | Punchbowl 33_11kV Tx1 | 0 | 0 | 0 | 0 | 0 | 0 | 0 | 0 | 0 | 0 | 0 | 0 | 0 | 0 | 0 | 0 | 0 | 0 | 0 | 0 | 0 | 0 | 0 | 0 | 0 | 0 | 0 | 0 | 0 | 0 | 0 | 0
[35 empty] | Solar PV |  | Punchbowl 33_11kV Tx2 | 0 | 0 | 0 | 0 | 0 | 0 | 0 | 0 | 0 | 0 | 0 | 0 | 0 | 0 | 0 | 0 | 0 | 0 | 0 | 0 | 0 | 0 | 0 | 0 | 0 | 0 | 0 | 0 | 0 | 0 | 0 | 0
| Weather Correction and Public Holiday Factors | [8 empty] | Forecast ROG | [24 empty] | Solar PV |  | Punchbowl 33_11kV Tx3 | 0 | 0 | 0 | 0 | 0 | 0 | 0 | 0 | 0 | 0 | 0 | 0 | 0 | 0 | 0 | 0 | 0 | 0 | 0 | 0 | 0 | 0 | 0 | 0 | 0 | 0 | 0 | 0 | 0 | 0 | 0 | 0
[10 empty] | ROG Justification | [24 empty] | Solar PV |  | Punchbowl 33_11kV Tx4 | 0 | 0 | 0 | 0 | 0 | 0 | 0 | 0 | 0 | 0 | 0 | 0 | 0 | 0 | 0 | 0 | 0 | 0 | 0 | 0 | 0 | 0 | 0 | 0 | 0 | 0 | 0 | 0 | 0 | 0 | 0 | 0
| Actual loads for season 2013 have been weather corrected by the following: | [6 empty] | -0.1948% |  | 7 year ROG ok | [24 empty] | Solar PV |  | Punchbowl 33_11kV Tx5 | 0 | 0 | 0 | 0 | 0 | 0 | 0 | 0 | 0 | 0 | 0 | 0 | 0 | 0 | 0 | 0 | 0 | 0 | 0 | 0 | 0 | 0 | 0 | 0 | 0 | 0 | 0 | 0 | 0 | 0 | 0 | 0 | 7 year ROG ok
1 | 2 | 3 | 4 | 5 | 6 | 7 | 8 | 9 | 10 | 2014 | 2015 | 2016 | 2017 | 2018 | 2019 | 2020 | 2021 | 2022 | 2023 | 2024 | 2025 | 2026 | 2027 | 2028 | 2029 | 2030 | 2031 | 2032 | 2033 | 2034 | 2035 | 2036 | 2037 | 2038
0.95633 | 0.91457 | 0.88794 | 0.87502 | 0.87502 | 0.87502 | 0.87502 | 0.87502 | 0.87502 | 0.87502 | -4.367% | -4.367% | -2.911% | -1.455% | 0% | 0% | 0% | 0% | 0% | 0% | 0% | 0% | 0% | 0% | 0% | 0% | 0% | 0% | 0% | 0% | 0% | 0% | 0% | 0% | 0%
Substation Load Detail
[7 empty] | Units | 2013 |  | 2014 | 2015 | 2016 | 2017 | 2018 | 2019 | 2020 | 2021 | 2022 | 2023 | 2024 | 2025 | 2026 | 2027 | 2028 | 2029 | 2030 | 2031 | 2032 | 2033 | 2034 | 2035 | 2036 | 2037 | 2038
1 | Punchbowl 33_11kV | Compensated |  | Load (LV side) |  |  | Amps | 2479 | 2526 | 1527.815 | 1457.073 | 1419.892 | 1415.161 | 1438.888 | 1460.05 | 1505.77 | 1553.328 | 1598.845 | 1646.514 | 1691.67 | 1745.409 | 1799.931 | 1859.251 | 1921.855 | 1984.394 | 2047.052 | 2111.128 | 2176.644 | 2243.619 | 2312.077 | 2382.039 | 2453.525 | 2526.56 | 2601.165
|  |  |  | Apparent Power |  |  | MVA | 47.2313 |  | 29.1088 | 27.761 | 27.0526 | 26.9625 | 27.4145 | 27.8177 | 28.6888 | 29.5949 | 30.4621 | 31.3703 | 32.2306 | 33.2545 | 34.2933 | 35.4235 | 36.6163 | 37.8078 | 39.0016 | 40.2224 | 41.4706 | 42.7467 | 44.051 | 45.3839 | 46.7459 | 48.1374 | 49.5589
|  |  |  | Real Power |  |  | MW | 45.2395 | 46.0972 | 27.8813 | 26.5903 | 25.9118 | 25.8254 | 26.2584 | 26.6446 | 27.479 | 28.3468 | 29.1775 | 30.0474 | 30.8714 | 31.8521 | 32.8471 | 33.9297 | 35.0721 | 36.2134 | 37.3569 | 38.5262 | 39.7218 | 40.944 | 42.1933 | 43.4701 | 44.7746 | 46.1075 | 47.4689
|  |  |  | Reactive Power |  |  | MVAr | 13.5713 |  | 8.3641 | 7.9768 | 7.7732 | 7.7473 | 7.8772 | 7.9931 | 8.2434 | 8.5037 | 8.7529 | 9.0139 | 9.2611 | 9.5553 | 9.8538 | 10.1785 | 10.5212 | 10.8636 | 11.2066 | 11.5574 | 11.9161 | 12.2828 | 12.6575 | 13.0405 | 13.4319 | 13.8317 | 14.2401
|  |  |  | Capacitors In Service |  |  | MVAr | 0 |  | 0 | 0 | 0 | 0 | 0 | 0 | 0 | 0 | 0 | 0 | 0 | 0 | 0 | 0 | 0 | 0 | 0 | 0 | 0 | 0 | 0 | 0 | 0 | 0 | 0
|  |  |  | PF |  |  |  | 0.95783 |  | 0.95783 | 0.95783 | 0.95783 | 0.95783 | 0.95783 | 0.95783 | 0.95783 | 0.95783 | 0.95783 | 0.95783 | 0.95783 | 0.95783 | 0.95783 | 0.95783 | 0.95783 | 0.95783 | 0.95783 | 0.95783 | 0.95783 | 0.95783 | 0.95783 | 0.95783 | 0.95783 | 0.95783 | 0.95783
0.97758 | Diversity Factor: 0.98 | Uncompensated |  | Reactive Power |  |  | MVAr | 13.5713 | 13.8287 | 8.3641 | 7.9768 | 7.7732 | 7.7473 | 7.8772 | 7.9931 | 8.2434 | 8.5037 | 8.7529 | 9.0139 | 9.2611 | 9.5553 | 9.8538 | 10.1785 | 10.5212 | 10.8636 | 11.2066 | 11.5574 | 11.9161 | 12.2828 | 12.6575 | 13.0405 | 13.4319 | 13.8317 | 14.2401
|  |  |  | PF |  |  |  | 0.95783 |  | 0.95783 | 0.95783 | 0.95783 | 0.95783 | 0.95783 | 0.95783 | 0.95783 | 0.95783 | 0.95783 | 0.95783 | 0.95783 | 0.95783 | 0.95783 | 0.95783 | 0.95783 | 0.95783 | 0.95783 | 0.95783 | 0.95783 | 0.95783 | 0.95783 | 0.95783 | 0.95783 | 0.95783 | 0.95783
[10 empty] | 1 | 2 | 3 | 4 | 5 | 6 | 7 | 8 | 9 | 10 | 11 | 12 | 13 | 14 | 15 | 16 | 17 | 18 | 19 | 20 | 21 | 22 | 23 | 24 | 25
Transformer Load Detail
[7 empty] | Units | 2013 |  | 2014 | 2015 | 2016 | 2017 | 2018 | 2019 | 2020 | 2021 | 2022 | 2023 | 2024 | 2025 | 2026 | 2027 | 2028 | 2029 | 2030 | 2031 | 2032 | 2033 | 2034 | 2035 | 2036 | 2037 | 2038
| 0 | Compensated |  | Load (LV side) |  |  | Amps
|  |  |  | Apparent Power |  |  | MVA
|  |  |  | Real Power |  |  | MW
|  |  |  | Reactive Power |  |  | MVAr
|  |  |  | Capacitors In Service |  |  | MVAr
PF
| Zone Div: | Uncompensated |  | Reactive Power |  |  | MVAr
PF
| 0 | Compensated |  | Load (LV side) |  |  | Amps
|  |  |  | Apparent Power |  |  | MVA
|  |  |  | Real Power |  |  | MW
|  |  |  | Reactive Power |  |  | MVAr
|  |  |  | Capacitors In Service |  |  | MVAr
PF
| Zone Div: | Uncompensated |  | Reactive Power |  |  | MVAr
PF
| 0 | Compensated |  | Load (LV side) |  |  | Amps
|  |  |  | Apparent Power |  |  | MVA
|  |  |  | Real Power |  |  | MW
|  |  |  | Reactive Power |  |  | MVAr
|  |  |  | Capacitors In Service |  |  | MVAr
PF
| Zone Div: | Uncompensated |  | Reactive Power |  |  | MVAr
PF
| 0 | Compensated |  | Load (LV side) |  |  | Amps
|  |  |  | Apparent Power |  |  | MVA
|  |  |  | Real Power |  |  | MW
|  |  |  | Reactive Power |  |  | MVAr
|  |  |  | Capacitors In Service |  |  | MVAr
PF
| Zone Div: | Uncompensated |  | Reactive Power |  |  | MVAr
PF
| 0 | Compensated |  | Load (LV side) |  |  | Amps
|  |  |  | Apparent Power |  |  | MVA
|  |  |  | Real Power |  |  | MW
|  |  |  | Reactive Power |  |  | MVAr
|  |  |  | Capacitors In Service |  |  | MVAr
PF
| Zone Div: | Uncompensated |  | Reactive Power |  |  | MVAr
PF
| 0 | Compensated |  | Load (LV side) |  |  | Amps
|  |  |  | Apparent Power |  |  | MVA
|  |  |  | Real Power |  |  | MW
|  |  |  | Reactive Power |  |  | MVAr
|  |  |  | Capacitors In Service |  |  | MVAr
PF
| Zone Div: | Uncompensated |  | Reactive Power |  |  | MVAr
PF
| 0 | Compensated |  | Load (LV side) |  |  | Amps
|  |  |  | Apparent Power |  |  | MVA
|  |  |  | Real Power |  |  | MW
|  |  |  | Reactive Power |  |  | MVAr
|  |  |  | Capacitors In Service |  |  | MVAr
PF
| Zone Div: | Uncompensated |  | Reactive Power |  |  | MVAr
PF
| 0 | Compensated |  | Load (LV side) |  |  | Amps
|  |  |  | Apparent Power |  |  | MVA
|  |  |  | Real Power |  |  | MW
|  |  |  | Reactive Power |  |  | MVAr
|  |  |  | Capacitors In Service |  |  | MVAr
PF
| Zone Div: | Uncompensated |  | Reactive Power |  |  | MVAr
PF
| 0 | Compensated |  | Load (LV side) |  |  | Amps
|  |  |  | Apparent Power |  |  | MVA
|  |  |  | Real Power |  |  | MW
|  |  |  | Reactive Power |  |  | MVAr
|  |  |  | Capacitors In Service |  |  | MVAr
PF
| Zone Div: | Uncompensated |  | Reactive Power |  |  | MVAr
PF
| 0 | Compensated |  | Load (LV side) |  |  | Amps
|  |  |  | Apparent Power |  |  | MVA
|  |  |  | Real Power |  |  | MW
|  |  |  | Reactive Power |  |  | MVAr
|  |  |  | Capacitors In Service |  |  | MVAr
PF
| Zone Div: | Uncompensated |  | Reactive Power |  |  | MVAr
PF

## Revesby 132_11kV
| Revesby 132_11kV | [16 empty] | 2014 | WINTER
| Substation Total Loads | [33 empty] | Spots & Transfers Detail
| Historical Loads | (11kV Amps) | [7 empty] | Weather Corrected Forecast Loads |  |  |  | (11kV Amps) | [20 empty] | Spots & Transfers Summary | (11kV Amps) |  | Historical Spots & Transfers | [6 empty] | Forecast Spots & Transfers
|  | 2007 | 2008 | 2009 | 2010 | 2011 | 2012 | 2013 |  | 2014 | 2015 | 2016 | 2017 | 2018 | 2019 | 2020 | 2021 | 2022 | 2023 | 2024 | 2025 | 2026 | 2027 | 2028 | 2029 | 2030 | 2031 | 2032 | 2033 | 2034 | 2035 | 2036 | 2037 | 2038 |  |  |  | 2007 | 2008 | 2009 | 2010 | 2011 | 2012 | 2013 | 2014 | 2015 | 2016 | 2017 | 2018 | 2019 | 2020 | 2021 | 2022 | 2023 | 2024 | 2025 | 2026 | 2027 | 2028 | 2029 | 2030 | 2031 | 2032 | 2033 | 2034 | 2035 | 2036 | 2037 | 2038
| Total | 2411 | 2425 | 2182 | 2226 | 2142 | 2020 | 1881 |  | 1872.041 | 1847.668 | 1803.383 | 1793.187 | 1814.336 | 1849.336 | 1897.577 | 1941.544 | 1984.795 | 2029.566 | 2073.915 | 2122.881 | 2172.616 | 2224.752 | 2278.764 | 2333.086 | 2387.962 | 2443.886 | 2500.871 | 2558.934 | 2618.089 | 2678.352 | 2739.739 | 2802.264 | 2865.944 |  |  | Total | -60 | 0 | -12 | 0 | 75.6 | 0 | 0 | -1.066 | 52.2071 | 6.1042 | 14.3948 | 21.1483 | 34.9999 | 48.2411 | 43.9675 | 43.2505 | 44.7712 | 44.3488 | 48.9666 | 49.7341 | 52.1364 | 54.0116 | 54.3225 | 54.876 | 55.9235 | 56.9857 | 58.0629 | 59.1552 | 60.2629 | 61.3862 | 62.5252 | 63.6802
| Firm Rating | 0 | 0 | 0 | 0 | 0 | 0 | 2509 |  | 2509 | 2509 | 2509 | 2509 | 2509 | 2509 | 2509 | 2509 | 2509 | 2509 | 2509 | 2509 | 2509 | 2509 | 2509 | 2509 | 2509 | 2509 | 2509 | 2509 | 2509 | 2509 | 2509 | 2509 | 2509
| Total Capacity | 0 | 0 | 0 | 0 | 0 | 0 | 4000 |  | 4000 | 4000 | 4000 | 4000 | 4000 | 4000 | 4000 | 4000 | 4000 | 4000 | 4000 | 4000 | 4000 | 4000 | 4000 | 4000 | 4000 | 4000 | 4000 | 4000 | 4000 | 4000 | 4000 | 4000 | 4000 |  |  | Revesby 132_11kV Tx1 | -60 | 0 | 68 | 0 | 0 | 0 | 0 | -0.47979 | 53.1381 | 2.7474 | 6.4788 | 9.5184 | 15.7527 | 21.7124 | 19.7889 | 19.4662 | 20.1506 | 19.9605 | 22.0389 | 22.3843 | 23.4656 | 24.3096 | 24.4495 | 24.6986 | 25.17 | 25.6481 | 26.1329 | 26.6246 | 27.1231 | 27.6287 | 28.1414 | 28.6612
|  | -7 | -6 | -5 | -4 | -3 | -2 | -1 |  | 0 | 1 | 2 | 3 | 4 | 5 | 6 | 7 | 8 | 9 | 10 | 11 | 12 | 13 | 14 | 15 | 16 | 17 | 18 | 19 | 20 | 21 | 22 | 23 | 24 |  |  | Revesby 132_11kV Tx3 | 0 | 0 | -80 | 0 | 75.6 | 0 | 0 | -0.58622 | -0.93096 | 3.3568 | 7.916 | 11.6299 | 19.2471 | 26.5288 | 24.1786 | 23.7843 | 24.6206 | 24.3883 | 26.9277 | 27.3498 | 28.6708 | 29.7021 | 29.873 | 30.1774 | 30.7534 | 31.3376 | 31.9299 | 32.5306 | 33.1398 | 33.7575 | 34.3839 | 35.019
| Transformer Loads | [36 empty] | 0 | 0 | 0 | 0 | 0 | 0 | 0 | 0 | 0 | 0 | 0 | 0 | 0 | 0 | 0 | 0 | 0 | 0 | 0 | 0 | 0 | 0 | 0 | 0 | 0 | 0 | 0 | 0 | 0 | 0 | 0 | 0
| Historical Loads | (11kV Amps) | [7 empty] | 0: Weather Corrected Forecast Loads; 4: (11kV Amps) |  |  |  | 0 | 0 | 0 | 0 | 0 | 0 | 0 | 0 | 0 | 0 | 0 | 0 | 0 | 0 | 0 | 0 | 0 | 0 | 0 | 0 | 0 | 0 | 0 | 0 | 0 | 0 | 0 | 0 | 0 | 0 | 0 | 0
|  | 2007 | 2008 | 2009 | 2010 | 2011 | 2012 | 2013 |  | 2014 | 2015 | 2016 | 2017 | 2018 | 2019 | 2020 | 2021 | 2022 | 2023 | 2024 | 2025 | 2026 | 2027 | 2028 | 2029 | 2030 | 2031 | 2032 | 2033 | 2034 | 2035 | 2036 | 2037 | 2038 |  |  |  | 0 | 0 | 0 | 0 | 0 | 0 | 0 | 0 | 0 | 0 | 0 | 0 | 0 | 0 | 0 | 0 | 0 | 0 | 0 | 0 | 0 | 0 | 0 | 0 | 0 | 0 | 0 | 0 | 0 | 0 | 0 | 0
| 0 | [36 empty] | 0 | 0 | 0 | 0 | 0 | 0 | 0 | 0 | 0 | 0 | 0 | 0 | 0 | 0 | 0 | 0 | 0 | 0 | 0 | 0 | 0 | 0 | 0 | 0 | 0 | 0 | 0 | 0 | 0 | 0 | 0 | 0
| Diversity Factor: 0 | [36 empty] | 0 | 0 | 0 | 0 | 0 | 0 | 0 | 0 | 0 | 0 | 0 | 0 | 0 | 0 | 0 | 0 | 0 | 0 | 0 | 0 | 0 | 0 | 0 | 0 | 0 | 0 | 0 | 0 | 0 | 0 | 0 | 0
[38 empty] | 0 | 0 | 0 | 0 | 0 | 0 | 0 | 0 | 0 | 0 | 0 | 0 | 0 | 0 | 0 | 0 | 0 | 0 | 0 | 0 | 0 | 0 | 0 | 0 | 0 | 0 | 0 | 0 | 0 | 0 | 0 | 0
[38 empty] | 0 | 0 | 0 | 0 | 0 | 0 | 0 | 0 | 0 | 0 | 0 | 0 | 0 | 0 | 0 | 0 | 0 | 0 | 0 | 0 | 0 | 0 | 0 | 0 | 0 | 0 | 0 | 0 | 0 | 0 | 0 | 0
| 0 | [36 empty] | 0 | 0 | 0 | 0 | 0 | 0 | 0 | 0 | 0 | 0 | 0 | 0 | 0 | 0 | 0 | 0 | 0 | 0 | 0 | 0 | 0 | 0 | 0 | 0 | 0 | 0 | 0 | 0 | 0 | 0 | 0 | 0
Diversity Factor: 0
[38 empty] | Historical Spots & Transfers | [6 empty] | Forecast Spots & Transfers
[35 empty] | Project Name | From | To | 2007 | 2008 | 2009 | 2010 | 2011 | 2012 | 2013 | 2014 | 2015 | 2016 | 2017 | 2018 | 2019 | 2020 | 2021 | 2022 | 2023 | 2024 | 2025 | 2026 | 2027 | 2028 | 2029 | 2030 | 2031 | 2032 | 2033 | 2034 | 2035 | 2036 | 2037 | 2038
| 0 | [33 empty] | Broad based demand management |  | Revesby 132_11kV Tx1 | 0 | 0 | 0 | 0 | 0 | 0 | 0 | 0 | -0.4284 | -0.95021 | -1.0305 | -0.95633 | -0.92686 | 0 | 0 | 0 | 0 | 0 | 0 | 0 | 0 | 0 | 0 | 0 | 0 | 0 | 0 | 0 | 0 | 0 | 0 | 0
| Diversity Factor: 0 | [33 empty] | Broad based demand management |  | Revesby 132_11kV Tx3 | 0 | 0 | 0 | 0 | 0 | 0 | 0 | 0 | -0.52343 | -1.161 | -1.2591 | -1.1685 | -1.1325 | 0 | 0 | 0 | 0 | 0 | 0 | 0 | 0 | 0 | 0 | 0 | 0 | 0 | 0 | 0 | 0 | 0 | 0 | 0
[35 empty] | DNP_ID: 6083. Augmentation of Panel 6 (Milperra Zone) and Panels 16 / 18 (Revesby Zone) Feeders. | Revesby 132_11kV Tx3 | Milperra 132_11kV Tx3 | 0 | 0 | 12 | 0 | 0 | 0 | 0 | 0 | 0 | 0 | 0 | 0 | 0 | 0 | 0 | 0 | 0 | 0 | 0 | 0 | 0 | 0 | 0 | 0 | 0 | 0 | 0 | 0 | 0 | 0 | 0 | 0
[35 empty] | DNP_ID: 6136. Relief of Revesby Zone Transformers | Revesby 132_11kV Tx1 | Milperra 132_11kV Tx3 | 60 | 0 | 0 | 0 | 0 | 0 | 0 | 0 | 0 | 0 | 0 | 0 | 0 | 0 | 0 | 0 | 0 | 0 | 0 | 0 | 0 | 0 | 0 | 0 | 0 | 0 | 0 | 0 | 0 | 0 | 0 | 0
| 0 | [33 empty] | DNP_ID: 6240. Southern Revesby Zone Development | Revesby 132_11kV Tx1 | Revesby 132_11kV Tx3 | 0 | 0 | 100 | 0 | 0 | 0 | 0 | 0 | 0 | 0 | 0 | 0 | 0 | 0 | 0 | 0 | 0 | 0 | 0 | 0 | 0 | 0 | 0 | 0 | 0 | 0 | 0 | 0 | 0 | 0 | 0 | 0
| Diversity Factor: 0 | [33 empty] | DNP_ID: 6240. Southern Revesby Zone Development | Revesby 132_11kV Tx3 | Revesby 132_11kV Tx1 | 0 | 0 | 15 | 0 | 0 | 0 | 0 | 0 | 0 | 0 | 0 | 0 | 0 | 0 | 0 | 0 | 0 | 0 | 0 | 0 | 0 | 0 | 0 | 0 | 0 | 0 | 0 | 0 | 0 | 0 | 0 | 0
[35 empty] | DNP_ID: 6250. Panel 18 Remedial Feeder Revesby Zone | Revesby 132_11kV Tx3 | Revesby 132_11kV Tx1 | 0 | 0 | 153 | 0 | 0 | 0 | 0 | 0 | 0 | 0 | 0 | 0 | 0 | 0 | 0 | 0 | 0 | 0 | 0 | 0 | 0 | 0 | 0 | 0 | 0 | 0 | 0 | 0 | 0 | 0 | 0 | 0
[35 empty] | HVCON_ID: 2008330. Establishment of 2 x Kiosks - S.36045 Milperra Mons No 5 and S.36046 Milperra Mons No 6, 61 Milperra Rd, Revesby and Decommission S.4454 Milperra Mons No 3 |  | Revesby 132_11kV Tx3 | 0 | 0 | 0 | 0 | 75.6 | 0 | 0 | 0 | 0 | 0 | 0 | 0 | 0 | 0 | 0 | 0 | 0 | 0 | 0 | 0 | 0 | 0 | 0 | 0 | 0 | 0 | 0 | 0 | 0 | 0 | 0 | 0
| 0 | [33 empty] | HVCON_ID: 2011614. Decommission of S.3934 Revesby Workers Club and establishment of Basement Chamber S.61162 Revesby Workers Club No 2, Blamey Street, Revesby |  | Revesby 132_11kV Tx1 | 0 | 0 | 0 | 0 | 0 | 0 | 0 | 0 | 53.9 | 0 | 0 | 0 | 0 | 0 | 0 | 0 | 0 | 0 | 0 | 0 | 0 | 0 | 0 | 0 | 0 | 0 | 0 | 0 | 0 | 0 | 0 | 0
| Diversity Factor: 0 | [33 empty] | Econometric |  | Revesby 132_11kV Tx1 | 0 | 0 | 0 | 0 | 0 | 0 | 0 | 0 | 0 | 8.1828 | 14.9528 | 22.1272 | 29.3558 | 29.8291 | 26.6834 | 27.0989 | 27.5202 | 27.9475 | 28.3809 | 28.8205 | 29.2662 | 29.7182 | 30.1766 | 30.6415 | 31.113 | 31.5911 | 32.0759 | 32.5675 | 33.0661 | 33.5716 | 34.0843 | 34.6041
[35 empty] | Econometric |  | Revesby 132_11kV Tx3 | 0 | 0 | 0 | 0 | 0 | 0 | 0 | 0 | 0 | 9.9979 | 18.2697 | 27.0357 | 35.8677 | 36.446 | 32.6025 | 33.1101 | 33.6249 | 34.1471 | 34.6766 | 35.2136 | 35.7582 | 36.3105 | 36.8706 | 37.4386 | 38.0147 | 38.5988 | 39.1912 | 39.7919 | 40.401 | 41.0187 | 41.6451 | 42.2802
[35 empty] | Energy Efficiency |  | Revesby 132_11kV Tx1 | 0 | 0 | 0 | 0 | 0 | 0 | 0 | -0.47979 | -0.33354 | -4.4852 | -7.4435 | -11.6525 | -12.6762 | -8.1167 | -6.8945 | -7.6326 | -7.3696 | -7.987 | -6.342 | -6.4361 | -5.8006 | -5.4087 | -5.7271 | -5.9429 | -5.9429 | -5.9429 | -5.9429 | -5.9429 | -5.9429 | -5.9429 | -5.9429 | -5.9429
| 0 | [33 empty] | Energy Efficiency |  | Revesby 132_11kV Tx3 | 0 | 0 | 0 | 0 | 0 | 0 | 0 | -0.58622 | -0.40753 | -5.4801 | -9.0946 | -14.2373 | -15.4881 | -9.9173 | -8.4238 | -9.3258 | -9.0044 | -9.7588 | -7.7489 | -7.8638 | -7.0874 | -6.6084 | -6.9976 | -7.2612 | -7.2612 | -7.2612 | -7.2612 | -7.2612 | -7.2612 | -7.2612 | -7.2612 | -7.2612
| Diversity Factor: 0 | [33 empty] | Solar PV |  | Revesby 132_11kV Tx1 | 0 | 0 | 0 | 0 | 0 | 0 | 0 | 0 | 0 | 0 | 0 | 0 | 0 | 0 | 0 | 0 | 0 | 0 | 0 | 0 | 0 | 0 | 0 | 0 | 0 | 0 | 0 | 0 | 0 | 0 | 0 | 0
[35 empty] | Solar PV |  | Revesby 132_11kV Tx3 | 0 | 0 | 0 | 0 | 0 | 0 | 0 | 0 | 0 | 0 | 0 | 0 | 0 | 0 | 0 | 0 | 0 | 0 | 0 | 0 | 0 | 0 | 0 | 0 | 0 | 0 | 0 | 0 | 0 | 0 | 0 | 0
0
Diversity Factor: 0
0
Diversity Factor: 0
0
Diversity Factor: 0
0
Diversity Factor: 0
| Weather Correction and Public Holiday Factors | [8 empty] | Forecast ROG
ROG Justification
| Actual loads for season 2013 have been weather corrected by the following: | [6 empty] | 2.028% |  | 7 year ROG ok | [59 empty] | 7 year ROG ok
1 | 2 | 3 | 4 | 5 | 6 | 7 | 8 | 9 | 10 | 2014 | 2015 | 2016 | 2017 | 2018 | 2019 | 2020 | 2021 | 2022 | 2023 | 2024 | 2025 | 2026 | 2027 | 2028 | 2029 | 2030 | 2031 | 2032 | 2033 | 2034 | 2035 | 2036 | 2037 | 2038
0.9591 | 0.91987 | 0.89479 | 0.88259 | 0.88259 | 0.88259 | 0.88259 | 0.88259 | 0.88259 | 0.88259 | -4.09% | -4.09% | -2.727% | -1.363% | 0% | 0% | 0% | 0% | 0% | 0% | 0% | 0% | 0% | 0% | 0% | 0% | 0% | 0% | 0% | 0% | 0% | 0% | 0% | 0% | 0%
Substation Load Detail
[7 empty] | Units | 2013 |  | 2014 | 2015 | 2016 | 2017 | 2018 | 2019 | 2020 | 2021 | 2022 | 2023 | 2024 | 2025 | 2026 | 2027 | 2028 | 2029 | 2030 | 2031 | 2032 | 2033 | 2034 | 2035 | 2036 | 2037 | 2038
1 | Revesby 132_11kV | Compensated |  | Load (LV side) |  |  | Amps | 1881 | 1953 | 1872.041 | 1847.668 | 1803.383 | 1793.187 | 1814.336 | 1849.336 | 1897.577 | 1941.544 | 1984.795 | 2029.566 | 2073.915 | 2122.881 | 2172.616 | 2224.752 | 2278.764 | 2333.086 | 2387.962 | 2443.886 | 2500.871 | 2558.934 | 2618.089 | 2678.352 | 2739.739 | 2802.264 | 2865.944
|  |  |  | Apparent Power |  |  | MVA | 35.8379 |  | 35.6672 | 35.2028 | 34.3591 | 34.1648 | 34.5677 | 35.2346 | 36.1537 | 36.9914 | 37.8154 | 38.6684 | 39.5134 | 40.4463 | 41.3939 | 42.3872 | 43.4163 | 44.4513 | 45.4968 | 46.5623 | 47.648 | 48.7542 | 49.8813 | 51.0295 | 52.199 | 53.3903 | 54.6036
|  |  |  | Real Power |  |  | MW | 34.6014 | 35.9258 | 34.4366 | 33.9882 | 33.1736 | 32.986 | 33.3751 | 34.0189 | 34.9063 | 35.7151 | 36.5107 | 37.3343 | 38.1501 | 39.0508 | 39.9657 | 40.9247 | 41.9183 | 42.9176 | 43.927 | 44.9558 | 46.004 | 47.0721 | 48.1603 | 49.2688 | 50.398 | 51.5482 | 52.7196
|  |  |  | Reactive Power |  |  | MVAr | 9.3327 |  | 9.2882 | 9.1673 | 8.9476 | 8.897 | 9.0019 | 9.1756 | 9.4149 | 9.6331 | 9.8477 | 10.0698 | 10.2898 | 10.5328 | 10.7795 | 11.0382 | 11.3062 | 11.5757 | 11.848 | 12.1255 | 12.4082 | 12.6963 | 12.9898 | 13.2888 | 13.5933 | 13.9036 | 14.2195
|  |  |  | Capacitors In Service |  |  | MVAr | 0 |  | 0 | 0 | 0 | 0 | 0 | 0 | 0 | 0 | 0 | 0 | 0 | 0 | 0 | 0 | 0 | 0 | 0 | 0 | 0 | 0 | 0 | 0 | 0 | 0 | 0
|  |  |  | PF |  |  |  | 0.9655 |  | 0.9655 | 0.9655 | 0.9655 | 0.9655 | 0.9655 | 0.9655 | 0.9655 | 0.9655 | 0.9655 | 0.9655 | 0.9655 | 0.9655 | 0.9655 | 0.9655 | 0.9655 | 0.9655 | 0.9655 | 0.9655 | 0.9655 | 0.9655 | 0.9655 | 0.9655 | 0.9655 | 0.9655 | 0.9655
0.9192 | Diversity Factor: 0.92 | Uncompensated |  | Reactive Power |  |  | MVAr | 9.3327 | 9.6899 | 9.2882 | 9.1673 | 8.9476 | 8.897 | 9.0019 | 9.1756 | 9.4149 | 9.6331 | 9.8477 | 10.0698 | 10.2898 | 10.5328 | 10.7795 | 11.0382 | 11.3062 | 11.5757 | 11.848 | 12.1255 | 12.4082 | 12.6963 | 12.9898 | 13.2888 | 13.5933 | 13.9036 | 14.2195
|  |  |  | PF |  |  |  | 0.9655 |  | 0.9655 | 0.9655 | 0.9655 | 0.9655 | 0.9655 | 0.9655 | 0.9655 | 0.9655 | 0.9655 | 0.9655 | 0.9655 | 0.9655 | 0.9655 | 0.9655 | 0.9655 | 0.9655 | 0.9655 | 0.9655 | 0.9655 | 0.9655 | 0.9655 | 0.9655 | 0.9655 | 0.9655 | 0.9655
[10 empty] | 1 | 2 | 3 | 4 | 5 | 6 | 7 | 8 | 9 | 10 | 11 | 12 | 13 | 14 | 15 | 16 | 17 | 18 | 19 | 20 | 21 | 22 | 23 | 24 | 25
Transformer Load Detail
[7 empty] | Units | 2013 |  | 2014 | 2015 | 2016 | 2017 | 2018 | 2019 | 2020 | 2021 | 2022 | 2023 | 2024 | 2025 | 2026 | 2027 | 2028 | 2029 | 2030 | 2031 | 2032 | 2033 | 2034 | 2035 | 2036 | 2037 | 2038
| 0 | Compensated |  | Load (LV side) |  |  | Amps
|  |  |  | Apparent Power |  |  | MVA
|  |  |  | Real Power |  |  | MW
|  |  |  | Reactive Power |  |  | MVAr
|  |  |  | Capacitors In Service |  |  | MVAr
PF
| Zone Div: | Uncompensated |  | Reactive Power |  |  | MVAr
PF
| 0 | Compensated |  | Load (LV side) |  |  | Amps
|  |  |  | Apparent Power |  |  | MVA
|  |  |  | Real Power |  |  | MW
|  |  |  | Reactive Power |  |  | MVAr
|  |  |  | Capacitors In Service |  |  | MVAr
PF
| Zone Div: | Uncompensated |  | Reactive Power |  |  | MVAr
PF
| 0 | Compensated |  | Load (LV side) |  |  | Amps
|  |  |  | Apparent Power |  |  | MVA
|  |  |  | Real Power |  |  | MW
|  |  |  | Reactive Power |  |  | MVAr
|  |  |  | Capacitors In Service |  |  | MVAr
PF
| Zone Div: | Uncompensated |  | Reactive Power |  |  | MVAr
PF
| 0 | Compensated |  | Load (LV side) |  |  | Amps
|  |  |  | Apparent Power |  |  | MVA
|  |  |  | Real Power |  |  | MW
|  |  |  | Reactive Power |  |  | MVAr
|  |  |  | Capacitors In Service |  |  | MVAr
PF
| Zone Div: | Uncompensated |  | Reactive Power |  |  | MVAr
PF
| 0 | Compensated |  | Load (LV side) |  |  | Amps
|  |  |  | Apparent Power |  |  | MVA
|  |  |  | Real Power |  |  | MW
|  |  |  | Reactive Power |  |  | MVAr
|  |  |  | Capacitors In Service |  |  | MVAr
PF
| Zone Div: | Uncompensated |  | Reactive Power |  |  | MVAr
PF
| 0 | Compensated |  | Load (LV side) |  |  | Amps
|  |  |  | Apparent Power |  |  | MVA
|  |  |  | Real Power |  |  | MW
|  |  |  | Reactive Power |  |  | MVAr
|  |  |  | Capacitors In Service |  |  | MVAr
PF
| Zone Div: | Uncompensated |  | Reactive Power |  |  | MVAr
PF
| 0 | Compensated |  | Load (LV side) |  |  | Amps
|  |  |  | Apparent Power |  |  | MVA
|  |  |  | Real Power |  |  | MW
|  |  |  | Reactive Power |  |  | MVAr
|  |  |  | Capacitors In Service |  |  | MVAr
PF
| Zone Div: | Uncompensated |  | Reactive Power |  |  | MVAr
PF
| 0 | Compensated |  | Load (LV side) |  |  | Amps
|  |  |  | Apparent Power |  |  | MVA
|  |  |  | Real Power |  |  | MW
|  |  |  | Reactive Power |  |  | MVAr
|  |  |  | Capacitors In Service |  |  | MVAr
PF
| Zone Div: | Uncompensated |  | Reactive Power |  |  | MVAr
PF
| 0 | Compensated |  | Load (LV side) |  |  | Amps
|  |  |  | Apparent Power |  |  | MVA
|  |  |  | Real Power |  |  | MW
|  |  |  | Reactive Power |  |  | MVAr
|  |  |  | Capacitors In Service |  |  | MVAr
PF
| Zone Div: | Uncompensated |  | Reactive Power |  |  | MVAr
PF
| 0 | Compensated |  | Load (LV side) |  |  | Amps
|  |  |  | Apparent Power |  |  | MVA
|  |  |  | Real Power |  |  | MW
|  |  |  | Reactive Power |  |  | MVAr
|  |  |  | Capacitors In Service |  |  | MVAr
PF
| Zone Div: | Uncompensated |  | Reactive Power |  |  | MVAr
PF

## Customer15
| Customer15 | [16 empty] | 2014 | WINTER
| Substation Total Loads | [33 empty] | Spots & Transfers Detail
| Historical Loads | (33kV Amps) | [7 empty] | Weather Corrected Forecast Loads |  |  |  | (33kV Amps) | [20 empty] | Spots & Transfers Summary | (33kV Amps) |  | Historical Spots & Transfers | [6 empty] | Forecast Spots & Transfers
|  | 2007 | 2008 | 2009 | 2010 | 2011 | 2012 | 2013 |  | 2014 | 2015 | 2016 | 2017 | 2018 | 2019 | 2020 | 2021 | 2022 | 2023 | 2024 | 2025 | 2026 | 2027 | 2028 | 2029 | 2030 | 2031 | 2032 | 2033 | 2034 | 2035 | 2036 | 2037 | 2038 |  |  |  | 2007 | 2008 | 2009 | 2010 | 2011 | 2012 | 2013 | 2014 | 2015 | 2016 | 2017 | 2018 | 2019 | 2020 | 2021 | 2022 | 2023 | 2024 | 2025 | 2026 | 2027 | 2028 | 2029 | 2030 | 2031 | 2032 | 2033 | 2034 | 2035 | 2036 | 2037 | 2038
| Total |  |  |  |  | 44 | 39 | 35 |  | 35 | 35 | 35 | 35 | 35 | 35 | 35 | 35 | 35 | 35 | 35 | 35 | 35 | 35 | 35 | 35 | 35 | 35 | 35 | 35 | 35 | 35 | 35 | 35 | 35 |  |  | Total
Firm Rating
| Total Capacity | [36 empty] | 0 | 0 | 0 | 0 | 0 | 0 | 0 | 0 | 0 | 0 | 0 | 0 | 0 | 0 | 0 | 0 | 0 | 0 | 0 | 0 | 0 | 0 | 0 | 0 | 0 | 0 | 0 | 0 | 0 | 0 | 0 | 0
|  | -7 | -6 | -5 | -4 | -3 | -2 | -1 |  | 0 | 1 | 2 | 3 | 4 | 5 | 6 | 7 | 8 | 9 | 10 | 11 | 12 | 13 | 14 | 15 | 16 | 17 | 18 | 19 | 20 | 21 | 22 | 23 | 24 |  |  |  | 0 | 0 | 0 | 0 | 0 | 0 | 0 | 0 | 0 | 0 | 0 | 0 | 0 | 0 | 0 | 0 | 0 | 0 | 0 | 0 | 0 | 0 | 0 | 0 | 0 | 0 | 0 | 0 | 0 | 0 | 0 | 0
| Transformer Loads | [36 empty] | 0 | 0 | 0 | 0 | 0 | 0 | 0 | 0 | 0 | 0 | 0 | 0 | 0 | 0 | 0 | 0 | 0 | 0 | 0 | 0 | 0 | 0 | 0 | 0 | 0 | 0 | 0 | 0 | 0 | 0 | 0 | 0
| Historical Loads | (33kV Amps) | [7 empty] | Weather Corrected Forecast Loads |  |  |  | (33kV Amps) | [23 empty] | 0 | 0 | 0 | 0 | 0 | 0 | 0 | 0 | 0 | 0 | 0 | 0 | 0 | 0 | 0 | 0 | 0 | 0 | 0 | 0 | 0 | 0 | 0 | 0 | 0 | 0 | 0 | 0 | 0 | 0 | 0 | 0
|  | 2007 | 2008 | 2009 | 2010 | 2011 | 2012 | 2013 |  | 2014 | 2015 | 2016 | 2017 | 2018 | 2019 | 2020 | 2021 | 2022 | 2023 | 2024 | 2025 | 2026 | 2027 | 2028 | 2029 | 2030 | 2031 | 2032 | 2033 | 2034 | 2035 | 2036 | 2037 | 2038 |  |  |  | 0 | 0 | 0 | 0 | 0 | 0 | 0 | 0 | 0 | 0 | 0 | 0 | 0 | 0 | 0 | 0 | 0 | 0 | 0 | 0 | 0 | 0 | 0 | 0 | 0 | 0 | 0 | 0 | 0 | 0 | 0 | 0
| 0 | [36 empty] | 0 | 0 | 0 | 0 | 0 | 0 | 0 | 0 | 0 | 0 | 0 | 0 | 0 | 0 | 0 | 0 | 0 | 0 | 0 | 0 | 0 | 0 | 0 | 0 | 0 | 0 | 0 | 0 | 0 | 0 | 0 | 0
| Diversity Factor: 0 | [36 empty] | 0 | 0 | 0 | 0 | 0 | 0 | 0 | 0 | 0 | 0 | 0 | 0 | 0 | 0 | 0 | 0 | 0 | 0 | 0 | 0 | 0 | 0 | 0 | 0 | 0 | 0 | 0 | 0 | 0 | 0 | 0 | 0
[38 empty] | 0 | 0 | 0 | 0 | 0 | 0 | 0 | 0 | 0 | 0 | 0 | 0 | 0 | 0 | 0 | 0 | 0 | 0 | 0 | 0 | 0 | 0 | 0 | 0 | 0 | 0 | 0 | 0 | 0 | 0 | 0 | 0
[38 empty] | 0 | 0 | 0 | 0 | 0 | 0 | 0 | 0 | 0 | 0 | 0 | 0 | 0 | 0 | 0 | 0 | 0 | 0 | 0 | 0 | 0 | 0 | 0 | 0 | 0 | 0 | 0 | 0 | 0 | 0 | 0 | 0
| 0 | [36 empty] | 0 | 0 | 0 | 0 | 0 | 0 | 0 | 0 | 0 | 0 | 0 | 0 | 0 | 0 | 0 | 0 | 0 | 0 | 0 | 0 | 0 | 0 | 0 | 0 | 0 | 0 | 0 | 0 | 0 | 0 | 0 | 0
Diversity Factor: 0
[38 empty] | Historical Spots & Transfers | [6 empty] | Forecast Spots & Transfers
[35 empty] | Project Name | From | To | 2007 | 2008 | 2009 | 2010 | 2011 | 2012 | 2013 | 2014 | 2015 | 2016 | 2017 | 2018 | 2019 | 2020 | 2021 | 2022 | 2023 | 2024 | 2025 | 2026 | 2027 | 2028 | 2029 | 2030 | 2031 | 2032 | 2033 | 2034 | 2035 | 2036 | 2037 | 2038
0
Diversity Factor: 0
0
Diversity Factor: 0
0
Diversity Factor: 0
0
Diversity Factor: 0
0
Diversity Factor: 0
0
Diversity Factor: 0
0
Diversity Factor: 0
0
Diversity Factor: 0
| Weather Correction and Public Holiday Factors | [8 empty] | Forecast ROG
ROG Justification
| Actual loads for season 2013 have been weather corrected by the following: | [6 empty] | 0% |  | N/A | [59 empty] | N/A
1 | 2 | 3 | 4 | 5 | 6 | 7 | 8 | 9 | 10 | 2014 | 2015 | 2016 | 2017 | 2018 | 2019 | 2020 | 2021 | 2022 | 2023 | 2024 | 2025 | 2026 | 2027 | 2028 | 2029 | 2030 | 2031 | 2032 | 2033 | 2034 | 2035 | 2036 | 2037 | 2038
1 | 1 | 1 | 1 | 1 | 1 | 1 | 1 | 1 | 1 | 0% | 0% | 0% | 0% | 0% | 0% | 0% | 0% | 0% | 0% | 0% | 0% | 0% | 0% | 0% | 0% | 0% | 0% | 0% | 0% | 0% | 0% | 0% | 0% | 0%
Substation Load Detail
[7 empty] | Units | 2013 |  | 2014 | 2015 | 2016 | 2017 | 2018 | 2019 | 2020 | 2021 | 2022 | 2023 | 2024 | 2025 | 2026 | 2027 | 2028 | 2029 | 2030 | 2031 | 2032 | 2033 | 2034 | 2035 | 2036 | 2037 | 2038
1 | Customer15 | Compensated |  | Load (LV side) |  |  | Amps | 35 |  | 35 | 35 | 35 | 35 | 35 | 35 | 35 | 35 | 35 | 35 | 35 | 35 | 35 | 35 | 35 | 35 | 35 | 35 | 35 | 35 | 35 | 35 | 35 | 35 | 35
|  |  |  | Apparent Power |  |  | MVA | 2.0005 |  | 2.0005 | 2.0005 | 2.0005 | 2.0005 | 2.0005 | 2.0005 | 2.0005 | 2.0005 | 2.0005 | 2.0005 | 2.0005 | 2.0005 | 2.0005 | 2.0005 | 2.0005 | 2.0005 | 2.0005 | 2.0005 | 2.0005 | 2.0005 | 2.0005 | 2.0005 | 2.0005 | 2.0005 | 2.0005
|  |  |  | Real Power |  |  | MW | 1.8005 |  | 1.8005 | 1.8005 | 1.8005 | 1.8005 | 1.8005 | 1.8005 | 1.8005 | 1.8005 | 1.8005 | 1.8005 | 1.8005 | 1.8005 | 1.8005 | 1.8005 | 1.8005 | 1.8005 | 1.8005 | 1.8005 | 1.8005 | 1.8005 | 1.8005 | 1.8005 | 1.8005 | 1.8005 | 1.8005
|  |  |  | Reactive Power |  |  | MVAr | 0.87201 |  | 0.87201 | 0.87201 | 0.87201 | 0.87201 | 0.87201 | 0.87201 | 0.87201 | 0.87201 | 0.87201 | 0.87201 | 0.87201 | 0.87201 | 0.87201 | 0.87201 | 0.87201 | 0.87201 | 0.87201 | 0.87201 | 0.87201 | 0.87201 | 0.87201 | 0.87201 | 0.87201 | 0.87201 | 0.87201
|  |  |  | Capacitors In Service |  |  | MVAr | 0 |  | 0 | 0 | 0 | 0 | 0 | 0 | 0 | 0 | 0 | 0 | 0 | 0 | 0 | 0 | 0 | 0 | 0 | 0 | 0 | 0 | 0 | 0 | 0 | 0 | 0
|  |  |  | PF |  |  |  | 0.9 |  | 0.9 | 0.9 | 0.9 | 0.9 | 0.9 | 0.9 | 0.9 | 0.9 | 0.9 | 0.9 | 0.9 | 0.9 | 0.9 | 0.9 | 0.9 | 0.9 | 0.9 | 0.9 | 0.9 | 0.9 | 0.9 | 0.9 | 0.9 | 0.9 | 0.9
0.49217 | Diversity Factor: 0.49 | Uncompensated |  | Reactive Power |  |  | MVAr | 0.87201 |  | 0.87201 | 0.87201 | 0.87201 | 0.87201 | 0.87201 | 0.87201 | 0.87201 | 0.87201 | 0.87201 | 0.87201 | 0.87201 | 0.87201 | 0.87201 | 0.87201 | 0.87201 | 0.87201 | 0.87201 | 0.87201 | 0.87201 | 0.87201 | 0.87201 | 0.87201 | 0.87201 | 0.87201 | 0.87201
|  |  |  | PF |  |  |  | 0.9 |  | 0.9 | 0.9 | 0.9 | 0.9 | 0.9 | 0.9 | 0.9 | 0.9 | 0.9 | 0.9 | 0.9 | 0.9 | 0.9 | 0.9 | 0.9 | 0.9 | 0.9 | 0.9 | 0.9 | 0.9 | 0.9 | 0.9 | 0.9 | 0.9 | 0.9
[10 empty] | 1 | 2 | 3 | 4 | 5 | 6 | 7 | 8 | 9 | 10 | 11 | 12 | 13 | 14 | 15 | 16 | 17 | 18 | 19 | 20 | 21 | 22 | 23 | 24 | 25
Transformer Load Detail
[7 empty] | Units | 2013 |  | 2014 | 2015 | 2016 | 2017 | 2018 | 2019 | 2020 | 2021 | 2022 | 2023 | 2024 | 2025 | 2026 | 2027 | 2028 | 2029 | 2030 | 2031 | 2032 | 2033 | 2034 | 2035 | 2036 | 2037 | 2038
| 0 | Compensated |  | Load (LV side) |  |  | Amps
|  |  |  | Apparent Power |  |  | MVA
|  |  |  | Real Power |  |  | MW
|  |  |  | Reactive Power |  |  | MVAr
|  |  |  | Capacitors In Service |  |  | MVAr
PF
| Zone Div: | Uncompensated |  | Reactive Power |  |  | MVAr
PF
| 0 | Compensated |  | Load (LV side) |  |  | Amps
|  |  |  | Apparent Power |  |  | MVA
|  |  |  | Real Power |  |  | MW
|  |  |  | Reactive Power |  |  | MVAr
|  |  |  | Capacitors In Service |  |  | MVAr
PF
| Zone Div: | Uncompensated |  | Reactive Power |  |  | MVAr
PF
| 0 | Compensated |  | Load (LV side) |  |  | Amps
|  |  |  | Apparent Power |  |  | MVA
|  |  |  | Real Power |  |  | MW
|  |  |  | Reactive Power |  |  | MVAr
|  |  |  | Capacitors In Service |  |  | MVAr
PF
| Zone Div: | Uncompensated |  | Reactive Power |  |  | MVAr
PF
| 0 | Compensated |  | Load (LV side) |  |  | Amps
|  |  |  | Apparent Power |  |  | MVA
|  |  |  | Real Power |  |  | MW
|  |  |  | Reactive Power |  |  | MVAr
|  |  |  | Capacitors In Service |  |  | MVAr
PF
| Zone Div: | Uncompensated |  | Reactive Power |  |  | MVAr
PF
| 0 | Compensated |  | Load (LV side) |  |  | Amps
|  |  |  | Apparent Power |  |  | MVA
|  |  |  | Real Power |  |  | MW
|  |  |  | Reactive Power |  |  | MVAr
|  |  |  | Capacitors In Service |  |  | MVAr
PF
| Zone Div: | Uncompensated |  | Reactive Power |  |  | MVAr
PF
| 0 | Compensated |  | Load (LV side) |  |  | Amps
|  |  |  | Apparent Power |  |  | MVA
|  |  |  | Real Power |  |  | MW
|  |  |  | Reactive Power |  |  | MVAr
|  |  |  | Capacitors In Service |  |  | MVAr
PF
| Zone Div: | Uncompensated |  | Reactive Power |  |  | MVAr
PF
| 0 | Compensated |  | Load (LV side) |  |  | Amps
|  |  |  | Apparent Power |  |  | MVA
|  |  |  | Real Power |  |  | MW
|  |  |  | Reactive Power |  |  | MVAr
|  |  |  | Capacitors In Service |  |  | MVAr
PF
| Zone Div: | Uncompensated |  | Reactive Power |  |  | MVAr
PF
| 0 | Compensated |  | Load (LV side) |  |  | Amps
|  |  |  | Apparent Power |  |  | MVA
|  |  |  | Real Power |  |  | MW
|  |  |  | Reactive Power |  |  | MVAr
|  |  |  | Capacitors In Service |  |  | MVAr
PF
| Zone Div: | Uncompensated |  | Reactive Power |  |  | MVAr
PF
| 0 | Compensated |  | Load (LV side) |  |  | Amps
|  |  |  | Apparent Power |  |  | MVA
|  |  |  | Real Power |  |  | MW
|  |  |  | Reactive Power |  |  | MVAr
|  |  |  | Capacitors In Service |  |  | MVAr
PF
| Zone Div: | Uncompensated |  | Reactive Power |  |  | MVAr
PF
| 0 | Compensated |  | Load (LV side) |  |  | Amps
|  |  |  | Apparent Power |  |  | MVA
|  |  |  | Real Power |  |  | MW
|  |  |  | Reactive Power |  |  | MVAr
|  |  |  | Capacitors In Service |  |  | MVAr
PF
| Zone Div: | Uncompensated |  | Reactive Power |  |  | MVAr
PF

## Customer16
| Customer16 | [16 empty] | 2014 | WINTER
| Substation Total Loads | [33 empty] | Spots & Transfers Detail
| Historical Loads | (33kV Amps) | [7 empty] | Weather Corrected Forecast Loads |  |  |  | (33kV Amps) | [20 empty] | Spots & Transfers Summary | (33kV Amps) |  | Historical Spots & Transfers | [6 empty] | Forecast Spots & Transfers
|  | 2007 | 2008 | 2009 | 2010 | 2011 | 2012 | 2013 |  | 2014 | 2015 | 2016 | 2017 | 2018 | 2019 | 2020 | 2021 | 2022 | 2023 | 2024 | 2025 | 2026 | 2027 | 2028 | 2029 | 2030 | 2031 | 2032 | 2033 | 2034 | 2035 | 2036 | 2037 | 2038 |  |  |  | 2007 | 2008 | 2009 | 2010 | 2011 | 2012 | 2013 | 2014 | 2015 | 2016 | 2017 | 2018 | 2019 | 2020 | 2021 | 2022 | 2023 | 2024 | 2025 | 2026 | 2027 | 2028 | 2029 | 2030 | 2031 | 2032 | 2033 | 2034 | 2035 | 2036 | 2037 | 2038
| Total |  |  |  |  | 178 | 150 | 188 |  | 188 | 188 | 188 | 188 | 188 | 188 | 188 | 188 | 188 | 188 | 188 | 188 | 188 | 188 | 188 | 188 | 188 | 188 | 188 | 188 | 188 | 188 | 188 | 188 | 188 |  |  | Total
Firm Rating
| Total Capacity | [36 empty] | 0 | 0 | 0 | 0 | 0 | 0 | 0 | 0 | 0 | 0 | 0 | 0 | 0 | 0 | 0 | 0 | 0 | 0 | 0 | 0 | 0 | 0 | 0 | 0 | 0 | 0 | 0 | 0 | 0 | 0 | 0 | 0
|  | -7 | -6 | -5 | -4 | -3 | -2 | -1 |  | 0 | 1 | 2 | 3 | 4 | 5 | 6 | 7 | 8 | 9 | 10 | 11 | 12 | 13 | 14 | 15 | 16 | 17 | 18 | 19 | 20 | 21 | 22 | 23 | 24 |  |  |  | 0 | 0 | 0 | 0 | 0 | 0 | 0 | 0 | 0 | 0 | 0 | 0 | 0 | 0 | 0 | 0 | 0 | 0 | 0 | 0 | 0 | 0 | 0 | 0 | 0 | 0 | 0 | 0 | 0 | 0 | 0 | 0
| Transformer Loads | [36 empty] | 0 | 0 | 0 | 0 | 0 | 0 | 0 | 0 | 0 | 0 | 0 | 0 | 0 | 0 | 0 | 0 | 0 | 0 | 0 | 0 | 0 | 0 | 0 | 0 | 0 | 0 | 0 | 0 | 0 | 0 | 0 | 0
| Historical Loads | (33kV Amps) | [7 empty] | Weather Corrected Forecast Loads |  |  |  | (33kV Amps) | [23 empty] | 0 | 0 | 0 | 0 | 0 | 0 | 0 | 0 | 0 | 0 | 0 | 0 | 0 | 0 | 0 | 0 | 0 | 0 | 0 | 0 | 0 | 0 | 0 | 0 | 0 | 0 | 0 | 0 | 0 | 0 | 0 | 0
|  | 2007 | 2008 | 2009 | 2010 | 2011 | 2012 | 2013 |  | 2014 | 2015 | 2016 | 2017 | 2018 | 2019 | 2020 | 2021 | 2022 | 2023 | 2024 | 2025 | 2026 | 2027 | 2028 | 2029 | 2030 | 2031 | 2032 | 2033 | 2034 | 2035 | 2036 | 2037 | 2038 |  |  |  | 0 | 0 | 0 | 0 | 0 | 0 | 0 | 0 | 0 | 0 | 0 | 0 | 0 | 0 | 0 | 0 | 0 | 0 | 0 | 0 | 0 | 0 | 0 | 0 | 0 | 0 | 0 | 0 | 0 | 0 | 0 | 0
| 0 | [36 empty] | 0 | 0 | 0 | 0 | 0 | 0 | 0 | 0 | 0 | 0 | 0 | 0 | 0 | 0 | 0 | 0 | 0 | 0 | 0 | 0 | 0 | 0 | 0 | 0 | 0 | 0 | 0 | 0 | 0 | 0 | 0 | 0
| Diversity Factor: 0 | [36 empty] | 0 | 0 | 0 | 0 | 0 | 0 | 0 | 0 | 0 | 0 | 0 | 0 | 0 | 0 | 0 | 0 | 0 | 0 | 0 | 0 | 0 | 0 | 0 | 0 | 0 | 0 | 0 | 0 | 0 | 0 | 0 | 0
[38 empty] | 0 | 0 | 0 | 0 | 0 | 0 | 0 | 0 | 0 | 0 | 0 | 0 | 0 | 0 | 0 | 0 | 0 | 0 | 0 | 0 | 0 | 0 | 0 | 0 | 0 | 0 | 0 | 0 | 0 | 0 | 0 | 0
[38 empty] | 0 | 0 | 0 | 0 | 0 | 0 | 0 | 0 | 0 | 0 | 0 | 0 | 0 | 0 | 0 | 0 | 0 | 0 | 0 | 0 | 0 | 0 | 0 | 0 | 0 | 0 | 0 | 0 | 0 | 0 | 0 | 0
| 0 | [36 empty] | 0 | 0 | 0 | 0 | 0 | 0 | 0 | 0 | 0 | 0 | 0 | 0 | 0 | 0 | 0 | 0 | 0 | 0 | 0 | 0 | 0 | 0 | 0 | 0 | 0 | 0 | 0 | 0 | 0 | 0 | 0 | 0
Diversity Factor: 0
[38 empty] | Historical Spots & Transfers | [6 empty] | Forecast Spots & Transfers
[35 empty] | Project Name | From | To | 2007 | 2008 | 2009 | 2010 | 2011 | 2012 | 2013 | 2014 | 2015 | 2016 | 2017 | 2018 | 2019 | 2020 | 2021 | 2022 | 2023 | 2024 | 2025 | 2026 | 2027 | 2028 | 2029 | 2030 | 2031 | 2032 | 2033 | 2034 | 2035 | 2036 | 2037 | 2038
0
Diversity Factor: 0
0
Diversity Factor: 0
0
Diversity Factor: 0
0
Diversity Factor: 0
0
Diversity Factor: 0
0
Diversity Factor: 0
0
Diversity Factor: 0
0
Diversity Factor: 0
| Weather Correction and Public Holiday Factors | [8 empty] | Forecast ROG
ROG Justification
| Actual loads for season 2013 have been weather corrected by the following: | [6 empty] | 0% |  | N/A | [59 empty] | N/A
1 | 2 | 3 | 4 | 5 | 6 | 7 | 8 | 9 | 10 | 2014 | 2015 | 2016 | 2017 | 2018 | 2019 | 2020 | 2021 | 2022 | 2023 | 2024 | 2025 | 2026 | 2027 | 2028 | 2029 | 2030 | 2031 | 2032 | 2033 | 2034 | 2035 | 2036 | 2037 | 2038
1 | 1 | 1 | 1 | 1 | 1 | 1 | 1 | 1 | 1 | 0% | 0% | 0% | 0% | 0% | 0% | 0% | 0% | 0% | 0% | 0% | 0% | 0% | 0% | 0% | 0% | 0% | 0% | 0% | 0% | 0% | 0% | 0% | 0% | 0%
Substation Load Detail
[7 empty] | Units | 2013 |  | 2014 | 2015 | 2016 | 2017 | 2018 | 2019 | 2020 | 2021 | 2022 | 2023 | 2024 | 2025 | 2026 | 2027 | 2028 | 2029 | 2030 | 2031 | 2032 | 2033 | 2034 | 2035 | 2036 | 2037 | 2038
1 | Customer16 | Compensated |  | Load (LV side) |  |  | Amps | 188 |  | 188 | 188 | 188 | 188 | 188 | 188 | 188 | 188 | 188 | 188 | 188 | 188 | 188 | 188 | 188 | 188 | 188 | 188 | 188 | 188 | 188 | 188 | 188 | 188 | 188
|  |  |  | Apparent Power |  |  | MVA | 10.7456 |  | 10.7456 | 10.7456 | 10.7456 | 10.7456 | 10.7456 | 10.7456 | 10.7456 | 10.7456 | 10.7456 | 10.7456 | 10.7456 | 10.7456 | 10.7456 | 10.7456 | 10.7456 | 10.7456 | 10.7456 | 10.7456 | 10.7456 | 10.7456 | 10.7456 | 10.7456 | 10.7456 | 10.7456 | 10.7456
|  |  |  | Real Power |  |  | MW | 9.6711 |  | 9.6711 | 9.6711 | 9.6711 | 9.6711 | 9.6711 | 9.6711 | 9.6711 | 9.6711 | 9.6711 | 9.6711 | 9.6711 | 9.6711 | 9.6711 | 9.6711 | 9.6711 | 9.6711 | 9.6711 | 9.6711 | 9.6711 | 9.6711 | 9.6711 | 9.6711 | 9.6711 | 9.6711 | 9.6711
|  |  |  | Reactive Power |  |  | MVAr | 4.6839 |  | 4.6839 | 4.6839 | 4.6839 | 4.6839 | 4.6839 | 4.6839 | 4.6839 | 4.6839 | 4.6839 | 4.6839 | 4.6839 | 4.6839 | 4.6839 | 4.6839 | 4.6839 | 4.6839 | 4.6839 | 4.6839 | 4.6839 | 4.6839 | 4.6839 | 4.6839 | 4.6839 | 4.6839 | 4.6839
|  |  |  | Capacitors In Service |  |  | MVAr | 0 |  | 0 | 0 | 0 | 0 | 0 | 0 | 0 | 0 | 0 | 0 | 0 | 0 | 0 | 0 | 0 | 0 | 0 | 0 | 0 | 0 | 0 | 0 | 0 | 0 | 0
|  |  |  | PF |  |  |  | 0.9 |  | 0.9 | 0.9 | 0.9 | 0.9 | 0.9 | 0.9 | 0.9 | 0.9 | 0.9 | 0.9 | 0.9 | 0.9 | 0.9 | 0.9 | 0.9 | 0.9 | 0.9 | 0.9 | 0.9 | 0.9 | 0.9 | 0.9 | 0.9 | 0.9 | 0.9
0.5899 | Diversity Factor: 0.59 | Uncompensated |  | Reactive Power |  |  | MVAr | 4.6839 |  | 4.6839 | 4.6839 | 4.6839 | 4.6839 | 4.6839 | 4.6839 | 4.6839 | 4.6839 | 4.6839 | 4.6839 | 4.6839 | 4.6839 | 4.6839 | 4.6839 | 4.6839 | 4.6839 | 4.6839 | 4.6839 | 4.6839 | 4.6839 | 4.6839 | 4.6839 | 4.6839 | 4.6839 | 4.6839
|  |  |  | PF |  |  |  | 0.9 |  | 0.9 | 0.9 | 0.9 | 0.9 | 0.9 | 0.9 | 0.9 | 0.9 | 0.9 | 0.9 | 0.9 | 0.9 | 0.9 | 0.9 | 0.9 | 0.9 | 0.9 | 0.9 | 0.9 | 0.9 | 0.9 | 0.9 | 0.9 | 0.9 | 0.9
[10 empty] | 1 | 2 | 3 | 4 | 5 | 6 | 7 | 8 | 9 | 10 | 11 | 12 | 13 | 14 | 15 | 16 | 17 | 18 | 19 | 20 | 21 | 22 | 23 | 24 | 25
Transformer Load Detail
[7 empty] | Units | 2013 |  | 2014 | 2015 | 2016 | 2017 | 2018 | 2019 | 2020 | 2021 | 2022 | 2023 | 2024 | 2025 | 2026 | 2027 | 2028 | 2029 | 2030 | 2031 | 2032 | 2033 | 2034 | 2035 | 2036 | 2037 | 2038
| 0 | Compensated |  | Load (LV side) |  |  | Amps
|  |  |  | Apparent Power |  |  | MVA
|  |  |  | Real Power |  |  | MW
|  |  |  | Reactive Power |  |  | MVAr
|  |  |  | Capacitors In Service |  |  | MVAr
PF
| Zone Div: | Uncompensated |  | Reactive Power |  |  | MVAr
PF
| 0 | Compensated |  | Load (LV side) |  |  | Amps
|  |  |  | Apparent Power |  |  | MVA
|  |  |  | Real Power |  |  | MW
|  |  |  | Reactive Power |  |  | MVAr
|  |  |  | Capacitors In Service |  |  | MVAr
PF
| Zone Div: | Uncompensated |  | Reactive Power |  |  | MVAr
PF
| 0 | Compensated |  | Load (LV side) |  |  | Amps
|  |  |  | Apparent Power |  |  | MVA
|  |  |  | Real Power |  |  | MW
|  |  |  | Reactive Power |  |  | MVAr
|  |  |  | Capacitors In Service |  |  | MVAr
PF
| Zone Div: | Uncompensated |  | Reactive Power |  |  | MVAr
PF
| 0 | Compensated |  | Load (LV side) |  |  | Amps
|  |  |  | Apparent Power |  |  | MVA
|  |  |  | Real Power |  |  | MW
|  |  |  | Reactive Power |  |  | MVAr
|  |  |  | Capacitors In Service |  |  | MVAr
PF
| Zone Div: | Uncompensated |  | Reactive Power |  |  | MVAr
PF
| 0 | Compensated |  | Load (LV side) |  |  | Amps
|  |  |  | Apparent Power |  |  | MVA
|  |  |  | Real Power |  |  | MW
|  |  |  | Reactive Power |  |  | MVAr
|  |  |  | Capacitors In Service |  |  | MVAr
PF
| Zone Div: | Uncompensated |  | Reactive Power |  |  | MVAr
PF
| 0 | Compensated |  | Load (LV side) |  |  | Amps
|  |  |  | Apparent Power |  |  | MVA
|  |  |  | Real Power |  |  | MW
|  |  |  | Reactive Power |  |  | MVAr
|  |  |  | Capacitors In Service |  |  | MVAr
PF
| Zone Div: | Uncompensated |  | Reactive Power |  |  | MVAr
PF
| 0 | Compensated |  | Load (LV side) |  |  | Amps
|  |  |  | Apparent Power |  |  | MVA
|  |  |  | Real Power |  |  | MW
|  |  |  | Reactive Power |  |  | MVAr
|  |  |  | Capacitors In Service |  |  | MVAr
PF
| Zone Div: | Uncompensated |  | Reactive Power |  |  | MVAr
PF
| 0 | Compensated |  | Load (LV side) |  |  | Amps
|  |  |  | Apparent Power |  |  | MVA
|  |  |  | Real Power |  |  | MW
|  |  |  | Reactive Power |  |  | MVAr
|  |  |  | Capacitors In Service |  |  | MVAr
PF
| Zone Div: | Uncompensated |  | Reactive Power |  |  | MVAr
PF
| 0 | Compensated |  | Load (LV side) |  |  | Amps
|  |  |  | Apparent Power |  |  | MVA
|  |  |  | Real Power |  |  | MW
|  |  |  | Reactive Power |  |  | MVAr
|  |  |  | Capacitors In Service |  |  | MVAr
PF
| Zone Div: | Uncompensated |  | Reactive Power |  |  | MVAr
PF
| 0 | Compensated |  | Load (LV side) |  |  | Amps
|  |  |  | Apparent Power |  |  | MVA
|  |  |  | Real Power |  |  | MW
|  |  |  | Reactive Power |  |  | MVAr
|  |  |  | Capacitors In Service |  |  | MVAr
PF
| Zone Div: | Uncompensated |  | Reactive Power |  |  | MVAr
PF

## Customer17
| Customer17 | [16 empty] | 2014 | WINTER
| Substation Total Loads | [33 empty] | Spots & Transfers Detail
| Historical Loads | (33kV Amps) | [7 empty] | Weather Corrected Forecast Loads |  |  |  | (33kV Amps) | [20 empty] | Spots & Transfers Summary | (33kV Amps) |  | Historical Spots & Transfers | [6 empty] | Forecast Spots & Transfers
|  | 2007 | 2008 | 2009 | 2010 | 2011 | 2012 | 2013 |  | 2014 | 2015 | 2016 | 2017 | 2018 | 2019 | 2020 | 2021 | 2022 | 2023 | 2024 | 2025 | 2026 | 2027 | 2028 | 2029 | 2030 | 2031 | 2032 | 2033 | 2034 | 2035 | 2036 | 2037 | 2038 |  |  |  | 2007 | 2008 | 2009 | 2010 | 2011 | 2012 | 2013 | 2014 | 2015 | 2016 | 2017 | 2018 | 2019 | 2020 | 2021 | 2022 | 2023 | 2024 | 2025 | 2026 | 2027 | 2028 | 2029 | 2030 | 2031 | 2032 | 2033 | 2034 | 2035 | 2036 | 2037 | 2038
| Total |  |  |  |  | 184 | 143 | 136 |  | 136 | 136 | 136 | 136 | 136 | 136 | 136 | 136 | 136 | 136 | 136 | 136 | 136 | 136 | 136 | 136 | 136 | 136 | 136 | 136 | 136 | 136 | 136 | 136 | 136 |  |  | Total
Firm Rating
| Total Capacity | [36 empty] | 0 | 0 | 0 | 0 | 0 | 0 | 0 | 0 | 0 | 0 | 0 | 0 | 0 | 0 | 0 | 0 | 0 | 0 | 0 | 0 | 0 | 0 | 0 | 0 | 0 | 0 | 0 | 0 | 0 | 0 | 0 | 0
|  | -7 | -6 | -5 | -4 | -3 | -2 | -1 |  | 0 | 1 | 2 | 3 | 4 | 5 | 6 | 7 | 8 | 9 | 10 | 11 | 12 | 13 | 14 | 15 | 16 | 17 | 18 | 19 | 20 | 21 | 22 | 23 | 24 |  |  |  | 0 | 0 | 0 | 0 | 0 | 0 | 0 | 0 | 0 | 0 | 0 | 0 | 0 | 0 | 0 | 0 | 0 | 0 | 0 | 0 | 0 | 0 | 0 | 0 | 0 | 0 | 0 | 0 | 0 | 0 | 0 | 0
| Transformer Loads | [36 empty] | 0 | 0 | 0 | 0 | 0 | 0 | 0 | 0 | 0 | 0 | 0 | 0 | 0 | 0 | 0 | 0 | 0 | 0 | 0 | 0 | 0 | 0 | 0 | 0 | 0 | 0 | 0 | 0 | 0 | 0 | 0 | 0
| Historical Loads | (33kV Amps) | [7 empty] | Weather Corrected Forecast Loads |  |  |  | (33kV Amps) | [23 empty] | 0 | 0 | 0 | 0 | 0 | 0 | 0 | 0 | 0 | 0 | 0 | 0 | 0 | 0 | 0 | 0 | 0 | 0 | 0 | 0 | 0 | 0 | 0 | 0 | 0 | 0 | 0 | 0 | 0 | 0 | 0 | 0
|  | 2007 | 2008 | 2009 | 2010 | 2011 | 2012 | 2013 |  | 2014 | 2015 | 2016 | 2017 | 2018 | 2019 | 2020 | 2021 | 2022 | 2023 | 2024 | 2025 | 2026 | 2027 | 2028 | 2029 | 2030 | 2031 | 2032 | 2033 | 2034 | 2035 | 2036 | 2037 | 2038 |  |  |  | 0 | 0 | 0 | 0 | 0 | 0 | 0 | 0 | 0 | 0 | 0 | 0 | 0 | 0 | 0 | 0 | 0 | 0 | 0 | 0 | 0 | 0 | 0 | 0 | 0 | 0 | 0 | 0 | 0 | 0 | 0 | 0
| 0 | [36 empty] | 0 | 0 | 0 | 0 | 0 | 0 | 0 | 0 | 0 | 0 | 0 | 0 | 0 | 0 | 0 | 0 | 0 | 0 | 0 | 0 | 0 | 0 | 0 | 0 | 0 | 0 | 0 | 0 | 0 | 0 | 0 | 0
| Diversity Factor: 0 | [36 empty] | 0 | 0 | 0 | 0 | 0 | 0 | 0 | 0 | 0 | 0 | 0 | 0 | 0 | 0 | 0 | 0 | 0 | 0 | 0 | 0 | 0 | 0 | 0 | 0 | 0 | 0 | 0 | 0 | 0 | 0 | 0 | 0
[38 empty] | 0 | 0 | 0 | 0 | 0 | 0 | 0 | 0 | 0 | 0 | 0 | 0 | 0 | 0 | 0 | 0 | 0 | 0 | 0 | 0 | 0 | 0 | 0 | 0 | 0 | 0 | 0 | 0 | 0 | 0 | 0 | 0
[38 empty] | 0 | 0 | 0 | 0 | 0 | 0 | 0 | 0 | 0 | 0 | 0 | 0 | 0 | 0 | 0 | 0 | 0 | 0 | 0 | 0 | 0 | 0 | 0 | 0 | 0 | 0 | 0 | 0 | 0 | 0 | 0 | 0
| 0 | [36 empty] | 0 | 0 | 0 | 0 | 0 | 0 | 0 | 0 | 0 | 0 | 0 | 0 | 0 | 0 | 0 | 0 | 0 | 0 | 0 | 0 | 0 | 0 | 0 | 0 | 0 | 0 | 0 | 0 | 0 | 0 | 0 | 0
Diversity Factor: 0
[38 empty] | Historical Spots & Transfers | [6 empty] | Forecast Spots & Transfers
[35 empty] | Project Name | From | To | 2007 | 2008 | 2009 | 2010 | 2011 | 2012 | 2013 | 2014 | 2015 | 2016 | 2017 | 2018 | 2019 | 2020 | 2021 | 2022 | 2023 | 2024 | 2025 | 2026 | 2027 | 2028 | 2029 | 2030 | 2031 | 2032 | 2033 | 2034 | 2035 | 2036 | 2037 | 2038
0
Diversity Factor: 0
0
Diversity Factor: 0
0
Diversity Factor: 0
0
Diversity Factor: 0
0
Diversity Factor: 0
0
Diversity Factor: 0
0
Diversity Factor: 0
0
Diversity Factor: 0
| Weather Correction and Public Holiday Factors | [8 empty] | Forecast ROG
ROG Justification
| Actual loads for season 2013 have been weather corrected by the following: | [6 empty] | 0% |  | N/A | [59 empty] | N/A
1 | 2 | 3 | 4 | 5 | 6 | 7 | 8 | 9 | 10 | 2014 | 2015 | 2016 | 2017 | 2018 | 2019 | 2020 | 2021 | 2022 | 2023 | 2024 | 2025 | 2026 | 2027 | 2028 | 2029 | 2030 | 2031 | 2032 | 2033 | 2034 | 2035 | 2036 | 2037 | 2038
1 | 1 | 1 | 1 | 1 | 1 | 1 | 1 | 1 | 1 | 0% | 0% | 0% | 0% | 0% | 0% | 0% | 0% | 0% | 0% | 0% | 0% | 0% | 0% | 0% | 0% | 0% | 0% | 0% | 0% | 0% | 0% | 0% | 0% | 0%
Substation Load Detail
[7 empty] | Units | 2013 |  | 2014 | 2015 | 2016 | 2017 | 2018 | 2019 | 2020 | 2021 | 2022 | 2023 | 2024 | 2025 | 2026 | 2027 | 2028 | 2029 | 2030 | 2031 | 2032 | 2033 | 2034 | 2035 | 2036 | 2037 | 2038
1 | Customer17 | Compensated |  | Load (LV side) |  |  | Amps | 136 |  | 136 | 136 | 136 | 136 | 136 | 136 | 136 | 136 | 136 | 136 | 136 | 136 | 136 | 136 | 136 | 136 | 136 | 136 | 136 | 136 | 136 | 136 | 136 | 136 | 136
|  |  |  | Apparent Power |  |  | MVA | 7.7734 |  | 7.7734 | 7.7734 | 7.7734 | 7.7734 | 7.7734 | 7.7734 | 7.7734 | 7.7734 | 7.7734 | 7.7734 | 7.7734 | 7.7734 | 7.7734 | 7.7734 | 7.7734 | 7.7734 | 7.7734 | 7.7734 | 7.7734 | 7.7734 | 7.7734 | 7.7734 | 7.7734 | 7.7734 | 7.7734
|  |  |  | Real Power |  |  | MW | 6.9961 |  | 6.9961 | 6.9961 | 6.9961 | 6.9961 | 6.9961 | 6.9961 | 6.9961 | 6.9961 | 6.9961 | 6.9961 | 6.9961 | 6.9961 | 6.9961 | 6.9961 | 6.9961 | 6.9961 | 6.9961 | 6.9961 | 6.9961 | 6.9961 | 6.9961 | 6.9961 | 6.9961 | 6.9961 | 6.9961
|  |  |  | Reactive Power |  |  | MVAr | 3.3884 |  | 3.3884 | 3.3884 | 3.3884 | 3.3884 | 3.3884 | 3.3884 | 3.3884 | 3.3884 | 3.3884 | 3.3884 | 3.3884 | 3.3884 | 3.3884 | 3.3884 | 3.3884 | 3.3884 | 3.3884 | 3.3884 | 3.3884 | 3.3884 | 3.3884 | 3.3884 | 3.3884 | 3.3884 | 3.3884
|  |  |  | Capacitors In Service |  |  | MVAr | 0 |  | 0 | 0 | 0 | 0 | 0 | 0 | 0 | 0 | 0 | 0 | 0 | 0 | 0 | 0 | 0 | 0 | 0 | 0 | 0 | 0 | 0 | 0 | 0 | 0 | 0
|  |  |  | PF |  |  |  | 0.9 |  | 0.9 | 0.9 | 0.9 | 0.9 | 0.9 | 0.9 | 0.9 | 0.9 | 0.9 | 0.9 | 0.9 | 0.9 | 0.9 | 0.9 | 0.9 | 0.9 | 0.9 | 0.9 | 0.9 | 0.9 | 0.9 | 0.9 | 0.9 | 0.9 | 0.9
0.4766 | Diversity Factor: 0.48 | Uncompensated |  | Reactive Power |  |  | MVAr | 3.3884 |  | 3.3884 | 3.3884 | 3.3884 | 3.3884 | 3.3884 | 3.3884 | 3.3884 | 3.3884 | 3.3884 | 3.3884 | 3.3884 | 3.3884 | 3.3884 | 3.3884 | 3.3884 | 3.3884 | 3.3884 | 3.3884 | 3.3884 | 3.3884 | 3.3884 | 3.3884 | 3.3884 | 3.3884 | 3.3884
|  |  |  | PF |  |  |  | 0.9 |  | 0.9 | 0.9 | 0.9 | 0.9 | 0.9 | 0.9 | 0.9 | 0.9 | 0.9 | 0.9 | 0.9 | 0.9 | 0.9 | 0.9 | 0.9 | 0.9 | 0.9 | 0.9 | 0.9 | 0.9 | 0.9 | 0.9 | 0.9 | 0.9 | 0.9
[10 empty] | 1 | 2 | 3 | 4 | 5 | 6 | 7 | 8 | 9 | 10 | 11 | 12 | 13 | 14 | 15 | 16 | 17 | 18 | 19 | 20 | 21 | 22 | 23 | 24 | 25
Transformer Load Detail
[7 empty] | Units | 2013 |  | 2014 | 2015 | 2016 | 2017 | 2018 | 2019 | 2020 | 2021 | 2022 | 2023 | 2024 | 2025 | 2026 | 2027 | 2028 | 2029 | 2030 | 2031 | 2032 | 2033 | 2034 | 2035 | 2036 | 2037 | 2038
| 0 | Compensated |  | Load (LV side) |  |  | Amps
|  |  |  | Apparent Power |  |  | MVA
|  |  |  | Real Power |  |  | MW
|  |  |  | Reactive Power |  |  | MVAr
|  |  |  | Capacitors In Service |  |  | MVAr
PF
| Zone Div: | Uncompensated |  | Reactive Power |  |  | MVAr
PF
| 0 | Compensated |  | Load (LV side) |  |  | Amps
|  |  |  | Apparent Power |  |  | MVA
|  |  |  | Real Power |  |  | MW
|  |  |  | Reactive Power |  |  | MVAr
|  |  |  | Capacitors In Service |  |  | MVAr
PF
| Zone Div: | Uncompensated |  | Reactive Power |  |  | MVAr
PF
| 0 | Compensated |  | Load (LV side) |  |  | Amps
|  |  |  | Apparent Power |  |  | MVA
|  |  |  | Real Power |  |  | MW
|  |  |  | Reactive Power |  |  | MVAr
|  |  |  | Capacitors In Service |  |  | MVAr
PF
| Zone Div: | Uncompensated |  | Reactive Power |  |  | MVAr
PF
| 0 | Compensated |  | Load (LV side) |  |  | Amps
|  |  |  | Apparent Power |  |  | MVA
|  |  |  | Real Power |  |  | MW
|  |  |  | Reactive Power |  |  | MVAr
|  |  |  | Capacitors In Service |  |  | MVAr
PF
| Zone Div: | Uncompensated |  | Reactive Power |  |  | MVAr
PF
| 0 | Compensated |  | Load (LV side) |  |  | Amps
|  |  |  | Apparent Power |  |  | MVA
|  |  |  | Real Power |  |  | MW
|  |  |  | Reactive Power |  |  | MVAr
|  |  |  | Capacitors In Service |  |  | MVAr
PF
| Zone Div: | Uncompensated |  | Reactive Power |  |  | MVAr
PF
| 0 | Compensated |  | Load (LV side) |  |  | Amps
|  |  |  | Apparent Power |  |  | MVA
|  |  |  | Real Power |  |  | MW
|  |  |  | Reactive Power |  |  | MVAr
|  |  |  | Capacitors In Service |  |  | MVAr
PF
| Zone Div: | Uncompensated |  | Reactive Power |  |  | MVAr
PF
| 0 | Compensated |  | Load (LV side) |  |  | Amps
|  |  |  | Apparent Power |  |  | MVA
|  |  |  | Real Power |  |  | MW
|  |  |  | Reactive Power |  |  | MVAr
|  |  |  | Capacitors In Service |  |  | MVAr
PF
| Zone Div: | Uncompensated |  | Reactive Power |  |  | MVAr
PF
| 0 | Compensated |  | Load (LV side) |  |  | Amps
|  |  |  | Apparent Power |  |  | MVA
|  |  |  | Real Power |  |  | MW
|  |  |  | Reactive Power |  |  | MVAr
|  |  |  | Capacitors In Service |  |  | MVAr
PF
| Zone Div: | Uncompensated |  | Reactive Power |  |  | MVAr
PF
| 0 | Compensated |  | Load (LV side) |  |  | Amps
|  |  |  | Apparent Power |  |  | MVA
|  |  |  | Real Power |  |  | MW
|  |  |  | Reactive Power |  |  | MVAr
|  |  |  | Capacitors In Service |  |  | MVAr
PF
| Zone Div: | Uncompensated |  | Reactive Power |  |  | MVAr
PF
| 0 | Compensated |  | Load (LV side) |  |  | Amps
|  |  |  | Apparent Power |  |  | MVA
|  |  |  | Real Power |  |  | MW
|  |  |  | Reactive Power |  |  | MVAr
|  |  |  | Capacitors In Service |  |  | MVAr
PF
| Zone Div: | Uncompensated |  | Reactive Power |  |  | MVAr
PF

## Customer18
| Customer18 | [16 empty] | 2014 | WINTER
| Substation Total Loads | [33 empty] | Spots & Transfers Detail
| Historical Loads | (33kV Amps) | [7 empty] | Weather Corrected Forecast Loads |  |  |  | (33kV Amps) | [20 empty] | Spots & Transfers Summary | (33kV Amps) |  | Historical Spots & Transfers | [6 empty] | Forecast Spots & Transfers
|  | 2007 | 2008 | 2009 | 2010 | 2011 | 2012 | 2013 |  | 2014 | 2015 | 2016 | 2017 | 2018 | 2019 | 2020 | 2021 | 2022 | 2023 | 2024 | 2025 | 2026 | 2027 | 2028 | 2029 | 2030 | 2031 | 2032 | 2033 | 2034 | 2035 | 2036 | 2037 | 2038 |  |  |  | 2007 | 2008 | 2009 | 2010 | 2011 | 2012 | 2013 | 2014 | 2015 | 2016 | 2017 | 2018 | 2019 | 2020 | 2021 | 2022 | 2023 | 2024 | 2025 | 2026 | 2027 | 2028 | 2029 | 2030 | 2031 | 2032 | 2033 | 2034 | 2035 | 2036 | 2037 | 2038
| Total |  |  |  |  | 158 | 151 | 188 |  | 188 | 188 | 188 | 188 | 188 | 188 | 188 | 188 | 188 | 188 | 188 | 188 | 188 | 188 | 188 | 188 | 188 | 188 | 188 | 188 | 188 | 188 | 188 | 188 | 188 |  |  | Total
Firm Rating
| Total Capacity | [36 empty] | 0 | 0 | 0 | 0 | 0 | 0 | 0 | 0 | 0 | 0 | 0 | 0 | 0 | 0 | 0 | 0 | 0 | 0 | 0 | 0 | 0 | 0 | 0 | 0 | 0 | 0 | 0 | 0 | 0 | 0 | 0 | 0
|  | -7 | -6 | -5 | -4 | -3 | -2 | -1 |  | 0 | 1 | 2 | 3 | 4 | 5 | 6 | 7 | 8 | 9 | 10 | 11 | 12 | 13 | 14 | 15 | 16 | 17 | 18 | 19 | 20 | 21 | 22 | 23 | 24 |  |  |  | 0 | 0 | 0 | 0 | 0 | 0 | 0 | 0 | 0 | 0 | 0 | 0 | 0 | 0 | 0 | 0 | 0 | 0 | 0 | 0 | 0 | 0 | 0 | 0 | 0 | 0 | 0 | 0 | 0 | 0 | 0 | 0
| Transformer Loads | [36 empty] | 0 | 0 | 0 | 0 | 0 | 0 | 0 | 0 | 0 | 0 | 0 | 0 | 0 | 0 | 0 | 0 | 0 | 0 | 0 | 0 | 0 | 0 | 0 | 0 | 0 | 0 | 0 | 0 | 0 | 0 | 0 | 0
| Historical Loads | (33kV Amps) | [7 empty] | Weather Corrected Forecast Loads |  |  |  | (33kV Amps) | [23 empty] | 0 | 0 | 0 | 0 | 0 | 0 | 0 | 0 | 0 | 0 | 0 | 0 | 0 | 0 | 0 | 0 | 0 | 0 | 0 | 0 | 0 | 0 | 0 | 0 | 0 | 0 | 0 | 0 | 0 | 0 | 0 | 0
|  | 2007 | 2008 | 2009 | 2010 | 2011 | 2012 | 2013 |  | 2014 | 2015 | 2016 | 2017 | 2018 | 2019 | 2020 | 2021 | 2022 | 2023 | 2024 | 2025 | 2026 | 2027 | 2028 | 2029 | 2030 | 2031 | 2032 | 2033 | 2034 | 2035 | 2036 | 2037 | 2038 |  |  |  | 0 | 0 | 0 | 0 | 0 | 0 | 0 | 0 | 0 | 0 | 0 | 0 | 0 | 0 | 0 | 0 | 0 | 0 | 0 | 0 | 0 | 0 | 0 | 0 | 0 | 0 | 0 | 0 | 0 | 0 | 0 | 0
| 0 | [36 empty] | 0 | 0 | 0 | 0 | 0 | 0 | 0 | 0 | 0 | 0 | 0 | 0 | 0 | 0 | 0 | 0 | 0 | 0 | 0 | 0 | 0 | 0 | 0 | 0 | 0 | 0 | 0 | 0 | 0 | 0 | 0 | 0
| Diversity Factor: 0 | [36 empty] | 0 | 0 | 0 | 0 | 0 | 0 | 0 | 0 | 0 | 0 | 0 | 0 | 0 | 0 | 0 | 0 | 0 | 0 | 0 | 0 | 0 | 0 | 0 | 0 | 0 | 0 | 0 | 0 | 0 | 0 | 0 | 0
[38 empty] | 0 | 0 | 0 | 0 | 0 | 0 | 0 | 0 | 0 | 0 | 0 | 0 | 0 | 0 | 0 | 0 | 0 | 0 | 0 | 0 | 0 | 0 | 0 | 0 | 0 | 0 | 0 | 0 | 0 | 0 | 0 | 0
[38 empty] | 0 | 0 | 0 | 0 | 0 | 0 | 0 | 0 | 0 | 0 | 0 | 0 | 0 | 0 | 0 | 0 | 0 | 0 | 0 | 0 | 0 | 0 | 0 | 0 | 0 | 0 | 0 | 0 | 0 | 0 | 0 | 0
| 0 | [36 empty] | 0 | 0 | 0 | 0 | 0 | 0 | 0 | 0 | 0 | 0 | 0 | 0 | 0 | 0 | 0 | 0 | 0 | 0 | 0 | 0 | 0 | 0 | 0 | 0 | 0 | 0 | 0 | 0 | 0 | 0 | 0 | 0
Diversity Factor: 0
[38 empty] | Historical Spots & Transfers | [6 empty] | Forecast Spots & Transfers
[35 empty] | Project Name | From | To | 2007 | 2008 | 2009 | 2010 | 2011 | 2012 | 2013 | 2014 | 2015 | 2016 | 2017 | 2018 | 2019 | 2020 | 2021 | 2022 | 2023 | 2024 | 2025 | 2026 | 2027 | 2028 | 2029 | 2030 | 2031 | 2032 | 2033 | 2034 | 2035 | 2036 | 2037 | 2038
0
Diversity Factor: 0
0
Diversity Factor: 0
0
Diversity Factor: 0
0
Diversity Factor: 0
0
Diversity Factor: 0
0
Diversity Factor: 0
0
Diversity Factor: 0
0
Diversity Factor: 0
| Weather Correction and Public Holiday Factors | [8 empty] | Forecast ROG
ROG Justification
| Actual loads for season 2013 have been weather corrected by the following: | [6 empty] | 0% |  | N/A | [59 empty] | N/A
1 | 2 | 3 | 4 | 5 | 6 | 7 | 8 | 9 | 10 | 2014 | 2015 | 2016 | 2017 | 2018 | 2019 | 2020 | 2021 | 2022 | 2023 | 2024 | 2025 | 2026 | 2027 | 2028 | 2029 | 2030 | 2031 | 2032 | 2033 | 2034 | 2035 | 2036 | 2037 | 2038
1 | 1 | 1 | 1 | 1 | 1 | 1 | 1 | 1 | 1 | 0% | 0% | 0% | 0% | 0% | 0% | 0% | 0% | 0% | 0% | 0% | 0% | 0% | 0% | 0% | 0% | 0% | 0% | 0% | 0% | 0% | 0% | 0% | 0% | 0%
Substation Load Detail
[7 empty] | Units | 2013 |  | 2014 | 2015 | 2016 | 2017 | 2018 | 2019 | 2020 | 2021 | 2022 | 2023 | 2024 | 2025 | 2026 | 2027 | 2028 | 2029 | 2030 | 2031 | 2032 | 2033 | 2034 | 2035 | 2036 | 2037 | 2038
1 | Customer18 | Compensated |  | Load (LV side) |  |  | Amps | 188 |  | 188 | 188 | 188 | 188 | 188 | 188 | 188 | 188 | 188 | 188 | 188 | 188 | 188 | 188 | 188 | 188 | 188 | 188 | 188 | 188 | 188 | 188 | 188 | 188 | 188
|  |  |  | Apparent Power |  |  | MVA | 10.7456 |  | 10.7456 | 10.7456 | 10.7456 | 10.7456 | 10.7456 | 10.7456 | 10.7456 | 10.7456 | 10.7456 | 10.7456 | 10.7456 | 10.7456 | 10.7456 | 10.7456 | 10.7456 | 10.7456 | 10.7456 | 10.7456 | 10.7456 | 10.7456 | 10.7456 | 10.7456 | 10.7456 | 10.7456 | 10.7456
|  |  |  | Real Power |  |  | MW | 9.6711 |  | 9.6711 | 9.6711 | 9.6711 | 9.6711 | 9.6711 | 9.6711 | 9.6711 | 9.6711 | 9.6711 | 9.6711 | 9.6711 | 9.6711 | 9.6711 | 9.6711 | 9.6711 | 9.6711 | 9.6711 | 9.6711 | 9.6711 | 9.6711 | 9.6711 | 9.6711 | 9.6711 | 9.6711 | 9.6711
|  |  |  | Reactive Power |  |  | MVAr | 4.6839 |  | 4.6839 | 4.6839 | 4.6839 | 4.6839 | 4.6839 | 4.6839 | 4.6839 | 4.6839 | 4.6839 | 4.6839 | 4.6839 | 4.6839 | 4.6839 | 4.6839 | 4.6839 | 4.6839 | 4.6839 | 4.6839 | 4.6839 | 4.6839 | 4.6839 | 4.6839 | 4.6839 | 4.6839 | 4.6839
|  |  |  | Capacitors In Service |  |  | MVAr | 0 |  | 0 | 0 | 0 | 0 | 0 | 0 | 0 | 0 | 0 | 0 | 0 | 0 | 0 | 0 | 0 | 0 | 0 | 0 | 0 | 0 | 0 | 0 | 0 | 0 | 0
|  |  |  | PF |  |  |  | 0.9 |  | 0.9 | 0.9 | 0.9 | 0.9 | 0.9 | 0.9 | 0.9 | 0.9 | 0.9 | 0.9 | 0.9 | 0.9 | 0.9 | 0.9 | 0.9 | 0.9 | 0.9 | 0.9 | 0.9 | 0.9 | 0.9 | 0.9 | 0.9 | 0.9 | 0.9
0.74211 | Diversity Factor: 0.74 | Uncompensated |  | Reactive Power |  |  | MVAr | 4.6839 |  | 4.6839 | 4.6839 | 4.6839 | 4.6839 | 4.6839 | 4.6839 | 4.6839 | 4.6839 | 4.6839 | 4.6839 | 4.6839 | 4.6839 | 4.6839 | 4.6839 | 4.6839 | 4.6839 | 4.6839 | 4.6839 | 4.6839 | 4.6839 | 4.6839 | 4.6839 | 4.6839 | 4.6839 | 4.6839
|  |  |  | PF |  |  |  | 0.9 |  | 0.9 | 0.9 | 0.9 | 0.9 | 0.9 | 0.9 | 0.9 | 0.9 | 0.9 | 0.9 | 0.9 | 0.9 | 0.9 | 0.9 | 0.9 | 0.9 | 0.9 | 0.9 | 0.9 | 0.9 | 0.9 | 0.9 | 0.9 | 0.9 | 0.9
[10 empty] | 1 | 2 | 3 | 4 | 5 | 6 | 7 | 8 | 9 | 10 | 11 | 12 | 13 | 14 | 15 | 16 | 17 | 18 | 19 | 20 | 21 | 22 | 23 | 24 | 25
Transformer Load Detail
[7 empty] | Units | 2013 |  | 2014 | 2015 | 2016 | 2017 | 2018 | 2019 | 2020 | 2021 | 2022 | 2023 | 2024 | 2025 | 2026 | 2027 | 2028 | 2029 | 2030 | 2031 | 2032 | 2033 | 2034 | 2035 | 2036 | 2037 | 2038
| 0 | Compensated |  | Load (LV side) |  |  | Amps
|  |  |  | Apparent Power |  |  | MVA
|  |  |  | Real Power |  |  | MW
|  |  |  | Reactive Power |  |  | MVAr
|  |  |  | Capacitors In Service |  |  | MVAr
PF
| Zone Div: | Uncompensated |  | Reactive Power |  |  | MVAr
PF
| 0 | Compensated |  | Load (LV side) |  |  | Amps
|  |  |  | Apparent Power |  |  | MVA
|  |  |  | Real Power |  |  | MW
|  |  |  | Reactive Power |  |  | MVAr
|  |  |  | Capacitors In Service |  |  | MVAr
PF
| Zone Div: | Uncompensated |  | Reactive Power |  |  | MVAr
PF
| 0 | Compensated |  | Load (LV side) |  |  | Amps
|  |  |  | Apparent Power |  |  | MVA
|  |  |  | Real Power |  |  | MW
|  |  |  | Reactive Power |  |  | MVAr
|  |  |  | Capacitors In Service |  |  | MVAr
PF
| Zone Div: | Uncompensated |  | Reactive Power |  |  | MVAr
PF
| 0 | Compensated |  | Load (LV side) |  |  | Amps
|  |  |  | Apparent Power |  |  | MVA
|  |  |  | Real Power |  |  | MW
|  |  |  | Reactive Power |  |  | MVAr
|  |  |  | Capacitors In Service |  |  | MVAr
PF
| Zone Div: | Uncompensated |  | Reactive Power |  |  | MVAr
PF
| 0 | Compensated |  | Load (LV side) |  |  | Amps
|  |  |  | Apparent Power |  |  | MVA
|  |  |  | Real Power |  |  | MW
|  |  |  | Reactive Power |  |  | MVAr
|  |  |  | Capacitors In Service |  |  | MVAr
PF
| Zone Div: | Uncompensated |  | Reactive Power |  |  | MVAr
PF
| 0 | Compensated |  | Load (LV side) |  |  | Amps
|  |  |  | Apparent Power |  |  | MVA
|  |  |  | Real Power |  |  | MW
|  |  |  | Reactive Power |  |  | MVAr
|  |  |  | Capacitors In Service |  |  | MVAr
PF
| Zone Div: | Uncompensated |  | Reactive Power |  |  | MVAr
PF
| 0 | Compensated |  | Load (LV side) |  |  | Amps
|  |  |  | Apparent Power |  |  | MVA
|  |  |  | Real Power |  |  | MW
|  |  |  | Reactive Power |  |  | MVAr
|  |  |  | Capacitors In Service |  |  | MVAr
PF
| Zone Div: | Uncompensated |  | Reactive Power |  |  | MVAr
PF
| 0 | Compensated |  | Load (LV side) |  |  | Amps
|  |  |  | Apparent Power |  |  | MVA
|  |  |  | Real Power |  |  | MW
|  |  |  | Reactive Power |  |  | MVAr
|  |  |  | Capacitors In Service |  |  | MVAr
PF
| Zone Div: | Uncompensated |  | Reactive Power |  |  | MVAr
PF
| 0 | Compensated |  | Load (LV side) |  |  | Amps
|  |  |  | Apparent Power |  |  | MVA
|  |  |  | Real Power |  |  | MW
|  |  |  | Reactive Power |  |  | MVAr
|  |  |  | Capacitors In Service |  |  | MVAr
PF
| Zone Div: | Uncompensated |  | Reactive Power |  |  | MVAr
PF
| 0 | Compensated |  | Load (LV side) |  |  | Amps
|  |  |  | Apparent Power |  |  | MVA
|  |  |  | Real Power |  |  | MW
|  |  |  | Reactive Power |  |  | MVAr
|  |  |  | Capacitors In Service |  |  | MVAr
PF
| Zone Div: | Uncompensated |  | Reactive Power |  |  | MVAr
PF

## Sefton 132_11kV
| Sefton 132_11kV | [16 empty] | 2014 | WINTER
| Substation Total Loads | [33 empty] | Spots & Transfers Detail
| Historical Loads | (11kV Amps) | [7 empty] | Weather Corrected Forecast Loads |  |  |  | (11kV Amps) | [20 empty] | Spots & Transfers Summary | (11kV Amps) |  | Historical Spots & Transfers | [6 empty] | Forecast Spots & Transfers
|  | 2007 | 2008 | 2009 | 2010 | 2011 | 2012 | 2013 |  | 2014 | 2015 | 2016 | 2017 | 2018 | 2019 | 2020 | 2021 | 2022 | 2023 | 2024 | 2025 | 2026 | 2027 | 2028 | 2029 | 2030 | 2031 | 2032 | 2033 | 2034 | 2035 | 2036 | 2037 | 2038 |  |  |  | 2007 | 2008 | 2009 | 2010 | 2011 | 2012 | 2013 | 2014 | 2015 | 2016 | 2017 | 2018 | 2019 | 2020 | 2021 | 2022 | 2023 | 2024 | 2025 | 2026 | 2027 | 2028 | 2029 | 2030 | 2031 | 2032 | 2033 | 2034 | 2035 | 2036 | 2037 | 2038
| Total | 3138 | 3161 | 3183 | 3070 | 3243 | 3109 | 2826 |  | 1408.425 | 1334.841 | 1303.233 | 1308.099 | 1343.528 | 1389.162 | 1453.191 | 1513.884 | 1572.93 | 1633.518 | 1690.932 | 1755.52 | 1820.685 | 1890.588 | 1963.475 | 2036.327 | 2108.981 | 2182.864 | 2257.993 | 2334.384 | 2412.054 | 2491.02 | 2571.301 | 2652.913 | 2735.874 |  |  | Total | 0 | 0 | 272 | 0 | 323 | 4.5 | -11 | -1374.4215 | -7.8902 | 9.9007 | 25.1285 | 35.4285 | 45.6343 | 64.029 | 60.6931 | 59.046 | 60.5877 | 57.4141 | 64.5885 | 65.1649 | 69.9026 | 72.8875 | 72.8517 | 72.6538 | 73.883 | 75.1286 | 76.391 | 77.6702 | 78.9667 | 80.2805 | 81.6119 | 82.9611
| Firm Rating | 0 | 0 | 0 | 0 | 0 | 0 | 5232 |  | 5232 | 5232 | 5232 | 5232 | 5232 | 5232 | 5232 | 5232 | 5232 | 5232 | 5232 | 5232 | 5232 | 5232 | 5232 | 5232 | 5232 | 5232 | 5232 | 5232 | 5232 | 5232 | 5232 | 5232 | 5232
| Total Capacity | 0 | 0 | 0 | 0 | 0 | 0 | 8004 |  | 8004 | 8004 | 8004 | 8004 | 8004 | 8004 | 8004 | 8004 | 8004 | 8004 | 8004 | 8004 | 8004 | 8004 | 8004 | 8004 | 8004 | 8004 | 8004 | 8004 | 8004 | 8004 | 8004 | 8004 | 8004 |  |  | Sefton 132_11kV Tx1 | -150 | 0 | -72 | 118 | 340 | 0 | 0 | -535.1638 | -2.6587 | 3.3362 | 8.4674 | 11.9381 | 15.3771 | 21.5755 | 20.4514 | 19.8964 | 20.4159 | 19.3465 | 21.764 | 21.9582 | 23.5547 | 24.5605 | 24.5484 | 24.4817 | 24.8959 | 25.3156 | 25.741 | 26.1721 | 26.6089 | 27.0516 | 27.5003 | 27.9549
|  | -7 | -6 | -5 | -4 | -3 | -2 | -1 |  | 0 | 1 | 2 | 3 | 4 | 5 | 6 | 7 | 8 | 9 | 10 | 11 | 12 | 13 | 14 | 15 | 16 | 17 | 18 | 19 | 20 | 21 | 22 | 23 | 24 |  |  | Sefton 132_11kV Tx2 | 0 | 0 | 916 | 35 | -62 | 0 | 0 | -27.7682 | -128.1726 | 2.7262 | 6.9193 | 9.7555 | 12.5657 | 17.6309 | 16.7123 | 16.2588 | 16.6833 | 15.8094 | 17.7849 | 17.9436 | 19.2482 | 20.0701 | 20.0603 | 20.0058 | 20.3442 | 20.6872 | 21.0348 | 21.3871 | 21.7441 | 22.1058 | 22.4724 | 22.844
| Transformer Loads | [35 empty] | Sefton 132_11kV Tx3 | 150 | 0 | -668 | -153 | 56 | 0 | 0 | -289.2415 | -1.5254 | 1.9141 | 4.8581 | 6.8494 | 8.8224 | 12.3786 | 11.7337 | 11.4153 | 11.7133 | 11.0998 | 12.4868 | 12.5982 | 13.5142 | 14.0913 | 14.0843 | 14.0461 | 14.2837 | 14.5245 | 14.7686 | 15.0159 | 15.2665 | 15.5205 | 15.7779 | 16.0388
| Historical Loads | (11kV Amps) | [7 empty] | Weather Corrected Forecast Loads |  |  |  | (11kV Amps) | [22 empty] | Sefton 132_11kV Tx4 | 0 | 0 | 96 | 0 | -11 | 4.5 | -11 | -522.248 | 124.4665 | 1.9242 | 4.8837 | 6.8855 | 8.869 | 12.444 | 11.7957 | 11.4756 | 11.7752 | 11.1584 | 12.5528 | 12.6648 | 13.5856 | 14.1657 | 14.1587 | 14.1203 | 14.3591 | 14.6012 | 14.8466 | 15.0952 | 15.3472 | 15.6025 | 15.8613 | 16.1235
|  | 2007 | 2008 | 2009 | 2010 | 2011 | 2012 | 2013 |  | 2014 | 2015 | 2016 | 2017 | 2018 | 2019 | 2020 | 2021 | 2022 | 2023 | 2024 | 2025 | 2026 | 2027 | 2028 | 2029 | 2030 | 2031 | 2032 | 2033 | 2034 | 2035 | 2036 | 2037 | 2038 |  |  |  | 0 | 0 | 0 | 0 | 0 | 0 | 0 | 0 | 0 | 0 | 0 | 0 | 0 | 0 | 0 | 0 | 0 | 0 | 0 | 0 | 0 | 0 | 0 | 0 | 0 | 0 | 0 | 0 | 0 | 0 | 0 | 0
| 0 | [36 empty] | 0 | 0 | 0 | 0 | 0 | 0 | 0 | 0 | 0 | 0 | 0 | 0 | 0 | 0 | 0 | 0 | 0 | 0 | 0 | 0 | 0 | 0 | 0 | 0 | 0 | 0 | 0 | 0 | 0 | 0 | 0 | 0
| Diversity Factor: 0 | [36 empty] | 0 | 0 | 0 | 0 | 0 | 0 | 0 | 0 | 0 | 0 | 0 | 0 | 0 | 0 | 0 | 0 | 0 | 0 | 0 | 0 | 0 | 0 | 0 | 0 | 0 | 0 | 0 | 0 | 0 | 0 | 0 | 0
[38 empty] | 0 | 0 | 0 | 0 | 0 | 0 | 0 | 0 | 0 | 0 | 0 | 0 | 0 | 0 | 0 | 0 | 0 | 0 | 0 | 0 | 0 | 0 | 0 | 0 | 0 | 0 | 0 | 0 | 0 | 0 | 0 | 0
[38 empty] | 0 | 0 | 0 | 0 | 0 | 0 | 0 | 0 | 0 | 0 | 0 | 0 | 0 | 0 | 0 | 0 | 0 | 0 | 0 | 0 | 0 | 0 | 0 | 0 | 0 | 0 | 0 | 0 | 0 | 0 | 0 | 0
| 0 | [36 empty] | 0 | 0 | 0 | 0 | 0 | 0 | 0 | 0 | 0 | 0 | 0 | 0 | 0 | 0 | 0 | 0 | 0 | 0 | 0 | 0 | 0 | 0 | 0 | 0 | 0 | 0 | 0 | 0 | 0 | 0 | 0 | 0
Diversity Factor: 0
[38 empty] | Historical Spots & Transfers | [6 empty] | Forecast Spots & Transfers
[35 empty] | Project Name | From | To | 2007 | 2008 | 2009 | 2010 | 2011 | 2012 | 2013 | 2014 | 2015 | 2016 | 2017 | 2018 | 2019 | 2020 | 2021 | 2022 | 2023 | 2024 | 2025 | 2026 | 2027 | 2028 | 2029 | 2030 | 2031 | 2032 | 2033 | 2034 | 2035 | 2036 | 2037 | 2038
| 0 | [33 empty] | Broad based demand management |  | Sefton 132_11kV Tx1 | 0 | 0 | 0 | 0 | 0 | 0 | 0 | 0 | -1.664 | -0.36236 | -0.41049 | -0.42775 | -0.48262 | 0 | 0 | 0 | 0 | 0 | 0 | 0 | 0 | 0 | 0 | 0 | 0 | 0 | 0 | 0 | 0 | 0 | 0 | 0
| Diversity Factor: 0 | [33 empty] | Broad based demand management |  | Sefton 132_11kV Tx2 | 0 | 0 | 0 | 0 | 0 | 0 | 0 | 0 | -1.3598 | -0.29611 | -0.33544 | -0.34954 | -0.39438 | 0 | 0 | 0 | 0 | 0 | 0 | 0 | 0 | 0 | 0 | 0 | 0 | 0 | 0 | 0 | 0 | 0 | 0 | 0
[35 empty] | Broad based demand management |  | Sefton 132_11kV Tx3 | 0 | 0 | 0 | 0 | 0 | 0 | 0 | 0 | -0.95469 | -0.2079 | -0.23551 | -0.24541 | -0.27689 | 0 | 0 | 0 | 0 | 0 | 0 | 0 | 0 | 0 | 0 | 0 | 0 | 0 | 0 | 0 | 0 | 0 | 0 | 0
[35 empty] | Broad based demand management |  | Sefton 132_11kV Tx4 | 0 | 0 | 0 | 0 | 0 | 0 | 0 | 0 | -0.95974 | -0.209 | -0.23675 | -0.24671 | -0.27836 | 0 | 0 | 0 | 0 | 0 | 0 | 0 | 0 | 0 | 0 | 0 | 0 | 0 | 0 | 0 | 0 | 0 | 0 | 0
| 0 | [33 empty] | DNP_ID: 5979. 11 kV works associated with the installation of new Transformer and Switchgear at Sefton Zone | Sefton 132_11kV Tx1 | Sefton 132_11kV Tx3 | 150 | 0 | 0 | 0 | 0 | 0 | 0 | 0 | 0 | 0 | 0 | 0 | 0 | 0 | 0 | 0 | 0 | 0 | 0 | 0 | 0 | 0 | 0 | 0 | 0 | 0 | 0 | 0 | 0 | 0 | 0 | 0
| Diversity Factor: 0 | [33 empty] | DNP_ID: 6137. North Sefton Zone Development | Sefton 132_11kV Tx3 | Sefton 132_11kV Tx1 | 0 | 0 | 0 | 150 | 0 | 0 | 0 | 0 | 0 | 0 | 0 | 0 | 0 | 0 | 0 | 0 | 0 | 0 | 0 | 0 | 0 | 0 | 0 | 0 | 0 | 0 | 0 | 0 | 0 | 0 | 0 | 0
[35 empty] | DNP_ID: 6169. 11Kv Augmentation to Relieve Greenacre Park Zone Substation - Strategic Load Transfer (Greenacre Park to Sefton load transfer) | Greenacre Park 132_11kV Tx1 | Sefton 132_11kV Tx1 | 0 | 0 | 0 | 0 | 235 | 0 | 0 | 0 | 0 | 0 | 0 | 0 | 0 | 0 | 0 | 0 | 0 | 0 | 0 | 0 | 0 | 0 | 0 | 0 | 0 | 0 | 0 | 0 | 0 | 0 | 0 | 0
[35 empty] | DNP_ID: 6169. 11Kv Augmentation to Relieve Greenacre Park Zone Substation - Strategic Load Transfer (Greenacre Park to Sefton load transfer) | Greenacre Park 132_11kV Tx3 | Sefton 132_11kV Tx1 | 0 | 0 | 0 | 0 | 68 | 0 | 0 | 0 | 0 | 0 | 0 | 0 | 0 | 0 | 0 | 0 | 0 | 0 | 0 | 0 | 0 | 0 | 0 | 0 | 0 | 0 | 0 | 0 | 0 | 0 | 0 | 0
| 0 | [33 empty] | DNP_ID: 6169. 11Kv Augmentation to Relieve Greenacre Park Zone Substation - Strategic Load Transfer (Greenacre Park to Sefton load transfer) | Greenacre Park 132_11kV Tx3 | Sefton 132_11kV Tx4 | 0 | 0 | 0 | 0 | 57 | 0 | 0 | 0 | 0 | 0 | 0 | 0 | 0 | 0 | 0 | 0 | 0 | 0 | 0 | 0 | 0 | 0 | 0 | 0 | 0 | 0 | 0 | 0 | 0 | 0 | 0 | 0
| Diversity Factor: 0 | [33 empty] | DNP_ID: 6316. Potts Hill Zone Development - 2008 (Relieving Sefton of 25 MVA & Greenacre Park of 35 MVA). | Sefton 132_11kV Tx1 | Potts Hill 132_11kV Tx1 | 0 | 0 | 0 | 0 | 0 | 0 | 0 | 59 | 0 | 0 | 0 | 0 | 0 | 0 | 0 | 0 | 0 | 0 | 0 | 0 | 0 | 0 | 0 | 0 | 0 | 0 | 0 | 0 | 0 | 0 | 0 | 0
[35 empty] | DNP_ID: 6316. Potts Hill Zone Development - 2008 (Relieving Sefton of 25 MVA & Greenacre Park of 35 MVA). | Sefton 132_11kV Tx1 | Potts Hill 132_11kV Tx2 | 0 | 0 | 0 | 0 | 0 | 0 | 0 | 474 | 0 | 0 | 0 | 0 | 0 | 0 | 0 | 0 | 0 | 0 | 0 | 0 | 0 | 0 | 0 | 0 | 0 | 0 | 0 | 0 | 0 | 0 | 0 | 0
[35 empty] | DNP_ID: 6316. Potts Hill Zone Development - 2008 (Relieving Sefton of 25 MVA & Greenacre Park of 35 MVA). | Sefton 132_11kV Tx2 | Potts Hill 132_11kV Tx1 | 0 | 0 | 0 | 0 | 0 | 0 | 0 | 26 | 0 | 0 | 0 | 0 | 0 | 0 | 0 | 0 | 0 | 0 | 0 | 0 | 0 | 0 | 0 | 0 | 0 | 0 | 0 | 0 | 0 | 0 | 0 | 0
| 0 | [33 empty] | DNP_ID: 6316. Potts Hill Zone Development - 2008 (Relieving Sefton of 25 MVA & Greenacre Park of 35 MVA). | Sefton 132_11kV Tx3 | Potts Hill 132_11kV Tx1 | 0 | 0 | 0 | 0 | 0 | 0 | 0 | 219 | 0 | 0 | 0 | 0 | 0 | 0 | 0 | 0 | 0 | 0 | 0 | 0 | 0 | 0 | 0 | 0 | 0 | 0 | 0 | 0 | 0 | 0 | 0 | 0
| Diversity Factor: 0 | [33 empty] | DNP_ID: 6316. Potts Hill Zone Development - 2008 (Relieving Sefton of 25 MVA & Greenacre Park of 35 MVA). | Sefton 132_11kV Tx3 | Potts Hill 132_11kV Tx2 | 0 | 0 | 0 | 0 | 0 | 0 | 0 | 69 | 0 | 0 | 0 | 0 | 0 | 0 | 0 | 0 | 0 | 0 | 0 | 0 | 0 | 0 | 0 | 0 | 0 | 0 | 0 | 0 | 0 | 0 | 0 | 0
[35 empty] | DNP_ID: 6316. Potts Hill Zone Development - 2008 (Relieving Sefton of 25 MVA & Greenacre Park of 35 MVA). | Sefton 132_11kV Tx4 | Potts Hill 132_11kV Tx1 | 0 | 0 | 0 | 0 | 0 | 0 | 0 | 247 | 0 | 0 | 0 | 0 | 0 | 0 | 0 | 0 | 0 | 0 | 0 | 0 | 0 | 0 | 0 | 0 | 0 | 0 | 0 | 0 | 0 | 0 | 0 | 0
[35 empty] | DNP_ID: 6316. Potts Hill Zone Development - 2008 (Relieving Sefton of 25 MVA & Greenacre Park of 35 MVA). | Sefton 132_11kV Tx4 | Potts Hill 132_11kV Tx2 | 0 | 0 | 0 | 0 | 0 | 0 | 0 | 274 | 0 | 0 | 0 | 0 | 0 | 0 | 0 | 0 | 0 | 0 | 0 | 0 | 0 | 0 | 0 | 0 | 0 | 0 | 0 | 0 | 0 | 0 | 0 | 0
| 0 | [33 empty] | DNP_ID: 6349. 11 kV Rearrangements to balance the 4 Transformers at Sefton Zone | Sefton 132_11kV Tx1 | Sefton 132_11kV Tx3 | 0 | 0 | 176 | 0 | 0 | 0 | 0 | 0 | 0 | 0 | 0 | 0 | 0 | 0 | 0 | 0 | 0 | 0 | 0 | 0 | 0 | 0 | 0 | 0 | 0 | 0 | 0 | 0 | 0 | 0 | 0 | 0
| Diversity Factor: 0 | [33 empty] | DNP_ID: 6349. 11 kV Rearrangements to balance the 4 Transformers at Sefton Zone | Sefton 132_11kV Tx3 | Sefton 132_11kV Tx1 | 0 | 0 | 35 | 0 | 0 | 0 | 0 | 0 | 0 | 0 | 0 | 0 | 0 | 0 | 0 | 0 | 0 | 0 | 0 | 0 | 0 | 0 | 0 | 0 | 0 | 0 | 0 | 0 | 0 | 0 | 0 | 0
[35 empty] | DNP_ID: 6349. 11 kV Rearrangements to balance the 4 Transformers at Sefton Zone | Sefton 132_11kV Tx3 | Sefton 132_11kV Tx2 | 0 | 0 | 875 | 0 | 0 | 0 | 0 | 0 | 0 | 0 | 0 | 0 | 0 | 0 | 0 | 0 | 0 | 0 | 0 | 0 | 0 | 0 | 0 | 0 | 0 | 0 | 0 | 0 | 0 | 0 | 0 | 0
[35 empty] | DNP_ID: 6460. Works required to balance loads across GAP T/X Groups | Greenacre Park 132_11kV Tx1 | Sefton 132_11kV Tx1 | 0 | 0 | 69 | 0 | 0 | 0 | 0 | 0 | 0 | 0 | 0 | 0 | 0 | 0 | 0 | 0 | 0 | 0 | 0 | 0 | 0 | 0 | 0 | 0 | 0 | 0 | 0 | 0 | 0 | 0 | 0 | 0
| 0 | [33 empty] | DNP_ID: 6460. Works required to balance loads across GAP T/X Groups | Greenacre Park 132_11kV Tx1 | Sefton 132_11kV Tx2 | 0 | 0 | 41 | 0 | 0 | 0 | 0 | 0 | 0 | 0 | 0 | 0 | 0 | 0 | 0 | 0 | 0 | 0 | 0 | 0 | 0 | 0 | 0 | 0 | 0 | 0 | 0 | 0 | 0 | 0 | 0 | 0
| Diversity Factor: 0 | [33 empty] | DNP_ID: 6460. Works required to balance loads across GAP T/X Groups | Greenacre Park 132_11kV Tx1 | Sefton 132_11kV Tx4 | 0 | 0 | 96 | 0 | 0 | 0 | 0 | 0 | 0 | 0 | 0 | 0 | 0 | 0 | 0 | 0 | 0 | 0 | 0 | 0 | 0 | 0 | 0 | 0 | 0 | 0 | 0 | 0 | 0 | 0 | 0 | 0
[35 empty] | DNP_ID: 6460. Works required to balance loads across GAP T/X Groups | Greenacre Park 132_11kV Tx3 | Sefton 132_11kV Tx3 | 0 | 0 | 66 | 0 | 0 | 0 | 0 | 0 | 0 | 0 | 0 | 0 | 0 | 0 | 0 | 0 | 0 | 0 | 0 | 0 | 0 | 0 | 0 | 0 | 0 | 0 | 0 | 0 | 0 | 0 | 0 | 0
[35 empty] | DNP_ID: 6653. Leightonfield Zone Development | Sefton 132_11kV Tx2 | Sefton 132_11kV Tx3 | 0 | 0 | 0 | 0 | 174 | 0 | 0 | 0 | 0 | 0 | 0 | 0 | 0 | 0 | 0 | 0 | 0 | 0 | 0 | 0 | 0 | 0 | 0 | 0 | 0 | 0 | 0 | 0 | 0 | 0 | 0 | 0
| 0 | [33 empty] | DNP_ID: 6772. Load Transfer PA8 to PA34 Sefton Zone | Sefton 132_11kV Tx1 | Sefton 132_11kV Tx2 | 0 | 0 | 0 | 0 | 45 | 0 | 0 | 0 | 0 | 0 | 0 | 0 | 0 | 0 | 0 | 0 | 0 | 0 | 0 | 0 | 0 | 0 | 0 | 0 | 0 | 0 | 0 | 0 | 0 | 0 | 0 | 0
| Diversity Factor: 0 | [33 empty] | DNP_ID: 6790. Relieve highly utilised feeders at Sefton Zone | Greenacre Park 132_11kV Tx3 | Sefton 132_11kV Tx1 | 0 | 0 | 0 | 0 | 94 | 0 | 0 | 0 | 0 | 0 | 0 | 0 | 0 | 0 | 0 | 0 | 0 | 0 | 0 | 0 | 0 | 0 | 0 | 0 | 0 | 0 | 0 | 0 | 0 | 0 | 0 | 0
[35 empty] | DNP_ID: 6790. Relieve highly utilised feeders at Sefton Zone | Sefton 132_11kV Tx1 | Greenacre Park 132_11kV Tx1 | 0 | 0 | 0 | 0 | 12 | 0 | 0 | 0 | 0 | 0 | 0 | 0 | 0 | 0 | 0 | 0 | 0 | 0 | 0 | 0 | 0 | 0 | 0 | 0 | 0 | 0 | 0 | 0 | 0 | 0 | 0 | 0
[35 empty] | DNP_ID: 6790. Relieve highly utilised feeders at Sefton Zone | Sefton 132_11kV Tx2 | Bass Hill 33_11kV Tx1 | 0 | 0 | 0 | 0 | 30 | 0 | 0 | 0 | 0 | 0 | 0 | 0 | 0 | 0 | 0 | 0 | 0 | 0 | 0 | 0 | 0 | 0 | 0 | 0 | 0 | 0 | 0 | 0 | 0 | 0 | 0 | 0
| 0 | [33 empty] | DNP_ID: 6790. Relieve highly utilised feeders at Sefton Zone | Sefton 132_11kV Tx3 | Greenacre Park 132_11kV Tx3 | 0 | 0 | 0 | 0 | 34 | 0 | 0 | 0 | 0 | 0 | 0 | 0 | 0 | 0 | 0 | 0 | 0 | 0 | 0 | 0 | 0 | 0 | 0 | 0 | 0 | 0 | 0 | 0 | 0 | 0 | 0 | 0
| Diversity Factor: 0 | [33 empty] | DNP_ID: 6790. Relieve highly utilised feeders at Sefton Zone | Sefton 132_11kV Tx3 | Sefton 132_11kV Tx2 | 0 | 0 | 0 | 0 | 84 | 0 | 0 | 0 | 0 | 0 | 0 | 0 | 0 | 0 | 0 | 0 | 0 | 0 | 0 | 0 | 0 | 0 | 0 | 0 | 0 | 0 | 0 | 0 | 0 | 0 | 0 | 0
[35 empty] | DNP_ID: 6790. Relieve highly utilised feeders at Sefton Zone | Sefton 132_11kV Tx4 | Greenacre Park 132_11kV Tx1 | 0 | 0 | 0 | 0 | 16 | 0 | 0 | 0 | 0 | 0 | 0 | 0 | 0 | 0 | 0 | 0 | 0 | 0 | 0 | 0 | 0 | 0 | 0 | 0 | 0 | 0 | 0 | 0 | 0 | 0 | 0 | 0
[35 empty] | DNP_ID: 6889. Panel 16, 34, 35 feeders fix at Sefton Zone for licence compliance | Sefton 132_11kV Tx2 | Sefton 132_11kV Tx4 | 0 | 0 | 0 | 0 | 0 | 0 | 0 | 0 | 126 | 0 | 0 | 0 | 0 | 0 | 0 | 0 | 0 | 0 | 0 | 0 | 0 | 0 | 0 | 0 | 0 | 0 | 0 | 0 | 0 | 0 | 0 | 0
[35 empty] | HVCON_ID: 2006464. Establishment of S.35463 Baird Buist, Baird St nr Buist St, Bass Hill and Decommission PT.362 Baird St | Sefton 132_11kV Tx1 | Sefton 132_11kV Tx2 | 0 | 0 | 0 | 35 | 0 | 0 | 0 | 0 | 0 | 0 | 0 | 0 | 0 | 0 | 0 | 0 | 0 | 0 | 0 | 0 | 0 | 0 | 0 | 0 | 0 | 0 | 0 | 0 | 0 | 0 | 0 | 0
| Weather Correction and Public Holiday Factors | [8 empty] | Forecast ROG | [24 empty] | HVCON_ID: 2008478. Establish S.48025 Chiswick Rd to replace S.254 Chiswick Rd. Replace cubicle type switchgear with 1xRMI fuse switch. This must be done in conjunction with DNP6494 which does augmentation to this cubicles associated feeder | Sefton 132_11kV Tx4 | Lidcombe 33_11kV Tx1 | 0 | 0 | 0 | 0 | 34 | 0 | 0 | 0 | 0 | 0 | 0 | 0 | 0 | 0 | 0 | 0 | 0 | 0 | 0 | 0 | 0 | 0 | 0 | 0 | 0 | 0 | 0 | 0 | 0 | 0 | 0 | 0
[10 empty] | ROG Justification | [24 empty] | HVCON_ID: 2008478. Establish S.48025 Chiswick Rd to replace S.254 Chiswick Rd. Replace cubicle type switchgear with 1xRMI fuse switch. This must be done in conjunction with DNP6494 which does augmentation to this cubicles associated feeder | Sefton 132_11kV Tx4 | Lidcombe 33_11kV Tx2 | 0 | 0 | 0 | 0 | 18 | 0 | 0 | 0 | 0 | 0 | 0 | 0 | 0 | 0 | 0 | 0 | 0 | 0 | 0 | 0 | 0 | 0 | 0 | 0 | 0 | 0 | 0 | 0 | 0 | 0 | 0 | 0
| Actual loads for season 2013 have been weather corrected by the following: | [6 empty] | 0.5724% |  | 7 year ROG ok, review DNP6169 | [24 empty] | HVCON_ID: 2009608. Establishment of S.47488 Nottinghill Walters, Nottinghill Rd, Berala and Decommission S.1908 Walters First & underground HV mains | Sefton 132_11kV Tx3 | Sefton 132_11kV Tx1 | 0 | 0 | 0 | 3 | 0 | 0 | 0 | 0 | 0 | 0 | 0 | 0 | 0 | 0 | 0 | 0 | 0 | 0 | 0 | 0 | 0 | 0 | 0 | 0 | 0 | 0 | 0 | 0 | 0 | 0 | 0 | 0 | 7 year ROG ok, review DNP6169
[35 empty] | HVCON_ID: 2010419. Establishment of S.48478 Brancourt Marion, 1 Brancourt Ave, Bankstown. And Decommission of PT.353 Allum Marion and PT.1215 inspear Ave | Greenacre Park 132_11kV Tx3 | Sefton 132_11kV Tx2 | 0 | 0 | 0 | 0 | 13 | 0 | 0 | 0 | 0 | 0 | 0 | 0 | 0 | 0 | 0 | 0 | 0 | 0 | 0 | 0 | 0 | 0 | 0 | 0 | 0 | 0 | 0 | 0 | 0 | 0 | 0 | 0
[35 empty] | HVCON_ID: 2010719. Establishment of S.49270 Main College, Botanica Estate, ex Lidcombe Hospital Site and the decommission of S.3197 Weeroona Joseph No.2 |  | Sefton 132_11kV Tx4 | 0 | 0 | 0 | 0 | 0 | 4.5 | 0 | 0 | 0 | 0 | 0 | 0 | 0 | 0 | 0 | 0 | 0 | 0 | 0 | 0 | 0 | 0 | 0 | 0 | 0 | 0 | 0 | 0 | 0 | 0 | 0 | 0
1 | 2 | 3 | 4 | 5 | 6 | 7 | 8 | 9 | 10 | 2014 | 2015 | 2016 | 2017 | 2018 | 2019 | 2020 | 2021 | 2022 | 2023 | 2024 | 2025 | 2026 | 2027 | 2028 | 2029 | 2030 | 2031 | 2032 | 2033 | 2034 | 2035 | 2036 | 2037 | 2038 | HVCON_ID: 2011149. Establishment of S.47503 Cooper Brunker No 1 and S.47504 Cooper Brunker No 2 for new URD, Cooper Rd, Potts Hill Added S.50202 Cooper Brunker No 3 (included in a separate HVCon. |  | Sefton 132_11kV Tx4 | 0 | 0 | 0 | 0 | 0 | 0 | 9 | 0 | 0 | 0 | 0 | 0 | 0 | 0 | 0 | 0 | 0 | 0 | 0 | 0 | 0 | 0 | 0 | 0 | 0 | 0 | 0 | 0 | 0 | 0 | 0 | 0
0.95336 | 0.9089 | 0.88064 | 0.86695 | 0.86695 | 0.86695 | 0.86695 | 0.86695 | 0.86695 | 0.86695 | -4.664% | -4.664% | -3.109% | -1.554% | 0% | 0% | 0% | 0% | 0% | 0% | 0% | 0% | 0% | 0% | 0% | 0% | 0% | 0% | 0% | 0% | 0% | 0% | 0% | 0% | 0% | HVCON_ID: 2011524. Establishment of S.50697 Herdsman Farm, Herdsman Rd, Botanica Estate Precinct 6, Lidcombe | Sefton 132_11kV Tx4 | Greenacre Park 132_11kV Tx3 | 0 | 0 | 0 | 0 | 0 | 0 | 20 | 0 | 0 | 0 | 0 | 0 | 0 | 0 | 0 | 0 | 0 | 0 | 0 | 0 | 0 | 0 | 0 | 0 | 0 | 0 | 0 | 0 | 0 | 0 | 0 | 0
[35 empty] | Econometric |  | Sefton 132_11kV Tx1 | 0 | 0 | 0 | 0 | 0 | 0 | 0 | 0 | 0 | 8.7884 | 16.8452 | 24.6855 | 28.765 | 29.1843 | 25.7581 | 26.1253 | 26.4975 | 26.8747 | 27.2569 | 27.6444 | 28.037 | 28.4349 | 28.8382 | 29.2469 | 29.661 | 30.0808 | 30.5061 | 30.9372 | 31.3741 | 31.8168 | 32.2654 | 32.72
| Substation Load Detail | [33 empty] | Econometric |  | Sefton 132_11kV Tx2 | 0 | 0 | 0 | 0 | 0 | 0 | 0 | 0 | 0 | 7.1816 | 13.7654 | 20.1723 | 23.506 | 23.8486 | 21.0488 | 21.3489 | 21.653 | 21.9612 | 22.2736 | 22.5902 | 22.911 | 23.2362 | 23.5657 | 23.8997 | 24.2382 | 24.5811 | 24.9287 | 25.281 | 25.638 | 25.9998 | 26.3664 | 26.7379
[35 empty] | Econometric |  | Sefton 132_11kV Tx3 | 0 | 0 | 0 | 0 | 0 | 0 | 0 | 0 | 0 | 5.0422 | 9.6647 | 14.163 | 16.5036 | 16.7441 | 14.7784 | 14.9891 | 15.2026 | 15.419 | 15.6383 | 15.8606 | 16.0859 | 16.3142 | 16.5455 | 16.78 | 17.0176 | 17.2585 | 17.5025 | 17.7498 | 18.0005 | 18.2545 | 18.5119 | 18.7727
[7 empty] | Units | 2013 |  | 2014 | 2015 | 2016 | 2017 | 2018 | 2019 | 2020 | 2021 | 2022 | 2023 | 2024 | 2025 | 2026 | 2027 | 2028 | 2029 | 2030 | 2031 | 2032 | 2033 | 2034 | 2035 | 2036 | 2037 | 2038 | Econometric |  | Sefton 132_11kV Tx4 | 0 | 0 | 0 | 0 | 0 | 0 | 0 | 0 | 0 | 5.0689 | 9.7158 | 14.2378 | 16.5907 | 16.8326 | 14.8564 | 15.0682 | 15.2829 | 15.5004 | 15.7209 | 15.9444 | 16.1708 | 16.4003 | 16.6329 | 16.8686 | 17.1075 | 17.3496 | 17.5949 | 17.8436 | 18.0955 | 18.3509 | 18.6096 | 18.8719
1 | Sefton 132_11kV | Compensated |  | Load (LV side) |  |  | Amps | 2826 | 2919 | 1408.425 | 1334.841 | 1303.233 | 1308.099 | 1343.528 | 1389.162 | 1453.191 | 1513.884 | 1572.93 | 1633.518 | 1690.932 | 1755.52 | 1820.685 | 1890.588 | 1963.475 | 2036.327 | 2108.981 | 2182.864 | 2257.993 | 2334.384 | 2412.054 | 2491.02 | 2571.301 | 2652.913 | 2735.874 | Energy Efficiency |  | Sefton 132_11kV Tx1 | 0 | 0 | 0 | 0 | 0 | 0 | 0 | -2.1638 | -0.99472 | -5.0899 | -7.9673 | -12.3197 | -12.9053 | -7.6089 | -5.3067 | -6.2289 | -6.0816 | -7.5282 | -5.4929 | -5.6862 | -4.4823 | -3.8745 | -4.2898 | -4.7651 | -4.7651 | -4.7651 | -4.7651 | -4.7651 | -4.7651 | -4.7651 | -4.7651 | -4.7651
|  |  |  | Apparent Power |  |  | MVA | 53.8425 |  | 26.8341 | 25.4321 | 24.8299 | 24.9226 | 25.5976 | 26.4671 | 27.687 | 28.8434 | 29.9684 | 31.1227 | 32.2166 | 33.4472 | 34.6887 | 36.0205 | 37.4092 | 38.7972 | 40.1815 | 41.5891 | 43.0205 | 44.476 | 45.9558 | 47.4603 | 48.9899 | 50.5448 | 52.1254 | Energy Efficiency |  | Sefton 132_11kV Tx2 | 0 | 0 | 0 | 0 | 0 | 0 | 0 | -1.7682 | -0.81285 | -4.1593 | -6.5107 | -10.0673 | -10.5458 | -6.2178 | -4.3365 | -5.0901 | -4.9697 | -6.1518 | -4.4887 | -4.6466 | -3.6628 | -3.1661 | -3.5055 | -3.8939 | -3.8939 | -3.8939 | -3.8939 | -3.8939 | -3.8939 | -3.8939 | -3.8939 | -3.8939
|  |  |  | Real Power |  |  | MW | 50.2011 | 51.8532 | 25.0193 | 23.7121 | 23.1507 | 23.2371 | 23.8665 | 24.6771 | 25.8145 | 26.8927 | 27.9416 | 29.0178 | 30.0377 | 31.1851 | 32.3427 | 33.5844 | 34.8792 | 36.1734 | 37.464 | 38.7764 | 40.111 | 41.468 | 42.8478 | 44.2505 | 45.6766 | 47.1264 | 48.6001 | Energy Efficiency |  | Sefton 132_11kV Tx3 | 0 | 0 | 0 | 0 | 0 | 0 | 0 | -1.2415 | -0.57071 | -2.9202 | -4.5712 | -7.0682 | -7.4042 | -4.3655 | -3.0446 | -3.5738 | -3.4893 | -4.3192 | -3.1515 | -3.2624 | -2.5717 | -2.2229 | -2.4612 | -2.7339 | -2.7339 | -2.7339 | -2.7339 | -2.7339 | -2.7339 | -2.7339 | -2.7339 | -2.7339
|  |  |  | Reactive Power |  |  | MVAr | 19.4645 |  | 9.7007 | 9.1939 | 8.9762 | 9.0097 | 9.2537 | 9.5681 | 10.0091 | 10.4271 | 10.8338 | 11.2511 | 11.6465 | 12.0914 | 12.5402 | 13.0217 | 13.5237 | 14.0255 | 14.5259 | 15.0348 | 15.5523 | 16.0784 | 16.6134 | 17.1573 | 17.7102 | 18.2723 | 18.8437 | Energy Efficiency |  | Sefton 132_11kV Tx4 | 0 | 0 | 0 | 0 | 0 | 0 | 0 | -1.248 | -0.57372 | -2.9357 | -4.5953 | -7.1056 | -7.4433 | -4.3885 | -3.0607 | -3.5927 | -3.5077 | -4.342 | -3.1682 | -3.2796 | -2.5853 | -2.2347 | -2.4742 | -2.7484 | -2.7484 | -2.7484 | -2.7484 | -2.7484 | -2.7484 | -2.7484 | -2.7484 | -2.7484
|  |  |  | Capacitors In Service |  |  | MVAr | 0 |  | 0 | 0 | 0 | 0 | 0 | 0 | 0 | 0 | 0 | 0 | 0 | 0 | 0 | 0 | 0 | 0 | 0 | 0 | 0 | 0 | 0 | 0 | 0 | 0 | 0 | Solar PV |  | Sefton 132_11kV Tx1 | 0 | 0 | 0 | 0 | 0 | 0 | 0 | 0 | 0 | 0 | 0 | 0 | 0 | 0 | 0 | 0 | 0 | 0 | 0 | 0 | 0 | 0 | 0 | 0 | 0 | 0 | 0 | 0 | 0 | 0 | 0 | 0
|  |  |  | PF |  |  |  | 0.93237 |  | 0.93237 | 0.93237 | 0.93237 | 0.93237 | 0.93237 | 0.93237 | 0.93237 | 0.93237 | 0.93237 | 0.93237 | 0.93237 | 0.93237 | 0.93237 | 0.93237 | 0.93237 | 0.93237 | 0.93237 | 0.93237 | 0.93237 | 0.93237 | 0.93237 | 0.93237 | 0.93237 | 0.93237 | 0.93237 | Solar PV |  | Sefton 132_11kV Tx2 | 0 | 0 | 0 | 0 | 0 | 0 | 0 | 0 | 0 | 0 | 0 | 0 | 0 | 0 | 0 | 0 | 0 | 0 | 0 | 0 | 0 | 0 | 0 | 0 | 0 | 0 | 0 | 0 | 0 | 0 | 0 | 0
0.97199 | Diversity Factor: 0.97 | Uncompensated |  | Reactive Power |  |  | MVAr | 19.4645 | 20.105 | 9.7007 | 9.1939 | 8.9762 | 9.0097 | 9.2537 | 9.5681 | 10.0091 | 10.4271 | 10.8338 | 11.2511 | 11.6465 | 12.0914 | 12.5402 | 13.0217 | 13.5237 | 14.0255 | 14.5259 | 15.0348 | 15.5523 | 16.0784 | 16.6134 | 17.1573 | 17.7102 | 18.2723 | 18.8437 | Solar PV |  | Sefton 132_11kV Tx3 | 0 | 0 | 0 | 0 | 0 | 0 | 0 | 0 | 0 | 0 | 0 | 0 | 0 | 0 | 0 | 0 | 0 | 0 | 0 | 0 | 0 | 0 | 0 | 0 | 0 | 0 | 0 | 0 | 0 | 0 | 0 | 0
|  |  |  | PF |  |  |  | 0.93237 |  | 0.93237 | 0.93237 | 0.93237 | 0.93237 | 0.93237 | 0.93237 | 0.93237 | 0.93237 | 0.93237 | 0.93237 | 0.93237 | 0.93237 | 0.93237 | 0.93237 | 0.93237 | 0.93237 | 0.93237 | 0.93237 | 0.93237 | 0.93237 | 0.93237 | 0.93237 | 0.93237 | 0.93237 | 0.93237 | Solar PV |  | Sefton 132_11kV Tx4 | 0 | 0 | 0 | 0 | 0 | 0 | 0 | 0 | 0 | 0 | 0 | 0 | 0 | 0 | 0 | 0 | 0 | 0 | 0 | 0 | 0 | 0 | 0 | 0 | 0 | 0 | 0 | 0 | 0 | 0 | 0 | 0
[10 empty] | 1 | 2 | 3 | 4 | 5 | 6 | 7 | 8 | 9 | 10 | 11 | 12 | 13 | 14 | 15 | 16 | 17 | 18 | 19 | 20 | 21 | 22 | 23 | 24 | 25
Transformer Load Detail
[7 empty] | Units | 2013 |  | 2014 | 2015 | 2016 | 2017 | 2018 | 2019 | 2020 | 2021 | 2022 | 2023 | 2024 | 2025 | 2026 | 2027 | 2028 | 2029 | 2030 | 2031 | 2032 | 2033 | 2034 | 2035 | 2036 | 2037 | 2038
| 0 | Compensated |  | Load (LV side) |  |  | Amps
|  |  |  | Apparent Power |  |  | MVA
|  |  |  | Real Power |  |  | MW
|  |  |  | Reactive Power |  |  | MVAr
|  |  |  | Capacitors In Service |  |  | MVAr
PF
| Zone Div: | Uncompensated |  | Reactive Power |  |  | MVAr
PF
| 0 | Compensated |  | Load (LV side) |  |  | Amps
|  |  |  | Apparent Power |  |  | MVA
|  |  |  | Real Power |  |  | MW
|  |  |  | Reactive Power |  |  | MVAr
|  |  |  | Capacitors In Service |  |  | MVAr
PF
| Zone Div: | Uncompensated |  | Reactive Power |  |  | MVAr
PF
| 0 | Compensated |  | Load (LV side) |  |  | Amps
|  |  |  | Apparent Power |  |  | MVA
|  |  |  | Real Power |  |  | MW
|  |  |  | Reactive Power |  |  | MVAr
|  |  |  | Capacitors In Service |  |  | MVAr
PF
| Zone Div: | Uncompensated |  | Reactive Power |  |  | MVAr
PF
| 0 | Compensated |  | Load (LV side) |  |  | Amps
|  |  |  | Apparent Power |  |  | MVA
|  |  |  | Real Power |  |  | MW
|  |  |  | Reactive Power |  |  | MVAr
|  |  |  | Capacitors In Service |  |  | MVAr
PF
| Zone Div: | Uncompensated |  | Reactive Power |  |  | MVAr
PF
| 0 | Compensated |  | Load (LV side) |  |  | Amps
|  |  |  | Apparent Power |  |  | MVA
|  |  |  | Real Power |  |  | MW
|  |  |  | Reactive Power |  |  | MVAr
|  |  |  | Capacitors In Service |  |  | MVAr
PF
| Zone Div: | Uncompensated |  | Reactive Power |  |  | MVAr
PF
| 0 | Compensated |  | Load (LV side) |  |  | Amps
|  |  |  | Apparent Power |  |  | MVA
|  |  |  | Real Power |  |  | MW
|  |  |  | Reactive Power |  |  | MVAr
|  |  |  | Capacitors In Service |  |  | MVAr
PF
| Zone Div: | Uncompensated |  | Reactive Power |  |  | MVAr
PF
| 0 | Compensated |  | Load (LV side) |  |  | Amps
|  |  |  | Apparent Power |  |  | MVA
|  |  |  | Real Power |  |  | MW
|  |  |  | Reactive Power |  |  | MVAr
|  |  |  | Capacitors In Service |  |  | MVAr
PF
| Zone Div: | Uncompensated |  | Reactive Power |  |  | MVAr
PF
| 0 | Compensated |  | Load (LV side) |  |  | Amps
|  |  |  | Apparent Power |  |  | MVA
|  |  |  | Real Power |  |  | MW
|  |  |  | Reactive Power |  |  | MVAr
|  |  |  | Capacitors In Service |  |  | MVAr
PF
| Zone Div: | Uncompensated |  | Reactive Power |  |  | MVAr
PF
| 0 | Compensated |  | Load (LV side) |  |  | Amps
|  |  |  | Apparent Power |  |  | MVA
|  |  |  | Real Power |  |  | MW
|  |  |  | Reactive Power |  |  | MVAr
|  |  |  | Capacitors In Service |  |  | MVAr
PF
| Zone Div: | Uncompensated |  | Reactive Power |  |  | MVAr
PF
| 0 | Compensated |  | Load (LV side) |  |  | Amps
|  |  |  | Apparent Power |  |  | MVA
|  |  |  | Real Power |  |  | MW
|  |  |  | Reactive Power |  |  | MVAr
|  |  |  | Capacitors In Service |  |  | MVAr
PF
| Zone Div: | Uncompensated |  | Reactive Power |  |  | MVAr
PF