## Inclusions and Exclusions
Sydney Forecast Inclusions and Exclusions
Date Printed |  | 08JUL14:11:21:24
| Description | Value
Season |  | Winter | Winter
Either Summer or Winter
Year |  | 2014 | 2014
Year that the forecast starts
POE |  | 50% | 0.5
10%, 50%, 90%
Spots and Transfers |  | Y | Y
Are Spots and Transfers Included?
BBDM Spots |  | Y | Y
Is BBDM included?
Spots Coefficient |  | 55% | 0.55
Scaling factor applied to spot loads in the future
Aligned ROGs |  | Capped | Capped
Have ROGs been aligned to econometric forecast?
Committed Projects |  | Y | Y
Are Committed Projects Included?
Major Customers Scaling Factor |  | 100% | 1
Scaling factor applied to major customer connections in the future
Future Transfers |  | Y | Y
Are future transfers included?
Future Spots |  | 4 | 4
Future spots are cleared from the following forecast year

## Charlestown 132_11kV
| Charlestown 132_11kV | [16 empty] | 2014 | WINTER
[6 empty] | Zone commissioned |  | 2012-11-15
| Substation Total Loads | [33 empty] | Spots & Transfers Detail
| Historical Loads | (11kV MVA) | [7 empty] | Weather Corrected Forecast Loads |  |  |  | (11kV MVA) | [20 empty] | Spots & Transfers Summary | (11kV MVA) |  | Historical Spots & Transfers | [6 empty] | Forecast Spots & Transfers
|  | 2007 | 2008 | 2009 | 2010 | 2011 | 2012 | 2013 |  | 2014 | 2015 | 2016 | 2017 | 2018 | 2019 | 2020 | 2021 | 2022 | 2023 | 2024 | 2025 | 2026 | 2027 | 2028 | 2029 | 2030 | 2031 | 2032 | 2033 | 2034 | 2035 | 2036 | 2037 | 2038 |  |  |  | 2007 | 2008 | 2009 | 2010 | 2011 | 2012 | 2013 | 2014 | 2015 | 2016 | 2017 | 2018 | 2019 | 2020 | 2021 | 2022 | 2023 | 2024 | 2025 | 2026 | 2027 | 2028 | 2029 | 2030 | 2031 | 2032 | 2033 | 2034 | 2035 | 2036 | 2037 | 2038
| Total | [6 empty] | 24.77 |  | 25.4967 | 23.4518 | 22.6692 | 22.3159 | 22.337 | 22.4101 | 22.6688 | 22.9729 | 23.2569 | 23.5555 | 23.823 | 24.1625 | 24.5057 | 24.8923 | 25.3061 | 25.7168 | 26.1238 | 26.5406 | 26.9672 | 27.4039 | 27.8508 | 28.308 | 28.7758 | 29.2541 | 29.7433 |  |  | Total | 0 | 0 | 0 | 0 | 0 | 0 | 27.3404 | 0.21115 | -0.77006 | -0.00090114 | 0.024569 | 0.021057 | 0.073107 | 0.25871 | 0.30403 | 0.28405 | 0.29858 | 0.26752 | 0.33953 | 0.34316 | 0.3866 | 0.41387 | 0.41062 | 0.40702 | 0.41677 | 0.42666 | 0.4367 | 0.44689 | 0.45723 | 0.46772 | 0.47837 | 0.48917
| Firm Rating | 0 | 0 | 0 | 0 | 0 | 0 | 60.17 |  | 60.17 | 60.17 | 60.17 | 60.17 | 60.17 | 60.17 | 60.17 | 60.17 | 60.17 | 60.17 | 60.17 | 60.17 | 60.17 | 60.17 | 60.17 | 60.17 | 60.17 | 60.17 | 60.17 | 60.17 | 60.17 | 60.17 | 60.17 | 60.17 | 60.17
| Total Capacity | 0 | 0 | 0 | 0 | 0 | 0 | 113 |  | 113 | 113 | 113 | 113 | 113 | 113 | 113 | 113 | 113 | 113 | 113 | 113 | 113 | 113 | 113 | 113 | 113 | 113 | 113 | 113 | 113 | 113 | 113 | 113 | 113 |  |  | Charlestown 132_11kV Tx1 | 0 | 0 | 0 | 0 | 0 | 0 | 13.5083 | 0.086375 | -0.013579 | -0.000453 | 0.012351 | 0.010585 | 0.036751 | 0.13006 | 0.15284 | 0.14279 | 0.15009 | 0.13448 | 0.17068 | 0.1725 | 0.19434 | 0.20805 | 0.20642 | 0.20461 | 0.20951 | 0.21448 | 0.21953 | 0.22465 | 0.22985 | 0.23512 | 0.24048 | 0.24591
|  | -7 | -6 | -5 | -4 | -3 | -2 | -1 |  | 0 | 1 | 2 | 3 | 4 | 5 | 6 | 7 | 8 | 9 | 10 | 11 | 12 | 13 | 14 | 15 | 16 | 17 | 18 | 19 | 20 | 21 | 22 | 23 | 24 |  |  | Charlestown 132_11kV Tx2 | 0 | 0 | 0 | 0 | 0 | 0 | 13.8322 | 0.12478 | -0.75648 | -0.00044814 | 0.012218 | 0.010472 | 0.036356 | 0.12866 | 0.15119 | 0.14126 | 0.14848 | 0.13304 | 0.16885 | 0.17065 | 0.19226 | 0.20582 | 0.2042 | 0.20241 | 0.20726 | 0.21218 | 0.21717 | 0.22224 | 0.22738 | 0.2326 | 0.23789 | 0.24327
| Transformer Loads | [36 empty] | 0 | 0 | 0 | 0 | 0 | 0 | 0 | 0 | 0 | 0 | 0 | 0 | 0 | 0 | 0 | 0 | 0 | 0 | 0 | 0 | 0 | 0 | 0 | 0 | 0 | 0 | 0 | 0 | 0 | 0 | 0 | 0
| Historical Loads | (11kV MVA) | [7 empty] | 0: Weather Corrected Forecast Loads; 4: (11kV MVA) |  |  |  | 0 | 0 | 0 | 0 | 0 | 0 | 0 | 0 | 0 | 0 | 0 | 0 | 0 | 0 | 0 | 0 | 0 | 0 | 0 | 0 | 0 | 0 | 0 | 0 | 0 | 0 | 0 | 0 | 0 | 0 | 0 | 0
|  | 2007 | 2008 | 2009 | 2010 | 2011 | 2012 | 2013 |  | 2014 | 2015 | 2016 | 2017 | 2018 | 2019 | 2020 | 2021 | 2022 | 2023 | 2024 | 2025 | 2026 | 2027 | 2028 | 2029 | 2030 | 2031 | 2032 | 2033 | 2034 | 2035 | 2036 | 2037 | 2038 |  |  |  | 0 | 0 | 0 | 0 | 0 | 0 | 0 | 0 | 0 | 0 | 0 | 0 | 0 | 0 | 0 | 0 | 0 | 0 | 0 | 0 | 0 | 0 | 0 | 0 | 0 | 0 | 0 | 0 | 0 | 0 | 0 | 0
| 0 | [36 empty] | 0 | 0 | 0 | 0 | 0 | 0 | 0 | 0 | 0 | 0 | 0 | 0 | 0 | 0 | 0 | 0 | 0 | 0 | 0 | 0 | 0 | 0 | 0 | 0 | 0 | 0 | 0 | 0 | 0 | 0 | 0 | 0
| Diversity Factor: 0 | [36 empty] | 0 | 0 | 0 | 0 | 0 | 0 | 0 | 0 | 0 | 0 | 0 | 0 | 0 | 0 | 0 | 0 | 0 | 0 | 0 | 0 | 0 | 0 | 0 | 0 | 0 | 0 | 0 | 0 | 0 | 0 | 0 | 0
[38 empty] | 0 | 0 | 0 | 0 | 0 | 0 | 0 | 0 | 0 | 0 | 0 | 0 | 0 | 0 | 0 | 0 | 0 | 0 | 0 | 0 | 0 | 0 | 0 | 0 | 0 | 0 | 0 | 0 | 0 | 0 | 0 | 0
[38 empty] | 0 | 0 | 0 | 0 | 0 | 0 | 0 | 0 | 0 | 0 | 0 | 0 | 0 | 0 | 0 | 0 | 0 | 0 | 0 | 0 | 0 | 0 | 0 | 0 | 0 | 0 | 0 | 0 | 0 | 0 | 0 | 0
| 0 | [36 empty] | 0 | 0 | 0 | 0 | 0 | 0 | 0 | 0 | 0 | 0 | 0 | 0 | 0 | 0 | 0 | 0 | 0 | 0 | 0 | 0 | 0 | 0 | 0 | 0 | 0 | 0 | 0 | 0 | 0 | 0 | 0 | 0
Diversity Factor: 0
[38 empty] | Historical Spots & Transfers | [6 empty] | Forecast Spots & Transfers
[35 empty] | Project Name | From | To | 2007 | 2008 | 2009 | 2010 | 2011 | 2012 | 2013 | 2014 | 2015 | 2016 | 2017 | 2018 | 2019 | 2020 | 2021 | 2022 | 2023 | 2024 | 2025 | 2026 | 2027 | 2028 | 2029 | 2030 | 2031 | 2032 | 2033 | 2034 | 2035 | 2036 | 2037 | 2038
| 0 | [33 empty] | Broad based demand management |  | Charlestown 132_11kV Tx1 | 0 | 0 | 0 | 0 | 0 | 0 | 0 | 0 | -0.00022067 | -0.00024518 | -0.00046585 | -0.0035797 | -0.0048056 | 0 | 0 | 0 | 0 | 0 | 0 | 0 | 0 | 0 | 0 | 0 | 0 | 0 | 0 | 0 | 0 | 0 | 0 | 0
| Diversity Factor: 0 | [33 empty] | Broad based demand management |  | Charlestown 132_11kV Tx2 | 0 | 0 | 0 | 0 | 0 | 0 | 0 | 0 | -0.0002183 | -0.00024255 | -0.00046085 | -0.0035413 | -0.004754 | 0 | 0 | 0 | 0 | 0 | 0 | 0 | 0 | 0 | 0 | 0 | 0 | 0 | 0 | 0 | 0 | 0 | 0 | 0
[35 empty] | DNP_ID: 6595. Establish 11kV connections to New Charlestown Zone Refer to DNP2098 for Dudley Decommissioning. | Charlestown 132_11kV Tx2 | Charlestown 132_11kV Tx1 | 0 | 0 | 0 | 0 | 0 | 0 | 0.87642 | 0 | 0 | 0 | 0 | 0 | 0 | 0 | 0 | 0 | 0 | 0 | 0 | 0 | 0 | 0 | 0 | 0 | 0 | 0 | 0 | 0 | 0 | 0 | 0 | 0
[35 empty] | DNP_ID: 6595. Establish 11kV connections to New Charlestown Zone Refer to DNP2098 for Dudley Decommissioning. | Charlestown 33_11kV Tx1 | Charlestown 132_11kV Tx1 | 0 | 0 | 0 | 0 | 0 | 0 | 2.2863 | 0 | 0 | 0 | 0 | 0 | 0 | 0 | 0 | 0 | 0 | 0 | 0 | 0 | 0 | 0 | 0 | 0 | 0 | 0 | 0 | 0 | 0 | 0 | 0 | 0
| 0 | [33 empty] | DNP_ID: 6595. Establish 11kV connections to New Charlestown Zone Refer to DNP2098 for Dudley Decommissioning. | Charlestown 33_11kV Tx1 | Charlestown 132_11kV Tx2 | 0 | 0 | 0 | 0 | 0 | 0 | 6.9732 | 0 | 0 | 0 | 0 | 0 | 0 | 0 | 0 | 0 | 0 | 0 | 0 | 0 | 0 | 0 | 0 | 0 | 0 | 0 | 0 | 0 | 0 | 0 | 0 | 0
| Diversity Factor: 0 | [33 empty] | DNP_ID: 6595. Establish 11kV connections to New Charlestown Zone Refer to DNP2098 for Dudley Decommissioning. | Charlestown 33_11kV Tx2 | Charlestown 132_11kV Tx1 | 0 | 0 | 0 | 0 | 0 | 0 | 2.2863 | 0 | 0 | 0 | 0 | 0 | 0 | 0 | 0 | 0 | 0 | 0 | 0 | 0 | 0 | 0 | 0 | 0 | 0 | 0 | 0 | 0 | 0 | 0 | 0 | 0
[35 empty] | DNP_ID: 6595. Establish 11kV connections to New Charlestown Zone Refer to DNP2098 for Dudley Decommissioning. | Charlestown 33_11kV Tx2 | Charlestown 132_11kV Tx2 | 0 | 0 | 0 | 0 | 0 | 0 | 6.9732 | 0 | 0 | 0 | 0 | 0 | 0 | 0 | 0 | 0 | 0 | 0 | 0 | 0 | 0 | 0 | 0 | 0 | 0 | 0 | 0 | 0 | 0 | 0 | 0 | 0
[35 empty] | DNP_ID: 6595. Establish 11kV connections to New Charlestown Zone Refer to DNP2098 for Dudley Decommissioning. | Dudley 33_11kV Tx1 | Charlestown 132_11kV Tx1 | 0 | 0 | 0 | 0 | 0 | 0 | 2.3435 | 0.057158 | 0 | 0 | 0 | 0 | 0 | 0 | 0 | 0 | 0 | 0 | 0 | 0 | 0 | 0 | 0 | 0 | 0 | 0 | 0 | 0 | 0 | 0 | 0 | 0
| 0 | [33 empty] | DNP_ID: 6595. Establish 11kV connections to New Charlestown Zone Refer to DNP2098 for Dudley Decommissioning. | Dudley 33_11kV Tx2 | Charlestown 132_11kV Tx1 | 0 | 0 | 0 | 0 | 0 | 0 | 2.3435 | 0.057158 | 0 | 0 | 0 | 0 | 0 | 0 | 0 | 0 | 0 | 0 | 0 | 0 | 0 | 0 | 0 | 0 | 0 | 0 | 0 | 0 | 0 | 0 | 0 | 0
| Diversity Factor: 0 | [33 empty] | DNP_ID: 6595. Establish 11kV connections to New Charlestown Zone Refer to DNP2098 for Dudley Decommissioning. | Gateshead 33_11kV Tx1 | Charlestown 132_11kV Tx1 | 0 | 0 | 0 | 0 | 0 | 0 | 1.2098 | 0 | 0 | 0 | 0 | 0 | 0 | 0 | 0 | 0 | 0 | 0 | 0 | 0 | 0 | 0 | 0 | 0 | 0 | 0 | 0 | 0 | 0 | 0 | 0 | 0
[35 empty] | DNP_ID: 6595. Establish 11kV connections to New Charlestown Zone Refer to DNP2098 for Dudley Decommissioning. | Gateshead 33_11kV Tx2 | Charlestown 132_11kV Tx1 | 0 | 0 | 0 | 0 | 0 | 0 | 1.2098 | 0 | 0 | 0 | 0 | 0 | 0 | 0 | 0 | 0 | 0 | 0 | 0 | 0 | 0 | 0 | 0 | 0 | 0 | 0 | 0 | 0 | 0 | 0 | 0 | 0
[35 empty] | DNP_ID: 6595. Establish 11kV connections to New Charlestown Zone Refer to DNP2098 for Dudley Decommissioning. | Kotara 33_11kV Tx2 | Charlestown 132_11kV Tx1 | 0 | 0 | 0 | 0 | 0 | 0 | 0.95263 | 0 | 0 | 0 | 0 | 0 | 0 | 0 | 0 | 0 | 0 | 0 | 0 | 0 | 0 | 0 | 0 | 0 | 0 | 0 | 0 | 0 | 0 | 0 | 0 | 0
| 0 | [33 empty] | DNP_ID: 6595. Establish 11kV connections to New Charlestown Zone Refer to DNP2098 for Dudley Decommissioning. | Mt Hutton 33_11kV Tx1 | Charlestown 132_11kV Tx2 | 0 | 0 | 0 | 0 | 0 | 0 | 0.38163 | 0 | 0 | 0 | 0 | 0 | 0 | 0 | 0 | 0 | 0 | 0 | 0 | 0 | 0 | 0 | 0 | 0 | 0 | 0 | 0 | 0 | 0 | 0 | 0 | 0
| Diversity Factor: 0 | [33 empty] | DNP_ID: 6595. Establish 11kV connections to New Charlestown Zone Refer to DNP2098 for Dudley Decommissioning. | Mt Hutton 33_11kV Tx2 | Charlestown 132_11kV Tx2 | 0 | 0 | 0 | 0 | 0 | 0 | 0.38047 | 0 | 0 | 0 | 0 | 0 | 0 | 0 | 0 | 0 | 0 | 0 | 0 | 0 | 0 | 0 | 0 | 0 | 0 | 0 | 0 | 0 | 0 | 0 | 0 | 0
[35 empty] | DNP_ID: 6909. Cardiff Zone Substation - New 11kV Feeder to Warners Bay | Charlestown 132_11kV Tx2 | Cardiff 33_11kV Tx1 | 0 | 0 | 0 | 0 | 0 | 0 | 0 | 0 | 0.74305 | 0 | 0 | 0 | 0 | 0 | 0 | 0 | 0 | 0 | 0 | 0 | 0 | 0 | 0 | 0 | 0 | 0 | 0 | 0 | 0 | 0 | 0 | 0
[35 empty] | DNP_ID: 7120. Charlestown Zone - Garden Suburb N-1 | Cardiff 33_11kV Tx1 | Charlestown 132_11kV Tx2 | 0 | 0 | 0 | 0 | 0 | 0 | 0 | 0.07621 | 0 | 0 | 0 | 0 | 0 | 0 | 0 | 0 | 0 | 0 | 0 | 0 | 0 | 0 | 0 | 0 | 0 | 0 | 0 | 0 | 0 | 0 | 0 | 0
| 0 | [33 empty] | DNP_ID: 7120. Charlestown Zone - Garden Suburb N-1 | Cardiff 33_11kV Tx2 | Charlestown 132_11kV Tx2 | 0 | 0 | 0 | 0 | 0 | 0 | 0 | 0.07621 | 0 | 0 | 0 | 0 | 0 | 0 | 0 | 0 | 0 | 0 | 0 | 0 | 0 | 0 | 0 | 0 | 0 | 0 | 0 | 0 | 0 | 0 | 0 | 0
| Diversity Factor: 0 | [33 empty] | Econometric |  | Charlestown 132_11kV Tx1 | 0 | 0 | 0 | 0 | 0 | 0 | 0 | 0 | 0 | 0.080785 | 0.14152 | 0.21383 | 0.25284 | 0.25755 | 0.24737 | 0.25166 | 0.25601 | 0.26043 | 0.26492 | 0.26947 | 0.27409 | 0.27878 | 0.28354 | 0.28837 | 0.29327 | 0.29824 | 0.30329 | 0.30841 | 0.31361 | 0.31888 | 0.32423 | 0.32967
[35 empty] | Econometric |  | Charlestown 132_11kV Tx2 | 0 | 0 | 0 | 0 | 0 | 0 | 0 | 0 | 0 | 0.079918 | 0.14 | 0.21153 | 0.25013 | 0.25479 | 0.24471 | 0.24896 | 0.25326 | 0.25764 | 0.26207 | 0.26658 | 0.27115 | 0.27579 | 0.28049 | 0.28527 | 0.29012 | 0.29504 | 0.30003 | 0.3051 | 0.31024 | 0.31546 | 0.32075 | 0.32613
[35 empty] | Energy Efficiency |  | Charlestown 132_11kV Tx1 | 0 | 0 | 0 | 0 | 0 | 0 | 0 | -0.027941 | -0.013358 | -0.080993 | -0.1287 | -0.19966 | -0.21129 | -0.1275 | -0.094534 | -0.10887 | -0.10592 | -0.12595 | -0.094238 | -0.096966 | -0.079745 | -0.070725 | -0.077118 | -0.083758 | -0.083758 | -0.083758 | -0.083758 | -0.083758 | -0.083758 | -0.083758 | -0.083758 | -0.083758
| 0 | [33 empty] | Energy Efficiency |  | Charlestown 132_11kV Tx2 | 0 | 0 | 0 | 0 | 0 | 0 | 0 | -0.027641 | -0.013215 | -0.080123 | -0.12732 | -0.19752 | -0.20902 | -0.12613 | -0.093519 | -0.1077 | -0.10478 | -0.1246 | -0.093226 | -0.095925 | -0.078889 | -0.069966 | -0.07629 | -0.082859 | -0.082859 | -0.082859 | -0.082859 | -0.082859 | -0.082859 | -0.082859 | -0.082859 | -0.082859
| Diversity Factor: 0 | [33 empty] | Solar PV |  | Charlestown 132_11kV Tx1 | 0 | 0 | 0 | 0 | 0 | 0 | 0 | 0 | 0 | 0 | 0 | 0 | 0 | 0 | 0 | 0 | 0 | 0 | 0 | 0 | 0 | 0 | 0 | 0 | 0 | 0 | 0 | 0 | 0 | 0 | 0 | 0
[35 empty] | Solar PV |  | Charlestown 132_11kV Tx2 | 0 | 0 | 0 | 0 | 0 | 0 | 0 | 0 | 0 | 0 | 0 | 0 | 0 | 0 | 0 | 0 | 0 | 0 | 0 | 0 | 0 | 0 | 0 | 0 | 0 | 0 | 0 | 0 | 0 | 0 | 0 | 0
0
Diversity Factor: 0
0
Diversity Factor: 0
| Weather Correction and Public Holiday Factors | [8 empty] | Forecast ROG
ROG Justification
| Actual loads for season 2013 have been weather corrected by the following: | [6 empty] | 7.455% |  | Rog Capped +/-5% | [59 empty] | Rog Capped +/-5%
1 | 2 | 3 | 4 | 5 | 6 | 7 | 8 | 9 | 10 | 2014 | 2015 | 2016 | 2017 | 2018 | 2019 | 2020 | 2021 | 2022 | 2023 | 2024 | 2025 | 2026 | 2027 | 2028 | 2029 | 2030 | 2031 | 2032 | 2033 | 2034 | 2035 | 2036 | 2037 | 2038
0.95 | 0.9025 | 0.87242 | 0.85789 | 0.85789 | 0.85789 | 0.85789 | 0.85789 | 0.85789 | 0.85789 | -5% | -5% | -3.333% | -1.666% | 0% | 0% | 0% | 0% | 0% | 0% | 0% | 0% | 0% | 0% | 0% | 0% | 0% | 0% | 0% | 0% | 0% | 0% | 0% | 0% | 0%
Substation Load Detail
[7 empty] | Units | 2013 |  | 2014 | 2015 | 2016 | 2017 | 2018 | 2019 | 2020 | 2021 | 2022 | 2023 | 2024 | 2025 | 2026 | 2027 | 2028 | 2029 | 2030 | 2031 | 2032 | 2033 | 2034 | 2035 | 2036 | 2037 | 2038
1 | Charlestown 132_11kV | Compensated |  | Load (LV side) |  |  | Amps | 0 |  | 1338.231 | 1230.901 | 1189.824 | 1171.283 | 1172.388 | 1176.225 | 1189.804 | 1205.762 | 1220.67 | 1236.341 | 1250.383 | 1268.203 | 1286.214 | 1306.506 | 1328.228 | 1349.78 | 1371.143 | 1393.018 | 1415.412 | 1438.333 | 1461.788 | 1485.787 | 1510.336 | 1535.443 | 1561.118
|  |  |  | Apparent Power |  |  | MVA | 24.77 | 26.6166 | 25.4967 | 23.4518 | 22.6692 | 22.3159 | 22.337 | 22.4101 | 22.6688 | 22.9729 | 23.2569 | 23.5555 | 23.823 | 24.1625 | 24.5057 | 24.8923 | 25.3061 | 25.7168 | 26.1238 | 26.5406 | 26.9672 | 27.4039 | 27.8508 | 28.308 | 28.7758 | 29.2541 | 29.7433
|  |  |  | Real Power |  |  | MW | 24.3656 | 26.182 | 25.0799 | 23.0684 | 22.2986 | 21.9511 | 21.9718 | 22.0438 | 22.2982 | 22.5973 | 22.8767 | 23.1704 | 23.4336 | 23.7675 | 24.1051 | 24.4854 | 24.8925 | 25.2964 | 25.6967 | 26.1067 | 26.5264 | 26.9559 | 27.3955 | 27.8453 | 28.3054 | 28.7759 | 29.2571
|  |  |  | Reactive Power |  |  | MVAr | 0 |  | 4.5914 | 4.2231 | 4.0822 | 4.0186 | 4.0224 | 4.0356 | 4.0821 | 4.1369 | 4.188 | 4.2418 | 4.29 | 4.3511 | 4.4129 | 4.4825 | 4.5571 | 4.631 | 4.7043 | 4.7794 | 4.8562 | 4.9348 | 5.0153 | 5.0976 | 5.1819 | 5.268 | 5.3561
|  |  |  | Capacitors In Service |  |  | MVAr | 0 |  | 0 | 0 | 0 | 0 | 0 | 0 | 0 | 0 | 0 | 0 | 0 | 0 | 0 | 0 | 0 | 0 | 0 | 0 | 0 | 0 | 0 | 0 | 0 | 0 | 0
|  |  |  | PF |  |  |  | 0.98367 |  | 0.98365 | 0.98365 | 0.98365 | 0.98365 | 0.98365 | 0.98365 | 0.98365 | 0.98365 | 0.98365 | 0.98365 | 0.98365 | 0.98365 | 0.98365 | 0.98365 | 0.98365 | 0.98365 | 0.98365 | 0.98365 | 0.98365 | 0.98365 | 0.98365 | 0.98365 | 0.98365 | 0.98365 | 0.98365
0.92451 | Diversity Factor: 0.92 | Uncompensated |  | Reactive Power |  |  | MVAr | 0 | 4.7901 | 4.5914 | 4.2231 | 4.0822 | 4.0186 | 4.0224 | 4.0356 | 4.0821 | 4.1369 | 4.188 | 4.2418 | 4.29 | 4.3511 | 4.4129 | 4.4825 | 4.5571 | 4.631 | 4.7043 | 4.7794 | 4.8562 | 4.9348 | 5.0153 | 5.0976 | 5.1819 | 5.268 | 5.3561
|  |  |  | PF |  |  |  | 0.98367 |  | 0.98365 | 0.98365 | 0.98365 | 0.98365 | 0.98365 | 0.98365 | 0.98365 | 0.98365 | 0.98365 | 0.98365 | 0.98365 | 0.98365 | 0.98365 | 0.98365 | 0.98365 | 0.98365 | 0.98365 | 0.98365 | 0.98365 | 0.98365 | 0.98365 | 0.98365 | 0.98365 | 0.98365 | 0.98365
[10 empty] | 1 | 2 | 3 | 4 | 5 | 6 | 7 | 8 | 9 | 10 | 11 | 12 | 13 | 14 | 15 | 16 | 17 | 18 | 19 | 20 | 21 | 22 | 23 | 24 | 25
Transformer Load Detail
[7 empty] | Units | 2013 |  | 2014 | 2015 | 2016 | 2017 | 2018 | 2019 | 2020 | 2021 | 2022 | 2023 | 2024 | 2025 | 2026 | 2027 | 2028 | 2029 | 2030 | 2031 | 2032 | 2033 | 2034 | 2035 | 2036 | 2037 | 2038
| 0 | Compensated |  | Load (LV side) |  |  | Amps
|  |  |  | Apparent Power |  |  | MVA
|  |  |  | Real Power |  |  | MW
|  |  |  | Reactive Power |  |  | MVAr
|  |  |  | Capacitors In Service |  |  | MVAr
PF
| Zone Div: | Uncompensated |  | Reactive Power |  |  | MVAr
PF
| 0 | Compensated |  | Load (LV side) |  |  | Amps
|  |  |  | Apparent Power |  |  | MVA
|  |  |  | Real Power |  |  | MW
|  |  |  | Reactive Power |  |  | MVAr
|  |  |  | Capacitors In Service |  |  | MVAr
PF
| Zone Div: | Uncompensated |  | Reactive Power |  |  | MVAr
PF
| 0 | Compensated |  | Load (LV side) |  |  | Amps
|  |  |  | Apparent Power |  |  | MVA
|  |  |  | Real Power |  |  | MW
|  |  |  | Reactive Power |  |  | MVAr
|  |  |  | Capacitors In Service |  |  | MVAr
PF
| Zone Div: | Uncompensated |  | Reactive Power |  |  | MVAr
PF
| 0 | Compensated |  | Load (LV side) |  |  | Amps
|  |  |  | Apparent Power |  |  | MVA
|  |  |  | Real Power |  |  | MW
|  |  |  | Reactive Power |  |  | MVAr
|  |  |  | Capacitors In Service |  |  | MVAr
PF
| Zone Div: | Uncompensated |  | Reactive Power |  |  | MVAr
PF
| 0 | Compensated |  | Load (LV side) |  |  | Amps
|  |  |  | Apparent Power |  |  | MVA
|  |  |  | Real Power |  |  | MW
|  |  |  | Reactive Power |  |  | MVAr
|  |  |  | Capacitors In Service |  |  | MVAr
PF
| Zone Div: | Uncompensated |  | Reactive Power |  |  | MVAr
PF
| 0 | Compensated |  | Load (LV side) |  |  | Amps
|  |  |  | Apparent Power |  |  | MVA
|  |  |  | Real Power |  |  | MW
|  |  |  | Reactive Power |  |  | MVAr
|  |  |  | Capacitors In Service |  |  | MVAr
PF
| Zone Div: | Uncompensated |  | Reactive Power |  |  | MVAr
PF
| 0 | Compensated |  | Load (LV side) |  |  | Amps
|  |  |  | Apparent Power |  |  | MVA
|  |  |  | Real Power |  |  | MW
|  |  |  | Reactive Power |  |  | MVAr
|  |  |  | Capacitors In Service |  |  | MVAr
PF
| Zone Div: | Uncompensated |  | Reactive Power |  |  | MVAr
PF
| 0 | Compensated |  | Load (LV side) |  |  | Amps
|  |  |  | Apparent Power |  |  | MVA
|  |  |  | Real Power |  |  | MW
|  |  |  | Reactive Power |  |  | MVAr
|  |  |  | Capacitors In Service |  |  | MVAr
PF
| Zone Div: | Uncompensated |  | Reactive Power |  |  | MVAr
PF
| 0 | Compensated |  | Load (LV side) |  |  | Amps
|  |  |  | Apparent Power |  |  | MVA
|  |  |  | Real Power |  |  | MW
|  |  |  | Reactive Power |  |  | MVAr
|  |  |  | Capacitors In Service |  |  | MVAr
PF
| Zone Div: | Uncompensated |  | Reactive Power |  |  | MVAr
PF
| 0 | Compensated |  | Load (LV side) |  |  | Amps
|  |  |  | Apparent Power |  |  | MVA
|  |  |  | Real Power |  |  | MW
|  |  |  | Reactive Power |  |  | MVAr
|  |  |  | Capacitors In Service |  |  | MVAr
PF
| Zone Div: | Uncompensated |  | Reactive Power |  |  | MVAr
PF

## Charlestown 33_11kV
| Charlestown 33_11kV | [16 empty] | 2014 | WINTER
[6 empty] | Zone decommissioned |  | 2012-12-05
| Substation Total Loads | [33 empty] | Spots & Transfers Detail
| Historical Loads | (11kV MVA) | [7 empty] | Weather Corrected Forecast Loads |  |  |  | (11kV MVA) | [20 empty] | Spots & Transfers Summary | (11kV MVA) |  | Historical Spots & Transfers | [6 empty] | Forecast Spots & Transfers
|  | 2007 | 2008 | 2009 | 2010 | 2011 | 2012 | 2013 |  | 2014 | 2015 | 2016 | 2017 | 2018 | 2019 | 2020 | 2021 | 2022 | 2023 | 2024 | 2025 | 2026 | 2027 | 2028 | 2029 | 2030 | 2031 | 2032 | 2033 | 2034 | 2035 | 2036 | 2037 | 2038 |  |  |  | 2007 | 2008 | 2009 | 2010 | 2011 | 2012 | 2013 | 2014 | 2015 | 2016 | 2017 | 2018 | 2019 | 2020 | 2021 | 2022 | 2023 | 2024 | 2025 | 2026 | 2027 | 2028 | 2029 | 2030 | 2031 | 2032 | 2033 | 2034 | 2035 | 2036 | 2037 | 2038
| Total | 25.2 | 26 | 22 | 19.7 | 20.372 | 18.539 |  |  | 0 | 0 | 0 | 0 | 0 | 0 | 0 | 0 | 0 | 0 | 0 | 0 | 0 | 0 | 0 | 0 | 0 | 0 | 0 | 0 | 0 | 0 | 0 | 0 | 0 |  |  | Total | 0 | -0.63064 | -0.63064 | 0.66874 | 0.89166 | 0.84784 | -18.5191 | 0 | 0 | 0 | 0 | 0 | 0 | 0 | 0 | 0 | 0 | 0 | 0 | 0 | 0 | 0 | 0 | 0 | 0 | 0 | 0 | 0 | 0 | 0 | 0 | 0
| Firm Rating | 0 | 0 | 0 | 30.5 | 30.5 | 30.48 | 0 |  | 0 | 0 | 0 | 0 | 0 | 0 | 0 | 0 | 0 | 0 | 0 | 0 | 0 | 0 | 0 | 0 | 0 | 0 | 0 | 0 | 0 | 0 | 0 | 0 | 0
| Total Capacity | 0 | 0 | 0 | 60.97 | 60.97 | 60.97 | 0 |  | 0 | 0 | 0 | 0 | 0 | 0 | 0 | 0 | 0 | 0 | 0 | 0 | 0 | 0 | 0 | 0 | 0 | 0 | 0 | 0 | 0 | 0 | 0 | 0 | 0 |  |  | Charlestown 33_11kV Tx1 | 0 | -0.31532 | -0.31532 | 0.33437 | 0.44583 | 0.42392 | -9.2595 | 0 | 0 | 0 | 0 | 0 | 0 | 0 | 0 | 0 | 0 | 0 | 0 | 0 | 0 | 0 | 0 | 0 | 0 | 0 | 0 | 0 | 0 | 0 | 0 | 0
|  | -7 | -6 | -5 | -4 | -3 | -2 | -1 |  | 0 | 1 | 2 | 3 | 4 | 5 | 6 | 7 | 8 | 9 | 10 | 11 | 12 | 13 | 14 | 15 | 16 | 17 | 18 | 19 | 20 | 21 | 22 | 23 | 24 |  |  | Charlestown 33_11kV Tx2 | 0 | -0.31532 | -0.31532 | 0.33437 | 0.44583 | 0.42392 | -9.2595 | 0 | 0 | 0 | 0 | 0 | 0 | 0 | 0 | 0 | 0 | 0 | 0 | 0 | 0 | 0 | 0 | 0 | 0 | 0 | 0 | 0 | 0 | 0 | 0 | 0
| Transformer Loads | [36 empty] | 0 | 0 | 0 | 0 | 0 | 0 | 0 | 0 | 0 | 0 | 0 | 0 | 0 | 0 | 0 | 0 | 0 | 0 | 0 | 0 | 0 | 0 | 0 | 0 | 0 | 0 | 0 | 0 | 0 | 0 | 0 | 0
| Historical Loads | (11kV MVA) | [7 empty] | Weather Corrected Forecast Loads |  |  |  | (11kV MVA) | [23 empty] | 0 | 0 | 0 | 0 | 0 | 0 | 0 | 0 | 0 | 0 | 0 | 0 | 0 | 0 | 0 | 0 | 0 | 0 | 0 | 0 | 0 | 0 | 0 | 0 | 0 | 0 | 0 | 0 | 0 | 0 | 0 | 0
|  | 2007 | 2008 | 2009 | 2010 | 2011 | 2012 | 2013 |  | 2014 | 2015 | 2016 | 2017 | 2018 | 2019 | 2020 | 2021 | 2022 | 2023 | 2024 | 2025 | 2026 | 2027 | 2028 | 2029 | 2030 | 2031 | 2032 | 2033 | 2034 | 2035 | 2036 | 2037 | 2038 |  |  |  | 0 | 0 | 0 | 0 | 0 | 0 | 0 | 0 | 0 | 0 | 0 | 0 | 0 | 0 | 0 | 0 | 0 | 0 | 0 | 0 | 0 | 0 | 0 | 0 | 0 | 0 | 0 | 0 | 0 | 0 | 0 | 0
| 0 | [36 empty] | 0 | 0 | 0 | 0 | 0 | 0 | 0 | 0 | 0 | 0 | 0 | 0 | 0 | 0 | 0 | 0 | 0 | 0 | 0 | 0 | 0 | 0 | 0 | 0 | 0 | 0 | 0 | 0 | 0 | 0 | 0 | 0
| Diversity Factor: 0 | [36 empty] | 0 | 0 | 0 | 0 | 0 | 0 | 0 | 0 | 0 | 0 | 0 | 0 | 0 | 0 | 0 | 0 | 0 | 0 | 0 | 0 | 0 | 0 | 0 | 0 | 0 | 0 | 0 | 0 | 0 | 0 | 0 | 0
[38 empty] | 0 | 0 | 0 | 0 | 0 | 0 | 0 | 0 | 0 | 0 | 0 | 0 | 0 | 0 | 0 | 0 | 0 | 0 | 0 | 0 | 0 | 0 | 0 | 0 | 0 | 0 | 0 | 0 | 0 | 0 | 0 | 0
[38 empty] | 0 | 0 | 0 | 0 | 0 | 0 | 0 | 0 | 0 | 0 | 0 | 0 | 0 | 0 | 0 | 0 | 0 | 0 | 0 | 0 | 0 | 0 | 0 | 0 | 0 | 0 | 0 | 0 | 0 | 0 | 0 | 0
| 0 | [36 empty] | 0 | 0 | 0 | 0 | 0 | 0 | 0 | 0 | 0 | 0 | 0 | 0 | 0 | 0 | 0 | 0 | 0 | 0 | 0 | 0 | 0 | 0 | 0 | 0 | 0 | 0 | 0 | 0 | 0 | 0 | 0 | 0
Diversity Factor: 0
[38 empty] | Historical Spots & Transfers | [6 empty] | Forecast Spots & Transfers
[35 empty] | Project Name | From | To | 2007 | 2008 | 2009 | 2010 | 2011 | 2012 | 2013 | 2014 | 2015 | 2016 | 2017 | 2018 | 2019 | 2020 | 2021 | 2022 | 2023 | 2024 | 2025 | 2026 | 2027 | 2028 | 2029 | 2030 | 2031 | 2032 | 2033 | 2034 | 2035 | 2036 | 2037 | 2038
| 0 | [33 empty] | DNP_ID: 2077. Charlestown to Gateshead | Charlestown 33_11kV Tx1 | Gateshead 33_11kV Tx1 | 0 | 0.24768 | 0 | 0 | 0 | 0 | 0 | 0 | 0 | 0 | 0 | 0 | 0 | 0 | 0 | 0 | 0 | 0 | 0 | 0 | 0 | 0 | 0 | 0 | 0 | 0 | 0 | 0 | 0 | 0 | 0 | 0
| Diversity Factor: 0 | [33 empty] | DNP_ID: 2077. Charlestown to Gateshead | Charlestown 33_11kV Tx1 | Gateshead 33_11kV Tx2 | 0 | 0.24768 | 0 | 0 | 0 | 0 | 0 | 0 | 0 | 0 | 0 | 0 | 0 | 0 | 0 | 0 | 0 | 0 | 0 | 0 | 0 | 0 | 0 | 0 | 0 | 0 | 0 | 0 | 0 | 0 | 0 | 0
[35 empty] | DNP_ID: 2077. Charlestown to Gateshead | Charlestown 33_11kV Tx2 | Gateshead 33_11kV Tx1 | 0 | 0.24768 | 0 | 0 | 0 | 0 | 0 | 0 | 0 | 0 | 0 | 0 | 0 | 0 | 0 | 0 | 0 | 0 | 0 | 0 | 0 | 0 | 0 | 0 | 0 | 0 | 0 | 0 | 0 | 0 | 0 | 0
[35 empty] | DNP_ID: 2077. Charlestown to Gateshead | Charlestown 33_11kV Tx2 | Gateshead 33_11kV Tx2 | 0 | 0.24768 | 0 | 0 | 0 | 0 | 0 | 0 | 0 | 0 | 0 | 0 | 0 | 0 | 0 | 0 | 0 | 0 | 0 | 0 | 0 | 0 | 0 | 0 | 0 | 0 | 0 | 0 | 0 | 0 | 0 | 0
| 0 | [33 empty] | DNP_ID: 2109. 2.3MVA from Charlestown to Mt Hutton SAO | Charlestown 33_11kV Tx1 | Mt Hutton 33_11kV Tx1 | 0 | 0 | 0.24806 | 0 | 0 | 0 | 0 | 0 | 0 | 0 | 0 | 0 | 0 | 0 | 0 | 0 | 0 | 0 | 0 | 0 | 0 | 0 | 0 | 0 | 0 | 0 | 0 | 0 | 0 | 0 | 0 | 0
| Diversity Factor: 0 | [33 empty] | DNP_ID: 2109. 2.3MVA from Charlestown to Mt Hutton SAO | Charlestown 33_11kV Tx1 | Mt Hutton 33_11kV Tx2 | 0 | 0 | 0.2473 | 0 | 0 | 0 | 0 | 0 | 0 | 0 | 0 | 0 | 0 | 0 | 0 | 0 | 0 | 0 | 0 | 0 | 0 | 0 | 0 | 0 | 0 | 0 | 0 | 0 | 0 | 0 | 0 | 0
[35 empty] | DNP_ID: 2109. 2.3MVA from Charlestown to Mt Hutton SAO | Charlestown 33_11kV Tx2 | Mt Hutton 33_11kV Tx1 | 0 | 0 | 0.24806 | 0 | 0 | 0 | 0 | 0 | 0 | 0 | 0 | 0 | 0 | 0 | 0 | 0 | 0 | 0 | 0 | 0 | 0 | 0 | 0 | 0 | 0 | 0 | 0 | 0 | 0 | 0 | 0 | 0
[35 empty] | DNP_ID: 2109. 2.3MVA from Charlestown to Mt Hutton SAO | Charlestown 33_11kV Tx2 | Mt Hutton 33_11kV Tx2 | 0 | 0 | 0.2473 | 0 | 0 | 0 | 0 | 0 | 0 | 0 | 0 | 0 | 0 | 0 | 0 | 0 | 0 | 0 | 0 | 0 | 0 | 0 | 0 | 0 | 0 | 0 | 0 | 0 | 0 | 0 | 0 | 0
| 0 | [33 empty] | DNP_ID: 6595. Establish 11kV connections to New Charlestown Zone Refer to DNP2098 for Dudley Decommissioning. | Charlestown 33_11kV Tx1 | Charlestown 132_11kV Tx1 | 0 | 0 | 0 | 0 | 0 | 0 | 2.2863 | 0 | 0 | 0 | 0 | 0 | 0 | 0 | 0 | 0 | 0 | 0 | 0 | 0 | 0 | 0 | 0 | 0 | 0 | 0 | 0 | 0 | 0 | 0 | 0 | 0
| Diversity Factor: 0 | [33 empty] | DNP_ID: 6595. Establish 11kV connections to New Charlestown Zone Refer to DNP2098 for Dudley Decommissioning. | Charlestown 33_11kV Tx1 | Charlestown 132_11kV Tx2 | 0 | 0 | 0 | 0 | 0 | 0 | 6.9732 | 0 | 0 | 0 | 0 | 0 | 0 | 0 | 0 | 0 | 0 | 0 | 0 | 0 | 0 | 0 | 0 | 0 | 0 | 0 | 0 | 0 | 0 | 0 | 0 | 0
[35 empty] | DNP_ID: 6595. Establish 11kV connections to New Charlestown Zone Refer to DNP2098 for Dudley Decommissioning. | Charlestown 33_11kV Tx1 | Kotara 33_11kV Tx2 | 0 | 0 | 0 | 0 | 0 | 0.47631 | 0 | 0 | 0 | 0 | 0 | 0 | 0 | 0 | 0 | 0 | 0 | 0 | 0 | 0 | 0 | 0 | 0 | 0 | 0 | 0 | 0 | 0 | 0 | 0 | 0 | 0
[35 empty] | DNP_ID: 6595. Establish 11kV connections to New Charlestown Zone Refer to DNP2098 for Dudley Decommissioning. | Charlestown 33_11kV Tx2 | Charlestown 132_11kV Tx1 | 0 | 0 | 0 | 0 | 0 | 0 | 2.2863 | 0 | 0 | 0 | 0 | 0 | 0 | 0 | 0 | 0 | 0 | 0 | 0 | 0 | 0 | 0 | 0 | 0 | 0 | 0 | 0 | 0 | 0 | 0 | 0 | 0
| 0 | [33 empty] | DNP_ID: 6595. Establish 11kV connections to New Charlestown Zone Refer to DNP2098 for Dudley Decommissioning. | Charlestown 33_11kV Tx2 | Charlestown 132_11kV Tx2 | 0 | 0 | 0 | 0 | 0 | 0 | 6.9732 | 0 | 0 | 0 | 0 | 0 | 0 | 0 | 0 | 0 | 0 | 0 | 0 | 0 | 0 | 0 | 0 | 0 | 0 | 0 | 0 | 0 | 0 | 0 | 0 | 0
| Diversity Factor: 0 | [33 empty] | DNP_ID: 6595. Establish 11kV connections to New Charlestown Zone Refer to DNP2098 for Dudley Decommissioning. | Charlestown 33_11kV Tx2 | Kotara 33_11kV Tx2 | 0 | 0 | 0 | 0 | 0 | 0.47631 | 0 | 0 | 0 | 0 | 0 | 0 | 0 | 0 | 0 | 0 | 0 | 0 | 0 | 0 | 0 | 0 | 0 | 0 | 0 | 0 | 0 | 0 | 0 | 0 | 0 | 0
[35 empty] | HVCON_ID: 2000039. Landmark Development |  | Charlestown 33_11kV Tx1 | 0 | 0.18005 | 0 | 0 | 0 | 0 | 0 | 0 | 0 | 0 | 0 | 0 | 0 | 0 | 0 | 0 | 0 | 0 | 0 | 0 | 0 | 0 | 0 | 0 | 0 | 0 | 0 | 0 | 0 | 0 | 0 | 0
[35 empty] | HVCON_ID: 2000039. Landmark Development |  | Charlestown 33_11kV Tx2 | 0 | 0.18005 | 0 | 0 | 0 | 0 | 0 | 0 | 0 | 0 | 0 | 0 | 0 | 0 | 0 | 0 | 0 | 0 | 0 | 0 | 0 | 0 | 0 | 0 | 0 | 0 | 0 | 0 | 0 | 0 | 0 | 0
| 0 | [33 empty] | HVCON_ID: 2000040. Landmark Development |  | Charlestown 33_11kV Tx1 | 0 | 0 | 0.18005 | 0 | 0 | 0 | 0 | 0 | 0 | 0 | 0 | 0 | 0 | 0 | 0 | 0 | 0 | 0 | 0 | 0 | 0 | 0 | 0 | 0 | 0 | 0 | 0 | 0 | 0 | 0 | 0 | 0
| Diversity Factor: 0 | [33 empty] | HVCON_ID: 2000040. Landmark Development |  | Charlestown 33_11kV Tx2 | 0 | 0 | 0.18005 | 0 | 0 | 0 | 0 | 0 | 0 | 0 | 0 | 0 | 0 | 0 | 0 | 0 | 0 | 0 | 0 | 0 | 0 | 0 | 0 | 0 | 0 | 0 | 0 | 0 | 0 | 0 | 0 | 0
[35 empty] | HVCON_ID: 2000041. 361-07 - Hillsborough Rd - Warners Bay Homer Centre. 2 x 800kVA |  | Charlestown 33_11kV Tx1 | 0 | 0 | 0 | 0.33437 | 0 | 0 | 0 | 0 | 0 | 0 | 0 | 0 | 0 | 0 | 0 | 0 | 0 | 0 | 0 | 0 | 0 | 0 | 0 | 0 | 0 | 0 | 0 | 0 | 0 | 0 | 0 | 0
[35 empty] | HVCON_ID: 2000041. 361-07 - Hillsborough Rd - Warners Bay Homer Centre. 2 x 800kVA |  | Charlestown 33_11kV Tx2 | 0 | 0 | 0 | 0.33437 | 0 | 0 | 0 | 0 | 0 | 0 | 0 | 0 | 0 | 0 | 0 | 0 | 0 | 0 | 0 | 0 | 0 | 0 | 0 | 0 | 0 | 0 | 0 | 0 | 0 | 0 | 0 | 0
| 0 | [33 empty] | HVCON_ID: 2000042. Charlestown Square |  | Charlestown 33_11kV Tx1 | 0 | 0 | 0 | 0 | 0.44583 | 0 | 0 | 0 | 0 | 0 | 0 | 0 | 0 | 0 | 0 | 0 | 0 | 0 | 0 | 0 | 0 | 0 | 0 | 0 | 0 | 0 | 0 | 0 | 0 | 0 | 0 | 0
| Diversity Factor: 0 | [33 empty] | HVCON_ID: 2000042. Charlestown Square |  | Charlestown 33_11kV Tx2 | 0 | 0 | 0 | 0 | 0.44583 | 0 | 0 | 0 | 0 | 0 | 0 | 0 | 0 | 0 | 0 | 0 | 0 | 0 | 0 | 0 | 0 | 0 | 0 | 0 | 0 | 0 | 0 | 0 | 0 | 0 | 0 | 0
[35 empty] | HVCON_ID: 2000043. Charlestown Square |  | Charlestown 33_11kV Tx1 | 0 | 0 | 0 | 0 | 0 | 0.90023 | 0 | 0 | 0 | 0 | 0 | 0 | 0 | 0 | 0 | 0 | 0 | 0 | 0 | 0 | 0 | 0 | 0 | 0 | 0 | 0 | 0 | 0 | 0 | 0 | 0 | 0
[35 empty] | HVCON_ID: 2000043. Charlestown Square |  | Charlestown 33_11kV Tx2 | 0 | 0 | 0 | 0 | 0 | 0.90023 | 0 | 0 | 0 | 0 | 0 | 0 | 0 | 0 | 0 | 0 | 0 | 0 | 0 | 0 | 0 | 0 | 0 | 0 | 0 | 0 | 0 | 0 | 0 | 0 | 0 | 0
| 0 | [33 empty] | Econometric |  | Charlestown 33_11kV Tx1 | 0 | 0 | 0 | 0 | 0 | 0 | 0 | 0 | 0 | 0 | 0 | 0 | 0 | 0 | 0 | 0 | 0 | 0 | 0 | 0 | 0 | 0 | 0 | 0 | 0 | 0 | 0 | 0 | 0 | 0 | 0 | 0
| Diversity Factor: 0 | [33 empty] | Econometric |  | Charlestown 33_11kV Tx2 | 0 | 0 | 0 | 0 | 0 | 0 | 0 | 0 | 0 | 0 | 0 | 0 | 0 | 0 | 0 | 0 | 0 | 0 | 0 | 0 | 0 | 0 | 0 | 0 | 0 | 0 | 0 | 0 | 0 | 0 | 0 | 0
[35 empty] | Energy Efficiency |  | Charlestown 33_11kV Tx1 | 0 | 0 | 0 | 0 | 0 | 0 | 0 | 0 | 0 | 0 | 0 | 0 | 0 | 0 | 0 | 0 | 0 | 0 | 0 | 0 | 0 | 0 | 0 | 0 | 0 | 0 | 0 | 0 | 0 | 0 | 0 | 0
[35 empty] | Energy Efficiency |  | Charlestown 33_11kV Tx2 | 0 | 0 | 0 | 0 | 0 | 0 | 0 | 0 | 0 | 0 | 0 | 0 | 0 | 0 | 0 | 0 | 0 | 0 | 0 | 0 | 0 | 0 | 0 | 0 | 0 | 0 | 0 | 0 | 0 | 0 | 0 | 0
| 0 | [33 empty] | Solar PV |  | Charlestown 33_11kV Tx1 | 0 | 0 | 0 | 0 | 0 | 0 | 0 | 0 | 0 | 0 | 0 | 0 | 0 | 0 | 0 | 0 | 0 | 0 | 0 | 0 | 0 | 0 | 0 | 0 | 0 | 0 | 0 | 0 | 0 | 0 | 0 | 0
| Diversity Factor: 0 | [33 empty] | Solar PV |  | Charlestown 33_11kV Tx2 | 0 | 0 | 0 | 0 | 0 | 0 | 0 | 0 | 0 | 0 | 0 | 0 | 0 | 0 | 0 | 0 | 0 | 0 | 0 | 0 | 0 | 0 | 0 | 0 | 0 | 0 | 0 | 0 | 0 | 0 | 0 | 0
| Weather Correction and Public Holiday Factors | [8 empty] | Forecast ROG
ROG Justification
| Actual loads for season 2013 have been weather corrected by the following: | [6 empty] | 0% |  | Rog Capped +/-5% | [59 empty] | Rog Capped +/-5%
1 | 2 | 3 | 4 | 5 | 6 | 7 | 8 | 9 | 10 | 2014 | 2015 | 2016 | 2017 | 2018 | 2019 | 2020 | 2021 | 2022 | 2023 | 2024 | 2025 | 2026 | 2027 | 2028 | 2029 | 2030 | 2031 | 2032 | 2033 | 2034 | 2035 | 2036 | 2037 | 2038
0.95 | 0.9025 | 0.87242 | 0.85789 | 0.85789 | 0.85789 | 0.85789 | 0.85789 | 0.85789 | 0.85789 | -5% | -5% | -3.333% | -1.666% | 0% | 0% | 0% | 0% | 0% | 0% | 0% | 0% | 0% | 0% | 0% | 0% | 0% | 0% | 0% | 0% | 0% | 0% | 0% | 0% | 0%
Substation Load Detail
[7 empty] | Units | 2013 |  | 2014 | 2015 | 2016 | 2017 | 2018 | 2019 | 2020 | 2021 | 2022 | 2023 | 2024 | 2025 | 2026 | 2027 | 2028 | 2029 | 2030 | 2031 | 2032 | 2033 | 2034 | 2035 | 2036 | 2037 | 2038
1 | Charlestown 33_11kV | Compensated |  | Load (LV side) |  |  | Amps | 0 |  | 0 | 0 | 0 | 0 | 0 | 0 | 0 | 0 | 0 | 0 | 0 | 0 | 0 | 0 | 0 | 0 | 0 | 0 | 0 | 0 | 0 | 0 | 0 | 0 | 0
|  |  |  | Apparent Power |  |  | MVA | 0 | 0 | 0 | 0 | 0 | 0 | 0 | 0 | 0 | 0 | 0 | 0 | 0 | 0 | 0 | 0 | 0 | 0 | 0 | 0 | 0 | 0 | 0 | 0 | 0 | 0 | 0
|  |  |  | Real Power |  |  | MW | 0 | 0 | 0 | 0 | 0 | 0 | 0 | 0 | 0 | 0 | 0 | 0 | 0 | 0 | 0 | 0 | 0 | 0 | 0 | 0 | 0 | 0 | 0 | 0 | 0 | 0 | 0
|  |  |  | Reactive Power |  |  | MVAr | 0 |  | 0 | 0 | 0 | 0 | 0 | 0 | 0 | 0 | 0 | 0 | 0 | 0 | 0 | 0 | 0 | 0 | 0 | 0 | 0 | 0 | 0 | 0 | 0 | 0 | 0
|  |  |  | Capacitors In Service |  |  | MVAr | 0 |  | 0 | 0 | 0 | 0 | 0 | 0 | 0 | 0 | 0 | 0 | 0 | 0 | 0 | 0 | 0 | 0 | 0 | 0 | 0 | 0 | 0 | 0 | 0 | 0 | 0
|  |  |  | PF |  |  |  | 0 |  | 0 | 0 | 0 | 0 | 0 | 0 | 0 | 0 | 0 | 0 | 0 | 0 | 0 | 0 | 0 | 0 | 0 | 0 | 0 | 0 | 0 | 0 | 0 | 0 | 0
0.95569 | Diversity Factor: 0.96 | Uncompensated |  | Reactive Power |  |  | MVAr | 0 | 0 | 0 | 0 | 0 | 0 | 0 | 0 | 0 | 0 | 0 | 0 | 0 | 0 | 0 | 0 | 0 | 0 | 0 | 0 | 0 | 0 | 0 | 0 | 0 | 0 | 0
|  |  |  | PF |  |  |  | 0 |  | 0 | 0 | 0 | 0 | 0 | 0 | 0 | 0 | 0 | 0 | 0 | 0 | 0 | 0 | 0 | 0 | 0 | 0 | 0 | 0 | 0 | 0 | 0 | 0 | 0
[10 empty] | 1 | 2 | 3 | 4 | 5 | 6 | 7 | 8 | 9 | 10 | 11 | 12 | 13 | 14 | 15 | 16 | 17 | 18 | 19 | 20 | 21 | 22 | 23 | 24 | 25
Transformer Load Detail
[7 empty] | Units | 2013 |  | 2014 | 2015 | 2016 | 2017 | 2018 | 2019 | 2020 | 2021 | 2022 | 2023 | 2024 | 2025 | 2026 | 2027 | 2028 | 2029 | 2030 | 2031 | 2032 | 2033 | 2034 | 2035 | 2036 | 2037 | 2038
| 0 | Compensated |  | Load (LV side) |  |  | Amps
|  |  |  | Apparent Power |  |  | MVA
|  |  |  | Real Power |  |  | MW
|  |  |  | Reactive Power |  |  | MVAr
|  |  |  | Capacitors In Service |  |  | MVAr
PF
| Zone Div: | Uncompensated |  | Reactive Power |  |  | MVAr
PF
| 0 | Compensated |  | Load (LV side) |  |  | Amps
|  |  |  | Apparent Power |  |  | MVA
|  |  |  | Real Power |  |  | MW
|  |  |  | Reactive Power |  |  | MVAr
|  |  |  | Capacitors In Service |  |  | MVAr
PF
| Zone Div: | Uncompensated |  | Reactive Power |  |  | MVAr
PF
| 0 | Compensated |  | Load (LV side) |  |  | Amps
|  |  |  | Apparent Power |  |  | MVA
|  |  |  | Real Power |  |  | MW
|  |  |  | Reactive Power |  |  | MVAr
|  |  |  | Capacitors In Service |  |  | MVAr
PF
| Zone Div: | Uncompensated |  | Reactive Power |  |  | MVAr
PF
| 0 | Compensated |  | Load (LV side) |  |  | Amps
|  |  |  | Apparent Power |  |  | MVA
|  |  |  | Real Power |  |  | MW
|  |  |  | Reactive Power |  |  | MVAr
|  |  |  | Capacitors In Service |  |  | MVAr
PF
| Zone Div: | Uncompensated |  | Reactive Power |  |  | MVAr
PF
| 0 | Compensated |  | Load (LV side) |  |  | Amps
|  |  |  | Apparent Power |  |  | MVA
|  |  |  | Real Power |  |  | MW
|  |  |  | Reactive Power |  |  | MVAr
|  |  |  | Capacitors In Service |  |  | MVAr
PF
| Zone Div: | Uncompensated |  | Reactive Power |  |  | MVAr
PF
| 0 | Compensated |  | Load (LV side) |  |  | Amps
|  |  |  | Apparent Power |  |  | MVA
|  |  |  | Real Power |  |  | MW
|  |  |  | Reactive Power |  |  | MVAr
|  |  |  | Capacitors In Service |  |  | MVAr
PF
| Zone Div: | Uncompensated |  | Reactive Power |  |  | MVAr
PF
| 0 | Compensated |  | Load (LV side) |  |  | Amps
|  |  |  | Apparent Power |  |  | MVA
|  |  |  | Real Power |  |  | MW
|  |  |  | Reactive Power |  |  | MVAr
|  |  |  | Capacitors In Service |  |  | MVAr
PF
| Zone Div: | Uncompensated |  | Reactive Power |  |  | MVAr
PF
| 0 | Compensated |  | Load (LV side) |  |  | Amps
|  |  |  | Apparent Power |  |  | MVA
|  |  |  | Real Power |  |  | MW
|  |  |  | Reactive Power |  |  | MVAr
|  |  |  | Capacitors In Service |  |  | MVAr
PF
| Zone Div: | Uncompensated |  | Reactive Power |  |  | MVAr
PF
| 0 | Compensated |  | Load (LV side) |  |  | Amps
|  |  |  | Apparent Power |  |  | MVA
|  |  |  | Real Power |  |  | MW
|  |  |  | Reactive Power |  |  | MVAr
|  |  |  | Capacitors In Service |  |  | MVAr
PF
| Zone Div: | Uncompensated |  | Reactive Power |  |  | MVAr
PF
| 0 | Compensated |  | Load (LV side) |  |  | Amps
|  |  |  | Apparent Power |  |  | MVA
|  |  |  | Real Power |  |  | MW
|  |  |  | Reactive Power |  |  | MVAr
|  |  |  | Capacitors In Service |  |  | MVAr
PF
| Zone Div: | Uncompensated |  | Reactive Power |  |  | MVAr
PF

## Croudace Bay 33_11kV
| Croudace Bay 33_11kV | [16 empty] | 2014 | WINTER
| Substation Total Loads | [33 empty] | Spots & Transfers Detail
| Historical Loads | (11kV MVA) | [7 empty] | Weather Corrected Forecast Loads |  |  |  | (11kV MVA) | [20 empty] | Spots & Transfers Summary | (11kV MVA) |  | Historical Spots & Transfers | [6 empty] | Forecast Spots & Transfers
|  | 2007 | 2008 | 2009 | 2010 | 2011 | 2012 | 2013 |  | 2014 | 2015 | 2016 | 2017 | 2018 | 2019 | 2020 | 2021 | 2022 | 2023 | 2024 | 2025 | 2026 | 2027 | 2028 | 2029 | 2030 | 2031 | 2032 | 2033 | 2034 | 2035 | 2036 | 2037 | 2038 |  |  |  | 2007 | 2008 | 2009 | 2010 | 2011 | 2012 | 2013 | 2014 | 2015 | 2016 | 2017 | 2018 | 2019 | 2020 | 2021 | 2022 | 2023 | 2024 | 2025 | 2026 | 2027 | 2028 | 2029 | 2030 | 2031 | 2032 | 2033 | 2034 | 2035 | 2036 | 2037 | 2038
| Total | 15.1 | 23.3 | 19.7 | 20 | 20.1385 | 18.0683 | 16.309 |  | 14.1929 | 12.9801 | 12.588 | 12.4255 | 12.4737 | 12.5494 | 12.7129 | 12.8869 | 13.0537 | 13.2316 | 13.4057 | 13.6158 | 13.831 | 14.064 | 14.3108 | 14.5589 | 14.8105 | 15.0694 | 15.3357 | 15.6094 | 15.8908 | 16.18 | 16.4769 | 16.6544 | 16.9528 |  |  | Total | 8.9928 | 11.3934 | 0 | 0 | 0 | 0 | 0 | -1.2265 | -0.57728 | 0.022187 | 0.040458 | 0.053487 | 0.083878 | 0.18093 | 0.19183 | 0.18349 | 0.19519 | 0.19042 | 0.22925 | 0.23407 | 0.25262 | 0.26692 | 0.26755 | 0.27058 | 0.27766 | 0.28485 | 0.29214 | 0.29955 | 0.30707 | 0.3147 | 0.32245 | 0.33031
| Firm Rating | 0 | 0 | 0 | 38.1 | 38.1 | 38.11 | 38.11 |  | 38.11 | 38.11 | 38.11 | 38.11 | 38.11 | 38.11 | 38.11 | 38.11 | 38.11 | 38.11 | 38.11 | 38.11 | 38.11 | 38.11 | 38.11 | 38.11 | 38.11 | 38.11 | 38.11 | 38.11 | 38.11 | 38.11 | 38.11 | 38.11 | 38.11
| Total Capacity | 0 | 0 | 0 | 47.63 | 47.63 | 76.21 | 76.21 |  | 76.21 | 76.21 | 76.21 | 76.21 | 76.21 | 76.21 | 76.21 | 76.21 | 76.21 | 76.21 | 76.21 | 76.21 | 76.21 | 76.21 | 76.21 | 76.21 | 76.21 | 76.21 | 76.21 | 76.21 | 76.21 | 76.21 | 76.21 | 76.21 | 76.21 |  |  | Croudace Bay 33_11kV Tx1 | 4.1618 | 5.2728 | 0 | 0 | 0 | 0 | 0 | -1.2227 | -0.0026382 | 0.010268 | 0.018724 | 0.024753 | 0.038818 | 0.083732 | 0.088776 | 0.084916 | 0.090334 | 0.088124 | 0.1061 | 0.10833 | 0.11691 | 0.12353 | 0.12382 | 0.12522 | 0.1285 | 0.13182 | 0.1352 | 0.13863 | 0.14211 | 0.14564 | 0.14923 | 0.15287
|  | -7 | -6 | -5 | -4 | -3 | -2 | -1 |  | 0 | 1 | 2 | 3 | 4 | 5 | 6 | 7 | 8 | 9 | 10 | 11 | 12 | 13 | 14 | 15 | 16 | 17 | 18 | 19 | 20 | 21 | 22 | 23 | 24 |  |  | Croudace Bay 33_11kV Tx2 | 4.831 | 6.1207 | 0 | 0 | 0 | 0 | 0 | -0.0038215 | -0.57464 | 0.011919 | 0.021734 | 0.028734 | 0.04506 | 0.097197 | 0.10305 | 0.098571 | 0.10486 | 0.10229 | 0.12316 | 0.12575 | 0.13571 | 0.14339 | 0.14373 | 0.14536 | 0.14916 | 0.15302 | 0.15694 | 0.16092 | 0.16496 | 0.16906 | 0.17322 | 0.17745
| Transformer Loads | [36 empty] | 0 | 0 | 0 | 0 | 0 | 0 | 0 | 0 | 0 | 0 | 0 | 0 | 0 | 0 | 0 | 0 | 0 | 0 | 0 | 0 | 0 | 0 | 0 | 0 | 0 | 0 | 0 | 0 | 0 | 0 | 0 | 0
| Historical Loads | (11kV MVA) | [7 empty] | 0: Weather Corrected Forecast Loads; 4: (11kV MVA) |  |  |  | 0 | 0 | 0 | 0 | 0 | 0 | 0 | 0 | 0 | 0 | 0 | 0 | 0 | 0 | 0 | 0 | 0 | 0 | 0 | 0 | 0 | 0 | 0 | 0 | 0 | 0 | 0 | 0 | 0 | 0 | 0 | 0
|  | 2007 | 2008 | 2009 | 2010 | 2011 | 2012 | 2013 |  | 2014 | 2015 | 2016 | 2017 | 2018 | 2019 | 2020 | 2021 | 2022 | 2023 | 2024 | 2025 | 2026 | 2027 | 2028 | 2029 | 2030 | 2031 | 2032 | 2033 | 2034 | 2035 | 2036 | 2037 | 2038 |  |  |  | 0 | 0 | 0 | 0 | 0 | 0 | 0 | 0 | 0 | 0 | 0 | 0 | 0 | 0 | 0 | 0 | 0 | 0 | 0 | 0 | 0 | 0 | 0 | 0 | 0 | 0 | 0 | 0 | 0 | 0 | 0 | 0
| 0 | [36 empty] | 0 | 0 | 0 | 0 | 0 | 0 | 0 | 0 | 0 | 0 | 0 | 0 | 0 | 0 | 0 | 0 | 0 | 0 | 0 | 0 | 0 | 0 | 0 | 0 | 0 | 0 | 0 | 0 | 0 | 0 | 0 | 0
| Diversity Factor: 0 | [36 empty] | 0 | 0 | 0 | 0 | 0 | 0 | 0 | 0 | 0 | 0 | 0 | 0 | 0 | 0 | 0 | 0 | 0 | 0 | 0 | 0 | 0 | 0 | 0 | 0 | 0 | 0 | 0 | 0 | 0 | 0 | 0 | 0
[38 empty] | 0 | 0 | 0 | 0 | 0 | 0 | 0 | 0 | 0 | 0 | 0 | 0 | 0 | 0 | 0 | 0 | 0 | 0 | 0 | 0 | 0 | 0 | 0 | 0 | 0 | 0 | 0 | 0 | 0 | 0 | 0 | 0
[38 empty] | 0 | 0 | 0 | 0 | 0 | 0 | 0 | 0 | 0 | 0 | 0 | 0 | 0 | 0 | 0 | 0 | 0 | 0 | 0 | 0 | 0 | 0 | 0 | 0 | 0 | 0 | 0 | 0 | 0 | 0 | 0 | 0
| 0 | [36 empty] | 0 | 0 | 0 | 0 | 0 | 0 | 0 | 0 | 0 | 0 | 0 | 0 | 0 | 0 | 0 | 0 | 0 | 0 | 0 | 0 | 0 | 0 | 0 | 0 | 0 | 0 | 0 | 0 | 0 | 0 | 0 | 0
Diversity Factor: 0
[38 empty] | Historical Spots & Transfers | [6 empty] | Forecast Spots & Transfers
[35 empty] | Project Name | From | To | 2007 | 2008 | 2009 | 2010 | 2011 | 2012 | 2013 | 2014 | 2015 | 2016 | 2017 | 2018 | 2019 | 2020 | 2021 | 2022 | 2023 | 2024 | 2025 | 2026 | 2027 | 2028 | 2029 | 2030 | 2031 | 2032 | 2033 | 2034 | 2035 | 2036 | 2037 | 2038
| 0 | [33 empty] | Broad based demand management |  | Croudace Bay 33_11kV Tx1 | 0 | 0 | 0 | 0 | 0 | 0 | 0 | 0 | 0 | 0 | 0 | 0 | 0 | 0 | 0 | 0 | 0 | 0 | 0 | 0 | 0 | 0 | 0 | 0 | 0 | 0 | 0 | 0 | 0 | 0 | 0 | 0
| Diversity Factor: 0 | [33 empty] | Broad based demand management |  | Croudace Bay 33_11kV Tx2 | 0 | 0 | 0 | 0 | 0 | 0 | 0 | 0 | 0 | 0 | 0 | 0 | 0 | 0 | 0 | 0 | 0 | 0 | 0 | 0 | 0 | 0 | 0 | 0 | 0 | 0 | 0 | 0 | 0 | 0 | 0 | 0
[35 empty] | DNP_ID: 2084. From Mt Hutton | Mt Hutton 33_11kV Tx1 | Croudace Bay 33_11kV Tx1 | 2.0841 | 0 | 0 | 0 | 0 | 0 | 0 | 0 | 0 | 0 | 0 | 0 | 0 | 0 | 0 | 0 | 0 | 0 | 0 | 0 | 0 | 0 | 0 | 0 | 0 | 0 | 0 | 0 | 0 | 0 | 0 | 0
[35 empty] | DNP_ID: 2084. From Mt Hutton | Mt Hutton 33_11kV Tx1 | Croudace Bay 33_11kV Tx2 | 2.4192 | 0 | 0 | 0 | 0 | 0 | 0 | 0 | 0 | 0 | 0 | 0 | 0 | 0 | 0 | 0 | 0 | 0 | 0 | 0 | 0 | 0 | 0 | 0 | 0 | 0 | 0 | 0 | 0 | 0 | 0 | 0
| 0 | [33 empty] | DNP_ID: 2084. From Mt Hutton | Mt Hutton 33_11kV Tx2 | Croudace Bay 33_11kV Tx1 | 2.0777 | 0 | 0 | 0 | 0 | 0 | 0 | 0 | 0 | 0 | 0 | 0 | 0 | 0 | 0 | 0 | 0 | 0 | 0 | 0 | 0 | 0 | 0 | 0 | 0 | 0 | 0 | 0 | 0 | 0 | 0 | 0
| Diversity Factor: 0 | [33 empty] | DNP_ID: 2084. From Mt Hutton | Mt Hutton 33_11kV Tx2 | Croudace Bay 33_11kV Tx2 | 2.4118 | 0 | 0 | 0 | 0 | 0 | 0 | 0 | 0 | 0 | 0 | 0 | 0 | 0 | 0 | 0 | 0 | 0 | 0 | 0 | 0 | 0 | 0 | 0 | 0 | 0 | 0 | 0 | 0 | 0 | 0 | 0
[35 empty] | DNP_ID: 2085. From Mt Hutton. PF will be 0.89 | Mt Hutton 33_11kV Tx1 | Croudace Bay 33_11kV Tx1 | 0 | 0.97139 | 0 | 0 | 0 | 0 | 0 | 0 | 0 | 0 | 0 | 0 | 0 | 0 | 0 | 0 | 0 | 0 | 0 | 0 | 0 | 0 | 0 | 0 | 0 | 0 | 0 | 0 | 0 | 0 | 0 | 0
[35 empty] | DNP_ID: 2085. From Mt Hutton. PF will be 0.89 | Mt Hutton 33_11kV Tx1 | Croudace Bay 33_11kV Tx2 | 0 | 1.1276 | 0 | 0 | 0 | 0 | 0 | 0 | 0 | 0 | 0 | 0 | 0 | 0 | 0 | 0 | 0 | 0 | 0 | 0 | 0 | 0 | 0 | 0 | 0 | 0 | 0 | 0 | 0 | 0 | 0 | 0
| 0 | [33 empty] | DNP_ID: 2085. From Mt Hutton. PF will be 0.89 | Mt Hutton 33_11kV Tx2 | Croudace Bay 33_11kV Tx1 | 0 | 0.96842 | 0 | 0 | 0 | 0 | 0 | 0 | 0 | 0 | 0 | 0 | 0 | 0 | 0 | 0 | 0 | 0 | 0 | 0 | 0 | 0 | 0 | 0 | 0 | 0 | 0 | 0 | 0 | 0 | 0 | 0
| Diversity Factor: 0 | [33 empty] | DNP_ID: 2085. From Mt Hutton. PF will be 0.89 | Mt Hutton 33_11kV Tx2 | Croudace Bay 33_11kV Tx2 | 0 | 1.1241 | 0 | 0 | 0 | 0 | 0 | 0 | 0 | 0 | 0 | 0 | 0 | 0 | 0 | 0 | 0 | 0 | 0 | 0 | 0 | 0 | 0 | 0 | 0 | 0 | 0 | 0 | 0 | 0 | 0 | 0
[35 empty] | DNP_ID: 2087. 2.4MVA from Jewells to Croudace Bay | Jewells 33_11kV Tx1 | Croudace Bay 33_11kV Tx1 | 0 | 0.46291 | 0 | 0 | 0 | 0 | 0 | 0 | 0 | 0 | 0 | 0 | 0 | 0 | 0 | 0 | 0 | 0 | 0 | 0 | 0 | 0 | 0 | 0 | 0 | 0 | 0 | 0 | 0 | 0 | 0 | 0
[35 empty] | DNP_ID: 2087. 2.4MVA from Jewells to Croudace Bay | Jewells 33_11kV Tx1 | Croudace Bay 33_11kV Tx2 | 0 | 0.53735 | 0 | 0 | 0 | 0 | 0 | 0 | 0 | 0 | 0 | 0 | 0 | 0 | 0 | 0 | 0 | 0 | 0 | 0 | 0 | 0 | 0 | 0 | 0 | 0 | 0 | 0 | 0 | 0 | 0 | 0
| 0 | [33 empty] | DNP_ID: 2087. 2.4MVA from Jewells to Croudace Bay | Jewells 33_11kV Tx2 | Croudace Bay 33_11kV Tx1 | 0 | 0.46291 | 0 | 0 | 0 | 0 | 0 | 0 | 0 | 0 | 0 | 0 | 0 | 0 | 0 | 0 | 0 | 0 | 0 | 0 | 0 | 0 | 0 | 0 | 0 | 0 | 0 | 0 | 0 | 0 | 0 | 0
| Diversity Factor: 0 | [33 empty] | DNP_ID: 2087. 2.4MVA from Jewells to Croudace Bay | Jewells 33_11kV Tx2 | Croudace Bay 33_11kV Tx2 | 0 | 0.53735 | 0 | 0 | 0 | 0 | 0 | 0 | 0 | 0 | 0 | 0 | 0 | 0 | 0 | 0 | 0 | 0 | 0 | 0 | 0 | 0 | 0 | 0 | 0 | 0 | 0 | 0 | 0 | 0 | 0 | 0
[35 empty] | DNP_ID: 2088. from Pelican | Pelican 33_11kV Tx1 | Croudace Bay 33_11kV Tx1 | 0 | 0.25633 | 0 | 0 | 0 | 0 | 0 | 0 | 0 | 0 | 0 | 0 | 0 | 0 | 0 | 0 | 0 | 0 | 0 | 0 | 0 | 0 | 0 | 0 | 0 | 0 | 0 | 0 | 0 | 0 | 0 | 0
[35 empty] | DNP_ID: 2088. from Pelican | Pelican 33_11kV Tx1 | Croudace Bay 33_11kV Tx2 | 0 | 0.29755 | 0 | 0 | 0 | 0 | 0 | 0 | 0 | 0 | 0 | 0 | 0 | 0 | 0 | 0 | 0 | 0 | 0 | 0 | 0 | 0 | 0 | 0 | 0 | 0 | 0 | 0 | 0 | 0 | 0 | 0
| 0 | [33 empty] | DNP_ID: 2088. from Pelican | Pelican 33_11kV Tx2 | Croudace Bay 33_11kV Tx1 | 0 | 0.25508 | 0 | 0 | 0 | 0 | 0 | 0 | 0 | 0 | 0 | 0 | 0 | 0 | 0 | 0 | 0 | 0 | 0 | 0 | 0 | 0 | 0 | 0 | 0 | 0 | 0 | 0 | 0 | 0 | 0 | 0
| Diversity Factor: 0 | [33 empty] | DNP_ID: 2088. from Pelican | Pelican 33_11kV Tx2 | Croudace Bay 33_11kV Tx2 | 0 | 0.2961 | 0 | 0 | 0 | 0 | 0 | 0 | 0 | 0 | 0 | 0 | 0 | 0 | 0 | 0 | 0 | 0 | 0 | 0 | 0 | 0 | 0 | 0 | 0 | 0 | 0 | 0 | 0 | 0 | 0 | 0
[35 empty] | DNP_ID: 2093. 3.2MVA from Gateshead to Croudace Bay | Gateshead 33_11kV Tx1 | Croudace Bay 33_11kV Tx1 | 0 | 0.69216 | 0 | 0 | 0 | 0 | 0 | 0 | 0 | 0 | 0 | 0 | 0 | 0 | 0 | 0 | 0 | 0 | 0 | 0 | 0 | 0 | 0 | 0 | 0 | 0 | 0 | 0 | 0 | 0 | 0 | 0
[35 empty] | DNP_ID: 2093. 3.2MVA from Gateshead to Croudace Bay | Gateshead 33_11kV Tx1 | Croudace Bay 33_11kV Tx2 | 0 | 0.80346 | 0 | 0 | 0 | 0 | 0 | 0 | 0 | 0 | 0 | 0 | 0 | 0 | 0 | 0 | 0 | 0 | 0 | 0 | 0 | 0 | 0 | 0 | 0 | 0 | 0 | 0 | 0 | 0 | 0 | 0
| 0 | [33 empty] | DNP_ID: 2093. 3.2MVA from Gateshead to Croudace Bay | Gateshead 33_11kV Tx2 | Croudace Bay 33_11kV Tx1 | 0 | 0.69216 | 0 | 0 | 0 | 0 | 0 | 0 | 0 | 0 | 0 | 0 | 0 | 0 | 0 | 0 | 0 | 0 | 0 | 0 | 0 | 0 | 0 | 0 | 0 | 0 | 0 | 0 | 0 | 0 | 0 | 0
| Diversity Factor: 0 | [33 empty] | DNP_ID: 2093. 3.2MVA from Gateshead to Croudace Bay | Gateshead 33_11kV Tx2 | Croudace Bay 33_11kV Tx2 | 0 | 0.80346 | 0 | 0 | 0 | 0 | 0 | 0 | 0 | 0 | 0 | 0 | 0 | 0 | 0 | 0 | 0 | 0 | 0 | 0 | 0 | 0 | 0 | 0 | 0 | 0 | 0 | 0 | 0 | 0 | 0 | 0
[35 empty] | DNP_ID: 2112. to Croudace Bay | Pelican 33_11kV Tx1 | Croudace Bay 33_11kV Tx1 | 0 | 0.25633 | 0 | 0 | 0 | 0 | 0 | 0 | 0 | 0 | 0 | 0 | 0 | 0 | 0 | 0 | 0 | 0 | 0 | 0 | 0 | 0 | 0 | 0 | 0 | 0 | 0 | 0 | 0 | 0 | 0 | 0
[35 empty] | DNP_ID: 2112. to Croudace Bay | Pelican 33_11kV Tx1 | Croudace Bay 33_11kV Tx2 | 0 | 0.29755 | 0 | 0 | 0 | 0 | 0 | 0 | 0 | 0 | 0 | 0 | 0 | 0 | 0 | 0 | 0 | 0 | 0 | 0 | 0 | 0 | 0 | 0 | 0 | 0 | 0 | 0 | 0 | 0 | 0 | 0
| 0 | [33 empty] | DNP_ID: 2112. to Croudace Bay | Pelican 33_11kV Tx2 | Croudace Bay 33_11kV Tx1 | 0 | 0.25508 | 0 | 0 | 0 | 0 | 0 | 0 | 0 | 0 | 0 | 0 | 0 | 0 | 0 | 0 | 0 | 0 | 0 | 0 | 0 | 0 | 0 | 0 | 0 | 0 | 0 | 0 | 0 | 0 | 0 | 0
| Diversity Factor: 0 | [33 empty] | DNP_ID: 2112. to Croudace Bay | Pelican 33_11kV Tx2 | Croudace Bay 33_11kV Tx2 | 0 | 0.2961 | 0 | 0 | 0 | 0 | 0 | 0 | 0 | 0 | 0 | 0 | 0 | 0 | 0 | 0 | 0 | 0 | 0 | 0 | 0 | 0 | 0 | 0 | 0 | 0 | 0 | 0 | 0 | 0 | 0 | 0
[35 empty] | DNP_ID: 6909. Cardiff Zone Substation - New 11kV Feeder to Warners Bay | Croudace Bay 33_11kV Tx2 | Cardiff 33_11kV Tx1 | 0 | 0 | 0 | 0 | 0 | 0 | 0 | 0 | 0.57158 | 0 | 0 | 0 | 0 | 0 | 0 | 0 | 0 | 0 | 0 | 0 | 0 | 0 | 0 | 0 | 0 | 0 | 0 | 0 | 0 | 0 | 0 | 0
[35 empty] | DNP_ID: 7053. Pelican Zone Substation - New 11kV Feeder to Belmont | Croudace Bay 33_11kV Tx1 | Pelican 33_11kV Tx1 | 0 | 0 | 0 | 0 | 0 | 0 | 0 | 0.61117 | 0 | 0 | 0 | 0 | 0 | 0 | 0 | 0 | 0 | 0 | 0 | 0 | 0 | 0 | 0 | 0 | 0 | 0 | 0 | 0 | 0 | 0 | 0 | 0
| 0 | [33 empty] | DNP_ID: 7053. Pelican Zone Substation - New 11kV Feeder to Belmont | Croudace Bay 33_11kV Tx1 | Pelican 33_11kV Tx2 | 0 | 0 | 0 | 0 | 0 | 0 | 0 | 0.60819 | 0 | 0 | 0 | 0 | 0 | 0 | 0 | 0 | 0 | 0 | 0 | 0 | 0 | 0 | 0 | 0 | 0 | 0 | 0 | 0 | 0 | 0 | 0 | 0
| Diversity Factor: 0 | [33 empty] | Econometric |  | Croudace Bay 33_11kV Tx1 | 0 | 0 | 0 | 0 | 0 | 0 | 0 | 0 | 0 | 0.05143 | 0.087364 | 0.13231 | 0.15617 | 0.15932 | 0.15378 | 0.15663 | 0.15953 | 0.16248 | 0.16547 | 0.1685 | 0.17159 | 0.17472 | 0.17789 | 0.18112 | 0.1844 | 0.18772 | 0.1911 | 0.19453 | 0.19801 | 0.20154 | 0.20512 | 0.20876
[35 empty] | Econometric |  | Croudace Bay 33_11kV Tx2 | 0 | 0 | 0 | 0 | 0 | 0 | 0 | 0 | 0 | 0.0597 | 0.10141 | 0.15359 | 0.18128 | 0.18494 | 0.1785 | 0.18182 | 0.18519 | 0.1886 | 0.19208 | 0.1956 | 0.19918 | 0.20281 | 0.2065 | 0.21025 | 0.21405 | 0.21791 | 0.22183 | 0.22581 | 0.22985 | 0.23395 | 0.23811 | 0.24233
[35 empty] | Energy Efficiency |  | Croudace Bay 33_11kV Tx1 | 0 | 0 | 0 | 0 | 0 | 0 | 0 | -0.0032921 | -0.0026382 | -0.041162 | -0.06864 | -0.10756 | -0.11735 | -0.075589 | -0.065 | -0.071716 | -0.069199 | -0.074353 | -0.059372 | -0.060176 | -0.054675 | -0.05119 | -0.054076 | -0.055898 | -0.055898 | -0.055898 | -0.055898 | -0.055898 | -0.055898 | -0.055898 | -0.055898 | -0.055898
[35 empty] | Energy Efficiency |  | Croudace Bay 33_11kV Tx2 | 0 | 0 | 0 | 0 | 0 | 0 | 0 | -0.0038215 | -0.0030625 | -0.047781 | -0.079678 | -0.12485 | -0.13622 | -0.087744 | -0.075452 | -0.083249 | -0.080326 | -0.08631 | -0.068919 | -0.069853 | -0.063467 | -0.059422 | -0.062771 | -0.064887 | -0.064887 | -0.064887 | -0.064887 | -0.064887 | -0.064887 | -0.064887 | -0.064887 | -0.064887
| Weather Correction and Public Holiday Factors | [8 empty] | Forecast ROG | [24 empty] | Solar PV |  | Croudace Bay 33_11kV Tx1 | 0 | 0 | 0 | 0 | 0 | 0 | 0 | 0 | 0 | 0 | 0 | 0 | 0 | 0 | 0 | 0 | 0 | 0 | 0 | 0 | 0 | 0 | 0 | 0 | 0 | 0 | 0 | 0 | 0 | 0 | 0 | 0
[10 empty] | ROG Justification | [24 empty] | Solar PV |  | Croudace Bay 33_11kV Tx2 | 0 | 0 | 0 | 0 | 0 | 0 | 0 | 0 | 0 | 0 | 0 | 0 | 0 | 0 | 0 | 0 | 0 | 0 | 0 | 0 | 0 | 0 | 0 | 0 | 0 | 0 | 0 | 0 | 0 | 0 | 0 | 0
| Actual loads for season 2013 have been weather corrected by the following: | [6 empty] | 7.92% |  | 7 year ROG ok | [59 empty] | 7 year ROG ok
1 | 2 | 3 | 4 | 5 | 6 | 7 | 8 | 9 | 10 | 2014 | 2015 | 2016 | 2017 | 2018 | 2019 | 2020 | 2021 | 2022 | 2023 | 2024 | 2025 | 2026 | 2027 | 2028 | 2029 | 2030 | 2031 | 2032 | 2033 | 2034 | 2035 | 2036 | 2037 | 2038
0.95269 | 0.90762 | 0.87899 | 0.86513 | 0.86513 | 0.86513 | 0.86513 | 0.86513 | 0.86513 | 0.86513 | -4.731% | -4.731% | -3.154% | -1.577% | 0% | 0% | 0% | 0% | 0% | 0% | 0% | 0% | 0% | 0% | 0% | 0% | 0% | 0% | 0% | 0% | 0% | 0% | 0% | 0% | 0%
Substation Load Detail
[7 empty] | Units | 2013 |  | 2014 | 2015 | 2016 | 2017 | 2018 | 2019 | 2020 | 2021 | 2022 | 2023 | 2024 | 2025 | 2026 | 2027 | 2028 | 2029 | 2030 | 2031 | 2032 | 2033 | 2034 | 2035 | 2036 | 2037 | 2038
1 | Croudace Bay 33_11kV | Compensated |  | Load (LV side) |  |  | Amps | 0 |  | 744.9364 | 681.2782 | 660.6976 | 652.1705 | 654.7 | 658.6713 | 667.2559 | 676.3844 | 685.1406 | 694.4809 | 703.6169 | 714.6465 | 725.9411 | 738.1661 | 751.1211 | 764.1439 | 777.3506 | 790.9386 | 804.9141 | 819.2833 | 834.0524 | 849.2278 | 864.8157 | 874.1291 | 889.7938
|  |  |  | Apparent Power |  |  | MVA | 16.309 | 17.81 | 14.1929 | 12.9801 | 12.588 | 12.4255 | 12.4737 | 12.5494 | 12.7129 | 12.8869 | 13.0537 | 13.2316 | 13.4057 | 13.6158 | 13.831 | 14.064 | 14.3108 | 14.5589 | 14.8105 | 15.0694 | 15.3357 | 15.6094 | 15.8908 | 16.18 | 16.4769 | 16.6544 | 16.9528
|  |  |  | Real Power |  |  | MW | 14.6781 | 16.029 | 14.1668 | 12.977 | 12.5876 | 12.4255 | 12.4736 | 12.5491 | 12.712 | 12.8846 | 13.0497 | 13.2254 | 13.3968 | 13.6031 | 13.8138 | 14.0412 | 14.2814 | 14.5222 | 14.7657 | 15.0156 | 15.272 | 15.5349 | 15.8045 | 16.0808 | 16.3641 | 16.6543 | 16.9515
|  |  |  | Reactive Power |  |  | MVAr | 0 |  | 0.86129 | 0.28503 | 0.096458 | 0.017946 | 0.04126 | 0.077822 | 0.15669 | 0.2403 | 0.32028 | 0.40537 | 0.48837 | 0.5883 | 0.69033 | 0.80044 | 0.91679 | 1.0334 | 1.1514 | 1.2724 | 1.3965 | 1.5239 | 1.6545 | 1.7883 | 1.9255 | 0.066029 | 0.21001
|  |  |  | Capacitors In Service |  |  | MVAr | 0 |  | 6 | 6 | 6 | 6 | 6 | 6 | 6 | 6 | 6 | 6 | 6 | 6 | 6 | 6 | 6 | 6 | 6 | 6 | 6 | 6 | 6 | 6 | 6 | 8 | 8
|  |  |  | PF |  |  |  | 0.9 |  | 0.99816 | 0.99976 | 0.99997 | 1 | 0.99999 | 0.99998 | 0.99992 | 0.99983 | 0.9997 | 0.99953 | 0.99934 | 0.99907 | 0.99875 | 0.99838 | 0.99794 | 0.99748 | 0.99697 | 0.99643 | 0.99584 | 0.99522 | 0.99457 | 0.99387 | 0.99315 | 0.99999 | 0.99992
0.95064 | Diversity Factor: 0.95 | Uncompensated |  | Reactive Power |  |  | MVAr | 0 | 7.7632 | 6.8613 | 6.285 | 6.0965 | 6.0179 | 6.0413 | 6.0778 | 6.1567 | 6.2403 | 6.3203 | 6.4054 | 6.4884 | 6.5883 | 6.6903 | 6.8004 | 6.9168 | 7.0334 | 7.1514 | 7.2724 | 7.3965 | 7.5239 | 7.6545 | 7.7883 | 7.9255 | 8.066 | 8.21
|  |  |  | PF |  |  |  | 0.9 |  | 0.9 | 0.9 | 0.9 | 0.9 | 0.9 | 0.9 | 0.9 | 0.9 | 0.9 | 0.9 | 0.9 | 0.9 | 0.9 | 0.9 | 0.9 | 0.9 | 0.9 | 0.9 | 0.9 | 0.9 | 0.9 | 0.9 | 0.9 | 0.9 | 0.9
[10 empty] | 1 | 2 | 3 | 4 | 5 | 6 | 7 | 8 | 9 | 10 | 11 | 12 | 13 | 14 | 15 | 16 | 17 | 18 | 19 | 20 | 21 | 22 | 23 | 24 | 25
Transformer Load Detail
[7 empty] | Units | 2013 |  | 2014 | 2015 | 2016 | 2017 | 2018 | 2019 | 2020 | 2021 | 2022 | 2023 | 2024 | 2025 | 2026 | 2027 | 2028 | 2029 | 2030 | 2031 | 2032 | 2033 | 2034 | 2035 | 2036 | 2037 | 2038
| 0 | Compensated |  | Load (LV side) |  |  | Amps
|  |  |  | Apparent Power |  |  | MVA
|  |  |  | Real Power |  |  | MW
|  |  |  | Reactive Power |  |  | MVAr
|  |  |  | Capacitors In Service |  |  | MVAr
PF
| Zone Div: | Uncompensated |  | Reactive Power |  |  | MVAr
PF
| 0 | Compensated |  | Load (LV side) |  |  | Amps
|  |  |  | Apparent Power |  |  | MVA
|  |  |  | Real Power |  |  | MW
|  |  |  | Reactive Power |  |  | MVAr
|  |  |  | Capacitors In Service |  |  | MVAr
PF
| Zone Div: | Uncompensated |  | Reactive Power |  |  | MVAr
PF
| 0 | Compensated |  | Load (LV side) |  |  | Amps
|  |  |  | Apparent Power |  |  | MVA
|  |  |  | Real Power |  |  | MW
|  |  |  | Reactive Power |  |  | MVAr
|  |  |  | Capacitors In Service |  |  | MVAr
PF
| Zone Div: | Uncompensated |  | Reactive Power |  |  | MVAr
PF
| 0 | Compensated |  | Load (LV side) |  |  | Amps
|  |  |  | Apparent Power |  |  | MVA
|  |  |  | Real Power |  |  | MW
|  |  |  | Reactive Power |  |  | MVAr
|  |  |  | Capacitors In Service |  |  | MVAr
PF
| Zone Div: | Uncompensated |  | Reactive Power |  |  | MVAr
PF
| 0 | Compensated |  | Load (LV side) |  |  | Amps
|  |  |  | Apparent Power |  |  | MVA
|  |  |  | Real Power |  |  | MW
|  |  |  | Reactive Power |  |  | MVAr
|  |  |  | Capacitors In Service |  |  | MVAr
PF
| Zone Div: | Uncompensated |  | Reactive Power |  |  | MVAr
PF
| 0 | Compensated |  | Load (LV side) |  |  | Amps
|  |  |  | Apparent Power |  |  | MVA
|  |  |  | Real Power |  |  | MW
|  |  |  | Reactive Power |  |  | MVAr
|  |  |  | Capacitors In Service |  |  | MVAr
PF
| Zone Div: | Uncompensated |  | Reactive Power |  |  | MVAr
PF
| 0 | Compensated |  | Load (LV side) |  |  | Amps
|  |  |  | Apparent Power |  |  | MVA
|  |  |  | Real Power |  |  | MW
|  |  |  | Reactive Power |  |  | MVAr
|  |  |  | Capacitors In Service |  |  | MVAr
PF
| Zone Div: | Uncompensated |  | Reactive Power |  |  | MVAr
PF
| 0 | Compensated |  | Load (LV side) |  |  | Amps
|  |  |  | Apparent Power |  |  | MVA
|  |  |  | Real Power |  |  | MW
|  |  |  | Reactive Power |  |  | MVAr
|  |  |  | Capacitors In Service |  |  | MVAr
PF
| Zone Div: | Uncompensated |  | Reactive Power |  |  | MVAr
PF
| 0 | Compensated |  | Load (LV side) |  |  | Amps
|  |  |  | Apparent Power |  |  | MVA
|  |  |  | Real Power |  |  | MW
|  |  |  | Reactive Power |  |  | MVAr
|  |  |  | Capacitors In Service |  |  | MVAr
PF
| Zone Div: | Uncompensated |  | Reactive Power |  |  | MVAr
PF
| 0 | Compensated |  | Load (LV side) |  |  | Amps
|  |  |  | Apparent Power |  |  | MVA
|  |  |  | Real Power |  |  | MW
|  |  |  | Reactive Power |  |  | MVAr
|  |  |  | Capacitors In Service |  |  | MVAr
PF
| Zone Div: | Uncompensated |  | Reactive Power |  |  | MVAr
PF

## Dudley 33_11kV
| Dudley 33_11kV | [16 empty] | 2014 | WINTER
[6 empty] | Zone decommissioned |  | 2013-05-01
| Substation Total Loads | [33 empty] | Spots & Transfers Detail
| Historical Loads | (11kV MVA) | [7 empty] | Weather Corrected Forecast Loads |  |  |  | (11kV MVA) | [20 empty] | Spots & Transfers Summary | (11kV MVA) |  | Historical Spots & Transfers | [6 empty] | Forecast Spots & Transfers
|  | 2007 | 2008 | 2009 | 2010 | 2011 | 2012 | 2013 |  | 2014 | 2015 | 2016 | 2017 | 2018 | 2019 | 2020 | 2021 | 2022 | 2023 | 2024 | 2025 | 2026 | 2027 | 2028 | 2029 | 2030 | 2031 | 2032 | 2033 | 2034 | 2035 | 2036 | 2037 | 2038 |  |  |  | 2007 | 2008 | 2009 | 2010 | 2011 | 2012 | 2013 | 2014 | 2015 | 2016 | 2017 | 2018 | 2019 | 2020 | 2021 | 2022 | 2023 | 2024 | 2025 | 2026 | 2027 | 2028 | 2029 | 2030 | 2031 | 2032 | 2033 | 2034 | 2035 | 2036 | 2037 | 2038
| Total | 11.6 | 11.9 | 10.9 | 9.5 | 9.389 | 8.541 | 0.462 |  | 0 | 0 | 0 | 0 | 0 | 0 | 0 | 0 | 0 | 0 | 0 | 0 | 0 | 0 | 0 | 0 | 0 | 0 | 0 | 0 | 0 | 0 | 0 | 0 | 0 |  |  | Total | 0 | 0 | 0 | 0 | 0 | 0 | -8.7451 | -0.11432 | 0 | 0 | 0 | 0 | 0 | 0 | 0 | 0 | 0 | 0 | 0 | 0 | 0 | 0 | 0 | 0 | 0 | 0 | 0 | 0 | 0 | 0 | 0 | 0
| Firm Rating | 0 | 0 | 0 | 18.3 | 18.3 | 18.31 | 0 |  | 0 | 0 | 0 | 0 | 0 | 0 | 0 | 0 | 0 | 0 | 0 | 0 | 0 | 0 | 0 | 0 | 0 | 0 | 0 | 0 | 0 | 0 | 0 | 0 | 0
| Total Capacity | 0 | 0 | 0 | 35.51 | 35.51 | 33.3 | 0 |  | 0 | 0 | 0 | 0 | 0 | 0 | 0 | 0 | 0 | 0 | 0 | 0 | 0 | 0 | 0 | 0 | 0 | 0 | 0 | 0 | 0 | 0 | 0 | 0 | 0 |  |  | Dudley 33_11kV Tx1 | 0 | 0 | 0 | 0 | 0 | 0 | -4.3726 | -0.057158 | 0 | 0 | 0 | 0 | 0 | 0 | 0 | 0 | 0 | 0 | 0 | 0 | 0 | 0 | 0 | 0 | 0 | 0 | 0 | 0 | 0 | 0 | 0 | 0
|  | -7 | -6 | -5 | -4 | -3 | -2 | -1 |  | 0 | 1 | 2 | 3 | 4 | 5 | 6 | 7 | 8 | 9 | 10 | 11 | 12 | 13 | 14 | 15 | 16 | 17 | 18 | 19 | 20 | 21 | 22 | 23 | 24 |  |  | Dudley 33_11kV Tx2 | 0 | 0 | 0 | 0 | 0 | 0 | -4.3726 | -0.057158 | 0 | 0 | 0 | 0 | 0 | 0 | 0 | 0 | 0 | 0 | 0 | 0 | 0 | 0 | 0 | 0 | 0 | 0 | 0 | 0 | 0 | 0 | 0 | 0
| Transformer Loads | [36 empty] | 0 | 0 | 0 | 0 | 0 | 0 | 0 | 0 | 0 | 0 | 0 | 0 | 0 | 0 | 0 | 0 | 0 | 0 | 0 | 0 | 0 | 0 | 0 | 0 | 0 | 0 | 0 | 0 | 0 | 0 | 0 | 0
| Historical Loads | (11kV MVA) | [7 empty] | 0: Weather Corrected Forecast Loads; 4: (11kV MVA) |  |  |  | 0 | 0 | 0 | 0 | 0 | 0 | 0 | 0 | 0 | 0 | 0 | 0 | 0 | 0 | 0 | 0 | 0 | 0 | 0 | 0 | 0 | 0 | 0 | 0 | 0 | 0 | 0 | 0 | 0 | 0 | 0 | 0
|  | 2007 | 2008 | 2009 | 2010 | 2011 | 2012 | 2013 |  | 2014 | 2015 | 2016 | 2017 | 2018 | 2019 | 2020 | 2021 | 2022 | 2023 | 2024 | 2025 | 2026 | 2027 | 2028 | 2029 | 2030 | 2031 | 2032 | 2033 | 2034 | 2035 | 2036 | 2037 | 2038 |  |  |  | 0 | 0 | 0 | 0 | 0 | 0 | 0 | 0 | 0 | 0 | 0 | 0 | 0 | 0 | 0 | 0 | 0 | 0 | 0 | 0 | 0 | 0 | 0 | 0 | 0 | 0 | 0 | 0 | 0 | 0 | 0 | 0
| 0 | [36 empty] | 0 | 0 | 0 | 0 | 0 | 0 | 0 | 0 | 0 | 0 | 0 | 0 | 0 | 0 | 0 | 0 | 0 | 0 | 0 | 0 | 0 | 0 | 0 | 0 | 0 | 0 | 0 | 0 | 0 | 0 | 0 | 0
| Diversity Factor: 0 | [36 empty] | 0 | 0 | 0 | 0 | 0 | 0 | 0 | 0 | 0 | 0 | 0 | 0 | 0 | 0 | 0 | 0 | 0 | 0 | 0 | 0 | 0 | 0 | 0 | 0 | 0 | 0 | 0 | 0 | 0 | 0 | 0 | 0
[38 empty] | 0 | 0 | 0 | 0 | 0 | 0 | 0 | 0 | 0 | 0 | 0 | 0 | 0 | 0 | 0 | 0 | 0 | 0 | 0 | 0 | 0 | 0 | 0 | 0 | 0 | 0 | 0 | 0 | 0 | 0 | 0 | 0
[38 empty] | 0 | 0 | 0 | 0 | 0 | 0 | 0 | 0 | 0 | 0 | 0 | 0 | 0 | 0 | 0 | 0 | 0 | 0 | 0 | 0 | 0 | 0 | 0 | 0 | 0 | 0 | 0 | 0 | 0 | 0 | 0 | 0
| 0 | [36 empty] | 0 | 0 | 0 | 0 | 0 | 0 | 0 | 0 | 0 | 0 | 0 | 0 | 0 | 0 | 0 | 0 | 0 | 0 | 0 | 0 | 0 | 0 | 0 | 0 | 0 | 0 | 0 | 0 | 0 | 0 | 0 | 0
Diversity Factor: 0
[38 empty] | Historical Spots & Transfers | [6 empty] | Forecast Spots & Transfers
[35 empty] | Project Name | From | To | 2007 | 2008 | 2009 | 2010 | 2011 | 2012 | 2013 | 2014 | 2015 | 2016 | 2017 | 2018 | 2019 | 2020 | 2021 | 2022 | 2023 | 2024 | 2025 | 2026 | 2027 | 2028 | 2029 | 2030 | 2031 | 2032 | 2033 | 2034 | 2035 | 2036 | 2037 | 2038
| 0 | [33 empty] | DNP_ID: 2098. Load transfers from Dudley to Gateshead for Dudley ZS decommissioning. Transfers are to be completed in April/May 2013. Refer to DNP6595 for Charlestown 132/11KV ZS Commissioning. | Dudley 33_11kV Tx1 | Gateshead 33_11kV Tx1 | 0 | 0 | 0 | 0 | 0 | 0 | 0.88594 | 0 | 0 | 0 | 0 | 0 | 0 | 0 | 0 | 0 | 0 | 0 | 0 | 0 | 0 | 0 | 0 | 0 | 0 | 0 | 0 | 0 | 0 | 0 | 0 | 0
| Diversity Factor: 0 | [33 empty] | DNP_ID: 2098. Load transfers from Dudley to Gateshead for Dudley ZS decommissioning. Transfers are to be completed in April/May 2013. Refer to DNP6595 for Charlestown 132/11KV ZS Commissioning. | Dudley 33_11kV Tx1 | Gateshead 33_11kV Tx2 | 0 | 0 | 0 | 0 | 0 | 0 | 0.88594 | 0 | 0 | 0 | 0 | 0 | 0 | 0 | 0 | 0 | 0 | 0 | 0 | 0 | 0 | 0 | 0 | 0 | 0 | 0 | 0 | 0 | 0 | 0 | 0 | 0
[35 empty] | DNP_ID: 2098. Load transfers from Dudley to Gateshead for Dudley ZS decommissioning. Transfers are to be completed in April/May 2013. Refer to DNP6595 for Charlestown 132/11KV ZS Commissioning. | Dudley 33_11kV Tx2 | Gateshead 33_11kV Tx1 | 0 | 0 | 0 | 0 | 0 | 0 | 0.88594 | 0 | 0 | 0 | 0 | 0 | 0 | 0 | 0 | 0 | 0 | 0 | 0 | 0 | 0 | 0 | 0 | 0 | 0 | 0 | 0 | 0 | 0 | 0 | 0 | 0
[35 empty] | DNP_ID: 2098. Load transfers from Dudley to Gateshead for Dudley ZS decommissioning. Transfers are to be completed in April/May 2013. Refer to DNP6595 for Charlestown 132/11KV ZS Commissioning. | Dudley 33_11kV Tx2 | Gateshead 33_11kV Tx2 | 0 | 0 | 0 | 0 | 0 | 0 | 0.88594 | 0 | 0 | 0 | 0 | 0 | 0 | 0 | 0 | 0 | 0 | 0 | 0 | 0 | 0 | 0 | 0 | 0 | 0 | 0 | 0 | 0 | 0 | 0 | 0 | 0
| 0 | [33 empty] | DNP_ID: 6595. Establish 11kV connections to New Charlestown Zone Refer to DNP2098 for Dudley Decommissioning. | Dudley 33_11kV Tx1 | Charlestown 132_11kV Tx1 | 0 | 0 | 0 | 0 | 0 | 0 | 2.3435 | 0.057158 | 0 | 0 | 0 | 0 | 0 | 0 | 0 | 0 | 0 | 0 | 0 | 0 | 0 | 0 | 0 | 0 | 0 | 0 | 0 | 0 | 0 | 0 | 0 | 0
| Diversity Factor: 0 | [33 empty] | DNP_ID: 6595. Establish 11kV connections to New Charlestown Zone Refer to DNP2098 for Dudley Decommissioning. | Dudley 33_11kV Tx1 | Gateshead 33_11kV Tx1 | 0 | 0 | 0 | 0 | 0 | 0 | 0.1286 | 0 | 0 | 0 | 0 | 0 | 0 | 0 | 0 | 0 | 0 | 0 | 0 | 0 | 0 | 0 | 0 | 0 | 0 | 0 | 0 | 0 | 0 | 0 | 0 | 0
[35 empty] | DNP_ID: 6595. Establish 11kV connections to New Charlestown Zone Refer to DNP2098 for Dudley Decommissioning. | Dudley 33_11kV Tx1 | Gateshead 33_11kV Tx2 | 0 | 0 | 0 | 0 | 0 | 0 | 0.1286 | 0 | 0 | 0 | 0 | 0 | 0 | 0 | 0 | 0 | 0 | 0 | 0 | 0 | 0 | 0 | 0 | 0 | 0 | 0 | 0 | 0 | 0 | 0 | 0 | 0
[35 empty] | DNP_ID: 6595. Establish 11kV connections to New Charlestown Zone Refer to DNP2098 for Dudley Decommissioning. | Dudley 33_11kV Tx2 | Charlestown 132_11kV Tx1 | 0 | 0 | 0 | 0 | 0 | 0 | 2.3435 | 0.057158 | 0 | 0 | 0 | 0 | 0 | 0 | 0 | 0 | 0 | 0 | 0 | 0 | 0 | 0 | 0 | 0 | 0 | 0 | 0 | 0 | 0 | 0 | 0 | 0
| 0 | [33 empty] | DNP_ID: 6595. Establish 11kV connections to New Charlestown Zone Refer to DNP2098 for Dudley Decommissioning. | Dudley 33_11kV Tx2 | Gateshead 33_11kV Tx1 | 0 | 0 | 0 | 0 | 0 | 0 | 0.1286 | 0 | 0 | 0 | 0 | 0 | 0 | 0 | 0 | 0 | 0 | 0 | 0 | 0 | 0 | 0 | 0 | 0 | 0 | 0 | 0 | 0 | 0 | 0 | 0 | 0
| Diversity Factor: 0 | [33 empty] | DNP_ID: 6595. Establish 11kV connections to New Charlestown Zone Refer to DNP2098 for Dudley Decommissioning. | Dudley 33_11kV Tx2 | Gateshead 33_11kV Tx2 | 0 | 0 | 0 | 0 | 0 | 0 | 0.1286 | 0 | 0 | 0 | 0 | 0 | 0 | 0 | 0 | 0 | 0 | 0 | 0 | 0 | 0 | 0 | 0 | 0 | 0 | 0 | 0 | 0 | 0 | 0 | 0 | 0
[35 empty] | Econometric |  | Dudley 33_11kV Tx1 | 0 | 0 | 0 | 0 | 0 | 0 | 0 | 0 | 0 | 0 | 0 | 0 | 0 | 0 | 0 | 0 | 0 | 0 | 0 | 0 | 0 | 0 | 0 | 0 | 0 | 0 | 0 | 0 | 0 | 0 | 0 | 0
[35 empty] | Econometric |  | Dudley 33_11kV Tx2 | 0 | 0 | 0 | 0 | 0 | 0 | 0 | 0 | 0 | 0 | 0 | 0 | 0 | 0 | 0 | 0 | 0 | 0 | 0 | 0 | 0 | 0 | 0 | 0 | 0 | 0 | 0 | 0 | 0 | 0 | 0 | 0
| 0 | [33 empty] | Energy Efficiency |  | Dudley 33_11kV Tx1 | 0 | 0 | 0 | 0 | 0 | 0 | 0 | 0 | 0 | 0 | 0 | 0 | 0 | 0 | 0 | 0 | 0 | 0 | 0 | 0 | 0 | 0 | 0 | 0 | 0 | 0 | 0 | 0 | 0 | 0 | 0 | 0
| Diversity Factor: 0 | [33 empty] | Energy Efficiency |  | Dudley 33_11kV Tx2 | 0 | 0 | 0 | 0 | 0 | 0 | 0 | 0 | 0 | 0 | 0 | 0 | 0 | 0 | 0 | 0 | 0 | 0 | 0 | 0 | 0 | 0 | 0 | 0 | 0 | 0 | 0 | 0 | 0 | 0 | 0 | 0
[35 empty] | Solar PV |  | Dudley 33_11kV Tx1 | 0 | 0 | 0 | 0 | 0 | 0 | 0 | 0 | 0 | 0 | 0 | 0 | 0 | 0 | 0 | 0 | 0 | 0 | 0 | 0 | 0 | 0 | 0 | 0 | 0 | 0 | 0 | 0 | 0 | 0 | 0 | 0
[35 empty] | Solar PV |  | Dudley 33_11kV Tx2 | 0 | 0 | 0 | 0 | 0 | 0 | 0 | 0 | 0 | 0 | 0 | 0 | 0 | 0 | 0 | 0 | 0 | 0 | 0 | 0 | 0 | 0 | 0 | 0 | 0 | 0 | 0 | 0 | 0 | 0 | 0 | 0
0
Diversity Factor: 0
0
Diversity Factor: 0
0
Diversity Factor: 0
0
Diversity Factor: 0
| Weather Correction and Public Holiday Factors | [8 empty] | Forecast ROG
ROG Justification
| Actual loads for season 2013 have been weather corrected by the following: | [6 empty] | -33.31% |  | Rog Capped +/-5% | [59 empty] | Rog Capped +/-5%
1 | 2 | 3 | 4 | 5 | 6 | 7 | 8 | 9 | 10 | 2014 | 2015 | 2016 | 2017 | 2018 | 2019 | 2020 | 2021 | 2022 | 2023 | 2024 | 2025 | 2026 | 2027 | 2028 | 2029 | 2030 | 2031 | 2032 | 2033 | 2034 | 2035 | 2036 | 2037 | 2038
0.95 | 0.9025 | 0.87242 | 0.85789 | 0.85789 | 0.85789 | 0.85789 | 0.85789 | 0.85789 | 0.85789 | -5% | -5% | -3.333% | -1.666% | 0% | 0% | 0% | 0% | 0% | 0% | 0% | 0% | 0% | 0% | 0% | 0% | 0% | 0% | 0% | 0% | 0% | 0% | 0% | 0% | 0%
Substation Load Detail
[7 empty] | Units | 2013 |  | 2014 | 2015 | 2016 | 2017 | 2018 | 2019 | 2020 | 2021 | 2022 | 2023 | 2024 | 2025 | 2026 | 2027 | 2028 | 2029 | 2030 | 2031 | 2032 | 2033 | 2034 | 2035 | 2036 | 2037 | 2038
1 | Dudley 33_11kV | Compensated |  | Load (LV side) |  |  | Amps | 0 |  | 0 | 0 | 0 | 0 | 0 | 0 | 0 | 0 | 0 | 0 | 0 | 0 | 0 | 0 | 0 | 0 | 0 | 0 | 0 | 0 | 0 | 0 | 0 | 0 | 0
|  |  |  | Apparent Power |  |  | MVA | 0 | 0.16 | 0 | 0 | 0 | 0 | 0 | 0 | 0 | 0 | 0 | 0 | 0 | 0 | 0 | 0 | 0 | 0 | 0 | 0 | 0 | 0 | 0 | 0 | 0 | 0 | 0
|  |  |  | Real Power |  |  | MW | 0 | 0.15824 | 0 | 0 | 0 | 0 | 0 | 0 | 0 | 0 | 0 | 0 | 0 | 0 | 0 | 0 | 0 | 0 | 0 | 0 | 0 | 0 | 0 | 0 | 0 | 0 | 0
|  |  |  | Reactive Power |  |  | MVAr | 0 |  | 0 | 0 | 0 | 0 | 0 | 0 | 0 | 0 | 0 | 0 | 0 | 0 | 0 | 0 | 0 | 0 | 0 | 0 | 0 | 0 | 0 | 0 | 0 | 0 | 0
|  |  |  | Capacitors In Service |  |  | MVAr | 0 |  | 0 | 0 | 0 | 0 | 0 | 0 | 0 | 0 | 0 | 0 | 0 | 0 | 0 | 0 | 0 | 0 | 0 | 0 | 0 | 0 | 0 | 0 | 0 | 0 | 0
|  |  |  | PF |  |  |  | 0 |  | 0 | 0 | 0 | 0 | 0 | 0 | 0 | 0 | 0 | 0 | 0 | 0 | 0 | 0 | 0 | 0 | 0 | 0 | 0 | 0 | 0 | 0 | 0 | 0 | 0
0.86726 | Diversity Factor: 0.87 | Uncompensated |  | Reactive Power |  |  | MVAr | 0 | 0.023666 | 0 | 0 | 0 | 0 | 0 | 0 | 0 | 0 | 0 | 0 | 0 | 0 | 0 | 0 | 0 | 0 | 0 | 0 | 0 | 0 | 0 | 0 | 0 | 0 | 0
|  |  |  | PF |  |  |  | 0 |  | 0 | 0 | 0 | 0 | 0 | 0 | 0 | 0 | 0 | 0 | 0 | 0 | 0 | 0 | 0 | 0 | 0 | 0 | 0 | 0 | 0 | 0 | 0 | 0 | 0
[10 empty] | 1 | 2 | 3 | 4 | 5 | 6 | 7 | 8 | 9 | 10 | 11 | 12 | 13 | 14 | 15 | 16 | 17 | 18 | 19 | 20 | 21 | 22 | 23 | 24 | 25
Transformer Load Detail
[7 empty] | Units | 2013 |  | 2014 | 2015 | 2016 | 2017 | 2018 | 2019 | 2020 | 2021 | 2022 | 2023 | 2024 | 2025 | 2026 | 2027 | 2028 | 2029 | 2030 | 2031 | 2032 | 2033 | 2034 | 2035 | 2036 | 2037 | 2038
| 0 | Compensated |  | Load (LV side) |  |  | Amps
|  |  |  | Apparent Power |  |  | MVA
|  |  |  | Real Power |  |  | MW
|  |  |  | Reactive Power |  |  | MVAr
|  |  |  | Capacitors In Service |  |  | MVAr
PF
| Zone Div: | Uncompensated |  | Reactive Power |  |  | MVAr
PF
| 0 | Compensated |  | Load (LV side) |  |  | Amps
|  |  |  | Apparent Power |  |  | MVA
|  |  |  | Real Power |  |  | MW
|  |  |  | Reactive Power |  |  | MVAr
|  |  |  | Capacitors In Service |  |  | MVAr
PF
| Zone Div: | Uncompensated |  | Reactive Power |  |  | MVAr
PF
| 0 | Compensated |  | Load (LV side) |  |  | Amps
|  |  |  | Apparent Power |  |  | MVA
|  |  |  | Real Power |  |  | MW
|  |  |  | Reactive Power |  |  | MVAr
|  |  |  | Capacitors In Service |  |  | MVAr
PF
| Zone Div: | Uncompensated |  | Reactive Power |  |  | MVAr
PF
| 0 | Compensated |  | Load (LV side) |  |  | Amps
|  |  |  | Apparent Power |  |  | MVA
|  |  |  | Real Power |  |  | MW
|  |  |  | Reactive Power |  |  | MVAr
|  |  |  | Capacitors In Service |  |  | MVAr
PF
| Zone Div: | Uncompensated |  | Reactive Power |  |  | MVAr
PF
| 0 | Compensated |  | Load (LV side) |  |  | Amps
|  |  |  | Apparent Power |  |  | MVA
|  |  |  | Real Power |  |  | MW
|  |  |  | Reactive Power |  |  | MVAr
|  |  |  | Capacitors In Service |  |  | MVAr
PF
| Zone Div: | Uncompensated |  | Reactive Power |  |  | MVAr
PF
| 0 | Compensated |  | Load (LV side) |  |  | Amps
|  |  |  | Apparent Power |  |  | MVA
|  |  |  | Real Power |  |  | MW
|  |  |  | Reactive Power |  |  | MVAr
|  |  |  | Capacitors In Service |  |  | MVAr
PF
| Zone Div: | Uncompensated |  | Reactive Power |  |  | MVAr
PF
| 0 | Compensated |  | Load (LV side) |  |  | Amps
|  |  |  | Apparent Power |  |  | MVA
|  |  |  | Real Power |  |  | MW
|  |  |  | Reactive Power |  |  | MVAr
|  |  |  | Capacitors In Service |  |  | MVAr
PF
| Zone Div: | Uncompensated |  | Reactive Power |  |  | MVAr
PF
| 0 | Compensated |  | Load (LV side) |  |  | Amps
|  |  |  | Apparent Power |  |  | MVA
|  |  |  | Real Power |  |  | MW
|  |  |  | Reactive Power |  |  | MVAr
|  |  |  | Capacitors In Service |  |  | MVAr
PF
| Zone Div: | Uncompensated |  | Reactive Power |  |  | MVAr
PF
| 0 | Compensated |  | Load (LV side) |  |  | Amps
|  |  |  | Apparent Power |  |  | MVA
|  |  |  | Real Power |  |  | MW
|  |  |  | Reactive Power |  |  | MVAr
|  |  |  | Capacitors In Service |  |  | MVAr
PF
| Zone Div: | Uncompensated |  | Reactive Power |  |  | MVAr
PF
| 0 | Compensated |  | Load (LV side) |  |  | Amps
|  |  |  | Apparent Power |  |  | MVA
|  |  |  | Real Power |  |  | MW
|  |  |  | Reactive Power |  |  | MVAr
|  |  |  | Capacitors In Service |  |  | MVAr
PF
| Zone Div: | Uncompensated |  | Reactive Power |  |  | MVAr
PF

## Gateshead 33_11kV
| Gateshead 33_11kV | [16 empty] | 2014 | WINTER
| Substation Total Loads | [33 empty] | Spots & Transfers Detail
| Historical Loads | (11kV MVA) | [7 empty] | Weather Corrected Forecast Loads |  |  |  | (11kV MVA) | [20 empty] | Spots & Transfers Summary | (11kV MVA) |  | Historical Spots & Transfers | [6 empty] | Forecast Spots & Transfers
|  | 2007 | 2008 | 2009 | 2010 | 2011 | 2012 | 2013 |  | 2014 | 2015 | 2016 | 2017 | 2018 | 2019 | 2020 | 2021 | 2022 | 2023 | 2024 | 2025 | 2026 | 2027 | 2028 | 2029 | 2030 | 2031 | 2032 | 2033 | 2034 | 2035 | 2036 | 2037 | 2038 |  |  |  | 2007 | 2008 | 2009 | 2010 | 2011 | 2012 | 2013 | 2014 | 2015 | 2016 | 2017 | 2018 | 2019 | 2020 | 2021 | 2022 | 2023 | 2024 | 2025 | 2026 | 2027 | 2028 | 2029 | 2030 | 2031 | 2032 | 2033 | 2034 | 2035 | 2036 | 2037 | 2038
| Total | 19 | 16.7 | 20 | 13.2 | 12.1 | 11.613 | 12.939 |  | 13.7914 | 13.7484 | 13.792 | 13.8386 | 13.9295 | 14.1566 | 14.5231 | 14.871 | 15.2096 | 15.5584 | 15.892 | 16.268 | 16.6481 | 17.0546 | 17.4784 | 17.9025 | 18.3268 | 18.7587 | 19.1984 | 19.646 | 20.1015 | 20.565 | 21.0368 | 21.5168 | 22.0052 |  |  | Total | 0 | -1.0098 | -4.001 | 0 | 0 | 0 | 1.6385 | 0.22081 | 0.067354 | 0.11685 | 0.083385 | 0.090866 | 0.22709 | 0.36659 | 0.34784 | 0.3386 | 0.34879 | 0.3336 | 0.37602 | 0.38013 | 0.40645 | 0.4238 | 0.42411 | 0.4243 | 0.43194 | 0.43969 | 0.44754 | 0.4555 | 0.46356 | 0.47174 | 0.48003 | 0.48844
| Firm Rating | 0 | 0 | 0 | 24.3 | 24.3 | 24.41 | 24.41 |  | 24.41 | 24.41 | 24.41 | 24.41 | 24.41 | 24.41 | 24.41 | 24.41 | 24.41 | 24.41 | 24.41 | 24.41 | 24.41 | 24.41 | 24.41 | 24.41 | 24.41 | 24.41 | 24.41 | 24.41 | 24.41 | 24.41 | 24.41 | 24.41 | 24.41
| Total Capacity | 0 | 0 | 0 | 44.35 | 44.35 | 44.35 | 44.35 |  | 44.35 | 44.35 | 44.35 | 44.35 | 44.35 | 44.35 | 44.35 | 44.35 | 44.35 | 44.35 | 44.35 | 44.35 | 44.35 | 44.35 | 44.35 | 44.35 | 44.35 | 44.35 | 44.35 | 44.35 | 44.35 | 44.35 | 44.35 | 44.35 | 44.35 |  |  | Gateshead 33_11kV Tx1 | 0 | -0.50489 | -2.0005 | 0 | 0 | 0 | 0.81926 | 0.11041 | 0.033677 | 0.058424 | 0.041692 | 0.045433 | 0.11355 | 0.1833 | 0.17392 | 0.1693 | 0.1744 | 0.1668 | 0.18801 | 0.19007 | 0.20322 | 0.2119 | 0.21205 | 0.21215 | 0.21597 | 0.21984 | 0.22377 | 0.22775 | 0.23178 | 0.23587 | 0.24002 | 0.24422
|  | -7 | -6 | -5 | -4 | -3 | -2 | -1 |  | 0 | 1 | 2 | 3 | 4 | 5 | 6 | 7 | 8 | 9 | 10 | 11 | 12 | 13 | 14 | 15 | 16 | 17 | 18 | 19 | 20 | 21 | 22 | 23 | 24 |  |  | Gateshead 33_11kV Tx2 | 0 | -0.50489 | -2.0005 | 0 | 0 | 0 | 0.81926 | 0.11041 | 0.033677 | 0.058424 | 0.041692 | 0.045433 | 0.11355 | 0.1833 | 0.17392 | 0.1693 | 0.1744 | 0.1668 | 0.18801 | 0.19007 | 0.20322 | 0.2119 | 0.21205 | 0.21215 | 0.21597 | 0.21984 | 0.22377 | 0.22775 | 0.23178 | 0.23587 | 0.24002 | 0.24422
| Transformer Loads | [36 empty] | 0 | 0 | 0 | 0 | 0 | 0 | 0 | 0 | 0 | 0 | 0 | 0 | 0 | 0 | 0 | 0 | 0 | 0 | 0 | 0 | 0 | 0 | 0 | 0 | 0 | 0 | 0 | 0 | 0 | 0 | 0 | 0
| Historical Loads | (11kV MVA) | [7 empty] | 0: Weather Corrected Forecast Loads; 4: (11kV MVA) |  |  |  | 0 | 0 | 0 | 0 | 0 | 0 | 0 | 0 | 0 | 0 | 0 | 0 | 0 | 0 | 0 | 0 | 0 | 0 | 0 | 0 | 0 | 0 | 0 | 0 | 0 | 0 | 0 | 0 | 0 | 0 | 0 | 0
|  | 2007 | 2008 | 2009 | 2010 | 2011 | 2012 | 2013 |  | 2014 | 2015 | 2016 | 2017 | 2018 | 2019 | 2020 | 2021 | 2022 | 2023 | 2024 | 2025 | 2026 | 2027 | 2028 | 2029 | 2030 | 2031 | 2032 | 2033 | 2034 | 2035 | 2036 | 2037 | 2038 |  |  |  | 0 | 0 | 0 | 0 | 0 | 0 | 0 | 0 | 0 | 0 | 0 | 0 | 0 | 0 | 0 | 0 | 0 | 0 | 0 | 0 | 0 | 0 | 0 | 0 | 0 | 0 | 0 | 0 | 0 | 0 | 0 | 0
| 0 | [36 empty] | 0 | 0 | 0 | 0 | 0 | 0 | 0 | 0 | 0 | 0 | 0 | 0 | 0 | 0 | 0 | 0 | 0 | 0 | 0 | 0 | 0 | 0 | 0 | 0 | 0 | 0 | 0 | 0 | 0 | 0 | 0 | 0
| Diversity Factor: 0 | [36 empty] | 0 | 0 | 0 | 0 | 0 | 0 | 0 | 0 | 0 | 0 | 0 | 0 | 0 | 0 | 0 | 0 | 0 | 0 | 0 | 0 | 0 | 0 | 0 | 0 | 0 | 0 | 0 | 0 | 0 | 0 | 0 | 0
[38 empty] | 0 | 0 | 0 | 0 | 0 | 0 | 0 | 0 | 0 | 0 | 0 | 0 | 0 | 0 | 0 | 0 | 0 | 0 | 0 | 0 | 0 | 0 | 0 | 0 | 0 | 0 | 0 | 0 | 0 | 0 | 0 | 0
[38 empty] | 0 | 0 | 0 | 0 | 0 | 0 | 0 | 0 | 0 | 0 | 0 | 0 | 0 | 0 | 0 | 0 | 0 | 0 | 0 | 0 | 0 | 0 | 0 | 0 | 0 | 0 | 0 | 0 | 0 | 0 | 0 | 0
| 0 | [36 empty] | 0 | 0 | 0 | 0 | 0 | 0 | 0 | 0 | 0 | 0 | 0 | 0 | 0 | 0 | 0 | 0 | 0 | 0 | 0 | 0 | 0 | 0 | 0 | 0 | 0 | 0 | 0 | 0 | 0 | 0 | 0 | 0
Diversity Factor: 0
[38 empty] | Historical Spots & Transfers | [6 empty] | Forecast Spots & Transfers
[35 empty] | Project Name | From | To | 2007 | 2008 | 2009 | 2010 | 2011 | 2012 | 2013 | 2014 | 2015 | 2016 | 2017 | 2018 | 2019 | 2020 | 2021 | 2022 | 2023 | 2024 | 2025 | 2026 | 2027 | 2028 | 2029 | 2030 | 2031 | 2032 | 2033 | 2034 | 2035 | 2036 | 2037 | 2038
| 0 | [33 empty] | Broad based demand management |  | Gateshead 33_11kV Tx1 | 0 | 0 | 0 | 0 | 0 | 0 | 0 | 0 | -0.00087793 | -0.00097548 | -0.0018534 | -0.014242 | -0.019119 | 0 | 0 | 0 | 0 | 0 | 0 | 0 | 0 | 0 | 0 | 0 | 0 | 0 | 0 | 0 | 0 | 0 | 0 | 0
| Diversity Factor: 0 | [33 empty] | Broad based demand management |  | Gateshead 33_11kV Tx2 | 0 | 0 | 0 | 0 | 0 | 0 | 0 | 0 | -0.00087793 | -0.00097548 | -0.0018534 | -0.014242 | -0.019119 | 0 | 0 | 0 | 0 | 0 | 0 | 0 | 0 | 0 | 0 | 0 | 0 | 0 | 0 | 0 | 0 | 0 | 0 | 0
[35 empty] | DNP_ID: 2077. Charlestown to Gateshead | Charlestown 33_11kV Tx1 | Gateshead 33_11kV Tx1 | 0 | 0.24768 | 0 | 0 | 0 | 0 | 0 | 0 | 0 | 0 | 0 | 0 | 0 | 0 | 0 | 0 | 0 | 0 | 0 | 0 | 0 | 0 | 0 | 0 | 0 | 0 | 0 | 0 | 0 | 0 | 0 | 0
[35 empty] | DNP_ID: 2077. Charlestown to Gateshead | Charlestown 33_11kV Tx1 | Gateshead 33_11kV Tx2 | 0 | 0.24768 | 0 | 0 | 0 | 0 | 0 | 0 | 0 | 0 | 0 | 0 | 0 | 0 | 0 | 0 | 0 | 0 | 0 | 0 | 0 | 0 | 0 | 0 | 0 | 0 | 0 | 0 | 0 | 0 | 0 | 0
| 0 | [33 empty] | DNP_ID: 2077. Charlestown to Gateshead | Charlestown 33_11kV Tx2 | Gateshead 33_11kV Tx1 | 0 | 0.24768 | 0 | 0 | 0 | 0 | 0 | 0 | 0 | 0 | 0 | 0 | 0 | 0 | 0 | 0 | 0 | 0 | 0 | 0 | 0 | 0 | 0 | 0 | 0 | 0 | 0 | 0 | 0 | 0 | 0 | 0
| Diversity Factor: 0 | [33 empty] | DNP_ID: 2077. Charlestown to Gateshead | Charlestown 33_11kV Tx2 | Gateshead 33_11kV Tx2 | 0 | 0.24768 | 0 | 0 | 0 | 0 | 0 | 0 | 0 | 0 | 0 | 0 | 0 | 0 | 0 | 0 | 0 | 0 | 0 | 0 | 0 | 0 | 0 | 0 | 0 | 0 | 0 | 0 | 0 | 0 | 0 | 0
[35 empty] | DNP_ID: 2093. 3.2MVA from Gateshead to Croudace Bay | Gateshead 33_11kV Tx1 | Croudace Bay 33_11kV Tx1 | 0 | 0.69216 | 0 | 0 | 0 | 0 | 0 | 0 | 0 | 0 | 0 | 0 | 0 | 0 | 0 | 0 | 0 | 0 | 0 | 0 | 0 | 0 | 0 | 0 | 0 | 0 | 0 | 0 | 0 | 0 | 0 | 0
[35 empty] | DNP_ID: 2093. 3.2MVA from Gateshead to Croudace Bay | Gateshead 33_11kV Tx1 | Croudace Bay 33_11kV Tx2 | 0 | 0.80346 | 0 | 0 | 0 | 0 | 0 | 0 | 0 | 0 | 0 | 0 | 0 | 0 | 0 | 0 | 0 | 0 | 0 | 0 | 0 | 0 | 0 | 0 | 0 | 0 | 0 | 0 | 0 | 0 | 0 | 0
| 0 | [33 empty] | DNP_ID: 2093. 3.2MVA from Gateshead to Croudace Bay | Gateshead 33_11kV Tx2 | Croudace Bay 33_11kV Tx1 | 0 | 0.69216 | 0 | 0 | 0 | 0 | 0 | 0 | 0 | 0 | 0 | 0 | 0 | 0 | 0 | 0 | 0 | 0 | 0 | 0 | 0 | 0 | 0 | 0 | 0 | 0 | 0 | 0 | 0 | 0 | 0 | 0
| Diversity Factor: 0 | [33 empty] | DNP_ID: 2093. 3.2MVA from Gateshead to Croudace Bay | Gateshead 33_11kV Tx2 | Croudace Bay 33_11kV Tx2 | 0 | 0.80346 | 0 | 0 | 0 | 0 | 0 | 0 | 0 | 0 | 0 | 0 | 0 | 0 | 0 | 0 | 0 | 0 | 0 | 0 | 0 | 0 | 0 | 0 | 0 | 0 | 0 | 0 | 0 | 0 | 0 | 0
[35 empty] | DNP_ID: 2095. 1MVA from Jewells to Gateshead | Jewells 33_11kV Tx1 | Gateshead 33_11kV Tx1 | 0 | 0.24768 | 0 | 0 | 0 | 0 | 0 | 0 | 0 | 0 | 0 | 0 | 0 | 0 | 0 | 0 | 0 | 0 | 0 | 0 | 0 | 0 | 0 | 0 | 0 | 0 | 0 | 0 | 0 | 0 | 0 | 0
[35 empty] | DNP_ID: 2095. 1MVA from Jewells to Gateshead | Jewells 33_11kV Tx1 | Gateshead 33_11kV Tx2 | 0 | 0.24768 | 0 | 0 | 0 | 0 | 0 | 0 | 0 | 0 | 0 | 0 | 0 | 0 | 0 | 0 | 0 | 0 | 0 | 0 | 0 | 0 | 0 | 0 | 0 | 0 | 0 | 0 | 0 | 0 | 0 | 0
| 0 | [33 empty] | DNP_ID: 2095. 1MVA from Jewells to Gateshead | Jewells 33_11kV Tx2 | Gateshead 33_11kV Tx1 | 0 | 0.24768 | 0 | 0 | 0 | 0 | 0 | 0 | 0 | 0 | 0 | 0 | 0 | 0 | 0 | 0 | 0 | 0 | 0 | 0 | 0 | 0 | 0 | 0 | 0 | 0 | 0 | 0 | 0 | 0 | 0 | 0
| Diversity Factor: 0 | [33 empty] | DNP_ID: 2095. 1MVA from Jewells to Gateshead | Jewells 33_11kV Tx2 | Gateshead 33_11kV Tx2 | 0 | 0.24768 | 0 | 0 | 0 | 0 | 0 | 0 | 0 | 0 | 0 | 0 | 0 | 0 | 0 | 0 | 0 | 0 | 0 | 0 | 0 | 0 | 0 | 0 | 0 | 0 | 0 | 0 | 0 | 0 | 0 | 0
[35 empty] | DNP_ID: 2098. Load transfers from Dudley to Gateshead for Dudley ZS decommissioning. Transfers are to be completed in April/May 2013. Refer to DNP6595 for Charlestown 132/11KV ZS Commissioning. | Dudley 33_11kV Tx1 | Gateshead 33_11kV Tx1 | 0 | 0 | 0 | 0 | 0 | 0 | 0.88594 | 0 | 0 | 0 | 0 | 0 | 0 | 0 | 0 | 0 | 0 | 0 | 0 | 0 | 0 | 0 | 0 | 0 | 0 | 0 | 0 | 0 | 0 | 0 | 0 | 0
[35 empty] | DNP_ID: 2098. Load transfers from Dudley to Gateshead for Dudley ZS decommissioning. Transfers are to be completed in April/May 2013. Refer to DNP6595 for Charlestown 132/11KV ZS Commissioning. | Dudley 33_11kV Tx1 | Gateshead 33_11kV Tx2 | 0 | 0 | 0 | 0 | 0 | 0 | 0.88594 | 0 | 0 | 0 | 0 | 0 | 0 | 0 | 0 | 0 | 0 | 0 | 0 | 0 | 0 | 0 | 0 | 0 | 0 | 0 | 0 | 0 | 0 | 0 | 0 | 0
| 0 | [33 empty] | DNP_ID: 2098. Load transfers from Dudley to Gateshead for Dudley ZS decommissioning. Transfers are to be completed in April/May 2013. Refer to DNP6595 for Charlestown 132/11KV ZS Commissioning. | Dudley 33_11kV Tx2 | Gateshead 33_11kV Tx1 | 0 | 0 | 0 | 0 | 0 | 0 | 0.88594 | 0 | 0 | 0 | 0 | 0 | 0 | 0 | 0 | 0 | 0 | 0 | 0 | 0 | 0 | 0 | 0 | 0 | 0 | 0 | 0 | 0 | 0 | 0 | 0 | 0
| Diversity Factor: 0 | [33 empty] | DNP_ID: 2098. Load transfers from Dudley to Gateshead for Dudley ZS decommissioning. Transfers are to be completed in April/May 2013. Refer to DNP6595 for Charlestown 132/11KV ZS Commissioning. | Dudley 33_11kV Tx2 | Gateshead 33_11kV Tx2 | 0 | 0 | 0 | 0 | 0 | 0 | 0.88594 | 0 | 0 | 0 | 0 | 0 | 0 | 0 | 0 | 0 | 0 | 0 | 0 | 0 | 0 | 0 | 0 | 0 | 0 | 0 | 0 | 0 | 0 | 0 | 0 | 0
[35 empty] | DNP_ID: 2110. From Gateshead SAO | Gateshead 33_11kV Tx1 | Mt Hutton 33_11kV Tx1 | 0 | 0 | 1.0018 | 0 | 0 | 0 | 0 | 0 | 0 | 0 | 0 | 0 | 0 | 0 | 0 | 0 | 0 | 0 | 0 | 0 | 0 | 0 | 0 | 0 | 0 | 0 | 0 | 0 | 0 | 0 | 0 | 0
[35 empty] | DNP_ID: 2110. From Gateshead SAO | Gateshead 33_11kV Tx1 | Mt Hutton 33_11kV Tx2 | 0 | 0 | 0.99873 | 0 | 0 | 0 | 0 | 0 | 0 | 0 | 0 | 0 | 0 | 0 | 0 | 0 | 0 | 0 | 0 | 0 | 0 | 0 | 0 | 0 | 0 | 0 | 0 | 0 | 0 | 0 | 0 | 0
| 0 | [33 empty] | DNP_ID: 2110. From Gateshead SAO | Gateshead 33_11kV Tx2 | Mt Hutton 33_11kV Tx1 | 0 | 0 | 1.0018 | 0 | 0 | 0 | 0 | 0 | 0 | 0 | 0 | 0 | 0 | 0 | 0 | 0 | 0 | 0 | 0 | 0 | 0 | 0 | 0 | 0 | 0 | 0 | 0 | 0 | 0 | 0 | 0 | 0
| Diversity Factor: 0 | [33 empty] | DNP_ID: 2110. From Gateshead SAO | Gateshead 33_11kV Tx2 | Mt Hutton 33_11kV Tx2 | 0 | 0 | 0.99873 | 0 | 0 | 0 | 0 | 0 | 0 | 0 | 0 | 0 | 0 | 0 | 0 | 0 | 0 | 0 | 0 | 0 | 0 | 0 | 0 | 0 | 0 | 0 | 0 | 0 | 0 | 0 | 0 | 0
[35 empty] | DNP_ID: 6595. Establish 11kV connections to New Charlestown Zone Refer to DNP2098 for Dudley Decommissioning. | Dudley 33_11kV Tx1 | Gateshead 33_11kV Tx1 | 0 | 0 | 0 | 0 | 0 | 0 | 0.1286 | 0 | 0 | 0 | 0 | 0 | 0 | 0 | 0 | 0 | 0 | 0 | 0 | 0 | 0 | 0 | 0 | 0 | 0 | 0 | 0 | 0 | 0 | 0 | 0 | 0
[35 empty] | DNP_ID: 6595. Establish 11kV connections to New Charlestown Zone Refer to DNP2098 for Dudley Decommissioning. | Dudley 33_11kV Tx1 | Gateshead 33_11kV Tx2 | 0 | 0 | 0 | 0 | 0 | 0 | 0.1286 | 0 | 0 | 0 | 0 | 0 | 0 | 0 | 0 | 0 | 0 | 0 | 0 | 0 | 0 | 0 | 0 | 0 | 0 | 0 | 0 | 0 | 0 | 0 | 0 | 0
| 0 | [33 empty] | DNP_ID: 6595. Establish 11kV connections to New Charlestown Zone Refer to DNP2098 for Dudley Decommissioning. | Dudley 33_11kV Tx2 | Gateshead 33_11kV Tx1 | 0 | 0 | 0 | 0 | 0 | 0 | 0.1286 | 0 | 0 | 0 | 0 | 0 | 0 | 0 | 0 | 0 | 0 | 0 | 0 | 0 | 0 | 0 | 0 | 0 | 0 | 0 | 0 | 0 | 0 | 0 | 0 | 0
| Diversity Factor: 0 | [33 empty] | DNP_ID: 6595. Establish 11kV connections to New Charlestown Zone Refer to DNP2098 for Dudley Decommissioning. | Dudley 33_11kV Tx2 | Gateshead 33_11kV Tx2 | 0 | 0 | 0 | 0 | 0 | 0 | 0.1286 | 0 | 0 | 0 | 0 | 0 | 0 | 0 | 0 | 0 | 0 | 0 | 0 | 0 | 0 | 0 | 0 | 0 | 0 | 0 | 0 | 0 | 0 | 0 | 0 | 0
[35 empty] | DNP_ID: 6595. Establish 11kV connections to New Charlestown Zone Refer to DNP2098 for Dudley Decommissioning. | Gateshead 33_11kV Tx1 | Charlestown 132_11kV Tx1 | 0 | 0 | 0 | 0 | 0 | 0 | 1.2098 | 0 | 0 | 0 | 0 | 0 | 0 | 0 | 0 | 0 | 0 | 0 | 0 | 0 | 0 | 0 | 0 | 0 | 0 | 0 | 0 | 0 | 0 | 0 | 0 | 0
[35 empty] | DNP_ID: 6595. Establish 11kV connections to New Charlestown Zone Refer to DNP2098 for Dudley Decommissioning. | Gateshead 33_11kV Tx2 | Charlestown 132_11kV Tx1 | 0 | 0 | 0 | 0 | 0 | 0 | 1.2098 | 0 | 0 | 0 | 0 | 0 | 0 | 0 | 0 | 0 | 0 | 0 | 0 | 0 | 0 | 0 | 0 | 0 | 0 | 0 | 0 | 0 | 0 | 0 | 0 | 0
| 0 | [33 empty] | HVCON_ID: 2013032. SC04424 Solo Resource Recovery Oakdale Road Gateshead HVCon Spot load not confirmed. |  | Gateshead 33_11kV Tx1 | 0 | 0 | 0 | 0 | 0 | 0 | 0 | 0.083831 | 0 | 0 | 0 | 0 | 0 | 0 | 0 | 0 | 0 | 0 | 0 | 0 | 0 | 0 | 0 | 0 | 0 | 0 | 0 | 0 | 0 | 0 | 0 | 0
| Diversity Factor: 0 | [33 empty] | HVCON_ID: 2013032. SC04424 Solo Resource Recovery Oakdale Road Gateshead HVCon Spot load not confirmed. |  | Gateshead 33_11kV Tx2 | 0 | 0 | 0 | 0 | 0 | 0 | 0 | 0.083831 | 0 | 0 | 0 | 0 | 0 | 0 | 0 | 0 | 0 | 0 | 0 | 0 | 0 | 0 | 0 | 0 | 0 | 0 | 0 | 0 | 0 | 0 | 0 | 0
[35 empty] | HVCON_ID: 2013181. Groves Rd Bennetts Green Industrial Subdivision, see HP197-11. |  | Gateshead 33_11kV Tx1 | 0 | 0 | 0 | 0 | 0 | 0 | 0 | 0 | 0.041916 | 0.041916 | 0 | 0 | 0 | 0 | 0 | 0 | 0 | 0 | 0 | 0 | 0 | 0 | 0 | 0 | 0 | 0 | 0 | 0 | 0 | 0 | 0 | 0
[35 empty] | HVCON_ID: 2013181. Groves Rd Bennetts Green Industrial Subdivision, see HP197-11. |  | Gateshead 33_11kV Tx2 | 0 | 0 | 0 | 0 | 0 | 0 | 0 | 0 | 0.041916 | 0.041916 | 0 | 0 | 0 | 0 | 0 | 0 | 0 | 0 | 0 | 0 | 0 | 0 | 0 | 0 | 0 | 0 | 0 | 0 | 0 | 0 | 0 | 0
[35 empty] | HVCON_ID: 2013182. 1 Waterloo St Bennetts Green - Kiosk Upgrade |  | Gateshead 33_11kV Tx1 | 0 | 0 | 0 | 0 | 0 | 0 | 0 | 0.041916 | 0 | 0 | 0 | 0 | 0 | 0 | 0 | 0 | 0 | 0 | 0 | 0 | 0 | 0 | 0 | 0 | 0 | 0 | 0 | 0 | 0 | 0 | 0 | 0
| Weather Correction and Public Holiday Factors | [8 empty] | Forecast ROG | [24 empty] | HVCON_ID: 2013182. 1 Waterloo St Bennetts Green - Kiosk Upgrade |  | Gateshead 33_11kV Tx2 | 0 | 0 | 0 | 0 | 0 | 0 | 0 | 0.041916 | 0 | 0 | 0 | 0 | 0 | 0 | 0 | 0 | 0 | 0 | 0 | 0 | 0 | 0 | 0 | 0 | 0 | 0 | 0 | 0 | 0 | 0 | 0 | 0
[10 empty] | ROG Justification | [24 empty] | Econometric |  | Gateshead 33_11kV Tx1 | 0 | 0 | 0 | 0 | 0 | 0 | 0 | 0 | 0 | 0.062733 | 0.11553 | 0.17137 | 0.25095 | 0.25479 | 0.22715 | 0.23053 | 0.23395 | 0.23742 | 0.24094 | 0.24451 | 0.24812 | 0.25179 | 0.25551 | 0.25927 | 0.26309 | 0.26697 | 0.27089 | 0.27487 | 0.2789 | 0.28299 | 0.28714 | 0.29134
| Actual loads for season 2013 have been weather corrected by the following: | [6 empty] | 6.291% |  | 7 year ROG ok | [24 empty] | Econometric |  | Gateshead 33_11kV Tx2 | 0 | 0 | 0 | 0 | 0 | 0 | 0 | 0 | 0 | 0.062733 | 0.11553 | 0.17137 | 0.25095 | 0.25479 | 0.22715 | 0.23053 | 0.23395 | 0.23742 | 0.24094 | 0.24451 | 0.24812 | 0.25179 | 0.25551 | 0.25927 | 0.26309 | 0.26697 | 0.27089 | 0.27487 | 0.2789 | 0.28299 | 0.28714 | 0.29134 | 7 year ROG ok
[35 empty] | Energy Efficiency |  | Gateshead 33_11kV Tx1 | 0 | 0 | 0 | 0 | 0 | 0 | 0 | -0.01534 | -0.0073605 | -0.045249 | -0.071983 | -0.1117 | -0.11829 | -0.071497 | -0.053233 | -0.061228 | -0.059554 | -0.07062 | -0.052932 | -0.054442 | -0.044901 | -0.039889 | -0.043452 | -0.047123 | -0.047123 | -0.047123 | -0.047123 | -0.047123 | -0.047123 | -0.047123 | -0.047123 | -0.047123
[35 empty] | Energy Efficiency |  | Gateshead 33_11kV Tx2 | 0 | 0 | 0 | 0 | 0 | 0 | 0 | -0.01534 | -0.0073605 | -0.045249 | -0.071983 | -0.1117 | -0.11829 | -0.071497 | -0.053233 | -0.061228 | -0.059554 | -0.07062 | -0.052932 | -0.054442 | -0.044901 | -0.039889 | -0.043452 | -0.047123 | -0.047123 | -0.047123 | -0.047123 | -0.047123 | -0.047123 | -0.047123 | -0.047123 | -0.047123
1 | 2 | 3 | 4 | 5 | 6 | 7 | 8 | 9 | 10 | 2014 | 2015 | 2016 | 2017 | 2018 | 2019 | 2020 | 2021 | 2022 | 2023 | 2024 | 2025 | 2026 | 2027 | 2028 | 2029 | 2030 | 2031 | 2032 | 2033 | 2034 | 2035 | 2036 | 2037 | 2038 | Solar PV |  | Gateshead 33_11kV Tx1 | 0 | 0 | 0 | 0 | 0 | 0 | 0 | 0 | 0 | 0 | 0 | 0 | 0 | 0 | 0 | 0 | 0 | 0 | 0 | 0 | 0 | 0 | 0 | 0 | 0 | 0 | 0 | 0 | 0 | 0 | 0 | 0
0.99201 | 0.98408 | 0.97884 | 0.97623 | 0.97623 | 0.97623 | 0.97623 | 0.97623 | 0.97623 | 0.97623 | -0.799% | -0.799% | -0.533% | -0.266% | 0% | 0% | 0% | 0% | 0% | 0% | 0% | 0% | 0% | 0% | 0% | 0% | 0% | 0% | 0% | 0% | 0% | 0% | 0% | 0% | 0% | Solar PV |  | Gateshead 33_11kV Tx2 | 0 | 0 | 0 | 0 | 0 | 0 | 0 | 0 | 0 | 0 | 0 | 0 | 0 | 0 | 0 | 0 | 0 | 0 | 0 | 0 | 0 | 0 | 0 | 0 | 0 | 0 | 0 | 0 | 0 | 0 | 0 | 0
Substation Load Detail
[7 empty] | Units | 2013 |  | 2014 | 2015 | 2016 | 2017 | 2018 | 2019 | 2020 | 2021 | 2022 | 2023 | 2024 | 2025 | 2026 | 2027 | 2028 | 2029 | 2030 | 2031 | 2032 | 2033 | 2034 | 2035 | 2036 | 2037 | 2038
1 | Gateshead 33_11kV | Compensated |  | Load (LV side) |  |  | Amps | 0 |  | 723.8607 | 721.6064 | 723.8917 | 726.3384 | 731.1076 | 743.0269 | 762.2681 | 780.5249 | 798.2968 | 816.6037 | 834.1134 | 853.8491 | 873.8009 | 895.1338 | 917.3776 | 939.6375 | 961.9076 | 984.5787 | 1007.656 | 1031.145 | 1055.053 | 1079.383 | 1104.143 | 1129.339 | 1154.975
|  |  |  | Apparent Power |  |  | MVA | 12.939 | 13.68 | 13.7914 | 13.7484 | 13.792 | 13.8386 | 13.9295 | 14.1566 | 14.5231 | 14.871 | 15.2096 | 15.5584 | 15.892 | 16.268 | 16.6481 | 17.0546 | 17.4784 | 17.9025 | 18.3268 | 18.7587 | 19.1984 | 19.646 | 20.1015 | 20.565 | 21.0368 | 21.5168 | 22.0052
|  |  |  | Real Power |  |  | MW | 12.6414 | 13.3654 | 13.4742 | 13.4322 | 13.4748 | 13.5203 | 13.6091 | 13.831 | 14.1891 | 14.529 | 14.8598 | 15.2005 | 15.5265 | 15.8938 | 16.2652 | 16.6623 | 17.0764 | 17.4907 | 17.9053 | 18.3273 | 18.7569 | 19.1941 | 19.6391 | 20.092 | 20.5529 | 21.0219 | 21.4991
|  |  |  | Reactive Power |  |  | MVAr | 0 |  | 2.9409 | 2.9317 | 2.941 | 2.9509 | 2.9703 | 3.0187 | 3.0969 | 3.1711 | 3.2433 | 3.3177 | 3.3888 | 3.469 | 3.55 | 3.6367 | 3.7271 | 3.8175 | 3.908 | 4.0001 | 4.0939 | 4.1893 | 4.2864 | 4.3853 | 4.4859 | 4.5882 | 4.6924
|  |  |  | Capacitors In Service |  |  | MVAr | 0 |  | 0 | 0 | 0 | 0 | 0 | 0 | 0 | 0 | 0 | 0 | 0 | 0 | 0 | 0 | 0 | 0 | 0 | 0 | 0 | 0 | 0 | 0 | 0 | 0 | 0
|  |  |  | PF |  |  |  | 0.977 |  | 0.977 | 0.977 | 0.977 | 0.977 | 0.977 | 0.977 | 0.977 | 0.977 | 0.977 | 0.977 | 0.977 | 0.977 | 0.977 | 0.977 | 0.977 | 0.977 | 0.977 | 0.977 | 0.977 | 0.977 | 0.977 | 0.977 | 0.977 | 0.977 | 0.977
0.90241 | Diversity Factor: 0.9 | Uncompensated |  | Reactive Power |  |  | MVAr | 0 | 2.9171 | 2.9409 | 2.9317 | 2.941 | 2.9509 | 2.9703 | 3.0187 | 3.0969 | 3.1711 | 3.2433 | 3.3177 | 3.3888 | 3.469 | 3.55 | 3.6367 | 3.7271 | 3.8175 | 3.908 | 4.0001 | 4.0939 | 4.1893 | 4.2864 | 4.3853 | 4.4859 | 4.5882 | 4.6924
|  |  |  | PF |  |  |  | 0.977 |  | 0.977 | 0.977 | 0.977 | 0.977 | 0.977 | 0.977 | 0.977 | 0.977 | 0.977 | 0.977 | 0.977 | 0.977 | 0.977 | 0.977 | 0.977 | 0.977 | 0.977 | 0.977 | 0.977 | 0.977 | 0.977 | 0.977 | 0.977 | 0.977 | 0.977
[10 empty] | 1 | 2 | 3 | 4 | 5 | 6 | 7 | 8 | 9 | 10 | 11 | 12 | 13 | 14 | 15 | 16 | 17 | 18 | 19 | 20 | 21 | 22 | 23 | 24 | 25
Transformer Load Detail
[7 empty] | Units | 2013 |  | 2014 | 2015 | 2016 | 2017 | 2018 | 2019 | 2020 | 2021 | 2022 | 2023 | 2024 | 2025 | 2026 | 2027 | 2028 | 2029 | 2030 | 2031 | 2032 | 2033 | 2034 | 2035 | 2036 | 2037 | 2038
| 0 | Compensated |  | Load (LV side) |  |  | Amps
|  |  |  | Apparent Power |  |  | MVA
|  |  |  | Real Power |  |  | MW
|  |  |  | Reactive Power |  |  | MVAr
|  |  |  | Capacitors In Service |  |  | MVAr
PF
| Zone Div: | Uncompensated |  | Reactive Power |  |  | MVAr
PF
| 0 | Compensated |  | Load (LV side) |  |  | Amps
|  |  |  | Apparent Power |  |  | MVA
|  |  |  | Real Power |  |  | MW
|  |  |  | Reactive Power |  |  | MVAr
|  |  |  | Capacitors In Service |  |  | MVAr
PF
| Zone Div: | Uncompensated |  | Reactive Power |  |  | MVAr
PF
| 0 | Compensated |  | Load (LV side) |  |  | Amps
|  |  |  | Apparent Power |  |  | MVA
|  |  |  | Real Power |  |  | MW
|  |  |  | Reactive Power |  |  | MVAr
|  |  |  | Capacitors In Service |  |  | MVAr
PF
| Zone Div: | Uncompensated |  | Reactive Power |  |  | MVAr
PF
| 0 | Compensated |  | Load (LV side) |  |  | Amps
|  |  |  | Apparent Power |  |  | MVA
|  |  |  | Real Power |  |  | MW
|  |  |  | Reactive Power |  |  | MVAr
|  |  |  | Capacitors In Service |  |  | MVAr
PF
| Zone Div: | Uncompensated |  | Reactive Power |  |  | MVAr
PF
| 0 | Compensated |  | Load (LV side) |  |  | Amps
|  |  |  | Apparent Power |  |  | MVA
|  |  |  | Real Power |  |  | MW
|  |  |  | Reactive Power |  |  | MVAr
|  |  |  | Capacitors In Service |  |  | MVAr
PF
| Zone Div: | Uncompensated |  | Reactive Power |  |  | MVAr
PF
| 0 | Compensated |  | Load (LV side) |  |  | Amps
|  |  |  | Apparent Power |  |  | MVA
|  |  |  | Real Power |  |  | MW
|  |  |  | Reactive Power |  |  | MVAr
|  |  |  | Capacitors In Service |  |  | MVAr
PF
| Zone Div: | Uncompensated |  | Reactive Power |  |  | MVAr
PF
| 0 | Compensated |  | Load (LV side) |  |  | Amps
|  |  |  | Apparent Power |  |  | MVA
|  |  |  | Real Power |  |  | MW
|  |  |  | Reactive Power |  |  | MVAr
|  |  |  | Capacitors In Service |  |  | MVAr
PF
| Zone Div: | Uncompensated |  | Reactive Power |  |  | MVAr
PF
| 0 | Compensated |  | Load (LV side) |  |  | Amps
|  |  |  | Apparent Power |  |  | MVA
|  |  |  | Real Power |  |  | MW
|  |  |  | Reactive Power |  |  | MVAr
|  |  |  | Capacitors In Service |  |  | MVAr
PF
| Zone Div: | Uncompensated |  | Reactive Power |  |  | MVAr
PF
| 0 | Compensated |  | Load (LV side) |  |  | Amps
|  |  |  | Apparent Power |  |  | MVA
|  |  |  | Real Power |  |  | MW
|  |  |  | Reactive Power |  |  | MVAr
|  |  |  | Capacitors In Service |  |  | MVAr
PF
| Zone Div: | Uncompensated |  | Reactive Power |  |  | MVAr
PF
| 0 | Compensated |  | Load (LV side) |  |  | Amps
|  |  |  | Apparent Power |  |  | MVA
|  |  |  | Real Power |  |  | MW
|  |  |  | Reactive Power |  |  | MVAr
|  |  |  | Capacitors In Service |  |  | MVAr
PF
| Zone Div: | Uncompensated |  | Reactive Power |  |  | MVAr
PF

## Jewells 33_11kV
| Jewells 33_11kV | [16 empty] | 2014 | WINTER
| Substation Total Loads | [33 empty] | Spots & Transfers Detail
| Historical Loads | (11kV MVA) | [7 empty] | Weather Corrected Forecast Loads |  |  |  | (11kV MVA) | [20 empty] | Spots & Transfers Summary | (11kV MVA) |  | Historical Spots & Transfers | [6 empty] | Forecast Spots & Transfers
|  | 2007 | 2008 | 2009 | 2010 | 2011 | 2012 | 2013 |  | 2014 | 2015 | 2016 | 2017 | 2018 | 2019 | 2020 | 2021 | 2022 | 2023 | 2024 | 2025 | 2026 | 2027 | 2028 | 2029 | 2030 | 2031 | 2032 | 2033 | 2034 | 2035 | 2036 | 2037 | 2038 |  |  |  | 2007 | 2008 | 2009 | 2010 | 2011 | 2012 | 2013 | 2014 | 2015 | 2016 | 2017 | 2018 | 2019 | 2020 | 2021 | 2022 | 2023 | 2024 | 2025 | 2026 | 2027 | 2028 | 2029 | 2030 | 2031 | 2032 | 2033 | 2034 | 2035 | 2036 | 2037 | 2038
| Total | 19.3 | 17.8 | 15.9 | 14.7 | 14.332 | 13.298 | 12.508 |  | 12.6405 | 12.1188 | 11.8363 | 11.7735 | 11.9037 | 12.1729 | 12.5312 | 12.8581 | 13.1793 | 13.5108 | 13.8365 | 14.1958 | 14.5602 | 14.9433 | 15.3403 | 15.7392 | 16.141 | 16.5501 | 16.9667 | 17.3909 | 17.8226 | 18.2621 | 18.7095 | 19.1648 | 19.6282 |  |  | Total | 0.89166 | -2.9913 | 0 | 0 | 0 | 0 | 0 | -0.013306 | -0.007861 | 0.045936 | 0.097549 | 0.13029 | 0.26917 | 0.35826 | 0.32688 | 0.32125 | 0.33149 | 0.32567 | 0.35932 | 0.36436 | 0.38314 | 0.39701 | 0.39885 | 0.40183 | 0.40916 | 0.41659 | 0.42412 | 0.43176 | 0.43951 | 0.44736 | 0.45532 | 0.46339
| Firm Rating | 0 | 0 | 0 | 18.14 | 18.14 | 18.14 | 18.14 |  | 18.14 | 18.14 | 18.14 | 18.14 | 18.14 | 18.14 | 18.14 | 18.14 | 18.14 | 18.14 | 18.14 | 18.14 | 18.14 | 18.14 | 18.14 | 18.14 | 18.14 | 18.14 | 18.14 | 18.14 | 18.14 | 18.14 | 18.14 | 18.14 | 18.14
| Total Capacity | 0 | 0 | 0 | 32.54 | 32.54 | 32.54 | 32.54 |  | 32.54 | 32.54 | 32.54 | 32.54 | 32.54 | 32.54 | 32.54 | 32.54 | 32.54 | 32.54 | 32.54 | 32.54 | 32.54 | 32.54 | 32.54 | 32.54 | 32.54 | 32.54 | 32.54 | 32.54 | 32.54 | 32.54 | 32.54 | 32.54 | 32.54 |  |  | Jewells 33_11kV Tx1 | 0.44583 | -1.4956 | 0 | 0 | 0 | 0 | 0 | -0.0066529 | -0.0039305 | 0.022968 | 0.048774 | 0.065146 | 0.13459 | 0.17913 | 0.16344 | 0.16062 | 0.16575 | 0.16284 | 0.17966 | 0.18218 | 0.19157 | 0.1985 | 0.19943 | 0.20091 | 0.20458 | 0.2083 | 0.21206 | 0.21588 | 0.21975 | 0.22368 | 0.22766 | 0.23169
|  | -7 | -6 | -5 | -4 | -3 | -2 | -1 |  | 0 | 1 | 2 | 3 | 4 | 5 | 6 | 7 | 8 | 9 | 10 | 11 | 12 | 13 | 14 | 15 | 16 | 17 | 18 | 19 | 20 | 21 | 22 | 23 | 24 |  |  | Jewells 33_11kV Tx2 | 0.44583 | -1.4956 | 0 | 0 | 0 | 0 | 0 | -0.0066529 | -0.0039305 | 0.022968 | 0.048774 | 0.065146 | 0.13459 | 0.17913 | 0.16344 | 0.16062 | 0.16575 | 0.16284 | 0.17966 | 0.18218 | 0.19157 | 0.1985 | 0.19943 | 0.20091 | 0.20458 | 0.2083 | 0.21206 | 0.21588 | 0.21975 | 0.22368 | 0.22766 | 0.23169
| Transformer Loads | [36 empty] | 0 | 0 | 0 | 0 | 0 | 0 | 0 | 0 | 0 | 0 | 0 | 0 | 0 | 0 | 0 | 0 | 0 | 0 | 0 | 0 | 0 | 0 | 0 | 0 | 0 | 0 | 0 | 0 | 0 | 0 | 0 | 0
| Historical Loads | (11kV MVA) | [7 empty] | 0: Weather Corrected Forecast Loads; 4: (11kV MVA) |  |  |  | 0 | 0 | 0 | 0 | 0 | 0 | 0 | 0 | 0 | 0 | 0 | 0 | 0 | 0 | 0 | 0 | 0 | 0 | 0 | 0 | 0 | 0 | 0 | 0 | 0 | 0 | 0 | 0 | 0 | 0 | 0 | 0
|  | 2007 | 2008 | 2009 | 2010 | 2011 | 2012 | 2013 |  | 2014 | 2015 | 2016 | 2017 | 2018 | 2019 | 2020 | 2021 | 2022 | 2023 | 2024 | 2025 | 2026 | 2027 | 2028 | 2029 | 2030 | 2031 | 2032 | 2033 | 2034 | 2035 | 2036 | 2037 | 2038 |  |  |  | 0 | 0 | 0 | 0 | 0 | 0 | 0 | 0 | 0 | 0 | 0 | 0 | 0 | 0 | 0 | 0 | 0 | 0 | 0 | 0 | 0 | 0 | 0 | 0 | 0 | 0 | 0 | 0 | 0 | 0 | 0 | 0
| 0 | [36 empty] | 0 | 0 | 0 | 0 | 0 | 0 | 0 | 0 | 0 | 0 | 0 | 0 | 0 | 0 | 0 | 0 | 0 | 0 | 0 | 0 | 0 | 0 | 0 | 0 | 0 | 0 | 0 | 0 | 0 | 0 | 0 | 0
| Diversity Factor: 0 | [36 empty] | 0 | 0 | 0 | 0 | 0 | 0 | 0 | 0 | 0 | 0 | 0 | 0 | 0 | 0 | 0 | 0 | 0 | 0 | 0 | 0 | 0 | 0 | 0 | 0 | 0 | 0 | 0 | 0 | 0 | 0 | 0 | 0
[38 empty] | 0 | 0 | 0 | 0 | 0 | 0 | 0 | 0 | 0 | 0 | 0 | 0 | 0 | 0 | 0 | 0 | 0 | 0 | 0 | 0 | 0 | 0 | 0 | 0 | 0 | 0 | 0 | 0 | 0 | 0 | 0 | 0
[38 empty] | 0 | 0 | 0 | 0 | 0 | 0 | 0 | 0 | 0 | 0 | 0 | 0 | 0 | 0 | 0 | 0 | 0 | 0 | 0 | 0 | 0 | 0 | 0 | 0 | 0 | 0 | 0 | 0 | 0 | 0 | 0 | 0
| 0 | [36 empty] | 0 | 0 | 0 | 0 | 0 | 0 | 0 | 0 | 0 | 0 | 0 | 0 | 0 | 0 | 0 | 0 | 0 | 0 | 0 | 0 | 0 | 0 | 0 | 0 | 0 | 0 | 0 | 0 | 0 | 0 | 0 | 0
Diversity Factor: 0
[38 empty] | Historical Spots & Transfers | [6 empty] | Forecast Spots & Transfers
[35 empty] | Project Name | From | To | 2007 | 2008 | 2009 | 2010 | 2011 | 2012 | 2013 | 2014 | 2015 | 2016 | 2017 | 2018 | 2019 | 2020 | 2021 | 2022 | 2023 | 2024 | 2025 | 2026 | 2027 | 2028 | 2029 | 2030 | 2031 | 2032 | 2033 | 2034 | 2035 | 2036 | 2037 | 2038
| 0 | [33 empty] | Broad based demand management |  | Jewells 33_11kV Tx1 | 0 | 0 | 0 | 0 | 0 | 0 | 0 | 0 | -0.00019141 | -0.00021268 | -0.00040408 | -0.0031051 | -0.0041685 | 0 | 0 | 0 | 0 | 0 | 0 | 0 | 0 | 0 | 0 | 0 | 0 | 0 | 0 | 0 | 0 | 0 | 0 | 0
| Diversity Factor: 0 | [33 empty] | Broad based demand management |  | Jewells 33_11kV Tx2 | 0 | 0 | 0 | 0 | 0 | 0 | 0 | 0 | -0.00019141 | -0.00021268 | -0.00040408 | -0.0031051 | -0.0041685 | 0 | 0 | 0 | 0 | 0 | 0 | 0 | 0 | 0 | 0 | 0 | 0 | 0 | 0 | 0 | 0 | 0 | 0 | 0
[35 empty] | DNP_ID: 2087. 2.4MVA from Jewells to Croudace Bay | Jewells 33_11kV Tx1 | Croudace Bay 33_11kV Tx1 | 0 | 0.46291 | 0 | 0 | 0 | 0 | 0 | 0 | 0 | 0 | 0 | 0 | 0 | 0 | 0 | 0 | 0 | 0 | 0 | 0 | 0 | 0 | 0 | 0 | 0 | 0 | 0 | 0 | 0 | 0 | 0 | 0
[35 empty] | DNP_ID: 2087. 2.4MVA from Jewells to Croudace Bay | Jewells 33_11kV Tx1 | Croudace Bay 33_11kV Tx2 | 0 | 0.53735 | 0 | 0 | 0 | 0 | 0 | 0 | 0 | 0 | 0 | 0 | 0 | 0 | 0 | 0 | 0 | 0 | 0 | 0 | 0 | 0 | 0 | 0 | 0 | 0 | 0 | 0 | 0 | 0 | 0 | 0
| 0 | [33 empty] | DNP_ID: 2087. 2.4MVA from Jewells to Croudace Bay | Jewells 33_11kV Tx2 | Croudace Bay 33_11kV Tx1 | 0 | 0.46291 | 0 | 0 | 0 | 0 | 0 | 0 | 0 | 0 | 0 | 0 | 0 | 0 | 0 | 0 | 0 | 0 | 0 | 0 | 0 | 0 | 0 | 0 | 0 | 0 | 0 | 0 | 0 | 0 | 0 | 0
| Diversity Factor: 0 | [33 empty] | DNP_ID: 2087. 2.4MVA from Jewells to Croudace Bay | Jewells 33_11kV Tx2 | Croudace Bay 33_11kV Tx2 | 0 | 0.53735 | 0 | 0 | 0 | 0 | 0 | 0 | 0 | 0 | 0 | 0 | 0 | 0 | 0 | 0 | 0 | 0 | 0 | 0 | 0 | 0 | 0 | 0 | 0 | 0 | 0 | 0 | 0 | 0 | 0 | 0
[35 empty] | DNP_ID: 2095. 1MVA from Jewells to Gateshead | Jewells 33_11kV Tx1 | Gateshead 33_11kV Tx1 | 0 | 0.24768 | 0 | 0 | 0 | 0 | 0 | 0 | 0 | 0 | 0 | 0 | 0 | 0 | 0 | 0 | 0 | 0 | 0 | 0 | 0 | 0 | 0 | 0 | 0 | 0 | 0 | 0 | 0 | 0 | 0 | 0
[35 empty] | DNP_ID: 2095. 1MVA from Jewells to Gateshead | Jewells 33_11kV Tx1 | Gateshead 33_11kV Tx2 | 0 | 0.24768 | 0 | 0 | 0 | 0 | 0 | 0 | 0 | 0 | 0 | 0 | 0 | 0 | 0 | 0 | 0 | 0 | 0 | 0 | 0 | 0 | 0 | 0 | 0 | 0 | 0 | 0 | 0 | 0 | 0 | 0
| 0 | [33 empty] | DNP_ID: 2095. 1MVA from Jewells to Gateshead | Jewells 33_11kV Tx2 | Gateshead 33_11kV Tx1 | 0 | 0.24768 | 0 | 0 | 0 | 0 | 0 | 0 | 0 | 0 | 0 | 0 | 0 | 0 | 0 | 0 | 0 | 0 | 0 | 0 | 0 | 0 | 0 | 0 | 0 | 0 | 0 | 0 | 0 | 0 | 0 | 0
| Diversity Factor: 0 | [33 empty] | DNP_ID: 2095. 1MVA from Jewells to Gateshead | Jewells 33_11kV Tx2 | Gateshead 33_11kV Tx2 | 0 | 0.24768 | 0 | 0 | 0 | 0 | 0 | 0 | 0 | 0 | 0 | 0 | 0 | 0 | 0 | 0 | 0 | 0 | 0 | 0 | 0 | 0 | 0 | 0 | 0 | 0 | 0 | 0 | 0 | 0 | 0 | 0
[35 empty] | HVCON_ID: 2000049. HWC Belmont No6 |  | Jewells 33_11kV Tx1 | 0.44583 | 0 | 0 | 0 | 0 | 0 | 0 | 0 | 0 | 0 | 0 | 0 | 0 | 0 | 0 | 0 | 0 | 0 | 0 | 0 | 0 | 0 | 0 | 0 | 0 | 0 | 0 | 0 | 0 | 0 | 0 | 0
[35 empty] | HVCON_ID: 2000049. HWC Belmont No6 |  | Jewells 33_11kV Tx2 | 0.44583 | 0 | 0 | 0 | 0 | 0 | 0 | 0 | 0 | 0 | 0 | 0 | 0 | 0 | 0 | 0 | 0 | 0 | 0 | 0 | 0 | 0 | 0 | 0 | 0 | 0 | 0 | 0 | 0 | 0 | 0 | 0
| 0 | [33 empty] | Econometric |  | Jewells 33_11kV Tx1 | 0 | 0 | 0 | 0 | 0 | 0 | 0 | 0 | 0 | 0.059054 | 0.10788 | 0.15988 | 0.23757 | 0.24127 | 0.2142 | 0.21744 | 0.22072 | 0.22405 | 0.22742 | 0.23084 | 0.23431 | 0.23783 | 0.24139 | 0.24501 | 0.24867 | 0.25239 | 0.25615 | 0.25997 | 0.26385 | 0.26777 | 0.27175 | 0.27579
| Diversity Factor: 0 | [33 empty] | Econometric |  | Jewells 33_11kV Tx2 | 0 | 0 | 0 | 0 | 0 | 0 | 0 | 0 | 0 | 0.059054 | 0.10788 | 0.15988 | 0.23757 | 0.24127 | 0.2142 | 0.21744 | 0.22072 | 0.22405 | 0.22742 | 0.23084 | 0.23431 | 0.23783 | 0.24139 | 0.24501 | 0.24867 | 0.25239 | 0.25615 | 0.25997 | 0.26385 | 0.26777 | 0.27175 | 0.27579
[35 empty] | Energy Efficiency |  | Jewells 33_11kV Tx1 | 0 | 0 | 0 | 0 | 0 | 0 | 0 | -0.0066529 | -0.0037391 | -0.035873 | -0.0587 | -0.091628 | -0.098814 | -0.062134 | -0.050767 | -0.056818 | -0.054977 | -0.061212 | -0.047762 | -0.048665 | -0.042743 | -0.039324 | -0.041965 | -0.044092 | -0.044092 | -0.044092 | -0.044092 | -0.044092 | -0.044092 | -0.044092 | -0.044092 | -0.044092
[35 empty] | Energy Efficiency |  | Jewells 33_11kV Tx2 | 0 | 0 | 0 | 0 | 0 | 0 | 0 | -0.0066529 | -0.0037391 | -0.035873 | -0.0587 | -0.091628 | -0.098814 | -0.062134 | -0.050767 | -0.056818 | -0.054977 | -0.061212 | -0.047762 | -0.048665 | -0.042743 | -0.039324 | -0.041965 | -0.044092 | -0.044092 | -0.044092 | -0.044092 | -0.044092 | -0.044092 | -0.044092 | -0.044092 | -0.044092
| 0 | [33 empty] | Solar PV |  | Jewells 33_11kV Tx1 | 0 | 0 | 0 | 0 | 0 | 0 | 0 | 0 | 0 | 0 | 0 | 0 | 0 | 0 | 0 | 0 | 0 | 0 | 0 | 0 | 0 | 0 | 0 | 0 | 0 | 0 | 0 | 0 | 0 | 0 | 0 | 0
| Diversity Factor: 0 | [33 empty] | Solar PV |  | Jewells 33_11kV Tx2 | 0 | 0 | 0 | 0 | 0 | 0 | 0 | 0 | 0 | 0 | 0 | 0 | 0 | 0 | 0 | 0 | 0 | 0 | 0 | 0 | 0 | 0 | 0 | 0 | 0 | 0 | 0 | 0 | 0 | 0 | 0 | 0
0
Diversity Factor: 0
0
Diversity Factor: 0
0
Diversity Factor: 0
| Weather Correction and Public Holiday Factors | [8 empty] | Forecast ROG
ROG Justification
| Actual loads for season 2013 have been weather corrected by the following: | [6 empty] | 5.895% |  | 7 year ROG ok | [59 empty] | 7 year ROG ok
1 | 2 | 3 | 4 | 5 | 6 | 7 | 8 | 9 | 10 | 2014 | 2015 | 2016 | 2017 | 2018 | 2019 | 2020 | 2021 | 2022 | 2023 | 2024 | 2025 | 2026 | 2027 | 2028 | 2029 | 2030 | 2031 | 2032 | 2033 | 2034 | 2035 | 2036 | 2037 | 2038
0.95935 | 0.92035 | 0.89541 | 0.88328 | 0.88328 | 0.88328 | 0.88328 | 0.88328 | 0.88328 | 0.88328 | -4.065% | -4.065% | -2.71% | -1.355% | 0% | 0% | 0% | 0% | 0% | 0% | 0% | 0% | 0% | 0% | 0% | 0% | 0% | 0% | 0% | 0% | 0% | 0% | 0% | 0% | 0%
Substation Load Detail
[7 empty] | Units | 2013 |  | 2014 | 2015 | 2016 | 2017 | 2018 | 2019 | 2020 | 2021 | 2022 | 2023 | 2024 | 2025 | 2026 | 2027 | 2028 | 2029 | 2030 | 2031 | 2032 | 2033 | 2034 | 2035 | 2036 | 2037 | 2038
1 | Jewells 33_11kV | Compensated |  | Load (LV side) |  |  | Amps | 0 |  | 663.4543 | 636.0714 | 621.2443 | 617.9462 | 624.7847 | 638.9126 | 657.7167 | 674.8732 | 691.7343 | 709.1331 | 726.2266 | 745.0861 | 764.2098 | 784.3193 | 805.1567 | 826.0911 | 847.1817 | 868.657 | 890.5223 | 912.7831 | 935.4448 | 958.5129 | 981.9931 | 1005.891 | 1030.212
|  |  |  | Apparent Power |  |  | MVA | 12.508 | 13.19 | 12.6405 | 12.1188 | 11.8363 | 11.7735 | 11.9037 | 12.1729 | 12.5312 | 12.8581 | 13.1793 | 13.5108 | 13.8365 | 14.1958 | 14.5602 | 14.9433 | 15.3403 | 15.7392 | 16.141 | 16.5501 | 16.9667 | 17.3909 | 17.8226 | 18.2621 | 18.7095 | 19.1648 | 19.6282
|  |  |  | Real Power |  |  | MW | 12.2203 | 12.8866 | 12.3498 | 11.84 | 11.5641 | 11.5027 | 11.63 | 11.8929 | 12.243 | 12.5623 | 12.8762 | 13.2 | 13.5182 | 13.8693 | 14.2253 | 14.5996 | 14.9875 | 15.3771 | 15.7697 | 16.1695 | 16.5765 | 16.9909 | 17.4127 | 17.8421 | 18.2792 | 18.724 | 19.1767
|  |  |  | Reactive Power |  |  | MVAr | 0 |  | 2.6955 | 2.5842 | 2.524 | 2.5106 | 2.5383 | 2.5957 | 2.6721 | 2.7418 | 2.8103 | 2.881 | 2.9505 | 3.0271 | 3.1048 | 3.1865 | 3.2712 | 3.3562 | 3.4419 | 3.5291 | 3.618 | 3.7084 | 3.8005 | 3.8942 | 3.9896 | 4.0867 | 4.1855
|  |  |  | Capacitors In Service |  |  | MVAr | 0 |  | 0 | 0 | 0 | 0 | 0 | 0 | 0 | 0 | 0 | 0 | 0 | 0 | 0 | 0 | 0 | 0 | 0 | 0 | 0 | 0 | 0 | 0 | 0 | 0 | 0
|  |  |  | PF |  |  |  | 0.977 |  | 0.977 | 0.977 | 0.977 | 0.977 | 0.977 | 0.977 | 0.977 | 0.977 | 0.977 | 0.977 | 0.977 | 0.977 | 0.977 | 0.977 | 0.977 | 0.977 | 0.977 | 0.977 | 0.977 | 0.977 | 0.977 | 0.977 | 0.977 | 0.977 | 0.977
0.97748 | Diversity Factor: 0.98 | Uncompensated |  | Reactive Power |  |  | MVAr | 0 | 2.8126 | 2.6955 | 2.5842 | 2.524 | 2.5106 | 2.5383 | 2.5957 | 2.6721 | 2.7418 | 2.8103 | 2.881 | 2.9505 | 3.0271 | 3.1048 | 3.1865 | 3.2712 | 3.3562 | 3.4419 | 3.5291 | 3.618 | 3.7084 | 3.8005 | 3.8942 | 3.9896 | 4.0867 | 4.1855
|  |  |  | PF |  |  |  | 0.977 |  | 0.977 | 0.977 | 0.977 | 0.977 | 0.977 | 0.977 | 0.977 | 0.977 | 0.977 | 0.977 | 0.977 | 0.977 | 0.977 | 0.977 | 0.977 | 0.977 | 0.977 | 0.977 | 0.977 | 0.977 | 0.977 | 0.977 | 0.977 | 0.977 | 0.977
[10 empty] | 1 | 2 | 3 | 4 | 5 | 6 | 7 | 8 | 9 | 10 | 11 | 12 | 13 | 14 | 15 | 16 | 17 | 18 | 19 | 20 | 21 | 22 | 23 | 24 | 25
Transformer Load Detail
[7 empty] | Units | 2013 |  | 2014 | 2015 | 2016 | 2017 | 2018 | 2019 | 2020 | 2021 | 2022 | 2023 | 2024 | 2025 | 2026 | 2027 | 2028 | 2029 | 2030 | 2031 | 2032 | 2033 | 2034 | 2035 | 2036 | 2037 | 2038
| 0 | Compensated |  | Load (LV side) |  |  | Amps
|  |  |  | Apparent Power |  |  | MVA
|  |  |  | Real Power |  |  | MW
|  |  |  | Reactive Power |  |  | MVAr
|  |  |  | Capacitors In Service |  |  | MVAr
PF
| Zone Div: | Uncompensated |  | Reactive Power |  |  | MVAr
PF
| 0 | Compensated |  | Load (LV side) |  |  | Amps
|  |  |  | Apparent Power |  |  | MVA
|  |  |  | Real Power |  |  | MW
|  |  |  | Reactive Power |  |  | MVAr
|  |  |  | Capacitors In Service |  |  | MVAr
PF
| Zone Div: | Uncompensated |  | Reactive Power |  |  | MVAr
PF
| 0 | Compensated |  | Load (LV side) |  |  | Amps
|  |  |  | Apparent Power |  |  | MVA
|  |  |  | Real Power |  |  | MW
|  |  |  | Reactive Power |  |  | MVAr
|  |  |  | Capacitors In Service |  |  | MVAr
PF
| Zone Div: | Uncompensated |  | Reactive Power |  |  | MVAr
PF
| 0 | Compensated |  | Load (LV side) |  |  | Amps
|  |  |  | Apparent Power |  |  | MVA
|  |  |  | Real Power |  |  | MW
|  |  |  | Reactive Power |  |  | MVAr
|  |  |  | Capacitors In Service |  |  | MVAr
PF
| Zone Div: | Uncompensated |  | Reactive Power |  |  | MVAr
PF
| 0 | Compensated |  | Load (LV side) |  |  | Amps
|  |  |  | Apparent Power |  |  | MVA
|  |  |  | Real Power |  |  | MW
|  |  |  | Reactive Power |  |  | MVAr
|  |  |  | Capacitors In Service |  |  | MVAr
PF
| Zone Div: | Uncompensated |  | Reactive Power |  |  | MVAr
PF
| 0 | Compensated |  | Load (LV side) |  |  | Amps
|  |  |  | Apparent Power |  |  | MVA
|  |  |  | Real Power |  |  | MW
|  |  |  | Reactive Power |  |  | MVAr
|  |  |  | Capacitors In Service |  |  | MVAr
PF
| Zone Div: | Uncompensated |  | Reactive Power |  |  | MVAr
PF
| 0 | Compensated |  | Load (LV side) |  |  | Amps
|  |  |  | Apparent Power |  |  | MVA
|  |  |  | Real Power |  |  | MW
|  |  |  | Reactive Power |  |  | MVAr
|  |  |  | Capacitors In Service |  |  | MVAr
PF
| Zone Div: | Uncompensated |  | Reactive Power |  |  | MVAr
PF
| 0 | Compensated |  | Load (LV side) |  |  | Amps
|  |  |  | Apparent Power |  |  | MVA
|  |  |  | Real Power |  |  | MW
|  |  |  | Reactive Power |  |  | MVAr
|  |  |  | Capacitors In Service |  |  | MVAr
PF
| Zone Div: | Uncompensated |  | Reactive Power |  |  | MVAr
PF
| 0 | Compensated |  | Load (LV side) |  |  | Amps
|  |  |  | Apparent Power |  |  | MVA
|  |  |  | Real Power |  |  | MW
|  |  |  | Reactive Power |  |  | MVAr
|  |  |  | Capacitors In Service |  |  | MVAr
PF
| Zone Div: | Uncompensated |  | Reactive Power |  |  | MVAr
PF
| 0 | Compensated |  | Load (LV side) |  |  | Amps
|  |  |  | Apparent Power |  |  | MVA
|  |  |  | Real Power |  |  | MW
|  |  |  | Reactive Power |  |  | MVAr
|  |  |  | Capacitors In Service |  |  | MVAr
PF
| Zone Div: | Uncompensated |  | Reactive Power |  |  | MVAr
PF

## Mt Hutton 33_11kV
| Mt Hutton 33_11kV | [16 empty] | 2014 | WINTER
| Substation Total Loads | [33 empty] | Spots & Transfers Detail
| Historical Loads | (11kV MVA) | [7 empty] | Weather Corrected Forecast Loads |  |  |  | (11kV MVA) | [20 empty] | Spots & Transfers Summary | (11kV MVA) |  | Historical Spots & Transfers | [6 empty] | Forecast Spots & Transfers
|  | 2007 | 2008 | 2009 | 2010 | 2011 | 2012 | 2013 |  | 2014 | 2015 | 2016 | 2017 | 2018 | 2019 | 2020 | 2021 | 2022 | 2023 | 2024 | 2025 | 2026 | 2027 | 2028 | 2029 | 2030 | 2031 | 2032 | 2033 | 2034 | 2035 | 2036 | 2037 | 2038 |  |  |  | 2007 | 2008 | 2009 | 2010 | 2011 | 2012 | 2013 | 2014 | 2015 | 2016 | 2017 | 2018 | 2019 | 2020 | 2021 | 2022 | 2023 | 2024 | 2025 | 2026 | 2027 | 2028 | 2029 | 2030 | 2031 | 2032 | 2033 | 2034 | 2035 | 2036 | 2037 | 2038
| Total | 18.9 | 13.4 | 16 | 15.8 | 15.08 | 14.34 | 13.12 |  | 13.1137 | 12.7373 | 12.5176 | 12.4371 | 12.4884 | 12.567 | 12.7217 | 12.8814 | 13.0351 | 13.1986 | 13.3603 | 13.5523 | 13.7487 | 13.9588 | 14.1801 | 14.4023 | 14.6277 | 14.859 | 15.0963 | 15.3396 | 15.5891 | 15.8449 | 16.1069 | 16.3755 | 16.6505 |  |  | Total | -8.9928 | -4.1916 | 4.9918 | 0 | 0 | 0 | -0.7621 | -0.0019503 | -0.0030899 | 0.022035 | 0.038255 | 0.051292 | 0.078574 | 0.15474 | 0.15972 | 0.15366 | 0.16347 | 0.16169 | 0.19207 | 0.19635 | 0.21012 | 0.22128 | 0.22221 | 0.22543 | 0.23131 | 0.23728 | 0.24334 | 0.24949 | 0.25574 | 0.26208 | 0.26851 | 0.27505
| Firm Rating | 0 | 0 | 0 | 34.3 | 34.3 | 34.33 | 34.33 |  | 34.33 | 34.33 | 34.33 | 34.33 | 34.33 | 34.33 | 34.33 | 34.33 | 34.33 | 34.33 | 34.33 | 34.33 | 34.33 | 34.33 | 34.33 | 34.33 | 34.33 | 34.33 | 34.33 | 34.33 | 34.33 | 34.33 | 34.33 | 34.33 | 34.33
| Total Capacity | 0 | 0 | 0 | 65.81 | 65.81 | 65.81 | 65.81 |  | 65.81 | 65.81 | 65.81 | 65.81 | 65.81 | 65.81 | 65.81 | 65.81 | 65.81 | 65.81 | 65.81 | 65.81 | 65.81 | 65.81 | 65.81 | 65.81 | 65.81 | 65.81 | 65.81 | 65.81 | 65.81 | 65.81 | 65.81 | 65.81 | 65.81 |  |  | Mt Hutton 33_11kV Tx1 | -4.5033 | -2.099 | 2.4997 | 0 | 0 | 0 | -0.38163 | -0.00097664 | -0.0015473 | 0.011034 | 0.019157 | 0.025685 | 0.039347 | 0.077488 | 0.079985 | 0.076947 | 0.081859 | 0.080969 | 0.09618 | 0.098323 | 0.10522 | 0.11081 | 0.11128 | 0.11289 | 0.11583 | 0.11882 | 0.12186 | 0.12494 | 0.12806 | 0.13124 | 0.13446 | 0.13774
|  | -7 | -6 | -5 | -4 | -3 | -2 | -1 |  | 0 | 1 | 2 | 3 | 4 | 5 | 6 | 7 | 8 | 9 | 10 | 11 | 12 | 13 | 14 | 15 | 16 | 17 | 18 | 19 | 20 | 21 | 22 | 23 | 24 |  |  | Mt Hutton 33_11kV Tx2 | -4.4895 | -2.0926 | 2.4921 | 0 | 0 | 0 | -0.38047 | -0.00097365 | -0.0015426 | 0.011001 | 0.019098 | 0.025607 | 0.039227 | 0.077251 | 0.07974 | 0.076711 | 0.081609 | 0.080721 | 0.095886 | 0.098023 | 0.1049 | 0.11047 | 0.11094 | 0.11254 | 0.11548 | 0.11846 | 0.12148 | 0.12455 | 0.12767 | 0.13084 | 0.13405 | 0.13731
| Transformer Loads | [36 empty] | 0 | 0 | 0 | 0 | 0 | 0 | 0 | 0 | 0 | 0 | 0 | 0 | 0 | 0 | 0 | 0 | 0 | 0 | 0 | 0 | 0 | 0 | 0 | 0 | 0 | 0 | 0 | 0 | 0 | 0 | 0 | 0
| Historical Loads | (11kV MVA) | [7 empty] | 0: Weather Corrected Forecast Loads; 4: (11kV MVA) |  |  |  | 0 | 0 | 0 | 0 | 0 | 0 | 0 | 0 | 0 | 0 | 0 | 0 | 0 | 0 | 0 | 0 | 0 | 0 | 0 | 0 | 0 | 0 | 0 | 0 | 0 | 0 | 0 | 0 | 0 | 0 | 0 | 0
|  | 2007 | 2008 | 2009 | 2010 | 2011 | 2012 | 2013 |  | 2014 | 2015 | 2016 | 2017 | 2018 | 2019 | 2020 | 2021 | 2022 | 2023 | 2024 | 2025 | 2026 | 2027 | 2028 | 2029 | 2030 | 2031 | 2032 | 2033 | 2034 | 2035 | 2036 | 2037 | 2038 |  |  |  | 0 | 0 | 0 | 0 | 0 | 0 | 0 | 0 | 0 | 0 | 0 | 0 | 0 | 0 | 0 | 0 | 0 | 0 | 0 | 0 | 0 | 0 | 0 | 0 | 0 | 0 | 0 | 0 | 0 | 0 | 0 | 0
| 0 | [36 empty] | 0 | 0 | 0 | 0 | 0 | 0 | 0 | 0 | 0 | 0 | 0 | 0 | 0 | 0 | 0 | 0 | 0 | 0 | 0 | 0 | 0 | 0 | 0 | 0 | 0 | 0 | 0 | 0 | 0 | 0 | 0 | 0
| Diversity Factor: 0 | [36 empty] | 0 | 0 | 0 | 0 | 0 | 0 | 0 | 0 | 0 | 0 | 0 | 0 | 0 | 0 | 0 | 0 | 0 | 0 | 0 | 0 | 0 | 0 | 0 | 0 | 0 | 0 | 0 | 0 | 0 | 0 | 0 | 0
[38 empty] | 0 | 0 | 0 | 0 | 0 | 0 | 0 | 0 | 0 | 0 | 0 | 0 | 0 | 0 | 0 | 0 | 0 | 0 | 0 | 0 | 0 | 0 | 0 | 0 | 0 | 0 | 0 | 0 | 0 | 0 | 0 | 0
[38 empty] | 0 | 0 | 0 | 0 | 0 | 0 | 0 | 0 | 0 | 0 | 0 | 0 | 0 | 0 | 0 | 0 | 0 | 0 | 0 | 0 | 0 | 0 | 0 | 0 | 0 | 0 | 0 | 0 | 0 | 0 | 0 | 0
| 0 | [36 empty] | 0 | 0 | 0 | 0 | 0 | 0 | 0 | 0 | 0 | 0 | 0 | 0 | 0 | 0 | 0 | 0 | 0 | 0 | 0 | 0 | 0 | 0 | 0 | 0 | 0 | 0 | 0 | 0 | 0 | 0 | 0 | 0
Diversity Factor: 0
[38 empty] | Historical Spots & Transfers | [6 empty] | Forecast Spots & Transfers
[35 empty] | Project Name | From | To | 2007 | 2008 | 2009 | 2010 | 2011 | 2012 | 2013 | 2014 | 2015 | 2016 | 2017 | 2018 | 2019 | 2020 | 2021 | 2022 | 2023 | 2024 | 2025 | 2026 | 2027 | 2028 | 2029 | 2030 | 2031 | 2032 | 2033 | 2034 | 2035 | 2036 | 2037 | 2038
| 0 | [33 empty] | Broad based demand management |  | Mt Hutton 33_11kV Tx1 | 0 | 0 | 0 | 0 | 0 | 0 | 0 | 0 | 0 | 0 | 0 | 0 | 0 | 0 | 0 | 0 | 0 | 0 | 0 | 0 | 0 | 0 | 0 | 0 | 0 | 0 | 0 | 0 | 0 | 0 | 0 | 0
| Diversity Factor: 0 | [33 empty] | Broad based demand management |  | Mt Hutton 33_11kV Tx2 | 0 | 0 | 0 | 0 | 0 | 0 | 0 | 0 | 0 | 0 | 0 | 0 | 0 | 0 | 0 | 0 | 0 | 0 | 0 | 0 | 0 | 0 | 0 | 0 | 0 | 0 | 0 | 0 | 0 | 0 | 0 | 0
[35 empty] | DNP_ID: 2084. From Mt Hutton | Mt Hutton 33_11kV Tx1 | Croudace Bay 33_11kV Tx1 | 2.0841 | 0 | 0 | 0 | 0 | 0 | 0 | 0 | 0 | 0 | 0 | 0 | 0 | 0 | 0 | 0 | 0 | 0 | 0 | 0 | 0 | 0 | 0 | 0 | 0 | 0 | 0 | 0 | 0 | 0 | 0 | 0
[35 empty] | DNP_ID: 2084. From Mt Hutton | Mt Hutton 33_11kV Tx1 | Croudace Bay 33_11kV Tx2 | 2.4192 | 0 | 0 | 0 | 0 | 0 | 0 | 0 | 0 | 0 | 0 | 0 | 0 | 0 | 0 | 0 | 0 | 0 | 0 | 0 | 0 | 0 | 0 | 0 | 0 | 0 | 0 | 0 | 0 | 0 | 0 | 0
| 0 | [33 empty] | DNP_ID: 2084. From Mt Hutton | Mt Hutton 33_11kV Tx2 | Croudace Bay 33_11kV Tx1 | 2.0777 | 0 | 0 | 0 | 0 | 0 | 0 | 0 | 0 | 0 | 0 | 0 | 0 | 0 | 0 | 0 | 0 | 0 | 0 | 0 | 0 | 0 | 0 | 0 | 0 | 0 | 0 | 0 | 0 | 0 | 0 | 0
| Diversity Factor: 0 | [33 empty] | DNP_ID: 2084. From Mt Hutton | Mt Hutton 33_11kV Tx2 | Croudace Bay 33_11kV Tx2 | 2.4118 | 0 | 0 | 0 | 0 | 0 | 0 | 0 | 0 | 0 | 0 | 0 | 0 | 0 | 0 | 0 | 0 | 0 | 0 | 0 | 0 | 0 | 0 | 0 | 0 | 0 | 0 | 0 | 0 | 0 | 0 | 0
[35 empty] | DNP_ID: 2085. From Mt Hutton. PF will be 0.89 | Mt Hutton 33_11kV Tx1 | Croudace Bay 33_11kV Tx1 | 0 | 0.97139 | 0 | 0 | 0 | 0 | 0 | 0 | 0 | 0 | 0 | 0 | 0 | 0 | 0 | 0 | 0 | 0 | 0 | 0 | 0 | 0 | 0 | 0 | 0 | 0 | 0 | 0 | 0 | 0 | 0 | 0
[35 empty] | DNP_ID: 2085. From Mt Hutton. PF will be 0.89 | Mt Hutton 33_11kV Tx1 | Croudace Bay 33_11kV Tx2 | 0 | 1.1276 | 0 | 0 | 0 | 0 | 0 | 0 | 0 | 0 | 0 | 0 | 0 | 0 | 0 | 0 | 0 | 0 | 0 | 0 | 0 | 0 | 0 | 0 | 0 | 0 | 0 | 0 | 0 | 0 | 0 | 0
| 0 | [33 empty] | DNP_ID: 2085. From Mt Hutton. PF will be 0.89 | Mt Hutton 33_11kV Tx2 | Croudace Bay 33_11kV Tx1 | 0 | 0.96842 | 0 | 0 | 0 | 0 | 0 | 0 | 0 | 0 | 0 | 0 | 0 | 0 | 0 | 0 | 0 | 0 | 0 | 0 | 0 | 0 | 0 | 0 | 0 | 0 | 0 | 0 | 0 | 0 | 0 | 0
| Diversity Factor: 0 | [33 empty] | DNP_ID: 2085. From Mt Hutton. PF will be 0.89 | Mt Hutton 33_11kV Tx2 | Croudace Bay 33_11kV Tx2 | 0 | 1.1241 | 0 | 0 | 0 | 0 | 0 | 0 | 0 | 0 | 0 | 0 | 0 | 0 | 0 | 0 | 0 | 0 | 0 | 0 | 0 | 0 | 0 | 0 | 0 | 0 | 0 | 0 | 0 | 0 | 0 | 0
[35 empty] | DNP_ID: 2109. 2.3MVA from Charlestown to Mt Hutton SAO | Charlestown 33_11kV Tx1 | Mt Hutton 33_11kV Tx1 | 0 | 0 | 0.24806 | 0 | 0 | 0 | 0 | 0 | 0 | 0 | 0 | 0 | 0 | 0 | 0 | 0 | 0 | 0 | 0 | 0 | 0 | 0 | 0 | 0 | 0 | 0 | 0 | 0 | 0 | 0 | 0 | 0
[35 empty] | DNP_ID: 2109. 2.3MVA from Charlestown to Mt Hutton SAO | Charlestown 33_11kV Tx1 | Mt Hutton 33_11kV Tx2 | 0 | 0 | 0.2473 | 0 | 0 | 0 | 0 | 0 | 0 | 0 | 0 | 0 | 0 | 0 | 0 | 0 | 0 | 0 | 0 | 0 | 0 | 0 | 0 | 0 | 0 | 0 | 0 | 0 | 0 | 0 | 0 | 0
| 0 | [33 empty] | DNP_ID: 2109. 2.3MVA from Charlestown to Mt Hutton SAO | Charlestown 33_11kV Tx2 | Mt Hutton 33_11kV Tx1 | 0 | 0 | 0.24806 | 0 | 0 | 0 | 0 | 0 | 0 | 0 | 0 | 0 | 0 | 0 | 0 | 0 | 0 | 0 | 0 | 0 | 0 | 0 | 0 | 0 | 0 | 0 | 0 | 0 | 0 | 0 | 0 | 0
| Diversity Factor: 0 | [33 empty] | DNP_ID: 2109. 2.3MVA from Charlestown to Mt Hutton SAO | Charlestown 33_11kV Tx2 | Mt Hutton 33_11kV Tx2 | 0 | 0 | 0.2473 | 0 | 0 | 0 | 0 | 0 | 0 | 0 | 0 | 0 | 0 | 0 | 0 | 0 | 0 | 0 | 0 | 0 | 0 | 0 | 0 | 0 | 0 | 0 | 0 | 0 | 0 | 0 | 0 | 0
[35 empty] | DNP_ID: 2110. From Gateshead SAO | Gateshead 33_11kV Tx1 | Mt Hutton 33_11kV Tx1 | 0 | 0 | 1.0018 | 0 | 0 | 0 | 0 | 0 | 0 | 0 | 0 | 0 | 0 | 0 | 0 | 0 | 0 | 0 | 0 | 0 | 0 | 0 | 0 | 0 | 0 | 0 | 0 | 0 | 0 | 0 | 0 | 0
[35 empty] | DNP_ID: 2110. From Gateshead SAO | Gateshead 33_11kV Tx1 | Mt Hutton 33_11kV Tx2 | 0 | 0 | 0.99873 | 0 | 0 | 0 | 0 | 0 | 0 | 0 | 0 | 0 | 0 | 0 | 0 | 0 | 0 | 0 | 0 | 0 | 0 | 0 | 0 | 0 | 0 | 0 | 0 | 0 | 0 | 0 | 0 | 0
| 0 | [33 empty] | DNP_ID: 2110. From Gateshead SAO | Gateshead 33_11kV Tx2 | Mt Hutton 33_11kV Tx1 | 0 | 0 | 1.0018 | 0 | 0 | 0 | 0 | 0 | 0 | 0 | 0 | 0 | 0 | 0 | 0 | 0 | 0 | 0 | 0 | 0 | 0 | 0 | 0 | 0 | 0 | 0 | 0 | 0 | 0 | 0 | 0 | 0
| Diversity Factor: 0 | [33 empty] | DNP_ID: 2110. From Gateshead SAO | Gateshead 33_11kV Tx2 | Mt Hutton 33_11kV Tx2 | 0 | 0 | 0.99873 | 0 | 0 | 0 | 0 | 0 | 0 | 0 | 0 | 0 | 0 | 0 | 0 | 0 | 0 | 0 | 0 | 0 | 0 | 0 | 0 | 0 | 0 | 0 | 0 | 0 | 0 | 0 | 0 | 0
[35 empty] | DNP_ID: 6595. Establish 11kV connections to New Charlestown Zone Refer to DNP2098 for Dudley Decommissioning. | Mt Hutton 33_11kV Tx1 | Charlestown 132_11kV Tx2 | 0 | 0 | 0 | 0 | 0 | 0 | 0.38163 | 0 | 0 | 0 | 0 | 0 | 0 | 0 | 0 | 0 | 0 | 0 | 0 | 0 | 0 | 0 | 0 | 0 | 0 | 0 | 0 | 0 | 0 | 0 | 0 | 0
[35 empty] | DNP_ID: 6595. Establish 11kV connections to New Charlestown Zone Refer to DNP2098 for Dudley Decommissioning. | Mt Hutton 33_11kV Tx2 | Charlestown 132_11kV Tx2 | 0 | 0 | 0 | 0 | 0 | 0 | 0.38047 | 0 | 0 | 0 | 0 | 0 | 0 | 0 | 0 | 0 | 0 | 0 | 0 | 0 | 0 | 0 | 0 | 0 | 0 | 0 | 0 | 0 | 0 | 0 | 0 | 0
| 0 | [33 empty] | Econometric |  | Mt Hutton 33_11kV Tx1 | 0 | 0 | 0 | 0 | 0 | 0 | 0 | 0 | 0 | 0.045964 | 0.077943 | 0.11797 | 0.14059 | 0.14343 | 0.13797 | 0.14053 | 0.14314 | 0.14579 | 0.14848 | 0.1512 | 0.15397 | 0.15679 | 0.15964 | 0.16254 | 0.16549 | 0.16848 | 0.17151 | 0.17459 | 0.17772 | 0.18089 | 0.18412 | 0.18739
| Diversity Factor: 0 | [33 empty] | Econometric |  | Mt Hutton 33_11kV Tx2 | 0 | 0 | 0 | 0 | 0 | 0 | 0 | 0 | 0 | 0.045824 | 0.077704 | 0.11761 | 0.14016 | 0.14299 | 0.13755 | 0.1401 | 0.1427 | 0.14534 | 0.14802 | 0.15074 | 0.1535 | 0.15631 | 0.15916 | 0.16205 | 0.16498 | 0.16796 | 0.17099 | 0.17406 | 0.17718 | 0.18034 | 0.18356 | 0.18682
[35 empty] | Energy Efficiency |  | Mt Hutton 33_11kV Tx1 | 0 | 0 | 0 | 0 | 0 | 0 | 0 | -0.00097664 | -0.0015473 | -0.03493 | -0.058786 | -0.092288 | -0.10124 | -0.065942 | -0.057983 | -0.063588 | -0.061281 | -0.064819 | -0.052295 | -0.05288 | -0.048754 | -0.045979 | -0.048368 | -0.049655 | -0.049655 | -0.049655 | -0.049655 | -0.049655 | -0.049655 | -0.049655 | -0.049655 | -0.049655
[35 empty] | Energy Efficiency |  | Mt Hutton 33_11kV Tx2 | 0 | 0 | 0 | 0 | 0 | 0 | 0 | -0.00097365 | -0.0015426 | -0.034823 | -0.058606 | -0.092006 | -0.10093 | -0.065741 | -0.057806 | -0.063393 | -0.061094 | -0.064621 | -0.052135 | -0.052719 | -0.048605 | -0.045839 | -0.04822 | -0.049503 | -0.049503 | -0.049503 | -0.049503 | -0.049503 | -0.049503 | -0.049503 | -0.049503 | -0.049503
| 0 | [33 empty] | Solar PV |  | Mt Hutton 33_11kV Tx1 | 0 | 0 | 0 | 0 | 0 | 0 | 0 | 0 | 0 | 0 | 0 | 0 | 0 | 0 | 0 | 0 | 0 | 0 | 0 | 0 | 0 | 0 | 0 | 0 | 0 | 0 | 0 | 0 | 0 | 0 | 0 | 0
| Diversity Factor: 0 | [33 empty] | Solar PV |  | Mt Hutton 33_11kV Tx2 | 0 | 0 | 0 | 0 | 0 | 0 | 0 | 0 | 0 | 0 | 0 | 0 | 0 | 0 | 0 | 0 | 0 | 0 | 0 | 0 | 0 | 0 | 0 | 0 | 0 | 0 | 0 | 0 | 0 | 0 | 0 | 0
0
Diversity Factor: 0
| Weather Correction and Public Holiday Factors | [8 empty] | Forecast ROG
ROG Justification
| Actual loads for season 2013 have been weather corrected by the following: | [6 empty] | 8.368% |  | 7 year ROG ok | [59 empty] | 7 year ROG ok
1 | 2 | 3 | 4 | 5 | 6 | 7 | 8 | 9 | 10 | 2014 | 2015 | 2016 | 2017 | 2018 | 2019 | 2020 | 2021 | 2022 | 2023 | 2024 | 2025 | 2026 | 2027 | 2028 | 2029 | 2030 | 2031 | 2032 | 2033 | 2034 | 2035 | 2036 | 2037 | 2038
0.97154 | 0.94389 | 0.92598 | 0.91721 | 0.91721 | 0.91721 | 0.91721 | 0.91721 | 0.91721 | 0.91721 | -2.846% | -2.846% | -1.897% | -0.948% | 0% | 0% | 0% | 0% | 0% | 0% | 0% | 0% | 0% | 0% | 0% | 0% | 0% | 0% | 0% | 0% | 0% | 0% | 0% | 0% | 0%
Substation Load Detail
[7 empty] | Units | 2013 |  | 2014 | 2015 | 2016 | 2017 | 2018 | 2019 | 2020 | 2021 | 2022 | 2023 | 2024 | 2025 | 2026 | 2027 | 2028 | 2029 | 2030 | 2031 | 2032 | 2033 | 2034 | 2035 | 2036 | 2037 | 2038
1 | Mt Hutton 33_11kV | Compensated |  | Load (LV side) |  |  | Amps | 0 |  | 688.2928 | 668.5367 | 657.0056 | 652.779 | 655.4711 | 659.5952 | 667.7169 | 676.1003 | 684.1652 | 692.7451 | 701.2316 | 711.3125 | 721.618 | 732.6464 | 744.2604 | 755.9235 | 767.7556 | 779.8962 | 792.3502 | 805.1222 | 818.2171 | 831.6398 | 845.3954 | 859.4887 | 873.9251
|  |  |  | Apparent Power |  |  | MVA | 13.12 | 13.5 | 13.1137 | 12.7373 | 12.5176 | 12.4371 | 12.4884 | 12.567 | 12.7217 | 12.8814 | 13.0351 | 13.1986 | 13.3603 | 13.5523 | 13.7487 | 13.9588 | 14.1801 | 14.4023 | 14.6277 | 14.859 | 15.0963 | 15.3396 | 15.5891 | 15.8449 | 16.1069 | 16.3755 | 16.6505
|  |  |  | Real Power |  |  | MW | 12.4869 | 12.8486 | 12.4809 | 12.1227 | 11.9136 | 11.8369 | 11.8858 | 11.9605 | 12.1078 | 12.2598 | 12.4061 | 12.5617 | 12.7156 | 12.8984 | 13.0852 | 13.2852 | 13.4958 | 13.7073 | 13.9218 | 14.142 | 14.3678 | 14.5994 | 14.8369 | 15.0803 | 15.3297 | 15.5853 | 15.847
|  |  |  | Reactive Power |  |  | MVAr | 0 |  | 4.0245 | 3.909 | 3.8415 | 3.8168 | 3.8326 | 3.8567 | 3.9042 | 3.9532 | 4.0003 | 4.0505 | 4.1001 | 4.1591 | 4.2193 | 4.2838 | 4.3517 | 4.4199 | 4.4891 | 4.5601 | 4.6329 | 4.7076 | 4.7841 | 4.8626 | 4.9431 | 5.0255 | 5.1099
|  |  |  | Capacitors In Service |  |  | MVAr | 0 |  | 0 | 0 | 0 | 0 | 0 | 0 | 0 | 0 | 0 | 0 | 0 | 0 | 0 | 0 | 0 | 0 | 0 | 0 | 0 | 0 | 0 | 0 | 0 | 0 | 0
|  |  |  | PF |  |  |  | 0.95175 |  | 0.95174 | 0.95174 | 0.95174 | 0.95174 | 0.95174 | 0.95174 | 0.95174 | 0.95174 | 0.95174 | 0.95174 | 0.95174 | 0.95174 | 0.95174 | 0.95174 | 0.95174 | 0.95174 | 0.95174 | 0.95174 | 0.95174 | 0.95174 | 0.95174 | 0.95174 | 0.95174 | 0.95174 | 0.95174
0.94738 | Diversity Factor: 0.95 | Uncompensated |  | Reactive Power |  |  | MVAr | 0 | 4.143 | 4.0245 | 3.909 | 3.8415 | 3.8168 | 3.8326 | 3.8567 | 3.9042 | 3.9532 | 4.0003 | 4.0505 | 4.1001 | 4.1591 | 4.2193 | 4.2838 | 4.3517 | 4.4199 | 4.4891 | 4.5601 | 4.6329 | 4.7076 | 4.7841 | 4.8626 | 4.9431 | 5.0255 | 5.1099
|  |  |  | PF |  |  |  | 0.95175 |  | 0.95174 | 0.95174 | 0.95174 | 0.95174 | 0.95174 | 0.95174 | 0.95174 | 0.95174 | 0.95174 | 0.95174 | 0.95174 | 0.95174 | 0.95174 | 0.95174 | 0.95174 | 0.95174 | 0.95174 | 0.95174 | 0.95174 | 0.95174 | 0.95174 | 0.95174 | 0.95174 | 0.95174 | 0.95174
[10 empty] | 1 | 2 | 3 | 4 | 5 | 6 | 7 | 8 | 9 | 10 | 11 | 12 | 13 | 14 | 15 | 16 | 17 | 18 | 19 | 20 | 21 | 22 | 23 | 24 | 25
Transformer Load Detail
[7 empty] | Units | 2013 |  | 2014 | 2015 | 2016 | 2017 | 2018 | 2019 | 2020 | 2021 | 2022 | 2023 | 2024 | 2025 | 2026 | 2027 | 2028 | 2029 | 2030 | 2031 | 2032 | 2033 | 2034 | 2035 | 2036 | 2037 | 2038
| 0 | Compensated |  | Load (LV side) |  |  | Amps
|  |  |  | Apparent Power |  |  | MVA
|  |  |  | Real Power |  |  | MW
|  |  |  | Reactive Power |  |  | MVAr
|  |  |  | Capacitors In Service |  |  | MVAr
PF
| Zone Div: | Uncompensated |  | Reactive Power |  |  | MVAr
PF
| 0 | Compensated |  | Load (LV side) |  |  | Amps
|  |  |  | Apparent Power |  |  | MVA
|  |  |  | Real Power |  |  | MW
|  |  |  | Reactive Power |  |  | MVAr
|  |  |  | Capacitors In Service |  |  | MVAr
PF
| Zone Div: | Uncompensated |  | Reactive Power |  |  | MVAr
PF
| 0 | Compensated |  | Load (LV side) |  |  | Amps
|  |  |  | Apparent Power |  |  | MVA
|  |  |  | Real Power |  |  | MW
|  |  |  | Reactive Power |  |  | MVAr
|  |  |  | Capacitors In Service |  |  | MVAr
PF
| Zone Div: | Uncompensated |  | Reactive Power |  |  | MVAr
PF
| 0 | Compensated |  | Load (LV side) |  |  | Amps
|  |  |  | Apparent Power |  |  | MVA
|  |  |  | Real Power |  |  | MW
|  |  |  | Reactive Power |  |  | MVAr
|  |  |  | Capacitors In Service |  |  | MVAr
PF
| Zone Div: | Uncompensated |  | Reactive Power |  |  | MVAr
PF
| 0 | Compensated |  | Load (LV side) |  |  | Amps
|  |  |  | Apparent Power |  |  | MVA
|  |  |  | Real Power |  |  | MW
|  |  |  | Reactive Power |  |  | MVAr
|  |  |  | Capacitors In Service |  |  | MVAr
PF
| Zone Div: | Uncompensated |  | Reactive Power |  |  | MVAr
PF
| 0 | Compensated |  | Load (LV side) |  |  | Amps
|  |  |  | Apparent Power |  |  | MVA
|  |  |  | Real Power |  |  | MW
|  |  |  | Reactive Power |  |  | MVAr
|  |  |  | Capacitors In Service |  |  | MVAr
PF
| Zone Div: | Uncompensated |  | Reactive Power |  |  | MVAr
PF
| 0 | Compensated |  | Load (LV side) |  |  | Amps
|  |  |  | Apparent Power |  |  | MVA
|  |  |  | Real Power |  |  | MW
|  |  |  | Reactive Power |  |  | MVAr
|  |  |  | Capacitors In Service |  |  | MVAr
PF
| Zone Div: | Uncompensated |  | Reactive Power |  |  | MVAr
PF
| 0 | Compensated |  | Load (LV side) |  |  | Amps
|  |  |  | Apparent Power |  |  | MVA
|  |  |  | Real Power |  |  | MW
|  |  |  | Reactive Power |  |  | MVAr
|  |  |  | Capacitors In Service |  |  | MVAr
PF
| Zone Div: | Uncompensated |  | Reactive Power |  |  | MVAr
PF
| 0 | Compensated |  | Load (LV side) |  |  | Amps
|  |  |  | Apparent Power |  |  | MVA
|  |  |  | Real Power |  |  | MW
|  |  |  | Reactive Power |  |  | MVAr
|  |  |  | Capacitors In Service |  |  | MVAr
PF
| Zone Div: | Uncompensated |  | Reactive Power |  |  | MVAr
PF
| 0 | Compensated |  | Load (LV side) |  |  | Amps
|  |  |  | Apparent Power |  |  | MVA
|  |  |  | Real Power |  |  | MW
|  |  |  | Reactive Power |  |  | MVAr
|  |  |  | Capacitors In Service |  |  | MVAr
PF
| Zone Div: | Uncompensated |  | Reactive Power |  |  | MVAr
PF

## Pelican 33_11kV
| Pelican 33_11kV | [16 empty] | 2014 | WINTER
| Substation Total Loads | [33 empty] | Spots & Transfers Detail
| Historical Loads | (11kV MVA) | [7 empty] | Weather Corrected Forecast Loads |  |  |  | (11kV MVA) | [20 empty] | Spots & Transfers Summary | (11kV MVA) |  | Historical Spots & Transfers | [6 empty] | Forecast Spots & Transfers
|  | 2007 | 2008 | 2009 | 2010 | 2011 | 2012 | 2013 |  | 2014 | 2015 | 2016 | 2017 | 2018 | 2019 | 2020 | 2021 | 2022 | 2023 | 2024 | 2025 | 2026 | 2027 | 2028 | 2029 | 2030 | 2031 | 2032 | 2033 | 2034 | 2035 | 2036 | 2037 | 2038 |  |  |  | 2007 | 2008 | 2009 | 2010 | 2011 | 2012 | 2013 | 2014 | 2015 | 2016 | 2017 | 2018 | 2019 | 2020 | 2021 | 2022 | 2023 | 2024 | 2025 | 2026 | 2027 | 2028 | 2029 | 2030 | 2031 | 2032 | 2033 | 2034 | 2035 | 2036 | 2037 | 2038
| Total | 12.8 | 12 | 11.1 | 10.4 | 10.045 | 10.083 | 9.827 |  | 11.1501 | 11.0669 | 11.016 | 10.9967 | 10.9843 | 10.9879 | 11.082 | 11.194 | 11.2983 | 11.4076 | 11.504 | 11.6273 | 11.7515 | 11.8926 | 12.0438 | 12.1936 | 12.3415 | 12.4929 | 12.6478 | 12.8062 | 12.9682 | 13.1339 | 13.3033 | 13.4765 | 13.6534 |  |  | Total | 1.3546 | -2.2101 | 0 | 0 | 0 | 0 | 0 | 1.1962 | -0.011993 | -0.0038881 | 0.0041462 | -0.012394 | 0.0036714 | 0.094089 | 0.11197 | 0.10428 | 0.10928 | 0.09643 | 0.12324 | 0.1243 | 0.14103 | 0.15124 | 0.14979 | 0.14792 | 0.15137 | 0.15487 | 0.15842 | 0.16203 | 0.16568 | 0.1694 | 0.17316 | 0.17698
| Firm Rating | 0 | 0 | 0 | 22.86 | 22.86 | 22.86 | 25.64 |  | 25.64 | 25.64 | 25.64 | 25.64 | 25.64 | 25.64 | 25.64 | 25.64 | 25.64 | 25.64 | 25.64 | 25.64 | 25.64 | 25.64 | 25.64 | 25.64 | 25.64 | 25.64 | 25.64 | 25.64 | 25.64 | 25.64 | 25.64 | 25.64 | 25.64
| Total Capacity | 0 | 0 | 0 | 45.73 | 45.73 | 45.73 | 51.29 |  | 51.29 | 51.29 | 51.29 | 51.29 | 51.29 | 51.29 | 51.29 | 51.29 | 51.29 | 51.29 | 51.29 | 51.29 | 51.29 | 51.29 | 51.29 | 51.29 | 51.29 | 51.29 | 51.29 | 51.29 | 51.29 | 51.29 | 51.29 | 51.29 | 51.29 |  |  | Pelican 33_11kV Tx1 | 0.67897 | -1.1077 | 0 | 0 | 0 | 0 | 0 | 0.59954 | -0.0060113 | -0.0019488 | 0.0020782 | -0.0062122 | 0.0018402 | 0.04716 | 0.056121 | 0.052269 | 0.054775 | 0.048333 | 0.061772 | 0.062301 | 0.070685 | 0.075804 | 0.075077 | 0.074142 | 0.075871 | 0.077625 | 0.079405 | 0.081212 | 0.083045 | 0.084905 | 0.086792 | 0.088706
|  | -7 | -6 | -5 | -4 | -3 | -2 | -1 |  | 0 | 1 | 2 | 3 | 4 | 5 | 6 | 7 | 8 | 9 | 10 | 11 | 12 | 13 | 14 | 15 | 16 | 17 | 18 | 19 | 20 | 21 | 22 | 23 | 24 |  |  | Pelican 33_11kV Tx2 | 0.67566 | -1.1023 | 0 | 0 | 0 | 0 | 0 | 0.59662 | -0.005982 | -0.0019393 | 0.0020681 | -0.0061819 | 0.0018312 | 0.04693 | 0.055847 | 0.052014 | 0.054508 | 0.048097 | 0.061471 | 0.061997 | 0.07034 | 0.075435 | 0.074712 | 0.07378 | 0.075501 | 0.077247 | 0.079019 | 0.080816 | 0.08264 | 0.084491 | 0.086369 | 0.088274
| Transformer Loads | [36 empty] | 0 | 0 | 0 | 0 | 0 | 0 | 0 | 0 | 0 | 0 | 0 | 0 | 0 | 0 | 0 | 0 | 0 | 0 | 0 | 0 | 0 | 0 | 0 | 0 | 0 | 0 | 0 | 0 | 0 | 0 | 0 | 0
| Historical Loads | (11kV MVA) | [7 empty] | 0: Weather Corrected Forecast Loads; 4: (11kV MVA) |  |  |  | 0 | 0 | 0 | 0 | 0 | 0 | 0 | 0 | 0 | 0 | 0 | 0 | 0 | 0 | 0 | 0 | 0 | 0 | 0 | 0 | 0 | 0 | 0 | 0 | 0 | 0 | 0 | 0 | 0 | 0 | 0 | 0
|  | 2007 | 2008 | 2009 | 2010 | 2011 | 2012 | 2013 |  | 2014 | 2015 | 2016 | 2017 | 2018 | 2019 | 2020 | 2021 | 2022 | 2023 | 2024 | 2025 | 2026 | 2027 | 2028 | 2029 | 2030 | 2031 | 2032 | 2033 | 2034 | 2035 | 2036 | 2037 | 2038 |  |  |  | 0 | 0 | 0 | 0 | 0 | 0 | 0 | 0 | 0 | 0 | 0 | 0 | 0 | 0 | 0 | 0 | 0 | 0 | 0 | 0 | 0 | 0 | 0 | 0 | 0 | 0 | 0 | 0 | 0 | 0 | 0 | 0
| 0 | [36 empty] | 0 | 0 | 0 | 0 | 0 | 0 | 0 | 0 | 0 | 0 | 0 | 0 | 0 | 0 | 0 | 0 | 0 | 0 | 0 | 0 | 0 | 0 | 0 | 0 | 0 | 0 | 0 | 0 | 0 | 0 | 0 | 0
| Diversity Factor: 0 | [36 empty] | 0 | 0 | 0 | 0 | 0 | 0 | 0 | 0 | 0 | 0 | 0 | 0 | 0 | 0 | 0 | 0 | 0 | 0 | 0 | 0 | 0 | 0 | 0 | 0 | 0 | 0 | 0 | 0 | 0 | 0 | 0 | 0
[38 empty] | 0 | 0 | 0 | 0 | 0 | 0 | 0 | 0 | 0 | 0 | 0 | 0 | 0 | 0 | 0 | 0 | 0 | 0 | 0 | 0 | 0 | 0 | 0 | 0 | 0 | 0 | 0 | 0 | 0 | 0 | 0 | 0
[38 empty] | 0 | 0 | 0 | 0 | 0 | 0 | 0 | 0 | 0 | 0 | 0 | 0 | 0 | 0 | 0 | 0 | 0 | 0 | 0 | 0 | 0 | 0 | 0 | 0 | 0 | 0 | 0 | 0 | 0 | 0 | 0 | 0
| 0 | [36 empty] | 0 | 0 | 0 | 0 | 0 | 0 | 0 | 0 | 0 | 0 | 0 | 0 | 0 | 0 | 0 | 0 | 0 | 0 | 0 | 0 | 0 | 0 | 0 | 0 | 0 | 0 | 0 | 0 | 0 | 0 | 0 | 0
Diversity Factor: 0
[38 empty] | Historical Spots & Transfers | [6 empty] | Forecast Spots & Transfers
[35 empty] | Project Name | From | To | 2007 | 2008 | 2009 | 2010 | 2011 | 2012 | 2013 | 2014 | 2015 | 2016 | 2017 | 2018 | 2019 | 2020 | 2021 | 2022 | 2023 | 2024 | 2025 | 2026 | 2027 | 2028 | 2029 | 2030 | 2031 | 2032 | 2033 | 2034 | 2035 | 2036 | 2037 | 2038
| 0 | [33 empty] | Broad based demand management |  | Pelican 33_11kV Tx1 | 0 | 0 | 0 | 0 | 0 | 0 | 0 | 0 | -0.00057819 | -0.00064243 | -0.0012206 | -0.0093795 | -0.012592 | 0 | 0 | 0 | 0 | 0 | 0 | 0 | 0 | 0 | 0 | 0 | 0 | 0 | 0 | 0 | 0 | 0 | 0 | 0
| Diversity Factor: 0 | [33 empty] | Broad based demand management |  | Pelican 33_11kV Tx2 | 0 | 0 | 0 | 0 | 0 | 0 | 0 | 0 | -0.00057537 | -0.0006393 | -0.0012147 | -0.0093338 | -0.01253 | 0 | 0 | 0 | 0 | 0 | 0 | 0 | 0 | 0 | 0 | 0 | 0 | 0 | 0 | 0 | 0 | 0 | 0 | 0
[35 empty] | DNP_ID: 2088. from Pelican | Pelican 33_11kV Tx1 | Croudace Bay 33_11kV Tx1 | 0 | 0.25633 | 0 | 0 | 0 | 0 | 0 | 0 | 0 | 0 | 0 | 0 | 0 | 0 | 0 | 0 | 0 | 0 | 0 | 0 | 0 | 0 | 0 | 0 | 0 | 0 | 0 | 0 | 0 | 0 | 0 | 0
[35 empty] | DNP_ID: 2088. from Pelican | Pelican 33_11kV Tx1 | Croudace Bay 33_11kV Tx2 | 0 | 0.29755 | 0 | 0 | 0 | 0 | 0 | 0 | 0 | 0 | 0 | 0 | 0 | 0 | 0 | 0 | 0 | 0 | 0 | 0 | 0 | 0 | 0 | 0 | 0 | 0 | 0 | 0 | 0 | 0 | 0 | 0
| 0 | [33 empty] | DNP_ID: 2088. from Pelican | Pelican 33_11kV Tx2 | Croudace Bay 33_11kV Tx1 | 0 | 0.25508 | 0 | 0 | 0 | 0 | 0 | 0 | 0 | 0 | 0 | 0 | 0 | 0 | 0 | 0 | 0 | 0 | 0 | 0 | 0 | 0 | 0 | 0 | 0 | 0 | 0 | 0 | 0 | 0 | 0 | 0
| Diversity Factor: 0 | [33 empty] | DNP_ID: 2088. from Pelican | Pelican 33_11kV Tx2 | Croudace Bay 33_11kV Tx2 | 0 | 0.2961 | 0 | 0 | 0 | 0 | 0 | 0 | 0 | 0 | 0 | 0 | 0 | 0 | 0 | 0 | 0 | 0 | 0 | 0 | 0 | 0 | 0 | 0 | 0 | 0 | 0 | 0 | 0 | 0 | 0 | 0
[35 empty] | DNP_ID: 2112. to Croudace Bay | Pelican 33_11kV Tx1 | Croudace Bay 33_11kV Tx1 | 0 | 0.25633 | 0 | 0 | 0 | 0 | 0 | 0 | 0 | 0 | 0 | 0 | 0 | 0 | 0 | 0 | 0 | 0 | 0 | 0 | 0 | 0 | 0 | 0 | 0 | 0 | 0 | 0 | 0 | 0 | 0 | 0
[35 empty] | DNP_ID: 2112. to Croudace Bay | Pelican 33_11kV Tx1 | Croudace Bay 33_11kV Tx2 | 0 | 0.29755 | 0 | 0 | 0 | 0 | 0 | 0 | 0 | 0 | 0 | 0 | 0 | 0 | 0 | 0 | 0 | 0 | 0 | 0 | 0 | 0 | 0 | 0 | 0 | 0 | 0 | 0 | 0 | 0 | 0 | 0
| 0 | [33 empty] | DNP_ID: 2112. to Croudace Bay | Pelican 33_11kV Tx2 | Croudace Bay 33_11kV Tx1 | 0 | 0.25508 | 0 | 0 | 0 | 0 | 0 | 0 | 0 | 0 | 0 | 0 | 0 | 0 | 0 | 0 | 0 | 0 | 0 | 0 | 0 | 0 | 0 | 0 | 0 | 0 | 0 | 0 | 0 | 0 | 0 | 0
| Diversity Factor: 0 | [33 empty] | DNP_ID: 2112. to Croudace Bay | Pelican 33_11kV Tx2 | Croudace Bay 33_11kV Tx2 | 0 | 0.2961 | 0 | 0 | 0 | 0 | 0 | 0 | 0 | 0 | 0 | 0 | 0 | 0 | 0 | 0 | 0 | 0 | 0 | 0 | 0 | 0 | 0 | 0 | 0 | 0 | 0 | 0 | 0 | 0 | 0 | 0
[35 empty] | DNP_ID: 7053. Pelican Zone Substation - New 11kV Feeder to Belmont | Croudace Bay 33_11kV Tx1 | Pelican 33_11kV Tx1 | 0 | 0 | 0 | 0 | 0 | 0 | 0 | 0.61117 | 0 | 0 | 0 | 0 | 0 | 0 | 0 | 0 | 0 | 0 | 0 | 0 | 0 | 0 | 0 | 0 | 0 | 0 | 0 | 0 | 0 | 0 | 0 | 0
[35 empty] | DNP_ID: 7053. Pelican Zone Substation - New 11kV Feeder to Belmont | Croudace Bay 33_11kV Tx1 | Pelican 33_11kV Tx2 | 0 | 0 | 0 | 0 | 0 | 0 | 0 | 0.60819 | 0 | 0 | 0 | 0 | 0 | 0 | 0 | 0 | 0 | 0 | 0 | 0 | 0 | 0 | 0 | 0 | 0 | 0 | 0 | 0 | 0 | 0 | 0 | 0
| 0 | [33 empty] | HVCON_ID: 2000056. Belmont Bowling Club Shops |  | Pelican 33_11kV Tx1 | 0.67897 | 0 | 0 | 0 | 0 | 0 | 0 | 0 | 0 | 0 | 0 | 0 | 0 | 0 | 0 | 0 | 0 | 0 | 0 | 0 | 0 | 0 | 0 | 0 | 0 | 0 | 0 | 0 | 0 | 0 | 0 | 0
| Diversity Factor: 0 | [33 empty] | HVCON_ID: 2000056. Belmont Bowling Club Shops |  | Pelican 33_11kV Tx2 | 0.67566 | 0 | 0 | 0 | 0 | 0 | 0 | 0 | 0 | 0 | 0 | 0 | 0 | 0 | 0 | 0 | 0 | 0 | 0 | 0 | 0 | 0 | 0 | 0 | 0 | 0 | 0 | 0 | 0 | 0 | 0 | 0
[35 empty] | HVCON_ID: 2000057. HP150-11 Aged Care Facility Project not committed. Spot load to be confirmed. |  | Pelican 33_11kV Tx1 | 0 | 0 | 0 | 0 | 0 | 0 | 0 | 0 | 0 | 0 | 0 | 0 | 0 | 0 | 0 | 0 | 0 | 0 | 0 | 0 | 0 | 0 | 0 | 0 | 0 | 0 | 0 | 0 | 0 | 0 | 0 | 0
[35 empty] | HVCON_ID: 2000057. HP150-11 Aged Care Facility Project not committed. Spot load to be confirmed. |  | Pelican 33_11kV Tx2 | 0 | 0 | 0 | 0 | 0 | 0 | 0 | 0 | 0 | 0 | 0 | 0 | 0 | 0 | 0 | 0 | 0 | 0 | 0 | 0 | 0 | 0 | 0 | 0 | 0 | 0 | 0 | 0 | 0 | 0 | 0 | 0
| 0 | [33 empty] | Econometric |  | Pelican 33_11kV Tx1 | 0 | 0 | 0 | 0 | 0 | 0 | 0 | 0 | 0 | 0.028627 | 0.050479 | 0.07623 | 0.091328 | 0.092991 | 0.089032 | 0.090547 | 0.092084 | 0.093645 | 0.095228 | 0.096835 | 0.098466 | 0.10012 | 0.1018 | 0.1035 | 0.10523 | 0.10699 | 0.10877 | 0.11057 | 0.11241 | 0.11427 | 0.11615 | 0.11807
| Diversity Factor: 0 | [33 empty] | Econometric |  | Pelican 33_11kV Tx2 | 0 | 0 | 0 | 0 | 0 | 0 | 0 | 0 | 0 | 0.028487 | 0.050233 | 0.075859 | 0.090883 | 0.092538 | 0.088598 | 0.090106 | 0.091636 | 0.093189 | 0.094764 | 0.096363 | 0.097986 | 0.099633 | 0.1013 | 0.103 | 0.10472 | 0.10647 | 0.10824 | 0.11004 | 0.11186 | 0.11371 | 0.11559 | 0.11749
[35 empty] | Energy Efficiency |  | Pelican 33_11kV Tx1 | 0 | 0 | 0 | 0 | 0 | 0 | 0 | -0.01163 | -0.0054331 | -0.029933 | -0.04718 | -0.073063 | -0.076897 | -0.045831 | -0.032911 | -0.038278 | -0.037309 | -0.045312 | -0.033457 | -0.034534 | -0.027781 | -0.024317 | -0.026723 | -0.029362 | -0.029362 | -0.029362 | -0.029362 | -0.029362 | -0.029362 | -0.029362 | -0.029362 | -0.029362
[35 empty] | Energy Efficiency |  | Pelican 33_11kV Tx2 | 0 | 0 | 0 | 0 | 0 | 0 | 0 | -0.011573 | -0.0054066 | -0.029787 | -0.04695 | -0.072707 | -0.076522 | -0.045608 | -0.032751 | -0.038091 | -0.037127 | -0.045091 | -0.033293 | -0.034366 | -0.027646 | -0.024198 | -0.026592 | -0.029219 | -0.029219 | -0.029219 | -0.029219 | -0.029219 | -0.029219 | -0.029219 | -0.029219 | -0.029219
| 0 | [33 empty] | Solar PV |  | Pelican 33_11kV Tx1 | 0 | 0 | 0 | 0 | 0 | 0 | 0 | 0 | 0 | 0 | 0 | 0 | 0 | 0 | 0 | 0 | 0 | 0 | 0 | 0 | 0 | 0 | 0 | 0 | 0 | 0 | 0 | 0 | 0 | 0 | 0 | 0
| Diversity Factor: 0 | [33 empty] | Solar PV |  | Pelican 33_11kV Tx2 | 0 | 0 | 0 | 0 | 0 | 0 | 0 | 0 | 0 | 0 | 0 | 0 | 0 | 0 | 0 | 0 | 0 | 0 | 0 | 0 | 0 | 0 | 0 | 0 | 0 | 0 | 0 | 0 | 0 | 0 | 0 | 0
0
Diversity Factor: 0
0
Diversity Factor: 0
| Weather Correction and Public Holiday Factors | [8 empty] | Forecast ROG
ROG Justification
| Actual loads for season 2013 have been weather corrected by the following: | [6 empty] | 2.738% |  | 7 year ROG ok | [59 empty] | 7 year ROG ok
1 | 2 | 3 | 4 | 5 | 6 | 7 | 8 | 9 | 10 | 2014 | 2015 | 2016 | 2017 | 2018 | 2019 | 2020 | 2021 | 2022 | 2023 | 2024 | 2025 | 2026 | 2027 | 2028 | 2029 | 2030 | 2031 | 2032 | 2033 | 2034 | 2035 | 2036 | 2037 | 2038
0.99362 | 0.98728 | 0.98308 | 0.981 | 0.981 | 0.981 | 0.981 | 0.981 | 0.981 | 0.981 | -0.638% | -0.638% | -0.425% | -0.212% | 0% | 0% | 0% | 0% | 0% | 0% | 0% | 0% | 0% | 0% | 0% | 0% | 0% | 0% | 0% | 0% | 0% | 0% | 0% | 0% | 0%
Substation Load Detail
[7 empty] | Units | 2013 |  | 2014 | 2015 | 2016 | 2017 | 2018 | 2019 | 2020 | 2021 | 2022 | 2023 | 2024 | 2025 | 2026 | 2027 | 2028 | 2029 | 2030 | 2031 | 2032 | 2033 | 2034 | 2035 | 2036 | 2037 | 2038
1 | Pelican 33_11kV | Compensated |  | Load (LV side) |  |  | Amps | 0 |  | 585.2287 | 580.864 | 578.1884 | 577.1759 | 576.5254 | 576.7181 | 581.6565 | 587.5332 | 593.0067 | 598.7426 | 603.8039 | 610.2725 | 616.7964 | 624.1983 | 632.1363 | 639.9982 | 647.7621 | 655.7071 | 663.8357 | 672.1508 | 680.6551 | 689.3513 | 698.2423 | 707.3308 | 716.6198
|  |  |  | Apparent Power |  |  | MVA | 9.827 | 10.04 | 11.1501 | 11.0669 | 11.016 | 10.9967 | 10.9843 | 10.9879 | 11.082 | 11.194 | 11.2983 | 11.4076 | 11.504 | 11.6273 | 11.7515 | 11.8926 | 12.0438 | 12.1936 | 12.3415 | 12.4929 | 12.6478 | 12.8062 | 12.9682 | 13.1339 | 13.3033 | 13.4765 | 13.6534
|  |  |  | Real Power |  |  | MW | 9.5224 | 9.7288 | 10.7416 | 10.6615 | 10.6124 | 10.5938 | 10.5819 | 10.5854 | 10.676 | 10.7839 | 10.8844 | 10.9896 | 11.0825 | 11.2013 | 11.321 | 11.4569 | 11.6026 | 11.7469 | 11.8894 | 12.0352 | 12.1844 | 12.337 | 12.4931 | 12.6527 | 12.8159 | 12.9827 | 13.1532
|  |  |  | Reactive Power |  |  | MVAr | 0 |  | 2.9904 | 2.9681 | 2.9545 | 2.9493 | 2.946 | 2.9469 | 2.9722 | 3.0022 | 3.0302 | 3.0595 | 3.0853 | 3.1184 | 3.1517 | 3.1896 | 3.2301 | 3.2703 | 3.31 | 3.3506 | 3.3921 | 3.4346 | 3.478 | 3.5225 | 3.5679 | 3.6144 | 3.6618
|  |  |  | Capacitors In Service |  |  | MVAr | 0 |  | 0 | 0 | 0 | 0 | 0 | 0 | 0 | 0 | 0 | 0 | 0 | 0 | 0 | 0 | 0 | 0 | 0 | 0 | 0 | 0 | 0 | 0 | 0 | 0 | 0
|  |  |  | PF |  |  |  | 0.969 |  | 0.96336 | 0.96336 | 0.96336 | 0.96336 | 0.96336 | 0.96336 | 0.96336 | 0.96336 | 0.96336 | 0.96336 | 0.96336 | 0.96336 | 0.96336 | 0.96336 | 0.96336 | 0.96336 | 0.96336 | 0.96336 | 0.96336 | 0.96336 | 0.96336 | 0.96336 | 0.96336 | 0.96336 | 0.96336
0.96921 | Diversity Factor: 0.97 | Uncompensated |  | Reactive Power |  |  | MVAr | 0 | 2.4805 | 2.9904 | 2.9681 | 2.9545 | 2.9493 | 2.946 | 2.9469 | 2.9722 | 3.0022 | 3.0302 | 3.0595 | 3.0853 | 3.1184 | 3.1517 | 3.1896 | 3.2301 | 3.2703 | 3.31 | 3.3506 | 3.3921 | 3.4346 | 3.478 | 3.5225 | 3.5679 | 3.6144 | 3.6618
|  |  |  | PF |  |  |  | 0.969 |  | 0.96336 | 0.96336 | 0.96336 | 0.96336 | 0.96336 | 0.96336 | 0.96336 | 0.96336 | 0.96336 | 0.96336 | 0.96336 | 0.96336 | 0.96336 | 0.96336 | 0.96336 | 0.96336 | 0.96336 | 0.96336 | 0.96336 | 0.96336 | 0.96336 | 0.96336 | 0.96336 | 0.96336 | 0.96336
[10 empty] | 1 | 2 | 3 | 4 | 5 | 6 | 7 | 8 | 9 | 10 | 11 | 12 | 13 | 14 | 15 | 16 | 17 | 18 | 19 | 20 | 21 | 22 | 23 | 24 | 25
Transformer Load Detail
[7 empty] | Units | 2013 |  | 2014 | 2015 | 2016 | 2017 | 2018 | 2019 | 2020 | 2021 | 2022 | 2023 | 2024 | 2025 | 2026 | 2027 | 2028 | 2029 | 2030 | 2031 | 2032 | 2033 | 2034 | 2035 | 2036 | 2037 | 2038
| 0 | Compensated |  | Load (LV side) |  |  | Amps
|  |  |  | Apparent Power |  |  | MVA
|  |  |  | Real Power |  |  | MW
|  |  |  | Reactive Power |  |  | MVAr
|  |  |  | Capacitors In Service |  |  | MVAr
PF
| Zone Div: | Uncompensated |  | Reactive Power |  |  | MVAr
PF
| 0 | Compensated |  | Load (LV side) |  |  | Amps
|  |  |  | Apparent Power |  |  | MVA
|  |  |  | Real Power |  |  | MW
|  |  |  | Reactive Power |  |  | MVAr
|  |  |  | Capacitors In Service |  |  | MVAr
PF
| Zone Div: | Uncompensated |  | Reactive Power |  |  | MVAr
PF
| 0 | Compensated |  | Load (LV side) |  |  | Amps
|  |  |  | Apparent Power |  |  | MVA
|  |  |  | Real Power |  |  | MW
|  |  |  | Reactive Power |  |  | MVAr
|  |  |  | Capacitors In Service |  |  | MVAr
PF
| Zone Div: | Uncompensated |  | Reactive Power |  |  | MVAr
PF
| 0 | Compensated |  | Load (LV side) |  |  | Amps
|  |  |  | Apparent Power |  |  | MVA
|  |  |  | Real Power |  |  | MW
|  |  |  | Reactive Power |  |  | MVAr
|  |  |  | Capacitors In Service |  |  | MVAr
PF
| Zone Div: | Uncompensated |  | Reactive Power |  |  | MVAr
PF
| 0 | Compensated |  | Load (LV side) |  |  | Amps
|  |  |  | Apparent Power |  |  | MVA
|  |  |  | Real Power |  |  | MW
|  |  |  | Reactive Power |  |  | MVAr
|  |  |  | Capacitors In Service |  |  | MVAr
PF
| Zone Div: | Uncompensated |  | Reactive Power |  |  | MVAr
PF
| 0 | Compensated |  | Load (LV side) |  |  | Amps
|  |  |  | Apparent Power |  |  | MVA
|  |  |  | Real Power |  |  | MW
|  |  |  | Reactive Power |  |  | MVAr
|  |  |  | Capacitors In Service |  |  | MVAr
PF
| Zone Div: | Uncompensated |  | Reactive Power |  |  | MVAr
PF
| 0 | Compensated |  | Load (LV side) |  |  | Amps
|  |  |  | Apparent Power |  |  | MVA
|  |  |  | Real Power |  |  | MW
|  |  |  | Reactive Power |  |  | MVAr
|  |  |  | Capacitors In Service |  |  | MVAr
PF
| Zone Div: | Uncompensated |  | Reactive Power |  |  | MVAr
PF
| 0 | Compensated |  | Load (LV side) |  |  | Amps
|  |  |  | Apparent Power |  |  | MVA
|  |  |  | Real Power |  |  | MW
|  |  |  | Reactive Power |  |  | MVAr
|  |  |  | Capacitors In Service |  |  | MVAr
PF
| Zone Div: | Uncompensated |  | Reactive Power |  |  | MVAr
PF
| 0 | Compensated |  | Load (LV side) |  |  | Amps
|  |  |  | Apparent Power |  |  | MVA
|  |  |  | Real Power |  |  | MW
|  |  |  | Reactive Power |  |  | MVAr
|  |  |  | Capacitors In Service |  |  | MVAr
PF
| Zone Div: | Uncompensated |  | Reactive Power |  |  | MVAr
PF
| 0 | Compensated |  | Load (LV side) |  |  | Amps
|  |  |  | Apparent Power |  |  | MVA
|  |  |  | Real Power |  |  | MW
|  |  |  | Reactive Power |  |  | MVAr
|  |  |  | Capacitors In Service |  |  | MVAr
PF
| Zone Div: | Uncompensated |  | Reactive Power |  |  | MVAr
PF

## Swansea 33_11kV
| Swansea 33_11kV | [16 empty] | 2014 | WINTER
| Substation Total Loads | [33 empty] | Spots & Transfers Detail
| Historical Loads | (11kV MVA) | [7 empty] | Weather Corrected Forecast Loads |  |  |  | (11kV MVA) | [20 empty] | Spots & Transfers Summary | (11kV MVA) |  | Historical Spots & Transfers | [6 empty] | Forecast Spots & Transfers
|  | 2007 | 2008 | 2009 | 2010 | 2011 | 2012 | 2013 |  | 2014 | 2015 | 2016 | 2017 | 2018 | 2019 | 2020 | 2021 | 2022 | 2023 | 2024 | 2025 | 2026 | 2027 | 2028 | 2029 | 2030 | 2031 | 2032 | 2033 | 2034 | 2035 | 2036 | 2037 | 2038 |  |  |  | 2007 | 2008 | 2009 | 2010 | 2011 | 2012 | 2013 | 2014 | 2015 | 2016 | 2017 | 2018 | 2019 | 2020 | 2021 | 2022 | 2023 | 2024 | 2025 | 2026 | 2027 | 2028 | 2029 | 2030 | 2031 | 2032 | 2033 | 2034 | 2035 | 2036 | 2037 | 2038
| Total | 13.8 | 14.1 | 11.6 | 11.9 | 12.485 | 11.794 | 10.841 |  | 11.2297 | 10.7477 | 10.4901 | 10.4396 | 10.5747 | 10.8537 | 11.2078 | 11.5289 | 11.8448 | 12.1701 | 12.4892 | 12.8397 | 13.1948 | 13.568 | 13.9544 | 14.3425 | 14.7332 | 15.1308 | 15.5353 | 15.9469 | 16.3657 | 16.7918 | 17.2252 | 17.666 | 18.1145 |  |  | Total | 0 | 0 | 1.6461 | 0.44583 | 0.22291 | 0.22291 | 0 | -0.014412 | -0.0077192 | 0.045001 | 0.097186 | 0.13505 | 0.27904 | 0.35408 | 0.32113 | 0.3159 | 0.32529 | 0.31903 | 0.35049 | 0.35514 | 0.37324 | 0.38639 | 0.38813 | 0.39068 | 0.39756 | 0.40454 | 0.41161 | 0.41878 | 0.42605 | 0.43341 | 0.44088 | 0.44845
| Firm Rating | 0 | 0 | 0 | 16.4 | 16.4 | 16.42 | 16.42 |  | 16.42 | 16.42 | 16.42 | 16.42 | 16.42 | 16.42 | 16.42 | 16.42 | 16.42 | 16.42 | 16.42 | 16.42 | 16.42 | 16.42 | 16.42 | 16.42 | 16.42 | 16.42 | 16.42 | 16.42 | 16.42 | 16.42 | 16.42 | 16.42 | 16.42
| Total Capacity | 0 | 0 | 0 | 29.87 | 29.87 | 29.87 | 29.87 |  | 29.87 | 29.87 | 29.87 | 29.87 | 29.87 | 29.87 | 29.87 | 29.87 | 29.87 | 29.87 | 29.87 | 29.87 | 29.87 | 29.87 | 29.87 | 29.87 | 29.87 | 29.87 | 29.87 | 29.87 | 29.87 | 29.87 | 29.87 | 29.87 | 29.87 |  |  | Swansea 33_11kV Tx1 | 0 | 0 | 0.82307 | 0.22291 | 0.11146 | 0.11146 | 0 | -0.0072059 | -0.0038596 | 0.0225 | 0.048593 | 0.067527 | 0.13952 | 0.17704 | 0.16056 | 0.15795 | 0.16264 | 0.15952 | 0.17525 | 0.17757 | 0.18662 | 0.19319 | 0.19406 | 0.19534 | 0.19878 | 0.20227 | 0.20581 | 0.20939 | 0.21302 | 0.21671 | 0.22044 | 0.22422
|  | -7 | -6 | -5 | -4 | -3 | -2 | -1 |  | 0 | 1 | 2 | 3 | 4 | 5 | 6 | 7 | 8 | 9 | 10 | 11 | 12 | 13 | 14 | 15 | 16 | 17 | 18 | 19 | 20 | 21 | 22 | 23 | 24 |  |  | Swansea 33_11kV Tx2 | 0 | 0 | 0.82307 | 0.22291 | 0.11146 | 0.11146 | 0 | -0.0072059 | -0.0038596 | 0.0225 | 0.048593 | 0.067527 | 0.13952 | 0.17704 | 0.16056 | 0.15795 | 0.16264 | 0.15952 | 0.17525 | 0.17757 | 0.18662 | 0.19319 | 0.19406 | 0.19534 | 0.19878 | 0.20227 | 0.20581 | 0.20939 | 0.21302 | 0.21671 | 0.22044 | 0.22422
| Transformer Loads | [36 empty] | 0 | 0 | 0 | 0 | 0 | 0 | 0 | 0 | 0 | 0 | 0 | 0 | 0 | 0 | 0 | 0 | 0 | 0 | 0 | 0 | 0 | 0 | 0 | 0 | 0 | 0 | 0 | 0 | 0 | 0 | 0 | 0
| Historical Loads | (11kV MVA) | [7 empty] | 0: Weather Corrected Forecast Loads; 4: (11kV MVA) |  |  |  | 0 | 0 | 0 | 0 | 0 | 0 | 0 | 0 | 0 | 0 | 0 | 0 | 0 | 0 | 0 | 0 | 0 | 0 | 0 | 0 | 0 | 0 | 0 | 0 | 0 | 0 | 0 | 0 | 0 | 0 | 0 | 0
|  | 2007 | 2008 | 2009 | 2010 | 2011 | 2012 | 2013 |  | 2014 | 2015 | 2016 | 2017 | 2018 | 2019 | 2020 | 2021 | 2022 | 2023 | 2024 | 2025 | 2026 | 2027 | 2028 | 2029 | 2030 | 2031 | 2032 | 2033 | 2034 | 2035 | 2036 | 2037 | 2038 |  |  |  | 0 | 0 | 0 | 0 | 0 | 0 | 0 | 0 | 0 | 0 | 0 | 0 | 0 | 0 | 0 | 0 | 0 | 0 | 0 | 0 | 0 | 0 | 0 | 0 | 0 | 0 | 0 | 0 | 0 | 0 | 0 | 0
| 0 | [36 empty] | 0 | 0 | 0 | 0 | 0 | 0 | 0 | 0 | 0 | 0 | 0 | 0 | 0 | 0 | 0 | 0 | 0 | 0 | 0 | 0 | 0 | 0 | 0 | 0 | 0 | 0 | 0 | 0 | 0 | 0 | 0 | 0
| Diversity Factor: 0 | [36 empty] | 0 | 0 | 0 | 0 | 0 | 0 | 0 | 0 | 0 | 0 | 0 | 0 | 0 | 0 | 0 | 0 | 0 | 0 | 0 | 0 | 0 | 0 | 0 | 0 | 0 | 0 | 0 | 0 | 0 | 0 | 0 | 0
[38 empty] | 0 | 0 | 0 | 0 | 0 | 0 | 0 | 0 | 0 | 0 | 0 | 0 | 0 | 0 | 0 | 0 | 0 | 0 | 0 | 0 | 0 | 0 | 0 | 0 | 0 | 0 | 0 | 0 | 0 | 0 | 0 | 0
[38 empty] | 0 | 0 | 0 | 0 | 0 | 0 | 0 | 0 | 0 | 0 | 0 | 0 | 0 | 0 | 0 | 0 | 0 | 0 | 0 | 0 | 0 | 0 | 0 | 0 | 0 | 0 | 0 | 0 | 0 | 0 | 0 | 0
| 0 | [36 empty] | 0 | 0 | 0 | 0 | 0 | 0 | 0 | 0 | 0 | 0 | 0 | 0 | 0 | 0 | 0 | 0 | 0 | 0 | 0 | 0 | 0 | 0 | 0 | 0 | 0 | 0 | 0 | 0 | 0 | 0 | 0 | 0
Diversity Factor: 0
[38 empty] | Historical Spots & Transfers | [6 empty] | Forecast Spots & Transfers
[35 empty] | Project Name | From | To | 2007 | 2008 | 2009 | 2010 | 2011 | 2012 | 2013 | 2014 | 2015 | 2016 | 2017 | 2018 | 2019 | 2020 | 2021 | 2022 | 2023 | 2024 | 2025 | 2026 | 2027 | 2028 | 2029 | 2030 | 2031 | 2032 | 2033 | 2034 | 2035 | 2036 | 2037 | 2038
| 0 | [33 empty] | Broad based demand management |  | Swansea 33_11kV Tx1 | 0 | 0 | 0 | 0 | 0 | 0 | 0 | 0 | 0 | 0 | 0 | 0 | 0 | 0 | 0 | 0 | 0 | 0 | 0 | 0 | 0 | 0 | 0 | 0 | 0 | 0 | 0 | 0 | 0 | 0 | 0 | 0
| Diversity Factor: 0 | [33 empty] | Broad based demand management |  | Swansea 33_11kV Tx2 | 0 | 0 | 0 | 0 | 0 | 0 | 0 | 0 | 0 | 0 | 0 | 0 | 0 | 0 | 0 | 0 | 0 | 0 | 0 | 0 | 0 | 0 | 0 | 0 | 0 | 0 | 0 | 0 | 0 | 0 | 0 | 0
[35 empty] | HVCON_ID: 2000059. Woolworths expansion |  | Swansea 33_11kV Tx1 | 0 | 0 | 0.26578 | 0 | 0 | 0 | 0 | 0 | 0 | 0 | 0 | 0 | 0 | 0 | 0 | 0 | 0 | 0 | 0 | 0 | 0 | 0 | 0 | 0 | 0 | 0 | 0 | 0 | 0 | 0 | 0 | 0
[35 empty] | HVCON_ID: 2000059. Woolworths expansion |  | Swansea 33_11kV Tx2 | 0 | 0 | 0.26578 | 0 | 0 | 0 | 0 | 0 | 0 | 0 | 0 | 0 | 0 | 0 | 0 | 0 | 0 | 0 | 0 | 0 | 0 | 0 | 0 | 0 | 0 | 0 | 0 | 0 | 0 | 0 | 0 | 0
| 0 | [33 empty] | HVCON_ID: 2000060. Wallarah Peninsula |  | Swansea 33_11kV Tx1 | 0 | 0 | 0.22291 | 0 | 0 | 0 | 0 | 0 | 0 | 0 | 0 | 0 | 0 | 0 | 0 | 0 | 0 | 0 | 0 | 0 | 0 | 0 | 0 | 0 | 0 | 0 | 0 | 0 | 0 | 0 | 0 | 0
| Diversity Factor: 0 | [33 empty] | HVCON_ID: 2000060. Wallarah Peninsula |  | Swansea 33_11kV Tx2 | 0 | 0 | 0.22291 | 0 | 0 | 0 | 0 | 0 | 0 | 0 | 0 | 0 | 0 | 0 | 0 | 0 | 0 | 0 | 0 | 0 | 0 | 0 | 0 | 0 | 0 | 0 | 0 | 0 | 0 | 0 | 0 | 0
[35 empty] | HVCON_ID: 2000061. 195-07 - New kiosk - Swansea RSL, to replace exisitng PT 1000kVA |  | Swansea 33_11kV Tx1 | 0 | 0 | 0.33437 | 0 | 0 | 0 | 0 | 0 | 0 | 0 | 0 | 0 | 0 | 0 | 0 | 0 | 0 | 0 | 0 | 0 | 0 | 0 | 0 | 0 | 0 | 0 | 0 | 0 | 0 | 0 | 0 | 0
[35 empty] | HVCON_ID: 2000061. 195-07 - New kiosk - Swansea RSL, to replace exisitng PT 1000kVA |  | Swansea 33_11kV Tx2 | 0 | 0 | 0.33437 | 0 | 0 | 0 | 0 | 0 | 0 | 0 | 0 | 0 | 0 | 0 | 0 | 0 | 0 | 0 | 0 | 0 | 0 | 0 | 0 | 0 | 0 | 0 | 0 | 0 | 0 | 0 | 0 | 0
| 0 | [33 empty] | HVCON_ID: 2000062. Wallarah Peninsula |  | Swansea 33_11kV Tx1 | 0 | 0 | 0 | 0.22291 | 0 | 0 | 0 | 0 | 0 | 0 | 0 | 0 | 0 | 0 | 0 | 0 | 0 | 0 | 0 | 0 | 0 | 0 | 0 | 0 | 0 | 0 | 0 | 0 | 0 | 0 | 0 | 0
| Diversity Factor: 0 | [33 empty] | HVCON_ID: 2000062. Wallarah Peninsula |  | Swansea 33_11kV Tx2 | 0 | 0 | 0 | 0.22291 | 0 | 0 | 0 | 0 | 0 | 0 | 0 | 0 | 0 | 0 | 0 | 0 | 0 | 0 | 0 | 0 | 0 | 0 | 0 | 0 | 0 | 0 | 0 | 0 | 0 | 0 | 0 | 0
[35 empty] | HVCON_ID: 2000063. Wallarah Peninsula |  | Swansea 33_11kV Tx1 | 0 | 0 | 0 | 0 | 0.11146 | 0 | 0 | 0 | 0 | 0 | 0 | 0 | 0 | 0 | 0 | 0 | 0 | 0 | 0 | 0 | 0 | 0 | 0 | 0 | 0 | 0 | 0 | 0 | 0 | 0 | 0 | 0
[35 empty] | HVCON_ID: 2000063. Wallarah Peninsula |  | Swansea 33_11kV Tx2 | 0 | 0 | 0 | 0 | 0.11146 | 0 | 0 | 0 | 0 | 0 | 0 | 0 | 0 | 0 | 0 | 0 | 0 | 0 | 0 | 0 | 0 | 0 | 0 | 0 | 0 | 0 | 0 | 0 | 0 | 0 | 0 | 0
| 0 | [33 empty] | HVCON_ID: 2000064. Wallarah Peninsula |  | Swansea 33_11kV Tx1 | 0 | 0 | 0 | 0 | 0 | 0.11146 | 0 | 0 | 0 | 0 | 0 | 0 | 0 | 0 | 0 | 0 | 0 | 0 | 0 | 0 | 0 | 0 | 0 | 0 | 0 | 0 | 0 | 0 | 0 | 0 | 0 | 0
| Diversity Factor: 0 | [33 empty] | HVCON_ID: 2000064. Wallarah Peninsula |  | Swansea 33_11kV Tx2 | 0 | 0 | 0 | 0 | 0 | 0.11146 | 0 | 0 | 0 | 0 | 0 | 0 | 0 | 0 | 0 | 0 | 0 | 0 | 0 | 0 | 0 | 0 | 0 | 0 | 0 | 0 | 0 | 0 | 0 | 0 | 0 | 0
[35 empty] | Econometric |  | Swansea 33_11kV Tx1 | 0 | 0 | 0 | 0 | 0 | 0 | 0 | 0 | 0 | 0.055702 | 0.10261 | 0.15175 | 0.23002 | 0.23351 | 0.20592 | 0.20896 | 0.21205 | 0.21518 | 0.21835 | 0.22156 | 0.22482 | 0.22812 | 0.23147 | 0.23487 | 0.23831 | 0.2418 | 0.24533 | 0.24892 | 0.25255 | 0.25623 | 0.25997 | 0.26375
[35 empty] | Econometric |  | Swansea 33_11kV Tx2 | 0 | 0 | 0 | 0 | 0 | 0 | 0 | 0 | 0 | 0.055702 | 0.10261 | 0.15175 | 0.23002 | 0.23351 | 0.20592 | 0.20896 | 0.21205 | 0.21518 | 0.21835 | 0.22156 | 0.22482 | 0.22812 | 0.23147 | 0.23487 | 0.23831 | 0.2418 | 0.24533 | 0.24892 | 0.25255 | 0.25623 | 0.25997 | 0.26375
| 0 | [33 empty] | Energy Efficiency |  | Swansea 33_11kV Tx1 | 0 | 0 | 0 | 0 | 0 | 0 | 0 | -0.0072059 | -0.0038596 | -0.033202 | -0.054019 | -0.08422 | -0.090498 | -0.05647 | -0.045357 | -0.051012 | -0.049406 | -0.05566 | -0.043102 | -0.043994 | -0.0382 | -0.034931 | -0.03741 | -0.039527 | -0.039527 | -0.039527 | -0.039527 | -0.039527 | -0.039527 | -0.039527 | -0.039527 | -0.039527
| Diversity Factor: 0 | [33 empty] | Energy Efficiency |  | Swansea 33_11kV Tx2 | 0 | 0 | 0 | 0 | 0 | 0 | 0 | -0.0072059 | -0.0038596 | -0.033202 | -0.054019 | -0.08422 | -0.090498 | -0.05647 | -0.045357 | -0.051012 | -0.049406 | -0.05566 | -0.043102 | -0.043994 | -0.0382 | -0.034931 | -0.03741 | -0.039527 | -0.039527 | -0.039527 | -0.039527 | -0.039527 | -0.039527 | -0.039527 | -0.039527 | -0.039527
[35 empty] | Solar PV |  | Swansea 33_11kV Tx1 | 0 | 0 | 0 | 0 | 0 | 0 | 0 | 0 | 0 | 0 | 0 | 0 | 0 | 0 | 0 | 0 | 0 | 0 | 0 | 0 | 0 | 0 | 0 | 0 | 0 | 0 | 0 | 0 | 0 | 0 | 0 | 0
[35 empty] | Solar PV |  | Swansea 33_11kV Tx2 | 0 | 0 | 0 | 0 | 0 | 0 | 0 | 0 | 0 | 0 | 0 | 0 | 0 | 0 | 0 | 0 | 0 | 0 | 0 | 0 | 0 | 0 | 0 | 0 | 0 | 0 | 0 | 0 | 0 | 0 | 0 | 0
0
Diversity Factor: 0
0
Diversity Factor: 0
0
Diversity Factor: 0
| Weather Correction and Public Holiday Factors | [8 empty] | Forecast ROG
ROG Justification
| Actual loads for season 2013 have been weather corrected by the following: | [6 empty] | 5.938% |  | 5 year ROG ok | [59 empty] | 5 year ROG ok
1 | 2 | 3 | 4 | 5 | 6 | 7 | 8 | 9 | 10 | 2014 | 2015 | 2016 | 2017 | 2018 | 2019 | 2020 | 2021 | 2022 | 2023 | 2024 | 2025 | 2026 | 2027 | 2028 | 2029 | 2030 | 2031 | 2032 | 2033 | 2034 | 2035 | 2036 | 2037 | 2038
0.95777 | 0.91732 | 0.8915 | 0.87896 | 0.87896 | 0.87896 | 0.87896 | 0.87896 | 0.87896 | 0.87896 | -4.223% | -4.223% | -2.815% | -1.407% | 0% | 0% | 0% | 0% | 0% | 0% | 0% | 0% | 0% | 0% | 0% | 0% | 0% | 0% | 0% | 0% | 0% | 0% | 0% | 0% | 0%
Substation Load Detail
[7 empty] | Units | 2013 |  | 2014 | 2015 | 2016 | 2017 | 2018 | 2019 | 2020 | 2021 | 2022 | 2023 | 2024 | 2025 | 2026 | 2027 | 2028 | 2029 | 2030 | 2031 | 2032 | 2033 | 2034 | 2035 | 2036 | 2037 | 2038
1 | Swansea 33_11kV | Compensated |  | Load (LV side) |  |  | Amps | 0 |  | 589.4091 | 564.1104 | 550.589 | 547.9386 | 555.0272 | 569.6731 | 588.2573 | 605.1122 | 621.6929 | 638.7661 | 655.5111 | 673.9071 | 692.5469 | 712.137 | 732.4171 | 752.7884 | 773.2937 | 794.1603 | 815.3931 | 836.997 | 858.9772 | 881.3389 | 904.0871 | 927.2273 | 950.7648
|  |  |  | Apparent Power |  |  | MVA | 10.841 | 11.74 | 11.2297 | 10.7477 | 10.4901 | 10.4396 | 10.5747 | 10.8537 | 11.2078 | 11.5289 | 11.8448 | 12.1701 | 12.4892 | 12.8397 | 13.1948 | 13.568 | 13.9544 | 14.3425 | 14.7332 | 15.1308 | 15.5353 | 15.9469 | 16.3657 | 16.7918 | 17.2252 | 17.666 | 18.1145
|  |  |  | Real Power |  |  | MW | 10.6784 | 11.5639 | 11.0613 | 10.5865 | 10.3328 | 10.283 | 10.4161 | 10.6909 | 11.0397 | 11.356 | 11.6672 | 11.9876 | 12.3018 | 12.6471 | 12.9969 | 13.3645 | 13.7451 | 14.1274 | 14.5122 | 14.9038 | 15.3023 | 15.7077 | 16.1202 | 16.5399 | 16.9668 | 17.4011 | 17.8428
|  |  |  | Reactive Power |  |  | MVAr | 0 |  | 1.9377 | 1.8546 | 1.8101 | 1.8014 | 1.8247 | 1.8729 | 1.934 | 1.9894 | 2.0439 | 2.1 | 2.1551 | 2.2155 | 2.2768 | 2.3412 | 2.4079 | 2.4749 | 2.5423 | 2.6109 | 2.6807 | 2.7517 | 2.824 | 2.8975 | 2.9723 | 3.0484 | 3.1257
|  |  |  | Capacitors In Service |  |  | MVAr | 0 |  | 0 | 0 | 0 | 0 | 0 | 0 | 0 | 0 | 0 | 0 | 0 | 0 | 0 | 0 | 0 | 0 | 0 | 0 | 0 | 0 | 0 | 0 | 0 | 0 | 0
|  |  |  | PF |  |  |  | 0.985 |  | 0.985 | 0.985 | 0.985 | 0.985 | 0.985 | 0.985 | 0.985 | 0.985 | 0.985 | 0.985 | 0.985 | 0.985 | 0.985 | 0.985 | 0.985 | 0.985 | 0.985 | 0.985 | 0.985 | 0.985 | 0.985 | 0.985 | 0.985 | 0.985 | 0.985
0.93157 | Diversity Factor: 0.93 | Uncompensated |  | Reactive Power |  |  | MVAr | 0 | 2.0258 | 1.9377 | 1.8546 | 1.8101 | 1.8014 | 1.8247 | 1.8729 | 1.934 | 1.9894 | 2.0439 | 2.1 | 2.1551 | 2.2155 | 2.2768 | 2.3412 | 2.4079 | 2.4749 | 2.5423 | 2.6109 | 2.6807 | 2.7517 | 2.824 | 2.8975 | 2.9723 | 3.0484 | 3.1257
|  |  |  | PF |  |  |  | 0.985 |  | 0.985 | 0.985 | 0.985 | 0.985 | 0.985 | 0.985 | 0.985 | 0.985 | 0.985 | 0.985 | 0.985 | 0.985 | 0.985 | 0.985 | 0.985 | 0.985 | 0.985 | 0.985 | 0.985 | 0.985 | 0.985 | 0.985 | 0.985 | 0.985 | 0.985
[10 empty] | 1 | 2 | 3 | 4 | 5 | 6 | 7 | 8 | 9 | 10 | 11 | 12 | 13 | 14 | 15 | 16 | 17 | 18 | 19 | 20 | 21 | 22 | 23 | 24 | 25
Transformer Load Detail
[7 empty] | Units | 2013 |  | 2014 | 2015 | 2016 | 2017 | 2018 | 2019 | 2020 | 2021 | 2022 | 2023 | 2024 | 2025 | 2026 | 2027 | 2028 | 2029 | 2030 | 2031 | 2032 | 2033 | 2034 | 2035 | 2036 | 2037 | 2038
| 0 | Compensated |  | Load (LV side) |  |  | Amps
|  |  |  | Apparent Power |  |  | MVA
|  |  |  | Real Power |  |  | MW
|  |  |  | Reactive Power |  |  | MVAr
|  |  |  | Capacitors In Service |  |  | MVAr
PF
| Zone Div: | Uncompensated |  | Reactive Power |  |  | MVAr
PF
| 0 | Compensated |  | Load (LV side) |  |  | Amps
|  |  |  | Apparent Power |  |  | MVA
|  |  |  | Real Power |  |  | MW
|  |  |  | Reactive Power |  |  | MVAr
|  |  |  | Capacitors In Service |  |  | MVAr
PF
| Zone Div: | Uncompensated |  | Reactive Power |  |  | MVAr
PF
| 0 | Compensated |  | Load (LV side) |  |  | Amps
|  |  |  | Apparent Power |  |  | MVA
|  |  |  | Real Power |  |  | MW
|  |  |  | Reactive Power |  |  | MVAr
|  |  |  | Capacitors In Service |  |  | MVAr
PF
| Zone Div: | Uncompensated |  | Reactive Power |  |  | MVAr
PF
| 0 | Compensated |  | Load (LV side) |  |  | Amps
|  |  |  | Apparent Power |  |  | MVA
|  |  |  | Real Power |  |  | MW
|  |  |  | Reactive Power |  |  | MVAr
|  |  |  | Capacitors In Service |  |  | MVAr
PF
| Zone Div: | Uncompensated |  | Reactive Power |  |  | MVAr
PF
| 0 | Compensated |  | Load (LV side) |  |  | Amps
|  |  |  | Apparent Power |  |  | MVA
|  |  |  | Real Power |  |  | MW
|  |  |  | Reactive Power |  |  | MVAr
|  |  |  | Capacitors In Service |  |  | MVAr
PF
| Zone Div: | Uncompensated |  | Reactive Power |  |  | MVAr
PF
| 0 | Compensated |  | Load (LV side) |  |  | Amps
|  |  |  | Apparent Power |  |  | MVA
|  |  |  | Real Power |  |  | MW
|  |  |  | Reactive Power |  |  | MVAr
|  |  |  | Capacitors In Service |  |  | MVAr
PF
| Zone Div: | Uncompensated |  | Reactive Power |  |  | MVAr
PF
| 0 | Compensated |  | Load (LV side) |  |  | Amps
|  |  |  | Apparent Power |  |  | MVA
|  |  |  | Real Power |  |  | MW
|  |  |  | Reactive Power |  |  | MVAr
|  |  |  | Capacitors In Service |  |  | MVAr
PF
| Zone Div: | Uncompensated |  | Reactive Power |  |  | MVAr
PF
| 0 | Compensated |  | Load (LV side) |  |  | Amps
|  |  |  | Apparent Power |  |  | MVA
|  |  |  | Real Power |  |  | MW
|  |  |  | Reactive Power |  |  | MVAr
|  |  |  | Capacitors In Service |  |  | MVAr
PF
| Zone Div: | Uncompensated |  | Reactive Power |  |  | MVAr
PF
| 0 | Compensated |  | Load (LV side) |  |  | Amps
|  |  |  | Apparent Power |  |  | MVA
|  |  |  | Real Power |  |  | MW
|  |  |  | Reactive Power |  |  | MVAr
|  |  |  | Capacitors In Service |  |  | MVAr
PF
| Zone Div: | Uncompensated |  | Reactive Power |  |  | MVAr
PF
| 0 | Compensated |  | Load (LV side) |  |  | Amps
|  |  |  | Apparent Power |  |  | MVA
|  |  |  | Real Power |  |  | MW
|  |  |  | Reactive Power |  |  | MVAr
|  |  |  | Capacitors In Service |  |  | MVAr
PF
| Zone Div: | Uncompensated |  | Reactive Power |  |  | MVAr
PF