## Inclusions and Exclusions
Sydney Forecast Inclusions and Exclusions
Date Printed |  | 08JUL14:11:21:24
| Description | Value
Season |  | Winter | Winter
Either Summer or Winter
Year |  | 2014 | 2014
Year that the forecast starts
POE |  | 50% | 0.5
10%, 50%, 90%
Spots and Transfers |  | Y | Y
Are Spots and Transfers Included?
BBDM Spots |  | Y | Y
Is BBDM included?
Spots Coefficient |  | 55% | 0.55
Scaling factor applied to spot loads in the future
Aligned ROGs |  | Capped | Capped
Have ROGs been aligned to econometric forecast?
Committed Projects |  | Y | Y
Are Committed Projects Included?
Major Customers Scaling Factor |  | 100% | 1
Scaling factor applied to major customer connections in the future
Future Transfers |  | Y | Y
Are future transfers included?
Future Spots |  | 4 | 4
Future spots are cleared from the following forecast year

## Balgowlah 33_11kV
| Balgowlah 33_11kV | [16 empty] | 2014 | WINTER
[6 empty] | Zone decommissioned |  | 2011-11-01
| Substation Total Loads | [33 empty] | Spots & Transfers Detail
| Historical Loads | (11kV Amps) | [7 empty] | Weather Corrected Forecast Loads |  |  |  | (11kV Amps) | [20 empty] | Spots & Transfers Summary | (11kV Amps) |  | Historical Spots & Transfers | [6 empty] | Forecast Spots & Transfers
|  | 2007 | 2008 | 2009 | 2010 | 2011 | 2012 | 2013 |  | 2014 | 2015 | 2016 | 2017 | 2018 | 2019 | 2020 | 2021 | 2022 | 2023 | 2024 | 2025 | 2026 | 2027 | 2028 | 2029 | 2030 | 2031 | 2032 | 2033 | 2034 | 2035 | 2036 | 2037 | 2038 |  |  |  | 2007 | 2008 | 2009 | 2010 | 2011 | 2012 | 2013 | 2014 | 2015 | 2016 | 2017 | 2018 | 2019 | 2020 | 2021 | 2022 | 2023 | 2024 | 2025 | 2026 | 2027 | 2028 | 2029 | 2030 | 2031 | 2032 | 2033 | 2034 | 2035 | 2036 | 2037 | 2038
| Total | 1569 | 1521 | 1380 | 1419 | 1592 | 32.4818 |  |  | 0 | 0 | 0 | 0 | 0 | 0 | 0 | 0 | 0 | 0 | 0 | 0 | 0 | 0 | 0 | 0 | 0 | 0 | 0 | 0 | 0 | 0 | 0 | 0 | 0 |  |  | Total | -638 | 0 | 0 | 155.7 | 0 | -1550 | 0 | 0 | 0 | 0 | 0 | 0 | 0 | 0 | 0 | 0 | 0 | 0 | 0 | 0 | 0 | 0 | 0 | 0 | 0 | 0 | 0 | 0 | 0 | 0 | 0 | 0
| Firm Rating | 0 | 0 | 0 | 0 | 0 | 0 | 0 |  | 0 | 0 | 0 | 0 | 0 | 0 | 0 | 0 | 0 | 0 | 0 | 0 | 0 | 0 | 0 | 0 | 0 | 0 | 0 | 0 | 0 | 0 | 0 | 0 | 0
| Total Capacity | 0 | 0 | 0 | 0 | 0 | 0 | 0 |  | 0 | 0 | 0 | 0 | 0 | 0 | 0 | 0 | 0 | 0 | 0 | 0 | 0 | 0 | 0 | 0 | 0 | 0 | 0 | 0 | 0 | 0 | 0 | 0 | 0 |  |  | Balgowlah 33_11kV Tx1 | -319 | 0 | 0 | 77.85 | 0 | -775 | 0 | 0 | 0 | 0 | 0 | 0 | 0 | 0 | 0 | 0 | 0 | 0 | 0 | 0 | 0 | 0 | 0 | 0 | 0 | 0 | 0 | 0 | 0 | 0 | 0 | 0
|  | -7 | -6 | -5 | -4 | -3 | -2 | -1 |  | 0 | 1 | 2 | 3 | 4 | 5 | 6 | 7 | 8 | 9 | 10 | 11 | 12 | 13 | 14 | 15 | 16 | 17 | 18 | 19 | 20 | 21 | 22 | 23 | 24 |  |  | Balgowlah 33_11kV Tx2 | -319 | 0 | 0 | 77.85 | 0 | -775 | 0 | 0 | 0 | 0 | 0 | 0 | 0 | 0 | 0 | 0 | 0 | 0 | 0 | 0 | 0 | 0 | 0 | 0 | 0 | 0 | 0 | 0 | 0 | 0 | 0 | 0
| Transformer Loads | [36 empty] | 0 | 0 | 0 | 0 | 0 | 0 | 0 | 0 | 0 | 0 | 0 | 0 | 0 | 0 | 0 | 0 | 0 | 0 | 0 | 0 | 0 | 0 | 0 | 0 | 0 | 0 | 0 | 0 | 0 | 0 | 0 | 0
| Historical Loads | (11kV Amps) | [7 empty] | Weather Corrected Forecast Loads |  |  |  | (11kV Amps) | [23 empty] | 0 | 0 | 0 | 0 | 0 | 0 | 0 | 0 | 0 | 0 | 0 | 0 | 0 | 0 | 0 | 0 | 0 | 0 | 0 | 0 | 0 | 0 | 0 | 0 | 0 | 0 | 0 | 0 | 0 | 0 | 0 | 0
|  | 2007 | 2008 | 2009 | 2010 | 2011 | 2012 | 2013 |  | 2014 | 2015 | 2016 | 2017 | 2018 | 2019 | 2020 | 2021 | 2022 | 2023 | 2024 | 2025 | 2026 | 2027 | 2028 | 2029 | 2030 | 2031 | 2032 | 2033 | 2034 | 2035 | 2036 | 2037 | 2038 |  |  |  | 0 | 0 | 0 | 0 | 0 | 0 | 0 | 0 | 0 | 0 | 0 | 0 | 0 | 0 | 0 | 0 | 0 | 0 | 0 | 0 | 0 | 0 | 0 | 0 | 0 | 0 | 0 | 0 | 0 | 0 | 0 | 0
| 0 | [36 empty] | 0 | 0 | 0 | 0 | 0 | 0 | 0 | 0 | 0 | 0 | 0 | 0 | 0 | 0 | 0 | 0 | 0 | 0 | 0 | 0 | 0 | 0 | 0 | 0 | 0 | 0 | 0 | 0 | 0 | 0 | 0 | 0
| Diversity Factor: 0 | [36 empty] | 0 | 0 | 0 | 0 | 0 | 0 | 0 | 0 | 0 | 0 | 0 | 0 | 0 | 0 | 0 | 0 | 0 | 0 | 0 | 0 | 0 | 0 | 0 | 0 | 0 | 0 | 0 | 0 | 0 | 0 | 0 | 0
[38 empty] | 0 | 0 | 0 | 0 | 0 | 0 | 0 | 0 | 0 | 0 | 0 | 0 | 0 | 0 | 0 | 0 | 0 | 0 | 0 | 0 | 0 | 0 | 0 | 0 | 0 | 0 | 0 | 0 | 0 | 0 | 0 | 0
[38 empty] | 0 | 0 | 0 | 0 | 0 | 0 | 0 | 0 | 0 | 0 | 0 | 0 | 0 | 0 | 0 | 0 | 0 | 0 | 0 | 0 | 0 | 0 | 0 | 0 | 0 | 0 | 0 | 0 | 0 | 0 | 0 | 0
| 0 | [36 empty] | 0 | 0 | 0 | 0 | 0 | 0 | 0 | 0 | 0 | 0 | 0 | 0 | 0 | 0 | 0 | 0 | 0 | 0 | 0 | 0 | 0 | 0 | 0 | 0 | 0 | 0 | 0 | 0 | 0 | 0 | 0 | 0
Diversity Factor: 0
[38 empty] | Historical Spots & Transfers | [6 empty] | Forecast Spots & Transfers
[35 empty] | Project Name | From | To | 2007 | 2008 | 2009 | 2010 | 2011 | 2012 | 2013 | 2014 | 2015 | 2016 | 2017 | 2018 | 2019 | 2020 | 2021 | 2022 | 2023 | 2024 | 2025 | 2026 | 2027 | 2028 | 2029 | 2030 | 2031 | 2032 | 2033 | 2034 | 2035 | 2036 | 2037 | 2038
| 0 | [33 empty] | Commissioning Transfers | Balgowlah 33_11kV Tx1 | Balgowlah North 132_11kV Tx1 | 0 | 0 | 0 | 0 | 0 | 775 | 0 | 0 | 0 | 0 | 0 | 0 | 0 | 0 | 0 | 0 | 0 | 0 | 0 | 0 | 0 | 0 | 0 | 0 | 0 | 0 | 0 | 0 | 0 | 0 | 0 | 0
| Diversity Factor: 0 | [33 empty] | Commissioning Transfers | Balgowlah 33_11kV Tx2 | Balgowlah North 132_11kV Tx1 | 0 | 0 | 0 | 0 | 0 | 775 | 0 | 0 | 0 | 0 | 0 | 0 | 0 | 0 | 0 | 0 | 0 | 0 | 0 | 0 | 0 | 0 | 0 | 0 | 0 | 0 | 0 | 0 | 0 | 0 | 0 | 0
[35 empty] | DNP_ID: 6132. Relief of Balgowlah Zone Substation | Balgowlah 33_11kV Tx1 | Harbord 33_11kV Tx1 | 237 | 0 | 0 | 0 | 0 | 0 | 0 | 0 | 0 | 0 | 0 | 0 | 0 | 0 | 0 | 0 | 0 | 0 | 0 | 0 | 0 | 0 | 0 | 0 | 0 | 0 | 0 | 0 | 0 | 0 | 0 | 0
[35 empty] | DNP_ID: 6132. Relief of Balgowlah Zone Substation | Balgowlah 33_11kV Tx1 | Harbord 33_11kV Tx2 | 82 | 0 | 0 | 0 | 0 | 0 | 0 | 0 | 0 | 0 | 0 | 0 | 0 | 0 | 0 | 0 | 0 | 0 | 0 | 0 | 0 | 0 | 0 | 0 | 0 | 0 | 0 | 0 | 0 | 0 | 0 | 0
| 0 | [33 empty] | DNP_ID: 6132. Relief of Balgowlah Zone Substation | Balgowlah 33_11kV Tx2 | Harbord 33_11kV Tx1 | 237 | 0 | 0 | 0 | 0 | 0 | 0 | 0 | 0 | 0 | 0 | 0 | 0 | 0 | 0 | 0 | 0 | 0 | 0 | 0 | 0 | 0 | 0 | 0 | 0 | 0 | 0 | 0 | 0 | 0 | 0 | 0
| Diversity Factor: 0 | [33 empty] | DNP_ID: 6132. Relief of Balgowlah Zone Substation | Balgowlah 33_11kV Tx2 | Harbord 33_11kV Tx2 | 82 | 0 | 0 | 0 | 0 | 0 | 0 | 0 | 0 | 0 | 0 | 0 | 0 | 0 | 0 | 0 | 0 | 0 | 0 | 0 | 0 | 0 | 0 | 0 | 0 | 0 | 0 | 0 | 0 | 0 | 0 | 0
[35 empty] | HVCON_ID: 2006007. Install (1) 2x1500kVA chamber substation S.16984 Condamine Griffiths No.1, establish 2x KL substations S.16985 & S.16986 Sydney Condamine No.1 and No.2 |  | Balgowlah 33_11kV Tx1 | 0 | 0 | 0 | 77.85 | 0 | 0 | 0 | 0 | 0 | 0 | 0 | 0 | 0 | 0 | 0 | 0 | 0 | 0 | 0 | 0 | 0 | 0 | 0 | 0 | 0 | 0 | 0 | 0 | 0 | 0 | 0 | 0
[35 empty] | HVCON_ID: 2006007. Install (1) 2x1500kVA chamber substation S.16984 Condamine Griffiths No.1, establish 2x KL substations S.16985 & S.16986 Sydney Condamine No.1 and No.2 |  | Balgowlah 33_11kV Tx2 | 0 | 0 | 0 | 77.85 | 0 | 0 | 0 | 0 | 0 | 0 | 0 | 0 | 0 | 0 | 0 | 0 | 0 | 0 | 0 | 0 | 0 | 0 | 0 | 0 | 0 | 0 | 0 | 0 | 0 | 0 | 0 | 0
0
Diversity Factor: 0
0
Diversity Factor: 0
0
Diversity Factor: 0
0
Diversity Factor: 0
0
Diversity Factor: 0
0
Diversity Factor: 0
| Weather Correction and Public Holiday Factors | [8 empty] | Forecast ROG
ROG Justification
| Actual loads for season 2013 have been weather corrected by the following: | [6 empty] | 0% |  | 0
1 | 2 | 3 | 4 | 5 | 6 | 7 | 8 | 9 | 10 | 2014 | 2015 | 2016 | 2017 | 2018 | 2019 | 2020 | 2021 | 2022 | 2023 | 2024 | 2025 | 2026 | 2027 | 2028 | 2029 | 2030 | 2031 | 2032 | 2033 | 2034 | 2035 | 2036 | 2037 | 2038
1 | 1 | 1 | 1 | 1 | 1 | 1 | 1 | 1 | 1 | 0% | 0% | 0% | 0% | 0% | 0% | 0% | 0% | 0% | 0% | 0% | 0% | 0% | 0% | 0% | 0% | 0% | 0% | 0% | 0% | 0% | 0% | 0% | 0% | 0%
Substation Load Detail
[7 empty] | Units | 2013 |  | 2014 | 2015 | 2016 | 2017 | 2018 | 2019 | 2020 | 2021 | 2022 | 2023 | 2024 | 2025 | 2026 | 2027 | 2028 | 2029 | 2030 | 2031 | 2032 | 2033 | 2034 | 2035 | 2036 | 2037 | 2038
1 | Balgowlah 33_11kV | Compensated |  | Load (LV side) |  |  | Amps | 0 | 0 | 0 | 0 | 0 | 0 | 0 | 0 | 0 | 0 | 0 | 0 | 0 | 0 | 0 | 0 | 0 | 0 | 0 | 0 | 0 | 0 | 0 | 0 | 0 | 0 | 0
|  |  |  | Apparent Power |  |  | MVA | 0 |  | 0 | 0 | 0 | 0 | 0 | 0 | 0 | 0 | 0 | 0 | 0 | 0 | 0 | 0 | 0 | 0 | 0 | 0 | 0 | 0 | 0 | 0 | 0 | 0 | 0
|  |  |  | Real Power |  |  | MW | 0 | 0 | 0 | 0 | 0 | 0 | 0 | 0 | 0 | 0 | 0 | 0 | 0 | 0 | 0 | 0 | 0 | 0 | 0 | 0 | 0 | 0 | 0 | 0 | 0 | 0 | 0
|  |  |  | Reactive Power |  |  | MVAr | 0 |  | 0 | 0 | 0 | 0 | 0 | 0 | 0 | 0 | 0 | 0 | 0 | 0 | 0 | 0 | 0 | 0 | 0 | 0 | 0 | 0 | 0 | 0 | 0 | 0 | 0
|  |  |  | Capacitors In Service |  |  | MVAr | 0 |  | 0 | 0 | 0 | 0 | 0 | 0 | 0 | 0 | 0 | 0 | 0 | 0 | 0 | 0 | 0 | 0 | 0 | 0 | 0 | 0 | 0 | 0 | 0 | 0 | 0
|  |  |  | PF |  |  |  | 0 |  | 0 | 0 | 0 | 0 | 0 | 0 | 0 | 0 | 0 | 0 | 0 | 0 | 0 | 0 | 0 | 0 | 0 | 0 | 0 | 0 | 0 | 0 | 0 | 0 | 0
0.98199 | Diversity Factor: 0.98 | Uncompensated |  | Reactive Power |  |  | MVAr | 0 | 0 | 0 | 0 | 0 | 0 | 0 | 0 | 0 | 0 | 0 | 0 | 0 | 0 | 0 | 0 | 0 | 0 | 0 | 0 | 0 | 0 | 0 | 0 | 0 | 0 | 0
|  |  |  | PF |  |  |  | 0 |  | 0 | 0 | 0 | 0 | 0 | 0 | 0 | 0 | 0 | 0 | 0 | 0 | 0 | 0 | 0 | 0 | 0 | 0 | 0 | 0 | 0 | 0 | 0 | 0 | 0
[10 empty] | 1 | 2 | 3 | 4 | 5 | 6 | 7 | 8 | 9 | 10 | 11 | 12 | 13 | 14 | 15 | 16 | 17 | 18 | 19 | 20 | 21 | 22 | 23 | 24 | 25
Transformer Load Detail
[7 empty] | Units | 2013 |  | 2014 | 2015 | 2016 | 2017 | 2018 | 2019 | 2020 | 2021 | 2022 | 2023 | 2024 | 2025 | 2026 | 2027 | 2028 | 2029 | 2030 | 2031 | 2032 | 2033 | 2034 | 2035 | 2036 | 2037 | 2038
| 0 | Compensated |  | Load (LV side) |  |  | Amps
|  |  |  | Apparent Power |  |  | MVA
|  |  |  | Real Power |  |  | MW
|  |  |  | Reactive Power |  |  | MVAr
|  |  |  | Capacitors In Service |  |  | MVAr
PF
| Zone Div: | Uncompensated |  | Reactive Power |  |  | MVAr
PF
| 0 | Compensated |  | Load (LV side) |  |  | Amps
|  |  |  | Apparent Power |  |  | MVA
|  |  |  | Real Power |  |  | MW
|  |  |  | Reactive Power |  |  | MVAr
|  |  |  | Capacitors In Service |  |  | MVAr
PF
| Zone Div: | Uncompensated |  | Reactive Power |  |  | MVAr
PF
| 0 | Compensated |  | Load (LV side) |  |  | Amps
|  |  |  | Apparent Power |  |  | MVA
|  |  |  | Real Power |  |  | MW
|  |  |  | Reactive Power |  |  | MVAr
|  |  |  | Capacitors In Service |  |  | MVAr
PF
| Zone Div: | Uncompensated |  | Reactive Power |  |  | MVAr
PF
| 0 | Compensated |  | Load (LV side) |  |  | Amps
|  |  |  | Apparent Power |  |  | MVA
|  |  |  | Real Power |  |  | MW
|  |  |  | Reactive Power |  |  | MVAr
|  |  |  | Capacitors In Service |  |  | MVAr
PF
| Zone Div: | Uncompensated |  | Reactive Power |  |  | MVAr
PF
| 0 | Compensated |  | Load (LV side) |  |  | Amps
|  |  |  | Apparent Power |  |  | MVA
|  |  |  | Real Power |  |  | MW
|  |  |  | Reactive Power |  |  | MVAr
|  |  |  | Capacitors In Service |  |  | MVAr
PF
| Zone Div: | Uncompensated |  | Reactive Power |  |  | MVAr
PF
| 0 | Compensated |  | Load (LV side) |  |  | Amps
|  |  |  | Apparent Power |  |  | MVA
|  |  |  | Real Power |  |  | MW
|  |  |  | Reactive Power |  |  | MVAr
|  |  |  | Capacitors In Service |  |  | MVAr
PF
| Zone Div: | Uncompensated |  | Reactive Power |  |  | MVAr
PF
| 0 | Compensated |  | Load (LV side) |  |  | Amps
|  |  |  | Apparent Power |  |  | MVA
|  |  |  | Real Power |  |  | MW
|  |  |  | Reactive Power |  |  | MVAr
|  |  |  | Capacitors In Service |  |  | MVAr
PF
| Zone Div: | Uncompensated |  | Reactive Power |  |  | MVAr
PF
| 0 | Compensated |  | Load (LV side) |  |  | Amps
|  |  |  | Apparent Power |  |  | MVA
|  |  |  | Real Power |  |  | MW
|  |  |  | Reactive Power |  |  | MVAr
|  |  |  | Capacitors In Service |  |  | MVAr
PF
| Zone Div: | Uncompensated |  | Reactive Power |  |  | MVAr
PF
| 0 | Compensated |  | Load (LV side) |  |  | Amps
|  |  |  | Apparent Power |  |  | MVA
|  |  |  | Real Power |  |  | MW
|  |  |  | Reactive Power |  |  | MVAr
|  |  |  | Capacitors In Service |  |  | MVAr
PF
| Zone Div: | Uncompensated |  | Reactive Power |  |  | MVAr
PF
| 0 | Compensated |  | Load (LV side) |  |  | Amps
|  |  |  | Apparent Power |  |  | MVA
|  |  |  | Real Power |  |  | MW
|  |  |  | Reactive Power |  |  | MVAr
|  |  |  | Capacitors In Service |  |  | MVAr
PF
| Zone Div: | Uncompensated |  | Reactive Power |  |  | MVAr
PF

## Balgowlah North 132_11kV
| Balgowlah North 132_11kV | [16 empty] | 2014 | WINTER
[6 empty] | Zone commissioned |  | 2011-10-19
| Substation Total Loads | [33 empty] | Spots & Transfers Detail
| Historical Loads | (11kV Amps) | [7 empty] | Weather Corrected Forecast Loads |  |  |  | (11kV Amps) | [20 empty] | Spots & Transfers Summary | (11kV Amps) |  | Historical Spots & Transfers | [6 empty] | Forecast Spots & Transfers
|  | 2007 | 2008 | 2009 | 2010 | 2011 | 2012 | 2013 |  | 2014 | 2015 | 2016 | 2017 | 2018 | 2019 | 2020 | 2021 | 2022 | 2023 | 2024 | 2025 | 2026 | 2027 | 2028 | 2029 | 2030 | 2031 | 2032 | 2033 | 2034 | 2035 | 2036 | 2037 | 2038 |  |  |  | 2007 | 2008 | 2009 | 2010 | 2011 | 2012 | 2013 | 2014 | 2015 | 2016 | 2017 | 2018 | 2019 | 2020 | 2021 | 2022 | 2023 | 2024 | 2025 | 2026 | 2027 | 2028 | 2029 | 2030 | 2031 | 2032 | 2033 | 2034 | 2035 | 2036 | 2037 | 2038
| Total | [5 empty] | 1682.7 | 1657.2 |  | 1726.209 | 1715.665 | 1711.469 | 1713.653 | 1721.226 | 1730.511 | 1753.032 | 1776.342 | 1798.722 | 1822.38 | 1845.387 | 1872.73 | 1900.601 | 1930.617 | 1962.252 | 1993.955 | 2025.963 | 2058.762 | 2092.364 | 2126.782 | 2162.028 | 2198.114 | 2235.053 | 2272.858 | 2311.541 |  |  | Total | 0 | 0 | 0 | 0 | 0 | 2131 | 0 | -1.0705 | -1.057 | 2.0906 | 5.3192 | 7.5735 | 9.2846 | 22.5213 | 23.3099 | 22.38 | 23.6578 | 23.0071 | 27.3434 | 27.8704 | 30.016 | 31.635 | 31.7036 | 32.0073 | 32.7989 | 33.6024 | 34.418 | 35.2459 | 36.0862 | 36.9391 | 37.8047 | 38.6833
| Firm Rating | 0 | 0 | 0 | 0 | 0 | 0 | 1989 |  | 1989 | 1989 | 1989 | 1989 | 1989 | 1989 | 1989 | 1989 | 1989 | 1989 | 1989 | 1989 | 1989 | 1989 | 1989 | 1989 | 1989 | 1989 | 1989 | 1989 | 1989 | 1989 | 1989 | 1989 | 1989
| Total Capacity | 0 | 0 | 0 | 0 | 0 | 0 | 2793 |  | 2793 | 2793 | 2793 | 2793 | 2793 | 2793 | 2793 | 2793 | 2793 | 2793 | 2793 | 2793 | 2793 | 2793 | 2793 | 2793 | 2793 | 2793 | 2793 | 2793 | 2793 | 2793 | 2793 | 2793 | 2793 |  |  | Balgowlah North 132_11kV Tx1 | 0 | 0 | 0 | 0 | 0 | 2131 | 0 | -1.0705 | -1.057 | 2.0906 | 5.3192 | 7.5735 | 9.2846 | 22.5213 | 23.3099 | 22.38 | 23.6578 | 23.0071 | 27.3434 | 27.8704 | 30.016 | 31.635 | 31.7036 | 32.0073 | 32.7989 | 33.6024 | 34.418 | 35.2459 | 36.0862 | 36.9391 | 37.8047 | 38.6833
|  | -7 | -6 | -5 | -4 | -3 | -2 | -1 |  | 0 | 1 | 2 | 3 | 4 | 5 | 6 | 7 | 8 | 9 | 10 | 11 | 12 | 13 | 14 | 15 | 16 | 17 | 18 | 19 | 20 | 21 | 22 | 23 | 24 |  |  | Balgowlah North 33_11kV Tx2 | 0 | 0 | 0 | 0 | 0 | 0 | 0 | 0 | 0 | 0 | 0 | 0 | 0 | 0 | 0 | 0 | 0 | 0 | 0 | 0 | 0 | 0 | 0 | 0 | 0 | 0 | 0 | 0 | 0 | 0 | 0 | 0
| Transformer Loads | [35 empty] | Balgowlah North 33_11kV Tx3 | 0 | 0 | 0 | 0 | 0 | 0 | 0 | 0 | 0 | 0 | 0 | 0 | 0 | 0 | 0 | 0 | 0 | 0 | 0 | 0 | 0 | 0 | 0 | 0 | 0 | 0 | 0 | 0 | 0 | 0 | 0 | 0
| Historical Loads | (11kV Amps) | [7 empty] | Weather Corrected Forecast Loads |  |  |  | (11kV Amps) | [23 empty] | 0 | 0 | 0 | 0 | 0 | 0 | 0 | 0 | 0 | 0 | 0 | 0 | 0 | 0 | 0 | 0 | 0 | 0 | 0 | 0 | 0 | 0 | 0 | 0 | 0 | 0 | 0 | 0 | 0 | 0 | 0 | 0
|  | 2007 | 2008 | 2009 | 2010 | 2011 | 2012 | 2013 |  | 2014 | 2015 | 2016 | 2017 | 2018 | 2019 | 2020 | 2021 | 2022 | 2023 | 2024 | 2025 | 2026 | 2027 | 2028 | 2029 | 2030 | 2031 | 2032 | 2033 | 2034 | 2035 | 2036 | 2037 | 2038 |  |  |  | 0 | 0 | 0 | 0 | 0 | 0 | 0 | 0 | 0 | 0 | 0 | 0 | 0 | 0 | 0 | 0 | 0 | 0 | 0 | 0 | 0 | 0 | 0 | 0 | 0 | 0 | 0 | 0 | 0 | 0 | 0 | 0
| 0 | [36 empty] | 0 | 0 | 0 | 0 | 0 | 0 | 0 | 0 | 0 | 0 | 0 | 0 | 0 | 0 | 0 | 0 | 0 | 0 | 0 | 0 | 0 | 0 | 0 | 0 | 0 | 0 | 0 | 0 | 0 | 0 | 0 | 0
| Diversity Factor: 0 | [36 empty] | 0 | 0 | 0 | 0 | 0 | 0 | 0 | 0 | 0 | 0 | 0 | 0 | 0 | 0 | 0 | 0 | 0 | 0 | 0 | 0 | 0 | 0 | 0 | 0 | 0 | 0 | 0 | 0 | 0 | 0 | 0 | 0
[38 empty] | 0 | 0 | 0 | 0 | 0 | 0 | 0 | 0 | 0 | 0 | 0 | 0 | 0 | 0 | 0 | 0 | 0 | 0 | 0 | 0 | 0 | 0 | 0 | 0 | 0 | 0 | 0 | 0 | 0 | 0 | 0 | 0
[38 empty] | 0 | 0 | 0 | 0 | 0 | 0 | 0 | 0 | 0 | 0 | 0 | 0 | 0 | 0 | 0 | 0 | 0 | 0 | 0 | 0 | 0 | 0 | 0 | 0 | 0 | 0 | 0 | 0 | 0 | 0 | 0 | 0
| 0 | [36 empty] | 0 | 0 | 0 | 0 | 0 | 0 | 0 | 0 | 0 | 0 | 0 | 0 | 0 | 0 | 0 | 0 | 0 | 0 | 0 | 0 | 0 | 0 | 0 | 0 | 0 | 0 | 0 | 0 | 0 | 0 | 0 | 0
Diversity Factor: 0
[38 empty] | Historical Spots & Transfers | [6 empty] | Forecast Spots & Transfers
[35 empty] | Project Name | From | To | 2007 | 2008 | 2009 | 2010 | 2011 | 2012 | 2013 | 2014 | 2015 | 2016 | 2017 | 2018 | 2019 | 2020 | 2021 | 2022 | 2023 | 2024 | 2025 | 2026 | 2027 | 2028 | 2029 | 2030 | 2031 | 2032 | 2033 | 2034 | 2035 | 2036 | 2037 | 2038
| 0 | [33 empty] | Broad based demand management |  | Balgowlah North 132_11kV Tx1 | 0 | 0 | 0 | 0 | 0 | 0 | 0 | 0 | -0.31826 | -1.4407 | -1.6397 | -1.8706 | -2.4599 | 0 | 0 | 0 | 0 | 0 | 0 | 0 | 0 | 0 | 0 | 0 | 0 | 0 | 0 | 0 | 0 | 0 | 0 | 0
| Diversity Factor: 0 | [33 empty] | Commissioning Transfers | Balgowlah 33_11kV Tx1 | Balgowlah North 132_11kV Tx1 | 0 | 0 | 0 | 0 | 0 | 775 | 0 | 0 | 0 | 0 | 0 | 0 | 0 | 0 | 0 | 0 | 0 | 0 | 0 | 0 | 0 | 0 | 0 | 0 | 0 | 0 | 0 | 0 | 0 | 0 | 0 | 0
[35 empty] | Commissioning Transfers | Balgowlah 33_11kV Tx2 | Balgowlah North 132_11kV Tx1 | 0 | 0 | 0 | 0 | 0 | 775 | 0 | 0 | 0 | 0 | 0 | 0 | 0 | 0 | 0 | 0 | 0 | 0 | 0 | 0 | 0 | 0 | 0 | 0 | 0 | 0 | 0 | 0 | 0 | 0 | 0 | 0
[35 empty] | DNP_ID: 6475. S.36300 Balgowlah North 132/33/11 kV Hybrid Zone - 11 kV Development Works | Harbord 33_11kV Tx1 | Balgowlah North 132_11kV Tx1 | 0 | 0 | 0 | 0 | 0 | 423 | 0 | 0 | 0 | 0 | 0 | 0 | 0 | 0 | 0 | 0 | 0 | 0 | 0 | 0 | 0 | 0 | 0 | 0 | 0 | 0 | 0 | 0 | 0 | 0 | 0 | 0
| 0 | [33 empty] | DNP_ID: 6475. S.36300 Balgowlah North 132/33/11 kV Hybrid Zone - 11 kV Development Works | Harbord 33_11kV Tx2 | Balgowlah North 132_11kV Tx1 | 0 | 0 | 0 | 0 | 0 | 158 | 0 | 0 | 0 | 0 | 0 | 0 | 0 | 0 | 0 | 0 | 0 | 0 | 0 | 0 | 0 | 0 | 0 | 0 | 0 | 0 | 0 | 0 | 0 | 0 | 0 | 0
| Diversity Factor: 0 | [33 empty] | Econometric |  | Balgowlah North 132_11kV Tx1 | 0 | 0 | 0 | 0 | 0 | 0 | 0 | 0 | 0 | 13.3771 | 23.2936 | 35.0139 | 39.5554 | 40.322 | 38.4178 | 39.1092 | 39.8112 | 40.5238 | 41.2472 | 41.9816 | 42.7272 | 43.484 | 44.2522 | 45.0321 | 45.8237 | 46.6272 | 47.4428 | 48.2706 | 49.1109 | 49.9638 | 50.8295 | 51.7081
[35 empty] | Energy Efficiency |  | Balgowlah North 132_11kV Tx1 | 0 | 0 | 0 | 0 | 0 | 0 | 0 | -1.0705 | -0.73874 | -9.8458 | -16.3347 | -25.5698 | -27.8109 | -17.8007 | -15.1079 | -16.7292 | -16.1534 | -17.5167 | -13.9038 | -14.1113 | -12.7111 | -11.8489 | -12.5486 | -13.0248 | -13.0248 | -13.0248 | -13.0248 | -13.0248 | -13.0248 | -13.0248 | -13.0248 | -13.0248
[35 empty] | Solar PV |  | Balgowlah North 132_11kV Tx1 | 0 | 0 | 0 | 0 | 0 | 0 | 0 | 0 | 0 | 0 | 0 | 0 | 0 | 0 | 0 | 0 | 0 | 0 | 0 | 0 | 0 | 0 | 0 | 0 | 0 | 0 | 0 | 0 | 0 | 0 | 0 | 0
0
Diversity Factor: 0
0
Diversity Factor: 0
0
Diversity Factor: 0
0
Diversity Factor: 0
0
Diversity Factor: 0
0
Diversity Factor: 0
| Weather Correction and Public Holiday Factors | [8 empty] | Forecast ROG
ROG Justification
| Actual loads for season 2013 have been weather corrected by the following: | [6 empty] | 4.805% |  | Weighted ROG calc | [59 empty] | Weighted ROG calc
1 | 2 | 3 | 4 | 5 | 6 | 7 | 8 | 9 | 10 | 2014 | 2015 | 2016 | 2017 | 2018 | 2019 | 2020 | 2021 | 2022 | 2023 | 2024 | 2025 | 2026 | 2027 | 2028 | 2029 | 2030 | 2031 | 2032 | 2033 | 2034 | 2035 | 2036 | 2037 | 2038
0.99451 | 0.98905 | 0.98543 | 0.98363 | 0.98363 | 0.98363 | 0.98363 | 0.98363 | 0.98363 | 0.98363 | -0.549% | -0.549% | -0.366% | -0.183% | 0% | 0% | 0% | 0% | 0% | 0% | 0% | 0% | 0% | 0% | 0% | 0% | 0% | 0% | 0% | 0% | 0% | 0% | 0% | 0% | 0%
Substation Load Detail
[7 empty] | Units | 2013 |  | 2014 | 2015 | 2016 | 2017 | 2018 | 2019 | 2020 | 2021 | 2022 | 2023 | 2024 | 2025 | 2026 | 2027 | 2028 | 2029 | 2030 | 2031 | 2032 | 2033 | 2034 | 2035 | 2036 | 2037 | 2038
1 | Balgowlah North 132_11kV | Compensated |  | Load (LV side) |  |  | Amps | 1657.2 | 1736.8264 | 1726.209 | 1715.665 | 1711.469 | 1713.653 | 1721.226 | 1730.511 | 1753.032 | 1776.342 | 1798.722 | 1822.38 | 1845.387 | 1872.73 | 1900.601 | 1930.617 | 1962.252 | 1993.955 | 2025.963 | 2058.762 | 2092.364 | 2126.782 | 2162.028 | 2198.114 | 2235.053 | 2272.858 | 2311.541
|  |  |  | Apparent Power |  |  | MVA | 31.5739 |  | 32.8887 | 32.6878 | 32.6079 | 32.6495 | 32.7938 | 32.9707 | 33.3997 | 33.8439 | 34.2703 | 34.721 | 35.1594 | 35.6803 | 36.2113 | 36.7832 | 37.3859 | 37.99 | 38.5998 | 39.2247 | 39.8649 | 40.5206 | 41.1922 | 41.8797 | 42.5835 | 43.3038 | 44.0408
|  |  |  | Real Power |  |  | MW | 31.3077 | 32.812 | 32.6114 | 32.4122 | 32.3329 | 32.3742 | 32.5173 | 32.6927 | 33.1181 | 33.5585 | 33.9813 | 34.4282 | 34.8629 | 35.3795 | 35.906 | 36.4731 | 37.0707 | 37.6696 | 38.2743 | 38.8939 | 39.5288 | 40.179 | 40.8449 | 41.5266 | 42.2244 | 42.9386 | 43.6694
|  |  |  | Reactive Power |  |  | MVAr | 4.0915 |  | 4.2619 | 4.2359 | 4.2255 | 4.2309 | 4.2496 | 4.2725 | 4.3281 | 4.3857 | 4.4409 | 4.4993 | 4.5561 | 4.6236 | 4.6925 | 4.7666 | 4.8447 | 4.9229 | 5.002 | 5.0829 | 5.1659 | 5.2509 | 5.3379 | 5.427 | 5.5182 | 5.6115 | 5.707
|  |  |  | Capacitors In Service |  |  | MVAr | 0 |  | 0 | 0 | 0 | 0 | 0 | 0 | 0 | 0 | 0 | 0 | 0 | 0 | 0 | 0 | 0 | 0 | 0 | 0 | 0 | 0 | 0 | 0 | 0 | 0 | 0
|  |  |  | PF |  |  |  | 0.99157 |  | 0.99157 | 0.99157 | 0.99157 | 0.99157 | 0.99157 | 0.99157 | 0.99157 | 0.99157 | 0.99157 | 0.99157 | 0.99157 | 0.99157 | 0.99157 | 0.99157 | 0.99157 | 0.99157 | 0.99157 | 0.99157 | 0.99157 | 0.99157 | 0.99157 | 0.99157 | 0.99157 | 0.99157 | 0.99157
0.94544 | Diversity Factor: 0.95 | Uncompensated |  | Reactive Power |  |  | MVAr | 4.0915 | 4.2881 | 4.2619 | 4.2359 | 4.2255 | 4.2309 | 4.2496 | 4.2725 | 4.3281 | 4.3857 | 4.4409 | 4.4993 | 4.5561 | 4.6236 | 4.6925 | 4.7666 | 4.8447 | 4.9229 | 5.002 | 5.0829 | 5.1659 | 5.2509 | 5.3379 | 5.427 | 5.5182 | 5.6115 | 5.707
|  |  |  | PF |  |  |  | 0.99157 |  | 0.99157 | 0.99157 | 0.99157 | 0.99157 | 0.99157 | 0.99157 | 0.99157 | 0.99157 | 0.99157 | 0.99157 | 0.99157 | 0.99157 | 0.99157 | 0.99157 | 0.99157 | 0.99157 | 0.99157 | 0.99157 | 0.99157 | 0.99157 | 0.99157 | 0.99157 | 0.99157 | 0.99157 | 0.99157
[10 empty] | 1 | 2 | 3 | 4 | 5 | 6 | 7 | 8 | 9 | 10 | 11 | 12 | 13 | 14 | 15 | 16 | 17 | 18 | 19 | 20 | 21 | 22 | 23 | 24 | 25
Transformer Load Detail
[7 empty] | Units | 2013 |  | 2014 | 2015 | 2016 | 2017 | 2018 | 2019 | 2020 | 2021 | 2022 | 2023 | 2024 | 2025 | 2026 | 2027 | 2028 | 2029 | 2030 | 2031 | 2032 | 2033 | 2034 | 2035 | 2036 | 2037 | 2038
| 0 | Compensated |  | Load (LV side) |  |  | Amps
|  |  |  | Apparent Power |  |  | MVA
|  |  |  | Real Power |  |  | MW
|  |  |  | Reactive Power |  |  | MVAr
|  |  |  | Capacitors In Service |  |  | MVAr
PF
| Zone Div: | Uncompensated |  | Reactive Power |  |  | MVAr
PF
| 0 | Compensated |  | Load (LV side) |  |  | Amps
|  |  |  | Apparent Power |  |  | MVA
|  |  |  | Real Power |  |  | MW
|  |  |  | Reactive Power |  |  | MVAr
|  |  |  | Capacitors In Service |  |  | MVAr
PF
| Zone Div: | Uncompensated |  | Reactive Power |  |  | MVAr
PF
| 0 | Compensated |  | Load (LV side) |  |  | Amps
|  |  |  | Apparent Power |  |  | MVA
|  |  |  | Real Power |  |  | MW
|  |  |  | Reactive Power |  |  | MVAr
|  |  |  | Capacitors In Service |  |  | MVAr
PF
| Zone Div: | Uncompensated |  | Reactive Power |  |  | MVAr
PF
| 0 | Compensated |  | Load (LV side) |  |  | Amps
|  |  |  | Apparent Power |  |  | MVA
|  |  |  | Real Power |  |  | MW
|  |  |  | Reactive Power |  |  | MVAr
|  |  |  | Capacitors In Service |  |  | MVAr
PF
| Zone Div: | Uncompensated |  | Reactive Power |  |  | MVAr
PF
| 0 | Compensated |  | Load (LV side) |  |  | Amps
|  |  |  | Apparent Power |  |  | MVA
|  |  |  | Real Power |  |  | MW
|  |  |  | Reactive Power |  |  | MVAr
|  |  |  | Capacitors In Service |  |  | MVAr
PF
| Zone Div: | Uncompensated |  | Reactive Power |  |  | MVAr
PF
| 0 | Compensated |  | Load (LV side) |  |  | Amps
|  |  |  | Apparent Power |  |  | MVA
|  |  |  | Real Power |  |  | MW
|  |  |  | Reactive Power |  |  | MVAr
|  |  |  | Capacitors In Service |  |  | MVAr
PF
| Zone Div: | Uncompensated |  | Reactive Power |  |  | MVAr
PF
| 0 | Compensated |  | Load (LV side) |  |  | Amps
|  |  |  | Apparent Power |  |  | MVA
|  |  |  | Real Power |  |  | MW
|  |  |  | Reactive Power |  |  | MVAr
|  |  |  | Capacitors In Service |  |  | MVAr
PF
| Zone Div: | Uncompensated |  | Reactive Power |  |  | MVAr
PF
| 0 | Compensated |  | Load (LV side) |  |  | Amps
|  |  |  | Apparent Power |  |  | MVA
|  |  |  | Real Power |  |  | MW
|  |  |  | Reactive Power |  |  | MVAr
|  |  |  | Capacitors In Service |  |  | MVAr
PF
| Zone Div: | Uncompensated |  | Reactive Power |  |  | MVAr
PF
| 0 | Compensated |  | Load (LV side) |  |  | Amps
|  |  |  | Apparent Power |  |  | MVA
|  |  |  | Real Power |  |  | MW
|  |  |  | Reactive Power |  |  | MVAr
|  |  |  | Capacitors In Service |  |  | MVAr
PF
| Zone Div: | Uncompensated |  | Reactive Power |  |  | MVAr
PF
| 0 | Compensated |  | Load (LV side) |  |  | Amps
|  |  |  | Apparent Power |  |  | MVA
|  |  |  | Real Power |  |  | MW
|  |  |  | Reactive Power |  |  | MVAr
|  |  |  | Capacitors In Service |  |  | MVAr
PF
| Zone Div: | Uncompensated |  | Reactive Power |  |  | MVAr
PF

## Beacon Hill 33_11kV
| Beacon Hill 33_11kV | [16 empty] | 2014 | WINTER
| Substation Total Loads | [33 empty] | Spots & Transfers Detail
| Historical Loads | (11kV Amps) | [7 empty] | Weather Corrected Forecast Loads |  |  |  | (11kV Amps) | [20 empty] | Spots & Transfers Summary | (11kV Amps) |  | Historical Spots & Transfers | [6 empty] | Forecast Spots & Transfers
|  | 2007 | 2008 | 2009 | 2010 | 2011 | 2012 | 2013 |  | 2014 | 2015 | 2016 | 2017 | 2018 | 2019 | 2020 | 2021 | 2022 | 2023 | 2024 | 2025 | 2026 | 2027 | 2028 | 2029 | 2030 | 2031 | 2032 | 2033 | 2034 | 2035 | 2036 | 2037 | 2038 |  |  |  | 2007 | 2008 | 2009 | 2010 | 2011 | 2012 | 2013 | 2014 | 2015 | 2016 | 2017 | 2018 | 2019 | 2020 | 2021 | 2022 | 2023 | 2024 | 2025 | 2026 | 2027 | 2028 | 2029 | 2030 | 2031 | 2032 | 2033 | 2034 | 2035 | 2036 | 2037 | 2038
| Total | 1327 | 1242 | 1163 | 1221 | 1094 | 1135 | 1040 |  | 959.6643 | 954.845 | 924.0908 | 909.3318 | 907.8187 | 906.9243 | 916.3758 | 929.3779 | 941.1716 | 953.4463 | 963.2261 | 976.7726 | 990.3074 | 1006.49 | 1024.152 | 1041.483 | 1058.271 | 1075.451 | 1093.029 | 1111.01 | 1129.399 | 1148.204 | 1167.43 | 1187.082 | 1207.167 |  |  | Total | 0 | 0 | 0 | 0 | 0 | 148 | -56 | -4.8129 | 39.8243 | -2.3606 | -1.0461 | -1.5985 | -0.94507 | 9.9811 | 13.7116 | 12.4189 | 12.9077 | 10.2717 | 14.2103 | 14.1787 | 16.9287 | 18.4462 | 18.0744 | 17.4829 | 17.8671 | 18.2569 | 18.6522 | 19.0532 | 19.4599 | 19.8725 | 20.2909 | 20.7153
| Firm Rating | 0 | 0 | 0 | 0 | 0 | 0 | 1400 |  | 1400 | 1400 | 1400 | 1400 | 1400 | 1400 | 1400 | 1400 | 1400 | 1400 | 1400 | 1400 | 1400 | 1400 | 1400 | 1400 | 1400 | 1400 | 1400 | 1400 | 1400 | 1400 | 1400 | 1400 | 1400
| Total Capacity | 0 | 0 | 0 | 0 | 0 | 0 | 2841 |  | 2841 | 2841 | 2841 | 2841 | 2841 | 2841 | 2841 | 2841 | 2841 | 2841 | 2841 | 2841 | 2841 | 2841 | 2841 | 2841 | 2841 | 2841 | 2841 | 2841 | 2841 | 2841 | 2841 | 2841 | 2841 |  |  | Beacon Hill 33_11kV Tx1 | 0 | 0 | 0 | 0 | 0 | 0 | 0 | 0 | 0 | 0 | 0 | 0 | 0 | 0 | 0 | 0 | 0 | 0 | 0 | 0 | 0 | 0 | 0 | 0 | 0 | 0 | 0 | 0 | 0 | 0 | 0 | 0
|  | -7 | -6 | -5 | -4 | -3 | -2 | -1 |  | 0 | 1 | 2 | 3 | 4 | 5 | 6 | 7 | 8 | 9 | 10 | 11 | 12 | 13 | 14 | 15 | 16 | 17 | 18 | 19 | 20 | 21 | 22 | 23 | 24 |  |  | Beacon Hill 33_11kV Tx2 | 0 | 0 | 0 | 0 | 0 | 148 | -56 | -4.8129 | 39.8243 | -2.3606 | -1.0461 | -1.5985 | -0.94507 | 9.9811 | 13.7116 | 12.4189 | 12.9077 | 10.2717 | 14.2103 | 14.1787 | 16.9287 | 18.4462 | 18.0744 | 17.4829 | 17.8671 | 18.2569 | 18.6522 | 19.0532 | 19.4599 | 19.8725 | 20.2909 | 20.7153
| Transformer Loads | [36 empty] | 0 | 0 | 0 | 0 | 0 | 0 | 0 | 0 | 0 | 0 | 0 | 0 | 0 | 0 | 0 | 0 | 0 | 0 | 0 | 0 | 0 | 0 | 0 | 0 | 0 | 0 | 0 | 0 | 0 | 0 | 0 | 0
| Historical Loads | (11kV Amps) | [7 empty] | 0: Weather Corrected Forecast Loads; 4: (11kV Amps) |  |  |  | 0 | 0 | 0 | 0 | 0 | 0 | 0 | 0 | 0 | 0 | 0 | 0 | 0 | 0 | 0 | 0 | 0 | 0 | 0 | 0 | 0 | 0 | 0 | 0 | 0 | 0 | 0 | 0 | 0 | 0 | 0 | 0
|  | 2007 | 2008 | 2009 | 2010 | 2011 | 2012 | 2013 |  | 2014 | 2015 | 2016 | 2017 | 2018 | 2019 | 2020 | 2021 | 2022 | 2023 | 2024 | 2025 | 2026 | 2027 | 2028 | 2029 | 2030 | 2031 | 2032 | 2033 | 2034 | 2035 | 2036 | 2037 | 2038 |  |  |  | 0 | 0 | 0 | 0 | 0 | 0 | 0 | 0 | 0 | 0 | 0 | 0 | 0 | 0 | 0 | 0 | 0 | 0 | 0 | 0 | 0 | 0 | 0 | 0 | 0 | 0 | 0 | 0 | 0 | 0 | 0 | 0
| 0 | [36 empty] | 0 | 0 | 0 | 0 | 0 | 0 | 0 | 0 | 0 | 0 | 0 | 0 | 0 | 0 | 0 | 0 | 0 | 0 | 0 | 0 | 0 | 0 | 0 | 0 | 0 | 0 | 0 | 0 | 0 | 0 | 0 | 0
| Diversity Factor: 0 | [36 empty] | 0 | 0 | 0 | 0 | 0 | 0 | 0 | 0 | 0 | 0 | 0 | 0 | 0 | 0 | 0 | 0 | 0 | 0 | 0 | 0 | 0 | 0 | 0 | 0 | 0 | 0 | 0 | 0 | 0 | 0 | 0 | 0
[38 empty] | 0 | 0 | 0 | 0 | 0 | 0 | 0 | 0 | 0 | 0 | 0 | 0 | 0 | 0 | 0 | 0 | 0 | 0 | 0 | 0 | 0 | 0 | 0 | 0 | 0 | 0 | 0 | 0 | 0 | 0 | 0 | 0
[38 empty] | 0 | 0 | 0 | 0 | 0 | 0 | 0 | 0 | 0 | 0 | 0 | 0 | 0 | 0 | 0 | 0 | 0 | 0 | 0 | 0 | 0 | 0 | 0 | 0 | 0 | 0 | 0 | 0 | 0 | 0 | 0 | 0
| 0 | [36 empty] | 0 | 0 | 0 | 0 | 0 | 0 | 0 | 0 | 0 | 0 | 0 | 0 | 0 | 0 | 0 | 0 | 0 | 0 | 0 | 0 | 0 | 0 | 0 | 0 | 0 | 0 | 0 | 0 | 0 | 0 | 0 | 0
Diversity Factor: 0
[38 empty] | Historical Spots & Transfers | [6 empty] | Forecast Spots & Transfers
[35 empty] | Project Name | From | To | 2007 | 2008 | 2009 | 2010 | 2011 | 2012 | 2013 | 2014 | 2015 | 2016 | 2017 | 2018 | 2019 | 2020 | 2021 | 2022 | 2023 | 2024 | 2025 | 2026 | 2027 | 2028 | 2029 | 2030 | 2031 | 2032 | 2033 | 2034 | 2035 | 2036 | 2037 | 2038
| 0 | [33 empty] | Broad based demand management |  | Beacon Hill 33_11kV Tx2 | 0 | 0 | 0 | 0 | 0 | 0 | 0 | 0 | -0.052292 | -0.95737 | -1.1096 | -1.2222 | -1.4476 | 0 | 0 | 0 | 0 | 0 | 0 | 0 | 0 | 0 | 0 | 0 | 0 | 0 | 0 | 0 | 0 | 0 | 0 | 0
| Diversity Factor: 0 | [33 empty] | DNP_ID: 6496. Beacon Hill to Belrose 11kV load transfer | Beacon Hill 33_11kV Tx2 | Belrose 33_11kV Tx1 | 0 | 0 | 0 | 0 | 0 | 0 | 77.1212 | 0 | 0 | 0 | 0 | 0 | 0 | 0 | 0 | 0 | 0 | 0 | 0 | 0 | 0 | 0 | 0 | 0 | 0 | 0 | 0 | 0 | 0 | 0 | 0 | 0
[35 empty] | DNP_ID: 6496. Beacon Hill to Belrose 11kV load transfer | Beacon Hill 33_11kV Tx2 | Belrose 33_11kV Tx2 | 0 | 0 | 0 | 0 | 0 | 0 | 73.8788 | 0 | 0 | 0 | 0 | 0 | 0 | 0 | 0 | 0 | 0 | 0 | 0 | 0 | 0 | 0 | 0 | 0 | 0 | 0 | 0 | 0 | 0 | 0 | 0 | 0
[35 empty] | DNP_ID: 6900. Load Transfer to relieve Dee Why West Zone as initial part of ION SI-10021 | Dee Why West 33_11kV Tx1 | Beacon Hill 33_11kV Tx2 | 0 | 0 | 0 | 0 | 0 | 77.4566 | 0 | 0 | 0 | 0 | 0 | 0 | 0 | 0 | 0 | 0 | 0 | 0 | 0 | 0 | 0 | 0 | 0 | 0 | 0 | 0 | 0 | 0 | 0 | 0 | 0 | 0
| 0 | [33 empty] | DNP_ID: 6900. Load Transfer to relieve Dee Why West Zone as initial part of ION SI-10021 | Dee Why West 33_11kV Tx3 | Beacon Hill 33_11kV Tx2 | 0 | 0 | 0 | 0 | 0 | 70.5434 | 0 | 0 | 0 | 0 | 0 | 0 | 0 | 0 | 0 | 0 | 0 | 0 | 0 | 0 | 0 | 0 | 0 | 0 | 0 | 0 | 0 | 0 | 0 | 0 | 0 | 0
| Diversity Factor: 0 | [33 empty] | DNP_ID: 6920. Augmentation to transfer load from Dee Why West Zone to Beacon Hill Zone initiated by ION SI-10021 | Dee Why West 33_11kV Tx1 | Beacon Hill 33_11kV Tx2 | 0 | 0 | 0 | 0 | 0 | 0 | 34.0181 | 0 | 0 | 0 | 0 | 0 | 0 | 0 | 0 | 0 | 0 | 0 | 0 | 0 | 0 | 0 | 0 | 0 | 0 | 0 | 0 | 0 | 0 | 0 | 0 | 0
[35 empty] | DNP_ID: 6920. Augmentation to transfer load from Dee Why West Zone to Beacon Hill Zone initiated by ION SI-10021 | Dee Why West 33_11kV Tx3 | Beacon Hill 33_11kV Tx2 | 0 | 0 | 0 | 0 | 0 | 0 | 30.9819 | 0 | 0 | 0 | 0 | 0 | 0 | 0 | 0 | 0 | 0 | 0 | 0 | 0 | 0 | 0 | 0 | 0 | 0 | 0 | 0 | 0 | 0 | 0 | 0 | 0
[35 empty] | DNP_ID: 7018. TERREY HILLS ZONE DEVELOPMENT | Belrose 33_11kV Tx1 | Beacon Hill 33_11kV Tx2 | 0 | 0 | 0 | 0 | 0 | 0 | 0 | 0 | 21.4509 | 0 | 0 | 0 | 0 | 0 | 0 | 0 | 0 | 0 | 0 | 0 | 0 | 0 | 0 | 0 | 0 | 0 | 0 | 0 | 0 | 0 | 0 | 0
| 0 | [33 empty] | DNP_ID: 7018. TERREY HILLS ZONE DEVELOPMENT | Belrose 33_11kV Tx2 | Beacon Hill 33_11kV Tx2 | 0 | 0 | 0 | 0 | 0 | 0 | 0 | 0 | 20.5491 | 0 | 0 | 0 | 0 | 0 | 0 | 0 | 0 | 0 | 0 | 0 | 0 | 0 | 0 | 0 | 0 | 0 | 0 | 0 | 0 | 0 | 0 | 0
| Diversity Factor: 0 | [33 empty] | HVCON_ID: 2010355. Replace 11kV OH mains of P10L ZN15011 Beacon Hill, On Frenchs Forest Rd East & Warringah Rd, Beacon Hill | Belrose 33_11kV Tx1 | Beacon Hill 33_11kV Tx2 | 0 | 0 | 0 | 0 | 0 | 0 | 15.3221 | 0 | 0 | 0 | 0 | 0 | 0 | 0 | 0 | 0 | 0 | 0 | 0 | 0 | 0 | 0 | 0 | 0 | 0 | 0 | 0 | 0 | 0 | 0 | 0 | 0
[35 empty] | HVCON_ID: 2010355. Replace 11kV OH mains of P10L ZN15011 Beacon Hill, On Frenchs Forest Rd East & Warringah Rd, Beacon Hill | Belrose 33_11kV Tx2 | Beacon Hill 33_11kV Tx2 | 0 | 0 | 0 | 0 | 0 | 0 | 14.6779 | 0 | 0 | 0 | 0 | 0 | 0 | 0 | 0 | 0 | 0 | 0 | 0 | 0 | 0 | 0 | 0 | 0 | 0 | 0 | 0 | 0 | 0 | 0 | 0 | 0
[35 empty] | Econometric |  | Beacon Hill 33_11kV Tx2 | 0 | 0 | 0 | 0 | 0 | 0 | 0 | 0 | 0 | 7.2718 | 13.3096 | 19.9932 | 21.4699 | 21.8364 | 21.0075 | 21.3454 | 21.6881 | 22.0358 | 22.3885 | 22.7463 | 23.1092 | 23.4774 | 23.8508 | 24.2296 | 24.6139 | 25.0036 | 25.399 | 25.8 | 26.2067 | 26.6192 | 27.0377 | 27.4621
| 0 | [33 empty] | Energy Efficiency |  | Beacon Hill 33_11kV Tx2 | 0 | 0 | 0 | 0 | 0 | 0 | 0 | -4.8129 | -2.1235 | -8.675 | -13.2461 | -20.3695 | -20.9674 | -11.8554 | -7.2959 | -8.9264 | -8.7804 | -11.7641 | -8.1782 | -8.5676 | -6.1805 | -5.0311 | -5.7764 | -6.7468 | -6.7468 | -6.7468 | -6.7468 | -6.7468 | -6.7468 | -6.7468 | -6.7468 | -6.7468
| Diversity Factor: 0 | [33 empty] | Solar PV |  | Beacon Hill 33_11kV Tx2 | 0 | 0 | 0 | 0 | 0 | 0 | 0 | 0 | 0 | 0 | 0 | 0 | 0 | 0 | 0 | 0 | 0 | 0 | 0 | 0 | 0 | 0 | 0 | 0 | 0 | 0 | 0 | 0 | 0 | 0 | 0 | 0
0
Diversity Factor: 0
0
Diversity Factor: 0
0
Diversity Factor: 0
0
Diversity Factor: 0
| Weather Correction and Public Holiday Factors | [8 empty] | Forecast ROG
ROG Justification
| Actual loads for season 2013 have been weather corrected by the following: | [6 empty] | 2.044% |  | 7 year ROG ok | [59 empty] | 7 year ROG ok
1 | 2 | 3 | 4 | 5 | 6 | 7 | 8 | 9 | 10 | 2014 | 2015 | 2016 | 2017 | 2018 | 2019 | 2020 | 2021 | 2022 | 2023 | 2024 | 2025 | 2026 | 2027 | 2028 | 2029 | 2030 | 2031 | 2032 | 2033 | 2034 | 2035 | 2036 | 2037 | 2038
0.95606 | 0.91405 | 0.88728 | 0.87429 | 0.87429 | 0.87429 | 0.87429 | 0.87429 | 0.87429 | 0.87429 | -4.394% | -4.394% | -2.929% | -1.464% | 0% | 0% | 0% | 0% | 0% | 0% | 0% | 0% | 0% | 0% | 0% | 0% | 0% | 0% | 0% | 0% | 0% | 0% | 0% | 0% | 0%
Substation Load Detail
[7 empty] | Units | 2013 |  | 2014 | 2015 | 2016 | 2017 | 2018 | 2019 | 2020 | 2021 | 2022 | 2023 | 2024 | 2025 | 2026 | 2027 | 2028 | 2029 | 2030 | 2031 | 2032 | 2033 | 2034 | 2035 | 2036 | 2037 | 2038
1 | Beacon Hill 33_11kV | Compensated |  | Load (LV side) |  |  | Amps | 1040 | 1082 | 959.6643 | 954.845 | 924.0908 | 909.3318 | 907.8187 | 906.9243 | 916.3758 | 929.3779 | 941.1716 | 953.4463 | 963.2261 | 976.7726 | 990.3074 | 1006.49 | 1024.152 | 1041.483 | 1058.271 | 1075.451 | 1093.029 | 1111.01 | 1129.399 | 1148.204 | 1167.43 | 1187.082 | 1207.167
|  |  |  | Apparent Power |  |  | MVA | 19.8147 |  | 18.2841 | 18.1922 | 17.6063 | 17.3251 | 17.2963 | 17.2792 | 17.4593 | 17.707 | 17.9317 | 18.1656 | 18.3519 | 18.61 | 18.8679 | 19.1762 | 19.5127 | 19.8429 | 20.1628 | 20.4901 | 20.825 | 21.1676 | 21.5179 | 21.8762 | 22.2425 | 22.617 | 22.9996
|  |  |  | Real Power |  |  | MW | 18.4276 | 19.1718 | 18.2439 | 18.1558 | 17.582 | 17.3058 | 17.2775 | 17.2608 | 17.4377 | 17.6807 | 17.9009 | 18.1297 | 18.3118 | 18.5637 | 18.815 | 19.1151 | 19.4421 | 19.7626 | 20.0725 | 20.3892 | 20.7128 | 21.0435 | 21.3812 | 21.7262 | 22.0785 | 22.4382 | 22.8054
|  |  |  | Reactive Power |  |  | MVAr | 7.2831 |  | 1.2105 | 1.1513 | 0.92533 | 0.81657 | 0.80541 | 0.79881 | 0.8685 | 0.96424 | 1.051 | 1.1411 | 1.2128 | 1.312 | 1.411 | 1.5292 | 1.658 | 1.7842 | 1.9063 | 2.0311 | 2.1585 | 2.2888 | 2.4218 | 2.5577 | 2.6965 | 2.8381 | 2.9828
|  |  |  | Capacitors In Service |  |  | MVAr | 0 |  | 6 | 6 | 6 | 6 | 6 | 6 | 6 | 6 | 6 | 6 | 6 | 6 | 6 | 6 | 6 | 6 | 6 | 6 | 6 | 6 | 6 | 6 | 6 | 6 | 6
|  |  |  | PF |  |  |  | 0.93 |  | 0.99781 | 0.99799 | 0.99862 | 0.99889 | 0.99891 | 0.99893 | 0.99876 | 0.99852 | 0.99828 | 0.99803 | 0.99781 | 0.99751 | 0.9972 | 0.99682 | 0.99638 | 0.99595 | 0.99552 | 0.99508 | 0.99461 | 0.99414 | 0.99365 | 0.99314 | 0.99262 | 0.99209 | 0.99155
0.86441 | Diversity Factor: 0.86 | Uncompensated |  | Reactive Power |  |  | MVAr | 7.2831 | 7.5772 | 7.2105 | 7.1513 | 6.9253 | 6.8166 | 6.8054 | 6.7988 | 6.8685 | 6.9642 | 7.051 | 7.1411 | 7.2128 | 7.312 | 7.411 | 7.5292 | 7.658 | 7.7842 | 7.9063 | 8.0311 | 8.1585 | 8.2888 | 8.4218 | 8.5577 | 8.6965 | 8.8381 | 8.9828
|  |  |  | PF |  |  |  | 0.93 |  | 0.93 | 0.93042 | 0.93042 | 0.93042 | 0.93042 | 0.93042 | 0.93042 | 0.93042 | 0.93042 | 0.93042 | 0.93042 | 0.93042 | 0.93042 | 0.93042 | 0.93042 | 0.93042 | 0.93042 | 0.93042 | 0.93042 | 0.93042 | 0.93042 | 0.93042 | 0.93042 | 0.93042 | 0.93042
[10 empty] | 1 | 2 | 3 | 4 | 5 | 6 | 7 | 8 | 9 | 10 | 11 | 12 | 13 | 14 | 15 | 16 | 17 | 18 | 19 | 20 | 21 | 22 | 23 | 24 | 25
Transformer Load Detail
[7 empty] | Units | 2013 |  | 2014 | 2015 | 2016 | 2017 | 2018 | 2019 | 2020 | 2021 | 2022 | 2023 | 2024 | 2025 | 2026 | 2027 | 2028 | 2029 | 2030 | 2031 | 2032 | 2033 | 2034 | 2035 | 2036 | 2037 | 2038
| 0 | Compensated |  | Load (LV side) |  |  | Amps
|  |  |  | Apparent Power |  |  | MVA
|  |  |  | Real Power |  |  | MW
|  |  |  | Reactive Power |  |  | MVAr
|  |  |  | Capacitors In Service |  |  | MVAr
PF
| Zone Div: | Uncompensated |  | Reactive Power |  |  | MVAr
PF
| 0 | Compensated |  | Load (LV side) |  |  | Amps
|  |  |  | Apparent Power |  |  | MVA
|  |  |  | Real Power |  |  | MW
|  |  |  | Reactive Power |  |  | MVAr
|  |  |  | Capacitors In Service |  |  | MVAr
PF
| Zone Div: | Uncompensated |  | Reactive Power |  |  | MVAr
PF
| 0 | Compensated |  | Load (LV side) |  |  | Amps
|  |  |  | Apparent Power |  |  | MVA
|  |  |  | Real Power |  |  | MW
|  |  |  | Reactive Power |  |  | MVAr
|  |  |  | Capacitors In Service |  |  | MVAr
PF
| Zone Div: | Uncompensated |  | Reactive Power |  |  | MVAr
PF
| 0 | Compensated |  | Load (LV side) |  |  | Amps
|  |  |  | Apparent Power |  |  | MVA
|  |  |  | Real Power |  |  | MW
|  |  |  | Reactive Power |  |  | MVAr
|  |  |  | Capacitors In Service |  |  | MVAr
PF
| Zone Div: | Uncompensated |  | Reactive Power |  |  | MVAr
PF
| 0 | Compensated |  | Load (LV side) |  |  | Amps
|  |  |  | Apparent Power |  |  | MVA
|  |  |  | Real Power |  |  | MW
|  |  |  | Reactive Power |  |  | MVAr
|  |  |  | Capacitors In Service |  |  | MVAr
PF
| Zone Div: | Uncompensated |  | Reactive Power |  |  | MVAr
PF
| 0 | Compensated |  | Load (LV side) |  |  | Amps
|  |  |  | Apparent Power |  |  | MVA
|  |  |  | Real Power |  |  | MW
|  |  |  | Reactive Power |  |  | MVAr
|  |  |  | Capacitors In Service |  |  | MVAr
PF
| Zone Div: | Uncompensated |  | Reactive Power |  |  | MVAr
PF
| 0 | Compensated |  | Load (LV side) |  |  | Amps
|  |  |  | Apparent Power |  |  | MVA
|  |  |  | Real Power |  |  | MW
|  |  |  | Reactive Power |  |  | MVAr
|  |  |  | Capacitors In Service |  |  | MVAr
PF
| Zone Div: | Uncompensated |  | Reactive Power |  |  | MVAr
PF
| 0 | Compensated |  | Load (LV side) |  |  | Amps
|  |  |  | Apparent Power |  |  | MVA
|  |  |  | Real Power |  |  | MW
|  |  |  | Reactive Power |  |  | MVAr
|  |  |  | Capacitors In Service |  |  | MVAr
PF
| Zone Div: | Uncompensated |  | Reactive Power |  |  | MVAr
PF
| 0 | Compensated |  | Load (LV side) |  |  | Amps
|  |  |  | Apparent Power |  |  | MVA
|  |  |  | Real Power |  |  | MW
|  |  |  | Reactive Power |  |  | MVAr
|  |  |  | Capacitors In Service |  |  | MVAr
PF
| Zone Div: | Uncompensated |  | Reactive Power |  |  | MVAr
PF
| 0 | Compensated |  | Load (LV side) |  |  | Amps
|  |  |  | Apparent Power |  |  | MVA
|  |  |  | Real Power |  |  | MW
|  |  |  | Reactive Power |  |  | MVAr
|  |  |  | Capacitors In Service |  |  | MVAr
PF
| Zone Div: | Uncompensated |  | Reactive Power |  |  | MVAr
PF

## Belrose 33_11kV
| Belrose 33_11kV | [16 empty] | 2014 | WINTER
| Substation Total Loads | [33 empty] | Spots & Transfers Detail
| Historical Loads | (11kV Amps) | [7 empty] | Weather Corrected Forecast Loads |  |  |  | (11kV Amps) | [20 empty] | Spots & Transfers Summary | (11kV Amps) |  | Historical Spots & Transfers | [6 empty] | Forecast Spots & Transfers
|  | 2007 | 2008 | 2009 | 2010 | 2011 | 2012 | 2013 |  | 2014 | 2015 | 2016 | 2017 | 2018 | 2019 | 2020 | 2021 | 2022 | 2023 | 2024 | 2025 | 2026 | 2027 | 2028 | 2029 | 2030 | 2031 | 2032 | 2033 | 2034 | 2035 | 2036 | 2037 | 2038 |  |  |  | 2007 | 2008 | 2009 | 2010 | 2011 | 2012 | 2013 | 2014 | 2015 | 2016 | 2017 | 2018 | 2019 | 2020 | 2021 | 2022 | 2023 | 2024 | 2025 | 2026 | 2027 | 2028 | 2029 | 2030 | 2031 | 2032 | 2033 | 2034 | 2035 | 2036 | 2037 | 2038
| Total | 1478 | 1506 | 1360 | 1383 | 1278 | 1237 | 1305 |  | 1396.429 | 1306.599 | 1278.598 | 1268.092 | 1273.57 | 1279.347 | 1295.337 | 1312.288 | 1328.476 | 1345.573 | 1361.952 | 1381.659 | 1401.714 | 1423.498 | 1446.529 | 1469.564 | 1492.739 | 1516.485 | 1540.809 | 1565.722 | 1591.23 | 1617.345 | 1644.073 | 1671.426 | 1699.411 |  |  | Total | 0 | 0 | 0 | 0 | 0 | -27 | 211 | 48.2736 | -42.9374 | 1.2499 | 3.8058 | 5.4778 | 5.7776 | 15.9898 | 16.9508 | 16.1882 | 17.0964 | 16.3798 | 19.7061 | 20.0551 | 21.7845 | 23.0303 | 23.0353 | 23.1752 | 23.7456 | 24.3246 | 24.9123 | 25.5088 | 26.1142 | 26.7287 | 27.3523 | 27.9853
| Firm Rating | 0 | 0 | 0 | 0 | 0 | 0 | 2349 |  | 2349 | 2349 | 2349 | 2349 | 2349 | 2349 | 2349 | 2349 | 2349 | 2349 | 2349 | 2349 | 2349 | 2349 | 2349 | 2349 | 2349 | 2349 | 2349 | 2349 | 2349 | 2349 | 2349 | 2349 | 2349
| Total Capacity | 0 | 0 | 0 | 0 | 0 | 0 | 3699 |  | 3699 | 3699 | 3699 | 3699 | 3699 | 3699 | 3699 | 3699 | 3699 | 3699 | 3699 | 3699 | 3699 | 3699 | 3699 | 3699 | 3699 | 3699 | 3699 | 3699 | 3699 | 3699 | 3699 | 3699 | 3699 |  |  | Belrose 33_11kV Tx1 | 0 | 0 | 0 | 0 | 0 | -13.7899 | 107.7653 | 24.6551 | -21.9297 | 0.63837 | 1.9437 | 2.7977 | 2.9508 | 8.1666 | 8.6574 | 8.2679 | 8.7318 | 8.3657 | 10.0646 | 10.2429 | 11.1262 | 11.7624 | 11.765 | 11.8364 | 12.1278 | 12.4235 | 12.7236 | 13.0283 | 13.3375 | 13.6513 | 13.9698 | 14.2931
|  | -7 | -6 | -5 | -4 | -3 | -2 | -1 |  | 0 | 1 | 2 | 3 | 4 | 5 | 6 | 7 | 8 | 9 | 10 | 11 | 12 | 13 | 14 | 15 | 16 | 17 | 18 | 19 | 20 | 21 | 22 | 23 | 24 |  |  | Belrose 33_11kV Tx2 | 0 | 0 | 0 | 0 | 0 | -13.2101 | 103.2347 | 23.6185 | -21.0077 | 0.61153 | 1.862 | 2.6801 | 2.8268 | 7.8232 | 8.2934 | 7.9203 | 8.3647 | 8.014 | 9.6415 | 9.8122 | 10.6584 | 11.2679 | 11.2704 | 11.3388 | 11.6179 | 11.9012 | 12.1887 | 12.4805 | 12.7767 | 13.0774 | 13.3825 | 13.6922
| Transformer Loads | [35 empty] | Belrose 33_11kV Tx3 | 0 | 0 | 0 | 0 | 0 | 0 | 0 | 0 | 0 | 0 | 0 | 0 | 0 | 0 | 0 | 0 | 0 | 0 | 0 | 0 | 0 | 0 | 0 | 0 | 0 | 0 | 0 | 0 | 0 | 0 | 0 | 0
| Historical Loads | (11kV Amps) | [7 empty] | 0: Weather Corrected Forecast Loads; 4: (11kV Amps) |  |  |  | 0 | 0 | 0 | 0 | 0 | 0 | 0 | 0 | 0 | 0 | 0 | 0 | 0 | 0 | 0 | 0 | 0 | 0 | 0 | 0 | 0 | 0 | 0 | 0 | 0 | 0 | 0 | 0 | 0 | 0 | 0 | 0
|  | 2007 | 2008 | 2009 | 2010 | 2011 | 2012 | 2013 |  | 2014 | 2015 | 2016 | 2017 | 2018 | 2019 | 2020 | 2021 | 2022 | 2023 | 2024 | 2025 | 2026 | 2027 | 2028 | 2029 | 2030 | 2031 | 2032 | 2033 | 2034 | 2035 | 2036 | 2037 | 2038 |  |  |  | 0 | 0 | 0 | 0 | 0 | 0 | 0 | 0 | 0 | 0 | 0 | 0 | 0 | 0 | 0 | 0 | 0 | 0 | 0 | 0 | 0 | 0 | 0 | 0 | 0 | 0 | 0 | 0 | 0 | 0 | 0 | 0
| 0 | [36 empty] | 0 | 0 | 0 | 0 | 0 | 0 | 0 | 0 | 0 | 0 | 0 | 0 | 0 | 0 | 0 | 0 | 0 | 0 | 0 | 0 | 0 | 0 | 0 | 0 | 0 | 0 | 0 | 0 | 0 | 0 | 0 | 0
| Diversity Factor: 0 | [36 empty] | 0 | 0 | 0 | 0 | 0 | 0 | 0 | 0 | 0 | 0 | 0 | 0 | 0 | 0 | 0 | 0 | 0 | 0 | 0 | 0 | 0 | 0 | 0 | 0 | 0 | 0 | 0 | 0 | 0 | 0 | 0 | 0
[38 empty] | 0 | 0 | 0 | 0 | 0 | 0 | 0 | 0 | 0 | 0 | 0 | 0 | 0 | 0 | 0 | 0 | 0 | 0 | 0 | 0 | 0 | 0 | 0 | 0 | 0 | 0 | 0 | 0 | 0 | 0 | 0 | 0
[38 empty] | 0 | 0 | 0 | 0 | 0 | 0 | 0 | 0 | 0 | 0 | 0 | 0 | 0 | 0 | 0 | 0 | 0 | 0 | 0 | 0 | 0 | 0 | 0 | 0 | 0 | 0 | 0 | 0 | 0 | 0 | 0 | 0
| 0 | [36 empty] | 0 | 0 | 0 | 0 | 0 | 0 | 0 | 0 | 0 | 0 | 0 | 0 | 0 | 0 | 0 | 0 | 0 | 0 | 0 | 0 | 0 | 0 | 0 | 0 | 0 | 0 | 0 | 0 | 0 | 0 | 0 | 0
Diversity Factor: 0
[38 empty] | Historical Spots & Transfers | [6 empty] | Forecast Spots & Transfers
[35 empty] | Project Name | From | To | 2007 | 2008 | 2009 | 2010 | 2011 | 2012 | 2013 | 2014 | 2015 | 2016 | 2017 | 2018 | 2019 | 2020 | 2021 | 2022 | 2023 | 2024 | 2025 | 2026 | 2027 | 2028 | 2029 | 2030 | 2031 | 2032 | 2033 | 2034 | 2035 | 2036 | 2037 | 2038
| 0 | [33 empty] | Broad based demand management |  | Belrose 33_11kV Tx1 | 0 | 0 | 0 | 0 | 0 | 0 | 0 | 0 | -0.11099 | -0.62351 | -0.70908 | -0.79475 | -1.0091 | 0 | 0 | 0 | 0 | 0 | 0 | 0 | 0 | 0 | 0 | 0 | 0 | 0 | 0 | 0 | 0 | 0 | 0 | 0
| Diversity Factor: 0 | [33 empty] | Broad based demand management |  | Belrose 33_11kV Tx2 | 0 | 0 | 0 | 0 | 0 | 0 | 0 | 0 | -0.10633 | -0.5973 | -0.67927 | -0.76134 | -0.96666 | 0 | 0 | 0 | 0 | 0 | 0 | 0 | 0 | 0 | 0 | 0 | 0 | 0 | 0 | 0 | 0 | 0 | 0 | 0
[35 empty] | DNP_ID: 6496. Beacon Hill to Belrose 11kV load transfer | Beacon Hill 33_11kV Tx2 | Belrose 33_11kV Tx1 | 0 | 0 | 0 | 0 | 0 | 0 | 77.1212 | 0 | 0 | 0 | 0 | 0 | 0 | 0 | 0 | 0 | 0 | 0 | 0 | 0 | 0 | 0 | 0 | 0 | 0 | 0 | 0 | 0 | 0 | 0 | 0 | 0
[35 empty] | DNP_ID: 6496. Beacon Hill to Belrose 11kV load transfer | Beacon Hill 33_11kV Tx2 | Belrose 33_11kV Tx2 | 0 | 0 | 0 | 0 | 0 | 0 | 73.8788 | 0 | 0 | 0 | 0 | 0 | 0 | 0 | 0 | 0 | 0 | 0 | 0 | 0 | 0 | 0 | 0 | 0 | 0 | 0 | 0 | 0 | 0 | 0 | 0 | 0
| 0 | [33 empty] | DNP_ID: 6496. Beacon Hill to Belrose 11kV load transfer | Killarney 33_11kV Tx2 | Belrose 33_11kV Tx1 | 0 | 0 | 0 | 0 | 0 | 0 | 45.9663 | 0 | 0 | 0 | 0 | 0 | 0 | 0 | 0 | 0 | 0 | 0 | 0 | 0 | 0 | 0 | 0 | 0 | 0 | 0 | 0 | 0 | 0 | 0 | 0 | 0
| Diversity Factor: 0 | [33 empty] | DNP_ID: 6496. Beacon Hill to Belrose 11kV load transfer | Killarney 33_11kV Tx2 | Belrose 33_11kV Tx2 | 0 | 0 | 0 | 0 | 0 | 0 | 44.0337 | 0 | 0 | 0 | 0 | 0 | 0 | 0 | 0 | 0 | 0 | 0 | 0 | 0 | 0 | 0 | 0 | 0 | 0 | 0 | 0 | 0 | 0 | 0 | 0 | 0
[35 empty] | DNP_ID: 7018. TERREY HILLS ZONE DEVELOPMENT | Belrose 33_11kV Tx1 | Beacon Hill 33_11kV Tx2 | 0 | 0 | 0 | 0 | 0 | 0 | 0 | 0 | 21.4509 | 0 | 0 | 0 | 0 | 0 | 0 | 0 | 0 | 0 | 0 | 0 | 0 | 0 | 0 | 0 | 0 | 0 | 0 | 0 | 0 | 0 | 0 | 0
[35 empty] | DNP_ID: 7018. TERREY HILLS ZONE DEVELOPMENT | Belrose 33_11kV Tx2 | Beacon Hill 33_11kV Tx2 | 0 | 0 | 0 | 0 | 0 | 0 | 0 | 0 | 20.5491 | 0 | 0 | 0 | 0 | 0 | 0 | 0 | 0 | 0 | 0 | 0 | 0 | 0 | 0 | 0 | 0 | 0 | 0 | 0 | 0 | 0 | 0 | 0
| 0 | [33 empty] | HVCON_ID: 2009142. Establishment of S.17155 Optus Crozier, Crozier Road (Satellite Facility), Belrose and Decommission S.16298 Linden Crozier | Belrose 33_11kV Tx1 | Terrey Hills 33_11kV Tx2 | 0 | 0 | 0 | 0 | 0 | 13.7899 | 0 | 0 | 0 | 0 | 0 | 0 | 0 | 0 | 0 | 0 | 0 | 0 | 0 | 0 | 0 | 0 | 0 | 0 | 0 | 0 | 0 | 0 | 0 | 0 | 0 | 0
| Diversity Factor: 0 | [33 empty] | HVCON_ID: 2009142. Establishment of S.17155 Optus Crozier, Crozier Road (Satellite Facility), Belrose and Decommission S.16298 Linden Crozier | Belrose 33_11kV Tx2 | Terrey Hills 33_11kV Tx2 | 0 | 0 | 0 | 0 | 0 | 13.2101 | 0 | 0 | 0 | 0 | 0 | 0 | 0 | 0 | 0 | 0 | 0 | 0 | 0 | 0 | 0 | 0 | 0 | 0 | 0 | 0 | 0 | 0 | 0 | 0 | 0 | 0
[35 empty] | HVCON_ID: 2010355. Replace 11kV OH mains of P10L ZN15011 Beacon Hill, On Frenchs Forest Rd East & Warringah Rd, Beacon Hill | Belrose 33_11kV Tx1 | Beacon Hill 33_11kV Tx2 | 0 | 0 | 0 | 0 | 0 | 0 | 15.3221 | 0 | 0 | 0 | 0 | 0 | 0 | 0 | 0 | 0 | 0 | 0 | 0 | 0 | 0 | 0 | 0 | 0 | 0 | 0 | 0 | 0 | 0 | 0 | 0 | 0
[35 empty] | HVCON_ID: 2010355. Replace 11kV OH mains of P10L ZN15011 Beacon Hill, On Frenchs Forest Rd East & Warringah Rd, Beacon Hill | Belrose 33_11kV Tx2 | Beacon Hill 33_11kV Tx2 | 0 | 0 | 0 | 0 | 0 | 0 | 14.6779 | 0 | 0 | 0 | 0 | 0 | 0 | 0 | 0 | 0 | 0 | 0 | 0 | 0 | 0 | 0 | 0 | 0 | 0 | 0 | 0 | 0 | 0 | 0 | 0 | 0
| 0 | [33 empty] | HVCON_ID: 2013100. Redevelopment - Belrose Shopping Centre, Establish S.63568 GLEN GLENROSE No.1, establish S.63569 GLEN GLENROSE No.2 and decommission S.16613 GLENROSE SHOPS, 56-58 Glen Street, Belrose |  | Belrose 33_11kV Tx1 | 0 | 0 | 0 | 0 | 0 | 0 | 0 | 25.2814 | 0 | 0 | 0 | 0 | 0 | 0 | 0 | 0 | 0 | 0 | 0 | 0 | 0 | 0 | 0 | 0 | 0 | 0 | 0 | 0 | 0 | 0 | 0 | 0
| Diversity Factor: 0 | [33 empty] | HVCON_ID: 2013100. Redevelopment - Belrose Shopping Centre, Establish S.63568 GLEN GLENROSE No.1, establish S.63569 GLEN GLENROSE No.2 and decommission S.16613 GLENROSE SHOPS, 56-58 Glen Street, Belrose |  | Belrose 33_11kV Tx2 | 0 | 0 | 0 | 0 | 0 | 0 | 0 | 24.2186 | 0 | 0 | 0 | 0 | 0 | 0 | 0 | 0 | 0 | 0 | 0 | 0 | 0 | 0 | 0 | 0 | 0 | 0 | 0 | 0 | 0 | 0 | 0 | 0
[35 empty] | Econometric |  | Belrose 33_11kV Tx1 | 0 | 0 | 0 | 0 | 0 | 0 | 0 | 0 | 0 | 5.1069 | 8.9702 | 13.4618 | 14.6304 | 14.9121 | 14.2336 | 14.4881 | 14.7466 | 15.0089 | 15.2752 | 15.5456 | 15.82 | 16.0985 | 16.3813 | 16.6683 | 16.9597 | 17.2554 | 17.5555 | 17.8602 | 18.1694 | 18.4832 | 18.8017 | 19.125
[35 empty] | Econometric |  | Belrose 33_11kV Tx2 | 0 | 0 | 0 | 0 | 0 | 0 | 0 | 0 | 0 | 4.8922 | 8.5931 | 12.8958 | 14.0153 | 14.2852 | 13.6352 | 13.879 | 14.1266 | 14.3779 | 14.633 | 14.892 | 15.1549 | 15.4217 | 15.6926 | 15.9676 | 16.2466 | 16.5299 | 16.8175 | 17.1093 | 17.4055 | 17.7061 | 18.0113 | 18.321
| 0 | [33 empty] | Energy Efficiency |  | Belrose 33_11kV Tx1 | 0 | 0 | 0 | 0 | 0 | 0 | 0 | -0.62635 | -0.36777 | -3.845 | -6.3174 | -9.8694 | -10.6705 | -6.7455 | -5.5762 | -6.2202 | -6.0148 | -6.6432 | -5.2106 | -5.3027 | -4.6938 | -4.3361 | -4.6163 | -4.8319 | -4.8319 | -4.8319 | -4.8319 | -4.8319 | -4.8319 | -4.8319 | -4.8319 | -4.8319
| Diversity Factor: 0 | [33 empty] | Energy Efficiency |  | Belrose 33_11kV Tx2 | 0 | 0 | 0 | 0 | 0 | 0 | 0 | -0.60002 | -0.35231 | -3.6834 | -6.0518 | -9.4544 | -10.2218 | -6.4619 | -5.3417 | -5.9587 | -5.7619 | -6.3639 | -4.9915 | -5.0798 | -4.4965 | -4.1538 | -4.4222 | -4.6288 | -4.6288 | -4.6288 | -4.6288 | -4.6288 | -4.6288 | -4.6288 | -4.6288 | -4.6288
[35 empty] | Solar PV |  | Belrose 33_11kV Tx1 | 0 | 0 | 0 | 0 | 0 | 0 | 0 | 0 | 0 | 0 | 0 | 0 | 0 | 0 | 0 | 0 | 0 | 0 | 0 | 0 | 0 | 0 | 0 | 0 | 0 | 0 | 0 | 0 | 0 | 0 | 0 | 0
[35 empty] | Solar PV |  | Belrose 33_11kV Tx2 | 0 | 0 | 0 | 0 | 0 | 0 | 0 | 0 | 0 | 0 | 0 | 0 | 0 | 0 | 0 | 0 | 0 | 0 | 0 | 0 | 0 | 0 | 0 | 0 | 0 | 0 | 0 | 0 | 0 | 0 | 0 | 0
0
Diversity Factor: 0
0
Diversity Factor: 0
0
Diversity Factor: 0
| Weather Correction and Public Holiday Factors | [8 empty] | Forecast ROG
ROG Justification
| Actual loads for season 2013 have been weather corrected by the following: | [6 empty] | 4.22% |  | 7 year ROG ok, check DNP6496 | [59 empty] | 7 year ROG ok, check DNP6496
1 | 2 | 3 | 4 | 5 | 6 | 7 | 8 | 9 | 10 | 2014 | 2015 | 2016 | 2017 | 2018 | 2019 | 2020 | 2021 | 2022 | 2023 | 2024 | 2025 | 2026 | 2027 | 2028 | 2029 | 2030 | 2031 | 2032 | 2033 | 2034 | 2035 | 2036 | 2037 | 2038
0.96642 | 0.93397 | 0.91307 | 0.90285 | 0.90285 | 0.90285 | 0.90285 | 0.90285 | 0.90285 | 0.90285 | -3.358% | -3.358% | -2.238% | -1.119% | 0% | 0% | 0% | 0% | 0% | 0% | 0% | 0% | 0% | 0% | 0% | 0% | 0% | 0% | 0% | 0% | 0% | 0% | 0% | 0% | 0%
Substation Load Detail
[7 empty] | Units | 2013 |  | 2014 | 2015 | 2016 | 2017 | 2018 | 2019 | 2020 | 2021 | 2022 | 2023 | 2024 | 2025 | 2026 | 2027 | 2028 | 2029 | 2030 | 2031 | 2032 | 2033 | 2034 | 2035 | 2036 | 2037 | 2038
1 | Belrose 33_11kV | Compensated |  | Load (LV side) |  |  | Amps | 1305 | 1395 | 1396.429 | 1306.599 | 1278.598 | 1268.092 | 1273.57 | 1279.347 | 1295.337 | 1312.288 | 1328.476 | 1345.573 | 1361.952 | 1381.659 | 1401.714 | 1423.498 | 1446.529 | 1469.564 | 1492.739 | 1516.485 | 1540.809 | 1565.722 | 1591.23 | 1617.345 | 1644.073 | 1671.426 | 1699.411
|  |  |  | Apparent Power |  |  | MVA | 24.8636 |  | 26.6055 | 24.8941 | 24.3606 | 24.1604 | 24.2648 | 24.3748 | 24.6795 | 25.0024 | 25.3109 | 25.6366 | 25.9487 | 26.3241 | 26.7062 | 27.1213 | 27.5601 | 27.999 | 28.4405 | 28.8929 | 29.3564 | 29.831 | 30.317 | 30.8146 | 31.3238 | 31.8449 | 32.3781
|  |  |  | Real Power |  |  | MW | 23.3718 | 24.9836 | 25.0092 | 23.4004 | 22.8989 | 22.7108 | 22.8089 | 22.9123 | 23.1987 | 23.5023 | 23.7922 | 24.0984 | 24.3918 | 24.7447 | 25.1039 | 25.494 | 25.9065 | 26.319 | 26.7341 | 27.1593 | 27.595 | 28.0411 | 28.498 | 28.9657 | 29.4444 | 29.9342 | 30.4354
|  |  |  | Reactive Power |  |  | MVAr | 8.4828 |  | 9.0771 | 8.4932 | 8.3112 | 8.2429 | 8.2785 | 8.3161 | 8.42 | 8.5302 | 8.6354 | 8.7466 | 8.853 | 8.9811 | 9.1115 | 9.2531 | 9.4028 | 9.5525 | 9.7032 | 9.8575 | 10.0156 | 10.1776 | 10.3434 | 10.5131 | 10.6869 | 10.8647 | 11.0466
|  |  |  | Capacitors In Service |  |  | MVAr | 0 |  | 0 | 0 | 0 | 0 | 0 | 0 | 0 | 0 | 0 | 0 | 0 | 0 | 0 | 0 | 0 | 0 | 0 | 0 | 0 | 0 | 0 | 0 | 0 | 0 | 0
|  |  |  | PF |  |  |  | 0.94 |  | 0.94 | 0.94 | 0.94 | 0.94 | 0.94 | 0.94 | 0.94 | 0.94 | 0.94 | 0.94 | 0.94 | 0.94 | 0.94 | 0.94 | 0.94 | 0.94 | 0.94 | 0.94 | 0.94 | 0.94 | 0.94 | 0.94 | 0.94 | 0.94 | 0.94
0.94569 | Diversity Factor: 0.95 | Uncompensated |  | Reactive Power |  |  | MVAr | 8.4828 | 9.0678 | 9.0771 | 8.4932 | 8.3112 | 8.2429 | 8.2785 | 8.3161 | 8.42 | 8.5302 | 8.6354 | 8.7466 | 8.853 | 8.9811 | 9.1115 | 9.2531 | 9.4028 | 9.5525 | 9.7032 | 9.8575 | 10.0156 | 10.1776 | 10.3434 | 10.5131 | 10.6869 | 10.8647 | 11.0466
|  |  |  | PF |  |  |  | 0.94 |  | 0.94 | 0.94 | 0.94 | 0.94 | 0.94 | 0.94 | 0.94 | 0.94 | 0.94 | 0.94 | 0.94 | 0.94 | 0.94 | 0.94 | 0.94 | 0.94 | 0.94 | 0.94 | 0.94 | 0.94 | 0.94 | 0.94 | 0.94 | 0.94 | 0.94
[10 empty] | 1 | 2 | 3 | 4 | 5 | 6 | 7 | 8 | 9 | 10 | 11 | 12 | 13 | 14 | 15 | 16 | 17 | 18 | 19 | 20 | 21 | 22 | 23 | 24 | 25
Transformer Load Detail
[7 empty] | Units | 2013 |  | 2014 | 2015 | 2016 | 2017 | 2018 | 2019 | 2020 | 2021 | 2022 | 2023 | 2024 | 2025 | 2026 | 2027 | 2028 | 2029 | 2030 | 2031 | 2032 | 2033 | 2034 | 2035 | 2036 | 2037 | 2038
| 0 | Compensated |  | Load (LV side) |  |  | Amps
|  |  |  | Apparent Power |  |  | MVA
|  |  |  | Real Power |  |  | MW
|  |  |  | Reactive Power |  |  | MVAr
|  |  |  | Capacitors In Service |  |  | MVAr
PF
| Zone Div: | Uncompensated |  | Reactive Power |  |  | MVAr
PF
| 0 | Compensated |  | Load (LV side) |  |  | Amps
|  |  |  | Apparent Power |  |  | MVA
|  |  |  | Real Power |  |  | MW
|  |  |  | Reactive Power |  |  | MVAr
|  |  |  | Capacitors In Service |  |  | MVAr
PF
| Zone Div: | Uncompensated |  | Reactive Power |  |  | MVAr
PF
| 0 | Compensated |  | Load (LV side) |  |  | Amps
|  |  |  | Apparent Power |  |  | MVA
|  |  |  | Real Power |  |  | MW
|  |  |  | Reactive Power |  |  | MVAr
|  |  |  | Capacitors In Service |  |  | MVAr
PF
| Zone Div: | Uncompensated |  | Reactive Power |  |  | MVAr
PF
| 0 | Compensated |  | Load (LV side) |  |  | Amps
|  |  |  | Apparent Power |  |  | MVA
|  |  |  | Real Power |  |  | MW
|  |  |  | Reactive Power |  |  | MVAr
|  |  |  | Capacitors In Service |  |  | MVAr
PF
| Zone Div: | Uncompensated |  | Reactive Power |  |  | MVAr
PF
| 0 | Compensated |  | Load (LV side) |  |  | Amps
|  |  |  | Apparent Power |  |  | MVA
|  |  |  | Real Power |  |  | MW
|  |  |  | Reactive Power |  |  | MVAr
|  |  |  | Capacitors In Service |  |  | MVAr
PF
| Zone Div: | Uncompensated |  | Reactive Power |  |  | MVAr
PF
| 0 | Compensated |  | Load (LV side) |  |  | Amps
|  |  |  | Apparent Power |  |  | MVA
|  |  |  | Real Power |  |  | MW
|  |  |  | Reactive Power |  |  | MVAr
|  |  |  | Capacitors In Service |  |  | MVAr
PF
| Zone Div: | Uncompensated |  | Reactive Power |  |  | MVAr
PF
| 0 | Compensated |  | Load (LV side) |  |  | Amps
|  |  |  | Apparent Power |  |  | MVA
|  |  |  | Real Power |  |  | MW
|  |  |  | Reactive Power |  |  | MVAr
|  |  |  | Capacitors In Service |  |  | MVAr
PF
| Zone Div: | Uncompensated |  | Reactive Power |  |  | MVAr
PF
| 0 | Compensated |  | Load (LV side) |  |  | Amps
|  |  |  | Apparent Power |  |  | MVA
|  |  |  | Real Power |  |  | MW
|  |  |  | Reactive Power |  |  | MVAr
|  |  |  | Capacitors In Service |  |  | MVAr
PF
| Zone Div: | Uncompensated |  | Reactive Power |  |  | MVAr
PF
| 0 | Compensated |  | Load (LV side) |  |  | Amps
|  |  |  | Apparent Power |  |  | MVA
|  |  |  | Real Power |  |  | MW
|  |  |  | Reactive Power |  |  | MVAr
|  |  |  | Capacitors In Service |  |  | MVAr
PF
| Zone Div: | Uncompensated |  | Reactive Power |  |  | MVAr
PF
| 0 | Compensated |  | Load (LV side) |  |  | Amps
|  |  |  | Apparent Power |  |  | MVA
|  |  |  | Real Power |  |  | MW
|  |  |  | Reactive Power |  |  | MVAr
|  |  |  | Capacitors In Service |  |  | MVAr
PF
| Zone Div: | Uncompensated |  | Reactive Power |  |  | MVAr
PF

## Brookvale 33_11kV
| Brookvale 33_11kV | [16 empty] | 2014 | WINTER
| Substation Total Loads | [33 empty] | Spots & Transfers Detail
| Historical Loads | (11kV Amps) | [7 empty] | Weather Corrected Forecast Loads |  |  |  | (11kV Amps) | [20 empty] | Spots & Transfers Summary | (11kV Amps) |  | Historical Spots & Transfers | [6 empty] | Forecast Spots & Transfers
|  | 2007 | 2008 | 2009 | 2010 | 2011 | 2012 | 2013 |  | 2014 | 2015 | 2016 | 2017 | 2018 | 2019 | 2020 | 2021 | 2022 | 2023 | 2024 | 2025 | 2026 | 2027 | 2028 | 2029 | 2030 | 2031 | 2032 | 2033 | 2034 | 2035 | 2036 | 2037 | 2038 |  |  |  | 2007 | 2008 | 2009 | 2010 | 2011 | 2012 | 2013 | 2014 | 2015 | 2016 | 2017 | 2018 | 2019 | 2020 | 2021 | 2022 | 2023 | 2024 | 2025 | 2026 | 2027 | 2028 | 2029 | 2030 | 2031 | 2032 | 2033 | 2034 | 2035 | 2036 | 2037 | 2038
| Total | 2216 | 2202 | 2124 | 2073 | 2067 | 1931 | 1872 |  | 1756.221 | 1850.002 | 1856.764 | 1822.737 | 1816.909 | 1812.88 | 1827.943 | 1851.043 | 1871.562 | 1892.669 | 1907.873 | 1930.391 | 1952.621 | 1980.398 | 2011.058 | 2040.847 | 2069.13 | 2097.993 | 2127.444 | 2157.493 | 2188.147 | 2219.415 | 2251.305 | 2283.825 | 2316.984 |  |  | Total | 0 | -348 | 0 | 54 | 0 | 10 | 0 | 84.4612 | 186.6107 | 69.3145 | -3.9284 | -6.0318 | -4.1715 | 15.5898 | 23.8901 | 21.203 | 21.7944 | 15.6897 | 23.2221 | 22.9081 | 28.603 | 31.543 | 30.6215 | 29.0489 | 29.6233 | 30.2056 | 30.7959 | 31.3943 | 32.0009 | 32.6157 | 33.2391 | 33.8709
| Firm Rating | 0 | 0 | 0 | 0 | 0 | 0 | 2852 |  | 2852 | 2852 | 2852 | 2852 | 2852 | 2852 | 2852 | 2852 | 2852 | 2852 | 2852 | 2852 | 2852 | 2852 | 2852 | 2852 | 2852 | 2852 | 2852 | 2852 | 2852 | 2852 | 2852 | 2852 | 2852
| Total Capacity | 0 | 0 | 0 | 0 | 0 | 0 | 4596 |  | 4596 | 4596 | 4596 | 4596 | 4596 | 4596 | 4596 | 4596 | 4596 | 4596 | 4596 | 4596 | 4596 | 4596 | 4596 | 4596 | 4596 | 4596 | 4596 | 4596 | 4596 | 4596 | 4596 | 4596 | 4596 |  |  | Brookvale 33_11kV Tx1 | 0 | 0 | -66 | 0 | 0 | 0 | 0 | 92.2042 | -22.2188 | -2.3069 | -1.5015 | -2.3055 | -1.5945 | 5.9589 | 9.1315 | 8.1044 | 8.3305 | 5.9971 | 8.8762 | 8.7562 | 10.9329 | 12.0566 | 11.7044 | 11.1034 | 11.3229 | 11.5455 | 11.7711 | 11.9998 | 12.2317 | 12.4667 | 12.7049 | 12.9464
|  | -7 | -6 | -5 | -4 | -3 | -2 | -1 |  | 0 | 1 | 2 | 3 | 4 | 5 | 6 | 7 | 8 | 9 | 10 | 11 | 12 | 13 | 14 | 15 | 16 | 17 | 18 | 19 | 20 | 21 | 22 | 23 | 24 |  |  | Brookvale 33_11kV Tx2 | 0 | -174.7404 | 33.1404 | 27.1149 | 0 | 5.0213 | 0 | 8.6652 | 104.8591 | 35.9631 | -1.2186 | -1.871 | -1.294 | 4.8359 | 7.4107 | 6.5772 | 6.7606 | 4.867 | 7.2035 | 7.1061 | 8.8726 | 9.7846 | 9.4988 | 9.011 | 9.1892 | 9.3698 | 9.5529 | 9.7385 | 9.9267 | 10.1174 | 10.3107 | 10.5067
| Transformer Loads | [35 empty] | Brookvale 33_11kV Tx3 | 0 | -173.2596 | 32.8596 | 26.8851 | 0 | 4.9787 | 0 | -16.4082 | 103.9704 | 35.6583 | -1.2083 | -1.8552 | -1.283 | 4.795 | 7.3479 | 6.5214 | 6.7033 | 4.8257 | 7.1424 | 7.0459 | 8.7974 | 9.7017 | 9.4183 | 8.9346 | 9.1113 | 9.2904 | 9.4719 | 9.656 | 9.8425 | 10.0317 | 10.2234 | 10.4177
| Historical Loads | (11kV Amps) | [7 empty] | Weather Corrected Forecast Loads |  |  |  | (11kV Amps) | [23 empty] | 0 | 0 | 0 | 0 | 0 | 0 | 0 | 0 | 0 | 0 | 0 | 0 | 0 | 0 | 0 | 0 | 0 | 0 | 0 | 0 | 0 | 0 | 0 | 0 | 0 | 0 | 0 | 0 | 0 | 0 | 0 | 0
|  | 2007 | 2008 | 2009 | 2010 | 2011 | 2012 | 2013 |  | 2014 | 2015 | 2016 | 2017 | 2018 | 2019 | 2020 | 2021 | 2022 | 2023 | 2024 | 2025 | 2026 | 2027 | 2028 | 2029 | 2030 | 2031 | 2032 | 2033 | 2034 | 2035 | 2036 | 2037 | 2038 |  |  |  | 0 | 0 | 0 | 0 | 0 | 0 | 0 | 0 | 0 | 0 | 0 | 0 | 0 | 0 | 0 | 0 | 0 | 0 | 0 | 0 | 0 | 0 | 0 | 0 | 0 | 0 | 0 | 0 | 0 | 0 | 0 | 0
| 0 | [36 empty] | 0 | 0 | 0 | 0 | 0 | 0 | 0 | 0 | 0 | 0 | 0 | 0 | 0 | 0 | 0 | 0 | 0 | 0 | 0 | 0 | 0 | 0 | 0 | 0 | 0 | 0 | 0 | 0 | 0 | 0 | 0 | 0
| Diversity Factor: 0 | [36 empty] | 0 | 0 | 0 | 0 | 0 | 0 | 0 | 0 | 0 | 0 | 0 | 0 | 0 | 0 | 0 | 0 | 0 | 0 | 0 | 0 | 0 | 0 | 0 | 0 | 0 | 0 | 0 | 0 | 0 | 0 | 0 | 0
[38 empty] | 0 | 0 | 0 | 0 | 0 | 0 | 0 | 0 | 0 | 0 | 0 | 0 | 0 | 0 | 0 | 0 | 0 | 0 | 0 | 0 | 0 | 0 | 0 | 0 | 0 | 0 | 0 | 0 | 0 | 0 | 0 | 0
[38 empty] | 0 | 0 | 0 | 0 | 0 | 0 | 0 | 0 | 0 | 0 | 0 | 0 | 0 | 0 | 0 | 0 | 0 | 0 | 0 | 0 | 0 | 0 | 0 | 0 | 0 | 0 | 0 | 0 | 0 | 0 | 0 | 0
| 0 | [36 empty] | 0 | 0 | 0 | 0 | 0 | 0 | 0 | 0 | 0 | 0 | 0 | 0 | 0 | 0 | 0 | 0 | 0 | 0 | 0 | 0 | 0 | 0 | 0 | 0 | 0 | 0 | 0 | 0 | 0 | 0 | 0 | 0
Diversity Factor: 0
[38 empty] | Historical Spots & Transfers | [6 empty] | Forecast Spots & Transfers
[35 empty] | Project Name | From | To | 2007 | 2008 | 2009 | 2010 | 2011 | 2012 | 2013 | 2014 | 2015 | 2016 | 2017 | 2018 | 2019 | 2020 | 2021 | 2022 | 2023 | 2024 | 2025 | 2026 | 2027 | 2028 | 2029 | 2030 | 2031 | 2032 | 2033 | 2034 | 2035 | 2036 | 2037 | 2038
| 0 | [33 empty] | Broad based demand management |  | Brookvale 33_11kV Tx1 | 0 | 0 | 0 | 0 | 0 | 0 | 0 | 0 | -0.023119 | -0.47471 | -0.54772 | -0.5975 | -0.69716 | 0 | 0 | 0 | 0 | 0 | 0 | 0 | 0 | 0 | 0 | 0 | 0 | 0 | 0 | 0 | 0 | 0 | 0 | 0
| Diversity Factor: 0 | [33 empty] | Broad based demand management |  | Brookvale 33_11kV Tx2 | 0 | 0 | 0 | 0 | 0 | 0 | 0 | 0 | -0.018762 | -0.38525 | -0.4445 | -0.4849 | -0.56578 | 0 | 0 | 0 | 0 | 0 | 0 | 0 | 0 | 0 | 0 | 0 | 0 | 0 | 0 | 0 | 0 | 0 | 0 | 0
[35 empty] | Broad based demand management |  | Brookvale 33_11kV Tx3 | 0 | 0 | 0 | 0 | 0 | 0 | 0 | 0 | -0.018603 | -0.38199 | -0.44074 | -0.48079 | -0.56099 | 0 | 0 | 0 | 0 | 0 | 0 | 0 | 0 | 0 | 0 | 0 | 0 | 0 | 0 | 0 | 0 | 0 | 0 | 0
[35 empty] | DNP_ID: 6224. RELIEF OF SWITCHING CONSTRAINTS, BROOKVALE PANEL 4, 10L & 17 FEEDERS | Brookvale 33_11kV Tx1 | Brookvale 33_11kV Tx2 | 0 | 0 | 33.1404 | 0 | 0 | 0 | 0 | 0 | 0 | 0 | 0 | 0 | 0 | 0 | 0 | 0 | 0 | 0 | 0 | 0 | 0 | 0 | 0 | 0 | 0 | 0 | 0 | 0 | 0 | 0 | 0 | 0
| 0 | [33 empty] | DNP_ID: 6224. RELIEF OF SWITCHING CONSTRAINTS, BROOKVALE PANEL 4, 10L & 17 FEEDERS | Brookvale 33_11kV Tx1 | Brookvale 33_11kV Tx3 | 0 | 0 | 32.8596 | 0 | 0 | 0 | 0 | 0 | 0 | 0 | 0 | 0 | 0 | 0 | 0 | 0 | 0 | 0 | 0 | 0 | 0 | 0 | 0 | 0 | 0 | 0 | 0 | 0 | 0 | 0 | 0 | 0
| Diversity Factor: 0 | [33 empty] | DNP_ID: 6288. Change of open points due to progressive completion of Harbord Switchgear Replacement | Brookvale 33_11kV Tx2 | Harbord 33_11kV Tx1 | 0 | 174.7404 | 0 | 0 | 0 | 0 | 0 | 0 | 0 | 0 | 0 | 0 | 0 | 0 | 0 | 0 | 0 | 0 | 0 | 0 | 0 | 0 | 0 | 0 | 0 | 0 | 0 | 0 | 0 | 0 | 0 | 0
[35 empty] | DNP_ID: 6288. Change of open points due to progressive completion of Harbord Switchgear Replacement | Brookvale 33_11kV Tx3 | Harbord 33_11kV Tx1 | 0 | 173.2596 | 0 | 0 | 0 | 0 | 0 | 0 | 0 | 0 | 0 | 0 | 0 | 0 | 0 | 0 | 0 | 0 | 0 | 0 | 0 | 0 | 0 | 0 | 0 | 0 | 0 | 0 | 0 | 0 | 0 | 0
[35 empty] | DNP_ID: 7035. Brookvale Zone Development | Brookvale 33_11kV Tx1 | Brookvale 33_11kV Tx3 | 0 | 0 | 0 | 0 | 0 | 0 | 0 | 21 | 0 | 0 | 0 | 0 | 0 | 0 | 0 | 0 | 0 | 0 | 0 | 0 | 0 | 0 | 0 | 0 | 0 | 0 | 0 | 0 | 0 | 0 | 0 | 0
| 0 | [33 empty] | DNP_ID: 7035. Brookvale Zone Development | Brookvale 33_11kV Tx3 | Brookvale 33_11kV Tx1 | 0 | 0 | 0 | 0 | 0 | 0 | 0 | 46 | 0 | 0 | 0 | 0 | 0 | 0 | 0 | 0 | 0 | 0 | 0 | 0 | 0 | 0 | 0 | 0 | 0 | 0 | 0 | 0 | 0 | 0 | 0 | 0
| Diversity Factor: 0 | [33 empty] | HVCON_ID: 2006519. Establishment of S.17043 Sturdee Pittwater, 834 Pittwater Rd, Dee Why |  | Brookvale 33_11kV Tx2 | 0 | 0 | 0 | 27.1149 | 0 | 0 | 0 | 0 | 0 | 37.8353 | 0 | 0 | 0 | 0 | 0 | 0 | 0 | 0 | 0 | 0 | 0 | 0 | 0 | 0 | 0 | 0 | 0 | 0 | 0 | 0 | 0 | 0
[35 empty] | HVCON_ID: 2006519. Establishment of S.17043 Sturdee Pittwater, 834 Pittwater Rd, Dee Why |  | Brookvale 33_11kV Tx3 | 0 | 0 | 0 | 26.8851 | 0 | 0 | 0 | 0 | 0 | 37.5147 | 0 | 0 | 0 | 0 | 0 | 0 | 0 | 0 | 0 | 0 | 0 | 0 | 0 | 0 | 0 | 0 | 0 | 0 | 0 | 0 | 0 | 0
[35 empty] | HVCON_ID: 2012031. Move O/P on S.16418 WARRINGAH MALL CINEMA | Harbord 33_11kV Tx2 | Brookvale 33_11kV Tx2 | 0 | 0 | 0 | 0 | 0 | 5.0213 | 0 | 0 | 0 | 0 | 0 | 0 | 0 | 0 | 0 | 0 | 0 | 0 | 0 | 0 | 0 | 0 | 0 | 0 | 0 | 0 | 0 | 0 | 0 | 0 | 0 | 0
| 0 | [33 empty] | HVCON_ID: 2012031. Move O/P on S.16418 WARRINGAH MALL CINEMA | Harbord 33_11kV Tx2 | Brookvale 33_11kV Tx3 | 0 | 0 | 0 | 0 | 0 | 4.9787 | 0 | 0 | 0 | 0 | 0 | 0 | 0 | 0 | 0 | 0 | 0 | 0 | 0 | 0 | 0 | 0 | 0 | 0 | 0 | 0 | 0 | 0 | 0 | 0 | 0 | 0
| Diversity Factor: 0 | [33 empty] | HVCON_ID: 2013186. Westfield Warringah Mall redevelopment Stage 1 proposal of 3MVA (existing car park conversion to retail etc + new car park) Stage 2 proposal 4MVA (extension to shopping mall + new car park) Stage 1 - Establish S.64170 C |  | Brookvale 33_11kV Tx2 | 0 | 0 | 0 | 0 | 0 | 0 | 0 | 12.1515 | 95.8311 | 0 | 0 | 0 | 0 | 0 | 0 | 0 | 0 | 0 | 0 | 0 | 0 | 0 | 0 | 0 | 0 | 0 | 0 | 0 | 0 | 0 | 0 | 0
[35 empty] | HVCON_ID: 2013186. Westfield Warringah Mall redevelopment Stage 1 proposal of 3MVA (existing car park conversion to retail etc + new car park) Stage 2 proposal 4MVA (extension to shopping mall + new car park) Stage 1 - Establish S.64170 C |  | Brookvale 33_11kV Tx3 | 0 | 0 | 0 | 0 | 0 | 0 | 0 | 12.0485 | 95.0189 | 0 | 0 | 0 | 0 | 0 | 0 | 0 | 0 | 0 | 0 | 0 | 0 | 0 | 0 | 0 | 0 | 0 | 0 | 0 | 0 | 0 | 0 | 0
[35 empty] | HVCON_ID: 2013186. Westfield Warringah Mall redevelopment Stage 1 proposal of 3MVA (existing car park conversion to retail etc + new car park) Stage 2 proposal 4MVA (extension to shopping mall + new car park) Stage 1 - Establish S.64170 C |  | Brookvale 33_11kV Tx1 | 0 | 0 | 0 | 0 | 0 | 0 | 0 | 71.5 | -20.35 | 0 | 0 | 0 | 0 | 0 | 0 | 0 | 0 | 0 | 0 | 0 | 0 | 0 | 0 | 0 | 0 | 0 | 0 | 0 | 0 | 0 | 0 | 0
| 0 | [33 empty] | HVCON_ID: 2013453. New KL S.61621 Pittwater St David | Dee Why West 33_11kV Tx1 | Brookvale 33_11kV Tx2 | 0 | 0 | 0 | 0 | 0 | 0 | 0 | 0 | 5.5186 | 0 | 0 | 0 | 0 | 0 | 0 | 0 | 0 | 0 | 0 | 0 | 0 | 0 | 0 | 0 | 0 | 0 | 0 | 0 | 0 | 0 | 0 | 0
| Diversity Factor: 0 | [33 empty] | HVCON_ID: 2013453. New KL S.61621 Pittwater St David | Dee Why West 33_11kV Tx1 | Brookvale 33_11kV Tx3 | 0 | 0 | 0 | 0 | 0 | 0 | 0 | 0 | 5.4718 | 0 | 0 | 0 | 0 | 0 | 0 | 0 | 0 | 0 | 0 | 0 | 0 | 0 | 0 | 0 | 0 | 0 | 0 | 0 | 0 | 0 | 0 | 0
[35 empty] | HVCON_ID: 2013453. New KL S.61621 Pittwater St David | Dee Why West 33_11kV Tx3 | Brookvale 33_11kV Tx2 | 0 | 0 | 0 | 0 | 0 | 0 | 0 | 0 | 5.0261 | 0 | 0 | 0 | 0 | 0 | 0 | 0 | 0 | 0 | 0 | 0 | 0 | 0 | 0 | 0 | 0 | 0 | 0 | 0 | 0 | 0 | 0 | 0
[35 empty] | HVCON_ID: 2013453. New KL S.61621 Pittwater St David | Dee Why West 33_11kV Tx3 | Brookvale 33_11kV Tx3 | 0 | 0 | 0 | 0 | 0 | 0 | 0 | 0 | 4.9835 | 0 | 0 | 0 | 0 | 0 | 0 | 0 | 0 | 0 | 0 | 0 | 0 | 0 | 0 | 0 | 0 | 0 | 0 | 0 | 0 | 0 | 0 | 0
| 0 | [33 empty] | Econometric |  | Brookvale 33_11kV Tx1 | 0 | 0 | 0 | 0 | 0 | 0 | 0 | 0 | 0 | 4.4378 | 8.378 | 12.5583 | 13.5104 | 13.719 | 13.1344 | 13.3285 | 13.5253 | 13.7249 | 13.9271 | 14.1322 | 14.3401 | 14.5508 | 14.7645 | 14.981 | 15.2006 | 15.4232 | 15.6488 | 15.8775 | 16.1093 | 16.3444 | 16.5826 | 16.8241
| Diversity Factor: 0 | [33 empty] | Econometric |  | Brookvale 33_11kV Tx2 | 0 | 0 | 0 | 0 | 0 | 0 | 0 | 0 | 0 | 3.6015 | 6.7992 | 10.1917 | 10.9645 | 11.1338 | 10.6593 | 10.8168 | 10.9765 | 11.1385 | 11.3026 | 11.469 | 11.6377 | 11.8088 | 11.9822 | 12.1579 | 12.3361 | 12.5167 | 12.6998 | 12.8854 | 13.0736 | 13.2643 | 13.4577 | 13.6537
[35 empty] | Econometric |  | Brookvale 33_11kV Tx3 | 0 | 0 | 0 | 0 | 0 | 0 | 0 | 0 | 0 | 3.571 | 6.7416 | 10.1054 | 10.8715 | 11.0394 | 10.5689 | 10.7252 | 10.8835 | 11.0441 | 11.2068 | 11.3718 | 11.5391 | 11.7087 | 11.8806 | 12.0549 | 12.2316 | 12.4107 | 12.5922 | 12.7763 | 12.9628 | 13.1519 | 13.3436 | 13.538
[35 empty] | Energy Efficiency |  | Brookvale 33_11kV Tx1 | 0 | 0 | 0 | 0 | 0 | 0 | 0 | -4.2958 | -1.8457 | -6.27 | -9.3318 | -14.2663 | -14.4078 | -7.7602 | -4.0029 | -5.2241 | -5.1949 | -7.7278 | -5.051 | -5.376 | -3.4072 | -2.4942 | -3.06 | -3.8777 | -3.8777 | -3.8777 | -3.8777 | -3.8777 | -3.8777 | -3.8777 | -3.8777 | -3.8777
| 0 | [33 empty] | Energy Efficiency |  | Brookvale 33_11kV Tx2 | 0 | 0 | 0 | 0 | 0 | 0 | 0 | -3.4863 | -1.4979 | -5.0885 | -7.5733 | -11.5779 | -11.6927 | -6.2978 | -3.2486 | -4.2397 | -4.2159 | -6.2715 | -4.0991 | -4.3629 | -2.7651 | -2.0242 | -2.4834 | -3.1469 | -3.1469 | -3.1469 | -3.1469 | -3.1469 | -3.1469 | -3.1469 | -3.1469 | -3.1469
| Diversity Factor: 0 | [33 empty] | Energy Efficiency |  | Brookvale 33_11kV Tx3 | 0 | 0 | 0 | 0 | 0 | 0 | 0 | -3.4567 | -1.4852 | -5.0454 | -7.5091 | -11.4798 | -11.5936 | -6.2444 | -3.2211 | -4.2037 | -4.1802 | -6.2184 | -4.0644 | -4.326 | -2.7417 | -2.007 | -2.4623 | -3.1203 | -3.1203 | -3.1203 | -3.1203 | -3.1203 | -3.1203 | -3.1203 | -3.1203 | -3.1203
[35 empty] | Solar PV |  | Brookvale 33_11kV Tx1 | 0 | 0 | 0 | 0 | 0 | 0 | 0 | 0 | 0 | 0 | 0 | 0 | 0 | 0 | 0 | 0 | 0 | 0 | 0 | 0 | 0 | 0 | 0 | 0 | 0 | 0 | 0 | 0 | 0 | 0 | 0 | 0
[35 empty] | Solar PV |  | Brookvale 33_11kV Tx2 | 0 | 0 | 0 | 0 | 0 | 0 | 0 | 0 | 0 | 0 | 0 | 0 | 0 | 0 | 0 | 0 | 0 | 0 | 0 | 0 | 0 | 0 | 0 | 0 | 0 | 0 | 0 | 0 | 0 | 0 | 0 | 0
| 0 | [33 empty] | Solar PV |  | Brookvale 33_11kV Tx3 | 0 | 0 | 0 | 0 | 0 | 0 | 0 | 0 | 0 | 0 | 0 | 0 | 0 | 0 | 0 | 0 | 0 | 0 | 0 | 0 | 0 | 0 | 0 | 0 | 0 | 0 | 0 | 0 | 0 | 0 | 0 | 0
Diversity Factor: 0
| Weather Correction and Public Holiday Factors | [8 empty] | Forecast ROG
ROG Justification
| Actual loads for season 2013 have been weather corrected by the following: | [6 empty] | 0.3669% |  | 7 year ROG ok | [59 empty] | 7 year ROG ok
1 | 2 | 3 | 4 | 5 | 6 | 7 | 8 | 9 | 10 | 2014 | 2015 | 2016 | 2017 | 2018 | 2019 | 2020 | 2021 | 2022 | 2023 | 2024 | 2025 | 2026 | 2027 | 2028 | 2029 | 2030 | 2031 | 2032 | 2033 | 2034 | 2035 | 2036 | 2037 | 2038
0.9577 | 0.91719 | 0.89132 | 0.87876 | 0.87876 | 0.87876 | 0.87876 | 0.87876 | 0.87876 | 0.87876 | -4.23% | -4.23% | -2.82% | -1.41% | 0% | 0% | 0% | 0% | 0% | 0% | 0% | 0% | 0% | 0% | 0% | 0% | 0% | 0% | 0% | 0% | 0% | 0% | 0% | 0% | 0%
Substation Load Detail
[7 empty] | Units | 2013 |  | 2014 | 2015 | 2016 | 2017 | 2018 | 2019 | 2020 | 2021 | 2022 | 2023 | 2024 | 2025 | 2026 | 2027 | 2028 | 2029 | 2030 | 2031 | 2032 | 2033 | 2034 | 2035 | 2036 | 2037 | 2038
1 | Brookvale 33_11kV | Compensated |  | Load (LV side) |  |  | Amps | 1872 | 1761 | 1756.221 | 1850.002 | 1856.764 | 1822.737 | 1816.909 | 1812.88 | 1827.943 | 1851.043 | 1871.562 | 1892.669 | 1907.873 | 1930.391 | 1952.621 | 1980.398 | 2011.058 | 2040.847 | 2069.13 | 2097.993 | 2127.444 | 2157.493 | 2188.147 | 2219.415 | 2251.305 | 2283.825 | 2316.984
|  |  |  | Apparent Power |  |  | MVA | 35.6664 |  | 33.4605 | 35.2473 | 35.3761 | 34.7278 | 34.6168 | 34.54 | 34.827 | 35.2671 | 35.6581 | 36.0602 | 36.3499 | 36.7789 | 37.2024 | 37.7317 | 38.3158 | 38.8834 | 39.4222 | 39.9721 | 40.5333 | 41.1058 | 41.6898 | 42.2855 | 42.8931 | 43.5127 | 44.1445
|  |  |  | Real Power |  |  | MW | 31.8358 | 29.9481 | 29.888 | 31.3542 | 31.4533 | 30.9541 | 30.8685 | 30.8093 | 31.0305 | 31.3694 | 31.6703 | 31.9795 | 32.2021 | 32.5315 | 32.8566 | 33.2624 | 33.7099 | 34.1444 | 34.5565 | 34.9768 | 35.4053 | 35.8423 | 36.2877 | 36.7417 | 37.2044 | 37.676 | 38.1566
|  |  |  | Reactive Power |  |  | MVAr | 16.0802 |  | 15.0436 | 16.1024 | 16.1913 | 15.7438 | 15.6671 | 15.614 | 15.8123 | 16.1161 | 16.3857 | 16.6629 | 16.8624 | 17.1577 | 17.449 | 17.8127 | 18.2138 | 18.6032 | 18.9726 | 19.3493 | 19.7334 | 20.125 | 20.5242 | 20.9312 | 21.3459 | 21.7686 | 22.1993
|  |  |  | Capacitors In Service |  |  | MVAr | 12 |  | 12 | 12 | 12 | 12 | 12 | 12 | 12 | 12 | 12 | 12 | 12 | 12 | 12 | 12 | 12 | 12 | 12 | 12 | 12 | 12 | 12 | 12 | 12 | 12 | 12
|  |  |  | PF |  |  |  | 0.8926 |  | 0.89323 | 0.88955 | 0.88911 | 0.89133 | 0.89172 | 0.89199 | 0.89099 | 0.88948 | 0.88816 | 0.88684 | 0.88589 | 0.88452 | 0.88318 | 0.88155 | 0.87979 | 0.87812 | 0.87657 | 0.87503 | 0.87349 | 0.87195 | 0.87042 | 0.86889 | 0.86738 | 0.86586 | 0.86436
0.75828 | Diversity Factor: 0.76 | Uncompensated |  | Reactive Power |  |  | MVAr | 28.0802 | 27.1267 | 27.0436 | 28.1024 | 28.1913 | 27.7438 | 27.6671 | 27.614 | 27.8123 | 28.1161 | 28.3857 | 28.6629 | 28.8624 | 29.1577 | 29.449 | 29.8127 | 30.2138 | 30.6032 | 30.9726 | 31.3493 | 31.7334 | 32.125 | 32.5243 | 32.9312 | 33.3459 | 33.7686 | 34.1993
|  |  |  | PF |  |  |  | 0.74996 |  | 0.74151 | 0.74467 | 0.74467 | 0.74467 | 0.74467 | 0.74467 | 0.74467 | 0.74467 | 0.74467 | 0.74467 | 0.74467 | 0.74467 | 0.74467 | 0.74467 | 0.74467 | 0.74467 | 0.74467 | 0.74467 | 0.74467 | 0.74467 | 0.74467 | 0.74467 | 0.74467 | 0.74467 | 0.74467
[10 empty] | 1 | 2 | 3 | 4 | 5 | 6 | 7 | 8 | 9 | 10 | 11 | 12 | 13 | 14 | 15 | 16 | 17 | 18 | 19 | 20 | 21 | 22 | 23 | 24 | 25
Transformer Load Detail
[7 empty] | Units | 2013 |  | 2014 | 2015 | 2016 | 2017 | 2018 | 2019 | 2020 | 2021 | 2022 | 2023 | 2024 | 2025 | 2026 | 2027 | 2028 | 2029 | 2030 | 2031 | 2032 | 2033 | 2034 | 2035 | 2036 | 2037 | 2038
| 0 | Compensated |  | Load (LV side) |  |  | Amps
|  |  |  | Apparent Power |  |  | MVA
|  |  |  | Real Power |  |  | MW
|  |  |  | Reactive Power |  |  | MVAr
|  |  |  | Capacitors In Service |  |  | MVAr
PF
| Zone Div: | Uncompensated |  | Reactive Power |  |  | MVAr
PF
| 0 | Compensated |  | Load (LV side) |  |  | Amps
|  |  |  | Apparent Power |  |  | MVA
|  |  |  | Real Power |  |  | MW
|  |  |  | Reactive Power |  |  | MVAr
|  |  |  | Capacitors In Service |  |  | MVAr
PF
| Zone Div: | Uncompensated |  | Reactive Power |  |  | MVAr
PF
| 0 | Compensated |  | Load (LV side) |  |  | Amps
|  |  |  | Apparent Power |  |  | MVA
|  |  |  | Real Power |  |  | MW
|  |  |  | Reactive Power |  |  | MVAr
|  |  |  | Capacitors In Service |  |  | MVAr
PF
| Zone Div: | Uncompensated |  | Reactive Power |  |  | MVAr
PF
| 0 | Compensated |  | Load (LV side) |  |  | Amps
|  |  |  | Apparent Power |  |  | MVA
|  |  |  | Real Power |  |  | MW
|  |  |  | Reactive Power |  |  | MVAr
|  |  |  | Capacitors In Service |  |  | MVAr
PF
| Zone Div: | Uncompensated |  | Reactive Power |  |  | MVAr
PF
| 0 | Compensated |  | Load (LV side) |  |  | Amps
|  |  |  | Apparent Power |  |  | MVA
|  |  |  | Real Power |  |  | MW
|  |  |  | Reactive Power |  |  | MVAr
|  |  |  | Capacitors In Service |  |  | MVAr
PF
| Zone Div: | Uncompensated |  | Reactive Power |  |  | MVAr
PF
| 0 | Compensated |  | Load (LV side) |  |  | Amps
|  |  |  | Apparent Power |  |  | MVA
|  |  |  | Real Power |  |  | MW
|  |  |  | Reactive Power |  |  | MVAr
|  |  |  | Capacitors In Service |  |  | MVAr
PF
| Zone Div: | Uncompensated |  | Reactive Power |  |  | MVAr
PF
| 0 | Compensated |  | Load (LV side) |  |  | Amps
|  |  |  | Apparent Power |  |  | MVA
|  |  |  | Real Power |  |  | MW
|  |  |  | Reactive Power |  |  | MVAr
|  |  |  | Capacitors In Service |  |  | MVAr
PF
| Zone Div: | Uncompensated |  | Reactive Power |  |  | MVAr
PF
| 0 | Compensated |  | Load (LV side) |  |  | Amps
|  |  |  | Apparent Power |  |  | MVA
|  |  |  | Real Power |  |  | MW
|  |  |  | Reactive Power |  |  | MVAr
|  |  |  | Capacitors In Service |  |  | MVAr
PF
| Zone Div: | Uncompensated |  | Reactive Power |  |  | MVAr
PF
| 0 | Compensated |  | Load (LV side) |  |  | Amps
|  |  |  | Apparent Power |  |  | MVA
|  |  |  | Real Power |  |  | MW
|  |  |  | Reactive Power |  |  | MVAr
|  |  |  | Capacitors In Service |  |  | MVAr
PF
| Zone Div: | Uncompensated |  | Reactive Power |  |  | MVAr
PF
| 0 | Compensated |  | Load (LV side) |  |  | Amps
|  |  |  | Apparent Power |  |  | MVA
|  |  |  | Real Power |  |  | MW
|  |  |  | Reactive Power |  |  | MVAr
|  |  |  | Capacitors In Service |  |  | MVAr
PF
| Zone Div: | Uncompensated |  | Reactive Power |  |  | MVAr
PF

## Dee Why West 33_11kV
| Dee Why West 33_11kV | [16 empty] | 2014 | WINTER
| Substation Total Loads | [33 empty] | Spots & Transfers Detail
| Historical Loads | (11kV Amps) | [7 empty] | Weather Corrected Forecast Loads |  |  |  | (11kV Amps) | [20 empty] | Spots & Transfers Summary | (11kV Amps) |  | Historical Spots & Transfers | [6 empty] | Forecast Spots & Transfers
|  | 2007 | 2008 | 2009 | 2010 | 2011 | 2012 | 2013 |  | 2014 | 2015 | 2016 | 2017 | 2018 | 2019 | 2020 | 2021 | 2022 | 2023 | 2024 | 2025 | 2026 | 2027 | 2028 | 2029 | 2030 | 2031 | 2032 | 2033 | 2034 | 2035 | 2036 | 2037 | 2038 |  |  |  | 2007 | 2008 | 2009 | 2010 | 2011 | 2012 | 2013 | 2014 | 2015 | 2016 | 2017 | 2018 | 2019 | 2020 | 2021 | 2022 | 2023 | 2024 | 2025 | 2026 | 2027 | 2028 | 2029 | 2030 | 2031 | 2032 | 2033 | 2034 | 2035 | 2036 | 2037 | 2038
| Total | 2534 | 2572 | 2654 | 2720 | 2479 | 2180 | 2096 |  | 2240.945 | 2211.776 | 2182.259 | 2174.589 | 2186.242 | 2199.929 | 2230.505 | 2262.227 | 2292.597 | 2324.36 | 2354.39 | 2390.072 | 2426.256 | 2465.639 | 2507.193 | 2548.694 | 2590.244 | 2632.722 | 2676.14 | 2720.513 | 2765.854 | 2812.179 | 2859.5 | 2907.833 | 2957.193 |  |  | Total | 0 | 0 | 171 | 0 | 14.4 | -148 | -56 | 23.233 | 18.5838 | 1.9037 | 7.8307 | 11.6532 | 13.6875 | 30.5752 | 31.7226 | 30.3702 | 31.763 | 30.0296 | 35.6824 | 36.1834 | 39.3834 | 41.5539 | 41.5007 | 41.5502 | 42.4775 | 43.4183 | 44.373 | 45.3416 | 46.3244 | 47.3214 | 48.3331 | 49.3594
| Firm Rating | 0 | 0 | 0 | 0 | 0 | 0 | 3085 |  | 3085 | 3085 | 3085 | 3085 | 3085 | 3085 | 3085 | 3085 | 3085 | 3085 | 3085 | 3085 | 3085 | 3085 | 3085 | 3085 | 3085 | 3085 | 3085 | 3085 | 3085 | 3085 | 3085 | 3085 | 3085
| Total Capacity | 0 | 0 | 0 | 0 | 0 | 0 | 4743 |  | 4743 | 4743 | 4743 | 4743 | 4743 | 4743 | 4743 | 4743 | 4743 | 4743 | 4743 | 4743 | 4743 | 4743 | 4743 | 4743 | 4743 | 4743 | 4743 | 4743 | 4743 | 4743 | 4743 | 4743 | 4743 |  |  | Dee Why West 33_11kV Tx1 | 0 | 0 | 89.4938 | 0 | 7.5363 | -77.4566 | -29.3079 | 12.1591 | 9.7259 | 0.99631 | 4.0982 | 6.0988 | 7.1634 | 16.0017 | 16.6022 | 15.8944 | 16.6234 | 15.7162 | 18.6746 | 18.9368 | 20.6115 | 21.7474 | 21.7196 | 21.7455 | 22.2308 | 22.7232 | 23.2229 | 23.7298 | 24.2441 | 24.7659 | 25.2954 | 25.8325
|  | -7 | -6 | -5 | -4 | -3 | -2 | -1 |  | 0 | 1 | 2 | 3 | 4 | 5 | 6 | 7 | 8 | 9 | 10 | 11 | 12 | 13 | 14 | 15 | 16 | 17 | 18 | 19 | 20 | 21 | 22 | 23 | 24 |  |  | Dee Why West 33_11kV Tx2 | 0 | 0 | 0 | 0 | 0 | 0 | 0 | 0 | 0 | 0 | 0 | 0 | 0 | 0 | 0 | 0 | 0 | 0 | 0 | 0 | 0 | 0 | 0 | 0 | 0 | 0 | 0 | 0 | 0 | 0 | 0 | 0
| Transformer Loads | [35 empty] | Dee Why West 33_11kV Tx3 | 0 | 0 | 81.5062 | 0 | 6.8637 | -70.5434 | -26.6921 | 11.0739 | 8.8578 | 0.90739 | 3.7325 | 5.5544 | 6.5241 | 14.5735 | 15.1204 | 14.4758 | 15.1397 | 14.3134 | 17.0078 | 17.2466 | 18.7719 | 19.8064 | 19.7811 | 19.8047 | 20.2466 | 20.6951 | 21.1501 | 21.6118 | 22.0802 | 22.5555 | 23.0377 | 23.5269
| Historical Loads | (11kV Amps) | [7 empty] | Weather Corrected Forecast Loads |  |  |  | (11kV Amps) | [23 empty] | 0 | 0 | 0 | 0 | 0 | 0 | 0 | 0 | 0 | 0 | 0 | 0 | 0 | 0 | 0 | 0 | 0 | 0 | 0 | 0 | 0 | 0 | 0 | 0 | 0 | 0 | 0 | 0 | 0 | 0 | 0 | 0
|  | 2007 | 2008 | 2009 | 2010 | 2011 | 2012 | 2013 |  | 2014 | 2015 | 2016 | 2017 | 2018 | 2019 | 2020 | 2021 | 2022 | 2023 | 2024 | 2025 | 2026 | 2027 | 2028 | 2029 | 2030 | 2031 | 2032 | 2033 | 2034 | 2035 | 2036 | 2037 | 2038 |  |  |  | 0 | 0 | 0 | 0 | 0 | 0 | 0 | 0 | 0 | 0 | 0 | 0 | 0 | 0 | 0 | 0 | 0 | 0 | 0 | 0 | 0 | 0 | 0 | 0 | 0 | 0 | 0 | 0 | 0 | 0 | 0 | 0
| 0 | [36 empty] | 0 | 0 | 0 | 0 | 0 | 0 | 0 | 0 | 0 | 0 | 0 | 0 | 0 | 0 | 0 | 0 | 0 | 0 | 0 | 0 | 0 | 0 | 0 | 0 | 0 | 0 | 0 | 0 | 0 | 0 | 0 | 0
| Diversity Factor: 0 | [36 empty] | 0 | 0 | 0 | 0 | 0 | 0 | 0 | 0 | 0 | 0 | 0 | 0 | 0 | 0 | 0 | 0 | 0 | 0 | 0 | 0 | 0 | 0 | 0 | 0 | 0 | 0 | 0 | 0 | 0 | 0 | 0 | 0
[38 empty] | 0 | 0 | 0 | 0 | 0 | 0 | 0 | 0 | 0 | 0 | 0 | 0 | 0 | 0 | 0 | 0 | 0 | 0 | 0 | 0 | 0 | 0 | 0 | 0 | 0 | 0 | 0 | 0 | 0 | 0 | 0 | 0
[38 empty] | 0 | 0 | 0 | 0 | 0 | 0 | 0 | 0 | 0 | 0 | 0 | 0 | 0 | 0 | 0 | 0 | 0 | 0 | 0 | 0 | 0 | 0 | 0 | 0 | 0 | 0 | 0 | 0 | 0 | 0 | 0 | 0
| 0 | [36 empty] | 0 | 0 | 0 | 0 | 0 | 0 | 0 | 0 | 0 | 0 | 0 | 0 | 0 | 0 | 0 | 0 | 0 | 0 | 0 | 0 | 0 | 0 | 0 | 0 | 0 | 0 | 0 | 0 | 0 | 0 | 0 | 0
Diversity Factor: 0
[38 empty] | Historical Spots & Transfers | [6 empty] | Forecast Spots & Transfers
[35 empty] | Project Name | From | To | 2007 | 2008 | 2009 | 2010 | 2011 | 2012 | 2013 | 2014 | 2015 | 2016 | 2017 | 2018 | 2019 | 2020 | 2021 | 2022 | 2023 | 2024 | 2025 | 2026 | 2027 | 2028 | 2029 | 2030 | 2031 | 2032 | 2033 | 2034 | 2035 | 2036 | 2037 | 2038
| 0 | [33 empty] | Broad based demand management |  | Dee Why West 33_11kV Tx1 | 0 | 0 | 0 | 0 | 0 | 0 | 0 | 0 | -0.59541 | -1.3456 | -1.3239 | -1.2939 | -1.6002 | 0 | 0 | 0 | 0 | 0 | 0 | 0 | 0 | 0 | 0 | 0 | 0 | 0 | 0 | 0 | 0 | 0 | 0 | 0
| Diversity Factor: 0 | [33 empty] | Broad based demand management |  | Dee Why West 33_11kV Tx3 | 0 | 0 | 0 | 0 | 0 | 0 | 0 | 0 | -0.54227 | -1.2255 | -1.2057 | -1.1784 | -1.4574 | 0 | 0 | 0 | 0 | 0 | 0 | 0 | 0 | 0 | 0 | 0 | 0 | 0 | 0 | 0 | 0 | 0 | 0 | 0
[35 empty] | DNP_ID: 5778. Network Augmentation in the Vicinity of the Dee Why / Narrabeen Zone Boundary (Connections for DNPs 5775 & 5776) | Narrabeen 33_11kV Tx2 | Dee Why West 33_11kV Tx1 | 0 | 0 | 89.4938 | 0 | 0 | 0 | 0 | 0 | 0 | 0 | 0 | 0 | 0 | 0 | 0 | 0 | 0 | 0 | 0 | 0 | 0 | 0 | 0 | 0 | 0 | 0 | 0 | 0 | 0 | 0 | 0 | 0
[35 empty] | DNP_ID: 5778. Network Augmentation in the Vicinity of the Dee Why / Narrabeen Zone Boundary (Connections for DNPs 5775 & 5776) | Narrabeen 33_11kV Tx2 | Dee Why West 33_11kV Tx3 | 0 | 0 | 81.5062 | 0 | 0 | 0 | 0 | 0 | 0 | 0 | 0 | 0 | 0 | 0 | 0 | 0 | 0 | 0 | 0 | 0 | 0 | 0 | 0 | 0 | 0 | 0 | 0 | 0 | 0 | 0 | 0 | 0
| 0 | [33 empty] | DNP_ID: 6900. Load Transfer to relieve Dee Why West Zone as initial part of ION SI-10021 | Dee Why West 33_11kV Tx1 | Beacon Hill 33_11kV Tx2 | 0 | 0 | 0 | 0 | 0 | 77.4566 | 0 | 0 | 0 | 0 | 0 | 0 | 0 | 0 | 0 | 0 | 0 | 0 | 0 | 0 | 0 | 0 | 0 | 0 | 0 | 0 | 0 | 0 | 0 | 0 | 0 | 0
| Diversity Factor: 0 | [33 empty] | DNP_ID: 6900. Load Transfer to relieve Dee Why West Zone as initial part of ION SI-10021 | Dee Why West 33_11kV Tx3 | Beacon Hill 33_11kV Tx2 | 0 | 0 | 0 | 0 | 0 | 70.5434 | 0 | 0 | 0 | 0 | 0 | 0 | 0 | 0 | 0 | 0 | 0 | 0 | 0 | 0 | 0 | 0 | 0 | 0 | 0 | 0 | 0 | 0 | 0 | 0 | 0 | 0
[35 empty] | DNP_ID: 6920. Augmentation to transfer load from Dee Why West Zone to Beacon Hill Zone initiated by ION SI-10021 | Dee Why West 33_11kV Tx1 | Beacon Hill 33_11kV Tx2 | 0 | 0 | 0 | 0 | 0 | 0 | 34.0181 | 0 | 0 | 0 | 0 | 0 | 0 | 0 | 0 | 0 | 0 | 0 | 0 | 0 | 0 | 0 | 0 | 0 | 0 | 0 | 0 | 0 | 0 | 0 | 0 | 0
[35 empty] | DNP_ID: 6920. Augmentation to transfer load from Dee Why West Zone to Beacon Hill Zone initiated by ION SI-10021 | Dee Why West 33_11kV Tx3 | Beacon Hill 33_11kV Tx2 | 0 | 0 | 0 | 0 | 0 | 0 | 30.9819 | 0 | 0 | 0 | 0 | 0 | 0 | 0 | 0 | 0 | 0 | 0 | 0 | 0 | 0 | 0 | 0 | 0 | 0 | 0 | 0 | 0 | 0 | 0 | 0 | 0
| 0 | [33 empty] | HVCON_ID: 2006272. Establish customer sub, S.17009 Dee Why Clarence, 8 Dee why Pde, Dee Why. |  | Dee Why West 33_11kV Tx1 | 0 | 0 | 0 | 0 | 7.5363 | 0 | 0 | 0 | 8.6354 | 0 | 0 | 0 | 0 | 0 | 0 | 0 | 0 | 0 | 0 | 0 | 0 | 0 | 0 | 0 | 0 | 0 | 0 | 0 | 0 | 0 | 0 | 0
| Diversity Factor: 0 | [33 empty] | HVCON_ID: 2006272. Establish customer sub, S.17009 Dee Why Clarence, 8 Dee why Pde, Dee Why. |  | Dee Why West 33_11kV Tx3 | 0 | 0 | 0 | 0 | 6.8637 | 0 | 0 | 0 | 7.8646 | 0 | 0 | 0 | 0 | 0 | 0 | 0 | 0 | 0 | 0 | 0 | 0 | 0 | 0 | 0 | 0 | 0 | 0 | 0 | 0 | 0 | 0 | 0
[35 empty] | HVCON_ID: 2010653. Establishment of S.47135 Homestead Pittwater, 8 Homestead Ave, Collaroy - Customer Funded |  | Dee Why West 33_11kV Tx1 | 0 | 0 | 0 | 0 | 0 | 0 | 4.7102 | 13.8166 | 0 | 0 | 0 | 0 | 0 | 0 | 0 | 0 | 0 | 0 | 0 | 0 | 0 | 0 | 0 | 0 | 0 | 0 | 0 | 0 | 0 | 0 | 0 | 0
[35 empty] | HVCON_ID: 2010653. Establishment of S.47135 Homestead Pittwater, 8 Homestead Ave, Collaroy - Customer Funded |  | Dee Why West 33_11kV Tx3 | 0 | 0 | 0 | 0 | 0 | 0 | 4.2898 | 12.5834 | 0 | 0 | 0 | 0 | 0 | 0 | 0 | 0 | 0 | 0 | 0 | 0 | 0 | 0 | 0 | 0 | 0 | 0 | 0 | 0 | 0 | 0 | 0 | 0
| 0 | [33 empty] | HVCON_ID: 2013453. New KL S.61621 Pittwater St David |  | Dee Why West 33_11kV Tx1 | 0 | 0 | 0 | 0 | 0 | 0 | 0 | 0 | 13.5287 | 0 | 0 | 0 | 0 | 0 | 0 | 0 | 0 | 0 | 0 | 0 | 0 | 0 | 0 | 0 | 0 | 0 | 0 | 0 | 0 | 0 | 0 | 0
| Diversity Factor: 0 | [33 empty] | HVCON_ID: 2013453. New KL S.61621 Pittwater St David |  | Dee Why West 33_11kV Tx3 | 0 | 0 | 0 | 0 | 0 | 0 | 0 | 0 | 12.3213 | 0 | 0 | 0 | 0 | 0 | 0 | 0 | 0 | 0 | 0 | 0 | 0 | 0 | 0 | 0 | 0 | 0 | 0 | 0 | 0 | 0 | 0 | 0
[35 empty] | HVCON_ID: 2013453. New KL S.61621 Pittwater St David | Dee Why West 33_11kV Tx1 | Brookvale 33_11kV Tx2 | 0 | 0 | 0 | 0 | 0 | 0 | 0 | 0 | 5.5186 | 0 | 0 | 0 | 0 | 0 | 0 | 0 | 0 | 0 | 0 | 0 | 0 | 0 | 0 | 0 | 0 | 0 | 0 | 0 | 0 | 0 | 0 | 0
[35 empty] | HVCON_ID: 2013453. New KL S.61621 Pittwater St David | Dee Why West 33_11kV Tx1 | Brookvale 33_11kV Tx3 | 0 | 0 | 0 | 0 | 0 | 0 | 0 | 0 | 5.4718 | 0 | 0 | 0 | 0 | 0 | 0 | 0 | 0 | 0 | 0 | 0 | 0 | 0 | 0 | 0 | 0 | 0 | 0 | 0 | 0 | 0 | 0 | 0
| 0 | [33 empty] | HVCON_ID: 2013453. New KL S.61621 Pittwater St David | Dee Why West 33_11kV Tx3 | Brookvale 33_11kV Tx2 | 0 | 0 | 0 | 0 | 0 | 0 | 0 | 0 | 5.0261 | 0 | 0 | 0 | 0 | 0 | 0 | 0 | 0 | 0 | 0 | 0 | 0 | 0 | 0 | 0 | 0 | 0 | 0 | 0 | 0 | 0 | 0 | 0
| Diversity Factor: 0 | [33 empty] | HVCON_ID: 2013453. New KL S.61621 Pittwater St David | Dee Why West 33_11kV Tx3 | Brookvale 33_11kV Tx3 | 0 | 0 | 0 | 0 | 0 | 0 | 0 | 0 | 4.9835 | 0 | 0 | 0 | 0 | 0 | 0 | 0 | 0 | 0 | 0 | 0 | 0 | 0 | 0 | 0 | 0 | 0 | 0 | 0 | 0 | 0 | 0 | 0
[35 empty] | Econometric |  | Dee Why West 33_11kV Tx1 | 0 | 0 | 0 | 0 | 0 | 0 | 0 | 0 | 0 | 8.9255 | 16.0656 | 23.9647 | 26.4992 | 26.9728 | 25.2405 | 25.666 | 26.0978 | 26.536 | 26.9806 | 27.4318 | 27.8896 | 28.3542 | 28.8256 | 29.3039 | 29.7892 | 30.2816 | 30.7812 | 31.2882 | 31.8025 | 32.3243 | 32.8538 | 33.3909
[35 empty] | Econometric |  | Dee Why West 33_11kV Tx3 | 0 | 0 | 0 | 0 | 0 | 0 | 0 | 0 | 0 | 8.1289 | 14.6317 | 21.8258 | 24.1341 | 24.5653 | 22.9877 | 23.3752 | 23.7685 | 24.1676 | 24.5725 | 24.9834 | 25.4004 | 25.8235 | 26.2528 | 26.6884 | 27.1304 | 27.5789 | 28.0339 | 28.4956 | 28.964 | 29.4393 | 29.9214 | 30.4107
| 0 | [33 empty] | Energy Efficiency |  | Dee Why West 33_11kV Tx1 | 0 | 0 | 0 | 0 | 0 | 0 | 0 | -1.6575 | -0.85232 | -6.5836 | -10.6435 | -16.5721 | -17.7356 | -10.971 | -8.6382 | -9.7716 | -9.4744 | -10.8198 | -8.306 | -8.495 | -7.2781 | -6.6068 | -7.106 | -7.5584 | -7.5584 | -7.5584 | -7.5584 | -7.5584 | -7.5584 | -7.5584 | -7.5584 | -7.5584
| Diversity Factor: 0 | [33 empty] | Energy Efficiency |  | Dee Why West 33_11kV Tx3 | 0 | 0 | 0 | 0 | 0 | 0 | 0 | -1.5095 | -0.77625 | -5.996 | -9.6936 | -15.093 | -16.1526 | -9.9918 | -7.8673 | -8.8994 | -8.6288 | -9.8541 | -7.5647 | -7.7368 | -6.6285 | -6.0171 | -6.4717 | -6.8838 | -6.8838 | -6.8838 | -6.8838 | -6.8838 | -6.8838 | -6.8838 | -6.8838 | -6.8838
[35 empty] | Solar PV |  | Dee Why West 33_11kV Tx1 | 0 | 0 | 0 | 0 | 0 | 0 | 0 | 0 | 0 | 0 | 0 | 0 | 0 | 0 | 0 | 0 | 0 | 0 | 0 | 0 | 0 | 0 | 0 | 0 | 0 | 0 | 0 | 0 | 0 | 0 | 0 | 0
[35 empty] | Solar PV |  | Dee Why West 33_11kV Tx3 | 0 | 0 | 0 | 0 | 0 | 0 | 0 | 0 | 0 | 0 | 0 | 0 | 0 | 0 | 0 | 0 | 0 | 0 | 0 | 0 | 0 | 0 | 0 | 0 | 0 | 0 | 0 | 0 | 0 | 0 | 0 | 0
0
Diversity Factor: 0
0
Diversity Factor: 0
| Weather Correction and Public Holiday Factors | [8 empty] | Forecast ROG
ROG Justification
| Actual loads for season 2013 have been weather corrected by the following: | [6 empty] | 3.122% |  | 7 year ROG ok | [59 empty] | 7 year ROG ok
1 | 2 | 3 | 4 | 5 | 6 | 7 | 8 | 9 | 10 | 2014 | 2015 | 2016 | 2017 | 2018 | 2019 | 2020 | 2021 | 2022 | 2023 | 2024 | 2025 | 2026 | 2027 | 2028 | 2029 | 2030 | 2031 | 2032 | 2033 | 2034 | 2035 | 2036 | 2037 | 2038
0.9787 | 0.95785 | 0.94425 | 0.93755 | 0.93755 | 0.93755 | 0.93755 | 0.93755 | 0.93755 | 0.93755 | -2.13% | -2.13% | -1.42% | -0.71% | 0% | 0% | 0% | 0% | 0% | 0% | 0% | 0% | 0% | 0% | 0% | 0% | 0% | 0% | 0% | 0% | 0% | 0% | 0% | 0% | 0%
Substation Load Detail
[7 empty] | Units | 2013 |  | 2014 | 2015 | 2016 | 2017 | 2018 | 2019 | 2020 | 2021 | 2022 | 2023 | 2024 | 2025 | 2026 | 2027 | 2028 | 2029 | 2030 | 2031 | 2032 | 2033 | 2034 | 2035 | 2036 | 2037 | 2038
1 | Dee Why West 33_11kV | Compensated |  | Load (LV side) |  |  | Amps | 2096 | 2266 | 2240.945 | 2211.776 | 2182.259 | 2174.589 | 2186.242 | 2199.929 | 2230.505 | 2262.227 | 2292.597 | 2324.36 | 2354.39 | 2390.072 | 2426.256 | 2465.639 | 2507.193 | 2548.694 | 2590.244 | 2632.722 | 2676.14 | 2720.513 | 2765.854 | 2812.179 | 2859.5 | 2907.833 | 2957.193
|  |  |  | Apparent Power |  |  | MVA | 39.9342 |  | 42.6957 | 42.14 | 41.5776 | 41.4315 | 41.6535 | 41.9143 | 42.4968 | 43.1012 | 43.6799 | 44.285 | 44.8572 | 45.537 | 46.2264 | 46.9767 | 47.7685 | 48.5592 | 49.3508 | 50.1601 | 50.9873 | 51.8327 | 52.6966 | 53.5792 | 54.4808 | 55.4017 | 56.3421
|  |  |  | Real Power |  |  | MW | 39.0062 | 42.1699 | 41.7037 | 41.1608 | 40.6115 | 40.4688 | 40.6856 | 40.9404 | 41.5093 | 42.0997 | 42.6649 | 43.256 | 43.8148 | 44.4789 | 45.1523 | 45.8852 | 46.6585 | 47.4308 | 48.2041 | 48.9945 | 49.8026 | 50.6283 | 51.4721 | 52.3342 | 53.2149 | 54.1143 | 55.0329
|  |  |  | Reactive Power |  |  | MVAr | 8.5587 |  | 9.1505 | 9.0314 | 8.9109 | 8.8796 | 8.9271 | 8.983 | 9.1079 | 9.2374 | 9.3614 | 9.4911 | 9.6138 | 9.7595 | 9.9072 | 10.068 | 10.2377 | 10.4072 | 10.5768 | 10.7503 | 10.9276 | 11.1088 | 11.2939 | 11.4831 | 11.6763 | 11.8736 | 12.0752
|  |  |  | Capacitors In Service |  |  | MVAr | 0 |  | 0 | 0 | 0 | 0 | 0 | 0 | 0 | 0 | 0 | 0 | 0 | 0 | 0 | 0 | 0 | 0 | 0 | 0 | 0 | 0 | 0 | 0 | 0 | 0 | 0
|  |  |  | PF |  |  |  | 0.97676 |  | 0.97676 | 0.97676 | 0.97676 | 0.97676 | 0.97676 | 0.97676 | 0.97676 | 0.97676 | 0.97676 | 0.97676 | 0.97676 | 0.97676 | 0.97676 | 0.97676 | 0.97676 | 0.97676 | 0.97676 | 0.97676 | 0.97676 | 0.97676 | 0.97676 | 0.97676 | 0.97676 | 0.97676 | 0.97676
0.95776 | Diversity Factor: 0.96 | Uncompensated |  | Reactive Power |  |  | MVAr | 8.5587 | 9.2528 | 9.1505 | 9.0314 | 8.9109 | 8.8796 | 8.9271 | 8.983 | 9.1079 | 9.2374 | 9.3614 | 9.4911 | 9.6138 | 9.7595 | 9.9072 | 10.068 | 10.2377 | 10.4072 | 10.5768 | 10.7503 | 10.9276 | 11.1088 | 11.2939 | 11.4831 | 11.6763 | 11.8736 | 12.0752
|  |  |  | PF |  |  |  | 0.97676 |  | 0.97676 | 0.97676 | 0.97676 | 0.97676 | 0.97676 | 0.97676 | 0.97676 | 0.97676 | 0.97676 | 0.97676 | 0.97676 | 0.97676 | 0.97676 | 0.97676 | 0.97676 | 0.97676 | 0.97676 | 0.97676 | 0.97676 | 0.97676 | 0.97676 | 0.97676 | 0.97676 | 0.97676 | 0.97676
[10 empty] | 1 | 2 | 3 | 4 | 5 | 6 | 7 | 8 | 9 | 10 | 11 | 12 | 13 | 14 | 15 | 16 | 17 | 18 | 19 | 20 | 21 | 22 | 23 | 24 | 25
Transformer Load Detail
[7 empty] | Units | 2013 |  | 2014 | 2015 | 2016 | 2017 | 2018 | 2019 | 2020 | 2021 | 2022 | 2023 | 2024 | 2025 | 2026 | 2027 | 2028 | 2029 | 2030 | 2031 | 2032 | 2033 | 2034 | 2035 | 2036 | 2037 | 2038
| 0 | Compensated |  | Load (LV side) |  |  | Amps
|  |  |  | Apparent Power |  |  | MVA
|  |  |  | Real Power |  |  | MW
|  |  |  | Reactive Power |  |  | MVAr
|  |  |  | Capacitors In Service |  |  | MVAr
PF
| Zone Div: | Uncompensated |  | Reactive Power |  |  | MVAr
PF
| 0 | Compensated |  | Load (LV side) |  |  | Amps
|  |  |  | Apparent Power |  |  | MVA
|  |  |  | Real Power |  |  | MW
|  |  |  | Reactive Power |  |  | MVAr
|  |  |  | Capacitors In Service |  |  | MVAr
PF
| Zone Div: | Uncompensated |  | Reactive Power |  |  | MVAr
PF
| 0 | Compensated |  | Load (LV side) |  |  | Amps
|  |  |  | Apparent Power |  |  | MVA
|  |  |  | Real Power |  |  | MW
|  |  |  | Reactive Power |  |  | MVAr
|  |  |  | Capacitors In Service |  |  | MVAr
PF
| Zone Div: | Uncompensated |  | Reactive Power |  |  | MVAr
PF
| 0 | Compensated |  | Load (LV side) |  |  | Amps
|  |  |  | Apparent Power |  |  | MVA
|  |  |  | Real Power |  |  | MW
|  |  |  | Reactive Power |  |  | MVAr
|  |  |  | Capacitors In Service |  |  | MVAr
PF
| Zone Div: | Uncompensated |  | Reactive Power |  |  | MVAr
PF
| 0 | Compensated |  | Load (LV side) |  |  | Amps
|  |  |  | Apparent Power |  |  | MVA
|  |  |  | Real Power |  |  | MW
|  |  |  | Reactive Power |  |  | MVAr
|  |  |  | Capacitors In Service |  |  | MVAr
PF
| Zone Div: | Uncompensated |  | Reactive Power |  |  | MVAr
PF
| 0 | Compensated |  | Load (LV side) |  |  | Amps
|  |  |  | Apparent Power |  |  | MVA
|  |  |  | Real Power |  |  | MW
|  |  |  | Reactive Power |  |  | MVAr
|  |  |  | Capacitors In Service |  |  | MVAr
PF
| Zone Div: | Uncompensated |  | Reactive Power |  |  | MVAr
PF
| 0 | Compensated |  | Load (LV side) |  |  | Amps
|  |  |  | Apparent Power |  |  | MVA
|  |  |  | Real Power |  |  | MW
|  |  |  | Reactive Power |  |  | MVAr
|  |  |  | Capacitors In Service |  |  | MVAr
PF
| Zone Div: | Uncompensated |  | Reactive Power |  |  | MVAr
PF
| 0 | Compensated |  | Load (LV side) |  |  | Amps
|  |  |  | Apparent Power |  |  | MVA
|  |  |  | Real Power |  |  | MW
|  |  |  | Reactive Power |  |  | MVAr
|  |  |  | Capacitors In Service |  |  | MVAr
PF
| Zone Div: | Uncompensated |  | Reactive Power |  |  | MVAr
PF
| 0 | Compensated |  | Load (LV side) |  |  | Amps
|  |  |  | Apparent Power |  |  | MVA
|  |  |  | Real Power |  |  | MW
|  |  |  | Reactive Power |  |  | MVAr
|  |  |  | Capacitors In Service |  |  | MVAr
PF
| Zone Div: | Uncompensated |  | Reactive Power |  |  | MVAr
PF
| 0 | Compensated |  | Load (LV side) |  |  | Amps
|  |  |  | Apparent Power |  |  | MVA
|  |  |  | Real Power |  |  | MW
|  |  |  | Reactive Power |  |  | MVAr
|  |  |  | Capacitors In Service |  |  | MVAr
PF
| Zone Div: | Uncompensated |  | Reactive Power |  |  | MVAr
PF

## Harbord 33_11kV
| Harbord 33_11kV | [16 empty] | 2014 | WINTER
| Substation Total Loads | [33 empty] | Spots & Transfers Detail
| Historical Loads | (11kV Amps) | [7 empty] | Weather Corrected Forecast Loads |  |  |  | (11kV Amps) | [20 empty] | Spots & Transfers Summary | (11kV Amps) |  | Historical Spots & Transfers | [6 empty] | Forecast Spots & Transfers
|  | 2007 | 2008 | 2009 | 2010 | 2011 | 2012 | 2013 |  | 2014 | 2015 | 2016 | 2017 | 2018 | 2019 | 2020 | 2021 | 2022 | 2023 | 2024 | 2025 | 2026 | 2027 | 2028 | 2029 | 2030 | 2031 | 2032 | 2033 | 2034 | 2035 | 2036 | 2037 | 2038 |  |  |  | 2007 | 2008 | 2009 | 2010 | 2011 | 2012 | 2013 | 2014 | 2015 | 2016 | 2017 | 2018 | 2019 | 2020 | 2021 | 2022 | 2023 | 2024 | 2025 | 2026 | 2027 | 2028 | 2029 | 2030 | 2031 | 2032 | 2033 | 2034 | 2035 | 2036 | 2037 | 2038
| Total | 1665 | 2196 | 1967 | 1972 | 1856 | 1159 | 1263 |  | 1285.548 | 1259.259 | 1245.534 | 1243.854 | 1253.372 | 1263.913 | 1282.079 | 1299.44 | 1316.383 | 1334.182 | 1351.969 | 1372.222 | 1392.886 | 1414.665 | 1437.38 | 1460.238 | 1483.438 | 1507.172 | 1531.447 | 1556.272 | 1581.655 | 1607.604 | 1634.126 | 1661.232 | 1688.929 |  |  | Total | 638 | 348 | 0 | 0 | 0 | -591 | 0 | -0.002726 | -0.37357 | 3.1983 | 6.6896 | 9.518 | 10.5413 | 18.1662 | 17.3608 | 16.9433 | 17.7987 | 17.7869 | 20.2533 | 20.6638 | 21.7783 | 22.7151 | 22.8579 | 23.2004 | 23.734 | 24.2754 | 24.825 | 25.3826 | 25.9485 | 26.5228 | 27.1056 | 27.6969
| Firm Rating | 0 | 0 | 0 | 0 | 0 | 0 | 1968 |  | 1968 | 1968 | 1968 | 1968 | 1968 | 1968 | 1968 | 1968 | 1968 | 1968 | 1968 | 1968 | 1968 | 1968 | 1968 | 1968 | 1968 | 1968 | 1968 | 1968 | 1968 | 1968 | 1968 | 1968 | 1968
| Total Capacity | 0 | 0 | 0 | 0 | 0 | 0 | 3941 |  | 3941 | 3941 | 3941 | 3941 | 3941 | 3941 | 3941 | 3941 | 3941 | 3941 | 3941 | 3941 | 3941 | 3941 | 3941 | 3941 | 3941 | 3941 | 3941 | 3941 | 3941 | 3941 | 3941 | 3941 | 3941 |  |  | Harbord 33_11kV Tx1 | 474 | 348 | 0 | 0 | 0 | -423 | 0 | -0.0010313 | -0.14133 | 1.21 | 2.5309 | 3.601 | 3.9881 | 6.8729 | 6.5682 | 6.4103 | 6.7339 | 6.7294 | 7.6626 | 7.8179 | 8.2395 | 8.5939 | 8.648 | 8.7775 | 8.9794 | 9.1843 | 9.3922 | 9.6032 | 9.8173 | 10.0345 | 10.255 | 10.4787
|  | -7 | -6 | -5 | -4 | -3 | -2 | -1 |  | 0 | 1 | 2 | 3 | 4 | 5 | 6 | 7 | 8 | 9 | 10 | 11 | 12 | 13 | 14 | 15 | 16 | 17 | 18 | 19 | 20 | 21 | 22 | 23 | 24 |  |  | Harbord 33_11kV Tx2 | 164 | 0 | 0 | 0 | 0 | -168 | 0 | -0.0016946 | -0.23223 | 1.9883 | 4.1587 | 5.917 | 6.5531 | 11.2933 | 10.7926 | 10.533 | 11.0648 | 11.0575 | 12.5908 | 12.846 | 13.5388 | 14.1212 | 14.21 | 14.4229 | 14.7546 | 15.0912 | 15.4328 | 15.7795 | 16.1313 | 16.4883 | 16.8505 | 17.2182
| Transformer Loads | [36 empty] | 0 | 0 | 0 | 0 | 0 | 0 | 0 | 0 | 0 | 0 | 0 | 0 | 0 | 0 | 0 | 0 | 0 | 0 | 0 | 0 | 0 | 0 | 0 | 0 | 0 | 0 | 0 | 0 | 0 | 0 | 0 | 0
| Historical Loads | (11kV Amps) | [7 empty] | 0: Weather Corrected Forecast Loads; 4: (11kV Amps) |  |  |  | 0 | 0 | 0 | 0 | 0 | 0 | 0 | 0 | 0 | 0 | 0 | 0 | 0 | 0 | 0 | 0 | 0 | 0 | 0 | 0 | 0 | 0 | 0 | 0 | 0 | 0 | 0 | 0 | 0 | 0 | 0 | 0
|  | 2007 | 2008 | 2009 | 2010 | 2011 | 2012 | 2013 |  | 2014 | 2015 | 2016 | 2017 | 2018 | 2019 | 2020 | 2021 | 2022 | 2023 | 2024 | 2025 | 2026 | 2027 | 2028 | 2029 | 2030 | 2031 | 2032 | 2033 | 2034 | 2035 | 2036 | 2037 | 2038 |  |  |  | 0 | 0 | 0 | 0 | 0 | 0 | 0 | 0 | 0 | 0 | 0 | 0 | 0 | 0 | 0 | 0 | 0 | 0 | 0 | 0 | 0 | 0 | 0 | 0 | 0 | 0 | 0 | 0 | 0 | 0 | 0 | 0
| 0 | [36 empty] | 0 | 0 | 0 | 0 | 0 | 0 | 0 | 0 | 0 | 0 | 0 | 0 | 0 | 0 | 0 | 0 | 0 | 0 | 0 | 0 | 0 | 0 | 0 | 0 | 0 | 0 | 0 | 0 | 0 | 0 | 0 | 0
| Diversity Factor: 0 | [36 empty] | 0 | 0 | 0 | 0 | 0 | 0 | 0 | 0 | 0 | 0 | 0 | 0 | 0 | 0 | 0 | 0 | 0 | 0 | 0 | 0 | 0 | 0 | 0 | 0 | 0 | 0 | 0 | 0 | 0 | 0 | 0 | 0
[38 empty] | 0 | 0 | 0 | 0 | 0 | 0 | 0 | 0 | 0 | 0 | 0 | 0 | 0 | 0 | 0 | 0 | 0 | 0 | 0 | 0 | 0 | 0 | 0 | 0 | 0 | 0 | 0 | 0 | 0 | 0 | 0 | 0
[38 empty] | 0 | 0 | 0 | 0 | 0 | 0 | 0 | 0 | 0 | 0 | 0 | 0 | 0 | 0 | 0 | 0 | 0 | 0 | 0 | 0 | 0 | 0 | 0 | 0 | 0 | 0 | 0 | 0 | 0 | 0 | 0 | 0
| 0 | [36 empty] | 0 | 0 | 0 | 0 | 0 | 0 | 0 | 0 | 0 | 0 | 0 | 0 | 0 | 0 | 0 | 0 | 0 | 0 | 0 | 0 | 0 | 0 | 0 | 0 | 0 | 0 | 0 | 0 | 0 | 0 | 0 | 0
Diversity Factor: 0
[38 empty] | Historical Spots & Transfers | [6 empty] | Forecast Spots & Transfers
[35 empty] | Project Name | From | To | 2007 | 2008 | 2009 | 2010 | 2011 | 2012 | 2013 | 2014 | 2015 | 2016 | 2017 | 2018 | 2019 | 2020 | 2021 | 2022 | 2023 | 2024 | 2025 | 2026 | 2027 | 2028 | 2029 | 2030 | 2031 | 2032 | 2033 | 2034 | 2035 | 2036 | 2037 | 2038
| 0 | [33 empty] | Broad based demand management |  | Harbord 33_11kV Tx1 | 0 | 0 | 0 | 0 | 0 | 0 | 0 | 0 | -0.070119 | -0.31448 | -0.36223 | -0.42113 | -0.56475 | 0 | 0 | 0 | 0 | 0 | 0 | 0 | 0 | 0 | 0 | 0 | 0 | 0 | 0 | 0 | 0 | 0 | 0 | 0
| Diversity Factor: 0 | [33 empty] | Broad based demand management |  | Harbord 33_11kV Tx2 | 0 | 0 | 0 | 0 | 0 | 0 | 0 | 0 | -0.11522 | -0.51674 | -0.5952 | -0.69198 | -0.92797 | 0 | 0 | 0 | 0 | 0 | 0 | 0 | 0 | 0 | 0 | 0 | 0 | 0 | 0 | 0 | 0 | 0 | 0 | 0
[35 empty] | DNP_ID: 6132. Relief of Balgowlah Zone Substation | Balgowlah 33_11kV Tx1 | Harbord 33_11kV Tx1 | 237 | 0 | 0 | 0 | 0 | 0 | 0 | 0 | 0 | 0 | 0 | 0 | 0 | 0 | 0 | 0 | 0 | 0 | 0 | 0 | 0 | 0 | 0 | 0 | 0 | 0 | 0 | 0 | 0 | 0 | 0 | 0
[35 empty] | DNP_ID: 6132. Relief of Balgowlah Zone Substation | Balgowlah 33_11kV Tx1 | Harbord 33_11kV Tx2 | 82 | 0 | 0 | 0 | 0 | 0 | 0 | 0 | 0 | 0 | 0 | 0 | 0 | 0 | 0 | 0 | 0 | 0 | 0 | 0 | 0 | 0 | 0 | 0 | 0 | 0 | 0 | 0 | 0 | 0 | 0 | 0
| 0 | [33 empty] | DNP_ID: 6132. Relief of Balgowlah Zone Substation | Balgowlah 33_11kV Tx2 | Harbord 33_11kV Tx1 | 237 | 0 | 0 | 0 | 0 | 0 | 0 | 0 | 0 | 0 | 0 | 0 | 0 | 0 | 0 | 0 | 0 | 0 | 0 | 0 | 0 | 0 | 0 | 0 | 0 | 0 | 0 | 0 | 0 | 0 | 0 | 0
| Diversity Factor: 0 | [33 empty] | DNP_ID: 6132. Relief of Balgowlah Zone Substation | Balgowlah 33_11kV Tx2 | Harbord 33_11kV Tx2 | 82 | 0 | 0 | 0 | 0 | 0 | 0 | 0 | 0 | 0 | 0 | 0 | 0 | 0 | 0 | 0 | 0 | 0 | 0 | 0 | 0 | 0 | 0 | 0 | 0 | 0 | 0 | 0 | 0 | 0 | 0 | 0
[35 empty] | DNP_ID: 6288. Change of open points due to progressive completion of Harbord Switchgear Replacement | Brookvale 33_11kV Tx2 | Harbord 33_11kV Tx1 | 0 | 174.7404 | 0 | 0 | 0 | 0 | 0 | 0 | 0 | 0 | 0 | 0 | 0 | 0 | 0 | 0 | 0 | 0 | 0 | 0 | 0 | 0 | 0 | 0 | 0 | 0 | 0 | 0 | 0 | 0 | 0 | 0
[35 empty] | DNP_ID: 6288. Change of open points due to progressive completion of Harbord Switchgear Replacement | Brookvale 33_11kV Tx3 | Harbord 33_11kV Tx1 | 0 | 173.2596 | 0 | 0 | 0 | 0 | 0 | 0 | 0 | 0 | 0 | 0 | 0 | 0 | 0 | 0 | 0 | 0 | 0 | 0 | 0 | 0 | 0 | 0 | 0 | 0 | 0 | 0 | 0 | 0 | 0 | 0
| 0 | [33 empty] | DNP_ID: 6475. S.36300 Balgowlah North 132/33/11 kV Hybrid Zone - 11 kV Development Works | Harbord 33_11kV Tx1 | Balgowlah North 132_11kV Tx1 | 0 | 0 | 0 | 0 | 0 | 423 | 0 | 0 | 0 | 0 | 0 | 0 | 0 | 0 | 0 | 0 | 0 | 0 | 0 | 0 | 0 | 0 | 0 | 0 | 0 | 0 | 0 | 0 | 0 | 0 | 0 | 0
| Diversity Factor: 0 | [33 empty] | DNP_ID: 6475. S.36300 Balgowlah North 132/33/11 kV Hybrid Zone - 11 kV Development Works | Harbord 33_11kV Tx2 | Balgowlah North 132_11kV Tx1 | 0 | 0 | 0 | 0 | 0 | 158 | 0 | 0 | 0 | 0 | 0 | 0 | 0 | 0 | 0 | 0 | 0 | 0 | 0 | 0 | 0 | 0 | 0 | 0 | 0 | 0 | 0 | 0 | 0 | 0 | 0 | 0
[35 empty] | HVCON_ID: 2012031. Move O/P on S.16418 WARRINGAH MALL CINEMA | Harbord 33_11kV Tx2 | Brookvale 33_11kV Tx2 | 0 | 0 | 0 | 0 | 0 | 5.0213 | 0 | 0 | 0 | 0 | 0 | 0 | 0 | 0 | 0 | 0 | 0 | 0 | 0 | 0 | 0 | 0 | 0 | 0 | 0 | 0 | 0 | 0 | 0 | 0 | 0 | 0
[35 empty] | HVCON_ID: 2012031. Move O/P on S.16418 WARRINGAH MALL CINEMA | Harbord 33_11kV Tx2 | Brookvale 33_11kV Tx3 | 0 | 0 | 0 | 0 | 0 | 4.9787 | 0 | 0 | 0 | 0 | 0 | 0 | 0 | 0 | 0 | 0 | 0 | 0 | 0 | 0 | 0 | 0 | 0 | 0 | 0 | 0 | 0 | 0 | 0 | 0 | 0 | 0
| 0 | [33 empty] | Econometric |  | Harbord 33_11kV Tx1 | 0 | 0 | 0 | 0 | 0 | 0 | 0 | 0 | 0 | 3.6286 | 6.4515 | 9.6137 | 10.7044 | 10.9024 | 10.1509 | 10.3275 | 10.5068 | 10.6888 | 10.8736 | 11.061 | 11.2513 | 11.4444 | 11.6404 | 11.8393 | 12.0412 | 12.2461 | 12.454 | 12.6649 | 12.8791 | 13.0963 | 13.3168 | 13.5405
| Diversity Factor: 0 | [33 empty] | Econometric |  | Harbord 33_11kV Tx2 | 0 | 0 | 0 | 0 | 0 | 0 | 0 | 0 | 0 | 5.9624 | 10.6007 | 15.7968 | 17.589 | 17.9143 | 16.6794 | 16.9697 | 17.2644 | 17.5634 | 17.8669 | 18.175 | 18.4877 | 18.805 | 19.127 | 19.4539 | 19.7856 | 20.1222 | 20.4638 | 20.8105 | 21.1623 | 21.5193 | 21.8815 | 22.2492
[35 empty] | Energy Efficiency |  | Harbord 33_11kV Tx1 | 0 | 0 | 0 | 0 | 0 | 0 | 0 | -0.0010313 | -0.071214 | -2.1041 | -3.5583 | -5.5915 | -6.1515 | -4.0295 | -3.5827 | -3.9173 | -3.7729 | -3.9594 | -3.211 | -3.2432 | -3.0118 | -2.8505 | -2.9925 | -3.0618 | -3.0618 | -3.0618 | -3.0618 | -3.0618 | -3.0618 | -3.0618 | -3.0618 | -3.0618
[35 empty] | Energy Efficiency |  | Harbord 33_11kV Tx2 | 0 | 0 | 0 | 0 | 0 | 0 | 0 | -0.0016946 | -0.11702 | -3.4574 | -5.8468 | -9.1878 | -10.1079 | -6.621 | -5.8869 | -6.4367 | -6.1995 | -6.5059 | -5.2762 | -5.329 | -4.9489 | -4.6838 | -4.9171 | -5.031 | -5.031 | -5.031 | -5.031 | -5.031 | -5.031 | -5.031 | -5.031 | -5.031
| 0 | [33 empty] | Solar PV |  | Harbord 33_11kV Tx1 | 0 | 0 | 0 | 0 | 0 | 0 | 0 | 0 | 0 | 0 | 0 | 0 | 0 | 0 | 0 | 0 | 0 | 0 | 0 | 0 | 0 | 0 | 0 | 0 | 0 | 0 | 0 | 0 | 0 | 0 | 0 | 0
| Diversity Factor: 0 | [33 empty] | Solar PV |  | Harbord 33_11kV Tx2 | 0 | 0 | 0 | 0 | 0 | 0 | 0 | 0 | 0 | 0 | 0 | 0 | 0 | 0 | 0 | 0 | 0 | 0 | 0 | 0 | 0 | 0 | 0 | 0 | 0 | 0 | 0 | 0 | 0 | 0 | 0 | 0
0
Diversity Factor: 0
0
Diversity Factor: 0
0
Diversity Factor: 0
| Weather Correction and Public Holiday Factors | [8 empty] | Forecast ROG
ROG Justification
| Actual loads for season 2013 have been weather corrected by the following: | [6 empty] | 4.274% |  | 7 year ROG ok | [59 empty] | 7 year ROG ok
1 | 2 | 3 | 4 | 5 | 6 | 7 | 8 | 9 | 10 | 2014 | 2015 | 2016 | 2017 | 2018 | 2019 | 2020 | 2021 | 2022 | 2023 | 2024 | 2025 | 2026 | 2027 | 2028 | 2029 | 2030 | 2031 | 2032 | 2033 | 2034 | 2035 | 2036 | 2037 | 2038
0.97985 | 0.96011 | 0.94721 | 0.94086 | 0.94086 | 0.94086 | 0.94086 | 0.94086 | 0.94086 | 0.94086 | -2.015% | -2.015% | -1.343% | -0.671% | 0% | 0% | 0% | 0% | 0% | 0% | 0% | 0% | 0% | 0% | 0% | 0% | 0% | 0% | 0% | 0% | 0% | 0% | 0% | 0% | 0%
Substation Load Detail
[7 empty] | Units | 2013 |  | 2014 | 2015 | 2016 | 2017 | 2018 | 2019 | 2020 | 2021 | 2022 | 2023 | 2024 | 2025 | 2026 | 2027 | 2028 | 2029 | 2030 | 2031 | 2032 | 2033 | 2034 | 2035 | 2036 | 2037 | 2038
1 | Harbord 33_11kV | Compensated |  | Load (LV side) |  |  | Amps | 1263 | 1312 | 1285.548 | 1259.259 | 1245.534 | 1243.854 | 1253.372 | 1263.913 | 1282.079 | 1299.44 | 1316.383 | 1334.182 | 1351.969 | 1372.222 | 1392.886 | 1414.665 | 1437.38 | 1460.238 | 1483.438 | 1507.172 | 1531.447 | 1556.272 | 1581.655 | 1607.604 | 1634.126 | 1661.232 | 1688.929
|  |  |  | Apparent Power |  |  | MVA | 24.0634 |  | 24.493 | 23.9921 | 23.7306 | 23.6986 | 23.88 | 24.0808 | 24.4269 | 24.7577 | 25.0805 | 25.4196 | 25.7585 | 26.1443 | 26.538 | 26.953 | 27.3858 | 27.8213 | 28.2633 | 28.7155 | 29.178 | 29.651 | 30.1346 | 30.629 | 31.1343 | 31.6507 | 32.1784
|  |  |  | Real Power |  |  | MW | 23.1008 | 23.9971 | 23.5133 | 23.0324 | 22.7814 | 22.7507 | 22.9247 | 23.1176 | 23.4498 | 23.7674 | 24.0773 | 24.4028 | 24.7281 | 25.0986 | 25.4765 | 25.8749 | 26.2903 | 26.7084 | 27.1328 | 27.5669 | 28.0109 | 28.4649 | 28.9292 | 29.4038 | 29.8889 | 30.3847 | 30.8913
|  |  |  | Reactive Power |  |  | MVAr | 6.7377 |  | 6.858 | 6.7178 | 6.6446 | 6.6356 | 6.6864 | 6.7426 | 6.8395 | 6.9321 | 7.0225 | 7.1175 | 7.2124 | 7.3204 | 7.4307 | 7.5468 | 7.668 | 7.79 | 7.9137 | 8.0403 | 8.1698 | 8.3023 | 8.4377 | 8.5761 | 8.7176 | 8.8622 | 9.01
|  |  |  | Capacitors In Service |  |  | MVAr | 0 |  | 0 | 0 | 0 | 0 | 0 | 0 | 0 | 0 | 0 | 0 | 0 | 0 | 0 | 0 | 0 | 0 | 0 | 0 | 0 | 0 | 0 | 0 | 0 | 0 | 0
|  |  |  | PF |  |  |  | 0.96 |  | 0.96 | 0.96 | 0.96 | 0.96 | 0.96 | 0.96 | 0.96 | 0.96 | 0.96 | 0.96 | 0.96 | 0.96 | 0.96 | 0.96 | 0.96 | 0.96 | 0.96 | 0.96 | 0.96 | 0.96 | 0.96 | 0.96 | 0.96 | 0.96 | 0.96
0.95129 | Diversity Factor: 0.95 | Uncompensated |  | Reactive Power |  |  | MVAr | 6.7377 | 6.9991 | 6.858 | 6.7178 | 6.6446 | 6.6356 | 6.6864 | 6.7426 | 6.8395 | 6.9321 | 7.0225 | 7.1175 | 7.2124 | 7.3204 | 7.4307 | 7.5468 | 7.668 | 7.79 | 7.9137 | 8.0403 | 8.1698 | 8.3023 | 8.4377 | 8.5761 | 8.7176 | 8.8622 | 9.01
|  |  |  | PF |  |  |  | 0.96 |  | 0.96 | 0.96 | 0.96 | 0.96 | 0.96 | 0.96 | 0.96 | 0.96 | 0.96 | 0.96 | 0.96 | 0.96 | 0.96 | 0.96 | 0.96 | 0.96 | 0.96 | 0.96 | 0.96 | 0.96 | 0.96 | 0.96 | 0.96 | 0.96 | 0.96
[10 empty] | 1 | 2 | 3 | 4 | 5 | 6 | 7 | 8 | 9 | 10 | 11 | 12 | 13 | 14 | 15 | 16 | 17 | 18 | 19 | 20 | 21 | 22 | 23 | 24 | 25
Transformer Load Detail
[7 empty] | Units | 2013 |  | 2014 | 2015 | 2016 | 2017 | 2018 | 2019 | 2020 | 2021 | 2022 | 2023 | 2024 | 2025 | 2026 | 2027 | 2028 | 2029 | 2030 | 2031 | 2032 | 2033 | 2034 | 2035 | 2036 | 2037 | 2038
| 0 | Compensated |  | Load (LV side) |  |  | Amps
|  |  |  | Apparent Power |  |  | MVA
|  |  |  | Real Power |  |  | MW
|  |  |  | Reactive Power |  |  | MVAr
|  |  |  | Capacitors In Service |  |  | MVAr
PF
| Zone Div: | Uncompensated |  | Reactive Power |  |  | MVAr
PF
| 0 | Compensated |  | Load (LV side) |  |  | Amps
|  |  |  | Apparent Power |  |  | MVA
|  |  |  | Real Power |  |  | MW
|  |  |  | Reactive Power |  |  | MVAr
|  |  |  | Capacitors In Service |  |  | MVAr
PF
| Zone Div: | Uncompensated |  | Reactive Power |  |  | MVAr
PF
| 0 | Compensated |  | Load (LV side) |  |  | Amps
|  |  |  | Apparent Power |  |  | MVA
|  |  |  | Real Power |  |  | MW
|  |  |  | Reactive Power |  |  | MVAr
|  |  |  | Capacitors In Service |  |  | MVAr
PF
| Zone Div: | Uncompensated |  | Reactive Power |  |  | MVAr
PF
| 0 | Compensated |  | Load (LV side) |  |  | Amps
|  |  |  | Apparent Power |  |  | MVA
|  |  |  | Real Power |  |  | MW
|  |  |  | Reactive Power |  |  | MVAr
|  |  |  | Capacitors In Service |  |  | MVAr
PF
| Zone Div: | Uncompensated |  | Reactive Power |  |  | MVAr
PF
| 0 | Compensated |  | Load (LV side) |  |  | Amps
|  |  |  | Apparent Power |  |  | MVA
|  |  |  | Real Power |  |  | MW
|  |  |  | Reactive Power |  |  | MVAr
|  |  |  | Capacitors In Service |  |  | MVAr
PF
| Zone Div: | Uncompensated |  | Reactive Power |  |  | MVAr
PF
| 0 | Compensated |  | Load (LV side) |  |  | Amps
|  |  |  | Apparent Power |  |  | MVA
|  |  |  | Real Power |  |  | MW
|  |  |  | Reactive Power |  |  | MVAr
|  |  |  | Capacitors In Service |  |  | MVAr
PF
| Zone Div: | Uncompensated |  | Reactive Power |  |  | MVAr
PF
| 0 | Compensated |  | Load (LV side) |  |  | Amps
|  |  |  | Apparent Power |  |  | MVA
|  |  |  | Real Power |  |  | MW
|  |  |  | Reactive Power |  |  | MVAr
|  |  |  | Capacitors In Service |  |  | MVAr
PF
| Zone Div: | Uncompensated |  | Reactive Power |  |  | MVAr
PF
| 0 | Compensated |  | Load (LV side) |  |  | Amps
|  |  |  | Apparent Power |  |  | MVA
|  |  |  | Real Power |  |  | MW
|  |  |  | Reactive Power |  |  | MVAr
|  |  |  | Capacitors In Service |  |  | MVAr
PF
| Zone Div: | Uncompensated |  | Reactive Power |  |  | MVAr
PF
| 0 | Compensated |  | Load (LV side) |  |  | Amps
|  |  |  | Apparent Power |  |  | MVA
|  |  |  | Real Power |  |  | MW
|  |  |  | Reactive Power |  |  | MVAr
|  |  |  | Capacitors In Service |  |  | MVAr
PF
| Zone Div: | Uncompensated |  | Reactive Power |  |  | MVAr
PF
| 0 | Compensated |  | Load (LV side) |  |  | Amps
|  |  |  | Apparent Power |  |  | MVA
|  |  |  | Real Power |  |  | MW
|  |  |  | Reactive Power |  |  | MVAr
|  |  |  | Capacitors In Service |  |  | MVAr
PF
| Zone Div: | Uncompensated |  | Reactive Power |  |  | MVAr
PF

## Killarney 33_11kV
| Killarney 33_11kV | [16 empty] | 2014 | WINTER
| Substation Total Loads | [33 empty] | Spots & Transfers Detail
| Historical Loads | (11kV Amps) | [7 empty] | Weather Corrected Forecast Loads |  |  |  | (11kV Amps) | [20 empty] | Spots & Transfers Summary | (11kV Amps) |  | Historical Spots & Transfers | [6 empty] | Forecast Spots & Transfers
|  | 2007 | 2008 | 2009 | 2010 | 2011 | 2012 | 2013 |  | 2014 | 2015 | 2016 | 2017 | 2018 | 2019 | 2020 | 2021 | 2022 | 2023 | 2024 | 2025 | 2026 | 2027 | 2028 | 2029 | 2030 | 2031 | 2032 | 2033 | 2034 | 2035 | 2036 | 2037 | 2038 |  |  |  | 2007 | 2008 | 2009 | 2010 | 2011 | 2012 | 2013 | 2014 | 2015 | 2016 | 2017 | 2018 | 2019 | 2020 | 2021 | 2022 | 2023 | 2024 | 2025 | 2026 | 2027 | 2028 | 2029 | 2030 | 2031 | 2032 | 2033 | 2034 | 2035 | 2036 | 2037 | 2038
| Total | 1026 | 1060 | 920 | 939 | 870.1394 | 776 | 683 |  | 664.881 | 631.3349 | 611.637 | 604.416 | 608.6695 | 613.1346 | 622.6126 | 632.0869 | 641.2529 | 650.9435 | 660.5443 | 671.7527 | 683.1963 | 695.3794 | 708.1617 | 721.0043 | 734.0255 | 747.3675 | 761.035 | 775.033 | 789.3664 | 804.0403 | 819.0598 | 834.43 | 850.1562 |  |  | Total | 0 | 0 | 0 | 0 | 0 | 0 | -90 | -0.11896 | -0.30207 | 1.3466 | 2.9729 | 4.2535 | 4.4651 | 9.4781 | 9.4742 | 9.166 | 9.6906 | 9.6009 | 11.2083 | 11.4436 | 12.1831 | 12.7822 | 12.8426 | 13.0212 | 13.342 | 13.6675 | 13.998 | 14.3334 | 14.6739 | 15.0195 | 15.3702 | 15.7262
| Firm Rating | 0 | 0 | 0 | 0 | 0 | 0 | 1107 |  | 1107 | 1107 | 1107 | 1107 | 1107 | 1107 | 1107 | 1107 | 1107 | 1107 | 1107 | 1107 | 1107 | 1107 | 1107 | 1107 | 1107 | 1107 | 1107 | 1107 | 1107 | 1107 | 1107 | 1107 | 1107
| Total Capacity | 0 | 0 | 0 | 0 | 0 | 0 | 1107 |  | 1107 | 1107 | 1107 | 1107 | 1107 | 1107 | 1107 | 1107 | 1107 | 1107 | 1107 | 1107 | 1107 | 1107 | 1107 | 1107 | 1107 | 1107 | 1107 | 1107 | 1107 | 1107 | 1107 | 1107 | 1107 |  |  | Killarney 33_11kV Tx1 | 0 | 0 | 0 | 0 | 0 | 0 | 0 | 0 | 0 | 0 | 0 | 0 | 0 | 0 | 0 | 0 | 0 | 0 | 0 | 0 | 0 | 0 | 0 | 0 | 0 | 0 | 0 | 0 | 0 | 0 | 0 | 0
|  | -7 | -6 | -5 | -4 | -3 | -2 | -1 |  | 0 | 1 | 2 | 3 | 4 | 5 | 6 | 7 | 8 | 9 | 10 | 11 | 12 | 13 | 14 | 15 | 16 | 17 | 18 | 19 | 20 | 21 | 22 | 23 | 24 |  |  | Killarney 33_11kV Tx2 | 0 | 0 | 0 | 0 | 0 | 0 | -90 | -0.11896 | -0.30207 | 1.3466 | 2.9729 | 4.2535 | 4.4651 | 9.4781 | 9.4742 | 9.166 | 9.6906 | 9.6009 | 11.2083 | 11.4436 | 12.1831 | 12.7822 | 12.8426 | 13.0212 | 13.342 | 13.6675 | 13.998 | 14.3334 | 14.6739 | 15.0195 | 15.3702 | 15.7262
| Transformer Loads | [36 empty] | 0 | 0 | 0 | 0 | 0 | 0 | 0 | 0 | 0 | 0 | 0 | 0 | 0 | 0 | 0 | 0 | 0 | 0 | 0 | 0 | 0 | 0 | 0 | 0 | 0 | 0 | 0 | 0 | 0 | 0 | 0 | 0
| Historical Loads | (11kV Amps) | [7 empty] | 0: Weather Corrected Forecast Loads; 4: (11kV Amps) |  |  |  | 0 | 0 | 0 | 0 | 0 | 0 | 0 | 0 | 0 | 0 | 0 | 0 | 0 | 0 | 0 | 0 | 0 | 0 | 0 | 0 | 0 | 0 | 0 | 0 | 0 | 0 | 0 | 0 | 0 | 0 | 0 | 0
|  | 2007 | 2008 | 2009 | 2010 | 2011 | 2012 | 2013 |  | 2014 | 2015 | 2016 | 2017 | 2018 | 2019 | 2020 | 2021 | 2022 | 2023 | 2024 | 2025 | 2026 | 2027 | 2028 | 2029 | 2030 | 2031 | 2032 | 2033 | 2034 | 2035 | 2036 | 2037 | 2038 |  |  |  | 0 | 0 | 0 | 0 | 0 | 0 | 0 | 0 | 0 | 0 | 0 | 0 | 0 | 0 | 0 | 0 | 0 | 0 | 0 | 0 | 0 | 0 | 0 | 0 | 0 | 0 | 0 | 0 | 0 | 0 | 0 | 0
| 0 | [36 empty] | 0 | 0 | 0 | 0 | 0 | 0 | 0 | 0 | 0 | 0 | 0 | 0 | 0 | 0 | 0 | 0 | 0 | 0 | 0 | 0 | 0 | 0 | 0 | 0 | 0 | 0 | 0 | 0 | 0 | 0 | 0 | 0
| Diversity Factor: 0 | [36 empty] | 0 | 0 | 0 | 0 | 0 | 0 | 0 | 0 | 0 | 0 | 0 | 0 | 0 | 0 | 0 | 0 | 0 | 0 | 0 | 0 | 0 | 0 | 0 | 0 | 0 | 0 | 0 | 0 | 0 | 0 | 0 | 0
[38 empty] | 0 | 0 | 0 | 0 | 0 | 0 | 0 | 0 | 0 | 0 | 0 | 0 | 0 | 0 | 0 | 0 | 0 | 0 | 0 | 0 | 0 | 0 | 0 | 0 | 0 | 0 | 0 | 0 | 0 | 0 | 0 | 0
[38 empty] | 0 | 0 | 0 | 0 | 0 | 0 | 0 | 0 | 0 | 0 | 0 | 0 | 0 | 0 | 0 | 0 | 0 | 0 | 0 | 0 | 0 | 0 | 0 | 0 | 0 | 0 | 0 | 0 | 0 | 0 | 0 | 0
| 0 | [36 empty] | 0 | 0 | 0 | 0 | 0 | 0 | 0 | 0 | 0 | 0 | 0 | 0 | 0 | 0 | 0 | 0 | 0 | 0 | 0 | 0 | 0 | 0 | 0 | 0 | 0 | 0 | 0 | 0 | 0 | 0 | 0 | 0
Diversity Factor: 0
[38 empty] | Historical Spots & Transfers | [6 empty] | Forecast Spots & Transfers
[35 empty] | Project Name | From | To | 2007 | 2008 | 2009 | 2010 | 2011 | 2012 | 2013 | 2014 | 2015 | 2016 | 2017 | 2018 | 2019 | 2020 | 2021 | 2022 | 2023 | 2024 | 2025 | 2026 | 2027 | 2028 | 2029 | 2030 | 2031 | 2032 | 2033 | 2034 | 2035 | 2036 | 2037 | 2038
| 0 | [33 empty] | Broad based demand management |  | Killarney 33_11kV Tx2 | 0 | 0 | 0 | 0 | 0 | 0 | 0 | 0 | -0.13357 | -0.5875 | -0.66698 | -0.75987 | -1.0002 | 0 | 0 | 0 | 0 | 0 | 0 | 0 | 0 | 0 | 0 | 0 | 0 | 0 | 0 | 0 | 0 | 0 | 0 | 0
| Diversity Factor: 0 | [33 empty] | DNP_ID: 6496. Beacon Hill to Belrose 11kV load transfer | Killarney 33_11kV Tx2 | Belrose 33_11kV Tx1 | 0 | 0 | 0 | 0 | 0 | 0 | 45.9663 | 0 | 0 | 0 | 0 | 0 | 0 | 0 | 0 | 0 | 0 | 0 | 0 | 0 | 0 | 0 | 0 | 0 | 0 | 0 | 0 | 0 | 0 | 0 | 0 | 0
[35 empty] | DNP_ID: 6496. Beacon Hill to Belrose 11kV load transfer | Killarney 33_11kV Tx2 | Belrose 33_11kV Tx2 | 0 | 0 | 0 | 0 | 0 | 0 | 44.0337 | 0 | 0 | 0 | 0 | 0 | 0 | 0 | 0 | 0 | 0 | 0 | 0 | 0 | 0 | 0 | 0 | 0 | 0 | 0 | 0 | 0 | 0 | 0 | 0 | 0
[35 empty] | Econometric |  | Killarney 33_11kV Tx2 | 0 | 0 | 0 | 0 | 0 | 0 | 0 | 0 | 0 | 5.5952 | 9.7965 | 14.6771 | 16.0617 | 16.3733 | 15.5258 | 15.8059 | 16.0903 | 16.379 | 16.6721 | 16.9696 | 17.2717 | 17.5783 | 17.8895 | 18.2055 | 18.5262 | 18.8518 | 19.1822 | 19.5177 | 19.8581 | 20.2037 | 20.5545 | 20.9105
| 0 | [33 empty] | Energy Efficiency |  | Killarney 33_11kV Tx2 | 0 | 0 | 0 | 0 | 0 | 0 | 0 | -0.11896 | -0.1685 | -3.6611 | -6.1566 | -9.6638 | -10.5964 | -6.8952 | -6.0516 | -6.6399 | -6.3997 | -6.7782 | -5.4638 | -5.526 | -5.0885 | -4.796 | -5.0469 | -5.1843 | -5.1843 | -5.1843 | -5.1843 | -5.1843 | -5.1843 | -5.1843 | -5.1843 | -5.1843
| Diversity Factor: 0 | [33 empty] | Solar PV |  | Killarney 33_11kV Tx2 | 0 | 0 | 0 | 0 | 0 | 0 | 0 | 0 | 0 | 0 | 0 | 0 | 0 | 0 | 0 | 0 | 0 | 0 | 0 | 0 | 0 | 0 | 0 | 0 | 0 | 0 | 0 | 0 | 0 | 0 | 0 | 0
0
Diversity Factor: 0
0
Diversity Factor: 0
0
Diversity Factor: 0
0
Diversity Factor: 0
0
Diversity Factor: 0
0
Diversity Factor: 0
| Weather Correction and Public Holiday Factors | [8 empty] | Forecast ROG
ROG Justification
| Actual loads for season 2013 have been weather corrected by the following: | [6 empty] | 4.845% |  | Rog Capped +/-5% | [59 empty] | Rog Capped +/-5%
1 | 2 | 3 | 4 | 5 | 6 | 7 | 8 | 9 | 10 | 2014 | 2015 | 2016 | 2017 | 2018 | 2019 | 2020 | 2021 | 2022 | 2023 | 2024 | 2025 | 2026 | 2027 | 2028 | 2029 | 2030 | 2031 | 2032 | 2033 | 2034 | 2035 | 2036 | 2037 | 2038
0.95 | 0.9025 | 0.87242 | 0.85789 | 0.85789 | 0.85789 | 0.85789 | 0.85789 | 0.85789 | 0.85789 | -5% | -5% | -3.333% | -1.666% | 0% | 0% | 0% | 0% | 0% | 0% | 0% | 0% | 0% | 0% | 0% | 0% | 0% | 0% | 0% | 0% | 0% | 0% | 0% | 0% | 0%
Substation Load Detail
[7 empty] | Units | 2013 |  | 2014 | 2015 | 2016 | 2017 | 2018 | 2019 | 2020 | 2021 | 2022 | 2023 | 2024 | 2025 | 2026 | 2027 | 2028 | 2029 | 2030 | 2031 | 2032 | 2033 | 2034 | 2035 | 2036 | 2037 | 2038
1 | Killarney 33_11kV | Compensated |  | Load (LV side) |  |  | Amps | 683 | 700 | 664.881 | 631.3349 | 611.637 | 604.416 | 608.6695 | 613.1346 | 622.6126 | 632.0869 | 641.2529 | 650.9435 | 660.5443 | 671.7527 | 683.1963 | 695.3794 | 708.1617 | 721.0043 | 734.0255 | 747.3675 | 761.035 | 775.033 | 789.3664 | 804.0403 | 819.0598 | 834.43 | 850.1562
|  |  |  | Apparent Power |  |  | MVA | 13.0129 |  | 12.6677 | 12.0285 | 11.6532 | 11.5157 | 11.5967 | 11.6818 | 11.8624 | 12.0429 | 12.2175 | 12.4021 | 12.5851 | 12.7986 | 13.0166 | 13.2487 | 13.4923 | 13.737 | 13.9851 | 14.2393 | 14.4997 | 14.7664 | 15.0395 | 15.319 | 15.6052 | 15.898 | 16.1976
|  |  |  | Real Power |  |  | MW | 12.4924 | 12.8033 | 12.161 | 11.5474 | 11.1871 | 11.055 | 11.1328 | 11.2145 | 11.3879 | 11.5611 | 11.7288 | 11.9061 | 12.0816 | 12.2867 | 12.496 | 12.7188 | 12.9526 | 13.1875 | 13.4257 | 13.6697 | 13.9197 | 14.1757 | 14.4379 | 14.7063 | 14.981 | 15.2621 | 15.5497
|  |  |  | Reactive Power |  |  | MVAr | 3.6436 |  | 3.547 | 3.368 | 3.2629 | 3.2244 | 3.2471 | 3.2709 | 3.3215 | 3.372 | 3.4209 | 3.4726 | 3.5238 | 3.5836 | 3.6447 | 3.7097 | 3.7778 | 3.8464 | 3.9158 | 3.987 | 4.0599 | 4.1346 | 4.211 | 4.2893 | 4.3695 | 4.4514 | 4.5353
|  |  |  | Capacitors In Service |  |  | MVAr | 0 |  | 0 | 0 | 0 | 0 | 0 | 0 | 0 | 0 | 0 | 0 | 0 | 0 | 0 | 0 | 0 | 0 | 0 | 0 | 0 | 0 | 0 | 0 | 0 | 0 | 0
|  |  |  | PF |  |  |  | 0.96 |  | 0.96 | 0.96 | 0.96 | 0.96 | 0.96 | 0.96 | 0.96 | 0.96 | 0.96 | 0.96 | 0.96 | 0.96 | 0.96 | 0.96 | 0.96 | 0.96 | 0.96 | 0.96 | 0.96 | 0.96 | 0.96 | 0.96 | 0.96 | 0.96 | 0.96
0.97037 | Diversity Factor: 0.97 | Uncompensated |  | Reactive Power |  |  | MVAr | 3.6436 | 3.7343 | 3.547 | 3.368 | 3.2629 | 3.2244 | 3.2471 | 3.2709 | 3.3215 | 3.372 | 3.4209 | 3.4726 | 3.5238 | 3.5836 | 3.6447 | 3.7097 | 3.7778 | 3.8464 | 3.9158 | 3.987 | 4.0599 | 4.1346 | 4.211 | 4.2893 | 4.3695 | 4.4514 | 4.5353
|  |  |  | PF |  |  |  | 0.96 |  | 0.96 | 0.96 | 0.96 | 0.96 | 0.96 | 0.96 | 0.96 | 0.96 | 0.96 | 0.96 | 0.96 | 0.96 | 0.96 | 0.96 | 0.96 | 0.96 | 0.96 | 0.96 | 0.96 | 0.96 | 0.96 | 0.96 | 0.96 | 0.96 | 0.96
[10 empty] | 1 | 2 | 3 | 4 | 5 | 6 | 7 | 8 | 9 | 10 | 11 | 12 | 13 | 14 | 15 | 16 | 17 | 18 | 19 | 20 | 21 | 22 | 23 | 24 | 25
Transformer Load Detail
[7 empty] | Units | 2013 |  | 2014 | 2015 | 2016 | 2017 | 2018 | 2019 | 2020 | 2021 | 2022 | 2023 | 2024 | 2025 | 2026 | 2027 | 2028 | 2029 | 2030 | 2031 | 2032 | 2033 | 2034 | 2035 | 2036 | 2037 | 2038
| 0 | Compensated |  | Load (LV side) |  |  | Amps
|  |  |  | Apparent Power |  |  | MVA
|  |  |  | Real Power |  |  | MW
|  |  |  | Reactive Power |  |  | MVAr
|  |  |  | Capacitors In Service |  |  | MVAr
PF
| Zone Div: | Uncompensated |  | Reactive Power |  |  | MVAr
PF
| 0 | Compensated |  | Load (LV side) |  |  | Amps
|  |  |  | Apparent Power |  |  | MVA
|  |  |  | Real Power |  |  | MW
|  |  |  | Reactive Power |  |  | MVAr
|  |  |  | Capacitors In Service |  |  | MVAr
PF
| Zone Div: | Uncompensated |  | Reactive Power |  |  | MVAr
PF
| 0 | Compensated |  | Load (LV side) |  |  | Amps
|  |  |  | Apparent Power |  |  | MVA
|  |  |  | Real Power |  |  | MW
|  |  |  | Reactive Power |  |  | MVAr
|  |  |  | Capacitors In Service |  |  | MVAr
PF
| Zone Div: | Uncompensated |  | Reactive Power |  |  | MVAr
PF
| 0 | Compensated |  | Load (LV side) |  |  | Amps
|  |  |  | Apparent Power |  |  | MVA
|  |  |  | Real Power |  |  | MW
|  |  |  | Reactive Power |  |  | MVAr
|  |  |  | Capacitors In Service |  |  | MVAr
PF
| Zone Div: | Uncompensated |  | Reactive Power |  |  | MVAr
PF
| 0 | Compensated |  | Load (LV side) |  |  | Amps
|  |  |  | Apparent Power |  |  | MVA
|  |  |  | Real Power |  |  | MW
|  |  |  | Reactive Power |  |  | MVAr
|  |  |  | Capacitors In Service |  |  | MVAr
PF
| Zone Div: | Uncompensated |  | Reactive Power |  |  | MVAr
PF
| 0 | Compensated |  | Load (LV side) |  |  | Amps
|  |  |  | Apparent Power |  |  | MVA
|  |  |  | Real Power |  |  | MW
|  |  |  | Reactive Power |  |  | MVAr
|  |  |  | Capacitors In Service |  |  | MVAr
PF
| Zone Div: | Uncompensated |  | Reactive Power |  |  | MVAr
PF
| 0 | Compensated |  | Load (LV side) |  |  | Amps
|  |  |  | Apparent Power |  |  | MVA
|  |  |  | Real Power |  |  | MW
|  |  |  | Reactive Power |  |  | MVAr
|  |  |  | Capacitors In Service |  |  | MVAr
PF
| Zone Div: | Uncompensated |  | Reactive Power |  |  | MVAr
PF
| 0 | Compensated |  | Load (LV side) |  |  | Amps
|  |  |  | Apparent Power |  |  | MVA
|  |  |  | Real Power |  |  | MW
|  |  |  | Reactive Power |  |  | MVAr
|  |  |  | Capacitors In Service |  |  | MVAr
PF
| Zone Div: | Uncompensated |  | Reactive Power |  |  | MVAr
PF
| 0 | Compensated |  | Load (LV side) |  |  | Amps
|  |  |  | Apparent Power |  |  | MVA
|  |  |  | Real Power |  |  | MW
|  |  |  | Reactive Power |  |  | MVAr
|  |  |  | Capacitors In Service |  |  | MVAr
PF
| Zone Div: | Uncompensated |  | Reactive Power |  |  | MVAr
PF
| 0 | Compensated |  | Load (LV side) |  |  | Amps
|  |  |  | Apparent Power |  |  | MVA
|  |  |  | Real Power |  |  | MW
|  |  |  | Reactive Power |  |  | MVAr
|  |  |  | Capacitors In Service |  |  | MVAr
PF
| Zone Div: | Uncompensated |  | Reactive Power |  |  | MVAr
PF

## Manly 33_11kV
| Manly 33_11kV | [16 empty] | 2014 | WINTER
| Substation Total Loads | [33 empty] | Spots & Transfers Detail
| Historical Loads | (11kV Amps) | [7 empty] | Weather Corrected Forecast Loads |  |  |  | (11kV Amps) | [20 empty] | Spots & Transfers Summary | (11kV Amps) |  | Historical Spots & Transfers | [6 empty] | Forecast Spots & Transfers
|  | 2007 | 2008 | 2009 | 2010 | 2011 | 2012 | 2013 |  | 2014 | 2015 | 2016 | 2017 | 2018 | 2019 | 2020 | 2021 | 2022 | 2023 | 2024 | 2025 | 2026 | 2027 | 2028 | 2029 | 2030 | 2031 | 2032 | 2033 | 2034 | 2035 | 2036 | 2037 | 2038 |  |  |  | 2007 | 2008 | 2009 | 2010 | 2011 | 2012 | 2013 | 2014 | 2015 | 2016 | 2017 | 2018 | 2019 | 2020 | 2021 | 2022 | 2023 | 2024 | 2025 | 2026 | 2027 | 2028 | 2029 | 2030 | 2031 | 2032 | 2033 | 2034 | 2035 | 2036 | 2037 | 2038
| Total | 1325 | 1313 | 1208 | 1212 | 1135 | 1094 | 1082 |  | 1083.428 | 1050.679 | 1028.862 | 1018.697 | 1018.268 | 1019.791 | 1031.399 | 1045.675 | 1058.869 | 1072.607 | 1084.29 | 1099.504 | 1114.774 | 1132.399 | 1151.385 | 1170.112 | 1188.445 | 1207.18 | 1226.324 | 1245.883 | 1265.861 | 1286.266 | 1307.104 | 1328.38 | 1350.101 |  |  | Total | 0 | 0 | 0 | 0 | 0 | 0 | 0 | -3.7554 | -2.8866 | -2.5103 | -0.7128 | -0.4284 | 1.523 | 11.6079 | 14.2757 | 13.1944 | 13.7375 | 11.683 | 15.2146 | 15.2699 | 17.6251 | 18.9861 | 18.7267 | 18.3329 | 18.7355 | 19.144 | 19.5583 | 19.9787 | 20.405 | 20.8375 | 21.2762 | 21.7212
| Firm Rating | 0 | 0 | 0 | 0 | 0 | 0 | 1200 |  | 1200 | 1200 | 1200 | 1200 | 1200 | 1200 | 1200 | 1200 | 1200 | 1200 | 1200 | 1200 | 1200 | 1200 | 1200 | 1200 | 1200 | 1200 | 1200 | 1200 | 1200 | 1200 | 1200 | 1200 | 1200
| Total Capacity | 0 | 0 | 0 | 0 | 0 | 0 | 2400 |  | 2400 | 2400 | 2400 | 2400 | 2400 | 2400 | 2400 | 2400 | 2400 | 2400 | 2400 | 2400 | 2400 | 2400 | 2400 | 2400 | 2400 | 2400 | 2400 | 2400 | 2400 | 2400 | 2400 | 2400 | 2400 |  |  | Manly 33_11kV Tx1 | 0 | 0 | 0 | 0 | 0 | -74 | 0 | -1.2358 | -0.94988 | -0.82605 | -0.23456 | -0.14097 | 0.50117 | 3.8198 | 4.6977 | 4.3418 | 4.5206 | 3.8445 | 5.0066 | 5.0248 | 5.7998 | 6.2477 | 6.1624 | 6.0328 | 6.1653 | 6.2997 | 6.436 | 6.5743 | 6.7146 | 6.857 | 7.0013 | 7.1478
|  | -7 | -6 | -5 | -4 | -3 | -2 | -1 |  | 0 | 1 | 2 | 3 | 4 | 5 | 6 | 7 | 8 | 9 | 10 | 11 | 12 | 13 | 14 | 15 | 16 | 17 | 18 | 19 | 20 | 21 | 22 | 23 | 24 |  |  | Manly 33_11kV Tx3 | 0 | 0 | 0 | 0 | 0 | 74 | 0 | -2.5196 | -1.9367 | -1.6842 | -0.47824 | -0.28743 | 1.0218 | 7.7881 | 9.578 | 8.8525 | 9.2169 | 7.8385 | 10.2079 | 10.2451 | 11.8252 | 12.7384 | 12.5644 | 12.3001 | 12.5703 | 12.8443 | 13.1223 | 13.4043 | 13.6904 | 13.9806 | 14.2749 | 14.5735
| Transformer Loads | [36 empty] | 0 | 0 | 0 | 0 | 0 | 0 | 0 | 0 | 0 | 0 | 0 | 0 | 0 | 0 | 0 | 0 | 0 | 0 | 0 | 0 | 0 | 0 | 0 | 0 | 0 | 0 | 0 | 0 | 0 | 0 | 0 | 0
| Historical Loads | (11kV Amps) | [7 empty] | 0: Weather Corrected Forecast Loads; 4: (11kV Amps) |  |  |  | 0 | 0 | 0 | 0 | 0 | 0 | 0 | 0 | 0 | 0 | 0 | 0 | 0 | 0 | 0 | 0 | 0 | 0 | 0 | 0 | 0 | 0 | 0 | 0 | 0 | 0 | 0 | 0 | 0 | 0 | 0 | 0
|  | 2007 | 2008 | 2009 | 2010 | 2011 | 2012 | 2013 |  | 2014 | 2015 | 2016 | 2017 | 2018 | 2019 | 2020 | 2021 | 2022 | 2023 | 2024 | 2025 | 2026 | 2027 | 2028 | 2029 | 2030 | 2031 | 2032 | 2033 | 2034 | 2035 | 2036 | 2037 | 2038 |  |  |  | 0 | 0 | 0 | 0 | 0 | 0 | 0 | 0 | 0 | 0 | 0 | 0 | 0 | 0 | 0 | 0 | 0 | 0 | 0 | 0 | 0 | 0 | 0 | 0 | 0 | 0 | 0 | 0 | 0 | 0 | 0 | 0
| 0 | [36 empty] | 0 | 0 | 0 | 0 | 0 | 0 | 0 | 0 | 0 | 0 | 0 | 0 | 0 | 0 | 0 | 0 | 0 | 0 | 0 | 0 | 0 | 0 | 0 | 0 | 0 | 0 | 0 | 0 | 0 | 0 | 0 | 0
| Diversity Factor: 0 | [36 empty] | 0 | 0 | 0 | 0 | 0 | 0 | 0 | 0 | 0 | 0 | 0 | 0 | 0 | 0 | 0 | 0 | 0 | 0 | 0 | 0 | 0 | 0 | 0 | 0 | 0 | 0 | 0 | 0 | 0 | 0 | 0 | 0
[38 empty] | 0 | 0 | 0 | 0 | 0 | 0 | 0 | 0 | 0 | 0 | 0 | 0 | 0 | 0 | 0 | 0 | 0 | 0 | 0 | 0 | 0 | 0 | 0 | 0 | 0 | 0 | 0 | 0 | 0 | 0 | 0 | 0
[38 empty] | 0 | 0 | 0 | 0 | 0 | 0 | 0 | 0 | 0 | 0 | 0 | 0 | 0 | 0 | 0 | 0 | 0 | 0 | 0 | 0 | 0 | 0 | 0 | 0 | 0 | 0 | 0 | 0 | 0 | 0 | 0 | 0
| 0 | [36 empty] | 0 | 0 | 0 | 0 | 0 | 0 | 0 | 0 | 0 | 0 | 0 | 0 | 0 | 0 | 0 | 0 | 0 | 0 | 0 | 0 | 0 | 0 | 0 | 0 | 0 | 0 | 0 | 0 | 0 | 0 | 0 | 0
Diversity Factor: 0
[38 empty] | Historical Spots & Transfers | [6 empty] | Forecast Spots & Transfers
[35 empty] | Project Name | From | To | 2007 | 2008 | 2009 | 2010 | 2011 | 2012 | 2013 | 2014 | 2015 | 2016 | 2017 | 2018 | 2019 | 2020 | 2021 | 2022 | 2023 | 2024 | 2025 | 2026 | 2027 | 2028 | 2029 | 2030 | 2031 | 2032 | 2033 | 2034 | 2035 | 2036 | 2037 | 2038
| 0 | [33 empty] | Broad based demand management |  | Manly 33_11kV Tx1 | 0 | 0 | 0 | 0 | 0 | 0 | 0 | 0 | -0.39331 | -0.62747 | -0.54262 | -0.44442 | -0.51166 | 0 | 0 | 0 | 0 | 0 | 0 | 0 | 0 | 0 | 0 | 0 | 0 | 0 | 0 | 0 | 0 | 0 | 0 | 0
| Diversity Factor: 0 | [33 empty] | Broad based demand management |  | Manly 33_11kV Tx3 | 0 | 0 | 0 | 0 | 0 | 0 | 0 | 0 | -0.80192 | -1.2793 | -1.1063 | -0.90613 | -1.0432 | 0 | 0 | 0 | 0 | 0 | 0 | 0 | 0 | 0 | 0 | 0 | 0 | 0 | 0 | 0 | 0 | 0 | 0 | 0
[35 empty] | HVCON_ID: 2010504. Establishment of S.48718 The Corso 8-28, Coles Manly Redevlopment, 8-28 The Corso Manly | Manly 33_11kV Tx1 | Manly 33_11kV Tx3 | 0 | 0 | 0 | 0 | 0 | 74 | 0 | 0 | 0 | 0 | 0 | 0 | 0 | 0 | 0 | 0 | 0 | 0 | 0 | 0 | 0 | 0 | 0 | 0 | 0 | 0 | 0 | 0 | 0 | 0 | 0 | 0
[35 empty] | Econometric |  | Manly 33_11kV Tx1 | 0 | 0 | 0 | 0 | 0 | 0 | 0 | 0 | 0 | 2.3658 | 4.279 | 6.4291 | 7.3817 | 7.5092 | 7.1449 | 7.2613 | 7.3794 | 7.4993 | 7.6208 | 7.7442 | 7.8693 | 7.9962 | 8.1249 | 8.2556 | 8.3881 | 8.5225 | 8.6588 | 8.7971 | 8.9374 | 9.0798 | 9.2241 | 9.3706
| 0 | [33 empty] | Econometric |  | Manly 33_11kV Tx3 | 0 | 0 | 0 | 0 | 0 | 0 | 0 | 0 | 0 | 4.8236 | 8.7245 | 13.1082 | 15.0505 | 15.3105 | 14.5677 | 14.8051 | 15.0459 | 15.2902 | 15.538 | 15.7895 | 16.0446 | 16.3033 | 16.5659 | 16.8322 | 17.1023 | 17.3764 | 17.6544 | 17.9364 | 18.2225 | 18.5126 | 18.807 | 19.1055
| Diversity Factor: 0 | [33 empty] | Energy Efficiency |  | Manly 33_11kV Tx1 | 0 | 0 | 0 | 0 | 0 | 0 | 0 | -1.2358 | -0.55657 | -2.5644 | -3.971 | -6.1256 | -6.3689 | -3.6894 | -2.4473 | -2.9195 | -2.8589 | -3.6548 | -2.6142 | -2.7193 | -2.0694 | -1.7485 | -1.9626 | -2.2228 | -2.2228 | -2.2228 | -2.2228 | -2.2228 | -2.2228 | -2.2228 | -2.2228 | -2.2228
[35 empty] | Energy Efficiency |  | Manly 33_11kV Tx3 | 0 | 0 | 0 | 0 | 0 | 0 | 0 | -2.5196 | -1.1348 | -5.2285 | -8.0964 | -12.4895 | -12.9854 | -7.5223 | -4.9897 | -5.9525 | -5.8289 | -7.4517 | -5.3301 | -5.5444 | -4.2193 | -3.565 | -4.0015 | -4.5321 | -4.5321 | -4.5321 | -4.5321 | -4.5321 | -4.5321 | -4.5321 | -4.5321 | -4.5321
[35 empty] | Solar PV |  | Manly 33_11kV Tx1 | 0 | 0 | 0 | 0 | 0 | 0 | 0 | 0 | 0 | 0 | 0 | 0 | 0 | 0 | 0 | 0 | 0 | 0 | 0 | 0 | 0 | 0 | 0 | 0 | 0 | 0 | 0 | 0 | 0 | 0 | 0 | 0
| 0 | [33 empty] | Solar PV |  | Manly 33_11kV Tx3 | 0 | 0 | 0 | 0 | 0 | 0 | 0 | 0 | 0 | 0 | 0 | 0 | 0 | 0 | 0 | 0 | 0 | 0 | 0 | 0 | 0 | 0 | 0 | 0 | 0 | 0 | 0 | 0 | 0 | 0 | 0 | 0
Diversity Factor: 0
0
Diversity Factor: 0
0
Diversity Factor: 0
0
Diversity Factor: 0
0
Diversity Factor: 0
0
Diversity Factor: 0
| Weather Correction and Public Holiday Factors | [8 empty] | Forecast ROG
ROG Justification
| Actual loads for season 2013 have been weather corrected by the following: | [6 empty] | 2.645% |  | 7 year ROG ok | [59 empty] | 7 year ROG ok
1 | 2 | 3 | 4 | 5 | 6 | 7 | 8 | 9 | 10 | 2014 | 2015 | 2016 | 2017 | 2018 | 2019 | 2020 | 2021 | 2022 | 2023 | 2024 | 2025 | 2026 | 2027 | 2028 | 2029 | 2030 | 2031 | 2032 | 2033 | 2034 | 2035 | 2036 | 2037 | 2038
0.97244 | 0.94564 | 0.92827 | 0.91975 | 0.91975 | 0.91975 | 0.91975 | 0.91975 | 0.91975 | 0.91975 | -2.756% | -2.756% | -1.837% | -0.918% | 0% | 0% | 0% | 0% | 0% | 0% | 0% | 0% | 0% | 0% | 0% | 0% | 0% | 0% | 0% | 0% | 0% | 0% | 0% | 0% | 0%
Substation Load Detail
[7 empty] | Units | 2013 |  | 2014 | 2015 | 2016 | 2017 | 2018 | 2019 | 2020 | 2021 | 2022 | 2023 | 2024 | 2025 | 2026 | 2027 | 2028 | 2029 | 2030 | 2031 | 2032 | 2033 | 2034 | 2035 | 2036 | 2037 | 2038
1 | Manly 33_11kV | Compensated |  | Load (LV side) |  |  | Amps | 1082 | 1118 | 1083.428 | 1050.679 | 1028.862 | 1018.697 | 1018.268 | 1019.791 | 1031.399 | 1045.675 | 1058.869 | 1072.607 | 1084.29 | 1099.504 | 1114.774 | 1132.399 | 1151.385 | 1170.112 | 1188.445 | 1207.18 | 1226.324 | 1245.883 | 1265.861 | 1286.266 | 1307.104 | 1328.38 | 1350.101
|  |  |  | Apparent Power |  |  | MVA | 20.6149 |  | 20.6421 | 20.0181 | 19.6025 | 19.4088 | 19.4006 | 19.4296 | 19.6508 | 19.9228 | 20.1742 | 20.4359 | 20.6585 | 20.9484 | 21.2393 | 21.5751 | 21.9368 | 22.2936 | 22.6429 | 22.9999 | 23.3646 | 23.7373 | 24.1179 | 24.5067 | 24.9037 | 25.309 | 25.7229
|  |  |  | Real Power |  |  | MW | 19.6531 | 20.307 | 19.6791 | 19.0842 | 18.688 | 18.5033 | 18.4955 | 18.5232 | 18.734 | 18.9933 | 19.233 | 19.4825 | 19.6947 | 19.9711 | 20.2484 | 20.5686 | 20.9134 | 21.2536 | 21.5866 | 21.9269 | 22.2746 | 22.6299 | 22.9927 | 23.3634 | 23.7419 | 24.1283 | 24.5229
|  |  |  | Reactive Power |  |  | MVAr | 6.2231 |  | 6.2313 | 6.043 | 5.9175 | 5.859 | 5.8566 | 5.8653 | 5.9321 | 6.0142 | 6.0901 | 6.1691 | 6.2363 | 6.3238 | 6.4116 | 6.513 | 6.6222 | 6.7299 | 6.8353 | 6.9431 | 7.0532 | 7.1657 | 7.2806 | 7.3979 | 7.5178 | 7.6402 | 7.7651
|  |  |  | Capacitors In Service |  |  | MVAr | 0 |  | 0 | 0 | 0 | 0 | 0 | 0 | 0 | 0 | 0 | 0 | 0 | 0 | 0 | 0 | 0 | 0 | 0 | 0 | 0 | 0 | 0 | 0 | 0 | 0 | 0
|  |  |  | PF |  |  |  | 0.95335 |  | 0.95335 | 0.95335 | 0.95335 | 0.95335 | 0.95335 | 0.95335 | 0.95335 | 0.95335 | 0.95335 | 0.95335 | 0.95335 | 0.95335 | 0.95335 | 0.95335 | 0.95335 | 0.95335 | 0.95335 | 0.95335 | 0.95335 | 0.95335 | 0.95335 | 0.95335 | 0.95335 | 0.95335 | 0.95335
0.97305 | Diversity Factor: 0.97 | Uncompensated |  | Reactive Power |  |  | MVAr | 6.2231 | 6.4302 | 6.2313 | 6.043 | 5.9175 | 5.859 | 5.8566 | 5.8653 | 5.9321 | 6.0142 | 6.0901 | 6.1691 | 6.2363 | 6.3238 | 6.4116 | 6.513 | 6.6222 | 6.7299 | 6.8353 | 6.9431 | 7.0532 | 7.1657 | 7.2806 | 7.3979 | 7.5178 | 7.6402 | 7.7651
|  |  |  | PF |  |  |  | 0.95335 |  | 0.95335 | 0.95335 | 0.95335 | 0.95335 | 0.95335 | 0.95335 | 0.95335 | 0.95335 | 0.95335 | 0.95335 | 0.95335 | 0.95335 | 0.95335 | 0.95335 | 0.95335 | 0.95335 | 0.95335 | 0.95335 | 0.95335 | 0.95335 | 0.95335 | 0.95335 | 0.95335 | 0.95335 | 0.95335
[10 empty] | 1 | 2 | 3 | 4 | 5 | 6 | 7 | 8 | 9 | 10 | 11 | 12 | 13 | 14 | 15 | 16 | 17 | 18 | 19 | 20 | 21 | 22 | 23 | 24 | 25
Transformer Load Detail
[7 empty] | Units | 2013 |  | 2014 | 2015 | 2016 | 2017 | 2018 | 2019 | 2020 | 2021 | 2022 | 2023 | 2024 | 2025 | 2026 | 2027 | 2028 | 2029 | 2030 | 2031 | 2032 | 2033 | 2034 | 2035 | 2036 | 2037 | 2038
| 0 | Compensated |  | Load (LV side) |  |  | Amps
|  |  |  | Apparent Power |  |  | MVA
|  |  |  | Real Power |  |  | MW
|  |  |  | Reactive Power |  |  | MVAr
|  |  |  | Capacitors In Service |  |  | MVAr
PF
| Zone Div: | Uncompensated |  | Reactive Power |  |  | MVAr
PF
| 0 | Compensated |  | Load (LV side) |  |  | Amps
|  |  |  | Apparent Power |  |  | MVA
|  |  |  | Real Power |  |  | MW
|  |  |  | Reactive Power |  |  | MVAr
|  |  |  | Capacitors In Service |  |  | MVAr
PF
| Zone Div: | Uncompensated |  | Reactive Power |  |  | MVAr
PF
| 0 | Compensated |  | Load (LV side) |  |  | Amps
|  |  |  | Apparent Power |  |  | MVA
|  |  |  | Real Power |  |  | MW
|  |  |  | Reactive Power |  |  | MVAr
|  |  |  | Capacitors In Service |  |  | MVAr
PF
| Zone Div: | Uncompensated |  | Reactive Power |  |  | MVAr
PF
| 0 | Compensated |  | Load (LV side) |  |  | Amps
|  |  |  | Apparent Power |  |  | MVA
|  |  |  | Real Power |  |  | MW
|  |  |  | Reactive Power |  |  | MVAr
|  |  |  | Capacitors In Service |  |  | MVAr
PF
| Zone Div: | Uncompensated |  | Reactive Power |  |  | MVAr
PF
| 0 | Compensated |  | Load (LV side) |  |  | Amps
|  |  |  | Apparent Power |  |  | MVA
|  |  |  | Real Power |  |  | MW
|  |  |  | Reactive Power |  |  | MVAr
|  |  |  | Capacitors In Service |  |  | MVAr
PF
| Zone Div: | Uncompensated |  | Reactive Power |  |  | MVAr
PF
| 0 | Compensated |  | Load (LV side) |  |  | Amps
|  |  |  | Apparent Power |  |  | MVA
|  |  |  | Real Power |  |  | MW
|  |  |  | Reactive Power |  |  | MVAr
|  |  |  | Capacitors In Service |  |  | MVAr
PF
| Zone Div: | Uncompensated |  | Reactive Power |  |  | MVAr
PF
| 0 | Compensated |  | Load (LV side) |  |  | Amps
|  |  |  | Apparent Power |  |  | MVA
|  |  |  | Real Power |  |  | MW
|  |  |  | Reactive Power |  |  | MVAr
|  |  |  | Capacitors In Service |  |  | MVAr
PF
| Zone Div: | Uncompensated |  | Reactive Power |  |  | MVAr
PF
| 0 | Compensated |  | Load (LV side) |  |  | Amps
|  |  |  | Apparent Power |  |  | MVA
|  |  |  | Real Power |  |  | MW
|  |  |  | Reactive Power |  |  | MVAr
|  |  |  | Capacitors In Service |  |  | MVAr
PF
| Zone Div: | Uncompensated |  | Reactive Power |  |  | MVAr
PF
| 0 | Compensated |  | Load (LV side) |  |  | Amps
|  |  |  | Apparent Power |  |  | MVA
|  |  |  | Real Power |  |  | MW
|  |  |  | Reactive Power |  |  | MVAr
|  |  |  | Capacitors In Service |  |  | MVAr
PF
| Zone Div: | Uncompensated |  | Reactive Power |  |  | MVAr
PF
| 0 | Compensated |  | Load (LV side) |  |  | Amps
|  |  |  | Apparent Power |  |  | MVA
|  |  |  | Real Power |  |  | MW
|  |  |  | Reactive Power |  |  | MVAr
|  |  |  | Capacitors In Service |  |  | MVAr
PF
| Zone Div: | Uncompensated |  | Reactive Power |  |  | MVAr
PF

## North Head 33_11kV
| North Head 33_11kV | [16 empty] | 2014 | WINTER
| Substation Total Loads | [33 empty] | Spots & Transfers Detail
| Historical Loads | (11kV Amps) | [7 empty] | Weather Corrected Forecast Loads |  |  |  | (11kV Amps) | [20 empty] | Spots & Transfers Summary | (11kV Amps) |  | Historical Spots & Transfers | [6 empty] | Forecast Spots & Transfers
|  | 2007 | 2008 | 2009 | 2010 | 2011 | 2012 | 2013 |  | 2014 | 2015 | 2016 | 2017 | 2018 | 2019 | 2020 | 2021 | 2022 | 2023 | 2024 | 2025 | 2026 | 2027 | 2028 | 2029 | 2030 | 2031 | 2032 | 2033 | 2034 | 2035 | 2036 | 2037 | 2038 |  |  |  | 2007 | 2008 | 2009 | 2010 | 2011 | 2012 | 2013 | 2014 | 2015 | 2016 | 2017 | 2018 | 2019 | 2020 | 2021 | 2022 | 2023 | 2024 | 2025 | 2026 | 2027 | 2028 | 2029 | 2030 | 2031 | 2032 | 2033 | 2034 | 2035 | 2036 | 2037 | 2038
| Total | 1238 | 1214 | 1239 | 1151 | 1226 | 1113 | 1130 |  | 1142.377 | 1142.054 | 1141.913 | 1142.152 | 1142.493 | 1143.268 | 1146.295 | 1149.757 | 1153.006 | 1156.408 | 1159.466 | 1163.294 | 1167.16 | 1171.498 | 1176.131 | 1180.728 | 1185.284 | 1189.944 | 1194.71 | 1199.585 | 1204.568 | 1209.662 | 1214.869 | 1220.189 | 1225.626 |  |  | Total | 0 | 0 | 0 | 0 | 0 | 0 | 0 | -0.62227 | -0.32356 | -0.14086 | 0.23963 | 0.34096 | 0.77445 | 3.0267 | 3.4625 | 3.2493 | 3.4018 | 3.0581 | 3.8281 | 3.8659 | 4.3382 | 4.6322 | 4.5975 | 4.5557 | 4.6603 | 4.7664 | 4.8741 | 4.9833 | 5.0942 | 5.2066 | 5.3208 | 5.4365
| Firm Rating | 0 | 0 | 0 | 0 | 0 | 0 | 1241 |  | 1241 | 1241 | 1241 | 1241 | 1241 | 1241 | 1241 | 1241 | 1241 | 1241 | 1241 | 1241 | 1241 | 1241 | 1241 | 1241 | 1241 | 1241 | 1241 | 1241 | 1241 | 1241 | 1241 | 1241 | 1241
| Total Capacity | 0 | 0 | 0 | 0 | 0 | 0 | 2255 |  | 2255 | 2255 | 2255 | 2255 | 2255 | 2255 | 2255 | 2255 | 2255 | 2255 | 2255 | 2255 | 2255 | 2255 | 2255 | 2255 | 2255 | 2255 | 2255 | 2255 | 2255 | 2255 | 2255 | 2255 | 2255 |  |  | North Head 33_11kV Tx1 | 0 | 0 | 0 | 0 | 0 | 0 | 0 | -0.30976 | -0.16106 | -0.070121 | 0.11929 | 0.16973 | 0.38551 | 1.5067 | 1.7236 | 1.6174 | 1.6934 | 1.5223 | 1.9056 | 1.9244 | 2.1595 | 2.3059 | 2.2886 | 2.2678 | 2.3198 | 2.3727 | 2.4263 | 2.4806 | 2.5358 | 2.5918 | 2.6486 | 2.7063
|  | -7 | -6 | -5 | -4 | -3 | -2 | -1 |  | 0 | 1 | 2 | 3 | 4 | 5 | 6 | 7 | 8 | 9 | 10 | 11 | 12 | 13 | 14 | 15 | 16 | 17 | 18 | 19 | 20 | 21 | 22 | 23 | 24 |  |  | North Head 33_11kV Tx2 | 0 | 0 | 0 | 0 | 0 | 0 | 0 | -0.31251 | -0.16249 | -0.070744 | 0.12035 | 0.17123 | 0.38894 | 1.52 | 1.7389 | 1.6318 | 1.7084 | 1.5358 | 1.9225 | 1.9415 | 2.1787 | 2.3264 | 2.3089 | 2.2879 | 2.3404 | 2.3937 | 2.4478 | 2.5027 | 2.5583 | 2.6148 | 2.6721 | 2.7303
| Transformer Loads | [35 empty] | North Head 33_11kV Tx3 | 0 | 0 | 0 | 0 | 0 | 0 | 0 | 0 | 0 | 0 | 0 | 0 | 0 | 0 | 0 | 0 | 0 | 0 | 0 | 0 | 0 | 0 | 0 | 0 | 0 | 0 | 0 | 0 | 0 | 0 | 0 | 0
| Historical Loads | (11kV Amps) | [7 empty] | 0: Weather Corrected Forecast Loads; 4: (11kV Amps) |  |  |  | 0 | 0 | 0 | 0 | 0 | 0 | 0 | 0 | 0 | 0 | 0 | 0 | 0 | 0 | 0 | 0 | 0 | 0 | 0 | 0 | 0 | 0 | 0 | 0 | 0 | 0 | 0 | 0 | 0 | 0 | 0 | 0
|  | 2007 | 2008 | 2009 | 2010 | 2011 | 2012 | 2013 |  | 2014 | 2015 | 2016 | 2017 | 2018 | 2019 | 2020 | 2021 | 2022 | 2023 | 2024 | 2025 | 2026 | 2027 | 2028 | 2029 | 2030 | 2031 | 2032 | 2033 | 2034 | 2035 | 2036 | 2037 | 2038 |  |  |  | 0 | 0 | 0 | 0 | 0 | 0 | 0 | 0 | 0 | 0 | 0 | 0 | 0 | 0 | 0 | 0 | 0 | 0 | 0 | 0 | 0 | 0 | 0 | 0 | 0 | 0 | 0 | 0 | 0 | 0 | 0 | 0
| 0 | [36 empty] | 0 | 0 | 0 | 0 | 0 | 0 | 0 | 0 | 0 | 0 | 0 | 0 | 0 | 0 | 0 | 0 | 0 | 0 | 0 | 0 | 0 | 0 | 0 | 0 | 0 | 0 | 0 | 0 | 0 | 0 | 0 | 0
| Diversity Factor: 0 | [36 empty] | 0 | 0 | 0 | 0 | 0 | 0 | 0 | 0 | 0 | 0 | 0 | 0 | 0 | 0 | 0 | 0 | 0 | 0 | 0 | 0 | 0 | 0 | 0 | 0 | 0 | 0 | 0 | 0 | 0 | 0 | 0 | 0
[38 empty] | 0 | 0 | 0 | 0 | 0 | 0 | 0 | 0 | 0 | 0 | 0 | 0 | 0 | 0 | 0 | 0 | 0 | 0 | 0 | 0 | 0 | 0 | 0 | 0 | 0 | 0 | 0 | 0 | 0 | 0 | 0 | 0
[38 empty] | 0 | 0 | 0 | 0 | 0 | 0 | 0 | 0 | 0 | 0 | 0 | 0 | 0 | 0 | 0 | 0 | 0 | 0 | 0 | 0 | 0 | 0 | 0 | 0 | 0 | 0 | 0 | 0 | 0 | 0 | 0 | 0
| 0 | [36 empty] | 0 | 0 | 0 | 0 | 0 | 0 | 0 | 0 | 0 | 0 | 0 | 0 | 0 | 0 | 0 | 0 | 0 | 0 | 0 | 0 | 0 | 0 | 0 | 0 | 0 | 0 | 0 | 0 | 0 | 0 | 0 | 0
Diversity Factor: 0
[38 empty] | Historical Spots & Transfers | [6 empty] | Forecast Spots & Transfers
[35 empty] | Project Name | From | To | 2007 | 2008 | 2009 | 2010 | 2011 | 2012 | 2013 | 2014 | 2015 | 2016 | 2017 | 2018 | 2019 | 2020 | 2021 | 2022 | 2023 | 2024 | 2025 | 2026 | 2027 | 2028 | 2029 | 2030 | 2031 | 2032 | 2033 | 2034 | 2035 | 2036 | 2037 | 2038
| 0 | [33 empty] | Broad based demand management |  | North Head 33_11kV Tx1 | 0 | 0 | 0 | 0 | 0 | 0 | 0 | 0 | -0.014479 | -0.12016 | -0.13767 | -0.15269 | -0.18727 | 0 | 0 | 0 | 0 | 0 | 0 | 0 | 0 | 0 | 0 | 0 | 0 | 0 | 0 | 0 | 0 | 0 | 0 | 0
| Diversity Factor: 0 | [33 empty] | Broad based demand management |  | North Head 33_11kV Tx2 | 0 | 0 | 0 | 0 | 0 | 0 | 0 | 0 | -0.014608 | -0.12122 | -0.13889 | -0.15404 | -0.18893 | 0 | 0 | 0 | 0 | 0 | 0 | 0 | 0 | 0 | 0 | 0 | 0 | 0 | 0 | 0 | 0 | 0 | 0 | 0
[35 empty] | Econometric |  | North Head 33_11kV Tx1 | 0 | 0 | 0 | 0 | 0 | 0 | 0 | 0 | 0 | 0.90303 | 1.6078 | 2.4165 | 2.7839 | 2.8341 | 2.6951 | 2.7408 | 2.7871 | 2.8341 | 2.8817 | 2.9301 | 2.9793 | 3.0291 | 3.0796 | 3.131 | 3.183 | 3.2358 | 3.2894 | 3.3438 | 3.399 | 3.455 | 3.5118 | 3.5694
[35 empty] | Econometric |  | North Head 33_11kV Tx2 | 0 | 0 | 0 | 0 | 0 | 0 | 0 | 0 | 0 | 0.91105 | 1.6221 | 2.438 | 2.8086 | 2.8593 | 2.7191 | 2.7651 | 2.8118 | 2.8592 | 2.9073 | 2.9562 | 3.0057 | 3.056 | 3.107 | 3.1588 | 3.2113 | 3.2646 | 3.3187 | 3.3735 | 3.4292 | 3.4857 | 3.543 | 3.6011
| 0 | [33 empty] | Energy Efficiency |  | North Head 33_11kV Tx1 | 0 | 0 | 0 | 0 | 0 | 0 | 0 | -0.30976 | -0.14658 | -0.85299 | -1.3509 | -2.0941 | -2.2111 | -1.3275 | -0.97152 | -1.1233 | -1.0937 | -1.3118 | -0.97618 | -1.0057 | -0.81975 | -0.7232 | -0.79104 | -0.86318 | -0.86318 | -0.86318 | -0.86318 | -0.86318 | -0.86318 | -0.86318 | -0.86318 | -0.86318
| Diversity Factor: 0 | [33 empty] | Energy Efficiency |  | North Head 33_11kV Tx2 | 0 | 0 | 0 | 0 | 0 | 0 | 0 | -0.31251 | -0.14789 | -0.86057 | -1.3629 | -2.1127 | -2.2307 | -1.3392 | -0.98014 | -1.1333 | -1.1034 | -1.3234 | -0.98485 | -1.0147 | -0.82703 | -0.72962 | -0.79807 | -0.87085 | -0.87085 | -0.87085 | -0.87085 | -0.87085 | -0.87085 | -0.87085 | -0.87085 | -0.87085
[35 empty] | Solar PV |  | North Head 33_11kV Tx1 | 0 | 0 | 0 | 0 | 0 | 0 | 0 | 0 | 0 | 0 | 0 | 0 | 0 | 0 | 0 | 0 | 0 | 0 | 0 | 0 | 0 | 0 | 0 | 0 | 0 | 0 | 0 | 0 | 0 | 0 | 0 | 0
[35 empty] | Solar PV |  | North Head 33_11kV Tx2 | 0 | 0 | 0 | 0 | 0 | 0 | 0 | 0 | 0 | 0 | 0 | 0 | 0 | 0 | 0 | 0 | 0 | 0 | 0 | 0 | 0 | 0 | 0 | 0 | 0 | 0 | 0 | 0 | 0 | 0 | 0 | 0
0
Diversity Factor: 0
0
Diversity Factor: 0
0
Diversity Factor: 0
0
Diversity Factor: 0
0
Diversity Factor: 0
0
Diversity Factor: 0
| Weather Correction and Public Holiday Factors | [8 empty] | Forecast ROG
ROG Justification
| Actual loads for season 2013 have been weather corrected by the following: | [6 empty] | 0% |  | customer substation | [59 empty] | customer substation
1 | 2 | 3 | 4 | 5 | 6 | 7 | 8 | 9 | 10 | 2014 | 2015 | 2016 | 2017 | 2018 | 2019 | 2020 | 2021 | 2022 | 2023 | 2024 | 2025 | 2026 | 2027 | 2028 | 2029 | 2030 | 2031 | 2032 | 2033 | 2034 | 2035 | 2036 | 2037 | 2038
1 | 1 | 1 | 1 | 1 | 1 | 1 | 1 | 1 | 1 | 0% | 0% | 0% | 0% | 0% | 0% | 0% | 0% | 0% | 0% | 0% | 0% | 0% | 0% | 0% | 0% | 0% | 0% | 0% | 0% | 0% | 0% | 0% | 0% | 0%
Substation Load Detail
[7 empty] | Units | 2013 |  | 2014 | 2015 | 2016 | 2017 | 2018 | 2019 | 2020 | 2021 | 2022 | 2023 | 2024 | 2025 | 2026 | 2027 | 2028 | 2029 | 2030 | 2031 | 2032 | 2033 | 2034 | 2035 | 2036 | 2037 | 2038
1 | North Head 33_11kV | Compensated |  | Load (LV side) |  |  | Amps | 1130 | 1143 | 1142.377 | 1142.054 | 1141.913 | 1142.152 | 1142.493 | 1143.268 | 1146.295 | 1149.757 | 1153.006 | 1156.408 | 1159.466 | 1163.294 | 1167.16 | 1171.498 | 1176.131 | 1180.728 | 1185.284 | 1189.944 | 1194.71 | 1199.585 | 1204.568 | 1209.662 | 1214.869 | 1220.189 | 1225.626
|  |  |  | Apparent Power |  |  | MVA | 21.5294 |  | 21.7652 | 21.759 | 21.7564 | 21.7609 | 21.7674 | 21.7822 | 21.8398 | 21.9058 | 21.9677 | 22.0325 | 22.0908 | 22.1637 | 22.2374 | 22.32 | 22.4083 | 22.4959 | 22.5827 | 22.6715 | 22.7623 | 22.8552 | 22.9501 | 23.0472 | 23.1464 | 23.2477 | 23.3513
|  |  |  | Real Power |  |  | MW | 18.6235 | 18.8378 | 18.8275 | 18.8222 | 18.8199 | 18.8238 | 18.8294 | 18.8422 | 18.8921 | 18.9491 | 19.0027 | 19.0588 | 19.1092 | 19.1723 | 19.236 | 19.3075 | 19.3838 | 19.4596 | 19.5347 | 19.6115 | 19.69 | 19.7704 | 19.8525 | 19.9365 | 20.0223 | 20.11 | 20.1995
|  |  |  | Reactive Power |  |  | MVAr | 10.8018 |  | 10.9201 | 10.917 | 10.9157 | 10.918 | 10.9212 | 10.9286 | 10.9575 | 10.9907 | 11.0217 | 11.0542 | 11.0835 | 11.1201 | 11.157 | 11.1985 | 11.2428 | 11.2867 | 11.3302 | 11.3748 | 11.4204 | 11.467 | 11.5146 | 11.5633 | 11.6131 | 11.6639 | 11.7159
|  |  |  | Capacitors In Service |  |  | MVAr | 0 |  | 0 | 0 | 0 | 0 | 0 | 0 | 0 | 0 | 0 | 0 | 0 | 0 | 0 | 0 | 0 | 0 | 0 | 0 | 0 | 0 | 0 | 0 | 0 | 0 | 0
|  |  |  | PF |  |  |  | 0.86503 |  | 0.86503 | 0.86503 | 0.86503 | 0.86503 | 0.86503 | 0.86503 | 0.86503 | 0.86503 | 0.86503 | 0.86503 | 0.86503 | 0.86503 | 0.86503 | 0.86503 | 0.86503 | 0.86503 | 0.86503 | 0.86503 | 0.86503 | 0.86503 | 0.86503 | 0.86503 | 0.86503 | 0.86503 | 0.86503
0.74807 | Diversity Factor: 0.75 | Uncompensated |  | Reactive Power |  |  | MVAr | 10.8018 | 10.9261 | 10.9201 | 10.917 | 10.9157 | 10.918 | 10.9212 | 10.9286 | 10.9575 | 10.9907 | 11.0217 | 11.0542 | 11.0835 | 11.1201 | 11.157 | 11.1985 | 11.2428 | 11.2867 | 11.3302 | 11.3748 | 11.4204 | 11.467 | 11.5146 | 11.5633 | 11.6131 | 11.6639 | 11.7159
|  |  |  | PF |  |  |  | 0.86503 |  | 0.86503 | 0.86503 | 0.86503 | 0.86503 | 0.86503 | 0.86503 | 0.86503 | 0.86503 | 0.86503 | 0.86503 | 0.86503 | 0.86503 | 0.86503 | 0.86503 | 0.86503 | 0.86503 | 0.86503 | 0.86503 | 0.86503 | 0.86503 | 0.86503 | 0.86503 | 0.86503 | 0.86503 | 0.86503
[10 empty] | 1 | 2 | 3 | 4 | 5 | 6 | 7 | 8 | 9 | 10 | 11 | 12 | 13 | 14 | 15 | 16 | 17 | 18 | 19 | 20 | 21 | 22 | 23 | 24 | 25
Transformer Load Detail
[7 empty] | Units | 2013 |  | 2014 | 2015 | 2016 | 2017 | 2018 | 2019 | 2020 | 2021 | 2022 | 2023 | 2024 | 2025 | 2026 | 2027 | 2028 | 2029 | 2030 | 2031 | 2032 | 2033 | 2034 | 2035 | 2036 | 2037 | 2038
| 0 | Compensated |  | Load (LV side) |  |  | Amps
|  |  |  | Apparent Power |  |  | MVA
|  |  |  | Real Power |  |  | MW
|  |  |  | Reactive Power |  |  | MVAr
|  |  |  | Capacitors In Service |  |  | MVAr
PF
| Zone Div: | Uncompensated |  | Reactive Power |  |  | MVAr
PF
| 0 | Compensated |  | Load (LV side) |  |  | Amps
|  |  |  | Apparent Power |  |  | MVA
|  |  |  | Real Power |  |  | MW
|  |  |  | Reactive Power |  |  | MVAr
|  |  |  | Capacitors In Service |  |  | MVAr
PF
| Zone Div: | Uncompensated |  | Reactive Power |  |  | MVAr
PF
| 0 | Compensated |  | Load (LV side) |  |  | Amps
|  |  |  | Apparent Power |  |  | MVA
|  |  |  | Real Power |  |  | MW
|  |  |  | Reactive Power |  |  | MVAr
|  |  |  | Capacitors In Service |  |  | MVAr
PF
| Zone Div: | Uncompensated |  | Reactive Power |  |  | MVAr
PF
| 0 | Compensated |  | Load (LV side) |  |  | Amps
|  |  |  | Apparent Power |  |  | MVA
|  |  |  | Real Power |  |  | MW
|  |  |  | Reactive Power |  |  | MVAr
|  |  |  | Capacitors In Service |  |  | MVAr
PF
| Zone Div: | Uncompensated |  | Reactive Power |  |  | MVAr
PF
| 0 | Compensated |  | Load (LV side) |  |  | Amps
|  |  |  | Apparent Power |  |  | MVA
|  |  |  | Real Power |  |  | MW
|  |  |  | Reactive Power |  |  | MVAr
|  |  |  | Capacitors In Service |  |  | MVAr
PF
| Zone Div: | Uncompensated |  | Reactive Power |  |  | MVAr
PF
| 0 | Compensated |  | Load (LV side) |  |  | Amps
|  |  |  | Apparent Power |  |  | MVA
|  |  |  | Real Power |  |  | MW
|  |  |  | Reactive Power |  |  | MVAr
|  |  |  | Capacitors In Service |  |  | MVAr
PF
| Zone Div: | Uncompensated |  | Reactive Power |  |  | MVAr
PF
| 0 | Compensated |  | Load (LV side) |  |  | Amps
|  |  |  | Apparent Power |  |  | MVA
|  |  |  | Real Power |  |  | MW
|  |  |  | Reactive Power |  |  | MVAr
|  |  |  | Capacitors In Service |  |  | MVAr
PF
| Zone Div: | Uncompensated |  | Reactive Power |  |  | MVAr
PF
| 0 | Compensated |  | Load (LV side) |  |  | Amps
|  |  |  | Apparent Power |  |  | MVA
|  |  |  | Real Power |  |  | MW
|  |  |  | Reactive Power |  |  | MVAr
|  |  |  | Capacitors In Service |  |  | MVAr
PF
| Zone Div: | Uncompensated |  | Reactive Power |  |  | MVAr
PF
| 0 | Compensated |  | Load (LV side) |  |  | Amps
|  |  |  | Apparent Power |  |  | MVA
|  |  |  | Real Power |  |  | MW
|  |  |  | Reactive Power |  |  | MVAr
|  |  |  | Capacitors In Service |  |  | MVAr
PF
| Zone Div: | Uncompensated |  | Reactive Power |  |  | MVAr
PF
| 0 | Compensated |  | Load (LV side) |  |  | Amps
|  |  |  | Apparent Power |  |  | MVA
|  |  |  | Real Power |  |  | MW
|  |  |  | Reactive Power |  |  | MVAr
|  |  |  | Capacitors In Service |  |  | MVAr
PF
| Zone Div: | Uncompensated |  | Reactive Power |  |  | MVAr
PF