## Inclusions and Exclusions
Sydney Forecast Inclusions and Exclusions
Date Printed |  | 08JUL14:11:21:24
| Description | Value
Season |  | Summer | Summer
Either Summer or Winter
Year |  | 2015 | 2015
Year that the forecast starts
POE |  | 50% | 0.5
10%, 50%, 90%
Spots and Transfers |  | Y | Y
Are Spots and Transfers Included?
BBDM Spots |  | Y | Y
Is BBDM included?
Spots Coefficient |  | 55% | 0.55
Scaling factor applied to spot loads in the future
Aligned ROGs |  | Capped | Capped
Have ROGs been aligned to econometric forecast?
Committed Projects |  | Y | Y
Are Committed Projects Included?
Major Customers Scaling Factor |  | 100% | 1
Scaling factor applied to major customer connections in the future
Future Transfers |  | Y | Y
Are future transfers included?
Future Spots |  | 4 | 4
Future spots are cleared from the following forecast year

## Belmore Park 132_11kV
| Belmore Park 132_11kV | [16 empty] | 2015 | SUMMER
| Substation Total Loads | [33 empty] | Spots & Transfers Detail
| Historical Loads | (11kV Amps) | [7 empty] | Weather Corrected Forecast Loads |  |  |  | (11kV Amps) | [20 empty] | Spots & Transfers Summary | (11kV Amps) |  | Historical Spots & Transfers | [6 empty] | Forecast Spots & Transfers
|  | 07/08 | 08/09 | 09/10 | 10/11 | 11/12 | 12/13 | 13/14 |  | 14/15 | 15/16 | 16/17 | 17/18 | 18/19 | 19/20 | 20/21 | 21/22 | 22/23 | 23/24 | 24/25 | 25/26 | 26/27 | 27/28 | 28/29 | 29/30 | 30/31 | 31/32 | 32/33 | 33/34 | 34/35 | 35/36 | 36/37 | 37/38 | 38/39 |  |  |  | 07/08 | 08/09 | 09/10 | 10/11 | 11/12 | 12/13 | 13/14 | 14/15 | 15/16 | 16/17 | 17/18 | 18/19 | 19/20 | 20/21 | 21/22 | 22/23 | 23/24 | 24/25 | 25/26 | 26/27 | 27/28 | 28/29 | 29/30 | 30/31 | 31/32 | 32/33 | 33/34 | 34/35 | 35/36 | 36/37 | 37/38 | 38/39
| Total | [8 empty] | 0 | 0 | 477.4254 | 2443.189 | 3630.813 | 3637.531 | 3674.755 | 3729.209 | 3777.561 | 3826.394 | 3863.509 | 3912.946 | 3961.599 | 4020.508 | 4084.45 | 4146.728 | 4205.835 | 4265.785 | 4326.59 | 4388.26 | 4450.804 | 4514.233 | 4578.559 | 4643.792 | 4709.942 |  |  | Total | 0 | 0 | 0 | 0 | 0 | 0 | 0 | 0 | 0 | 473.1756 | 1971.5066 | 1187.696 | 6.7174 | 37.2247 | 54.4539 | 48.3517 | 48.833 | 37.1149 | 49.4369 | 48.6535 | 58.9087 | 63.9421 | 62.2782 | 59.1066 | 59.9506 | 60.8049 | 61.6693 | 62.5442 | 63.4297 | 64.3257 | 65.2326 | 66.1503
| Firm Rating | 0 | 0 | 0 | 0 | 0 | 0 | 0 |  | 0 | 0 | 6382 | 6382 | 6382 | 6382 | 6382 | 6382 | 6382 | 6382 | 6382 | 6382 | 6382 | 6382 | 6382 | 6382 | 6382 | 6382 | 6382 | 6382 | 6382 | 6382 | 6382 | 6382 | 6382
| Total Capacity | 0 | 0 | 0 | 0 | 0 | 0 | 0 |  | 0 | 0 | 12765 | 12765 | 12765 | 12765 | 12765 | 12765 | 12765 | 12765 | 12765 | 12765 | 12765 | 12765 | 12765 | 12765 | 12765 | 12765 | 12765 | 12765 | 12765 | 12765 | 12765 | 12765 | 12765 |  |  | Belmore Park 132_11kV Tx1 | 0 | 0 | 0 | 0 | 0 | 0 | 0 | 0 | 0 | 95.8927 | 399.5412 | 240.6959 | 1.3613 | 7.5439 | 11.0355 | 9.7988 | 9.8964 | 7.5216 | 10.0188 | 9.86 | 11.9383 | 12.9584 | 12.6212 | 11.9784 | 12.1495 | 12.3226 | 12.4978 | 12.6751 | 12.8545 | 13.0361 | 13.2199 | 13.4059
|  | -7 | -6 | -5 | -4 | -3 | -2 | -1 |  | 0 | 1 | 2 | 3 | 4 | 5 | 6 | 7 | 8 | 9 | 10 | 11 | 12 | 13 | 14 | 15 | 16 | 17 | 18 | 19 | 20 | 21 | 22 | 23 | 24 |  |  | Belmore Park 132_11kV Tx2 | 0 | 0 | 0 | 0 | 0 | 0 | 0 | 0 | 0 | 125.761 | 523.9885 | 315.6667 | 1.7854 | 9.8936 | 14.4728 | 12.8509 | 12.9789 | 9.8644 | 13.1394 | 12.9312 | 15.6568 | 16.9946 | 16.5523 | 15.7094 | 15.9337 | 16.1608 | 16.3905 | 16.6231 | 16.8584 | 17.0965 | 17.3376 | 17.5815
| Transformer Loads | [35 empty] | Belmore Park 132_11kV Tx3 | 0 | 0 | 0 | 0 | 0 | 0 | 0 | 0 | 0 | 125.761 | 523.9885 | 315.6667 | 1.7854 | 9.8936 | 14.4728 | 12.8509 | 12.9789 | 9.8644 | 13.1394 | 12.9312 | 15.6568 | 16.9946 | 16.5523 | 15.7094 | 15.9337 | 16.1608 | 16.3905 | 16.6231 | 16.8584 | 17.0965 | 17.3376 | 17.5815
| Historical Loads | (11kV Amps) | [7 empty] | Weather Corrected Forecast Loads |  |  |  | (11kV Amps) | [22 empty] | Belmore Park 132_11kV Tx4 | 0 | 0 | 0 | 0 | 0 | 0 | 0 | 0 | 0 | 125.761 | 523.9885 | 315.6667 | 1.7854 | 9.8936 | 14.4728 | 12.8509 | 12.9789 | 9.8644 | 13.1394 | 12.9312 | 15.6568 | 16.9946 | 16.5523 | 15.7094 | 15.9337 | 16.1608 | 16.3905 | 16.6231 | 16.8584 | 17.0965 | 17.3376 | 17.5815
|  | 07/08 | 08/09 | 09/10 | 10/11 | 11/12 | 12/13 | 13/14 |  | 14/15 | 15/16 | 16/17 | 17/18 | 18/19 | 19/20 | 20/21 | 21/22 | 22/23 | 23/24 | 24/25 | 25/26 | 26/27 | 27/28 | 28/29 | 29/30 | 30/31 | 31/32 | 32/33 | 33/34 | 34/35 | 35/36 | 36/37 | 37/38 | 38/39 |  |  |  | 0 | 0 | 0 | 0 | 0 | 0 | 0 | 0 | 0 | 0 | 0 | 0 | 0 | 0 | 0 | 0 | 0 | 0 | 0 | 0 | 0 | 0 | 0 | 0 | 0 | 0 | 0 | 0 | 0 | 0 | 0 | 0
| 0 | [36 empty] | 0 | 0 | 0 | 0 | 0 | 0 | 0 | 0 | 0 | 0 | 0 | 0 | 0 | 0 | 0 | 0 | 0 | 0 | 0 | 0 | 0 | 0 | 0 | 0 | 0 | 0 | 0 | 0 | 0 | 0 | 0 | 0
| Diversity Factor: 0 | [36 empty] | 0 | 0 | 0 | 0 | 0 | 0 | 0 | 0 | 0 | 0 | 0 | 0 | 0 | 0 | 0 | 0 | 0 | 0 | 0 | 0 | 0 | 0 | 0 | 0 | 0 | 0 | 0 | 0 | 0 | 0 | 0 | 0
[38 empty] | 0 | 0 | 0 | 0 | 0 | 0 | 0 | 0 | 0 | 0 | 0 | 0 | 0 | 0 | 0 | 0 | 0 | 0 | 0 | 0 | 0 | 0 | 0 | 0 | 0 | 0 | 0 | 0 | 0 | 0 | 0 | 0
[38 empty] | 0 | 0 | 0 | 0 | 0 | 0 | 0 | 0 | 0 | 0 | 0 | 0 | 0 | 0 | 0 | 0 | 0 | 0 | 0 | 0 | 0 | 0 | 0 | 0 | 0 | 0 | 0 | 0 | 0 | 0 | 0 | 0
| 0 | [36 empty] | 0 | 0 | 0 | 0 | 0 | 0 | 0 | 0 | 0 | 0 | 0 | 0 | 0 | 0 | 0 | 0 | 0 | 0 | 0 | 0 | 0 | 0 | 0 | 0 | 0 | 0 | 0 | 0 | 0 | 0 | 0 | 0
Diversity Factor: 0
[38 empty] | Historical Spots & Transfers | [6 empty] | Forecast Spots & Transfers
[35 empty] | Project Name | From | To | 07/08 | 08/09 | 09/10 | 10/11 | 11/12 | 12/13 | 13/14 | 14/15 | 15/16 | 16/17 | 17/18 | 18/19 | 19/20 | 20/21 | 21/22 | 22/23 | 23/24 | 24/25 | 25/26 | 26/27 | 27/28 | 28/29 | 29/30 | 30/31 | 31/32 | 32/33 | 33/34 | 34/35 | 35/36 | 36/37 | 37/38 | 38/39
| 0 | [33 empty] | Broad based demand management |  | Belmore Park 132_11kV Tx1 | 0 | 0 | 0 | 0 | 0 | 0 | 0 | 0 | 0 | -1.1423 | -1.2924 | -1.4425 | 0 | 0 | 0 | 0 | 0 | 0 | 0 | 0 | 0 | 0 | 0 | 0 | 0 | 0 | 0 | 0 | 0 | 0 | 0 | 0
| Diversity Factor: 0 | [33 empty] | Broad based demand management |  | Belmore Park 132_11kV Tx2 | 0 | 0 | 0 | 0 | 0 | 0 | 0 | 0 | 0 | -1.4981 | -1.6949 | -1.8917 | 0 | 0 | 0 | 0 | 0 | 0 | 0 | 0 | 0 | 0 | 0 | 0 | 0 | 0 | 0 | 0 | 0 | 0 | 0 | 0
[35 empty] | Broad based demand management |  | Belmore Park 132_11kV Tx3 | 0 | 0 | 0 | 0 | 0 | 0 | 0 | 0 | 0 | -1.4981 | -1.6949 | -1.8917 | 0 | 0 | 0 | 0 | 0 | 0 | 0 | 0 | 0 | 0 | 0 | 0 | 0 | 0 | 0 | 0 | 0 | 0 | 0 | 0
[35 empty] | Broad based demand management |  | Belmore Park 132_11kV Tx4 | 0 | 0 | 0 | 0 | 0 | 0 | 0 | 0 | 0 | -1.4981 | -1.6949 | -1.8917 | 0 | 0 | 0 | 0 | 0 | 0 | 0 | 0 | 0 | 0 | 0 | 0 | 0 | 0 | 0 | 0 | 0 | 0 | 0 | 0
| 0 | [33 empty] | Commissioning Transfers | City South 132_11kV Tx1 | Belmore Park 132_11kV Tx1 | 0 | 0 | 0 | 0 | 0 | 0 | 0 | 0 | 0 | 24.7761 | 93.1685 | 61.4757 | 0 | 0 | 0 | 0 | 0 | 0 | 0 | 0 | 0 | 0 | 0 | 0 | 0 | 0 | 0 | 0 | 0 | 0 | 0 | 0
| Diversity Factor: 0 | [33 empty] | Commissioning Transfers | City South 132_11kV Tx1 | Belmore Park 132_11kV Tx2 | 0 | 0 | 0 | 0 | 0 | 0 | 0 | 0 | 0 | 32.4933 | 122.1882 | 80.6239 | 0 | 0 | 0 | 0 | 0 | 0 | 0 | 0 | 0 | 0 | 0 | 0 | 0 | 0 | 0 | 0 | 0 | 0 | 0 | 0
[35 empty] | Commissioning Transfers | City South 132_11kV Tx1 | Belmore Park 132_11kV Tx3 | 0 | 0 | 0 | 0 | 0 | 0 | 0 | 0 | 0 | 32.4933 | 122.1882 | 80.6239 | 0 | 0 | 0 | 0 | 0 | 0 | 0 | 0 | 0 | 0 | 0 | 0 | 0 | 0 | 0 | 0 | 0 | 0 | 0 | 0
[35 empty] | Commissioning Transfers | City South 132_11kV Tx1 | Belmore Park 132_11kV Tx4 | 0 | 0 | 0 | 0 | 0 | 0 | 0 | 0 | 0 | 32.4933 | 122.1882 | 80.6239 | 0 | 0 | 0 | 0 | 0 | 0 | 0 | 0 | 0 | 0 | 0 | 0 | 0 | 0 | 0 | 0 | 0 | 0 | 0 | 0
| 0 | [33 empty] | Commissioning Transfers | City South 132_11kV Tx2 | Belmore Park 132_11kV Tx1 | 0 | 0 | 0 | 0 | 0 | 0 | 0 | 0 | 0 | 24.7643 | 93.1242 | 61.4465 | 0 | 0 | 0 | 0 | 0 | 0 | 0 | 0 | 0 | 0 | 0 | 0 | 0 | 0 | 0 | 0 | 0 | 0 | 0 | 0
| Diversity Factor: 0 | [33 empty] | Commissioning Transfers | City South 132_11kV Tx2 | Belmore Park 132_11kV Tx2 | 0 | 0 | 0 | 0 | 0 | 0 | 0 | 0 | 0 | 32.4778 | 122.13 | 80.5855 | 0 | 0 | 0 | 0 | 0 | 0 | 0 | 0 | 0 | 0 | 0 | 0 | 0 | 0 | 0 | 0 | 0 | 0 | 0 | 0
[35 empty] | Commissioning Transfers | City South 132_11kV Tx2 | Belmore Park 132_11kV Tx3 | 0 | 0 | 0 | 0 | 0 | 0 | 0 | 0 | 0 | 32.4778 | 122.13 | 80.5855 | 0 | 0 | 0 | 0 | 0 | 0 | 0 | 0 | 0 | 0 | 0 | 0 | 0 | 0 | 0 | 0 | 0 | 0 | 0 | 0
[35 empty] | Commissioning Transfers | City South 132_11kV Tx2 | Belmore Park 132_11kV Tx4 | 0 | 0 | 0 | 0 | 0 | 0 | 0 | 0 | 0 | 32.4778 | 122.13 | 80.5855 | 0 | 0 | 0 | 0 | 0 | 0 | 0 | 0 | 0 | 0 | 0 | 0 | 0 | 0 | 0 | 0 | 0 | 0 | 0 | 0
| 0 | [33 empty] | Commissioning Transfers | City South 132_11kV Tx3 | Belmore Park 132_11kV Tx1 | 0 | 0 | 0 | 0 | 0 | 0 | 0 | 0 | 0 | 23.3485 | 87.8002 | 57.9336 | 0 | 0 | 0 | 0 | 0 | 0 | 0 | 0 | 0 | 0 | 0 | 0 | 0 | 0 | 0 | 0 | 0 | 0 | 0 | 0
| Diversity Factor: 0 | [33 empty] | Commissioning Transfers | City South 132_11kV Tx3 | Belmore Park 132_11kV Tx2 | 0 | 0 | 0 | 0 | 0 | 0 | 0 | 0 | 0 | 30.621 | 115.1478 | 75.9784 | 0 | 0 | 0 | 0 | 0 | 0 | 0 | 0 | 0 | 0 | 0 | 0 | 0 | 0 | 0 | 0 | 0 | 0 | 0 | 0
[35 empty] | Commissioning Transfers | City South 132_11kV Tx3 | Belmore Park 132_11kV Tx3 | 0 | 0 | 0 | 0 | 0 | 0 | 0 | 0 | 0 | 30.621 | 115.1478 | 75.9784 | 0 | 0 | 0 | 0 | 0 | 0 | 0 | 0 | 0 | 0 | 0 | 0 | 0 | 0 | 0 | 0 | 0 | 0 | 0 | 0
[35 empty] | Commissioning Transfers | City South 132_11kV Tx3 | Belmore Park 132_11kV Tx4 | 0 | 0 | 0 | 0 | 0 | 0 | 0 | 0 | 0 | 30.621 | 115.1478 | 75.9784 | 0 | 0 | 0 | 0 | 0 | 0 | 0 | 0 | 0 | 0 | 0 | 0 | 0 | 0 | 0 | 0 | 0 | 0 | 0 | 0
| 0 | [33 empty] | Commissioning Transfers | City South 132_11kV Tx4 | Belmore Park 132_11kV Tx1 | 0 | 0 | 0 | 0 | 0 | 0 | 0 | 0 | 0 | 24.3868 | 91.7044 | 60.5097 | 0 | 0 | 0 | 0 | 0 | 0 | 0 | 0 | 0 | 0 | 0 | 0 | 0 | 0 | 0 | 0 | 0 | 0 | 0 | 0
| Diversity Factor: 0 | [33 empty] | Commissioning Transfers | City South 132_11kV Tx4 | Belmore Park 132_11kV Tx2 | 0 | 0 | 0 | 0 | 0 | 0 | 0 | 0 | 0 | 31.9827 | 120.2681 | 79.357 | 0 | 0 | 0 | 0 | 0 | 0 | 0 | 0 | 0 | 0 | 0 | 0 | 0 | 0 | 0 | 0 | 0 | 0 | 0 | 0
[35 empty] | Commissioning Transfers | City South 132_11kV Tx4 | Belmore Park 132_11kV Tx3 | 0 | 0 | 0 | 0 | 0 | 0 | 0 | 0 | 0 | 31.9827 | 120.2681 | 79.357 | 0 | 0 | 0 | 0 | 0 | 0 | 0 | 0 | 0 | 0 | 0 | 0 | 0 | 0 | 0 | 0 | 0 | 0 | 0 | 0
[35 empty] | Commissioning Transfers | City South 132_11kV Tx4 | Belmore Park 132_11kV Tx4 | 0 | 0 | 0 | 0 | 0 | 0 | 0 | 0 | 0 | 31.9827 | 120.2681 | 79.357 | 0 | 0 | 0 | 0 | 0 | 0 | 0 | 0 | 0 | 0 | 0 | 0 | 0 | 0 | 0 | 0 | 0 | 0 | 0 | 0
| 0 | [33 empty] | Transfers | City Central 132_11kV Tx1 | Belmore Park 132_11kV Tx1 | 0 | 0 | 0 | 0 | 0 | 0 | 0 | 0 | 0 | 0 | 8.6636 | 0 | 0 | 0 | 0 | 0 | 0 | 0 | 0 | 0 | 0 | 0 | 0 | 0 | 0 | 0 | 0 | 0 | 0 | 0 | 0 | 0
| Diversity Factor: 0 | [33 empty] | Transfers | City Central 132_11kV Tx1 | Belmore Park 132_11kV Tx2 | 0 | 0 | 0 | 0 | 0 | 0 | 0 | 0 | 0 | 0 | 11.3621 | 0 | 0 | 0 | 0 | 0 | 0 | 0 | 0 | 0 | 0 | 0 | 0 | 0 | 0 | 0 | 0 | 0 | 0 | 0 | 0 | 0
[35 empty] | Transfers | City Central 132_11kV Tx1 | Belmore Park 132_11kV Tx3 | 0 | 0 | 0 | 0 | 0 | 0 | 0 | 0 | 0 | 0 | 11.3621 | 0 | 0 | 0 | 0 | 0 | 0 | 0 | 0 | 0 | 0 | 0 | 0 | 0 | 0 | 0 | 0 | 0 | 0 | 0 | 0 | 0
[35 empty] | Transfers | City Central 132_11kV Tx1 | Belmore Park 132_11kV Tx4 | 0 | 0 | 0 | 0 | 0 | 0 | 0 | 0 | 0 | 0 | 11.3621 | 0 | 0 | 0 | 0 | 0 | 0 | 0 | 0 | 0 | 0 | 0 | 0 | 0 | 0 | 0 | 0 | 0 | 0 | 0 | 0 | 0
| 0 | [33 empty] | Transfers | City Central 132_11kV Tx2 | Belmore Park 132_11kV Tx1 | 0 | 0 | 0 | 0 | 0 | 0 | 0 | 0 | 0 | 0 | 8.6636 | 0 | 0 | 0 | 0 | 0 | 0 | 0 | 0 | 0 | 0 | 0 | 0 | 0 | 0 | 0 | 0 | 0 | 0 | 0 | 0 | 0
| Diversity Factor: 0 | [33 empty] | Transfers | City Central 132_11kV Tx2 | Belmore Park 132_11kV Tx2 | 0 | 0 | 0 | 0 | 0 | 0 | 0 | 0 | 0 | 0 | 11.3621 | 0 | 0 | 0 | 0 | 0 | 0 | 0 | 0 | 0 | 0 | 0 | 0 | 0 | 0 | 0 | 0 | 0 | 0 | 0 | 0 | 0
[35 empty] | Transfers | City Central 132_11kV Tx2 | Belmore Park 132_11kV Tx3 | 0 | 0 | 0 | 0 | 0 | 0 | 0 | 0 | 0 | 0 | 11.3621 | 0 | 0 | 0 | 0 | 0 | 0 | 0 | 0 | 0 | 0 | 0 | 0 | 0 | 0 | 0 | 0 | 0 | 0 | 0 | 0 | 0
[35 empty] | Transfers | City Central 132_11kV Tx2 | Belmore Park 132_11kV Tx4 | 0 | 0 | 0 | 0 | 0 | 0 | 0 | 0 | 0 | 0 | 11.3621 | 0 | 0 | 0 | 0 | 0 | 0 | 0 | 0 | 0 | 0 | 0 | 0 | 0 | 0 | 0 | 0 | 0 | 0 | 0 | 0 | 0
| 0 | [33 empty] | Transfers | City Central 132_11kV Tx3 | Belmore Park 132_11kV Tx1 | 0 | 0 | 0 | 0 | 0 | 0 | 0 | 0 | 0 | 0 | 8.6636 | 0 | 0 | 0 | 0 | 0 | 0 | 0 | 0 | 0 | 0 | 0 | 0 | 0 | 0 | 0 | 0 | 0 | 0 | 0 | 0 | 0
| Diversity Factor: 0 | [33 empty] | Transfers | City Central 132_11kV Tx3 | Belmore Park 132_11kV Tx2 | 0 | 0 | 0 | 0 | 0 | 0 | 0 | 0 | 0 | 0 | 11.3621 | 0 | 0 | 0 | 0 | 0 | 0 | 0 | 0 | 0 | 0 | 0 | 0 | 0 | 0 | 0 | 0 | 0 | 0 | 0 | 0 | 0
[35 empty] | Transfers | City Central 132_11kV Tx3 | Belmore Park 132_11kV Tx3 | 0 | 0 | 0 | 0 | 0 | 0 | 0 | 0 | 0 | 0 | 11.3621 | 0 | 0 | 0 | 0 | 0 | 0 | 0 | 0 | 0 | 0 | 0 | 0 | 0 | 0 | 0 | 0 | 0 | 0 | 0 | 0 | 0
[35 empty] | Transfers | City Central 132_11kV Tx3 | Belmore Park 132_11kV Tx4 | 0 | 0 | 0 | 0 | 0 | 0 | 0 | 0 | 0 | 0 | 11.3621 | 0 | 0 | 0 | 0 | 0 | 0 | 0 | 0 | 0 | 0 | 0 | 0 | 0 | 0 | 0 | 0 | 0 | 0 | 0 | 0 | 0
[35 empty] | Transfers | City Central 132_11kV Tx4 | Belmore Park 132_11kV Tx1 | 0 | 0 | 0 | 0 | 0 | 0 | 0 | 0 | 0 | 0 | 8.6636 | 0 | 0 | 0 | 0 | 0 | 0 | 0 | 0 | 0 | 0 | 0 | 0 | 0 | 0 | 0 | 0 | 0 | 0 | 0 | 0 | 0
| Weather Correction and Public Holiday Factors | [8 empty] | Forecast ROG | [24 empty] | Transfers | City Central 132_11kV Tx4 | Belmore Park 132_11kV Tx2 | 0 | 0 | 0 | 0 | 0 | 0 | 0 | 0 | 0 | 0 | 11.3621 | 0 | 0 | 0 | 0 | 0 | 0 | 0 | 0 | 0 | 0 | 0 | 0 | 0 | 0 | 0 | 0 | 0 | 0 | 0 | 0 | 0
[10 empty] | ROG Justification | [24 empty] | Transfers | City Central 132_11kV Tx4 | Belmore Park 132_11kV Tx3 | 0 | 0 | 0 | 0 | 0 | 0 | 0 | 0 | 0 | 0 | 11.3621 | 0 | 0 | 0 | 0 | 0 | 0 | 0 | 0 | 0 | 0 | 0 | 0 | 0 | 0 | 0 | 0 | 0 | 0 | 0 | 0 | 0
| Actual loads for season 13/14 have been weather corrected by the following: | [6 empty] | 0% |  | 7 year ROG ok | [24 empty] | Transfers | City Central 132_11kV Tx4 | Belmore Park 132_11kV Tx4 | 0 | 0 | 0 | 0 | 0 | 0 | 0 | 0 | 0 | 0 | 11.3621 | 0 | 0 | 0 | 0 | 0 | 0 | 0 | 0 | 0 | 0 | 0 | 0 | 0 | 0 | 0 | 0 | 0 | 0 | 0 | 0 | 0 | 7 year ROG ok
[35 empty] | Econometric |  | Belmore Park 132_11kV Tx1 | 0 | 0 | 0 | 0 | 0 | 0 | 0 | 0 | 0 | 0.8115 | 4.923 | 12.2507 | 12.6437 | 13.1817 | 13.0216 | 12.8558 | 13.0112 | 13.1685 | 13.3277 | 13.4889 | 13.6519 | 13.8169 | 13.984 | 14.153 | 14.324 | 14.4971 | 14.6723 | 14.8496 | 15.0291 | 15.2107 | 15.3945 | 15.5804
[35 empty] | Econometric |  | Belmore Park 132_11kV Tx2 | 0 | 0 | 0 | 0 | 0 | 0 | 0 | 0 | 0 | 1.0643 | 6.4564 | 16.0665 | 16.582 | 17.2875 | 17.0775 | 16.86 | 17.0639 | 17.2702 | 17.479 | 17.6903 | 17.9042 | 18.1206 | 18.3396 | 18.5613 | 18.7856 | 19.0126 | 19.2424 | 19.4749 | 19.7103 | 19.9484 | 20.1894 | 20.4334
1 | 2 | 3 | 4 | 5 | 6 | 7 | 8 | 9 | 10 | 14/15 | 15/16 | 16/17 | 17/18 | 18/19 | 19/20 | 20/21 | 21/22 | 22/23 | 23/24 | 24/25 | 25/26 | 26/27 | 27/28 | 28/29 | 29/30 | 30/31 | 31/32 | 32/33 | 33/34 | 34/35 | 35/36 | 36/37 | 37/38 | 38/39 | Econometric |  | Belmore Park 132_11kV Tx3 | 0 | 0 | 0 | 0 | 0 | 0 | 0 | 0 | 0 | 1.0643 | 6.4564 | 16.0665 | 16.582 | 17.2875 | 17.0775 | 16.86 | 17.0639 | 17.2702 | 17.479 | 17.6903 | 17.9042 | 18.1206 | 18.3396 | 18.5613 | 18.7856 | 19.0126 | 19.2424 | 19.4749 | 19.7103 | 19.9484 | 20.1894 | 20.4334
0.96666 | 0.93443 | 0.91366 | 0.90351 | 0.90351 | 0.90351 | 0.90351 | 0.90351 | 0.90351 | 0.90351 | -3.334% | -3.334% | -2.223% | -1.111% | 0% | 0% | 0% | 0% | 0% | 0% | 0% | 0% | 0% | 0% | 0% | 0% | 0% | 0% | 0% | 0% | 0% | 0% | 0% | 0% | 0% | Econometric |  | Belmore Park 132_11kV Tx4 | 0 | 0 | 0 | 0 | 0 | 0 | 0 | 0 | 0 | 1.0643 | 6.4564 | 16.0665 | 16.582 | 17.2875 | 17.0775 | 16.86 | 17.0639 | 17.2702 | 17.479 | 17.6903 | 17.9042 | 18.1206 | 18.3396 | 18.5613 | 18.7856 | 19.0126 | 19.2424 | 19.4749 | 19.7103 | 19.9484 | 20.1894 | 20.4334
[35 empty] | Energy Efficiency |  | Belmore Park 132_11kV Tx1 | 0 | 0 | 0 | 0 | 0 | 0 | 0 | 0 | 0 | -1.0522 | -4.5412 | -11.4779 | -11.2824 | -5.6378 | -1.9861 | -3.0569 | -3.1148 | -5.6469 | -3.309 | -3.6289 | -1.7136 | -0.85858 | -1.3628 | -2.1746 | -2.1746 | -2.1746 | -2.1746 | -2.1746 | -2.1746 | -2.1746 | -2.1746 | -2.1746
2: Substation Load Detail | Energy Efficiency |  | Belmore Park 132_11kV Tx2 | 0 | 0 | 0 | 0 | 0 | 0 | 0 | 0 | 0 | -1.38 | -5.9557 | -15.0529 | -14.7966 | -7.3939 | -2.6047 | -4.0091 | -4.085 | -7.4058 | -4.3396 | -4.7592 | -2.2474 | -1.126 | -1.7873 | -2.8519 | -2.8519 | -2.8519 | -2.8519 | -2.8519 | -2.8519 | -2.8519 | -2.8519 | -2.8519
[35 empty] | Energy Efficiency |  | Belmore Park 132_11kV Tx3 | 0 | 0 | 0 | 0 | 0 | 0 | 0 | 0 | 0 | -1.38 | -5.9557 | -15.0529 | -14.7966 | -7.3939 | -2.6047 | -4.0091 | -4.085 | -7.4058 | -4.3396 | -4.7592 | -2.2474 | -1.126 | -1.7873 | -2.8519 | -2.8519 | -2.8519 | -2.8519 | -2.8519 | -2.8519 | -2.8519 | -2.8519 | -2.8519
[7 empty] | Units | 13/14 |  | 14/15 | 15/16 | 16/17 | 17/18 | 18/19 | 19/20 | 20/21 | 21/22 | 22/23 | 23/24 | 24/25 | 25/26 | 26/27 | 27/28 | 28/29 | 29/30 | 30/31 | 31/32 | 32/33 | 33/34 | 34/35 | 35/36 | 36/37 | 37/38 | 38/39 | Energy Efficiency |  | Belmore Park 132_11kV Tx4 | 0 | 0 | 0 | 0 | 0 | 0 | 0 | 0 | 0 | -1.38 | -5.9557 | -15.0529 | -14.7966 | -7.3939 | -2.6047 | -4.0091 | -4.085 | -7.4058 | -4.3396 | -4.7592 | -2.2474 | -1.126 | -1.7873 | -2.8519 | -2.8519 | -2.8519 | -2.8519 | -2.8519 | -2.8519 | -2.8519 | -2.8519 | -2.8519
1 | Belmore Park 132_11kV | Compensated |  | Load (LV side) |  |  | Amps | 0 | 0 | 0 | 0 | 477.4254 | 2443.189 | 3630.813 | 3637.531 | 3674.755 | 3729.209 | 3777.561 | 3826.394 | 3863.509 | 3912.946 | 3961.599 | 4020.508 | 4084.45 | 4146.728 | 4205.835 | 4265.785 | 4326.59 | 4388.26 | 4450.804 | 4514.233 | 4578.559 | 4643.792 | 4709.942 | Solar PV |  | Belmore Park 132_11kV Tx1 | 0 | 0 | 0 | 0 | 0 | 0 | 0 | 0 | 0 | 0 | 0 | 0 | 0 | 0 | 0 | 0 | 0 | 0 | 0 | 0 | 0 | 0 | 0 | 0 | 0 | 0 | 0 | 0 | 0 | 0 | 0 | 0
|  |  |  | Apparent Power |  |  | MVA | 0 |  | 0 | 0 | 9.0962 | 46.549 | 69.1763 | 69.3043 | 70.0135 | 71.051 | 71.9722 | 72.9026 | 73.6097 | 74.5516 | 75.4786 | 76.601 | 77.8192 | 79.0058 | 80.1319 | 81.2741 | 82.4326 | 83.6076 | 84.7992 | 86.0077 | 87.2333 | 88.4761 | 89.7365 | Solar PV |  | Belmore Park 132_11kV Tx2 | 0 | 0 | 0 | 0 | 0 | 0 | 0 | 0 | 0 | 0 | 0 | 0 | 0 | 0 | 0 | 0 | 0 | 0 | 0 | 0 | 0 | 0 | 0 | 0 | 0 | 0 | 0 | 0 | 0 | 0 | 0 | 0
|  |  |  | Real Power |  |  | MW | 0 | 0 | 0 | 0 | 8.4466 | 42.9524 | 63.7134 | 63.8313 | 64.4845 | 65.4401 | 66.2886 | 67.1455 | 67.7968 | 68.6643 | 69.5181 | 70.5518 | 71.6739 | 72.7667 | 73.8039 | 74.8559 | 75.9229 | 77.0051 | 78.1026 | 79.2157 | 80.3445 | 81.4892 | 82.65 | Solar PV |  | Belmore Park 132_11kV Tx3 | 0 | 0 | 0 | 0 | 0 | 0 | 0 | 0 | 0 | 0 | 0 | 0 | 0 | 0 | 0 | 0 | 0 | 0 | 0 | 0 | 0 | 0 | 0 | 0 | 0 | 0 | 0 | 0 | 0 | 0 | 0 | 0
|  |  |  | Reactive Power |  |  | MVAr | 0 |  | 0 | 0 | 3.3758 | 17.9417 | 26.9436 | 26.9934 | 27.2696 | 27.6737 | 28.0326 | 28.3949 | 28.6704 | 29.0372 | 29.3983 | 29.8354 | 30.3099 | 30.7721 | 31.2107 | 31.6556 | 32.1068 | 32.5644 | 33.0286 | 33.4993 | 33.9766 | 34.4607 | 34.9516 | Solar PV |  | Belmore Park 132_11kV Tx4 | 0 | 0 | 0 | 0 | 0 | 0 | 0 | 0 | 0 | 0 | 0 | 0 | 0 | 0 | 0 | 0 | 0 | 0 | 0 | 0 | 0 | 0 | 0 | 0 | 0 | 0 | 0 | 0 | 0 | 0 | 0 | 0
|  |  |  | Capacitors In Service |  |  | MVAr | 0 |  | 0 | 0 | 0 | 0 | 0 | 0 | 0 | 0 | 0 | 0 | 0 | 0 | 0 | 0 | 0 | 0 | 0 | 0 | 0 | 0 | 0 | 0 | 0 | 0 | 0
|  |  |  | PF |  |  |  | 0 |  | 0 | 0 | 0.92858 | 0.92273 | 0.92103 | 0.92103 | 0.92103 | 0.92103 | 0.92103 | 0.92103 | 0.92103 | 0.92103 | 0.92103 | 0.92103 | 0.92103 | 0.92103 | 0.92103 | 0.92103 | 0.92103 | 0.92103 | 0.92103 | 0.92103 | 0.92103 | 0.92103 | 0.92103
0.90607 | Diversity Factor: 0.91 | Uncompensated |  | Reactive Power |  |  | MVAr | 0 | 0 | 0 | 0 | 3.3758 | 17.9417 | 26.9436 | 26.9934 | 27.2696 | 27.6737 | 28.0326 | 28.3949 | 28.6704 | 29.0372 | 29.3983 | 29.8354 | 30.3099 | 30.7721 | 31.2107 | 31.6556 | 32.1068 | 32.5644 | 33.0286 | 33.4993 | 33.9766 | 34.4607 | 34.9516
|  |  |  | PF |  |  |  | 0 |  | 0 | 0 | 0.92858 | 0.92273 | 0.92103 | 0.92103 | 0.92103 | 0.92103 | 0.92103 | 0.92103 | 0.92103 | 0.92103 | 0.92103 | 0.92103 | 0.92103 | 0.92103 | 0.92103 | 0.92103 | 0.92103 | 0.92103 | 0.92103 | 0.92103 | 0.92103 | 0.92103 | 0.92103
[10 empty] | 1 | 2 | 3 | 4 | 5 | 6 | 7 | 8 | 9 | 10 | 11 | 12 | 13 | 14 | 15 | 16 | 17 | 18 | 19 | 20 | 21 | 22 | 23 | 24 | 25
Transformer Load Detail
[7 empty] | Units | 13/14 |  | 14/15 | 15/16 | 16/17 | 17/18 | 18/19 | 19/20 | 20/21 | 21/22 | 22/23 | 23/24 | 24/25 | 25/26 | 26/27 | 27/28 | 28/29 | 29/30 | 30/31 | 31/32 | 32/33 | 33/34 | 34/35 | 35/36 | 36/37 | 37/38 | 38/39
| 0 | Compensated |  | Load (LV side) |  |  | Amps
|  |  |  | Apparent Power |  |  | MVA
|  |  |  | Real Power |  |  | MW
|  |  |  | Reactive Power |  |  | MVAr
|  |  |  | Capacitors In Service |  |  | MVAr
PF
| Zone Div: | Uncompensated |  | Reactive Power |  |  | MVAr
PF
| 0 | Compensated |  | Load (LV side) |  |  | Amps
|  |  |  | Apparent Power |  |  | MVA
|  |  |  | Real Power |  |  | MW
|  |  |  | Reactive Power |  |  | MVAr
|  |  |  | Capacitors In Service |  |  | MVAr
PF
| Zone Div: | Uncompensated |  | Reactive Power |  |  | MVAr
PF
| 0 | Compensated |  | Load (LV side) |  |  | Amps
|  |  |  | Apparent Power |  |  | MVA
|  |  |  | Real Power |  |  | MW
|  |  |  | Reactive Power |  |  | MVAr
|  |  |  | Capacitors In Service |  |  | MVAr
PF
| Zone Div: | Uncompensated |  | Reactive Power |  |  | MVAr
PF
| 0 | Compensated |  | Load (LV side) |  |  | Amps
|  |  |  | Apparent Power |  |  | MVA
|  |  |  | Real Power |  |  | MW
|  |  |  | Reactive Power |  |  | MVAr
|  |  |  | Capacitors In Service |  |  | MVAr
PF
| Zone Div: | Uncompensated |  | Reactive Power |  |  | MVAr
PF
| 0 | Compensated |  | Load (LV side) |  |  | Amps
|  |  |  | Apparent Power |  |  | MVA
|  |  |  | Real Power |  |  | MW
|  |  |  | Reactive Power |  |  | MVAr
|  |  |  | Capacitors In Service |  |  | MVAr
PF
| Zone Div: | Uncompensated |  | Reactive Power |  |  | MVAr
PF
| 0 | Compensated |  | Load (LV side) |  |  | Amps
|  |  |  | Apparent Power |  |  | MVA
|  |  |  | Real Power |  |  | MW
|  |  |  | Reactive Power |  |  | MVAr
|  |  |  | Capacitors In Service |  |  | MVAr
PF
| Zone Div: | Uncompensated |  | Reactive Power |  |  | MVAr
PF
| 0 | Compensated |  | Load (LV side) |  |  | Amps
|  |  |  | Apparent Power |  |  | MVA
|  |  |  | Real Power |  |  | MW
|  |  |  | Reactive Power |  |  | MVAr
|  |  |  | Capacitors In Service |  |  | MVAr
PF
| Zone Div: | Uncompensated |  | Reactive Power |  |  | MVAr
PF
| 0 | Compensated |  | Load (LV side) |  |  | Amps
|  |  |  | Apparent Power |  |  | MVA
|  |  |  | Real Power |  |  | MW
|  |  |  | Reactive Power |  |  | MVAr
|  |  |  | Capacitors In Service |  |  | MVAr
PF
| Zone Div: | Uncompensated |  | Reactive Power |  |  | MVAr
PF
| 0 | Compensated |  | Load (LV side) |  |  | Amps
|  |  |  | Apparent Power |  |  | MVA
|  |  |  | Real Power |  |  | MW
|  |  |  | Reactive Power |  |  | MVAr
|  |  |  | Capacitors In Service |  |  | MVAr
PF
| Zone Div: | Uncompensated |  | Reactive Power |  |  | MVAr
PF
| 0 | Compensated |  | Load (LV side) |  |  | Amps
|  |  |  | Apparent Power |  |  | MVA
|  |  |  | Real Power |  |  | MW
|  |  |  | Reactive Power |  |  | MVAr
|  |  |  | Capacitors In Service |  |  | MVAr
PF
| Zone Div: | Uncompensated |  | Reactive Power |  |  | MVAr
PF

## City Central 132_11kV
| City Central 132_11kV | [16 empty] | 2015 | SUMMER
| Substation Total Loads | [33 empty] | Spots & Transfers Detail
| Historical Loads | (11kV Amps) | [7 empty] | Weather Corrected Forecast Loads |  |  |  | (11kV Amps) | [20 empty] | Spots & Transfers Summary | (11kV Amps) |  | Historical Spots & Transfers | [6 empty] | Forecast Spots & Transfers
|  | 07/08 | 08/09 | 09/10 | 10/11 | 11/12 | 12/13 | 13/14 |  | 14/15 | 15/16 | 16/17 | 17/18 | 18/19 | 19/20 | 20/21 | 21/22 | 22/23 | 23/24 | 24/25 | 25/26 | 26/27 | 27/28 | 28/29 | 29/30 | 30/31 | 31/32 | 32/33 | 33/34 | 34/35 | 35/36 | 36/37 | 37/38 | 38/39 |  |  |  | 07/08 | 08/09 | 09/10 | 10/11 | 11/12 | 12/13 | 13/14 | 14/15 | 15/16 | 16/17 | 17/18 | 18/19 | 19/20 | 20/21 | 21/22 | 22/23 | 23/24 | 24/25 | 25/26 | 26/27 | 27/28 | 28/29 | 29/30 | 30/31 | 31/32 | 32/33 | 33/34 | 34/35 | 35/36 | 36/37 | 37/38 | 38/39
| Total | 7842 | 7369 | 7072 | 7095 | 7002 | 7182 | 6329 |  | 5804.918 | 5391.25 | 5250.789 | 3929.277 | 3924.967 | 3933.114 | 4002.677 | 4108.61 | 4203.069 | 4291.976 | 4362.048 | 4457.521 | 4551.748 | 4662.307 | 4786.507 | 4907.97 | 5023.457 | 5135.358 | 5253.087 | 5373.114 | 5495.442 | 5620.079 | 5747.032 | 5876.309 | 6007.919 |  |  | Total | 0 | 0 | 0 | 282.8945 | -0.37475 | 0 | 0 | -98.9854 | -236.2262 | -21.2556 | -1410.6975 | -4.7752 | 9.0266 | 76.9008 | 116.5569 | 103.4148 | 104.4778 | 77.7945 | 105.54 | 103.6841 | 126.8252 | 138.1308 | 134.2929 | 127.0215 | 128.8471 | 130.6948 | 132.5646 | 134.457 | 136.3721 | 138.3102 | 140.2717 | 142.2567
| Firm Rating | 0 | 0 | 0 | 0 | 0 | 0 | 10077 |  | 10077 | 10077 | 10077 | 10077 | 10077 | 10077 | 10077 | 10077 | 10077 | 10077 | 10077 | 10077 | 10077 | 10077 | 10077 | 10077 | 10077 | 10077 | 10077 | 10077 | 10077 | 10077 | 10077 | 10077 | 10077
| Total Capacity | 0 | 0 | 0 | 0 | 0 | 0 | 13350 |  | 13350 | 13350 | 13350 | 13350 | 13350 | 13350 | 13350 | 13350 | 13350 | 13350 | 13350 | 13350 | 13350 | 13350 | 13350 | 13350 | 13350 | 13350 | 13350 | 13350 | 13350 | 13350 | 13350 | 13350 | 13350 |  |  | City Central 132_11kV Tx1 | 0 | 0 | 0 | -0.026374 | -0.093688 | 0 | 0 | -24.7463 | -59.0566 | -5.3139 | -352.6744 | -1.1938 | 2.2566 | 19.2252 | 29.1392 | 25.8537 | 26.1194 | 19.4486 | 26.385 | 25.921 | 31.7063 | 34.5327 | 33.5732 | 31.7554 | 32.2118 | 32.6737 | 33.1412 | 33.6142 | 34.093 | 34.5776 | 35.0679 | 35.5642
|  | -7 | -6 | -5 | -4 | -3 | -2 | -1 |  | 0 | 1 | 2 | 3 | 4 | 5 | 6 | 7 | 8 | 9 | 10 | 11 | 12 | 13 | 14 | 15 | 16 | 17 | 18 | 19 | 20 | 21 | 22 | 23 | 24 |  |  | City Central 132_11kV Tx2 | 0 | 0 | 0 | -0.026374 | -0.093688 | 0 | 0 | -24.7463 | -59.0566 | -5.3139 | -352.6744 | -1.1938 | 2.2566 | 19.2252 | 29.1392 | 25.8537 | 26.1194 | 19.4486 | 26.385 | 25.921 | 31.7063 | 34.5327 | 33.5732 | 31.7554 | 32.2118 | 32.6737 | 33.1412 | 33.6142 | 34.093 | 34.5776 | 35.0679 | 35.5642
| Transformer Loads | [35 empty] | City Central 132_11kV Tx3 | 0 | 0 | 0 | 282.9736 | -0.093688 | 0 | 0 | -24.7463 | -59.0566 | -5.3139 | -352.6744 | -1.1938 | 2.2566 | 19.2252 | 29.1392 | 25.8537 | 26.1194 | 19.4486 | 26.385 | 25.921 | 31.7063 | 34.5327 | 33.5732 | 31.7554 | 32.2118 | 32.6737 | 33.1412 | 33.6142 | 34.093 | 34.5776 | 35.0679 | 35.5642
| Historical Loads | (11kV Amps) | [7 empty] | Weather Corrected Forecast Loads |  |  |  | (11kV Amps) | [22 empty] | City Central 132_11kV Tx4 | 0 | 0 | 0 | -0.026374 | -0.093688 | 0 | 0 | -24.7463 | -59.0566 | -5.3139 | -352.6744 | -1.1938 | 2.2566 | 19.2252 | 29.1392 | 25.8537 | 26.1194 | 19.4486 | 26.385 | 25.921 | 31.7063 | 34.5327 | 33.5732 | 31.7554 | 32.2118 | 32.6737 | 33.1412 | 33.6142 | 34.093 | 34.5776 | 35.0679 | 35.5642
|  | 07/08 | 08/09 | 09/10 | 10/11 | 11/12 | 12/13 | 13/14 |  | 14/15 | 15/16 | 16/17 | 17/18 | 18/19 | 19/20 | 20/21 | 21/22 | 22/23 | 23/24 | 24/25 | 25/26 | 26/27 | 27/28 | 28/29 | 29/30 | 30/31 | 31/32 | 32/33 | 33/34 | 34/35 | 35/36 | 36/37 | 37/38 | 38/39 |  |  |  | 0 | 0 | 0 | 0 | 0 | 0 | 0 | 0 | 0 | 0 | 0 | 0 | 0 | 0 | 0 | 0 | 0 | 0 | 0 | 0 | 0 | 0 | 0 | 0 | 0 | 0 | 0 | 0 | 0 | 0 | 0 | 0
| 0 | [36 empty] | 0 | 0 | 0 | 0 | 0 | 0 | 0 | 0 | 0 | 0 | 0 | 0 | 0 | 0 | 0 | 0 | 0 | 0 | 0 | 0 | 0 | 0 | 0 | 0 | 0 | 0 | 0 | 0 | 0 | 0 | 0 | 0
| Diversity Factor: 0 | [36 empty] | 0 | 0 | 0 | 0 | 0 | 0 | 0 | 0 | 0 | 0 | 0 | 0 | 0 | 0 | 0 | 0 | 0 | 0 | 0 | 0 | 0 | 0 | 0 | 0 | 0 | 0 | 0 | 0 | 0 | 0 | 0 | 0
[38 empty] | 0 | 0 | 0 | 0 | 0 | 0 | 0 | 0 | 0 | 0 | 0 | 0 | 0 | 0 | 0 | 0 | 0 | 0 | 0 | 0 | 0 | 0 | 0 | 0 | 0 | 0 | 0 | 0 | 0 | 0 | 0 | 0
[38 empty] | 0 | 0 | 0 | 0 | 0 | 0 | 0 | 0 | 0 | 0 | 0 | 0 | 0 | 0 | 0 | 0 | 0 | 0 | 0 | 0 | 0 | 0 | 0 | 0 | 0 | 0 | 0 | 0 | 0 | 0 | 0 | 0
| 0 | [36 empty] | 0 | 0 | 0 | 0 | 0 | 0 | 0 | 0 | 0 | 0 | 0 | 0 | 0 | 0 | 0 | 0 | 0 | 0 | 0 | 0 | 0 | 0 | 0 | 0 | 0 | 0 | 0 | 0 | 0 | 0 | 0 | 0
Diversity Factor: 0
[38 empty] | Historical Spots & Transfers | [6 empty] | Forecast Spots & Transfers
[35 empty] | Project Name | From | To | 07/08 | 08/09 | 09/10 | 10/11 | 11/12 | 12/13 | 13/14 | 14/15 | 15/16 | 16/17 | 17/18 | 18/19 | 19/20 | 20/21 | 21/22 | 22/23 | 23/24 | 24/25 | 25/26 | 26/27 | 27/28 | 28/29 | 29/30 | 30/31 | 31/32 | 32/33 | 33/34 | 34/35 | 35/36 | 36/37 | 37/38 | 38/39
| 0 | [33 empty] | Broad based demand management |  | City Central 132_11kV Tx1 | 0 | 0 | 0 | 0 | 0 | 0 | 0 | 0 | -1.4786 | -1.4364 | -1.6899 | -1.9433 | 0 | 0 | 0 | 0 | 0 | 0 | 0 | 0 | 0 | 0 | 0 | 0 | 0 | 0 | 0 | 0 | 0 | 0 | 0 | 0
| Diversity Factor: 0 | [33 empty] | Broad based demand management |  | City Central 132_11kV Tx2 | 0 | 0 | 0 | 0 | 0 | 0 | 0 | 0 | -1.4786 | -1.4364 | -1.6899 | -1.9433 | 0 | 0 | 0 | 0 | 0 | 0 | 0 | 0 | 0 | 0 | 0 | 0 | 0 | 0 | 0 | 0 | 0 | 0 | 0 | 0
[35 empty] | Broad based demand management |  | City Central 132_11kV Tx3 | 0 | 0 | 0 | 0 | 0 | 0 | 0 | 0 | -1.4786 | -1.4364 | -1.6899 | -1.9433 | 0 | 0 | 0 | 0 | 0 | 0 | 0 | 0 | 0 | 0 | 0 | 0 | 0 | 0 | 0 | 0 | 0 | 0 | 0 | 0
[35 empty] | Broad based demand management |  | City Central 132_11kV Tx4 | 0 | 0 | 0 | 0 | 0 | 0 | 0 | 0 | -1.4786 | -1.4364 | -1.6899 | -1.9433 | 0 | 0 | 0 | 0 | 0 | 0 | 0 | 0 | 0 | 0 | 0 | 0 | 0 | 0 | 0 | 0 | 0 | 0 | 0 | 0
| 0 | [33 empty] | Commissioning Transfers | City Central 132_11kV Tx1 | City North 132_11kV Tx1 | 0 | 0 | 0 | 0 | 0 | 0 | 0 | 9.1196 | 11.7035 | 0 | 0 | 0 | 0 | 0 | 0 | 0 | 0 | 0 | 0 | 0 | 0 | 0 | 0 | 0 | 0 | 0 | 0 | 0 | 0 | 0 | 0 | 0
| Diversity Factor: 0 | [33 empty] | Commissioning Transfers | City Central 132_11kV Tx1 | City North 132_11kV Tx2 | 0 | 0 | 0 | 0 | 0 | 0 | 0 | 11.9601 | 15.3488 | 0 | 0 | 0 | 0 | 0 | 0 | 0 | 0 | 0 | 0 | 0 | 0 | 0 | 0 | 0 | 0 | 0 | 0 | 0 | 0 | 0 | 0 | 0
[35 empty] | Commissioning Transfers | City Central 132_11kV Tx1 | City North 132_11kV Tx3 | 0 | 0 | 0 | 0 | 0 | 0 | 0 | 11.9601 | 15.3488 | 0 | 0 | 0 | 0 | 0 | 0 | 0 | 0 | 0 | 0 | 0 | 0 | 0 | 0 | 0 | 0 | 0 | 0 | 0 | 0 | 0 | 0 | 0
[35 empty] | Commissioning Transfers | City Central 132_11kV Tx1 | City North 132_11kV Tx4 | 0 | 0 | 0 | 0 | 0 | 0 | 0 | 11.9601 | 15.3488 | 0 | 0 | 0 | 0 | 0 | 0 | 0 | 0 | 0 | 0 | 0 | 0 | 0 | 0 | 0 | 0 | 0 | 0 | 0 | 0 | 0 | 0 | 0
| 0 | [33 empty] | Commissioning Transfers | City Central 132_11kV Tx1 | City North 132_11kV Tx5 | 0 | 0 | 0 | 0 | 0 | 0 | 0 | 0 | 0 | 0 | 0 | 0 | 0 | 0 | 0 | 0 | 0 | 0 | 0 | 0 | 0 | 0 | 0 | 0 | 0 | 0 | 0 | 0 | 0 | 0 | 0 | 0
| Diversity Factor: 0 | [33 empty] | Commissioning Transfers | City Central 132_11kV Tx2 | City North 132_11kV Tx1 | 0 | 0 | 0 | 0 | 0 | 0 | 0 | 9.1196 | 11.7035 | 0 | 0 | 0 | 0 | 0 | 0 | 0 | 0 | 0 | 0 | 0 | 0 | 0 | 0 | 0 | 0 | 0 | 0 | 0 | 0 | 0 | 0 | 0
[35 empty] | Commissioning Transfers | City Central 132_11kV Tx2 | City North 132_11kV Tx2 | 0 | 0 | 0 | 0 | 0 | 0 | 0 | 11.9601 | 15.3488 | 0 | 0 | 0 | 0 | 0 | 0 | 0 | 0 | 0 | 0 | 0 | 0 | 0 | 0 | 0 | 0 | 0 | 0 | 0 | 0 | 0 | 0 | 0
[35 empty] | Commissioning Transfers | City Central 132_11kV Tx2 | City North 132_11kV Tx3 | 0 | 0 | 0 | 0 | 0 | 0 | 0 | 11.9601 | 15.3488 | 0 | 0 | 0 | 0 | 0 | 0 | 0 | 0 | 0 | 0 | 0 | 0 | 0 | 0 | 0 | 0 | 0 | 0 | 0 | 0 | 0 | 0 | 0
| 0 | [33 empty] | Commissioning Transfers | City Central 132_11kV Tx2 | City North 132_11kV Tx4 | 0 | 0 | 0 | 0 | 0 | 0 | 0 | 11.9601 | 15.3488 | 0 | 0 | 0 | 0 | 0 | 0 | 0 | 0 | 0 | 0 | 0 | 0 | 0 | 0 | 0 | 0 | 0 | 0 | 0 | 0 | 0 | 0 | 0
| Diversity Factor: 0 | [33 empty] | Commissioning Transfers | City Central 132_11kV Tx2 | City North 132_11kV Tx5 | 0 | 0 | 0 | 0 | 0 | 0 | 0 | 0 | 0 | 0 | 0 | 0 | 0 | 0 | 0 | 0 | 0 | 0 | 0 | 0 | 0 | 0 | 0 | 0 | 0 | 0 | 0 | 0 | 0 | 0 | 0 | 0
[35 empty] | Commissioning Transfers | City Central 132_11kV Tx3 | City North 132_11kV Tx1 | 0 | 0 | 0 | 0 | 0 | 0 | 0 | 9.1196 | 11.7035 | 0 | 0 | 0 | 0 | 0 | 0 | 0 | 0 | 0 | 0 | 0 | 0 | 0 | 0 | 0 | 0 | 0 | 0 | 0 | 0 | 0 | 0 | 0
[35 empty] | Commissioning Transfers | City Central 132_11kV Tx3 | City North 132_11kV Tx2 | 0 | 0 | 0 | 0 | 0 | 0 | 0 | 11.9601 | 15.3488 | 0 | 0 | 0 | 0 | 0 | 0 | 0 | 0 | 0 | 0 | 0 | 0 | 0 | 0 | 0 | 0 | 0 | 0 | 0 | 0 | 0 | 0 | 0
| 0 | [33 empty] | Commissioning Transfers | City Central 132_11kV Tx3 | City North 132_11kV Tx3 | 0 | 0 | 0 | 0 | 0 | 0 | 0 | 11.9601 | 15.3488 | 0 | 0 | 0 | 0 | 0 | 0 | 0 | 0 | 0 | 0 | 0 | 0 | 0 | 0 | 0 | 0 | 0 | 0 | 0 | 0 | 0 | 0 | 0
| Diversity Factor: 0 | [33 empty] | Commissioning Transfers | City Central 132_11kV Tx3 | City North 132_11kV Tx4 | 0 | 0 | 0 | 0 | 0 | 0 | 0 | 11.9601 | 15.3488 | 0 | 0 | 0 | 0 | 0 | 0 | 0 | 0 | 0 | 0 | 0 | 0 | 0 | 0 | 0 | 0 | 0 | 0 | 0 | 0 | 0 | 0 | 0
[35 empty] | Commissioning Transfers | City Central 132_11kV Tx3 | City North 132_11kV Tx5 | 0 | 0 | 0 | 0 | 0 | 0 | 0 | 0 | 0 | 0 | 0 | 0 | 0 | 0 | 0 | 0 | 0 | 0 | 0 | 0 | 0 | 0 | 0 | 0 | 0 | 0 | 0 | 0 | 0 | 0 | 0 | 0
[35 empty] | Commissioning Transfers | City Central 132_11kV Tx4 | City North 132_11kV Tx1 | 0 | 0 | 0 | 0 | 0 | 0 | 0 | 9.1196 | 11.7035 | 0 | 0 | 0 | 0 | 0 | 0 | 0 | 0 | 0 | 0 | 0 | 0 | 0 | 0 | 0 | 0 | 0 | 0 | 0 | 0 | 0 | 0 | 0
| 0 | [33 empty] | Commissioning Transfers | City Central 132_11kV Tx4 | City North 132_11kV Tx2 | 0 | 0 | 0 | 0 | 0 | 0 | 0 | 11.9601 | 15.3488 | 0 | 0 | 0 | 0 | 0 | 0 | 0 | 0 | 0 | 0 | 0 | 0 | 0 | 0 | 0 | 0 | 0 | 0 | 0 | 0 | 0 | 0 | 0
| Diversity Factor: 0 | [33 empty] | Commissioning Transfers | City Central 132_11kV Tx4 | City North 132_11kV Tx3 | 0 | 0 | 0 | 0 | 0 | 0 | 0 | 11.9601 | 15.3488 | 0 | 0 | 0 | 0 | 0 | 0 | 0 | 0 | 0 | 0 | 0 | 0 | 0 | 0 | 0 | 0 | 0 | 0 | 0 | 0 | 0 | 0 | 0
[35 empty] | Commissioning Transfers | City Central 132_11kV Tx4 | City North 132_11kV Tx4 | 0 | 0 | 0 | 0 | 0 | 0 | 0 | 11.9601 | 15.3488 | 0 | 0 | 0 | 0 | 0 | 0 | 0 | 0 | 0 | 0 | 0 | 0 | 0 | 0 | 0 | 0 | 0 | 0 | 0 | 0 | 0 | 0 | 0
[35 empty] | Commissioning Transfers | City Central 132_11kV Tx4 | City North 132_11kV Tx5 | 0 | 0 | 0 | 0 | 0 | 0 | 0 | 0 | 0 | 0 | 0 | 0 | 0 | 0 | 0 | 0 | 0 | 0 | 0 | 0 | 0 | 0 | 0 | 0 | 0 | 0 | 0 | 0 | 0 | 0 | 0 | 0
| 0 | [33 empty] | DNP_ID: 6448. Relief of panel 1L, 3L and 12L feeders at Darling Harbour zone | Darling Harbour 132_11kV Tx11 | City Central 132_11kV Tx3 | 0 | 0 | 0 | 136 | 0 | 0 | 0 | 0 | 0 | 0 | 0 | 0 | 0 | 0 | 0 | 0 | 0 | 0 | 0 | 0 | 0 | 0 | 0 | 0 | 0 | 0 | 0 | 0 | 0 | 0 | 0 | 0
| Diversity Factor: 0 | [33 empty] | DNP_ID: 6448. Relief of panel 1L, 3L and 12L feeders at Darling Harbour zone | Darling Harbour 132_11kV Tx12 | City Central 132_11kV Tx3 | 0 | 0 | 0 | 147 | 0 | 0 | 0 | 0 | 0 | 0 | 0 | 0 | 0 | 0 | 0 | 0 | 0 | 0 | 0 | 0 | 0 | 0 | 0 | 0 | 0 | 0 | 0 | 0 | 0 | 0 | 0 | 0
[35 empty] | Spot |  | City Central 132_11kV Tx1 | 0 | 0 | 0 | 0 | 0 | 0 | 0 | 32.8625 | 5.5 | 0 | 0 | 0 | 0 | 0 | 0 | 0 | 0 | 0 | 0 | 0 | 0 | 0 | 0 | 0 | 0 | 0 | 0 | 0 | 0 | 0 | 0 | 0
[35 empty] | Spot |  | City Central 132_11kV Tx2 | 0 | 0 | 0 | 0 | 0 | 0 | 0 | 32.8625 | 5.5 | 0 | 0 | 0 | 0 | 0 | 0 | 0 | 0 | 0 | 0 | 0 | 0 | 0 | 0 | 0 | 0 | 0 | 0 | 0 | 0 | 0 | 0 | 0
| 0 | [33 empty] | Spot |  | City Central 132_11kV Tx3 | 0 | 0 | 0 | 0 | 0 | 0 | 0 | 32.8625 | 5.5 | 0 | 0 | 0 | 0 | 0 | 0 | 0 | 0 | 0 | 0 | 0 | 0 | 0 | 0 | 0 | 0 | 0 | 0 | 0 | 0 | 0 | 0 | 0
| Diversity Factor: 0 | [33 empty] | Spot |  | City Central 132_11kV Tx4 | 0 | 0 | 0 | 0 | 0 | 0 | 0 | 32.8625 | 5.5 | 0 | 0 | 0 | 0 | 0 | 0 | 0 | 0 | 0 | 0 | 0 | 0 | 0 | 0 | 0 | 0 | 0 | 0 | 0 | 0 | 0 | 0 | 0
[35 empty] | Transfers | City Central 132_11kV Tx1 | Belmore Park 132_11kV Tx1 | 0 | 0 | 0 | 0 | 0 | 0 | 0 | 0 | 0 | 0 | 8.6636 | 0 | 0 | 0 | 0 | 0 | 0 | 0 | 0 | 0 | 0 | 0 | 0 | 0 | 0 | 0 | 0 | 0 | 0 | 0 | 0 | 0
[35 empty] | Transfers | City Central 132_11kV Tx1 | Belmore Park 132_11kV Tx2 | 0 | 0 | 0 | 0 | 0 | 0 | 0 | 0 | 0 | 0 | 11.3621 | 0 | 0 | 0 | 0 | 0 | 0 | 0 | 0 | 0 | 0 | 0 | 0 | 0 | 0 | 0 | 0 | 0 | 0 | 0 | 0 | 0
[35 empty] | Transfers | City Central 132_11kV Tx1 | Belmore Park 132_11kV Tx3 | 0 | 0 | 0 | 0 | 0 | 0 | 0 | 0 | 0 | 0 | 11.3621 | 0 | 0 | 0 | 0 | 0 | 0 | 0 | 0 | 0 | 0 | 0 | 0 | 0 | 0 | 0 | 0 | 0 | 0 | 0 | 0 | 0
| Weather Correction and Public Holiday Factors | [8 empty] | Forecast ROG | [24 empty] | Transfers | City Central 132_11kV Tx1 | Belmore Park 132_11kV Tx4 | 0 | 0 | 0 | 0 | 0 | 0 | 0 | 0 | 0 | 0 | 11.3621 | 0 | 0 | 0 | 0 | 0 | 0 | 0 | 0 | 0 | 0 | 0 | 0 | 0 | 0 | 0 | 0 | 0 | 0 | 0 | 0 | 0
[10 empty] | ROG Justification | [24 empty] | Transfers | City Central 132_11kV Tx1 | City South 132_11kV Tx1 | 0 | 0 | 0 | 0 | 0 | 0 | 0 | 0 | 0 | 0 | 78.7022 | 0 | 0 | 0 | 0 | 0 | 0 | 0 | 0 | 0 | 0 | 0 | 0 | 0 | 0 | 0 | 0 | 0 | 0 | 0 | 0 | 0
| Actual loads for season 13/14 have been weather corrected by the following: | [8 empty] | 7 year ROG ok | [24 empty] | Transfers | City Central 132_11kV Tx1 | City South 132_11kV Tx2 | 0 | 0 | 0 | 0 | 0 | 0 | 0 | 0 | 0 | 0 | 78.6648 | 0 | 0 | 0 | 0 | 0 | 0 | 0 | 0 | 0 | 0 | 0 | 0 | 0 | 0 | 0 | 0 | 0 | 0 | 0 | 0 | 0 | 7 year ROG ok
[35 empty] | Transfers | City Central 132_11kV Tx1 | City South 132_11kV Tx3 | 0 | 0 | 0 | 0 | 0 | 0 | 0 | 0 | 0 | 0 | 74.1675 | 0 | 0 | 0 | 0 | 0 | 0 | 0 | 0 | 0 | 0 | 0 | 0 | 0 | 0 | 0 | 0 | 0 | 0 | 0 | 0 | 0
[35 empty] | Transfers | City Central 132_11kV Tx1 | City South 132_11kV Tx4 | 0 | 0 | 0 | 0 | 0 | 0 | 0 | 0 | 0 | 0 | 77.4655 | 0 | 0 | 0 | 0 | 0 | 0 | 0 | 0 | 0 | 0 | 0 | 0 | 0 | 0 | 0 | 0 | 0 | 0 | 0 | 0 | 0
1 | 2 | 3 | 4 | 5 | 6 | 7 | 8 | 9 | 10 | 14/15 | 15/16 | 16/17 | 17/18 | 18/19 | 19/20 | 20/21 | 21/22 | 22/23 | 23/24 | 24/25 | 25/26 | 26/27 | 27/28 | 28/29 | 29/30 | 30/31 | 31/32 | 32/33 | 33/34 | 34/35 | 35/36 | 36/37 | 37/38 | 38/39 | Transfers | City Central 132_11kV Tx2 | Belmore Park 132_11kV Tx1 | 0 | 0 | 0 | 0 | 0 | 0 | 0 | 0 | 0 | 0 | 8.6636 | 0 | 0 | 0 | 0 | 0 | 0 | 0 | 0 | 0 | 0 | 0 | 0 | 0 | 0 | 0 | 0 | 0 | 0 | 0 | 0 | 0
0.96666 | 0.93443 | 0.91366 | 0.90351 | 0.90351 | 0.90351 | 0.90351 | 0.90351 | 0.90351 | 0.90351 | -3.334% | -3.334% | -2.223% | -1.111% | 0% | 0% | 0% | 0% | 0% | 0% | 0% | 0% | 0% | 0% | 0% | 0% | 0% | 0% | 0% | 0% | 0% | 0% | 0% | 0% | 0% | Transfers | City Central 132_11kV Tx2 | Belmore Park 132_11kV Tx2 | 0 | 0 | 0 | 0 | 0 | 0 | 0 | 0 | 0 | 0 | 11.3621 | 0 | 0 | 0 | 0 | 0 | 0 | 0 | 0 | 0 | 0 | 0 | 0 | 0 | 0 | 0 | 0 | 0 | 0 | 0 | 0 | 0
[35 empty] | Transfers | City Central 132_11kV Tx2 | Belmore Park 132_11kV Tx3 | 0 | 0 | 0 | 0 | 0 | 0 | 0 | 0 | 0 | 0 | 11.3621 | 0 | 0 | 0 | 0 | 0 | 0 | 0 | 0 | 0 | 0 | 0 | 0 | 0 | 0 | 0 | 0 | 0 | 0 | 0 | 0 | 0
2: Substation Load Detail | Transfers | City Central 132_11kV Tx2 | Belmore Park 132_11kV Tx4 | 0 | 0 | 0 | 0 | 0 | 0 | 0 | 0 | 0 | 0 | 11.3621 | 0 | 0 | 0 | 0 | 0 | 0 | 0 | 0 | 0 | 0 | 0 | 0 | 0 | 0 | 0 | 0 | 0 | 0 | 0 | 0 | 0
[35 empty] | Transfers | City Central 132_11kV Tx2 | City South 132_11kV Tx1 | 0 | 0 | 0 | 0 | 0 | 0 | 0 | 0 | 0 | 0 | 78.7022 | 0 | 0 | 0 | 0 | 0 | 0 | 0 | 0 | 0 | 0 | 0 | 0 | 0 | 0 | 0 | 0 | 0 | 0 | 0 | 0 | 0
[7 empty] | Units | 13/14 |  | 14/15 | 15/16 | 16/17 | 17/18 | 18/19 | 19/20 | 20/21 | 21/22 | 22/23 | 23/24 | 24/25 | 25/26 | 26/27 | 27/28 | 28/29 | 29/30 | 30/31 | 31/32 | 32/33 | 33/34 | 34/35 | 35/36 | 36/37 | 37/38 | 38/39 | Transfers | City Central 132_11kV Tx2 | City South 132_11kV Tx2 | 0 | 0 | 0 | 0 | 0 | 0 | 0 | 0 | 0 | 0 | 78.6648 | 0 | 0 | 0 | 0 | 0 | 0 | 0 | 0 | 0 | 0 | 0 | 0 | 0 | 0 | 0 | 0 | 0 | 0 | 0 | 0 | 0
1 | City Central 132_11kV | Compensated |  | Load (LV side) |  |  | Amps | 6329 | 6540.9197 | 5804.918 | 5391.25 | 5250.789 | 3929.277 | 3924.967 | 3933.114 | 4002.677 | 4108.61 | 4203.069 | 4291.976 | 4362.048 | 4457.521 | 4551.748 | 4662.307 | 4786.507 | 4907.97 | 5023.457 | 5135.358 | 5253.087 | 5373.114 | 5495.442 | 5620.079 | 5747.032 | 5876.309 | 6007.919 | Transfers | City Central 132_11kV Tx2 | City South 132_11kV Tx3 | 0 | 0 | 0 | 0 | 0 | 0 | 0 | 0 | 0 | 0 | 74.1675 | 0 | 0 | 0 | 0 | 0 | 0 | 0 | 0 | 0 | 0 | 0 | 0 | 0 | 0 | 0 | 0 | 0 | 0 | 0 | 0 | 0
|  |  |  | Apparent Power |  |  | MVA | 120.5836 |  | 110.5985 | 102.7171 | 100.0409 | 74.8628 | 74.7807 | 74.9359 | 76.2612 | 78.2795 | 80.0792 | 81.7731 | 83.1082 | 84.9272 | 86.7224 | 88.8289 | 91.1952 | 93.5094 | 95.7097 | 97.8417 | 100.0847 | 102.3715 | 104.7022 | 107.0769 | 109.4956 | 111.9587 | 114.4662 | Transfers | City Central 132_11kV Tx2 | City South 132_11kV Tx4 | 0 | 0 | 0 | 0 | 0 | 0 | 0 | 0 | 0 | 0 | 77.4655 | 0 | 0 | 0 | 0 | 0 | 0 | 0 | 0 | 0 | 0 | 0 | 0 | 0 | 0 | 0 | 0 | 0 | 0 | 0 | 0 | 0
|  |  |  | Real Power |  |  | MW | 112.176 | 115.9321 | 110.38 | 102.6699 | 100.0248 | 74.8521 | 74.7707 | 74.9246 | 76.2363 | 78.2243 | 79.9881 | 81.7701 | 83.0969 | 84.897 | 86.6655 | 88.8286 | 91.1846 | 93.4751 | 95.6415 | 97.8392 | 100.0682 | 102.3293 | 104.6226 | 106.9485 | 109.3076 | 111.7 | 114.1264 | Transfers | City Central 132_11kV Tx3 | Belmore Park 132_11kV Tx1 | 0 | 0 | 0 | 0 | 0 | 0 | 0 | 0 | 0 | 0 | 8.6636 | 0 | 0 | 0 | 0 | 0 | 0 | 0 | 0 | 0 | 0 | 0 | 0 | 0 | 0 | 0 | 0 | 0 | 0 | 0 | 0 | 0
|  |  |  | Reactive Power |  |  | MVAr | 44.2375 |  | 6.9488 | 3.1106 | 1.7938 | 1.2625 | 1.2219 | 1.2986 | 1.9515 | 2.9412 | 3.8192 | 0.70631 | 1.3668 | 2.263 | 3.1433 | 0.22015 | 1.393 | 2.5332 | 3.6117 | 0.70573 | 1.8154 | 2.941 | 4.0826 | 5.2405 | 6.4149 | 7.6059 | 8.8138 | Transfers | City Central 132_11kV Tx3 | Belmore Park 132_11kV Tx2 | 0 | 0 | 0 | 0 | 0 | 0 | 0 | 0 | 0 | 0 | 11.3621 | 0 | 0 | 0 | 0 | 0 | 0 | 0 | 0 | 0 | 0 | 0 | 0 | 0 | 0 | 0 | 0 | 0 | 0 | 0 | 0 | 0
|  |  |  | Capacitors In Service |  |  | MVAr | 12 |  | 48 | 48 | 48 | 36 | 36 | 36 | 36 | 36 | 36 | 40 | 40 | 40 | 40 | 44 | 44 | 44 | 44 | 48 | 48 | 48 | 48 | 48 | 48 | 48 | 48 | Transfers | City Central 132_11kV Tx3 | Belmore Park 132_11kV Tx3 | 0 | 0 | 0 | 0 | 0 | 0 | 0 | 0 | 0 | 0 | 11.3621 | 0 | 0 | 0 | 0 | 0 | 0 | 0 | 0 | 0 | 0 | 0 | 0 | 0 | 0 | 0 | 0 | 0 | 0 | 0 | 0 | 0
|  |  |  | PF |  |  |  | 0.93028 |  | 0.99802 | 0.99954 | 0.99984 | 0.99986 | 0.99987 | 0.99985 | 0.99967 | 0.99929 | 0.99886 | 0.99996 | 0.99986 | 0.99964 | 0.99934 | 1 | 0.99988 | 0.99963 | 0.99929 | 0.99997 | 0.99984 | 0.99959 | 0.99924 | 0.9988 | 0.99828 | 0.99769 | 0.99703 | Transfers | City Central 132_11kV Tx3 | Belmore Park 132_11kV Tx4 | 0 | 0 | 0 | 0 | 0 | 0 | 0 | 0 | 0 | 0 | 11.3621 | 0 | 0 | 0 | 0 | 0 | 0 | 0 | 0 | 0 | 0 | 0 | 0 | 0 | 0 | 0 | 0 | 0 | 0 | 0 | 0 | 0
0.91894 | Diversity Factor: 0.92 | Uncompensated |  | Reactive Power |  |  | MVAr | 56.2375 | 57.7188 | 54.9488 | 51.1106 | 49.7938 | 37.2625 | 37.2219 | 37.2985 | 37.9515 | 38.9412 | 39.8192 | 40.7063 | 41.3668 | 42.2629 | 43.1433 | 44.2201 | 45.393 | 46.5332 | 47.6117 | 48.7057 | 49.8154 | 50.941 | 52.0826 | 53.2405 | 54.4149 | 55.6059 | 56.8137 | Transfers | City Central 132_11kV Tx3 | City South 132_11kV Tx1 | 0 | 0 | 0 | 0 | 0 | 0 | 0 | 0 | 0 | 0 | 78.7022 | 0 | 0 | 0 | 0 | 0 | 0 | 0 | 0 | 0 | 0 | 0 | 0 | 0 | 0 | 0 | 0 | 0 | 0 | 0 | 0 | 0
|  |  |  | PF |  |  |  | 0.89395 |  | 0.89521 | 0.89521 | 0.89521 | 0.89521 | 0.89521 | 0.89521 | 0.89521 | 0.89521 | 0.89521 | 0.89521 | 0.89521 | 0.89521 | 0.89521 | 0.89521 | 0.89521 | 0.89521 | 0.89521 | 0.89521 | 0.89521 | 0.89521 | 0.89521 | 0.89521 | 0.89521 | 0.89521 | 0.89521 | Transfers | City Central 132_11kV Tx3 | City South 132_11kV Tx2 | 0 | 0 | 0 | 0 | 0 | 0 | 0 | 0 | 0 | 0 | 78.6648 | 0 | 0 | 0 | 0 | 0 | 0 | 0 | 0 | 0 | 0 | 0 | 0 | 0 | 0 | 0 | 0 | 0 | 0 | 0 | 0 | 0
[10 empty] | 1 | 2 | 3 | 4 | 5 | 6 | 7 | 8 | 9 | 10 | 11 | 12 | 13 | 14 | 15 | 16 | 17 | 18 | 19 | 20 | 21 | 22 | 23 | 24 | 25 | Transfers | City Central 132_11kV Tx3 | City South 132_11kV Tx3 | 0 | 0 | 0 | 0 | 0 | 0 | 0 | 0 | 0 | 0 | 74.1675 | 0 | 0 | 0 | 0 | 0 | 0 | 0 | 0 | 0 | 0 | 0 | 0 | 0 | 0 | 0 | 0 | 0 | 0 | 0 | 0 | 0
2: Transformer Load Detail | Transfers | City Central 132_11kV Tx3 | City South 132_11kV Tx4 | 0 | 0 | 0 | 0 | 0 | 0 | 0 | 0 | 0 | 0 | 77.4655 | 0 | 0 | 0 | 0 | 0 | 0 | 0 | 0 | 0 | 0 | 0 | 0 | 0 | 0 | 0 | 0 | 0 | 0 | 0 | 0 | 0
[35 empty] | Transfers | City Central 132_11kV Tx4 | Belmore Park 132_11kV Tx1 | 0 | 0 | 0 | 0 | 0 | 0 | 0 | 0 | 0 | 0 | 8.6636 | 0 | 0 | 0 | 0 | 0 | 0 | 0 | 0 | 0 | 0 | 0 | 0 | 0 | 0 | 0 | 0 | 0 | 0 | 0 | 0 | 0
[7 empty] | Units | 13/14 |  | 14/15 | 15/16 | 16/17 | 17/18 | 18/19 | 19/20 | 20/21 | 21/22 | 22/23 | 23/24 | 24/25 | 25/26 | 26/27 | 27/28 | 28/29 | 29/30 | 30/31 | 31/32 | 32/33 | 33/34 | 34/35 | 35/36 | 36/37 | 37/38 | 38/39 | Transfers | City Central 132_11kV Tx4 | Belmore Park 132_11kV Tx2 | 0 | 0 | 0 | 0 | 0 | 0 | 0 | 0 | 0 | 0 | 11.3621 | 0 | 0 | 0 | 0 | 0 | 0 | 0 | 0 | 0 | 0 | 0 | 0 | 0 | 0 | 0 | 0 | 0 | 0 | 0 | 0 | 0
2: 0; 3: Compensated; 5: Load (LV side); 8: Amps | Transfers | City Central 132_11kV Tx4 | Belmore Park 132_11kV Tx3 | 0 | 0 | 0 | 0 | 0 | 0 | 0 | 0 | 0 | 0 | 11.3621 | 0 | 0 | 0 | 0 | 0 | 0 | 0 | 0 | 0 | 0 | 0 | 0 | 0 | 0 | 0 | 0 | 0 | 0 | 0 | 0 | 0
5: Apparent Power; 8: MVA | Transfers | City Central 132_11kV Tx4 | Belmore Park 132_11kV Tx4 | 0 | 0 | 0 | 0 | 0 | 0 | 0 | 0 | 0 | 0 | 11.3621 | 0 | 0 | 0 | 0 | 0 | 0 | 0 | 0 | 0 | 0 | 0 | 0 | 0 | 0 | 0 | 0 | 0 | 0 | 0 | 0 | 0
5: Real Power; 8: MW | Transfers | City Central 132_11kV Tx4 | City South 132_11kV Tx1 | 0 | 0 | 0 | 0 | 0 | 0 | 0 | 0 | 0 | 0 | 78.7022 | 0 | 0 | 0 | 0 | 0 | 0 | 0 | 0 | 0 | 0 | 0 | 0 | 0 | 0 | 0 | 0 | 0 | 0 | 0 | 0 | 0
5: Reactive Power; 8: MVAr | Transfers | City Central 132_11kV Tx4 | City South 132_11kV Tx2 | 0 | 0 | 0 | 0 | 0 | 0 | 0 | 0 | 0 | 0 | 78.6648 | 0 | 0 | 0 | 0 | 0 | 0 | 0 | 0 | 0 | 0 | 0 | 0 | 0 | 0 | 0 | 0 | 0 | 0 | 0 | 0 | 0
5: Capacitors In Service; 8: MVAr | Transfers | City Central 132_11kV Tx4 | City South 132_11kV Tx3 | 0 | 0 | 0 | 0 | 0 | 0 | 0 | 0 | 0 | 0 | 74.1675 | 0 | 0 | 0 | 0 | 0 | 0 | 0 | 0 | 0 | 0 | 0 | 0 | 0 | 0 | 0 | 0 | 0 | 0 | 0 | 0 | 0
[35 empty] | Transfers | City Central 132_11kV Tx4 | City South 132_11kV Tx4 | 0 | 0 | 0 | 0 | 0 | 0 | 0 | 0 | 0 | 0 | 77.4655 | 0 | 0 | 0 | 0 | 0 | 0 | 0 | 0 | 0 | 0 | 0 | 0 | 0 | 0 | 0 | 0 | 0 | 0 | 0 | 0 | 0 | bar: 5
2: Zone Div:; 3: Uncompensated; 5: Reactive Power; 8: MVAr | Econometric |  | City Central 132_11kV Tx1 | 0 | 0 | 0 | 0 | 0 | 0 | 0 | 0 | 0 | 10.8216 | 21.8678 | 32.7117 | 33.6524 | 34.9168 | 34.6274 | 34.3259 | 34.7406 | 35.1604 | 35.5852 | 36.0151 | 36.4502 | 36.8906 | 37.3362 | 37.7872 | 38.2436 | 38.7055 | 39.173 | 39.6461 | 40.1249 | 40.6094 | 41.0998 | 41.596
[35 empty] | Econometric |  | City Central 132_11kV Tx2 | 0 | 0 | 0 | 0 | 0 | 0 | 0 | 0 | 0 | 10.8216 | 21.8678 | 32.7117 | 33.6524 | 34.9168 | 34.6274 | 34.3259 | 34.7406 | 35.1604 | 35.5852 | 36.0151 | 36.4502 | 36.8906 | 37.3362 | 37.7872 | 38.2436 | 38.7055 | 39.173 | 39.6461 | 40.1249 | 40.6094 | 41.0998 | 41.596 | bar: 5
[35 empty] | Econometric |  | City Central 132_11kV Tx3 | 0 | 0 | 0 | 0 | 0 | 0 | 0 | 0 | 0 | 10.8216 | 21.8678 | 32.7117 | 33.6524 | 34.9168 | 34.6274 | 34.3259 | 34.7406 | 35.1604 | 35.5852 | 36.0151 | 36.4502 | 36.8906 | 37.3362 | 37.7872 | 38.2436 | 38.7055 | 39.173 | 39.6461 | 40.1249 | 40.6094 | 41.0998 | 41.596
2: 0; 3: Compensated; 5: Load (LV side); 8: Amps | Econometric |  | City Central 132_11kV Tx4 | 0 | 0 | 0 | 0 | 0 | 0 | 0 | 0 | 0 | 10.8216 | 21.8678 | 32.7117 | 33.6524 | 34.9168 | 34.6274 | 34.3259 | 34.7406 | 35.1604 | 35.5852 | 36.0151 | 36.4502 | 36.8906 | 37.3362 | 37.7872 | 38.2436 | 38.7055 | 39.173 | 39.6461 | 40.1249 | 40.6094 | 41.0998 | 41.596
5: Apparent Power; 8: MVA | Energy Efficiency |  | City Central 132_11kV Tx1 | 0 | 0 | 0 | 0 | 0 | 0 | 0 | -12.5586 | -5.2716 | -14.6355 | -21.0324 | -31.8874 | -31.317 | -15.6092 | -5.4085 | -8.3912 | -8.5592 | -15.6375 | -9.126 | -10.0199 | -4.6697 | -2.2836 | -3.6887 | -5.9576 | -5.9576 | -5.9576 | -5.9576 | -5.9576 | -5.9576 | -5.9576 | -5.9576 | -5.9576
5: Real Power; 8: MW | Energy Efficiency |  | City Central 132_11kV Tx2 | 0 | 0 | 0 | 0 | 0 | 0 | 0 | -12.5586 | -5.2716 | -14.6355 | -21.0324 | -31.8874 | -31.317 | -15.6092 | -5.4085 | -8.3912 | -8.5592 | -15.6375 | -9.126 | -10.0199 | -4.6697 | -2.2836 | -3.6887 | -5.9576 | -5.9576 | -5.9576 | -5.9576 | -5.9576 | -5.9576 | -5.9576 | -5.9576 | -5.9576
5: Reactive Power; 8: MVAr | Energy Efficiency |  | City Central 132_11kV Tx3 | 0 | 0 | 0 | 0 | 0 | 0 | 0 | -12.5586 | -5.2716 | -14.6355 | -21.0324 | -31.8874 | -31.317 | -15.6092 | -5.4085 | -8.3912 | -8.5592 | -15.6375 | -9.126 | -10.0199 | -4.6697 | -2.2836 | -3.6887 | -5.9576 | -5.9576 | -5.9576 | -5.9576 | -5.9576 | -5.9576 | -5.9576 | -5.9576 | -5.9576
5: Capacitors In Service; 8: MVAr | Energy Efficiency |  | City Central 132_11kV Tx4 | 0 | 0 | 0 | 0 | 0 | 0 | 0 | -12.5586 | -5.2716 | -14.6355 | -21.0324 | -31.8874 | -31.317 | -15.6092 | -5.4085 | -8.3912 | -8.5592 | -15.6375 | -9.126 | -10.0199 | -4.6697 | -2.2836 | -3.6887 | -5.9576 | -5.9576 | -5.9576 | -5.9576 | -5.9576 | -5.9576 | -5.9576 | -5.9576 | -5.9576
[35 empty] | Solar PV |  | City Central 132_11kV Tx1 | 0 | 0 | 0 | -0.026374 | -0.093688 | 0 | 0 | -0.050255 | -0.056368 | -0.063662 | -0.069854 | -0.074761 | -0.07876 | -0.08246 | -0.07974 | -0.081007 | -0.061983 | -0.074244 | -0.074244 | -0.074244 | -0.074244 | -0.074244 | -0.074244 | -0.074244 | -0.074244 | -0.074244 | -0.074244 | -0.074244 | -0.074244 | -0.074244 | -0.074244 | -0.074244 | bar: 5
2: Zone Div:; 3: Uncompensated; 5: Reactive Power; 8: MVAr | Solar PV |  | City Central 132_11kV Tx2 | 0 | 0 | 0 | -0.026374 | -0.093688 | 0 | 0 | -0.050255 | -0.056368 | -0.063662 | -0.069854 | -0.074761 | -0.07876 | -0.08246 | -0.07974 | -0.081007 | -0.061983 | -0.074244 | -0.074244 | -0.074244 | -0.074244 | -0.074244 | -0.074244 | -0.074244 | -0.074244 | -0.074244 | -0.074244 | -0.074244 | -0.074244 | -0.074244 | -0.074244 | -0.074244
[35 empty] | Solar PV |  | City Central 132_11kV Tx3 | 0 | 0 | 0 | -0.026374 | -0.093688 | 0 | 0 | -0.050255 | -0.056368 | -0.063662 | -0.069854 | -0.074761 | -0.07876 | -0.08246 | -0.07974 | -0.081007 | -0.061983 | -0.074244 | -0.074244 | -0.074244 | -0.074244 | -0.074244 | -0.074244 | -0.074244 | -0.074244 | -0.074244 | -0.074244 | -0.074244 | -0.074244 | -0.074244 | -0.074244 | -0.074244 | bar: 5
[35 empty] | Solar PV |  | City Central 132_11kV Tx4 | 0 | 0 | 0 | -0.026374 | -0.093688 | 0 | 0 | -0.050255 | -0.056368 | -0.063662 | -0.069854 | -0.074761 | -0.07876 | -0.08246 | -0.07974 | -0.081007 | -0.061983 | -0.074244 | -0.074244 | -0.074244 | -0.074244 | -0.074244 | -0.074244 | -0.074244 | -0.074244 | -0.074244 | -0.074244 | -0.074244 | -0.074244 | -0.074244 | -0.074244 | -0.074244
| 0 | Compensated |  | Load (LV side) |  |  | Amps
|  |  |  | Apparent Power |  |  | MVA
|  |  |  | Real Power |  |  | MW
|  |  |  | Reactive Power |  |  | MVAr
|  |  |  | Capacitors In Service |  |  | MVAr
PF
| Zone Div: | Uncompensated |  | Reactive Power |  |  | MVAr
PF
| 0 | Compensated |  | Load (LV side) |  |  | Amps
|  |  |  | Apparent Power |  |  | MVA
|  |  |  | Real Power |  |  | MW
|  |  |  | Reactive Power |  |  | MVAr
|  |  |  | Capacitors In Service |  |  | MVAr
PF
| Zone Div: | Uncompensated |  | Reactive Power |  |  | MVAr
PF
| 0 | Compensated |  | Load (LV side) |  |  | Amps
|  |  |  | Apparent Power |  |  | MVA
|  |  |  | Real Power |  |  | MW
|  |  |  | Reactive Power |  |  | MVAr
|  |  |  | Capacitors In Service |  |  | MVAr
PF
| Zone Div: | Uncompensated |  | Reactive Power |  |  | MVAr
PF
| 0 | Compensated |  | Load (LV side) |  |  | Amps
|  |  |  | Apparent Power |  |  | MVA
|  |  |  | Real Power |  |  | MW
|  |  |  | Reactive Power |  |  | MVAr
|  |  |  | Capacitors In Service |  |  | MVAr
PF
| Zone Div: | Uncompensated |  | Reactive Power |  |  | MVAr
PF
| 0 | Compensated |  | Load (LV side) |  |  | Amps
|  |  |  | Apparent Power |  |  | MVA
|  |  |  | Real Power |  |  | MW
|  |  |  | Reactive Power |  |  | MVAr
|  |  |  | Capacitors In Service |  |  | MVAr
PF
| Zone Div: | Uncompensated |  | Reactive Power |  |  | MVAr
PF
| 0 | Compensated |  | Load (LV side) |  |  | Amps
|  |  |  | Apparent Power |  |  | MVA
|  |  |  | Real Power |  |  | MW
|  |  |  | Reactive Power |  |  | MVAr
|  |  |  | Capacitors In Service |  |  | MVAr
PF
| Zone Div: | Uncompensated |  | Reactive Power |  |  | MVAr
PF
| 0 | Compensated |  | Load (LV side) |  |  | Amps
|  |  |  | Apparent Power |  |  | MVA
|  |  |  | Real Power |  |  | MW
|  |  |  | Reactive Power |  |  | MVAr
|  |  |  | Capacitors In Service |  |  | MVAr
PF
| Zone Div: | Uncompensated |  | Reactive Power |  |  | MVAr
PF
| 0 | Compensated |  | Load (LV side) |  |  | Amps
|  |  |  | Apparent Power |  |  | MVA
|  |  |  | Real Power |  |  | MW
|  |  |  | Reactive Power |  |  | MVAr
|  |  |  | Capacitors In Service |  |  | MVAr
PF
| Zone Div: | Uncompensated |  | Reactive Power |  |  | MVAr
PF

## City East 132_11kV
| City East 132_11kV | [16 empty] | 2015 | SUMMER
| Substation Total Loads | [33 empty] | Spots & Transfers Detail
| Historical Loads | (11kV &units_label) | [7 empty] | Weather Corrected Forecast Loads |  |  |  | (11kV &units_label) | [20 empty] | Spots & Transfers Summary | (11kV &units_label) |  | Historical Spots & Transfers | [6 empty] | Forecast Spots & Transfers
|  | 07/08 | 08/09 | 09/10 | 10/11 | 11/12 | 12/13 | 13/14 |  | 14/15 | 15/16 | 16/17 | 17/18 | 18/19 | 19/20 | 20/21 | 21/22 | 22/23 | 23/24 | 24/25 | 25/26 | 26/27 | 27/28 | 28/29 | 29/30 | 30/31 | 31/32 | 32/33 | 33/34 | 34/35 | 35/36 | 36/37 | 37/38 | 38/39 |  |  |  | 07/08 | 08/09 | 09/10 | 10/11 | 11/12 | 12/13 | 13/14 | 14/15 | 15/16 | 16/17 | 17/18 | 18/19 | 19/20 | 20/21 | 21/22 | 22/23 | 23/24 | 24/25 | 25/26 | 26/27 | 27/28 | 28/29 | 29/30 | 30/31 | 31/32 | 32/33 | 33/34 | 34/35 | 35/36 | 36/37 | 37/38 | 38/39
| Total | [35 empty] | Total | 0 | 0 | 0 | 0 | 0 | 0 | 0 | 0 | 0 | 0 | 0 | 0 | 0 | 0 | 0 | 0 | 0 | 0 | 0 | 0 | 0 | 0 | 0 | 0 | 0 | 0 | 0 | 0 | 0 | 0 | 0 | 0
Firm Rating
| Total Capacity | [36 empty] | 0 | 0 | 0 | 0 | 0 | 0 | 0 | 0 | 0 | 0 | 0 | 0 | 0 | 0 | 0 | 0 | 0 | 0 | 0 | 0 | 0 | 0 | 0 | 0 | 0 | 0 | 0 | 0 | 0 | 0 | 0 | 0
|  | -7 | -6 | -5 | -4 | -3 | -2 | -1 |  | 0 | 1 | 2 | 3 | 4 | 5 | 6 | 7 | 8 | 9 | 10 | 11 | 12 | 13 | 14 | 15 | 16 | 17 | 18 | 19 | 20 | 21 | 22 | 23 | 24 |  |  |  | 0 | 0 | 0 | 0 | 0 | 0 | 0 | 0 | 0 | 0 | 0 | 0 | 0 | 0 | 0 | 0 | 0 | 0 | 0 | 0 | 0 | 0 | 0 | 0 | 0 | 0 | 0 | 0 | 0 | 0 | 0 | 0
| Transformer Loads | [36 empty] | 0 | 0 | 0 | 0 | 0 | 0 | 0 | 0 | 0 | 0 | 0 | 0 | 0 | 0 | 0 | 0 | 0 | 0 | 0 | 0 | 0 | 0 | 0 | 0 | 0 | 0 | 0 | 0 | 0 | 0 | 0 | 0
| Historical Loads | (11kV &units_label) | [7 empty] | Weather Corrected Forecast Loads |  |  |  | (11kV &units_label) | [23 empty] | 0 | 0 | 0 | 0 | 0 | 0 | 0 | 0 | 0 | 0 | 0 | 0 | 0 | 0 | 0 | 0 | 0 | 0 | 0 | 0 | 0 | 0 | 0 | 0 | 0 | 0 | 0 | 0 | 0 | 0 | 0 | 0
|  | 07/08 | 08/09 | 09/10 | 10/11 | 11/12 | 12/13 | 13/14 |  | 14/15 | 15/16 | 16/17 | 17/18 | 18/19 | 19/20 | 20/21 | 21/22 | 22/23 | 23/24 | 24/25 | 25/26 | 26/27 | 27/28 | 28/29 | 29/30 | 30/31 | 31/32 | 32/33 | 33/34 | 34/35 | 35/36 | 36/37 | 37/38 | 38/39 |  |  |  | 0 | 0 | 0 | 0 | 0 | 0 | 0 | 0 | 0 | 0 | 0 | 0 | 0 | 0 | 0 | 0 | 0 | 0 | 0 | 0 | 0 | 0 | 0 | 0 | 0 | 0 | 0 | 0 | 0 | 0 | 0 | 0
| 0 | [36 empty] | 0 | 0 | 0 | 0 | 0 | 0 | 0 | 0 | 0 | 0 | 0 | 0 | 0 | 0 | 0 | 0 | 0 | 0 | 0 | 0 | 0 | 0 | 0 | 0 | 0 | 0 | 0 | 0 | 0 | 0 | 0 | 0
| Diversity Factor: 0 | [36 empty] | 0 | 0 | 0 | 0 | 0 | 0 | 0 | 0 | 0 | 0 | 0 | 0 | 0 | 0 | 0 | 0 | 0 | 0 | 0 | 0 | 0 | 0 | 0 | 0 | 0 | 0 | 0 | 0 | 0 | 0 | 0 | 0
[38 empty] | 0 | 0 | 0 | 0 | 0 | 0 | 0 | 0 | 0 | 0 | 0 | 0 | 0 | 0 | 0 | 0 | 0 | 0 | 0 | 0 | 0 | 0 | 0 | 0 | 0 | 0 | 0 | 0 | 0 | 0 | 0 | 0
[38 empty] | 0 | 0 | 0 | 0 | 0 | 0 | 0 | 0 | 0 | 0 | 0 | 0 | 0 | 0 | 0 | 0 | 0 | 0 | 0 | 0 | 0 | 0 | 0 | 0 | 0 | 0 | 0 | 0 | 0 | 0 | 0 | 0
| 0 | [36 empty] | 0 | 0 | 0 | 0 | 0 | 0 | 0 | 0 | 0 | 0 | 0 | 0 | 0 | 0 | 0 | 0 | 0 | 0 | 0 | 0 | 0 | 0 | 0 | 0 | 0 | 0 | 0 | 0 | 0 | 0 | 0 | 0
Diversity Factor: 0
[38 empty] | Historical Spots & Transfers | [6 empty] | Forecast Spots & Transfers
[35 empty] | Project Name | From | To | 07/08 | 08/09 | 09/10 | 10/11 | 11/12 | 12/13 | 13/14 | 14/15 | 15/16 | 16/17 | 17/18 | 18/19 | 19/20 | 20/21 | 21/22 | 22/23 | 23/24 | 24/25 | 25/26 | 26/27 | 27/28 | 28/29 | 29/30 | 30/31 | 31/32 | 32/33 | 33/34 | 34/35 | 35/36 | 36/37 | 37/38 | 38/39
0
Diversity Factor: 0
0
Diversity Factor: 0
0
Diversity Factor: 0
0
Diversity Factor: 0
0
Diversity Factor: 0
0
Diversity Factor: 0
0
Diversity Factor: 0
0
Diversity Factor: 0
| Weather Correction and Public Holiday Factors | [8 empty] | Forecast ROG
ROG Justification
| Actual loads for season 13/14 have been weather corrected by the following: | [6 empty] | 0% |  | 7 year ROG ok | [59 empty] | 7 year ROG ok
1 | 2 | 3 | 4 | 5 | 6 | 7 | 8 | 9 | 10 | 14/15 | 15/16 | 16/17 | 17/18 | 18/19 | 19/20 | 20/21 | 21/22 | 22/23 | 23/24 | 24/25 | 25/26 | 26/27 | 27/28 | 28/29 | 29/30 | 30/31 | 31/32 | 32/33 | 33/34 | 34/35 | 35/36 | 36/37 | 37/38 | 38/39
0.96666 | 0.93443 | 0.91366 | 0.90351 | 0.90351 | 0.90351 | 0.90351 | 0.90351 | 0.90351 | 0.90351 | -3.334% | -3.334% | -2.223% | -1.111% | 0% | 0% | 0% | 0% | 0% | 0% | 0% | 0% | 0% | 0% | 0% | 0% | 0% | 0% | 0% | 0% | 0% | 0% | 0% | 0% | 0%
Substation Load Detail
[7 empty] | Units | 13/14 |  | 14/15 | 15/16 | 16/17 | 17/18 | 18/19 | 19/20 | 20/21 | 21/22 | 22/23 | 23/24 | 24/25 | 25/26 | 26/27 | 27/28 | 28/29 | 29/30 | 30/31 | 31/32 | 32/33 | 33/34 | 34/35 | 35/36 | 36/37 | 37/38 | 38/39
1 | City East 132_11kV | Compensated |  | Load (LV side) |  |  | Amps
|  |  |  | Apparent Power |  |  | MVA
|  |  |  | Real Power |  |  | MW
|  |  |  | Reactive Power |  |  | MVAr
|  |  |  | Capacitors In Service |  |  | MVAr
PF
| Diversity Factor: 0 | Uncompensated |  | Reactive Power |  |  | MVAr
PF
[10 empty] | 1 | 2 | 3 | 4 | 5 | 6 | 7 | 8 | 9 | 10 | 11 | 12 | 13 | 14 | 15 | 16 | 17 | 18 | 19 | 20 | 21 | 22 | 23 | 24 | 25
Transformer Load Detail
[7 empty] | Units | 13/14 |  | 14/15 | 15/16 | 16/17 | 17/18 | 18/19 | 19/20 | 20/21 | 21/22 | 22/23 | 23/24 | 24/25 | 25/26 | 26/27 | 27/28 | 28/29 | 29/30 | 30/31 | 31/32 | 32/33 | 33/34 | 34/35 | 35/36 | 36/37 | 37/38 | 38/39
| 0 | Compensated |  | Load (LV side) |  |  | Amps
|  |  |  | Apparent Power |  |  | MVA
|  |  |  | Real Power |  |  | MW
|  |  |  | Reactive Power |  |  | MVAr
|  |  |  | Capacitors In Service |  |  | MVAr
PF
| Zone Div: | Uncompensated |  | Reactive Power |  |  | MVAr
PF
| 0 | Compensated |  | Load (LV side) |  |  | Amps
|  |  |  | Apparent Power |  |  | MVA
|  |  |  | Real Power |  |  | MW
|  |  |  | Reactive Power |  |  | MVAr
|  |  |  | Capacitors In Service |  |  | MVAr
PF
| Zone Div: | Uncompensated |  | Reactive Power |  |  | MVAr
PF
| 0 | Compensated |  | Load (LV side) |  |  | Amps
|  |  |  | Apparent Power |  |  | MVA
|  |  |  | Real Power |  |  | MW
|  |  |  | Reactive Power |  |  | MVAr
|  |  |  | Capacitors In Service |  |  | MVAr
PF
| Zone Div: | Uncompensated |  | Reactive Power |  |  | MVAr
PF
| 0 | Compensated |  | Load (LV side) |  |  | Amps
|  |  |  | Apparent Power |  |  | MVA
|  |  |  | Real Power |  |  | MW
|  |  |  | Reactive Power |  |  | MVAr
|  |  |  | Capacitors In Service |  |  | MVAr
PF
| Zone Div: | Uncompensated |  | Reactive Power |  |  | MVAr
PF
| 0 | Compensated |  | Load (LV side) |  |  | Amps
|  |  |  | Apparent Power |  |  | MVA
|  |  |  | Real Power |  |  | MW
|  |  |  | Reactive Power |  |  | MVAr
|  |  |  | Capacitors In Service |  |  | MVAr
PF
| Zone Div: | Uncompensated |  | Reactive Power |  |  | MVAr
PF
| 0 | Compensated |  | Load (LV side) |  |  | Amps
|  |  |  | Apparent Power |  |  | MVA
|  |  |  | Real Power |  |  | MW
|  |  |  | Reactive Power |  |  | MVAr
|  |  |  | Capacitors In Service |  |  | MVAr
PF
| Zone Div: | Uncompensated |  | Reactive Power |  |  | MVAr
PF
| 0 | Compensated |  | Load (LV side) |  |  | Amps
|  |  |  | Apparent Power |  |  | MVA
|  |  |  | Real Power |  |  | MW
|  |  |  | Reactive Power |  |  | MVAr
|  |  |  | Capacitors In Service |  |  | MVAr
PF
| Zone Div: | Uncompensated |  | Reactive Power |  |  | MVAr
PF
| 0 | Compensated |  | Load (LV side) |  |  | Amps
|  |  |  | Apparent Power |  |  | MVA
|  |  |  | Real Power |  |  | MW
|  |  |  | Reactive Power |  |  | MVAr
|  |  |  | Capacitors In Service |  |  | MVAr
PF
| Zone Div: | Uncompensated |  | Reactive Power |  |  | MVAr
PF
| 0 | Compensated |  | Load (LV side) |  |  | Amps
|  |  |  | Apparent Power |  |  | MVA
|  |  |  | Real Power |  |  | MW
|  |  |  | Reactive Power |  |  | MVAr
|  |  |  | Capacitors In Service |  |  | MVAr
PF
| Zone Div: | Uncompensated |  | Reactive Power |  |  | MVAr
PF
| 0 | Compensated |  | Load (LV side) |  |  | Amps
|  |  |  | Apparent Power |  |  | MVA
|  |  |  | Real Power |  |  | MW
|  |  |  | Reactive Power |  |  | MVAr
|  |  |  | Capacitors In Service |  |  | MVAr
PF
| Zone Div: | Uncompensated |  | Reactive Power |  |  | MVAr
PF

## City East 33_11kV
| City East 33_11kV | [16 empty] | 2015 | SUMMER
| Substation Total Loads | [33 empty] | Spots & Transfers Detail
| Historical Loads | (11kV Amps) | [7 empty] | Weather Corrected Forecast Loads |  |  |  | (11kV Amps) | [20 empty] | Spots & Transfers Summary | (11kV Amps) |  | Historical Spots & Transfers | [6 empty] | Forecast Spots & Transfers
|  | 07/08 | 08/09 | 09/10 | 10/11 | 11/12 | 12/13 | 13/14 |  | 14/15 | 15/16 | 16/17 | 17/18 | 18/19 | 19/20 | 20/21 | 21/22 | 22/23 | 23/24 | 24/25 | 25/26 | 26/27 | 27/28 | 28/29 | 29/30 | 30/31 | 31/32 | 32/33 | 33/34 | 34/35 | 35/36 | 36/37 | 37/38 | 38/39 |  |  |  | 07/08 | 08/09 | 09/10 | 10/11 | 11/12 | 12/13 | 13/14 | 14/15 | 15/16 | 16/17 | 17/18 | 18/19 | 19/20 | 20/21 | 21/22 | 22/23 | 23/24 | 24/25 | 25/26 | 26/27 | 27/28 | 28/29 | 29/30 | 30/31 | 31/32 | 32/33 | 33/34 | 34/35 | 35/36 | 36/37 | 37/38 | 38/39
| Total | 2302 | 2404 | 2479 | 2241 | 2390 | 2235 | 2062 |  | 2018.785 | 1966.452 | 1909.371 | 1876.677 | 1862.549 | 1860.113 | 1874.575 | 1900.053 | 1922.63 | 1945.372 | 1960.975 | 1983.764 | 2005.989 | 2034.264 | 2065.446 | 2095.552 | 2123.654 | 2152.162 | 2181.082 | 2210.418 | 2240.175 | 2270.359 | 2300.974 | 2332.025 | 2363.519 |  |  | Total | 0 | 0 | 0 | 0 | 0 | 0 | 0 | 13.5602 | 14.9894 | -13.3621 | -11.47 | -14.1272 | -2.4363 | 14.4623 | 25.4773 | 22.5776 | 22.742 | 15.6027 | 22.7889 | 22.2247 | 28.275 | 31.1822 | 30.1066 | 28.1018 | 28.5083 | 28.9196 | 29.3359 | 29.7572 | 30.1836 | 30.615 | 31.0516 | 31.4934
| Firm Rating | 0 | 0 | 0 | 0 | 0 | 0 | 3709 |  | 3709 | 3709 | 3709 | 3709 | 3709 | 3709 | 3709 | 3709 | 3709 | 3709 | 3709 | 3709 | 3709 | 3709 | 3709 | 3709 | 3709 | 3709 | 3709 | 3709 | 3709 | 3709 | 3709 | 3709 | 3709
| Total Capacity | 0 | 0 | 0 | 0 | 0 | 0 | 5445 |  | 5445 | 5445 | 5445 | 5445 | 5445 | 5445 | 5445 | 5445 | 5445 | 5445 | 5445 | 5445 | 5445 | 5445 | 5445 | 5445 | 5445 | 5445 | 5445 | 5445 | 5445 | 5445 | 5445 | 5445 | 5445 |  |  | City East 33_11kV TxA | 0 | 0 | 0 | 0 | 0 | 0 | 0 | 2.5871 | 2.8598 | -2.5493 | -2.1883 | -2.6953 | -0.46482 | 2.7592 | 4.8608 | 4.3075 | 4.3389 | 2.9768 | 4.3478 | 4.2402 | 5.3945 | 5.9492 | 5.744 | 5.3615 | 5.439 | 5.5175 | 5.5969 | 5.6773 | 5.7586 | 5.841 | 5.9242 | 6.0085
|  | -7 | -6 | -5 | -4 | -3 | -2 | -1 |  | 0 | 1 | 2 | 3 | 4 | 5 | 6 | 7 | 8 | 9 | 10 | 11 | 12 | 13 | 14 | 15 | 16 | 17 | 18 | 19 | 20 | 21 | 22 | 23 | 24 |  |  | City East 33_11kV TxB | 0 | 0 | 0 | 0 | 0 | 0 | 0 | 2.0024 | 2.2134 | -1.9731 | -1.6937 | -2.0861 | -0.35976 | 2.1356 | 3.7621 | 3.3339 | 3.3582 | 2.304 | 3.3651 | 3.2818 | 4.1752 | 4.6045 | 4.4457 | 4.1496 | 4.2096 | 4.2704 | 4.3319 | 4.3941 | 4.457 | 4.5207 | 4.5852 | 4.6504
| Transformer Loads | [35 empty] | City East 33_11kV TxC | 0 | 0 | 0 | 0 | 0 | 0 | 0 | 2.2327 | 2.468 | -2.2001 | -1.8886 | -2.3261 | -0.40115 | 2.3813 | 4.1949 | 3.7174 | 3.7445 | 2.569 | 3.7522 | 3.6593 | 4.6555 | 5.1342 | 4.9571 | 4.627 | 4.6939 | 4.7617 | 4.8302 | 4.8996 | 4.9698 | 5.0408 | 5.1127 | 5.1855
| Historical Loads | (11kV Amps) | [7 empty] | 0: Weather Corrected Forecast Loads; 4: (11kV Amps) |  |  | City East 33_11kV TxD | 0 | 0 | 0 | 0 | 0 | 0 | 0 | 2.3346 | 2.5807 | -2.3005 | -1.9747 | -2.4322 | -0.41945 | 2.4899 | 4.3863 | 3.8871 | 3.9154 | 2.6863 | 3.9235 | 3.8263 | 4.868 | 5.3685 | 5.1833 | 4.8382 | 4.9082 | 4.979 | 5.0507 | 5.1232 | 5.1966 | 5.2709 | 5.346 | 5.4221
|  | 07/08 | 08/09 | 09/10 | 10/11 | 11/12 | 12/13 | 13/14 |  | 14/15 | 15/16 | 16/17 | 17/18 | 18/19 | 19/20 | 20/21 | 21/22 | 22/23 | 23/24 | 24/25 | 25/26 | 26/27 | 27/28 | 28/29 | 29/30 | 30/31 | 31/32 | 32/33 | 33/34 | 34/35 | 35/36 | 36/37 | 37/38 | 38/39 |  |  | City East 33_11kV TxE | 0 | 0 | 0 | 0 | 0 | 0 | 0 | 2.3036 | 2.5464 | -2.2699 | -1.9485 | -2.3999 | -0.41388 | 2.4568 | 4.3281 | 3.8355 | 3.8634 | 2.6506 | 3.8714 | 3.7755 | 4.8033 | 5.2972 | 5.1145 | 4.7739 | 4.843 | 4.9128 | 4.9836 | 5.0551 | 5.1276 | 5.2008 | 5.275 | 5.3501
| 0 | [35 empty] | City East 33_11kV TxF | 0 | 0 | 0 | 0 | 0 | 0 | 0 | 2.0998 | 2.3211 | -2.0691 | -1.7761 | -2.1876 | -0.37727 | 2.2395 | 3.9452 | 3.4962 | 3.5216 | 2.4161 | 3.5289 | 3.4415 | 4.3784 | 4.8286 | 4.662 | 4.3516 | 4.4145 | 4.4782 | 4.5427 | 4.6079 | 4.674 | 4.7408 | 4.8084 | 4.8768
| Diversity Factor: 0 | [36 empty] | 0 | 0 | 0 | 0 | 0 | 0 | 0 | 0 | 0 | 0 | 0 | 0 | 0 | 0 | 0 | 0 | 0 | 0 | 0 | 0 | 0 | 0 | 0 | 0 | 0 | 0 | 0 | 0 | 0 | 0 | 0 | 0
[38 empty] | 0 | 0 | 0 | 0 | 0 | 0 | 0 | 0 | 0 | 0 | 0 | 0 | 0 | 0 | 0 | 0 | 0 | 0 | 0 | 0 | 0 | 0 | 0 | 0 | 0 | 0 | 0 | 0 | 0 | 0 | 0 | 0
[38 empty] | 0 | 0 | 0 | 0 | 0 | 0 | 0 | 0 | 0 | 0 | 0 | 0 | 0 | 0 | 0 | 0 | 0 | 0 | 0 | 0 | 0 | 0 | 0 | 0 | 0 | 0 | 0 | 0 | 0 | 0 | 0 | 0
| 0 | [36 empty] | 0 | 0 | 0 | 0 | 0 | 0 | 0 | 0 | 0 | 0 | 0 | 0 | 0 | 0 | 0 | 0 | 0 | 0 | 0 | 0 | 0 | 0 | 0 | 0 | 0 | 0 | 0 | 0 | 0 | 0 | 0 | 0
Diversity Factor: 0
[38 empty] | Historical Spots & Transfers | [6 empty] | Forecast Spots & Transfers
[35 empty] | Project Name | From | To | 07/08 | 08/09 | 09/10 | 10/11 | 11/12 | 12/13 | 13/14 | 14/15 | 15/16 | 16/17 | 17/18 | 18/19 | 19/20 | 20/21 | 21/22 | 22/23 | 23/24 | 24/25 | 25/26 | 26/27 | 27/28 | 28/29 | 29/30 | 30/31 | 31/32 | 32/33 | 33/34 | 34/35 | 35/36 | 36/37 | 37/38 | 38/39
| 0 | [33 empty] | Broad based demand management |  | City East 33_11kV TxA | 0 | 0 | 0 | 0 | 0 | 0 | 0 | 0 | -1.5268 | -1.4832 | -1.745 | -2.0067 | 0 | 0 | 0 | 0 | 0 | 0 | 0 | 0 | 0 | 0 | 0 | 0 | 0 | 0 | 0 | 0 | 0 | 0 | 0 | 0
| Diversity Factor: 0 | [33 empty] | Broad based demand management |  | City East 33_11kV TxB | 0 | 0 | 0 | 0 | 0 | 0 | 0 | 0 | -1.1817 | -1.148 | -1.3506 | -1.5531 | 0 | 0 | 0 | 0 | 0 | 0 | 0 | 0 | 0 | 0 | 0 | 0 | 0 | 0 | 0 | 0 | 0 | 0 | 0 | 0
[35 empty] | Broad based demand management |  | City East 33_11kV TxC | 0 | 0 | 0 | 0 | 0 | 0 | 0 | 0 | -1.3177 | -1.28 | -1.5059 | -1.7318 | 0 | 0 | 0 | 0 | 0 | 0 | 0 | 0 | 0 | 0 | 0 | 0 | 0 | 0 | 0 | 0 | 0 | 0 | 0 | 0
[35 empty] | Broad based demand management |  | City East 33_11kV TxD | 0 | 0 | 0 | 0 | 0 | 0 | 0 | 0 | -1.3778 | -1.3384 | -1.5746 | -1.8108 | 0 | 0 | 0 | 0 | 0 | 0 | 0 | 0 | 0 | 0 | 0 | 0 | 0 | 0 | 0 | 0 | 0 | 0 | 0 | 0
| 0 | [33 empty] | Broad based demand management |  | City East 33_11kV TxE | 0 | 0 | 0 | 0 | 0 | 0 | 0 | 0 | -1.3595 | -1.3207 | -1.5537 | -1.7868 | 0 | 0 | 0 | 0 | 0 | 0 | 0 | 0 | 0 | 0 | 0 | 0 | 0 | 0 | 0 | 0 | 0 | 0 | 0 | 0
| Diversity Factor: 0 | [33 empty] | Broad based demand management |  | City East 33_11kV TxF | 0 | 0 | 0 | 0 | 0 | 0 | 0 | 0 | -1.2392 | -1.2038 | -1.4163 | -1.6287 | 0 | 0 | 0 | 0 | 0 | 0 | 0 | 0 | 0 | 0 | 0 | 0 | 0 | 0 | 0 | 0 | 0 | 0 | 0 | 0
[35 empty] | Spot |  | City East 33_11kV TxA | 0 | 0 | 0 | 0 | 0 | 0 | 0 | 5.1417 | 5.4565 | 0 | 0 | 0 | 0 | 0 | 0 | 0 | 0 | 0 | 0 | 0 | 0 | 0 | 0 | 0 | 0 | 0 | 0 | 0 | 0 | 0 | 0 | 0
[35 empty] | Spot |  | City East 33_11kV TxB | 0 | 0 | 0 | 0 | 0 | 0 | 0 | 3.9795 | 4.2232 | 0 | 0 | 0 | 0 | 0 | 0 | 0 | 0 | 0 | 0 | 0 | 0 | 0 | 0 | 0 | 0 | 0 | 0 | 0 | 0 | 0 | 0 | 0
| 0 | [33 empty] | Spot |  | City East 33_11kV TxC | 0 | 0 | 0 | 0 | 0 | 0 | 0 | 4.4374 | 4.709 | 0 | 0 | 0 | 0 | 0 | 0 | 0 | 0 | 0 | 0 | 0 | 0 | 0 | 0 | 0 | 0 | 0 | 0 | 0 | 0 | 0 | 0 | 0
| Diversity Factor: 0 | [33 empty] | Spot |  | City East 33_11kV TxD | 0 | 0 | 0 | 0 | 0 | 0 | 0 | 4.6399 | 4.9239 | 0 | 0 | 0 | 0 | 0 | 0 | 0 | 0 | 0 | 0 | 0 | 0 | 0 | 0 | 0 | 0 | 0 | 0 | 0 | 0 | 0 | 0 | 0
[35 empty] | Spot |  | City East 33_11kV TxE | 0 | 0 | 0 | 0 | 0 | 0 | 0 | 4.5782 | 4.8585 | 0 | 0 | 0 | 0 | 0 | 0 | 0 | 0 | 0 | 0 | 0 | 0 | 0 | 0 | 0 | 0 | 0 | 0 | 0 | 0 | 0 | 0 | 0
[35 empty] | Spot |  | City East 33_11kV TxF | 0 | 0 | 0 | 0 | 0 | 0 | 0 | 4.1732 | 4.4287 | 0 | 0 | 0 | 0 | 0 | 0 | 0 | 0 | 0 | 0 | 0 | 0 | 0 | 0 | 0 | 0 | 0 | 0 | 0 | 0 | 0 | 0 | 0
| 0 | [33 empty] | Econometric |  | City East 33_11kV TxA | 0 | 0 | 0 | 0 | 0 | 0 | 0 | 0 | 0 | 1.8387 | 3.7126 | 5.6056 | 5.6941 | 5.7959 | 5.8377 | 5.8797 | 5.9502 | 6.0216 | 6.0938 | 6.1669 | 6.2408 | 6.3157 | 6.3914 | 6.4681 | 6.5456 | 6.6241 | 6.7035 | 6.7839 | 6.8652 | 6.9475 | 7.0308 | 7.1151
| Diversity Factor: 0 | [33 empty] | Econometric |  | City East 33_11kV TxB | 0 | 0 | 0 | 0 | 0 | 0 | 0 | 0 | 0 | 1.4231 | 2.8735 | 4.3386 | 4.4071 | 4.4858 | 4.5182 | 4.5507 | 4.6053 | 4.6606 | 4.7164 | 4.773 | 4.8302 | 4.8882 | 4.9468 | 5.0061 | 5.0661 | 5.1269 | 5.1883 | 5.2506 | 5.3135 | 5.3772 | 5.4417 | 5.5069
[35 empty] | Econometric |  | City East 33_11kV TxC | 0 | 0 | 0 | 0 | 0 | 0 | 0 | 0 | 0 | 1.5868 | 3.2041 | 4.8377 | 4.9141 | 5.0019 | 5.038 | 5.0743 | 5.1351 | 5.1967 | 5.259 | 5.3221 | 5.3859 | 5.4505 | 5.5159 | 5.582 | 5.649 | 5.7167 | 5.7852 | 5.8546 | 5.9248 | 5.9958 | 6.0677 | 6.1405
[35 empty] | Econometric |  | City East 33_11kV TxD | 0 | 0 | 0 | 0 | 0 | 0 | 0 | 0 | 0 | 1.6592 | 3.3503 | 5.0585 | 5.1383 | 5.2302 | 5.268 | 5.3058 | 5.3695 | 5.4339 | 5.499 | 5.565 | 5.6317 | 5.6993 | 5.7676 | 5.8368 | 5.9067 | 5.9776 | 6.0492 | 6.1218 | 6.1952 | 6.2694 | 6.3446 | 6.4207
| 0 | [33 empty] | Econometric |  | City East 33_11kV TxE | 0 | 0 | 0 | 0 | 0 | 0 | 0 | 0 | 0 | 1.6372 | 3.3058 | 4.9913 | 5.0701 | 5.1607 | 5.198 | 5.2354 | 5.2982 | 5.3617 | 5.426 | 5.4911 | 5.5569 | 5.6236 | 5.691 | 5.7592 | 5.8283 | 5.8982 | 5.9689 | 6.0405 | 6.1129 | 6.1862 | 6.2603 | 6.3354
| Diversity Factor: 0 | [33 empty] | Econometric |  | City East 33_11kV TxF | 0 | 0 | 0 | 0 | 0 | 0 | 0 | 0 | 0 | 1.4923 | 3.0133 | 4.5497 | 4.6216 | 4.7042 | 4.7382 | 4.7722 | 4.8295 | 4.8874 | 4.946 | 5.0053 | 5.0653 | 5.1261 | 5.1876 | 5.2498 | 5.3127 | 5.3764 | 5.4409 | 5.5061 | 5.5721 | 5.6389 | 5.7065 | 5.775
[35 empty] | Energy Efficiency |  | City East 33_11kV TxA | 0 | 0 | 0 | 0 | 0 | 0 | 0 | -2.5546 | -1.0699 | -2.9048 | -4.156 | -6.2942 | -6.1589 | -3.0366 | -0.97698 | -1.5722 | -1.6114 | -3.0448 | -1.746 | -1.9267 | -0.84634 | -0.36651 | -0.64746 | -1.1066 | -1.1066 | -1.1066 | -1.1066 | -1.1066 | -1.1066 | -1.1066 | -1.1066 | -1.1066
[35 empty] | Energy Efficiency |  | City East 33_11kV TxB | 0 | 0 | 0 | 0 | 0 | 0 | 0 | -1.9772 | -0.82806 | -2.2482 | -3.2166 | -4.8715 | -4.7668 | -2.3503 | -0.75616 | -1.2168 | -1.2471 | -2.3566 | -1.3513 | -1.4912 | -0.65504 | -0.28367 | -0.50111 | -0.85647 | -0.85647 | -0.85647 | -0.85647 | -0.85647 | -0.85647 | -0.85647 | -0.85647 | -0.85647
| 0 | [33 empty] | Energy Efficiency |  | City East 33_11kV TxC | 0 | 0 | 0 | 0 | 0 | 0 | 0 | -2.2047 | -0.92332 | -2.5068 | -3.5867 | -5.432 | -5.3152 | -2.6207 | -0.84315 | -1.3568 | -1.3906 | -2.6277 | -1.5068 | -1.6628 | -0.7304 | -0.3163 | -0.55876 | -0.95501 | -0.95501 | -0.95501 | -0.95501 | -0.95501 | -0.95501 | -0.95501 | -0.95501 | -0.95501
| Diversity Factor: 0 | [33 empty] | Energy Efficiency |  | City East 33_11kV TxD | 0 | 0 | 0 | 0 | 0 | 0 | 0 | -2.3053 | -0.96546 | -2.6212 | -3.7504 | -5.6799 | -5.5578 | -2.7402 | -0.88163 | -1.4188 | -1.4541 | -2.7476 | -1.5756 | -1.7387 | -0.76373 | -0.33074 | -0.58426 | -0.99859 | -0.99859 | -0.99859 | -0.99859 | -0.99859 | -0.99859 | -0.99859 | -0.99859 | -0.99859
[35 empty] | Energy Efficiency |  | City East 33_11kV TxE | 0 | 0 | 0 | 0 | 0 | 0 | 0 | -2.2746 | -0.95263 | -2.5864 | -3.7006 | -5.6044 | -5.484 | -2.7038 | -0.86992 | -1.3999 | -1.4348 | -2.7111 | -1.5546 | -1.7156 | -0.75359 | -0.32635 | -0.5765 | -0.98532 | -0.98532 | -0.98532 | -0.98532 | -0.98532 | -0.98532 | -0.98532 | -0.98532 | -0.98532
[35 empty] | Energy Efficiency |  | City East 33_11kV TxF | 0 | 0 | 0 | 0 | 0 | 0 | 0 | -2.0734 | -0.86836 | -2.3576 | -3.3732 | -5.1086 | -4.9988 | -2.4647 | -0.79296 | -1.2761 | -1.3079 | -2.4713 | -1.4171 | -1.5638 | -0.68692 | -0.29748 | -0.5255 | -0.89816 | -0.89816 | -0.89816 | -0.89816 | -0.89816 | -0.89816 | -0.89816 | -0.89816 | -0.89816
| 0 | [33 empty] | Solar PV |  | City East 33_11kV TxA | 0 | 0 | 0 | 0 | 0 | 0 | 0 | 0 | 0 | 0 | 0 | 0 | 0 | 0 | 0 | 0 | 0 | 0 | 0 | 0 | 0 | 0 | 0 | 0 | 0 | 0 | 0 | 0 | 0 | 0 | 0 | 0
| Diversity Factor: 0 | [33 empty] | Solar PV |  | City East 33_11kV TxB | 0 | 0 | 0 | 0 | 0 | 0 | 0 | 0 | 0 | 0 | 0 | 0 | 0 | 0 | 0 | 0 | 0 | 0 | 0 | 0 | 0 | 0 | 0 | 0 | 0 | 0 | 0 | 0 | 0 | 0 | 0 | 0
[35 empty] | Solar PV |  | City East 33_11kV TxC | 0 | 0 | 0 | 0 | 0 | 0 | 0 | 0 | 0 | 0 | 0 | 0 | 0 | 0 | 0 | 0 | 0 | 0 | 0 | 0 | 0 | 0 | 0 | 0 | 0 | 0 | 0 | 0 | 0 | 0 | 0 | 0
[35 empty] | Solar PV |  | City East 33_11kV TxD | 0 | 0 | 0 | 0 | 0 | 0 | 0 | 0 | 0 | 0 | 0 | 0 | 0 | 0 | 0 | 0 | 0 | 0 | 0 | 0 | 0 | 0 | 0 | 0 | 0 | 0 | 0 | 0 | 0 | 0 | 0 | 0
| 0 | [33 empty] | Solar PV |  | City East 33_11kV TxE | 0 | 0 | 0 | 0 | 0 | 0 | 0 | 0 | 0 | 0 | 0 | 0 | 0 | 0 | 0 | 0 | 0 | 0 | 0 | 0 | 0 | 0 | 0 | 0 | 0 | 0 | 0 | 0 | 0 | 0 | 0 | 0
| Diversity Factor: 0 | [33 empty] | Solar PV |  | City East 33_11kV TxF | 0 | 0 | 0 | 0 | 0 | 0 | 0 | 0 | 0 | 0 | 0 | 0 | 0 | 0 | 0 | 0 | 0 | 0 | 0 | 0 | 0 | 0 | 0 | 0 | 0 | 0 | 0 | 0 | 0 | 0 | 0 | 0
| Weather Correction and Public Holiday Factors | [8 empty] | Forecast ROG
ROG Justification
| Actual loads for season 13/14 have been weather corrected by the following: | [8 empty] | 7 year ROG ok | [59 empty] | 7 year ROG ok
1 | 2 | 3 | 4 | 5 | 6 | 7 | 8 | 9 | 10 | 14/15 | 15/16 | 16/17 | 17/18 | 18/19 | 19/20 | 20/21 | 21/22 | 22/23 | 23/24 | 24/25 | 25/26 | 26/27 | 27/28 | 28/29 | 29/30 | 30/31 | 31/32 | 32/33 | 33/34 | 34/35 | 35/36 | 36/37 | 37/38 | 38/39
0.96666 | 0.93443 | 0.91366 | 0.90351 | 0.90351 | 0.90351 | 0.90351 | 0.90351 | 0.90351 | 0.90351 | -3.334% | -3.334% | -2.223% | -1.111% | 0% | 0% | 0% | 0% | 0% | 0% | 0% | 0% | 0% | 0% | 0% | 0% | 0% | 0% | 0% | 0% | 0% | 0% | 0% | 0% | 0%
Substation Load Detail
[7 empty] | Units | 13/14 |  | 14/15 | 15/16 | 16/17 | 17/18 | 18/19 | 19/20 | 20/21 | 21/22 | 22/23 | 23/24 | 24/25 | 25/26 | 26/27 | 27/28 | 28/29 | 29/30 | 30/31 | 31/32 | 32/33 | 33/34 | 34/35 | 35/36 | 36/37 | 37/38 | 38/39
1 | City East 33_11kV | Compensated |  | Load (LV side) |  |  | Amps | 2062 | 2074.403 | 2018.785 | 1966.452 | 1909.371 | 1876.677 | 1862.549 | 1860.113 | 1874.575 | 1900.053 | 1922.63 | 1945.372 | 1960.975 | 1983.764 | 2005.989 | 2034.264 | 2065.446 | 2095.552 | 2123.654 | 2152.162 | 2181.082 | 2210.418 | 2240.175 | 2270.359 | 2300.974 | 2332.025 | 2363.519
|  |  |  | Apparent Power |  |  | MVA | 39.2864 |  | 38.463 | 37.4659 | 36.3784 | 35.7555 | 35.4863 | 35.4399 | 35.7155 | 36.2009 | 36.631 | 37.0643 | 37.3616 | 37.7958 | 38.2192 | 38.7579 | 39.352 | 39.9256 | 40.4611 | 41.0042 | 41.5552 | 42.1141 | 42.6811 | 43.2561 | 43.8394 | 44.4311 | 45.0311
|  |  |  | Real Power |  |  | MW | 37.8917 | 38.1196 | 37.0976 | 36.1359 | 35.087 | 34.4862 | 34.2266 | 34.1818 | 34.4476 | 34.9157 | 35.3306 | 35.7485 | 36.0353 | 36.454 | 36.8624 | 37.382 | 37.955 | 38.5083 | 39.0247 | 39.5486 | 40.08 | 40.6191 | 41.1659 | 41.7206 | 42.2831 | 42.8537 | 43.4325
|  |  |  | Reactive Power |  |  | MVAr | 10.3749 |  | 10.1574 | 9.8941 | 9.6069 | 9.4424 | 9.3713 | 9.3591 | 9.4318 | 9.56 | 9.6736 | 9.7881 | 9.8666 | 9.9812 | 10.093 | 10.2353 | 10.3922 | 10.5437 | 10.6851 | 10.8285 | 10.974 | 11.1216 | 11.2713 | 11.4232 | 11.5772 | 11.7335 | 11.8919
|  |  |  | Capacitors In Service |  |  | MVAr | 0 |  | 0 | 0 | 0 | 0 | 0 | 0 | 0 | 0 | 0 | 0 | 0 | 0 | 0 | 0 | 0 | 0 | 0 | 0 | 0 | 0 | 0 | 0 | 0 | 0 | 0
|  |  |  | PF |  |  |  | 0.9645 |  | 0.9645 | 0.9645 | 0.9645 | 0.9645 | 0.9645 | 0.9645 | 0.9645 | 0.9645 | 0.9645 | 0.9645 | 0.9645 | 0.9645 | 0.9645 | 0.9645 | 0.9645 | 0.9645 | 0.9645 | 0.9645 | 0.9645 | 0.9645 | 0.9645 | 0.9645 | 0.9645 | 0.9645 | 0.9645
0.95296 | Diversity Factor: 0.95 | Uncompensated |  | Reactive Power |  |  | MVAr | 10.3749 | 10.4373 | 10.1574 | 9.8941 | 9.6069 | 9.4424 | 9.3713 | 9.3591 | 9.4318 | 9.56 | 9.6736 | 9.7881 | 9.8666 | 9.9812 | 10.093 | 10.2353 | 10.3922 | 10.5437 | 10.6851 | 10.8285 | 10.974 | 11.1216 | 11.2713 | 11.4232 | 11.5772 | 11.7335 | 11.8919
|  |  |  | PF |  |  |  | 0.9645 |  | 0.9645 | 0.9645 | 0.9645 | 0.9645 | 0.9645 | 0.9645 | 0.9645 | 0.9645 | 0.9645 | 0.9645 | 0.9645 | 0.9645 | 0.9645 | 0.9645 | 0.9645 | 0.9645 | 0.9645 | 0.9645 | 0.9645 | 0.9645 | 0.9645 | 0.9645 | 0.9645 | 0.9645 | 0.9645
[10 empty] | 1 | 2 | 3 | 4 | 5 | 6 | 7 | 8 | 9 | 10 | 11 | 12 | 13 | 14 | 15 | 16 | 17 | 18 | 19 | 20 | 21 | 22 | 23 | 24 | 25
Transformer Load Detail
[7 empty] | Units | 13/14 |  | 14/15 | 15/16 | 16/17 | 17/18 | 18/19 | 19/20 | 20/21 | 21/22 | 22/23 | 23/24 | 24/25 | 25/26 | 26/27 | 27/28 | 28/29 | 29/30 | 30/31 | 31/32 | 32/33 | 33/34 | 34/35 | 35/36 | 36/37 | 37/38 | 38/39
| 0 | Compensated |  | Load (LV side) |  |  | Amps
|  |  |  | Apparent Power |  |  | MVA
|  |  |  | Real Power |  |  | MW
|  |  |  | Reactive Power |  |  | MVAr
|  |  |  | Capacitors In Service |  |  | MVAr
PF
| Zone Div: | Uncompensated |  | Reactive Power |  |  | MVAr
PF
| 0 | Compensated |  | Load (LV side) |  |  | Amps
|  |  |  | Apparent Power |  |  | MVA
|  |  |  | Real Power |  |  | MW
|  |  |  | Reactive Power |  |  | MVAr
|  |  |  | Capacitors In Service |  |  | MVAr
PF
| Zone Div: | Uncompensated |  | Reactive Power |  |  | MVAr
PF
| 0 | Compensated |  | Load (LV side) |  |  | Amps
|  |  |  | Apparent Power |  |  | MVA
|  |  |  | Real Power |  |  | MW
|  |  |  | Reactive Power |  |  | MVAr
|  |  |  | Capacitors In Service |  |  | MVAr
PF
| Zone Div: | Uncompensated |  | Reactive Power |  |  | MVAr
PF
| 0 | Compensated |  | Load (LV side) |  |  | Amps
|  |  |  | Apparent Power |  |  | MVA
|  |  |  | Real Power |  |  | MW
|  |  |  | Reactive Power |  |  | MVAr
|  |  |  | Capacitors In Service |  |  | MVAr
PF
| Zone Div: | Uncompensated |  | Reactive Power |  |  | MVAr
PF
| 0 | Compensated |  | Load (LV side) |  |  | Amps
|  |  |  | Apparent Power |  |  | MVA
|  |  |  | Real Power |  |  | MW
|  |  |  | Reactive Power |  |  | MVAr
|  |  |  | Capacitors In Service |  |  | MVAr
PF
| Zone Div: | Uncompensated |  | Reactive Power |  |  | MVAr
PF
| 0 | Compensated |  | Load (LV side) |  |  | Amps
|  |  |  | Apparent Power |  |  | MVA
|  |  |  | Real Power |  |  | MW
|  |  |  | Reactive Power |  |  | MVAr
|  |  |  | Capacitors In Service |  |  | MVAr
PF
| Zone Div: | Uncompensated |  | Reactive Power |  |  | MVAr
PF
| 0 | Compensated |  | Load (LV side) |  |  | Amps
|  |  |  | Apparent Power |  |  | MVA
|  |  |  | Real Power |  |  | MW
|  |  |  | Reactive Power |  |  | MVAr
|  |  |  | Capacitors In Service |  |  | MVAr
PF
| Zone Div: | Uncompensated |  | Reactive Power |  |  | MVAr
PF
| 0 | Compensated |  | Load (LV side) |  |  | Amps
|  |  |  | Apparent Power |  |  | MVA
|  |  |  | Real Power |  |  | MW
|  |  |  | Reactive Power |  |  | MVAr
|  |  |  | Capacitors In Service |  |  | MVAr
PF
| Zone Div: | Uncompensated |  | Reactive Power |  |  | MVAr
PF
| 0 | Compensated |  | Load (LV side) |  |  | Amps
|  |  |  | Apparent Power |  |  | MVA
|  |  |  | Real Power |  |  | MW
|  |  |  | Reactive Power |  |  | MVAr
|  |  |  | Capacitors In Service |  |  | MVAr
PF
| Zone Div: | Uncompensated |  | Reactive Power |  |  | MVAr
PF
| 0 | Compensated |  | Load (LV side) |  |  | Amps
|  |  |  | Apparent Power |  |  | MVA
|  |  |  | Real Power |  |  | MW
|  |  |  | Reactive Power |  |  | MVAr
|  |  |  | Capacitors In Service |  |  | MVAr
PF
| Zone Div: | Uncompensated |  | Reactive Power |  |  | MVAr
PF

## City North 132_11kV
| City North 132_11kV | [16 empty] | 2015 | SUMMER
[6 empty] | Zone commissioned |  | 2010-04-28
| Substation Total Loads | [33 empty] | Spots & Transfers Detail
| Historical Loads | (11kV Amps) | [7 empty] | Weather Corrected Forecast Loads |  |  |  | (11kV Amps) | [20 empty] | Spots & Transfers Summary | (11kV Amps) |  | Historical Spots & Transfers | [6 empty] | Forecast Spots & Transfers
|  | 07/08 | 08/09 | 09/10 | 10/11 | 11/12 | 12/13 | 13/14 |  | 14/15 | 15/16 | 16/17 | 17/18 | 18/19 | 19/20 | 20/21 | 21/22 | 22/23 | 23/24 | 24/25 | 25/26 | 26/27 | 27/28 | 28/29 | 29/30 | 30/31 | 31/32 | 32/33 | 33/34 | 34/35 | 35/36 | 36/37 | 37/38 | 38/39 |  |  |  | 07/08 | 08/09 | 09/10 | 10/11 | 11/12 | 12/13 | 13/14 | 14/15 | 15/16 | 16/17 | 17/18 | 18/19 | 19/20 | 20/21 | 21/22 | 22/23 | 23/24 | 24/25 | 25/26 | 26/27 | 27/28 | 28/29 | 29/30 | 30/31 | 31/32 | 32/33 | 33/34 | 34/35 | 35/36 | 36/37 | 37/38 | 38/39
| Total |  |  |  | 1051 | 1655 | 2934 | 2887 |  | 2896.446 | 4277.74 | 4167.714 | 4114.499 | 4106.259 | 4107.956 | 4143.044 | 4198.228 | 4247.147 | 4296.815 | 4333.005 | 4383.105 | 4432.304 | 4493.186 | 4559.823 | 4619.208 | 4679.44 | 4740.653 | 4802.856 | 4866.062 | 4930.282 | 4995.526 | 5061.808 | 5129.137 | 5192.723 |  |  | Total | 0 | 0 | 0 | 0 | -0.093951 | 0 | -2.0076 | 152.7499 | 1568.3467 | -15.1531 | -7.1027 | -8.748 | 1.802 | 37.2324 | 58.4773 | 51.7606 | 52.4817 | 38.1958 | 52.8166 | 51.8037 | 64.0189 | 69.9667 | 67.9097 | 64.028 | 64.9618 | 65.9069 | 66.8634 | 67.8313 | 68.8109 | 69.8023 | 70.8056 | 71.8209
| Firm Rating | 0 | 0 | 0 | 0 | 0 | 0 | 5876 |  | 5876 | 5876 | 5876 | 5876 | 5876 | 5876 | 5876 | 5876 | 5876 | 5876 | 5876 | 5876 | 5876 | 5876 | 5876 | 5876 | 5876 | 5876 | 5876 | 5876 | 5876 | 5876 | 5876 | 5876 | 5876
| Total Capacity | 0 | 0 | 0 | 0 | 0 | 0 | 11214 |  | 11214 | 11214 | 11214 | 11214 | 11214 | 11214 | 11214 | 11214 | 11214 | 11214 | 11214 | 11214 | 11214 | 11214 | 11214 | 11214 | 11214 | 11214 | 11214 | 11214 | 11214 | 11214 | 11214 | 11214 | 11214 |  |  | City North 132_11kV Tx1 | 0 | 0 | 0 | 0 | -0.01904 | 0 | -0.40686 | 30.956 | 317.8377 | -3.0709 | -1.4394 | -1.7728 | 0.36518 | 7.5454 | 11.8509 | 10.4897 | 10.6358 | 7.7407 | 10.7037 | 10.4984 | 12.9739 | 14.1793 | 13.7624 | 12.9758 | 13.165 | 13.3566 | 13.5504 | 13.7466 | 13.9451 | 14.146 | 14.3493 | 14.5551
|  | -7 | -6 | -5 | -4 | -3 | -2 | -1 |  | 0 | 1 | 2 | 3 | 4 | 5 | 6 | 7 | 8 | 9 | 10 | 11 | 12 | 13 | 14 | 15 | 16 | 17 | 18 | 19 | 20 | 21 | 22 | 23 | 24 |  |  | City North 132_11kV Tx2 | 0 | 0 | 0 | 0 | -0.02497 | 0 | -0.53358 | 40.598 | 416.8363 | -4.0274 | -1.8878 | -2.325 | 0.47893 | 9.8957 | 15.5421 | 13.757 | 13.9486 | 10.1517 | 14.0376 | 13.7684 | 17.015 | 18.5958 | 18.0491 | 17.0174 | 17.2656 | 17.5168 | 17.771 | 18.0283 | 18.2886 | 18.5521 | 18.8188 | 19.0886
| Transformer Loads | [35 empty] | City North 132_11kV Tx3 | 0 | 0 | 0 | 0 | -0.02497 | 0 | -0.53358 | 40.598 | 416.8363 | -4.0274 | -1.8878 | -2.325 | 0.47893 | 9.8957 | 15.5421 | 13.757 | 13.9486 | 10.1517 | 14.0376 | 13.7684 | 17.015 | 18.5958 | 18.0491 | 17.0174 | 17.2656 | 17.5168 | 17.771 | 18.0283 | 18.2886 | 18.5521 | 18.8188 | 19.0886
| Historical Loads | (11kV Amps) | [7 empty] | 0: Weather Corrected Forecast Loads; 4: (11kV Amps) |  |  | City North 132_11kV Tx4 | 0 | 0 | 0 | 0 | -0.02497 | 0 | -0.53358 | 40.598 | 416.8363 | -4.0274 | -1.8878 | -2.325 | 0.47893 | 9.8957 | 15.5421 | 13.757 | 13.9486 | 10.1517 | 14.0376 | 13.7684 | 17.015 | 18.5958 | 18.0491 | 17.0174 | 17.2656 | 17.5168 | 17.771 | 18.0283 | 18.2886 | 18.5521 | 18.8188 | 19.0886
|  | 07/08 | 08/09 | 09/10 | 10/11 | 11/12 | 12/13 | 13/14 |  | 14/15 | 15/16 | 16/17 | 17/18 | 18/19 | 19/20 | 20/21 | 21/22 | 22/23 | 23/24 | 24/25 | 25/26 | 26/27 | 27/28 | 28/29 | 29/30 | 30/31 | 31/32 | 32/33 | 33/34 | 34/35 | 35/36 | 36/37 | 37/38 | 38/39 |  |  | City North 132_11kV Tx5 | 0 | 0 | 0 | 0 | 0 | 0 | 0 | 0 | 0 | 0 | 0 | 0 | 0 | 0 | 0 | 0 | 0 | 0 | 0 | 0 | 0 | 0 | 0 | 0 | 0 | 0 | 0 | 0 | 0 | 0 | 0 | 0
| 0 | [36 empty] | 0 | 0 | 0 | 0 | 0 | 0 | 0 | 0 | 0 | 0 | 0 | 0 | 0 | 0 | 0 | 0 | 0 | 0 | 0 | 0 | 0 | 0 | 0 | 0 | 0 | 0 | 0 | 0 | 0 | 0 | 0 | 0
| Diversity Factor: 0 | [36 empty] | 0 | 0 | 0 | 0 | 0 | 0 | 0 | 0 | 0 | 0 | 0 | 0 | 0 | 0 | 0 | 0 | 0 | 0 | 0 | 0 | 0 | 0 | 0 | 0 | 0 | 0 | 0 | 0 | 0 | 0 | 0 | 0
[38 empty] | 0 | 0 | 0 | 0 | 0 | 0 | 0 | 0 | 0 | 0 | 0 | 0 | 0 | 0 | 0 | 0 | 0 | 0 | 0 | 0 | 0 | 0 | 0 | 0 | 0 | 0 | 0 | 0 | 0 | 0 | 0 | 0
[38 empty] | 0 | 0 | 0 | 0 | 0 | 0 | 0 | 0 | 0 | 0 | 0 | 0 | 0 | 0 | 0 | 0 | 0 | 0 | 0 | 0 | 0 | 0 | 0 | 0 | 0 | 0 | 0 | 0 | 0 | 0 | 0 | 0
| 0 | [36 empty] | 0 | 0 | 0 | 0 | 0 | 0 | 0 | 0 | 0 | 0 | 0 | 0 | 0 | 0 | 0 | 0 | 0 | 0 | 0 | 0 | 0 | 0 | 0 | 0 | 0 | 0 | 0 | 0 | 0 | 0 | 0 | 0
Diversity Factor: 0
[38 empty] | Historical Spots & Transfers | [6 empty] | Forecast Spots & Transfers
[35 empty] | Project Name | From | To | 07/08 | 08/09 | 09/10 | 10/11 | 11/12 | 12/13 | 13/14 | 14/15 | 15/16 | 16/17 | 17/18 | 18/19 | 19/20 | 20/21 | 21/22 | 22/23 | 23/24 | 24/25 | 25/26 | 26/27 | 27/28 | 28/29 | 29/30 | 30/31 | 31/32 | 32/33 | 33/34 | 34/35 | 35/36 | 36/37 | 37/38 | 38/39
| 0 | [33 empty] | Broad based demand management |  | City North 132_11kV Tx1 | 0 | 0 | 0 | 0 | 0 | 0 | 0 | 0 | -1.1709 | -1.1374 | -1.3382 | -1.5389 | 0 | 0 | 0 | 0 | 0 | 0 | 0 | 0 | 0 | 0 | 0 | 0 | 0 | 0 | 0 | 0 | 0 | 0 | 0 | 0
| Diversity Factor: 0 | [33 empty] | Broad based demand management |  | City North 132_11kV Tx2 | 0 | 0 | 0 | 0 | 0 | 0 | 0 | 0 | -1.5356 | -1.4917 | -1.755 | -2.0182 | 0 | 0 | 0 | 0 | 0 | 0 | 0 | 0 | 0 | 0 | 0 | 0 | 0 | 0 | 0 | 0 | 0 | 0 | 0 | 0
[35 empty] | Broad based demand management |  | City North 132_11kV Tx3 | 0 | 0 | 0 | 0 | 0 | 0 | 0 | 0 | -1.5356 | -1.4917 | -1.755 | -2.0182 | 0 | 0 | 0 | 0 | 0 | 0 | 0 | 0 | 0 | 0 | 0 | 0 | 0 | 0 | 0 | 0 | 0 | 0 | 0 | 0
[35 empty] | Broad based demand management |  | City North 132_11kV Tx4 | 0 | 0 | 0 | 0 | 0 | 0 | 0 | 0 | -1.5356 | -1.4917 | -1.755 | -2.0182 | 0 | 0 | 0 | 0 | 0 | 0 | 0 | 0 | 0 | 0 | 0 | 0 | 0 | 0 | 0 | 0 | 0 | 0 | 0 | 0
| 0 | [33 empty] | Commissioning Transfers | City Central 132_11kV Tx1 | City North 132_11kV Tx1 | 0 | 0 | 0 | 0 | 0 | 0 | 0 | 9.1196 | 11.7035 | 0 | 0 | 0 | 0 | 0 | 0 | 0 | 0 | 0 | 0 | 0 | 0 | 0 | 0 | 0 | 0 | 0 | 0 | 0 | 0 | 0 | 0 | 0
| Diversity Factor: 0 | [33 empty] | Commissioning Transfers | City Central 132_11kV Tx1 | City North 132_11kV Tx2 | 0 | 0 | 0 | 0 | 0 | 0 | 0 | 11.9601 | 15.3488 | 0 | 0 | 0 | 0 | 0 | 0 | 0 | 0 | 0 | 0 | 0 | 0 | 0 | 0 | 0 | 0 | 0 | 0 | 0 | 0 | 0 | 0 | 0
[35 empty] | Commissioning Transfers | City Central 132_11kV Tx1 | City North 132_11kV Tx3 | 0 | 0 | 0 | 0 | 0 | 0 | 0 | 11.9601 | 15.3488 | 0 | 0 | 0 | 0 | 0 | 0 | 0 | 0 | 0 | 0 | 0 | 0 | 0 | 0 | 0 | 0 | 0 | 0 | 0 | 0 | 0 | 0 | 0
[35 empty] | Commissioning Transfers | City Central 132_11kV Tx1 | City North 132_11kV Tx4 | 0 | 0 | 0 | 0 | 0 | 0 | 0 | 11.9601 | 15.3488 | 0 | 0 | 0 | 0 | 0 | 0 | 0 | 0 | 0 | 0 | 0 | 0 | 0 | 0 | 0 | 0 | 0 | 0 | 0 | 0 | 0 | 0 | 0
| 0 | [33 empty] | Commissioning Transfers | City Central 132_11kV Tx1 | City North 132_11kV Tx5 | 0 | 0 | 0 | 0 | 0 | 0 | 0 | 0 | 0 | 0 | 0 | 0 | 0 | 0 | 0 | 0 | 0 | 0 | 0 | 0 | 0 | 0 | 0 | 0 | 0 | 0 | 0 | 0 | 0 | 0 | 0 | 0
| Diversity Factor: 0 | [33 empty] | Commissioning Transfers | City Central 132_11kV Tx2 | City North 132_11kV Tx1 | 0 | 0 | 0 | 0 | 0 | 0 | 0 | 9.1196 | 11.7035 | 0 | 0 | 0 | 0 | 0 | 0 | 0 | 0 | 0 | 0 | 0 | 0 | 0 | 0 | 0 | 0 | 0 | 0 | 0 | 0 | 0 | 0 | 0
[35 empty] | Commissioning Transfers | City Central 132_11kV Tx2 | City North 132_11kV Tx2 | 0 | 0 | 0 | 0 | 0 | 0 | 0 | 11.9601 | 15.3488 | 0 | 0 | 0 | 0 | 0 | 0 | 0 | 0 | 0 | 0 | 0 | 0 | 0 | 0 | 0 | 0 | 0 | 0 | 0 | 0 | 0 | 0 | 0
[35 empty] | Commissioning Transfers | City Central 132_11kV Tx2 | City North 132_11kV Tx3 | 0 | 0 | 0 | 0 | 0 | 0 | 0 | 11.9601 | 15.3488 | 0 | 0 | 0 | 0 | 0 | 0 | 0 | 0 | 0 | 0 | 0 | 0 | 0 | 0 | 0 | 0 | 0 | 0 | 0 | 0 | 0 | 0 | 0
| 0 | [33 empty] | Commissioning Transfers | City Central 132_11kV Tx2 | City North 132_11kV Tx4 | 0 | 0 | 0 | 0 | 0 | 0 | 0 | 11.9601 | 15.3488 | 0 | 0 | 0 | 0 | 0 | 0 | 0 | 0 | 0 | 0 | 0 | 0 | 0 | 0 | 0 | 0 | 0 | 0 | 0 | 0 | 0 | 0 | 0
| Diversity Factor: 0 | [33 empty] | Commissioning Transfers | City Central 132_11kV Tx2 | City North 132_11kV Tx5 | 0 | 0 | 0 | 0 | 0 | 0 | 0 | 0 | 0 | 0 | 0 | 0 | 0 | 0 | 0 | 0 | 0 | 0 | 0 | 0 | 0 | 0 | 0 | 0 | 0 | 0 | 0 | 0 | 0 | 0 | 0 | 0
[35 empty] | Commissioning Transfers | City Central 132_11kV Tx3 | City North 132_11kV Tx1 | 0 | 0 | 0 | 0 | 0 | 0 | 0 | 9.1196 | 11.7035 | 0 | 0 | 0 | 0 | 0 | 0 | 0 | 0 | 0 | 0 | 0 | 0 | 0 | 0 | 0 | 0 | 0 | 0 | 0 | 0 | 0 | 0 | 0
[35 empty] | Commissioning Transfers | City Central 132_11kV Tx3 | City North 132_11kV Tx2 | 0 | 0 | 0 | 0 | 0 | 0 | 0 | 11.9601 | 15.3488 | 0 | 0 | 0 | 0 | 0 | 0 | 0 | 0 | 0 | 0 | 0 | 0 | 0 | 0 | 0 | 0 | 0 | 0 | 0 | 0 | 0 | 0 | 0
| 0 | [33 empty] | Commissioning Transfers | City Central 132_11kV Tx3 | City North 132_11kV Tx3 | 0 | 0 | 0 | 0 | 0 | 0 | 0 | 11.9601 | 15.3488 | 0 | 0 | 0 | 0 | 0 | 0 | 0 | 0 | 0 | 0 | 0 | 0 | 0 | 0 | 0 | 0 | 0 | 0 | 0 | 0 | 0 | 0 | 0
| Diversity Factor: 0 | [33 empty] | Commissioning Transfers | City Central 132_11kV Tx3 | City North 132_11kV Tx4 | 0 | 0 | 0 | 0 | 0 | 0 | 0 | 11.9601 | 15.3488 | 0 | 0 | 0 | 0 | 0 | 0 | 0 | 0 | 0 | 0 | 0 | 0 | 0 | 0 | 0 | 0 | 0 | 0 | 0 | 0 | 0 | 0 | 0
[35 empty] | Commissioning Transfers | City Central 132_11kV Tx3 | City North 132_11kV Tx5 | 0 | 0 | 0 | 0 | 0 | 0 | 0 | 0 | 0 | 0 | 0 | 0 | 0 | 0 | 0 | 0 | 0 | 0 | 0 | 0 | 0 | 0 | 0 | 0 | 0 | 0 | 0 | 0 | 0 | 0 | 0 | 0
[35 empty] | Commissioning Transfers | City Central 132_11kV Tx4 | City North 132_11kV Tx1 | 0 | 0 | 0 | 0 | 0 | 0 | 0 | 9.1196 | 11.7035 | 0 | 0 | 0 | 0 | 0 | 0 | 0 | 0 | 0 | 0 | 0 | 0 | 0 | 0 | 0 | 0 | 0 | 0 | 0 | 0 | 0 | 0 | 0
| 0 | [33 empty] | Commissioning Transfers | City Central 132_11kV Tx4 | City North 132_11kV Tx2 | 0 | 0 | 0 | 0 | 0 | 0 | 0 | 11.9601 | 15.3488 | 0 | 0 | 0 | 0 | 0 | 0 | 0 | 0 | 0 | 0 | 0 | 0 | 0 | 0 | 0 | 0 | 0 | 0 | 0 | 0 | 0 | 0 | 0
| Diversity Factor: 0 | [33 empty] | Commissioning Transfers | City Central 132_11kV Tx4 | City North 132_11kV Tx3 | 0 | 0 | 0 | 0 | 0 | 0 | 0 | 11.9601 | 15.3488 | 0 | 0 | 0 | 0 | 0 | 0 | 0 | 0 | 0 | 0 | 0 | 0 | 0 | 0 | 0 | 0 | 0 | 0 | 0 | 0 | 0 | 0 | 0
[35 empty] | Commissioning Transfers | City Central 132_11kV Tx4 | City North 132_11kV Tx4 | 0 | 0 | 0 | 0 | 0 | 0 | 0 | 11.9601 | 15.3488 | 0 | 0 | 0 | 0 | 0 | 0 | 0 | 0 | 0 | 0 | 0 | 0 | 0 | 0 | 0 | 0 | 0 | 0 | 0 | 0 | 0 | 0 | 0
[35 empty] | Commissioning Transfers | City Central 132_11kV Tx4 | City North 132_11kV Tx5 | 0 | 0 | 0 | 0 | 0 | 0 | 0 | 0 | 0 | 0 | 0 | 0 | 0 | 0 | 0 | 0 | 0 | 0 | 0 | 0 | 0 | 0 | 0 | 0 | 0 | 0 | 0 | 0 | 0 | 0 | 0 | 0
| 0 | [33 empty] | Commissioning Transfers | Dalley St 132_11kV Tx1 | City North 132_11kV Tx1 | 0 | 0 | 0 | 0 | 0 | 0 | 0 | 0 | 68.008 | 0 | 0 | 0 | 0 | 0 | 0 | 0 | 0 | 0 | 0 | 0 | 0 | 0 | 0 | 0 | 0 | 0 | 0 | 0 | 0 | 0 | 0 | 0
| Diversity Factor: 0 | [33 empty] | Commissioning Transfers | Dalley St 132_11kV Tx1 | City North 132_11kV Tx2 | 0 | 0 | 0 | 0 | 0 | 0 | 0 | 0 | 89.1908 | 0 | 0 | 0 | 0 | 0 | 0 | 0 | 0 | 0 | 0 | 0 | 0 | 0 | 0 | 0 | 0 | 0 | 0 | 0 | 0 | 0 | 0 | 0
[35 empty] | Commissioning Transfers | Dalley St 132_11kV Tx1 | City North 132_11kV Tx3 | 0 | 0 | 0 | 0 | 0 | 0 | 0 | 0 | 89.1908 | 0 | 0 | 0 | 0 | 0 | 0 | 0 | 0 | 0 | 0 | 0 | 0 | 0 | 0 | 0 | 0 | 0 | 0 | 0 | 0 | 0 | 0 | 0
[35 empty] | Commissioning Transfers | Dalley St 132_11kV Tx1 | City North 132_11kV Tx4 | 0 | 0 | 0 | 0 | 0 | 0 | 0 | 0 | 89.1908 | 0 | 0 | 0 | 0 | 0 | 0 | 0 | 0 | 0 | 0 | 0 | 0 | 0 | 0 | 0 | 0 | 0 | 0 | 0 | 0 | 0 | 0 | 0
| 0 | [33 empty] | Commissioning Transfers | Dalley St 132_11kV Tx1 | City North 132_11kV Tx5 | 0 | 0 | 0 | 0 | 0 | 0 | 0 | 0 | 0 | 0 | 0 | 0 | 0 | 0 | 0 | 0 | 0 | 0 | 0 | 0 | 0 | 0 | 0 | 0 | 0 | 0 | 0 | 0 | 0 | 0 | 0 | 0
| Diversity Factor: 0 | [33 empty] | Commissioning Transfers | Dalley St 132_11kV Tx2 | City North 132_11kV Tx1 | 0 | 0 | 0 | 0 | 0 | 0 | 0 | 0 | 69.0217 | 0 | 0 | 0 | 0 | 0 | 0 | 0 | 0 | 0 | 0 | 0 | 0 | 0 | 0 | 0 | 0 | 0 | 0 | 0 | 0 | 0 | 0 | 0
[35 empty] | Commissioning Transfers | Dalley St 132_11kV Tx2 | City North 132_11kV Tx2 | 0 | 0 | 0 | 0 | 0 | 0 | 0 | 0 | 90.5202 | 0 | 0 | 0 | 0 | 0 | 0 | 0 | 0 | 0 | 0 | 0 | 0 | 0 | 0 | 0 | 0 | 0 | 0 | 0 | 0 | 0 | 0 | 0
[35 empty] | Commissioning Transfers | Dalley St 132_11kV Tx2 | City North 132_11kV Tx3 | 0 | 0 | 0 | 0 | 0 | 0 | 0 | 0 | 90.5202 | 0 | 0 | 0 | 0 | 0 | 0 | 0 | 0 | 0 | 0 | 0 | 0 | 0 | 0 | 0 | 0 | 0 | 0 | 0 | 0 | 0 | 0 | 0
[35 empty] | Commissioning Transfers | Dalley St 132_11kV Tx2 | City North 132_11kV Tx4 | 0 | 0 | 0 | 0 | 0 | 0 | 0 | 0 | 90.5202 | 0 | 0 | 0 | 0 | 0 | 0 | 0 | 0 | 0 | 0 | 0 | 0 | 0 | 0 | 0 | 0 | 0 | 0 | 0 | 0 | 0 | 0 | 0
| Weather Correction and Public Holiday Factors | [8 empty] | Forecast ROG | [24 empty] | Commissioning Transfers | Dalley St 132_11kV Tx2 | City North 132_11kV Tx5 | 0 | 0 | 0 | 0 | 0 | 0 | 0 | 0 | 0 | 0 | 0 | 0 | 0 | 0 | 0 | 0 | 0 | 0 | 0 | 0 | 0 | 0 | 0 | 0 | 0 | 0 | 0 | 0 | 0 | 0 | 0 | 0
[10 empty] | ROG Justification | [24 empty] | Commissioning Transfers | Dalley St 132_11kV Tx3 | City North 132_11kV Tx1 | 0 | 0 | 0 | 0 | 0 | 0 | 0 | 0 | 65.4277 | 0 | 0 | 0 | 0 | 0 | 0 | 0 | 0 | 0 | 0 | 0 | 0 | 0 | 0 | 0 | 0 | 0 | 0 | 0 | 0 | 0 | 0 | 0
| Actual loads for season 13/14 have been weather corrected by the following: | [8 empty] | 7 year ROG ok | [24 empty] | Commissioning Transfers | Dalley St 132_11kV Tx3 | City North 132_11kV Tx2 | 0 | 0 | 0 | 0 | 0 | 0 | 0 | 0 | 85.8069 | 0 | 0 | 0 | 0 | 0 | 0 | 0 | 0 | 0 | 0 | 0 | 0 | 0 | 0 | 0 | 0 | 0 | 0 | 0 | 0 | 0 | 0 | 0 | 7 year ROG ok
[35 empty] | Commissioning Transfers | Dalley St 132_11kV Tx3 | City North 132_11kV Tx3 | 0 | 0 | 0 | 0 | 0 | 0 | 0 | 0 | 85.8069 | 0 | 0 | 0 | 0 | 0 | 0 | 0 | 0 | 0 | 0 | 0 | 0 | 0 | 0 | 0 | 0 | 0 | 0 | 0 | 0 | 0 | 0 | 0
[35 empty] | Commissioning Transfers | Dalley St 132_11kV Tx3 | City North 132_11kV Tx4 | 0 | 0 | 0 | 0 | 0 | 0 | 0 | 0 | 85.8069 | 0 | 0 | 0 | 0 | 0 | 0 | 0 | 0 | 0 | 0 | 0 | 0 | 0 | 0 | 0 | 0 | 0 | 0 | 0 | 0 | 0 | 0 | 0
1 | 2 | 3 | 4 | 5 | 6 | 7 | 8 | 9 | 10 | 14/15 | 15/16 | 16/17 | 17/18 | 18/19 | 19/20 | 20/21 | 21/22 | 22/23 | 23/24 | 24/25 | 25/26 | 26/27 | 27/28 | 28/29 | 29/30 | 30/31 | 31/32 | 32/33 | 33/34 | 34/35 | 35/36 | 36/37 | 37/38 | 38/39 | Commissioning Transfers | Dalley St 132_11kV Tx3 | City North 132_11kV Tx5 | 0 | 0 | 0 | 0 | 0 | 0 | 0 | 0 | 0 | 0 | 0 | 0 | 0 | 0 | 0 | 0 | 0 | 0 | 0 | 0 | 0 | 0 | 0 | 0 | 0 | 0 | 0 | 0 | 0 | 0 | 0 | 0
0.96666 | 0.93443 | 0.91366 | 0.90351 | 0.90351 | 0.90351 | 0.90351 | 0.90351 | 0.90351 | 0.90351 | -3.334% | -3.334% | -2.223% | -1.111% | 0% | 0% | 0% | 0% | 0% | 0% | 0% | 0% | 0% | 0% | 0% | 0% | 0% | 0% | 0% | 0% | 0% | 0% | 0% | 0% | 0% | Commissioning Transfers | Dalley St 132_11kV Tx4 | City North 132_11kV Tx1 | 0 | 0 | 0 | 0 | 0 | 0 | 0 | 0 | 67.6855 | 0 | 0 | 0 | 0 | 0 | 0 | 0 | 0 | 0 | 0 | 0 | 0 | 0 | 0 | 0 | 0 | 0 | 0 | 0 | 0 | 0 | 0 | 0
[35 empty] | Commissioning Transfers | Dalley St 132_11kV Tx4 | City North 132_11kV Tx2 | 0 | 0 | 0 | 0 | 0 | 0 | 0 | 0 | 88.7678 | 0 | 0 | 0 | 0 | 0 | 0 | 0 | 0 | 0 | 0 | 0 | 0 | 0 | 0 | 0 | 0 | 0 | 0 | 0 | 0 | 0 | 0 | 0
2: Substation Load Detail | Commissioning Transfers | Dalley St 132_11kV Tx4 | City North 132_11kV Tx3 | 0 | 0 | 0 | 0 | 0 | 0 | 0 | 0 | 88.7678 | 0 | 0 | 0 | 0 | 0 | 0 | 0 | 0 | 0 | 0 | 0 | 0 | 0 | 0 | 0 | 0 | 0 | 0 | 0 | 0 | 0 | 0 | 0
[35 empty] | Commissioning Transfers | Dalley St 132_11kV Tx4 | City North 132_11kV Tx4 | 0 | 0 | 0 | 0 | 0 | 0 | 0 | 0 | 88.7678 | 0 | 0 | 0 | 0 | 0 | 0 | 0 | 0 | 0 | 0 | 0 | 0 | 0 | 0 | 0 | 0 | 0 | 0 | 0 | 0 | 0 | 0 | 0
[7 empty] | Units | 13/14 |  | 14/15 | 15/16 | 16/17 | 17/18 | 18/19 | 19/20 | 20/21 | 21/22 | 22/23 | 23/24 | 24/25 | 25/26 | 26/27 | 27/28 | 28/29 | 29/30 | 30/31 | 31/32 | 32/33 | 33/34 | 34/35 | 35/36 | 36/37 | 37/38 | 38/39 | Commissioning Transfers | Dalley St 132_11kV Tx4 | City North 132_11kV Tx5 | 0 | 0 | 0 | 0 | 0 | 0 | 0 | 0 | 0 | 0 | 0 | 0 | 0 | 0 | 0 | 0 | 0 | 0 | 0 | 0 | 0 | 0 | 0 | 0 | 0 | 0 | 0 | 0 | 0 | 0 | 0 | 0
1 | City North 132_11kV | Compensated |  | Load (LV side) |  |  | Amps | 2887 | 2975.9586 | 2896.446 | 4277.74 | 4167.714 | 4114.499 | 4106.259 | 4107.956 | 4143.044 | 4198.228 | 4247.147 | 4296.815 | 4333.005 | 4383.105 | 4432.304 | 4493.186 | 4559.823 | 4619.208 | 4679.44 | 4740.653 | 4802.856 | 4866.062 | 4930.282 | 4995.526 | 5061.808 | 5129.137 | 5192.723 | Spot |  | City North 132_11kV Tx1 | 0 | 0 | 0 | 0 | 0 | 0 | 0 | 0 | 4.4585 | 0 | 0 | 0 | 0 | 0 | 0 | 0 | 0 | 0 | 0 | 0 | 0 | 0 | 0 | 0 | 0 | 0 | 0 | 0 | 0 | 0 | 0 | 0
|  |  |  | Apparent Power |  |  | MVA | 55.0047 |  | 55.1847 | 81.5019 | 79.4056 | 78.3917 | 78.2347 | 78.2671 | 78.9356 | 79.987 | 80.919 | 81.8653 | 82.5549 | 83.5094 | 84.4467 | 85.6067 | 86.8763 | 88.0077 | 89.1553 | 90.3216 | 91.5067 | 92.7109 | 93.9345 | 95.1776 | 96.4404 | 97.7232 | 98.9347 | Spot |  | City North 132_11kV Tx2 | 0 | 0 | 0 | 0 | 0 | 0 | 0 | 0 | 5.8472 | 0 | 0 | 0 | 0 | 0 | 0 | 0 | 0 | 0 | 0 | 0 | 0 | 0 | 0 | 0 | 0 | 0 | 0 | 0 | 0 | 0 | 0 | 0
|  |  |  | Real Power |  |  | MW | 52.7907 | 54.4174 | 55.1812 | 81.4805 | 79.398 | 78.3883 | 78.2318 | 78.264 | 78.9301 | 79.9762 | 80.9021 | 81.8409 | 82.5242 | 83.469 | 84.3957 | 85.5409 | 86.7925 | 88.0074 | 89.1527 | 90.3148 | 91.4938 | 92.6899 | 93.9033 | 95.1342 | 96.3829 | 97.6495 | 98.9343 | Spot |  | City North 132_11kV Tx3 | 0 | 0 | 0 | 0 | 0 | 0 | 0 | 0 | 5.8472 | 0 | 0 | 0 | 0 | 0 | 0 | 0 | 0 | 0 | 0 | 0 | 0 | 0 | 0 | 0 | 0 | 0 | 0 | 0 | 0 | 0 | 0 | 0
|  |  |  | Reactive Power |  |  | MVAr | 15.4487 |  | 0.61774 | 1.8668 | 1.1034 | 0.73331 | 0.67595 | 0.68776 | 0.9319 | 1.3153 | 1.6547 | 1.9989 | 2.2493 | 2.5956 | 2.9353 | 3.3551 | 3.8139 | 0.25918 | 0.67902 | 1.105 | 1.5371 | 1.9756 | 2.4203 | 2.8715 | 3.3292 | 3.7935 | 0.26447 | Spot |  | City North 132_11kV Tx4 | 0 | 0 | 0 | 0 | 0 | 0 | 0 | 0 | 5.8472 | 0 | 0 | 0 | 0 | 0 | 0 | 0 | 0 | 0 | 0 | 0 | 0 | 0 | 0 | 0 | 0 | 0 | 0 | 0 | 0 | 0 | 0 | 0
|  |  |  | Capacitors In Service |  |  | MVAr | 4 |  | 20 | 28 | 28 | 28 | 28 | 28 | 28 | 28 | 28 | 28 | 28 | 28 | 28 | 28 | 28 | 32 | 32 | 32 | 32 | 32 | 32 | 32 | 32 | 32 | 36 | Spot |  | City North 132_11kV Tx5 | 0 | 0 | 0 | 0 | 0 | 0 | 0 | 0 | 0 | 0 | 0 | 0 | 0 | 0 | 0 | 0 | 0 | 0 | 0 | 0 | 0 | 0 | 0 | 0 | 0 | 0 | 0 | 0 | 0 | 0 | 0 | 0
|  |  |  | PF |  |  |  | 0.95975 |  | 0.99994 | 0.99974 | 0.9999 | 0.99996 | 0.99996 | 0.99996 | 0.99993 | 0.99986 | 0.99979 | 0.9997 | 0.99963 | 0.99952 | 0.9994 | 0.99923 | 0.99904 | 0.99999 | 0.99997 | 0.99992 | 0.99986 | 0.99977 | 0.99967 | 0.99954 | 0.9994 | 0.99925 | 1 | Econometric |  | City North 132_11kV Tx1 | 0 | 0 | 0 | 0 | 0 | 0 | 0 | 0 | 0 | 4.4862 | 9.0621 | 13.5768 | 13.9334 | 14.4046 | 14.3274 | 14.2461 | 14.4181 | 14.5921 | 14.7683 | 14.9466 | 15.127 | 15.3096 | 15.4944 | 15.6814 | 15.8706 | 16.0622 | 16.256 | 16.4522 | 16.6507 | 16.8516 | 17.0549 | 17.2607
0.89782 | Diversity Factor: 0.9 | Uncompensated |  | Reactive Power |  |  | MVAr | 19.4487 | 19.9247 | 20.6177 | 29.8668 | 29.1034 | 28.7333 | 28.6759 | 28.6878 | 28.9319 | 29.3153 | 29.6547 | 29.9989 | 30.2493 | 30.5956 | 30.9353 | 31.3551 | 31.8139 | 32.2592 | 32.679 | 33.105 | 33.5371 | 33.9756 | 34.4203 | 34.8715 | 35.3292 | 35.7935 | 36.2645 | Econometric |  | City North 132_11kV Tx2 | 0 | 0 | 0 | 0 | 0 | 0 | 0 | 0 | 0 | 5.8836 | 11.8847 | 17.8057 | 18.2733 | 18.8913 | 18.79 | 18.6834 | 18.909 | 19.1372 | 19.3683 | 19.6021 | 19.8387 | 20.0781 | 20.3205 | 20.5657 | 20.8139 | 21.0651 | 21.3193 | 21.5766 | 21.837 | 22.1004 | 22.3671 | 22.637
|  |  |  | PF |  |  |  | 0.93835 |  | 0.93675 | 0.93891 | 0.93891 | 0.93891 | 0.93891 | 0.93891 | 0.93891 | 0.93891 | 0.93891 | 0.93891 | 0.93891 | 0.93891 | 0.93891 | 0.93891 | 0.93891 | 0.93891 | 0.93891 | 0.93891 | 0.93891 | 0.93891 | 0.93891 | 0.93891 | 0.93891 | 0.93891 | 0.93891 | Econometric |  | City North 132_11kV Tx3 | 0 | 0 | 0 | 0 | 0 | 0 | 0 | 0 | 0 | 5.8836 | 11.8847 | 17.8057 | 18.2733 | 18.8913 | 18.79 | 18.6834 | 18.909 | 19.1372 | 19.3683 | 19.6021 | 19.8387 | 20.0781 | 20.3205 | 20.5657 | 20.8139 | 21.0651 | 21.3193 | 21.5766 | 21.837 | 22.1004 | 22.3671 | 22.637
[10 empty] | 1 | 2 | 3 | 4 | 5 | 6 | 7 | 8 | 9 | 10 | 11 | 12 | 13 | 14 | 15 | 16 | 17 | 18 | 19 | 20 | 21 | 22 | 23 | 24 | 25 | Econometric |  | City North 132_11kV Tx4 | 0 | 0 | 0 | 0 | 0 | 0 | 0 | 0 | 0 | 5.8836 | 11.8847 | 17.8057 | 18.2733 | 18.8913 | 18.79 | 18.6834 | 18.909 | 19.1372 | 19.3683 | 19.6021 | 19.8387 | 20.0781 | 20.3205 | 20.5657 | 20.8139 | 21.0651 | 21.3193 | 21.5766 | 21.837 | 22.1004 | 22.3671 | 22.637
2: Transformer Load Detail | Energy Efficiency |  | City North 132_11kV Tx1 | 0 | 0 | 0 | 0 | 0 | 0 | 0 | -5.3948 | -2.2635 | -6.258 | -8.9859 | -13.6209 | -13.3682 | -6.6498 | -2.274 | -3.5507 | -3.6248 | -6.6629 | -3.876 | -4.2596 | -1.9645 | -0.94172 | -1.5434 | -2.517 | -2.517 | -2.517 | -2.517 | -2.517 | -2.517 | -2.517 | -2.517 | -2.517
[35 empty] | Energy Efficiency |  | City North 132_11kV Tx2 | 0 | 0 | 0 | 0 | 0 | 0 | 0 | -7.0752 | -2.9686 | -8.2072 | -11.7848 | -17.8635 | -17.532 | -8.721 | -2.9823 | -4.6566 | -4.7539 | -8.7382 | -5.0833 | -5.5864 | -2.5764 | -1.235 | -2.0241 | -3.301 | -3.301 | -3.301 | -3.301 | -3.301 | -3.301 | -3.301 | -3.301 | -3.301
[7 empty] | Units | 13/14 |  | 14/15 | 15/16 | 16/17 | 17/18 | 18/19 | 19/20 | 20/21 | 21/22 | 22/23 | 23/24 | 24/25 | 25/26 | 26/27 | 27/28 | 28/29 | 29/30 | 30/31 | 31/32 | 32/33 | 33/34 | 34/35 | 35/36 | 36/37 | 37/38 | 38/39 | Energy Efficiency |  | City North 132_11kV Tx3 | 0 | 0 | 0 | 0 | 0 | 0 | 0 | -7.0752 | -2.9686 | -8.2072 | -11.7848 | -17.8635 | -17.532 | -8.721 | -2.9823 | -4.6566 | -4.7539 | -8.7382 | -5.0833 | -5.5864 | -2.5764 | -1.235 | -2.0241 | -3.301 | -3.301 | -3.301 | -3.301 | -3.301 | -3.301 | -3.301 | -3.301 | -3.301
2: 0; 3: Compensated; 5: Load (LV side); 8: Amps | Energy Efficiency |  | City North 132_11kV Tx4 | 0 | 0 | 0 | 0 | 0 | 0 | 0 | -7.0752 | -2.9686 | -8.2072 | -11.7848 | -17.8635 | -17.532 | -8.721 | -2.9823 | -4.6566 | -4.7539 | -8.7382 | -5.0833 | -5.5864 | -2.5764 | -1.235 | -2.0241 | -3.301 | -3.301 | -3.301 | -3.301 | -3.301 | -3.301 | -3.301 | -3.301 | -3.301
5: Apparent Power; 8: MVA | Solar PV |  | City North 132_11kV Tx1 | 0 | 0 | 0 | 0 | -0.01904 | 0 | -0.40686 | -0.12763 | -0.14316 | -0.16168 | -0.17741 | -0.18987 | -0.20003 | -0.20943 | -0.20252 | -0.20574 | -0.15742 | -0.18856 | -0.18856 | -0.18856 | -0.18856 | -0.18856 | -0.18856 | -0.18856 | -0.18856 | -0.18856 | -0.18856 | -0.18856 | -0.18856 | -0.18856 | -0.18856 | -0.18856
5: Real Power; 8: MW | Solar PV |  | City North 132_11kV Tx2 | 0 | 0 | 0 | 0 | -0.02497 | 0 | -0.53358 | -0.16739 | -0.18775 | -0.21205 | -0.23267 | -0.24901 | -0.26233 | -0.27466 | -0.2656 | -0.26982 | -0.20645 | -0.24729 | -0.24729 | -0.24729 | -0.24729 | -0.24729 | -0.24729 | -0.24729 | -0.24729 | -0.24729 | -0.24729 | -0.24729 | -0.24729 | -0.24729 | -0.24729 | -0.24729
5: Reactive Power; 8: MVAr | Solar PV |  | City North 132_11kV Tx3 | 0 | 0 | 0 | 0 | -0.02497 | 0 | -0.53358 | -0.16739 | -0.18775 | -0.21205 | -0.23267 | -0.24901 | -0.26233 | -0.27466 | -0.2656 | -0.26982 | -0.20645 | -0.24729 | -0.24729 | -0.24729 | -0.24729 | -0.24729 | -0.24729 | -0.24729 | -0.24729 | -0.24729 | -0.24729 | -0.24729 | -0.24729 | -0.24729 | -0.24729 | -0.24729
5: Capacitors In Service; 8: MVAr | Solar PV |  | City North 132_11kV Tx4 | 0 | 0 | 0 | 0 | -0.02497 | 0 | -0.53358 | -0.16739 | -0.18775 | -0.21205 | -0.23267 | -0.24901 | -0.26233 | -0.27466 | -0.2656 | -0.26982 | -0.20645 | -0.24729 | -0.24729 | -0.24729 | -0.24729 | -0.24729 | -0.24729 | -0.24729 | -0.24729 | -0.24729 | -0.24729 | -0.24729 | -0.24729 | -0.24729 | -0.24729 | -0.24729
[35 empty] | Solar PV |  | City North 132_11kV Tx5 | 0 | 0 | 0 | 0 | 0 | 0 | 0 | 0 | 0 | 0 | 0 | 0 | 0 | 0 | 0 | 0 | 0 | 0 | 0 | 0 | 0 | 0 | 0 | 0 | 0 | 0 | 0 | 0 | 0 | 0 | 0 | 0 | bar: 5
| Zone Div: | Uncompensated |  | Reactive Power |  |  | MVAr
PF
| 0 | Compensated |  | Load (LV side) |  |  | Amps
|  |  |  | Apparent Power |  |  | MVA
|  |  |  | Real Power |  |  | MW
|  |  |  | Reactive Power |  |  | MVAr
|  |  |  | Capacitors In Service |  |  | MVAr
PF
| Zone Div: | Uncompensated |  | Reactive Power |  |  | MVAr
PF
| 0 | Compensated |  | Load (LV side) |  |  | Amps
|  |  |  | Apparent Power |  |  | MVA
|  |  |  | Real Power |  |  | MW
|  |  |  | Reactive Power |  |  | MVAr
|  |  |  | Capacitors In Service |  |  | MVAr
PF
| Zone Div: | Uncompensated |  | Reactive Power |  |  | MVAr
PF
| 0 | Compensated |  | Load (LV side) |  |  | Amps
|  |  |  | Apparent Power |  |  | MVA
|  |  |  | Real Power |  |  | MW
|  |  |  | Reactive Power |  |  | MVAr
|  |  |  | Capacitors In Service |  |  | MVAr
PF
| Zone Div: | Uncompensated |  | Reactive Power |  |  | MVAr
PF
| 0 | Compensated |  | Load (LV side) |  |  | Amps
|  |  |  | Apparent Power |  |  | MVA
|  |  |  | Real Power |  |  | MW
|  |  |  | Reactive Power |  |  | MVAr
|  |  |  | Capacitors In Service |  |  | MVAr
PF
| Zone Div: | Uncompensated |  | Reactive Power |  |  | MVAr
PF
| 0 | Compensated |  | Load (LV side) |  |  | Amps
|  |  |  | Apparent Power |  |  | MVA
|  |  |  | Real Power |  |  | MW
|  |  |  | Reactive Power |  |  | MVAr
|  |  |  | Capacitors In Service |  |  | MVAr
PF
| Zone Div: | Uncompensated |  | Reactive Power |  |  | MVAr
PF
| 0 | Compensated |  | Load (LV side) |  |  | Amps
|  |  |  | Apparent Power |  |  | MVA
|  |  |  | Real Power |  |  | MW
|  |  |  | Reactive Power |  |  | MVAr
|  |  |  | Capacitors In Service |  |  | MVAr
PF
| Zone Div: | Uncompensated |  | Reactive Power |  |  | MVAr
PF
| 0 | Compensated |  | Load (LV side) |  |  | Amps
|  |  |  | Apparent Power |  |  | MVA
|  |  |  | Real Power |  |  | MW
|  |  |  | Reactive Power |  |  | MVAr
|  |  |  | Capacitors In Service |  |  | MVAr
PF
| Zone Div: | Uncompensated |  | Reactive Power |  |  | MVAr
PF
| 0 | Compensated |  | Load (LV side) |  |  | Amps
|  |  |  | Apparent Power |  |  | MVA
|  |  |  | Real Power |  |  | MW
|  |  |  | Reactive Power |  |  | MVAr
|  |  |  | Capacitors In Service |  |  | MVAr
PF
| Zone Div: | Uncompensated |  | Reactive Power |  |  | MVAr
PF
| 0 | Compensated |  | Load (LV side) |  |  | Amps
|  |  |  | Apparent Power |  |  | MVA
|  |  |  | Real Power |  |  | MW
|  |  |  | Reactive Power |  |  | MVAr
|  |  |  | Capacitors In Service |  |  | MVAr
PF
| Zone Div: | Uncompensated |  | Reactive Power |  |  | MVAr
PF

## City North 33_11kV
| City North 33_11kV | [16 empty] | 2015 | SUMMER
[6 empty] | Zone decommissioned |  | 2012-06-30
| Substation Total Loads | [33 empty] | Spots & Transfers Detail
| Historical Loads | (11kV Amps) | [7 empty] | Weather Corrected Forecast Loads |  |  |  | (11kV Amps) | [20 empty] | Spots & Transfers Summary | (11kV Amps) |  | Historical Spots & Transfers | [6 empty] | Forecast Spots & Transfers
|  | 07/08 | 08/09 | 09/10 | 10/11 | 11/12 | 12/13 | 13/14 |  | 14/15 | 15/16 | 16/17 | 17/18 | 18/19 | 19/20 | 20/21 | 21/22 | 22/23 | 23/24 | 24/25 | 25/26 | 26/27 | 27/28 | 28/29 | 29/30 | 30/31 | 31/32 | 32/33 | 33/34 | 34/35 | 35/36 | 36/37 | 37/38 | 38/39 |  |  |  | 07/08 | 08/09 | 09/10 | 10/11 | 11/12 | 12/13 | 13/14 | 14/15 | 15/16 | 16/17 | 17/18 | 18/19 | 19/20 | 20/21 | 21/22 | 22/23 | 23/24 | 24/25 | 25/26 | 26/27 | 27/28 | 28/29 | 29/30 | 30/31 | 31/32 | 32/33 | 33/34 | 34/35 | 35/36 | 36/37 | 37/38 | 38/39
| Total | 1824 | 1891 | 1981 | 1692 | 990 | 2 |  |  | 0 | 0 | 0 | 0 | 0 | 0 | 0 | 0 | 0 | 0 | 0 | 0 | 0 | 0 | 0 | 0 | 0 | 0 | 0 | 0 | 0 | 0 | 0 | 0 | 0 |  |  | Total | 0 | 0 | 0 | 0 | 0 | 0 | 0 | 0 | 0 | 0 | 0 | 0 | 0 | 0 | 0 | 0 | 0 | 0 | 0 | 0 | 0 | 0 | 0 | 0 | 0 | 0 | 0 | 0 | 0 | 0 | 0 | 0
| Firm Rating | 0 | 0 | 0 | 0 | 0 | 0 | 0 |  | 0 | 0 | 0 | 0 | 0 | 0 | 0 | 0 | 0 | 0 | 0 | 0 | 0 | 0 | 0 | 0 | 0 | 0 | 0 | 0 | 0 | 0 | 0 | 0 | 0
| Total Capacity | 0 | 0 | 0 | 0 | 0 | 0 | 0 |  | 0 | 0 | 0 | 0 | 0 | 0 | 0 | 0 | 0 | 0 | 0 | 0 | 0 | 0 | 0 | 0 | 0 | 0 | 0 | 0 | 0 | 0 | 0 | 0 | 0 |  |  | City North 33_11kV TxC | 0 | 0 | 0 | 0 | 0 | 0 | 0 | 0 | 0 | 0 | 0 | 0 | 0 | 0 | 0 | 0 | 0 | 0 | 0 | 0 | 0 | 0 | 0 | 0 | 0 | 0 | 0 | 0 | 0 | 0 | 0 | 0
|  | -7 | -6 | -5 | -4 | -3 | -2 | -1 |  | 0 | 1 | 2 | 3 | 4 | 5 | 6 | 7 | 8 | 9 | 10 | 11 | 12 | 13 | 14 | 15 | 16 | 17 | 18 | 19 | 20 | 21 | 22 | 23 | 24 |  |  | City North 33_11kV TxD | 0 | 0 | 0 | 0 | 0 | 0 | 0 | 0 | 0 | 0 | 0 | 0 | 0 | 0 | 0 | 0 | 0 | 0 | 0 | 0 | 0 | 0 | 0 | 0 | 0 | 0 | 0 | 0 | 0 | 0 | 0 | 0
| Transformer Loads | [35 empty] | City North 33_11kV TxE | 0 | 0 | 0 | 0 | 0 | 0 | 0 | 0 | 0 | 0 | 0 | 0 | 0 | 0 | 0 | 0 | 0 | 0 | 0 | 0 | 0 | 0 | 0 | 0 | 0 | 0 | 0 | 0 | 0 | 0 | 0 | 0
| Historical Loads | (11kV Amps) | [7 empty] | Weather Corrected Forecast Loads |  |  |  | (11kV Amps) | [22 empty] | City North 33_11kV TxF | 0 | 0 | 0 | 0 | 0 | 0 | 0 | 0 | 0 | 0 | 0 | 0 | 0 | 0 | 0 | 0 | 0 | 0 | 0 | 0 | 0 | 0 | 0 | 0 | 0 | 0 | 0 | 0 | 0 | 0 | 0 | 0
|  | 07/08 | 08/09 | 09/10 | 10/11 | 11/12 | 12/13 | 13/14 |  | 14/15 | 15/16 | 16/17 | 17/18 | 18/19 | 19/20 | 20/21 | 21/22 | 22/23 | 23/24 | 24/25 | 25/26 | 26/27 | 27/28 | 28/29 | 29/30 | 30/31 | 31/32 | 32/33 | 33/34 | 34/35 | 35/36 | 36/37 | 37/38 | 38/39 |  |  |  | 0 | 0 | 0 | 0 | 0 | 0 | 0 | 0 | 0 | 0 | 0 | 0 | 0 | 0 | 0 | 0 | 0 | 0 | 0 | 0 | 0 | 0 | 0 | 0 | 0 | 0 | 0 | 0 | 0 | 0 | 0 | 0
| 0 | [36 empty] | 0 | 0 | 0 | 0 | 0 | 0 | 0 | 0 | 0 | 0 | 0 | 0 | 0 | 0 | 0 | 0 | 0 | 0 | 0 | 0 | 0 | 0 | 0 | 0 | 0 | 0 | 0 | 0 | 0 | 0 | 0 | 0
| Diversity Factor: 0 | [36 empty] | 0 | 0 | 0 | 0 | 0 | 0 | 0 | 0 | 0 | 0 | 0 | 0 | 0 | 0 | 0 | 0 | 0 | 0 | 0 | 0 | 0 | 0 | 0 | 0 | 0 | 0 | 0 | 0 | 0 | 0 | 0 | 0
[38 empty] | 0 | 0 | 0 | 0 | 0 | 0 | 0 | 0 | 0 | 0 | 0 | 0 | 0 | 0 | 0 | 0 | 0 | 0 | 0 | 0 | 0 | 0 | 0 | 0 | 0 | 0 | 0 | 0 | 0 | 0 | 0 | 0
[38 empty] | 0 | 0 | 0 | 0 | 0 | 0 | 0 | 0 | 0 | 0 | 0 | 0 | 0 | 0 | 0 | 0 | 0 | 0 | 0 | 0 | 0 | 0 | 0 | 0 | 0 | 0 | 0 | 0 | 0 | 0 | 0 | 0
| 0 | [36 empty] | 0 | 0 | 0 | 0 | 0 | 0 | 0 | 0 | 0 | 0 | 0 | 0 | 0 | 0 | 0 | 0 | 0 | 0 | 0 | 0 | 0 | 0 | 0 | 0 | 0 | 0 | 0 | 0 | 0 | 0 | 0 | 0
Diversity Factor: 0
[38 empty] | Historical Spots & Transfers | [6 empty] | Forecast Spots & Transfers
[35 empty] | Project Name | From | To | 07/08 | 08/09 | 09/10 | 10/11 | 11/12 | 12/13 | 13/14 | 14/15 | 15/16 | 16/17 | 17/18 | 18/19 | 19/20 | 20/21 | 21/22 | 22/23 | 23/24 | 24/25 | 25/26 | 26/27 | 27/28 | 28/29 | 29/30 | 30/31 | 31/32 | 32/33 | 33/34 | 34/35 | 35/36 | 36/37 | 37/38 | 38/39
0
Diversity Factor: 0
0
Diversity Factor: 0
0
Diversity Factor: 0
0
Diversity Factor: 0
0
Diversity Factor: 0
0
Diversity Factor: 0
0
Diversity Factor: 0
0
Diversity Factor: 0
| Weather Correction and Public Holiday Factors | [8 empty] | Forecast ROG
ROG Justification
| Actual loads for season 13/14 have been weather corrected by the following: | [6 empty] | 0% |  | 0
1 | 2 | 3 | 4 | 5 | 6 | 7 | 8 | 9 | 10 | 14/15 | 15/16 | 16/17 | 17/18 | 18/19 | 19/20 | 20/21 | 21/22 | 22/23 | 23/24 | 24/25 | 25/26 | 26/27 | 27/28 | 28/29 | 29/30 | 30/31 | 31/32 | 32/33 | 33/34 | 34/35 | 35/36 | 36/37 | 37/38 | 38/39
1 | 1 | 1 | 1 | 1 | 1 | 1 | 1 | 1 | 1 | 0% | 0% | 0% | 0% | 0% | 0% | 0% | 0% | 0% | 0% | 0% | 0% | 0% | 0% | 0% | 0% | 0% | 0% | 0% | 0% | 0% | 0% | 0% | 0% | 0%
Substation Load Detail
[7 empty] | Units | 13/14 |  | 14/15 | 15/16 | 16/17 | 17/18 | 18/19 | 19/20 | 20/21 | 21/22 | 22/23 | 23/24 | 24/25 | 25/26 | 26/27 | 27/28 | 28/29 | 29/30 | 30/31 | 31/32 | 32/33 | 33/34 | 34/35 | 35/36 | 36/37 | 37/38 | 38/39
1 | City North 33_11kV | Compensated |  | Load (LV side) |  |  | Amps | 0 | 0 | 0 | 0 | 0 | 0 | 0 | 0 | 0 | 0 | 0 | 0 | 0 | 0 | 0 | 0 | 0 | 0 | 0 | 0 | 0 | 0 | 0 | 0 | 0 | 0 | 0
|  |  |  | Apparent Power |  |  | MVA | 0 |  | 0 | 0 | 0 | 0 | 0 | 0 | 0 | 0 | 0 | 0 | 0 | 0 | 0 | 0 | 0 | 0 | 0 | 0 | 0 | 0 | 0 | 0 | 0 | 0 | 0
|  |  |  | Real Power |  |  | MW | 0 | 0 | 0 | 0 | 0 | 0 | 0 | 0 | 0 | 0 | 0 | 0 | 0 | 0 | 0 | 0 | 0 | 0 | 0 | 0 | 0 | 0 | 0 | 0 | 0 | 0 | 0
|  |  |  | Reactive Power |  |  | MVAr | 0 |  | 0 | 0 | 0 | 0 | 0 | 0 | 0 | 0 | 0 | 0 | 0 | 0 | 0 | 0 | 0 | 0 | 0 | 0 | 0 | 0 | 0 | 0 | 0 | 0 | 0
|  |  |  | Capacitors In Service |  |  | MVAr | 0 |  | 0 | 0 | 0 | 0 | 0 | 0 | 0 | 0 | 0 | 0 | 0 | 0 | 0 | 0 | 0 | 0 | 0 | 0 | 0 | 0 | 0 | 0 | 0 | 0 | 0
|  |  |  | PF |  |  |  | 0 |  | 0 | 0 | 0 | 0 | 0 | 0 | 0 | 0 | 0 | 0 | 0 | 0 | 0 | 0 | 0 | 0 | 0 | 0 | 0 | 0 | 0 | 0 | 0 | 0 | 0
| #VALUE! | Uncompensated |  | Reactive Power |  |  | MVAr | 0 | 0 | 0 | 0 | 0 | 0 | 0 | 0 | 0 | 0 | 0 | 0 | 0 | 0 | 0 | 0 | 0 | 0 | 0 | 0 | 0 | 0 | 0 | 0 | 0 | 0 | 0
|  |  |  | PF |  |  |  | 0 |  | 0 | 0 | 0 | 0 | 0 | 0 | 0 | 0 | 0 | 0 | 0 | 0 | 0 | 0 | 0 | 0 | 0 | 0 | 0 | 0 | 0 | 0 | 0 | 0 | 0
[10 empty] | 1 | 2 | 3 | 4 | 5 | 6 | 7 | 8 | 9 | 10 | 11 | 12 | 13 | 14 | 15 | 16 | 17 | 18 | 19 | 20 | 21 | 22 | 23 | 24 | 25
Transformer Load Detail
[7 empty] | Units | 13/14 |  | 14/15 | 15/16 | 16/17 | 17/18 | 18/19 | 19/20 | 20/21 | 21/22 | 22/23 | 23/24 | 24/25 | 25/26 | 26/27 | 27/28 | 28/29 | 29/30 | 30/31 | 31/32 | 32/33 | 33/34 | 34/35 | 35/36 | 36/37 | 37/38 | 38/39
| 0 | Compensated |  | Load (LV side) |  |  | Amps
|  |  |  | Apparent Power |  |  | MVA
|  |  |  | Real Power |  |  | MW
|  |  |  | Reactive Power |  |  | MVAr
|  |  |  | Capacitors In Service |  |  | MVAr
PF
| Zone Div: | Uncompensated |  | Reactive Power |  |  | MVAr
PF
| 0 | Compensated |  | Load (LV side) |  |  | Amps
|  |  |  | Apparent Power |  |  | MVA
|  |  |  | Real Power |  |  | MW
|  |  |  | Reactive Power |  |  | MVAr
|  |  |  | Capacitors In Service |  |  | MVAr
PF
| Zone Div: | Uncompensated |  | Reactive Power |  |  | MVAr
PF
| 0 | Compensated |  | Load (LV side) |  |  | Amps
|  |  |  | Apparent Power |  |  | MVA
|  |  |  | Real Power |  |  | MW
|  |  |  | Reactive Power |  |  | MVAr
|  |  |  | Capacitors In Service |  |  | MVAr
PF
| Zone Div: | Uncompensated |  | Reactive Power |  |  | MVAr
PF
| 0 | Compensated |  | Load (LV side) |  |  | Amps
|  |  |  | Apparent Power |  |  | MVA
|  |  |  | Real Power |  |  | MW
|  |  |  | Reactive Power |  |  | MVAr
|  |  |  | Capacitors In Service |  |  | MVAr
PF
| Zone Div: | Uncompensated |  | Reactive Power |  |  | MVAr
PF
| 0 | Compensated |  | Load (LV side) |  |  | Amps
|  |  |  | Apparent Power |  |  | MVA
|  |  |  | Real Power |  |  | MW
|  |  |  | Reactive Power |  |  | MVAr
|  |  |  | Capacitors In Service |  |  | MVAr
PF
| Zone Div: | Uncompensated |  | Reactive Power |  |  | MVAr
PF
| 0 | Compensated |  | Load (LV side) |  |  | Amps
|  |  |  | Apparent Power |  |  | MVA
|  |  |  | Real Power |  |  | MW
|  |  |  | Reactive Power |  |  | MVAr
|  |  |  | Capacitors In Service |  |  | MVAr
PF
| Zone Div: | Uncompensated |  | Reactive Power |  |  | MVAr
PF
| 0 | Compensated |  | Load (LV side) |  |  | Amps
|  |  |  | Apparent Power |  |  | MVA
|  |  |  | Real Power |  |  | MW
|  |  |  | Reactive Power |  |  | MVAr
|  |  |  | Capacitors In Service |  |  | MVAr
PF
| Zone Div: | Uncompensated |  | Reactive Power |  |  | MVAr
PF
| 0 | Compensated |  | Load (LV side) |  |  | Amps
|  |  |  | Apparent Power |  |  | MVA
|  |  |  | Real Power |  |  | MW
|  |  |  | Reactive Power |  |  | MVAr
|  |  |  | Capacitors In Service |  |  | MVAr
PF
| Zone Div: | Uncompensated |  | Reactive Power |  |  | MVAr
PF
| 0 | Compensated |  | Load (LV side) |  |  | Amps
|  |  |  | Apparent Power |  |  | MVA
|  |  |  | Real Power |  |  | MW
|  |  |  | Reactive Power |  |  | MVAr
|  |  |  | Capacitors In Service |  |  | MVAr
PF
| Zone Div: | Uncompensated |  | Reactive Power |  |  | MVAr
PF
| 0 | Compensated |  | Load (LV side) |  |  | Amps
|  |  |  | Apparent Power |  |  | MVA
|  |  |  | Real Power |  |  | MW
|  |  |  | Reactive Power |  |  | MVAr
|  |  |  | Capacitors In Service |  |  | MVAr
PF
| Zone Div: | Uncompensated |  | Reactive Power |  |  | MVAr
PF

## City South 132_11kV
| City South 132_11kV | [16 empty] | 2015 | SUMMER
| Substation Total Loads | [33 empty] | Spots & Transfers Detail
| Historical Loads | (11kV Amps) | [7 empty] | Weather Corrected Forecast Loads |  |  |  | (11kV Amps) | [20 empty] | Spots & Transfers Summary | (11kV Amps) |  | Historical Spots & Transfers | [6 empty] | Forecast Spots & Transfers
|  | 07/08 | 08/09 | 09/10 | 10/11 | 11/12 | 12/13 | 13/14 |  | 14/15 | 15/16 | 16/17 | 17/18 | 18/19 | 19/20 | 20/21 | 21/22 | 22/23 | 23/24 | 24/25 | 25/26 | 26/27 | 27/28 | 28/29 | 29/30 | 30/31 | 31/32 | 32/33 | 33/34 | 34/35 | 35/36 | 36/37 | 37/38 | 38/39 |  |  |  | 07/08 | 08/09 | 09/10 | 10/11 | 11/12 | 12/13 | 13/14 | 14/15 | 15/16 | 16/17 | 17/18 | 18/19 | 19/20 | 20/21 | 21/22 | 22/23 | 23/24 | 24/25 | 25/26 | 26/27 | 27/28 | 28/29 | 29/30 | 30/31 | 31/32 | 32/33 | 33/34 | 34/35 | 35/36 | 36/37 | 37/38 | 38/39
| Total | 8478.264 | 8728 | 8144 | 8404 | 7259 | 7136 | 6686 |  | 6339.725 | 6172.171 | 5576.608 | 4953.079 | 3860.725 | 3866.995 | 3901.766 | 3947.669 | 3992.13 | 4037.124 | 4071.381 | 4117.087 | 4162.152 | 4216.823 | 4276.293 | 4334.337 | 4384.966 | 4440.095 | 4496.137 | 4553.1 | 4610.995 | 4669.831 | 4729.621 | 4790.373 | 4847.516 |  |  | Total | 0 | 0 | 0 | 0 | 0 | 0 | 0 | -6.8874 | 49.0239 | -495.524 | -570.291 | -1193.7258 | 6.7174 | 37.2247 | 54.4539 | 48.3517 | 48.833 | 37.1149 | 49.4369 | 48.6535 | 58.9087 | 63.9421 | 62.2782 | 59.1066 | 59.9506 | 60.8049 | 61.6693 | 62.5442 | 63.4297 | 64.3257 | 65.2326 | 66.1503
| Firm Rating | 0 | 0 | 0 | 0 | 0 | 0 | 9072 |  | 9072 | 9072 | 9072 | 9072 | 9072 | 9072 | 9072 | 9072 | 9072 | 9072 | 9072 | 9072 | 9072 | 9072 | 9072 | 9072 | 9072 | 9072 | 9072 | 9072 | 9072 | 9072 | 9072 | 9072 | 9072
| Total Capacity | 0 | 0 | 0 | 0 | 0 | 0 | 10496 |  | 10496 | 10496 | 10496 | 10496 | 10496 | 10496 | 10496 | 10496 | 10496 | 10496 | 10496 | 10496 | 10496 | 10496 | 10496 | 10496 | 10496 | 10496 | 10496 | 10496 | 10496 | 10496 | 10496 | 10496 | 10496 |  |  | City South 132_11kV Tx1 | 0 | 0 | 0 | 0 | 0 | 0 | 0 | -1.7542 | 12.4864 | -126.2099 | -145.253 | -304.0417 | 1.7109 | 9.4811 | 13.8694 | 12.3152 | 12.4378 | 9.4531 | 12.5916 | 12.392 | 15.004 | 16.286 | 15.8622 | 15.0544 | 15.2694 | 15.487 | 15.7072 | 15.93 | 16.1555 | 16.3838 | 16.6147 | 16.8485
|  | -7 | -6 | -5 | -4 | -3 | -2 | -1 |  | 0 | 1 | 2 | 3 | 4 | 5 | 6 | 7 | 8 | 9 | 10 | 11 | 12 | 13 | 14 | 15 | 16 | 17 | 18 | 19 | 20 | 21 | 22 | 23 | 24 |  |  | City South 132_11kV Tx2 | 0 | 0 | 0 | 0 | 0 | 0 | 0 | -1.7534 | 12.4804 | -126.1498 | -145.1839 | -303.897 | 1.7101 | 9.4766 | 13.8628 | 12.3093 | 12.4318 | 9.4486 | 12.5856 | 12.3861 | 14.9969 | 16.2783 | 15.8547 | 15.0473 | 15.2621 | 15.4796 | 15.6997 | 15.9224 | 16.1478 | 16.3759 | 16.6068 | 16.8405
| Transformer Loads | [35 empty] | City South 132_11kV Tx3 | 0 | 0 | 0 | 0 | 0 | 0 | 0 | -1.6531 | 11.7669 | -118.9378 | -136.8837 | -286.5231 | 1.6123 | 8.9348 | 13.0702 | 11.6056 | 11.7211 | 8.9085 | 11.8661 | 11.678 | 14.1395 | 15.3476 | 14.9483 | 14.187 | 14.3896 | 14.5946 | 14.8021 | 15.0121 | 15.2247 | 15.4397 | 15.6574 | 15.8777
| Historical Loads | (11kV Amps) | [7 empty] | Weather Corrected Forecast Loads |  |  |  | (11kV Amps) | [22 empty] | City South 132_11kV Tx4 | 0 | 0 | 0 | 0 | 0 | 0 | 0 | -1.7267 | 12.2902 | -124.2266 | -142.9705 | -299.2639 | 1.684 | 9.3321 | 13.6514 | 12.1216 | 12.2423 | 9.3046 | 12.3937 | 12.1973 | 14.7683 | 16.0301 | 15.613 | 14.8179 | 15.0295 | 15.2436 | 15.4603 | 15.6797 | 15.9016 | 16.1263 | 16.3536 | 16.5837
|  | 07/08 | 08/09 | 09/10 | 10/11 | 11/12 | 12/13 | 13/14 |  | 14/15 | 15/16 | 16/17 | 17/18 | 18/19 | 19/20 | 20/21 | 21/22 | 22/23 | 23/24 | 24/25 | 25/26 | 26/27 | 27/28 | 28/29 | 29/30 | 30/31 | 31/32 | 32/33 | 33/34 | 34/35 | 35/36 | 36/37 | 37/38 | 38/39 |  |  |  | 0 | 0 | 0 | 0 | 0 | 0 | 0 | 0 | 0 | 0 | 0 | 0 | 0 | 0 | 0 | 0 | 0 | 0 | 0 | 0 | 0 | 0 | 0 | 0 | 0 | 0 | 0 | 0 | 0 | 0 | 0 | 0
| 0 | [36 empty] | 0 | 0 | 0 | 0 | 0 | 0 | 0 | 0 | 0 | 0 | 0 | 0 | 0 | 0 | 0 | 0 | 0 | 0 | 0 | 0 | 0 | 0 | 0 | 0 | 0 | 0 | 0 | 0 | 0 | 0 | 0 | 0
| Diversity Factor: 0 | [36 empty] | 0 | 0 | 0 | 0 | 0 | 0 | 0 | 0 | 0 | 0 | 0 | 0 | 0 | 0 | 0 | 0 | 0 | 0 | 0 | 0 | 0 | 0 | 0 | 0 | 0 | 0 | 0 | 0 | 0 | 0 | 0 | 0
[38 empty] | 0 | 0 | 0 | 0 | 0 | 0 | 0 | 0 | 0 | 0 | 0 | 0 | 0 | 0 | 0 | 0 | 0 | 0 | 0 | 0 | 0 | 0 | 0 | 0 | 0 | 0 | 0 | 0 | 0 | 0 | 0 | 0
[38 empty] | 0 | 0 | 0 | 0 | 0 | 0 | 0 | 0 | 0 | 0 | 0 | 0 | 0 | 0 | 0 | 0 | 0 | 0 | 0 | 0 | 0 | 0 | 0 | 0 | 0 | 0 | 0 | 0 | 0 | 0 | 0 | 0
| 0 | [36 empty] | 0 | 0 | 0 | 0 | 0 | 0 | 0 | 0 | 0 | 0 | 0 | 0 | 0 | 0 | 0 | 0 | 0 | 0 | 0 | 0 | 0 | 0 | 0 | 0 | 0 | 0 | 0 | 0 | 0 | 0 | 0 | 0
Diversity Factor: 0
[38 empty] | Historical Spots & Transfers | [6 empty] | Forecast Spots & Transfers
[35 empty] | Project Name | From | To | 07/08 | 08/09 | 09/10 | 10/11 | 11/12 | 12/13 | 13/14 | 14/15 | 15/16 | 16/17 | 17/18 | 18/19 | 19/20 | 20/21 | 21/22 | 22/23 | 23/24 | 24/25 | 25/26 | 26/27 | 27/28 | 28/29 | 29/30 | 30/31 | 31/32 | 32/33 | 33/34 | 34/35 | 35/36 | 36/37 | 37/38 | 38/39
| 0 | [33 empty] | Broad based demand management |  | City South 132_11kV Tx1 | 0 | 0 | 0 | 0 | 0 | 0 | 0 | 0 | -1.2673 | -1.2311 | -1.4483 | -1.6656 | 0 | 0 | 0 | 0 | 0 | 0 | 0 | 0 | 0 | 0 | 0 | 0 | 0 | 0 | 0 | 0 | 0 | 0 | 0 | 0
| Diversity Factor: 0 | [33 empty] | Broad based demand management |  | City South 132_11kV Tx2 | 0 | 0 | 0 | 0 | 0 | 0 | 0 | 0 | -1.2667 | -1.2305 | -1.4477 | -1.6648 | 0 | 0 | 0 | 0 | 0 | 0 | 0 | 0 | 0 | 0 | 0 | 0 | 0 | 0 | 0 | 0 | 0 | 0 | 0 | 0
[35 empty] | Broad based demand management |  | City South 132_11kV Tx3 | 0 | 0 | 0 | 0 | 0 | 0 | 0 | 0 | -1.1943 | -1.1602 | -1.3649 | -1.5696 | 0 | 0 | 0 | 0 | 0 | 0 | 0 | 0 | 0 | 0 | 0 | 0 | 0 | 0 | 0 | 0 | 0 | 0 | 0 | 0
[35 empty] | Broad based demand management |  | City South 132_11kV Tx4 | 0 | 0 | 0 | 0 | 0 | 0 | 0 | 0 | -1.2474 | -1.2117 | -1.4256 | -1.6394 | 0 | 0 | 0 | 0 | 0 | 0 | 0 | 0 | 0 | 0 | 0 | 0 | 0 | 0 | 0 | 0 | 0 | 0 | 0 | 0
| 0 | [33 empty] | Commissioning Transfers | City South 132_11kV Tx1 | Belmore Park 132_11kV Tx1 | 0 | 0 | 0 | 0 | 0 | 0 | 0 | 0 | 0 | 24.7761 | 93.1685 | 61.4757 | 0 | 0 | 0 | 0 | 0 | 0 | 0 | 0 | 0 | 0 | 0 | 0 | 0 | 0 | 0 | 0 | 0 | 0 | 0 | 0
| Diversity Factor: 0 | [33 empty] | Commissioning Transfers | City South 132_11kV Tx1 | Belmore Park 132_11kV Tx2 | 0 | 0 | 0 | 0 | 0 | 0 | 0 | 0 | 0 | 32.4933 | 122.1882 | 80.6239 | 0 | 0 | 0 | 0 | 0 | 0 | 0 | 0 | 0 | 0 | 0 | 0 | 0 | 0 | 0 | 0 | 0 | 0 | 0 | 0
[35 empty] | Commissioning Transfers | City South 132_11kV Tx1 | Belmore Park 132_11kV Tx3 | 0 | 0 | 0 | 0 | 0 | 0 | 0 | 0 | 0 | 32.4933 | 122.1882 | 80.6239 | 0 | 0 | 0 | 0 | 0 | 0 | 0 | 0 | 0 | 0 | 0 | 0 | 0 | 0 | 0 | 0 | 0 | 0 | 0 | 0
[35 empty] | Commissioning Transfers | City South 132_11kV Tx1 | Belmore Park 132_11kV Tx4 | 0 | 0 | 0 | 0 | 0 | 0 | 0 | 0 | 0 | 32.4933 | 122.1882 | 80.6239 | 0 | 0 | 0 | 0 | 0 | 0 | 0 | 0 | 0 | 0 | 0 | 0 | 0 | 0 | 0 | 0 | 0 | 0 | 0 | 0
| 0 | [33 empty] | Commissioning Transfers | City South 132_11kV Tx2 | Belmore Park 132_11kV Tx1 | 0 | 0 | 0 | 0 | 0 | 0 | 0 | 0 | 0 | 24.7643 | 93.1242 | 61.4465 | 0 | 0 | 0 | 0 | 0 | 0 | 0 | 0 | 0 | 0 | 0 | 0 | 0 | 0 | 0 | 0 | 0 | 0 | 0 | 0
| Diversity Factor: 0 | [33 empty] | Commissioning Transfers | City South 132_11kV Tx2 | Belmore Park 132_11kV Tx2 | 0 | 0 | 0 | 0 | 0 | 0 | 0 | 0 | 0 | 32.4778 | 122.13 | 80.5855 | 0 | 0 | 0 | 0 | 0 | 0 | 0 | 0 | 0 | 0 | 0 | 0 | 0 | 0 | 0 | 0 | 0 | 0 | 0 | 0
[35 empty] | Commissioning Transfers | City South 132_11kV Tx2 | Belmore Park 132_11kV Tx3 | 0 | 0 | 0 | 0 | 0 | 0 | 0 | 0 | 0 | 32.4778 | 122.13 | 80.5855 | 0 | 0 | 0 | 0 | 0 | 0 | 0 | 0 | 0 | 0 | 0 | 0 | 0 | 0 | 0 | 0 | 0 | 0 | 0 | 0
[35 empty] | Commissioning Transfers | City South 132_11kV Tx2 | Belmore Park 132_11kV Tx4 | 0 | 0 | 0 | 0 | 0 | 0 | 0 | 0 | 0 | 32.4778 | 122.13 | 80.5855 | 0 | 0 | 0 | 0 | 0 | 0 | 0 | 0 | 0 | 0 | 0 | 0 | 0 | 0 | 0 | 0 | 0 | 0 | 0 | 0
| 0 | [33 empty] | Commissioning Transfers | City South 132_11kV Tx3 | Belmore Park 132_11kV Tx1 | 0 | 0 | 0 | 0 | 0 | 0 | 0 | 0 | 0 | 23.3485 | 87.8002 | 57.9336 | 0 | 0 | 0 | 0 | 0 | 0 | 0 | 0 | 0 | 0 | 0 | 0 | 0 | 0 | 0 | 0 | 0 | 0 | 0 | 0
| Diversity Factor: 0 | [33 empty] | Commissioning Transfers | City South 132_11kV Tx3 | Belmore Park 132_11kV Tx2 | 0 | 0 | 0 | 0 | 0 | 0 | 0 | 0 | 0 | 30.621 | 115.1478 | 75.9784 | 0 | 0 | 0 | 0 | 0 | 0 | 0 | 0 | 0 | 0 | 0 | 0 | 0 | 0 | 0 | 0 | 0 | 0 | 0 | 0
[35 empty] | Commissioning Transfers | City South 132_11kV Tx3 | Belmore Park 132_11kV Tx3 | 0 | 0 | 0 | 0 | 0 | 0 | 0 | 0 | 0 | 30.621 | 115.1478 | 75.9784 | 0 | 0 | 0 | 0 | 0 | 0 | 0 | 0 | 0 | 0 | 0 | 0 | 0 | 0 | 0 | 0 | 0 | 0 | 0 | 0
[35 empty] | Commissioning Transfers | City South 132_11kV Tx3 | Belmore Park 132_11kV Tx4 | 0 | 0 | 0 | 0 | 0 | 0 | 0 | 0 | 0 | 30.621 | 115.1478 | 75.9784 | 0 | 0 | 0 | 0 | 0 | 0 | 0 | 0 | 0 | 0 | 0 | 0 | 0 | 0 | 0 | 0 | 0 | 0 | 0 | 0
| 0 | [33 empty] | Commissioning Transfers | City South 132_11kV Tx4 | Belmore Park 132_11kV Tx1 | 0 | 0 | 0 | 0 | 0 | 0 | 0 | 0 | 0 | 24.3868 | 91.7044 | 60.5097 | 0 | 0 | 0 | 0 | 0 | 0 | 0 | 0 | 0 | 0 | 0 | 0 | 0 | 0 | 0 | 0 | 0 | 0 | 0 | 0
| Diversity Factor: 0 | [33 empty] | Commissioning Transfers | City South 132_11kV Tx4 | Belmore Park 132_11kV Tx2 | 0 | 0 | 0 | 0 | 0 | 0 | 0 | 0 | 0 | 31.9827 | 120.2681 | 79.357 | 0 | 0 | 0 | 0 | 0 | 0 | 0 | 0 | 0 | 0 | 0 | 0 | 0 | 0 | 0 | 0 | 0 | 0 | 0 | 0
[35 empty] | Commissioning Transfers | City South 132_11kV Tx4 | Belmore Park 132_11kV Tx3 | 0 | 0 | 0 | 0 | 0 | 0 | 0 | 0 | 0 | 31.9827 | 120.2681 | 79.357 | 0 | 0 | 0 | 0 | 0 | 0 | 0 | 0 | 0 | 0 | 0 | 0 | 0 | 0 | 0 | 0 | 0 | 0 | 0 | 0
[35 empty] | Commissioning Transfers | City South 132_11kV Tx4 | Belmore Park 132_11kV Tx4 | 0 | 0 | 0 | 0 | 0 | 0 | 0 | 0 | 0 | 31.9827 | 120.2681 | 79.357 | 0 | 0 | 0 | 0 | 0 | 0 | 0 | 0 | 0 | 0 | 0 | 0 | 0 | 0 | 0 | 0 | 0 | 0 | 0 | 0
| 0 | [33 empty] | Spot |  | City South 132_11kV Tx1 | 0 | 0 | 0 | 0 | 0 | 0 | 0 | 9.5258 | 18.4912 | 0 | 0 | 0 | 0 | 0 | 0 | 0 | 0 | 0 | 0 | 0 | 0 | 0 | 0 | 0 | 0 | 0 | 0 | 0 | 0 | 0 | 0 | 0
| Diversity Factor: 0 | [33 empty] | Spot |  | City South 132_11kV Tx2 | 0 | 0 | 0 | 0 | 0 | 0 | 0 | 9.5212 | 18.4824 | 0 | 0 | 0 | 0 | 0 | 0 | 0 | 0 | 0 | 0 | 0 | 0 | 0 | 0 | 0 | 0 | 0 | 0 | 0 | 0 | 0 | 0 | 0
[35 empty] | Spot |  | City South 132_11kV Tx3 | 0 | 0 | 0 | 0 | 0 | 0 | 0 | 8.9769 | 17.4258 | 0 | 0 | 0 | 0 | 0 | 0 | 0 | 0 | 0 | 0 | 0 | 0 | 0 | 0 | 0 | 0 | 0 | 0 | 0 | 0 | 0 | 0 | 0
[35 empty] | Spot |  | City South 132_11kV Tx4 | 0 | 0 | 0 | 0 | 0 | 0 | 0 | 9.3761 | 18.2006 | 0 | 0 | 0 | 0 | 0 | 0 | 0 | 0 | 0 | 0 | 0 | 0 | 0 | 0 | 0 | 0 | 0 | 0 | 0 | 0 | 0 | 0 | 0
| 0 | [33 empty] | Transfers | City Central 132_11kV Tx1 | City South 132_11kV Tx1 | 0 | 0 | 0 | 0 | 0 | 0 | 0 | 0 | 0 | 0 | 78.7022 | 0 | 0 | 0 | 0 | 0 | 0 | 0 | 0 | 0 | 0 | 0 | 0 | 0 | 0 | 0 | 0 | 0 | 0 | 0 | 0 | 0
| Diversity Factor: 0 | [33 empty] | Transfers | City Central 132_11kV Tx1 | City South 132_11kV Tx2 | 0 | 0 | 0 | 0 | 0 | 0 | 0 | 0 | 0 | 0 | 78.6648 | 0 | 0 | 0 | 0 | 0 | 0 | 0 | 0 | 0 | 0 | 0 | 0 | 0 | 0 | 0 | 0 | 0 | 0 | 0 | 0 | 0
[35 empty] | Transfers | City Central 132_11kV Tx1 | City South 132_11kV Tx3 | 0 | 0 | 0 | 0 | 0 | 0 | 0 | 0 | 0 | 0 | 74.1675 | 0 | 0 | 0 | 0 | 0 | 0 | 0 | 0 | 0 | 0 | 0 | 0 | 0 | 0 | 0 | 0 | 0 | 0 | 0 | 0 | 0
[35 empty] | Transfers | City Central 132_11kV Tx1 | City South 132_11kV Tx4 | 0 | 0 | 0 | 0 | 0 | 0 | 0 | 0 | 0 | 0 | 77.4655 | 0 | 0 | 0 | 0 | 0 | 0 | 0 | 0 | 0 | 0 | 0 | 0 | 0 | 0 | 0 | 0 | 0 | 0 | 0 | 0 | 0
| 0 | [33 empty] | Transfers | City Central 132_11kV Tx2 | City South 132_11kV Tx1 | 0 | 0 | 0 | 0 | 0 | 0 | 0 | 0 | 0 | 0 | 78.7022 | 0 | 0 | 0 | 0 | 0 | 0 | 0 | 0 | 0 | 0 | 0 | 0 | 0 | 0 | 0 | 0 | 0 | 0 | 0 | 0 | 0
| Diversity Factor: 0 | [33 empty] | Transfers | City Central 132_11kV Tx2 | City South 132_11kV Tx2 | 0 | 0 | 0 | 0 | 0 | 0 | 0 | 0 | 0 | 0 | 78.6648 | 0 | 0 | 0 | 0 | 0 | 0 | 0 | 0 | 0 | 0 | 0 | 0 | 0 | 0 | 0 | 0 | 0 | 0 | 0 | 0 | 0
[35 empty] | Transfers | City Central 132_11kV Tx2 | City South 132_11kV Tx3 | 0 | 0 | 0 | 0 | 0 | 0 | 0 | 0 | 0 | 0 | 74.1675 | 0 | 0 | 0 | 0 | 0 | 0 | 0 | 0 | 0 | 0 | 0 | 0 | 0 | 0 | 0 | 0 | 0 | 0 | 0 | 0 | 0
[35 empty] | Transfers | City Central 132_11kV Tx2 | City South 132_11kV Tx4 | 0 | 0 | 0 | 0 | 0 | 0 | 0 | 0 | 0 | 0 | 77.4655 | 0 | 0 | 0 | 0 | 0 | 0 | 0 | 0 | 0 | 0 | 0 | 0 | 0 | 0 | 0 | 0 | 0 | 0 | 0 | 0 | 0
[35 empty] | Transfers | City Central 132_11kV Tx3 | City South 132_11kV Tx1 | 0 | 0 | 0 | 0 | 0 | 0 | 0 | 0 | 0 | 0 | 78.7022 | 0 | 0 | 0 | 0 | 0 | 0 | 0 | 0 | 0 | 0 | 0 | 0 | 0 | 0 | 0 | 0 | 0 | 0 | 0 | 0 | 0
| Weather Correction and Public Holiday Factors | [8 empty] | Forecast ROG | [24 empty] | Transfers | City Central 132_11kV Tx3 | City South 132_11kV Tx2 | 0 | 0 | 0 | 0 | 0 | 0 | 0 | 0 | 0 | 0 | 78.6648 | 0 | 0 | 0 | 0 | 0 | 0 | 0 | 0 | 0 | 0 | 0 | 0 | 0 | 0 | 0 | 0 | 0 | 0 | 0 | 0 | 0
[10 empty] | ROG Justification | [24 empty] | Transfers | City Central 132_11kV Tx3 | City South 132_11kV Tx3 | 0 | 0 | 0 | 0 | 0 | 0 | 0 | 0 | 0 | 0 | 74.1675 | 0 | 0 | 0 | 0 | 0 | 0 | 0 | 0 | 0 | 0 | 0 | 0 | 0 | 0 | 0 | 0 | 0 | 0 | 0 | 0 | 0
| Actual loads for season 13/14 have been weather corrected by the following: | [8 empty] | 7 year ROG ok | [24 empty] | Transfers | City Central 132_11kV Tx3 | City South 132_11kV Tx4 | 0 | 0 | 0 | 0 | 0 | 0 | 0 | 0 | 0 | 0 | 77.4655 | 0 | 0 | 0 | 0 | 0 | 0 | 0 | 0 | 0 | 0 | 0 | 0 | 0 | 0 | 0 | 0 | 0 | 0 | 0 | 0 | 0 | 7 year ROG ok
[35 empty] | Transfers | City Central 132_11kV Tx4 | City South 132_11kV Tx1 | 0 | 0 | 0 | 0 | 0 | 0 | 0 | 0 | 0 | 0 | 78.7022 | 0 | 0 | 0 | 0 | 0 | 0 | 0 | 0 | 0 | 0 | 0 | 0 | 0 | 0 | 0 | 0 | 0 | 0 | 0 | 0 | 0
[35 empty] | Transfers | City Central 132_11kV Tx4 | City South 132_11kV Tx2 | 0 | 0 | 0 | 0 | 0 | 0 | 0 | 0 | 0 | 0 | 78.6648 | 0 | 0 | 0 | 0 | 0 | 0 | 0 | 0 | 0 | 0 | 0 | 0 | 0 | 0 | 0 | 0 | 0 | 0 | 0 | 0 | 0
1 | 2 | 3 | 4 | 5 | 6 | 7 | 8 | 9 | 10 | 14/15 | 15/16 | 16/17 | 17/18 | 18/19 | 19/20 | 20/21 | 21/22 | 22/23 | 23/24 | 24/25 | 25/26 | 26/27 | 27/28 | 28/29 | 29/30 | 30/31 | 31/32 | 32/33 | 33/34 | 34/35 | 35/36 | 36/37 | 37/38 | 38/39 | Transfers | City Central 132_11kV Tx4 | City South 132_11kV Tx3 | 0 | 0 | 0 | 0 | 0 | 0 | 0 | 0 | 0 | 0 | 74.1675 | 0 | 0 | 0 | 0 | 0 | 0 | 0 | 0 | 0 | 0 | 0 | 0 | 0 | 0 | 0 | 0 | 0 | 0 | 0 | 0 | 0
0.96666 | 0.93443 | 0.91366 | 0.90351 | 0.90351 | 0.90351 | 0.90351 | 0.90351 | 0.90351 | 0.90351 | -3.334% | -3.334% | -2.223% | -1.111% | 0% | 0% | 0% | 0% | 0% | 0% | 0% | 0% | 0% | 0% | 0% | 0% | 0% | 0% | 0% | 0% | 0% | 0% | 0% | 0% | 0% | Transfers | City Central 132_11kV Tx4 | City South 132_11kV Tx4 | 0 | 0 | 0 | 0 | 0 | 0 | 0 | 0 | 0 | 0 | 77.4655 | 0 | 0 | 0 | 0 | 0 | 0 | 0 | 0 | 0 | 0 | 0 | 0 | 0 | 0 | 0 | 0 | 0 | 0 | 0 | 0 | 0
[35 empty] | Econometric |  | City South 132_11kV Tx1 | 0 | 0 | 0 | 0 | 0 | 0 | 0 | 0 | 0 | 9.1791 | 14.4368 | 15.3967 | 15.8906 | 16.5667 | 16.3655 | 16.1571 | 16.3525 | 16.5502 | 16.7503 | 16.9528 | 17.1577 | 17.3651 | 17.575 | 17.7874 | 18.0024 | 18.22 | 18.4402 | 18.663 | 18.8885 | 19.1167 | 19.3477 | 19.5815
2: Substation Load Detail | Econometric |  | City South 132_11kV Tx2 | 0 | 0 | 0 | 0 | 0 | 0 | 0 | 0 | 0 | 9.1747 | 14.4299 | 15.3894 | 15.8831 | 16.5588 | 16.3577 | 16.1494 | 16.3447 | 16.5423 | 16.7423 | 16.9447 | 17.1495 | 17.3568 | 17.5666 | 17.779 | 17.9938 | 18.2113 | 18.4314 | 18.6541 | 18.8795 | 19.1076 | 19.3385 | 19.5721
[35 empty] | Econometric |  | City South 132_11kV Tx3 | 0 | 0 | 0 | 0 | 0 | 0 | 0 | 0 | 0 | 8.6502 | 13.6049 | 14.5095 | 14.975 | 15.6122 | 15.4226 | 15.2261 | 15.4103 | 15.5966 | 15.7851 | 15.976 | 16.1691 | 16.3645 | 16.5623 | 16.7625 | 16.9651 | 17.1702 | 17.3776 | 17.5876 | 17.8002 | 18.0152 | 18.2329 | 18.4532
[7 empty] | Units | 13/14 |  | 14/15 | 15/16 | 16/17 | 17/18 | 18/19 | 19/20 | 20/21 | 21/22 | 22/23 | 23/24 | 24/25 | 25/26 | 26/27 | 27/28 | 28/29 | 29/30 | 30/31 | 31/32 | 32/33 | 33/34 | 34/35 | 35/36 | 36/37 | 37/38 | 38/39 | Econometric |  | City South 132_11kV Tx4 | 0 | 0 | 0 | 0 | 0 | 0 | 0 | 0 | 0 | 9.0348 | 14.2099 | 15.1547 | 15.6409 | 16.3064 | 16.1084 | 15.9032 | 16.0955 | 16.2901 | 16.487 | 16.6864 | 16.8881 | 17.0922 | 17.2988 | 17.5079 | 17.7195 | 17.9337 | 18.1504 | 18.3697 | 18.5917 | 18.8163 | 19.0437 | 19.2738
1 | City South 132_11kV | Compensated |  | Load (LV side) |  |  | Amps | 6686 | 6907.9374 | 6339.725 | 6172.171 | 5576.608 | 4953.079 | 3860.725 | 3866.995 | 3901.766 | 3947.669 | 3992.13 | 4037.124 | 4071.381 | 4117.087 | 4162.152 | 4216.823 | 4276.293 | 4334.337 | 4384.966 | 4440.095 | 4496.137 | 4553.1 | 4610.995 | 4669.831 | 4729.621 | 4790.373 | 4847.516 | Energy Efficiency |  | City South 132_11kV Tx1 | 0 | 0 | 0 | 0 | 0 | 0 | 0 | -11.28 | -4.7375 | -11.9019 | -13.3172 | -14.4254 | -14.1797 | -7.0856 | -2.4961 | -3.8419 | -3.9147 | -7.097 | -4.1587 | -4.5607 | -2.1537 | -1.0791 | -1.7128 | -2.733 | -2.733 | -2.733 | -2.733 | -2.733 | -2.733 | -2.733 | -2.733 | -2.733
|  |  |  | Apparent Power |  |  | MVA | 127.3854 |  | 120.7879 | 117.5956 | 106.2486 | 94.3688 | 73.5567 | 73.6762 | 74.3386 | 75.2132 | 76.0603 | 76.9176 | 77.5702 | 78.441 | 79.2996 | 80.3413 | 81.4743 | 82.5802 | 83.5448 | 84.5952 | 85.6629 | 86.7482 | 87.8512 | 88.9722 | 90.1114 | 91.2689 | 92.3576 | Energy Efficiency |  | City South 132_11kV Tx2 | 0 | 0 | 0 | 0 | 0 | 0 | 0 | -11.2746 | -4.7353 | -11.8963 | -13.3109 | -14.4185 | -14.173 | -7.0822 | -2.495 | -3.8401 | -3.9128 | -7.0936 | -4.1567 | -4.5586 | -2.1526 | -1.0786 | -1.7119 | -2.7317 | -2.7317 | -2.7317 | -2.7317 | -2.7317 | -2.7317 | -2.7317 | -2.7317 | -2.7317
|  |  |  | Real Power |  |  | MW | 121.0161 | 125.0332 | 120.7424 | 117.5786 | 106.2448 | 94.3597 | 73.4929 | 73.6103 | 74.261 | 75.2129 | 76.0581 | 76.9117 | 77.5605 | 78.4247 | 79.2752 | 80.3049 | 81.4227 | 82.5113 | 83.5445 | 84.5925 | 85.6554 | 86.7334 | 87.8267 | 88.9355 | 90.0599 | 91.2002 | 92.3565 | Energy Efficiency |  | City South 132_11kV Tx3 | 0 | 0 | 0 | 0 | 0 | 0 | 0 | -10.63 | -4.4645 | -11.2161 | -12.5499 | -13.5942 | -13.3627 | -6.6773 | -2.3523 | -3.6206 | -3.6891 | -6.6881 | -3.9191 | -4.2979 | -2.0296 | -1.0169 | -1.6141 | -2.5755 | -2.5755 | -2.5755 | -2.5755 | -2.5755 | -2.5755 | -2.5755 | -2.5755 | -2.5755
|  |  |  | Reactive Power |  |  | MVAr | 39.7761 |  | 3.3152 | 2.002 | 0.89781 | 1.3094 | 3.0626 | 3.1135 | 3.3957 | 0.20834 | 0.57478 | 0.94486 | 1.2261 | 1.6008 | 1.9695 | 2.416 | 2.9006 | 3.3725 | 0.22049 | 0.67483 | 1.1356 | 1.603 | 2.077 | 2.5577 | 3.0452 | 3.5396 | 0.44091 | Energy Efficiency |  | City South 132_11kV Tx4 | 0 | 0 | 0 | 0 | 0 | 0 | 0 | -11.1027 | -4.6631 | -11.7149 | -13.108 | -14.1987 | -13.9569 | -6.9743 | -2.4569 | -3.7816 | -3.8532 | -6.9855 | -4.0933 | -4.4891 | -2.1198 | -1.0621 | -1.6858 | -2.69 | -2.69 | -2.69 | -2.69 | -2.69 | -2.69 | -2.69 | -2.69 | -2.69
|  |  |  | Capacitors In Service |  |  | MVAr | 10.8 |  | 46.8 | 46.8 | 43.2 | 39.6 | 28.8 | 28.8 | 28.8 | 32.4 | 32.4 | 32.4 | 32.4 | 32.4 | 32.4 | 32.4 | 32.4 | 32.4 | 36 | 36 | 36 | 36 | 36 | 36 | 36 | 36 | 39.6 | Solar PV |  | City South 132_11kV Tx1 | 0 | 0 | 0 | 0 | 0 | 0 | 0 | 0 | 0 | 0 | 0 | 0 | 0 | 0 | 0 | 0 | 0 | 0 | 0 | 0 | 0 | 0 | 0 | 0 | 0 | 0 | 0 | 0 | 0 | 0 | 0 | 0
|  |  |  | PF |  |  |  | 0.95 |  | 0.99962 | 0.99986 | 0.99996 | 0.9999 | 0.99913 | 0.99911 | 0.99896 | 1 | 0.99997 | 0.99992 | 0.99987 | 0.99979 | 0.99969 | 0.99955 | 0.99937 | 0.99916 | 1 | 0.99997 | 0.99991 | 0.99983 | 0.99972 | 0.99959 | 0.99943 | 0.99925 | 0.99999 | Solar PV |  | City South 132_11kV Tx2 | 0 | 0 | 0 | 0 | 0 | 0 | 0 | 0 | 0 | 0 | 0 | 0 | 0 | 0 | 0 | 0 | 0 | 0 | 0 | 0 | 0 | 0 | 0 | 0 | 0 | 0 | 0 | 0 | 0 | 0 | 0 | 0
0.90607 | Diversity Factor: 0.91 | Uncompensated |  | Reactive Power |  |  | MVAr | 50.5761 | 51.8964 | 50.1152 | 48.802 | 44.0978 | 40.9094 | 31.8626 | 31.9135 | 32.1957 | 32.6083 | 32.9748 | 33.3449 | 33.6261 | 34.0008 | 34.3695 | 34.816 | 35.3006 | 35.7725 | 36.2205 | 36.6748 | 37.1356 | 37.603 | 38.077 | 38.5577 | 39.0452 | 39.5396 | 40.0409 | Solar PV |  | City South 132_11kV Tx3 | 0 | 0 | 0 | 0 | 0 | 0 | 0 | 0 | 0 | 0 | 0 | 0 | 0 | 0 | 0 | 0 | 0 | 0 | 0 | 0 | 0 | 0 | 0 | 0 | 0 | 0 | 0 | 0 | 0 | 0 | 0 | 0
|  |  |  | PF |  |  |  | 0.92266 |  | 0.9236 | 0.9236 | 0.9236 | 0.91748 | 0.91748 | 0.91748 | 0.91748 | 0.91748 | 0.91748 | 0.91748 | 0.91748 | 0.91748 | 0.91748 | 0.91748 | 0.91748 | 0.91748 | 0.91748 | 0.91748 | 0.91748 | 0.91748 | 0.91748 | 0.91748 | 0.91748 | 0.91748 | 0.91748 | Solar PV |  | City South 132_11kV Tx4 | 0 | 0 | 0 | 0 | 0 | 0 | 0 | 0 | 0 | 0 | 0 | 0 | 0 | 0 | 0 | 0 | 0 | 0 | 0 | 0 | 0 | 0 | 0 | 0 | 0 | 0 | 0 | 0 | 0 | 0 | 0 | 0
[10 empty] | 1 | 2 | 3 | 4 | 5 | 6 | 7 | 8 | 9 | 10 | 11 | 12 | 13 | 14 | 15 | 16 | 17 | 18 | 19 | 20 | 21 | 22 | 23 | 24 | 25
Transformer Load Detail
[7 empty] | Units | 13/14 |  | 14/15 | 15/16 | 16/17 | 17/18 | 18/19 | 19/20 | 20/21 | 21/22 | 22/23 | 23/24 | 24/25 | 25/26 | 26/27 | 27/28 | 28/29 | 29/30 | 30/31 | 31/32 | 32/33 | 33/34 | 34/35 | 35/36 | 36/37 | 37/38 | 38/39
| 0 | Compensated |  | Load (LV side) |  |  | Amps
|  |  |  | Apparent Power |  |  | MVA
|  |  |  | Real Power |  |  | MW
|  |  |  | Reactive Power |  |  | MVAr
|  |  |  | Capacitors In Service |  |  | MVAr
PF
| Zone Div: | Uncompensated |  | Reactive Power |  |  | MVAr
PF
| 0 | Compensated |  | Load (LV side) |  |  | Amps
|  |  |  | Apparent Power |  |  | MVA
|  |  |  | Real Power |  |  | MW
|  |  |  | Reactive Power |  |  | MVAr
|  |  |  | Capacitors In Service |  |  | MVAr
PF
| Zone Div: | Uncompensated |  | Reactive Power |  |  | MVAr
PF
| 0 | Compensated |  | Load (LV side) |  |  | Amps
|  |  |  | Apparent Power |  |  | MVA
|  |  |  | Real Power |  |  | MW
|  |  |  | Reactive Power |  |  | MVAr
|  |  |  | Capacitors In Service |  |  | MVAr
PF
| Zone Div: | Uncompensated |  | Reactive Power |  |  | MVAr
PF
| 0 | Compensated |  | Load (LV side) |  |  | Amps
|  |  |  | Apparent Power |  |  | MVA
|  |  |  | Real Power |  |  | MW
|  |  |  | Reactive Power |  |  | MVAr
|  |  |  | Capacitors In Service |  |  | MVAr
PF
| Zone Div: | Uncompensated |  | Reactive Power |  |  | MVAr
PF
| 0 | Compensated |  | Load (LV side) |  |  | Amps
|  |  |  | Apparent Power |  |  | MVA
|  |  |  | Real Power |  |  | MW
|  |  |  | Reactive Power |  |  | MVAr
|  |  |  | Capacitors In Service |  |  | MVAr
PF
| Zone Div: | Uncompensated |  | Reactive Power |  |  | MVAr
PF
| 0 | Compensated |  | Load (LV side) |  |  | Amps
|  |  |  | Apparent Power |  |  | MVA
|  |  |  | Real Power |  |  | MW
|  |  |  | Reactive Power |  |  | MVAr
|  |  |  | Capacitors In Service |  |  | MVAr
PF
| Zone Div: | Uncompensated |  | Reactive Power |  |  | MVAr
PF
| 0 | Compensated |  | Load (LV side) |  |  | Amps
|  |  |  | Apparent Power |  |  | MVA
|  |  |  | Real Power |  |  | MW
|  |  |  | Reactive Power |  |  | MVAr
|  |  |  | Capacitors In Service |  |  | MVAr
PF
| Zone Div: | Uncompensated |  | Reactive Power |  |  | MVAr
PF
| 0 | Compensated |  | Load (LV side) |  |  | Amps
|  |  |  | Apparent Power |  |  | MVA
|  |  |  | Real Power |  |  | MW
|  |  |  | Reactive Power |  |  | MVAr
|  |  |  | Capacitors In Service |  |  | MVAr
PF
| Zone Div: | Uncompensated |  | Reactive Power |  |  | MVAr
PF
| 0 | Compensated |  | Load (LV side) |  |  | Amps
|  |  |  | Apparent Power |  |  | MVA
|  |  |  | Real Power |  |  | MW
|  |  |  | Reactive Power |  |  | MVAr
|  |  |  | Capacitors In Service |  |  | MVAr
PF
| Zone Div: | Uncompensated |  | Reactive Power |  |  | MVAr
PF
| 0 | Compensated |  | Load (LV side) |  |  | Amps
|  |  |  | Apparent Power |  |  | MVA
|  |  |  | Real Power |  |  | MW
|  |  |  | Reactive Power |  |  | MVAr
|  |  |  | Capacitors In Service |  |  | MVAr
PF
| Zone Div: | Uncompensated |  | Reactive Power |  |  | MVAr
PF

## Dalley St 132_11kV
| Dalley St 132_11kV | [16 empty] | 2015 | SUMMER
| Substation Total Loads | [33 empty] | Spots & Transfers Detail
| Historical Loads | (11kV Amps) | [7 empty] | Weather Corrected Forecast Loads |  |  |  | (11kV Amps) | [20 empty] | Spots & Transfers Summary | (11kV Amps) |  | Historical Spots & Transfers | [6 empty] | Forecast Spots & Transfers
|  | 07/08 | 08/09 | 09/10 | 10/11 | 11/12 | 12/13 | 13/14 |  | 14/15 | 15/16 | 16/17 | 17/18 | 18/19 | 19/20 | 20/21 | 21/22 | 22/23 | 23/24 | 24/25 | 25/26 | 26/27 | 27/28 | 28/29 | 29/30 | 30/31 | 31/32 | 32/33 | 33/34 | 34/35 | 35/36 | 36/37 | 37/38 | 38/39 |  |  |  | 07/08 | 08/09 | 09/10 | 10/11 | 11/12 | 12/13 | 13/14 | 14/15 | 15/16 | 16/17 | 17/18 | 18/19 | 19/20 | 20/21 | 21/22 | 22/23 | 23/24 | 24/25 | 25/26 | 26/27 | 27/28 | 28/29 | 29/30 | 30/31 | 31/32 | 32/33 | 33/34 | 34/35 | 35/36 | 36/37 | 37/38 | 38/39
| Total | 8164 | 8123 | 7939 | 8313 | 7242 | 6223 | 5657 |  | 5523.918 | 4055.13 | 3948.187 | 3898.636 | 3890.11 | 4090.877 | 3936.517 | 4021.6 | 4097.317 | 4173.819 | 4227.362 | 4304.075 | 4379.038 | 4473.661 | 4577.928 | 4677.634 | 4771.695 | 4867.063 | 4963.87 | 5062.265 | 5162.276 | 5262.628 | 5365.081 | 5469.036 | 5574.507 |  |  | Total | 0 | 0 | 0 | 0 | 0 | -1.2922 | 0 | 64.3464 | -1352.4837 | -18.1635 | -5.7383 | -8.9442 | -4.6232 | 53.281 | 90.0287 | 79.7158 | 80.5377 | 56.3803 | 80.7588 | 78.9139 | 99.4034 | 109.2877 | 105.708 | 99.0044 | 100.4403 | 101.8934 | 103.3638 | 104.8519 | 106.3578 | 107.8817 | 109.4238 | 110.9844
| Firm Rating | 0 | 0 | 0 | 0 | 0 | 0 | 9732 |  | 9732 | 9732 | 9732 | 9732 | 9732 | 9732 | 9732 | 9732 | 9732 | 9732 | 9732 | 9732 | 9732 | 9732 | 9732 | 9732 | 9732 | 9732 | 9732 | 9732 | 9732 | 9732 | 9732 | 9732 | 9732
| Total Capacity | 0 | 0 | 0 | 0 | 0 | 0 | 12766 |  | 12766 | 12766 | 12766 | 12766 | 12766 | 12766 | 12766 | 12766 | 12766 | 12766 | 12766 | 12766 | 12766 | 12766 | 12766 | 12766 | 12766 | 12766 | 12766 | 12766 | 12766 | 12766 | 12766 | 12766 | 12766 |  |  | Dalley St 132_11kV Tx1 | 0 | 0 | 0 | 0 | 0 | -0.32531 | 0 | 16.1991 | -340.4854 | -4.5726 | -1.4446 | -2.2517 | -1.1639 | 13.4134 | 22.6646 | 20.0683 | 20.2752 | 14.1937 | 20.3309 | 19.8664 | 25.0246 | 27.513 | 26.6118 | 24.9242 | 25.2857 | 25.6515 | 26.0217 | 26.3963 | 26.7754 | 27.159 | 27.5473 | 27.9401
|  | -7 | -6 | -5 | -4 | -3 | -2 | -1 |  | 0 | 1 | 2 | 3 | 4 | 5 | 6 | 7 | 8 | 9 | 10 | 11 | 12 | 13 | 14 | 15 | 16 | 17 | 18 | 19 | 20 | 21 | 22 | 23 | 24 |  |  | Dalley St 132_11kV Tx2 | 0 | 0 | 0 | 0 | 0 | -0.33016 | 0 | 16.4405 | -345.5604 | -4.6408 | -1.4661 | -2.2852 | -1.1812 | 13.6133 | 23.0024 | 20.3674 | 20.5774 | 14.4052 | 20.6339 | 20.1626 | 25.3976 | 27.9231 | 27.0085 | 25.2957 | 25.6626 | 26.0338 | 26.4095 | 26.7897 | 27.1745 | 27.5638 | 27.9579 | 28.3566
| Transformer Loads | [35 empty] | Dalley St 132_11kV Tx3 | 0 | 0 | 0 | 0 | 0 | -0.31297 | 0 | 15.5845 | -327.5673 | -4.3991 | -1.3898 | -2.1662 | -1.1197 | 12.9045 | 21.8047 | 19.3069 | 19.506 | 13.6551 | 19.5595 | 19.1127 | 24.0752 | 26.4691 | 25.6022 | 23.9786 | 24.3263 | 24.6782 | 25.0344 | 25.3948 | 25.7595 | 26.1286 | 26.5021 | 26.8801
| Historical Loads | (11kV Amps) | [7 empty] | Weather Corrected Forecast Loads |  |  |  | (11kV Amps) | [22 empty] | Dalley St 132_11kV Tx4 | 0 | 0 | 0 | 0 | 0 | -0.32377 | 0 | 16.1223 | -338.8706 | -4.5509 | -1.4378 | -2.241 | -1.1584 | 13.3498 | 22.5571 | 19.9731 | 20.1791 | 14.1263 | 20.2345 | 19.7722 | 24.9059 | 27.3825 | 26.4856 | 24.806 | 25.1658 | 25.5298 | 25.8983 | 26.2711 | 26.6484 | 27.0302 | 27.4166 | 27.8076
|  | 07/08 | 08/09 | 09/10 | 10/11 | 11/12 | 12/13 | 13/14 |  | 14/15 | 15/16 | 16/17 | 17/18 | 18/19 | 19/20 | 20/21 | 21/22 | 22/23 | 23/24 | 24/25 | 25/26 | 26/27 | 27/28 | 28/29 | 29/30 | 30/31 | 31/32 | 32/33 | 33/34 | 34/35 | 35/36 | 36/37 | 37/38 | 38/39 |  |  |  | 0 | 0 | 0 | 0 | 0 | 0 | 0 | 0 | 0 | 0 | 0 | 0 | 0 | 0 | 0 | 0 | 0 | 0 | 0 | 0 | 0 | 0 | 0 | 0 | 0 | 0 | 0 | 0 | 0 | 0 | 0 | 0
| 0 | [36 empty] | 0 | 0 | 0 | 0 | 0 | 0 | 0 | 0 | 0 | 0 | 0 | 0 | 0 | 0 | 0 | 0 | 0 | 0 | 0 | 0 | 0 | 0 | 0 | 0 | 0 | 0 | 0 | 0 | 0 | 0 | 0 | 0
| Diversity Factor: 0 | [36 empty] | 0 | 0 | 0 | 0 | 0 | 0 | 0 | 0 | 0 | 0 | 0 | 0 | 0 | 0 | 0 | 0 | 0 | 0 | 0 | 0 | 0 | 0 | 0 | 0 | 0 | 0 | 0 | 0 | 0 | 0 | 0 | 0
[38 empty] | 0 | 0 | 0 | 0 | 0 | 0 | 0 | 0 | 0 | 0 | 0 | 0 | 0 | 0 | 0 | 0 | 0 | 0 | 0 | 0 | 0 | 0 | 0 | 0 | 0 | 0 | 0 | 0 | 0 | 0 | 0 | 0
[38 empty] | 0 | 0 | 0 | 0 | 0 | 0 | 0 | 0 | 0 | 0 | 0 | 0 | 0 | 0 | 0 | 0 | 0 | 0 | 0 | 0 | 0 | 0 | 0 | 0 | 0 | 0 | 0 | 0 | 0 | 0 | 0 | 0
| 0 | [36 empty] | 0 | 0 | 0 | 0 | 0 | 0 | 0 | 0 | 0 | 0 | 0 | 0 | 0 | 0 | 0 | 0 | 0 | 0 | 0 | 0 | 0 | 0 | 0 | 0 | 0 | 0 | 0 | 0 | 0 | 0 | 0 | 0
Diversity Factor: 0
[38 empty] | Historical Spots & Transfers | [6 empty] | Forecast Spots & Transfers
[35 empty] | Project Name | From | To | 07/08 | 08/09 | 09/10 | 10/11 | 11/12 | 12/13 | 13/14 | 14/15 | 15/16 | 16/17 | 17/18 | 18/19 | 19/20 | 20/21 | 21/22 | 22/23 | 23/24 | 24/25 | 25/26 | 26/27 | 27/28 | 28/29 | 29/30 | 30/31 | 31/32 | 32/33 | 33/34 | 34/35 | 35/36 | 36/37 | 37/38 | 38/39
| 0 | [33 empty] | Broad based demand management |  | Dalley St 132_11kV Tx1 | 0 | 0 | 0 | 0 | 0 | 0 | 0 | 0 | 0 | 0 | 0 | 0 | 0 | 0 | 0 | 0 | 0 | 0 | 0 | 0 | 0 | 0 | 0 | 0 | 0 | 0 | 0 | 0 | 0 | 0 | 0 | 0
| Diversity Factor: 0 | [33 empty] | Broad based demand management |  | Dalley St 132_11kV Tx2 | 0 | 0 | 0 | 0 | 0 | 0 | 0 | 0 | 0 | 0 | 0 | 0 | 0 | 0 | 0 | 0 | 0 | 0 | 0 | 0 | 0 | 0 | 0 | 0 | 0 | 0 | 0 | 0 | 0 | 0 | 0 | 0
[35 empty] | Broad based demand management |  | Dalley St 132_11kV Tx3 | 0 | 0 | 0 | 0 | 0 | 0 | 0 | 0 | 0 | 0 | 0 | 0 | 0 | 0 | 0 | 0 | 0 | 0 | 0 | 0 | 0 | 0 | 0 | 0 | 0 | 0 | 0 | 0 | 0 | 0 | 0 | 0
[35 empty] | Broad based demand management |  | Dalley St 132_11kV Tx4 | 0 | 0 | 0 | 0 | 0 | 0 | 0 | 0 | 0 | 0 | 0 | 0 | 0 | 0 | 0 | 0 | 0 | 0 | 0 | 0 | 0 | 0 | 0 | 0 | 0 | 0 | 0 | 0 | 0 | 0 | 0 | 0
| 0 | [33 empty] | Commissioning Transfers | Dalley St 132_11kV Tx1 | City North 132_11kV Tx1 | 0 | 0 | 0 | 0 | 0 | 0 | 0 | 0 | 68.008 | 0 | 0 | 0 | 0 | 0 | 0 | 0 | 0 | 0 | 0 | 0 | 0 | 0 | 0 | 0 | 0 | 0 | 0 | 0 | 0 | 0 | 0 | 0
| Diversity Factor: 0 | [33 empty] | Commissioning Transfers | Dalley St 132_11kV Tx1 | City North 132_11kV Tx2 | 0 | 0 | 0 | 0 | 0 | 0 | 0 | 0 | 89.1908 | 0 | 0 | 0 | 0 | 0 | 0 | 0 | 0 | 0 | 0 | 0 | 0 | 0 | 0 | 0 | 0 | 0 | 0 | 0 | 0 | 0 | 0 | 0
[35 empty] | Commissioning Transfers | Dalley St 132_11kV Tx1 | City North 132_11kV Tx3 | 0 | 0 | 0 | 0 | 0 | 0 | 0 | 0 | 89.1908 | 0 | 0 | 0 | 0 | 0 | 0 | 0 | 0 | 0 | 0 | 0 | 0 | 0 | 0 | 0 | 0 | 0 | 0 | 0 | 0 | 0 | 0 | 0
[35 empty] | Commissioning Transfers | Dalley St 132_11kV Tx1 | City North 132_11kV Tx4 | 0 | 0 | 0 | 0 | 0 | 0 | 0 | 0 | 89.1908 | 0 | 0 | 0 | 0 | 0 | 0 | 0 | 0 | 0 | 0 | 0 | 0 | 0 | 0 | 0 | 0 | 0 | 0 | 0 | 0 | 0 | 0 | 0
| 0 | [33 empty] | Commissioning Transfers | Dalley St 132_11kV Tx1 | City North 132_11kV Tx5 | 0 | 0 | 0 | 0 | 0 | 0 | 0 | 0 | 0 | 0 | 0 | 0 | 0 | 0 | 0 | 0 | 0 | 0 | 0 | 0 | 0 | 0 | 0 | 0 | 0 | 0 | 0 | 0 | 0 | 0 | 0 | 0
| Diversity Factor: 0 | [33 empty] | Commissioning Transfers | Dalley St 132_11kV Tx2 | City North 132_11kV Tx1 | 0 | 0 | 0 | 0 | 0 | 0 | 0 | 0 | 69.0217 | 0 | 0 | 0 | 0 | 0 | 0 | 0 | 0 | 0 | 0 | 0 | 0 | 0 | 0 | 0 | 0 | 0 | 0 | 0 | 0 | 0 | 0 | 0
[35 empty] | Commissioning Transfers | Dalley St 132_11kV Tx2 | City North 132_11kV Tx2 | 0 | 0 | 0 | 0 | 0 | 0 | 0 | 0 | 90.5202 | 0 | 0 | 0 | 0 | 0 | 0 | 0 | 0 | 0 | 0 | 0 | 0 | 0 | 0 | 0 | 0 | 0 | 0 | 0 | 0 | 0 | 0 | 0
[35 empty] | Commissioning Transfers | Dalley St 132_11kV Tx2 | City North 132_11kV Tx3 | 0 | 0 | 0 | 0 | 0 | 0 | 0 | 0 | 90.5202 | 0 | 0 | 0 | 0 | 0 | 0 | 0 | 0 | 0 | 0 | 0 | 0 | 0 | 0 | 0 | 0 | 0 | 0 | 0 | 0 | 0 | 0 | 0
| 0 | [33 empty] | Commissioning Transfers | Dalley St 132_11kV Tx2 | City North 132_11kV Tx4 | 0 | 0 | 0 | 0 | 0 | 0 | 0 | 0 | 90.5202 | 0 | 0 | 0 | 0 | 0 | 0 | 0 | 0 | 0 | 0 | 0 | 0 | 0 | 0 | 0 | 0 | 0 | 0 | 0 | 0 | 0 | 0 | 0
| Diversity Factor: 0 | [33 empty] | Commissioning Transfers | Dalley St 132_11kV Tx2 | City North 132_11kV Tx5 | 0 | 0 | 0 | 0 | 0 | 0 | 0 | 0 | 0 | 0 | 0 | 0 | 0 | 0 | 0 | 0 | 0 | 0 | 0 | 0 | 0 | 0 | 0 | 0 | 0 | 0 | 0 | 0 | 0 | 0 | 0 | 0
[35 empty] | Commissioning Transfers | Dalley St 132_11kV Tx3 | City North 132_11kV Tx1 | 0 | 0 | 0 | 0 | 0 | 0 | 0 | 0 | 65.4277 | 0 | 0 | 0 | 0 | 0 | 0 | 0 | 0 | 0 | 0 | 0 | 0 | 0 | 0 | 0 | 0 | 0 | 0 | 0 | 0 | 0 | 0 | 0
[35 empty] | Commissioning Transfers | Dalley St 132_11kV Tx3 | City North 132_11kV Tx2 | 0 | 0 | 0 | 0 | 0 | 0 | 0 | 0 | 85.8069 | 0 | 0 | 0 | 0 | 0 | 0 | 0 | 0 | 0 | 0 | 0 | 0 | 0 | 0 | 0 | 0 | 0 | 0 | 0 | 0 | 0 | 0 | 0
| 0 | [33 empty] | Commissioning Transfers | Dalley St 132_11kV Tx3 | City North 132_11kV Tx3 | 0 | 0 | 0 | 0 | 0 | 0 | 0 | 0 | 85.8069 | 0 | 0 | 0 | 0 | 0 | 0 | 0 | 0 | 0 | 0 | 0 | 0 | 0 | 0 | 0 | 0 | 0 | 0 | 0 | 0 | 0 | 0 | 0
| Diversity Factor: 0 | [33 empty] | Commissioning Transfers | Dalley St 132_11kV Tx3 | City North 132_11kV Tx4 | 0 | 0 | 0 | 0 | 0 | 0 | 0 | 0 | 85.8069 | 0 | 0 | 0 | 0 | 0 | 0 | 0 | 0 | 0 | 0 | 0 | 0 | 0 | 0 | 0 | 0 | 0 | 0 | 0 | 0 | 0 | 0 | 0
[35 empty] | Commissioning Transfers | Dalley St 132_11kV Tx3 | City North 132_11kV Tx5 | 0 | 0 | 0 | 0 | 0 | 0 | 0 | 0 | 0 | 0 | 0 | 0 | 0 | 0 | 0 | 0 | 0 | 0 | 0 | 0 | 0 | 0 | 0 | 0 | 0 | 0 | 0 | 0 | 0 | 0 | 0 | 0
[35 empty] | Commissioning Transfers | Dalley St 132_11kV Tx4 | City North 132_11kV Tx1 | 0 | 0 | 0 | 0 | 0 | 0 | 0 | 0 | 67.6855 | 0 | 0 | 0 | 0 | 0 | 0 | 0 | 0 | 0 | 0 | 0 | 0 | 0 | 0 | 0 | 0 | 0 | 0 | 0 | 0 | 0 | 0 | 0
| 0 | [33 empty] | Commissioning Transfers | Dalley St 132_11kV Tx4 | City North 132_11kV Tx2 | 0 | 0 | 0 | 0 | 0 | 0 | 0 | 0 | 88.7678 | 0 | 0 | 0 | 0 | 0 | 0 | 0 | 0 | 0 | 0 | 0 | 0 | 0 | 0 | 0 | 0 | 0 | 0 | 0 | 0 | 0 | 0 | 0
| Diversity Factor: 0 | [33 empty] | Commissioning Transfers | Dalley St 132_11kV Tx4 | City North 132_11kV Tx3 | 0 | 0 | 0 | 0 | 0 | 0 | 0 | 0 | 88.7678 | 0 | 0 | 0 | 0 | 0 | 0 | 0 | 0 | 0 | 0 | 0 | 0 | 0 | 0 | 0 | 0 | 0 | 0 | 0 | 0 | 0 | 0 | 0
[35 empty] | Commissioning Transfers | Dalley St 132_11kV Tx4 | City North 132_11kV Tx4 | 0 | 0 | 0 | 0 | 0 | 0 | 0 | 0 | 88.7678 | 0 | 0 | 0 | 0 | 0 | 0 | 0 | 0 | 0 | 0 | 0 | 0 | 0 | 0 | 0 | 0 | 0 | 0 | 0 | 0 | 0 | 0 | 0
[35 empty] | Commissioning Transfers | Dalley St 132_11kV Tx4 | City North 132_11kV Tx5 | 0 | 0 | 0 | 0 | 0 | 0 | 0 | 0 | 0 | 0 | 0 | 0 | 0 | 0 | 0 | 0 | 0 | 0 | 0 | 0 | 0 | 0 | 0 | 0 | 0 | 0 | 0 | 0 | 0 | 0 | 0 | 0
| 0 | [33 empty] | Spot |  | Dalley St 132_11kV Tx1 | 0 | 0 | 0 | 0 | 0 | 0 | 0 | 27.6923 | 0 | 0 | 0 | 0 | 0 | 0 | 0 | 0 | 0 | 0 | 0 | 0 | 0 | 0 | 0 | 0 | 0 | 0 | 0 | 0 | 0 | 0 | 0 | 0
| Diversity Factor: 0 | [33 empty] | Spot |  | Dalley St 132_11kV Tx2 | 0 | 0 | 0 | 0 | 0 | 0 | 0 | 28.1051 | 0 | 0 | 0 | 0 | 0 | 0 | 0 | 0 | 0 | 0 | 0 | 0 | 0 | 0 | 0 | 0 | 0 | 0 | 0 | 0 | 0 | 0 | 0 | 0
[35 empty] | Spot |  | Dalley St 132_11kV Tx3 | 0 | 0 | 0 | 0 | 0 | 0 | 0 | 26.6417 | 0 | 0 | 0 | 0 | 0 | 0 | 0 | 0 | 0 | 0 | 0 | 0 | 0 | 0 | 0 | 0 | 0 | 0 | 0 | 0 | 0 | 0 | 0 | 0
[35 empty] | Spot |  | Dalley St 132_11kV Tx4 | 0 | 0 | 0 | 0 | 0 | 0 | 0 | 27.561 | 0 | 0 | 0 | 0 | 0 | 0 | 0 | 0 | 0 | 0 | 0 | 0 | 0 | 0 | 0 | 0 | 0 | 0 | 0 | 0 | 0 | 0 | 0 | 0
| 0 | [33 empty] | Econometric |  | Dalley St 132_11kV Tx1 | 0 | 0 | 0 | 0 | 0 | 0 | 0 | 0 | 0 | 8.5742 | 17.3277 | 26.1058 | 26.6183 | 27.2511 | 27.3186 | 27.3836 | 27.7123 | 28.0449 | 28.3814 | 28.722 | 29.0667 | 29.4155 | 29.7685 | 30.1257 | 30.4871 | 30.8529 | 31.2231 | 31.5977 | 31.9768 | 32.3605 | 32.7487 | 33.1416
| Diversity Factor: 0 | [33 empty] | Econometric |  | Dalley St 132_11kV Tx2 | 0 | 0 | 0 | 0 | 0 | 0 | 0 | 0 | 0 | 8.702 | 17.5859 | 26.4949 | 27.015 | 27.6573 | 27.7258 | 27.7918 | 28.1253 | 28.4629 | 28.8045 | 29.1501 | 29.4999 | 29.8539 | 30.2122 | 30.5747 | 30.9416 | 31.3128 | 31.6885 | 32.0687 | 32.4535 | 32.8428 | 33.2368 | 33.6356
[35 empty] | Econometric |  | Dalley St 132_11kV Tx3 | 0 | 0 | 0 | 0 | 0 | 0 | 0 | 0 | 0 | 8.2489 | 16.6702 | 25.1153 | 25.6084 | 26.2172 | 26.2821 | 26.3447 | 26.6609 | 26.9808 | 27.3046 | 27.6323 | 27.9639 | 28.2995 | 28.639 | 28.9827 | 29.3304 | 29.6824 | 30.0385 | 30.3989 | 30.7636 | 31.1327 | 31.5062 | 31.8842
[35 empty] | Econometric |  | Dalley St 132_11kV Tx4 | 0 | 0 | 0 | 0 | 0 | 0 | 0 | 0 | 0 | 8.5336 | 17.2455 | 25.982 | 26.492 | 27.1219 | 27.189 | 27.2538 | 27.5809 | 27.9119 | 28.2468 | 28.5858 | 28.9288 | 29.276 | 29.6273 | 29.9828 | 30.3426 | 30.7066 | 31.0751 | 31.4479 | 31.8252 | 32.207 | 32.5934 | 32.9844
[35 empty] | Energy Efficiency |  | Dalley St 132_11kV Tx1 | 0 | 0 | 0 | 0 | 0 | 0 | 0 | -11.3659 | -4.7622 | -12.9855 | -18.5953 | -28.168 | -27.5826 | -13.6288 | -4.452 | -7.1101 | -7.28 | -13.6631 | -7.8624 | -8.6674 | -3.8539 | -1.7144 | -2.9685 | -5.0133 | -5.0133 | -5.0133 | -5.0133 | -5.0133 | -5.0133 | -5.0133 | -5.0133 | -5.0133
| Weather Correction and Public Holiday Factors | [8 empty] | Forecast ROG | [24 empty] | Energy Efficiency |  | Dalley St 132_11kV Tx2 | 0 | 0 | 0 | 0 | 0 | 0 | 0 | -11.5353 | -4.8331 | -13.1791 | -18.8724 | -28.5879 | -27.9937 | -13.8319 | -4.5183 | -7.216 | -7.3885 | -13.8667 | -7.9796 | -8.7966 | -3.9114 | -1.7399 | -3.0128 | -5.0881 | -5.0881 | -5.0881 | -5.0881 | -5.0881 | -5.0881 | -5.0881 | -5.0881 | -5.0881
[10 empty] | ROG Justification | [24 empty] | Energy Efficiency |  | Dalley St 132_11kV Tx3 | 0 | 0 | 0 | 0 | 0 | 0 | 0 | -10.9346 | -4.5815 | -12.4929 | -17.8898 | -27.0993 | -26.5361 | -13.1117 | -4.2831 | -6.8403 | -7.0038 | -13.1447 | -7.5641 | -8.3386 | -3.7077 | -1.6493 | -2.8559 | -4.8231 | -4.8231 | -4.8231 | -4.8231 | -4.8231 | -4.8231 | -4.8231 | -4.8231 | -4.8231
| Actual loads for season 13/14 have been weather corrected by the following: | [8 empty] | 7 year ROG ok | [24 empty] | Energy Efficiency |  | Dalley St 132_11kV Tx4 | 0 | 0 | 0 | 0 | 0 | 0 | 0 | -11.312 | -4.7396 | -12.9239 | -18.5071 | -28.0344 | -27.4518 | -13.5641 | -4.4309 | -7.0763 | -7.2455 | -13.5983 | -7.8251 | -8.6263 | -3.8357 | -1.7063 | -2.9544 | -4.9896 | -4.9896 | -4.9896 | -4.9896 | -4.9896 | -4.9896 | -4.9896 | -4.9896 | -4.9896 | 7 year ROG ok
[35 empty] | Solar PV |  | Dalley St 132_11kV Tx1 | 0 | 0 | 0 | 0 | 0 | -0.32531 | 0 | -0.12734 | -0.14284 | -0.16132 | -0.17701 | -0.18944 | -0.19958 | -0.20895 | -0.20206 | -0.20527 | -0.15706 | -0.18813 | -0.18813 | -0.18813 | -0.18813 | -0.18813 | -0.18813 | -0.18813 | -0.18813 | -0.18813 | -0.18813 | -0.18813 | -0.18813 | -0.18813 | -0.18813 | -0.18813
[35 empty] | Solar PV |  | Dalley St 132_11kV Tx2 | 0 | 0 | 0 | 0 | 0 | -0.33016 | 0 | -0.12924 | -0.14497 | -0.16372 | -0.17965 | -0.19227 | -0.20255 | -0.21207 | -0.20507 | -0.20833 | -0.1594 | -0.19094 | -0.19094 | -0.19094 | -0.19094 | -0.19094 | -0.19094 | -0.19094 | -0.19094 | -0.19094 | -0.19094 | -0.19094 | -0.19094 | -0.19094 | -0.19094 | -0.19094
1 | 2 | 3 | 4 | 5 | 6 | 7 | 8 | 9 | 10 | 14/15 | 15/16 | 16/17 | 17/18 | 18/19 | 19/20 | 20/21 | 21/22 | 22/23 | 23/24 | 24/25 | 25/26 | 26/27 | 27/28 | 28/29 | 29/30 | 30/31 | 31/32 | 32/33 | 33/34 | 34/35 | 35/36 | 36/37 | 37/38 | 38/39 | Solar PV |  | Dalley St 132_11kV Tx3 | 0 | 0 | 0 | 0 | 0 | -0.31297 | 0 | -0.12251 | -0.13742 | -0.1552 | -0.17029 | -0.18225 | -0.192 | -0.20102 | -0.19439 | -0.19748 | -0.1511 | -0.18099 | -0.18099 | -0.18099 | -0.18099 | -0.18099 | -0.18099 | -0.18099 | -0.18099 | -0.18099 | -0.18099 | -0.18099 | -0.18099 | -0.18099 | -0.18099 | -0.18099
0.96666 | 0.93443 | 0.91366 | 0.90351 | 0.90351 | 0.90351 | 0.90351 | 0.90351 | 0.90351 | 0.90351 | -3.334% | -3.334% | -2.223% | -1.111% | 0% | 0% | 0% | 0% | 0% | 0% | 0% | 0% | 0% | 0% | 0% | 0% | 0% | 0% | 0% | 0% | 0% | 0% | 0% | 0% | 0% | Solar PV |  | Dalley St 132_11kV Tx4 | 0 | 0 | 0 | 0 | 0 | -0.32377 | 0 | -0.12674 | -0.14216 | -0.16055 | -0.17617 | -0.18854 | -0.19863 | -0.20796 | -0.2011 | -0.2043 | -0.15632 | -0.18724 | -0.18724 | -0.18724 | -0.18724 | -0.18724 | -0.18724 | -0.18724 | -0.18724 | -0.18724 | -0.18724 | -0.18724 | -0.18724 | -0.18724 | -0.18724 | -0.18724
Substation Load Detail
[7 empty] | Units | 13/14 |  | 14/15 | 15/16 | 16/17 | 17/18 | 18/19 | 19/20 | 20/21 | 21/22 | 22/23 | 23/24 | 24/25 | 25/26 | 26/27 | 27/28 | 28/29 | 29/30 | 30/31 | 31/32 | 32/33 | 33/34 | 34/35 | 35/36 | 36/37 | 37/38 | 38/39
1 | Dalley St 132_11kV | Compensated |  | Load (LV side) |  |  | Amps | 5657 | 5842.7814 | 5523.918 | 4055.13 | 3948.187 | 3898.636 | 3890.11 | 4090.877 | 3936.517 | 4021.6 | 4097.317 | 4173.819 | 4227.362 | 4304.075 | 4379.038 | 4473.661 | 4577.928 | 4677.634 | 4771.695 | 4867.063 | 4963.87 | 5062.265 | 5162.276 | 5262.628 | 5365.081 | 5469.036 | 5574.507
|  |  |  | Apparent Power |  |  | MVA | 107.7803 |  | 105.2447 | 77.2606 | 75.2231 | 74.279 | 74.1166 | 77.9417 | 75.0007 | 76.6218 | 78.0644 | 79.5219 | 80.5421 | 82.0036 | 83.4319 | 85.2347 | 87.2212 | 89.1209 | 90.913 | 92.73 | 94.5744 | 96.4491 | 98.3546 | 100.2665 | 102.2185 | 104.1991 | 106.2086
|  |  |  | Real Power |  |  | MW | 104.2478 | 107.6714 | 105.2444 | 77.2602 | 75.2139 | 74.2739 | 74.1121 | 74.0284 | 74.9926 | 76.6218 | 78.0643 | 79.5217 | 80.542 | 82.0034 | 83.4314 | 85.2302 | 87.2079 | 89.1208 | 90.9123 | 92.7299 | 94.5738 | 96.4442 | 98.3416 | 100.2662 | 102.2185 | 104.1986 | 106.207
|  |  |  | Reactive Power |  |  | MVAr | 27.3677 |  | 0.26957 | 0.25102 | 1.1769 | 0.86729 | 0.81397 | 24.3864 | 1.104 | 0.040702 | 0.1159 | 0.196 | 0.13209 | 0.21351 | 0.28393 | 0.87649 | 1.528 | 0.15812 | 0.3483 | 0.14704 | 0.35444 | 0.97061 | 1.5957 | 0.22967 | 0.072769 | 0.32506 | 0.58666
|  |  |  | Capacitors In Service |  |  | MVAr | 7.2 |  | 34.4 | 25.2 | 23.6 | 23.6 | 23.6 | 0 | 23.6 | 25.2 | 25.6 | 26 | 26.4 | 26.8 | 27.2 | 27.2 | 27.2 | 29.2 | 29.6 | 30.4 | 30.8 | 30.8 | 30.8 | 32.8 | 33.6 | 34 | 34.4
|  |  |  | PF |  |  |  | 0.96723 |  | 1 | 0.99999 | 0.99988 | 0.99993 | 0.99994 | 0.94979 | 0.99989 | 1 | 1 | 1 | 1 | 1 | 0.99999 | 0.99995 | 0.99985 | 1 | 0.99999 | 1 | 0.99999 | 0.99995 | 0.99987 | 1 | 1 | 0.99999 | 0.99998
0.90985 | Diversity Factor: 0.91 | Uncompensated |  | Reactive Power |  |  | MVAr | 34.5677 | 35.4665 | 34.6696 | 25.451 | 24.7769 | 24.4673 | 24.414 | 24.3864 | 24.704 | 25.2407 | 25.7159 | 26.196 | 26.5321 | 27.0135 | 27.4839 | 28.0765 | 28.728 | 29.3581 | 29.9483 | 30.547 | 31.1544 | 31.7706 | 32.3957 | 33.0297 | 33.6728 | 34.3251 | 34.9866
|  |  |  | PF |  |  |  | 0.94918 |  | 0.94979 | 0.94979 | 0.94979 | 0.94979 | 0.94979 | 0.94979 | 0.94979 | 0.94979 | 0.94979 | 0.94979 | 0.94979 | 0.94979 | 0.94979 | 0.94979 | 0.94979 | 0.94979 | 0.94979 | 0.94979 | 0.94979 | 0.94979 | 0.94979 | 0.94979 | 0.94979 | 0.94979 | 0.94979
[10 empty] | 1 | 2 | 3 | 4 | 5 | 6 | 7 | 8 | 9 | 10 | 11 | 12 | 13 | 14 | 15 | 16 | 17 | 18 | 19 | 20 | 21 | 22 | 23 | 24 | 25
Transformer Load Detail
[7 empty] | Units | 13/14 |  | 14/15 | 15/16 | 16/17 | 17/18 | 18/19 | 19/20 | 20/21 | 21/22 | 22/23 | 23/24 | 24/25 | 25/26 | 26/27 | 27/28 | 28/29 | 29/30 | 30/31 | 31/32 | 32/33 | 33/34 | 34/35 | 35/36 | 36/37 | 37/38 | 38/39
| 0 | Compensated |  | Load (LV side) |  |  | Amps
|  |  |  | Apparent Power |  |  | MVA
|  |  |  | Real Power |  |  | MW
|  |  |  | Reactive Power |  |  | MVAr
|  |  |  | Capacitors In Service |  |  | MVAr
PF
| Zone Div: | Uncompensated |  | Reactive Power |  |  | MVAr
PF
| 0 | Compensated |  | Load (LV side) |  |  | Amps
|  |  |  | Apparent Power |  |  | MVA
|  |  |  | Real Power |  |  | MW
|  |  |  | Reactive Power |  |  | MVAr
|  |  |  | Capacitors In Service |  |  | MVAr
PF
| Zone Div: | Uncompensated |  | Reactive Power |  |  | MVAr
PF
| 0 | Compensated |  | Load (LV side) |  |  | Amps
|  |  |  | Apparent Power |  |  | MVA
|  |  |  | Real Power |  |  | MW
|  |  |  | Reactive Power |  |  | MVAr
|  |  |  | Capacitors In Service |  |  | MVAr
PF
| Zone Div: | Uncompensated |  | Reactive Power |  |  | MVAr
PF
| 0 | Compensated |  | Load (LV side) |  |  | Amps
|  |  |  | Apparent Power |  |  | MVA
|  |  |  | Real Power |  |  | MW
|  |  |  | Reactive Power |  |  | MVAr
|  |  |  | Capacitors In Service |  |  | MVAr
PF
| Zone Div: | Uncompensated |  | Reactive Power |  |  | MVAr
PF
| 0 | Compensated |  | Load (LV side) |  |  | Amps
|  |  |  | Apparent Power |  |  | MVA
|  |  |  | Real Power |  |  | MW
|  |  |  | Reactive Power |  |  | MVAr
|  |  |  | Capacitors In Service |  |  | MVAr
PF
| Zone Div: | Uncompensated |  | Reactive Power |  |  | MVAr
PF
| 0 | Compensated |  | Load (LV side) |  |  | Amps
|  |  |  | Apparent Power |  |  | MVA
|  |  |  | Real Power |  |  | MW
|  |  |  | Reactive Power |  |  | MVAr
|  |  |  | Capacitors In Service |  |  | MVAr
PF
| Zone Div: | Uncompensated |  | Reactive Power |  |  | MVAr
PF
| 0 | Compensated |  | Load (LV side) |  |  | Amps
|  |  |  | Apparent Power |  |  | MVA
|  |  |  | Real Power |  |  | MW
|  |  |  | Reactive Power |  |  | MVAr
|  |  |  | Capacitors In Service |  |  | MVAr
PF
| Zone Div: | Uncompensated |  | Reactive Power |  |  | MVAr
PF
| 0 | Compensated |  | Load (LV side) |  |  | Amps
|  |  |  | Apparent Power |  |  | MVA
|  |  |  | Real Power |  |  | MW
|  |  |  | Reactive Power |  |  | MVAr
|  |  |  | Capacitors In Service |  |  | MVAr
PF
| Zone Div: | Uncompensated |  | Reactive Power |  |  | MVAr
PF
| 0 | Compensated |  | Load (LV side) |  |  | Amps
|  |  |  | Apparent Power |  |  | MVA
|  |  |  | Real Power |  |  | MW
|  |  |  | Reactive Power |  |  | MVAr
|  |  |  | Capacitors In Service |  |  | MVAr
PF
| Zone Div: | Uncompensated |  | Reactive Power |  |  | MVAr
PF
| 0 | Compensated |  | Load (LV side) |  |  | Amps
|  |  |  | Apparent Power |  |  | MVA
|  |  |  | Real Power |  |  | MW
|  |  |  | Reactive Power |  |  | MVAr
|  |  |  | Capacitors In Service |  |  | MVAr
PF
| Zone Div: | Uncompensated |  | Reactive Power |  |  | MVAr
PF