## Inclusions and Exclusions
Sydney Forecast Inclusions and Exclusions
Date Printed |  | 08JUL14:11:21:24
| Description | Value
Season |  | Winter | Winter
Either Summer or Winter
Year |  | 2014 | 2014
Year that the forecast starts
POE |  | 50% | 0.5
10%, 50%, 90%
Spots and Transfers |  | Y | Y
Are Spots and Transfers Included?
BBDM Spots |  | Y | Y
Is BBDM included?
Spots Coefficient |  | 55% | 0.55
Scaling factor applied to spot loads in the future
Aligned ROGs |  | Capped | Capped
Have ROGs been aligned to econometric forecast?
Committed Projects |  | Y | Y
Are Committed Projects Included?
Major Customers Scaling Factor |  | 100% | 1
Scaling factor applied to major customer connections in the future
Future Transfers |  | Y | Y
Are future transfers included?
Future Spots |  | 4 | 4
Future spots are cleared from the following forecast year

## Argenton 132_11kV
| Argenton 132_11kV | [16 empty] | 2014 | WINTER
[6 empty] | Zone commissioned |  | 2009-05-04
| Substation Total Loads | [33 empty] | Spots & Transfers Detail
| Historical Loads | (11kV MVA) | [7 empty] | Weather Corrected Forecast Loads |  |  |  | (11kV MVA) | [20 empty] | Spots & Transfers Summary | (11kV MVA) |  | Historical Spots & Transfers | [6 empty] | Forecast Spots & Transfers
|  | 2007 | 2008 | 2009 | 2010 | 2011 | 2012 | 2013 |  | 2014 | 2015 | 2016 | 2017 | 2018 | 2019 | 2020 | 2021 | 2022 | 2023 | 2024 | 2025 | 2026 | 2027 | 2028 | 2029 | 2030 | 2031 | 2032 | 2033 | 2034 | 2035 | 2036 | 2037 | 2038 |  |  |  | 2007 | 2008 | 2009 | 2010 | 2011 | 2012 | 2013 | 2014 | 2015 | 2016 | 2017 | 2018 | 2019 | 2020 | 2021 | 2022 | 2023 | 2024 | 2025 | 2026 | 2027 | 2028 | 2029 | 2030 | 2031 | 2032 | 2033 | 2034 | 2035 | 2036 | 2037 | 2038
| Total |  |  | 14.664 | 28.8 | 30.184 | 27.706 | 27.038 |  | 27.0336 | 28.5351 | 24.7464 | 24.7608 | 24.7407 | 24.8723 | 25.2792 | 25.7239 | 26.1483 | 26.5866 | 26.9728 | 27.448 | 27.9253 | 28.4631 | 29.0361 | 29.6033 | 30.1611 | 30.7298 | 31.3095 | 31.9005 | 32.5028 | 33.1167 | 33.7422 | 34.3797 | 35.0291 |  |  | Total | 0 | 0 | 14.0798 | 15.223 | 4.706 | 0.49156 | 0 | -0.13549 | 1.3999 | -3.8634 | -0.01791 | -0.020108 | 0.1316 | 0.40682 | 0.44473 | 0.42437 | 0.43831 | 0.38625 | 0.47523 | 0.47725 | 0.53784 | 0.57293 | 0.56725 | 0.55778 | 0.56869 | 0.57975 | 0.59096 | 0.60234 | 0.61387 | 0.62556 | 0.63741 | 0.64943
| Firm Rating | 0 | 0 | 0 | 60 | 60 | 64.19 | 64.19 |  | 64.19 | 64.19 | 64.19 | 64.19 | 64.19 | 64.19 | 64.19 | 64.19 | 64.19 | 64.19 | 64.19 | 64.19 | 64.19 | 64.19 | 64.19 | 64.19 | 64.19 | 64.19 | 64.19 | 64.19 | 64.19 | 64.19 | 64.19 | 64.19 | 64.19
| Total Capacity | 0 | 0 | 0 | 100 | 100 | 121.4 | 121.4 |  | 121.4 | 121.4 | 121.4 | 121.4 | 121.4 | 121.4 | 121.4 | 121.4 | 121.4 | 121.4 | 121.4 | 121.4 | 121.4 | 121.4 | 121.4 | 121.4 | 121.4 | 121.4 | 121.4 | 121.4 | 121.4 | 121.4 | 121.4 | 121.4 | 121.4 |  |  | Argenton 132_11kV Tx4 | 0 | 0 | 6.9708 | 7.5368 | 2.3299 | 0.24336 | 0 | -0.08632 | -0.023801 | -3.4177 | -0.0088673 | -0.0099554 | 0.065153 | 0.20142 | 0.22018 | 0.2101 | 0.217 | 0.19123 | 0.23528 | 0.23628 | 0.26628 | 0.28365 | 0.28084 | 0.27615 | 0.28155 | 0.28703 | 0.29258 | 0.29821 | 0.30392 | 0.30971 | 0.31557 | 0.32153
|  | -7 | -6 | -5 | -4 | -3 | -2 | -1 |  | 0 | 1 | 2 | 3 | 4 | 5 | 6 | 7 | 8 | 9 | 10 | 11 | 12 | 13 | 14 | 15 | 16 | 17 | 18 | 19 | 20 | 21 | 22 | 23 | 24 |  |  | Argenton 132_11kV Tx5 | 0 | 0 | 7.109 | 7.6862 | 2.3761 | 0.24819 | 0 | -0.049171 | 1.4237 | -0.44568 | -0.0090432 | -0.010153 | 0.066446 | 0.20541 | 0.22455 | 0.21427 | 0.22131 | 0.19502 | 0.23995 | 0.24097 | 0.27156 | 0.28928 | 0.28641 | 0.28163 | 0.28714 | 0.29272 | 0.29838 | 0.30413 | 0.30995 | 0.31585 | 0.32183 | 0.3279
| Transformer Loads | [36 empty] | 0 | 0 | 0 | 0 | 0 | 0 | 0 | 0 | 0 | 0 | 0 | 0 | 0 | 0 | 0 | 0 | 0 | 0 | 0 | 0 | 0 | 0 | 0 | 0 | 0 | 0 | 0 | 0 | 0 | 0 | 0 | 0
| Historical Loads | (11kV MVA) | [7 empty] | 0: Weather Corrected Forecast Loads; 4: (11kV MVA) |  |  |  | 0 | 0 | 0 | 0 | 0 | 0 | 0 | 0 | 0 | 0 | 0 | 0 | 0 | 0 | 0 | 0 | 0 | 0 | 0 | 0 | 0 | 0 | 0 | 0 | 0 | 0 | 0 | 0 | 0 | 0 | 0 | 0
|  | 2007 | 2008 | 2009 | 2010 | 2011 | 2012 | 2013 |  | 2014 | 2015 | 2016 | 2017 | 2018 | 2019 | 2020 | 2021 | 2022 | 2023 | 2024 | 2025 | 2026 | 2027 | 2028 | 2029 | 2030 | 2031 | 2032 | 2033 | 2034 | 2035 | 2036 | 2037 | 2038 |  |  |  | 0 | 0 | 0 | 0 | 0 | 0 | 0 | 0 | 0 | 0 | 0 | 0 | 0 | 0 | 0 | 0 | 0 | 0 | 0 | 0 | 0 | 0 | 0 | 0 | 0 | 0 | 0 | 0 | 0 | 0 | 0 | 0
| 0 | [36 empty] | 0 | 0 | 0 | 0 | 0 | 0 | 0 | 0 | 0 | 0 | 0 | 0 | 0 | 0 | 0 | 0 | 0 | 0 | 0 | 0 | 0 | 0 | 0 | 0 | 0 | 0 | 0 | 0 | 0 | 0 | 0 | 0
| Diversity Factor: 0 | [36 empty] | 0 | 0 | 0 | 0 | 0 | 0 | 0 | 0 | 0 | 0 | 0 | 0 | 0 | 0 | 0 | 0 | 0 | 0 | 0 | 0 | 0 | 0 | 0 | 0 | 0 | 0 | 0 | 0 | 0 | 0 | 0 | 0
[38 empty] | 0 | 0 | 0 | 0 | 0 | 0 | 0 | 0 | 0 | 0 | 0 | 0 | 0 | 0 | 0 | 0 | 0 | 0 | 0 | 0 | 0 | 0 | 0 | 0 | 0 | 0 | 0 | 0 | 0 | 0 | 0 | 0
[38 empty] | 0 | 0 | 0 | 0 | 0 | 0 | 0 | 0 | 0 | 0 | 0 | 0 | 0 | 0 | 0 | 0 | 0 | 0 | 0 | 0 | 0 | 0 | 0 | 0 | 0 | 0 | 0 | 0 | 0 | 0 | 0 | 0
| 0 | [36 empty] | 0 | 0 | 0 | 0 | 0 | 0 | 0 | 0 | 0 | 0 | 0 | 0 | 0 | 0 | 0 | 0 | 0 | 0 | 0 | 0 | 0 | 0 | 0 | 0 | 0 | 0 | 0 | 0 | 0 | 0 | 0 | 0
Diversity Factor: 0
[38 empty] | Historical Spots & Transfers | [6 empty] | Forecast Spots & Transfers
[35 empty] | Project Name | From | To | 2007 | 2008 | 2009 | 2010 | 2011 | 2012 | 2013 | 2014 | 2015 | 2016 | 2017 | 2018 | 2019 | 2020 | 2021 | 2022 | 2023 | 2024 | 2025 | 2026 | 2027 | 2028 | 2029 | 2030 | 2031 | 2032 | 2033 | 2034 | 2035 | 2036 | 2037 | 2038
| 0 | [33 empty] | Broad based demand management |  | Argenton 132_11kV Tx4 | 0 | 0 | 0 | 0 | 0 | 0 | 0 | 0 | -0.0022289 | -0.0024765 | -0.026994 | -0.029718 | -0.034176 | 0 | 0 | 0 | 0 | 0 | 0 | 0 | 0 | 0 | 0 | 0 | 0 | 0 | 0 | 0 | 0 | 0 | 0 | 0
| Diversity Factor: 0 | [33 empty] | Broad based demand management |  | Argenton 132_11kV Tx5 | 0 | 0 | 0 | 0 | 0 | 0 | 0 | 0 | -0.0022731 | -0.0025256 | -0.027529 | -0.030308 | -0.034854 | 0 | 0 | 0 | 0 | 0 | 0 | 0 | 0 | 0 | 0 | 0 | 0 | 0 | 0 | 0 | 0 | 0 | 0 | 0
[35 empty] | DNP_ID: 2288. To Edgeworth SAO Nov 11 | Edgeworth 33_11kV Tx1 | Argenton 132_11kV Tx4 | 0 | 0 | 0 | 0 | 0.099044 | 0 | 0 | 0 | 0 | 0 | 0 | 0 | 0 | 0 | 0 | 0 | 0 | 0 | 0 | 0 | 0 | 0 | 0 | 0 | 0 | 0 | 0 | 0 | 0 | 0 | 0 | 0
[35 empty] | DNP_ID: 2288. To Edgeworth SAO Nov 11 | Edgeworth 33_11kV Tx1 | Argenton 132_11kV Tx5 | 0 | 0 | 0 | 0 | 0.10101 | 0 | 0 | 0 | 0 | 0 | 0 | 0 | 0 | 0 | 0 | 0 | 0 | 0 | 0 | 0 | 0 | 0 | 0 | 0 | 0 | 0 | 0 | 0 | 0 | 0 | 0 | 0
| 0 | [33 empty] | DNP_ID: 2288. To Edgeworth SAO Nov 11 | Edgeworth 33_11kV Tx2 | Argenton 132_11kV Tx4 | 0 | 0 | 0 | 0 | 0.099044 | 0 | 0 | 0 | 0 | 0 | 0 | 0 | 0 | 0 | 0 | 0 | 0 | 0 | 0 | 0 | 0 | 0 | 0 | 0 | 0 | 0 | 0 | 0 | 0 | 0 | 0 | 0
| Diversity Factor: 0 | [33 empty] | DNP_ID: 2288. To Edgeworth SAO Nov 11 | Edgeworth 33_11kV Tx2 | Argenton 132_11kV Tx5 | 0 | 0 | 0 | 0 | 0.10101 | 0 | 0 | 0 | 0 | 0 | 0 | 0 | 0 | 0 | 0 | 0 | 0 | 0 | 0 | 0 | 0 | 0 | 0 | 0 | 0 | 0 | 0 | 0 | 0 | 0 | 0 | 0
[35 empty] | DNP_ID: 2294. To Argenton 2010 | Boolaroo 33_11kV Tx1 | Argenton 132_11kV Tx4 | 0 | 0 | 0.39303 | 0 | 0 | 0 | 0 | 0 | 0 | 0 | 0 | 0 | 0 | 0 | 0 | 0 | 0 | 0 | 0 | 0 | 0 | 0 | 0 | 0 | 0 | 0 | 0 | 0 | 0 | 0 | 0 | 0
[35 empty] | DNP_ID: 2294. To Argenton 2010 | Boolaroo 33_11kV Tx1 | Argenton 132_11kV Tx5 | 0 | 0 | 0.40083 | 0 | 0 | 0 | 0 | 0 | 0 | 0 | 0 | 0 | 0 | 0 | 0 | 0 | 0 | 0 | 0 | 0 | 0 | 0 | 0 | 0 | 0 | 0 | 0 | 0 | 0 | 0 | 0 | 0
| 0 | [33 empty] | DNP_ID: 2294. To Argenton 2010 | Boolaroo 33_11kV Tx2 | Argenton 132_11kV Tx4 | 0 | 0 | 0.39303 | 0 | 0 | 0 | 0 | 0 | 0 | 0 | 0 | 0 | 0 | 0 | 0 | 0 | 0 | 0 | 0 | 0 | 0 | 0 | 0 | 0 | 0 | 0 | 0 | 0 | 0 | 0 | 0 | 0
| Diversity Factor: 0 | [33 empty] | DNP_ID: 2294. To Argenton 2010 | Boolaroo 33_11kV Tx2 | Argenton 132_11kV Tx5 | 0 | 0 | 0.40083 | 0 | 0 | 0 | 0 | 0 | 0 | 0 | 0 | 0 | 0 | 0 | 0 | 0 | 0 | 0 | 0 | 0 | 0 | 0 | 0 | 0 | 0 | 0 | 0 | 0 | 0 | 0 | 0 | 0
[35 empty] | DNP_ID: 2294. To Argenton 2010 | Boolaroo 33_11kV Tx3 | Argenton 132_11kV Tx4 | 0 | 0 | 0.39303 | 0 | 0 | 0 | 0 | 0 | 0 | 0 | 0 | 0 | 0 | 0 | 0 | 0 | 0 | 0 | 0 | 0 | 0 | 0 | 0 | 0 | 0 | 0 | 0 | 0 | 0 | 0 | 0 | 0
[35 empty] | DNP_ID: 2294. To Argenton 2010 | Boolaroo 33_11kV Tx3 | Argenton 132_11kV Tx5 | 0 | 0 | 0.40083 | 0 | 0 | 0 | 0 | 0 | 0 | 0 | 0 | 0 | 0 | 0 | 0 | 0 | 0 | 0 | 0 | 0 | 0 | 0 | 0 | 0 | 0 | 0 | 0 | 0 | 0 | 0 | 0 | 0
| 0 | [33 empty] | DNP_ID: 2295. To Argenton 2010 | Boolaroo 33_11kV Tx1 | Argenton 132_11kV Tx4 | 0 | 0 | 0 | 1.9086 | 0 | 0 | 0 | 0 | 0 | 0 | 0 | 0 | 0 | 0 | 0 | 0 | 0 | 0 | 0 | 0 | 0 | 0 | 0 | 0 | 0 | 0 | 0 | 0 | 0 | 0 | 0 | 0
| Diversity Factor: 0 | [33 empty] | DNP_ID: 2295. To Argenton 2010 | Boolaroo 33_11kV Tx1 | Argenton 132_11kV Tx5 | 0 | 0 | 0 | 1.9464 | 0 | 0 | 0 | 0 | 0 | 0 | 0 | 0 | 0 | 0 | 0 | 0 | 0 | 0 | 0 | 0 | 0 | 0 | 0 | 0 | 0 | 0 | 0 | 0 | 0 | 0 | 0 | 0
[35 empty] | DNP_ID: 2295. To Argenton 2010 | Boolaroo 33_11kV Tx2 | Argenton 132_11kV Tx4 | 0 | 0 | 0 | 1.9086 | 0 | 0 | 0 | 0 | 0 | 0 | 0 | 0 | 0 | 0 | 0 | 0 | 0 | 0 | 0 | 0 | 0 | 0 | 0 | 0 | 0 | 0 | 0 | 0 | 0 | 0 | 0 | 0
[35 empty] | DNP_ID: 2295. To Argenton 2010 | Boolaroo 33_11kV Tx2 | Argenton 132_11kV Tx5 | 0 | 0 | 0 | 1.9464 | 0 | 0 | 0 | 0 | 0 | 0 | 0 | 0 | 0 | 0 | 0 | 0 | 0 | 0 | 0 | 0 | 0 | 0 | 0 | 0 | 0 | 0 | 0 | 0 | 0 | 0 | 0 | 0
| 0 | [33 empty] | DNP_ID: 2295. To Argenton 2010 | Boolaroo 33_11kV Tx3 | Argenton 132_11kV Tx4 | 0 | 0 | 0 | 1.9086 | 0 | 0 | 0 | 0 | 0 | 0 | 0 | 0 | 0 | 0 | 0 | 0 | 0 | 0 | 0 | 0 | 0 | 0 | 0 | 0 | 0 | 0 | 0 | 0 | 0 | 0 | 0 | 0
| Diversity Factor: 0 | [33 empty] | DNP_ID: 2295. To Argenton 2010 | Boolaroo 33_11kV Tx3 | Argenton 132_11kV Tx5 | 0 | 0 | 0 | 1.9464 | 0 | 0 | 0 | 0 | 0 | 0 | 0 | 0 | 0 | 0 | 0 | 0 | 0 | 0 | 0 | 0 | 0 | 0 | 0 | 0 | 0 | 0 | 0 | 0 | 0 | 0 | 0 | 0
[35 empty] | DNP_ID: 2296. To Argenton 2010 | Boolaroo 33_11kV Tx1 | Argenton 132_11kV Tx4 | 0 | 0 | 0 | 0 | 0.7106 | 0 | 0 | 0 | 0 | 0 | 0 | 0 | 0 | 0 | 0 | 0 | 0 | 0 | 0 | 0 | 0 | 0 | 0 | 0 | 0 | 0 | 0 | 0 | 0 | 0 | 0 | 0
[35 empty] | DNP_ID: 2296. To Argenton 2010 | Boolaroo 33_11kV Tx1 | Argenton 132_11kV Tx5 | 0 | 0 | 0 | 0 | 0.72469 | 0 | 0 | 0 | 0 | 0 | 0 | 0 | 0 | 0 | 0 | 0 | 0 | 0 | 0 | 0 | 0 | 0 | 0 | 0 | 0 | 0 | 0 | 0 | 0 | 0 | 0 | 0
| 0 | [33 empty] | DNP_ID: 2296. To Argenton 2010 | Boolaroo 33_11kV Tx2 | Argenton 132_11kV Tx4 | 0 | 0 | 0 | 0 | 0.7106 | 0 | 0 | 0 | 0 | 0 | 0 | 0 | 0 | 0 | 0 | 0 | 0 | 0 | 0 | 0 | 0 | 0 | 0 | 0 | 0 | 0 | 0 | 0 | 0 | 0 | 0 | 0
| Diversity Factor: 0 | [33 empty] | DNP_ID: 2296. To Argenton 2010 | Boolaroo 33_11kV Tx2 | Argenton 132_11kV Tx5 | 0 | 0 | 0 | 0 | 0.72469 | 0 | 0 | 0 | 0 | 0 | 0 | 0 | 0 | 0 | 0 | 0 | 0 | 0 | 0 | 0 | 0 | 0 | 0 | 0 | 0 | 0 | 0 | 0 | 0 | 0 | 0 | 0
[35 empty] | DNP_ID: 2296. To Argenton 2010 | Boolaroo 33_11kV Tx3 | Argenton 132_11kV Tx4 | 0 | 0 | 0 | 0 | 0.7106 | 0 | 0 | 0 | 0 | 0 | 0 | 0 | 0 | 0 | 0 | 0 | 0 | 0 | 0 | 0 | 0 | 0 | 0 | 0 | 0 | 0 | 0 | 0 | 0 | 0 | 0 | 0
[35 empty] | DNP_ID: 2296. To Argenton 2010 | Boolaroo 33_11kV Tx3 | Argenton 132_11kV Tx5 | 0 | 0 | 0 | 0 | 0.72469 | 0 | 0 | 0 | 0 | 0 | 0 | 0 | 0 | 0 | 0 | 0 | 0 | 0 | 0 | 0 | 0 | 0 | 0 | 0 | 0 | 0 | 0 | 0 | 0 | 0 | 0 | 0
| 0 | [33 empty] | DNP_ID: 2299. To Argenton (-9.7) | Cardiff 33_11kV Tx1 | Argenton 132_11kV Tx4 | 0 | 0 | 1.9054 | 0 | 0 | 0 | 0 | 0 | 0 | 0 | 0 | 0 | 0 | 0 | 0 | 0 | 0 | 0 | 0 | 0 | 0 | 0 | 0 | 0 | 0 | 0 | 0 | 0 | 0 | 0 | 0 | 0
| Diversity Factor: 0 | [33 empty] | DNP_ID: 2299. To Argenton (-9.7) | Cardiff 33_11kV Tx1 | Argenton 132_11kV Tx5 | 0 | 0 | 1.9432 | 0 | 0 | 0 | 0 | 0 | 0 | 0 | 0 | 0 | 0 | 0 | 0 | 0 | 0 | 0 | 0 | 0 | 0 | 0 | 0 | 0 | 0 | 0 | 0 | 0 | 0 | 0 | 0 | 0
[35 empty] | DNP_ID: 2299. To Argenton (-9.7) | Cardiff 33_11kV Tx2 | Argenton 132_11kV Tx4 | 0 | 0 | 1.9054 | 0 | 0 | 0 | 0 | 0 | 0 | 0 | 0 | 0 | 0 | 0 | 0 | 0 | 0 | 0 | 0 | 0 | 0 | 0 | 0 | 0 | 0 | 0 | 0 | 0 | 0 | 0 | 0 | 0
[35 empty] | DNP_ID: 2299. To Argenton (-9.7) | Cardiff 33_11kV Tx2 | Argenton 132_11kV Tx5 | 0 | 0 | 1.9432 | 0 | 0 | 0 | 0 | 0 | 0 | 0 | 0 | 0 | 0 | 0 | 0 | 0 | 0 | 0 | 0 | 0 | 0 | 0 | 0 | 0 | 0 | 0 | 0 | 0 | 0 | 0 | 0 | 0
| 0 | [33 empty] | DNP_ID: 2301. To Argenton (-9.7) | Cardiff 33_11kV Tx1 | Argenton 132_11kV Tx5 | 0 | 0 | 0 | 0 | 0 | 0 | 0 | 0 | 1.086 | 0 | 0 | 0 | 0 | 0 | 0 | 0 | 0 | 0 | 0 | 0 | 0 | 0 | 0 | 0 | 0 | 0 | 0 | 0 | 0 | 0 | 0 | 0
| Diversity Factor: 0 | [33 empty] | DNP_ID: 2301. To Argenton (-9.7) | Cardiff 33_11kV Tx2 | Argenton 132_11kV Tx5 | 0 | 0 | 0 | 0 | 0 | 0 | 0 | 0 | 1.086 | 0 | 0 | 0 | 0 | 0 | 0 | 0 | 0 | 0 | 0 | 0 | 0 | 0 | 0 | 0 | 0 | 0 | 0 | 0 | 0 | 0 | 0 | 0
[35 empty] | DNP_ID: 2310. To Argenton (-8.4) | Edgeworth 33_11kV Tx1 | Argenton 132_11kV Tx4 | 0 | 0 | 0.99044 | 0 | 0 | 0 | 0 | 0 | 0 | 0 | 0 | 0 | 0 | 0 | 0 | 0 | 0 | 0 | 0 | 0 | 0 | 0 | 0 | 0 | 0 | 0 | 0 | 0 | 0 | 0 | 0 | 0
[35 empty] | DNP_ID: 2310. To Argenton (-8.4) | Edgeworth 33_11kV Tx1 | Argenton 132_11kV Tx5 | 0 | 0 | 1.0101 | 0 | 0 | 0 | 0 | 0 | 0 | 0 | 0 | 0 | 0 | 0 | 0 | 0 | 0 | 0 | 0 | 0 | 0 | 0 | 0 | 0 | 0 | 0 | 0 | 0 | 0 | 0 | 0 | 0
[35 empty] | DNP_ID: 2310. To Argenton (-8.4) | Edgeworth 33_11kV Tx2 | Argenton 132_11kV Tx4 | 0 | 0 | 0.99044 | 0 | 0 | 0 | 0 | 0 | 0 | 0 | 0 | 0 | 0 | 0 | 0 | 0 | 0 | 0 | 0 | 0 | 0 | 0 | 0 | 0 | 0 | 0 | 0 | 0 | 0 | 0 | 0 | 0
| Weather Correction and Public Holiday Factors | [8 empty] | Forecast ROG | [24 empty] | DNP_ID: 2310. To Argenton (-8.4) | Edgeworth 33_11kV Tx2 | Argenton 132_11kV Tx5 | 0 | 0 | 1.0101 | 0 | 0 | 0 | 0 | 0 | 0 | 0 | 0 | 0 | 0 | 0 | 0 | 0 | 0 | 0 | 0 | 0 | 0 | 0 | 0 | 0 | 0 | 0 | 0 | 0 | 0 | 0 | 0 | 0
[10 empty] | ROG Justification | [24 empty] | DNP_ID: 2311. To Argenton (-8.4) | Edgeworth 33_11kV Tx1 | Argenton 132_11kV Tx4 | 0 | 0 | 0 | 0.90554 | 0 | 0 | 0 | 0 | 0 | 0 | 0 | 0 | 0 | 0 | 0 | 0 | 0 | 0 | 0 | 0 | 0 | 0 | 0 | 0 | 0 | 0 | 0 | 0 | 0 | 0 | 0 | 0
| Actual loads for season 2013 have been weather corrected by the following: | [6 empty] | 0.09195% |  | weighted ROG calc | [24 empty] | DNP_ID: 2311. To Argenton (-8.4) | Edgeworth 33_11kV Tx1 | Argenton 132_11kV Tx5 | 0 | 0 | 0 | 0.9235 | 0 | 0 | 0 | 0 | 0 | 0 | 0 | 0 | 0 | 0 | 0 | 0 | 0 | 0 | 0 | 0 | 0 | 0 | 0 | 0 | 0 | 0 | 0 | 0 | 0 | 0 | 0 | 0 | weighted ROG calc
[35 empty] | DNP_ID: 2311. To Argenton (-8.4) | Edgeworth 33_11kV Tx2 | Argenton 132_11kV Tx4 | 0 | 0 | 0 | 0.90554 | 0 | 0 | 0 | 0 | 0 | 0 | 0 | 0 | 0 | 0 | 0 | 0 | 0 | 0 | 0 | 0 | 0 | 0 | 0 | 0 | 0 | 0 | 0 | 0 | 0 | 0 | 0 | 0
[35 empty] | DNP_ID: 2311. To Argenton (-8.4) | Edgeworth 33_11kV Tx2 | Argenton 132_11kV Tx5 | 0 | 0 | 0 | 0.9235 | 0 | 0 | 0 | 0 | 0 | 0 | 0 | 0 | 0 | 0 | 0 | 0 | 0 | 0 | 0 | 0 | 0 | 0 | 0 | 0 | 0 | 0 | 0 | 0 | 0 | 0 | 0 | 0
1 | 2 | 3 | 4 | 5 | 6 | 7 | 8 | 9 | 10 | 2014 | 2015 | 2016 | 2017 | 2018 | 2019 | 2020 | 2021 | 2022 | 2023 | 2024 | 2025 | 2026 | 2027 | 2028 | 2029 | 2030 | 2031 | 2032 | 2033 | 2034 | 2035 | 2036 | 2037 | 2038 | DNP_ID: 2313. From Argenton to Edgeworth (SAO Nov 11) | Argenton 132_11kV Tx4 | Edgeworth 33_11kV Tx1 | 0 | 0 | 0 | 0 | 0 | 0.099044 | 0 | 0 | 0 | 0 | 0 | 0 | 0 | 0 | 0 | 0 | 0 | 0 | 0 | 0 | 0 | 0 | 0 | 0 | 0 | 0 | 0 | 0 | 0 | 0 | 0 | 0
1.0039 | 1.0079 | 1.0105 | 1.0118 | 1.0118 | 1.0118 | 1.0118 | 1.0118 | 1.0118 | 1.0118 | 0.3924% | 0.3924% | 0.2616% | 0.1308% | 0% | 0% | 0% | 0% | 0% | 0% | 0% | 0% | 0% | 0% | 0% | 0% | 0% | 0% | 0% | 0% | 0% | 0% | 0% | 0% | 0% | DNP_ID: 2313. From Argenton to Edgeworth (SAO Nov 11) | Argenton 132_11kV Tx4 | Edgeworth 33_11kV Tx2 | 0 | 0 | 0 | 0 | 0 | 0.099044 | 0 | 0 | 0 | 0 | 0 | 0 | 0 | 0 | 0 | 0 | 0 | 0 | 0 | 0 | 0 | 0 | 0 | 0 | 0 | 0 | 0 | 0 | 0 | 0 | 0 | 0
[35 empty] | DNP_ID: 2313. From Argenton to Edgeworth (SAO Nov 11) | Argenton 132_11kV Tx5 | Edgeworth 33_11kV Tx1 | 0 | 0 | 0 | 0 | 0 | 0.10101 | 0 | 0 | 0 | 0 | 0 | 0 | 0 | 0 | 0 | 0 | 0 | 0 | 0 | 0 | 0 | 0 | 0 | 0 | 0 | 0 | 0 | 0 | 0 | 0 | 0 | 0
| Substation Load Detail | [33 empty] | DNP_ID: 2313. From Argenton to Edgeworth (SAO Nov 11) | Argenton 132_11kV Tx5 | Edgeworth 33_11kV Tx2 | 0 | 0 | 0 | 0 | 0 | 0.10101 | 0 | 0 | 0 | 0 | 0 | 0 | 0 | 0 | 0 | 0 | 0 | 0 | 0 | 0 | 0 | 0 | 0 | 0 | 0 | 0 | 0 | 0 | 0 | 0 | 0 | 0
[35 empty] | DNP_ID: 6909. Cardiff Zone Substation - New 11kV Feeder to Warners Bay | Argenton 132_11kV Tx5 | Cardiff 33_11kV Tx1 | 0 | 0 | 0 | 0 | 0 | 0 | 0 | 0 | 0.724 | 0 | 0 | 0 | 0 | 0 | 0 | 0 | 0 | 0 | 0 | 0 | 0 | 0 | 0 | 0 | 0 | 0 | 0 | 0 | 0 | 0 | 0 | 0
[7 empty] | Units | 2013 |  | 2014 | 2015 | 2016 | 2017 | 2018 | 2019 | 2020 | 2021 | 2022 | 2023 | 2024 | 2025 | 2026 | 2027 | 2028 | 2029 | 2030 | 2031 | 2032 | 2033 | 2034 | 2035 | 2036 | 2037 | 2038 | DNP_ID: 6933. Toronto 11kV New Feeder Connections | Argenton 132_11kV Tx4 | Toronto West 132_11kV Tx1 | 0 | 0 | 0 | 0 | 0 | 0 | 0 | 0 | 0 | 0.70494 | 0 | 0 | 0 | 0 | 0 | 0 | 0 | 0 | 0 | 0 | 0 | 0 | 0 | 0 | 0 | 0 | 0 | 0 | 0 | 0 | 0 | 0
1 | Argenton 132_11kV | Compensated |  | Load (LV side) |  |  | Amps | 0 |  | 1418.894 | 1497.706 | 1298.848 | 1299.607 | 1298.551 | 1305.458 | 1326.811 | 1350.153 | 1372.427 | 1395.432 | 1415.705 | 1440.648 | 1465.697 | 1493.926 | 1523.998 | 1553.77 | 1583.046 | 1612.895 | 1643.324 | 1674.342 | 1705.956 | 1738.176 | 1771.009 | 1804.464 | 1838.55 | DNP_ID: 6933. Toronto 11kV New Feeder Connections | Argenton 132_11kV Tx4 | Toronto West 132_11kV Tx2 | 0 | 0 | 0 | 0 | 0 | 0 | 0 | 0 | 0 | 2.7055 | 0 | 0 | 0 | 0 | 0 | 0 | 0 | 0 | 0 | 0 | 0 | 0 | 0 | 0 | 0 | 0 | 0 | 0 | 0 | 0 | 0 | 0
|  |  |  | Apparent Power |  |  | MVA | 27.038 | 27.0629 | 27.0336 | 28.5351 | 24.7464 | 24.7608 | 24.7407 | 24.8723 | 25.2792 | 25.7239 | 26.1483 | 26.5866 | 26.9728 | 27.448 | 27.9253 | 28.4631 | 29.0361 | 29.6033 | 30.1611 | 30.7298 | 31.3095 | 31.9005 | 32.5028 | 33.1167 | 33.7422 | 34.3797 | 35.0291 | DNP_ID: 6933. Toronto 11kV New Feeder Connections | Argenton 132_11kV Tx5 | Toronto West 132_11kV Tx2 | 0 | 0 | 0 | 0 | 0 | 0 | 0 | 0 | 0 | 0.43821 | 0 | 0 | 0 | 0 | 0 | 0 | 0 | 0 | 0 | 0 | 0 | 0 | 0 | 0 | 0 | 0 | 0 | 0 | 0 | 0 | 0 | 0
|  |  |  | Real Power |  |  | MW | 25.905 | 25.9288 | 25.9007 | 27.3804 | 23.7449 | 23.7588 | 23.7395 | 23.8658 | 24.2561 | 24.6829 | 25.0901 | 25.5106 | 25.8813 | 26.3373 | 26.7952 | 27.3113 | 27.861 | 28.4053 | 28.9405 | 29.4862 | 30.0425 | 30.6095 | 31.1875 | 31.7765 | 32.3768 | 32.9884 | 33.6115 | DNP_ID: 7094. Edgeworth - New 11kV feeder and upgrade works | Argenton 132_11kV Tx4 | Edgeworth 33_11kV Tx1 | 0 | 0 | 0 | 0 | 0 | 0 | 0 | 0.019053 | 0 | 0 | 0 | 0 | 0 | 0 | 0 | 0 | 0 | 0 | 0 | 0 | 0 | 0 | 0 | 0 | 0 | 0 | 0 | 0 | 0 | 0 | 0 | 0
|  |  |  | Reactive Power |  |  | MVAr | 0 |  | 7.7437 | 8.0355 | 6.9686 | 6.9727 | 6.967 | 7.0041 | 7.1187 | 7.2439 | 7.3634 | 7.4868 | 7.5956 | 7.7294 | 7.8638 | 8.0153 | 8.1766 | 8.3363 | 8.4934 | 8.6536 | 8.8168 | 8.9832 | 9.1529 | 9.3257 | 9.5019 | 9.6814 | 9.8643 | DNP_ID: 7094. Edgeworth - New 11kV feeder and upgrade works | Argenton 132_11kV Tx4 | Edgeworth 33_11kV Tx2 | 0 | 0 | 0 | 0 | 0 | 0 | 0 | 0.019053 | 0 | 0 | 0 | 0 | 0 | 0 | 0 | 0 | 0 | 0 | 0 | 0 | 0 | 0 | 0 | 0 | 0 | 0 | 0 | 0 | 0 | 0 | 0 | 0
|  |  |  | Capacitors In Service |  |  | MVAr | 0 |  | 0 | 0 | 0 | 0 | 0 | 0 | 0 | 0 | 0 | 0 | 0 | 0 | 0 | 0 | 0 | 0 | 0 | 0 | 0 | 0 | 0 | 0 | 0 | 0 | 0 | HVCON_ID: 2000153. Munibung Industrial Development (ex Pasminco) |  | Argenton 132_11kV Tx4 | 0 | 0 | 0 | 0 | 0 | 0.44145 | 0 | 0 | 0 | 0 | 0 | 0 | 0 | 0 | 0 | 0 | 0 | 0 | 0 | 0 | 0 | 0 | 0 | 0 | 0 | 0 | 0 | 0 | 0 | 0 | 0 | 0
|  |  |  | PF |  |  |  | 0.9581 |  | 0.9581 | 0.95953 | 0.95953 | 0.95953 | 0.95953 | 0.95953 | 0.95953 | 0.95953 | 0.95953 | 0.95953 | 0.95953 | 0.95953 | 0.95953 | 0.95953 | 0.95953 | 0.95953 | 0.95953 | 0.95953 | 0.95953 | 0.95953 | 0.95953 | 0.95953 | 0.95953 | 0.95953 | 0.95953 | HVCON_ID: 2000153. Munibung Industrial Development (ex Pasminco) |  | Argenton 132_11kV Tx5 | 0 | 0 | 0 | 0 | 0 | 0.45021 | 0 | 0 | 0 | 0 | 0 | 0 | 0 | 0 | 0 | 0 | 0 | 0 | 0 | 0 | 0 | 0 | 0 | 0 | 0 | 0 | 0 | 0 | 0 | 0 | 0 | 0
0.85733 | Diversity Factor: 0.86 | Uncompensated |  | Reactive Power |  |  | MVAr | 0 | 7.7521 | 7.7437 | 8.0355 | 6.9686 | 6.9727 | 6.967 | 7.0041 | 7.1187 | 7.2439 | 7.3634 | 7.4868 | 7.5956 | 7.7294 | 7.8638 | 8.0153 | 8.1766 | 8.3363 | 8.4934 | 8.6536 | 8.8168 | 8.9832 | 9.1529 | 9.3257 | 9.5019 | 9.6814 | 9.8643 | Econometric |  | Argenton 132_11kV Tx4 | 0 | 0 | 0 | 0 | 0 | 0 | 0 | 0 | 0 | 0.090951 | 0.16586 | 0.24745 | 0.33537 | 0.33721 | 0.30841 | 0.31608 | 0.32091 | 0.32581 | 0.33078 | 0.33582 | 0.34093 | 0.34611 | 0.35136 | 0.35668 | 0.36208 | 0.36756 | 0.37311 | 0.37874 | 0.38445 | 0.39024 | 0.39611 | 0.40206
|  |  |  | PF |  |  |  | 0.9581 |  | 0.9581 | 0.95953 | 0.95953 | 0.95953 | 0.95953 | 0.95953 | 0.95953 | 0.95953 | 0.95953 | 0.95953 | 0.95953 | 0.95953 | 0.95953 | 0.95953 | 0.95953 | 0.95953 | 0.95953 | 0.95953 | 0.95953 | 0.95953 | 0.95953 | 0.95953 | 0.95953 | 0.95953 | 0.95953 | Econometric |  | Argenton 132_11kV Tx5 | 0 | 0 | 0 | 0 | 0 | 0 | 0 | 0 | 0 | 0.092755 | 0.16915 | 0.25236 | 0.34202 | 0.3439 | 0.31453 | 0.32235 | 0.32728 | 0.33227 | 0.33734 | 0.34248 | 0.34769 | 0.35297 | 0.35833 | 0.36376 | 0.36926 | 0.37485 | 0.38051 | 0.38625 | 0.39207 | 0.39798 | 0.40396 | 0.41003
[10 empty] | 1 | 2 | 3 | 4 | 5 | 6 | 7 | 8 | 9 | 10 | 11 | 12 | 13 | 14 | 15 | 16 | 17 | 18 | 19 | 20 | 21 | 22 | 23 | 24 | 25 | Energy Efficiency |  | Argenton 132_11kV Tx4 | 0 | 0 | 0 | 0 | 0 | 0 | 0 | -0.048215 | -0.021572 | -0.095796 | -0.14773 | -0.22769 | -0.23604 | -0.13579 | -0.088233 | -0.10598 | -0.10391 | -0.13458 | -0.0955 | -0.099536 | -0.074647 | -0.062451 | -0.070517 | -0.08053 | -0.08053 | -0.08053 | -0.08053 | -0.08053 | -0.08053 | -0.08053 | -0.08053 | -0.08053
| Transformer Load Detail | [33 empty] | Energy Efficiency |  | Argenton 132_11kV Tx5 | 0 | 0 | 0 | 0 | 0 | 0 | 0 | -0.049171 | -0.022 | -0.097696 | -0.15066 | -0.2322 | -0.24073 | -0.13849 | -0.089983 | -0.10808 | -0.10597 | -0.13725 | -0.097394 | -0.10151 | -0.076127 | -0.06369 | -0.071916 | -0.082127 | -0.082127 | -0.082127 | -0.082127 | -0.082127 | -0.082127 | -0.082127 | -0.082127 | -0.082127
[35 empty] | Solar PV |  | Argenton 132_11kV Tx4 | 0 | 0 | 0 | 0 | 0 | 0 | 0 | 0 | 0 | 0 | 0 | 0 | 0 | 0 | 0 | 0 | 0 | 0 | 0 | 0 | 0 | 0 | 0 | 0 | 0 | 0 | 0 | 0 | 0 | 0 | 0 | 0
[7 empty] | Units | 2013 |  | 2014 | 2015 | 2016 | 2017 | 2018 | 2019 | 2020 | 2021 | 2022 | 2023 | 2024 | 2025 | 2026 | 2027 | 2028 | 2029 | 2030 | 2031 | 2032 | 2033 | 2034 | 2035 | 2036 | 2037 | 2038 | Solar PV |  | Argenton 132_11kV Tx5 | 0 | 0 | 0 | 0 | 0 | 0 | 0 | 0 | 0 | 0 | 0 | 0 | 0 | 0 | 0 | 0 | 0 | 0 | 0 | 0 | 0 | 0 | 0 | 0 | 0 | 0 | 0 | 0 | 0 | 0 | 0 | 0
| 0 | Compensated |  | Load (LV side) |  |  | Amps
|  |  |  | Apparent Power |  |  | MVA
|  |  |  | Real Power |  |  | MW
|  |  |  | Reactive Power |  |  | MVAr
|  |  |  | Capacitors In Service |  |  | MVAr
PF
| Zone Div: | Uncompensated |  | Reactive Power |  |  | MVAr
PF
| 0 | Compensated |  | Load (LV side) |  |  | Amps
|  |  |  | Apparent Power |  |  | MVA
|  |  |  | Real Power |  |  | MW
|  |  |  | Reactive Power |  |  | MVAr
|  |  |  | Capacitors In Service |  |  | MVAr
PF
| Zone Div: | Uncompensated |  | Reactive Power |  |  | MVAr
PF
| 0 | Compensated |  | Load (LV side) |  |  | Amps
|  |  |  | Apparent Power |  |  | MVA
|  |  |  | Real Power |  |  | MW
|  |  |  | Reactive Power |  |  | MVAr
|  |  |  | Capacitors In Service |  |  | MVAr
PF
| Zone Div: | Uncompensated |  | Reactive Power |  |  | MVAr
PF
| 0 | Compensated |  | Load (LV side) |  |  | Amps
|  |  |  | Apparent Power |  |  | MVA
|  |  |  | Real Power |  |  | MW
|  |  |  | Reactive Power |  |  | MVAr
|  |  |  | Capacitors In Service |  |  | MVAr
PF
| Zone Div: | Uncompensated |  | Reactive Power |  |  | MVAr
PF
| 0 | Compensated |  | Load (LV side) |  |  | Amps
|  |  |  | Apparent Power |  |  | MVA
|  |  |  | Real Power |  |  | MW
|  |  |  | Reactive Power |  |  | MVAr
|  |  |  | Capacitors In Service |  |  | MVAr
PF
| Zone Div: | Uncompensated |  | Reactive Power |  |  | MVAr
PF
| 0 | Compensated |  | Load (LV side) |  |  | Amps
|  |  |  | Apparent Power |  |  | MVA
|  |  |  | Real Power |  |  | MW
|  |  |  | Reactive Power |  |  | MVAr
|  |  |  | Capacitors In Service |  |  | MVAr
PF
| Zone Div: | Uncompensated |  | Reactive Power |  |  | MVAr
PF
| 0 | Compensated |  | Load (LV side) |  |  | Amps
|  |  |  | Apparent Power |  |  | MVA
|  |  |  | Real Power |  |  | MW
|  |  |  | Reactive Power |  |  | MVAr
|  |  |  | Capacitors In Service |  |  | MVAr
PF
| Zone Div: | Uncompensated |  | Reactive Power |  |  | MVAr
PF
| 0 | Compensated |  | Load (LV side) |  |  | Amps
|  |  |  | Apparent Power |  |  | MVA
|  |  |  | Real Power |  |  | MW
|  |  |  | Reactive Power |  |  | MVAr
|  |  |  | Capacitors In Service |  |  | MVAr
PF
| Zone Div: | Uncompensated |  | Reactive Power |  |  | MVAr
PF
| 0 | Compensated |  | Load (LV side) |  |  | Amps
|  |  |  | Apparent Power |  |  | MVA
|  |  |  | Real Power |  |  | MW
|  |  |  | Reactive Power |  |  | MVAr
|  |  |  | Capacitors In Service |  |  | MVAr
PF
| Zone Div: | Uncompensated |  | Reactive Power |  |  | MVAr
PF
| 0 | Compensated |  | Load (LV side) |  |  | Amps
|  |  |  | Apparent Power |  |  | MVA
|  |  |  | Real Power |  |  | MW
|  |  |  | Reactive Power |  |  | MVAr
|  |  |  | Capacitors In Service |  |  | MVAr
PF
| Zone Div: | Uncompensated |  | Reactive Power |  |  | MVAr
PF

## Boolaroo 33_11kV
| Boolaroo 33_11kV | [16 empty] | 2014 | WINTER
[6 empty] | Zone decommissioned |  | 2011-06-28
| Substation Total Loads | [33 empty] | Spots & Transfers Detail
| Historical Loads | (11kV MVA) | [7 empty] | Weather Corrected Forecast Loads |  |  |  | (11kV MVA) | [20 empty] | Spots & Transfers Summary | (11kV MVA) |  | Historical Spots & Transfers | [6 empty] | Forecast Spots & Transfers
|  | 2007 | 2008 | 2009 | 2010 | 2011 | 2012 | 2013 |  | 2014 | 2015 | 2016 | 2017 | 2018 | 2019 | 2020 | 2021 | 2022 | 2023 | 2024 | 2025 | 2026 | 2027 | 2028 | 2029 | 2030 | 2031 | 2032 | 2033 | 2034 | 2035 | 2036 | 2037 | 2038 |  |  |  | 2007 | 2008 | 2009 | 2010 | 2011 | 2012 | 2013 | 2014 | 2015 | 2016 | 2017 | 2018 | 2019 | 2020 | 2021 | 2022 | 2023 | 2024 | 2025 | 2026 | 2027 | 2028 | 2029 | 2030 | 2031 | 2032 | 2033 | 2034 | 2035 | 2036 | 2037 | 2038
| Total | 23.9 | 26 | 13.5 | 4 | 0 |  |  |  | 0 | 0 | 0 | 0 | 0 | 0 | 0 | 0 | 0 | 0 | 0 | 0 | 0 | 0 | 0 | 0 | 0 | 0 | 0 | 0 | 0 | 0 | 0 | 0 | 0 |  |  | Total | 0 | 0.66874 | -0.63254 | -11.5649 | -4.3059 | 0 | 0 | 0 | 0 | 0 | 0 | 0 | 0 | 0 | 0 | 0 | 0 | 0 | 0 | 0 | 0 | 0 | 0 | 0 | 0 | 0 | 0 | 0 | 0 | 0 | 0 | 0
| Firm Rating | 0 | 0 | 0 | 27.9 | 0 | 0 | 0 |  | 0 | 0 | 0 | 0 | 0 | 0 | 0 | 0 | 0 | 0 | 0 | 0 | 0 | 0 | 0 | 0 | 0 | 0 | 0 | 0 | 0 | 0 | 0 | 0 | 0
| Total Capacity | 0 | 0 | 0 | 28.6 | 0 | 0 | 0 |  | 0 | 0 | 0 | 0 | 0 | 0 | 0 | 0 | 0 | 0 | 0 | 0 | 0 | 0 | 0 | 0 | 0 | 0 | 0 | 0 | 0 | 0 | 0 | 0 | 0 |  |  | Boolaroo 33_11kV Tx1 | 0 | 0.22291 | -0.21085 | -3.855 | -1.4353 | 0 | 0 | 0 | 0 | 0 | 0 | 0 | 0 | 0 | 0 | 0 | 0 | 0 | 0 | 0 | 0 | 0 | 0 | 0 | 0 | 0 | 0 | 0 | 0 | 0 | 0 | 0
|  | -7 | -6 | -5 | -4 | -3 | -2 | -1 |  | 0 | 1 | 2 | 3 | 4 | 5 | 6 | 7 | 8 | 9 | 10 | 11 | 12 | 13 | 14 | 15 | 16 | 17 | 18 | 19 | 20 | 21 | 22 | 23 | 24 |  |  | Boolaroo 33_11kV Tx2 | 0 | 0.22291 | -0.21085 | -3.855 | -1.4353 | 0 | 0 | 0 | 0 | 0 | 0 | 0 | 0 | 0 | 0 | 0 | 0 | 0 | 0 | 0 | 0 | 0 | 0 | 0 | 0 | 0 | 0 | 0 | 0 | 0 | 0 | 0
| Transformer Loads | [35 empty] | Boolaroo 33_11kV Tx3 | 0 | 0.22291 | -0.21085 | -3.855 | -1.4353 | 0 | 0 | 0 | 0 | 0 | 0 | 0 | 0 | 0 | 0 | 0 | 0 | 0 | 0 | 0 | 0 | 0 | 0 | 0 | 0 | 0 | 0 | 0 | 0 | 0 | 0 | 0
| Historical Loads | (11kV MVA) | [7 empty] | Weather Corrected Forecast Loads |  |  |  | (11kV MVA) | [23 empty] | 0 | 0 | 0 | 0 | 0 | 0 | 0 | 0 | 0 | 0 | 0 | 0 | 0 | 0 | 0 | 0 | 0 | 0 | 0 | 0 | 0 | 0 | 0 | 0 | 0 | 0 | 0 | 0 | 0 | 0 | 0 | 0
|  | 2007 | 2008 | 2009 | 2010 | 2011 | 2012 | 2013 |  | 2014 | 2015 | 2016 | 2017 | 2018 | 2019 | 2020 | 2021 | 2022 | 2023 | 2024 | 2025 | 2026 | 2027 | 2028 | 2029 | 2030 | 2031 | 2032 | 2033 | 2034 | 2035 | 2036 | 2037 | 2038 |  |  |  | 0 | 0 | 0 | 0 | 0 | 0 | 0 | 0 | 0 | 0 | 0 | 0 | 0 | 0 | 0 | 0 | 0 | 0 | 0 | 0 | 0 | 0 | 0 | 0 | 0 | 0 | 0 | 0 | 0 | 0 | 0 | 0
| 0 | [36 empty] | 0 | 0 | 0 | 0 | 0 | 0 | 0 | 0 | 0 | 0 | 0 | 0 | 0 | 0 | 0 | 0 | 0 | 0 | 0 | 0 | 0 | 0 | 0 | 0 | 0 | 0 | 0 | 0 | 0 | 0 | 0 | 0
| Diversity Factor: 0 | [36 empty] | 0 | 0 | 0 | 0 | 0 | 0 | 0 | 0 | 0 | 0 | 0 | 0 | 0 | 0 | 0 | 0 | 0 | 0 | 0 | 0 | 0 | 0 | 0 | 0 | 0 | 0 | 0 | 0 | 0 | 0 | 0 | 0
[38 empty] | 0 | 0 | 0 | 0 | 0 | 0 | 0 | 0 | 0 | 0 | 0 | 0 | 0 | 0 | 0 | 0 | 0 | 0 | 0 | 0 | 0 | 0 | 0 | 0 | 0 | 0 | 0 | 0 | 0 | 0 | 0 | 0
[38 empty] | 0 | 0 | 0 | 0 | 0 | 0 | 0 | 0 | 0 | 0 | 0 | 0 | 0 | 0 | 0 | 0 | 0 | 0 | 0 | 0 | 0 | 0 | 0 | 0 | 0 | 0 | 0 | 0 | 0 | 0 | 0 | 0
| 0 | [36 empty] | 0 | 0 | 0 | 0 | 0 | 0 | 0 | 0 | 0 | 0 | 0 | 0 | 0 | 0 | 0 | 0 | 0 | 0 | 0 | 0 | 0 | 0 | 0 | 0 | 0 | 0 | 0 | 0 | 0 | 0 | 0 | 0
Diversity Factor: 0
[38 empty] | Historical Spots & Transfers | [6 empty] | Forecast Spots & Transfers
[35 empty] | Project Name | From | To | 2007 | 2008 | 2009 | 2010 | 2011 | 2012 | 2013 | 2014 | 2015 | 2016 | 2017 | 2018 | 2019 | 2020 | 2021 | 2022 | 2023 | 2024 | 2025 | 2026 | 2027 | 2028 | 2029 | 2030 | 2031 | 2032 | 2033 | 2034 | 2035 | 2036 | 2037 | 2038
| 0 | [33 empty] | DNP_ID: 2294. To Argenton 2010 | Boolaroo 33_11kV Tx1 | Argenton 132_11kV Tx4 | 0 | 0 | 0.39303 | 0 | 0 | 0 | 0 | 0 | 0 | 0 | 0 | 0 | 0 | 0 | 0 | 0 | 0 | 0 | 0 | 0 | 0 | 0 | 0 | 0 | 0 | 0 | 0 | 0 | 0 | 0 | 0 | 0
| Diversity Factor: 0 | [33 empty] | DNP_ID: 2294. To Argenton 2010 | Boolaroo 33_11kV Tx1 | Argenton 132_11kV Tx5 | 0 | 0 | 0.40083 | 0 | 0 | 0 | 0 | 0 | 0 | 0 | 0 | 0 | 0 | 0 | 0 | 0 | 0 | 0 | 0 | 0 | 0 | 0 | 0 | 0 | 0 | 0 | 0 | 0 | 0 | 0 | 0 | 0
[35 empty] | DNP_ID: 2294. To Argenton 2010 | Boolaroo 33_11kV Tx2 | Argenton 132_11kV Tx4 | 0 | 0 | 0.39303 | 0 | 0 | 0 | 0 | 0 | 0 | 0 | 0 | 0 | 0 | 0 | 0 | 0 | 0 | 0 | 0 | 0 | 0 | 0 | 0 | 0 | 0 | 0 | 0 | 0 | 0 | 0 | 0 | 0
[35 empty] | DNP_ID: 2294. To Argenton 2010 | Boolaroo 33_11kV Tx2 | Argenton 132_11kV Tx5 | 0 | 0 | 0.40083 | 0 | 0 | 0 | 0 | 0 | 0 | 0 | 0 | 0 | 0 | 0 | 0 | 0 | 0 | 0 | 0 | 0 | 0 | 0 | 0 | 0 | 0 | 0 | 0 | 0 | 0 | 0 | 0 | 0
| 0 | [33 empty] | DNP_ID: 2294. To Argenton 2010 | Boolaroo 33_11kV Tx3 | Argenton 132_11kV Tx4 | 0 | 0 | 0.39303 | 0 | 0 | 0 | 0 | 0 | 0 | 0 | 0 | 0 | 0 | 0 | 0 | 0 | 0 | 0 | 0 | 0 | 0 | 0 | 0 | 0 | 0 | 0 | 0 | 0 | 0 | 0 | 0 | 0
| Diversity Factor: 0 | [33 empty] | DNP_ID: 2294. To Argenton 2010 | Boolaroo 33_11kV Tx3 | Argenton 132_11kV Tx5 | 0 | 0 | 0.40083 | 0 | 0 | 0 | 0 | 0 | 0 | 0 | 0 | 0 | 0 | 0 | 0 | 0 | 0 | 0 | 0 | 0 | 0 | 0 | 0 | 0 | 0 | 0 | 0 | 0 | 0 | 0 | 0 | 0
[35 empty] | DNP_ID: 2295. To Argenton 2010 | Boolaroo 33_11kV Tx1 | Argenton 132_11kV Tx4 | 0 | 0 | 0 | 1.9086 | 0 | 0 | 0 | 0 | 0 | 0 | 0 | 0 | 0 | 0 | 0 | 0 | 0 | 0 | 0 | 0 | 0 | 0 | 0 | 0 | 0 | 0 | 0 | 0 | 0 | 0 | 0 | 0
[35 empty] | DNP_ID: 2295. To Argenton 2010 | Boolaroo 33_11kV Tx1 | Argenton 132_11kV Tx5 | 0 | 0 | 0 | 1.9464 | 0 | 0 | 0 | 0 | 0 | 0 | 0 | 0 | 0 | 0 | 0 | 0 | 0 | 0 | 0 | 0 | 0 | 0 | 0 | 0 | 0 | 0 | 0 | 0 | 0 | 0 | 0 | 0
| 0 | [33 empty] | DNP_ID: 2295. To Argenton 2010 | Boolaroo 33_11kV Tx2 | Argenton 132_11kV Tx4 | 0 | 0 | 0 | 1.9086 | 0 | 0 | 0 | 0 | 0 | 0 | 0 | 0 | 0 | 0 | 0 | 0 | 0 | 0 | 0 | 0 | 0 | 0 | 0 | 0 | 0 | 0 | 0 | 0 | 0 | 0 | 0 | 0
| Diversity Factor: 0 | [33 empty] | DNP_ID: 2295. To Argenton 2010 | Boolaroo 33_11kV Tx2 | Argenton 132_11kV Tx5 | 0 | 0 | 0 | 1.9464 | 0 | 0 | 0 | 0 | 0 | 0 | 0 | 0 | 0 | 0 | 0 | 0 | 0 | 0 | 0 | 0 | 0 | 0 | 0 | 0 | 0 | 0 | 0 | 0 | 0 | 0 | 0 | 0
[35 empty] | DNP_ID: 2295. To Argenton 2010 | Boolaroo 33_11kV Tx3 | Argenton 132_11kV Tx4 | 0 | 0 | 0 | 1.9086 | 0 | 0 | 0 | 0 | 0 | 0 | 0 | 0 | 0 | 0 | 0 | 0 | 0 | 0 | 0 | 0 | 0 | 0 | 0 | 0 | 0 | 0 | 0 | 0 | 0 | 0 | 0 | 0
[35 empty] | DNP_ID: 2295. To Argenton 2010 | Boolaroo 33_11kV Tx3 | Argenton 132_11kV Tx5 | 0 | 0 | 0 | 1.9464 | 0 | 0 | 0 | 0 | 0 | 0 | 0 | 0 | 0 | 0 | 0 | 0 | 0 | 0 | 0 | 0 | 0 | 0 | 0 | 0 | 0 | 0 | 0 | 0 | 0 | 0 | 0 | 0
| 0 | [33 empty] | DNP_ID: 2296. To Argenton 2010 | Boolaroo 33_11kV Tx1 | Argenton 132_11kV Tx4 | 0 | 0 | 0 | 0 | 0.7106 | 0 | 0 | 0 | 0 | 0 | 0 | 0 | 0 | 0 | 0 | 0 | 0 | 0 | 0 | 0 | 0 | 0 | 0 | 0 | 0 | 0 | 0 | 0 | 0 | 0 | 0 | 0
| Diversity Factor: 0 | [33 empty] | DNP_ID: 2296. To Argenton 2010 | Boolaroo 33_11kV Tx1 | Argenton 132_11kV Tx5 | 0 | 0 | 0 | 0 | 0.72469 | 0 | 0 | 0 | 0 | 0 | 0 | 0 | 0 | 0 | 0 | 0 | 0 | 0 | 0 | 0 | 0 | 0 | 0 | 0 | 0 | 0 | 0 | 0 | 0 | 0 | 0 | 0
[35 empty] | DNP_ID: 2296. To Argenton 2010 | Boolaroo 33_11kV Tx2 | Argenton 132_11kV Tx4 | 0 | 0 | 0 | 0 | 0.7106 | 0 | 0 | 0 | 0 | 0 | 0 | 0 | 0 | 0 | 0 | 0 | 0 | 0 | 0 | 0 | 0 | 0 | 0 | 0 | 0 | 0 | 0 | 0 | 0 | 0 | 0 | 0
[35 empty] | DNP_ID: 2296. To Argenton 2010 | Boolaroo 33_11kV Tx2 | Argenton 132_11kV Tx5 | 0 | 0 | 0 | 0 | 0.72469 | 0 | 0 | 0 | 0 | 0 | 0 | 0 | 0 | 0 | 0 | 0 | 0 | 0 | 0 | 0 | 0 | 0 | 0 | 0 | 0 | 0 | 0 | 0 | 0 | 0 | 0 | 0
| 0 | [33 empty] | DNP_ID: 2296. To Argenton 2010 | Boolaroo 33_11kV Tx3 | Argenton 132_11kV Tx4 | 0 | 0 | 0 | 0 | 0.7106 | 0 | 0 | 0 | 0 | 0 | 0 | 0 | 0 | 0 | 0 | 0 | 0 | 0 | 0 | 0 | 0 | 0 | 0 | 0 | 0 | 0 | 0 | 0 | 0 | 0 | 0 | 0
| Diversity Factor: 0 | [33 empty] | DNP_ID: 2296. To Argenton 2010 | Boolaroo 33_11kV Tx3 | Argenton 132_11kV Tx5 | 0 | 0 | 0 | 0 | 0.72469 | 0 | 0 | 0 | 0 | 0 | 0 | 0 | 0 | 0 | 0 | 0 | 0 | 0 | 0 | 0 | 0 | 0 | 0 | 0 | 0 | 0 | 0 | 0 | 0 | 0 | 0 | 0
[35 empty] | HVCON_ID: 2000158. Premier Metals Teralba - Nov 07 |  | Boolaroo 33_11kV Tx1 | 0 | 0.22291 | 0 | 0 | 0 | 0 | 0 | 0 | 0 | 0 | 0 | 0 | 0 | 0 | 0 | 0 | 0 | 0 | 0 | 0 | 0 | 0 | 0 | 0 | 0 | 0 | 0 | 0 | 0 | 0 | 0 | 0
[35 empty] | HVCON_ID: 2000158. Premier Metals Teralba - Nov 07 |  | Boolaroo 33_11kV Tx2 | 0 | 0.22291 | 0 | 0 | 0 | 0 | 0 | 0 | 0 | 0 | 0 | 0 | 0 | 0 | 0 | 0 | 0 | 0 | 0 | 0 | 0 | 0 | 0 | 0 | 0 | 0 | 0 | 0 | 0 | 0 | 0 | 0
| 0 | [33 empty] | HVCON_ID: 2000158. Premier Metals Teralba - Nov 07 |  | Boolaroo 33_11kV Tx3 | 0 | 0.22291 | 0 | 0 | 0 | 0 | 0 | 0 | 0 | 0 | 0 | 0 | 0 | 0 | 0 | 0 | 0 | 0 | 0 | 0 | 0 | 0 | 0 | 0 | 0 | 0 | 0 | 0 | 0 | 0 | 0 | 0
| Diversity Factor: 0 | [33 empty] | HVCON_ID: 2000159. LMCC Depot |  | Boolaroo 33_11kV Tx1 | 0 | 0 | 0.22291 | 0 | 0 | 0 | 0 | 0 | 0 | 0 | 0 | 0 | 0 | 0 | 0 | 0 | 0 | 0 | 0 | 0 | 0 | 0 | 0 | 0 | 0 | 0 | 0 | 0 | 0 | 0 | 0 | 0
[35 empty] | HVCON_ID: 2000159. LMCC Depot |  | Boolaroo 33_11kV Tx2 | 0 | 0 | 0.22291 | 0 | 0 | 0 | 0 | 0 | 0 | 0 | 0 | 0 | 0 | 0 | 0 | 0 | 0 | 0 | 0 | 0 | 0 | 0 | 0 | 0 | 0 | 0 | 0 | 0 | 0 | 0 | 0 | 0
[35 empty] | HVCON_ID: 2000159. LMCC Depot |  | Boolaroo 33_11kV Tx3 | 0 | 0 | 0.22291 | 0 | 0 | 0 | 0 | 0 | 0 | 0 | 0 | 0 | 0 | 0 | 0 | 0 | 0 | 0 | 0 | 0 | 0 | 0 | 0 | 0 | 0 | 0 | 0 | 0 | 0 | 0 | 0 | 0
| 0 | [33 empty] | HVCON_ID: 2000160. Cockle Creek Pump Station |  | Boolaroo 33_11kV Tx1 | 0 | 0 | 0.36009 | 0 | 0 | 0 | 0 | 0 | 0 | 0 | 0 | 0 | 0 | 0 | 0 | 0 | 0 | 0 | 0 | 0 | 0 | 0 | 0 | 0 | 0 | 0 | 0 | 0 | 0 | 0 | 0 | 0
| Diversity Factor: 0 | [33 empty] | HVCON_ID: 2000160. Cockle Creek Pump Station |  | Boolaroo 33_11kV Tx2 | 0 | 0 | 0.36009 | 0 | 0 | 0 | 0 | 0 | 0 | 0 | 0 | 0 | 0 | 0 | 0 | 0 | 0 | 0 | 0 | 0 | 0 | 0 | 0 | 0 | 0 | 0 | 0 | 0 | 0 | 0 | 0 | 0
[35 empty] | HVCON_ID: 2000160. Cockle Creek Pump Station |  | Boolaroo 33_11kV Tx3 | 0 | 0 | 0.36009 | 0 | 0 | 0 | 0 | 0 | 0 | 0 | 0 | 0 | 0 | 0 | 0 | 0 | 0 | 0 | 0 | 0 | 0 | 0 | 0 | 0 | 0 | 0 | 0 | 0 | 0 | 0 | 0 | 0
0
Diversity Factor: 0
| Weather Correction and Public Holiday Factors | [8 empty] | Forecast ROG
ROG Justification
| Actual loads for season 2013 have been weather corrected by the following: | [6 empty] | 0% |  | 0
1 | 2 | 3 | 4 | 5 | 6 | 7 | 8 | 9 | 10 | 2014 | 2015 | 2016 | 2017 | 2018 | 2019 | 2020 | 2021 | 2022 | 2023 | 2024 | 2025 | 2026 | 2027 | 2028 | 2029 | 2030 | 2031 | 2032 | 2033 | 2034 | 2035 | 2036 | 2037 | 2038
1 | 1 | 1 | 1 | 1 | 1 | 1 | 1 | 1 | 1 | 0% | 0% | 0% | 0% | 0% | 0% | 0% | 0% | 0% | 0% | 0% | 0% | 0% | 0% | 0% | 0% | 0% | 0% | 0% | 0% | 0% | 0% | 0% | 0% | 0%
Substation Load Detail
[7 empty] | Units | 2013 |  | 2014 | 2015 | 2016 | 2017 | 2018 | 2019 | 2020 | 2021 | 2022 | 2023 | 2024 | 2025 | 2026 | 2027 | 2028 | 2029 | 2030 | 2031 | 2032 | 2033 | 2034 | 2035 | 2036 | 2037 | 2038
1 | Boolaroo 33_11kV | Compensated |  | Load (LV side) |  |  | Amps | 0 |  | 0 | 0 | 0 | 0 | 0 | 0 | 0 | 0 | 0 | 0 | 0 | 0 | 0 | 0 | 0 | 0 | 0 | 0 | 0 | 0 | 0 | 0 | 0 | 0 | 0
|  |  |  | Apparent Power |  |  | MVA | 0 | 0 | 0 | 0 | 0 | 0 | 0 | 0 | 0 | 0 | 0 | 0 | 0 | 0 | 0 | 0 | 0 | 0 | 0 | 0 | 0 | 0 | 0 | 0 | 0 | 0 | 0
|  |  |  | Real Power |  |  | MW | 0 | 0 | 0 | 0 | 0 | 0 | 0 | 0 | 0 | 0 | 0 | 0 | 0 | 0 | 0 | 0 | 0 | 0 | 0 | 0 | 0 | 0 | 0 | 0 | 0 | 0 | 0
|  |  |  | Reactive Power |  |  | MVAr | 0 |  | 0 | 0 | 0 | 0 | 0 | 0 | 0 | 0 | 0 | 0 | 0 | 0 | 0 | 0 | 0 | 0 | 0 | 0 | 0 | 0 | 0 | 0 | 0 | 0 | 0
|  |  |  | Capacitors In Service |  |  | MVAr | 0 |  | 0 | 0 | 0 | 0 | 0 | 0 | 0 | 0 | 0 | 0 | 0 | 0 | 0 | 0 | 0 | 0 | 0 | 0 | 0 | 0 | 0 | 0 | 0 | 0 | 0
|  |  |  | PF |  |  |  | 0 |  | 0 | 0 | 0 | 0 | 0 | 0 | 0 | 0 | 0 | 0 | 0 | 0 | 0 | 0 | 0 | 0 | 0 | 0 | 0 | 0 | 0 | 0 | 0 | 0 | 0
1 | Diversity Factor: 1 | Uncompensated |  | Reactive Power |  |  | MVAr | 0 | 0 | 0 | 0 | 0 | 0 | 0 | 0 | 0 | 0 | 0 | 0 | 0 | 0 | 0 | 0 | 0 | 0 | 0 | 0 | 0 | 0 | 0 | 0 | 0 | 0 | 0
|  |  |  | PF |  |  |  | 0 |  | 0 | 0 | 0 | 0 | 0 | 0 | 0 | 0 | 0 | 0 | 0 | 0 | 0 | 0 | 0 | 0 | 0 | 0 | 0 | 0 | 0 | 0 | 0 | 0 | 0
[10 empty] | 1 | 2 | 3 | 4 | 5 | 6 | 7 | 8 | 9 | 10 | 11 | 12 | 13 | 14 | 15 | 16 | 17 | 18 | 19 | 20 | 21 | 22 | 23 | 24 | 25
Transformer Load Detail
[7 empty] | Units | 2013 |  | 2014 | 2015 | 2016 | 2017 | 2018 | 2019 | 2020 | 2021 | 2022 | 2023 | 2024 | 2025 | 2026 | 2027 | 2028 | 2029 | 2030 | 2031 | 2032 | 2033 | 2034 | 2035 | 2036 | 2037 | 2038
| 0 | Compensated |  | Load (LV side) |  |  | Amps
|  |  |  | Apparent Power |  |  | MVA
|  |  |  | Real Power |  |  | MW
|  |  |  | Reactive Power |  |  | MVAr
|  |  |  | Capacitors In Service |  |  | MVAr
PF
| Zone Div: | Uncompensated |  | Reactive Power |  |  | MVAr
PF
| 0 | Compensated |  | Load (LV side) |  |  | Amps
|  |  |  | Apparent Power |  |  | MVA
|  |  |  | Real Power |  |  | MW
|  |  |  | Reactive Power |  |  | MVAr
|  |  |  | Capacitors In Service |  |  | MVAr
PF
| Zone Div: | Uncompensated |  | Reactive Power |  |  | MVAr
PF
| 0 | Compensated |  | Load (LV side) |  |  | Amps
|  |  |  | Apparent Power |  |  | MVA
|  |  |  | Real Power |  |  | MW
|  |  |  | Reactive Power |  |  | MVAr
|  |  |  | Capacitors In Service |  |  | MVAr
PF
| Zone Div: | Uncompensated |  | Reactive Power |  |  | MVAr
PF
| 0 | Compensated |  | Load (LV side) |  |  | Amps
|  |  |  | Apparent Power |  |  | MVA
|  |  |  | Real Power |  |  | MW
|  |  |  | Reactive Power |  |  | MVAr
|  |  |  | Capacitors In Service |  |  | MVAr
PF
| Zone Div: | Uncompensated |  | Reactive Power |  |  | MVAr
PF
| 0 | Compensated |  | Load (LV side) |  |  | Amps
|  |  |  | Apparent Power |  |  | MVA
|  |  |  | Real Power |  |  | MW
|  |  |  | Reactive Power |  |  | MVAr
|  |  |  | Capacitors In Service |  |  | MVAr
PF
| Zone Div: | Uncompensated |  | Reactive Power |  |  | MVAr
PF
| 0 | Compensated |  | Load (LV side) |  |  | Amps
|  |  |  | Apparent Power |  |  | MVA
|  |  |  | Real Power |  |  | MW
|  |  |  | Reactive Power |  |  | MVAr
|  |  |  | Capacitors In Service |  |  | MVAr
PF
| Zone Div: | Uncompensated |  | Reactive Power |  |  | MVAr
PF
| 0 | Compensated |  | Load (LV side) |  |  | Amps
|  |  |  | Apparent Power |  |  | MVA
|  |  |  | Real Power |  |  | MW
|  |  |  | Reactive Power |  |  | MVAr
|  |  |  | Capacitors In Service |  |  | MVAr
PF
| Zone Div: | Uncompensated |  | Reactive Power |  |  | MVAr
PF
| 0 | Compensated |  | Load (LV side) |  |  | Amps
|  |  |  | Apparent Power |  |  | MVA
|  |  |  | Real Power |  |  | MW
|  |  |  | Reactive Power |  |  | MVAr
|  |  |  | Capacitors In Service |  |  | MVAr
PF
| Zone Div: | Uncompensated |  | Reactive Power |  |  | MVAr
PF
| 0 | Compensated |  | Load (LV side) |  |  | Amps
|  |  |  | Apparent Power |  |  | MVA
|  |  |  | Real Power |  |  | MW
|  |  |  | Reactive Power |  |  | MVAr
|  |  |  | Capacitors In Service |  |  | MVAr
PF
| Zone Div: | Uncompensated |  | Reactive Power |  |  | MVAr
PF
| 0 | Compensated |  | Load (LV side) |  |  | Amps
|  |  |  | Apparent Power |  |  | MVA
|  |  |  | Real Power |  |  | MW
|  |  |  | Reactive Power |  |  | MVAr
|  |  |  | Capacitors In Service |  |  | MVAr
PF
| Zone Div: | Uncompensated |  | Reactive Power |  |  | MVAr
PF

## Cardiff 33_11kV
| Cardiff 33_11kV | [16 empty] | 2014 | WINTER
| Substation Total Loads | [33 empty] | Spots & Transfers Detail
| Historical Loads | (11kV MVA) | [7 empty] | Weather Corrected Forecast Loads |  |  |  | (11kV MVA) | [20 empty] | Spots & Transfers Summary | (11kV MVA) |  | Historical Spots & Transfers | [6 empty] | Forecast Spots & Transfers
|  | 2007 | 2008 | 2009 | 2010 | 2011 | 2012 | 2013 |  | 2014 | 2015 | 2016 | 2017 | 2018 | 2019 | 2020 | 2021 | 2022 | 2023 | 2024 | 2025 | 2026 | 2027 | 2028 | 2029 | 2030 | 2031 | 2032 | 2033 | 2034 | 2035 | 2036 | 2037 | 2038 |  |  |  | 2007 | 2008 | 2009 | 2010 | 2011 | 2012 | 2013 | 2014 | 2015 | 2016 | 2017 | 2018 | 2019 | 2020 | 2021 | 2022 | 2023 | 2024 | 2025 | 2026 | 2027 | 2028 | 2029 | 2030 | 2031 | 2032 | 2033 | 2034 | 2035 | 2036 | 2037 | 2038
| Total | 26.2 | 24 | 16.9 | 18.819 | 17.383 | 16.81 | 14.846 |  | 15.4944 | 15.2728 | 15.2381 | 15.242 | 15.2693 | 15.3252 | 15.5018 | 15.7124 | 15.9039 | 16.1046 | 16.284 | 16.51 | 16.7382 | 16.9951 | 17.2699 | 17.5425 | 17.8123 | 18.0883 | 18.3706 | 18.6593 | 18.9546 | 19.2565 | 19.5651 | 19.8804 | 20.2027 |  |  | Total | 0 | 0 | -6.9428 | 0 | 0 | 0 | -1.1432 | -0.19097 | -0.15154 | 0.00059329 | 0.021551 | 0.027315 | 0.055877 | 0.17661 | 0.21054 | 0.19159 | 0.20067 | 0.17935 | 0.22604 | 0.22819 | 0.25697 | 0.27478 | 0.27254 | 0.26978 | 0.27601 | 0.28233 | 0.28875 | 0.29526 | 0.30187 | 0.30857 | 0.31537 | 0.32227
| Firm Rating | 0 | 0 | 0 | 22.9 | 22.9 | 22.86 | 22.86 |  | 22.86 | 22.86 | 22.86 | 22.86 | 22.86 | 22.86 | 22.86 | 22.86 | 22.86 | 22.86 | 22.86 | 22.86 | 22.86 | 22.86 | 22.86 | 22.86 | 22.86 | 22.86 | 22.86 | 22.86 | 22.86 | 22.86 | 22.86 | 22.86 | 22.86
| Total Capacity | 0 | 0 | 0 | 45.73 | 45.73 | 45.73 | 45.73 |  | 45.73 | 45.73 | 45.73 | 45.73 | 45.73 | 45.73 | 45.73 | 45.73 | 45.73 | 45.73 | 45.73 | 45.73 | 45.73 | 45.73 | 45.73 | 45.73 | 45.73 | 45.73 | 45.73 | 45.73 | 45.73 | 45.73 | 45.73 | 45.73 | 45.73 |  |  | Cardiff 33_11kV Tx1 | 0 | 0 | -3.4714 | 0 | 0 | 0 | -0.57158 | -0.99096 | 2.0295 | 0.00029665 | 0.010776 | 0.013658 | 0.027939 | 0.088306 | 0.10527 | 0.095795 | 0.10033 | 0.089674 | 0.11302 | 0.11409 | 0.12849 | 0.13739 | 0.13627 | 0.13489 | 0.13801 | 0.14117 | 0.14438 | 0.14763 | 0.15093 | 0.15429 | 0.15769 | 0.16114
|  | -7 | -6 | -5 | -4 | -3 | -2 | -1 |  | 0 | 1 | 2 | 3 | 4 | 5 | 6 | 7 | 8 | 9 | 10 | 11 | 12 | 13 | 14 | 15 | 16 | 17 | 18 | 19 | 20 | 21 | 22 | 23 | 24 |  |  | Cardiff 33_11kV Tx2 | 0 | 0 | -3.4714 | 0 | 0 | 0 | -0.57158 | 0.79998 | -2.1811 | 0.00029665 | 0.010776 | 0.013658 | 0.027939 | 0.088306 | 0.10527 | 0.095795 | 0.10033 | 0.089674 | 0.11302 | 0.11409 | 0.12849 | 0.13739 | 0.13627 | 0.13489 | 0.13801 | 0.14117 | 0.14438 | 0.14763 | 0.15093 | 0.15429 | 0.15769 | 0.16114
| Transformer Loads | [36 empty] | 0 | 0 | 0 | 0 | 0 | 0 | 0 | 0 | 0 | 0 | 0 | 0 | 0 | 0 | 0 | 0 | 0 | 0 | 0 | 0 | 0 | 0 | 0 | 0 | 0 | 0 | 0 | 0 | 0 | 0 | 0 | 0
| Historical Loads | (11kV MVA) | [7 empty] | 0: Weather Corrected Forecast Loads; 4: (11kV MVA) |  |  |  | 0 | 0 | 0 | 0 | 0 | 0 | 0 | 0 | 0 | 0 | 0 | 0 | 0 | 0 | 0 | 0 | 0 | 0 | 0 | 0 | 0 | 0 | 0 | 0 | 0 | 0 | 0 | 0 | 0 | 0 | 0 | 0
|  | 2007 | 2008 | 2009 | 2010 | 2011 | 2012 | 2013 |  | 2014 | 2015 | 2016 | 2017 | 2018 | 2019 | 2020 | 2021 | 2022 | 2023 | 2024 | 2025 | 2026 | 2027 | 2028 | 2029 | 2030 | 2031 | 2032 | 2033 | 2034 | 2035 | 2036 | 2037 | 2038 |  |  |  | 0 | 0 | 0 | 0 | 0 | 0 | 0 | 0 | 0 | 0 | 0 | 0 | 0 | 0 | 0 | 0 | 0 | 0 | 0 | 0 | 0 | 0 | 0 | 0 | 0 | 0 | 0 | 0 | 0 | 0 | 0 | 0
| 0 | [36 empty] | 0 | 0 | 0 | 0 | 0 | 0 | 0 | 0 | 0 | 0 | 0 | 0 | 0 | 0 | 0 | 0 | 0 | 0 | 0 | 0 | 0 | 0 | 0 | 0 | 0 | 0 | 0 | 0 | 0 | 0 | 0 | 0
| Diversity Factor: 0 | [36 empty] | 0 | 0 | 0 | 0 | 0 | 0 | 0 | 0 | 0 | 0 | 0 | 0 | 0 | 0 | 0 | 0 | 0 | 0 | 0 | 0 | 0 | 0 | 0 | 0 | 0 | 0 | 0 | 0 | 0 | 0 | 0 | 0
[38 empty] | 0 | 0 | 0 | 0 | 0 | 0 | 0 | 0 | 0 | 0 | 0 | 0 | 0 | 0 | 0 | 0 | 0 | 0 | 0 | 0 | 0 | 0 | 0 | 0 | 0 | 0 | 0 | 0 | 0 | 0 | 0 | 0
[38 empty] | 0 | 0 | 0 | 0 | 0 | 0 | 0 | 0 | 0 | 0 | 0 | 0 | 0 | 0 | 0 | 0 | 0 | 0 | 0 | 0 | 0 | 0 | 0 | 0 | 0 | 0 | 0 | 0 | 0 | 0 | 0 | 0
| 0 | [36 empty] | 0 | 0 | 0 | 0 | 0 | 0 | 0 | 0 | 0 | 0 | 0 | 0 | 0 | 0 | 0 | 0 | 0 | 0 | 0 | 0 | 0 | 0 | 0 | 0 | 0 | 0 | 0 | 0 | 0 | 0 | 0 | 0
Diversity Factor: 0
[38 empty] | Historical Spots & Transfers | [6 empty] | Forecast Spots & Transfers
[35 empty] | Project Name | From | To | 2007 | 2008 | 2009 | 2010 | 2011 | 2012 | 2013 | 2014 | 2015 | 2016 | 2017 | 2018 | 2019 | 2020 | 2021 | 2022 | 2023 | 2024 | 2025 | 2026 | 2027 | 2028 | 2029 | 2030 | 2031 | 2032 | 2033 | 2034 | 2035 | 2036 | 2037 | 2038
| 0 | [33 empty] | Broad based demand management |  | Cardiff 33_11kV Tx1 | 0 | 0 | 0 | 0 | 0 | 0 | 0 | 0 | 0 | 0 | 0 | 0 | 0 | 0 | 0 | 0 | 0 | 0 | 0 | 0 | 0 | 0 | 0 | 0 | 0 | 0 | 0 | 0 | 0 | 0 | 0 | 0
| Diversity Factor: 0 | [33 empty] | Broad based demand management |  | Cardiff 33_11kV Tx2 | 0 | 0 | 0 | 0 | 0 | 0 | 0 | 0 | 0 | 0 | 0 | 0 | 0 | 0 | 0 | 0 | 0 | 0 | 0 | 0 | 0 | 0 | 0 | 0 | 0 | 0 | 0 | 0 | 0 | 0 | 0 | 0
[35 empty] | DNP_ID: 2299. To Argenton (-9.7) | Cardiff 33_11kV Tx1 | Argenton 132_11kV Tx4 | 0 | 0 | 1.9054 | 0 | 0 | 0 | 0 | 0 | 0 | 0 | 0 | 0 | 0 | 0 | 0 | 0 | 0 | 0 | 0 | 0 | 0 | 0 | 0 | 0 | 0 | 0 | 0 | 0 | 0 | 0 | 0 | 0
[35 empty] | DNP_ID: 2299. To Argenton (-9.7) | Cardiff 33_11kV Tx1 | Argenton 132_11kV Tx5 | 0 | 0 | 1.9432 | 0 | 0 | 0 | 0 | 0 | 0 | 0 | 0 | 0 | 0 | 0 | 0 | 0 | 0 | 0 | 0 | 0 | 0 | 0 | 0 | 0 | 0 | 0 | 0 | 0 | 0 | 0 | 0 | 0
| 0 | [33 empty] | DNP_ID: 2299. To Argenton (-9.7) | Cardiff 33_11kV Tx2 | Argenton 132_11kV Tx4 | 0 | 0 | 1.9054 | 0 | 0 | 0 | 0 | 0 | 0 | 0 | 0 | 0 | 0 | 0 | 0 | 0 | 0 | 0 | 0 | 0 | 0 | 0 | 0 | 0 | 0 | 0 | 0 | 0 | 0 | 0 | 0 | 0
| Diversity Factor: 0 | [33 empty] | DNP_ID: 2299. To Argenton (-9.7) | Cardiff 33_11kV Tx2 | Argenton 132_11kV Tx5 | 0 | 0 | 1.9432 | 0 | 0 | 0 | 0 | 0 | 0 | 0 | 0 | 0 | 0 | 0 | 0 | 0 | 0 | 0 | 0 | 0 | 0 | 0 | 0 | 0 | 0 | 0 | 0 | 0 | 0 | 0 | 0 | 0
[35 empty] | DNP_ID: 2301. To Argenton (-9.7) | Cardiff 33_11kV Tx1 | Argenton 132_11kV Tx5 | 0 | 0 | 0 | 0 | 0 | 0 | 0 | 0 | 1.086 | 0 | 0 | 0 | 0 | 0 | 0 | 0 | 0 | 0 | 0 | 0 | 0 | 0 | 0 | 0 | 0 | 0 | 0 | 0 | 0 | 0 | 0 | 0
[35 empty] | DNP_ID: 2301. To Argenton (-9.7) | Cardiff 33_11kV Tx2 | Argenton 132_11kV Tx5 | 0 | 0 | 0 | 0 | 0 | 0 | 0 | 0 | 1.086 | 0 | 0 | 0 | 0 | 0 | 0 | 0 | 0 | 0 | 0 | 0 | 0 | 0 | 0 | 0 | 0 | 0 | 0 | 0 | 0 | 0 | 0 | 0
| 0 | [33 empty] | DNP_ID: 6909. Cardiff Zone Substation - New 11kV Feeder to Warners Bay | Argenton 132_11kV Tx5 | Cardiff 33_11kV Tx1 | 0 | 0 | 0 | 0 | 0 | 0 | 0 | 0 | 0.724 | 0 | 0 | 0 | 0 | 0 | 0 | 0 | 0 | 0 | 0 | 0 | 0 | 0 | 0 | 0 | 0 | 0 | 0 | 0 | 0 | 0 | 0 | 0
| Diversity Factor: 0 | [33 empty] | DNP_ID: 6909. Cardiff Zone Substation - New 11kV Feeder to Warners Bay | Cardiff 33_11kV Tx1 | Cardiff 33_11kV Tx2 | 0 | 0 | 0 | 0 | 0 | 0 | 0 | 0.89547 | 0 | 0 | 0 | 0 | 0 | 0 | 0 | 0 | 0 | 0 | 0 | 0 | 0 | 0 | 0 | 0 | 0 | 0 | 0 | 0 | 0 | 0 | 0 | 0
[35 empty] | DNP_ID: 6909. Cardiff Zone Substation - New 11kV Feeder to Warners Bay | Cardiff 33_11kV Tx2 | Cardiff 33_11kV Tx1 | 0 | 0 | 0 | 0 | 0 | 0 | 0 | 0 | 1.086 | 0 | 0 | 0 | 0 | 0 | 0 | 0 | 0 | 0 | 0 | 0 | 0 | 0 | 0 | 0 | 0 | 0 | 0 | 0 | 0 | 0 | 0 | 0
[35 empty] | DNP_ID: 6909. Cardiff Zone Substation - New 11kV Feeder to Warners Bay | Charlestown 132_11kV Tx2 | Cardiff 33_11kV Tx1 | 0 | 0 | 0 | 0 | 0 | 0 | 0 | 0 | 0.74305 | 0 | 0 | 0 | 0 | 0 | 0 | 0 | 0 | 0 | 0 | 0 | 0 | 0 | 0 | 0 | 0 | 0 | 0 | 0 | 0 | 0 | 0 | 0
| 0 | [33 empty] | DNP_ID: 6909. Cardiff Zone Substation - New 11kV Feeder to Warners Bay | Croudace Bay 33_11kV Tx2 | Cardiff 33_11kV Tx1 | 0 | 0 | 0 | 0 | 0 | 0 | 0 | 0 | 0.57158 | 0 | 0 | 0 | 0 | 0 | 0 | 0 | 0 | 0 | 0 | 0 | 0 | 0 | 0 | 0 | 0 | 0 | 0 | 0 | 0 | 0 | 0 | 0
| Diversity Factor: 0 | [33 empty] | DNP_ID: 7120. Charlestown Zone - Garden Suburb N-1 | Cardiff 33_11kV Tx1 | Charlestown 132_11kV Tx2 | 0 | 0 | 0 | 0 | 0 | 0 | 0 | 0.07621 | 0 | 0 | 0 | 0 | 0 | 0 | 0 | 0 | 0 | 0 | 0 | 0 | 0 | 0 | 0 | 0 | 0 | 0 | 0 | 0 | 0 | 0 | 0 | 0
[35 empty] | DNP_ID: 7120. Charlestown Zone - Garden Suburb N-1 | Cardiff 33_11kV Tx2 | Charlestown 132_11kV Tx2 | 0 | 0 | 0 | 0 | 0 | 0 | 0 | 0.07621 | 0 | 0 | 0 | 0 | 0 | 0 | 0 | 0 | 0 | 0 | 0 | 0 | 0 | 0 | 0 | 0 | 0 | 0 | 0 | 0 | 0 | 0 | 0 | 0
[35 empty] | DNP_ID: 7152. Load Trasnfer Cardiff 11kV Feeder 8669 to Kotara 11kV feeder 12205 Load Trasnfer complete (4/06/2013) await related projects to be completed to restore system to orginal configuration | Cardiff 33_11kV Tx1 | Kotara 33_11kV Tx1 | 0 | 0 | 0 | 0 | 0 | 0 | 0.57158 | 0 | 0 | 0 | 0 | 0 | 0 | 0 | 0 | 0 | 0 | 0 | 0 | 0 | 0 | 0 | 0 | 0 | 0 | 0 | 0 | 0 | 0 | 0 | 0 | 0
| 0 | [33 empty] | DNP_ID: 7152. Load Trasnfer Cardiff 11kV Feeder 8669 to Kotara 11kV feeder 12205 Load Trasnfer complete (4/06/2013) await related projects to be completed to restore system to orginal configuration | Cardiff 33_11kV Tx2 | Kotara 33_11kV Tx1 | 0 | 0 | 0 | 0 | 0 | 0 | 0.57158 | 0 | 0 | 0 | 0 | 0 | 0 | 0 | 0 | 0 | 0 | 0 | 0 | 0 | 0 | 0 | 0 | 0 | 0 | 0 | 0 | 0 | 0 | 0 | 0 | 0
| Diversity Factor: 0 | [33 empty] | HVCON_ID: 2000161. Cardiff Woolworths Shopping Complex |  | Cardiff 33_11kV Tx1 | 0 | 0 | 0.37724 | 0 | 0 | 0 | 0 | 0 | 0 | 0 | 0 | 0 | 0 | 0 | 0 | 0 | 0 | 0 | 0 | 0 | 0 | 0 | 0 | 0 | 0 | 0 | 0 | 0 | 0 | 0 | 0 | 0
[35 empty] | HVCON_ID: 2000161. Cardiff Woolworths Shopping Complex |  | Cardiff 33_11kV Tx2 | 0 | 0 | 0.37724 | 0 | 0 | 0 | 0 | 0 | 0 | 0 | 0 | 0 | 0 | 0 | 0 | 0 | 0 | 0 | 0 | 0 | 0 | 0 | 0 | 0 | 0 | 0 | 0 | 0 | 0 | 0 | 0 | 0
[35 empty] | Econometric |  | Cardiff 33_11kV Tx1 | 0 | 0 | 0 | 0 | 0 | 0 | 0 | 0 | 0 | 0.052276 | 0.092977 | 0.14105 | 0.16231 | 0.1688 | 0.16385 | 0.16365 | 0.16642 | 0.16923 | 0.17209 | 0.17498 | 0.17792 | 0.1809 | 0.18393 | 0.187 | 0.19012 | 0.19328 | 0.19649 | 0.19974 | 0.20305 | 0.2064 | 0.2098 | 0.21325
| 0 | [33 empty] | Econometric |  | Cardiff 33_11kV Tx2 | 0 | 0 | 0 | 0 | 0 | 0 | 0 | 0 | 0 | 0.052276 | 0.092977 | 0.14105 | 0.16231 | 0.1688 | 0.16385 | 0.16365 | 0.16642 | 0.16923 | 0.17209 | 0.17498 | 0.17792 | 0.1809 | 0.18393 | 0.187 | 0.19012 | 0.19328 | 0.19649 | 0.19974 | 0.20305 | 0.2064 | 0.2098 | 0.21325
| Diversity Factor: 0 | [33 empty] | Energy Efficiency |  | Cardiff 33_11kV Tx1 | 0 | 0 | 0 | 0 | 0 | 0 | 0 | -0.019276 | -0.0090845 | -0.05198 | -0.082202 | -0.12739 | -0.13437 | -0.080497 | -0.058581 | -0.067852 | -0.066084 | -0.079557 | -0.059066 | -0.060889 | -0.049436 | -0.043512 | -0.04766 | -0.052112 | -0.052112 | -0.052112 | -0.052112 | -0.052112 | -0.052112 | -0.052112 | -0.052112 | -0.052112
[35 empty] | Energy Efficiency |  | Cardiff 33_11kV Tx2 | 0 | 0 | 0 | 0 | 0 | 0 | 0 | -0.019276 | -0.0090845 | -0.05198 | -0.082202 | -0.12739 | -0.13437 | -0.080497 | -0.058581 | -0.067852 | -0.066084 | -0.079557 | -0.059066 | -0.060889 | -0.049436 | -0.043512 | -0.04766 | -0.052112 | -0.052112 | -0.052112 | -0.052112 | -0.052112 | -0.052112 | -0.052112 | -0.052112 | -0.052112
[35 empty] | Solar PV |  | Cardiff 33_11kV Tx1 | 0 | 0 | 0 | 0 | 0 | 0 | 0 | 0 | 0 | 0 | 0 | 0 | 0 | 0 | 0 | 0 | 0 | 0 | 0 | 0 | 0 | 0 | 0 | 0 | 0 | 0 | 0 | 0 | 0 | 0 | 0 | 0
| 0 | [33 empty] | Solar PV |  | Cardiff 33_11kV Tx2 | 0 | 0 | 0 | 0 | 0 | 0 | 0 | 0 | 0 | 0 | 0 | 0 | 0 | 0 | 0 | 0 | 0 | 0 | 0 | 0 | 0 | 0 | 0 | 0 | 0 | 0 | 0 | 0 | 0 | 0 | 0 | 0
Diversity Factor: 0
0
Diversity Factor: 0
| Weather Correction and Public Holiday Factors | [8 empty] | Forecast ROG
ROG Justification
| Actual loads for season 2013 have been weather corrected by the following: | [6 empty] | 2.137% |  | 7 year ROG ok | [59 empty] | 7 year ROG ok
1 | 2 | 3 | 4 | 5 | 6 | 7 | 8 | 9 | 10 | 2014 | 2015 | 2016 | 2017 | 2018 | 2019 | 2020 | 2021 | 2022 | 2023 | 2024 | 2025 | 2026 | 2027 | 2028 | 2029 | 2030 | 2031 | 2032 | 2033 | 2034 | 2035 | 2036 | 2037 | 2038
0.99653 | 0.99307 | 0.99078 | 0.98964 | 0.98964 | 0.98964 | 0.98964 | 0.98964 | 0.98964 | 0.98964 | -0.347% | -0.347% | -0.231% | -0.115% | 0% | 0% | 0% | 0% | 0% | 0% | 0% | 0% | 0% | 0% | 0% | 0% | 0% | 0% | 0% | 0% | 0% | 0% | 0% | 0% | 0%
Substation Load Detail
[7 empty] | Units | 2013 |  | 2014 | 2015 | 2016 | 2017 | 2018 | 2019 | 2020 | 2021 | 2022 | 2023 | 2024 | 2025 | 2026 | 2027 | 2028 | 2029 | 2030 | 2031 | 2032 | 2033 | 2034 | 2035 | 2036 | 2037 | 2038
1 | Cardiff 33_11kV | Compensated |  | Load (LV side) |  |  | Amps | 0 |  | 813.2451 | 801.6157 | 799.7921 | 799.998 | 801.4316 | 804.3644 | 813.6342 | 824.6845 | 834.7404 | 845.2728 | 854.6862 | 866.5502 | 878.5269 | 892.0144 | 906.4368 | 920.7416 | 934.9013 | 949.3881 | 964.2068 | 979.3623 | 994.8595 | 1010.703 | 1026.899 | 1043.452 | 1060.367
|  |  |  | Apparent Power |  |  | MVA | 14.846 | 15.74 | 15.4944 | 15.2728 | 15.2381 | 15.242 | 15.2693 | 15.3252 | 15.5018 | 15.7124 | 15.9039 | 16.1046 | 16.284 | 16.51 | 16.7382 | 16.9951 | 17.2699 | 17.5425 | 17.8123 | 18.0883 | 18.3706 | 18.6593 | 18.9546 | 19.2565 | 19.5651 | 19.8804 | 20.2027
|  |  |  | Real Power |  |  | MW | 14.4748 | 15.3465 | 15.107 | 14.8582 | 14.8244 | 14.8282 | 14.8548 | 14.9091 | 15.0809 | 15.2858 | 15.4721 | 15.6674 | 15.8419 | 16.0618 | 16.2838 | 16.5337 | 16.8011 | 17.0662 | 17.3287 | 17.5972 | 17.8718 | 18.1528 | 18.44 | 18.7337 | 19.0339 | 19.3407 | 19.6542
|  |  |  | Reactive Power |  |  | MVAr | 0 |  | 3.4429 | 3.5347 | 3.5266 | 3.5275 | 3.5338 | 3.5468 | 3.5876 | 3.6364 | 3.6807 | 3.7272 | 3.7687 | 3.821 | 3.8738 | 3.9333 | 3.9969 | 4.0599 | 4.1224 | 4.1862 | 4.2516 | 4.3184 | 4.3867 | 4.4566 | 4.528 | 4.601 | 4.6756
|  |  |  | Capacitors In Service |  |  | MVAr | 0 |  | 0 | 0 | 0 | 0 | 0 | 0 | 0 | 0 | 0 | 0 | 0 | 0 | 0 | 0 | 0 | 0 | 0 | 0 | 0 | 0 | 0 | 0 | 0 | 0 | 0
|  |  |  | PF |  |  |  | 0.975 |  | 0.975 | 0.97285 | 0.97285 | 0.97285 | 0.97285 | 0.97285 | 0.97285 | 0.97285 | 0.97285 | 0.97285 | 0.97285 | 0.97285 | 0.97285 | 0.97285 | 0.97285 | 0.97285 | 0.97285 | 0.97285 | 0.97285 | 0.97285 | 0.97285 | 0.97285 | 0.97285 | 0.97285 | 0.97285
0.93245 | Diversity Factor: 0.93 | Uncompensated |  | Reactive Power |  |  | MVAr | 0 | 3.4975 | 3.4429 | 3.5347 | 3.5266 | 3.5275 | 3.5338 | 3.5468 | 3.5876 | 3.6364 | 3.6807 | 3.7272 | 3.7687 | 3.821 | 3.8738 | 3.9333 | 3.9969 | 4.0599 | 4.1224 | 4.1862 | 4.2516 | 4.3184 | 4.3867 | 4.4566 | 4.528 | 4.601 | 4.6756
|  |  |  | PF |  |  |  | 0.975 |  | 0.975 | 0.97285 | 0.97285 | 0.97285 | 0.97285 | 0.97285 | 0.97285 | 0.97285 | 0.97285 | 0.97285 | 0.97285 | 0.97285 | 0.97285 | 0.97285 | 0.97285 | 0.97285 | 0.97285 | 0.97285 | 0.97285 | 0.97285 | 0.97285 | 0.97285 | 0.97285 | 0.97285 | 0.97285
[10 empty] | 1 | 2 | 3 | 4 | 5 | 6 | 7 | 8 | 9 | 10 | 11 | 12 | 13 | 14 | 15 | 16 | 17 | 18 | 19 | 20 | 21 | 22 | 23 | 24 | 25
Transformer Load Detail
[7 empty] | Units | 2013 |  | 2014 | 2015 | 2016 | 2017 | 2018 | 2019 | 2020 | 2021 | 2022 | 2023 | 2024 | 2025 | 2026 | 2027 | 2028 | 2029 | 2030 | 2031 | 2032 | 2033 | 2034 | 2035 | 2036 | 2037 | 2038
| 0 | Compensated |  | Load (LV side) |  |  | Amps
|  |  |  | Apparent Power |  |  | MVA
|  |  |  | Real Power |  |  | MW
|  |  |  | Reactive Power |  |  | MVAr
|  |  |  | Capacitors In Service |  |  | MVAr
PF
| Zone Div: | Uncompensated |  | Reactive Power |  |  | MVAr
PF
| 0 | Compensated |  | Load (LV side) |  |  | Amps
|  |  |  | Apparent Power |  |  | MVA
|  |  |  | Real Power |  |  | MW
|  |  |  | Reactive Power |  |  | MVAr
|  |  |  | Capacitors In Service |  |  | MVAr
PF
| Zone Div: | Uncompensated |  | Reactive Power |  |  | MVAr
PF
| 0 | Compensated |  | Load (LV side) |  |  | Amps
|  |  |  | Apparent Power |  |  | MVA
|  |  |  | Real Power |  |  | MW
|  |  |  | Reactive Power |  |  | MVAr
|  |  |  | Capacitors In Service |  |  | MVAr
PF
| Zone Div: | Uncompensated |  | Reactive Power |  |  | MVAr
PF
| 0 | Compensated |  | Load (LV side) |  |  | Amps
|  |  |  | Apparent Power |  |  | MVA
|  |  |  | Real Power |  |  | MW
|  |  |  | Reactive Power |  |  | MVAr
|  |  |  | Capacitors In Service |  |  | MVAr
PF
| Zone Div: | Uncompensated |  | Reactive Power |  |  | MVAr
PF
| 0 | Compensated |  | Load (LV side) |  |  | Amps
|  |  |  | Apparent Power |  |  | MVA
|  |  |  | Real Power |  |  | MW
|  |  |  | Reactive Power |  |  | MVAr
|  |  |  | Capacitors In Service |  |  | MVAr
PF
| Zone Div: | Uncompensated |  | Reactive Power |  |  | MVAr
PF
| 0 | Compensated |  | Load (LV side) |  |  | Amps
|  |  |  | Apparent Power |  |  | MVA
|  |  |  | Real Power |  |  | MW
|  |  |  | Reactive Power |  |  | MVAr
|  |  |  | Capacitors In Service |  |  | MVAr
PF
| Zone Div: | Uncompensated |  | Reactive Power |  |  | MVAr
PF
| 0 | Compensated |  | Load (LV side) |  |  | Amps
|  |  |  | Apparent Power |  |  | MVA
|  |  |  | Real Power |  |  | MW
|  |  |  | Reactive Power |  |  | MVAr
|  |  |  | Capacitors In Service |  |  | MVAr
PF
| Zone Div: | Uncompensated |  | Reactive Power |  |  | MVAr
PF
| 0 | Compensated |  | Load (LV side) |  |  | Amps
|  |  |  | Apparent Power |  |  | MVA
|  |  |  | Real Power |  |  | MW
|  |  |  | Reactive Power |  |  | MVAr
|  |  |  | Capacitors In Service |  |  | MVAr
PF
| Zone Div: | Uncompensated |  | Reactive Power |  |  | MVAr
PF
| 0 | Compensated |  | Load (LV side) |  |  | Amps
|  |  |  | Apparent Power |  |  | MVA
|  |  |  | Real Power |  |  | MW
|  |  |  | Reactive Power |  |  | MVAr
|  |  |  | Capacitors In Service |  |  | MVAr
PF
| Zone Div: | Uncompensated |  | Reactive Power |  |  | MVAr
PF
| 0 | Compensated |  | Load (LV side) |  |  | Amps
|  |  |  | Apparent Power |  |  | MVA
|  |  |  | Real Power |  |  | MW
|  |  |  | Reactive Power |  |  | MVAr
|  |  |  | Capacitors In Service |  |  | MVAr
PF
| Zone Div: | Uncompensated |  | Reactive Power |  |  | MVAr
PF

## Edgeworth 33_11kV
| Edgeworth 33_11kV | [16 empty] | 2014 | WINTER
| Substation Total Loads | [33 empty] | Spots & Transfers Detail
| Historical Loads | (11kV MVA) | [7 empty] | Weather Corrected Forecast Loads |  |  |  | (11kV MVA) | [20 empty] | Spots & Transfers Summary | (11kV MVA) |  | Historical Spots & Transfers | [6 empty] | Forecast Spots & Transfers
|  | 2007 | 2008 | 2009 | 2010 | 2011 | 2012 | 2013 |  | 2014 | 2015 | 2016 | 2017 | 2018 | 2019 | 2020 | 2021 | 2022 | 2023 | 2024 | 2025 | 2026 | 2027 | 2028 | 2029 | 2030 | 2031 | 2032 | 2033 | 2034 | 2035 | 2036 | 2037 | 2038 |  |  |  | 2007 | 2008 | 2009 | 2010 | 2011 | 2012 | 2013 | 2014 | 2015 | 2016 | 2017 | 2018 | 2019 | 2020 | 2021 | 2022 | 2023 | 2024 | 2025 | 2026 | 2027 | 2028 | 2029 | 2030 | 2031 | 2032 | 2033 | 2034 | 2035 | 2036 | 2037 | 2038
| Total | 20.6 | 19.4 | 17.1 | 12.7 | 11.454 | 13.601 | 12.691 |  | 14.2126 | 14.8087 | 14.9176 | 15.0804 | 15.2866 | 15.6304 | 15.999 | 16.3337 | 16.6631 | 17.0037 | 17.3407 | 17.7119 | 18.0888 | 18.4837 | 18.8926 | 19.3038 | 19.719 | 20.142 | 20.5728 | 21.0117 | 21.4586 | 21.9138 | 22.3773 | 22.8492 | 23.3298 |  |  | Total | 0.89166 | -1.2003 | -3.2008 | -3.6581 | -0.4001 | 2.1529 | 0 | 0.30725 | 0.53879 | 0.069158 | 0.1428 | 0.20621 | 0.34377 | 0.36854 | 0.33473 | 0.32945 | 0.3406 | 0.33701 | 0.37118 | 0.37683 | 0.39493 | 0.40891 | 0.41123 | 0.41519 | 0.42297 | 0.43085 | 0.43884 | 0.44695 | 0.45516 | 0.4635 | 0.47195 | 0.48051
| Firm Rating | 0 | 0 | 0 | 22.9 | 22.9 | 22.86 | 22.86 |  | 22.86 | 22.86 | 22.86 | 22.86 | 22.86 | 22.86 | 22.86 | 22.86 | 22.86 | 22.86 | 22.86 | 22.86 | 22.86 | 22.86 | 22.86 | 22.86 | 22.86 | 22.86 | 22.86 | 22.86 | 22.86 | 22.86 | 22.86 | 22.86 | 22.86
| Total Capacity | 0 | 0 | 0 | 51.8611 | 51.8611 | 37.45 | 37.46 |  | 37.46 | 37.46 | 37.46 | 37.46 | 37.46 | 37.46 | 37.46 | 37.46 | 37.46 | 37.46 | 37.46 | 37.46 | 37.46 | 37.46 | 37.46 | 37.46 | 37.46 | 37.46 | 37.46 | 37.46 | 37.46 | 37.46 | 37.46 | 37.46 | 37.46 |  |  | Edgeworth 33_11kV Tx1 | 0.44583 | -0.60016 | -1.6004 | -1.829 | -0.20005 | 1.0765 | 0 | 0.15362 | 0.2694 | 0.034579 | 0.071398 | 0.1031 | 0.17188 | 0.18427 | 0.16737 | 0.16473 | 0.1703 | 0.16851 | 0.18559 | 0.18842 | 0.19746 | 0.20446 | 0.20561 | 0.2076 | 0.21148 | 0.21543 | 0.21942 | 0.22347 | 0.22758 | 0.23175 | 0.23597 | 0.24026
|  | -7 | -6 | -5 | -4 | -3 | -2 | -1 |  | 0 | 1 | 2 | 3 | 4 | 5 | 6 | 7 | 8 | 9 | 10 | 11 | 12 | 13 | 14 | 15 | 16 | 17 | 18 | 19 | 20 | 21 | 22 | 23 | 24 |  |  | Edgeworth 33_11kV Tx2 | 0.44583 | -0.60016 | -1.6004 | -1.829 | -0.20005 | 1.0765 | 0 | 0.15362 | 0.2694 | 0.034579 | 0.071398 | 0.1031 | 0.17188 | 0.18427 | 0.16737 | 0.16473 | 0.1703 | 0.16851 | 0.18559 | 0.18842 | 0.19746 | 0.20446 | 0.20561 | 0.2076 | 0.21148 | 0.21543 | 0.21942 | 0.22347 | 0.22758 | 0.23175 | 0.23597 | 0.24026
| Transformer Loads | [36 empty] | 0 | 0 | 0 | 0 | 0 | 0 | 0 | 0 | 0 | 0 | 0 | 0 | 0 | 0 | 0 | 0 | 0 | 0 | 0 | 0 | 0 | 0 | 0 | 0 | 0 | 0 | 0 | 0 | 0 | 0 | 0 | 0
| Historical Loads | (11kV MVA) | [7 empty] | 0: Weather Corrected Forecast Loads; 4: (11kV MVA) |  |  |  | 0 | 0 | 0 | 0 | 0 | 0 | 0 | 0 | 0 | 0 | 0 | 0 | 0 | 0 | 0 | 0 | 0 | 0 | 0 | 0 | 0 | 0 | 0 | 0 | 0 | 0 | 0 | 0 | 0 | 0 | 0 | 0
|  | 2007 | 2008 | 2009 | 2010 | 2011 | 2012 | 2013 |  | 2014 | 2015 | 2016 | 2017 | 2018 | 2019 | 2020 | 2021 | 2022 | 2023 | 2024 | 2025 | 2026 | 2027 | 2028 | 2029 | 2030 | 2031 | 2032 | 2033 | 2034 | 2035 | 2036 | 2037 | 2038 |  |  |  | 0 | 0 | 0 | 0 | 0 | 0 | 0 | 0 | 0 | 0 | 0 | 0 | 0 | 0 | 0 | 0 | 0 | 0 | 0 | 0 | 0 | 0 | 0 | 0 | 0 | 0 | 0 | 0 | 0 | 0 | 0 | 0
| 0 | [36 empty] | 0 | 0 | 0 | 0 | 0 | 0 | 0 | 0 | 0 | 0 | 0 | 0 | 0 | 0 | 0 | 0 | 0 | 0 | 0 | 0 | 0 | 0 | 0 | 0 | 0 | 0 | 0 | 0 | 0 | 0 | 0 | 0
| Diversity Factor: 0 | [36 empty] | 0 | 0 | 0 | 0 | 0 | 0 | 0 | 0 | 0 | 0 | 0 | 0 | 0 | 0 | 0 | 0 | 0 | 0 | 0 | 0 | 0 | 0 | 0 | 0 | 0 | 0 | 0 | 0 | 0 | 0 | 0 | 0
[38 empty] | 0 | 0 | 0 | 0 | 0 | 0 | 0 | 0 | 0 | 0 | 0 | 0 | 0 | 0 | 0 | 0 | 0 | 0 | 0 | 0 | 0 | 0 | 0 | 0 | 0 | 0 | 0 | 0 | 0 | 0 | 0 | 0
[38 empty] | 0 | 0 | 0 | 0 | 0 | 0 | 0 | 0 | 0 | 0 | 0 | 0 | 0 | 0 | 0 | 0 | 0 | 0 | 0 | 0 | 0 | 0 | 0 | 0 | 0 | 0 | 0 | 0 | 0 | 0 | 0 | 0
| 0 | [36 empty] | 0 | 0 | 0 | 0 | 0 | 0 | 0 | 0 | 0 | 0 | 0 | 0 | 0 | 0 | 0 | 0 | 0 | 0 | 0 | 0 | 0 | 0 | 0 | 0 | 0 | 0 | 0 | 0 | 0 | 0 | 0 | 0
Diversity Factor: 0
[38 empty] | Historical Spots & Transfers | [6 empty] | Forecast Spots & Transfers
[35 empty] | Project Name | From | To | 2007 | 2008 | 2009 | 2010 | 2011 | 2012 | 2013 | 2014 | 2015 | 2016 | 2017 | 2018 | 2019 | 2020 | 2021 | 2022 | 2023 | 2024 | 2025 | 2026 | 2027 | 2028 | 2029 | 2030 | 2031 | 2032 | 2033 | 2034 | 2035 | 2036 | 2037 | 2038
| 0 | [33 empty] | Broad based demand management |  | Edgeworth 33_11kV Tx1 | 0 | 0 | 0 | 0 | 0 | 0 | 0 | 0 | -0.00010464 | -0.00011626 | -0.0012673 | -0.0013952 | -0.0016044 | 0 | 0 | 0 | 0 | 0 | 0 | 0 | 0 | 0 | 0 | 0 | 0 | 0 | 0 | 0 | 0 | 0 | 0 | 0
| Diversity Factor: 0 | [33 empty] | Broad based demand management |  | Edgeworth 33_11kV Tx2 | 0 | 0 | 0 | 0 | 0 | 0 | 0 | 0 | -0.00010464 | -0.00011626 | -0.0012673 | -0.0013952 | -0.0016044 | 0 | 0 | 0 | 0 | 0 | 0 | 0 | 0 | 0 | 0 | 0 | 0 | 0 | 0 | 0 | 0 | 0 | 0 | 0
[35 empty] | DNP_ID: 2288. To Edgeworth SAO Nov 11 | Edgeworth 33_11kV Tx1 | Argenton 132_11kV Tx4 | 0 | 0 | 0 | 0 | 0.099044 | 0 | 0 | 0 | 0 | 0 | 0 | 0 | 0 | 0 | 0 | 0 | 0 | 0 | 0 | 0 | 0 | 0 | 0 | 0 | 0 | 0 | 0 | 0 | 0 | 0 | 0 | 0
[35 empty] | DNP_ID: 2288. To Edgeworth SAO Nov 11 | Edgeworth 33_11kV Tx1 | Argenton 132_11kV Tx5 | 0 | 0 | 0 | 0 | 0.10101 | 0 | 0 | 0 | 0 | 0 | 0 | 0 | 0 | 0 | 0 | 0 | 0 | 0 | 0 | 0 | 0 | 0 | 0 | 0 | 0 | 0 | 0 | 0 | 0 | 0 | 0 | 0
| 0 | [33 empty] | DNP_ID: 2288. To Edgeworth SAO Nov 11 | Edgeworth 33_11kV Tx2 | Argenton 132_11kV Tx4 | 0 | 0 | 0 | 0 | 0.099044 | 0 | 0 | 0 | 0 | 0 | 0 | 0 | 0 | 0 | 0 | 0 | 0 | 0 | 0 | 0 | 0 | 0 | 0 | 0 | 0 | 0 | 0 | 0 | 0 | 0 | 0 | 0
| Diversity Factor: 0 | [33 empty] | DNP_ID: 2288. To Edgeworth SAO Nov 11 | Edgeworth 33_11kV Tx2 | Argenton 132_11kV Tx5 | 0 | 0 | 0 | 0 | 0.10101 | 0 | 0 | 0 | 0 | 0 | 0 | 0 | 0 | 0 | 0 | 0 | 0 | 0 | 0 | 0 | 0 | 0 | 0 | 0 | 0 | 0 | 0 | 0 | 0 | 0 | 0 | 0
[35 empty] | DNP_ID: 2308. To Maryland 1.2MVA Tasman DNP 30/5/07 | Edgeworth 33_11kV Tx1 | Maryland 132_11kV Tx1 | 0 | 0.25296 | 0 | 0 | 0 | 0 | 0 | 0 | 0 | 0 | 0 | 0 | 0 | 0 | 0 | 0 | 0 | 0 | 0 | 0 | 0 | 0 | 0 | 0 | 0 | 0 | 0 | 0 | 0 | 0 | 0 | 0
[35 empty] | DNP_ID: 2308. To Maryland 1.2MVA Tasman DNP 30/5/07 | Edgeworth 33_11kV Tx1 | Maryland 132_11kV Tx2 | 0 | 0.34719 | 0 | 0 | 0 | 0 | 0 | 0 | 0 | 0 | 0 | 0 | 0 | 0 | 0 | 0 | 0 | 0 | 0 | 0 | 0 | 0 | 0 | 0 | 0 | 0 | 0 | 0 | 0 | 0 | 0 | 0
| 0 | [33 empty] | DNP_ID: 2308. To Maryland 1.2MVA Tasman DNP 30/5/07 | Edgeworth 33_11kV Tx2 | Maryland 132_11kV Tx1 | 0 | 0.25296 | 0 | 0 | 0 | 0 | 0 | 0 | 0 | 0 | 0 | 0 | 0 | 0 | 0 | 0 | 0 | 0 | 0 | 0 | 0 | 0 | 0 | 0 | 0 | 0 | 0 | 0 | 0 | 0 | 0 | 0
| Diversity Factor: 0 | [33 empty] | DNP_ID: 2308. To Maryland 1.2MVA Tasman DNP 30/5/07 | Edgeworth 33_11kV Tx2 | Maryland 132_11kV Tx2 | 0 | 0.34719 | 0 | 0 | 0 | 0 | 0 | 0 | 0 | 0 | 0 | 0 | 0 | 0 | 0 | 0 | 0 | 0 | 0 | 0 | 0 | 0 | 0 | 0 | 0 | 0 | 0 | 0 | 0 | 0 | 0 | 0
[35 empty] | DNP_ID: 2309. From Maryland to Edgeworth Oct 2008 - SAO due to high feeder loads | Maryland 132_11kV Tx1 | Edgeworth 33_11kV Tx1 | 0 | 0 | 0.16864 | 0 | 0 | 0 | 0 | 0 | 0 | 0 | 0 | 0 | 0 | 0 | 0 | 0 | 0 | 0 | 0 | 0 | 0 | 0 | 0 | 0 | 0 | 0 | 0 | 0 | 0 | 0 | 0 | 0
[35 empty] | DNP_ID: 2309. From Maryland to Edgeworth Oct 2008 - SAO due to high feeder loads | Maryland 132_11kV Tx1 | Edgeworth 33_11kV Tx2 | 0 | 0 | 0.16864 | 0 | 0 | 0 | 0 | 0 | 0 | 0 | 0 | 0 | 0 | 0 | 0 | 0 | 0 | 0 | 0 | 0 | 0 | 0 | 0 | 0 | 0 | 0 | 0 | 0 | 0 | 0 | 0 | 0
| 0 | [33 empty] | DNP_ID: 2309. From Maryland to Edgeworth Oct 2008 - SAO due to high feeder loads | Maryland 132_11kV Tx2 | Edgeworth 33_11kV Tx1 | 0 | 0 | 0.23146 | 0 | 0 | 0 | 0 | 0 | 0 | 0 | 0 | 0 | 0 | 0 | 0 | 0 | 0 | 0 | 0 | 0 | 0 | 0 | 0 | 0 | 0 | 0 | 0 | 0 | 0 | 0 | 0 | 0
| Diversity Factor: 0 | [33 empty] | DNP_ID: 2309. From Maryland to Edgeworth Oct 2008 - SAO due to high feeder loads | Maryland 132_11kV Tx2 | Edgeworth 33_11kV Tx2 | 0 | 0 | 0.23146 | 0 | 0 | 0 | 0 | 0 | 0 | 0 | 0 | 0 | 0 | 0 | 0 | 0 | 0 | 0 | 0 | 0 | 0 | 0 | 0 | 0 | 0 | 0 | 0 | 0 | 0 | 0 | 0 | 0
[35 empty] | DNP_ID: 2310. To Argenton (-8.4) | Edgeworth 33_11kV Tx1 | Argenton 132_11kV Tx4 | 0 | 0 | 0.99044 | 0 | 0 | 0 | 0 | 0 | 0 | 0 | 0 | 0 | 0 | 0 | 0 | 0 | 0 | 0 | 0 | 0 | 0 | 0 | 0 | 0 | 0 | 0 | 0 | 0 | 0 | 0 | 0 | 0
[35 empty] | DNP_ID: 2310. To Argenton (-8.4) | Edgeworth 33_11kV Tx1 | Argenton 132_11kV Tx5 | 0 | 0 | 1.0101 | 0 | 0 | 0 | 0 | 0 | 0 | 0 | 0 | 0 | 0 | 0 | 0 | 0 | 0 | 0 | 0 | 0 | 0 | 0 | 0 | 0 | 0 | 0 | 0 | 0 | 0 | 0 | 0 | 0
| 0 | [33 empty] | DNP_ID: 2310. To Argenton (-8.4) | Edgeworth 33_11kV Tx2 | Argenton 132_11kV Tx4 | 0 | 0 | 0.99044 | 0 | 0 | 0 | 0 | 0 | 0 | 0 | 0 | 0 | 0 | 0 | 0 | 0 | 0 | 0 | 0 | 0 | 0 | 0 | 0 | 0 | 0 | 0 | 0 | 0 | 0 | 0 | 0 | 0
| Diversity Factor: 0 | [33 empty] | DNP_ID: 2310. To Argenton (-8.4) | Edgeworth 33_11kV Tx2 | Argenton 132_11kV Tx5 | 0 | 0 | 1.0101 | 0 | 0 | 0 | 0 | 0 | 0 | 0 | 0 | 0 | 0 | 0 | 0 | 0 | 0 | 0 | 0 | 0 | 0 | 0 | 0 | 0 | 0 | 0 | 0 | 0 | 0 | 0 | 0 | 0
[35 empty] | DNP_ID: 2311. To Argenton (-8.4) | Edgeworth 33_11kV Tx1 | Argenton 132_11kV Tx4 | 0 | 0 | 0 | 0.90554 | 0 | 0 | 0 | 0 | 0 | 0 | 0 | 0 | 0 | 0 | 0 | 0 | 0 | 0 | 0 | 0 | 0 | 0 | 0 | 0 | 0 | 0 | 0 | 0 | 0 | 0 | 0 | 0
[35 empty] | DNP_ID: 2311. To Argenton (-8.4) | Edgeworth 33_11kV Tx1 | Argenton 132_11kV Tx5 | 0 | 0 | 0 | 0.9235 | 0 | 0 | 0 | 0 | 0 | 0 | 0 | 0 | 0 | 0 | 0 | 0 | 0 | 0 | 0 | 0 | 0 | 0 | 0 | 0 | 0 | 0 | 0 | 0 | 0 | 0 | 0 | 0
| 0 | [33 empty] | DNP_ID: 2311. To Argenton (-8.4) | Edgeworth 33_11kV Tx2 | Argenton 132_11kV Tx4 | 0 | 0 | 0 | 0.90554 | 0 | 0 | 0 | 0 | 0 | 0 | 0 | 0 | 0 | 0 | 0 | 0 | 0 | 0 | 0 | 0 | 0 | 0 | 0 | 0 | 0 | 0 | 0 | 0 | 0 | 0 | 0 | 0
| Diversity Factor: 0 | [33 empty] | DNP_ID: 2311. To Argenton (-8.4) | Edgeworth 33_11kV Tx2 | Argenton 132_11kV Tx5 | 0 | 0 | 0 | 0.9235 | 0 | 0 | 0 | 0 | 0 | 0 | 0 | 0 | 0 | 0 | 0 | 0 | 0 | 0 | 0 | 0 | 0 | 0 | 0 | 0 | 0 | 0 | 0 | 0 | 0 | 0 | 0 | 0
[35 empty] | DNP_ID: 2312. From Maryland to Edgeworth (SAO Nov 11) | Maryland 132_11kV Tx1 | Edgeworth 33_11kV Tx1 | 0 | 0 | 0 | 0 | 0 | 0.36941 | 0 | 0 | 0 | 0 | 0 | 0 | 0 | 0 | 0 | 0 | 0 | 0 | 0 | 0 | 0 | 0 | 0 | 0 | 0 | 0 | 0 | 0 | 0 | 0 | 0 | 0
[35 empty] | DNP_ID: 2312. From Maryland to Edgeworth (SAO Nov 11) | Maryland 132_11kV Tx1 | Edgeworth 33_11kV Tx2 | 0 | 0 | 0 | 0 | 0 | 0.36941 | 0 | 0 | 0 | 0 | 0 | 0 | 0 | 0 | 0 | 0 | 0 | 0 | 0 | 0 | 0 | 0 | 0 | 0 | 0 | 0 | 0 | 0 | 0 | 0 | 0 | 0
| 0 | [33 empty] | DNP_ID: 2312. From Maryland to Edgeworth (SAO Nov 11) | Maryland 132_11kV Tx2 | Edgeworth 33_11kV Tx1 | 0 | 0 | 0 | 0 | 0 | 0.50701 | 0 | 0 | 0 | 0 | 0 | 0 | 0 | 0 | 0 | 0 | 0 | 0 | 0 | 0 | 0 | 0 | 0 | 0 | 0 | 0 | 0 | 0 | 0 | 0 | 0 | 0
| Diversity Factor: 0 | [33 empty] | DNP_ID: 2312. From Maryland to Edgeworth (SAO Nov 11) | Maryland 132_11kV Tx2 | Edgeworth 33_11kV Tx2 | 0 | 0 | 0 | 0 | 0 | 0.50701 | 0 | 0 | 0 | 0 | 0 | 0 | 0 | 0 | 0 | 0 | 0 | 0 | 0 | 0 | 0 | 0 | 0 | 0 | 0 | 0 | 0 | 0 | 0 | 0 | 0 | 0
[35 empty] | DNP_ID: 2313. From Argenton to Edgeworth (SAO Nov 11) | Argenton 132_11kV Tx4 | Edgeworth 33_11kV Tx1 | 0 | 0 | 0 | 0 | 0 | 0.099044 | 0 | 0 | 0 | 0 | 0 | 0 | 0 | 0 | 0 | 0 | 0 | 0 | 0 | 0 | 0 | 0 | 0 | 0 | 0 | 0 | 0 | 0 | 0 | 0 | 0 | 0
[35 empty] | DNP_ID: 2313. From Argenton to Edgeworth (SAO Nov 11) | Argenton 132_11kV Tx4 | Edgeworth 33_11kV Tx2 | 0 | 0 | 0 | 0 | 0 | 0.099044 | 0 | 0 | 0 | 0 | 0 | 0 | 0 | 0 | 0 | 0 | 0 | 0 | 0 | 0 | 0 | 0 | 0 | 0 | 0 | 0 | 0 | 0 | 0 | 0 | 0 | 0
| 0 | [33 empty] | DNP_ID: 2313. From Argenton to Edgeworth (SAO Nov 11) | Argenton 132_11kV Tx5 | Edgeworth 33_11kV Tx1 | 0 | 0 | 0 | 0 | 0 | 0.10101 | 0 | 0 | 0 | 0 | 0 | 0 | 0 | 0 | 0 | 0 | 0 | 0 | 0 | 0 | 0 | 0 | 0 | 0 | 0 | 0 | 0 | 0 | 0 | 0 | 0 | 0
| Diversity Factor: 0 | [33 empty] | DNP_ID: 2313. From Argenton to Edgeworth (SAO Nov 11) | Argenton 132_11kV Tx5 | Edgeworth 33_11kV Tx2 | 0 | 0 | 0 | 0 | 0 | 0.10101 | 0 | 0 | 0 | 0 | 0 | 0 | 0 | 0 | 0 | 0 | 0 | 0 | 0 | 0 | 0 | 0 | 0 | 0 | 0 | 0 | 0 | 0 | 0 | 0 | 0 | 0
[35 empty] | DNP_ID: 7094. Edgeworth - New 11kV feeder and upgrade works | Argenton 132_11kV Tx4 | Edgeworth 33_11kV Tx1 | 0 | 0 | 0 | 0 | 0 | 0 | 0 | 0.019053 | 0 | 0 | 0 | 0 | 0 | 0 | 0 | 0 | 0 | 0 | 0 | 0 | 0 | 0 | 0 | 0 | 0 | 0 | 0 | 0 | 0 | 0 | 0 | 0
[35 empty] | DNP_ID: 7094. Edgeworth - New 11kV feeder and upgrade works | Argenton 132_11kV Tx4 | Edgeworth 33_11kV Tx2 | 0 | 0 | 0 | 0 | 0 | 0 | 0 | 0.019053 | 0 | 0 | 0 | 0 | 0 | 0 | 0 | 0 | 0 | 0 | 0 | 0 | 0 | 0 | 0 | 0 | 0 | 0 | 0 | 0 | 0 | 0 | 0 | 0
[35 empty] | DNP_ID: 7094. Edgeworth - New 11kV feeder and upgrade works | Maryland 132_11kV Tx2 | Edgeworth 33_11kV Tx1 | 0 | 0 | 0 | 0 | 0 | 0 | 0 | 0.28579 | 0 | 0 | 0 | 0 | 0 | 0 | 0 | 0 | 0 | 0 | 0 | 0 | 0 | 0 | 0 | 0 | 0 | 0 | 0 | 0 | 0 | 0 | 0 | 0
| Weather Correction and Public Holiday Factors | [8 empty] | Forecast ROG | [24 empty] | DNP_ID: 7094. Edgeworth - New 11kV feeder and upgrade works | Maryland 132_11kV Tx2 | Edgeworth 33_11kV Tx2 | 0 | 0 | 0 | 0 | 0 | 0 | 0 | 0.28579 | 0 | 0 | 0 | 0 | 0 | 0 | 0 | 0 | 0 | 0 | 0 | 0 | 0 | 0 | 0 | 0 | 0 | 0 | 0 | 0 | 0 | 0 | 0 | 0
[10 empty] | ROG Justification | [24 empty] | HVCON_ID: 2000164. Tasman Mine actual Sept 06 1MVA |  | Edgeworth 33_11kV Tx1 | 0.44583 | 0 | 0 | 0 | 0 | 0 | 0 | 0 | 0 | 0 | 0 | 0 | 0 | 0 | 0 | 0 | 0 | 0 | 0 | 0 | 0 | 0 | 0 | 0 | 0 | 0 | 0 | 0 | 0 | 0 | 0 | 0
| Actual loads for season 2013 have been weather corrected by the following: | [6 empty] | 1.95% |  | 7 year ROG ok | [24 empty] | HVCON_ID: 2000164. Tasman Mine actual Sept 06 1MVA |  | Edgeworth 33_11kV Tx2 | 0.44583 | 0 | 0 | 0 | 0 | 0 | 0 | 0 | 0 | 0 | 0 | 0 | 0 | 0 | 0 | 0 | 0 | 0 | 0 | 0 | 0 | 0 | 0 | 0 | 0 | 0 | 0 | 0 | 0 | 0 | 0 | 0 | 7 year ROG ok
[35 empty] | HVCON_ID: 2000165. Cameron Park Market Place |  | Edgeworth 33_11kV Tx1 | 0 | 0 | 0 | 0 | 0 | 0 | 0 | 0.27245 | 0 | 0 | 0 | 0 | 0 | 0 | 0 | 0 | 0 | 0 | 0 | 0 | 0 | 0 | 0 | 0 | 0 | 0 | 0 | 0 | 0 | 0 | 0 | 0
[35 empty] | HVCON_ID: 2000165. Cameron Park Market Place |  | Edgeworth 33_11kV Tx2 | 0 | 0 | 0 | 0 | 0 | 0 | 0 | 0.27245 | 0 | 0 | 0 | 0 | 0 | 0 | 0 | 0 | 0 | 0 | 0 | 0 | 0 | 0 | 0 | 0 | 0 | 0 | 0 | 0 | 0 | 0 | 0 | 0
1 | 2 | 3 | 4 | 5 | 6 | 7 | 8 | 9 | 10 | 2014 | 2015 | 2016 | 2017 | 2018 | 2019 | 2020 | 2021 | 2022 | 2023 | 2024 | 2025 | 2026 | 2027 | 2028 | 2029 | 2030 | 2031 | 2032 | 2033 | 2034 | 2035 | 2036 | 2037 | 2038 | HVCON_ID: 2000166. Cameron Park Market Place |  | Edgeworth 33_11kV Tx1 | 0 | 0 | 0 | 0 | 0 | 0 | 0 | 0 | 0.27245 | 0 | 0 | 0 | 0 | 0 | 0 | 0 | 0 | 0 | 0 | 0 | 0 | 0 | 0 | 0 | 0 | 0 | 0 | 0 | 0 | 0 | 0 | 0
1.004 | 1.0081 | 1.0108 | 1.0121 | 1.0121 | 1.0121 | 1.0121 | 1.0121 | 1.0121 | 1.0121 | 0.4028% | 0.4028% | 0.2685% | 0.1342% | 0% | 0% | 0% | 0% | 0% | 0% | 0% | 0% | 0% | 0% | 0% | 0% | 0% | 0% | 0% | 0% | 0% | 0% | 0% | 0% | 0% | HVCON_ID: 2000166. Cameron Park Market Place |  | Edgeworth 33_11kV Tx2 | 0 | 0 | 0 | 0 | 0 | 0 | 0 | 0 | 0.27245 | 0 | 0 | 0 | 0 | 0 | 0 | 0 | 0 | 0 | 0 | 0 | 0 | 0 | 0 | 0 | 0 | 0 | 0 | 0 | 0 | 0 | 0 | 0
[35 empty] | HVCON_ID: 2014196. HV Customer Disconnection - Tasman Mine. Mine load ramped down over 2 months from June to Aug. |  | Edgeworth 33_11kV Tx1 | 0 | 0 | 0 | 0 | 0 | 0 | 0 | -0.41916 | 0 | 0 | 0 | 0 | 0 | 0 | 0 | 0 | 0 | 0 | 0 | 0 | 0 | 0 | 0 | 0 | 0 | 0 | 0 | 0 | 0 | 0 | 0 | 0
| Substation Load Detail | [33 empty] | HVCON_ID: 2014196. HV Customer Disconnection - Tasman Mine. Mine load ramped down over 2 months from June to Aug. |  | Edgeworth 33_11kV Tx2 | 0 | 0 | 0 | 0 | 0 | 0 | 0 | -0.41916 | 0 | 0 | 0 | 0 | 0 | 0 | 0 | 0 | 0 | 0 | 0 | 0 | 0 | 0 | 0 | 0 | 0 | 0 | 0 | 0 | 0 | 0 | 0 | 0
[35 empty] | Econometric |  | Edgeworth 33_11kV Tx1 | 0 | 0 | 0 | 0 | 0 | 0 | 0 | 0 | 0 | 0.071371 | 0.13336 | 0.19945 | 0.2766 | 0.25006 | 0.22283 | 0.22626 | 0.22973 | 0.23326 | 0.23683 | 0.24046 | 0.24413 | 0.24786 | 0.25164 | 0.25547 | 0.25936 | 0.2633 | 0.2673 | 0.27135 | 0.27546 | 0.27963 | 0.28385 | 0.28813
[7 empty] | Units | 2013 |  | 2014 | 2015 | 2016 | 2017 | 2018 | 2019 | 2020 | 2021 | 2022 | 2023 | 2024 | 2025 | 2026 | 2027 | 2028 | 2029 | 2030 | 2031 | 2032 | 2033 | 2034 | 2035 | 2036 | 2037 | 2038 | Econometric |  | Edgeworth 33_11kV Tx2 | 0 | 0 | 0 | 0 | 0 | 0 | 0 | 0 | 0 | 0.071371 | 0.13336 | 0.19945 | 0.2766 | 0.25006 | 0.22283 | 0.22626 | 0.22973 | 0.23326 | 0.23683 | 0.24046 | 0.24413 | 0.24786 | 0.25164 | 0.25547 | 0.25936 | 0.2633 | 0.2673 | 0.27135 | 0.27546 | 0.27963 | 0.28385 | 0.28813
1 | Edgeworth 33_11kV | Compensated |  | Load (LV side) |  |  | Amps | 0 |  | 745.969 | 777.2536 | 782.971 | 791.5174 | 802.3405 | 820.3836 | 839.7271 | 857.296 | 874.5879 | 892.4647 | 910.1531 | 929.6353 | 949.4139 | 970.1423 | 991.6047 | 1013.188 | 1034.98 | 1057.18 | 1079.794 | 1102.827 | 1126.286 | 1150.176 | 1174.503 | 1199.274 | 1224.494 | Energy Efficiency |  | Edgeworth 33_11kV Tx1 | 0 | 0 | 0 | 0 | 0 | 0 | 0 | -0.0045114 | -0.0029512 | -0.036675 | -0.060691 | -0.094954 | -0.10312 | -0.065789 | -0.055462 | -0.061529 | -0.059432 | -0.064752 | -0.05124 | -0.052041 | -0.046669 | -0.043404 | -0.046028 | -0.047876 | -0.047876 | -0.047876 | -0.047876 | -0.047876 | -0.047876 | -0.047876 | -0.047876 | -0.047876
|  |  |  | Apparent Power |  |  | MVA | 12.691 | 13.85 | 14.2126 | 14.8087 | 14.9176 | 15.0804 | 15.2866 | 15.6304 | 15.999 | 16.3337 | 16.6631 | 17.0037 | 17.3407 | 17.7119 | 18.0888 | 18.4837 | 18.8926 | 19.3038 | 19.719 | 20.142 | 20.5728 | 21.0117 | 21.4586 | 21.9138 | 22.3773 | 22.8492 | 23.3298 | Energy Efficiency |  | Edgeworth 33_11kV Tx2 | 0 | 0 | 0 | 0 | 0 | 0 | 0 | -0.0045114 | -0.0029512 | -0.036675 | -0.060691 | -0.094954 | -0.10312 | -0.065789 | -0.055462 | -0.061529 | -0.059432 | -0.064752 | -0.05124 | -0.052041 | -0.046669 | -0.043404 | -0.046028 | -0.047876 | -0.047876 | -0.047876 | -0.047876 | -0.047876 | -0.047876 | -0.047876 | -0.047876 | -0.047876
|  |  |  | Real Power |  |  | MW | 12.4245 | 13.5592 | 13.9096 | 14.493 | 14.5996 | 14.759 | 14.9608 | 15.2972 | 15.6579 | 15.9855 | 16.3079 | 16.6413 | 16.9711 | 17.3344 | 17.7032 | 18.0897 | 18.4899 | 18.8923 | 19.2987 | 19.7126 | 20.1343 | 20.5638 | 21.0012 | 21.4467 | 21.9003 | 22.3621 | 22.8324 | Solar PV |  | Edgeworth 33_11kV Tx1 | 0 | 0 | 0 | 0 | 0 | 0 | 0 | 0 | 0 | 0 | 0 | 0 | 0 | 0 | 0 | 0 | 0 | 0 | 0 | 0 | 0 | 0 | 0 | 0 | 0 | 0 | 0 | 0 | 0 | 0 | 0 | 0
|  |  |  | Reactive Power |  |  | MVAr | 0 |  | 2.919 | 3.0414 | 3.0638 | 3.0972 | 3.1395 | 3.2101 | 3.2858 | 3.3546 | 3.4222 | 3.4922 | 3.5614 | 3.6376 | 3.715 | 3.7961 | 3.8801 | 3.9646 | 4.0499 | 4.1367 | 4.2252 | 4.3153 | 4.4071 | 4.5006 | 4.5958 | 4.6927 | 4.7914 | Solar PV |  | Edgeworth 33_11kV Tx2 | 0 | 0 | 0 | 0 | 0 | 0 | 0 | 0 | 0 | 0 | 0 | 0 | 0 | 0 | 0 | 0 | 0 | 0 | 0 | 0 | 0 | 0 | 0 | 0 | 0 | 0 | 0 | 0 | 0 | 0 | 0 | 0
|  |  |  | Capacitors In Service |  |  | MVAr | 0 |  | 0 | 0 | 0 | 0 | 0 | 0 | 0 | 0 | 0 | 0 | 0 | 0 | 0 | 0 | 0 | 0 | 0 | 0 | 0 | 0 | 0 | 0 | 0 | 0 | 0
|  |  |  | PF |  |  |  | 0.979 |  | 0.97868 | 0.97868 | 0.97868 | 0.97868 | 0.97868 | 0.97868 | 0.97868 | 0.97868 | 0.97868 | 0.97868 | 0.97868 | 0.97868 | 0.97868 | 0.97868 | 0.97868 | 0.97868 | 0.97868 | 0.97868 | 0.97868 | 0.97868 | 0.97868 | 0.97868 | 0.97868 | 0.97868 | 0.97868
0.95186 | Diversity Factor: 0.95 | Uncompensated |  | Reactive Power |  |  | MVAr | 0 | 2.8235 | 2.919 | 3.0414 | 3.0638 | 3.0972 | 3.1395 | 3.2101 | 3.2858 | 3.3546 | 3.4222 | 3.4922 | 3.5614 | 3.6376 | 3.715 | 3.7961 | 3.8801 | 3.9646 | 4.0499 | 4.1367 | 4.2252 | 4.3153 | 4.4071 | 4.5006 | 4.5958 | 4.6927 | 4.7914
|  |  |  | PF |  |  |  | 0.979 |  | 0.97868 | 0.97868 | 0.97868 | 0.97868 | 0.97868 | 0.97868 | 0.97868 | 0.97868 | 0.97868 | 0.97868 | 0.97868 | 0.97868 | 0.97868 | 0.97868 | 0.97868 | 0.97868 | 0.97868 | 0.97868 | 0.97868 | 0.97868 | 0.97868 | 0.97868 | 0.97868 | 0.97868 | 0.97868
[10 empty] | 1 | 2 | 3 | 4 | 5 | 6 | 7 | 8 | 9 | 10 | 11 | 12 | 13 | 14 | 15 | 16 | 17 | 18 | 19 | 20 | 21 | 22 | 23 | 24 | 25
Transformer Load Detail
[7 empty] | Units | 2013 |  | 2014 | 2015 | 2016 | 2017 | 2018 | 2019 | 2020 | 2021 | 2022 | 2023 | 2024 | 2025 | 2026 | 2027 | 2028 | 2029 | 2030 | 2031 | 2032 | 2033 | 2034 | 2035 | 2036 | 2037 | 2038
| 0 | Compensated |  | Load (LV side) |  |  | Amps
|  |  |  | Apparent Power |  |  | MVA
|  |  |  | Real Power |  |  | MW
|  |  |  | Reactive Power |  |  | MVAr
|  |  |  | Capacitors In Service |  |  | MVAr
PF
| Zone Div: | Uncompensated |  | Reactive Power |  |  | MVAr
PF
| 0 | Compensated |  | Load (LV side) |  |  | Amps
|  |  |  | Apparent Power |  |  | MVA
|  |  |  | Real Power |  |  | MW
|  |  |  | Reactive Power |  |  | MVAr
|  |  |  | Capacitors In Service |  |  | MVAr
PF
| Zone Div: | Uncompensated |  | Reactive Power |  |  | MVAr
PF
| 0 | Compensated |  | Load (LV side) |  |  | Amps
|  |  |  | Apparent Power |  |  | MVA
|  |  |  | Real Power |  |  | MW
|  |  |  | Reactive Power |  |  | MVAr
|  |  |  | Capacitors In Service |  |  | MVAr
PF
| Zone Div: | Uncompensated |  | Reactive Power |  |  | MVAr
PF
| 0 | Compensated |  | Load (LV side) |  |  | Amps
|  |  |  | Apparent Power |  |  | MVA
|  |  |  | Real Power |  |  | MW
|  |  |  | Reactive Power |  |  | MVAr
|  |  |  | Capacitors In Service |  |  | MVAr
PF
| Zone Div: | Uncompensated |  | Reactive Power |  |  | MVAr
PF
| 0 | Compensated |  | Load (LV side) |  |  | Amps
|  |  |  | Apparent Power |  |  | MVA
|  |  |  | Real Power |  |  | MW
|  |  |  | Reactive Power |  |  | MVAr
|  |  |  | Capacitors In Service |  |  | MVAr
PF
| Zone Div: | Uncompensated |  | Reactive Power |  |  | MVAr
PF
| 0 | Compensated |  | Load (LV side) |  |  | Amps
|  |  |  | Apparent Power |  |  | MVA
|  |  |  | Real Power |  |  | MW
|  |  |  | Reactive Power |  |  | MVAr
|  |  |  | Capacitors In Service |  |  | MVAr
PF
| Zone Div: | Uncompensated |  | Reactive Power |  |  | MVAr
PF
| 0 | Compensated |  | Load (LV side) |  |  | Amps
|  |  |  | Apparent Power |  |  | MVA
|  |  |  | Real Power |  |  | MW
|  |  |  | Reactive Power |  |  | MVAr
|  |  |  | Capacitors In Service |  |  | MVAr
PF
| Zone Div: | Uncompensated |  | Reactive Power |  |  | MVAr
PF
| 0 | Compensated |  | Load (LV side) |  |  | Amps
|  |  |  | Apparent Power |  |  | MVA
|  |  |  | Real Power |  |  | MW
|  |  |  | Reactive Power |  |  | MVAr
|  |  |  | Capacitors In Service |  |  | MVAr
PF
| Zone Div: | Uncompensated |  | Reactive Power |  |  | MVAr
PF
| 0 | Compensated |  | Load (LV side) |  |  | Amps
|  |  |  | Apparent Power |  |  | MVA
|  |  |  | Real Power |  |  | MW
|  |  |  | Reactive Power |  |  | MVAr
|  |  |  | Capacitors In Service |  |  | MVAr
PF
| Zone Div: | Uncompensated |  | Reactive Power |  |  | MVAr
PF
| 0 | Compensated |  | Load (LV side) |  |  | Amps
|  |  |  | Apparent Power |  |  | MVA
|  |  |  | Real Power |  |  | MW
|  |  |  | Reactive Power |  |  | MVAr
|  |  |  | Capacitors In Service |  |  | MVAr
PF
| Zone Div: | Uncompensated |  | Reactive Power |  |  | MVAr
PF

## Maryland 132_11kV
| Maryland 132_11kV | [16 empty] | 2014 | WINTER
| Substation Total Loads | [33 empty] | Spots & Transfers Detail
| Historical Loads | (11kV MVA) | [7 empty] | Weather Corrected Forecast Loads |  |  |  | (11kV MVA) | [20 empty] | Spots & Transfers Summary | (11kV MVA) |  | Historical Spots & Transfers | [6 empty] | Forecast Spots & Transfers
|  | 2007 | 2008 | 2009 | 2010 | 2011 | 2012 | 2013 |  | 2014 | 2015 | 2016 | 2017 | 2018 | 2019 | 2020 | 2021 | 2022 | 2023 | 2024 | 2025 | 2026 | 2027 | 2028 | 2029 | 2030 | 2031 | 2032 | 2033 | 2034 | 2035 | 2036 | 2037 | 2038 |  |  |  | 2007 | 2008 | 2009 | 2010 | 2011 | 2012 | 2013 | 2014 | 2015 | 2016 | 2017 | 2018 | 2019 | 2020 | 2021 | 2022 | 2023 | 2024 | 2025 | 2026 | 2027 | 2028 | 2029 | 2030 | 2031 | 2032 | 2033 | 2034 | 2035 | 2036 | 2037 | 2038
| Total | 25 | 27.3 | 20.7 | 19.1 | 17.728 | 13.61 | 12.892 |  | 12.3399 | 11.7124 | 11.3907 | 11.3396 | 11.5285 | 11.9329 | 12.5131 | 13.0309 | 13.5421 | 14.0677 | 14.5864 | 15.1506 | 15.7224 | 16.3202 | 16.9374 | 17.558 | 18.1835 | 18.8196 | 19.4666 | 20.1247 | 20.7938 | 21.4743 | 22.1662 | 22.8698 | 23.5851 |  |  | Total | 9.0309 | 1.2003 | -0.04001 | -1.5433 | -0.79449 | -1.7528 | 0.41154 | -0.58962 | -0.010503 | 0.068767 | 0.13874 | 0.18884 | 0.40446 | 0.58022 | 0.51776 | 0.51118 | 0.52563 | 0.51865 | 0.56423 | 0.57183 | 0.59779 | 0.61718 | 0.62059 | 0.62546 | 0.63617 | 0.64702 | 0.65802 | 0.66917 | 0.68047 | 0.69193 | 0.70354 | 0.7153
| Firm Rating | 0 | 0 | 0 | 38 | 38 | 38.11 | 38.11 |  | 38.11 | 38.11 | 38.11 | 38.11 | 38.11 | 38.11 | 38.11 | 38.11 | 38.11 | 38.11 | 38.11 | 38.11 | 38.11 | 38.11 | 38.11 | 38.11 | 38.11 | 38.11 | 38.11 | 38.11 | 38.11 | 38.11 | 38.11 | 38.11 | 38.11
| Total Capacity | 0 | 0 | 0 | 76 | 76 | 76.21 | 76.21 |  | 76.21 | 76.21 | 76.21 | 76.21 | 76.21 | 76.21 | 76.21 | 76.21 | 76.21 | 76.21 | 76.21 | 76.21 | 76.21 | 76.21 | 76.21 | 76.21 | 76.21 | 76.21 | 76.21 | 76.21 | 76.21 | 76.21 | 76.21 | 76.21 | 76.21 |  |  | Maryland 132_11kV Tx1 | 3.8065 | 0.50593 | -0.016864 | 0 | -0.33488 | -0.73881 | 0.17346 | -0.0076067 | -0.0044268 | 0.028985 | 0.058477 | 0.079594 | 0.17048 | 0.24456 | 0.21824 | 0.21546 | 0.22155 | 0.21861 | 0.23782 | 0.24102 | 0.25197 | 0.26014 | 0.26158 | 0.26363 | 0.26814 | 0.27272 | 0.27735 | 0.28205 | 0.28682 | 0.29164 | 0.29654 | 0.3015
|  | -7 | -6 | -5 | -4 | -3 | -2 | -1 |  | 0 | 1 | 2 | 3 | 4 | 5 | 6 | 7 | 8 | 9 | 10 | 11 | 12 | 13 | 14 | 15 | 16 | 17 | 18 | 19 | 20 | 21 | 22 | 23 | 24 |  |  | Maryland 132_11kV Tx2 | 5.2244 | 0.69438 | -0.023146 | -1.5433 | -0.45962 | -1.014 | 0.23807 | -0.58202 | -0.0060759 | 0.039782 | 0.08026 | 0.10924 | 0.23398 | 0.33566 | 0.29953 | 0.29572 | 0.30408 | 0.30004 | 0.32641 | 0.3308 | 0.34583 | 0.35704 | 0.35901 | 0.36183 | 0.36802 | 0.3743 | 0.38067 | 0.38712 | 0.39366 | 0.40028 | 0.407 | 0.41381
| Transformer Loads | [36 empty] | 0 | 0 | 0 | 0 | 0 | 0 | 0 | 0 | 0 | 0 | 0 | 0 | 0 | 0 | 0 | 0 | 0 | 0 | 0 | 0 | 0 | 0 | 0 | 0 | 0 | 0 | 0 | 0 | 0 | 0 | 0 | 0
| Historical Loads | (11kV MVA) | [7 empty] | 0: Weather Corrected Forecast Loads; 4: (11kV MVA) |  |  |  | 0 | 0 | 0 | 0 | 0 | 0 | 0 | 0 | 0 | 0 | 0 | 0 | 0 | 0 | 0 | 0 | 0 | 0 | 0 | 0 | 0 | 0 | 0 | 0 | 0 | 0 | 0 | 0 | 0 | 0 | 0 | 0
|  | 2007 | 2008 | 2009 | 2010 | 2011 | 2012 | 2013 |  | 2014 | 2015 | 2016 | 2017 | 2018 | 2019 | 2020 | 2021 | 2022 | 2023 | 2024 | 2025 | 2026 | 2027 | 2028 | 2029 | 2030 | 2031 | 2032 | 2033 | 2034 | 2035 | 2036 | 2037 | 2038 |  |  |  | 0 | 0 | 0 | 0 | 0 | 0 | 0 | 0 | 0 | 0 | 0 | 0 | 0 | 0 | 0 | 0 | 0 | 0 | 0 | 0 | 0 | 0 | 0 | 0 | 0 | 0 | 0 | 0 | 0 | 0 | 0 | 0
| 0 | [36 empty] | 0 | 0 | 0 | 0 | 0 | 0 | 0 | 0 | 0 | 0 | 0 | 0 | 0 | 0 | 0 | 0 | 0 | 0 | 0 | 0 | 0 | 0 | 0 | 0 | 0 | 0 | 0 | 0 | 0 | 0 | 0 | 0
| Diversity Factor: 0 | [36 empty] | 0 | 0 | 0 | 0 | 0 | 0 | 0 | 0 | 0 | 0 | 0 | 0 | 0 | 0 | 0 | 0 | 0 | 0 | 0 | 0 | 0 | 0 | 0 | 0 | 0 | 0 | 0 | 0 | 0 | 0 | 0 | 0
[38 empty] | 0 | 0 | 0 | 0 | 0 | 0 | 0 | 0 | 0 | 0 | 0 | 0 | 0 | 0 | 0 | 0 | 0 | 0 | 0 | 0 | 0 | 0 | 0 | 0 | 0 | 0 | 0 | 0 | 0 | 0 | 0 | 0
[38 empty] | 0 | 0 | 0 | 0 | 0 | 0 | 0 | 0 | 0 | 0 | 0 | 0 | 0 | 0 | 0 | 0 | 0 | 0 | 0 | 0 | 0 | 0 | 0 | 0 | 0 | 0 | 0 | 0 | 0 | 0 | 0 | 0
| 0 | [36 empty] | 0 | 0 | 0 | 0 | 0 | 0 | 0 | 0 | 0 | 0 | 0 | 0 | 0 | 0 | 0 | 0 | 0 | 0 | 0 | 0 | 0 | 0 | 0 | 0 | 0 | 0 | 0 | 0 | 0 | 0 | 0 | 0
Diversity Factor: 0
[38 empty] | Historical Spots & Transfers | [6 empty] | Forecast Spots & Transfers
[35 empty] | Project Name | From | To | 2007 | 2008 | 2009 | 2010 | 2011 | 2012 | 2013 | 2014 | 2015 | 2016 | 2017 | 2018 | 2019 | 2020 | 2021 | 2022 | 2023 | 2024 | 2025 | 2026 | 2027 | 2028 | 2029 | 2030 | 2031 | 2032 | 2033 | 2034 | 2035 | 2036 | 2037 | 2038
| 0 | [33 empty] | Broad based demand management |  | Maryland 132_11kV Tx1 | 0 | 0 | 0 | 0 | 0 | 0 | 0 | 0 | -0.00018287 | -0.00020319 | -0.0022148 | -0.0024383 | -0.002804 | 0 | 0 | 0 | 0 | 0 | 0 | 0 | 0 | 0 | 0 | 0 | 0 | 0 | 0 | 0 | 0 | 0 | 0 | 0
| Diversity Factor: 0 | [33 empty] | Broad based demand management |  | Maryland 132_11kV Tx2 | 0 | 0 | 0 | 0 | 0 | 0 | 0 | 0 | -0.00025099 | -0.00027888 | -0.0030398 | -0.0033465 | -0.0038485 | 0 | 0 | 0 | 0 | 0 | 0 | 0 | 0 | 0 | 0 | 0 | 0 | 0 | 0 | 0 | 0 | 0 | 0 | 0
[35 empty] | DNP_ID: 2182. From Maryland | Maryland 132_11kV Tx1 | Jesmond 132_11kV Tx1 | 0 | 0 | 0 | 0 | 0.29967 | 0 | 0 | 0 | 0 | 0 | 0 | 0 | 0 | 0 | 0 | 0 | 0 | 0 | 0 | 0 | 0 | 0 | 0 | 0 | 0 | 0 | 0 | 0 | 0 | 0 | 0 | 0
[35 empty] | DNP_ID: 2182. From Maryland | Maryland 132_11kV Tx1 | Jesmond 132_11kV Tx2 | 0 | 0 | 0 | 0 | 0.3749 | 0 | 0 | 0 | 0 | 0 | 0 | 0 | 0 | 0 | 0 | 0 | 0 | 0 | 0 | 0 | 0 | 0 | 0 | 0 | 0 | 0 | 0 | 0 | 0 | 0 | 0 | 0
| 0 | [33 empty] | DNP_ID: 2182. From Maryland | Maryland 132_11kV Tx2 | Jesmond 132_11kV Tx1 | 0 | 0 | 0 | 0 | 0.4113 | 0 | 0 | 0 | 0 | 0 | 0 | 0 | 0 | 0 | 0 | 0 | 0 | 0 | 0 | 0 | 0 | 0 | 0 | 0 | 0 | 0 | 0 | 0 | 0 | 0 | 0 | 0
| Diversity Factor: 0 | [33 empty] | DNP_ID: 2182. From Maryland | Maryland 132_11kV Tx2 | Jesmond 132_11kV Tx2 | 0 | 0 | 0 | 0 | 0.51455 | 0 | 0 | 0 | 0 | 0 | 0 | 0 | 0 | 0 | 0 | 0 | 0 | 0 | 0 | 0 | 0 | 0 | 0 | 0 | 0 | 0 | 0 | 0 | 0 | 0 | 0 | 0
[35 empty] | DNP_ID: 2308. To Maryland 1.2MVA Tasman DNP 30/5/07 | Edgeworth 33_11kV Tx1 | Maryland 132_11kV Tx1 | 0 | 0.25296 | 0 | 0 | 0 | 0 | 0 | 0 | 0 | 0 | 0 | 0 | 0 | 0 | 0 | 0 | 0 | 0 | 0 | 0 | 0 | 0 | 0 | 0 | 0 | 0 | 0 | 0 | 0 | 0 | 0 | 0
[35 empty] | DNP_ID: 2308. To Maryland 1.2MVA Tasman DNP 30/5/07 | Edgeworth 33_11kV Tx1 | Maryland 132_11kV Tx2 | 0 | 0.34719 | 0 | 0 | 0 | 0 | 0 | 0 | 0 | 0 | 0 | 0 | 0 | 0 | 0 | 0 | 0 | 0 | 0 | 0 | 0 | 0 | 0 | 0 | 0 | 0 | 0 | 0 | 0 | 0 | 0 | 0
| 0 | [33 empty] | DNP_ID: 2308. To Maryland 1.2MVA Tasman DNP 30/5/07 | Edgeworth 33_11kV Tx2 | Maryland 132_11kV Tx1 | 0 | 0.25296 | 0 | 0 | 0 | 0 | 0 | 0 | 0 | 0 | 0 | 0 | 0 | 0 | 0 | 0 | 0 | 0 | 0 | 0 | 0 | 0 | 0 | 0 | 0 | 0 | 0 | 0 | 0 | 0 | 0 | 0
| Diversity Factor: 0 | [33 empty] | DNP_ID: 2308. To Maryland 1.2MVA Tasman DNP 30/5/07 | Edgeworth 33_11kV Tx2 | Maryland 132_11kV Tx2 | 0 | 0.34719 | 0 | 0 | 0 | 0 | 0 | 0 | 0 | 0 | 0 | 0 | 0 | 0 | 0 | 0 | 0 | 0 | 0 | 0 | 0 | 0 | 0 | 0 | 0 | 0 | 0 | 0 | 0 | 0 | 0 | 0
[35 empty] | DNP_ID: 2309. From Maryland to Edgeworth Oct 2008 - SAO due to high feeder loads | Maryland 132_11kV Tx1 | Edgeworth 33_11kV Tx1 | 0 | 0 | 0.16864 | 0 | 0 | 0 | 0 | 0 | 0 | 0 | 0 | 0 | 0 | 0 | 0 | 0 | 0 | 0 | 0 | 0 | 0 | 0 | 0 | 0 | 0 | 0 | 0 | 0 | 0 | 0 | 0 | 0
[35 empty] | DNP_ID: 2309. From Maryland to Edgeworth Oct 2008 - SAO due to high feeder loads | Maryland 132_11kV Tx1 | Edgeworth 33_11kV Tx2 | 0 | 0 | 0.16864 | 0 | 0 | 0 | 0 | 0 | 0 | 0 | 0 | 0 | 0 | 0 | 0 | 0 | 0 | 0 | 0 | 0 | 0 | 0 | 0 | 0 | 0 | 0 | 0 | 0 | 0 | 0 | 0 | 0
| 0 | [33 empty] | DNP_ID: 2309. From Maryland to Edgeworth Oct 2008 - SAO due to high feeder loads | Maryland 132_11kV Tx2 | Edgeworth 33_11kV Tx1 | 0 | 0 | 0.23146 | 0 | 0 | 0 | 0 | 0 | 0 | 0 | 0 | 0 | 0 | 0 | 0 | 0 | 0 | 0 | 0 | 0 | 0 | 0 | 0 | 0 | 0 | 0 | 0 | 0 | 0 | 0 | 0 | 0
| Diversity Factor: 0 | [33 empty] | DNP_ID: 2309. From Maryland to Edgeworth Oct 2008 - SAO due to high feeder loads | Maryland 132_11kV Tx2 | Edgeworth 33_11kV Tx2 | 0 | 0 | 0.23146 | 0 | 0 | 0 | 0 | 0 | 0 | 0 | 0 | 0 | 0 | 0 | 0 | 0 | 0 | 0 | 0 | 0 | 0 | 0 | 0 | 0 | 0 | 0 | 0 | 0 | 0 | 0 | 0 | 0
[35 empty] | DNP_ID: 2312. From Maryland to Edgeworth (SAO Nov 11) | Maryland 132_11kV Tx1 | Edgeworth 33_11kV Tx1 | 0 | 0 | 0 | 0 | 0 | 0.36941 | 0 | 0 | 0 | 0 | 0 | 0 | 0 | 0 | 0 | 0 | 0 | 0 | 0 | 0 | 0 | 0 | 0 | 0 | 0 | 0 | 0 | 0 | 0 | 0 | 0 | 0
[35 empty] | DNP_ID: 2312. From Maryland to Edgeworth (SAO Nov 11) | Maryland 132_11kV Tx1 | Edgeworth 33_11kV Tx2 | 0 | 0 | 0 | 0 | 0 | 0.36941 | 0 | 0 | 0 | 0 | 0 | 0 | 0 | 0 | 0 | 0 | 0 | 0 | 0 | 0 | 0 | 0 | 0 | 0 | 0 | 0 | 0 | 0 | 0 | 0 | 0 | 0
| 0 | [33 empty] | DNP_ID: 2312. From Maryland to Edgeworth (SAO Nov 11) | Maryland 132_11kV Tx2 | Edgeworth 33_11kV Tx1 | 0 | 0 | 0 | 0 | 0 | 0.50701 | 0 | 0 | 0 | 0 | 0 | 0 | 0 | 0 | 0 | 0 | 0 | 0 | 0 | 0 | 0 | 0 | 0 | 0 | 0 | 0 | 0 | 0 | 0 | 0 | 0 | 0
| Diversity Factor: 0 | [33 empty] | DNP_ID: 2312. From Maryland to Edgeworth (SAO Nov 11) | Maryland 132_11kV Tx2 | Edgeworth 33_11kV Tx2 | 0 | 0 | 0 | 0 | 0 | 0.50701 | 0 | 0 | 0 | 0 | 0 | 0 | 0 | 0 | 0 | 0 | 0 | 0 | 0 | 0 | 0 | 0 | 0 | 0 | 0 | 0 | 0 | 0 | 0 | 0 | 0 | 0
[35 empty] | DNP_ID: 2317. Wallsend to Maryland 16/11/06 | Wallsend 33_11kV Tx2 | Maryland 132_11kV Tx1 | 0.74283 | 0 | 0 | 0 | 0 | 0 | 0 | 0 | 0 | 0 | 0 | 0 | 0 | 0 | 0 | 0 | 0 | 0 | 0 | 0 | 0 | 0 | 0 | 0 | 0 | 0 | 0 | 0 | 0 | 0 | 0 | 0
[35 empty] | DNP_ID: 2317. Wallsend to Maryland 16/11/06 | Wallsend 33_11kV Tx2 | Maryland 132_11kV Tx2 | 1.0195 | 0 | 0 | 0 | 0 | 0 | 0 | 0 | 0 | 0 | 0 | 0 | 0 | 0 | 0 | 0 | 0 | 0 | 0 | 0 | 0 | 0 | 0 | 0 | 0 | 0 | 0 | 0 | 0 | 0 | 0 | 0
| 0 | [33 empty] | DNP_ID: 2317. Wallsend to Maryland 16/11/06 | Wallsend 33_11kV Tx3 | Maryland 132_11kV Tx1 | 0.74283 | 0 | 0 | 0 | 0 | 0 | 0 | 0 | 0 | 0 | 0 | 0 | 0 | 0 | 0 | 0 | 0 | 0 | 0 | 0 | 0 | 0 | 0 | 0 | 0 | 0 | 0 | 0 | 0 | 0 | 0 | 0
| Diversity Factor: 0 | [33 empty] | DNP_ID: 2317. Wallsend to Maryland 16/11/06 | Wallsend 33_11kV Tx3 | Maryland 132_11kV Tx2 | 1.0195 | 0 | 0 | 0 | 0 | 0 | 0 | 0 | 0 | 0 | 0 | 0 | 0 | 0 | 0 | 0 | 0 | 0 | 0 | 0 | 0 | 0 | 0 | 0 | 0 | 0 | 0 | 0 | 0 | 0 | 0 | 0
[35 empty] | DNP_ID: 2318. 2MVA from Wallsend Sept 2006 | Wallsend 33_11kV Tx2 | Maryland 132_11kV Tx1 | 0.42161 | 0 | 0 | 0 | 0 | 0 | 0 | 0 | 0 | 0 | 0 | 0 | 0 | 0 | 0 | 0 | 0 | 0 | 0 | 0 | 0 | 0 | 0 | 0 | 0 | 0 | 0 | 0 | 0 | 0 | 0 | 0
[35 empty] | DNP_ID: 2318. 2MVA from Wallsend Sept 2006 | Wallsend 33_11kV Tx2 | Maryland 132_11kV Tx2 | 0.57865 | 0 | 0 | 0 | 0 | 0 | 0 | 0 | 0 | 0 | 0 | 0 | 0 | 0 | 0 | 0 | 0 | 0 | 0 | 0 | 0 | 0 | 0 | 0 | 0 | 0 | 0 | 0 | 0 | 0 | 0 | 0
| 0 | [33 empty] | DNP_ID: 2318. 2MVA from Wallsend Sept 2006 | Wallsend 33_11kV Tx3 | Maryland 132_11kV Tx1 | 0.42161 | 0 | 0 | 0 | 0 | 0 | 0 | 0 | 0 | 0 | 0 | 0 | 0 | 0 | 0 | 0 | 0 | 0 | 0 | 0 | 0 | 0 | 0 | 0 | 0 | 0 | 0 | 0 | 0 | 0 | 0 | 0
| Diversity Factor: 0 | [33 empty] | DNP_ID: 2318. 2MVA from Wallsend Sept 2006 | Wallsend 33_11kV Tx3 | Maryland 132_11kV Tx2 | 0.57865 | 0 | 0 | 0 | 0 | 0 | 0 | 0 | 0 | 0 | 0 | 0 | 0 | 0 | 0 | 0 | 0 | 0 | 0 | 0 | 0 | 0 | 0 | 0 | 0 | 0 | 0 | 0 | 0 | 0 | 0 | 0
[35 empty] | DNP_ID: 2321. Maryland to Wallsend - SAO Oct 08 | Maryland 132_11kV Tx1 | Wallsend 33_11kV Tx2 | 0 | 0 | 0.16864 | 0 | 0 | 0 | 0 | 0 | 0 | 0 | 0 | 0 | 0 | 0 | 0 | 0 | 0 | 0 | 0 | 0 | 0 | 0 | 0 | 0 | 0 | 0 | 0 | 0 | 0 | 0 | 0 | 0
[35 empty] | DNP_ID: 2321. Maryland to Wallsend - SAO Oct 08 | Maryland 132_11kV Tx1 | Wallsend 33_11kV Tx3 | 0 | 0 | 0.16864 | 0 | 0 | 0 | 0 | 0 | 0 | 0 | 0 | 0 | 0 | 0 | 0 | 0 | 0 | 0 | 0 | 0 | 0 | 0 | 0 | 0 | 0 | 0 | 0 | 0 | 0 | 0 | 0 | 0
| 0 | [33 empty] | DNP_ID: 2321. Maryland to Wallsend - SAO Oct 08 | Maryland 132_11kV Tx2 | Wallsend 33_11kV Tx2 | 0 | 0 | 0.23146 | 0 | 0 | 0 | 0 | 0 | 0 | 0 | 0 | 0 | 0 | 0 | 0 | 0 | 0 | 0 | 0 | 0 | 0 | 0 | 0 | 0 | 0 | 0 | 0 | 0 | 0 | 0 | 0 | 0
| Diversity Factor: 0 | [33 empty] | DNP_ID: 2321. Maryland to Wallsend - SAO Oct 08 | Maryland 132_11kV Tx2 | Wallsend 33_11kV Tx3 | 0 | 0 | 0.23146 | 0 | 0 | 0 | 0 | 0 | 0 | 0 | 0 | 0 | 0 | 0 | 0 | 0 | 0 | 0 | 0 | 0 | 0 | 0 | 0 | 0 | 0 | 0 | 0 | 0 | 0 | 0 | 0 | 0
[35 empty] | DNP_ID: 2330. Wallsend to Maryland 16/11/06 | Wallsend 33_11kV Tx2 | Maryland 132_11kV Tx1 | 0.73881 | 0 | 0 | 0 | 0 | 0 | 0 | 0 | 0 | 0 | 0 | 0 | 0 | 0 | 0 | 0 | 0 | 0 | 0 | 0 | 0 | 0 | 0 | 0 | 0 | 0 | 0 | 0 | 0 | 0 | 0 | 0
[35 empty] | DNP_ID: 2330. Wallsend to Maryland 16/11/06 | Wallsend 33_11kV Tx2 | Maryland 132_11kV Tx2 | 1.014 | 0 | 0 | 0 | 0 | 0 | 0 | 0 | 0 | 0 | 0 | 0 | 0 | 0 | 0 | 0 | 0 | 0 | 0 | 0 | 0 | 0 | 0 | 0 | 0 | 0 | 0 | 0 | 0 | 0 | 0 | 0
[35 empty] | DNP_ID: 2330. Wallsend to Maryland 16/11/06 | Wallsend 33_11kV Tx3 | Maryland 132_11kV Tx1 | 0.73881 | 0 | 0 | 0 | 0 | 0 | 0 | 0 | 0 | 0 | 0 | 0 | 0 | 0 | 0 | 0 | 0 | 0 | 0 | 0 | 0 | 0 | 0 | 0 | 0 | 0 | 0 | 0 | 0 | 0 | 0 | 0
| Weather Correction and Public Holiday Factors | [8 empty] | Forecast ROG | [24 empty] | DNP_ID: 2330. Wallsend to Maryland 16/11/06 | Wallsend 33_11kV Tx3 | Maryland 132_11kV Tx2 | 1.014 | 0 | 0 | 0 | 0 | 0 | 0 | 0 | 0 | 0 | 0 | 0 | 0 | 0 | 0 | 0 | 0 | 0 | 0 | 0 | 0 | 0 | 0 | 0 | 0 | 0 | 0 | 0 | 0 | 0 | 0 | 0
[10 empty] | ROG Justification | [24 empty] | DNP_ID: 7094. Edgeworth - New 11kV feeder and upgrade works | Maryland 132_11kV Tx2 | Edgeworth 33_11kV Tx1 | 0 | 0 | 0 | 0 | 0 | 0 | 0 | 0.28579 | 0 | 0 | 0 | 0 | 0 | 0 | 0 | 0 | 0 | 0 | 0 | 0 | 0 | 0 | 0 | 0 | 0 | 0 | 0 | 0 | 0 | 0 | 0 | 0
| Actual loads for season 2013 have been weather corrected by the following: | [6 empty] | 2.875% |  | Rog Capped +/-5% | [24 empty] | DNP_ID: 7094. Edgeworth - New 11kV feeder and upgrade works | Maryland 132_11kV Tx2 | Edgeworth 33_11kV Tx2 | 0 | 0 | 0 | 0 | 0 | 0 | 0 | 0.28579 | 0 | 0 | 0 | 0 | 0 | 0 | 0 | 0 | 0 | 0 | 0 | 0 | 0 | 0 | 0 | 0 | 0 | 0 | 0 | 0 | 0 | 0 | 0 | 0 | Rog Capped +/-5%
[35 empty] | HVCON_ID: 2000167. Blue Gum Hills |  | Maryland 132_11kV Tx1 | 0 | 0 | 0.37583 | 0 | 0 | 0 | 0 | 0 | 0 | 0 | 0 | 0 | 0 | 0 | 0 | 0 | 0 | 0 | 0 | 0 | 0 | 0 | 0 | 0 | 0 | 0 | 0 | 0 | 0 | 0 | 0 | 0
[35 empty] | HVCON_ID: 2000167. Blue Gum Hills |  | Maryland 132_11kV Tx2 | 0 | 0 | 0.51583 | 0 | 0 | 0 | 0 | 0 | 0 | 0 | 0 | 0 | 0 | 0 | 0 | 0 | 0 | 0 | 0 | 0 | 0 | 0 | 0 | 0 | 0 | 0 | 0 | 0 | 0 | 0 | 0 | 0
1 | 2 | 3 | 4 | 5 | 6 | 7 | 8 | 9 | 10 | 2014 | 2015 | 2016 | 2017 | 2018 | 2019 | 2020 | 2021 | 2022 | 2023 | 2024 | 2025 | 2026 | 2027 | 2028 | 2029 | 2030 | 2031 | 2032 | 2033 | 2034 | 2035 | 2036 | 2037 | 2038 | HVCON_ID: 2000168. 295/07 - Cameron Park, Kalinya Close Walter Mining Workshop |  | Maryland 132_11kV Tx1 | 0 | 0 | 0.28187 | 0 | 0 | 0 | 0 | 0 | 0 | 0 | 0 | 0 | 0 | 0 | 0 | 0 | 0 | 0 | 0 | 0 | 0 | 0 | 0 | 0 | 0 | 0 | 0 | 0 | 0 | 0 | 0 | 0
0.95 | 0.9025 | 0.87242 | 0.85789 | 0.85789 | 0.85789 | 0.85789 | 0.85789 | 0.85789 | 0.85789 | -5% | -5% | -3.333% | -1.666% | 0% | 0% | 0% | 0% | 0% | 0% | 0% | 0% | 0% | 0% | 0% | 0% | 0% | 0% | 0% | 0% | 0% | 0% | 0% | 0% | 0% | HVCON_ID: 2000168. 295/07 - Cameron Park, Kalinya Close Walter Mining Workshop |  | Maryland 132_11kV Tx2 | 0 | 0 | 0.38687 | 0 | 0 | 0 | 0 | 0 | 0 | 0 | 0 | 0 | 0 | 0 | 0 | 0 | 0 | 0 | 0 | 0 | 0 | 0 | 0 | 0 | 0 | 0 | 0 | 0 | 0 | 0 | 0 | 0
[35 empty] | HVCON_ID: 2000169. 75/09 - "HDWB Wallsend" |  | Maryland 132_11kV Tx1 | 0 | 0 | 0 | 0 | 0.33969 | 0 | 0 | 0 | 0 | 0 | 0 | 0 | 0 | 0 | 0 | 0 | 0 | 0 | 0 | 0 | 0 | 0 | 0 | 0 | 0 | 0 | 0 | 0 | 0 | 0 | 0 | 0
| Substation Load Detail | [33 empty] | HVCON_ID: 2000169. 75/09 - "HDWB Wallsend" |  | Maryland 132_11kV Tx2 | 0 | 0 | 0 | 0 | 0.46623 | 0 | 0 | 0 | 0 | 0 | 0 | 0 | 0 | 0 | 0 | 0 | 0 | 0 | 0 | 0 | 0 | 0 | 0 | 0 | 0 | 0 | 0 | 0 | 0 | 0 | 0 | 0
[35 empty] | HVCON_ID: 2000170. HP310/11 Fletcher Supermarket |  | Maryland 132_11kV Tx1 | 0 | 0 | 0 | 0 | 0 | 0 | 0.17346 | 0 | 0 | 0 | 0 | 0 | 0 | 0 | 0 | 0 | 0 | 0 | 0 | 0 | 0 | 0 | 0 | 0 | 0 | 0 | 0 | 0 | 0 | 0 | 0 | 0
[7 empty] | Units | 2013 |  | 2014 | 2015 | 2016 | 2017 | 2018 | 2019 | 2020 | 2021 | 2022 | 2023 | 2024 | 2025 | 2026 | 2027 | 2028 | 2029 | 2030 | 2031 | 2032 | 2033 | 2034 | 2035 | 2036 | 2037 | 2038 | HVCON_ID: 2000170. HP310/11 Fletcher Supermarket |  | Maryland 132_11kV Tx2 | 0 | 0 | 0 | 0 | 0 | 0 | 0.23807 | 0 | 0 | 0 | 0 | 0 | 0 | 0 | 0 | 0 | 0 | 0 | 0 | 0 | 0 | 0 | 0 | 0 | 0 | 0 | 0 | 0 | 0 | 0 | 0 | 0
1 | Maryland 132_11kV | Compensated |  | Load (LV side) |  |  | Amps | 0 |  | 647.6755 | 614.7405 | 597.8584 | 595.176 | 605.0873 | 626.3158 | 656.7696 | 683.9452 | 710.7751 | 738.3637 | 765.586 | 795.2006 | 825.2137 | 856.5898 | 888.9834 | 921.556 | 954.384 | 987.7741 | 1021.733 | 1056.271 | 1091.393 | 1127.109 | 1163.425 | 1200.351 | 1237.895 | HVCON_ID: 2013143. Summerhill Generator 2MW on Maryland feeder 33777 was installed during 2009/10. It remains connected to Maryland feeder 33777. It exports approximately 2MW consistently. System number is 44112. |  | Maryland 132_11kV Tx2 | 0 | 0 | 0 | -1.5433 | 0 | 0 | 0 | 0 | 0 | 0 | 0 | 0 | 0 | 0 | 0 | 0 | 0 | 0 | 0 | 0 | 0 | 0 | 0 | 0 | 0 | 0 | 0 | 0 | 0 | 0 | 0 | 0
|  |  |  | Apparent Power |  |  | MVA | 12.892 | 13.61 | 12.3399 | 11.7124 | 11.3907 | 11.3396 | 11.5285 | 11.9329 | 12.5131 | 13.0309 | 13.5421 | 14.0677 | 14.5864 | 15.1506 | 15.7224 | 16.3202 | 16.9374 | 17.558 | 18.1835 | 18.8196 | 19.4666 | 20.1247 | 20.7938 | 21.4743 | 22.1662 | 22.8698 | 23.5851 | Econometric |  | Maryland 132_11kV Tx1 | 0 | 0 | 0 | 0 | 0 | 0 | 0 | 0 | 0 | 0.069279 | 0.12624 | 0.18434 | 0.28355 | 0.31383 | 0.2747 | 0.2787 | 0.28275 | 0.28686 | 0.29102 | 0.29524 | 0.29951 | 0.30385 | 0.30824 | 0.31269 | 0.31721 | 0.32178 | 0.32642 | 0.33112 | 0.33588 | 0.34071 | 0.3456 | 0.35056
|  |  |  | Real Power |  |  | MW | 12.528 | 13.2257 | 11.9915 | 11.3817 | 11.0691 | 11.0195 | 11.203 | 11.596 | 12.1598 | 12.663 | 13.1597 | 13.6705 | 14.1745 | 14.7228 | 15.2785 | 15.8594 | 16.4592 | 17.0622 | 17.67 | 18.2883 | 18.917 | 19.5565 | 20.2067 | 20.868 | 21.5404 | 22.224 | 22.9192 | Econometric |  | Maryland 132_11kV Tx2 | 0 | 0 | 0 | 0 | 0 | 0 | 0 | 0 | 0 | 0.095085 | 0.17327 | 0.253 | 0.38918 | 0.43073 | 0.37703 | 0.38252 | 0.38807 | 0.39371 | 0.39942 | 0.40521 | 0.41108 | 0.41703 | 0.42306 | 0.42917 | 0.43537 | 0.44165 | 0.44801 | 0.45446 | 0.461 | 0.46763 | 0.47434 | 0.48115
|  |  |  | Reactive Power |  |  | MVAr | 0 |  | 2.9116 | 2.7635 | 2.6876 | 2.6756 | 2.7201 | 2.8156 | 2.9525 | 3.0746 | 3.1952 | 3.3193 | 3.4416 | 3.5748 | 3.7097 | 3.8507 | 3.9964 | 4.1428 | 4.2904 | 4.4405 | 4.5931 | 4.7484 | 4.9063 | 5.0668 | 5.2301 | 5.3961 | 5.5649 | Energy Efficiency |  | Maryland 132_11kV Tx1 | 0 | 0 | 0 | 0 | 0 | 0 | 0 | -0.0076067 | -0.004244 | -0.040091 | -0.06555 | -0.1023 | -0.11027 | -0.069268 | -0.056468 | -0.063239 | -0.061198 | -0.068245 | -0.053196 | -0.054214 | -0.047545 | -0.043707 | -0.046664 | -0.049065 | -0.049065 | -0.049065 | -0.049065 | -0.049065 | -0.049065 | -0.049065 | -0.049065 | -0.049065
|  |  |  | Capacitors In Service |  |  | MVAr | 0 |  | 0 | 0 | 0 | 0 | 0 | 0 | 0 | 0 | 0 | 0 | 0 | 0 | 0 | 0 | 0 | 0 | 0 | 0 | 0 | 0 | 0 | 0 | 0 | 0 | 0 | Energy Efficiency |  | Maryland 132_11kV Tx2 | 0 | 0 | 0 | 0 | 0 | 0 | 0 | -0.01044 | -0.0058249 | -0.055024 | -0.089968 | -0.14041 | -0.15135 | -0.09507 | -0.077502 | -0.086796 | -0.083994 | -0.093666 | -0.073012 | -0.074409 | -0.065255 | -0.059988 | -0.064047 | -0.067342 | -0.067342 | -0.067342 | -0.067342 | -0.067342 | -0.067342 | -0.067342 | -0.067342 | -0.067342
|  |  |  | PF |  |  |  | 0.97177 |  | 0.97176 | 0.97176 | 0.97176 | 0.97176 | 0.97176 | 0.97176 | 0.97176 | 0.97176 | 0.97176 | 0.97176 | 0.97176 | 0.97176 | 0.97176 | 0.97176 | 0.97176 | 0.97176 | 0.97176 | 0.97176 | 0.97176 | 0.97176 | 0.97176 | 0.97176 | 0.97176 | 0.97176 | 0.97176 | Solar PV |  | Maryland 132_11kV Tx1 | 0 | 0 | 0 | 0 | 0 | 0 | 0 | 0 | 0 | 0 | 0 | 0 | 0 | 0 | 0 | 0 | 0 | 0 | 0 | 0 | 0 | 0 | 0 | 0 | 0 | 0 | 0 | 0 | 0 | 0 | 0 | 0
0.92389 | Diversity Factor: 0.92 | Uncompensated |  | Reactive Power |  |  | MVAr | 0 | 3.2113 | 2.9116 | 2.7635 | 2.6876 | 2.6756 | 2.7201 | 2.8156 | 2.9525 | 3.0746 | 3.1952 | 3.3193 | 3.4416 | 3.5748 | 3.7097 | 3.8507 | 3.9964 | 4.1428 | 4.2904 | 4.4405 | 4.5931 | 4.7484 | 4.9063 | 5.0668 | 5.2301 | 5.3961 | 5.5649 | Solar PV |  | Maryland 132_11kV Tx2 | 0 | 0 | 0 | 0 | 0 | 0 | 0 | 0 | 0 | 0 | 0 | 0 | 0 | 0 | 0 | 0 | 0 | 0 | 0 | 0 | 0 | 0 | 0 | 0 | 0 | 0 | 0 | 0 | 0 | 0 | 0 | 0
|  |  |  | PF |  |  |  | 0.97177 |  | 0.97176 | 0.97176 | 0.97176 | 0.97176 | 0.97176 | 0.97176 | 0.97176 | 0.97176 | 0.97176 | 0.97176 | 0.97176 | 0.97176 | 0.97176 | 0.97176 | 0.97176 | 0.97176 | 0.97176 | 0.97176 | 0.97176 | 0.97176 | 0.97176 | 0.97176 | 0.97176 | 0.97176 | 0.97176
[10 empty] | 1 | 2 | 3 | 4 | 5 | 6 | 7 | 8 | 9 | 10 | 11 | 12 | 13 | 14 | 15 | 16 | 17 | 18 | 19 | 20 | 21 | 22 | 23 | 24 | 25
Transformer Load Detail
[7 empty] | Units | 2013 |  | 2014 | 2015 | 2016 | 2017 | 2018 | 2019 | 2020 | 2021 | 2022 | 2023 | 2024 | 2025 | 2026 | 2027 | 2028 | 2029 | 2030 | 2031 | 2032 | 2033 | 2034 | 2035 | 2036 | 2037 | 2038
| 0 | Compensated |  | Load (LV side) |  |  | Amps
|  |  |  | Apparent Power |  |  | MVA
|  |  |  | Real Power |  |  | MW
|  |  |  | Reactive Power |  |  | MVAr
|  |  |  | Capacitors In Service |  |  | MVAr
PF
| Zone Div: | Uncompensated |  | Reactive Power |  |  | MVAr
PF
| 0 | Compensated |  | Load (LV side) |  |  | Amps
|  |  |  | Apparent Power |  |  | MVA
|  |  |  | Real Power |  |  | MW
|  |  |  | Reactive Power |  |  | MVAr
|  |  |  | Capacitors In Service |  |  | MVAr
PF
| Zone Div: | Uncompensated |  | Reactive Power |  |  | MVAr
PF
| 0 | Compensated |  | Load (LV side) |  |  | Amps
|  |  |  | Apparent Power |  |  | MVA
|  |  |  | Real Power |  |  | MW
|  |  |  | Reactive Power |  |  | MVAr
|  |  |  | Capacitors In Service |  |  | MVAr
PF
| Zone Div: | Uncompensated |  | Reactive Power |  |  | MVAr
PF
| 0 | Compensated |  | Load (LV side) |  |  | Amps
|  |  |  | Apparent Power |  |  | MVA
|  |  |  | Real Power |  |  | MW
|  |  |  | Reactive Power |  |  | MVAr
|  |  |  | Capacitors In Service |  |  | MVAr
PF
| Zone Div: | Uncompensated |  | Reactive Power |  |  | MVAr
PF
| 0 | Compensated |  | Load (LV side) |  |  | Amps
|  |  |  | Apparent Power |  |  | MVA
|  |  |  | Real Power |  |  | MW
|  |  |  | Reactive Power |  |  | MVAr
|  |  |  | Capacitors In Service |  |  | MVAr
PF
| Zone Div: | Uncompensated |  | Reactive Power |  |  | MVAr
PF
| 0 | Compensated |  | Load (LV side) |  |  | Amps
|  |  |  | Apparent Power |  |  | MVA
|  |  |  | Real Power |  |  | MW
|  |  |  | Reactive Power |  |  | MVAr
|  |  |  | Capacitors In Service |  |  | MVAr
PF
| Zone Div: | Uncompensated |  | Reactive Power |  |  | MVAr
PF
| 0 | Compensated |  | Load (LV side) |  |  | Amps
|  |  |  | Apparent Power |  |  | MVA
|  |  |  | Real Power |  |  | MW
|  |  |  | Reactive Power |  |  | MVAr
|  |  |  | Capacitors In Service |  |  | MVAr
PF
| Zone Div: | Uncompensated |  | Reactive Power |  |  | MVAr
PF
| 0 | Compensated |  | Load (LV side) |  |  | Amps
|  |  |  | Apparent Power |  |  | MVA
|  |  |  | Real Power |  |  | MW
|  |  |  | Reactive Power |  |  | MVAr
|  |  |  | Capacitors In Service |  |  | MVAr
PF
| Zone Div: | Uncompensated |  | Reactive Power |  |  | MVAr
PF
| 0 | Compensated |  | Load (LV side) |  |  | Amps
|  |  |  | Apparent Power |  |  | MVA
|  |  |  | Real Power |  |  | MW
|  |  |  | Reactive Power |  |  | MVAr
|  |  |  | Capacitors In Service |  |  | MVAr
PF
| Zone Div: | Uncompensated |  | Reactive Power |  |  | MVAr
PF
| 0 | Compensated |  | Load (LV side) |  |  | Amps
|  |  |  | Apparent Power |  |  | MVA
|  |  |  | Real Power |  |  | MW
|  |  |  | Reactive Power |  |  | MVAr
|  |  |  | Capacitors In Service |  |  | MVAr
PF
| Zone Div: | Uncompensated |  | Reactive Power |  |  | MVAr
PF

## Customer45
| Customer45 | [16 empty] | 2014 | WINTER
| Substation Total Loads | [33 empty] | Spots & Transfers Detail
| Historical Loads | MVA | [7 empty] | Weather Corrected Forecast Loads |  |  |  | MVA | [20 empty] | Spots & Transfers Summary | MVA |  | Historical Spots & Transfers | [6 empty] | Forecast Spots & Transfers
|  | 2007 | 2008 | 2009 | 2010 | 2011 | 2012 | 2013 |  | 2014 | 2015 | 2016 | 2017 | 2018 | 2019 | 2020 | 2021 | 2022 | 2023 | 2024 | 2025 | 2026 | 2027 | 2028 | 2029 | 2030 | 2031 | 2032 | 2033 | 2034 | 2035 | 2036 | 2037 | 2038 |  |  |  | 2007 | 2008 | 2009 | 2010 | 2011 | 2012 | 2013 | 2014 | 2015 | 2016 | 2017 | 2018 | 2019 | 2020 | 2021 | 2022 | 2023 | 2024 | 2025 | 2026 | 2027 | 2028 | 2029 | 2030 | 2031 | 2032 | 2033 | 2034 | 2035 | 2036 | 2037 | 2038
| Total |  |  |  |  | 5.319 | 5.086 | 5.128 |  | 5.128 | 5.128 | 5.128 | 5.128 | 5.128 | 5.128 | 5.128 | 5.128 | 5.128 | 5.128 | 5.128 | 5.128 | 5.128 | 5.128 | 5.128 | 5.128 | 5.128 | 5.128 | 5.128 | 5.128 | 5.128 | 5.128 | 5.128 | 5.128 | 5.128 |  |  | Total
Firm Rating
| Total Capacity | [36 empty] | 0 | 0 | 0 | 0 | 0 | 0 | 0 | 0 | 0 | 0 | 0 | 0 | 0 | 0 | 0 | 0 | 0 | 0 | 0 | 0 | 0 | 0 | 0 | 0 | 0 | 0 | 0 | 0 | 0 | 0 | 0 | 0
|  | -7 | -6 | -5 | -4 | -3 | -2 | -1 |  | 0 | 1 | 2 | 3 | 4 | 5 | 6 | 7 | 8 | 9 | 10 | 11 | 12 | 13 | 14 | 15 | 16 | 17 | 18 | 19 | 20 | 21 | 22 | 23 | 24 |  |  |  | 0 | 0 | 0 | 0 | 0 | 0 | 0 | 0 | 0 | 0 | 0 | 0 | 0 | 0 | 0 | 0 | 0 | 0 | 0 | 0 | 0 | 0 | 0 | 0 | 0 | 0 | 0 | 0 | 0 | 0 | 0 | 0
| Transformer Loads | [36 empty] | 0 | 0 | 0 | 0 | 0 | 0 | 0 | 0 | 0 | 0 | 0 | 0 | 0 | 0 | 0 | 0 | 0 | 0 | 0 | 0 | 0 | 0 | 0 | 0 | 0 | 0 | 0 | 0 | 0 | 0 | 0 | 0
| Historical Loads | MVA | [7 empty] | Weather Corrected Forecast Loads |  |  |  | MVA | [23 empty] | 0 | 0 | 0 | 0 | 0 | 0 | 0 | 0 | 0 | 0 | 0 | 0 | 0 | 0 | 0 | 0 | 0 | 0 | 0 | 0 | 0 | 0 | 0 | 0 | 0 | 0 | 0 | 0 | 0 | 0 | 0 | 0
|  | 2007 | 2008 | 2009 | 2010 | 2011 | 2012 | 2013 |  | 2014 | 2015 | 2016 | 2017 | 2018 | 2019 | 2020 | 2021 | 2022 | 2023 | 2024 | 2025 | 2026 | 2027 | 2028 | 2029 | 2030 | 2031 | 2032 | 2033 | 2034 | 2035 | 2036 | 2037 | 2038 |  |  |  | 0 | 0 | 0 | 0 | 0 | 0 | 0 | 0 | 0 | 0 | 0 | 0 | 0 | 0 | 0 | 0 | 0 | 0 | 0 | 0 | 0 | 0 | 0 | 0 | 0 | 0 | 0 | 0 | 0 | 0 | 0 | 0
| 0 | [36 empty] | 0 | 0 | 0 | 0 | 0 | 0 | 0 | 0 | 0 | 0 | 0 | 0 | 0 | 0 | 0 | 0 | 0 | 0 | 0 | 0 | 0 | 0 | 0 | 0 | 0 | 0 | 0 | 0 | 0 | 0 | 0 | 0
| Diversity Factor: 0 | [36 empty] | 0 | 0 | 0 | 0 | 0 | 0 | 0 | 0 | 0 | 0 | 0 | 0 | 0 | 0 | 0 | 0 | 0 | 0 | 0 | 0 | 0 | 0 | 0 | 0 | 0 | 0 | 0 | 0 | 0 | 0 | 0 | 0
[38 empty] | 0 | 0 | 0 | 0 | 0 | 0 | 0 | 0 | 0 | 0 | 0 | 0 | 0 | 0 | 0 | 0 | 0 | 0 | 0 | 0 | 0 | 0 | 0 | 0 | 0 | 0 | 0 | 0 | 0 | 0 | 0 | 0
[38 empty] | 0 | 0 | 0 | 0 | 0 | 0 | 0 | 0 | 0 | 0 | 0 | 0 | 0 | 0 | 0 | 0 | 0 | 0 | 0 | 0 | 0 | 0 | 0 | 0 | 0 | 0 | 0 | 0 | 0 | 0 | 0 | 0
| 0 | [36 empty] | 0 | 0 | 0 | 0 | 0 | 0 | 0 | 0 | 0 | 0 | 0 | 0 | 0 | 0 | 0 | 0 | 0 | 0 | 0 | 0 | 0 | 0 | 0 | 0 | 0 | 0 | 0 | 0 | 0 | 0 | 0 | 0
Diversity Factor: 0
[38 empty] | Historical Spots & Transfers | [6 empty] | Forecast Spots & Transfers
[35 empty] | Project Name | From | To | 2007 | 2008 | 2009 | 2010 | 2011 | 2012 | 2013 | 2014 | 2015 | 2016 | 2017 | 2018 | 2019 | 2020 | 2021 | 2022 | 2023 | 2024 | 2025 | 2026 | 2027 | 2028 | 2029 | 2030 | 2031 | 2032 | 2033 | 2034 | 2035 | 2036 | 2037 | 2038
0
Diversity Factor: 0
0
Diversity Factor: 0
0
Diversity Factor: 0
0
Diversity Factor: 0
0
Diversity Factor: 0
0
Diversity Factor: 0
0
Diversity Factor: 0
0
Diversity Factor: 0
| Weather Correction and Public Holiday Factors | [8 empty] | Forecast ROG
ROG Justification
| Actual loads for season 2013 have been weather corrected by the following: | [6 empty] | 0% |  | N/A | [59 empty] | N/A
1 | 2 | 3 | 4 | 5 | 6 | 7 | 8 | 9 | 10 | 2014 | 2015 | 2016 | 2017 | 2018 | 2019 | 2020 | 2021 | 2022 | 2023 | 2024 | 2025 | 2026 | 2027 | 2028 | 2029 | 2030 | 2031 | 2032 | 2033 | 2034 | 2035 | 2036 | 2037 | 2038
1 | 1 | 1 | 1 | 1 | 1 | 1 | 1 | 1 | 1 | 0% | 0% | 0% | 0% | 0% | 0% | 0% | 0% | 0% | 0% | 0% | 0% | 0% | 0% | 0% | 0% | 0% | 0% | 0% | 0% | 0% | 0% | 0% | 0% | 0%
Substation Load Detail
[7 empty] | Units | 2013 |  | 2014 | 2015 | 2016 | 2017 | 2018 | 2019 | 2020 | 2021 | 2022 | 2023 | 2024 | 2025 | 2026 | 2027 | 2028 | 2029 | 2030 | 2031 | 2032 | 2033 | 2034 | 2035 | 2036 | 2037 | 2038
1 | Customer45 | Compensated |  | Load (LV side) |  |  | Amps | 90 |  | 90 | 90 | 90 | 90 | 90 | 90 | 90 | 90 | 90 | 90 | 90 | 90 | 90 | 90 | 90 | 90 | 90 | 90 | 90 | 90 | 90 | 90 | 90 | 90 | 90
|  |  |  | Apparent Power |  |  | MVA | 5.128 |  | 5.128 | 5.128 | 5.128 | 5.128 | 5.128 | 5.128 | 5.128 | 5.128 | 5.128 | 5.128 | 5.128 | 5.128 | 5.128 | 5.128 | 5.128 | 5.128 | 5.128 | 5.128 | 5.128 | 5.128 | 5.128 | 5.128 | 5.128 | 5.128 | 5.128
|  |  |  | Real Power |  |  | MW | 4.6152 |  | 4.6152 | 4.6152 | 4.6152 | 4.6152 | 4.6152 | 4.6152 | 4.6152 | 4.6152 | 4.6152 | 4.6152 | 4.6152 | 4.6152 | 4.6152 | 4.6152 | 4.6152 | 4.6152 | 4.6152 | 4.6152 | 4.6152 | 4.6152 | 4.6152 | 4.6152 | 4.6152 | 4.6152 | 4.6152
|  |  |  | Reactive Power |  |  | MVAr | 2.2352 |  | 2.2352 | 2.2352 | 2.2352 | 2.2352 | 2.2352 | 2.2352 | 2.2352 | 2.2352 | 2.2352 | 2.2352 | 2.2352 | 2.2352 | 2.2352 | 2.2352 | 2.2352 | 2.2352 | 2.2352 | 2.2352 | 2.2352 | 2.2352 | 2.2352 | 2.2352 | 2.2352 | 2.2352 | 2.2352
|  |  |  | Capacitors In Service |  |  | MVAr | 0 |  | 0 | 0 | 0 | 0 | 0 | 0 | 0 | 0 | 0 | 0 | 0 | 0 | 0 | 0 | 0 | 0 | 0 | 0 | 0 | 0 | 0 | 0 | 0 | 0 | 0
|  |  |  | PF |  |  |  | 0.9 |  | 0.9 | 0.9 | 0.9 | 0.9 | 0.9 | 0.9 | 0.9 | 0.9 | 0.9 | 0.9 | 0.9 | 0.9 | 0.9 | 0.9 | 0.9 | 0.9 | 0.9 | 0.9 | 0.9 | 0.9 | 0.9 | 0.9 | 0.9 | 0.9 | 0.9
0.55983 | Diversity Factor: 0.56 | Uncompensated |  | Reactive Power |  |  | MVAr | 2.2352 |  | 2.2352 | 2.2352 | 2.2352 | 2.2352 | 2.2352 | 2.2352 | 2.2352 | 2.2352 | 2.2352 | 2.2352 | 2.2352 | 2.2352 | 2.2352 | 2.2352 | 2.2352 | 2.2352 | 2.2352 | 2.2352 | 2.2352 | 2.2352 | 2.2352 | 2.2352 | 2.2352 | 2.2352 | 2.2352
|  |  |  | PF |  |  |  | 0.9 |  | 0.9 | 0.9 | 0.9 | 0.9 | 0.9 | 0.9 | 0.9 | 0.9 | 0.9 | 0.9 | 0.9 | 0.9 | 0.9 | 0.9 | 0.9 | 0.9 | 0.9 | 0.9 | 0.9 | 0.9 | 0.9 | 0.9 | 0.9 | 0.9 | 0.9
[10 empty] | 1 | 2 | 3 | 4 | 5 | 6 | 7 | 8 | 9 | 10 | 11 | 12 | 13 | 14 | 15 | 16 | 17 | 18 | 19 | 20 | 21 | 22 | 23 | 24 | 25
Transformer Load Detail
[7 empty] | Units | 2013 |  | 2014 | 2015 | 2016 | 2017 | 2018 | 2019 | 2020 | 2021 | 2022 | 2023 | 2024 | 2025 | 2026 | 2027 | 2028 | 2029 | 2030 | 2031 | 2032 | 2033 | 2034 | 2035 | 2036 | 2037 | 2038
| 0 | Compensated |  | Load (LV side) |  |  | Amps
|  |  |  | Apparent Power |  |  | MVA
|  |  |  | Real Power |  |  | MW
|  |  |  | Reactive Power |  |  | MVAr
|  |  |  | Capacitors In Service |  |  | MVAr
PF
| Zone Div: | Uncompensated |  | Reactive Power |  |  | MVAr
PF
| 0 | Compensated |  | Load (LV side) |  |  | Amps
|  |  |  | Apparent Power |  |  | MVA
|  |  |  | Real Power |  |  | MW
|  |  |  | Reactive Power |  |  | MVAr
|  |  |  | Capacitors In Service |  |  | MVAr
PF
| Zone Div: | Uncompensated |  | Reactive Power |  |  | MVAr
PF
| 0 | Compensated |  | Load (LV side) |  |  | Amps
|  |  |  | Apparent Power |  |  | MVA
|  |  |  | Real Power |  |  | MW
|  |  |  | Reactive Power |  |  | MVAr
|  |  |  | Capacitors In Service |  |  | MVAr
PF
| Zone Div: | Uncompensated |  | Reactive Power |  |  | MVAr
PF
| 0 | Compensated |  | Load (LV side) |  |  | Amps
|  |  |  | Apparent Power |  |  | MVA
|  |  |  | Real Power |  |  | MW
|  |  |  | Reactive Power |  |  | MVAr
|  |  |  | Capacitors In Service |  |  | MVAr
PF
| Zone Div: | Uncompensated |  | Reactive Power |  |  | MVAr
PF
| 0 | Compensated |  | Load (LV side) |  |  | Amps
|  |  |  | Apparent Power |  |  | MVA
|  |  |  | Real Power |  |  | MW
|  |  |  | Reactive Power |  |  | MVAr
|  |  |  | Capacitors In Service |  |  | MVAr
PF
| Zone Div: | Uncompensated |  | Reactive Power |  |  | MVAr
PF
| 0 | Compensated |  | Load (LV side) |  |  | Amps
|  |  |  | Apparent Power |  |  | MVA
|  |  |  | Real Power |  |  | MW
|  |  |  | Reactive Power |  |  | MVAr
|  |  |  | Capacitors In Service |  |  | MVAr
PF
| Zone Div: | Uncompensated |  | Reactive Power |  |  | MVAr
PF
| 0 | Compensated |  | Load (LV side) |  |  | Amps
|  |  |  | Apparent Power |  |  | MVA
|  |  |  | Real Power |  |  | MW
|  |  |  | Reactive Power |  |  | MVAr
|  |  |  | Capacitors In Service |  |  | MVAr
PF
| Zone Div: | Uncompensated |  | Reactive Power |  |  | MVAr
PF
| 0 | Compensated |  | Load (LV side) |  |  | Amps
|  |  |  | Apparent Power |  |  | MVA
|  |  |  | Real Power |  |  | MW
|  |  |  | Reactive Power |  |  | MVAr
|  |  |  | Capacitors In Service |  |  | MVAr
PF
| Zone Div: | Uncompensated |  | Reactive Power |  |  | MVAr
PF
| 0 | Compensated |  | Load (LV side) |  |  | Amps
|  |  |  | Apparent Power |  |  | MVA
|  |  |  | Real Power |  |  | MW
|  |  |  | Reactive Power |  |  | MVAr
|  |  |  | Capacitors In Service |  |  | MVAr
PF
| Zone Div: | Uncompensated |  | Reactive Power |  |  | MVAr
PF
| 0 | Compensated |  | Load (LV side) |  |  | Amps
|  |  |  | Apparent Power |  |  | MVA
|  |  |  | Real Power |  |  | MW
|  |  |  | Reactive Power |  |  | MVAr
|  |  |  | Capacitors In Service |  |  | MVAr
PF
| Zone Div: | Uncompensated |  | Reactive Power |  |  | MVAr
PF

## Wallsend 33_11kV
| Wallsend 33_11kV | [16 empty] | 2014 | WINTER
[6 empty] | Zone decommissioned |  | 2012-03-30
| Substation Total Loads | [33 empty] | Spots & Transfers Detail
| Historical Loads | (11kV MVA) | [7 empty] | Weather Corrected Forecast Loads |  |  |  | (11kV MVA) | [20 empty] | Spots & Transfers Summary | (11kV MVA) |  | Historical Spots & Transfers | [6 empty] | Forecast Spots & Transfers
|  | 2007 | 2008 | 2009 | 2010 | 2011 | 2012 | 2013 |  | 2014 | 2015 | 2016 | 2017 | 2018 | 2019 | 2020 | 2021 | 2022 | 2023 | 2024 | 2025 | 2026 | 2027 | 2028 | 2029 | 2030 | 2031 | 2032 | 2033 | 2034 | 2035 | 2036 | 2037 | 2038 |  |  |  | 2007 | 2008 | 2009 | 2010 | 2011 | 2012 | 2013 | 2014 | 2015 | 2016 | 2017 | 2018 | 2019 | 2020 | 2021 | 2022 | 2023 | 2024 | 2025 | 2026 | 2027 | 2028 | 2029 | 2030 | 2031 | 2032 | 2033 | 2034 | 2035 | 2036 | 2037 | 2038
| Total | 15.1 | 14.3 | 13.8 | 12 | 6.309 | 0 |  |  | 0 | 0 | 0 | 0 | 0 | 0 | 0 | 0 | 0 | 0 | 0 | 0 | 0 | 0 | 0 | 0 | 0 | 0 | 0 | 0 | 0 | 0 | 0 | 0 | 0 |  |  | Total | -8.5851 | 0 | 0.80021 | 0 | -4.8775 | -8.4974 | 0 | 0 | 0 | 0 | 0 | 0 | 0 | 0 | 0 | 0 | 0 | 0 | 0 | 0 | 0 | 0 | 0 | 0 | 0 | 0 | 0 | 0 | 0 | 0 | 0 | 0
| Firm Rating | 0 | 0 | 0 | 15.2 | 15.2 | 0 | 0 |  | 0 | 0 | 0 | 0 | 0 | 0 | 0 | 0 | 0 | 0 | 0 | 0 | 0 | 0 | 0 | 0 | 0 | 0 | 0 | 0 | 0 | 0 | 0 | 0 | 0
| Total Capacity | 0 | 0 | 0 | 29.47 | 29.47 | 0 | 0 |  | 0 | 0 | 0 | 0 | 0 | 0 | 0 | 0 | 0 | 0 | 0 | 0 | 0 | 0 | 0 | 0 | 0 | 0 | 0 | 0 | 0 | 0 | 0 | 0 | 0 |  |  | Wallsend 33_11kV Tx1 | 0 | 0 | 0 | 0 | 0 | 0 | 0 | 0 | 0 | 0 | 0 | 0 | 0 | 0 | 0 | 0 | 0 | 0 | 0 | 0 | 0 | 0 | 0 | 0 | 0 | 0 | 0 | 0 | 0 | 0 | 0 | 0
|  | -7 | -6 | -5 | -4 | -3 | -2 | -1 |  | 0 | 1 | 2 | 3 | 4 | 5 | 6 | 7 | 8 | 9 | 10 | 11 | 12 | 13 | 14 | 15 | 16 | 17 | 18 | 19 | 20 | 21 | 22 | 23 | 24 |  |  | Wallsend 33_11kV Tx2 | -4.2925 | 0 | 0.4001 | 0 | -2.4387 | -4.2487 | 0 | 0 | 0 | 0 | 0 | 0 | 0 | 0 | 0 | 0 | 0 | 0 | 0 | 0 | 0 | 0 | 0 | 0 | 0 | 0 | 0 | 0 | 0 | 0 | 0 | 0
| Transformer Loads | [35 empty] | Wallsend 33_11kV Tx3 | -4.2925 | 0 | 0.4001 | 0 | -2.4387 | -4.2487 | 0 | 0 | 0 | 0 | 0 | 0 | 0 | 0 | 0 | 0 | 0 | 0 | 0 | 0 | 0 | 0 | 0 | 0 | 0 | 0 | 0 | 0 | 0 | 0 | 0 | 0
| Historical Loads | (11kV MVA) | [7 empty] | Weather Corrected Forecast Loads |  |  |  | (11kV MVA) | [23 empty] | 0 | 0 | 0 | 0 | 0 | 0 | 0 | 0 | 0 | 0 | 0 | 0 | 0 | 0 | 0 | 0 | 0 | 0 | 0 | 0 | 0 | 0 | 0 | 0 | 0 | 0 | 0 | 0 | 0 | 0 | 0 | 0
|  | 2007 | 2008 | 2009 | 2010 | 2011 | 2012 | 2013 |  | 2014 | 2015 | 2016 | 2017 | 2018 | 2019 | 2020 | 2021 | 2022 | 2023 | 2024 | 2025 | 2026 | 2027 | 2028 | 2029 | 2030 | 2031 | 2032 | 2033 | 2034 | 2035 | 2036 | 2037 | 2038 |  |  |  | 0 | 0 | 0 | 0 | 0 | 0 | 0 | 0 | 0 | 0 | 0 | 0 | 0 | 0 | 0 | 0 | 0 | 0 | 0 | 0 | 0 | 0 | 0 | 0 | 0 | 0 | 0 | 0 | 0 | 0 | 0 | 0
| 0 | [36 empty] | 0 | 0 | 0 | 0 | 0 | 0 | 0 | 0 | 0 | 0 | 0 | 0 | 0 | 0 | 0 | 0 | 0 | 0 | 0 | 0 | 0 | 0 | 0 | 0 | 0 | 0 | 0 | 0 | 0 | 0 | 0 | 0
| Diversity Factor: 0 | [36 empty] | 0 | 0 | 0 | 0 | 0 | 0 | 0 | 0 | 0 | 0 | 0 | 0 | 0 | 0 | 0 | 0 | 0 | 0 | 0 | 0 | 0 | 0 | 0 | 0 | 0 | 0 | 0 | 0 | 0 | 0 | 0 | 0
[38 empty] | 0 | 0 | 0 | 0 | 0 | 0 | 0 | 0 | 0 | 0 | 0 | 0 | 0 | 0 | 0 | 0 | 0 | 0 | 0 | 0 | 0 | 0 | 0 | 0 | 0 | 0 | 0 | 0 | 0 | 0 | 0 | 0
[38 empty] | 0 | 0 | 0 | 0 | 0 | 0 | 0 | 0 | 0 | 0 | 0 | 0 | 0 | 0 | 0 | 0 | 0 | 0 | 0 | 0 | 0 | 0 | 0 | 0 | 0 | 0 | 0 | 0 | 0 | 0 | 0 | 0
| 0 | [36 empty] | 0 | 0 | 0 | 0 | 0 | 0 | 0 | 0 | 0 | 0 | 0 | 0 | 0 | 0 | 0 | 0 | 0 | 0 | 0 | 0 | 0 | 0 | 0 | 0 | 0 | 0 | 0 | 0 | 0 | 0 | 0 | 0
Diversity Factor: 0
[38 empty] | Historical Spots & Transfers | [6 empty] | Forecast Spots & Transfers
[35 empty] | Project Name | From | To | 2007 | 2008 | 2009 | 2010 | 2011 | 2012 | 2013 | 2014 | 2015 | 2016 | 2017 | 2018 | 2019 | 2020 | 2021 | 2022 | 2023 | 2024 | 2025 | 2026 | 2027 | 2028 | 2029 | 2030 | 2031 | 2032 | 2033 | 2034 | 2035 | 2036 | 2037 | 2038
| 0 | [33 empty] | DNP_ID: 2179. From Wallsend | Wallsend 33_11kV Tx2 | Jesmond 132_11kV Tx1 | 0 | 0 | 0 | 0 | 1.0834 | 0 | 0 | 0 | 0 | 0 | 0 | 0 | 0 | 0 | 0 | 0 | 0 | 0 | 0 | 0 | 0 | 0 | 0 | 0 | 0 | 0 | 0 | 0 | 0 | 0 | 0 | 0
| Diversity Factor: 0 | [33 empty] | DNP_ID: 2179. From Wallsend | Wallsend 33_11kV Tx2 | Jesmond 132_11kV Tx2 | 0 | 0 | 0 | 0 | 1.3554 | 0 | 0 | 0 | 0 | 0 | 0 | 0 | 0 | 0 | 0 | 0 | 0 | 0 | 0 | 0 | 0 | 0 | 0 | 0 | 0 | 0 | 0 | 0 | 0 | 0 | 0 | 0
[35 empty] | DNP_ID: 2179. From Wallsend | Wallsend 33_11kV Tx3 | Jesmond 132_11kV Tx1 | 0 | 0 | 0 | 0 | 1.0834 | 0 | 0 | 0 | 0 | 0 | 0 | 0 | 0 | 0 | 0 | 0 | 0 | 0 | 0 | 0 | 0 | 0 | 0 | 0 | 0 | 0 | 0 | 0 | 0 | 0 | 0 | 0
[35 empty] | DNP_ID: 2179. From Wallsend | Wallsend 33_11kV Tx3 | Jesmond 132_11kV Tx2 | 0 | 0 | 0 | 0 | 1.3554 | 0 | 0 | 0 | 0 | 0 | 0 | 0 | 0 | 0 | 0 | 0 | 0 | 0 | 0 | 0 | 0 | 0 | 0 | 0 | 0 | 0 | 0 | 0 | 0 | 0 | 0 | 0
| 0 | [33 empty] | DNP_ID: 2317. Wallsend to Maryland 16/11/06 | Wallsend 33_11kV Tx2 | Maryland 132_11kV Tx1 | 0.74283 | 0 | 0 | 0 | 0 | 0 | 0 | 0 | 0 | 0 | 0 | 0 | 0 | 0 | 0 | 0 | 0 | 0 | 0 | 0 | 0 | 0 | 0 | 0 | 0 | 0 | 0 | 0 | 0 | 0 | 0 | 0
| Diversity Factor: 0 | [33 empty] | DNP_ID: 2317. Wallsend to Maryland 16/11/06 | Wallsend 33_11kV Tx2 | Maryland 132_11kV Tx2 | 1.0195 | 0 | 0 | 0 | 0 | 0 | 0 | 0 | 0 | 0 | 0 | 0 | 0 | 0 | 0 | 0 | 0 | 0 | 0 | 0 | 0 | 0 | 0 | 0 | 0 | 0 | 0 | 0 | 0 | 0 | 0 | 0
[35 empty] | DNP_ID: 2317. Wallsend to Maryland 16/11/06 | Wallsend 33_11kV Tx3 | Maryland 132_11kV Tx1 | 0.74283 | 0 | 0 | 0 | 0 | 0 | 0 | 0 | 0 | 0 | 0 | 0 | 0 | 0 | 0 | 0 | 0 | 0 | 0 | 0 | 0 | 0 | 0 | 0 | 0 | 0 | 0 | 0 | 0 | 0 | 0 | 0
[35 empty] | DNP_ID: 2317. Wallsend to Maryland 16/11/06 | Wallsend 33_11kV Tx3 | Maryland 132_11kV Tx2 | 1.0195 | 0 | 0 | 0 | 0 | 0 | 0 | 0 | 0 | 0 | 0 | 0 | 0 | 0 | 0 | 0 | 0 | 0 | 0 | 0 | 0 | 0 | 0 | 0 | 0 | 0 | 0 | 0 | 0 | 0 | 0 | 0
| 0 | [33 empty] | DNP_ID: 2318. 2MVA from Wallsend Sept 2006 | Wallsend 33_11kV Tx2 | Maryland 132_11kV Tx1 | 0.42161 | 0 | 0 | 0 | 0 | 0 | 0 | 0 | 0 | 0 | 0 | 0 | 0 | 0 | 0 | 0 | 0 | 0 | 0 | 0 | 0 | 0 | 0 | 0 | 0 | 0 | 0 | 0 | 0 | 0 | 0 | 0
| Diversity Factor: 0 | [33 empty] | DNP_ID: 2318. 2MVA from Wallsend Sept 2006 | Wallsend 33_11kV Tx2 | Maryland 132_11kV Tx2 | 0.57865 | 0 | 0 | 0 | 0 | 0 | 0 | 0 | 0 | 0 | 0 | 0 | 0 | 0 | 0 | 0 | 0 | 0 | 0 | 0 | 0 | 0 | 0 | 0 | 0 | 0 | 0 | 0 | 0 | 0 | 0 | 0
[35 empty] | DNP_ID: 2318. 2MVA from Wallsend Sept 2006 | Wallsend 33_11kV Tx3 | Maryland 132_11kV Tx1 | 0.42161 | 0 | 0 | 0 | 0 | 0 | 0 | 0 | 0 | 0 | 0 | 0 | 0 | 0 | 0 | 0 | 0 | 0 | 0 | 0 | 0 | 0 | 0 | 0 | 0 | 0 | 0 | 0 | 0 | 0 | 0 | 0
[35 empty] | DNP_ID: 2318. 2MVA from Wallsend Sept 2006 | Wallsend 33_11kV Tx3 | Maryland 132_11kV Tx2 | 0.57865 | 0 | 0 | 0 | 0 | 0 | 0 | 0 | 0 | 0 | 0 | 0 | 0 | 0 | 0 | 0 | 0 | 0 | 0 | 0 | 0 | 0 | 0 | 0 | 0 | 0 | 0 | 0 | 0 | 0 | 0 | 0
| 0 | [33 empty] | DNP_ID: 2321. Maryland to Wallsend - SAO Oct 08 | Maryland 132_11kV Tx1 | Wallsend 33_11kV Tx2 | 0 | 0 | 0.16864 | 0 | 0 | 0 | 0 | 0 | 0 | 0 | 0 | 0 | 0 | 0 | 0 | 0 | 0 | 0 | 0 | 0 | 0 | 0 | 0 | 0 | 0 | 0 | 0 | 0 | 0 | 0 | 0 | 0
| Diversity Factor: 0 | [33 empty] | DNP_ID: 2321. Maryland to Wallsend - SAO Oct 08 | Maryland 132_11kV Tx1 | Wallsend 33_11kV Tx3 | 0 | 0 | 0.16864 | 0 | 0 | 0 | 0 | 0 | 0 | 0 | 0 | 0 | 0 | 0 | 0 | 0 | 0 | 0 | 0 | 0 | 0 | 0 | 0 | 0 | 0 | 0 | 0 | 0 | 0 | 0 | 0 | 0
[35 empty] | DNP_ID: 2321. Maryland to Wallsend - SAO Oct 08 | Maryland 132_11kV Tx2 | Wallsend 33_11kV Tx2 | 0 | 0 | 0.23146 | 0 | 0 | 0 | 0 | 0 | 0 | 0 | 0 | 0 | 0 | 0 | 0 | 0 | 0 | 0 | 0 | 0 | 0 | 0 | 0 | 0 | 0 | 0 | 0 | 0 | 0 | 0 | 0 | 0
[35 empty] | DNP_ID: 2321. Maryland to Wallsend - SAO Oct 08 | Maryland 132_11kV Tx2 | Wallsend 33_11kV Tx3 | 0 | 0 | 0.23146 | 0 | 0 | 0 | 0 | 0 | 0 | 0 | 0 | 0 | 0 | 0 | 0 | 0 | 0 | 0 | 0 | 0 | 0 | 0 | 0 | 0 | 0 | 0 | 0 | 0 | 0 | 0 | 0 | 0
| 0 | [33 empty] | DNP_ID: 2330. Wallsend to Maryland 16/11/06 | Wallsend 33_11kV Tx2 | Maryland 132_11kV Tx1 | 0.73881 | 0 | 0 | 0 | 0 | 0 | 0 | 0 | 0 | 0 | 0 | 0 | 0 | 0 | 0 | 0 | 0 | 0 | 0 | 0 | 0 | 0 | 0 | 0 | 0 | 0 | 0 | 0 | 0 | 0 | 0 | 0
| Diversity Factor: 0 | [33 empty] | DNP_ID: 2330. Wallsend to Maryland 16/11/06 | Wallsend 33_11kV Tx2 | Maryland 132_11kV Tx2 | 1.014 | 0 | 0 | 0 | 0 | 0 | 0 | 0 | 0 | 0 | 0 | 0 | 0 | 0 | 0 | 0 | 0 | 0 | 0 | 0 | 0 | 0 | 0 | 0 | 0 | 0 | 0 | 0 | 0 | 0 | 0 | 0
[35 empty] | DNP_ID: 2330. Wallsend to Maryland 16/11/06 | Wallsend 33_11kV Tx3 | Maryland 132_11kV Tx1 | 0.73881 | 0 | 0 | 0 | 0 | 0 | 0 | 0 | 0 | 0 | 0 | 0 | 0 | 0 | 0 | 0 | 0 | 0 | 0 | 0 | 0 | 0 | 0 | 0 | 0 | 0 | 0 | 0 | 0 | 0 | 0 | 0
[35 empty] | DNP_ID: 2330. Wallsend to Maryland 16/11/06 | Wallsend 33_11kV Tx3 | Maryland 132_11kV Tx2 | 1.014 | 0 | 0 | 0 | 0 | 0 | 0 | 0 | 0 | 0 | 0 | 0 | 0 | 0 | 0 | 0 | 0 | 0 | 0 | 0 | 0 | 0 | 0 | 0 | 0 | 0 | 0 | 0 | 0 | 0 | 0 | 0
| 0 | [33 empty] | DNP_ID: 2333. All Load to Jesmond | Wallsend 33_11kV Tx2 | Jesmond 132_11kV Tx1 | 0 | 0 | 0 | 0 | 0 | 0.71096 | 0 | 0 | 0 | 0 | 0 | 0 | 0 | 0 | 0 | 0 | 0 | 0 | 0 | 0 | 0 | 0 | 0 | 0 | 0 | 0 | 0 | 0 | 0 | 0 | 0 | 0
| Diversity Factor: 0 | [33 empty] | DNP_ID: 2333. All Load to Jesmond | Wallsend 33_11kV Tx2 | Jesmond 132_11kV Tx2 | 0 | 0 | 0 | 0 | 0 | 0.88945 | 0 | 0 | 0 | 0 | 0 | 0 | 0 | 0 | 0 | 0 | 0 | 0 | 0 | 0 | 0 | 0 | 0 | 0 | 0 | 0 | 0 | 0 | 0 | 0 | 0 | 0
[35 empty] | DNP_ID: 2333. All Load to Jesmond | Wallsend 33_11kV Tx3 | Jesmond 132_11kV Tx1 | 0 | 0 | 0 | 0 | 0 | 0.71096 | 0 | 0 | 0 | 0 | 0 | 0 | 0 | 0 | 0 | 0 | 0 | 0 | 0 | 0 | 0 | 0 | 0 | 0 | 0 | 0 | 0 | 0 | 0 | 0 | 0 | 0
[35 empty] | DNP_ID: 2333. All Load to Jesmond | Wallsend 33_11kV Tx3 | Jesmond 132_11kV Tx2 | 0 | 0 | 0 | 0 | 0 | 0.88945 | 0 | 0 | 0 | 0 | 0 | 0 | 0 | 0 | 0 | 0 | 0 | 0 | 0 | 0 | 0 | 0 | 0 | 0 | 0 | 0 | 0 | 0 | 0 | 0 | 0 | 0
| 0 | [33 empty] | DNP_ID: 2334. All Load to Jesmond | Wallsend 33_11kV Tx2 | Jesmond 132_11kV Tx1 | 0 | 0 | 0 | 0 | 0 | 1.1765 | 0 | 0 | 0 | 0 | 0 | 0 | 0 | 0 | 0 | 0 | 0 | 0 | 0 | 0 | 0 | 0 | 0 | 0 | 0 | 0 | 0 | 0 | 0 | 0 | 0 | 0
| Diversity Factor: 0 | [33 empty] | DNP_ID: 2334. All Load to Jesmond | Wallsend 33_11kV Tx2 | Jesmond 132_11kV Tx2 | 0 | 0 | 0 | 0 | 0 | 1.4718 | 0 | 0 | 0 | 0 | 0 | 0 | 0 | 0 | 0 | 0 | 0 | 0 | 0 | 0 | 0 | 0 | 0 | 0 | 0 | 0 | 0 | 0 | 0 | 0 | 0 | 0
[35 empty] | DNP_ID: 2334. All Load to Jesmond | Wallsend 33_11kV Tx3 | Jesmond 132_11kV Tx1 | 0 | 0 | 0 | 0 | 0 | 1.1765 | 0 | 0 | 0 | 0 | 0 | 0 | 0 | 0 | 0 | 0 | 0 | 0 | 0 | 0 | 0 | 0 | 0 | 0 | 0 | 0 | 0 | 0 | 0 | 0 | 0 | 0
[35 empty] | DNP_ID: 2334. All Load to Jesmond | Wallsend 33_11kV Tx3 | Jesmond 132_11kV Tx2 | 0 | 0 | 0 | 0 | 0 | 1.4718 | 0 | 0 | 0 | 0 | 0 | 0 | 0 | 0 | 0 | 0 | 0 | 0 | 0 | 0 | 0 | 0 | 0 | 0 | 0 | 0 | 0 | 0 | 0 | 0 | 0 | 0
| 0 | [33 empty] | HVCON_ID: 2000171. Wallsend Retirement, Lake Rd |  | Wallsend 33_11kV Tx2 | 0.22291 | 0 | 0 | 0 | 0 | 0 | 0 | 0 | 0 | 0 | 0 | 0 | 0 | 0 | 0 | 0 | 0 | 0 | 0 | 0 | 0 | 0 | 0 | 0 | 0 | 0 | 0 | 0 | 0 | 0 | 0 | 0
| Diversity Factor: 0 | [33 empty] | HVCON_ID: 2000171. Wallsend Retirement, Lake Rd |  | Wallsend 33_11kV Tx3 | 0.22291 | 0 | 0 | 0 | 0 | 0 | 0 | 0 | 0 | 0 | 0 | 0 | 0 | 0 | 0 | 0 | 0 | 0 | 0 | 0 | 0 | 0 | 0 | 0 | 0 | 0 | 0 | 0 | 0 | 0 | 0 | 0
| Weather Correction and Public Holiday Factors | [8 empty] | Forecast ROG
ROG Justification
| Actual loads for season 2013 have been weather corrected by the following: | [6 empty] | 0% |  | 0
1 | 2 | 3 | 4 | 5 | 6 | 7 | 8 | 9 | 10 | 2014 | 2015 | 2016 | 2017 | 2018 | 2019 | 2020 | 2021 | 2022 | 2023 | 2024 | 2025 | 2026 | 2027 | 2028 | 2029 | 2030 | 2031 | 2032 | 2033 | 2034 | 2035 | 2036 | 2037 | 2038
1 | 1 | 1 | 1 | 1 | 1 | 1 | 1 | 1 | 1 | 0% | 0% | 0% | 0% | 0% | 0% | 0% | 0% | 0% | 0% | 0% | 0% | 0% | 0% | 0% | 0% | 0% | 0% | 0% | 0% | 0% | 0% | 0% | 0% | 0%
Substation Load Detail
[7 empty] | Units | 2013 |  | 2014 | 2015 | 2016 | 2017 | 2018 | 2019 | 2020 | 2021 | 2022 | 2023 | 2024 | 2025 | 2026 | 2027 | 2028 | 2029 | 2030 | 2031 | 2032 | 2033 | 2034 | 2035 | 2036 | 2037 | 2038
1 | Wallsend 33_11kV | Compensated |  | Load (LV side) |  |  | Amps | 0 |  | 0 | 0 | 0 | 0 | 0 | 0 | 0 | 0 | 0 | 0 | 0 | 0 | 0 | 0 | 0 | 0 | 0 | 0 | 0 | 0 | 0 | 0 | 0 | 0 | 0
|  |  |  | Apparent Power |  |  | MVA | 0 | 0 | 0 | 0 | 0 | 0 | 0 | 0 | 0 | 0 | 0 | 0 | 0 | 0 | 0 | 0 | 0 | 0 | 0 | 0 | 0 | 0 | 0 | 0 | 0 | 0 | 0
|  |  |  | Real Power |  |  | MW | 0 | 0 | 0 | 0 | 0 | 0 | 0 | 0 | 0 | 0 | 0 | 0 | 0 | 0 | 0 | 0 | 0 | 0 | 0 | 0 | 0 | 0 | 0 | 0 | 0 | 0 | 0
|  |  |  | Reactive Power |  |  | MVAr | 0 |  | 0 | 0 | 0 | 0 | 0 | 0 | 0 | 0 | 0 | 0 | 0 | 0 | 0 | 0 | 0 | 0 | 0 | 0 | 0 | 0 | 0 | 0 | 0 | 0 | 0
|  |  |  | Capacitors In Service |  |  | MVAr | 0 |  | 0 | 0 | 0 | 0 | 0 | 0 | 0 | 0 | 0 | 0 | 0 | 0 | 0 | 0 | 0 | 0 | 0 | 0 | 0 | 0 | 0 | 0 | 0 | 0 | 0
|  |  |  | PF |  |  |  | 0 |  | 0 | 0 | 0 | 0 | 0 | 0 | 0 | 0 | 0 | 0 | 0 | 0 | 0 | 0 | 0 | 0 | 0 | 0 | 0 | 0 | 0 | 0 | 0 | 0 | 0
0.71056 | Diversity Factor: 0.71 | Uncompensated |  | Reactive Power |  |  | MVAr | 0 | 0 | 0 | 0 | 0 | 0 | 0 | 0 | 0 | 0 | 0 | 0 | 0 | 0 | 0 | 0 | 0 | 0 | 0 | 0 | 0 | 0 | 0 | 0 | 0 | 0 | 0
|  |  |  | PF |  |  |  | 0 |  | 0 | 0 | 0 | 0 | 0 | 0 | 0 | 0 | 0 | 0 | 0 | 0 | 0 | 0 | 0 | 0 | 0 | 0 | 0 | 0 | 0 | 0 | 0 | 0 | 0
[10 empty] | 1 | 2 | 3 | 4 | 5 | 6 | 7 | 8 | 9 | 10 | 11 | 12 | 13 | 14 | 15 | 16 | 17 | 18 | 19 | 20 | 21 | 22 | 23 | 24 | 25
Transformer Load Detail
[7 empty] | Units | 2013 |  | 2014 | 2015 | 2016 | 2017 | 2018 | 2019 | 2020 | 2021 | 2022 | 2023 | 2024 | 2025 | 2026 | 2027 | 2028 | 2029 | 2030 | 2031 | 2032 | 2033 | 2034 | 2035 | 2036 | 2037 | 2038
| 0 | Compensated |  | Load (LV side) |  |  | Amps
|  |  |  | Apparent Power |  |  | MVA
|  |  |  | Real Power |  |  | MW
|  |  |  | Reactive Power |  |  | MVAr
|  |  |  | Capacitors In Service |  |  | MVAr
PF
| Zone Div: | Uncompensated |  | Reactive Power |  |  | MVAr
PF
| 0 | Compensated |  | Load (LV side) |  |  | Amps
|  |  |  | Apparent Power |  |  | MVA
|  |  |  | Real Power |  |  | MW
|  |  |  | Reactive Power |  |  | MVAr
|  |  |  | Capacitors In Service |  |  | MVAr
PF
| Zone Div: | Uncompensated |  | Reactive Power |  |  | MVAr
PF
| 0 | Compensated |  | Load (LV side) |  |  | Amps
|  |  |  | Apparent Power |  |  | MVA
|  |  |  | Real Power |  |  | MW
|  |  |  | Reactive Power |  |  | MVAr
|  |  |  | Capacitors In Service |  |  | MVAr
PF
| Zone Div: | Uncompensated |  | Reactive Power |  |  | MVAr
PF
| 0 | Compensated |  | Load (LV side) |  |  | Amps
|  |  |  | Apparent Power |  |  | MVA
|  |  |  | Real Power |  |  | MW
|  |  |  | Reactive Power |  |  | MVAr
|  |  |  | Capacitors In Service |  |  | MVAr
PF
| Zone Div: | Uncompensated |  | Reactive Power |  |  | MVAr
PF
| 0 | Compensated |  | Load (LV side) |  |  | Amps
|  |  |  | Apparent Power |  |  | MVA
|  |  |  | Real Power |  |  | MW
|  |  |  | Reactive Power |  |  | MVAr
|  |  |  | Capacitors In Service |  |  | MVAr
PF
| Zone Div: | Uncompensated |  | Reactive Power |  |  | MVAr
PF
| 0 | Compensated |  | Load (LV side) |  |  | Amps
|  |  |  | Apparent Power |  |  | MVA
|  |  |  | Real Power |  |  | MW
|  |  |  | Reactive Power |  |  | MVAr
|  |  |  | Capacitors In Service |  |  | MVAr
PF
| Zone Div: | Uncompensated |  | Reactive Power |  |  | MVAr
PF
| 0 | Compensated |  | Load (LV side) |  |  | Amps
|  |  |  | Apparent Power |  |  | MVA
|  |  |  | Real Power |  |  | MW
|  |  |  | Reactive Power |  |  | MVAr
|  |  |  | Capacitors In Service |  |  | MVAr
PF
| Zone Div: | Uncompensated |  | Reactive Power |  |  | MVAr
PF
| 0 | Compensated |  | Load (LV side) |  |  | Amps
|  |  |  | Apparent Power |  |  | MVA
|  |  |  | Real Power |  |  | MW
|  |  |  | Reactive Power |  |  | MVAr
|  |  |  | Capacitors In Service |  |  | MVAr
PF
| Zone Div: | Uncompensated |  | Reactive Power |  |  | MVAr
PF
| 0 | Compensated |  | Load (LV side) |  |  | Amps
|  |  |  | Apparent Power |  |  | MVA
|  |  |  | Real Power |  |  | MW
|  |  |  | Reactive Power |  |  | MVAr
|  |  |  | Capacitors In Service |  |  | MVAr
PF
| Zone Div: | Uncompensated |  | Reactive Power |  |  | MVAr
PF
| 0 | Compensated |  | Load (LV side) |  |  | Amps
|  |  |  | Apparent Power |  |  | MVA
|  |  |  | Real Power |  |  | MW
|  |  |  | Reactive Power |  |  | MVAr
|  |  |  | Capacitors In Service |  |  | MVAr
PF
| Zone Div: | Uncompensated |  | Reactive Power |  |  | MVAr
PF

## Customer46
| Customer46 | [16 empty] | 2014 | WINTER
| Substation Total Loads | [33 empty] | Spots & Transfers Detail
| Historical Loads | MVA | [7 empty] | Weather Corrected Forecast Loads |  |  |  | MVA | [20 empty] | Spots & Transfers Summary | MVA |  | Historical Spots & Transfers | [6 empty] | Forecast Spots & Transfers
|  | 2007 | 2008 | 2009 | 2010 | 2011 | 2012 | 2013 |  | 2014 | 2015 | 2016 | 2017 | 2018 | 2019 | 2020 | 2021 | 2022 | 2023 | 2024 | 2025 | 2026 | 2027 | 2028 | 2029 | 2030 | 2031 | 2032 | 2033 | 2034 | 2035 | 2036 | 2037 | 2038 |  |  |  | 2007 | 2008 | 2009 | 2010 | 2011 | 2012 | 2013 | 2014 | 2015 | 2016 | 2017 | 2018 | 2019 | 2020 | 2021 | 2022 | 2023 | 2024 | 2025 | 2026 | 2027 | 2028 | 2029 | 2030 | 2031 | 2032 | 2033 | 2034 | 2035 | 2036 | 2037 | 2038
| Total |  |  |  |  | 8.944 | 8.685 | 8.9637 |  | 8.9637 | 8.9637 | 8.9637 | 8.9637 | 8.9637 | 8.9637 | 8.9637 | 8.9637 | 8.9637 | 8.9637 | 8.9637 | 8.9637 | 8.9637 | 8.9637 | 8.9637 | 8.9637 | 8.9637 | 8.9637 | 8.9637 | 8.9637 | 8.9637 | 8.9637 | 8.9637 | 8.9637 | 8.9637 |  |  | Total
Firm Rating
| Total Capacity | [36 empty] | 0 | 0 | 0 | 0 | 0 | 0 | 0 | 0 | 0 | 0 | 0 | 0 | 0 | 0 | 0 | 0 | 0 | 0 | 0 | 0 | 0 | 0 | 0 | 0 | 0 | 0 | 0 | 0 | 0 | 0 | 0 | 0
|  | -7 | -6 | -5 | -4 | -3 | -2 | -1 |  | 0 | 1 | 2 | 3 | 4 | 5 | 6 | 7 | 8 | 9 | 10 | 11 | 12 | 13 | 14 | 15 | 16 | 17 | 18 | 19 | 20 | 21 | 22 | 23 | 24 |  |  |  | 0 | 0 | 0 | 0 | 0 | 0 | 0 | 0 | 0 | 0 | 0 | 0 | 0 | 0 | 0 | 0 | 0 | 0 | 0 | 0 | 0 | 0 | 0 | 0 | 0 | 0 | 0 | 0 | 0 | 0 | 0 | 0
| Transformer Loads | [36 empty] | 0 | 0 | 0 | 0 | 0 | 0 | 0 | 0 | 0 | 0 | 0 | 0 | 0 | 0 | 0 | 0 | 0 | 0 | 0 | 0 | 0 | 0 | 0 | 0 | 0 | 0 | 0 | 0 | 0 | 0 | 0 | 0
| Historical Loads | MVA | [7 empty] | Weather Corrected Forecast Loads |  |  |  | MVA | [23 empty] | 0 | 0 | 0 | 0 | 0 | 0 | 0 | 0 | 0 | 0 | 0 | 0 | 0 | 0 | 0 | 0 | 0 | 0 | 0 | 0 | 0 | 0 | 0 | 0 | 0 | 0 | 0 | 0 | 0 | 0 | 0 | 0
|  | 2007 | 2008 | 2009 | 2010 | 2011 | 2012 | 2013 |  | 2014 | 2015 | 2016 | 2017 | 2018 | 2019 | 2020 | 2021 | 2022 | 2023 | 2024 | 2025 | 2026 | 2027 | 2028 | 2029 | 2030 | 2031 | 2032 | 2033 | 2034 | 2035 | 2036 | 2037 | 2038 |  |  |  | 0 | 0 | 0 | 0 | 0 | 0 | 0 | 0 | 0 | 0 | 0 | 0 | 0 | 0 | 0 | 0 | 0 | 0 | 0 | 0 | 0 | 0 | 0 | 0 | 0 | 0 | 0 | 0 | 0 | 0 | 0 | 0
| 0 | [36 empty] | 0 | 0 | 0 | 0 | 0 | 0 | 0 | 0 | 0 | 0 | 0 | 0 | 0 | 0 | 0 | 0 | 0 | 0 | 0 | 0 | 0 | 0 | 0 | 0 | 0 | 0 | 0 | 0 | 0 | 0 | 0 | 0
| Diversity Factor: 0 | [36 empty] | 0 | 0 | 0 | 0 | 0 | 0 | 0 | 0 | 0 | 0 | 0 | 0 | 0 | 0 | 0 | 0 | 0 | 0 | 0 | 0 | 0 | 0 | 0 | 0 | 0 | 0 | 0 | 0 | 0 | 0 | 0 | 0
[38 empty] | 0 | 0 | 0 | 0 | 0 | 0 | 0 | 0 | 0 | 0 | 0 | 0 | 0 | 0 | 0 | 0 | 0 | 0 | 0 | 0 | 0 | 0 | 0 | 0 | 0 | 0 | 0 | 0 | 0 | 0 | 0 | 0
[38 empty] | 0 | 0 | 0 | 0 | 0 | 0 | 0 | 0 | 0 | 0 | 0 | 0 | 0 | 0 | 0 | 0 | 0 | 0 | 0 | 0 | 0 | 0 | 0 | 0 | 0 | 0 | 0 | 0 | 0 | 0 | 0 | 0
| 0 | [36 empty] | 0 | 0 | 0 | 0 | 0 | 0 | 0 | 0 | 0 | 0 | 0 | 0 | 0 | 0 | 0 | 0 | 0 | 0 | 0 | 0 | 0 | 0 | 0 | 0 | 0 | 0 | 0 | 0 | 0 | 0 | 0 | 0
Diversity Factor: 0
[38 empty] | Historical Spots & Transfers | [6 empty] | Forecast Spots & Transfers
[35 empty] | Project Name | From | To | 2007 | 2008 | 2009 | 2010 | 2011 | 2012 | 2013 | 2014 | 2015 | 2016 | 2017 | 2018 | 2019 | 2020 | 2021 | 2022 | 2023 | 2024 | 2025 | 2026 | 2027 | 2028 | 2029 | 2030 | 2031 | 2032 | 2033 | 2034 | 2035 | 2036 | 2037 | 2038
0
Diversity Factor: 0
0
Diversity Factor: 0
0
Diversity Factor: 0
0
Diversity Factor: 0
0
Diversity Factor: 0
0
Diversity Factor: 0
0
Diversity Factor: 0
0
Diversity Factor: 0
| Weather Correction and Public Holiday Factors | [8 empty] | Forecast ROG
ROG Justification
| Actual loads for season 2013 have been weather corrected by the following: | [6 empty] | 0% |  | N/A | [59 empty] | N/A
1 | 2 | 3 | 4 | 5 | 6 | 7 | 8 | 9 | 10 | 2014 | 2015 | 2016 | 2017 | 2018 | 2019 | 2020 | 2021 | 2022 | 2023 | 2024 | 2025 | 2026 | 2027 | 2028 | 2029 | 2030 | 2031 | 2032 | 2033 | 2034 | 2035 | 2036 | 2037 | 2038
1 | 1 | 1 | 1 | 1 | 1 | 1 | 1 | 1 | 1 | 0% | 0% | 0% | 0% | 0% | 0% | 0% | 0% | 0% | 0% | 0% | 0% | 0% | 0% | 0% | 0% | 0% | 0% | 0% | 0% | 0% | 0% | 0% | 0% | 0%
Substation Load Detail
[7 empty] | Units | 2013 |  | 2014 | 2015 | 2016 | 2017 | 2018 | 2019 | 2020 | 2021 | 2022 | 2023 | 2024 | 2025 | 2026 | 2027 | 2028 | 2029 | 2030 | 2031 | 2032 | 2033 | 2034 | 2035 | 2036 | 2037 | 2038
1 | Customer46 | Compensated |  | Load (LV side) |  |  | Amps | 157 |  | 157 | 157 | 157 | 157 | 157 | 157 | 157 | 157 | 157 | 157 | 157 | 157 | 157 | 157 | 157 | 157 | 157 | 157 | 157 | 157 | 157 | 157 | 157 | 157 | 157
|  |  |  | Apparent Power |  |  | MVA | 8.9637 |  | 8.9637 | 8.9637 | 8.9637 | 8.9637 | 8.9637 | 8.9637 | 8.9637 | 8.9637 | 8.9637 | 8.9637 | 8.9637 | 8.9637 | 8.9637 | 8.9637 | 8.9637 | 8.9637 | 8.9637 | 8.9637 | 8.9637 | 8.9637 | 8.9637 | 8.9637 | 8.9637 | 8.9637 | 8.9637
|  |  |  | Real Power |  |  | MW | 8.0674 |  | 8.0674 | 8.0674 | 8.0674 | 8.0674 | 8.0674 | 8.0674 | 8.0674 | 8.0674 | 8.0674 | 8.0674 | 8.0674 | 8.0674 | 8.0674 | 8.0674 | 8.0674 | 8.0674 | 8.0674 | 8.0674 | 8.0674 | 8.0674 | 8.0674 | 8.0674 | 8.0674 | 8.0674 | 8.0674
|  |  |  | Reactive Power |  |  | MVAr | 3.9072 |  | 3.9072 | 3.9072 | 3.9072 | 3.9072 | 3.9072 | 3.9072 | 3.9072 | 3.9072 | 3.9072 | 3.9072 | 3.9072 | 3.9072 | 3.9072 | 3.9072 | 3.9072 | 3.9072 | 3.9072 | 3.9072 | 3.9072 | 3.9072 | 3.9072 | 3.9072 | 3.9072 | 3.9072 | 3.9072
|  |  |  | Capacitors In Service |  |  | MVAr | 0 |  | 0 | 0 | 0 | 0 | 0 | 0 | 0 | 0 | 0 | 0 | 0 | 0 | 0 | 0 | 0 | 0 | 0 | 0 | 0 | 0 | 0 | 0 | 0 | 0 | 0
|  |  |  | PF |  |  |  | 0.9 |  | 0.9 | 0.9 | 0.9 | 0.9 | 0.9 | 0.9 | 0.9 | 0.9 | 0.9 | 0.9 | 0.9 | 0.9 | 0.9 | 0.9 | 0.9 | 0.9 | 0.9 | 0.9 | 0.9 | 0.9 | 0.9 | 0.9 | 0.9 | 0.9 | 0.9
0.51185 | Diversity Factor: 0.51 | Uncompensated |  | Reactive Power |  |  | MVAr | 3.9072 |  | 3.9072 | 3.9072 | 3.9072 | 3.9072 | 3.9072 | 3.9072 | 3.9072 | 3.9072 | 3.9072 | 3.9072 | 3.9072 | 3.9072 | 3.9072 | 3.9072 | 3.9072 | 3.9072 | 3.9072 | 3.9072 | 3.9072 | 3.9072 | 3.9072 | 3.9072 | 3.9072 | 3.9072 | 3.9072
|  |  |  | PF |  |  |  | 0.9 |  | 0.9 | 0.9 | 0.9 | 0.9 | 0.9 | 0.9 | 0.9 | 0.9 | 0.9 | 0.9 | 0.9 | 0.9 | 0.9 | 0.9 | 0.9 | 0.9 | 0.9 | 0.9 | 0.9 | 0.9 | 0.9 | 0.9 | 0.9 | 0.9 | 0.9
[10 empty] | 1 | 2 | 3 | 4 | 5 | 6 | 7 | 8 | 9 | 10 | 11 | 12 | 13 | 14 | 15 | 16 | 17 | 18 | 19 | 20 | 21 | 22 | 23 | 24 | 25
Transformer Load Detail
[7 empty] | Units | 2013 |  | 2014 | 2015 | 2016 | 2017 | 2018 | 2019 | 2020 | 2021 | 2022 | 2023 | 2024 | 2025 | 2026 | 2027 | 2028 | 2029 | 2030 | 2031 | 2032 | 2033 | 2034 | 2035 | 2036 | 2037 | 2038
| 0 | Compensated |  | Load (LV side) |  |  | Amps
|  |  |  | Apparent Power |  |  | MVA
|  |  |  | Real Power |  |  | MW
|  |  |  | Reactive Power |  |  | MVAr
|  |  |  | Capacitors In Service |  |  | MVAr
PF
| Zone Div: | Uncompensated |  | Reactive Power |  |  | MVAr
PF
| 0 | Compensated |  | Load (LV side) |  |  | Amps
|  |  |  | Apparent Power |  |  | MVA
|  |  |  | Real Power |  |  | MW
|  |  |  | Reactive Power |  |  | MVAr
|  |  |  | Capacitors In Service |  |  | MVAr
PF
| Zone Div: | Uncompensated |  | Reactive Power |  |  | MVAr
PF
| 0 | Compensated |  | Load (LV side) |  |  | Amps
|  |  |  | Apparent Power |  |  | MVA
|  |  |  | Real Power |  |  | MW
|  |  |  | Reactive Power |  |  | MVAr
|  |  |  | Capacitors In Service |  |  | MVAr
PF
| Zone Div: | Uncompensated |  | Reactive Power |  |  | MVAr
PF
| 0 | Compensated |  | Load (LV side) |  |  | Amps
|  |  |  | Apparent Power |  |  | MVA
|  |  |  | Real Power |  |  | MW
|  |  |  | Reactive Power |  |  | MVAr
|  |  |  | Capacitors In Service |  |  | MVAr
PF
| Zone Div: | Uncompensated |  | Reactive Power |  |  | MVAr
PF
| 0 | Compensated |  | Load (LV side) |  |  | Amps
|  |  |  | Apparent Power |  |  | MVA
|  |  |  | Real Power |  |  | MW
|  |  |  | Reactive Power |  |  | MVAr
|  |  |  | Capacitors In Service |  |  | MVAr
PF
| Zone Div: | Uncompensated |  | Reactive Power |  |  | MVAr
PF
| 0 | Compensated |  | Load (LV side) |  |  | Amps
|  |  |  | Apparent Power |  |  | MVA
|  |  |  | Real Power |  |  | MW
|  |  |  | Reactive Power |  |  | MVAr
|  |  |  | Capacitors In Service |  |  | MVAr
PF
| Zone Div: | Uncompensated |  | Reactive Power |  |  | MVAr
PF
| 0 | Compensated |  | Load (LV side) |  |  | Amps
|  |  |  | Apparent Power |  |  | MVA
|  |  |  | Real Power |  |  | MW
|  |  |  | Reactive Power |  |  | MVAr
|  |  |  | Capacitors In Service |  |  | MVAr
PF
| Zone Div: | Uncompensated |  | Reactive Power |  |  | MVAr
PF
| 0 | Compensated |  | Load (LV side) |  |  | Amps
|  |  |  | Apparent Power |  |  | MVA
|  |  |  | Real Power |  |  | MW
|  |  |  | Reactive Power |  |  | MVAr
|  |  |  | Capacitors In Service |  |  | MVAr
PF
| Zone Div: | Uncompensated |  | Reactive Power |  |  | MVAr
PF
| 0 | Compensated |  | Load (LV side) |  |  | Amps
|  |  |  | Apparent Power |  |  | MVA
|  |  |  | Real Power |  |  | MW
|  |  |  | Reactive Power |  |  | MVAr
|  |  |  | Capacitors In Service |  |  | MVAr
PF
| Zone Div: | Uncompensated |  | Reactive Power |  |  | MVAr
PF
| 0 | Compensated |  | Load (LV side) |  |  | Amps
|  |  |  | Apparent Power |  |  | MVA
|  |  |  | Real Power |  |  | MW
|  |  |  | Reactive Power |  |  | MVAr
|  |  |  | Capacitors In Service |  |  | MVAr
PF
| Zone Div: | Uncompensated |  | Reactive Power |  |  | MVAr
PF